## Thermal
ENTSO-E Market Modelling Database: Thermal generation
Country:
Market Node: | GR03
Year:
Climate year
Scenario
Fuel & Plant type |  | Net generating capacity (MW) | Number of units | Number of biofuel units | Biofuel usage [%] | MUST RUN OBLIGATIONS | [13 empty] | Daily limitation in MWh (optional) | [11 empty] | Unavailability |  |  | Min stable power (% of max power) | Ramp up rate(MW/h) | Ramp down rate (MW/h) | fixed generation reduction (% of max power output) | Median Start-up fuel name | Custom biofuel price (EUR/Net GJ) | Maximum number of units on maintenance
[32 empty] | Forced outage (annual rate) | Planned outage | Planned outage
[33 empty] | annual rate | winter
[7 empty] | Jan | Feb | Mar | April | May | June | July | Aug | Sept | Oct | Nov | Dec | causes (e.g technical, subsidies, environmental, grid constraints... | Jan | Feb | Mar | April | May | June | July | Aug | Sept | Oct | Nov | Dec | % | number of days | minimum % of annual number of days
Nuclear |  | 0 | 0 | 0 | 0 | number of must run units | 0 | 0 | 0 | 0 | 0 | 0 | 0 | 0 | 0 | 0 | 0 | 0 | [13 empty] | 5 | 54 | 15 |  |  |  | 0 | 0 |  | 0
[6 empty] | % of installed capacity | 0 | 0 | 0 | 0 | 0 | 0 | 0 | 0 | 0 | 0 | 0 | 0
Hard coal | old 1 | 0 | 0 | 0 | 0 | number of must run units | 0 | 0 | 0 | 0 | 0 | 0 | 0 | 0 | 0 | 0 | 0 | 0 | [13 empty] | 10 | 27 | 15 |  |  |  | 0 | 0 |  | 0
[6 empty] | % of installed capacity | 0 | 0 | 0 | 0 | 0 | 0 | 0 | 0 | 0 | 0 | 0 | 0
| old 2 | 0 | 0 | 0 | 0 | number of must run units | 0 | 0 | 0 | 0 | 0 | 0 | 0 | 0 | 0 | 0 | 0 | 0 | [13 empty] | 10 | 27 | 15 |  |  |  | 0 | 0 |  | 0
[6 empty] | % of installed capacity | 0 | 0 | 0 | 0 | 0 | 0 | 0 | 0 | 0 | 0 | 0 | 0
| new | 0 | 0 | 0 | 0 | number of must run units | 0 | 0 | 0 | 0 | 0 | 0 | 0 | 0 | 0 | 0 | 0 | 0 | [13 empty] | 7.5 | 27 | 15 |  |  |  | 0 | 0 |  | 0
[6 empty] | % of installed capacity | 0 | 0 | 0 | 0 | 0 | 0 | 0 | 0 | 0 | 0 | 0 | 0
| CCS | 0 | 0 | 0 | 0 | number of must run units | 0 | 0 | 0 | 0 | 0 | 0 | 0 | 0 | 0 | 0 | 0 | 0 | [13 empty] | 7.5 | 27 | 15 |  |  |  | 0 | 0 |  | 0
[6 empty] | % of installed capacity | 0 | 0 | 0 | 0 | 0 | 0 | 0 | 0 | 0 | 0 | 0 | 0
Lignite | old 1 | 0 | 0 | 0 | 0 | number of must run units | 0 | 0 | 0 | 0 | 0 | 0 | 0 | 0 | 0 | 0 | 0 | 0 | [13 empty] | 10 | 27 | 15 |  |  |  | 0 | 0 |  | 0
[6 empty] | % of installed capacity | 0 | 0 | 0 | 0 | 0 | 0 | 0 | 0 | 0 | 0 | 0 | 0
| old 2 | 0 | 0 | 0 | 0 | number of must run units | 0 | 0 | 0 | 0 | 0 | 0 | 0 | 0 | 0 | 0 | 0 | 0 | [13 empty] | 10 | 27 | 15 |  |  |  | 0 | 0 |  | 0
[6 empty] | % of installed capacity | 0 | 0 | 0 | 0 | 0 | 0 | 0 | 0 | 0 | 0 | 0 | 0
| new | 0 | 0 | 0 | 0 | number of must run units | 0 | 0 | 0 | 0 | 0 | 0 | 0 | 0 | 0 | 0 | 0 | 0 | [13 empty] | 7.5 | 27 | 15 |  |  |  | 0 | 0 |  | 0
[6 empty] | % of installed capacity | 0 | 0 | 0 | 0 | 0 | 0 | 0 | 0 | 0 | 0 | 0 | 0
| CCS | 0 | 0 | 0 | 0 | number of must run units | 0 | 0 | 0 | 0 | 0 | 0 | 0 | 0 | 0 | 0 | 0 | 0 | [13 empty] | 7.5 | 27 | 15 |  |  |  | 0 | 0 |  | 0
[6 empty] | % of installed capacity | 0 | 0 | 0 | 0 | 0 | 0 | 0 | 0 | 0 | 0 | 0 | 0
Gas | Conventional old 1 | 0 | 0 | 0 | 0 | number of must run units | 0 | 0 | 0 | 0 | 0 | 0 | 0 | 0 | 0 | 0 | 0 | 0 | [13 empty] | 8 | 27 | 15 |  |  |  | 0 | 0 |  | 0
[6 empty] | % of installed capacity | 0 | 0 | 0 | 0 | 0 | 0 | 0 | 0 | 0 | 0 | 0 | 0
| Conventional old 2 | 0 | 0 | 0 | 0 | number of must run units | 0 | 0 | 0 | 0 | 0 | 0 | 0 | 0 | 0 | 0 | 0 | 0 | [13 empty] | 8 | 27 | 15 |  |  |  | 0 | 0 |  | 0
[6 empty] | % of installed capacity | 0 | 0 | 0 | 0 | 0 | 0 | 0 | 0 | 0 | 0 | 0 | 0
| CCGT old 1 | 0 | 0 | 0 | 0 | number of must run units | 0 | 0 | 0 | 0 | 0 | 0 | 0 | 0 | 0 | 0 | 0 | 0 | [13 empty] | 8 | 27 | 15 |  |  |  | 0 | 0 |  | 0
[6 empty] | % of installed capacity | 0 | 0 | 0 | 0 | 0 | 0 | 0 | 0 | 0 | 0 | 0 | 0
| CCGT old 2 | 0 | 0 | 0 | 0 | number of must run units | 0 | 0 | 0 | 0 | 0 | 0 | 0 | 0 | 0 | 0 | 0 | 0 | [13 empty] | 8 | 27 | 15 |  |  |  | 0 | 0 |  | 0
[6 empty] | % of installed capacity | 0 | 0 | 0 | 0 | 0 | 0 | 0 | 0 | 0 | 0 | 0 | 0
| CCGT new | 0 | 0 | 0 | 0 | number of must run units | 0 | 0 | 0 | 0 | 0 | 0 | 0 | 0 | 0 | 0 | 0 | 0 | [13 empty] | 5 | 27 | 15 |  |  |  | 0 | 0 |  | 0
[6 empty] | % of installed capacity | 0 | 0 | 0 | 0 | 0 | 0 | 0 | 0 | 0 | 0 | 0 | 0
| CCGT CCS | 0 | 0 | 0 | 0 | number of must run units | 0 | 0 | 0 | 0 | 0 | 0 | 0 | 0 | 0 | 0 | 0 | 0 | [13 empty] | 5 | 27 | 15 |  |  |  | 0 | 0 |  | 0
[6 empty] | % of installed capacity | 0 | 0 | 0 | 0 | 0 | 0 | 0 | 0 | 0 | 0 | 0 | 0
| OCGT old | 0 | 0 | 0 | 0 | number of must run units | 0 | 0 | 0 | 0 | 0 | 0 | 0 | 0 | 0 | 0 | 0 | 0 | [13 empty] | 8 | 13 | 15 |  |  |  | 0 | 0 |  | 0
[6 empty] | % of installed capacity | 0 | 0 | 0 | 0 | 0 | 0 | 0 | 0 | 0 | 0 | 0 | 0
| OCGT new | 0 | 0 | 0 | 0 | number of must run units | 0 | 0 | 0 | 0 | 0 | 0 | 0 | 0 | 0 | 0 | 0 | 0 | [13 empty] | 5 | 13 | 15 |  |  |  | 0 | 0 |  | 0
[6 empty] | % of installed capacity | 0 | 0 | 0 | 0 | 0 | 0 | 0 | 0 | 0 | 0 | 0 | 0
Light oil |  | 143.544 | 3 | 0 | 0 | number of must run units | 0 | 0 | 0 | 0 | 0 | 0 | 0 | 0 | 0 | 0 | 0 | 0 | [13 empty] | 8 | 7 | 15 | 20.8995 | 540 | 580 | 0 | 0 | 0 | 3
[6 empty] | % of installed capacity | 0 | 0 | 0 | 0 | 0 | 0 | 0 | 0 | 0 | 0 | 0 | 0
Heavy oil | old 1 | 0 | 0 | 0 | 0 | number of must run units | 0 | 0 | 0 | 0 | 0 | 0 | 0 | 0 | 0 | 0 | 0 | 0 | [13 empty] | 10 | 27 | 15 |  |  |  | 0 | 0 |  | 0
[6 empty] | % of installed capacity | 0 | 0 | 0 | 0 | 0 | 0 | 0 | 0 | 0 | 0 | 0 | 0
| old 2 | 0 | 0 | 0 | 0 | number of must run units | 0 | 0 | 0 | 0 | 0 | 0 | 0 | 0 | 0 | 0 | 0 | 0 | [13 empty] | 10 | 27 | 15 |  |  |  | 0 | 0 |  | 0
[6 empty] | % of installed capacity | 0 | 0 | 0 | 0 | 0 | 0 | 0 | 0 | 0 | 0 | 0 | 0
Oil shale | old | 0 | 0 | 0 | 0 | number of must run units | 0 | 0 | 0 | 0 | 0 | 0 | 0 | 0 | 0 | 0 | 0 | 0 | [13 empty] | 10 | 27 | 15 |  |  |  | 0 | 0 |  | 0
[6 empty] | % of installed capacity | 0 | 0 | 0 | 0 | 0 | 0 | 0 | 0 | 0 | 0 | 0 | 0
| new | 0 | 0 | 0 | 0 | number of must run units | 0 | 0 | 0 | 0 | 0 | 0 | 0 | 0 | 0 | 0 | 0 | 0 | [13 empty] | 7.5 | 27 | 15 |  |  |  | 0 | 0 |  | 0
[6 empty] | % of installed capacity | 0 | 0 | 0 | 0 | 0 | 0 | 0 | 0 | 0 | 0 | 0 | 0
Gas | CCGT present 1 | 0 | 0 | 0 | 0 | number of must run units | 0 | 0 | 0 | 0 | 0 | 0 | 0 | 0 | 0 | 0 | 0 | 0 | [13 empty] | 5 | 27 | 15 |  |  |  | 0 | 0 |  | 0
[6 empty] | % of installed capacity | 0 | 0 | 0 | 0 | 0 | 0 | 0 | 0 | 0 | 0 | 0 | 0
| CCGT present 2 | 0 | 0 | 0 | 0 | number of must run units | 0 | 0 | 0 | 0 | 0 | 0 | 0 | 0 | 0 | 0 | 0 | 0 | [13 empty] | 5 | 27 | 15 |  |  |  | 0 | 0 |  | 0
[6 empty] | % of installed capacity | 0 | 0 | 0 | 0 | 0 | 0 | 0 | 0 | 0 | 0 | 0 | 0
Hydrogen | Fuel Cell | 0 | 0 | 0 | 0 | number of must run units | 0 | 0 | 0 | 0 | 0 | 0 | 0 | 0 | 0 | 0 | 0 | 0 | [13 empty] | 2.5 | 7 | 0 |  |  |  | 0 | 0 |  | 0
[6 empty] | % of installed capacity | 0 | 0 | 0 | 0 | 0 | 0 | 0 | 0 | 0 | 0 | 0 | 0
Hydrogen | CCGT | 0 | 0 | 0 | 0 | number of must run units | 0 | 0 | 0 | 0 | 0 | 0 | 0 | 0 | 0 | 0 | 0 | 0 | [13 empty] | 5 | 27 | 15 |  |  |  | 0 | 0 |  | 0
[6 empty] | % of installed capacity | 0 | 0 | 0 | 0 | 0 | 0 | 0 | 0 | 0 | 0 | 0 | 0
Hydrogen | OCGT | 0 | 0 | 0 | 0 | number of must run units | 0 | 0 | 0 | 0 | 0 | 0 | 0 | 0 | 0 | 0 | 0 | 0 | [13 empty] | 5 | 13 | 15 |  |  |  | 0 | 0 |  | 0
[6 empty] | % of installed capacity | 0 | 0 | 0 | 0 | 0 | 0 | 0 | 0 | 0 | 0 | 0 | 0

## Other Non-RES
ENTSO-E Market Modelling Database: Other non-RES
Country:
Market Node: | GR03
Year:
Climate year |  |  | N.B. use convention first January always Monday (2007 calendar year) --> see guidelines for further details
Scenario
|  | Price Band 1 | Price Band 2
Installed capacity (MW)
Number of units
PEMMDB type(s)
Purpose
Avg. Market Offer Price (€/MWh)
Avg. Efficiency Ratio
Avg. CO2 em. factor (ton/MWh)
Start climate year
End climate year
Date | Hour | Available capacity (MW) | Available capacity (MW) | Available capacity (MW) | Available capacity (MW) | Available capacity (MW) | Available capacity (MW) | Available capacity (MW) | Available capacity (MW) | Available capacity (MW) | Available capacity (MW) | Available capacity (MW) | Available capacity (MW) | Available capacity (MW) | Available capacity (MW) | Available capacity (MW) | Available capacity (MW) | Available capacity (MW) | Available capacity (MW) | Available capacity (MW) | Available capacity (MW) | Available capacity (MW) | Available capacity (MW) | Available capacity (MW) | Available capacity (MW) | Available capacity (MW) | Available capacity (MW) | Available capacity (MW)
01.01. | 1
01.01. | 2
01.01. | 3
01.01. | 4
01.01. | 5
01.01. | 6
01.01. | 7
01.01. | 8
01.01. | 9
01.01. | 10
01.01. | 11
01.01. | 12
01.01. | 13
01.01. | 14
01.01. | 15
01.01. | 16
01.01. | 17
01.01. | 18
01.01. | 19
01.01. | 20
01.01. | 21
01.01. | 22
01.01. | 23
01.01. | 24
02.01. | 1
02.01. | 2
02.01. | 3
02.01. | 4
02.01. | 5
02.01. | 6
02.01. | 7
02.01. | 8
02.01. | 9
02.01. | 10
02.01. | 11
02.01. | 12
02.01. | 13
02.01. | 14
02.01. | 15
02.01. | 16
02.01. | 17
02.01. | 18
02.01. | 19
02.01. | 20
02.01. | 21
02.01. | 22
02.01. | 23
02.01. | 24
03.01. | 1
03.01. | 2
03.01. | 3
03.01. | 4
03.01. | 5
03.01. | 6
03.01. | 7
03.01. | 8
03.01. | 9
03.01. | 10
03.01. | 11
03.01. | 12
03.01. | 13
03.01. | 14
03.01. | 15
03.01. | 16
03.01. | 17
03.01. | 18
03.01. | 19
03.01. | 20
03.01. | 21
03.01. | 22
03.01. | 23
03.01. | 24
04.01. | 1
04.01. | 2
04.01. | 3
04.01. | 4
04.01. | 5
04.01. | 6
04.01. | 7
04.01. | 8
04.01. | 9
04.01. | 10
04.01. | 11
04.01. | 12
04.01. | 13
04.01. | 14
04.01. | 15
04.01. | 16
04.01. | 17
04.01. | 18
04.01. | 19
04.01. | 20
04.01. | 21
04.01. | 22
04.01. | 23
04.01. | 24
05.01. | 1
05.01. | 2
05.01. | 3
05.01. | 4
05.01. | 5
05.01. | 6
05.01. | 7
05.01. | 8
05.01. | 9
05.01. | 10
05.01. | 11
05.01. | 12
05.01. | 13
05.01. | 14
05.01. | 15
05.01. | 16
05.01. | 17
05.01. | 18
05.01. | 19
05.01. | 20
05.01. | 21
05.01. | 22
05.01. | 23
05.01. | 24
06.01. | 1
06.01. | 2
06.01. | 3
06.01. | 4
06.01. | 5
06.01. | 6
06.01. | 7
06.01. | 8
06.01. | 9
06.01. | 10
06.01. | 11
06.01. | 12
06.01. | 13
06.01. | 14
06.01. | 15
06.01. | 16
06.01. | 17
06.01. | 18
06.01. | 19
06.01. | 20
06.01. | 21
06.01. | 22
06.01. | 23
06.01. | 24
07.01. | 1
07.01. | 2
07.01. | 3
07.01. | 4
07.01. | 5
07.01. | 6
07.01. | 7
07.01. | 8
07.01. | 9
07.01. | 10
07.01. | 11
07.01. | 12
07.01. | 13
07.01. | 14
07.01. | 15
07.01. | 16
07.01. | 17
07.01. | 18
07.01. | 19
07.01. | 20
07.01. | 21
07.01. | 22
07.01. | 23
07.01. | 24
08.01. | 1
08.01. | 2
08.01. | 3
08.01. | 4
08.01. | 5
08.01. | 6
08.01. | 7
08.01. | 8
08.01. | 9
08.01. | 10
08.01. | 11
08.01. | 12
08.01. | 13
08.01. | 14
08.01. | 15
08.01. | 16
08.01. | 17
08.01. | 18
08.01. | 19
08.01. | 20
08.01. | 21
08.01. | 22
08.01. | 23
08.01. | 24
09.01. | 1
09.01. | 2
09.01. | 3
09.01. | 4
09.01. | 5
09.01. | 6
09.01. | 7
09.01. | 8
09.01. | 9
09.01. | 10
09.01. | 11
09.01. | 12
09.01. | 13
09.01. | 14
09.01. | 15
09.01. | 16
09.01. | 17
09.01. | 18
09.01. | 19
09.01. | 20
09.01. | 21
09.01. | 22
09.01. | 23
09.01. | 24
10.01. | 1
10.01. | 2
10.01. | 3
10.01. | 4
10.01. | 5
10.01. | 6
10.01. | 7
10.01. | 8
10.01. | 9
10.01. | 10
10.01. | 11
10.01. | 12
10.01. | 13
10.01. | 14
10.01. | 15
10.01. | 16
10.01. | 17
10.01. | 18
10.01. | 19
10.01. | 20
10.01. | 21
10.01. | 22
10.01. | 23
10.01. | 24
11.01. | 1
11.01. | 2
11.01. | 3
11.01. | 4
11.01. | 5
11.01. | 6
11.01. | 7
11.01. | 8
11.01. | 9
11.01. | 10
11.01. | 11
11.01. | 12
11.01. | 13
11.01. | 14
11.01. | 15
11.01. | 16
11.01. | 17
11.01. | 18
11.01. | 19
11.01. | 20
11.01. | 21
11.01. | 22
11.01. | 23
11.01. | 24
12.01. | 1
12.01. | 2
12.01. | 3
12.01. | 4
12.01. | 5
12.01. | 6
12.01. | 7
12.01. | 8
12.01. | 9
12.01. | 10
12.01. | 11
12.01. | 12
12.01. | 13
12.01. | 14
12.01. | 15
12.01. | 16
12.01. | 17
12.01. | 18
12.01. | 19
12.01. | 20
12.01. | 21
12.01. | 22
12.01. | 23
12.01. | 24
13.01. | 1
13.01. | 2
13.01. | 3
13.01. | 4
13.01. | 5
13.01. | 6
13.01. | 7
13.01. | 8
13.01. | 9
13.01. | 10
13.01. | 11
13.01. | 12
13.01. | 13
13.01. | 14
13.01. | 15
13.01. | 16
13.01. | 17
13.01. | 18
13.01. | 19
13.01. | 20
13.01. | 21
13.01. | 22
13.01. | 23
13.01. | 24
14.01. | 1
14.01. | 2
14.01. | 3
14.01. | 4
14.01. | 5
14.01. | 6
14.01. | 7
14.01. | 8
14.01. | 9
14.01. | 10
14.01. | 11
14.01. | 12
14.01. | 13
14.01. | 14
14.01. | 15
14.01. | 16
14.01. | 17
14.01. | 18
14.01. | 19
14.01. | 20
14.01. | 21
14.01. | 22
14.01. | 23
14.01. | 24
15.01. | 1
15.01. | 2
15.01. | 3
15.01. | 4
15.01. | 5
15.01. | 6
15.01. | 7
15.01. | 8
15.01. | 9
15.01. | 10
15.01. | 11
15.01. | 12
15.01. | 13
15.01. | 14
15.01. | 15
15.01. | 16
15.01. | 17
15.01. | 18
15.01. | 19
15.01. | 20
15.01. | 21
15.01. | 22
15.01. | 23
15.01. | 24
16.01. | 1
16.01. | 2
16.01. | 3
16.01. | 4
16.01. | 5
16.01. | 6
16.01. | 7
16.01. | 8
16.01. | 9
16.01. | 10
16.01. | 11
16.01. | 12
16.01. | 13
16.01. | 14
16.01. | 15
16.01. | 16
16.01. | 17
16.01. | 18
16.01. | 19
16.01. | 20
16.01. | 21
16.01. | 22
16.01. | 23
16.01. | 24
17.01. | 1
17.01. | 2
17.01. | 3
17.01. | 4
17.01. | 5
17.01. | 6
17.01. | 7
17.01. | 8
17.01. | 9
17.01. | 10
17.01. | 11
17.01. | 12
17.01. | 13
17.01. | 14
17.01. | 15
17.01. | 16
17.01. | 17
17.01. | 18
17.01. | 19
17.01. | 20
17.01. | 21
17.01. | 22
17.01. | 23
17.01. | 24
18.01. | 1
18.01. | 2
18.01. | 3
18.01. | 4
18.01. | 5
18.01. | 6
18.01. | 7
18.01. | 8
18.01. | 9
18.01. | 10
18.01. | 11
18.01. | 12
18.01. | 13
18.01. | 14
18.01. | 15
18.01. | 16
18.01. | 17
18.01. | 18
18.01. | 19
18.01. | 20
18.01. | 21
18.01. | 22
18.01. | 23
18.01. | 24
19.01. | 1
19.01. | 2
19.01. | 3
19.01. | 4
19.01. | 5
19.01. | 6
19.01. | 7
19.01. | 8
19.01. | 9
19.01. | 10
19.01. | 11
19.01. | 12
19.01. | 13
19.01. | 14
19.01. | 15
19.01. | 16
19.01. | 17
19.01. | 18
19.01. | 19
19.01. | 20
19.01. | 21
19.01. | 22
19.01. | 23
19.01. | 24
20.01. | 1
20.01. | 2
20.01. | 3
20.01. | 4
20.01. | 5
20.01. | 6
20.01. | 7
20.01. | 8
20.01. | 9
20.01. | 10
20.01. | 11
20.01. | 12
20.01. | 13
20.01. | 14
20.01. | 15
20.01. | 16
20.01. | 17
20.01. | 18
20.01. | 19
20.01. | 20
20.01. | 21
20.01. | 22
20.01. | 23
20.01. | 24
21.01. | 1
21.01. | 2
21.01. | 3
21.01. | 4
21.01. | 5
21.01. | 6
21.01. | 7
21.01. | 8
21.01. | 9
21.01. | 10
21.01. | 11
21.01. | 12
21.01. | 13
21.01. | 14
21.01. | 15
21.01. | 16
21.01. | 17
21.01. | 18
21.01. | 19
21.01. | 20
21.01. | 21
21.01. | 22
21.01. | 23
21.01. | 24
22.01. | 1
22.01. | 2
22.01. | 3
22.01. | 4
22.01. | 5
22.01. | 6
22.01. | 7
22.01. | 8
22.01. | 9
22.01. | 10
22.01. | 11
22.01. | 12
22.01. | 13
22.01. | 14
22.01. | 15
22.01. | 16
22.01. | 17
22.01. | 18
22.01. | 19
22.01. | 20
22.01. | 21
22.01. | 22
22.01. | 23
22.01. | 24
23.01. | 1
23.01. | 2
23.01. | 3
23.01. | 4
23.01. | 5
23.01. | 6
23.01. | 7
23.01. | 8
23.01. | 9
23.01. | 10
23.01. | 11
23.01. | 12
23.01. | 13
23.01. | 14
23.01. | 15
23.01. | 16
23.01. | 17
23.01. | 18
23.01. | 19
23.01. | 20
23.01. | 21
23.01. | 22
23.01. | 23
23.01. | 24
24.01. | 1
24.01. | 2
24.01. | 3
24.01. | 4
24.01. | 5
24.01. | 6
24.01. | 7
24.01. | 8
24.01. | 9
24.01. | 10
24.01. | 11
24.01. | 12
24.01. | 13
24.01. | 14
24.01. | 15
24.01. | 16
24.01. | 17
24.01. | 18
24.01. | 19
24.01. | 20
24.01. | 21
24.01. | 22
24.01. | 23
24.01. | 24
25.01. | 1
25.01. | 2
25.01. | 3
25.01. | 4
25.01. | 5
25.01. | 6
25.01. | 7
25.01. | 8
25.01. | 9
25.01. | 10
25.01. | 11
25.01. | 12
25.01. | 13
25.01. | 14
25.01. | 15
25.01. | 16
25.01. | 17
25.01. | 18
25.01. | 19
25.01. | 20
25.01. | 21
25.01. | 22
25.01. | 23
25.01. | 24
26.01. | 1
26.01. | 2
26.01. | 3
26.01. | 4
26.01. | 5
26.01. | 6
26.01. | 7
26.01. | 8
26.01. | 9
26.01. | 10
26.01. | 11
26.01. | 12
26.01. | 13
26.01. | 14
26.01. | 15
26.01. | 16
26.01. | 17
26.01. | 18
26.01. | 19
26.01. | 20
26.01. | 21
26.01. | 22
26.01. | 23
26.01. | 24
27.01. | 1
27.01. | 2
27.01. | 3
27.01. | 4
27.01. | 5
27.01. | 6
27.01. | 7
27.01. | 8
27.01. | 9
27.01. | 10
27.01. | 11
27.01. | 12
27.01. | 13
27.01. | 14
27.01. | 15
27.01. | 16
27.01. | 17
27.01. | 18
27.01. | 19
27.01. | 20
27.01. | 21
27.01. | 22
27.01. | 23
27.01. | 24
28.01. | 1
28.01. | 2
28.01. | 3
28.01. | 4
28.01. | 5
28.01. | 6
28.01. | 7
28.01. | 8
28.01. | 9
28.01. | 10
28.01. | 11
28.01. | 12
28.01. | 13
28.01. | 14
28.01. | 15
28.01. | 16
28.01. | 17
28.01. | 18
28.01. | 19
28.01. | 20
28.01. | 21
28.01. | 22
28.01. | 23
28.01. | 24
29.01. | 1
29.01. | 2
29.01. | 3
29.01. | 4
29.01. | 5
29.01. | 6
29.01. | 7
29.01. | 8
29.01. | 9
29.01. | 10
29.01. | 11
29.01. | 12
29.01. | 13
29.01. | 14
29.01. | 15
29.01. | 16
29.01. | 17
29.01. | 18
29.01. | 19
29.01. | 20
29.01. | 21
29.01. | 22
29.01. | 23
29.01. | 24
30.01. | 1
30.01. | 2
30.01. | 3
30.01. | 4
30.01. | 5
30.01. | 6
30.01. | 7
30.01. | 8
30.01. | 9
30.01. | 10
30.01. | 11
30.01. | 12
30.01. | 13
30.01. | 14
30.01. | 15
30.01. | 16
30.01. | 17
30.01. | 18
30.01. | 19
30.01. | 20
30.01. | 21
30.01. | 22
30.01. | 23
30.01. | 24
31.01. | 1
31.01. | 2
31.01. | 3
31.01. | 4
31.01. | 5
31.01. | 6
31.01. | 7
31.01. | 8
31.01. | 9
31.01. | 10
31.01. | 11
31.01. | 12
31.01. | 13
31.01. | 14
31.01. | 15
31.01. | 16
31.01. | 17
31.01. | 18
31.01. | 19
31.01. | 20
31.01. | 21
31.01. | 22
31.01. | 23
31.01. | 24
01.02. | 1
01.02. | 2
01.02. | 3
01.02. | 4
01.02. | 5
01.02. | 6
01.02. | 7
01.02. | 8
01.02. | 9
01.02. | 10
01.02. | 11
01.02. | 12
01.02. | 13
01.02. | 14
01.02. | 15
01.02. | 16
01.02. | 17
01.02. | 18
01.02. | 19
01.02. | 20
01.02. | 21
01.02. | 22
01.02. | 23
01.02. | 24
02.02. | 1
02.02. | 2
02.02. | 3
02.02. | 4
02.02. | 5
02.02. | 6
02.02. | 7
02.02. | 8
02.02. | 9
02.02. | 10
02.02. | 11
02.02. | 12
02.02. | 13
02.02. | 14
02.02. | 15
02.02. | 16
02.02. | 17
02.02. | 18
02.02. | 19
02.02. | 20
02.02. | 21
02.02. | 22
02.02. | 23
02.02. | 24
03.02. | 1
03.02. | 2
03.02. | 3
03.02. | 4
03.02. | 5
03.02. | 6
03.02. | 7
03.02. | 8
03.02. | 9
03.02. | 10
03.02. | 11
03.02. | 12
03.02. | 13
03.02. | 14
03.02. | 15
03.02. | 16
03.02. | 17
03.02. | 18
03.02. | 19
03.02. | 20
03.02. | 21
03.02. | 22
03.02. | 23
03.02. | 24
04.02. | 1
04.02. | 2
04.02. | 3
04.02. | 4
04.02. | 5
04.02. | 6
04.02. | 7
04.02. | 8
04.02. | 9
04.02. | 10
04.02. | 11
04.02. | 12
04.02. | 13
04.02. | 14
04.02. | 15
04.02. | 16
04.02. | 17
04.02. | 18
04.02. | 19
04.02. | 20
04.02. | 21
04.02. | 22
04.02. | 23
04.02. | 24
05.02. | 1
05.02. | 2
05.02. | 3
05.02. | 4
05.02. | 5
05.02. | 6
05.02. | 7
05.02. | 8
05.02. | 9
05.02. | 10
05.02. | 11
05.02. | 12
05.02. | 13
05.02. | 14
05.02. | 15
05.02. | 16
05.02. | 17
05.02. | 18
05.02. | 19
05.02. | 20
05.02. | 21
05.02. | 22
05.02. | 23
05.02. | 24
06.02. | 1
06.02. | 2
06.02. | 3
06.02. | 4
06.02. | 5
06.02. | 6
06.02. | 7
06.02. | 8
06.02. | 9
06.02. | 10
06.02. | 11
06.02. | 12
06.02. | 13
06.02. | 14
06.02. | 15
06.02. | 16
06.02. | 17
06.02. | 18
06.02. | 19
06.02. | 20
06.02. | 21
06.02. | 22
06.02. | 23
06.02. | 24
07.02. | 1
07.02. | 2
07.02. | 3
07.02. | 4
07.02. | 5
07.02. | 6
07.02. | 7
07.02. | 8
07.02. | 9
07.02. | 10
07.02. | 11
07.02. | 12
07.02. | 13
07.02. | 14
07.02. | 15
07.02. | 16
07.02. | 17
07.02. | 18
07.02. | 19
07.02. | 20
07.02. | 21
07.02. | 22
07.02. | 23
07.02. | 24
08.02. | 1
08.02. | 2
08.02. | 3
08.02. | 4
08.02. | 5
08.02. | 6
08.02. | 7
08.02. | 8
08.02. | 9
08.02. | 10
08.02. | 11
08.02. | 12
08.02. | 13
08.02. | 14
08.02. | 15
08.02. | 16
08.02. | 17
08.02. | 18
08.02. | 19
08.02. | 20
08.02. | 21
08.02. | 22
08.02. | 23
08.02. | 24
09.02. | 1
09.02. | 2
09.02. | 3
09.02. | 4
09.02. | 5
09.02. | 6
09.02. | 7
09.02. | 8
09.02. | 9
09.02. | 10
09.02. | 11
09.02. | 12
09.02. | 13
09.02. | 14
09.02. | 15
09.02. | 16
09.02. | 17
09.02. | 18
09.02. | 19
09.02. | 20
09.02. | 21
09.02. | 22
09.02. | 23
09.02. | 24
10.02. | 1
10.02. | 2
10.02. | 3
10.02. | 4
10.02. | 5
10.02. | 6
10.02. | 7
10.02. | 8
10.02. | 9
10.02. | 10
10.02. | 11
10.02. | 12
10.02. | 13
10.02. | 14
10.02. | 15
10.02. | 16
10.02. | 17
10.02. | 18
10.02. | 19
10.02. | 20
10.02. | 21
10.02. | 22
10.02. | 23
10.02. | 24
11.02. | 1
11.02. | 2
11.02. | 3
11.02. | 4
11.02. | 5
11.02. | 6
11.02. | 7
11.02. | 8
11.02. | 9
11.02. | 10
11.02. | 11
11.02. | 12
11.02. | 13
11.02. | 14
11.02. | 15
11.02. | 16
11.02. | 17
11.02. | 18
11.02. | 19
11.02. | 20
11.02. | 21
11.02. | 22
11.02. | 23
11.02. | 24
12.02. | 1
12.02. | 2
12.02. | 3
12.02. | 4
12.02. | 5
12.02. | 6
12.02. | 7
12.02. | 8
12.02. | 9
12.02. | 10
12.02. | 11
12.02. | 12
12.02. | 13
12.02. | 14
12.02. | 15
12.02. | 16
12.02. | 17
12.02. | 18
12.02. | 19
12.02. | 20
12.02. | 21
12.02. | 22
12.02. | 23
12.02. | 24
13.02. | 1
13.02. | 2
13.02. | 3
13.02. | 4
13.02. | 5
13.02. | 6
13.02. | 7
13.02. | 8
13.02. | 9
13.02. | 10
13.02. | 11
13.02. | 12
13.02. | 13
13.02. | 14
13.02. | 15
13.02. | 16
13.02. | 17
13.02. | 18
13.02. | 19
13.02. | 20
13.02. | 21
13.02. | 22
13.02. | 23
13.02. | 24
14.02. | 1
14.02. | 2
14.02. | 3
14.02. | 4
14.02. | 5
14.02. | 6
14.02. | 7
14.02. | 8
14.02. | 9
14.02. | 10
14.02. | 11
14.02. | 12
14.02. | 13
14.02. | 14
14.02. | 15
14.02. | 16
14.02. | 17
14.02. | 18
14.02. | 19
14.02. | 20
14.02. | 21
14.02. | 22
14.02. | 23
14.02. | 24
15.02. | 1
15.02. | 2
15.02. | 3
15.02. | 4
15.02. | 5
15.02. | 6
15.02. | 7
15.02. | 8
15.02. | 9
15.02. | 10
15.02. | 11
15.02. | 12
15.02. | 13
15.02. | 14
15.02. | 15
15.02. | 16
15.02. | 17
15.02. | 18
15.02. | 19
15.02. | 20
15.02. | 21
15.02. | 22
15.02. | 23
15.02. | 24
16.02. | 1
16.02. | 2
16.02. | 3
16.02. | 4
16.02. | 5
16.02. | 6
16.02. | 7
16.02. | 8
16.02. | 9
16.02. | 10
16.02. | 11
16.02. | 12
16.02. | 13
16.02. | 14
16.02. | 15
16.02. | 16
16.02. | 17
16.02. | 18
16.02. | 19
16.02. | 20
16.02. | 21
16.02. | 22
16.02. | 23
16.02. | 24
17.02. | 1
17.02. | 2
17.02. | 3
17.02. | 4
17.02. | 5
17.02. | 6
17.02. | 7
17.02. | 8
17.02. | 9
17.02. | 10
17.02. | 11
17.02. | 12
17.02. | 13
17.02. | 14
17.02. | 15
17.02. | 16
17.02. | 17
17.02. | 18
17.02. | 19
17.02. | 20
17.02. | 21
17.02. | 22
17.02. | 23
17.02. | 24
18.02. | 1
18.02. | 2
18.02. | 3
18.02. | 4
18.02. | 5
18.02. | 6
18.02. | 7
18.02. | 8
18.02. | 9
18.02. | 10
18.02. | 11
18.02. | 12
18.02. | 13
18.02. | 14
18.02. | 15
18.02. | 16
18.02. | 17
18.02. | 18
18.02. | 19
18.02. | 20
18.02. | 21
18.02. | 22
18.02. | 23
18.02. | 24
19.02. | 1
19.02. | 2
19.02. | 3
19.02. | 4
19.02. | 5
19.02. | 6
19.02. | 7
19.02. | 8
19.02. | 9
19.02. | 10
19.02. | 11
19.02. | 12
19.02. | 13
19.02. | 14
19.02. | 15
19.02. | 16
19.02. | 17
19.02. | 18
19.02. | 19
19.02. | 20
19.02. | 21
19.02. | 22
19.02. | 23
19.02. | 24
20.02. | 1
20.02. | 2
20.02. | 3
20.02. | 4
20.02. | 5
20.02. | 6
20.02. | 7
20.02. | 8
20.02. | 9
20.02. | 10
20.02. | 11
20.02. | 12
20.02. | 13
20.02. | 14
20.02. | 15
20.02. | 16
20.02. | 17
20.02. | 18
20.02. | 19
20.02. | 20
20.02. | 21
20.02. | 22
20.02. | 23
20.02. | 24
21.02. | 1
21.02. | 2
21.02. | 3
21.02. | 4
21.02. | 5
21.02. | 6
21.02. | 7
21.02. | 8
21.02. | 9
21.02. | 10
21.02. | 11
21.02. | 12
21.02. | 13
21.02. | 14
21.02. | 15
21.02. | 16
21.02. | 17
21.02. | 18
21.02. | 19
21.02. | 20
21.02. | 21
21.02. | 22
21.02. | 23
21.02. | 24
22.02. | 1
22.02. | 2
22.02. | 3
22.02. | 4
22.02. | 5
22.02. | 6
22.02. | 7
22.02. | 8
22.02. | 9
22.02. | 10
22.02. | 11
22.02. | 12
22.02. | 13
22.02. | 14
22.02. | 15
22.02. | 16
22.02. | 17
22.02. | 18
22.02. | 19
22.02. | 20
22.02. | 21
22.02. | 22
22.02. | 23
22.02. | 24
23.02. | 1
23.02. | 2
23.02. | 3
23.02. | 4
23.02. | 5
23.02. | 6
23.02. | 7
23.02. | 8
23.02. | 9
23.02. | 10
23.02. | 11
23.02. | 12
23.02. | 13
23.02. | 14
23.02. | 15
23.02. | 16
23.02. | 17
23.02. | 18
23.02. | 19
23.02. | 20
23.02. | 21
23.02. | 22
23.02. | 23
23.02. | 24
24.02. | 1
24.02. | 2
24.02. | 3
24.02. | 4
24.02. | 5
24.02. | 6
24.02. | 7
24.02. | 8
24.02. | 9
24.02. | 10
24.02. | 11
24.02. | 12
24.02. | 13
24.02. | 14
24.02. | 15
24.02. | 16
24.02. | 17
24.02. | 18
24.02. | 19
24.02. | 20
24.02. | 21
24.02. | 22
24.02. | 23
24.02. | 24
25.02. | 1
25.02. | 2
25.02. | 3
25.02. | 4
25.02. | 5
25.02. | 6
25.02. | 7
25.02. | 8
25.02. | 9
25.02. | 10
25.02. | 11
25.02. | 12
25.02. | 13
25.02. | 14
25.02. | 15
25.02. | 16
25.02. | 17
25.02. | 18
25.02. | 19
25.02. | 20
25.02. | 21
25.02. | 22
25.02. | 23
25.02. | 24
26.02. | 1
26.02. | 2
26.02. | 3
26.02. | 4
26.02. | 5
26.02. | 6
26.02. | 7
26.02. | 8
26.02. | 9
26.02. | 10
26.02. | 11
26.02. | 12
26.02. | 13
26.02. | 14
26.02. | 15
26.02. | 16
26.02. | 17
26.02. | 18
26.02. | 19
26.02. | 20
26.02. | 21
26.02. | 22
26.02. | 23
26.02. | 24
27.02. | 1
27.02. | 2
27.02. | 3
27.02. | 4
27.02. | 5
27.02. | 6
27.02. | 7
27.02. | 8
27.02. | 9
27.02. | 10
27.02. | 11
27.02. | 12
27.02. | 13
27.02. | 14
27.02. | 15
27.02. | 16
27.02. | 17
27.02. | 18
27.02. | 19
27.02. | 20
27.02. | 21
27.02. | 22
27.02. | 23
27.02. | 24
28.02. | 1
28.02. | 2
28.02. | 3
28.02. | 4
28.02. | 5
28.02. | 6
28.02. | 7
28.02. | 8
28.02. | 9
28.02. | 10
28.02. | 11
28.02. | 12
28.02. | 13
28.02. | 14
28.02. | 15
28.02. | 16
28.02. | 17
28.02. | 18
28.02. | 19
28.02. | 20
28.02. | 21
28.02. | 22
28.02. | 23
28.02. | 24
01.03. | 1
01.03. | 2
01.03. | 3
01.03. | 4
01.03. | 5
01.03. | 6
01.03. | 7
01.03. | 8
01.03. | 9
01.03. | 10
01.03. | 11
01.03. | 12
01.03. | 13
01.03. | 14
01.03. | 15
01.03. | 16
01.03. | 17
01.03. | 18
01.03. | 19
01.03. | 20
01.03. | 21
01.03. | 22
01.03. | 23
01.03. | 24
02.03. | 1
02.03. | 2
02.03. | 3
02.03. | 4
02.03. | 5
02.03. | 6
02.03. | 7
02.03. | 8
02.03. | 9
02.03. | 10
02.03. | 11
02.03. | 12
02.03. | 13
02.03. | 14
02.03. | 15
02.03. | 16
02.03. | 17
02.03. | 18
02.03. | 19
02.03. | 20
02.03. | 21
02.03. | 22
02.03. | 23
02.03. | 24
03.03. | 1
03.03. | 2
03.03. | 3
03.03. | 4
03.03. | 5
03.03. | 6
03.03. | 7
03.03. | 8
03.03. | 9
03.03. | 10
03.03. | 11
03.03. | 12
03.03. | 13
03.03. | 14
03.03. | 15
03.03. | 16
03.03. | 17
03.03. | 18
03.03. | 19
03.03. | 20
03.03. | 21
03.03. | 22
03.03. | 23
03.03. | 24
04.03. | 1
04.03. | 2
04.03. | 3
04.03. | 4
04.03. | 5
04.03. | 6
04.03. | 7
04.03. | 8
04.03. | 9
04.03. | 10
04.03. | 11
04.03. | 12
04.03. | 13
04.03. | 14
04.03. | 15
04.03. | 16
04.03. | 17
04.03. | 18
04.03. | 19
04.03. | 20
04.03. | 21
04.03. | 22
04.03. | 23
04.03. | 24
05.03. | 1
05.03. | 2
05.03. | 3
05.03. | 4
05.03. | 5
05.03. | 6
05.03. | 7
05.03. | 8
05.03. | 9
05.03. | 10
05.03. | 11
05.03. | 12
05.03. | 13
05.03. | 14
05.03. | 15
05.03. | 16
05.03. | 17
05.03. | 18
05.03. | 19
05.03. | 20
05.03. | 21
05.03. | 22
05.03. | 23
05.03. | 24
06.03. | 1
06.03. | 2
06.03. | 3
06.03. | 4
06.03. | 5
06.03. | 6
06.03. | 7
06.03. | 8
06.03. | 9
06.03. | 10
06.03. | 11
06.03. | 12
06.03. | 13
06.03. | 14
06.03. | 15
06.03. | 16
06.03. | 17
06.03. | 18
06.03. | 19
06.03. | 20
06.03. | 21
06.03. | 22
06.03. | 23
06.03. | 24
07.03. | 1
07.03. | 2
07.03. | 3
07.03. | 4
07.03. | 5
07.03. | 6
07.03. | 7
07.03. | 8
07.03. | 9
07.03. | 10
07.03. | 11
07.03. | 12
07.03. | 13
07.03. | 14
07.03. | 15
07.03. | 16
07.03. | 17
07.03. | 18
07.03. | 19
07.03. | 20
07.03. | 21
07.03. | 22
07.03. | 23
07.03. | 24
08.03. | 1
08.03. | 2
08.03. | 3
08.03. | 4
08.03. | 5
08.03. | 6
08.03. | 7
08.03. | 8
08.03. | 9
08.03. | 10
08.03. | 11
08.03. | 12
08.03. | 13
08.03. | 14
08.03. | 15
08.03. | 16
08.03. | 17
08.03. | 18
08.03. | 19
08.03. | 20
08.03. | 21
08.03. | 22
08.03. | 23
08.03. | 24
09.03. | 1
09.03. | 2
09.03. | 3
09.03. | 4
09.03. | 5
09.03. | 6
09.03. | 7
09.03. | 8
09.03. | 9
09.03. | 10
09.03. | 11
09.03. | 12
09.03. | 13
09.03. | 14
09.03. | 15
09.03. | 16
09.03. | 17
09.03. | 18
09.03. | 19
09.03. | 20
09.03. | 21
09.03. | 22
09.03. | 23
09.03. | 24
10.03. | 1
10.03. | 2
10.03. | 3
10.03. | 4
10.03. | 5
10.03. | 6
10.03. | 7
10.03. | 8
10.03. | 9
10.03. | 10
10.03. | 11
10.03. | 12
10.03. | 13
10.03. | 14
10.03. | 15
10.03. | 16
10.03. | 17
10.03. | 18
10.03. | 19
10.03. | 20
10.03. | 21
10.03. | 22
10.03. | 23
10.03. | 24
11.03. | 1
11.03. | 2
11.03. | 3
11.03. | 4
11.03. | 5
11.03. | 6
11.03. | 7
11.03. | 8
11.03. | 9
11.03. | 10
11.03. | 11
11.03. | 12
11.03. | 13
11.03. | 14
11.03. | 15
11.03. | 16
11.03. | 17
11.03. | 18
11.03. | 19
11.03. | 20
11.03. | 21
11.03. | 22
11.03. | 23
11.03. | 24
12.03. | 1
12.03. | 2
12.03. | 3
12.03. | 4
12.03. | 5
12.03. | 6
12.03. | 7
12.03. | 8
12.03. | 9
12.03. | 10
12.03. | 11
12.03. | 12
12.03. | 13
12.03. | 14
12.03. | 15
12.03. | 16
12.03. | 17
12.03. | 18
12.03. | 19
12.03. | 20
12.03. | 21
12.03. | 22
12.03. | 23
12.03. | 24
13.03. | 1
13.03. | 2
13.03. | 3
13.03. | 4
13.03. | 5
13.03. | 6
13.03. | 7
13.03. | 8
13.03. | 9
13.03. | 10
13.03. | 11
13.03. | 12
13.03. | 13
13.03. | 14
13.03. | 15
13.03. | 16
13.03. | 17
13.03. | 18
13.03. | 19
13.03. | 20
13.03. | 21
13.03. | 22
13.03. | 23
13.03. | 24
14.03. | 1
14.03. | 2
14.03. | 3
14.03. | 4
14.03. | 5
14.03. | 6
14.03. | 7
14.03. | 8
14.03. | 9
14.03. | 10
14.03. | 11
14.03. | 12
14.03. | 13
14.03. | 14
14.03. | 15
14.03. | 16
14.03. | 17
14.03. | 18
14.03. | 19
14.03. | 20
14.03. | 21
14.03. | 22
14.03. | 23
14.03. | 24
15.03. | 1
15.03. | 2
15.03. | 3
15.03. | 4
15.03. | 5
15.03. | 6
15.03. | 7
15.03. | 8
15.03. | 9
15.03. | 10
15.03. | 11
15.03. | 12
15.03. | 13
15.03. | 14
15.03. | 15
15.03. | 16
15.03. | 17
15.03. | 18
15.03. | 19
15.03. | 20
15.03. | 21
15.03. | 22
15.03. | 23
15.03. | 24
16.03. | 1
16.03. | 2
16.03. | 3
16.03. | 4
16.03. | 5
16.03. | 6
16.03. | 7
16.03. | 8
16.03. | 9
16.03. | 10
16.03. | 11
16.03. | 12
16.03. | 13
16.03. | 14
16.03. | 15
16.03. | 16
16.03. | 17
16.03. | 18
16.03. | 19
16.03. | 20
16.03. | 21
16.03. | 22
16.03. | 23
16.03. | 24
17.03. | 1
17.03. | 2
17.03. | 3
17.03. | 4
17.03. | 5
17.03. | 6
17.03. | 7
17.03. | 8
17.03. | 9
17.03. | 10
17.03. | 11
17.03. | 12
17.03. | 13
17.03. | 14
17.03. | 15
17.03. | 16
17.03. | 17
17.03. | 18
17.03. | 19
17.03. | 20
17.03. | 21
17.03. | 22
17.03. | 23
17.03. | 24
18.03. | 1
18.03. | 2
18.03. | 3
18.03. | 4
18.03. | 5
18.03. | 6
18.03. | 7
18.03. | 8
18.03. | 9
18.03. | 10
18.03. | 11
18.03. | 12
18.03. | 13
18.03. | 14
18.03. | 15
18.03. | 16
18.03. | 17
18.03. | 18
18.03. | 19
18.03. | 20
18.03. | 21
18.03. | 22
18.03. | 23
18.03. | 24
19.03. | 1
19.03. | 2
19.03. | 3
19.03. | 4
19.03. | 5
19.03. | 6
19.03. | 7
19.03. | 8
19.03. | 9
19.03. | 10
19.03. | 11
19.03. | 12
19.03. | 13
19.03. | 14
19.03. | 15
19.03. | 16
19.03. | 17
19.03. | 18
19.03. | 19
19.03. | 20
19.03. | 21
19.03. | 22
19.03. | 23
19.03. | 24
20.03. | 1
20.03. | 2
20.03. | 3
20.03. | 4
20.03. | 5
20.03. | 6
20.03. | 7
20.03. | 8
20.03. | 9
20.03. | 10
20.03. | 11
20.03. | 12
20.03. | 13
20.03. | 14
20.03. | 15
20.03. | 16
20.03. | 17
20.03. | 18
20.03. | 19
20.03. | 20
20.03. | 21
20.03. | 22
20.03. | 23
20.03. | 24
21.03. | 1
21.03. | 2
21.03. | 3
21.03. | 4
21.03. | 5
21.03. | 6
21.03. | 7
21.03. | 8
21.03. | 9
21.03. | 10
21.03. | 11
21.03. | 12
21.03. | 13
21.03. | 14
21.03. | 15
21.03. | 16
21.03. | 17
21.03. | 18
21.03. | 19
21.03. | 20
21.03. | 21
21.03. | 22
21.03. | 23
21.03. | 24
22.03. | 1
22.03. | 2
22.03. | 3
22.03. | 4
22.03. | 5
22.03. | 6
22.03. | 7
22.03. | 8
22.03. | 9
22.03. | 10
22.03. | 11
22.03. | 12
22.03. | 13
22.03. | 14
22.03. | 15
22.03. | 16
22.03. | 17
22.03. | 18
22.03. | 19
22.03. | 20
22.03. | 21
22.03. | 22
22.03. | 23
22.03. | 24
23.03. | 1
23.03. | 2
23.03. | 3
23.03. | 4
23.03. | 5
23.03. | 6
23.03. | 7
23.03. | 8
23.03. | 9
23.03. | 10
23.03. | 11
23.03. | 12
23.03. | 13
23.03. | 14
23.03. | 15
23.03. | 16
23.03. | 17
23.03. | 18
23.03. | 19
23.03. | 20
23.03. | 21
23.03. | 22
23.03. | 23
23.03. | 24
24.03. | 1
24.03. | 2
24.03. | 3
24.03. | 4
24.03. | 5
24.03. | 6
24.03. | 7
24.03. | 8
24.03. | 9
24.03. | 10
24.03. | 11
24.03. | 12
24.03. | 13
24.03. | 14
24.03. | 15
24.03. | 16
24.03. | 17
24.03. | 18
24.03. | 19
24.03. | 20
24.03. | 21
24.03. | 22
24.03. | 23
24.03. | 24
25.03. | 1
25.03. | 2
25.03. | 3
25.03. | 4
25.03. | 5
25.03. | 6
25.03. | 7
25.03. | 8
25.03. | 9
25.03. | 10
25.03. | 11
25.03. | 12
25.03. | 13
25.03. | 14
25.03. | 15
25.03. | 16
25.03. | 17
25.03. | 18
25.03. | 19
25.03. | 20
25.03. | 21
25.03. | 22
25.03. | 23
25.03. | 24
26.03. | 1
26.03. | 2
26.03. | 3
26.03. | 4
26.03. | 5
26.03. | 6
26.03. | 7
26.03. | 8
26.03. | 9
26.03. | 10
26.03. | 11
26.03. | 12
26.03. | 13
26.03. | 14
26.03. | 15
26.03. | 16
26.03. | 17
26.03. | 18
26.03. | 19
26.03. | 20
26.03. | 21
26.03. | 22
26.03. | 23
26.03. | 24
27.03. | 1
27.03. | 2
27.03. | 3
27.03. | 4
27.03. | 5
27.03. | 6
27.03. | 7
27.03. | 8
27.03. | 9
27.03. | 10
27.03. | 11
27.03. | 12
27.03. | 13
27.03. | 14
27.03. | 15
27.03. | 16
27.03. | 17
27.03. | 18
27.03. | 19
27.03. | 20
27.03. | 21
27.03. | 22
27.03. | 23
27.03. | 24
28.03. | 1
28.03. | 2
28.03. | 3
28.03. | 4
28.03. | 5
28.03. | 6
28.03. | 7
28.03. | 8
28.03. | 9
28.03. | 10
28.03. | 11
28.03. | 12
28.03. | 13
28.03. | 14
28.03. | 15
28.03. | 16
28.03. | 17
28.03. | 18
28.03. | 19
28.03. | 20
28.03. | 21
28.03. | 22
28.03. | 23
28.03. | 24
29.03. | 1
29.03. | 2
29.03. | 3
29.03. | 4
29.03. | 5
29.03. | 6
29.03. | 7
29.03. | 8
29.03. | 9
29.03. | 10
29.03. | 11
29.03. | 12
29.03. | 13
29.03. | 14
29.03. | 15
29.03. | 16
29.03. | 17
29.03. | 18
29.03. | 19
29.03. | 20
29.03. | 21
29.03. | 22
29.03. | 23
29.03. | 24
30.03. | 1
30.03. | 2
30.03. | 3
30.03. | 4
30.03. | 5
30.03. | 6
30.03. | 7
30.03. | 8
30.03. | 9
30.03. | 10
30.03. | 11
30.03. | 12
30.03. | 13
30.03. | 14
30.03. | 15
30.03. | 16
30.03. | 17
30.03. | 18
30.03. | 19
30.03. | 20
30.03. | 21
30.03. | 22
30.03. | 23
30.03. | 24
31.03. | 1
31.03. | 2
31.03. | 3
31.03. | 4
31.03. | 5
31.03. | 6
31.03. | 7
31.03. | 8
31.03. | 9
31.03. | 10
31.03. | 11
31.03. | 12
31.03. | 13
31.03. | 14
31.03. | 15
31.03. | 16
31.03. | 17
31.03. | 18
31.03. | 19
31.03. | 20
31.03. | 21
31.03. | 22
31.03. | 23
31.03. | 24
01.04. | 1
01.04. | 2
01.04. | 3
01.04. | 4
01.04. | 5
01.04. | 6
01.04. | 7
01.04. | 8
01.04. | 9
01.04. | 10
01.04. | 11
01.04. | 12
01.04. | 13
01.04. | 14
01.04. | 15
01.04. | 16
01.04. | 17
01.04. | 18
01.04. | 19
01.04. | 20
01.04. | 21
01.04. | 22
01.04. | 23
01.04. | 24
02.04. | 1
02.04. | 2
02.04. | 3
02.04. | 4
02.04. | 5
02.04. | 6
02.04. | 7
02.04. | 8
02.04. | 9
02.04. | 10
02.04. | 11
02.04. | 12
02.04. | 13
02.04. | 14
02.04. | 15
02.04. | 16
02.04. | 17
02.04. | 18
02.04. | 19
02.04. | 20
02.04. | 21
02.04. | 22
02.04. | 23
02.04. | 24
03.04. | 1
03.04. | 2
03.04. | 3
03.04. | 4
03.04. | 5
03.04. | 6
03.04. | 7
03.04. | 8
03.04. | 9
03.04. | 10
03.04. | 11
03.04. | 12
03.04. | 13
03.04. | 14
03.04. | 15
03.04. | 16
03.04. | 17
03.04. | 18
03.04. | 19
03.04. | 20
03.04. | 21
03.04. | 22
03.04. | 23
03.04. | 24
04.04. | 1
04.04. | 2
04.04. | 3
04.04. | 4
04.04. | 5
04.04. | 6
04.04. | 7
04.04. | 8
04.04. | 9
04.04. | 10
04.04. | 11
04.04. | 12
04.04. | 13
04.04. | 14
04.04. | 15
04.04. | 16
04.04. | 17
04.04. | 18
04.04. | 19
04.04. | 20
04.04. | 21
04.04. | 22
04.04. | 23
04.04. | 24
05.04. | 1
05.04. | 2
05.04. | 3
05.04. | 4
05.04. | 5
05.04. | 6
05.04. | 7
05.04. | 8
05.04. | 9
05.04. | 10
05.04. | 11
05.04. | 12
05.04. | 13
05.04. | 14
05.04. | 15
05.04. | 16
05.04. | 17
05.04. | 18
05.04. | 19
05.04. | 20
05.04. | 21
05.04. | 22
05.04. | 23
05.04. | 24
06.04. | 1
06.04. | 2
06.04. | 3
06.04. | 4
06.04. | 5
06.04. | 6
06.04. | 7
06.04. | 8
06.04. | 9
06.04. | 10
06.04. | 11
06.04. | 12
06.04. | 13
06.04. | 14
06.04. | 15
06.04. | 16
06.04. | 17
06.04. | 18
06.04. | 19
06.04. | 20
06.04. | 21
06.04. | 22
06.04. | 23
06.04. | 24
07.04. | 1
07.04. | 2
07.04. | 3
07.04. | 4
07.04. | 5
07.04. | 6
07.04. | 7
07.04. | 8
07.04. | 9
07.04. | 10
07.04. | 11
07.04. | 12
07.04. | 13
07.04. | 14
07.04. | 15
07.04. | 16
07.04. | 17
07.04. | 18
07.04. | 19
07.04. | 20
07.04. | 21
07.04. | 22
07.04. | 23
07.04. | 24
08.04. | 1
08.04. | 2
08.04. | 3
08.04. | 4
08.04. | 5
08.04. | 6
08.04. | 7
08.04. | 8
08.04. | 9
08.04. | 10
08.04. | 11
08.04. | 12
08.04. | 13
08.04. | 14
08.04. | 15
08.04. | 16
08.04. | 17
08.04. | 18
08.04. | 19
08.04. | 20
08.04. | 21
08.04. | 22
08.04. | 23
08.04. | 24
09.04. | 1
09.04. | 2
09.04. | 3
09.04. | 4
09.04. | 5
09.04. | 6
09.04. | 7
09.04. | 8
09.04. | 9
09.04. | 10
09.04. | 11
09.04. | 12
09.04. | 13
09.04. | 14
09.04. | 15
09.04. | 16
09.04. | 17
09.04. | 18
09.04. | 19
09.04. | 20
09.04. | 21
09.04. | 22
09.04. | 23
09.04. | 24
10.04. | 1
10.04. | 2
10.04. | 3
10.04. | 4
10.04. | 5
10.04. | 6
10.04. | 7
10.04. | 8
10.04. | 9
10.04. | 10
10.04. | 11
10.04. | 12
10.04. | 13
10.04. | 14
10.04. | 15
10.04. | 16
10.04. | 17
10.04. | 18
10.04. | 19
10.04. | 20
10.04. | 21
10.04. | 22
10.04. | 23
10.04. | 24
11.04. | 1
11.04. | 2
11.04. | 3
11.04. | 4
11.04. | 5
11.04. | 6
11.04. | 7
11.04. | 8
11.04. | 9
11.04. | 10
11.04. | 11
11.04. | 12
11.04. | 13
11.04. | 14
11.04. | 15
11.04. | 16
11.04. | 17
11.04. | 18
11.04. | 19
11.04. | 20
11.04. | 21
11.04. | 22
11.04. | 23
11.04. | 24
12.04. | 1
12.04. | 2
12.04. | 3
12.04. | 4
12.04. | 5
12.04. | 6
12.04. | 7
12.04. | 8
12.04. | 9
12.04. | 10
12.04. | 11
12.04. | 12
12.04. | 13
12.04. | 14
12.04. | 15
12.04. | 16
12.04. | 17
12.04. | 18
12.04. | 19
12.04. | 20
12.04. | 21
12.04. | 22
12.04. | 23
12.04. | 24
13.04. | 1
13.04. | 2
13.04. | 3
13.04. | 4
13.04. | 5
13.04. | 6
13.04. | 7
13.04. | 8
13.04. | 9
13.04. | 10
13.04. | 11
13.04. | 12
13.04. | 13
13.04. | 14
13.04. | 15
13.04. | 16
13.04. | 17
13.04. | 18
13.04. | 19
13.04. | 20
13.04. | 21
13.04. | 22
13.04. | 23
13.04. | 24
14.04. | 1
14.04. | 2
14.04. | 3
14.04. | 4
14.04. | 5
14.04. | 6
14.04. | 7
14.04. | 8
14.04. | 9
14.04. | 10
14.04. | 11
14.04. | 12
14.04. | 13
14.04. | 14
14.04. | 15
14.04. | 16
14.04. | 17
14.04. | 18
14.04. | 19
14.04. | 20
14.04. | 21
14.04. | 22
14.04. | 23
14.04. | 24
15.04. | 1
15.04. | 2
15.04. | 3
15.04. | 4
15.04. | 5
15.04. | 6
15.04. | 7
15.04. | 8
15.04. | 9
15.04. | 10
15.04. | 11
15.04. | 12
15.04. | 13
15.04. | 14
15.04. | 15
15.04. | 16
15.04. | 17
15.04. | 18
15.04. | 19
15.04. | 20
15.04. | 21
15.04. | 22
15.04. | 23
15.04. | 24
16.04. | 1
16.04. | 2
16.04. | 3
16.04. | 4
16.04. | 5
16.04. | 6
16.04. | 7
16.04. | 8
16.04. | 9
16.04. | 10
16.04. | 11
16.04. | 12
16.04. | 13
16.04. | 14
16.04. | 15
16.04. | 16
16.04. | 17
16.04. | 18
16.04. | 19
16.04. | 20
16.04. | 21
16.04. | 22
16.04. | 23
16.04. | 24
17.04. | 1
17.04. | 2
17.04. | 3
17.04. | 4
17.04. | 5
17.04. | 6
17.04. | 7
17.04. | 8
17.04. | 9
17.04. | 10
17.04. | 11
17.04. | 12
17.04. | 13
17.04. | 14
17.04. | 15
17.04. | 16
17.04. | 17
17.04. | 18
17.04. | 19
17.04. | 20
17.04. | 21
17.04. | 22
17.04. | 23
17.04. | 24
18.04. | 1
18.04. | 2
18.04. | 3
18.04. | 4
18.04. | 5
18.04. | 6
18.04. | 7
18.04. | 8
18.04. | 9
18.04. | 10
18.04. | 11
18.04. | 12
18.04. | 13
18.04. | 14
18.04. | 15
18.04. | 16
18.04. | 17
18.04. | 18
18.04. | 19
18.04. | 20
18.04. | 21
18.04. | 22
18.04. | 23
18.04. | 24
19.04. | 1
19.04. | 2
19.04. | 3
19.04. | 4
19.04. | 5
19.04. | 6
19.04. | 7
19.04. | 8
19.04. | 9
19.04. | 10
19.04. | 11
19.04. | 12
19.04. | 13
19.04. | 14
19.04. | 15
19.04. | 16
19.04. | 17
19.04. | 18
19.04. | 19
19.04. | 20
19.04. | 21
19.04. | 22
19.04. | 23
19.04. | 24
20.04. | 1
20.04. | 2
20.04. | 3
20.04. | 4
20.04. | 5
20.04. | 6
20.04. | 7
20.04. | 8
20.04. | 9
20.04. | 10
20.04. | 11
20.04. | 12
20.04. | 13
20.04. | 14
20.04. | 15
20.04. | 16
20.04. | 17
20.04. | 18
20.04. | 19
20.04. | 20
20.04. | 21
20.04. | 22
20.04. | 23
20.04. | 24
21.04. | 1
21.04. | 2
21.04. | 3
21.04. | 4
21.04. | 5
21.04. | 6
21.04. | 7
21.04. | 8
21.04. | 9
21.04. | 10
21.04. | 11
21.04. | 12
21.04. | 13
21.04. | 14
21.04. | 15
21.04. | 16
21.04. | 17
21.04. | 18
21.04. | 19
21.04. | 20
21.04. | 21
21.04. | 22
21.04. | 23
21.04. | 24
22.04. | 1
22.04. | 2
22.04. | 3
22.04. | 4
22.04. | 5
22.04. | 6
22.04. | 7
22.04. | 8
22.04. | 9
22.04. | 10
22.04. | 11
22.04. | 12
22.04. | 13
22.04. | 14
22.04. | 15
22.04. | 16
22.04. | 17
22.04. | 18
22.04. | 19
22.04. | 20
22.04. | 21
22.04. | 22
22.04. | 23
22.04. | 24
23.04. | 1
23.04. | 2
23.04. | 3
23.04. | 4
23.04. | 5
23.04. | 6
23.04. | 7
23.04. | 8
23.04. | 9
23.04. | 10
23.04. | 11
23.04. | 12
23.04. | 13
23.04. | 14
23.04. | 15
23.04. | 16
23.04. | 17
23.04. | 18
23.04. | 19
23.04. | 20
23.04. | 21
23.04. | 22
23.04. | 23
23.04. | 24
24.04. | 1
24.04. | 2
24.04. | 3
24.04. | 4
24.04. | 5
24.04. | 6
24.04. | 7
24.04. | 8
24.04. | 9
24.04. | 10
24.04. | 11
24.04. | 12
24.04. | 13
24.04. | 14
24.04. | 15
24.04. | 16
24.04. | 17
24.04. | 18
24.04. | 19
24.04. | 20
24.04. | 21
24.04. | 22
24.04. | 23
24.04. | 24
25.04. | 1
25.04. | 2
25.04. | 3
25.04. | 4
25.04. | 5
25.04. | 6
25.04. | 7
25.04. | 8
25.04. | 9
25.04. | 10
25.04. | 11
25.04. | 12
25.04. | 13
25.04. | 14
25.04. | 15
25.04. | 16
25.04. | 17
25.04. | 18
25.04. | 19
25.04. | 20
25.04. | 21
25.04. | 22
25.04. | 23
25.04. | 24
26.04. | 1
26.04. | 2
26.04. | 3
26.04. | 4
26.04. | 5
26.04. | 6
26.04. | 7
26.04. | 8
26.04. | 9
26.04. | 10
26.04. | 11
26.04. | 12
26.04. | 13
26.04. | 14
26.04. | 15
26.04. | 16
26.04. | 17
26.04. | 18
26.04. | 19
26.04. | 20
26.04. | 21
26.04. | 22
26.04. | 23
26.04. | 24
27.04. | 1
27.04. | 2
27.04. | 3
27.04. | 4
27.04. | 5
27.04. | 6
27.04. | 7
27.04. | 8
27.04. | 9
27.04. | 10
27.04. | 11
27.04. | 12
27.04. | 13
27.04. | 14
27.04. | 15
27.04. | 16
27.04. | 17
27.04. | 18
27.04. | 19
27.04. | 20
27.04. | 21
27.04. | 22
27.04. | 23
27.04. | 24
28.04. | 1
28.04. | 2
28.04. | 3
28.04. | 4
28.04. | 5
28.04. | 6
28.04. | 7
28.04. | 8
28.04. | 9
28.04. | 10
28.04. | 11
28.04. | 12
28.04. | 13
28.04. | 14
28.04. | 15
28.04. | 16
28.04. | 17
28.04. | 18
28.04. | 19
28.04. | 20
28.04. | 21
28.04. | 22
28.04. | 23
28.04. | 24
29.04. | 1
29.04. | 2
29.04. | 3
29.04. | 4
29.04. | 5
29.04. | 6
29.04. | 7
29.04. | 8
29.04. | 9
29.04. | 10
29.04. | 11
29.04. | 12
29.04. | 13
29.04. | 14
29.04. | 15
29.04. | 16
29.04. | 17
29.04. | 18
29.04. | 19
29.04. | 20
29.04. | 21
29.04. | 22
29.04. | 23
29.04. | 24
30.04. | 1
30.04. | 2
30.04. | 3
30.04. | 4
30.04. | 5
30.04. | 6
30.04. | 7
30.04. | 8
30.04. | 9
30.04. | 10
30.04. | 11
30.04. | 12
30.04. | 13
30.04. | 14
30.04. | 15
30.04. | 16
30.04. | 17
30.04. | 18
30.04. | 19
30.04. | 20
30.04. | 21
30.04. | 22
30.04. | 23
30.04. | 24
01.05. | 1
01.05. | 2
01.05. | 3
01.05. | 4
01.05. | 5
01.05. | 6
01.05. | 7
01.05. | 8
01.05. | 9
01.05. | 10
01.05. | 11
01.05. | 12
01.05. | 13
01.05. | 14
01.05. | 15
01.05. | 16
01.05. | 17
01.05. | 18
01.05. | 19
01.05. | 20
01.05. | 21
01.05. | 22
01.05. | 23
01.05. | 24
02.05. | 1
02.05. | 2
02.05. | 3
02.05. | 4
02.05. | 5
02.05. | 6
02.05. | 7
02.05. | 8
02.05. | 9
02.05. | 10
02.05. | 11
02.05. | 12
02.05. | 13
02.05. | 14
02.05. | 15
02.05. | 16
02.05. | 17
02.05. | 18
02.05. | 19
02.05. | 20
02.05. | 21
02.05. | 22
02.05. | 23
02.05. | 24
03.05. | 1
03.05. | 2
03.05. | 3
03.05. | 4
03.05. | 5
03.05. | 6
03.05. | 7
03.05. | 8
03.05. | 9
03.05. | 10
03.05. | 11
03.05. | 12
03.05. | 13
03.05. | 14
03.05. | 15
03.05. | 16
03.05. | 17
03.05. | 18
03.05. | 19
03.05. | 20
03.05. | 21
03.05. | 22
03.05. | 23
03.05. | 24
04.05. | 1
04.05. | 2
04.05. | 3
04.05. | 4
04.05. | 5
04.05. | 6
04.05. | 7
04.05. | 8
04.05. | 9
04.05. | 10
04.05. | 11
04.05. | 12
04.05. | 13
04.05. | 14
04.05. | 15
04.05. | 16
04.05. | 17
04.05. | 18
04.05. | 19
04.05. | 20
04.05. | 21
04.05. | 22
04.05. | 23
04.05. | 24
05.05. | 1
05.05. | 2
05.05. | 3
05.05. | 4
05.05. | 5
05.05. | 6
05.05. | 7
05.05. | 8
05.05. | 9
05.05. | 10
05.05. | 11
05.05. | 12
05.05. | 13
05.05. | 14
05.05. | 15
05.05. | 16
05.05. | 17
05.05. | 18
05.05. | 19
05.05. | 20
05.05. | 21
05.05. | 22
05.05. | 23
05.05. | 24
06.05. | 1
06.05. | 2
06.05. | 3
06.05. | 4
06.05. | 5
06.05. | 6
06.05. | 7
06.05. | 8
06.05. | 9
06.05. | 10
06.05. | 11
06.05. | 12
06.05. | 13
06.05. | 14
06.05. | 15
06.05. | 16
06.05. | 17
06.05. | 18
06.05. | 19
06.05. | 20
06.05. | 21
06.05. | 22
06.05. | 23
06.05. | 24
07.05. | 1
07.05. | 2
07.05. | 3
07.05. | 4
07.05. | 5
07.05. | 6
07.05. | 7
07.05. | 8
07.05. | 9
07.05. | 10
07.05. | 11
07.05. | 12
07.05. | 13
07.05. | 14
07.05. | 15
07.05. | 16
07.05. | 17
07.05. | 18
07.05. | 19
07.05. | 20
07.05. | 21
07.05. | 22
07.05. | 23
07.05. | 24
08.05. | 1
08.05. | 2
08.05. | 3
08.05. | 4
08.05. | 5
08.05. | 6
08.05. | 7
08.05. | 8
08.05. | 9
08.05. | 10
08.05. | 11
08.05. | 12
08.05. | 13
08.05. | 14
08.05. | 15
08.05. | 16
08.05. | 17
08.05. | 18
08.05. | 19
08.05. | 20
08.05. | 21
08.05. | 22
08.05. | 23
08.05. | 24
09.05. | 1
09.05. | 2
09.05. | 3
09.05. | 4
09.05. | 5
09.05. | 6
09.05. | 7
09.05. | 8
09.05. | 9
09.05. | 10
09.05. | 11
09.05. | 12
09.05. | 13
09.05. | 14
09.05. | 15
09.05. | 16
09.05. | 17
09.05. | 18
09.05. | 19
09.05. | 20
09.05. | 21
09.05. | 22
09.05. | 23
09.05. | 24
10.05. | 1
10.05. | 2
10.05. | 3
10.05. | 4
10.05. | 5
10.05. | 6
10.05. | 7
10.05. | 8
10.05. | 9
10.05. | 10
10.05. | 11
10.05. | 12
10.05. | 13
10.05. | 14
10.05. | 15
10.05. | 16
10.05. | 17
10.05. | 18
10.05. | 19
10.05. | 20
10.05. | 21
10.05. | 22
10.05. | 23
10.05. | 24
11.05. | 1
11.05. | 2
11.05. | 3
11.05. | 4
11.05. | 5
11.05. | 6
11.05. | 7
11.05. | 8
11.05. | 9
11.05. | 10
11.05. | 11
11.05. | 12
11.05. | 13
11.05. | 14
11.05. | 15
11.05. | 16
11.05. | 17
11.05. | 18
11.05. | 19
11.05. | 20
11.05. | 21
11.05. | 22
11.05. | 23
11.05. | 24
12.05. | 1
12.05. | 2
12.05. | 3
12.05. | 4
12.05. | 5
12.05. | 6
12.05. | 7
12.05. | 8
12.05. | 9
12.05. | 10
12.05. | 11
12.05. | 12
12.05. | 13
12.05. | 14
12.05. | 15
12.05. | 16
12.05. | 17
12.05. | 18
12.05. | 19
12.05. | 20
12.05. | 21
12.05. | 22
12.05. | 23
12.05. | 24
13.05. | 1
13.05. | 2
13.05. | 3
13.05. | 4
13.05. | 5
13.05. | 6
13.05. | 7
13.05. | 8
13.05. | 9
13.05. | 10
13.05. | 11
13.05. | 12
13.05. | 13
13.05. | 14
13.05. | 15
13.05. | 16
13.05. | 17
13.05. | 18
13.05. | 19
13.05. | 20
13.05. | 21
13.05. | 22
13.05. | 23
13.05. | 24
14.05. | 1
14.05. | 2
14.05. | 3
14.05. | 4
14.05. | 5
14.05. | 6
14.05. | 7
14.05. | 8
14.05. | 9
14.05. | 10
14.05. | 11
14.05. | 12
14.05. | 13
14.05. | 14
14.05. | 15
14.05. | 16
14.05. | 17
14.05. | 18
14.05. | 19
14.05. | 20
14.05. | 21
14.05. | 22
14.05. | 23
14.05. | 24
15.05. | 1
15.05. | 2
15.05. | 3
15.05. | 4
15.05. | 5
15.05. | 6
15.05. | 7
15.05. | 8
15.05. | 9
15.05. | 10
15.05. | 11
15.05. | 12
15.05. | 13
15.05. | 14
15.05. | 15
15.05. | 16
15.05. | 17
15.05. | 18
15.05. | 19
15.05. | 20
15.05. | 21
15.05. | 22
15.05. | 23
15.05. | 24
16.05. | 1
16.05. | 2
16.05. | 3
16.05. | 4
16.05. | 5
16.05. | 6
16.05. | 7
16.05. | 8
16.05. | 9
16.05. | 10
16.05. | 11
16.05. | 12
16.05. | 13
16.05. | 14
16.05. | 15
16.05. | 16
16.05. | 17
16.05. | 18
16.05. | 19
16.05. | 20
16.05. | 21
16.05. | 22
16.05. | 23
16.05. | 24
17.05. | 1
17.05. | 2
17.05. | 3
17.05. | 4
17.05. | 5
17.05. | 6
17.05. | 7
17.05. | 8
17.05. | 9
17.05. | 10
17.05. | 11
17.05. | 12
17.05. | 13
17.05. | 14
17.05. | 15
17.05. | 16
17.05. | 17
17.05. | 18
17.05. | 19
17.05. | 20
17.05. | 21
17.05. | 22
17.05. | 23
17.05. | 24
18.05. | 1
18.05. | 2
18.05. | 3
18.05. | 4
18.05. | 5
18.05. | 6
18.05. | 7
18.05. | 8
18.05. | 9
18.05. | 10
18.05. | 11
18.05. | 12
18.05. | 13
18.05. | 14
18.05. | 15
18.05. | 16
18.05. | 17
18.05. | 18
18.05. | 19
18.05. | 20
18.05. | 21
18.05. | 22
18.05. | 23
18.05. | 24
19.05. | 1
19.05. | 2
19.05. | 3
19.05. | 4
19.05. | 5
19.05. | 6
19.05. | 7
19.05. | 8
19.05. | 9
19.05. | 10
19.05. | 11
19.05. | 12
19.05. | 13
19.05. | 14
19.05. | 15
19.05. | 16
19.05. | 17
19.05. | 18
19.05. | 19
19.05. | 20
19.05. | 21
19.05. | 22
19.05. | 23
19.05. | 24
20.05. | 1
20.05. | 2
20.05. | 3
20.05. | 4
20.05. | 5
20.05. | 6
20.05. | 7
20.05. | 8
20.05. | 9
20.05. | 10
20.05. | 11
20.05. | 12
20.05. | 13
20.05. | 14
20.05. | 15
20.05. | 16
20.05. | 17
20.05. | 18
20.05. | 19
20.05. | 20
20.05. | 21
20.05. | 22
20.05. | 23
20.05. | 24
21.05. | 1
21.05. | 2
21.05. | 3
21.05. | 4
21.05. | 5
21.05. | 6
21.05. | 7
21.05. | 8
21.05. | 9
21.05. | 10
21.05. | 11
21.05. | 12
21.05. | 13
21.05. | 14
21.05. | 15
21.05. | 16
21.05. | 17
21.05. | 18
21.05. | 19
21.05. | 20
21.05. | 21
21.05. | 22
21.05. | 23
21.05. | 24
22.05. | 1
22.05. | 2
22.05. | 3
22.05. | 4
22.05. | 5
22.05. | 6
22.05. | 7
22.05. | 8
22.05. | 9
22.05. | 10
22.05. | 11
22.05. | 12
22.05. | 13
22.05. | 14
22.05. | 15
22.05. | 16
22.05. | 17
22.05. | 18
22.05. | 19
22.05. | 20
22.05. | 21
22.05. | 22
22.05. | 23
22.05. | 24
23.05. | 1
23.05. | 2
23.05. | 3
23.05. | 4
23.05. | 5
23.05. | 6
23.05. | 7
23.05. | 8
23.05. | 9
23.05. | 10
23.05. | 11
23.05. | 12
23.05. | 13
23.05. | 14
23.05. | 15
23.05. | 16
23.05. | 17
23.05. | 18
23.05. | 19
23.05. | 20
23.05. | 21
23.05. | 22
23.05. | 23
23.05. | 24
24.05. | 1
24.05. | 2
24.05. | 3
24.05. | 4
24.05. | 5
24.05. | 6
24.05. | 7
24.05. | 8
24.05. | 9
24.05. | 10
24.05. | 11
24.05. | 12
24.05. | 13
24.05. | 14
24.05. | 15
24.05. | 16
24.05. | 17
24.05. | 18
24.05. | 19
24.05. | 20
24.05. | 21
24.05. | 22
24.05. | 23
24.05. | 24
25.05. | 1
25.05. | 2
25.05. | 3
25.05. | 4
25.05. | 5
25.05. | 6
25.05. | 7
25.05. | 8
25.05. | 9
25.05. | 10
25.05. | 11
25.05. | 12
25.05. | 13
25.05. | 14
25.05. | 15
25.05. | 16
25.05. | 17
25.05. | 18
25.05. | 19
25.05. | 20
25.05. | 21
25.05. | 22
25.05. | 23
25.05. | 24
26.05. | 1
26.05. | 2
26.05. | 3
26.05. | 4
26.05. | 5
26.05. | 6
26.05. | 7
26.05. | 8
26.05. | 9
26.05. | 10
26.05. | 11
26.05. | 12
26.05. | 13
26.05. | 14
26.05. | 15
26.05. | 16
26.05. | 17
26.05. | 18
26.05. | 19
26.05. | 20
26.05. | 21
26.05. | 22
26.05. | 23
26.05. | 24
27.05. | 1
27.05. | 2
27.05. | 3
27.05. | 4
27.05. | 5
27.05. | 6
27.05. | 7
27.05. | 8
27.05. | 9
27.05. | 10
27.05. | 11
27.05. | 12
27.05. | 13
27.05. | 14
27.05. | 15
27.05. | 16
27.05. | 17
27.05. | 18
27.05. | 19
27.05. | 20
27.05. | 21
27.05. | 22
27.05. | 23
27.05. | 24
28.05. | 1
28.05. | 2
28.05. | 3
28.05. | 4
28.05. | 5
28.05. | 6
28.05. | 7
28.05. | 8
28.05. | 9
28.05. | 10
28.05. | 11
28.05. | 12
28.05. | 13
28.05. | 14
28.05. | 15
28.05. | 16
28.05. | 17
28.05. | 18
28.05. | 19
28.05. | 20
28.05. | 21
28.05. | 22
28.05. | 23
28.05. | 24
29.05. | 1
29.05. | 2
29.05. | 3
29.05. | 4
29.05. | 5
29.05. | 6
29.05. | 7
29.05. | 8
29.05. | 9
29.05. | 10
29.05. | 11
29.05. | 12
29.05. | 13
29.05. | 14
29.05. | 15
29.05. | 16
29.05. | 17
29.05. | 18
29.05. | 19
29.05. | 20
29.05. | 21
29.05. | 22
29.05. | 23
29.05. | 24
30.05. | 1
30.05. | 2
30.05. | 3
30.05. | 4
30.05. | 5
30.05. | 6
30.05. | 7
30.05. | 8
30.05. | 9
30.05. | 10
30.05. | 11
30.05. | 12
30.05. | 13
30.05. | 14
30.05. | 15
30.05. | 16
30.05. | 17
30.05. | 18
30.05. | 19
30.05. | 20
30.05. | 21
30.05. | 22
30.05. | 23
30.05. | 24
31.05. | 1
31.05. | 2
31.05. | 3
31.05. | 4
31.05. | 5
31.05. | 6
31.05. | 7
31.05. | 8
31.05. | 9
31.05. | 10
31.05. | 11
31.05. | 12
31.05. | 13
31.05. | 14
31.05. | 15
31.05. | 16
31.05. | 17
31.05. | 18
31.05. | 19
31.05. | 20
31.05. | 21
31.05. | 22
31.05. | 23
31.05. | 24
01.06. | 1
01.06. | 2
01.06. | 3
01.06. | 4
01.06. | 5
01.06. | 6
01.06. | 7
01.06. | 8
01.06. | 9
01.06. | 10
01.06. | 11
01.06. | 12
01.06. | 13
01.06. | 14
01.06. | 15
01.06. | 16
01.06. | 17
01.06. | 18
01.06. | 19
01.06. | 20
01.06. | 21
01.06. | 22
01.06. | 23
01.06. | 24
02.06. | 1
02.06. | 2
02.06. | 3
02.06. | 4
02.06. | 5
02.06. | 6
02.06. | 7
02.06. | 8
02.06. | 9
02.06. | 10
02.06. | 11
02.06. | 12
02.06. | 13
02.06. | 14
02.06. | 15
02.06. | 16
02.06. | 17
02.06. | 18
02.06. | 19
02.06. | 20
02.06. | 21
02.06. | 22
02.06. | 23
02.06. | 24
03.06. | 1
03.06. | 2
03.06. | 3
03.06. | 4
03.06. | 5
03.06. | 6
03.06. | 7
03.06. | 8
03.06. | 9
03.06. | 10
03.06. | 11
03.06. | 12
03.06. | 13
03.06. | 14
03.06. | 15
03.06. | 16
03.06. | 17
03.06. | 18
03.06. | 19
03.06. | 20
03.06. | 21
03.06. | 22
03.06. | 23
03.06. | 24
04.06. | 1
04.06. | 2
04.06. | 3
04.06. | 4
04.06. | 5
04.06. | 6
04.06. | 7
04.06. | 8
04.06. | 9
04.06. | 10
04.06. | 11
04.06. | 12
04.06. | 13
04.06. | 14
04.06. | 15
04.06. | 16
04.06. | 17
04.06. | 18
04.06. | 19
04.06. | 20
04.06. | 21
04.06. | 22
04.06. | 23
04.06. | 24
05.06. | 1
05.06. | 2
05.06. | 3
05.06. | 4
05.06. | 5
05.06. | 6
05.06. | 7
05.06. | 8
05.06. | 9
05.06. | 10
05.06. | 11
05.06. | 12
05.06. | 13
05.06. | 14
05.06. | 15
05.06. | 16
05.06. | 17
05.06. | 18
05.06. | 19
05.06. | 20
05.06. | 21
05.06. | 22
05.06. | 23
05.06. | 24
06.06. | 1
06.06. | 2
06.06. | 3
06.06. | 4
06.06. | 5
06.06. | 6
06.06. | 7
06.06. | 8
06.06. | 9
06.06. | 10
06.06. | 11
06.06. | 12
06.06. | 13
06.06. | 14
06.06. | 15
06.06. | 16
06.06. | 17
06.06. | 18
06.06. | 19
06.06. | 20
06.06. | 21
06.06. | 22
06.06. | 23
06.06. | 24
07.06. | 1
07.06. | 2
07.06. | 3
07.06. | 4
07.06. | 5
07.06. | 6
07.06. | 7
07.06. | 8
07.06. | 9
07.06. | 10
07.06. | 11
07.06. | 12
07.06. | 13
07.06. | 14
07.06. | 15
07.06. | 16
07.06. | 17
07.06. | 18
07.06. | 19
07.06. | 20
07.06. | 21
07.06. | 22
07.06. | 23
07.06. | 24
08.06. | 1
08.06. | 2
08.06. | 3
08.06. | 4
08.06. | 5
08.06. | 6
08.06. | 7
08.06. | 8
08.06. | 9
08.06. | 10
08.06. | 11
08.06. | 12
08.06. | 13
08.06. | 14
08.06. | 15
08.06. | 16
08.06. | 17
08.06. | 18
08.06. | 19
08.06. | 20
08.06. | 21
08.06. | 22
08.06. | 23
08.06. | 24
09.06. | 1
09.06. | 2
09.06. | 3
09.06. | 4
09.06. | 5
09.06. | 6
09.06. | 7
09.06. | 8
09.06. | 9
09.06. | 10
09.06. | 11
09.06. | 12
09.06. | 13
09.06. | 14
09.06. | 15
09.06. | 16
09.06. | 17
09.06. | 18
09.06. | 19
09.06. | 20
09.06. | 21
09.06. | 22
09.06. | 23
09.06. | 24
10.06. | 1
10.06. | 2
10.06. | 3
10.06. | 4
10.06. | 5
10.06. | 6
10.06. | 7
10.06. | 8
10.06. | 9
10.06. | 10
10.06. | 11
10.06. | 12
10.06. | 13
10.06. | 14
10.06. | 15
10.06. | 16
10.06. | 17
10.06. | 18
10.06. | 19
10.06. | 20
10.06. | 21
10.06. | 22
10.06. | 23
10.06. | 24
11.06. | 1
11.06. | 2
11.06. | 3
11.06. | 4
11.06. | 5
11.06. | 6
11.06. | 7
11.06. | 8
11.06. | 9
11.06. | 10
11.06. | 11
11.06. | 12
11.06. | 13
11.06. | 14
11.06. | 15
11.06. | 16
11.06. | 17
11.06. | 18
11.06. | 19
11.06. | 20
11.06. | 21
11.06. | 22
11.06. | 23
11.06. | 24
12.06. | 1
12.06. | 2
12.06. | 3
12.06. | 4
12.06. | 5
12.06. | 6
12.06. | 7
12.06. | 8
12.06. | 9
12.06. | 10
12.06. | 11
12.06. | 12
12.06. | 13
12.06. | 14
12.06. | 15
12.06. | 16
12.06. | 17
12.06. | 18
12.06. | 19
12.06. | 20
12.06. | 21
12.06. | 22
12.06. | 23
12.06. | 24
13.06. | 1
13.06. | 2
13.06. | 3
13.06. | 4
13.06. | 5
13.06. | 6
13.06. | 7
13.06. | 8
13.06. | 9
13.06. | 10
13.06. | 11
13.06. | 12
13.06. | 13
13.06. | 14
13.06. | 15
13.06. | 16
13.06. | 17
13.06. | 18
13.06. | 19
13.06. | 20
13.06. | 21
13.06. | 22
13.06. | 23
13.06. | 24
14.06. | 1
14.06. | 2
14.06. | 3
14.06. | 4
14.06. | 5
14.06. | 6
14.06. | 7
14.06. | 8
14.06. | 9
14.06. | 10
14.06. | 11
14.06. | 12
14.06. | 13
14.06. | 14
14.06. | 15
14.06. | 16
14.06. | 17
14.06. | 18
14.06. | 19
14.06. | 20
14.06. | 21
14.06. | 22
14.06. | 23
14.06. | 24
15.06. | 1
15.06. | 2
15.06. | 3
15.06. | 4
15.06. | 5
15.06. | 6
15.06. | 7
15.06. | 8
15.06. | 9
15.06. | 10
15.06. | 11
15.06. | 12
15.06. | 13
15.06. | 14
15.06. | 15
15.06. | 16
15.06. | 17
15.06. | 18
15.06. | 19
15.06. | 20
15.06. | 21
15.06. | 22
15.06. | 23
15.06. | 24
16.06. | 1
16.06. | 2
16.06. | 3
16.06. | 4
16.06. | 5
16.06. | 6
16.06. | 7
16.06. | 8
16.06. | 9
16.06. | 10
16.06. | 11
16.06. | 12
16.06. | 13
16.06. | 14
16.06. | 15
16.06. | 16
16.06. | 17
16.06. | 18
16.06. | 19
16.06. | 20
16.06. | 21
16.06. | 22
16.06. | 23
16.06. | 24
17.06. | 1
17.06. | 2
17.06. | 3
17.06. | 4
17.06. | 5
17.06. | 6
17.06. | 7
17.06. | 8
17.06. | 9
17.06. | 10
17.06. | 11
17.06. | 12
17.06. | 13
17.06. | 14
17.06. | 15
17.06. | 16
17.06. | 17
17.06. | 18
17.06. | 19
17.06. | 20
17.06. | 21
17.06. | 22
17.06. | 23
17.06. | 24
18.06. | 1
18.06. | 2
18.06. | 3
18.06. | 4
18.06. | 5
18.06. | 6
18.06. | 7
18.06. | 8
18.06. | 9
18.06. | 10
18.06. | 11
18.06. | 12
18.06. | 13
18.06. | 14
18.06. | 15
18.06. | 16
18.06. | 17
18.06. | 18
18.06. | 19
18.06. | 20
18.06. | 21
18.06. | 22
18.06. | 23
18.06. | 24
19.06. | 1
19.06. | 2
19.06. | 3
19.06. | 4
19.06. | 5
19.06. | 6
19.06. | 7
19.06. | 8
19.06. | 9
19.06. | 10
19.06. | 11
19.06. | 12
19.06. | 13
19.06. | 14
19.06. | 15
19.06. | 16
19.06. | 17
19.06. | 18
19.06. | 19
19.06. | 20
19.06. | 21
19.06. | 22
19.06. | 23
19.06. | 24
20.06. | 1
20.06. | 2
20.06. | 3
20.06. | 4
20.06. | 5
20.06. | 6
20.06. | 7
20.06. | 8
20.06. | 9
20.06. | 10
20.06. | 11
20.06. | 12
20.06. | 13
20.06. | 14
20.06. | 15
20.06. | 16
20.06. | 17
20.06. | 18
20.06. | 19
20.06. | 20
20.06. | 21
20.06. | 22
20.06. | 23
20.06. | 24
21.06. | 1
21.06. | 2
21.06. | 3
21.06. | 4
21.06. | 5
21.06. | 6
21.06. | 7
21.06. | 8
21.06. | 9
21.06. | 10
21.06. | 11
21.06. | 12
21.06. | 13
21.06. | 14
21.06. | 15
21.06. | 16
21.06. | 17
21.06. | 18
21.06. | 19
21.06. | 20
21.06. | 21
21.06. | 22
21.06. | 23
21.06. | 24
22.06. | 1
22.06. | 2
22.06. | 3
22.06. | 4
22.06. | 5
22.06. | 6
22.06. | 7
22.06. | 8
22.06. | 9
22.06. | 10
22.06. | 11
22.06. | 12
22.06. | 13
22.06. | 14
22.06. | 15
22.06. | 16
22.06. | 17
22.06. | 18
22.06. | 19
22.06. | 20
22.06. | 21
22.06. | 22
22.06. | 23
22.06. | 24
23.06. | 1
23.06. | 2
23.06. | 3
23.06. | 4
23.06. | 5
23.06. | 6
23.06. | 7
23.06. | 8
23.06. | 9
23.06. | 10
23.06. | 11
23.06. | 12
23.06. | 13
23.06. | 14
23.06. | 15
23.06. | 16
23.06. | 17
23.06. | 18
23.06. | 19
23.06. | 20
23.06. | 21
23.06. | 22
23.06. | 23
23.06. | 24
24.06. | 1
24.06. | 2
24.06. | 3
24.06. | 4
24.06. | 5
24.06. | 6
24.06. | 7
24.06. | 8
24.06. | 9
24.06. | 10
24.06. | 11
24.06. | 12
24.06. | 13
24.06. | 14
24.06. | 15
24.06. | 16
24.06. | 17
24.06. | 18
24.06. | 19
24.06. | 20
24.06. | 21
24.06. | 22
24.06. | 23
24.06. | 24
25.06. | 1
25.06. | 2
25.06. | 3
25.06. | 4
25.06. | 5
25.06. | 6
25.06. | 7
25.06. | 8
25.06. | 9
25.06. | 10
25.06. | 11
25.06. | 12
25.06. | 13
25.06. | 14
25.06. | 15
25.06. | 16
25.06. | 17
25.06. | 18
25.06. | 19
25.06. | 20
25.06. | 21
25.06. | 22
25.06. | 23
25.06. | 24
26.06. | 1
26.06. | 2
26.06. | 3
26.06. | 4
26.06. | 5
26.06. | 6
26.06. | 7
26.06. | 8
26.06. | 9
26.06. | 10
26.06. | 11
26.06. | 12
26.06. | 13
26.06. | 14
26.06. | 15
26.06. | 16
26.06. | 17
26.06. | 18
26.06. | 19
26.06. | 20
26.06. | 21
26.06. | 22
26.06. | 23
26.06. | 24
27.06. | 1
27.06. | 2
27.06. | 3
27.06. | 4
27.06. | 5
27.06. | 6
27.06. | 7
27.06. | 8
27.06. | 9
27.06. | 10
27.06. | 11
27.06. | 12
27.06. | 13
27.06. | 14
27.06. | 15
27.06. | 16
27.06. | 17
27.06. | 18
27.06. | 19
27.06. | 20
27.06. | 21
27.06. | 22
27.06. | 23
27.06. | 24
28.06. | 1
28.06. | 2
28.06. | 3
28.06. | 4
28.06. | 5
28.06. | 6
28.06. | 7
28.06. | 8
28.06. | 9
28.06. | 10
28.06. | 11
28.06. | 12
28.06. | 13
28.06. | 14
28.06. | 15
28.06. | 16
28.06. | 17
28.06. | 18
28.06. | 19
28.06. | 20
28.06. | 21
28.06. | 22
28.06. | 23
28.06. | 24
29.06. | 1
29.06. | 2
29.06. | 3
29.06. | 4
29.06. | 5
29.06. | 6
29.06. | 7
29.06. | 8
29.06. | 9
29.06. | 10
29.06. | 11
29.06. | 12
29.06. | 13
29.06. | 14
29.06. | 15
29.06. | 16
29.06. | 17
29.06. | 18
29.06. | 19
29.06. | 20
29.06. | 21
29.06. | 22
29.06. | 23
29.06. | 24
30.06. | 1
30.06. | 2
30.06. | 3
30.06. | 4
30.06. | 5
30.06. | 6
30.06. | 7
30.06. | 8
30.06. | 9
30.06. | 10
30.06. | 11
30.06. | 12
30.06. | 13
30.06. | 14
30.06. | 15
30.06. | 16
30.06. | 17
30.06. | 18
30.06. | 19
30.06. | 20
30.06. | 21
30.06. | 22
30.06. | 23
30.06. | 24
01.07. | 1
01.07. | 2
01.07. | 3
01.07. | 4
01.07. | 5
01.07. | 6
01.07. | 7
01.07. | 8
01.07. | 9
01.07. | 10
01.07. | 11
01.07. | 12
01.07. | 13
01.07. | 14
01.07. | 15
01.07. | 16
01.07. | 17
01.07. | 18
01.07. | 19
01.07. | 20
01.07. | 21
01.07. | 22
01.07. | 23
01.07. | 24
02.07. | 1
02.07. | 2
02.07. | 3
02.07. | 4
02.07. | 5
02.07. | 6
02.07. | 7
02.07. | 8
02.07. | 9
02.07. | 10
02.07. | 11
02.07. | 12
02.07. | 13
02.07. | 14
02.07. | 15
02.07. | 16
02.07. | 17
02.07. | 18
02.07. | 19
02.07. | 20
02.07. | 21
02.07. | 22
02.07. | 23
02.07. | 24
03.07. | 1
03.07. | 2
03.07. | 3
03.07. | 4
03.07. | 5
03.07. | 6
03.07. | 7
03.07. | 8
03.07. | 9
03.07. | 10
03.07. | 11
03.07. | 12
03.07. | 13
03.07. | 14
03.07. | 15
03.07. | 16
03.07. | 17
03.07. | 18
03.07. | 19
03.07. | 20
03.07. | 21
03.07. | 22
03.07. | 23
03.07. | 24
04.07. | 1
04.07. | 2
04.07. | 3
04.07. | 4
04.07. | 5
04.07. | 6
04.07. | 7
04.07. | 8
04.07. | 9
04.07. | 10
04.07. | 11
04.07. | 12
04.07. | 13
04.07. | 14
04.07. | 15
04.07. | 16
04.07. | 17
04.07. | 18
04.07. | 19
04.07. | 20
04.07. | 21
04.07. | 22
04.07. | 23
04.07. | 24
05.07. | 1
05.07. | 2
05.07. | 3
05.07. | 4
05.07. | 5
05.07. | 6
05.07. | 7
05.07. | 8
05.07. | 9
05.07. | 10
05.07. | 11
05.07. | 12
05.07. | 13
05.07. | 14
05.07. | 15
05.07. | 16
05.07. | 17
05.07. | 18
05.07. | 19
05.07. | 20
05.07. | 21
05.07. | 22
05.07. | 23
05.07. | 24
06.07. | 1
06.07. | 2
06.07. | 3
06.07. | 4
06.07. | 5
06.07. | 6
06.07. | 7
06.07. | 8
06.07. | 9
06.07. | 10
06.07. | 11
06.07. | 12
06.07. | 13
06.07. | 14
06.07. | 15
06.07. | 16
06.07. | 17
06.07. | 18
06.07. | 19
06.07. | 20
06.07. | 21
06.07. | 22
06.07. | 23
06.07. | 24
07.07. | 1
07.07. | 2
07.07. | 3
07.07. | 4
07.07. | 5
07.07. | 6
07.07. | 7
07.07. | 8
07.07. | 9
07.07. | 10
07.07. | 11
07.07. | 12
07.07. | 13
07.07. | 14
07.07. | 15
07.07. | 16
07.07. | 17
07.07. | 18
07.07. | 19
07.07. | 20
07.07. | 21
07.07. | 22
07.07. | 23
07.07. | 24
08.07. | 1
08.07. | 2
08.07. | 3
08.07. | 4
08.07. | 5
08.07. | 6
08.07. | 7
08.07. | 8
08.07. | 9
08.07. | 10
08.07. | 11
08.07. | 12
08.07. | 13
08.07. | 14
08.07. | 15
08.07. | 16
08.07. | 17
08.07. | 18
08.07. | 19
08.07. | 20
08.07. | 21
08.07. | 22
08.07. | 23
08.07. | 24
09.07. | 1
09.07. | 2
09.07. | 3
09.07. | 4
09.07. | 5
09.07. | 6
09.07. | 7
09.07. | 8
09.07. | 9
09.07. | 10
09.07. | 11
09.07. | 12
09.07. | 13
09.07. | 14
09.07. | 15
09.07. | 16
09.07. | 17
09.07. | 18
09.07. | 19
09.07. | 20
09.07. | 21
09.07. | 22
09.07. | 23
09.07. | 24
10.07. | 1
10.07. | 2
10.07. | 3
10.07. | 4
10.07. | 5
10.07. | 6
10.07. | 7
10.07. | 8
10.07. | 9
10.07. | 10
10.07. | 11
10.07. | 12
10.07. | 13
10.07. | 14
10.07. | 15
10.07. | 16
10.07. | 17
10.07. | 18
10.07. | 19
10.07. | 20
10.07. | 21
10.07. | 22
10.07. | 23
10.07. | 24
11.07. | 1
11.07. | 2
11.07. | 3
11.07. | 4
11.07. | 5
11.07. | 6
11.07. | 7
11.07. | 8
11.07. | 9
11.07. | 10
11.07. | 11
11.07. | 12
11.07. | 13
11.07. | 14
11.07. | 15
11.07. | 16
11.07. | 17
11.07. | 18
11.07. | 19
11.07. | 20
11.07. | 21
11.07. | 22
11.07. | 23
11.07. | 24
12.07. | 1
12.07. | 2
12.07. | 3
12.07. | 4
12.07. | 5
12.07. | 6
12.07. | 7
12.07. | 8
12.07. | 9
12.07. | 10
12.07. | 11
12.07. | 12
12.07. | 13
12.07. | 14
12.07. | 15
12.07. | 16
12.07. | 17
12.07. | 18
12.07. | 19
12.07. | 20
12.07. | 21
12.07. | 22
12.07. | 23
12.07. | 24
13.07. | 1
13.07. | 2
13.07. | 3
13.07. | 4
13.07. | 5
13.07. | 6
13.07. | 7
13.07. | 8
13.07. | 9
13.07. | 10
13.07. | 11
13.07. | 12
13.07. | 13
13.07. | 14
13.07. | 15
13.07. | 16
13.07. | 17
13.07. | 18
13.07. | 19
13.07. | 20
13.07. | 21
13.07. | 22
13.07. | 23
13.07. | 24
14.07. | 1
14.07. | 2
14.07. | 3
14.07. | 4
14.07. | 5
14.07. | 6
14.07. | 7
14.07. | 8
14.07. | 9
14.07. | 10
14.07. | 11
14.07. | 12
14.07. | 13
14.07. | 14
14.07. | 15
14.07. | 16
14.07. | 17
14.07. | 18
14.07. | 19
14.07. | 20
14.07. | 21
14.07. | 22
14.07. | 23
14.07. | 24
15.07. | 1
15.07. | 2
15.07. | 3
15.07. | 4
15.07. | 5
15.07. | 6
15.07. | 7
15.07. | 8
15.07. | 9
15.07. | 10
15.07. | 11
15.07. | 12
15.07. | 13
15.07. | 14
15.07. | 15
15.07. | 16
15.07. | 17
15.07. | 18
15.07. | 19
15.07. | 20
15.07. | 21
15.07. | 22
15.07. | 23
15.07. | 24
16.07. | 1
16.07. | 2
16.07. | 3
16.07. | 4
16.07. | 5
16.07. | 6
16.07. | 7
16.07. | 8
16.07. | 9
16.07. | 10
16.07. | 11
16.07. | 12
16.07. | 13
16.07. | 14
16.07. | 15
16.07. | 16
16.07. | 17
16.07. | 18
16.07. | 19
16.07. | 20
16.07. | 21
16.07. | 22
16.07. | 23
16.07. | 24
17.07. | 1
17.07. | 2
17.07. | 3
17.07. | 4
17.07. | 5
17.07. | 6
17.07. | 7
17.07. | 8
17.07. | 9
17.07. | 10
17.07. | 11
17.07. | 12
17.07. | 13
17.07. | 14
17.07. | 15
17.07. | 16
17.07. | 17
17.07. | 18
17.07. | 19
17.07. | 20
17.07. | 21
17.07. | 22
17.07. | 23
17.07. | 24
18.07. | 1
18.07. | 2
18.07. | 3
18.07. | 4
18.07. | 5
18.07. | 6
18.07. | 7
18.07. | 8
18.07. | 9
18.07. | 10
18.07. | 11
18.07. | 12
18.07. | 13
18.07. | 14
18.07. | 15
18.07. | 16
18.07. | 17
18.07. | 18
18.07. | 19
18.07. | 20
18.07. | 21
18.07. | 22
18.07. | 23
18.07. | 24
19.07. | 1
19.07. | 2
19.07. | 3
19.07. | 4
19.07. | 5
19.07. | 6
19.07. | 7
19.07. | 8
19.07. | 9
19.07. | 10
19.07. | 11
19.07. | 12
19.07. | 13
19.07. | 14
19.07. | 15
19.07. | 16
19.07. | 17
19.07. | 18
19.07. | 19
19.07. | 20
19.07. | 21
19.07. | 22
19.07. | 23
19.07. | 24
20.07. | 1
20.07. | 2
20.07. | 3
20.07. | 4
20.07. | 5
20.07. | 6
20.07. | 7
20.07. | 8
20.07. | 9
20.07. | 10
20.07. | 11
20.07. | 12
20.07. | 13
20.07. | 14
20.07. | 15
20.07. | 16
20.07. | 17
20.07. | 18
20.07. | 19
20.07. | 20
20.07. | 21
20.07. | 22
20.07. | 23
20.07. | 24
21.07. | 1
21.07. | 2
21.07. | 3
21.07. | 4
21.07. | 5
21.07. | 6
21.07. | 7
21.07. | 8
21.07. | 9
21.07. | 10
21.07. | 11
21.07. | 12
21.07. | 13
21.07. | 14
21.07. | 15
21.07. | 16
21.07. | 17
21.07. | 18
21.07. | 19
21.07. | 20
21.07. | 21
21.07. | 22
21.07. | 23
21.07. | 24
22.07. | 1
22.07. | 2
22.07. | 3
22.07. | 4
22.07. | 5
22.07. | 6
22.07. | 7
22.07. | 8
22.07. | 9
22.07. | 10
22.07. | 11
22.07. | 12
22.07. | 13
22.07. | 14
22.07. | 15
22.07. | 16
22.07. | 17
22.07. | 18
22.07. | 19
22.07. | 20
22.07. | 21
22.07. | 22
22.07. | 23
22.07. | 24
23.07. | 1
23.07. | 2
23.07. | 3
23.07. | 4
23.07. | 5
23.07. | 6
23.07. | 7
23.07. | 8
23.07. | 9
23.07. | 10
23.07. | 11
23.07. | 12
23.07. | 13
23.07. | 14
23.07. | 15
23.07. | 16
23.07. | 17
23.07. | 18
23.07. | 19
23.07. | 20
23.07. | 21
23.07. | 22
23.07. | 23
23.07. | 24
24.07. | 1
24.07. | 2
24.07. | 3
24.07. | 4
24.07. | 5
24.07. | 6
24.07. | 7
24.07. | 8
24.07. | 9
24.07. | 10
24.07. | 11
24.07. | 12
24.07. | 13
24.07. | 14
24.07. | 15
24.07. | 16
24.07. | 17
24.07. | 18
24.07. | 19
24.07. | 20
24.07. | 21
24.07. | 22
24.07. | 23
24.07. | 24
25.07. | 1
25.07. | 2
25.07. | 3
25.07. | 4
25.07. | 5
25.07. | 6
25.07. | 7
25.07. | 8
25.07. | 9
25.07. | 10
25.07. | 11
25.07. | 12
25.07. | 13
25.07. | 14
25.07. | 15
25.07. | 16
25.07. | 17
25.07. | 18
25.07. | 19
25.07. | 20
25.07. | 21
25.07. | 22
25.07. | 23
25.07. | 24
26.07. | 1
26.07. | 2
26.07. | 3
26.07. | 4
26.07. | 5
26.07. | 6
26.07. | 7
26.07. | 8
26.07. | 9
26.07. | 10
26.07. | 11
26.07. | 12
26.07. | 13
26.07. | 14
26.07. | 15
26.07. | 16
26.07. | 17
26.07. | 18
26.07. | 19
26.07. | 20
26.07. | 21
26.07. | 22
26.07. | 23
26.07. | 24
27.07. | 1
27.07. | 2
27.07. | 3
27.07. | 4
27.07. | 5
27.07. | 6
27.07. | 7
27.07. | 8
27.07. | 9
27.07. | 10
27.07. | 11
27.07. | 12
27.07. | 13
27.07. | 14
27.07. | 15
27.07. | 16
27.07. | 17
27.07. | 18
27.07. | 19
27.07. | 20
27.07. | 21
27.07. | 22
27.07. | 23
27.07. | 24
28.07. | 1
28.07. | 2
28.07. | 3
28.07. | 4
28.07. | 5
28.07. | 6
28.07. | 7
28.07. | 8
28.07. | 9
28.07. | 10
28.07. | 11
28.07. | 12
28.07. | 13
28.07. | 14
28.07. | 15
28.07. | 16
28.07. | 17
28.07. | 18
28.07. | 19
28.07. | 20
28.07. | 21
28.07. | 22
28.07. | 23
28.07. | 24
29.07. | 1
29.07. | 2
29.07. | 3
29.07. | 4
29.07. | 5
29.07. | 6
29.07. | 7
29.07. | 8
29.07. | 9
29.07. | 10
29.07. | 11
29.07. | 12
29.07. | 13
29.07. | 14
29.07. | 15
29.07. | 16
29.07. | 17
29.07. | 18
29.07. | 19
29.07. | 20
29.07. | 21
29.07. | 22
29.07. | 23
29.07. | 24
30.07. | 1
30.07. | 2
30.07. | 3
30.07. | 4
30.07. | 5
30.07. | 6
30.07. | 7
30.07. | 8
30.07. | 9
30.07. | 10
30.07. | 11
30.07. | 12
30.07. | 13
30.07. | 14
30.07. | 15
30.07. | 16
30.07. | 17
30.07. | 18
30.07. | 19
30.07. | 20
30.07. | 21
30.07. | 22
30.07. | 23
30.07. | 24
31.07. | 1
31.07. | 2
31.07. | 3
31.07. | 4
31.07. | 5
31.07. | 6
31.07. | 7
31.07. | 8
31.07. | 9
31.07. | 10
31.07. | 11
31.07. | 12
31.07. | 13
31.07. | 14
31.07. | 15
31.07. | 16
31.07. | 17
31.07. | 18
31.07. | 19
31.07. | 20
31.07. | 21
31.07. | 22
31.07. | 23
31.07. | 24
01.08. | 1
01.08. | 2
01.08. | 3
01.08. | 4
01.08. | 5
01.08. | 6
01.08. | 7
01.08. | 8
01.08. | 9
01.08. | 10
01.08. | 11
01.08. | 12
01.08. | 13
01.08. | 14
01.08. | 15
01.08. | 16
01.08. | 17
01.08. | 18
01.08. | 19
01.08. | 20
01.08. | 21
01.08. | 22
01.08. | 23
01.08. | 24
02.08. | 1
02.08. | 2
02.08. | 3
02.08. | 4
02.08. | 5
02.08. | 6
02.08. | 7
02.08. | 8
02.08. | 9
02.08. | 10
02.08. | 11
02.08. | 12
02.08. | 13
02.08. | 14
02.08. | 15
02.08. | 16
02.08. | 17
02.08. | 18
02.08. | 19
02.08. | 20
02.08. | 21
02.08. | 22
02.08. | 23
02.08. | 24
03.08. | 1
03.08. | 2
03.08. | 3
03.08. | 4
03.08. | 5
03.08. | 6
03.08. | 7
03.08. | 8
03.08. | 9
03.08. | 10
03.08. | 11
03.08. | 12
03.08. | 13
03.08. | 14
03.08. | 15
03.08. | 16
03.08. | 17
03.08. | 18
03.08. | 19
03.08. | 20
03.08. | 21
03.08. | 22
03.08. | 23
03.08. | 24
04.08. | 1
04.08. | 2
04.08. | 3
04.08. | 4
04.08. | 5
04.08. | 6
04.08. | 7
04.08. | 8
04.08. | 9
04.08. | 10
04.08. | 11
04.08. | 12
04.08. | 13
04.08. | 14
04.08. | 15
04.08. | 16
04.08. | 17
04.08. | 18
04.08. | 19
04.08. | 20
04.08. | 21
04.08. | 22
04.08. | 23
04.08. | 24
05.08. | 1
05.08. | 2
05.08. | 3
05.08. | 4
05.08. | 5
05.08. | 6
05.08. | 7
05.08. | 8
05.08. | 9
05.08. | 10
05.08. | 11
05.08. | 12
05.08. | 13
05.08. | 14
05.08. | 15
05.08. | 16
05.08. | 17
05.08. | 18
05.08. | 19
05.08. | 20
05.08. | 21
05.08. | 22
05.08. | 23
05.08. | 24
06.08. | 1
06.08. | 2
06.08. | 3
06.08. | 4
06.08. | 5
06.08. | 6
06.08. | 7
06.08. | 8
06.08. | 9
06.08. | 10
06.08. | 11
06.08. | 12
06.08. | 13
06.08. | 14
06.08. | 15
06.08. | 16
06.08. | 17
06.08. | 18
06.08. | 19
06.08. | 20
06.08. | 21
06.08. | 22
06.08. | 23
06.08. | 24
07.08. | 1
07.08. | 2
07.08. | 3
07.08. | 4
07.08. | 5
07.08. | 6
07.08. | 7
07.08. | 8
07.08. | 9
07.08. | 10
07.08. | 11
07.08. | 12
07.08. | 13
07.08. | 14
07.08. | 15
07.08. | 16
07.08. | 17
07.08. | 18
07.08. | 19
07.08. | 20
07.08. | 21
07.08. | 22
07.08. | 23
07.08. | 24
08.08. | 1
08.08. | 2
08.08. | 3
08.08. | 4
08.08. | 5
08.08. | 6
08.08. | 7
08.08. | 8
08.08. | 9
08.08. | 10
08.08. | 11
08.08. | 12
08.08. | 13
08.08. | 14
08.08. | 15
08.08. | 16
08.08. | 17
08.08. | 18
08.08. | 19
08.08. | 20
08.08. | 21
08.08. | 22
08.08. | 23
08.08. | 24
09.08. | 1
09.08. | 2
09.08. | 3
09.08. | 4
09.08. | 5
09.08. | 6
09.08. | 7
09.08. | 8
09.08. | 9
09.08. | 10
09.08. | 11
09.08. | 12
09.08. | 13
09.08. | 14
09.08. | 15
09.08. | 16
09.08. | 17
09.08. | 18
09.08. | 19
09.08. | 20
09.08. | 21
09.08. | 22
09.08. | 23
09.08. | 24
10.08. | 1
10.08. | 2
10.08. | 3
10.08. | 4
10.08. | 5
10.08. | 6
10.08. | 7
10.08. | 8
10.08. | 9
10.08. | 10
10.08. | 11
10.08. | 12
10.08. | 13
10.08. | 14
10.08. | 15
10.08. | 16
10.08. | 17
10.08. | 18
10.08. | 19
10.08. | 20
10.08. | 21
10.08. | 22
10.08. | 23
10.08. | 24
11.08. | 1
11.08. | 2
11.08. | 3
11.08. | 4
11.08. | 5
11.08. | 6
11.08. | 7
11.08. | 8
11.08. | 9
11.08. | 10
11.08. | 11
11.08. | 12
11.08. | 13
11.08. | 14
11.08. | 15
11.08. | 16
11.08. | 17
11.08. | 18
11.08. | 19
11.08. | 20
11.08. | 21
11.08. | 22
11.08. | 23
11.08. | 24
12.08. | 1
12.08. | 2
12.08. | 3
12.08. | 4
12.08. | 5
12.08. | 6
12.08. | 7
12.08. | 8
12.08. | 9
12.08. | 10
12.08. | 11
12.08. | 12
12.08. | 13
12.08. | 14
12.08. | 15
12.08. | 16
12.08. | 17
12.08. | 18
12.08. | 19
12.08. | 20
12.08. | 21
12.08. | 22
12.08. | 23
12.08. | 24
13.08. | 1
13.08. | 2
13.08. | 3
13.08. | 4
13.08. | 5
13.08. | 6
13.08. | 7
13.08. | 8
13.08. | 9
13.08. | 10
13.08. | 11
13.08. | 12
13.08. | 13
13.08. | 14
13.08. | 15
13.08. | 16
13.08. | 17
13.08. | 18
13.08. | 19
13.08. | 20
13.08. | 21
13.08. | 22
13.08. | 23
13.08. | 24
14.08. | 1
14.08. | 2
14.08. | 3
14.08. | 4
14.08. | 5
14.08. | 6
14.08. | 7
14.08. | 8
14.08. | 9
14.08. | 10
14.08. | 11
14.08. | 12
14.08. | 13
14.08. | 14
14.08. | 15
14.08. | 16
14.08. | 17
14.08. | 18
14.08. | 19
14.08. | 20
14.08. | 21
14.08. | 22
14.08. | 23
14.08. | 24
15.08. | 1
15.08. | 2
15.08. | 3
15.08. | 4
15.08. | 5
15.08. | 6
15.08. | 7
15.08. | 8
15.08. | 9
15.08. | 10
15.08. | 11
15.08. | 12
15.08. | 13
15.08. | 14
15.08. | 15
15.08. | 16
15.08. | 17
15.08. | 18
15.08. | 19
15.08. | 20
15.08. | 21
15.08. | 22
15.08. | 23
15.08. | 24
16.08. | 1
16.08. | 2
16.08. | 3
16.08. | 4
16.08. | 5
16.08. | 6
16.08. | 7
16.08. | 8
16.08. | 9
16.08. | 10
16.08. | 11
16.08. | 12
16.08. | 13
16.08. | 14
16.08. | 15
16.08. | 16
16.08. | 17
16.08. | 18
16.08. | 19
16.08. | 20
16.08. | 21
16.08. | 22
16.08. | 23
16.08. | 24
17.08. | 1
17.08. | 2
17.08. | 3
17.08. | 4
17.08. | 5
17.08. | 6
17.08. | 7
17.08. | 8
17.08. | 9
17.08. | 10
17.08. | 11
17.08. | 12
17.08. | 13
17.08. | 14
17.08. | 15
17.08. | 16
17.08. | 17
17.08. | 18
17.08. | 19
17.08. | 20
17.08. | 21
17.08. | 22
17.08. | 23
17.08. | 24
18.08. | 1
18.08. | 2
18.08. | 3
18.08. | 4
18.08. | 5
18.08. | 6
18.08. | 7
18.08. | 8
18.08. | 9
18.08. | 10
18.08. | 11
18.08. | 12
18.08. | 13
18.08. | 14
18.08. | 15
18.08. | 16
18.08. | 17
18.08. | 18
18.08. | 19
18.08. | 20
18.08. | 21
18.08. | 22
18.08. | 23
18.08. | 24
19.08. | 1
19.08. | 2
19.08. | 3
19.08. | 4
19.08. | 5
19.08. | 6
19.08. | 7
19.08. | 8
19.08. | 9
19.08. | 10
19.08. | 11
19.08. | 12
19.08. | 13
19.08. | 14
19.08. | 15
19.08. | 16
19.08. | 17
19.08. | 18
19.08. | 19
19.08. | 20
19.08. | 21
19.08. | 22
19.08. | 23
19.08. | 24
20.08. | 1
20.08. | 2
20.08. | 3
20.08. | 4
20.08. | 5
20.08. | 6
20.08. | 7
20.08. | 8
20.08. | 9
20.08. | 10
20.08. | 11
20.08. | 12
20.08. | 13
20.08. | 14
20.08. | 15
20.08. | 16
20.08. | 17
20.08. | 18
20.08. | 19
20.08. | 20
20.08. | 21
20.08. | 22
20.08. | 23
20.08. | 24
21.08. | 1
21.08. | 2
21.08. | 3
21.08. | 4
21.08. | 5
21.08. | 6
21.08. | 7
21.08. | 8
21.08. | 9
21.08. | 10
21.08. | 11
21.08. | 12
21.08. | 13
21.08. | 14
21.08. | 15
21.08. | 16
21.08. | 17
21.08. | 18
21.08. | 19
21.08. | 20
21.08. | 21
21.08. | 22
21.08. | 23
21.08. | 24
22.08. | 1
22.08. | 2
22.08. | 3
22.08. | 4
22.08. | 5
22.08. | 6
22.08. | 7
22.08. | 8
22.08. | 9
22.08. | 10
22.08. | 11
22.08. | 12
22.08. | 13
22.08. | 14
22.08. | 15
22.08. | 16
22.08. | 17
22.08. | 18
22.08. | 19
22.08. | 20
22.08. | 21
22.08. | 22
22.08. | 23
22.08. | 24
23.08. | 1
23.08. | 2
23.08. | 3
23.08. | 4
23.08. | 5
23.08. | 6
23.08. | 7
23.08. | 8
23.08. | 9
23.08. | 10
23.08. | 11
23.08. | 12
23.08. | 13
23.08. | 14
23.08. | 15
23.08. | 16
23.08. | 17
23.08. | 18
23.08. | 19
23.08. | 20
23.08. | 21
23.08. | 22
23.08. | 23
23.08. | 24
24.08. | 1
24.08. | 2
24.08. | 3
24.08. | 4
24.08. | 5
24.08. | 6
24.08. | 7
24.08. | 8
24.08. | 9
24.08. | 10
24.08. | 11
24.08. | 12
24.08. | 13
24.08. | 14
24.08. | 15
24.08. | 16
24.08. | 17
24.08. | 18
24.08. | 19
24.08. | 20
24.08. | 21
24.08. | 22
24.08. | 23
24.08. | 24
25.08. | 1
25.08. | 2
25.08. | 3
25.08. | 4
25.08. | 5
25.08. | 6
25.08. | 7
25.08. | 8
25.08. | 9
25.08. | 10
25.08. | 11
25.08. | 12
25.08. | 13
25.08. | 14
25.08. | 15
25.08. | 16
25.08. | 17
25.08. | 18
25.08. | 19
25.08. | 20
25.08. | 21
25.08. | 22
25.08. | 23
25.08. | 24
26.08. | 1
26.08. | 2
26.08. | 3
26.08. | 4
26.08. | 5
26.08. | 6
26.08. | 7
26.08. | 8
26.08. | 9
26.08. | 10
26.08. | 11
26.08. | 12
26.08. | 13
26.08. | 14
26.08. | 15
26.08. | 16
26.08. | 17
26.08. | 18
26.08. | 19
26.08. | 20
26.08. | 21
26.08. | 22
26.08. | 23
26.08. | 24
27.08. | 1
27.08. | 2
27.08. | 3
27.08. | 4
27.08. | 5
27.08. | 6
27.08. | 7
27.08. | 8
27.08. | 9
27.08. | 10
27.08. | 11
27.08. | 12
27.08. | 13
27.08. | 14
27.08. | 15
27.08. | 16
27.08. | 17
27.08. | 18
27.08. | 19
27.08. | 20
27.08. | 21
27.08. | 22
27.08. | 23
27.08. | 24
28.08. | 1
28.08. | 2
28.08. | 3
28.08. | 4
28.08. | 5
28.08. | 6
28.08. | 7
28.08. | 8
28.08. | 9
28.08. | 10
28.08. | 11
28.08. | 12
28.08. | 13
28.08. | 14
28.08. | 15
28.08. | 16
28.08. | 17
28.08. | 18
28.08. | 19
28.08. | 20
28.08. | 21
28.08. | 22
28.08. | 23
28.08. | 24
29.08. | 1
29.08. | 2
29.08. | 3
29.08. | 4
29.08. | 5
29.08. | 6
29.08. | 7
29.08. | 8
29.08. | 9
29.08. | 10
29.08. | 11
29.08. | 12
29.08. | 13
29.08. | 14
29.08. | 15
29.08. | 16
29.08. | 17
29.08. | 18
29.08. | 19
29.08. | 20
29.08. | 21
29.08. | 22
29.08. | 23
29.08. | 24
30.08. | 1
30.08. | 2
30.08. | 3
30.08. | 4
30.08. | 5
30.08. | 6
30.08. | 7
30.08. | 8
30.08. | 9
30.08. | 10
30.08. | 11
30.08. | 12
30.08. | 13
30.08. | 14
30.08. | 15
30.08. | 16
30.08. | 17
30.08. | 18
30.08. | 19
30.08. | 20
30.08. | 21
30.08. | 22
30.08. | 23
30.08. | 24
31.08. | 1
31.08. | 2
31.08. | 3
31.08. | 4
31.08. | 5
31.08. | 6
31.08. | 7
31.08. | 8
31.08. | 9
31.08. | 10
31.08. | 11
31.08. | 12
31.08. | 13
31.08. | 14
31.08. | 15
31.08. | 16
31.08. | 17
31.08. | 18
31.08. | 19
31.08. | 20
31.08. | 21
31.08. | 22
31.08. | 23
31.08. | 24
01.09. | 1
01.09. | 2
01.09. | 3
01.09. | 4
01.09. | 5
01.09. | 6
01.09. | 7
01.09. | 8
01.09. | 9
01.09. | 10
01.09. | 11
01.09. | 12
01.09. | 13
01.09. | 14
01.09. | 15
01.09. | 16
01.09. | 17
01.09. | 18
01.09. | 19
01.09. | 20
01.09. | 21
01.09. | 22
01.09. | 23
01.09. | 24
02.09. | 1
02.09. | 2
02.09. | 3
02.09. | 4
02.09. | 5
02.09. | 6
02.09. | 7
02.09. | 8
02.09. | 9
02.09. | 10
02.09. | 11
02.09. | 12
02.09. | 13
02.09. | 14
02.09. | 15
02.09. | 16
02.09. | 17
02.09. | 18
02.09. | 19
02.09. | 20
02.09. | 21
02.09. | 22
02.09. | 23
02.09. | 24
03.09. | 1
03.09. | 2
03.09. | 3
03.09. | 4
03.09. | 5
03.09. | 6
03.09. | 7
03.09. | 8
03.09. | 9
03.09. | 10
03.09. | 11
03.09. | 12
03.09. | 13
03.09. | 14
03.09. | 15
03.09. | 16
03.09. | 17
03.09. | 18
03.09. | 19
03.09. | 20
03.09. | 21
03.09. | 22
03.09. | 23
03.09. | 24
04.09. | 1
04.09. | 2
04.09. | 3
04.09. | 4
04.09. | 5
04.09. | 6
04.09. | 7
04.09. | 8
04.09. | 9
04.09. | 10
04.09. | 11
04.09. | 12
04.09. | 13
04.09. | 14
04.09. | 15
04.09. | 16
04.09. | 17
04.09. | 18
04.09. | 19
04.09. | 20
04.09. | 21
04.09. | 22
04.09. | 23
04.09. | 24
05.09. | 1
05.09. | 2
05.09. | 3
05.09. | 4
05.09. | 5
05.09. | 6
05.09. | 7
05.09. | 8
05.09. | 9
05.09. | 10
05.09. | 11
05.09. | 12
05.09. | 13
05.09. | 14
05.09. | 15
05.09. | 16
05.09. | 17
05.09. | 18
05.09. | 19
05.09. | 20
05.09. | 21
05.09. | 22
05.09. | 23
05.09. | 24
06.09. | 1
06.09. | 2
06.09. | 3
06.09. | 4
06.09. | 5
06.09. | 6
06.09. | 7
06.09. | 8
06.09. | 9
06.09. | 10
06.09. | 11
06.09. | 12
06.09. | 13
06.09. | 14
06.09. | 15
06.09. | 16
06.09. | 17
06.09. | 18
06.09. | 19
06.09. | 20
06.09. | 21
06.09. | 22
06.09. | 23
06.09. | 24
07.09. | 1
07.09. | 2
07.09. | 3
07.09. | 4
07.09. | 5
07.09. | 6
07.09. | 7
07.09. | 8
07.09. | 9
07.09. | 10
07.09. | 11
07.09. | 12
07.09. | 13
07.09. | 14
07.09. | 15
07.09. | 16
07.09. | 17
07.09. | 18
07.09. | 19
07.09. | 20
07.09. | 21
07.09. | 22
07.09. | 23
07.09. | 24
08.09. | 1
08.09. | 2
08.09. | 3
08.09. | 4
08.09. | 5
08.09. | 6
08.09. | 7
08.09. | 8
08.09. | 9
08.09. | 10
08.09. | 11
08.09. | 12
08.09. | 13
08.09. | 14
08.09. | 15
08.09. | 16
08.09. | 17
08.09. | 18
08.09. | 19
08.09. | 20
08.09. | 21
08.09. | 22
08.09. | 23
08.09. | 24
09.09. | 1
09.09. | 2
09.09. | 3
09.09. | 4
09.09. | 5
09.09. | 6
09.09. | 7
09.09. | 8
09.09. | 9
09.09. | 10
09.09. | 11
09.09. | 12
09.09. | 13
09.09. | 14
09.09. | 15
09.09. | 16
09.09. | 17
09.09. | 18
09.09. | 19
09.09. | 20
09.09. | 21
09.09. | 22
09.09. | 23
09.09. | 24
10.09. | 1
10.09. | 2
10.09. | 3
10.09. | 4
10.09. | 5
10.09. | 6
10.09. | 7
10.09. | 8
10.09. | 9
10.09. | 10
10.09. | 11
10.09. | 12
10.09. | 13
10.09. | 14
10.09. | 15
10.09. | 16
10.09. | 17
10.09. | 18
10.09. | 19
10.09. | 20
10.09. | 21
10.09. | 22
10.09. | 23
10.09. | 24
11.09. | 1
11.09. | 2
11.09. | 3
11.09. | 4
11.09. | 5
11.09. | 6
11.09. | 7
11.09. | 8
11.09. | 9
11.09. | 10
11.09. | 11
11.09. | 12
11.09. | 13
11.09. | 14
11.09. | 15
11.09. | 16
11.09. | 17
11.09. | 18
11.09. | 19
11.09. | 20
11.09. | 21
11.09. | 22
11.09. | 23
11.09. | 24
12.09. | 1
12.09. | 2
12.09. | 3
12.09. | 4
12.09. | 5
12.09. | 6
12.09. | 7
12.09. | 8
12.09. | 9
12.09. | 10
12.09. | 11
12.09. | 12
12.09. | 13
12.09. | 14
12.09. | 15
12.09. | 16
12.09. | 17
12.09. | 18
12.09. | 19
12.09. | 20
12.09. | 21
12.09. | 22
12.09. | 23
12.09. | 24
13.09. | 1
13.09. | 2
13.09. | 3
13.09. | 4
13.09. | 5
13.09. | 6
13.09. | 7
13.09. | 8
13.09. | 9
13.09. | 10
13.09. | 11
13.09. | 12
13.09. | 13
13.09. | 14
13.09. | 15
13.09. | 16
13.09. | 17
13.09. | 18
13.09. | 19
13.09. | 20
13.09. | 21
13.09. | 22
13.09. | 23
13.09. | 24
14.09. | 1
14.09. | 2
14.09. | 3
14.09. | 4
14.09. | 5
14.09. | 6
14.09. | 7
14.09. | 8
14.09. | 9
14.09. | 10
14.09. | 11
14.09. | 12
14.09. | 13
14.09. | 14
14.09. | 15
14.09. | 16
14.09. | 17
14.09. | 18
14.09. | 19
14.09. | 20
14.09. | 21
14.09. | 22
14.09. | 23
14.09. | 24
15.09. | 1
15.09. | 2
15.09. | 3
15.09. | 4
15.09. | 5
15.09. | 6
15.09. | 7
15.09. | 8
15.09. | 9
15.09. | 10
15.09. | 11
15.09. | 12
15.09. | 13
15.09. | 14
15.09. | 15
15.09. | 16
15.09. | 17
15.09. | 18
15.09. | 19
15.09. | 20
15.09. | 21
15.09. | 22
15.09. | 23
15.09. | 24
16.09. | 1
16.09. | 2
16.09. | 3
16.09. | 4
16.09. | 5
16.09. | 6
16.09. | 7
16.09. | 8
16.09. | 9
16.09. | 10
16.09. | 11
16.09. | 12
16.09. | 13
16.09. | 14
16.09. | 15
16.09. | 16
16.09. | 17
16.09. | 18
16.09. | 19
16.09. | 20
16.09. | 21
16.09. | 22
16.09. | 23
16.09. | 24
17.09. | 1
17.09. | 2
17.09. | 3
17.09. | 4
17.09. | 5
17.09. | 6
17.09. | 7
17.09. | 8
17.09. | 9
17.09. | 10
17.09. | 11
17.09. | 12
17.09. | 13
17.09. | 14
17.09. | 15
17.09. | 16
17.09. | 17
17.09. | 18
17.09. | 19
17.09. | 20
17.09. | 21
17.09. | 22
17.09. | 23
17.09. | 24
18.09. | 1
18.09. | 2
18.09. | 3
18.09. | 4
18.09. | 5
18.09. | 6
18.09. | 7
18.09. | 8
18.09. | 9
18.09. | 10
18.09. | 11
18.09. | 12
18.09. | 13
18.09. | 14
18.09. | 15
18.09. | 16
18.09. | 17
18.09. | 18
18.09. | 19
18.09. | 20
18.09. | 21
18.09. | 22
18.09. | 23
18.09. | 24
19.09. | 1
19.09. | 2
19.09. | 3
19.09. | 4
19.09. | 5
19.09. | 6
19.09. | 7
19.09. | 8
19.09. | 9
19.09. | 10
19.09. | 11
19.09. | 12
19.09. | 13
19.09. | 14
19.09. | 15
19.09. | 16
19.09. | 17
19.09. | 18
19.09. | 19
19.09. | 20
19.09. | 21
19.09. | 22
19.09. | 23
19.09. | 24
20.09. | 1
20.09. | 2
20.09. | 3
20.09. | 4
20.09. | 5
20.09. | 6
20.09. | 7
20.09. | 8
20.09. | 9
20.09. | 10
20.09. | 11
20.09. | 12
20.09. | 13
20.09. | 14
20.09. | 15
20.09. | 16
20.09. | 17
20.09. | 18
20.09. | 19
20.09. | 20
20.09. | 21
20.09. | 22
20.09. | 23
20.09. | 24
21.09. | 1
21.09. | 2
21.09. | 3
21.09. | 4
21.09. | 5
21.09. | 6
21.09. | 7
21.09. | 8
21.09. | 9
21.09. | 10
21.09. | 11
21.09. | 12
21.09. | 13
21.09. | 14
21.09. | 15
21.09. | 16
21.09. | 17
21.09. | 18
21.09. | 19
21.09. | 20
21.09. | 21
21.09. | 22
21.09. | 23
21.09. | 24
22.09. | 1
22.09. | 2
22.09. | 3
22.09. | 4
22.09. | 5
22.09. | 6
22.09. | 7
22.09. | 8
22.09. | 9
22.09. | 10
22.09. | 11
22.09. | 12
22.09. | 13
22.09. | 14
22.09. | 15
22.09. | 16
22.09. | 17
22.09. | 18
22.09. | 19
22.09. | 20
22.09. | 21
22.09. | 22
22.09. | 23
22.09. | 24
23.09. | 1
23.09. | 2
23.09. | 3
23.09. | 4
23.09. | 5
23.09. | 6
23.09. | 7
23.09. | 8
23.09. | 9
23.09. | 10
23.09. | 11
23.09. | 12
23.09. | 13
23.09. | 14
23.09. | 15
23.09. | 16
23.09. | 17
23.09. | 18
23.09. | 19
23.09. | 20
23.09. | 21
23.09. | 22
23.09. | 23
23.09. | 24
24.09. | 1
24.09. | 2
24.09. | 3
24.09. | 4
24.09. | 5
24.09. | 6
24.09. | 7
24.09. | 8
24.09. | 9
24.09. | 10
24.09. | 11
24.09. | 12
24.09. | 13
24.09. | 14
24.09. | 15
24.09. | 16
24.09. | 17
24.09. | 18
24.09. | 19
24.09. | 20
24.09. | 21
24.09. | 22
24.09. | 23
24.09. | 24
25.09. | 1
25.09. | 2
25.09. | 3
25.09. | 4
25.09. | 5
25.09. | 6
25.09. | 7
25.09. | 8
25.09. | 9
25.09. | 10
25.09. | 11
25.09. | 12
25.09. | 13
25.09. | 14
25.09. | 15
25.09. | 16
25.09. | 17
25.09. | 18
25.09. | 19
25.09. | 20
25.09. | 21
25.09. | 22
25.09. | 23
25.09. | 24
26.09. | 1
26.09. | 2
26.09. | 3
26.09. | 4
26.09. | 5
26.09. | 6
26.09. | 7
26.09. | 8
26.09. | 9
26.09. | 10
26.09. | 11
26.09. | 12
26.09. | 13
26.09. | 14
26.09. | 15
26.09. | 16
26.09. | 17
26.09. | 18
26.09. | 19
26.09. | 20
26.09. | 21
26.09. | 22
26.09. | 23
26.09. | 24
27.09. | 1
27.09. | 2
27.09. | 3
27.09. | 4
27.09. | 5
27.09. | 6
27.09. | 7
27.09. | 8
27.09. | 9
27.09. | 10
27.09. | 11
27.09. | 12
27.09. | 13
27.09. | 14
27.09. | 15
27.09. | 16
27.09. | 17
27.09. | 18
27.09. | 19
27.09. | 20
27.09. | 21
27.09. | 22
27.09. | 23
27.09. | 24
28.09. | 1
28.09. | 2
28.09. | 3
28.09. | 4
28.09. | 5
28.09. | 6
28.09. | 7
28.09. | 8
28.09. | 9
28.09. | 10
28.09. | 11
28.09. | 12
28.09. | 13
28.09. | 14
28.09. | 15
28.09. | 16
28.09. | 17
28.09. | 18
28.09. | 19
28.09. | 20
28.09. | 21
28.09. | 22
28.09. | 23
28.09. | 24
29.09. | 1
29.09. | 2
29.09. | 3
29.09. | 4
29.09. | 5
29.09. | 6
29.09. | 7
29.09. | 8
29.09. | 9
29.09. | 10
29.09. | 11
29.09. | 12
29.09. | 13
29.09. | 14
29.09. | 15
29.09. | 16
29.09. | 17
29.09. | 18
29.09. | 19
29.09. | 20
29.09. | 21
29.09. | 22
29.09. | 23
29.09. | 24
30.09. | 1
30.09. | 2
30.09. | 3
30.09. | 4
30.09. | 5
30.09. | 6
30.09. | 7
30.09. | 8
30.09. | 9
30.09. | 10
30.09. | 11
30.09. | 12
30.09. | 13
30.09. | 14
30.09. | 15
30.09. | 16
30.09. | 17
30.09. | 18
30.09. | 19
30.09. | 20
30.09. | 21
30.09. | 22
30.09. | 23
30.09. | 24
01.10. | 1
01.10. | 2
01.10. | 3
01.10. | 4
01.10. | 5
01.10. | 6
01.10. | 7
01.10. | 8
01.10. | 9
01.10. | 10
01.10. | 11
01.10. | 12
01.10. | 13
01.10. | 14
01.10. | 15
01.10. | 16
01.10. | 17
01.10. | 18
01.10. | 19
01.10. | 20
01.10. | 21
01.10. | 22
01.10. | 23
01.10. | 24
02.10. | 1
02.10. | 2
02.10. | 3
02.10. | 4
02.10. | 5
02.10. | 6
02.10. | 7
02.10. | 8
02.10. | 9
02.10. | 10
02.10. | 11
02.10. | 12
02.10. | 13
02.10. | 14
02.10. | 15
02.10. | 16
02.10. | 17
02.10. | 18
02.10. | 19
02.10. | 20
02.10. | 21
02.10. | 22
02.10. | 23
02.10. | 24
03.10. | 1
03.10. | 2
03.10. | 3
03.10. | 4
03.10. | 5
03.10. | 6
03.10. | 7
03.10. | 8
03.10. | 9
03.10. | 10
03.10. | 11
03.10. | 12
03.10. | 13
03.10. | 14
03.10. | 15
03.10. | 16
03.10. | 17
03.10. | 18
03.10. | 19
03.10. | 20
03.10. | 21
03.10. | 22
03.10. | 23
03.10. | 24
04.10. | 1
04.10. | 2
04.10. | 3
04.10. | 4
04.10. | 5
04.10. | 6
04.10. | 7
04.10. | 8
04.10. | 9
04.10. | 10
04.10. | 11
04.10. | 12
04.10. | 13
04.10. | 14
04.10. | 15
04.10. | 16
04.10. | 17
04.10. | 18
04.10. | 19
04.10. | 20
04.10. | 21
04.10. | 22
04.10. | 23
04.10. | 24
05.10. | 1
05.10. | 2
05.10. | 3
05.10. | 4
05.10. | 5
05.10. | 6
05.10. | 7
05.10. | 8
05.10. | 9
05.10. | 10
05.10. | 11
05.10. | 12
05.10. | 13
05.10. | 14
05.10. | 15
05.10. | 16
05.10. | 17
05.10. | 18
05.10. | 19
05.10. | 20
05.10. | 21
05.10. | 22
05.10. | 23
05.10. | 24
06.10. | 1
06.10. | 2
06.10. | 3
06.10. | 4
06.10. | 5
06.10. | 6
06.10. | 7
06.10. | 8
06.10. | 9
06.10. | 10
06.10. | 11
06.10. | 12
06.10. | 13
06.10. | 14
06.10. | 15
06.10. | 16
06.10. | 17
06.10. | 18
06.10. | 19
06.10. | 20
06.10. | 21
06.10. | 22
06.10. | 23
06.10. | 24
07.10. | 1
07.10. | 2
07.10. | 3
07.10. | 4
07.10. | 5
07.10. | 6
07.10. | 7
07.10. | 8
07.10. | 9
07.10. | 10
07.10. | 11
07.10. | 12
07.10. | 13
07.10. | 14
07.10. | 15
07.10. | 16
07.10. | 17
07.10. | 18
07.10. | 19
07.10. | 20
07.10. | 21
07.10. | 22
07.10. | 23
07.10. | 24
08.10. | 1
08.10. | 2
08.10. | 3
08.10. | 4
08.10. | 5
08.10. | 6
08.10. | 7
08.10. | 8
08.10. | 9
08.10. | 10
08.10. | 11
08.10. | 12
08.10. | 13
08.10. | 14
08.10. | 15
08.10. | 16
08.10. | 17
08.10. | 18
08.10. | 19
08.10. | 20
08.10. | 21
08.10. | 22
08.10. | 23
08.10. | 24
09.10. | 1
09.10. | 2
09.10. | 3
09.10. | 4
09.10. | 5
09.10. | 6
09.10. | 7
09.10. | 8
09.10. | 9
09.10. | 10
09.10. | 11
09.10. | 12
09.10. | 13
09.10. | 14
09.10. | 15
09.10. | 16
09.10. | 17
09.10. | 18
09.10. | 19
09.10. | 20
09.10. | 21
09.10. | 22
09.10. | 23
09.10. | 24
10.10. | 1
10.10. | 2
10.10. | 3
10.10. | 4
10.10. | 5
10.10. | 6
10.10. | 7
10.10. | 8
10.10. | 9
10.10. | 10
10.10. | 11
10.10. | 12
10.10. | 13
10.10. | 14
10.10. | 15
10.10. | 16
10.10. | 17
10.10. | 18
10.10. | 19
10.10. | 20
10.10. | 21
10.10. | 22
10.10. | 23
10.10. | 24
11.10. | 1
11.10. | 2
11.10. | 3
11.10. | 4
11.10. | 5
11.10. | 6
11.10. | 7
11.10. | 8
11.10. | 9
11.10. | 10
11.10. | 11
11.10. | 12
11.10. | 13
11.10. | 14
11.10. | 15
11.10. | 16
11.10. | 17
11.10. | 18
11.10. | 19
11.10. | 20
11.10. | 21
11.10. | 22
11.10. | 23
11.10. | 24
12.10. | 1
12.10. | 2
12.10. | 3
12.10. | 4
12.10. | 5
12.10. | 6
12.10. | 7
12.10. | 8
12.10. | 9
12.10. | 10
12.10. | 11
12.10. | 12
12.10. | 13
12.10. | 14
12.10. | 15
12.10. | 16
12.10. | 17
12.10. | 18
12.10. | 19
12.10. | 20
12.10. | 21
12.10. | 22
12.10. | 23
12.10. | 24
13.10. | 1
13.10. | 2
13.10. | 3
13.10. | 4
13.10. | 5
13.10. | 6
13.10. | 7
13.10. | 8
13.10. | 9
13.10. | 10
13.10. | 11
13.10. | 12
13.10. | 13
13.10. | 14
13.10. | 15
13.10. | 16
13.10. | 17
13.10. | 18
13.10. | 19
13.10. | 20
13.10. | 21
13.10. | 22
13.10. | 23
13.10. | 24
14.10. | 1
14.10. | 2
14.10. | 3
14.10. | 4
14.10. | 5
14.10. | 6
14.10. | 7
14.10. | 8
14.10. | 9
14.10. | 10
14.10. | 11
14.10. | 12
14.10. | 13
14.10. | 14
14.10. | 15
14.10. | 16
14.10. | 17
14.10. | 18
14.10. | 19
14.10. | 20
14.10. | 21
14.10. | 22
14.10. | 23
14.10. | 24
15.10. | 1
15.10. | 2
15.10. | 3
15.10. | 4
15.10. | 5
15.10. | 6
15.10. | 7
15.10. | 8
15.10. | 9
15.10. | 10
15.10. | 11
15.10. | 12
15.10. | 13
15.10. | 14
15.10. | 15
15.10. | 16
15.10. | 17
15.10. | 18
15.10. | 19
15.10. | 20
15.10. | 21
15.10. | 22
15.10. | 23
15.10. | 24
16.10. | 1
16.10. | 2
16.10. | 3
16.10. | 4
16.10. | 5
16.10. | 6
16.10. | 7
16.10. | 8
16.10. | 9
16.10. | 10
16.10. | 11
16.10. | 12
16.10. | 13
16.10. | 14
16.10. | 15
16.10. | 16
16.10. | 17
16.10. | 18
16.10. | 19
16.10. | 20
16.10. | 21
16.10. | 22
16.10. | 23
16.10. | 24
17.10. | 1
17.10. | 2
17.10. | 3
17.10. | 4
17.10. | 5
17.10. | 6
17.10. | 7
17.10. | 8
17.10. | 9
17.10. | 10
17.10. | 11
17.10. | 12
17.10. | 13
17.10. | 14
17.10. | 15
17.10. | 16
17.10. | 17
17.10. | 18
17.10. | 19
17.10. | 20
17.10. | 21
17.10. | 22
17.10. | 23
17.10. | 24
18.10. | 1
18.10. | 2
18.10. | 3
18.10. | 4
18.10. | 5
18.10. | 6
18.10. | 7
18.10. | 8
18.10. | 9
18.10. | 10
18.10. | 11
18.10. | 12
18.10. | 13
18.10. | 14
18.10. | 15
18.10. | 16
18.10. | 17
18.10. | 18
18.10. | 19
18.10. | 20
18.10. | 21
18.10. | 22
18.10. | 23
18.10. | 24
19.10. | 1
19.10. | 2
19.10. | 3
19.10. | 4
19.10. | 5
19.10. | 6
19.10. | 7
19.10. | 8
19.10. | 9
19.10. | 10
19.10. | 11
19.10. | 12
19.10. | 13
19.10. | 14
19.10. | 15
19.10. | 16
19.10. | 17
19.10. | 18
19.10. | 19
19.10. | 20
19.10. | 21
19.10. | 22
19.10. | 23
19.10. | 24
20.10. | 1
20.10. | 2
20.10. | 3
20.10. | 4
20.10. | 5
20.10. | 6
20.10. | 7
20.10. | 8
20.10. | 9
20.10. | 10
20.10. | 11
20.10. | 12
20.10. | 13
20.10. | 14
20.10. | 15
20.10. | 16
20.10. | 17
20.10. | 18
20.10. | 19
20.10. | 20
20.10. | 21
20.10. | 22
20.10. | 23
20.10. | 24
21.10. | 1
21.10. | 2
21.10. | 3
21.10. | 4
21.10. | 5
21.10. | 6
21.10. | 7
21.10. | 8
21.10. | 9
21.10. | 10
21.10. | 11
21.10. | 12
21.10. | 13
21.10. | 14
21.10. | 15
21.10. | 16
21.10. | 17
21.10. | 18
21.10. | 19
21.10. | 20
21.10. | 21
21.10. | 22
21.10. | 23
21.10. | 24
22.10. | 1
22.10. | 2
22.10. | 3
22.10. | 4
22.10. | 5
22.10. | 6
22.10. | 7
22.10. | 8
22.10. | 9
22.10. | 10
22.10. | 11
22.10. | 12
22.10. | 13
22.10. | 14
22.10. | 15
22.10. | 16
22.10. | 17
22.10. | 18
22.10. | 19
22.10. | 20
22.10. | 21
22.10. | 22
22.10. | 23
22.10. | 24
23.10. | 1
23.10. | 2
23.10. | 3
23.10. | 4
23.10. | 5
23.10. | 6
23.10. | 7
23.10. | 8
23.10. | 9
23.10. | 10
23.10. | 11
23.10. | 12
23.10. | 13
23.10. | 14
23.10. | 15
23.10. | 16
23.10. | 17
23.10. | 18
23.10. | 19
23.10. | 20
23.10. | 21
23.10. | 22
23.10. | 23
23.10. | 24
24.10. | 1
24.10. | 2
24.10. | 3
24.10. | 4
24.10. | 5
24.10. | 6
24.10. | 7
24.10. | 8
24.10. | 9
24.10. | 10
24.10. | 11
24.10. | 12
24.10. | 13
24.10. | 14
24.10. | 15
24.10. | 16
24.10. | 17
24.10. | 18
24.10. | 19
24.10. | 20
24.10. | 21
24.10. | 22
24.10. | 23
24.10. | 24
25.10. | 1
25.10. | 2
25.10. | 3
25.10. | 4
25.10. | 5
25.10. | 6
25.10. | 7
25.10. | 8
25.10. | 9
25.10. | 10
25.10. | 11
25.10. | 12
25.10. | 13
25.10. | 14
25.10. | 15
25.10. | 16
25.10. | 17
25.10. | 18
25.10. | 19
25.10. | 20
25.10. | 21
25.10. | 22
25.10. | 23
25.10. | 24
26.10. | 1
26.10. | 2
26.10. | 3
26.10. | 4
26.10. | 5
26.10. | 6
26.10. | 7
26.10. | 8
26.10. | 9
26.10. | 10
26.10. | 11
26.10. | 12
26.10. | 13
26.10. | 14
26.10. | 15
26.10. | 16
26.10. | 17
26.10. | 18
26.10. | 19
26.10. | 20
26.10. | 21
26.10. | 22
26.10. | 23
26.10. | 24
27.10. | 1
27.10. | 2
27.10. | 3
27.10. | 4
27.10. | 5
27.10. | 6
27.10. | 7
27.10. | 8
27.10. | 9
27.10. | 10
27.10. | 11
27.10. | 12
27.10. | 13
27.10. | 14
27.10. | 15
27.10. | 16
27.10. | 17
27.10. | 18
27.10. | 19
27.10. | 20
27.10. | 21
27.10. | 22
27.10. | 23
27.10. | 24
28.10. | 1
28.10. | 2
28.10. | 3
28.10. | 4
28.10. | 5
28.10. | 6
28.10. | 7
28.10. | 8
28.10. | 9
28.10. | 10
28.10. | 11
28.10. | 12
28.10. | 13
28.10. | 14
28.10. | 15
28.10. | 16
28.10. | 17
28.10. | 18
28.10. | 19
28.10. | 20
28.10. | 21
28.10. | 22
28.10. | 23
28.10. | 24
29.10. | 1
29.10. | 2
29.10. | 3
29.10. | 4
29.10. | 5
29.10. | 6
29.10. | 7
29.10. | 8
29.10. | 9
29.10. | 10
29.10. | 11
29.10. | 12
29.10. | 13
29.10. | 14
29.10. | 15
29.10. | 16
29.10. | 17
29.10. | 18
29.10. | 19
29.10. | 20
29.10. | 21
29.10. | 22
29.10. | 23
29.10. | 24
30.10. | 1
30.10. | 2
30.10. | 3
30.10. | 4
30.10. | 5
30.10. | 6
30.10. | 7
30.10. | 8
30.10. | 9
30.10. | 10
30.10. | 11
30.10. | 12
30.10. | 13
30.10. | 14
30.10. | 15
30.10. | 16
30.10. | 17
30.10. | 18
30.10. | 19
30.10. | 20
30.10. | 21
30.10. | 22
30.10. | 23
30.10. | 24
31.10. | 1
31.10. | 2
31.10. | 3
31.10. | 4
31.10. | 5
31.10. | 6
31.10. | 7
31.10. | 8
31.10. | 9
31.10. | 10
31.10. | 11
31.10. | 12
31.10. | 13
31.10. | 14
31.10. | 15
31.10. | 16
31.10. | 17
31.10. | 18
31.10. | 19
31.10. | 20
31.10. | 21
31.10. | 22
31.10. | 23
31.10. | 24
01.11. | 1
01.11. | 2
01.11. | 3
01.11. | 4
01.11. | 5
01.11. | 6
01.11. | 7
01.11. | 8
01.11. | 9
01.11. | 10
01.11. | 11
01.11. | 12
01.11. | 13
01.11. | 14
01.11. | 15
01.11. | 16
01.11. | 17
01.11. | 18
01.11. | 19
01.11. | 20
01.11. | 21
01.11. | 22
01.11. | 23
01.11. | 24
02.11. | 1
02.11. | 2
02.11. | 3
02.11. | 4
02.11. | 5
02.11. | 6
02.11. | 7
02.11. | 8
02.11. | 9
02.11. | 10
02.11. | 11
02.11. | 12
02.11. | 13
02.11. | 14
02.11. | 15
02.11. | 16
02.11. | 17
02.11. | 18
02.11. | 19
02.11. | 20
02.11. | 21
02.11. | 22
02.11. | 23
02.11. | 24
03.11. | 1
03.11. | 2
03.11. | 3
03.11. | 4
03.11. | 5
03.11. | 6
03.11. | 7
03.11. | 8
03.11. | 9
03.11. | 10
03.11. | 11
03.11. | 12
03.11. | 13
03.11. | 14
03.11. | 15
03.11. | 16
03.11. | 17
03.11. | 18
03.11. | 19
03.11. | 20
03.11. | 21
03.11. | 22
03.11. | 23
03.11. | 24
04.11. | 1
04.11. | 2
04.11. | 3
04.11. | 4
04.11. | 5
04.11. | 6
04.11. | 7
04.11. | 8
04.11. | 9
04.11. | 10
04.11. | 11
04.11. | 12
04.11. | 13
04.11. | 14
04.11. | 15
04.11. | 16
04.11. | 17
04.11. | 18
04.11. | 19
04.11. | 20
04.11. | 21
04.11. | 22
04.11. | 23
04.11. | 24
05.11. | 1
05.11. | 2
05.11. | 3
05.11. | 4
05.11. | 5
05.11. | 6
05.11. | 7
05.11. | 8
05.11. | 9
05.11. | 10
05.11. | 11
05.11. | 12
05.11. | 13
05.11. | 14
05.11. | 15
05.11. | 16
05.11. | 17
05.11. | 18
05.11. | 19
05.11. | 20
05.11. | 21
05.11. | 22
05.11. | 23
05.11. | 24
06.11. | 1
06.11. | 2
06.11. | 3
06.11. | 4
06.11. | 5
06.11. | 6
06.11. | 7
06.11. | 8
06.11. | 9
06.11. | 10
06.11. | 11
06.11. | 12
06.11. | 13
06.11. | 14
06.11. | 15
06.11. | 16
06.11. | 17
06.11. | 18
06.11. | 19
06.11. | 20
06.11. | 21
06.11. | 22
06.11. | 23
06.11. | 24
07.11. | 1
07.11. | 2
07.11. | 3
07.11. | 4
07.11. | 5
07.11. | 6
07.11. | 7
07.11. | 8
07.11. | 9
07.11. | 10
07.11. | 11
07.11. | 12
07.11. | 13
07.11. | 14
07.11. | 15
07.11. | 16
07.11. | 17
07.11. | 18
07.11. | 19
07.11. | 20
07.11. | 21
07.11. | 22
07.11. | 23
07.11. | 24
08.11. | 1
08.11. | 2
08.11. | 3
08.11. | 4
08.11. | 5
08.11. | 6
08.11. | 7
08.11. | 8
08.11. | 9
08.11. | 10
08.11. | 11
08.11. | 12
08.11. | 13
08.11. | 14
08.11. | 15
08.11. | 16
08.11. | 17
08.11. | 18
08.11. | 19
08.11. | 20
08.11. | 21
08.11. | 22
08.11. | 23
08.11. | 24
09.11. | 1
09.11. | 2
09.11. | 3
09.11. | 4
09.11. | 5
09.11. | 6
09.11. | 7
09.11. | 8
09.11. | 9
09.11. | 10
09.11. | 11
09.11. | 12
09.11. | 13
09.11. | 14
09.11. | 15
09.11. | 16
09.11. | 17
09.11. | 18
09.11. | 19
09.11. | 20
09.11. | 21
09.11. | 22
09.11. | 23
09.11. | 24
10.11. | 1
10.11. | 2
10.11. | 3
10.11. | 4
10.11. | 5
10.11. | 6
10.11. | 7
10.11. | 8
10.11. | 9
10.11. | 10
10.11. | 11
10.11. | 12
10.11. | 13
10.11. | 14
10.11. | 15
10.11. | 16
10.11. | 17
10.11. | 18
10.11. | 19
10.11. | 20
10.11. | 21
10.11. | 22
10.11. | 23
10.11. | 24
11.11. | 1
11.11. | 2
11.11. | 3
11.11. | 4
11.11. | 5
11.11. | 6
11.11. | 7
11.11. | 8
11.11. | 9
11.11. | 10
11.11. | 11
11.11. | 12
11.11. | 13
11.11. | 14
11.11. | 15
11.11. | 16
11.11. | 17
11.11. | 18
11.11. | 19
11.11. | 20
11.11. | 21
11.11. | 22
11.11. | 23
11.11. | 24
12.11. | 1
12.11. | 2
12.11. | 3
12.11. | 4
12.11. | 5
12.11. | 6
12.11. | 7
12.11. | 8
12.11. | 9
12.11. | 10
12.11. | 11
12.11. | 12
12.11. | 13
12.11. | 14
12.11. | 15
12.11. | 16
12.11. | 17
12.11. | 18
12.11. | 19
12.11. | 20
12.11. | 21
12.11. | 22
12.11. | 23
12.11. | 24
13.11. | 1
13.11. | 2
13.11. | 3
13.11. | 4
13.11. | 5
13.11. | 6
13.11. | 7
13.11. | 8
13.11. | 9
13.11. | 10
13.11. | 11
13.11. | 12
13.11. | 13
13.11. | 14
13.11. | 15
13.11. | 16
13.11. | 17
13.11. | 18
13.11. | 19
13.11. | 20
13.11. | 21
13.11. | 22
13.11. | 23
13.11. | 24
14.11. | 1
14.11. | 2
14.11. | 3
14.11. | 4
14.11. | 5
14.11. | 6
14.11. | 7
14.11. | 8
14.11. | 9
14.11. | 10
14.11. | 11
14.11. | 12
14.11. | 13
14.11. | 14
14.11. | 15
14.11. | 16
14.11. | 17
14.11. | 18
14.11. | 19
14.11. | 20
14.11. | 21
14.11. | 22
14.11. | 23
14.11. | 24
15.11. | 1
15.11. | 2
15.11. | 3
15.11. | 4
15.11. | 5
15.11. | 6
15.11. | 7
15.11. | 8
15.11. | 9
15.11. | 10
15.11. | 11
15.11. | 12
15.11. | 13
15.11. | 14
15.11. | 15
15.11. | 16
15.11. | 17
15.11. | 18
15.11. | 19
15.11. | 20
15.11. | 21
15.11. | 22
15.11. | 23
15.11. | 24
16.11. | 1
16.11. | 2
16.11. | 3
16.11. | 4
16.11. | 5
16.11. | 6
16.11. | 7
16.11. | 8
16.11. | 9
16.11. | 10
16.11. | 11
16.11. | 12
16.11. | 13
16.11. | 14
16.11. | 15
16.11. | 16
16.11. | 17
16.11. | 18
16.11. | 19
16.11. | 20
16.11. | 21
16.11. | 22
16.11. | 23
16.11. | 24
17.11. | 1
17.11. | 2
17.11. | 3
17.11. | 4
17.11. | 5
17.11. | 6
17.11. | 7
17.11. | 8
17.11. | 9
17.11. | 10
17.11. | 11
17.11. | 12
17.11. | 13
17.11. | 14
17.11. | 15
17.11. | 16
17.11. | 17
17.11. | 18
17.11. | 19
17.11. | 20
17.11. | 21
17.11. | 22
17.11. | 23
17.11. | 24
18.11. | 1
18.11. | 2
18.11. | 3
18.11. | 4
18.11. | 5
18.11. | 6
18.11. | 7
18.11. | 8
18.11. | 9
18.11. | 10
18.11. | 11
18.11. | 12
18.11. | 13
18.11. | 14
18.11. | 15
18.11. | 16
18.11. | 17
18.11. | 18
18.11. | 19
18.11. | 20
18.11. | 21
18.11. | 22
18.11. | 23
18.11. | 24
19.11. | 1
19.11. | 2
19.11. | 3
19.11. | 4
19.11. | 5
19.11. | 6
19.11. | 7
19.11. | 8
19.11. | 9
19.11. | 10
19.11. | 11
19.11. | 12
19.11. | 13
19.11. | 14
19.11. | 15
19.11. | 16
19.11. | 17
19.11. | 18
19.11. | 19
19.11. | 20
19.11. | 21
19.11. | 22
19.11. | 23
19.11. | 24
20.11. | 1
20.11. | 2
20.11. | 3
20.11. | 4
20.11. | 5
20.11. | 6
20.11. | 7
20.11. | 8
20.11. | 9
20.11. | 10
20.11. | 11
20.11. | 12
20.11. | 13
20.11. | 14
20.11. | 15
20.11. | 16
20.11. | 17
20.11. | 18
20.11. | 19
20.11. | 20
20.11. | 21
20.11. | 22
20.11. | 23
20.11. | 24
21.11. | 1
21.11. | 2
21.11. | 3
21.11. | 4
21.11. | 5
21.11. | 6
21.11. | 7
21.11. | 8
21.11. | 9
21.11. | 10
21.11. | 11
21.11. | 12
21.11. | 13
21.11. | 14
21.11. | 15
21.11. | 16
21.11. | 17
21.11. | 18
21.11. | 19
21.11. | 20
21.11. | 21
21.11. | 22
21.11. | 23
21.11. | 24
22.11. | 1
22.11. | 2
22.11. | 3
22.11. | 4
22.11. | 5
22.11. | 6
22.11. | 7
22.11. | 8
22.11. | 9
22.11. | 10
22.11. | 11
22.11. | 12
22.11. | 13
22.11. | 14
22.11. | 15
22.11. | 16
22.11. | 17
22.11. | 18
22.11. | 19
22.11. | 20
22.11. | 21
22.11. | 22
22.11. | 23
22.11. | 24
23.11. | 1
23.11. | 2
23.11. | 3
23.11. | 4
23.11. | 5
23.11. | 6
23.11. | 7
23.11. | 8
23.11. | 9
23.11. | 10
23.11. | 11
23.11. | 12
23.11. | 13
23.11. | 14
23.11. | 15
23.11. | 16
23.11. | 17
23.11. | 18
23.11. | 19
23.11. | 20
23.11. | 21
23.11. | 22
23.11. | 23
23.11. | 24
24.11. | 1
24.11. | 2
24.11. | 3
24.11. | 4
24.11. | 5
24.11. | 6
24.11. | 7
24.11. | 8
24.11. | 9
24.11. | 10
24.11. | 11
24.11. | 12
24.11. | 13
24.11. | 14
24.11. | 15
24.11. | 16
24.11. | 17
24.11. | 18
24.11. | 19
24.11. | 20
24.11. | 21
24.11. | 22
24.11. | 23
24.11. | 24
25.11. | 1
25.11. | 2
25.11. | 3
25.11. | 4
25.11. | 5
25.11. | 6
25.11. | 7
25.11. | 8
25.11. | 9
25.11. | 10
25.11. | 11
25.11. | 12
25.11. | 13
25.11. | 14
25.11. | 15
25.11. | 16
25.11. | 17
25.11. | 18
25.11. | 19
25.11. | 20
25.11. | 21
25.11. | 22
25.11. | 23
25.11. | 24
26.11. | 1
26.11. | 2
26.11. | 3
26.11. | 4
26.11. | 5
26.11. | 6
26.11. | 7
26.11. | 8
26.11. | 9
26.11. | 10
26.11. | 11
26.11. | 12
26.11. | 13
26.11. | 14
26.11. | 15
26.11. | 16
26.11. | 17
26.11. | 18
26.11. | 19
26.11. | 20
26.11. | 21
26.11. | 22
26.11. | 23
26.11. | 24
27.11. | 1
27.11. | 2
27.11. | 3
27.11. | 4
27.11. | 5
27.11. | 6
27.11. | 7
27.11. | 8
27.11. | 9
27.11. | 10
27.11. | 11
27.11. | 12
27.11. | 13
27.11. | 14
27.11. | 15
27.11. | 16
27.11. | 17
27.11. | 18
27.11. | 19
27.11. | 20
27.11. | 21
27.11. | 22
27.11. | 23
27.11. | 24
28.11. | 1
28.11. | 2
28.11. | 3
28.11. | 4
28.11. | 5
28.11. | 6
28.11. | 7
28.11. | 8
28.11. | 9
28.11. | 10
28.11. | 11
28.11. | 12
28.11. | 13
28.11. | 14
28.11. | 15
28.11. | 16
28.11. | 17
28.11. | 18
28.11. | 19
28.11. | 20
28.11. | 21
28.11. | 22
28.11. | 23
28.11. | 24
29.11. | 1
29.11. | 2
29.11. | 3
29.11. | 4
29.11. | 5
29.11. | 6
29.11. | 7
29.11. | 8
29.11. | 9
29.11. | 10
29.11. | 11
29.11. | 12
29.11. | 13
29.11. | 14
29.11. | 15
29.11. | 16
29.11. | 17
29.11. | 18
29.11. | 19
29.11. | 20
29.11. | 21
29.11. | 22
29.11. | 23
29.11. | 24
30.11. | 1
30.11. | 2
30.11. | 3
30.11. | 4
30.11. | 5
30.11. | 6
30.11. | 7
30.11. | 8
30.11. | 9
30.11. | 10
30.11. | 11
30.11. | 12
30.11. | 13
30.11. | 14
30.11. | 15
30.11. | 16
30.11. | 17
30.11. | 18
30.11. | 19
30.11. | 20
30.11. | 21
30.11. | 22
30.11. | 23
30.11. | 24
01.12. | 1
01.12. | 2
01.12. | 3
01.12. | 4
01.12. | 5
01.12. | 6
01.12. | 7
01.12. | 8
01.12. | 9
01.12. | 10
01.12. | 11
01.12. | 12
01.12. | 13
01.12. | 14
01.12. | 15
01.12. | 16
01.12. | 17
01.12. | 18
01.12. | 19
01.12. | 20
01.12. | 21
01.12. | 22
01.12. | 23
01.12. | 24
02.12. | 1
02.12. | 2
02.12. | 3
02.12. | 4
02.12. | 5
02.12. | 6
02.12. | 7
02.12. | 8
02.12. | 9
02.12. | 10
02.12. | 11
02.12. | 12
02.12. | 13
02.12. | 14
02.12. | 15
02.12. | 16
02.12. | 17
02.12. | 18
02.12. | 19
02.12. | 20
02.12. | 21
02.12. | 22
02.12. | 23
02.12. | 24
03.12. | 1
03.12. | 2
03.12. | 3
03.12. | 4
03.12. | 5
03.12. | 6
03.12. | 7
03.12. | 8
03.12. | 9
03.12. | 10
03.12. | 11
03.12. | 12
03.12. | 13
03.12. | 14
03.12. | 15
03.12. | 16
03.12. | 17
03.12. | 18
03.12. | 19
03.12. | 20
03.12. | 21
03.12. | 22
03.12. | 23
03.12. | 24
04.12. | 1
04.12. | 2
04.12. | 3
04.12. | 4
04.12. | 5
04.12. | 6
04.12. | 7
04.12. | 8
04.12. | 9
04.12. | 10
04.12. | 11
04.12. | 12
04.12. | 13
04.12. | 14
04.12. | 15
04.12. | 16
04.12. | 17
04.12. | 18
04.12. | 19
04.12. | 20
04.12. | 21
04.12. | 22
04.12. | 23
04.12. | 24
05.12. | 1
05.12. | 2
05.12. | 3
05.12. | 4
05.12. | 5
05.12. | 6
05.12. | 7
05.12. | 8
05.12. | 9
05.12. | 10
05.12. | 11
05.12. | 12
05.12. | 13
05.12. | 14
05.12. | 15
05.12. | 16
05.12. | 17
05.12. | 18
05.12. | 19
05.12. | 20
05.12. | 21
05.12. | 22
05.12. | 23
05.12. | 24
06.12. | 1
06.12. | 2
06.12. | 3
06.12. | 4
06.12. | 5
06.12. | 6
06.12. | 7
06.12. | 8
06.12. | 9
06.12. | 10
06.12. | 11
06.12. | 12
06.12. | 13
06.12. | 14
06.12. | 15
06.12. | 16
06.12. | 17
06.12. | 18
06.12. | 19
06.12. | 20
06.12. | 21
06.12. | 22
06.12. | 23
06.12. | 24
07.12. | 1
07.12. | 2
07.12. | 3
07.12. | 4
07.12. | 5
07.12. | 6
07.12. | 7
07.12. | 8
07.12. | 9
07.12. | 10
07.12. | 11
07.12. | 12
07.12. | 13
07.12. | 14
07.12. | 15
07.12. | 16
07.12. | 17
07.12. | 18
07.12. | 19
07.12. | 20
07.12. | 21
07.12. | 22
07.12. | 23
07.12. | 24
08.12. | 1
08.12. | 2
08.12. | 3
08.12. | 4
08.12. | 5
08.12. | 6
08.12. | 7
08.12. | 8
08.12. | 9
08.12. | 10
08.12. | 11
08.12. | 12
08.12. | 13
08.12. | 14
08.12. | 15
08.12. | 16
08.12. | 17
08.12. | 18
08.12. | 19
08.12. | 20
08.12. | 21
08.12. | 22
08.12. | 23
08.12. | 24
09.12. | 1
09.12. | 2
09.12. | 3
09.12. | 4
09.12. | 5
09.12. | 6
09.12. | 7
09.12. | 8
09.12. | 9
09.12. | 10
09.12. | 11
09.12. | 12
09.12. | 13
09.12. | 14
09.12. | 15
09.12. | 16
09.12. | 17
09.12. | 18
09.12. | 19
09.12. | 20
09.12. | 21
09.12. | 22
09.12. | 23
09.12. | 24
10.12. | 1
10.12. | 2
10.12. | 3
10.12. | 4
10.12. | 5
10.12. | 6
10.12. | 7
10.12. | 8
10.12. | 9
10.12. | 10
10.12. | 11
10.12. | 12
10.12. | 13
10.12. | 14
10.12. | 15
10.12. | 16
10.12. | 17
10.12. | 18
10.12. | 19
10.12. | 20
10.12. | 21
10.12. | 22
10.12. | 23
10.12. | 24
11.12. | 1
11.12. | 2
11.12. | 3
11.12. | 4
11.12. | 5
11.12. | 6
11.12. | 7
11.12. | 8
11.12. | 9
11.12. | 10
11.12. | 11
11.12. | 12
11.12. | 13
11.12. | 14
11.12. | 15
11.12. | 16
11.12. | 17
11.12. | 18
11.12. | 19
11.12. | 20
11.12. | 21
11.12. | 22
11.12. | 23
11.12. | 24
12.12. | 1
12.12. | 2
12.12. | 3
12.12. | 4
12.12. | 5
12.12. | 6
12.12. | 7
12.12. | 8
12.12. | 9
12.12. | 10
12.12. | 11
12.12. | 12
12.12. | 13
12.12. | 14
12.12. | 15
12.12. | 16
12.12. | 17
12.12. | 18
12.12. | 19
12.12. | 20
12.12. | 21
12.12. | 22
12.12. | 23
12.12. | 24
13.12. | 1
13.12. | 2
13.12. | 3
13.12. | 4
13.12. | 5
13.12. | 6
13.12. | 7
13.12. | 8
13.12. | 9
13.12. | 10
13.12. | 11
13.12. | 12
13.12. | 13
13.12. | 14
13.12. | 15
13.12. | 16
13.12. | 17
13.12. | 18
13.12. | 19
13.12. | 20
13.12. | 21
13.12. | 22
13.12. | 23
13.12. | 24
14.12. | 1
14.12. | 2
14.12. | 3
14.12. | 4
14.12. | 5
14.12. | 6
14.12. | 7
14.12. | 8
14.12. | 9
14.12. | 10
14.12. | 11
14.12. | 12
14.12. | 13
14.12. | 14
14.12. | 15
14.12. | 16
14.12. | 17
14.12. | 18
14.12. | 19
14.12. | 20
14.12. | 21
14.12. | 22
14.12. | 23
14.12. | 24
15.12. | 1
15.12. | 2
15.12. | 3
15.12. | 4
15.12. | 5
15.12. | 6
15.12. | 7
15.12. | 8
15.12. | 9
15.12. | 10
15.12. | 11
15.12. | 12
15.12. | 13
15.12. | 14
15.12. | 15
15.12. | 16
15.12. | 17
15.12. | 18
15.12. | 19
15.12. | 20
15.12. | 21
15.12. | 22
15.12. | 23
15.12. | 24
16.12. | 1
16.12. | 2
16.12. | 3
16.12. | 4
16.12. | 5
16.12. | 6
16.12. | 7
16.12. | 8
16.12. | 9
16.12. | 10
16.12. | 11
16.12. | 12
16.12. | 13
16.12. | 14
16.12. | 15
16.12. | 16
16.12. | 17
16.12. | 18
16.12. | 19
16.12. | 20
16.12. | 21
16.12. | 22
16.12. | 23
16.12. | 24
17.12. | 1
17.12. | 2
17.12. | 3
17.12. | 4
17.12. | 5
17.12. | 6
17.12. | 7
17.12. | 8
17.12. | 9
17.12. | 10
17.12. | 11
17.12. | 12
17.12. | 13
17.12. | 14
17.12. | 15
17.12. | 16
17.12. | 17
17.12. | 18
17.12. | 19
17.12. | 20
17.12. | 21
17.12. | 22
17.12. | 23
17.12. | 24
18.12. | 1
18.12. | 2
18.12. | 3
18.12. | 4
18.12. | 5
18.12. | 6
18.12. | 7
18.12. | 8
18.12. | 9
18.12. | 10
18.12. | 11
18.12. | 12
18.12. | 13
18.12. | 14
18.12. | 15
18.12. | 16
18.12. | 17
18.12. | 18
18.12. | 19
18.12. | 20
18.12. | 21
18.12. | 22
18.12. | 23
18.12. | 24
19.12. | 1
19.12. | 2
19.12. | 3
19.12. | 4
19.12. | 5
19.12. | 6
19.12. | 7
19.12. | 8
19.12. | 9
19.12. | 10
19.12. | 11
19.12. | 12
19.12. | 13
19.12. | 14
19.12. | 15
19.12. | 16
19.12. | 17
19.12. | 18
19.12. | 19
19.12. | 20
19.12. | 21
19.12. | 22
19.12. | 23
19.12. | 24
20.12. | 1
20.12. | 2
20.12. | 3
20.12. | 4
20.12. | 5
20.12. | 6
20.12. | 7
20.12. | 8
20.12. | 9
20.12. | 10
20.12. | 11
20.12. | 12
20.12. | 13
20.12. | 14
20.12. | 15
20.12. | 16
20.12. | 17
20.12. | 18
20.12. | 19
20.12. | 20
20.12. | 21
20.12. | 22
20.12. | 23
20.12. | 24
21.12. | 1
21.12. | 2
21.12. | 3
21.12. | 4
21.12. | 5
21.12. | 6
21.12. | 7
21.12. | 8
21.12. | 9
21.12. | 10
21.12. | 11
21.12. | 12
21.12. | 13
21.12. | 14
21.12. | 15
21.12. | 16
21.12. | 17
21.12. | 18
21.12. | 19
21.12. | 20
21.12. | 21
21.12. | 22
21.12. | 23
21.12. | 24
22.12. | 1
22.12. | 2
22.12. | 3
22.12. | 4
22.12. | 5
22.12. | 6
22.12. | 7
22.12. | 8
22.12. | 9
22.12. | 10
22.12. | 11
22.12. | 12
22.12. | 13
22.12. | 14
22.12. | 15
22.12. | 16
22.12. | 17
22.12. | 18
22.12. | 19
22.12. | 20
22.12. | 21
22.12. | 22
22.12. | 23
22.12. | 24
23.12. | 1
23.12. | 2
23.12. | 3
23.12. | 4
23.12. | 5
23.12. | 6
23.12. | 7
23.12. | 8
23.12. | 9
23.12. | 10
23.12. | 11
23.12. | 12
23.12. | 13
23.12. | 14
23.12. | 15
23.12. | 16
23.12. | 17
23.12. | 18
23.12. | 19
23.12. | 20
23.12. | 21
23.12. | 22
23.12. | 23
23.12. | 24
24.12. | 1
24.12. | 2
24.12. | 3
24.12. | 4
24.12. | 5
24.12. | 6
24.12. | 7
24.12. | 8
24.12. | 9
24.12. | 10
24.12. | 11
24.12. | 12
24.12. | 13
24.12. | 14
24.12. | 15
24.12. | 16
24.12. | 17
24.12. | 18
24.12. | 19
24.12. | 20
24.12. | 21
24.12. | 22
24.12. | 23
24.12. | 24
25.12. | 1
25.12. | 2
25.12. | 3
25.12. | 4
25.12. | 5
25.12. | 6
25.12. | 7
25.12. | 8
25.12. | 9
25.12. | 10
25.12. | 11
25.12. | 12
25.12. | 13
25.12. | 14
25.12. | 15
25.12. | 16
25.12. | 17
25.12. | 18
25.12. | 19
25.12. | 20
25.12. | 21
25.12. | 22
25.12. | 23
25.12. | 24
26.12. | 1
26.12. | 2
26.12. | 3
26.12. | 4
26.12. | 5
26.12. | 6
26.12. | 7
26.12. | 8
26.12. | 9
26.12. | 10
26.12. | 11
26.12. | 12
26.12. | 13
26.12. | 14
26.12. | 15
26.12. | 16
26.12. | 17
26.12. | 18
26.12. | 19
26.12. | 20
26.12. | 21
26.12. | 22
26.12. | 23
26.12. | 24
27.12. | 1
27.12. | 2
27.12. | 3
27.12. | 4
27.12. | 5
27.12. | 6
27.12. | 7
27.12. | 8
27.12. | 9
27.12. | 10
27.12. | 11
27.12. | 12
27.12. | 13
27.12. | 14
27.12. | 15
27.12. | 16
27.12. | 17
27.12. | 18
27.12. | 19
27.12. | 20
27.12. | 21
27.12. | 22
27.12. | 23
27.12. | 24
28.12. | 1
28.12. | 2
28.12. | 3
28.12. | 4
28.12. | 5
28.12. | 6
28.12. | 7
28.12. | 8
28.12. | 9
28.12. | 10
28.12. | 11
28.12. | 12
28.12. | 13
28.12. | 14
28.12. | 15
28.12. | 16
28.12. | 17
28.12. | 18
28.12. | 19
28.12. | 20
28.12. | 21
28.12. | 22
28.12. | 23
28.12. | 24
29.12. | 1
29.12. | 2
29.12. | 3
29.12. | 4
29.12. | 5
29.12. | 6
29.12. | 7
29.12. | 8
29.12. | 9
29.12. | 10
29.12. | 11
29.12. | 12
29.12. | 13
29.12. | 14
29.12. | 15
29.12. | 16
29.12. | 17
29.12. | 18
29.12. | 19
29.12. | 20
29.12. | 21
29.12. | 22
29.12. | 23
29.12. | 24
30.12. | 1
30.12. | 2
30.12. | 3
30.12. | 4
30.12. | 5
30.12. | 6
30.12. | 7
30.12. | 8
30.12. | 9
30.12. | 10
30.12. | 11
30.12. | 12
30.12. | 13
30.12. | 14
30.12. | 15
30.12. | 16
30.12. | 17
30.12. | 18
30.12. | 19
30.12. | 20
30.12. | 21
30.12. | 22
30.12. | 23
30.12. | 24
31.12. | 1
31.12. | 2
31.12. | 3
31.12. | 4
31.12. | 5
31.12. | 6
31.12. | 7
31.12. | 8
31.12. | 9
31.12. | 10
31.12. | 11
31.12. | 12
31.12. | 13
31.12. | 14
31.12. | 15
31.12. | 16
31.12. | 17
31.12. | 18
31.12. | 19
31.12. | 20
31.12. | 21
31.12. | 22
31.12. | 23
31.12. | 24

## Exchanges
ENTSO-E Market Modelling Database: Exchanges with non-ENTSO-E countries
Country:
Market Node: | GR03
Year:
Climate year |  |  | N.B. use convention first January always Monday (2007 calendar year) --> see guidelines for further details
Scenario
name of the non-ENTSOE country: | GR00
average import capacity from non-ENTSO-E country (MW) (optional): | 0
average export capacity to non-ENTSO-E country (MW) (optional): | 367.9298
name of the non-ENTSOE country: | GR00
average import capacity from non-ENTSO-E country (MW) (optional): | 367.9298
average export capacity to non-ENTSO-E country (MW) (optional): | 0
name of the non-ENTSOE country:
average import capacity from non-ENTSO-E country (MW) (optional):
average export capacity to non-ENTSO-E country (MW) (optional):
name of the non-ENTSOE country:
average import capacity from non-ENTSO-E country (MW) (optional):
average export capacity to non-ENTSO-E country (MW) (optional):
name of the non-ENTSOE country:
average import capacity from non-ENTSO-E country (MW) (optional):
average export capacity to non-ENTSO-E country (MW) (optional):
Date | Hour | Total exchanges with all non ENTSO-E countries (MW) (>0 for import)
01.01. | 1 | 896.472
01.01. | 2 | 941.89
01.01. | 3 | 968.55
01.01. | 4 | 982.52
01.01. | 5 | 989.758
01.01. | 6 | 1030.574
01.01. | 7 | 1255.814
01.01. | 8 | 1487.152
01.01. | 9 | 1484.808
01.01. | 10 | 1458.988
01.01. | 11 | 1500.638
01.01. | 12 | 1493.02
01.01. | 13 | 1473.38
01.01. | 14 | 1396.868
01.01. | 15 | 1096.18
01.01. | 16 | 830.42
01.01. | 17 | 803.312
01.01. | 18 | 814.134
01.01. | 19 | 818.41
01.01. | 20 | 823.094
01.01. | 21 | 821.62
01.01. | 22 | 823.428
01.01. | 23 | 845.114
01.01. | 24 | 853.32
02.01. | 1 | 846.64
02.01. | 2 | 836.866
02.01. | 3 | 821.412
02.01. | 4 | 795.914
02.01. | 5 | 773.478
02.01. | 6 | 784.53
02.01. | 7 | 995.532
02.01. | 8 | 1186.05
02.01. | 9 | 1103.8
02.01. | 10 | 1025.908
02.01. | 11 | 953.758
02.01. | 12 | 941.334
02.01. | 13 | 940.77
02.01. | 14 | 922.53
02.01. | 15 | 670.682
02.01. | 16 | 483.856
02.01. | 17 | 538.69
02.01. | 18 | 619.47
02.01. | 19 | 659.59
02.01. | 20 | 687.656
02.01. | 21 | 717.502
02.01. | 22 | 746.058
02.01. | 23 | 769.782
02.01. | 24 | 803.694
03.01. | 1 | 842.79
03.01. | 2 | 877.986
03.01. | 3 | 908.978
03.01. | 4 | 920.31
03.01. | 5 | 916.482
03.01. | 6 | 942.95
03.01. | 7 | 1169.224
03.01. | 8 | 1403.894
03.01. | 9 | 1347.644
03.01. | 10 | 1304.764
03.01. | 11 | 1334.638
03.01. | 12 | 1383.744
03.01. | 13 | 1427.436
03.01. | 14 | 1424.342
03.01. | 15 | 1158.728
03.01. | 16 | 891.97
03.01. | 17 | 868.73
03.01. | 18 | 904.232
03.01. | 19 | 926.228
03.01. | 20 | 943.798
03.01. | 21 | 962.34
03.01. | 22 | 976.088
03.01. | 23 | 1000.608
03.01. | 24 | 982.07
04.01. | 1 | 970.534
04.01. | 2 | 975.564
04.01. | 3 | 977.4
04.01. | 4 | 958.422
04.01. | 5 | 936.164
04.01. | 6 | 940.898
04.01. | 7 | 1149.774
04.01. | 8 | 1351.33
04.01. | 9 | 1210.78
04.01. | 10 | 1146.382
04.01. | 11 | 1115.976
04.01. | 12 | 1124.972
04.01. | 13 | 1141.744
04.01. | 14 | 1120.466
04.01. | 15 | 830.876
04.01. | 16 | 536.992
04.01. | 17 | 474.246
04.01. | 18 | 486.542
04.01. | 19 | 509.79
04.01. | 20 | 547.932
04.01. | 21 | 568.414
04.01. | 22 | 600.172
04.01. | 23 | 660.992
04.01. | 24 | 683.6
05.01. | 1 | 692.496
05.01. | 2 | 667.846
05.01. | 3 | 641.838
05.01. | 4 | 590.042
05.01. | 5 | 544.546
05.01. | 6 | 526.152
05.01. | 7 | 738.258
05.01. | 8 | 977.378
05.01. | 9 | 933.604
05.01. | 10 | 909.294
05.01. | 11 | 928.466
05.01. | 12 | 931.468
05.01. | 13 | 939.066
05.01. | 14 | 925.294
05.01. | 15 | 652.826
05.01. | 16 | 412.548
05.01. | 17 | 401.838
05.01. | 18 | 443.558
05.01. | 19 | 481.418
05.01. | 20 | 520.496
05.01. | 21 | 548.562
05.01. | 22 | 571.842
05.01. | 23 | 609.43
05.01. | 24 | 617.57
06.01. | 1 | 630.518
06.01. | 2 | 653.318
06.01. | 3 | 681.238
06.01. | 4 | 704.68
06.01. | 5 | 734.53
06.01. | 6 | 783.104
06.01. | 7 | 1025.706
06.01. | 8 | 1274.488
06.01. | 9 | 1284.09
06.01. | 10 | 1278.242
06.01. | 11 | 1311.68
06.01. | 12 | 1336.034
06.01. | 13 | 1353.274
06.01. | 14 | 1322.798
06.01. | 15 | 1029.566
06.01. | 16 | 753.036
06.01. | 17 | 709.404
06.01. | 18 | 723.842
06.01. | 19 | 739.708
06.01. | 20 | 764.812
06.01. | 21 | 784.404
06.01. | 22 | 819.018
06.01. | 23 | 858.674
06.01. | 24 | 912.116
07.01. | 1 | 982.806
07.01. | 2 | 1033.486
07.01. | 3 | 1060.5
07.01. | 4 | 1064.3
07.01. | 5 | 1052.738
07.01. | 6 | 1073.36
07.01. | 7 | 1294.192
07.01. | 8 | 1527.2
07.01. | 9 | 1452.092
07.01. | 10 | 1467.408
07.01. | 11 | 1496.046
07.01. | 12 | 1512.026
07.01. | 13 | 1532.456
07.01. | 14 | 1527.952
07.01. | 15 | 1256.106
07.01. | 16 | 992.666
07.01. | 17 | 935.334
07.01. | 18 | 932.222
07.01. | 19 | 935.55
07.01. | 20 | 935.508
07.01. | 21 | 925.814
07.01. | 22 | 916.75
07.01. | 23 | 902.77
07.01. | 24 | 890.986
08.01. | 1 | 898.246
08.01. | 2 | 908.658
08.01. | 3 | 919.946
08.01. | 4 | 917.224
08.01. | 5 | 889.342
08.01. | 6 | 904.806
08.01. | 7 | 1093.536
08.01. | 8 | 1272.878
08.01. | 9 | 1198.358
08.01. | 10 | 1275.486
08.01. | 11 | 1304.792
08.01. | 12 | 1295.09
08.01. | 13 | 1267.066
08.01. | 14 | 1235.914
08.01. | 15 | 977.75
08.01. | 16 | 745.174
08.01. | 17 | 702.724
08.01. | 18 | 750.084
08.01. | 19 | 795.732
08.01. | 20 | 845.984
08.01. | 21 | 890.776
08.01. | 22 | 924.678
08.01. | 23 | 945.08
08.01. | 24 | 961.738
09.01. | 1 | 988.144
09.01. | 2 | 1011.718
09.01. | 3 | 1017.322
09.01. | 4 | 1019.42
09.01. | 5 | 1017.362
09.01. | 6 | 1041.734
09.01. | 7 | 1281.064
09.01. | 8 | 1528.164
09.01. | 9 | 1534.006
09.01. | 10 | 1593.988
09.01. | 11 | 1679.734
09.01. | 12 | 1713.824
09.01. | 13 | 1713.848
09.01. | 14 | 1660.776
09.01. | 15 | 1392.786
09.01. | 16 | 1137.612
09.01. | 17 | 1065.704
09.01. | 18 | 1061.116
09.01. | 19 | 1043.006
09.01. | 20 | 1011.35
09.01. | 21 | 975.228
09.01. | 22 | 945.932
09.01. | 23 | 913.578
09.01. | 24 | 921.852
10.01. | 1 | 925.93
10.01. | 2 | 921.06
10.01. | 3 | 916.03
10.01. | 4 | 894.202
10.01. | 5 | 863.398
10.01. | 6 | 851.526
10.01. | 7 | 1007.318
10.01. | 8 | 1177.308
10.01. | 9 | 1189.226
10.01. | 10 | 1249.91
10.01. | 11 | 1328.508
10.01. | 12 | 1287.662
10.01. | 13 | 1238.314
10.01. | 14 | 1175.984
10.01. | 15 | 846.948
10.01. | 16 | 529.652
10.01. | 17 | 461.522
10.01. | 18 | 488.01
10.01. | 19 | 523.202
10.01. | 20 | 556.482
10.01. | 21 | 596.448
10.01. | 22 | 614.368
10.01. | 23 | 601.666
10.01. | 24 | 594.538
11.01. | 1 | 611.07
11.01. | 2 | 625.194
11.01. | 3 | 637.402
11.01. | 4 | 631.462
11.01. | 5 | 594.238
11.01. | 6 | 576.87
11.01. | 7 | 737.842
11.01. | 8 | 894.572
11.01. | 9 | 858.198
11.01. | 10 | 796.144
11.01. | 11 | 788.408
11.01. | 12 | 778.638
11.01. | 13 | 760.372
11.01. | 14 | 655.76
11.01. | 15 | 378.92
11.01. | 16 | 136.718
11.01. | 17 | 89.17
11.01. | 18 | 96.424
11.01. | 19 | 105.634
11.01. | 20 | 109.468
11.01. | 21 | 121.622
11.01. | 22 | 137.602
11.01. | 23 | 171.352
11.01. | 24 | 194.512
12.01. | 1 | 221.688
12.01. | 2 | 234.946
12.01. | 3 | 236.754
12.01. | 4 | 229.042
12.01. | 5 | 226.952
12.01. | 6 | 259.186
12.01. | 7 | 490.062
12.01. | 8 | 748.814
12.01. | 9 | 787.704
12.01. | 10 | 772.486
12.01. | 11 | 755.406
12.01. | 12 | 747.688
12.01. | 13 | 742.674
12.01. | 14 | 692.464
12.01. | 15 | 417.876
12.01. | 16 | 164.148
12.01. | 17 | 122.302
12.01. | 18 | 145.452
12.01. | 19 | 177.438
12.01. | 20 | 203.78
12.01. | 21 | 228.412
12.01. | 22 | 247.112
12.01. | 23 | 272.656
12.01. | 24 | 281.596
13.01. | 1 | 294.282
13.01. | 2 | 310.074
13.01. | 3 | 328.6
13.01. | 4 | 336.302
13.01. | 5 | 350.966
13.01. | 6 | 396.87
13.01. | 7 | 647.202
13.01. | 8 | 907.962
13.01. | 9 | 924.898
13.01. | 10 | 898.088
13.01. | 11 | 904.402
13.01. | 12 | 929.3
13.01. | 13 | 945.34
13.01. | 14 | 905.036
13.01. | 15 | 642.566
13.01. | 16 | 404.404
13.01. | 17 | 367.188
13.01. | 18 | 395.826
13.01. | 19 | 423.47
13.01. | 20 | 452.056
13.01. | 21 | 486.98
13.01. | 22 | 528.094
13.01. | 23 | 562.056
13.01. | 24 | 618.804
14.01. | 1 | 669.59
14.01. | 2 | 703.594
14.01. | 3 | 720.964
14.01. | 4 | 712.2
14.01. | 5 | 700.484
14.01. | 6 | 732.656
14.01. | 7 | 979.016
14.01. | 8 | 1233.016
14.01. | 9 | 1197.608
14.01. | 10 | 1189.258
14.01. | 11 | 1267.444
14.01. | 12 | 1324.808
14.01. | 13 | 1335.962
14.01. | 14 | 1306.274
14.01. | 15 | 999.41
14.01. | 16 | 710.036
14.01. | 17 | 623.214
14.01. | 18 | 642.456
14.01. | 19 | 698.012
14.01. | 20 | 768.298
14.01. | 21 | 829.122
14.01. | 22 | 868.762
14.01. | 23 | 895.68
14.01. | 24 | 896.466
15.01. | 1 | 887.878
15.01. | 2 | 885.764
15.01. | 3 | 875.868
15.01. | 4 | 845.502
15.01. | 5 | 793.208
15.01. | 6 | 769.848
15.01. | 7 | 941.13
15.01. | 8 | 1120.79
15.01. | 9 | 1055.438
15.01. | 10 | 998.95
15.01. | 11 | 964.182
15.01. | 12 | 978.57
15.01. | 13 | 988.188
15.01. | 14 | 935.628
15.01. | 15 | 642.76
15.01. | 16 | 354.45
15.01. | 17 | 252.978
15.01. | 18 | 243.28
15.01. | 19 | 250.614
15.01. | 20 | 269.43
15.01. | 21 | 293.59
15.01. | 22 | 331.112
15.01. | 23 | 381.606
15.01. | 24 | 419.052
16.01. | 1 | 462.482
16.01. | 2 | 495.316
16.01. | 3 | 500.484
16.01. | 4 | 487.984
16.01. | 5 | 452.59
16.01. | 6 | 451.536
16.01. | 7 | 675.792
16.01. | 8 | 915.118
16.01. | 9 | 906.298
16.01. | 10 | 862.288
16.01. | 11 | 894.624
16.01. | 12 | 923.594
16.01. | 13 | 947.51
16.01. | 14 | 935.182
16.01. | 15 | 666.72
16.01. | 16 | 388.996
16.01. | 17 | 310.928
16.01. | 18 | 316.036
16.01. | 19 | 327.762
16.01. | 20 | 329.058
16.01. | 21 | 335.332
16.01. | 22 | 345.89
16.01. | 23 | 398.978
16.01. | 24 | 418.17
17.01. | 1 | 437.252
17.01. | 2 | 462.238
17.01. | 3 | 489.222
17.01. | 4 | 486.212
17.01. | 5 | 470.936
17.01. | 6 | 490.242
17.01. | 7 | 710.778
17.01. | 8 | 948.302
17.01. | 9 | 925.976
17.01. | 10 | 914.834
17.01. | 11 | 949.01
17.01. | 12 | 960.486
17.01. | 13 | 979.064
17.01. | 14 | 973.85
17.01. | 15 | 703.952
17.01. | 16 | 439.298
17.01. | 17 | 371.336
17.01. | 18 | 405.888
17.01. | 19 | 427.584
17.01. | 20 | 450.324
17.01. | 21 | 466.444
17.01. | 22 | 485.832
17.01. | 23 | 499.74
17.01. | 24 | 513.548
18.01. | 1 | 530.132
18.01. | 2 | 535.502
18.01. | 3 | 540.168
18.01. | 4 | 529.506
18.01. | 5 | 512.746
18.01. | 6 | 533.364
18.01. | 7 | 769.55
18.01. | 8 | 1000.664
18.01. | 9 | 953.238
18.01. | 10 | 906.28
18.01. | 11 | 898.898
18.01. | 12 | 884.424
18.01. | 13 | 864.162
18.01. | 14 | 839.214
18.01. | 15 | 554.122
18.01. | 16 | 281.782
18.01. | 17 | 225.812
18.01. | 18 | 269.77
18.01. | 19 | 308.806
18.01. | 20 | 335.272
18.01. | 21 | 368.836
18.01. | 22 | 387.878
18.01. | 23 | 381.296
18.01. | 24 | 383.508
19.01. | 1 | 397.2
19.01. | 2 | 402.364
19.01. | 3 | 401.874
19.01. | 4 | 392.892
19.01. | 5 | 374.044
19.01. | 6 | 390.362
19.01. | 7 | 621.802
19.01. | 8 | 882.43
19.01. | 9 | 883.054
19.01. | 10 | 836.178
19.01. | 11 | 797.48
19.01. | 12 | 777.594
19.01. | 13 | 756.572
19.01. | 14 | 713.686
19.01. | 15 | 442.364
19.01. | 16 | 196.438
19.01. | 17 | 146.602
19.01. | 18 | 187.45
19.01. | 19 | 225.798
19.01. | 20 | 256.778
19.01. | 21 | 274.826
19.01. | 22 | 278.476
19.01. | 23 | 251.088
19.01. | 24 | 249.216
20.01. | 1 | 253.036
20.01. | 2 | 258.596
20.01. | 3 | 264.48
20.01. | 4 | 278.964
20.01. | 5 | 300.056
20.01. | 6 | 353.094
20.01. | 7 | 619.254
20.01. | 8 | 909.406
20.01. | 9 | 942.98
20.01. | 10 | 889.136
20.01. | 11 | 830.508
20.01. | 12 | 824.27
20.01. | 13 | 818.61
20.01. | 14 | 780.63
20.01. | 15 | 518.748
20.01. | 16 | 279.646
20.01. | 17 | 235.314
20.01. | 18 | 271.464
20.01. | 19 | 299.9
20.01. | 20 | 320.152
20.01. | 21 | 338.09
20.01. | 22 | 349.358
20.01. | 23 | 371.118
20.01. | 24 | 381.408
21.01. | 1 | 387.168
21.01. | 2 | 377.778
21.01. | 3 | 365.34
21.01. | 4 | 347.142
21.01. | 5 | 331.91
21.01. | 6 | 346.824
21.01. | 7 | 583.042
21.01. | 8 | 843.102
21.01. | 9 | 847.058
21.01. | 10 | 781.78
21.01. | 11 | 742.274
21.01. | 12 | 718.496
21.01. | 13 | 704.62
21.01. | 14 | 663.672
21.01. | 15 | 389.33
21.01. | 16 | 135
21.01. | 17 | 67.142
21.01. | 18 | 85.592
21.01. | 19 | 97.94
21.01. | 20 | 105.874
21.01. | 21 | 110.384
21.01. | 22 | 113.818
21.01. | 23 | 125.346
21.01. | 24 | 125.556
22.01. | 1 | 124.26
22.01. | 2 | 127.826
22.01. | 3 | 131.164
22.01. | 4 | 140.938
22.01. | 5 | 160.962
22.01. | 6 | 223.452
22.01. | 7 | 496.194
22.01. | 8 | 790.508
22.01. | 9 | 831.75
22.01. | 10 | 806.418
22.01. | 11 | 771.048
22.01. | 12 | 758.786
22.01. | 13 | 760.22
22.01. | 14 | 728.57
22.01. | 15 | 465.86
22.01. | 16 | 228.678
22.01. | 17 | 183.598
22.01. | 18 | 222.256
22.01. | 19 | 248.764
22.01. | 20 | 264.788
22.01. | 21 | 273.554
22.01. | 22 | 278.224
22.01. | 23 | 291.456
22.01. | 24 | 281.808
23.01. | 1 | 274.728
23.01. | 2 | 268.058
23.01. | 3 | 258.112
23.01. | 4 | 251.326
23.01. | 5 | 251.352
23.01. | 6 | 274.168
23.01. | 7 | 500.194
23.01. | 8 | 747.504
23.01. | 9 | 802.602
23.01. | 10 | 753.72
23.01. | 11 | 736.434
23.01. | 12 | 728.464
23.01. | 13 | 730.546
23.01. | 14 | 642.902
23.01. | 15 | 392.874
23.01. | 16 | 169.858
23.01. | 17 | 110.894
23.01. | 18 | 122.22
23.01. | 19 | 131.9
23.01. | 20 | 135.066
23.01. | 21 | 142.914
23.01. | 22 | 151.66
23.01. | 23 | 175.724
23.01. | 24 | 173.672
24.01. | 1 | 163.672
24.01. | 2 | 165.768
24.01. | 3 | 170.272
24.01. | 4 | 181.014
24.01. | 5 | 186.298
24.01. | 6 | 229.528
24.01. | 7 | 462.764
24.01. | 8 | 722.672
24.01. | 9 | 785.192
24.01. | 10 | 757.514
24.01. | 11 | 736.906
24.01. | 12 | 734.44
24.01. | 13 | 734.21
24.01. | 14 | 639.368
24.01. | 15 | 396.624
24.01. | 16 | 192.74
24.01. | 17 | 161.704
24.01. | 18 | 209.204
24.01. | 19 | 244.062
24.01. | 20 | 264.722
24.01. | 21 | 275.372
24.01. | 22 | 276.178
24.01. | 23 | 260.756
24.01. | 24 | 267.3
25.01. | 1 | 260.546
25.01. | 2 | 261.832
25.01. | 3 | 260.322
25.01. | 4 | 259.47
25.01. | 5 | 255.77
25.01. | 6 | 287.87
25.01. | 7 | 511.758
25.01. | 8 | 770.426
25.01. | 9 | 840.944
25.01. | 10 | 799.924
25.01. | 11 | 783.548
25.01. | 12 | 781.054
25.01. | 13 | 780.868
25.01. | 14 | 728.394
25.01. | 15 | 487.774
25.01. | 16 | 261.196
25.01. | 17 | 239.794
25.01. | 18 | 321.376
25.01. | 19 | 390.448
25.01. | 20 | 438.508
25.01. | 21 | 476.412
25.01. | 22 | 503.022
25.01. | 23 | 474.904
25.01. | 24 | 491.618
26.01. | 1 | 502.9
26.01. | 2 | 509.056
26.01. | 3 | 514.708
26.01. | 4 | 519.832
26.01. | 5 | 525.116
26.01. | 6 | 533.816
26.01. | 7 | 735.16
26.01. | 8 | 958.714
26.01. | 9 | 1010.526
26.01. | 10 | 953.816
26.01. | 11 | 941.298
26.01. | 12 | 916.308
26.01. | 13 | 890.67
26.01. | 14 | 808.342
26.01. | 15 | 582.106
26.01. | 16 | 374.18
26.01. | 17 | 369.124
26.01. | 18 | 458.876
26.01. | 19 | 525.17
26.01. | 20 | 528.892
26.01. | 21 | 493.15
26.01. | 22 | 441.088
26.01. | 23 | 363.564
26.01. | 24 | 322.222
27.01. | 1 | 287.868
27.01. | 2 | 249.132
27.01. | 3 | 217.26
27.01. | 4 | 192.624
27.01. | 5 | 171.436
27.01. | 6 | 179.132
27.01. | 7 | 381.644
27.01. | 8 | 627.762
27.01. | 9 | 713.526
27.01. | 10 | 700.76
27.01. | 11 | 692.298
27.01. | 12 | 692.332
27.01. | 13 | 698.844
27.01. | 14 | 659.554
27.01. | 15 | 433.918
27.01. | 16 | 219.626
27.01. | 17 | 192.254
27.01. | 18 | 281.514
27.01. | 19 | 373.356
27.01. | 20 | 465.156
27.01. | 21 | 562.414
27.01. | 22 | 668.704
27.01. | 23 | 743.002
27.01. | 24 | 833.01
28.01. | 1 | 882.316
28.01. | 2 | 911.264
28.01. | 3 | 934.062
28.01. | 4 | 949.342
28.01. | 5 | 945.888
28.01. | 6 | 971.058
28.01. | 7 | 1166.638
28.01. | 8 | 1386.866
28.01. | 9 | 1356.478
28.01. | 10 | 1271.474
28.01. | 11 | 1210.324
28.01. | 12 | 1109.73
28.01. | 13 | 1034.628
28.01. | 14 | 961.79
28.01. | 15 | 677.036
28.01. | 16 | 409.108
28.01. | 17 | 349.75
28.01. | 18 | 414.71
28.01. | 19 | 450.862
28.01. | 20 | 460.982
28.01. | 21 | 461.094
28.01. | 22 | 457.428
28.01. | 23 | 441.28
28.01. | 24 | 425.722
29.01. | 1 | 429.91
29.01. | 2 | 452.264
29.01. | 3 | 483.084
29.01. | 4 | 509.428
29.01. | 5 | 525.028
29.01. | 6 | 554.71
29.01. | 7 | 765.106
29.01. | 8 | 987.214
29.01. | 9 | 1012.014
29.01. | 10 | 974.334
29.01. | 11 | 1013.062
29.01. | 12 | 1052.094
29.01. | 13 | 1072.83
29.01. | 14 | 1064.544
29.01. | 15 | 796.162
29.01. | 16 | 516.468
29.01. | 17 | 420.096
29.01. | 18 | 447.36
29.01. | 19 | 478.874
29.01. | 20 | 500.762
29.01. | 21 | 523.922
29.01. | 22 | 539.342
29.01. | 23 | 591.24
29.01. | 24 | 612.954
30.01. | 1 | 629.158
30.01. | 2 | 629.27
30.01. | 3 | 620.338
30.01. | 4 | 589.616
30.01. | 5 | 563.524
30.01. | 6 | 568.402
30.01. | 7 | 780.226
30.01. | 8 | 1005.164
30.01. | 9 | 972.17
30.01. | 10 | 934.074
30.01. | 11 | 965.194
30.01. | 12 | 947.562
30.01. | 13 | 918.308
30.01. | 14 | 904.06
30.01. | 15 | 622.348
30.01. | 16 | 342.924
30.01. | 17 | 250.858
30.01. | 18 | 276.442
30.01. | 19 | 301.262
30.01. | 20 | 315.306
30.01. | 21 | 321.532
30.01. | 22 | 331.148
30.01. | 23 | 336.46
30.01. | 24 | 327.098
31.01. | 1 | 326.416
31.01. | 2 | 331.658
31.01. | 3 | 331.662
31.01. | 4 | 328.454
31.01. | 5 | 328.26
31.01. | 6 | 379.444
31.01. | 7 | 640.076
31.01. | 8 | 920.876
31.01. | 9 | 940.114
31.01. | 10 | 904.098
31.01. | 11 | 888.458
31.01. | 12 | 878.362
31.01. | 13 | 872.064
31.01. | 14 | 861.028
31.01. | 15 | 594.498
31.01. | 16 | 327.374
31.01. | 17 | 247.264
31.01. | 18 | 286.236
31.01. | 19 | 323.596
31.01. | 20 | 346.61
31.01. | 21 | 359.47
31.01. | 22 | 367.62
31.01. | 23 | 357.784
31.01. | 24 | 357.916
01.02. | 1 | 354.552
01.02. | 2 | 341.13
01.02. | 3 | 320.262
01.02. | 4 | 302.422
01.02. | 5 | 284.328
01.02. | 6 | 315.92
01.02. | 7 | 561.288
01.02. | 8 | 840.744
01.02. | 9 | 880.112
01.02. | 10 | 842.314
01.02. | 11 | 814.65
01.02. | 12 | 803.288
01.02. | 13 | 798.24
01.02. | 14 | 769.622
01.02. | 15 | 498.514
01.02. | 16 | 228.834
01.02. | 17 | 149.772
01.02. | 18 | 181.118
01.02. | 19 | 198.352
01.02. | 20 | 207.154
01.02. | 21 | 210.804
01.02. | 22 | 214.618
01.02. | 23 | 206.714
01.02. | 24 | 199.5
02.02. | 1 | 188.666
02.02. | 2 | 181.494
02.02. | 3 | 179.542
02.02. | 4 | 177.884
02.02. | 5 | 179.988
02.02. | 6 | 228.84
02.02. | 7 | 491.046
02.02. | 8 | 785.276
02.02. | 9 | 855.832
02.02. | 10 | 837.928
02.02. | 11 | 830.506
02.02. | 12 | 836.914
02.02. | 13 | 844.13
02.02. | 14 | 779.938
02.02. | 15 | 509.196
02.02. | 16 | 247.318
02.02. | 17 | 168.004
02.02. | 18 | 191.828
02.02. | 19 | 206.966
02.02. | 20 | 213.898
02.02. | 21 | 218.134
02.02. | 22 | 224.918
02.02. | 23 | 255.408
02.02. | 24 | 271.848
03.02. | 1 | 287.946
03.02. | 2 | 304.752
03.02. | 3 | 319.404
03.02. | 4 | 338.654
03.02. | 5 | 341.998
03.02. | 6 | 380.31
03.02. | 7 | 595.866
03.02. | 8 | 841.148
03.02. | 9 | 886.802
03.02. | 10 | 842.176
03.02. | 11 | 836.936
03.02. | 12 | 846.526
03.02. | 13 | 865.278
03.02. | 14 | 838.122
03.02. | 15 | 599.384
03.02. | 16 | 350.834
03.02. | 17 | 302.442
03.02. | 18 | 389.06
03.02. | 19 | 468.632
03.02. | 20 | 535.96
03.02. | 21 | 567.046
03.02. | 22 | 592.112
03.02. | 23 | 580.954
03.02. | 24 | 570.384
04.02. | 1 | 552.902
04.02. | 2 | 540.348
04.02. | 3 | 532.734
04.02. | 4 | 530.844
04.02. | 5 | 533.196
04.02. | 6 | 574.452
04.02. | 7 | 811.22
04.02. | 8 | 1040.48
04.02. | 9 | 1022.232
04.02. | 10 | 960.848
04.02. | 11 | 904.654
04.02. | 12 | 894.76
04.02. | 13 | 887.982
04.02. | 14 | 837.596
04.02. | 15 | 584.798
04.02. | 16 | 347.164
04.02. | 17 | 294.07
04.02. | 18 | 378.386
04.02. | 19 | 452.484
04.02. | 20 | 507.57
04.02. | 21 | 528.906
04.02. | 22 | 535.432
04.02. | 23 | 545.538
04.02. | 24 | 528.806
05.02. | 1 | 516.61
05.02. | 2 | 495.734
05.02. | 3 | 476.9
05.02. | 4 | 453.28
05.02. | 5 | 445.842
05.02. | 6 | 486.54
05.02. | 7 | 713.742
05.02. | 8 | 962.16
05.02. | 9 | 984.066
05.02. | 10 | 925.752
05.02. | 11 | 891.134
05.02. | 12 | 878.462
05.02. | 13 | 881.224
05.02. | 14 | 836.192
05.02. | 15 | 581.568
05.02. | 16 | 326.412
05.02. | 17 | 264.4
05.02. | 18 | 314.67
05.02. | 19 | 359.746
05.02. | 20 | 389.934
05.02. | 21 | 400.854
05.02. | 22 | 400.592
05.02. | 23 | 395.358
05.02. | 24 | 377.686
06.02. | 1 | 371.916
06.02. | 2 | 373.524
06.02. | 3 | 366.98
06.02. | 4 | 361.524
06.02. | 5 | 358.158
06.02. | 6 | 399.752
06.02. | 7 | 634.082
06.02. | 8 | 885.902
06.02. | 9 | 916.044
06.02. | 10 | 866.774
06.02. | 11 | 832.546
06.02. | 12 | 818.998
06.02. | 13 | 800.338
06.02. | 14 | 747.812
06.02. | 15 | 483.962
06.02. | 16 | 224.282
06.02. | 17 | 141.28
06.02. | 18 | 176.346
06.02. | 19 | 209.572
06.02. | 20 | 233.526
06.02. | 21 | 245.276
06.02. | 22 | 253.046
06.02. | 23 | 247.47
06.02. | 24 | 257.182
07.02. | 1 | 261.514
07.02. | 2 | 265.024
07.02. | 3 | 264.368
07.02. | 4 | 261.664
07.02. | 5 | 263.326
07.02. | 6 | 322.828
07.02. | 7 | 587.42
07.02. | 8 | 881.688
07.02. | 9 | 928.894
07.02. | 10 | 900.206
07.02. | 11 | 901.848
07.02. | 12 | 897.664
07.02. | 13 | 921.98
07.02. | 14 | 926.162
07.02. | 15 | 732.054
07.02. | 16 | 528.488
07.02. | 17 | 540.956
07.02. | 18 | 676.188
07.02. | 19 | 769.79
07.02. | 20 | 833.024
07.02. | 21 | 855.428
07.02. | 22 | 859.232
07.02. | 23 | 878.48
07.02. | 24 | 863.714
08.02. | 1 | 838.64
08.02. | 2 | 807.1
08.02. | 3 | 784.476
08.02. | 4 | 761.89
08.02. | 5 | 730.296
08.02. | 6 | 727.428
08.02. | 7 | 901.454
08.02. | 8 | 1060.604
08.02. | 9 | 1036.292
08.02. | 10 | 969.748
08.02. | 11 | 953.438
08.02. | 12 | 940.594
08.02. | 13 | 944.382
08.02. | 14 | 877.198
08.02. | 15 | 613.732
08.02. | 16 | 366.12
08.02. | 17 | 277.058
08.02. | 18 | 302.162
08.02. | 19 | 319.28
08.02. | 20 | 329.232
08.02. | 21 | 324.882
08.02. | 22 | 322.538
08.02. | 23 | 347.188
08.02. | 24 | 328.294
09.02. | 1 | 308.42
09.02. | 2 | 289.042
09.02. | 3 | 268.548
09.02. | 4 | 241.742
09.02. | 5 | 216.792
09.02. | 6 | 249.336
09.02. | 7 | 481.738
09.02. | 8 | 752.578
09.02. | 9 | 805.688
09.02. | 10 | 798.978
09.02. | 11 | 836.49
09.02. | 12 | 863.37
09.02. | 13 | 881.822
09.02. | 14 | 846.98
09.02. | 15 | 612.418
09.02. | 16 | 357.56
09.02. | 17 | 248.472
09.02. | 18 | 286.412
09.02. | 19 | 340.24
09.02. | 20 | 395.932
09.02. | 21 | 444.746
09.02. | 22 | 482.816
09.02. | 23 | 566.514
09.02. | 24 | 592.712
10.02. | 1 | 621.126
10.02. | 2 | 653.082
10.02. | 3 | 681.676
10.02. | 4 | 703.842
10.02. | 5 | 711.2
10.02. | 6 | 758.512
10.02. | 7 | 979.578
10.02. | 8 | 1208.158
10.02. | 9 | 1241.56
10.02. | 10 | 1244.652
10.02. | 11 | 1234.158
10.02. | 12 | 1267.302
10.02. | 13 | 1315.372
10.02. | 14 | 1308.774
10.02. | 15 | 1078.148
10.02. | 16 | 833.512
10.02. | 17 | 747.428
10.02. | 18 | 790.938
10.02. | 19 | 826.42
10.02. | 20 | 859.476
10.02. | 21 | 904.068
10.02. | 22 | 958.166
10.02. | 23 | 1019.966
10.02. | 24 | 1059.842
11.02. | 1 | 1088.38
11.02. | 2 | 1102.67
11.02. | 3 | 1106.66
11.02. | 4 | 1097.382
11.02. | 5 | 1083.826
11.02. | 6 | 1111.494
11.02. | 7 | 1309.588
11.02. | 8 | 1538.63
11.02. | 9 | 1617.028
11.02. | 10 | 1629.328
11.02. | 11 | 1597.604
11.02. | 12 | 1601.526
11.02. | 13 | 1601.98
11.02. | 14 | 1585.224
11.02. | 15 | 1288.174
11.02. | 16 | 945.798
11.02. | 17 | 740.512
11.02. | 18 | 705.472
11.02. | 19 | 684.856
11.02. | 20 | 673.556
11.02. | 21 | 675.174
11.02. | 22 | 665.534
11.02. | 23 | 677.204
11.02. | 24 | 701.892
12.02. | 1 | 716.08
12.02. | 2 | 740.616
12.02. | 3 | 734.61
12.02. | 4 | 710.888
12.02. | 5 | 660.74
12.02. | 6 | 665.806
12.02. | 7 | 839.968
12.02. | 8 | 1045.952
12.02. | 9 | 1005.08
12.02. | 10 | 1004.606
12.02. | 11 | 1028.95
12.02. | 12 | 1066.772
12.02. | 13 | 1088.92
12.02. | 14 | 1097.836
12.02. | 15 | 843.86
12.02. | 16 | 540.752
12.02. | 17 | 373.132
12.02. | 18 | 357.438
12.02. | 19 | 353.728
12.02. | 20 | 359.922
12.02. | 21 | 361.232
12.02. | 22 | 351.096
12.02. | 23 | 356.924
12.02. | 24 | 350.35
13.02. | 1 | 347.086
13.02. | 2 | 338.362
13.02. | 3 | 331.192
13.02. | 4 | 315.154
13.02. | 5 | 291.576
13.02. | 6 | 335.712
13.02. | 7 | 567.244
13.02. | 8 | 824.116
13.02. | 9 | 852.41
13.02. | 10 | 839.81
13.02. | 11 | 837.61
13.02. | 12 | 832.32
13.02. | 13 | 832.342
13.02. | 14 | 828.91
13.02. | 15 | 554.95
13.02. | 16 | 255.472
13.02. | 17 | 122.976
13.02. | 18 | 137.866
13.02. | 19 | 151.918
13.02. | 20 | 159.616
13.02. | 21 | 168.586
13.02. | 22 | 181.778
13.02. | 23 | 197.222
13.02. | 24 | 216.068
14.02. | 1 | 234.244
14.02. | 2 | 238.694
14.02. | 3 | 235.724
14.02. | 4 | 227.85
14.02. | 5 | 222.37
14.02. | 6 | 294.502
14.02. | 7 | 566.51
14.02. | 8 | 857.75
14.02. | 9 | 908.726
14.02. | 10 | 899.54
14.02. | 11 | 902.382
14.02. | 12 | 907.72
14.02. | 13 | 920.496
14.02. | 14 | 913.204
14.02. | 15 | 657.158
14.02. | 16 | 365.89
14.02. | 17 | 229.51
14.02. | 18 | 254.444
14.02. | 19 | 293.564
14.02. | 20 | 319.6
14.02. | 21 | 334.926
14.02. | 22 | 335.254
14.02. | 23 | 331.642
14.02. | 24 | 327.198
15.02. | 1 | 311.942
15.02. | 2 | 299.694
15.02. | 3 | 298.354
15.02. | 4 | 306.264
15.02. | 5 | 310.984
15.02. | 6 | 376.686
15.02. | 7 | 605.342
15.02. | 8 | 833.776
15.02. | 9 | 875.376
15.02. | 10 | 865.336
15.02. | 11 | 940.308
15.02. | 12 | 1003.278
15.02. | 13 | 1063.962
15.02. | 14 | 1058.194
15.02. | 15 | 856.386
15.02. | 16 | 624.232
15.02. | 17 | 497.132
15.02. | 18 | 501.572
15.02. | 19 | 509.69
15.02. | 20 | 522.922
15.02. | 21 | 541.594
15.02. | 22 | 548.98
15.02. | 23 | 552.258
15.02. | 24 | 534.956
16.02. | 1 | 511.762
16.02. | 2 | 495.204
16.02. | 3 | 474.916
16.02. | 4 | 461.98
16.02. | 5 | 435.444
16.02. | 6 | 487.756
16.02. | 7 | 704.366
16.02. | 8 | 913.134
16.02. | 9 | 934.37
16.02. | 10 | 905.342
16.02. | 11 | 884.056
16.02. | 12 | 847.698
16.02. | 13 | 823.628
16.02. | 14 | 776.022
16.02. | 15 | 521.66
16.02. | 16 | 250.794
16.02. | 17 | 162.388
16.02. | 18 | 236.518
16.02. | 19 | 324.926
16.02. | 20 | 376.912
16.02. | 21 | 415.446
16.02. | 22 | 423.948
16.02. | 23 | 395.29
16.02. | 24 | 384.968
17.02. | 1 | 395.636
17.02. | 2 | 403.824
17.02. | 3 | 442.514
17.02. | 4 | 475.604
17.02. | 5 | 507.12
17.02. | 6 | 572.6
17.02. | 7 | 744.882
17.02. | 8 | 920.562
17.02. | 9 | 962.916
17.02. | 10 | 915.268
17.02. | 11 | 922.582
17.02. | 12 | 908.394
17.02. | 13 | 915.594
17.02. | 14 | 886.38
17.02. | 15 | 714.042
17.02. | 16 | 536.96
17.02. | 17 | 467.89
17.02. | 18 | 529.104
17.02. | 19 | 585.134
17.02. | 20 | 619.654
17.02. | 21 | 638.02
17.02. | 22 | 654.504
17.02. | 23 | 624.396
17.02. | 24 | 655.922
18.02. | 1 | 675.602
18.02. | 2 | 707.73
18.02. | 3 | 740.554
18.02. | 4 | 772.108
18.02. | 5 | 781.164
18.02. | 6 | 845.246
18.02. | 7 | 1077.454
18.02. | 8 | 1304.592
18.02. | 9 | 1308.968
18.02. | 10 | 1279.734
18.02. | 11 | 1216.826
18.02. | 12 | 1214.866
18.02. | 13 | 1224.368
18.02. | 14 | 1240.8
18.02. | 15 | 1043.97
18.02. | 16 | 805.996
18.02. | 17 | 744.07
18.02. | 18 | 835.15
18.02. | 19 | 903.252
18.02. | 20 | 934.09
18.02. | 21 | 943.376
18.02. | 22 | 944.282
18.02. | 23 | 927.364
18.02. | 24 | 911.09
19.02. | 1 | 875.496
19.02. | 2 | 830.58
19.02. | 3 | 784.352
19.02. | 4 | 739.24
19.02. | 5 | 707.262
19.02. | 6 | 758.42
19.02. | 7 | 991.484
19.02. | 8 | 1204.186
19.02. | 9 | 1222.792
19.02. | 10 | 1222.576
19.02. | 11 | 1297.73
19.02. | 12 | 1335.77
19.02. | 13 | 1382.556
19.02. | 14 | 1377.574
19.02. | 15 | 1137.326
19.02. | 16 | 849.224
19.02. | 17 | 679.488
19.02. | 18 | 685.012
19.02. | 19 | 720.846
19.02. | 20 | 764.926
19.02. | 21 | 803.376
19.02. | 22 | 834.696
19.02. | 23 | 844.716
19.02. | 24 | 835.056
20.02. | 1 | 845.18
20.02. | 2 | 862.37
20.02. | 3 | 888.504
20.02. | 4 | 907.14
20.02. | 5 | 932.704
20.02. | 6 | 1011.792
20.02. | 7 | 1249.864
20.02. | 8 | 1472.95
20.02. | 9 | 1482.552
20.02. | 10 | 1487.222
20.02. | 11 | 1507.11
20.02. | 12 | 1526.184
20.02. | 13 | 1539.168
20.02. | 14 | 1551.106
20.02. | 15 | 1274.562
20.02. | 16 | 953.236
20.02. | 17 | 742.036
20.02. | 18 | 726.958
20.02. | 19 | 742.16
20.02. | 20 | 761.108
20.02. | 21 | 787.774
20.02. | 22 | 804.052
20.02. | 23 | 804.402
20.02. | 24 | 804.072
21.02. | 1 | 801.496
21.02. | 2 | 814.148
21.02. | 3 | 817.294
21.02. | 4 | 795.93
21.02. | 5 | 734.786
21.02. | 6 | 753.858
21.02. | 7 | 934.106
21.02. | 8 | 1113.43
21.02. | 9 | 1121.286
21.02. | 10 | 1121.844
21.02. | 11 | 1104.55
21.02. | 12 | 1099.594
21.02. | 13 | 1075.746
21.02. | 14 | 1012.238
21.02. | 15 | 713.856
21.02. | 16 | 394.944
21.02. | 17 | 222.348
21.02. | 18 | 216.436
21.02. | 19 | 218.492
21.02. | 20 | 217.568
21.02. | 21 | 207.574
21.02. | 22 | 190.002
21.02. | 23 | 185.814
21.02. | 24 | 190.784
22.02. | 1 | 187.6
22.02. | 2 | 176.628
22.02. | 3 | 172.048
22.02. | 4 | 181.85
22.02. | 5 | 200.834
22.02. | 6 | 329.242
22.02. | 7 | 652.058
22.02. | 8 | 958.166
22.02. | 9 | 1020.366
22.02. | 10 | 1020.964
22.02. | 11 | 955.32
22.02. | 12 | 938.35
22.02. | 13 | 944.51
22.02. | 14 | 893.248
22.02. | 15 | 623.32
22.02. | 16 | 349.61
22.02. | 17 | 215.398
22.02. | 18 | 265.724
22.02. | 19 | 326.442
22.02. | 20 | 371.306
22.02. | 21 | 405.956
22.02. | 22 | 427.466
22.02. | 23 | 404.534
22.02. | 24 | 397.29
23.02. | 1 | 373.988
23.02. | 2 | 356.884
23.02. | 3 | 356.628
23.02. | 4 | 358.042
23.02. | 5 | 351.068
23.02. | 6 | 424.072
23.02. | 7 | 667.838
23.02. | 8 | 913.31
23.02. | 9 | 934.62
23.02. | 10 | 896.044
23.02. | 11 | 853.666
23.02. | 12 | 825.03
23.02. | 13 | 803.23
23.02. | 14 | 728.372
23.02. | 15 | 497.058
23.02. | 16 | 281.496
23.02. | 17 | 232.938
23.02. | 18 | 333.276
23.02. | 19 | 441.374
23.02. | 20 | 503.054
23.02. | 21 | 529.888
23.02. | 22 | 521.928
23.02. | 23 | 480.376
23.02. | 24 | 466.964
24.02. | 1 | 468.594
24.02. | 2 | 473.63
24.02. | 3 | 467.278
24.02. | 4 | 461.11
24.02. | 5 | 482.034
24.02. | 6 | 583.296
24.02. | 7 | 878.384
24.02. | 8 | 1188.114
24.02. | 9 | 1366.208
24.02. | 10 | 1476.302
24.02. | 11 | 1586.774
24.02. | 12 | 1657.666
24.02. | 13 | 1700.234
24.02. | 14 | 1715.892
24.02. | 15 | 1482.476
24.02. | 16 | 1188.546
24.02. | 17 | 985.144
24.02. | 18 | 950.336
24.02. | 19 | 915.658
24.02. | 20 | 879.294
24.02. | 21 | 841.816
24.02. | 22 | 807.424
24.02. | 23 | 841.63
24.02. | 24 | 807.048
25.02. | 1 | 793.976
25.02. | 2 | 784.264
25.02. | 3 | 757.768
25.02. | 4 | 728.198
25.02. | 5 | 674.392
25.02. | 6 | 712.49
25.02. | 7 | 907.96
25.02. | 8 | 1091.172
25.02. | 9 | 1068.05
25.02. | 10 | 1024.742
25.02. | 11 | 957.126
25.02. | 12 | 911.002
25.02. | 13 | 885.402
25.02. | 14 | 870.598
25.02. | 15 | 609.346
25.02. | 16 | 318.6
25.02. | 17 | 187.978
25.02. | 18 | 238.526
25.02. | 19 | 294.368
25.02. | 20 | 337.286
25.02. | 21 | 356.936
25.02. | 22 | 365.608
25.02. | 23 | 388.166
25.02. | 24 | 395.72
26.02. | 1 | 430.332
26.02. | 2 | 459.302
26.02. | 3 | 498.24
26.02. | 4 | 537.356
26.02. | 5 | 556.37
26.02. | 6 | 661.166
26.02. | 7 | 926.072
26.02. | 8 | 1154.57
26.02. | 9 | 1120.026
26.02. | 10 | 1055.814
26.02. | 11 | 1005.984
26.02. | 12 | 963.744
26.02. | 13 | 926.15
26.02. | 14 | 872.082
26.02. | 15 | 607.578
26.02. | 16 | 314.112
26.02. | 17 | 181.224
26.02. | 18 | 221.556
26.02. | 19 | 265.398
26.02. | 20 | 296.582
26.02. | 21 | 312.076
26.02. | 22 | 318.15
26.02. | 23 | 312.218
26.02. | 24 | 307.074
27.02. | 1 | 297.508
27.02. | 2 | 285.504
27.02. | 3 | 286.22
27.02. | 4 | 294.108
27.02. | 5 | 316.452
27.02. | 6 | 432.844
27.02. | 7 | 727.676
27.02. | 8 | 1003.496
27.02. | 9 | 1026.136
27.02. | 10 | 1024.318
27.02. | 11 | 1059.726
27.02. | 12 | 1091.904
27.02. | 13 | 1113.438
27.02. | 14 | 1112.288
27.02. | 15 | 886.794
27.02. | 16 | 653.856
27.02. | 17 | 590.268
27.02. | 18 | 705.186
27.02. | 19 | 811.054
27.02. | 20 | 886.09
27.02. | 21 | 934.824
27.02. | 22 | 967.61
27.02. | 23 | 1002.296
27.02. | 24 | 1005.48
28.02. | 1 | 1002.902
28.02. | 2 | 1006.694
28.02. | 3 | 1003.572
28.02. | 4 | 986.372
28.02. | 5 | 965.852
28.02. | 6 | 1027.67
28.02. | 7 | 1262.066
28.02. | 8 | 1478.734
28.02. | 9 | 1474.092
28.02. | 10 | 1433.472
28.02. | 11 | 1422.114
28.02. | 12 | 1382.384
28.02. | 13 | 1349.288
28.02. | 14 | 1288.35
28.02. | 15 | 1001.378
28.02. | 16 | 698.962
28.02. | 17 | 544.886
28.02. | 18 | 598.442
28.02. | 19 | 650.73
28.02. | 20 | 678.794
28.02. | 21 | 704.148
28.02. | 22 | 721.676
28.02. | 23 | 734.592
28.02. | 24 | 747.462
01.03. | 1 | 741.37
01.03. | 2 | 734.526
01.03. | 3 | 728.272
01.03. | 4 | 719.142
01.03. | 5 | 702.346
01.03. | 6 | 763.986
01.03. | 7 | 967.83
01.03. | 8 | 1107.592
01.03. | 9 | 1086.502
01.03. | 10 | 1060.51
01.03. | 11 | 1112.75
01.03. | 12 | 1105.838
01.03. | 13 | 1111.098
01.03. | 14 | 1088.73
01.03. | 15 | 858.198
01.03. | 16 | 622.162
01.03. | 17 | 518.004
01.03. | 18 | 617.33
01.03. | 19 | 681.974
01.03. | 20 | 710.532
01.03. | 21 | 726.27
01.03. | 22 | 739.072
01.03. | 23 | 724.916
01.03. | 24 | 737.886
02.03. | 1 | 747.956
02.03. | 2 | 755.88
02.03. | 3 | 765.118
02.03. | 4 | 769.394
02.03. | 5 | 767.468
02.03. | 6 | 852.096
02.03. | 7 | 1091
02.03. | 8 | 1274.252
02.03. | 9 | 1277.37
02.03. | 10 | 1267.548
02.03. | 11 | 1281.662
02.03. | 12 | 1282.766
02.03. | 13 | 1289.868
02.03. | 14 | 1264.416
02.03. | 15 | 1034.354
02.03. | 16 | 805.38
02.03. | 17 | 680.806
02.03. | 18 | 754.232
02.03. | 19 | 793.916
02.03. | 20 | 805.228
02.03. | 21 | 809.644
02.03. | 22 | 815.432
02.03. | 23 | 793.776
02.03. | 24 | 790.126
03.03. | 1 | 792.552
03.03. | 2 | 801.19
03.03. | 3 | 820.316
03.03. | 4 | 839.838
03.03. | 5 | 835.89
03.03. | 6 | 919.204
03.03. | 7 | 1167.45
03.03. | 8 | 1379.042
03.03. | 9 | 1406.788
03.03. | 10 | 1425.002
03.03. | 11 | 1500.998
03.03. | 12 | 1517.89
03.03. | 13 | 1531.642
03.03. | 14 | 1510.648
03.03. | 15 | 1273.416
03.03. | 16 | 1004.754
03.03. | 17 | 844.414
03.03. | 18 | 855.118
03.03. | 19 | 873.14
03.03. | 20 | 875.212
03.03. | 21 | 889.426
03.03. | 22 | 889.442
03.03. | 23 | 862.856
03.03. | 24 | 866.838
04.03. | 1 | 859.914
04.03. | 2 | 846.214
04.03. | 3 | 832.65
04.03. | 4 | 817.29
04.03. | 5 | 799.958
04.03. | 6 | 894.7
04.03. | 7 | 1160.77
04.03. | 8 | 1395.074
04.03. | 9 | 1443.746
04.03. | 10 | 1463.834
04.03. | 11 | 1480.026
04.03. | 12 | 1467.482
04.03. | 13 | 1471.004
04.03. | 14 | 1450.056
04.03. | 15 | 1200.674
04.03. | 16 | 928.078
04.03. | 17 | 741.218
04.03. | 18 | 773.156
04.03. | 19 | 816.218
04.03. | 20 | 830.15
04.03. | 21 | 820.998
04.03. | 22 | 807.062
04.03. | 23 | 785.696
04.03. | 24 | 767.552
05.03. | 1 | 769.14
05.03. | 2 | 754.17
05.03. | 3 | 753.56
05.03. | 4 | 748.948
05.03. | 5 | 739.572
05.03. | 6 | 828.62
05.03. | 7 | 1064.202
05.03. | 8 | 1224.064
05.03. | 9 | 1202.518
05.03. | 10 | 1172.99
05.03. | 11 | 1178.208
05.03. | 12 | 1163.75
05.03. | 13 | 1162.102
05.03. | 14 | 1153.226
05.03. | 15 | 925.02
05.03. | 16 | 649.754
05.03. | 17 | 487.788
05.03. | 18 | 532.552
05.03. | 19 | 588.676
05.03. | 20 | 620.446
05.03. | 21 | 644.828
05.03. | 22 | 643.728
05.03. | 23 | 663.04
05.03. | 24 | 639.368
06.03. | 1 | 609.704
06.03. | 2 | 568.972
06.03. | 3 | 520.546
06.03. | 4 | 484.39
06.03. | 5 | 453.718
06.03. | 6 | 523.87
06.03. | 7 | 759.538
06.03. | 8 | 950.946
06.03. | 9 | 900.182
06.03. | 10 | 845.666
06.03. | 11 | 826.394
06.03. | 12 | 803.22
06.03. | 13 | 796.098
06.03. | 14 | 774.576
06.03. | 15 | 523.78
06.03. | 16 | 231.672
06.03. | 17 | 87.384
06.03. | 18 | 124.586
06.03. | 19 | 154.796
06.03. | 20 | 176.58
06.03. | 21 | 189.886
06.03. | 22 | 195.784
06.03. | 23 | 178.156
06.03. | 24 | 173.274
07.03. | 1 | 169.812
07.03. | 2 | 157.088
07.03. | 3 | 147.312
07.03. | 4 | 133.398
07.03. | 5 | 126.74
07.03. | 6 | 240.04
07.03. | 7 | 534.696
07.03. | 8 | 796.832
07.03. | 9 | 797.396
07.03. | 10 | 781.198
07.03. | 11 | 779.684
07.03. | 12 | 777.418
07.03. | 13 | 781.736
07.03. | 14 | 767.222
07.03. | 15 | 524.818
07.03. | 16 | 232.108
07.03. | 17 | 88.626
07.03. | 18 | 135.338
07.03. | 19 | 194.35
07.03. | 20 | 239.638
07.03. | 21 | 275.872
07.03. | 22 | 303.42
07.03. | 23 | 372.08
07.03. | 24 | 400.552
08.03. | 1 | 426.762
08.03. | 2 | 444.446
08.03. | 3 | 451.238
08.03. | 4 | 452.956
08.03. | 5 | 441.924
08.03. | 6 | 538.296
08.03. | 7 | 787.474
08.03. | 8 | 992.932
08.03. | 9 | 944.602
08.03. | 10 | 910.498
08.03. | 11 | 901.342
08.03. | 12 | 899.514
08.03. | 13 | 894.742
08.03. | 14 | 874.14
08.03. | 15 | 630.984
08.03. | 16 | 356.686
08.03. | 17 | 233.59
08.03. | 18 | 307.714
08.03. | 19 | 388.356
08.03. | 20 | 441.096
08.03. | 21 | 476.888
08.03. | 22 | 496.754
08.03. | 23 | 511.388
08.03. | 24 | 507.312
09.03. | 1 | 499.574
09.03. | 2 | 499.042
09.03. | 3 | 499.676
09.03. | 4 | 504.976
09.03. | 5 | 518.412
09.03. | 6 | 649.972
09.03. | 7 | 901.954
09.03. | 8 | 1089.392
09.03. | 9 | 1023.038
09.03. | 10 | 981.71
09.03. | 11 | 952.348
09.03. | 12 | 935.182
09.03. | 13 | 937.6
09.03. | 14 | 856.452
09.03. | 15 | 719.54
09.03. | 16 | 595.896
09.03. | 17 | 590.656
09.03. | 18 | 681.416
09.03. | 19 | 734.222
09.03. | 20 | 765.702
09.03. | 21 | 764.642
09.03. | 22 | 782.396
09.03. | 23 | 762.58
09.03. | 24 | 776.844
10.03. | 1 | 800.374
10.03. | 2 | 852.82
10.03. | 3 | 905.454
10.03. | 4 | 936.854
10.03. | 5 | 926.024
10.03. | 6 | 1007.974
10.03. | 7 | 1226.198
10.03. | 8 | 1431.022
10.03. | 9 | 1489.29
10.03. | 10 | 1492.164
10.03. | 11 | 1519.62
10.03. | 12 | 1525.932
10.03. | 13 | 1508.484
10.03. | 14 | 1440.868
10.03. | 15 | 1161.64
10.03. | 16 | 844.808
10.03. | 17 | 642.048
10.03. | 18 | 647.064
10.03. | 19 | 701.224
10.03. | 20 | 733.584
10.03. | 21 | 735.538
10.03. | 22 | 726.254
10.03. | 23 | 763.404
10.03. | 24 | 774.646
11.03. | 1 | 789.944
11.03. | 2 | 798.19
11.03. | 3 | 798.46
11.03. | 4 | 787.864
11.03. | 5 | 756.576
11.03. | 6 | 821.948
11.03. | 7 | 1002.822
11.03. | 8 | 1145.63
11.03. | 9 | 1137.33
11.03. | 10 | 1113.998
11.03. | 11 | 1186.516
11.03. | 12 | 1207.14
11.03. | 13 | 1228.342
11.03. | 14 | 1223.252
11.03. | 15 | 1070.532
11.03. | 16 | 903.362
11.03. | 17 | 855.262
11.03. | 18 | 909.354
11.03. | 19 | 931.418
11.03. | 20 | 950.198
11.03. | 21 | 961.176
11.03. | 22 | 972.338
11.03. | 23 | 972.862
11.03. | 24 | 972.568
12.03. | 1 | 971.726
12.03. | 2 | 975.128
12.03. | 3 | 986.636
12.03. | 4 | 1004.328
12.03. | 5 | 1018.586
12.03. | 6 | 1141.086
12.03. | 7 | 1404.474
12.03. | 8 | 1633.61
12.03. | 9 | 1668.822
12.03. | 10 | 1650.38
12.03. | 11 | 1631.004
12.03. | 12 | 1582.588
12.03. | 13 | 1533.684
12.03. | 14 | 1482.308
12.03. | 15 | 1160.548
12.03. | 16 | 803.836
12.03. | 17 | 566.082
12.03. | 18 | 550.132
12.03. | 19 | 566.392
12.03. | 20 | 585.03
12.03. | 21 | 597.052
12.03. | 22 | 621.33
12.03. | 23 | 634.836
12.03. | 24 | 638.874
13.03. | 1 | 644.252
13.03. | 2 | 648.236
13.03. | 3 | 638.206
13.03. | 4 | 628.232
13.03. | 5 | 611.57
13.03. | 6 | 711.166
13.03. | 7 | 945.388
13.03. | 8 | 1128.436
13.03. | 9 | 1105.59
13.03. | 10 | 1069.41
13.03. | 11 | 1028.356
13.03. | 12 | 985.242
13.03. | 13 | 968.77
13.03. | 14 | 897.606
13.03. | 15 | 650.21
13.03. | 16 | 395.792
13.03. | 17 | 268.954
13.03. | 18 | 324.296
13.03. | 19 | 408.472
13.03. | 20 | 482.528
13.03. | 21 | 534.538
13.03. | 22 | 557.406
13.03. | 23 | 601.364
13.03. | 24 | 605.542
14.03. | 1 | 600.582
14.03. | 2 | 590.65
14.03. | 3 | 585.144
14.03. | 4 | 566.812
14.03. | 5 | 554.926
14.03. | 6 | 655.036
14.03. | 7 | 881.654
14.03. | 8 | 1067.202
14.03. | 9 | 1059.566
14.03. | 10 | 1070.532
14.03. | 11 | 1101.428
14.03. | 12 | 1095.358
14.03. | 13 | 1126.642
14.03. | 14 | 1076.158
14.03. | 15 | 896.45
14.03. | 16 | 698.022
14.03. | 17 | 579.862
14.03. | 18 | 633.046
14.03. | 19 | 691.418
14.03. | 20 | 747.51
14.03. | 21 | 772.144
14.03. | 22 | 796.24
14.03. | 23 | 824.568
14.03. | 24 | 841.27
15.03. | 1 | 855.26
15.03. | 2 | 865.14
15.03. | 3 | 865.494
15.03. | 4 | 865.476
15.03. | 5 | 855.724
15.03. | 6 | 979.936
15.03. | 7 | 1228.688
15.03. | 8 | 1425.126
15.03. | 9 | 1418.236
15.03. | 10 | 1435.112
15.03. | 11 | 1408.944
15.03. | 12 | 1367.572
15.03. | 13 | 1376.56
15.03. | 14 | 1386.47
15.03. | 15 | 1172.864
15.03. | 16 | 905.676
15.03. | 17 | 752.776
15.03. | 18 | 822.378
15.03. | 19 | 902.152
15.03. | 20 | 956.808
15.03. | 21 | 976.636
15.03. | 22 | 991.502
15.03. | 23 | 1000.262
15.03. | 24 | 1006.246
16.03. | 1 | 1009.49
16.03. | 2 | 1007.192
16.03. | 3 | 996.52
16.03. | 4 | 979.492
16.03. | 5 | 955.306
16.03. | 6 | 1079.476
16.03. | 7 | 1323.858
16.03. | 8 | 1482.894
16.03. | 9 | 1445.42
16.03. | 10 | 1403.084
16.03. | 11 | 1380.106
16.03. | 12 | 1387.952
16.03. | 13 | 1424.522
16.03. | 14 | 1420.212
16.03. | 15 | 1196.504
16.03. | 16 | 929.524
16.03. | 17 | 757.092
16.03. | 18 | 781.1
16.03. | 19 | 818.268
16.03. | 20 | 830.234
16.03. | 21 | 833.404
16.03. | 22 | 812.088
16.03. | 23 | 712.14
16.03. | 24 | 711.136
17.03. | 1 | 724.798
17.03. | 2 | 756.806
17.03. | 3 | 786.906
17.03. | 4 | 792.188
17.03. | 5 | 784.224
17.03. | 6 | 891.9
17.03. | 7 | 1089.1
17.03. | 8 | 1214.976
17.03. | 9 | 1174.732
17.03. | 10 | 1129.938
17.03. | 11 | 1061.496
17.03. | 12 | 1028.756
17.03. | 13 | 1019.796
17.03. | 14 | 1013.69
17.03. | 15 | 785.788
17.03. | 16 | 511
17.03. | 17 | 370.786
17.03. | 18 | 436.208
17.03. | 19 | 511.514
17.03. | 20 | 562.298
17.03. | 21 | 607.88
17.03. | 22 | 638.162
17.03. | 23 | 580.322
17.03. | 24 | 594.44
18.03. | 1 | 588.546
18.03. | 2 | 576.13
18.03. | 3 | 562.666
18.03. | 4 | 530.712
18.03. | 5 | 489.612
18.03. | 6 | 599.89
18.03. | 7 | 841.19
18.03. | 8 | 1024.016
18.03. | 9 | 969.926
18.03. | 10 | 958.222
18.03. | 11 | 979.28
18.03. | 12 | 974.534
18.03. | 13 | 979.49
18.03. | 14 | 981.178
18.03. | 15 | 741.462
18.03. | 16 | 437.82
18.03. | 17 | 279.132
18.03. | 18 | 336.448
18.03. | 19 | 410.608
18.03. | 20 | 471.92
18.03. | 21 | 522.96
18.03. | 22 | 550.036
18.03. | 23 | 535.748
18.03. | 24 | 534.342
19.03. | 1 | 526.882
19.03. | 2 | 515.564
19.03. | 3 | 503.788
19.03. | 4 | 470.092
19.03. | 5 | 443.512
19.03. | 6 | 555.65
19.03. | 7 | 814.324
19.03. | 8 | 995.162
19.03. | 9 | 961.396
19.03. | 10 | 954.544
19.03. | 11 | 994.36
19.03. | 12 | 1000.588
19.03. | 13 | 1021.46
19.03. | 14 | 1030.628
19.03. | 15 | 809.622
19.03. | 16 | 531.17
19.03. | 17 | 370.098
19.03. | 18 | 423.27
19.03. | 19 | 493.21
19.03. | 20 | 550.824
19.03. | 21 | 575.41
19.03. | 22 | 576.168
19.03. | 23 | 562.352
19.03. | 24 | 560.968
20.03. | 1 | 539.908
20.03. | 2 | 532.138
20.03. | 3 | 500.086
20.03. | 4 | 461.646
20.03. | 5 | 435.65
20.03. | 6 | 562.756
20.03. | 7 | 831.526
20.03. | 8 | 1005.796
20.03. | 9 | 967.572
20.03. | 10 | 925.15
20.03. | 11 | 882.822
20.03. | 12 | 872.388
20.03. | 13 | 875.93
20.03. | 14 | 864.818
20.03. | 15 | 627.608
20.03. | 16 | 335.584
20.03. | 17 | 177.43
20.03. | 18 | 228.724
20.03. | 19 | 280.002
20.03. | 20 | 319.778
20.03. | 21 | 346.902
20.03. | 22 | 365.652
20.03. | 23 | 354.078
20.03. | 24 | 341.27
21.03. | 1 | 329.362
21.03. | 2 | 326.278
21.03. | 3 | 323.862
21.03. | 4 | 312.546
21.03. | 5 | 294.926
21.03. | 6 | 422.388
21.03. | 7 | 675.06
21.03. | 8 | 876.574
21.03. | 9 | 857.478
21.03. | 10 | 854.092
21.03. | 11 | 898.578
21.03. | 12 | 928.106
21.03. | 13 | 964.204
21.03. | 14 | 970.504
21.03. | 15 | 753.346
21.03. | 16 | 495.682
21.03. | 17 | 361.542
21.03. | 18 | 437.478
21.03. | 19 | 526.394
21.03. | 20 | 590.844
21.03. | 21 | 624.632
21.03. | 22 | 655.456
21.03. | 23 | 634.404
21.03. | 24 | 690.66
22.03. | 1 | 735.938
22.03. | 2 | 771.388
22.03. | 3 | 789.858
22.03. | 4 | 792.572
22.03. | 5 | 770.594
22.03. | 6 | 911.006
22.03. | 7 | 1145.922
22.03. | 8 | 1298.05
22.03. | 9 | 1216.448
22.03. | 10 | 1162.912
22.03. | 11 | 1078.208
22.03. | 12 | 1040.258
22.03. | 13 | 1014.69
22.03. | 14 | 998.306
22.03. | 15 | 750.6
22.03. | 16 | 468.732
22.03. | 17 | 347.252
22.03. | 18 | 476.064
22.03. | 19 | 631.02
22.03. | 20 | 744.134
22.03. | 21 | 778.196
22.03. | 22 | 780.3
22.03. | 23 | 750.07
22.03. | 24 | 686.896
23.03. | 1 | 606.52
23.03. | 2 | 545.626
23.03. | 3 | 490.578
23.03. | 4 | 423.838
23.03. | 5 | 370.95
23.03. | 6 | 497.294
23.03. | 7 | 774.152
23.03. | 8 | 973.674
23.03. | 9 | 931.72
23.03. | 10 | 908.64
23.03. | 11 | 890.858
23.03. | 12 | 908.728
23.03. | 13 | 924.456
23.03. | 14 | 913.41
23.03. | 15 | 685.054
23.03. | 16 | 405.848
23.03. | 17 | 253.694
23.03. | 18 | 295.622
23.03. | 19 | 349.854
23.03. | 20 | 389.506
23.03. | 21 | 396.626
23.03. | 22 | 379.212
23.03. | 23 | 330.292
23.03. | 24 | 294.562
24.03. | 1 | 272.95
24.03. | 2 | 258.124
24.03. | 3 | 242.462
24.03. | 4 | 223.054
24.03. | 5 | 210.05
24.03. | 6 | 361.45
24.03. | 7 | 650.246
24.03. | 8 | 865.74
24.03. | 9 | 844.57
24.03. | 10 | 833.21
24.03. | 11 | 835.536
24.03. | 12 | 840.168
24.03. | 13 | 852.272
24.03. | 14 | 841.942
24.03. | 15 | 618.19
24.03. | 16 | 353.802
24.03. | 17 | 199.446
24.03. | 18 | 234.404
24.03. | 19 | 274.408
24.03. | 20 | 306.214
24.03. | 21 | 323.008
24.03. | 22 | 329.264
24.03. | 23 | 325.752
24.03. | 24 | 307.956
25.03. | 1 | 292.37
25.03. | 2 | 269.742
25.03. | 3 | 258.57
25.03. | 4 | 262.908
25.03. | 5 | 273.328
25.03. | 6 | 450.374
25.03. | 7 | 740.124
25.03. | 8 | 946.742
25.03. | 9 | 921.68
25.03. | 10 | 915.492
25.03. | 11 | 901.182
25.03. | 12 | 902.458
25.03. | 13 | 891.584
25.03. | 14 | 834.374
25.03. | 15 | 584.364
25.03. | 16 | 325.926
25.03. | 17 | 205.25
25.03. | 18 | 267.122
25.03. | 19 | 332.016
25.03. | 20 | 365.682
25.03. | 21 | 388.452
25.03. | 22 | 400.194
25.03. | 23 | 394.038
25.03. | 24 | 409.602
26.03. | 1 | 441.92
26.03. | 2 | 451.566
26.03. | 3 | 460.96
26.03. | 4 | 472.37
26.03. | 5 | 482.246
26.03. | 6 | 647.136
26.03. | 7 | 906.836
26.03. | 8 | 1098.61
26.03. | 9 | 1075.962
26.03. | 10 | 1083.36
26.03. | 11 | 1065.534
26.03. | 12 | 1076.258
26.03. | 13 | 1077.83
26.03. | 14 | 1049.756
26.03. | 15 | 804.134
26.03. | 16 | 528.622
26.03. | 17 | 382.362
26.03. | 18 | 442.668
26.03. | 19 | 512.56
26.03. | 20 | 562.682
26.03. | 21 | 587.746
26.03. | 22 | 593.682
26.03. | 23 | 579.758
26.03. | 24 | 584.666
27.03. | 1 | 600.79
27.03. | 2 | 606.876
27.03. | 3 | 601.878
27.03. | 4 | 614.44
27.03. | 5 | 627.686
27.03. | 6 | 801.446
27.03. | 7 | 1083.062
27.03. | 8 | 1274.068
27.03. | 9 | 1237.072
27.03. | 10 | 1251.82
27.03. | 11 | 1240.456
27.03. | 12 | 1247.326
27.03. | 13 | 1249.102
27.03. | 14 | 1220.886
27.03. | 15 | 954.658
27.03. | 16 | 627.178
27.03. | 17 | 396.446
27.03. | 18 | 404.914
27.03. | 19 | 462.962
27.03. | 20 | 515.646
27.03. | 21 | 584.426
27.03. | 22 | 643.62
27.03. | 23 | 640.804
27.03. | 24 | 674.994
28.03. | 1 | 692.7
28.03. | 2 | 684.058
28.03. | 3 | 689.034
28.03. | 4 | 694.34
28.03. | 5 | 704.036
28.03. | 6 | 873.508
28.03. | 7 | 1136.762
28.03. | 8 | 1334.396
28.03. | 9 | 1330.53
28.03. | 10 | 1302.12
28.03. | 11 | 1270.872
28.03. | 12 | 1241.35
28.03. | 13 | 1223.902
28.03. | 14 | 1168.416
28.03. | 15 | 923.374
28.03. | 16 | 669.846
28.03. | 17 | 541.848
28.03. | 18 | 600.734
28.03. | 19 | 668.094
28.03. | 20 | 709.73
28.03. | 21 | 743.22
28.03. | 22 | 763.166
28.03. | 23 | 744.172
28.03. | 24 | 767.32
29.03. | 1 | 798.638
29.03. | 2 | 842.054
29.03. | 3 | 885.354
29.03. | 4 | 923.766
29.03. | 5 | 944.566
29.03. | 6 | 1112.47
29.03. | 7 | 1368.84
29.03. | 8 | 1574.962
29.03. | 9 | 1606.824
29.03. | 10 | 1598.78
29.03. | 11 | 1599.872
29.03. | 12 | 1559.438
29.03. | 13 | 1557.332
29.03. | 14 | 1538.822
29.03. | 15 | 1307.824
29.03. | 16 | 1000.952
29.03. | 17 | 774.726
29.03. | 18 | 738.962
29.03. | 19 | 730.59
29.03. | 20 | 739.228
29.03. | 21 | 759.348
29.03. | 22 | 789.002
29.03. | 23 | 891.13
29.03. | 24 | 924.548
30.03. | 1 | 934.196
30.03. | 2 | 935.4
30.03. | 3 | 916.892
30.03. | 4 | 883.19
30.03. | 5 | 843.808
30.03. | 6 | 969.916
30.03. | 7 | 1181.172
30.03. | 8 | 1319.304
30.03. | 9 | 1328.578
30.03. | 10 | 1289.25
30.03. | 11 | 1320.038
30.03. | 12 | 1301.93
30.03. | 13 | 1321.298
30.03. | 14 | 1318.852
30.03. | 15 | 1072.964
30.03. | 16 | 754.758
30.03. | 17 | 532.006
30.03. | 18 | 507.942
30.03. | 19 | 510.308
30.03. | 20 | 530.454
30.03. | 21 | 541.814
30.03. | 22 | 540.228
30.03. | 23 | 558.066
30.03. | 24 | 583.1
31.03. | 1 | 630.826
31.03. | 2 | 664.4
31.03. | 3 | 690.148
31.03. | 4 | 692
31.03. | 5 | 701.06
31.03. | 6 | 869.246
31.03. | 7 | 1113.97
31.03. | 8 | 1295.432
31.03. | 9 | 1355.122
31.03. | 10 | 1356.638
31.03. | 11 | 1432.172
31.03. | 12 | 1437.756
31.03. | 13 | 1470.42
31.03. | 14 | 1464.54
31.03. | 15 | 1226.302
31.03. | 16 | 919.972
31.03. | 17 | 707.204
31.03. | 18 | 687.876
31.03. | 19 | 709.848
31.03. | 20 | 747.588
31.03. | 21 | 773.014
31.03. | 22 | 799.816
31.03. | 23 | 852.868
31.03. | 24 | 833.458
01.04. | 1 | 788.242
01.04. | 2 | 729.33
01.04. | 3 | 684.772
01.04. | 4 | 632.904
01.04. | 5 | 583.978
01.04. | 6 | 703.308
01.04. | 7 | 926.486
01.04. | 8 | 1119.032
01.04. | 9 | 1143.554
01.04. | 10 | 1174.42
01.04. | 11 | 1193.742
01.04. | 12 | 1176.912
01.04. | 13 | 1164.94
01.04. | 14 | 1124.964
01.04. | 15 | 840.208
01.04. | 16 | 508.834
01.04. | 17 | 283.436
01.04. | 18 | 277.488
01.04. | 19 | 306.496
01.04. | 20 | 348.378
01.04. | 21 | 374.098
01.04. | 22 | 387.1
01.04. | 23 | 371.782
01.04. | 24 | 363.896
02.04. | 1 | 351.452
02.04. | 2 | 335.84
02.04. | 3 | 309.598
02.04. | 4 | 283.504
02.04. | 5 | 273.756
02.04. | 6 | 433.762
02.04. | 7 | 697.762
02.04. | 8 | 874.37
02.04. | 9 | 871.296
02.04. | 10 | 877.288
02.04. | 11 | 878.484
02.04. | 12 | 915.028
02.04. | 13 | 968.49
02.04. | 14 | 999.406
02.04. | 15 | 807.746
02.04. | 16 | 557.64
02.04. | 17 | 403.804
02.04. | 18 | 429.778
02.04. | 19 | 468.666
02.04. | 20 | 498.306
02.04. | 21 | 511.906
02.04. | 22 | 532.634
02.04. | 23 | 546.024
02.04. | 24 | 572.634
03.04. | 1 | 595.978
03.04. | 2 | 587.682
03.04. | 3 | 580.57
03.04. | 4 | 552.884
03.04. | 5 | 553.476
03.04. | 6 | 699.686
03.04. | 7 | 917.94
03.04. | 8 | 1067.232
03.04. | 9 | 1088.1
03.04. | 10 | 1097.818
03.04. | 11 | 1134.566
03.04. | 12 | 1153.034
03.04. | 13 | 1173.746
03.04. | 14 | 1185.854
03.04. | 15 | 968.946
03.04. | 16 | 700.022
03.04. | 17 | 528.902
03.04. | 18 | 551.396
03.04. | 19 | 604.256
03.04. | 20 | 651.622
03.04. | 21 | 691.818
03.04. | 22 | 711.804
03.04. | 23 | 747.6
03.04. | 24 | 741.95
04.04. | 1 | 736.568
04.04. | 2 | 718.066
04.04. | 3 | 705.416
04.04. | 4 | 680.346
04.04. | 5 | 666.748
04.04. | 6 | 809.28
04.04. | 7 | 1012.568
04.04. | 8 | 1152.612
04.04. | 9 | 1156.394
04.04. | 10 | 1158.282
04.04. | 11 | 1178.078
04.04. | 12 | 1202.954
04.04. | 13 | 1239.452
04.04. | 14 | 1241.588
04.04. | 15 | 992.656
04.04. | 16 | 687.208
04.04. | 17 | 475.82
04.04. | 18 | 462.644
04.04. | 19 | 487.128
04.04. | 20 | 517.158
04.04. | 21 | 526.654
04.04. | 22 | 516.81
04.04. | 23 | 472.424
04.04. | 24 | 483.63
05.04. | 1 | 476.694
05.04. | 2 | 467.534
05.04. | 3 | 444.952
05.04. | 4 | 416.598
05.04. | 5 | 398.01
05.04. | 6 | 561.112
05.04. | 7 | 794.354
05.04. | 8 | 912.572
05.04. | 9 | 884.568
05.04. | 10 | 860.424
05.04. | 11 | 850.244
05.04. | 12 | 852.624
05.04. | 13 | 875.148
05.04. | 14 | 869.884
05.04. | 15 | 644.112
05.04. | 16 | 346.626
05.04. | 17 | 158.11
05.04. | 18 | 178.918
05.04. | 19 | 224.782
05.04. | 20 | 272.884
05.04. | 21 | 304.54
05.04. | 22 | 327.966
05.04. | 23 | 388.424
05.04. | 24 | 420.73
06.04. | 1 | 458.304
06.04. | 2 | 493.39
06.04. | 3 | 517.25
06.04. | 4 | 518.25
06.04. | 5 | 525.472
06.04. | 6 | 692.95
06.04. | 7 | 941.604
06.04. | 8 | 1055.012
06.04. | 9 | 1016.502
06.04. | 10 | 990.704
06.04. | 11 | 967.298
06.04. | 12 | 969.39
06.04. | 13 | 994.9
06.04. | 14 | 1016.918
06.04. | 15 | 813.82
06.04. | 16 | 531.256
06.04. | 17 | 350.142
06.04. | 18 | 371.836
06.04. | 19 | 415.692
06.04. | 20 | 452.942
06.04. | 21 | 457.1
06.04. | 22 | 470.112
06.04. | 23 | 483.35
06.04. | 24 | 474.338
07.04. | 1 | 461.598
07.04. | 2 | 446.312
07.04. | 3 | 416.438
07.04. | 4 | 385.13
07.04. | 5 | 366.742
07.04. | 6 | 539.98
07.04. | 7 | 786.072
07.04. | 8 | 913.628
07.04. | 9 | 887.494
07.04. | 10 | 884.632
07.04. | 11 | 882.826
07.04. | 12 | 900.836
07.04. | 13 | 936.7
07.04. | 14 | 962.768
07.04. | 15 | 769.8
07.04. | 16 | 504.386
07.04. | 17 | 315.19
07.04. | 18 | 348.1
07.04. | 19 | 390.25
07.04. | 20 | 423.882
07.04. | 21 | 436.1
07.04. | 22 | 442.828
07.04. | 23 | 491.32
07.04. | 24 | 485.962
08.04. | 1 | 496.398
08.04. | 2 | 503.538
08.04. | 3 | 507.696
08.04. | 4 | 520.13
08.04. | 5 | 559.256
08.04. | 6 | 777.004
08.04. | 7 | 1065.618
08.04. | 8 | 1238.806
08.04. | 9 | 1199.564
08.04. | 10 | 1203.664
08.04. | 11 | 1182.202
08.04. | 12 | 1151.418
08.04. | 13 | 1107.834
08.04. | 14 | 1065.016
08.04. | 15 | 859.842
08.04. | 16 | 600.848
08.04. | 17 | 424.208
08.04. | 18 | 443.336
08.04. | 19 | 483.61
08.04. | 20 | 519.44
08.04. | 21 | 557.93
08.04. | 22 | 587.64
08.04. | 23 | 592.18
08.04. | 24 | 613.32
09.04. | 1 | 652.118
09.04. | 2 | 707.776
09.04. | 3 | 758.682
09.04. | 4 | 805.344
09.04. | 5 | 875.108
09.04. | 6 | 1125.574
09.04. | 7 | 1468.8
09.04. | 8 | 1716.028
09.04. | 9 | 1737.314
09.04. | 10 | 1733.044
09.04. | 11 | 1707.646
09.04. | 12 | 1699.692
09.04. | 13 | 1713.844
09.04. | 14 | 1708.81
09.04. | 15 | 1485.032
09.04. | 16 | 1196.134
09.04. | 17 | 1008.45
09.04. | 18 | 992.622
09.04. | 19 | 997.076
09.04. | 20 | 993.034
09.04. | 21 | 992.844
09.04. | 22 | 995.756
09.04. | 23 | 1028.134
09.04. | 24 | 1028.556
10.04. | 1 | 1027.47
10.04. | 2 | 1015.68
10.04. | 3 | 998.458
10.04. | 4 | 983.596
10.04. | 5 | 991.348
10.04. | 6 | 1205.304
10.04. | 7 | 1486.952
10.04. | 8 | 1724.838
10.04. | 9 | 1808.156
10.04. | 10 | 1867.226
10.04. | 11 | 1897.698
10.04. | 12 | 1902.8
10.04. | 13 | 1907.842
10.04. | 14 | 1912.072
10.04. | 15 | 1653.732
10.04. | 16 | 1335.06
10.04. | 17 | 1124.988
10.04. | 18 | 1098.772
10.04. | 19 | 1088.102
10.04. | 20 | 1069.348
10.04. | 21 | 1042.392
10.04. | 22 | 997.484
10.04. | 23 | 961.89
10.04. | 24 | 949.452
11.04. | 1 | 947.734
11.04. | 2 | 958.268
11.04. | 3 | 966.938
11.04. | 4 | 984.084
11.04. | 5 | 1019.076
11.04. | 6 | 1244.33
11.04. | 7 | 1538.77
11.04. | 8 | 1773.896
11.04. | 9 | 1814.484
11.04. | 10 | 1820.15
11.04. | 11 | 1824.764
11.04. | 12 | 1834.928
11.04. | 13 | 1844.09
11.04. | 14 | 1848.994
11.04. | 15 | 1608.084
11.04. | 16 | 1297.676
11.04. | 17 | 1077.464
11.04. | 18 | 1030.518
11.04. | 19 | 1019.726
11.04. | 20 | 1013.384
11.04. | 21 | 1001.736
11.04. | 22 | 983.406
11.04. | 23 | 914.424
11.04. | 24 | 914.802
12.04. | 1 | 915.65
12.04. | 2 | 904.96
12.04. | 3 | 880.838
12.04. | 4 | 843.128
12.04. | 5 | 828.842
12.04. | 6 | 1009.74
12.04. | 7 | 1237.818
12.04. | 8 | 1373.354
12.04. | 9 | 1390.404
12.04. | 10 | 1363.186
12.04. | 11 | 1355.644
12.04. | 12 | 1369.872
12.04. | 13 | 1393.67
12.04. | 14 | 1414.914
12.04. | 15 | 1175.68
12.04. | 16 | 871.668
12.04. | 17 | 637.06
12.04. | 18 | 604.862
12.04. | 19 | 623.656
12.04. | 20 | 650.13
12.04. | 21 | 643.326
12.04. | 22 | 628.332
12.04. | 23 | 585.084
12.04. | 24 | 583.028
13.04. | 1 | 581.112
13.04. | 2 | 567.28
13.04. | 3 | 551.322
13.04. | 4 | 521.676
13.04. | 5 | 506.186
13.04. | 6 | 682.376
13.04. | 7 | 932.552
13.04. | 8 | 1051.808
13.04. | 9 | 1050.068
13.04. | 10 | 1016.132
13.04. | 11 | 982.936
13.04. | 12 | 981.272
13.04. | 13 | 987.46
13.04. | 14 | 1002.906
13.04. | 15 | 776.968
13.04. | 16 | 497.824
13.04. | 17 | 328.618
13.04. | 18 | 369.568
13.04. | 19 | 434.724
13.04. | 20 | 492.052
13.04. | 21 | 531.438
13.04. | 22 | 550.056
13.04. | 23 | 569.302
13.04. | 24 | 583.896
14.04. | 1 | 584.46
14.04. | 2 | 583.852
14.04. | 3 | 567.784
14.04. | 4 | 532.77
14.04. | 5 | 506.928
14.04. | 6 | 676.122
14.04. | 7 | 888.19
14.04. | 8 | 983.356
14.04. | 9 | 945.48
14.04. | 10 | 922.692
14.04. | 11 | 912.35
14.04. | 12 | 929.328
14.04. | 13 | 970.142
14.04. | 14 | 998.204
14.04. | 15 | 804.516
14.04. | 16 | 541.984
14.04. | 17 | 399.654
14.04. | 18 | 471.876
14.04. | 19 | 574.402
14.04. | 20 | 644.856
14.04. | 21 | 677.132
14.04. | 22 | 687.826
14.04. | 23 | 739.336
14.04. | 24 | 751.582
15.04. | 1 | 748.602
15.04. | 2 | 729.828
15.04. | 3 | 695.242
15.04. | 4 | 627.84
15.04. | 5 | 567.526
15.04. | 6 | 697.876
15.04. | 7 | 888.81
15.04. | 8 | 1014.754
15.04. | 9 | 1030.524
15.04. | 10 | 1121.246
15.04. | 11 | 1231.19
15.04. | 12 | 1300.238
15.04. | 13 | 1354.242
15.04. | 14 | 1373.478
15.04. | 15 | 1139.512
15.04. | 16 | 838.714
15.04. | 17 | 620.88
15.04. | 18 | 578.822
15.04. | 19 | 598.826
15.04. | 20 | 597.796
15.04. | 21 | 596.634
15.04. | 22 | 578.728
15.04. | 23 | 567.692
15.04. | 24 | 560.728
16.04. | 1 | 565.154
16.04. | 2 | 560.2
16.04. | 3 | 550.186
16.04. | 4 | 518.108
16.04. | 5 | 517.352
16.04. | 6 | 699.014
16.04. | 7 | 921.154
16.04. | 8 | 1043.654
16.04. | 9 | 1033.442
16.04. | 10 | 1016.902
16.04. | 11 | 1034.55
16.04. | 12 | 1058.97
16.04. | 13 | 1086.308
16.04. | 14 | 1100.586
16.04. | 15 | 869.538
16.04. | 16 | 584.546
16.04. | 17 | 394.516
16.04. | 18 | 406.166
16.04. | 19 | 460.978
16.04. | 20 | 514.868
16.04. | 21 | 551.044
16.04. | 22 | 568.766
16.04. | 23 | 624.142
16.04. | 24 | 615.848
17.04. | 1 | 618.216
17.04. | 2 | 604.86
17.04. | 3 | 598.364
17.04. | 4 | 578.212
17.04. | 5 | 591.95
17.04. | 6 | 792.12
17.04. | 7 | 1029.134
17.04. | 8 | 1157.438
17.04. | 9 | 1229.054
17.04. | 10 | 1320.352
17.04. | 11 | 1351.508
17.04. | 12 | 1365.428
17.04. | 13 | 1399.858
17.04. | 14 | 1431.586
17.04. | 15 | 1218.332
17.04. | 16 | 942.73
17.04. | 17 | 738.6
17.04. | 18 | 721.322
17.04. | 19 | 758.404
17.04. | 20 | 797.908
17.04. | 21 | 821.352
17.04. | 22 | 826.698
17.04. | 23 | 849.324
17.04. | 24 | 843.876
18.04. | 1 | 841.6
18.04. | 2 | 839.238
18.04. | 3 | 836.654
18.04. | 4 | 821.504
18.04. | 5 | 838.934
18.04. | 6 | 1037.418
18.04. | 7 | 1260.654
18.04. | 8 | 1341.81
18.04. | 9 | 1369.324
18.04. | 10 | 1362.75
18.04. | 11 | 1361.52
18.04. | 12 | 1334.668
18.04. | 13 | 1316.816
18.04. | 14 | 1304.89
18.04. | 15 | 1065.632
18.04. | 16 | 778.84
18.04. | 17 | 592.064
18.04. | 18 | 626.48
18.04. | 19 | 715.562
18.04. | 20 | 790.072
18.04. | 21 | 828.516
18.04. | 22 | 823.18
18.04. | 23 | 837.384
18.04. | 24 | 827.534
19.04. | 1 | 816.706
19.04. | 2 | 795.026
19.04. | 3 | 771.258
19.04. | 4 | 741.04
19.04. | 5 | 753.48
19.04. | 6 | 962.582
19.04. | 7 | 1201.73
19.04. | 8 | 1283.492
19.04. | 9 | 1247.302
19.04. | 10 | 1243.974
19.04. | 11 | 1250.224
19.04. | 12 | 1206.492
19.04. | 13 | 1169.838
19.04. | 14 | 1135.796
19.04. | 15 | 891.116
19.04. | 16 | 603.1
19.04. | 17 | 417.208
19.04. | 18 | 484.278
19.04. | 19 | 587.69
19.04. | 20 | 669.804
19.04. | 21 | 720.124
19.04. | 22 | 730.756
19.04. | 23 | 776.574
19.04. | 24 | 762.076
20.04. | 1 | 756.714
20.04. | 2 | 742.27
20.04. | 3 | 724.518
20.04. | 4 | 698.682
20.04. | 5 | 708.02
20.04. | 6 | 895.964
20.04. | 7 | 1115.574
20.04. | 8 | 1195.056
20.04. | 9 | 1141.492
20.04. | 10 | 1141.144
20.04. | 11 | 1159.316
20.04. | 12 | 1146.06
20.04. | 13 | 1148.438
20.04. | 14 | 1139.688
20.04. | 15 | 926.196
20.04. | 16 | 647.18
20.04. | 17 | 451.174
20.04. | 18 | 464.848
20.04. | 19 | 511.218
20.04. | 20 | 561.81
20.04. | 21 | 603.424
20.04. | 22 | 628.706
20.04. | 23 | 658.864
20.04. | 24 | 684.902
21.04. | 1 | 699.93
21.04. | 2 | 709.576
21.04. | 3 | 695.924
21.04. | 4 | 667.942
21.04. | 5 | 652.386
21.04. | 6 | 817.382
21.04. | 7 | 994.33
21.04. | 8 | 1043.328
21.04. | 9 | 999.872
21.04. | 10 | 1040.958
21.04. | 11 | 1085.132
21.04. | 12 | 1096.294
21.04. | 13 | 1123.81
21.04. | 14 | 1137.674
21.04. | 15 | 926.1
21.04. | 16 | 657.468
21.04. | 17 | 476.44
21.04. | 18 | 518.432
21.04. | 19 | 585.658
21.04. | 20 | 638.824
21.04. | 21 | 682.39
21.04. | 22 | 697.034
21.04. | 23 | 730.356
21.04. | 24 | 701.992
22.04. | 1 | 667.21
22.04. | 2 | 616.682
22.04. | 3 | 561.924
22.04. | 4 | 500.556
22.04. | 5 | 480.444
22.04. | 6 | 643.562
22.04. | 7 | 821.014
22.04. | 8 | 916.456
22.04. | 9 | 878.924
22.04. | 10 | 863.092
22.04. | 11 | 865.332
22.04. | 12 | 898.676
22.04. | 13 | 957.09
22.04. | 14 | 1008.886
22.04. | 15 | 847.102
22.04. | 16 | 642.334
22.04. | 17 | 519.146
22.04. | 18 | 566.246
22.04. | 19 | 608.886
22.04. | 20 | 643.02
22.04. | 21 | 663.546
22.04. | 22 | 689.288
22.04. | 23 | 720.296
22.04. | 24 | 753.53
23.04. | 1 | 790.338
23.04. | 2 | 823.928
23.04. | 3 | 830.61
23.04. | 4 | 827.8
23.04. | 5 | 868.826
23.04. | 6 | 1091.1
23.04. | 7 | 1345.302
23.04. | 8 | 1544.784
23.04. | 9 | 1550.202
23.04. | 10 | 1538.232
23.04. | 11 | 1574.834
23.04. | 12 | 1564.484
23.04. | 13 | 1581.436
23.04. | 14 | 1579.434
23.04. | 15 | 1365.108
23.04. | 16 | 1097.188
23.04. | 17 | 928.418
23.04. | 18 | 952.936
23.04. | 19 | 973.014
23.04. | 20 | 986.044
23.04. | 21 | 984.11
23.04. | 22 | 978.15
23.04. | 23 | 976.582
23.04. | 24 | 969.152
24.04. | 1 | 959.44
24.04. | 2 | 941.748
24.04. | 3 | 926.858
24.04. | 4 | 905.684
24.04. | 5 | 928.39
24.04. | 6 | 1149.586
24.04. | 7 | 1410.142
24.04. | 8 | 1549.912
24.04. | 9 | 1525.202
24.04. | 10 | 1485.75
24.04. | 11 | 1453.23
24.04. | 12 | 1428.314
24.04. | 13 | 1410.804
24.04. | 14 | 1407.678
24.04. | 15 | 1165.532
24.04. | 16 | 876.954
24.04. | 17 | 679.398
24.04. | 18 | 702.912
24.04. | 19 | 785.692
24.04. | 20 | 851.572
24.04. | 21 | 888.596
24.04. | 22 | 895.274
24.04. | 23 | 883.86
24.04. | 24 | 889.554
25.04. | 1 | 886.378
25.04. | 2 | 889.304
25.04. | 3 | 888.528
25.04. | 4 | 881.754
25.04. | 5 | 923.662
25.04. | 6 | 1144.152
25.04. | 7 | 1342.55
25.04. | 8 | 1367.526
25.04. | 9 | 1287.496
25.04. | 10 | 1209.708
25.04. | 11 | 1171.938
25.04. | 12 | 1133.674
25.04. | 13 | 1141.236
25.04. | 14 | 1153.61
25.04. | 15 | 938.224
25.04. | 16 | 669.876
25.04. | 17 | 499.504
25.04. | 18 | 576.14
25.04. | 19 | 674.352
25.04. | 20 | 740.878
25.04. | 21 | 767.034
25.04. | 22 | 751.882
25.04. | 23 | 734.374
25.04. | 24 | 692.924
26.04. | 1 | 650.86
26.04. | 2 | 623.82
26.04. | 3 | 602.28
26.04. | 4 | 565.698
26.04. | 5 | 591.754
26.04. | 6 | 800.534
26.04. | 7 | 1039.246
26.04. | 8 | 1113.064
26.04. | 9 | 1066.218
26.04. | 10 | 1060.476
26.04. | 11 | 1060.824
26.04. | 12 | 1049.372
26.04. | 13 | 1057.952
26.04. | 14 | 1036.62
26.04. | 15 | 811.986
26.04. | 16 | 515.238
26.04. | 17 | 299.67
26.04. | 18 | 308.138
26.04. | 19 | 341.942
26.04. | 20 | 361.5
26.04. | 21 | 366.444
26.04. | 22 | 357.386
26.04. | 23 | 366.254
26.04. | 24 | 366.686
27.04. | 1 | 358.872
27.04. | 2 | 349.454
27.04. | 3 | 337.638
27.04. | 4 | 328.446
27.04. | 5 | 366.304
27.04. | 6 | 604.37
27.04. | 7 | 869.784
27.04. | 8 | 973.32
27.04. | 9 | 957.532
27.04. | 10 | 957.122
27.04. | 11 | 961.99
27.04. | 12 | 969.268
27.04. | 13 | 985.504
27.04. | 14 | 989.424
27.04. | 15 | 789.108
27.04. | 16 | 507.24
27.04. | 17 | 302.248
27.04. | 18 | 308.258
27.04. | 19 | 328.426
27.04. | 20 | 336.484
27.04. | 21 | 331.748
27.04. | 22 | 314.624
27.04. | 23 | 315.756
27.04. | 24 | 297.266
28.04. | 1 | 277.238
28.04. | 2 | 268.05
28.04. | 3 | 245.088
28.04. | 4 | 221.924
28.04. | 5 | 249.134
28.04. | 6 | 471.222
28.04. | 7 | 727.406
28.04. | 8 | 841.028
28.04. | 9 | 814.712
28.04. | 10 | 808.124
28.04. | 11 | 799.602
28.04. | 12 | 794.67
28.04. | 13 | 797.276
28.04. | 14 | 789.886
28.04. | 15 | 598.314
28.04. | 16 | 348.288
28.04. | 17 | 196.968
28.04. | 18 | 258.55
28.04. | 19 | 345.796
28.04. | 20 | 428.244
28.04. | 21 | 476.118
28.04. | 22 | 501.596
28.04. | 23 | 536.16
28.04. | 24 | 538.154
29.04. | 1 | 534.94
29.04. | 2 | 537.89
29.04. | 3 | 528.598
29.04. | 4 | 513.748
29.04. | 5 | 534.972
29.04. | 6 | 734.162
29.04. | 7 | 957.21
29.04. | 8 | 1039.65
29.04. | 9 | 994.686
29.04. | 10 | 985.964
29.04. | 11 | 999.13
29.04. | 12 | 1001.81
29.04. | 13 | 1023.148
29.04. | 14 | 1033.894
29.04. | 15 | 875.81
29.04. | 16 | 661.638
29.04. | 17 | 544.096
29.04. | 18 | 639.466
29.04. | 19 | 749.026
29.04. | 20 | 837.038
29.04. | 21 | 889.148
29.04. | 22 | 924.182
29.04. | 23 | 952.102
29.04. | 24 | 970.502
30.04. | 1 | 980.294
30.04. | 2 | 985.592
30.04. | 3 | 976.98
30.04. | 4 | 961.644
30.04. | 5 | 985.272
30.04. | 6 | 1179.672
30.04. | 7 | 1361.272
30.04. | 8 | 1413.764
30.04. | 9 | 1362.39
30.04. | 10 | 1350.928
30.04. | 11 | 1385.758
30.04. | 12 | 1409.694
30.04. | 13 | 1444.918
30.04. | 14 | 1461.04
30.04. | 15 | 1278.418
30.04. | 16 | 1038.354
30.04. | 17 | 865.76
30.04. | 18 | 906.602
30.04. | 19 | 957.86
30.04. | 20 | 983.892
30.04. | 21 | 993.436
30.04. | 22 | 977.948
30.04. | 23 | 945.234
30.04. | 24 | 937.954
01.05. | 1 | 934.144
01.05. | 2 | 931.768
01.05. | 3 | 924.118
01.05. | 4 | 909.96
01.05. | 5 | 935.212
01.05. | 6 | 1143.308
01.05. | 7 | 1348.308
01.05. | 8 | 1430.034
01.05. | 9 | 1398.768
01.05. | 10 | 1380.868
01.05. | 11 | 1409.23
01.05. | 12 | 1412.254
01.05. | 13 | 1439.094
01.05. | 14 | 1468.794
01.05. | 15 | 1292.412
01.05. | 16 | 1068.334
01.05. | 17 | 909.866
01.05. | 18 | 954.51
01.05. | 19 | 992.262
01.05. | 20 | 1004.328
01.05. | 21 | 987.002
01.05. | 22 | 968.382
01.05. | 23 | 956.2
01.05. | 24 | 949.83
02.05. | 1 | 942.824
02.05. | 2 | 940.754
02.05. | 3 | 934.59
02.05. | 4 | 915.168
02.05. | 5 | 936.824
02.05. | 6 | 1134.284
02.05. | 7 | 1330.19
02.05. | 8 | 1402.7
02.05. | 9 | 1362.164
02.05. | 10 | 1335.712
02.05. | 11 | 1357.274
02.05. | 12 | 1327.762
02.05. | 13 | 1327.888
02.05. | 14 | 1331.066
02.05. | 15 | 1137.042
02.05. | 16 | 885.668
02.05. | 17 | 718.38
02.05. | 18 | 767.246
02.05. | 19 | 836.374
02.05. | 20 | 869.816
02.05. | 21 | 865.938
02.05. | 22 | 847.85
02.05. | 23 | 840.614
02.05. | 24 | 831.082
03.05. | 1 | 809.462
03.05. | 2 | 780.124
03.05. | 3 | 746.946
03.05. | 4 | 689.65
03.05. | 5 | 674.938
03.05. | 6 | 829.674
03.05. | 7 | 979.626
03.05. | 8 | 1046.058
03.05. | 9 | 1059.842
03.05. | 10 | 1084.788
03.05. | 11 | 1112.958
03.05. | 12 | 1122.884
03.05. | 13 | 1166.648
03.05. | 14 | 1197.308
03.05. | 15 | 1021.338
03.05. | 16 | 775.494
03.05. | 17 | 599.592
03.05. | 18 | 616.798
03.05. | 19 | 676.428
03.05. | 20 | 725.954
03.05. | 21 | 751.322
03.05. | 22 | 760.67
03.05. | 23 | 762.862
03.05. | 24 | 755.614
04.05. | 1 | 732.004
04.05. | 2 | 699.89
04.05. | 3 | 645.852
04.05. | 4 | 580.528
04.05. | 5 | 563.532
04.05. | 6 | 722.564
04.05. | 7 | 889.948
04.05. | 8 | 954.83
04.05. | 9 | 933.388
04.05. | 10 | 931.862
04.05. | 11 | 937.396
04.05. | 12 | 952.152
04.05. | 13 | 983.294
04.05. | 14 | 1002.758
04.05. | 15 | 823.472
04.05. | 16 | 587.482
04.05. | 17 | 437.386
04.05. | 18 | 481.3
04.05. | 19 | 560.42
04.05. | 20 | 630.45
04.05. | 21 | 678.078
04.05. | 22 | 695.964
04.05. | 23 | 687.76
04.05. | 24 | 691.942
05.05. | 1 | 666.338
05.05. | 2 | 633.41
05.05. | 3 | 584.386
05.05. | 4 | 530.676
05.05. | 5 | 527.644
05.05. | 6 | 677.074
05.05. | 7 | 829.762
05.05. | 8 | 885.304
05.05. | 9 | 851.688
05.05. | 10 | 821.1
05.05. | 11 | 823.122
05.05. | 12 | 818.816
05.05. | 13 | 836.262
05.05. | 14 | 841.112
05.05. | 15 | 640.476
05.05. | 16 | 430.4
05.05. | 17 | 312.898
05.05. | 18 | 371.094
05.05. | 19 | 442.612
05.05. | 20 | 493.194
05.05. | 21 | 520.088
05.05. | 22 | 545.376
05.05. | 23 | 494.328
05.05. | 24 | 513.074
06.05. | 1 | 515.566
06.05. | 2 | 489.124
06.05. | 3 | 448.25
06.05. | 4 | 388.614
06.05. | 5 | 391.066
06.05. | 6 | 548.996
06.05. | 7 | 712.3
06.05. | 8 | 814.104
06.05. | 9 | 794.52
06.05. | 10 | 781.2
06.05. | 11 | 786.256
06.05. | 12 | 800.29
06.05. | 13 | 821.35
06.05. | 14 | 817.264
06.05. | 15 | 623.256
06.05. | 16 | 416.042
06.05. | 17 | 285.916
06.05. | 18 | 360.806
06.05. | 19 | 453.77
06.05. | 20 | 539.962
06.05. | 21 | 594.148
06.05. | 22 | 620.058
06.05. | 23 | 580.562
06.05. | 24 | 577.642
07.05. | 1 | 566.2
07.05. | 2 | 546.292
07.05. | 3 | 494.1
07.05. | 4 | 426.816
07.05. | 5 | 408.614
07.05. | 6 | 554.982
07.05. | 7 | 715.428
07.05. | 8 | 797.254
07.05. | 9 | 779.316
07.05. | 10 | 760.56
07.05. | 11 | 757.828
07.05. | 12 | 754.066
07.05. | 13 | 763.944
07.05. | 14 | 749.516
07.05. | 15 | 567.994
07.05. | 16 | 323.708
07.05. | 17 | 146.908
07.05. | 18 | 166.284
07.05. | 19 | 226.982
07.05. | 20 | 289.086
07.05. | 21 | 324.21
07.05. | 22 | 350.494
07.05. | 23 | 365.684
07.05. | 24 | 376.734
08.05. | 1 | 380.716
08.05. | 2 | 370.36
08.05. | 3 | 336.002
08.05. | 4 | 294.194
08.05. | 5 | 311.25
08.05. | 6 | 511.336
08.05. | 7 | 739.678
08.05. | 8 | 843.566
08.05. | 9 | 823.176
08.05. | 10 | 827.492
08.05. | 11 | 840.672
08.05. | 12 | 849.13
08.05. | 13 | 879.44
08.05. | 14 | 874.108
08.05. | 15 | 697.644
08.05. | 16 | 451.886
08.05. | 17 | 270.994
08.05. | 18 | 293.606
08.05. | 19 | 352.22
08.05. | 20 | 391.584
08.05. | 21 | 425.068
08.05. | 22 | 434.314
08.05. | 23 | 454.058
08.05. | 24 | 461.238
09.05. | 1 | 447.016
09.05. | 2 | 424.9
09.05. | 3 | 387.24
09.05. | 4 | 363.056
09.05. | 5 | 406.09
09.05. | 6 | 626.086
09.05. | 7 | 840.392
09.05. | 8 | 936.342
09.05. | 9 | 930.542
09.05. | 10 | 948.424
09.05. | 11 | 947.436
09.05. | 12 | 994.624
09.05. | 13 | 1051.532
09.05. | 14 | 1090.926
09.05. | 15 | 931.894
09.05. | 16 | 695.39
09.05. | 17 | 507.462
09.05. | 18 | 486.224
09.05. | 19 | 508.048
09.05. | 20 | 525.13
09.05. | 21 | 537.318
09.05. | 22 | 528.85
09.05. | 23 | 530.046
09.05. | 24 | 505.4
10.05. | 1 | 477.432
10.05. | 2 | 440.012
10.05. | 3 | 389.434
10.05. | 4 | 328.462
10.05. | 5 | 311.556
10.05. | 6 | 471.068
10.05. | 7 | 675.528
10.05. | 8 | 788.796
10.05. | 9 | 783.366
10.05. | 10 | 791.456
10.05. | 11 | 792.686
10.05. | 12 | 809.548
10.05. | 13 | 828.116
10.05. | 14 | 816.93
10.05. | 15 | 617.992
10.05. | 16 | 349.968
10.05. | 17 | 160.892
10.05. | 18 | 167.41
10.05. | 19 | 204.27
10.05. | 20 | 242.828
10.05. | 21 | 276.504
10.05. | 22 | 308.688
10.05. | 23 | 391.688
10.05. | 24 | 426.31
11.05. | 1 | 455.894
11.05. | 2 | 490.96
11.05. | 3 | 532.068
11.05. | 4 | 575.686
11.05. | 5 | 682.064
11.05. | 6 | 945.276
11.05. | 7 | 1199.35
11.05. | 8 | 1289.362
11.05. | 9 | 1284.866
11.05. | 10 | 1283.966
11.05. | 11 | 1300.336
11.05. | 12 | 1332.364
11.05. | 13 | 1379.642
11.05. | 14 | 1397.85
11.05. | 15 | 1226.822
11.05. | 16 | 1009.36
11.05. | 17 | 840.994
11.05. | 18 | 858.57
11.05. | 19 | 911.326
11.05. | 20 | 918.824
11.05. | 21 | 911.35
11.05. | 22 | 889.954
11.05. | 23 | 844.26
11.05. | 24 | 816.734
12.05. | 1 | 768.134
12.05. | 2 | 699.638
12.05. | 3 | 636.52
12.05. | 4 | 574.4
12.05. | 5 | 590.622
12.05. | 6 | 741.692
12.05. | 7 | 915.964
12.05. | 8 | 1024.668
12.05. | 9 | 1049.848
12.05. | 10 | 1057.754
12.05. | 11 | 1102.364
12.05. | 12 | 1121.89
12.05. | 13 | 1154.688
12.05. | 14 | 1143.816
12.05. | 15 | 934.72
12.05. | 16 | 655.58
12.05. | 17 | 432.722
12.05. | 18 | 387.296
12.05. | 19 | 387.678
12.05. | 20 | 397.906
12.05. | 21 | 417.818
12.05. | 22 | 449.202
12.05. | 23 | 512.912
12.05. | 24 | 569.258
13.05. | 1 | 612.268
13.05. | 2 | 668.436
13.05. | 3 | 704.972
13.05. | 4 | 722.43
13.05. | 5 | 780.472
13.05. | 6 | 975.354
13.05. | 7 | 1144.912
13.05. | 8 | 1225.906
13.05. | 9 | 1233.23
13.05. | 10 | 1237.23
13.05. | 11 | 1283.352
13.05. | 12 | 1319.32
13.05. | 13 | 1338.32
13.05. | 14 | 1310.34
13.05. | 15 | 1083.328
13.05. | 16 | 791.862
13.05. | 17 | 568.174
13.05. | 18 | 529.134
13.05. | 19 | 551.174
13.05. | 20 | 582.798
13.05. | 21 | 606.134
13.05. | 22 | 622.798
13.05. | 23 | 655.164
13.05. | 24 | 645.342
14.05. | 1 | 634.274
14.05. | 2 | 613.622
14.05. | 3 | 579.376
14.05. | 4 | 545.564
14.05. | 5 | 565.112
14.05. | 6 | 721.308
14.05. | 7 | 895.978
14.05. | 8 | 1037.424
14.05. | 9 | 1066.486
14.05. | 10 | 1086.494
14.05. | 11 | 1129.932
14.05. | 12 | 1126.712
14.05. | 13 | 1149.92
14.05. | 14 | 1133.836
14.05. | 15 | 934.258
14.05. | 16 | 669.318
14.05. | 17 | 464.258
14.05. | 18 | 454.984
14.05. | 19 | 491.464
14.05. | 20 | 527.524
14.05. | 21 | 534.374
14.05. | 22 | 527.07
14.05. | 23 | 519.74
14.05. | 24 | 495.756
15.05. | 1 | 470.98
15.05. | 2 | 463.956
15.05. | 3 | 459.098
15.05. | 4 | 445.448
15.05. | 5 | 511.486
15.05. | 6 | 736.746
15.05. | 7 | 956.296
15.05. | 8 | 1078.116
15.05. | 9 | 1084.516
15.05. | 10 | 1057.098
15.05. | 11 | 1055.544
15.05. | 12 | 1059.824
15.05. | 13 | 1077.228
15.05. | 14 | 1080.74
15.05. | 15 | 902.634
15.05. | 16 | 664.046
15.05. | 17 | 489.094
15.05. | 18 | 518.116
15.05. | 19 | 613.574
15.05. | 20 | 712.486
15.05. | 21 | 774.424
15.05. | 22 | 808.35
15.05. | 23 | 858.968
15.05. | 24 | 846.71
16.05. | 1 | 847.434
16.05. | 2 | 858.048
16.05. | 3 | 862.324
16.05. | 4 | 852.094
16.05. | 5 | 908.198
16.05. | 6 | 1118.3
16.05. | 7 | 1302.612
16.05. | 8 | 1336.756
16.05. | 9 | 1320.596
16.05. | 10 | 1263.924
16.05. | 11 | 1268.55
16.05. | 12 | 1204.916
16.05. | 13 | 1171.818
16.05. | 14 | 1142.668
16.05. | 15 | 943.016
16.05. | 16 | 711.918
16.05. | 17 | 559.578
16.05. | 18 | 651.132
16.05. | 19 | 782.168
16.05. | 20 | 866.924
16.05. | 21 | 901.768
16.05. | 22 | 908.314
16.05. | 23 | 902.972
16.05. | 24 | 890.42
17.05. | 1 | 876.03
17.05. | 2 | 852.956
17.05. | 3 | 826.42
17.05. | 4 | 797.18
17.05. | 5 | 832.826
17.05. | 6 | 1002.714
17.05. | 7 | 1125.912
17.05. | 8 | 1104.668
17.05. | 9 | 1001.258
17.05. | 10 | 944.954
17.05. | 11 | 920.326
17.05. | 12 | 884.842
17.05. | 13 | 870.122
17.05. | 14 | 845.3
17.05. | 15 | 641.302
17.05. | 16 | 395.9
17.05. | 17 | 254.712
17.05. | 18 | 318.454
17.05. | 19 | 422.478
17.05. | 20 | 491.6
17.05. | 21 | 542.74
17.05. | 22 | 576.118
17.05. | 23 | 570.304
17.05. | 24 | 610.32
18.05. | 1 | 624.854
18.05. | 2 | 625.834
18.05. | 3 | 589.768
18.05. | 4 | 549.338
18.05. | 5 | 566.142
18.05. | 6 | 698.406
18.05. | 7 | 826.736
18.05. | 8 | 866.324
18.05. | 9 | 802.038
18.05. | 10 | 767.202
18.05. | 11 | 763.208
18.05. | 12 | 757.778
18.05. | 13 | 767.378
18.05. | 14 | 738.102
18.05. | 15 | 548.106
18.05. | 16 | 350.23
18.05. | 17 | 218.51
18.05. | 18 | 264.798
18.05. | 19 | 337.96
18.05. | 20 | 399.696
18.05. | 21 | 448.884
18.05. | 22 | 479.608
18.05. | 23 | 508.626
18.05. | 24 | 506.106
19.05. | 1 | 486.866
19.05. | 2 | 470.612
19.05. | 3 | 438.978
19.05. | 4 | 385.75
19.05. | 5 | 397.02
19.05. | 6 | 559.4
19.05. | 7 | 744.99
19.05. | 8 | 813.108
19.05. | 9 | 795.056
19.05. | 10 | 783.732
19.05. | 11 | 793.904
19.05. | 12 | 802.412
19.05. | 13 | 834.38
19.05. | 14 | 850.312
19.05. | 15 | 693.754
19.05. | 16 | 478.386
19.05. | 17 | 318.446
19.05. | 18 | 340.202
19.05. | 19 | 393.434
19.05. | 20 | 420.5
19.05. | 21 | 432.892
19.05. | 22 | 436.328
19.05. | 23 | 452.19
19.05. | 24 | 481.72
20.05. | 1 | 508.288
20.05. | 2 | 536.312
20.05. | 3 | 556.388
20.05. | 4 | 559.972
20.05. | 5 | 624.204
20.05. | 6 | 836.972
20.05. | 7 | 1033.34
20.05. | 8 | 1099.408
20.05. | 9 | 1093.21
20.05. | 10 | 1078.118
20.05. | 11 | 1088.294
20.05. | 12 | 1068.796
20.05. | 13 | 1109.686
20.05. | 14 | 1132.65
20.05. | 15 | 988.664
20.05. | 16 | 777.204
20.05. | 17 | 617.6
20.05. | 18 | 674.16
20.05. | 19 | 772.25
20.05. | 20 | 849.322
20.05. | 21 | 889.556
20.05. | 22 | 903.094
20.05. | 23 | 898.316
20.05. | 24 | 905.52
21.05. | 1 | 907.09
21.05. | 2 | 894.2
21.05. | 3 | 867.138
21.05. | 4 | 811.966
21.05. | 5 | 827.672
21.05. | 6 | 986.988
21.05. | 7 | 1134.592
21.05. | 8 | 1208.162
21.05. | 9 | 1206.74
21.05. | 10 | 1201.63
21.05. | 11 | 1285.106
21.05. | 12 | 1286.844
21.05. | 13 | 1313.316
21.05. | 14 | 1318.734
21.05. | 15 | 1149.94
21.05. | 16 | 912.042
21.05. | 17 | 703.652
21.05. | 18 | 697.128
21.05. | 19 | 741.898
21.05. | 20 | 788.5
21.05. | 21 | 811.848
21.05. | 22 | 805.494
21.05. | 23 | 781.364
21.05. | 24 | 758.524
22.05. | 1 | 728.708
22.05. | 2 | 698.808
22.05. | 3 | 658.832
22.05. | 4 | 608.706
22.05. | 5 | 629.982
22.05. | 6 | 790.906
22.05. | 7 | 954.946
22.05. | 8 | 1049.042
22.05. | 9 | 1051.636
22.05. | 10 | 1044.476
22.05. | 11 | 1015.504
22.05. | 12 | 1028.296
22.05. | 13 | 1037.94
22.05. | 14 | 1046.728
22.05. | 15 | 858.894
22.05. | 16 | 604.55
22.05. | 17 | 396.948
22.05. | 18 | 395.318
22.05. | 19 | 458.33
22.05. | 20 | 539.228
22.05. | 21 | 610.258
22.05. | 22 | 670.01
22.05. | 23 | 657.18
22.05. | 24 | 686.148
23.05. | 1 | 700.486
23.05. | 2 | 691.914
23.05. | 3 | 675.628
23.05. | 4 | 636.948
23.05. | 5 | 680.668
23.05. | 6 | 876.086
23.05. | 7 | 1053.404
23.05. | 8 | 1110.85
23.05. | 9 | 1095.966
23.05. | 10 | 1088.662
23.05. | 11 | 1048.444
23.05. | 12 | 1047.042
23.05. | 13 | 1061.296
23.05. | 14 | 1068.45
23.05. | 15 | 901.388
23.05. | 16 | 661.026
23.05. | 17 | 458.894
23.05. | 18 | 447.684
23.05. | 19 | 517.22
23.05. | 20 | 587.296
23.05. | 21 | 643.85
23.05. | 22 | 675.7
23.05. | 23 | 665.482
23.05. | 24 | 665.344
24.05. | 1 | 657.964
24.05. | 2 | 656.426
24.05. | 3 | 654.658
24.05. | 4 | 643.06
24.05. | 5 | 698.344
24.05. | 6 | 910.8
24.05. | 7 | 1095.354
24.05. | 8 | 1159.744
24.05. | 9 | 1154.766
24.05. | 10 | 1162.622
24.05. | 11 | 1109.258
24.05. | 12 | 1065.27
24.05. | 13 | 1038.508
24.05. | 14 | 1007.618
24.05. | 15 | 822.19
24.05. | 16 | 596.75
24.05. | 17 | 411.194
24.05. | 18 | 421.088
24.05. | 19 | 477.208
24.05. | 20 | 525.908
24.05. | 21 | 544.316
24.05. | 22 | 547.56
24.05. | 23 | 577.268
24.05. | 24 | 565.946
25.05. | 1 | 569.322
25.05. | 2 | 566.846
25.05. | 3 | 569.188
25.05. | 4 | 560.458
25.05. | 5 | 620.134
25.05. | 6 | 823.306
25.05. | 7 | 1001.212
25.05. | 8 | 1059.682
25.05. | 9 | 1037.55
25.05. | 10 | 1054.554
25.05. | 11 | 1057.402
25.05. | 12 | 1045.638
25.05. | 13 | 1045.606
25.05. | 14 | 1029.776
25.05. | 15 | 854.1
25.05. | 16 | 607.118
25.05. | 17 | 397.348
25.05. | 18 | 391.702
25.05. | 19 | 434.578
25.05. | 20 | 472.814
25.05. | 21 | 487.696
25.05. | 22 | 468.86
25.05. | 23 | 440.772
25.05. | 24 | 420.236
26.05. | 1 | 395.836
26.05. | 2 | 382.484
26.05. | 3 | 362.124
26.05. | 4 | 338.502
26.05. | 5 | 382.408
26.05. | 6 | 583.442
26.05. | 7 | 775.934
26.05. | 8 | 850.394
26.05. | 9 | 836.736
26.05. | 10 | 830.162
26.05. | 11 | 803.076
26.05. | 12 | 808.284
26.05. | 13 | 820.424
26.05. | 14 | 823.772
26.05. | 15 | 676.424
26.05. | 16 | 473.612
26.05. | 17 | 330.418
26.05. | 18 | 380.61
26.05. | 19 | 459.45
26.05. | 20 | 520.796
26.05. | 21 | 560.606
26.05. | 22 | 582.202
26.05. | 23 | 601.468
26.05. | 24 | 580.762
27.05. | 1 | 557.984
27.05. | 2 | 546.066
27.05. | 3 | 536.088
27.05. | 4 | 523.362
27.05. | 5 | 580.234
27.05. | 6 | 795.802
27.05. | 7 | 1003.768
27.05. | 8 | 1073.476
27.05. | 9 | 1069.034
27.05. | 10 | 1111.612
27.05. | 11 | 1140.048
27.05. | 12 | 1116.002
27.05. | 13 | 1089.054
27.05. | 14 | 1053.618
27.05. | 15 | 855.492
27.05. | 16 | 603.514
27.05. | 17 | 400.102
27.05. | 18 | 369.962
27.05. | 19 | 380.438
27.05. | 20 | 397.444
27.05. | 21 | 398.992
27.05. | 22 | 387.354
27.05. | 23 | 382.466
27.05. | 24 | 347.088
28.05. | 1 | 303.204
28.05. | 2 | 265.954
28.05. | 3 | 244.61
28.05. | 4 | 245.592
28.05. | 5 | 334.374
28.05. | 6 | 577.084
28.05. | 7 | 830.546
28.05. | 8 | 948.564
28.05. | 9 | 957.18
28.05. | 10 | 967.29
28.05. | 11 | 1077.37
28.05. | 12 | 1102.294
28.05. | 13 | 1155.522
28.05. | 14 | 1184.6
28.05. | 15 | 1084.27
28.05. | 16 | 906.188
28.05. | 17 | 763.888
28.05. | 18 | 765.008
28.05. | 19 | 795.202
28.05. | 20 | 823.09
28.05. | 21 | 854.944
28.05. | 22 | 870.436
28.05. | 23 | 873.03
28.05. | 24 | 883.33
29.05. | 1 | 882.96
29.05. | 2 | 874.642
29.05. | 3 | 850.68
29.05. | 4 | 822.946
29.05. | 5 | 846.97
29.05. | 6 | 1022.476
29.05. | 7 | 1184.404
29.05. | 8 | 1297.808
29.05. | 9 | 1270.016
29.05. | 10 | 1241.646
29.05. | 11 | 1270.804
29.05. | 12 | 1295.05
29.05. | 13 | 1339.044
29.05. | 14 | 1370.2
29.05. | 15 | 1217.49
29.05. | 16 | 1010.982
29.05. | 17 | 845.776
29.05. | 18 | 848.35
29.05. | 19 | 876.782
29.05. | 20 | 878.622
29.05. | 21 | 868.642
29.05. | 22 | 849.712
29.05. | 23 | 796.844
29.05. | 24 | 791.528
30.05. | 1 | 779.668
30.05. | 2 | 758.778
30.05. | 3 | 716.322
30.05. | 4 | 674.482
30.05. | 5 | 696.662
30.05. | 6 | 858.136
30.05. | 7 | 1006.626
30.05. | 8 | 1091.748
30.05. | 9 | 1044.164
30.05. | 10 | 997.432
30.05. | 11 | 1006.886
30.05. | 12 | 1017.9
30.05. | 13 | 1026.532
30.05. | 14 | 1029.832
30.05. | 15 | 867.738
30.05. | 16 | 634.872
30.05. | 17 | 452.016
30.05. | 18 | 489.576
30.05. | 19 | 578.512
30.05. | 20 | 669.218
30.05. | 21 | 738.644
30.05. | 22 | 770.444
30.05. | 23 | 697.748
30.05. | 24 | 725.29
31.05. | 1 | 722.15
31.05. | 2 | 711
31.05. | 3 | 678.102
31.05. | 4 | 636.91
31.05. | 5 | 666.31
31.05. | 6 | 839.878
31.05. | 7 | 992.284
31.05. | 8 | 1066.406
31.05. | 9 | 1017.996
31.05. | 10 | 955.354
31.05. | 11 | 940.856
31.05. | 12 | 931.794
31.05. | 13 | 942.504
31.05. | 14 | 946.072
31.05. | 15 | 793.094
31.05. | 16 | 571.832
31.05. | 17 | 402.724
31.05. | 18 | 440.878
31.05. | 19 | 547.566
31.05. | 20 | 645.708
31.05. | 21 | 727.5
31.05. | 22 | 779.524
31.05. | 23 | 775.194
31.05. | 24 | 773.804
01.06. | 1 | 757.454
01.06. | 2 | 726.458
01.06. | 3 | 689.002
01.06. | 4 | 635.692
01.06. | 5 | 662.362
01.06. | 6 | 831.306
01.06. | 7 | 983.502
01.06. | 8 | 1046.716
01.06. | 9 | 1004.086
01.06. | 10 | 962.602
01.06. | 11 | 949.92
01.06. | 12 | 940.176
01.06. | 13 | 946.15
01.06. | 14 | 939.696
01.06. | 15 | 762.044
01.06. | 16 | 518.608
01.06. | 17 | 331.33
01.06. | 18 | 355.522
01.06. | 19 | 469.146
01.06. | 20 | 563.292
01.06. | 21 | 617.638
01.06. | 22 | 642.082
01.06. | 23 | 619.314
01.06. | 24 | 619.632
02.06. | 1 | 601.496
02.06. | 2 | 565.764
02.06. | 3 | 523.724
02.06. | 4 | 494.056
02.06. | 5 | 546.792
02.06. | 6 | 736.162
02.06. | 7 | 910.97
02.06. | 8 | 961.018
02.06. | 9 | 921.882
02.06. | 10 | 899.45
02.06. | 11 | 899.114
02.06. | 12 | 874.722
02.06. | 13 | 848.064
02.06. | 14 | 809.378
02.06. | 15 | 611.548
02.06. | 16 | 355.284
02.06. | 17 | 162.464
02.06. | 18 | 191.308
02.06. | 19 | 293.898
02.06. | 20 | 384.854
02.06. | 21 | 456.318
02.06. | 22 | 514.92
02.06. | 23 | 517.212
02.06. | 24 | 542.8
03.06. | 1 | 565.002
03.06. | 2 | 579.324
03.06. | 3 | 581.534
03.06. | 4 | 561.88
03.06. | 5 | 609.11
03.06. | 6 | 778.232
03.06. | 7 | 938.124
03.06. | 8 | 993.106
03.06. | 9 | 970.854
03.06. | 10 | 957.094
03.06. | 11 | 942.11
03.06. | 12 | 952.574
03.06. | 13 | 991.148
03.06. | 14 | 1020.94
03.06. | 15 | 906.202
03.06. | 16 | 746.73
03.06. | 17 | 665.558
03.06. | 18 | 762.154
03.06. | 19 | 859.578
03.06. | 20 | 907.3
03.06. | 21 | 930.472
03.06. | 22 | 936.89
03.06. | 23 | 911.582
03.06. | 24 | 884.544
04.06. | 1 | 856.856
04.06. | 2 | 830.57
04.06. | 3 | 813.184
04.06. | 4 | 791.704
04.06. | 5 | 842.836
04.06. | 6 | 1048.276
04.06. | 7 | 1247.938
04.06. | 8 | 1360.954
04.06. | 9 | 1388.344
04.06. | 10 | 1401.08
04.06. | 11 | 1444.836
04.06. | 12 | 1472.728
04.06. | 13 | 1502.194
04.06. | 14 | 1514.602
04.06. | 15 | 1350.264
04.06. | 16 | 1128.804
04.06. | 17 | 921.328
04.06. | 18 | 882.29
04.06. | 19 | 874.494
04.06. | 20 | 866.9
04.06. | 21 | 848.108
04.06. | 22 | 831.764
04.06. | 23 | 800.21
04.06. | 24 | 762.646
05.06. | 1 | 728
05.06. | 2 | 689.34
05.06. | 3 | 654.066
05.06. | 4 | 618.376
05.06. | 5 | 654.028
05.06. | 6 | 837.81
05.06. | 7 | 1010.998
05.06. | 8 | 1092.182
05.06. | 9 | 1090.204
05.06. | 10 | 1072.578
05.06. | 11 | 1129.248
05.06. | 12 | 1152.022
05.06. | 13 | 1186.37
05.06. | 14 | 1213.86
05.06. | 15 | 1050.916
05.06. | 16 | 826.542
05.06. | 17 | 618.362
05.06. | 18 | 596.096
05.06. | 19 | 619.236
05.06. | 20 | 652.684
05.06. | 21 | 682.158
05.06. | 22 | 696.146
05.06. | 23 | 682.912
05.06. | 24 | 637.324
06.06. | 1 | 593.156
06.06. | 2 | 538.688
06.06. | 3 | 489.706
06.06. | 4 | 439.194
06.06. | 5 | 468.812
06.06. | 6 | 647.48
06.06. | 7 | 832.766
06.06. | 8 | 915.918
06.06. | 9 | 917.222
06.06. | 10 | 916.35
06.06. | 11 | 914.572
06.06. | 12 | 937.93
06.06. | 13 | 967.17
06.06. | 14 | 979.164
06.06. | 15 | 821.688
06.06. | 16 | 610.164
06.06. | 17 | 440.202
06.06. | 18 | 469.322
06.06. | 19 | 567.804
06.06. | 20 | 653.786
06.06. | 21 | 731.604
06.06. | 22 | 772.66
06.06. | 23 | 714.422
06.06. | 24 | 696.38
07.06. | 1 | 690.928
07.06. | 2 | 694.272
07.06. | 3 | 686.076
07.06. | 4 | 687.68
07.06. | 5 | 755.39
07.06. | 6 | 941.898
07.06. | 7 | 1087.446
07.06. | 8 | 1150.436
07.06. | 9 | 1128.712
07.06. | 10 | 1119.656
07.06. | 11 | 1102.486
07.06. | 12 | 1067.902
07.06. | 13 | 1034.682
07.06. | 14 | 994.448
07.06. | 15 | 793.378
07.06. | 16 | 535.616
07.06. | 17 | 332.998
07.06. | 18 | 361.414
07.06. | 19 | 472.796
07.06. | 20 | 549.896
07.06. | 21 | 574.016
07.06. | 22 | 587.534
07.06. | 23 | 592.29
07.06. | 24 | 601.856
08.06. | 1 | 614.87
08.06. | 2 | 627.876
08.06. | 3 | 639.728
08.06. | 4 | 636.608
08.06. | 5 | 700.516
08.06. | 6 | 896.826
08.06. | 7 | 1088.226
08.06. | 8 | 1175.932
08.06. | 9 | 1158.726
08.06. | 10 | 1151.146
08.06. | 11 | 1115.7
08.06. | 12 | 1111.91
08.06. | 13 | 1114.8
08.06. | 14 | 1109.65
08.06. | 15 | 959.656
08.06. | 16 | 763.898
08.06. | 17 | 645.82
08.06. | 18 | 741.2
08.06. | 19 | 875.598
08.06. | 20 | 935.172
08.06. | 21 | 948.884
08.06. | 22 | 947.69
08.06. | 23 | 885.478
08.06. | 24 | 865.94
09.06. | 1 | 847.49
09.06. | 2 | 839.66
09.06. | 3 | 829
09.06. | 4 | 820.934
09.06. | 5 | 874.694
09.06. | 6 | 1066.232
09.06. | 7 | 1243.398
09.06. | 8 | 1347.746
09.06. | 9 | 1359.586
09.06. | 10 | 1363.28
09.06. | 11 | 1386.554
09.06. | 12 | 1383.186
09.06. | 13 | 1383.112
09.06. | 14 | 1382.638
09.06. | 15 | 1225.296
09.06. | 16 | 1003.784
09.06. | 17 | 844.858
09.06. | 18 | 842.528
09.06. | 19 | 902.12
09.06. | 20 | 933.976
09.06. | 21 | 947.682
09.06. | 22 | 944.988
09.06. | 23 | 926.49
09.06. | 24 | 914.518
10.06. | 1 | 903.036
10.06. | 2 | 885.524
10.06. | 3 | 870.802
10.06. | 4 | 854.33
10.06. | 5 | 909.842
10.06. | 6 | 1099.128
10.06. | 7 | 1286.728
10.06. | 8 | 1387.382
10.06. | 9 | 1399.152
10.06. | 10 | 1395.862
10.06. | 11 | 1423.442
10.06. | 12 | 1432.458
10.06. | 13 | 1434.81
10.06. | 14 | 1427.83
10.06. | 15 | 1263.734
10.06. | 16 | 1032.038
10.06. | 17 | 850.5
10.06. | 18 | 832.78
10.06. | 19 | 868.082
10.06. | 20 | 894.95
10.06. | 21 | 904.954
10.06. | 22 | 892.268
10.06. | 23 | 829.006
10.06. | 24 | 804.42
11.06. | 1 | 774.61
11.06. | 2 | 749.496
11.06. | 3 | 723.396
11.06. | 4 | 695.76
11.06. | 5 | 727.868
11.06. | 6 | 891.406
11.06. | 7 | 1060.316
11.06. | 8 | 1172.276
11.06. | 9 | 1197.754
11.06. | 10 | 1218.596
11.06. | 11 | 1254.04
11.06. | 12 | 1289.964
11.06. | 13 | 1345.99
11.06. | 14 | 1374.974
11.06. | 15 | 1233.282
11.06. | 16 | 992.192
11.06. | 17 | 792.882
11.06. | 18 | 730.282
11.06. | 19 | 754.3
11.06. | 20 | 758.994
11.06. | 21 | 773.518
11.06. | 22 | 773.848
11.06. | 23 | 747.08
11.06. | 24 | 719.704
12.06. | 1 | 678.558
12.06. | 2 | 647.338
12.06. | 3 | 603.982
12.06. | 4 | 563.624
12.06. | 5 | 589.078
12.06. | 6 | 762.612
12.06. | 7 | 947.27
12.06. | 8 | 1076.462
12.06. | 9 | 1112.5
12.06. | 10 | 1148.876
12.06. | 11 | 1175.516
12.06. | 12 | 1218.648
12.06. | 13 | 1251.976
12.06. | 14 | 1271.276
12.06. | 15 | 1111.594
12.06. | 16 | 876.576
12.06. | 17 | 667.304
12.06. | 18 | 625.022
12.06. | 19 | 683.18
12.06. | 20 | 731.592
12.06. | 21 | 756.924
12.06. | 22 | 759.564
12.06. | 23 | 731.392
12.06. | 24 | 717.202
13.06. | 1 | 686.938
13.06. | 2 | 653.674
13.06. | 3 | 629.444
13.06. | 4 | 596.082
13.06. | 5 | 629.264
13.06. | 6 | 782.812
13.06. | 7 | 938.512
13.06. | 8 | 1031.85
13.06. | 9 | 1041.246
13.06. | 10 | 1046.982
13.06. | 11 | 1082.188
13.06. | 12 | 1134.438
13.06. | 13 | 1196.426
13.06. | 14 | 1242.386
13.06. | 15 | 1111.032
13.06. | 16 | 883.072
13.06. | 17 | 669.342
13.06. | 18 | 611.244
13.06. | 19 | 652.442
13.06. | 20 | 698.376
13.06. | 21 | 727.876
13.06. | 22 | 733.208
13.06. | 23 | 740.304
13.06. | 24 | 713.182
14.06. | 1 | 687.29
14.06. | 2 | 649.314
14.06. | 3 | 602.138
14.06. | 4 | 548.062
14.06. | 5 | 568.112
14.06. | 6 | 716.494
14.06. | 7 | 883.928
14.06. | 8 | 984.934
14.06. | 9 | 996.094
14.06. | 10 | 999.922
14.06. | 11 | 1038.362
14.06. | 12 | 1096.528
14.06. | 13 | 1176.454
14.06. | 14 | 1233.156
14.06. | 15 | 1126.546
14.06. | 16 | 915.368
14.06. | 17 | 729.748
14.06. | 18 | 684.008
14.06. | 19 | 715.774
14.06. | 20 | 734.786
14.06. | 21 | 742.508
14.06. | 22 | 728.522
14.06. | 23 | 657.428
14.06. | 24 | 655.066
15.06. | 1 | 657.468
15.06. | 2 | 643.586
15.06. | 3 | 631.878
15.06. | 4 | 591.36
15.06. | 5 | 614.384
15.06. | 6 | 758.026
15.06. | 7 | 906.1
15.06. | 8 | 985.496
15.06. | 9 | 1004.922
15.06. | 10 | 1014.58
15.06. | 11 | 1047.558
15.06. | 12 | 1102.268
15.06. | 13 | 1178.19
15.06. | 14 | 1231
15.06. | 15 | 1119.74
15.06. | 16 | 907.088
15.06. | 17 | 726.426
15.06. | 18 | 684.646
15.06. | 19 | 724.798
15.06. | 20 | 764.816
15.06. | 21 | 789.32
15.06. | 22 | 792.422
15.06. | 23 | 780.742
15.06. | 24 | 762.398
16.06. | 1 | 762.296
16.06. | 2 | 742.982
16.06. | 3 | 728.704
16.06. | 4 | 691.338
16.06. | 5 | 735.812
16.06. | 6 | 896.25
16.06. | 7 | 1039.192
16.06. | 8 | 1089.296
16.06. | 9 | 1100.07
16.06. | 10 | 1137.564
16.06. | 11 | 1205.302
16.06. | 12 | 1269.056
16.06. | 13 | 1337.296
16.06. | 14 | 1393.838
16.06. | 15 | 1271.714
16.06. | 16 | 1051.082
16.06. | 17 | 842.976
16.06. | 18 | 788.21
16.06. | 19 | 812.554
16.06. | 20 | 852.352
16.06. | 21 | 880.6
16.06. | 22 | 905.482
16.06. | 23 | 930.49
16.06. | 24 | 943.612
17.06. | 1 | 946.342
17.06. | 2 | 926.428
17.06. | 3 | 903.25
17.06. | 4 | 857.804
17.06. | 5 | 868.526
17.06. | 6 | 990.888
17.06. | 7 | 1100.35
17.06. | 8 | 1123.03
17.06. | 9 | 1127.912
17.06. | 10 | 1157.524
17.06. | 11 | 1230.248
17.06. | 12 | 1246.966
17.06. | 13 | 1288.206
17.06. | 14 | 1329.052
17.06. | 15 | 1215.052
17.06. | 16 | 1005.834
17.06. | 17 | 791.362
17.06. | 18 | 727.962
17.06. | 19 | 759.746
17.06. | 20 | 788.018
17.06. | 21 | 803.012
17.06. | 22 | 784.074
17.06. | 23 | 758.182
17.06. | 24 | 726.888
18.06. | 1 | 713.406
18.06. | 2 | 689.326
18.06. | 3 | 664.272
18.06. | 4 | 630.026
18.06. | 5 | 662.586
18.06. | 6 | 817.576
18.06. | 7 | 967.136
18.06. | 8 | 991.634
18.06. | 9 | 959.868
18.06. | 10 | 956.064
18.06. | 11 | 965.828
18.06. | 12 | 988.926
18.06. | 13 | 1042.942
18.06. | 14 | 1089.914
18.06. | 15 | 996.994
18.06. | 16 | 817.594
18.06. | 17 | 637.796
18.06. | 18 | 575.532
18.06. | 19 | 572.58
18.06. | 20 | 577.502
18.06. | 21 | 584.004
18.06. | 22 | 576.552
18.06. | 23 | 546.338
18.06. | 24 | 512.65
19.06. | 1 | 484.516
19.06. | 2 | 462.598
19.06. | 3 | 440.206
19.06. | 4 | 414.342
19.06. | 5 | 454.714
19.06. | 6 | 632.928
19.06. | 7 | 827.476
19.06. | 8 | 928.01
19.06. | 9 | 922.09
19.06. | 10 | 938.362
19.06. | 11 | 1010.106
19.06. | 12 | 1075.214
19.06. | 13 | 1154.178
19.06. | 14 | 1219.82
19.06. | 15 | 1124.538
19.06. | 16 | 939.056
19.06. | 17 | 742.884
19.06. | 18 | 708.956
19.06. | 19 | 728.888
19.06. | 20 | 761.418
19.06. | 21 | 787.812
19.06. | 22 | 811.556
19.06. | 23 | 778.108
19.06. | 24 | 767.232
20.06. | 1 | 737.38
20.06. | 2 | 687.922
20.06. | 3 | 628.776
20.06. | 4 | 561.134
20.06. | 5 | 558.914
20.06. | 6 | 686.738
20.06. | 7 | 857.608
20.06. | 8 | 960.806
20.06. | 9 | 978.558
20.06. | 10 | 1013.516
20.06. | 11 | 1094.098
20.06. | 12 | 1173.936
20.06. | 13 | 1246.216
20.06. | 14 | 1294.922
20.06. | 15 | 1170.672
20.06. | 16 | 936.06
20.06. | 17 | 711.72
20.06. | 18 | 641.304
20.06. | 19 | 652.472
20.06. | 20 | 660.258
20.06. | 21 | 664.43
20.06. | 22 | 628.602
20.06. | 23 | 525.778
20.06. | 24 | 482.002
21.06. | 1 | 444.032
21.06. | 2 | 396.05
21.06. | 3 | 343.214
21.06. | 4 | 299.22
21.06. | 5 | 332.414
21.06. | 6 | 518.984
21.06. | 7 | 740.03
21.06. | 8 | 894.758
21.06. | 9 | 916.822
21.06. | 10 | 937.56
21.06. | 11 | 953.614
21.06. | 12 | 985.804
21.06. | 13 | 1025.282
21.06. | 14 | 1031.526
21.06. | 15 | 884.384
21.06. | 16 | 642.982
21.06. | 17 | 439.544
21.06. | 18 | 407.784
21.06. | 19 | 466.732
21.06. | 20 | 522.554
21.06. | 21 | 567.682
21.06. | 22 | 586.72
21.06. | 23 | 559.676
21.06. | 24 | 543.31
22.06. | 1 | 526.762
22.06. | 2 | 493.522
22.06. | 3 | 455.534
22.06. | 4 | 406.268
22.06. | 5 | 416.876
22.06. | 6 | 579.276
22.06. | 7 | 761.594
22.06. | 8 | 884.912
22.06. | 9 | 904.044
22.06. | 10 | 922.776
22.06. | 11 | 916.41
22.06. | 12 | 950.668
22.06. | 13 | 1007.886
22.06. | 14 | 1039.976
22.06. | 15 | 908.934
22.06. | 16 | 685.954
22.06. | 17 | 503.998
22.06. | 18 | 500.192
22.06. | 19 | 566.862
22.06. | 20 | 616.5
22.06. | 21 | 652.524
22.06. | 22 | 671.372
22.06. | 23 | 646.19
22.06. | 24 | 641.54
23.06. | 1 | 628.968
23.06. | 2 | 604.57
23.06. | 3 | 568.714
23.06. | 4 | 528.564
23.06. | 5 | 553.034
23.06. | 6 | 720.936
23.06. | 7 | 910.188
23.06. | 8 | 1019.754
23.06. | 9 | 1000.91
23.06. | 10 | 970.736
23.06. | 11 | 961.598
23.06. | 12 | 996.386
23.06. | 13 | 1034.458
23.06. | 14 | 1052.69
23.06. | 15 | 909.52
23.06. | 16 | 675.134
23.06. | 17 | 480.406
23.06. | 18 | 492.368
23.06. | 19 | 590.442
23.06. | 20 | 680.364
23.06. | 21 | 744.182
23.06. | 22 | 763.198
23.06. | 23 | 741.948
23.06. | 24 | 742.456
24.06. | 1 | 754.886
24.06. | 2 | 740.896
24.06. | 3 | 730.26
24.06. | 4 | 703.996
24.06. | 5 | 746.858
24.06. | 6 | 908.16
24.06. | 7 | 1075.984
24.06. | 8 | 1173.416
24.06. | 9 | 1165.266
24.06. | 10 | 1122.336
24.06. | 11 | 1165.572
24.06. | 12 | 1156.502
24.06. | 13 | 1163.094
24.06. | 14 | 1159.352
24.06. | 15 | 1011.458
24.06. | 16 | 772.566
24.06. | 17 | 575.012
24.06. | 18 | 555.628
24.06. | 19 | 632.002
24.06. | 20 | 706.404
24.06. | 21 | 746.992
24.06. | 22 | 755.422
24.06. | 23 | 711.18
24.06. | 24 | 705.406
25.06. | 1 | 709
25.06. | 2 | 710.718
25.06. | 3 | 707.258
25.06. | 4 | 689.464
25.06. | 5 | 711.818
25.06. | 6 | 850.352
25.06. | 7 | 999.352
25.06. | 8 | 1118.272
25.06. | 9 | 1151.028
25.06. | 10 | 1171.076
25.06. | 11 | 1243.474
25.06. | 12 | 1255.55
25.06. | 13 | 1281.97
25.06. | 14 | 1293.844
25.06. | 15 | 1144.172
25.06. | 16 | 914.256
25.06. | 17 | 715.844
25.06. | 18 | 650.394
25.06. | 19 | 686.432
25.06. | 20 | 716.744
25.06. | 21 | 733.92
25.06. | 22 | 740.728
25.06. | 23 | 712.374
25.06. | 24 | 712.652
26.06. | 1 | 713.208
26.06. | 2 | 679.812
26.06. | 3 | 623.616
26.06. | 4 | 554.306
26.06. | 5 | 544.522
26.06. | 6 | 681.05
26.06. | 7 | 832.922
26.06. | 8 | 926.316
26.06. | 9 | 921.028
26.06. | 10 | 913.424
26.06. | 11 | 942.384
26.06. | 12 | 960.738
26.06. | 13 | 993.796
26.06. | 14 | 1011.696
26.06. | 15 | 865.316
26.06. | 16 | 627.516
26.06. | 17 | 410.522
26.06. | 18 | 334.17
26.06. | 19 | 342.596
26.06. | 20 | 367.732
26.06. | 21 | 383.85
26.06. | 22 | 378.502
26.06. | 23 | 370.55
26.06. | 24 | 360.322
27.06. | 1 | 351.706
27.06. | 2 | 340.71
27.06. | 3 | 331.762
27.06. | 4 | 327.1
27.06. | 5 | 387.966
27.06. | 6 | 615.126
27.06. | 7 | 866.81
27.06. | 8 | 1019.13
27.06. | 9 | 1056.692
27.06. | 10 | 1082.912
27.06. | 11 | 1124.894
27.06. | 12 | 1144.844
27.06. | 13 | 1166.15
27.06. | 14 | 1172.68
27.06. | 15 | 1033.08
27.06. | 16 | 803.512
27.06. | 17 | 596.078
27.06. | 18 | 541.528
27.06. | 19 | 555.378
27.06. | 20 | 572.762
27.06. | 21 | 594.39
27.06. | 22 | 610.982
27.06. | 23 | 594.53
27.06. | 24 | 594.38
28.06. | 1 | 600.398
28.06. | 2 | 598.172
28.06. | 3 | 592.22
28.06. | 4 | 574.68
28.06. | 5 | 611.896
28.06. | 6 | 768.322
28.06. | 7 | 922.24
28.06. | 8 | 1022.106
28.06. | 9 | 996.7
28.06. | 10 | 975.446
28.06. | 11 | 1028.428
28.06. | 12 | 1036.478
28.06. | 13 | 1054.602
28.06. | 14 | 1039.984
28.06. | 15 | 885.798
28.06. | 16 | 632.71
28.06. | 17 | 432.248
28.06. | 18 | 414.92
28.06. | 19 | 466.458
28.06. | 20 | 515.132
28.06. | 21 | 544.318
28.06. | 22 | 546.418
28.06. | 23 | 512.166
28.06. | 24 | 502.266
29.06. | 1 | 488.88
29.06. | 2 | 454.882
29.06. | 3 | 412.504
29.06. | 4 | 364.296
29.06. | 5 | 373.53
29.06. | 6 | 537.648
29.06. | 7 | 718.766
29.06. | 8 | 833.354
29.06. | 9 | 829.574
29.06. | 10 | 832.306
29.06. | 11 | 881.576
29.06. | 12 | 924.814
29.06. | 13 | 965.072
29.06. | 14 | 981.344
29.06. | 15 | 843.666
29.06. | 16 | 623.596
29.06. | 17 | 432.91
29.06. | 18 | 418.45
29.06. | 19 | 477.266
29.06. | 20 | 546.836
29.06. | 21 | 597.542
29.06. | 22 | 624.242
29.06. | 23 | 603.25
29.06. | 24 | 584.63
30.06. | 1 | 575.386
30.06. | 2 | 552.724
30.06. | 3 | 522.906
30.06. | 4 | 485.23
30.06. | 5 | 500.794
30.06. | 6 | 658.004
30.06. | 7 | 840.018
30.06. | 8 | 956.712
30.06. | 9 | 943.946
30.06. | 10 | 928.206
30.06. | 11 | 921.62
30.06. | 12 | 938.438
30.06. | 13 | 980.282
30.06. | 14 | 1010.25
30.06. | 15 | 896.902
30.06. | 16 | 694.836
30.06. | 17 | 528.78
30.06. | 18 | 545.248
30.06. | 19 | 648.808
30.06. | 20 | 740.326
30.06. | 21 | 802.74
30.06. | 22 | 823.934
30.06. | 23 | 844.12
30.06. | 24 | 842.676
01.07. | 1 | 825.34
01.07. | 2 | 797.56
01.07. | 3 | 750.616
01.07. | 4 | 706.01
01.07. | 5 | 708.724
01.07. | 6 | 861.792
01.07. | 7 | 1007.148
01.07. | 8 | 1086.988
01.07. | 9 | 1069.076
01.07. | 10 | 1051.266
01.07. | 11 | 1099.876
01.07. | 12 | 1126.362
01.07. | 13 | 1157.464
01.07. | 14 | 1179.506
01.07. | 15 | 1051.676
01.07. | 16 | 838.648
01.07. | 17 | 647.128
01.07. | 18 | 635.68
01.07. | 19 | 679.602
01.07. | 20 | 735.06
01.07. | 21 | 763.968
01.07. | 22 | 779.782
01.07. | 23 | 744.108
01.07. | 24 | 749.068
02.07. | 1 | 734.894
02.07. | 2 | 703.482
02.07. | 3 | 673.028
02.07. | 4 | 627.784
02.07. | 5 | 653.344
02.07. | 6 | 821.12
02.07. | 7 | 970.338
02.07. | 8 | 1056.034
02.07. | 9 | 1044.322
02.07. | 10 | 1035.162
02.07. | 11 | 1030.738
02.07. | 12 | 1053.272
02.07. | 13 | 1094.274
02.07. | 14 | 1131.288
02.07. | 15 | 1014.82
02.07. | 16 | 815.208
02.07. | 17 | 643.156
02.07. | 18 | 633.256
02.07. | 19 | 691.582
02.07. | 20 | 729.204
02.07. | 21 | 764.966
02.07. | 22 | 774.23
02.07. | 23 | 686.302
02.07. | 24 | 690.186
03.07. | 1 | 706.4
03.07. | 2 | 705.648
03.07. | 3 | 702.006
03.07. | 4 | 666.148
03.07. | 5 | 687.82
03.07. | 6 | 825.308
03.07. | 7 | 952.994
03.07. | 8 | 1021.63
03.07. | 9 | 999.896
03.07. | 10 | 963.428
03.07. | 11 | 969.852
03.07. | 12 | 971.274
03.07. | 13 | 984.582
03.07. | 14 | 987.22
03.07. | 15 | 841.65
03.07. | 16 | 612.738
03.07. | 17 | 430.23
03.07. | 18 | 435.966
03.07. | 19 | 524.824
03.07. | 20 | 602.904
03.07. | 21 | 662.122
03.07. | 22 | 695.754
03.07. | 23 | 660.404
03.07. | 24 | 667.214
04.07. | 1 | 659.118
04.07. | 2 | 636.324
04.07. | 3 | 609.99
04.07. | 4 | 560.204
04.07. | 5 | 568.512
04.07. | 6 | 710.87
04.07. | 7 | 845.132
04.07. | 8 | 919.482
04.07. | 9 | 894.446
04.07. | 10 | 860.15
04.07. | 11 | 817.828
04.07. | 12 | 813.348
04.07. | 13 | 824.568
04.07. | 14 | 828.95
04.07. | 15 | 702.124
04.07. | 16 | 487.71
04.07. | 17 | 317.696
04.07. | 18 | 336.456
04.07. | 19 | 429.22
04.07. | 20 | 509.128
04.07. | 21 | 548.778
04.07. | 22 | 564.074
04.07. | 23 | 508.188
04.07. | 24 | 509.024
05.07. | 1 | 489.818
05.07. | 2 | 465.972
05.07. | 3 | 442.736
05.07. | 4 | 415.996
05.07. | 5 | 445.788
05.07. | 6 | 611.12
05.07. | 7 | 784.42
05.07. | 8 | 884.416
05.07. | 9 | 867.23
05.07. | 10 | 843.268
05.07. | 11 | 856.758
05.07. | 12 | 869.926
05.07. | 13 | 890.32
05.07. | 14 | 897.43
05.07. | 15 | 753.294
05.07. | 16 | 526.18
05.07. | 17 | 348.094
05.07. | 18 | 373
05.07. | 19 | 462.994
05.07. | 20 | 532.164
05.07. | 21 | 579.906
05.07. | 22 | 601.77
05.07. | 23 | 562.508
05.07. | 24 | 564.028
06.07. | 1 | 561.5
06.07. | 2 | 554.442
06.07. | 3 | 540.848
06.07. | 4 | 521.778
06.07. | 5 | 539.544
06.07. | 6 | 687.242
06.07. | 7 | 844.528
06.07. | 8 | 947.904
06.07. | 9 | 952.834
06.07. | 10 | 959.89
06.07. | 11 | 1006.63
06.07. | 12 | 1071.3
06.07. | 13 | 1122.406
06.07. | 14 | 1149.598
06.07. | 15 | 1005.71
06.07. | 16 | 772.288
06.07. | 17 | 554.352
06.07. | 18 | 510.418
06.07. | 19 | 548.69
06.07. | 20 | 574.454
06.07. | 21 | 587.582
06.07. | 22 | 573.658
06.07. | 23 | 573.098
06.07. | 24 | 528.738
07.07. | 1 | 487.324
07.07. | 2 | 447.222
07.07. | 3 | 404.126
07.07. | 4 | 358.766
07.07. | 5 | 364.252
07.07. | 6 | 530.848
07.07. | 7 | 727.208
07.07. | 8 | 876.344
07.07. | 9 | 913.85
07.07. | 10 | 957.038
07.07. | 11 | 1045.596
07.07. | 12 | 1088.628
07.07. | 13 | 1121.012
07.07. | 14 | 1136.224
07.07. | 15 | 996.17
07.07. | 16 | 753.822
07.07. | 17 | 525.836
07.07. | 18 | 443.466
07.07. | 19 | 449.596
07.07. | 20 | 451.744
07.07. | 21 | 440.996
07.07. | 22 | 424.29
07.07. | 23 | 403.776
07.07. | 24 | 364.304
08.07. | 1 | 331.77
08.07. | 2 | 296.732
08.07. | 3 | 272.062
08.07. | 4 | 240.356
08.07. | 5 | 260.764
08.07. | 6 | 449.246
08.07. | 7 | 668.652
08.07. | 8 | 828.17
08.07. | 9 | 855.654
08.07. | 10 | 903.044
08.07. | 11 | 937.348
08.07. | 12 | 989.66
08.07. | 13 | 1052.672
08.07. | 14 | 1099.068
08.07. | 15 | 993.202
08.07. | 16 | 775.192
08.07. | 17 | 573.854
08.07. | 18 | 497.284
08.07. | 19 | 492.93
08.07. | 20 | 494.342
08.07. | 21 | 483.124
08.07. | 22 | 453.028
08.07. | 23 | 418.494
08.07. | 24 | 394.462
09.07. | 1 | 378.032
09.07. | 2 | 356.576
09.07. | 3 | 328.18
09.07. | 4 | 291.052
09.07. | 5 | 312.024
09.07. | 6 | 492.44
09.07. | 7 | 703.656
09.07. | 8 | 848.126
09.07. | 9 | 864.83
09.07. | 10 | 900.484
09.07. | 11 | 948.048
09.07. | 12 | 979.362
09.07. | 13 | 1006.918
09.07. | 14 | 1016.428
09.07. | 15 | 883.314
09.07. | 16 | 645.074
09.07. | 17 | 441.086
09.07. | 18 | 400.536
09.07. | 19 | 438.444
09.07. | 20 | 488.242
09.07. | 21 | 515.574
09.07. | 22 | 524.678
09.07. | 23 | 584.962
09.07. | 24 | 574.862
10.07. | 1 | 565.518
10.07. | 2 | 552.52
10.07. | 3 | 531.594
10.07. | 4 | 504.254
10.07. | 5 | 514.794
10.07. | 6 | 680.378
10.07. | 7 | 857.68
10.07. | 8 | 970.93
10.07. | 9 | 969.616
10.07. | 10 | 971.786
10.07. | 11 | 1018.564
10.07. | 12 | 1044.264
10.07. | 13 | 1099.182
10.07. | 14 | 1146.714
10.07. | 15 | 1054.018
10.07. | 16 | 854.726
10.07. | 17 | 675.962
10.07. | 18 | 635.712
10.07. | 19 | 680.386
10.07. | 20 | 717.72
10.07. | 21 | 749.26
10.07. | 22 | 759.88
10.07. | 23 | 731.17
10.07. | 24 | 713.804
11.07. | 1 | 707.65
11.07. | 2 | 686.034
11.07. | 3 | 676.776
11.07. | 4 | 646.812
11.07. | 5 | 655.266
11.07. | 6 | 795.894
11.07. | 7 | 934.452
11.07. | 8 | 1020.362
11.07. | 9 | 1030.506
11.07. | 10 | 1068.55
11.07. | 11 | 1094.874
11.07. | 12 | 1172.386
11.07. | 13 | 1282.27
11.07. | 14 | 1367.878
11.07. | 15 | 1285.704
11.07. | 16 | 1092.982
11.07. | 17 | 907.198
11.07. | 18 | 833.826
11.07. | 19 | 821.634
11.07. | 20 | 821.464
11.07. | 21 | 812.868
11.07. | 22 | 799.134
11.07. | 23 | 700.85
11.07. | 24 | 683.506
12.07. | 1 | 675.028
12.07. | 2 | 643.378
12.07. | 3 | 617.988
12.07. | 4 | 569.03
12.07. | 5 | 566.706
12.07. | 6 | 726.282
12.07. | 7 | 903.372
12.07. | 8 | 1026.672
12.07. | 9 | 1047.436
12.07. | 10 | 1062.322
12.07. | 11 | 1067.784
12.07. | 12 | 1113.69
12.07. | 13 | 1171.31
12.07. | 14 | 1204.148
12.07. | 15 | 1097.346
12.07. | 16 | 876.926
12.07. | 17 | 703.462
12.07. | 18 | 676.06
12.07. | 19 | 723.606
12.07. | 20 | 767.036
12.07. | 21 | 790.584
12.07. | 22 | 815.958
12.07. | 23 | 808.82
12.07. | 24 | 798.594
13.07. | 1 | 775.55
13.07. | 2 | 739.058
13.07. | 3 | 690.192
13.07. | 4 | 617.362
13.07. | 5 | 588.062
13.07. | 6 | 695.282
13.07. | 7 | 832.176
13.07. | 8 | 931.47
13.07. | 9 | 927.232
13.07. | 10 | 916.018
13.07. | 11 | 886.904
13.07. | 12 | 912.624
13.07. | 13 | 957.974
13.07. | 14 | 999.676
13.07. | 15 | 889.562
13.07. | 16 | 681.744
13.07. | 17 | 499.406
13.07. | 18 | 466.762
13.07. | 19 | 508.274
13.07. | 20 | 545.18
13.07. | 21 | 557.972
13.07. | 22 | 555.93
13.07. | 23 | 495.572
13.07. | 24 | 468.646
14.07. | 1 | 456.428
14.07. | 2 | 426.904
14.07. | 3 | 393.004
14.07. | 4 | 351.03
14.07. | 5 | 354.49
14.07. | 6 | 512.274
14.07. | 7 | 705.202
14.07. | 8 | 817.124
14.07. | 9 | 797.612
14.07. | 10 | 782.208
14.07. | 11 | 800.356
14.07. | 12 | 824.698
14.07. | 13 | 867.088
14.07. | 14 | 896.72
14.07. | 15 | 780.05
14.07. | 16 | 570.15
14.07. | 17 | 386.168
14.07. | 18 | 379.966
14.07. | 19 | 441.724
14.07. | 20 | 488.086
14.07. | 21 | 522.412
14.07. | 22 | 528.614
14.07. | 23 | 459.048
14.07. | 24 | 452.46
15.07. | 1 | 437.432
15.07. | 2 | 417.6
15.07. | 3 | 400.686
15.07. | 4 | 366.398
15.07. | 5 | 382.648
15.07. | 6 | 536.484
15.07. | 7 | 726.864
15.07. | 8 | 837.478
15.07. | 9 | 811.608
15.07. | 10 | 788.562
15.07. | 11 | 791.158
15.07. | 12 | 800.334
15.07. | 13 | 822.364
15.07. | 14 | 836.564
15.07. | 15 | 707.974
15.07. | 16 | 491.068
15.07. | 17 | 318.344
15.07. | 18 | 337.776
15.07. | 19 | 425.538
15.07. | 20 | 486.004
15.07. | 21 | 508.332
15.07. | 22 | 502.128
15.07. | 23 | 453.732
15.07. | 24 | 436.276
16.07. | 1 | 408.656
16.07. | 2 | 369.904
16.07. | 3 | 332.478
16.07. | 4 | 293.388
16.07. | 5 | 305.258
16.07. | 6 | 476.638
16.07. | 7 | 668.156
16.07. | 8 | 791.536
16.07. | 9 | 778.504
16.07. | 10 | 771.962
16.07. | 11 | 767.084
16.07. | 12 | 784.324
16.07. | 13 | 814.408
16.07. | 14 | 831.584
16.07. | 15 | 712.412
16.07. | 16 | 501.506
16.07. | 17 | 326.854
16.07. | 18 | 332.136
16.07. | 19 | 405.302
16.07. | 20 | 468.406
16.07. | 21 | 499.496
16.07. | 22 | 501.678
16.07. | 23 | 454.494
16.07. | 24 | 454.406
17.07. | 1 | 441.464
17.07. | 2 | 404.886
17.07. | 3 | 369.798
17.07. | 4 | 318.708
17.07. | 5 | 308.876
17.07. | 6 | 459.552
17.07. | 7 | 658.766
17.07. | 8 | 777.344
17.07. | 9 | 766.468
17.07. | 10 | 766.424
17.07. | 11 | 772.008
17.07. | 12 | 804.6
17.07. | 13 | 851.248
17.07. | 14 | 885.358
17.07. | 15 | 773.262
17.07. | 16 | 555.576
17.07. | 17 | 366.374
17.07. | 18 | 344.856
17.07. | 19 | 405.578
17.07. | 20 | 452.866
17.07. | 21 | 470.906
17.07. | 22 | 467.632
17.07. | 23 | 506.212
17.07. | 24 | 511.626
18.07. | 1 | 513.548
18.07. | 2 | 495.236
18.07. | 3 | 466.798
18.07. | 4 | 417.626
18.07. | 5 | 419.046
18.07. | 6 | 557.694
18.07. | 7 | 735.334
18.07. | 8 | 837.696
18.07. | 9 | 826.424
18.07. | 10 | 823.7
18.07. | 11 | 845.638
18.07. | 12 | 883.942
18.07. | 13 | 934.846
18.07. | 14 | 977.474
18.07. | 15 | 871.294
18.07. | 16 | 665.878
18.07. | 17 | 475.502
18.07. | 18 | 451.996
18.07. | 19 | 509.134
18.07. | 20 | 552.188
18.07. | 21 | 588.4
18.07. | 22 | 575.782
18.07. | 23 | 555.77
18.07. | 24 | 553.698
19.07. | 1 | 540.584
19.07. | 2 | 514.85
19.07. | 3 | 476.024
19.07. | 4 | 427.48
19.07. | 5 | 410.388
19.07. | 6 | 543.904
19.07. | 7 | 720.124
19.07. | 8 | 836.416
19.07. | 9 | 842.786
19.07. | 10 | 861.866
19.07. | 11 | 886.436
19.07. | 12 | 930.988
19.07. | 13 | 989.954
19.07. | 14 | 1025.378
19.07. | 15 | 911.446
19.07. | 16 | 692.504
19.07. | 17 | 489.184
19.07. | 18 | 455.36
19.07. | 19 | 492.542
19.07. | 20 | 524.704
19.07. | 21 | 532.538
19.07. | 22 | 534.176
19.07. | 23 | 480.286
19.07. | 24 | 458.378
20.07. | 1 | 435.118
20.07. | 2 | 398.614
20.07. | 3 | 366.356
20.07. | 4 | 317.972
20.07. | 5 | 308.312
20.07. | 6 | 468.888
20.07. | 7 | 662.79
20.07. | 8 | 786.856
20.07. | 9 | 790.316
20.07. | 10 | 797.314
20.07. | 11 | 839.516
20.07. | 12 | 876.088
20.07. | 13 | 926.86
20.07. | 14 | 957.084
20.07. | 15 | 829.97
20.07. | 16 | 586.478
20.07. | 17 | 363.008
20.07. | 18 | 319.756
20.07. | 19 | 351.866
20.07. | 20 | 387.968
20.07. | 21 | 404.172
20.07. | 22 | 403.458
20.07. | 23 | 395.534
20.07. | 24 | 387.798
21.07. | 1 | 387.28
21.07. | 2 | 367.492
21.07. | 3 | 347.298
21.07. | 4 | 318.536
21.07. | 5 | 334.654
21.07. | 6 | 508.894
21.07. | 7 | 713.71
21.07. | 8 | 827.94
21.07. | 9 | 817.806
21.07. | 10 | 815.506
21.07. | 11 | 810.728
21.07. | 12 | 839.978
21.07. | 13 | 881.838
21.07. | 14 | 914.62
21.07. | 15 | 796.384
21.07. | 16 | 562.36
21.07. | 17 | 360.936
21.07. | 18 | 313.97
21.07. | 19 | 359.728
21.07. | 20 | 405.71
21.07. | 21 | 438.448
21.07. | 22 | 443.92
21.07. | 23 | 413.976
21.07. | 24 | 383.782
22.07. | 1 | 351.696
22.07. | 2 | 317.246
22.07. | 3 | 278.646
22.07. | 4 | 243.044
22.07. | 5 | 257.65
22.07. | 6 | 437.156
22.07. | 7 | 660.262
22.07. | 8 | 796.988
22.07. | 9 | 789.464
22.07. | 10 | 783.726
22.07. | 11 | 796.244
22.07. | 12 | 823.322
22.07. | 13 | 858.246
22.07. | 14 | 879.758
22.07. | 15 | 750.416
22.07. | 16 | 508.928
22.07. | 17 | 297.386
22.07. | 18 | 263.47
22.07. | 19 | 301.782
22.07. | 20 | 326.588
22.07. | 21 | 322.01
22.07. | 22 | 305.324
22.07. | 23 | 255.242
22.07. | 24 | 247.696
23.07. | 1 | 251.062
23.07. | 2 | 258.17
23.07. | 3 | 256.012
23.07. | 4 | 242.738
23.07. | 5 | 260.87
23.07. | 6 | 437.746
23.07. | 7 | 642.176
23.07. | 8 | 763.306
23.07. | 9 | 746.506
23.07. | 10 | 740.152
23.07. | 11 | 755.856
23.07. | 12 | 777.514
23.07. | 13 | 812.192
23.07. | 14 | 837.152
23.07. | 15 | 712.136
23.07. | 16 | 486.836
23.07. | 17 | 279.02
23.07. | 18 | 247.632
23.07. | 19 | 277.03
23.07. | 20 | 295.762
23.07. | 21 | 297.412
23.07. | 22 | 282.912
23.07. | 23 | 265.998
23.07. | 24 | 262.662
24.07. | 1 | 265.358
24.07. | 2 | 269.31
24.07. | 3 | 256.532
24.07. | 4 | 228.048
24.07. | 5 | 238.308
24.07. | 6 | 415.98
24.07. | 7 | 638.67
24.07. | 8 | 769.092
24.07. | 9 | 758.76
24.07. | 10 | 752.988
24.07. | 11 | 748.892
24.07. | 12 | 765.29
24.07. | 13 | 793.786
24.07. | 14 | 818.062
24.07. | 15 | 694.34
24.07. | 16 | 472.508
24.07. | 17 | 278.126
24.07. | 18 | 275.58
24.07. | 19 | 344.408
24.07. | 20 | 394.32
24.07. | 21 | 433.268
24.07. | 22 | 453.174
24.07. | 23 | 472.314
24.07. | 24 | 479.176
25.07. | 1 | 493.386
25.07. | 2 | 493.384
25.07. | 3 | 490.96
25.07. | 4 | 470.692
25.07. | 5 | 485.15
25.07. | 6 | 660.522
25.07. | 7 | 841.066
25.07. | 8 | 927.65
25.07. | 9 | 876.398
25.07. | 10 | 867.05
25.07. | 11 | 884.936
25.07. | 12 | 902.71
25.07. | 13 | 947.048
25.07. | 14 | 986.85
25.07. | 15 | 887.326
25.07. | 16 | 696.934
25.07. | 17 | 544.088
25.07. | 18 | 567.712
25.07. | 19 | 643.47
25.07. | 20 | 699.42
25.07. | 21 | 732.746
25.07. | 22 | 750.798
25.07. | 23 | 764.316
25.07. | 24 | 780.938
26.07. | 1 | 792.67
26.07. | 2 | 785.762
26.07. | 3 | 761.604
26.07. | 4 | 717.138
26.07. | 5 | 701.556
26.07. | 6 | 818.804
26.07. | 7 | 945.074
26.07. | 8 | 974.154
26.07. | 9 | 923.994
26.07. | 10 | 914.018
26.07. | 11 | 956.606
26.07. | 12 | 1012.094
26.07. | 13 | 1083.08
26.07. | 14 | 1141.838
26.07. | 15 | 1044.478
26.07. | 16 | 832.92
26.07. | 17 | 648.478
26.07. | 18 | 621.978
26.07. | 19 | 674.532
26.07. | 20 | 694.804
26.07. | 21 | 706.256
26.07. | 22 | 675.364
26.07. | 23 | 643.672
26.07. | 24 | 599.588
27.07. | 1 | 559.48
27.07. | 2 | 507.014
27.07. | 3 | 443.246
27.07. | 4 | 389.212
27.07. | 5 | 376.51
27.07. | 6 | 530.858
27.07. | 7 | 720.32
27.07. | 8 | 849.246
27.07. | 9 | 853.02
27.07. | 10 | 867.23
27.07. | 11 | 892
27.07. | 12 | 940.232
27.07. | 13 | 996.826
27.07. | 14 | 1034.494
27.07. | 15 | 927.122
27.07. | 16 | 709.288
27.07. | 17 | 510.19
27.07. | 18 | 452.514
27.07. | 19 | 486.986
27.07. | 20 | 528.414
27.07. | 21 | 558.564
27.07. | 22 | 575.432
27.07. | 23 | 562.588
27.07. | 24 | 529.304
28.07. | 1 | 480.148
28.07. | 2 | 418.952
28.07. | 3 | 359.596
28.07. | 4 | 299.866
28.07. | 5 | 292.012
28.07. | 6 | 454.104
28.07. | 7 | 661.296
28.07. | 8 | 782.396
28.07. | 9 | 772.758
28.07. | 10 | 772.382
28.07. | 11 | 783.566
28.07. | 12 | 809.914
28.07. | 13 | 839.624
28.07. | 14 | 850.748
28.07. | 15 | 702.992
28.07. | 16 | 467.36
28.07. | 17 | 263.536
28.07. | 18 | 263.284
28.07. | 19 | 348.484
28.07. | 20 | 431.188
28.07. | 21 | 481.36
28.07. | 22 | 503.048
28.07. | 23 | 490.304
28.07. | 24 | 459.156
29.07. | 1 | 430.726
29.07. | 2 | 411.636
29.07. | 3 | 385.654
29.07. | 4 | 353.544
29.07. | 5 | 363.828
29.07. | 6 | 519.954
29.07. | 7 | 707.892
29.07. | 8 | 796.896
29.07. | 9 | 771.83
29.07. | 10 | 738.43
29.07. | 11 | 730.264
29.07. | 12 | 731.93
29.07. | 13 | 754.028
29.07. | 14 | 765.676
29.07. | 15 | 631.17
29.07. | 16 | 417.984
29.07. | 17 | 247.444
29.07. | 18 | 265.742
29.07. | 19 | 353.598
29.07. | 20 | 440.192
29.07. | 21 | 492.478
29.07. | 22 | 513.648
29.07. | 23 | 528.074
29.07. | 24 | 494.534
30.07. | 1 | 450.342
30.07. | 2 | 389.878
30.07. | 3 | 330.264
30.07. | 4 | 271.892
30.07. | 5 | 255.58
30.07. | 6 | 415.872
30.07. | 7 | 625.276
30.07. | 8 | 744.778
30.07. | 9 | 726.688
30.07. | 10 | 710.298
30.07. | 11 | 725.366
30.07. | 12 | 752.054
30.07. | 13 | 806.528
30.07. | 14 | 834.904
30.07. | 15 | 700.456
30.07. | 16 | 480.066
30.07. | 17 | 296.042
30.07. | 18 | 306.998
30.07. | 19 | 380.232
30.07. | 20 | 449.522
30.07. | 21 | 483.834
30.07. | 22 | 485.992
30.07. | 23 | 495.648
30.07. | 24 | 482.132
31.07. | 1 | 458.628
31.07. | 2 | 418.584
31.07. | 3 | 381.254
31.07. | 4 | 326.84
31.07. | 5 | 315.994
31.07. | 6 | 464.954
31.07. | 7 | 659.282
31.07. | 8 | 787.434
31.07. | 9 | 765.938
31.07. | 10 | 748.932
31.07. | 11 | 753.586
31.07. | 12 | 774.454
31.07. | 13 | 807.952
31.07. | 14 | 825.034
31.07. | 15 | 693.894
31.07. | 16 | 481.54
31.07. | 17 | 313.188
31.07. | 18 | 346.512
31.07. | 19 | 447.28
31.07. | 20 | 534.77
31.07. | 21 | 596.458
31.07. | 22 | 610.732
31.07. | 23 | 643.218
31.07. | 24 | 617.558
01.08. | 1 | 590.902
01.08. | 2 | 565.688
01.08. | 3 | 517.13
01.08. | 4 | 472.06
01.08. | 5 | 444.814
01.08. | 6 | 571.102
01.08. | 7 | 734.278
01.08. | 8 | 830.852
01.08. | 9 | 796.036
01.08. | 10 | 778.152
01.08. | 11 | 765.438
01.08. | 12 | 778.938
01.08. | 13 | 807.486
01.08. | 14 | 817.942
01.08. | 15 | 687.974
01.08. | 16 | 484.144
01.08. | 17 | 340.938
01.08. | 18 | 401.14
01.08. | 19 | 509.488
01.08. | 20 | 590.604
01.08. | 21 | 639.718
01.08. | 22 | 646.022
01.08. | 23 | 561.552
01.08. | 24 | 540.384
02.08. | 1 | 508.796
02.08. | 2 | 470.152
02.08. | 3 | 433.94
02.08. | 4 | 401.618
02.08. | 5 | 412.176
02.08. | 6 | 586.968
02.08. | 7 | 773.046
02.08. | 8 | 876.738
02.08. | 9 | 842.952
02.08. | 10 | 822.262
02.08. | 11 | 817.166
02.08. | 12 | 811.466
02.08. | 13 | 831.966
02.08. | 14 | 836.874
02.08. | 15 | 690.298
02.08. | 16 | 470.002
02.08. | 17 | 310.612
02.08. | 18 | 355.354
02.08. | 19 | 467.938
02.08. | 20 | 554.628
02.08. | 21 | 612.688
02.08. | 22 | 634.488
02.08. | 23 | 621.078
02.08. | 24 | 604.256
03.08. | 1 | 586.636
03.08. | 2 | 566.02
03.08. | 3 | 533.042
03.08. | 4 | 488.738
03.08. | 5 | 471.33
03.08. | 6 | 607.11
03.08. | 7 | 784.218
03.08. | 8 | 894.92
03.08. | 9 | 866.024
03.08. | 10 | 847.704
03.08. | 11 | 856.458
03.08. | 12 | 835.556
03.08. | 13 | 847.702
03.08. | 14 | 852.384
03.08. | 15 | 696.866
03.08. | 16 | 490.192
03.08. | 17 | 321.01
03.08. | 18 | 354.508
03.08. | 19 | 448.966
03.08. | 20 | 532.23
03.08. | 21 | 583.206
03.08. | 22 | 612.646
03.08. | 23 | 582.282
03.08. | 24 | 597.146
04.08. | 1 | 600.266
04.08. | 2 | 601.154
04.08. | 3 | 588.646
04.08. | 4 | 547.284
04.08. | 5 | 536.462
04.08. | 6 | 679.396
04.08. | 7 | 848.966
04.08. | 8 | 947.348
04.08. | 9 | 920.544
04.08. | 10 | 901.548
04.08. | 11 | 876.418
04.08. | 12 | 878.54
04.08. | 13 | 904.846
04.08. | 14 | 923.596
04.08. | 15 | 775.232
04.08. | 16 | 573.09
04.08. | 17 | 398.746
04.08. | 18 | 411.636
04.08. | 19 | 474.712
04.08. | 20 | 546.504
04.08. | 21 | 602.302
04.08. | 22 | 620.69
04.08. | 23 | 614.34
04.08. | 24 | 599.774
05.08. | 1 | 584.602
05.08. | 2 | 567.992
05.08. | 3 | 541.092
05.08. | 4 | 496.964
05.08. | 5 | 489.952
05.08. | 6 | 636.61
05.08. | 7 | 819.09
05.08. | 8 | 938.472
05.08. | 9 | 941.272
05.08. | 10 | 941.034
05.08. | 11 | 989.418
05.08. | 12 | 988.08
05.08. | 13 | 988.168
05.08. | 14 | 972.424
05.08. | 15 | 796.362
05.08. | 16 | 568.556
05.08. | 17 | 384.12
05.08. | 18 | 388.604
05.08. | 19 | 443.576
05.08. | 20 | 489.572
05.08. | 21 | 525.638
05.08. | 22 | 547.538
05.08. | 23 | 557.468
05.08. | 24 | 563.834
06.08. | 1 | 569.146
06.08. | 2 | 565.636
06.08. | 3 | 542.014
06.08. | 4 | 488.318
06.08. | 5 | 469.97
06.08. | 6 | 609.426
06.08. | 7 | 794.48
06.08. | 8 | 926.302
06.08. | 9 | 940.238
06.08. | 10 | 958.468
06.08. | 11 | 994.99
06.08. | 12 | 992.872
06.08. | 13 | 994.84
06.08. | 14 | 984.312
06.08. | 15 | 814.452
06.08. | 16 | 562.646
06.08. | 17 | 348.07
06.08. | 18 | 316.058
06.08. | 19 | 344.918
06.08. | 20 | 379.436
06.08. | 21 | 389.024
06.08. | 22 | 383.396
06.08. | 23 | 400.888
06.08. | 24 | 397.884
07.08. | 1 | 409.308
07.08. | 2 | 422.182
07.08. | 3 | 420.962
07.08. | 4 | 414.126
07.08. | 5 | 425.742
07.08. | 6 | 591.138
07.08. | 7 | 788.71
07.08. | 8 | 907.62
07.08. | 9 | 892.942
07.08. | 10 | 890.95
07.08. | 11 | 882.906
07.08. | 12 | 888.902
07.08. | 13 | 892.768
07.08. | 14 | 887.97
07.08. | 15 | 723.946
07.08. | 16 | 488.27
07.08. | 17 | 299.594
07.08. | 18 | 296.572
07.08. | 19 | 349.504
07.08. | 20 | 408.794
07.08. | 21 | 446.518
07.08. | 22 | 469.33
07.08. | 23 | 451.704
07.08. | 24 | 459.346
08.08. | 1 | 462.92
08.08. | 2 | 473.508
08.08. | 3 | 481.418
08.08. | 4 | 478.66
08.08. | 5 | 491.866
08.08. | 6 | 659.182
08.08. | 7 | 846.474
08.08. | 8 | 965.156
08.08. | 9 | 986.176
08.08. | 10 | 1021.37
08.08. | 11 | 1028.926
08.08. | 12 | 996.4
08.08. | 13 | 993.69
08.08. | 14 | 1012.092
08.08. | 15 | 899.55
08.08. | 16 | 732.782
08.08. | 17 | 601.63
08.08. | 18 | 662.992
08.08. | 19 | 773.622
08.08. | 20 | 853.338
08.08. | 21 | 891.162
08.08. | 22 | 903.416
08.08. | 23 | 909.952
08.08. | 24 | 899.702
09.08. | 1 | 888.38
09.08. | 2 | 877.798
09.08. | 3 | 862.182
09.08. | 4 | 834.082
09.08. | 5 | 824.252
09.08. | 6 | 986.514
09.08. | 7 | 1180.322
09.08. | 8 | 1280.674
09.08. | 9 | 1296.636
09.08. | 10 | 1324.34
09.08. | 11 | 1341.926
09.08. | 12 | 1345.016
09.08. | 13 | 1342.798
09.08. | 14 | 1316.032
09.08. | 15 | 1132.652
09.08. | 16 | 936.436
09.08. | 17 | 789.414
09.08. | 18 | 826.474
09.08. | 19 | 899.618
09.08. | 20 | 949.67
09.08. | 21 | 969.28
09.08. | 22 | 963.508
09.08. | 23 | 966.008
09.08. | 24 | 940.954
10.08. | 1 | 913.084
10.08. | 2 | 896.542
10.08. | 3 | 875.592
10.08. | 4 | 854.368
10.08. | 5 | 863.188
10.08. | 6 | 1029.912
10.08. | 7 | 1206.166
10.08. | 8 | 1316.67
10.08. | 9 | 1339.654
10.08. | 10 | 1341.85
10.08. | 11 | 1323.732
10.08. | 12 | 1304.802
10.08. | 13 | 1274.134
10.08. | 14 | 1230.124
10.08. | 15 | 1033.62
10.08. | 16 | 800.388
10.08. | 17 | 624.944
10.08. | 18 | 649.61
10.08. | 19 | 748.436
10.08. | 20 | 815.504
10.08. | 21 | 867.014
10.08. | 22 | 891.47
10.08. | 23 | 918.17
10.08. | 24 | 918.954
11.08. | 1 | 908.602
11.08. | 2 | 876.374
11.08. | 3 | 836.446
11.08. | 4 | 794.474
11.08. | 5 | 778.676
11.08. | 6 | 928.114
11.08. | 7 | 1093.67
11.08. | 8 | 1176.618
11.08. | 9 | 1142.918
11.08. | 10 | 1117.036
11.08. | 11 | 1116.766
11.08. | 12 | 1047.622
11.08. | 13 | 997.426
11.08. | 14 | 954.816
11.08. | 15 | 772.398
11.08. | 16 | 559.6
11.08. | 17 | 428.932
11.08. | 18 | 520.352
11.08. | 19 | 648.818
11.08. | 20 | 761.994
11.08. | 21 | 821.788
11.08. | 22 | 836.488
11.08. | 23 | 869.346
11.08. | 24 | 830.99
12.08. | 1 | 809.004
12.08. | 2 | 774.806
12.08. | 3 | 739.592
12.08. | 4 | 691.774
12.08. | 5 | 667.058
12.08. | 6 | 795.902
12.08. | 7 | 951.952
12.08. | 8 | 1031.42
12.08. | 9 | 995.208
12.08. | 10 | 981.678
12.08. | 11 | 974.272
12.08. | 12 | 943.58
12.08. | 13 | 933.07
12.08. | 14 | 923.914
12.08. | 15 | 770.17
12.08. | 16 | 582.538
12.08. | 17 | 477.322
12.08. | 18 | 567.994
12.08. | 19 | 685.958
12.08. | 20 | 758.542
12.08. | 21 | 805.128
12.08. | 22 | 823.316
12.08. | 23 | 852.254
12.08. | 24 | 812.352
13.08. | 1 | 774.94
13.08. | 2 | 735.316
13.08. | 3 | 699.37
13.08. | 4 | 651.734
13.08. | 5 | 625.624
13.08. | 6 | 740.23
13.08. | 7 | 884.53
13.08. | 8 | 975.442
13.08. | 9 | 959.232
13.08. | 10 | 930.704
13.08. | 11 | 922.006
13.08. | 12 | 901.832
13.08. | 13 | 907.076
13.08. | 14 | 903.514
13.08. | 15 | 742.422
13.08. | 16 | 524.698
13.08. | 17 | 359.306
13.08. | 18 | 388.844
13.08. | 19 | 482.266
13.08. | 20 | 566.812
13.08. | 21 | 621.504
13.08. | 22 | 632.866
13.08. | 23 | 696.86
13.08. | 24 | 710.528
14.08. | 1 | 716.372
14.08. | 2 | 690.132
14.08. | 3 | 658.252
14.08. | 4 | 595.284
14.08. | 5 | 572.98
14.08. | 6 | 711.474
14.08. | 7 | 880.614
14.08. | 8 | 973.01
14.08. | 9 | 939.69
14.08. | 10 | 901.102
14.08. | 11 | 881.24
14.08. | 12 | 870.56
14.08. | 13 | 888.312
14.08. | 14 | 891.464
14.08. | 15 | 727.996
14.08. | 16 | 502.834
14.08. | 17 | 337.67
14.08. | 18 | 356.346
14.08. | 19 | 426.842
14.08. | 20 | 493.75
14.08. | 21 | 547.39
14.08. | 22 | 581.094
14.08. | 23 | 641.402
14.08. | 24 | 650.154
15.08. | 1 | 651.594
15.08. | 2 | 639.564
15.08. | 3 | 619.064
15.08. | 4 | 557.894
15.08. | 5 | 535.546
15.08. | 6 | 668.118
15.08. | 7 | 827.846
15.08. | 8 | 918.18
15.08. | 9 | 881.046
15.08. | 10 | 872.862
15.08. | 11 | 892.79
15.08. | 12 | 935.766
15.08. | 13 | 1004.254
15.08. | 14 | 1062.132
15.08. | 15 | 935.614
15.08. | 16 | 716.55
15.08. | 17 | 526.71
15.08. | 18 | 504.38
15.08. | 19 | 538.11
15.08. | 20 | 576.134
15.08. | 21 | 600.118
15.08. | 22 | 614.76
15.08. | 23 | 606.574
15.08. | 24 | 606.388
16.08. | 1 | 586.494
16.08. | 2 | 549.258
16.08. | 3 | 505.408
16.08. | 4 | 451.904
16.08. | 5 | 427.91
16.08. | 6 | 568.086
16.08. | 7 | 751.036
16.08. | 8 | 869.128
16.08. | 9 | 852.33
16.08. | 10 | 865.126
16.08. | 11 | 937.522
16.08. | 12 | 955.602
16.08. | 13 | 974.452
16.08. | 14 | 987.196
16.08. | 15 | 845.218
16.08. | 16 | 639.374
16.08. | 17 | 500.584
16.08. | 18 | 543.626
16.08. | 19 | 626.788
16.08. | 20 | 697.114
16.08. | 21 | 740.776
16.08. | 22 | 761.806
16.08. | 23 | 798.986
16.08. | 24 | 798.656
17.08. | 1 | 811.03
17.08. | 2 | 824.476
17.08. | 3 | 812.968
17.08. | 4 | 784.496
17.08. | 5 | 785.514
17.08. | 6 | 924.39
17.08. | 7 | 1079.32
17.08. | 8 | 1164.152
17.08. | 9 | 1134.966
17.08. | 10 | 1095.426
17.08. | 11 | 1076.514
17.08. | 12 | 1029.312
17.08. | 13 | 1033.274
17.08. | 14 | 1064.654
17.08. | 15 | 926.784
17.08. | 16 | 754.73
17.08. | 17 | 649.878
17.08. | 18 | 710.646
17.08. | 19 | 787.492
17.08. | 20 | 836.556
17.08. | 21 | 865.684
17.08. | 22 | 869.93
17.08. | 23 | 867.598
17.08. | 24 | 860.644
18.08. | 1 | 863.286
18.08. | 2 | 860.41
18.08. | 3 | 851.906
18.08. | 4 | 828.146
18.08. | 5 | 812.39
18.08. | 6 | 936.84
18.08. | 7 | 1051.66
18.08. | 8 | 1114.982
18.08. | 9 | 1046.356
18.08. | 10 | 983.648
18.08. | 11 | 1039.174
18.08. | 12 | 1044.494
18.08. | 13 | 1046.522
18.08. | 14 | 1049.014
18.08. | 15 | 871.702
18.08. | 16 | 660.998
18.08. | 17 | 505.476
18.08. | 18 | 538.524
18.08. | 19 | 610.87
18.08. | 20 | 682.856
18.08. | 21 | 722.45
18.08. | 22 | 733.456
18.08. | 23 | 639.088
18.08. | 24 | 663.566
19.08. | 1 | 671.552
19.08. | 2 | 673.162
19.08. | 3 | 655.44
19.08. | 4 | 634.034
19.08. | 5 | 626.226
19.08. | 6 | 785.06
19.08. | 7 | 959.998
19.08. | 8 | 1058.97
19.08. | 9 | 1022.402
19.08. | 10 | 999.014
19.08. | 11 | 1017.288
19.08. | 12 | 1026.632
19.08. | 13 | 1056.728
19.08. | 14 | 1065.782
19.08. | 15 | 907.384
19.08. | 16 | 700.496
19.08. | 17 | 555.656
19.08. | 18 | 609.096
19.08. | 19 | 692.044
19.08. | 20 | 767.266
19.08. | 21 | 822.798
19.08. | 22 | 858.614
19.08. | 23 | 891.396
19.08. | 24 | 916.3
20.08. | 1 | 925.44
20.08. | 2 | 920.398
20.08. | 3 | 919.574
20.08. | 4 | 896.692
20.08. | 5 | 900.118
20.08. | 6 | 1052.058
20.08. | 7 | 1205.56
20.08. | 8 | 1260.67
20.08. | 9 | 1214.462
20.08. | 10 | 1213.688
20.08. | 11 | 1327.572
20.08. | 12 | 1344.122
20.08. | 13 | 1357.126
20.08. | 14 | 1361.9
20.08. | 15 | 1191.354
20.08. | 16 | 983.372
20.08. | 17 | 831.164
20.08. | 18 | 876.082
20.08. | 19 | 943.522
20.08. | 20 | 986.332
20.08. | 21 | 991.402
20.08. | 22 | 977.53
20.08. | 23 | 971.9
20.08. | 24 | 966.178
21.08. | 1 | 965.954
21.08. | 2 | 968.36
21.08. | 3 | 964.212
21.08. | 4 | 953.336
21.08. | 5 | 956.826
21.08. | 6 | 1120.7
21.08. | 7 | 1312.148
21.08. | 8 | 1439.02
21.08. | 9 | 1448.062
21.08. | 10 | 1463.716
21.08. | 11 | 1527.442
21.08. | 12 | 1530.566
21.08. | 13 | 1529.346
21.08. | 14 | 1522.96
21.08. | 15 | 1339.616
21.08. | 16 | 1144.502
21.08. | 17 | 999.222
21.08. | 18 | 1012.594
21.08. | 19 | 1022.814
21.08. | 20 | 1019.014
21.08. | 21 | 1004.962
21.08. | 22 | 990.842
21.08. | 23 | 1011.982
21.08. | 24 | 1008.05
22.08. | 1 | 1008.84
22.08. | 2 | 1000.716
22.08. | 3 | 990.302
22.08. | 4 | 972.336
22.08. | 5 | 973.894
22.08. | 6 | 1141.452
22.08. | 7 | 1329.566
22.08. | 8 | 1482.652
22.08. | 9 | 1485.194
22.08. | 10 | 1471.122
22.08. | 11 | 1486.214
22.08. | 12 | 1483.972
22.08. | 13 | 1479.816
22.08. | 14 | 1460.538
22.08. | 15 | 1267.476
22.08. | 16 | 1031.68
22.08. | 17 | 867.734
22.08. | 18 | 872.75
22.08. | 19 | 900.496
22.08. | 20 | 906.678
22.08. | 21 | 909.11
22.08. | 22 | 904.29
22.08. | 23 | 899.352
22.08. | 24 | 887.178
23.08. | 1 | 874.318
23.08. | 2 | 865.284
23.08. | 3 | 859.132
23.08. | 4 | 837.67
23.08. | 5 | 838.44
23.08. | 6 | 994.07
23.08. | 7 | 1171.512
23.08. | 8 | 1274.88
23.08. | 9 | 1269.142
23.08. | 10 | 1247.978
23.08. | 11 | 1280.738
23.08. | 12 | 1231.484
23.08. | 13 | 1213.652
23.08. | 14 | 1191.862
23.08. | 15 | 987.486
23.08. | 16 | 754.642
23.08. | 17 | 599.536
23.08. | 18 | 656.862
23.08. | 19 | 732.712
23.08. | 20 | 767.37
23.08. | 21 | 774.218
23.08. | 22 | 753.944
23.08. | 23 | 699.782
23.08. | 24 | 714.756
24.08. | 1 | 737.384
24.08. | 2 | 768.256
24.08. | 3 | 791.346
24.08. | 4 | 794.922
24.08. | 5 | 806.44
24.08. | 6 | 954.094
24.08. | 7 | 1120.156
24.08. | 8 | 1217.642
24.08. | 9 | 1202.456
24.08. | 10 | 1166.644
24.08. | 11 | 1184.646
24.08. | 12 | 1178.65
24.08. | 13 | 1169.046
24.08. | 14 | 1154.97
24.08. | 15 | 974.214
24.08. | 16 | 747.804
24.08. | 17 | 603.33
24.08. | 18 | 641.016
24.08. | 19 | 701.094
24.08. | 20 | 753.112
24.08. | 21 | 787.34
24.08. | 22 | 778.362
24.08. | 23 | 749.724
24.08. | 24 | 730.514
25.08. | 1 | 713.98
25.08. | 2 | 700.098
25.08. | 3 | 671.554
25.08. | 4 | 646.332
25.08. | 5 | 640.612
25.08. | 6 | 797.384
25.08. | 7 | 971.166
25.08. | 8 | 1112.038
25.08. | 9 | 1143.382
25.08. | 10 | 1139.21
25.08. | 11 | 1207.144
25.08. | 12 | 1244.69
25.08. | 13 | 1265.734
25.08. | 14 | 1276.52
25.08. | 15 | 1085.542
25.08. | 16 | 830.282
25.08. | 17 | 634.616
25.08. | 18 | 609.2
25.08. | 19 | 635.986
25.08. | 20 | 648.776
25.08. | 21 | 658.778
25.08. | 22 | 650.778
25.08. | 23 | 513.376
25.08. | 24 | 540.552
26.08. | 1 | 552.946
26.08. | 2 | 556.924
26.08. | 3 | 558.356
26.08. | 4 | 533.372
26.08. | 5 | 526.756
26.08. | 6 | 666.184
26.08. | 7 | 830.134
26.08. | 8 | 939.458
26.08. | 9 | 921.606
26.08. | 10 | 883.624
26.08. | 11 | 867.324
26.08. | 12 | 839.466
26.08. | 13 | 836.904
26.08. | 14 | 809.528
26.08. | 15 | 602.114
26.08. | 16 | 358.67
26.08. | 17 | 205.628
26.08. | 18 | 231.354
26.08. | 19 | 280.094
26.08. | 20 | 320.554
26.08. | 21 | 341.886
26.08. | 22 | 342.896
26.08. | 23 | 298.108
26.08. | 24 | 282.178
27.08. | 1 | 283.488
27.08. | 2 | 286.36
27.08. | 3 | 288.51
27.08. | 4 | 276.884
27.08. | 5 | 285.356
27.08. | 6 | 450.238
27.08. | 7 | 660.89
27.08. | 8 | 811.388
27.08. | 9 | 791.332
27.08. | 10 | 763.78
27.08. | 11 | 754.048
27.08. | 12 | 748.332
27.08. | 13 | 753.574
27.08. | 14 | 744.734
27.08. | 15 | 552.83
27.08. | 16 | 331.488
27.08. | 17 | 208.696
27.08. | 18 | 261.734
27.08. | 19 | 341.272
27.08. | 20 | 406.864
27.08. | 21 | 442.37
27.08. | 22 | 444.664
27.08. | 23 | 368.888
27.08. | 24 | 369.908
28.08. | 1 | 377.038
28.08. | 2 | 382.54
28.08. | 3 | 376.494
28.08. | 4 | 363.346
28.08. | 5 | 374.582
28.08. | 6 | 552.226
28.08. | 7 | 750.732
28.08. | 8 | 897.81
28.08. | 9 | 892.302
28.08. | 10 | 883.292
28.08. | 11 | 921.348
28.08. | 12 | 914.924
28.08. | 13 | 926.578
28.08. | 14 | 919.21
28.08. | 15 | 722.204
28.08. | 16 | 505.708
28.08. | 17 | 377.804
28.08. | 18 | 467.812
28.08. | 19 | 569.796
28.08. | 20 | 660.752
28.08. | 21 | 707.074
28.08. | 22 | 734.934
28.08. | 23 | 678.238
28.08. | 24 | 703.06
29.08. | 1 | 708.26
29.08. | 2 | 699.024
29.08. | 3 | 690.31
29.08. | 4 | 663.242
29.08. | 5 | 662.806
29.08. | 6 | 810.582
29.08. | 7 | 975.47
29.08. | 8 | 1074.208
29.08. | 9 | 1076.99
29.08. | 10 | 1097.796
29.08. | 11 | 1165.374
29.08. | 12 | 1181.052
29.08. | 13 | 1232.428
29.08. | 14 | 1244.74
29.08. | 15 | 1062.038
29.08. | 16 | 854.274
29.08. | 17 | 705.6
29.08. | 18 | 759.418
29.08. | 19 | 832.284
29.08. | 20 | 865.39
29.08. | 21 | 867.124
29.08. | 22 | 846.21
29.08. | 23 | 818.206
29.08. | 24 | 778.062
30.08. | 1 | 776.788
30.08. | 2 | 763.784
30.08. | 3 | 745.584
30.08. | 4 | 710.63
30.08. | 5 | 694.748
30.08. | 6 | 855.89
30.08. | 7 | 1037.48
30.08. | 8 | 1145.904
30.08. | 9 | 1136.598
30.08. | 10 | 1167.74
30.08. | 11 | 1220.66
30.08. | 12 | 1228.004
30.08. | 13 | 1260.064
30.08. | 14 | 1258.28
30.08. | 15 | 1051.052
30.08. | 16 | 795.056
30.08. | 17 | 616.492
30.08. | 18 | 641.496
30.08. | 19 | 706.236
30.08. | 20 | 744.2
30.08. | 21 | 755.224
30.08. | 22 | 736.71
30.08. | 23 | 716.242
30.08. | 24 | 661.946
31.08. | 1 | 612.44
31.08. | 2 | 558.404
31.08. | 3 | 504.618
31.08. | 4 | 435.752
31.08. | 5 | 388.42
31.08. | 6 | 524.81
31.08. | 7 | 728.356
31.08. | 8 | 858.246
31.08. | 9 | 858.134
31.08. | 10 | 871.508
31.08. | 11 | 961.468
31.08. | 12 | 992.172
31.08. | 13 | 1048.524
31.08. | 14 | 1076.362
31.08. | 15 | 897.41
31.08. | 16 | 658.29
31.08. | 17 | 482.818
31.08. | 18 | 500.182
31.08. | 19 | 554.676
31.08. | 20 | 592.96
31.08. | 21 | 611.788
31.08. | 22 | 598.828
31.08. | 23 | 650.386
31.08. | 24 | 646.796
01.09. | 1 | 611.732
01.09. | 2 | 573.706
01.09. | 3 | 534.138
01.09. | 4 | 492.606
01.09. | 5 | 463.494
01.09. | 6 | 611.75
01.09. | 7 | 798.75
01.09. | 8 | 914.764
01.09. | 9 | 901.148
01.09. | 10 | 907.822
01.09. | 11 | 900.18
01.09. | 12 | 922.59
01.09. | 13 | 970.508
01.09. | 14 | 1005.406
01.09. | 15 | 825.97
01.09. | 16 | 596.714
01.09. | 17 | 424.478
01.09. | 18 | 460.644
01.09. | 19 | 527.79
01.09. | 20 | 585.48
01.09. | 21 | 615.614
01.09. | 22 | 620.984
01.09. | 23 | 669.346
01.09. | 24 | 651.914
02.09. | 1 | 625.998
02.09. | 2 | 584.07
02.09. | 3 | 526.91
02.09. | 4 | 476.308
02.09. | 5 | 441.974
02.09. | 6 | 582.356
02.09. | 7 | 773.436
02.09. | 8 | 886.168
02.09. | 9 | 873.958
02.09. | 10 | 887.608
02.09. | 11 | 955.312
02.09. | 12 | 1017.712
02.09. | 13 | 1086.86
02.09. | 14 | 1138.452
02.09. | 15 | 942.59
02.09. | 16 | 704.988
02.09. | 17 | 533.074
02.09. | 18 | 540.892
02.09. | 19 | 580.542
02.09. | 20 | 612.238
02.09. | 21 | 623.034
02.09. | 22 | 616.13
02.09. | 23 | 684.122
02.09. | 24 | 650.396
03.09. | 1 | 606.268
03.09. | 2 | 559.764
03.09. | 3 | 509.952
03.09. | 4 | 477.112
03.09. | 5 | 451.548
03.09. | 6 | 609.44
03.09. | 7 | 808.018
03.09. | 8 | 927.996
03.09. | 9 | 939.216
03.09. | 10 | 982.924
03.09. | 11 | 1074.966
03.09. | 12 | 1148.274
03.09. | 13 | 1208.56
03.09. | 14 | 1231.346
03.09. | 15 | 1025.75
03.09. | 16 | 786.754
03.09. | 17 | 615.922
03.09. | 18 | 656.366
03.09. | 19 | 716.022
03.09. | 20 | 777.248
03.09. | 21 | 798.586
03.09. | 22 | 802.682
03.09. | 23 | 812.736
03.09. | 24 | 784.976
04.09. | 1 | 766.212
04.09. | 2 | 741.988
04.09. | 3 | 722.134
04.09. | 4 | 685.496
04.09. | 5 | 656.248
04.09. | 6 | 796.976
04.09. | 7 | 964.992
04.09. | 8 | 1068.146
04.09. | 9 | 1052.128
04.09. | 10 | 1077.244
04.09. | 11 | 1160.028
04.09. | 12 | 1182.3
04.09. | 13 | 1208.318
04.09. | 14 | 1188.496
04.09. | 15 | 955.028
04.09. | 16 | 687.438
04.09. | 17 | 508.48
04.09. | 18 | 520.166
04.09. | 19 | 561.152
04.09. | 20 | 593.592
04.09. | 21 | 594.63
04.09. | 22 | 587.674
04.09. | 23 | 537.91
04.09. | 24 | 538.938
05.09. | 1 | 558.774
05.09. | 2 | 571.656
05.09. | 3 | 572.65
05.09. | 4 | 563.626
05.09. | 5 | 549.79
05.09. | 6 | 689.292
05.09. | 7 | 860.77
05.09. | 8 | 971.796
05.09. | 9 | 955.404
05.09. | 10 | 956.376
05.09. | 11 | 1037
05.09. | 12 | 1054.484
05.09. | 13 | 1082.254
05.09. | 14 | 1087.014
05.09. | 15 | 876.582
05.09. | 16 | 624.448
05.09. | 17 | 463.592
05.09. | 18 | 488.46
05.09. | 19 | 542.288
05.09. | 20 | 570.958
05.09. | 21 | 582.568
05.09. | 22 | 588.43
05.09. | 23 | 627.39
05.09. | 24 | 615.3
06.09. | 1 | 619.894
06.09. | 2 | 626.284
06.09. | 3 | 610.596
06.09. | 4 | 586.224
06.09. | 5 | 566.338
06.09. | 6 | 722.288
06.09. | 7 | 909.548
06.09. | 8 | 1009.978
06.09. | 9 | 1008.6
06.09. | 10 | 1026.098
06.09. | 11 | 1106.738
06.09. | 12 | 1101.204
06.09. | 13 | 1115.97
06.09. | 14 | 1090.83
06.09. | 15 | 867.75
06.09. | 16 | 608.144
06.09. | 17 | 445.246
06.09. | 18 | 471.53
06.09. | 19 | 504.258
06.09. | 20 | 541.344
06.09. | 21 | 563.118
06.09. | 22 | 587.39
06.09. | 23 | 649.152
06.09. | 24 | 641.508
07.09. | 1 | 653.37
07.09. | 2 | 643.344
07.09. | 3 | 634.56
07.09. | 4 | 604.824
07.09. | 5 | 573.82
07.09. | 6 | 703.936
07.09. | 7 | 870.15
07.09. | 8 | 962.282
07.09. | 9 | 936.642
07.09. | 10 | 920.544
07.09. | 11 | 996.49
07.09. | 12 | 988.232
07.09. | 13 | 1018.138
07.09. | 14 | 1037.176
07.09. | 15 | 859.318
07.09. | 16 | 652.01
07.09. | 17 | 521.214
07.09. | 18 | 558.93
07.09. | 19 | 611.532
07.09. | 20 | 645.866
07.09. | 21 | 680.85
07.09. | 22 | 693.442
07.09. | 23 | 722.458
07.09. | 24 | 730.414
08.09. | 1 | 749.84
08.09. | 2 | 749.404
08.09. | 3 | 726.932
08.09. | 4 | 687.768
08.09. | 5 | 661.394
08.09. | 6 | 797.184
08.09. | 7 | 962.536
08.09. | 8 | 1025.244
08.09. | 9 | 938.704
08.09. | 10 | 919.444
08.09. | 11 | 982.528
08.09. | 12 | 999.15
08.09. | 13 | 1043.47
08.09. | 14 | 1060.076
08.09. | 15 | 871.798
08.09. | 16 | 650.836
08.09. | 17 | 517.052
08.09. | 18 | 545.504
08.09. | 19 | 584.194
08.09. | 20 | 615.624
08.09. | 21 | 627.362
08.09. | 22 | 635.658
08.09. | 23 | 609.016
08.09. | 24 | 611.69
09.09. | 1 | 619.128
09.09. | 2 | 620.51
09.09. | 3 | 620.7
09.09. | 4 | 601.228
09.09. | 5 | 596.316
09.09. | 6 | 744.638
09.09. | 7 | 919.35
09.09. | 8 | 991.784
09.09. | 9 | 911.648
09.09. | 10 | 877.11
09.09. | 11 | 880.678
09.09. | 12 | 899.488
09.09. | 13 | 915.518
09.09. | 14 | 902.34
09.09. | 15 | 698.816
09.09. | 16 | 474.598
09.09. | 17 | 369.398
09.09. | 18 | 436.246
09.09. | 19 | 510.922
09.09. | 20 | 560.494
09.09. | 21 | 600.314
09.09. | 22 | 622.916
09.09. | 23 | 650.248
09.09. | 24 | 660.05
10.09. | 1 | 659.994
10.09. | 2 | 648.324
10.09. | 3 | 626.754
10.09. | 4 | 584.016
10.09. | 5 | 552.342
10.09. | 6 | 686.848
10.09. | 7 | 857.738
10.09. | 8 | 925.902
10.09. | 9 | 841.416
10.09. | 10 | 790.73
10.09. | 11 | 763.022
10.09. | 12 | 769.954
10.09. | 13 | 786.594
10.09. | 14 | 775.802
10.09. | 15 | 596.182
10.09. | 16 | 415.192
10.09. | 17 | 354.116
10.09. | 18 | 450.478
10.09. | 19 | 530.634
10.09. | 20 | 605.696
10.09. | 21 | 645.264
10.09. | 22 | 671.77
10.09. | 23 | 664.074
10.09. | 24 | 665.958
11.09. | 1 | 639.318
11.09. | 2 | 602.102
11.09. | 3 | 559.432
11.09. | 4 | 509.728
11.09. | 5 | 468.056
11.09. | 6 | 599.474
11.09. | 7 | 781.708
11.09. | 8 | 859.67
11.09. | 9 | 805.64
11.09. | 10 | 775.566
11.09. | 11 | 788.312
11.09. | 12 | 785.026
11.09. | 13 | 804.868
11.09. | 14 | 789.534
11.09. | 15 | 620.388
11.09. | 16 | 442.112
11.09. | 17 | 413.454
11.09. | 18 | 542.378
11.09. | 19 | 678.906
11.09. | 20 | 766.826
11.09. | 21 | 800.096
11.09. | 22 | 812.616
11.09. | 23 | 815.622
11.09. | 24 | 797.254
12.09. | 1 | 775.992
12.09. | 2 | 735
12.09. | 3 | 696.558
12.09. | 4 | 650.33
12.09. | 5 | 627.2
12.09. | 6 | 766.754
12.09. | 7 | 935.354
12.09. | 8 | 1030.88
12.09. | 9 | 974.45
12.09. | 10 | 975.46
12.09. | 11 | 1025.432
12.09. | 12 | 1042.796
12.09. | 13 | 1079.918
12.09. | 14 | 1057.074
12.09. | 15 | 877.894
12.09. | 16 | 702.818
12.09. | 17 | 635.676
12.09. | 18 | 745.598
12.09. | 19 | 824.146
12.09. | 20 | 880.146
12.09. | 21 | 900.542
12.09. | 22 | 905.266
12.09. | 23 | 908.444
12.09. | 24 | 870.452
13.09. | 1 | 851.85
13.09. | 2 | 820.032
13.09. | 3 | 791.682
13.09. | 4 | 754.162
13.09. | 5 | 730.61
13.09. | 6 | 874.94
13.09. | 7 | 1049.14
13.09. | 8 | 1126.3
13.09. | 9 | 1040.986
13.09. | 10 | 981.334
13.09. | 11 | 995.198
13.09. | 12 | 993.894
13.09. | 13 | 1013.034
13.09. | 14 | 973.542
13.09. | 15 | 767.172
13.09. | 16 | 566.11
13.09. | 17 | 499.148
13.09. | 18 | 593.17
13.09. | 19 | 682.324
13.09. | 20 | 730.664
13.09. | 21 | 743
13.09. | 22 | 740.084
13.09. | 23 | 757.23
13.09. | 24 | 722.984
14.09. | 1 | 704.444
14.09. | 2 | 675.486
14.09. | 3 | 649.174
14.09. | 4 | 620.058
14.09. | 5 | 598.656
14.09. | 6 | 743.496
14.09. | 7 | 911.49
14.09. | 8 | 990.656
14.09. | 9 | 927.702
14.09. | 10 | 903.814
14.09. | 11 | 925.188
14.09. | 12 | 911.996
14.09. | 13 | 931.482
14.09. | 14 | 898.618
14.09. | 15 | 717.464
14.09. | 16 | 538.568
14.09. | 17 | 484.784
14.09. | 18 | 588.052
14.09. | 19 | 686.894
14.09. | 20 | 728.946
14.09. | 21 | 738.85
14.09. | 22 | 725.554
14.09. | 23 | 683.64
14.09. | 24 | 633.532
15.09. | 1 | 584.46
15.09. | 2 | 530.022
15.09. | 3 | 480.774
15.09. | 4 | 426.622
15.09. | 5 | 384.36
15.09. | 6 | 518.082
15.09. | 7 | 692.522
15.09. | 8 | 831.942
15.09. | 9 | 818.828
15.09. | 10 | 825.128
15.09. | 11 | 847.32
15.09. | 12 | 847.026
15.09. | 13 | 856.64
15.09. | 14 | 802.884
15.09. | 15 | 579.116
15.09. | 16 | 367.566
15.09. | 17 | 302.702
15.09. | 18 | 395.844
15.09. | 19 | 500.31
15.09. | 20 | 571.11
15.09. | 21 | 617.594
15.09. | 22 | 636.828
15.09. | 23 | 653.324
15.09. | 24 | 612.872
16.09. | 1 | 561.402
16.09. | 2 | 493.128
16.09. | 3 | 433.078
16.09. | 4 | 377.002
16.09. | 5 | 346.092
16.09. | 6 | 492.48
16.09. | 7 | 693.738
16.09. | 8 | 823.632
16.09. | 9 | 787.268
16.09. | 10 | 766.89
16.09. | 11 | 770.27
16.09. | 12 | 771.448
16.09. | 13 | 783.592
16.09. | 14 | 740.004
16.09. | 15 | 519.614
16.09. | 16 | 299.904
16.09. | 17 | 234.214
16.09. | 18 | 334.286
16.09. | 19 | 430.524
16.09. | 20 | 517.064
16.09. | 21 | 569.83
16.09. | 22 | 582.456
16.09. | 23 | 621.6
16.09. | 24 | 588.884
17.09. | 1 | 566.724
17.09. | 2 | 517.962
17.09. | 3 | 470.044
17.09. | 4 | 415.442
17.09. | 5 | 384.596
17.09. | 6 | 519.222
17.09. | 7 | 710.56
17.09. | 8 | 848.548
17.09. | 9 | 811.156
17.09. | 10 | 790.76
17.09. | 11 | 837.786
17.09. | 12 | 825.342
17.09. | 13 | 825.69
17.09. | 14 | 770.232
17.09. | 15 | 538.802
17.09. | 16 | 304.554
17.09. | 17 | 237.1
17.09. | 18 | 332.85
17.09. | 19 | 424.474
17.09. | 20 | 501.756
17.09. | 21 | 533.884
17.09. | 22 | 527.148
17.09. | 23 | 523.242
17.09. | 24 | 484.814
18.09. | 1 | 445.29
18.09. | 2 | 403.576
18.09. | 3 | 369.084
18.09. | 4 | 343.312
18.09. | 5 | 329.288
18.09. | 6 | 467.622
18.09. | 7 | 650.762
18.09. | 8 | 785.964
18.09. | 9 | 749.02
18.09. | 10 | 733.826
18.09. | 11 | 761.516
18.09. | 12 | 775.262
18.09. | 13 | 785.812
18.09. | 14 | 701.416
18.09. | 15 | 493.31
18.09. | 16 | 286.642
18.09. | 17 | 197.148
18.09. | 18 | 223.164
18.09. | 19 | 246.29
18.09. | 20 | 265.392
18.09. | 21 | 273.864
18.09. | 22 | 267.702
18.09. | 23 | 297.946
18.09. | 24 | 279.7
19.09. | 1 | 267.758
19.09. | 2 | 250.31
19.09. | 3 | 229.21
19.09. | 4 | 209.17
19.09. | 5 | 197.574
19.09. | 6 | 357.96
19.09. | 7 | 584.214
19.09. | 8 | 732.034
19.09. | 9 | 725.148
19.09. | 10 | 729.22
19.09. | 11 | 754.614
19.09. | 12 | 781.57
19.09. | 13 | 803.712
19.09. | 14 | 747.8
19.09. | 15 | 534.336
19.09. | 16 | 309.444
19.09. | 17 | 226.61
19.09. | 18 | 270.67
19.09. | 19 | 304.384
19.09. | 20 | 321.548
19.09. | 21 | 330.322
19.09. | 22 | 329.676
19.09. | 23 | 418.906
19.09. | 24 | 407.304
20.09. | 1 | 405.246
20.09. | 2 | 406.812
20.09. | 3 | 403.096
20.09. | 4 | 392.514
20.09. | 5 | 396.064
20.09. | 6 | 567.644
20.09. | 7 | 779.946
20.09. | 8 | 894.706
20.09. | 9 | 856.68
20.09. | 10 | 850.596
20.09. | 11 | 897.032
20.09. | 12 | 893.002
20.09. | 13 | 905.596
20.09. | 14 | 846.078
20.09. | 15 | 620.922
20.09. | 16 | 387.256
20.09. | 17 | 315.722
20.09. | 18 | 399.72
20.09. | 19 | 467.832
20.09. | 20 | 529.09
20.09. | 21 | 565.234
20.09. | 22 | 581.586
20.09. | 23 | 631.898
20.09. | 24 | 629.83
21.09. | 1 | 624.616
21.09. | 2 | 610.25
21.09. | 3 | 590.338
21.09. | 4 | 552.196
21.09. | 5 | 534.376
21.09. | 6 | 681.53
21.09. | 7 | 876.544
21.09. | 8 | 993.332
21.09. | 9 | 968.988
21.09. | 10 | 952.614
21.09. | 11 | 984.974
21.09. | 12 | 953.876
21.09. | 13 | 948.844
21.09. | 14 | 880.294
21.09. | 15 | 626.096
21.09. | 16 | 367.638
21.09. | 17 | 256.286
21.09. | 18 | 270.864
21.09. | 19 | 292.026
21.09. | 20 | 318.736
21.09. | 21 | 336.742
21.09. | 22 | 322.722
21.09. | 23 | 354.024
21.09. | 24 | 326.572
22.09. | 1 | 333.89
22.09. | 2 | 333.752
22.09. | 3 | 333.366
22.09. | 4 | 337.896
22.09. | 5 | 358.942
22.09. | 6 | 543.168
22.09. | 7 | 778.034
22.09. | 8 | 918.792
22.09. | 9 | 926.434
22.09. | 10 | 931.834
22.09. | 11 | 976.478
22.09. | 12 | 992.01
22.09. | 13 | 1013.092
22.09. | 14 | 962.178
22.09. | 15 | 725.374
22.09. | 16 | 461.596
22.09. | 17 | 318.016
22.09. | 18 | 304.4
22.09. | 19 | 298.088
22.09. | 20 | 306.46
22.09. | 21 | 318.526
22.09. | 22 | 323.056
22.09. | 23 | 321.33
22.09. | 24 | 330.894
23.09. | 1 | 346.414
23.09. | 2 | 350.726
23.09. | 3 | 343.468
23.09. | 4 | 336.61
23.09. | 5 | 350.114
23.09. | 6 | 514.52
23.09. | 7 | 735.124
23.09. | 8 | 876.524
23.09. | 9 | 866.578
23.09. | 10 | 888.162
23.09. | 11 | 945.518
23.09. | 12 | 961.698
23.09. | 13 | 974.684
23.09. | 14 | 901.152
23.09. | 15 | 657.96
23.09. | 16 | 406.364
23.09. | 17 | 286.478
23.09. | 18 | 300.712
23.09. | 19 | 328.216
23.09. | 20 | 356.56
23.09. | 21 | 380.23
23.09. | 22 | 390.386
23.09. | 23 | 380.07
23.09. | 24 | 404.936
24.09. | 1 | 439.458
24.09. | 2 | 449.802
24.09. | 3 | 459.788
24.09. | 4 | 448.742
24.09. | 5 | 449.838
24.09. | 6 | 596.87
24.09. | 7 | 812.672
24.09. | 8 | 960.458
24.09. | 9 | 937.78
24.09. | 10 | 931.814
24.09. | 11 | 924.604
24.09. | 12 | 908.498
24.09. | 13 | 894.55
24.09. | 14 | 780.906
24.09. | 15 | 580.876
24.09. | 16 | 390.882
24.09. | 17 | 332.602
24.09. | 18 | 379.692
24.09. | 19 | 421.524
24.09. | 20 | 451.014
24.09. | 21 | 472.62
24.09. | 22 | 468.634
24.09. | 23 | 550.638
24.09. | 24 | 534.796
25.09. | 1 | 518.702
25.09. | 2 | 491.676
25.09. | 3 | 468.136
25.09. | 4 | 437.854
25.09. | 5 | 442.086
25.09. | 6 | 600.154
25.09. | 7 | 813.834
25.09. | 8 | 935.304
25.09. | 9 | 895.126
25.09. | 10 | 895.322
25.09. | 11 | 887.228
25.09. | 12 | 871.832
25.09. | 13 | 859.42
25.09. | 14 | 770.226
25.09. | 15 | 537.202
25.09. | 16 | 311.56
25.09. | 17 | 261.888
25.09. | 18 | 350.528
25.09. | 19 | 450.042
25.09. | 20 | 529.25
25.09. | 21 | 568.804
25.09. | 22 | 575.51
25.09. | 23 | 629.082
25.09. | 24 | 605.014
26.09. | 1 | 578.962
26.09. | 2 | 552.66
26.09. | 3 | 528.184
26.09. | 4 | 502.176
26.09. | 5 | 477.912
26.09. | 6 | 603.302
26.09. | 7 | 787.894
26.09. | 8 | 887.872
26.09. | 9 | 824.692
26.09. | 10 | 781.776
26.09. | 11 | 786.082
26.09. | 12 | 794.238
26.09. | 13 | 822.546
26.09. | 14 | 785.114
26.09. | 15 | 591.482
26.09. | 16 | 401.566
26.09. | 17 | 382.206
26.09. | 18 | 499.808
26.09. | 19 | 625.034
26.09. | 20 | 712.288
26.09. | 21 | 781.75
26.09. | 22 | 813.46
26.09. | 23 | 848.384
26.09. | 24 | 845.432
27.09. | 1 | 829.602
27.09. | 2 | 804.586
27.09. | 3 | 757.488
27.09. | 4 | 702.86
27.09. | 5 | 649.75
27.09. | 6 | 744.83
27.09. | 7 | 892.696
27.09. | 8 | 950.528
27.09. | 9 | 874.054
27.09. | 10 | 837.134
27.09. | 11 | 840.468
27.09. | 12 | 842.972
27.09. | 13 | 863.788
27.09. | 14 | 844.024
27.09. | 15 | 677.808
27.09. | 16 | 521.084
27.09. | 17 | 532.222
27.09. | 18 | 680.774
27.09. | 19 | 814.756
27.09. | 20 | 883.22
27.09. | 21 | 925.774
27.09. | 22 | 944.916
27.09. | 23 | 920.08
27.09. | 24 | 910.954
28.09. | 1 | 911.298
28.09. | 2 | 906.432
28.09. | 3 | 893.052
28.09. | 4 | 865.534
28.09. | 5 | 835.36
28.09. | 6 | 946.08
28.09. | 7 | 1084.822
28.09. | 8 | 1161.316
28.09. | 9 | 1090.798
28.09. | 10 | 1045.844
28.09. | 11 | 1012.856
28.09. | 12 | 1016.762
28.09. | 13 | 1047.544
28.09. | 14 | 1018.794
28.09. | 15 | 819.752
28.09. | 16 | 613.248
28.09. | 17 | 538.642
28.09. | 18 | 623.598
28.09. | 19 | 704.98
28.09. | 20 | 783.842
28.09. | 21 | 841.642
28.09. | 22 | 860.082
28.09. | 23 | 838.216
28.09. | 24 | 809.748
29.09. | 1 | 783.902
29.09. | 2 | 745.238
29.09. | 3 | 721.718
29.09. | 4 | 684.852
29.09. | 5 | 669.656
29.09. | 6 | 794.664
29.09. | 7 | 965.31
29.09. | 8 | 1044.776
29.09. | 9 | 965.77
29.09. | 10 | 929.312
29.09. | 11 | 954.584
29.09. | 12 | 994.58
29.09. | 13 | 1037.806
29.09. | 14 | 1011.906
29.09. | 15 | 814.486
29.09. | 16 | 606.662
29.09. | 17 | 528.912
29.09. | 18 | 598.334
29.09. | 19 | 673.244
29.09. | 20 | 720.586
29.09. | 21 | 744.246
29.09. | 22 | 749.844
29.09. | 23 | 740.776
29.09. | 24 | 735.814
30.09. | 1 | 731.25
30.09. | 2 | 717.638
30.09. | 3 | 710.366
30.09. | 4 | 695.86
30.09. | 5 | 683.934
30.09. | 6 | 823.92
30.09. | 7 | 1017.004
30.09. | 8 | 1094.648
30.09. | 9 | 1031.166
30.09. | 10 | 987.922
30.09. | 11 | 943.386
30.09. | 12 | 933.658
30.09. | 13 | 946.074
30.09. | 14 | 892.666
30.09. | 15 | 698.586
30.09. | 16 | 533.876
30.09. | 17 | 561.34
30.09. | 18 | 686.46
30.09. | 19 | 776.106
30.09. | 20 | 817.798
30.09. | 21 | 838.142
30.09. | 22 | 840.472
30.09. | 23 | 839.208
30.09. | 24 | 819.362
01.10. | 1 | 796.312
01.10. | 2 | 776.526
01.10. | 3 | 755.378
01.10. | 4 | 731.406
01.10. | 5 | 704.884
01.10. | 6 | 838.512
01.10. | 7 | 1013.026
01.10. | 8 | 1101.536
01.10. | 9 | 1028.534
01.10. | 10 | 957.712
01.10. | 11 | 933.522
01.10. | 12 | 898.3
01.10. | 13 | 901.5
01.10. | 14 | 828.008
01.10. | 15 | 624.79
01.10. | 16 | 465.664
01.10. | 17 | 511.826
01.10. | 18 | 675.878
01.10. | 19 | 808.366
01.10. | 20 | 858.442
01.10. | 21 | 871.396
01.10. | 22 | 858.58
01.10. | 23 | 806.408
01.10. | 24 | 810.542
02.10. | 1 | 811.238
02.10. | 2 | 809.746
02.10. | 3 | 805.116
02.10. | 4 | 797.432
02.10. | 5 | 791.756
02.10. | 6 | 949.044
02.10. | 7 | 1154.112
02.10. | 8 | 1267.738
02.10. | 9 | 1238.11
02.10. | 10 | 1218.456
02.10. | 11 | 1213.03
02.10. | 12 | 1201.182
02.10. | 13 | 1200.936
02.10. | 14 | 1124.09
02.10. | 15 | 913.874
02.10. | 16 | 737.574
02.10. | 17 | 745.192
02.10. | 18 | 856.144
02.10. | 19 | 924.588
02.10. | 20 | 941.894
02.10. | 21 | 950.578
02.10. | 22 | 939.952
02.10. | 23 | 897.144
02.10. | 24 | 913.892
03.10. | 1 | 915.87
03.10. | 2 | 927.806
03.10. | 3 | 930.65
03.10. | 4 | 923.978
03.10. | 5 | 915.874
03.10. | 6 | 1071.33
03.10. | 7 | 1277.23
03.10. | 8 | 1359.436
03.10. | 9 | 1285.99
03.10. | 10 | 1237.096
03.10. | 11 | 1204.146
03.10. | 12 | 1193.09
03.10. | 13 | 1198.396
03.10. | 14 | 1129.846
03.10. | 15 | 933.658
03.10. | 16 | 747.27
03.10. | 17 | 755.132
03.10. | 18 | 858.032
03.10. | 19 | 916.286
03.10. | 20 | 930.21
03.10. | 21 | 926.776
03.10. | 22 | 915.63
03.10. | 23 | 852.398
03.10. | 24 | 852.222
04.10. | 1 | 861.042
04.10. | 2 | 862.978
04.10. | 3 | 865.424
04.10. | 4 | 860.858
04.10. | 5 | 853.84
04.10. | 6 | 1012.848
04.10. | 7 | 1233.208
04.10. | 8 | 1358.188
04.10. | 9 | 1321.992
04.10. | 10 | 1287.556
04.10. | 11 | 1345.382
04.10. | 12 | 1364.156
04.10. | 13 | 1381.94
04.10. | 14 | 1315.91
04.10. | 15 | 1088.88
04.10. | 16 | 869.746
04.10. | 17 | 821.202
04.10. | 18 | 867.708
04.10. | 19 | 894.138
04.10. | 20 | 904.248
04.10. | 21 | 907.95
04.10. | 22 | 901.186
04.10. | 23 | 895.22
04.10. | 24 | 885.858
05.10. | 1 | 873.658
05.10. | 2 | 851.804
05.10. | 3 | 819.248
05.10. | 4 | 782.328
05.10. | 5 | 753.706
05.10. | 6 | 892.402
05.10. | 7 | 1102.354
05.10. | 8 | 1235.738
05.10. | 9 | 1222.068
05.10. | 10 | 1203.61
05.10. | 11 | 1264.28
05.10. | 12 | 1259.274
05.10. | 13 | 1262.508
05.10. | 14 | 1170.87
05.10. | 15 | 947.062
05.10. | 16 | 714.646
05.10. | 17 | 674.56
05.10. | 18 | 735.974
05.10. | 19 | 758.736
05.10. | 20 | 749.418
05.10. | 21 | 744.544
05.10. | 22 | 729.256
05.10. | 23 | 720.122
05.10. | 24 | 708.402
06.10. | 1 | 693.012
06.10. | 2 | 660.188
06.10. | 3 | 629.828
06.10. | 4 | 593.638
06.10. | 5 | 563.232
06.10. | 6 | 690.406
06.10. | 7 | 881.54
06.10. | 8 | 998.424
06.10. | 9 | 983.31
06.10. | 10 | 974.728
06.10. | 11 | 1039.854
06.10. | 12 | 1097.87
06.10. | 13 | 1172.424
06.10. | 14 | 1118.026
06.10. | 15 | 878.182
06.10. | 16 | 622.882
06.10. | 17 | 508.852
06.10. | 18 | 503.16
06.10. | 19 | 500.332
06.10. | 20 | 490.11
06.10. | 21 | 475.35
06.10. | 22 | 455.812
06.10. | 23 | 440.768
06.10. | 24 | 426.7
07.10. | 1 | 411.662
07.10. | 2 | 390.328
07.10. | 3 | 358.856
07.10. | 4 | 315.686
07.10. | 5 | 284.656
07.10. | 6 | 417.106
07.10. | 7 | 641.23
07.10. | 8 | 788.572
07.10. | 9 | 784.768
07.10. | 10 | 794.08
07.10. | 11 | 868.96
07.10. | 12 | 916.904
07.10. | 13 | 957.136
07.10. | 14 | 886.722
07.10. | 15 | 646.014
07.10. | 16 | 407.954
07.10. | 17 | 328.744
07.10. | 18 | 347.314
07.10. | 19 | 361.996
07.10. | 20 | 372.238
07.10. | 21 | 378.072
07.10. | 22 | 382.202
07.10. | 23 | 419.43
07.10. | 24 | 413.87
08.10. | 1 | 414.118
08.10. | 2 | 409.852
08.10. | 3 | 407.09
08.10. | 4 | 394.546
08.10. | 5 | 388.91
08.10. | 6 | 548.044
08.10. | 7 | 782.382
08.10. | 8 | 917.244
08.10. | 9 | 877.098
08.10. | 10 | 840.052
08.10. | 11 | 843.002
08.10. | 12 | 862.302
08.10. | 13 | 916.36
08.10. | 14 | 866.426
08.10. | 15 | 667.948
08.10. | 16 | 464.722
08.10. | 17 | 422.226
08.10. | 18 | 472.054
08.10. | 19 | 523.61
08.10. | 20 | 554.912
08.10. | 21 | 571.614
08.10. | 22 | 570.182
08.10. | 23 | 593.79
08.10. | 24 | 576.11
09.10. | 1 | 573.478
09.10. | 2 | 551.862
09.10. | 3 | 521.14
09.10. | 4 | 488.408
09.10. | 5 | 456.41
09.10. | 6 | 591.244
09.10. | 7 | 793.946
09.10. | 8 | 908.64
09.10. | 9 | 891.48
09.10. | 10 | 898.122
09.10. | 11 | 939.806
09.10. | 12 | 985.69
09.10. | 13 | 1028.216
09.10. | 14 | 960.54
09.10. | 15 | 744.374
09.10. | 16 | 539.624
09.10. | 17 | 511.532
09.10. | 18 | 561.758
09.10. | 19 | 605.45
09.10. | 20 | 624.926
09.10. | 21 | 643.35
09.10. | 22 | 652.204
09.10. | 23 | 655.414
09.10. | 24 | 650.462
10.10. | 1 | 647.664
10.10. | 2 | 640.832
10.10. | 3 | 633.55
10.10. | 4 | 631.984
10.10. | 5 | 612.244
10.10. | 6 | 749.348
10.10. | 7 | 939.736
10.10. | 8 | 1028.306
10.10. | 9 | 959.096
10.10. | 10 | 923.002
10.10. | 11 | 944.338
10.10. | 12 | 941.336
10.10. | 13 | 964.87
10.10. | 14 | 896.826
10.10. | 15 | 678.176
10.10. | 16 | 463.942
10.10. | 17 | 436.204
10.10. | 18 | 499.626
10.10. | 19 | 574.83
10.10. | 20 | 614.616
10.10. | 21 | 657.648
10.10. | 22 | 687.802
10.10. | 23 | 715.054
10.10. | 24 | 719.69
11.10. | 1 | 709.594
11.10. | 2 | 677.716
11.10. | 3 | 623.87
11.10. | 4 | 567.248
11.10. | 5 | 498.884
11.10. | 6 | 603.022
11.10. | 7 | 781.956
11.10. | 8 | 882.698
11.10. | 9 | 817.306
11.10. | 10 | 780.734
11.10. | 11 | 774.768
11.10. | 12 | 772.332
11.10. | 13 | 792.534
11.10. | 14 | 707.136
11.10. | 15 | 468.938
11.10. | 16 | 256.102
11.10. | 17 | 243.878
11.10. | 18 | 316.6
11.10. | 19 | 377.236
11.10. | 20 | 420.222
11.10. | 21 | 440.864
11.10. | 22 | 446.548
11.10. | 23 | 440.028
11.10. | 24 | 415.048
12.10. | 1 | 378.248
12.10. | 2 | 335.296
12.10. | 3 | 281.52
12.10. | 4 | 244.216
12.10. | 5 | 217.782
12.10. | 6 | 364.138
12.10. | 7 | 610.5
12.10. | 8 | 762.5
12.10. | 9 | 737.426
12.10. | 10 | 724.418
12.10. | 11 | 743.508
12.10. | 12 | 745.492
12.10. | 13 | 757.126
12.10. | 14 | 661.69
12.10. | 15 | 436.86
12.10. | 16 | 239.32
12.10. | 17 | 245.19
12.10. | 18 | 320.426
12.10. | 19 | 385.894
12.10. | 20 | 425.396
12.10. | 21 | 446.838
12.10. | 22 | 450.934
12.10. | 23 | 456.07
12.10. | 24 | 464.906
13.10. | 1 | 478.296
13.10. | 2 | 479.572
13.10. | 3 | 462.466
13.10. | 4 | 440.244
13.10. | 5 | 414.588
13.10. | 6 | 539.542
13.10. | 7 | 760.206
13.10. | 8 | 875.406
13.10. | 9 | 812.582
13.10. | 10 | 782.988
13.10. | 11 | 778.666
13.10. | 12 | 773.928
13.10. | 13 | 780.814
13.10. | 14 | 692.732
13.10. | 15 | 480.308
13.10. | 16 | 316.54
13.10. | 17 | 370.078
13.10. | 18 | 480.37
13.10. | 19 | 568.778
13.10. | 20 | 634.136
13.10. | 21 | 674.54
13.10. | 22 | 706.62
13.10. | 23 | 671.076
13.10. | 24 | 686.48
14.10. | 1 | 715.774
14.10. | 2 | 723.326
14.10. | 3 | 727.492
14.10. | 4 | 717.852
14.10. | 5 | 700.278
14.10. | 6 | 831.096
14.10. | 7 | 1027.796
14.10. | 8 | 1098.444
14.10. | 9 | 981.75
14.10. | 10 | 927.146
14.10. | 11 | 924.778
14.10. | 12 | 909.046
14.10. | 13 | 897.16
14.10. | 14 | 792.11
14.10. | 15 | 571.842
14.10. | 16 | 415.406
14.10. | 17 | 488.728
14.10. | 18 | 643.348
14.10. | 19 | 763.908
14.10. | 20 | 838.14
14.10. | 21 | 880.42
14.10. | 22 | 895.134
14.10. | 23 | 847.882
14.10. | 24 | 830.076
15.10. | 1 | 807.19
15.10. | 2 | 782.122
15.10. | 3 | 755.07
15.10. | 4 | 723.394
15.10. | 5 | 687.23
15.10. | 6 | 815.04
15.10. | 7 | 999.628
15.10. | 8 | 1081.95
15.10. | 9 | 984.328
15.10. | 10 | 944.582
15.10. | 11 | 942.248
15.10. | 12 | 915.122
15.10. | 13 | 906.916
15.10. | 14 | 799.396
15.10. | 15 | 593.712
15.10. | 16 | 443.82
15.10. | 17 | 538.704
15.10. | 18 | 692.044
15.10. | 19 | 805.578
15.10. | 20 | 857.372
15.10. | 21 | 874.278
15.10. | 22 | 864.902
15.10. | 23 | 827.114
15.10. | 24 | 792.792
16.10. | 1 | 751.508
16.10. | 2 | 683.008
16.10. | 3 | 645.028
16.10. | 4 | 596.554
16.10. | 5 | 579.608
16.10. | 6 | 720.49
16.10. | 7 | 936.322
16.10. | 8 | 1039.568
16.10. | 9 | 962.884
16.10. | 10 | 937.038
16.10. | 11 | 953.316
16.10. | 12 | 937.842
16.10. | 13 | 932.654
16.10. | 14 | 819.286
16.10. | 15 | 589.82
16.10. | 16 | 409.88
16.10. | 17 | 461.882
16.10. | 18 | 581.098
16.10. | 19 | 667.082
16.10. | 20 | 711.014
16.10. | 21 | 725.208
16.10. | 22 | 719.528
16.10. | 23 | 650.222
16.10. | 24 | 647.058
17.10. | 1 | 644.482
17.10. | 2 | 639.6
17.10. | 3 | 623.332
17.10. | 4 | 603.88
17.10. | 5 | 594.37
17.10. | 6 | 742.146
17.10. | 7 | 956.558
17.10. | 8 | 1052.654
17.10. | 9 | 982.428
17.10. | 10 | 942.54
17.10. | 11 | 930.536
17.10. | 12 | 907.952
17.10. | 13 | 898.258
17.10. | 14 | 786.398
17.10. | 15 | 576.112
17.10. | 16 | 425.682
17.10. | 17 | 509.97
17.10. | 18 | 628.504
17.10. | 19 | 709.564
17.10. | 20 | 737.776
17.10. | 21 | 747.124
17.10. | 22 | 740.372
17.10. | 23 | 686.302
17.10. | 24 | 654.974
18.10. | 1 | 639.704
18.10. | 2 | 608.324
18.10. | 3 | 593.17
18.10. | 4 | 575.3
18.10. | 5 | 568.788
18.10. | 6 | 704.73
18.10. | 7 | 910.168
18.10. | 8 | 1031.762
18.10. | 9 | 977.958
18.10. | 10 | 954.134
18.10. | 11 | 951.544
18.10. | 12 | 921.658
18.10. | 13 | 910.45
18.10. | 14 | 765.942
18.10. | 15 | 544.788
18.10. | 16 | 368.396
18.10. | 17 | 412.75
18.10. | 18 | 523.5
18.10. | 19 | 616.372
18.10. | 20 | 676.424
18.10. | 21 | 714.374
18.10. | 22 | 728.072
18.10. | 23 | 701.406
18.10. | 24 | 689.4
19.10. | 1 | 666.296
19.10. | 2 | 645.94
19.10. | 3 | 619.01
19.10. | 4 | 589.598
19.10. | 5 | 561.11
19.10. | 6 | 676.962
19.10. | 7 | 872.53
19.10. | 8 | 1006.904
19.10. | 9 | 957.94
19.10. | 10 | 942.682
19.10. | 11 | 992.89
19.10. | 12 | 971.72
19.10. | 13 | 967.406
19.10. | 14 | 834.882
19.10. | 15 | 611.62
19.10. | 16 | 435.314
19.10. | 17 | 465.64
19.10. | 18 | 567.616
19.10. | 19 | 640.738
19.10. | 20 | 682.538
19.10. | 21 | 695.526
19.10. | 22 | 694.204
19.10. | 23 | 668.69
19.10. | 24 | 643.732
20.10. | 1 | 640.68
20.10. | 2 | 624.12
20.10. | 3 | 620.098
20.10. | 4 | 603.07
20.10. | 5 | 592.51
20.10. | 6 | 720.08
20.10. | 7 | 929.498
20.10. | 8 | 1047.116
20.10. | 9 | 975.95
20.10. | 10 | 948.662
20.10. | 11 | 1011.208
20.10. | 12 | 1003.13
20.10. | 13 | 994.62
20.10. | 14 | 859.91
20.10. | 15 | 631.1
20.10. | 16 | 449.828
20.10. | 17 | 478.54
20.10. | 18 | 546.456
20.10. | 19 | 610.154
20.10. | 20 | 628.714
20.10. | 21 | 625.496
20.10. | 22 | 614.254
20.10. | 23 | 595.13
20.10. | 24 | 599.124
21.10. | 1 | 595.146
21.10. | 2 | 578.574
21.10. | 3 | 568.404
21.10. | 4 | 561.41
21.10. | 5 | 548.826
21.10. | 6 | 670.51
21.10. | 7 | 895.292
21.10. | 8 | 1005.856
21.10. | 9 | 917.712
21.10. | 10 | 865.294
21.10. | 11 | 895.468
21.10. | 12 | 868.962
21.10. | 13 | 865.274
21.10. | 14 | 715.338
21.10. | 15 | 480.966
21.10. | 16 | 276.528
21.10. | 17 | 311.05
21.10. | 18 | 416.88
21.10. | 19 | 524.05
21.10. | 20 | 586.434
21.10. | 21 | 613.882
21.10. | 22 | 608.99
21.10. | 23 | 584.824
21.10. | 24 | 589.956
22.10. | 1 | 558.46
22.10. | 2 | 521.334
22.10. | 3 | 486.328
22.10. | 4 | 475.894
22.10. | 5 | 469.054
22.10. | 6 | 608.442
22.10. | 7 | 839.708
22.10. | 8 | 973.476
22.10. | 9 | 915.658
22.10. | 10 | 883.874
22.10. | 11 | 894.212
22.10. | 12 | 892.97
22.10. | 13 | 902.37
22.10. | 14 | 779.29
22.10. | 15 | 529.974
22.10. | 16 | 310.638
22.10. | 17 | 314.698
22.10. | 18 | 359.482
22.10. | 19 | 384.928
22.10. | 20 | 391.982
22.10. | 21 | 376.978
22.10. | 22 | 368.766
22.10. | 23 | 488.41
22.10. | 24 | 446.194
23.10. | 1 | 401.796
23.10. | 2 | 362.502
23.10. | 3 | 332.76
23.10. | 4 | 293.474
23.10. | 5 | 269.068
23.10. | 6 | 405.538
23.10. | 7 | 651.634
23.10. | 8 | 817.682
23.10. | 9 | 783.082
23.10. | 10 | 764.992
23.10. | 11 | 767.764
23.10. | 12 | 752.808
23.10. | 13 | 748.444
23.10. | 14 | 621.006
23.10. | 15 | 414.156
23.10. | 16 | 259.868
23.10. | 17 | 292.904
23.10. | 18 | 343.19
23.10. | 19 | 377.402
23.10. | 20 | 391.29
23.10. | 21 | 405.302
23.10. | 22 | 419.322
23.10. | 23 | 458.17
23.10. | 24 | 472.376
24.10. | 1 | 468.478
24.10. | 2 | 454.714
24.10. | 3 | 425.582
24.10. | 4 | 398.074
24.10. | 5 | 371.74
24.10. | 6 | 489.182
24.10. | 7 | 688.838
24.10. | 8 | 823.246
24.10. | 9 | 770.37
24.10. | 10 | 743.864
24.10. | 11 | 730.582
24.10. | 12 | 730.174
24.10. | 13 | 732.008
24.10. | 14 | 590.828
24.10. | 15 | 336.812
24.10. | 16 | 139.934
24.10. | 17 | 154.428
24.10. | 18 | 209.238
24.10. | 19 | 259.878
24.10. | 20 | 308.682
24.10. | 21 | 361.12
24.10. | 22 | 410.004
24.10. | 23 | 417.602
24.10. | 24 | 433.464
25.10. | 1 | 453.856
25.10. | 2 | 476.588
25.10. | 3 | 504.902
25.10. | 4 | 534.92
25.10. | 5 | 568.438
25.10. | 6 | 731.442
25.10. | 7 | 966.858
25.10. | 8 | 1110.544
25.10. | 9 | 1077.346
25.10. | 10 | 1087.584
25.10. | 11 | 1198.916
25.10. | 12 | 1203.812
25.10. | 13 | 1221.56
25.10. | 14 | 1082.058
25.10. | 15 | 843.184
25.10. | 16 | 634.266
25.10. | 17 | 661.154
25.10. | 18 | 696.578
25.10. | 19 | 713.632
25.10. | 20 | 702.844
25.10. | 21 | 698.092
25.10. | 22 | 690.584
25.10. | 23 | 670.592
25.10. | 24 | 690.336
26.10. | 1 | 703.592
26.10. | 2 | 717.642
26.10. | 3 | 717.018
26.10. | 4 | 701.65
26.10. | 5 | 675.63
26.10. | 6 | 771.844
26.10. | 7 | 925.626
26.10. | 8 | 1029.626
26.10. | 9 | 990.66
26.10. | 10 | 994.626
26.10. | 11 | 1125.182
26.10. | 12 | 1096.2
26.10. | 13 | 1096.98
26.10. | 14 | 955.49
26.10. | 15 | 697.318
26.10. | 16 | 482.716
26.10. | 17 | 453.07
26.10. | 18 | 472.24
26.10. | 19 | 483.664
26.10. | 20 | 479.112
26.10. | 21 | 485.546
26.10. | 22 | 479.852
26.10. | 23 | 428.372
26.10. | 24 | 429.604
27.10. | 1 | 431.14
27.10. | 2 | 423.35
27.10. | 3 | 407.502
27.10. | 4 | 379.47
27.10. | 5 | 349.4
27.10. | 6 | 462.478
27.10. | 7 | 683.166
27.10. | 8 | 815.006
27.10. | 9 | 791.396
27.10. | 10 | 792.908
27.10. | 11 | 874.154
27.10. | 12 | 923.644
27.10. | 13 | 968.98
27.10. | 14 | 864.226
27.10. | 15 | 647.306
27.10. | 16 | 468.216
27.10. | 17 | 455.594
27.10. | 18 | 495.22
27.10. | 19 | 515.278
27.10. | 20 | 509.846
27.10. | 21 | 517.668
27.10. | 22 | 506.056
27.10. | 23 | 464.674
27.10. | 24 | 464.542
28.10. | 1 | 454.446
28.10. | 2 | 416.18
28.10. | 3 | 377.468
28.10. | 4 | 334.472
28.10. | 5 | 306.09
28.10. | 6 | 432.012
28.10. | 7 | 664.22
28.10. | 8 | 811.878
28.10. | 9 | 788.796
28.10. | 10 | 781.366
28.10. | 11 | 797.286
28.10. | 12 | 860.256
28.10. | 13 | 937.346
28.10. | 14 | 895.644
28.10. | 15 | 708.56
28.10. | 16 | 551.722
28.10. | 17 | 561.774
28.10. | 18 | 612.34
28.10. | 19 | 630.856
28.10. | 20 | 643.276
28.10. | 21 | 661.384
28.10. | 22 | 661.868
28.10. | 23 | 625.778
28.10. | 24 | 614.716
29.10. | 1 | 586.152
29.10. | 2 | 529.52
29.10. | 3 | 469.322
29.10. | 4 | 418.628
29.10. | 5 | 373.228
29.10. | 6 | 487.572
29.10. | 7 | 696.388
29.10. | 8 | 810.23
29.10. | 9 | 769.564
29.10. | 10 | 753.552
29.10. | 11 | 790.772
29.10. | 12 | 821.018
29.10. | 13 | 859.314
29.10. | 14 | 782.828
29.10. | 15 | 546.07
29.10. | 16 | 348.65
29.10. | 17 | 357.062
29.10. | 18 | 390.514
29.10. | 19 | 403.392
29.10. | 20 | 407.88
29.10. | 21 | 394.13
29.10. | 22 | 387.632
29.10. | 23 | 329.844
29.10. | 24 | 330.872
30.10. | 1 | 322.33
30.10. | 2 | 311.96
30.10. | 3 | 299.864
30.10. | 4 | 283.85
30.10. | 5 | 267.834
30.10. | 6 | 406.662
30.10. | 7 | 638.83
30.10. | 8 | 759.62
30.10. | 9 | 722.97
30.10. | 10 | 701.178
30.10. | 11 | 700.844
30.10. | 12 | 694.466
30.10. | 13 | 697.738
30.10. | 14 | 591.474
30.10. | 15 | 337.016
30.10. | 16 | 149.76
30.10. | 17 | 179.486
30.10. | 18 | 249.51
30.10. | 19 | 299.902
30.10. | 20 | 330.886
30.10. | 21 | 348.096
30.10. | 22 | 362.496
30.10. | 23 | 379.874
30.10. | 24 | 383.22
31.10. | 1 | 375.67
31.10. | 2 | 361.006
31.10. | 3 | 331.978
31.10. | 4 | 296.95
31.10. | 5 | 268.664
31.10. | 6 | 403.834
31.10. | 7 | 647.828
31.10. | 8 | 772.37
31.10. | 9 | 744.854
31.10. | 10 | 729.586
31.10. | 11 | 713.514
31.10. | 12 | 709.53
31.10. | 13 | 722.118
31.10. | 14 | 637.336
31.10. | 15 | 391.67
31.10. | 16 | 216.862
31.10. | 17 | 260.706
31.10. | 18 | 353.038
31.10. | 19 | 431.992
31.10. | 20 | 500.316
31.10. | 21 | 555.958
31.10. | 22 | 596.514
31.10. | 23 | 639.158
31.10. | 24 | 661.914
01.11. | 1 | 657.972
01.11. | 2 | 647.95
01.11. | 3 | 605.544
01.11. | 4 | 565.43
01.11. | 5 | 523.356
01.11. | 6 | 637.816
01.11. | 7 | 855.976
01.11. | 8 | 936.434
01.11. | 9 | 878.434
01.11. | 10 | 860.362
01.11. | 11 | 872.662
01.11. | 12 | 886.706
01.11. | 13 | 919.762
01.11. | 14 | 842.904
01.11. | 15 | 637.676
01.11. | 16 | 492.236
01.11. | 17 | 547.394
01.11. | 18 | 640.942
01.11. | 19 | 723.344
01.11. | 20 | 772.552
01.11. | 21 | 795.592
01.11. | 22 | 803.404
01.11. | 23 | 805.5
01.11. | 24 | 811.136
02.11. | 1 | 814.66
02.11. | 2 | 816.808
02.11. | 3 | 825.83
02.11. | 4 | 824.11
02.11. | 5 | 826.218
02.11. | 6 | 964.84
02.11. | 7 | 1186.92
02.11. | 8 | 1245.926
02.11. | 9 | 1180.148
02.11. | 10 | 1145.544
02.11. | 11 | 1212.858
02.11. | 12 | 1262.02
02.11. | 13 | 1318.932
02.11. | 14 | 1263.972
02.11. | 15 | 1042.628
02.11. | 16 | 858.424
02.11. | 17 | 865.132
02.11. | 18 | 908.948
02.11. | 19 | 936.608
02.11. | 20 | 943.152
02.11. | 21 | 940.502
02.11. | 22 | 942.82
02.11. | 23 | 919.608
02.11. | 24 | 921.152
03.11. | 1 | 925.976
03.11. | 2 | 921.212
03.11. | 3 | 923.01
03.11. | 4 | 919.364
03.11. | 5 | 909.072
03.11. | 6 | 1040.714
03.11. | 7 | 1260.51
03.11. | 8 | 1357.164
03.11. | 9 | 1291.276
03.11. | 10 | 1264.82
03.11. | 11 | 1302.552
03.11. | 12 | 1319.262
03.11. | 13 | 1351.932
03.11. | 14 | 1252.378
03.11. | 15 | 1012.348
03.11. | 16 | 811.822
03.11. | 17 | 815.038
03.11. | 18 | 862.158
03.11. | 19 | 892.93
03.11. | 20 | 908.276
03.11. | 21 | 919.332
03.11. | 22 | 934.582
03.11. | 23 | 937.832
03.11. | 24 | 961.446
04.11. | 1 | 970.834
04.11. | 2 | 962.666
04.11. | 3 | 940.46
04.11. | 4 | 902.136
04.11. | 5 | 856.736
04.11. | 6 | 950.328
04.11. | 7 | 1124.87
04.11. | 8 | 1203.822
04.11. | 9 | 1128.726
04.11. | 10 | 1119.834
04.11. | 11 | 1190.568
04.11. | 12 | 1171.23
04.11. | 13 | 1171.63
04.11. | 14 | 1032.108
04.11. | 15 | 777.05
04.11. | 16 | 569.19
04.11. | 17 | 556.83
04.11. | 18 | 576.73
04.11. | 19 | 591.92
04.11. | 20 | 593.954
04.11. | 21 | 612.604
04.11. | 22 | 631.89
04.11. | 23 | 610.802
04.11. | 24 | 628.896
05.11. | 1 | 638.638
05.11. | 2 | 646.106
05.11. | 3 | 637.774
05.11. | 4 | 617.098
05.11. | 5 | 576.102
05.11. | 6 | 678.812
05.11. | 7 | 879.24
05.11. | 8 | 1001.804
05.11. | 9 | 964.902
05.11. | 10 | 991.414
05.11. | 11 | 1069.634
05.11. | 12 | 1091.29
05.11. | 13 | 1111.566
05.11. | 14 | 984.97
05.11. | 15 | 713.648
05.11. | 16 | 468.958
05.11. | 17 | 424.374
05.11. | 18 | 424.33
05.11. | 19 | 426.246
05.11. | 20 | 416.074
05.11. | 21 | 417.428
05.11. | 22 | 420.672
05.11. | 23 | 408.438
05.11. | 24 | 402.402
06.11. | 1 | 394.446
06.11. | 2 | 384.544
06.11. | 3 | 363.302
06.11. | 4 | 338.416
06.11. | 5 | 318
06.11. | 6 | 439.042
06.11. | 7 | 680.798
06.11. | 8 | 835.596
06.11. | 9 | 811.924
06.11. | 10 | 816.498
06.11. | 11 | 856.766
06.11. | 12 | 867.514
06.11. | 13 | 886.76
06.11. | 14 | 782.1
06.11. | 15 | 514.92
06.11. | 16 | 300.75
06.11. | 17 | 295.678
06.11. | 18 | 321.988
06.11. | 19 | 339.374
06.11. | 20 | 354.482
06.11. | 21 | 372.67
06.11. | 22 | 389.262
06.11. | 23 | 376.662
06.11. | 24 | 370.172
07.11. | 1 | 366.922
07.11. | 2 | 357.55
07.11. | 3 | 338.466
07.11. | 4 | 310.85
07.11. | 5 | 283.546
07.11. | 6 | 399.58
07.11. | 7 | 630.848
07.11. | 8 | 768.762
07.11. | 9 | 731.464
07.11. | 10 | 713.014
07.11. | 11 | 713.51
07.11. | 12 | 721.29
07.11. | 13 | 746.26
07.11. | 14 | 655.854
07.11. | 15 | 421.314
07.11. | 16 | 253.966
07.11. | 17 | 295.292
07.11. | 18 | 371.032
07.11. | 19 | 424.854
07.11. | 20 | 476.178
07.11. | 21 | 504.272
07.11. | 22 | 518.738
07.11. | 23 | 518.658
07.11. | 24 | 515.954
08.11. | 1 | 513.712
08.11. | 2 | 502.96
08.11. | 3 | 477.54
08.11. | 4 | 455.876
08.11. | 5 | 419.402
08.11. | 6 | 519.622
08.11. | 7 | 732.334
08.11. | 8 | 843.386
08.11. | 9 | 798.518
08.11. | 10 | 787.608
08.11. | 11 | 834.052
08.11. | 12 | 888.642
08.11. | 13 | 963.24
08.11. | 14 | 927.996
08.11. | 15 | 726.084
08.11. | 16 | 561.97
08.11. | 17 | 604.426
08.11. | 18 | 671.822
08.11. | 19 | 719.16
08.11. | 20 | 735.666
08.11. | 21 | 741.552
08.11. | 22 | 744.512
08.11. | 23 | 734.074
08.11. | 24 | 757.624
09.11. | 1 | 779.488
09.11. | 2 | 791.078
09.11. | 3 | 789.47
09.11. | 4 | 770.802
09.11. | 5 | 742.312
09.11. | 6 | 842.048
09.11. | 7 | 1052.33
09.11. | 8 | 1148.678
09.11. | 9 | 1127.27
09.11. | 10 | 1181.316
09.11. | 11 | 1201.334
09.11. | 12 | 1230.03
09.11. | 13 | 1296.432
09.11. | 14 | 1236.774
09.11. | 15 | 998.742
09.11. | 16 | 781.3
09.11. | 17 | 771.444
09.11. | 18 | 793.33
09.11. | 19 | 804.476
09.11. | 20 | 806.146
09.11. | 21 | 805.496
09.11. | 22 | 799.476
09.11. | 23 | 806.134
09.11. | 24 | 816.934
10.11. | 1 | 840.61
10.11. | 2 | 838.654
10.11. | 3 | 822.79
10.11. | 4 | 787.504
10.11. | 5 | 725.044
10.11. | 6 | 780.118
10.11. | 7 | 928.038
10.11. | 8 | 988.83
10.11. | 9 | 921.894
10.11. | 10 | 919.57
10.11. | 11 | 958.828
10.11. | 12 | 973.58
10.11. | 13 | 1017.868
10.11. | 14 | 965.916
10.11. | 15 | 725.4
10.11. | 16 | 521.338
10.11. | 17 | 527.722
10.11. | 18 | 578.498
10.11. | 19 | 628.518
10.11. | 20 | 674.118
10.11. | 21 | 720.54
10.11. | 22 | 749.376
10.11. | 23 | 716.376
10.11. | 24 | 737.658
11.11. | 1 | 741.77
11.11. | 2 | 719.058
11.11. | 3 | 690.142
11.11. | 4 | 636.198
11.11. | 5 | 579
11.11. | 6 | 655.152
11.11. | 7 | 849.438
11.11. | 8 | 937.128
11.11. | 9 | 886.096
11.11. | 10 | 881.09
11.11. | 11 | 879.868
11.11. | 12 | 871.926
11.11. | 13 | 888.846
11.11. | 14 | 792.112
11.11. | 15 | 536.736
11.11. | 16 | 342.864
11.11. | 17 | 366.708
11.11. | 18 | 423.782
11.11. | 19 | 478.51
11.11. | 20 | 526.908
11.11. | 21 | 568.43
11.11. | 22 | 603.666
11.11. | 23 | 644.182
11.11. | 24 | 658.98
12.11. | 1 | 674.02
12.11. | 2 | 655.876
12.11. | 3 | 640.224
12.11. | 4 | 613.316
12.11. | 5 | 578.518
12.11. | 6 | 680.788
12.11. | 7 | 896.626
12.11. | 8 | 982.23
12.11. | 9 | 911.732
12.11. | 10 | 886.4
12.11. | 11 | 869.008
12.11. | 12 | 836.266
12.11. | 13 | 819.746
12.11. | 14 | 703.362
12.11. | 15 | 451.648
12.11. | 16 | 289.946
12.11. | 17 | 347.436
12.11. | 18 | 439.874
12.11. | 19 | 512.622
12.11. | 20 | 556.974
12.11. | 21 | 577.656
12.11. | 22 | 580.224
12.11. | 23 | 589.028
12.11. | 24 | 578.604
13.11. | 1 | 581.646
13.11. | 2 | 572.946
13.11. | 3 | 563
13.11. | 4 | 559.97
13.11. | 5 | 549.646
13.11. | 6 | 670.258
13.11. | 7 | 911.844
13.11. | 8 | 1021.932
13.11. | 9 | 934.612
13.11. | 10 | 907.858
13.11. | 11 | 899.802
13.11. | 12 | 872.124
13.11. | 13 | 862.778
13.11. | 14 | 742.124
13.11. | 15 | 488.35
13.11. | 16 | 317.064
13.11. | 17 | 380.502
13.11. | 18 | 477.922
13.11. | 19 | 563.264
13.11. | 20 | 620.958
13.11. | 21 | 655.108
13.11. | 22 | 652.482
13.11. | 23 | 598.856
13.11. | 24 | 589.548
14.11. | 1 | 599.278
14.11. | 2 | 600.196
14.11. | 3 | 604.218
14.11. | 4 | 593.828
14.11. | 5 | 563.014
14.11. | 6 | 646.516
14.11. | 7 | 844.292
14.11. | 8 | 957.01
14.11. | 9 | 849.656
14.11. | 10 | 796.948
14.11. | 11 | 764.706
14.11. | 12 | 740.172
14.11. | 13 | 729.516
14.11. | 14 | 577.766
14.11. | 15 | 338.13
14.11. | 16 | 180.244
14.11. | 17 | 226.516
14.11. | 18 | 290.744
14.11. | 19 | 336.014
14.11. | 20 | 358.392
14.11. | 21 | 360.202
14.11. | 22 | 355.284
14.11. | 23 | 298.076
14.11. | 24 | 286.95
15.11. | 1 | 278.58
15.11. | 2 | 269.218
15.11. | 3 | 253.988
15.11. | 4 | 239.37
15.11. | 5 | 217.13
15.11. | 6 | 323.266
15.11. | 7 | 561.804
15.11. | 8 | 756.726
15.11. | 9 | 727.206
15.11. | 10 | 723.58
15.11. | 11 | 753.274
15.11. | 12 | 777.554
15.11. | 13 | 806.694
15.11. | 14 | 658.848
15.11. | 15 | 425.802
15.11. | 16 | 267.582
15.11. | 17 | 310.138
15.11. | 18 | 370.966
15.11. | 19 | 399.774
15.11. | 20 | 419.794
15.11. | 21 | 442
15.11. | 22 | 472.428
15.11. | 23 | 552.396
15.11. | 24 | 601.308
16.11. | 1 | 648.076
16.11. | 2 | 667.038
16.11. | 3 | 673.918
16.11. | 4 | 681.21
16.11. | 5 | 670.038
16.11. | 6 | 747.686
16.11. | 7 | 924.76
16.11. | 8 | 1058.996
16.11. | 9 | 1008.432
16.11. | 10 | 1064.34
16.11. | 11 | 1127.474
16.11. | 12 | 1146.4
16.11. | 13 | 1164.228
16.11. | 14 | 1021.464
16.11. | 15 | 746.712
16.11. | 16 | 542.078
16.11. | 17 | 534.112
16.11. | 18 | 549.606
16.11. | 19 | 563.866
16.11. | 20 | 574.51
16.11. | 21 | 608.98
16.11. | 22 | 624.774
16.11. | 23 | 610.626
16.11. | 24 | 635.516
17.11. | 1 | 684.434
17.11. | 2 | 710.978
17.11. | 3 | 727.314
17.11. | 4 | 726.292
17.11. | 5 | 706.934
17.11. | 6 | 780.064
17.11. | 7 | 967.544
17.11. | 8 | 1084.722
17.11. | 9 | 1027.156
17.11. | 10 | 1073.282
17.11. | 11 | 1131.042
17.11. | 12 | 1129.614
17.11. | 13 | 1120.854
17.11. | 14 | 967.312
17.11. | 15 | 666.2
17.11. | 16 | 419.322
17.11. | 17 | 369.132
17.11. | 18 | 355.234
17.11. | 19 | 338.79
17.11. | 20 | 325.19
17.11. | 21 | 316.468
17.11. | 22 | 324.832
17.11. | 23 | 324.842
17.11. | 24 | 339.668
18.11. | 1 | 359.144
18.11. | 2 | 376.742
18.11. | 3 | 384.424
18.11. | 4 | 381.594
18.11. | 5 | 363.486
18.11. | 6 | 453.66
18.11. | 7 | 668.014
18.11. | 8 | 824.78
18.11. | 9 | 780.864
18.11. | 10 | 786.124
18.11. | 11 | 814.154
18.11. | 12 | 809.398
18.11. | 13 | 801.386
18.11. | 14 | 663.69
18.11. | 15 | 393.5
18.11. | 16 | 206.92
18.11. | 17 | 229.064
18.11. | 18 | 280.176
18.11. | 19 | 313.442
18.11. | 20 | 336.13
18.11. | 21 | 345.426
18.11. | 22 | 366.594
18.11. | 23 | 367.898
18.11. | 24 | 388.99
19.11. | 1 | 421.714
19.11. | 2 | 441.156
19.11. | 3 | 448.208
19.11. | 4 | 452.91
19.11. | 5 | 435.07
19.11. | 6 | 533.568
19.11. | 7 | 749.222
19.11. | 8 | 887.392
19.11. | 9 | 820.546
19.11. | 10 | 795.038
19.11. | 11 | 783.594
19.11. | 12 | 766.258
19.11. | 13 | 771.528
19.11. | 14 | 662.68
19.11. | 15 | 428.118
19.11. | 16 | 284.378
19.11. | 17 | 364.492
19.11. | 18 | 464.824
19.11. | 19 | 562.084
19.11. | 20 | 632.252
19.11. | 21 | 683.354
19.11. | 22 | 706.238
19.11. | 23 | 735.426
19.11. | 24 | 728.326
20.11. | 1 | 716.406
20.11. | 2 | 697.834
20.11. | 3 | 657.342
20.11. | 4 | 627.048
20.11. | 5 | 584.202
20.11. | 6 | 636.778
20.11. | 7 | 819.264
20.11. | 8 | 922.05
20.11. | 9 | 830.912
20.11. | 10 | 778.23
20.11. | 11 | 766.688
20.11. | 12 | 756.45
20.11. | 13 | 763.472
20.11. | 14 | 637.568
20.11. | 15 | 401.662
20.11. | 16 | 243.468
20.11. | 17 | 294.714
20.11. | 18 | 360.486
20.11. | 19 | 410.194
20.11. | 20 | 428.692
20.11. | 21 | 427
20.11. | 22 | 411.046
20.11. | 23 | 379.578
20.11. | 24 | 356.972
21.11. | 1 | 334.124
21.11. | 2 | 316.654
21.11. | 3 | 306.028
21.11. | 4 | 302.26
21.11. | 5 | 289.884
21.11. | 6 | 381.39
21.11. | 7 | 600.596
21.11. | 8 | 770.604
21.11. | 9 | 710.934
21.11. | 10 | 678.728
21.11. | 11 | 675.098
21.11. | 12 | 674.082
21.11. | 13 | 674.2
21.11. | 14 | 532.786
21.11. | 15 | 271.77
21.11. | 16 | 96.84
21.11. | 17 | 122.926
21.11. | 18 | 173.354
21.11. | 19 | 216.582
21.11. | 20 | 252.234
21.11. | 21 | 278.976
21.11. | 22 | 298.502
21.11. | 23 | 326.548
21.11. | 24 | 358.1
22.11. | 1 | 367.598
22.11. | 2 | 375.846
22.11. | 3 | 381.032
22.11. | 4 | 373.82
22.11. | 5 | 344.17
22.11. | 6 | 402.234
22.11. | 7 | 610.612
22.11. | 8 | 764.964
22.11. | 9 | 708.746
22.11. | 10 | 688.206
22.11. | 11 | 702.938
22.11. | 12 | 699.142
22.11. | 13 | 702.47
22.11. | 14 | 575.816
22.11. | 15 | 319.15
22.11. | 16 | 154.462
22.11. | 17 | 196.68
22.11. | 18 | 255.492
22.11. | 19 | 296.334
22.11. | 20 | 336.71
22.11. | 21 | 351.61
22.11. | 22 | 373.83
22.11. | 23 | 383.99
22.11. | 24 | 417.004
23.11. | 1 | 454.734
23.11. | 2 | 493.87
23.11. | 3 | 522.928
23.11. | 4 | 536.456
23.11. | 5 | 529.438
23.11. | 6 | 610.486
23.11. | 7 | 818.252
23.11. | 8 | 952.85
23.11. | 9 | 872.336
23.11. | 10 | 858.05
23.11. | 11 | 920.144
23.11. | 12 | 924.06
23.11. | 13 | 934.462
23.11. | 14 | 832.728
23.11. | 15 | 589.676
23.11. | 16 | 410.536
23.11. | 17 | 474.546
23.11. | 18 | 567.578
23.11. | 19 | 662.936
23.11. | 20 | 720.946
23.11. | 21 | 760.58
23.11. | 22 | 787.982
23.11. | 23 | 783.278
23.11. | 24 | 777.352
24.11. | 1 | 782.16
24.11. | 2 | 791.092
24.11. | 3 | 808.702
24.11. | 4 | 815.494
24.11. | 5 | 804.358
24.11. | 6 | 889.576
24.11. | 7 | 1104.24
24.11. | 8 | 1231.458
24.11. | 9 | 1127.614
24.11. | 10 | 1067.188
24.11. | 11 | 1043.292
24.11. | 12 | 1025.16
24.11. | 13 | 1027.59
24.11. | 14 | 901.154
24.11. | 15 | 641.562
24.11. | 16 | 443.148
24.11. | 17 | 477.93
24.11. | 18 | 547.172
24.11. | 19 | 609.204
24.11. | 20 | 656.054
24.11. | 21 | 663.208
24.11. | 22 | 639.536
24.11. | 23 | 598.986
24.11. | 24 | 540.19
25.11. | 1 | 503.74
25.11. | 2 | 477.762
25.11. | 3 | 435.336
25.11. | 4 | 407.73
25.11. | 5 | 380.876
25.11. | 6 | 460.402
25.11. | 7 | 670.868
25.11. | 8 | 838.478
25.11. | 9 | 783.738
25.11. | 10 | 748.296
25.11. | 11 | 698.932
25.11. | 12 | 684.374
25.11. | 13 | 678.03
25.11. | 14 | 521.802
25.11. | 15 | 264.844
25.11. | 16 | 89.512
25.11. | 17 | 103.17
25.11. | 18 | 131.746
25.11. | 19 | 159.364
25.11. | 20 | 177.878
25.11. | 21 | 189.934
25.11. | 22 | 196.316
25.11. | 23 | 215.728
25.11. | 24 | 225.456
26.11. | 1 | 234.032
26.11. | 2 | 233.004
26.11. | 3 | 227.644
26.11. | 4 | 214.226
26.11. | 5 | 195.056
26.11. | 6 | 280.87
26.11. | 7 | 510.158
26.11. | 8 | 722.452
26.11. | 9 | 697.084
26.11. | 10 | 684.894
26.11. | 11 | 709.704
26.11. | 12 | 736.17
26.11. | 13 | 748.598
26.11. | 14 | 600.132
26.11. | 15 | 338.558
26.11. | 16 | 151.75
26.11. | 17 | 158.692
26.11. | 18 | 183.434
26.11. | 19 | 207.862
26.11. | 20 | 219.312
26.11. | 21 | 224.534
26.11. | 22 | 217.49
26.11. | 23 | 239.602
26.11. | 24 | 228.378
27.11. | 1 | 212.084
27.11. | 2 | 190.994
27.11. | 3 | 169.668
27.11. | 4 | 153.248
27.11. | 5 | 140.486
27.11. | 6 | 235.324
27.11. | 7 | 484.584
27.11. | 8 | 721.044
27.11. | 9 | 708.706
27.11. | 10 | 694.44
27.11. | 11 | 697.3
27.11. | 12 | 698.454
27.11. | 13 | 696.514
27.11. | 14 | 540.48
27.11. | 15 | 284.776
27.11. | 16 | 124.656
27.11. | 17 | 164.652
27.11. | 18 | 222.352
27.11. | 19 | 272.85
27.11. | 20 | 307.342
27.11. | 21 | 331.876
27.11. | 22 | 336.42
27.11. | 23 | 346.074
27.11. | 24 | 324.824
28.11. | 1 | 303.116
28.11. | 2 | 283.982
28.11. | 3 | 264.238
28.11. | 4 | 247.502
28.11. | 5 | 231.146
28.11. | 6 | 314.516
28.11. | 7 | 541.198
28.11. | 8 | 750.934
28.11. | 9 | 723.908
28.11. | 10 | 685.422
28.11. | 11 | 669.34
28.11. | 12 | 661.982
28.11. | 13 | 660.132
28.11. | 14 | 501.574
28.11. | 15 | 255.736
28.11. | 16 | 103.974
28.11. | 17 | 154.516
28.11. | 18 | 219.318
28.11. | 19 | 266.468
28.11. | 20 | 293.112
28.11. | 21 | 307.818
28.11. | 22 | 304.924
28.11. | 23 | 280.354
28.11. | 24 | 282.32
29.11. | 1 | 286.798
29.11. | 2 | 282.404
29.11. | 3 | 292.736
29.11. | 4 | 294.998
29.11. | 5 | 292.758
29.11. | 6 | 380.33
29.11. | 7 | 604.026
29.11. | 8 | 817.846
29.11. | 9 | 773.096
29.11. | 10 | 739.974
29.11. | 11 | 736.316
29.11. | 12 | 745.1
29.11. | 13 | 766.728
29.11. | 14 | 647.53
29.11. | 15 | 451.726
29.11. | 16 | 355.764
29.11. | 17 | 488.886
29.11. | 18 | 627.288
29.11. | 19 | 702.604
29.11. | 20 | 741.554
29.11. | 21 | 756.112
29.11. | 22 | 749.638
29.11. | 23 | 741.238
29.11. | 24 | 735.164
30.11. | 1 | 722.212
30.11. | 2 | 729.232
30.11. | 3 | 742.532
30.11. | 4 | 755.178
30.11. | 5 | 760.926
30.11. | 6 | 845.556
30.11. | 7 | 1065.774
30.11. | 8 | 1251.664
30.11. | 9 | 1184.676
30.11. | 10 | 1218.644
30.11. | 11 | 1324.826
30.11. | 12 | 1388.584
30.11. | 13 | 1453.678
30.11. | 14 | 1375.898
30.11. | 15 | 1147.908
30.11. | 16 | 959.186
30.11. | 17 | 963.97
30.11. | 18 | 966.264
30.11. | 19 | 968.266
30.11. | 20 | 972.134
30.11. | 21 | 971.364
30.11. | 22 | 967.78
30.11. | 23 | 957.946
30.11. | 24 | 966.222
01.12. | 1 | 966.7
01.12. | 2 | 962.31
01.12. | 3 | 946.166
01.12. | 4 | 930.456
01.12. | 5 | 910.976
01.12. | 6 | 958
01.12. | 7 | 1141.646
01.12. | 8 | 1289.386
01.12. | 9 | 1250.906
01.12. | 10 | 1277.184
01.12. | 11 | 1311.936
01.12. | 12 | 1307.898
01.12. | 13 | 1321.268
01.12. | 14 | 1197.266
01.12. | 15 | 968.54
01.12. | 16 | 769.268
01.12. | 17 | 785.864
01.12. | 18 | 809.61
01.12. | 19 | 824.28
01.12. | 20 | 827.086
01.12. | 21 | 819.278
01.12. | 22 | 820.054
01.12. | 23 | 754.698
01.12. | 24 | 755.688
02.12. | 1 | 766.594
02.12. | 2 | 777.918
02.12. | 3 | 781.94
02.12. | 4 | 784.556
02.12. | 5 | 781.01
02.12. | 6 | 847.946
02.12. | 7 | 1048.588
02.12. | 8 | 1177.658
02.12. | 9 | 1098.568
02.12. | 10 | 1134.946
02.12. | 11 | 1189.508
02.12. | 12 | 1174.548
02.12. | 13 | 1201.798
02.12. | 14 | 1119.376
02.12. | 15 | 851.574
02.12. | 16 | 610.634
02.12. | 17 | 596.244
02.12. | 18 | 620.108
02.12. | 19 | 634.384
02.12. | 20 | 645.428
02.12. | 21 | 652.334
02.12. | 22 | 664.848
02.12. | 23 | 652.674
02.12. | 24 | 670.624
03.12. | 1 | 671.432
03.12. | 2 | 678.078
03.12. | 3 | 678.142
03.12. | 4 | 664.344
03.12. | 5 | 642.116
03.12. | 6 | 695.71
03.12. | 7 | 904.648
03.12. | 8 | 1056.502
03.12. | 9 | 981.278
03.12. | 10 | 1012.498
03.12. | 11 | 1072.804
03.12. | 12 | 1100.356
03.12. | 13 | 1145.72
03.12. | 14 | 1086.486
03.12. | 15 | 853.42
03.12. | 16 | 664.166
03.12. | 17 | 680.354
03.12. | 18 | 741.506
03.12. | 19 | 776.032
03.12. | 20 | 808.714
03.12. | 21 | 830.142
03.12. | 22 | 853.578
03.12. | 23 | 808.842
03.12. | 24 | 855.39
04.12. | 1 | 878.76
04.12. | 2 | 898.408
04.12. | 3 | 895.122
04.12. | 4 | 885.424
04.12. | 5 | 858.11
04.12. | 6 | 921.81
04.12. | 7 | 1111.242
04.12. | 8 | 1253.44
04.12. | 9 | 1164.598
04.12. | 10 | 1172.938
04.12. | 11 | 1201.29
04.12. | 12 | 1196.834
04.12. | 13 | 1214.44
04.12. | 14 | 1140.398
04.12. | 15 | 935.69
04.12. | 16 | 749.486
04.12. | 17 | 795.398
04.12. | 18 | 841.522
04.12. | 19 | 873.94
04.12. | 20 | 890.724
04.12. | 21 | 900.772
04.12. | 22 | 909.26
04.12. | 23 | 874.724
04.12. | 24 | 891.252
05.12. | 1 | 907.802
05.12. | 2 | 929.832
05.12. | 3 | 942.568
05.12. | 4 | 942.65
05.12. | 5 | 932.544
05.12. | 6 | 1013.466
05.12. | 7 | 1222.858
05.12. | 8 | 1357.972
05.12. | 9 | 1311.096
05.12. | 10 | 1314.756
05.12. | 11 | 1360.602
05.12. | 12 | 1385.972
05.12. | 13 | 1414.498
05.12. | 14 | 1338.402
05.12. | 15 | 1107.432
05.12. | 16 | 942.476
05.12. | 17 | 966.224
05.12. | 18 | 986.818
05.12. | 19 | 995.784
05.12. | 20 | 992.03
05.12. | 21 | 984.984
05.12. | 22 | 975.976
05.12. | 23 | 943.134
05.12. | 24 | 949.004
06.12. | 1 | 958.932
06.12. | 2 | 966.982
06.12. | 3 | 968.952
06.12. | 4 | 967.896
06.12. | 5 | 959.732
06.12. | 6 | 1049.86
06.12. | 7 | 1297.046
06.12. | 8 | 1476.944
06.12. | 9 | 1418.838
06.12. | 10 | 1383.528
06.12. | 11 | 1341.66
06.12. | 12 | 1318.394
06.12. | 13 | 1314.908
06.12. | 14 | 1232.128
06.12. | 15 | 964.774
06.12. | 16 | 779.138
06.12. | 17 | 826.68
06.12. | 18 | 886.802
06.12. | 19 | 917.514
06.12. | 20 | 921.878
06.12. | 21 | 910.866
06.12. | 22 | 908.134
06.12. | 23 | 911.494
06.12. | 24 | 896.442
07.12. | 1 | 884.086
07.12. | 2 | 887.196
07.12. | 3 | 871.758
07.12. | 4 | 858.482
07.12. | 5 | 829.894
07.12. | 6 | 888.408
07.12. | 7 | 1089.642
07.12. | 8 | 1230.52
07.12. | 9 | 1090.044
07.12. | 10 | 1017.408
07.12. | 11 | 999.194
07.12. | 12 | 981.354
07.12. | 13 | 998.312
07.12. | 14 | 913.572
07.12. | 15 | 712.262
07.12. | 16 | 596.402
07.12. | 17 | 716.562
07.12. | 18 | 811.79
07.12. | 19 | 875.326
07.12. | 20 | 901.168
07.12. | 21 | 905.644
07.12. | 22 | 888.822
07.12. | 23 | 873.024
07.12. | 24 | 860.266
08.12. | 1 | 843.728
08.12. | 2 | 836.292
08.12. | 3 | 823.108
08.12. | 4 | 804.058
08.12. | 5 | 775.47
08.12. | 6 | 811.482
08.12. | 7 | 988.61
08.12. | 8 | 1117.644
08.12. | 9 | 974.134
08.12. | 10 | 893.104
08.12. | 11 | 899.748
08.12. | 12 | 892.892
08.12. | 13 | 913.274
08.12. | 14 | 862.178
08.12. | 15 | 661.572
08.12. | 16 | 533.968
08.12. | 17 | 641.52
08.12. | 18 | 736.852
08.12. | 19 | 788.262
08.12. | 20 | 798.076
08.12. | 21 | 795.274
08.12. | 22 | 779.292
08.12. | 23 | 724.438
08.12. | 24 | 714.9
09.12. | 1 | 693.218
09.12. | 2 | 679.59
09.12. | 3 | 659.89
09.12. | 4 | 643.338
09.12. | 5 | 619.856
09.12. | 6 | 680.528
09.12. | 7 | 887.486
09.12. | 8 | 1030.376
09.12. | 9 | 926.376
09.12. | 10 | 884.312
09.12. | 11 | 879.128
09.12. | 12 | 881.784
09.12. | 13 | 895.984
09.12. | 14 | 834.678
09.12. | 15 | 606.756
09.12. | 16 | 450.408
09.12. | 17 | 520.224
09.12. | 18 | 602.52
09.12. | 19 | 655.18
09.12. | 20 | 680.66
09.12. | 21 | 690.666
09.12. | 22 | 702.594
09.12. | 23 | 718.758
09.12. | 24 | 726.36
10.12. | 1 | 716.68
10.12. | 2 | 716.338
10.12. | 3 | 706.256
10.12. | 4 | 685.13
10.12. | 5 | 661.192
10.12. | 6 | 699.802
10.12. | 7 | 898.514
10.12. | 8 | 1050.508
10.12. | 9 | 964.274
10.12. | 10 | 962.744
10.12. | 11 | 1034.146
10.12. | 12 | 1011.082
10.12. | 13 | 1004.502
10.12. | 14 | 918.846
10.12. | 15 | 658.384
10.12. | 16 | 460.822
10.12. | 17 | 494.164
10.12. | 18 | 543.864
10.12. | 19 | 584.4
10.12. | 20 | 603.412
10.12. | 21 | 619.788
10.12. | 22 | 627.984
10.12. | 23 | 615.92
10.12. | 24 | 617.58
11.12. | 1 | 618.342
11.12. | 2 | 625.35
11.12. | 3 | 646.92
11.12. | 4 | 655.478
11.12. | 5 | 644.662
11.12. | 6 | 683.364
11.12. | 7 | 873.49
11.12. | 8 | 1021.856
11.12. | 9 | 926.866
11.12. | 10 | 917.112
11.12. | 11 | 912.934
11.12. | 12 | 923.66
11.12. | 13 | 925.456
11.12. | 14 | 808.574
11.12. | 15 | 552.34
11.12. | 16 | 355.076
11.12. | 17 | 375.056
11.12. | 18 | 418.512
11.12. | 19 | 450.666
11.12. | 20 | 474.916
11.12. | 21 | 498.982
11.12. | 22 | 528.212
11.12. | 23 | 633.996
11.12. | 24 | 637.664
12.12. | 1 | 641.168
12.12. | 2 | 632.028
12.12. | 3 | 631.25
12.12. | 4 | 613.846
12.12. | 5 | 593.83
12.12. | 6 | 637.264
12.12. | 7 | 826.278
12.12. | 8 | 1001.336
12.12. | 9 | 956.736
12.12. | 10 | 981.166
12.12. | 11 | 1067.096
12.12. | 12 | 1109.676
12.12. | 13 | 1146.24
12.12. | 14 | 1040.858
12.12. | 15 | 820.844
12.12. | 16 | 648.528
12.12. | 17 | 652.1
12.12. | 18 | 670.588
12.12. | 19 | 698.476
12.12. | 20 | 740.7
12.12. | 21 | 796.746
12.12. | 22 | 856.628
12.12. | 23 | 942.978
12.12. | 24 | 980.11
13.12. | 1 | 1011.682
13.12. | 2 | 1040
13.12. | 3 | 1055.194
13.12. | 4 | 1055.614
13.12. | 5 | 1053.972
13.12. | 6 | 1105.072
13.12. | 7 | 1291.628
13.12. | 8 | 1458.726
13.12. | 9 | 1479.298
13.12. | 10 | 1510.542
13.12. | 11 | 1537.846
13.12. | 12 | 1528.588
13.12. | 13 | 1508.324
13.12. | 14 | 1315.814
13.12. | 15 | 1024.632
13.12. | 16 | 779.61
13.12. | 17 | 715.944
13.12. | 18 | 714.5
13.12. | 19 | 711.776
13.12. | 20 | 729.35
13.12. | 21 | 734.492
13.12. | 22 | 744.434
13.12. | 23 | 686.17
13.12. | 24 | 691.462
14.12. | 1 | 700.676
14.12. | 2 | 703.268
14.12. | 3 | 684.726
14.12. | 4 | 665.944
14.12. | 5 | 630.072
14.12. | 6 | 654.176
14.12. | 7 | 805.942
14.12. | 8 | 938.352
14.12. | 9 | 854.074
14.12. | 10 | 809.73
14.12. | 11 | 784.896
14.12. | 12 | 763.71
14.12. | 13 | 757.436
14.12. | 14 | 646.93
14.12. | 15 | 407.66
14.12. | 16 | 232.442
14.12. | 17 | 254.466
14.12. | 18 | 295.258
14.12. | 19 | 329.19
14.12. | 20 | 367.352
14.12. | 21 | 387.262
14.12. | 22 | 399.154
14.12. | 23 | 391.932
14.12. | 24 | 391.778
15.12. | 1 | 385.374
15.12. | 2 | 385.418
15.12. | 3 | 388.094
15.12. | 4 | 383.898
15.12. | 5 | 371.466
15.12. | 6 | 423.086
15.12. | 7 | 629.916
15.12. | 8 | 821.406
15.12. | 9 | 769.562
15.12. | 10 | 749.654
15.12. | 11 | 719.134
15.12. | 12 | 694.508
15.12. | 13 | 681.828
15.12. | 14 | 584.342
15.12. | 15 | 327.782
15.12. | 16 | 149.64
15.12. | 17 | 176.282
15.12. | 18 | 226.356
15.12. | 19 | 266.86
15.12. | 20 | 297.116
15.12. | 21 | 311.87
15.12. | 22 | 323.832
15.12. | 23 | 310.22
15.12. | 24 | 312.146
16.12. | 1 | 314.052
16.12. | 2 | 319.998
16.12. | 3 | 325.142
16.12. | 4 | 328.238
16.12. | 5 | 320.976
16.12. | 6 | 361.924
16.12. | 7 | 559.08
16.12. | 8 | 757.296
16.12. | 9 | 685.66
16.12. | 10 | 661.904
16.12. | 11 | 654.734
16.12. | 12 | 643.236
16.12. | 13 | 651.662
16.12. | 14 | 589.826
16.12. | 15 | 348.352
16.12. | 16 | 183.454
16.12. | 17 | 230.644
16.12. | 18 | 280.744
16.12. | 19 | 316.494
16.12. | 20 | 339.698
16.12. | 21 | 351.72
16.12. | 22 | 361.652
16.12. | 23 | 454.54
16.12. | 24 | 484.42
17.12. | 1 | 535.47
17.12. | 2 | 583.632
17.12. | 3 | 599.2
17.12. | 4 | 592.554
17.12. | 5 | 552.036
17.12. | 6 | 574.744
17.12. | 7 | 748.946
17.12. | 8 | 927.616
17.12. | 9 | 837.724
17.12. | 10 | 813.866
17.12. | 11 | 854.02
17.12. | 12 | 846.23
17.12. | 13 | 840.288
17.12. | 14 | 749.038
17.12. | 15 | 472.592
17.12. | 16 | 259.804
17.12. | 17 | 235.026
17.12. | 18 | 243.28
17.12. | 19 | 242.216
17.12. | 20 | 248.816
17.12. | 21 | 248.004
17.12. | 22 | 243.07
17.12. | 23 | 269.134
17.12. | 24 | 258.002
18.12. | 1 | 252.194
18.12. | 2 | 242.378
18.12. | 3 | 233.712
18.12. | 4 | 213.118
18.12. | 5 | 194.042
18.12. | 6 | 240.41
18.12. | 7 | 466.112
18.12. | 8 | 701.816
18.12. | 9 | 674.046
18.12. | 10 | 654.916
18.12. | 11 | 686.2
18.12. | 12 | 711.934
18.12. | 13 | 730.048
18.12. | 14 | 655.47
18.12. | 15 | 391.074
18.12. | 16 | 187.394
18.12. | 17 | 180.334
18.12. | 18 | 186.54
18.12. | 19 | 189.32
18.12. | 20 | 185.948
18.12. | 21 | 185.962
18.12. | 22 | 182.622
18.12. | 23 | 187.304
18.12. | 24 | 203.37
19.12. | 1 | 214.724
19.12. | 2 | 230.048
19.12. | 3 | 248.922
19.12. | 4 | 275.234
19.12. | 5 | 304.932
19.12. | 6 | 376.246
19.12. | 7 | 604.116
19.12. | 8 | 810.208
19.12. | 9 | 779.598
19.12. | 10 | 761.846
19.12. | 11 | 759.614
19.12. | 12 | 792.788
19.12. | 13 | 827.684
19.12. | 14 | 765.924
19.12. | 15 | 521.662
19.12. | 16 | 314.526
19.12. | 17 | 308.386
19.12. | 18 | 331.988
19.12. | 19 | 349.192
19.12. | 20 | 366.648
19.12. | 21 | 373.308
19.12. | 22 | 395.606
19.12. | 23 | 442.45
19.12. | 24 | 474.172
20.12. | 1 | 487.798
20.12. | 2 | 496.914
20.12. | 3 | 515.336
20.12. | 4 | 520.616
20.12. | 5 | 525.146
20.12. | 6 | 570.4
20.12. | 7 | 784.512
20.12. | 8 | 975.328
20.12. | 9 | 883.64
20.12. | 10 | 860.144
20.12. | 11 | 887.962
20.12. | 12 | 876.962
20.12. | 13 | 881.374
20.12. | 14 | 811.062
20.12. | 15 | 568.536
20.12. | 16 | 369.782
20.12. | 17 | 385.59
20.12. | 18 | 426.922
20.12. | 19 | 472.288
20.12. | 20 | 500.912
20.12. | 21 | 531.106
20.12. | 22 | 564.592
20.12. | 23 | 580.44
20.12. | 24 | 612.61
21.12. | 1 | 650.504
21.12. | 2 | 674.204
21.12. | 3 | 703.196
21.12. | 4 | 707.402
21.12. | 5 | 705.948
21.12. | 6 | 745.704
21.12. | 7 | 954.614
21.12. | 8 | 1136.834
21.12. | 9 | 1018.594
21.12. | 10 | 985.85
21.12. | 11 | 1000.274
21.12. | 12 | 1000.974
21.12. | 13 | 1017.646
21.12. | 14 | 984.034
21.12. | 15 | 747.91
21.12. | 16 | 545.09
21.12. | 17 | 584.714
21.12. | 18 | 649.078
21.12. | 19 | 708.006
21.12. | 20 | 738.672
21.12. | 21 | 762.81
21.12. | 22 | 777.328
21.12. | 23 | 784.59
21.12. | 24 | 777.15
22.12. | 1 | 767.23
22.12. | 2 | 769.95
22.12. | 3 | 750.142
22.12. | 4 | 720.89
22.12. | 5 | 687.612
22.12. | 6 | 710.536
22.12. | 7 | 915.108
22.12. | 8 | 1100.186
22.12. | 9 | 1002.516
22.12. | 10 | 969.736
22.12. | 11 | 1030.956
22.12. | 12 | 1084.884
22.12. | 13 | 1140.766
22.12. | 14 | 1113.896
22.12. | 15 | 908.72
22.12. | 16 | 725.77
22.12. | 17 | 747.206
22.12. | 18 | 801.394
22.12. | 19 | 821.084
22.12. | 20 | 824.39
22.12. | 21 | 837.968
22.12. | 22 | 849.276
22.12. | 23 | 826.054
22.12. | 24 | 835.58
23.12. | 1 | 855.694
23.12. | 2 | 874.306
23.12. | 3 | 895.178
23.12. | 4 | 910.216
23.12. | 5 | 909.272
23.12. | 6 | 946.328
23.12. | 7 | 1134.924
23.12. | 8 | 1321.01
23.12. | 9 | 1294.068
23.12. | 10 | 1310.802
23.12. | 11 | 1395.684
23.12. | 12 | 1428.532
23.12. | 13 | 1453.512
23.12. | 14 | 1386.832
23.12. | 15 | 1132.486
23.12. | 16 | 871.052
23.12. | 17 | 846.368
23.12. | 18 | 851.518
23.12. | 19 | 867.734
23.12. | 20 | 865.862
23.12. | 21 | 867.602
23.12. | 22 | 868.798
23.12. | 23 | 836.054
23.12. | 24 | 827.936
24.12. | 1 | 835.654
24.12. | 2 | 848.932
24.12. | 3 | 877.07
24.12. | 4 | 891.308
24.12. | 5 | 887.062
24.12. | 6 | 902.262
24.12. | 7 | 1094.814
24.12. | 8 | 1256.258
24.12. | 9 | 1126.462
24.12. | 10 | 1089.85
24.12. | 11 | 1125.276
24.12. | 12 | 1129.324
24.12. | 13 | 1114.426
24.12. | 14 | 1030.948
24.12. | 15 | 755.572
24.12. | 16 | 512.668
24.12. | 17 | 506.276
24.12. | 18 | 561.05
24.12. | 19 | 611.676
24.12. | 20 | 651.09
24.12. | 21 | 681.022
24.12. | 22 | 690.64
24.12. | 23 | 690.262
24.12. | 24 | 677.122
25.12. | 1 | 685.698
25.12. | 2 | 683.962
25.12. | 3 | 692.718
25.12. | 4 | 697.234
25.12. | 5 | 700.54
25.12. | 6 | 746.752
25.12. | 7 | 948.026
25.12. | 8 | 1145.802
25.12. | 9 | 1029.234
25.12. | 10 | 1008.258
25.12. | 11 | 1037.914
25.12. | 12 | 1036.78
25.12. | 13 | 1006.124
25.12. | 14 | 929.06
25.12. | 15 | 635
25.12. | 16 | 388.12
25.12. | 17 | 386.802
25.12. | 18 | 418.368
25.12. | 19 | 442.602
25.12. | 20 | 450.204
25.12. | 21 | 452.262
25.12. | 22 | 445.716
25.12. | 23 | 461.072
25.12. | 24 | 484.252
26.12. | 1 | 492.87
26.12. | 2 | 518.24
26.12. | 3 | 515.894
26.12. | 4 | 517.108
26.12. | 5 | 506.648
26.12. | 6 | 534.578
26.12. | 7 | 747.922
26.12. | 8 | 962.404
26.12. | 9 | 859.852
26.12. | 10 | 806.184
26.12. | 11 | 783.196
26.12. | 12 | 777.508
26.12. | 13 | 772.044
26.12. | 14 | 734.452
26.12. | 15 | 467.044
26.12. | 16 | 269.12
26.12. | 17 | 309.418
26.12. | 18 | 390.774
26.12. | 19 | 445.038
26.12. | 20 | 474.282
26.12. | 21 | 482.242
26.12. | 22 | 495.932
26.12. | 23 | 519.21
26.12. | 24 | 541.67
27.12. | 1 | 573.662
27.12. | 2 | 589.752
27.12. | 3 | 594.894
27.12. | 4 | 601.84
27.12. | 5 | 602.886
27.12. | 6 | 633.842
27.12. | 7 | 849.046
27.12. | 8 | 1047.668
27.12. | 9 | 930.462
27.12. | 10 | 856.334
27.12. | 11 | 824.088
27.12. | 12 | 812.818
27.12. | 13 | 805.868
27.12. | 14 | 750.406
27.12. | 15 | 485.008
27.12. | 16 | 273.236
27.12. | 17 | 315.102
27.12. | 18 | 384.166
27.12. | 19 | 452.274
27.12. | 20 | 481.69
27.12. | 21 | 491.196
27.12. | 22 | 481.2
27.12. | 23 | 448.566
27.12. | 24 | 446.766
28.12. | 1 | 440.79
28.12. | 2 | 433.144
28.12. | 3 | 448.408
28.12. | 4 | 470.536
28.12. | 5 | 459.818
28.12. | 6 | 471.96
28.12. | 7 | 662.126
28.12. | 8 | 846.548
28.12. | 9 | 755.786
28.12. | 10 | 686.154
28.12. | 11 | 647.24
28.12. | 12 | 637.032
28.12. | 13 | 631.818
28.12. | 14 | 568.146
28.12. | 15 | 309.956
28.12. | 16 | 109.714
28.12. | 17 | 125.222
28.12. | 18 | 167.162
28.12. | 19 | 211.056
28.12. | 20 | 256.41
28.12. | 21 | 304.864
28.12. | 22 | 336.526
28.12. | 23 | 360.218
28.12. | 24 | 393.286
29.12. | 1 | 448.772
29.12. | 2 | 511.706
29.12. | 3 | 562.306
29.12. | 4 | 598.246
29.12. | 5 | 624.8
29.12. | 6 | 680.424
29.12. | 7 | 915.262
29.12. | 8 | 1133.43
29.12. | 9 | 1089.894
29.12. | 10 | 1075.618
29.12. | 11 | 1105.09
29.12. | 12 | 1147.612
29.12. | 13 | 1189.894
29.12. | 14 | 1171.448
29.12. | 15 | 947.644
29.12. | 16 | 749.634
29.12. | 17 | 768.914
29.12. | 18 | 834.164
29.12. | 19 | 887.826
29.12. | 20 | 929.9
29.12. | 21 | 957.61
29.12. | 22 | 970.598
29.12. | 23 | 915.66
29.12. | 24 | 924.966
30.12. | 1 | 924.148
30.12. | 2 | 937.624
30.12. | 3 | 948.2
30.12. | 4 | 949.118
30.12. | 5 | 924.528
30.12. | 6 | 927.716
30.12. | 7 | 1075.164
30.12. | 8 | 1187.94
30.12. | 9 | 1105.12
30.12. | 10 | 1049.3
30.12. | 11 | 1052.654
30.12. | 12 | 1028.004
30.12. | 13 | 984.142
30.12. | 14 | 892.598
30.12. | 15 | 602.47
30.12. | 16 | 353.25
30.12. | 17 | 323.706
30.12. | 18 | 344.028
30.12. | 19 | 358.55
30.12. | 20 | 376.266
30.12. | 21 | 385.918
30.12. | 22 | 389.75
30.12. | 23 | 365.77
30.12. | 24 | 371.954
31.12. | 1 | 357.704
31.12. | 2 | 358.632
31.12. | 3 | 353.72
31.12. | 4 | 342.336
31.12. | 5 | 318.148
31.12. | 6 | 326.422
31.12. | 7 | 500.678
31.12. | 8 | 681.168
31.12. | 9 | 722.656
31.12. | 10 | 711.676
31.12. | 11 | 730.198
31.12. | 12 | 787.758
31.12. | 13 | 849.552
31.12. | 14 | 809.558
31.12. | 15 | 583.62
31.12. | 16 | 379.188
31.12. | 17 | 373.312
31.12. | 18 | 408.38
31.12. | 19 | 448.044
31.12. | 20 | 482.308
31.12. | 21 | 507.194
31.12. | 22 | 517.724
31.12. | 23 | 537.532
31.12. | 24 | 541.13

## Reserves
ENTSO-E Market Modelling Database: Reserves
Country:
Market Node: | GR03
Year:
Climate year
Scenario
Frequency Containment Reserves (FCR)
Total Market Node Requirement | [MW] | 0
FCR that need to be made available by thermal unit commitment (already net with generating capacities on Thermal sheet, not causing additional commitment on Thermal units apart from what highlighted in the unit-by-unit Thermal sheet) | [MW]
Provided by HYDRO - Reserve that should be procured by further constraining the 'Maximum generation' of either Reservoir either Pumped Storage | [MW] | 0
Reserve available from Demand (reduction of demand possible thanks to specific contract to cope with system imbalances; while DSR would work on the DA & ID,here it should be considered only interruptible contract activated to contain system frequency) | [MW] | 0
FCR that need to be made available by thermal unit commitment additional to the FCR allocations highlighted in the unit-by-unit Thermal sheet (this will be allocated additionally on Thermal units as provided FCR) | [MW]
Frequency Restoration Reserves (FRR) - includind both automatic (aFRR) and manual (mFRR)
Total Market Node Requirement | [MW]
FRR that will be procured by thermal (unit commitment of thermal units able to provide FRR take IN REAL LIFE into account this requirements) | [MW]
Provided by HYDRO - Reserve that should be procured by further constraining the 'Maximum generation' of either Reservoir either Pumped Storage | [MW] | 0
Simplified modelling assumptions (to account reserve requirements on e.g. day ahead market as currently done for MAF)
Additional load (should be <= FCR + FRR needed from thermal) | [MW]
Provided by HYDRO - Reserve that should be procured by further constraining the 'Maximum generation' of Reservoir units | [MW]
Provided by HYDRO - Reserve that should be procured by further constraining the 'Maximum generation' of Pumped Storage Open Loop units | [MW]
Provided by HYDRO - Reserve that should be procured by further constraining the 'Maximum generation' of Pumped Storage Closed Loop units | [MW]

## DSR
ENTSO-E Market Modelling Database: DSR
Country:
Market Node: | GR03
Year:
Climate year
Scenario
| Demand Side Response | Price Band 1 | Price Band 2 | Price Band 3 | Price Band 4 | Price Band 5 | Price Band 6 | Price Band 7 | Price Band 8 | Price Band 9 | Price Band 10 | Price Band 11
Capacity
Units
Hours
Price
Climate year start
Climate year end
Date | Hour | Available Demand Response (MW) | Available Demand Response (MW) | Available Demand Response (MW) | Available Demand Response (MW) | Available Demand Response (MW) | Available Demand Response (MW) | Available Demand Response (MW) | Available Demand Response (MW) | Available Demand Response (MW) | Available Demand Response (MW) | N.B. use convention first January always Monday (2007 calendar year) --> see guidelines for further details
01.01. | 1
01.01. | 2
01.01. | 3
01.01. | 4
01.01. | 5
01.01. | 6
01.01. | 7
01.01. | 8
01.01. | 9
01.01. | 10
01.01. | 11
01.01. | 12
01.01. | 13
01.01. | 14
01.01. | 15
01.01. | 16
01.01. | 17
01.01. | 18
01.01. | 19
01.01. | 20
01.01. | 21
01.01. | 22
01.01. | 23
01.01. | 24
02.01. | 1
02.01. | 2
02.01. | 3
02.01. | 4
02.01. | 5
02.01. | 6
02.01. | 7
02.01. | 8
02.01. | 9
02.01. | 10
02.01. | 11
02.01. | 12
02.01. | 13
02.01. | 14
02.01. | 15
02.01. | 16
02.01. | 17
02.01. | 18
02.01. | 19
02.01. | 20
02.01. | 21
02.01. | 22
02.01. | 23
02.01. | 24
03.01. | 1
03.01. | 2
03.01. | 3
03.01. | 4
03.01. | 5
03.01. | 6
03.01. | 7
03.01. | 8
03.01. | 9
03.01. | 10
03.01. | 11
03.01. | 12
03.01. | 13
03.01. | 14
03.01. | 15
03.01. | 16
03.01. | 17
03.01. | 18
03.01. | 19
03.01. | 20
03.01. | 21
03.01. | 22
03.01. | 23
03.01. | 24
04.01. | 1
04.01. | 2
04.01. | 3
04.01. | 4
04.01. | 5
04.01. | 6
04.01. | 7
04.01. | 8
04.01. | 9
04.01. | 10
04.01. | 11
04.01. | 12
04.01. | 13
04.01. | 14
04.01. | 15
04.01. | 16
04.01. | 17
04.01. | 18
04.01. | 19
04.01. | 20
04.01. | 21
04.01. | 22
04.01. | 23
04.01. | 24
05.01. | 1
05.01. | 2
05.01. | 3
05.01. | 4
05.01. | 5
05.01. | 6
05.01. | 7
05.01. | 8
05.01. | 9
05.01. | 10
05.01. | 11
05.01. | 12
05.01. | 13
05.01. | 14
05.01. | 15
05.01. | 16
05.01. | 17
05.01. | 18
05.01. | 19
05.01. | 20
05.01. | 21
05.01. | 22
05.01. | 23
05.01. | 24
06.01. | 1
06.01. | 2
06.01. | 3
06.01. | 4
06.01. | 5
06.01. | 6
06.01. | 7
06.01. | 8
06.01. | 9
06.01. | 10
06.01. | 11
06.01. | 12
06.01. | 13
06.01. | 14
06.01. | 15
06.01. | 16
06.01. | 17
06.01. | 18
06.01. | 19
06.01. | 20
06.01. | 21
06.01. | 22
06.01. | 23
06.01. | 24
07.01. | 1
07.01. | 2
07.01. | 3
07.01. | 4
07.01. | 5
07.01. | 6
07.01. | 7
07.01. | 8
07.01. | 9
07.01. | 10
07.01. | 11
07.01. | 12
07.01. | 13
07.01. | 14
07.01. | 15
07.01. | 16
07.01. | 17
07.01. | 18
07.01. | 19
07.01. | 20
07.01. | 21
07.01. | 22
07.01. | 23
07.01. | 24
08.01. | 1
08.01. | 2
08.01. | 3
08.01. | 4
08.01. | 5
08.01. | 6
08.01. | 7
08.01. | 8
08.01. | 9
08.01. | 10
08.01. | 11
08.01. | 12
08.01. | 13
08.01. | 14
08.01. | 15
08.01. | 16
08.01. | 17
08.01. | 18
08.01. | 19
08.01. | 20
08.01. | 21
08.01. | 22
08.01. | 23
08.01. | 24
09.01. | 1
09.01. | 2
09.01. | 3
09.01. | 4
09.01. | 5
09.01. | 6
09.01. | 7
09.01. | 8
09.01. | 9
09.01. | 10
09.01. | 11
09.01. | 12
09.01. | 13
09.01. | 14
09.01. | 15
09.01. | 16
09.01. | 17
09.01. | 18
09.01. | 19
09.01. | 20
09.01. | 21
09.01. | 22
09.01. | 23
09.01. | 24
10.01. | 1
10.01. | 2
10.01. | 3
10.01. | 4
10.01. | 5
10.01. | 6
10.01. | 7
10.01. | 8
10.01. | 9
10.01. | 10
10.01. | 11
10.01. | 12
10.01. | 13
10.01. | 14
10.01. | 15
10.01. | 16
10.01. | 17
10.01. | 18
10.01. | 19
10.01. | 20
10.01. | 21
10.01. | 22
10.01. | 23
10.01. | 24
11.01. | 1
11.01. | 2
11.01. | 3
11.01. | 4
11.01. | 5
11.01. | 6
11.01. | 7
11.01. | 8
11.01. | 9
11.01. | 10
11.01. | 11
11.01. | 12
11.01. | 13
11.01. | 14
11.01. | 15
11.01. | 16
11.01. | 17
11.01. | 18
11.01. | 19
11.01. | 20
11.01. | 21
11.01. | 22
11.01. | 23
11.01. | 24
12.01. | 1
12.01. | 2
12.01. | 3
12.01. | 4
12.01. | 5
12.01. | 6
12.01. | 7
12.01. | 8
12.01. | 9
12.01. | 10
12.01. | 11
12.01. | 12
12.01. | 13
12.01. | 14
12.01. | 15
12.01. | 16
12.01. | 17
12.01. | 18
12.01. | 19
12.01. | 20
12.01. | 21
12.01. | 22
12.01. | 23
12.01. | 24
13.01. | 1
13.01. | 2
13.01. | 3
13.01. | 4
13.01. | 5
13.01. | 6
13.01. | 7
13.01. | 8
13.01. | 9
13.01. | 10
13.01. | 11
13.01. | 12
13.01. | 13
13.01. | 14
13.01. | 15
13.01. | 16
13.01. | 17
13.01. | 18
13.01. | 19
13.01. | 20
13.01. | 21
13.01. | 22
13.01. | 23
13.01. | 24
14.01. | 1
14.01. | 2
14.01. | 3
14.01. | 4
14.01. | 5
14.01. | 6
14.01. | 7
14.01. | 8
14.01. | 9
14.01. | 10
14.01. | 11
14.01. | 12
14.01. | 13
14.01. | 14
14.01. | 15
14.01. | 16
14.01. | 17
14.01. | 18
14.01. | 19
14.01. | 20
14.01. | 21
14.01. | 22
14.01. | 23
14.01. | 24
15.01. | 1
15.01. | 2
15.01. | 3
15.01. | 4
15.01. | 5
15.01. | 6
15.01. | 7
15.01. | 8
15.01. | 9
15.01. | 10
15.01. | 11
15.01. | 12
15.01. | 13
15.01. | 14
15.01. | 15
15.01. | 16
15.01. | 17
15.01. | 18
15.01. | 19
15.01. | 20
15.01. | 21
15.01. | 22
15.01. | 23
15.01. | 24
16.01. | 1
16.01. | 2
16.01. | 3
16.01. | 4
16.01. | 5
16.01. | 6
16.01. | 7
16.01. | 8
16.01. | 9
16.01. | 10
16.01. | 11
16.01. | 12
16.01. | 13
16.01. | 14
16.01. | 15
16.01. | 16
16.01. | 17
16.01. | 18
16.01. | 19
16.01. | 20
16.01. | 21
16.01. | 22
16.01. | 23
16.01. | 24
17.01. | 1
17.01. | 2
17.01. | 3
17.01. | 4
17.01. | 5
17.01. | 6
17.01. | 7
17.01. | 8
17.01. | 9
17.01. | 10
17.01. | 11
17.01. | 12
17.01. | 13
17.01. | 14
17.01. | 15
17.01. | 16
17.01. | 17
17.01. | 18
17.01. | 19
17.01. | 20
17.01. | 21
17.01. | 22
17.01. | 23
17.01. | 24
18.01. | 1
18.01. | 2
18.01. | 3
18.01. | 4
18.01. | 5
18.01. | 6
18.01. | 7
18.01. | 8
18.01. | 9
18.01. | 10
18.01. | 11
18.01. | 12
18.01. | 13
18.01. | 14
18.01. | 15
18.01. | 16
18.01. | 17
18.01. | 18
18.01. | 19
18.01. | 20
18.01. | 21
18.01. | 22
18.01. | 23
18.01. | 24
19.01. | 1
19.01. | 2
19.01. | 3
19.01. | 4
19.01. | 5
19.01. | 6
19.01. | 7
19.01. | 8
19.01. | 9
19.01. | 10
19.01. | 11
19.01. | 12
19.01. | 13
19.01. | 14
19.01. | 15
19.01. | 16
19.01. | 17
19.01. | 18
19.01. | 19
19.01. | 20
19.01. | 21
19.01. | 22
19.01. | 23
19.01. | 24
20.01. | 1
20.01. | 2
20.01. | 3
20.01. | 4
20.01. | 5
20.01. | 6
20.01. | 7
20.01. | 8
20.01. | 9
20.01. | 10
20.01. | 11
20.01. | 12
20.01. | 13
20.01. | 14
20.01. | 15
20.01. | 16
20.01. | 17
20.01. | 18
20.01. | 19
20.01. | 20
20.01. | 21
20.01. | 22
20.01. | 23
20.01. | 24
21.01. | 1
21.01. | 2
21.01. | 3
21.01. | 4
21.01. | 5
21.01. | 6
21.01. | 7
21.01. | 8
21.01. | 9
21.01. | 10
21.01. | 11
21.01. | 12
21.01. | 13
21.01. | 14
21.01. | 15
21.01. | 16
21.01. | 17
21.01. | 18
21.01. | 19
21.01. | 20
21.01. | 21
21.01. | 22
21.01. | 23
21.01. | 24
22.01. | 1
22.01. | 2
22.01. | 3
22.01. | 4
22.01. | 5
22.01. | 6
22.01. | 7
22.01. | 8
22.01. | 9
22.01. | 10
22.01. | 11
22.01. | 12
22.01. | 13
22.01. | 14
22.01. | 15
22.01. | 16
22.01. | 17
22.01. | 18
22.01. | 19
22.01. | 20
22.01. | 21
22.01. | 22
22.01. | 23
22.01. | 24
23.01. | 1
23.01. | 2
23.01. | 3
23.01. | 4
23.01. | 5
23.01. | 6
23.01. | 7
23.01. | 8
23.01. | 9
23.01. | 10
23.01. | 11
23.01. | 12
23.01. | 13
23.01. | 14
23.01. | 15
23.01. | 16
23.01. | 17
23.01. | 18
23.01. | 19
23.01. | 20
23.01. | 21
23.01. | 22
23.01. | 23
23.01. | 24
24.01. | 1
24.01. | 2
24.01. | 3
24.01. | 4
24.01. | 5
24.01. | 6
24.01. | 7
24.01. | 8
24.01. | 9
24.01. | 10
24.01. | 11
24.01. | 12
24.01. | 13
24.01. | 14
24.01. | 15
24.01. | 16
24.01. | 17
24.01. | 18
24.01. | 19
24.01. | 20
24.01. | 21
24.01. | 22
24.01. | 23
24.01. | 24
25.01. | 1
25.01. | 2
25.01. | 3
25.01. | 4
25.01. | 5
25.01. | 6
25.01. | 7
25.01. | 8
25.01. | 9
25.01. | 10
25.01. | 11
25.01. | 12
25.01. | 13
25.01. | 14
25.01. | 15
25.01. | 16
25.01. | 17
25.01. | 18
25.01. | 19
25.01. | 20
25.01. | 21
25.01. | 22
25.01. | 23
25.01. | 24
26.01. | 1
26.01. | 2
26.01. | 3
26.01. | 4
26.01. | 5
26.01. | 6
26.01. | 7
26.01. | 8
26.01. | 9
26.01. | 10
26.01. | 11
26.01. | 12
26.01. | 13
26.01. | 14
26.01. | 15
26.01. | 16
26.01. | 17
26.01. | 18
26.01. | 19
26.01. | 20
26.01. | 21
26.01. | 22
26.01. | 23
26.01. | 24
27.01. | 1
27.01. | 2
27.01. | 3
27.01. | 4
27.01. | 5
27.01. | 6
27.01. | 7
27.01. | 8
27.01. | 9
27.01. | 10
27.01. | 11
27.01. | 12
27.01. | 13
27.01. | 14
27.01. | 15
27.01. | 16
27.01. | 17
27.01. | 18
27.01. | 19
27.01. | 20
27.01. | 21
27.01. | 22
27.01. | 23
27.01. | 24
28.01. | 1
28.01. | 2
28.01. | 3
28.01. | 4
28.01. | 5
28.01. | 6
28.01. | 7
28.01. | 8
28.01. | 9
28.01. | 10
28.01. | 11
28.01. | 12
28.01. | 13
28.01. | 14
28.01. | 15
28.01. | 16
28.01. | 17
28.01. | 18
28.01. | 19
28.01. | 20
28.01. | 21
28.01. | 22
28.01. | 23
28.01. | 24
29.01. | 1
29.01. | 2
29.01. | 3
29.01. | 4
29.01. | 5
29.01. | 6
29.01. | 7
29.01. | 8
29.01. | 9
29.01. | 10
29.01. | 11
29.01. | 12
29.01. | 13
29.01. | 14
29.01. | 15
29.01. | 16
29.01. | 17
29.01. | 18
29.01. | 19
29.01. | 20
29.01. | 21
29.01. | 22
29.01. | 23
29.01. | 24
30.01. | 1
30.01. | 2
30.01. | 3
30.01. | 4
30.01. | 5
30.01. | 6
30.01. | 7
30.01. | 8
30.01. | 9
30.01. | 10
30.01. | 11
30.01. | 12
30.01. | 13
30.01. | 14
30.01. | 15
30.01. | 16
30.01. | 17
30.01. | 18
30.01. | 19
30.01. | 20
30.01. | 21
30.01. | 22
30.01. | 23
30.01. | 24
31.01. | 1
31.01. | 2
31.01. | 3
31.01. | 4
31.01. | 5
31.01. | 6
31.01. | 7
31.01. | 8
31.01. | 9
31.01. | 10
31.01. | 11
31.01. | 12
31.01. | 13
31.01. | 14
31.01. | 15
31.01. | 16
31.01. | 17
31.01. | 18
31.01. | 19
31.01. | 20
31.01. | 21
31.01. | 22
31.01. | 23
31.01. | 24
01.02. | 1
01.02. | 2
01.02. | 3
01.02. | 4
01.02. | 5
01.02. | 6
01.02. | 7
01.02. | 8
01.02. | 9
01.02. | 10
01.02. | 11
01.02. | 12
01.02. | 13
01.02. | 14
01.02. | 15
01.02. | 16
01.02. | 17
01.02. | 18
01.02. | 19
01.02. | 20
01.02. | 21
01.02. | 22
01.02. | 23
01.02. | 24
02.02. | 1
02.02. | 2
02.02. | 3
02.02. | 4
02.02. | 5
02.02. | 6
02.02. | 7
02.02. | 8
02.02. | 9
02.02. | 10
02.02. | 11
02.02. | 12
02.02. | 13
02.02. | 14
02.02. | 15
02.02. | 16
02.02. | 17
02.02. | 18
02.02. | 19
02.02. | 20
02.02. | 21
02.02. | 22
02.02. | 23
02.02. | 24
03.02. | 1
03.02. | 2
03.02. | 3
03.02. | 4
03.02. | 5
03.02. | 6
03.02. | 7
03.02. | 8
03.02. | 9
03.02. | 10
03.02. | 11
03.02. | 12
03.02. | 13
03.02. | 14
03.02. | 15
03.02. | 16
03.02. | 17
03.02. | 18
03.02. | 19
03.02. | 20
03.02. | 21
03.02. | 22
03.02. | 23
03.02. | 24
04.02. | 1
04.02. | 2
04.02. | 3
04.02. | 4
04.02. | 5
04.02. | 6
04.02. | 7
04.02. | 8
04.02. | 9
04.02. | 10
04.02. | 11
04.02. | 12
04.02. | 13
04.02. | 14
04.02. | 15
04.02. | 16
04.02. | 17
04.02. | 18
04.02. | 19
04.02. | 20
04.02. | 21
04.02. | 22
04.02. | 23
04.02. | 24
05.02. | 1
05.02. | 2
05.02. | 3
05.02. | 4
05.02. | 5
05.02. | 6
05.02. | 7
05.02. | 8
05.02. | 9
05.02. | 10
05.02. | 11
05.02. | 12
05.02. | 13
05.02. | 14
05.02. | 15
05.02. | 16
05.02. | 17
05.02. | 18
05.02. | 19
05.02. | 20
05.02. | 21
05.02. | 22
05.02. | 23
05.02. | 24
06.02. | 1
06.02. | 2
06.02. | 3
06.02. | 4
06.02. | 5
06.02. | 6
06.02. | 7
06.02. | 8
06.02. | 9
06.02. | 10
06.02. | 11
06.02. | 12
06.02. | 13
06.02. | 14
06.02. | 15
06.02. | 16
06.02. | 17
06.02. | 18
06.02. | 19
06.02. | 20
06.02. | 21
06.02. | 22
06.02. | 23
06.02. | 24
07.02. | 1
07.02. | 2
07.02. | 3
07.02. | 4
07.02. | 5
07.02. | 6
07.02. | 7
07.02. | 8
07.02. | 9
07.02. | 10
07.02. | 11
07.02. | 12
07.02. | 13
07.02. | 14
07.02. | 15
07.02. | 16
07.02. | 17
07.02. | 18
07.02. | 19
07.02. | 20
07.02. | 21
07.02. | 22
07.02. | 23
07.02. | 24
08.02. | 1
08.02. | 2
08.02. | 3
08.02. | 4
08.02. | 5
08.02. | 6
08.02. | 7
08.02. | 8
08.02. | 9
08.02. | 10
08.02. | 11
08.02. | 12
08.02. | 13
08.02. | 14
08.02. | 15
08.02. | 16
08.02. | 17
08.02. | 18
08.02. | 19
08.02. | 20
08.02. | 21
08.02. | 22
08.02. | 23
08.02. | 24
09.02. | 1
09.02. | 2
09.02. | 3
09.02. | 4
09.02. | 5
09.02. | 6
09.02. | 7
09.02. | 8
09.02. | 9
09.02. | 10
09.02. | 11
09.02. | 12
09.02. | 13
09.02. | 14
09.02. | 15
09.02. | 16
09.02. | 17
09.02. | 18
09.02. | 19
09.02. | 20
09.02. | 21
09.02. | 22
09.02. | 23
09.02. | 24
10.02. | 1
10.02. | 2
10.02. | 3
10.02. | 4
10.02. | 5
10.02. | 6
10.02. | 7
10.02. | 8
10.02. | 9
10.02. | 10
10.02. | 11
10.02. | 12
10.02. | 13
10.02. | 14
10.02. | 15
10.02. | 16
10.02. | 17
10.02. | 18
10.02. | 19
10.02. | 20
10.02. | 21
10.02. | 22
10.02. | 23
10.02. | 24
11.02. | 1
11.02. | 2
11.02. | 3
11.02. | 4
11.02. | 5
11.02. | 6
11.02. | 7
11.02. | 8
11.02. | 9
11.02. | 10
11.02. | 11
11.02. | 12
11.02. | 13
11.02. | 14
11.02. | 15
11.02. | 16
11.02. | 17
11.02. | 18
11.02. | 19
11.02. | 20
11.02. | 21
11.02. | 22
11.02. | 23
11.02. | 24
12.02. | 1
12.02. | 2
12.02. | 3
12.02. | 4
12.02. | 5
12.02. | 6
12.02. | 7
12.02. | 8
12.02. | 9
12.02. | 10
12.02. | 11
12.02. | 12
12.02. | 13
12.02. | 14
12.02. | 15
12.02. | 16
12.02. | 17
12.02. | 18
12.02. | 19
12.02. | 20
12.02. | 21
12.02. | 22
12.02. | 23
12.02. | 24
13.02. | 1
13.02. | 2
13.02. | 3
13.02. | 4
13.02. | 5
13.02. | 6
13.02. | 7
13.02. | 8
13.02. | 9
13.02. | 10
13.02. | 11
13.02. | 12
13.02. | 13
13.02. | 14
13.02. | 15
13.02. | 16
13.02. | 17
13.02. | 18
13.02. | 19
13.02. | 20
13.02. | 21
13.02. | 22
13.02. | 23
13.02. | 24
14.02. | 1
14.02. | 2
14.02. | 3
14.02. | 4
14.02. | 5
14.02. | 6
14.02. | 7
14.02. | 8
14.02. | 9
14.02. | 10
14.02. | 11
14.02. | 12
14.02. | 13
14.02. | 14
14.02. | 15
14.02. | 16
14.02. | 17
14.02. | 18
14.02. | 19
14.02. | 20
14.02. | 21
14.02. | 22
14.02. | 23
14.02. | 24
15.02. | 1
15.02. | 2
15.02. | 3
15.02. | 4
15.02. | 5
15.02. | 6
15.02. | 7
15.02. | 8
15.02. | 9
15.02. | 10
15.02. | 11
15.02. | 12
15.02. | 13
15.02. | 14
15.02. | 15
15.02. | 16
15.02. | 17
15.02. | 18
15.02. | 19
15.02. | 20
15.02. | 21
15.02. | 22
15.02. | 23
15.02. | 24
16.02. | 1
16.02. | 2
16.02. | 3
16.02. | 4
16.02. | 5
16.02. | 6
16.02. | 7
16.02. | 8
16.02. | 9
16.02. | 10
16.02. | 11
16.02. | 12
16.02. | 13
16.02. | 14
16.02. | 15
16.02. | 16
16.02. | 17
16.02. | 18
16.02. | 19
16.02. | 20
16.02. | 21
16.02. | 22
16.02. | 23
16.02. | 24
17.02. | 1
17.02. | 2
17.02. | 3
17.02. | 4
17.02. | 5
17.02. | 6
17.02. | 7
17.02. | 8
17.02. | 9
17.02. | 10
17.02. | 11
17.02. | 12
17.02. | 13
17.02. | 14
17.02. | 15
17.02. | 16
17.02. | 17
17.02. | 18
17.02. | 19
17.02. | 20
17.02. | 21
17.02. | 22
17.02. | 23
17.02. | 24
18.02. | 1
18.02. | 2
18.02. | 3
18.02. | 4
18.02. | 5
18.02. | 6
18.02. | 7
18.02. | 8
18.02. | 9
18.02. | 10
18.02. | 11
18.02. | 12
18.02. | 13
18.02. | 14
18.02. | 15
18.02. | 16
18.02. | 17
18.02. | 18
18.02. | 19
18.02. | 20
18.02. | 21
18.02. | 22
18.02. | 23
18.02. | 24
19.02. | 1
19.02. | 2
19.02. | 3
19.02. | 4
19.02. | 5
19.02. | 6
19.02. | 7
19.02. | 8
19.02. | 9
19.02. | 10
19.02. | 11
19.02. | 12
19.02. | 13
19.02. | 14
19.02. | 15
19.02. | 16
19.02. | 17
19.02. | 18
19.02. | 19
19.02. | 20
19.02. | 21
19.02. | 22
19.02. | 23
19.02. | 24
20.02. | 1
20.02. | 2
20.02. | 3
20.02. | 4
20.02. | 5
20.02. | 6
20.02. | 7
20.02. | 8
20.02. | 9
20.02. | 10
20.02. | 11
20.02. | 12
20.02. | 13
20.02. | 14
20.02. | 15
20.02. | 16
20.02. | 17
20.02. | 18
20.02. | 19
20.02. | 20
20.02. | 21
20.02. | 22
20.02. | 23
20.02. | 24
21.02. | 1
21.02. | 2
21.02. | 3
21.02. | 4
21.02. | 5
21.02. | 6
21.02. | 7
21.02. | 8
21.02. | 9
21.02. | 10
21.02. | 11
21.02. | 12
21.02. | 13
21.02. | 14
21.02. | 15
21.02. | 16
21.02. | 17
21.02. | 18
21.02. | 19
21.02. | 20
21.02. | 21
21.02. | 22
21.02. | 23
21.02. | 24
22.02. | 1
22.02. | 2
22.02. | 3
22.02. | 4
22.02. | 5
22.02. | 6
22.02. | 7
22.02. | 8
22.02. | 9
22.02. | 10
22.02. | 11
22.02. | 12
22.02. | 13
22.02. | 14
22.02. | 15
22.02. | 16
22.02. | 17
22.02. | 18
22.02. | 19
22.02. | 20
22.02. | 21
22.02. | 22
22.02. | 23
22.02. | 24
23.02. | 1
23.02. | 2
23.02. | 3
23.02. | 4
23.02. | 5
23.02. | 6
23.02. | 7
23.02. | 8
23.02. | 9
23.02. | 10
23.02. | 11
23.02. | 12
23.02. | 13
23.02. | 14
23.02. | 15
23.02. | 16
23.02. | 17
23.02. | 18
23.02. | 19
23.02. | 20
23.02. | 21
23.02. | 22
23.02. | 23
23.02. | 24
24.02. | 1
24.02. | 2
24.02. | 3
24.02. | 4
24.02. | 5
24.02. | 6
24.02. | 7
24.02. | 8
24.02. | 9
24.02. | 10
24.02. | 11
24.02. | 12
24.02. | 13
24.02. | 14
24.02. | 15
24.02. | 16
24.02. | 17
24.02. | 18
24.02. | 19
24.02. | 20
24.02. | 21
24.02. | 22
24.02. | 23
24.02. | 24
25.02. | 1
25.02. | 2
25.02. | 3
25.02. | 4
25.02. | 5
25.02. | 6
25.02. | 7
25.02. | 8
25.02. | 9
25.02. | 10
25.02. | 11
25.02. | 12
25.02. | 13
25.02. | 14
25.02. | 15
25.02. | 16
25.02. | 17
25.02. | 18
25.02. | 19
25.02. | 20
25.02. | 21
25.02. | 22
25.02. | 23
25.02. | 24
26.02. | 1
26.02. | 2
26.02. | 3
26.02. | 4
26.02. | 5
26.02. | 6
26.02. | 7
26.02. | 8
26.02. | 9
26.02. | 10
26.02. | 11
26.02. | 12
26.02. | 13
26.02. | 14
26.02. | 15
26.02. | 16
26.02. | 17
26.02. | 18
26.02. | 19
26.02. | 20
26.02. | 21
26.02. | 22
26.02. | 23
26.02. | 24
27.02. | 1
27.02. | 2
27.02. | 3
27.02. | 4
27.02. | 5
27.02. | 6
27.02. | 7
27.02. | 8
27.02. | 9
27.02. | 10
27.02. | 11
27.02. | 12
27.02. | 13
27.02. | 14
27.02. | 15
27.02. | 16
27.02. | 17
27.02. | 18
27.02. | 19
27.02. | 20
27.02. | 21
27.02. | 22
27.02. | 23
27.02. | 24
28.02. | 1
28.02. | 2
28.02. | 3
28.02. | 4
28.02. | 5
28.02. | 6
28.02. | 7
28.02. | 8
28.02. | 9
28.02. | 10
28.02. | 11
28.02. | 12
28.02. | 13
28.02. | 14
28.02. | 15
28.02. | 16
28.02. | 17
28.02. | 18
28.02. | 19
28.02. | 20
28.02. | 21
28.02. | 22
28.02. | 23
28.02. | 24
01.03. | 1
01.03. | 2
01.03. | 3
01.03. | 4
01.03. | 5
01.03. | 6
01.03. | 7
01.03. | 8
01.03. | 9
01.03. | 10
01.03. | 11
01.03. | 12
01.03. | 13
01.03. | 14
01.03. | 15
01.03. | 16
01.03. | 17
01.03. | 18
01.03. | 19
01.03. | 20
01.03. | 21
01.03. | 22
01.03. | 23
01.03. | 24
02.03. | 1
02.03. | 2
02.03. | 3
02.03. | 4
02.03. | 5
02.03. | 6
02.03. | 7
02.03. | 8
02.03. | 9
02.03. | 10
02.03. | 11
02.03. | 12
02.03. | 13
02.03. | 14
02.03. | 15
02.03. | 16
02.03. | 17
02.03. | 18
02.03. | 19
02.03. | 20
02.03. | 21
02.03. | 22
02.03. | 23
02.03. | 24
03.03. | 1
03.03. | 2
03.03. | 3
03.03. | 4
03.03. | 5
03.03. | 6
03.03. | 7
03.03. | 8
03.03. | 9
03.03. | 10
03.03. | 11
03.03. | 12
03.03. | 13
03.03. | 14
03.03. | 15
03.03. | 16
03.03. | 17
03.03. | 18
03.03. | 19
03.03. | 20
03.03. | 21
03.03. | 22
03.03. | 23
03.03. | 24
04.03. | 1
04.03. | 2
04.03. | 3
04.03. | 4
04.03. | 5
04.03. | 6
04.03. | 7
04.03. | 8
04.03. | 9
04.03. | 10
04.03. | 11
04.03. | 12
04.03. | 13
04.03. | 14
04.03. | 15
04.03. | 16
04.03. | 17
04.03. | 18
04.03. | 19
04.03. | 20
04.03. | 21
04.03. | 22
04.03. | 23
04.03. | 24
05.03. | 1
05.03. | 2
05.03. | 3
05.03. | 4
05.03. | 5
05.03. | 6
05.03. | 7
05.03. | 8
05.03. | 9
05.03. | 10
05.03. | 11
05.03. | 12
05.03. | 13
05.03. | 14
05.03. | 15
05.03. | 16
05.03. | 17
05.03. | 18
05.03. | 19
05.03. | 20
05.03. | 21
05.03. | 22
05.03. | 23
05.03. | 24
06.03. | 1
06.03. | 2
06.03. | 3
06.03. | 4
06.03. | 5
06.03. | 6
06.03. | 7
06.03. | 8
06.03. | 9
06.03. | 10
06.03. | 11
06.03. | 12
06.03. | 13
06.03. | 14
06.03. | 15
06.03. | 16
06.03. | 17
06.03. | 18
06.03. | 19
06.03. | 20
06.03. | 21
06.03. | 22
06.03. | 23
06.03. | 24
07.03. | 1
07.03. | 2
07.03. | 3
07.03. | 4
07.03. | 5
07.03. | 6
07.03. | 7
07.03. | 8
07.03. | 9
07.03. | 10
07.03. | 11
07.03. | 12
07.03. | 13
07.03. | 14
07.03. | 15
07.03. | 16
07.03. | 17
07.03. | 18
07.03. | 19
07.03. | 20
07.03. | 21
07.03. | 22
07.03. | 23
07.03. | 24
08.03. | 1
08.03. | 2
08.03. | 3
08.03. | 4
08.03. | 5
08.03. | 6
08.03. | 7
08.03. | 8
08.03. | 9
08.03. | 10
08.03. | 11
08.03. | 12
08.03. | 13
08.03. | 14
08.03. | 15
08.03. | 16
08.03. | 17
08.03. | 18
08.03. | 19
08.03. | 20
08.03. | 21
08.03. | 22
08.03. | 23
08.03. | 24
09.03. | 1
09.03. | 2
09.03. | 3
09.03. | 4
09.03. | 5
09.03. | 6
09.03. | 7
09.03. | 8
09.03. | 9
09.03. | 10
09.03. | 11
09.03. | 12
09.03. | 13
09.03. | 14
09.03. | 15
09.03. | 16
09.03. | 17
09.03. | 18
09.03. | 19
09.03. | 20
09.03. | 21
09.03. | 22
09.03. | 23
09.03. | 24
10.03. | 1
10.03. | 2
10.03. | 3
10.03. | 4
10.03. | 5
10.03. | 6
10.03. | 7
10.03. | 8
10.03. | 9
10.03. | 10
10.03. | 11
10.03. | 12
10.03. | 13
10.03. | 14
10.03. | 15
10.03. | 16
10.03. | 17
10.03. | 18
10.03. | 19
10.03. | 20
10.03. | 21
10.03. | 22
10.03. | 23
10.03. | 24
11.03. | 1
11.03. | 2
11.03. | 3
11.03. | 4
11.03. | 5
11.03. | 6
11.03. | 7
11.03. | 8
11.03. | 9
11.03. | 10
11.03. | 11
11.03. | 12
11.03. | 13
11.03. | 14
11.03. | 15
11.03. | 16
11.03. | 17
11.03. | 18
11.03. | 19
11.03. | 20
11.03. | 21
11.03. | 22
11.03. | 23
11.03. | 24
12.03. | 1
12.03. | 2
12.03. | 3
12.03. | 4
12.03. | 5
12.03. | 6
12.03. | 7
12.03. | 8
12.03. | 9
12.03. | 10
12.03. | 11
12.03. | 12
12.03. | 13
12.03. | 14
12.03. | 15
12.03. | 16
12.03. | 17
12.03. | 18
12.03. | 19
12.03. | 20
12.03. | 21
12.03. | 22
12.03. | 23
12.03. | 24
13.03. | 1
13.03. | 2
13.03. | 3
13.03. | 4
13.03. | 5
13.03. | 6
13.03. | 7
13.03. | 8
13.03. | 9
13.03. | 10
13.03. | 11
13.03. | 12
13.03. | 13
13.03. | 14
13.03. | 15
13.03. | 16
13.03. | 17
13.03. | 18
13.03. | 19
13.03. | 20
13.03. | 21
13.03. | 22
13.03. | 23
13.03. | 24
14.03. | 1
14.03. | 2
14.03. | 3
14.03. | 4
14.03. | 5
14.03. | 6
14.03. | 7
14.03. | 8
14.03. | 9
14.03. | 10
14.03. | 11
14.03. | 12
14.03. | 13
14.03. | 14
14.03. | 15
14.03. | 16
14.03. | 17
14.03. | 18
14.03. | 19
14.03. | 20
14.03. | 21
14.03. | 22
14.03. | 23
14.03. | 24
15.03. | 1
15.03. | 2
15.03. | 3
15.03. | 4
15.03. | 5
15.03. | 6
15.03. | 7
15.03. | 8
15.03. | 9
15.03. | 10
15.03. | 11
15.03. | 12
15.03. | 13
15.03. | 14
15.03. | 15
15.03. | 16
15.03. | 17
15.03. | 18
15.03. | 19
15.03. | 20
15.03. | 21
15.03. | 22
15.03. | 23
15.03. | 24
16.03. | 1
16.03. | 2
16.03. | 3
16.03. | 4
16.03. | 5
16.03. | 6
16.03. | 7
16.03. | 8
16.03. | 9
16.03. | 10
16.03. | 11
16.03. | 12
16.03. | 13
16.03. | 14
16.03. | 15
16.03. | 16
16.03. | 17
16.03. | 18
16.03. | 19
16.03. | 20
16.03. | 21
16.03. | 22
16.03. | 23
16.03. | 24
17.03. | 1
17.03. | 2
17.03. | 3
17.03. | 4
17.03. | 5
17.03. | 6
17.03. | 7
17.03. | 8
17.03. | 9
17.03. | 10
17.03. | 11
17.03. | 12
17.03. | 13
17.03. | 14
17.03. | 15
17.03. | 16
17.03. | 17
17.03. | 18
17.03. | 19
17.03. | 20
17.03. | 21
17.03. | 22
17.03. | 23
17.03. | 24
18.03. | 1
18.03. | 2
18.03. | 3
18.03. | 4
18.03. | 5
18.03. | 6
18.03. | 7
18.03. | 8
18.03. | 9
18.03. | 10
18.03. | 11
18.03. | 12
18.03. | 13
18.03. | 14
18.03. | 15
18.03. | 16
18.03. | 17
18.03. | 18
18.03. | 19
18.03. | 20
18.03. | 21
18.03. | 22
18.03. | 23
18.03. | 24
19.03. | 1
19.03. | 2
19.03. | 3
19.03. | 4
19.03. | 5
19.03. | 6
19.03. | 7
19.03. | 8
19.03. | 9
19.03. | 10
19.03. | 11
19.03. | 12
19.03. | 13
19.03. | 14
19.03. | 15
19.03. | 16
19.03. | 17
19.03. | 18
19.03. | 19
19.03. | 20
19.03. | 21
19.03. | 22
19.03. | 23
19.03. | 24
20.03. | 1
20.03. | 2
20.03. | 3
20.03. | 4
20.03. | 5
20.03. | 6
20.03. | 7
20.03. | 8
20.03. | 9
20.03. | 10
20.03. | 11
20.03. | 12
20.03. | 13
20.03. | 14
20.03. | 15
20.03. | 16
20.03. | 17
20.03. | 18
20.03. | 19
20.03. | 20
20.03. | 21
20.03. | 22
20.03. | 23
20.03. | 24
21.03. | 1
21.03. | 2
21.03. | 3
21.03. | 4
21.03. | 5
21.03. | 6
21.03. | 7
21.03. | 8
21.03. | 9
21.03. | 10
21.03. | 11
21.03. | 12
21.03. | 13
21.03. | 14
21.03. | 15
21.03. | 16
21.03. | 17
21.03. | 18
21.03. | 19
21.03. | 20
21.03. | 21
21.03. | 22
21.03. | 23
21.03. | 24
22.03. | 1
22.03. | 2
22.03. | 3
22.03. | 4
22.03. | 5
22.03. | 6
22.03. | 7
22.03. | 8
22.03. | 9
22.03. | 10
22.03. | 11
22.03. | 12
22.03. | 13
22.03. | 14
22.03. | 15
22.03. | 16
22.03. | 17
22.03. | 18
22.03. | 19
22.03. | 20
22.03. | 21
22.03. | 22
22.03. | 23
22.03. | 24
23.03. | 1
23.03. | 2
23.03. | 3
23.03. | 4
23.03. | 5
23.03. | 6
23.03. | 7
23.03. | 8
23.03. | 9
23.03. | 10
23.03. | 11
23.03. | 12
23.03. | 13
23.03. | 14
23.03. | 15
23.03. | 16
23.03. | 17
23.03. | 18
23.03. | 19
23.03. | 20
23.03. | 21
23.03. | 22
23.03. | 23
23.03. | 24
24.03. | 1
24.03. | 2
24.03. | 3
24.03. | 4
24.03. | 5
24.03. | 6
24.03. | 7
24.03. | 8
24.03. | 9
24.03. | 10
24.03. | 11
24.03. | 12
24.03. | 13
24.03. | 14
24.03. | 15
24.03. | 16
24.03. | 17
24.03. | 18
24.03. | 19
24.03. | 20
24.03. | 21
24.03. | 22
24.03. | 23
24.03. | 24
25.03. | 1
25.03. | 2
25.03. | 3
25.03. | 4
25.03. | 5
25.03. | 6
25.03. | 7
25.03. | 8
25.03. | 9
25.03. | 10
25.03. | 11
25.03. | 12
25.03. | 13
25.03. | 14
25.03. | 15
25.03. | 16
25.03. | 17
25.03. | 18
25.03. | 19
25.03. | 20
25.03. | 21
25.03. | 22
25.03. | 23
25.03. | 24
26.03. | 1
26.03. | 2
26.03. | 3
26.03. | 4
26.03. | 5
26.03. | 6
26.03. | 7
26.03. | 8
26.03. | 9
26.03. | 10
26.03. | 11
26.03. | 12
26.03. | 13
26.03. | 14
26.03. | 15
26.03. | 16
26.03. | 17
26.03. | 18
26.03. | 19
26.03. | 20
26.03. | 21
26.03. | 22
26.03. | 23
26.03. | 24
27.03. | 1
27.03. | 2
27.03. | 3
27.03. | 4
27.03. | 5
27.03. | 6
27.03. | 7
27.03. | 8
27.03. | 9
27.03. | 10
27.03. | 11
27.03. | 12
27.03. | 13
27.03. | 14
27.03. | 15
27.03. | 16
27.03. | 17
27.03. | 18
27.03. | 19
27.03. | 20
27.03. | 21
27.03. | 22
27.03. | 23
27.03. | 24
28.03. | 1
28.03. | 2
28.03. | 3
28.03. | 4
28.03. | 5
28.03. | 6
28.03. | 7
28.03. | 8
28.03. | 9
28.03. | 10
28.03. | 11
28.03. | 12
28.03. | 13
28.03. | 14
28.03. | 15
28.03. | 16
28.03. | 17
28.03. | 18
28.03. | 19
28.03. | 20
28.03. | 21
28.03. | 22
28.03. | 23
28.03. | 24
29.03. | 1
29.03. | 2
29.03. | 3
29.03. | 4
29.03. | 5
29.03. | 6
29.03. | 7
29.03. | 8
29.03. | 9
29.03. | 10
29.03. | 11
29.03. | 12
29.03. | 13
29.03. | 14
29.03. | 15
29.03. | 16
29.03. | 17
29.03. | 18
29.03. | 19
29.03. | 20
29.03. | 21
29.03. | 22
29.03. | 23
29.03. | 24
30.03. | 1
30.03. | 2
30.03. | 3
30.03. | 4
30.03. | 5
30.03. | 6
30.03. | 7
30.03. | 8
30.03. | 9
30.03. | 10
30.03. | 11
30.03. | 12
30.03. | 13
30.03. | 14
30.03. | 15
30.03. | 16
30.03. | 17
30.03. | 18
30.03. | 19
30.03. | 20
30.03. | 21
30.03. | 22
30.03. | 23
30.03. | 24
31.03. | 1
31.03. | 2
31.03. | 3
31.03. | 4
31.03. | 5
31.03. | 6
31.03. | 7
31.03. | 8
31.03. | 9
31.03. | 10
31.03. | 11
31.03. | 12
31.03. | 13
31.03. | 14
31.03. | 15
31.03. | 16
31.03. | 17
31.03. | 18
31.03. | 19
31.03. | 20
31.03. | 21
31.03. | 22
31.03. | 23
31.03. | 24
01.04. | 1
01.04. | 2
01.04. | 3
01.04. | 4
01.04. | 5
01.04. | 6
01.04. | 7
01.04. | 8
01.04. | 9
01.04. | 10
01.04. | 11
01.04. | 12
01.04. | 13
01.04. | 14
01.04. | 15
01.04. | 16
01.04. | 17
01.04. | 18
01.04. | 19
01.04. | 20
01.04. | 21
01.04. | 22
01.04. | 23
01.04. | 24
02.04. | 1
02.04. | 2
02.04. | 3
02.04. | 4
02.04. | 5
02.04. | 6
02.04. | 7
02.04. | 8
02.04. | 9
02.04. | 10
02.04. | 11
02.04. | 12
02.04. | 13
02.04. | 14
02.04. | 15
02.04. | 16
02.04. | 17
02.04. | 18
02.04. | 19
02.04. | 20
02.04. | 21
02.04. | 22
02.04. | 23
02.04. | 24
03.04. | 1
03.04. | 2
03.04. | 3
03.04. | 4
03.04. | 5
03.04. | 6
03.04. | 7
03.04. | 8
03.04. | 9
03.04. | 10
03.04. | 11
03.04. | 12
03.04. | 13
03.04. | 14
03.04. | 15
03.04. | 16
03.04. | 17
03.04. | 18
03.04. | 19
03.04. | 20
03.04. | 21
03.04. | 22
03.04. | 23
03.04. | 24
04.04. | 1
04.04. | 2
04.04. | 3
04.04. | 4
04.04. | 5
04.04. | 6
04.04. | 7
04.04. | 8
04.04. | 9
04.04. | 10
04.04. | 11
04.04. | 12
04.04. | 13
04.04. | 14
04.04. | 15
04.04. | 16
04.04. | 17
04.04. | 18
04.04. | 19
04.04. | 20
04.04. | 21
04.04. | 22
04.04. | 23
04.04. | 24
05.04. | 1
05.04. | 2
05.04. | 3
05.04. | 4
05.04. | 5
05.04. | 6
05.04. | 7
05.04. | 8
05.04. | 9
05.04. | 10
05.04. | 11
05.04. | 12
05.04. | 13
05.04. | 14
05.04. | 15
05.04. | 16
05.04. | 17
05.04. | 18
05.04. | 19
05.04. | 20
05.04. | 21
05.04. | 22
05.04. | 23
05.04. | 24
06.04. | 1
06.04. | 2
06.04. | 3
06.04. | 4
06.04. | 5
06.04. | 6
06.04. | 7
06.04. | 8
06.04. | 9
06.04. | 10
06.04. | 11
06.04. | 12
06.04. | 13
06.04. | 14
06.04. | 15
06.04. | 16
06.04. | 17
06.04. | 18
06.04. | 19
06.04. | 20
06.04. | 21
06.04. | 22
06.04. | 23
06.04. | 24
07.04. | 1
07.04. | 2
07.04. | 3
07.04. | 4
07.04. | 5
07.04. | 6
07.04. | 7
07.04. | 8
07.04. | 9
07.04. | 10
07.04. | 11
07.04. | 12
07.04. | 13
07.04. | 14
07.04. | 15
07.04. | 16
07.04. | 17
07.04. | 18
07.04. | 19
07.04. | 20
07.04. | 21
07.04. | 22
07.04. | 23
07.04. | 24
08.04. | 1
08.04. | 2
08.04. | 3
08.04. | 4
08.04. | 5
08.04. | 6
08.04. | 7
08.04. | 8
08.04. | 9
08.04. | 10
08.04. | 11
08.04. | 12
08.04. | 13
08.04. | 14
08.04. | 15
08.04. | 16
08.04. | 17
08.04. | 18
08.04. | 19
08.04. | 20
08.04. | 21
08.04. | 22
08.04. | 23
08.04. | 24
09.04. | 1
09.04. | 2
09.04. | 3
09.04. | 4
09.04. | 5
09.04. | 6
09.04. | 7
09.04. | 8
09.04. | 9
09.04. | 10
09.04. | 11
09.04. | 12
09.04. | 13
09.04. | 14
09.04. | 15
09.04. | 16
09.04. | 17
09.04. | 18
09.04. | 19
09.04. | 20
09.04. | 21
09.04. | 22
09.04. | 23
09.04. | 24
10.04. | 1
10.04. | 2
10.04. | 3
10.04. | 4
10.04. | 5
10.04. | 6
10.04. | 7
10.04. | 8
10.04. | 9
10.04. | 10
10.04. | 11
10.04. | 12
10.04. | 13
10.04. | 14
10.04. | 15
10.04. | 16
10.04. | 17
10.04. | 18
10.04. | 19
10.04. | 20
10.04. | 21
10.04. | 22
10.04. | 23
10.04. | 24
11.04. | 1
11.04. | 2
11.04. | 3
11.04. | 4
11.04. | 5
11.04. | 6
11.04. | 7
11.04. | 8
11.04. | 9
11.04. | 10
11.04. | 11
11.04. | 12
11.04. | 13
11.04. | 14
11.04. | 15
11.04. | 16
11.04. | 17
11.04. | 18
11.04. | 19
11.04. | 20
11.04. | 21
11.04. | 22
11.04. | 23
11.04. | 24
12.04. | 1
12.04. | 2
12.04. | 3
12.04. | 4
12.04. | 5
12.04. | 6
12.04. | 7
12.04. | 8
12.04. | 9
12.04. | 10
12.04. | 11
12.04. | 12
12.04. | 13
12.04. | 14
12.04. | 15
12.04. | 16
12.04. | 17
12.04. | 18
12.04. | 19
12.04. | 20
12.04. | 21
12.04. | 22
12.04. | 23
12.04. | 24
13.04. | 1
13.04. | 2
13.04. | 3
13.04. | 4
13.04. | 5
13.04. | 6
13.04. | 7
13.04. | 8
13.04. | 9
13.04. | 10
13.04. | 11
13.04. | 12
13.04. | 13
13.04. | 14
13.04. | 15
13.04. | 16
13.04. | 17
13.04. | 18
13.04. | 19
13.04. | 20
13.04. | 21
13.04. | 22
13.04. | 23
13.04. | 24
14.04. | 1
14.04. | 2
14.04. | 3
14.04. | 4
14.04. | 5
14.04. | 6
14.04. | 7
14.04. | 8
14.04. | 9
14.04. | 10
14.04. | 11
14.04. | 12
14.04. | 13
14.04. | 14
14.04. | 15
14.04. | 16
14.04. | 17
14.04. | 18
14.04. | 19
14.04. | 20
14.04. | 21
14.04. | 22
14.04. | 23
14.04. | 24
15.04. | 1
15.04. | 2
15.04. | 3
15.04. | 4
15.04. | 5
15.04. | 6
15.04. | 7
15.04. | 8
15.04. | 9
15.04. | 10
15.04. | 11
15.04. | 12
15.04. | 13
15.04. | 14
15.04. | 15
15.04. | 16
15.04. | 17
15.04. | 18
15.04. | 19
15.04. | 20
15.04. | 21
15.04. | 22
15.04. | 23
15.04. | 24
16.04. | 1
16.04. | 2
16.04. | 3
16.04. | 4
16.04. | 5
16.04. | 6
16.04. | 7
16.04. | 8
16.04. | 9
16.04. | 10
16.04. | 11
16.04. | 12
16.04. | 13
16.04. | 14
16.04. | 15
16.04. | 16
16.04. | 17
16.04. | 18
16.04. | 19
16.04. | 20
16.04. | 21
16.04. | 22
16.04. | 23
16.04. | 24
17.04. | 1
17.04. | 2
17.04. | 3
17.04. | 4
17.04. | 5
17.04. | 6
17.04. | 7
17.04. | 8
17.04. | 9
17.04. | 10
17.04. | 11
17.04. | 12
17.04. | 13
17.04. | 14
17.04. | 15
17.04. | 16
17.04. | 17
17.04. | 18
17.04. | 19
17.04. | 20
17.04. | 21
17.04. | 22
17.04. | 23
17.04. | 24
18.04. | 1
18.04. | 2
18.04. | 3
18.04. | 4
18.04. | 5
18.04. | 6
18.04. | 7
18.04. | 8
18.04. | 9
18.04. | 10
18.04. | 11
18.04. | 12
18.04. | 13
18.04. | 14
18.04. | 15
18.04. | 16
18.04. | 17
18.04. | 18
18.04. | 19
18.04. | 20
18.04. | 21
18.04. | 22
18.04. | 23
18.04. | 24
19.04. | 1
19.04. | 2
19.04. | 3
19.04. | 4
19.04. | 5
19.04. | 6
19.04. | 7
19.04. | 8
19.04. | 9
19.04. | 10
19.04. | 11
19.04. | 12
19.04. | 13
19.04. | 14
19.04. | 15
19.04. | 16
19.04. | 17
19.04. | 18
19.04. | 19
19.04. | 20
19.04. | 21
19.04. | 22
19.04. | 23
19.04. | 24
20.04. | 1
20.04. | 2
20.04. | 3
20.04. | 4
20.04. | 5
20.04. | 6
20.04. | 7
20.04. | 8
20.04. | 9
20.04. | 10
20.04. | 11
20.04. | 12
20.04. | 13
20.04. | 14
20.04. | 15
20.04. | 16
20.04. | 17
20.04. | 18
20.04. | 19
20.04. | 20
20.04. | 21
20.04. | 22
20.04. | 23
20.04. | 24
21.04. | 1
21.04. | 2
21.04. | 3
21.04. | 4
21.04. | 5
21.04. | 6
21.04. | 7
21.04. | 8
21.04. | 9
21.04. | 10
21.04. | 11
21.04. | 12
21.04. | 13
21.04. | 14
21.04. | 15
21.04. | 16
21.04. | 17
21.04. | 18
21.04. | 19
21.04. | 20
21.04. | 21
21.04. | 22
21.04. | 23
21.04. | 24
22.04. | 1
22.04. | 2
22.04. | 3
22.04. | 4
22.04. | 5
22.04. | 6
22.04. | 7
22.04. | 8
22.04. | 9
22.04. | 10
22.04. | 11
22.04. | 12
22.04. | 13
22.04. | 14
22.04. | 15
22.04. | 16
22.04. | 17
22.04. | 18
22.04. | 19
22.04. | 20
22.04. | 21
22.04. | 22
22.04. | 23
22.04. | 24
23.04. | 1
23.04. | 2
23.04. | 3
23.04. | 4
23.04. | 5
23.04. | 6
23.04. | 7
23.04. | 8
23.04. | 9
23.04. | 10
23.04. | 11
23.04. | 12
23.04. | 13
23.04. | 14
23.04. | 15
23.04. | 16
23.04. | 17
23.04. | 18
23.04. | 19
23.04. | 20
23.04. | 21
23.04. | 22
23.04. | 23
23.04. | 24
24.04. | 1
24.04. | 2
24.04. | 3
24.04. | 4
24.04. | 5
24.04. | 6
24.04. | 7
24.04. | 8
24.04. | 9
24.04. | 10
24.04. | 11
24.04. | 12
24.04. | 13
24.04. | 14
24.04. | 15
24.04. | 16
24.04. | 17
24.04. | 18
24.04. | 19
24.04. | 20
24.04. | 21
24.04. | 22
24.04. | 23
24.04. | 24
25.04. | 1
25.04. | 2
25.04. | 3
25.04. | 4
25.04. | 5
25.04. | 6
25.04. | 7
25.04. | 8
25.04. | 9
25.04. | 10
25.04. | 11
25.04. | 12
25.04. | 13
25.04. | 14
25.04. | 15
25.04. | 16
25.04. | 17
25.04. | 18
25.04. | 19
25.04. | 20
25.04. | 21
25.04. | 22
25.04. | 23
25.04. | 24
26.04. | 1
26.04. | 2
26.04. | 3
26.04. | 4
26.04. | 5
26.04. | 6
26.04. | 7
26.04. | 8
26.04. | 9
26.04. | 10
26.04. | 11
26.04. | 12
26.04. | 13
26.04. | 14
26.04. | 15
26.04. | 16
26.04. | 17
26.04. | 18
26.04. | 19
26.04. | 20
26.04. | 21
26.04. | 22
26.04. | 23
26.04. | 24
27.04. | 1
27.04. | 2
27.04. | 3
27.04. | 4
27.04. | 5
27.04. | 6
27.04. | 7
27.04. | 8
27.04. | 9
27.04. | 10
27.04. | 11
27.04. | 12
27.04. | 13
27.04. | 14
27.04. | 15
27.04. | 16
27.04. | 17
27.04. | 18
27.04. | 19
27.04. | 20
27.04. | 21
27.04. | 22
27.04. | 23
27.04. | 24
28.04. | 1
28.04. | 2
28.04. | 3
28.04. | 4
28.04. | 5
28.04. | 6
28.04. | 7
28.04. | 8
28.04. | 9
28.04. | 10
28.04. | 11
28.04. | 12
28.04. | 13
28.04. | 14
28.04. | 15
28.04. | 16
28.04. | 17
28.04. | 18
28.04. | 19
28.04. | 20
28.04. | 21
28.04. | 22
28.04. | 23
28.04. | 24
29.04. | 1
29.04. | 2
29.04. | 3
29.04. | 4
29.04. | 5
29.04. | 6
29.04. | 7
29.04. | 8
29.04. | 9
29.04. | 10
29.04. | 11
29.04. | 12
29.04. | 13
29.04. | 14
29.04. | 15
29.04. | 16
29.04. | 17
29.04. | 18
29.04. | 19
29.04. | 20
29.04. | 21
29.04. | 22
29.04. | 23
29.04. | 24
30.04. | 1
30.04. | 2
30.04. | 3
30.04. | 4
30.04. | 5
30.04. | 6
30.04. | 7
30.04. | 8
30.04. | 9
30.04. | 10
30.04. | 11
30.04. | 12
30.04. | 13
30.04. | 14
30.04. | 15
30.04. | 16
30.04. | 17
30.04. | 18
30.04. | 19
30.04. | 20
30.04. | 21
30.04. | 22
30.04. | 23
30.04. | 24
01.05. | 1
01.05. | 2
01.05. | 3
01.05. | 4
01.05. | 5
01.05. | 6
01.05. | 7
01.05. | 8
01.05. | 9
01.05. | 10
01.05. | 11
01.05. | 12
01.05. | 13
01.05. | 14
01.05. | 15
01.05. | 16
01.05. | 17
01.05. | 18
01.05. | 19
01.05. | 20
01.05. | 21
01.05. | 22
01.05. | 23
01.05. | 24
02.05. | 1
02.05. | 2
02.05. | 3
02.05. | 4
02.05. | 5
02.05. | 6
02.05. | 7
02.05. | 8
02.05. | 9
02.05. | 10
02.05. | 11
02.05. | 12
02.05. | 13
02.05. | 14
02.05. | 15
02.05. | 16
02.05. | 17
02.05. | 18
02.05. | 19
02.05. | 20
02.05. | 21
02.05. | 22
02.05. | 23
02.05. | 24
03.05. | 1
03.05. | 2
03.05. | 3
03.05. | 4
03.05. | 5
03.05. | 6
03.05. | 7
03.05. | 8
03.05. | 9
03.05. | 10
03.05. | 11
03.05. | 12
03.05. | 13
03.05. | 14
03.05. | 15
03.05. | 16
03.05. | 17
03.05. | 18
03.05. | 19
03.05. | 20
03.05. | 21
03.05. | 22
03.05. | 23
03.05. | 24
04.05. | 1
04.05. | 2
04.05. | 3
04.05. | 4
04.05. | 5
04.05. | 6
04.05. | 7
04.05. | 8
04.05. | 9
04.05. | 10
04.05. | 11
04.05. | 12
04.05. | 13
04.05. | 14
04.05. | 15
04.05. | 16
04.05. | 17
04.05. | 18
04.05. | 19
04.05. | 20
04.05. | 21
04.05. | 22
04.05. | 23
04.05. | 24
05.05. | 1
05.05. | 2
05.05. | 3
05.05. | 4
05.05. | 5
05.05. | 6
05.05. | 7
05.05. | 8
05.05. | 9
05.05. | 10
05.05. | 11
05.05. | 12
05.05. | 13
05.05. | 14
05.05. | 15
05.05. | 16
05.05. | 17
05.05. | 18
05.05. | 19
05.05. | 20
05.05. | 21
05.05. | 22
05.05. | 23
05.05. | 24
06.05. | 1
06.05. | 2
06.05. | 3
06.05. | 4
06.05. | 5
06.05. | 6
06.05. | 7
06.05. | 8
06.05. | 9
06.05. | 10
06.05. | 11
06.05. | 12
06.05. | 13
06.05. | 14
06.05. | 15
06.05. | 16
06.05. | 17
06.05. | 18
06.05. | 19
06.05. | 20
06.05. | 21
06.05. | 22
06.05. | 23
06.05. | 24
07.05. | 1
07.05. | 2
07.05. | 3
07.05. | 4
07.05. | 5
07.05. | 6
07.05. | 7
07.05. | 8
07.05. | 9
07.05. | 10
07.05. | 11
07.05. | 12
07.05. | 13
07.05. | 14
07.05. | 15
07.05. | 16
07.05. | 17
07.05. | 18
07.05. | 19
07.05. | 20
07.05. | 21
07.05. | 22
07.05. | 23
07.05. | 24
08.05. | 1
08.05. | 2
08.05. | 3
08.05. | 4
08.05. | 5
08.05. | 6
08.05. | 7
08.05. | 8
08.05. | 9
08.05. | 10
08.05. | 11
08.05. | 12
08.05. | 13
08.05. | 14
08.05. | 15
08.05. | 16
08.05. | 17
08.05. | 18
08.05. | 19
08.05. | 20
08.05. | 21
08.05. | 22
08.05. | 23
08.05. | 24
09.05. | 1
09.05. | 2
09.05. | 3
09.05. | 4
09.05. | 5
09.05. | 6
09.05. | 7
09.05. | 8
09.05. | 9
09.05. | 10
09.05. | 11
09.05. | 12
09.05. | 13
09.05. | 14
09.05. | 15
09.05. | 16
09.05. | 17
09.05. | 18
09.05. | 19
09.05. | 20
09.05. | 21
09.05. | 22
09.05. | 23
09.05. | 24
10.05. | 1
10.05. | 2
10.05. | 3
10.05. | 4
10.05. | 5
10.05. | 6
10.05. | 7
10.05. | 8
10.05. | 9
10.05. | 10
10.05. | 11
10.05. | 12
10.05. | 13
10.05. | 14
10.05. | 15
10.05. | 16
10.05. | 17
10.05. | 18
10.05. | 19
10.05. | 20
10.05. | 21
10.05. | 22
10.05. | 23
10.05. | 24
11.05. | 1
11.05. | 2
11.05. | 3
11.05. | 4
11.05. | 5
11.05. | 6
11.05. | 7
11.05. | 8
11.05. | 9
11.05. | 10
11.05. | 11
11.05. | 12
11.05. | 13
11.05. | 14
11.05. | 15
11.05. | 16
11.05. | 17
11.05. | 18
11.05. | 19
11.05. | 20
11.05. | 21
11.05. | 22
11.05. | 23
11.05. | 24
12.05. | 1
12.05. | 2
12.05. | 3
12.05. | 4
12.05. | 5
12.05. | 6
12.05. | 7
12.05. | 8
12.05. | 9
12.05. | 10
12.05. | 11
12.05. | 12
12.05. | 13
12.05. | 14
12.05. | 15
12.05. | 16
12.05. | 17
12.05. | 18
12.05. | 19
12.05. | 20
12.05. | 21
12.05. | 22
12.05. | 23
12.05. | 24
13.05. | 1
13.05. | 2
13.05. | 3
13.05. | 4
13.05. | 5
13.05. | 6
13.05. | 7
13.05. | 8
13.05. | 9
13.05. | 10
13.05. | 11
13.05. | 12
13.05. | 13
13.05. | 14
13.05. | 15
13.05. | 16
13.05. | 17
13.05. | 18
13.05. | 19
13.05. | 20
13.05. | 21
13.05. | 22
13.05. | 23
13.05. | 24
14.05. | 1
14.05. | 2
14.05. | 3
14.05. | 4
14.05. | 5
14.05. | 6
14.05. | 7
14.05. | 8
14.05. | 9
14.05. | 10
14.05. | 11
14.05. | 12
14.05. | 13
14.05. | 14
14.05. | 15
14.05. | 16
14.05. | 17
14.05. | 18
14.05. | 19
14.05. | 20
14.05. | 21
14.05. | 22
14.05. | 23
14.05. | 24
15.05. | 1
15.05. | 2
15.05. | 3
15.05. | 4
15.05. | 5
15.05. | 6
15.05. | 7
15.05. | 8
15.05. | 9
15.05. | 10
15.05. | 11
15.05. | 12
15.05. | 13
15.05. | 14
15.05. | 15
15.05. | 16
15.05. | 17
15.05. | 18
15.05. | 19
15.05. | 20
15.05. | 21
15.05. | 22
15.05. | 23
15.05. | 24
16.05. | 1
16.05. | 2
16.05. | 3
16.05. | 4
16.05. | 5
16.05. | 6
16.05. | 7
16.05. | 8
16.05. | 9
16.05. | 10
16.05. | 11
16.05. | 12
16.05. | 13
16.05. | 14
16.05. | 15
16.05. | 16
16.05. | 17
16.05. | 18
16.05. | 19
16.05. | 20
16.05. | 21
16.05. | 22
16.05. | 23
16.05. | 24
17.05. | 1
17.05. | 2
17.05. | 3
17.05. | 4
17.05. | 5
17.05. | 6
17.05. | 7
17.05. | 8
17.05. | 9
17.05. | 10
17.05. | 11
17.05. | 12
17.05. | 13
17.05. | 14
17.05. | 15
17.05. | 16
17.05. | 17
17.05. | 18
17.05. | 19
17.05. | 20
17.05. | 21
17.05. | 22
17.05. | 23
17.05. | 24
18.05. | 1
18.05. | 2
18.05. | 3
18.05. | 4
18.05. | 5
18.05. | 6
18.05. | 7
18.05. | 8
18.05. | 9
18.05. | 10
18.05. | 11
18.05. | 12
18.05. | 13
18.05. | 14
18.05. | 15
18.05. | 16
18.05. | 17
18.05. | 18
18.05. | 19
18.05. | 20
18.05. | 21
18.05. | 22
18.05. | 23
18.05. | 24
19.05. | 1
19.05. | 2
19.05. | 3
19.05. | 4
19.05. | 5
19.05. | 6
19.05. | 7
19.05. | 8
19.05. | 9
19.05. | 10
19.05. | 11
19.05. | 12
19.05. | 13
19.05. | 14
19.05. | 15
19.05. | 16
19.05. | 17
19.05. | 18
19.05. | 19
19.05. | 20
19.05. | 21
19.05. | 22
19.05. | 23
19.05. | 24
20.05. | 1
20.05. | 2
20.05. | 3
20.05. | 4
20.05. | 5
20.05. | 6
20.05. | 7
20.05. | 8
20.05. | 9
20.05. | 10
20.05. | 11
20.05. | 12
20.05. | 13
20.05. | 14
20.05. | 15
20.05. | 16
20.05. | 17
20.05. | 18
20.05. | 19
20.05. | 20
20.05. | 21
20.05. | 22
20.05. | 23
20.05. | 24
21.05. | 1
21.05. | 2
21.05. | 3
21.05. | 4
21.05. | 5
21.05. | 6
21.05. | 7
21.05. | 8
21.05. | 9
21.05. | 10
21.05. | 11
21.05. | 12
21.05. | 13
21.05. | 14
21.05. | 15
21.05. | 16
21.05. | 17
21.05. | 18
21.05. | 19
21.05. | 20
21.05. | 21
21.05. | 22
21.05. | 23
21.05. | 24
22.05. | 1
22.05. | 2
22.05. | 3
22.05. | 4
22.05. | 5
22.05. | 6
22.05. | 7
22.05. | 8
22.05. | 9
22.05. | 10
22.05. | 11
22.05. | 12
22.05. | 13
22.05. | 14
22.05. | 15
22.05. | 16
22.05. | 17
22.05. | 18
22.05. | 19
22.05. | 20
22.05. | 21
22.05. | 22
22.05. | 23
22.05. | 24
23.05. | 1
23.05. | 2
23.05. | 3
23.05. | 4
23.05. | 5
23.05. | 6
23.05. | 7
23.05. | 8
23.05. | 9
23.05. | 10
23.05. | 11
23.05. | 12
23.05. | 13
23.05. | 14
23.05. | 15
23.05. | 16
23.05. | 17
23.05. | 18
23.05. | 19
23.05. | 20
23.05. | 21
23.05. | 22
23.05. | 23
23.05. | 24
24.05. | 1
24.05. | 2
24.05. | 3
24.05. | 4
24.05. | 5
24.05. | 6
24.05. | 7
24.05. | 8
24.05. | 9
24.05. | 10
24.05. | 11
24.05. | 12
24.05. | 13
24.05. | 14
24.05. | 15
24.05. | 16
24.05. | 17
24.05. | 18
24.05. | 19
24.05. | 20
24.05. | 21
24.05. | 22
24.05. | 23
24.05. | 24
25.05. | 1
25.05. | 2
25.05. | 3
25.05. | 4
25.05. | 5
25.05. | 6
25.05. | 7
25.05. | 8
25.05. | 9
25.05. | 10
25.05. | 11
25.05. | 12
25.05. | 13
25.05. | 14
25.05. | 15
25.05. | 16
25.05. | 17
25.05. | 18
25.05. | 19
25.05. | 20
25.05. | 21
25.05. | 22
25.05. | 23
25.05. | 24
26.05. | 1
26.05. | 2
26.05. | 3
26.05. | 4
26.05. | 5
26.05. | 6
26.05. | 7
26.05. | 8
26.05. | 9
26.05. | 10
26.05. | 11
26.05. | 12
26.05. | 13
26.05. | 14
26.05. | 15
26.05. | 16
26.05. | 17
26.05. | 18
26.05. | 19
26.05. | 20
26.05. | 21
26.05. | 22
26.05. | 23
26.05. | 24
27.05. | 1
27.05. | 2
27.05. | 3
27.05. | 4
27.05. | 5
27.05. | 6
27.05. | 7
27.05. | 8
27.05. | 9
27.05. | 10
27.05. | 11
27.05. | 12
27.05. | 13
27.05. | 14
27.05. | 15
27.05. | 16
27.05. | 17
27.05. | 18
27.05. | 19
27.05. | 20
27.05. | 21
27.05. | 22
27.05. | 23
27.05. | 24
28.05. | 1
28.05. | 2
28.05. | 3
28.05. | 4
28.05. | 5
28.05. | 6
28.05. | 7
28.05. | 8
28.05. | 9
28.05. | 10
28.05. | 11
28.05. | 12
28.05. | 13
28.05. | 14
28.05. | 15
28.05. | 16
28.05. | 17
28.05. | 18
28.05. | 19
28.05. | 20
28.05. | 21
28.05. | 22
28.05. | 23
28.05. | 24
29.05. | 1
29.05. | 2
29.05. | 3
29.05. | 4
29.05. | 5
29.05. | 6
29.05. | 7
29.05. | 8
29.05. | 9
29.05. | 10
29.05. | 11
29.05. | 12
29.05. | 13
29.05. | 14
29.05. | 15
29.05. | 16
29.05. | 17
29.05. | 18
29.05. | 19
29.05. | 20
29.05. | 21
29.05. | 22
29.05. | 23
29.05. | 24
30.05. | 1
30.05. | 2
30.05. | 3
30.05. | 4
30.05. | 5
30.05. | 6
30.05. | 7
30.05. | 8
30.05. | 9
30.05. | 10
30.05. | 11
30.05. | 12
30.05. | 13
30.05. | 14
30.05. | 15
30.05. | 16
30.05. | 17
30.05. | 18
30.05. | 19
30.05. | 20
30.05. | 21
30.05. | 22
30.05. | 23
30.05. | 24
31.05. | 1
31.05. | 2
31.05. | 3
31.05. | 4
31.05. | 5
31.05. | 6
31.05. | 7
31.05. | 8
31.05. | 9
31.05. | 10
31.05. | 11
31.05. | 12
31.05. | 13
31.05. | 14
31.05. | 15
31.05. | 16
31.05. | 17
31.05. | 18
31.05. | 19
31.05. | 20
31.05. | 21
31.05. | 22
31.05. | 23
31.05. | 24
01.06. | 1
01.06. | 2
01.06. | 3
01.06. | 4
01.06. | 5
01.06. | 6
01.06. | 7
01.06. | 8
01.06. | 9
01.06. | 10
01.06. | 11
01.06. | 12
01.06. | 13
01.06. | 14
01.06. | 15
01.06. | 16
01.06. | 17
01.06. | 18
01.06. | 19
01.06. | 20
01.06. | 21
01.06. | 22
01.06. | 23
01.06. | 24
02.06. | 1
02.06. | 2
02.06. | 3
02.06. | 4
02.06. | 5
02.06. | 6
02.06. | 7
02.06. | 8
02.06. | 9
02.06. | 10
02.06. | 11
02.06. | 12
02.06. | 13
02.06. | 14
02.06. | 15
02.06. | 16
02.06. | 17
02.06. | 18
02.06. | 19
02.06. | 20
02.06. | 21
02.06. | 22
02.06. | 23
02.06. | 24
03.06. | 1
03.06. | 2
03.06. | 3
03.06. | 4
03.06. | 5
03.06. | 6
03.06. | 7
03.06. | 8
03.06. | 9
03.06. | 10
03.06. | 11
03.06. | 12
03.06. | 13
03.06. | 14
03.06. | 15
03.06. | 16
03.06. | 17
03.06. | 18
03.06. | 19
03.06. | 20
03.06. | 21
03.06. | 22
03.06. | 23
03.06. | 24
04.06. | 1
04.06. | 2
04.06. | 3
04.06. | 4
04.06. | 5
04.06. | 6
04.06. | 7
04.06. | 8
04.06. | 9
04.06. | 10
04.06. | 11
04.06. | 12
04.06. | 13
04.06. | 14
04.06. | 15
04.06. | 16
04.06. | 17
04.06. | 18
04.06. | 19
04.06. | 20
04.06. | 21
04.06. | 22
04.06. | 23
04.06. | 24
05.06. | 1
05.06. | 2
05.06. | 3
05.06. | 4
05.06. | 5
05.06. | 6
05.06. | 7
05.06. | 8
05.06. | 9
05.06. | 10
05.06. | 11
05.06. | 12
05.06. | 13
05.06. | 14
05.06. | 15
05.06. | 16
05.06. | 17
05.06. | 18
05.06. | 19
05.06. | 20
05.06. | 21
05.06. | 22
05.06. | 23
05.06. | 24
06.06. | 1
06.06. | 2
06.06. | 3
06.06. | 4
06.06. | 5
06.06. | 6
06.06. | 7
06.06. | 8
06.06. | 9
06.06. | 10
06.06. | 11
06.06. | 12
06.06. | 13
06.06. | 14
06.06. | 15
06.06. | 16
06.06. | 17
06.06. | 18
06.06. | 19
06.06. | 20
06.06. | 21
06.06. | 22
06.06. | 23
06.06. | 24
07.06. | 1
07.06. | 2
07.06. | 3
07.06. | 4
07.06. | 5
07.06. | 6
07.06. | 7
07.06. | 8
07.06. | 9
07.06. | 10
07.06. | 11
07.06. | 12
07.06. | 13
07.06. | 14
07.06. | 15
07.06. | 16
07.06. | 17
07.06. | 18
07.06. | 19
07.06. | 20
07.06. | 21
07.06. | 22
07.06. | 23
07.06. | 24
08.06. | 1
08.06. | 2
08.06. | 3
08.06. | 4
08.06. | 5
08.06. | 6
08.06. | 7
08.06. | 8
08.06. | 9
08.06. | 10
08.06. | 11
08.06. | 12
08.06. | 13
08.06. | 14
08.06. | 15
08.06. | 16
08.06. | 17
08.06. | 18
08.06. | 19
08.06. | 20
08.06. | 21
08.06. | 22
08.06. | 23
08.06. | 24
09.06. | 1
09.06. | 2
09.06. | 3
09.06. | 4
09.06. | 5
09.06. | 6
09.06. | 7
09.06. | 8
09.06. | 9
09.06. | 10
09.06. | 11
09.06. | 12
09.06. | 13
09.06. | 14
09.06. | 15
09.06. | 16
09.06. | 17
09.06. | 18
09.06. | 19
09.06. | 20
09.06. | 21
09.06. | 22
09.06. | 23
09.06. | 24
10.06. | 1
10.06. | 2
10.06. | 3
10.06. | 4
10.06. | 5
10.06. | 6
10.06. | 7
10.06. | 8
10.06. | 9
10.06. | 10
10.06. | 11
10.06. | 12
10.06. | 13
10.06. | 14
10.06. | 15
10.06. | 16
10.06. | 17
10.06. | 18
10.06. | 19
10.06. | 20
10.06. | 21
10.06. | 22
10.06. | 23
10.06. | 24
11.06. | 1
11.06. | 2
11.06. | 3
11.06. | 4
11.06. | 5
11.06. | 6
11.06. | 7
11.06. | 8
11.06. | 9
11.06. | 10
11.06. | 11
11.06. | 12
11.06. | 13
11.06. | 14
11.06. | 15
11.06. | 16
11.06. | 17
11.06. | 18
11.06. | 19
11.06. | 20
11.06. | 21
11.06. | 22
11.06. | 23
11.06. | 24
12.06. | 1
12.06. | 2
12.06. | 3
12.06. | 4
12.06. | 5
12.06. | 6
12.06. | 7
12.06. | 8
12.06. | 9
12.06. | 10
12.06. | 11
12.06. | 12
12.06. | 13
12.06. | 14
12.06. | 15
12.06. | 16
12.06. | 17
12.06. | 18
12.06. | 19
12.06. | 20
12.06. | 21
12.06. | 22
12.06. | 23
12.06. | 24
13.06. | 1
13.06. | 2
13.06. | 3
13.06. | 4
13.06. | 5
13.06. | 6
13.06. | 7
13.06. | 8
13.06. | 9
13.06. | 10
13.06. | 11
13.06. | 12
13.06. | 13
13.06. | 14
13.06. | 15
13.06. | 16
13.06. | 17
13.06. | 18
13.06. | 19
13.06. | 20
13.06. | 21
13.06. | 22
13.06. | 23
13.06. | 24
14.06. | 1
14.06. | 2
14.06. | 3
14.06. | 4
14.06. | 5
14.06. | 6
14.06. | 7
14.06. | 8
14.06. | 9
14.06. | 10
14.06. | 11
14.06. | 12
14.06. | 13
14.06. | 14
14.06. | 15
14.06. | 16
14.06. | 17
14.06. | 18
14.06. | 19
14.06. | 20
14.06. | 21
14.06. | 22
14.06. | 23
14.06. | 24
15.06. | 1
15.06. | 2
15.06. | 3
15.06. | 4
15.06. | 5
15.06. | 6
15.06. | 7
15.06. | 8
15.06. | 9
15.06. | 10
15.06. | 11
15.06. | 12
15.06. | 13
15.06. | 14
15.06. | 15
15.06. | 16
15.06. | 17
15.06. | 18
15.06. | 19
15.06. | 20
15.06. | 21
15.06. | 22
15.06. | 23
15.06. | 24
16.06. | 1
16.06. | 2
16.06. | 3
16.06. | 4
16.06. | 5
16.06. | 6
16.06. | 7
16.06. | 8
16.06. | 9
16.06. | 10
16.06. | 11
16.06. | 12
16.06. | 13
16.06. | 14
16.06. | 15
16.06. | 16
16.06. | 17
16.06. | 18
16.06. | 19
16.06. | 20
16.06. | 21
16.06. | 22
16.06. | 23
16.06. | 24
17.06. | 1
17.06. | 2
17.06. | 3
17.06. | 4
17.06. | 5
17.06. | 6
17.06. | 7
17.06. | 8
17.06. | 9
17.06. | 10
17.06. | 11
17.06. | 12
17.06. | 13
17.06. | 14
17.06. | 15
17.06. | 16
17.06. | 17
17.06. | 18
17.06. | 19
17.06. | 20
17.06. | 21
17.06. | 22
17.06. | 23
17.06. | 24
18.06. | 1
18.06. | 2
18.06. | 3
18.06. | 4
18.06. | 5
18.06. | 6
18.06. | 7
18.06. | 8
18.06. | 9
18.06. | 10
18.06. | 11
18.06. | 12
18.06. | 13
18.06. | 14
18.06. | 15
18.06. | 16
18.06. | 17
18.06. | 18
18.06. | 19
18.06. | 20
18.06. | 21
18.06. | 22
18.06. | 23
18.06. | 24
19.06. | 1
19.06. | 2
19.06. | 3
19.06. | 4
19.06. | 5
19.06. | 6
19.06. | 7
19.06. | 8
19.06. | 9
19.06. | 10
19.06. | 11
19.06. | 12
19.06. | 13
19.06. | 14
19.06. | 15
19.06. | 16
19.06. | 17
19.06. | 18
19.06. | 19
19.06. | 20
19.06. | 21
19.06. | 22
19.06. | 23
19.06. | 24
20.06. | 1
20.06. | 2
20.06. | 3
20.06. | 4
20.06. | 5
20.06. | 6
20.06. | 7
20.06. | 8
20.06. | 9
20.06. | 10
20.06. | 11
20.06. | 12
20.06. | 13
20.06. | 14
20.06. | 15
20.06. | 16
20.06. | 17
20.06. | 18
20.06. | 19
20.06. | 20
20.06. | 21
20.06. | 22
20.06. | 23
20.06. | 24
21.06. | 1
21.06. | 2
21.06. | 3
21.06. | 4
21.06. | 5
21.06. | 6
21.06. | 7
21.06. | 8
21.06. | 9
21.06. | 10
21.06. | 11
21.06. | 12
21.06. | 13
21.06. | 14
21.06. | 15
21.06. | 16
21.06. | 17
21.06. | 18
21.06. | 19
21.06. | 20
21.06. | 21
21.06. | 22
21.06. | 23
21.06. | 24
22.06. | 1
22.06. | 2
22.06. | 3
22.06. | 4
22.06. | 5
22.06. | 6
22.06. | 7
22.06. | 8
22.06. | 9
22.06. | 10
22.06. | 11
22.06. | 12
22.06. | 13
22.06. | 14
22.06. | 15
22.06. | 16
22.06. | 17
22.06. | 18
22.06. | 19
22.06. | 20
22.06. | 21
22.06. | 22
22.06. | 23
22.06. | 24
23.06. | 1
23.06. | 2
23.06. | 3
23.06. | 4
23.06. | 5
23.06. | 6
23.06. | 7
23.06. | 8
23.06. | 9
23.06. | 10
23.06. | 11
23.06. | 12
23.06. | 13
23.06. | 14
23.06. | 15
23.06. | 16
23.06. | 17
23.06. | 18
23.06. | 19
23.06. | 20
23.06. | 21
23.06. | 22
23.06. | 23
23.06. | 24
24.06. | 1
24.06. | 2
24.06. | 3
24.06. | 4
24.06. | 5
24.06. | 6
24.06. | 7
24.06. | 8
24.06. | 9
24.06. | 10
24.06. | 11
24.06. | 12
24.06. | 13
24.06. | 14
24.06. | 15
24.06. | 16
24.06. | 17
24.06. | 18
24.06. | 19
24.06. | 20
24.06. | 21
24.06. | 22
24.06. | 23
24.06. | 24
25.06. | 1
25.06. | 2
25.06. | 3
25.06. | 4
25.06. | 5
25.06. | 6
25.06. | 7
25.06. | 8
25.06. | 9
25.06. | 10
25.06. | 11
25.06. | 12
25.06. | 13
25.06. | 14
25.06. | 15
25.06. | 16
25.06. | 17
25.06. | 18
25.06. | 19
25.06. | 20
25.06. | 21
25.06. | 22
25.06. | 23
25.06. | 24
26.06. | 1
26.06. | 2
26.06. | 3
26.06. | 4
26.06. | 5
26.06. | 6
26.06. | 7
26.06. | 8
26.06. | 9
26.06. | 10
26.06. | 11
26.06. | 12
26.06. | 13
26.06. | 14
26.06. | 15
26.06. | 16
26.06. | 17
26.06. | 18
26.06. | 19
26.06. | 20
26.06. | 21
26.06. | 22
26.06. | 23
26.06. | 24
27.06. | 1
27.06. | 2
27.06. | 3
27.06. | 4
27.06. | 5
27.06. | 6
27.06. | 7
27.06. | 8
27.06. | 9
27.06. | 10
27.06. | 11
27.06. | 12
27.06. | 13
27.06. | 14
27.06. | 15
27.06. | 16
27.06. | 17
27.06. | 18
27.06. | 19
27.06. | 20
27.06. | 21
27.06. | 22
27.06. | 23
27.06. | 24
28.06. | 1
28.06. | 2
28.06. | 3
28.06. | 4
28.06. | 5
28.06. | 6
28.06. | 7
28.06. | 8
28.06. | 9
28.06. | 10
28.06. | 11
28.06. | 12
28.06. | 13
28.06. | 14
28.06. | 15
28.06. | 16
28.06. | 17
28.06. | 18
28.06. | 19
28.06. | 20
28.06. | 21
28.06. | 22
28.06. | 23
28.06. | 24
29.06. | 1
29.06. | 2
29.06. | 3
29.06. | 4
29.06. | 5
29.06. | 6
29.06. | 7
29.06. | 8
29.06. | 9
29.06. | 10
29.06. | 11
29.06. | 12
29.06. | 13
29.06. | 14
29.06. | 15
29.06. | 16
29.06. | 17
29.06. | 18
29.06. | 19
29.06. | 20
29.06. | 21
29.06. | 22
29.06. | 23
29.06. | 24
30.06. | 1
30.06. | 2
30.06. | 3
30.06. | 4
30.06. | 5
30.06. | 6
30.06. | 7
30.06. | 8
30.06. | 9
30.06. | 10
30.06. | 11
30.06. | 12
30.06. | 13
30.06. | 14
30.06. | 15
30.06. | 16
30.06. | 17
30.06. | 18
30.06. | 19
30.06. | 20
30.06. | 21
30.06. | 22
30.06. | 23
30.06. | 24
01.07. | 1
01.07. | 2
01.07. | 3
01.07. | 4
01.07. | 5
01.07. | 6
01.07. | 7
01.07. | 8
01.07. | 9
01.07. | 10
01.07. | 11
01.07. | 12
01.07. | 13
01.07. | 14
01.07. | 15
01.07. | 16
01.07. | 17
01.07. | 18
01.07. | 19
01.07. | 20
01.07. | 21
01.07. | 22
01.07. | 23
01.07. | 24
02.07. | 1
02.07. | 2
02.07. | 3
02.07. | 4
02.07. | 5
02.07. | 6
02.07. | 7
02.07. | 8
02.07. | 9
02.07. | 10
02.07. | 11
02.07. | 12
02.07. | 13
02.07. | 14
02.07. | 15
02.07. | 16
02.07. | 17
02.07. | 18
02.07. | 19
02.07. | 20
02.07. | 21
02.07. | 22
02.07. | 23
02.07. | 24
03.07. | 1
03.07. | 2
03.07. | 3
03.07. | 4
03.07. | 5
03.07. | 6
03.07. | 7
03.07. | 8
03.07. | 9
03.07. | 10
03.07. | 11
03.07. | 12
03.07. | 13
03.07. | 14
03.07. | 15
03.07. | 16
03.07. | 17
03.07. | 18
03.07. | 19
03.07. | 20
03.07. | 21
03.07. | 22
03.07. | 23
03.07. | 24
04.07. | 1
04.07. | 2
04.07. | 3
04.07. | 4
04.07. | 5
04.07. | 6
04.07. | 7
04.07. | 8
04.07. | 9
04.07. | 10
04.07. | 11
04.07. | 12
04.07. | 13
04.07. | 14
04.07. | 15
04.07. | 16
04.07. | 17
04.07. | 18
04.07. | 19
04.07. | 20
04.07. | 21
04.07. | 22
04.07. | 23
04.07. | 24
05.07. | 1
05.07. | 2
05.07. | 3
05.07. | 4
05.07. | 5
05.07. | 6
05.07. | 7
05.07. | 8
05.07. | 9
05.07. | 10
05.07. | 11
05.07. | 12
05.07. | 13
05.07. | 14
05.07. | 15
05.07. | 16
05.07. | 17
05.07. | 18
05.07. | 19
05.07. | 20
05.07. | 21
05.07. | 22
05.07. | 23
05.07. | 24
06.07. | 1
06.07. | 2
06.07. | 3
06.07. | 4
06.07. | 5
06.07. | 6
06.07. | 7
06.07. | 8
06.07. | 9
06.07. | 10
06.07. | 11
06.07. | 12
06.07. | 13
06.07. | 14
06.07. | 15
06.07. | 16
06.07. | 17
06.07. | 18
06.07. | 19
06.07. | 20
06.07. | 21
06.07. | 22
06.07. | 23
06.07. | 24
07.07. | 1
07.07. | 2
07.07. | 3
07.07. | 4
07.07. | 5
07.07. | 6
07.07. | 7
07.07. | 8
07.07. | 9
07.07. | 10
07.07. | 11
07.07. | 12
07.07. | 13
07.07. | 14
07.07. | 15
07.07. | 16
07.07. | 17
07.07. | 18
07.07. | 19
07.07. | 20
07.07. | 21
07.07. | 22
07.07. | 23
07.07. | 24
08.07. | 1
08.07. | 2
08.07. | 3
08.07. | 4
08.07. | 5
08.07. | 6
08.07. | 7
08.07. | 8
08.07. | 9
08.07. | 10
08.07. | 11
08.07. | 12
08.07. | 13
08.07. | 14
08.07. | 15
08.07. | 16
08.07. | 17
08.07. | 18
08.07. | 19
08.07. | 20
08.07. | 21
08.07. | 22
08.07. | 23
08.07. | 24
09.07. | 1
09.07. | 2
09.07. | 3
09.07. | 4
09.07. | 5
09.07. | 6
09.07. | 7
09.07. | 8
09.07. | 9
09.07. | 10
09.07. | 11
09.07. | 12
09.07. | 13
09.07. | 14
09.07. | 15
09.07. | 16
09.07. | 17
09.07. | 18
09.07. | 19
09.07. | 20
09.07. | 21
09.07. | 22
09.07. | 23
09.07. | 24
10.07. | 1
10.07. | 2
10.07. | 3
10.07. | 4
10.07. | 5
10.07. | 6
10.07. | 7
10.07. | 8
10.07. | 9
10.07. | 10
10.07. | 11
10.07. | 12
10.07. | 13
10.07. | 14
10.07. | 15
10.07. | 16
10.07. | 17
10.07. | 18
10.07. | 19
10.07. | 20
10.07. | 21
10.07. | 22
10.07. | 23
10.07. | 24
11.07. | 1
11.07. | 2
11.07. | 3
11.07. | 4
11.07. | 5
11.07. | 6
11.07. | 7
11.07. | 8
11.07. | 9
11.07. | 10
11.07. | 11
11.07. | 12
11.07. | 13
11.07. | 14
11.07. | 15
11.07. | 16
11.07. | 17
11.07. | 18
11.07. | 19
11.07. | 20
11.07. | 21
11.07. | 22
11.07. | 23
11.07. | 24
12.07. | 1
12.07. | 2
12.07. | 3
12.07. | 4
12.07. | 5
12.07. | 6
12.07. | 7
12.07. | 8
12.07. | 9
12.07. | 10
12.07. | 11
12.07. | 12
12.07. | 13
12.07. | 14
12.07. | 15
12.07. | 16
12.07. | 17
12.07. | 18
12.07. | 19
12.07. | 20
12.07. | 21
12.07. | 22
12.07. | 23
12.07. | 24
13.07. | 1
13.07. | 2
13.07. | 3
13.07. | 4
13.07. | 5
13.07. | 6
13.07. | 7
13.07. | 8
13.07. | 9
13.07. | 10
13.07. | 11
13.07. | 12
13.07. | 13
13.07. | 14
13.07. | 15
13.07. | 16
13.07. | 17
13.07. | 18
13.07. | 19
13.07. | 20
13.07. | 21
13.07. | 22
13.07. | 23
13.07. | 24
14.07. | 1
14.07. | 2
14.07. | 3
14.07. | 4
14.07. | 5
14.07. | 6
14.07. | 7
14.07. | 8
14.07. | 9
14.07. | 10
14.07. | 11
14.07. | 12
14.07. | 13
14.07. | 14
14.07. | 15
14.07. | 16
14.07. | 17
14.07. | 18
14.07. | 19
14.07. | 20
14.07. | 21
14.07. | 22
14.07. | 23
14.07. | 24
15.07. | 1
15.07. | 2
15.07. | 3
15.07. | 4
15.07. | 5
15.07. | 6
15.07. | 7
15.07. | 8
15.07. | 9
15.07. | 10
15.07. | 11
15.07. | 12
15.07. | 13
15.07. | 14
15.07. | 15
15.07. | 16
15.07. | 17
15.07. | 18
15.07. | 19
15.07. | 20
15.07. | 21
15.07. | 22
15.07. | 23
15.07. | 24
16.07. | 1
16.07. | 2
16.07. | 3
16.07. | 4
16.07. | 5
16.07. | 6
16.07. | 7
16.07. | 8
16.07. | 9
16.07. | 10
16.07. | 11
16.07. | 12
16.07. | 13
16.07. | 14
16.07. | 15
16.07. | 16
16.07. | 17
16.07. | 18
16.07. | 19
16.07. | 20
16.07. | 21
16.07. | 22
16.07. | 23
16.07. | 24
17.07. | 1
17.07. | 2
17.07. | 3
17.07. | 4
17.07. | 5
17.07. | 6
17.07. | 7
17.07. | 8
17.07. | 9
17.07. | 10
17.07. | 11
17.07. | 12
17.07. | 13
17.07. | 14
17.07. | 15
17.07. | 16
17.07. | 17
17.07. | 18
17.07. | 19
17.07. | 20
17.07. | 21
17.07. | 22
17.07. | 23
17.07. | 24
18.07. | 1
18.07. | 2
18.07. | 3
18.07. | 4
18.07. | 5
18.07. | 6
18.07. | 7
18.07. | 8
18.07. | 9
18.07. | 10
18.07. | 11
18.07. | 12
18.07. | 13
18.07. | 14
18.07. | 15
18.07. | 16
18.07. | 17
18.07. | 18
18.07. | 19
18.07. | 20
18.07. | 21
18.07. | 22
18.07. | 23
18.07. | 24
19.07. | 1
19.07. | 2
19.07. | 3
19.07. | 4
19.07. | 5
19.07. | 6
19.07. | 7
19.07. | 8
19.07. | 9
19.07. | 10
19.07. | 11
19.07. | 12
19.07. | 13
19.07. | 14
19.07. | 15
19.07. | 16
19.07. | 17
19.07. | 18
19.07. | 19
19.07. | 20
19.07. | 21
19.07. | 22
19.07. | 23
19.07. | 24
20.07. | 1
20.07. | 2
20.07. | 3
20.07. | 4
20.07. | 5
20.07. | 6
20.07. | 7
20.07. | 8
20.07. | 9
20.07. | 10
20.07. | 11
20.07. | 12
20.07. | 13
20.07. | 14
20.07. | 15
20.07. | 16
20.07. | 17
20.07. | 18
20.07. | 19
20.07. | 20
20.07. | 21
20.07. | 22
20.07. | 23
20.07. | 24
21.07. | 1
21.07. | 2
21.07. | 3
21.07. | 4
21.07. | 5
21.07. | 6
21.07. | 7
21.07. | 8
21.07. | 9
21.07. | 10
21.07. | 11
21.07. | 12
21.07. | 13
21.07. | 14
21.07. | 15
21.07. | 16
21.07. | 17
21.07. | 18
21.07. | 19
21.07. | 20
21.07. | 21
21.07. | 22
21.07. | 23
21.07. | 24
22.07. | 1
22.07. | 2
22.07. | 3
22.07. | 4
22.07. | 5
22.07. | 6
22.07. | 7
22.07. | 8
22.07. | 9
22.07. | 10
22.07. | 11
22.07. | 12
22.07. | 13
22.07. | 14
22.07. | 15
22.07. | 16
22.07. | 17
22.07. | 18
22.07. | 19
22.07. | 20
22.07. | 21
22.07. | 22
22.07. | 23
22.07. | 24
23.07. | 1
23.07. | 2
23.07. | 3
23.07. | 4
23.07. | 5
23.07. | 6
23.07. | 7
23.07. | 8
23.07. | 9
23.07. | 10
23.07. | 11
23.07. | 12
23.07. | 13
23.07. | 14
23.07. | 15
23.07. | 16
23.07. | 17
23.07. | 18
23.07. | 19
23.07. | 20
23.07. | 21
23.07. | 22
23.07. | 23
23.07. | 24
24.07. | 1
24.07. | 2
24.07. | 3
24.07. | 4
24.07. | 5
24.07. | 6
24.07. | 7
24.07. | 8
24.07. | 9
24.07. | 10
24.07. | 11
24.07. | 12
24.07. | 13
24.07. | 14
24.07. | 15
24.07. | 16
24.07. | 17
24.07. | 18
24.07. | 19
24.07. | 20
24.07. | 21
24.07. | 22
24.07. | 23
24.07. | 24
25.07. | 1
25.07. | 2
25.07. | 3
25.07. | 4
25.07. | 5
25.07. | 6
25.07. | 7
25.07. | 8
25.07. | 9
25.07. | 10
25.07. | 11
25.07. | 12
25.07. | 13
25.07. | 14
25.07. | 15
25.07. | 16
25.07. | 17
25.07. | 18
25.07. | 19
25.07. | 20
25.07. | 21
25.07. | 22
25.07. | 23
25.07. | 24
26.07. | 1
26.07. | 2
26.07. | 3
26.07. | 4
26.07. | 5
26.07. | 6
26.07. | 7
26.07. | 8
26.07. | 9
26.07. | 10
26.07. | 11
26.07. | 12
26.07. | 13
26.07. | 14
26.07. | 15
26.07. | 16
26.07. | 17
26.07. | 18
26.07. | 19
26.07. | 20
26.07. | 21
26.07. | 22
26.07. | 23
26.07. | 24
27.07. | 1
27.07. | 2
27.07. | 3
27.07. | 4
27.07. | 5
27.07. | 6
27.07. | 7
27.07. | 8
27.07. | 9
27.07. | 10
27.07. | 11
27.07. | 12
27.07. | 13
27.07. | 14
27.07. | 15
27.07. | 16
27.07. | 17
27.07. | 18
27.07. | 19
27.07. | 20
27.07. | 21
27.07. | 22
27.07. | 23
27.07. | 24
28.07. | 1
28.07. | 2
28.07. | 3
28.07. | 4
28.07. | 5
28.07. | 6
28.07. | 7
28.07. | 8
28.07. | 9
28.07. | 10
28.07. | 11
28.07. | 12
28.07. | 13
28.07. | 14
28.07. | 15
28.07. | 16
28.07. | 17
28.07. | 18
28.07. | 19
28.07. | 20
28.07. | 21
28.07. | 22
28.07. | 23
28.07. | 24
29.07. | 1
29.07. | 2
29.07. | 3
29.07. | 4
29.07. | 5
29.07. | 6
29.07. | 7
29.07. | 8
29.07. | 9
29.07. | 10
29.07. | 11
29.07. | 12
29.07. | 13
29.07. | 14
29.07. | 15
29.07. | 16
29.07. | 17
29.07. | 18
29.07. | 19
29.07. | 20
29.07. | 21
29.07. | 22
29.07. | 23
29.07. | 24
30.07. | 1
30.07. | 2
30.07. | 3
30.07. | 4
30.07. | 5
30.07. | 6
30.07. | 7
30.07. | 8
30.07. | 9
30.07. | 10
30.07. | 11
30.07. | 12
30.07. | 13
30.07. | 14
30.07. | 15
30.07. | 16
30.07. | 17
30.07. | 18
30.07. | 19
30.07. | 20
30.07. | 21
30.07. | 22
30.07. | 23
30.07. | 24
31.07. | 1
31.07. | 2
31.07. | 3
31.07. | 4
31.07. | 5
31.07. | 6
31.07. | 7
31.07. | 8
31.07. | 9
31.07. | 10
31.07. | 11
31.07. | 12
31.07. | 13
31.07. | 14
31.07. | 15
31.07. | 16
31.07. | 17
31.07. | 18
31.07. | 19
31.07. | 20
31.07. | 21
31.07. | 22
31.07. | 23
31.07. | 24
01.08. | 1
01.08. | 2
01.08. | 3
01.08. | 4
01.08. | 5
01.08. | 6
01.08. | 7
01.08. | 8
01.08. | 9
01.08. | 10
01.08. | 11
01.08. | 12
01.08. | 13
01.08. | 14
01.08. | 15
01.08. | 16
01.08. | 17
01.08. | 18
01.08. | 19
01.08. | 20
01.08. | 21
01.08. | 22
01.08. | 23
01.08. | 24
02.08. | 1
02.08. | 2
02.08. | 3
02.08. | 4
02.08. | 5
02.08. | 6
02.08. | 7
02.08. | 8
02.08. | 9
02.08. | 10
02.08. | 11
02.08. | 12
02.08. | 13
02.08. | 14
02.08. | 15
02.08. | 16
02.08. | 17
02.08. | 18
02.08. | 19
02.08. | 20
02.08. | 21
02.08. | 22
02.08. | 23
02.08. | 24
03.08. | 1
03.08. | 2
03.08. | 3
03.08. | 4
03.08. | 5
03.08. | 6
03.08. | 7
03.08. | 8
03.08. | 9
03.08. | 10
03.08. | 11
03.08. | 12
03.08. | 13
03.08. | 14
03.08. | 15
03.08. | 16
03.08. | 17
03.08. | 18
03.08. | 19
03.08. | 20
03.08. | 21
03.08. | 22
03.08. | 23
03.08. | 24
04.08. | 1
04.08. | 2
04.08. | 3
04.08. | 4
04.08. | 5
04.08. | 6
04.08. | 7
04.08. | 8
04.08. | 9
04.08. | 10
04.08. | 11
04.08. | 12
04.08. | 13
04.08. | 14
04.08. | 15
04.08. | 16
04.08. | 17
04.08. | 18
04.08. | 19
04.08. | 20
04.08. | 21
04.08. | 22
04.08. | 23
04.08. | 24
05.08. | 1
05.08. | 2
05.08. | 3
05.08. | 4
05.08. | 5
05.08. | 6
05.08. | 7
05.08. | 8
05.08. | 9
05.08. | 10
05.08. | 11
05.08. | 12
05.08. | 13
05.08. | 14
05.08. | 15
05.08. | 16
05.08. | 17
05.08. | 18
05.08. | 19
05.08. | 20
05.08. | 21
05.08. | 22
05.08. | 23
05.08. | 24
06.08. | 1
06.08. | 2
06.08. | 3
06.08. | 4
06.08. | 5
06.08. | 6
06.08. | 7
06.08. | 8
06.08. | 9
06.08. | 10
06.08. | 11
06.08. | 12
06.08. | 13
06.08. | 14
06.08. | 15
06.08. | 16
06.08. | 17
06.08. | 18
06.08. | 19
06.08. | 20
06.08. | 21
06.08. | 22
06.08. | 23
06.08. | 24
07.08. | 1
07.08. | 2
07.08. | 3
07.08. | 4
07.08. | 5
07.08. | 6
07.08. | 7
07.08. | 8
07.08. | 9
07.08. | 10
07.08. | 11
07.08. | 12
07.08. | 13
07.08. | 14
07.08. | 15
07.08. | 16
07.08. | 17
07.08. | 18
07.08. | 19
07.08. | 20
07.08. | 21
07.08. | 22
07.08. | 23
07.08. | 24
08.08. | 1
08.08. | 2
08.08. | 3
08.08. | 4
08.08. | 5
08.08. | 6
08.08. | 7
08.08. | 8
08.08. | 9
08.08. | 10
08.08. | 11
08.08. | 12
08.08. | 13
08.08. | 14
08.08. | 15
08.08. | 16
08.08. | 17
08.08. | 18
08.08. | 19
08.08. | 20
08.08. | 21
08.08. | 22
08.08. | 23
08.08. | 24
09.08. | 1
09.08. | 2
09.08. | 3
09.08. | 4
09.08. | 5
09.08. | 6
09.08. | 7
09.08. | 8
09.08. | 9
09.08. | 10
09.08. | 11
09.08. | 12
09.08. | 13
09.08. | 14
09.08. | 15
09.08. | 16
09.08. | 17
09.08. | 18
09.08. | 19
09.08. | 20
09.08. | 21
09.08. | 22
09.08. | 23
09.08. | 24
10.08. | 1
10.08. | 2
10.08. | 3
10.08. | 4
10.08. | 5
10.08. | 6
10.08. | 7
10.08. | 8
10.08. | 9
10.08. | 10
10.08. | 11
10.08. | 12
10.08. | 13
10.08. | 14
10.08. | 15
10.08. | 16
10.08. | 17
10.08. | 18
10.08. | 19
10.08. | 20
10.08. | 21
10.08. | 22
10.08. | 23
10.08. | 24
11.08. | 1
11.08. | 2
11.08. | 3
11.08. | 4
11.08. | 5
11.08. | 6
11.08. | 7
11.08. | 8
11.08. | 9
11.08. | 10
11.08. | 11
11.08. | 12
11.08. | 13
11.08. | 14
11.08. | 15
11.08. | 16
11.08. | 17
11.08. | 18
11.08. | 19
11.08. | 20
11.08. | 21
11.08. | 22
11.08. | 23
11.08. | 24
12.08. | 1
12.08. | 2
12.08. | 3
12.08. | 4
12.08. | 5
12.08. | 6
12.08. | 7
12.08. | 8
12.08. | 9
12.08. | 10
12.08. | 11
12.08. | 12
12.08. | 13
12.08. | 14
12.08. | 15
12.08. | 16
12.08. | 17
12.08. | 18
12.08. | 19
12.08. | 20
12.08. | 21
12.08. | 22
12.08. | 23
12.08. | 24
13.08. | 1
13.08. | 2
13.08. | 3
13.08. | 4
13.08. | 5
13.08. | 6
13.08. | 7
13.08. | 8
13.08. | 9
13.08. | 10
13.08. | 11
13.08. | 12
13.08. | 13
13.08. | 14
13.08. | 15
13.08. | 16
13.08. | 17
13.08. | 18
13.08. | 19
13.08. | 20
13.08. | 21
13.08. | 22
13.08. | 23
13.08. | 24
14.08. | 1
14.08. | 2
14.08. | 3
14.08. | 4
14.08. | 5
14.08. | 6
14.08. | 7
14.08. | 8
14.08. | 9
14.08. | 10
14.08. | 11
14.08. | 12
14.08. | 13
14.08. | 14
14.08. | 15
14.08. | 16
14.08. | 17
14.08. | 18
14.08. | 19
14.08. | 20
14.08. | 21
14.08. | 22
14.08. | 23
14.08. | 24
15.08. | 1
15.08. | 2
15.08. | 3
15.08. | 4
15.08. | 5
15.08. | 6
15.08. | 7
15.08. | 8
15.08. | 9
15.08. | 10
15.08. | 11
15.08. | 12
15.08. | 13
15.08. | 14
15.08. | 15
15.08. | 16
15.08. | 17
15.08. | 18
15.08. | 19
15.08. | 20
15.08. | 21
15.08. | 22
15.08. | 23
15.08. | 24
16.08. | 1
16.08. | 2
16.08. | 3
16.08. | 4
16.08. | 5
16.08. | 6
16.08. | 7
16.08. | 8
16.08. | 9
16.08. | 10
16.08. | 11
16.08. | 12
16.08. | 13
16.08. | 14
16.08. | 15
16.08. | 16
16.08. | 17
16.08. | 18
16.08. | 19
16.08. | 20
16.08. | 21
16.08. | 22
16.08. | 23
16.08. | 24
17.08. | 1
17.08. | 2
17.08. | 3
17.08. | 4
17.08. | 5
17.08. | 6
17.08. | 7
17.08. | 8
17.08. | 9
17.08. | 10
17.08. | 11
17.08. | 12
17.08. | 13
17.08. | 14
17.08. | 15
17.08. | 16
17.08. | 17
17.08. | 18
17.08. | 19
17.08. | 20
17.08. | 21
17.08. | 22
17.08. | 23
17.08. | 24
18.08. | 1
18.08. | 2
18.08. | 3
18.08. | 4
18.08. | 5
18.08. | 6
18.08. | 7
18.08. | 8
18.08. | 9
18.08. | 10
18.08. | 11
18.08. | 12
18.08. | 13
18.08. | 14
18.08. | 15
18.08. | 16
18.08. | 17
18.08. | 18
18.08. | 19
18.08. | 20
18.08. | 21
18.08. | 22
18.08. | 23
18.08. | 24
19.08. | 1
19.08. | 2
19.08. | 3
19.08. | 4
19.08. | 5
19.08. | 6
19.08. | 7
19.08. | 8
19.08. | 9
19.08. | 10
19.08. | 11
19.08. | 12
19.08. | 13
19.08. | 14
19.08. | 15
19.08. | 16
19.08. | 17
19.08. | 18
19.08. | 19
19.08. | 20
19.08. | 21
19.08. | 22
19.08. | 23
19.08. | 24
20.08. | 1
20.08. | 2
20.08. | 3
20.08. | 4
20.08. | 5
20.08. | 6
20.08. | 7
20.08. | 8
20.08. | 9
20.08. | 10
20.08. | 11
20.08. | 12
20.08. | 13
20.08. | 14
20.08. | 15
20.08. | 16
20.08. | 17
20.08. | 18
20.08. | 19
20.08. | 20
20.08. | 21
20.08. | 22
20.08. | 23
20.08. | 24
21.08. | 1
21.08. | 2
21.08. | 3
21.08. | 4
21.08. | 5
21.08. | 6
21.08. | 7
21.08. | 8
21.08. | 9
21.08. | 10
21.08. | 11
21.08. | 12
21.08. | 13
21.08. | 14
21.08. | 15
21.08. | 16
21.08. | 17
21.08. | 18
21.08. | 19
21.08. | 20
21.08. | 21
21.08. | 22
21.08. | 23
21.08. | 24
22.08. | 1
22.08. | 2
22.08. | 3
22.08. | 4
22.08. | 5
22.08. | 6
22.08. | 7
22.08. | 8
22.08. | 9
22.08. | 10
22.08. | 11
22.08. | 12
22.08. | 13
22.08. | 14
22.08. | 15
22.08. | 16
22.08. | 17
22.08. | 18
22.08. | 19
22.08. | 20
22.08. | 21
22.08. | 22
22.08. | 23
22.08. | 24
23.08. | 1
23.08. | 2
23.08. | 3
23.08. | 4
23.08. | 5
23.08. | 6
23.08. | 7
23.08. | 8
23.08. | 9
23.08. | 10
23.08. | 11
23.08. | 12
23.08. | 13
23.08. | 14
23.08. | 15
23.08. | 16
23.08. | 17
23.08. | 18
23.08. | 19
23.08. | 20
23.08. | 21
23.08. | 22
23.08. | 23
23.08. | 24
24.08. | 1
24.08. | 2
24.08. | 3
24.08. | 4
24.08. | 5
24.08. | 6
24.08. | 7
24.08. | 8
24.08. | 9
24.08. | 10
24.08. | 11
24.08. | 12
24.08. | 13
24.08. | 14
24.08. | 15
24.08. | 16
24.08. | 17
24.08. | 18
24.08. | 19
24.08. | 20
24.08. | 21
24.08. | 22
24.08. | 23
24.08. | 24
25.08. | 1
25.08. | 2
25.08. | 3
25.08. | 4
25.08. | 5
25.08. | 6
25.08. | 7
25.08. | 8
25.08. | 9
25.08. | 10
25.08. | 11
25.08. | 12
25.08. | 13
25.08. | 14
25.08. | 15
25.08. | 16
25.08. | 17
25.08. | 18
25.08. | 19
25.08. | 20
25.08. | 21
25.08. | 22
25.08. | 23
25.08. | 24
26.08. | 1
26.08. | 2
26.08. | 3
26.08. | 4
26.08. | 5
26.08. | 6
26.08. | 7
26.08. | 8
26.08. | 9
26.08. | 10
26.08. | 11
26.08. | 12
26.08. | 13
26.08. | 14
26.08. | 15
26.08. | 16
26.08. | 17
26.08. | 18
26.08. | 19
26.08. | 20
26.08. | 21
26.08. | 22
26.08. | 23
26.08. | 24
27.08. | 1
27.08. | 2
27.08. | 3
27.08. | 4
27.08. | 5
27.08. | 6
27.08. | 7
27.08. | 8
27.08. | 9
27.08. | 10
27.08. | 11
27.08. | 12
27.08. | 13
27.08. | 14
27.08. | 15
27.08. | 16
27.08. | 17
27.08. | 18
27.08. | 19
27.08. | 20
27.08. | 21
27.08. | 22
27.08. | 23
27.08. | 24
28.08. | 1
28.08. | 2
28.08. | 3
28.08. | 4
28.08. | 5
28.08. | 6
28.08. | 7
28.08. | 8
28.08. | 9
28.08. | 10
28.08. | 11
28.08. | 12
28.08. | 13
28.08. | 14
28.08. | 15
28.08. | 16
28.08. | 17
28.08. | 18
28.08. | 19
28.08. | 20
28.08. | 21
28.08. | 22
28.08. | 23
28.08. | 24
29.08. | 1
29.08. | 2
29.08. | 3
29.08. | 4
29.08. | 5
29.08. | 6
29.08. | 7
29.08. | 8
29.08. | 9
29.08. | 10
29.08. | 11
29.08. | 12
29.08. | 13
29.08. | 14
29.08. | 15
29.08. | 16
29.08. | 17
29.08. | 18
29.08. | 19
29.08. | 20
29.08. | 21
29.08. | 22
29.08. | 23
29.08. | 24
30.08. | 1
30.08. | 2
30.08. | 3
30.08. | 4
30.08. | 5
30.08. | 6
30.08. | 7
30.08. | 8
30.08. | 9
30.08. | 10
30.08. | 11
30.08. | 12
30.08. | 13
30.08. | 14
30.08. | 15
30.08. | 16
30.08. | 17
30.08. | 18
30.08. | 19
30.08. | 20
30.08. | 21
30.08. | 22
30.08. | 23
30.08. | 24
31.08. | 1
31.08. | 2
31.08. | 3
31.08. | 4
31.08. | 5
31.08. | 6
31.08. | 7
31.08. | 8
31.08. | 9
31.08. | 10
31.08. | 11
31.08. | 12
31.08. | 13
31.08. | 14
31.08. | 15
31.08. | 16
31.08. | 17
31.08. | 18
31.08. | 19
31.08. | 20
31.08. | 21
31.08. | 22
31.08. | 23
31.08. | 24
01.09. | 1
01.09. | 2
01.09. | 3
01.09. | 4
01.09. | 5
01.09. | 6
01.09. | 7
01.09. | 8
01.09. | 9
01.09. | 10
01.09. | 11
01.09. | 12
01.09. | 13
01.09. | 14
01.09. | 15
01.09. | 16
01.09. | 17
01.09. | 18
01.09. | 19
01.09. | 20
01.09. | 21
01.09. | 22
01.09. | 23
01.09. | 24
02.09. | 1
02.09. | 2
02.09. | 3
02.09. | 4
02.09. | 5
02.09. | 6
02.09. | 7
02.09. | 8
02.09. | 9
02.09. | 10
02.09. | 11
02.09. | 12
02.09. | 13
02.09. | 14
02.09. | 15
02.09. | 16
02.09. | 17
02.09. | 18
02.09. | 19
02.09. | 20
02.09. | 21
02.09. | 22
02.09. | 23
02.09. | 24
03.09. | 1
03.09. | 2
03.09. | 3
03.09. | 4
03.09. | 5
03.09. | 6
03.09. | 7
03.09. | 8
03.09. | 9
03.09. | 10
03.09. | 11
03.09. | 12
03.09. | 13
03.09. | 14
03.09. | 15
03.09. | 16
03.09. | 17
03.09. | 18
03.09. | 19
03.09. | 20
03.09. | 21
03.09. | 22
03.09. | 23
03.09. | 24
04.09. | 1
04.09. | 2
04.09. | 3
04.09. | 4
04.09. | 5
04.09. | 6
04.09. | 7
04.09. | 8
04.09. | 9
04.09. | 10
04.09. | 11
04.09. | 12
04.09. | 13
04.09. | 14
04.09. | 15
04.09. | 16
04.09. | 17
04.09. | 18
04.09. | 19
04.09. | 20
04.09. | 21
04.09. | 22
04.09. | 23
04.09. | 24
05.09. | 1
05.09. | 2
05.09. | 3
05.09. | 4
05.09. | 5
05.09. | 6
05.09. | 7
05.09. | 8
05.09. | 9
05.09. | 10
05.09. | 11
05.09. | 12
05.09. | 13
05.09. | 14
05.09. | 15
05.09. | 16
05.09. | 17
05.09. | 18
05.09. | 19
05.09. | 20
05.09. | 21
05.09. | 22
05.09. | 23
05.09. | 24
06.09. | 1
06.09. | 2
06.09. | 3
06.09. | 4
06.09. | 5
06.09. | 6
06.09. | 7
06.09. | 8
06.09. | 9
06.09. | 10
06.09. | 11
06.09. | 12
06.09. | 13
06.09. | 14
06.09. | 15
06.09. | 16
06.09. | 17
06.09. | 18
06.09. | 19
06.09. | 20
06.09. | 21
06.09. | 22
06.09. | 23
06.09. | 24
07.09. | 1
07.09. | 2
07.09. | 3
07.09. | 4
07.09. | 5
07.09. | 6
07.09. | 7
07.09. | 8
07.09. | 9
07.09. | 10
07.09. | 11
07.09. | 12
07.09. | 13
07.09. | 14
07.09. | 15
07.09. | 16
07.09. | 17
07.09. | 18
07.09. | 19
07.09. | 20
07.09. | 21
07.09. | 22
07.09. | 23
07.09. | 24
08.09. | 1
08.09. | 2
08.09. | 3
08.09. | 4
08.09. | 5
08.09. | 6
08.09. | 7
08.09. | 8
08.09. | 9
08.09. | 10
08.09. | 11
08.09. | 12
08.09. | 13
08.09. | 14
08.09. | 15
08.09. | 16
08.09. | 17
08.09. | 18
08.09. | 19
08.09. | 20
08.09. | 21
08.09. | 22
08.09. | 23
08.09. | 24
09.09. | 1
09.09. | 2
09.09. | 3
09.09. | 4
09.09. | 5
09.09. | 6
09.09. | 7
09.09. | 8
09.09. | 9
09.09. | 10
09.09. | 11
09.09. | 12
09.09. | 13
09.09. | 14
09.09. | 15
09.09. | 16
09.09. | 17
09.09. | 18
09.09. | 19
09.09. | 20
09.09. | 21
09.09. | 22
09.09. | 23
09.09. | 24
10.09. | 1
10.09. | 2
10.09. | 3
10.09. | 4
10.09. | 5
10.09. | 6
10.09. | 7
10.09. | 8
10.09. | 9
10.09. | 10
10.09. | 11
10.09. | 12
10.09. | 13
10.09. | 14
10.09. | 15
10.09. | 16
10.09. | 17
10.09. | 18
10.09. | 19
10.09. | 20
10.09. | 21
10.09. | 22
10.09. | 23
10.09. | 24
11.09. | 1
11.09. | 2
11.09. | 3
11.09. | 4
11.09. | 5
11.09. | 6
11.09. | 7
11.09. | 8
11.09. | 9
11.09. | 10
11.09. | 11
11.09. | 12
11.09. | 13
11.09. | 14
11.09. | 15
11.09. | 16
11.09. | 17
11.09. | 18
11.09. | 19
11.09. | 20
11.09. | 21
11.09. | 22
11.09. | 23
11.09. | 24
12.09. | 1
12.09. | 2
12.09. | 3
12.09. | 4
12.09. | 5
12.09. | 6
12.09. | 7
12.09. | 8
12.09. | 9
12.09. | 10
12.09. | 11
12.09. | 12
12.09. | 13
12.09. | 14
12.09. | 15
12.09. | 16
12.09. | 17
12.09. | 18
12.09. | 19
12.09. | 20
12.09. | 21
12.09. | 22
12.09. | 23
12.09. | 24
13.09. | 1
13.09. | 2
13.09. | 3
13.09. | 4
13.09. | 5
13.09. | 6
13.09. | 7
13.09. | 8
13.09. | 9
13.09. | 10
13.09. | 11
13.09. | 12
13.09. | 13
13.09. | 14
13.09. | 15
13.09. | 16
13.09. | 17
13.09. | 18
13.09. | 19
13.09. | 20
13.09. | 21
13.09. | 22
13.09. | 23
13.09. | 24
14.09. | 1
14.09. | 2
14.09. | 3
14.09. | 4
14.09. | 5
14.09. | 6
14.09. | 7
14.09. | 8
14.09. | 9
14.09. | 10
14.09. | 11
14.09. | 12
14.09. | 13
14.09. | 14
14.09. | 15
14.09. | 16
14.09. | 17
14.09. | 18
14.09. | 19
14.09. | 20
14.09. | 21
14.09. | 22
14.09. | 23
14.09. | 24
15.09. | 1
15.09. | 2
15.09. | 3
15.09. | 4
15.09. | 5
15.09. | 6
15.09. | 7
15.09. | 8
15.09. | 9
15.09. | 10
15.09. | 11
15.09. | 12
15.09. | 13
15.09. | 14
15.09. | 15
15.09. | 16
15.09. | 17
15.09. | 18
15.09. | 19
15.09. | 20
15.09. | 21
15.09. | 22
15.09. | 23
15.09. | 24
16.09. | 1
16.09. | 2
16.09. | 3
16.09. | 4
16.09. | 5
16.09. | 6
16.09. | 7
16.09. | 8
16.09. | 9
16.09. | 10
16.09. | 11
16.09. | 12
16.09. | 13
16.09. | 14
16.09. | 15
16.09. | 16
16.09. | 17
16.09. | 18
16.09. | 19
16.09. | 20
16.09. | 21
16.09. | 22
16.09. | 23
16.09. | 24
17.09. | 1
17.09. | 2
17.09. | 3
17.09. | 4
17.09. | 5
17.09. | 6
17.09. | 7
17.09. | 8
17.09. | 9
17.09. | 10
17.09. | 11
17.09. | 12
17.09. | 13
17.09. | 14
17.09. | 15
17.09. | 16
17.09. | 17
17.09. | 18
17.09. | 19
17.09. | 20
17.09. | 21
17.09. | 22
17.09. | 23
17.09. | 24
18.09. | 1
18.09. | 2
18.09. | 3
18.09. | 4
18.09. | 5
18.09. | 6
18.09. | 7
18.09. | 8
18.09. | 9
18.09. | 10
18.09. | 11
18.09. | 12
18.09. | 13
18.09. | 14
18.09. | 15
18.09. | 16
18.09. | 17
18.09. | 18
18.09. | 19
18.09. | 20
18.09. | 21
18.09. | 22
18.09. | 23
18.09. | 24
19.09. | 1
19.09. | 2
19.09. | 3
19.09. | 4
19.09. | 5
19.09. | 6
19.09. | 7
19.09. | 8
19.09. | 9
19.09. | 10
19.09. | 11
19.09. | 12
19.09. | 13
19.09. | 14
19.09. | 15
19.09. | 16
19.09. | 17
19.09. | 18
19.09. | 19
19.09. | 20
19.09. | 21
19.09. | 22
19.09. | 23
19.09. | 24
20.09. | 1
20.09. | 2
20.09. | 3
20.09. | 4
20.09. | 5
20.09. | 6
20.09. | 7
20.09. | 8
20.09. | 9
20.09. | 10
20.09. | 11
20.09. | 12
20.09. | 13
20.09. | 14
20.09. | 15
20.09. | 16
20.09. | 17
20.09. | 18
20.09. | 19
20.09. | 20
20.09. | 21
20.09. | 22
20.09. | 23
20.09. | 24
21.09. | 1
21.09. | 2
21.09. | 3
21.09. | 4
21.09. | 5
21.09. | 6
21.09. | 7
21.09. | 8
21.09. | 9
21.09. | 10
21.09. | 11
21.09. | 12
21.09. | 13
21.09. | 14
21.09. | 15
21.09. | 16
21.09. | 17
21.09. | 18
21.09. | 19
21.09. | 20
21.09. | 21
21.09. | 22
21.09. | 23
21.09. | 24
22.09. | 1
22.09. | 2
22.09. | 3
22.09. | 4
22.09. | 5
22.09. | 6
22.09. | 7
22.09. | 8
22.09. | 9
22.09. | 10
22.09. | 11
22.09. | 12
22.09. | 13
22.09. | 14
22.09. | 15
22.09. | 16
22.09. | 17
22.09. | 18
22.09. | 19
22.09. | 20
22.09. | 21
22.09. | 22
22.09. | 23
22.09. | 24
23.09. | 1
23.09. | 2
23.09. | 3
23.09. | 4
23.09. | 5
23.09. | 6
23.09. | 7
23.09. | 8
23.09. | 9
23.09. | 10
23.09. | 11
23.09. | 12
23.09. | 13
23.09. | 14
23.09. | 15
23.09. | 16
23.09. | 17
23.09. | 18
23.09. | 19
23.09. | 20
23.09. | 21
23.09. | 22
23.09. | 23
23.09. | 24
24.09. | 1
24.09. | 2
24.09. | 3
24.09. | 4
24.09. | 5
24.09. | 6
24.09. | 7
24.09. | 8
24.09. | 9
24.09. | 10
24.09. | 11
24.09. | 12
24.09. | 13
24.09. | 14
24.09. | 15
24.09. | 16
24.09. | 17
24.09. | 18
24.09. | 19
24.09. | 20
24.09. | 21
24.09. | 22
24.09. | 23
24.09. | 24
25.09. | 1
25.09. | 2
25.09. | 3
25.09. | 4
25.09. | 5
25.09. | 6
25.09. | 7
25.09. | 8
25.09. | 9
25.09. | 10
25.09. | 11
25.09. | 12
25.09. | 13
25.09. | 14
25.09. | 15
25.09. | 16
25.09. | 17
25.09. | 18
25.09. | 19
25.09. | 20
25.09. | 21
25.09. | 22
25.09. | 23
25.09. | 24
26.09. | 1
26.09. | 2
26.09. | 3
26.09. | 4
26.09. | 5
26.09. | 6
26.09. | 7
26.09. | 8
26.09. | 9
26.09. | 10
26.09. | 11
26.09. | 12
26.09. | 13
26.09. | 14
26.09. | 15
26.09. | 16
26.09. | 17
26.09. | 18
26.09. | 19
26.09. | 20
26.09. | 21
26.09. | 22
26.09. | 23
26.09. | 24
27.09. | 1
27.09. | 2
27.09. | 3
27.09. | 4
27.09. | 5
27.09. | 6
27.09. | 7
27.09. | 8
27.09. | 9
27.09. | 10
27.09. | 11
27.09. | 12
27.09. | 13
27.09. | 14
27.09. | 15
27.09. | 16
27.09. | 17
27.09. | 18
27.09. | 19
27.09. | 20
27.09. | 21
27.09. | 22
27.09. | 23
27.09. | 24
28.09. | 1
28.09. | 2
28.09. | 3
28.09. | 4
28.09. | 5
28.09. | 6
28.09. | 7
28.09. | 8
28.09. | 9
28.09. | 10
28.09. | 11
28.09. | 12
28.09. | 13
28.09. | 14
28.09. | 15
28.09. | 16
28.09. | 17
28.09. | 18
28.09. | 19
28.09. | 20
28.09. | 21
28.09. | 22
28.09. | 23
28.09. | 24
29.09. | 1
29.09. | 2
29.09. | 3
29.09. | 4
29.09. | 5
29.09. | 6
29.09. | 7
29.09. | 8
29.09. | 9
29.09. | 10
29.09. | 11
29.09. | 12
29.09. | 13
29.09. | 14
29.09. | 15
29.09. | 16
29.09. | 17
29.09. | 18
29.09. | 19
29.09. | 20
29.09. | 21
29.09. | 22
29.09. | 23
29.09. | 24
30.09. | 1
30.09. | 2
30.09. | 3
30.09. | 4
30.09. | 5
30.09. | 6
30.09. | 7
30.09. | 8
30.09. | 9
30.09. | 10
30.09. | 11
30.09. | 12
30.09. | 13
30.09. | 14
30.09. | 15
30.09. | 16
30.09. | 17
30.09. | 18
30.09. | 19
30.09. | 20
30.09. | 21
30.09. | 22
30.09. | 23
30.09. | 24
01.10. | 1
01.10. | 2
01.10. | 3
01.10. | 4
01.10. | 5
01.10. | 6
01.10. | 7
01.10. | 8
01.10. | 9
01.10. | 10
01.10. | 11
01.10. | 12
01.10. | 13
01.10. | 14
01.10. | 15
01.10. | 16
01.10. | 17
01.10. | 18
01.10. | 19
01.10. | 20
01.10. | 21
01.10. | 22
01.10. | 23
01.10. | 24
02.10. | 1
02.10. | 2
02.10. | 3
02.10. | 4
02.10. | 5
02.10. | 6
02.10. | 7
02.10. | 8
02.10. | 9
02.10. | 10
02.10. | 11
02.10. | 12
02.10. | 13
02.10. | 14
02.10. | 15
02.10. | 16
02.10. | 17
02.10. | 18
02.10. | 19
02.10. | 20
02.10. | 21
02.10. | 22
02.10. | 23
02.10. | 24
03.10. | 1
03.10. | 2
03.10. | 3
03.10. | 4
03.10. | 5
03.10. | 6
03.10. | 7
03.10. | 8
03.10. | 9
03.10. | 10
03.10. | 11
03.10. | 12
03.10. | 13
03.10. | 14
03.10. | 15
03.10. | 16
03.10. | 17
03.10. | 18
03.10. | 19
03.10. | 20
03.10. | 21
03.10. | 22
03.10. | 23
03.10. | 24
04.10. | 1
04.10. | 2
04.10. | 3
04.10. | 4
04.10. | 5
04.10. | 6
04.10. | 7
04.10. | 8
04.10. | 9
04.10. | 10
04.10. | 11
04.10. | 12
04.10. | 13
04.10. | 14
04.10. | 15
04.10. | 16
04.10. | 17
04.10. | 18
04.10. | 19
04.10. | 20
04.10. | 21
04.10. | 22
04.10. | 23
04.10. | 24
05.10. | 1
05.10. | 2
05.10. | 3
05.10. | 4
05.10. | 5
05.10. | 6
05.10. | 7
05.10. | 8
05.10. | 9
05.10. | 10
05.10. | 11
05.10. | 12
05.10. | 13
05.10. | 14
05.10. | 15
05.10. | 16
05.10. | 17
05.10. | 18
05.10. | 19
05.10. | 20
05.10. | 21
05.10. | 22
05.10. | 23
05.10. | 24
06.10. | 1
06.10. | 2
06.10. | 3
06.10. | 4
06.10. | 5
06.10. | 6
06.10. | 7
06.10. | 8
06.10. | 9
06.10. | 10
06.10. | 11
06.10. | 12
06.10. | 13
06.10. | 14
06.10. | 15
06.10. | 16
06.10. | 17
06.10. | 18
06.10. | 19
06.10. | 20
06.10. | 21
06.10. | 22
06.10. | 23
06.10. | 24
07.10. | 1
07.10. | 2
07.10. | 3
07.10. | 4
07.10. | 5
07.10. | 6
07.10. | 7
07.10. | 8
07.10. | 9
07.10. | 10
07.10. | 11
07.10. | 12
07.10. | 13
07.10. | 14
07.10. | 15
07.10. | 16
07.10. | 17
07.10. | 18
07.10. | 19
07.10. | 20
07.10. | 21
07.10. | 22
07.10. | 23
07.10. | 24
08.10. | 1
08.10. | 2
08.10. | 3
08.10. | 4
08.10. | 5
08.10. | 6
08.10. | 7
08.10. | 8
08.10. | 9
08.10. | 10
08.10. | 11
08.10. | 12
08.10. | 13
08.10. | 14
08.10. | 15
08.10. | 16
08.10. | 17
08.10. | 18
08.10. | 19
08.10. | 20
08.10. | 21
08.10. | 22
08.10. | 23
08.10. | 24
09.10. | 1
09.10. | 2
09.10. | 3
09.10. | 4
09.10. | 5
09.10. | 6
09.10. | 7
09.10. | 8
09.10. | 9
09.10. | 10
09.10. | 11
09.10. | 12
09.10. | 13
09.10. | 14
09.10. | 15
09.10. | 16
09.10. | 17
09.10. | 18
09.10. | 19
09.10. | 20
09.10. | 21
09.10. | 22
09.10. | 23
09.10. | 24
10.10. | 1
10.10. | 2
10.10. | 3
10.10. | 4
10.10. | 5
10.10. | 6
10.10. | 7
10.10. | 8
10.10. | 9
10.10. | 10
10.10. | 11
10.10. | 12
10.10. | 13
10.10. | 14
10.10. | 15
10.10. | 16
10.10. | 17
10.10. | 18
10.10. | 19
10.10. | 20
10.10. | 21
10.10. | 22
10.10. | 23
10.10. | 24
11.10. | 1
11.10. | 2
11.10. | 3
11.10. | 4
11.10. | 5
11.10. | 6
11.10. | 7
11.10. | 8
11.10. | 9
11.10. | 10
11.10. | 11
11.10. | 12
11.10. | 13
11.10. | 14
11.10. | 15
11.10. | 16
11.10. | 17
11.10. | 18
11.10. | 19
11.10. | 20
11.10. | 21
11.10. | 22
11.10. | 23
11.10. | 24
12.10. | 1
12.10. | 2
12.10. | 3
12.10. | 4
12.10. | 5
12.10. | 6
12.10. | 7
12.10. | 8
12.10. | 9
12.10. | 10
12.10. | 11
12.10. | 12
12.10. | 13
12.10. | 14
12.10. | 15
12.10. | 16
12.10. | 17
12.10. | 18
12.10. | 19
12.10. | 20
12.10. | 21
12.10. | 22
12.10. | 23
12.10. | 24
13.10. | 1
13.10. | 2
13.10. | 3
13.10. | 4
13.10. | 5
13.10. | 6
13.10. | 7
13.10. | 8
13.10. | 9
13.10. | 10
13.10. | 11
13.10. | 12
13.10. | 13
13.10. | 14
13.10. | 15
13.10. | 16
13.10. | 17
13.10. | 18
13.10. | 19
13.10. | 20
13.10. | 21
13.10. | 22
13.10. | 23
13.10. | 24
14.10. | 1
14.10. | 2
14.10. | 3
14.10. | 4
14.10. | 5
14.10. | 6
14.10. | 7
14.10. | 8
14.10. | 9
14.10. | 10
14.10. | 11
14.10. | 12
14.10. | 13
14.10. | 14
14.10. | 15
14.10. | 16
14.10. | 17
14.10. | 18
14.10. | 19
14.10. | 20
14.10. | 21
14.10. | 22
14.10. | 23
14.10. | 24
15.10. | 1
15.10. | 2
15.10. | 3
15.10. | 4
15.10. | 5
15.10. | 6
15.10. | 7
15.10. | 8
15.10. | 9
15.10. | 10
15.10. | 11
15.10. | 12
15.10. | 13
15.10. | 14
15.10. | 15
15.10. | 16
15.10. | 17
15.10. | 18
15.10. | 19
15.10. | 20
15.10. | 21
15.10. | 22
15.10. | 23
15.10. | 24
16.10. | 1
16.10. | 2
16.10. | 3
16.10. | 4
16.10. | 5
16.10. | 6
16.10. | 7
16.10. | 8
16.10. | 9
16.10. | 10
16.10. | 11
16.10. | 12
16.10. | 13
16.10. | 14
16.10. | 15
16.10. | 16
16.10. | 17
16.10. | 18
16.10. | 19
16.10. | 20
16.10. | 21
16.10. | 22
16.10. | 23
16.10. | 24
17.10. | 1
17.10. | 2
17.10. | 3
17.10. | 4
17.10. | 5
17.10. | 6
17.10. | 7
17.10. | 8
17.10. | 9
17.10. | 10
17.10. | 11
17.10. | 12
17.10. | 13
17.10. | 14
17.10. | 15
17.10. | 16
17.10. | 17
17.10. | 18
17.10. | 19
17.10. | 20
17.10. | 21
17.10. | 22
17.10. | 23
17.10. | 24
18.10. | 1
18.10. | 2
18.10. | 3
18.10. | 4
18.10. | 5
18.10. | 6
18.10. | 7
18.10. | 8
18.10. | 9
18.10. | 10
18.10. | 11
18.10. | 12
18.10. | 13
18.10. | 14
18.10. | 15
18.10. | 16
18.10. | 17
18.10. | 18
18.10. | 19
18.10. | 20
18.10. | 21
18.10. | 22
18.10. | 23
18.10. | 24
19.10. | 1
19.10. | 2
19.10. | 3
19.10. | 4
19.10. | 5
19.10. | 6
19.10. | 7
19.10. | 8
19.10. | 9
19.10. | 10
19.10. | 11
19.10. | 12
19.10. | 13
19.10. | 14
19.10. | 15
19.10. | 16
19.10. | 17
19.10. | 18
19.10. | 19
19.10. | 20
19.10. | 21
19.10. | 22
19.10. | 23
19.10. | 24
20.10. | 1
20.10. | 2
20.10. | 3
20.10. | 4
20.10. | 5
20.10. | 6
20.10. | 7
20.10. | 8
20.10. | 9
20.10. | 10
20.10. | 11
20.10. | 12
20.10. | 13
20.10. | 14
20.10. | 15
20.10. | 16
20.10. | 17
20.10. | 18
20.10. | 19
20.10. | 20
20.10. | 21
20.10. | 22
20.10. | 23
20.10. | 24
21.10. | 1
21.10. | 2
21.10. | 3
21.10. | 4
21.10. | 5
21.10. | 6
21.10. | 7
21.10. | 8
21.10. | 9
21.10. | 10
21.10. | 11
21.10. | 12
21.10. | 13
21.10. | 14
21.10. | 15
21.10. | 16
21.10. | 17
21.10. | 18
21.10. | 19
21.10. | 20
21.10. | 21
21.10. | 22
21.10. | 23
21.10. | 24
22.10. | 1
22.10. | 2
22.10. | 3
22.10. | 4
22.10. | 5
22.10. | 6
22.10. | 7
22.10. | 8
22.10. | 9
22.10. | 10
22.10. | 11
22.10. | 12
22.10. | 13
22.10. | 14
22.10. | 15
22.10. | 16
22.10. | 17
22.10. | 18
22.10. | 19
22.10. | 20
22.10. | 21
22.10. | 22
22.10. | 23
22.10. | 24
23.10. | 1
23.10. | 2
23.10. | 3
23.10. | 4
23.10. | 5
23.10. | 6
23.10. | 7
23.10. | 8
23.10. | 9
23.10. | 10
23.10. | 11
23.10. | 12
23.10. | 13
23.10. | 14
23.10. | 15
23.10. | 16
23.10. | 17
23.10. | 18
23.10. | 19
23.10. | 20
23.10. | 21
23.10. | 22
23.10. | 23
23.10. | 24
24.10. | 1
24.10. | 2
24.10. | 3
24.10. | 4
24.10. | 5
24.10. | 6
24.10. | 7
24.10. | 8
24.10. | 9
24.10. | 10
24.10. | 11
24.10. | 12
24.10. | 13
24.10. | 14
24.10. | 15
24.10. | 16
24.10. | 17
24.10. | 18
24.10. | 19
24.10. | 20
24.10. | 21
24.10. | 22
24.10. | 23
24.10. | 24
25.10. | 1
25.10. | 2
25.10. | 3
25.10. | 4
25.10. | 5
25.10. | 6
25.10. | 7
25.10. | 8
25.10. | 9
25.10. | 10
25.10. | 11
25.10. | 12
25.10. | 13
25.10. | 14
25.10. | 15
25.10. | 16
25.10. | 17
25.10. | 18
25.10. | 19
25.10. | 20
25.10. | 21
25.10. | 22
25.10. | 23
25.10. | 24
26.10. | 1
26.10. | 2
26.10. | 3
26.10. | 4
26.10. | 5
26.10. | 6
26.10. | 7
26.10. | 8
26.10. | 9
26.10. | 10
26.10. | 11
26.10. | 12
26.10. | 13
26.10. | 14
26.10. | 15
26.10. | 16
26.10. | 17
26.10. | 18
26.10. | 19
26.10. | 20
26.10. | 21
26.10. | 22
26.10. | 23
26.10. | 24
27.10. | 1
27.10. | 2
27.10. | 3
27.10. | 4
27.10. | 5
27.10. | 6
27.10. | 7
27.10. | 8
27.10. | 9
27.10. | 10
27.10. | 11
27.10. | 12
27.10. | 13
27.10. | 14
27.10. | 15
27.10. | 16
27.10. | 17
27.10. | 18
27.10. | 19
27.10. | 20
27.10. | 21
27.10. | 22
27.10. | 23
27.10. | 24
28.10. | 1
28.10. | 2
28.10. | 3
28.10. | 4
28.10. | 5
28.10. | 6
28.10. | 7
28.10. | 8
28.10. | 9
28.10. | 10
28.10. | 11
28.10. | 12
28.10. | 13
28.10. | 14
28.10. | 15
28.10. | 16
28.10. | 17
28.10. | 18
28.10. | 19
28.10. | 20
28.10. | 21
28.10. | 22
28.10. | 23
28.10. | 24
29.10. | 1
29.10. | 2
29.10. | 3
29.10. | 4
29.10. | 5
29.10. | 6
29.10. | 7
29.10. | 8
29.10. | 9
29.10. | 10
29.10. | 11
29.10. | 12
29.10. | 13
29.10. | 14
29.10. | 15
29.10. | 16
29.10. | 17
29.10. | 18
29.10. | 19
29.10. | 20
29.10. | 21
29.10. | 22
29.10. | 23
29.10. | 24
30.10. | 1
30.10. | 2
30.10. | 3
30.10. | 4
30.10. | 5
30.10. | 6
30.10. | 7
30.10. | 8
30.10. | 9
30.10. | 10
30.10. | 11
30.10. | 12
30.10. | 13
30.10. | 14
30.10. | 15
30.10. | 16
30.10. | 17
30.10. | 18
30.10. | 19
30.10. | 20
30.10. | 21
30.10. | 22
30.10. | 23
30.10. | 24
31.10. | 1
31.10. | 2
31.10. | 3
31.10. | 4
31.10. | 5
31.10. | 6
31.10. | 7
31.10. | 8
31.10. | 9
31.10. | 10
31.10. | 11
31.10. | 12
31.10. | 13
31.10. | 14
31.10. | 15
31.10. | 16
31.10. | 17
31.10. | 18
31.10. | 19
31.10. | 20
31.10. | 21
31.10. | 22
31.10. | 23
31.10. | 24
01.11. | 1
01.11. | 2
01.11. | 3
01.11. | 4
01.11. | 5
01.11. | 6
01.11. | 7
01.11. | 8
01.11. | 9
01.11. | 10
01.11. | 11
01.11. | 12
01.11. | 13
01.11. | 14
01.11. | 15
01.11. | 16
01.11. | 17
01.11. | 18
01.11. | 19
01.11. | 20
01.11. | 21
01.11. | 22
01.11. | 23
01.11. | 24
02.11. | 1
02.11. | 2
02.11. | 3
02.11. | 4
02.11. | 5
02.11. | 6
02.11. | 7
02.11. | 8
02.11. | 9
02.11. | 10
02.11. | 11
02.11. | 12
02.11. | 13
02.11. | 14
02.11. | 15
02.11. | 16
02.11. | 17
02.11. | 18
02.11. | 19
02.11. | 20
02.11. | 21
02.11. | 22
02.11. | 23
02.11. | 24
03.11. | 1
03.11. | 2
03.11. | 3
03.11. | 4
03.11. | 5
03.11. | 6
03.11. | 7
03.11. | 8
03.11. | 9
03.11. | 10
03.11. | 11
03.11. | 12
03.11. | 13
03.11. | 14
03.11. | 15
03.11. | 16
03.11. | 17
03.11. | 18
03.11. | 19
03.11. | 20
03.11. | 21
03.11. | 22
03.11. | 23
03.11. | 24
04.11. | 1
04.11. | 2
04.11. | 3
04.11. | 4
04.11. | 5
04.11. | 6
04.11. | 7
04.11. | 8
04.11. | 9
04.11. | 10
04.11. | 11
04.11. | 12
04.11. | 13
04.11. | 14
04.11. | 15
04.11. | 16
04.11. | 17
04.11. | 18
04.11. | 19
04.11. | 20
04.11. | 21
04.11. | 22
04.11. | 23
04.11. | 24
05.11. | 1
05.11. | 2
05.11. | 3
05.11. | 4
05.11. | 5
05.11. | 6
05.11. | 7
05.11. | 8
05.11. | 9
05.11. | 10
05.11. | 11
05.11. | 12
05.11. | 13
05.11. | 14
05.11. | 15
05.11. | 16
05.11. | 17
05.11. | 18
05.11. | 19
05.11. | 20
05.11. | 21
05.11. | 22
05.11. | 23
05.11. | 24
06.11. | 1
06.11. | 2
06.11. | 3
06.11. | 4
06.11. | 5
06.11. | 6
06.11. | 7
06.11. | 8
06.11. | 9
06.11. | 10
06.11. | 11
06.11. | 12
06.11. | 13
06.11. | 14
06.11. | 15
06.11. | 16
06.11. | 17
06.11. | 18
06.11. | 19
06.11. | 20
06.11. | 21
06.11. | 22
06.11. | 23
06.11. | 24
07.11. | 1
07.11. | 2
07.11. | 3
07.11. | 4
07.11. | 5
07.11. | 6
07.11. | 7
07.11. | 8
07.11. | 9
07.11. | 10
07.11. | 11
07.11. | 12
07.11. | 13
07.11. | 14
07.11. | 15
07.11. | 16
07.11. | 17
07.11. | 18
07.11. | 19
07.11. | 20
07.11. | 21
07.11. | 22
07.11. | 23
07.11. | 24
08.11. | 1
08.11. | 2
08.11. | 3
08.11. | 4
08.11. | 5
08.11. | 6
08.11. | 7
08.11. | 8
08.11. | 9
08.11. | 10
08.11. | 11
08.11. | 12
08.11. | 13
08.11. | 14
08.11. | 15
08.11. | 16
08.11. | 17
08.11. | 18
08.11. | 19
08.11. | 20
08.11. | 21
08.11. | 22
08.11. | 23
08.11. | 24
09.11. | 1
09.11. | 2
09.11. | 3
09.11. | 4
09.11. | 5
09.11. | 6
09.11. | 7
09.11. | 8
09.11. | 9
09.11. | 10
09.11. | 11
09.11. | 12
09.11. | 13
09.11. | 14
09.11. | 15
09.11. | 16
09.11. | 17
09.11. | 18
09.11. | 19
09.11. | 20
09.11. | 21
09.11. | 22
09.11. | 23
09.11. | 24
10.11. | 1
10.11. | 2
10.11. | 3
10.11. | 4
10.11. | 5
10.11. | 6
10.11. | 7
10.11. | 8
10.11. | 9
10.11. | 10
10.11. | 11
10.11. | 12
10.11. | 13
10.11. | 14
10.11. | 15
10.11. | 16
10.11. | 17
10.11. | 18
10.11. | 19
10.11. | 20
10.11. | 21
10.11. | 22
10.11. | 23
10.11. | 24
11.11. | 1
11.11. | 2
11.11. | 3
11.11. | 4
11.11. | 5
11.11. | 6
11.11. | 7
11.11. | 8
11.11. | 9
11.11. | 10
11.11. | 11
11.11. | 12
11.11. | 13
11.11. | 14
11.11. | 15
11.11. | 16
11.11. | 17
11.11. | 18
11.11. | 19
11.11. | 20
11.11. | 21
11.11. | 22
11.11. | 23
11.11. | 24
12.11. | 1
12.11. | 2
12.11. | 3
12.11. | 4
12.11. | 5
12.11. | 6
12.11. | 7
12.11. | 8
12.11. | 9
12.11. | 10
12.11. | 11
12.11. | 12
12.11. | 13
12.11. | 14
12.11. | 15
12.11. | 16
12.11. | 17
12.11. | 18
12.11. | 19
12.11. | 20
12.11. | 21
12.11. | 22
12.11. | 23
12.11. | 24
13.11. | 1
13.11. | 2
13.11. | 3
13.11. | 4
13.11. | 5
13.11. | 6
13.11. | 7
13.11. | 8
13.11. | 9
13.11. | 10
13.11. | 11
13.11. | 12
13.11. | 13
13.11. | 14
13.11. | 15
13.11. | 16
13.11. | 17
13.11. | 18
13.11. | 19
13.11. | 20
13.11. | 21
13.11. | 22
13.11. | 23
13.11. | 24
14.11. | 1
14.11. | 2
14.11. | 3
14.11. | 4
14.11. | 5
14.11. | 6
14.11. | 7
14.11. | 8
14.11. | 9
14.11. | 10
14.11. | 11
14.11. | 12
14.11. | 13
14.11. | 14
14.11. | 15
14.11. | 16
14.11. | 17
14.11. | 18
14.11. | 19
14.11. | 20
14.11. | 21
14.11. | 22
14.11. | 23
14.11. | 24
15.11. | 1
15.11. | 2
15.11. | 3
15.11. | 4
15.11. | 5
15.11. | 6
15.11. | 7
15.11. | 8
15.11. | 9
15.11. | 10
15.11. | 11
15.11. | 12
15.11. | 13
15.11. | 14
15.11. | 15
15.11. | 16
15.11. | 17
15.11. | 18
15.11. | 19
15.11. | 20
15.11. | 21
15.11. | 22
15.11. | 23
15.11. | 24
16.11. | 1
16.11. | 2
16.11. | 3
16.11. | 4
16.11. | 5
16.11. | 6
16.11. | 7
16.11. | 8
16.11. | 9
16.11. | 10
16.11. | 11
16.11. | 12
16.11. | 13
16.11. | 14
16.11. | 15
16.11. | 16
16.11. | 17
16.11. | 18
16.11. | 19
16.11. | 20
16.11. | 21
16.11. | 22
16.11. | 23
16.11. | 24
17.11. | 1
17.11. | 2
17.11. | 3
17.11. | 4
17.11. | 5
17.11. | 6
17.11. | 7
17.11. | 8
17.11. | 9
17.11. | 10
17.11. | 11
17.11. | 12
17.11. | 13
17.11. | 14
17.11. | 15
17.11. | 16
17.11. | 17
17.11. | 18
17.11. | 19
17.11. | 20
17.11. | 21
17.11. | 22
17.11. | 23
17.11. | 24
18.11. | 1
18.11. | 2
18.11. | 3
18.11. | 4
18.11. | 5
18.11. | 6
18.11. | 7
18.11. | 8
18.11. | 9
18.11. | 10
18.11. | 11
18.11. | 12
18.11. | 13
18.11. | 14
18.11. | 15
18.11. | 16
18.11. | 17
18.11. | 18
18.11. | 19
18.11. | 20
18.11. | 21
18.11. | 22
18.11. | 23
18.11. | 24
19.11. | 1
19.11. | 2
19.11. | 3
19.11. | 4
19.11. | 5
19.11. | 6
19.11. | 7
19.11. | 8
19.11. | 9
19.11. | 10
19.11. | 11
19.11. | 12
19.11. | 13
19.11. | 14
19.11. | 15
19.11. | 16
19.11. | 17
19.11. | 18
19.11. | 19
19.11. | 20
19.11. | 21
19.11. | 22
19.11. | 23
19.11. | 24
20.11. | 1
20.11. | 2
20.11. | 3
20.11. | 4
20.11. | 5
20.11. | 6
20.11. | 7
20.11. | 8
20.11. | 9
20.11. | 10
20.11. | 11
20.11. | 12
20.11. | 13
20.11. | 14
20.11. | 15
20.11. | 16
20.11. | 17
20.11. | 18
20.11. | 19
20.11. | 20
20.11. | 21
20.11. | 22
20.11. | 23
20.11. | 24
21.11. | 1
21.11. | 2
21.11. | 3
21.11. | 4
21.11. | 5
21.11. | 6
21.11. | 7
21.11. | 8
21.11. | 9
21.11. | 10
21.11. | 11
21.11. | 12
21.11. | 13
21.11. | 14
21.11. | 15
21.11. | 16
21.11. | 17
21.11. | 18
21.11. | 19
21.11. | 20
21.11. | 21
21.11. | 22
21.11. | 23
21.11. | 24
22.11. | 1
22.11. | 2
22.11. | 3
22.11. | 4
22.11. | 5
22.11. | 6
22.11. | 7
22.11. | 8
22.11. | 9
22.11. | 10
22.11. | 11
22.11. | 12
22.11. | 13
22.11. | 14
22.11. | 15
22.11. | 16
22.11. | 17
22.11. | 18
22.11. | 19
22.11. | 20
22.11. | 21
22.11. | 22
22.11. | 23
22.11. | 24
23.11. | 1
23.11. | 2
23.11. | 3
23.11. | 4
23.11. | 5
23.11. | 6
23.11. | 7
23.11. | 8
23.11. | 9
23.11. | 10
23.11. | 11
23.11. | 12
23.11. | 13
23.11. | 14
23.11. | 15
23.11. | 16
23.11. | 17
23.11. | 18
23.11. | 19
23.11. | 20
23.11. | 21
23.11. | 22
23.11. | 23
23.11. | 24
24.11. | 1
24.11. | 2
24.11. | 3
24.11. | 4
24.11. | 5
24.11. | 6
24.11. | 7
24.11. | 8
24.11. | 9
24.11. | 10
24.11. | 11
24.11. | 12
24.11. | 13
24.11. | 14
24.11. | 15
24.11. | 16
24.11. | 17
24.11. | 18
24.11. | 19
24.11. | 20
24.11. | 21
24.11. | 22
24.11. | 23
24.11. | 24
25.11. | 1
25.11. | 2
25.11. | 3
25.11. | 4
25.11. | 5
25.11. | 6
25.11. | 7
25.11. | 8
25.11. | 9
25.11. | 10
25.11. | 11
25.11. | 12
25.11. | 13
25.11. | 14
25.11. | 15
25.11. | 16
25.11. | 17
25.11. | 18
25.11. | 19
25.11. | 20
25.11. | 21
25.11. | 22
25.11. | 23
25.11. | 24
26.11. | 1
26.11. | 2
26.11. | 3
26.11. | 4
26.11. | 5
26.11. | 6
26.11. | 7
26.11. | 8
26.11. | 9
26.11. | 10
26.11. | 11
26.11. | 12
26.11. | 13
26.11. | 14
26.11. | 15
26.11. | 16
26.11. | 17
26.11. | 18
26.11. | 19
26.11. | 20
26.11. | 21
26.11. | 22
26.11. | 23
26.11. | 24
27.11. | 1
27.11. | 2
27.11. | 3
27.11. | 4
27.11. | 5
27.11. | 6
27.11. | 7
27.11. | 8
27.11. | 9
27.11. | 10
27.11. | 11
27.11. | 12
27.11. | 13
27.11. | 14
27.11. | 15
27.11. | 16
27.11. | 17
27.11. | 18
27.11. | 19
27.11. | 20
27.11. | 21
27.11. | 22
27.11. | 23
27.11. | 24
28.11. | 1
28.11. | 2
28.11. | 3
28.11. | 4
28.11. | 5
28.11. | 6
28.11. | 7
28.11. | 8
28.11. | 9
28.11. | 10
28.11. | 11
28.11. | 12
28.11. | 13
28.11. | 14
28.11. | 15
28.11. | 16
28.11. | 17
28.11. | 18
28.11. | 19
28.11. | 20
28.11. | 21
28.11. | 22
28.11. | 23
28.11. | 24
29.11. | 1
29.11. | 2
29.11. | 3
29.11. | 4
29.11. | 5
29.11. | 6
29.11. | 7
29.11. | 8
29.11. | 9
29.11. | 10
29.11. | 11
29.11. | 12
29.11. | 13
29.11. | 14
29.11. | 15
29.11. | 16
29.11. | 17
29.11. | 18
29.11. | 19
29.11. | 20
29.11. | 21
29.11. | 22
29.11. | 23
29.11. | 24
30.11. | 1
30.11. | 2
30.11. | 3
30.11. | 4
30.11. | 5
30.11. | 6
30.11. | 7
30.11. | 8
30.11. | 9
30.11. | 10
30.11. | 11
30.11. | 12
30.11. | 13
30.11. | 14
30.11. | 15
30.11. | 16
30.11. | 17
30.11. | 18
30.11. | 19
30.11. | 20
30.11. | 21
30.11. | 22
30.11. | 23
30.11. | 24
01.12. | 1
01.12. | 2
01.12. | 3
01.12. | 4
01.12. | 5
01.12. | 6
01.12. | 7
01.12. | 8
01.12. | 9
01.12. | 10
01.12. | 11
01.12. | 12
01.12. | 13
01.12. | 14
01.12. | 15
01.12. | 16
01.12. | 17
01.12. | 18
01.12. | 19
01.12. | 20
01.12. | 21
01.12. | 22
01.12. | 23
01.12. | 24
02.12. | 1
02.12. | 2
02.12. | 3
02.12. | 4
02.12. | 5
02.12. | 6
02.12. | 7
02.12. | 8
02.12. | 9
02.12. | 10
02.12. | 11
02.12. | 12
02.12. | 13
02.12. | 14
02.12. | 15
02.12. | 16
02.12. | 17
02.12. | 18
02.12. | 19
02.12. | 20
02.12. | 21
02.12. | 22
02.12. | 23
02.12. | 24
03.12. | 1
03.12. | 2
03.12. | 3
03.12. | 4
03.12. | 5
03.12. | 6
03.12. | 7
03.12. | 8
03.12. | 9
03.12. | 10
03.12. | 11
03.12. | 12
03.12. | 13
03.12. | 14
03.12. | 15
03.12. | 16
03.12. | 17
03.12. | 18
03.12. | 19
03.12. | 20
03.12. | 21
03.12. | 22
03.12. | 23
03.12. | 24
04.12. | 1
04.12. | 2
04.12. | 3
04.12. | 4
04.12. | 5
04.12. | 6
04.12. | 7
04.12. | 8
04.12. | 9
04.12. | 10
04.12. | 11
04.12. | 12
04.12. | 13
04.12. | 14
04.12. | 15
04.12. | 16
04.12. | 17
04.12. | 18
04.12. | 19
04.12. | 20
04.12. | 21
04.12. | 22
04.12. | 23
04.12. | 24
05.12. | 1
05.12. | 2
05.12. | 3
05.12. | 4
05.12. | 5
05.12. | 6
05.12. | 7
05.12. | 8
05.12. | 9
05.12. | 10
05.12. | 11
05.12. | 12
05.12. | 13
05.12. | 14
05.12. | 15
05.12. | 16
05.12. | 17
05.12. | 18
05.12. | 19
05.12. | 20
05.12. | 21
05.12. | 22
05.12. | 23
05.12. | 24
06.12. | 1
06.12. | 2
06.12. | 3
06.12. | 4
06.12. | 5
06.12. | 6
06.12. | 7
06.12. | 8
06.12. | 9
06.12. | 10
06.12. | 11
06.12. | 12
06.12. | 13
06.12. | 14
06.12. | 15
06.12. | 16
06.12. | 17
06.12. | 18
06.12. | 19
06.12. | 20
06.12. | 21
06.12. | 22
06.12. | 23
06.12. | 24
07.12. | 1
07.12. | 2
07.12. | 3
07.12. | 4
07.12. | 5
07.12. | 6
07.12. | 7
07.12. | 8
07.12. | 9
07.12. | 10
07.12. | 11
07.12. | 12
07.12. | 13
07.12. | 14
07.12. | 15
07.12. | 16
07.12. | 17
07.12. | 18
07.12. | 19
07.12. | 20
07.12. | 21
07.12. | 22
07.12. | 23
07.12. | 24
08.12. | 1
08.12. | 2
08.12. | 3
08.12. | 4
08.12. | 5
08.12. | 6
08.12. | 7
08.12. | 8
08.12. | 9
08.12. | 10
08.12. | 11
08.12. | 12
08.12. | 13
08.12. | 14
08.12. | 15
08.12. | 16
08.12. | 17
08.12. | 18
08.12. | 19
08.12. | 20
08.12. | 21
08.12. | 22
08.12. | 23
08.12. | 24
09.12. | 1
09.12. | 2
09.12. | 3
09.12. | 4
09.12. | 5
09.12. | 6
09.12. | 7
09.12. | 8
09.12. | 9
09.12. | 10
09.12. | 11
09.12. | 12
09.12. | 13
09.12. | 14
09.12. | 15
09.12. | 16
09.12. | 17
09.12. | 18
09.12. | 19
09.12. | 20
09.12. | 21
09.12. | 22
09.12. | 23
09.12. | 24
10.12. | 1
10.12. | 2
10.12. | 3
10.12. | 4
10.12. | 5
10.12. | 6
10.12. | 7
10.12. | 8
10.12. | 9
10.12. | 10
10.12. | 11
10.12. | 12
10.12. | 13
10.12. | 14
10.12. | 15
10.12. | 16
10.12. | 17
10.12. | 18
10.12. | 19
10.12. | 20
10.12. | 21
10.12. | 22
10.12. | 23
10.12. | 24
11.12. | 1
11.12. | 2
11.12. | 3
11.12. | 4
11.12. | 5
11.12. | 6
11.12. | 7
11.12. | 8
11.12. | 9
11.12. | 10
11.12. | 11
11.12. | 12
11.12. | 13
11.12. | 14
11.12. | 15
11.12. | 16
11.12. | 17
11.12. | 18
11.12. | 19
11.12. | 20
11.12. | 21
11.12. | 22
11.12. | 23
11.12. | 24
12.12. | 1
12.12. | 2
12.12. | 3
12.12. | 4
12.12. | 5
12.12. | 6
12.12. | 7
12.12. | 8
12.12. | 9
12.12. | 10
12.12. | 11
12.12. | 12
12.12. | 13
12.12. | 14
12.12. | 15
12.12. | 16
12.12. | 17
12.12. | 18
12.12. | 19
12.12. | 20
12.12. | 21
12.12. | 22
12.12. | 23
12.12. | 24
13.12. | 1
13.12. | 2
13.12. | 3
13.12. | 4
13.12. | 5
13.12. | 6
13.12. | 7
13.12. | 8
13.12. | 9
13.12. | 10
13.12. | 11
13.12. | 12
13.12. | 13
13.12. | 14
13.12. | 15
13.12. | 16
13.12. | 17
13.12. | 18
13.12. | 19
13.12. | 20
13.12. | 21
13.12. | 22
13.12. | 23
13.12. | 24
14.12. | 1
14.12. | 2
14.12. | 3
14.12. | 4
14.12. | 5
14.12. | 6
14.12. | 7
14.12. | 8
14.12. | 9
14.12. | 10
14.12. | 11
14.12. | 12
14.12. | 13
14.12. | 14
14.12. | 15
14.12. | 16
14.12. | 17
14.12. | 18
14.12. | 19
14.12. | 20
14.12. | 21
14.12. | 22
14.12. | 23
14.12. | 24
15.12. | 1
15.12. | 2
15.12. | 3
15.12. | 4
15.12. | 5
15.12. | 6
15.12. | 7
15.12. | 8
15.12. | 9
15.12. | 10
15.12. | 11
15.12. | 12
15.12. | 13
15.12. | 14
15.12. | 15
15.12. | 16
15.12. | 17
15.12. | 18
15.12. | 19
15.12. | 20
15.12. | 21
15.12. | 22
15.12. | 23
15.12. | 24
16.12. | 1
16.12. | 2
16.12. | 3
16.12. | 4
16.12. | 5
16.12. | 6
16.12. | 7
16.12. | 8
16.12. | 9
16.12. | 10
16.12. | 11
16.12. | 12
16.12. | 13
16.12. | 14
16.12. | 15
16.12. | 16
16.12. | 17
16.12. | 18
16.12. | 19
16.12. | 20
16.12. | 21
16.12. | 22
16.12. | 23
16.12. | 24
17.12. | 1
17.12. | 2
17.12. | 3
17.12. | 4
17.12. | 5
17.12. | 6
17.12. | 7
17.12. | 8
17.12. | 9
17.12. | 10
17.12. | 11
17.12. | 12
17.12. | 13
17.12. | 14
17.12. | 15
17.12. | 16
17.12. | 17
17.12. | 18
17.12. | 19
17.12. | 20
17.12. | 21
17.12. | 22
17.12. | 23
17.12. | 24
18.12. | 1
18.12. | 2
18.12. | 3
18.12. | 4
18.12. | 5
18.12. | 6
18.12. | 7
18.12. | 8
18.12. | 9
18.12. | 10
18.12. | 11
18.12. | 12
18.12. | 13
18.12. | 14
18.12. | 15
18.12. | 16
18.12. | 17
18.12. | 18
18.12. | 19
18.12. | 20
18.12. | 21
18.12. | 22
18.12. | 23
18.12. | 24
19.12. | 1
19.12. | 2
19.12. | 3
19.12. | 4
19.12. | 5
19.12. | 6
19.12. | 7
19.12. | 8
19.12. | 9
19.12. | 10
19.12. | 11
19.12. | 12
19.12. | 13
19.12. | 14
19.12. | 15
19.12. | 16
19.12. | 17
19.12. | 18
19.12. | 19
19.12. | 20
19.12. | 21
19.12. | 22
19.12. | 23
19.12. | 24
20.12. | 1
20.12. | 2
20.12. | 3
20.12. | 4
20.12. | 5
20.12. | 6
20.12. | 7
20.12. | 8
20.12. | 9
20.12. | 10
20.12. | 11
20.12. | 12
20.12. | 13
20.12. | 14
20.12. | 15
20.12. | 16
20.12. | 17
20.12. | 18
20.12. | 19
20.12. | 20
20.12. | 21
20.12. | 22
20.12. | 23
20.12. | 24
21.12. | 1
21.12. | 2
21.12. | 3
21.12. | 4
21.12. | 5
21.12. | 6
21.12. | 7
21.12. | 8
21.12. | 9
21.12. | 10
21.12. | 11
21.12. | 12
21.12. | 13
21.12. | 14
21.12. | 15
21.12. | 16
21.12. | 17
21.12. | 18
21.12. | 19
21.12. | 20
21.12. | 21
21.12. | 22
21.12. | 23
21.12. | 24
22.12. | 1
22.12. | 2
22.12. | 3
22.12. | 4
22.12. | 5
22.12. | 6
22.12. | 7
22.12. | 8
22.12. | 9
22.12. | 10
22.12. | 11
22.12. | 12
22.12. | 13
22.12. | 14
22.12. | 15
22.12. | 16
22.12. | 17
22.12. | 18
22.12. | 19
22.12. | 20
22.12. | 21
22.12. | 22
22.12. | 23
22.12. | 24
23.12. | 1
23.12. | 2
23.12. | 3
23.12. | 4
23.12. | 5
23.12. | 6
23.12. | 7
23.12. | 8
23.12. | 9
23.12. | 10
23.12. | 11
23.12. | 12
23.12. | 13
23.12. | 14
23.12. | 15
23.12. | 16
23.12. | 17
23.12. | 18
23.12. | 19
23.12. | 20
23.12. | 21
23.12. | 22
23.12. | 23
23.12. | 24
24.12. | 1
24.12. | 2
24.12. | 3
24.12. | 4
24.12. | 5
24.12. | 6
24.12. | 7
24.12. | 8
24.12. | 9
24.12. | 10
24.12. | 11
24.12. | 12
24.12. | 13
24.12. | 14
24.12. | 15
24.12. | 16
24.12. | 17
24.12. | 18
24.12. | 19
24.12. | 20
24.12. | 21
24.12. | 22
24.12. | 23
24.12. | 24
25.12. | 1
25.12. | 2
25.12. | 3
25.12. | 4
25.12. | 5
25.12. | 6
25.12. | 7
25.12. | 8
25.12. | 9
25.12. | 10
25.12. | 11
25.12. | 12
25.12. | 13
25.12. | 14
25.12. | 15
25.12. | 16
25.12. | 17
25.12. | 18
25.12. | 19
25.12. | 20
25.12. | 21
25.12. | 22
25.12. | 23
25.12. | 24
26.12. | 1
26.12. | 2
26.12. | 3
26.12. | 4
26.12. | 5
26.12. | 6
26.12. | 7
26.12. | 8
26.12. | 9
26.12. | 10
26.12. | 11
26.12. | 12
26.12. | 13
26.12. | 14
26.12. | 15
26.12. | 16
26.12. | 17
26.12. | 18
26.12. | 19
26.12. | 20
26.12. | 21
26.12. | 22
26.12. | 23
26.12. | 24
27.12. | 1
27.12. | 2
27.12. | 3
27.12. | 4
27.12. | 5
27.12. | 6
27.12. | 7
27.12. | 8
27.12. | 9
27.12. | 10
27.12. | 11
27.12. | 12
27.12. | 13
27.12. | 14
27.12. | 15
27.12. | 16
27.12. | 17
27.12. | 18
27.12. | 19
27.12. | 20
27.12. | 21
27.12. | 22
27.12. | 23
27.12. | 24
28.12. | 1
28.12. | 2
28.12. | 3
28.12. | 4
28.12. | 5
28.12. | 6
28.12. | 7
28.12. | 8
28.12. | 9
28.12. | 10
28.12. | 11
28.12. | 12
28.12. | 13
28.12. | 14
28.12. | 15
28.12. | 16
28.12. | 17
28.12. | 18
28.12. | 19
28.12. | 20
28.12. | 21
28.12. | 22
28.12. | 23
28.12. | 24
29.12. | 1
29.12. | 2
29.12. | 3
29.12. | 4
29.12. | 5
29.12. | 6
29.12. | 7
29.12. | 8
29.12. | 9
29.12. | 10
29.12. | 11
29.12. | 12
29.12. | 13
29.12. | 14
29.12. | 15
29.12. | 16
29.12. | 17
29.12. | 18
29.12. | 19
29.12. | 20
29.12. | 21
29.12. | 22
29.12. | 23
29.12. | 24
30.12. | 1
30.12. | 2
30.12. | 3
30.12. | 4
30.12. | 5
30.12. | 6
30.12. | 7
30.12. | 8
30.12. | 9
30.12. | 10
30.12. | 11
30.12. | 12
30.12. | 13
30.12. | 14
30.12. | 15
30.12. | 16
30.12. | 17
30.12. | 18
30.12. | 19
30.12. | 20
30.12. | 21
30.12. | 22
30.12. | 23
30.12. | 24
31.12. | 1
31.12. | 2
31.12. | 3
31.12. | 4
31.12. | 5
31.12. | 6
31.12. | 7
31.12. | 8
31.12. | 9
31.12. | 10
31.12. | 11
31.12. | 12
31.12. | 13
31.12. | 14
31.12. | 15
31.12. | 16
31.12. | 17
31.12. | 18
31.12. | 19
31.12. | 20
31.12. | 21
31.12. | 22
31.12. | 23
31.12. | 24

## Battery
ENTSO-E Market Modelling Database: Batteries
Country:
Market Node: | GR03
Year:
Climate year
Scenario
Type |  | Net maximum capacity - generation perspective (MW) | Net maximum capacity - demand perspective (MW) | Storage capacity (MWh) | Number of units | Average efficiency | Ramp up rate (MW/h) | Ramp down rate (MW/h)
Battery Total |  | 300 | 300 | 776 | 7 | 0.92 | 0 | 0
Battery Utility Scale |  | 300 | 300 | 776 | 7 | 0.92 | 0 | 0
Battery Residential |  | 0 | 0 | 0 | 0 | 0 | 0 | 0

## Electrolyser
ENTSO-E Market Modelling Database: Electrolysers
Country:
Market Node: | GR03
Year:
Climate year
Scenario
Type |  | Net maximum capacity (MW) | Number of units | Average efficiency | H2 storage (GWh) | Ramp up rate (MW/h) | Ramp down rate (MW/h) | Fixed generation reduction (% of max power output)
Electrolyser e-market Z1 |  | 0 | 0 | 0 | 0 | 0 | 0 | 100
Electrolyser e-market Z2 |  | 0 | 0 | 0 | 0 | 0 | 0 | 100
Electrolyser Shared RES Z1 |  | 0 | 0 | 0 | 0 | 0 | 0 | 100
Electrolyser Shared RES Z2 |  | 0 | 0 | 0 | 0 | 0 | 0 | 100
Electrolyser Dedicated RES Z1 |  | 0 | 0 | 0 | 0 | 0 | 0 | 100
Electrolyser Dedicated RES Z2 |  | 0 | 0 | 0 | 0 | 0 | 0 | 100

## Wind
ENTSO-E Market Modelling Database: Wind
Country:
Market Node: | GR03
Year:
Scenario
Installed capacities Onshore wind Total(GW): | 0.77475
Installed capacities Onshore wind e-market (GW): | 0.77475
Installed capacities Onshore wind dedicated (GW): | 0
Installed capacities Onshore wind Shared RES - H2Z1 (GW): | 0
Installed capacities Onshore wind Shared RES - H2Z2 (GW): | 0
Installed capacities Offshore wind Total (GW): | 0.49
Installed capacities Offshore wind e-market - hub ready (GW): | 0
Installed capacities Offshore wind dedicated - hub ready (GW): | 0
Installed capacities Offshore wind Shared RES - H2Z1 - hub ready (GW): | 0
Installed capacities Offshore wind Shared RES - H2Z2 - hub ready (GW): | 0
Installed capacities Offshore wind e-market - radial (GW): | 0.49
Installed capacities Offshore wind dedicated - radial (GW): | 0
Installed capacities Offshore wind Shared RES - H2Z1 - radial (GW): | 0
Installed capacities Offshore wind Shared RES - H2Z2 - radial (GW): | 0

## Solar
ENTSO-E Market Modelling Database: Solar
Country:
Market Node: | GR03
Year:
Scenario
Installed capacities Thermal Solar (GW): | 0
Installed capacities Photovoltaic (GW): | 0.53059
Installed capacities Photovoltaic e-market (GW): | 0.31259
Installed capacities Photovoltaic dedicated (GW): | 0
Installed capacities Photovoltaic Shared RES - H2Z1 (GW): | 0
Installed capacities Photovoltaic Shared RES - H2Z2 (GW): | 0
Installed capacities Rooftop (GW): | 0.218
Installed capacities Solar Thermal with Storage (GW): | 0
Storage capacities Solar Thermal with Storage (GWh): | 0

## Hydro
ENTSO-E Market Modelling Database: Hydro
Country:
Market Node: | GR03
Year:
Scenario
Hydro PEMMDB 3.4
Run of River - Total turbining capacity (MW)
Pondage - Total reservoir capacity (GWh)
Pondage - Total turbining capacity (MW)
Reservoir - Total reservoir capacity (GWh)
Reservoir - Total turbining capacity (MW)
Pump Storage (open loop, with natural inflows) - Total reservoir capacity (GWh)
Pump Storage (open loop, with natural inflows) - Total turbining capacity (MW)
Pump Storage (open loop, with natural inflows) - Total pumping capacity (MW)
Pure Pump Storage (closed loop, no natural inflows) - Total reservoir capacity (GWh)
Pure Pump Storage (closed loop, no natural inflows) - Total turbining capacity (MW)
Pure Pump Storage (closed loop, no natural inflows) - Total pumping capacity (MW)

## Other RES
ENTSO-E Market Modelling Database: Other RES
Country:
Market Node: | GR03
Year:
Scenario:
Installed capacity excl. clim.dependent bands (MW): | 3 |  |  | Small Biomass | Geothermal | Marine | Waste | Not Defined / Splitting not known
N.B. use convention first January always Monday (2007 calendar year) --> see guidelines for further details |  |  | Installed capacity (MW): | 3 | 0 | 0 | 0 | 0
Date | Hour | TOTAL Other RES Output (MW) (excl. climate dependent bands) |  | Output (MW) | Output (MW) | Output (MW) | Output (MW) | Output (MW)
01.01. | 1 | 2.1 |  | 2.1 | 0 | 0 | 0 | 0
01.01. | 2 | 2.1 |  | 2.1 | 0 | 0 | 0 | 0
01.01. | 3 | 2.1 |  | 2.1 | 0 | 0 | 0 | 0
01.01. | 4 | 2.1 |  | 2.1 | 0 | 0 | 0 | 0
01.01. | 5 | 2.1 |  | 2.1 | 0 | 0 | 0 | 0
01.01. | 6 | 2.1 |  | 2.1 | 0 | 0 | 0 | 0
01.01. | 7 | 2.1 |  | 2.1 | 0 | 0 | 0 | 0
01.01. | 8 | 2.1 |  | 2.1 | 0 | 0 | 0 | 0
01.01. | 9 | 2.1 |  | 2.1 | 0 | 0 | 0 | 0
01.01. | 10 | 2.1 |  | 2.1 | 0 | 0 | 0 | 0
01.01. | 11 | 2.1 |  | 2.1 | 0 | 0 | 0 | 0
01.01. | 12 | 2.1 |  | 2.1 | 0 | 0 | 0 | 0
01.01. | 13 | 2.1 |  | 2.1 | 0 | 0 | 0 | 0
01.01. | 14 | 2.1 |  | 2.1 | 0 | 0 | 0 | 0
01.01. | 15 | 2.1 |  | 2.1 | 0 | 0 | 0 | 0
01.01. | 16 | 2.1 |  | 2.1 | 0 | 0 | 0 | 0
01.01. | 17 | 2.1 |  | 2.1 | 0 | 0 | 0 | 0
01.01. | 18 | 2.1 |  | 2.1 | 0 | 0 | 0 | 0
01.01. | 19 | 2.1 |  | 2.1 | 0 | 0 | 0 | 0
01.01. | 20 | 2.1 |  | 2.1 | 0 | 0 | 0 | 0
01.01. | 21 | 2.1 |  | 2.1 | 0 | 0 | 0 | 0
01.01. | 22 | 2.1 |  | 2.1 | 0 | 0 | 0 | 0
01.01. | 23 | 2.1 |  | 2.1 | 0 | 0 | 0 | 0
01.01. | 24 | 2.1 |  | 2.1 | 0 | 0 | 0 | 0
02.01. | 1 | 2.1 |  | 2.1 | 0 | 0 | 0 | 0
02.01. | 2 | 2.1 |  | 2.1 | 0 | 0 | 0 | 0
02.01. | 3 | 2.1 |  | 2.1 | 0 | 0 | 0 | 0
02.01. | 4 | 2.1 |  | 2.1 | 0 | 0 | 0 | 0
02.01. | 5 | 2.1 |  | 2.1 | 0 | 0 | 0 | 0
02.01. | 6 | 2.1 |  | 2.1 | 0 | 0 | 0 | 0
02.01. | 7 | 2.1 |  | 2.1 | 0 | 0 | 0 | 0
02.01. | 8 | 2.1 |  | 2.1 | 0 | 0 | 0 | 0
02.01. | 9 | 2.1 |  | 2.1 | 0 | 0 | 0 | 0
02.01. | 10 | 2.1 |  | 2.1 | 0 | 0 | 0 | 0
02.01. | 11 | 2.1 |  | 2.1 | 0 | 0 | 0 | 0
02.01. | 12 | 2.1 |  | 2.1 | 0 | 0 | 0 | 0
02.01. | 13 | 2.1 |  | 2.1 | 0 | 0 | 0 | 0
02.01. | 14 | 2.1 |  | 2.1 | 0 | 0 | 0 | 0
02.01. | 15 | 2.1 |  | 2.1 | 0 | 0 | 0 | 0
02.01. | 16 | 2.1 |  | 2.1 | 0 | 0 | 0 | 0
02.01. | 17 | 2.1 |  | 2.1 | 0 | 0 | 0 | 0
02.01. | 18 | 2.1 |  | 2.1 | 0 | 0 | 0 | 0
02.01. | 19 | 2.1 |  | 2.1 | 0 | 0 | 0 | 0
02.01. | 20 | 2.1 |  | 2.1 | 0 | 0 | 0 | 0
02.01. | 21 | 2.1 |  | 2.1 | 0 | 0 | 0 | 0
02.01. | 22 | 2.1 |  | 2.1 | 0 | 0 | 0 | 0
02.01. | 23 | 2.1 |  | 2.1 | 0 | 0 | 0 | 0
02.01. | 24 | 2.1 |  | 2.1 | 0 | 0 | 0 | 0
03.01. | 1 | 2.1 |  | 2.1 | 0 | 0 | 0 | 0
03.01. | 2 | 2.1 |  | 2.1 | 0 | 0 | 0 | 0
03.01. | 3 | 2.1 |  | 2.1 | 0 | 0 | 0 | 0
03.01. | 4 | 2.1 |  | 2.1 | 0 | 0 | 0 | 0
03.01. | 5 | 2.1 |  | 2.1 | 0 | 0 | 0 | 0
03.01. | 6 | 2.1 |  | 2.1 | 0 | 0 | 0 | 0
03.01. | 7 | 2.1 |  | 2.1 | 0 | 0 | 0 | 0
03.01. | 8 | 2.1 |  | 2.1 | 0 | 0 | 0 | 0
03.01. | 9 | 2.1 |  | 2.1 | 0 | 0 | 0 | 0
03.01. | 10 | 2.1 |  | 2.1 | 0 | 0 | 0 | 0
03.01. | 11 | 2.1 |  | 2.1 | 0 | 0 | 0 | 0
03.01. | 12 | 2.1 |  | 2.1 | 0 | 0 | 0 | 0
03.01. | 13 | 2.1 |  | 2.1 | 0 | 0 | 0 | 0
03.01. | 14 | 2.1 |  | 2.1 | 0 | 0 | 0 | 0
03.01. | 15 | 2.1 |  | 2.1 | 0 | 0 | 0 | 0
03.01. | 16 | 2.1 |  | 2.1 | 0 | 0 | 0 | 0
03.01. | 17 | 2.1 |  | 2.1 | 0 | 0 | 0 | 0
03.01. | 18 | 2.1 |  | 2.1 | 0 | 0 | 0 | 0
03.01. | 19 | 2.1 |  | 2.1 | 0 | 0 | 0 | 0
03.01. | 20 | 2.1 |  | 2.1 | 0 | 0 | 0 | 0
03.01. | 21 | 2.1 |  | 2.1 | 0 | 0 | 0 | 0
03.01. | 22 | 2.1 |  | 2.1 | 0 | 0 | 0 | 0
03.01. | 23 | 2.1 |  | 2.1 | 0 | 0 | 0 | 0
03.01. | 24 | 2.1 |  | 2.1 | 0 | 0 | 0 | 0
04.01. | 1 | 2.1 |  | 2.1 | 0 | 0 | 0 | 0
04.01. | 2 | 2.1 |  | 2.1 | 0 | 0 | 0 | 0
04.01. | 3 | 2.1 |  | 2.1 | 0 | 0 | 0 | 0
04.01. | 4 | 2.1 |  | 2.1 | 0 | 0 | 0 | 0
04.01. | 5 | 2.1 |  | 2.1 | 0 | 0 | 0 | 0
04.01. | 6 | 2.1 |  | 2.1 | 0 | 0 | 0 | 0
04.01. | 7 | 2.1 |  | 2.1 | 0 | 0 | 0 | 0
04.01. | 8 | 2.1 |  | 2.1 | 0 | 0 | 0 | 0
04.01. | 9 | 2.1 |  | 2.1 | 0 | 0 | 0 | 0
04.01. | 10 | 2.1 |  | 2.1 | 0 | 0 | 0 | 0
04.01. | 11 | 2.1 |  | 2.1 | 0 | 0 | 0 | 0
04.01. | 12 | 2.1 |  | 2.1 | 0 | 0 | 0 | 0
04.01. | 13 | 2.1 |  | 2.1 | 0 | 0 | 0 | 0
04.01. | 14 | 2.1 |  | 2.1 | 0 | 0 | 0 | 0
04.01. | 15 | 2.1 |  | 2.1 | 0 | 0 | 0 | 0
04.01. | 16 | 2.1 |  | 2.1 | 0 | 0 | 0 | 0
04.01. | 17 | 2.1 |  | 2.1 | 0 | 0 | 0 | 0
04.01. | 18 | 2.1 |  | 2.1 | 0 | 0 | 0 | 0
04.01. | 19 | 2.1 |  | 2.1 | 0 | 0 | 0 | 0
04.01. | 20 | 2.1 |  | 2.1 | 0 | 0 | 0 | 0
04.01. | 21 | 2.1 |  | 2.1 | 0 | 0 | 0 | 0
04.01. | 22 | 2.1 |  | 2.1 | 0 | 0 | 0 | 0
04.01. | 23 | 2.1 |  | 2.1 | 0 | 0 | 0 | 0
04.01. | 24 | 2.1 |  | 2.1 | 0 | 0 | 0 | 0
05.01. | 1 | 2.1 |  | 2.1 | 0 | 0 | 0 | 0
05.01. | 2 | 2.1 |  | 2.1 | 0 | 0 | 0 | 0
05.01. | 3 | 2.1 |  | 2.1 | 0 | 0 | 0 | 0
05.01. | 4 | 2.1 |  | 2.1 | 0 | 0 | 0 | 0
05.01. | 5 | 2.1 |  | 2.1 | 0 | 0 | 0 | 0
05.01. | 6 | 2.1 |  | 2.1 | 0 | 0 | 0 | 0
05.01. | 7 | 2.1 |  | 2.1 | 0 | 0 | 0 | 0
05.01. | 8 | 2.1 |  | 2.1 | 0 | 0 | 0 | 0
05.01. | 9 | 2.1 |  | 2.1 | 0 | 0 | 0 | 0
05.01. | 10 | 2.1 |  | 2.1 | 0 | 0 | 0 | 0
05.01. | 11 | 2.1 |  | 2.1 | 0 | 0 | 0 | 0
05.01. | 12 | 2.1 |  | 2.1 | 0 | 0 | 0 | 0
05.01. | 13 | 2.1 |  | 2.1 | 0 | 0 | 0 | 0
05.01. | 14 | 2.1 |  | 2.1 | 0 | 0 | 0 | 0
05.01. | 15 | 2.1 |  | 2.1 | 0 | 0 | 0 | 0
05.01. | 16 | 2.1 |  | 2.1 | 0 | 0 | 0 | 0
05.01. | 17 | 2.1 |  | 2.1 | 0 | 0 | 0 | 0
05.01. | 18 | 2.1 |  | 2.1 | 0 | 0 | 0 | 0
05.01. | 19 | 2.1 |  | 2.1 | 0 | 0 | 0 | 0
05.01. | 20 | 2.1 |  | 2.1 | 0 | 0 | 0 | 0
05.01. | 21 | 2.1 |  | 2.1 | 0 | 0 | 0 | 0
05.01. | 22 | 2.1 |  | 2.1 | 0 | 0 | 0 | 0
05.01. | 23 | 2.1 |  | 2.1 | 0 | 0 | 0 | 0
05.01. | 24 | 2.1 |  | 2.1 | 0 | 0 | 0 | 0
06.01. | 1 | 2.1 |  | 2.1 | 0 | 0 | 0 | 0
06.01. | 2 | 2.1 |  | 2.1 | 0 | 0 | 0 | 0
06.01. | 3 | 2.1 |  | 2.1 | 0 | 0 | 0 | 0
06.01. | 4 | 2.1 |  | 2.1 | 0 | 0 | 0 | 0
06.01. | 5 | 2.1 |  | 2.1 | 0 | 0 | 0 | 0
06.01. | 6 | 2.1 |  | 2.1 | 0 | 0 | 0 | 0
06.01. | 7 | 2.1 |  | 2.1 | 0 | 0 | 0 | 0
06.01. | 8 | 2.1 |  | 2.1 | 0 | 0 | 0 | 0
06.01. | 9 | 2.1 |  | 2.1 | 0 | 0 | 0 | 0
06.01. | 10 | 2.1 |  | 2.1 | 0 | 0 | 0 | 0
06.01. | 11 | 2.1 |  | 2.1 | 0 | 0 | 0 | 0
06.01. | 12 | 2.1 |  | 2.1 | 0 | 0 | 0 | 0
06.01. | 13 | 2.1 |  | 2.1 | 0 | 0 | 0 | 0
06.01. | 14 | 2.1 |  | 2.1 | 0 | 0 | 0 | 0
06.01. | 15 | 2.1 |  | 2.1 | 0 | 0 | 0 | 0
06.01. | 16 | 2.1 |  | 2.1 | 0 | 0 | 0 | 0
06.01. | 17 | 2.1 |  | 2.1 | 0 | 0 | 0 | 0
06.01. | 18 | 2.1 |  | 2.1 | 0 | 0 | 0 | 0
06.01. | 19 | 2.1 |  | 2.1 | 0 | 0 | 0 | 0
06.01. | 20 | 2.1 |  | 2.1 | 0 | 0 | 0 | 0
06.01. | 21 | 2.1 |  | 2.1 | 0 | 0 | 0 | 0
06.01. | 22 | 2.1 |  | 2.1 | 0 | 0 | 0 | 0
06.01. | 23 | 2.1 |  | 2.1 | 0 | 0 | 0 | 0
06.01. | 24 | 2.1 |  | 2.1 | 0 | 0 | 0 | 0
07.01. | 1 | 2.1 |  | 2.1 | 0 | 0 | 0 | 0
07.01. | 2 | 2.1 |  | 2.1 | 0 | 0 | 0 | 0
07.01. | 3 | 2.1 |  | 2.1 | 0 | 0 | 0 | 0
07.01. | 4 | 2.1 |  | 2.1 | 0 | 0 | 0 | 0
07.01. | 5 | 2.1 |  | 2.1 | 0 | 0 | 0 | 0
07.01. | 6 | 2.1 |  | 2.1 | 0 | 0 | 0 | 0
07.01. | 7 | 2.1 |  | 2.1 | 0 | 0 | 0 | 0
07.01. | 8 | 2.1 |  | 2.1 | 0 | 0 | 0 | 0
07.01. | 9 | 2.1 |  | 2.1 | 0 | 0 | 0 | 0
07.01. | 10 | 2.1 |  | 2.1 | 0 | 0 | 0 | 0
07.01. | 11 | 2.1 |  | 2.1 | 0 | 0 | 0 | 0
07.01. | 12 | 2.1 |  | 2.1 | 0 | 0 | 0 | 0
07.01. | 13 | 2.1 |  | 2.1 | 0 | 0 | 0 | 0
07.01. | 14 | 2.1 |  | 2.1 | 0 | 0 | 0 | 0
07.01. | 15 | 2.1 |  | 2.1 | 0 | 0 | 0 | 0
07.01. | 16 | 2.1 |  | 2.1 | 0 | 0 | 0 | 0
07.01. | 17 | 2.1 |  | 2.1 | 0 | 0 | 0 | 0
07.01. | 18 | 2.1 |  | 2.1 | 0 | 0 | 0 | 0
07.01. | 19 | 2.1 |  | 2.1 | 0 | 0 | 0 | 0
07.01. | 20 | 2.1 |  | 2.1 | 0 | 0 | 0 | 0
07.01. | 21 | 2.1 |  | 2.1 | 0 | 0 | 0 | 0
07.01. | 22 | 2.1 |  | 2.1 | 0 | 0 | 0 | 0
07.01. | 23 | 2.1 |  | 2.1 | 0 | 0 | 0 | 0
07.01. | 24 | 2.1 |  | 2.1 | 0 | 0 | 0 | 0
08.01. | 1 | 2.1 |  | 2.1 | 0 | 0 | 0 | 0
08.01. | 2 | 2.1 |  | 2.1 | 0 | 0 | 0 | 0
08.01. | 3 | 2.1 |  | 2.1 | 0 | 0 | 0 | 0
08.01. | 4 | 2.1 |  | 2.1 | 0 | 0 | 0 | 0
08.01. | 5 | 2.1 |  | 2.1 | 0 | 0 | 0 | 0
08.01. | 6 | 2.1 |  | 2.1 | 0 | 0 | 0 | 0
08.01. | 7 | 2.1 |  | 2.1 | 0 | 0 | 0 | 0
08.01. | 8 | 2.1 |  | 2.1 | 0 | 0 | 0 | 0
08.01. | 9 | 2.1 |  | 2.1 | 0 | 0 | 0 | 0
08.01. | 10 | 2.1 |  | 2.1 | 0 | 0 | 0 | 0
08.01. | 11 | 2.1 |  | 2.1 | 0 | 0 | 0 | 0
08.01. | 12 | 2.1 |  | 2.1 | 0 | 0 | 0 | 0
08.01. | 13 | 2.1 |  | 2.1 | 0 | 0 | 0 | 0
08.01. | 14 | 2.1 |  | 2.1 | 0 | 0 | 0 | 0
08.01. | 15 | 2.1 |  | 2.1 | 0 | 0 | 0 | 0
08.01. | 16 | 2.1 |  | 2.1 | 0 | 0 | 0 | 0
08.01. | 17 | 2.1 |  | 2.1 | 0 | 0 | 0 | 0
08.01. | 18 | 2.1 |  | 2.1 | 0 | 0 | 0 | 0
08.01. | 19 | 2.1 |  | 2.1 | 0 | 0 | 0 | 0
08.01. | 20 | 2.1 |  | 2.1 | 0 | 0 | 0 | 0
08.01. | 21 | 2.1 |  | 2.1 | 0 | 0 | 0 | 0
08.01. | 22 | 2.1 |  | 2.1 | 0 | 0 | 0 | 0
08.01. | 23 | 2.1 |  | 2.1 | 0 | 0 | 0 | 0
08.01. | 24 | 2.1 |  | 2.1 | 0 | 0 | 0 | 0
09.01. | 1 | 2.1 |  | 2.1 | 0 | 0 | 0 | 0
09.01. | 2 | 2.1 |  | 2.1 | 0 | 0 | 0 | 0
09.01. | 3 | 2.1 |  | 2.1 | 0 | 0 | 0 | 0
09.01. | 4 | 2.1 |  | 2.1 | 0 | 0 | 0 | 0
09.01. | 5 | 2.1 |  | 2.1 | 0 | 0 | 0 | 0
09.01. | 6 | 2.1 |  | 2.1 | 0 | 0 | 0 | 0
09.01. | 7 | 2.1 |  | 2.1 | 0 | 0 | 0 | 0
09.01. | 8 | 2.1 |  | 2.1 | 0 | 0 | 0 | 0
09.01. | 9 | 2.1 |  | 2.1 | 0 | 0 | 0 | 0
09.01. | 10 | 2.1 |  | 2.1 | 0 | 0 | 0 | 0
09.01. | 11 | 2.1 |  | 2.1 | 0 | 0 | 0 | 0
09.01. | 12 | 2.1 |  | 2.1 | 0 | 0 | 0 | 0
09.01. | 13 | 2.1 |  | 2.1 | 0 | 0 | 0 | 0
09.01. | 14 | 2.1 |  | 2.1 | 0 | 0 | 0 | 0
09.01. | 15 | 2.1 |  | 2.1 | 0 | 0 | 0 | 0
09.01. | 16 | 2.1 |  | 2.1 | 0 | 0 | 0 | 0
09.01. | 17 | 2.1 |  | 2.1 | 0 | 0 | 0 | 0
09.01. | 18 | 2.1 |  | 2.1 | 0 | 0 | 0 | 0
09.01. | 19 | 2.1 |  | 2.1 | 0 | 0 | 0 | 0
09.01. | 20 | 2.1 |  | 2.1 | 0 | 0 | 0 | 0
09.01. | 21 | 2.1 |  | 2.1 | 0 | 0 | 0 | 0
09.01. | 22 | 2.1 |  | 2.1 | 0 | 0 | 0 | 0
09.01. | 23 | 2.1 |  | 2.1 | 0 | 0 | 0 | 0
09.01. | 24 | 2.1 |  | 2.1 | 0 | 0 | 0 | 0
10.01. | 1 | 2.1 |  | 2.1 | 0 | 0 | 0 | 0
10.01. | 2 | 2.1 |  | 2.1 | 0 | 0 | 0 | 0
10.01. | 3 | 2.1 |  | 2.1 | 0 | 0 | 0 | 0
10.01. | 4 | 2.1 |  | 2.1 | 0 | 0 | 0 | 0
10.01. | 5 | 2.1 |  | 2.1 | 0 | 0 | 0 | 0
10.01. | 6 | 2.1 |  | 2.1 | 0 | 0 | 0 | 0
10.01. | 7 | 2.1 |  | 2.1 | 0 | 0 | 0 | 0
10.01. | 8 | 2.1 |  | 2.1 | 0 | 0 | 0 | 0
10.01. | 9 | 2.1 |  | 2.1 | 0 | 0 | 0 | 0
10.01. | 10 | 2.1 |  | 2.1 | 0 | 0 | 0 | 0
10.01. | 11 | 2.1 |  | 2.1 | 0 | 0 | 0 | 0
10.01. | 12 | 2.1 |  | 2.1 | 0 | 0 | 0 | 0
10.01. | 13 | 2.1 |  | 2.1 | 0 | 0 | 0 | 0
10.01. | 14 | 2.1 |  | 2.1 | 0 | 0 | 0 | 0
10.01. | 15 | 2.1 |  | 2.1 | 0 | 0 | 0 | 0
10.01. | 16 | 2.1 |  | 2.1 | 0 | 0 | 0 | 0
10.01. | 17 | 2.1 |  | 2.1 | 0 | 0 | 0 | 0
10.01. | 18 | 2.1 |  | 2.1 | 0 | 0 | 0 | 0
10.01. | 19 | 2.1 |  | 2.1 | 0 | 0 | 0 | 0
10.01. | 20 | 2.1 |  | 2.1 | 0 | 0 | 0 | 0
10.01. | 21 | 2.1 |  | 2.1 | 0 | 0 | 0 | 0
10.01. | 22 | 2.1 |  | 2.1 | 0 | 0 | 0 | 0
10.01. | 23 | 2.1 |  | 2.1 | 0 | 0 | 0 | 0
10.01. | 24 | 2.1 |  | 2.1 | 0 | 0 | 0 | 0
11.01. | 1 | 2.1 |  | 2.1 | 0 | 0 | 0 | 0
11.01. | 2 | 2.1 |  | 2.1 | 0 | 0 | 0 | 0
11.01. | 3 | 2.1 |  | 2.1 | 0 | 0 | 0 | 0
11.01. | 4 | 2.1 |  | 2.1 | 0 | 0 | 0 | 0
11.01. | 5 | 2.1 |  | 2.1 | 0 | 0 | 0 | 0
11.01. | 6 | 2.1 |  | 2.1 | 0 | 0 | 0 | 0
11.01. | 7 | 2.1 |  | 2.1 | 0 | 0 | 0 | 0
11.01. | 8 | 2.1 |  | 2.1 | 0 | 0 | 0 | 0
11.01. | 9 | 2.1 |  | 2.1 | 0 | 0 | 0 | 0
11.01. | 10 | 2.1 |  | 2.1 | 0 | 0 | 0 | 0
11.01. | 11 | 2.1 |  | 2.1 | 0 | 0 | 0 | 0
11.01. | 12 | 2.1 |  | 2.1 | 0 | 0 | 0 | 0
11.01. | 13 | 2.1 |  | 2.1 | 0 | 0 | 0 | 0
11.01. | 14 | 2.1 |  | 2.1 | 0 | 0 | 0 | 0
11.01. | 15 | 2.1 |  | 2.1 | 0 | 0 | 0 | 0
11.01. | 16 | 2.1 |  | 2.1 | 0 | 0 | 0 | 0
11.01. | 17 | 2.1 |  | 2.1 | 0 | 0 | 0 | 0
11.01. | 18 | 2.1 |  | 2.1 | 0 | 0 | 0 | 0
11.01. | 19 | 2.1 |  | 2.1 | 0 | 0 | 0 | 0
11.01. | 20 | 2.1 |  | 2.1 | 0 | 0 | 0 | 0
11.01. | 21 | 2.1 |  | 2.1 | 0 | 0 | 0 | 0
11.01. | 22 | 2.1 |  | 2.1 | 0 | 0 | 0 | 0
11.01. | 23 | 2.1 |  | 2.1 | 0 | 0 | 0 | 0
11.01. | 24 | 2.1 |  | 2.1 | 0 | 0 | 0 | 0
12.01. | 1 | 2.1 |  | 2.1 | 0 | 0 | 0 | 0
12.01. | 2 | 2.1 |  | 2.1 | 0 | 0 | 0 | 0
12.01. | 3 | 2.1 |  | 2.1 | 0 | 0 | 0 | 0
12.01. | 4 | 2.1 |  | 2.1 | 0 | 0 | 0 | 0
12.01. | 5 | 2.1 |  | 2.1 | 0 | 0 | 0 | 0
12.01. | 6 | 2.1 |  | 2.1 | 0 | 0 | 0 | 0
12.01. | 7 | 2.1 |  | 2.1 | 0 | 0 | 0 | 0
12.01. | 8 | 2.1 |  | 2.1 | 0 | 0 | 0 | 0
12.01. | 9 | 2.1 |  | 2.1 | 0 | 0 | 0 | 0
12.01. | 10 | 2.1 |  | 2.1 | 0 | 0 | 0 | 0
12.01. | 11 | 2.1 |  | 2.1 | 0 | 0 | 0 | 0
12.01. | 12 | 2.1 |  | 2.1 | 0 | 0 | 0 | 0
12.01. | 13 | 2.1 |  | 2.1 | 0 | 0 | 0 | 0
12.01. | 14 | 2.1 |  | 2.1 | 0 | 0 | 0 | 0
12.01. | 15 | 2.1 |  | 2.1 | 0 | 0 | 0 | 0
12.01. | 16 | 2.1 |  | 2.1 | 0 | 0 | 0 | 0
12.01. | 17 | 2.1 |  | 2.1 | 0 | 0 | 0 | 0
12.01. | 18 | 2.1 |  | 2.1 | 0 | 0 | 0 | 0
12.01. | 19 | 2.1 |  | 2.1 | 0 | 0 | 0 | 0
12.01. | 20 | 2.1 |  | 2.1 | 0 | 0 | 0 | 0
12.01. | 21 | 2.1 |  | 2.1 | 0 | 0 | 0 | 0
12.01. | 22 | 2.1 |  | 2.1 | 0 | 0 | 0 | 0
12.01. | 23 | 2.1 |  | 2.1 | 0 | 0 | 0 | 0
12.01. | 24 | 2.1 |  | 2.1 | 0 | 0 | 0 | 0
13.01. | 1 | 2.1 |  | 2.1 | 0 | 0 | 0 | 0
13.01. | 2 | 2.1 |  | 2.1 | 0 | 0 | 0 | 0
13.01. | 3 | 2.1 |  | 2.1 | 0 | 0 | 0 | 0
13.01. | 4 | 2.1 |  | 2.1 | 0 | 0 | 0 | 0
13.01. | 5 | 2.1 |  | 2.1 | 0 | 0 | 0 | 0
13.01. | 6 | 2.1 |  | 2.1 | 0 | 0 | 0 | 0
13.01. | 7 | 2.1 |  | 2.1 | 0 | 0 | 0 | 0
13.01. | 8 | 2.1 |  | 2.1 | 0 | 0 | 0 | 0
13.01. | 9 | 2.1 |  | 2.1 | 0 | 0 | 0 | 0
13.01. | 10 | 2.1 |  | 2.1 | 0 | 0 | 0 | 0
13.01. | 11 | 2.1 |  | 2.1 | 0 | 0 | 0 | 0
13.01. | 12 | 2.1 |  | 2.1 | 0 | 0 | 0 | 0
13.01. | 13 | 2.1 |  | 2.1 | 0 | 0 | 0 | 0
13.01. | 14 | 2.1 |  | 2.1 | 0 | 0 | 0 | 0
13.01. | 15 | 2.1 |  | 2.1 | 0 | 0 | 0 | 0
13.01. | 16 | 2.1 |  | 2.1 | 0 | 0 | 0 | 0
13.01. | 17 | 2.1 |  | 2.1 | 0 | 0 | 0 | 0
13.01. | 18 | 2.1 |  | 2.1 | 0 | 0 | 0 | 0
13.01. | 19 | 2.1 |  | 2.1 | 0 | 0 | 0 | 0
13.01. | 20 | 2.1 |  | 2.1 | 0 | 0 | 0 | 0
13.01. | 21 | 2.1 |  | 2.1 | 0 | 0 | 0 | 0
13.01. | 22 | 2.1 |  | 2.1 | 0 | 0 | 0 | 0
13.01. | 23 | 2.1 |  | 2.1 | 0 | 0 | 0 | 0
13.01. | 24 | 2.1 |  | 2.1 | 0 | 0 | 0 | 0
14.01. | 1 | 2.1 |  | 2.1 | 0 | 0 | 0 | 0
14.01. | 2 | 2.1 |  | 2.1 | 0 | 0 | 0 | 0
14.01. | 3 | 2.1 |  | 2.1 | 0 | 0 | 0 | 0
14.01. | 4 | 2.1 |  | 2.1 | 0 | 0 | 0 | 0
14.01. | 5 | 2.1 |  | 2.1 | 0 | 0 | 0 | 0
14.01. | 6 | 2.1 |  | 2.1 | 0 | 0 | 0 | 0
14.01. | 7 | 2.1 |  | 2.1 | 0 | 0 | 0 | 0
14.01. | 8 | 2.1 |  | 2.1 | 0 | 0 | 0 | 0
14.01. | 9 | 2.1 |  | 2.1 | 0 | 0 | 0 | 0
14.01. | 10 | 2.1 |  | 2.1 | 0 | 0 | 0 | 0
14.01. | 11 | 2.1 |  | 2.1 | 0 | 0 | 0 | 0
14.01. | 12 | 2.1 |  | 2.1 | 0 | 0 | 0 | 0
14.01. | 13 | 2.1 |  | 2.1 | 0 | 0 | 0 | 0
14.01. | 14 | 2.1 |  | 2.1 | 0 | 0 | 0 | 0
14.01. | 15 | 2.1 |  | 2.1 | 0 | 0 | 0 | 0
14.01. | 16 | 2.1 |  | 2.1 | 0 | 0 | 0 | 0
14.01. | 17 | 2.1 |  | 2.1 | 0 | 0 | 0 | 0
14.01. | 18 | 2.1 |  | 2.1 | 0 | 0 | 0 | 0
14.01. | 19 | 2.1 |  | 2.1 | 0 | 0 | 0 | 0
14.01. | 20 | 2.1 |  | 2.1 | 0 | 0 | 0 | 0
14.01. | 21 | 2.1 |  | 2.1 | 0 | 0 | 0 | 0
14.01. | 22 | 2.1 |  | 2.1 | 0 | 0 | 0 | 0
14.01. | 23 | 2.1 |  | 2.1 | 0 | 0 | 0 | 0
14.01. | 24 | 2.1 |  | 2.1 | 0 | 0 | 0 | 0
15.01. | 1 | 2.1 |  | 2.1 | 0 | 0 | 0 | 0
15.01. | 2 | 2.1 |  | 2.1 | 0 | 0 | 0 | 0
15.01. | 3 | 2.1 |  | 2.1 | 0 | 0 | 0 | 0
15.01. | 4 | 2.1 |  | 2.1 | 0 | 0 | 0 | 0
15.01. | 5 | 2.1 |  | 2.1 | 0 | 0 | 0 | 0
15.01. | 6 | 2.1 |  | 2.1 | 0 | 0 | 0 | 0
15.01. | 7 | 2.1 |  | 2.1 | 0 | 0 | 0 | 0
15.01. | 8 | 2.1 |  | 2.1 | 0 | 0 | 0 | 0
15.01. | 9 | 2.1 |  | 2.1 | 0 | 0 | 0 | 0
15.01. | 10 | 2.1 |  | 2.1 | 0 | 0 | 0 | 0
15.01. | 11 | 2.1 |  | 2.1 | 0 | 0 | 0 | 0
15.01. | 12 | 2.1 |  | 2.1 | 0 | 0 | 0 | 0
15.01. | 13 | 2.1 |  | 2.1 | 0 | 0 | 0 | 0
15.01. | 14 | 2.1 |  | 2.1 | 0 | 0 | 0 | 0
15.01. | 15 | 2.1 |  | 2.1 | 0 | 0 | 0 | 0
15.01. | 16 | 2.1 |  | 2.1 | 0 | 0 | 0 | 0
15.01. | 17 | 2.1 |  | 2.1 | 0 | 0 | 0 | 0
15.01. | 18 | 2.1 |  | 2.1 | 0 | 0 | 0 | 0
15.01. | 19 | 2.1 |  | 2.1 | 0 | 0 | 0 | 0
15.01. | 20 | 2.1 |  | 2.1 | 0 | 0 | 0 | 0
15.01. | 21 | 2.1 |  | 2.1 | 0 | 0 | 0 | 0
15.01. | 22 | 2.1 |  | 2.1 | 0 | 0 | 0 | 0
15.01. | 23 | 2.1 |  | 2.1 | 0 | 0 | 0 | 0
15.01. | 24 | 2.1 |  | 2.1 | 0 | 0 | 0 | 0
16.01. | 1 | 2.1 |  | 2.1 | 0 | 0 | 0 | 0
16.01. | 2 | 2.1 |  | 2.1 | 0 | 0 | 0 | 0
16.01. | 3 | 2.1 |  | 2.1 | 0 | 0 | 0 | 0
16.01. | 4 | 2.1 |  | 2.1 | 0 | 0 | 0 | 0
16.01. | 5 | 2.1 |  | 2.1 | 0 | 0 | 0 | 0
16.01. | 6 | 2.1 |  | 2.1 | 0 | 0 | 0 | 0
16.01. | 7 | 2.1 |  | 2.1 | 0 | 0 | 0 | 0
16.01. | 8 | 2.1 |  | 2.1 | 0 | 0 | 0 | 0
16.01. | 9 | 2.1 |  | 2.1 | 0 | 0 | 0 | 0
16.01. | 10 | 2.1 |  | 2.1 | 0 | 0 | 0 | 0
16.01. | 11 | 2.1 |  | 2.1 | 0 | 0 | 0 | 0
16.01. | 12 | 2.1 |  | 2.1 | 0 | 0 | 0 | 0
16.01. | 13 | 2.1 |  | 2.1 | 0 | 0 | 0 | 0
16.01. | 14 | 2.1 |  | 2.1 | 0 | 0 | 0 | 0
16.01. | 15 | 2.1 |  | 2.1 | 0 | 0 | 0 | 0
16.01. | 16 | 2.1 |  | 2.1 | 0 | 0 | 0 | 0
16.01. | 17 | 2.1 |  | 2.1 | 0 | 0 | 0 | 0
16.01. | 18 | 2.1 |  | 2.1 | 0 | 0 | 0 | 0
16.01. | 19 | 2.1 |  | 2.1 | 0 | 0 | 0 | 0
16.01. | 20 | 2.1 |  | 2.1 | 0 | 0 | 0 | 0
16.01. | 21 | 2.1 |  | 2.1 | 0 | 0 | 0 | 0
16.01. | 22 | 2.1 |  | 2.1 | 0 | 0 | 0 | 0
16.01. | 23 | 2.1 |  | 2.1 | 0 | 0 | 0 | 0
16.01. | 24 | 2.1 |  | 2.1 | 0 | 0 | 0 | 0
17.01. | 1 | 2.1 |  | 2.1 | 0 | 0 | 0 | 0
17.01. | 2 | 2.1 |  | 2.1 | 0 | 0 | 0 | 0
17.01. | 3 | 2.1 |  | 2.1 | 0 | 0 | 0 | 0
17.01. | 4 | 2.1 |  | 2.1 | 0 | 0 | 0 | 0
17.01. | 5 | 2.1 |  | 2.1 | 0 | 0 | 0 | 0
17.01. | 6 | 2.1 |  | 2.1 | 0 | 0 | 0 | 0
17.01. | 7 | 2.1 |  | 2.1 | 0 | 0 | 0 | 0
17.01. | 8 | 2.1 |  | 2.1 | 0 | 0 | 0 | 0
17.01. | 9 | 2.1 |  | 2.1 | 0 | 0 | 0 | 0
17.01. | 10 | 2.1 |  | 2.1 | 0 | 0 | 0 | 0
17.01. | 11 | 2.1 |  | 2.1 | 0 | 0 | 0 | 0
17.01. | 12 | 2.1 |  | 2.1 | 0 | 0 | 0 | 0
17.01. | 13 | 2.1 |  | 2.1 | 0 | 0 | 0 | 0
17.01. | 14 | 2.1 |  | 2.1 | 0 | 0 | 0 | 0
17.01. | 15 | 2.1 |  | 2.1 | 0 | 0 | 0 | 0
17.01. | 16 | 2.1 |  | 2.1 | 0 | 0 | 0 | 0
17.01. | 17 | 2.1 |  | 2.1 | 0 | 0 | 0 | 0
17.01. | 18 | 2.1 |  | 2.1 | 0 | 0 | 0 | 0
17.01. | 19 | 2.1 |  | 2.1 | 0 | 0 | 0 | 0
17.01. | 20 | 2.1 |  | 2.1 | 0 | 0 | 0 | 0
17.01. | 21 | 2.1 |  | 2.1 | 0 | 0 | 0 | 0
17.01. | 22 | 2.1 |  | 2.1 | 0 | 0 | 0 | 0
17.01. | 23 | 2.1 |  | 2.1 | 0 | 0 | 0 | 0
17.01. | 24 | 2.1 |  | 2.1 | 0 | 0 | 0 | 0
18.01. | 1 | 2.1 |  | 2.1 | 0 | 0 | 0 | 0
18.01. | 2 | 2.1 |  | 2.1 | 0 | 0 | 0 | 0
18.01. | 3 | 2.1 |  | 2.1 | 0 | 0 | 0 | 0
18.01. | 4 | 2.1 |  | 2.1 | 0 | 0 | 0 | 0
18.01. | 5 | 2.1 |  | 2.1 | 0 | 0 | 0 | 0
18.01. | 6 | 2.1 |  | 2.1 | 0 | 0 | 0 | 0
18.01. | 7 | 2.1 |  | 2.1 | 0 | 0 | 0 | 0
18.01. | 8 | 2.1 |  | 2.1 | 0 | 0 | 0 | 0
18.01. | 9 | 2.1 |  | 2.1 | 0 | 0 | 0 | 0
18.01. | 10 | 2.1 |  | 2.1 | 0 | 0 | 0 | 0
18.01. | 11 | 2.1 |  | 2.1 | 0 | 0 | 0 | 0
18.01. | 12 | 2.1 |  | 2.1 | 0 | 0 | 0 | 0
18.01. | 13 | 2.1 |  | 2.1 | 0 | 0 | 0 | 0
18.01. | 14 | 2.1 |  | 2.1 | 0 | 0 | 0 | 0
18.01. | 15 | 2.1 |  | 2.1 | 0 | 0 | 0 | 0
18.01. | 16 | 2.1 |  | 2.1 | 0 | 0 | 0 | 0
18.01. | 17 | 2.1 |  | 2.1 | 0 | 0 | 0 | 0
18.01. | 18 | 2.1 |  | 2.1 | 0 | 0 | 0 | 0
18.01. | 19 | 2.1 |  | 2.1 | 0 | 0 | 0 | 0
18.01. | 20 | 2.1 |  | 2.1 | 0 | 0 | 0 | 0
18.01. | 21 | 2.1 |  | 2.1 | 0 | 0 | 0 | 0
18.01. | 22 | 2.1 |  | 2.1 | 0 | 0 | 0 | 0
18.01. | 23 | 2.1 |  | 2.1 | 0 | 0 | 0 | 0
18.01. | 24 | 2.1 |  | 2.1 | 0 | 0 | 0 | 0
19.01. | 1 | 2.1 |  | 2.1 | 0 | 0 | 0 | 0
19.01. | 2 | 2.1 |  | 2.1 | 0 | 0 | 0 | 0
19.01. | 3 | 2.1 |  | 2.1 | 0 | 0 | 0 | 0
19.01. | 4 | 2.1 |  | 2.1 | 0 | 0 | 0 | 0
19.01. | 5 | 2.1 |  | 2.1 | 0 | 0 | 0 | 0
19.01. | 6 | 2.1 |  | 2.1 | 0 | 0 | 0 | 0
19.01. | 7 | 2.1 |  | 2.1 | 0 | 0 | 0 | 0
19.01. | 8 | 2.1 |  | 2.1 | 0 | 0 | 0 | 0
19.01. | 9 | 2.1 |  | 2.1 | 0 | 0 | 0 | 0
19.01. | 10 | 2.1 |  | 2.1 | 0 | 0 | 0 | 0
19.01. | 11 | 2.1 |  | 2.1 | 0 | 0 | 0 | 0
19.01. | 12 | 2.1 |  | 2.1 | 0 | 0 | 0 | 0
19.01. | 13 | 2.1 |  | 2.1 | 0 | 0 | 0 | 0
19.01. | 14 | 2.1 |  | 2.1 | 0 | 0 | 0 | 0
19.01. | 15 | 2.1 |  | 2.1 | 0 | 0 | 0 | 0
19.01. | 16 | 2.1 |  | 2.1 | 0 | 0 | 0 | 0
19.01. | 17 | 2.1 |  | 2.1 | 0 | 0 | 0 | 0
19.01. | 18 | 2.1 |  | 2.1 | 0 | 0 | 0 | 0
19.01. | 19 | 2.1 |  | 2.1 | 0 | 0 | 0 | 0
19.01. | 20 | 2.1 |  | 2.1 | 0 | 0 | 0 | 0
19.01. | 21 | 2.1 |  | 2.1 | 0 | 0 | 0 | 0
19.01. | 22 | 2.1 |  | 2.1 | 0 | 0 | 0 | 0
19.01. | 23 | 2.1 |  | 2.1 | 0 | 0 | 0 | 0
19.01. | 24 | 2.1 |  | 2.1 | 0 | 0 | 0 | 0
20.01. | 1 | 2.1 |  | 2.1 | 0 | 0 | 0 | 0
20.01. | 2 | 2.1 |  | 2.1 | 0 | 0 | 0 | 0
20.01. | 3 | 2.1 |  | 2.1 | 0 | 0 | 0 | 0
20.01. | 4 | 2.1 |  | 2.1 | 0 | 0 | 0 | 0
20.01. | 5 | 2.1 |  | 2.1 | 0 | 0 | 0 | 0
20.01. | 6 | 2.1 |  | 2.1 | 0 | 0 | 0 | 0
20.01. | 7 | 2.1 |  | 2.1 | 0 | 0 | 0 | 0
20.01. | 8 | 2.1 |  | 2.1 | 0 | 0 | 0 | 0
20.01. | 9 | 2.1 |  | 2.1 | 0 | 0 | 0 | 0
20.01. | 10 | 2.1 |  | 2.1 | 0 | 0 | 0 | 0
20.01. | 11 | 2.1 |  | 2.1 | 0 | 0 | 0 | 0
20.01. | 12 | 2.1 |  | 2.1 | 0 | 0 | 0 | 0
20.01. | 13 | 2.1 |  | 2.1 | 0 | 0 | 0 | 0
20.01. | 14 | 2.1 |  | 2.1 | 0 | 0 | 0 | 0
20.01. | 15 | 2.1 |  | 2.1 | 0 | 0 | 0 | 0
20.01. | 16 | 2.1 |  | 2.1 | 0 | 0 | 0 | 0
20.01. | 17 | 2.1 |  | 2.1 | 0 | 0 | 0 | 0
20.01. | 18 | 2.1 |  | 2.1 | 0 | 0 | 0 | 0
20.01. | 19 | 2.1 |  | 2.1 | 0 | 0 | 0 | 0
20.01. | 20 | 2.1 |  | 2.1 | 0 | 0 | 0 | 0
20.01. | 21 | 2.1 |  | 2.1 | 0 | 0 | 0 | 0
20.01. | 22 | 2.1 |  | 2.1 | 0 | 0 | 0 | 0
20.01. | 23 | 2.1 |  | 2.1 | 0 | 0 | 0 | 0
20.01. | 24 | 2.1 |  | 2.1 | 0 | 0 | 0 | 0
21.01. | 1 | 2.1 |  | 2.1 | 0 | 0 | 0 | 0
21.01. | 2 | 2.1 |  | 2.1 | 0 | 0 | 0 | 0
21.01. | 3 | 2.1 |  | 2.1 | 0 | 0 | 0 | 0
21.01. | 4 | 2.1 |  | 2.1 | 0 | 0 | 0 | 0
21.01. | 5 | 2.1 |  | 2.1 | 0 | 0 | 0 | 0
21.01. | 6 | 2.1 |  | 2.1 | 0 | 0 | 0 | 0
21.01. | 7 | 2.1 |  | 2.1 | 0 | 0 | 0 | 0
21.01. | 8 | 2.1 |  | 2.1 | 0 | 0 | 0 | 0
21.01. | 9 | 2.1 |  | 2.1 | 0 | 0 | 0 | 0
21.01. | 10 | 2.1 |  | 2.1 | 0 | 0 | 0 | 0
21.01. | 11 | 2.1 |  | 2.1 | 0 | 0 | 0 | 0
21.01. | 12 | 2.1 |  | 2.1 | 0 | 0 | 0 | 0
21.01. | 13 | 2.1 |  | 2.1 | 0 | 0 | 0 | 0
21.01. | 14 | 2.1 |  | 2.1 | 0 | 0 | 0 | 0
21.01. | 15 | 2.1 |  | 2.1 | 0 | 0 | 0 | 0
21.01. | 16 | 2.1 |  | 2.1 | 0 | 0 | 0 | 0
21.01. | 17 | 2.1 |  | 2.1 | 0 | 0 | 0 | 0
21.01. | 18 | 2.1 |  | 2.1 | 0 | 0 | 0 | 0
21.01. | 19 | 2.1 |  | 2.1 | 0 | 0 | 0 | 0
21.01. | 20 | 2.1 |  | 2.1 | 0 | 0 | 0 | 0
21.01. | 21 | 2.1 |  | 2.1 | 0 | 0 | 0 | 0
21.01. | 22 | 2.1 |  | 2.1 | 0 | 0 | 0 | 0
21.01. | 23 | 2.1 |  | 2.1 | 0 | 0 | 0 | 0
21.01. | 24 | 2.1 |  | 2.1 | 0 | 0 | 0 | 0
22.01. | 1 | 2.1 |  | 2.1 | 0 | 0 | 0 | 0
22.01. | 2 | 2.1 |  | 2.1 | 0 | 0 | 0 | 0
22.01. | 3 | 2.1 |  | 2.1 | 0 | 0 | 0 | 0
22.01. | 4 | 2.1 |  | 2.1 | 0 | 0 | 0 | 0
22.01. | 5 | 2.1 |  | 2.1 | 0 | 0 | 0 | 0
22.01. | 6 | 2.1 |  | 2.1 | 0 | 0 | 0 | 0
22.01. | 7 | 2.1 |  | 2.1 | 0 | 0 | 0 | 0
22.01. | 8 | 2.1 |  | 2.1 | 0 | 0 | 0 | 0
22.01. | 9 | 2.1 |  | 2.1 | 0 | 0 | 0 | 0
22.01. | 10 | 2.1 |  | 2.1 | 0 | 0 | 0 | 0
22.01. | 11 | 2.1 |  | 2.1 | 0 | 0 | 0 | 0
22.01. | 12 | 2.1 |  | 2.1 | 0 | 0 | 0 | 0
22.01. | 13 | 2.1 |  | 2.1 | 0 | 0 | 0 | 0
22.01. | 14 | 2.1 |  | 2.1 | 0 | 0 | 0 | 0
22.01. | 15 | 2.1 |  | 2.1 | 0 | 0 | 0 | 0
22.01. | 16 | 2.1 |  | 2.1 | 0 | 0 | 0 | 0
22.01. | 17 | 2.1 |  | 2.1 | 0 | 0 | 0 | 0
22.01. | 18 | 2.1 |  | 2.1 | 0 | 0 | 0 | 0
22.01. | 19 | 2.1 |  | 2.1 | 0 | 0 | 0 | 0
22.01. | 20 | 2.1 |  | 2.1 | 0 | 0 | 0 | 0
22.01. | 21 | 2.1 |  | 2.1 | 0 | 0 | 0 | 0
22.01. | 22 | 2.1 |  | 2.1 | 0 | 0 | 0 | 0
22.01. | 23 | 2.1 |  | 2.1 | 0 | 0 | 0 | 0
22.01. | 24 | 2.1 |  | 2.1 | 0 | 0 | 0 | 0
23.01. | 1 | 2.1 |  | 2.1 | 0 | 0 | 0 | 0
23.01. | 2 | 2.1 |  | 2.1 | 0 | 0 | 0 | 0
23.01. | 3 | 2.1 |  | 2.1 | 0 | 0 | 0 | 0
23.01. | 4 | 2.1 |  | 2.1 | 0 | 0 | 0 | 0
23.01. | 5 | 2.1 |  | 2.1 | 0 | 0 | 0 | 0
23.01. | 6 | 2.1 |  | 2.1 | 0 | 0 | 0 | 0
23.01. | 7 | 2.1 |  | 2.1 | 0 | 0 | 0 | 0
23.01. | 8 | 2.1 |  | 2.1 | 0 | 0 | 0 | 0
23.01. | 9 | 2.1 |  | 2.1 | 0 | 0 | 0 | 0
23.01. | 10 | 2.1 |  | 2.1 | 0 | 0 | 0 | 0
23.01. | 11 | 2.1 |  | 2.1 | 0 | 0 | 0 | 0
23.01. | 12 | 2.1 |  | 2.1 | 0 | 0 | 0 | 0
23.01. | 13 | 2.1 |  | 2.1 | 0 | 0 | 0 | 0
23.01. | 14 | 2.1 |  | 2.1 | 0 | 0 | 0 | 0
23.01. | 15 | 2.1 |  | 2.1 | 0 | 0 | 0 | 0
23.01. | 16 | 2.1 |  | 2.1 | 0 | 0 | 0 | 0
23.01. | 17 | 2.1 |  | 2.1 | 0 | 0 | 0 | 0
23.01. | 18 | 2.1 |  | 2.1 | 0 | 0 | 0 | 0
23.01. | 19 | 2.1 |  | 2.1 | 0 | 0 | 0 | 0
23.01. | 20 | 2.1 |  | 2.1 | 0 | 0 | 0 | 0
23.01. | 21 | 2.1 |  | 2.1 | 0 | 0 | 0 | 0
23.01. | 22 | 2.1 |  | 2.1 | 0 | 0 | 0 | 0
23.01. | 23 | 2.1 |  | 2.1 | 0 | 0 | 0 | 0
23.01. | 24 | 2.1 |  | 2.1 | 0 | 0 | 0 | 0
24.01. | 1 | 2.1 |  | 2.1 | 0 | 0 | 0 | 0
24.01. | 2 | 2.1 |  | 2.1 | 0 | 0 | 0 | 0
24.01. | 3 | 2.1 |  | 2.1 | 0 | 0 | 0 | 0
24.01. | 4 | 2.1 |  | 2.1 | 0 | 0 | 0 | 0
24.01. | 5 | 2.1 |  | 2.1 | 0 | 0 | 0 | 0
24.01. | 6 | 2.1 |  | 2.1 | 0 | 0 | 0 | 0
24.01. | 7 | 2.1 |  | 2.1 | 0 | 0 | 0 | 0
24.01. | 8 | 2.1 |  | 2.1 | 0 | 0 | 0 | 0
24.01. | 9 | 2.1 |  | 2.1 | 0 | 0 | 0 | 0
24.01. | 10 | 2.1 |  | 2.1 | 0 | 0 | 0 | 0
24.01. | 11 | 2.1 |  | 2.1 | 0 | 0 | 0 | 0
24.01. | 12 | 2.1 |  | 2.1 | 0 | 0 | 0 | 0
24.01. | 13 | 2.1 |  | 2.1 | 0 | 0 | 0 | 0
24.01. | 14 | 2.1 |  | 2.1 | 0 | 0 | 0 | 0
24.01. | 15 | 2.1 |  | 2.1 | 0 | 0 | 0 | 0
24.01. | 16 | 2.1 |  | 2.1 | 0 | 0 | 0 | 0
24.01. | 17 | 2.1 |  | 2.1 | 0 | 0 | 0 | 0
24.01. | 18 | 2.1 |  | 2.1 | 0 | 0 | 0 | 0
24.01. | 19 | 2.1 |  | 2.1 | 0 | 0 | 0 | 0
24.01. | 20 | 2.1 |  | 2.1 | 0 | 0 | 0 | 0
24.01. | 21 | 2.1 |  | 2.1 | 0 | 0 | 0 | 0
24.01. | 22 | 2.1 |  | 2.1 | 0 | 0 | 0 | 0
24.01. | 23 | 2.1 |  | 2.1 | 0 | 0 | 0 | 0
24.01. | 24 | 2.1 |  | 2.1 | 0 | 0 | 0 | 0
25.01. | 1 | 2.1 |  | 2.1 | 0 | 0 | 0 | 0
25.01. | 2 | 2.1 |  | 2.1 | 0 | 0 | 0 | 0
25.01. | 3 | 2.1 |  | 2.1 | 0 | 0 | 0 | 0
25.01. | 4 | 2.1 |  | 2.1 | 0 | 0 | 0 | 0
25.01. | 5 | 2.1 |  | 2.1 | 0 | 0 | 0 | 0
25.01. | 6 | 2.1 |  | 2.1 | 0 | 0 | 0 | 0
25.01. | 7 | 2.1 |  | 2.1 | 0 | 0 | 0 | 0
25.01. | 8 | 2.1 |  | 2.1 | 0 | 0 | 0 | 0
25.01. | 9 | 2.1 |  | 2.1 | 0 | 0 | 0 | 0
25.01. | 10 | 2.1 |  | 2.1 | 0 | 0 | 0 | 0
25.01. | 11 | 2.1 |  | 2.1 | 0 | 0 | 0 | 0
25.01. | 12 | 2.1 |  | 2.1 | 0 | 0 | 0 | 0
25.01. | 13 | 2.1 |  | 2.1 | 0 | 0 | 0 | 0
25.01. | 14 | 2.1 |  | 2.1 | 0 | 0 | 0 | 0
25.01. | 15 | 2.1 |  | 2.1 | 0 | 0 | 0 | 0
25.01. | 16 | 2.1 |  | 2.1 | 0 | 0 | 0 | 0
25.01. | 17 | 2.1 |  | 2.1 | 0 | 0 | 0 | 0
25.01. | 18 | 2.1 |  | 2.1 | 0 | 0 | 0 | 0
25.01. | 19 | 2.1 |  | 2.1 | 0 | 0 | 0 | 0
25.01. | 20 | 2.1 |  | 2.1 | 0 | 0 | 0 | 0
25.01. | 21 | 2.1 |  | 2.1 | 0 | 0 | 0 | 0
25.01. | 22 | 2.1 |  | 2.1 | 0 | 0 | 0 | 0
25.01. | 23 | 2.1 |  | 2.1 | 0 | 0 | 0 | 0
25.01. | 24 | 2.1 |  | 2.1 | 0 | 0 | 0 | 0
26.01. | 1 | 2.1 |  | 2.1 | 0 | 0 | 0 | 0
26.01. | 2 | 2.1 |  | 2.1 | 0 | 0 | 0 | 0
26.01. | 3 | 2.1 |  | 2.1 | 0 | 0 | 0 | 0
26.01. | 4 | 2.1 |  | 2.1 | 0 | 0 | 0 | 0
26.01. | 5 | 2.1 |  | 2.1 | 0 | 0 | 0 | 0
26.01. | 6 | 2.1 |  | 2.1 | 0 | 0 | 0 | 0
26.01. | 7 | 2.1 |  | 2.1 | 0 | 0 | 0 | 0
26.01. | 8 | 2.1 |  | 2.1 | 0 | 0 | 0 | 0
26.01. | 9 | 2.1 |  | 2.1 | 0 | 0 | 0 | 0
26.01. | 10 | 2.1 |  | 2.1 | 0 | 0 | 0 | 0
26.01. | 11 | 2.1 |  | 2.1 | 0 | 0 | 0 | 0
26.01. | 12 | 2.1 |  | 2.1 | 0 | 0 | 0 | 0
26.01. | 13 | 2.1 |  | 2.1 | 0 | 0 | 0 | 0
26.01. | 14 | 2.1 |  | 2.1 | 0 | 0 | 0 | 0
26.01. | 15 | 2.1 |  | 2.1 | 0 | 0 | 0 | 0
26.01. | 16 | 2.1 |  | 2.1 | 0 | 0 | 0 | 0
26.01. | 17 | 2.1 |  | 2.1 | 0 | 0 | 0 | 0
26.01. | 18 | 2.1 |  | 2.1 | 0 | 0 | 0 | 0
26.01. | 19 | 2.1 |  | 2.1 | 0 | 0 | 0 | 0
26.01. | 20 | 2.1 |  | 2.1 | 0 | 0 | 0 | 0
26.01. | 21 | 2.1 |  | 2.1 | 0 | 0 | 0 | 0
26.01. | 22 | 2.1 |  | 2.1 | 0 | 0 | 0 | 0
26.01. | 23 | 2.1 |  | 2.1 | 0 | 0 | 0 | 0
26.01. | 24 | 2.1 |  | 2.1 | 0 | 0 | 0 | 0
27.01. | 1 | 2.1 |  | 2.1 | 0 | 0 | 0 | 0
27.01. | 2 | 2.1 |  | 2.1 | 0 | 0 | 0 | 0
27.01. | 3 | 2.1 |  | 2.1 | 0 | 0 | 0 | 0
27.01. | 4 | 2.1 |  | 2.1 | 0 | 0 | 0 | 0
27.01. | 5 | 2.1 |  | 2.1 | 0 | 0 | 0 | 0
27.01. | 6 | 2.1 |  | 2.1 | 0 | 0 | 0 | 0
27.01. | 7 | 2.1 |  | 2.1 | 0 | 0 | 0 | 0
27.01. | 8 | 2.1 |  | 2.1 | 0 | 0 | 0 | 0
27.01. | 9 | 2.1 |  | 2.1 | 0 | 0 | 0 | 0
27.01. | 10 | 2.1 |  | 2.1 | 0 | 0 | 0 | 0
27.01. | 11 | 2.1 |  | 2.1 | 0 | 0 | 0 | 0
27.01. | 12 | 2.1 |  | 2.1 | 0 | 0 | 0 | 0
27.01. | 13 | 2.1 |  | 2.1 | 0 | 0 | 0 | 0
27.01. | 14 | 2.1 |  | 2.1 | 0 | 0 | 0 | 0
27.01. | 15 | 2.1 |  | 2.1 | 0 | 0 | 0 | 0
27.01. | 16 | 2.1 |  | 2.1 | 0 | 0 | 0 | 0
27.01. | 17 | 2.1 |  | 2.1 | 0 | 0 | 0 | 0
27.01. | 18 | 2.1 |  | 2.1 | 0 | 0 | 0 | 0
27.01. | 19 | 2.1 |  | 2.1 | 0 | 0 | 0 | 0
27.01. | 20 | 2.1 |  | 2.1 | 0 | 0 | 0 | 0
27.01. | 21 | 2.1 |  | 2.1 | 0 | 0 | 0 | 0
27.01. | 22 | 2.1 |  | 2.1 | 0 | 0 | 0 | 0
27.01. | 23 | 2.1 |  | 2.1 | 0 | 0 | 0 | 0
27.01. | 24 | 2.1 |  | 2.1 | 0 | 0 | 0 | 0
28.01. | 1 | 2.1 |  | 2.1 | 0 | 0 | 0 | 0
28.01. | 2 | 2.1 |  | 2.1 | 0 | 0 | 0 | 0
28.01. | 3 | 2.1 |  | 2.1 | 0 | 0 | 0 | 0
28.01. | 4 | 2.1 |  | 2.1 | 0 | 0 | 0 | 0
28.01. | 5 | 2.1 |  | 2.1 | 0 | 0 | 0 | 0
28.01. | 6 | 2.1 |  | 2.1 | 0 | 0 | 0 | 0
28.01. | 7 | 2.1 |  | 2.1 | 0 | 0 | 0 | 0
28.01. | 8 | 2.1 |  | 2.1 | 0 | 0 | 0 | 0
28.01. | 9 | 2.1 |  | 2.1 | 0 | 0 | 0 | 0
28.01. | 10 | 2.1 |  | 2.1 | 0 | 0 | 0 | 0
28.01. | 11 | 2.1 |  | 2.1 | 0 | 0 | 0 | 0
28.01. | 12 | 2.1 |  | 2.1 | 0 | 0 | 0 | 0
28.01. | 13 | 2.1 |  | 2.1 | 0 | 0 | 0 | 0
28.01. | 14 | 2.1 |  | 2.1 | 0 | 0 | 0 | 0
28.01. | 15 | 2.1 |  | 2.1 | 0 | 0 | 0 | 0
28.01. | 16 | 2.1 |  | 2.1 | 0 | 0 | 0 | 0
28.01. | 17 | 2.1 |  | 2.1 | 0 | 0 | 0 | 0
28.01. | 18 | 2.1 |  | 2.1 | 0 | 0 | 0 | 0
28.01. | 19 | 2.1 |  | 2.1 | 0 | 0 | 0 | 0
28.01. | 20 | 2.1 |  | 2.1 | 0 | 0 | 0 | 0
28.01. | 21 | 2.1 |  | 2.1 | 0 | 0 | 0 | 0
28.01. | 22 | 2.1 |  | 2.1 | 0 | 0 | 0 | 0
28.01. | 23 | 2.1 |  | 2.1 | 0 | 0 | 0 | 0
28.01. | 24 | 2.1 |  | 2.1 | 0 | 0 | 0 | 0
29.01. | 1 | 2.1 |  | 2.1 | 0 | 0 | 0 | 0
29.01. | 2 | 2.1 |  | 2.1 | 0 | 0 | 0 | 0
29.01. | 3 | 2.1 |  | 2.1 | 0 | 0 | 0 | 0
29.01. | 4 | 2.1 |  | 2.1 | 0 | 0 | 0 | 0
29.01. | 5 | 2.1 |  | 2.1 | 0 | 0 | 0 | 0
29.01. | 6 | 2.1 |  | 2.1 | 0 | 0 | 0 | 0
29.01. | 7 | 2.1 |  | 2.1 | 0 | 0 | 0 | 0
29.01. | 8 | 2.1 |  | 2.1 | 0 | 0 | 0 | 0
29.01. | 9 | 2.1 |  | 2.1 | 0 | 0 | 0 | 0
29.01. | 10 | 2.1 |  | 2.1 | 0 | 0 | 0 | 0
29.01. | 11 | 2.1 |  | 2.1 | 0 | 0 | 0 | 0
29.01. | 12 | 2.1 |  | 2.1 | 0 | 0 | 0 | 0
29.01. | 13 | 2.1 |  | 2.1 | 0 | 0 | 0 | 0
29.01. | 14 | 2.1 |  | 2.1 | 0 | 0 | 0 | 0
29.01. | 15 | 2.1 |  | 2.1 | 0 | 0 | 0 | 0
29.01. | 16 | 2.1 |  | 2.1 | 0 | 0 | 0 | 0
29.01. | 17 | 2.1 |  | 2.1 | 0 | 0 | 0 | 0
29.01. | 18 | 2.1 |  | 2.1 | 0 | 0 | 0 | 0
29.01. | 19 | 2.1 |  | 2.1 | 0 | 0 | 0 | 0
29.01. | 20 | 2.1 |  | 2.1 | 0 | 0 | 0 | 0
29.01. | 21 | 2.1 |  | 2.1 | 0 | 0 | 0 | 0
29.01. | 22 | 2.1 |  | 2.1 | 0 | 0 | 0 | 0
29.01. | 23 | 2.1 |  | 2.1 | 0 | 0 | 0 | 0
29.01. | 24 | 2.1 |  | 2.1 | 0 | 0 | 0 | 0
30.01. | 1 | 2.1 |  | 2.1 | 0 | 0 | 0 | 0
30.01. | 2 | 2.1 |  | 2.1 | 0 | 0 | 0 | 0
30.01. | 3 | 2.1 |  | 2.1 | 0 | 0 | 0 | 0
30.01. | 4 | 2.1 |  | 2.1 | 0 | 0 | 0 | 0
30.01. | 5 | 2.1 |  | 2.1 | 0 | 0 | 0 | 0
30.01. | 6 | 2.1 |  | 2.1 | 0 | 0 | 0 | 0
30.01. | 7 | 2.1 |  | 2.1 | 0 | 0 | 0 | 0
30.01. | 8 | 2.1 |  | 2.1 | 0 | 0 | 0 | 0
30.01. | 9 | 2.1 |  | 2.1 | 0 | 0 | 0 | 0
30.01. | 10 | 2.1 |  | 2.1 | 0 | 0 | 0 | 0
30.01. | 11 | 2.1 |  | 2.1 | 0 | 0 | 0 | 0
30.01. | 12 | 2.1 |  | 2.1 | 0 | 0 | 0 | 0
30.01. | 13 | 2.1 |  | 2.1 | 0 | 0 | 0 | 0
30.01. | 14 | 2.1 |  | 2.1 | 0 | 0 | 0 | 0
30.01. | 15 | 2.1 |  | 2.1 | 0 | 0 | 0 | 0
30.01. | 16 | 2.1 |  | 2.1 | 0 | 0 | 0 | 0
30.01. | 17 | 2.1 |  | 2.1 | 0 | 0 | 0 | 0
30.01. | 18 | 2.1 |  | 2.1 | 0 | 0 | 0 | 0
30.01. | 19 | 2.1 |  | 2.1 | 0 | 0 | 0 | 0
30.01. | 20 | 2.1 |  | 2.1 | 0 | 0 | 0 | 0
30.01. | 21 | 2.1 |  | 2.1 | 0 | 0 | 0 | 0
30.01. | 22 | 2.1 |  | 2.1 | 0 | 0 | 0 | 0
30.01. | 23 | 2.1 |  | 2.1 | 0 | 0 | 0 | 0
30.01. | 24 | 2.1 |  | 2.1 | 0 | 0 | 0 | 0
31.01. | 1 | 2.1 |  | 2.1 | 0 | 0 | 0 | 0
31.01. | 2 | 2.1 |  | 2.1 | 0 | 0 | 0 | 0
31.01. | 3 | 2.1 |  | 2.1 | 0 | 0 | 0 | 0
31.01. | 4 | 2.1 |  | 2.1 | 0 | 0 | 0 | 0
31.01. | 5 | 2.1 |  | 2.1 | 0 | 0 | 0 | 0
31.01. | 6 | 2.1 |  | 2.1 | 0 | 0 | 0 | 0
31.01. | 7 | 2.1 |  | 2.1 | 0 | 0 | 0 | 0
31.01. | 8 | 2.1 |  | 2.1 | 0 | 0 | 0 | 0
31.01. | 9 | 2.1 |  | 2.1 | 0 | 0 | 0 | 0
31.01. | 10 | 2.1 |  | 2.1 | 0 | 0 | 0 | 0
31.01. | 11 | 2.1 |  | 2.1 | 0 | 0 | 0 | 0
31.01. | 12 | 2.1 |  | 2.1 | 0 | 0 | 0 | 0
31.01. | 13 | 2.1 |  | 2.1 | 0 | 0 | 0 | 0
31.01. | 14 | 2.1 |  | 2.1 | 0 | 0 | 0 | 0
31.01. | 15 | 2.1 |  | 2.1 | 0 | 0 | 0 | 0
31.01. | 16 | 2.1 |  | 2.1 | 0 | 0 | 0 | 0
31.01. | 17 | 2.1 |  | 2.1 | 0 | 0 | 0 | 0
31.01. | 18 | 2.1 |  | 2.1 | 0 | 0 | 0 | 0
31.01. | 19 | 2.1 |  | 2.1 | 0 | 0 | 0 | 0
31.01. | 20 | 2.1 |  | 2.1 | 0 | 0 | 0 | 0
31.01. | 21 | 2.1 |  | 2.1 | 0 | 0 | 0 | 0
31.01. | 22 | 2.1 |  | 2.1 | 0 | 0 | 0 | 0
31.01. | 23 | 2.1 |  | 2.1 | 0 | 0 | 0 | 0
31.01. | 24 | 2.1 |  | 2.1 | 0 | 0 | 0 | 0
01.02. | 1 | 2.1 |  | 2.1 | 0 | 0 | 0 | 0
01.02. | 2 | 2.1 |  | 2.1 | 0 | 0 | 0 | 0
01.02. | 3 | 2.1 |  | 2.1 | 0 | 0 | 0 | 0
01.02. | 4 | 2.1 |  | 2.1 | 0 | 0 | 0 | 0
01.02. | 5 | 2.1 |  | 2.1 | 0 | 0 | 0 | 0
01.02. | 6 | 2.1 |  | 2.1 | 0 | 0 | 0 | 0
01.02. | 7 | 2.1 |  | 2.1 | 0 | 0 | 0 | 0
01.02. | 8 | 2.1 |  | 2.1 | 0 | 0 | 0 | 0
01.02. | 9 | 2.1 |  | 2.1 | 0 | 0 | 0 | 0
01.02. | 10 | 2.1 |  | 2.1 | 0 | 0 | 0 | 0
01.02. | 11 | 2.1 |  | 2.1 | 0 | 0 | 0 | 0
01.02. | 12 | 2.1 |  | 2.1 | 0 | 0 | 0 | 0
01.02. | 13 | 2.1 |  | 2.1 | 0 | 0 | 0 | 0
01.02. | 14 | 2.1 |  | 2.1 | 0 | 0 | 0 | 0
01.02. | 15 | 2.1 |  | 2.1 | 0 | 0 | 0 | 0
01.02. | 16 | 2.1 |  | 2.1 | 0 | 0 | 0 | 0
01.02. | 17 | 2.1 |  | 2.1 | 0 | 0 | 0 | 0
01.02. | 18 | 2.1 |  | 2.1 | 0 | 0 | 0 | 0
01.02. | 19 | 2.1 |  | 2.1 | 0 | 0 | 0 | 0
01.02. | 20 | 2.1 |  | 2.1 | 0 | 0 | 0 | 0
01.02. | 21 | 2.1 |  | 2.1 | 0 | 0 | 0 | 0
01.02. | 22 | 2.1 |  | 2.1 | 0 | 0 | 0 | 0
01.02. | 23 | 2.1 |  | 2.1 | 0 | 0 | 0 | 0
01.02. | 24 | 2.1 |  | 2.1 | 0 | 0 | 0 | 0
02.02. | 1 | 2.1 |  | 2.1 | 0 | 0 | 0 | 0
02.02. | 2 | 2.1 |  | 2.1 | 0 | 0 | 0 | 0
02.02. | 3 | 2.1 |  | 2.1 | 0 | 0 | 0 | 0
02.02. | 4 | 2.1 |  | 2.1 | 0 | 0 | 0 | 0
02.02. | 5 | 2.1 |  | 2.1 | 0 | 0 | 0 | 0
02.02. | 6 | 2.1 |  | 2.1 | 0 | 0 | 0 | 0
02.02. | 7 | 2.1 |  | 2.1 | 0 | 0 | 0 | 0
02.02. | 8 | 2.1 |  | 2.1 | 0 | 0 | 0 | 0
02.02. | 9 | 2.1 |  | 2.1 | 0 | 0 | 0 | 0
02.02. | 10 | 2.1 |  | 2.1 | 0 | 0 | 0 | 0
02.02. | 11 | 2.1 |  | 2.1 | 0 | 0 | 0 | 0
02.02. | 12 | 2.1 |  | 2.1 | 0 | 0 | 0 | 0
02.02. | 13 | 2.1 |  | 2.1 | 0 | 0 | 0 | 0
02.02. | 14 | 2.1 |  | 2.1 | 0 | 0 | 0 | 0
02.02. | 15 | 2.1 |  | 2.1 | 0 | 0 | 0 | 0
02.02. | 16 | 2.1 |  | 2.1 | 0 | 0 | 0 | 0
02.02. | 17 | 2.1 |  | 2.1 | 0 | 0 | 0 | 0
02.02. | 18 | 2.1 |  | 2.1 | 0 | 0 | 0 | 0
02.02. | 19 | 2.1 |  | 2.1 | 0 | 0 | 0 | 0
02.02. | 20 | 2.1 |  | 2.1 | 0 | 0 | 0 | 0
02.02. | 21 | 2.1 |  | 2.1 | 0 | 0 | 0 | 0
02.02. | 22 | 2.1 |  | 2.1 | 0 | 0 | 0 | 0
02.02. | 23 | 2.1 |  | 2.1 | 0 | 0 | 0 | 0
02.02. | 24 | 2.1 |  | 2.1 | 0 | 0 | 0 | 0
03.02. | 1 | 2.1 |  | 2.1 | 0 | 0 | 0 | 0
03.02. | 2 | 2.1 |  | 2.1 | 0 | 0 | 0 | 0
03.02. | 3 | 2.1 |  | 2.1 | 0 | 0 | 0 | 0
03.02. | 4 | 2.1 |  | 2.1 | 0 | 0 | 0 | 0
03.02. | 5 | 2.1 |  | 2.1 | 0 | 0 | 0 | 0
03.02. | 6 | 2.1 |  | 2.1 | 0 | 0 | 0 | 0
03.02. | 7 | 2.1 |  | 2.1 | 0 | 0 | 0 | 0
03.02. | 8 | 2.1 |  | 2.1 | 0 | 0 | 0 | 0
03.02. | 9 | 2.1 |  | 2.1 | 0 | 0 | 0 | 0
03.02. | 10 | 2.1 |  | 2.1 | 0 | 0 | 0 | 0
03.02. | 11 | 2.1 |  | 2.1 | 0 | 0 | 0 | 0
03.02. | 12 | 2.1 |  | 2.1 | 0 | 0 | 0 | 0
03.02. | 13 | 2.1 |  | 2.1 | 0 | 0 | 0 | 0
03.02. | 14 | 2.1 |  | 2.1 | 0 | 0 | 0 | 0
03.02. | 15 | 2.1 |  | 2.1 | 0 | 0 | 0 | 0
03.02. | 16 | 2.1 |  | 2.1 | 0 | 0 | 0 | 0
03.02. | 17 | 2.1 |  | 2.1 | 0 | 0 | 0 | 0
03.02. | 18 | 2.1 |  | 2.1 | 0 | 0 | 0 | 0
03.02. | 19 | 2.1 |  | 2.1 | 0 | 0 | 0 | 0
03.02. | 20 | 2.1 |  | 2.1 | 0 | 0 | 0 | 0
03.02. | 21 | 2.1 |  | 2.1 | 0 | 0 | 0 | 0
03.02. | 22 | 2.1 |  | 2.1 | 0 | 0 | 0 | 0
03.02. | 23 | 2.1 |  | 2.1 | 0 | 0 | 0 | 0
03.02. | 24 | 2.1 |  | 2.1 | 0 | 0 | 0 | 0
04.02. | 1 | 2.1 |  | 2.1 | 0 | 0 | 0 | 0
04.02. | 2 | 2.1 |  | 2.1 | 0 | 0 | 0 | 0
04.02. | 3 | 2.1 |  | 2.1 | 0 | 0 | 0 | 0
04.02. | 4 | 2.1 |  | 2.1 | 0 | 0 | 0 | 0
04.02. | 5 | 2.1 |  | 2.1 | 0 | 0 | 0 | 0
04.02. | 6 | 2.1 |  | 2.1 | 0 | 0 | 0 | 0
04.02. | 7 | 2.1 |  | 2.1 | 0 | 0 | 0 | 0
04.02. | 8 | 2.1 |  | 2.1 | 0 | 0 | 0 | 0
04.02. | 9 | 2.1 |  | 2.1 | 0 | 0 | 0 | 0
04.02. | 10 | 2.1 |  | 2.1 | 0 | 0 | 0 | 0
04.02. | 11 | 2.1 |  | 2.1 | 0 | 0 | 0 | 0
04.02. | 12 | 2.1 |  | 2.1 | 0 | 0 | 0 | 0
04.02. | 13 | 2.1 |  | 2.1 | 0 | 0 | 0 | 0
04.02. | 14 | 2.1 |  | 2.1 | 0 | 0 | 0 | 0
04.02. | 15 | 2.1 |  | 2.1 | 0 | 0 | 0 | 0
04.02. | 16 | 2.1 |  | 2.1 | 0 | 0 | 0 | 0
04.02. | 17 | 2.1 |  | 2.1 | 0 | 0 | 0 | 0
04.02. | 18 | 2.1 |  | 2.1 | 0 | 0 | 0 | 0
04.02. | 19 | 2.1 |  | 2.1 | 0 | 0 | 0 | 0
04.02. | 20 | 2.1 |  | 2.1 | 0 | 0 | 0 | 0
04.02. | 21 | 2.1 |  | 2.1 | 0 | 0 | 0 | 0
04.02. | 22 | 2.1 |  | 2.1 | 0 | 0 | 0 | 0
04.02. | 23 | 2.1 |  | 2.1 | 0 | 0 | 0 | 0
04.02. | 24 | 2.1 |  | 2.1 | 0 | 0 | 0 | 0
05.02. | 1 | 2.1 |  | 2.1 | 0 | 0 | 0 | 0
05.02. | 2 | 2.1 |  | 2.1 | 0 | 0 | 0 | 0
05.02. | 3 | 2.1 |  | 2.1 | 0 | 0 | 0 | 0
05.02. | 4 | 2.1 |  | 2.1 | 0 | 0 | 0 | 0
05.02. | 5 | 2.1 |  | 2.1 | 0 | 0 | 0 | 0
05.02. | 6 | 2.1 |  | 2.1 | 0 | 0 | 0 | 0
05.02. | 7 | 2.1 |  | 2.1 | 0 | 0 | 0 | 0
05.02. | 8 | 2.1 |  | 2.1 | 0 | 0 | 0 | 0
05.02. | 9 | 2.1 |  | 2.1 | 0 | 0 | 0 | 0
05.02. | 10 | 2.1 |  | 2.1 | 0 | 0 | 0 | 0
05.02. | 11 | 2.1 |  | 2.1 | 0 | 0 | 0 | 0
05.02. | 12 | 2.1 |  | 2.1 | 0 | 0 | 0 | 0
05.02. | 13 | 2.1 |  | 2.1 | 0 | 0 | 0 | 0
05.02. | 14 | 2.1 |  | 2.1 | 0 | 0 | 0 | 0
05.02. | 15 | 2.1 |  | 2.1 | 0 | 0 | 0 | 0
05.02. | 16 | 2.1 |  | 2.1 | 0 | 0 | 0 | 0
05.02. | 17 | 2.1 |  | 2.1 | 0 | 0 | 0 | 0
05.02. | 18 | 2.1 |  | 2.1 | 0 | 0 | 0 | 0
05.02. | 19 | 2.1 |  | 2.1 | 0 | 0 | 0 | 0
05.02. | 20 | 2.1 |  | 2.1 | 0 | 0 | 0 | 0
05.02. | 21 | 2.1 |  | 2.1 | 0 | 0 | 0 | 0
05.02. | 22 | 2.1 |  | 2.1 | 0 | 0 | 0 | 0
05.02. | 23 | 2.1 |  | 2.1 | 0 | 0 | 0 | 0
05.02. | 24 | 2.1 |  | 2.1 | 0 | 0 | 0 | 0
06.02. | 1 | 2.1 |  | 2.1 | 0 | 0 | 0 | 0
06.02. | 2 | 2.1 |  | 2.1 | 0 | 0 | 0 | 0
06.02. | 3 | 2.1 |  | 2.1 | 0 | 0 | 0 | 0
06.02. | 4 | 2.1 |  | 2.1 | 0 | 0 | 0 | 0
06.02. | 5 | 2.1 |  | 2.1 | 0 | 0 | 0 | 0
06.02. | 6 | 2.1 |  | 2.1 | 0 | 0 | 0 | 0
06.02. | 7 | 2.1 |  | 2.1 | 0 | 0 | 0 | 0
06.02. | 8 | 2.1 |  | 2.1 | 0 | 0 | 0 | 0
06.02. | 9 | 2.1 |  | 2.1 | 0 | 0 | 0 | 0
06.02. | 10 | 2.1 |  | 2.1 | 0 | 0 | 0 | 0
06.02. | 11 | 2.1 |  | 2.1 | 0 | 0 | 0 | 0
06.02. | 12 | 2.1 |  | 2.1 | 0 | 0 | 0 | 0
06.02. | 13 | 2.1 |  | 2.1 | 0 | 0 | 0 | 0
06.02. | 14 | 2.1 |  | 2.1 | 0 | 0 | 0 | 0
06.02. | 15 | 2.1 |  | 2.1 | 0 | 0 | 0 | 0
06.02. | 16 | 2.1 |  | 2.1 | 0 | 0 | 0 | 0
06.02. | 17 | 2.1 |  | 2.1 | 0 | 0 | 0 | 0
06.02. | 18 | 2.1 |  | 2.1 | 0 | 0 | 0 | 0
06.02. | 19 | 2.1 |  | 2.1 | 0 | 0 | 0 | 0
06.02. | 20 | 2.1 |  | 2.1 | 0 | 0 | 0 | 0
06.02. | 21 | 2.1 |  | 2.1 | 0 | 0 | 0 | 0
06.02. | 22 | 2.1 |  | 2.1 | 0 | 0 | 0 | 0
06.02. | 23 | 2.1 |  | 2.1 | 0 | 0 | 0 | 0
06.02. | 24 | 2.1 |  | 2.1 | 0 | 0 | 0 | 0
07.02. | 1 | 2.1 |  | 2.1 | 0 | 0 | 0 | 0
07.02. | 2 | 2.1 |  | 2.1 | 0 | 0 | 0 | 0
07.02. | 3 | 2.1 |  | 2.1 | 0 | 0 | 0 | 0
07.02. | 4 | 2.1 |  | 2.1 | 0 | 0 | 0 | 0
07.02. | 5 | 2.1 |  | 2.1 | 0 | 0 | 0 | 0
07.02. | 6 | 2.1 |  | 2.1 | 0 | 0 | 0 | 0
07.02. | 7 | 2.1 |  | 2.1 | 0 | 0 | 0 | 0
07.02. | 8 | 2.1 |  | 2.1 | 0 | 0 | 0 | 0
07.02. | 9 | 2.1 |  | 2.1 | 0 | 0 | 0 | 0
07.02. | 10 | 2.1 |  | 2.1 | 0 | 0 | 0 | 0
07.02. | 11 | 2.1 |  | 2.1 | 0 | 0 | 0 | 0
07.02. | 12 | 2.1 |  | 2.1 | 0 | 0 | 0 | 0
07.02. | 13 | 2.1 |  | 2.1 | 0 | 0 | 0 | 0
07.02. | 14 | 2.1 |  | 2.1 | 0 | 0 | 0 | 0
07.02. | 15 | 2.1 |  | 2.1 | 0 | 0 | 0 | 0
07.02. | 16 | 2.1 |  | 2.1 | 0 | 0 | 0 | 0
07.02. | 17 | 2.1 |  | 2.1 | 0 | 0 | 0 | 0
07.02. | 18 | 2.1 |  | 2.1 | 0 | 0 | 0 | 0
07.02. | 19 | 2.1 |  | 2.1 | 0 | 0 | 0 | 0
07.02. | 20 | 2.1 |  | 2.1 | 0 | 0 | 0 | 0
07.02. | 21 | 2.1 |  | 2.1 | 0 | 0 | 0 | 0
07.02. | 22 | 2.1 |  | 2.1 | 0 | 0 | 0 | 0
07.02. | 23 | 2.1 |  | 2.1 | 0 | 0 | 0 | 0
07.02. | 24 | 2.1 |  | 2.1 | 0 | 0 | 0 | 0
08.02. | 1 | 2.1 |  | 2.1 | 0 | 0 | 0 | 0
08.02. | 2 | 2.1 |  | 2.1 | 0 | 0 | 0 | 0
08.02. | 3 | 2.1 |  | 2.1 | 0 | 0 | 0 | 0
08.02. | 4 | 2.1 |  | 2.1 | 0 | 0 | 0 | 0
08.02. | 5 | 2.1 |  | 2.1 | 0 | 0 | 0 | 0
08.02. | 6 | 2.1 |  | 2.1 | 0 | 0 | 0 | 0
08.02. | 7 | 2.1 |  | 2.1 | 0 | 0 | 0 | 0
08.02. | 8 | 2.1 |  | 2.1 | 0 | 0 | 0 | 0
08.02. | 9 | 2.1 |  | 2.1 | 0 | 0 | 0 | 0
08.02. | 10 | 2.1 |  | 2.1 | 0 | 0 | 0 | 0
08.02. | 11 | 2.1 |  | 2.1 | 0 | 0 | 0 | 0
08.02. | 12 | 2.1 |  | 2.1 | 0 | 0 | 0 | 0
08.02. | 13 | 2.1 |  | 2.1 | 0 | 0 | 0 | 0
08.02. | 14 | 2.1 |  | 2.1 | 0 | 0 | 0 | 0
08.02. | 15 | 2.1 |  | 2.1 | 0 | 0 | 0 | 0
08.02. | 16 | 2.1 |  | 2.1 | 0 | 0 | 0 | 0
08.02. | 17 | 2.1 |  | 2.1 | 0 | 0 | 0 | 0
08.02. | 18 | 2.1 |  | 2.1 | 0 | 0 | 0 | 0
08.02. | 19 | 2.1 |  | 2.1 | 0 | 0 | 0 | 0
08.02. | 20 | 2.1 |  | 2.1 | 0 | 0 | 0 | 0
08.02. | 21 | 2.1 |  | 2.1 | 0 | 0 | 0 | 0
08.02. | 22 | 2.1 |  | 2.1 | 0 | 0 | 0 | 0
08.02. | 23 | 2.1 |  | 2.1 | 0 | 0 | 0 | 0
08.02. | 24 | 2.1 |  | 2.1 | 0 | 0 | 0 | 0
09.02. | 1 | 2.1 |  | 2.1 | 0 | 0 | 0 | 0
09.02. | 2 | 2.1 |  | 2.1 | 0 | 0 | 0 | 0
09.02. | 3 | 2.1 |  | 2.1 | 0 | 0 | 0 | 0
09.02. | 4 | 2.1 |  | 2.1 | 0 | 0 | 0 | 0
09.02. | 5 | 2.1 |  | 2.1 | 0 | 0 | 0 | 0
09.02. | 6 | 2.1 |  | 2.1 | 0 | 0 | 0 | 0
09.02. | 7 | 2.1 |  | 2.1 | 0 | 0 | 0 | 0
09.02. | 8 | 2.1 |  | 2.1 | 0 | 0 | 0 | 0
09.02. | 9 | 2.1 |  | 2.1 | 0 | 0 | 0 | 0
09.02. | 10 | 2.1 |  | 2.1 | 0 | 0 | 0 | 0
09.02. | 11 | 2.1 |  | 2.1 | 0 | 0 | 0 | 0
09.02. | 12 | 2.1 |  | 2.1 | 0 | 0 | 0 | 0
09.02. | 13 | 2.1 |  | 2.1 | 0 | 0 | 0 | 0
09.02. | 14 | 2.1 |  | 2.1 | 0 | 0 | 0 | 0
09.02. | 15 | 2.1 |  | 2.1 | 0 | 0 | 0 | 0
09.02. | 16 | 2.1 |  | 2.1 | 0 | 0 | 0 | 0
09.02. | 17 | 2.1 |  | 2.1 | 0 | 0 | 0 | 0
09.02. | 18 | 2.1 |  | 2.1 | 0 | 0 | 0 | 0
09.02. | 19 | 2.1 |  | 2.1 | 0 | 0 | 0 | 0
09.02. | 20 | 2.1 |  | 2.1 | 0 | 0 | 0 | 0
09.02. | 21 | 2.1 |  | 2.1 | 0 | 0 | 0 | 0
09.02. | 22 | 2.1 |  | 2.1 | 0 | 0 | 0 | 0
09.02. | 23 | 2.1 |  | 2.1 | 0 | 0 | 0 | 0
09.02. | 24 | 2.1 |  | 2.1 | 0 | 0 | 0 | 0
10.02. | 1 | 2.1 |  | 2.1 | 0 | 0 | 0 | 0
10.02. | 2 | 2.1 |  | 2.1 | 0 | 0 | 0 | 0
10.02. | 3 | 2.1 |  | 2.1 | 0 | 0 | 0 | 0
10.02. | 4 | 2.1 |  | 2.1 | 0 | 0 | 0 | 0
10.02. | 5 | 2.1 |  | 2.1 | 0 | 0 | 0 | 0
10.02. | 6 | 2.1 |  | 2.1 | 0 | 0 | 0 | 0
10.02. | 7 | 2.1 |  | 2.1 | 0 | 0 | 0 | 0
10.02. | 8 | 2.1 |  | 2.1 | 0 | 0 | 0 | 0
10.02. | 9 | 2.1 |  | 2.1 | 0 | 0 | 0 | 0
10.02. | 10 | 2.1 |  | 2.1 | 0 | 0 | 0 | 0
10.02. | 11 | 2.1 |  | 2.1 | 0 | 0 | 0 | 0
10.02. | 12 | 2.1 |  | 2.1 | 0 | 0 | 0 | 0
10.02. | 13 | 2.1 |  | 2.1 | 0 | 0 | 0 | 0
10.02. | 14 | 2.1 |  | 2.1 | 0 | 0 | 0 | 0
10.02. | 15 | 2.1 |  | 2.1 | 0 | 0 | 0 | 0
10.02. | 16 | 2.1 |  | 2.1 | 0 | 0 | 0 | 0
10.02. | 17 | 2.1 |  | 2.1 | 0 | 0 | 0 | 0
10.02. | 18 | 2.1 |  | 2.1 | 0 | 0 | 0 | 0
10.02. | 19 | 2.1 |  | 2.1 | 0 | 0 | 0 | 0
10.02. | 20 | 2.1 |  | 2.1 | 0 | 0 | 0 | 0
10.02. | 21 | 2.1 |  | 2.1 | 0 | 0 | 0 | 0
10.02. | 22 | 2.1 |  | 2.1 | 0 | 0 | 0 | 0
10.02. | 23 | 2.1 |  | 2.1 | 0 | 0 | 0 | 0
10.02. | 24 | 2.1 |  | 2.1 | 0 | 0 | 0 | 0
11.02. | 1 | 2.1 |  | 2.1 | 0 | 0 | 0 | 0
11.02. | 2 | 2.1 |  | 2.1 | 0 | 0 | 0 | 0
11.02. | 3 | 2.1 |  | 2.1 | 0 | 0 | 0 | 0
11.02. | 4 | 2.1 |  | 2.1 | 0 | 0 | 0 | 0
11.02. | 5 | 2.1 |  | 2.1 | 0 | 0 | 0 | 0
11.02. | 6 | 2.1 |  | 2.1 | 0 | 0 | 0 | 0
11.02. | 7 | 2.1 |  | 2.1 | 0 | 0 | 0 | 0
11.02. | 8 | 2.1 |  | 2.1 | 0 | 0 | 0 | 0
11.02. | 9 | 2.1 |  | 2.1 | 0 | 0 | 0 | 0
11.02. | 10 | 2.1 |  | 2.1 | 0 | 0 | 0 | 0
11.02. | 11 | 2.1 |  | 2.1 | 0 | 0 | 0 | 0
11.02. | 12 | 2.1 |  | 2.1 | 0 | 0 | 0 | 0
11.02. | 13 | 2.1 |  | 2.1 | 0 | 0 | 0 | 0
11.02. | 14 | 2.1 |  | 2.1 | 0 | 0 | 0 | 0
11.02. | 15 | 2.1 |  | 2.1 | 0 | 0 | 0 | 0
11.02. | 16 | 2.1 |  | 2.1 | 0 | 0 | 0 | 0
11.02. | 17 | 2.1 |  | 2.1 | 0 | 0 | 0 | 0
11.02. | 18 | 2.1 |  | 2.1 | 0 | 0 | 0 | 0
11.02. | 19 | 2.1 |  | 2.1 | 0 | 0 | 0 | 0
11.02. | 20 | 2.1 |  | 2.1 | 0 | 0 | 0 | 0
11.02. | 21 | 2.1 |  | 2.1 | 0 | 0 | 0 | 0
11.02. | 22 | 2.1 |  | 2.1 | 0 | 0 | 0 | 0
11.02. | 23 | 2.1 |  | 2.1 | 0 | 0 | 0 | 0
11.02. | 24 | 2.1 |  | 2.1 | 0 | 0 | 0 | 0
12.02. | 1 | 2.1 |  | 2.1 | 0 | 0 | 0 | 0
12.02. | 2 | 2.1 |  | 2.1 | 0 | 0 | 0 | 0
12.02. | 3 | 2.1 |  | 2.1 | 0 | 0 | 0 | 0
12.02. | 4 | 2.1 |  | 2.1 | 0 | 0 | 0 | 0
12.02. | 5 | 2.1 |  | 2.1 | 0 | 0 | 0 | 0
12.02. | 6 | 2.1 |  | 2.1 | 0 | 0 | 0 | 0
12.02. | 7 | 2.1 |  | 2.1 | 0 | 0 | 0 | 0
12.02. | 8 | 2.1 |  | 2.1 | 0 | 0 | 0 | 0
12.02. | 9 | 2.1 |  | 2.1 | 0 | 0 | 0 | 0
12.02. | 10 | 2.1 |  | 2.1 | 0 | 0 | 0 | 0
12.02. | 11 | 2.1 |  | 2.1 | 0 | 0 | 0 | 0
12.02. | 12 | 2.1 |  | 2.1 | 0 | 0 | 0 | 0
12.02. | 13 | 2.1 |  | 2.1 | 0 | 0 | 0 | 0
12.02. | 14 | 2.1 |  | 2.1 | 0 | 0 | 0 | 0
12.02. | 15 | 2.1 |  | 2.1 | 0 | 0 | 0 | 0
12.02. | 16 | 2.1 |  | 2.1 | 0 | 0 | 0 | 0
12.02. | 17 | 2.1 |  | 2.1 | 0 | 0 | 0 | 0
12.02. | 18 | 2.1 |  | 2.1 | 0 | 0 | 0 | 0
12.02. | 19 | 2.1 |  | 2.1 | 0 | 0 | 0 | 0
12.02. | 20 | 2.1 |  | 2.1 | 0 | 0 | 0 | 0
12.02. | 21 | 2.1 |  | 2.1 | 0 | 0 | 0 | 0
12.02. | 22 | 2.1 |  | 2.1 | 0 | 0 | 0 | 0
12.02. | 23 | 2.1 |  | 2.1 | 0 | 0 | 0 | 0
12.02. | 24 | 2.1 |  | 2.1 | 0 | 0 | 0 | 0
13.02. | 1 | 2.1 |  | 2.1 | 0 | 0 | 0 | 0
13.02. | 2 | 2.1 |  | 2.1 | 0 | 0 | 0 | 0
13.02. | 3 | 2.1 |  | 2.1 | 0 | 0 | 0 | 0
13.02. | 4 | 2.1 |  | 2.1 | 0 | 0 | 0 | 0
13.02. | 5 | 2.1 |  | 2.1 | 0 | 0 | 0 | 0
13.02. | 6 | 2.1 |  | 2.1 | 0 | 0 | 0 | 0
13.02. | 7 | 2.1 |  | 2.1 | 0 | 0 | 0 | 0
13.02. | 8 | 2.1 |  | 2.1 | 0 | 0 | 0 | 0
13.02. | 9 | 2.1 |  | 2.1 | 0 | 0 | 0 | 0
13.02. | 10 | 2.1 |  | 2.1 | 0 | 0 | 0 | 0
13.02. | 11 | 2.1 |  | 2.1 | 0 | 0 | 0 | 0
13.02. | 12 | 2.1 |  | 2.1 | 0 | 0 | 0 | 0
13.02. | 13 | 2.1 |  | 2.1 | 0 | 0 | 0 | 0
13.02. | 14 | 2.1 |  | 2.1 | 0 | 0 | 0 | 0
13.02. | 15 | 2.1 |  | 2.1 | 0 | 0 | 0 | 0
13.02. | 16 | 2.1 |  | 2.1 | 0 | 0 | 0 | 0
13.02. | 17 | 2.1 |  | 2.1 | 0 | 0 | 0 | 0
13.02. | 18 | 2.1 |  | 2.1 | 0 | 0 | 0 | 0
13.02. | 19 | 2.1 |  | 2.1 | 0 | 0 | 0 | 0
13.02. | 20 | 2.1 |  | 2.1 | 0 | 0 | 0 | 0
13.02. | 21 | 2.1 |  | 2.1 | 0 | 0 | 0 | 0
13.02. | 22 | 2.1 |  | 2.1 | 0 | 0 | 0 | 0
13.02. | 23 | 2.1 |  | 2.1 | 0 | 0 | 0 | 0
13.02. | 24 | 2.1 |  | 2.1 | 0 | 0 | 0 | 0
14.02. | 1 | 2.1 |  | 2.1 | 0 | 0 | 0 | 0
14.02. | 2 | 2.1 |  | 2.1 | 0 | 0 | 0 | 0
14.02. | 3 | 2.1 |  | 2.1 | 0 | 0 | 0 | 0
14.02. | 4 | 2.1 |  | 2.1 | 0 | 0 | 0 | 0
14.02. | 5 | 2.1 |  | 2.1 | 0 | 0 | 0 | 0
14.02. | 6 | 2.1 |  | 2.1 | 0 | 0 | 0 | 0
14.02. | 7 | 2.1 |  | 2.1 | 0 | 0 | 0 | 0
14.02. | 8 | 2.1 |  | 2.1 | 0 | 0 | 0 | 0
14.02. | 9 | 2.1 |  | 2.1 | 0 | 0 | 0 | 0
14.02. | 10 | 2.1 |  | 2.1 | 0 | 0 | 0 | 0
14.02. | 11 | 2.1 |  | 2.1 | 0 | 0 | 0 | 0
14.02. | 12 | 2.1 |  | 2.1 | 0 | 0 | 0 | 0
14.02. | 13 | 2.1 |  | 2.1 | 0 | 0 | 0 | 0
14.02. | 14 | 2.1 |  | 2.1 | 0 | 0 | 0 | 0
14.02. | 15 | 2.1 |  | 2.1 | 0 | 0 | 0 | 0
14.02. | 16 | 2.1 |  | 2.1 | 0 | 0 | 0 | 0
14.02. | 17 | 2.1 |  | 2.1 | 0 | 0 | 0 | 0
14.02. | 18 | 2.1 |  | 2.1 | 0 | 0 | 0 | 0
14.02. | 19 | 2.1 |  | 2.1 | 0 | 0 | 0 | 0
14.02. | 20 | 2.1 |  | 2.1 | 0 | 0 | 0 | 0
14.02. | 21 | 2.1 |  | 2.1 | 0 | 0 | 0 | 0
14.02. | 22 | 2.1 |  | 2.1 | 0 | 0 | 0 | 0
14.02. | 23 | 2.1 |  | 2.1 | 0 | 0 | 0 | 0
14.02. | 24 | 2.1 |  | 2.1 | 0 | 0 | 0 | 0
15.02. | 1 | 2.1 |  | 2.1 | 0 | 0 | 0 | 0
15.02. | 2 | 2.1 |  | 2.1 | 0 | 0 | 0 | 0
15.02. | 3 | 2.1 |  | 2.1 | 0 | 0 | 0 | 0
15.02. | 4 | 2.1 |  | 2.1 | 0 | 0 | 0 | 0
15.02. | 5 | 2.1 |  | 2.1 | 0 | 0 | 0 | 0
15.02. | 6 | 2.1 |  | 2.1 | 0 | 0 | 0 | 0
15.02. | 7 | 2.1 |  | 2.1 | 0 | 0 | 0 | 0
15.02. | 8 | 2.1 |  | 2.1 | 0 | 0 | 0 | 0
15.02. | 9 | 2.1 |  | 2.1 | 0 | 0 | 0 | 0
15.02. | 10 | 2.1 |  | 2.1 | 0 | 0 | 0 | 0
15.02. | 11 | 2.1 |  | 2.1 | 0 | 0 | 0 | 0
15.02. | 12 | 2.1 |  | 2.1 | 0 | 0 | 0 | 0
15.02. | 13 | 2.1 |  | 2.1 | 0 | 0 | 0 | 0
15.02. | 14 | 2.1 |  | 2.1 | 0 | 0 | 0 | 0
15.02. | 15 | 2.1 |  | 2.1 | 0 | 0 | 0 | 0
15.02. | 16 | 2.1 |  | 2.1 | 0 | 0 | 0 | 0
15.02. | 17 | 2.1 |  | 2.1 | 0 | 0 | 0 | 0
15.02. | 18 | 2.1 |  | 2.1 | 0 | 0 | 0 | 0
15.02. | 19 | 2.1 |  | 2.1 | 0 | 0 | 0 | 0
15.02. | 20 | 2.1 |  | 2.1 | 0 | 0 | 0 | 0
15.02. | 21 | 2.1 |  | 2.1 | 0 | 0 | 0 | 0
15.02. | 22 | 2.1 |  | 2.1 | 0 | 0 | 0 | 0
15.02. | 23 | 2.1 |  | 2.1 | 0 | 0 | 0 | 0
15.02. | 24 | 2.1 |  | 2.1 | 0 | 0 | 0 | 0
16.02. | 1 | 2.1 |  | 2.1 | 0 | 0 | 0 | 0
16.02. | 2 | 2.1 |  | 2.1 | 0 | 0 | 0 | 0
16.02. | 3 | 2.1 |  | 2.1 | 0 | 0 | 0 | 0
16.02. | 4 | 2.1 |  | 2.1 | 0 | 0 | 0 | 0
16.02. | 5 | 2.1 |  | 2.1 | 0 | 0 | 0 | 0
16.02. | 6 | 2.1 |  | 2.1 | 0 | 0 | 0 | 0
16.02. | 7 | 2.1 |  | 2.1 | 0 | 0 | 0 | 0
16.02. | 8 | 2.1 |  | 2.1 | 0 | 0 | 0 | 0
16.02. | 9 | 2.1 |  | 2.1 | 0 | 0 | 0 | 0
16.02. | 10 | 2.1 |  | 2.1 | 0 | 0 | 0 | 0
16.02. | 11 | 2.1 |  | 2.1 | 0 | 0 | 0 | 0
16.02. | 12 | 2.1 |  | 2.1 | 0 | 0 | 0 | 0
16.02. | 13 | 2.1 |  | 2.1 | 0 | 0 | 0 | 0
16.02. | 14 | 2.1 |  | 2.1 | 0 | 0 | 0 | 0
16.02. | 15 | 2.1 |  | 2.1 | 0 | 0 | 0 | 0
16.02. | 16 | 2.1 |  | 2.1 | 0 | 0 | 0 | 0
16.02. | 17 | 2.1 |  | 2.1 | 0 | 0 | 0 | 0
16.02. | 18 | 2.1 |  | 2.1 | 0 | 0 | 0 | 0
16.02. | 19 | 2.1 |  | 2.1 | 0 | 0 | 0 | 0
16.02. | 20 | 2.1 |  | 2.1 | 0 | 0 | 0 | 0
16.02. | 21 | 2.1 |  | 2.1 | 0 | 0 | 0 | 0
16.02. | 22 | 2.1 |  | 2.1 | 0 | 0 | 0 | 0
16.02. | 23 | 2.1 |  | 2.1 | 0 | 0 | 0 | 0
16.02. | 24 | 2.1 |  | 2.1 | 0 | 0 | 0 | 0
17.02. | 1 | 2.1 |  | 2.1 | 0 | 0 | 0 | 0
17.02. | 2 | 2.1 |  | 2.1 | 0 | 0 | 0 | 0
17.02. | 3 | 2.1 |  | 2.1 | 0 | 0 | 0 | 0
17.02. | 4 | 2.1 |  | 2.1 | 0 | 0 | 0 | 0
17.02. | 5 | 2.1 |  | 2.1 | 0 | 0 | 0 | 0
17.02. | 6 | 2.1 |  | 2.1 | 0 | 0 | 0 | 0
17.02. | 7 | 2.1 |  | 2.1 | 0 | 0 | 0 | 0
17.02. | 8 | 2.1 |  | 2.1 | 0 | 0 | 0 | 0
17.02. | 9 | 2.1 |  | 2.1 | 0 | 0 | 0 | 0
17.02. | 10 | 2.1 |  | 2.1 | 0 | 0 | 0 | 0
17.02. | 11 | 2.1 |  | 2.1 | 0 | 0 | 0 | 0
17.02. | 12 | 2.1 |  | 2.1 | 0 | 0 | 0 | 0
17.02. | 13 | 2.1 |  | 2.1 | 0 | 0 | 0 | 0
17.02. | 14 | 2.1 |  | 2.1 | 0 | 0 | 0 | 0
17.02. | 15 | 2.1 |  | 2.1 | 0 | 0 | 0 | 0
17.02. | 16 | 2.1 |  | 2.1 | 0 | 0 | 0 | 0
17.02. | 17 | 2.1 |  | 2.1 | 0 | 0 | 0 | 0
17.02. | 18 | 2.1 |  | 2.1 | 0 | 0 | 0 | 0
17.02. | 19 | 2.1 |  | 2.1 | 0 | 0 | 0 | 0
17.02. | 20 | 2.1 |  | 2.1 | 0 | 0 | 0 | 0
17.02. | 21 | 2.1 |  | 2.1 | 0 | 0 | 0 | 0
17.02. | 22 | 2.1 |  | 2.1 | 0 | 0 | 0 | 0
17.02. | 23 | 2.1 |  | 2.1 | 0 | 0 | 0 | 0
17.02. | 24 | 2.1 |  | 2.1 | 0 | 0 | 0 | 0
18.02. | 1 | 2.1 |  | 2.1 | 0 | 0 | 0 | 0
18.02. | 2 | 2.1 |  | 2.1 | 0 | 0 | 0 | 0
18.02. | 3 | 2.1 |  | 2.1 | 0 | 0 | 0 | 0
18.02. | 4 | 2.1 |  | 2.1 | 0 | 0 | 0 | 0
18.02. | 5 | 2.1 |  | 2.1 | 0 | 0 | 0 | 0
18.02. | 6 | 2.1 |  | 2.1 | 0 | 0 | 0 | 0
18.02. | 7 | 2.1 |  | 2.1 | 0 | 0 | 0 | 0
18.02. | 8 | 2.1 |  | 2.1 | 0 | 0 | 0 | 0
18.02. | 9 | 2.1 |  | 2.1 | 0 | 0 | 0 | 0
18.02. | 10 | 2.1 |  | 2.1 | 0 | 0 | 0 | 0
18.02. | 11 | 2.1 |  | 2.1 | 0 | 0 | 0 | 0
18.02. | 12 | 2.1 |  | 2.1 | 0 | 0 | 0 | 0
18.02. | 13 | 2.1 |  | 2.1 | 0 | 0 | 0 | 0
18.02. | 14 | 2.1 |  | 2.1 | 0 | 0 | 0 | 0
18.02. | 15 | 2.1 |  | 2.1 | 0 | 0 | 0 | 0
18.02. | 16 | 2.1 |  | 2.1 | 0 | 0 | 0 | 0
18.02. | 17 | 2.1 |  | 2.1 | 0 | 0 | 0 | 0
18.02. | 18 | 2.1 |  | 2.1 | 0 | 0 | 0 | 0
18.02. | 19 | 2.1 |  | 2.1 | 0 | 0 | 0 | 0
18.02. | 20 | 2.1 |  | 2.1 | 0 | 0 | 0 | 0
18.02. | 21 | 2.1 |  | 2.1 | 0 | 0 | 0 | 0
18.02. | 22 | 2.1 |  | 2.1 | 0 | 0 | 0 | 0
18.02. | 23 | 2.1 |  | 2.1 | 0 | 0 | 0 | 0
18.02. | 24 | 2.1 |  | 2.1 | 0 | 0 | 0 | 0
19.02. | 1 | 2.1 |  | 2.1 | 0 | 0 | 0 | 0
19.02. | 2 | 2.1 |  | 2.1 | 0 | 0 | 0 | 0
19.02. | 3 | 2.1 |  | 2.1 | 0 | 0 | 0 | 0
19.02. | 4 | 2.1 |  | 2.1 | 0 | 0 | 0 | 0
19.02. | 5 | 2.1 |  | 2.1 | 0 | 0 | 0 | 0
19.02. | 6 | 2.1 |  | 2.1 | 0 | 0 | 0 | 0
19.02. | 7 | 2.1 |  | 2.1 | 0 | 0 | 0 | 0
19.02. | 8 | 2.1 |  | 2.1 | 0 | 0 | 0 | 0
19.02. | 9 | 2.1 |  | 2.1 | 0 | 0 | 0 | 0
19.02. | 10 | 2.1 |  | 2.1 | 0 | 0 | 0 | 0
19.02. | 11 | 2.1 |  | 2.1 | 0 | 0 | 0 | 0
19.02. | 12 | 2.1 |  | 2.1 | 0 | 0 | 0 | 0
19.02. | 13 | 2.1 |  | 2.1 | 0 | 0 | 0 | 0
19.02. | 14 | 2.1 |  | 2.1 | 0 | 0 | 0 | 0
19.02. | 15 | 2.1 |  | 2.1 | 0 | 0 | 0 | 0
19.02. | 16 | 2.1 |  | 2.1 | 0 | 0 | 0 | 0
19.02. | 17 | 2.1 |  | 2.1 | 0 | 0 | 0 | 0
19.02. | 18 | 2.1 |  | 2.1 | 0 | 0 | 0 | 0
19.02. | 19 | 2.1 |  | 2.1 | 0 | 0 | 0 | 0
19.02. | 20 | 2.1 |  | 2.1 | 0 | 0 | 0 | 0
19.02. | 21 | 2.1 |  | 2.1 | 0 | 0 | 0 | 0
19.02. | 22 | 2.1 |  | 2.1 | 0 | 0 | 0 | 0
19.02. | 23 | 2.1 |  | 2.1 | 0 | 0 | 0 | 0
19.02. | 24 | 2.1 |  | 2.1 | 0 | 0 | 0 | 0
20.02. | 1 | 2.1 |  | 2.1 | 0 | 0 | 0 | 0
20.02. | 2 | 2.1 |  | 2.1 | 0 | 0 | 0 | 0
20.02. | 3 | 2.1 |  | 2.1 | 0 | 0 | 0 | 0
20.02. | 4 | 2.1 |  | 2.1 | 0 | 0 | 0 | 0
20.02. | 5 | 2.1 |  | 2.1 | 0 | 0 | 0 | 0
20.02. | 6 | 2.1 |  | 2.1 | 0 | 0 | 0 | 0
20.02. | 7 | 2.1 |  | 2.1 | 0 | 0 | 0 | 0
20.02. | 8 | 2.1 |  | 2.1 | 0 | 0 | 0 | 0
20.02. | 9 | 2.1 |  | 2.1 | 0 | 0 | 0 | 0
20.02. | 10 | 2.1 |  | 2.1 | 0 | 0 | 0 | 0
20.02. | 11 | 2.1 |  | 2.1 | 0 | 0 | 0 | 0
20.02. | 12 | 2.1 |  | 2.1 | 0 | 0 | 0 | 0
20.02. | 13 | 2.1 |  | 2.1 | 0 | 0 | 0 | 0
20.02. | 14 | 2.1 |  | 2.1 | 0 | 0 | 0 | 0
20.02. | 15 | 2.1 |  | 2.1 | 0 | 0 | 0 | 0
20.02. | 16 | 2.1 |  | 2.1 | 0 | 0 | 0 | 0
20.02. | 17 | 2.1 |  | 2.1 | 0 | 0 | 0 | 0
20.02. | 18 | 2.1 |  | 2.1 | 0 | 0 | 0 | 0
20.02. | 19 | 2.1 |  | 2.1 | 0 | 0 | 0 | 0
20.02. | 20 | 2.1 |  | 2.1 | 0 | 0 | 0 | 0
20.02. | 21 | 2.1 |  | 2.1 | 0 | 0 | 0 | 0
20.02. | 22 | 2.1 |  | 2.1 | 0 | 0 | 0 | 0
20.02. | 23 | 2.1 |  | 2.1 | 0 | 0 | 0 | 0
20.02. | 24 | 2.1 |  | 2.1 | 0 | 0 | 0 | 0
21.02. | 1 | 2.1 |  | 2.1 | 0 | 0 | 0 | 0
21.02. | 2 | 2.1 |  | 2.1 | 0 | 0 | 0 | 0
21.02. | 3 | 2.1 |  | 2.1 | 0 | 0 | 0 | 0
21.02. | 4 | 2.1 |  | 2.1 | 0 | 0 | 0 | 0
21.02. | 5 | 2.1 |  | 2.1 | 0 | 0 | 0 | 0
21.02. | 6 | 2.1 |  | 2.1 | 0 | 0 | 0 | 0
21.02. | 7 | 2.1 |  | 2.1 | 0 | 0 | 0 | 0
21.02. | 8 | 2.1 |  | 2.1 | 0 | 0 | 0 | 0
21.02. | 9 | 2.1 |  | 2.1 | 0 | 0 | 0 | 0
21.02. | 10 | 2.1 |  | 2.1 | 0 | 0 | 0 | 0
21.02. | 11 | 2.1 |  | 2.1 | 0 | 0 | 0 | 0
21.02. | 12 | 2.1 |  | 2.1 | 0 | 0 | 0 | 0
21.02. | 13 | 2.1 |  | 2.1 | 0 | 0 | 0 | 0
21.02. | 14 | 2.1 |  | 2.1 | 0 | 0 | 0 | 0
21.02. | 15 | 2.1 |  | 2.1 | 0 | 0 | 0 | 0
21.02. | 16 | 2.1 |  | 2.1 | 0 | 0 | 0 | 0
21.02. | 17 | 2.1 |  | 2.1 | 0 | 0 | 0 | 0
21.02. | 18 | 2.1 |  | 2.1 | 0 | 0 | 0 | 0
21.02. | 19 | 2.1 |  | 2.1 | 0 | 0 | 0 | 0
21.02. | 20 | 2.1 |  | 2.1 | 0 | 0 | 0 | 0
21.02. | 21 | 2.1 |  | 2.1 | 0 | 0 | 0 | 0
21.02. | 22 | 2.1 |  | 2.1 | 0 | 0 | 0 | 0
21.02. | 23 | 2.1 |  | 2.1 | 0 | 0 | 0 | 0
21.02. | 24 | 2.1 |  | 2.1 | 0 | 0 | 0 | 0
22.02. | 1 | 2.1 |  | 2.1 | 0 | 0 | 0 | 0
22.02. | 2 | 2.1 |  | 2.1 | 0 | 0 | 0 | 0
22.02. | 3 | 2.1 |  | 2.1 | 0 | 0 | 0 | 0
22.02. | 4 | 2.1 |  | 2.1 | 0 | 0 | 0 | 0
22.02. | 5 | 2.1 |  | 2.1 | 0 | 0 | 0 | 0
22.02. | 6 | 2.1 |  | 2.1 | 0 | 0 | 0 | 0
22.02. | 7 | 2.1 |  | 2.1 | 0 | 0 | 0 | 0
22.02. | 8 | 2.1 |  | 2.1 | 0 | 0 | 0 | 0
22.02. | 9 | 2.1 |  | 2.1 | 0 | 0 | 0 | 0
22.02. | 10 | 2.1 |  | 2.1 | 0 | 0 | 0 | 0
22.02. | 11 | 2.1 |  | 2.1 | 0 | 0 | 0 | 0
22.02. | 12 | 2.1 |  | 2.1 | 0 | 0 | 0 | 0
22.02. | 13 | 2.1 |  | 2.1 | 0 | 0 | 0 | 0
22.02. | 14 | 2.1 |  | 2.1 | 0 | 0 | 0 | 0
22.02. | 15 | 2.1 |  | 2.1 | 0 | 0 | 0 | 0
22.02. | 16 | 2.1 |  | 2.1 | 0 | 0 | 0 | 0
22.02. | 17 | 2.1 |  | 2.1 | 0 | 0 | 0 | 0
22.02. | 18 | 2.1 |  | 2.1 | 0 | 0 | 0 | 0
22.02. | 19 | 2.1 |  | 2.1 | 0 | 0 | 0 | 0
22.02. | 20 | 2.1 |  | 2.1 | 0 | 0 | 0 | 0
22.02. | 21 | 2.1 |  | 2.1 | 0 | 0 | 0 | 0
22.02. | 22 | 2.1 |  | 2.1 | 0 | 0 | 0 | 0
22.02. | 23 | 2.1 |  | 2.1 | 0 | 0 | 0 | 0
22.02. | 24 | 2.1 |  | 2.1 | 0 | 0 | 0 | 0
23.02. | 1 | 2.1 |  | 2.1 | 0 | 0 | 0 | 0
23.02. | 2 | 2.1 |  | 2.1 | 0 | 0 | 0 | 0
23.02. | 3 | 2.1 |  | 2.1 | 0 | 0 | 0 | 0
23.02. | 4 | 2.1 |  | 2.1 | 0 | 0 | 0 | 0
23.02. | 5 | 2.1 |  | 2.1 | 0 | 0 | 0 | 0
23.02. | 6 | 2.1 |  | 2.1 | 0 | 0 | 0 | 0
23.02. | 7 | 2.1 |  | 2.1 | 0 | 0 | 0 | 0
23.02. | 8 | 2.1 |  | 2.1 | 0 | 0 | 0 | 0
23.02. | 9 | 2.1 |  | 2.1 | 0 | 0 | 0 | 0
23.02. | 10 | 2.1 |  | 2.1 | 0 | 0 | 0 | 0
23.02. | 11 | 2.1 |  | 2.1 | 0 | 0 | 0 | 0
23.02. | 12 | 2.1 |  | 2.1 | 0 | 0 | 0 | 0
23.02. | 13 | 2.1 |  | 2.1 | 0 | 0 | 0 | 0
23.02. | 14 | 2.1 |  | 2.1 | 0 | 0 | 0 | 0
23.02. | 15 | 2.1 |  | 2.1 | 0 | 0 | 0 | 0
23.02. | 16 | 2.1 |  | 2.1 | 0 | 0 | 0 | 0
23.02. | 17 | 2.1 |  | 2.1 | 0 | 0 | 0 | 0
23.02. | 18 | 2.1 |  | 2.1 | 0 | 0 | 0 | 0
23.02. | 19 | 2.1 |  | 2.1 | 0 | 0 | 0 | 0
23.02. | 20 | 2.1 |  | 2.1 | 0 | 0 | 0 | 0
23.02. | 21 | 2.1 |  | 2.1 | 0 | 0 | 0 | 0
23.02. | 22 | 2.1 |  | 2.1 | 0 | 0 | 0 | 0
23.02. | 23 | 2.1 |  | 2.1 | 0 | 0 | 0 | 0
23.02. | 24 | 2.1 |  | 2.1 | 0 | 0 | 0 | 0
24.02. | 1 | 2.1 |  | 2.1 | 0 | 0 | 0 | 0
24.02. | 2 | 2.1 |  | 2.1 | 0 | 0 | 0 | 0
24.02. | 3 | 2.1 |  | 2.1 | 0 | 0 | 0 | 0
24.02. | 4 | 2.1 |  | 2.1 | 0 | 0 | 0 | 0
24.02. | 5 | 2.1 |  | 2.1 | 0 | 0 | 0 | 0
24.02. | 6 | 2.1 |  | 2.1 | 0 | 0 | 0 | 0
24.02. | 7 | 2.1 |  | 2.1 | 0 | 0 | 0 | 0
24.02. | 8 | 2.1 |  | 2.1 | 0 | 0 | 0 | 0
24.02. | 9 | 2.1 |  | 2.1 | 0 | 0 | 0 | 0
24.02. | 10 | 2.1 |  | 2.1 | 0 | 0 | 0 | 0
24.02. | 11 | 2.1 |  | 2.1 | 0 | 0 | 0 | 0
24.02. | 12 | 2.1 |  | 2.1 | 0 | 0 | 0 | 0
24.02. | 13 | 2.1 |  | 2.1 | 0 | 0 | 0 | 0
24.02. | 14 | 2.1 |  | 2.1 | 0 | 0 | 0 | 0
24.02. | 15 | 2.1 |  | 2.1 | 0 | 0 | 0 | 0
24.02. | 16 | 2.1 |  | 2.1 | 0 | 0 | 0 | 0
24.02. | 17 | 2.1 |  | 2.1 | 0 | 0 | 0 | 0
24.02. | 18 | 2.1 |  | 2.1 | 0 | 0 | 0 | 0
24.02. | 19 | 2.1 |  | 2.1 | 0 | 0 | 0 | 0
24.02. | 20 | 2.1 |  | 2.1 | 0 | 0 | 0 | 0
24.02. | 21 | 2.1 |  | 2.1 | 0 | 0 | 0 | 0
24.02. | 22 | 2.1 |  | 2.1 | 0 | 0 | 0 | 0
24.02. | 23 | 2.1 |  | 2.1 | 0 | 0 | 0 | 0
24.02. | 24 | 2.1 |  | 2.1 | 0 | 0 | 0 | 0
25.02. | 1 | 2.1 |  | 2.1 | 0 | 0 | 0 | 0
25.02. | 2 | 2.1 |  | 2.1 | 0 | 0 | 0 | 0
25.02. | 3 | 2.1 |  | 2.1 | 0 | 0 | 0 | 0
25.02. | 4 | 2.1 |  | 2.1 | 0 | 0 | 0 | 0
25.02. | 5 | 2.1 |  | 2.1 | 0 | 0 | 0 | 0
25.02. | 6 | 2.1 |  | 2.1 | 0 | 0 | 0 | 0
25.02. | 7 | 2.1 |  | 2.1 | 0 | 0 | 0 | 0
25.02. | 8 | 2.1 |  | 2.1 | 0 | 0 | 0 | 0
25.02. | 9 | 2.1 |  | 2.1 | 0 | 0 | 0 | 0
25.02. | 10 | 2.1 |  | 2.1 | 0 | 0 | 0 | 0
25.02. | 11 | 2.1 |  | 2.1 | 0 | 0 | 0 | 0
25.02. | 12 | 2.1 |  | 2.1 | 0 | 0 | 0 | 0
25.02. | 13 | 2.1 |  | 2.1 | 0 | 0 | 0 | 0
25.02. | 14 | 2.1 |  | 2.1 | 0 | 0 | 0 | 0
25.02. | 15 | 2.1 |  | 2.1 | 0 | 0 | 0 | 0
25.02. | 16 | 2.1 |  | 2.1 | 0 | 0 | 0 | 0
25.02. | 17 | 2.1 |  | 2.1 | 0 | 0 | 0 | 0
25.02. | 18 | 2.1 |  | 2.1 | 0 | 0 | 0 | 0
25.02. | 19 | 2.1 |  | 2.1 | 0 | 0 | 0 | 0
25.02. | 20 | 2.1 |  | 2.1 | 0 | 0 | 0 | 0
25.02. | 21 | 2.1 |  | 2.1 | 0 | 0 | 0 | 0
25.02. | 22 | 2.1 |  | 2.1 | 0 | 0 | 0 | 0
25.02. | 23 | 2.1 |  | 2.1 | 0 | 0 | 0 | 0
25.02. | 24 | 2.1 |  | 2.1 | 0 | 0 | 0 | 0
26.02. | 1 | 2.1 |  | 2.1 | 0 | 0 | 0 | 0
26.02. | 2 | 2.1 |  | 2.1 | 0 | 0 | 0 | 0
26.02. | 3 | 2.1 |  | 2.1 | 0 | 0 | 0 | 0
26.02. | 4 | 2.1 |  | 2.1 | 0 | 0 | 0 | 0
26.02. | 5 | 2.1 |  | 2.1 | 0 | 0 | 0 | 0
26.02. | 6 | 2.1 |  | 2.1 | 0 | 0 | 0 | 0
26.02. | 7 | 2.1 |  | 2.1 | 0 | 0 | 0 | 0
26.02. | 8 | 2.1 |  | 2.1 | 0 | 0 | 0 | 0
26.02. | 9 | 2.1 |  | 2.1 | 0 | 0 | 0 | 0
26.02. | 10 | 2.1 |  | 2.1 | 0 | 0 | 0 | 0
26.02. | 11 | 2.1 |  | 2.1 | 0 | 0 | 0 | 0
26.02. | 12 | 2.1 |  | 2.1 | 0 | 0 | 0 | 0
26.02. | 13 | 2.1 |  | 2.1 | 0 | 0 | 0 | 0
26.02. | 14 | 2.1 |  | 2.1 | 0 | 0 | 0 | 0
26.02. | 15 | 2.1 |  | 2.1 | 0 | 0 | 0 | 0
26.02. | 16 | 2.1 |  | 2.1 | 0 | 0 | 0 | 0
26.02. | 17 | 2.1 |  | 2.1 | 0 | 0 | 0 | 0
26.02. | 18 | 2.1 |  | 2.1 | 0 | 0 | 0 | 0
26.02. | 19 | 2.1 |  | 2.1 | 0 | 0 | 0 | 0
26.02. | 20 | 2.1 |  | 2.1 | 0 | 0 | 0 | 0
26.02. | 21 | 2.1 |  | 2.1 | 0 | 0 | 0 | 0
26.02. | 22 | 2.1 |  | 2.1 | 0 | 0 | 0 | 0
26.02. | 23 | 2.1 |  | 2.1 | 0 | 0 | 0 | 0
26.02. | 24 | 2.1 |  | 2.1 | 0 | 0 | 0 | 0
27.02. | 1 | 2.1 |  | 2.1 | 0 | 0 | 0 | 0
27.02. | 2 | 2.1 |  | 2.1 | 0 | 0 | 0 | 0
27.02. | 3 | 2.1 |  | 2.1 | 0 | 0 | 0 | 0
27.02. | 4 | 2.1 |  | 2.1 | 0 | 0 | 0 | 0
27.02. | 5 | 2.1 |  | 2.1 | 0 | 0 | 0 | 0
27.02. | 6 | 2.1 |  | 2.1 | 0 | 0 | 0 | 0
27.02. | 7 | 2.1 |  | 2.1 | 0 | 0 | 0 | 0
27.02. | 8 | 2.1 |  | 2.1 | 0 | 0 | 0 | 0
27.02. | 9 | 2.1 |  | 2.1 | 0 | 0 | 0 | 0
27.02. | 10 | 2.1 |  | 2.1 | 0 | 0 | 0 | 0
27.02. | 11 | 2.1 |  | 2.1 | 0 | 0 | 0 | 0
27.02. | 12 | 2.1 |  | 2.1 | 0 | 0 | 0 | 0
27.02. | 13 | 2.1 |  | 2.1 | 0 | 0 | 0 | 0
27.02. | 14 | 2.1 |  | 2.1 | 0 | 0 | 0 | 0
27.02. | 15 | 2.1 |  | 2.1 | 0 | 0 | 0 | 0
27.02. | 16 | 2.1 |  | 2.1 | 0 | 0 | 0 | 0
27.02. | 17 | 2.1 |  | 2.1 | 0 | 0 | 0 | 0
27.02. | 18 | 2.1 |  | 2.1 | 0 | 0 | 0 | 0
27.02. | 19 | 2.1 |  | 2.1 | 0 | 0 | 0 | 0
27.02. | 20 | 2.1 |  | 2.1 | 0 | 0 | 0 | 0
27.02. | 21 | 2.1 |  | 2.1 | 0 | 0 | 0 | 0
27.02. | 22 | 2.1 |  | 2.1 | 0 | 0 | 0 | 0
27.02. | 23 | 2.1 |  | 2.1 | 0 | 0 | 0 | 0
27.02. | 24 | 2.1 |  | 2.1 | 0 | 0 | 0 | 0
28.02. | 1 | 2.1 |  | 2.1 | 0 | 0 | 0 | 0
28.02. | 2 | 2.1 |  | 2.1 | 0 | 0 | 0 | 0
28.02. | 3 | 2.1 |  | 2.1 | 0 | 0 | 0 | 0
28.02. | 4 | 2.1 |  | 2.1 | 0 | 0 | 0 | 0
28.02. | 5 | 2.1 |  | 2.1 | 0 | 0 | 0 | 0
28.02. | 6 | 2.1 |  | 2.1 | 0 | 0 | 0 | 0
28.02. | 7 | 2.1 |  | 2.1 | 0 | 0 | 0 | 0
28.02. | 8 | 2.1 |  | 2.1 | 0 | 0 | 0 | 0
28.02. | 9 | 2.1 |  | 2.1 | 0 | 0 | 0 | 0
28.02. | 10 | 2.1 |  | 2.1 | 0 | 0 | 0 | 0
28.02. | 11 | 2.1 |  | 2.1 | 0 | 0 | 0 | 0
28.02. | 12 | 2.1 |  | 2.1 | 0 | 0 | 0 | 0
28.02. | 13 | 2.1 |  | 2.1 | 0 | 0 | 0 | 0
28.02. | 14 | 2.1 |  | 2.1 | 0 | 0 | 0 | 0
28.02. | 15 | 2.1 |  | 2.1 | 0 | 0 | 0 | 0
28.02. | 16 | 2.1 |  | 2.1 | 0 | 0 | 0 | 0
28.02. | 17 | 2.1 |  | 2.1 | 0 | 0 | 0 | 0
28.02. | 18 | 2.1 |  | 2.1 | 0 | 0 | 0 | 0
28.02. | 19 | 2.1 |  | 2.1 | 0 | 0 | 0 | 0
28.02. | 20 | 2.1 |  | 2.1 | 0 | 0 | 0 | 0
28.02. | 21 | 2.1 |  | 2.1 | 0 | 0 | 0 | 0
28.02. | 22 | 2.1 |  | 2.1 | 0 | 0 | 0 | 0
28.02. | 23 | 2.1 |  | 2.1 | 0 | 0 | 0 | 0
28.02. | 24 | 2.1 |  | 2.1 | 0 | 0 | 0 | 0
01.03. | 1 | 2.1 |  | 2.1 | 0 | 0 | 0 | 0
01.03. | 2 | 2.1 |  | 2.1 | 0 | 0 | 0 | 0
01.03. | 3 | 2.1 |  | 2.1 | 0 | 0 | 0 | 0
01.03. | 4 | 2.1 |  | 2.1 | 0 | 0 | 0 | 0
01.03. | 5 | 2.1 |  | 2.1 | 0 | 0 | 0 | 0
01.03. | 6 | 2.1 |  | 2.1 | 0 | 0 | 0 | 0
01.03. | 7 | 2.1 |  | 2.1 | 0 | 0 | 0 | 0
01.03. | 8 | 2.1 |  | 2.1 | 0 | 0 | 0 | 0
01.03. | 9 | 2.1 |  | 2.1 | 0 | 0 | 0 | 0
01.03. | 10 | 2.1 |  | 2.1 | 0 | 0 | 0 | 0
01.03. | 11 | 2.1 |  | 2.1 | 0 | 0 | 0 | 0
01.03. | 12 | 2.1 |  | 2.1 | 0 | 0 | 0 | 0
01.03. | 13 | 2.1 |  | 2.1 | 0 | 0 | 0 | 0
01.03. | 14 | 2.1 |  | 2.1 | 0 | 0 | 0 | 0
01.03. | 15 | 2.1 |  | 2.1 | 0 | 0 | 0 | 0
01.03. | 16 | 2.1 |  | 2.1 | 0 | 0 | 0 | 0
01.03. | 17 | 2.1 |  | 2.1 | 0 | 0 | 0 | 0
01.03. | 18 | 2.1 |  | 2.1 | 0 | 0 | 0 | 0
01.03. | 19 | 2.1 |  | 2.1 | 0 | 0 | 0 | 0
01.03. | 20 | 2.1 |  | 2.1 | 0 | 0 | 0 | 0
01.03. | 21 | 2.1 |  | 2.1 | 0 | 0 | 0 | 0
01.03. | 22 | 2.1 |  | 2.1 | 0 | 0 | 0 | 0
01.03. | 23 | 2.1 |  | 2.1 | 0 | 0 | 0 | 0
01.03. | 24 | 2.1 |  | 2.1 | 0 | 0 | 0 | 0
02.03. | 1 | 2.1 |  | 2.1 | 0 | 0 | 0 | 0
02.03. | 2 | 2.1 |  | 2.1 | 0 | 0 | 0 | 0
02.03. | 3 | 2.1 |  | 2.1 | 0 | 0 | 0 | 0
02.03. | 4 | 2.1 |  | 2.1 | 0 | 0 | 0 | 0
02.03. | 5 | 2.1 |  | 2.1 | 0 | 0 | 0 | 0
02.03. | 6 | 2.1 |  | 2.1 | 0 | 0 | 0 | 0
02.03. | 7 | 2.1 |  | 2.1 | 0 | 0 | 0 | 0
02.03. | 8 | 2.1 |  | 2.1 | 0 | 0 | 0 | 0
02.03. | 9 | 2.1 |  | 2.1 | 0 | 0 | 0 | 0
02.03. | 10 | 2.1 |  | 2.1 | 0 | 0 | 0 | 0
02.03. | 11 | 2.1 |  | 2.1 | 0 | 0 | 0 | 0
02.03. | 12 | 2.1 |  | 2.1 | 0 | 0 | 0 | 0
02.03. | 13 | 2.1 |  | 2.1 | 0 | 0 | 0 | 0
02.03. | 14 | 2.1 |  | 2.1 | 0 | 0 | 0 | 0
02.03. | 15 | 2.1 |  | 2.1 | 0 | 0 | 0 | 0
02.03. | 16 | 2.1 |  | 2.1 | 0 | 0 | 0 | 0
02.03. | 17 | 2.1 |  | 2.1 | 0 | 0 | 0 | 0
02.03. | 18 | 2.1 |  | 2.1 | 0 | 0 | 0 | 0
02.03. | 19 | 2.1 |  | 2.1 | 0 | 0 | 0 | 0
02.03. | 20 | 2.1 |  | 2.1 | 0 | 0 | 0 | 0
02.03. | 21 | 2.1 |  | 2.1 | 0 | 0 | 0 | 0
02.03. | 22 | 2.1 |  | 2.1 | 0 | 0 | 0 | 0
02.03. | 23 | 2.1 |  | 2.1 | 0 | 0 | 0 | 0
02.03. | 24 | 2.1 |  | 2.1 | 0 | 0 | 0 | 0
03.03. | 1 | 2.1 |  | 2.1 | 0 | 0 | 0 | 0
03.03. | 2 | 2.1 |  | 2.1 | 0 | 0 | 0 | 0
03.03. | 3 | 2.1 |  | 2.1 | 0 | 0 | 0 | 0
03.03. | 4 | 2.1 |  | 2.1 | 0 | 0 | 0 | 0
03.03. | 5 | 2.1 |  | 2.1 | 0 | 0 | 0 | 0
03.03. | 6 | 2.1 |  | 2.1 | 0 | 0 | 0 | 0
03.03. | 7 | 2.1 |  | 2.1 | 0 | 0 | 0 | 0
03.03. | 8 | 2.1 |  | 2.1 | 0 | 0 | 0 | 0
03.03. | 9 | 2.1 |  | 2.1 | 0 | 0 | 0 | 0
03.03. | 10 | 2.1 |  | 2.1 | 0 | 0 | 0 | 0
03.03. | 11 | 2.1 |  | 2.1 | 0 | 0 | 0 | 0
03.03. | 12 | 2.1 |  | 2.1 | 0 | 0 | 0 | 0
03.03. | 13 | 2.1 |  | 2.1 | 0 | 0 | 0 | 0
03.03. | 14 | 2.1 |  | 2.1 | 0 | 0 | 0 | 0
03.03. | 15 | 2.1 |  | 2.1 | 0 | 0 | 0 | 0
03.03. | 16 | 2.1 |  | 2.1 | 0 | 0 | 0 | 0
03.03. | 17 | 2.1 |  | 2.1 | 0 | 0 | 0 | 0
03.03. | 18 | 2.1 |  | 2.1 | 0 | 0 | 0 | 0
03.03. | 19 | 2.1 |  | 2.1 | 0 | 0 | 0 | 0
03.03. | 20 | 2.1 |  | 2.1 | 0 | 0 | 0 | 0
03.03. | 21 | 2.1 |  | 2.1 | 0 | 0 | 0 | 0
03.03. | 22 | 2.1 |  | 2.1 | 0 | 0 | 0 | 0
03.03. | 23 | 2.1 |  | 2.1 | 0 | 0 | 0 | 0
03.03. | 24 | 2.1 |  | 2.1 | 0 | 0 | 0 | 0
04.03. | 1 | 2.1 |  | 2.1 | 0 | 0 | 0 | 0
04.03. | 2 | 2.1 |  | 2.1 | 0 | 0 | 0 | 0
04.03. | 3 | 2.1 |  | 2.1 | 0 | 0 | 0 | 0
04.03. | 4 | 2.1 |  | 2.1 | 0 | 0 | 0 | 0
04.03. | 5 | 2.1 |  | 2.1 | 0 | 0 | 0 | 0
04.03. | 6 | 2.1 |  | 2.1 | 0 | 0 | 0 | 0
04.03. | 7 | 2.1 |  | 2.1 | 0 | 0 | 0 | 0
04.03. | 8 | 2.1 |  | 2.1 | 0 | 0 | 0 | 0
04.03. | 9 | 2.1 |  | 2.1 | 0 | 0 | 0 | 0
04.03. | 10 | 2.1 |  | 2.1 | 0 | 0 | 0 | 0
04.03. | 11 | 2.1 |  | 2.1 | 0 | 0 | 0 | 0
04.03. | 12 | 2.1 |  | 2.1 | 0 | 0 | 0 | 0
04.03. | 13 | 2.1 |  | 2.1 | 0 | 0 | 0 | 0
04.03. | 14 | 2.1 |  | 2.1 | 0 | 0 | 0 | 0
04.03. | 15 | 2.1 |  | 2.1 | 0 | 0 | 0 | 0
04.03. | 16 | 2.1 |  | 2.1 | 0 | 0 | 0 | 0
04.03. | 17 | 2.1 |  | 2.1 | 0 | 0 | 0 | 0
04.03. | 18 | 2.1 |  | 2.1 | 0 | 0 | 0 | 0
04.03. | 19 | 2.1 |  | 2.1 | 0 | 0 | 0 | 0
04.03. | 20 | 2.1 |  | 2.1 | 0 | 0 | 0 | 0
04.03. | 21 | 2.1 |  | 2.1 | 0 | 0 | 0 | 0
04.03. | 22 | 2.1 |  | 2.1 | 0 | 0 | 0 | 0
04.03. | 23 | 2.1 |  | 2.1 | 0 | 0 | 0 | 0
04.03. | 24 | 2.1 |  | 2.1 | 0 | 0 | 0 | 0
05.03. | 1 | 2.1 |  | 2.1 | 0 | 0 | 0 | 0
05.03. | 2 | 2.1 |  | 2.1 | 0 | 0 | 0 | 0
05.03. | 3 | 2.1 |  | 2.1 | 0 | 0 | 0 | 0
05.03. | 4 | 2.1 |  | 2.1 | 0 | 0 | 0 | 0
05.03. | 5 | 2.1 |  | 2.1 | 0 | 0 | 0 | 0
05.03. | 6 | 2.1 |  | 2.1 | 0 | 0 | 0 | 0
05.03. | 7 | 2.1 |  | 2.1 | 0 | 0 | 0 | 0
05.03. | 8 | 2.1 |  | 2.1 | 0 | 0 | 0 | 0
05.03. | 9 | 2.1 |  | 2.1 | 0 | 0 | 0 | 0
05.03. | 10 | 2.1 |  | 2.1 | 0 | 0 | 0 | 0
05.03. | 11 | 2.1 |  | 2.1 | 0 | 0 | 0 | 0
05.03. | 12 | 2.1 |  | 2.1 | 0 | 0 | 0 | 0
05.03. | 13 | 2.1 |  | 2.1 | 0 | 0 | 0 | 0
05.03. | 14 | 2.1 |  | 2.1 | 0 | 0 | 0 | 0
05.03. | 15 | 2.1 |  | 2.1 | 0 | 0 | 0 | 0
05.03. | 16 | 2.1 |  | 2.1 | 0 | 0 | 0 | 0
05.03. | 17 | 2.1 |  | 2.1 | 0 | 0 | 0 | 0
05.03. | 18 | 2.1 |  | 2.1 | 0 | 0 | 0 | 0
05.03. | 19 | 2.1 |  | 2.1 | 0 | 0 | 0 | 0
05.03. | 20 | 2.1 |  | 2.1 | 0 | 0 | 0 | 0
05.03. | 21 | 2.1 |  | 2.1 | 0 | 0 | 0 | 0
05.03. | 22 | 2.1 |  | 2.1 | 0 | 0 | 0 | 0
05.03. | 23 | 2.1 |  | 2.1 | 0 | 0 | 0 | 0
05.03. | 24 | 2.1 |  | 2.1 | 0 | 0 | 0 | 0
06.03. | 1 | 2.1 |  | 2.1 | 0 | 0 | 0 | 0
06.03. | 2 | 2.1 |  | 2.1 | 0 | 0 | 0 | 0
06.03. | 3 | 2.1 |  | 2.1 | 0 | 0 | 0 | 0
06.03. | 4 | 2.1 |  | 2.1 | 0 | 0 | 0 | 0
06.03. | 5 | 2.1 |  | 2.1 | 0 | 0 | 0 | 0
06.03. | 6 | 2.1 |  | 2.1 | 0 | 0 | 0 | 0
06.03. | 7 | 2.1 |  | 2.1 | 0 | 0 | 0 | 0
06.03. | 8 | 2.1 |  | 2.1 | 0 | 0 | 0 | 0
06.03. | 9 | 2.1 |  | 2.1 | 0 | 0 | 0 | 0
06.03. | 10 | 2.1 |  | 2.1 | 0 | 0 | 0 | 0
06.03. | 11 | 2.1 |  | 2.1 | 0 | 0 | 0 | 0
06.03. | 12 | 2.1 |  | 2.1 | 0 | 0 | 0 | 0
06.03. | 13 | 2.1 |  | 2.1 | 0 | 0 | 0 | 0
06.03. | 14 | 2.1 |  | 2.1 | 0 | 0 | 0 | 0
06.03. | 15 | 2.1 |  | 2.1 | 0 | 0 | 0 | 0
06.03. | 16 | 2.1 |  | 2.1 | 0 | 0 | 0 | 0
06.03. | 17 | 2.1 |  | 2.1 | 0 | 0 | 0 | 0
06.03. | 18 | 2.1 |  | 2.1 | 0 | 0 | 0 | 0
06.03. | 19 | 2.1 |  | 2.1 | 0 | 0 | 0 | 0
06.03. | 20 | 2.1 |  | 2.1 | 0 | 0 | 0 | 0
06.03. | 21 | 2.1 |  | 2.1 | 0 | 0 | 0 | 0
06.03. | 22 | 2.1 |  | 2.1 | 0 | 0 | 0 | 0
06.03. | 23 | 2.1 |  | 2.1 | 0 | 0 | 0 | 0
06.03. | 24 | 2.1 |  | 2.1 | 0 | 0 | 0 | 0
07.03. | 1 | 2.1 |  | 2.1 | 0 | 0 | 0 | 0
07.03. | 2 | 2.1 |  | 2.1 | 0 | 0 | 0 | 0
07.03. | 3 | 2.1 |  | 2.1 | 0 | 0 | 0 | 0
07.03. | 4 | 2.1 |  | 2.1 | 0 | 0 | 0 | 0
07.03. | 5 | 2.1 |  | 2.1 | 0 | 0 | 0 | 0
07.03. | 6 | 2.1 |  | 2.1 | 0 | 0 | 0 | 0
07.03. | 7 | 2.1 |  | 2.1 | 0 | 0 | 0 | 0
07.03. | 8 | 2.1 |  | 2.1 | 0 | 0 | 0 | 0
07.03. | 9 | 2.1 |  | 2.1 | 0 | 0 | 0 | 0
07.03. | 10 | 2.1 |  | 2.1 | 0 | 0 | 0 | 0
07.03. | 11 | 2.1 |  | 2.1 | 0 | 0 | 0 | 0
07.03. | 12 | 2.1 |  | 2.1 | 0 | 0 | 0 | 0
07.03. | 13 | 2.1 |  | 2.1 | 0 | 0 | 0 | 0
07.03. | 14 | 2.1 |  | 2.1 | 0 | 0 | 0 | 0
07.03. | 15 | 2.1 |  | 2.1 | 0 | 0 | 0 | 0
07.03. | 16 | 2.1 |  | 2.1 | 0 | 0 | 0 | 0
07.03. | 17 | 2.1 |  | 2.1 | 0 | 0 | 0 | 0
07.03. | 18 | 2.1 |  | 2.1 | 0 | 0 | 0 | 0
07.03. | 19 | 2.1 |  | 2.1 | 0 | 0 | 0 | 0
07.03. | 20 | 2.1 |  | 2.1 | 0 | 0 | 0 | 0
07.03. | 21 | 2.1 |  | 2.1 | 0 | 0 | 0 | 0
07.03. | 22 | 2.1 |  | 2.1 | 0 | 0 | 0 | 0
07.03. | 23 | 2.1 |  | 2.1 | 0 | 0 | 0 | 0
07.03. | 24 | 2.1 |  | 2.1 | 0 | 0 | 0 | 0
08.03. | 1 | 2.1 |  | 2.1 | 0 | 0 | 0 | 0
08.03. | 2 | 2.1 |  | 2.1 | 0 | 0 | 0 | 0
08.03. | 3 | 2.1 |  | 2.1 | 0 | 0 | 0 | 0
08.03. | 4 | 2.1 |  | 2.1 | 0 | 0 | 0 | 0
08.03. | 5 | 2.1 |  | 2.1 | 0 | 0 | 0 | 0
08.03. | 6 | 2.1 |  | 2.1 | 0 | 0 | 0 | 0
08.03. | 7 | 2.1 |  | 2.1 | 0 | 0 | 0 | 0
08.03. | 8 | 2.1 |  | 2.1 | 0 | 0 | 0 | 0
08.03. | 9 | 2.1 |  | 2.1 | 0 | 0 | 0 | 0
08.03. | 10 | 2.1 |  | 2.1 | 0 | 0 | 0 | 0
08.03. | 11 | 2.1 |  | 2.1 | 0 | 0 | 0 | 0
08.03. | 12 | 2.1 |  | 2.1 | 0 | 0 | 0 | 0
08.03. | 13 | 2.1 |  | 2.1 | 0 | 0 | 0 | 0
08.03. | 14 | 2.1 |  | 2.1 | 0 | 0 | 0 | 0
08.03. | 15 | 2.1 |  | 2.1 | 0 | 0 | 0 | 0
08.03. | 16 | 2.1 |  | 2.1 | 0 | 0 | 0 | 0
08.03. | 17 | 2.1 |  | 2.1 | 0 | 0 | 0 | 0
08.03. | 18 | 2.1 |  | 2.1 | 0 | 0 | 0 | 0
08.03. | 19 | 2.1 |  | 2.1 | 0 | 0 | 0 | 0
08.03. | 20 | 2.1 |  | 2.1 | 0 | 0 | 0 | 0
08.03. | 21 | 2.1 |  | 2.1 | 0 | 0 | 0 | 0
08.03. | 22 | 2.1 |  | 2.1 | 0 | 0 | 0 | 0
08.03. | 23 | 2.1 |  | 2.1 | 0 | 0 | 0 | 0
08.03. | 24 | 2.1 |  | 2.1 | 0 | 0 | 0 | 0
09.03. | 1 | 2.1 |  | 2.1 | 0 | 0 | 0 | 0
09.03. | 2 | 2.1 |  | 2.1 | 0 | 0 | 0 | 0
09.03. | 3 | 2.1 |  | 2.1 | 0 | 0 | 0 | 0
09.03. | 4 | 2.1 |  | 2.1 | 0 | 0 | 0 | 0
09.03. | 5 | 2.1 |  | 2.1 | 0 | 0 | 0 | 0
09.03. | 6 | 2.1 |  | 2.1 | 0 | 0 | 0 | 0
09.03. | 7 | 2.1 |  | 2.1 | 0 | 0 | 0 | 0
09.03. | 8 | 2.1 |  | 2.1 | 0 | 0 | 0 | 0
09.03. | 9 | 2.1 |  | 2.1 | 0 | 0 | 0 | 0
09.03. | 10 | 2.1 |  | 2.1 | 0 | 0 | 0 | 0
09.03. | 11 | 2.1 |  | 2.1 | 0 | 0 | 0 | 0
09.03. | 12 | 2.1 |  | 2.1 | 0 | 0 | 0 | 0
09.03. | 13 | 2.1 |  | 2.1 | 0 | 0 | 0 | 0
09.03. | 14 | 2.1 |  | 2.1 | 0 | 0 | 0 | 0
09.03. | 15 | 2.1 |  | 2.1 | 0 | 0 | 0 | 0
09.03. | 16 | 2.1 |  | 2.1 | 0 | 0 | 0 | 0
09.03. | 17 | 2.1 |  | 2.1 | 0 | 0 | 0 | 0
09.03. | 18 | 2.1 |  | 2.1 | 0 | 0 | 0 | 0
09.03. | 19 | 2.1 |  | 2.1 | 0 | 0 | 0 | 0
09.03. | 20 | 2.1 |  | 2.1 | 0 | 0 | 0 | 0
09.03. | 21 | 2.1 |  | 2.1 | 0 | 0 | 0 | 0
09.03. | 22 | 2.1 |  | 2.1 | 0 | 0 | 0 | 0
09.03. | 23 | 2.1 |  | 2.1 | 0 | 0 | 0 | 0
09.03. | 24 | 2.1 |  | 2.1 | 0 | 0 | 0 | 0
10.03. | 1 | 2.1 |  | 2.1 | 0 | 0 | 0 | 0
10.03. | 2 | 2.1 |  | 2.1 | 0 | 0 | 0 | 0
10.03. | 3 | 2.1 |  | 2.1 | 0 | 0 | 0 | 0
10.03. | 4 | 2.1 |  | 2.1 | 0 | 0 | 0 | 0
10.03. | 5 | 2.1 |  | 2.1 | 0 | 0 | 0 | 0
10.03. | 6 | 2.1 |  | 2.1 | 0 | 0 | 0 | 0
10.03. | 7 | 2.1 |  | 2.1 | 0 | 0 | 0 | 0
10.03. | 8 | 2.1 |  | 2.1 | 0 | 0 | 0 | 0
10.03. | 9 | 2.1 |  | 2.1 | 0 | 0 | 0 | 0
10.03. | 10 | 2.1 |  | 2.1 | 0 | 0 | 0 | 0
10.03. | 11 | 2.1 |  | 2.1 | 0 | 0 | 0 | 0
10.03. | 12 | 2.1 |  | 2.1 | 0 | 0 | 0 | 0
10.03. | 13 | 2.1 |  | 2.1 | 0 | 0 | 0 | 0
10.03. | 14 | 2.1 |  | 2.1 | 0 | 0 | 0 | 0
10.03. | 15 | 2.1 |  | 2.1 | 0 | 0 | 0 | 0
10.03. | 16 | 2.1 |  | 2.1 | 0 | 0 | 0 | 0
10.03. | 17 | 2.1 |  | 2.1 | 0 | 0 | 0 | 0
10.03. | 18 | 2.1 |  | 2.1 | 0 | 0 | 0 | 0
10.03. | 19 | 2.1 |  | 2.1 | 0 | 0 | 0 | 0
10.03. | 20 | 2.1 |  | 2.1 | 0 | 0 | 0 | 0
10.03. | 21 | 2.1 |  | 2.1 | 0 | 0 | 0 | 0
10.03. | 22 | 2.1 |  | 2.1 | 0 | 0 | 0 | 0
10.03. | 23 | 2.1 |  | 2.1 | 0 | 0 | 0 | 0
10.03. | 24 | 2.1 |  | 2.1 | 0 | 0 | 0 | 0
11.03. | 1 | 2.1 |  | 2.1 | 0 | 0 | 0 | 0
11.03. | 2 | 2.1 |  | 2.1 | 0 | 0 | 0 | 0
11.03. | 3 | 2.1 |  | 2.1 | 0 | 0 | 0 | 0
11.03. | 4 | 2.1 |  | 2.1 | 0 | 0 | 0 | 0
11.03. | 5 | 2.1 |  | 2.1 | 0 | 0 | 0 | 0
11.03. | 6 | 2.1 |  | 2.1 | 0 | 0 | 0 | 0
11.03. | 7 | 2.1 |  | 2.1 | 0 | 0 | 0 | 0
11.03. | 8 | 2.1 |  | 2.1 | 0 | 0 | 0 | 0
11.03. | 9 | 2.1 |  | 2.1 | 0 | 0 | 0 | 0
11.03. | 10 | 2.1 |  | 2.1 | 0 | 0 | 0 | 0
11.03. | 11 | 2.1 |  | 2.1 | 0 | 0 | 0 | 0
11.03. | 12 | 2.1 |  | 2.1 | 0 | 0 | 0 | 0
11.03. | 13 | 2.1 |  | 2.1 | 0 | 0 | 0 | 0
11.03. | 14 | 2.1 |  | 2.1 | 0 | 0 | 0 | 0
11.03. | 15 | 2.1 |  | 2.1 | 0 | 0 | 0 | 0
11.03. | 16 | 2.1 |  | 2.1 | 0 | 0 | 0 | 0
11.03. | 17 | 2.1 |  | 2.1 | 0 | 0 | 0 | 0
11.03. | 18 | 2.1 |  | 2.1 | 0 | 0 | 0 | 0
11.03. | 19 | 2.1 |  | 2.1 | 0 | 0 | 0 | 0
11.03. | 20 | 2.1 |  | 2.1 | 0 | 0 | 0 | 0
11.03. | 21 | 2.1 |  | 2.1 | 0 | 0 | 0 | 0
11.03. | 22 | 2.1 |  | 2.1 | 0 | 0 | 0 | 0
11.03. | 23 | 2.1 |  | 2.1 | 0 | 0 | 0 | 0
11.03. | 24 | 2.1 |  | 2.1 | 0 | 0 | 0 | 0
12.03. | 1 | 2.1 |  | 2.1 | 0 | 0 | 0 | 0
12.03. | 2 | 2.1 |  | 2.1 | 0 | 0 | 0 | 0
12.03. | 3 | 2.1 |  | 2.1 | 0 | 0 | 0 | 0
12.03. | 4 | 2.1 |  | 2.1 | 0 | 0 | 0 | 0
12.03. | 5 | 2.1 |  | 2.1 | 0 | 0 | 0 | 0
12.03. | 6 | 2.1 |  | 2.1 | 0 | 0 | 0 | 0
12.03. | 7 | 2.1 |  | 2.1 | 0 | 0 | 0 | 0
12.03. | 8 | 2.1 |  | 2.1 | 0 | 0 | 0 | 0
12.03. | 9 | 2.1 |  | 2.1 | 0 | 0 | 0 | 0
12.03. | 10 | 2.1 |  | 2.1 | 0 | 0 | 0 | 0
12.03. | 11 | 2.1 |  | 2.1 | 0 | 0 | 0 | 0
12.03. | 12 | 2.1 |  | 2.1 | 0 | 0 | 0 | 0
12.03. | 13 | 2.1 |  | 2.1 | 0 | 0 | 0 | 0
12.03. | 14 | 2.1 |  | 2.1 | 0 | 0 | 0 | 0
12.03. | 15 | 2.1 |  | 2.1 | 0 | 0 | 0 | 0
12.03. | 16 | 2.1 |  | 2.1 | 0 | 0 | 0 | 0
12.03. | 17 | 2.1 |  | 2.1 | 0 | 0 | 0 | 0
12.03. | 18 | 2.1 |  | 2.1 | 0 | 0 | 0 | 0
12.03. | 19 | 2.1 |  | 2.1 | 0 | 0 | 0 | 0
12.03. | 20 | 2.1 |  | 2.1 | 0 | 0 | 0 | 0
12.03. | 21 | 2.1 |  | 2.1 | 0 | 0 | 0 | 0
12.03. | 22 | 2.1 |  | 2.1 | 0 | 0 | 0 | 0
12.03. | 23 | 2.1 |  | 2.1 | 0 | 0 | 0 | 0
12.03. | 24 | 2.1 |  | 2.1 | 0 | 0 | 0 | 0
13.03. | 1 | 2.1 |  | 2.1 | 0 | 0 | 0 | 0
13.03. | 2 | 2.1 |  | 2.1 | 0 | 0 | 0 | 0
13.03. | 3 | 2.1 |  | 2.1 | 0 | 0 | 0 | 0
13.03. | 4 | 2.1 |  | 2.1 | 0 | 0 | 0 | 0
13.03. | 5 | 2.1 |  | 2.1 | 0 | 0 | 0 | 0
13.03. | 6 | 2.1 |  | 2.1 | 0 | 0 | 0 | 0
13.03. | 7 | 2.1 |  | 2.1 | 0 | 0 | 0 | 0
13.03. | 8 | 2.1 |  | 2.1 | 0 | 0 | 0 | 0
13.03. | 9 | 2.1 |  | 2.1 | 0 | 0 | 0 | 0
13.03. | 10 | 2.1 |  | 2.1 | 0 | 0 | 0 | 0
13.03. | 11 | 2.1 |  | 2.1 | 0 | 0 | 0 | 0
13.03. | 12 | 2.1 |  | 2.1 | 0 | 0 | 0 | 0
13.03. | 13 | 2.1 |  | 2.1 | 0 | 0 | 0 | 0
13.03. | 14 | 2.1 |  | 2.1 | 0 | 0 | 0 | 0
13.03. | 15 | 2.1 |  | 2.1 | 0 | 0 | 0 | 0
13.03. | 16 | 2.1 |  | 2.1 | 0 | 0 | 0 | 0
13.03. | 17 | 2.1 |  | 2.1 | 0 | 0 | 0 | 0
13.03. | 18 | 2.1 |  | 2.1 | 0 | 0 | 0 | 0
13.03. | 19 | 2.1 |  | 2.1 | 0 | 0 | 0 | 0
13.03. | 20 | 2.1 |  | 2.1 | 0 | 0 | 0 | 0
13.03. | 21 | 2.1 |  | 2.1 | 0 | 0 | 0 | 0
13.03. | 22 | 2.1 |  | 2.1 | 0 | 0 | 0 | 0
13.03. | 23 | 2.1 |  | 2.1 | 0 | 0 | 0 | 0
13.03. | 24 | 2.1 |  | 2.1 | 0 | 0 | 0 | 0
14.03. | 1 | 2.1 |  | 2.1 | 0 | 0 | 0 | 0
14.03. | 2 | 2.1 |  | 2.1 | 0 | 0 | 0 | 0
14.03. | 3 | 2.1 |  | 2.1 | 0 | 0 | 0 | 0
14.03. | 4 | 2.1 |  | 2.1 | 0 | 0 | 0 | 0
14.03. | 5 | 2.1 |  | 2.1 | 0 | 0 | 0 | 0
14.03. | 6 | 2.1 |  | 2.1 | 0 | 0 | 0 | 0
14.03. | 7 | 2.1 |  | 2.1 | 0 | 0 | 0 | 0
14.03. | 8 | 2.1 |  | 2.1 | 0 | 0 | 0 | 0
14.03. | 9 | 2.1 |  | 2.1 | 0 | 0 | 0 | 0
14.03. | 10 | 2.1 |  | 2.1 | 0 | 0 | 0 | 0
14.03. | 11 | 2.1 |  | 2.1 | 0 | 0 | 0 | 0
14.03. | 12 | 2.1 |  | 2.1 | 0 | 0 | 0 | 0
14.03. | 13 | 2.1 |  | 2.1 | 0 | 0 | 0 | 0
14.03. | 14 | 2.1 |  | 2.1 | 0 | 0 | 0 | 0
14.03. | 15 | 2.1 |  | 2.1 | 0 | 0 | 0 | 0
14.03. | 16 | 2.1 |  | 2.1 | 0 | 0 | 0 | 0
14.03. | 17 | 2.1 |  | 2.1 | 0 | 0 | 0 | 0
14.03. | 18 | 2.1 |  | 2.1 | 0 | 0 | 0 | 0
14.03. | 19 | 2.1 |  | 2.1 | 0 | 0 | 0 | 0
14.03. | 20 | 2.1 |  | 2.1 | 0 | 0 | 0 | 0
14.03. | 21 | 2.1 |  | 2.1 | 0 | 0 | 0 | 0
14.03. | 22 | 2.1 |  | 2.1 | 0 | 0 | 0 | 0
14.03. | 23 | 2.1 |  | 2.1 | 0 | 0 | 0 | 0
14.03. | 24 | 2.1 |  | 2.1 | 0 | 0 | 0 | 0
15.03. | 1 | 2.1 |  | 2.1 | 0 | 0 | 0 | 0
15.03. | 2 | 2.1 |  | 2.1 | 0 | 0 | 0 | 0
15.03. | 3 | 2.1 |  | 2.1 | 0 | 0 | 0 | 0
15.03. | 4 | 2.1 |  | 2.1 | 0 | 0 | 0 | 0
15.03. | 5 | 2.1 |  | 2.1 | 0 | 0 | 0 | 0
15.03. | 6 | 2.1 |  | 2.1 | 0 | 0 | 0 | 0
15.03. | 7 | 2.1 |  | 2.1 | 0 | 0 | 0 | 0
15.03. | 8 | 2.1 |  | 2.1 | 0 | 0 | 0 | 0
15.03. | 9 | 2.1 |  | 2.1 | 0 | 0 | 0 | 0
15.03. | 10 | 2.1 |  | 2.1 | 0 | 0 | 0 | 0
15.03. | 11 | 2.1 |  | 2.1 | 0 | 0 | 0 | 0
15.03. | 12 | 2.1 |  | 2.1 | 0 | 0 | 0 | 0
15.03. | 13 | 2.1 |  | 2.1 | 0 | 0 | 0 | 0
15.03. | 14 | 2.1 |  | 2.1 | 0 | 0 | 0 | 0
15.03. | 15 | 2.1 |  | 2.1 | 0 | 0 | 0 | 0
15.03. | 16 | 2.1 |  | 2.1 | 0 | 0 | 0 | 0
15.03. | 17 | 2.1 |  | 2.1 | 0 | 0 | 0 | 0
15.03. | 18 | 2.1 |  | 2.1 | 0 | 0 | 0 | 0
15.03. | 19 | 2.1 |  | 2.1 | 0 | 0 | 0 | 0
15.03. | 20 | 2.1 |  | 2.1 | 0 | 0 | 0 | 0
15.03. | 21 | 2.1 |  | 2.1 | 0 | 0 | 0 | 0
15.03. | 22 | 2.1 |  | 2.1 | 0 | 0 | 0 | 0
15.03. | 23 | 2.1 |  | 2.1 | 0 | 0 | 0 | 0
15.03. | 24 | 2.1 |  | 2.1 | 0 | 0 | 0 | 0
16.03. | 1 | 2.1 |  | 2.1 | 0 | 0 | 0 | 0
16.03. | 2 | 2.1 |  | 2.1 | 0 | 0 | 0 | 0
16.03. | 3 | 2.1 |  | 2.1 | 0 | 0 | 0 | 0
16.03. | 4 | 2.1 |  | 2.1 | 0 | 0 | 0 | 0
16.03. | 5 | 2.1 |  | 2.1 | 0 | 0 | 0 | 0
16.03. | 6 | 2.1 |  | 2.1 | 0 | 0 | 0 | 0
16.03. | 7 | 2.1 |  | 2.1 | 0 | 0 | 0 | 0
16.03. | 8 | 2.1 |  | 2.1 | 0 | 0 | 0 | 0
16.03. | 9 | 2.1 |  | 2.1 | 0 | 0 | 0 | 0
16.03. | 10 | 2.1 |  | 2.1 | 0 | 0 | 0 | 0
16.03. | 11 | 2.1 |  | 2.1 | 0 | 0 | 0 | 0
16.03. | 12 | 2.1 |  | 2.1 | 0 | 0 | 0 | 0
16.03. | 13 | 2.1 |  | 2.1 | 0 | 0 | 0 | 0
16.03. | 14 | 2.1 |  | 2.1 | 0 | 0 | 0 | 0
16.03. | 15 | 2.1 |  | 2.1 | 0 | 0 | 0 | 0
16.03. | 16 | 2.1 |  | 2.1 | 0 | 0 | 0 | 0
16.03. | 17 | 2.1 |  | 2.1 | 0 | 0 | 0 | 0
16.03. | 18 | 2.1 |  | 2.1 | 0 | 0 | 0 | 0
16.03. | 19 | 2.1 |  | 2.1 | 0 | 0 | 0 | 0
16.03. | 20 | 2.1 |  | 2.1 | 0 | 0 | 0 | 0
16.03. | 21 | 2.1 |  | 2.1 | 0 | 0 | 0 | 0
16.03. | 22 | 2.1 |  | 2.1 | 0 | 0 | 0 | 0
16.03. | 23 | 2.1 |  | 2.1 | 0 | 0 | 0 | 0
16.03. | 24 | 2.1 |  | 2.1 | 0 | 0 | 0 | 0
17.03. | 1 | 2.1 |  | 2.1 | 0 | 0 | 0 | 0
17.03. | 2 | 2.1 |  | 2.1 | 0 | 0 | 0 | 0
17.03. | 3 | 2.1 |  | 2.1 | 0 | 0 | 0 | 0
17.03. | 4 | 2.1 |  | 2.1 | 0 | 0 | 0 | 0
17.03. | 5 | 2.1 |  | 2.1 | 0 | 0 | 0 | 0
17.03. | 6 | 2.1 |  | 2.1 | 0 | 0 | 0 | 0
17.03. | 7 | 2.1 |  | 2.1 | 0 | 0 | 0 | 0
17.03. | 8 | 2.1 |  | 2.1 | 0 | 0 | 0 | 0
17.03. | 9 | 2.1 |  | 2.1 | 0 | 0 | 0 | 0
17.03. | 10 | 2.1 |  | 2.1 | 0 | 0 | 0 | 0
17.03. | 11 | 2.1 |  | 2.1 | 0 | 0 | 0 | 0
17.03. | 12 | 2.1 |  | 2.1 | 0 | 0 | 0 | 0
17.03. | 13 | 2.1 |  | 2.1 | 0 | 0 | 0 | 0
17.03. | 14 | 2.1 |  | 2.1 | 0 | 0 | 0 | 0
17.03. | 15 | 2.1 |  | 2.1 | 0 | 0 | 0 | 0
17.03. | 16 | 2.1 |  | 2.1 | 0 | 0 | 0 | 0
17.03. | 17 | 2.1 |  | 2.1 | 0 | 0 | 0 | 0
17.03. | 18 | 2.1 |  | 2.1 | 0 | 0 | 0 | 0
17.03. | 19 | 2.1 |  | 2.1 | 0 | 0 | 0 | 0
17.03. | 20 | 2.1 |  | 2.1 | 0 | 0 | 0 | 0
17.03. | 21 | 2.1 |  | 2.1 | 0 | 0 | 0 | 0
17.03. | 22 | 2.1 |  | 2.1 | 0 | 0 | 0 | 0
17.03. | 23 | 2.1 |  | 2.1 | 0 | 0 | 0 | 0
17.03. | 24 | 2.1 |  | 2.1 | 0 | 0 | 0 | 0
18.03. | 1 | 2.1 |  | 2.1 | 0 | 0 | 0 | 0
18.03. | 2 | 2.1 |  | 2.1 | 0 | 0 | 0 | 0
18.03. | 3 | 2.1 |  | 2.1 | 0 | 0 | 0 | 0
18.03. | 4 | 2.1 |  | 2.1 | 0 | 0 | 0 | 0
18.03. | 5 | 2.1 |  | 2.1 | 0 | 0 | 0 | 0
18.03. | 6 | 2.1 |  | 2.1 | 0 | 0 | 0 | 0
18.03. | 7 | 2.1 |  | 2.1 | 0 | 0 | 0 | 0
18.03. | 8 | 2.1 |  | 2.1 | 0 | 0 | 0 | 0
18.03. | 9 | 2.1 |  | 2.1 | 0 | 0 | 0 | 0
18.03. | 10 | 2.1 |  | 2.1 | 0 | 0 | 0 | 0
18.03. | 11 | 2.1 |  | 2.1 | 0 | 0 | 0 | 0
18.03. | 12 | 2.1 |  | 2.1 | 0 | 0 | 0 | 0
18.03. | 13 | 2.1 |  | 2.1 | 0 | 0 | 0 | 0
18.03. | 14 | 2.1 |  | 2.1 | 0 | 0 | 0 | 0
18.03. | 15 | 2.1 |  | 2.1 | 0 | 0 | 0 | 0
18.03. | 16 | 2.1 |  | 2.1 | 0 | 0 | 0 | 0
18.03. | 17 | 2.1 |  | 2.1 | 0 | 0 | 0 | 0
18.03. | 18 | 2.1 |  | 2.1 | 0 | 0 | 0 | 0
18.03. | 19 | 2.1 |  | 2.1 | 0 | 0 | 0 | 0
18.03. | 20 | 2.1 |  | 2.1 | 0 | 0 | 0 | 0
18.03. | 21 | 2.1 |  | 2.1 | 0 | 0 | 0 | 0
18.03. | 22 | 2.1 |  | 2.1 | 0 | 0 | 0 | 0
18.03. | 23 | 2.1 |  | 2.1 | 0 | 0 | 0 | 0
18.03. | 24 | 2.1 |  | 2.1 | 0 | 0 | 0 | 0
19.03. | 1 | 2.1 |  | 2.1 | 0 | 0 | 0 | 0
19.03. | 2 | 2.1 |  | 2.1 | 0 | 0 | 0 | 0
19.03. | 3 | 2.1 |  | 2.1 | 0 | 0 | 0 | 0
19.03. | 4 | 2.1 |  | 2.1 | 0 | 0 | 0 | 0
19.03. | 5 | 2.1 |  | 2.1 | 0 | 0 | 0 | 0
19.03. | 6 | 2.1 |  | 2.1 | 0 | 0 | 0 | 0
19.03. | 7 | 2.1 |  | 2.1 | 0 | 0 | 0 | 0
19.03. | 8 | 2.1 |  | 2.1 | 0 | 0 | 0 | 0
19.03. | 9 | 2.1 |  | 2.1 | 0 | 0 | 0 | 0
19.03. | 10 | 2.1 |  | 2.1 | 0 | 0 | 0 | 0
19.03. | 11 | 2.1 |  | 2.1 | 0 | 0 | 0 | 0
19.03. | 12 | 2.1 |  | 2.1 | 0 | 0 | 0 | 0
19.03. | 13 | 2.1 |  | 2.1 | 0 | 0 | 0 | 0
19.03. | 14 | 2.1 |  | 2.1 | 0 | 0 | 0 | 0
19.03. | 15 | 2.1 |  | 2.1 | 0 | 0 | 0 | 0
19.03. | 16 | 2.1 |  | 2.1 | 0 | 0 | 0 | 0
19.03. | 17 | 2.1 |  | 2.1 | 0 | 0 | 0 | 0
19.03. | 18 | 2.1 |  | 2.1 | 0 | 0 | 0 | 0
19.03. | 19 | 2.1 |  | 2.1 | 0 | 0 | 0 | 0
19.03. | 20 | 2.1 |  | 2.1 | 0 | 0 | 0 | 0
19.03. | 21 | 2.1 |  | 2.1 | 0 | 0 | 0 | 0
19.03. | 22 | 2.1 |  | 2.1 | 0 | 0 | 0 | 0
19.03. | 23 | 2.1 |  | 2.1 | 0 | 0 | 0 | 0
19.03. | 24 | 2.1 |  | 2.1 | 0 | 0 | 0 | 0
20.03. | 1 | 2.1 |  | 2.1 | 0 | 0 | 0 | 0
20.03. | 2 | 2.1 |  | 2.1 | 0 | 0 | 0 | 0
20.03. | 3 | 2.1 |  | 2.1 | 0 | 0 | 0 | 0
20.03. | 4 | 2.1 |  | 2.1 | 0 | 0 | 0 | 0
20.03. | 5 | 2.1 |  | 2.1 | 0 | 0 | 0 | 0
20.03. | 6 | 2.1 |  | 2.1 | 0 | 0 | 0 | 0
20.03. | 7 | 2.1 |  | 2.1 | 0 | 0 | 0 | 0
20.03. | 8 | 2.1 |  | 2.1 | 0 | 0 | 0 | 0
20.03. | 9 | 2.1 |  | 2.1 | 0 | 0 | 0 | 0
20.03. | 10 | 2.1 |  | 2.1 | 0 | 0 | 0 | 0
20.03. | 11 | 2.1 |  | 2.1 | 0 | 0 | 0 | 0
20.03. | 12 | 2.1 |  | 2.1 | 0 | 0 | 0 | 0
20.03. | 13 | 2.1 |  | 2.1 | 0 | 0 | 0 | 0
20.03. | 14 | 2.1 |  | 2.1 | 0 | 0 | 0 | 0
20.03. | 15 | 2.1 |  | 2.1 | 0 | 0 | 0 | 0
20.03. | 16 | 2.1 |  | 2.1 | 0 | 0 | 0 | 0
20.03. | 17 | 2.1 |  | 2.1 | 0 | 0 | 0 | 0
20.03. | 18 | 2.1 |  | 2.1 | 0 | 0 | 0 | 0
20.03. | 19 | 2.1 |  | 2.1 | 0 | 0 | 0 | 0
20.03. | 20 | 2.1 |  | 2.1 | 0 | 0 | 0 | 0
20.03. | 21 | 2.1 |  | 2.1 | 0 | 0 | 0 | 0
20.03. | 22 | 2.1 |  | 2.1 | 0 | 0 | 0 | 0
20.03. | 23 | 2.1 |  | 2.1 | 0 | 0 | 0 | 0
20.03. | 24 | 2.1 |  | 2.1 | 0 | 0 | 0 | 0
21.03. | 1 | 2.1 |  | 2.1 | 0 | 0 | 0 | 0
21.03. | 2 | 2.1 |  | 2.1 | 0 | 0 | 0 | 0
21.03. | 3 | 2.1 |  | 2.1 | 0 | 0 | 0 | 0
21.03. | 4 | 2.1 |  | 2.1 | 0 | 0 | 0 | 0
21.03. | 5 | 2.1 |  | 2.1 | 0 | 0 | 0 | 0
21.03. | 6 | 2.1 |  | 2.1 | 0 | 0 | 0 | 0
21.03. | 7 | 2.1 |  | 2.1 | 0 | 0 | 0 | 0
21.03. | 8 | 2.1 |  | 2.1 | 0 | 0 | 0 | 0
21.03. | 9 | 2.1 |  | 2.1 | 0 | 0 | 0 | 0
21.03. | 10 | 2.1 |  | 2.1 | 0 | 0 | 0 | 0
21.03. | 11 | 2.1 |  | 2.1 | 0 | 0 | 0 | 0
21.03. | 12 | 2.1 |  | 2.1 | 0 | 0 | 0 | 0
21.03. | 13 | 2.1 |  | 2.1 | 0 | 0 | 0 | 0
21.03. | 14 | 2.1 |  | 2.1 | 0 | 0 | 0 | 0
21.03. | 15 | 2.1 |  | 2.1 | 0 | 0 | 0 | 0
21.03. | 16 | 2.1 |  | 2.1 | 0 | 0 | 0 | 0
21.03. | 17 | 2.1 |  | 2.1 | 0 | 0 | 0 | 0
21.03. | 18 | 2.1 |  | 2.1 | 0 | 0 | 0 | 0
21.03. | 19 | 2.1 |  | 2.1 | 0 | 0 | 0 | 0
21.03. | 20 | 2.1 |  | 2.1 | 0 | 0 | 0 | 0
21.03. | 21 | 2.1 |  | 2.1 | 0 | 0 | 0 | 0
21.03. | 22 | 2.1 |  | 2.1 | 0 | 0 | 0 | 0
21.03. | 23 | 2.1 |  | 2.1 | 0 | 0 | 0 | 0
21.03. | 24 | 2.1 |  | 2.1 | 0 | 0 | 0 | 0
22.03. | 1 | 2.1 |  | 2.1 | 0 | 0 | 0 | 0
22.03. | 2 | 2.1 |  | 2.1 | 0 | 0 | 0 | 0
22.03. | 3 | 2.1 |  | 2.1 | 0 | 0 | 0 | 0
22.03. | 4 | 2.1 |  | 2.1 | 0 | 0 | 0 | 0
22.03. | 5 | 2.1 |  | 2.1 | 0 | 0 | 0 | 0
22.03. | 6 | 2.1 |  | 2.1 | 0 | 0 | 0 | 0
22.03. | 7 | 2.1 |  | 2.1 | 0 | 0 | 0 | 0
22.03. | 8 | 2.1 |  | 2.1 | 0 | 0 | 0 | 0
22.03. | 9 | 2.1 |  | 2.1 | 0 | 0 | 0 | 0
22.03. | 10 | 2.1 |  | 2.1 | 0 | 0 | 0 | 0
22.03. | 11 | 2.1 |  | 2.1 | 0 | 0 | 0 | 0
22.03. | 12 | 2.1 |  | 2.1 | 0 | 0 | 0 | 0
22.03. | 13 | 2.1 |  | 2.1 | 0 | 0 | 0 | 0
22.03. | 14 | 2.1 |  | 2.1 | 0 | 0 | 0 | 0
22.03. | 15 | 2.1 |  | 2.1 | 0 | 0 | 0 | 0
22.03. | 16 | 2.1 |  | 2.1 | 0 | 0 | 0 | 0
22.03. | 17 | 2.1 |  | 2.1 | 0 | 0 | 0 | 0
22.03. | 18 | 2.1 |  | 2.1 | 0 | 0 | 0 | 0
22.03. | 19 | 2.1 |  | 2.1 | 0 | 0 | 0 | 0
22.03. | 20 | 2.1 |  | 2.1 | 0 | 0 | 0 | 0
22.03. | 21 | 2.1 |  | 2.1 | 0 | 0 | 0 | 0
22.03. | 22 | 2.1 |  | 2.1 | 0 | 0 | 0 | 0
22.03. | 23 | 2.1 |  | 2.1 | 0 | 0 | 0 | 0
22.03. | 24 | 2.1 |  | 2.1 | 0 | 0 | 0 | 0
23.03. | 1 | 2.1 |  | 2.1 | 0 | 0 | 0 | 0
23.03. | 2 | 2.1 |  | 2.1 | 0 | 0 | 0 | 0
23.03. | 3 | 2.1 |  | 2.1 | 0 | 0 | 0 | 0
23.03. | 4 | 2.1 |  | 2.1 | 0 | 0 | 0 | 0
23.03. | 5 | 2.1 |  | 2.1 | 0 | 0 | 0 | 0
23.03. | 6 | 2.1 |  | 2.1 | 0 | 0 | 0 | 0
23.03. | 7 | 2.1 |  | 2.1 | 0 | 0 | 0 | 0
23.03. | 8 | 2.1 |  | 2.1 | 0 | 0 | 0 | 0
23.03. | 9 | 2.1 |  | 2.1 | 0 | 0 | 0 | 0
23.03. | 10 | 2.1 |  | 2.1 | 0 | 0 | 0 | 0
23.03. | 11 | 2.1 |  | 2.1 | 0 | 0 | 0 | 0
23.03. | 12 | 2.1 |  | 2.1 | 0 | 0 | 0 | 0
23.03. | 13 | 2.1 |  | 2.1 | 0 | 0 | 0 | 0
23.03. | 14 | 2.1 |  | 2.1 | 0 | 0 | 0 | 0
23.03. | 15 | 2.1 |  | 2.1 | 0 | 0 | 0 | 0
23.03. | 16 | 2.1 |  | 2.1 | 0 | 0 | 0 | 0
23.03. | 17 | 2.1 |  | 2.1 | 0 | 0 | 0 | 0
23.03. | 18 | 2.1 |  | 2.1 | 0 | 0 | 0 | 0
23.03. | 19 | 2.1 |  | 2.1 | 0 | 0 | 0 | 0
23.03. | 20 | 2.1 |  | 2.1 | 0 | 0 | 0 | 0
23.03. | 21 | 2.1 |  | 2.1 | 0 | 0 | 0 | 0
23.03. | 22 | 2.1 |  | 2.1 | 0 | 0 | 0 | 0
23.03. | 23 | 2.1 |  | 2.1 | 0 | 0 | 0 | 0
23.03. | 24 | 2.1 |  | 2.1 | 0 | 0 | 0 | 0
24.03. | 1 | 2.1 |  | 2.1 | 0 | 0 | 0 | 0
24.03. | 2 | 2.1 |  | 2.1 | 0 | 0 | 0 | 0
24.03. | 3 | 2.1 |  | 2.1 | 0 | 0 | 0 | 0
24.03. | 4 | 2.1 |  | 2.1 | 0 | 0 | 0 | 0
24.03. | 5 | 2.1 |  | 2.1 | 0 | 0 | 0 | 0
24.03. | 6 | 2.1 |  | 2.1 | 0 | 0 | 0 | 0
24.03. | 7 | 2.1 |  | 2.1 | 0 | 0 | 0 | 0
24.03. | 8 | 2.1 |  | 2.1 | 0 | 0 | 0 | 0
24.03. | 9 | 2.1 |  | 2.1 | 0 | 0 | 0 | 0
24.03. | 10 | 2.1 |  | 2.1 | 0 | 0 | 0 | 0
24.03. | 11 | 2.1 |  | 2.1 | 0 | 0 | 0 | 0
24.03. | 12 | 2.1 |  | 2.1 | 0 | 0 | 0 | 0
24.03. | 13 | 2.1 |  | 2.1 | 0 | 0 | 0 | 0
24.03. | 14 | 2.1 |  | 2.1 | 0 | 0 | 0 | 0
24.03. | 15 | 2.1 |  | 2.1 | 0 | 0 | 0 | 0
24.03. | 16 | 2.1 |  | 2.1 | 0 | 0 | 0 | 0
24.03. | 17 | 2.1 |  | 2.1 | 0 | 0 | 0 | 0
24.03. | 18 | 2.1 |  | 2.1 | 0 | 0 | 0 | 0
24.03. | 19 | 2.1 |  | 2.1 | 0 | 0 | 0 | 0
24.03. | 20 | 2.1 |  | 2.1 | 0 | 0 | 0 | 0
24.03. | 21 | 2.1 |  | 2.1 | 0 | 0 | 0 | 0
24.03. | 22 | 2.1 |  | 2.1 | 0 | 0 | 0 | 0
24.03. | 23 | 2.1 |  | 2.1 | 0 | 0 | 0 | 0
24.03. | 24 | 2.1 |  | 2.1 | 0 | 0 | 0 | 0
25.03. | 1 | 2.1 |  | 2.1 | 0 | 0 | 0 | 0
25.03. | 2 | 2.1 |  | 2.1 | 0 | 0 | 0 | 0
25.03. | 3 | 2.1 |  | 2.1 | 0 | 0 | 0 | 0
25.03. | 4 | 2.1 |  | 2.1 | 0 | 0 | 0 | 0
25.03. | 5 | 2.1 |  | 2.1 | 0 | 0 | 0 | 0
25.03. | 6 | 2.1 |  | 2.1 | 0 | 0 | 0 | 0
25.03. | 7 | 2.1 |  | 2.1 | 0 | 0 | 0 | 0
25.03. | 8 | 2.1 |  | 2.1 | 0 | 0 | 0 | 0
25.03. | 9 | 2.1 |  | 2.1 | 0 | 0 | 0 | 0
25.03. | 10 | 2.1 |  | 2.1 | 0 | 0 | 0 | 0
25.03. | 11 | 2.1 |  | 2.1 | 0 | 0 | 0 | 0
25.03. | 12 | 2.1 |  | 2.1 | 0 | 0 | 0 | 0
25.03. | 13 | 2.1 |  | 2.1 | 0 | 0 | 0 | 0
25.03. | 14 | 2.1 |  | 2.1 | 0 | 0 | 0 | 0
25.03. | 15 | 2.1 |  | 2.1 | 0 | 0 | 0 | 0
25.03. | 16 | 2.1 |  | 2.1 | 0 | 0 | 0 | 0
25.03. | 17 | 2.1 |  | 2.1 | 0 | 0 | 0 | 0
25.03. | 18 | 2.1 |  | 2.1 | 0 | 0 | 0 | 0
25.03. | 19 | 2.1 |  | 2.1 | 0 | 0 | 0 | 0
25.03. | 20 | 2.1 |  | 2.1 | 0 | 0 | 0 | 0
25.03. | 21 | 2.1 |  | 2.1 | 0 | 0 | 0 | 0
25.03. | 22 | 2.1 |  | 2.1 | 0 | 0 | 0 | 0
25.03. | 23 | 2.1 |  | 2.1 | 0 | 0 | 0 | 0
25.03. | 24 | 2.1 |  | 2.1 | 0 | 0 | 0 | 0
26.03. | 1 | 2.1 |  | 2.1 | 0 | 0 | 0 | 0
26.03. | 2 | 2.1 |  | 2.1 | 0 | 0 | 0 | 0
26.03. | 3 | 2.1 |  | 2.1 | 0 | 0 | 0 | 0
26.03. | 4 | 2.1 |  | 2.1 | 0 | 0 | 0 | 0
26.03. | 5 | 2.1 |  | 2.1 | 0 | 0 | 0 | 0
26.03. | 6 | 2.1 |  | 2.1 | 0 | 0 | 0 | 0
26.03. | 7 | 2.1 |  | 2.1 | 0 | 0 | 0 | 0
26.03. | 8 | 2.1 |  | 2.1 | 0 | 0 | 0 | 0
26.03. | 9 | 2.1 |  | 2.1 | 0 | 0 | 0 | 0
26.03. | 10 | 2.1 |  | 2.1 | 0 | 0 | 0 | 0
26.03. | 11 | 2.1 |  | 2.1 | 0 | 0 | 0 | 0
26.03. | 12 | 2.1 |  | 2.1 | 0 | 0 | 0 | 0
26.03. | 13 | 2.1 |  | 2.1 | 0 | 0 | 0 | 0
26.03. | 14 | 2.1 |  | 2.1 | 0 | 0 | 0 | 0
26.03. | 15 | 2.1 |  | 2.1 | 0 | 0 | 0 | 0
26.03. | 16 | 2.1 |  | 2.1 | 0 | 0 | 0 | 0
26.03. | 17 | 2.1 |  | 2.1 | 0 | 0 | 0 | 0
26.03. | 18 | 2.1 |  | 2.1 | 0 | 0 | 0 | 0
26.03. | 19 | 2.1 |  | 2.1 | 0 | 0 | 0 | 0
26.03. | 20 | 2.1 |  | 2.1 | 0 | 0 | 0 | 0
26.03. | 21 | 2.1 |  | 2.1 | 0 | 0 | 0 | 0
26.03. | 22 | 2.1 |  | 2.1 | 0 | 0 | 0 | 0
26.03. | 23 | 2.1 |  | 2.1 | 0 | 0 | 0 | 0
26.03. | 24 | 2.1 |  | 2.1 | 0 | 0 | 0 | 0
27.03. | 1 | 2.1 |  | 2.1 | 0 | 0 | 0 | 0
27.03. | 2 | 2.1 |  | 2.1 | 0 | 0 | 0 | 0
27.03. | 3 | 2.1 |  | 2.1 | 0 | 0 | 0 | 0
27.03. | 4 | 2.1 |  | 2.1 | 0 | 0 | 0 | 0
27.03. | 5 | 2.1 |  | 2.1 | 0 | 0 | 0 | 0
27.03. | 6 | 2.1 |  | 2.1 | 0 | 0 | 0 | 0
27.03. | 7 | 2.1 |  | 2.1 | 0 | 0 | 0 | 0
27.03. | 8 | 2.1 |  | 2.1 | 0 | 0 | 0 | 0
27.03. | 9 | 2.1 |  | 2.1 | 0 | 0 | 0 | 0
27.03. | 10 | 2.1 |  | 2.1 | 0 | 0 | 0 | 0
27.03. | 11 | 2.1 |  | 2.1 | 0 | 0 | 0 | 0
27.03. | 12 | 2.1 |  | 2.1 | 0 | 0 | 0 | 0
27.03. | 13 | 2.1 |  | 2.1 | 0 | 0 | 0 | 0
27.03. | 14 | 2.1 |  | 2.1 | 0 | 0 | 0 | 0
27.03. | 15 | 2.1 |  | 2.1 | 0 | 0 | 0 | 0
27.03. | 16 | 2.1 |  | 2.1 | 0 | 0 | 0 | 0
27.03. | 17 | 2.1 |  | 2.1 | 0 | 0 | 0 | 0
27.03. | 18 | 2.1 |  | 2.1 | 0 | 0 | 0 | 0
27.03. | 19 | 2.1 |  | 2.1 | 0 | 0 | 0 | 0
27.03. | 20 | 2.1 |  | 2.1 | 0 | 0 | 0 | 0
27.03. | 21 | 2.1 |  | 2.1 | 0 | 0 | 0 | 0
27.03. | 22 | 2.1 |  | 2.1 | 0 | 0 | 0 | 0
27.03. | 23 | 2.1 |  | 2.1 | 0 | 0 | 0 | 0
27.03. | 24 | 2.1 |  | 2.1 | 0 | 0 | 0 | 0
28.03. | 1 | 2.1 |  | 2.1 | 0 | 0 | 0 | 0
28.03. | 2 | 2.1 |  | 2.1 | 0 | 0 | 0 | 0
28.03. | 3 | 2.1 |  | 2.1 | 0 | 0 | 0 | 0
28.03. | 4 | 2.1 |  | 2.1 | 0 | 0 | 0 | 0
28.03. | 5 | 2.1 |  | 2.1 | 0 | 0 | 0 | 0
28.03. | 6 | 2.1 |  | 2.1 | 0 | 0 | 0 | 0
28.03. | 7 | 2.1 |  | 2.1 | 0 | 0 | 0 | 0
28.03. | 8 | 2.1 |  | 2.1 | 0 | 0 | 0 | 0
28.03. | 9 | 2.1 |  | 2.1 | 0 | 0 | 0 | 0
28.03. | 10 | 2.1 |  | 2.1 | 0 | 0 | 0 | 0
28.03. | 11 | 2.1 |  | 2.1 | 0 | 0 | 0 | 0
28.03. | 12 | 2.1 |  | 2.1 | 0 | 0 | 0 | 0
28.03. | 13 | 2.1 |  | 2.1 | 0 | 0 | 0 | 0
28.03. | 14 | 2.1 |  | 2.1 | 0 | 0 | 0 | 0
28.03. | 15 | 2.1 |  | 2.1 | 0 | 0 | 0 | 0
28.03. | 16 | 2.1 |  | 2.1 | 0 | 0 | 0 | 0
28.03. | 17 | 2.1 |  | 2.1 | 0 | 0 | 0 | 0
28.03. | 18 | 2.1 |  | 2.1 | 0 | 0 | 0 | 0
28.03. | 19 | 2.1 |  | 2.1 | 0 | 0 | 0 | 0
28.03. | 20 | 2.1 |  | 2.1 | 0 | 0 | 0 | 0
28.03. | 21 | 2.1 |  | 2.1 | 0 | 0 | 0 | 0
28.03. | 22 | 2.1 |  | 2.1 | 0 | 0 | 0 | 0
28.03. | 23 | 2.1 |  | 2.1 | 0 | 0 | 0 | 0
28.03. | 24 | 2.1 |  | 2.1 | 0 | 0 | 0 | 0
29.03. | 1 | 2.1 |  | 2.1 | 0 | 0 | 0 | 0
29.03. | 2 | 2.1 |  | 2.1 | 0 | 0 | 0 | 0
29.03. | 3 | 2.1 |  | 2.1 | 0 | 0 | 0 | 0
29.03. | 4 | 2.1 |  | 2.1 | 0 | 0 | 0 | 0
29.03. | 5 | 2.1 |  | 2.1 | 0 | 0 | 0 | 0
29.03. | 6 | 2.1 |  | 2.1 | 0 | 0 | 0 | 0
29.03. | 7 | 2.1 |  | 2.1 | 0 | 0 | 0 | 0
29.03. | 8 | 2.1 |  | 2.1 | 0 | 0 | 0 | 0
29.03. | 9 | 2.1 |  | 2.1 | 0 | 0 | 0 | 0
29.03. | 10 | 2.1 |  | 2.1 | 0 | 0 | 0 | 0
29.03. | 11 | 2.1 |  | 2.1 | 0 | 0 | 0 | 0
29.03. | 12 | 2.1 |  | 2.1 | 0 | 0 | 0 | 0
29.03. | 13 | 2.1 |  | 2.1 | 0 | 0 | 0 | 0
29.03. | 14 | 2.1 |  | 2.1 | 0 | 0 | 0 | 0
29.03. | 15 | 2.1 |  | 2.1 | 0 | 0 | 0 | 0
29.03. | 16 | 2.1 |  | 2.1 | 0 | 0 | 0 | 0
29.03. | 17 | 2.1 |  | 2.1 | 0 | 0 | 0 | 0
29.03. | 18 | 2.1 |  | 2.1 | 0 | 0 | 0 | 0
29.03. | 19 | 2.1 |  | 2.1 | 0 | 0 | 0 | 0
29.03. | 20 | 2.1 |  | 2.1 | 0 | 0 | 0 | 0
29.03. | 21 | 2.1 |  | 2.1 | 0 | 0 | 0 | 0
29.03. | 22 | 2.1 |  | 2.1 | 0 | 0 | 0 | 0
29.03. | 23 | 2.1 |  | 2.1 | 0 | 0 | 0 | 0
29.03. | 24 | 2.1 |  | 2.1 | 0 | 0 | 0 | 0
30.03. | 1 | 2.1 |  | 2.1 | 0 | 0 | 0 | 0
30.03. | 2 | 2.1 |  | 2.1 | 0 | 0 | 0 | 0
30.03. | 3 | 2.1 |  | 2.1 | 0 | 0 | 0 | 0
30.03. | 4 | 2.1 |  | 2.1 | 0 | 0 | 0 | 0
30.03. | 5 | 2.1 |  | 2.1 | 0 | 0 | 0 | 0
30.03. | 6 | 2.1 |  | 2.1 | 0 | 0 | 0 | 0
30.03. | 7 | 2.1 |  | 2.1 | 0 | 0 | 0 | 0
30.03. | 8 | 2.1 |  | 2.1 | 0 | 0 | 0 | 0
30.03. | 9 | 2.1 |  | 2.1 | 0 | 0 | 0 | 0
30.03. | 10 | 2.1 |  | 2.1 | 0 | 0 | 0 | 0
30.03. | 11 | 2.1 |  | 2.1 | 0 | 0 | 0 | 0
30.03. | 12 | 2.1 |  | 2.1 | 0 | 0 | 0 | 0
30.03. | 13 | 2.1 |  | 2.1 | 0 | 0 | 0 | 0
30.03. | 14 | 2.1 |  | 2.1 | 0 | 0 | 0 | 0
30.03. | 15 | 2.1 |  | 2.1 | 0 | 0 | 0 | 0
30.03. | 16 | 2.1 |  | 2.1 | 0 | 0 | 0 | 0
30.03. | 17 | 2.1 |  | 2.1 | 0 | 0 | 0 | 0
30.03. | 18 | 2.1 |  | 2.1 | 0 | 0 | 0 | 0
30.03. | 19 | 2.1 |  | 2.1 | 0 | 0 | 0 | 0
30.03. | 20 | 2.1 |  | 2.1 | 0 | 0 | 0 | 0
30.03. | 21 | 2.1 |  | 2.1 | 0 | 0 | 0 | 0
30.03. | 22 | 2.1 |  | 2.1 | 0 | 0 | 0 | 0
30.03. | 23 | 2.1 |  | 2.1 | 0 | 0 | 0 | 0
30.03. | 24 | 2.1 |  | 2.1 | 0 | 0 | 0 | 0
31.03. | 1 | 2.1 |  | 2.1 | 0 | 0 | 0 | 0
31.03. | 2 | 2.1 |  | 2.1 | 0 | 0 | 0 | 0
31.03. | 3 | 2.1 |  | 2.1 | 0 | 0 | 0 | 0
31.03. | 4 | 2.1 |  | 2.1 | 0 | 0 | 0 | 0
31.03. | 5 | 2.1 |  | 2.1 | 0 | 0 | 0 | 0
31.03. | 6 | 2.1 |  | 2.1 | 0 | 0 | 0 | 0
31.03. | 7 | 2.1 |  | 2.1 | 0 | 0 | 0 | 0
31.03. | 8 | 2.1 |  | 2.1 | 0 | 0 | 0 | 0
31.03. | 9 | 2.1 |  | 2.1 | 0 | 0 | 0 | 0
31.03. | 10 | 2.1 |  | 2.1 | 0 | 0 | 0 | 0
31.03. | 11 | 2.1 |  | 2.1 | 0 | 0 | 0 | 0
31.03. | 12 | 2.1 |  | 2.1 | 0 | 0 | 0 | 0
31.03. | 13 | 2.1 |  | 2.1 | 0 | 0 | 0 | 0
31.03. | 14 | 2.1 |  | 2.1 | 0 | 0 | 0 | 0
31.03. | 15 | 2.1 |  | 2.1 | 0 | 0 | 0 | 0
31.03. | 16 | 2.1 |  | 2.1 | 0 | 0 | 0 | 0
31.03. | 17 | 2.1 |  | 2.1 | 0 | 0 | 0 | 0
31.03. | 18 | 2.1 |  | 2.1 | 0 | 0 | 0 | 0
31.03. | 19 | 2.1 |  | 2.1 | 0 | 0 | 0 | 0
31.03. | 20 | 2.1 |  | 2.1 | 0 | 0 | 0 | 0
31.03. | 21 | 2.1 |  | 2.1 | 0 | 0 | 0 | 0
31.03. | 22 | 2.1 |  | 2.1 | 0 | 0 | 0 | 0
31.03. | 23 | 2.1 |  | 2.1 | 0 | 0 | 0 | 0
31.03. | 24 | 2.1 |  | 2.1 | 0 | 0 | 0 | 0
01.04. | 1 | 2.1 |  | 2.1 | 0 | 0 | 0 | 0
01.04. | 2 | 2.1 |  | 2.1 | 0 | 0 | 0 | 0
01.04. | 3 | 2.1 |  | 2.1 | 0 | 0 | 0 | 0
01.04. | 4 | 2.1 |  | 2.1 | 0 | 0 | 0 | 0
01.04. | 5 | 2.1 |  | 2.1 | 0 | 0 | 0 | 0
01.04. | 6 | 2.1 |  | 2.1 | 0 | 0 | 0 | 0
01.04. | 7 | 2.1 |  | 2.1 | 0 | 0 | 0 | 0
01.04. | 8 | 2.1 |  | 2.1 | 0 | 0 | 0 | 0
01.04. | 9 | 2.1 |  | 2.1 | 0 | 0 | 0 | 0
01.04. | 10 | 2.1 |  | 2.1 | 0 | 0 | 0 | 0
01.04. | 11 | 2.1 |  | 2.1 | 0 | 0 | 0 | 0
01.04. | 12 | 2.1 |  | 2.1 | 0 | 0 | 0 | 0
01.04. | 13 | 2.1 |  | 2.1 | 0 | 0 | 0 | 0
01.04. | 14 | 2.1 |  | 2.1 | 0 | 0 | 0 | 0
01.04. | 15 | 2.1 |  | 2.1 | 0 | 0 | 0 | 0
01.04. | 16 | 2.1 |  | 2.1 | 0 | 0 | 0 | 0
01.04. | 17 | 2.1 |  | 2.1 | 0 | 0 | 0 | 0
01.04. | 18 | 2.1 |  | 2.1 | 0 | 0 | 0 | 0
01.04. | 19 | 2.1 |  | 2.1 | 0 | 0 | 0 | 0
01.04. | 20 | 2.1 |  | 2.1 | 0 | 0 | 0 | 0
01.04. | 21 | 2.1 |  | 2.1 | 0 | 0 | 0 | 0
01.04. | 22 | 2.1 |  | 2.1 | 0 | 0 | 0 | 0
01.04. | 23 | 2.1 |  | 2.1 | 0 | 0 | 0 | 0
01.04. | 24 | 2.1 |  | 2.1 | 0 | 0 | 0 | 0
02.04. | 1 | 2.1 |  | 2.1 | 0 | 0 | 0 | 0
02.04. | 2 | 2.1 |  | 2.1 | 0 | 0 | 0 | 0
02.04. | 3 | 2.1 |  | 2.1 | 0 | 0 | 0 | 0
02.04. | 4 | 2.1 |  | 2.1 | 0 | 0 | 0 | 0
02.04. | 5 | 2.1 |  | 2.1 | 0 | 0 | 0 | 0
02.04. | 6 | 2.1 |  | 2.1 | 0 | 0 | 0 | 0
02.04. | 7 | 2.1 |  | 2.1 | 0 | 0 | 0 | 0
02.04. | 8 | 2.1 |  | 2.1 | 0 | 0 | 0 | 0
02.04. | 9 | 2.1 |  | 2.1 | 0 | 0 | 0 | 0
02.04. | 10 | 2.1 |  | 2.1 | 0 | 0 | 0 | 0
02.04. | 11 | 2.1 |  | 2.1 | 0 | 0 | 0 | 0
02.04. | 12 | 2.1 |  | 2.1 | 0 | 0 | 0 | 0
02.04. | 13 | 2.1 |  | 2.1 | 0 | 0 | 0 | 0
02.04. | 14 | 2.1 |  | 2.1 | 0 | 0 | 0 | 0
02.04. | 15 | 2.1 |  | 2.1 | 0 | 0 | 0 | 0
02.04. | 16 | 2.1 |  | 2.1 | 0 | 0 | 0 | 0
02.04. | 17 | 2.1 |  | 2.1 | 0 | 0 | 0 | 0
02.04. | 18 | 2.1 |  | 2.1 | 0 | 0 | 0 | 0
02.04. | 19 | 2.1 |  | 2.1 | 0 | 0 | 0 | 0
02.04. | 20 | 2.1 |  | 2.1 | 0 | 0 | 0 | 0
02.04. | 21 | 2.1 |  | 2.1 | 0 | 0 | 0 | 0
02.04. | 22 | 2.1 |  | 2.1 | 0 | 0 | 0 | 0
02.04. | 23 | 2.1 |  | 2.1 | 0 | 0 | 0 | 0
02.04. | 24 | 2.1 |  | 2.1 | 0 | 0 | 0 | 0
03.04. | 1 | 2.1 |  | 2.1 | 0 | 0 | 0 | 0
03.04. | 2 | 2.1 |  | 2.1 | 0 | 0 | 0 | 0
03.04. | 3 | 2.1 |  | 2.1 | 0 | 0 | 0 | 0
03.04. | 4 | 2.1 |  | 2.1 | 0 | 0 | 0 | 0
03.04. | 5 | 2.1 |  | 2.1 | 0 | 0 | 0 | 0
03.04. | 6 | 2.1 |  | 2.1 | 0 | 0 | 0 | 0
03.04. | 7 | 2.1 |  | 2.1 | 0 | 0 | 0 | 0
03.04. | 8 | 2.1 |  | 2.1 | 0 | 0 | 0 | 0
03.04. | 9 | 2.1 |  | 2.1 | 0 | 0 | 0 | 0
03.04. | 10 | 2.1 |  | 2.1 | 0 | 0 | 0 | 0
03.04. | 11 | 2.1 |  | 2.1 | 0 | 0 | 0 | 0
03.04. | 12 | 2.1 |  | 2.1 | 0 | 0 | 0 | 0
03.04. | 13 | 2.1 |  | 2.1 | 0 | 0 | 0 | 0
03.04. | 14 | 2.1 |  | 2.1 | 0 | 0 | 0 | 0
03.04. | 15 | 2.1 |  | 2.1 | 0 | 0 | 0 | 0
03.04. | 16 | 2.1 |  | 2.1 | 0 | 0 | 0 | 0
03.04. | 17 | 2.1 |  | 2.1 | 0 | 0 | 0 | 0
03.04. | 18 | 2.1 |  | 2.1 | 0 | 0 | 0 | 0
03.04. | 19 | 2.1 |  | 2.1 | 0 | 0 | 0 | 0
03.04. | 20 | 2.1 |  | 2.1 | 0 | 0 | 0 | 0
03.04. | 21 | 2.1 |  | 2.1 | 0 | 0 | 0 | 0
03.04. | 22 | 2.1 |  | 2.1 | 0 | 0 | 0 | 0
03.04. | 23 | 2.1 |  | 2.1 | 0 | 0 | 0 | 0
03.04. | 24 | 2.1 |  | 2.1 | 0 | 0 | 0 | 0
04.04. | 1 | 2.1 |  | 2.1 | 0 | 0 | 0 | 0
04.04. | 2 | 2.1 |  | 2.1 | 0 | 0 | 0 | 0
04.04. | 3 | 2.1 |  | 2.1 | 0 | 0 | 0 | 0
04.04. | 4 | 2.1 |  | 2.1 | 0 | 0 | 0 | 0
04.04. | 5 | 2.1 |  | 2.1 | 0 | 0 | 0 | 0
04.04. | 6 | 2.1 |  | 2.1 | 0 | 0 | 0 | 0
04.04. | 7 | 2.1 |  | 2.1 | 0 | 0 | 0 | 0
04.04. | 8 | 2.1 |  | 2.1 | 0 | 0 | 0 | 0
04.04. | 9 | 2.1 |  | 2.1 | 0 | 0 | 0 | 0
04.04. | 10 | 2.1 |  | 2.1 | 0 | 0 | 0 | 0
04.04. | 11 | 2.1 |  | 2.1 | 0 | 0 | 0 | 0
04.04. | 12 | 2.1 |  | 2.1 | 0 | 0 | 0 | 0
04.04. | 13 | 2.1 |  | 2.1 | 0 | 0 | 0 | 0
04.04. | 14 | 2.1 |  | 2.1 | 0 | 0 | 0 | 0
04.04. | 15 | 2.1 |  | 2.1 | 0 | 0 | 0 | 0
04.04. | 16 | 2.1 |  | 2.1 | 0 | 0 | 0 | 0
04.04. | 17 | 2.1 |  | 2.1 | 0 | 0 | 0 | 0
04.04. | 18 | 2.1 |  | 2.1 | 0 | 0 | 0 | 0
04.04. | 19 | 2.1 |  | 2.1 | 0 | 0 | 0 | 0
04.04. | 20 | 2.1 |  | 2.1 | 0 | 0 | 0 | 0
04.04. | 21 | 2.1 |  | 2.1 | 0 | 0 | 0 | 0
04.04. | 22 | 2.1 |  | 2.1 | 0 | 0 | 0 | 0
04.04. | 23 | 2.1 |  | 2.1 | 0 | 0 | 0 | 0
04.04. | 24 | 2.1 |  | 2.1 | 0 | 0 | 0 | 0
05.04. | 1 | 2.1 |  | 2.1 | 0 | 0 | 0 | 0
05.04. | 2 | 2.1 |  | 2.1 | 0 | 0 | 0 | 0
05.04. | 3 | 2.1 |  | 2.1 | 0 | 0 | 0 | 0
05.04. | 4 | 2.1 |  | 2.1 | 0 | 0 | 0 | 0
05.04. | 5 | 2.1 |  | 2.1 | 0 | 0 | 0 | 0
05.04. | 6 | 2.1 |  | 2.1 | 0 | 0 | 0 | 0
05.04. | 7 | 2.1 |  | 2.1 | 0 | 0 | 0 | 0
05.04. | 8 | 2.1 |  | 2.1 | 0 | 0 | 0 | 0
05.04. | 9 | 2.1 |  | 2.1 | 0 | 0 | 0 | 0
05.04. | 10 | 2.1 |  | 2.1 | 0 | 0 | 0 | 0
05.04. | 11 | 2.1 |  | 2.1 | 0 | 0 | 0 | 0
05.04. | 12 | 2.1 |  | 2.1 | 0 | 0 | 0 | 0
05.04. | 13 | 2.1 |  | 2.1 | 0 | 0 | 0 | 0
05.04. | 14 | 2.1 |  | 2.1 | 0 | 0 | 0 | 0
05.04. | 15 | 2.1 |  | 2.1 | 0 | 0 | 0 | 0
05.04. | 16 | 2.1 |  | 2.1 | 0 | 0 | 0 | 0
05.04. | 17 | 2.1 |  | 2.1 | 0 | 0 | 0 | 0
05.04. | 18 | 2.1 |  | 2.1 | 0 | 0 | 0 | 0
05.04. | 19 | 2.1 |  | 2.1 | 0 | 0 | 0 | 0
05.04. | 20 | 2.1 |  | 2.1 | 0 | 0 | 0 | 0
05.04. | 21 | 2.1 |  | 2.1 | 0 | 0 | 0 | 0
05.04. | 22 | 2.1 |  | 2.1 | 0 | 0 | 0 | 0
05.04. | 23 | 2.1 |  | 2.1 | 0 | 0 | 0 | 0
05.04. | 24 | 2.1 |  | 2.1 | 0 | 0 | 0 | 0
06.04. | 1 | 2.1 |  | 2.1 | 0 | 0 | 0 | 0
06.04. | 2 | 2.1 |  | 2.1 | 0 | 0 | 0 | 0
06.04. | 3 | 2.1 |  | 2.1 | 0 | 0 | 0 | 0
06.04. | 4 | 2.1 |  | 2.1 | 0 | 0 | 0 | 0
06.04. | 5 | 2.1 |  | 2.1 | 0 | 0 | 0 | 0
06.04. | 6 | 2.1 |  | 2.1 | 0 | 0 | 0 | 0
06.04. | 7 | 2.1 |  | 2.1 | 0 | 0 | 0 | 0
06.04. | 8 | 2.1 |  | 2.1 | 0 | 0 | 0 | 0
06.04. | 9 | 2.1 |  | 2.1 | 0 | 0 | 0 | 0
06.04. | 10 | 2.1 |  | 2.1 | 0 | 0 | 0 | 0
06.04. | 11 | 2.1 |  | 2.1 | 0 | 0 | 0 | 0
06.04. | 12 | 2.1 |  | 2.1 | 0 | 0 | 0 | 0
06.04. | 13 | 2.1 |  | 2.1 | 0 | 0 | 0 | 0
06.04. | 14 | 2.1 |  | 2.1 | 0 | 0 | 0 | 0
06.04. | 15 | 2.1 |  | 2.1 | 0 | 0 | 0 | 0
06.04. | 16 | 2.1 |  | 2.1 | 0 | 0 | 0 | 0
06.04. | 17 | 2.1 |  | 2.1 | 0 | 0 | 0 | 0
06.04. | 18 | 2.1 |  | 2.1 | 0 | 0 | 0 | 0
06.04. | 19 | 2.1 |  | 2.1 | 0 | 0 | 0 | 0
06.04. | 20 | 2.1 |  | 2.1 | 0 | 0 | 0 | 0
06.04. | 21 | 2.1 |  | 2.1 | 0 | 0 | 0 | 0
06.04. | 22 | 2.1 |  | 2.1 | 0 | 0 | 0 | 0
06.04. | 23 | 2.1 |  | 2.1 | 0 | 0 | 0 | 0
06.04. | 24 | 2.1 |  | 2.1 | 0 | 0 | 0 | 0
07.04. | 1 | 2.1 |  | 2.1 | 0 | 0 | 0 | 0
07.04. | 2 | 2.1 |  | 2.1 | 0 | 0 | 0 | 0
07.04. | 3 | 2.1 |  | 2.1 | 0 | 0 | 0 | 0
07.04. | 4 | 2.1 |  | 2.1 | 0 | 0 | 0 | 0
07.04. | 5 | 2.1 |  | 2.1 | 0 | 0 | 0 | 0
07.04. | 6 | 2.1 |  | 2.1 | 0 | 0 | 0 | 0
07.04. | 7 | 2.1 |  | 2.1 | 0 | 0 | 0 | 0
07.04. | 8 | 2.1 |  | 2.1 | 0 | 0 | 0 | 0
07.04. | 9 | 2.1 |  | 2.1 | 0 | 0 | 0 | 0
07.04. | 10 | 2.1 |  | 2.1 | 0 | 0 | 0 | 0
07.04. | 11 | 2.1 |  | 2.1 | 0 | 0 | 0 | 0
07.04. | 12 | 2.1 |  | 2.1 | 0 | 0 | 0 | 0
07.04. | 13 | 2.1 |  | 2.1 | 0 | 0 | 0 | 0
07.04. | 14 | 2.1 |  | 2.1 | 0 | 0 | 0 | 0
07.04. | 15 | 2.1 |  | 2.1 | 0 | 0 | 0 | 0
07.04. | 16 | 2.1 |  | 2.1 | 0 | 0 | 0 | 0
07.04. | 17 | 2.1 |  | 2.1 | 0 | 0 | 0 | 0
07.04. | 18 | 2.1 |  | 2.1 | 0 | 0 | 0 | 0
07.04. | 19 | 2.1 |  | 2.1 | 0 | 0 | 0 | 0
07.04. | 20 | 2.1 |  | 2.1 | 0 | 0 | 0 | 0
07.04. | 21 | 2.1 |  | 2.1 | 0 | 0 | 0 | 0
07.04. | 22 | 2.1 |  | 2.1 | 0 | 0 | 0 | 0
07.04. | 23 | 2.1 |  | 2.1 | 0 | 0 | 0 | 0
07.04. | 24 | 2.1 |  | 2.1 | 0 | 0 | 0 | 0
08.04. | 1 | 2.1 |  | 2.1 | 0 | 0 | 0 | 0
08.04. | 2 | 2.1 |  | 2.1 | 0 | 0 | 0 | 0
08.04. | 3 | 2.1 |  | 2.1 | 0 | 0 | 0 | 0
08.04. | 4 | 2.1 |  | 2.1 | 0 | 0 | 0 | 0
08.04. | 5 | 2.1 |  | 2.1 | 0 | 0 | 0 | 0
08.04. | 6 | 2.1 |  | 2.1 | 0 | 0 | 0 | 0
08.04. | 7 | 2.1 |  | 2.1 | 0 | 0 | 0 | 0
08.04. | 8 | 2.1 |  | 2.1 | 0 | 0 | 0 | 0
08.04. | 9 | 2.1 |  | 2.1 | 0 | 0 | 0 | 0
08.04. | 10 | 2.1 |  | 2.1 | 0 | 0 | 0 | 0
08.04. | 11 | 2.1 |  | 2.1 | 0 | 0 | 0 | 0
08.04. | 12 | 2.1 |  | 2.1 | 0 | 0 | 0 | 0
08.04. | 13 | 2.1 |  | 2.1 | 0 | 0 | 0 | 0
08.04. | 14 | 2.1 |  | 2.1 | 0 | 0 | 0 | 0
08.04. | 15 | 2.1 |  | 2.1 | 0 | 0 | 0 | 0
08.04. | 16 | 2.1 |  | 2.1 | 0 | 0 | 0 | 0
08.04. | 17 | 2.1 |  | 2.1 | 0 | 0 | 0 | 0
08.04. | 18 | 2.1 |  | 2.1 | 0 | 0 | 0 | 0
08.04. | 19 | 2.1 |  | 2.1 | 0 | 0 | 0 | 0
08.04. | 20 | 2.1 |  | 2.1 | 0 | 0 | 0 | 0
08.04. | 21 | 2.1 |  | 2.1 | 0 | 0 | 0 | 0
08.04. | 22 | 2.1 |  | 2.1 | 0 | 0 | 0 | 0
08.04. | 23 | 2.1 |  | 2.1 | 0 | 0 | 0 | 0
08.04. | 24 | 2.1 |  | 2.1 | 0 | 0 | 0 | 0
09.04. | 1 | 2.1 |  | 2.1 | 0 | 0 | 0 | 0
09.04. | 2 | 2.1 |  | 2.1 | 0 | 0 | 0 | 0
09.04. | 3 | 2.1 |  | 2.1 | 0 | 0 | 0 | 0
09.04. | 4 | 2.1 |  | 2.1 | 0 | 0 | 0 | 0
09.04. | 5 | 2.1 |  | 2.1 | 0 | 0 | 0 | 0
09.04. | 6 | 2.1 |  | 2.1 | 0 | 0 | 0 | 0
09.04. | 7 | 2.1 |  | 2.1 | 0 | 0 | 0 | 0
09.04. | 8 | 2.1 |  | 2.1 | 0 | 0 | 0 | 0
09.04. | 9 | 2.1 |  | 2.1 | 0 | 0 | 0 | 0
09.04. | 10 | 2.1 |  | 2.1 | 0 | 0 | 0 | 0
09.04. | 11 | 2.1 |  | 2.1 | 0 | 0 | 0 | 0
09.04. | 12 | 2.1 |  | 2.1 | 0 | 0 | 0 | 0
09.04. | 13 | 2.1 |  | 2.1 | 0 | 0 | 0 | 0
09.04. | 14 | 2.1 |  | 2.1 | 0 | 0 | 0 | 0
09.04. | 15 | 2.1 |  | 2.1 | 0 | 0 | 0 | 0
09.04. | 16 | 2.1 |  | 2.1 | 0 | 0 | 0 | 0
09.04. | 17 | 2.1 |  | 2.1 | 0 | 0 | 0 | 0
09.04. | 18 | 2.1 |  | 2.1 | 0 | 0 | 0 | 0
09.04. | 19 | 2.1 |  | 2.1 | 0 | 0 | 0 | 0
09.04. | 20 | 2.1 |  | 2.1 | 0 | 0 | 0 | 0
09.04. | 21 | 2.1 |  | 2.1 | 0 | 0 | 0 | 0
09.04. | 22 | 2.1 |  | 2.1 | 0 | 0 | 0 | 0
09.04. | 23 | 2.1 |  | 2.1 | 0 | 0 | 0 | 0
09.04. | 24 | 2.1 |  | 2.1 | 0 | 0 | 0 | 0
10.04. | 1 | 2.1 |  | 2.1 | 0 | 0 | 0 | 0
10.04. | 2 | 2.1 |  | 2.1 | 0 | 0 | 0 | 0
10.04. | 3 | 2.1 |  | 2.1 | 0 | 0 | 0 | 0
10.04. | 4 | 2.1 |  | 2.1 | 0 | 0 | 0 | 0
10.04. | 5 | 2.1 |  | 2.1 | 0 | 0 | 0 | 0
10.04. | 6 | 2.1 |  | 2.1 | 0 | 0 | 0 | 0
10.04. | 7 | 2.1 |  | 2.1 | 0 | 0 | 0 | 0
10.04. | 8 | 2.1 |  | 2.1 | 0 | 0 | 0 | 0
10.04. | 9 | 2.1 |  | 2.1 | 0 | 0 | 0 | 0
10.04. | 10 | 2.1 |  | 2.1 | 0 | 0 | 0 | 0
10.04. | 11 | 2.1 |  | 2.1 | 0 | 0 | 0 | 0
10.04. | 12 | 2.1 |  | 2.1 | 0 | 0 | 0 | 0
10.04. | 13 | 2.1 |  | 2.1 | 0 | 0 | 0 | 0
10.04. | 14 | 2.1 |  | 2.1 | 0 | 0 | 0 | 0
10.04. | 15 | 2.1 |  | 2.1 | 0 | 0 | 0 | 0
10.04. | 16 | 2.1 |  | 2.1 | 0 | 0 | 0 | 0
10.04. | 17 | 2.1 |  | 2.1 | 0 | 0 | 0 | 0
10.04. | 18 | 2.1 |  | 2.1 | 0 | 0 | 0 | 0
10.04. | 19 | 2.1 |  | 2.1 | 0 | 0 | 0 | 0
10.04. | 20 | 2.1 |  | 2.1 | 0 | 0 | 0 | 0
10.04. | 21 | 2.1 |  | 2.1 | 0 | 0 | 0 | 0
10.04. | 22 | 2.1 |  | 2.1 | 0 | 0 | 0 | 0
10.04. | 23 | 2.1 |  | 2.1 | 0 | 0 | 0 | 0
10.04. | 24 | 2.1 |  | 2.1 | 0 | 0 | 0 | 0
11.04. | 1 | 2.1 |  | 2.1 | 0 | 0 | 0 | 0
11.04. | 2 | 2.1 |  | 2.1 | 0 | 0 | 0 | 0
11.04. | 3 | 2.1 |  | 2.1 | 0 | 0 | 0 | 0
11.04. | 4 | 2.1 |  | 2.1 | 0 | 0 | 0 | 0
11.04. | 5 | 2.1 |  | 2.1 | 0 | 0 | 0 | 0
11.04. | 6 | 2.1 |  | 2.1 | 0 | 0 | 0 | 0
11.04. | 7 | 2.1 |  | 2.1 | 0 | 0 | 0 | 0
11.04. | 8 | 2.1 |  | 2.1 | 0 | 0 | 0 | 0
11.04. | 9 | 2.1 |  | 2.1 | 0 | 0 | 0 | 0
11.04. | 10 | 2.1 |  | 2.1 | 0 | 0 | 0 | 0
11.04. | 11 | 2.1 |  | 2.1 | 0 | 0 | 0 | 0
11.04. | 12 | 2.1 |  | 2.1 | 0 | 0 | 0 | 0
11.04. | 13 | 2.1 |  | 2.1 | 0 | 0 | 0 | 0
11.04. | 14 | 2.1 |  | 2.1 | 0 | 0 | 0 | 0
11.04. | 15 | 2.1 |  | 2.1 | 0 | 0 | 0 | 0
11.04. | 16 | 2.1 |  | 2.1 | 0 | 0 | 0 | 0
11.04. | 17 | 2.1 |  | 2.1 | 0 | 0 | 0 | 0
11.04. | 18 | 2.1 |  | 2.1 | 0 | 0 | 0 | 0
11.04. | 19 | 2.1 |  | 2.1 | 0 | 0 | 0 | 0
11.04. | 20 | 2.1 |  | 2.1 | 0 | 0 | 0 | 0
11.04. | 21 | 2.1 |  | 2.1 | 0 | 0 | 0 | 0
11.04. | 22 | 2.1 |  | 2.1 | 0 | 0 | 0 | 0
11.04. | 23 | 2.1 |  | 2.1 | 0 | 0 | 0 | 0
11.04. | 24 | 2.1 |  | 2.1 | 0 | 0 | 0 | 0
12.04. | 1 | 2.1 |  | 2.1 | 0 | 0 | 0 | 0
12.04. | 2 | 2.1 |  | 2.1 | 0 | 0 | 0 | 0
12.04. | 3 | 2.1 |  | 2.1 | 0 | 0 | 0 | 0
12.04. | 4 | 2.1 |  | 2.1 | 0 | 0 | 0 | 0
12.04. | 5 | 2.1 |  | 2.1 | 0 | 0 | 0 | 0
12.04. | 6 | 2.1 |  | 2.1 | 0 | 0 | 0 | 0
12.04. | 7 | 2.1 |  | 2.1 | 0 | 0 | 0 | 0
12.04. | 8 | 2.1 |  | 2.1 | 0 | 0 | 0 | 0
12.04. | 9 | 2.1 |  | 2.1 | 0 | 0 | 0 | 0
12.04. | 10 | 2.1 |  | 2.1 | 0 | 0 | 0 | 0
12.04. | 11 | 2.1 |  | 2.1 | 0 | 0 | 0 | 0
12.04. | 12 | 2.1 |  | 2.1 | 0 | 0 | 0 | 0
12.04. | 13 | 2.1 |  | 2.1 | 0 | 0 | 0 | 0
12.04. | 14 | 2.1 |  | 2.1 | 0 | 0 | 0 | 0
12.04. | 15 | 2.1 |  | 2.1 | 0 | 0 | 0 | 0
12.04. | 16 | 2.1 |  | 2.1 | 0 | 0 | 0 | 0
12.04. | 17 | 2.1 |  | 2.1 | 0 | 0 | 0 | 0
12.04. | 18 | 2.1 |  | 2.1 | 0 | 0 | 0 | 0
12.04. | 19 | 2.1 |  | 2.1 | 0 | 0 | 0 | 0
12.04. | 20 | 2.1 |  | 2.1 | 0 | 0 | 0 | 0
12.04. | 21 | 2.1 |  | 2.1 | 0 | 0 | 0 | 0
12.04. | 22 | 2.1 |  | 2.1 | 0 | 0 | 0 | 0
12.04. | 23 | 2.1 |  | 2.1 | 0 | 0 | 0 | 0
12.04. | 24 | 2.1 |  | 2.1 | 0 | 0 | 0 | 0
13.04. | 1 | 2.1 |  | 2.1 | 0 | 0 | 0 | 0
13.04. | 2 | 2.1 |  | 2.1 | 0 | 0 | 0 | 0
13.04. | 3 | 2.1 |  | 2.1 | 0 | 0 | 0 | 0
13.04. | 4 | 2.1 |  | 2.1 | 0 | 0 | 0 | 0
13.04. | 5 | 2.1 |  | 2.1 | 0 | 0 | 0 | 0
13.04. | 6 | 2.1 |  | 2.1 | 0 | 0 | 0 | 0
13.04. | 7 | 2.1 |  | 2.1 | 0 | 0 | 0 | 0
13.04. | 8 | 2.1 |  | 2.1 | 0 | 0 | 0 | 0
13.04. | 9 | 2.1 |  | 2.1 | 0 | 0 | 0 | 0
13.04. | 10 | 2.1 |  | 2.1 | 0 | 0 | 0 | 0
13.04. | 11 | 2.1 |  | 2.1 | 0 | 0 | 0 | 0
13.04. | 12 | 2.1 |  | 2.1 | 0 | 0 | 0 | 0
13.04. | 13 | 2.1 |  | 2.1 | 0 | 0 | 0 | 0
13.04. | 14 | 2.1 |  | 2.1 | 0 | 0 | 0 | 0
13.04. | 15 | 2.1 |  | 2.1 | 0 | 0 | 0 | 0
13.04. | 16 | 2.1 |  | 2.1 | 0 | 0 | 0 | 0
13.04. | 17 | 2.1 |  | 2.1 | 0 | 0 | 0 | 0
13.04. | 18 | 2.1 |  | 2.1 | 0 | 0 | 0 | 0
13.04. | 19 | 2.1 |  | 2.1 | 0 | 0 | 0 | 0
13.04. | 20 | 2.1 |  | 2.1 | 0 | 0 | 0 | 0
13.04. | 21 | 2.1 |  | 2.1 | 0 | 0 | 0 | 0
13.04. | 22 | 2.1 |  | 2.1 | 0 | 0 | 0 | 0
13.04. | 23 | 2.1 |  | 2.1 | 0 | 0 | 0 | 0
13.04. | 24 | 2.1 |  | 2.1 | 0 | 0 | 0 | 0
14.04. | 1 | 2.1 |  | 2.1 | 0 | 0 | 0 | 0
14.04. | 2 | 2.1 |  | 2.1 | 0 | 0 | 0 | 0
14.04. | 3 | 2.1 |  | 2.1 | 0 | 0 | 0 | 0
14.04. | 4 | 2.1 |  | 2.1 | 0 | 0 | 0 | 0
14.04. | 5 | 2.1 |  | 2.1 | 0 | 0 | 0 | 0
14.04. | 6 | 2.1 |  | 2.1 | 0 | 0 | 0 | 0
14.04. | 7 | 2.1 |  | 2.1 | 0 | 0 | 0 | 0
14.04. | 8 | 2.1 |  | 2.1 | 0 | 0 | 0 | 0
14.04. | 9 | 2.1 |  | 2.1 | 0 | 0 | 0 | 0
14.04. | 10 | 2.1 |  | 2.1 | 0 | 0 | 0 | 0
14.04. | 11 | 2.1 |  | 2.1 | 0 | 0 | 0 | 0
14.04. | 12 | 2.1 |  | 2.1 | 0 | 0 | 0 | 0
14.04. | 13 | 2.1 |  | 2.1 | 0 | 0 | 0 | 0
14.04. | 14 | 2.1 |  | 2.1 | 0 | 0 | 0 | 0
14.04. | 15 | 2.1 |  | 2.1 | 0 | 0 | 0 | 0
14.04. | 16 | 2.1 |  | 2.1 | 0 | 0 | 0 | 0
14.04. | 17 | 2.1 |  | 2.1 | 0 | 0 | 0 | 0
14.04. | 18 | 2.1 |  | 2.1 | 0 | 0 | 0 | 0
14.04. | 19 | 2.1 |  | 2.1 | 0 | 0 | 0 | 0
14.04. | 20 | 2.1 |  | 2.1 | 0 | 0 | 0 | 0
14.04. | 21 | 2.1 |  | 2.1 | 0 | 0 | 0 | 0
14.04. | 22 | 2.1 |  | 2.1 | 0 | 0 | 0 | 0
14.04. | 23 | 2.1 |  | 2.1 | 0 | 0 | 0 | 0
14.04. | 24 | 2.1 |  | 2.1 | 0 | 0 | 0 | 0
15.04. | 1 | 2.1 |  | 2.1 | 0 | 0 | 0 | 0
15.04. | 2 | 2.1 |  | 2.1 | 0 | 0 | 0 | 0
15.04. | 3 | 2.1 |  | 2.1 | 0 | 0 | 0 | 0
15.04. | 4 | 2.1 |  | 2.1 | 0 | 0 | 0 | 0
15.04. | 5 | 2.1 |  | 2.1 | 0 | 0 | 0 | 0
15.04. | 6 | 2.1 |  | 2.1 | 0 | 0 | 0 | 0
15.04. | 7 | 2.1 |  | 2.1 | 0 | 0 | 0 | 0
15.04. | 8 | 2.1 |  | 2.1 | 0 | 0 | 0 | 0
15.04. | 9 | 2.1 |  | 2.1 | 0 | 0 | 0 | 0
15.04. | 10 | 2.1 |  | 2.1 | 0 | 0 | 0 | 0
15.04. | 11 | 2.1 |  | 2.1 | 0 | 0 | 0 | 0
15.04. | 12 | 2.1 |  | 2.1 | 0 | 0 | 0 | 0
15.04. | 13 | 2.1 |  | 2.1 | 0 | 0 | 0 | 0
15.04. | 14 | 2.1 |  | 2.1 | 0 | 0 | 0 | 0
15.04. | 15 | 2.1 |  | 2.1 | 0 | 0 | 0 | 0
15.04. | 16 | 2.1 |  | 2.1 | 0 | 0 | 0 | 0
15.04. | 17 | 2.1 |  | 2.1 | 0 | 0 | 0 | 0
15.04. | 18 | 2.1 |  | 2.1 | 0 | 0 | 0 | 0
15.04. | 19 | 2.1 |  | 2.1 | 0 | 0 | 0 | 0
15.04. | 20 | 2.1 |  | 2.1 | 0 | 0 | 0 | 0
15.04. | 21 | 2.1 |  | 2.1 | 0 | 0 | 0 | 0
15.04. | 22 | 2.1 |  | 2.1 | 0 | 0 | 0 | 0
15.04. | 23 | 2.1 |  | 2.1 | 0 | 0 | 0 | 0
15.04. | 24 | 2.1 |  | 2.1 | 0 | 0 | 0 | 0
16.04. | 1 | 2.1 |  | 2.1 | 0 | 0 | 0 | 0
16.04. | 2 | 2.1 |  | 2.1 | 0 | 0 | 0 | 0
16.04. | 3 | 2.1 |  | 2.1 | 0 | 0 | 0 | 0
16.04. | 4 | 2.1 |  | 2.1 | 0 | 0 | 0 | 0
16.04. | 5 | 2.1 |  | 2.1 | 0 | 0 | 0 | 0
16.04. | 6 | 2.1 |  | 2.1 | 0 | 0 | 0 | 0
16.04. | 7 | 2.1 |  | 2.1 | 0 | 0 | 0 | 0
16.04. | 8 | 2.1 |  | 2.1 | 0 | 0 | 0 | 0
16.04. | 9 | 2.1 |  | 2.1 | 0 | 0 | 0 | 0
16.04. | 10 | 2.1 |  | 2.1 | 0 | 0 | 0 | 0
16.04. | 11 | 2.1 |  | 2.1 | 0 | 0 | 0 | 0
16.04. | 12 | 2.1 |  | 2.1 | 0 | 0 | 0 | 0
16.04. | 13 | 2.1 |  | 2.1 | 0 | 0 | 0 | 0
16.04. | 14 | 2.1 |  | 2.1 | 0 | 0 | 0 | 0
16.04. | 15 | 2.1 |  | 2.1 | 0 | 0 | 0 | 0
16.04. | 16 | 2.1 |  | 2.1 | 0 | 0 | 0 | 0
16.04. | 17 | 2.1 |  | 2.1 | 0 | 0 | 0 | 0
16.04. | 18 | 2.1 |  | 2.1 | 0 | 0 | 0 | 0
16.04. | 19 | 2.1 |  | 2.1 | 0 | 0 | 0 | 0
16.04. | 20 | 2.1 |  | 2.1 | 0 | 0 | 0 | 0
16.04. | 21 | 2.1 |  | 2.1 | 0 | 0 | 0 | 0
16.04. | 22 | 2.1 |  | 2.1 | 0 | 0 | 0 | 0
16.04. | 23 | 2.1 |  | 2.1 | 0 | 0 | 0 | 0
16.04. | 24 | 2.1 |  | 2.1 | 0 | 0 | 0 | 0
17.04. | 1 | 2.1 |  | 2.1 | 0 | 0 | 0 | 0
17.04. | 2 | 2.1 |  | 2.1 | 0 | 0 | 0 | 0
17.04. | 3 | 2.1 |  | 2.1 | 0 | 0 | 0 | 0
17.04. | 4 | 2.1 |  | 2.1 | 0 | 0 | 0 | 0
17.04. | 5 | 2.1 |  | 2.1 | 0 | 0 | 0 | 0
17.04. | 6 | 2.1 |  | 2.1 | 0 | 0 | 0 | 0
17.04. | 7 | 2.1 |  | 2.1 | 0 | 0 | 0 | 0
17.04. | 8 | 2.1 |  | 2.1 | 0 | 0 | 0 | 0
17.04. | 9 | 2.1 |  | 2.1 | 0 | 0 | 0 | 0
17.04. | 10 | 2.1 |  | 2.1 | 0 | 0 | 0 | 0
17.04. | 11 | 2.1 |  | 2.1 | 0 | 0 | 0 | 0
17.04. | 12 | 2.1 |  | 2.1 | 0 | 0 | 0 | 0
17.04. | 13 | 2.1 |  | 2.1 | 0 | 0 | 0 | 0
17.04. | 14 | 2.1 |  | 2.1 | 0 | 0 | 0 | 0
17.04. | 15 | 2.1 |  | 2.1 | 0 | 0 | 0 | 0
17.04. | 16 | 2.1 |  | 2.1 | 0 | 0 | 0 | 0
17.04. | 17 | 2.1 |  | 2.1 | 0 | 0 | 0 | 0
17.04. | 18 | 2.1 |  | 2.1 | 0 | 0 | 0 | 0
17.04. | 19 | 2.1 |  | 2.1 | 0 | 0 | 0 | 0
17.04. | 20 | 2.1 |  | 2.1 | 0 | 0 | 0 | 0
17.04. | 21 | 2.1 |  | 2.1 | 0 | 0 | 0 | 0
17.04. | 22 | 2.1 |  | 2.1 | 0 | 0 | 0 | 0
17.04. | 23 | 2.1 |  | 2.1 | 0 | 0 | 0 | 0
17.04. | 24 | 2.1 |  | 2.1 | 0 | 0 | 0 | 0
18.04. | 1 | 2.1 |  | 2.1 | 0 | 0 | 0 | 0
18.04. | 2 | 2.1 |  | 2.1 | 0 | 0 | 0 | 0
18.04. | 3 | 2.1 |  | 2.1 | 0 | 0 | 0 | 0
18.04. | 4 | 2.1 |  | 2.1 | 0 | 0 | 0 | 0
18.04. | 5 | 2.1 |  | 2.1 | 0 | 0 | 0 | 0
18.04. | 6 | 2.1 |  | 2.1 | 0 | 0 | 0 | 0
18.04. | 7 | 2.1 |  | 2.1 | 0 | 0 | 0 | 0
18.04. | 8 | 2.1 |  | 2.1 | 0 | 0 | 0 | 0
18.04. | 9 | 2.1 |  | 2.1 | 0 | 0 | 0 | 0
18.04. | 10 | 2.1 |  | 2.1 | 0 | 0 | 0 | 0
18.04. | 11 | 2.1 |  | 2.1 | 0 | 0 | 0 | 0
18.04. | 12 | 2.1 |  | 2.1 | 0 | 0 | 0 | 0
18.04. | 13 | 2.1 |  | 2.1 | 0 | 0 | 0 | 0
18.04. | 14 | 2.1 |  | 2.1 | 0 | 0 | 0 | 0
18.04. | 15 | 2.1 |  | 2.1 | 0 | 0 | 0 | 0
18.04. | 16 | 2.1 |  | 2.1 | 0 | 0 | 0 | 0
18.04. | 17 | 2.1 |  | 2.1 | 0 | 0 | 0 | 0
18.04. | 18 | 2.1 |  | 2.1 | 0 | 0 | 0 | 0
18.04. | 19 | 2.1 |  | 2.1 | 0 | 0 | 0 | 0
18.04. | 20 | 2.1 |  | 2.1 | 0 | 0 | 0 | 0
18.04. | 21 | 2.1 |  | 2.1 | 0 | 0 | 0 | 0
18.04. | 22 | 2.1 |  | 2.1 | 0 | 0 | 0 | 0
18.04. | 23 | 2.1 |  | 2.1 | 0 | 0 | 0 | 0
18.04. | 24 | 2.1 |  | 2.1 | 0 | 0 | 0 | 0
19.04. | 1 | 2.1 |  | 2.1 | 0 | 0 | 0 | 0
19.04. | 2 | 2.1 |  | 2.1 | 0 | 0 | 0 | 0
19.04. | 3 | 2.1 |  | 2.1 | 0 | 0 | 0 | 0
19.04. | 4 | 2.1 |  | 2.1 | 0 | 0 | 0 | 0
19.04. | 5 | 2.1 |  | 2.1 | 0 | 0 | 0 | 0
19.04. | 6 | 2.1 |  | 2.1 | 0 | 0 | 0 | 0
19.04. | 7 | 2.1 |  | 2.1 | 0 | 0 | 0 | 0
19.04. | 8 | 2.1 |  | 2.1 | 0 | 0 | 0 | 0
19.04. | 9 | 2.1 |  | 2.1 | 0 | 0 | 0 | 0
19.04. | 10 | 2.1 |  | 2.1 | 0 | 0 | 0 | 0
19.04. | 11 | 2.1 |  | 2.1 | 0 | 0 | 0 | 0
19.04. | 12 | 2.1 |  | 2.1 | 0 | 0 | 0 | 0
19.04. | 13 | 2.1 |  | 2.1 | 0 | 0 | 0 | 0
19.04. | 14 | 2.1 |  | 2.1 | 0 | 0 | 0 | 0
19.04. | 15 | 2.1 |  | 2.1 | 0 | 0 | 0 | 0
19.04. | 16 | 2.1 |  | 2.1 | 0 | 0 | 0 | 0
19.04. | 17 | 2.1 |  | 2.1 | 0 | 0 | 0 | 0
19.04. | 18 | 2.1 |  | 2.1 | 0 | 0 | 0 | 0
19.04. | 19 | 2.1 |  | 2.1 | 0 | 0 | 0 | 0
19.04. | 20 | 2.1 |  | 2.1 | 0 | 0 | 0 | 0
19.04. | 21 | 2.1 |  | 2.1 | 0 | 0 | 0 | 0
19.04. | 22 | 2.1 |  | 2.1 | 0 | 0 | 0 | 0
19.04. | 23 | 2.1 |  | 2.1 | 0 | 0 | 0 | 0
19.04. | 24 | 2.1 |  | 2.1 | 0 | 0 | 0 | 0
20.04. | 1 | 2.1 |  | 2.1 | 0 | 0 | 0 | 0
20.04. | 2 | 2.1 |  | 2.1 | 0 | 0 | 0 | 0
20.04. | 3 | 2.1 |  | 2.1 | 0 | 0 | 0 | 0
20.04. | 4 | 2.1 |  | 2.1 | 0 | 0 | 0 | 0
20.04. | 5 | 2.1 |  | 2.1 | 0 | 0 | 0 | 0
20.04. | 6 | 2.1 |  | 2.1 | 0 | 0 | 0 | 0
20.04. | 7 | 2.1 |  | 2.1 | 0 | 0 | 0 | 0
20.04. | 8 | 2.1 |  | 2.1 | 0 | 0 | 0 | 0
20.04. | 9 | 2.1 |  | 2.1 | 0 | 0 | 0 | 0
20.04. | 10 | 2.1 |  | 2.1 | 0 | 0 | 0 | 0
20.04. | 11 | 2.1 |  | 2.1 | 0 | 0 | 0 | 0
20.04. | 12 | 2.1 |  | 2.1 | 0 | 0 | 0 | 0
20.04. | 13 | 2.1 |  | 2.1 | 0 | 0 | 0 | 0
20.04. | 14 | 2.1 |  | 2.1 | 0 | 0 | 0 | 0
20.04. | 15 | 2.1 |  | 2.1 | 0 | 0 | 0 | 0
20.04. | 16 | 2.1 |  | 2.1 | 0 | 0 | 0 | 0
20.04. | 17 | 2.1 |  | 2.1 | 0 | 0 | 0 | 0
20.04. | 18 | 2.1 |  | 2.1 | 0 | 0 | 0 | 0
20.04. | 19 | 2.1 |  | 2.1 | 0 | 0 | 0 | 0
20.04. | 20 | 2.1 |  | 2.1 | 0 | 0 | 0 | 0
20.04. | 21 | 2.1 |  | 2.1 | 0 | 0 | 0 | 0
20.04. | 22 | 2.1 |  | 2.1 | 0 | 0 | 0 | 0
20.04. | 23 | 2.1 |  | 2.1 | 0 | 0 | 0 | 0
20.04. | 24 | 2.1 |  | 2.1 | 0 | 0 | 0 | 0
21.04. | 1 | 2.1 |  | 2.1 | 0 | 0 | 0 | 0
21.04. | 2 | 2.1 |  | 2.1 | 0 | 0 | 0 | 0
21.04. | 3 | 2.1 |  | 2.1 | 0 | 0 | 0 | 0
21.04. | 4 | 2.1 |  | 2.1 | 0 | 0 | 0 | 0
21.04. | 5 | 2.1 |  | 2.1 | 0 | 0 | 0 | 0
21.04. | 6 | 2.1 |  | 2.1 | 0 | 0 | 0 | 0
21.04. | 7 | 2.1 |  | 2.1 | 0 | 0 | 0 | 0
21.04. | 8 | 2.1 |  | 2.1 | 0 | 0 | 0 | 0
21.04. | 9 | 2.1 |  | 2.1 | 0 | 0 | 0 | 0
21.04. | 10 | 2.1 |  | 2.1 | 0 | 0 | 0 | 0
21.04. | 11 | 2.1 |  | 2.1 | 0 | 0 | 0 | 0
21.04. | 12 | 2.1 |  | 2.1 | 0 | 0 | 0 | 0
21.04. | 13 | 2.1 |  | 2.1 | 0 | 0 | 0 | 0
21.04. | 14 | 2.1 |  | 2.1 | 0 | 0 | 0 | 0
21.04. | 15 | 2.1 |  | 2.1 | 0 | 0 | 0 | 0
21.04. | 16 | 2.1 |  | 2.1 | 0 | 0 | 0 | 0
21.04. | 17 | 2.1 |  | 2.1 | 0 | 0 | 0 | 0
21.04. | 18 | 2.1 |  | 2.1 | 0 | 0 | 0 | 0
21.04. | 19 | 2.1 |  | 2.1 | 0 | 0 | 0 | 0
21.04. | 20 | 2.1 |  | 2.1 | 0 | 0 | 0 | 0
21.04. | 21 | 2.1 |  | 2.1 | 0 | 0 | 0 | 0
21.04. | 22 | 2.1 |  | 2.1 | 0 | 0 | 0 | 0
21.04. | 23 | 2.1 |  | 2.1 | 0 | 0 | 0 | 0
21.04. | 24 | 2.1 |  | 2.1 | 0 | 0 | 0 | 0
22.04. | 1 | 2.1 |  | 2.1 | 0 | 0 | 0 | 0
22.04. | 2 | 2.1 |  | 2.1 | 0 | 0 | 0 | 0
22.04. | 3 | 2.1 |  | 2.1 | 0 | 0 | 0 | 0
22.04. | 4 | 2.1 |  | 2.1 | 0 | 0 | 0 | 0
22.04. | 5 | 2.1 |  | 2.1 | 0 | 0 | 0 | 0
22.04. | 6 | 2.1 |  | 2.1 | 0 | 0 | 0 | 0
22.04. | 7 | 2.1 |  | 2.1 | 0 | 0 | 0 | 0
22.04. | 8 | 2.1 |  | 2.1 | 0 | 0 | 0 | 0
22.04. | 9 | 2.1 |  | 2.1 | 0 | 0 | 0 | 0
22.04. | 10 | 2.1 |  | 2.1 | 0 | 0 | 0 | 0
22.04. | 11 | 2.1 |  | 2.1 | 0 | 0 | 0 | 0
22.04. | 12 | 2.1 |  | 2.1 | 0 | 0 | 0 | 0
22.04. | 13 | 2.1 |  | 2.1 | 0 | 0 | 0 | 0
22.04. | 14 | 2.1 |  | 2.1 | 0 | 0 | 0 | 0
22.04. | 15 | 2.1 |  | 2.1 | 0 | 0 | 0 | 0
22.04. | 16 | 2.1 |  | 2.1 | 0 | 0 | 0 | 0
22.04. | 17 | 2.1 |  | 2.1 | 0 | 0 | 0 | 0
22.04. | 18 | 2.1 |  | 2.1 | 0 | 0 | 0 | 0
22.04. | 19 | 2.1 |  | 2.1 | 0 | 0 | 0 | 0
22.04. | 20 | 2.1 |  | 2.1 | 0 | 0 | 0 | 0
22.04. | 21 | 2.1 |  | 2.1 | 0 | 0 | 0 | 0
22.04. | 22 | 2.1 |  | 2.1 | 0 | 0 | 0 | 0
22.04. | 23 | 2.1 |  | 2.1 | 0 | 0 | 0 | 0
22.04. | 24 | 2.1 |  | 2.1 | 0 | 0 | 0 | 0
23.04. | 1 | 2.1 |  | 2.1 | 0 | 0 | 0 | 0
23.04. | 2 | 2.1 |  | 2.1 | 0 | 0 | 0 | 0
23.04. | 3 | 2.1 |  | 2.1 | 0 | 0 | 0 | 0
23.04. | 4 | 2.1 |  | 2.1 | 0 | 0 | 0 | 0
23.04. | 5 | 2.1 |  | 2.1 | 0 | 0 | 0 | 0
23.04. | 6 | 2.1 |  | 2.1 | 0 | 0 | 0 | 0
23.04. | 7 | 2.1 |  | 2.1 | 0 | 0 | 0 | 0
23.04. | 8 | 2.1 |  | 2.1 | 0 | 0 | 0 | 0
23.04. | 9 | 2.1 |  | 2.1 | 0 | 0 | 0 | 0
23.04. | 10 | 2.1 |  | 2.1 | 0 | 0 | 0 | 0
23.04. | 11 | 2.1 |  | 2.1 | 0 | 0 | 0 | 0
23.04. | 12 | 2.1 |  | 2.1 | 0 | 0 | 0 | 0
23.04. | 13 | 2.1 |  | 2.1 | 0 | 0 | 0 | 0
23.04. | 14 | 2.1 |  | 2.1 | 0 | 0 | 0 | 0
23.04. | 15 | 2.1 |  | 2.1 | 0 | 0 | 0 | 0
23.04. | 16 | 2.1 |  | 2.1 | 0 | 0 | 0 | 0
23.04. | 17 | 2.1 |  | 2.1 | 0 | 0 | 0 | 0
23.04. | 18 | 2.1 |  | 2.1 | 0 | 0 | 0 | 0
23.04. | 19 | 2.1 |  | 2.1 | 0 | 0 | 0 | 0
23.04. | 20 | 2.1 |  | 2.1 | 0 | 0 | 0 | 0
23.04. | 21 | 2.1 |  | 2.1 | 0 | 0 | 0 | 0
23.04. | 22 | 2.1 |  | 2.1 | 0 | 0 | 0 | 0
23.04. | 23 | 2.1 |  | 2.1 | 0 | 0 | 0 | 0
23.04. | 24 | 2.1 |  | 2.1 | 0 | 0 | 0 | 0
24.04. | 1 | 2.1 |  | 2.1 | 0 | 0 | 0 | 0
24.04. | 2 | 2.1 |  | 2.1 | 0 | 0 | 0 | 0
24.04. | 3 | 2.1 |  | 2.1 | 0 | 0 | 0 | 0
24.04. | 4 | 2.1 |  | 2.1 | 0 | 0 | 0 | 0
24.04. | 5 | 2.1 |  | 2.1 | 0 | 0 | 0 | 0
24.04. | 6 | 2.1 |  | 2.1 | 0 | 0 | 0 | 0
24.04. | 7 | 2.1 |  | 2.1 | 0 | 0 | 0 | 0
24.04. | 8 | 2.1 |  | 2.1 | 0 | 0 | 0 | 0
24.04. | 9 | 2.1 |  | 2.1 | 0 | 0 | 0 | 0
24.04. | 10 | 2.1 |  | 2.1 | 0 | 0 | 0 | 0
24.04. | 11 | 2.1 |  | 2.1 | 0 | 0 | 0 | 0
24.04. | 12 | 2.1 |  | 2.1 | 0 | 0 | 0 | 0
24.04. | 13 | 2.1 |  | 2.1 | 0 | 0 | 0 | 0
24.04. | 14 | 2.1 |  | 2.1 | 0 | 0 | 0 | 0
24.04. | 15 | 2.1 |  | 2.1 | 0 | 0 | 0 | 0
24.04. | 16 | 2.1 |  | 2.1 | 0 | 0 | 0 | 0
24.04. | 17 | 2.1 |  | 2.1 | 0 | 0 | 0 | 0
24.04. | 18 | 2.1 |  | 2.1 | 0 | 0 | 0 | 0
24.04. | 19 | 2.1 |  | 2.1 | 0 | 0 | 0 | 0
24.04. | 20 | 2.1 |  | 2.1 | 0 | 0 | 0 | 0
24.04. | 21 | 2.1 |  | 2.1 | 0 | 0 | 0 | 0
24.04. | 22 | 2.1 |  | 2.1 | 0 | 0 | 0 | 0
24.04. | 23 | 2.1 |  | 2.1 | 0 | 0 | 0 | 0
24.04. | 24 | 2.1 |  | 2.1 | 0 | 0 | 0 | 0
25.04. | 1 | 2.1 |  | 2.1 | 0 | 0 | 0 | 0
25.04. | 2 | 2.1 |  | 2.1 | 0 | 0 | 0 | 0
25.04. | 3 | 2.1 |  | 2.1 | 0 | 0 | 0 | 0
25.04. | 4 | 2.1 |  | 2.1 | 0 | 0 | 0 | 0
25.04. | 5 | 2.1 |  | 2.1 | 0 | 0 | 0 | 0
25.04. | 6 | 2.1 |  | 2.1 | 0 | 0 | 0 | 0
25.04. | 7 | 2.1 |  | 2.1 | 0 | 0 | 0 | 0
25.04. | 8 | 2.1 |  | 2.1 | 0 | 0 | 0 | 0
25.04. | 9 | 2.1 |  | 2.1 | 0 | 0 | 0 | 0
25.04. | 10 | 2.1 |  | 2.1 | 0 | 0 | 0 | 0
25.04. | 11 | 2.1 |  | 2.1 | 0 | 0 | 0 | 0
25.04. | 12 | 2.1 |  | 2.1 | 0 | 0 | 0 | 0
25.04. | 13 | 2.1 |  | 2.1 | 0 | 0 | 0 | 0
25.04. | 14 | 2.1 |  | 2.1 | 0 | 0 | 0 | 0
25.04. | 15 | 2.1 |  | 2.1 | 0 | 0 | 0 | 0
25.04. | 16 | 2.1 |  | 2.1 | 0 | 0 | 0 | 0
25.04. | 17 | 2.1 |  | 2.1 | 0 | 0 | 0 | 0
25.04. | 18 | 2.1 |  | 2.1 | 0 | 0 | 0 | 0
25.04. | 19 | 2.1 |  | 2.1 | 0 | 0 | 0 | 0
25.04. | 20 | 2.1 |  | 2.1 | 0 | 0 | 0 | 0
25.04. | 21 | 2.1 |  | 2.1 | 0 | 0 | 0 | 0
25.04. | 22 | 2.1 |  | 2.1 | 0 | 0 | 0 | 0
25.04. | 23 | 2.1 |  | 2.1 | 0 | 0 | 0 | 0
25.04. | 24 | 2.1 |  | 2.1 | 0 | 0 | 0 | 0
26.04. | 1 | 2.1 |  | 2.1 | 0 | 0 | 0 | 0
26.04. | 2 | 2.1 |  | 2.1 | 0 | 0 | 0 | 0
26.04. | 3 | 2.1 |  | 2.1 | 0 | 0 | 0 | 0
26.04. | 4 | 2.1 |  | 2.1 | 0 | 0 | 0 | 0
26.04. | 5 | 2.1 |  | 2.1 | 0 | 0 | 0 | 0
26.04. | 6 | 2.1 |  | 2.1 | 0 | 0 | 0 | 0
26.04. | 7 | 2.1 |  | 2.1 | 0 | 0 | 0 | 0
26.04. | 8 | 2.1 |  | 2.1 | 0 | 0 | 0 | 0
26.04. | 9 | 2.1 |  | 2.1 | 0 | 0 | 0 | 0
26.04. | 10 | 2.1 |  | 2.1 | 0 | 0 | 0 | 0
26.04. | 11 | 2.1 |  | 2.1 | 0 | 0 | 0 | 0
26.04. | 12 | 2.1 |  | 2.1 | 0 | 0 | 0 | 0
26.04. | 13 | 2.1 |  | 2.1 | 0 | 0 | 0 | 0
26.04. | 14 | 2.1 |  | 2.1 | 0 | 0 | 0 | 0
26.04. | 15 | 2.1 |  | 2.1 | 0 | 0 | 0 | 0
26.04. | 16 | 2.1 |  | 2.1 | 0 | 0 | 0 | 0
26.04. | 17 | 2.1 |  | 2.1 | 0 | 0 | 0 | 0
26.04. | 18 | 2.1 |  | 2.1 | 0 | 0 | 0 | 0
26.04. | 19 | 2.1 |  | 2.1 | 0 | 0 | 0 | 0
26.04. | 20 | 2.1 |  | 2.1 | 0 | 0 | 0 | 0
26.04. | 21 | 2.1 |  | 2.1 | 0 | 0 | 0 | 0
26.04. | 22 | 2.1 |  | 2.1 | 0 | 0 | 0 | 0
26.04. | 23 | 2.1 |  | 2.1 | 0 | 0 | 0 | 0
26.04. | 24 | 2.1 |  | 2.1 | 0 | 0 | 0 | 0
27.04. | 1 | 2.1 |  | 2.1 | 0 | 0 | 0 | 0
27.04. | 2 | 2.1 |  | 2.1 | 0 | 0 | 0 | 0
27.04. | 3 | 2.1 |  | 2.1 | 0 | 0 | 0 | 0
27.04. | 4 | 2.1 |  | 2.1 | 0 | 0 | 0 | 0
27.04. | 5 | 2.1 |  | 2.1 | 0 | 0 | 0 | 0
27.04. | 6 | 2.1 |  | 2.1 | 0 | 0 | 0 | 0
27.04. | 7 | 2.1 |  | 2.1 | 0 | 0 | 0 | 0
27.04. | 8 | 2.1 |  | 2.1 | 0 | 0 | 0 | 0
27.04. | 9 | 2.1 |  | 2.1 | 0 | 0 | 0 | 0
27.04. | 10 | 2.1 |  | 2.1 | 0 | 0 | 0 | 0
27.04. | 11 | 2.1 |  | 2.1 | 0 | 0 | 0 | 0
27.04. | 12 | 2.1 |  | 2.1 | 0 | 0 | 0 | 0
27.04. | 13 | 2.1 |  | 2.1 | 0 | 0 | 0 | 0
27.04. | 14 | 2.1 |  | 2.1 | 0 | 0 | 0 | 0
27.04. | 15 | 2.1 |  | 2.1 | 0 | 0 | 0 | 0
27.04. | 16 | 2.1 |  | 2.1 | 0 | 0 | 0 | 0
27.04. | 17 | 2.1 |  | 2.1 | 0 | 0 | 0 | 0
27.04. | 18 | 2.1 |  | 2.1 | 0 | 0 | 0 | 0
27.04. | 19 | 2.1 |  | 2.1 | 0 | 0 | 0 | 0
27.04. | 20 | 2.1 |  | 2.1 | 0 | 0 | 0 | 0
27.04. | 21 | 2.1 |  | 2.1 | 0 | 0 | 0 | 0
27.04. | 22 | 2.1 |  | 2.1 | 0 | 0 | 0 | 0
27.04. | 23 | 2.1 |  | 2.1 | 0 | 0 | 0 | 0
27.04. | 24 | 2.1 |  | 2.1 | 0 | 0 | 0 | 0
28.04. | 1 | 2.1 |  | 2.1 | 0 | 0 | 0 | 0
28.04. | 2 | 2.1 |  | 2.1 | 0 | 0 | 0 | 0
28.04. | 3 | 2.1 |  | 2.1 | 0 | 0 | 0 | 0
28.04. | 4 | 2.1 |  | 2.1 | 0 | 0 | 0 | 0
28.04. | 5 | 2.1 |  | 2.1 | 0 | 0 | 0 | 0
28.04. | 6 | 2.1 |  | 2.1 | 0 | 0 | 0 | 0
28.04. | 7 | 2.1 |  | 2.1 | 0 | 0 | 0 | 0
28.04. | 8 | 2.1 |  | 2.1 | 0 | 0 | 0 | 0
28.04. | 9 | 2.1 |  | 2.1 | 0 | 0 | 0 | 0
28.04. | 10 | 2.1 |  | 2.1 | 0 | 0 | 0 | 0
28.04. | 11 | 2.1 |  | 2.1 | 0 | 0 | 0 | 0
28.04. | 12 | 2.1 |  | 2.1 | 0 | 0 | 0 | 0
28.04. | 13 | 2.1 |  | 2.1 | 0 | 0 | 0 | 0
28.04. | 14 | 2.1 |  | 2.1 | 0 | 0 | 0 | 0
28.04. | 15 | 2.1 |  | 2.1 | 0 | 0 | 0 | 0
28.04. | 16 | 2.1 |  | 2.1 | 0 | 0 | 0 | 0
28.04. | 17 | 2.1 |  | 2.1 | 0 | 0 | 0 | 0
28.04. | 18 | 2.1 |  | 2.1 | 0 | 0 | 0 | 0
28.04. | 19 | 2.1 |  | 2.1 | 0 | 0 | 0 | 0
28.04. | 20 | 2.1 |  | 2.1 | 0 | 0 | 0 | 0
28.04. | 21 | 2.1 |  | 2.1 | 0 | 0 | 0 | 0
28.04. | 22 | 2.1 |  | 2.1 | 0 | 0 | 0 | 0
28.04. | 23 | 2.1 |  | 2.1 | 0 | 0 | 0 | 0
28.04. | 24 | 2.1 |  | 2.1 | 0 | 0 | 0 | 0
29.04. | 1 | 2.1 |  | 2.1 | 0 | 0 | 0 | 0
29.04. | 2 | 2.1 |  | 2.1 | 0 | 0 | 0 | 0
29.04. | 3 | 2.1 |  | 2.1 | 0 | 0 | 0 | 0
29.04. | 4 | 2.1 |  | 2.1 | 0 | 0 | 0 | 0
29.04. | 5 | 2.1 |  | 2.1 | 0 | 0 | 0 | 0
29.04. | 6 | 2.1 |  | 2.1 | 0 | 0 | 0 | 0
29.04. | 7 | 2.1 |  | 2.1 | 0 | 0 | 0 | 0
29.04. | 8 | 2.1 |  | 2.1 | 0 | 0 | 0 | 0
29.04. | 9 | 2.1 |  | 2.1 | 0 | 0 | 0 | 0
29.04. | 10 | 2.1 |  | 2.1 | 0 | 0 | 0 | 0
29.04. | 11 | 2.1 |  | 2.1 | 0 | 0 | 0 | 0
29.04. | 12 | 2.1 |  | 2.1 | 0 | 0 | 0 | 0
29.04. | 13 | 2.1 |  | 2.1 | 0 | 0 | 0 | 0
29.04. | 14 | 2.1 |  | 2.1 | 0 | 0 | 0 | 0
29.04. | 15 | 2.1 |  | 2.1 | 0 | 0 | 0 | 0
29.04. | 16 | 2.1 |  | 2.1 | 0 | 0 | 0 | 0
29.04. | 17 | 2.1 |  | 2.1 | 0 | 0 | 0 | 0
29.04. | 18 | 2.1 |  | 2.1 | 0 | 0 | 0 | 0
29.04. | 19 | 2.1 |  | 2.1 | 0 | 0 | 0 | 0
29.04. | 20 | 2.1 |  | 2.1 | 0 | 0 | 0 | 0
29.04. | 21 | 2.1 |  | 2.1 | 0 | 0 | 0 | 0
29.04. | 22 | 2.1 |  | 2.1 | 0 | 0 | 0 | 0
29.04. | 23 | 2.1 |  | 2.1 | 0 | 0 | 0 | 0
29.04. | 24 | 2.1 |  | 2.1 | 0 | 0 | 0 | 0
30.04. | 1 | 2.1 |  | 2.1 | 0 | 0 | 0 | 0
30.04. | 2 | 2.1 |  | 2.1 | 0 | 0 | 0 | 0
30.04. | 3 | 2.1 |  | 2.1 | 0 | 0 | 0 | 0
30.04. | 4 | 2.1 |  | 2.1 | 0 | 0 | 0 | 0
30.04. | 5 | 2.1 |  | 2.1 | 0 | 0 | 0 | 0
30.04. | 6 | 2.1 |  | 2.1 | 0 | 0 | 0 | 0
30.04. | 7 | 2.1 |  | 2.1 | 0 | 0 | 0 | 0
30.04. | 8 | 2.1 |  | 2.1 | 0 | 0 | 0 | 0
30.04. | 9 | 2.1 |  | 2.1 | 0 | 0 | 0 | 0
30.04. | 10 | 2.1 |  | 2.1 | 0 | 0 | 0 | 0
30.04. | 11 | 2.1 |  | 2.1 | 0 | 0 | 0 | 0
30.04. | 12 | 2.1 |  | 2.1 | 0 | 0 | 0 | 0
30.04. | 13 | 2.1 |  | 2.1 | 0 | 0 | 0 | 0
30.04. | 14 | 2.1 |  | 2.1 | 0 | 0 | 0 | 0
30.04. | 15 | 2.1 |  | 2.1 | 0 | 0 | 0 | 0
30.04. | 16 | 2.1 |  | 2.1 | 0 | 0 | 0 | 0
30.04. | 17 | 2.1 |  | 2.1 | 0 | 0 | 0 | 0
30.04. | 18 | 2.1 |  | 2.1 | 0 | 0 | 0 | 0
30.04. | 19 | 2.1 |  | 2.1 | 0 | 0 | 0 | 0
30.04. | 20 | 2.1 |  | 2.1 | 0 | 0 | 0 | 0
30.04. | 21 | 2.1 |  | 2.1 | 0 | 0 | 0 | 0
30.04. | 22 | 2.1 |  | 2.1 | 0 | 0 | 0 | 0
30.04. | 23 | 2.1 |  | 2.1 | 0 | 0 | 0 | 0
30.04. | 24 | 2.1 |  | 2.1 | 0 | 0 | 0 | 0
01.05. | 1 | 2.1 |  | 2.1 | 0 | 0 | 0 | 0
01.05. | 2 | 2.1 |  | 2.1 | 0 | 0 | 0 | 0
01.05. | 3 | 2.1 |  | 2.1 | 0 | 0 | 0 | 0
01.05. | 4 | 2.1 |  | 2.1 | 0 | 0 | 0 | 0
01.05. | 5 | 2.1 |  | 2.1 | 0 | 0 | 0 | 0
01.05. | 6 | 2.1 |  | 2.1 | 0 | 0 | 0 | 0
01.05. | 7 | 2.1 |  | 2.1 | 0 | 0 | 0 | 0
01.05. | 8 | 2.1 |  | 2.1 | 0 | 0 | 0 | 0
01.05. | 9 | 2.1 |  | 2.1 | 0 | 0 | 0 | 0
01.05. | 10 | 2.1 |  | 2.1 | 0 | 0 | 0 | 0
01.05. | 11 | 2.1 |  | 2.1 | 0 | 0 | 0 | 0
01.05. | 12 | 2.1 |  | 2.1 | 0 | 0 | 0 | 0
01.05. | 13 | 2.1 |  | 2.1 | 0 | 0 | 0 | 0
01.05. | 14 | 2.1 |  | 2.1 | 0 | 0 | 0 | 0
01.05. | 15 | 2.1 |  | 2.1 | 0 | 0 | 0 | 0
01.05. | 16 | 2.1 |  | 2.1 | 0 | 0 | 0 | 0
01.05. | 17 | 2.1 |  | 2.1 | 0 | 0 | 0 | 0
01.05. | 18 | 2.1 |  | 2.1 | 0 | 0 | 0 | 0
01.05. | 19 | 2.1 |  | 2.1 | 0 | 0 | 0 | 0
01.05. | 20 | 2.1 |  | 2.1 | 0 | 0 | 0 | 0
01.05. | 21 | 2.1 |  | 2.1 | 0 | 0 | 0 | 0
01.05. | 22 | 2.1 |  | 2.1 | 0 | 0 | 0 | 0
01.05. | 23 | 2.1 |  | 2.1 | 0 | 0 | 0 | 0
01.05. | 24 | 2.1 |  | 2.1 | 0 | 0 | 0 | 0
02.05. | 1 | 2.1 |  | 2.1 | 0 | 0 | 0 | 0
02.05. | 2 | 2.1 |  | 2.1 | 0 | 0 | 0 | 0
02.05. | 3 | 2.1 |  | 2.1 | 0 | 0 | 0 | 0
02.05. | 4 | 2.1 |  | 2.1 | 0 | 0 | 0 | 0
02.05. | 5 | 2.1 |  | 2.1 | 0 | 0 | 0 | 0
02.05. | 6 | 2.1 |  | 2.1 | 0 | 0 | 0 | 0
02.05. | 7 | 2.1 |  | 2.1 | 0 | 0 | 0 | 0
02.05. | 8 | 2.1 |  | 2.1 | 0 | 0 | 0 | 0
02.05. | 9 | 2.1 |  | 2.1 | 0 | 0 | 0 | 0
02.05. | 10 | 2.1 |  | 2.1 | 0 | 0 | 0 | 0
02.05. | 11 | 2.1 |  | 2.1 | 0 | 0 | 0 | 0
02.05. | 12 | 2.1 |  | 2.1 | 0 | 0 | 0 | 0
02.05. | 13 | 2.1 |  | 2.1 | 0 | 0 | 0 | 0
02.05. | 14 | 2.1 |  | 2.1 | 0 | 0 | 0 | 0
02.05. | 15 | 2.1 |  | 2.1 | 0 | 0 | 0 | 0
02.05. | 16 | 2.1 |  | 2.1 | 0 | 0 | 0 | 0
02.05. | 17 | 2.1 |  | 2.1 | 0 | 0 | 0 | 0
02.05. | 18 | 2.1 |  | 2.1 | 0 | 0 | 0 | 0
02.05. | 19 | 2.1 |  | 2.1 | 0 | 0 | 0 | 0
02.05. | 20 | 2.1 |  | 2.1 | 0 | 0 | 0 | 0
02.05. | 21 | 2.1 |  | 2.1 | 0 | 0 | 0 | 0
02.05. | 22 | 2.1 |  | 2.1 | 0 | 0 | 0 | 0
02.05. | 23 | 2.1 |  | 2.1 | 0 | 0 | 0 | 0
02.05. | 24 | 2.1 |  | 2.1 | 0 | 0 | 0 | 0
03.05. | 1 | 2.1 |  | 2.1 | 0 | 0 | 0 | 0
03.05. | 2 | 2.1 |  | 2.1 | 0 | 0 | 0 | 0
03.05. | 3 | 2.1 |  | 2.1 | 0 | 0 | 0 | 0
03.05. | 4 | 2.1 |  | 2.1 | 0 | 0 | 0 | 0
03.05. | 5 | 2.1 |  | 2.1 | 0 | 0 | 0 | 0
03.05. | 6 | 2.1 |  | 2.1 | 0 | 0 | 0 | 0
03.05. | 7 | 2.1 |  | 2.1 | 0 | 0 | 0 | 0
03.05. | 8 | 2.1 |  | 2.1 | 0 | 0 | 0 | 0
03.05. | 9 | 2.1 |  | 2.1 | 0 | 0 | 0 | 0
03.05. | 10 | 2.1 |  | 2.1 | 0 | 0 | 0 | 0
03.05. | 11 | 2.1 |  | 2.1 | 0 | 0 | 0 | 0
03.05. | 12 | 2.1 |  | 2.1 | 0 | 0 | 0 | 0
03.05. | 13 | 2.1 |  | 2.1 | 0 | 0 | 0 | 0
03.05. | 14 | 2.1 |  | 2.1 | 0 | 0 | 0 | 0
03.05. | 15 | 2.1 |  | 2.1 | 0 | 0 | 0 | 0
03.05. | 16 | 2.1 |  | 2.1 | 0 | 0 | 0 | 0
03.05. | 17 | 2.1 |  | 2.1 | 0 | 0 | 0 | 0
03.05. | 18 | 2.1 |  | 2.1 | 0 | 0 | 0 | 0
03.05. | 19 | 2.1 |  | 2.1 | 0 | 0 | 0 | 0
03.05. | 20 | 2.1 |  | 2.1 | 0 | 0 | 0 | 0
03.05. | 21 | 2.1 |  | 2.1 | 0 | 0 | 0 | 0
03.05. | 22 | 2.1 |  | 2.1 | 0 | 0 | 0 | 0
03.05. | 23 | 2.1 |  | 2.1 | 0 | 0 | 0 | 0
03.05. | 24 | 2.1 |  | 2.1 | 0 | 0 | 0 | 0
04.05. | 1 | 2.1 |  | 2.1 | 0 | 0 | 0 | 0
04.05. | 2 | 2.1 |  | 2.1 | 0 | 0 | 0 | 0
04.05. | 3 | 2.1 |  | 2.1 | 0 | 0 | 0 | 0
04.05. | 4 | 2.1 |  | 2.1 | 0 | 0 | 0 | 0
04.05. | 5 | 2.1 |  | 2.1 | 0 | 0 | 0 | 0
04.05. | 6 | 2.1 |  | 2.1 | 0 | 0 | 0 | 0
04.05. | 7 | 2.1 |  | 2.1 | 0 | 0 | 0 | 0
04.05. | 8 | 2.1 |  | 2.1 | 0 | 0 | 0 | 0
04.05. | 9 | 2.1 |  | 2.1 | 0 | 0 | 0 | 0
04.05. | 10 | 2.1 |  | 2.1 | 0 | 0 | 0 | 0
04.05. | 11 | 2.1 |  | 2.1 | 0 | 0 | 0 | 0
04.05. | 12 | 2.1 |  | 2.1 | 0 | 0 | 0 | 0
04.05. | 13 | 2.1 |  | 2.1 | 0 | 0 | 0 | 0
04.05. | 14 | 2.1 |  | 2.1 | 0 | 0 | 0 | 0
04.05. | 15 | 2.1 |  | 2.1 | 0 | 0 | 0 | 0
04.05. | 16 | 2.1 |  | 2.1 | 0 | 0 | 0 | 0
04.05. | 17 | 2.1 |  | 2.1 | 0 | 0 | 0 | 0
04.05. | 18 | 2.1 |  | 2.1 | 0 | 0 | 0 | 0
04.05. | 19 | 2.1 |  | 2.1 | 0 | 0 | 0 | 0
04.05. | 20 | 2.1 |  | 2.1 | 0 | 0 | 0 | 0
04.05. | 21 | 2.1 |  | 2.1 | 0 | 0 | 0 | 0
04.05. | 22 | 2.1 |  | 2.1 | 0 | 0 | 0 | 0
04.05. | 23 | 2.1 |  | 2.1 | 0 | 0 | 0 | 0
04.05. | 24 | 2.1 |  | 2.1 | 0 | 0 | 0 | 0
05.05. | 1 | 2.1 |  | 2.1 | 0 | 0 | 0 | 0
05.05. | 2 | 2.1 |  | 2.1 | 0 | 0 | 0 | 0
05.05. | 3 | 2.1 |  | 2.1 | 0 | 0 | 0 | 0
05.05. | 4 | 2.1 |  | 2.1 | 0 | 0 | 0 | 0
05.05. | 5 | 2.1 |  | 2.1 | 0 | 0 | 0 | 0
05.05. | 6 | 2.1 |  | 2.1 | 0 | 0 | 0 | 0
05.05. | 7 | 2.1 |  | 2.1 | 0 | 0 | 0 | 0
05.05. | 8 | 2.1 |  | 2.1 | 0 | 0 | 0 | 0
05.05. | 9 | 2.1 |  | 2.1 | 0 | 0 | 0 | 0
05.05. | 10 | 2.1 |  | 2.1 | 0 | 0 | 0 | 0
05.05. | 11 | 2.1 |  | 2.1 | 0 | 0 | 0 | 0
05.05. | 12 | 2.1 |  | 2.1 | 0 | 0 | 0 | 0
05.05. | 13 | 2.1 |  | 2.1 | 0 | 0 | 0 | 0
05.05. | 14 | 2.1 |  | 2.1 | 0 | 0 | 0 | 0
05.05. | 15 | 2.1 |  | 2.1 | 0 | 0 | 0 | 0
05.05. | 16 | 2.1 |  | 2.1 | 0 | 0 | 0 | 0
05.05. | 17 | 2.1 |  | 2.1 | 0 | 0 | 0 | 0
05.05. | 18 | 2.1 |  | 2.1 | 0 | 0 | 0 | 0
05.05. | 19 | 2.1 |  | 2.1 | 0 | 0 | 0 | 0
05.05. | 20 | 2.1 |  | 2.1 | 0 | 0 | 0 | 0
05.05. | 21 | 2.1 |  | 2.1 | 0 | 0 | 0 | 0
05.05. | 22 | 2.1 |  | 2.1 | 0 | 0 | 0 | 0
05.05. | 23 | 2.1 |  | 2.1 | 0 | 0 | 0 | 0
05.05. | 24 | 2.1 |  | 2.1 | 0 | 0 | 0 | 0
06.05. | 1 | 2.1 |  | 2.1 | 0 | 0 | 0 | 0
06.05. | 2 | 2.1 |  | 2.1 | 0 | 0 | 0 | 0
06.05. | 3 | 2.1 |  | 2.1 | 0 | 0 | 0 | 0
06.05. | 4 | 2.1 |  | 2.1 | 0 | 0 | 0 | 0
06.05. | 5 | 2.1 |  | 2.1 | 0 | 0 | 0 | 0
06.05. | 6 | 2.1 |  | 2.1 | 0 | 0 | 0 | 0
06.05. | 7 | 2.1 |  | 2.1 | 0 | 0 | 0 | 0
06.05. | 8 | 2.1 |  | 2.1 | 0 | 0 | 0 | 0
06.05. | 9 | 2.1 |  | 2.1 | 0 | 0 | 0 | 0
06.05. | 10 | 2.1 |  | 2.1 | 0 | 0 | 0 | 0
06.05. | 11 | 2.1 |  | 2.1 | 0 | 0 | 0 | 0
06.05. | 12 | 2.1 |  | 2.1 | 0 | 0 | 0 | 0
06.05. | 13 | 2.1 |  | 2.1 | 0 | 0 | 0 | 0
06.05. | 14 | 2.1 |  | 2.1 | 0 | 0 | 0 | 0
06.05. | 15 | 2.1 |  | 2.1 | 0 | 0 | 0 | 0
06.05. | 16 | 2.1 |  | 2.1 | 0 | 0 | 0 | 0
06.05. | 17 | 2.1 |  | 2.1 | 0 | 0 | 0 | 0
06.05. | 18 | 2.1 |  | 2.1 | 0 | 0 | 0 | 0
06.05. | 19 | 2.1 |  | 2.1 | 0 | 0 | 0 | 0
06.05. | 20 | 2.1 |  | 2.1 | 0 | 0 | 0 | 0
06.05. | 21 | 2.1 |  | 2.1 | 0 | 0 | 0 | 0
06.05. | 22 | 2.1 |  | 2.1 | 0 | 0 | 0 | 0
06.05. | 23 | 2.1 |  | 2.1 | 0 | 0 | 0 | 0
06.05. | 24 | 2.1 |  | 2.1 | 0 | 0 | 0 | 0
07.05. | 1 | 2.1 |  | 2.1 | 0 | 0 | 0 | 0
07.05. | 2 | 2.1 |  | 2.1 | 0 | 0 | 0 | 0
07.05. | 3 | 2.1 |  | 2.1 | 0 | 0 | 0 | 0
07.05. | 4 | 2.1 |  | 2.1 | 0 | 0 | 0 | 0
07.05. | 5 | 2.1 |  | 2.1 | 0 | 0 | 0 | 0
07.05. | 6 | 2.1 |  | 2.1 | 0 | 0 | 0 | 0
07.05. | 7 | 2.1 |  | 2.1 | 0 | 0 | 0 | 0
07.05. | 8 | 2.1 |  | 2.1 | 0 | 0 | 0 | 0
07.05. | 9 | 2.1 |  | 2.1 | 0 | 0 | 0 | 0
07.05. | 10 | 2.1 |  | 2.1 | 0 | 0 | 0 | 0
07.05. | 11 | 2.1 |  | 2.1 | 0 | 0 | 0 | 0
07.05. | 12 | 2.1 |  | 2.1 | 0 | 0 | 0 | 0
07.05. | 13 | 2.1 |  | 2.1 | 0 | 0 | 0 | 0
07.05. | 14 | 2.1 |  | 2.1 | 0 | 0 | 0 | 0
07.05. | 15 | 2.1 |  | 2.1 | 0 | 0 | 0 | 0
07.05. | 16 | 2.1 |  | 2.1 | 0 | 0 | 0 | 0
07.05. | 17 | 2.1 |  | 2.1 | 0 | 0 | 0 | 0
07.05. | 18 | 2.1 |  | 2.1 | 0 | 0 | 0 | 0
07.05. | 19 | 2.1 |  | 2.1 | 0 | 0 | 0 | 0
07.05. | 20 | 2.1 |  | 2.1 | 0 | 0 | 0 | 0
07.05. | 21 | 2.1 |  | 2.1 | 0 | 0 | 0 | 0
07.05. | 22 | 2.1 |  | 2.1 | 0 | 0 | 0 | 0
07.05. | 23 | 2.1 |  | 2.1 | 0 | 0 | 0 | 0
07.05. | 24 | 2.1 |  | 2.1 | 0 | 0 | 0 | 0
08.05. | 1 | 2.1 |  | 2.1 | 0 | 0 | 0 | 0
08.05. | 2 | 2.1 |  | 2.1 | 0 | 0 | 0 | 0
08.05. | 3 | 2.1 |  | 2.1 | 0 | 0 | 0 | 0
08.05. | 4 | 2.1 |  | 2.1 | 0 | 0 | 0 | 0
08.05. | 5 | 2.1 |  | 2.1 | 0 | 0 | 0 | 0
08.05. | 6 | 2.1 |  | 2.1 | 0 | 0 | 0 | 0
08.05. | 7 | 2.1 |  | 2.1 | 0 | 0 | 0 | 0
08.05. | 8 | 2.1 |  | 2.1 | 0 | 0 | 0 | 0
08.05. | 9 | 2.1 |  | 2.1 | 0 | 0 | 0 | 0
08.05. | 10 | 2.1 |  | 2.1 | 0 | 0 | 0 | 0
08.05. | 11 | 2.1 |  | 2.1 | 0 | 0 | 0 | 0
08.05. | 12 | 2.1 |  | 2.1 | 0 | 0 | 0 | 0
08.05. | 13 | 2.1 |  | 2.1 | 0 | 0 | 0 | 0
08.05. | 14 | 2.1 |  | 2.1 | 0 | 0 | 0 | 0
08.05. | 15 | 2.1 |  | 2.1 | 0 | 0 | 0 | 0
08.05. | 16 | 2.1 |  | 2.1 | 0 | 0 | 0 | 0
08.05. | 17 | 2.1 |  | 2.1 | 0 | 0 | 0 | 0
08.05. | 18 | 2.1 |  | 2.1 | 0 | 0 | 0 | 0
08.05. | 19 | 2.1 |  | 2.1 | 0 | 0 | 0 | 0
08.05. | 20 | 2.1 |  | 2.1 | 0 | 0 | 0 | 0
08.05. | 21 | 2.1 |  | 2.1 | 0 | 0 | 0 | 0
08.05. | 22 | 2.1 |  | 2.1 | 0 | 0 | 0 | 0
08.05. | 23 | 2.1 |  | 2.1 | 0 | 0 | 0 | 0
08.05. | 24 | 2.1 |  | 2.1 | 0 | 0 | 0 | 0
09.05. | 1 | 2.1 |  | 2.1 | 0 | 0 | 0 | 0
09.05. | 2 | 2.1 |  | 2.1 | 0 | 0 | 0 | 0
09.05. | 3 | 2.1 |  | 2.1 | 0 | 0 | 0 | 0
09.05. | 4 | 2.1 |  | 2.1 | 0 | 0 | 0 | 0
09.05. | 5 | 2.1 |  | 2.1 | 0 | 0 | 0 | 0
09.05. | 6 | 2.1 |  | 2.1 | 0 | 0 | 0 | 0
09.05. | 7 | 2.1 |  | 2.1 | 0 | 0 | 0 | 0
09.05. | 8 | 2.1 |  | 2.1 | 0 | 0 | 0 | 0
09.05. | 9 | 2.1 |  | 2.1 | 0 | 0 | 0 | 0
09.05. | 10 | 2.1 |  | 2.1 | 0 | 0 | 0 | 0
09.05. | 11 | 2.1 |  | 2.1 | 0 | 0 | 0 | 0
09.05. | 12 | 2.1 |  | 2.1 | 0 | 0 | 0 | 0
09.05. | 13 | 2.1 |  | 2.1 | 0 | 0 | 0 | 0
09.05. | 14 | 2.1 |  | 2.1 | 0 | 0 | 0 | 0
09.05. | 15 | 2.1 |  | 2.1 | 0 | 0 | 0 | 0
09.05. | 16 | 2.1 |  | 2.1 | 0 | 0 | 0 | 0
09.05. | 17 | 2.1 |  | 2.1 | 0 | 0 | 0 | 0
09.05. | 18 | 2.1 |  | 2.1 | 0 | 0 | 0 | 0
09.05. | 19 | 2.1 |  | 2.1 | 0 | 0 | 0 | 0
09.05. | 20 | 2.1 |  | 2.1 | 0 | 0 | 0 | 0
09.05. | 21 | 2.1 |  | 2.1 | 0 | 0 | 0 | 0
09.05. | 22 | 2.1 |  | 2.1 | 0 | 0 | 0 | 0
09.05. | 23 | 2.1 |  | 2.1 | 0 | 0 | 0 | 0
09.05. | 24 | 2.1 |  | 2.1 | 0 | 0 | 0 | 0
10.05. | 1 | 2.1 |  | 2.1 | 0 | 0 | 0 | 0
10.05. | 2 | 2.1 |  | 2.1 | 0 | 0 | 0 | 0
10.05. | 3 | 2.1 |  | 2.1 | 0 | 0 | 0 | 0
10.05. | 4 | 2.1 |  | 2.1 | 0 | 0 | 0 | 0
10.05. | 5 | 2.1 |  | 2.1 | 0 | 0 | 0 | 0
10.05. | 6 | 2.1 |  | 2.1 | 0 | 0 | 0 | 0
10.05. | 7 | 2.1 |  | 2.1 | 0 | 0 | 0 | 0
10.05. | 8 | 2.1 |  | 2.1 | 0 | 0 | 0 | 0
10.05. | 9 | 2.1 |  | 2.1 | 0 | 0 | 0 | 0
10.05. | 10 | 2.1 |  | 2.1 | 0 | 0 | 0 | 0
10.05. | 11 | 2.1 |  | 2.1 | 0 | 0 | 0 | 0
10.05. | 12 | 2.1 |  | 2.1 | 0 | 0 | 0 | 0
10.05. | 13 | 2.1 |  | 2.1 | 0 | 0 | 0 | 0
10.05. | 14 | 2.1 |  | 2.1 | 0 | 0 | 0 | 0
10.05. | 15 | 2.1 |  | 2.1 | 0 | 0 | 0 | 0
10.05. | 16 | 2.1 |  | 2.1 | 0 | 0 | 0 | 0
10.05. | 17 | 2.1 |  | 2.1 | 0 | 0 | 0 | 0
10.05. | 18 | 2.1 |  | 2.1 | 0 | 0 | 0 | 0
10.05. | 19 | 2.1 |  | 2.1 | 0 | 0 | 0 | 0
10.05. | 20 | 2.1 |  | 2.1 | 0 | 0 | 0 | 0
10.05. | 21 | 2.1 |  | 2.1 | 0 | 0 | 0 | 0
10.05. | 22 | 2.1 |  | 2.1 | 0 | 0 | 0 | 0
10.05. | 23 | 2.1 |  | 2.1 | 0 | 0 | 0 | 0
10.05. | 24 | 2.1 |  | 2.1 | 0 | 0 | 0 | 0
11.05. | 1 | 2.1 |  | 2.1 | 0 | 0 | 0 | 0
11.05. | 2 | 2.1 |  | 2.1 | 0 | 0 | 0 | 0
11.05. | 3 | 2.1 |  | 2.1 | 0 | 0 | 0 | 0
11.05. | 4 | 2.1 |  | 2.1 | 0 | 0 | 0 | 0
11.05. | 5 | 2.1 |  | 2.1 | 0 | 0 | 0 | 0
11.05. | 6 | 2.1 |  | 2.1 | 0 | 0 | 0 | 0
11.05. | 7 | 2.1 |  | 2.1 | 0 | 0 | 0 | 0
11.05. | 8 | 2.1 |  | 2.1 | 0 | 0 | 0 | 0
11.05. | 9 | 2.1 |  | 2.1 | 0 | 0 | 0 | 0
11.05. | 10 | 2.1 |  | 2.1 | 0 | 0 | 0 | 0
11.05. | 11 | 2.1 |  | 2.1 | 0 | 0 | 0 | 0
11.05. | 12 | 2.1 |  | 2.1 | 0 | 0 | 0 | 0
11.05. | 13 | 2.1 |  | 2.1 | 0 | 0 | 0 | 0
11.05. | 14 | 2.1 |  | 2.1 | 0 | 0 | 0 | 0
11.05. | 15 | 2.1 |  | 2.1 | 0 | 0 | 0 | 0
11.05. | 16 | 2.1 |  | 2.1 | 0 | 0 | 0 | 0
11.05. | 17 | 2.1 |  | 2.1 | 0 | 0 | 0 | 0
11.05. | 18 | 2.1 |  | 2.1 | 0 | 0 | 0 | 0
11.05. | 19 | 2.1 |  | 2.1 | 0 | 0 | 0 | 0
11.05. | 20 | 2.1 |  | 2.1 | 0 | 0 | 0 | 0
11.05. | 21 | 2.1 |  | 2.1 | 0 | 0 | 0 | 0
11.05. | 22 | 2.1 |  | 2.1 | 0 | 0 | 0 | 0
11.05. | 23 | 2.1 |  | 2.1 | 0 | 0 | 0 | 0
11.05. | 24 | 2.1 |  | 2.1 | 0 | 0 | 0 | 0
12.05. | 1 | 2.1 |  | 2.1 | 0 | 0 | 0 | 0
12.05. | 2 | 2.1 |  | 2.1 | 0 | 0 | 0 | 0
12.05. | 3 | 2.1 |  | 2.1 | 0 | 0 | 0 | 0
12.05. | 4 | 2.1 |  | 2.1 | 0 | 0 | 0 | 0
12.05. | 5 | 2.1 |  | 2.1 | 0 | 0 | 0 | 0
12.05. | 6 | 2.1 |  | 2.1 | 0 | 0 | 0 | 0
12.05. | 7 | 2.1 |  | 2.1 | 0 | 0 | 0 | 0
12.05. | 8 | 2.1 |  | 2.1 | 0 | 0 | 0 | 0
12.05. | 9 | 2.1 |  | 2.1 | 0 | 0 | 0 | 0
12.05. | 10 | 2.1 |  | 2.1 | 0 | 0 | 0 | 0
12.05. | 11 | 2.1 |  | 2.1 | 0 | 0 | 0 | 0
12.05. | 12 | 2.1 |  | 2.1 | 0 | 0 | 0 | 0
12.05. | 13 | 2.1 |  | 2.1 | 0 | 0 | 0 | 0
12.05. | 14 | 2.1 |  | 2.1 | 0 | 0 | 0 | 0
12.05. | 15 | 2.1 |  | 2.1 | 0 | 0 | 0 | 0
12.05. | 16 | 2.1 |  | 2.1 | 0 | 0 | 0 | 0
12.05. | 17 | 2.1 |  | 2.1 | 0 | 0 | 0 | 0
12.05. | 18 | 2.1 |  | 2.1 | 0 | 0 | 0 | 0
12.05. | 19 | 2.1 |  | 2.1 | 0 | 0 | 0 | 0
12.05. | 20 | 2.1 |  | 2.1 | 0 | 0 | 0 | 0
12.05. | 21 | 2.1 |  | 2.1 | 0 | 0 | 0 | 0
12.05. | 22 | 2.1 |  | 2.1 | 0 | 0 | 0 | 0
12.05. | 23 | 2.1 |  | 2.1 | 0 | 0 | 0 | 0
12.05. | 24 | 2.1 |  | 2.1 | 0 | 0 | 0 | 0
13.05. | 1 | 2.1 |  | 2.1 | 0 | 0 | 0 | 0
13.05. | 2 | 2.1 |  | 2.1 | 0 | 0 | 0 | 0
13.05. | 3 | 2.1 |  | 2.1 | 0 | 0 | 0 | 0
13.05. | 4 | 2.1 |  | 2.1 | 0 | 0 | 0 | 0
13.05. | 5 | 2.1 |  | 2.1 | 0 | 0 | 0 | 0
13.05. | 6 | 2.1 |  | 2.1 | 0 | 0 | 0 | 0
13.05. | 7 | 2.1 |  | 2.1 | 0 | 0 | 0 | 0
13.05. | 8 | 2.1 |  | 2.1 | 0 | 0 | 0 | 0
13.05. | 9 | 2.1 |  | 2.1 | 0 | 0 | 0 | 0
13.05. | 10 | 2.1 |  | 2.1 | 0 | 0 | 0 | 0
13.05. | 11 | 2.1 |  | 2.1 | 0 | 0 | 0 | 0
13.05. | 12 | 2.1 |  | 2.1 | 0 | 0 | 0 | 0
13.05. | 13 | 2.1 |  | 2.1 | 0 | 0 | 0 | 0
13.05. | 14 | 2.1 |  | 2.1 | 0 | 0 | 0 | 0
13.05. | 15 | 2.1 |  | 2.1 | 0 | 0 | 0 | 0
13.05. | 16 | 2.1 |  | 2.1 | 0 | 0 | 0 | 0
13.05. | 17 | 2.1 |  | 2.1 | 0 | 0 | 0 | 0
13.05. | 18 | 2.1 |  | 2.1 | 0 | 0 | 0 | 0
13.05. | 19 | 2.1 |  | 2.1 | 0 | 0 | 0 | 0
13.05. | 20 | 2.1 |  | 2.1 | 0 | 0 | 0 | 0
13.05. | 21 | 2.1 |  | 2.1 | 0 | 0 | 0 | 0
13.05. | 22 | 2.1 |  | 2.1 | 0 | 0 | 0 | 0
13.05. | 23 | 2.1 |  | 2.1 | 0 | 0 | 0 | 0
13.05. | 24 | 2.1 |  | 2.1 | 0 | 0 | 0 | 0
14.05. | 1 | 2.1 |  | 2.1 | 0 | 0 | 0 | 0
14.05. | 2 | 2.1 |  | 2.1 | 0 | 0 | 0 | 0
14.05. | 3 | 2.1 |  | 2.1 | 0 | 0 | 0 | 0
14.05. | 4 | 2.1 |  | 2.1 | 0 | 0 | 0 | 0
14.05. | 5 | 2.1 |  | 2.1 | 0 | 0 | 0 | 0
14.05. | 6 | 2.1 |  | 2.1 | 0 | 0 | 0 | 0
14.05. | 7 | 2.1 |  | 2.1 | 0 | 0 | 0 | 0
14.05. | 8 | 2.1 |  | 2.1 | 0 | 0 | 0 | 0
14.05. | 9 | 2.1 |  | 2.1 | 0 | 0 | 0 | 0
14.05. | 10 | 2.1 |  | 2.1 | 0 | 0 | 0 | 0
14.05. | 11 | 2.1 |  | 2.1 | 0 | 0 | 0 | 0
14.05. | 12 | 2.1 |  | 2.1 | 0 | 0 | 0 | 0
14.05. | 13 | 2.1 |  | 2.1 | 0 | 0 | 0 | 0
14.05. | 14 | 2.1 |  | 2.1 | 0 | 0 | 0 | 0
14.05. | 15 | 2.1 |  | 2.1 | 0 | 0 | 0 | 0
14.05. | 16 | 2.1 |  | 2.1 | 0 | 0 | 0 | 0
14.05. | 17 | 2.1 |  | 2.1 | 0 | 0 | 0 | 0
14.05. | 18 | 2.1 |  | 2.1 | 0 | 0 | 0 | 0
14.05. | 19 | 2.1 |  | 2.1 | 0 | 0 | 0 | 0
14.05. | 20 | 2.1 |  | 2.1 | 0 | 0 | 0 | 0
14.05. | 21 | 2.1 |  | 2.1 | 0 | 0 | 0 | 0
14.05. | 22 | 2.1 |  | 2.1 | 0 | 0 | 0 | 0
14.05. | 23 | 2.1 |  | 2.1 | 0 | 0 | 0 | 0
14.05. | 24 | 2.1 |  | 2.1 | 0 | 0 | 0 | 0
15.05. | 1 | 2.1 |  | 2.1 | 0 | 0 | 0 | 0
15.05. | 2 | 2.1 |  | 2.1 | 0 | 0 | 0 | 0
15.05. | 3 | 2.1 |  | 2.1 | 0 | 0 | 0 | 0
15.05. | 4 | 2.1 |  | 2.1 | 0 | 0 | 0 | 0
15.05. | 5 | 2.1 |  | 2.1 | 0 | 0 | 0 | 0
15.05. | 6 | 2.1 |  | 2.1 | 0 | 0 | 0 | 0
15.05. | 7 | 2.1 |  | 2.1 | 0 | 0 | 0 | 0
15.05. | 8 | 2.1 |  | 2.1 | 0 | 0 | 0 | 0
15.05. | 9 | 2.1 |  | 2.1 | 0 | 0 | 0 | 0
15.05. | 10 | 2.1 |  | 2.1 | 0 | 0 | 0 | 0
15.05. | 11 | 2.1 |  | 2.1 | 0 | 0 | 0 | 0
15.05. | 12 | 2.1 |  | 2.1 | 0 | 0 | 0 | 0
15.05. | 13 | 2.1 |  | 2.1 | 0 | 0 | 0 | 0
15.05. | 14 | 2.1 |  | 2.1 | 0 | 0 | 0 | 0
15.05. | 15 | 2.1 |  | 2.1 | 0 | 0 | 0 | 0
15.05. | 16 | 2.1 |  | 2.1 | 0 | 0 | 0 | 0
15.05. | 17 | 2.1 |  | 2.1 | 0 | 0 | 0 | 0
15.05. | 18 | 2.1 |  | 2.1 | 0 | 0 | 0 | 0
15.05. | 19 | 2.1 |  | 2.1 | 0 | 0 | 0 | 0
15.05. | 20 | 2.1 |  | 2.1 | 0 | 0 | 0 | 0
15.05. | 21 | 2.1 |  | 2.1 | 0 | 0 | 0 | 0
15.05. | 22 | 2.1 |  | 2.1 | 0 | 0 | 0 | 0
15.05. | 23 | 2.1 |  | 2.1 | 0 | 0 | 0 | 0
15.05. | 24 | 2.1 |  | 2.1 | 0 | 0 | 0 | 0
16.05. | 1 | 2.1 |  | 2.1 | 0 | 0 | 0 | 0
16.05. | 2 | 2.1 |  | 2.1 | 0 | 0 | 0 | 0
16.05. | 3 | 2.1 |  | 2.1 | 0 | 0 | 0 | 0
16.05. | 4 | 2.1 |  | 2.1 | 0 | 0 | 0 | 0
16.05. | 5 | 2.1 |  | 2.1 | 0 | 0 | 0 | 0
16.05. | 6 | 2.1 |  | 2.1 | 0 | 0 | 0 | 0
16.05. | 7 | 2.1 |  | 2.1 | 0 | 0 | 0 | 0
16.05. | 8 | 2.1 |  | 2.1 | 0 | 0 | 0 | 0
16.05. | 9 | 2.1 |  | 2.1 | 0 | 0 | 0 | 0
16.05. | 10 | 2.1 |  | 2.1 | 0 | 0 | 0 | 0
16.05. | 11 | 2.1 |  | 2.1 | 0 | 0 | 0 | 0
16.05. | 12 | 2.1 |  | 2.1 | 0 | 0 | 0 | 0
16.05. | 13 | 2.1 |  | 2.1 | 0 | 0 | 0 | 0
16.05. | 14 | 2.1 |  | 2.1 | 0 | 0 | 0 | 0
16.05. | 15 | 2.1 |  | 2.1 | 0 | 0 | 0 | 0
16.05. | 16 | 2.1 |  | 2.1 | 0 | 0 | 0 | 0
16.05. | 17 | 2.1 |  | 2.1 | 0 | 0 | 0 | 0
16.05. | 18 | 2.1 |  | 2.1 | 0 | 0 | 0 | 0
16.05. | 19 | 2.1 |  | 2.1 | 0 | 0 | 0 | 0
16.05. | 20 | 2.1 |  | 2.1 | 0 | 0 | 0 | 0
16.05. | 21 | 2.1 |  | 2.1 | 0 | 0 | 0 | 0
16.05. | 22 | 2.1 |  | 2.1 | 0 | 0 | 0 | 0
16.05. | 23 | 2.1 |  | 2.1 | 0 | 0 | 0 | 0
16.05. | 24 | 2.1 |  | 2.1 | 0 | 0 | 0 | 0
17.05. | 1 | 2.1 |  | 2.1 | 0 | 0 | 0 | 0
17.05. | 2 | 2.1 |  | 2.1 | 0 | 0 | 0 | 0
17.05. | 3 | 2.1 |  | 2.1 | 0 | 0 | 0 | 0
17.05. | 4 | 2.1 |  | 2.1 | 0 | 0 | 0 | 0
17.05. | 5 | 2.1 |  | 2.1 | 0 | 0 | 0 | 0
17.05. | 6 | 2.1 |  | 2.1 | 0 | 0 | 0 | 0
17.05. | 7 | 2.1 |  | 2.1 | 0 | 0 | 0 | 0
17.05. | 8 | 2.1 |  | 2.1 | 0 | 0 | 0 | 0
17.05. | 9 | 2.1 |  | 2.1 | 0 | 0 | 0 | 0
17.05. | 10 | 2.1 |  | 2.1 | 0 | 0 | 0 | 0
17.05. | 11 | 2.1 |  | 2.1 | 0 | 0 | 0 | 0
17.05. | 12 | 2.1 |  | 2.1 | 0 | 0 | 0 | 0
17.05. | 13 | 2.1 |  | 2.1 | 0 | 0 | 0 | 0
17.05. | 14 | 2.1 |  | 2.1 | 0 | 0 | 0 | 0
17.05. | 15 | 2.1 |  | 2.1 | 0 | 0 | 0 | 0
17.05. | 16 | 2.1 |  | 2.1 | 0 | 0 | 0 | 0
17.05. | 17 | 2.1 |  | 2.1 | 0 | 0 | 0 | 0
17.05. | 18 | 2.1 |  | 2.1 | 0 | 0 | 0 | 0
17.05. | 19 | 2.1 |  | 2.1 | 0 | 0 | 0 | 0
17.05. | 20 | 2.1 |  | 2.1 | 0 | 0 | 0 | 0
17.05. | 21 | 2.1 |  | 2.1 | 0 | 0 | 0 | 0
17.05. | 22 | 2.1 |  | 2.1 | 0 | 0 | 0 | 0
17.05. | 23 | 2.1 |  | 2.1 | 0 | 0 | 0 | 0
17.05. | 24 | 2.1 |  | 2.1 | 0 | 0 | 0 | 0
18.05. | 1 | 2.1 |  | 2.1 | 0 | 0 | 0 | 0
18.05. | 2 | 2.1 |  | 2.1 | 0 | 0 | 0 | 0
18.05. | 3 | 2.1 |  | 2.1 | 0 | 0 | 0 | 0
18.05. | 4 | 2.1 |  | 2.1 | 0 | 0 | 0 | 0
18.05. | 5 | 2.1 |  | 2.1 | 0 | 0 | 0 | 0
18.05. | 6 | 2.1 |  | 2.1 | 0 | 0 | 0 | 0
18.05. | 7 | 2.1 |  | 2.1 | 0 | 0 | 0 | 0
18.05. | 8 | 2.1 |  | 2.1 | 0 | 0 | 0 | 0
18.05. | 9 | 2.1 |  | 2.1 | 0 | 0 | 0 | 0
18.05. | 10 | 2.1 |  | 2.1 | 0 | 0 | 0 | 0
18.05. | 11 | 2.1 |  | 2.1 | 0 | 0 | 0 | 0
18.05. | 12 | 2.1 |  | 2.1 | 0 | 0 | 0 | 0
18.05. | 13 | 2.1 |  | 2.1 | 0 | 0 | 0 | 0
18.05. | 14 | 2.1 |  | 2.1 | 0 | 0 | 0 | 0
18.05. | 15 | 2.1 |  | 2.1 | 0 | 0 | 0 | 0
18.05. | 16 | 2.1 |  | 2.1 | 0 | 0 | 0 | 0
18.05. | 17 | 2.1 |  | 2.1 | 0 | 0 | 0 | 0
18.05. | 18 | 2.1 |  | 2.1 | 0 | 0 | 0 | 0
18.05. | 19 | 2.1 |  | 2.1 | 0 | 0 | 0 | 0
18.05. | 20 | 2.1 |  | 2.1 | 0 | 0 | 0 | 0
18.05. | 21 | 2.1 |  | 2.1 | 0 | 0 | 0 | 0
18.05. | 22 | 2.1 |  | 2.1 | 0 | 0 | 0 | 0
18.05. | 23 | 2.1 |  | 2.1 | 0 | 0 | 0 | 0
18.05. | 24 | 2.1 |  | 2.1 | 0 | 0 | 0 | 0
19.05. | 1 | 2.1 |  | 2.1 | 0 | 0 | 0 | 0
19.05. | 2 | 2.1 |  | 2.1 | 0 | 0 | 0 | 0
19.05. | 3 | 2.1 |  | 2.1 | 0 | 0 | 0 | 0
19.05. | 4 | 2.1 |  | 2.1 | 0 | 0 | 0 | 0
19.05. | 5 | 2.1 |  | 2.1 | 0 | 0 | 0 | 0
19.05. | 6 | 2.1 |  | 2.1 | 0 | 0 | 0 | 0
19.05. | 7 | 2.1 |  | 2.1 | 0 | 0 | 0 | 0
19.05. | 8 | 2.1 |  | 2.1 | 0 | 0 | 0 | 0
19.05. | 9 | 2.1 |  | 2.1 | 0 | 0 | 0 | 0
19.05. | 10 | 2.1 |  | 2.1 | 0 | 0 | 0 | 0
19.05. | 11 | 2.1 |  | 2.1 | 0 | 0 | 0 | 0
19.05. | 12 | 2.1 |  | 2.1 | 0 | 0 | 0 | 0
19.05. | 13 | 2.1 |  | 2.1 | 0 | 0 | 0 | 0
19.05. | 14 | 2.1 |  | 2.1 | 0 | 0 | 0 | 0
19.05. | 15 | 2.1 |  | 2.1 | 0 | 0 | 0 | 0
19.05. | 16 | 2.1 |  | 2.1 | 0 | 0 | 0 | 0
19.05. | 17 | 2.1 |  | 2.1 | 0 | 0 | 0 | 0
19.05. | 18 | 2.1 |  | 2.1 | 0 | 0 | 0 | 0
19.05. | 19 | 2.1 |  | 2.1 | 0 | 0 | 0 | 0
19.05. | 20 | 2.1 |  | 2.1 | 0 | 0 | 0 | 0
19.05. | 21 | 2.1 |  | 2.1 | 0 | 0 | 0 | 0
19.05. | 22 | 2.1 |  | 2.1 | 0 | 0 | 0 | 0
19.05. | 23 | 2.1 |  | 2.1 | 0 | 0 | 0 | 0
19.05. | 24 | 2.1 |  | 2.1 | 0 | 0 | 0 | 0
20.05. | 1 | 2.1 |  | 2.1 | 0 | 0 | 0 | 0
20.05. | 2 | 2.1 |  | 2.1 | 0 | 0 | 0 | 0
20.05. | 3 | 2.1 |  | 2.1 | 0 | 0 | 0 | 0
20.05. | 4 | 2.1 |  | 2.1 | 0 | 0 | 0 | 0
20.05. | 5 | 2.1 |  | 2.1 | 0 | 0 | 0 | 0
20.05. | 6 | 2.1 |  | 2.1 | 0 | 0 | 0 | 0
20.05. | 7 | 2.1 |  | 2.1 | 0 | 0 | 0 | 0
20.05. | 8 | 2.1 |  | 2.1 | 0 | 0 | 0 | 0
20.05. | 9 | 2.1 |  | 2.1 | 0 | 0 | 0 | 0
20.05. | 10 | 2.1 |  | 2.1 | 0 | 0 | 0 | 0
20.05. | 11 | 2.1 |  | 2.1 | 0 | 0 | 0 | 0
20.05. | 12 | 2.1 |  | 2.1 | 0 | 0 | 0 | 0
20.05. | 13 | 2.1 |  | 2.1 | 0 | 0 | 0 | 0
20.05. | 14 | 2.1 |  | 2.1 | 0 | 0 | 0 | 0
20.05. | 15 | 2.1 |  | 2.1 | 0 | 0 | 0 | 0
20.05. | 16 | 2.1 |  | 2.1 | 0 | 0 | 0 | 0
20.05. | 17 | 2.1 |  | 2.1 | 0 | 0 | 0 | 0
20.05. | 18 | 2.1 |  | 2.1 | 0 | 0 | 0 | 0
20.05. | 19 | 2.1 |  | 2.1 | 0 | 0 | 0 | 0
20.05. | 20 | 2.1 |  | 2.1 | 0 | 0 | 0 | 0
20.05. | 21 | 2.1 |  | 2.1 | 0 | 0 | 0 | 0
20.05. | 22 | 2.1 |  | 2.1 | 0 | 0 | 0 | 0
20.05. | 23 | 2.1 |  | 2.1 | 0 | 0 | 0 | 0
20.05. | 24 | 2.1 |  | 2.1 | 0 | 0 | 0 | 0
21.05. | 1 | 2.1 |  | 2.1 | 0 | 0 | 0 | 0
21.05. | 2 | 2.1 |  | 2.1 | 0 | 0 | 0 | 0
21.05. | 3 | 2.1 |  | 2.1 | 0 | 0 | 0 | 0
21.05. | 4 | 2.1 |  | 2.1 | 0 | 0 | 0 | 0
21.05. | 5 | 2.1 |  | 2.1 | 0 | 0 | 0 | 0
21.05. | 6 | 2.1 |  | 2.1 | 0 | 0 | 0 | 0
21.05. | 7 | 2.1 |  | 2.1 | 0 | 0 | 0 | 0
21.05. | 8 | 2.1 |  | 2.1 | 0 | 0 | 0 | 0
21.05. | 9 | 2.1 |  | 2.1 | 0 | 0 | 0 | 0
21.05. | 10 | 2.1 |  | 2.1 | 0 | 0 | 0 | 0
21.05. | 11 | 2.1 |  | 2.1 | 0 | 0 | 0 | 0
21.05. | 12 | 2.1 |  | 2.1 | 0 | 0 | 0 | 0
21.05. | 13 | 2.1 |  | 2.1 | 0 | 0 | 0 | 0
21.05. | 14 | 2.1 |  | 2.1 | 0 | 0 | 0 | 0
21.05. | 15 | 2.1 |  | 2.1 | 0 | 0 | 0 | 0
21.05. | 16 | 2.1 |  | 2.1 | 0 | 0 | 0 | 0
21.05. | 17 | 2.1 |  | 2.1 | 0 | 0 | 0 | 0
21.05. | 18 | 2.1 |  | 2.1 | 0 | 0 | 0 | 0
21.05. | 19 | 2.1 |  | 2.1 | 0 | 0 | 0 | 0
21.05. | 20 | 2.1 |  | 2.1 | 0 | 0 | 0 | 0
21.05. | 21 | 2.1 |  | 2.1 | 0 | 0 | 0 | 0
21.05. | 22 | 2.1 |  | 2.1 | 0 | 0 | 0 | 0
21.05. | 23 | 2.1 |  | 2.1 | 0 | 0 | 0 | 0
21.05. | 24 | 2.1 |  | 2.1 | 0 | 0 | 0 | 0
22.05. | 1 | 2.1 |  | 2.1 | 0 | 0 | 0 | 0
22.05. | 2 | 2.1 |  | 2.1 | 0 | 0 | 0 | 0
22.05. | 3 | 2.1 |  | 2.1 | 0 | 0 | 0 | 0
22.05. | 4 | 2.1 |  | 2.1 | 0 | 0 | 0 | 0
22.05. | 5 | 2.1 |  | 2.1 | 0 | 0 | 0 | 0
22.05. | 6 | 2.1 |  | 2.1 | 0 | 0 | 0 | 0
22.05. | 7 | 2.1 |  | 2.1 | 0 | 0 | 0 | 0
22.05. | 8 | 2.1 |  | 2.1 | 0 | 0 | 0 | 0
22.05. | 9 | 2.1 |  | 2.1 | 0 | 0 | 0 | 0
22.05. | 10 | 2.1 |  | 2.1 | 0 | 0 | 0 | 0
22.05. | 11 | 2.1 |  | 2.1 | 0 | 0 | 0 | 0
22.05. | 12 | 2.1 |  | 2.1 | 0 | 0 | 0 | 0
22.05. | 13 | 2.1 |  | 2.1 | 0 | 0 | 0 | 0
22.05. | 14 | 2.1 |  | 2.1 | 0 | 0 | 0 | 0
22.05. | 15 | 2.1 |  | 2.1 | 0 | 0 | 0 | 0
22.05. | 16 | 2.1 |  | 2.1 | 0 | 0 | 0 | 0
22.05. | 17 | 2.1 |  | 2.1 | 0 | 0 | 0 | 0
22.05. | 18 | 2.1 |  | 2.1 | 0 | 0 | 0 | 0
22.05. | 19 | 2.1 |  | 2.1 | 0 | 0 | 0 | 0
22.05. | 20 | 2.1 |  | 2.1 | 0 | 0 | 0 | 0
22.05. | 21 | 2.1 |  | 2.1 | 0 | 0 | 0 | 0
22.05. | 22 | 2.1 |  | 2.1 | 0 | 0 | 0 | 0
22.05. | 23 | 2.1 |  | 2.1 | 0 | 0 | 0 | 0
22.05. | 24 | 2.1 |  | 2.1 | 0 | 0 | 0 | 0
23.05. | 1 | 2.1 |  | 2.1 | 0 | 0 | 0 | 0
23.05. | 2 | 2.1 |  | 2.1 | 0 | 0 | 0 | 0
23.05. | 3 | 2.1 |  | 2.1 | 0 | 0 | 0 | 0
23.05. | 4 | 2.1 |  | 2.1 | 0 | 0 | 0 | 0
23.05. | 5 | 2.1 |  | 2.1 | 0 | 0 | 0 | 0
23.05. | 6 | 2.1 |  | 2.1 | 0 | 0 | 0 | 0
23.05. | 7 | 2.1 |  | 2.1 | 0 | 0 | 0 | 0
23.05. | 8 | 2.1 |  | 2.1 | 0 | 0 | 0 | 0
23.05. | 9 | 2.1 |  | 2.1 | 0 | 0 | 0 | 0
23.05. | 10 | 2.1 |  | 2.1 | 0 | 0 | 0 | 0
23.05. | 11 | 2.1 |  | 2.1 | 0 | 0 | 0 | 0
23.05. | 12 | 2.1 |  | 2.1 | 0 | 0 | 0 | 0
23.05. | 13 | 2.1 |  | 2.1 | 0 | 0 | 0 | 0
23.05. | 14 | 2.1 |  | 2.1 | 0 | 0 | 0 | 0
23.05. | 15 | 2.1 |  | 2.1 | 0 | 0 | 0 | 0
23.05. | 16 | 2.1 |  | 2.1 | 0 | 0 | 0 | 0
23.05. | 17 | 2.1 |  | 2.1 | 0 | 0 | 0 | 0
23.05. | 18 | 2.1 |  | 2.1 | 0 | 0 | 0 | 0
23.05. | 19 | 2.1 |  | 2.1 | 0 | 0 | 0 | 0
23.05. | 20 | 2.1 |  | 2.1 | 0 | 0 | 0 | 0
23.05. | 21 | 2.1 |  | 2.1 | 0 | 0 | 0 | 0
23.05. | 22 | 2.1 |  | 2.1 | 0 | 0 | 0 | 0
23.05. | 23 | 2.1 |  | 2.1 | 0 | 0 | 0 | 0
23.05. | 24 | 2.1 |  | 2.1 | 0 | 0 | 0 | 0
24.05. | 1 | 2.1 |  | 2.1 | 0 | 0 | 0 | 0
24.05. | 2 | 2.1 |  | 2.1 | 0 | 0 | 0 | 0
24.05. | 3 | 2.1 |  | 2.1 | 0 | 0 | 0 | 0
24.05. | 4 | 2.1 |  | 2.1 | 0 | 0 | 0 | 0
24.05. | 5 | 2.1 |  | 2.1 | 0 | 0 | 0 | 0
24.05. | 6 | 2.1 |  | 2.1 | 0 | 0 | 0 | 0
24.05. | 7 | 2.1 |  | 2.1 | 0 | 0 | 0 | 0
24.05. | 8 | 2.1 |  | 2.1 | 0 | 0 | 0 | 0
24.05. | 9 | 2.1 |  | 2.1 | 0 | 0 | 0 | 0
24.05. | 10 | 2.1 |  | 2.1 | 0 | 0 | 0 | 0
24.05. | 11 | 2.1 |  | 2.1 | 0 | 0 | 0 | 0
24.05. | 12 | 2.1 |  | 2.1 | 0 | 0 | 0 | 0
24.05. | 13 | 2.1 |  | 2.1 | 0 | 0 | 0 | 0
24.05. | 14 | 2.1 |  | 2.1 | 0 | 0 | 0 | 0
24.05. | 15 | 2.1 |  | 2.1 | 0 | 0 | 0 | 0
24.05. | 16 | 2.1 |  | 2.1 | 0 | 0 | 0 | 0
24.05. | 17 | 2.1 |  | 2.1 | 0 | 0 | 0 | 0
24.05. | 18 | 2.1 |  | 2.1 | 0 | 0 | 0 | 0
24.05. | 19 | 2.1 |  | 2.1 | 0 | 0 | 0 | 0
24.05. | 20 | 2.1 |  | 2.1 | 0 | 0 | 0 | 0
24.05. | 21 | 2.1 |  | 2.1 | 0 | 0 | 0 | 0
24.05. | 22 | 2.1 |  | 2.1 | 0 | 0 | 0 | 0
24.05. | 23 | 2.1 |  | 2.1 | 0 | 0 | 0 | 0
24.05. | 24 | 2.1 |  | 2.1 | 0 | 0 | 0 | 0
25.05. | 1 | 2.1 |  | 2.1 | 0 | 0 | 0 | 0
25.05. | 2 | 2.1 |  | 2.1 | 0 | 0 | 0 | 0
25.05. | 3 | 2.1 |  | 2.1 | 0 | 0 | 0 | 0
25.05. | 4 | 2.1 |  | 2.1 | 0 | 0 | 0 | 0
25.05. | 5 | 2.1 |  | 2.1 | 0 | 0 | 0 | 0
25.05. | 6 | 2.1 |  | 2.1 | 0 | 0 | 0 | 0
25.05. | 7 | 2.1 |  | 2.1 | 0 | 0 | 0 | 0
25.05. | 8 | 2.1 |  | 2.1 | 0 | 0 | 0 | 0
25.05. | 9 | 2.1 |  | 2.1 | 0 | 0 | 0 | 0
25.05. | 10 | 2.1 |  | 2.1 | 0 | 0 | 0 | 0
25.05. | 11 | 2.1 |  | 2.1 | 0 | 0 | 0 | 0
25.05. | 12 | 2.1 |  | 2.1 | 0 | 0 | 0 | 0
25.05. | 13 | 2.1 |  | 2.1 | 0 | 0 | 0 | 0
25.05. | 14 | 2.1 |  | 2.1 | 0 | 0 | 0 | 0
25.05. | 15 | 2.1 |  | 2.1 | 0 | 0 | 0 | 0
25.05. | 16 | 2.1 |  | 2.1 | 0 | 0 | 0 | 0
25.05. | 17 | 2.1 |  | 2.1 | 0 | 0 | 0 | 0
25.05. | 18 | 2.1 |  | 2.1 | 0 | 0 | 0 | 0
25.05. | 19 | 2.1 |  | 2.1 | 0 | 0 | 0 | 0
25.05. | 20 | 2.1 |  | 2.1 | 0 | 0 | 0 | 0
25.05. | 21 | 2.1 |  | 2.1 | 0 | 0 | 0 | 0
25.05. | 22 | 2.1 |  | 2.1 | 0 | 0 | 0 | 0
25.05. | 23 | 2.1 |  | 2.1 | 0 | 0 | 0 | 0
25.05. | 24 | 2.1 |  | 2.1 | 0 | 0 | 0 | 0
26.05. | 1 | 2.1 |  | 2.1 | 0 | 0 | 0 | 0
26.05. | 2 | 2.1 |  | 2.1 | 0 | 0 | 0 | 0
26.05. | 3 | 2.1 |  | 2.1 | 0 | 0 | 0 | 0
26.05. | 4 | 2.1 |  | 2.1 | 0 | 0 | 0 | 0
26.05. | 5 | 2.1 |  | 2.1 | 0 | 0 | 0 | 0
26.05. | 6 | 2.1 |  | 2.1 | 0 | 0 | 0 | 0
26.05. | 7 | 2.1 |  | 2.1 | 0 | 0 | 0 | 0
26.05. | 8 | 2.1 |  | 2.1 | 0 | 0 | 0 | 0
26.05. | 9 | 2.1 |  | 2.1 | 0 | 0 | 0 | 0
26.05. | 10 | 2.1 |  | 2.1 | 0 | 0 | 0 | 0
26.05. | 11 | 2.1 |  | 2.1 | 0 | 0 | 0 | 0
26.05. | 12 | 2.1 |  | 2.1 | 0 | 0 | 0 | 0
26.05. | 13 | 2.1 |  | 2.1 | 0 | 0 | 0 | 0
26.05. | 14 | 2.1 |  | 2.1 | 0 | 0 | 0 | 0
26.05. | 15 | 2.1 |  | 2.1 | 0 | 0 | 0 | 0
26.05. | 16 | 2.1 |  | 2.1 | 0 | 0 | 0 | 0
26.05. | 17 | 2.1 |  | 2.1 | 0 | 0 | 0 | 0
26.05. | 18 | 2.1 |  | 2.1 | 0 | 0 | 0 | 0
26.05. | 19 | 2.1 |  | 2.1 | 0 | 0 | 0 | 0
26.05. | 20 | 2.1 |  | 2.1 | 0 | 0 | 0 | 0
26.05. | 21 | 2.1 |  | 2.1 | 0 | 0 | 0 | 0
26.05. | 22 | 2.1 |  | 2.1 | 0 | 0 | 0 | 0
26.05. | 23 | 2.1 |  | 2.1 | 0 | 0 | 0 | 0
26.05. | 24 | 2.1 |  | 2.1 | 0 | 0 | 0 | 0
27.05. | 1 | 2.1 |  | 2.1 | 0 | 0 | 0 | 0
27.05. | 2 | 2.1 |  | 2.1 | 0 | 0 | 0 | 0
27.05. | 3 | 2.1 |  | 2.1 | 0 | 0 | 0 | 0
27.05. | 4 | 2.1 |  | 2.1 | 0 | 0 | 0 | 0
27.05. | 5 | 2.1 |  | 2.1 | 0 | 0 | 0 | 0
27.05. | 6 | 2.1 |  | 2.1 | 0 | 0 | 0 | 0
27.05. | 7 | 2.1 |  | 2.1 | 0 | 0 | 0 | 0
27.05. | 8 | 2.1 |  | 2.1 | 0 | 0 | 0 | 0
27.05. | 9 | 2.1 |  | 2.1 | 0 | 0 | 0 | 0
27.05. | 10 | 2.1 |  | 2.1 | 0 | 0 | 0 | 0
27.05. | 11 | 2.1 |  | 2.1 | 0 | 0 | 0 | 0
27.05. | 12 | 2.1 |  | 2.1 | 0 | 0 | 0 | 0
27.05. | 13 | 2.1 |  | 2.1 | 0 | 0 | 0 | 0
27.05. | 14 | 2.1 |  | 2.1 | 0 | 0 | 0 | 0
27.05. | 15 | 2.1 |  | 2.1 | 0 | 0 | 0 | 0
27.05. | 16 | 2.1 |  | 2.1 | 0 | 0 | 0 | 0
27.05. | 17 | 2.1 |  | 2.1 | 0 | 0 | 0 | 0
27.05. | 18 | 2.1 |  | 2.1 | 0 | 0 | 0 | 0
27.05. | 19 | 2.1 |  | 2.1 | 0 | 0 | 0 | 0
27.05. | 20 | 2.1 |  | 2.1 | 0 | 0 | 0 | 0
27.05. | 21 | 2.1 |  | 2.1 | 0 | 0 | 0 | 0
27.05. | 22 | 2.1 |  | 2.1 | 0 | 0 | 0 | 0
27.05. | 23 | 2.1 |  | 2.1 | 0 | 0 | 0 | 0
27.05. | 24 | 2.1 |  | 2.1 | 0 | 0 | 0 | 0
28.05. | 1 | 2.1 |  | 2.1 | 0 | 0 | 0 | 0
28.05. | 2 | 2.1 |  | 2.1 | 0 | 0 | 0 | 0
28.05. | 3 | 2.1 |  | 2.1 | 0 | 0 | 0 | 0
28.05. | 4 | 2.1 |  | 2.1 | 0 | 0 | 0 | 0
28.05. | 5 | 2.1 |  | 2.1 | 0 | 0 | 0 | 0
28.05. | 6 | 2.1 |  | 2.1 | 0 | 0 | 0 | 0
28.05. | 7 | 2.1 |  | 2.1 | 0 | 0 | 0 | 0
28.05. | 8 | 2.1 |  | 2.1 | 0 | 0 | 0 | 0
28.05. | 9 | 2.1 |  | 2.1 | 0 | 0 | 0 | 0
28.05. | 10 | 2.1 |  | 2.1 | 0 | 0 | 0 | 0
28.05. | 11 | 2.1 |  | 2.1 | 0 | 0 | 0 | 0
28.05. | 12 | 2.1 |  | 2.1 | 0 | 0 | 0 | 0
28.05. | 13 | 2.1 |  | 2.1 | 0 | 0 | 0 | 0
28.05. | 14 | 2.1 |  | 2.1 | 0 | 0 | 0 | 0
28.05. | 15 | 2.1 |  | 2.1 | 0 | 0 | 0 | 0
28.05. | 16 | 2.1 |  | 2.1 | 0 | 0 | 0 | 0
28.05. | 17 | 2.1 |  | 2.1 | 0 | 0 | 0 | 0
28.05. | 18 | 2.1 |  | 2.1 | 0 | 0 | 0 | 0
28.05. | 19 | 2.1 |  | 2.1 | 0 | 0 | 0 | 0
28.05. | 20 | 2.1 |  | 2.1 | 0 | 0 | 0 | 0
28.05. | 21 | 2.1 |  | 2.1 | 0 | 0 | 0 | 0
28.05. | 22 | 2.1 |  | 2.1 | 0 | 0 | 0 | 0
28.05. | 23 | 2.1 |  | 2.1 | 0 | 0 | 0 | 0
28.05. | 24 | 2.1 |  | 2.1 | 0 | 0 | 0 | 0
29.05. | 1 | 2.1 |  | 2.1 | 0 | 0 | 0 | 0
29.05. | 2 | 2.1 |  | 2.1 | 0 | 0 | 0 | 0
29.05. | 3 | 2.1 |  | 2.1 | 0 | 0 | 0 | 0
29.05. | 4 | 2.1 |  | 2.1 | 0 | 0 | 0 | 0
29.05. | 5 | 2.1 |  | 2.1 | 0 | 0 | 0 | 0
29.05. | 6 | 2.1 |  | 2.1 | 0 | 0 | 0 | 0
29.05. | 7 | 2.1 |  | 2.1 | 0 | 0 | 0 | 0
29.05. | 8 | 2.1 |  | 2.1 | 0 | 0 | 0 | 0
29.05. | 9 | 2.1 |  | 2.1 | 0 | 0 | 0 | 0
29.05. | 10 | 2.1 |  | 2.1 | 0 | 0 | 0 | 0
29.05. | 11 | 2.1 |  | 2.1 | 0 | 0 | 0 | 0
29.05. | 12 | 2.1 |  | 2.1 | 0 | 0 | 0 | 0
29.05. | 13 | 2.1 |  | 2.1 | 0 | 0 | 0 | 0
29.05. | 14 | 2.1 |  | 2.1 | 0 | 0 | 0 | 0
29.05. | 15 | 2.1 |  | 2.1 | 0 | 0 | 0 | 0
29.05. | 16 | 2.1 |  | 2.1 | 0 | 0 | 0 | 0
29.05. | 17 | 2.1 |  | 2.1 | 0 | 0 | 0 | 0
29.05. | 18 | 2.1 |  | 2.1 | 0 | 0 | 0 | 0
29.05. | 19 | 2.1 |  | 2.1 | 0 | 0 | 0 | 0
29.05. | 20 | 2.1 |  | 2.1 | 0 | 0 | 0 | 0
29.05. | 21 | 2.1 |  | 2.1 | 0 | 0 | 0 | 0
29.05. | 22 | 2.1 |  | 2.1 | 0 | 0 | 0 | 0
29.05. | 23 | 2.1 |  | 2.1 | 0 | 0 | 0 | 0
29.05. | 24 | 2.1 |  | 2.1 | 0 | 0 | 0 | 0
30.05. | 1 | 2.1 |  | 2.1 | 0 | 0 | 0 | 0
30.05. | 2 | 2.1 |  | 2.1 | 0 | 0 | 0 | 0
30.05. | 3 | 2.1 |  | 2.1 | 0 | 0 | 0 | 0
30.05. | 4 | 2.1 |  | 2.1 | 0 | 0 | 0 | 0
30.05. | 5 | 2.1 |  | 2.1 | 0 | 0 | 0 | 0
30.05. | 6 | 2.1 |  | 2.1 | 0 | 0 | 0 | 0
30.05. | 7 | 2.1 |  | 2.1 | 0 | 0 | 0 | 0
30.05. | 8 | 2.1 |  | 2.1 | 0 | 0 | 0 | 0
30.05. | 9 | 2.1 |  | 2.1 | 0 | 0 | 0 | 0
30.05. | 10 | 2.1 |  | 2.1 | 0 | 0 | 0 | 0
30.05. | 11 | 2.1 |  | 2.1 | 0 | 0 | 0 | 0
30.05. | 12 | 2.1 |  | 2.1 | 0 | 0 | 0 | 0
30.05. | 13 | 2.1 |  | 2.1 | 0 | 0 | 0 | 0
30.05. | 14 | 2.1 |  | 2.1 | 0 | 0 | 0 | 0
30.05. | 15 | 2.1 |  | 2.1 | 0 | 0 | 0 | 0
30.05. | 16 | 2.1 |  | 2.1 | 0 | 0 | 0 | 0
30.05. | 17 | 2.1 |  | 2.1 | 0 | 0 | 0 | 0
30.05. | 18 | 2.1 |  | 2.1 | 0 | 0 | 0 | 0
30.05. | 19 | 2.1 |  | 2.1 | 0 | 0 | 0 | 0
30.05. | 20 | 2.1 |  | 2.1 | 0 | 0 | 0 | 0
30.05. | 21 | 2.1 |  | 2.1 | 0 | 0 | 0 | 0
30.05. | 22 | 2.1 |  | 2.1 | 0 | 0 | 0 | 0
30.05. | 23 | 2.1 |  | 2.1 | 0 | 0 | 0 | 0
30.05. | 24 | 2.1 |  | 2.1 | 0 | 0 | 0 | 0
31.05. | 1 | 2.1 |  | 2.1 | 0 | 0 | 0 | 0
31.05. | 2 | 2.1 |  | 2.1 | 0 | 0 | 0 | 0
31.05. | 3 | 2.1 |  | 2.1 | 0 | 0 | 0 | 0
31.05. | 4 | 2.1 |  | 2.1 | 0 | 0 | 0 | 0
31.05. | 5 | 2.1 |  | 2.1 | 0 | 0 | 0 | 0
31.05. | 6 | 2.1 |  | 2.1 | 0 | 0 | 0 | 0
31.05. | 7 | 2.1 |  | 2.1 | 0 | 0 | 0 | 0
31.05. | 8 | 2.1 |  | 2.1 | 0 | 0 | 0 | 0
31.05. | 9 | 2.1 |  | 2.1 | 0 | 0 | 0 | 0
31.05. | 10 | 2.1 |  | 2.1 | 0 | 0 | 0 | 0
31.05. | 11 | 2.1 |  | 2.1 | 0 | 0 | 0 | 0
31.05. | 12 | 2.1 |  | 2.1 | 0 | 0 | 0 | 0
31.05. | 13 | 2.1 |  | 2.1 | 0 | 0 | 0 | 0
31.05. | 14 | 2.1 |  | 2.1 | 0 | 0 | 0 | 0
31.05. | 15 | 2.1 |  | 2.1 | 0 | 0 | 0 | 0
31.05. | 16 | 2.1 |  | 2.1 | 0 | 0 | 0 | 0
31.05. | 17 | 2.1 |  | 2.1 | 0 | 0 | 0 | 0
31.05. | 18 | 2.1 |  | 2.1 | 0 | 0 | 0 | 0
31.05. | 19 | 2.1 |  | 2.1 | 0 | 0 | 0 | 0
31.05. | 20 | 2.1 |  | 2.1 | 0 | 0 | 0 | 0
31.05. | 21 | 2.1 |  | 2.1 | 0 | 0 | 0 | 0
31.05. | 22 | 2.1 |  | 2.1 | 0 | 0 | 0 | 0
31.05. | 23 | 2.1 |  | 2.1 | 0 | 0 | 0 | 0
31.05. | 24 | 2.1 |  | 2.1 | 0 | 0 | 0 | 0
01.06. | 1 | 2.1 |  | 2.1 | 0 | 0 | 0 | 0
01.06. | 2 | 2.1 |  | 2.1 | 0 | 0 | 0 | 0
01.06. | 3 | 2.1 |  | 2.1 | 0 | 0 | 0 | 0
01.06. | 4 | 2.1 |  | 2.1 | 0 | 0 | 0 | 0
01.06. | 5 | 2.1 |  | 2.1 | 0 | 0 | 0 | 0
01.06. | 6 | 2.1 |  | 2.1 | 0 | 0 | 0 | 0
01.06. | 7 | 2.1 |  | 2.1 | 0 | 0 | 0 | 0
01.06. | 8 | 2.1 |  | 2.1 | 0 | 0 | 0 | 0
01.06. | 9 | 2.1 |  | 2.1 | 0 | 0 | 0 | 0
01.06. | 10 | 2.1 |  | 2.1 | 0 | 0 | 0 | 0
01.06. | 11 | 2.1 |  | 2.1 | 0 | 0 | 0 | 0
01.06. | 12 | 2.1 |  | 2.1 | 0 | 0 | 0 | 0
01.06. | 13 | 2.1 |  | 2.1 | 0 | 0 | 0 | 0
01.06. | 14 | 2.1 |  | 2.1 | 0 | 0 | 0 | 0
01.06. | 15 | 2.1 |  | 2.1 | 0 | 0 | 0 | 0
01.06. | 16 | 2.1 |  | 2.1 | 0 | 0 | 0 | 0
01.06. | 17 | 2.1 |  | 2.1 | 0 | 0 | 0 | 0
01.06. | 18 | 2.1 |  | 2.1 | 0 | 0 | 0 | 0
01.06. | 19 | 2.1 |  | 2.1 | 0 | 0 | 0 | 0
01.06. | 20 | 2.1 |  | 2.1 | 0 | 0 | 0 | 0
01.06. | 21 | 2.1 |  | 2.1 | 0 | 0 | 0 | 0
01.06. | 22 | 2.1 |  | 2.1 | 0 | 0 | 0 | 0
01.06. | 23 | 2.1 |  | 2.1 | 0 | 0 | 0 | 0
01.06. | 24 | 2.1 |  | 2.1 | 0 | 0 | 0 | 0
02.06. | 1 | 2.1 |  | 2.1 | 0 | 0 | 0 | 0
02.06. | 2 | 2.1 |  | 2.1 | 0 | 0 | 0 | 0
02.06. | 3 | 2.1 |  | 2.1 | 0 | 0 | 0 | 0
02.06. | 4 | 2.1 |  | 2.1 | 0 | 0 | 0 | 0
02.06. | 5 | 2.1 |  | 2.1 | 0 | 0 | 0 | 0
02.06. | 6 | 2.1 |  | 2.1 | 0 | 0 | 0 | 0
02.06. | 7 | 2.1 |  | 2.1 | 0 | 0 | 0 | 0
02.06. | 8 | 2.1 |  | 2.1 | 0 | 0 | 0 | 0
02.06. | 9 | 2.1 |  | 2.1 | 0 | 0 | 0 | 0
02.06. | 10 | 2.1 |  | 2.1 | 0 | 0 | 0 | 0
02.06. | 11 | 2.1 |  | 2.1 | 0 | 0 | 0 | 0
02.06. | 12 | 2.1 |  | 2.1 | 0 | 0 | 0 | 0
02.06. | 13 | 2.1 |  | 2.1 | 0 | 0 | 0 | 0
02.06. | 14 | 2.1 |  | 2.1 | 0 | 0 | 0 | 0
02.06. | 15 | 2.1 |  | 2.1 | 0 | 0 | 0 | 0
02.06. | 16 | 2.1 |  | 2.1 | 0 | 0 | 0 | 0
02.06. | 17 | 2.1 |  | 2.1 | 0 | 0 | 0 | 0
02.06. | 18 | 2.1 |  | 2.1 | 0 | 0 | 0 | 0
02.06. | 19 | 2.1 |  | 2.1 | 0 | 0 | 0 | 0
02.06. | 20 | 2.1 |  | 2.1 | 0 | 0 | 0 | 0
02.06. | 21 | 2.1 |  | 2.1 | 0 | 0 | 0 | 0
02.06. | 22 | 2.1 |  | 2.1 | 0 | 0 | 0 | 0
02.06. | 23 | 2.1 |  | 2.1 | 0 | 0 | 0 | 0
02.06. | 24 | 2.1 |  | 2.1 | 0 | 0 | 0 | 0
03.06. | 1 | 2.1 |  | 2.1 | 0 | 0 | 0 | 0
03.06. | 2 | 2.1 |  | 2.1 | 0 | 0 | 0 | 0
03.06. | 3 | 2.1 |  | 2.1 | 0 | 0 | 0 | 0
03.06. | 4 | 2.1 |  | 2.1 | 0 | 0 | 0 | 0
03.06. | 5 | 2.1 |  | 2.1 | 0 | 0 | 0 | 0
03.06. | 6 | 2.1 |  | 2.1 | 0 | 0 | 0 | 0
03.06. | 7 | 2.1 |  | 2.1 | 0 | 0 | 0 | 0
03.06. | 8 | 2.1 |  | 2.1 | 0 | 0 | 0 | 0
03.06. | 9 | 2.1 |  | 2.1 | 0 | 0 | 0 | 0
03.06. | 10 | 2.1 |  | 2.1 | 0 | 0 | 0 | 0
03.06. | 11 | 2.1 |  | 2.1 | 0 | 0 | 0 | 0
03.06. | 12 | 2.1 |  | 2.1 | 0 | 0 | 0 | 0
03.06. | 13 | 2.1 |  | 2.1 | 0 | 0 | 0 | 0
03.06. | 14 | 2.1 |  | 2.1 | 0 | 0 | 0 | 0
03.06. | 15 | 2.1 |  | 2.1 | 0 | 0 | 0 | 0
03.06. | 16 | 2.1 |  | 2.1 | 0 | 0 | 0 | 0
03.06. | 17 | 2.1 |  | 2.1 | 0 | 0 | 0 | 0
03.06. | 18 | 2.1 |  | 2.1 | 0 | 0 | 0 | 0
03.06. | 19 | 2.1 |  | 2.1 | 0 | 0 | 0 | 0
03.06. | 20 | 2.1 |  | 2.1 | 0 | 0 | 0 | 0
03.06. | 21 | 2.1 |  | 2.1 | 0 | 0 | 0 | 0
03.06. | 22 | 2.1 |  | 2.1 | 0 | 0 | 0 | 0
03.06. | 23 | 2.1 |  | 2.1 | 0 | 0 | 0 | 0
03.06. | 24 | 2.1 |  | 2.1 | 0 | 0 | 0 | 0
04.06. | 1 | 2.1 |  | 2.1 | 0 | 0 | 0 | 0
04.06. | 2 | 2.1 |  | 2.1 | 0 | 0 | 0 | 0
04.06. | 3 | 2.1 |  | 2.1 | 0 | 0 | 0 | 0
04.06. | 4 | 2.1 |  | 2.1 | 0 | 0 | 0 | 0
04.06. | 5 | 2.1 |  | 2.1 | 0 | 0 | 0 | 0
04.06. | 6 | 2.1 |  | 2.1 | 0 | 0 | 0 | 0
04.06. | 7 | 2.1 |  | 2.1 | 0 | 0 | 0 | 0
04.06. | 8 | 2.1 |  | 2.1 | 0 | 0 | 0 | 0
04.06. | 9 | 2.1 |  | 2.1 | 0 | 0 | 0 | 0
04.06. | 10 | 2.1 |  | 2.1 | 0 | 0 | 0 | 0
04.06. | 11 | 2.1 |  | 2.1 | 0 | 0 | 0 | 0
04.06. | 12 | 2.1 |  | 2.1 | 0 | 0 | 0 | 0
04.06. | 13 | 2.1 |  | 2.1 | 0 | 0 | 0 | 0
04.06. | 14 | 2.1 |  | 2.1 | 0 | 0 | 0 | 0
04.06. | 15 | 2.1 |  | 2.1 | 0 | 0 | 0 | 0
04.06. | 16 | 2.1 |  | 2.1 | 0 | 0 | 0 | 0
04.06. | 17 | 2.1 |  | 2.1 | 0 | 0 | 0 | 0
04.06. | 18 | 2.1 |  | 2.1 | 0 | 0 | 0 | 0
04.06. | 19 | 2.1 |  | 2.1 | 0 | 0 | 0 | 0
04.06. | 20 | 2.1 |  | 2.1 | 0 | 0 | 0 | 0
04.06. | 21 | 2.1 |  | 2.1 | 0 | 0 | 0 | 0
04.06. | 22 | 2.1 |  | 2.1 | 0 | 0 | 0 | 0
04.06. | 23 | 2.1 |  | 2.1 | 0 | 0 | 0 | 0
04.06. | 24 | 2.1 |  | 2.1 | 0 | 0 | 0 | 0
05.06. | 1 | 2.1 |  | 2.1 | 0 | 0 | 0 | 0
05.06. | 2 | 2.1 |  | 2.1 | 0 | 0 | 0 | 0
05.06. | 3 | 2.1 |  | 2.1 | 0 | 0 | 0 | 0
05.06. | 4 | 2.1 |  | 2.1 | 0 | 0 | 0 | 0
05.06. | 5 | 2.1 |  | 2.1 | 0 | 0 | 0 | 0
05.06. | 6 | 2.1 |  | 2.1 | 0 | 0 | 0 | 0
05.06. | 7 | 2.1 |  | 2.1 | 0 | 0 | 0 | 0
05.06. | 8 | 2.1 |  | 2.1 | 0 | 0 | 0 | 0
05.06. | 9 | 2.1 |  | 2.1 | 0 | 0 | 0 | 0
05.06. | 10 | 2.1 |  | 2.1 | 0 | 0 | 0 | 0
05.06. | 11 | 2.1 |  | 2.1 | 0 | 0 | 0 | 0
05.06. | 12 | 2.1 |  | 2.1 | 0 | 0 | 0 | 0
05.06. | 13 | 2.1 |  | 2.1 | 0 | 0 | 0 | 0
05.06. | 14 | 2.1 |  | 2.1 | 0 | 0 | 0 | 0
05.06. | 15 | 2.1 |  | 2.1 | 0 | 0 | 0 | 0
05.06. | 16 | 2.1 |  | 2.1 | 0 | 0 | 0 | 0
05.06. | 17 | 2.1 |  | 2.1 | 0 | 0 | 0 | 0
05.06. | 18 | 2.1 |  | 2.1 | 0 | 0 | 0 | 0
05.06. | 19 | 2.1 |  | 2.1 | 0 | 0 | 0 | 0
05.06. | 20 | 2.1 |  | 2.1 | 0 | 0 | 0 | 0
05.06. | 21 | 2.1 |  | 2.1 | 0 | 0 | 0 | 0
05.06. | 22 | 2.1 |  | 2.1 | 0 | 0 | 0 | 0
05.06. | 23 | 2.1 |  | 2.1 | 0 | 0 | 0 | 0
05.06. | 24 | 2.1 |  | 2.1 | 0 | 0 | 0 | 0
06.06. | 1 | 2.1 |  | 2.1 | 0 | 0 | 0 | 0
06.06. | 2 | 2.1 |  | 2.1 | 0 | 0 | 0 | 0
06.06. | 3 | 2.1 |  | 2.1 | 0 | 0 | 0 | 0
06.06. | 4 | 2.1 |  | 2.1 | 0 | 0 | 0 | 0
06.06. | 5 | 2.1 |  | 2.1 | 0 | 0 | 0 | 0
06.06. | 6 | 2.1 |  | 2.1 | 0 | 0 | 0 | 0
06.06. | 7 | 2.1 |  | 2.1 | 0 | 0 | 0 | 0
06.06. | 8 | 2.1 |  | 2.1 | 0 | 0 | 0 | 0
06.06. | 9 | 2.1 |  | 2.1 | 0 | 0 | 0 | 0
06.06. | 10 | 2.1 |  | 2.1 | 0 | 0 | 0 | 0
06.06. | 11 | 2.1 |  | 2.1 | 0 | 0 | 0 | 0
06.06. | 12 | 2.1 |  | 2.1 | 0 | 0 | 0 | 0
06.06. | 13 | 2.1 |  | 2.1 | 0 | 0 | 0 | 0
06.06. | 14 | 2.1 |  | 2.1 | 0 | 0 | 0 | 0
06.06. | 15 | 2.1 |  | 2.1 | 0 | 0 | 0 | 0
06.06. | 16 | 2.1 |  | 2.1 | 0 | 0 | 0 | 0
06.06. | 17 | 2.1 |  | 2.1 | 0 | 0 | 0 | 0
06.06. | 18 | 2.1 |  | 2.1 | 0 | 0 | 0 | 0
06.06. | 19 | 2.1 |  | 2.1 | 0 | 0 | 0 | 0
06.06. | 20 | 2.1 |  | 2.1 | 0 | 0 | 0 | 0
06.06. | 21 | 2.1 |  | 2.1 | 0 | 0 | 0 | 0
06.06. | 22 | 2.1 |  | 2.1 | 0 | 0 | 0 | 0
06.06. | 23 | 2.1 |  | 2.1 | 0 | 0 | 0 | 0
06.06. | 24 | 2.1 |  | 2.1 | 0 | 0 | 0 | 0
07.06. | 1 | 2.1 |  | 2.1 | 0 | 0 | 0 | 0
07.06. | 2 | 2.1 |  | 2.1 | 0 | 0 | 0 | 0
07.06. | 3 | 2.1 |  | 2.1 | 0 | 0 | 0 | 0
07.06. | 4 | 2.1 |  | 2.1 | 0 | 0 | 0 | 0
07.06. | 5 | 2.1 |  | 2.1 | 0 | 0 | 0 | 0
07.06. | 6 | 2.1 |  | 2.1 | 0 | 0 | 0 | 0
07.06. | 7 | 2.1 |  | 2.1 | 0 | 0 | 0 | 0
07.06. | 8 | 2.1 |  | 2.1 | 0 | 0 | 0 | 0
07.06. | 9 | 2.1 |  | 2.1 | 0 | 0 | 0 | 0
07.06. | 10 | 2.1 |  | 2.1 | 0 | 0 | 0 | 0
07.06. | 11 | 2.1 |  | 2.1 | 0 | 0 | 0 | 0
07.06. | 12 | 2.1 |  | 2.1 | 0 | 0 | 0 | 0
07.06. | 13 | 2.1 |  | 2.1 | 0 | 0 | 0 | 0
07.06. | 14 | 2.1 |  | 2.1 | 0 | 0 | 0 | 0
07.06. | 15 | 2.1 |  | 2.1 | 0 | 0 | 0 | 0
07.06. | 16 | 2.1 |  | 2.1 | 0 | 0 | 0 | 0
07.06. | 17 | 2.1 |  | 2.1 | 0 | 0 | 0 | 0
07.06. | 18 | 2.1 |  | 2.1 | 0 | 0 | 0 | 0
07.06. | 19 | 2.1 |  | 2.1 | 0 | 0 | 0 | 0
07.06. | 20 | 2.1 |  | 2.1 | 0 | 0 | 0 | 0
07.06. | 21 | 2.1 |  | 2.1 | 0 | 0 | 0 | 0
07.06. | 22 | 2.1 |  | 2.1 | 0 | 0 | 0 | 0
07.06. | 23 | 2.1 |  | 2.1 | 0 | 0 | 0 | 0
07.06. | 24 | 2.1 |  | 2.1 | 0 | 0 | 0 | 0
08.06. | 1 | 2.1 |  | 2.1 | 0 | 0 | 0 | 0
08.06. | 2 | 2.1 |  | 2.1 | 0 | 0 | 0 | 0
08.06. | 3 | 2.1 |  | 2.1 | 0 | 0 | 0 | 0
08.06. | 4 | 2.1 |  | 2.1 | 0 | 0 | 0 | 0
08.06. | 5 | 2.1 |  | 2.1 | 0 | 0 | 0 | 0
08.06. | 6 | 2.1 |  | 2.1 | 0 | 0 | 0 | 0
08.06. | 7 | 2.1 |  | 2.1 | 0 | 0 | 0 | 0
08.06. | 8 | 2.1 |  | 2.1 | 0 | 0 | 0 | 0
08.06. | 9 | 2.1 |  | 2.1 | 0 | 0 | 0 | 0
08.06. | 10 | 2.1 |  | 2.1 | 0 | 0 | 0 | 0
08.06. | 11 | 2.1 |  | 2.1 | 0 | 0 | 0 | 0
08.06. | 12 | 2.1 |  | 2.1 | 0 | 0 | 0 | 0
08.06. | 13 | 2.1 |  | 2.1 | 0 | 0 | 0 | 0
08.06. | 14 | 2.1 |  | 2.1 | 0 | 0 | 0 | 0
08.06. | 15 | 2.1 |  | 2.1 | 0 | 0 | 0 | 0
08.06. | 16 | 2.1 |  | 2.1 | 0 | 0 | 0 | 0
08.06. | 17 | 2.1 |  | 2.1 | 0 | 0 | 0 | 0
08.06. | 18 | 2.1 |  | 2.1 | 0 | 0 | 0 | 0
08.06. | 19 | 2.1 |  | 2.1 | 0 | 0 | 0 | 0
08.06. | 20 | 2.1 |  | 2.1 | 0 | 0 | 0 | 0
08.06. | 21 | 2.1 |  | 2.1 | 0 | 0 | 0 | 0
08.06. | 22 | 2.1 |  | 2.1 | 0 | 0 | 0 | 0
08.06. | 23 | 2.1 |  | 2.1 | 0 | 0 | 0 | 0
08.06. | 24 | 2.1 |  | 2.1 | 0 | 0 | 0 | 0
09.06. | 1 | 2.1 |  | 2.1 | 0 | 0 | 0 | 0
09.06. | 2 | 2.1 |  | 2.1 | 0 | 0 | 0 | 0
09.06. | 3 | 2.1 |  | 2.1 | 0 | 0 | 0 | 0
09.06. | 4 | 2.1 |  | 2.1 | 0 | 0 | 0 | 0
09.06. | 5 | 2.1 |  | 2.1 | 0 | 0 | 0 | 0
09.06. | 6 | 2.1 |  | 2.1 | 0 | 0 | 0 | 0
09.06. | 7 | 2.1 |  | 2.1 | 0 | 0 | 0 | 0
09.06. | 8 | 2.1 |  | 2.1 | 0 | 0 | 0 | 0
09.06. | 9 | 2.1 |  | 2.1 | 0 | 0 | 0 | 0
09.06. | 10 | 2.1 |  | 2.1 | 0 | 0 | 0 | 0
09.06. | 11 | 2.1 |  | 2.1 | 0 | 0 | 0 | 0
09.06. | 12 | 2.1 |  | 2.1 | 0 | 0 | 0 | 0
09.06. | 13 | 2.1 |  | 2.1 | 0 | 0 | 0 | 0
09.06. | 14 | 2.1 |  | 2.1 | 0 | 0 | 0 | 0
09.06. | 15 | 2.1 |  | 2.1 | 0 | 0 | 0 | 0
09.06. | 16 | 2.1 |  | 2.1 | 0 | 0 | 0 | 0
09.06. | 17 | 2.1 |  | 2.1 | 0 | 0 | 0 | 0
09.06. | 18 | 2.1 |  | 2.1 | 0 | 0 | 0 | 0
09.06. | 19 | 2.1 |  | 2.1 | 0 | 0 | 0 | 0
09.06. | 20 | 2.1 |  | 2.1 | 0 | 0 | 0 | 0
09.06. | 21 | 2.1 |  | 2.1 | 0 | 0 | 0 | 0
09.06. | 22 | 2.1 |  | 2.1 | 0 | 0 | 0 | 0
09.06. | 23 | 2.1 |  | 2.1 | 0 | 0 | 0 | 0
09.06. | 24 | 2.1 |  | 2.1 | 0 | 0 | 0 | 0
10.06. | 1 | 2.1 |  | 2.1 | 0 | 0 | 0 | 0
10.06. | 2 | 2.1 |  | 2.1 | 0 | 0 | 0 | 0
10.06. | 3 | 2.1 |  | 2.1 | 0 | 0 | 0 | 0
10.06. | 4 | 2.1 |  | 2.1 | 0 | 0 | 0 | 0
10.06. | 5 | 2.1 |  | 2.1 | 0 | 0 | 0 | 0
10.06. | 6 | 2.1 |  | 2.1 | 0 | 0 | 0 | 0
10.06. | 7 | 2.1 |  | 2.1 | 0 | 0 | 0 | 0
10.06. | 8 | 2.1 |  | 2.1 | 0 | 0 | 0 | 0
10.06. | 9 | 2.1 |  | 2.1 | 0 | 0 | 0 | 0
10.06. | 10 | 2.1 |  | 2.1 | 0 | 0 | 0 | 0
10.06. | 11 | 2.1 |  | 2.1 | 0 | 0 | 0 | 0
10.06. | 12 | 2.1 |  | 2.1 | 0 | 0 | 0 | 0
10.06. | 13 | 2.1 |  | 2.1 | 0 | 0 | 0 | 0
10.06. | 14 | 2.1 |  | 2.1 | 0 | 0 | 0 | 0
10.06. | 15 | 2.1 |  | 2.1 | 0 | 0 | 0 | 0
10.06. | 16 | 2.1 |  | 2.1 | 0 | 0 | 0 | 0
10.06. | 17 | 2.1 |  | 2.1 | 0 | 0 | 0 | 0
10.06. | 18 | 2.1 |  | 2.1 | 0 | 0 | 0 | 0
10.06. | 19 | 2.1 |  | 2.1 | 0 | 0 | 0 | 0
10.06. | 20 | 2.1 |  | 2.1 | 0 | 0 | 0 | 0
10.06. | 21 | 2.1 |  | 2.1 | 0 | 0 | 0 | 0
10.06. | 22 | 2.1 |  | 2.1 | 0 | 0 | 0 | 0
10.06. | 23 | 2.1 |  | 2.1 | 0 | 0 | 0 | 0
10.06. | 24 | 2.1 |  | 2.1 | 0 | 0 | 0 | 0
11.06. | 1 | 2.1 |  | 2.1 | 0 | 0 | 0 | 0
11.06. | 2 | 2.1 |  | 2.1 | 0 | 0 | 0 | 0
11.06. | 3 | 2.1 |  | 2.1 | 0 | 0 | 0 | 0
11.06. | 4 | 2.1 |  | 2.1 | 0 | 0 | 0 | 0
11.06. | 5 | 2.1 |  | 2.1 | 0 | 0 | 0 | 0
11.06. | 6 | 2.1 |  | 2.1 | 0 | 0 | 0 | 0
11.06. | 7 | 2.1 |  | 2.1 | 0 | 0 | 0 | 0
11.06. | 8 | 2.1 |  | 2.1 | 0 | 0 | 0 | 0
11.06. | 9 | 2.1 |  | 2.1 | 0 | 0 | 0 | 0
11.06. | 10 | 2.1 |  | 2.1 | 0 | 0 | 0 | 0
11.06. | 11 | 2.1 |  | 2.1 | 0 | 0 | 0 | 0
11.06. | 12 | 2.1 |  | 2.1 | 0 | 0 | 0 | 0
11.06. | 13 | 2.1 |  | 2.1 | 0 | 0 | 0 | 0
11.06. | 14 | 2.1 |  | 2.1 | 0 | 0 | 0 | 0
11.06. | 15 | 2.1 |  | 2.1 | 0 | 0 | 0 | 0
11.06. | 16 | 2.1 |  | 2.1 | 0 | 0 | 0 | 0
11.06. | 17 | 2.1 |  | 2.1 | 0 | 0 | 0 | 0
11.06. | 18 | 2.1 |  | 2.1 | 0 | 0 | 0 | 0
11.06. | 19 | 2.1 |  | 2.1 | 0 | 0 | 0 | 0
11.06. | 20 | 2.1 |  | 2.1 | 0 | 0 | 0 | 0
11.06. | 21 | 2.1 |  | 2.1 | 0 | 0 | 0 | 0
11.06. | 22 | 2.1 |  | 2.1 | 0 | 0 | 0 | 0
11.06. | 23 | 2.1 |  | 2.1 | 0 | 0 | 0 | 0
11.06. | 24 | 2.1 |  | 2.1 | 0 | 0 | 0 | 0
12.06. | 1 | 2.1 |  | 2.1 | 0 | 0 | 0 | 0
12.06. | 2 | 2.1 |  | 2.1 | 0 | 0 | 0 | 0
12.06. | 3 | 2.1 |  | 2.1 | 0 | 0 | 0 | 0
12.06. | 4 | 2.1 |  | 2.1 | 0 | 0 | 0 | 0
12.06. | 5 | 2.1 |  | 2.1 | 0 | 0 | 0 | 0
12.06. | 6 | 2.1 |  | 2.1 | 0 | 0 | 0 | 0
12.06. | 7 | 2.1 |  | 2.1 | 0 | 0 | 0 | 0
12.06. | 8 | 2.1 |  | 2.1 | 0 | 0 | 0 | 0
12.06. | 9 | 2.1 |  | 2.1 | 0 | 0 | 0 | 0
12.06. | 10 | 2.1 |  | 2.1 | 0 | 0 | 0 | 0
12.06. | 11 | 2.1 |  | 2.1 | 0 | 0 | 0 | 0
12.06. | 12 | 2.1 |  | 2.1 | 0 | 0 | 0 | 0
12.06. | 13 | 2.1 |  | 2.1 | 0 | 0 | 0 | 0
12.06. | 14 | 2.1 |  | 2.1 | 0 | 0 | 0 | 0
12.06. | 15 | 2.1 |  | 2.1 | 0 | 0 | 0 | 0
12.06. | 16 | 2.1 |  | 2.1 | 0 | 0 | 0 | 0
12.06. | 17 | 2.1 |  | 2.1 | 0 | 0 | 0 | 0
12.06. | 18 | 2.1 |  | 2.1 | 0 | 0 | 0 | 0
12.06. | 19 | 2.1 |  | 2.1 | 0 | 0 | 0 | 0
12.06. | 20 | 2.1 |  | 2.1 | 0 | 0 | 0 | 0
12.06. | 21 | 2.1 |  | 2.1 | 0 | 0 | 0 | 0
12.06. | 22 | 2.1 |  | 2.1 | 0 | 0 | 0 | 0
12.06. | 23 | 2.1 |  | 2.1 | 0 | 0 | 0 | 0
12.06. | 24 | 2.1 |  | 2.1 | 0 | 0 | 0 | 0
13.06. | 1 | 2.1 |  | 2.1 | 0 | 0 | 0 | 0
13.06. | 2 | 2.1 |  | 2.1 | 0 | 0 | 0 | 0
13.06. | 3 | 2.1 |  | 2.1 | 0 | 0 | 0 | 0
13.06. | 4 | 2.1 |  | 2.1 | 0 | 0 | 0 | 0
13.06. | 5 | 2.1 |  | 2.1 | 0 | 0 | 0 | 0
13.06. | 6 | 2.1 |  | 2.1 | 0 | 0 | 0 | 0
13.06. | 7 | 2.1 |  | 2.1 | 0 | 0 | 0 | 0
13.06. | 8 | 2.1 |  | 2.1 | 0 | 0 | 0 | 0
13.06. | 9 | 2.1 |  | 2.1 | 0 | 0 | 0 | 0
13.06. | 10 | 2.1 |  | 2.1 | 0 | 0 | 0 | 0
13.06. | 11 | 2.1 |  | 2.1 | 0 | 0 | 0 | 0
13.06. | 12 | 2.1 |  | 2.1 | 0 | 0 | 0 | 0
13.06. | 13 | 2.1 |  | 2.1 | 0 | 0 | 0 | 0
13.06. | 14 | 2.1 |  | 2.1 | 0 | 0 | 0 | 0
13.06. | 15 | 2.1 |  | 2.1 | 0 | 0 | 0 | 0
13.06. | 16 | 2.1 |  | 2.1 | 0 | 0 | 0 | 0
13.06. | 17 | 2.1 |  | 2.1 | 0 | 0 | 0 | 0
13.06. | 18 | 2.1 |  | 2.1 | 0 | 0 | 0 | 0
13.06. | 19 | 2.1 |  | 2.1 | 0 | 0 | 0 | 0
13.06. | 20 | 2.1 |  | 2.1 | 0 | 0 | 0 | 0
13.06. | 21 | 2.1 |  | 2.1 | 0 | 0 | 0 | 0
13.06. | 22 | 2.1 |  | 2.1 | 0 | 0 | 0 | 0
13.06. | 23 | 2.1 |  | 2.1 | 0 | 0 | 0 | 0
13.06. | 24 | 2.1 |  | 2.1 | 0 | 0 | 0 | 0
14.06. | 1 | 2.1 |  | 2.1 | 0 | 0 | 0 | 0
14.06. | 2 | 2.1 |  | 2.1 | 0 | 0 | 0 | 0
14.06. | 3 | 2.1 |  | 2.1 | 0 | 0 | 0 | 0
14.06. | 4 | 2.1 |  | 2.1 | 0 | 0 | 0 | 0
14.06. | 5 | 2.1 |  | 2.1 | 0 | 0 | 0 | 0
14.06. | 6 | 2.1 |  | 2.1 | 0 | 0 | 0 | 0
14.06. | 7 | 2.1 |  | 2.1 | 0 | 0 | 0 | 0
14.06. | 8 | 2.1 |  | 2.1 | 0 | 0 | 0 | 0
14.06. | 9 | 2.1 |  | 2.1 | 0 | 0 | 0 | 0
14.06. | 10 | 2.1 |  | 2.1 | 0 | 0 | 0 | 0
14.06. | 11 | 2.1 |  | 2.1 | 0 | 0 | 0 | 0
14.06. | 12 | 2.1 |  | 2.1 | 0 | 0 | 0 | 0
14.06. | 13 | 2.1 |  | 2.1 | 0 | 0 | 0 | 0
14.06. | 14 | 2.1 |  | 2.1 | 0 | 0 | 0 | 0
14.06. | 15 | 2.1 |  | 2.1 | 0 | 0 | 0 | 0
14.06. | 16 | 2.1 |  | 2.1 | 0 | 0 | 0 | 0
14.06. | 17 | 2.1 |  | 2.1 | 0 | 0 | 0 | 0
14.06. | 18 | 2.1 |  | 2.1 | 0 | 0 | 0 | 0
14.06. | 19 | 2.1 |  | 2.1 | 0 | 0 | 0 | 0
14.06. | 20 | 2.1 |  | 2.1 | 0 | 0 | 0 | 0
14.06. | 21 | 2.1 |  | 2.1 | 0 | 0 | 0 | 0
14.06. | 22 | 2.1 |  | 2.1 | 0 | 0 | 0 | 0
14.06. | 23 | 2.1 |  | 2.1 | 0 | 0 | 0 | 0
14.06. | 24 | 2.1 |  | 2.1 | 0 | 0 | 0 | 0
15.06. | 1 | 2.1 |  | 2.1 | 0 | 0 | 0 | 0
15.06. | 2 | 2.1 |  | 2.1 | 0 | 0 | 0 | 0
15.06. | 3 | 2.1 |  | 2.1 | 0 | 0 | 0 | 0
15.06. | 4 | 2.1 |  | 2.1 | 0 | 0 | 0 | 0
15.06. | 5 | 2.1 |  | 2.1 | 0 | 0 | 0 | 0
15.06. | 6 | 2.1 |  | 2.1 | 0 | 0 | 0 | 0
15.06. | 7 | 2.1 |  | 2.1 | 0 | 0 | 0 | 0
15.06. | 8 | 2.1 |  | 2.1 | 0 | 0 | 0 | 0
15.06. | 9 | 2.1 |  | 2.1 | 0 | 0 | 0 | 0
15.06. | 10 | 2.1 |  | 2.1 | 0 | 0 | 0 | 0
15.06. | 11 | 2.1 |  | 2.1 | 0 | 0 | 0 | 0
15.06. | 12 | 2.1 |  | 2.1 | 0 | 0 | 0 | 0
15.06. | 13 | 2.1 |  | 2.1 | 0 | 0 | 0 | 0
15.06. | 14 | 2.1 |  | 2.1 | 0 | 0 | 0 | 0
15.06. | 15 | 2.1 |  | 2.1 | 0 | 0 | 0 | 0
15.06. | 16 | 2.1 |  | 2.1 | 0 | 0 | 0 | 0
15.06. | 17 | 2.1 |  | 2.1 | 0 | 0 | 0 | 0
15.06. | 18 | 2.1 |  | 2.1 | 0 | 0 | 0 | 0
15.06. | 19 | 2.1 |  | 2.1 | 0 | 0 | 0 | 0
15.06. | 20 | 2.1 |  | 2.1 | 0 | 0 | 0 | 0
15.06. | 21 | 2.1 |  | 2.1 | 0 | 0 | 0 | 0
15.06. | 22 | 2.1 |  | 2.1 | 0 | 0 | 0 | 0
15.06. | 23 | 2.1 |  | 2.1 | 0 | 0 | 0 | 0
15.06. | 24 | 2.1 |  | 2.1 | 0 | 0 | 0 | 0
16.06. | 1 | 2.1 |  | 2.1 | 0 | 0 | 0 | 0
16.06. | 2 | 2.1 |  | 2.1 | 0 | 0 | 0 | 0
16.06. | 3 | 2.1 |  | 2.1 | 0 | 0 | 0 | 0
16.06. | 4 | 2.1 |  | 2.1 | 0 | 0 | 0 | 0
16.06. | 5 | 2.1 |  | 2.1 | 0 | 0 | 0 | 0
16.06. | 6 | 2.1 |  | 2.1 | 0 | 0 | 0 | 0
16.06. | 7 | 2.1 |  | 2.1 | 0 | 0 | 0 | 0
16.06. | 8 | 2.1 |  | 2.1 | 0 | 0 | 0 | 0
16.06. | 9 | 2.1 |  | 2.1 | 0 | 0 | 0 | 0
16.06. | 10 | 2.1 |  | 2.1 | 0 | 0 | 0 | 0
16.06. | 11 | 2.1 |  | 2.1 | 0 | 0 | 0 | 0
16.06. | 12 | 2.1 |  | 2.1 | 0 | 0 | 0 | 0
16.06. | 13 | 2.1 |  | 2.1 | 0 | 0 | 0 | 0
16.06. | 14 | 2.1 |  | 2.1 | 0 | 0 | 0 | 0
16.06. | 15 | 2.1 |  | 2.1 | 0 | 0 | 0 | 0
16.06. | 16 | 2.1 |  | 2.1 | 0 | 0 | 0 | 0
16.06. | 17 | 2.1 |  | 2.1 | 0 | 0 | 0 | 0
16.06. | 18 | 2.1 |  | 2.1 | 0 | 0 | 0 | 0
16.06. | 19 | 2.1 |  | 2.1 | 0 | 0 | 0 | 0
16.06. | 20 | 2.1 |  | 2.1 | 0 | 0 | 0 | 0
16.06. | 21 | 2.1 |  | 2.1 | 0 | 0 | 0 | 0
16.06. | 22 | 2.1 |  | 2.1 | 0 | 0 | 0 | 0
16.06. | 23 | 2.1 |  | 2.1 | 0 | 0 | 0 | 0
16.06. | 24 | 2.1 |  | 2.1 | 0 | 0 | 0 | 0
17.06. | 1 | 2.1 |  | 2.1 | 0 | 0 | 0 | 0
17.06. | 2 | 2.1 |  | 2.1 | 0 | 0 | 0 | 0
17.06. | 3 | 2.1 |  | 2.1 | 0 | 0 | 0 | 0
17.06. | 4 | 2.1 |  | 2.1 | 0 | 0 | 0 | 0
17.06. | 5 | 2.1 |  | 2.1 | 0 | 0 | 0 | 0
17.06. | 6 | 2.1 |  | 2.1 | 0 | 0 | 0 | 0
17.06. | 7 | 2.1 |  | 2.1 | 0 | 0 | 0 | 0
17.06. | 8 | 2.1 |  | 2.1 | 0 | 0 | 0 | 0
17.06. | 9 | 2.1 |  | 2.1 | 0 | 0 | 0 | 0
17.06. | 10 | 2.1 |  | 2.1 | 0 | 0 | 0 | 0
17.06. | 11 | 2.1 |  | 2.1 | 0 | 0 | 0 | 0
17.06. | 12 | 2.1 |  | 2.1 | 0 | 0 | 0 | 0
17.06. | 13 | 2.1 |  | 2.1 | 0 | 0 | 0 | 0
17.06. | 14 | 2.1 |  | 2.1 | 0 | 0 | 0 | 0
17.06. | 15 | 2.1 |  | 2.1 | 0 | 0 | 0 | 0
17.06. | 16 | 2.1 |  | 2.1 | 0 | 0 | 0 | 0
17.06. | 17 | 2.1 |  | 2.1 | 0 | 0 | 0 | 0
17.06. | 18 | 2.1 |  | 2.1 | 0 | 0 | 0 | 0
17.06. | 19 | 2.1 |  | 2.1 | 0 | 0 | 0 | 0
17.06. | 20 | 2.1 |  | 2.1 | 0 | 0 | 0 | 0
17.06. | 21 | 2.1 |  | 2.1 | 0 | 0 | 0 | 0
17.06. | 22 | 2.1 |  | 2.1 | 0 | 0 | 0 | 0
17.06. | 23 | 2.1 |  | 2.1 | 0 | 0 | 0 | 0
17.06. | 24 | 2.1 |  | 2.1 | 0 | 0 | 0 | 0
18.06. | 1 | 2.1 |  | 2.1 | 0 | 0 | 0 | 0
18.06. | 2 | 2.1 |  | 2.1 | 0 | 0 | 0 | 0
18.06. | 3 | 2.1 |  | 2.1 | 0 | 0 | 0 | 0
18.06. | 4 | 2.1 |  | 2.1 | 0 | 0 | 0 | 0
18.06. | 5 | 2.1 |  | 2.1 | 0 | 0 | 0 | 0
18.06. | 6 | 2.1 |  | 2.1 | 0 | 0 | 0 | 0
18.06. | 7 | 2.1 |  | 2.1 | 0 | 0 | 0 | 0
18.06. | 8 | 2.1 |  | 2.1 | 0 | 0 | 0 | 0
18.06. | 9 | 2.1 |  | 2.1 | 0 | 0 | 0 | 0
18.06. | 10 | 2.1 |  | 2.1 | 0 | 0 | 0 | 0
18.06. | 11 | 2.1 |  | 2.1 | 0 | 0 | 0 | 0
18.06. | 12 | 2.1 |  | 2.1 | 0 | 0 | 0 | 0
18.06. | 13 | 2.1 |  | 2.1 | 0 | 0 | 0 | 0
18.06. | 14 | 2.1 |  | 2.1 | 0 | 0 | 0 | 0
18.06. | 15 | 2.1 |  | 2.1 | 0 | 0 | 0 | 0
18.06. | 16 | 2.1 |  | 2.1 | 0 | 0 | 0 | 0
18.06. | 17 | 2.1 |  | 2.1 | 0 | 0 | 0 | 0
18.06. | 18 | 2.1 |  | 2.1 | 0 | 0 | 0 | 0
18.06. | 19 | 2.1 |  | 2.1 | 0 | 0 | 0 | 0
18.06. | 20 | 2.1 |  | 2.1 | 0 | 0 | 0 | 0
18.06. | 21 | 2.1 |  | 2.1 | 0 | 0 | 0 | 0
18.06. | 22 | 2.1 |  | 2.1 | 0 | 0 | 0 | 0
18.06. | 23 | 2.1 |  | 2.1 | 0 | 0 | 0 | 0
18.06. | 24 | 2.1 |  | 2.1 | 0 | 0 | 0 | 0
19.06. | 1 | 2.1 |  | 2.1 | 0 | 0 | 0 | 0
19.06. | 2 | 2.1 |  | 2.1 | 0 | 0 | 0 | 0
19.06. | 3 | 2.1 |  | 2.1 | 0 | 0 | 0 | 0
19.06. | 4 | 2.1 |  | 2.1 | 0 | 0 | 0 | 0
19.06. | 5 | 2.1 |  | 2.1 | 0 | 0 | 0 | 0
19.06. | 6 | 2.1 |  | 2.1 | 0 | 0 | 0 | 0
19.06. | 7 | 2.1 |  | 2.1 | 0 | 0 | 0 | 0
19.06. | 8 | 2.1 |  | 2.1 | 0 | 0 | 0 | 0
19.06. | 9 | 2.1 |  | 2.1 | 0 | 0 | 0 | 0
19.06. | 10 | 2.1 |  | 2.1 | 0 | 0 | 0 | 0
19.06. | 11 | 2.1 |  | 2.1 | 0 | 0 | 0 | 0
19.06. | 12 | 2.1 |  | 2.1 | 0 | 0 | 0 | 0
19.06. | 13 | 2.1 |  | 2.1 | 0 | 0 | 0 | 0
19.06. | 14 | 2.1 |  | 2.1 | 0 | 0 | 0 | 0
19.06. | 15 | 2.1 |  | 2.1 | 0 | 0 | 0 | 0
19.06. | 16 | 2.1 |  | 2.1 | 0 | 0 | 0 | 0
19.06. | 17 | 2.1 |  | 2.1 | 0 | 0 | 0 | 0
19.06. | 18 | 2.1 |  | 2.1 | 0 | 0 | 0 | 0
19.06. | 19 | 2.1 |  | 2.1 | 0 | 0 | 0 | 0
19.06. | 20 | 2.1 |  | 2.1 | 0 | 0 | 0 | 0
19.06. | 21 | 2.1 |  | 2.1 | 0 | 0 | 0 | 0
19.06. | 22 | 2.1 |  | 2.1 | 0 | 0 | 0 | 0
19.06. | 23 | 2.1 |  | 2.1 | 0 | 0 | 0 | 0
19.06. | 24 | 2.1 |  | 2.1 | 0 | 0 | 0 | 0
20.06. | 1 | 2.1 |  | 2.1 | 0 | 0 | 0 | 0
20.06. | 2 | 2.1 |  | 2.1 | 0 | 0 | 0 | 0
20.06. | 3 | 2.1 |  | 2.1 | 0 | 0 | 0 | 0
20.06. | 4 | 2.1 |  | 2.1 | 0 | 0 | 0 | 0
20.06. | 5 | 2.1 |  | 2.1 | 0 | 0 | 0 | 0
20.06. | 6 | 2.1 |  | 2.1 | 0 | 0 | 0 | 0
20.06. | 7 | 2.1 |  | 2.1 | 0 | 0 | 0 | 0
20.06. | 8 | 2.1 |  | 2.1 | 0 | 0 | 0 | 0
20.06. | 9 | 2.1 |  | 2.1 | 0 | 0 | 0 | 0
20.06. | 10 | 2.1 |  | 2.1 | 0 | 0 | 0 | 0
20.06. | 11 | 2.1 |  | 2.1 | 0 | 0 | 0 | 0
20.06. | 12 | 2.1 |  | 2.1 | 0 | 0 | 0 | 0
20.06. | 13 | 2.1 |  | 2.1 | 0 | 0 | 0 | 0
20.06. | 14 | 2.1 |  | 2.1 | 0 | 0 | 0 | 0
20.06. | 15 | 2.1 |  | 2.1 | 0 | 0 | 0 | 0
20.06. | 16 | 2.1 |  | 2.1 | 0 | 0 | 0 | 0
20.06. | 17 | 2.1 |  | 2.1 | 0 | 0 | 0 | 0
20.06. | 18 | 2.1 |  | 2.1 | 0 | 0 | 0 | 0
20.06. | 19 | 2.1 |  | 2.1 | 0 | 0 | 0 | 0
20.06. | 20 | 2.1 |  | 2.1 | 0 | 0 | 0 | 0
20.06. | 21 | 2.1 |  | 2.1 | 0 | 0 | 0 | 0
20.06. | 22 | 2.1 |  | 2.1 | 0 | 0 | 0 | 0
20.06. | 23 | 2.1 |  | 2.1 | 0 | 0 | 0 | 0
20.06. | 24 | 2.1 |  | 2.1 | 0 | 0 | 0 | 0
21.06. | 1 | 2.1 |  | 2.1 | 0 | 0 | 0 | 0
21.06. | 2 | 2.1 |  | 2.1 | 0 | 0 | 0 | 0
21.06. | 3 | 2.1 |  | 2.1 | 0 | 0 | 0 | 0
21.06. | 4 | 2.1 |  | 2.1 | 0 | 0 | 0 | 0
21.06. | 5 | 2.1 |  | 2.1 | 0 | 0 | 0 | 0
21.06. | 6 | 2.1 |  | 2.1 | 0 | 0 | 0 | 0
21.06. | 7 | 2.1 |  | 2.1 | 0 | 0 | 0 | 0
21.06. | 8 | 2.1 |  | 2.1 | 0 | 0 | 0 | 0
21.06. | 9 | 2.1 |  | 2.1 | 0 | 0 | 0 | 0
21.06. | 10 | 2.1 |  | 2.1 | 0 | 0 | 0 | 0
21.06. | 11 | 2.1 |  | 2.1 | 0 | 0 | 0 | 0
21.06. | 12 | 2.1 |  | 2.1 | 0 | 0 | 0 | 0
21.06. | 13 | 2.1 |  | 2.1 | 0 | 0 | 0 | 0
21.06. | 14 | 2.1 |  | 2.1 | 0 | 0 | 0 | 0
21.06. | 15 | 2.1 |  | 2.1 | 0 | 0 | 0 | 0
21.06. | 16 | 2.1 |  | 2.1 | 0 | 0 | 0 | 0
21.06. | 17 | 2.1 |  | 2.1 | 0 | 0 | 0 | 0
21.06. | 18 | 2.1 |  | 2.1 | 0 | 0 | 0 | 0
21.06. | 19 | 2.1 |  | 2.1 | 0 | 0 | 0 | 0
21.06. | 20 | 2.1 |  | 2.1 | 0 | 0 | 0 | 0
21.06. | 21 | 2.1 |  | 2.1 | 0 | 0 | 0 | 0
21.06. | 22 | 2.1 |  | 2.1 | 0 | 0 | 0 | 0
21.06. | 23 | 2.1 |  | 2.1 | 0 | 0 | 0 | 0
21.06. | 24 | 2.1 |  | 2.1 | 0 | 0 | 0 | 0
22.06. | 1 | 2.1 |  | 2.1 | 0 | 0 | 0 | 0
22.06. | 2 | 2.1 |  | 2.1 | 0 | 0 | 0 | 0
22.06. | 3 | 2.1 |  | 2.1 | 0 | 0 | 0 | 0
22.06. | 4 | 2.1 |  | 2.1 | 0 | 0 | 0 | 0
22.06. | 5 | 2.1 |  | 2.1 | 0 | 0 | 0 | 0
22.06. | 6 | 2.1 |  | 2.1 | 0 | 0 | 0 | 0
22.06. | 7 | 2.1 |  | 2.1 | 0 | 0 | 0 | 0
22.06. | 8 | 2.1 |  | 2.1 | 0 | 0 | 0 | 0
22.06. | 9 | 2.1 |  | 2.1 | 0 | 0 | 0 | 0
22.06. | 10 | 2.1 |  | 2.1 | 0 | 0 | 0 | 0
22.06. | 11 | 2.1 |  | 2.1 | 0 | 0 | 0 | 0
22.06. | 12 | 2.1 |  | 2.1 | 0 | 0 | 0 | 0
22.06. | 13 | 2.1 |  | 2.1 | 0 | 0 | 0 | 0
22.06. | 14 | 2.1 |  | 2.1 | 0 | 0 | 0 | 0
22.06. | 15 | 2.1 |  | 2.1 | 0 | 0 | 0 | 0
22.06. | 16 | 2.1 |  | 2.1 | 0 | 0 | 0 | 0
22.06. | 17 | 2.1 |  | 2.1 | 0 | 0 | 0 | 0
22.06. | 18 | 2.1 |  | 2.1 | 0 | 0 | 0 | 0
22.06. | 19 | 2.1 |  | 2.1 | 0 | 0 | 0 | 0
22.06. | 20 | 2.1 |  | 2.1 | 0 | 0 | 0 | 0
22.06. | 21 | 2.1 |  | 2.1 | 0 | 0 | 0 | 0
22.06. | 22 | 2.1 |  | 2.1 | 0 | 0 | 0 | 0
22.06. | 23 | 2.1 |  | 2.1 | 0 | 0 | 0 | 0
22.06. | 24 | 2.1 |  | 2.1 | 0 | 0 | 0 | 0
23.06. | 1 | 2.1 |  | 2.1 | 0 | 0 | 0 | 0
23.06. | 2 | 2.1 |  | 2.1 | 0 | 0 | 0 | 0
23.06. | 3 | 2.1 |  | 2.1 | 0 | 0 | 0 | 0
23.06. | 4 | 2.1 |  | 2.1 | 0 | 0 | 0 | 0
23.06. | 5 | 2.1 |  | 2.1 | 0 | 0 | 0 | 0
23.06. | 6 | 2.1 |  | 2.1 | 0 | 0 | 0 | 0
23.06. | 7 | 2.1 |  | 2.1 | 0 | 0 | 0 | 0
23.06. | 8 | 2.1 |  | 2.1 | 0 | 0 | 0 | 0
23.06. | 9 | 2.1 |  | 2.1 | 0 | 0 | 0 | 0
23.06. | 10 | 2.1 |  | 2.1 | 0 | 0 | 0 | 0
23.06. | 11 | 2.1 |  | 2.1 | 0 | 0 | 0 | 0
23.06. | 12 | 2.1 |  | 2.1 | 0 | 0 | 0 | 0
23.06. | 13 | 2.1 |  | 2.1 | 0 | 0 | 0 | 0
23.06. | 14 | 2.1 |  | 2.1 | 0 | 0 | 0 | 0
23.06. | 15 | 2.1 |  | 2.1 | 0 | 0 | 0 | 0
23.06. | 16 | 2.1 |  | 2.1 | 0 | 0 | 0 | 0
23.06. | 17 | 2.1 |  | 2.1 | 0 | 0 | 0 | 0
23.06. | 18 | 2.1 |  | 2.1 | 0 | 0 | 0 | 0
23.06. | 19 | 2.1 |  | 2.1 | 0 | 0 | 0 | 0
23.06. | 20 | 2.1 |  | 2.1 | 0 | 0 | 0 | 0
23.06. | 21 | 2.1 |  | 2.1 | 0 | 0 | 0 | 0
23.06. | 22 | 2.1 |  | 2.1 | 0 | 0 | 0 | 0
23.06. | 23 | 2.1 |  | 2.1 | 0 | 0 | 0 | 0
23.06. | 24 | 2.1 |  | 2.1 | 0 | 0 | 0 | 0
24.06. | 1 | 2.1 |  | 2.1 | 0 | 0 | 0 | 0
24.06. | 2 | 2.1 |  | 2.1 | 0 | 0 | 0 | 0
24.06. | 3 | 2.1 |  | 2.1 | 0 | 0 | 0 | 0
24.06. | 4 | 2.1 |  | 2.1 | 0 | 0 | 0 | 0
24.06. | 5 | 2.1 |  | 2.1 | 0 | 0 | 0 | 0
24.06. | 6 | 2.1 |  | 2.1 | 0 | 0 | 0 | 0
24.06. | 7 | 2.1 |  | 2.1 | 0 | 0 | 0 | 0
24.06. | 8 | 2.1 |  | 2.1 | 0 | 0 | 0 | 0
24.06. | 9 | 2.1 |  | 2.1 | 0 | 0 | 0 | 0
24.06. | 10 | 2.1 |  | 2.1 | 0 | 0 | 0 | 0
24.06. | 11 | 2.1 |  | 2.1 | 0 | 0 | 0 | 0
24.06. | 12 | 2.1 |  | 2.1 | 0 | 0 | 0 | 0
24.06. | 13 | 2.1 |  | 2.1 | 0 | 0 | 0 | 0
24.06. | 14 | 2.1 |  | 2.1 | 0 | 0 | 0 | 0
24.06. | 15 | 2.1 |  | 2.1 | 0 | 0 | 0 | 0
24.06. | 16 | 2.1 |  | 2.1 | 0 | 0 | 0 | 0
24.06. | 17 | 2.1 |  | 2.1 | 0 | 0 | 0 | 0
24.06. | 18 | 2.1 |  | 2.1 | 0 | 0 | 0 | 0
24.06. | 19 | 2.1 |  | 2.1 | 0 | 0 | 0 | 0
24.06. | 20 | 2.1 |  | 2.1 | 0 | 0 | 0 | 0
24.06. | 21 | 2.1 |  | 2.1 | 0 | 0 | 0 | 0
24.06. | 22 | 2.1 |  | 2.1 | 0 | 0 | 0 | 0
24.06. | 23 | 2.1 |  | 2.1 | 0 | 0 | 0 | 0
24.06. | 24 | 2.1 |  | 2.1 | 0 | 0 | 0 | 0
25.06. | 1 | 2.1 |  | 2.1 | 0 | 0 | 0 | 0
25.06. | 2 | 2.1 |  | 2.1 | 0 | 0 | 0 | 0
25.06. | 3 | 2.1 |  | 2.1 | 0 | 0 | 0 | 0
25.06. | 4 | 2.1 |  | 2.1 | 0 | 0 | 0 | 0
25.06. | 5 | 2.1 |  | 2.1 | 0 | 0 | 0 | 0
25.06. | 6 | 2.1 |  | 2.1 | 0 | 0 | 0 | 0
25.06. | 7 | 2.1 |  | 2.1 | 0 | 0 | 0 | 0
25.06. | 8 | 2.1 |  | 2.1 | 0 | 0 | 0 | 0
25.06. | 9 | 2.1 |  | 2.1 | 0 | 0 | 0 | 0
25.06. | 10 | 2.1 |  | 2.1 | 0 | 0 | 0 | 0
25.06. | 11 | 2.1 |  | 2.1 | 0 | 0 | 0 | 0
25.06. | 12 | 2.1 |  | 2.1 | 0 | 0 | 0 | 0
25.06. | 13 | 2.1 |  | 2.1 | 0 | 0 | 0 | 0
25.06. | 14 | 2.1 |  | 2.1 | 0 | 0 | 0 | 0
25.06. | 15 | 2.1 |  | 2.1 | 0 | 0 | 0 | 0
25.06. | 16 | 2.1 |  | 2.1 | 0 | 0 | 0 | 0
25.06. | 17 | 2.1 |  | 2.1 | 0 | 0 | 0 | 0
25.06. | 18 | 2.1 |  | 2.1 | 0 | 0 | 0 | 0
25.06. | 19 | 2.1 |  | 2.1 | 0 | 0 | 0 | 0
25.06. | 20 | 2.1 |  | 2.1 | 0 | 0 | 0 | 0
25.06. | 21 | 2.1 |  | 2.1 | 0 | 0 | 0 | 0
25.06. | 22 | 2.1 |  | 2.1 | 0 | 0 | 0 | 0
25.06. | 23 | 2.1 |  | 2.1 | 0 | 0 | 0 | 0
25.06. | 24 | 2.1 |  | 2.1 | 0 | 0 | 0 | 0
26.06. | 1 | 2.1 |  | 2.1 | 0 | 0 | 0 | 0
26.06. | 2 | 2.1 |  | 2.1 | 0 | 0 | 0 | 0
26.06. | 3 | 2.1 |  | 2.1 | 0 | 0 | 0 | 0
26.06. | 4 | 2.1 |  | 2.1 | 0 | 0 | 0 | 0
26.06. | 5 | 2.1 |  | 2.1 | 0 | 0 | 0 | 0
26.06. | 6 | 2.1 |  | 2.1 | 0 | 0 | 0 | 0
26.06. | 7 | 2.1 |  | 2.1 | 0 | 0 | 0 | 0
26.06. | 8 | 2.1 |  | 2.1 | 0 | 0 | 0 | 0
26.06. | 9 | 2.1 |  | 2.1 | 0 | 0 | 0 | 0
26.06. | 10 | 2.1 |  | 2.1 | 0 | 0 | 0 | 0
26.06. | 11 | 2.1 |  | 2.1 | 0 | 0 | 0 | 0
26.06. | 12 | 2.1 |  | 2.1 | 0 | 0 | 0 | 0
26.06. | 13 | 2.1 |  | 2.1 | 0 | 0 | 0 | 0
26.06. | 14 | 2.1 |  | 2.1 | 0 | 0 | 0 | 0
26.06. | 15 | 2.1 |  | 2.1 | 0 | 0 | 0 | 0
26.06. | 16 | 2.1 |  | 2.1 | 0 | 0 | 0 | 0
26.06. | 17 | 2.1 |  | 2.1 | 0 | 0 | 0 | 0
26.06. | 18 | 2.1 |  | 2.1 | 0 | 0 | 0 | 0
26.06. | 19 | 2.1 |  | 2.1 | 0 | 0 | 0 | 0
26.06. | 20 | 2.1 |  | 2.1 | 0 | 0 | 0 | 0
26.06. | 21 | 2.1 |  | 2.1 | 0 | 0 | 0 | 0
26.06. | 22 | 2.1 |  | 2.1 | 0 | 0 | 0 | 0
26.06. | 23 | 2.1 |  | 2.1 | 0 | 0 | 0 | 0
26.06. | 24 | 2.1 |  | 2.1 | 0 | 0 | 0 | 0
27.06. | 1 | 2.1 |  | 2.1 | 0 | 0 | 0 | 0
27.06. | 2 | 2.1 |  | 2.1 | 0 | 0 | 0 | 0
27.06. | 3 | 2.1 |  | 2.1 | 0 | 0 | 0 | 0
27.06. | 4 | 2.1 |  | 2.1 | 0 | 0 | 0 | 0
27.06. | 5 | 2.1 |  | 2.1 | 0 | 0 | 0 | 0
27.06. | 6 | 2.1 |  | 2.1 | 0 | 0 | 0 | 0
27.06. | 7 | 2.1 |  | 2.1 | 0 | 0 | 0 | 0
27.06. | 8 | 2.1 |  | 2.1 | 0 | 0 | 0 | 0
27.06. | 9 | 2.1 |  | 2.1 | 0 | 0 | 0 | 0
27.06. | 10 | 2.1 |  | 2.1 | 0 | 0 | 0 | 0
27.06. | 11 | 2.1 |  | 2.1 | 0 | 0 | 0 | 0
27.06. | 12 | 2.1 |  | 2.1 | 0 | 0 | 0 | 0
27.06. | 13 | 2.1 |  | 2.1 | 0 | 0 | 0 | 0
27.06. | 14 | 2.1 |  | 2.1 | 0 | 0 | 0 | 0
27.06. | 15 | 2.1 |  | 2.1 | 0 | 0 | 0 | 0
27.06. | 16 | 2.1 |  | 2.1 | 0 | 0 | 0 | 0
27.06. | 17 | 2.1 |  | 2.1 | 0 | 0 | 0 | 0
27.06. | 18 | 2.1 |  | 2.1 | 0 | 0 | 0 | 0
27.06. | 19 | 2.1 |  | 2.1 | 0 | 0 | 0 | 0
27.06. | 20 | 2.1 |  | 2.1 | 0 | 0 | 0 | 0
27.06. | 21 | 2.1 |  | 2.1 | 0 | 0 | 0 | 0
27.06. | 22 | 2.1 |  | 2.1 | 0 | 0 | 0 | 0
27.06. | 23 | 2.1 |  | 2.1 | 0 | 0 | 0 | 0
27.06. | 24 | 2.1 |  | 2.1 | 0 | 0 | 0 | 0
28.06. | 1 | 2.1 |  | 2.1 | 0 | 0 | 0 | 0
28.06. | 2 | 2.1 |  | 2.1 | 0 | 0 | 0 | 0
28.06. | 3 | 2.1 |  | 2.1 | 0 | 0 | 0 | 0
28.06. | 4 | 2.1 |  | 2.1 | 0 | 0 | 0 | 0
28.06. | 5 | 2.1 |  | 2.1 | 0 | 0 | 0 | 0
28.06. | 6 | 2.1 |  | 2.1 | 0 | 0 | 0 | 0
28.06. | 7 | 2.1 |  | 2.1 | 0 | 0 | 0 | 0
28.06. | 8 | 2.1 |  | 2.1 | 0 | 0 | 0 | 0
28.06. | 9 | 2.1 |  | 2.1 | 0 | 0 | 0 | 0
28.06. | 10 | 2.1 |  | 2.1 | 0 | 0 | 0 | 0
28.06. | 11 | 2.1 |  | 2.1 | 0 | 0 | 0 | 0
28.06. | 12 | 2.1 |  | 2.1 | 0 | 0 | 0 | 0
28.06. | 13 | 2.1 |  | 2.1 | 0 | 0 | 0 | 0
28.06. | 14 | 2.1 |  | 2.1 | 0 | 0 | 0 | 0
28.06. | 15 | 2.1 |  | 2.1 | 0 | 0 | 0 | 0
28.06. | 16 | 2.1 |  | 2.1 | 0 | 0 | 0 | 0
28.06. | 17 | 2.1 |  | 2.1 | 0 | 0 | 0 | 0
28.06. | 18 | 2.1 |  | 2.1 | 0 | 0 | 0 | 0
28.06. | 19 | 2.1 |  | 2.1 | 0 | 0 | 0 | 0
28.06. | 20 | 2.1 |  | 2.1 | 0 | 0 | 0 | 0
28.06. | 21 | 2.1 |  | 2.1 | 0 | 0 | 0 | 0
28.06. | 22 | 2.1 |  | 2.1 | 0 | 0 | 0 | 0
28.06. | 23 | 2.1 |  | 2.1 | 0 | 0 | 0 | 0
28.06. | 24 | 2.1 |  | 2.1 | 0 | 0 | 0 | 0
29.06. | 1 | 2.1 |  | 2.1 | 0 | 0 | 0 | 0
29.06. | 2 | 2.1 |  | 2.1 | 0 | 0 | 0 | 0
29.06. | 3 | 2.1 |  | 2.1 | 0 | 0 | 0 | 0
29.06. | 4 | 2.1 |  | 2.1 | 0 | 0 | 0 | 0
29.06. | 5 | 2.1 |  | 2.1 | 0 | 0 | 0 | 0
29.06. | 6 | 2.1 |  | 2.1 | 0 | 0 | 0 | 0
29.06. | 7 | 2.1 |  | 2.1 | 0 | 0 | 0 | 0
29.06. | 8 | 2.1 |  | 2.1 | 0 | 0 | 0 | 0
29.06. | 9 | 2.1 |  | 2.1 | 0 | 0 | 0 | 0
29.06. | 10 | 2.1 |  | 2.1 | 0 | 0 | 0 | 0
29.06. | 11 | 2.1 |  | 2.1 | 0 | 0 | 0 | 0
29.06. | 12 | 2.1 |  | 2.1 | 0 | 0 | 0 | 0
29.06. | 13 | 2.1 |  | 2.1 | 0 | 0 | 0 | 0
29.06. | 14 | 2.1 |  | 2.1 | 0 | 0 | 0 | 0
29.06. | 15 | 2.1 |  | 2.1 | 0 | 0 | 0 | 0
29.06. | 16 | 2.1 |  | 2.1 | 0 | 0 | 0 | 0
29.06. | 17 | 2.1 |  | 2.1 | 0 | 0 | 0 | 0
29.06. | 18 | 2.1 |  | 2.1 | 0 | 0 | 0 | 0
29.06. | 19 | 2.1 |  | 2.1 | 0 | 0 | 0 | 0
29.06. | 20 | 2.1 |  | 2.1 | 0 | 0 | 0 | 0
29.06. | 21 | 2.1 |  | 2.1 | 0 | 0 | 0 | 0
29.06. | 22 | 2.1 |  | 2.1 | 0 | 0 | 0 | 0
29.06. | 23 | 2.1 |  | 2.1 | 0 | 0 | 0 | 0
29.06. | 24 | 2.1 |  | 2.1 | 0 | 0 | 0 | 0
30.06. | 1 | 2.1 |  | 2.1 | 0 | 0 | 0 | 0
30.06. | 2 | 2.1 |  | 2.1 | 0 | 0 | 0 | 0
30.06. | 3 | 2.1 |  | 2.1 | 0 | 0 | 0 | 0
30.06. | 4 | 2.1 |  | 2.1 | 0 | 0 | 0 | 0
30.06. | 5 | 2.1 |  | 2.1 | 0 | 0 | 0 | 0
30.06. | 6 | 2.1 |  | 2.1 | 0 | 0 | 0 | 0
30.06. | 7 | 2.1 |  | 2.1 | 0 | 0 | 0 | 0
30.06. | 8 | 2.1 |  | 2.1 | 0 | 0 | 0 | 0
30.06. | 9 | 2.1 |  | 2.1 | 0 | 0 | 0 | 0
30.06. | 10 | 2.1 |  | 2.1 | 0 | 0 | 0 | 0
30.06. | 11 | 2.1 |  | 2.1 | 0 | 0 | 0 | 0
30.06. | 12 | 2.1 |  | 2.1 | 0 | 0 | 0 | 0
30.06. | 13 | 2.1 |  | 2.1 | 0 | 0 | 0 | 0
30.06. | 14 | 2.1 |  | 2.1 | 0 | 0 | 0 | 0
30.06. | 15 | 2.1 |  | 2.1 | 0 | 0 | 0 | 0
30.06. | 16 | 2.1 |  | 2.1 | 0 | 0 | 0 | 0
30.06. | 17 | 2.1 |  | 2.1 | 0 | 0 | 0 | 0
30.06. | 18 | 2.1 |  | 2.1 | 0 | 0 | 0 | 0
30.06. | 19 | 2.1 |  | 2.1 | 0 | 0 | 0 | 0
30.06. | 20 | 2.1 |  | 2.1 | 0 | 0 | 0 | 0
30.06. | 21 | 2.1 |  | 2.1 | 0 | 0 | 0 | 0
30.06. | 22 | 2.1 |  | 2.1 | 0 | 0 | 0 | 0
30.06. | 23 | 2.1 |  | 2.1 | 0 | 0 | 0 | 0
30.06. | 24 | 2.1 |  | 2.1 | 0 | 0 | 0 | 0
01.07. | 1 | 2.1 |  | 2.1 | 0 | 0 | 0 | 0
01.07. | 2 | 2.1 |  | 2.1 | 0 | 0 | 0 | 0
01.07. | 3 | 2.1 |  | 2.1 | 0 | 0 | 0 | 0
01.07. | 4 | 2.1 |  | 2.1 | 0 | 0 | 0 | 0
01.07. | 5 | 2.1 |  | 2.1 | 0 | 0 | 0 | 0
01.07. | 6 | 2.1 |  | 2.1 | 0 | 0 | 0 | 0
01.07. | 7 | 2.1 |  | 2.1 | 0 | 0 | 0 | 0
01.07. | 8 | 2.1 |  | 2.1 | 0 | 0 | 0 | 0
01.07. | 9 | 2.1 |  | 2.1 | 0 | 0 | 0 | 0
01.07. | 10 | 2.1 |  | 2.1 | 0 | 0 | 0 | 0
01.07. | 11 | 2.1 |  | 2.1 | 0 | 0 | 0 | 0
01.07. | 12 | 2.1 |  | 2.1 | 0 | 0 | 0 | 0
01.07. | 13 | 2.1 |  | 2.1 | 0 | 0 | 0 | 0
01.07. | 14 | 2.1 |  | 2.1 | 0 | 0 | 0 | 0
01.07. | 15 | 2.1 |  | 2.1 | 0 | 0 | 0 | 0
01.07. | 16 | 2.1 |  | 2.1 | 0 | 0 | 0 | 0
01.07. | 17 | 2.1 |  | 2.1 | 0 | 0 | 0 | 0
01.07. | 18 | 2.1 |  | 2.1 | 0 | 0 | 0 | 0
01.07. | 19 | 2.1 |  | 2.1 | 0 | 0 | 0 | 0
01.07. | 20 | 2.1 |  | 2.1 | 0 | 0 | 0 | 0
01.07. | 21 | 2.1 |  | 2.1 | 0 | 0 | 0 | 0
01.07. | 22 | 2.1 |  | 2.1 | 0 | 0 | 0 | 0
01.07. | 23 | 2.1 |  | 2.1 | 0 | 0 | 0 | 0
01.07. | 24 | 2.1 |  | 2.1 | 0 | 0 | 0 | 0
02.07. | 1 | 2.1 |  | 2.1 | 0 | 0 | 0 | 0
02.07. | 2 | 2.1 |  | 2.1 | 0 | 0 | 0 | 0
02.07. | 3 | 2.1 |  | 2.1 | 0 | 0 | 0 | 0
02.07. | 4 | 2.1 |  | 2.1 | 0 | 0 | 0 | 0
02.07. | 5 | 2.1 |  | 2.1 | 0 | 0 | 0 | 0
02.07. | 6 | 2.1 |  | 2.1 | 0 | 0 | 0 | 0
02.07. | 7 | 2.1 |  | 2.1 | 0 | 0 | 0 | 0
02.07. | 8 | 2.1 |  | 2.1 | 0 | 0 | 0 | 0
02.07. | 9 | 2.1 |  | 2.1 | 0 | 0 | 0 | 0
02.07. | 10 | 2.1 |  | 2.1 | 0 | 0 | 0 | 0
02.07. | 11 | 2.1 |  | 2.1 | 0 | 0 | 0 | 0
02.07. | 12 | 2.1 |  | 2.1 | 0 | 0 | 0 | 0
02.07. | 13 | 2.1 |  | 2.1 | 0 | 0 | 0 | 0
02.07. | 14 | 2.1 |  | 2.1 | 0 | 0 | 0 | 0
02.07. | 15 | 2.1 |  | 2.1 | 0 | 0 | 0 | 0
02.07. | 16 | 2.1 |  | 2.1 | 0 | 0 | 0 | 0
02.07. | 17 | 2.1 |  | 2.1 | 0 | 0 | 0 | 0
02.07. | 18 | 2.1 |  | 2.1 | 0 | 0 | 0 | 0
02.07. | 19 | 2.1 |  | 2.1 | 0 | 0 | 0 | 0
02.07. | 20 | 2.1 |  | 2.1 | 0 | 0 | 0 | 0
02.07. | 21 | 2.1 |  | 2.1 | 0 | 0 | 0 | 0
02.07. | 22 | 2.1 |  | 2.1 | 0 | 0 | 0 | 0
02.07. | 23 | 2.1 |  | 2.1 | 0 | 0 | 0 | 0
02.07. | 24 | 2.1 |  | 2.1 | 0 | 0 | 0 | 0
03.07. | 1 | 2.1 |  | 2.1 | 0 | 0 | 0 | 0
03.07. | 2 | 2.1 |  | 2.1 | 0 | 0 | 0 | 0
03.07. | 3 | 2.1 |  | 2.1 | 0 | 0 | 0 | 0
03.07. | 4 | 2.1 |  | 2.1 | 0 | 0 | 0 | 0
03.07. | 5 | 2.1 |  | 2.1 | 0 | 0 | 0 | 0
03.07. | 6 | 2.1 |  | 2.1 | 0 | 0 | 0 | 0
03.07. | 7 | 2.1 |  | 2.1 | 0 | 0 | 0 | 0
03.07. | 8 | 2.1 |  | 2.1 | 0 | 0 | 0 | 0
03.07. | 9 | 2.1 |  | 2.1 | 0 | 0 | 0 | 0
03.07. | 10 | 2.1 |  | 2.1 | 0 | 0 | 0 | 0
03.07. | 11 | 2.1 |  | 2.1 | 0 | 0 | 0 | 0
03.07. | 12 | 2.1 |  | 2.1 | 0 | 0 | 0 | 0
03.07. | 13 | 2.1 |  | 2.1 | 0 | 0 | 0 | 0
03.07. | 14 | 2.1 |  | 2.1 | 0 | 0 | 0 | 0
03.07. | 15 | 2.1 |  | 2.1 | 0 | 0 | 0 | 0
03.07. | 16 | 2.1 |  | 2.1 | 0 | 0 | 0 | 0
03.07. | 17 | 2.1 |  | 2.1 | 0 | 0 | 0 | 0
03.07. | 18 | 2.1 |  | 2.1 | 0 | 0 | 0 | 0
03.07. | 19 | 2.1 |  | 2.1 | 0 | 0 | 0 | 0
03.07. | 20 | 2.1 |  | 2.1 | 0 | 0 | 0 | 0
03.07. | 21 | 2.1 |  | 2.1 | 0 | 0 | 0 | 0
03.07. | 22 | 2.1 |  | 2.1 | 0 | 0 | 0 | 0
03.07. | 23 | 2.1 |  | 2.1 | 0 | 0 | 0 | 0
03.07. | 24 | 2.1 |  | 2.1 | 0 | 0 | 0 | 0
04.07. | 1 | 2.1 |  | 2.1 | 0 | 0 | 0 | 0
04.07. | 2 | 2.1 |  | 2.1 | 0 | 0 | 0 | 0
04.07. | 3 | 2.1 |  | 2.1 | 0 | 0 | 0 | 0
04.07. | 4 | 2.1 |  | 2.1 | 0 | 0 | 0 | 0
04.07. | 5 | 2.1 |  | 2.1 | 0 | 0 | 0 | 0
04.07. | 6 | 2.1 |  | 2.1 | 0 | 0 | 0 | 0
04.07. | 7 | 2.1 |  | 2.1 | 0 | 0 | 0 | 0
04.07. | 8 | 2.1 |  | 2.1 | 0 | 0 | 0 | 0
04.07. | 9 | 2.1 |  | 2.1 | 0 | 0 | 0 | 0
04.07. | 10 | 2.1 |  | 2.1 | 0 | 0 | 0 | 0
04.07. | 11 | 2.1 |  | 2.1 | 0 | 0 | 0 | 0
04.07. | 12 | 2.1 |  | 2.1 | 0 | 0 | 0 | 0
04.07. | 13 | 2.1 |  | 2.1 | 0 | 0 | 0 | 0
04.07. | 14 | 2.1 |  | 2.1 | 0 | 0 | 0 | 0
04.07. | 15 | 2.1 |  | 2.1 | 0 | 0 | 0 | 0
04.07. | 16 | 2.1 |  | 2.1 | 0 | 0 | 0 | 0
04.07. | 17 | 2.1 |  | 2.1 | 0 | 0 | 0 | 0
04.07. | 18 | 2.1 |  | 2.1 | 0 | 0 | 0 | 0
04.07. | 19 | 2.1 |  | 2.1 | 0 | 0 | 0 | 0
04.07. | 20 | 2.1 |  | 2.1 | 0 | 0 | 0 | 0
04.07. | 21 | 2.1 |  | 2.1 | 0 | 0 | 0 | 0
04.07. | 22 | 2.1 |  | 2.1 | 0 | 0 | 0 | 0
04.07. | 23 | 2.1 |  | 2.1 | 0 | 0 | 0 | 0
04.07. | 24 | 2.1 |  | 2.1 | 0 | 0 | 0 | 0
05.07. | 1 | 2.1 |  | 2.1 | 0 | 0 | 0 | 0
05.07. | 2 | 2.1 |  | 2.1 | 0 | 0 | 0 | 0
05.07. | 3 | 2.1 |  | 2.1 | 0 | 0 | 0 | 0
05.07. | 4 | 2.1 |  | 2.1 | 0 | 0 | 0 | 0
05.07. | 5 | 2.1 |  | 2.1 | 0 | 0 | 0 | 0
05.07. | 6 | 2.1 |  | 2.1 | 0 | 0 | 0 | 0
05.07. | 7 | 2.1 |  | 2.1 | 0 | 0 | 0 | 0
05.07. | 8 | 2.1 |  | 2.1 | 0 | 0 | 0 | 0
05.07. | 9 | 2.1 |  | 2.1 | 0 | 0 | 0 | 0
05.07. | 10 | 2.1 |  | 2.1 | 0 | 0 | 0 | 0
05.07. | 11 | 2.1 |  | 2.1 | 0 | 0 | 0 | 0
05.07. | 12 | 2.1 |  | 2.1 | 0 | 0 | 0 | 0
05.07. | 13 | 2.1 |  | 2.1 | 0 | 0 | 0 | 0
05.07. | 14 | 2.1 |  | 2.1 | 0 | 0 | 0 | 0
05.07. | 15 | 2.1 |  | 2.1 | 0 | 0 | 0 | 0
05.07. | 16 | 2.1 |  | 2.1 | 0 | 0 | 0 | 0
05.07. | 17 | 2.1 |  | 2.1 | 0 | 0 | 0 | 0
05.07. | 18 | 2.1 |  | 2.1 | 0 | 0 | 0 | 0
05.07. | 19 | 2.1 |  | 2.1 | 0 | 0 | 0 | 0
05.07. | 20 | 2.1 |  | 2.1 | 0 | 0 | 0 | 0
05.07. | 21 | 2.1 |  | 2.1 | 0 | 0 | 0 | 0
05.07. | 22 | 2.1 |  | 2.1 | 0 | 0 | 0 | 0
05.07. | 23 | 2.1 |  | 2.1 | 0 | 0 | 0 | 0
05.07. | 24 | 2.1 |  | 2.1 | 0 | 0 | 0 | 0
06.07. | 1 | 2.1 |  | 2.1 | 0 | 0 | 0 | 0
06.07. | 2 | 2.1 |  | 2.1 | 0 | 0 | 0 | 0
06.07. | 3 | 2.1 |  | 2.1 | 0 | 0 | 0 | 0
06.07. | 4 | 2.1 |  | 2.1 | 0 | 0 | 0 | 0
06.07. | 5 | 2.1 |  | 2.1 | 0 | 0 | 0 | 0
06.07. | 6 | 2.1 |  | 2.1 | 0 | 0 | 0 | 0
06.07. | 7 | 2.1 |  | 2.1 | 0 | 0 | 0 | 0
06.07. | 8 | 2.1 |  | 2.1 | 0 | 0 | 0 | 0
06.07. | 9 | 2.1 |  | 2.1 | 0 | 0 | 0 | 0
06.07. | 10 | 2.1 |  | 2.1 | 0 | 0 | 0 | 0
06.07. | 11 | 2.1 |  | 2.1 | 0 | 0 | 0 | 0
06.07. | 12 | 2.1 |  | 2.1 | 0 | 0 | 0 | 0
06.07. | 13 | 2.1 |  | 2.1 | 0 | 0 | 0 | 0
06.07. | 14 | 2.1 |  | 2.1 | 0 | 0 | 0 | 0
06.07. | 15 | 2.1 |  | 2.1 | 0 | 0 | 0 | 0
06.07. | 16 | 2.1 |  | 2.1 | 0 | 0 | 0 | 0
06.07. | 17 | 2.1 |  | 2.1 | 0 | 0 | 0 | 0
06.07. | 18 | 2.1 |  | 2.1 | 0 | 0 | 0 | 0
06.07. | 19 | 2.1 |  | 2.1 | 0 | 0 | 0 | 0
06.07. | 20 | 2.1 |  | 2.1 | 0 | 0 | 0 | 0
06.07. | 21 | 2.1 |  | 2.1 | 0 | 0 | 0 | 0
06.07. | 22 | 2.1 |  | 2.1 | 0 | 0 | 0 | 0
06.07. | 23 | 2.1 |  | 2.1 | 0 | 0 | 0 | 0
06.07. | 24 | 2.1 |  | 2.1 | 0 | 0 | 0 | 0
07.07. | 1 | 2.1 |  | 2.1 | 0 | 0 | 0 | 0
07.07. | 2 | 2.1 |  | 2.1 | 0 | 0 | 0 | 0
07.07. | 3 | 2.1 |  | 2.1 | 0 | 0 | 0 | 0
07.07. | 4 | 2.1 |  | 2.1 | 0 | 0 | 0 | 0
07.07. | 5 | 2.1 |  | 2.1 | 0 | 0 | 0 | 0
07.07. | 6 | 2.1 |  | 2.1 | 0 | 0 | 0 | 0
07.07. | 7 | 2.1 |  | 2.1 | 0 | 0 | 0 | 0
07.07. | 8 | 2.1 |  | 2.1 | 0 | 0 | 0 | 0
07.07. | 9 | 2.1 |  | 2.1 | 0 | 0 | 0 | 0
07.07. | 10 | 2.1 |  | 2.1 | 0 | 0 | 0 | 0
07.07. | 11 | 2.1 |  | 2.1 | 0 | 0 | 0 | 0
07.07. | 12 | 2.1 |  | 2.1 | 0 | 0 | 0 | 0
07.07. | 13 | 2.1 |  | 2.1 | 0 | 0 | 0 | 0
07.07. | 14 | 2.1 |  | 2.1 | 0 | 0 | 0 | 0
07.07. | 15 | 2.1 |  | 2.1 | 0 | 0 | 0 | 0
07.07. | 16 | 2.1 |  | 2.1 | 0 | 0 | 0 | 0
07.07. | 17 | 2.1 |  | 2.1 | 0 | 0 | 0 | 0
07.07. | 18 | 2.1 |  | 2.1 | 0 | 0 | 0 | 0
07.07. | 19 | 2.1 |  | 2.1 | 0 | 0 | 0 | 0
07.07. | 20 | 2.1 |  | 2.1 | 0 | 0 | 0 | 0
07.07. | 21 | 2.1 |  | 2.1 | 0 | 0 | 0 | 0
07.07. | 22 | 2.1 |  | 2.1 | 0 | 0 | 0 | 0
07.07. | 23 | 2.1 |  | 2.1 | 0 | 0 | 0 | 0
07.07. | 24 | 2.1 |  | 2.1 | 0 | 0 | 0 | 0
08.07. | 1 | 2.1 |  | 2.1 | 0 | 0 | 0 | 0
08.07. | 2 | 2.1 |  | 2.1 | 0 | 0 | 0 | 0
08.07. | 3 | 2.1 |  | 2.1 | 0 | 0 | 0 | 0
08.07. | 4 | 2.1 |  | 2.1 | 0 | 0 | 0 | 0
08.07. | 5 | 2.1 |  | 2.1 | 0 | 0 | 0 | 0
08.07. | 6 | 2.1 |  | 2.1 | 0 | 0 | 0 | 0
08.07. | 7 | 2.1 |  | 2.1 | 0 | 0 | 0 | 0
08.07. | 8 | 2.1 |  | 2.1 | 0 | 0 | 0 | 0
08.07. | 9 | 2.1 |  | 2.1 | 0 | 0 | 0 | 0
08.07. | 10 | 2.1 |  | 2.1 | 0 | 0 | 0 | 0
08.07. | 11 | 2.1 |  | 2.1 | 0 | 0 | 0 | 0
08.07. | 12 | 2.1 |  | 2.1 | 0 | 0 | 0 | 0
08.07. | 13 | 2.1 |  | 2.1 | 0 | 0 | 0 | 0
08.07. | 14 | 2.1 |  | 2.1 | 0 | 0 | 0 | 0
08.07. | 15 | 2.1 |  | 2.1 | 0 | 0 | 0 | 0
08.07. | 16 | 2.1 |  | 2.1 | 0 | 0 | 0 | 0
08.07. | 17 | 2.1 |  | 2.1 | 0 | 0 | 0 | 0
08.07. | 18 | 2.1 |  | 2.1 | 0 | 0 | 0 | 0
08.07. | 19 | 2.1 |  | 2.1 | 0 | 0 | 0 | 0
08.07. | 20 | 2.1 |  | 2.1 | 0 | 0 | 0 | 0
08.07. | 21 | 2.1 |  | 2.1 | 0 | 0 | 0 | 0
08.07. | 22 | 2.1 |  | 2.1 | 0 | 0 | 0 | 0
08.07. | 23 | 2.1 |  | 2.1 | 0 | 0 | 0 | 0
08.07. | 24 | 2.1 |  | 2.1 | 0 | 0 | 0 | 0
09.07. | 1 | 2.1 |  | 2.1 | 0 | 0 | 0 | 0
09.07. | 2 | 2.1 |  | 2.1 | 0 | 0 | 0 | 0
09.07. | 3 | 2.1 |  | 2.1 | 0 | 0 | 0 | 0
09.07. | 4 | 2.1 |  | 2.1 | 0 | 0 | 0 | 0
09.07. | 5 | 2.1 |  | 2.1 | 0 | 0 | 0 | 0
09.07. | 6 | 2.1 |  | 2.1 | 0 | 0 | 0 | 0
09.07. | 7 | 2.1 |  | 2.1 | 0 | 0 | 0 | 0
09.07. | 8 | 2.1 |  | 2.1 | 0 | 0 | 0 | 0
09.07. | 9 | 2.1 |  | 2.1 | 0 | 0 | 0 | 0
09.07. | 10 | 2.1 |  | 2.1 | 0 | 0 | 0 | 0
09.07. | 11 | 2.1 |  | 2.1 | 0 | 0 | 0 | 0
09.07. | 12 | 2.1 |  | 2.1 | 0 | 0 | 0 | 0
09.07. | 13 | 2.1 |  | 2.1 | 0 | 0 | 0 | 0
09.07. | 14 | 2.1 |  | 2.1 | 0 | 0 | 0 | 0
09.07. | 15 | 2.1 |  | 2.1 | 0 | 0 | 0 | 0
09.07. | 16 | 2.1 |  | 2.1 | 0 | 0 | 0 | 0
09.07. | 17 | 2.1 |  | 2.1 | 0 | 0 | 0 | 0
09.07. | 18 | 2.1 |  | 2.1 | 0 | 0 | 0 | 0
09.07. | 19 | 2.1 |  | 2.1 | 0 | 0 | 0 | 0
09.07. | 20 | 2.1 |  | 2.1 | 0 | 0 | 0 | 0
09.07. | 21 | 2.1 |  | 2.1 | 0 | 0 | 0 | 0
09.07. | 22 | 2.1 |  | 2.1 | 0 | 0 | 0 | 0
09.07. | 23 | 2.1 |  | 2.1 | 0 | 0 | 0 | 0
09.07. | 24 | 2.1 |  | 2.1 | 0 | 0 | 0 | 0
10.07. | 1 | 2.1 |  | 2.1 | 0 | 0 | 0 | 0
10.07. | 2 | 2.1 |  | 2.1 | 0 | 0 | 0 | 0
10.07. | 3 | 2.1 |  | 2.1 | 0 | 0 | 0 | 0
10.07. | 4 | 2.1 |  | 2.1 | 0 | 0 | 0 | 0
10.07. | 5 | 2.1 |  | 2.1 | 0 | 0 | 0 | 0
10.07. | 6 | 2.1 |  | 2.1 | 0 | 0 | 0 | 0
10.07. | 7 | 2.1 |  | 2.1 | 0 | 0 | 0 | 0
10.07. | 8 | 2.1 |  | 2.1 | 0 | 0 | 0 | 0
10.07. | 9 | 2.1 |  | 2.1 | 0 | 0 | 0 | 0
10.07. | 10 | 2.1 |  | 2.1 | 0 | 0 | 0 | 0
10.07. | 11 | 2.1 |  | 2.1 | 0 | 0 | 0 | 0
10.07. | 12 | 2.1 |  | 2.1 | 0 | 0 | 0 | 0
10.07. | 13 | 2.1 |  | 2.1 | 0 | 0 | 0 | 0
10.07. | 14 | 2.1 |  | 2.1 | 0 | 0 | 0 | 0
10.07. | 15 | 2.1 |  | 2.1 | 0 | 0 | 0 | 0
10.07. | 16 | 2.1 |  | 2.1 | 0 | 0 | 0 | 0
10.07. | 17 | 2.1 |  | 2.1 | 0 | 0 | 0 | 0
10.07. | 18 | 2.1 |  | 2.1 | 0 | 0 | 0 | 0
10.07. | 19 | 2.1 |  | 2.1 | 0 | 0 | 0 | 0
10.07. | 20 | 2.1 |  | 2.1 | 0 | 0 | 0 | 0
10.07. | 21 | 2.1 |  | 2.1 | 0 | 0 | 0 | 0
10.07. | 22 | 2.1 |  | 2.1 | 0 | 0 | 0 | 0
10.07. | 23 | 2.1 |  | 2.1 | 0 | 0 | 0 | 0
10.07. | 24 | 2.1 |  | 2.1 | 0 | 0 | 0 | 0
11.07. | 1 | 2.1 |  | 2.1 | 0 | 0 | 0 | 0
11.07. | 2 | 2.1 |  | 2.1 | 0 | 0 | 0 | 0
11.07. | 3 | 2.1 |  | 2.1 | 0 | 0 | 0 | 0
11.07. | 4 | 2.1 |  | 2.1 | 0 | 0 | 0 | 0
11.07. | 5 | 2.1 |  | 2.1 | 0 | 0 | 0 | 0
11.07. | 6 | 2.1 |  | 2.1 | 0 | 0 | 0 | 0
11.07. | 7 | 2.1 |  | 2.1 | 0 | 0 | 0 | 0
11.07. | 8 | 2.1 |  | 2.1 | 0 | 0 | 0 | 0
11.07. | 9 | 2.1 |  | 2.1 | 0 | 0 | 0 | 0
11.07. | 10 | 2.1 |  | 2.1 | 0 | 0 | 0 | 0
11.07. | 11 | 2.1 |  | 2.1 | 0 | 0 | 0 | 0
11.07. | 12 | 2.1 |  | 2.1 | 0 | 0 | 0 | 0
11.07. | 13 | 2.1 |  | 2.1 | 0 | 0 | 0 | 0
11.07. | 14 | 2.1 |  | 2.1 | 0 | 0 | 0 | 0
11.07. | 15 | 2.1 |  | 2.1 | 0 | 0 | 0 | 0
11.07. | 16 | 2.1 |  | 2.1 | 0 | 0 | 0 | 0
11.07. | 17 | 2.1 |  | 2.1 | 0 | 0 | 0 | 0
11.07. | 18 | 2.1 |  | 2.1 | 0 | 0 | 0 | 0
11.07. | 19 | 2.1 |  | 2.1 | 0 | 0 | 0 | 0
11.07. | 20 | 2.1 |  | 2.1 | 0 | 0 | 0 | 0
11.07. | 21 | 2.1 |  | 2.1 | 0 | 0 | 0 | 0
11.07. | 22 | 2.1 |  | 2.1 | 0 | 0 | 0 | 0
11.07. | 23 | 2.1 |  | 2.1 | 0 | 0 | 0 | 0
11.07. | 24 | 2.1 |  | 2.1 | 0 | 0 | 0 | 0
12.07. | 1 | 2.1 |  | 2.1 | 0 | 0 | 0 | 0
12.07. | 2 | 2.1 |  | 2.1 | 0 | 0 | 0 | 0
12.07. | 3 | 2.1 |  | 2.1 | 0 | 0 | 0 | 0
12.07. | 4 | 2.1 |  | 2.1 | 0 | 0 | 0 | 0
12.07. | 5 | 2.1 |  | 2.1 | 0 | 0 | 0 | 0
12.07. | 6 | 2.1 |  | 2.1 | 0 | 0 | 0 | 0
12.07. | 7 | 2.1 |  | 2.1 | 0 | 0 | 0 | 0
12.07. | 8 | 2.1 |  | 2.1 | 0 | 0 | 0 | 0
12.07. | 9 | 2.1 |  | 2.1 | 0 | 0 | 0 | 0
12.07. | 10 | 2.1 |  | 2.1 | 0 | 0 | 0 | 0
12.07. | 11 | 2.1 |  | 2.1 | 0 | 0 | 0 | 0
12.07. | 12 | 2.1 |  | 2.1 | 0 | 0 | 0 | 0
12.07. | 13 | 2.1 |  | 2.1 | 0 | 0 | 0 | 0
12.07. | 14 | 2.1 |  | 2.1 | 0 | 0 | 0 | 0
12.07. | 15 | 2.1 |  | 2.1 | 0 | 0 | 0 | 0
12.07. | 16 | 2.1 |  | 2.1 | 0 | 0 | 0 | 0
12.07. | 17 | 2.1 |  | 2.1 | 0 | 0 | 0 | 0
12.07. | 18 | 2.1 |  | 2.1 | 0 | 0 | 0 | 0
12.07. | 19 | 2.1 |  | 2.1 | 0 | 0 | 0 | 0
12.07. | 20 | 2.1 |  | 2.1 | 0 | 0 | 0 | 0
12.07. | 21 | 2.1 |  | 2.1 | 0 | 0 | 0 | 0
12.07. | 22 | 2.1 |  | 2.1 | 0 | 0 | 0 | 0
12.07. | 23 | 2.1 |  | 2.1 | 0 | 0 | 0 | 0
12.07. | 24 | 2.1 |  | 2.1 | 0 | 0 | 0 | 0
13.07. | 1 | 2.1 |  | 2.1 | 0 | 0 | 0 | 0
13.07. | 2 | 2.1 |  | 2.1 | 0 | 0 | 0 | 0
13.07. | 3 | 2.1 |  | 2.1 | 0 | 0 | 0 | 0
13.07. | 4 | 2.1 |  | 2.1 | 0 | 0 | 0 | 0
13.07. | 5 | 2.1 |  | 2.1 | 0 | 0 | 0 | 0
13.07. | 6 | 2.1 |  | 2.1 | 0 | 0 | 0 | 0
13.07. | 7 | 2.1 |  | 2.1 | 0 | 0 | 0 | 0
13.07. | 8 | 2.1 |  | 2.1 | 0 | 0 | 0 | 0
13.07. | 9 | 2.1 |  | 2.1 | 0 | 0 | 0 | 0
13.07. | 10 | 2.1 |  | 2.1 | 0 | 0 | 0 | 0
13.07. | 11 | 2.1 |  | 2.1 | 0 | 0 | 0 | 0
13.07. | 12 | 2.1 |  | 2.1 | 0 | 0 | 0 | 0
13.07. | 13 | 2.1 |  | 2.1 | 0 | 0 | 0 | 0
13.07. | 14 | 2.1 |  | 2.1 | 0 | 0 | 0 | 0
13.07. | 15 | 2.1 |  | 2.1 | 0 | 0 | 0 | 0
13.07. | 16 | 2.1 |  | 2.1 | 0 | 0 | 0 | 0
13.07. | 17 | 2.1 |  | 2.1 | 0 | 0 | 0 | 0
13.07. | 18 | 2.1 |  | 2.1 | 0 | 0 | 0 | 0
13.07. | 19 | 2.1 |  | 2.1 | 0 | 0 | 0 | 0
13.07. | 20 | 2.1 |  | 2.1 | 0 | 0 | 0 | 0
13.07. | 21 | 2.1 |  | 2.1 | 0 | 0 | 0 | 0
13.07. | 22 | 2.1 |  | 2.1 | 0 | 0 | 0 | 0
13.07. | 23 | 2.1 |  | 2.1 | 0 | 0 | 0 | 0
13.07. | 24 | 2.1 |  | 2.1 | 0 | 0 | 0 | 0
14.07. | 1 | 2.1 |  | 2.1 | 0 | 0 | 0 | 0
14.07. | 2 | 2.1 |  | 2.1 | 0 | 0 | 0 | 0
14.07. | 3 | 2.1 |  | 2.1 | 0 | 0 | 0 | 0
14.07. | 4 | 2.1 |  | 2.1 | 0 | 0 | 0 | 0
14.07. | 5 | 2.1 |  | 2.1 | 0 | 0 | 0 | 0
14.07. | 6 | 2.1 |  | 2.1 | 0 | 0 | 0 | 0
14.07. | 7 | 2.1 |  | 2.1 | 0 | 0 | 0 | 0
14.07. | 8 | 2.1 |  | 2.1 | 0 | 0 | 0 | 0
14.07. | 9 | 2.1 |  | 2.1 | 0 | 0 | 0 | 0
14.07. | 10 | 2.1 |  | 2.1 | 0 | 0 | 0 | 0
14.07. | 11 | 2.1 |  | 2.1 | 0 | 0 | 0 | 0
14.07. | 12 | 2.1 |  | 2.1 | 0 | 0 | 0 | 0
14.07. | 13 | 2.1 |  | 2.1 | 0 | 0 | 0 | 0
14.07. | 14 | 2.1 |  | 2.1 | 0 | 0 | 0 | 0
14.07. | 15 | 2.1 |  | 2.1 | 0 | 0 | 0 | 0
14.07. | 16 | 2.1 |  | 2.1 | 0 | 0 | 0 | 0
14.07. | 17 | 2.1 |  | 2.1 | 0 | 0 | 0 | 0
14.07. | 18 | 2.1 |  | 2.1 | 0 | 0 | 0 | 0
14.07. | 19 | 2.1 |  | 2.1 | 0 | 0 | 0 | 0
14.07. | 20 | 2.1 |  | 2.1 | 0 | 0 | 0 | 0
14.07. | 21 | 2.1 |  | 2.1 | 0 | 0 | 0 | 0
14.07. | 22 | 2.1 |  | 2.1 | 0 | 0 | 0 | 0
14.07. | 23 | 2.1 |  | 2.1 | 0 | 0 | 0 | 0
14.07. | 24 | 2.1 |  | 2.1 | 0 | 0 | 0 | 0
15.07. | 1 | 2.1 |  | 2.1 | 0 | 0 | 0 | 0
15.07. | 2 | 2.1 |  | 2.1 | 0 | 0 | 0 | 0
15.07. | 3 | 2.1 |  | 2.1 | 0 | 0 | 0 | 0
15.07. | 4 | 2.1 |  | 2.1 | 0 | 0 | 0 | 0
15.07. | 5 | 2.1 |  | 2.1 | 0 | 0 | 0 | 0
15.07. | 6 | 2.1 |  | 2.1 | 0 | 0 | 0 | 0
15.07. | 7 | 2.1 |  | 2.1 | 0 | 0 | 0 | 0
15.07. | 8 | 2.1 |  | 2.1 | 0 | 0 | 0 | 0
15.07. | 9 | 2.1 |  | 2.1 | 0 | 0 | 0 | 0
15.07. | 10 | 2.1 |  | 2.1 | 0 | 0 | 0 | 0
15.07. | 11 | 2.1 |  | 2.1 | 0 | 0 | 0 | 0
15.07. | 12 | 2.1 |  | 2.1 | 0 | 0 | 0 | 0
15.07. | 13 | 2.1 |  | 2.1 | 0 | 0 | 0 | 0
15.07. | 14 | 2.1 |  | 2.1 | 0 | 0 | 0 | 0
15.07. | 15 | 2.1 |  | 2.1 | 0 | 0 | 0 | 0
15.07. | 16 | 2.1 |  | 2.1 | 0 | 0 | 0 | 0
15.07. | 17 | 2.1 |  | 2.1 | 0 | 0 | 0 | 0
15.07. | 18 | 2.1 |  | 2.1 | 0 | 0 | 0 | 0
15.07. | 19 | 2.1 |  | 2.1 | 0 | 0 | 0 | 0
15.07. | 20 | 2.1 |  | 2.1 | 0 | 0 | 0 | 0
15.07. | 21 | 2.1 |  | 2.1 | 0 | 0 | 0 | 0
15.07. | 22 | 2.1 |  | 2.1 | 0 | 0 | 0 | 0
15.07. | 23 | 2.1 |  | 2.1 | 0 | 0 | 0 | 0
15.07. | 24 | 2.1 |  | 2.1 | 0 | 0 | 0 | 0
16.07. | 1 | 2.1 |  | 2.1 | 0 | 0 | 0 | 0
16.07. | 2 | 2.1 |  | 2.1 | 0 | 0 | 0 | 0
16.07. | 3 | 2.1 |  | 2.1 | 0 | 0 | 0 | 0
16.07. | 4 | 2.1 |  | 2.1 | 0 | 0 | 0 | 0
16.07. | 5 | 2.1 |  | 2.1 | 0 | 0 | 0 | 0
16.07. | 6 | 2.1 |  | 2.1 | 0 | 0 | 0 | 0
16.07. | 7 | 2.1 |  | 2.1 | 0 | 0 | 0 | 0
16.07. | 8 | 2.1 |  | 2.1 | 0 | 0 | 0 | 0
16.07. | 9 | 2.1 |  | 2.1 | 0 | 0 | 0 | 0
16.07. | 10 | 2.1 |  | 2.1 | 0 | 0 | 0 | 0
16.07. | 11 | 2.1 |  | 2.1 | 0 | 0 | 0 | 0
16.07. | 12 | 2.1 |  | 2.1 | 0 | 0 | 0 | 0
16.07. | 13 | 2.1 |  | 2.1 | 0 | 0 | 0 | 0
16.07. | 14 | 2.1 |  | 2.1 | 0 | 0 | 0 | 0
16.07. | 15 | 2.1 |  | 2.1 | 0 | 0 | 0 | 0
16.07. | 16 | 2.1 |  | 2.1 | 0 | 0 | 0 | 0
16.07. | 17 | 2.1 |  | 2.1 | 0 | 0 | 0 | 0
16.07. | 18 | 2.1 |  | 2.1 | 0 | 0 | 0 | 0
16.07. | 19 | 2.1 |  | 2.1 | 0 | 0 | 0 | 0
16.07. | 20 | 2.1 |  | 2.1 | 0 | 0 | 0 | 0
16.07. | 21 | 2.1 |  | 2.1 | 0 | 0 | 0 | 0
16.07. | 22 | 2.1 |  | 2.1 | 0 | 0 | 0 | 0
16.07. | 23 | 2.1 |  | 2.1 | 0 | 0 | 0 | 0
16.07. | 24 | 2.1 |  | 2.1 | 0 | 0 | 0 | 0
17.07. | 1 | 2.1 |  | 2.1 | 0 | 0 | 0 | 0
17.07. | 2 | 2.1 |  | 2.1 | 0 | 0 | 0 | 0
17.07. | 3 | 2.1 |  | 2.1 | 0 | 0 | 0 | 0
17.07. | 4 | 2.1 |  | 2.1 | 0 | 0 | 0 | 0
17.07. | 5 | 2.1 |  | 2.1 | 0 | 0 | 0 | 0
17.07. | 6 | 2.1 |  | 2.1 | 0 | 0 | 0 | 0
17.07. | 7 | 2.1 |  | 2.1 | 0 | 0 | 0 | 0
17.07. | 8 | 2.1 |  | 2.1 | 0 | 0 | 0 | 0
17.07. | 9 | 2.1 |  | 2.1 | 0 | 0 | 0 | 0
17.07. | 10 | 2.1 |  | 2.1 | 0 | 0 | 0 | 0
17.07. | 11 | 2.1 |  | 2.1 | 0 | 0 | 0 | 0
17.07. | 12 | 2.1 |  | 2.1 | 0 | 0 | 0 | 0
17.07. | 13 | 2.1 |  | 2.1 | 0 | 0 | 0 | 0
17.07. | 14 | 2.1 |  | 2.1 | 0 | 0 | 0 | 0
17.07. | 15 | 2.1 |  | 2.1 | 0 | 0 | 0 | 0
17.07. | 16 | 2.1 |  | 2.1 | 0 | 0 | 0 | 0
17.07. | 17 | 2.1 |  | 2.1 | 0 | 0 | 0 | 0
17.07. | 18 | 2.1 |  | 2.1 | 0 | 0 | 0 | 0
17.07. | 19 | 2.1 |  | 2.1 | 0 | 0 | 0 | 0
17.07. | 20 | 2.1 |  | 2.1 | 0 | 0 | 0 | 0
17.07. | 21 | 2.1 |  | 2.1 | 0 | 0 | 0 | 0
17.07. | 22 | 2.1 |  | 2.1 | 0 | 0 | 0 | 0
17.07. | 23 | 2.1 |  | 2.1 | 0 | 0 | 0 | 0
17.07. | 24 | 2.1 |  | 2.1 | 0 | 0 | 0 | 0
18.07. | 1 | 2.1 |  | 2.1 | 0 | 0 | 0 | 0
18.07. | 2 | 2.1 |  | 2.1 | 0 | 0 | 0 | 0
18.07. | 3 | 2.1 |  | 2.1 | 0 | 0 | 0 | 0
18.07. | 4 | 2.1 |  | 2.1 | 0 | 0 | 0 | 0
18.07. | 5 | 2.1 |  | 2.1 | 0 | 0 | 0 | 0
18.07. | 6 | 2.1 |  | 2.1 | 0 | 0 | 0 | 0
18.07. | 7 | 2.1 |  | 2.1 | 0 | 0 | 0 | 0
18.07. | 8 | 2.1 |  | 2.1 | 0 | 0 | 0 | 0
18.07. | 9 | 2.1 |  | 2.1 | 0 | 0 | 0 | 0
18.07. | 10 | 2.1 |  | 2.1 | 0 | 0 | 0 | 0
18.07. | 11 | 2.1 |  | 2.1 | 0 | 0 | 0 | 0
18.07. | 12 | 2.1 |  | 2.1 | 0 | 0 | 0 | 0
18.07. | 13 | 2.1 |  | 2.1 | 0 | 0 | 0 | 0
18.07. | 14 | 2.1 |  | 2.1 | 0 | 0 | 0 | 0
18.07. | 15 | 2.1 |  | 2.1 | 0 | 0 | 0 | 0
18.07. | 16 | 2.1 |  | 2.1 | 0 | 0 | 0 | 0
18.07. | 17 | 2.1 |  | 2.1 | 0 | 0 | 0 | 0
18.07. | 18 | 2.1 |  | 2.1 | 0 | 0 | 0 | 0
18.07. | 19 | 2.1 |  | 2.1 | 0 | 0 | 0 | 0
18.07. | 20 | 2.1 |  | 2.1 | 0 | 0 | 0 | 0
18.07. | 21 | 2.1 |  | 2.1 | 0 | 0 | 0 | 0
18.07. | 22 | 2.1 |  | 2.1 | 0 | 0 | 0 | 0
18.07. | 23 | 2.1 |  | 2.1 | 0 | 0 | 0 | 0
18.07. | 24 | 2.1 |  | 2.1 | 0 | 0 | 0 | 0
19.07. | 1 | 2.1 |  | 2.1 | 0 | 0 | 0 | 0
19.07. | 2 | 2.1 |  | 2.1 | 0 | 0 | 0 | 0
19.07. | 3 | 2.1 |  | 2.1 | 0 | 0 | 0 | 0
19.07. | 4 | 2.1 |  | 2.1 | 0 | 0 | 0 | 0
19.07. | 5 | 2.1 |  | 2.1 | 0 | 0 | 0 | 0
19.07. | 6 | 2.1 |  | 2.1 | 0 | 0 | 0 | 0
19.07. | 7 | 2.1 |  | 2.1 | 0 | 0 | 0 | 0
19.07. | 8 | 2.1 |  | 2.1 | 0 | 0 | 0 | 0
19.07. | 9 | 2.1 |  | 2.1 | 0 | 0 | 0 | 0
19.07. | 10 | 2.1 |  | 2.1 | 0 | 0 | 0 | 0
19.07. | 11 | 2.1 |  | 2.1 | 0 | 0 | 0 | 0
19.07. | 12 | 2.1 |  | 2.1 | 0 | 0 | 0 | 0
19.07. | 13 | 2.1 |  | 2.1 | 0 | 0 | 0 | 0
19.07. | 14 | 2.1 |  | 2.1 | 0 | 0 | 0 | 0
19.07. | 15 | 2.1 |  | 2.1 | 0 | 0 | 0 | 0
19.07. | 16 | 2.1 |  | 2.1 | 0 | 0 | 0 | 0
19.07. | 17 | 2.1 |  | 2.1 | 0 | 0 | 0 | 0
19.07. | 18 | 2.1 |  | 2.1 | 0 | 0 | 0 | 0
19.07. | 19 | 2.1 |  | 2.1 | 0 | 0 | 0 | 0
19.07. | 20 | 2.1 |  | 2.1 | 0 | 0 | 0 | 0
19.07. | 21 | 2.1 |  | 2.1 | 0 | 0 | 0 | 0
19.07. | 22 | 2.1 |  | 2.1 | 0 | 0 | 0 | 0
19.07. | 23 | 2.1 |  | 2.1 | 0 | 0 | 0 | 0
19.07. | 24 | 2.1 |  | 2.1 | 0 | 0 | 0 | 0
20.07. | 1 | 2.1 |  | 2.1 | 0 | 0 | 0 | 0
20.07. | 2 | 2.1 |  | 2.1 | 0 | 0 | 0 | 0
20.07. | 3 | 2.1 |  | 2.1 | 0 | 0 | 0 | 0
20.07. | 4 | 2.1 |  | 2.1 | 0 | 0 | 0 | 0
20.07. | 5 | 2.1 |  | 2.1 | 0 | 0 | 0 | 0
20.07. | 6 | 2.1 |  | 2.1 | 0 | 0 | 0 | 0
20.07. | 7 | 2.1 |  | 2.1 | 0 | 0 | 0 | 0
20.07. | 8 | 2.1 |  | 2.1 | 0 | 0 | 0 | 0
20.07. | 9 | 2.1 |  | 2.1 | 0 | 0 | 0 | 0
20.07. | 10 | 2.1 |  | 2.1 | 0 | 0 | 0 | 0
20.07. | 11 | 2.1 |  | 2.1 | 0 | 0 | 0 | 0
20.07. | 12 | 2.1 |  | 2.1 | 0 | 0 | 0 | 0
20.07. | 13 | 2.1 |  | 2.1 | 0 | 0 | 0 | 0
20.07. | 14 | 2.1 |  | 2.1 | 0 | 0 | 0 | 0
20.07. | 15 | 2.1 |  | 2.1 | 0 | 0 | 0 | 0
20.07. | 16 | 2.1 |  | 2.1 | 0 | 0 | 0 | 0
20.07. | 17 | 2.1 |  | 2.1 | 0 | 0 | 0 | 0
20.07. | 18 | 2.1 |  | 2.1 | 0 | 0 | 0 | 0
20.07. | 19 | 2.1 |  | 2.1 | 0 | 0 | 0 | 0
20.07. | 20 | 2.1 |  | 2.1 | 0 | 0 | 0 | 0
20.07. | 21 | 2.1 |  | 2.1 | 0 | 0 | 0 | 0
20.07. | 22 | 2.1 |  | 2.1 | 0 | 0 | 0 | 0
20.07. | 23 | 2.1 |  | 2.1 | 0 | 0 | 0 | 0
20.07. | 24 | 2.1 |  | 2.1 | 0 | 0 | 0 | 0
21.07. | 1 | 2.1 |  | 2.1 | 0 | 0 | 0 | 0
21.07. | 2 | 2.1 |  | 2.1 | 0 | 0 | 0 | 0
21.07. | 3 | 2.1 |  | 2.1 | 0 | 0 | 0 | 0
21.07. | 4 | 2.1 |  | 2.1 | 0 | 0 | 0 | 0
21.07. | 5 | 2.1 |  | 2.1 | 0 | 0 | 0 | 0
21.07. | 6 | 2.1 |  | 2.1 | 0 | 0 | 0 | 0
21.07. | 7 | 2.1 |  | 2.1 | 0 | 0 | 0 | 0
21.07. | 8 | 2.1 |  | 2.1 | 0 | 0 | 0 | 0
21.07. | 9 | 2.1 |  | 2.1 | 0 | 0 | 0 | 0
21.07. | 10 | 2.1 |  | 2.1 | 0 | 0 | 0 | 0
21.07. | 11 | 2.1 |  | 2.1 | 0 | 0 | 0 | 0
21.07. | 12 | 2.1 |  | 2.1 | 0 | 0 | 0 | 0
21.07. | 13 | 2.1 |  | 2.1 | 0 | 0 | 0 | 0
21.07. | 14 | 2.1 |  | 2.1 | 0 | 0 | 0 | 0
21.07. | 15 | 2.1 |  | 2.1 | 0 | 0 | 0 | 0
21.07. | 16 | 2.1 |  | 2.1 | 0 | 0 | 0 | 0
21.07. | 17 | 2.1 |  | 2.1 | 0 | 0 | 0 | 0
21.07. | 18 | 2.1 |  | 2.1 | 0 | 0 | 0 | 0
21.07. | 19 | 2.1 |  | 2.1 | 0 | 0 | 0 | 0
21.07. | 20 | 2.1 |  | 2.1 | 0 | 0 | 0 | 0
21.07. | 21 | 2.1 |  | 2.1 | 0 | 0 | 0 | 0
21.07. | 22 | 2.1 |  | 2.1 | 0 | 0 | 0 | 0
21.07. | 23 | 2.1 |  | 2.1 | 0 | 0 | 0 | 0
21.07. | 24 | 2.1 |  | 2.1 | 0 | 0 | 0 | 0
22.07. | 1 | 2.1 |  | 2.1 | 0 | 0 | 0 | 0
22.07. | 2 | 2.1 |  | 2.1 | 0 | 0 | 0 | 0
22.07. | 3 | 2.1 |  | 2.1 | 0 | 0 | 0 | 0
22.07. | 4 | 2.1 |  | 2.1 | 0 | 0 | 0 | 0
22.07. | 5 | 2.1 |  | 2.1 | 0 | 0 | 0 | 0
22.07. | 6 | 2.1 |  | 2.1 | 0 | 0 | 0 | 0
22.07. | 7 | 2.1 |  | 2.1 | 0 | 0 | 0 | 0
22.07. | 8 | 2.1 |  | 2.1 | 0 | 0 | 0 | 0
22.07. | 9 | 2.1 |  | 2.1 | 0 | 0 | 0 | 0
22.07. | 10 | 2.1 |  | 2.1 | 0 | 0 | 0 | 0
22.07. | 11 | 2.1 |  | 2.1 | 0 | 0 | 0 | 0
22.07. | 12 | 2.1 |  | 2.1 | 0 | 0 | 0 | 0
22.07. | 13 | 2.1 |  | 2.1 | 0 | 0 | 0 | 0
22.07. | 14 | 2.1 |  | 2.1 | 0 | 0 | 0 | 0
22.07. | 15 | 2.1 |  | 2.1 | 0 | 0 | 0 | 0
22.07. | 16 | 2.1 |  | 2.1 | 0 | 0 | 0 | 0
22.07. | 17 | 2.1 |  | 2.1 | 0 | 0 | 0 | 0
22.07. | 18 | 2.1 |  | 2.1 | 0 | 0 | 0 | 0
22.07. | 19 | 2.1 |  | 2.1 | 0 | 0 | 0 | 0
22.07. | 20 | 2.1 |  | 2.1 | 0 | 0 | 0 | 0
22.07. | 21 | 2.1 |  | 2.1 | 0 | 0 | 0 | 0
22.07. | 22 | 2.1 |  | 2.1 | 0 | 0 | 0 | 0
22.07. | 23 | 2.1 |  | 2.1 | 0 | 0 | 0 | 0
22.07. | 24 | 2.1 |  | 2.1 | 0 | 0 | 0 | 0
23.07. | 1 | 2.1 |  | 2.1 | 0 | 0 | 0 | 0
23.07. | 2 | 2.1 |  | 2.1 | 0 | 0 | 0 | 0
23.07. | 3 | 2.1 |  | 2.1 | 0 | 0 | 0 | 0
23.07. | 4 | 2.1 |  | 2.1 | 0 | 0 | 0 | 0
23.07. | 5 | 2.1 |  | 2.1 | 0 | 0 | 0 | 0
23.07. | 6 | 2.1 |  | 2.1 | 0 | 0 | 0 | 0
23.07. | 7 | 2.1 |  | 2.1 | 0 | 0 | 0 | 0
23.07. | 8 | 2.1 |  | 2.1 | 0 | 0 | 0 | 0
23.07. | 9 | 2.1 |  | 2.1 | 0 | 0 | 0 | 0
23.07. | 10 | 2.1 |  | 2.1 | 0 | 0 | 0 | 0
23.07. | 11 | 2.1 |  | 2.1 | 0 | 0 | 0 | 0
23.07. | 12 | 2.1 |  | 2.1 | 0 | 0 | 0 | 0
23.07. | 13 | 2.1 |  | 2.1 | 0 | 0 | 0 | 0
23.07. | 14 | 2.1 |  | 2.1 | 0 | 0 | 0 | 0
23.07. | 15 | 2.1 |  | 2.1 | 0 | 0 | 0 | 0
23.07. | 16 | 2.1 |  | 2.1 | 0 | 0 | 0 | 0
23.07. | 17 | 2.1 |  | 2.1 | 0 | 0 | 0 | 0
23.07. | 18 | 2.1 |  | 2.1 | 0 | 0 | 0 | 0
23.07. | 19 | 2.1 |  | 2.1 | 0 | 0 | 0 | 0
23.07. | 20 | 2.1 |  | 2.1 | 0 | 0 | 0 | 0
23.07. | 21 | 2.1 |  | 2.1 | 0 | 0 | 0 | 0
23.07. | 22 | 2.1 |  | 2.1 | 0 | 0 | 0 | 0
23.07. | 23 | 2.1 |  | 2.1 | 0 | 0 | 0 | 0
23.07. | 24 | 2.1 |  | 2.1 | 0 | 0 | 0 | 0
24.07. | 1 | 2.1 |  | 2.1 | 0 | 0 | 0 | 0
24.07. | 2 | 2.1 |  | 2.1 | 0 | 0 | 0 | 0
24.07. | 3 | 2.1 |  | 2.1 | 0 | 0 | 0 | 0
24.07. | 4 | 2.1 |  | 2.1 | 0 | 0 | 0 | 0
24.07. | 5 | 2.1 |  | 2.1 | 0 | 0 | 0 | 0
24.07. | 6 | 2.1 |  | 2.1 | 0 | 0 | 0 | 0
24.07. | 7 | 2.1 |  | 2.1 | 0 | 0 | 0 | 0
24.07. | 8 | 2.1 |  | 2.1 | 0 | 0 | 0 | 0
24.07. | 9 | 2.1 |  | 2.1 | 0 | 0 | 0 | 0
24.07. | 10 | 2.1 |  | 2.1 | 0 | 0 | 0 | 0
24.07. | 11 | 2.1 |  | 2.1 | 0 | 0 | 0 | 0
24.07. | 12 | 2.1 |  | 2.1 | 0 | 0 | 0 | 0
24.07. | 13 | 2.1 |  | 2.1 | 0 | 0 | 0 | 0
24.07. | 14 | 2.1 |  | 2.1 | 0 | 0 | 0 | 0
24.07. | 15 | 2.1 |  | 2.1 | 0 | 0 | 0 | 0
24.07. | 16 | 2.1 |  | 2.1 | 0 | 0 | 0 | 0
24.07. | 17 | 2.1 |  | 2.1 | 0 | 0 | 0 | 0
24.07. | 18 | 2.1 |  | 2.1 | 0 | 0 | 0 | 0
24.07. | 19 | 2.1 |  | 2.1 | 0 | 0 | 0 | 0
24.07. | 20 | 2.1 |  | 2.1 | 0 | 0 | 0 | 0
24.07. | 21 | 2.1 |  | 2.1 | 0 | 0 | 0 | 0
24.07. | 22 | 2.1 |  | 2.1 | 0 | 0 | 0 | 0
24.07. | 23 | 2.1 |  | 2.1 | 0 | 0 | 0 | 0
24.07. | 24 | 2.1 |  | 2.1 | 0 | 0 | 0 | 0
25.07. | 1 | 2.1 |  | 2.1 | 0 | 0 | 0 | 0
25.07. | 2 | 2.1 |  | 2.1 | 0 | 0 | 0 | 0
25.07. | 3 | 2.1 |  | 2.1 | 0 | 0 | 0 | 0
25.07. | 4 | 2.1 |  | 2.1 | 0 | 0 | 0 | 0
25.07. | 5 | 2.1 |  | 2.1 | 0 | 0 | 0 | 0
25.07. | 6 | 2.1 |  | 2.1 | 0 | 0 | 0 | 0
25.07. | 7 | 2.1 |  | 2.1 | 0 | 0 | 0 | 0
25.07. | 8 | 2.1 |  | 2.1 | 0 | 0 | 0 | 0
25.07. | 9 | 2.1 |  | 2.1 | 0 | 0 | 0 | 0
25.07. | 10 | 2.1 |  | 2.1 | 0 | 0 | 0 | 0
25.07. | 11 | 2.1 |  | 2.1 | 0 | 0 | 0 | 0
25.07. | 12 | 2.1 |  | 2.1 | 0 | 0 | 0 | 0
25.07. | 13 | 2.1 |  | 2.1 | 0 | 0 | 0 | 0
25.07. | 14 | 2.1 |  | 2.1 | 0 | 0 | 0 | 0
25.07. | 15 | 2.1 |  | 2.1 | 0 | 0 | 0 | 0
25.07. | 16 | 2.1 |  | 2.1 | 0 | 0 | 0 | 0
25.07. | 17 | 2.1 |  | 2.1 | 0 | 0 | 0 | 0
25.07. | 18 | 2.1 |  | 2.1 | 0 | 0 | 0 | 0
25.07. | 19 | 2.1 |  | 2.1 | 0 | 0 | 0 | 0
25.07. | 20 | 2.1 |  | 2.1 | 0 | 0 | 0 | 0
25.07. | 21 | 2.1 |  | 2.1 | 0 | 0 | 0 | 0
25.07. | 22 | 2.1 |  | 2.1 | 0 | 0 | 0 | 0
25.07. | 23 | 2.1 |  | 2.1 | 0 | 0 | 0 | 0
25.07. | 24 | 2.1 |  | 2.1 | 0 | 0 | 0 | 0
26.07. | 1 | 2.1 |  | 2.1 | 0 | 0 | 0 | 0
26.07. | 2 | 2.1 |  | 2.1 | 0 | 0 | 0 | 0
26.07. | 3 | 2.1 |  | 2.1 | 0 | 0 | 0 | 0
26.07. | 4 | 2.1 |  | 2.1 | 0 | 0 | 0 | 0
26.07. | 5 | 2.1 |  | 2.1 | 0 | 0 | 0 | 0
26.07. | 6 | 2.1 |  | 2.1 | 0 | 0 | 0 | 0
26.07. | 7 | 2.1 |  | 2.1 | 0 | 0 | 0 | 0
26.07. | 8 | 2.1 |  | 2.1 | 0 | 0 | 0 | 0
26.07. | 9 | 2.1 |  | 2.1 | 0 | 0 | 0 | 0
26.07. | 10 | 2.1 |  | 2.1 | 0 | 0 | 0 | 0
26.07. | 11 | 2.1 |  | 2.1 | 0 | 0 | 0 | 0
26.07. | 12 | 2.1 |  | 2.1 | 0 | 0 | 0 | 0
26.07. | 13 | 2.1 |  | 2.1 | 0 | 0 | 0 | 0
26.07. | 14 | 2.1 |  | 2.1 | 0 | 0 | 0 | 0
26.07. | 15 | 2.1 |  | 2.1 | 0 | 0 | 0 | 0
26.07. | 16 | 2.1 |  | 2.1 | 0 | 0 | 0 | 0
26.07. | 17 | 2.1 |  | 2.1 | 0 | 0 | 0 | 0
26.07. | 18 | 2.1 |  | 2.1 | 0 | 0 | 0 | 0
26.07. | 19 | 2.1 |  | 2.1 | 0 | 0 | 0 | 0
26.07. | 20 | 2.1 |  | 2.1 | 0 | 0 | 0 | 0
26.07. | 21 | 2.1 |  | 2.1 | 0 | 0 | 0 | 0
26.07. | 22 | 2.1 |  | 2.1 | 0 | 0 | 0 | 0
26.07. | 23 | 2.1 |  | 2.1 | 0 | 0 | 0 | 0
26.07. | 24 | 2.1 |  | 2.1 | 0 | 0 | 0 | 0
27.07. | 1 | 2.1 |  | 2.1 | 0 | 0 | 0 | 0
27.07. | 2 | 2.1 |  | 2.1 | 0 | 0 | 0 | 0
27.07. | 3 | 2.1 |  | 2.1 | 0 | 0 | 0 | 0
27.07. | 4 | 2.1 |  | 2.1 | 0 | 0 | 0 | 0
27.07. | 5 | 2.1 |  | 2.1 | 0 | 0 | 0 | 0
27.07. | 6 | 2.1 |  | 2.1 | 0 | 0 | 0 | 0
27.07. | 7 | 2.1 |  | 2.1 | 0 | 0 | 0 | 0
27.07. | 8 | 2.1 |  | 2.1 | 0 | 0 | 0 | 0
27.07. | 9 | 2.1 |  | 2.1 | 0 | 0 | 0 | 0
27.07. | 10 | 2.1 |  | 2.1 | 0 | 0 | 0 | 0
27.07. | 11 | 2.1 |  | 2.1 | 0 | 0 | 0 | 0
27.07. | 12 | 2.1 |  | 2.1 | 0 | 0 | 0 | 0
27.07. | 13 | 2.1 |  | 2.1 | 0 | 0 | 0 | 0
27.07. | 14 | 2.1 |  | 2.1 | 0 | 0 | 0 | 0
27.07. | 15 | 2.1 |  | 2.1 | 0 | 0 | 0 | 0
27.07. | 16 | 2.1 |  | 2.1 | 0 | 0 | 0 | 0
27.07. | 17 | 2.1 |  | 2.1 | 0 | 0 | 0 | 0
27.07. | 18 | 2.1 |  | 2.1 | 0 | 0 | 0 | 0
27.07. | 19 | 2.1 |  | 2.1 | 0 | 0 | 0 | 0
27.07. | 20 | 2.1 |  | 2.1 | 0 | 0 | 0 | 0
27.07. | 21 | 2.1 |  | 2.1 | 0 | 0 | 0 | 0
27.07. | 22 | 2.1 |  | 2.1 | 0 | 0 | 0 | 0
27.07. | 23 | 2.1 |  | 2.1 | 0 | 0 | 0 | 0
27.07. | 24 | 2.1 |  | 2.1 | 0 | 0 | 0 | 0
28.07. | 1 | 2.1 |  | 2.1 | 0 | 0 | 0 | 0
28.07. | 2 | 2.1 |  | 2.1 | 0 | 0 | 0 | 0
28.07. | 3 | 2.1 |  | 2.1 | 0 | 0 | 0 | 0
28.07. | 4 | 2.1 |  | 2.1 | 0 | 0 | 0 | 0
28.07. | 5 | 2.1 |  | 2.1 | 0 | 0 | 0 | 0
28.07. | 6 | 2.1 |  | 2.1 | 0 | 0 | 0 | 0
28.07. | 7 | 2.1 |  | 2.1 | 0 | 0 | 0 | 0
28.07. | 8 | 2.1 |  | 2.1 | 0 | 0 | 0 | 0
28.07. | 9 | 2.1 |  | 2.1 | 0 | 0 | 0 | 0
28.07. | 10 | 2.1 |  | 2.1 | 0 | 0 | 0 | 0
28.07. | 11 | 2.1 |  | 2.1 | 0 | 0 | 0 | 0
28.07. | 12 | 2.1 |  | 2.1 | 0 | 0 | 0 | 0
28.07. | 13 | 2.1 |  | 2.1 | 0 | 0 | 0 | 0
28.07. | 14 | 2.1 |  | 2.1 | 0 | 0 | 0 | 0
28.07. | 15 | 2.1 |  | 2.1 | 0 | 0 | 0 | 0
28.07. | 16 | 2.1 |  | 2.1 | 0 | 0 | 0 | 0
28.07. | 17 | 2.1 |  | 2.1 | 0 | 0 | 0 | 0
28.07. | 18 | 2.1 |  | 2.1 | 0 | 0 | 0 | 0
28.07. | 19 | 2.1 |  | 2.1 | 0 | 0 | 0 | 0
28.07. | 20 | 2.1 |  | 2.1 | 0 | 0 | 0 | 0
28.07. | 21 | 2.1 |  | 2.1 | 0 | 0 | 0 | 0
28.07. | 22 | 2.1 |  | 2.1 | 0 | 0 | 0 | 0
28.07. | 23 | 2.1 |  | 2.1 | 0 | 0 | 0 | 0
28.07. | 24 | 2.1 |  | 2.1 | 0 | 0 | 0 | 0
29.07. | 1 | 2.1 |  | 2.1 | 0 | 0 | 0 | 0
29.07. | 2 | 2.1 |  | 2.1 | 0 | 0 | 0 | 0
29.07. | 3 | 2.1 |  | 2.1 | 0 | 0 | 0 | 0
29.07. | 4 | 2.1 |  | 2.1 | 0 | 0 | 0 | 0
29.07. | 5 | 2.1 |  | 2.1 | 0 | 0 | 0 | 0
29.07. | 6 | 2.1 |  | 2.1 | 0 | 0 | 0 | 0
29.07. | 7 | 2.1 |  | 2.1 | 0 | 0 | 0 | 0
29.07. | 8 | 2.1 |  | 2.1 | 0 | 0 | 0 | 0
29.07. | 9 | 2.1 |  | 2.1 | 0 | 0 | 0 | 0
29.07. | 10 | 2.1 |  | 2.1 | 0 | 0 | 0 | 0
29.07. | 11 | 2.1 |  | 2.1 | 0 | 0 | 0 | 0
29.07. | 12 | 2.1 |  | 2.1 | 0 | 0 | 0 | 0
29.07. | 13 | 2.1 |  | 2.1 | 0 | 0 | 0 | 0
29.07. | 14 | 2.1 |  | 2.1 | 0 | 0 | 0 | 0
29.07. | 15 | 2.1 |  | 2.1 | 0 | 0 | 0 | 0
29.07. | 16 | 2.1 |  | 2.1 | 0 | 0 | 0 | 0
29.07. | 17 | 2.1 |  | 2.1 | 0 | 0 | 0 | 0
29.07. | 18 | 2.1 |  | 2.1 | 0 | 0 | 0 | 0
29.07. | 19 | 2.1 |  | 2.1 | 0 | 0 | 0 | 0
29.07. | 20 | 2.1 |  | 2.1 | 0 | 0 | 0 | 0
29.07. | 21 | 2.1 |  | 2.1 | 0 | 0 | 0 | 0
29.07. | 22 | 2.1 |  | 2.1 | 0 | 0 | 0 | 0
29.07. | 23 | 2.1 |  | 2.1 | 0 | 0 | 0 | 0
29.07. | 24 | 2.1 |  | 2.1 | 0 | 0 | 0 | 0
30.07. | 1 | 2.1 |  | 2.1 | 0 | 0 | 0 | 0
30.07. | 2 | 2.1 |  | 2.1 | 0 | 0 | 0 | 0
30.07. | 3 | 2.1 |  | 2.1 | 0 | 0 | 0 | 0
30.07. | 4 | 2.1 |  | 2.1 | 0 | 0 | 0 | 0
30.07. | 5 | 2.1 |  | 2.1 | 0 | 0 | 0 | 0
30.07. | 6 | 2.1 |  | 2.1 | 0 | 0 | 0 | 0
30.07. | 7 | 2.1 |  | 2.1 | 0 | 0 | 0 | 0
30.07. | 8 | 2.1 |  | 2.1 | 0 | 0 | 0 | 0
30.07. | 9 | 2.1 |  | 2.1 | 0 | 0 | 0 | 0
30.07. | 10 | 2.1 |  | 2.1 | 0 | 0 | 0 | 0
30.07. | 11 | 2.1 |  | 2.1 | 0 | 0 | 0 | 0
30.07. | 12 | 2.1 |  | 2.1 | 0 | 0 | 0 | 0
30.07. | 13 | 2.1 |  | 2.1 | 0 | 0 | 0 | 0
30.07. | 14 | 2.1 |  | 2.1 | 0 | 0 | 0 | 0
30.07. | 15 | 2.1 |  | 2.1 | 0 | 0 | 0 | 0
30.07. | 16 | 2.1 |  | 2.1 | 0 | 0 | 0 | 0
30.07. | 17 | 2.1 |  | 2.1 | 0 | 0 | 0 | 0
30.07. | 18 | 2.1 |  | 2.1 | 0 | 0 | 0 | 0
30.07. | 19 | 2.1 |  | 2.1 | 0 | 0 | 0 | 0
30.07. | 20 | 2.1 |  | 2.1 | 0 | 0 | 0 | 0
30.07. | 21 | 2.1 |  | 2.1 | 0 | 0 | 0 | 0
30.07. | 22 | 2.1 |  | 2.1 | 0 | 0 | 0 | 0
30.07. | 23 | 2.1 |  | 2.1 | 0 | 0 | 0 | 0
30.07. | 24 | 2.1 |  | 2.1 | 0 | 0 | 0 | 0
31.07. | 1 | 2.1 |  | 2.1 | 0 | 0 | 0 | 0
31.07. | 2 | 2.1 |  | 2.1 | 0 | 0 | 0 | 0
31.07. | 3 | 2.1 |  | 2.1 | 0 | 0 | 0 | 0
31.07. | 4 | 2.1 |  | 2.1 | 0 | 0 | 0 | 0
31.07. | 5 | 2.1 |  | 2.1 | 0 | 0 | 0 | 0
31.07. | 6 | 2.1 |  | 2.1 | 0 | 0 | 0 | 0
31.07. | 7 | 2.1 |  | 2.1 | 0 | 0 | 0 | 0
31.07. | 8 | 2.1 |  | 2.1 | 0 | 0 | 0 | 0
31.07. | 9 | 2.1 |  | 2.1 | 0 | 0 | 0 | 0
31.07. | 10 | 2.1 |  | 2.1 | 0 | 0 | 0 | 0
31.07. | 11 | 2.1 |  | 2.1 | 0 | 0 | 0 | 0
31.07. | 12 | 2.1 |  | 2.1 | 0 | 0 | 0 | 0
31.07. | 13 | 2.1 |  | 2.1 | 0 | 0 | 0 | 0
31.07. | 14 | 2.1 |  | 2.1 | 0 | 0 | 0 | 0
31.07. | 15 | 2.1 |  | 2.1 | 0 | 0 | 0 | 0
31.07. | 16 | 2.1 |  | 2.1 | 0 | 0 | 0 | 0
31.07. | 17 | 2.1 |  | 2.1 | 0 | 0 | 0 | 0
31.07. | 18 | 2.1 |  | 2.1 | 0 | 0 | 0 | 0
31.07. | 19 | 2.1 |  | 2.1 | 0 | 0 | 0 | 0
31.07. | 20 | 2.1 |  | 2.1 | 0 | 0 | 0 | 0
31.07. | 21 | 2.1 |  | 2.1 | 0 | 0 | 0 | 0
31.07. | 22 | 2.1 |  | 2.1 | 0 | 0 | 0 | 0
31.07. | 23 | 2.1 |  | 2.1 | 0 | 0 | 0 | 0
31.07. | 24 | 2.1 |  | 2.1 | 0 | 0 | 0 | 0
01.08. | 1 | 2.1 |  | 2.1 | 0 | 0 | 0 | 0
01.08. | 2 | 2.1 |  | 2.1 | 0 | 0 | 0 | 0
01.08. | 3 | 2.1 |  | 2.1 | 0 | 0 | 0 | 0
01.08. | 4 | 2.1 |  | 2.1 | 0 | 0 | 0 | 0
01.08. | 5 | 2.1 |  | 2.1 | 0 | 0 | 0 | 0
01.08. | 6 | 2.1 |  | 2.1 | 0 | 0 | 0 | 0
01.08. | 7 | 2.1 |  | 2.1 | 0 | 0 | 0 | 0
01.08. | 8 | 2.1 |  | 2.1 | 0 | 0 | 0 | 0
01.08. | 9 | 2.1 |  | 2.1 | 0 | 0 | 0 | 0
01.08. | 10 | 2.1 |  | 2.1 | 0 | 0 | 0 | 0
01.08. | 11 | 2.1 |  | 2.1 | 0 | 0 | 0 | 0
01.08. | 12 | 2.1 |  | 2.1 | 0 | 0 | 0 | 0
01.08. | 13 | 2.1 |  | 2.1 | 0 | 0 | 0 | 0
01.08. | 14 | 2.1 |  | 2.1 | 0 | 0 | 0 | 0
01.08. | 15 | 2.1 |  | 2.1 | 0 | 0 | 0 | 0
01.08. | 16 | 2.1 |  | 2.1 | 0 | 0 | 0 | 0
01.08. | 17 | 2.1 |  | 2.1 | 0 | 0 | 0 | 0
01.08. | 18 | 2.1 |  | 2.1 | 0 | 0 | 0 | 0
01.08. | 19 | 2.1 |  | 2.1 | 0 | 0 | 0 | 0
01.08. | 20 | 2.1 |  | 2.1 | 0 | 0 | 0 | 0
01.08. | 21 | 2.1 |  | 2.1 | 0 | 0 | 0 | 0
01.08. | 22 | 2.1 |  | 2.1 | 0 | 0 | 0 | 0
01.08. | 23 | 2.1 |  | 2.1 | 0 | 0 | 0 | 0
01.08. | 24 | 2.1 |  | 2.1 | 0 | 0 | 0 | 0
02.08. | 1 | 2.1 |  | 2.1 | 0 | 0 | 0 | 0
02.08. | 2 | 2.1 |  | 2.1 | 0 | 0 | 0 | 0
02.08. | 3 | 2.1 |  | 2.1 | 0 | 0 | 0 | 0
02.08. | 4 | 2.1 |  | 2.1 | 0 | 0 | 0 | 0
02.08. | 5 | 2.1 |  | 2.1 | 0 | 0 | 0 | 0
02.08. | 6 | 2.1 |  | 2.1 | 0 | 0 | 0 | 0
02.08. | 7 | 2.1 |  | 2.1 | 0 | 0 | 0 | 0
02.08. | 8 | 2.1 |  | 2.1 | 0 | 0 | 0 | 0
02.08. | 9 | 2.1 |  | 2.1 | 0 | 0 | 0 | 0
02.08. | 10 | 2.1 |  | 2.1 | 0 | 0 | 0 | 0
02.08. | 11 | 2.1 |  | 2.1 | 0 | 0 | 0 | 0
02.08. | 12 | 2.1 |  | 2.1 | 0 | 0 | 0 | 0
02.08. | 13 | 2.1 |  | 2.1 | 0 | 0 | 0 | 0
02.08. | 14 | 2.1 |  | 2.1 | 0 | 0 | 0 | 0
02.08. | 15 | 2.1 |  | 2.1 | 0 | 0 | 0 | 0
02.08. | 16 | 2.1 |  | 2.1 | 0 | 0 | 0 | 0
02.08. | 17 | 2.1 |  | 2.1 | 0 | 0 | 0 | 0
02.08. | 18 | 2.1 |  | 2.1 | 0 | 0 | 0 | 0
02.08. | 19 | 2.1 |  | 2.1 | 0 | 0 | 0 | 0
02.08. | 20 | 2.1 |  | 2.1 | 0 | 0 | 0 | 0
02.08. | 21 | 2.1 |  | 2.1 | 0 | 0 | 0 | 0
02.08. | 22 | 2.1 |  | 2.1 | 0 | 0 | 0 | 0
02.08. | 23 | 2.1 |  | 2.1 | 0 | 0 | 0 | 0
02.08. | 24 | 2.1 |  | 2.1 | 0 | 0 | 0 | 0
03.08. | 1 | 2.1 |  | 2.1 | 0 | 0 | 0 | 0
03.08. | 2 | 2.1 |  | 2.1 | 0 | 0 | 0 | 0
03.08. | 3 | 2.1 |  | 2.1 | 0 | 0 | 0 | 0
03.08. | 4 | 2.1 |  | 2.1 | 0 | 0 | 0 | 0
03.08. | 5 | 2.1 |  | 2.1 | 0 | 0 | 0 | 0
03.08. | 6 | 2.1 |  | 2.1 | 0 | 0 | 0 | 0
03.08. | 7 | 2.1 |  | 2.1 | 0 | 0 | 0 | 0
03.08. | 8 | 2.1 |  | 2.1 | 0 | 0 | 0 | 0
03.08. | 9 | 2.1 |  | 2.1 | 0 | 0 | 0 | 0
03.08. | 10 | 2.1 |  | 2.1 | 0 | 0 | 0 | 0
03.08. | 11 | 2.1 |  | 2.1 | 0 | 0 | 0 | 0
03.08. | 12 | 2.1 |  | 2.1 | 0 | 0 | 0 | 0
03.08. | 13 | 2.1 |  | 2.1 | 0 | 0 | 0 | 0
03.08. | 14 | 2.1 |  | 2.1 | 0 | 0 | 0 | 0
03.08. | 15 | 2.1 |  | 2.1 | 0 | 0 | 0 | 0
03.08. | 16 | 2.1 |  | 2.1 | 0 | 0 | 0 | 0
03.08. | 17 | 2.1 |  | 2.1 | 0 | 0 | 0 | 0
03.08. | 18 | 2.1 |  | 2.1 | 0 | 0 | 0 | 0
03.08. | 19 | 2.1 |  | 2.1 | 0 | 0 | 0 | 0
03.08. | 20 | 2.1 |  | 2.1 | 0 | 0 | 0 | 0
03.08. | 21 | 2.1 |  | 2.1 | 0 | 0 | 0 | 0
03.08. | 22 | 2.1 |  | 2.1 | 0 | 0 | 0 | 0
03.08. | 23 | 2.1 |  | 2.1 | 0 | 0 | 0 | 0
03.08. | 24 | 2.1 |  | 2.1 | 0 | 0 | 0 | 0
04.08. | 1 | 2.1 |  | 2.1 | 0 | 0 | 0 | 0
04.08. | 2 | 2.1 |  | 2.1 | 0 | 0 | 0 | 0
04.08. | 3 | 2.1 |  | 2.1 | 0 | 0 | 0 | 0
04.08. | 4 | 2.1 |  | 2.1 | 0 | 0 | 0 | 0
04.08. | 5 | 2.1 |  | 2.1 | 0 | 0 | 0 | 0
04.08. | 6 | 2.1 |  | 2.1 | 0 | 0 | 0 | 0
04.08. | 7 | 2.1 |  | 2.1 | 0 | 0 | 0 | 0
04.08. | 8 | 2.1 |  | 2.1 | 0 | 0 | 0 | 0
04.08. | 9 | 2.1 |  | 2.1 | 0 | 0 | 0 | 0
04.08. | 10 | 2.1 |  | 2.1 | 0 | 0 | 0 | 0
04.08. | 11 | 2.1 |  | 2.1 | 0 | 0 | 0 | 0
04.08. | 12 | 2.1 |  | 2.1 | 0 | 0 | 0 | 0
04.08. | 13 | 2.1 |  | 2.1 | 0 | 0 | 0 | 0
04.08. | 14 | 2.1 |  | 2.1 | 0 | 0 | 0 | 0
04.08. | 15 | 2.1 |  | 2.1 | 0 | 0 | 0 | 0
04.08. | 16 | 2.1 |  | 2.1 | 0 | 0 | 0 | 0
04.08. | 17 | 2.1 |  | 2.1 | 0 | 0 | 0 | 0
04.08. | 18 | 2.1 |  | 2.1 | 0 | 0 | 0 | 0
04.08. | 19 | 2.1 |  | 2.1 | 0 | 0 | 0 | 0
04.08. | 20 | 2.1 |  | 2.1 | 0 | 0 | 0 | 0
04.08. | 21 | 2.1 |  | 2.1 | 0 | 0 | 0 | 0
04.08. | 22 | 2.1 |  | 2.1 | 0 | 0 | 0 | 0
04.08. | 23 | 2.1 |  | 2.1 | 0 | 0 | 0 | 0
04.08. | 24 | 2.1 |  | 2.1 | 0 | 0 | 0 | 0
05.08. | 1 | 2.1 |  | 2.1 | 0 | 0 | 0 | 0
05.08. | 2 | 2.1 |  | 2.1 | 0 | 0 | 0 | 0
05.08. | 3 | 2.1 |  | 2.1 | 0 | 0 | 0 | 0
05.08. | 4 | 2.1 |  | 2.1 | 0 | 0 | 0 | 0
05.08. | 5 | 2.1 |  | 2.1 | 0 | 0 | 0 | 0
05.08. | 6 | 2.1 |  | 2.1 | 0 | 0 | 0 | 0
05.08. | 7 | 2.1 |  | 2.1 | 0 | 0 | 0 | 0
05.08. | 8 | 2.1 |  | 2.1 | 0 | 0 | 0 | 0
05.08. | 9 | 2.1 |  | 2.1 | 0 | 0 | 0 | 0
05.08. | 10 | 2.1 |  | 2.1 | 0 | 0 | 0 | 0
05.08. | 11 | 2.1 |  | 2.1 | 0 | 0 | 0 | 0
05.08. | 12 | 2.1 |  | 2.1 | 0 | 0 | 0 | 0
05.08. | 13 | 2.1 |  | 2.1 | 0 | 0 | 0 | 0
05.08. | 14 | 2.1 |  | 2.1 | 0 | 0 | 0 | 0
05.08. | 15 | 2.1 |  | 2.1 | 0 | 0 | 0 | 0
05.08. | 16 | 2.1 |  | 2.1 | 0 | 0 | 0 | 0
05.08. | 17 | 2.1 |  | 2.1 | 0 | 0 | 0 | 0
05.08. | 18 | 2.1 |  | 2.1 | 0 | 0 | 0 | 0
05.08. | 19 | 2.1 |  | 2.1 | 0 | 0 | 0 | 0
05.08. | 20 | 2.1 |  | 2.1 | 0 | 0 | 0 | 0
05.08. | 21 | 2.1 |  | 2.1 | 0 | 0 | 0 | 0
05.08. | 22 | 2.1 |  | 2.1 | 0 | 0 | 0 | 0
05.08. | 23 | 2.1 |  | 2.1 | 0 | 0 | 0 | 0
05.08. | 24 | 2.1 |  | 2.1 | 0 | 0 | 0 | 0
06.08. | 1 | 2.1 |  | 2.1 | 0 | 0 | 0 | 0
06.08. | 2 | 2.1 |  | 2.1 | 0 | 0 | 0 | 0
06.08. | 3 | 2.1 |  | 2.1 | 0 | 0 | 0 | 0
06.08. | 4 | 2.1 |  | 2.1 | 0 | 0 | 0 | 0
06.08. | 5 | 2.1 |  | 2.1 | 0 | 0 | 0 | 0
06.08. | 6 | 2.1 |  | 2.1 | 0 | 0 | 0 | 0
06.08. | 7 | 2.1 |  | 2.1 | 0 | 0 | 0 | 0
06.08. | 8 | 2.1 |  | 2.1 | 0 | 0 | 0 | 0
06.08. | 9 | 2.1 |  | 2.1 | 0 | 0 | 0 | 0
06.08. | 10 | 2.1 |  | 2.1 | 0 | 0 | 0 | 0
06.08. | 11 | 2.1 |  | 2.1 | 0 | 0 | 0 | 0
06.08. | 12 | 2.1 |  | 2.1 | 0 | 0 | 0 | 0
06.08. | 13 | 2.1 |  | 2.1 | 0 | 0 | 0 | 0
06.08. | 14 | 2.1 |  | 2.1 | 0 | 0 | 0 | 0
06.08. | 15 | 2.1 |  | 2.1 | 0 | 0 | 0 | 0
06.08. | 16 | 2.1 |  | 2.1 | 0 | 0 | 0 | 0
06.08. | 17 | 2.1 |  | 2.1 | 0 | 0 | 0 | 0
06.08. | 18 | 2.1 |  | 2.1 | 0 | 0 | 0 | 0
06.08. | 19 | 2.1 |  | 2.1 | 0 | 0 | 0 | 0
06.08. | 20 | 2.1 |  | 2.1 | 0 | 0 | 0 | 0
06.08. | 21 | 2.1 |  | 2.1 | 0 | 0 | 0 | 0
06.08. | 22 | 2.1 |  | 2.1 | 0 | 0 | 0 | 0
06.08. | 23 | 2.1 |  | 2.1 | 0 | 0 | 0 | 0
06.08. | 24 | 2.1 |  | 2.1 | 0 | 0 | 0 | 0
07.08. | 1 | 2.1 |  | 2.1 | 0 | 0 | 0 | 0
07.08. | 2 | 2.1 |  | 2.1 | 0 | 0 | 0 | 0
07.08. | 3 | 2.1 |  | 2.1 | 0 | 0 | 0 | 0
07.08. | 4 | 2.1 |  | 2.1 | 0 | 0 | 0 | 0
07.08. | 5 | 2.1 |  | 2.1 | 0 | 0 | 0 | 0
07.08. | 6 | 2.1 |  | 2.1 | 0 | 0 | 0 | 0
07.08. | 7 | 2.1 |  | 2.1 | 0 | 0 | 0 | 0
07.08. | 8 | 2.1 |  | 2.1 | 0 | 0 | 0 | 0
07.08. | 9 | 2.1 |  | 2.1 | 0 | 0 | 0 | 0
07.08. | 10 | 2.1 |  | 2.1 | 0 | 0 | 0 | 0
07.08. | 11 | 2.1 |  | 2.1 | 0 | 0 | 0 | 0
07.08. | 12 | 2.1 |  | 2.1 | 0 | 0 | 0 | 0
07.08. | 13 | 2.1 |  | 2.1 | 0 | 0 | 0 | 0
07.08. | 14 | 2.1 |  | 2.1 | 0 | 0 | 0 | 0
07.08. | 15 | 2.1 |  | 2.1 | 0 | 0 | 0 | 0
07.08. | 16 | 2.1 |  | 2.1 | 0 | 0 | 0 | 0
07.08. | 17 | 2.1 |  | 2.1 | 0 | 0 | 0 | 0
07.08. | 18 | 2.1 |  | 2.1 | 0 | 0 | 0 | 0
07.08. | 19 | 2.1 |  | 2.1 | 0 | 0 | 0 | 0
07.08. | 20 | 2.1 |  | 2.1 | 0 | 0 | 0 | 0
07.08. | 21 | 2.1 |  | 2.1 | 0 | 0 | 0 | 0
07.08. | 22 | 2.1 |  | 2.1 | 0 | 0 | 0 | 0
07.08. | 23 | 2.1 |  | 2.1 | 0 | 0 | 0 | 0
07.08. | 24 | 2.1 |  | 2.1 | 0 | 0 | 0 | 0
08.08. | 1 | 2.1 |  | 2.1 | 0 | 0 | 0 | 0
08.08. | 2 | 2.1 |  | 2.1 | 0 | 0 | 0 | 0
08.08. | 3 | 2.1 |  | 2.1 | 0 | 0 | 0 | 0
08.08. | 4 | 2.1 |  | 2.1 | 0 | 0 | 0 | 0
08.08. | 5 | 2.1 |  | 2.1 | 0 | 0 | 0 | 0
08.08. | 6 | 2.1 |  | 2.1 | 0 | 0 | 0 | 0
08.08. | 7 | 2.1 |  | 2.1 | 0 | 0 | 0 | 0
08.08. | 8 | 2.1 |  | 2.1 | 0 | 0 | 0 | 0
08.08. | 9 | 2.1 |  | 2.1 | 0 | 0 | 0 | 0
08.08. | 10 | 2.1 |  | 2.1 | 0 | 0 | 0 | 0
08.08. | 11 | 2.1 |  | 2.1 | 0 | 0 | 0 | 0
08.08. | 12 | 2.1 |  | 2.1 | 0 | 0 | 0 | 0
08.08. | 13 | 2.1 |  | 2.1 | 0 | 0 | 0 | 0
08.08. | 14 | 2.1 |  | 2.1 | 0 | 0 | 0 | 0
08.08. | 15 | 2.1 |  | 2.1 | 0 | 0 | 0 | 0
08.08. | 16 | 2.1 |  | 2.1 | 0 | 0 | 0 | 0
08.08. | 17 | 2.1 |  | 2.1 | 0 | 0 | 0 | 0
08.08. | 18 | 2.1 |  | 2.1 | 0 | 0 | 0 | 0
08.08. | 19 | 2.1 |  | 2.1 | 0 | 0 | 0 | 0
08.08. | 20 | 2.1 |  | 2.1 | 0 | 0 | 0 | 0
08.08. | 21 | 2.1 |  | 2.1 | 0 | 0 | 0 | 0
08.08. | 22 | 2.1 |  | 2.1 | 0 | 0 | 0 | 0
08.08. | 23 | 2.1 |  | 2.1 | 0 | 0 | 0 | 0
08.08. | 24 | 2.1 |  | 2.1 | 0 | 0 | 0 | 0
09.08. | 1 | 2.1 |  | 2.1 | 0 | 0 | 0 | 0
09.08. | 2 | 2.1 |  | 2.1 | 0 | 0 | 0 | 0
09.08. | 3 | 2.1 |  | 2.1 | 0 | 0 | 0 | 0
09.08. | 4 | 2.1 |  | 2.1 | 0 | 0 | 0 | 0
09.08. | 5 | 2.1 |  | 2.1 | 0 | 0 | 0 | 0
09.08. | 6 | 2.1 |  | 2.1 | 0 | 0 | 0 | 0
09.08. | 7 | 2.1 |  | 2.1 | 0 | 0 | 0 | 0
09.08. | 8 | 2.1 |  | 2.1 | 0 | 0 | 0 | 0
09.08. | 9 | 2.1 |  | 2.1 | 0 | 0 | 0 | 0
09.08. | 10 | 2.1 |  | 2.1 | 0 | 0 | 0 | 0
09.08. | 11 | 2.1 |  | 2.1 | 0 | 0 | 0 | 0
09.08. | 12 | 2.1 |  | 2.1 | 0 | 0 | 0 | 0
09.08. | 13 | 2.1 |  | 2.1 | 0 | 0 | 0 | 0
09.08. | 14 | 2.1 |  | 2.1 | 0 | 0 | 0 | 0
09.08. | 15 | 2.1 |  | 2.1 | 0 | 0 | 0 | 0
09.08. | 16 | 2.1 |  | 2.1 | 0 | 0 | 0 | 0
09.08. | 17 | 2.1 |  | 2.1 | 0 | 0 | 0 | 0
09.08. | 18 | 2.1 |  | 2.1 | 0 | 0 | 0 | 0
09.08. | 19 | 2.1 |  | 2.1 | 0 | 0 | 0 | 0
09.08. | 20 | 2.1 |  | 2.1 | 0 | 0 | 0 | 0
09.08. | 21 | 2.1 |  | 2.1 | 0 | 0 | 0 | 0
09.08. | 22 | 2.1 |  | 2.1 | 0 | 0 | 0 | 0
09.08. | 23 | 2.1 |  | 2.1 | 0 | 0 | 0 | 0
09.08. | 24 | 2.1 |  | 2.1 | 0 | 0 | 0 | 0
10.08. | 1 | 2.1 |  | 2.1 | 0 | 0 | 0 | 0
10.08. | 2 | 2.1 |  | 2.1 | 0 | 0 | 0 | 0
10.08. | 3 | 2.1 |  | 2.1 | 0 | 0 | 0 | 0
10.08. | 4 | 2.1 |  | 2.1 | 0 | 0 | 0 | 0
10.08. | 5 | 2.1 |  | 2.1 | 0 | 0 | 0 | 0
10.08. | 6 | 2.1 |  | 2.1 | 0 | 0 | 0 | 0
10.08. | 7 | 2.1 |  | 2.1 | 0 | 0 | 0 | 0
10.08. | 8 | 2.1 |  | 2.1 | 0 | 0 | 0 | 0
10.08. | 9 | 2.1 |  | 2.1 | 0 | 0 | 0 | 0
10.08. | 10 | 2.1 |  | 2.1 | 0 | 0 | 0 | 0
10.08. | 11 | 2.1 |  | 2.1 | 0 | 0 | 0 | 0
10.08. | 12 | 2.1 |  | 2.1 | 0 | 0 | 0 | 0
10.08. | 13 | 2.1 |  | 2.1 | 0 | 0 | 0 | 0
10.08. | 14 | 2.1 |  | 2.1 | 0 | 0 | 0 | 0
10.08. | 15 | 2.1 |  | 2.1 | 0 | 0 | 0 | 0
10.08. | 16 | 2.1 |  | 2.1 | 0 | 0 | 0 | 0
10.08. | 17 | 2.1 |  | 2.1 | 0 | 0 | 0 | 0
10.08. | 18 | 2.1 |  | 2.1 | 0 | 0 | 0 | 0
10.08. | 19 | 2.1 |  | 2.1 | 0 | 0 | 0 | 0
10.08. | 20 | 2.1 |  | 2.1 | 0 | 0 | 0 | 0
10.08. | 21 | 2.1 |  | 2.1 | 0 | 0 | 0 | 0
10.08. | 22 | 2.1 |  | 2.1 | 0 | 0 | 0 | 0
10.08. | 23 | 2.1 |  | 2.1 | 0 | 0 | 0 | 0
10.08. | 24 | 2.1 |  | 2.1 | 0 | 0 | 0 | 0
11.08. | 1 | 2.1 |  | 2.1 | 0 | 0 | 0 | 0
11.08. | 2 | 2.1 |  | 2.1 | 0 | 0 | 0 | 0
11.08. | 3 | 2.1 |  | 2.1 | 0 | 0 | 0 | 0
11.08. | 4 | 2.1 |  | 2.1 | 0 | 0 | 0 | 0
11.08. | 5 | 2.1 |  | 2.1 | 0 | 0 | 0 | 0
11.08. | 6 | 2.1 |  | 2.1 | 0 | 0 | 0 | 0
11.08. | 7 | 2.1 |  | 2.1 | 0 | 0 | 0 | 0
11.08. | 8 | 2.1 |  | 2.1 | 0 | 0 | 0 | 0
11.08. | 9 | 2.1 |  | 2.1 | 0 | 0 | 0 | 0
11.08. | 10 | 2.1 |  | 2.1 | 0 | 0 | 0 | 0
11.08. | 11 | 2.1 |  | 2.1 | 0 | 0 | 0 | 0
11.08. | 12 | 2.1 |  | 2.1 | 0 | 0 | 0 | 0
11.08. | 13 | 2.1 |  | 2.1 | 0 | 0 | 0 | 0
11.08. | 14 | 2.1 |  | 2.1 | 0 | 0 | 0 | 0
11.08. | 15 | 2.1 |  | 2.1 | 0 | 0 | 0 | 0
11.08. | 16 | 2.1 |  | 2.1 | 0 | 0 | 0 | 0
11.08. | 17 | 2.1 |  | 2.1 | 0 | 0 | 0 | 0
11.08. | 18 | 2.1 |  | 2.1 | 0 | 0 | 0 | 0
11.08. | 19 | 2.1 |  | 2.1 | 0 | 0 | 0 | 0
11.08. | 20 | 2.1 |  | 2.1 | 0 | 0 | 0 | 0
11.08. | 21 | 2.1 |  | 2.1 | 0 | 0 | 0 | 0
11.08. | 22 | 2.1 |  | 2.1 | 0 | 0 | 0 | 0
11.08. | 23 | 2.1 |  | 2.1 | 0 | 0 | 0 | 0
11.08. | 24 | 2.1 |  | 2.1 | 0 | 0 | 0 | 0
12.08. | 1 | 2.1 |  | 2.1 | 0 | 0 | 0 | 0
12.08. | 2 | 2.1 |  | 2.1 | 0 | 0 | 0 | 0
12.08. | 3 | 2.1 |  | 2.1 | 0 | 0 | 0 | 0
12.08. | 4 | 2.1 |  | 2.1 | 0 | 0 | 0 | 0
12.08. | 5 | 2.1 |  | 2.1 | 0 | 0 | 0 | 0
12.08. | 6 | 2.1 |  | 2.1 | 0 | 0 | 0 | 0
12.08. | 7 | 2.1 |  | 2.1 | 0 | 0 | 0 | 0
12.08. | 8 | 2.1 |  | 2.1 | 0 | 0 | 0 | 0
12.08. | 9 | 2.1 |  | 2.1 | 0 | 0 | 0 | 0
12.08. | 10 | 2.1 |  | 2.1 | 0 | 0 | 0 | 0
12.08. | 11 | 2.1 |  | 2.1 | 0 | 0 | 0 | 0
12.08. | 12 | 2.1 |  | 2.1 | 0 | 0 | 0 | 0
12.08. | 13 | 2.1 |  | 2.1 | 0 | 0 | 0 | 0
12.08. | 14 | 2.1 |  | 2.1 | 0 | 0 | 0 | 0
12.08. | 15 | 2.1 |  | 2.1 | 0 | 0 | 0 | 0
12.08. | 16 | 2.1 |  | 2.1 | 0 | 0 | 0 | 0
12.08. | 17 | 2.1 |  | 2.1 | 0 | 0 | 0 | 0
12.08. | 18 | 2.1 |  | 2.1 | 0 | 0 | 0 | 0
12.08. | 19 | 2.1 |  | 2.1 | 0 | 0 | 0 | 0
12.08. | 20 | 2.1 |  | 2.1 | 0 | 0 | 0 | 0
12.08. | 21 | 2.1 |  | 2.1 | 0 | 0 | 0 | 0
12.08. | 22 | 2.1 |  | 2.1 | 0 | 0 | 0 | 0
12.08. | 23 | 2.1 |  | 2.1 | 0 | 0 | 0 | 0
12.08. | 24 | 2.1 |  | 2.1 | 0 | 0 | 0 | 0
13.08. | 1 | 2.1 |  | 2.1 | 0 | 0 | 0 | 0
13.08. | 2 | 2.1 |  | 2.1 | 0 | 0 | 0 | 0
13.08. | 3 | 2.1 |  | 2.1 | 0 | 0 | 0 | 0
13.08. | 4 | 2.1 |  | 2.1 | 0 | 0 | 0 | 0
13.08. | 5 | 2.1 |  | 2.1 | 0 | 0 | 0 | 0
13.08. | 6 | 2.1 |  | 2.1 | 0 | 0 | 0 | 0
13.08. | 7 | 2.1 |  | 2.1 | 0 | 0 | 0 | 0
13.08. | 8 | 2.1 |  | 2.1 | 0 | 0 | 0 | 0
13.08. | 9 | 2.1 |  | 2.1 | 0 | 0 | 0 | 0
13.08. | 10 | 2.1 |  | 2.1 | 0 | 0 | 0 | 0
13.08. | 11 | 2.1 |  | 2.1 | 0 | 0 | 0 | 0
13.08. | 12 | 2.1 |  | 2.1 | 0 | 0 | 0 | 0
13.08. | 13 | 2.1 |  | 2.1 | 0 | 0 | 0 | 0
13.08. | 14 | 2.1 |  | 2.1 | 0 | 0 | 0 | 0
13.08. | 15 | 2.1 |  | 2.1 | 0 | 0 | 0 | 0
13.08. | 16 | 2.1 |  | 2.1 | 0 | 0 | 0 | 0
13.08. | 17 | 2.1 |  | 2.1 | 0 | 0 | 0 | 0
13.08. | 18 | 2.1 |  | 2.1 | 0 | 0 | 0 | 0
13.08. | 19 | 2.1 |  | 2.1 | 0 | 0 | 0 | 0
13.08. | 20 | 2.1 |  | 2.1 | 0 | 0 | 0 | 0
13.08. | 21 | 2.1 |  | 2.1 | 0 | 0 | 0 | 0
13.08. | 22 | 2.1 |  | 2.1 | 0 | 0 | 0 | 0
13.08. | 23 | 2.1 |  | 2.1 | 0 | 0 | 0 | 0
13.08. | 24 | 2.1 |  | 2.1 | 0 | 0 | 0 | 0
14.08. | 1 | 2.1 |  | 2.1 | 0 | 0 | 0 | 0
14.08. | 2 | 2.1 |  | 2.1 | 0 | 0 | 0 | 0
14.08. | 3 | 2.1 |  | 2.1 | 0 | 0 | 0 | 0
14.08. | 4 | 2.1 |  | 2.1 | 0 | 0 | 0 | 0
14.08. | 5 | 2.1 |  | 2.1 | 0 | 0 | 0 | 0
14.08. | 6 | 2.1 |  | 2.1 | 0 | 0 | 0 | 0
14.08. | 7 | 2.1 |  | 2.1 | 0 | 0 | 0 | 0
14.08. | 8 | 2.1 |  | 2.1 | 0 | 0 | 0 | 0
14.08. | 9 | 2.1 |  | 2.1 | 0 | 0 | 0 | 0
14.08. | 10 | 2.1 |  | 2.1 | 0 | 0 | 0 | 0
14.08. | 11 | 2.1 |  | 2.1 | 0 | 0 | 0 | 0
14.08. | 12 | 2.1 |  | 2.1 | 0 | 0 | 0 | 0
14.08. | 13 | 2.1 |  | 2.1 | 0 | 0 | 0 | 0
14.08. | 14 | 2.1 |  | 2.1 | 0 | 0 | 0 | 0
14.08. | 15 | 2.1 |  | 2.1 | 0 | 0 | 0 | 0
14.08. | 16 | 2.1 |  | 2.1 | 0 | 0 | 0 | 0
14.08. | 17 | 2.1 |  | 2.1 | 0 | 0 | 0 | 0
14.08. | 18 | 2.1 |  | 2.1 | 0 | 0 | 0 | 0
14.08. | 19 | 2.1 |  | 2.1 | 0 | 0 | 0 | 0
14.08. | 20 | 2.1 |  | 2.1 | 0 | 0 | 0 | 0
14.08. | 21 | 2.1 |  | 2.1 | 0 | 0 | 0 | 0
14.08. | 22 | 2.1 |  | 2.1 | 0 | 0 | 0 | 0
14.08. | 23 | 2.1 |  | 2.1 | 0 | 0 | 0 | 0
14.08. | 24 | 2.1 |  | 2.1 | 0 | 0 | 0 | 0
15.08. | 1 | 2.1 |  | 2.1 | 0 | 0 | 0 | 0
15.08. | 2 | 2.1 |  | 2.1 | 0 | 0 | 0 | 0
15.08. | 3 | 2.1 |  | 2.1 | 0 | 0 | 0 | 0
15.08. | 4 | 2.1 |  | 2.1 | 0 | 0 | 0 | 0
15.08. | 5 | 2.1 |  | 2.1 | 0 | 0 | 0 | 0
15.08. | 6 | 2.1 |  | 2.1 | 0 | 0 | 0 | 0
15.08. | 7 | 2.1 |  | 2.1 | 0 | 0 | 0 | 0
15.08. | 8 | 2.1 |  | 2.1 | 0 | 0 | 0 | 0
15.08. | 9 | 2.1 |  | 2.1 | 0 | 0 | 0 | 0
15.08. | 10 | 2.1 |  | 2.1 | 0 | 0 | 0 | 0
15.08. | 11 | 2.1 |  | 2.1 | 0 | 0 | 0 | 0
15.08. | 12 | 2.1 |  | 2.1 | 0 | 0 | 0 | 0
15.08. | 13 | 2.1 |  | 2.1 | 0 | 0 | 0 | 0
15.08. | 14 | 2.1 |  | 2.1 | 0 | 0 | 0 | 0
15.08. | 15 | 2.1 |  | 2.1 | 0 | 0 | 0 | 0
15.08. | 16 | 2.1 |  | 2.1 | 0 | 0 | 0 | 0
15.08. | 17 | 2.1 |  | 2.1 | 0 | 0 | 0 | 0
15.08. | 18 | 2.1 |  | 2.1 | 0 | 0 | 0 | 0
15.08. | 19 | 2.1 |  | 2.1 | 0 | 0 | 0 | 0
15.08. | 20 | 2.1 |  | 2.1 | 0 | 0 | 0 | 0
15.08. | 21 | 2.1 |  | 2.1 | 0 | 0 | 0 | 0
15.08. | 22 | 2.1 |  | 2.1 | 0 | 0 | 0 | 0
15.08. | 23 | 2.1 |  | 2.1 | 0 | 0 | 0 | 0
15.08. | 24 | 2.1 |  | 2.1 | 0 | 0 | 0 | 0
16.08. | 1 | 2.1 |  | 2.1 | 0 | 0 | 0 | 0
16.08. | 2 | 2.1 |  | 2.1 | 0 | 0 | 0 | 0
16.08. | 3 | 2.1 |  | 2.1 | 0 | 0 | 0 | 0
16.08. | 4 | 2.1 |  | 2.1 | 0 | 0 | 0 | 0
16.08. | 5 | 2.1 |  | 2.1 | 0 | 0 | 0 | 0
16.08. | 6 | 2.1 |  | 2.1 | 0 | 0 | 0 | 0
16.08. | 7 | 2.1 |  | 2.1 | 0 | 0 | 0 | 0
16.08. | 8 | 2.1 |  | 2.1 | 0 | 0 | 0 | 0
16.08. | 9 | 2.1 |  | 2.1 | 0 | 0 | 0 | 0
16.08. | 10 | 2.1 |  | 2.1 | 0 | 0 | 0 | 0
16.08. | 11 | 2.1 |  | 2.1 | 0 | 0 | 0 | 0
16.08. | 12 | 2.1 |  | 2.1 | 0 | 0 | 0 | 0
16.08. | 13 | 2.1 |  | 2.1 | 0 | 0 | 0 | 0
16.08. | 14 | 2.1 |  | 2.1 | 0 | 0 | 0 | 0
16.08. | 15 | 2.1 |  | 2.1 | 0 | 0 | 0 | 0
16.08. | 16 | 2.1 |  | 2.1 | 0 | 0 | 0 | 0
16.08. | 17 | 2.1 |  | 2.1 | 0 | 0 | 0 | 0
16.08. | 18 | 2.1 |  | 2.1 | 0 | 0 | 0 | 0
16.08. | 19 | 2.1 |  | 2.1 | 0 | 0 | 0 | 0
16.08. | 20 | 2.1 |  | 2.1 | 0 | 0 | 0 | 0
16.08. | 21 | 2.1 |  | 2.1 | 0 | 0 | 0 | 0
16.08. | 22 | 2.1 |  | 2.1 | 0 | 0 | 0 | 0
16.08. | 23 | 2.1 |  | 2.1 | 0 | 0 | 0 | 0
16.08. | 24 | 2.1 |  | 2.1 | 0 | 0 | 0 | 0
17.08. | 1 | 2.1 |  | 2.1 | 0 | 0 | 0 | 0
17.08. | 2 | 2.1 |  | 2.1 | 0 | 0 | 0 | 0
17.08. | 3 | 2.1 |  | 2.1 | 0 | 0 | 0 | 0
17.08. | 4 | 2.1 |  | 2.1 | 0 | 0 | 0 | 0
17.08. | 5 | 2.1 |  | 2.1 | 0 | 0 | 0 | 0
17.08. | 6 | 2.1 |  | 2.1 | 0 | 0 | 0 | 0
17.08. | 7 | 2.1 |  | 2.1 | 0 | 0 | 0 | 0
17.08. | 8 | 2.1 |  | 2.1 | 0 | 0 | 0 | 0
17.08. | 9 | 2.1 |  | 2.1 | 0 | 0 | 0 | 0
17.08. | 10 | 2.1 |  | 2.1 | 0 | 0 | 0 | 0
17.08. | 11 | 2.1 |  | 2.1 | 0 | 0 | 0 | 0
17.08. | 12 | 2.1 |  | 2.1 | 0 | 0 | 0 | 0
17.08. | 13 | 2.1 |  | 2.1 | 0 | 0 | 0 | 0
17.08. | 14 | 2.1 |  | 2.1 | 0 | 0 | 0 | 0
17.08. | 15 | 2.1 |  | 2.1 | 0 | 0 | 0 | 0
17.08. | 16 | 2.1 |  | 2.1 | 0 | 0 | 0 | 0
17.08. | 17 | 2.1 |  | 2.1 | 0 | 0 | 0 | 0
17.08. | 18 | 2.1 |  | 2.1 | 0 | 0 | 0 | 0
17.08. | 19 | 2.1 |  | 2.1 | 0 | 0 | 0 | 0
17.08. | 20 | 2.1 |  | 2.1 | 0 | 0 | 0 | 0
17.08. | 21 | 2.1 |  | 2.1 | 0 | 0 | 0 | 0
17.08. | 22 | 2.1 |  | 2.1 | 0 | 0 | 0 | 0
17.08. | 23 | 2.1 |  | 2.1 | 0 | 0 | 0 | 0
17.08. | 24 | 2.1 |  | 2.1 | 0 | 0 | 0 | 0
18.08. | 1 | 2.1 |  | 2.1 | 0 | 0 | 0 | 0
18.08. | 2 | 2.1 |  | 2.1 | 0 | 0 | 0 | 0
18.08. | 3 | 2.1 |  | 2.1 | 0 | 0 | 0 | 0
18.08. | 4 | 2.1 |  | 2.1 | 0 | 0 | 0 | 0
18.08. | 5 | 2.1 |  | 2.1 | 0 | 0 | 0 | 0
18.08. | 6 | 2.1 |  | 2.1 | 0 | 0 | 0 | 0
18.08. | 7 | 2.1 |  | 2.1 | 0 | 0 | 0 | 0
18.08. | 8 | 2.1 |  | 2.1 | 0 | 0 | 0 | 0
18.08. | 9 | 2.1 |  | 2.1 | 0 | 0 | 0 | 0
18.08. | 10 | 2.1 |  | 2.1 | 0 | 0 | 0 | 0
18.08. | 11 | 2.1 |  | 2.1 | 0 | 0 | 0 | 0
18.08. | 12 | 2.1 |  | 2.1 | 0 | 0 | 0 | 0
18.08. | 13 | 2.1 |  | 2.1 | 0 | 0 | 0 | 0
18.08. | 14 | 2.1 |  | 2.1 | 0 | 0 | 0 | 0
18.08. | 15 | 2.1 |  | 2.1 | 0 | 0 | 0 | 0
18.08. | 16 | 2.1 |  | 2.1 | 0 | 0 | 0 | 0
18.08. | 17 | 2.1 |  | 2.1 | 0 | 0 | 0 | 0
18.08. | 18 | 2.1 |  | 2.1 | 0 | 0 | 0 | 0
18.08. | 19 | 2.1 |  | 2.1 | 0 | 0 | 0 | 0
18.08. | 20 | 2.1 |  | 2.1 | 0 | 0 | 0 | 0
18.08. | 21 | 2.1 |  | 2.1 | 0 | 0 | 0 | 0
18.08. | 22 | 2.1 |  | 2.1 | 0 | 0 | 0 | 0
18.08. | 23 | 2.1 |  | 2.1 | 0 | 0 | 0 | 0
18.08. | 24 | 2.1 |  | 2.1 | 0 | 0 | 0 | 0
19.08. | 1 | 2.1 |  | 2.1 | 0 | 0 | 0 | 0
19.08. | 2 | 2.1 |  | 2.1 | 0 | 0 | 0 | 0
19.08. | 3 | 2.1 |  | 2.1 | 0 | 0 | 0 | 0
19.08. | 4 | 2.1 |  | 2.1 | 0 | 0 | 0 | 0
19.08. | 5 | 2.1 |  | 2.1 | 0 | 0 | 0 | 0
19.08. | 6 | 2.1 |  | 2.1 | 0 | 0 | 0 | 0
19.08. | 7 | 2.1 |  | 2.1 | 0 | 0 | 0 | 0
19.08. | 8 | 2.1 |  | 2.1 | 0 | 0 | 0 | 0
19.08. | 9 | 2.1 |  | 2.1 | 0 | 0 | 0 | 0
19.08. | 10 | 2.1 |  | 2.1 | 0 | 0 | 0 | 0
19.08. | 11 | 2.1 |  | 2.1 | 0 | 0 | 0 | 0
19.08. | 12 | 2.1 |  | 2.1 | 0 | 0 | 0 | 0
19.08. | 13 | 2.1 |  | 2.1 | 0 | 0 | 0 | 0
19.08. | 14 | 2.1 |  | 2.1 | 0 | 0 | 0 | 0
19.08. | 15 | 2.1 |  | 2.1 | 0 | 0 | 0 | 0
19.08. | 16 | 2.1 |  | 2.1 | 0 | 0 | 0 | 0
19.08. | 17 | 2.1 |  | 2.1 | 0 | 0 | 0 | 0
19.08. | 18 | 2.1 |  | 2.1 | 0 | 0 | 0 | 0
19.08. | 19 | 2.1 |  | 2.1 | 0 | 0 | 0 | 0
19.08. | 20 | 2.1 |  | 2.1 | 0 | 0 | 0 | 0
19.08. | 21 | 2.1 |  | 2.1 | 0 | 0 | 0 | 0
19.08. | 22 | 2.1 |  | 2.1 | 0 | 0 | 0 | 0
19.08. | 23 | 2.1 |  | 2.1 | 0 | 0 | 0 | 0
19.08. | 24 | 2.1 |  | 2.1 | 0 | 0 | 0 | 0
20.08. | 1 | 2.1 |  | 2.1 | 0 | 0 | 0 | 0
20.08. | 2 | 2.1 |  | 2.1 | 0 | 0 | 0 | 0
20.08. | 3 | 2.1 |  | 2.1 | 0 | 0 | 0 | 0
20.08. | 4 | 2.1 |  | 2.1 | 0 | 0 | 0 | 0
20.08. | 5 | 2.1 |  | 2.1 | 0 | 0 | 0 | 0
20.08. | 6 | 2.1 |  | 2.1 | 0 | 0 | 0 | 0
20.08. | 7 | 2.1 |  | 2.1 | 0 | 0 | 0 | 0
20.08. | 8 | 2.1 |  | 2.1 | 0 | 0 | 0 | 0
20.08. | 9 | 2.1 |  | 2.1 | 0 | 0 | 0 | 0
20.08. | 10 | 2.1 |  | 2.1 | 0 | 0 | 0 | 0
20.08. | 11 | 2.1 |  | 2.1 | 0 | 0 | 0 | 0
20.08. | 12 | 2.1 |  | 2.1 | 0 | 0 | 0 | 0
20.08. | 13 | 2.1 |  | 2.1 | 0 | 0 | 0 | 0
20.08. | 14 | 2.1 |  | 2.1 | 0 | 0 | 0 | 0
20.08. | 15 | 2.1 |  | 2.1 | 0 | 0 | 0 | 0
20.08. | 16 | 2.1 |  | 2.1 | 0 | 0 | 0 | 0
20.08. | 17 | 2.1 |  | 2.1 | 0 | 0 | 0 | 0
20.08. | 18 | 2.1 |  | 2.1 | 0 | 0 | 0 | 0
20.08. | 19 | 2.1 |  | 2.1 | 0 | 0 | 0 | 0
20.08. | 20 | 2.1 |  | 2.1 | 0 | 0 | 0 | 0
20.08. | 21 | 2.1 |  | 2.1 | 0 | 0 | 0 | 0
20.08. | 22 | 2.1 |  | 2.1 | 0 | 0 | 0 | 0
20.08. | 23 | 2.1 |  | 2.1 | 0 | 0 | 0 | 0
20.08. | 24 | 2.1 |  | 2.1 | 0 | 0 | 0 | 0
21.08. | 1 | 2.1 |  | 2.1 | 0 | 0 | 0 | 0
21.08. | 2 | 2.1 |  | 2.1 | 0 | 0 | 0 | 0
21.08. | 3 | 2.1 |  | 2.1 | 0 | 0 | 0 | 0
21.08. | 4 | 2.1 |  | 2.1 | 0 | 0 | 0 | 0
21.08. | 5 | 2.1 |  | 2.1 | 0 | 0 | 0 | 0
21.08. | 6 | 2.1 |  | 2.1 | 0 | 0 | 0 | 0
21.08. | 7 | 2.1 |  | 2.1 | 0 | 0 | 0 | 0
21.08. | 8 | 2.1 |  | 2.1 | 0 | 0 | 0 | 0
21.08. | 9 | 2.1 |  | 2.1 | 0 | 0 | 0 | 0
21.08. | 10 | 2.1 |  | 2.1 | 0 | 0 | 0 | 0
21.08. | 11 | 2.1 |  | 2.1 | 0 | 0 | 0 | 0
21.08. | 12 | 2.1 |  | 2.1 | 0 | 0 | 0 | 0
21.08. | 13 | 2.1 |  | 2.1 | 0 | 0 | 0 | 0
21.08. | 14 | 2.1 |  | 2.1 | 0 | 0 | 0 | 0
21.08. | 15 | 2.1 |  | 2.1 | 0 | 0 | 0 | 0
21.08. | 16 | 2.1 |  | 2.1 | 0 | 0 | 0 | 0
21.08. | 17 | 2.1 |  | 2.1 | 0 | 0 | 0 | 0
21.08. | 18 | 2.1 |  | 2.1 | 0 | 0 | 0 | 0
21.08. | 19 | 2.1 |  | 2.1 | 0 | 0 | 0 | 0
21.08. | 20 | 2.1 |  | 2.1 | 0 | 0 | 0 | 0
21.08. | 21 | 2.1 |  | 2.1 | 0 | 0 | 0 | 0
21.08. | 22 | 2.1 |  | 2.1 | 0 | 0 | 0 | 0
21.08. | 23 | 2.1 |  | 2.1 | 0 | 0 | 0 | 0
21.08. | 24 | 2.1 |  | 2.1 | 0 | 0 | 0 | 0
22.08. | 1 | 2.1 |  | 2.1 | 0 | 0 | 0 | 0
22.08. | 2 | 2.1 |  | 2.1 | 0 | 0 | 0 | 0
22.08. | 3 | 2.1 |  | 2.1 | 0 | 0 | 0 | 0
22.08. | 4 | 2.1 |  | 2.1 | 0 | 0 | 0 | 0
22.08. | 5 | 2.1 |  | 2.1 | 0 | 0 | 0 | 0
22.08. | 6 | 2.1 |  | 2.1 | 0 | 0 | 0 | 0
22.08. | 7 | 2.1 |  | 2.1 | 0 | 0 | 0 | 0
22.08. | 8 | 2.1 |  | 2.1 | 0 | 0 | 0 | 0
22.08. | 9 | 2.1 |  | 2.1 | 0 | 0 | 0 | 0
22.08. | 10 | 2.1 |  | 2.1 | 0 | 0 | 0 | 0
22.08. | 11 | 2.1 |  | 2.1 | 0 | 0 | 0 | 0
22.08. | 12 | 2.1 |  | 2.1 | 0 | 0 | 0 | 0
22.08. | 13 | 2.1 |  | 2.1 | 0 | 0 | 0 | 0
22.08. | 14 | 2.1 |  | 2.1 | 0 | 0 | 0 | 0
22.08. | 15 | 2.1 |  | 2.1 | 0 | 0 | 0 | 0
22.08. | 16 | 2.1 |  | 2.1 | 0 | 0 | 0 | 0
22.08. | 17 | 2.1 |  | 2.1 | 0 | 0 | 0 | 0
22.08. | 18 | 2.1 |  | 2.1 | 0 | 0 | 0 | 0
22.08. | 19 | 2.1 |  | 2.1 | 0 | 0 | 0 | 0
22.08. | 20 | 2.1 |  | 2.1 | 0 | 0 | 0 | 0
22.08. | 21 | 2.1 |  | 2.1 | 0 | 0 | 0 | 0
22.08. | 22 | 2.1 |  | 2.1 | 0 | 0 | 0 | 0
22.08. | 23 | 2.1 |  | 2.1 | 0 | 0 | 0 | 0
22.08. | 24 | 2.1 |  | 2.1 | 0 | 0 | 0 | 0
23.08. | 1 | 2.1 |  | 2.1 | 0 | 0 | 0 | 0
23.08. | 2 | 2.1 |  | 2.1 | 0 | 0 | 0 | 0
23.08. | 3 | 2.1 |  | 2.1 | 0 | 0 | 0 | 0
23.08. | 4 | 2.1 |  | 2.1 | 0 | 0 | 0 | 0
23.08. | 5 | 2.1 |  | 2.1 | 0 | 0 | 0 | 0
23.08. | 6 | 2.1 |  | 2.1 | 0 | 0 | 0 | 0
23.08. | 7 | 2.1 |  | 2.1 | 0 | 0 | 0 | 0
23.08. | 8 | 2.1 |  | 2.1 | 0 | 0 | 0 | 0
23.08. | 9 | 2.1 |  | 2.1 | 0 | 0 | 0 | 0
23.08. | 10 | 2.1 |  | 2.1 | 0 | 0 | 0 | 0
23.08. | 11 | 2.1 |  | 2.1 | 0 | 0 | 0 | 0
23.08. | 12 | 2.1 |  | 2.1 | 0 | 0 | 0 | 0
23.08. | 13 | 2.1 |  | 2.1 | 0 | 0 | 0 | 0
23.08. | 14 | 2.1 |  | 2.1 | 0 | 0 | 0 | 0
23.08. | 15 | 2.1 |  | 2.1 | 0 | 0 | 0 | 0
23.08. | 16 | 2.1 |  | 2.1 | 0 | 0 | 0 | 0
23.08. | 17 | 2.1 |  | 2.1 | 0 | 0 | 0 | 0
23.08. | 18 | 2.1 |  | 2.1 | 0 | 0 | 0 | 0
23.08. | 19 | 2.1 |  | 2.1 | 0 | 0 | 0 | 0
23.08. | 20 | 2.1 |  | 2.1 | 0 | 0 | 0 | 0
23.08. | 21 | 2.1 |  | 2.1 | 0 | 0 | 0 | 0
23.08. | 22 | 2.1 |  | 2.1 | 0 | 0 | 0 | 0
23.08. | 23 | 2.1 |  | 2.1 | 0 | 0 | 0 | 0
23.08. | 24 | 2.1 |  | 2.1 | 0 | 0 | 0 | 0
24.08. | 1 | 2.1 |  | 2.1 | 0 | 0 | 0 | 0
24.08. | 2 | 2.1 |  | 2.1 | 0 | 0 | 0 | 0
24.08. | 3 | 2.1 |  | 2.1 | 0 | 0 | 0 | 0
24.08. | 4 | 2.1 |  | 2.1 | 0 | 0 | 0 | 0
24.08. | 5 | 2.1 |  | 2.1 | 0 | 0 | 0 | 0
24.08. | 6 | 2.1 |  | 2.1 | 0 | 0 | 0 | 0
24.08. | 7 | 2.1 |  | 2.1 | 0 | 0 | 0 | 0
24.08. | 8 | 2.1 |  | 2.1 | 0 | 0 | 0 | 0
24.08. | 9 | 2.1 |  | 2.1 | 0 | 0 | 0 | 0
24.08. | 10 | 2.1 |  | 2.1 | 0 | 0 | 0 | 0
24.08. | 11 | 2.1 |  | 2.1 | 0 | 0 | 0 | 0
24.08. | 12 | 2.1 |  | 2.1 | 0 | 0 | 0 | 0
24.08. | 13 | 2.1 |  | 2.1 | 0 | 0 | 0 | 0
24.08. | 14 | 2.1 |  | 2.1 | 0 | 0 | 0 | 0
24.08. | 15 | 2.1 |  | 2.1 | 0 | 0 | 0 | 0
24.08. | 16 | 2.1 |  | 2.1 | 0 | 0 | 0 | 0
24.08. | 17 | 2.1 |  | 2.1 | 0 | 0 | 0 | 0
24.08. | 18 | 2.1 |  | 2.1 | 0 | 0 | 0 | 0
24.08. | 19 | 2.1 |  | 2.1 | 0 | 0 | 0 | 0
24.08. | 20 | 2.1 |  | 2.1 | 0 | 0 | 0 | 0
24.08. | 21 | 2.1 |  | 2.1 | 0 | 0 | 0 | 0
24.08. | 22 | 2.1 |  | 2.1 | 0 | 0 | 0 | 0
24.08. | 23 | 2.1 |  | 2.1 | 0 | 0 | 0 | 0
24.08. | 24 | 2.1 |  | 2.1 | 0 | 0 | 0 | 0
25.08. | 1 | 2.1 |  | 2.1 | 0 | 0 | 0 | 0
25.08. | 2 | 2.1 |  | 2.1 | 0 | 0 | 0 | 0
25.08. | 3 | 2.1 |  | 2.1 | 0 | 0 | 0 | 0
25.08. | 4 | 2.1 |  | 2.1 | 0 | 0 | 0 | 0
25.08. | 5 | 2.1 |  | 2.1 | 0 | 0 | 0 | 0
25.08. | 6 | 2.1 |  | 2.1 | 0 | 0 | 0 | 0
25.08. | 7 | 2.1 |  | 2.1 | 0 | 0 | 0 | 0
25.08. | 8 | 2.1 |  | 2.1 | 0 | 0 | 0 | 0
25.08. | 9 | 2.1 |  | 2.1 | 0 | 0 | 0 | 0
25.08. | 10 | 2.1 |  | 2.1 | 0 | 0 | 0 | 0
25.08. | 11 | 2.1 |  | 2.1 | 0 | 0 | 0 | 0
25.08. | 12 | 2.1 |  | 2.1 | 0 | 0 | 0 | 0
25.08. | 13 | 2.1 |  | 2.1 | 0 | 0 | 0 | 0
25.08. | 14 | 2.1 |  | 2.1 | 0 | 0 | 0 | 0
25.08. | 15 | 2.1 |  | 2.1 | 0 | 0 | 0 | 0
25.08. | 16 | 2.1 |  | 2.1 | 0 | 0 | 0 | 0
25.08. | 17 | 2.1 |  | 2.1 | 0 | 0 | 0 | 0
25.08. | 18 | 2.1 |  | 2.1 | 0 | 0 | 0 | 0
25.08. | 19 | 2.1 |  | 2.1 | 0 | 0 | 0 | 0
25.08. | 20 | 2.1 |  | 2.1 | 0 | 0 | 0 | 0
25.08. | 21 | 2.1 |  | 2.1 | 0 | 0 | 0 | 0
25.08. | 22 | 2.1 |  | 2.1 | 0 | 0 | 0 | 0
25.08. | 23 | 2.1 |  | 2.1 | 0 | 0 | 0 | 0
25.08. | 24 | 2.1 |  | 2.1 | 0 | 0 | 0 | 0
26.08. | 1 | 2.1 |  | 2.1 | 0 | 0 | 0 | 0
26.08. | 2 | 2.1 |  | 2.1 | 0 | 0 | 0 | 0
26.08. | 3 | 2.1 |  | 2.1 | 0 | 0 | 0 | 0
26.08. | 4 | 2.1 |  | 2.1 | 0 | 0 | 0 | 0
26.08. | 5 | 2.1 |  | 2.1 | 0 | 0 | 0 | 0
26.08. | 6 | 2.1 |  | 2.1 | 0 | 0 | 0 | 0
26.08. | 7 | 2.1 |  | 2.1 | 0 | 0 | 0 | 0
26.08. | 8 | 2.1 |  | 2.1 | 0 | 0 | 0 | 0
26.08. | 9 | 2.1 |  | 2.1 | 0 | 0 | 0 | 0
26.08. | 10 | 2.1 |  | 2.1 | 0 | 0 | 0 | 0
26.08. | 11 | 2.1 |  | 2.1 | 0 | 0 | 0 | 0
26.08. | 12 | 2.1 |  | 2.1 | 0 | 0 | 0 | 0
26.08. | 13 | 2.1 |  | 2.1 | 0 | 0 | 0 | 0
26.08. | 14 | 2.1 |  | 2.1 | 0 | 0 | 0 | 0
26.08. | 15 | 2.1 |  | 2.1 | 0 | 0 | 0 | 0
26.08. | 16 | 2.1 |  | 2.1 | 0 | 0 | 0 | 0
26.08. | 17 | 2.1 |  | 2.1 | 0 | 0 | 0 | 0
26.08. | 18 | 2.1 |  | 2.1 | 0 | 0 | 0 | 0
26.08. | 19 | 2.1 |  | 2.1 | 0 | 0 | 0 | 0
26.08. | 20 | 2.1 |  | 2.1 | 0 | 0 | 0 | 0
26.08. | 21 | 2.1 |  | 2.1 | 0 | 0 | 0 | 0
26.08. | 22 | 2.1 |  | 2.1 | 0 | 0 | 0 | 0
26.08. | 23 | 2.1 |  | 2.1 | 0 | 0 | 0 | 0
26.08. | 24 | 2.1 |  | 2.1 | 0 | 0 | 0 | 0
27.08. | 1 | 2.1 |  | 2.1 | 0 | 0 | 0 | 0
27.08. | 2 | 2.1 |  | 2.1 | 0 | 0 | 0 | 0
27.08. | 3 | 2.1 |  | 2.1 | 0 | 0 | 0 | 0
27.08. | 4 | 2.1 |  | 2.1 | 0 | 0 | 0 | 0
27.08. | 5 | 2.1 |  | 2.1 | 0 | 0 | 0 | 0
27.08. | 6 | 2.1 |  | 2.1 | 0 | 0 | 0 | 0
27.08. | 7 | 2.1 |  | 2.1 | 0 | 0 | 0 | 0
27.08. | 8 | 2.1 |  | 2.1 | 0 | 0 | 0 | 0
27.08. | 9 | 2.1 |  | 2.1 | 0 | 0 | 0 | 0
27.08. | 10 | 2.1 |  | 2.1 | 0 | 0 | 0 | 0
27.08. | 11 | 2.1 |  | 2.1 | 0 | 0 | 0 | 0
27.08. | 12 | 2.1 |  | 2.1 | 0 | 0 | 0 | 0
27.08. | 13 | 2.1 |  | 2.1 | 0 | 0 | 0 | 0
27.08. | 14 | 2.1 |  | 2.1 | 0 | 0 | 0 | 0
27.08. | 15 | 2.1 |  | 2.1 | 0 | 0 | 0 | 0
27.08. | 16 | 2.1 |  | 2.1 | 0 | 0 | 0 | 0
27.08. | 17 | 2.1 |  | 2.1 | 0 | 0 | 0 | 0
27.08. | 18 | 2.1 |  | 2.1 | 0 | 0 | 0 | 0
27.08. | 19 | 2.1 |  | 2.1 | 0 | 0 | 0 | 0
27.08. | 20 | 2.1 |  | 2.1 | 0 | 0 | 0 | 0
27.08. | 21 | 2.1 |  | 2.1 | 0 | 0 | 0 | 0
27.08. | 22 | 2.1 |  | 2.1 | 0 | 0 | 0 | 0
27.08. | 23 | 2.1 |  | 2.1 | 0 | 0 | 0 | 0
27.08. | 24 | 2.1 |  | 2.1 | 0 | 0 | 0 | 0
28.08. | 1 | 2.1 |  | 2.1 | 0 | 0 | 0 | 0
28.08. | 2 | 2.1 |  | 2.1 | 0 | 0 | 0 | 0
28.08. | 3 | 2.1 |  | 2.1 | 0 | 0 | 0 | 0
28.08. | 4 | 2.1 |  | 2.1 | 0 | 0 | 0 | 0
28.08. | 5 | 2.1 |  | 2.1 | 0 | 0 | 0 | 0
28.08. | 6 | 2.1 |  | 2.1 | 0 | 0 | 0 | 0
28.08. | 7 | 2.1 |  | 2.1 | 0 | 0 | 0 | 0
28.08. | 8 | 2.1 |  | 2.1 | 0 | 0 | 0 | 0
28.08. | 9 | 2.1 |  | 2.1 | 0 | 0 | 0 | 0
28.08. | 10 | 2.1 |  | 2.1 | 0 | 0 | 0 | 0
28.08. | 11 | 2.1 |  | 2.1 | 0 | 0 | 0 | 0
28.08. | 12 | 2.1 |  | 2.1 | 0 | 0 | 0 | 0
28.08. | 13 | 2.1 |  | 2.1 | 0 | 0 | 0 | 0
28.08. | 14 | 2.1 |  | 2.1 | 0 | 0 | 0 | 0
28.08. | 15 | 2.1 |  | 2.1 | 0 | 0 | 0 | 0
28.08. | 16 | 2.1 |  | 2.1 | 0 | 0 | 0 | 0
28.08. | 17 | 2.1 |  | 2.1 | 0 | 0 | 0 | 0
28.08. | 18 | 2.1 |  | 2.1 | 0 | 0 | 0 | 0
28.08. | 19 | 2.1 |  | 2.1 | 0 | 0 | 0 | 0
28.08. | 20 | 2.1 |  | 2.1 | 0 | 0 | 0 | 0
28.08. | 21 | 2.1 |  | 2.1 | 0 | 0 | 0 | 0
28.08. | 22 | 2.1 |  | 2.1 | 0 | 0 | 0 | 0
28.08. | 23 | 2.1 |  | 2.1 | 0 | 0 | 0 | 0
28.08. | 24 | 2.1 |  | 2.1 | 0 | 0 | 0 | 0
29.08. | 1 | 2.1 |  | 2.1 | 0 | 0 | 0 | 0
29.08. | 2 | 2.1 |  | 2.1 | 0 | 0 | 0 | 0
29.08. | 3 | 2.1 |  | 2.1 | 0 | 0 | 0 | 0
29.08. | 4 | 2.1 |  | 2.1 | 0 | 0 | 0 | 0
29.08. | 5 | 2.1 |  | 2.1 | 0 | 0 | 0 | 0
29.08. | 6 | 2.1 |  | 2.1 | 0 | 0 | 0 | 0
29.08. | 7 | 2.1 |  | 2.1 | 0 | 0 | 0 | 0
29.08. | 8 | 2.1 |  | 2.1 | 0 | 0 | 0 | 0
29.08. | 9 | 2.1 |  | 2.1 | 0 | 0 | 0 | 0
29.08. | 10 | 2.1 |  | 2.1 | 0 | 0 | 0 | 0
29.08. | 11 | 2.1 |  | 2.1 | 0 | 0 | 0 | 0
29.08. | 12 | 2.1 |  | 2.1 | 0 | 0 | 0 | 0
29.08. | 13 | 2.1 |  | 2.1 | 0 | 0 | 0 | 0
29.08. | 14 | 2.1 |  | 2.1 | 0 | 0 | 0 | 0
29.08. | 15 | 2.1 |  | 2.1 | 0 | 0 | 0 | 0
29.08. | 16 | 2.1 |  | 2.1 | 0 | 0 | 0 | 0
29.08. | 17 | 2.1 |  | 2.1 | 0 | 0 | 0 | 0
29.08. | 18 | 2.1 |  | 2.1 | 0 | 0 | 0 | 0
29.08. | 19 | 2.1 |  | 2.1 | 0 | 0 | 0 | 0
29.08. | 20 | 2.1 |  | 2.1 | 0 | 0 | 0 | 0
29.08. | 21 | 2.1 |  | 2.1 | 0 | 0 | 0 | 0
29.08. | 22 | 2.1 |  | 2.1 | 0 | 0 | 0 | 0
29.08. | 23 | 2.1 |  | 2.1 | 0 | 0 | 0 | 0
29.08. | 24 | 2.1 |  | 2.1 | 0 | 0 | 0 | 0
30.08. | 1 | 2.1 |  | 2.1 | 0 | 0 | 0 | 0
30.08. | 2 | 2.1 |  | 2.1 | 0 | 0 | 0 | 0
30.08. | 3 | 2.1 |  | 2.1 | 0 | 0 | 0 | 0
30.08. | 4 | 2.1 |  | 2.1 | 0 | 0 | 0 | 0
30.08. | 5 | 2.1 |  | 2.1 | 0 | 0 | 0 | 0
30.08. | 6 | 2.1 |  | 2.1 | 0 | 0 | 0 | 0
30.08. | 7 | 2.1 |  | 2.1 | 0 | 0 | 0 | 0
30.08. | 8 | 2.1 |  | 2.1 | 0 | 0 | 0 | 0
30.08. | 9 | 2.1 |  | 2.1 | 0 | 0 | 0 | 0
30.08. | 10 | 2.1 |  | 2.1 | 0 | 0 | 0 | 0
30.08. | 11 | 2.1 |  | 2.1 | 0 | 0 | 0 | 0
30.08. | 12 | 2.1 |  | 2.1 | 0 | 0 | 0 | 0
30.08. | 13 | 2.1 |  | 2.1 | 0 | 0 | 0 | 0
30.08. | 14 | 2.1 |  | 2.1 | 0 | 0 | 0 | 0
30.08. | 15 | 2.1 |  | 2.1 | 0 | 0 | 0 | 0
30.08. | 16 | 2.1 |  | 2.1 | 0 | 0 | 0 | 0
30.08. | 17 | 2.1 |  | 2.1 | 0 | 0 | 0 | 0
30.08. | 18 | 2.1 |  | 2.1 | 0 | 0 | 0 | 0
30.08. | 19 | 2.1 |  | 2.1 | 0 | 0 | 0 | 0
30.08. | 20 | 2.1 |  | 2.1 | 0 | 0 | 0 | 0
30.08. | 21 | 2.1 |  | 2.1 | 0 | 0 | 0 | 0
30.08. | 22 | 2.1 |  | 2.1 | 0 | 0 | 0 | 0
30.08. | 23 | 2.1 |  | 2.1 | 0 | 0 | 0 | 0
30.08. | 24 | 2.1 |  | 2.1 | 0 | 0 | 0 | 0
31.08. | 1 | 2.1 |  | 2.1 | 0 | 0 | 0 | 0
31.08. | 2 | 2.1 |  | 2.1 | 0 | 0 | 0 | 0
31.08. | 3 | 2.1 |  | 2.1 | 0 | 0 | 0 | 0
31.08. | 4 | 2.1 |  | 2.1 | 0 | 0 | 0 | 0
31.08. | 5 | 2.1 |  | 2.1 | 0 | 0 | 0 | 0
31.08. | 6 | 2.1 |  | 2.1 | 0 | 0 | 0 | 0
31.08. | 7 | 2.1 |  | 2.1 | 0 | 0 | 0 | 0
31.08. | 8 | 2.1 |  | 2.1 | 0 | 0 | 0 | 0
31.08. | 9 | 2.1 |  | 2.1 | 0 | 0 | 0 | 0
31.08. | 10 | 2.1 |  | 2.1 | 0 | 0 | 0 | 0
31.08. | 11 | 2.1 |  | 2.1 | 0 | 0 | 0 | 0
31.08. | 12 | 2.1 |  | 2.1 | 0 | 0 | 0 | 0
31.08. | 13 | 2.1 |  | 2.1 | 0 | 0 | 0 | 0
31.08. | 14 | 2.1 |  | 2.1 | 0 | 0 | 0 | 0
31.08. | 15 | 2.1 |  | 2.1 | 0 | 0 | 0 | 0
31.08. | 16 | 2.1 |  | 2.1 | 0 | 0 | 0 | 0
31.08. | 17 | 2.1 |  | 2.1 | 0 | 0 | 0 | 0
31.08. | 18 | 2.1 |  | 2.1 | 0 | 0 | 0 | 0
31.08. | 19 | 2.1 |  | 2.1 | 0 | 0 | 0 | 0
31.08. | 20 | 2.1 |  | 2.1 | 0 | 0 | 0 | 0
31.08. | 21 | 2.1 |  | 2.1 | 0 | 0 | 0 | 0
31.08. | 22 | 2.1 |  | 2.1 | 0 | 0 | 0 | 0
31.08. | 23 | 2.1 |  | 2.1 | 0 | 0 | 0 | 0
31.08. | 24 | 2.1 |  | 2.1 | 0 | 0 | 0 | 0
01.09. | 1 | 2.1 |  | 2.1 | 0 | 0 | 0 | 0
01.09. | 2 | 2.1 |  | 2.1 | 0 | 0 | 0 | 0
01.09. | 3 | 2.1 |  | 2.1 | 0 | 0 | 0 | 0
01.09. | 4 | 2.1 |  | 2.1 | 0 | 0 | 0 | 0
01.09. | 5 | 2.1 |  | 2.1 | 0 | 0 | 0 | 0
01.09. | 6 | 2.1 |  | 2.1 | 0 | 0 | 0 | 0
01.09. | 7 | 2.1 |  | 2.1 | 0 | 0 | 0 | 0
01.09. | 8 | 2.1 |  | 2.1 | 0 | 0 | 0 | 0
01.09. | 9 | 2.1 |  | 2.1 | 0 | 0 | 0 | 0
01.09. | 10 | 2.1 |  | 2.1 | 0 | 0 | 0 | 0
01.09. | 11 | 2.1 |  | 2.1 | 0 | 0 | 0 | 0
01.09. | 12 | 2.1 |  | 2.1 | 0 | 0 | 0 | 0
01.09. | 13 | 2.1 |  | 2.1 | 0 | 0 | 0 | 0
01.09. | 14 | 2.1 |  | 2.1 | 0 | 0 | 0 | 0
01.09. | 15 | 2.1 |  | 2.1 | 0 | 0 | 0 | 0
01.09. | 16 | 2.1 |  | 2.1 | 0 | 0 | 0 | 0
01.09. | 17 | 2.1 |  | 2.1 | 0 | 0 | 0 | 0
01.09. | 18 | 2.1 |  | 2.1 | 0 | 0 | 0 | 0
01.09. | 19 | 2.1 |  | 2.1 | 0 | 0 | 0 | 0
01.09. | 20 | 2.1 |  | 2.1 | 0 | 0 | 0 | 0
01.09. | 21 | 2.1 |  | 2.1 | 0 | 0 | 0 | 0
01.09. | 22 | 2.1 |  | 2.1 | 0 | 0 | 0 | 0
01.09. | 23 | 2.1 |  | 2.1 | 0 | 0 | 0 | 0
01.09. | 24 | 2.1 |  | 2.1 | 0 | 0 | 0 | 0
02.09. | 1 | 2.1 |  | 2.1 | 0 | 0 | 0 | 0
02.09. | 2 | 2.1 |  | 2.1 | 0 | 0 | 0 | 0
02.09. | 3 | 2.1 |  | 2.1 | 0 | 0 | 0 | 0
02.09. | 4 | 2.1 |  | 2.1 | 0 | 0 | 0 | 0
02.09. | 5 | 2.1 |  | 2.1 | 0 | 0 | 0 | 0
02.09. | 6 | 2.1 |  | 2.1 | 0 | 0 | 0 | 0
02.09. | 7 | 2.1 |  | 2.1 | 0 | 0 | 0 | 0
02.09. | 8 | 2.1 |  | 2.1 | 0 | 0 | 0 | 0
02.09. | 9 | 2.1 |  | 2.1 | 0 | 0 | 0 | 0
02.09. | 10 | 2.1 |  | 2.1 | 0 | 0 | 0 | 0
02.09. | 11 | 2.1 |  | 2.1 | 0 | 0 | 0 | 0
02.09. | 12 | 2.1 |  | 2.1 | 0 | 0 | 0 | 0
02.09. | 13 | 2.1 |  | 2.1 | 0 | 0 | 0 | 0
02.09. | 14 | 2.1 |  | 2.1 | 0 | 0 | 0 | 0
02.09. | 15 | 2.1 |  | 2.1 | 0 | 0 | 0 | 0
02.09. | 16 | 2.1 |  | 2.1 | 0 | 0 | 0 | 0
02.09. | 17 | 2.1 |  | 2.1 | 0 | 0 | 0 | 0
02.09. | 18 | 2.1 |  | 2.1 | 0 | 0 | 0 | 0
02.09. | 19 | 2.1 |  | 2.1 | 0 | 0 | 0 | 0
02.09. | 20 | 2.1 |  | 2.1 | 0 | 0 | 0 | 0
02.09. | 21 | 2.1 |  | 2.1 | 0 | 0 | 0 | 0
02.09. | 22 | 2.1 |  | 2.1 | 0 | 0 | 0 | 0
02.09. | 23 | 2.1 |  | 2.1 | 0 | 0 | 0 | 0
02.09. | 24 | 2.1 |  | 2.1 | 0 | 0 | 0 | 0
03.09. | 1 | 2.1 |  | 2.1 | 0 | 0 | 0 | 0
03.09. | 2 | 2.1 |  | 2.1 | 0 | 0 | 0 | 0
03.09. | 3 | 2.1 |  | 2.1 | 0 | 0 | 0 | 0
03.09. | 4 | 2.1 |  | 2.1 | 0 | 0 | 0 | 0
03.09. | 5 | 2.1 |  | 2.1 | 0 | 0 | 0 | 0
03.09. | 6 | 2.1 |  | 2.1 | 0 | 0 | 0 | 0
03.09. | 7 | 2.1 |  | 2.1 | 0 | 0 | 0 | 0
03.09. | 8 | 2.1 |  | 2.1 | 0 | 0 | 0 | 0
03.09. | 9 | 2.1 |  | 2.1 | 0 | 0 | 0 | 0
03.09. | 10 | 2.1 |  | 2.1 | 0 | 0 | 0 | 0
03.09. | 11 | 2.1 |  | 2.1 | 0 | 0 | 0 | 0
03.09. | 12 | 2.1 |  | 2.1 | 0 | 0 | 0 | 0
03.09. | 13 | 2.1 |  | 2.1 | 0 | 0 | 0 | 0
03.09. | 14 | 2.1 |  | 2.1 | 0 | 0 | 0 | 0
03.09. | 15 | 2.1 |  | 2.1 | 0 | 0 | 0 | 0
03.09. | 16 | 2.1 |  | 2.1 | 0 | 0 | 0 | 0
03.09. | 17 | 2.1 |  | 2.1 | 0 | 0 | 0 | 0
03.09. | 18 | 2.1 |  | 2.1 | 0 | 0 | 0 | 0
03.09. | 19 | 2.1 |  | 2.1 | 0 | 0 | 0 | 0
03.09. | 20 | 2.1 |  | 2.1 | 0 | 0 | 0 | 0
03.09. | 21 | 2.1 |  | 2.1 | 0 | 0 | 0 | 0
03.09. | 22 | 2.1 |  | 2.1 | 0 | 0 | 0 | 0
03.09. | 23 | 2.1 |  | 2.1 | 0 | 0 | 0 | 0
03.09. | 24 | 2.1 |  | 2.1 | 0 | 0 | 0 | 0
04.09. | 1 | 2.1 |  | 2.1 | 0 | 0 | 0 | 0
04.09. | 2 | 2.1 |  | 2.1 | 0 | 0 | 0 | 0
04.09. | 3 | 2.1 |  | 2.1 | 0 | 0 | 0 | 0
04.09. | 4 | 2.1 |  | 2.1 | 0 | 0 | 0 | 0
04.09. | 5 | 2.1 |  | 2.1 | 0 | 0 | 0 | 0
04.09. | 6 | 2.1 |  | 2.1 | 0 | 0 | 0 | 0
04.09. | 7 | 2.1 |  | 2.1 | 0 | 0 | 0 | 0
04.09. | 8 | 2.1 |  | 2.1 | 0 | 0 | 0 | 0
04.09. | 9 | 2.1 |  | 2.1 | 0 | 0 | 0 | 0
04.09. | 10 | 2.1 |  | 2.1 | 0 | 0 | 0 | 0
04.09. | 11 | 2.1 |  | 2.1 | 0 | 0 | 0 | 0
04.09. | 12 | 2.1 |  | 2.1 | 0 | 0 | 0 | 0
04.09. | 13 | 2.1 |  | 2.1 | 0 | 0 | 0 | 0
04.09. | 14 | 2.1 |  | 2.1 | 0 | 0 | 0 | 0
04.09. | 15 | 2.1 |  | 2.1 | 0 | 0 | 0 | 0
04.09. | 16 | 2.1 |  | 2.1 | 0 | 0 | 0 | 0
04.09. | 17 | 2.1 |  | 2.1 | 0 | 0 | 0 | 0
04.09. | 18 | 2.1 |  | 2.1 | 0 | 0 | 0 | 0
04.09. | 19 | 2.1 |  | 2.1 | 0 | 0 | 0 | 0
04.09. | 20 | 2.1 |  | 2.1 | 0 | 0 | 0 | 0
04.09. | 21 | 2.1 |  | 2.1 | 0 | 0 | 0 | 0
04.09. | 22 | 2.1 |  | 2.1 | 0 | 0 | 0 | 0
04.09. | 23 | 2.1 |  | 2.1 | 0 | 0 | 0 | 0
04.09. | 24 | 2.1 |  | 2.1 | 0 | 0 | 0 | 0
05.09. | 1 | 2.1 |  | 2.1 | 0 | 0 | 0 | 0
05.09. | 2 | 2.1 |  | 2.1 | 0 | 0 | 0 | 0
05.09. | 3 | 2.1 |  | 2.1 | 0 | 0 | 0 | 0
05.09. | 4 | 2.1 |  | 2.1 | 0 | 0 | 0 | 0
05.09. | 5 | 2.1 |  | 2.1 | 0 | 0 | 0 | 0
05.09. | 6 | 2.1 |  | 2.1 | 0 | 0 | 0 | 0
05.09. | 7 | 2.1 |  | 2.1 | 0 | 0 | 0 | 0
05.09. | 8 | 2.1 |  | 2.1 | 0 | 0 | 0 | 0
05.09. | 9 | 2.1 |  | 2.1 | 0 | 0 | 0 | 0
05.09. | 10 | 2.1 |  | 2.1 | 0 | 0 | 0 | 0
05.09. | 11 | 2.1 |  | 2.1 | 0 | 0 | 0 | 0
05.09. | 12 | 2.1 |  | 2.1 | 0 | 0 | 0 | 0
05.09. | 13 | 2.1 |  | 2.1 | 0 | 0 | 0 | 0
05.09. | 14 | 2.1 |  | 2.1 | 0 | 0 | 0 | 0
05.09. | 15 | 2.1 |  | 2.1 | 0 | 0 | 0 | 0
05.09. | 16 | 2.1 |  | 2.1 | 0 | 0 | 0 | 0
05.09. | 17 | 2.1 |  | 2.1 | 0 | 0 | 0 | 0
05.09. | 18 | 2.1 |  | 2.1 | 0 | 0 | 0 | 0
05.09. | 19 | 2.1 |  | 2.1 | 0 | 0 | 0 | 0
05.09. | 20 | 2.1 |  | 2.1 | 0 | 0 | 0 | 0
05.09. | 21 | 2.1 |  | 2.1 | 0 | 0 | 0 | 0
05.09. | 22 | 2.1 |  | 2.1 | 0 | 0 | 0 | 0
05.09. | 23 | 2.1 |  | 2.1 | 0 | 0 | 0 | 0
05.09. | 24 | 2.1 |  | 2.1 | 0 | 0 | 0 | 0
06.09. | 1 | 2.1 |  | 2.1 | 0 | 0 | 0 | 0
06.09. | 2 | 2.1 |  | 2.1 | 0 | 0 | 0 | 0
06.09. | 3 | 2.1 |  | 2.1 | 0 | 0 | 0 | 0
06.09. | 4 | 2.1 |  | 2.1 | 0 | 0 | 0 | 0
06.09. | 5 | 2.1 |  | 2.1 | 0 | 0 | 0 | 0
06.09. | 6 | 2.1 |  | 2.1 | 0 | 0 | 0 | 0
06.09. | 7 | 2.1 |  | 2.1 | 0 | 0 | 0 | 0
06.09. | 8 | 2.1 |  | 2.1 | 0 | 0 | 0 | 0
06.09. | 9 | 2.1 |  | 2.1 | 0 | 0 | 0 | 0
06.09. | 10 | 2.1 |  | 2.1 | 0 | 0 | 0 | 0
06.09. | 11 | 2.1 |  | 2.1 | 0 | 0 | 0 | 0
06.09. | 12 | 2.1 |  | 2.1 | 0 | 0 | 0 | 0
06.09. | 13 | 2.1 |  | 2.1 | 0 | 0 | 0 | 0
06.09. | 14 | 2.1 |  | 2.1 | 0 | 0 | 0 | 0
06.09. | 15 | 2.1 |  | 2.1 | 0 | 0 | 0 | 0
06.09. | 16 | 2.1 |  | 2.1 | 0 | 0 | 0 | 0
06.09. | 17 | 2.1 |  | 2.1 | 0 | 0 | 0 | 0
06.09. | 18 | 2.1 |  | 2.1 | 0 | 0 | 0 | 0
06.09. | 19 | 2.1 |  | 2.1 | 0 | 0 | 0 | 0
06.09. | 20 | 2.1 |  | 2.1 | 0 | 0 | 0 | 0
06.09. | 21 | 2.1 |  | 2.1 | 0 | 0 | 0 | 0
06.09. | 22 | 2.1 |  | 2.1 | 0 | 0 | 0 | 0
06.09. | 23 | 2.1 |  | 2.1 | 0 | 0 | 0 | 0
06.09. | 24 | 2.1 |  | 2.1 | 0 | 0 | 0 | 0
07.09. | 1 | 2.1 |  | 2.1 | 0 | 0 | 0 | 0
07.09. | 2 | 2.1 |  | 2.1 | 0 | 0 | 0 | 0
07.09. | 3 | 2.1 |  | 2.1 | 0 | 0 | 0 | 0
07.09. | 4 | 2.1 |  | 2.1 | 0 | 0 | 0 | 0
07.09. | 5 | 2.1 |  | 2.1 | 0 | 0 | 0 | 0
07.09. | 6 | 2.1 |  | 2.1 | 0 | 0 | 0 | 0
07.09. | 7 | 2.1 |  | 2.1 | 0 | 0 | 0 | 0
07.09. | 8 | 2.1 |  | 2.1 | 0 | 0 | 0 | 0
07.09. | 9 | 2.1 |  | 2.1 | 0 | 0 | 0 | 0
07.09. | 10 | 2.1 |  | 2.1 | 0 | 0 | 0 | 0
07.09. | 11 | 2.1 |  | 2.1 | 0 | 0 | 0 | 0
07.09. | 12 | 2.1 |  | 2.1 | 0 | 0 | 0 | 0
07.09. | 13 | 2.1 |  | 2.1 | 0 | 0 | 0 | 0
07.09. | 14 | 2.1 |  | 2.1 | 0 | 0 | 0 | 0
07.09. | 15 | 2.1 |  | 2.1 | 0 | 0 | 0 | 0
07.09. | 16 | 2.1 |  | 2.1 | 0 | 0 | 0 | 0
07.09. | 17 | 2.1 |  | 2.1 | 0 | 0 | 0 | 0
07.09. | 18 | 2.1 |  | 2.1 | 0 | 0 | 0 | 0
07.09. | 19 | 2.1 |  | 2.1 | 0 | 0 | 0 | 0
07.09. | 20 | 2.1 |  | 2.1 | 0 | 0 | 0 | 0
07.09. | 21 | 2.1 |  | 2.1 | 0 | 0 | 0 | 0
07.09. | 22 | 2.1 |  | 2.1 | 0 | 0 | 0 | 0
07.09. | 23 | 2.1 |  | 2.1 | 0 | 0 | 0 | 0
07.09. | 24 | 2.1 |  | 2.1 | 0 | 0 | 0 | 0
08.09. | 1 | 2.1 |  | 2.1 | 0 | 0 | 0 | 0
08.09. | 2 | 2.1 |  | 2.1 | 0 | 0 | 0 | 0
08.09. | 3 | 2.1 |  | 2.1 | 0 | 0 | 0 | 0
08.09. | 4 | 2.1 |  | 2.1 | 0 | 0 | 0 | 0
08.09. | 5 | 2.1 |  | 2.1 | 0 | 0 | 0 | 0
08.09. | 6 | 2.1 |  | 2.1 | 0 | 0 | 0 | 0
08.09. | 7 | 2.1 |  | 2.1 | 0 | 0 | 0 | 0
08.09. | 8 | 2.1 |  | 2.1 | 0 | 0 | 0 | 0
08.09. | 9 | 2.1 |  | 2.1 | 0 | 0 | 0 | 0
08.09. | 10 | 2.1 |  | 2.1 | 0 | 0 | 0 | 0
08.09. | 11 | 2.1 |  | 2.1 | 0 | 0 | 0 | 0
08.09. | 12 | 2.1 |  | 2.1 | 0 | 0 | 0 | 0
08.09. | 13 | 2.1 |  | 2.1 | 0 | 0 | 0 | 0
08.09. | 14 | 2.1 |  | 2.1 | 0 | 0 | 0 | 0
08.09. | 15 | 2.1 |  | 2.1 | 0 | 0 | 0 | 0
08.09. | 16 | 2.1 |  | 2.1 | 0 | 0 | 0 | 0
08.09. | 17 | 2.1 |  | 2.1 | 0 | 0 | 0 | 0
08.09. | 18 | 2.1 |  | 2.1 | 0 | 0 | 0 | 0
08.09. | 19 | 2.1 |  | 2.1 | 0 | 0 | 0 | 0
08.09. | 20 | 2.1 |  | 2.1 | 0 | 0 | 0 | 0
08.09. | 21 | 2.1 |  | 2.1 | 0 | 0 | 0 | 0
08.09. | 22 | 2.1 |  | 2.1 | 0 | 0 | 0 | 0
08.09. | 23 | 2.1 |  | 2.1 | 0 | 0 | 0 | 0
08.09. | 24 | 2.1 |  | 2.1 | 0 | 0 | 0 | 0
09.09. | 1 | 2.1 |  | 2.1 | 0 | 0 | 0 | 0
09.09. | 2 | 2.1 |  | 2.1 | 0 | 0 | 0 | 0
09.09. | 3 | 2.1 |  | 2.1 | 0 | 0 | 0 | 0
09.09. | 4 | 2.1 |  | 2.1 | 0 | 0 | 0 | 0
09.09. | 5 | 2.1 |  | 2.1 | 0 | 0 | 0 | 0
09.09. | 6 | 2.1 |  | 2.1 | 0 | 0 | 0 | 0
09.09. | 7 | 2.1 |  | 2.1 | 0 | 0 | 0 | 0
09.09. | 8 | 2.1 |  | 2.1 | 0 | 0 | 0 | 0
09.09. | 9 | 2.1 |  | 2.1 | 0 | 0 | 0 | 0
09.09. | 10 | 2.1 |  | 2.1 | 0 | 0 | 0 | 0
09.09. | 11 | 2.1 |  | 2.1 | 0 | 0 | 0 | 0
09.09. | 12 | 2.1 |  | 2.1 | 0 | 0 | 0 | 0
09.09. | 13 | 2.1 |  | 2.1 | 0 | 0 | 0 | 0
09.09. | 14 | 2.1 |  | 2.1 | 0 | 0 | 0 | 0
09.09. | 15 | 2.1 |  | 2.1 | 0 | 0 | 0 | 0
09.09. | 16 | 2.1 |  | 2.1 | 0 | 0 | 0 | 0
09.09. | 17 | 2.1 |  | 2.1 | 0 | 0 | 0 | 0
09.09. | 18 | 2.1 |  | 2.1 | 0 | 0 | 0 | 0
09.09. | 19 | 2.1 |  | 2.1 | 0 | 0 | 0 | 0
09.09. | 20 | 2.1 |  | 2.1 | 0 | 0 | 0 | 0
09.09. | 21 | 2.1 |  | 2.1 | 0 | 0 | 0 | 0
09.09. | 22 | 2.1 |  | 2.1 | 0 | 0 | 0 | 0
09.09. | 23 | 2.1 |  | 2.1 | 0 | 0 | 0 | 0
09.09. | 24 | 2.1 |  | 2.1 | 0 | 0 | 0 | 0
10.09. | 1 | 2.1 |  | 2.1 | 0 | 0 | 0 | 0
10.09. | 2 | 2.1 |  | 2.1 | 0 | 0 | 0 | 0
10.09. | 3 | 2.1 |  | 2.1 | 0 | 0 | 0 | 0
10.09. | 4 | 2.1 |  | 2.1 | 0 | 0 | 0 | 0
10.09. | 5 | 2.1 |  | 2.1 | 0 | 0 | 0 | 0
10.09. | 6 | 2.1 |  | 2.1 | 0 | 0 | 0 | 0
10.09. | 7 | 2.1 |  | 2.1 | 0 | 0 | 0 | 0
10.09. | 8 | 2.1 |  | 2.1 | 0 | 0 | 0 | 0
10.09. | 9 | 2.1 |  | 2.1 | 0 | 0 | 0 | 0
10.09. | 10 | 2.1 |  | 2.1 | 0 | 0 | 0 | 0
10.09. | 11 | 2.1 |  | 2.1 | 0 | 0 | 0 | 0
10.09. | 12 | 2.1 |  | 2.1 | 0 | 0 | 0 | 0
10.09. | 13 | 2.1 |  | 2.1 | 0 | 0 | 0 | 0
10.09. | 14 | 2.1 |  | 2.1 | 0 | 0 | 0 | 0
10.09. | 15 | 2.1 |  | 2.1 | 0 | 0 | 0 | 0
10.09. | 16 | 2.1 |  | 2.1 | 0 | 0 | 0 | 0
10.09. | 17 | 2.1 |  | 2.1 | 0 | 0 | 0 | 0
10.09. | 18 | 2.1 |  | 2.1 | 0 | 0 | 0 | 0
10.09. | 19 | 2.1 |  | 2.1 | 0 | 0 | 0 | 0
10.09. | 20 | 2.1 |  | 2.1 | 0 | 0 | 0 | 0
10.09. | 21 | 2.1 |  | 2.1 | 0 | 0 | 0 | 0
10.09. | 22 | 2.1 |  | 2.1 | 0 | 0 | 0 | 0
10.09. | 23 | 2.1 |  | 2.1 | 0 | 0 | 0 | 0
10.09. | 24 | 2.1 |  | 2.1 | 0 | 0 | 0 | 0
11.09. | 1 | 2.1 |  | 2.1 | 0 | 0 | 0 | 0
11.09. | 2 | 2.1 |  | 2.1 | 0 | 0 | 0 | 0
11.09. | 3 | 2.1 |  | 2.1 | 0 | 0 | 0 | 0
11.09. | 4 | 2.1 |  | 2.1 | 0 | 0 | 0 | 0
11.09. | 5 | 2.1 |  | 2.1 | 0 | 0 | 0 | 0
11.09. | 6 | 2.1 |  | 2.1 | 0 | 0 | 0 | 0
11.09. | 7 | 2.1 |  | 2.1 | 0 | 0 | 0 | 0
11.09. | 8 | 2.1 |  | 2.1 | 0 | 0 | 0 | 0
11.09. | 9 | 2.1 |  | 2.1 | 0 | 0 | 0 | 0
11.09. | 10 | 2.1 |  | 2.1 | 0 | 0 | 0 | 0
11.09. | 11 | 2.1 |  | 2.1 | 0 | 0 | 0 | 0
11.09. | 12 | 2.1 |  | 2.1 | 0 | 0 | 0 | 0
11.09. | 13 | 2.1 |  | 2.1 | 0 | 0 | 0 | 0
11.09. | 14 | 2.1 |  | 2.1 | 0 | 0 | 0 | 0
11.09. | 15 | 2.1 |  | 2.1 | 0 | 0 | 0 | 0
11.09. | 16 | 2.1 |  | 2.1 | 0 | 0 | 0 | 0
11.09. | 17 | 2.1 |  | 2.1 | 0 | 0 | 0 | 0
11.09. | 18 | 2.1 |  | 2.1 | 0 | 0 | 0 | 0
11.09. | 19 | 2.1 |  | 2.1 | 0 | 0 | 0 | 0
11.09. | 20 | 2.1 |  | 2.1 | 0 | 0 | 0 | 0
11.09. | 21 | 2.1 |  | 2.1 | 0 | 0 | 0 | 0
11.09. | 22 | 2.1 |  | 2.1 | 0 | 0 | 0 | 0
11.09. | 23 | 2.1 |  | 2.1 | 0 | 0 | 0 | 0
11.09. | 24 | 2.1 |  | 2.1 | 0 | 0 | 0 | 0
12.09. | 1 | 2.1 |  | 2.1 | 0 | 0 | 0 | 0
12.09. | 2 | 2.1 |  | 2.1 | 0 | 0 | 0 | 0
12.09. | 3 | 2.1 |  | 2.1 | 0 | 0 | 0 | 0
12.09. | 4 | 2.1 |  | 2.1 | 0 | 0 | 0 | 0
12.09. | 5 | 2.1 |  | 2.1 | 0 | 0 | 0 | 0
12.09. | 6 | 2.1 |  | 2.1 | 0 | 0 | 0 | 0
12.09. | 7 | 2.1 |  | 2.1 | 0 | 0 | 0 | 0
12.09. | 8 | 2.1 |  | 2.1 | 0 | 0 | 0 | 0
12.09. | 9 | 2.1 |  | 2.1 | 0 | 0 | 0 | 0
12.09. | 10 | 2.1 |  | 2.1 | 0 | 0 | 0 | 0
12.09. | 11 | 2.1 |  | 2.1 | 0 | 0 | 0 | 0
12.09. | 12 | 2.1 |  | 2.1 | 0 | 0 | 0 | 0
12.09. | 13 | 2.1 |  | 2.1 | 0 | 0 | 0 | 0
12.09. | 14 | 2.1 |  | 2.1 | 0 | 0 | 0 | 0
12.09. | 15 | 2.1 |  | 2.1 | 0 | 0 | 0 | 0
12.09. | 16 | 2.1 |  | 2.1 | 0 | 0 | 0 | 0
12.09. | 17 | 2.1 |  | 2.1 | 0 | 0 | 0 | 0
12.09. | 18 | 2.1 |  | 2.1 | 0 | 0 | 0 | 0
12.09. | 19 | 2.1 |  | 2.1 | 0 | 0 | 0 | 0
12.09. | 20 | 2.1 |  | 2.1 | 0 | 0 | 0 | 0
12.09. | 21 | 2.1 |  | 2.1 | 0 | 0 | 0 | 0
12.09. | 22 | 2.1 |  | 2.1 | 0 | 0 | 0 | 0
12.09. | 23 | 2.1 |  | 2.1 | 0 | 0 | 0 | 0
12.09. | 24 | 2.1 |  | 2.1 | 0 | 0 | 0 | 0
13.09. | 1 | 2.1 |  | 2.1 | 0 | 0 | 0 | 0
13.09. | 2 | 2.1 |  | 2.1 | 0 | 0 | 0 | 0
13.09. | 3 | 2.1 |  | 2.1 | 0 | 0 | 0 | 0
13.09. | 4 | 2.1 |  | 2.1 | 0 | 0 | 0 | 0
13.09. | 5 | 2.1 |  | 2.1 | 0 | 0 | 0 | 0
13.09. | 6 | 2.1 |  | 2.1 | 0 | 0 | 0 | 0
13.09. | 7 | 2.1 |  | 2.1 | 0 | 0 | 0 | 0
13.09. | 8 | 2.1 |  | 2.1 | 0 | 0 | 0 | 0
13.09. | 9 | 2.1 |  | 2.1 | 0 | 0 | 0 | 0
13.09. | 10 | 2.1 |  | 2.1 | 0 | 0 | 0 | 0
13.09. | 11 | 2.1 |  | 2.1 | 0 | 0 | 0 | 0
13.09. | 12 | 2.1 |  | 2.1 | 0 | 0 | 0 | 0
13.09. | 13 | 2.1 |  | 2.1 | 0 | 0 | 0 | 0
13.09. | 14 | 2.1 |  | 2.1 | 0 | 0 | 0 | 0
13.09. | 15 | 2.1 |  | 2.1 | 0 | 0 | 0 | 0
13.09. | 16 | 2.1 |  | 2.1 | 0 | 0 | 0 | 0
13.09. | 17 | 2.1 |  | 2.1 | 0 | 0 | 0 | 0
13.09. | 18 | 2.1 |  | 2.1 | 0 | 0 | 0 | 0
13.09. | 19 | 2.1 |  | 2.1 | 0 | 0 | 0 | 0
13.09. | 20 | 2.1 |  | 2.1 | 0 | 0 | 0 | 0
13.09. | 21 | 2.1 |  | 2.1 | 0 | 0 | 0 | 0
13.09. | 22 | 2.1 |  | 2.1 | 0 | 0 | 0 | 0
13.09. | 23 | 2.1 |  | 2.1 | 0 | 0 | 0 | 0
13.09. | 24 | 2.1 |  | 2.1 | 0 | 0 | 0 | 0
14.09. | 1 | 2.1 |  | 2.1 | 0 | 0 | 0 | 0
14.09. | 2 | 2.1 |  | 2.1 | 0 | 0 | 0 | 0
14.09. | 3 | 2.1 |  | 2.1 | 0 | 0 | 0 | 0
14.09. | 4 | 2.1 |  | 2.1 | 0 | 0 | 0 | 0
14.09. | 5 | 2.1 |  | 2.1 | 0 | 0 | 0 | 0
14.09. | 6 | 2.1 |  | 2.1 | 0 | 0 | 0 | 0
14.09. | 7 | 2.1 |  | 2.1 | 0 | 0 | 0 | 0
14.09. | 8 | 2.1 |  | 2.1 | 0 | 0 | 0 | 0
14.09. | 9 | 2.1 |  | 2.1 | 0 | 0 | 0 | 0
14.09. | 10 | 2.1 |  | 2.1 | 0 | 0 | 0 | 0
14.09. | 11 | 2.1 |  | 2.1 | 0 | 0 | 0 | 0
14.09. | 12 | 2.1 |  | 2.1 | 0 | 0 | 0 | 0
14.09. | 13 | 2.1 |  | 2.1 | 0 | 0 | 0 | 0
14.09. | 14 | 2.1 |  | 2.1 | 0 | 0 | 0 | 0
14.09. | 15 | 2.1 |  | 2.1 | 0 | 0 | 0 | 0
14.09. | 16 | 2.1 |  | 2.1 | 0 | 0 | 0 | 0
14.09. | 17 | 2.1 |  | 2.1 | 0 | 0 | 0 | 0
14.09. | 18 | 2.1 |  | 2.1 | 0 | 0 | 0 | 0
14.09. | 19 | 2.1 |  | 2.1 | 0 | 0 | 0 | 0
14.09. | 20 | 2.1 |  | 2.1 | 0 | 0 | 0 | 0
14.09. | 21 | 2.1 |  | 2.1 | 0 | 0 | 0 | 0
14.09. | 22 | 2.1 |  | 2.1 | 0 | 0 | 0 | 0
14.09. | 23 | 2.1 |  | 2.1 | 0 | 0 | 0 | 0
14.09. | 24 | 2.1 |  | 2.1 | 0 | 0 | 0 | 0
15.09. | 1 | 2.1 |  | 2.1 | 0 | 0 | 0 | 0
15.09. | 2 | 2.1 |  | 2.1 | 0 | 0 | 0 | 0
15.09. | 3 | 2.1 |  | 2.1 | 0 | 0 | 0 | 0
15.09. | 4 | 2.1 |  | 2.1 | 0 | 0 | 0 | 0
15.09. | 5 | 2.1 |  | 2.1 | 0 | 0 | 0 | 0
15.09. | 6 | 2.1 |  | 2.1 | 0 | 0 | 0 | 0
15.09. | 7 | 2.1 |  | 2.1 | 0 | 0 | 0 | 0
15.09. | 8 | 2.1 |  | 2.1 | 0 | 0 | 0 | 0
15.09. | 9 | 2.1 |  | 2.1 | 0 | 0 | 0 | 0
15.09. | 10 | 2.1 |  | 2.1 | 0 | 0 | 0 | 0
15.09. | 11 | 2.1 |  | 2.1 | 0 | 0 | 0 | 0
15.09. | 12 | 2.1 |  | 2.1 | 0 | 0 | 0 | 0
15.09. | 13 | 2.1 |  | 2.1 | 0 | 0 | 0 | 0
15.09. | 14 | 2.1 |  | 2.1 | 0 | 0 | 0 | 0
15.09. | 15 | 2.1 |  | 2.1 | 0 | 0 | 0 | 0
15.09. | 16 | 2.1 |  | 2.1 | 0 | 0 | 0 | 0
15.09. | 17 | 2.1 |  | 2.1 | 0 | 0 | 0 | 0
15.09. | 18 | 2.1 |  | 2.1 | 0 | 0 | 0 | 0
15.09. | 19 | 2.1 |  | 2.1 | 0 | 0 | 0 | 0
15.09. | 20 | 2.1 |  | 2.1 | 0 | 0 | 0 | 0
15.09. | 21 | 2.1 |  | 2.1 | 0 | 0 | 0 | 0
15.09. | 22 | 2.1 |  | 2.1 | 0 | 0 | 0 | 0
15.09. | 23 | 2.1 |  | 2.1 | 0 | 0 | 0 | 0
15.09. | 24 | 2.1 |  | 2.1 | 0 | 0 | 0 | 0
16.09. | 1 | 2.1 |  | 2.1 | 0 | 0 | 0 | 0
16.09. | 2 | 2.1 |  | 2.1 | 0 | 0 | 0 | 0
16.09. | 3 | 2.1 |  | 2.1 | 0 | 0 | 0 | 0
16.09. | 4 | 2.1 |  | 2.1 | 0 | 0 | 0 | 0
16.09. | 5 | 2.1 |  | 2.1 | 0 | 0 | 0 | 0
16.09. | 6 | 2.1 |  | 2.1 | 0 | 0 | 0 | 0
16.09. | 7 | 2.1 |  | 2.1 | 0 | 0 | 0 | 0
16.09. | 8 | 2.1 |  | 2.1 | 0 | 0 | 0 | 0
16.09. | 9 | 2.1 |  | 2.1 | 0 | 0 | 0 | 0
16.09. | 10 | 2.1 |  | 2.1 | 0 | 0 | 0 | 0
16.09. | 11 | 2.1 |  | 2.1 | 0 | 0 | 0 | 0
16.09. | 12 | 2.1 |  | 2.1 | 0 | 0 | 0 | 0
16.09. | 13 | 2.1 |  | 2.1 | 0 | 0 | 0 | 0
16.09. | 14 | 2.1 |  | 2.1 | 0 | 0 | 0 | 0
16.09. | 15 | 2.1 |  | 2.1 | 0 | 0 | 0 | 0
16.09. | 16 | 2.1 |  | 2.1 | 0 | 0 | 0 | 0
16.09. | 17 | 2.1 |  | 2.1 | 0 | 0 | 0 | 0
16.09. | 18 | 2.1 |  | 2.1 | 0 | 0 | 0 | 0
16.09. | 19 | 2.1 |  | 2.1 | 0 | 0 | 0 | 0
16.09. | 20 | 2.1 |  | 2.1 | 0 | 0 | 0 | 0
16.09. | 21 | 2.1 |  | 2.1 | 0 | 0 | 0 | 0
16.09. | 22 | 2.1 |  | 2.1 | 0 | 0 | 0 | 0
16.09. | 23 | 2.1 |  | 2.1 | 0 | 0 | 0 | 0
16.09. | 24 | 2.1 |  | 2.1 | 0 | 0 | 0 | 0
17.09. | 1 | 2.1 |  | 2.1 | 0 | 0 | 0 | 0
17.09. | 2 | 2.1 |  | 2.1 | 0 | 0 | 0 | 0
17.09. | 3 | 2.1 |  | 2.1 | 0 | 0 | 0 | 0
17.09. | 4 | 2.1 |  | 2.1 | 0 | 0 | 0 | 0
17.09. | 5 | 2.1 |  | 2.1 | 0 | 0 | 0 | 0
17.09. | 6 | 2.1 |  | 2.1 | 0 | 0 | 0 | 0
17.09. | 7 | 2.1 |  | 2.1 | 0 | 0 | 0 | 0
17.09. | 8 | 2.1 |  | 2.1 | 0 | 0 | 0 | 0
17.09. | 9 | 2.1 |  | 2.1 | 0 | 0 | 0 | 0
17.09. | 10 | 2.1 |  | 2.1 | 0 | 0 | 0 | 0
17.09. | 11 | 2.1 |  | 2.1 | 0 | 0 | 0 | 0
17.09. | 12 | 2.1 |  | 2.1 | 0 | 0 | 0 | 0
17.09. | 13 | 2.1 |  | 2.1 | 0 | 0 | 0 | 0
17.09. | 14 | 2.1 |  | 2.1 | 0 | 0 | 0 | 0
17.09. | 15 | 2.1 |  | 2.1 | 0 | 0 | 0 | 0
17.09. | 16 | 2.1 |  | 2.1 | 0 | 0 | 0 | 0
17.09. | 17 | 2.1 |  | 2.1 | 0 | 0 | 0 | 0
17.09. | 18 | 2.1 |  | 2.1 | 0 | 0 | 0 | 0
17.09. | 19 | 2.1 |  | 2.1 | 0 | 0 | 0 | 0
17.09. | 20 | 2.1 |  | 2.1 | 0 | 0 | 0 | 0
17.09. | 21 | 2.1 |  | 2.1 | 0 | 0 | 0 | 0
17.09. | 22 | 2.1 |  | 2.1 | 0 | 0 | 0 | 0
17.09. | 23 | 2.1 |  | 2.1 | 0 | 0 | 0 | 0
17.09. | 24 | 2.1 |  | 2.1 | 0 | 0 | 0 | 0
18.09. | 1 | 2.1 |  | 2.1 | 0 | 0 | 0 | 0
18.09. | 2 | 2.1 |  | 2.1 | 0 | 0 | 0 | 0
18.09. | 3 | 2.1 |  | 2.1 | 0 | 0 | 0 | 0
18.09. | 4 | 2.1 |  | 2.1 | 0 | 0 | 0 | 0
18.09. | 5 | 2.1 |  | 2.1 | 0 | 0 | 0 | 0
18.09. | 6 | 2.1 |  | 2.1 | 0 | 0 | 0 | 0
18.09. | 7 | 2.1 |  | 2.1 | 0 | 0 | 0 | 0
18.09. | 8 | 2.1 |  | 2.1 | 0 | 0 | 0 | 0
18.09. | 9 | 2.1 |  | 2.1 | 0 | 0 | 0 | 0
18.09. | 10 | 2.1 |  | 2.1 | 0 | 0 | 0 | 0
18.09. | 11 | 2.1 |  | 2.1 | 0 | 0 | 0 | 0
18.09. | 12 | 2.1 |  | 2.1 | 0 | 0 | 0 | 0
18.09. | 13 | 2.1 |  | 2.1 | 0 | 0 | 0 | 0
18.09. | 14 | 2.1 |  | 2.1 | 0 | 0 | 0 | 0
18.09. | 15 | 2.1 |  | 2.1 | 0 | 0 | 0 | 0
18.09. | 16 | 2.1 |  | 2.1 | 0 | 0 | 0 | 0
18.09. | 17 | 2.1 |  | 2.1 | 0 | 0 | 0 | 0
18.09. | 18 | 2.1 |  | 2.1 | 0 | 0 | 0 | 0
18.09. | 19 | 2.1 |  | 2.1 | 0 | 0 | 0 | 0
18.09. | 20 | 2.1 |  | 2.1 | 0 | 0 | 0 | 0
18.09. | 21 | 2.1 |  | 2.1 | 0 | 0 | 0 | 0
18.09. | 22 | 2.1 |  | 2.1 | 0 | 0 | 0 | 0
18.09. | 23 | 2.1 |  | 2.1 | 0 | 0 | 0 | 0
18.09. | 24 | 2.1 |  | 2.1 | 0 | 0 | 0 | 0
19.09. | 1 | 2.1 |  | 2.1 | 0 | 0 | 0 | 0
19.09. | 2 | 2.1 |  | 2.1 | 0 | 0 | 0 | 0
19.09. | 3 | 2.1 |  | 2.1 | 0 | 0 | 0 | 0
19.09. | 4 | 2.1 |  | 2.1 | 0 | 0 | 0 | 0
19.09. | 5 | 2.1 |  | 2.1 | 0 | 0 | 0 | 0
19.09. | 6 | 2.1 |  | 2.1 | 0 | 0 | 0 | 0
19.09. | 7 | 2.1 |  | 2.1 | 0 | 0 | 0 | 0
19.09. | 8 | 2.1 |  | 2.1 | 0 | 0 | 0 | 0
19.09. | 9 | 2.1 |  | 2.1 | 0 | 0 | 0 | 0
19.09. | 10 | 2.1 |  | 2.1 | 0 | 0 | 0 | 0
19.09. | 11 | 2.1 |  | 2.1 | 0 | 0 | 0 | 0
19.09. | 12 | 2.1 |  | 2.1 | 0 | 0 | 0 | 0
19.09. | 13 | 2.1 |  | 2.1 | 0 | 0 | 0 | 0
19.09. | 14 | 2.1 |  | 2.1 | 0 | 0 | 0 | 0
19.09. | 15 | 2.1 |  | 2.1 | 0 | 0 | 0 | 0
19.09. | 16 | 2.1 |  | 2.1 | 0 | 0 | 0 | 0
19.09. | 17 | 2.1 |  | 2.1 | 0 | 0 | 0 | 0
19.09. | 18 | 2.1 |  | 2.1 | 0 | 0 | 0 | 0
19.09. | 19 | 2.1 |  | 2.1 | 0 | 0 | 0 | 0
19.09. | 20 | 2.1 |  | 2.1 | 0 | 0 | 0 | 0
19.09. | 21 | 2.1 |  | 2.1 | 0 | 0 | 0 | 0
19.09. | 22 | 2.1 |  | 2.1 | 0 | 0 | 0 | 0
19.09. | 23 | 2.1 |  | 2.1 | 0 | 0 | 0 | 0
19.09. | 24 | 2.1 |  | 2.1 | 0 | 0 | 0 | 0
20.09. | 1 | 2.1 |  | 2.1 | 0 | 0 | 0 | 0
20.09. | 2 | 2.1 |  | 2.1 | 0 | 0 | 0 | 0
20.09. | 3 | 2.1 |  | 2.1 | 0 | 0 | 0 | 0
20.09. | 4 | 2.1 |  | 2.1 | 0 | 0 | 0 | 0
20.09. | 5 | 2.1 |  | 2.1 | 0 | 0 | 0 | 0
20.09. | 6 | 2.1 |  | 2.1 | 0 | 0 | 0 | 0
20.09. | 7 | 2.1 |  | 2.1 | 0 | 0 | 0 | 0
20.09. | 8 | 2.1 |  | 2.1 | 0 | 0 | 0 | 0
20.09. | 9 | 2.1 |  | 2.1 | 0 | 0 | 0 | 0
20.09. | 10 | 2.1 |  | 2.1 | 0 | 0 | 0 | 0
20.09. | 11 | 2.1 |  | 2.1 | 0 | 0 | 0 | 0
20.09. | 12 | 2.1 |  | 2.1 | 0 | 0 | 0 | 0
20.09. | 13 | 2.1 |  | 2.1 | 0 | 0 | 0 | 0
20.09. | 14 | 2.1 |  | 2.1 | 0 | 0 | 0 | 0
20.09. | 15 | 2.1 |  | 2.1 | 0 | 0 | 0 | 0
20.09. | 16 | 2.1 |  | 2.1 | 0 | 0 | 0 | 0
20.09. | 17 | 2.1 |  | 2.1 | 0 | 0 | 0 | 0
20.09. | 18 | 2.1 |  | 2.1 | 0 | 0 | 0 | 0
20.09. | 19 | 2.1 |  | 2.1 | 0 | 0 | 0 | 0
20.09. | 20 | 2.1 |  | 2.1 | 0 | 0 | 0 | 0
20.09. | 21 | 2.1 |  | 2.1 | 0 | 0 | 0 | 0
20.09. | 22 | 2.1 |  | 2.1 | 0 | 0 | 0 | 0
20.09. | 23 | 2.1 |  | 2.1 | 0 | 0 | 0 | 0
20.09. | 24 | 2.1 |  | 2.1 | 0 | 0 | 0 | 0
21.09. | 1 | 2.1 |  | 2.1 | 0 | 0 | 0 | 0
21.09. | 2 | 2.1 |  | 2.1 | 0 | 0 | 0 | 0
21.09. | 3 | 2.1 |  | 2.1 | 0 | 0 | 0 | 0
21.09. | 4 | 2.1 |  | 2.1 | 0 | 0 | 0 | 0
21.09. | 5 | 2.1 |  | 2.1 | 0 | 0 | 0 | 0
21.09. | 6 | 2.1 |  | 2.1 | 0 | 0 | 0 | 0
21.09. | 7 | 2.1 |  | 2.1 | 0 | 0 | 0 | 0
21.09. | 8 | 2.1 |  | 2.1 | 0 | 0 | 0 | 0
21.09. | 9 | 2.1 |  | 2.1 | 0 | 0 | 0 | 0
21.09. | 10 | 2.1 |  | 2.1 | 0 | 0 | 0 | 0
21.09. | 11 | 2.1 |  | 2.1 | 0 | 0 | 0 | 0
21.09. | 12 | 2.1 |  | 2.1 | 0 | 0 | 0 | 0
21.09. | 13 | 2.1 |  | 2.1 | 0 | 0 | 0 | 0
21.09. | 14 | 2.1 |  | 2.1 | 0 | 0 | 0 | 0
21.09. | 15 | 2.1 |  | 2.1 | 0 | 0 | 0 | 0
21.09. | 16 | 2.1 |  | 2.1 | 0 | 0 | 0 | 0
21.09. | 17 | 2.1 |  | 2.1 | 0 | 0 | 0 | 0
21.09. | 18 | 2.1 |  | 2.1 | 0 | 0 | 0 | 0
21.09. | 19 | 2.1 |  | 2.1 | 0 | 0 | 0 | 0
21.09. | 20 | 2.1 |  | 2.1 | 0 | 0 | 0 | 0
21.09. | 21 | 2.1 |  | 2.1 | 0 | 0 | 0 | 0
21.09. | 22 | 2.1 |  | 2.1 | 0 | 0 | 0 | 0
21.09. | 23 | 2.1 |  | 2.1 | 0 | 0 | 0 | 0
21.09. | 24 | 2.1 |  | 2.1 | 0 | 0 | 0 | 0
22.09. | 1 | 2.1 |  | 2.1 | 0 | 0 | 0 | 0
22.09. | 2 | 2.1 |  | 2.1 | 0 | 0 | 0 | 0
22.09. | 3 | 2.1 |  | 2.1 | 0 | 0 | 0 | 0
22.09. | 4 | 2.1 |  | 2.1 | 0 | 0 | 0 | 0
22.09. | 5 | 2.1 |  | 2.1 | 0 | 0 | 0 | 0
22.09. | 6 | 2.1 |  | 2.1 | 0 | 0 | 0 | 0
22.09. | 7 | 2.1 |  | 2.1 | 0 | 0 | 0 | 0
22.09. | 8 | 2.1 |  | 2.1 | 0 | 0 | 0 | 0
22.09. | 9 | 2.1 |  | 2.1 | 0 | 0 | 0 | 0
22.09. | 10 | 2.1 |  | 2.1 | 0 | 0 | 0 | 0
22.09. | 11 | 2.1 |  | 2.1 | 0 | 0 | 0 | 0
22.09. | 12 | 2.1 |  | 2.1 | 0 | 0 | 0 | 0
22.09. | 13 | 2.1 |  | 2.1 | 0 | 0 | 0 | 0
22.09. | 14 | 2.1 |  | 2.1 | 0 | 0 | 0 | 0
22.09. | 15 | 2.1 |  | 2.1 | 0 | 0 | 0 | 0
22.09. | 16 | 2.1 |  | 2.1 | 0 | 0 | 0 | 0
22.09. | 17 | 2.1 |  | 2.1 | 0 | 0 | 0 | 0
22.09. | 18 | 2.1 |  | 2.1 | 0 | 0 | 0 | 0
22.09. | 19 | 2.1 |  | 2.1 | 0 | 0 | 0 | 0
22.09. | 20 | 2.1 |  | 2.1 | 0 | 0 | 0 | 0
22.09. | 21 | 2.1 |  | 2.1 | 0 | 0 | 0 | 0
22.09. | 22 | 2.1 |  | 2.1 | 0 | 0 | 0 | 0
22.09. | 23 | 2.1 |  | 2.1 | 0 | 0 | 0 | 0
22.09. | 24 | 2.1 |  | 2.1 | 0 | 0 | 0 | 0
23.09. | 1 | 2.1 |  | 2.1 | 0 | 0 | 0 | 0
23.09. | 2 | 2.1 |  | 2.1 | 0 | 0 | 0 | 0
23.09. | 3 | 2.1 |  | 2.1 | 0 | 0 | 0 | 0
23.09. | 4 | 2.1 |  | 2.1 | 0 | 0 | 0 | 0
23.09. | 5 | 2.1 |  | 2.1 | 0 | 0 | 0 | 0
23.09. | 6 | 2.1 |  | 2.1 | 0 | 0 | 0 | 0
23.09. | 7 | 2.1 |  | 2.1 | 0 | 0 | 0 | 0
23.09. | 8 | 2.1 |  | 2.1 | 0 | 0 | 0 | 0
23.09. | 9 | 2.1 |  | 2.1 | 0 | 0 | 0 | 0
23.09. | 10 | 2.1 |  | 2.1 | 0 | 0 | 0 | 0
23.09. | 11 | 2.1 |  | 2.1 | 0 | 0 | 0 | 0
23.09. | 12 | 2.1 |  | 2.1 | 0 | 0 | 0 | 0
23.09. | 13 | 2.1 |  | 2.1 | 0 | 0 | 0 | 0
23.09. | 14 | 2.1 |  | 2.1 | 0 | 0 | 0 | 0
23.09. | 15 | 2.1 |  | 2.1 | 0 | 0 | 0 | 0
23.09. | 16 | 2.1 |  | 2.1 | 0 | 0 | 0 | 0
23.09. | 17 | 2.1 |  | 2.1 | 0 | 0 | 0 | 0
23.09. | 18 | 2.1 |  | 2.1 | 0 | 0 | 0 | 0
23.09. | 19 | 2.1 |  | 2.1 | 0 | 0 | 0 | 0
23.09. | 20 | 2.1 |  | 2.1 | 0 | 0 | 0 | 0
23.09. | 21 | 2.1 |  | 2.1 | 0 | 0 | 0 | 0
23.09. | 22 | 2.1 |  | 2.1 | 0 | 0 | 0 | 0
23.09. | 23 | 2.1 |  | 2.1 | 0 | 0 | 0 | 0
23.09. | 24 | 2.1 |  | 2.1 | 0 | 0 | 0 | 0
24.09. | 1 | 2.1 |  | 2.1 | 0 | 0 | 0 | 0
24.09. | 2 | 2.1 |  | 2.1 | 0 | 0 | 0 | 0
24.09. | 3 | 2.1 |  | 2.1 | 0 | 0 | 0 | 0
24.09. | 4 | 2.1 |  | 2.1 | 0 | 0 | 0 | 0
24.09. | 5 | 2.1 |  | 2.1 | 0 | 0 | 0 | 0
24.09. | 6 | 2.1 |  | 2.1 | 0 | 0 | 0 | 0
24.09. | 7 | 2.1 |  | 2.1 | 0 | 0 | 0 | 0
24.09. | 8 | 2.1 |  | 2.1 | 0 | 0 | 0 | 0
24.09. | 9 | 2.1 |  | 2.1 | 0 | 0 | 0 | 0
24.09. | 10 | 2.1 |  | 2.1 | 0 | 0 | 0 | 0
24.09. | 11 | 2.1 |  | 2.1 | 0 | 0 | 0 | 0
24.09. | 12 | 2.1 |  | 2.1 | 0 | 0 | 0 | 0
24.09. | 13 | 2.1 |  | 2.1 | 0 | 0 | 0 | 0
24.09. | 14 | 2.1 |  | 2.1 | 0 | 0 | 0 | 0
24.09. | 15 | 2.1 |  | 2.1 | 0 | 0 | 0 | 0
24.09. | 16 | 2.1 |  | 2.1 | 0 | 0 | 0 | 0
24.09. | 17 | 2.1 |  | 2.1 | 0 | 0 | 0 | 0
24.09. | 18 | 2.1 |  | 2.1 | 0 | 0 | 0 | 0
24.09. | 19 | 2.1 |  | 2.1 | 0 | 0 | 0 | 0
24.09. | 20 | 2.1 |  | 2.1 | 0 | 0 | 0 | 0
24.09. | 21 | 2.1 |  | 2.1 | 0 | 0 | 0 | 0
24.09. | 22 | 2.1 |  | 2.1 | 0 | 0 | 0 | 0
24.09. | 23 | 2.1 |  | 2.1 | 0 | 0 | 0 | 0
24.09. | 24 | 2.1 |  | 2.1 | 0 | 0 | 0 | 0
25.09. | 1 | 2.1 |  | 2.1 | 0 | 0 | 0 | 0
25.09. | 2 | 2.1 |  | 2.1 | 0 | 0 | 0 | 0
25.09. | 3 | 2.1 |  | 2.1 | 0 | 0 | 0 | 0
25.09. | 4 | 2.1 |  | 2.1 | 0 | 0 | 0 | 0
25.09. | 5 | 2.1 |  | 2.1 | 0 | 0 | 0 | 0
25.09. | 6 | 2.1 |  | 2.1 | 0 | 0 | 0 | 0
25.09. | 7 | 2.1 |  | 2.1 | 0 | 0 | 0 | 0
25.09. | 8 | 2.1 |  | 2.1 | 0 | 0 | 0 | 0
25.09. | 9 | 2.1 |  | 2.1 | 0 | 0 | 0 | 0
25.09. | 10 | 2.1 |  | 2.1 | 0 | 0 | 0 | 0
25.09. | 11 | 2.1 |  | 2.1 | 0 | 0 | 0 | 0
25.09. | 12 | 2.1 |  | 2.1 | 0 | 0 | 0 | 0
25.09. | 13 | 2.1 |  | 2.1 | 0 | 0 | 0 | 0
25.09. | 14 | 2.1 |  | 2.1 | 0 | 0 | 0 | 0
25.09. | 15 | 2.1 |  | 2.1 | 0 | 0 | 0 | 0
25.09. | 16 | 2.1 |  | 2.1 | 0 | 0 | 0 | 0
25.09. | 17 | 2.1 |  | 2.1 | 0 | 0 | 0 | 0
25.09. | 18 | 2.1 |  | 2.1 | 0 | 0 | 0 | 0
25.09. | 19 | 2.1 |  | 2.1 | 0 | 0 | 0 | 0
25.09. | 20 | 2.1 |  | 2.1 | 0 | 0 | 0 | 0
25.09. | 21 | 2.1 |  | 2.1 | 0 | 0 | 0 | 0
25.09. | 22 | 2.1 |  | 2.1 | 0 | 0 | 0 | 0
25.09. | 23 | 2.1 |  | 2.1 | 0 | 0 | 0 | 0
25.09. | 24 | 2.1 |  | 2.1 | 0 | 0 | 0 | 0
26.09. | 1 | 2.1 |  | 2.1 | 0 | 0 | 0 | 0
26.09. | 2 | 2.1 |  | 2.1 | 0 | 0 | 0 | 0
26.09. | 3 | 2.1 |  | 2.1 | 0 | 0 | 0 | 0
26.09. | 4 | 2.1 |  | 2.1 | 0 | 0 | 0 | 0
26.09. | 5 | 2.1 |  | 2.1 | 0 | 0 | 0 | 0
26.09. | 6 | 2.1 |  | 2.1 | 0 | 0 | 0 | 0
26.09. | 7 | 2.1 |  | 2.1 | 0 | 0 | 0 | 0
26.09. | 8 | 2.1 |  | 2.1 | 0 | 0 | 0 | 0
26.09. | 9 | 2.1 |  | 2.1 | 0 | 0 | 0 | 0
26.09. | 10 | 2.1 |  | 2.1 | 0 | 0 | 0 | 0
26.09. | 11 | 2.1 |  | 2.1 | 0 | 0 | 0 | 0
26.09. | 12 | 2.1 |  | 2.1 | 0 | 0 | 0 | 0
26.09. | 13 | 2.1 |  | 2.1 | 0 | 0 | 0 | 0
26.09. | 14 | 2.1 |  | 2.1 | 0 | 0 | 0 | 0
26.09. | 15 | 2.1 |  | 2.1 | 0 | 0 | 0 | 0
26.09. | 16 | 2.1 |  | 2.1 | 0 | 0 | 0 | 0
26.09. | 17 | 2.1 |  | 2.1 | 0 | 0 | 0 | 0
26.09. | 18 | 2.1 |  | 2.1 | 0 | 0 | 0 | 0
26.09. | 19 | 2.1 |  | 2.1 | 0 | 0 | 0 | 0
26.09. | 20 | 2.1 |  | 2.1 | 0 | 0 | 0 | 0
26.09. | 21 | 2.1 |  | 2.1 | 0 | 0 | 0 | 0
26.09. | 22 | 2.1 |  | 2.1 | 0 | 0 | 0 | 0
26.09. | 23 | 2.1 |  | 2.1 | 0 | 0 | 0 | 0
26.09. | 24 | 2.1 |  | 2.1 | 0 | 0 | 0 | 0
27.09. | 1 | 2.1 |  | 2.1 | 0 | 0 | 0 | 0
27.09. | 2 | 2.1 |  | 2.1 | 0 | 0 | 0 | 0
27.09. | 3 | 2.1 |  | 2.1 | 0 | 0 | 0 | 0
27.09. | 4 | 2.1 |  | 2.1 | 0 | 0 | 0 | 0
27.09. | 5 | 2.1 |  | 2.1 | 0 | 0 | 0 | 0
27.09. | 6 | 2.1 |  | 2.1 | 0 | 0 | 0 | 0
27.09. | 7 | 2.1 |  | 2.1 | 0 | 0 | 0 | 0
27.09. | 8 | 2.1 |  | 2.1 | 0 | 0 | 0 | 0
27.09. | 9 | 2.1 |  | 2.1 | 0 | 0 | 0 | 0
27.09. | 10 | 2.1 |  | 2.1 | 0 | 0 | 0 | 0
27.09. | 11 | 2.1 |  | 2.1 | 0 | 0 | 0 | 0
27.09. | 12 | 2.1 |  | 2.1 | 0 | 0 | 0 | 0
27.09. | 13 | 2.1 |  | 2.1 | 0 | 0 | 0 | 0
27.09. | 14 | 2.1 |  | 2.1 | 0 | 0 | 0 | 0
27.09. | 15 | 2.1 |  | 2.1 | 0 | 0 | 0 | 0
27.09. | 16 | 2.1 |  | 2.1 | 0 | 0 | 0 | 0
27.09. | 17 | 2.1 |  | 2.1 | 0 | 0 | 0 | 0
27.09. | 18 | 2.1 |  | 2.1 | 0 | 0 | 0 | 0
27.09. | 19 | 2.1 |  | 2.1 | 0 | 0 | 0 | 0
27.09. | 20 | 2.1 |  | 2.1 | 0 | 0 | 0 | 0
27.09. | 21 | 2.1 |  | 2.1 | 0 | 0 | 0 | 0
27.09. | 22 | 2.1 |  | 2.1 | 0 | 0 | 0 | 0
27.09. | 23 | 2.1 |  | 2.1 | 0 | 0 | 0 | 0
27.09. | 24 | 2.1 |  | 2.1 | 0 | 0 | 0 | 0
28.09. | 1 | 2.1 |  | 2.1 | 0 | 0 | 0 | 0
28.09. | 2 | 2.1 |  | 2.1 | 0 | 0 | 0 | 0
28.09. | 3 | 2.1 |  | 2.1 | 0 | 0 | 0 | 0
28.09. | 4 | 2.1 |  | 2.1 | 0 | 0 | 0 | 0
28.09. | 5 | 2.1 |  | 2.1 | 0 | 0 | 0 | 0
28.09. | 6 | 2.1 |  | 2.1 | 0 | 0 | 0 | 0
28.09. | 7 | 2.1 |  | 2.1 | 0 | 0 | 0 | 0
28.09. | 8 | 2.1 |  | 2.1 | 0 | 0 | 0 | 0
28.09. | 9 | 2.1 |  | 2.1 | 0 | 0 | 0 | 0
28.09. | 10 | 2.1 |  | 2.1 | 0 | 0 | 0 | 0
28.09. | 11 | 2.1 |  | 2.1 | 0 | 0 | 0 | 0
28.09. | 12 | 2.1 |  | 2.1 | 0 | 0 | 0 | 0
28.09. | 13 | 2.1 |  | 2.1 | 0 | 0 | 0 | 0
28.09. | 14 | 2.1 |  | 2.1 | 0 | 0 | 0 | 0
28.09. | 15 | 2.1 |  | 2.1 | 0 | 0 | 0 | 0
28.09. | 16 | 2.1 |  | 2.1 | 0 | 0 | 0 | 0
28.09. | 17 | 2.1 |  | 2.1 | 0 | 0 | 0 | 0
28.09. | 18 | 2.1 |  | 2.1 | 0 | 0 | 0 | 0
28.09. | 19 | 2.1 |  | 2.1 | 0 | 0 | 0 | 0
28.09. | 20 | 2.1 |  | 2.1 | 0 | 0 | 0 | 0
28.09. | 21 | 2.1 |  | 2.1 | 0 | 0 | 0 | 0
28.09. | 22 | 2.1 |  | 2.1 | 0 | 0 | 0 | 0
28.09. | 23 | 2.1 |  | 2.1 | 0 | 0 | 0 | 0
28.09. | 24 | 2.1 |  | 2.1 | 0 | 0 | 0 | 0
29.09. | 1 | 2.1 |  | 2.1 | 0 | 0 | 0 | 0
29.09. | 2 | 2.1 |  | 2.1 | 0 | 0 | 0 | 0
29.09. | 3 | 2.1 |  | 2.1 | 0 | 0 | 0 | 0
29.09. | 4 | 2.1 |  | 2.1 | 0 | 0 | 0 | 0
29.09. | 5 | 2.1 |  | 2.1 | 0 | 0 | 0 | 0
29.09. | 6 | 2.1 |  | 2.1 | 0 | 0 | 0 | 0
29.09. | 7 | 2.1 |  | 2.1 | 0 | 0 | 0 | 0
29.09. | 8 | 2.1 |  | 2.1 | 0 | 0 | 0 | 0
29.09. | 9 | 2.1 |  | 2.1 | 0 | 0 | 0 | 0
29.09. | 10 | 2.1 |  | 2.1 | 0 | 0 | 0 | 0
29.09. | 11 | 2.1 |  | 2.1 | 0 | 0 | 0 | 0
29.09. | 12 | 2.1 |  | 2.1 | 0 | 0 | 0 | 0
29.09. | 13 | 2.1 |  | 2.1 | 0 | 0 | 0 | 0
29.09. | 14 | 2.1 |  | 2.1 | 0 | 0 | 0 | 0
29.09. | 15 | 2.1 |  | 2.1 | 0 | 0 | 0 | 0
29.09. | 16 | 2.1 |  | 2.1 | 0 | 0 | 0 | 0
29.09. | 17 | 2.1 |  | 2.1 | 0 | 0 | 0 | 0
29.09. | 18 | 2.1 |  | 2.1 | 0 | 0 | 0 | 0
29.09. | 19 | 2.1 |  | 2.1 | 0 | 0 | 0 | 0
29.09. | 20 | 2.1 |  | 2.1 | 0 | 0 | 0 | 0
29.09. | 21 | 2.1 |  | 2.1 | 0 | 0 | 0 | 0
29.09. | 22 | 2.1 |  | 2.1 | 0 | 0 | 0 | 0
29.09. | 23 | 2.1 |  | 2.1 | 0 | 0 | 0 | 0
29.09. | 24 | 2.1 |  | 2.1 | 0 | 0 | 0 | 0
30.09. | 1 | 2.1 |  | 2.1 | 0 | 0 | 0 | 0
30.09. | 2 | 2.1 |  | 2.1 | 0 | 0 | 0 | 0
30.09. | 3 | 2.1 |  | 2.1 | 0 | 0 | 0 | 0
30.09. | 4 | 2.1 |  | 2.1 | 0 | 0 | 0 | 0
30.09. | 5 | 2.1 |  | 2.1 | 0 | 0 | 0 | 0
30.09. | 6 | 2.1 |  | 2.1 | 0 | 0 | 0 | 0
30.09. | 7 | 2.1 |  | 2.1 | 0 | 0 | 0 | 0
30.09. | 8 | 2.1 |  | 2.1 | 0 | 0 | 0 | 0
30.09. | 9 | 2.1 |  | 2.1 | 0 | 0 | 0 | 0
30.09. | 10 | 2.1 |  | 2.1 | 0 | 0 | 0 | 0
30.09. | 11 | 2.1 |  | 2.1 | 0 | 0 | 0 | 0
30.09. | 12 | 2.1 |  | 2.1 | 0 | 0 | 0 | 0
30.09. | 13 | 2.1 |  | 2.1 | 0 | 0 | 0 | 0
30.09. | 14 | 2.1 |  | 2.1 | 0 | 0 | 0 | 0
30.09. | 15 | 2.1 |  | 2.1 | 0 | 0 | 0 | 0
30.09. | 16 | 2.1 |  | 2.1 | 0 | 0 | 0 | 0
30.09. | 17 | 2.1 |  | 2.1 | 0 | 0 | 0 | 0
30.09. | 18 | 2.1 |  | 2.1 | 0 | 0 | 0 | 0
30.09. | 19 | 2.1 |  | 2.1 | 0 | 0 | 0 | 0
30.09. | 20 | 2.1 |  | 2.1 | 0 | 0 | 0 | 0
30.09. | 21 | 2.1 |  | 2.1 | 0 | 0 | 0 | 0
30.09. | 22 | 2.1 |  | 2.1 | 0 | 0 | 0 | 0
30.09. | 23 | 2.1 |  | 2.1 | 0 | 0 | 0 | 0
30.09. | 24 | 2.1 |  | 2.1 | 0 | 0 | 0 | 0
01.10. | 1 | 2.1 |  | 2.1 | 0 | 0 | 0 | 0
01.10. | 2 | 2.1 |  | 2.1 | 0 | 0 | 0 | 0
01.10. | 3 | 2.1 |  | 2.1 | 0 | 0 | 0 | 0
01.10. | 4 | 2.1 |  | 2.1 | 0 | 0 | 0 | 0
01.10. | 5 | 2.1 |  | 2.1 | 0 | 0 | 0 | 0
01.10. | 6 | 2.1 |  | 2.1 | 0 | 0 | 0 | 0
01.10. | 7 | 2.1 |  | 2.1 | 0 | 0 | 0 | 0
01.10. | 8 | 2.1 |  | 2.1 | 0 | 0 | 0 | 0
01.10. | 9 | 2.1 |  | 2.1 | 0 | 0 | 0 | 0
01.10. | 10 | 2.1 |  | 2.1 | 0 | 0 | 0 | 0
01.10. | 11 | 2.1 |  | 2.1 | 0 | 0 | 0 | 0
01.10. | 12 | 2.1 |  | 2.1 | 0 | 0 | 0 | 0
01.10. | 13 | 2.1 |  | 2.1 | 0 | 0 | 0 | 0
01.10. | 14 | 2.1 |  | 2.1 | 0 | 0 | 0 | 0
01.10. | 15 | 2.1 |  | 2.1 | 0 | 0 | 0 | 0
01.10. | 16 | 2.1 |  | 2.1 | 0 | 0 | 0 | 0
01.10. | 17 | 2.1 |  | 2.1 | 0 | 0 | 0 | 0
01.10. | 18 | 2.1 |  | 2.1 | 0 | 0 | 0 | 0
01.10. | 19 | 2.1 |  | 2.1 | 0 | 0 | 0 | 0
01.10. | 20 | 2.1 |  | 2.1 | 0 | 0 | 0 | 0
01.10. | 21 | 2.1 |  | 2.1 | 0 | 0 | 0 | 0
01.10. | 22 | 2.1 |  | 2.1 | 0 | 0 | 0 | 0
01.10. | 23 | 2.1 |  | 2.1 | 0 | 0 | 0 | 0
01.10. | 24 | 2.1 |  | 2.1 | 0 | 0 | 0 | 0
02.10. | 1 | 2.1 |  | 2.1 | 0 | 0 | 0 | 0
02.10. | 2 | 2.1 |  | 2.1 | 0 | 0 | 0 | 0
02.10. | 3 | 2.1 |  | 2.1 | 0 | 0 | 0 | 0
02.10. | 4 | 2.1 |  | 2.1 | 0 | 0 | 0 | 0
02.10. | 5 | 2.1 |  | 2.1 | 0 | 0 | 0 | 0
02.10. | 6 | 2.1 |  | 2.1 | 0 | 0 | 0 | 0
02.10. | 7 | 2.1 |  | 2.1 | 0 | 0 | 0 | 0
02.10. | 8 | 2.1 |  | 2.1 | 0 | 0 | 0 | 0
02.10. | 9 | 2.1 |  | 2.1 | 0 | 0 | 0 | 0
02.10. | 10 | 2.1 |  | 2.1 | 0 | 0 | 0 | 0
02.10. | 11 | 2.1 |  | 2.1 | 0 | 0 | 0 | 0
02.10. | 12 | 2.1 |  | 2.1 | 0 | 0 | 0 | 0
02.10. | 13 | 2.1 |  | 2.1 | 0 | 0 | 0 | 0
02.10. | 14 | 2.1 |  | 2.1 | 0 | 0 | 0 | 0
02.10. | 15 | 2.1 |  | 2.1 | 0 | 0 | 0 | 0
02.10. | 16 | 2.1 |  | 2.1 | 0 | 0 | 0 | 0
02.10. | 17 | 2.1 |  | 2.1 | 0 | 0 | 0 | 0
02.10. | 18 | 2.1 |  | 2.1 | 0 | 0 | 0 | 0
02.10. | 19 | 2.1 |  | 2.1 | 0 | 0 | 0 | 0
02.10. | 20 | 2.1 |  | 2.1 | 0 | 0 | 0 | 0
02.10. | 21 | 2.1 |  | 2.1 | 0 | 0 | 0 | 0
02.10. | 22 | 2.1 |  | 2.1 | 0 | 0 | 0 | 0
02.10. | 23 | 2.1 |  | 2.1 | 0 | 0 | 0 | 0
02.10. | 24 | 2.1 |  | 2.1 | 0 | 0 | 0 | 0
03.10. | 1 | 2.1 |  | 2.1 | 0 | 0 | 0 | 0
03.10. | 2 | 2.1 |  | 2.1 | 0 | 0 | 0 | 0
03.10. | 3 | 2.1 |  | 2.1 | 0 | 0 | 0 | 0
03.10. | 4 | 2.1 |  | 2.1 | 0 | 0 | 0 | 0
03.10. | 5 | 2.1 |  | 2.1 | 0 | 0 | 0 | 0
03.10. | 6 | 2.1 |  | 2.1 | 0 | 0 | 0 | 0
03.10. | 7 | 2.1 |  | 2.1 | 0 | 0 | 0 | 0
03.10. | 8 | 2.1 |  | 2.1 | 0 | 0 | 0 | 0
03.10. | 9 | 2.1 |  | 2.1 | 0 | 0 | 0 | 0
03.10. | 10 | 2.1 |  | 2.1 | 0 | 0 | 0 | 0
03.10. | 11 | 2.1 |  | 2.1 | 0 | 0 | 0 | 0
03.10. | 12 | 2.1 |  | 2.1 | 0 | 0 | 0 | 0
03.10. | 13 | 2.1 |  | 2.1 | 0 | 0 | 0 | 0
03.10. | 14 | 2.1 |  | 2.1 | 0 | 0 | 0 | 0
03.10. | 15 | 2.1 |  | 2.1 | 0 | 0 | 0 | 0
03.10. | 16 | 2.1 |  | 2.1 | 0 | 0 | 0 | 0
03.10. | 17 | 2.1 |  | 2.1 | 0 | 0 | 0 | 0
03.10. | 18 | 2.1 |  | 2.1 | 0 | 0 | 0 | 0
03.10. | 19 | 2.1 |  | 2.1 | 0 | 0 | 0 | 0
03.10. | 20 | 2.1 |  | 2.1 | 0 | 0 | 0 | 0
03.10. | 21 | 2.1 |  | 2.1 | 0 | 0 | 0 | 0
03.10. | 22 | 2.1 |  | 2.1 | 0 | 0 | 0 | 0
03.10. | 23 | 2.1 |  | 2.1 | 0 | 0 | 0 | 0
03.10. | 24 | 2.1 |  | 2.1 | 0 | 0 | 0 | 0
04.10. | 1 | 2.1 |  | 2.1 | 0 | 0 | 0 | 0
04.10. | 2 | 2.1 |  | 2.1 | 0 | 0 | 0 | 0
04.10. | 3 | 2.1 |  | 2.1 | 0 | 0 | 0 | 0
04.10. | 4 | 2.1 |  | 2.1 | 0 | 0 | 0 | 0
04.10. | 5 | 2.1 |  | 2.1 | 0 | 0 | 0 | 0
04.10. | 6 | 2.1 |  | 2.1 | 0 | 0 | 0 | 0
04.10. | 7 | 2.1 |  | 2.1 | 0 | 0 | 0 | 0
04.10. | 8 | 2.1 |  | 2.1 | 0 | 0 | 0 | 0
04.10. | 9 | 2.1 |  | 2.1 | 0 | 0 | 0 | 0
04.10. | 10 | 2.1 |  | 2.1 | 0 | 0 | 0 | 0
04.10. | 11 | 2.1 |  | 2.1 | 0 | 0 | 0 | 0
04.10. | 12 | 2.1 |  | 2.1 | 0 | 0 | 0 | 0
04.10. | 13 | 2.1 |  | 2.1 | 0 | 0 | 0 | 0
04.10. | 14 | 2.1 |  | 2.1 | 0 | 0 | 0 | 0
04.10. | 15 | 2.1 |  | 2.1 | 0 | 0 | 0 | 0
04.10. | 16 | 2.1 |  | 2.1 | 0 | 0 | 0 | 0
04.10. | 17 | 2.1 |  | 2.1 | 0 | 0 | 0 | 0
04.10. | 18 | 2.1 |  | 2.1 | 0 | 0 | 0 | 0
04.10. | 19 | 2.1 |  | 2.1 | 0 | 0 | 0 | 0
04.10. | 20 | 2.1 |  | 2.1 | 0 | 0 | 0 | 0
04.10. | 21 | 2.1 |  | 2.1 | 0 | 0 | 0 | 0
04.10. | 22 | 2.1 |  | 2.1 | 0 | 0 | 0 | 0
04.10. | 23 | 2.1 |  | 2.1 | 0 | 0 | 0 | 0
04.10. | 24 | 2.1 |  | 2.1 | 0 | 0 | 0 | 0
05.10. | 1 | 2.1 |  | 2.1 | 0 | 0 | 0 | 0
05.10. | 2 | 2.1 |  | 2.1 | 0 | 0 | 0 | 0
05.10. | 3 | 2.1 |  | 2.1 | 0 | 0 | 0 | 0
05.10. | 4 | 2.1 |  | 2.1 | 0 | 0 | 0 | 0
05.10. | 5 | 2.1 |  | 2.1 | 0 | 0 | 0 | 0
05.10. | 6 | 2.1 |  | 2.1 | 0 | 0 | 0 | 0
05.10. | 7 | 2.1 |  | 2.1 | 0 | 0 | 0 | 0
05.10. | 8 | 2.1 |  | 2.1 | 0 | 0 | 0 | 0
05.10. | 9 | 2.1 |  | 2.1 | 0 | 0 | 0 | 0
05.10. | 10 | 2.1 |  | 2.1 | 0 | 0 | 0 | 0
05.10. | 11 | 2.1 |  | 2.1 | 0 | 0 | 0 | 0
05.10. | 12 | 2.1 |  | 2.1 | 0 | 0 | 0 | 0
05.10. | 13 | 2.1 |  | 2.1 | 0 | 0 | 0 | 0
05.10. | 14 | 2.1 |  | 2.1 | 0 | 0 | 0 | 0
05.10. | 15 | 2.1 |  | 2.1 | 0 | 0 | 0 | 0
05.10. | 16 | 2.1 |  | 2.1 | 0 | 0 | 0 | 0
05.10. | 17 | 2.1 |  | 2.1 | 0 | 0 | 0 | 0
05.10. | 18 | 2.1 |  | 2.1 | 0 | 0 | 0 | 0
05.10. | 19 | 2.1 |  | 2.1 | 0 | 0 | 0 | 0
05.10. | 20 | 2.1 |  | 2.1 | 0 | 0 | 0 | 0
05.10. | 21 | 2.1 |  | 2.1 | 0 | 0 | 0 | 0
05.10. | 22 | 2.1 |  | 2.1 | 0 | 0 | 0 | 0
05.10. | 23 | 2.1 |  | 2.1 | 0 | 0 | 0 | 0
05.10. | 24 | 2.1 |  | 2.1 | 0 | 0 | 0 | 0
06.10. | 1 | 2.1 |  | 2.1 | 0 | 0 | 0 | 0
06.10. | 2 | 2.1 |  | 2.1 | 0 | 0 | 0 | 0
06.10. | 3 | 2.1 |  | 2.1 | 0 | 0 | 0 | 0
06.10. | 4 | 2.1 |  | 2.1 | 0 | 0 | 0 | 0
06.10. | 5 | 2.1 |  | 2.1 | 0 | 0 | 0 | 0
06.10. | 6 | 2.1 |  | 2.1 | 0 | 0 | 0 | 0
06.10. | 7 | 2.1 |  | 2.1 | 0 | 0 | 0 | 0
06.10. | 8 | 2.1 |  | 2.1 | 0 | 0 | 0 | 0
06.10. | 9 | 2.1 |  | 2.1 | 0 | 0 | 0 | 0
06.10. | 10 | 2.1 |  | 2.1 | 0 | 0 | 0 | 0
06.10. | 11 | 2.1 |  | 2.1 | 0 | 0 | 0 | 0
06.10. | 12 | 2.1 |  | 2.1 | 0 | 0 | 0 | 0
06.10. | 13 | 2.1 |  | 2.1 | 0 | 0 | 0 | 0
06.10. | 14 | 2.1 |  | 2.1 | 0 | 0 | 0 | 0
06.10. | 15 | 2.1 |  | 2.1 | 0 | 0 | 0 | 0
06.10. | 16 | 2.1 |  | 2.1 | 0 | 0 | 0 | 0
06.10. | 17 | 2.1 |  | 2.1 | 0 | 0 | 0 | 0
06.10. | 18 | 2.1 |  | 2.1 | 0 | 0 | 0 | 0
06.10. | 19 | 2.1 |  | 2.1 | 0 | 0 | 0 | 0
06.10. | 20 | 2.1 |  | 2.1 | 0 | 0 | 0 | 0
06.10. | 21 | 2.1 |  | 2.1 | 0 | 0 | 0 | 0
06.10. | 22 | 2.1 |  | 2.1 | 0 | 0 | 0 | 0
06.10. | 23 | 2.1 |  | 2.1 | 0 | 0 | 0 | 0
06.10. | 24 | 2.1 |  | 2.1 | 0 | 0 | 0 | 0
07.10. | 1 | 2.1 |  | 2.1 | 0 | 0 | 0 | 0
07.10. | 2 | 2.1 |  | 2.1 | 0 | 0 | 0 | 0
07.10. | 3 | 2.1 |  | 2.1 | 0 | 0 | 0 | 0
07.10. | 4 | 2.1 |  | 2.1 | 0 | 0 | 0 | 0
07.10. | 5 | 2.1 |  | 2.1 | 0 | 0 | 0 | 0
07.10. | 6 | 2.1 |  | 2.1 | 0 | 0 | 0 | 0
07.10. | 7 | 2.1 |  | 2.1 | 0 | 0 | 0 | 0
07.10. | 8 | 2.1 |  | 2.1 | 0 | 0 | 0 | 0
07.10. | 9 | 2.1 |  | 2.1 | 0 | 0 | 0 | 0
07.10. | 10 | 2.1 |  | 2.1 | 0 | 0 | 0 | 0
07.10. | 11 | 2.1 |  | 2.1 | 0 | 0 | 0 | 0
07.10. | 12 | 2.1 |  | 2.1 | 0 | 0 | 0 | 0
07.10. | 13 | 2.1 |  | 2.1 | 0 | 0 | 0 | 0
07.10. | 14 | 2.1 |  | 2.1 | 0 | 0 | 0 | 0
07.10. | 15 | 2.1 |  | 2.1 | 0 | 0 | 0 | 0
07.10. | 16 | 2.1 |  | 2.1 | 0 | 0 | 0 | 0
07.10. | 17 | 2.1 |  | 2.1 | 0 | 0 | 0 | 0
07.10. | 18 | 2.1 |  | 2.1 | 0 | 0 | 0 | 0
07.10. | 19 | 2.1 |  | 2.1 | 0 | 0 | 0 | 0
07.10. | 20 | 2.1 |  | 2.1 | 0 | 0 | 0 | 0
07.10. | 21 | 2.1 |  | 2.1 | 0 | 0 | 0 | 0
07.10. | 22 | 2.1 |  | 2.1 | 0 | 0 | 0 | 0
07.10. | 23 | 2.1 |  | 2.1 | 0 | 0 | 0 | 0
07.10. | 24 | 2.1 |  | 2.1 | 0 | 0 | 0 | 0
08.10. | 1 | 2.1 |  | 2.1 | 0 | 0 | 0 | 0
08.10. | 2 | 2.1 |  | 2.1 | 0 | 0 | 0 | 0
08.10. | 3 | 2.1 |  | 2.1 | 0 | 0 | 0 | 0
08.10. | 4 | 2.1 |  | 2.1 | 0 | 0 | 0 | 0
08.10. | 5 | 2.1 |  | 2.1 | 0 | 0 | 0 | 0
08.10. | 6 | 2.1 |  | 2.1 | 0 | 0 | 0 | 0
08.10. | 7 | 2.1 |  | 2.1 | 0 | 0 | 0 | 0
08.10. | 8 | 2.1 |  | 2.1 | 0 | 0 | 0 | 0
08.10. | 9 | 2.1 |  | 2.1 | 0 | 0 | 0 | 0
08.10. | 10 | 2.1 |  | 2.1 | 0 | 0 | 0 | 0
08.10. | 11 | 2.1 |  | 2.1 | 0 | 0 | 0 | 0
08.10. | 12 | 2.1 |  | 2.1 | 0 | 0 | 0 | 0
08.10. | 13 | 2.1 |  | 2.1 | 0 | 0 | 0 | 0
08.10. | 14 | 2.1 |  | 2.1 | 0 | 0 | 0 | 0
08.10. | 15 | 2.1 |  | 2.1 | 0 | 0 | 0 | 0
08.10. | 16 | 2.1 |  | 2.1 | 0 | 0 | 0 | 0
08.10. | 17 | 2.1 |  | 2.1 | 0 | 0 | 0 | 0
08.10. | 18 | 2.1 |  | 2.1 | 0 | 0 | 0 | 0
08.10. | 19 | 2.1 |  | 2.1 | 0 | 0 | 0 | 0
08.10. | 20 | 2.1 |  | 2.1 | 0 | 0 | 0 | 0
08.10. | 21 | 2.1 |  | 2.1 | 0 | 0 | 0 | 0
08.10. | 22 | 2.1 |  | 2.1 | 0 | 0 | 0 | 0
08.10. | 23 | 2.1 |  | 2.1 | 0 | 0 | 0 | 0
08.10. | 24 | 2.1 |  | 2.1 | 0 | 0 | 0 | 0
09.10. | 1 | 2.1 |  | 2.1 | 0 | 0 | 0 | 0
09.10. | 2 | 2.1 |  | 2.1 | 0 | 0 | 0 | 0
09.10. | 3 | 2.1 |  | 2.1 | 0 | 0 | 0 | 0
09.10. | 4 | 2.1 |  | 2.1 | 0 | 0 | 0 | 0
09.10. | 5 | 2.1 |  | 2.1 | 0 | 0 | 0 | 0
09.10. | 6 | 2.1 |  | 2.1 | 0 | 0 | 0 | 0
09.10. | 7 | 2.1 |  | 2.1 | 0 | 0 | 0 | 0
09.10. | 8 | 2.1 |  | 2.1 | 0 | 0 | 0 | 0
09.10. | 9 | 2.1 |  | 2.1 | 0 | 0 | 0 | 0
09.10. | 10 | 2.1 |  | 2.1 | 0 | 0 | 0 | 0
09.10. | 11 | 2.1 |  | 2.1 | 0 | 0 | 0 | 0
09.10. | 12 | 2.1 |  | 2.1 | 0 | 0 | 0 | 0
09.10. | 13 | 2.1 |  | 2.1 | 0 | 0 | 0 | 0
09.10. | 14 | 2.1 |  | 2.1 | 0 | 0 | 0 | 0
09.10. | 15 | 2.1 |  | 2.1 | 0 | 0 | 0 | 0
09.10. | 16 | 2.1 |  | 2.1 | 0 | 0 | 0 | 0
09.10. | 17 | 2.1 |  | 2.1 | 0 | 0 | 0 | 0
09.10. | 18 | 2.1 |  | 2.1 | 0 | 0 | 0 | 0
09.10. | 19 | 2.1 |  | 2.1 | 0 | 0 | 0 | 0
09.10. | 20 | 2.1 |  | 2.1 | 0 | 0 | 0 | 0
09.10. | 21 | 2.1 |  | 2.1 | 0 | 0 | 0 | 0
09.10. | 22 | 2.1 |  | 2.1 | 0 | 0 | 0 | 0
09.10. | 23 | 2.1 |  | 2.1 | 0 | 0 | 0 | 0
09.10. | 24 | 2.1 |  | 2.1 | 0 | 0 | 0 | 0
10.10. | 1 | 2.1 |  | 2.1 | 0 | 0 | 0 | 0
10.10. | 2 | 2.1 |  | 2.1 | 0 | 0 | 0 | 0
10.10. | 3 | 2.1 |  | 2.1 | 0 | 0 | 0 | 0
10.10. | 4 | 2.1 |  | 2.1 | 0 | 0 | 0 | 0
10.10. | 5 | 2.1 |  | 2.1 | 0 | 0 | 0 | 0
10.10. | 6 | 2.1 |  | 2.1 | 0 | 0 | 0 | 0
10.10. | 7 | 2.1 |  | 2.1 | 0 | 0 | 0 | 0
10.10. | 8 | 2.1 |  | 2.1 | 0 | 0 | 0 | 0
10.10. | 9 | 2.1 |  | 2.1 | 0 | 0 | 0 | 0
10.10. | 10 | 2.1 |  | 2.1 | 0 | 0 | 0 | 0
10.10. | 11 | 2.1 |  | 2.1 | 0 | 0 | 0 | 0
10.10. | 12 | 2.1 |  | 2.1 | 0 | 0 | 0 | 0
10.10. | 13 | 2.1 |  | 2.1 | 0 | 0 | 0 | 0
10.10. | 14 | 2.1 |  | 2.1 | 0 | 0 | 0 | 0
10.10. | 15 | 2.1 |  | 2.1 | 0 | 0 | 0 | 0
10.10. | 16 | 2.1 |  | 2.1 | 0 | 0 | 0 | 0
10.10. | 17 | 2.1 |  | 2.1 | 0 | 0 | 0 | 0
10.10. | 18 | 2.1 |  | 2.1 | 0 | 0 | 0 | 0
10.10. | 19 | 2.1 |  | 2.1 | 0 | 0 | 0 | 0
10.10. | 20 | 2.1 |  | 2.1 | 0 | 0 | 0 | 0
10.10. | 21 | 2.1 |  | 2.1 | 0 | 0 | 0 | 0
10.10. | 22 | 2.1 |  | 2.1 | 0 | 0 | 0 | 0
10.10. | 23 | 2.1 |  | 2.1 | 0 | 0 | 0 | 0
10.10. | 24 | 2.1 |  | 2.1 | 0 | 0 | 0 | 0
11.10. | 1 | 2.1 |  | 2.1 | 0 | 0 | 0 | 0
11.10. | 2 | 2.1 |  | 2.1 | 0 | 0 | 0 | 0
11.10. | 3 | 2.1 |  | 2.1 | 0 | 0 | 0 | 0
11.10. | 4 | 2.1 |  | 2.1 | 0 | 0 | 0 | 0
11.10. | 5 | 2.1 |  | 2.1 | 0 | 0 | 0 | 0
11.10. | 6 | 2.1 |  | 2.1 | 0 | 0 | 0 | 0
11.10. | 7 | 2.1 |  | 2.1 | 0 | 0 | 0 | 0
11.10. | 8 | 2.1 |  | 2.1 | 0 | 0 | 0 | 0
11.10. | 9 | 2.1 |  | 2.1 | 0 | 0 | 0 | 0
11.10. | 10 | 2.1 |  | 2.1 | 0 | 0 | 0 | 0
11.10. | 11 | 2.1 |  | 2.1 | 0 | 0 | 0 | 0
11.10. | 12 | 2.1 |  | 2.1 | 0 | 0 | 0 | 0
11.10. | 13 | 2.1 |  | 2.1 | 0 | 0 | 0 | 0
11.10. | 14 | 2.1 |  | 2.1 | 0 | 0 | 0 | 0
11.10. | 15 | 2.1 |  | 2.1 | 0 | 0 | 0 | 0
11.10. | 16 | 2.1 |  | 2.1 | 0 | 0 | 0 | 0
11.10. | 17 | 2.1 |  | 2.1 | 0 | 0 | 0 | 0
11.10. | 18 | 2.1 |  | 2.1 | 0 | 0 | 0 | 0
11.10. | 19 | 2.1 |  | 2.1 | 0 | 0 | 0 | 0
11.10. | 20 | 2.1 |  | 2.1 | 0 | 0 | 0 | 0
11.10. | 21 | 2.1 |  | 2.1 | 0 | 0 | 0 | 0
11.10. | 22 | 2.1 |  | 2.1 | 0 | 0 | 0 | 0
11.10. | 23 | 2.1 |  | 2.1 | 0 | 0 | 0 | 0
11.10. | 24 | 2.1 |  | 2.1 | 0 | 0 | 0 | 0
12.10. | 1 | 2.1 |  | 2.1 | 0 | 0 | 0 | 0
12.10. | 2 | 2.1 |  | 2.1 | 0 | 0 | 0 | 0
12.10. | 3 | 2.1 |  | 2.1 | 0 | 0 | 0 | 0
12.10. | 4 | 2.1 |  | 2.1 | 0 | 0 | 0 | 0
12.10. | 5 | 2.1 |  | 2.1 | 0 | 0 | 0 | 0
12.10. | 6 | 2.1 |  | 2.1 | 0 | 0 | 0 | 0
12.10. | 7 | 2.1 |  | 2.1 | 0 | 0 | 0 | 0
12.10. | 8 | 2.1 |  | 2.1 | 0 | 0 | 0 | 0
12.10. | 9 | 2.1 |  | 2.1 | 0 | 0 | 0 | 0
12.10. | 10 | 2.1 |  | 2.1 | 0 | 0 | 0 | 0
12.10. | 11 | 2.1 |  | 2.1 | 0 | 0 | 0 | 0
12.10. | 12 | 2.1 |  | 2.1 | 0 | 0 | 0 | 0
12.10. | 13 | 2.1 |  | 2.1 | 0 | 0 | 0 | 0
12.10. | 14 | 2.1 |  | 2.1 | 0 | 0 | 0 | 0
12.10. | 15 | 2.1 |  | 2.1 | 0 | 0 | 0 | 0
12.10. | 16 | 2.1 |  | 2.1 | 0 | 0 | 0 | 0
12.10. | 17 | 2.1 |  | 2.1 | 0 | 0 | 0 | 0
12.10. | 18 | 2.1 |  | 2.1 | 0 | 0 | 0 | 0
12.10. | 19 | 2.1 |  | 2.1 | 0 | 0 | 0 | 0
12.10. | 20 | 2.1 |  | 2.1 | 0 | 0 | 0 | 0
12.10. | 21 | 2.1 |  | 2.1 | 0 | 0 | 0 | 0
12.10. | 22 | 2.1 |  | 2.1 | 0 | 0 | 0 | 0
12.10. | 23 | 2.1 |  | 2.1 | 0 | 0 | 0 | 0
12.10. | 24 | 2.1 |  | 2.1 | 0 | 0 | 0 | 0
13.10. | 1 | 2.1 |  | 2.1 | 0 | 0 | 0 | 0
13.10. | 2 | 2.1 |  | 2.1 | 0 | 0 | 0 | 0
13.10. | 3 | 2.1 |  | 2.1 | 0 | 0 | 0 | 0
13.10. | 4 | 2.1 |  | 2.1 | 0 | 0 | 0 | 0
13.10. | 5 | 2.1 |  | 2.1 | 0 | 0 | 0 | 0
13.10. | 6 | 2.1 |  | 2.1 | 0 | 0 | 0 | 0
13.10. | 7 | 2.1 |  | 2.1 | 0 | 0 | 0 | 0
13.10. | 8 | 2.1 |  | 2.1 | 0 | 0 | 0 | 0
13.10. | 9 | 2.1 |  | 2.1 | 0 | 0 | 0 | 0
13.10. | 10 | 2.1 |  | 2.1 | 0 | 0 | 0 | 0
13.10. | 11 | 2.1 |  | 2.1 | 0 | 0 | 0 | 0
13.10. | 12 | 2.1 |  | 2.1 | 0 | 0 | 0 | 0
13.10. | 13 | 2.1 |  | 2.1 | 0 | 0 | 0 | 0
13.10. | 14 | 2.1 |  | 2.1 | 0 | 0 | 0 | 0
13.10. | 15 | 2.1 |  | 2.1 | 0 | 0 | 0 | 0
13.10. | 16 | 2.1 |  | 2.1 | 0 | 0 | 0 | 0
13.10. | 17 | 2.1 |  | 2.1 | 0 | 0 | 0 | 0
13.10. | 18 | 2.1 |  | 2.1 | 0 | 0 | 0 | 0
13.10. | 19 | 2.1 |  | 2.1 | 0 | 0 | 0 | 0
13.10. | 20 | 2.1 |  | 2.1 | 0 | 0 | 0 | 0
13.10. | 21 | 2.1 |  | 2.1 | 0 | 0 | 0 | 0
13.10. | 22 | 2.1 |  | 2.1 | 0 | 0 | 0 | 0
13.10. | 23 | 2.1 |  | 2.1 | 0 | 0 | 0 | 0
13.10. | 24 | 2.1 |  | 2.1 | 0 | 0 | 0 | 0
14.10. | 1 | 2.1 |  | 2.1 | 0 | 0 | 0 | 0
14.10. | 2 | 2.1 |  | 2.1 | 0 | 0 | 0 | 0
14.10. | 3 | 2.1 |  | 2.1 | 0 | 0 | 0 | 0
14.10. | 4 | 2.1 |  | 2.1 | 0 | 0 | 0 | 0
14.10. | 5 | 2.1 |  | 2.1 | 0 | 0 | 0 | 0
14.10. | 6 | 2.1 |  | 2.1 | 0 | 0 | 0 | 0
14.10. | 7 | 2.1 |  | 2.1 | 0 | 0 | 0 | 0
14.10. | 8 | 2.1 |  | 2.1 | 0 | 0 | 0 | 0
14.10. | 9 | 2.1 |  | 2.1 | 0 | 0 | 0 | 0
14.10. | 10 | 2.1 |  | 2.1 | 0 | 0 | 0 | 0
14.10. | 11 | 2.1 |  | 2.1 | 0 | 0 | 0 | 0
14.10. | 12 | 2.1 |  | 2.1 | 0 | 0 | 0 | 0
14.10. | 13 | 2.1 |  | 2.1 | 0 | 0 | 0 | 0
14.10. | 14 | 2.1 |  | 2.1 | 0 | 0 | 0 | 0
14.10. | 15 | 2.1 |  | 2.1 | 0 | 0 | 0 | 0
14.10. | 16 | 2.1 |  | 2.1 | 0 | 0 | 0 | 0
14.10. | 17 | 2.1 |  | 2.1 | 0 | 0 | 0 | 0
14.10. | 18 | 2.1 |  | 2.1 | 0 | 0 | 0 | 0
14.10. | 19 | 2.1 |  | 2.1 | 0 | 0 | 0 | 0
14.10. | 20 | 2.1 |  | 2.1 | 0 | 0 | 0 | 0
14.10. | 21 | 2.1 |  | 2.1 | 0 | 0 | 0 | 0
14.10. | 22 | 2.1 |  | 2.1 | 0 | 0 | 0 | 0
14.10. | 23 | 2.1 |  | 2.1 | 0 | 0 | 0 | 0
14.10. | 24 | 2.1 |  | 2.1 | 0 | 0 | 0 | 0
15.10. | 1 | 2.1 |  | 2.1 | 0 | 0 | 0 | 0
15.10. | 2 | 2.1 |  | 2.1 | 0 | 0 | 0 | 0
15.10. | 3 | 2.1 |  | 2.1 | 0 | 0 | 0 | 0
15.10. | 4 | 2.1 |  | 2.1 | 0 | 0 | 0 | 0
15.10. | 5 | 2.1 |  | 2.1 | 0 | 0 | 0 | 0
15.10. | 6 | 2.1 |  | 2.1 | 0 | 0 | 0 | 0
15.10. | 7 | 2.1 |  | 2.1 | 0 | 0 | 0 | 0
15.10. | 8 | 2.1 |  | 2.1 | 0 | 0 | 0 | 0
15.10. | 9 | 2.1 |  | 2.1 | 0 | 0 | 0 | 0
15.10. | 10 | 2.1 |  | 2.1 | 0 | 0 | 0 | 0
15.10. | 11 | 2.1 |  | 2.1 | 0 | 0 | 0 | 0
15.10. | 12 | 2.1 |  | 2.1 | 0 | 0 | 0 | 0
15.10. | 13 | 2.1 |  | 2.1 | 0 | 0 | 0 | 0
15.10. | 14 | 2.1 |  | 2.1 | 0 | 0 | 0 | 0
15.10. | 15 | 2.1 |  | 2.1 | 0 | 0 | 0 | 0
15.10. | 16 | 2.1 |  | 2.1 | 0 | 0 | 0 | 0
15.10. | 17 | 2.1 |  | 2.1 | 0 | 0 | 0 | 0
15.10. | 18 | 2.1 |  | 2.1 | 0 | 0 | 0 | 0
15.10. | 19 | 2.1 |  | 2.1 | 0 | 0 | 0 | 0
15.10. | 20 | 2.1 |  | 2.1 | 0 | 0 | 0 | 0
15.10. | 21 | 2.1 |  | 2.1 | 0 | 0 | 0 | 0
15.10. | 22 | 2.1 |  | 2.1 | 0 | 0 | 0 | 0
15.10. | 23 | 2.1 |  | 2.1 | 0 | 0 | 0 | 0
15.10. | 24 | 2.1 |  | 2.1 | 0 | 0 | 0 | 0
16.10. | 1 | 2.1 |  | 2.1 | 0 | 0 | 0 | 0
16.10. | 2 | 2.1 |  | 2.1 | 0 | 0 | 0 | 0
16.10. | 3 | 2.1 |  | 2.1 | 0 | 0 | 0 | 0
16.10. | 4 | 2.1 |  | 2.1 | 0 | 0 | 0 | 0
16.10. | 5 | 2.1 |  | 2.1 | 0 | 0 | 0 | 0
16.10. | 6 | 2.1 |  | 2.1 | 0 | 0 | 0 | 0
16.10. | 7 | 2.1 |  | 2.1 | 0 | 0 | 0 | 0
16.10. | 8 | 2.1 |  | 2.1 | 0 | 0 | 0 | 0
16.10. | 9 | 2.1 |  | 2.1 | 0 | 0 | 0 | 0
16.10. | 10 | 2.1 |  | 2.1 | 0 | 0 | 0 | 0
16.10. | 11 | 2.1 |  | 2.1 | 0 | 0 | 0 | 0
16.10. | 12 | 2.1 |  | 2.1 | 0 | 0 | 0 | 0
16.10. | 13 | 2.1 |  | 2.1 | 0 | 0 | 0 | 0
16.10. | 14 | 2.1 |  | 2.1 | 0 | 0 | 0 | 0
16.10. | 15 | 2.1 |  | 2.1 | 0 | 0 | 0 | 0
16.10. | 16 | 2.1 |  | 2.1 | 0 | 0 | 0 | 0
16.10. | 17 | 2.1 |  | 2.1 | 0 | 0 | 0 | 0
16.10. | 18 | 2.1 |  | 2.1 | 0 | 0 | 0 | 0
16.10. | 19 | 2.1 |  | 2.1 | 0 | 0 | 0 | 0
16.10. | 20 | 2.1 |  | 2.1 | 0 | 0 | 0 | 0
16.10. | 21 | 2.1 |  | 2.1 | 0 | 0 | 0 | 0
16.10. | 22 | 2.1 |  | 2.1 | 0 | 0 | 0 | 0
16.10. | 23 | 2.1 |  | 2.1 | 0 | 0 | 0 | 0
16.10. | 24 | 2.1 |  | 2.1 | 0 | 0 | 0 | 0
17.10. | 1 | 2.1 |  | 2.1 | 0 | 0 | 0 | 0
17.10. | 2 | 2.1 |  | 2.1 | 0 | 0 | 0 | 0
17.10. | 3 | 2.1 |  | 2.1 | 0 | 0 | 0 | 0
17.10. | 4 | 2.1 |  | 2.1 | 0 | 0 | 0 | 0
17.10. | 5 | 2.1 |  | 2.1 | 0 | 0 | 0 | 0
17.10. | 6 | 2.1 |  | 2.1 | 0 | 0 | 0 | 0
17.10. | 7 | 2.1 |  | 2.1 | 0 | 0 | 0 | 0
17.10. | 8 | 2.1 |  | 2.1 | 0 | 0 | 0 | 0
17.10. | 9 | 2.1 |  | 2.1 | 0 | 0 | 0 | 0
17.10. | 10 | 2.1 |  | 2.1 | 0 | 0 | 0 | 0
17.10. | 11 | 2.1 |  | 2.1 | 0 | 0 | 0 | 0
17.10. | 12 | 2.1 |  | 2.1 | 0 | 0 | 0 | 0
17.10. | 13 | 2.1 |  | 2.1 | 0 | 0 | 0 | 0
17.10. | 14 | 2.1 |  | 2.1 | 0 | 0 | 0 | 0
17.10. | 15 | 2.1 |  | 2.1 | 0 | 0 | 0 | 0
17.10. | 16 | 2.1 |  | 2.1 | 0 | 0 | 0 | 0
17.10. | 17 | 2.1 |  | 2.1 | 0 | 0 | 0 | 0
17.10. | 18 | 2.1 |  | 2.1 | 0 | 0 | 0 | 0
17.10. | 19 | 2.1 |  | 2.1 | 0 | 0 | 0 | 0
17.10. | 20 | 2.1 |  | 2.1 | 0 | 0 | 0 | 0
17.10. | 21 | 2.1 |  | 2.1 | 0 | 0 | 0 | 0
17.10. | 22 | 2.1 |  | 2.1 | 0 | 0 | 0 | 0
17.10. | 23 | 2.1 |  | 2.1 | 0 | 0 | 0 | 0
17.10. | 24 | 2.1 |  | 2.1 | 0 | 0 | 0 | 0
18.10. | 1 | 2.1 |  | 2.1 | 0 | 0 | 0 | 0
18.10. | 2 | 2.1 |  | 2.1 | 0 | 0 | 0 | 0
18.10. | 3 | 2.1 |  | 2.1 | 0 | 0 | 0 | 0
18.10. | 4 | 2.1 |  | 2.1 | 0 | 0 | 0 | 0
18.10. | 5 | 2.1 |  | 2.1 | 0 | 0 | 0 | 0
18.10. | 6 | 2.1 |  | 2.1 | 0 | 0 | 0 | 0
18.10. | 7 | 2.1 |  | 2.1 | 0 | 0 | 0 | 0
18.10. | 8 | 2.1 |  | 2.1 | 0 | 0 | 0 | 0
18.10. | 9 | 2.1 |  | 2.1 | 0 | 0 | 0 | 0
18.10. | 10 | 2.1 |  | 2.1 | 0 | 0 | 0 | 0
18.10. | 11 | 2.1 |  | 2.1 | 0 | 0 | 0 | 0
18.10. | 12 | 2.1 |  | 2.1 | 0 | 0 | 0 | 0
18.10. | 13 | 2.1 |  | 2.1 | 0 | 0 | 0 | 0
18.10. | 14 | 2.1 |  | 2.1 | 0 | 0 | 0 | 0
18.10. | 15 | 2.1 |  | 2.1 | 0 | 0 | 0 | 0
18.10. | 16 | 2.1 |  | 2.1 | 0 | 0 | 0 | 0
18.10. | 17 | 2.1 |  | 2.1 | 0 | 0 | 0 | 0
18.10. | 18 | 2.1 |  | 2.1 | 0 | 0 | 0 | 0
18.10. | 19 | 2.1 |  | 2.1 | 0 | 0 | 0 | 0
18.10. | 20 | 2.1 |  | 2.1 | 0 | 0 | 0 | 0
18.10. | 21 | 2.1 |  | 2.1 | 0 | 0 | 0 | 0
18.10. | 22 | 2.1 |  | 2.1 | 0 | 0 | 0 | 0
18.10. | 23 | 2.1 |  | 2.1 | 0 | 0 | 0 | 0
18.10. | 24 | 2.1 |  | 2.1 | 0 | 0 | 0 | 0
19.10. | 1 | 2.1 |  | 2.1 | 0 | 0 | 0 | 0
19.10. | 2 | 2.1 |  | 2.1 | 0 | 0 | 0 | 0
19.10. | 3 | 2.1 |  | 2.1 | 0 | 0 | 0 | 0
19.10. | 4 | 2.1 |  | 2.1 | 0 | 0 | 0 | 0
19.10. | 5 | 2.1 |  | 2.1 | 0 | 0 | 0 | 0
19.10. | 6 | 2.1 |  | 2.1 | 0 | 0 | 0 | 0
19.10. | 7 | 2.1 |  | 2.1 | 0 | 0 | 0 | 0
19.10. | 8 | 2.1 |  | 2.1 | 0 | 0 | 0 | 0
19.10. | 9 | 2.1 |  | 2.1 | 0 | 0 | 0 | 0
19.10. | 10 | 2.1 |  | 2.1 | 0 | 0 | 0 | 0
19.10. | 11 | 2.1 |  | 2.1 | 0 | 0 | 0 | 0
19.10. | 12 | 2.1 |  | 2.1 | 0 | 0 | 0 | 0
19.10. | 13 | 2.1 |  | 2.1 | 0 | 0 | 0 | 0
19.10. | 14 | 2.1 |  | 2.1 | 0 | 0 | 0 | 0
19.10. | 15 | 2.1 |  | 2.1 | 0 | 0 | 0 | 0
19.10. | 16 | 2.1 |  | 2.1 | 0 | 0 | 0 | 0
19.10. | 17 | 2.1 |  | 2.1 | 0 | 0 | 0 | 0
19.10. | 18 | 2.1 |  | 2.1 | 0 | 0 | 0 | 0
19.10. | 19 | 2.1 |  | 2.1 | 0 | 0 | 0 | 0
19.10. | 20 | 2.1 |  | 2.1 | 0 | 0 | 0 | 0
19.10. | 21 | 2.1 |  | 2.1 | 0 | 0 | 0 | 0
19.10. | 22 | 2.1 |  | 2.1 | 0 | 0 | 0 | 0
19.10. | 23 | 2.1 |  | 2.1 | 0 | 0 | 0 | 0
19.10. | 24 | 2.1 |  | 2.1 | 0 | 0 | 0 | 0
20.10. | 1 | 2.1 |  | 2.1 | 0 | 0 | 0 | 0
20.10. | 2 | 2.1 |  | 2.1 | 0 | 0 | 0 | 0
20.10. | 3 | 2.1 |  | 2.1 | 0 | 0 | 0 | 0
20.10. | 4 | 2.1 |  | 2.1 | 0 | 0 | 0 | 0
20.10. | 5 | 2.1 |  | 2.1 | 0 | 0 | 0 | 0
20.10. | 6 | 2.1 |  | 2.1 | 0 | 0 | 0 | 0
20.10. | 7 | 2.1 |  | 2.1 | 0 | 0 | 0 | 0
20.10. | 8 | 2.1 |  | 2.1 | 0 | 0 | 0 | 0
20.10. | 9 | 2.1 |  | 2.1 | 0 | 0 | 0 | 0
20.10. | 10 | 2.1 |  | 2.1 | 0 | 0 | 0 | 0
20.10. | 11 | 2.1 |  | 2.1 | 0 | 0 | 0 | 0
20.10. | 12 | 2.1 |  | 2.1 | 0 | 0 | 0 | 0
20.10. | 13 | 2.1 |  | 2.1 | 0 | 0 | 0 | 0
20.10. | 14 | 2.1 |  | 2.1 | 0 | 0 | 0 | 0
20.10. | 15 | 2.1 |  | 2.1 | 0 | 0 | 0 | 0
20.10. | 16 | 2.1 |  | 2.1 | 0 | 0 | 0 | 0
20.10. | 17 | 2.1 |  | 2.1 | 0 | 0 | 0 | 0
20.10. | 18 | 2.1 |  | 2.1 | 0 | 0 | 0 | 0
20.10. | 19 | 2.1 |  | 2.1 | 0 | 0 | 0 | 0
20.10. | 20 | 2.1 |  | 2.1 | 0 | 0 | 0 | 0
20.10. | 21 | 2.1 |  | 2.1 | 0 | 0 | 0 | 0
20.10. | 22 | 2.1 |  | 2.1 | 0 | 0 | 0 | 0
20.10. | 23 | 2.1 |  | 2.1 | 0 | 0 | 0 | 0
20.10. | 24 | 2.1 |  | 2.1 | 0 | 0 | 0 | 0
21.10. | 1 | 2.1 |  | 2.1 | 0 | 0 | 0 | 0
21.10. | 2 | 2.1 |  | 2.1 | 0 | 0 | 0 | 0
21.10. | 3 | 2.1 |  | 2.1 | 0 | 0 | 0 | 0
21.10. | 4 | 2.1 |  | 2.1 | 0 | 0 | 0 | 0
21.10. | 5 | 2.1 |  | 2.1 | 0 | 0 | 0 | 0
21.10. | 6 | 2.1 |  | 2.1 | 0 | 0 | 0 | 0
21.10. | 7 | 2.1 |  | 2.1 | 0 | 0 | 0 | 0
21.10. | 8 | 2.1 |  | 2.1 | 0 | 0 | 0 | 0
21.10. | 9 | 2.1 |  | 2.1 | 0 | 0 | 0 | 0
21.10. | 10 | 2.1 |  | 2.1 | 0 | 0 | 0 | 0
21.10. | 11 | 2.1 |  | 2.1 | 0 | 0 | 0 | 0
21.10. | 12 | 2.1 |  | 2.1 | 0 | 0 | 0 | 0
21.10. | 13 | 2.1 |  | 2.1 | 0 | 0 | 0 | 0
21.10. | 14 | 2.1 |  | 2.1 | 0 | 0 | 0 | 0
21.10. | 15 | 2.1 |  | 2.1 | 0 | 0 | 0 | 0
21.10. | 16 | 2.1 |  | 2.1 | 0 | 0 | 0 | 0
21.10. | 17 | 2.1 |  | 2.1 | 0 | 0 | 0 | 0
21.10. | 18 | 2.1 |  | 2.1 | 0 | 0 | 0 | 0
21.10. | 19 | 2.1 |  | 2.1 | 0 | 0 | 0 | 0
21.10. | 20 | 2.1 |  | 2.1 | 0 | 0 | 0 | 0
21.10. | 21 | 2.1 |  | 2.1 | 0 | 0 | 0 | 0
21.10. | 22 | 2.1 |  | 2.1 | 0 | 0 | 0 | 0
21.10. | 23 | 2.1 |  | 2.1 | 0 | 0 | 0 | 0
21.10. | 24 | 2.1 |  | 2.1 | 0 | 0 | 0 | 0
22.10. | 1 | 2.1 |  | 2.1 | 0 | 0 | 0 | 0
22.10. | 2 | 2.1 |  | 2.1 | 0 | 0 | 0 | 0
22.10. | 3 | 2.1 |  | 2.1 | 0 | 0 | 0 | 0
22.10. | 4 | 2.1 |  | 2.1 | 0 | 0 | 0 | 0
22.10. | 5 | 2.1 |  | 2.1 | 0 | 0 | 0 | 0
22.10. | 6 | 2.1 |  | 2.1 | 0 | 0 | 0 | 0
22.10. | 7 | 2.1 |  | 2.1 | 0 | 0 | 0 | 0
22.10. | 8 | 2.1 |  | 2.1 | 0 | 0 | 0 | 0
22.10. | 9 | 2.1 |  | 2.1 | 0 | 0 | 0 | 0
22.10. | 10 | 2.1 |  | 2.1 | 0 | 0 | 0 | 0
22.10. | 11 | 2.1 |  | 2.1 | 0 | 0 | 0 | 0
22.10. | 12 | 2.1 |  | 2.1 | 0 | 0 | 0 | 0
22.10. | 13 | 2.1 |  | 2.1 | 0 | 0 | 0 | 0
22.10. | 14 | 2.1 |  | 2.1 | 0 | 0 | 0 | 0
22.10. | 15 | 2.1 |  | 2.1 | 0 | 0 | 0 | 0
22.10. | 16 | 2.1 |  | 2.1 | 0 | 0 | 0 | 0
22.10. | 17 | 2.1 |  | 2.1 | 0 | 0 | 0 | 0
22.10. | 18 | 2.1 |  | 2.1 | 0 | 0 | 0 | 0
22.10. | 19 | 2.1 |  | 2.1 | 0 | 0 | 0 | 0
22.10. | 20 | 2.1 |  | 2.1 | 0 | 0 | 0 | 0
22.10. | 21 | 2.1 |  | 2.1 | 0 | 0 | 0 | 0
22.10. | 22 | 2.1 |  | 2.1 | 0 | 0 | 0 | 0
22.10. | 23 | 2.1 |  | 2.1 | 0 | 0 | 0 | 0
22.10. | 24 | 2.1 |  | 2.1 | 0 | 0 | 0 | 0
23.10. | 1 | 2.1 |  | 2.1 | 0 | 0 | 0 | 0
23.10. | 2 | 2.1 |  | 2.1 | 0 | 0 | 0 | 0
23.10. | 3 | 2.1 |  | 2.1 | 0 | 0 | 0 | 0
23.10. | 4 | 2.1 |  | 2.1 | 0 | 0 | 0 | 0
23.10. | 5 | 2.1 |  | 2.1 | 0 | 0 | 0 | 0
23.10. | 6 | 2.1 |  | 2.1 | 0 | 0 | 0 | 0
23.10. | 7 | 2.1 |  | 2.1 | 0 | 0 | 0 | 0
23.10. | 8 | 2.1 |  | 2.1 | 0 | 0 | 0 | 0
23.10. | 9 | 2.1 |  | 2.1 | 0 | 0 | 0 | 0
23.10. | 10 | 2.1 |  | 2.1 | 0 | 0 | 0 | 0
23.10. | 11 | 2.1 |  | 2.1 | 0 | 0 | 0 | 0
23.10. | 12 | 2.1 |  | 2.1 | 0 | 0 | 0 | 0
23.10. | 13 | 2.1 |  | 2.1 | 0 | 0 | 0 | 0
23.10. | 14 | 2.1 |  | 2.1 | 0 | 0 | 0 | 0
23.10. | 15 | 2.1 |  | 2.1 | 0 | 0 | 0 | 0
23.10. | 16 | 2.1 |  | 2.1 | 0 | 0 | 0 | 0
23.10. | 17 | 2.1 |  | 2.1 | 0 | 0 | 0 | 0
23.10. | 18 | 2.1 |  | 2.1 | 0 | 0 | 0 | 0
23.10. | 19 | 2.1 |  | 2.1 | 0 | 0 | 0 | 0
23.10. | 20 | 2.1 |  | 2.1 | 0 | 0 | 0 | 0
23.10. | 21 | 2.1 |  | 2.1 | 0 | 0 | 0 | 0
23.10. | 22 | 2.1 |  | 2.1 | 0 | 0 | 0 | 0
23.10. | 23 | 2.1 |  | 2.1 | 0 | 0 | 0 | 0
23.10. | 24 | 2.1 |  | 2.1 | 0 | 0 | 0 | 0
24.10. | 1 | 2.1 |  | 2.1 | 0 | 0 | 0 | 0
24.10. | 2 | 2.1 |  | 2.1 | 0 | 0 | 0 | 0
24.10. | 3 | 2.1 |  | 2.1 | 0 | 0 | 0 | 0
24.10. | 4 | 2.1 |  | 2.1 | 0 | 0 | 0 | 0
24.10. | 5 | 2.1 |  | 2.1 | 0 | 0 | 0 | 0
24.10. | 6 | 2.1 |  | 2.1 | 0 | 0 | 0 | 0
24.10. | 7 | 2.1 |  | 2.1 | 0 | 0 | 0 | 0
24.10. | 8 | 2.1 |  | 2.1 | 0 | 0 | 0 | 0
24.10. | 9 | 2.1 |  | 2.1 | 0 | 0 | 0 | 0
24.10. | 10 | 2.1 |  | 2.1 | 0 | 0 | 0 | 0
24.10. | 11 | 2.1 |  | 2.1 | 0 | 0 | 0 | 0
24.10. | 12 | 2.1 |  | 2.1 | 0 | 0 | 0 | 0
24.10. | 13 | 2.1 |  | 2.1 | 0 | 0 | 0 | 0
24.10. | 14 | 2.1 |  | 2.1 | 0 | 0 | 0 | 0
24.10. | 15 | 2.1 |  | 2.1 | 0 | 0 | 0 | 0
24.10. | 16 | 2.1 |  | 2.1 | 0 | 0 | 0 | 0
24.10. | 17 | 2.1 |  | 2.1 | 0 | 0 | 0 | 0
24.10. | 18 | 2.1 |  | 2.1 | 0 | 0 | 0 | 0
24.10. | 19 | 2.1 |  | 2.1 | 0 | 0 | 0 | 0
24.10. | 20 | 2.1 |  | 2.1 | 0 | 0 | 0 | 0
24.10. | 21 | 2.1 |  | 2.1 | 0 | 0 | 0 | 0
24.10. | 22 | 2.1 |  | 2.1 | 0 | 0 | 0 | 0
24.10. | 23 | 2.1 |  | 2.1 | 0 | 0 | 0 | 0
24.10. | 24 | 2.1 |  | 2.1 | 0 | 0 | 0 | 0
25.10. | 1 | 2.1 |  | 2.1 | 0 | 0 | 0 | 0
25.10. | 2 | 2.1 |  | 2.1 | 0 | 0 | 0 | 0
25.10. | 3 | 2.1 |  | 2.1 | 0 | 0 | 0 | 0
25.10. | 4 | 2.1 |  | 2.1 | 0 | 0 | 0 | 0
25.10. | 5 | 2.1 |  | 2.1 | 0 | 0 | 0 | 0
25.10. | 6 | 2.1 |  | 2.1 | 0 | 0 | 0 | 0
25.10. | 7 | 2.1 |  | 2.1 | 0 | 0 | 0 | 0
25.10. | 8 | 2.1 |  | 2.1 | 0 | 0 | 0 | 0
25.10. | 9 | 2.1 |  | 2.1 | 0 | 0 | 0 | 0
25.10. | 10 | 2.1 |  | 2.1 | 0 | 0 | 0 | 0
25.10. | 11 | 2.1 |  | 2.1 | 0 | 0 | 0 | 0
25.10. | 12 | 2.1 |  | 2.1 | 0 | 0 | 0 | 0
25.10. | 13 | 2.1 |  | 2.1 | 0 | 0 | 0 | 0
25.10. | 14 | 2.1 |  | 2.1 | 0 | 0 | 0 | 0
25.10. | 15 | 2.1 |  | 2.1 | 0 | 0 | 0 | 0
25.10. | 16 | 2.1 |  | 2.1 | 0 | 0 | 0 | 0
25.10. | 17 | 2.1 |  | 2.1 | 0 | 0 | 0 | 0
25.10. | 18 | 2.1 |  | 2.1 | 0 | 0 | 0 | 0
25.10. | 19 | 2.1 |  | 2.1 | 0 | 0 | 0 | 0
25.10. | 20 | 2.1 |  | 2.1 | 0 | 0 | 0 | 0
25.10. | 21 | 2.1 |  | 2.1 | 0 | 0 | 0 | 0
25.10. | 22 | 2.1 |  | 2.1 | 0 | 0 | 0 | 0
25.10. | 23 | 2.1 |  | 2.1 | 0 | 0 | 0 | 0
25.10. | 24 | 2.1 |  | 2.1 | 0 | 0 | 0 | 0
26.10. | 1 | 2.1 |  | 2.1 | 0 | 0 | 0 | 0
26.10. | 2 | 2.1 |  | 2.1 | 0 | 0 | 0 | 0
26.10. | 3 | 2.1 |  | 2.1 | 0 | 0 | 0 | 0
26.10. | 4 | 2.1 |  | 2.1 | 0 | 0 | 0 | 0
26.10. | 5 | 2.1 |  | 2.1 | 0 | 0 | 0 | 0
26.10. | 6 | 2.1 |  | 2.1 | 0 | 0 | 0 | 0
26.10. | 7 | 2.1 |  | 2.1 | 0 | 0 | 0 | 0
26.10. | 8 | 2.1 |  | 2.1 | 0 | 0 | 0 | 0
26.10. | 9 | 2.1 |  | 2.1 | 0 | 0 | 0 | 0
26.10. | 10 | 2.1 |  | 2.1 | 0 | 0 | 0 | 0
26.10. | 11 | 2.1 |  | 2.1 | 0 | 0 | 0 | 0
26.10. | 12 | 2.1 |  | 2.1 | 0 | 0 | 0 | 0
26.10. | 13 | 2.1 |  | 2.1 | 0 | 0 | 0 | 0
26.10. | 14 | 2.1 |  | 2.1 | 0 | 0 | 0 | 0
26.10. | 15 | 2.1 |  | 2.1 | 0 | 0 | 0 | 0
26.10. | 16 | 2.1 |  | 2.1 | 0 | 0 | 0 | 0
26.10. | 17 | 2.1 |  | 2.1 | 0 | 0 | 0 | 0
26.10. | 18 | 2.1 |  | 2.1 | 0 | 0 | 0 | 0
26.10. | 19 | 2.1 |  | 2.1 | 0 | 0 | 0 | 0
26.10. | 20 | 2.1 |  | 2.1 | 0 | 0 | 0 | 0
26.10. | 21 | 2.1 |  | 2.1 | 0 | 0 | 0 | 0
26.10. | 22 | 2.1 |  | 2.1 | 0 | 0 | 0 | 0
26.10. | 23 | 2.1 |  | 2.1 | 0 | 0 | 0 | 0
26.10. | 24 | 2.1 |  | 2.1 | 0 | 0 | 0 | 0
27.10. | 1 | 2.1 |  | 2.1 | 0 | 0 | 0 | 0
27.10. | 2 | 2.1 |  | 2.1 | 0 | 0 | 0 | 0
27.10. | 3 | 2.1 |  | 2.1 | 0 | 0 | 0 | 0
27.10. | 4 | 2.1 |  | 2.1 | 0 | 0 | 0 | 0
27.10. | 5 | 2.1 |  | 2.1 | 0 | 0 | 0 | 0
27.10. | 6 | 2.1 |  | 2.1 | 0 | 0 | 0 | 0
27.10. | 7 | 2.1 |  | 2.1 | 0 | 0 | 0 | 0
27.10. | 8 | 2.1 |  | 2.1 | 0 | 0 | 0 | 0
27.10. | 9 | 2.1 |  | 2.1 | 0 | 0 | 0 | 0
27.10. | 10 | 2.1 |  | 2.1 | 0 | 0 | 0 | 0
27.10. | 11 | 2.1 |  | 2.1 | 0 | 0 | 0 | 0
27.10. | 12 | 2.1 |  | 2.1 | 0 | 0 | 0 | 0
27.10. | 13 | 2.1 |  | 2.1 | 0 | 0 | 0 | 0
27.10. | 14 | 2.1 |  | 2.1 | 0 | 0 | 0 | 0
27.10. | 15 | 2.1 |  | 2.1 | 0 | 0 | 0 | 0
27.10. | 16 | 2.1 |  | 2.1 | 0 | 0 | 0 | 0
27.10. | 17 | 2.1 |  | 2.1 | 0 | 0 | 0 | 0
27.10. | 18 | 2.1 |  | 2.1 | 0 | 0 | 0 | 0
27.10. | 19 | 2.1 |  | 2.1 | 0 | 0 | 0 | 0
27.10. | 20 | 2.1 |  | 2.1 | 0 | 0 | 0 | 0
27.10. | 21 | 2.1 |  | 2.1 | 0 | 0 | 0 | 0
27.10. | 22 | 2.1 |  | 2.1 | 0 | 0 | 0 | 0
27.10. | 23 | 2.1 |  | 2.1 | 0 | 0 | 0 | 0
27.10. | 24 | 2.1 |  | 2.1 | 0 | 0 | 0 | 0
28.10. | 1 | 2.1 |  | 2.1 | 0 | 0 | 0 | 0
28.10. | 2 | 2.1 |  | 2.1 | 0 | 0 | 0 | 0
28.10. | 3 | 2.1 |  | 2.1 | 0 | 0 | 0 | 0
28.10. | 4 | 2.1 |  | 2.1 | 0 | 0 | 0 | 0
28.10. | 5 | 2.1 |  | 2.1 | 0 | 0 | 0 | 0
28.10. | 6 | 2.1 |  | 2.1 | 0 | 0 | 0 | 0
28.10. | 7 | 2.1 |  | 2.1 | 0 | 0 | 0 | 0
28.10. | 8 | 2.1 |  | 2.1 | 0 | 0 | 0 | 0
28.10. | 9 | 2.1 |  | 2.1 | 0 | 0 | 0 | 0
28.10. | 10 | 2.1 |  | 2.1 | 0 | 0 | 0 | 0
28.10. | 11 | 2.1 |  | 2.1 | 0 | 0 | 0 | 0
28.10. | 12 | 2.1 |  | 2.1 | 0 | 0 | 0 | 0
28.10. | 13 | 2.1 |  | 2.1 | 0 | 0 | 0 | 0
28.10. | 14 | 2.1 |  | 2.1 | 0 | 0 | 0 | 0
28.10. | 15 | 2.1 |  | 2.1 | 0 | 0 | 0 | 0
28.10. | 16 | 2.1 |  | 2.1 | 0 | 0 | 0 | 0
28.10. | 17 | 2.1 |  | 2.1 | 0 | 0 | 0 | 0
28.10. | 18 | 2.1 |  | 2.1 | 0 | 0 | 0 | 0
28.10. | 19 | 2.1 |  | 2.1 | 0 | 0 | 0 | 0
28.10. | 20 | 2.1 |  | 2.1 | 0 | 0 | 0 | 0
28.10. | 21 | 2.1 |  | 2.1 | 0 | 0 | 0 | 0
28.10. | 22 | 2.1 |  | 2.1 | 0 | 0 | 0 | 0
28.10. | 23 | 2.1 |  | 2.1 | 0 | 0 | 0 | 0
28.10. | 24 | 2.1 |  | 2.1 | 0 | 0 | 0 | 0
29.10. | 1 | 2.1 |  | 2.1 | 0 | 0 | 0 | 0
29.10. | 2 | 2.1 |  | 2.1 | 0 | 0 | 0 | 0
29.10. | 3 | 2.1 |  | 2.1 | 0 | 0 | 0 | 0
29.10. | 4 | 2.1 |  | 2.1 | 0 | 0 | 0 | 0
29.10. | 5 | 2.1 |  | 2.1 | 0 | 0 | 0 | 0
29.10. | 6 | 2.1 |  | 2.1 | 0 | 0 | 0 | 0
29.10. | 7 | 2.1 |  | 2.1 | 0 | 0 | 0 | 0
29.10. | 8 | 2.1 |  | 2.1 | 0 | 0 | 0 | 0
29.10. | 9 | 2.1 |  | 2.1 | 0 | 0 | 0 | 0
29.10. | 10 | 2.1 |  | 2.1 | 0 | 0 | 0 | 0
29.10. | 11 | 2.1 |  | 2.1 | 0 | 0 | 0 | 0
29.10. | 12 | 2.1 |  | 2.1 | 0 | 0 | 0 | 0
29.10. | 13 | 2.1 |  | 2.1 | 0 | 0 | 0 | 0
29.10. | 14 | 2.1 |  | 2.1 | 0 | 0 | 0 | 0
29.10. | 15 | 2.1 |  | 2.1 | 0 | 0 | 0 | 0
29.10. | 16 | 2.1 |  | 2.1 | 0 | 0 | 0 | 0
29.10. | 17 | 2.1 |  | 2.1 | 0 | 0 | 0 | 0
29.10. | 18 | 2.1 |  | 2.1 | 0 | 0 | 0 | 0
29.10. | 19 | 2.1 |  | 2.1 | 0 | 0 | 0 | 0
29.10. | 20 | 2.1 |  | 2.1 | 0 | 0 | 0 | 0
29.10. | 21 | 2.1 |  | 2.1 | 0 | 0 | 0 | 0
29.10. | 22 | 2.1 |  | 2.1 | 0 | 0 | 0 | 0
29.10. | 23 | 2.1 |  | 2.1 | 0 | 0 | 0 | 0
29.10. | 24 | 2.1 |  | 2.1 | 0 | 0 | 0 | 0
30.10. | 1 | 2.1 |  | 2.1 | 0 | 0 | 0 | 0
30.10. | 2 | 2.1 |  | 2.1 | 0 | 0 | 0 | 0
30.10. | 3 | 2.1 |  | 2.1 | 0 | 0 | 0 | 0
30.10. | 4 | 2.1 |  | 2.1 | 0 | 0 | 0 | 0
30.10. | 5 | 2.1 |  | 2.1 | 0 | 0 | 0 | 0
30.10. | 6 | 2.1 |  | 2.1 | 0 | 0 | 0 | 0
30.10. | 7 | 2.1 |  | 2.1 | 0 | 0 | 0 | 0
30.10. | 8 | 2.1 |  | 2.1 | 0 | 0 | 0 | 0
30.10. | 9 | 2.1 |  | 2.1 | 0 | 0 | 0 | 0
30.10. | 10 | 2.1 |  | 2.1 | 0 | 0 | 0 | 0
30.10. | 11 | 2.1 |  | 2.1 | 0 | 0 | 0 | 0
30.10. | 12 | 2.1 |  | 2.1 | 0 | 0 | 0 | 0
30.10. | 13 | 2.1 |  | 2.1 | 0 | 0 | 0 | 0
30.10. | 14 | 2.1 |  | 2.1 | 0 | 0 | 0 | 0
30.10. | 15 | 2.1 |  | 2.1 | 0 | 0 | 0 | 0
30.10. | 16 | 2.1 |  | 2.1 | 0 | 0 | 0 | 0
30.10. | 17 | 2.1 |  | 2.1 | 0 | 0 | 0 | 0
30.10. | 18 | 2.1 |  | 2.1 | 0 | 0 | 0 | 0
30.10. | 19 | 2.1 |  | 2.1 | 0 | 0 | 0 | 0
30.10. | 20 | 2.1 |  | 2.1 | 0 | 0 | 0 | 0
30.10. | 21 | 2.1 |  | 2.1 | 0 | 0 | 0 | 0
30.10. | 22 | 2.1 |  | 2.1 | 0 | 0 | 0 | 0
30.10. | 23 | 2.1 |  | 2.1 | 0 | 0 | 0 | 0
30.10. | 24 | 2.1 |  | 2.1 | 0 | 0 | 0 | 0
31.10. | 1 | 2.1 |  | 2.1 | 0 | 0 | 0 | 0
31.10. | 2 | 2.1 |  | 2.1 | 0 | 0 | 0 | 0
31.10. | 3 | 2.1 |  | 2.1 | 0 | 0 | 0 | 0
31.10. | 4 | 2.1 |  | 2.1 | 0 | 0 | 0 | 0
31.10. | 5 | 2.1 |  | 2.1 | 0 | 0 | 0 | 0
31.10. | 6 | 2.1 |  | 2.1 | 0 | 0 | 0 | 0
31.10. | 7 | 2.1 |  | 2.1 | 0 | 0 | 0 | 0
31.10. | 8 | 2.1 |  | 2.1 | 0 | 0 | 0 | 0
31.10. | 9 | 2.1 |  | 2.1 | 0 | 0 | 0 | 0
31.10. | 10 | 2.1 |  | 2.1 | 0 | 0 | 0 | 0
31.10. | 11 | 2.1 |  | 2.1 | 0 | 0 | 0 | 0
31.10. | 12 | 2.1 |  | 2.1 | 0 | 0 | 0 | 0
31.10. | 13 | 2.1 |  | 2.1 | 0 | 0 | 0 | 0
31.10. | 14 | 2.1 |  | 2.1 | 0 | 0 | 0 | 0
31.10. | 15 | 2.1 |  | 2.1 | 0 | 0 | 0 | 0
31.10. | 16 | 2.1 |  | 2.1 | 0 | 0 | 0 | 0
31.10. | 17 | 2.1 |  | 2.1 | 0 | 0 | 0 | 0
31.10. | 18 | 2.1 |  | 2.1 | 0 | 0 | 0 | 0
31.10. | 19 | 2.1 |  | 2.1 | 0 | 0 | 0 | 0
31.10. | 20 | 2.1 |  | 2.1 | 0 | 0 | 0 | 0
31.10. | 21 | 2.1 |  | 2.1 | 0 | 0 | 0 | 0
31.10. | 22 | 2.1 |  | 2.1 | 0 | 0 | 0 | 0
31.10. | 23 | 2.1 |  | 2.1 | 0 | 0 | 0 | 0
31.10. | 24 | 2.1 |  | 2.1 | 0 | 0 | 0 | 0
01.11. | 1 | 2.1 |  | 2.1 | 0 | 0 | 0 | 0
01.11. | 2 | 2.1 |  | 2.1 | 0 | 0 | 0 | 0
01.11. | 3 | 2.1 |  | 2.1 | 0 | 0 | 0 | 0
01.11. | 4 | 2.1 |  | 2.1 | 0 | 0 | 0 | 0
01.11. | 5 | 2.1 |  | 2.1 | 0 | 0 | 0 | 0
01.11. | 6 | 2.1 |  | 2.1 | 0 | 0 | 0 | 0
01.11. | 7 | 2.1 |  | 2.1 | 0 | 0 | 0 | 0
01.11. | 8 | 2.1 |  | 2.1 | 0 | 0 | 0 | 0
01.11. | 9 | 2.1 |  | 2.1 | 0 | 0 | 0 | 0
01.11. | 10 | 2.1 |  | 2.1 | 0 | 0 | 0 | 0
01.11. | 11 | 2.1 |  | 2.1 | 0 | 0 | 0 | 0
01.11. | 12 | 2.1 |  | 2.1 | 0 | 0 | 0 | 0
01.11. | 13 | 2.1 |  | 2.1 | 0 | 0 | 0 | 0
01.11. | 14 | 2.1 |  | 2.1 | 0 | 0 | 0 | 0
01.11. | 15 | 2.1 |  | 2.1 | 0 | 0 | 0 | 0
01.11. | 16 | 2.1 |  | 2.1 | 0 | 0 | 0 | 0
01.11. | 17 | 2.1 |  | 2.1 | 0 | 0 | 0 | 0
01.11. | 18 | 2.1 |  | 2.1 | 0 | 0 | 0 | 0
01.11. | 19 | 2.1 |  | 2.1 | 0 | 0 | 0 | 0
01.11. | 20 | 2.1 |  | 2.1 | 0 | 0 | 0 | 0
01.11. | 21 | 2.1 |  | 2.1 | 0 | 0 | 0 | 0
01.11. | 22 | 2.1 |  | 2.1 | 0 | 0 | 0 | 0
01.11. | 23 | 2.1 |  | 2.1 | 0 | 0 | 0 | 0
01.11. | 24 | 2.1 |  | 2.1 | 0 | 0 | 0 | 0
02.11. | 1 | 2.1 |  | 2.1 | 0 | 0 | 0 | 0
02.11. | 2 | 2.1 |  | 2.1 | 0 | 0 | 0 | 0
02.11. | 3 | 2.1 |  | 2.1 | 0 | 0 | 0 | 0
02.11. | 4 | 2.1 |  | 2.1 | 0 | 0 | 0 | 0
02.11. | 5 | 2.1 |  | 2.1 | 0 | 0 | 0 | 0
02.11. | 6 | 2.1 |  | 2.1 | 0 | 0 | 0 | 0
02.11. | 7 | 2.1 |  | 2.1 | 0 | 0 | 0 | 0
02.11. | 8 | 2.1 |  | 2.1 | 0 | 0 | 0 | 0
02.11. | 9 | 2.1 |  | 2.1 | 0 | 0 | 0 | 0
02.11. | 10 | 2.1 |  | 2.1 | 0 | 0 | 0 | 0
02.11. | 11 | 2.1 |  | 2.1 | 0 | 0 | 0 | 0
02.11. | 12 | 2.1 |  | 2.1 | 0 | 0 | 0 | 0
02.11. | 13 | 2.1 |  | 2.1 | 0 | 0 | 0 | 0
02.11. | 14 | 2.1 |  | 2.1 | 0 | 0 | 0 | 0
02.11. | 15 | 2.1 |  | 2.1 | 0 | 0 | 0 | 0
02.11. | 16 | 2.1 |  | 2.1 | 0 | 0 | 0 | 0
02.11. | 17 | 2.1 |  | 2.1 | 0 | 0 | 0 | 0
02.11. | 18 | 2.1 |  | 2.1 | 0 | 0 | 0 | 0
02.11. | 19 | 2.1 |  | 2.1 | 0 | 0 | 0 | 0
02.11. | 20 | 2.1 |  | 2.1 | 0 | 0 | 0 | 0
02.11. | 21 | 2.1 |  | 2.1 | 0 | 0 | 0 | 0
02.11. | 22 | 2.1 |  | 2.1 | 0 | 0 | 0 | 0
02.11. | 23 | 2.1 |  | 2.1 | 0 | 0 | 0 | 0
02.11. | 24 | 2.1 |  | 2.1 | 0 | 0 | 0 | 0
03.11. | 1 | 2.1 |  | 2.1 | 0 | 0 | 0 | 0
03.11. | 2 | 2.1 |  | 2.1 | 0 | 0 | 0 | 0
03.11. | 3 | 2.1 |  | 2.1 | 0 | 0 | 0 | 0
03.11. | 4 | 2.1 |  | 2.1 | 0 | 0 | 0 | 0
03.11. | 5 | 2.1 |  | 2.1 | 0 | 0 | 0 | 0
03.11. | 6 | 2.1 |  | 2.1 | 0 | 0 | 0 | 0
03.11. | 7 | 2.1 |  | 2.1 | 0 | 0 | 0 | 0
03.11. | 8 | 2.1 |  | 2.1 | 0 | 0 | 0 | 0
03.11. | 9 | 2.1 |  | 2.1 | 0 | 0 | 0 | 0
03.11. | 10 | 2.1 |  | 2.1 | 0 | 0 | 0 | 0
03.11. | 11 | 2.1 |  | 2.1 | 0 | 0 | 0 | 0
03.11. | 12 | 2.1 |  | 2.1 | 0 | 0 | 0 | 0
03.11. | 13 | 2.1 |  | 2.1 | 0 | 0 | 0 | 0
03.11. | 14 | 2.1 |  | 2.1 | 0 | 0 | 0 | 0
03.11. | 15 | 2.1 |  | 2.1 | 0 | 0 | 0 | 0
03.11. | 16 | 2.1 |  | 2.1 | 0 | 0 | 0 | 0
03.11. | 17 | 2.1 |  | 2.1 | 0 | 0 | 0 | 0
03.11. | 18 | 2.1 |  | 2.1 | 0 | 0 | 0 | 0
03.11. | 19 | 2.1 |  | 2.1 | 0 | 0 | 0 | 0
03.11. | 20 | 2.1 |  | 2.1 | 0 | 0 | 0 | 0
03.11. | 21 | 2.1 |  | 2.1 | 0 | 0 | 0 | 0
03.11. | 22 | 2.1 |  | 2.1 | 0 | 0 | 0 | 0
03.11. | 23 | 2.1 |  | 2.1 | 0 | 0 | 0 | 0
03.11. | 24 | 2.1 |  | 2.1 | 0 | 0 | 0 | 0
04.11. | 1 | 2.1 |  | 2.1 | 0 | 0 | 0 | 0
04.11. | 2 | 2.1 |  | 2.1 | 0 | 0 | 0 | 0
04.11. | 3 | 2.1 |  | 2.1 | 0 | 0 | 0 | 0
04.11. | 4 | 2.1 |  | 2.1 | 0 | 0 | 0 | 0
04.11. | 5 | 2.1 |  | 2.1 | 0 | 0 | 0 | 0
04.11. | 6 | 2.1 |  | 2.1 | 0 | 0 | 0 | 0
04.11. | 7 | 2.1 |  | 2.1 | 0 | 0 | 0 | 0
04.11. | 8 | 2.1 |  | 2.1 | 0 | 0 | 0 | 0
04.11. | 9 | 2.1 |  | 2.1 | 0 | 0 | 0 | 0
04.11. | 10 | 2.1 |  | 2.1 | 0 | 0 | 0 | 0
04.11. | 11 | 2.1 |  | 2.1 | 0 | 0 | 0 | 0
04.11. | 12 | 2.1 |  | 2.1 | 0 | 0 | 0 | 0
04.11. | 13 | 2.1 |  | 2.1 | 0 | 0 | 0 | 0
04.11. | 14 | 2.1 |  | 2.1 | 0 | 0 | 0 | 0
04.11. | 15 | 2.1 |  | 2.1 | 0 | 0 | 0 | 0
04.11. | 16 | 2.1 |  | 2.1 | 0 | 0 | 0 | 0
04.11. | 17 | 2.1 |  | 2.1 | 0 | 0 | 0 | 0
04.11. | 18 | 2.1 |  | 2.1 | 0 | 0 | 0 | 0
04.11. | 19 | 2.1 |  | 2.1 | 0 | 0 | 0 | 0
04.11. | 20 | 2.1 |  | 2.1 | 0 | 0 | 0 | 0
04.11. | 21 | 2.1 |  | 2.1 | 0 | 0 | 0 | 0
04.11. | 22 | 2.1 |  | 2.1 | 0 | 0 | 0 | 0
04.11. | 23 | 2.1 |  | 2.1 | 0 | 0 | 0 | 0
04.11. | 24 | 2.1 |  | 2.1 | 0 | 0 | 0 | 0
05.11. | 1 | 2.1 |  | 2.1 | 0 | 0 | 0 | 0
05.11. | 2 | 2.1 |  | 2.1 | 0 | 0 | 0 | 0
05.11. | 3 | 2.1 |  | 2.1 | 0 | 0 | 0 | 0
05.11. | 4 | 2.1 |  | 2.1 | 0 | 0 | 0 | 0
05.11. | 5 | 2.1 |  | 2.1 | 0 | 0 | 0 | 0
05.11. | 6 | 2.1 |  | 2.1 | 0 | 0 | 0 | 0
05.11. | 7 | 2.1 |  | 2.1 | 0 | 0 | 0 | 0
05.11. | 8 | 2.1 |  | 2.1 | 0 | 0 | 0 | 0
05.11. | 9 | 2.1 |  | 2.1 | 0 | 0 | 0 | 0
05.11. | 10 | 2.1 |  | 2.1 | 0 | 0 | 0 | 0
05.11. | 11 | 2.1 |  | 2.1 | 0 | 0 | 0 | 0
05.11. | 12 | 2.1 |  | 2.1 | 0 | 0 | 0 | 0
05.11. | 13 | 2.1 |  | 2.1 | 0 | 0 | 0 | 0
05.11. | 14 | 2.1 |  | 2.1 | 0 | 0 | 0 | 0
05.11. | 15 | 2.1 |  | 2.1 | 0 | 0 | 0 | 0
05.11. | 16 | 2.1 |  | 2.1 | 0 | 0 | 0 | 0
05.11. | 17 | 2.1 |  | 2.1 | 0 | 0 | 0 | 0
05.11. | 18 | 2.1 |  | 2.1 | 0 | 0 | 0 | 0
05.11. | 19 | 2.1 |  | 2.1 | 0 | 0 | 0 | 0
05.11. | 20 | 2.1 |  | 2.1 | 0 | 0 | 0 | 0
05.11. | 21 | 2.1 |  | 2.1 | 0 | 0 | 0 | 0
05.11. | 22 | 2.1 |  | 2.1 | 0 | 0 | 0 | 0
05.11. | 23 | 2.1 |  | 2.1 | 0 | 0 | 0 | 0
05.11. | 24 | 2.1 |  | 2.1 | 0 | 0 | 0 | 0
06.11. | 1 | 2.1 |  | 2.1 | 0 | 0 | 0 | 0
06.11. | 2 | 2.1 |  | 2.1 | 0 | 0 | 0 | 0
06.11. | 3 | 2.1 |  | 2.1 | 0 | 0 | 0 | 0
06.11. | 4 | 2.1 |  | 2.1 | 0 | 0 | 0 | 0
06.11. | 5 | 2.1 |  | 2.1 | 0 | 0 | 0 | 0
06.11. | 6 | 2.1 |  | 2.1 | 0 | 0 | 0 | 0
06.11. | 7 | 2.1 |  | 2.1 | 0 | 0 | 0 | 0
06.11. | 8 | 2.1 |  | 2.1 | 0 | 0 | 0 | 0
06.11. | 9 | 2.1 |  | 2.1 | 0 | 0 | 0 | 0
06.11. | 10 | 2.1 |  | 2.1 | 0 | 0 | 0 | 0
06.11. | 11 | 2.1 |  | 2.1 | 0 | 0 | 0 | 0
06.11. | 12 | 2.1 |  | 2.1 | 0 | 0 | 0 | 0
06.11. | 13 | 2.1 |  | 2.1 | 0 | 0 | 0 | 0
06.11. | 14 | 2.1 |  | 2.1 | 0 | 0 | 0 | 0
06.11. | 15 | 2.1 |  | 2.1 | 0 | 0 | 0 | 0
06.11. | 16 | 2.1 |  | 2.1 | 0 | 0 | 0 | 0
06.11. | 17 | 2.1 |  | 2.1 | 0 | 0 | 0 | 0
06.11. | 18 | 2.1 |  | 2.1 | 0 | 0 | 0 | 0
06.11. | 19 | 2.1 |  | 2.1 | 0 | 0 | 0 | 0
06.11. | 20 | 2.1 |  | 2.1 | 0 | 0 | 0 | 0
06.11. | 21 | 2.1 |  | 2.1 | 0 | 0 | 0 | 0
06.11. | 22 | 2.1 |  | 2.1 | 0 | 0 | 0 | 0
06.11. | 23 | 2.1 |  | 2.1 | 0 | 0 | 0 | 0
06.11. | 24 | 2.1 |  | 2.1 | 0 | 0 | 0 | 0
07.11. | 1 | 2.1 |  | 2.1 | 0 | 0 | 0 | 0
07.11. | 2 | 2.1 |  | 2.1 | 0 | 0 | 0 | 0
07.11. | 3 | 2.1 |  | 2.1 | 0 | 0 | 0 | 0
07.11. | 4 | 2.1 |  | 2.1 | 0 | 0 | 0 | 0
07.11. | 5 | 2.1 |  | 2.1 | 0 | 0 | 0 | 0
07.11. | 6 | 2.1 |  | 2.1 | 0 | 0 | 0 | 0
07.11. | 7 | 2.1 |  | 2.1 | 0 | 0 | 0 | 0
07.11. | 8 | 2.1 |  | 2.1 | 0 | 0 | 0 | 0
07.11. | 9 | 2.1 |  | 2.1 | 0 | 0 | 0 | 0
07.11. | 10 | 2.1 |  | 2.1 | 0 | 0 | 0 | 0
07.11. | 11 | 2.1 |  | 2.1 | 0 | 0 | 0 | 0
07.11. | 12 | 2.1 |  | 2.1 | 0 | 0 | 0 | 0
07.11. | 13 | 2.1 |  | 2.1 | 0 | 0 | 0 | 0
07.11. | 14 | 2.1 |  | 2.1 | 0 | 0 | 0 | 0
07.11. | 15 | 2.1 |  | 2.1 | 0 | 0 | 0 | 0
07.11. | 16 | 2.1 |  | 2.1 | 0 | 0 | 0 | 0
07.11. | 17 | 2.1 |  | 2.1 | 0 | 0 | 0 | 0
07.11. | 18 | 2.1 |  | 2.1 | 0 | 0 | 0 | 0
07.11. | 19 | 2.1 |  | 2.1 | 0 | 0 | 0 | 0
07.11. | 20 | 2.1 |  | 2.1 | 0 | 0 | 0 | 0
07.11. | 21 | 2.1 |  | 2.1 | 0 | 0 | 0 | 0
07.11. | 22 | 2.1 |  | 2.1 | 0 | 0 | 0 | 0
07.11. | 23 | 2.1 |  | 2.1 | 0 | 0 | 0 | 0
07.11. | 24 | 2.1 |  | 2.1 | 0 | 0 | 0 | 0
08.11. | 1 | 2.1 |  | 2.1 | 0 | 0 | 0 | 0
08.11. | 2 | 2.1 |  | 2.1 | 0 | 0 | 0 | 0
08.11. | 3 | 2.1 |  | 2.1 | 0 | 0 | 0 | 0
08.11. | 4 | 2.1 |  | 2.1 | 0 | 0 | 0 | 0
08.11. | 5 | 2.1 |  | 2.1 | 0 | 0 | 0 | 0
08.11. | 6 | 2.1 |  | 2.1 | 0 | 0 | 0 | 0
08.11. | 7 | 2.1 |  | 2.1 | 0 | 0 | 0 | 0
08.11. | 8 | 2.1 |  | 2.1 | 0 | 0 | 0 | 0
08.11. | 9 | 2.1 |  | 2.1 | 0 | 0 | 0 | 0
08.11. | 10 | 2.1 |  | 2.1 | 0 | 0 | 0 | 0
08.11. | 11 | 2.1 |  | 2.1 | 0 | 0 | 0 | 0
08.11. | 12 | 2.1 |  | 2.1 | 0 | 0 | 0 | 0
08.11. | 13 | 2.1 |  | 2.1 | 0 | 0 | 0 | 0
08.11. | 14 | 2.1 |  | 2.1 | 0 | 0 | 0 | 0
08.11. | 15 | 2.1 |  | 2.1 | 0 | 0 | 0 | 0
08.11. | 16 | 2.1 |  | 2.1 | 0 | 0 | 0 | 0
08.11. | 17 | 2.1 |  | 2.1 | 0 | 0 | 0 | 0
08.11. | 18 | 2.1 |  | 2.1 | 0 | 0 | 0 | 0
08.11. | 19 | 2.1 |  | 2.1 | 0 | 0 | 0 | 0
08.11. | 20 | 2.1 |  | 2.1 | 0 | 0 | 0 | 0
08.11. | 21 | 2.1 |  | 2.1 | 0 | 0 | 0 | 0
08.11. | 22 | 2.1 |  | 2.1 | 0 | 0 | 0 | 0
08.11. | 23 | 2.1 |  | 2.1 | 0 | 0 | 0 | 0
08.11. | 24 | 2.1 |  | 2.1 | 0 | 0 | 0 | 0
09.11. | 1 | 2.1 |  | 2.1 | 0 | 0 | 0 | 0
09.11. | 2 | 2.1 |  | 2.1 | 0 | 0 | 0 | 0
09.11. | 3 | 2.1 |  | 2.1 | 0 | 0 | 0 | 0
09.11. | 4 | 2.1 |  | 2.1 | 0 | 0 | 0 | 0
09.11. | 5 | 2.1 |  | 2.1 | 0 | 0 | 0 | 0
09.11. | 6 | 2.1 |  | 2.1 | 0 | 0 | 0 | 0
09.11. | 7 | 2.1 |  | 2.1 | 0 | 0 | 0 | 0
09.11. | 8 | 2.1 |  | 2.1 | 0 | 0 | 0 | 0
09.11. | 9 | 2.1 |  | 2.1 | 0 | 0 | 0 | 0
09.11. | 10 | 2.1 |  | 2.1 | 0 | 0 | 0 | 0
09.11. | 11 | 2.1 |  | 2.1 | 0 | 0 | 0 | 0
09.11. | 12 | 2.1 |  | 2.1 | 0 | 0 | 0 | 0
09.11. | 13 | 2.1 |  | 2.1 | 0 | 0 | 0 | 0
09.11. | 14 | 2.1 |  | 2.1 | 0 | 0 | 0 | 0
09.11. | 15 | 2.1 |  | 2.1 | 0 | 0 | 0 | 0
09.11. | 16 | 2.1 |  | 2.1 | 0 | 0 | 0 | 0
09.11. | 17 | 2.1 |  | 2.1 | 0 | 0 | 0 | 0
09.11. | 18 | 2.1 |  | 2.1 | 0 | 0 | 0 | 0
09.11. | 19 | 2.1 |  | 2.1 | 0 | 0 | 0 | 0
09.11. | 20 | 2.1 |  | 2.1 | 0 | 0 | 0 | 0
09.11. | 21 | 2.1 |  | 2.1 | 0 | 0 | 0 | 0
09.11. | 22 | 2.1 |  | 2.1 | 0 | 0 | 0 | 0
09.11. | 23 | 2.1 |  | 2.1 | 0 | 0 | 0 | 0
09.11. | 24 | 2.1 |  | 2.1 | 0 | 0 | 0 | 0
10.11. | 1 | 2.1 |  | 2.1 | 0 | 0 | 0 | 0
10.11. | 2 | 2.1 |  | 2.1 | 0 | 0 | 0 | 0
10.11. | 3 | 2.1 |  | 2.1 | 0 | 0 | 0 | 0
10.11. | 4 | 2.1 |  | 2.1 | 0 | 0 | 0 | 0
10.11. | 5 | 2.1 |  | 2.1 | 0 | 0 | 0 | 0
10.11. | 6 | 2.1 |  | 2.1 | 0 | 0 | 0 | 0
10.11. | 7 | 2.1 |  | 2.1 | 0 | 0 | 0 | 0
10.11. | 8 | 2.1 |  | 2.1 | 0 | 0 | 0 | 0
10.11. | 9 | 2.1 |  | 2.1 | 0 | 0 | 0 | 0
10.11. | 10 | 2.1 |  | 2.1 | 0 | 0 | 0 | 0
10.11. | 11 | 2.1 |  | 2.1 | 0 | 0 | 0 | 0
10.11. | 12 | 2.1 |  | 2.1 | 0 | 0 | 0 | 0
10.11. | 13 | 2.1 |  | 2.1 | 0 | 0 | 0 | 0
10.11. | 14 | 2.1 |  | 2.1 | 0 | 0 | 0 | 0
10.11. | 15 | 2.1 |  | 2.1 | 0 | 0 | 0 | 0
10.11. | 16 | 2.1 |  | 2.1 | 0 | 0 | 0 | 0
10.11. | 17 | 2.1 |  | 2.1 | 0 | 0 | 0 | 0
10.11. | 18 | 2.1 |  | 2.1 | 0 | 0 | 0 | 0
10.11. | 19 | 2.1 |  | 2.1 | 0 | 0 | 0 | 0
10.11. | 20 | 2.1 |  | 2.1 | 0 | 0 | 0 | 0
10.11. | 21 | 2.1 |  | 2.1 | 0 | 0 | 0 | 0
10.11. | 22 | 2.1 |  | 2.1 | 0 | 0 | 0 | 0
10.11. | 23 | 2.1 |  | 2.1 | 0 | 0 | 0 | 0
10.11. | 24 | 2.1 |  | 2.1 | 0 | 0 | 0 | 0
11.11. | 1 | 2.1 |  | 2.1 | 0 | 0 | 0 | 0
11.11. | 2 | 2.1 |  | 2.1 | 0 | 0 | 0 | 0
11.11. | 3 | 2.1 |  | 2.1 | 0 | 0 | 0 | 0
11.11. | 4 | 2.1 |  | 2.1 | 0 | 0 | 0 | 0
11.11. | 5 | 2.1 |  | 2.1 | 0 | 0 | 0 | 0
11.11. | 6 | 2.1 |  | 2.1 | 0 | 0 | 0 | 0
11.11. | 7 | 2.1 |  | 2.1 | 0 | 0 | 0 | 0
11.11. | 8 | 2.1 |  | 2.1 | 0 | 0 | 0 | 0
11.11. | 9 | 2.1 |  | 2.1 | 0 | 0 | 0 | 0
11.11. | 10 | 2.1 |  | 2.1 | 0 | 0 | 0 | 0
11.11. | 11 | 2.1 |  | 2.1 | 0 | 0 | 0 | 0
11.11. | 12 | 2.1 |  | 2.1 | 0 | 0 | 0 | 0
11.11. | 13 | 2.1 |  | 2.1 | 0 | 0 | 0 | 0
11.11. | 14 | 2.1 |  | 2.1 | 0 | 0 | 0 | 0
11.11. | 15 | 2.1 |  | 2.1 | 0 | 0 | 0 | 0
11.11. | 16 | 2.1 |  | 2.1 | 0 | 0 | 0 | 0
11.11. | 17 | 2.1 |  | 2.1 | 0 | 0 | 0 | 0
11.11. | 18 | 2.1 |  | 2.1 | 0 | 0 | 0 | 0
11.11. | 19 | 2.1 |  | 2.1 | 0 | 0 | 0 | 0
11.11. | 20 | 2.1 |  | 2.1 | 0 | 0 | 0 | 0
11.11. | 21 | 2.1 |  | 2.1 | 0 | 0 | 0 | 0
11.11. | 22 | 2.1 |  | 2.1 | 0 | 0 | 0 | 0
11.11. | 23 | 2.1 |  | 2.1 | 0 | 0 | 0 | 0
11.11. | 24 | 2.1 |  | 2.1 | 0 | 0 | 0 | 0
12.11. | 1 | 2.1 |  | 2.1 | 0 | 0 | 0 | 0
12.11. | 2 | 2.1 |  | 2.1 | 0 | 0 | 0 | 0
12.11. | 3 | 2.1 |  | 2.1 | 0 | 0 | 0 | 0
12.11. | 4 | 2.1 |  | 2.1 | 0 | 0 | 0 | 0
12.11. | 5 | 2.1 |  | 2.1 | 0 | 0 | 0 | 0
12.11. | 6 | 2.1 |  | 2.1 | 0 | 0 | 0 | 0
12.11. | 7 | 2.1 |  | 2.1 | 0 | 0 | 0 | 0
12.11. | 8 | 2.1 |  | 2.1 | 0 | 0 | 0 | 0
12.11. | 9 | 2.1 |  | 2.1 | 0 | 0 | 0 | 0
12.11. | 10 | 2.1 |  | 2.1 | 0 | 0 | 0 | 0
12.11. | 11 | 2.1 |  | 2.1 | 0 | 0 | 0 | 0
12.11. | 12 | 2.1 |  | 2.1 | 0 | 0 | 0 | 0
12.11. | 13 | 2.1 |  | 2.1 | 0 | 0 | 0 | 0
12.11. | 14 | 2.1 |  | 2.1 | 0 | 0 | 0 | 0
12.11. | 15 | 2.1 |  | 2.1 | 0 | 0 | 0 | 0
12.11. | 16 | 2.1 |  | 2.1 | 0 | 0 | 0 | 0
12.11. | 17 | 2.1 |  | 2.1 | 0 | 0 | 0 | 0
12.11. | 18 | 2.1 |  | 2.1 | 0 | 0 | 0 | 0
12.11. | 19 | 2.1 |  | 2.1 | 0 | 0 | 0 | 0
12.11. | 20 | 2.1 |  | 2.1 | 0 | 0 | 0 | 0
12.11. | 21 | 2.1 |  | 2.1 | 0 | 0 | 0 | 0
12.11. | 22 | 2.1 |  | 2.1 | 0 | 0 | 0 | 0
12.11. | 23 | 2.1 |  | 2.1 | 0 | 0 | 0 | 0
12.11. | 24 | 2.1 |  | 2.1 | 0 | 0 | 0 | 0
13.11. | 1 | 2.1 |  | 2.1 | 0 | 0 | 0 | 0
13.11. | 2 | 2.1 |  | 2.1 | 0 | 0 | 0 | 0
13.11. | 3 | 2.1 |  | 2.1 | 0 | 0 | 0 | 0
13.11. | 4 | 2.1 |  | 2.1 | 0 | 0 | 0 | 0
13.11. | 5 | 2.1 |  | 2.1 | 0 | 0 | 0 | 0
13.11. | 6 | 2.1 |  | 2.1 | 0 | 0 | 0 | 0
13.11. | 7 | 2.1 |  | 2.1 | 0 | 0 | 0 | 0
13.11. | 8 | 2.1 |  | 2.1 | 0 | 0 | 0 | 0
13.11. | 9 | 2.1 |  | 2.1 | 0 | 0 | 0 | 0
13.11. | 10 | 2.1 |  | 2.1 | 0 | 0 | 0 | 0
13.11. | 11 | 2.1 |  | 2.1 | 0 | 0 | 0 | 0
13.11. | 12 | 2.1 |  | 2.1 | 0 | 0 | 0 | 0
13.11. | 13 | 2.1 |  | 2.1 | 0 | 0 | 0 | 0
13.11. | 14 | 2.1 |  | 2.1 | 0 | 0 | 0 | 0
13.11. | 15 | 2.1 |  | 2.1 | 0 | 0 | 0 | 0
13.11. | 16 | 2.1 |  | 2.1 | 0 | 0 | 0 | 0
13.11. | 17 | 2.1 |  | 2.1 | 0 | 0 | 0 | 0
13.11. | 18 | 2.1 |  | 2.1 | 0 | 0 | 0 | 0
13.11. | 19 | 2.1 |  | 2.1 | 0 | 0 | 0 | 0
13.11. | 20 | 2.1 |  | 2.1 | 0 | 0 | 0 | 0
13.11. | 21 | 2.1 |  | 2.1 | 0 | 0 | 0 | 0
13.11. | 22 | 2.1 |  | 2.1 | 0 | 0 | 0 | 0
13.11. | 23 | 2.1 |  | 2.1 | 0 | 0 | 0 | 0
13.11. | 24 | 2.1 |  | 2.1 | 0 | 0 | 0 | 0
14.11. | 1 | 2.1 |  | 2.1 | 0 | 0 | 0 | 0
14.11. | 2 | 2.1 |  | 2.1 | 0 | 0 | 0 | 0
14.11. | 3 | 2.1 |  | 2.1 | 0 | 0 | 0 | 0
14.11. | 4 | 2.1 |  | 2.1 | 0 | 0 | 0 | 0
14.11. | 5 | 2.1 |  | 2.1 | 0 | 0 | 0 | 0
14.11. | 6 | 2.1 |  | 2.1 | 0 | 0 | 0 | 0
14.11. | 7 | 2.1 |  | 2.1 | 0 | 0 | 0 | 0
14.11. | 8 | 2.1 |  | 2.1 | 0 | 0 | 0 | 0
14.11. | 9 | 2.1 |  | 2.1 | 0 | 0 | 0 | 0
14.11. | 10 | 2.1 |  | 2.1 | 0 | 0 | 0 | 0
14.11. | 11 | 2.1 |  | 2.1 | 0 | 0 | 0 | 0
14.11. | 12 | 2.1 |  | 2.1 | 0 | 0 | 0 | 0
14.11. | 13 | 2.1 |  | 2.1 | 0 | 0 | 0 | 0
14.11. | 14 | 2.1 |  | 2.1 | 0 | 0 | 0 | 0
14.11. | 15 | 2.1 |  | 2.1 | 0 | 0 | 0 | 0
14.11. | 16 | 2.1 |  | 2.1 | 0 | 0 | 0 | 0
14.11. | 17 | 2.1 |  | 2.1 | 0 | 0 | 0 | 0
14.11. | 18 | 2.1 |  | 2.1 | 0 | 0 | 0 | 0
14.11. | 19 | 2.1 |  | 2.1 | 0 | 0 | 0 | 0
14.11. | 20 | 2.1 |  | 2.1 | 0 | 0 | 0 | 0
14.11. | 21 | 2.1 |  | 2.1 | 0 | 0 | 0 | 0
14.11. | 22 | 2.1 |  | 2.1 | 0 | 0 | 0 | 0
14.11. | 23 | 2.1 |  | 2.1 | 0 | 0 | 0 | 0
14.11. | 24 | 2.1 |  | 2.1 | 0 | 0 | 0 | 0
15.11. | 1 | 2.1 |  | 2.1 | 0 | 0 | 0 | 0
15.11. | 2 | 2.1 |  | 2.1 | 0 | 0 | 0 | 0
15.11. | 3 | 2.1 |  | 2.1 | 0 | 0 | 0 | 0
15.11. | 4 | 2.1 |  | 2.1 | 0 | 0 | 0 | 0
15.11. | 5 | 2.1 |  | 2.1 | 0 | 0 | 0 | 0
15.11. | 6 | 2.1 |  | 2.1 | 0 | 0 | 0 | 0
15.11. | 7 | 2.1 |  | 2.1 | 0 | 0 | 0 | 0
15.11. | 8 | 2.1 |  | 2.1 | 0 | 0 | 0 | 0
15.11. | 9 | 2.1 |  | 2.1 | 0 | 0 | 0 | 0
15.11. | 10 | 2.1 |  | 2.1 | 0 | 0 | 0 | 0
15.11. | 11 | 2.1 |  | 2.1 | 0 | 0 | 0 | 0
15.11. | 12 | 2.1 |  | 2.1 | 0 | 0 | 0 | 0
15.11. | 13 | 2.1 |  | 2.1 | 0 | 0 | 0 | 0
15.11. | 14 | 2.1 |  | 2.1 | 0 | 0 | 0 | 0
15.11. | 15 | 2.1 |  | 2.1 | 0 | 0 | 0 | 0
15.11. | 16 | 2.1 |  | 2.1 | 0 | 0 | 0 | 0
15.11. | 17 | 2.1 |  | 2.1 | 0 | 0 | 0 | 0
15.11. | 18 | 2.1 |  | 2.1 | 0 | 0 | 0 | 0
15.11. | 19 | 2.1 |  | 2.1 | 0 | 0 | 0 | 0
15.11. | 20 | 2.1 |  | 2.1 | 0 | 0 | 0 | 0
15.11. | 21 | 2.1 |  | 2.1 | 0 | 0 | 0 | 0
15.11. | 22 | 2.1 |  | 2.1 | 0 | 0 | 0 | 0
15.11. | 23 | 2.1 |  | 2.1 | 0 | 0 | 0 | 0
15.11. | 24 | 2.1 |  | 2.1 | 0 | 0 | 0 | 0
16.11. | 1 | 2.1 |  | 2.1 | 0 | 0 | 0 | 0
16.11. | 2 | 2.1 |  | 2.1 | 0 | 0 | 0 | 0
16.11. | 3 | 2.1 |  | 2.1 | 0 | 0 | 0 | 0
16.11. | 4 | 2.1 |  | 2.1 | 0 | 0 | 0 | 0
16.11. | 5 | 2.1 |  | 2.1 | 0 | 0 | 0 | 0
16.11. | 6 | 2.1 |  | 2.1 | 0 | 0 | 0 | 0
16.11. | 7 | 2.1 |  | 2.1 | 0 | 0 | 0 | 0
16.11. | 8 | 2.1 |  | 2.1 | 0 | 0 | 0 | 0
16.11. | 9 | 2.1 |  | 2.1 | 0 | 0 | 0 | 0
16.11. | 10 | 2.1 |  | 2.1 | 0 | 0 | 0 | 0
16.11. | 11 | 2.1 |  | 2.1 | 0 | 0 | 0 | 0
16.11. | 12 | 2.1 |  | 2.1 | 0 | 0 | 0 | 0
16.11. | 13 | 2.1 |  | 2.1 | 0 | 0 | 0 | 0
16.11. | 14 | 2.1 |  | 2.1 | 0 | 0 | 0 | 0
16.11. | 15 | 2.1 |  | 2.1 | 0 | 0 | 0 | 0
16.11. | 16 | 2.1 |  | 2.1 | 0 | 0 | 0 | 0
16.11. | 17 | 2.1 |  | 2.1 | 0 | 0 | 0 | 0
16.11. | 18 | 2.1 |  | 2.1 | 0 | 0 | 0 | 0
16.11. | 19 | 2.1 |  | 2.1 | 0 | 0 | 0 | 0
16.11. | 20 | 2.1 |  | 2.1 | 0 | 0 | 0 | 0
16.11. | 21 | 2.1 |  | 2.1 | 0 | 0 | 0 | 0
16.11. | 22 | 2.1 |  | 2.1 | 0 | 0 | 0 | 0
16.11. | 23 | 2.1 |  | 2.1 | 0 | 0 | 0 | 0
16.11. | 24 | 2.1 |  | 2.1 | 0 | 0 | 0 | 0
17.11. | 1 | 2.1 |  | 2.1 | 0 | 0 | 0 | 0
17.11. | 2 | 2.1 |  | 2.1 | 0 | 0 | 0 | 0
17.11. | 3 | 2.1 |  | 2.1 | 0 | 0 | 0 | 0
17.11. | 4 | 2.1 |  | 2.1 | 0 | 0 | 0 | 0
17.11. | 5 | 2.1 |  | 2.1 | 0 | 0 | 0 | 0
17.11. | 6 | 2.1 |  | 2.1 | 0 | 0 | 0 | 0
17.11. | 7 | 2.1 |  | 2.1 | 0 | 0 | 0 | 0
17.11. | 8 | 2.1 |  | 2.1 | 0 | 0 | 0 | 0
17.11. | 9 | 2.1 |  | 2.1 | 0 | 0 | 0 | 0
17.11. | 10 | 2.1 |  | 2.1 | 0 | 0 | 0 | 0
17.11. | 11 | 2.1 |  | 2.1 | 0 | 0 | 0 | 0
17.11. | 12 | 2.1 |  | 2.1 | 0 | 0 | 0 | 0
17.11. | 13 | 2.1 |  | 2.1 | 0 | 0 | 0 | 0
17.11. | 14 | 2.1 |  | 2.1 | 0 | 0 | 0 | 0
17.11. | 15 | 2.1 |  | 2.1 | 0 | 0 | 0 | 0
17.11. | 16 | 2.1 |  | 2.1 | 0 | 0 | 0 | 0
17.11. | 17 | 2.1 |  | 2.1 | 0 | 0 | 0 | 0
17.11. | 18 | 2.1 |  | 2.1 | 0 | 0 | 0 | 0
17.11. | 19 | 2.1 |  | 2.1 | 0 | 0 | 0 | 0
17.11. | 20 | 2.1 |  | 2.1 | 0 | 0 | 0 | 0
17.11. | 21 | 2.1 |  | 2.1 | 0 | 0 | 0 | 0
17.11. | 22 | 2.1 |  | 2.1 | 0 | 0 | 0 | 0
17.11. | 23 | 2.1 |  | 2.1 | 0 | 0 | 0 | 0
17.11. | 24 | 2.1 |  | 2.1 | 0 | 0 | 0 | 0
18.11. | 1 | 2.1 |  | 2.1 | 0 | 0 | 0 | 0
18.11. | 2 | 2.1 |  | 2.1 | 0 | 0 | 0 | 0
18.11. | 3 | 2.1 |  | 2.1 | 0 | 0 | 0 | 0
18.11. | 4 | 2.1 |  | 2.1 | 0 | 0 | 0 | 0
18.11. | 5 | 2.1 |  | 2.1 | 0 | 0 | 0 | 0
18.11. | 6 | 2.1 |  | 2.1 | 0 | 0 | 0 | 0
18.11. | 7 | 2.1 |  | 2.1 | 0 | 0 | 0 | 0
18.11. | 8 | 2.1 |  | 2.1 | 0 | 0 | 0 | 0
18.11. | 9 | 2.1 |  | 2.1 | 0 | 0 | 0 | 0
18.11. | 10 | 2.1 |  | 2.1 | 0 | 0 | 0 | 0
18.11. | 11 | 2.1 |  | 2.1 | 0 | 0 | 0 | 0
18.11. | 12 | 2.1 |  | 2.1 | 0 | 0 | 0 | 0
18.11. | 13 | 2.1 |  | 2.1 | 0 | 0 | 0 | 0
18.11. | 14 | 2.1 |  | 2.1 | 0 | 0 | 0 | 0
18.11. | 15 | 2.1 |  | 2.1 | 0 | 0 | 0 | 0
18.11. | 16 | 2.1 |  | 2.1 | 0 | 0 | 0 | 0
18.11. | 17 | 2.1 |  | 2.1 | 0 | 0 | 0 | 0
18.11. | 18 | 2.1 |  | 2.1 | 0 | 0 | 0 | 0
18.11. | 19 | 2.1 |  | 2.1 | 0 | 0 | 0 | 0
18.11. | 20 | 2.1 |  | 2.1 | 0 | 0 | 0 | 0
18.11. | 21 | 2.1 |  | 2.1 | 0 | 0 | 0 | 0
18.11. | 22 | 2.1 |  | 2.1 | 0 | 0 | 0 | 0
18.11. | 23 | 2.1 |  | 2.1 | 0 | 0 | 0 | 0
18.11. | 24 | 2.1 |  | 2.1 | 0 | 0 | 0 | 0
19.11. | 1 | 2.1 |  | 2.1 | 0 | 0 | 0 | 0
19.11. | 2 | 2.1 |  | 2.1 | 0 | 0 | 0 | 0
19.11. | 3 | 2.1 |  | 2.1 | 0 | 0 | 0 | 0
19.11. | 4 | 2.1 |  | 2.1 | 0 | 0 | 0 | 0
19.11. | 5 | 2.1 |  | 2.1 | 0 | 0 | 0 | 0
19.11. | 6 | 2.1 |  | 2.1 | 0 | 0 | 0 | 0
19.11. | 7 | 2.1 |  | 2.1 | 0 | 0 | 0 | 0
19.11. | 8 | 2.1 |  | 2.1 | 0 | 0 | 0 | 0
19.11. | 9 | 2.1 |  | 2.1 | 0 | 0 | 0 | 0
19.11. | 10 | 2.1 |  | 2.1 | 0 | 0 | 0 | 0
19.11. | 11 | 2.1 |  | 2.1 | 0 | 0 | 0 | 0
19.11. | 12 | 2.1 |  | 2.1 | 0 | 0 | 0 | 0
19.11. | 13 | 2.1 |  | 2.1 | 0 | 0 | 0 | 0
19.11. | 14 | 2.1 |  | 2.1 | 0 | 0 | 0 | 0
19.11. | 15 | 2.1 |  | 2.1 | 0 | 0 | 0 | 0
19.11. | 16 | 2.1 |  | 2.1 | 0 | 0 | 0 | 0
19.11. | 17 | 2.1 |  | 2.1 | 0 | 0 | 0 | 0
19.11. | 18 | 2.1 |  | 2.1 | 0 | 0 | 0 | 0
19.11. | 19 | 2.1 |  | 2.1 | 0 | 0 | 0 | 0
19.11. | 20 | 2.1 |  | 2.1 | 0 | 0 | 0 | 0
19.11. | 21 | 2.1 |  | 2.1 | 0 | 0 | 0 | 0
19.11. | 22 | 2.1 |  | 2.1 | 0 | 0 | 0 | 0
19.11. | 23 | 2.1 |  | 2.1 | 0 | 0 | 0 | 0
19.11. | 24 | 2.1 |  | 2.1 | 0 | 0 | 0 | 0
20.11. | 1 | 2.1 |  | 2.1 | 0 | 0 | 0 | 0
20.11. | 2 | 2.1 |  | 2.1 | 0 | 0 | 0 | 0
20.11. | 3 | 2.1 |  | 2.1 | 0 | 0 | 0 | 0
20.11. | 4 | 2.1 |  | 2.1 | 0 | 0 | 0 | 0
20.11. | 5 | 2.1 |  | 2.1 | 0 | 0 | 0 | 0
20.11. | 6 | 2.1 |  | 2.1 | 0 | 0 | 0 | 0
20.11. | 7 | 2.1 |  | 2.1 | 0 | 0 | 0 | 0
20.11. | 8 | 2.1 |  | 2.1 | 0 | 0 | 0 | 0
20.11. | 9 | 2.1 |  | 2.1 | 0 | 0 | 0 | 0
20.11. | 10 | 2.1 |  | 2.1 | 0 | 0 | 0 | 0
20.11. | 11 | 2.1 |  | 2.1 | 0 | 0 | 0 | 0
20.11. | 12 | 2.1 |  | 2.1 | 0 | 0 | 0 | 0
20.11. | 13 | 2.1 |  | 2.1 | 0 | 0 | 0 | 0
20.11. | 14 | 2.1 |  | 2.1 | 0 | 0 | 0 | 0
20.11. | 15 | 2.1 |  | 2.1 | 0 | 0 | 0 | 0
20.11. | 16 | 2.1 |  | 2.1 | 0 | 0 | 0 | 0
20.11. | 17 | 2.1 |  | 2.1 | 0 | 0 | 0 | 0
20.11. | 18 | 2.1 |  | 2.1 | 0 | 0 | 0 | 0
20.11. | 19 | 2.1 |  | 2.1 | 0 | 0 | 0 | 0
20.11. | 20 | 2.1 |  | 2.1 | 0 | 0 | 0 | 0
20.11. | 21 | 2.1 |  | 2.1 | 0 | 0 | 0 | 0
20.11. | 22 | 2.1 |  | 2.1 | 0 | 0 | 0 | 0
20.11. | 23 | 2.1 |  | 2.1 | 0 | 0 | 0 | 0
20.11. | 24 | 2.1 |  | 2.1 | 0 | 0 | 0 | 0
21.11. | 1 | 2.1 |  | 2.1 | 0 | 0 | 0 | 0
21.11. | 2 | 2.1 |  | 2.1 | 0 | 0 | 0 | 0
21.11. | 3 | 2.1 |  | 2.1 | 0 | 0 | 0 | 0
21.11. | 4 | 2.1 |  | 2.1 | 0 | 0 | 0 | 0
21.11. | 5 | 2.1 |  | 2.1 | 0 | 0 | 0 | 0
21.11. | 6 | 2.1 |  | 2.1 | 0 | 0 | 0 | 0
21.11. | 7 | 2.1 |  | 2.1 | 0 | 0 | 0 | 0
21.11. | 8 | 2.1 |  | 2.1 | 0 | 0 | 0 | 0
21.11. | 9 | 2.1 |  | 2.1 | 0 | 0 | 0 | 0
21.11. | 10 | 2.1 |  | 2.1 | 0 | 0 | 0 | 0
21.11. | 11 | 2.1 |  | 2.1 | 0 | 0 | 0 | 0
21.11. | 12 | 2.1 |  | 2.1 | 0 | 0 | 0 | 0
21.11. | 13 | 2.1 |  | 2.1 | 0 | 0 | 0 | 0
21.11. | 14 | 2.1 |  | 2.1 | 0 | 0 | 0 | 0
21.11. | 15 | 2.1 |  | 2.1 | 0 | 0 | 0 | 0
21.11. | 16 | 2.1 |  | 2.1 | 0 | 0 | 0 | 0
21.11. | 17 | 2.1 |  | 2.1 | 0 | 0 | 0 | 0
21.11. | 18 | 2.1 |  | 2.1 | 0 | 0 | 0 | 0
21.11. | 19 | 2.1 |  | 2.1 | 0 | 0 | 0 | 0
21.11. | 20 | 2.1 |  | 2.1 | 0 | 0 | 0 | 0
21.11. | 21 | 2.1 |  | 2.1 | 0 | 0 | 0 | 0
21.11. | 22 | 2.1 |  | 2.1 | 0 | 0 | 0 | 0
21.11. | 23 | 2.1 |  | 2.1 | 0 | 0 | 0 | 0
21.11. | 24 | 2.1 |  | 2.1 | 0 | 0 | 0 | 0
22.11. | 1 | 2.1 |  | 2.1 | 0 | 0 | 0 | 0
22.11. | 2 | 2.1 |  | 2.1 | 0 | 0 | 0 | 0
22.11. | 3 | 2.1 |  | 2.1 | 0 | 0 | 0 | 0
22.11. | 4 | 2.1 |  | 2.1 | 0 | 0 | 0 | 0
22.11. | 5 | 2.1 |  | 2.1 | 0 | 0 | 0 | 0
22.11. | 6 | 2.1 |  | 2.1 | 0 | 0 | 0 | 0
22.11. | 7 | 2.1 |  | 2.1 | 0 | 0 | 0 | 0
22.11. | 8 | 2.1 |  | 2.1 | 0 | 0 | 0 | 0
22.11. | 9 | 2.1 |  | 2.1 | 0 | 0 | 0 | 0
22.11. | 10 | 2.1 |  | 2.1 | 0 | 0 | 0 | 0
22.11. | 11 | 2.1 |  | 2.1 | 0 | 0 | 0 | 0
22.11. | 12 | 2.1 |  | 2.1 | 0 | 0 | 0 | 0
22.11. | 13 | 2.1 |  | 2.1 | 0 | 0 | 0 | 0
22.11. | 14 | 2.1 |  | 2.1 | 0 | 0 | 0 | 0
22.11. | 15 | 2.1 |  | 2.1 | 0 | 0 | 0 | 0
22.11. | 16 | 2.1 |  | 2.1 | 0 | 0 | 0 | 0
22.11. | 17 | 2.1 |  | 2.1 | 0 | 0 | 0 | 0
22.11. | 18 | 2.1 |  | 2.1 | 0 | 0 | 0 | 0
22.11. | 19 | 2.1 |  | 2.1 | 0 | 0 | 0 | 0
22.11. | 20 | 2.1 |  | 2.1 | 0 | 0 | 0 | 0
22.11. | 21 | 2.1 |  | 2.1 | 0 | 0 | 0 | 0
22.11. | 22 | 2.1 |  | 2.1 | 0 | 0 | 0 | 0
22.11. | 23 | 2.1 |  | 2.1 | 0 | 0 | 0 | 0
22.11. | 24 | 2.1 |  | 2.1 | 0 | 0 | 0 | 0
23.11. | 1 | 2.1 |  | 2.1 | 0 | 0 | 0 | 0
23.11. | 2 | 2.1 |  | 2.1 | 0 | 0 | 0 | 0
23.11. | 3 | 2.1 |  | 2.1 | 0 | 0 | 0 | 0
23.11. | 4 | 2.1 |  | 2.1 | 0 | 0 | 0 | 0
23.11. | 5 | 2.1 |  | 2.1 | 0 | 0 | 0 | 0
23.11. | 6 | 2.1 |  | 2.1 | 0 | 0 | 0 | 0
23.11. | 7 | 2.1 |  | 2.1 | 0 | 0 | 0 | 0
23.11. | 8 | 2.1 |  | 2.1 | 0 | 0 | 0 | 0
23.11. | 9 | 2.1 |  | 2.1 | 0 | 0 | 0 | 0
23.11. | 10 | 2.1 |  | 2.1 | 0 | 0 | 0 | 0
23.11. | 11 | 2.1 |  | 2.1 | 0 | 0 | 0 | 0
23.11. | 12 | 2.1 |  | 2.1 | 0 | 0 | 0 | 0
23.11. | 13 | 2.1 |  | 2.1 | 0 | 0 | 0 | 0
23.11. | 14 | 2.1 |  | 2.1 | 0 | 0 | 0 | 0
23.11. | 15 | 2.1 |  | 2.1 | 0 | 0 | 0 | 0
23.11. | 16 | 2.1 |  | 2.1 | 0 | 0 | 0 | 0
23.11. | 17 | 2.1 |  | 2.1 | 0 | 0 | 0 | 0
23.11. | 18 | 2.1 |  | 2.1 | 0 | 0 | 0 | 0
23.11. | 19 | 2.1 |  | 2.1 | 0 | 0 | 0 | 0
23.11. | 20 | 2.1 |  | 2.1 | 0 | 0 | 0 | 0
23.11. | 21 | 2.1 |  | 2.1 | 0 | 0 | 0 | 0
23.11. | 22 | 2.1 |  | 2.1 | 0 | 0 | 0 | 0
23.11. | 23 | 2.1 |  | 2.1 | 0 | 0 | 0 | 0
23.11. | 24 | 2.1 |  | 2.1 | 0 | 0 | 0 | 0
24.11. | 1 | 2.1 |  | 2.1 | 0 | 0 | 0 | 0
24.11. | 2 | 2.1 |  | 2.1 | 0 | 0 | 0 | 0
24.11. | 3 | 2.1 |  | 2.1 | 0 | 0 | 0 | 0
24.11. | 4 | 2.1 |  | 2.1 | 0 | 0 | 0 | 0
24.11. | 5 | 2.1 |  | 2.1 | 0 | 0 | 0 | 0
24.11. | 6 | 2.1 |  | 2.1 | 0 | 0 | 0 | 0
24.11. | 7 | 2.1 |  | 2.1 | 0 | 0 | 0 | 0
24.11. | 8 | 2.1 |  | 2.1 | 0 | 0 | 0 | 0
24.11. | 9 | 2.1 |  | 2.1 | 0 | 0 | 0 | 0
24.11. | 10 | 2.1 |  | 2.1 | 0 | 0 | 0 | 0
24.11. | 11 | 2.1 |  | 2.1 | 0 | 0 | 0 | 0
24.11. | 12 | 2.1 |  | 2.1 | 0 | 0 | 0 | 0
24.11. | 13 | 2.1 |  | 2.1 | 0 | 0 | 0 | 0
24.11. | 14 | 2.1 |  | 2.1 | 0 | 0 | 0 | 0
24.11. | 15 | 2.1 |  | 2.1 | 0 | 0 | 0 | 0
24.11. | 16 | 2.1 |  | 2.1 | 0 | 0 | 0 | 0
24.11. | 17 | 2.1 |  | 2.1 | 0 | 0 | 0 | 0
24.11. | 18 | 2.1 |  | 2.1 | 0 | 0 | 0 | 0
24.11. | 19 | 2.1 |  | 2.1 | 0 | 0 | 0 | 0
24.11. | 20 | 2.1 |  | 2.1 | 0 | 0 | 0 | 0
24.11. | 21 | 2.1 |  | 2.1 | 0 | 0 | 0 | 0
24.11. | 22 | 2.1 |  | 2.1 | 0 | 0 | 0 | 0
24.11. | 23 | 2.1 |  | 2.1 | 0 | 0 | 0 | 0
24.11. | 24 | 2.1 |  | 2.1 | 0 | 0 | 0 | 0
25.11. | 1 | 2.1 |  | 2.1 | 0 | 0 | 0 | 0
25.11. | 2 | 2.1 |  | 2.1 | 0 | 0 | 0 | 0
25.11. | 3 | 2.1 |  | 2.1 | 0 | 0 | 0 | 0
25.11. | 4 | 2.1 |  | 2.1 | 0 | 0 | 0 | 0
25.11. | 5 | 2.1 |  | 2.1 | 0 | 0 | 0 | 0
25.11. | 6 | 2.1 |  | 2.1 | 0 | 0 | 0 | 0
25.11. | 7 | 2.1 |  | 2.1 | 0 | 0 | 0 | 0
25.11. | 8 | 2.1 |  | 2.1 | 0 | 0 | 0 | 0
25.11. | 9 | 2.1 |  | 2.1 | 0 | 0 | 0 | 0
25.11. | 10 | 2.1 |  | 2.1 | 0 | 0 | 0 | 0
25.11. | 11 | 2.1 |  | 2.1 | 0 | 0 | 0 | 0
25.11. | 12 | 2.1 |  | 2.1 | 0 | 0 | 0 | 0
25.11. | 13 | 2.1 |  | 2.1 | 0 | 0 | 0 | 0
25.11. | 14 | 2.1 |  | 2.1 | 0 | 0 | 0 | 0
25.11. | 15 | 2.1 |  | 2.1 | 0 | 0 | 0 | 0
25.11. | 16 | 2.1 |  | 2.1 | 0 | 0 | 0 | 0
25.11. | 17 | 2.1 |  | 2.1 | 0 | 0 | 0 | 0
25.11. | 18 | 2.1 |  | 2.1 | 0 | 0 | 0 | 0
25.11. | 19 | 2.1 |  | 2.1 | 0 | 0 | 0 | 0
25.11. | 20 | 2.1 |  | 2.1 | 0 | 0 | 0 | 0
25.11. | 21 | 2.1 |  | 2.1 | 0 | 0 | 0 | 0
25.11. | 22 | 2.1 |  | 2.1 | 0 | 0 | 0 | 0
25.11. | 23 | 2.1 |  | 2.1 | 0 | 0 | 0 | 0
25.11. | 24 | 2.1 |  | 2.1 | 0 | 0 | 0 | 0
26.11. | 1 | 2.1 |  | 2.1 | 0 | 0 | 0 | 0
26.11. | 2 | 2.1 |  | 2.1 | 0 | 0 | 0 | 0
26.11. | 3 | 2.1 |  | 2.1 | 0 | 0 | 0 | 0
26.11. | 4 | 2.1 |  | 2.1 | 0 | 0 | 0 | 0
26.11. | 5 | 2.1 |  | 2.1 | 0 | 0 | 0 | 0
26.11. | 6 | 2.1 |  | 2.1 | 0 | 0 | 0 | 0
26.11. | 7 | 2.1 |  | 2.1 | 0 | 0 | 0 | 0
26.11. | 8 | 2.1 |  | 2.1 | 0 | 0 | 0 | 0
26.11. | 9 | 2.1 |  | 2.1 | 0 | 0 | 0 | 0
26.11. | 10 | 2.1 |  | 2.1 | 0 | 0 | 0 | 0
26.11. | 11 | 2.1 |  | 2.1 | 0 | 0 | 0 | 0
26.11. | 12 | 2.1 |  | 2.1 | 0 | 0 | 0 | 0
26.11. | 13 | 2.1 |  | 2.1 | 0 | 0 | 0 | 0
26.11. | 14 | 2.1 |  | 2.1 | 0 | 0 | 0 | 0
26.11. | 15 | 2.1 |  | 2.1 | 0 | 0 | 0 | 0
26.11. | 16 | 2.1 |  | 2.1 | 0 | 0 | 0 | 0
26.11. | 17 | 2.1 |  | 2.1 | 0 | 0 | 0 | 0
26.11. | 18 | 2.1 |  | 2.1 | 0 | 0 | 0 | 0
26.11. | 19 | 2.1 |  | 2.1 | 0 | 0 | 0 | 0
26.11. | 20 | 2.1 |  | 2.1 | 0 | 0 | 0 | 0
26.11. | 21 | 2.1 |  | 2.1 | 0 | 0 | 0 | 0
26.11. | 22 | 2.1 |  | 2.1 | 0 | 0 | 0 | 0
26.11. | 23 | 2.1 |  | 2.1 | 0 | 0 | 0 | 0
26.11. | 24 | 2.1 |  | 2.1 | 0 | 0 | 0 | 0
27.11. | 1 | 2.1 |  | 2.1 | 0 | 0 | 0 | 0
27.11. | 2 | 2.1 |  | 2.1 | 0 | 0 | 0 | 0
27.11. | 3 | 2.1 |  | 2.1 | 0 | 0 | 0 | 0
27.11. | 4 | 2.1 |  | 2.1 | 0 | 0 | 0 | 0
27.11. | 5 | 2.1 |  | 2.1 | 0 | 0 | 0 | 0
27.11. | 6 | 2.1 |  | 2.1 | 0 | 0 | 0 | 0
27.11. | 7 | 2.1 |  | 2.1 | 0 | 0 | 0 | 0
27.11. | 8 | 2.1 |  | 2.1 | 0 | 0 | 0 | 0
27.11. | 9 | 2.1 |  | 2.1 | 0 | 0 | 0 | 0
27.11. | 10 | 2.1 |  | 2.1 | 0 | 0 | 0 | 0
27.11. | 11 | 2.1 |  | 2.1 | 0 | 0 | 0 | 0
27.11. | 12 | 2.1 |  | 2.1 | 0 | 0 | 0 | 0
27.11. | 13 | 2.1 |  | 2.1 | 0 | 0 | 0 | 0
27.11. | 14 | 2.1 |  | 2.1 | 0 | 0 | 0 | 0
27.11. | 15 | 2.1 |  | 2.1 | 0 | 0 | 0 | 0
27.11. | 16 | 2.1 |  | 2.1 | 0 | 0 | 0 | 0
27.11. | 17 | 2.1 |  | 2.1 | 0 | 0 | 0 | 0
27.11. | 18 | 2.1 |  | 2.1 | 0 | 0 | 0 | 0
27.11. | 19 | 2.1 |  | 2.1 | 0 | 0 | 0 | 0
27.11. | 20 | 2.1 |  | 2.1 | 0 | 0 | 0 | 0
27.11. | 21 | 2.1 |  | 2.1 | 0 | 0 | 0 | 0
27.11. | 22 | 2.1 |  | 2.1 | 0 | 0 | 0 | 0
27.11. | 23 | 2.1 |  | 2.1 | 0 | 0 | 0 | 0
27.11. | 24 | 2.1 |  | 2.1 | 0 | 0 | 0 | 0
28.11. | 1 | 2.1 |  | 2.1 | 0 | 0 | 0 | 0
28.11. | 2 | 2.1 |  | 2.1 | 0 | 0 | 0 | 0
28.11. | 3 | 2.1 |  | 2.1 | 0 | 0 | 0 | 0
28.11. | 4 | 2.1 |  | 2.1 | 0 | 0 | 0 | 0
28.11. | 5 | 2.1 |  | 2.1 | 0 | 0 | 0 | 0
28.11. | 6 | 2.1 |  | 2.1 | 0 | 0 | 0 | 0
28.11. | 7 | 2.1 |  | 2.1 | 0 | 0 | 0 | 0
28.11. | 8 | 2.1 |  | 2.1 | 0 | 0 | 0 | 0
28.11. | 9 | 2.1 |  | 2.1 | 0 | 0 | 0 | 0
28.11. | 10 | 2.1 |  | 2.1 | 0 | 0 | 0 | 0
28.11. | 11 | 2.1 |  | 2.1 | 0 | 0 | 0 | 0
28.11. | 12 | 2.1 |  | 2.1 | 0 | 0 | 0 | 0
28.11. | 13 | 2.1 |  | 2.1 | 0 | 0 | 0 | 0
28.11. | 14 | 2.1 |  | 2.1 | 0 | 0 | 0 | 0
28.11. | 15 | 2.1 |  | 2.1 | 0 | 0 | 0 | 0
28.11. | 16 | 2.1 |  | 2.1 | 0 | 0 | 0 | 0
28.11. | 17 | 2.1 |  | 2.1 | 0 | 0 | 0 | 0
28.11. | 18 | 2.1 |  | 2.1 | 0 | 0 | 0 | 0
28.11. | 19 | 2.1 |  | 2.1 | 0 | 0 | 0 | 0
28.11. | 20 | 2.1 |  | 2.1 | 0 | 0 | 0 | 0
28.11. | 21 | 2.1 |  | 2.1 | 0 | 0 | 0 | 0
28.11. | 22 | 2.1 |  | 2.1 | 0 | 0 | 0 | 0
28.11. | 23 | 2.1 |  | 2.1 | 0 | 0 | 0 | 0
28.11. | 24 | 2.1 |  | 2.1 | 0 | 0 | 0 | 0
29.11. | 1 | 2.1 |  | 2.1 | 0 | 0 | 0 | 0
29.11. | 2 | 2.1 |  | 2.1 | 0 | 0 | 0 | 0
29.11. | 3 | 2.1 |  | 2.1 | 0 | 0 | 0 | 0
29.11. | 4 | 2.1 |  | 2.1 | 0 | 0 | 0 | 0
29.11. | 5 | 2.1 |  | 2.1 | 0 | 0 | 0 | 0
29.11. | 6 | 2.1 |  | 2.1 | 0 | 0 | 0 | 0
29.11. | 7 | 2.1 |  | 2.1 | 0 | 0 | 0 | 0
29.11. | 8 | 2.1 |  | 2.1 | 0 | 0 | 0 | 0
29.11. | 9 | 2.1 |  | 2.1 | 0 | 0 | 0 | 0
29.11. | 10 | 2.1 |  | 2.1 | 0 | 0 | 0 | 0
29.11. | 11 | 2.1 |  | 2.1 | 0 | 0 | 0 | 0
29.11. | 12 | 2.1 |  | 2.1 | 0 | 0 | 0 | 0
29.11. | 13 | 2.1 |  | 2.1 | 0 | 0 | 0 | 0
29.11. | 14 | 2.1 |  | 2.1 | 0 | 0 | 0 | 0
29.11. | 15 | 2.1 |  | 2.1 | 0 | 0 | 0 | 0
29.11. | 16 | 2.1 |  | 2.1 | 0 | 0 | 0 | 0
29.11. | 17 | 2.1 |  | 2.1 | 0 | 0 | 0 | 0
29.11. | 18 | 2.1 |  | 2.1 | 0 | 0 | 0 | 0
29.11. | 19 | 2.1 |  | 2.1 | 0 | 0 | 0 | 0
29.11. | 20 | 2.1 |  | 2.1 | 0 | 0 | 0 | 0
29.11. | 21 | 2.1 |  | 2.1 | 0 | 0 | 0 | 0
29.11. | 22 | 2.1 |  | 2.1 | 0 | 0 | 0 | 0
29.11. | 23 | 2.1 |  | 2.1 | 0 | 0 | 0 | 0
29.11. | 24 | 2.1 |  | 2.1 | 0 | 0 | 0 | 0
30.11. | 1 | 2.1 |  | 2.1 | 0 | 0 | 0 | 0
30.11. | 2 | 2.1 |  | 2.1 | 0 | 0 | 0 | 0
30.11. | 3 | 2.1 |  | 2.1 | 0 | 0 | 0 | 0
30.11. | 4 | 2.1 |  | 2.1 | 0 | 0 | 0 | 0
30.11. | 5 | 2.1 |  | 2.1 | 0 | 0 | 0 | 0
30.11. | 6 | 2.1 |  | 2.1 | 0 | 0 | 0 | 0
30.11. | 7 | 2.1 |  | 2.1 | 0 | 0 | 0 | 0
30.11. | 8 | 2.1 |  | 2.1 | 0 | 0 | 0 | 0
30.11. | 9 | 2.1 |  | 2.1 | 0 | 0 | 0 | 0
30.11. | 10 | 2.1 |  | 2.1 | 0 | 0 | 0 | 0
30.11. | 11 | 2.1 |  | 2.1 | 0 | 0 | 0 | 0
30.11. | 12 | 2.1 |  | 2.1 | 0 | 0 | 0 | 0
30.11. | 13 | 2.1 |  | 2.1 | 0 | 0 | 0 | 0
30.11. | 14 | 2.1 |  | 2.1 | 0 | 0 | 0 | 0
30.11. | 15 | 2.1 |  | 2.1 | 0 | 0 | 0 | 0
30.11. | 16 | 2.1 |  | 2.1 | 0 | 0 | 0 | 0
30.11. | 17 | 2.1 |  | 2.1 | 0 | 0 | 0 | 0
30.11. | 18 | 2.1 |  | 2.1 | 0 | 0 | 0 | 0
30.11. | 19 | 2.1 |  | 2.1 | 0 | 0 | 0 | 0
30.11. | 20 | 2.1 |  | 2.1 | 0 | 0 | 0 | 0
30.11. | 21 | 2.1 |  | 2.1 | 0 | 0 | 0 | 0
30.11. | 22 | 2.1 |  | 2.1 | 0 | 0 | 0 | 0
30.11. | 23 | 2.1 |  | 2.1 | 0 | 0 | 0 | 0
30.11. | 24 | 2.1 |  | 2.1 | 0 | 0 | 0 | 0
01.12. | 1 | 2.1 |  | 2.1 | 0 | 0 | 0 | 0
01.12. | 2 | 2.1 |  | 2.1 | 0 | 0 | 0 | 0
01.12. | 3 | 2.1 |  | 2.1 | 0 | 0 | 0 | 0
01.12. | 4 | 2.1 |  | 2.1 | 0 | 0 | 0 | 0
01.12. | 5 | 2.1 |  | 2.1 | 0 | 0 | 0 | 0
01.12. | 6 | 2.1 |  | 2.1 | 0 | 0 | 0 | 0
01.12. | 7 | 2.1 |  | 2.1 | 0 | 0 | 0 | 0
01.12. | 8 | 2.1 |  | 2.1 | 0 | 0 | 0 | 0
01.12. | 9 | 2.1 |  | 2.1 | 0 | 0 | 0 | 0
01.12. | 10 | 2.1 |  | 2.1 | 0 | 0 | 0 | 0
01.12. | 11 | 2.1 |  | 2.1 | 0 | 0 | 0 | 0
01.12. | 12 | 2.1 |  | 2.1 | 0 | 0 | 0 | 0
01.12. | 13 | 2.1 |  | 2.1 | 0 | 0 | 0 | 0
01.12. | 14 | 2.1 |  | 2.1 | 0 | 0 | 0 | 0
01.12. | 15 | 2.1 |  | 2.1 | 0 | 0 | 0 | 0
01.12. | 16 | 2.1 |  | 2.1 | 0 | 0 | 0 | 0
01.12. | 17 | 2.1 |  | 2.1 | 0 | 0 | 0 | 0
01.12. | 18 | 2.1 |  | 2.1 | 0 | 0 | 0 | 0
01.12. | 19 | 2.1 |  | 2.1 | 0 | 0 | 0 | 0
01.12. | 20 | 2.1 |  | 2.1 | 0 | 0 | 0 | 0
01.12. | 21 | 2.1 |  | 2.1 | 0 | 0 | 0 | 0
01.12. | 22 | 2.1 |  | 2.1 | 0 | 0 | 0 | 0
01.12. | 23 | 2.1 |  | 2.1 | 0 | 0 | 0 | 0
01.12. | 24 | 2.1 |  | 2.1 | 0 | 0 | 0 | 0
02.12. | 1 | 2.1 |  | 2.1 | 0 | 0 | 0 | 0
02.12. | 2 | 2.1 |  | 2.1 | 0 | 0 | 0 | 0
02.12. | 3 | 2.1 |  | 2.1 | 0 | 0 | 0 | 0
02.12. | 4 | 2.1 |  | 2.1 | 0 | 0 | 0 | 0
02.12. | 5 | 2.1 |  | 2.1 | 0 | 0 | 0 | 0
02.12. | 6 | 2.1 |  | 2.1 | 0 | 0 | 0 | 0
02.12. | 7 | 2.1 |  | 2.1 | 0 | 0 | 0 | 0
02.12. | 8 | 2.1 |  | 2.1 | 0 | 0 | 0 | 0
02.12. | 9 | 2.1 |  | 2.1 | 0 | 0 | 0 | 0
02.12. | 10 | 2.1 |  | 2.1 | 0 | 0 | 0 | 0
02.12. | 11 | 2.1 |  | 2.1 | 0 | 0 | 0 | 0
02.12. | 12 | 2.1 |  | 2.1 | 0 | 0 | 0 | 0
02.12. | 13 | 2.1 |  | 2.1 | 0 | 0 | 0 | 0
02.12. | 14 | 2.1 |  | 2.1 | 0 | 0 | 0 | 0
02.12. | 15 | 2.1 |  | 2.1 | 0 | 0 | 0 | 0
02.12. | 16 | 2.1 |  | 2.1 | 0 | 0 | 0 | 0
02.12. | 17 | 2.1 |  | 2.1 | 0 | 0 | 0 | 0
02.12. | 18 | 2.1 |  | 2.1 | 0 | 0 | 0 | 0
02.12. | 19 | 2.1 |  | 2.1 | 0 | 0 | 0 | 0
02.12. | 20 | 2.1 |  | 2.1 | 0 | 0 | 0 | 0
02.12. | 21 | 2.1 |  | 2.1 | 0 | 0 | 0 | 0
02.12. | 22 | 2.1 |  | 2.1 | 0 | 0 | 0 | 0
02.12. | 23 | 2.1 |  | 2.1 | 0 | 0 | 0 | 0
02.12. | 24 | 2.1 |  | 2.1 | 0 | 0 | 0 | 0
03.12. | 1 | 2.1 |  | 2.1 | 0 | 0 | 0 | 0
03.12. | 2 | 2.1 |  | 2.1 | 0 | 0 | 0 | 0
03.12. | 3 | 2.1 |  | 2.1 | 0 | 0 | 0 | 0
03.12. | 4 | 2.1 |  | 2.1 | 0 | 0 | 0 | 0
03.12. | 5 | 2.1 |  | 2.1 | 0 | 0 | 0 | 0
03.12. | 6 | 2.1 |  | 2.1 | 0 | 0 | 0 | 0
03.12. | 7 | 2.1 |  | 2.1 | 0 | 0 | 0 | 0
03.12. | 8 | 2.1 |  | 2.1 | 0 | 0 | 0 | 0
03.12. | 9 | 2.1 |  | 2.1 | 0 | 0 | 0 | 0
03.12. | 10 | 2.1 |  | 2.1 | 0 | 0 | 0 | 0
03.12. | 11 | 2.1 |  | 2.1 | 0 | 0 | 0 | 0
03.12. | 12 | 2.1 |  | 2.1 | 0 | 0 | 0 | 0
03.12. | 13 | 2.1 |  | 2.1 | 0 | 0 | 0 | 0
03.12. | 14 | 2.1 |  | 2.1 | 0 | 0 | 0 | 0
03.12. | 15 | 2.1 |  | 2.1 | 0 | 0 | 0 | 0
03.12. | 16 | 2.1 |  | 2.1 | 0 | 0 | 0 | 0
03.12. | 17 | 2.1 |  | 2.1 | 0 | 0 | 0 | 0
03.12. | 18 | 2.1 |  | 2.1 | 0 | 0 | 0 | 0
03.12. | 19 | 2.1 |  | 2.1 | 0 | 0 | 0 | 0
03.12. | 20 | 2.1 |  | 2.1 | 0 | 0 | 0 | 0
03.12. | 21 | 2.1 |  | 2.1 | 0 | 0 | 0 | 0
03.12. | 22 | 2.1 |  | 2.1 | 0 | 0 | 0 | 0
03.12. | 23 | 2.1 |  | 2.1 | 0 | 0 | 0 | 0
03.12. | 24 | 2.1 |  | 2.1 | 0 | 0 | 0 | 0
04.12. | 1 | 2.1 |  | 2.1 | 0 | 0 | 0 | 0
04.12. | 2 | 2.1 |  | 2.1 | 0 | 0 | 0 | 0
04.12. | 3 | 2.1 |  | 2.1 | 0 | 0 | 0 | 0
04.12. | 4 | 2.1 |  | 2.1 | 0 | 0 | 0 | 0
04.12. | 5 | 2.1 |  | 2.1 | 0 | 0 | 0 | 0
04.12. | 6 | 2.1 |  | 2.1 | 0 | 0 | 0 | 0
04.12. | 7 | 2.1 |  | 2.1 | 0 | 0 | 0 | 0
04.12. | 8 | 2.1 |  | 2.1 | 0 | 0 | 0 | 0
04.12. | 9 | 2.1 |  | 2.1 | 0 | 0 | 0 | 0
04.12. | 10 | 2.1 |  | 2.1 | 0 | 0 | 0 | 0
04.12. | 11 | 2.1 |  | 2.1 | 0 | 0 | 0 | 0
04.12. | 12 | 2.1 |  | 2.1 | 0 | 0 | 0 | 0
04.12. | 13 | 2.1 |  | 2.1 | 0 | 0 | 0 | 0
04.12. | 14 | 2.1 |  | 2.1 | 0 | 0 | 0 | 0
04.12. | 15 | 2.1 |  | 2.1 | 0 | 0 | 0 | 0
04.12. | 16 | 2.1 |  | 2.1 | 0 | 0 | 0 | 0
04.12. | 17 | 2.1 |  | 2.1 | 0 | 0 | 0 | 0
04.12. | 18 | 2.1 |  | 2.1 | 0 | 0 | 0 | 0
04.12. | 19 | 2.1 |  | 2.1 | 0 | 0 | 0 | 0
04.12. | 20 | 2.1 |  | 2.1 | 0 | 0 | 0 | 0
04.12. | 21 | 2.1 |  | 2.1 | 0 | 0 | 0 | 0
04.12. | 22 | 2.1 |  | 2.1 | 0 | 0 | 0 | 0
04.12. | 23 | 2.1 |  | 2.1 | 0 | 0 | 0 | 0
04.12. | 24 | 2.1 |  | 2.1 | 0 | 0 | 0 | 0
05.12. | 1 | 2.1 |  | 2.1 | 0 | 0 | 0 | 0
05.12. | 2 | 2.1 |  | 2.1 | 0 | 0 | 0 | 0
05.12. | 3 | 2.1 |  | 2.1 | 0 | 0 | 0 | 0
05.12. | 4 | 2.1 |  | 2.1 | 0 | 0 | 0 | 0
05.12. | 5 | 2.1 |  | 2.1 | 0 | 0 | 0 | 0
05.12. | 6 | 2.1 |  | 2.1 | 0 | 0 | 0 | 0
05.12. | 7 | 2.1 |  | 2.1 | 0 | 0 | 0 | 0
05.12. | 8 | 2.1 |  | 2.1 | 0 | 0 | 0 | 0
05.12. | 9 | 2.1 |  | 2.1 | 0 | 0 | 0 | 0
05.12. | 10 | 2.1 |  | 2.1 | 0 | 0 | 0 | 0
05.12. | 11 | 2.1 |  | 2.1 | 0 | 0 | 0 | 0
05.12. | 12 | 2.1 |  | 2.1 | 0 | 0 | 0 | 0
05.12. | 13 | 2.1 |  | 2.1 | 0 | 0 | 0 | 0
05.12. | 14 | 2.1 |  | 2.1 | 0 | 0 | 0 | 0
05.12. | 15 | 2.1 |  | 2.1 | 0 | 0 | 0 | 0
05.12. | 16 | 2.1 |  | 2.1 | 0 | 0 | 0 | 0
05.12. | 17 | 2.1 |  | 2.1 | 0 | 0 | 0 | 0
05.12. | 18 | 2.1 |  | 2.1 | 0 | 0 | 0 | 0
05.12. | 19 | 2.1 |  | 2.1 | 0 | 0 | 0 | 0
05.12. | 20 | 2.1 |  | 2.1 | 0 | 0 | 0 | 0
05.12. | 21 | 2.1 |  | 2.1 | 0 | 0 | 0 | 0
05.12. | 22 | 2.1 |  | 2.1 | 0 | 0 | 0 | 0
05.12. | 23 | 2.1 |  | 2.1 | 0 | 0 | 0 | 0
05.12. | 24 | 2.1 |  | 2.1 | 0 | 0 | 0 | 0
06.12. | 1 | 2.1 |  | 2.1 | 0 | 0 | 0 | 0
06.12. | 2 | 2.1 |  | 2.1 | 0 | 0 | 0 | 0
06.12. | 3 | 2.1 |  | 2.1 | 0 | 0 | 0 | 0
06.12. | 4 | 2.1 |  | 2.1 | 0 | 0 | 0 | 0
06.12. | 5 | 2.1 |  | 2.1 | 0 | 0 | 0 | 0
06.12. | 6 | 2.1 |  | 2.1 | 0 | 0 | 0 | 0
06.12. | 7 | 2.1 |  | 2.1 | 0 | 0 | 0 | 0
06.12. | 8 | 2.1 |  | 2.1 | 0 | 0 | 0 | 0
06.12. | 9 | 2.1 |  | 2.1 | 0 | 0 | 0 | 0
06.12. | 10 | 2.1 |  | 2.1 | 0 | 0 | 0 | 0
06.12. | 11 | 2.1 |  | 2.1 | 0 | 0 | 0 | 0
06.12. | 12 | 2.1 |  | 2.1 | 0 | 0 | 0 | 0
06.12. | 13 | 2.1 |  | 2.1 | 0 | 0 | 0 | 0
06.12. | 14 | 2.1 |  | 2.1 | 0 | 0 | 0 | 0
06.12. | 15 | 2.1 |  | 2.1 | 0 | 0 | 0 | 0
06.12. | 16 | 2.1 |  | 2.1 | 0 | 0 | 0 | 0
06.12. | 17 | 2.1 |  | 2.1 | 0 | 0 | 0 | 0
06.12. | 18 | 2.1 |  | 2.1 | 0 | 0 | 0 | 0
06.12. | 19 | 2.1 |  | 2.1 | 0 | 0 | 0 | 0
06.12. | 20 | 2.1 |  | 2.1 | 0 | 0 | 0 | 0
06.12. | 21 | 2.1 |  | 2.1 | 0 | 0 | 0 | 0
06.12. | 22 | 2.1 |  | 2.1 | 0 | 0 | 0 | 0
06.12. | 23 | 2.1 |  | 2.1 | 0 | 0 | 0 | 0
06.12. | 24 | 2.1 |  | 2.1 | 0 | 0 | 0 | 0
07.12. | 1 | 2.1 |  | 2.1 | 0 | 0 | 0 | 0
07.12. | 2 | 2.1 |  | 2.1 | 0 | 0 | 0 | 0
07.12. | 3 | 2.1 |  | 2.1 | 0 | 0 | 0 | 0
07.12. | 4 | 2.1 |  | 2.1 | 0 | 0 | 0 | 0
07.12. | 5 | 2.1 |  | 2.1 | 0 | 0 | 0 | 0
07.12. | 6 | 2.1 |  | 2.1 | 0 | 0 | 0 | 0
07.12. | 7 | 2.1 |  | 2.1 | 0 | 0 | 0 | 0
07.12. | 8 | 2.1 |  | 2.1 | 0 | 0 | 0 | 0
07.12. | 9 | 2.1 |  | 2.1 | 0 | 0 | 0 | 0
07.12. | 10 | 2.1 |  | 2.1 | 0 | 0 | 0 | 0
07.12. | 11 | 2.1 |  | 2.1 | 0 | 0 | 0 | 0
07.12. | 12 | 2.1 |  | 2.1 | 0 | 0 | 0 | 0
07.12. | 13 | 2.1 |  | 2.1 | 0 | 0 | 0 | 0
07.12. | 14 | 2.1 |  | 2.1 | 0 | 0 | 0 | 0
07.12. | 15 | 2.1 |  | 2.1 | 0 | 0 | 0 | 0
07.12. | 16 | 2.1 |  | 2.1 | 0 | 0 | 0 | 0
07.12. | 17 | 2.1 |  | 2.1 | 0 | 0 | 0 | 0
07.12. | 18 | 2.1 |  | 2.1 | 0 | 0 | 0 | 0
07.12. | 19 | 2.1 |  | 2.1 | 0 | 0 | 0 | 0
07.12. | 20 | 2.1 |  | 2.1 | 0 | 0 | 0 | 0
07.12. | 21 | 2.1 |  | 2.1 | 0 | 0 | 0 | 0
07.12. | 22 | 2.1 |  | 2.1 | 0 | 0 | 0 | 0
07.12. | 23 | 2.1 |  | 2.1 | 0 | 0 | 0 | 0
07.12. | 24 | 2.1 |  | 2.1 | 0 | 0 | 0 | 0
08.12. | 1 | 2.1 |  | 2.1 | 0 | 0 | 0 | 0
08.12. | 2 | 2.1 |  | 2.1 | 0 | 0 | 0 | 0
08.12. | 3 | 2.1 |  | 2.1 | 0 | 0 | 0 | 0
08.12. | 4 | 2.1 |  | 2.1 | 0 | 0 | 0 | 0
08.12. | 5 | 2.1 |  | 2.1 | 0 | 0 | 0 | 0
08.12. | 6 | 2.1 |  | 2.1 | 0 | 0 | 0 | 0
08.12. | 7 | 2.1 |  | 2.1 | 0 | 0 | 0 | 0
08.12. | 8 | 2.1 |  | 2.1 | 0 | 0 | 0 | 0
08.12. | 9 | 2.1 |  | 2.1 | 0 | 0 | 0 | 0
08.12. | 10 | 2.1 |  | 2.1 | 0 | 0 | 0 | 0
08.12. | 11 | 2.1 |  | 2.1 | 0 | 0 | 0 | 0
08.12. | 12 | 2.1 |  | 2.1 | 0 | 0 | 0 | 0
08.12. | 13 | 2.1 |  | 2.1 | 0 | 0 | 0 | 0
08.12. | 14 | 2.1 |  | 2.1 | 0 | 0 | 0 | 0
08.12. | 15 | 2.1 |  | 2.1 | 0 | 0 | 0 | 0
08.12. | 16 | 2.1 |  | 2.1 | 0 | 0 | 0 | 0
08.12. | 17 | 2.1 |  | 2.1 | 0 | 0 | 0 | 0
08.12. | 18 | 2.1 |  | 2.1 | 0 | 0 | 0 | 0
08.12. | 19 | 2.1 |  | 2.1 | 0 | 0 | 0 | 0
08.12. | 20 | 2.1 |  | 2.1 | 0 | 0 | 0 | 0
08.12. | 21 | 2.1 |  | 2.1 | 0 | 0 | 0 | 0
08.12. | 22 | 2.1 |  | 2.1 | 0 | 0 | 0 | 0
08.12. | 23 | 2.1 |  | 2.1 | 0 | 0 | 0 | 0
08.12. | 24 | 2.1 |  | 2.1 | 0 | 0 | 0 | 0
09.12. | 1 | 2.1 |  | 2.1 | 0 | 0 | 0 | 0
09.12. | 2 | 2.1 |  | 2.1 | 0 | 0 | 0 | 0
09.12. | 3 | 2.1 |  | 2.1 | 0 | 0 | 0 | 0
09.12. | 4 | 2.1 |  | 2.1 | 0 | 0 | 0 | 0
09.12. | 5 | 2.1 |  | 2.1 | 0 | 0 | 0 | 0
09.12. | 6 | 2.1 |  | 2.1 | 0 | 0 | 0 | 0
09.12. | 7 | 2.1 |  | 2.1 | 0 | 0 | 0 | 0
09.12. | 8 | 2.1 |  | 2.1 | 0 | 0 | 0 | 0
09.12. | 9 | 2.1 |  | 2.1 | 0 | 0 | 0 | 0
09.12. | 10 | 2.1 |  | 2.1 | 0 | 0 | 0 | 0
09.12. | 11 | 2.1 |  | 2.1 | 0 | 0 | 0 | 0
09.12. | 12 | 2.1 |  | 2.1 | 0 | 0 | 0 | 0
09.12. | 13 | 2.1 |  | 2.1 | 0 | 0 | 0 | 0
09.12. | 14 | 2.1 |  | 2.1 | 0 | 0 | 0 | 0
09.12. | 15 | 2.1 |  | 2.1 | 0 | 0 | 0 | 0
09.12. | 16 | 2.1 |  | 2.1 | 0 | 0 | 0 | 0
09.12. | 17 | 2.1 |  | 2.1 | 0 | 0 | 0 | 0
09.12. | 18 | 2.1 |  | 2.1 | 0 | 0 | 0 | 0
09.12. | 19 | 2.1 |  | 2.1 | 0 | 0 | 0 | 0
09.12. | 20 | 2.1 |  | 2.1 | 0 | 0 | 0 | 0
09.12. | 21 | 2.1 |  | 2.1 | 0 | 0 | 0 | 0
09.12. | 22 | 2.1 |  | 2.1 | 0 | 0 | 0 | 0
09.12. | 23 | 2.1 |  | 2.1 | 0 | 0 | 0 | 0
09.12. | 24 | 2.1 |  | 2.1 | 0 | 0 | 0 | 0
10.12. | 1 | 2.1 |  | 2.1 | 0 | 0 | 0 | 0
10.12. | 2 | 2.1 |  | 2.1 | 0 | 0 | 0 | 0
10.12. | 3 | 2.1 |  | 2.1 | 0 | 0 | 0 | 0
10.12. | 4 | 2.1 |  | 2.1 | 0 | 0 | 0 | 0
10.12. | 5 | 2.1 |  | 2.1 | 0 | 0 | 0 | 0
10.12. | 6 | 2.1 |  | 2.1 | 0 | 0 | 0 | 0
10.12. | 7 | 2.1 |  | 2.1 | 0 | 0 | 0 | 0
10.12. | 8 | 2.1 |  | 2.1 | 0 | 0 | 0 | 0
10.12. | 9 | 2.1 |  | 2.1 | 0 | 0 | 0 | 0
10.12. | 10 | 2.1 |  | 2.1 | 0 | 0 | 0 | 0
10.12. | 11 | 2.1 |  | 2.1 | 0 | 0 | 0 | 0
10.12. | 12 | 2.1 |  | 2.1 | 0 | 0 | 0 | 0
10.12. | 13 | 2.1 |  | 2.1 | 0 | 0 | 0 | 0
10.12. | 14 | 2.1 |  | 2.1 | 0 | 0 | 0 | 0
10.12. | 15 | 2.1 |  | 2.1 | 0 | 0 | 0 | 0
10.12. | 16 | 2.1 |  | 2.1 | 0 | 0 | 0 | 0
10.12. | 17 | 2.1 |  | 2.1 | 0 | 0 | 0 | 0
10.12. | 18 | 2.1 |  | 2.1 | 0 | 0 | 0 | 0
10.12. | 19 | 2.1 |  | 2.1 | 0 | 0 | 0 | 0
10.12. | 20 | 2.1 |  | 2.1 | 0 | 0 | 0 | 0
10.12. | 21 | 2.1 |  | 2.1 | 0 | 0 | 0 | 0
10.12. | 22 | 2.1 |  | 2.1 | 0 | 0 | 0 | 0
10.12. | 23 | 2.1 |  | 2.1 | 0 | 0 | 0 | 0
10.12. | 24 | 2.1 |  | 2.1 | 0 | 0 | 0 | 0
11.12. | 1 | 2.1 |  | 2.1 | 0 | 0 | 0 | 0
11.12. | 2 | 2.1 |  | 2.1 | 0 | 0 | 0 | 0
11.12. | 3 | 2.1 |  | 2.1 | 0 | 0 | 0 | 0
11.12. | 4 | 2.1 |  | 2.1 | 0 | 0 | 0 | 0
11.12. | 5 | 2.1 |  | 2.1 | 0 | 0 | 0 | 0
11.12. | 6 | 2.1 |  | 2.1 | 0 | 0 | 0 | 0
11.12. | 7 | 2.1 |  | 2.1 | 0 | 0 | 0 | 0
11.12. | 8 | 2.1 |  | 2.1 | 0 | 0 | 0 | 0
11.12. | 9 | 2.1 |  | 2.1 | 0 | 0 | 0 | 0
11.12. | 10 | 2.1 |  | 2.1 | 0 | 0 | 0 | 0
11.12. | 11 | 2.1 |  | 2.1 | 0 | 0 | 0 | 0
11.12. | 12 | 2.1 |  | 2.1 | 0 | 0 | 0 | 0
11.12. | 13 | 2.1 |  | 2.1 | 0 | 0 | 0 | 0
11.12. | 14 | 2.1 |  | 2.1 | 0 | 0 | 0 | 0
11.12. | 15 | 2.1 |  | 2.1 | 0 | 0 | 0 | 0
11.12. | 16 | 2.1 |  | 2.1 | 0 | 0 | 0 | 0
11.12. | 17 | 2.1 |  | 2.1 | 0 | 0 | 0 | 0
11.12. | 18 | 2.1 |  | 2.1 | 0 | 0 | 0 | 0
11.12. | 19 | 2.1 |  | 2.1 | 0 | 0 | 0 | 0
11.12. | 20 | 2.1 |  | 2.1 | 0 | 0 | 0 | 0
11.12. | 21 | 2.1 |  | 2.1 | 0 | 0 | 0 | 0
11.12. | 22 | 2.1 |  | 2.1 | 0 | 0 | 0 | 0
11.12. | 23 | 2.1 |  | 2.1 | 0 | 0 | 0 | 0
11.12. | 24 | 2.1 |  | 2.1 | 0 | 0 | 0 | 0
12.12. | 1 | 2.1 |  | 2.1 | 0 | 0 | 0 | 0
12.12. | 2 | 2.1 |  | 2.1 | 0 | 0 | 0 | 0
12.12. | 3 | 2.1 |  | 2.1 | 0 | 0 | 0 | 0
12.12. | 4 | 2.1 |  | 2.1 | 0 | 0 | 0 | 0
12.12. | 5 | 2.1 |  | 2.1 | 0 | 0 | 0 | 0
12.12. | 6 | 2.1 |  | 2.1 | 0 | 0 | 0 | 0
12.12. | 7 | 2.1 |  | 2.1 | 0 | 0 | 0 | 0
12.12. | 8 | 2.1 |  | 2.1 | 0 | 0 | 0 | 0
12.12. | 9 | 2.1 |  | 2.1 | 0 | 0 | 0 | 0
12.12. | 10 | 2.1 |  | 2.1 | 0 | 0 | 0 | 0
12.12. | 11 | 2.1 |  | 2.1 | 0 | 0 | 0 | 0
12.12. | 12 | 2.1 |  | 2.1 | 0 | 0 | 0 | 0
12.12. | 13 | 2.1 |  | 2.1 | 0 | 0 | 0 | 0
12.12. | 14 | 2.1 |  | 2.1 | 0 | 0 | 0 | 0
12.12. | 15 | 2.1 |  | 2.1 | 0 | 0 | 0 | 0
12.12. | 16 | 2.1 |  | 2.1 | 0 | 0 | 0 | 0
12.12. | 17 | 2.1 |  | 2.1 | 0 | 0 | 0 | 0
12.12. | 18 | 2.1 |  | 2.1 | 0 | 0 | 0 | 0
12.12. | 19 | 2.1 |  | 2.1 | 0 | 0 | 0 | 0
12.12. | 20 | 2.1 |  | 2.1 | 0 | 0 | 0 | 0
12.12. | 21 | 2.1 |  | 2.1 | 0 | 0 | 0 | 0
12.12. | 22 | 2.1 |  | 2.1 | 0 | 0 | 0 | 0
12.12. | 23 | 2.1 |  | 2.1 | 0 | 0 | 0 | 0
12.12. | 24 | 2.1 |  | 2.1 | 0 | 0 | 0 | 0
13.12. | 1 | 2.1 |  | 2.1 | 0 | 0 | 0 | 0
13.12. | 2 | 2.1 |  | 2.1 | 0 | 0 | 0 | 0
13.12. | 3 | 2.1 |  | 2.1 | 0 | 0 | 0 | 0
13.12. | 4 | 2.1 |  | 2.1 | 0 | 0 | 0 | 0
13.12. | 5 | 2.1 |  | 2.1 | 0 | 0 | 0 | 0
13.12. | 6 | 2.1 |  | 2.1 | 0 | 0 | 0 | 0
13.12. | 7 | 2.1 |  | 2.1 | 0 | 0 | 0 | 0
13.12. | 8 | 2.1 |  | 2.1 | 0 | 0 | 0 | 0
13.12. | 9 | 2.1 |  | 2.1 | 0 | 0 | 0 | 0
13.12. | 10 | 2.1 |  | 2.1 | 0 | 0 | 0 | 0
13.12. | 11 | 2.1 |  | 2.1 | 0 | 0 | 0 | 0
13.12. | 12 | 2.1 |  | 2.1 | 0 | 0 | 0 | 0
13.12. | 13 | 2.1 |  | 2.1 | 0 | 0 | 0 | 0
13.12. | 14 | 2.1 |  | 2.1 | 0 | 0 | 0 | 0
13.12. | 15 | 2.1 |  | 2.1 | 0 | 0 | 0 | 0
13.12. | 16 | 2.1 |  | 2.1 | 0 | 0 | 0 | 0
13.12. | 17 | 2.1 |  | 2.1 | 0 | 0 | 0 | 0
13.12. | 18 | 2.1 |  | 2.1 | 0 | 0 | 0 | 0
13.12. | 19 | 2.1 |  | 2.1 | 0 | 0 | 0 | 0
13.12. | 20 | 2.1 |  | 2.1 | 0 | 0 | 0 | 0
13.12. | 21 | 2.1 |  | 2.1 | 0 | 0 | 0 | 0
13.12. | 22 | 2.1 |  | 2.1 | 0 | 0 | 0 | 0
13.12. | 23 | 2.1 |  | 2.1 | 0 | 0 | 0 | 0
13.12. | 24 | 2.1 |  | 2.1 | 0 | 0 | 0 | 0
14.12. | 1 | 2.1 |  | 2.1 | 0 | 0 | 0 | 0
14.12. | 2 | 2.1 |  | 2.1 | 0 | 0 | 0 | 0
14.12. | 3 | 2.1 |  | 2.1 | 0 | 0 | 0 | 0
14.12. | 4 | 2.1 |  | 2.1 | 0 | 0 | 0 | 0
14.12. | 5 | 2.1 |  | 2.1 | 0 | 0 | 0 | 0
14.12. | 6 | 2.1 |  | 2.1 | 0 | 0 | 0 | 0
14.12. | 7 | 2.1 |  | 2.1 | 0 | 0 | 0 | 0
14.12. | 8 | 2.1 |  | 2.1 | 0 | 0 | 0 | 0
14.12. | 9 | 2.1 |  | 2.1 | 0 | 0 | 0 | 0
14.12. | 10 | 2.1 |  | 2.1 | 0 | 0 | 0 | 0
14.12. | 11 | 2.1 |  | 2.1 | 0 | 0 | 0 | 0
14.12. | 12 | 2.1 |  | 2.1 | 0 | 0 | 0 | 0
14.12. | 13 | 2.1 |  | 2.1 | 0 | 0 | 0 | 0
14.12. | 14 | 2.1 |  | 2.1 | 0 | 0 | 0 | 0
14.12. | 15 | 2.1 |  | 2.1 | 0 | 0 | 0 | 0
14.12. | 16 | 2.1 |  | 2.1 | 0 | 0 | 0 | 0
14.12. | 17 | 2.1 |  | 2.1 | 0 | 0 | 0 | 0
14.12. | 18 | 2.1 |  | 2.1 | 0 | 0 | 0 | 0
14.12. | 19 | 2.1 |  | 2.1 | 0 | 0 | 0 | 0
14.12. | 20 | 2.1 |  | 2.1 | 0 | 0 | 0 | 0
14.12. | 21 | 2.1 |  | 2.1 | 0 | 0 | 0 | 0
14.12. | 22 | 2.1 |  | 2.1 | 0 | 0 | 0 | 0
14.12. | 23 | 2.1 |  | 2.1 | 0 | 0 | 0 | 0
14.12. | 24 | 2.1 |  | 2.1 | 0 | 0 | 0 | 0
15.12. | 1 | 2.1 |  | 2.1 | 0 | 0 | 0 | 0
15.12. | 2 | 2.1 |  | 2.1 | 0 | 0 | 0 | 0
15.12. | 3 | 2.1 |  | 2.1 | 0 | 0 | 0 | 0
15.12. | 4 | 2.1 |  | 2.1 | 0 | 0 | 0 | 0
15.12. | 5 | 2.1 |  | 2.1 | 0 | 0 | 0 | 0
15.12. | 6 | 2.1 |  | 2.1 | 0 | 0 | 0 | 0
15.12. | 7 | 2.1 |  | 2.1 | 0 | 0 | 0 | 0
15.12. | 8 | 2.1 |  | 2.1 | 0 | 0 | 0 | 0
15.12. | 9 | 2.1 |  | 2.1 | 0 | 0 | 0 | 0
15.12. | 10 | 2.1 |  | 2.1 | 0 | 0 | 0 | 0
15.12. | 11 | 2.1 |  | 2.1 | 0 | 0 | 0 | 0
15.12. | 12 | 2.1 |  | 2.1 | 0 | 0 | 0 | 0
15.12. | 13 | 2.1 |  | 2.1 | 0 | 0 | 0 | 0
15.12. | 14 | 2.1 |  | 2.1 | 0 | 0 | 0 | 0
15.12. | 15 | 2.1 |  | 2.1 | 0 | 0 | 0 | 0
15.12. | 16 | 2.1 |  | 2.1 | 0 | 0 | 0 | 0
15.12. | 17 | 2.1 |  | 2.1 | 0 | 0 | 0 | 0
15.12. | 18 | 2.1 |  | 2.1 | 0 | 0 | 0 | 0
15.12. | 19 | 2.1 |  | 2.1 | 0 | 0 | 0 | 0
15.12. | 20 | 2.1 |  | 2.1 | 0 | 0 | 0 | 0
15.12. | 21 | 2.1 |  | 2.1 | 0 | 0 | 0 | 0
15.12. | 22 | 2.1 |  | 2.1 | 0 | 0 | 0 | 0
15.12. | 23 | 2.1 |  | 2.1 | 0 | 0 | 0 | 0
15.12. | 24 | 2.1 |  | 2.1 | 0 | 0 | 0 | 0
16.12. | 1 | 2.1 |  | 2.1 | 0 | 0 | 0 | 0
16.12. | 2 | 2.1 |  | 2.1 | 0 | 0 | 0 | 0
16.12. | 3 | 2.1 |  | 2.1 | 0 | 0 | 0 | 0
16.12. | 4 | 2.1 |  | 2.1 | 0 | 0 | 0 | 0
16.12. | 5 | 2.1 |  | 2.1 | 0 | 0 | 0 | 0
16.12. | 6 | 2.1 |  | 2.1 | 0 | 0 | 0 | 0
16.12. | 7 | 2.1 |  | 2.1 | 0 | 0 | 0 | 0
16.12. | 8 | 2.1 |  | 2.1 | 0 | 0 | 0 | 0
16.12. | 9 | 2.1 |  | 2.1 | 0 | 0 | 0 | 0
16.12. | 10 | 2.1 |  | 2.1 | 0 | 0 | 0 | 0
16.12. | 11 | 2.1 |  | 2.1 | 0 | 0 | 0 | 0
16.12. | 12 | 2.1 |  | 2.1 | 0 | 0 | 0 | 0
16.12. | 13 | 2.1 |  | 2.1 | 0 | 0 | 0 | 0
16.12. | 14 | 2.1 |  | 2.1 | 0 | 0 | 0 | 0
16.12. | 15 | 2.1 |  | 2.1 | 0 | 0 | 0 | 0
16.12. | 16 | 2.1 |  | 2.1 | 0 | 0 | 0 | 0
16.12. | 17 | 2.1 |  | 2.1 | 0 | 0 | 0 | 0
16.12. | 18 | 2.1 |  | 2.1 | 0 | 0 | 0 | 0
16.12. | 19 | 2.1 |  | 2.1 | 0 | 0 | 0 | 0
16.12. | 20 | 2.1 |  | 2.1 | 0 | 0 | 0 | 0
16.12. | 21 | 2.1 |  | 2.1 | 0 | 0 | 0 | 0
16.12. | 22 | 2.1 |  | 2.1 | 0 | 0 | 0 | 0
16.12. | 23 | 2.1 |  | 2.1 | 0 | 0 | 0 | 0
16.12. | 24 | 2.1 |  | 2.1 | 0 | 0 | 0 | 0
17.12. | 1 | 2.1 |  | 2.1 | 0 | 0 | 0 | 0
17.12. | 2 | 2.1 |  | 2.1 | 0 | 0 | 0 | 0
17.12. | 3 | 2.1 |  | 2.1 | 0 | 0 | 0 | 0
17.12. | 4 | 2.1 |  | 2.1 | 0 | 0 | 0 | 0
17.12. | 5 | 2.1 |  | 2.1 | 0 | 0 | 0 | 0
17.12. | 6 | 2.1 |  | 2.1 | 0 | 0 | 0 | 0
17.12. | 7 | 2.1 |  | 2.1 | 0 | 0 | 0 | 0
17.12. | 8 | 2.1 |  | 2.1 | 0 | 0 | 0 | 0
17.12. | 9 | 2.1 |  | 2.1 | 0 | 0 | 0 | 0
17.12. | 10 | 2.1 |  | 2.1 | 0 | 0 | 0 | 0
17.12. | 11 | 2.1 |  | 2.1 | 0 | 0 | 0 | 0
17.12. | 12 | 2.1 |  | 2.1 | 0 | 0 | 0 | 0
17.12. | 13 | 2.1 |  | 2.1 | 0 | 0 | 0 | 0
17.12. | 14 | 2.1 |  | 2.1 | 0 | 0 | 0 | 0
17.12. | 15 | 2.1 |  | 2.1 | 0 | 0 | 0 | 0
17.12. | 16 | 2.1 |  | 2.1 | 0 | 0 | 0 | 0
17.12. | 17 | 2.1 |  | 2.1 | 0 | 0 | 0 | 0
17.12. | 18 | 2.1 |  | 2.1 | 0 | 0 | 0 | 0
17.12. | 19 | 2.1 |  | 2.1 | 0 | 0 | 0 | 0
17.12. | 20 | 2.1 |  | 2.1 | 0 | 0 | 0 | 0
17.12. | 21 | 2.1 |  | 2.1 | 0 | 0 | 0 | 0
17.12. | 22 | 2.1 |  | 2.1 | 0 | 0 | 0 | 0
17.12. | 23 | 2.1 |  | 2.1 | 0 | 0 | 0 | 0
17.12. | 24 | 2.1 |  | 2.1 | 0 | 0 | 0 | 0
18.12. | 1 | 2.1 |  | 2.1 | 0 | 0 | 0 | 0
18.12. | 2 | 2.1 |  | 2.1 | 0 | 0 | 0 | 0
18.12. | 3 | 2.1 |  | 2.1 | 0 | 0 | 0 | 0
18.12. | 4 | 2.1 |  | 2.1 | 0 | 0 | 0 | 0
18.12. | 5 | 2.1 |  | 2.1 | 0 | 0 | 0 | 0
18.12. | 6 | 2.1 |  | 2.1 | 0 | 0 | 0 | 0
18.12. | 7 | 2.1 |  | 2.1 | 0 | 0 | 0 | 0
18.12. | 8 | 2.1 |  | 2.1 | 0 | 0 | 0 | 0
18.12. | 9 | 2.1 |  | 2.1 | 0 | 0 | 0 | 0
18.12. | 10 | 2.1 |  | 2.1 | 0 | 0 | 0 | 0
18.12. | 11 | 2.1 |  | 2.1 | 0 | 0 | 0 | 0
18.12. | 12 | 2.1 |  | 2.1 | 0 | 0 | 0 | 0
18.12. | 13 | 2.1 |  | 2.1 | 0 | 0 | 0 | 0
18.12. | 14 | 2.1 |  | 2.1 | 0 | 0 | 0 | 0
18.12. | 15 | 2.1 |  | 2.1 | 0 | 0 | 0 | 0
18.12. | 16 | 2.1 |  | 2.1 | 0 | 0 | 0 | 0
18.12. | 17 | 2.1 |  | 2.1 | 0 | 0 | 0 | 0
18.12. | 18 | 2.1 |  | 2.1 | 0 | 0 | 0 | 0
18.12. | 19 | 2.1 |  | 2.1 | 0 | 0 | 0 | 0
18.12. | 20 | 2.1 |  | 2.1 | 0 | 0 | 0 | 0
18.12. | 21 | 2.1 |  | 2.1 | 0 | 0 | 0 | 0
18.12. | 22 | 2.1 |  | 2.1 | 0 | 0 | 0 | 0
18.12. | 23 | 2.1 |  | 2.1 | 0 | 0 | 0 | 0
18.12. | 24 | 2.1 |  | 2.1 | 0 | 0 | 0 | 0
19.12. | 1 | 2.1 |  | 2.1 | 0 | 0 | 0 | 0
19.12. | 2 | 2.1 |  | 2.1 | 0 | 0 | 0 | 0
19.12. | 3 | 2.1 |  | 2.1 | 0 | 0 | 0 | 0
19.12. | 4 | 2.1 |  | 2.1 | 0 | 0 | 0 | 0
19.12. | 5 | 2.1 |  | 2.1 | 0 | 0 | 0 | 0
19.12. | 6 | 2.1 |  | 2.1 | 0 | 0 | 0 | 0
19.12. | 7 | 2.1 |  | 2.1 | 0 | 0 | 0 | 0
19.12. | 8 | 2.1 |  | 2.1 | 0 | 0 | 0 | 0
19.12. | 9 | 2.1 |  | 2.1 | 0 | 0 | 0 | 0
19.12. | 10 | 2.1 |  | 2.1 | 0 | 0 | 0 | 0
19.12. | 11 | 2.1 |  | 2.1 | 0 | 0 | 0 | 0
19.12. | 12 | 2.1 |  | 2.1 | 0 | 0 | 0 | 0
19.12. | 13 | 2.1 |  | 2.1 | 0 | 0 | 0 | 0
19.12. | 14 | 2.1 |  | 2.1 | 0 | 0 | 0 | 0
19.12. | 15 | 2.1 |  | 2.1 | 0 | 0 | 0 | 0
19.12. | 16 | 2.1 |  | 2.1 | 0 | 0 | 0 | 0
19.12. | 17 | 2.1 |  | 2.1 | 0 | 0 | 0 | 0
19.12. | 18 | 2.1 |  | 2.1 | 0 | 0 | 0 | 0
19.12. | 19 | 2.1 |  | 2.1 | 0 | 0 | 0 | 0
19.12. | 20 | 2.1 |  | 2.1 | 0 | 0 | 0 | 0
19.12. | 21 | 2.1 |  | 2.1 | 0 | 0 | 0 | 0
19.12. | 22 | 2.1 |  | 2.1 | 0 | 0 | 0 | 0
19.12. | 23 | 2.1 |  | 2.1 | 0 | 0 | 0 | 0
19.12. | 24 | 2.1 |  | 2.1 | 0 | 0 | 0 | 0
20.12. | 1 | 2.1 |  | 2.1 | 0 | 0 | 0 | 0
20.12. | 2 | 2.1 |  | 2.1 | 0 | 0 | 0 | 0
20.12. | 3 | 2.1 |  | 2.1 | 0 | 0 | 0 | 0
20.12. | 4 | 2.1 |  | 2.1 | 0 | 0 | 0 | 0
20.12. | 5 | 2.1 |  | 2.1 | 0 | 0 | 0 | 0
20.12. | 6 | 2.1 |  | 2.1 | 0 | 0 | 0 | 0
20.12. | 7 | 2.1 |  | 2.1 | 0 | 0 | 0 | 0
20.12. | 8 | 2.1 |  | 2.1 | 0 | 0 | 0 | 0
20.12. | 9 | 2.1 |  | 2.1 | 0 | 0 | 0 | 0
20.12. | 10 | 2.1 |  | 2.1 | 0 | 0 | 0 | 0
20.12. | 11 | 2.1 |  | 2.1 | 0 | 0 | 0 | 0
20.12. | 12 | 2.1 |  | 2.1 | 0 | 0 | 0 | 0
20.12. | 13 | 2.1 |  | 2.1 | 0 | 0 | 0 | 0
20.12. | 14 | 2.1 |  | 2.1 | 0 | 0 | 0 | 0
20.12. | 15 | 2.1 |  | 2.1 | 0 | 0 | 0 | 0
20.12. | 16 | 2.1 |  | 2.1 | 0 | 0 | 0 | 0
20.12. | 17 | 2.1 |  | 2.1 | 0 | 0 | 0 | 0
20.12. | 18 | 2.1 |  | 2.1 | 0 | 0 | 0 | 0
20.12. | 19 | 2.1 |  | 2.1 | 0 | 0 | 0 | 0
20.12. | 20 | 2.1 |  | 2.1 | 0 | 0 | 0 | 0
20.12. | 21 | 2.1 |  | 2.1 | 0 | 0 | 0 | 0
20.12. | 22 | 2.1 |  | 2.1 | 0 | 0 | 0 | 0
20.12. | 23 | 2.1 |  | 2.1 | 0 | 0 | 0 | 0
20.12. | 24 | 2.1 |  | 2.1 | 0 | 0 | 0 | 0
21.12. | 1 | 2.1 |  | 2.1 | 0 | 0 | 0 | 0
21.12. | 2 | 2.1 |  | 2.1 | 0 | 0 | 0 | 0
21.12. | 3 | 2.1 |  | 2.1 | 0 | 0 | 0 | 0
21.12. | 4 | 2.1 |  | 2.1 | 0 | 0 | 0 | 0
21.12. | 5 | 2.1 |  | 2.1 | 0 | 0 | 0 | 0
21.12. | 6 | 2.1 |  | 2.1 | 0 | 0 | 0 | 0
21.12. | 7 | 2.1 |  | 2.1 | 0 | 0 | 0 | 0
21.12. | 8 | 2.1 |  | 2.1 | 0 | 0 | 0 | 0
21.12. | 9 | 2.1 |  | 2.1 | 0 | 0 | 0 | 0
21.12. | 10 | 2.1 |  | 2.1 | 0 | 0 | 0 | 0
21.12. | 11 | 2.1 |  | 2.1 | 0 | 0 | 0 | 0
21.12. | 12 | 2.1 |  | 2.1 | 0 | 0 | 0 | 0
21.12. | 13 | 2.1 |  | 2.1 | 0 | 0 | 0 | 0
21.12. | 14 | 2.1 |  | 2.1 | 0 | 0 | 0 | 0
21.12. | 15 | 2.1 |  | 2.1 | 0 | 0 | 0 | 0
21.12. | 16 | 2.1 |  | 2.1 | 0 | 0 | 0 | 0
21.12. | 17 | 2.1 |  | 2.1 | 0 | 0 | 0 | 0
21.12. | 18 | 2.1 |  | 2.1 | 0 | 0 | 0 | 0
21.12. | 19 | 2.1 |  | 2.1 | 0 | 0 | 0 | 0
21.12. | 20 | 2.1 |  | 2.1 | 0 | 0 | 0 | 0
21.12. | 21 | 2.1 |  | 2.1 | 0 | 0 | 0 | 0
21.12. | 22 | 2.1 |  | 2.1 | 0 | 0 | 0 | 0
21.12. | 23 | 2.1 |  | 2.1 | 0 | 0 | 0 | 0
21.12. | 24 | 2.1 |  | 2.1 | 0 | 0 | 0 | 0
22.12. | 1 | 2.1 |  | 2.1 | 0 | 0 | 0 | 0
22.12. | 2 | 2.1 |  | 2.1 | 0 | 0 | 0 | 0
22.12. | 3 | 2.1 |  | 2.1 | 0 | 0 | 0 | 0
22.12. | 4 | 2.1 |  | 2.1 | 0 | 0 | 0 | 0
22.12. | 5 | 2.1 |  | 2.1 | 0 | 0 | 0 | 0
22.12. | 6 | 2.1 |  | 2.1 | 0 | 0 | 0 | 0
22.12. | 7 | 2.1 |  | 2.1 | 0 | 0 | 0 | 0
22.12. | 8 | 2.1 |  | 2.1 | 0 | 0 | 0 | 0
22.12. | 9 | 2.1 |  | 2.1 | 0 | 0 | 0 | 0
22.12. | 10 | 2.1 |  | 2.1 | 0 | 0 | 0 | 0
22.12. | 11 | 2.1 |  | 2.1 | 0 | 0 | 0 | 0
22.12. | 12 | 2.1 |  | 2.1 | 0 | 0 | 0 | 0
22.12. | 13 | 2.1 |  | 2.1 | 0 | 0 | 0 | 0
22.12. | 14 | 2.1 |  | 2.1 | 0 | 0 | 0 | 0
22.12. | 15 | 2.1 |  | 2.1 | 0 | 0 | 0 | 0
22.12. | 16 | 2.1 |  | 2.1 | 0 | 0 | 0 | 0
22.12. | 17 | 2.1 |  | 2.1 | 0 | 0 | 0 | 0
22.12. | 18 | 2.1 |  | 2.1 | 0 | 0 | 0 | 0
22.12. | 19 | 2.1 |  | 2.1 | 0 | 0 | 0 | 0
22.12. | 20 | 2.1 |  | 2.1 | 0 | 0 | 0 | 0
22.12. | 21 | 2.1 |  | 2.1 | 0 | 0 | 0 | 0
22.12. | 22 | 2.1 |  | 2.1 | 0 | 0 | 0 | 0
22.12. | 23 | 2.1 |  | 2.1 | 0 | 0 | 0 | 0
22.12. | 24 | 2.1 |  | 2.1 | 0 | 0 | 0 | 0
23.12. | 1 | 2.1 |  | 2.1 | 0 | 0 | 0 | 0
23.12. | 2 | 2.1 |  | 2.1 | 0 | 0 | 0 | 0
23.12. | 3 | 2.1 |  | 2.1 | 0 | 0 | 0 | 0
23.12. | 4 | 2.1 |  | 2.1 | 0 | 0 | 0 | 0
23.12. | 5 | 2.1 |  | 2.1 | 0 | 0 | 0 | 0
23.12. | 6 | 2.1 |  | 2.1 | 0 | 0 | 0 | 0
23.12. | 7 | 2.1 |  | 2.1 | 0 | 0 | 0 | 0
23.12. | 8 | 2.1 |  | 2.1 | 0 | 0 | 0 | 0
23.12. | 9 | 2.1 |  | 2.1 | 0 | 0 | 0 | 0
23.12. | 10 | 2.1 |  | 2.1 | 0 | 0 | 0 | 0
23.12. | 11 | 2.1 |  | 2.1 | 0 | 0 | 0 | 0
23.12. | 12 | 2.1 |  | 2.1 | 0 | 0 | 0 | 0
23.12. | 13 | 2.1 |  | 2.1 | 0 | 0 | 0 | 0
23.12. | 14 | 2.1 |  | 2.1 | 0 | 0 | 0 | 0
23.12. | 15 | 2.1 |  | 2.1 | 0 | 0 | 0 | 0
23.12. | 16 | 2.1 |  | 2.1 | 0 | 0 | 0 | 0
23.12. | 17 | 2.1 |  | 2.1 | 0 | 0 | 0 | 0
23.12. | 18 | 2.1 |  | 2.1 | 0 | 0 | 0 | 0
23.12. | 19 | 2.1 |  | 2.1 | 0 | 0 | 0 | 0
23.12. | 20 | 2.1 |  | 2.1 | 0 | 0 | 0 | 0
23.12. | 21 | 2.1 |  | 2.1 | 0 | 0 | 0 | 0
23.12. | 22 | 2.1 |  | 2.1 | 0 | 0 | 0 | 0
23.12. | 23 | 2.1 |  | 2.1 | 0 | 0 | 0 | 0
23.12. | 24 | 2.1 |  | 2.1 | 0 | 0 | 0 | 0
24.12. | 1 | 2.1 |  | 2.1 | 0 | 0 | 0 | 0
24.12. | 2 | 2.1 |  | 2.1 | 0 | 0 | 0 | 0
24.12. | 3 | 2.1 |  | 2.1 | 0 | 0 | 0 | 0
24.12. | 4 | 2.1 |  | 2.1 | 0 | 0 | 0 | 0
24.12. | 5 | 2.1 |  | 2.1 | 0 | 0 | 0 | 0
24.12. | 6 | 2.1 |  | 2.1 | 0 | 0 | 0 | 0
24.12. | 7 | 2.1 |  | 2.1 | 0 | 0 | 0 | 0
24.12. | 8 | 2.1 |  | 2.1 | 0 | 0 | 0 | 0
24.12. | 9 | 2.1 |  | 2.1 | 0 | 0 | 0 | 0
24.12. | 10 | 2.1 |  | 2.1 | 0 | 0 | 0 | 0
24.12. | 11 | 2.1 |  | 2.1 | 0 | 0 | 0 | 0
24.12. | 12 | 2.1 |  | 2.1 | 0 | 0 | 0 | 0
24.12. | 13 | 2.1 |  | 2.1 | 0 | 0 | 0 | 0
24.12. | 14 | 2.1 |  | 2.1 | 0 | 0 | 0 | 0
24.12. | 15 | 2.1 |  | 2.1 | 0 | 0 | 0 | 0
24.12. | 16 | 2.1 |  | 2.1 | 0 | 0 | 0 | 0
24.12. | 17 | 2.1 |  | 2.1 | 0 | 0 | 0 | 0
24.12. | 18 | 2.1 |  | 2.1 | 0 | 0 | 0 | 0
24.12. | 19 | 2.1 |  | 2.1 | 0 | 0 | 0 | 0
24.12. | 20 | 2.1 |  | 2.1 | 0 | 0 | 0 | 0
24.12. | 21 | 2.1 |  | 2.1 | 0 | 0 | 0 | 0
24.12. | 22 | 2.1 |  | 2.1 | 0 | 0 | 0 | 0
24.12. | 23 | 2.1 |  | 2.1 | 0 | 0 | 0 | 0
24.12. | 24 | 2.1 |  | 2.1 | 0 | 0 | 0 | 0
25.12. | 1 | 2.1 |  | 2.1 | 0 | 0 | 0 | 0
25.12. | 2 | 2.1 |  | 2.1 | 0 | 0 | 0 | 0
25.12. | 3 | 2.1 |  | 2.1 | 0 | 0 | 0 | 0
25.12. | 4 | 2.1 |  | 2.1 | 0 | 0 | 0 | 0
25.12. | 5 | 2.1 |  | 2.1 | 0 | 0 | 0 | 0
25.12. | 6 | 2.1 |  | 2.1 | 0 | 0 | 0 | 0
25.12. | 7 | 2.1 |  | 2.1 | 0 | 0 | 0 | 0
25.12. | 8 | 2.1 |  | 2.1 | 0 | 0 | 0 | 0
25.12. | 9 | 2.1 |  | 2.1 | 0 | 0 | 0 | 0
25.12. | 10 | 2.1 |  | 2.1 | 0 | 0 | 0 | 0
25.12. | 11 | 2.1 |  | 2.1 | 0 | 0 | 0 | 0
25.12. | 12 | 2.1 |  | 2.1 | 0 | 0 | 0 | 0
25.12. | 13 | 2.1 |  | 2.1 | 0 | 0 | 0 | 0
25.12. | 14 | 2.1 |  | 2.1 | 0 | 0 | 0 | 0
25.12. | 15 | 2.1 |  | 2.1 | 0 | 0 | 0 | 0
25.12. | 16 | 2.1 |  | 2.1 | 0 | 0 | 0 | 0
25.12. | 17 | 2.1 |  | 2.1 | 0 | 0 | 0 | 0
25.12. | 18 | 2.1 |  | 2.1 | 0 | 0 | 0 | 0
25.12. | 19 | 2.1 |  | 2.1 | 0 | 0 | 0 | 0
25.12. | 20 | 2.1 |  | 2.1 | 0 | 0 | 0 | 0
25.12. | 21 | 2.1 |  | 2.1 | 0 | 0 | 0 | 0
25.12. | 22 | 2.1 |  | 2.1 | 0 | 0 | 0 | 0
25.12. | 23 | 2.1 |  | 2.1 | 0 | 0 | 0 | 0
25.12. | 24 | 2.1 |  | 2.1 | 0 | 0 | 0 | 0
26.12. | 1 | 2.1 |  | 2.1 | 0 | 0 | 0 | 0
26.12. | 2 | 2.1 |  | 2.1 | 0 | 0 | 0 | 0
26.12. | 3 | 2.1 |  | 2.1 | 0 | 0 | 0 | 0
26.12. | 4 | 2.1 |  | 2.1 | 0 | 0 | 0 | 0
26.12. | 5 | 2.1 |  | 2.1 | 0 | 0 | 0 | 0
26.12. | 6 | 2.1 |  | 2.1 | 0 | 0 | 0 | 0
26.12. | 7 | 2.1 |  | 2.1 | 0 | 0 | 0 | 0
26.12. | 8 | 2.1 |  | 2.1 | 0 | 0 | 0 | 0
26.12. | 9 | 2.1 |  | 2.1 | 0 | 0 | 0 | 0
26.12. | 10 | 2.1 |  | 2.1 | 0 | 0 | 0 | 0
26.12. | 11 | 2.1 |  | 2.1 | 0 | 0 | 0 | 0
26.12. | 12 | 2.1 |  | 2.1 | 0 | 0 | 0 | 0
26.12. | 13 | 2.1 |  | 2.1 | 0 | 0 | 0 | 0
26.12. | 14 | 2.1 |  | 2.1 | 0 | 0 | 0 | 0
26.12. | 15 | 2.1 |  | 2.1 | 0 | 0 | 0 | 0
26.12. | 16 | 2.1 |  | 2.1 | 0 | 0 | 0 | 0
26.12. | 17 | 2.1 |  | 2.1 | 0 | 0 | 0 | 0
26.12. | 18 | 2.1 |  | 2.1 | 0 | 0 | 0 | 0
26.12. | 19 | 2.1 |  | 2.1 | 0 | 0 | 0 | 0
26.12. | 20 | 2.1 |  | 2.1 | 0 | 0 | 0 | 0
26.12. | 21 | 2.1 |  | 2.1 | 0 | 0 | 0 | 0
26.12. | 22 | 2.1 |  | 2.1 | 0 | 0 | 0 | 0
26.12. | 23 | 2.1 |  | 2.1 | 0 | 0 | 0 | 0
26.12. | 24 | 2.1 |  | 2.1 | 0 | 0 | 0 | 0
27.12. | 1 | 2.1 |  | 2.1 | 0 | 0 | 0 | 0
27.12. | 2 | 2.1 |  | 2.1 | 0 | 0 | 0 | 0
27.12. | 3 | 2.1 |  | 2.1 | 0 | 0 | 0 | 0
27.12. | 4 | 2.1 |  | 2.1 | 0 | 0 | 0 | 0
27.12. | 5 | 2.1 |  | 2.1 | 0 | 0 | 0 | 0
27.12. | 6 | 2.1 |  | 2.1 | 0 | 0 | 0 | 0
27.12. | 7 | 2.1 |  | 2.1 | 0 | 0 | 0 | 0
27.12. | 8 | 2.1 |  | 2.1 | 0 | 0 | 0 | 0
27.12. | 9 | 2.1 |  | 2.1 | 0 | 0 | 0 | 0
27.12. | 10 | 2.1 |  | 2.1 | 0 | 0 | 0 | 0
27.12. | 11 | 2.1 |  | 2.1 | 0 | 0 | 0 | 0
27.12. | 12 | 2.1 |  | 2.1 | 0 | 0 | 0 | 0
27.12. | 13 | 2.1 |  | 2.1 | 0 | 0 | 0 | 0
27.12. | 14 | 2.1 |  | 2.1 | 0 | 0 | 0 | 0
27.12. | 15 | 2.1 |  | 2.1 | 0 | 0 | 0 | 0
27.12. | 16 | 2.1 |  | 2.1 | 0 | 0 | 0 | 0
27.12. | 17 | 2.1 |  | 2.1 | 0 | 0 | 0 | 0
27.12. | 18 | 2.1 |  | 2.1 | 0 | 0 | 0 | 0
27.12. | 19 | 2.1 |  | 2.1 | 0 | 0 | 0 | 0
27.12. | 20 | 2.1 |  | 2.1 | 0 | 0 | 0 | 0
27.12. | 21 | 2.1 |  | 2.1 | 0 | 0 | 0 | 0
27.12. | 22 | 2.1 |  | 2.1 | 0 | 0 | 0 | 0
27.12. | 23 | 2.1 |  | 2.1 | 0 | 0 | 0 | 0
27.12. | 24 | 2.1 |  | 2.1 | 0 | 0 | 0 | 0
28.12. | 1 | 2.1 |  | 2.1 | 0 | 0 | 0 | 0
28.12. | 2 | 2.1 |  | 2.1 | 0 | 0 | 0 | 0
28.12. | 3 | 2.1 |  | 2.1 | 0 | 0 | 0 | 0
28.12. | 4 | 2.1 |  | 2.1 | 0 | 0 | 0 | 0
28.12. | 5 | 2.1 |  | 2.1 | 0 | 0 | 0 | 0
28.12. | 6 | 2.1 |  | 2.1 | 0 | 0 | 0 | 0
28.12. | 7 | 2.1 |  | 2.1 | 0 | 0 | 0 | 0
28.12. | 8 | 2.1 |  | 2.1 | 0 | 0 | 0 | 0
28.12. | 9 | 2.1 |  | 2.1 | 0 | 0 | 0 | 0
28.12. | 10 | 2.1 |  | 2.1 | 0 | 0 | 0 | 0
28.12. | 11 | 2.1 |  | 2.1 | 0 | 0 | 0 | 0
28.12. | 12 | 2.1 |  | 2.1 | 0 | 0 | 0 | 0
28.12. | 13 | 2.1 |  | 2.1 | 0 | 0 | 0 | 0
28.12. | 14 | 2.1 |  | 2.1 | 0 | 0 | 0 | 0
28.12. | 15 | 2.1 |  | 2.1 | 0 | 0 | 0 | 0
28.12. | 16 | 2.1 |  | 2.1 | 0 | 0 | 0 | 0
28.12. | 17 | 2.1 |  | 2.1 | 0 | 0 | 0 | 0
28.12. | 18 | 2.1 |  | 2.1 | 0 | 0 | 0 | 0
28.12. | 19 | 2.1 |  | 2.1 | 0 | 0 | 0 | 0
28.12. | 20 | 2.1 |  | 2.1 | 0 | 0 | 0 | 0
28.12. | 21 | 2.1 |  | 2.1 | 0 | 0 | 0 | 0
28.12. | 22 | 2.1 |  | 2.1 | 0 | 0 | 0 | 0
28.12. | 23 | 2.1 |  | 2.1 | 0 | 0 | 0 | 0
28.12. | 24 | 2.1 |  | 2.1 | 0 | 0 | 0 | 0
29.12. | 1 | 2.1 |  | 2.1 | 0 | 0 | 0 | 0
29.12. | 2 | 2.1 |  | 2.1 | 0 | 0 | 0 | 0
29.12. | 3 | 2.1 |  | 2.1 | 0 | 0 | 0 | 0
29.12. | 4 | 2.1 |  | 2.1 | 0 | 0 | 0 | 0
29.12. | 5 | 2.1 |  | 2.1 | 0 | 0 | 0 | 0
29.12. | 6 | 2.1 |  | 2.1 | 0 | 0 | 0 | 0
29.12. | 7 | 2.1 |  | 2.1 | 0 | 0 | 0 | 0
29.12. | 8 | 2.1 |  | 2.1 | 0 | 0 | 0 | 0
29.12. | 9 | 2.1 |  | 2.1 | 0 | 0 | 0 | 0
29.12. | 10 | 2.1 |  | 2.1 | 0 | 0 | 0 | 0
29.12. | 11 | 2.1 |  | 2.1 | 0 | 0 | 0 | 0
29.12. | 12 | 2.1 |  | 2.1 | 0 | 0 | 0 | 0
29.12. | 13 | 2.1 |  | 2.1 | 0 | 0 | 0 | 0
29.12. | 14 | 2.1 |  | 2.1 | 0 | 0 | 0 | 0
29.12. | 15 | 2.1 |  | 2.1 | 0 | 0 | 0 | 0
29.12. | 16 | 2.1 |  | 2.1 | 0 | 0 | 0 | 0
29.12. | 17 | 2.1 |  | 2.1 | 0 | 0 | 0 | 0
29.12. | 18 | 2.1 |  | 2.1 | 0 | 0 | 0 | 0
29.12. | 19 | 2.1 |  | 2.1 | 0 | 0 | 0 | 0
29.12. | 20 | 2.1 |  | 2.1 | 0 | 0 | 0 | 0
29.12. | 21 | 2.1 |  | 2.1 | 0 | 0 | 0 | 0
29.12. | 22 | 2.1 |  | 2.1 | 0 | 0 | 0 | 0
29.12. | 23 | 2.1 |  | 2.1 | 0 | 0 | 0 | 0
29.12. | 24 | 2.1 |  | 2.1 | 0 | 0 | 0 | 0
30.12. | 1 | 2.1 |  | 2.1 | 0 | 0 | 0 | 0
30.12. | 2 | 2.1 |  | 2.1 | 0 | 0 | 0 | 0
30.12. | 3 | 2.1 |  | 2.1 | 0 | 0 | 0 | 0
30.12. | 4 | 2.1 |  | 2.1 | 0 | 0 | 0 | 0
30.12. | 5 | 2.1 |  | 2.1 | 0 | 0 | 0 | 0
30.12. | 6 | 2.1 |  | 2.1 | 0 | 0 | 0 | 0
30.12. | 7 | 2.1 |  | 2.1 | 0 | 0 | 0 | 0
30.12. | 8 | 2.1 |  | 2.1 | 0 | 0 | 0 | 0
30.12. | 9 | 2.1 |  | 2.1 | 0 | 0 | 0 | 0
30.12. | 10 | 2.1 |  | 2.1 | 0 | 0 | 0 | 0
30.12. | 11 | 2.1 |  | 2.1 | 0 | 0 | 0 | 0
30.12. | 12 | 2.1 |  | 2.1 | 0 | 0 | 0 | 0
30.12. | 13 | 2.1 |  | 2.1 | 0 | 0 | 0 | 0
30.12. | 14 | 2.1 |  | 2.1 | 0 | 0 | 0 | 0
30.12. | 15 | 2.1 |  | 2.1 | 0 | 0 | 0 | 0
30.12. | 16 | 2.1 |  | 2.1 | 0 | 0 | 0 | 0
30.12. | 17 | 2.1 |  | 2.1 | 0 | 0 | 0 | 0
30.12. | 18 | 2.1 |  | 2.1 | 0 | 0 | 0 | 0
30.12. | 19 | 2.1 |  | 2.1 | 0 | 0 | 0 | 0
30.12. | 20 | 2.1 |  | 2.1 | 0 | 0 | 0 | 0
30.12. | 21 | 2.1 |  | 2.1 | 0 | 0 | 0 | 0
30.12. | 22 | 2.1 |  | 2.1 | 0 | 0 | 0 | 0
30.12. | 23 | 2.1 |  | 2.1 | 0 | 0 | 0 | 0
30.12. | 24 | 2.1 |  | 2.1 | 0 | 0 | 0 | 0
31.12. | 1 | 2.1 |  | 2.1 | 0 | 0 | 0 | 0
31.12. | 2 | 2.1 |  | 2.1 | 0 | 0 | 0 | 0
31.12. | 3 | 2.1 |  | 2.1 | 0 | 0 | 0 | 0
31.12. | 4 | 2.1 |  | 2.1 | 0 | 0 | 0 | 0
31.12. | 5 | 2.1 |  | 2.1 | 0 | 0 | 0 | 0
31.12. | 6 | 2.1 |  | 2.1 | 0 | 0 | 0 | 0
31.12. | 7 | 2.1 |  | 2.1 | 0 | 0 | 0 | 0
31.12. | 8 | 2.1 |  | 2.1 | 0 | 0 | 0 | 0
31.12. | 9 | 2.1 |  | 2.1 | 0 | 0 | 0 | 0
31.12. | 10 | 2.1 |  | 2.1 | 0 | 0 | 0 | 0
31.12. | 11 | 2.1 |  | 2.1 | 0 | 0 | 0 | 0
31.12. | 12 | 2.1 |  | 2.1 | 0 | 0 | 0 | 0
31.12. | 13 | 2.1 |  | 2.1 | 0 | 0 | 0 | 0
31.12. | 14 | 2.1 |  | 2.1 | 0 | 0 | 0 | 0
31.12. | 15 | 2.1 |  | 2.1 | 0 | 0 | 0 | 0
31.12. | 16 | 2.1 |  | 2.1 | 0 | 0 | 0 | 0
31.12. | 17 | 2.1 |  | 2.1 | 0 | 0 | 0 | 0
31.12. | 18 | 2.1 |  | 2.1 | 0 | 0 | 0 | 0
31.12. | 19 | 2.1 |  | 2.1 | 0 | 0 | 0 | 0
31.12. | 20 | 2.1 |  | 2.1 | 0 | 0 | 0 | 0
31.12. | 21 | 2.1 |  | 2.1 | 0 | 0 | 0 | 0
31.12. | 22 | 2.1 |  | 2.1 | 0 | 0 | 0 | 0
31.12. | 23 | 2.1 |  | 2.1 | 0 | 0 | 0 | 0
31.12. | 24 | 2.1 |  | 2.1 | 0 | 0 | 0 | 0