## Thermal
ENTSO-E Market Modelling Database: Thermal generation
Country:
Market Node: | EE00
Year:
Climate year
Scenario
Fuel & Plant type |  | Net generating capacity (MW) | Number of units | Number of biofuel units | Biofuel usage [%] | MUST RUN OBLIGATIONS | [13 empty] | Daily limitation in MWh (optional) | [11 empty] | Unavailability |  |  | Min stable power (% of max power) | Ramp up rate(MW/h) | Ramp down rate (MW/h) | fixed generation reduction (% of max power output) | Median Start-up fuel name | Custom biofuel price (EUR/Net GJ) | Maximum number of units on maintenance
[32 empty] | Forced outage (annual rate) | Planned outage | Planned outage
[33 empty] | annual rate | winter
[7 empty] | Jan | Feb | Mar | April | May | June | July | Aug | Sept | Oct | Nov | Dec | causes (e.g technical, subsidies, environmental, grid constraints... | Jan | Feb | Mar | April | May | June | July | Aug | Sept | Oct | Nov | Dec | % | number of days | minimum % of annual number of days
Nuclear |  | 0 | 0 | 0 | 0 | number of must run units | 0 | 0 | 0 | 0 | 0 | 0 | 0 | 0 | 0 | 0 | 0 | 0 | [13 empty] | 5 | 54 | 15 |  |  |  | 0 | 0 |  | 0
[6 empty] | % of installed capacity | 0 | 0 | 0 | 0 | 0 | 0 | 0 | 0 | 0 | 0 | 0 | 0
Hard coal | old 1 | 0 | 0 | 0 | 0 | number of must run units | 0 | 0 | 0 | 0 | 0 | 0 | 0 | 0 | 0 | 0 | 0 | 0 | [13 empty] | 10 | 27 | 15 |  |  |  | 0 | 0 |  | 0
[6 empty] | % of installed capacity | 0 | 0 | 0 | 0 | 0 | 0 | 0 | 0 | 0 | 0 | 0 | 0
| old 2 | 0 | 0 | 0 | 0 | number of must run units | 0 | 0 | 0 | 0 | 0 | 0 | 0 | 0 | 0 | 0 | 0 | 0 | [13 empty] | 10 | 27 | 15 |  |  |  | 0 | 0 |  | 0
[6 empty] | % of installed capacity | 0 | 0 | 0 | 0 | 0 | 0 | 0 | 0 | 0 | 0 | 0 | 0
| new | 0 | 0 | 0 | 0 | number of must run units | 0 | 0 | 0 | 0 | 0 | 0 | 0 | 0 | 0 | 0 | 0 | 0 | [13 empty] | 7.5 | 27 | 15 |  |  |  | 0 | 0 |  | 0
[6 empty] | % of installed capacity | 0 | 0 | 0 | 0 | 0 | 0 | 0 | 0 | 0 | 0 | 0 | 0
| CCS | 0 | 0 | 0 | 0 | number of must run units | 0 | 0 | 0 | 0 | 0 | 0 | 0 | 0 | 0 | 0 | 0 | 0 | [13 empty] | 7.5 | 27 | 15 |  |  |  | 0 | 0 |  | 0
[6 empty] | % of installed capacity | 0 | 0 | 0 | 0 | 0 | 0 | 0 | 0 | 0 | 0 | 0 | 0
Lignite | old 1 | 0 | 0 | 0 | 0 | number of must run units | 0 | 0 | 0 | 0 | 0 | 0 | 0 | 0 | 0 | 0 | 0 | 0 | [13 empty] | 10 | 27 | 15 |  |  |  | 0 | 0 |  | 0
[6 empty] | % of installed capacity | 0 | 0 | 0 | 0 | 0 | 0 | 0 | 0 | 0 | 0 | 0 | 0
| old 2 | 0 | 0 | 0 | 0 | number of must run units | 0 | 0 | 0 | 0 | 0 | 0 | 0 | 0 | 0 | 0 | 0 | 0 | [13 empty] | 10 | 27 | 15 |  |  |  | 0 | 0 |  | 0
[6 empty] | % of installed capacity | 0 | 0 | 0 | 0 | 0 | 0 | 0 | 0 | 0 | 0 | 0 | 0
| new | 0 | 0 | 0 | 0 | number of must run units | 0 | 0 | 0 | 0 | 0 | 0 | 0 | 0 | 0 | 0 | 0 | 0 | [13 empty] | 7.5 | 27 | 15 |  |  |  | 0 | 0 |  | 0
[6 empty] | % of installed capacity | 0 | 0 | 0 | 0 | 0 | 0 | 0 | 0 | 0 | 0 | 0 | 0
| CCS | 0 | 0 | 0 | 0 | number of must run units | 0 | 0 | 0 | 0 | 0 | 0 | 0 | 0 | 0 | 0 | 0 | 0 | [13 empty] | 7.5 | 27 | 15 |  |  |  | 0 | 0 |  | 0
[6 empty] | % of installed capacity | 0 | 0 | 0 | 0 | 0 | 0 | 0 | 0 | 0 | 0 | 0 | 0
Gas | Conventional old 1 | 0 | 0 | 0 | 0 | number of must run units | 0 | 0 | 0 | 0 | 0 | 0 | 0 | 0 | 0 | 0 | 0 | 0 | [13 empty] | 8 | 27 | 15 |  |  |  | 0 | 0 |  | 0
[6 empty] | % of installed capacity | 0 | 0 | 0 | 0 | 0 | 0 | 0 | 0 | 0 | 0 | 0 | 0
| Conventional old 2 | 135 | 1 | 0 | 0 | number of must run units | 0 | 0 | 0 | 0 | 0 | 0 | 0 | 0 | 0 | 0 | 0 | 0 | [13 empty] | 8 | 27 | 15 | 0 | 9 | 9 | 83 | 0 | 0 | 1
[6 empty] | % of installed capacity | 0 | 0 | 0 | 0 | 0 | 0 | 0 | 0 | 0 | 0 | 0 | 0
| CCGT old 1 | 0 | 0 | 0 | 0 | number of must run units | 0 | 0 | 0 | 0 | 0 | 0 | 0 | 0 | 0 | 0 | 0 | 0 | [13 empty] | 8 | 27 | 15 |  |  |  | 0 | 0 |  | 0
[6 empty] | % of installed capacity | 0 | 0 | 0 | 0 | 0 | 0 | 0 | 0 | 0 | 0 | 0 | 0
| CCGT old 2 | 0 | 0 | 0 | 0 | number of must run units | 0 | 0 | 0 | 0 | 0 | 0 | 0 | 0 | 0 | 0 | 0 | 0 | [13 empty] | 8 | 27 | 15 |  |  |  | 0 | 0 |  | 0
[6 empty] | % of installed capacity | 0 | 0 | 0 | 0 | 0 | 0 | 0 | 0 | 0 | 0 | 0 | 0
| CCGT new | 0 | 0 | 0 | 0 | number of must run units | 0 | 0 | 0 | 0 | 0 | 0 | 0 | 0 | 0 | 0 | 0 | 0 | [13 empty] | 5 | 27 | 15 |  |  |  | 0 | 0 |  | 0
[6 empty] | % of installed capacity | 0 | 0 | 0 | 0 | 0 | 0 | 0 | 0 | 0 | 0 | 0 | 0
| CCGT CCS | 0 | 0 | 0 | 0 | number of must run units | 0 | 0 | 0 | 0 | 0 | 0 | 0 | 0 | 0 | 0 | 0 | 0 | [13 empty] | 5 | 27 | 15 |  |  |  | 0 | 0 |  | 0
[6 empty] | % of installed capacity | 0 | 0 | 0 | 0 | 0 | 0 | 0 | 0 | 0 | 0 | 0 | 0
| OCGT old | 0 | 0 | 0 | 0 | number of must run units | 0 | 0 | 0 | 0 | 0 | 0 | 0 | 0 | 0 | 0 | 0 | 0 | [13 empty] | 8 | 13 | 15 |  |  |  | 0 | 0 |  | 0
[6 empty] | % of installed capacity | 0 | 0 | 0 | 0 | 0 | 0 | 0 | 0 | 0 | 0 | 0 | 0
| OCGT new | 250 | 1 | 0 | 0 | number of must run units | 0 | 0 | 0 | 0 | 0 | 0 | 0 | 0 | 0 | 0 | 0 | 0 | [13 empty] | 5 | 13 | 15 | 4 | 7.2 | 7.2 | 0 | 0 | 0 | 1
[6 empty] | % of installed capacity | 0 | 0 | 0 | 0 | 0 | 0 | 0 | 0 | 0 | 0 | 0 | 0
Light oil |  | 0 | 0 | 0 | 0 | number of must run units | 0 | 0 | 0 | 0 | 0 | 0 | 0 | 0 | 0 | 0 | 0 | 0 | [13 empty] | 8 | 13 | 15 |  |  |  | 0 | 0 |  | 0
[6 empty] | % of installed capacity | 0 | 0 | 0 | 0 | 0 | 0 | 0 | 0 | 0 | 0 | 0 | 0
Heavy oil | old 1 | 0 | 0 | 0 | 0 | number of must run units | 0 | 0 | 0 | 0 | 0 | 0 | 0 | 0 | 0 | 0 | 0 | 0 | [13 empty] | 10 | 27 | 15 |  |  |  | 0 | 0 |  | 0
[6 empty] | % of installed capacity | 0 | 0 | 0 | 0 | 0 | 0 | 0 | 0 | 0 | 0 | 0 | 0
| old 2 | 0 | 0 | 0 | 0 | number of must run units | 0 | 0 | 0 | 0 | 0 | 0 | 0 | 0 | 0 | 0 | 0 | 0 | [13 empty] | 10 | 27 | 15 |  |  |  | 0 | 0 |  | 0
[6 empty] | % of installed capacity | 0 | 0 | 0 | 0 | 0 | 0 | 0 | 0 | 0 | 0 | 0 | 0
Oil shale | old | 0 | 0 | 0 | 0 | number of must run units | 0 | 0 | 0 | 0 | 0 | 0 | 0 | 0 | 0 | 0 | 0 | 0 | [13 empty] | 10 | 27 | 15 |  |  |  | 0 | 0 |  | 0
[6 empty] | % of installed capacity | 0 | 0 | 0 | 0 | 0 | 0 | 0 | 0 | 0 | 0 | 0 | 0
| new | 272 | 1 | 1 | 0.5 | number of must run units | 0 | 0 | 0 | 0 | 0 | 0 | 0 | 0 | 0 | 0 | 0 | 0 | [13 empty] | 12 | 30 | 15 | 36.7647 | 4.8 | 4.8 | 0 | 0 | 0 | 1
[6 empty] | % of installed capacity | 0 | 0 | 0 | 0 | 0 | 0 | 0 | 0 | 0 | 0 | 0 | 0
Gas | CCGT present 1 | 0 | 0 | 0 | 0 | number of must run units | 0 | 0 | 0 | 0 | 0 | 0 | 0 | 0 | 0 | 0 | 0 | 0 | [13 empty] | 5 | 27 | 15 |  |  |  | 0 | 0 |  | 0
[6 empty] | % of installed capacity | 0 | 0 | 0 | 0 | 0 | 0 | 0 | 0 | 0 | 0 | 0 | 0
| CCGT present 2 | 0 | 0 | 0 | 0 | number of must run units | 0 | 0 | 0 | 0 | 0 | 0 | 0 | 0 | 0 | 0 | 0 | 0 | [13 empty] | 5 | 27 | 15 |  |  |  | 0 | 0 |  | 0
[6 empty] | % of installed capacity | 0 | 0 | 0 | 0 | 0 | 0 | 0 | 0 | 0 | 0 | 0 | 0
Hydrogen | Fuel Cell | 0 | 0 | 0 | 0 | number of must run units | 0 | 0 | 0 | 0 | 0 | 0 | 0 | 0 | 0 | 0 | 0 | 0 | [13 empty] | 2.5 | 7 | 0 |  |  |  | 0 | 0 |  | 0
[6 empty] | % of installed capacity | 0 | 0 | 0 | 0 | 0 | 0 | 0 | 0 | 0 | 0 | 0 | 0
Hydrogen | CCGT | 0 | 0 | 0 | 0 | number of must run units | 0 | 0 | 0 | 0 | 0 | 0 | 0 | 0 | 0 | 0 | 0 | 0 | [13 empty] | 5 | 27 | 15 |  |  |  | 0 | 0 |  | 0
[6 empty] | % of installed capacity | 0 | 0 | 0 | 0 | 0 | 0 | 0 | 0 | 0 | 0 | 0 | 0
Hydrogen | OCGT | 0 | 0 | 0 | 0 | number of must run units | 0 | 0 | 0 | 0 | 0 | 0 | 0 | 0 | 0 | 0 | 0 | 0 | [13 empty] | 5 | 13 | 15 |  |  |  | 0 | 0 |  | 0
[6 empty] | % of installed capacity | 0 | 0 | 0 | 0 | 0 | 0 | 0 | 0 | 0 | 0 | 0 | 0

## Other Non-RES
ENTSO-E Market Modelling Database: Other non-RES
Country:
Market Node: | EE00
Year:
Climate year |  |  | N.B. use convention first January always Monday (2007 calendar year) --> see guidelines for further details
Scenario
|  | Price Band 1 | Price Band 2
| Installed capacity (MW) | 135
Number of units
| PEMMDB type(s) | OtherNon-RES/Gas/conventional old 2
Purpose
| Avg. Market Offer Price (€/MWh) | 0
| Avg. Efficiency Ratio | 0.41
| Avg. CO2 em. factor (ton/MWh) | 139.0244
| Start climate year | 2030
| End climate year | 2030
Date | Hour | Available capacity (MW) | Available capacity (MW) | Available capacity (MW) | Available capacity (MW) | Available capacity (MW) | Available capacity (MW) | Available capacity (MW) | Available capacity (MW) | Available capacity (MW) | Available capacity (MW) | Available capacity (MW) | Available capacity (MW) | Available capacity (MW) | Available capacity (MW) | Available capacity (MW) | Available capacity (MW) | Available capacity (MW) | Available capacity (MW) | Available capacity (MW) | Available capacity (MW) | Available capacity (MW) | Available capacity (MW) | Available capacity (MW) | Available capacity (MW) | Available capacity (MW) | Available capacity (MW) | Available capacity (MW)
01.01. | 1 | 135
01.01. | 2 | 135
01.01. | 3 | 135
01.01. | 4 | 135
01.01. | 5 | 135
01.01. | 6 | 135
01.01. | 7 | 135
01.01. | 8 | 135
01.01. | 9 | 135
01.01. | 10 | 135
01.01. | 11 | 135
01.01. | 12 | 135
01.01. | 13 | 135
01.01. | 14 | 135
01.01. | 15 | 135
01.01. | 16 | 135
01.01. | 17 | 135
01.01. | 18 | 135
01.01. | 19 | 135
01.01. | 20 | 135
01.01. | 21 | 135
01.01. | 22 | 135
01.01. | 23 | 135
01.01. | 24 | 135
02.01. | 1 | 135
02.01. | 2 | 135
02.01. | 3 | 135
02.01. | 4 | 135
02.01. | 5 | 135
02.01. | 6 | 135
02.01. | 7 | 135
02.01. | 8 | 135
02.01. | 9 | 135
02.01. | 10 | 135
02.01. | 11 | 135
02.01. | 12 | 135
02.01. | 13 | 135
02.01. | 14 | 135
02.01. | 15 | 135
02.01. | 16 | 135
02.01. | 17 | 135
02.01. | 18 | 135
02.01. | 19 | 135
02.01. | 20 | 135
02.01. | 21 | 135
02.01. | 22 | 135
02.01. | 23 | 135
02.01. | 24 | 135
03.01. | 1 | 135
03.01. | 2 | 135
03.01. | 3 | 135
03.01. | 4 | 135
03.01. | 5 | 135
03.01. | 6 | 135
03.01. | 7 | 135
03.01. | 8 | 135
03.01. | 9 | 135
03.01. | 10 | 135
03.01. | 11 | 135
03.01. | 12 | 135
03.01. | 13 | 135
03.01. | 14 | 135
03.01. | 15 | 135
03.01. | 16 | 135
03.01. | 17 | 135
03.01. | 18 | 135
03.01. | 19 | 135
03.01. | 20 | 135
03.01. | 21 | 135
03.01. | 22 | 135
03.01. | 23 | 135
03.01. | 24 | 135
04.01. | 1 | 135
04.01. | 2 | 135
04.01. | 3 | 135
04.01. | 4 | 135
04.01. | 5 | 135
04.01. | 6 | 135
04.01. | 7 | 135
04.01. | 8 | 135
04.01. | 9 | 135
04.01. | 10 | 135
04.01. | 11 | 135
04.01. | 12 | 135
04.01. | 13 | 135
04.01. | 14 | 135
04.01. | 15 | 135
04.01. | 16 | 135
04.01. | 17 | 135
04.01. | 18 | 135
04.01. | 19 | 135
04.01. | 20 | 135
04.01. | 21 | 135
04.01. | 22 | 135
04.01. | 23 | 135
04.01. | 24 | 135
05.01. | 1 | 135
05.01. | 2 | 135
05.01. | 3 | 135
05.01. | 4 | 135
05.01. | 5 | 135
05.01. | 6 | 135
05.01. | 7 | 135
05.01. | 8 | 135
05.01. | 9 | 135
05.01. | 10 | 135
05.01. | 11 | 135
05.01. | 12 | 135
05.01. | 13 | 135
05.01. | 14 | 135
05.01. | 15 | 135
05.01. | 16 | 135
05.01. | 17 | 135
05.01. | 18 | 135
05.01. | 19 | 135
05.01. | 20 | 135
05.01. | 21 | 135
05.01. | 22 | 135
05.01. | 23 | 135
05.01. | 24 | 135
06.01. | 1 | 135
06.01. | 2 | 135
06.01. | 3 | 135
06.01. | 4 | 135
06.01. | 5 | 135
06.01. | 6 | 135
06.01. | 7 | 135
06.01. | 8 | 135
06.01. | 9 | 135
06.01. | 10 | 135
06.01. | 11 | 135
06.01. | 12 | 135
06.01. | 13 | 135
06.01. | 14 | 135
06.01. | 15 | 135
06.01. | 16 | 135
06.01. | 17 | 135
06.01. | 18 | 135
06.01. | 19 | 135
06.01. | 20 | 135
06.01. | 21 | 135
06.01. | 22 | 135
06.01. | 23 | 135
06.01. | 24 | 135
07.01. | 1 | 135
07.01. | 2 | 135
07.01. | 3 | 135
07.01. | 4 | 135
07.01. | 5 | 135
07.01. | 6 | 135
07.01. | 7 | 135
07.01. | 8 | 135
07.01. | 9 | 135
07.01. | 10 | 135
07.01. | 11 | 135
07.01. | 12 | 135
07.01. | 13 | 135
07.01. | 14 | 135
07.01. | 15 | 135
07.01. | 16 | 135
07.01. | 17 | 135
07.01. | 18 | 135
07.01. | 19 | 135
07.01. | 20 | 135
07.01. | 21 | 135
07.01. | 22 | 135
07.01. | 23 | 135
07.01. | 24 | 135
08.01. | 1 | 135
08.01. | 2 | 135
08.01. | 3 | 135
08.01. | 4 | 135
08.01. | 5 | 135
08.01. | 6 | 135
08.01. | 7 | 135
08.01. | 8 | 135
08.01. | 9 | 135
08.01. | 10 | 135
08.01. | 11 | 135
08.01. | 12 | 135
08.01. | 13 | 135
08.01. | 14 | 135
08.01. | 15 | 135
08.01. | 16 | 135
08.01. | 17 | 135
08.01. | 18 | 135
08.01. | 19 | 135
08.01. | 20 | 135
08.01. | 21 | 135
08.01. | 22 | 135
08.01. | 23 | 135
08.01. | 24 | 135
09.01. | 1 | 135
09.01. | 2 | 135
09.01. | 3 | 135
09.01. | 4 | 135
09.01. | 5 | 135
09.01. | 6 | 135
09.01. | 7 | 135
09.01. | 8 | 135
09.01. | 9 | 135
09.01. | 10 | 135
09.01. | 11 | 135
09.01. | 12 | 135
09.01. | 13 | 135
09.01. | 14 | 135
09.01. | 15 | 135
09.01. | 16 | 135
09.01. | 17 | 135
09.01. | 18 | 135
09.01. | 19 | 135
09.01. | 20 | 135
09.01. | 21 | 135
09.01. | 22 | 135
09.01. | 23 | 135
09.01. | 24 | 135
10.01. | 1 | 135
10.01. | 2 | 135
10.01. | 3 | 135
10.01. | 4 | 135
10.01. | 5 | 135
10.01. | 6 | 135
10.01. | 7 | 135
10.01. | 8 | 135
10.01. | 9 | 135
10.01. | 10 | 135
10.01. | 11 | 135
10.01. | 12 | 135
10.01. | 13 | 135
10.01. | 14 | 135
10.01. | 15 | 135
10.01. | 16 | 135
10.01. | 17 | 135
10.01. | 18 | 135
10.01. | 19 | 135
10.01. | 20 | 135
10.01. | 21 | 135
10.01. | 22 | 135
10.01. | 23 | 135
10.01. | 24 | 135
11.01. | 1 | 135
11.01. | 2 | 135
11.01. | 3 | 135
11.01. | 4 | 135
11.01. | 5 | 135
11.01. | 6 | 135
11.01. | 7 | 135
11.01. | 8 | 135
11.01. | 9 | 135
11.01. | 10 | 135
11.01. | 11 | 135
11.01. | 12 | 135
11.01. | 13 | 135
11.01. | 14 | 135
11.01. | 15 | 135
11.01. | 16 | 135
11.01. | 17 | 135
11.01. | 18 | 135
11.01. | 19 | 135
11.01. | 20 | 135
11.01. | 21 | 135
11.01. | 22 | 135
11.01. | 23 | 135
11.01. | 24 | 135
12.01. | 1 | 135
12.01. | 2 | 135
12.01. | 3 | 135
12.01. | 4 | 135
12.01. | 5 | 135
12.01. | 6 | 135
12.01. | 7 | 135
12.01. | 8 | 135
12.01. | 9 | 135
12.01. | 10 | 135
12.01. | 11 | 135
12.01. | 12 | 135
12.01. | 13 | 135
12.01. | 14 | 135
12.01. | 15 | 135
12.01. | 16 | 135
12.01. | 17 | 135
12.01. | 18 | 135
12.01. | 19 | 135
12.01. | 20 | 135
12.01. | 21 | 135
12.01. | 22 | 135
12.01. | 23 | 135
12.01. | 24 | 135
13.01. | 1 | 135
13.01. | 2 | 135
13.01. | 3 | 135
13.01. | 4 | 135
13.01. | 5 | 135
13.01. | 6 | 135
13.01. | 7 | 135
13.01. | 8 | 135
13.01. | 9 | 135
13.01. | 10 | 135
13.01. | 11 | 135
13.01. | 12 | 135
13.01. | 13 | 135
13.01. | 14 | 135
13.01. | 15 | 135
13.01. | 16 | 135
13.01. | 17 | 135
13.01. | 18 | 135
13.01. | 19 | 135
13.01. | 20 | 135
13.01. | 21 | 135
13.01. | 22 | 135
13.01. | 23 | 135
13.01. | 24 | 135
14.01. | 1 | 135
14.01. | 2 | 135
14.01. | 3 | 135
14.01. | 4 | 135
14.01. | 5 | 135
14.01. | 6 | 135
14.01. | 7 | 135
14.01. | 8 | 135
14.01. | 9 | 135
14.01. | 10 | 135
14.01. | 11 | 135
14.01. | 12 | 135
14.01. | 13 | 135
14.01. | 14 | 135
14.01. | 15 | 135
14.01. | 16 | 135
14.01. | 17 | 135
14.01. | 18 | 135
14.01. | 19 | 135
14.01. | 20 | 135
14.01. | 21 | 135
14.01. | 22 | 135
14.01. | 23 | 135
14.01. | 24 | 135
15.01. | 1 | 135
15.01. | 2 | 135
15.01. | 3 | 135
15.01. | 4 | 135
15.01. | 5 | 135
15.01. | 6 | 135
15.01. | 7 | 135
15.01. | 8 | 135
15.01. | 9 | 135
15.01. | 10 | 135
15.01. | 11 | 135
15.01. | 12 | 135
15.01. | 13 | 135
15.01. | 14 | 135
15.01. | 15 | 135
15.01. | 16 | 135
15.01. | 17 | 135
15.01. | 18 | 135
15.01. | 19 | 135
15.01. | 20 | 135
15.01. | 21 | 135
15.01. | 22 | 135
15.01. | 23 | 135
15.01. | 24 | 135
16.01. | 1 | 135
16.01. | 2 | 135
16.01. | 3 | 135
16.01. | 4 | 135
16.01. | 5 | 135
16.01. | 6 | 135
16.01. | 7 | 135
16.01. | 8 | 135
16.01. | 9 | 135
16.01. | 10 | 135
16.01. | 11 | 135
16.01. | 12 | 135
16.01. | 13 | 135
16.01. | 14 | 135
16.01. | 15 | 135
16.01. | 16 | 135
16.01. | 17 | 135
16.01. | 18 | 135
16.01. | 19 | 135
16.01. | 20 | 135
16.01. | 21 | 135
16.01. | 22 | 135
16.01. | 23 | 135
16.01. | 24 | 135
17.01. | 1 | 135
17.01. | 2 | 135
17.01. | 3 | 135
17.01. | 4 | 135
17.01. | 5 | 135
17.01. | 6 | 135
17.01. | 7 | 135
17.01. | 8 | 135
17.01. | 9 | 135
17.01. | 10 | 135
17.01. | 11 | 135
17.01. | 12 | 135
17.01. | 13 | 135
17.01. | 14 | 135
17.01. | 15 | 135
17.01. | 16 | 135
17.01. | 17 | 135
17.01. | 18 | 135
17.01. | 19 | 135
17.01. | 20 | 135
17.01. | 21 | 135
17.01. | 22 | 135
17.01. | 23 | 135
17.01. | 24 | 135
18.01. | 1 | 135
18.01. | 2 | 135
18.01. | 3 | 135
18.01. | 4 | 135
18.01. | 5 | 135
18.01. | 6 | 135
18.01. | 7 | 135
18.01. | 8 | 135
18.01. | 9 | 135
18.01. | 10 | 135
18.01. | 11 | 135
18.01. | 12 | 135
18.01. | 13 | 135
18.01. | 14 | 135
18.01. | 15 | 135
18.01. | 16 | 135
18.01. | 17 | 135
18.01. | 18 | 135
18.01. | 19 | 135
18.01. | 20 | 135
18.01. | 21 | 135
18.01. | 22 | 135
18.01. | 23 | 135
18.01. | 24 | 135
19.01. | 1 | 135
19.01. | 2 | 135
19.01. | 3 | 135
19.01. | 4 | 135
19.01. | 5 | 135
19.01. | 6 | 135
19.01. | 7 | 135
19.01. | 8 | 135
19.01. | 9 | 135
19.01. | 10 | 135
19.01. | 11 | 135
19.01. | 12 | 135
19.01. | 13 | 135
19.01. | 14 | 135
19.01. | 15 | 135
19.01. | 16 | 135
19.01. | 17 | 135
19.01. | 18 | 135
19.01. | 19 | 135
19.01. | 20 | 135
19.01. | 21 | 135
19.01. | 22 | 135
19.01. | 23 | 135
19.01. | 24 | 135
20.01. | 1 | 135
20.01. | 2 | 135
20.01. | 3 | 135
20.01. | 4 | 135
20.01. | 5 | 135
20.01. | 6 | 135
20.01. | 7 | 135
20.01. | 8 | 135
20.01. | 9 | 135
20.01. | 10 | 135
20.01. | 11 | 135
20.01. | 12 | 135
20.01. | 13 | 135
20.01. | 14 | 135
20.01. | 15 | 135
20.01. | 16 | 135
20.01. | 17 | 135
20.01. | 18 | 135
20.01. | 19 | 135
20.01. | 20 | 135
20.01. | 21 | 135
20.01. | 22 | 135
20.01. | 23 | 135
20.01. | 24 | 135
21.01. | 1 | 135
21.01. | 2 | 135
21.01. | 3 | 135
21.01. | 4 | 135
21.01. | 5 | 135
21.01. | 6 | 135
21.01. | 7 | 135
21.01. | 8 | 135
21.01. | 9 | 135
21.01. | 10 | 135
21.01. | 11 | 135
21.01. | 12 | 135
21.01. | 13 | 135
21.01. | 14 | 135
21.01. | 15 | 135
21.01. | 16 | 135
21.01. | 17 | 135
21.01. | 18 | 135
21.01. | 19 | 135
21.01. | 20 | 135
21.01. | 21 | 135
21.01. | 22 | 135
21.01. | 23 | 135
21.01. | 24 | 135
22.01. | 1 | 135
22.01. | 2 | 135
22.01. | 3 | 135
22.01. | 4 | 135
22.01. | 5 | 135
22.01. | 6 | 135
22.01. | 7 | 135
22.01. | 8 | 135
22.01. | 9 | 135
22.01. | 10 | 135
22.01. | 11 | 135
22.01. | 12 | 135
22.01. | 13 | 135
22.01. | 14 | 135
22.01. | 15 | 135
22.01. | 16 | 135
22.01. | 17 | 135
22.01. | 18 | 135
22.01. | 19 | 135
22.01. | 20 | 135
22.01. | 21 | 135
22.01. | 22 | 135
22.01. | 23 | 135
22.01. | 24 | 135
23.01. | 1 | 135
23.01. | 2 | 135
23.01. | 3 | 135
23.01. | 4 | 135
23.01. | 5 | 135
23.01. | 6 | 135
23.01. | 7 | 135
23.01. | 8 | 135
23.01. | 9 | 135
23.01. | 10 | 135
23.01. | 11 | 135
23.01. | 12 | 135
23.01. | 13 | 135
23.01. | 14 | 135
23.01. | 15 | 135
23.01. | 16 | 135
23.01. | 17 | 135
23.01. | 18 | 135
23.01. | 19 | 135
23.01. | 20 | 135
23.01. | 21 | 135
23.01. | 22 | 135
23.01. | 23 | 135
23.01. | 24 | 135
24.01. | 1 | 135
24.01. | 2 | 135
24.01. | 3 | 135
24.01. | 4 | 135
24.01. | 5 | 135
24.01. | 6 | 135
24.01. | 7 | 135
24.01. | 8 | 135
24.01. | 9 | 135
24.01. | 10 | 135
24.01. | 11 | 135
24.01. | 12 | 135
24.01. | 13 | 135
24.01. | 14 | 135
24.01. | 15 | 135
24.01. | 16 | 135
24.01. | 17 | 135
24.01. | 18 | 135
24.01. | 19 | 135
24.01. | 20 | 135
24.01. | 21 | 135
24.01. | 22 | 135
24.01. | 23 | 135
24.01. | 24 | 135
25.01. | 1 | 135
25.01. | 2 | 135
25.01. | 3 | 135
25.01. | 4 | 135
25.01. | 5 | 135
25.01. | 6 | 135
25.01. | 7 | 135
25.01. | 8 | 135
25.01. | 9 | 135
25.01. | 10 | 135
25.01. | 11 | 135
25.01. | 12 | 135
25.01. | 13 | 135
25.01. | 14 | 135
25.01. | 15 | 135
25.01. | 16 | 135
25.01. | 17 | 135
25.01. | 18 | 135
25.01. | 19 | 135
25.01. | 20 | 135
25.01. | 21 | 135
25.01. | 22 | 135
25.01. | 23 | 135
25.01. | 24 | 135
26.01. | 1 | 135
26.01. | 2 | 135
26.01. | 3 | 135
26.01. | 4 | 135
26.01. | 5 | 135
26.01. | 6 | 135
26.01. | 7 | 135
26.01. | 8 | 135
26.01. | 9 | 135
26.01. | 10 | 135
26.01. | 11 | 135
26.01. | 12 | 135
26.01. | 13 | 135
26.01. | 14 | 135
26.01. | 15 | 135
26.01. | 16 | 135
26.01. | 17 | 135
26.01. | 18 | 135
26.01. | 19 | 135
26.01. | 20 | 135
26.01. | 21 | 135
26.01. | 22 | 135
26.01. | 23 | 135
26.01. | 24 | 135
27.01. | 1 | 135
27.01. | 2 | 135
27.01. | 3 | 135
27.01. | 4 | 135
27.01. | 5 | 135
27.01. | 6 | 135
27.01. | 7 | 135
27.01. | 8 | 135
27.01. | 9 | 135
27.01. | 10 | 135
27.01. | 11 | 135
27.01. | 12 | 135
27.01. | 13 | 135
27.01. | 14 | 135
27.01. | 15 | 135
27.01. | 16 | 135
27.01. | 17 | 135
27.01. | 18 | 135
27.01. | 19 | 135
27.01. | 20 | 135
27.01. | 21 | 135
27.01. | 22 | 135
27.01. | 23 | 135
27.01. | 24 | 135
28.01. | 1 | 135
28.01. | 2 | 135
28.01. | 3 | 135
28.01. | 4 | 135
28.01. | 5 | 135
28.01. | 6 | 135
28.01. | 7 | 135
28.01. | 8 | 135
28.01. | 9 | 135
28.01. | 10 | 135
28.01. | 11 | 135
28.01. | 12 | 135
28.01. | 13 | 135
28.01. | 14 | 135
28.01. | 15 | 135
28.01. | 16 | 135
28.01. | 17 | 135
28.01. | 18 | 135
28.01. | 19 | 135
28.01. | 20 | 135
28.01. | 21 | 135
28.01. | 22 | 135
28.01. | 23 | 135
28.01. | 24 | 135
29.01. | 1 | 135
29.01. | 2 | 135
29.01. | 3 | 135
29.01. | 4 | 135
29.01. | 5 | 135
29.01. | 6 | 135
29.01. | 7 | 135
29.01. | 8 | 135
29.01. | 9 | 135
29.01. | 10 | 135
29.01. | 11 | 135
29.01. | 12 | 135
29.01. | 13 | 135
29.01. | 14 | 135
29.01. | 15 | 135
29.01. | 16 | 135
29.01. | 17 | 135
29.01. | 18 | 135
29.01. | 19 | 135
29.01. | 20 | 135
29.01. | 21 | 135
29.01. | 22 | 135
29.01. | 23 | 135
29.01. | 24 | 135
30.01. | 1 | 135
30.01. | 2 | 135
30.01. | 3 | 135
30.01. | 4 | 135
30.01. | 5 | 135
30.01. | 6 | 135
30.01. | 7 | 135
30.01. | 8 | 135
30.01. | 9 | 135
30.01. | 10 | 135
30.01. | 11 | 135
30.01. | 12 | 135
30.01. | 13 | 135
30.01. | 14 | 135
30.01. | 15 | 135
30.01. | 16 | 135
30.01. | 17 | 135
30.01. | 18 | 135
30.01. | 19 | 135
30.01. | 20 | 135
30.01. | 21 | 135
30.01. | 22 | 135
30.01. | 23 | 135
30.01. | 24 | 135
31.01. | 1 | 135
31.01. | 2 | 135
31.01. | 3 | 135
31.01. | 4 | 135
31.01. | 5 | 135
31.01. | 6 | 135
31.01. | 7 | 135
31.01. | 8 | 135
31.01. | 9 | 135
31.01. | 10 | 135
31.01. | 11 | 135
31.01. | 12 | 135
31.01. | 13 | 135
31.01. | 14 | 135
31.01. | 15 | 135
31.01. | 16 | 135
31.01. | 17 | 135
31.01. | 18 | 135
31.01. | 19 | 135
31.01. | 20 | 135
31.01. | 21 | 135
31.01. | 22 | 135
31.01. | 23 | 135
31.01. | 24 | 135
01.02. | 1 | 135
01.02. | 2 | 135
01.02. | 3 | 135
01.02. | 4 | 135
01.02. | 5 | 135
01.02. | 6 | 135
01.02. | 7 | 135
01.02. | 8 | 135
01.02. | 9 | 135
01.02. | 10 | 135
01.02. | 11 | 135
01.02. | 12 | 135
01.02. | 13 | 135
01.02. | 14 | 135
01.02. | 15 | 135
01.02. | 16 | 135
01.02. | 17 | 135
01.02. | 18 | 135
01.02. | 19 | 135
01.02. | 20 | 135
01.02. | 21 | 135
01.02. | 22 | 135
01.02. | 23 | 135
01.02. | 24 | 135
02.02. | 1 | 135
02.02. | 2 | 135
02.02. | 3 | 135
02.02. | 4 | 135
02.02. | 5 | 135
02.02. | 6 | 135
02.02. | 7 | 135
02.02. | 8 | 135
02.02. | 9 | 135
02.02. | 10 | 135
02.02. | 11 | 135
02.02. | 12 | 135
02.02. | 13 | 135
02.02. | 14 | 135
02.02. | 15 | 135
02.02. | 16 | 135
02.02. | 17 | 135
02.02. | 18 | 135
02.02. | 19 | 135
02.02. | 20 | 135
02.02. | 21 | 135
02.02. | 22 | 135
02.02. | 23 | 135
02.02. | 24 | 135
03.02. | 1 | 135
03.02. | 2 | 135
03.02. | 3 | 135
03.02. | 4 | 135
03.02. | 5 | 135
03.02. | 6 | 135
03.02. | 7 | 135
03.02. | 8 | 135
03.02. | 9 | 135
03.02. | 10 | 135
03.02. | 11 | 135
03.02. | 12 | 135
03.02. | 13 | 135
03.02. | 14 | 135
03.02. | 15 | 135
03.02. | 16 | 135
03.02. | 17 | 135
03.02. | 18 | 135
03.02. | 19 | 135
03.02. | 20 | 135
03.02. | 21 | 135
03.02. | 22 | 135
03.02. | 23 | 135
03.02. | 24 | 135
04.02. | 1 | 135
04.02. | 2 | 135
04.02. | 3 | 135
04.02. | 4 | 135
04.02. | 5 | 135
04.02. | 6 | 135
04.02. | 7 | 135
04.02. | 8 | 135
04.02. | 9 | 135
04.02. | 10 | 135
04.02. | 11 | 135
04.02. | 12 | 135
04.02. | 13 | 135
04.02. | 14 | 135
04.02. | 15 | 135
04.02. | 16 | 135
04.02. | 17 | 135
04.02. | 18 | 135
04.02. | 19 | 135
04.02. | 20 | 135
04.02. | 21 | 135
04.02. | 22 | 135
04.02. | 23 | 135
04.02. | 24 | 135
05.02. | 1 | 135
05.02. | 2 | 135
05.02. | 3 | 135
05.02. | 4 | 135
05.02. | 5 | 135
05.02. | 6 | 135
05.02. | 7 | 135
05.02. | 8 | 135
05.02. | 9 | 135
05.02. | 10 | 135
05.02. | 11 | 135
05.02. | 12 | 135
05.02. | 13 | 135
05.02. | 14 | 135
05.02. | 15 | 135
05.02. | 16 | 135
05.02. | 17 | 135
05.02. | 18 | 135
05.02. | 19 | 135
05.02. | 20 | 135
05.02. | 21 | 135
05.02. | 22 | 135
05.02. | 23 | 135
05.02. | 24 | 135
06.02. | 1 | 135
06.02. | 2 | 135
06.02. | 3 | 135
06.02. | 4 | 135
06.02. | 5 | 135
06.02. | 6 | 135
06.02. | 7 | 135
06.02. | 8 | 135
06.02. | 9 | 135
06.02. | 10 | 135
06.02. | 11 | 135
06.02. | 12 | 135
06.02. | 13 | 135
06.02. | 14 | 135
06.02. | 15 | 135
06.02. | 16 | 135
06.02. | 17 | 135
06.02. | 18 | 135
06.02. | 19 | 135
06.02. | 20 | 135
06.02. | 21 | 135
06.02. | 22 | 135
06.02. | 23 | 135
06.02. | 24 | 135
07.02. | 1 | 135
07.02. | 2 | 135
07.02. | 3 | 135
07.02. | 4 | 135
07.02. | 5 | 135
07.02. | 6 | 135
07.02. | 7 | 135
07.02. | 8 | 135
07.02. | 9 | 135
07.02. | 10 | 135
07.02. | 11 | 135
07.02. | 12 | 135
07.02. | 13 | 135
07.02. | 14 | 135
07.02. | 15 | 135
07.02. | 16 | 135
07.02. | 17 | 135
07.02. | 18 | 135
07.02. | 19 | 135
07.02. | 20 | 135
07.02. | 21 | 135
07.02. | 22 | 135
07.02. | 23 | 135
07.02. | 24 | 135
08.02. | 1 | 135
08.02. | 2 | 135
08.02. | 3 | 135
08.02. | 4 | 135
08.02. | 5 | 135
08.02. | 6 | 135
08.02. | 7 | 135
08.02. | 8 | 135
08.02. | 9 | 135
08.02. | 10 | 135
08.02. | 11 | 135
08.02. | 12 | 135
08.02. | 13 | 135
08.02. | 14 | 135
08.02. | 15 | 135
08.02. | 16 | 135
08.02. | 17 | 135
08.02. | 18 | 135
08.02. | 19 | 135
08.02. | 20 | 135
08.02. | 21 | 135
08.02. | 22 | 135
08.02. | 23 | 135
08.02. | 24 | 135
09.02. | 1 | 135
09.02. | 2 | 135
09.02. | 3 | 135
09.02. | 4 | 135
09.02. | 5 | 135
09.02. | 6 | 135
09.02. | 7 | 135
09.02. | 8 | 135
09.02. | 9 | 135
09.02. | 10 | 135
09.02. | 11 | 135
09.02. | 12 | 135
09.02. | 13 | 135
09.02. | 14 | 135
09.02. | 15 | 135
09.02. | 16 | 135
09.02. | 17 | 135
09.02. | 18 | 135
09.02. | 19 | 135
09.02. | 20 | 135
09.02. | 21 | 135
09.02. | 22 | 135
09.02. | 23 | 135
09.02. | 24 | 135
10.02. | 1 | 135
10.02. | 2 | 135
10.02. | 3 | 135
10.02. | 4 | 135
10.02. | 5 | 135
10.02. | 6 | 135
10.02. | 7 | 135
10.02. | 8 | 135
10.02. | 9 | 135
10.02. | 10 | 135
10.02. | 11 | 135
10.02. | 12 | 135
10.02. | 13 | 135
10.02. | 14 | 135
10.02. | 15 | 135
10.02. | 16 | 135
10.02. | 17 | 135
10.02. | 18 | 135
10.02. | 19 | 135
10.02. | 20 | 135
10.02. | 21 | 135
10.02. | 22 | 135
10.02. | 23 | 135
10.02. | 24 | 135
11.02. | 1 | 135
11.02. | 2 | 135
11.02. | 3 | 135
11.02. | 4 | 135
11.02. | 5 | 135
11.02. | 6 | 135
11.02. | 7 | 135
11.02. | 8 | 135
11.02. | 9 | 135
11.02. | 10 | 135
11.02. | 11 | 135
11.02. | 12 | 135
11.02. | 13 | 135
11.02. | 14 | 135
11.02. | 15 | 135
11.02. | 16 | 135
11.02. | 17 | 135
11.02. | 18 | 135
11.02. | 19 | 135
11.02. | 20 | 135
11.02. | 21 | 135
11.02. | 22 | 135
11.02. | 23 | 135
11.02. | 24 | 135
12.02. | 1 | 135
12.02. | 2 | 135
12.02. | 3 | 135
12.02. | 4 | 135
12.02. | 5 | 135
12.02. | 6 | 135
12.02. | 7 | 135
12.02. | 8 | 135
12.02. | 9 | 135
12.02. | 10 | 135
12.02. | 11 | 135
12.02. | 12 | 135
12.02. | 13 | 135
12.02. | 14 | 135
12.02. | 15 | 135
12.02. | 16 | 135
12.02. | 17 | 135
12.02. | 18 | 135
12.02. | 19 | 135
12.02. | 20 | 135
12.02. | 21 | 135
12.02. | 22 | 135
12.02. | 23 | 135
12.02. | 24 | 135
13.02. | 1 | 135
13.02. | 2 | 135
13.02. | 3 | 135
13.02. | 4 | 135
13.02. | 5 | 135
13.02. | 6 | 135
13.02. | 7 | 135
13.02. | 8 | 135
13.02. | 9 | 135
13.02. | 10 | 135
13.02. | 11 | 135
13.02. | 12 | 135
13.02. | 13 | 135
13.02. | 14 | 135
13.02. | 15 | 135
13.02. | 16 | 135
13.02. | 17 | 135
13.02. | 18 | 135
13.02. | 19 | 135
13.02. | 20 | 135
13.02. | 21 | 135
13.02. | 22 | 135
13.02. | 23 | 135
13.02. | 24 | 135
14.02. | 1 | 135
14.02. | 2 | 135
14.02. | 3 | 135
14.02. | 4 | 135
14.02. | 5 | 135
14.02. | 6 | 135
14.02. | 7 | 135
14.02. | 8 | 135
14.02. | 9 | 135
14.02. | 10 | 135
14.02. | 11 | 135
14.02. | 12 | 135
14.02. | 13 | 135
14.02. | 14 | 135
14.02. | 15 | 135
14.02. | 16 | 135
14.02. | 17 | 135
14.02. | 18 | 135
14.02. | 19 | 135
14.02. | 20 | 135
14.02. | 21 | 135
14.02. | 22 | 135
14.02. | 23 | 135
14.02. | 24 | 135
15.02. | 1 | 135
15.02. | 2 | 135
15.02. | 3 | 135
15.02. | 4 | 135
15.02. | 5 | 135
15.02. | 6 | 135
15.02. | 7 | 135
15.02. | 8 | 135
15.02. | 9 | 135
15.02. | 10 | 135
15.02. | 11 | 135
15.02. | 12 | 135
15.02. | 13 | 135
15.02. | 14 | 135
15.02. | 15 | 135
15.02. | 16 | 135
15.02. | 17 | 135
15.02. | 18 | 135
15.02. | 19 | 135
15.02. | 20 | 135
15.02. | 21 | 135
15.02. | 22 | 135
15.02. | 23 | 135
15.02. | 24 | 135
16.02. | 1 | 135
16.02. | 2 | 135
16.02. | 3 | 135
16.02. | 4 | 135
16.02. | 5 | 135
16.02. | 6 | 135
16.02. | 7 | 135
16.02. | 8 | 135
16.02. | 9 | 135
16.02. | 10 | 135
16.02. | 11 | 135
16.02. | 12 | 135
16.02. | 13 | 135
16.02. | 14 | 135
16.02. | 15 | 135
16.02. | 16 | 135
16.02. | 17 | 135
16.02. | 18 | 135
16.02. | 19 | 135
16.02. | 20 | 135
16.02. | 21 | 135
16.02. | 22 | 135
16.02. | 23 | 135
16.02. | 24 | 135
17.02. | 1 | 135
17.02. | 2 | 135
17.02. | 3 | 135
17.02. | 4 | 135
17.02. | 5 | 135
17.02. | 6 | 135
17.02. | 7 | 135
17.02. | 8 | 135
17.02. | 9 | 135
17.02. | 10 | 135
17.02. | 11 | 135
17.02. | 12 | 135
17.02. | 13 | 135
17.02. | 14 | 135
17.02. | 15 | 135
17.02. | 16 | 135
17.02. | 17 | 135
17.02. | 18 | 135
17.02. | 19 | 135
17.02. | 20 | 135
17.02. | 21 | 135
17.02. | 22 | 135
17.02. | 23 | 135
17.02. | 24 | 135
18.02. | 1 | 135
18.02. | 2 | 135
18.02. | 3 | 135
18.02. | 4 | 135
18.02. | 5 | 135
18.02. | 6 | 135
18.02. | 7 | 135
18.02. | 8 | 135
18.02. | 9 | 135
18.02. | 10 | 135
18.02. | 11 | 135
18.02. | 12 | 135
18.02. | 13 | 135
18.02. | 14 | 135
18.02. | 15 | 135
18.02. | 16 | 135
18.02. | 17 | 135
18.02. | 18 | 135
18.02. | 19 | 135
18.02. | 20 | 135
18.02. | 21 | 135
18.02. | 22 | 135
18.02. | 23 | 135
18.02. | 24 | 135
19.02. | 1 | 135
19.02. | 2 | 135
19.02. | 3 | 135
19.02. | 4 | 135
19.02. | 5 | 135
19.02. | 6 | 135
19.02. | 7 | 135
19.02. | 8 | 135
19.02. | 9 | 135
19.02. | 10 | 135
19.02. | 11 | 135
19.02. | 12 | 135
19.02. | 13 | 135
19.02. | 14 | 135
19.02. | 15 | 135
19.02. | 16 | 135
19.02. | 17 | 135
19.02. | 18 | 135
19.02. | 19 | 135
19.02. | 20 | 135
19.02. | 21 | 135
19.02. | 22 | 135
19.02. | 23 | 135
19.02. | 24 | 135
20.02. | 1 | 135
20.02. | 2 | 135
20.02. | 3 | 135
20.02. | 4 | 135
20.02. | 5 | 135
20.02. | 6 | 135
20.02. | 7 | 135
20.02. | 8 | 135
20.02. | 9 | 135
20.02. | 10 | 135
20.02. | 11 | 135
20.02. | 12 | 135
20.02. | 13 | 135
20.02. | 14 | 135
20.02. | 15 | 135
20.02. | 16 | 135
20.02. | 17 | 135
20.02. | 18 | 135
20.02. | 19 | 135
20.02. | 20 | 135
20.02. | 21 | 135
20.02. | 22 | 135
20.02. | 23 | 135
20.02. | 24 | 135
21.02. | 1 | 135
21.02. | 2 | 135
21.02. | 3 | 135
21.02. | 4 | 135
21.02. | 5 | 135
21.02. | 6 | 135
21.02. | 7 | 135
21.02. | 8 | 135
21.02. | 9 | 135
21.02. | 10 | 135
21.02. | 11 | 135
21.02. | 12 | 135
21.02. | 13 | 135
21.02. | 14 | 135
21.02. | 15 | 135
21.02. | 16 | 135
21.02. | 17 | 135
21.02. | 18 | 135
21.02. | 19 | 135
21.02. | 20 | 135
21.02. | 21 | 135
21.02. | 22 | 135
21.02. | 23 | 135
21.02. | 24 | 135
22.02. | 1 | 135
22.02. | 2 | 135
22.02. | 3 | 135
22.02. | 4 | 135
22.02. | 5 | 135
22.02. | 6 | 135
22.02. | 7 | 135
22.02. | 8 | 135
22.02. | 9 | 135
22.02. | 10 | 135
22.02. | 11 | 135
22.02. | 12 | 135
22.02. | 13 | 135
22.02. | 14 | 135
22.02. | 15 | 135
22.02. | 16 | 135
22.02. | 17 | 135
22.02. | 18 | 135
22.02. | 19 | 135
22.02. | 20 | 135
22.02. | 21 | 135
22.02. | 22 | 135
22.02. | 23 | 135
22.02. | 24 | 135
23.02. | 1 | 135
23.02. | 2 | 135
23.02. | 3 | 135
23.02. | 4 | 135
23.02. | 5 | 135
23.02. | 6 | 135
23.02. | 7 | 135
23.02. | 8 | 135
23.02. | 9 | 135
23.02. | 10 | 135
23.02. | 11 | 135
23.02. | 12 | 135
23.02. | 13 | 135
23.02. | 14 | 135
23.02. | 15 | 135
23.02. | 16 | 135
23.02. | 17 | 135
23.02. | 18 | 135
23.02. | 19 | 135
23.02. | 20 | 135
23.02. | 21 | 135
23.02. | 22 | 135
23.02. | 23 | 135
23.02. | 24 | 135
24.02. | 1 | 135
24.02. | 2 | 135
24.02. | 3 | 135
24.02. | 4 | 135
24.02. | 5 | 135
24.02. | 6 | 135
24.02. | 7 | 135
24.02. | 8 | 135
24.02. | 9 | 135
24.02. | 10 | 135
24.02. | 11 | 135
24.02. | 12 | 135
24.02. | 13 | 135
24.02. | 14 | 135
24.02. | 15 | 135
24.02. | 16 | 135
24.02. | 17 | 135
24.02. | 18 | 135
24.02. | 19 | 135
24.02. | 20 | 135
24.02. | 21 | 135
24.02. | 22 | 135
24.02. | 23 | 135
24.02. | 24 | 135
25.02. | 1 | 135
25.02. | 2 | 135
25.02. | 3 | 135
25.02. | 4 | 135
25.02. | 5 | 135
25.02. | 6 | 135
25.02. | 7 | 135
25.02. | 8 | 135
25.02. | 9 | 135
25.02. | 10 | 135
25.02. | 11 | 135
25.02. | 12 | 135
25.02. | 13 | 135
25.02. | 14 | 135
25.02. | 15 | 135
25.02. | 16 | 135
25.02. | 17 | 135
25.02. | 18 | 135
25.02. | 19 | 135
25.02. | 20 | 135
25.02. | 21 | 135
25.02. | 22 | 135
25.02. | 23 | 135
25.02. | 24 | 135
26.02. | 1 | 135
26.02. | 2 | 135
26.02. | 3 | 135
26.02. | 4 | 135
26.02. | 5 | 135
26.02. | 6 | 135
26.02. | 7 | 135
26.02. | 8 | 135
26.02. | 9 | 135
26.02. | 10 | 135
26.02. | 11 | 135
26.02. | 12 | 135
26.02. | 13 | 135
26.02. | 14 | 135
26.02. | 15 | 135
26.02. | 16 | 135
26.02. | 17 | 135
26.02. | 18 | 135
26.02. | 19 | 135
26.02. | 20 | 135
26.02. | 21 | 135
26.02. | 22 | 135
26.02. | 23 | 135
26.02. | 24 | 135
27.02. | 1 | 135
27.02. | 2 | 135
27.02. | 3 | 135
27.02. | 4 | 135
27.02. | 5 | 135
27.02. | 6 | 135
27.02. | 7 | 135
27.02. | 8 | 135
27.02. | 9 | 135
27.02. | 10 | 135
27.02. | 11 | 135
27.02. | 12 | 135
27.02. | 13 | 135
27.02. | 14 | 135
27.02. | 15 | 135
27.02. | 16 | 135
27.02. | 17 | 135
27.02. | 18 | 135
27.02. | 19 | 135
27.02. | 20 | 135
27.02. | 21 | 135
27.02. | 22 | 135
27.02. | 23 | 135
27.02. | 24 | 135
28.02. | 1 | 135
28.02. | 2 | 135
28.02. | 3 | 135
28.02. | 4 | 135
28.02. | 5 | 135
28.02. | 6 | 135
28.02. | 7 | 135
28.02. | 8 | 135
28.02. | 9 | 135
28.02. | 10 | 135
28.02. | 11 | 135
28.02. | 12 | 135
28.02. | 13 | 135
28.02. | 14 | 135
28.02. | 15 | 135
28.02. | 16 | 135
28.02. | 17 | 135
28.02. | 18 | 135
28.02. | 19 | 135
28.02. | 20 | 135
28.02. | 21 | 135
28.02. | 22 | 135
28.02. | 23 | 135
28.02. | 24 | 135
01.03. | 1 | 135
01.03. | 2 | 135
01.03. | 3 | 135
01.03. | 4 | 135
01.03. | 5 | 135
01.03. | 6 | 135
01.03. | 7 | 135
01.03. | 8 | 135
01.03. | 9 | 135
01.03. | 10 | 135
01.03. | 11 | 135
01.03. | 12 | 135
01.03. | 13 | 135
01.03. | 14 | 135
01.03. | 15 | 135
01.03. | 16 | 135
01.03. | 17 | 135
01.03. | 18 | 135
01.03. | 19 | 135
01.03. | 20 | 135
01.03. | 21 | 135
01.03. | 22 | 135
01.03. | 23 | 135
01.03. | 24 | 135
02.03. | 1 | 135
02.03. | 2 | 135
02.03. | 3 | 135
02.03. | 4 | 135
02.03. | 5 | 135
02.03. | 6 | 135
02.03. | 7 | 135
02.03. | 8 | 135
02.03. | 9 | 135
02.03. | 10 | 135
02.03. | 11 | 135
02.03. | 12 | 135
02.03. | 13 | 135
02.03. | 14 | 135
02.03. | 15 | 135
02.03. | 16 | 135
02.03. | 17 | 135
02.03. | 18 | 135
02.03. | 19 | 135
02.03. | 20 | 135
02.03. | 21 | 135
02.03. | 22 | 135
02.03. | 23 | 135
02.03. | 24 | 135
03.03. | 1 | 135
03.03. | 2 | 135
03.03. | 3 | 135
03.03. | 4 | 135
03.03. | 5 | 135
03.03. | 6 | 135
03.03. | 7 | 135
03.03. | 8 | 135
03.03. | 9 | 135
03.03. | 10 | 135
03.03. | 11 | 135
03.03. | 12 | 135
03.03. | 13 | 135
03.03. | 14 | 135
03.03. | 15 | 135
03.03. | 16 | 135
03.03. | 17 | 135
03.03. | 18 | 135
03.03. | 19 | 135
03.03. | 20 | 135
03.03. | 21 | 135
03.03. | 22 | 135
03.03. | 23 | 135
03.03. | 24 | 135
04.03. | 1 | 135
04.03. | 2 | 135
04.03. | 3 | 135
04.03. | 4 | 135
04.03. | 5 | 135
04.03. | 6 | 135
04.03. | 7 | 135
04.03. | 8 | 135
04.03. | 9 | 135
04.03. | 10 | 135
04.03. | 11 | 135
04.03. | 12 | 135
04.03. | 13 | 135
04.03. | 14 | 135
04.03. | 15 | 135
04.03. | 16 | 135
04.03. | 17 | 135
04.03. | 18 | 135
04.03. | 19 | 135
04.03. | 20 | 135
04.03. | 21 | 135
04.03. | 22 | 135
04.03. | 23 | 135
04.03. | 24 | 135
05.03. | 1 | 135
05.03. | 2 | 135
05.03. | 3 | 135
05.03. | 4 | 135
05.03. | 5 | 135
05.03. | 6 | 135
05.03. | 7 | 135
05.03. | 8 | 135
05.03. | 9 | 135
05.03. | 10 | 135
05.03. | 11 | 135
05.03. | 12 | 135
05.03. | 13 | 135
05.03. | 14 | 135
05.03. | 15 | 135
05.03. | 16 | 135
05.03. | 17 | 135
05.03. | 18 | 135
05.03. | 19 | 135
05.03. | 20 | 135
05.03. | 21 | 135
05.03. | 22 | 135
05.03. | 23 | 135
05.03. | 24 | 135
06.03. | 1 | 135
06.03. | 2 | 135
06.03. | 3 | 135
06.03. | 4 | 135
06.03. | 5 | 135
06.03. | 6 | 135
06.03. | 7 | 135
06.03. | 8 | 135
06.03. | 9 | 135
06.03. | 10 | 135
06.03. | 11 | 135
06.03. | 12 | 135
06.03. | 13 | 135
06.03. | 14 | 135
06.03. | 15 | 135
06.03. | 16 | 135
06.03. | 17 | 135
06.03. | 18 | 135
06.03. | 19 | 135
06.03. | 20 | 135
06.03. | 21 | 135
06.03. | 22 | 135
06.03. | 23 | 135
06.03. | 24 | 135
07.03. | 1 | 135
07.03. | 2 | 135
07.03. | 3 | 135
07.03. | 4 | 135
07.03. | 5 | 135
07.03. | 6 | 135
07.03. | 7 | 135
07.03. | 8 | 135
07.03. | 9 | 135
07.03. | 10 | 135
07.03. | 11 | 135
07.03. | 12 | 135
07.03. | 13 | 135
07.03. | 14 | 135
07.03. | 15 | 135
07.03. | 16 | 135
07.03. | 17 | 135
07.03. | 18 | 135
07.03. | 19 | 135
07.03. | 20 | 135
07.03. | 21 | 135
07.03. | 22 | 135
07.03. | 23 | 135
07.03. | 24 | 135
08.03. | 1 | 135
08.03. | 2 | 135
08.03. | 3 | 135
08.03. | 4 | 135
08.03. | 5 | 135
08.03. | 6 | 135
08.03. | 7 | 135
08.03. | 8 | 135
08.03. | 9 | 135
08.03. | 10 | 135
08.03. | 11 | 135
08.03. | 12 | 135
08.03. | 13 | 135
08.03. | 14 | 135
08.03. | 15 | 135
08.03. | 16 | 135
08.03. | 17 | 135
08.03. | 18 | 135
08.03. | 19 | 135
08.03. | 20 | 135
08.03. | 21 | 135
08.03. | 22 | 135
08.03. | 23 | 135
08.03. | 24 | 135
09.03. | 1 | 135
09.03. | 2 | 135
09.03. | 3 | 135
09.03. | 4 | 135
09.03. | 5 | 135
09.03. | 6 | 135
09.03. | 7 | 135
09.03. | 8 | 135
09.03. | 9 | 135
09.03. | 10 | 135
09.03. | 11 | 135
09.03. | 12 | 135
09.03. | 13 | 135
09.03. | 14 | 135
09.03. | 15 | 135
09.03. | 16 | 135
09.03. | 17 | 135
09.03. | 18 | 135
09.03. | 19 | 135
09.03. | 20 | 135
09.03. | 21 | 135
09.03. | 22 | 135
09.03. | 23 | 135
09.03. | 24 | 135
10.03. | 1 | 135
10.03. | 2 | 135
10.03. | 3 | 135
10.03. | 4 | 135
10.03. | 5 | 135
10.03. | 6 | 135
10.03. | 7 | 135
10.03. | 8 | 135
10.03. | 9 | 135
10.03. | 10 | 135
10.03. | 11 | 135
10.03. | 12 | 135
10.03. | 13 | 135
10.03. | 14 | 135
10.03. | 15 | 135
10.03. | 16 | 135
10.03. | 17 | 135
10.03. | 18 | 135
10.03. | 19 | 135
10.03. | 20 | 135
10.03. | 21 | 135
10.03. | 22 | 135
10.03. | 23 | 135
10.03. | 24 | 135
11.03. | 1 | 135
11.03. | 2 | 135
11.03. | 3 | 135
11.03. | 4 | 135
11.03. | 5 | 135
11.03. | 6 | 135
11.03. | 7 | 135
11.03. | 8 | 135
11.03. | 9 | 135
11.03. | 10 | 135
11.03. | 11 | 135
11.03. | 12 | 135
11.03. | 13 | 135
11.03. | 14 | 135
11.03. | 15 | 135
11.03. | 16 | 135
11.03. | 17 | 135
11.03. | 18 | 135
11.03. | 19 | 135
11.03. | 20 | 135
11.03. | 21 | 135
11.03. | 22 | 135
11.03. | 23 | 135
11.03. | 24 | 135
12.03. | 1 | 135
12.03. | 2 | 135
12.03. | 3 | 135
12.03. | 4 | 135
12.03. | 5 | 135
12.03. | 6 | 135
12.03. | 7 | 135
12.03. | 8 | 135
12.03. | 9 | 135
12.03. | 10 | 135
12.03. | 11 | 135
12.03. | 12 | 135
12.03. | 13 | 135
12.03. | 14 | 135
12.03. | 15 | 135
12.03. | 16 | 135
12.03. | 17 | 135
12.03. | 18 | 135
12.03. | 19 | 135
12.03. | 20 | 135
12.03. | 21 | 135
12.03. | 22 | 135
12.03. | 23 | 135
12.03. | 24 | 135
13.03. | 1 | 135
13.03. | 2 | 135
13.03. | 3 | 135
13.03. | 4 | 135
13.03. | 5 | 135
13.03. | 6 | 135
13.03. | 7 | 135
13.03. | 8 | 135
13.03. | 9 | 135
13.03. | 10 | 135
13.03. | 11 | 135
13.03. | 12 | 135
13.03. | 13 | 135
13.03. | 14 | 135
13.03. | 15 | 135
13.03. | 16 | 135
13.03. | 17 | 135
13.03. | 18 | 135
13.03. | 19 | 135
13.03. | 20 | 135
13.03. | 21 | 135
13.03. | 22 | 135
13.03. | 23 | 135
13.03. | 24 | 135
14.03. | 1 | 135
14.03. | 2 | 135
14.03. | 3 | 135
14.03. | 4 | 135
14.03. | 5 | 135
14.03. | 6 | 135
14.03. | 7 | 135
14.03. | 8 | 135
14.03. | 9 | 135
14.03. | 10 | 135
14.03. | 11 | 135
14.03. | 12 | 135
14.03. | 13 | 135
14.03. | 14 | 135
14.03. | 15 | 135
14.03. | 16 | 135
14.03. | 17 | 135
14.03. | 18 | 135
14.03. | 19 | 135
14.03. | 20 | 135
14.03. | 21 | 135
14.03. | 22 | 135
14.03. | 23 | 135
14.03. | 24 | 135
15.03. | 1 | 135
15.03. | 2 | 135
15.03. | 3 | 135
15.03. | 4 | 135
15.03. | 5 | 135
15.03. | 6 | 135
15.03. | 7 | 135
15.03. | 8 | 135
15.03. | 9 | 135
15.03. | 10 | 135
15.03. | 11 | 135
15.03. | 12 | 135
15.03. | 13 | 135
15.03. | 14 | 135
15.03. | 15 | 135
15.03. | 16 | 135
15.03. | 17 | 135
15.03. | 18 | 135
15.03. | 19 | 135
15.03. | 20 | 135
15.03. | 21 | 135
15.03. | 22 | 135
15.03. | 23 | 135
15.03. | 24 | 135
16.03. | 1 | 135
16.03. | 2 | 135
16.03. | 3 | 135
16.03. | 4 | 135
16.03. | 5 | 135
16.03. | 6 | 135
16.03. | 7 | 135
16.03. | 8 | 135
16.03. | 9 | 135
16.03. | 10 | 135
16.03. | 11 | 135
16.03. | 12 | 135
16.03. | 13 | 135
16.03. | 14 | 135
16.03. | 15 | 135
16.03. | 16 | 135
16.03. | 17 | 135
16.03. | 18 | 135
16.03. | 19 | 135
16.03. | 20 | 135
16.03. | 21 | 135
16.03. | 22 | 135
16.03. | 23 | 135
16.03. | 24 | 135
17.03. | 1 | 135
17.03. | 2 | 135
17.03. | 3 | 135
17.03. | 4 | 135
17.03. | 5 | 135
17.03. | 6 | 135
17.03. | 7 | 135
17.03. | 8 | 135
17.03. | 9 | 135
17.03. | 10 | 135
17.03. | 11 | 135
17.03. | 12 | 135
17.03. | 13 | 135
17.03. | 14 | 135
17.03. | 15 | 135
17.03. | 16 | 135
17.03. | 17 | 135
17.03. | 18 | 135
17.03. | 19 | 135
17.03. | 20 | 135
17.03. | 21 | 135
17.03. | 22 | 135
17.03. | 23 | 135
17.03. | 24 | 135
18.03. | 1 | 135
18.03. | 2 | 135
18.03. | 3 | 135
18.03. | 4 | 135
18.03. | 5 | 135
18.03. | 6 | 135
18.03. | 7 | 135
18.03. | 8 | 135
18.03. | 9 | 135
18.03. | 10 | 135
18.03. | 11 | 135
18.03. | 12 | 135
18.03. | 13 | 135
18.03. | 14 | 135
18.03. | 15 | 135
18.03. | 16 | 135
18.03. | 17 | 135
18.03. | 18 | 135
18.03. | 19 | 135
18.03. | 20 | 135
18.03. | 21 | 135
18.03. | 22 | 135
18.03. | 23 | 135
18.03. | 24 | 135
19.03. | 1 | 135
19.03. | 2 | 135
19.03. | 3 | 135
19.03. | 4 | 135
19.03. | 5 | 135
19.03. | 6 | 135
19.03. | 7 | 135
19.03. | 8 | 135
19.03. | 9 | 135
19.03. | 10 | 135
19.03. | 11 | 135
19.03. | 12 | 135
19.03. | 13 | 135
19.03. | 14 | 135
19.03. | 15 | 135
19.03. | 16 | 135
19.03. | 17 | 135
19.03. | 18 | 135
19.03. | 19 | 135
19.03. | 20 | 135
19.03. | 21 | 135
19.03. | 22 | 135
19.03. | 23 | 135
19.03. | 24 | 135
20.03. | 1 | 135
20.03. | 2 | 135
20.03. | 3 | 135
20.03. | 4 | 135
20.03. | 5 | 135
20.03. | 6 | 135
20.03. | 7 | 135
20.03. | 8 | 135
20.03. | 9 | 135
20.03. | 10 | 135
20.03. | 11 | 135
20.03. | 12 | 135
20.03. | 13 | 135
20.03. | 14 | 135
20.03. | 15 | 135
20.03. | 16 | 135
20.03. | 17 | 135
20.03. | 18 | 135
20.03. | 19 | 135
20.03. | 20 | 135
20.03. | 21 | 135
20.03. | 22 | 135
20.03. | 23 | 135
20.03. | 24 | 135
21.03. | 1 | 135
21.03. | 2 | 135
21.03. | 3 | 135
21.03. | 4 | 135
21.03. | 5 | 135
21.03. | 6 | 135
21.03. | 7 | 135
21.03. | 8 | 135
21.03. | 9 | 135
21.03. | 10 | 135
21.03. | 11 | 135
21.03. | 12 | 135
21.03. | 13 | 135
21.03. | 14 | 135
21.03. | 15 | 135
21.03. | 16 | 135
21.03. | 17 | 135
21.03. | 18 | 135
21.03. | 19 | 135
21.03. | 20 | 135
21.03. | 21 | 135
21.03. | 22 | 135
21.03. | 23 | 135
21.03. | 24 | 135
22.03. | 1 | 135
22.03. | 2 | 135
22.03. | 3 | 135
22.03. | 4 | 135
22.03. | 5 | 135
22.03. | 6 | 135
22.03. | 7 | 135
22.03. | 8 | 135
22.03. | 9 | 135
22.03. | 10 | 135
22.03. | 11 | 135
22.03. | 12 | 135
22.03. | 13 | 135
22.03. | 14 | 135
22.03. | 15 | 135
22.03. | 16 | 135
22.03. | 17 | 135
22.03. | 18 | 135
22.03. | 19 | 135
22.03. | 20 | 135
22.03. | 21 | 135
22.03. | 22 | 135
22.03. | 23 | 135
22.03. | 24 | 135
23.03. | 1 | 135
23.03. | 2 | 135
23.03. | 3 | 135
23.03. | 4 | 135
23.03. | 5 | 135
23.03. | 6 | 135
23.03. | 7 | 135
23.03. | 8 | 135
23.03. | 9 | 135
23.03. | 10 | 135
23.03. | 11 | 135
23.03. | 12 | 135
23.03. | 13 | 135
23.03. | 14 | 135
23.03. | 15 | 135
23.03. | 16 | 135
23.03. | 17 | 135
23.03. | 18 | 135
23.03. | 19 | 135
23.03. | 20 | 135
23.03. | 21 | 135
23.03. | 22 | 135
23.03. | 23 | 135
23.03. | 24 | 135
24.03. | 1 | 135
24.03. | 2 | 135
24.03. | 3 | 135
24.03. | 4 | 135
24.03. | 5 | 135
24.03. | 6 | 135
24.03. | 7 | 135
24.03. | 8 | 135
24.03. | 9 | 135
24.03. | 10 | 135
24.03. | 11 | 135
24.03. | 12 | 135
24.03. | 13 | 135
24.03. | 14 | 135
24.03. | 15 | 135
24.03. | 16 | 135
24.03. | 17 | 135
24.03. | 18 | 135
24.03. | 19 | 135
24.03. | 20 | 135
24.03. | 21 | 135
24.03. | 22 | 135
24.03. | 23 | 135
24.03. | 24 | 135
25.03. | 1 | 135
25.03. | 2 | 135
25.03. | 3 | 135
25.03. | 4 | 135
25.03. | 5 | 135
25.03. | 6 | 135
25.03. | 7 | 135
25.03. | 8 | 135
25.03. | 9 | 135
25.03. | 10 | 135
25.03. | 11 | 135
25.03. | 12 | 135
25.03. | 13 | 135
25.03. | 14 | 135
25.03. | 15 | 135
25.03. | 16 | 135
25.03. | 17 | 135
25.03. | 18 | 135
25.03. | 19 | 135
25.03. | 20 | 135
25.03. | 21 | 135
25.03. | 22 | 135
25.03. | 23 | 135
25.03. | 24 | 135
26.03. | 1 | 135
26.03. | 2 | 135
26.03. | 3 | 135
26.03. | 4 | 135
26.03. | 5 | 135
26.03. | 6 | 135
26.03. | 7 | 135
26.03. | 8 | 135
26.03. | 9 | 135
26.03. | 10 | 135
26.03. | 11 | 135
26.03. | 12 | 135
26.03. | 13 | 135
26.03. | 14 | 135
26.03. | 15 | 135
26.03. | 16 | 135
26.03. | 17 | 135
26.03. | 18 | 135
26.03. | 19 | 135
26.03. | 20 | 135
26.03. | 21 | 135
26.03. | 22 | 135
26.03. | 23 | 135
26.03. | 24 | 135
27.03. | 1 | 135
27.03. | 2 | 135
27.03. | 3 | 135
27.03. | 4 | 135
27.03. | 5 | 135
27.03. | 6 | 135
27.03. | 7 | 135
27.03. | 8 | 135
27.03. | 9 | 135
27.03. | 10 | 135
27.03. | 11 | 135
27.03. | 12 | 135
27.03. | 13 | 135
27.03. | 14 | 135
27.03. | 15 | 135
27.03. | 16 | 135
27.03. | 17 | 135
27.03. | 18 | 135
27.03. | 19 | 135
27.03. | 20 | 135
27.03. | 21 | 135
27.03. | 22 | 135
27.03. | 23 | 135
27.03. | 24 | 135
28.03. | 1 | 135
28.03. | 2 | 135
28.03. | 3 | 135
28.03. | 4 | 135
28.03. | 5 | 135
28.03. | 6 | 135
28.03. | 7 | 135
28.03. | 8 | 135
28.03. | 9 | 135
28.03. | 10 | 135
28.03. | 11 | 135
28.03. | 12 | 135
28.03. | 13 | 135
28.03. | 14 | 135
28.03. | 15 | 135
28.03. | 16 | 135
28.03. | 17 | 135
28.03. | 18 | 135
28.03. | 19 | 135
28.03. | 20 | 135
28.03. | 21 | 135
28.03. | 22 | 135
28.03. | 23 | 135
28.03. | 24 | 135
29.03. | 1 | 135
29.03. | 2 | 135
29.03. | 3 | 135
29.03. | 4 | 135
29.03. | 5 | 135
29.03. | 6 | 135
29.03. | 7 | 135
29.03. | 8 | 135
29.03. | 9 | 135
29.03. | 10 | 135
29.03. | 11 | 135
29.03. | 12 | 135
29.03. | 13 | 135
29.03. | 14 | 135
29.03. | 15 | 135
29.03. | 16 | 135
29.03. | 17 | 135
29.03. | 18 | 135
29.03. | 19 | 135
29.03. | 20 | 135
29.03. | 21 | 135
29.03. | 22 | 135
29.03. | 23 | 135
29.03. | 24 | 135
30.03. | 1 | 135
30.03. | 2 | 135
30.03. | 3 | 135
30.03. | 4 | 135
30.03. | 5 | 135
30.03. | 6 | 135
30.03. | 7 | 135
30.03. | 8 | 135
30.03. | 9 | 135
30.03. | 10 | 135
30.03. | 11 | 135
30.03. | 12 | 135
30.03. | 13 | 135
30.03. | 14 | 135
30.03. | 15 | 135
30.03. | 16 | 135
30.03. | 17 | 135
30.03. | 18 | 135
30.03. | 19 | 135
30.03. | 20 | 135
30.03. | 21 | 135
30.03. | 22 | 135
30.03. | 23 | 135
30.03. | 24 | 135
31.03. | 1 | 135
31.03. | 2 | 135
31.03. | 3 | 135
31.03. | 4 | 135
31.03. | 5 | 135
31.03. | 6 | 135
31.03. | 7 | 135
31.03. | 8 | 135
31.03. | 9 | 135
31.03. | 10 | 135
31.03. | 11 | 135
31.03. | 12 | 135
31.03. | 13 | 135
31.03. | 14 | 135
31.03. | 15 | 135
31.03. | 16 | 135
31.03. | 17 | 135
31.03. | 18 | 135
31.03. | 19 | 135
31.03. | 20 | 135
31.03. | 21 | 135
31.03. | 22 | 135
31.03. | 23 | 135
31.03. | 24 | 135
01.04. | 1 | 135
01.04. | 2 | 135
01.04. | 3 | 135
01.04. | 4 | 135
01.04. | 5 | 135
01.04. | 6 | 135
01.04. | 7 | 135
01.04. | 8 | 135
01.04. | 9 | 135
01.04. | 10 | 135
01.04. | 11 | 135
01.04. | 12 | 135
01.04. | 13 | 135
01.04. | 14 | 135
01.04. | 15 | 135
01.04. | 16 | 135
01.04. | 17 | 135
01.04. | 18 | 135
01.04. | 19 | 135
01.04. | 20 | 135
01.04. | 21 | 135
01.04. | 22 | 135
01.04. | 23 | 135
01.04. | 24 | 135
02.04. | 1 | 135
02.04. | 2 | 135
02.04. | 3 | 135
02.04. | 4 | 135
02.04. | 5 | 135
02.04. | 6 | 135
02.04. | 7 | 135
02.04. | 8 | 135
02.04. | 9 | 135
02.04. | 10 | 135
02.04. | 11 | 135
02.04. | 12 | 135
02.04. | 13 | 135
02.04. | 14 | 135
02.04. | 15 | 135
02.04. | 16 | 135
02.04. | 17 | 135
02.04. | 18 | 135
02.04. | 19 | 135
02.04. | 20 | 135
02.04. | 21 | 135
02.04. | 22 | 135
02.04. | 23 | 135
02.04. | 24 | 135
03.04. | 1 | 135
03.04. | 2 | 135
03.04. | 3 | 135
03.04. | 4 | 135
03.04. | 5 | 135
03.04. | 6 | 135
03.04. | 7 | 135
03.04. | 8 | 135
03.04. | 9 | 135
03.04. | 10 | 135
03.04. | 11 | 135
03.04. | 12 | 135
03.04. | 13 | 135
03.04. | 14 | 135
03.04. | 15 | 135
03.04. | 16 | 135
03.04. | 17 | 135
03.04. | 18 | 135
03.04. | 19 | 135
03.04. | 20 | 135
03.04. | 21 | 135
03.04. | 22 | 135
03.04. | 23 | 135
03.04. | 24 | 135
04.04. | 1 | 135
04.04. | 2 | 135
04.04. | 3 | 135
04.04. | 4 | 135
04.04. | 5 | 135
04.04. | 6 | 135
04.04. | 7 | 135
04.04. | 8 | 135
04.04. | 9 | 135
04.04. | 10 | 135
04.04. | 11 | 135
04.04. | 12 | 135
04.04. | 13 | 135
04.04. | 14 | 135
04.04. | 15 | 135
04.04. | 16 | 135
04.04. | 17 | 135
04.04. | 18 | 135
04.04. | 19 | 135
04.04. | 20 | 135
04.04. | 21 | 135
04.04. | 22 | 135
04.04. | 23 | 135
04.04. | 24 | 135
05.04. | 1 | 135
05.04. | 2 | 135
05.04. | 3 | 135
05.04. | 4 | 135
05.04. | 5 | 135
05.04. | 6 | 135
05.04. | 7 | 135
05.04. | 8 | 135
05.04. | 9 | 135
05.04. | 10 | 135
05.04. | 11 | 135
05.04. | 12 | 135
05.04. | 13 | 135
05.04. | 14 | 135
05.04. | 15 | 135
05.04. | 16 | 135
05.04. | 17 | 135
05.04. | 18 | 135
05.04. | 19 | 135
05.04. | 20 | 135
05.04. | 21 | 135
05.04. | 22 | 135
05.04. | 23 | 135
05.04. | 24 | 135
06.04. | 1 | 135
06.04. | 2 | 135
06.04. | 3 | 135
06.04. | 4 | 135
06.04. | 5 | 135
06.04. | 6 | 135
06.04. | 7 | 135
06.04. | 8 | 135
06.04. | 9 | 135
06.04. | 10 | 135
06.04. | 11 | 135
06.04. | 12 | 135
06.04. | 13 | 135
06.04. | 14 | 135
06.04. | 15 | 135
06.04. | 16 | 135
06.04. | 17 | 135
06.04. | 18 | 135
06.04. | 19 | 135
06.04. | 20 | 135
06.04. | 21 | 135
06.04. | 22 | 135
06.04. | 23 | 135
06.04. | 24 | 135
07.04. | 1 | 135
07.04. | 2 | 135
07.04. | 3 | 135
07.04. | 4 | 135
07.04. | 5 | 135
07.04. | 6 | 135
07.04. | 7 | 135
07.04. | 8 | 135
07.04. | 9 | 135
07.04. | 10 | 135
07.04. | 11 | 135
07.04. | 12 | 135
07.04. | 13 | 135
07.04. | 14 | 135
07.04. | 15 | 135
07.04. | 16 | 135
07.04. | 17 | 135
07.04. | 18 | 135
07.04. | 19 | 135
07.04. | 20 | 135
07.04. | 21 | 135
07.04. | 22 | 135
07.04. | 23 | 135
07.04. | 24 | 135
08.04. | 1 | 135
08.04. | 2 | 135
08.04. | 3 | 135
08.04. | 4 | 135
08.04. | 5 | 135
08.04. | 6 | 135
08.04. | 7 | 135
08.04. | 8 | 135
08.04. | 9 | 135
08.04. | 10 | 135
08.04. | 11 | 135
08.04. | 12 | 135
08.04. | 13 | 135
08.04. | 14 | 135
08.04. | 15 | 135
08.04. | 16 | 135
08.04. | 17 | 135
08.04. | 18 | 135
08.04. | 19 | 135
08.04. | 20 | 135
08.04. | 21 | 135
08.04. | 22 | 135
08.04. | 23 | 135
08.04. | 24 | 135
09.04. | 1 | 135
09.04. | 2 | 135
09.04. | 3 | 135
09.04. | 4 | 135
09.04. | 5 | 135
09.04. | 6 | 135
09.04. | 7 | 135
09.04. | 8 | 135
09.04. | 9 | 135
09.04. | 10 | 135
09.04. | 11 | 135
09.04. | 12 | 135
09.04. | 13 | 135
09.04. | 14 | 135
09.04. | 15 | 135
09.04. | 16 | 135
09.04. | 17 | 135
09.04. | 18 | 135
09.04. | 19 | 135
09.04. | 20 | 135
09.04. | 21 | 135
09.04. | 22 | 135
09.04. | 23 | 135
09.04. | 24 | 135
10.04. | 1 | 135
10.04. | 2 | 135
10.04. | 3 | 135
10.04. | 4 | 135
10.04. | 5 | 135
10.04. | 6 | 135
10.04. | 7 | 135
10.04. | 8 | 135
10.04. | 9 | 135
10.04. | 10 | 135
10.04. | 11 | 135
10.04. | 12 | 135
10.04. | 13 | 135
10.04. | 14 | 135
10.04. | 15 | 135
10.04. | 16 | 135
10.04. | 17 | 135
10.04. | 18 | 135
10.04. | 19 | 135
10.04. | 20 | 135
10.04. | 21 | 135
10.04. | 22 | 135
10.04. | 23 | 135
10.04. | 24 | 135
11.04. | 1 | 135
11.04. | 2 | 135
11.04. | 3 | 135
11.04. | 4 | 135
11.04. | 5 | 135
11.04. | 6 | 135
11.04. | 7 | 135
11.04. | 8 | 135
11.04. | 9 | 135
11.04. | 10 | 135
11.04. | 11 | 135
11.04. | 12 | 135
11.04. | 13 | 135
11.04. | 14 | 135
11.04. | 15 | 135
11.04. | 16 | 135
11.04. | 17 | 135
11.04. | 18 | 135
11.04. | 19 | 135
11.04. | 20 | 135
11.04. | 21 | 135
11.04. | 22 | 135
11.04. | 23 | 135
11.04. | 24 | 135
12.04. | 1 | 135
12.04. | 2 | 135
12.04. | 3 | 135
12.04. | 4 | 135
12.04. | 5 | 135
12.04. | 6 | 135
12.04. | 7 | 135
12.04. | 8 | 135
12.04. | 9 | 135
12.04. | 10 | 135
12.04. | 11 | 135
12.04. | 12 | 135
12.04. | 13 | 135
12.04. | 14 | 135
12.04. | 15 | 135
12.04. | 16 | 135
12.04. | 17 | 135
12.04. | 18 | 135
12.04. | 19 | 135
12.04. | 20 | 135
12.04. | 21 | 135
12.04. | 22 | 135
12.04. | 23 | 135
12.04. | 24 | 135
13.04. | 1 | 135
13.04. | 2 | 135
13.04. | 3 | 135
13.04. | 4 | 135
13.04. | 5 | 135
13.04. | 6 | 135
13.04. | 7 | 135
13.04. | 8 | 135
13.04. | 9 | 135
13.04. | 10 | 135
13.04. | 11 | 135
13.04. | 12 | 135
13.04. | 13 | 135
13.04. | 14 | 135
13.04. | 15 | 135
13.04. | 16 | 135
13.04. | 17 | 135
13.04. | 18 | 135
13.04. | 19 | 135
13.04. | 20 | 135
13.04. | 21 | 135
13.04. | 22 | 135
13.04. | 23 | 135
13.04. | 24 | 135
14.04. | 1 | 135
14.04. | 2 | 135
14.04. | 3 | 135
14.04. | 4 | 135
14.04. | 5 | 135
14.04. | 6 | 135
14.04. | 7 | 135
14.04. | 8 | 135
14.04. | 9 | 135
14.04. | 10 | 135
14.04. | 11 | 135
14.04. | 12 | 135
14.04. | 13 | 135
14.04. | 14 | 135
14.04. | 15 | 135
14.04. | 16 | 135
14.04. | 17 | 135
14.04. | 18 | 135
14.04. | 19 | 135
14.04. | 20 | 135
14.04. | 21 | 135
14.04. | 22 | 135
14.04. | 23 | 135
14.04. | 24 | 135
15.04. | 1 | 135
15.04. | 2 | 135
15.04. | 3 | 135
15.04. | 4 | 135
15.04. | 5 | 135
15.04. | 6 | 135
15.04. | 7 | 135
15.04. | 8 | 135
15.04. | 9 | 135
15.04. | 10 | 135
15.04. | 11 | 135
15.04. | 12 | 135
15.04. | 13 | 135
15.04. | 14 | 135
15.04. | 15 | 135
15.04. | 16 | 135
15.04. | 17 | 135
15.04. | 18 | 135
15.04. | 19 | 135
15.04. | 20 | 135
15.04. | 21 | 135
15.04. | 22 | 135
15.04. | 23 | 135
15.04. | 24 | 135
16.04. | 1 | 135
16.04. | 2 | 135
16.04. | 3 | 135
16.04. | 4 | 135
16.04. | 5 | 135
16.04. | 6 | 135
16.04. | 7 | 135
16.04. | 8 | 135
16.04. | 9 | 135
16.04. | 10 | 135
16.04. | 11 | 135
16.04. | 12 | 135
16.04. | 13 | 135
16.04. | 14 | 135
16.04. | 15 | 135
16.04. | 16 | 135
16.04. | 17 | 135
16.04. | 18 | 135
16.04. | 19 | 135
16.04. | 20 | 135
16.04. | 21 | 135
16.04. | 22 | 135
16.04. | 23 | 135
16.04. | 24 | 135
17.04. | 1 | 135
17.04. | 2 | 135
17.04. | 3 | 135
17.04. | 4 | 135
17.04. | 5 | 135
17.04. | 6 | 135
17.04. | 7 | 135
17.04. | 8 | 135
17.04. | 9 | 135
17.04. | 10 | 135
17.04. | 11 | 135
17.04. | 12 | 135
17.04. | 13 | 135
17.04. | 14 | 135
17.04. | 15 | 135
17.04. | 16 | 135
17.04. | 17 | 135
17.04. | 18 | 135
17.04. | 19 | 135
17.04. | 20 | 135
17.04. | 21 | 135
17.04. | 22 | 135
17.04. | 23 | 135
17.04. | 24 | 135
18.04. | 1 | 135
18.04. | 2 | 135
18.04. | 3 | 135
18.04. | 4 | 135
18.04. | 5 | 135
18.04. | 6 | 135
18.04. | 7 | 135
18.04. | 8 | 135
18.04. | 9 | 135
18.04. | 10 | 135
18.04. | 11 | 135
18.04. | 12 | 135
18.04. | 13 | 135
18.04. | 14 | 135
18.04. | 15 | 135
18.04. | 16 | 135
18.04. | 17 | 135
18.04. | 18 | 135
18.04. | 19 | 135
18.04. | 20 | 135
18.04. | 21 | 135
18.04. | 22 | 135
18.04. | 23 | 135
18.04. | 24 | 135
19.04. | 1 | 135
19.04. | 2 | 135
19.04. | 3 | 135
19.04. | 4 | 135
19.04. | 5 | 135
19.04. | 6 | 135
19.04. | 7 | 135
19.04. | 8 | 135
19.04. | 9 | 135
19.04. | 10 | 135
19.04. | 11 | 135
19.04. | 12 | 135
19.04. | 13 | 135
19.04. | 14 | 135
19.04. | 15 | 135
19.04. | 16 | 135
19.04. | 17 | 135
19.04. | 18 | 135
19.04. | 19 | 135
19.04. | 20 | 135
19.04. | 21 | 135
19.04. | 22 | 135
19.04. | 23 | 135
19.04. | 24 | 135
20.04. | 1 | 135
20.04. | 2 | 135
20.04. | 3 | 135
20.04. | 4 | 135
20.04. | 5 | 135
20.04. | 6 | 135
20.04. | 7 | 135
20.04. | 8 | 135
20.04. | 9 | 135
20.04. | 10 | 135
20.04. | 11 | 135
20.04. | 12 | 135
20.04. | 13 | 135
20.04. | 14 | 135
20.04. | 15 | 135
20.04. | 16 | 135
20.04. | 17 | 135
20.04. | 18 | 135
20.04. | 19 | 135
20.04. | 20 | 135
20.04. | 21 | 135
20.04. | 22 | 135
20.04. | 23 | 135
20.04. | 24 | 135
21.04. | 1 | 135
21.04. | 2 | 135
21.04. | 3 | 135
21.04. | 4 | 135
21.04. | 5 | 135
21.04. | 6 | 135
21.04. | 7 | 135
21.04. | 8 | 135
21.04. | 9 | 135
21.04. | 10 | 135
21.04. | 11 | 135
21.04. | 12 | 135
21.04. | 13 | 135
21.04. | 14 | 135
21.04. | 15 | 135
21.04. | 16 | 135
21.04. | 17 | 135
21.04. | 18 | 135
21.04. | 19 | 135
21.04. | 20 | 135
21.04. | 21 | 135
21.04. | 22 | 135
21.04. | 23 | 135
21.04. | 24 | 135
22.04. | 1 | 135
22.04. | 2 | 135
22.04. | 3 | 135
22.04. | 4 | 135
22.04. | 5 | 135
22.04. | 6 | 135
22.04. | 7 | 135
22.04. | 8 | 135
22.04. | 9 | 135
22.04. | 10 | 135
22.04. | 11 | 135
22.04. | 12 | 135
22.04. | 13 | 135
22.04. | 14 | 135
22.04. | 15 | 135
22.04. | 16 | 135
22.04. | 17 | 135
22.04. | 18 | 135
22.04. | 19 | 135
22.04. | 20 | 135
22.04. | 21 | 135
22.04. | 22 | 135
22.04. | 23 | 135
22.04. | 24 | 135
23.04. | 1 | 135
23.04. | 2 | 135
23.04. | 3 | 135
23.04. | 4 | 135
23.04. | 5 | 135
23.04. | 6 | 135
23.04. | 7 | 135
23.04. | 8 | 135
23.04. | 9 | 135
23.04. | 10 | 135
23.04. | 11 | 135
23.04. | 12 | 135
23.04. | 13 | 135
23.04. | 14 | 135
23.04. | 15 | 135
23.04. | 16 | 135
23.04. | 17 | 135
23.04. | 18 | 135
23.04. | 19 | 135
23.04. | 20 | 135
23.04. | 21 | 135
23.04. | 22 | 135
23.04. | 23 | 135
23.04. | 24 | 135
24.04. | 1 | 135
24.04. | 2 | 135
24.04. | 3 | 135
24.04. | 4 | 135
24.04. | 5 | 135
24.04. | 6 | 135
24.04. | 7 | 135
24.04. | 8 | 135
24.04. | 9 | 135
24.04. | 10 | 135
24.04. | 11 | 135
24.04. | 12 | 135
24.04. | 13 | 135
24.04. | 14 | 135
24.04. | 15 | 135
24.04. | 16 | 135
24.04. | 17 | 135
24.04. | 18 | 135
24.04. | 19 | 135
24.04. | 20 | 135
24.04. | 21 | 135
24.04. | 22 | 135
24.04. | 23 | 135
24.04. | 24 | 135
25.04. | 1 | 135
25.04. | 2 | 135
25.04. | 3 | 135
25.04. | 4 | 135
25.04. | 5 | 135
25.04. | 6 | 135
25.04. | 7 | 135
25.04. | 8 | 135
25.04. | 9 | 135
25.04. | 10 | 135
25.04. | 11 | 135
25.04. | 12 | 135
25.04. | 13 | 135
25.04. | 14 | 135
25.04. | 15 | 135
25.04. | 16 | 135
25.04. | 17 | 135
25.04. | 18 | 135
25.04. | 19 | 135
25.04. | 20 | 135
25.04. | 21 | 135
25.04. | 22 | 135
25.04. | 23 | 135
25.04. | 24 | 135
26.04. | 1 | 135
26.04. | 2 | 135
26.04. | 3 | 135
26.04. | 4 | 135
26.04. | 5 | 135
26.04. | 6 | 135
26.04. | 7 | 135
26.04. | 8 | 135
26.04. | 9 | 135
26.04. | 10 | 135
26.04. | 11 | 135
26.04. | 12 | 135
26.04. | 13 | 135
26.04. | 14 | 135
26.04. | 15 | 135
26.04. | 16 | 135
26.04. | 17 | 135
26.04. | 18 | 135
26.04. | 19 | 135
26.04. | 20 | 135
26.04. | 21 | 135
26.04. | 22 | 135
26.04. | 23 | 135
26.04. | 24 | 135
27.04. | 1 | 135
27.04. | 2 | 135
27.04. | 3 | 135
27.04. | 4 | 135
27.04. | 5 | 135
27.04. | 6 | 135
27.04. | 7 | 135
27.04. | 8 | 135
27.04. | 9 | 135
27.04. | 10 | 135
27.04. | 11 | 135
27.04. | 12 | 135
27.04. | 13 | 135
27.04. | 14 | 135
27.04. | 15 | 135
27.04. | 16 | 135
27.04. | 17 | 135
27.04. | 18 | 135
27.04. | 19 | 135
27.04. | 20 | 135
27.04. | 21 | 135
27.04. | 22 | 135
27.04. | 23 | 135
27.04. | 24 | 135
28.04. | 1 | 135
28.04. | 2 | 135
28.04. | 3 | 135
28.04. | 4 | 135
28.04. | 5 | 135
28.04. | 6 | 135
28.04. | 7 | 135
28.04. | 8 | 135
28.04. | 9 | 135
28.04. | 10 | 135
28.04. | 11 | 135
28.04. | 12 | 135
28.04. | 13 | 135
28.04. | 14 | 135
28.04. | 15 | 135
28.04. | 16 | 135
28.04. | 17 | 135
28.04. | 18 | 135
28.04. | 19 | 135
28.04. | 20 | 135
28.04. | 21 | 135
28.04. | 22 | 135
28.04. | 23 | 135
28.04. | 24 | 135
29.04. | 1 | 135
29.04. | 2 | 135
29.04. | 3 | 135
29.04. | 4 | 135
29.04. | 5 | 135
29.04. | 6 | 135
29.04. | 7 | 135
29.04. | 8 | 135
29.04. | 9 | 135
29.04. | 10 | 135
29.04. | 11 | 135
29.04. | 12 | 135
29.04. | 13 | 135
29.04. | 14 | 135
29.04. | 15 | 135
29.04. | 16 | 135
29.04. | 17 | 135
29.04. | 18 | 135
29.04. | 19 | 135
29.04. | 20 | 135
29.04. | 21 | 135
29.04. | 22 | 135
29.04. | 23 | 135
29.04. | 24 | 135
30.04. | 1 | 135
30.04. | 2 | 135
30.04. | 3 | 135
30.04. | 4 | 135
30.04. | 5 | 135
30.04. | 6 | 135
30.04. | 7 | 135
30.04. | 8 | 135
30.04. | 9 | 135
30.04. | 10 | 135
30.04. | 11 | 135
30.04. | 12 | 135
30.04. | 13 | 135
30.04. | 14 | 135
30.04. | 15 | 135
30.04. | 16 | 135
30.04. | 17 | 135
30.04. | 18 | 135
30.04. | 19 | 135
30.04. | 20 | 135
30.04. | 21 | 135
30.04. | 22 | 135
30.04. | 23 | 135
30.04. | 24 | 135
01.05. | 1 | 135
01.05. | 2 | 135
01.05. | 3 | 135
01.05. | 4 | 135
01.05. | 5 | 135
01.05. | 6 | 135
01.05. | 7 | 135
01.05. | 8 | 135
01.05. | 9 | 135
01.05. | 10 | 135
01.05. | 11 | 135
01.05. | 12 | 135
01.05. | 13 | 135
01.05. | 14 | 135
01.05. | 15 | 135
01.05. | 16 | 135
01.05. | 17 | 135
01.05. | 18 | 135
01.05. | 19 | 135
01.05. | 20 | 135
01.05. | 21 | 135
01.05. | 22 | 135
01.05. | 23 | 135
01.05. | 24 | 135
02.05. | 1 | 135
02.05. | 2 | 135
02.05. | 3 | 135
02.05. | 4 | 135
02.05. | 5 | 135
02.05. | 6 | 135
02.05. | 7 | 135
02.05. | 8 | 135
02.05. | 9 | 135
02.05. | 10 | 135
02.05. | 11 | 135
02.05. | 12 | 135
02.05. | 13 | 135
02.05. | 14 | 135
02.05. | 15 | 135
02.05. | 16 | 135
02.05. | 17 | 135
02.05. | 18 | 135
02.05. | 19 | 135
02.05. | 20 | 135
02.05. | 21 | 135
02.05. | 22 | 135
02.05. | 23 | 135
02.05. | 24 | 135
03.05. | 1 | 135
03.05. | 2 | 135
03.05. | 3 | 135
03.05. | 4 | 135
03.05. | 5 | 135
03.05. | 6 | 135
03.05. | 7 | 135
03.05. | 8 | 135
03.05. | 9 | 135
03.05. | 10 | 135
03.05. | 11 | 135
03.05. | 12 | 135
03.05. | 13 | 135
03.05. | 14 | 135
03.05. | 15 | 135
03.05. | 16 | 135
03.05. | 17 | 135
03.05. | 18 | 135
03.05. | 19 | 135
03.05. | 20 | 135
03.05. | 21 | 135
03.05. | 22 | 135
03.05. | 23 | 135
03.05. | 24 | 135
04.05. | 1 | 135
04.05. | 2 | 135
04.05. | 3 | 135
04.05. | 4 | 135
04.05. | 5 | 135
04.05. | 6 | 135
04.05. | 7 | 135
04.05. | 8 | 135
04.05. | 9 | 135
04.05. | 10 | 135
04.05. | 11 | 135
04.05. | 12 | 135
04.05. | 13 | 135
04.05. | 14 | 135
04.05. | 15 | 135
04.05. | 16 | 135
04.05. | 17 | 135
04.05. | 18 | 135
04.05. | 19 | 135
04.05. | 20 | 135
04.05. | 21 | 135
04.05. | 22 | 135
04.05. | 23 | 135
04.05. | 24 | 135
05.05. | 1 | 135
05.05. | 2 | 135
05.05. | 3 | 135
05.05. | 4 | 135
05.05. | 5 | 135
05.05. | 6 | 135
05.05. | 7 | 135
05.05. | 8 | 135
05.05. | 9 | 135
05.05. | 10 | 135
05.05. | 11 | 135
05.05. | 12 | 135
05.05. | 13 | 135
05.05. | 14 | 135
05.05. | 15 | 135
05.05. | 16 | 135
05.05. | 17 | 135
05.05. | 18 | 135
05.05. | 19 | 135
05.05. | 20 | 135
05.05. | 21 | 135
05.05. | 22 | 135
05.05. | 23 | 135
05.05. | 24 | 135
06.05. | 1 | 135
06.05. | 2 | 135
06.05. | 3 | 135
06.05. | 4 | 135
06.05. | 5 | 135
06.05. | 6 | 135
06.05. | 7 | 135
06.05. | 8 | 135
06.05. | 9 | 135
06.05. | 10 | 135
06.05. | 11 | 135
06.05. | 12 | 135
06.05. | 13 | 135
06.05. | 14 | 135
06.05. | 15 | 135
06.05. | 16 | 135
06.05. | 17 | 135
06.05. | 18 | 135
06.05. | 19 | 135
06.05. | 20 | 135
06.05. | 21 | 135
06.05. | 22 | 135
06.05. | 23 | 135
06.05. | 24 | 135
07.05. | 1 | 135
07.05. | 2 | 135
07.05. | 3 | 135
07.05. | 4 | 135
07.05. | 5 | 135
07.05. | 6 | 135
07.05. | 7 | 135
07.05. | 8 | 135
07.05. | 9 | 135
07.05. | 10 | 135
07.05. | 11 | 135
07.05. | 12 | 135
07.05. | 13 | 135
07.05. | 14 | 135
07.05. | 15 | 135
07.05. | 16 | 135
07.05. | 17 | 135
07.05. | 18 | 135
07.05. | 19 | 135
07.05. | 20 | 135
07.05. | 21 | 135
07.05. | 22 | 135
07.05. | 23 | 135
07.05. | 24 | 135
08.05. | 1 | 135
08.05. | 2 | 135
08.05. | 3 | 135
08.05. | 4 | 135
08.05. | 5 | 135
08.05. | 6 | 135
08.05. | 7 | 135
08.05. | 8 | 135
08.05. | 9 | 135
08.05. | 10 | 135
08.05. | 11 | 135
08.05. | 12 | 135
08.05. | 13 | 135
08.05. | 14 | 135
08.05. | 15 | 135
08.05. | 16 | 135
08.05. | 17 | 135
08.05. | 18 | 135
08.05. | 19 | 135
08.05. | 20 | 135
08.05. | 21 | 135
08.05. | 22 | 135
08.05. | 23 | 135
08.05. | 24 | 135
09.05. | 1 | 135
09.05. | 2 | 135
09.05. | 3 | 135
09.05. | 4 | 135
09.05. | 5 | 135
09.05. | 6 | 135
09.05. | 7 | 135
09.05. | 8 | 135
09.05. | 9 | 135
09.05. | 10 | 135
09.05. | 11 | 135
09.05. | 12 | 135
09.05. | 13 | 135
09.05. | 14 | 135
09.05. | 15 | 135
09.05. | 16 | 135
09.05. | 17 | 135
09.05. | 18 | 135
09.05. | 19 | 135
09.05. | 20 | 135
09.05. | 21 | 135
09.05. | 22 | 135
09.05. | 23 | 135
09.05. | 24 | 135
10.05. | 1 | 135
10.05. | 2 | 135
10.05. | 3 | 135
10.05. | 4 | 135
10.05. | 5 | 135
10.05. | 6 | 135
10.05. | 7 | 135
10.05. | 8 | 135
10.05. | 9 | 135
10.05. | 10 | 135
10.05. | 11 | 135
10.05. | 12 | 135
10.05. | 13 | 135
10.05. | 14 | 135
10.05. | 15 | 135
10.05. | 16 | 135
10.05. | 17 | 135
10.05. | 18 | 135
10.05. | 19 | 135
10.05. | 20 | 135
10.05. | 21 | 135
10.05. | 22 | 135
10.05. | 23 | 135
10.05. | 24 | 135
11.05. | 1 | 135
11.05. | 2 | 135
11.05. | 3 | 135
11.05. | 4 | 135
11.05. | 5 | 135
11.05. | 6 | 135
11.05. | 7 | 135
11.05. | 8 | 135
11.05. | 9 | 135
11.05. | 10 | 135
11.05. | 11 | 135
11.05. | 12 | 135
11.05. | 13 | 135
11.05. | 14 | 135
11.05. | 15 | 135
11.05. | 16 | 135
11.05. | 17 | 135
11.05. | 18 | 135
11.05. | 19 | 135
11.05. | 20 | 135
11.05. | 21 | 135
11.05. | 22 | 135
11.05. | 23 | 135
11.05. | 24 | 135
12.05. | 1 | 135
12.05. | 2 | 135
12.05. | 3 | 135
12.05. | 4 | 135
12.05. | 5 | 135
12.05. | 6 | 135
12.05. | 7 | 135
12.05. | 8 | 135
12.05. | 9 | 135
12.05. | 10 | 135
12.05. | 11 | 135
12.05. | 12 | 135
12.05. | 13 | 135
12.05. | 14 | 135
12.05. | 15 | 135
12.05. | 16 | 135
12.05. | 17 | 135
12.05. | 18 | 135
12.05. | 19 | 135
12.05. | 20 | 135
12.05. | 21 | 135
12.05. | 22 | 135
12.05. | 23 | 135
12.05. | 24 | 135
13.05. | 1 | 135
13.05. | 2 | 135
13.05. | 3 | 135
13.05. | 4 | 135
13.05. | 5 | 135
13.05. | 6 | 135
13.05. | 7 | 135
13.05. | 8 | 135
13.05. | 9 | 135
13.05. | 10 | 135
13.05. | 11 | 135
13.05. | 12 | 135
13.05. | 13 | 135
13.05. | 14 | 135
13.05. | 15 | 135
13.05. | 16 | 135
13.05. | 17 | 135
13.05. | 18 | 135
13.05. | 19 | 135
13.05. | 20 | 135
13.05. | 21 | 135
13.05. | 22 | 135
13.05. | 23 | 135
13.05. | 24 | 135
14.05. | 1 | 135
14.05. | 2 | 135
14.05. | 3 | 135
14.05. | 4 | 135
14.05. | 5 | 135
14.05. | 6 | 135
14.05. | 7 | 135
14.05. | 8 | 135
14.05. | 9 | 135
14.05. | 10 | 135
14.05. | 11 | 135
14.05. | 12 | 135
14.05. | 13 | 135
14.05. | 14 | 135
14.05. | 15 | 135
14.05. | 16 | 135
14.05. | 17 | 135
14.05. | 18 | 135
14.05. | 19 | 135
14.05. | 20 | 135
14.05. | 21 | 135
14.05. | 22 | 135
14.05. | 23 | 135
14.05. | 24 | 135
15.05. | 1 | 135
15.05. | 2 | 135
15.05. | 3 | 135
15.05. | 4 | 135
15.05. | 5 | 135
15.05. | 6 | 135
15.05. | 7 | 135
15.05. | 8 | 135
15.05. | 9 | 135
15.05. | 10 | 135
15.05. | 11 | 135
15.05. | 12 | 135
15.05. | 13 | 135
15.05. | 14 | 135
15.05. | 15 | 135
15.05. | 16 | 135
15.05. | 17 | 135
15.05. | 18 | 135
15.05. | 19 | 135
15.05. | 20 | 135
15.05. | 21 | 135
15.05. | 22 | 135
15.05. | 23 | 135
15.05. | 24 | 135
16.05. | 1 | 135
16.05. | 2 | 135
16.05. | 3 | 135
16.05. | 4 | 135
16.05. | 5 | 135
16.05. | 6 | 135
16.05. | 7 | 135
16.05. | 8 | 135
16.05. | 9 | 135
16.05. | 10 | 135
16.05. | 11 | 135
16.05. | 12 | 135
16.05. | 13 | 135
16.05. | 14 | 135
16.05. | 15 | 135
16.05. | 16 | 135
16.05. | 17 | 135
16.05. | 18 | 135
16.05. | 19 | 135
16.05. | 20 | 135
16.05. | 21 | 135
16.05. | 22 | 135
16.05. | 23 | 135
16.05. | 24 | 135
17.05. | 1 | 135
17.05. | 2 | 135
17.05. | 3 | 135
17.05. | 4 | 135
17.05. | 5 | 135
17.05. | 6 | 135
17.05. | 7 | 135
17.05. | 8 | 135
17.05. | 9 | 135
17.05. | 10 | 135
17.05. | 11 | 135
17.05. | 12 | 135
17.05. | 13 | 135
17.05. | 14 | 135
17.05. | 15 | 135
17.05. | 16 | 135
17.05. | 17 | 135
17.05. | 18 | 135
17.05. | 19 | 135
17.05. | 20 | 135
17.05. | 21 | 135
17.05. | 22 | 135
17.05. | 23 | 135
17.05. | 24 | 135
18.05. | 1 | 135
18.05. | 2 | 135
18.05. | 3 | 135
18.05. | 4 | 135
18.05. | 5 | 135
18.05. | 6 | 135
18.05. | 7 | 135
18.05. | 8 | 135
18.05. | 9 | 135
18.05. | 10 | 135
18.05. | 11 | 135
18.05. | 12 | 135
18.05. | 13 | 135
18.05. | 14 | 135
18.05. | 15 | 135
18.05. | 16 | 135
18.05. | 17 | 135
18.05. | 18 | 135
18.05. | 19 | 135
18.05. | 20 | 135
18.05. | 21 | 135
18.05. | 22 | 135
18.05. | 23 | 135
18.05. | 24 | 135
19.05. | 1 | 135
19.05. | 2 | 135
19.05. | 3 | 135
19.05. | 4 | 135
19.05. | 5 | 135
19.05. | 6 | 135
19.05. | 7 | 135
19.05. | 8 | 135
19.05. | 9 | 135
19.05. | 10 | 135
19.05. | 11 | 135
19.05. | 12 | 135
19.05. | 13 | 135
19.05. | 14 | 135
19.05. | 15 | 135
19.05. | 16 | 135
19.05. | 17 | 135
19.05. | 18 | 135
19.05. | 19 | 135
19.05. | 20 | 135
19.05. | 21 | 135
19.05. | 22 | 135
19.05. | 23 | 135
19.05. | 24 | 135
20.05. | 1 | 135
20.05. | 2 | 135
20.05. | 3 | 135
20.05. | 4 | 135
20.05. | 5 | 135
20.05. | 6 | 135
20.05. | 7 | 135
20.05. | 8 | 135
20.05. | 9 | 135
20.05. | 10 | 135
20.05. | 11 | 135
20.05. | 12 | 135
20.05. | 13 | 135
20.05. | 14 | 135
20.05. | 15 | 135
20.05. | 16 | 135
20.05. | 17 | 135
20.05. | 18 | 135
20.05. | 19 | 135
20.05. | 20 | 135
20.05. | 21 | 135
20.05. | 22 | 135
20.05. | 23 | 135
20.05. | 24 | 135
21.05. | 1 | 135
21.05. | 2 | 135
21.05. | 3 | 135
21.05. | 4 | 135
21.05. | 5 | 135
21.05. | 6 | 135
21.05. | 7 | 135
21.05. | 8 | 135
21.05. | 9 | 135
21.05. | 10 | 135
21.05. | 11 | 135
21.05. | 12 | 135
21.05. | 13 | 135
21.05. | 14 | 135
21.05. | 15 | 135
21.05. | 16 | 135
21.05. | 17 | 135
21.05. | 18 | 135
21.05. | 19 | 135
21.05. | 20 | 135
21.05. | 21 | 135
21.05. | 22 | 135
21.05. | 23 | 135
21.05. | 24 | 135
22.05. | 1 | 135
22.05. | 2 | 135
22.05. | 3 | 135
22.05. | 4 | 135
22.05. | 5 | 135
22.05. | 6 | 135
22.05. | 7 | 135
22.05. | 8 | 135
22.05. | 9 | 135
22.05. | 10 | 135
22.05. | 11 | 135
22.05. | 12 | 135
22.05. | 13 | 135
22.05. | 14 | 135
22.05. | 15 | 135
22.05. | 16 | 135
22.05. | 17 | 135
22.05. | 18 | 135
22.05. | 19 | 135
22.05. | 20 | 135
22.05. | 21 | 135
22.05. | 22 | 135
22.05. | 23 | 135
22.05. | 24 | 135
23.05. | 1 | 135
23.05. | 2 | 135
23.05. | 3 | 135
23.05. | 4 | 135
23.05. | 5 | 135
23.05. | 6 | 135
23.05. | 7 | 135
23.05. | 8 | 135
23.05. | 9 | 135
23.05. | 10 | 135
23.05. | 11 | 135
23.05. | 12 | 135
23.05. | 13 | 135
23.05. | 14 | 135
23.05. | 15 | 135
23.05. | 16 | 135
23.05. | 17 | 135
23.05. | 18 | 135
23.05. | 19 | 135
23.05. | 20 | 135
23.05. | 21 | 135
23.05. | 22 | 135
23.05. | 23 | 135
23.05. | 24 | 135
24.05. | 1 | 135
24.05. | 2 | 135
24.05. | 3 | 135
24.05. | 4 | 135
24.05. | 5 | 135
24.05. | 6 | 135
24.05. | 7 | 135
24.05. | 8 | 135
24.05. | 9 | 135
24.05. | 10 | 135
24.05. | 11 | 135
24.05. | 12 | 135
24.05. | 13 | 135
24.05. | 14 | 135
24.05. | 15 | 135
24.05. | 16 | 135
24.05. | 17 | 135
24.05. | 18 | 135
24.05. | 19 | 135
24.05. | 20 | 135
24.05. | 21 | 135
24.05. | 22 | 135
24.05. | 23 | 135
24.05. | 24 | 135
25.05. | 1 | 135
25.05. | 2 | 135
25.05. | 3 | 135
25.05. | 4 | 135
25.05. | 5 | 135
25.05. | 6 | 135
25.05. | 7 | 135
25.05. | 8 | 135
25.05. | 9 | 135
25.05. | 10 | 135
25.05. | 11 | 135
25.05. | 12 | 135
25.05. | 13 | 135
25.05. | 14 | 135
25.05. | 15 | 135
25.05. | 16 | 135
25.05. | 17 | 135
25.05. | 18 | 135
25.05. | 19 | 135
25.05. | 20 | 135
25.05. | 21 | 135
25.05. | 22 | 135
25.05. | 23 | 135
25.05. | 24 | 135
26.05. | 1 | 135
26.05. | 2 | 135
26.05. | 3 | 135
26.05. | 4 | 135
26.05. | 5 | 135
26.05. | 6 | 135
26.05. | 7 | 135
26.05. | 8 | 135
26.05. | 9 | 135
26.05. | 10 | 135
26.05. | 11 | 135
26.05. | 12 | 135
26.05. | 13 | 135
26.05. | 14 | 135
26.05. | 15 | 135
26.05. | 16 | 135
26.05. | 17 | 135
26.05. | 18 | 135
26.05. | 19 | 135
26.05. | 20 | 135
26.05. | 21 | 135
26.05. | 22 | 135
26.05. | 23 | 135
26.05. | 24 | 135
27.05. | 1 | 135
27.05. | 2 | 135
27.05. | 3 | 135
27.05. | 4 | 135
27.05. | 5 | 135
27.05. | 6 | 135
27.05. | 7 | 135
27.05. | 8 | 135
27.05. | 9 | 135
27.05. | 10 | 135
27.05. | 11 | 135
27.05. | 12 | 135
27.05. | 13 | 135
27.05. | 14 | 135
27.05. | 15 | 135
27.05. | 16 | 135
27.05. | 17 | 135
27.05. | 18 | 135
27.05. | 19 | 135
27.05. | 20 | 135
27.05. | 21 | 135
27.05. | 22 | 135
27.05. | 23 | 135
27.05. | 24 | 135
28.05. | 1 | 135
28.05. | 2 | 135
28.05. | 3 | 135
28.05. | 4 | 135
28.05. | 5 | 135
28.05. | 6 | 135
28.05. | 7 | 135
28.05. | 8 | 135
28.05. | 9 | 135
28.05. | 10 | 135
28.05. | 11 | 135
28.05. | 12 | 135
28.05. | 13 | 135
28.05. | 14 | 135
28.05. | 15 | 135
28.05. | 16 | 135
28.05. | 17 | 135
28.05. | 18 | 135
28.05. | 19 | 135
28.05. | 20 | 135
28.05. | 21 | 135
28.05. | 22 | 135
28.05. | 23 | 135
28.05. | 24 | 135
29.05. | 1 | 135
29.05. | 2 | 135
29.05. | 3 | 135
29.05. | 4 | 135
29.05. | 5 | 135
29.05. | 6 | 135
29.05. | 7 | 135
29.05. | 8 | 135
29.05. | 9 | 135
29.05. | 10 | 135
29.05. | 11 | 135
29.05. | 12 | 135
29.05. | 13 | 135
29.05. | 14 | 135
29.05. | 15 | 135
29.05. | 16 | 135
29.05. | 17 | 135
29.05. | 18 | 135
29.05. | 19 | 135
29.05. | 20 | 135
29.05. | 21 | 135
29.05. | 22 | 135
29.05. | 23 | 135
29.05. | 24 | 135
30.05. | 1 | 135
30.05. | 2 | 135
30.05. | 3 | 135
30.05. | 4 | 135
30.05. | 5 | 135
30.05. | 6 | 135
30.05. | 7 | 135
30.05. | 8 | 135
30.05. | 9 | 135
30.05. | 10 | 135
30.05. | 11 | 135
30.05. | 12 | 135
30.05. | 13 | 135
30.05. | 14 | 135
30.05. | 15 | 135
30.05. | 16 | 135
30.05. | 17 | 135
30.05. | 18 | 135
30.05. | 19 | 135
30.05. | 20 | 135
30.05. | 21 | 135
30.05. | 22 | 135
30.05. | 23 | 135
30.05. | 24 | 135
31.05. | 1 | 135
31.05. | 2 | 135
31.05. | 3 | 135
31.05. | 4 | 135
31.05. | 5 | 135
31.05. | 6 | 135
31.05. | 7 | 135
31.05. | 8 | 135
31.05. | 9 | 135
31.05. | 10 | 135
31.05. | 11 | 135
31.05. | 12 | 135
31.05. | 13 | 135
31.05. | 14 | 135
31.05. | 15 | 135
31.05. | 16 | 135
31.05. | 17 | 135
31.05. | 18 | 135
31.05. | 19 | 135
31.05. | 20 | 135
31.05. | 21 | 135
31.05. | 22 | 135
31.05. | 23 | 135
31.05. | 24 | 135
01.06. | 1 | 135
01.06. | 2 | 135
01.06. | 3 | 135
01.06. | 4 | 135
01.06. | 5 | 135
01.06. | 6 | 135
01.06. | 7 | 135
01.06. | 8 | 135
01.06. | 9 | 135
01.06. | 10 | 135
01.06. | 11 | 135
01.06. | 12 | 135
01.06. | 13 | 135
01.06. | 14 | 135
01.06. | 15 | 135
01.06. | 16 | 135
01.06. | 17 | 135
01.06. | 18 | 135
01.06. | 19 | 135
01.06. | 20 | 135
01.06. | 21 | 135
01.06. | 22 | 135
01.06. | 23 | 135
01.06. | 24 | 135
02.06. | 1 | 135
02.06. | 2 | 135
02.06. | 3 | 135
02.06. | 4 | 135
02.06. | 5 | 135
02.06. | 6 | 135
02.06. | 7 | 135
02.06. | 8 | 135
02.06. | 9 | 135
02.06. | 10 | 135
02.06. | 11 | 135
02.06. | 12 | 135
02.06. | 13 | 135
02.06. | 14 | 135
02.06. | 15 | 135
02.06. | 16 | 135
02.06. | 17 | 135
02.06. | 18 | 135
02.06. | 19 | 135
02.06. | 20 | 135
02.06. | 21 | 135
02.06. | 22 | 135
02.06. | 23 | 135
02.06. | 24 | 135
03.06. | 1 | 135
03.06. | 2 | 135
03.06. | 3 | 135
03.06. | 4 | 135
03.06. | 5 | 135
03.06. | 6 | 135
03.06. | 7 | 135
03.06. | 8 | 135
03.06. | 9 | 135
03.06. | 10 | 135
03.06. | 11 | 135
03.06. | 12 | 135
03.06. | 13 | 135
03.06. | 14 | 135
03.06. | 15 | 135
03.06. | 16 | 135
03.06. | 17 | 135
03.06. | 18 | 135
03.06. | 19 | 135
03.06. | 20 | 135
03.06. | 21 | 135
03.06. | 22 | 135
03.06. | 23 | 135
03.06. | 24 | 135
04.06. | 1 | 135
04.06. | 2 | 135
04.06. | 3 | 135
04.06. | 4 | 135
04.06. | 5 | 135
04.06. | 6 | 135
04.06. | 7 | 135
04.06. | 8 | 135
04.06. | 9 | 135
04.06. | 10 | 135
04.06. | 11 | 135
04.06. | 12 | 135
04.06. | 13 | 135
04.06. | 14 | 135
04.06. | 15 | 135
04.06. | 16 | 135
04.06. | 17 | 135
04.06. | 18 | 135
04.06. | 19 | 135
04.06. | 20 | 135
04.06. | 21 | 135
04.06. | 22 | 135
04.06. | 23 | 135
04.06. | 24 | 135
05.06. | 1 | 135
05.06. | 2 | 135
05.06. | 3 | 135
05.06. | 4 | 135
05.06. | 5 | 135
05.06. | 6 | 135
05.06. | 7 | 135
05.06. | 8 | 135
05.06. | 9 | 135
05.06. | 10 | 135
05.06. | 11 | 135
05.06. | 12 | 135
05.06. | 13 | 135
05.06. | 14 | 135
05.06. | 15 | 135
05.06. | 16 | 135
05.06. | 17 | 135
05.06. | 18 | 135
05.06. | 19 | 135
05.06. | 20 | 135
05.06. | 21 | 135
05.06. | 22 | 135
05.06. | 23 | 135
05.06. | 24 | 135
06.06. | 1 | 135
06.06. | 2 | 135
06.06. | 3 | 135
06.06. | 4 | 135
06.06. | 5 | 135
06.06. | 6 | 135
06.06. | 7 | 135
06.06. | 8 | 135
06.06. | 9 | 135
06.06. | 10 | 135
06.06. | 11 | 135
06.06. | 12 | 135
06.06. | 13 | 135
06.06. | 14 | 135
06.06. | 15 | 135
06.06. | 16 | 135
06.06. | 17 | 135
06.06. | 18 | 135
06.06. | 19 | 135
06.06. | 20 | 135
06.06. | 21 | 135
06.06. | 22 | 135
06.06. | 23 | 135
06.06. | 24 | 135
07.06. | 1 | 135
07.06. | 2 | 135
07.06. | 3 | 135
07.06. | 4 | 135
07.06. | 5 | 135
07.06. | 6 | 135
07.06. | 7 | 135
07.06. | 8 | 135
07.06. | 9 | 135
07.06. | 10 | 135
07.06. | 11 | 135
07.06. | 12 | 135
07.06. | 13 | 135
07.06. | 14 | 135
07.06. | 15 | 135
07.06. | 16 | 135
07.06. | 17 | 135
07.06. | 18 | 135
07.06. | 19 | 135
07.06. | 20 | 135
07.06. | 21 | 135
07.06. | 22 | 135
07.06. | 23 | 135
07.06. | 24 | 135
08.06. | 1 | 135
08.06. | 2 | 135
08.06. | 3 | 135
08.06. | 4 | 135
08.06. | 5 | 135
08.06. | 6 | 135
08.06. | 7 | 135
08.06. | 8 | 135
08.06. | 9 | 135
08.06. | 10 | 135
08.06. | 11 | 135
08.06. | 12 | 135
08.06. | 13 | 135
08.06. | 14 | 135
08.06. | 15 | 135
08.06. | 16 | 135
08.06. | 17 | 135
08.06. | 18 | 135
08.06. | 19 | 135
08.06. | 20 | 135
08.06. | 21 | 135
08.06. | 22 | 135
08.06. | 23 | 135
08.06. | 24 | 135
09.06. | 1 | 135
09.06. | 2 | 135
09.06. | 3 | 135
09.06. | 4 | 135
09.06. | 5 | 135
09.06. | 6 | 135
09.06. | 7 | 135
09.06. | 8 | 135
09.06. | 9 | 135
09.06. | 10 | 135
09.06. | 11 | 135
09.06. | 12 | 135
09.06. | 13 | 135
09.06. | 14 | 135
09.06. | 15 | 135
09.06. | 16 | 135
09.06. | 17 | 135
09.06. | 18 | 135
09.06. | 19 | 135
09.06. | 20 | 135
09.06. | 21 | 135
09.06. | 22 | 135
09.06. | 23 | 135
09.06. | 24 | 135
10.06. | 1 | 135
10.06. | 2 | 135
10.06. | 3 | 135
10.06. | 4 | 135
10.06. | 5 | 135
10.06. | 6 | 135
10.06. | 7 | 135
10.06. | 8 | 135
10.06. | 9 | 135
10.06. | 10 | 135
10.06. | 11 | 135
10.06. | 12 | 135
10.06. | 13 | 135
10.06. | 14 | 135
10.06. | 15 | 135
10.06. | 16 | 135
10.06. | 17 | 135
10.06. | 18 | 135
10.06. | 19 | 135
10.06. | 20 | 135
10.06. | 21 | 135
10.06. | 22 | 135
10.06. | 23 | 135
10.06. | 24 | 135
11.06. | 1 | 135
11.06. | 2 | 135
11.06. | 3 | 135
11.06. | 4 | 135
11.06. | 5 | 135
11.06. | 6 | 135
11.06. | 7 | 135
11.06. | 8 | 135
11.06. | 9 | 135
11.06. | 10 | 135
11.06. | 11 | 135
11.06. | 12 | 135
11.06. | 13 | 135
11.06. | 14 | 135
11.06. | 15 | 135
11.06. | 16 | 135
11.06. | 17 | 135
11.06. | 18 | 135
11.06. | 19 | 135
11.06. | 20 | 135
11.06. | 21 | 135
11.06. | 22 | 135
11.06. | 23 | 135
11.06. | 24 | 135
12.06. | 1 | 135
12.06. | 2 | 135
12.06. | 3 | 135
12.06. | 4 | 135
12.06. | 5 | 135
12.06. | 6 | 135
12.06. | 7 | 135
12.06. | 8 | 135
12.06. | 9 | 135
12.06. | 10 | 135
12.06. | 11 | 135
12.06. | 12 | 135
12.06. | 13 | 135
12.06. | 14 | 135
12.06. | 15 | 135
12.06. | 16 | 135
12.06. | 17 | 135
12.06. | 18 | 135
12.06. | 19 | 135
12.06. | 20 | 135
12.06. | 21 | 135
12.06. | 22 | 135
12.06. | 23 | 135
12.06. | 24 | 135
13.06. | 1 | 135
13.06. | 2 | 135
13.06. | 3 | 135
13.06. | 4 | 135
13.06. | 5 | 135
13.06. | 6 | 135
13.06. | 7 | 135
13.06. | 8 | 135
13.06. | 9 | 135
13.06. | 10 | 135
13.06. | 11 | 135
13.06. | 12 | 135
13.06. | 13 | 135
13.06. | 14 | 135
13.06. | 15 | 135
13.06. | 16 | 135
13.06. | 17 | 135
13.06. | 18 | 135
13.06. | 19 | 135
13.06. | 20 | 135
13.06. | 21 | 135
13.06. | 22 | 135
13.06. | 23 | 135
13.06. | 24 | 135
14.06. | 1 | 135
14.06. | 2 | 135
14.06. | 3 | 135
14.06. | 4 | 135
14.06. | 5 | 135
14.06. | 6 | 135
14.06. | 7 | 135
14.06. | 8 | 135
14.06. | 9 | 135
14.06. | 10 | 135
14.06. | 11 | 135
14.06. | 12 | 135
14.06. | 13 | 135
14.06. | 14 | 135
14.06. | 15 | 135
14.06. | 16 | 135
14.06. | 17 | 135
14.06. | 18 | 135
14.06. | 19 | 135
14.06. | 20 | 135
14.06. | 21 | 135
14.06. | 22 | 135
14.06. | 23 | 135
14.06. | 24 | 135
15.06. | 1 | 135
15.06. | 2 | 135
15.06. | 3 | 135
15.06. | 4 | 135
15.06. | 5 | 135
15.06. | 6 | 135
15.06. | 7 | 135
15.06. | 8 | 135
15.06. | 9 | 135
15.06. | 10 | 135
15.06. | 11 | 135
15.06. | 12 | 135
15.06. | 13 | 135
15.06. | 14 | 135
15.06. | 15 | 135
15.06. | 16 | 135
15.06. | 17 | 135
15.06. | 18 | 135
15.06. | 19 | 135
15.06. | 20 | 135
15.06. | 21 | 135
15.06. | 22 | 135
15.06. | 23 | 135
15.06. | 24 | 135
16.06. | 1 | 135
16.06. | 2 | 135
16.06. | 3 | 135
16.06. | 4 | 135
16.06. | 5 | 135
16.06. | 6 | 135
16.06. | 7 | 135
16.06. | 8 | 135
16.06. | 9 | 135
16.06. | 10 | 135
16.06. | 11 | 135
16.06. | 12 | 135
16.06. | 13 | 135
16.06. | 14 | 135
16.06. | 15 | 135
16.06. | 16 | 135
16.06. | 17 | 135
16.06. | 18 | 135
16.06. | 19 | 135
16.06. | 20 | 135
16.06. | 21 | 135
16.06. | 22 | 135
16.06. | 23 | 135
16.06. | 24 | 135
17.06. | 1 | 135
17.06. | 2 | 135
17.06. | 3 | 135
17.06. | 4 | 135
17.06. | 5 | 135
17.06. | 6 | 135
17.06. | 7 | 135
17.06. | 8 | 135
17.06. | 9 | 135
17.06. | 10 | 135
17.06. | 11 | 135
17.06. | 12 | 135
17.06. | 13 | 135
17.06. | 14 | 135
17.06. | 15 | 135
17.06. | 16 | 135
17.06. | 17 | 135
17.06. | 18 | 135
17.06. | 19 | 135
17.06. | 20 | 135
17.06. | 21 | 135
17.06. | 22 | 135
17.06. | 23 | 135
17.06. | 24 | 135
18.06. | 1 | 135
18.06. | 2 | 135
18.06. | 3 | 135
18.06. | 4 | 135
18.06. | 5 | 135
18.06. | 6 | 135
18.06. | 7 | 135
18.06. | 8 | 135
18.06. | 9 | 135
18.06. | 10 | 135
18.06. | 11 | 135
18.06. | 12 | 135
18.06. | 13 | 135
18.06. | 14 | 135
18.06. | 15 | 135
18.06. | 16 | 135
18.06. | 17 | 135
18.06. | 18 | 135
18.06. | 19 | 135
18.06. | 20 | 135
18.06. | 21 | 135
18.06. | 22 | 135
18.06. | 23 | 135
18.06. | 24 | 135
19.06. | 1 | 135
19.06. | 2 | 135
19.06. | 3 | 135
19.06. | 4 | 135
19.06. | 5 | 135
19.06. | 6 | 135
19.06. | 7 | 135
19.06. | 8 | 135
19.06. | 9 | 135
19.06. | 10 | 135
19.06. | 11 | 135
19.06. | 12 | 135
19.06. | 13 | 135
19.06. | 14 | 135
19.06. | 15 | 135
19.06. | 16 | 135
19.06. | 17 | 135
19.06. | 18 | 135
19.06. | 19 | 135
19.06. | 20 | 135
19.06. | 21 | 135
19.06. | 22 | 135
19.06. | 23 | 135
19.06. | 24 | 135
20.06. | 1 | 135
20.06. | 2 | 135
20.06. | 3 | 135
20.06. | 4 | 135
20.06. | 5 | 135
20.06. | 6 | 135
20.06. | 7 | 135
20.06. | 8 | 135
20.06. | 9 | 135
20.06. | 10 | 135
20.06. | 11 | 135
20.06. | 12 | 135
20.06. | 13 | 135
20.06. | 14 | 135
20.06. | 15 | 135
20.06. | 16 | 135
20.06. | 17 | 135
20.06. | 18 | 135
20.06. | 19 | 135
20.06. | 20 | 135
20.06. | 21 | 135
20.06. | 22 | 135
20.06. | 23 | 135
20.06. | 24 | 135
21.06. | 1 | 135
21.06. | 2 | 135
21.06. | 3 | 135
21.06. | 4 | 135
21.06. | 5 | 135
21.06. | 6 | 135
21.06. | 7 | 135
21.06. | 8 | 135
21.06. | 9 | 135
21.06. | 10 | 135
21.06. | 11 | 135
21.06. | 12 | 135
21.06. | 13 | 135
21.06. | 14 | 135
21.06. | 15 | 135
21.06. | 16 | 135
21.06. | 17 | 135
21.06. | 18 | 135
21.06. | 19 | 135
21.06. | 20 | 135
21.06. | 21 | 135
21.06. | 22 | 135
21.06. | 23 | 135
21.06. | 24 | 135
22.06. | 1 | 135
22.06. | 2 | 135
22.06. | 3 | 135
22.06. | 4 | 135
22.06. | 5 | 135
22.06. | 6 | 135
22.06. | 7 | 135
22.06. | 8 | 135
22.06. | 9 | 135
22.06. | 10 | 135
22.06. | 11 | 135
22.06. | 12 | 135
22.06. | 13 | 135
22.06. | 14 | 135
22.06. | 15 | 135
22.06. | 16 | 135
22.06. | 17 | 135
22.06. | 18 | 135
22.06. | 19 | 135
22.06. | 20 | 135
22.06. | 21 | 135
22.06. | 22 | 135
22.06. | 23 | 135
22.06. | 24 | 135
23.06. | 1 | 135
23.06. | 2 | 135
23.06. | 3 | 135
23.06. | 4 | 135
23.06. | 5 | 135
23.06. | 6 | 135
23.06. | 7 | 135
23.06. | 8 | 135
23.06. | 9 | 135
23.06. | 10 | 135
23.06. | 11 | 135
23.06. | 12 | 135
23.06. | 13 | 135
23.06. | 14 | 135
23.06. | 15 | 135
23.06. | 16 | 135
23.06. | 17 | 135
23.06. | 18 | 135
23.06. | 19 | 135
23.06. | 20 | 135
23.06. | 21 | 135
23.06. | 22 | 135
23.06. | 23 | 135
23.06. | 24 | 135
24.06. | 1 | 135
24.06. | 2 | 135
24.06. | 3 | 135
24.06. | 4 | 135
24.06. | 5 | 135
24.06. | 6 | 135
24.06. | 7 | 135
24.06. | 8 | 135
24.06. | 9 | 135
24.06. | 10 | 135
24.06. | 11 | 135
24.06. | 12 | 135
24.06. | 13 | 135
24.06. | 14 | 135
24.06. | 15 | 135
24.06. | 16 | 135
24.06. | 17 | 135
24.06. | 18 | 135
24.06. | 19 | 135
24.06. | 20 | 135
24.06. | 21 | 135
24.06. | 22 | 135
24.06. | 23 | 135
24.06. | 24 | 135
25.06. | 1 | 135
25.06. | 2 | 135
25.06. | 3 | 135
25.06. | 4 | 135
25.06. | 5 | 135
25.06. | 6 | 135
25.06. | 7 | 135
25.06. | 8 | 135
25.06. | 9 | 135
25.06. | 10 | 135
25.06. | 11 | 135
25.06. | 12 | 135
25.06. | 13 | 135
25.06. | 14 | 135
25.06. | 15 | 135
25.06. | 16 | 135
25.06. | 17 | 135
25.06. | 18 | 135
25.06. | 19 | 135
25.06. | 20 | 135
25.06. | 21 | 135
25.06. | 22 | 135
25.06. | 23 | 135
25.06. | 24 | 135
26.06. | 1 | 135
26.06. | 2 | 135
26.06. | 3 | 135
26.06. | 4 | 135
26.06. | 5 | 135
26.06. | 6 | 135
26.06. | 7 | 135
26.06. | 8 | 135
26.06. | 9 | 135
26.06. | 10 | 135
26.06. | 11 | 135
26.06. | 12 | 135
26.06. | 13 | 135
26.06. | 14 | 135
26.06. | 15 | 135
26.06. | 16 | 135
26.06. | 17 | 135
26.06. | 18 | 135
26.06. | 19 | 135
26.06. | 20 | 135
26.06. | 21 | 135
26.06. | 22 | 135
26.06. | 23 | 135
26.06. | 24 | 135
27.06. | 1 | 135
27.06. | 2 | 135
27.06. | 3 | 135
27.06. | 4 | 135
27.06. | 5 | 135
27.06. | 6 | 135
27.06. | 7 | 135
27.06. | 8 | 135
27.06. | 9 | 135
27.06. | 10 | 135
27.06. | 11 | 135
27.06. | 12 | 135
27.06. | 13 | 135
27.06. | 14 | 135
27.06. | 15 | 135
27.06. | 16 | 135
27.06. | 17 | 135
27.06. | 18 | 135
27.06. | 19 | 135
27.06. | 20 | 135
27.06. | 21 | 135
27.06. | 22 | 135
27.06. | 23 | 135
27.06. | 24 | 135
28.06. | 1 | 135
28.06. | 2 | 135
28.06. | 3 | 135
28.06. | 4 | 135
28.06. | 5 | 135
28.06. | 6 | 135
28.06. | 7 | 135
28.06. | 8 | 135
28.06. | 9 | 135
28.06. | 10 | 135
28.06. | 11 | 135
28.06. | 12 | 135
28.06. | 13 | 135
28.06. | 14 | 135
28.06. | 15 | 135
28.06. | 16 | 135
28.06. | 17 | 135
28.06. | 18 | 135
28.06. | 19 | 135
28.06. | 20 | 135
28.06. | 21 | 135
28.06. | 22 | 135
28.06. | 23 | 135
28.06. | 24 | 135
29.06. | 1 | 135
29.06. | 2 | 135
29.06. | 3 | 135
29.06. | 4 | 135
29.06. | 5 | 135
29.06. | 6 | 135
29.06. | 7 | 135
29.06. | 8 | 135
29.06. | 9 | 135
29.06. | 10 | 135
29.06. | 11 | 135
29.06. | 12 | 135
29.06. | 13 | 135
29.06. | 14 | 135
29.06. | 15 | 135
29.06. | 16 | 135
29.06. | 17 | 135
29.06. | 18 | 135
29.06. | 19 | 135
29.06. | 20 | 135
29.06. | 21 | 135
29.06. | 22 | 135
29.06. | 23 | 135
29.06. | 24 | 135
30.06. | 1 | 135
30.06. | 2 | 135
30.06. | 3 | 135
30.06. | 4 | 135
30.06. | 5 | 135
30.06. | 6 | 135
30.06. | 7 | 135
30.06. | 8 | 135
30.06. | 9 | 135
30.06. | 10 | 135
30.06. | 11 | 135
30.06. | 12 | 135
30.06. | 13 | 135
30.06. | 14 | 135
30.06. | 15 | 135
30.06. | 16 | 135
30.06. | 17 | 135
30.06. | 18 | 135
30.06. | 19 | 135
30.06. | 20 | 135
30.06. | 21 | 135
30.06. | 22 | 135
30.06. | 23 | 135
30.06. | 24 | 135
01.07. | 1 | 135
01.07. | 2 | 135
01.07. | 3 | 135
01.07. | 4 | 135
01.07. | 5 | 135
01.07. | 6 | 135
01.07. | 7 | 135
01.07. | 8 | 135
01.07. | 9 | 135
01.07. | 10 | 135
01.07. | 11 | 135
01.07. | 12 | 135
01.07. | 13 | 135
01.07. | 14 | 135
01.07. | 15 | 135
01.07. | 16 | 135
01.07. | 17 | 135
01.07. | 18 | 135
01.07. | 19 | 135
01.07. | 20 | 135
01.07. | 21 | 135
01.07. | 22 | 135
01.07. | 23 | 135
01.07. | 24 | 135
02.07. | 1 | 135
02.07. | 2 | 135
02.07. | 3 | 135
02.07. | 4 | 135
02.07. | 5 | 135
02.07. | 6 | 135
02.07. | 7 | 135
02.07. | 8 | 135
02.07. | 9 | 135
02.07. | 10 | 135
02.07. | 11 | 135
02.07. | 12 | 135
02.07. | 13 | 135
02.07. | 14 | 135
02.07. | 15 | 135
02.07. | 16 | 135
02.07. | 17 | 135
02.07. | 18 | 135
02.07. | 19 | 135
02.07. | 20 | 135
02.07. | 21 | 135
02.07. | 22 | 135
02.07. | 23 | 135
02.07. | 24 | 135
03.07. | 1 | 135
03.07. | 2 | 135
03.07. | 3 | 135
03.07. | 4 | 135
03.07. | 5 | 135
03.07. | 6 | 135
03.07. | 7 | 135
03.07. | 8 | 135
03.07. | 9 | 135
03.07. | 10 | 135
03.07. | 11 | 135
03.07. | 12 | 135
03.07. | 13 | 135
03.07. | 14 | 135
03.07. | 15 | 135
03.07. | 16 | 135
03.07. | 17 | 135
03.07. | 18 | 135
03.07. | 19 | 135
03.07. | 20 | 135
03.07. | 21 | 135
03.07. | 22 | 135
03.07. | 23 | 135
03.07. | 24 | 135
04.07. | 1 | 135
04.07. | 2 | 135
04.07. | 3 | 135
04.07. | 4 | 135
04.07. | 5 | 135
04.07. | 6 | 135
04.07. | 7 | 135
04.07. | 8 | 135
04.07. | 9 | 135
04.07. | 10 | 135
04.07. | 11 | 135
04.07. | 12 | 135
04.07. | 13 | 135
04.07. | 14 | 135
04.07. | 15 | 135
04.07. | 16 | 135
04.07. | 17 | 135
04.07. | 18 | 135
04.07. | 19 | 135
04.07. | 20 | 135
04.07. | 21 | 135
04.07. | 22 | 135
04.07. | 23 | 135
04.07. | 24 | 135
05.07. | 1 | 135
05.07. | 2 | 135
05.07. | 3 | 135
05.07. | 4 | 135
05.07. | 5 | 135
05.07. | 6 | 135
05.07. | 7 | 135
05.07. | 8 | 135
05.07. | 9 | 135
05.07. | 10 | 135
05.07. | 11 | 135
05.07. | 12 | 135
05.07. | 13 | 135
05.07. | 14 | 135
05.07. | 15 | 135
05.07. | 16 | 135
05.07. | 17 | 135
05.07. | 18 | 135
05.07. | 19 | 135
05.07. | 20 | 135
05.07. | 21 | 135
05.07. | 22 | 135
05.07. | 23 | 135
05.07. | 24 | 135
06.07. | 1 | 135
06.07. | 2 | 135
06.07. | 3 | 135
06.07. | 4 | 135
06.07. | 5 | 135
06.07. | 6 | 135
06.07. | 7 | 135
06.07. | 8 | 135
06.07. | 9 | 135
06.07. | 10 | 135
06.07. | 11 | 135
06.07. | 12 | 135
06.07. | 13 | 135
06.07. | 14 | 135
06.07. | 15 | 135
06.07. | 16 | 135
06.07. | 17 | 135
06.07. | 18 | 135
06.07. | 19 | 135
06.07. | 20 | 135
06.07. | 21 | 135
06.07. | 22 | 135
06.07. | 23 | 135
06.07. | 24 | 135
07.07. | 1 | 135
07.07. | 2 | 135
07.07. | 3 | 135
07.07. | 4 | 135
07.07. | 5 | 135
07.07. | 6 | 135
07.07. | 7 | 135
07.07. | 8 | 135
07.07. | 9 | 135
07.07. | 10 | 135
07.07. | 11 | 135
07.07. | 12 | 135
07.07. | 13 | 135
07.07. | 14 | 135
07.07. | 15 | 135
07.07. | 16 | 135
07.07. | 17 | 135
07.07. | 18 | 135
07.07. | 19 | 135
07.07. | 20 | 135
07.07. | 21 | 135
07.07. | 22 | 135
07.07. | 23 | 135
07.07. | 24 | 135
08.07. | 1 | 135
08.07. | 2 | 135
08.07. | 3 | 135
08.07. | 4 | 135
08.07. | 5 | 135
08.07. | 6 | 135
08.07. | 7 | 135
08.07. | 8 | 135
08.07. | 9 | 135
08.07. | 10 | 135
08.07. | 11 | 135
08.07. | 12 | 135
08.07. | 13 | 135
08.07. | 14 | 135
08.07. | 15 | 135
08.07. | 16 | 135
08.07. | 17 | 135
08.07. | 18 | 135
08.07. | 19 | 135
08.07. | 20 | 135
08.07. | 21 | 135
08.07. | 22 | 135
08.07. | 23 | 135
08.07. | 24 | 135
09.07. | 1 | 135
09.07. | 2 | 135
09.07. | 3 | 135
09.07. | 4 | 135
09.07. | 5 | 135
09.07. | 6 | 135
09.07. | 7 | 135
09.07. | 8 | 135
09.07. | 9 | 135
09.07. | 10 | 135
09.07. | 11 | 135
09.07. | 12 | 135
09.07. | 13 | 135
09.07. | 14 | 135
09.07. | 15 | 135
09.07. | 16 | 135
09.07. | 17 | 135
09.07. | 18 | 135
09.07. | 19 | 135
09.07. | 20 | 135
09.07. | 21 | 135
09.07. | 22 | 135
09.07. | 23 | 135
09.07. | 24 | 135
10.07. | 1 | 135
10.07. | 2 | 135
10.07. | 3 | 135
10.07. | 4 | 135
10.07. | 5 | 135
10.07. | 6 | 135
10.07. | 7 | 135
10.07. | 8 | 135
10.07. | 9 | 135
10.07. | 10 | 135
10.07. | 11 | 135
10.07. | 12 | 135
10.07. | 13 | 135
10.07. | 14 | 135
10.07. | 15 | 135
10.07. | 16 | 135
10.07. | 17 | 135
10.07. | 18 | 135
10.07. | 19 | 135
10.07. | 20 | 135
10.07. | 21 | 135
10.07. | 22 | 135
10.07. | 23 | 135
10.07. | 24 | 135
11.07. | 1 | 135
11.07. | 2 | 135
11.07. | 3 | 135
11.07. | 4 | 135
11.07. | 5 | 135
11.07. | 6 | 135
11.07. | 7 | 135
11.07. | 8 | 135
11.07. | 9 | 135
11.07. | 10 | 135
11.07. | 11 | 135
11.07. | 12 | 135
11.07. | 13 | 135
11.07. | 14 | 135
11.07. | 15 | 135
11.07. | 16 | 135
11.07. | 17 | 135
11.07. | 18 | 135
11.07. | 19 | 135
11.07. | 20 | 135
11.07. | 21 | 135
11.07. | 22 | 135
11.07. | 23 | 135
11.07. | 24 | 135
12.07. | 1 | 135
12.07. | 2 | 135
12.07. | 3 | 135
12.07. | 4 | 135
12.07. | 5 | 135
12.07. | 6 | 135
12.07. | 7 | 135
12.07. | 8 | 135
12.07. | 9 | 135
12.07. | 10 | 135
12.07. | 11 | 135
12.07. | 12 | 135
12.07. | 13 | 135
12.07. | 14 | 135
12.07. | 15 | 135
12.07. | 16 | 135
12.07. | 17 | 135
12.07. | 18 | 135
12.07. | 19 | 135
12.07. | 20 | 135
12.07. | 21 | 135
12.07. | 22 | 135
12.07. | 23 | 135
12.07. | 24 | 135
13.07. | 1 | 135
13.07. | 2 | 135
13.07. | 3 | 135
13.07. | 4 | 135
13.07. | 5 | 135
13.07. | 6 | 135
13.07. | 7 | 135
13.07. | 8 | 135
13.07. | 9 | 135
13.07. | 10 | 135
13.07. | 11 | 135
13.07. | 12 | 135
13.07. | 13 | 135
13.07. | 14 | 135
13.07. | 15 | 135
13.07. | 16 | 135
13.07. | 17 | 135
13.07. | 18 | 135
13.07. | 19 | 135
13.07. | 20 | 135
13.07. | 21 | 135
13.07. | 22 | 135
13.07. | 23 | 135
13.07. | 24 | 135
14.07. | 1 | 135
14.07. | 2 | 135
14.07. | 3 | 135
14.07. | 4 | 135
14.07. | 5 | 135
14.07. | 6 | 135
14.07. | 7 | 135
14.07. | 8 | 135
14.07. | 9 | 135
14.07. | 10 | 135
14.07. | 11 | 135
14.07. | 12 | 135
14.07. | 13 | 135
14.07. | 14 | 135
14.07. | 15 | 135
14.07. | 16 | 135
14.07. | 17 | 135
14.07. | 18 | 135
14.07. | 19 | 135
14.07. | 20 | 135
14.07. | 21 | 135
14.07. | 22 | 135
14.07. | 23 | 135
14.07. | 24 | 135
15.07. | 1 | 135
15.07. | 2 | 135
15.07. | 3 | 135
15.07. | 4 | 135
15.07. | 5 | 135
15.07. | 6 | 135
15.07. | 7 | 135
15.07. | 8 | 135
15.07. | 9 | 135
15.07. | 10 | 135
15.07. | 11 | 135
15.07. | 12 | 135
15.07. | 13 | 135
15.07. | 14 | 135
15.07. | 15 | 135
15.07. | 16 | 135
15.07. | 17 | 135
15.07. | 18 | 135
15.07. | 19 | 135
15.07. | 20 | 135
15.07. | 21 | 135
15.07. | 22 | 135
15.07. | 23 | 135
15.07. | 24 | 135
16.07. | 1 | 135
16.07. | 2 | 135
16.07. | 3 | 135
16.07. | 4 | 135
16.07. | 5 | 135
16.07. | 6 | 135
16.07. | 7 | 135
16.07. | 8 | 135
16.07. | 9 | 135
16.07. | 10 | 135
16.07. | 11 | 135
16.07. | 12 | 135
16.07. | 13 | 135
16.07. | 14 | 135
16.07. | 15 | 135
16.07. | 16 | 135
16.07. | 17 | 135
16.07. | 18 | 135
16.07. | 19 | 135
16.07. | 20 | 135
16.07. | 21 | 135
16.07. | 22 | 135
16.07. | 23 | 135
16.07. | 24 | 135
17.07. | 1 | 135
17.07. | 2 | 135
17.07. | 3 | 135
17.07. | 4 | 135
17.07. | 5 | 135
17.07. | 6 | 135
17.07. | 7 | 135
17.07. | 8 | 135
17.07. | 9 | 135
17.07. | 10 | 135
17.07. | 11 | 135
17.07. | 12 | 135
17.07. | 13 | 135
17.07. | 14 | 135
17.07. | 15 | 135
17.07. | 16 | 135
17.07. | 17 | 135
17.07. | 18 | 135
17.07. | 19 | 135
17.07. | 20 | 135
17.07. | 21 | 135
17.07. | 22 | 135
17.07. | 23 | 135
17.07. | 24 | 135
18.07. | 1 | 135
18.07. | 2 | 135
18.07. | 3 | 135
18.07. | 4 | 135
18.07. | 5 | 135
18.07. | 6 | 135
18.07. | 7 | 135
18.07. | 8 | 135
18.07. | 9 | 135
18.07. | 10 | 135
18.07. | 11 | 135
18.07. | 12 | 135
18.07. | 13 | 135
18.07. | 14 | 135
18.07. | 15 | 135
18.07. | 16 | 135
18.07. | 17 | 135
18.07. | 18 | 135
18.07. | 19 | 135
18.07. | 20 | 135
18.07. | 21 | 135
18.07. | 22 | 135
18.07. | 23 | 135
18.07. | 24 | 135
19.07. | 1 | 135
19.07. | 2 | 135
19.07. | 3 | 135
19.07. | 4 | 135
19.07. | 5 | 135
19.07. | 6 | 135
19.07. | 7 | 135
19.07. | 8 | 135
19.07. | 9 | 135
19.07. | 10 | 135
19.07. | 11 | 135
19.07. | 12 | 135
19.07. | 13 | 135
19.07. | 14 | 135
19.07. | 15 | 135
19.07. | 16 | 135
19.07. | 17 | 135
19.07. | 18 | 135
19.07. | 19 | 135
19.07. | 20 | 135
19.07. | 21 | 135
19.07. | 22 | 135
19.07. | 23 | 135
19.07. | 24 | 135
20.07. | 1 | 135
20.07. | 2 | 135
20.07. | 3 | 135
20.07. | 4 | 135
20.07. | 5 | 135
20.07. | 6 | 135
20.07. | 7 | 135
20.07. | 8 | 135
20.07. | 9 | 135
20.07. | 10 | 135
20.07. | 11 | 135
20.07. | 12 | 135
20.07. | 13 | 135
20.07. | 14 | 135
20.07. | 15 | 135
20.07. | 16 | 135
20.07. | 17 | 135
20.07. | 18 | 135
20.07. | 19 | 135
20.07. | 20 | 135
20.07. | 21 | 135
20.07. | 22 | 135
20.07. | 23 | 135
20.07. | 24 | 135
21.07. | 1 | 135
21.07. | 2 | 135
21.07. | 3 | 135
21.07. | 4 | 135
21.07. | 5 | 135
21.07. | 6 | 135
21.07. | 7 | 135
21.07. | 8 | 135
21.07. | 9 | 135
21.07. | 10 | 135
21.07. | 11 | 135
21.07. | 12 | 135
21.07. | 13 | 135
21.07. | 14 | 135
21.07. | 15 | 135
21.07. | 16 | 135
21.07. | 17 | 135
21.07. | 18 | 135
21.07. | 19 | 135
21.07. | 20 | 135
21.07. | 21 | 135
21.07. | 22 | 135
21.07. | 23 | 135
21.07. | 24 | 135
22.07. | 1 | 135
22.07. | 2 | 135
22.07. | 3 | 135
22.07. | 4 | 135
22.07. | 5 | 135
22.07. | 6 | 135
22.07. | 7 | 135
22.07. | 8 | 135
22.07. | 9 | 135
22.07. | 10 | 135
22.07. | 11 | 135
22.07. | 12 | 135
22.07. | 13 | 135
22.07. | 14 | 135
22.07. | 15 | 135
22.07. | 16 | 135
22.07. | 17 | 135
22.07. | 18 | 135
22.07. | 19 | 135
22.07. | 20 | 135
22.07. | 21 | 135
22.07. | 22 | 135
22.07. | 23 | 135
22.07. | 24 | 135
23.07. | 1 | 135
23.07. | 2 | 135
23.07. | 3 | 135
23.07. | 4 | 135
23.07. | 5 | 135
23.07. | 6 | 135
23.07. | 7 | 135
23.07. | 8 | 135
23.07. | 9 | 135
23.07. | 10 | 135
23.07. | 11 | 135
23.07. | 12 | 135
23.07. | 13 | 135
23.07. | 14 | 135
23.07. | 15 | 135
23.07. | 16 | 135
23.07. | 17 | 135
23.07. | 18 | 135
23.07. | 19 | 135
23.07. | 20 | 135
23.07. | 21 | 135
23.07. | 22 | 135
23.07. | 23 | 135
23.07. | 24 | 135
24.07. | 1 | 135
24.07. | 2 | 135
24.07. | 3 | 135
24.07. | 4 | 135
24.07. | 5 | 135
24.07. | 6 | 135
24.07. | 7 | 135
24.07. | 8 | 135
24.07. | 9 | 135
24.07. | 10 | 135
24.07. | 11 | 135
24.07. | 12 | 135
24.07. | 13 | 135
24.07. | 14 | 135
24.07. | 15 | 135
24.07. | 16 | 135
24.07. | 17 | 135
24.07. | 18 | 135
24.07. | 19 | 135
24.07. | 20 | 135
24.07. | 21 | 135
24.07. | 22 | 135
24.07. | 23 | 135
24.07. | 24 | 135
25.07. | 1 | 135
25.07. | 2 | 135
25.07. | 3 | 135
25.07. | 4 | 135
25.07. | 5 | 135
25.07. | 6 | 135
25.07. | 7 | 135
25.07. | 8 | 135
25.07. | 9 | 135
25.07. | 10 | 135
25.07. | 11 | 135
25.07. | 12 | 135
25.07. | 13 | 135
25.07. | 14 | 135
25.07. | 15 | 135
25.07. | 16 | 135
25.07. | 17 | 135
25.07. | 18 | 135
25.07. | 19 | 135
25.07. | 20 | 135
25.07. | 21 | 135
25.07. | 22 | 135
25.07. | 23 | 135
25.07. | 24 | 135
26.07. | 1 | 135
26.07. | 2 | 135
26.07. | 3 | 135
26.07. | 4 | 135
26.07. | 5 | 135
26.07. | 6 | 135
26.07. | 7 | 135
26.07. | 8 | 135
26.07. | 9 | 135
26.07. | 10 | 135
26.07. | 11 | 135
26.07. | 12 | 135
26.07. | 13 | 135
26.07. | 14 | 135
26.07. | 15 | 135
26.07. | 16 | 135
26.07. | 17 | 135
26.07. | 18 | 135
26.07. | 19 | 135
26.07. | 20 | 135
26.07. | 21 | 135
26.07. | 22 | 135
26.07. | 23 | 135
26.07. | 24 | 135
27.07. | 1 | 135
27.07. | 2 | 135
27.07. | 3 | 135
27.07. | 4 | 135
27.07. | 5 | 135
27.07. | 6 | 135
27.07. | 7 | 135
27.07. | 8 | 135
27.07. | 9 | 135
27.07. | 10 | 135
27.07. | 11 | 135
27.07. | 12 | 135
27.07. | 13 | 135
27.07. | 14 | 135
27.07. | 15 | 135
27.07. | 16 | 135
27.07. | 17 | 135
27.07. | 18 | 135
27.07. | 19 | 135
27.07. | 20 | 135
27.07. | 21 | 135
27.07. | 22 | 135
27.07. | 23 | 135
27.07. | 24 | 135
28.07. | 1 | 135
28.07. | 2 | 135
28.07. | 3 | 135
28.07. | 4 | 135
28.07. | 5 | 135
28.07. | 6 | 135
28.07. | 7 | 135
28.07. | 8 | 135
28.07. | 9 | 135
28.07. | 10 | 135
28.07. | 11 | 135
28.07. | 12 | 135
28.07. | 13 | 135
28.07. | 14 | 135
28.07. | 15 | 135
28.07. | 16 | 135
28.07. | 17 | 135
28.07. | 18 | 135
28.07. | 19 | 135
28.07. | 20 | 135
28.07. | 21 | 135
28.07. | 22 | 135
28.07. | 23 | 135
28.07. | 24 | 135
29.07. | 1 | 135
29.07. | 2 | 135
29.07. | 3 | 135
29.07. | 4 | 135
29.07. | 5 | 135
29.07. | 6 | 135
29.07. | 7 | 135
29.07. | 8 | 135
29.07. | 9 | 135
29.07. | 10 | 135
29.07. | 11 | 135
29.07. | 12 | 135
29.07. | 13 | 135
29.07. | 14 | 135
29.07. | 15 | 135
29.07. | 16 | 135
29.07. | 17 | 135
29.07. | 18 | 135
29.07. | 19 | 135
29.07. | 20 | 135
29.07. | 21 | 135
29.07. | 22 | 135
29.07. | 23 | 135
29.07. | 24 | 135
30.07. | 1 | 135
30.07. | 2 | 135
30.07. | 3 | 135
30.07. | 4 | 135
30.07. | 5 | 135
30.07. | 6 | 135
30.07. | 7 | 135
30.07. | 8 | 135
30.07. | 9 | 135
30.07. | 10 | 135
30.07. | 11 | 135
30.07. | 12 | 135
30.07. | 13 | 135
30.07. | 14 | 135
30.07. | 15 | 135
30.07. | 16 | 135
30.07. | 17 | 135
30.07. | 18 | 135
30.07. | 19 | 135
30.07. | 20 | 135
30.07. | 21 | 135
30.07. | 22 | 135
30.07. | 23 | 135
30.07. | 24 | 135
31.07. | 1 | 135
31.07. | 2 | 135
31.07. | 3 | 135
31.07. | 4 | 135
31.07. | 5 | 135
31.07. | 6 | 135
31.07. | 7 | 135
31.07. | 8 | 135
31.07. | 9 | 135
31.07. | 10 | 135
31.07. | 11 | 135
31.07. | 12 | 135
31.07. | 13 | 135
31.07. | 14 | 135
31.07. | 15 | 135
31.07. | 16 | 135
31.07. | 17 | 135
31.07. | 18 | 135
31.07. | 19 | 135
31.07. | 20 | 135
31.07. | 21 | 135
31.07. | 22 | 135
31.07. | 23 | 135
31.07. | 24 | 135
01.08. | 1 | 135
01.08. | 2 | 135
01.08. | 3 | 135
01.08. | 4 | 135
01.08. | 5 | 135
01.08. | 6 | 135
01.08. | 7 | 135
01.08. | 8 | 135
01.08. | 9 | 135
01.08. | 10 | 135
01.08. | 11 | 135
01.08. | 12 | 135
01.08. | 13 | 135
01.08. | 14 | 135
01.08. | 15 | 135
01.08. | 16 | 135
01.08. | 17 | 135
01.08. | 18 | 135
01.08. | 19 | 135
01.08. | 20 | 135
01.08. | 21 | 135
01.08. | 22 | 135
01.08. | 23 | 135
01.08. | 24 | 135
02.08. | 1 | 135
02.08. | 2 | 135
02.08. | 3 | 135
02.08. | 4 | 135
02.08. | 5 | 135
02.08. | 6 | 135
02.08. | 7 | 135
02.08. | 8 | 135
02.08. | 9 | 135
02.08. | 10 | 135
02.08. | 11 | 135
02.08. | 12 | 135
02.08. | 13 | 135
02.08. | 14 | 135
02.08. | 15 | 135
02.08. | 16 | 135
02.08. | 17 | 135
02.08. | 18 | 135
02.08. | 19 | 135
02.08. | 20 | 135
02.08. | 21 | 135
02.08. | 22 | 135
02.08. | 23 | 135
02.08. | 24 | 135
03.08. | 1 | 135
03.08. | 2 | 135
03.08. | 3 | 135
03.08. | 4 | 135
03.08. | 5 | 135
03.08. | 6 | 135
03.08. | 7 | 135
03.08. | 8 | 135
03.08. | 9 | 135
03.08. | 10 | 135
03.08. | 11 | 135
03.08. | 12 | 135
03.08. | 13 | 135
03.08. | 14 | 135
03.08. | 15 | 135
03.08. | 16 | 135
03.08. | 17 | 135
03.08. | 18 | 135
03.08. | 19 | 135
03.08. | 20 | 135
03.08. | 21 | 135
03.08. | 22 | 135
03.08. | 23 | 135
03.08. | 24 | 135
04.08. | 1 | 135
04.08. | 2 | 135
04.08. | 3 | 135
04.08. | 4 | 135
04.08. | 5 | 135
04.08. | 6 | 135
04.08. | 7 | 135
04.08. | 8 | 135
04.08. | 9 | 135
04.08. | 10 | 135
04.08. | 11 | 135
04.08. | 12 | 135
04.08. | 13 | 135
04.08. | 14 | 135
04.08. | 15 | 135
04.08. | 16 | 135
04.08. | 17 | 135
04.08. | 18 | 135
04.08. | 19 | 135
04.08. | 20 | 135
04.08. | 21 | 135
04.08. | 22 | 135
04.08. | 23 | 135
04.08. | 24 | 135
05.08. | 1 | 135
05.08. | 2 | 135
05.08. | 3 | 135
05.08. | 4 | 135
05.08. | 5 | 135
05.08. | 6 | 135
05.08. | 7 | 135
05.08. | 8 | 135
05.08. | 9 | 135
05.08. | 10 | 135
05.08. | 11 | 135
05.08. | 12 | 135
05.08. | 13 | 135
05.08. | 14 | 135
05.08. | 15 | 135
05.08. | 16 | 135
05.08. | 17 | 135
05.08. | 18 | 135
05.08. | 19 | 135
05.08. | 20 | 135
05.08. | 21 | 135
05.08. | 22 | 135
05.08. | 23 | 135
05.08. | 24 | 135
06.08. | 1 | 135
06.08. | 2 | 135
06.08. | 3 | 135
06.08. | 4 | 135
06.08. | 5 | 135
06.08. | 6 | 135
06.08. | 7 | 135
06.08. | 8 | 135
06.08. | 9 | 135
06.08. | 10 | 135
06.08. | 11 | 135
06.08. | 12 | 135
06.08. | 13 | 135
06.08. | 14 | 135
06.08. | 15 | 135
06.08. | 16 | 135
06.08. | 17 | 135
06.08. | 18 | 135
06.08. | 19 | 135
06.08. | 20 | 135
06.08. | 21 | 135
06.08. | 22 | 135
06.08. | 23 | 135
06.08. | 24 | 135
07.08. | 1 | 135
07.08. | 2 | 135
07.08. | 3 | 135
07.08. | 4 | 135
07.08. | 5 | 135
07.08. | 6 | 135
07.08. | 7 | 135
07.08. | 8 | 135
07.08. | 9 | 135
07.08. | 10 | 135
07.08. | 11 | 135
07.08. | 12 | 135
07.08. | 13 | 135
07.08. | 14 | 135
07.08. | 15 | 135
07.08. | 16 | 135
07.08. | 17 | 135
07.08. | 18 | 135
07.08. | 19 | 135
07.08. | 20 | 135
07.08. | 21 | 135
07.08. | 22 | 135
07.08. | 23 | 135
07.08. | 24 | 135
08.08. | 1 | 135
08.08. | 2 | 135
08.08. | 3 | 135
08.08. | 4 | 135
08.08. | 5 | 135
08.08. | 6 | 135
08.08. | 7 | 135
08.08. | 8 | 135
08.08. | 9 | 135
08.08. | 10 | 135
08.08. | 11 | 135
08.08. | 12 | 135
08.08. | 13 | 135
08.08. | 14 | 135
08.08. | 15 | 135
08.08. | 16 | 135
08.08. | 17 | 135
08.08. | 18 | 135
08.08. | 19 | 135
08.08. | 20 | 135
08.08. | 21 | 135
08.08. | 22 | 135
08.08. | 23 | 135
08.08. | 24 | 135
09.08. | 1 | 135
09.08. | 2 | 135
09.08. | 3 | 135
09.08. | 4 | 135
09.08. | 5 | 135
09.08. | 6 | 135
09.08. | 7 | 135
09.08. | 8 | 135
09.08. | 9 | 135
09.08. | 10 | 135
09.08. | 11 | 135
09.08. | 12 | 135
09.08. | 13 | 135
09.08. | 14 | 135
09.08. | 15 | 135
09.08. | 16 | 135
09.08. | 17 | 135
09.08. | 18 | 135
09.08. | 19 | 135
09.08. | 20 | 135
09.08. | 21 | 135
09.08. | 22 | 135
09.08. | 23 | 135
09.08. | 24 | 135
10.08. | 1 | 135
10.08. | 2 | 135
10.08. | 3 | 135
10.08. | 4 | 135
10.08. | 5 | 135
10.08. | 6 | 135
10.08. | 7 | 135
10.08. | 8 | 135
10.08. | 9 | 135
10.08. | 10 | 135
10.08. | 11 | 135
10.08. | 12 | 135
10.08. | 13 | 135
10.08. | 14 | 135
10.08. | 15 | 135
10.08. | 16 | 135
10.08. | 17 | 135
10.08. | 18 | 135
10.08. | 19 | 135
10.08. | 20 | 135
10.08. | 21 | 135
10.08. | 22 | 135
10.08. | 23 | 135
10.08. | 24 | 135
11.08. | 1 | 135
11.08. | 2 | 135
11.08. | 3 | 135
11.08. | 4 | 135
11.08. | 5 | 135
11.08. | 6 | 135
11.08. | 7 | 135
11.08. | 8 | 135
11.08. | 9 | 135
11.08. | 10 | 135
11.08. | 11 | 135
11.08. | 12 | 135
11.08. | 13 | 135
11.08. | 14 | 135
11.08. | 15 | 135
11.08. | 16 | 135
11.08. | 17 | 135
11.08. | 18 | 135
11.08. | 19 | 135
11.08. | 20 | 135
11.08. | 21 | 135
11.08. | 22 | 135
11.08. | 23 | 135
11.08. | 24 | 135
12.08. | 1 | 135
12.08. | 2 | 135
12.08. | 3 | 135
12.08. | 4 | 135
12.08. | 5 | 135
12.08. | 6 | 135
12.08. | 7 | 135
12.08. | 8 | 135
12.08. | 9 | 135
12.08. | 10 | 135
12.08. | 11 | 135
12.08. | 12 | 135
12.08. | 13 | 135
12.08. | 14 | 135
12.08. | 15 | 135
12.08. | 16 | 135
12.08. | 17 | 135
12.08. | 18 | 135
12.08. | 19 | 135
12.08. | 20 | 135
12.08. | 21 | 135
12.08. | 22 | 135
12.08. | 23 | 135
12.08. | 24 | 135
13.08. | 1 | 135
13.08. | 2 | 135
13.08. | 3 | 135
13.08. | 4 | 135
13.08. | 5 | 135
13.08. | 6 | 135
13.08. | 7 | 135
13.08. | 8 | 135
13.08. | 9 | 135
13.08. | 10 | 135
13.08. | 11 | 135
13.08. | 12 | 135
13.08. | 13 | 135
13.08. | 14 | 135
13.08. | 15 | 135
13.08. | 16 | 135
13.08. | 17 | 135
13.08. | 18 | 135
13.08. | 19 | 135
13.08. | 20 | 135
13.08. | 21 | 135
13.08. | 22 | 135
13.08. | 23 | 135
13.08. | 24 | 135
14.08. | 1 | 135
14.08. | 2 | 135
14.08. | 3 | 135
14.08. | 4 | 135
14.08. | 5 | 135
14.08. | 6 | 135
14.08. | 7 | 135
14.08. | 8 | 135
14.08. | 9 | 135
14.08. | 10 | 135
14.08. | 11 | 135
14.08. | 12 | 135
14.08. | 13 | 135
14.08. | 14 | 135
14.08. | 15 | 135
14.08. | 16 | 135
14.08. | 17 | 135
14.08. | 18 | 135
14.08. | 19 | 135
14.08. | 20 | 135
14.08. | 21 | 135
14.08. | 22 | 135
14.08. | 23 | 135
14.08. | 24 | 135
15.08. | 1 | 135
15.08. | 2 | 135
15.08. | 3 | 135
15.08. | 4 | 135
15.08. | 5 | 135
15.08. | 6 | 135
15.08. | 7 | 135
15.08. | 8 | 135
15.08. | 9 | 135
15.08. | 10 | 135
15.08. | 11 | 135
15.08. | 12 | 135
15.08. | 13 | 135
15.08. | 14 | 135
15.08. | 15 | 135
15.08. | 16 | 135
15.08. | 17 | 135
15.08. | 18 | 135
15.08. | 19 | 135
15.08. | 20 | 135
15.08. | 21 | 135
15.08. | 22 | 135
15.08. | 23 | 135
15.08. | 24 | 135
16.08. | 1 | 135
16.08. | 2 | 135
16.08. | 3 | 135
16.08. | 4 | 135
16.08. | 5 | 135
16.08. | 6 | 135
16.08. | 7 | 135
16.08. | 8 | 135
16.08. | 9 | 135
16.08. | 10 | 135
16.08. | 11 | 135
16.08. | 12 | 135
16.08. | 13 | 135
16.08. | 14 | 135
16.08. | 15 | 135
16.08. | 16 | 135
16.08. | 17 | 135
16.08. | 18 | 135
16.08. | 19 | 135
16.08. | 20 | 135
16.08. | 21 | 135
16.08. | 22 | 135
16.08. | 23 | 135
16.08. | 24 | 135
17.08. | 1 | 135
17.08. | 2 | 135
17.08. | 3 | 135
17.08. | 4 | 135
17.08. | 5 | 135
17.08. | 6 | 135
17.08. | 7 | 135
17.08. | 8 | 135
17.08. | 9 | 135
17.08. | 10 | 135
17.08. | 11 | 135
17.08. | 12 | 135
17.08. | 13 | 135
17.08. | 14 | 135
17.08. | 15 | 135
17.08. | 16 | 135
17.08. | 17 | 135
17.08. | 18 | 135
17.08. | 19 | 135
17.08. | 20 | 135
17.08. | 21 | 135
17.08. | 22 | 135
17.08. | 23 | 135
17.08. | 24 | 135
18.08. | 1 | 135
18.08. | 2 | 135
18.08. | 3 | 135
18.08. | 4 | 135
18.08. | 5 | 135
18.08. | 6 | 135
18.08. | 7 | 135
18.08. | 8 | 135
18.08. | 9 | 135
18.08. | 10 | 135
18.08. | 11 | 135
18.08. | 12 | 135
18.08. | 13 | 135
18.08. | 14 | 135
18.08. | 15 | 135
18.08. | 16 | 135
18.08. | 17 | 135
18.08. | 18 | 135
18.08. | 19 | 135
18.08. | 20 | 135
18.08. | 21 | 135
18.08. | 22 | 135
18.08. | 23 | 135
18.08. | 24 | 135
19.08. | 1 | 135
19.08. | 2 | 135
19.08. | 3 | 135
19.08. | 4 | 135
19.08. | 5 | 135
19.08. | 6 | 135
19.08. | 7 | 135
19.08. | 8 | 135
19.08. | 9 | 135
19.08. | 10 | 135
19.08. | 11 | 135
19.08. | 12 | 135
19.08. | 13 | 135
19.08. | 14 | 135
19.08. | 15 | 135
19.08. | 16 | 135
19.08. | 17 | 135
19.08. | 18 | 135
19.08. | 19 | 135
19.08. | 20 | 135
19.08. | 21 | 135
19.08. | 22 | 135
19.08. | 23 | 135
19.08. | 24 | 135
20.08. | 1 | 135
20.08. | 2 | 135
20.08. | 3 | 135
20.08. | 4 | 135
20.08. | 5 | 135
20.08. | 6 | 135
20.08. | 7 | 135
20.08. | 8 | 135
20.08. | 9 | 135
20.08. | 10 | 135
20.08. | 11 | 135
20.08. | 12 | 135
20.08. | 13 | 135
20.08. | 14 | 135
20.08. | 15 | 135
20.08. | 16 | 135
20.08. | 17 | 135
20.08. | 18 | 135
20.08. | 19 | 135
20.08. | 20 | 135
20.08. | 21 | 135
20.08. | 22 | 135
20.08. | 23 | 135
20.08. | 24 | 135
21.08. | 1 | 135
21.08. | 2 | 135
21.08. | 3 | 135
21.08. | 4 | 135
21.08. | 5 | 135
21.08. | 6 | 135
21.08. | 7 | 135
21.08. | 8 | 135
21.08. | 9 | 135
21.08. | 10 | 135
21.08. | 11 | 135
21.08. | 12 | 135
21.08. | 13 | 135
21.08. | 14 | 135
21.08. | 15 | 135
21.08. | 16 | 135
21.08. | 17 | 135
21.08. | 18 | 135
21.08. | 19 | 135
21.08. | 20 | 135
21.08. | 21 | 135
21.08. | 22 | 135
21.08. | 23 | 135
21.08. | 24 | 135
22.08. | 1 | 135
22.08. | 2 | 135
22.08. | 3 | 135
22.08. | 4 | 135
22.08. | 5 | 135
22.08. | 6 | 135
22.08. | 7 | 135
22.08. | 8 | 135
22.08. | 9 | 135
22.08. | 10 | 135
22.08. | 11 | 135
22.08. | 12 | 135
22.08. | 13 | 135
22.08. | 14 | 135
22.08. | 15 | 135
22.08. | 16 | 135
22.08. | 17 | 135
22.08. | 18 | 135
22.08. | 19 | 135
22.08. | 20 | 135
22.08. | 21 | 135
22.08. | 22 | 135
22.08. | 23 | 135
22.08. | 24 | 135
23.08. | 1 | 135
23.08. | 2 | 135
23.08. | 3 | 135
23.08. | 4 | 135
23.08. | 5 | 135
23.08. | 6 | 135
23.08. | 7 | 135
23.08. | 8 | 135
23.08. | 9 | 135
23.08. | 10 | 135
23.08. | 11 | 135
23.08. | 12 | 135
23.08. | 13 | 135
23.08. | 14 | 135
23.08. | 15 | 135
23.08. | 16 | 135
23.08. | 17 | 135
23.08. | 18 | 135
23.08. | 19 | 135
23.08. | 20 | 135
23.08. | 21 | 135
23.08. | 22 | 135
23.08. | 23 | 135
23.08. | 24 | 135
24.08. | 1 | 135
24.08. | 2 | 135
24.08. | 3 | 135
24.08. | 4 | 135
24.08. | 5 | 135
24.08. | 6 | 135
24.08. | 7 | 135
24.08. | 8 | 135
24.08. | 9 | 135
24.08. | 10 | 135
24.08. | 11 | 135
24.08. | 12 | 135
24.08. | 13 | 135
24.08. | 14 | 135
24.08. | 15 | 135
24.08. | 16 | 135
24.08. | 17 | 135
24.08. | 18 | 135
24.08. | 19 | 135
24.08. | 20 | 135
24.08. | 21 | 135
24.08. | 22 | 135
24.08. | 23 | 135
24.08. | 24 | 135
25.08. | 1 | 135
25.08. | 2 | 135
25.08. | 3 | 135
25.08. | 4 | 135
25.08. | 5 | 135
25.08. | 6 | 135
25.08. | 7 | 135
25.08. | 8 | 135
25.08. | 9 | 135
25.08. | 10 | 135
25.08. | 11 | 135
25.08. | 12 | 135
25.08. | 13 | 135
25.08. | 14 | 135
25.08. | 15 | 135
25.08. | 16 | 135
25.08. | 17 | 135
25.08. | 18 | 135
25.08. | 19 | 135
25.08. | 20 | 135
25.08. | 21 | 135
25.08. | 22 | 135
25.08. | 23 | 135
25.08. | 24 | 135
26.08. | 1 | 135
26.08. | 2 | 135
26.08. | 3 | 135
26.08. | 4 | 135
26.08. | 5 | 135
26.08. | 6 | 135
26.08. | 7 | 135
26.08. | 8 | 135
26.08. | 9 | 135
26.08. | 10 | 135
26.08. | 11 | 135
26.08. | 12 | 135
26.08. | 13 | 135
26.08. | 14 | 135
26.08. | 15 | 135
26.08. | 16 | 135
26.08. | 17 | 135
26.08. | 18 | 135
26.08. | 19 | 135
26.08. | 20 | 135
26.08. | 21 | 135
26.08. | 22 | 135
26.08. | 23 | 135
26.08. | 24 | 135
27.08. | 1 | 135
27.08. | 2 | 135
27.08. | 3 | 135
27.08. | 4 | 135
27.08. | 5 | 135
27.08. | 6 | 135
27.08. | 7 | 135
27.08. | 8 | 135
27.08. | 9 | 135
27.08. | 10 | 135
27.08. | 11 | 135
27.08. | 12 | 135
27.08. | 13 | 135
27.08. | 14 | 135
27.08. | 15 | 135
27.08. | 16 | 135
27.08. | 17 | 135
27.08. | 18 | 135
27.08. | 19 | 135
27.08. | 20 | 135
27.08. | 21 | 135
27.08. | 22 | 135
27.08. | 23 | 135
27.08. | 24 | 135
28.08. | 1 | 135
28.08. | 2 | 135
28.08. | 3 | 135
28.08. | 4 | 135
28.08. | 5 | 135
28.08. | 6 | 135
28.08. | 7 | 135
28.08. | 8 | 135
28.08. | 9 | 135
28.08. | 10 | 135
28.08. | 11 | 135
28.08. | 12 | 135
28.08. | 13 | 135
28.08. | 14 | 135
28.08. | 15 | 135
28.08. | 16 | 135
28.08. | 17 | 135
28.08. | 18 | 135
28.08. | 19 | 135
28.08. | 20 | 135
28.08. | 21 | 135
28.08. | 22 | 135
28.08. | 23 | 135
28.08. | 24 | 135
29.08. | 1 | 135
29.08. | 2 | 135
29.08. | 3 | 135
29.08. | 4 | 135
29.08. | 5 | 135
29.08. | 6 | 135
29.08. | 7 | 135
29.08. | 8 | 135
29.08. | 9 | 135
29.08. | 10 | 135
29.08. | 11 | 135
29.08. | 12 | 135
29.08. | 13 | 135
29.08. | 14 | 135
29.08. | 15 | 135
29.08. | 16 | 135
29.08. | 17 | 135
29.08. | 18 | 135
29.08. | 19 | 135
29.08. | 20 | 135
29.08. | 21 | 135
29.08. | 22 | 135
29.08. | 23 | 135
29.08. | 24 | 135
30.08. | 1 | 135
30.08. | 2 | 135
30.08. | 3 | 135
30.08. | 4 | 135
30.08. | 5 | 135
30.08. | 6 | 135
30.08. | 7 | 135
30.08. | 8 | 135
30.08. | 9 | 135
30.08. | 10 | 135
30.08. | 11 | 135
30.08. | 12 | 135
30.08. | 13 | 135
30.08. | 14 | 135
30.08. | 15 | 135
30.08. | 16 | 135
30.08. | 17 | 135
30.08. | 18 | 135
30.08. | 19 | 135
30.08. | 20 | 135
30.08. | 21 | 135
30.08. | 22 | 135
30.08. | 23 | 135
30.08. | 24 | 135
31.08. | 1 | 135
31.08. | 2 | 135
31.08. | 3 | 135
31.08. | 4 | 135
31.08. | 5 | 135
31.08. | 6 | 135
31.08. | 7 | 135
31.08. | 8 | 135
31.08. | 9 | 135
31.08. | 10 | 135
31.08. | 11 | 135
31.08. | 12 | 135
31.08. | 13 | 135
31.08. | 14 | 135
31.08. | 15 | 135
31.08. | 16 | 135
31.08. | 17 | 135
31.08. | 18 | 135
31.08. | 19 | 135
31.08. | 20 | 135
31.08. | 21 | 135
31.08. | 22 | 135
31.08. | 23 | 135
31.08. | 24 | 135
01.09. | 1 | 135
01.09. | 2 | 135
01.09. | 3 | 135
01.09. | 4 | 135
01.09. | 5 | 135
01.09. | 6 | 135
01.09. | 7 | 135
01.09. | 8 | 135
01.09. | 9 | 135
01.09. | 10 | 135
01.09. | 11 | 135
01.09. | 12 | 135
01.09. | 13 | 135
01.09. | 14 | 135
01.09. | 15 | 135
01.09. | 16 | 135
01.09. | 17 | 135
01.09. | 18 | 135
01.09. | 19 | 135
01.09. | 20 | 135
01.09. | 21 | 135
01.09. | 22 | 135
01.09. | 23 | 135
01.09. | 24 | 135
02.09. | 1 | 135
02.09. | 2 | 135
02.09. | 3 | 135
02.09. | 4 | 135
02.09. | 5 | 135
02.09. | 6 | 135
02.09. | 7 | 135
02.09. | 8 | 135
02.09. | 9 | 135
02.09. | 10 | 135
02.09. | 11 | 135
02.09. | 12 | 135
02.09. | 13 | 135
02.09. | 14 | 135
02.09. | 15 | 135
02.09. | 16 | 135
02.09. | 17 | 135
02.09. | 18 | 135
02.09. | 19 | 135
02.09. | 20 | 135
02.09. | 21 | 135
02.09. | 22 | 135
02.09. | 23 | 135
02.09. | 24 | 135
03.09. | 1 | 135
03.09. | 2 | 135
03.09. | 3 | 135
03.09. | 4 | 135
03.09. | 5 | 135
03.09. | 6 | 135
03.09. | 7 | 135
03.09. | 8 | 135
03.09. | 9 | 135
03.09. | 10 | 135
03.09. | 11 | 135
03.09. | 12 | 135
03.09. | 13 | 135
03.09. | 14 | 135
03.09. | 15 | 135
03.09. | 16 | 135
03.09. | 17 | 135
03.09. | 18 | 135
03.09. | 19 | 135
03.09. | 20 | 135
03.09. | 21 | 135
03.09. | 22 | 135
03.09. | 23 | 135
03.09. | 24 | 135
04.09. | 1 | 135
04.09. | 2 | 135
04.09. | 3 | 135
04.09. | 4 | 135
04.09. | 5 | 135
04.09. | 6 | 135
04.09. | 7 | 135
04.09. | 8 | 135
04.09. | 9 | 135
04.09. | 10 | 135
04.09. | 11 | 135
04.09. | 12 | 135
04.09. | 13 | 135
04.09. | 14 | 135
04.09. | 15 | 135
04.09. | 16 | 135
04.09. | 17 | 135
04.09. | 18 | 135
04.09. | 19 | 135
04.09. | 20 | 135
04.09. | 21 | 135
04.09. | 22 | 135
04.09. | 23 | 135
04.09. | 24 | 135
05.09. | 1 | 135
05.09. | 2 | 135
05.09. | 3 | 135
05.09. | 4 | 135
05.09. | 5 | 135
05.09. | 6 | 135
05.09. | 7 | 135
05.09. | 8 | 135
05.09. | 9 | 135
05.09. | 10 | 135
05.09. | 11 | 135
05.09. | 12 | 135
05.09. | 13 | 135
05.09. | 14 | 135
05.09. | 15 | 135
05.09. | 16 | 135
05.09. | 17 | 135
05.09. | 18 | 135
05.09. | 19 | 135
05.09. | 20 | 135
05.09. | 21 | 135
05.09. | 22 | 135
05.09. | 23 | 135
05.09. | 24 | 135
06.09. | 1 | 135
06.09. | 2 | 135
06.09. | 3 | 135
06.09. | 4 | 135
06.09. | 5 | 135
06.09. | 6 | 135
06.09. | 7 | 135
06.09. | 8 | 135
06.09. | 9 | 135
06.09. | 10 | 135
06.09. | 11 | 135
06.09. | 12 | 135
06.09. | 13 | 135
06.09. | 14 | 135
06.09. | 15 | 135
06.09. | 16 | 135
06.09. | 17 | 135
06.09. | 18 | 135
06.09. | 19 | 135
06.09. | 20 | 135
06.09. | 21 | 135
06.09. | 22 | 135
06.09. | 23 | 135
06.09. | 24 | 135
07.09. | 1 | 135
07.09. | 2 | 135
07.09. | 3 | 135
07.09. | 4 | 135
07.09. | 5 | 135
07.09. | 6 | 135
07.09. | 7 | 135
07.09. | 8 | 135
07.09. | 9 | 135
07.09. | 10 | 135
07.09. | 11 | 135
07.09. | 12 | 135
07.09. | 13 | 135
07.09. | 14 | 135
07.09. | 15 | 135
07.09. | 16 | 135
07.09. | 17 | 135
07.09. | 18 | 135
07.09. | 19 | 135
07.09. | 20 | 135
07.09. | 21 | 135
07.09. | 22 | 135
07.09. | 23 | 135
07.09. | 24 | 135
08.09. | 1 | 135
08.09. | 2 | 135
08.09. | 3 | 135
08.09. | 4 | 135
08.09. | 5 | 135
08.09. | 6 | 135
08.09. | 7 | 135
08.09. | 8 | 135
08.09. | 9 | 135
08.09. | 10 | 135
08.09. | 11 | 135
08.09. | 12 | 135
08.09. | 13 | 135
08.09. | 14 | 135
08.09. | 15 | 135
08.09. | 16 | 135
08.09. | 17 | 135
08.09. | 18 | 135
08.09. | 19 | 135
08.09. | 20 | 135
08.09. | 21 | 135
08.09. | 22 | 135
08.09. | 23 | 135
08.09. | 24 | 135
09.09. | 1 | 135
09.09. | 2 | 135
09.09. | 3 | 135
09.09. | 4 | 135
09.09. | 5 | 135
09.09. | 6 | 135
09.09. | 7 | 135
09.09. | 8 | 135
09.09. | 9 | 135
09.09. | 10 | 135
09.09. | 11 | 135
09.09. | 12 | 135
09.09. | 13 | 135
09.09. | 14 | 135
09.09. | 15 | 135
09.09. | 16 | 135
09.09. | 17 | 135
09.09. | 18 | 135
09.09. | 19 | 135
09.09. | 20 | 135
09.09. | 21 | 135
09.09. | 22 | 135
09.09. | 23 | 135
09.09. | 24 | 135
10.09. | 1 | 135
10.09. | 2 | 135
10.09. | 3 | 135
10.09. | 4 | 135
10.09. | 5 | 135
10.09. | 6 | 135
10.09. | 7 | 135
10.09. | 8 | 135
10.09. | 9 | 135
10.09. | 10 | 135
10.09. | 11 | 135
10.09. | 12 | 135
10.09. | 13 | 135
10.09. | 14 | 135
10.09. | 15 | 135
10.09. | 16 | 135
10.09. | 17 | 135
10.09. | 18 | 135
10.09. | 19 | 135
10.09. | 20 | 135
10.09. | 21 | 135
10.09. | 22 | 135
10.09. | 23 | 135
10.09. | 24 | 135
11.09. | 1 | 135
11.09. | 2 | 135
11.09. | 3 | 135
11.09. | 4 | 135
11.09. | 5 | 135
11.09. | 6 | 135
11.09. | 7 | 135
11.09. | 8 | 135
11.09. | 9 | 135
11.09. | 10 | 135
11.09. | 11 | 135
11.09. | 12 | 135
11.09. | 13 | 135
11.09. | 14 | 135
11.09. | 15 | 135
11.09. | 16 | 135
11.09. | 17 | 135
11.09. | 18 | 135
11.09. | 19 | 135
11.09. | 20 | 135
11.09. | 21 | 135
11.09. | 22 | 135
11.09. | 23 | 135
11.09. | 24 | 135
12.09. | 1 | 135
12.09. | 2 | 135
12.09. | 3 | 135
12.09. | 4 | 135
12.09. | 5 | 135
12.09. | 6 | 135
12.09. | 7 | 135
12.09. | 8 | 135
12.09. | 9 | 135
12.09. | 10 | 135
12.09. | 11 | 135
12.09. | 12 | 135
12.09. | 13 | 135
12.09. | 14 | 135
12.09. | 15 | 135
12.09. | 16 | 135
12.09. | 17 | 135
12.09. | 18 | 135
12.09. | 19 | 135
12.09. | 20 | 135
12.09. | 21 | 135
12.09. | 22 | 135
12.09. | 23 | 135
12.09. | 24 | 135
13.09. | 1 | 135
13.09. | 2 | 135
13.09. | 3 | 135
13.09. | 4 | 135
13.09. | 5 | 135
13.09. | 6 | 135
13.09. | 7 | 135
13.09. | 8 | 135
13.09. | 9 | 135
13.09. | 10 | 135
13.09. | 11 | 135
13.09. | 12 | 135
13.09. | 13 | 135
13.09. | 14 | 135
13.09. | 15 | 135
13.09. | 16 | 135
13.09. | 17 | 135
13.09. | 18 | 135
13.09. | 19 | 135
13.09. | 20 | 135
13.09. | 21 | 135
13.09. | 22 | 135
13.09. | 23 | 135
13.09. | 24 | 135
14.09. | 1 | 135
14.09. | 2 | 135
14.09. | 3 | 135
14.09. | 4 | 135
14.09. | 5 | 135
14.09. | 6 | 135
14.09. | 7 | 135
14.09. | 8 | 135
14.09. | 9 | 135
14.09. | 10 | 135
14.09. | 11 | 135
14.09. | 12 | 135
14.09. | 13 | 135
14.09. | 14 | 135
14.09. | 15 | 135
14.09. | 16 | 135
14.09. | 17 | 135
14.09. | 18 | 135
14.09. | 19 | 135
14.09. | 20 | 135
14.09. | 21 | 135
14.09. | 22 | 135
14.09. | 23 | 135
14.09. | 24 | 135
15.09. | 1 | 135
15.09. | 2 | 135
15.09. | 3 | 135
15.09. | 4 | 135
15.09. | 5 | 135
15.09. | 6 | 135
15.09. | 7 | 135
15.09. | 8 | 135
15.09. | 9 | 135
15.09. | 10 | 135
15.09. | 11 | 135
15.09. | 12 | 135
15.09. | 13 | 135
15.09. | 14 | 135
15.09. | 15 | 135
15.09. | 16 | 135
15.09. | 17 | 135
15.09. | 18 | 135
15.09. | 19 | 135
15.09. | 20 | 135
15.09. | 21 | 135
15.09. | 22 | 135
15.09. | 23 | 135
15.09. | 24 | 135
16.09. | 1 | 135
16.09. | 2 | 135
16.09. | 3 | 135
16.09. | 4 | 135
16.09. | 5 | 135
16.09. | 6 | 135
16.09. | 7 | 135
16.09. | 8 | 135
16.09. | 9 | 135
16.09. | 10 | 135
16.09. | 11 | 135
16.09. | 12 | 135
16.09. | 13 | 135
16.09. | 14 | 135
16.09. | 15 | 135
16.09. | 16 | 135
16.09. | 17 | 135
16.09. | 18 | 135
16.09. | 19 | 135
16.09. | 20 | 135
16.09. | 21 | 135
16.09. | 22 | 135
16.09. | 23 | 135
16.09. | 24 | 135
17.09. | 1 | 135
17.09. | 2 | 135
17.09. | 3 | 135
17.09. | 4 | 135
17.09. | 5 | 135
17.09. | 6 | 135
17.09. | 7 | 135
17.09. | 8 | 135
17.09. | 9 | 135
17.09. | 10 | 135
17.09. | 11 | 135
17.09. | 12 | 135
17.09. | 13 | 135
17.09. | 14 | 135
17.09. | 15 | 135
17.09. | 16 | 135
17.09. | 17 | 135
17.09. | 18 | 135
17.09. | 19 | 135
17.09. | 20 | 135
17.09. | 21 | 135
17.09. | 22 | 135
17.09. | 23 | 135
17.09. | 24 | 135
18.09. | 1 | 135
18.09. | 2 | 135
18.09. | 3 | 135
18.09. | 4 | 135
18.09. | 5 | 135
18.09. | 6 | 135
18.09. | 7 | 135
18.09. | 8 | 135
18.09. | 9 | 135
18.09. | 10 | 135
18.09. | 11 | 135
18.09. | 12 | 135
18.09. | 13 | 135
18.09. | 14 | 135
18.09. | 15 | 135
18.09. | 16 | 135
18.09. | 17 | 135
18.09. | 18 | 135
18.09. | 19 | 135
18.09. | 20 | 135
18.09. | 21 | 135
18.09. | 22 | 135
18.09. | 23 | 135
18.09. | 24 | 135
19.09. | 1 | 135
19.09. | 2 | 135
19.09. | 3 | 135
19.09. | 4 | 135
19.09. | 5 | 135
19.09. | 6 | 135
19.09. | 7 | 135
19.09. | 8 | 135
19.09. | 9 | 135
19.09. | 10 | 135
19.09. | 11 | 135
19.09. | 12 | 135
19.09. | 13 | 135
19.09. | 14 | 135
19.09. | 15 | 135
19.09. | 16 | 135
19.09. | 17 | 135
19.09. | 18 | 135
19.09. | 19 | 135
19.09. | 20 | 135
19.09. | 21 | 135
19.09. | 22 | 135
19.09. | 23 | 135
19.09. | 24 | 135
20.09. | 1 | 135
20.09. | 2 | 135
20.09. | 3 | 135
20.09. | 4 | 135
20.09. | 5 | 135
20.09. | 6 | 135
20.09. | 7 | 135
20.09. | 8 | 135
20.09. | 9 | 135
20.09. | 10 | 135
20.09. | 11 | 135
20.09. | 12 | 135
20.09. | 13 | 135
20.09. | 14 | 135
20.09. | 15 | 135
20.09. | 16 | 135
20.09. | 17 | 135
20.09. | 18 | 135
20.09. | 19 | 135
20.09. | 20 | 135
20.09. | 21 | 135
20.09. | 22 | 135
20.09. | 23 | 135
20.09. | 24 | 135
21.09. | 1 | 135
21.09. | 2 | 135
21.09. | 3 | 135
21.09. | 4 | 135
21.09. | 5 | 135
21.09. | 6 | 135
21.09. | 7 | 135
21.09. | 8 | 135
21.09. | 9 | 135
21.09. | 10 | 135
21.09. | 11 | 135
21.09. | 12 | 135
21.09. | 13 | 135
21.09. | 14 | 135
21.09. | 15 | 135
21.09. | 16 | 135
21.09. | 17 | 135
21.09. | 18 | 135
21.09. | 19 | 135
21.09. | 20 | 135
21.09. | 21 | 135
21.09. | 22 | 135
21.09. | 23 | 135
21.09. | 24 | 135
22.09. | 1 | 135
22.09. | 2 | 135
22.09. | 3 | 135
22.09. | 4 | 135
22.09. | 5 | 135
22.09. | 6 | 135
22.09. | 7 | 135
22.09. | 8 | 135
22.09. | 9 | 135
22.09. | 10 | 135
22.09. | 11 | 135
22.09. | 12 | 135
22.09. | 13 | 135
22.09. | 14 | 135
22.09. | 15 | 135
22.09. | 16 | 135
22.09. | 17 | 135
22.09. | 18 | 135
22.09. | 19 | 135
22.09. | 20 | 135
22.09. | 21 | 135
22.09. | 22 | 135
22.09. | 23 | 135
22.09. | 24 | 135
23.09. | 1 | 135
23.09. | 2 | 135
23.09. | 3 | 135
23.09. | 4 | 135
23.09. | 5 | 135
23.09. | 6 | 135
23.09. | 7 | 135
23.09. | 8 | 135
23.09. | 9 | 135
23.09. | 10 | 135
23.09. | 11 | 135
23.09. | 12 | 135
23.09. | 13 | 135
23.09. | 14 | 135
23.09. | 15 | 135
23.09. | 16 | 135
23.09. | 17 | 135
23.09. | 18 | 135
23.09. | 19 | 135
23.09. | 20 | 135
23.09. | 21 | 135
23.09. | 22 | 135
23.09. | 23 | 135
23.09. | 24 | 135
24.09. | 1 | 135
24.09. | 2 | 135
24.09. | 3 | 135
24.09. | 4 | 135
24.09. | 5 | 135
24.09. | 6 | 135
24.09. | 7 | 135
24.09. | 8 | 135
24.09. | 9 | 135
24.09. | 10 | 135
24.09. | 11 | 135
24.09. | 12 | 135
24.09. | 13 | 135
24.09. | 14 | 135
24.09. | 15 | 135
24.09. | 16 | 135
24.09. | 17 | 135
24.09. | 18 | 135
24.09. | 19 | 135
24.09. | 20 | 135
24.09. | 21 | 135
24.09. | 22 | 135
24.09. | 23 | 135
24.09. | 24 | 135
25.09. | 1 | 135
25.09. | 2 | 135
25.09. | 3 | 135
25.09. | 4 | 135
25.09. | 5 | 135
25.09. | 6 | 135
25.09. | 7 | 135
25.09. | 8 | 135
25.09. | 9 | 135
25.09. | 10 | 135
25.09. | 11 | 135
25.09. | 12 | 135
25.09. | 13 | 135
25.09. | 14 | 135
25.09. | 15 | 135
25.09. | 16 | 135
25.09. | 17 | 135
25.09. | 18 | 135
25.09. | 19 | 135
25.09. | 20 | 135
25.09. | 21 | 135
25.09. | 22 | 135
25.09. | 23 | 135
25.09. | 24 | 135
26.09. | 1 | 135
26.09. | 2 | 135
26.09. | 3 | 135
26.09. | 4 | 135
26.09. | 5 | 135
26.09. | 6 | 135
26.09. | 7 | 135
26.09. | 8 | 135
26.09. | 9 | 135
26.09. | 10 | 135
26.09. | 11 | 135
26.09. | 12 | 135
26.09. | 13 | 135
26.09. | 14 | 135
26.09. | 15 | 135
26.09. | 16 | 135
26.09. | 17 | 135
26.09. | 18 | 135
26.09. | 19 | 135
26.09. | 20 | 135
26.09. | 21 | 135
26.09. | 22 | 135
26.09. | 23 | 135
26.09. | 24 | 135
27.09. | 1 | 135
27.09. | 2 | 135
27.09. | 3 | 135
27.09. | 4 | 135
27.09. | 5 | 135
27.09. | 6 | 135
27.09. | 7 | 135
27.09. | 8 | 135
27.09. | 9 | 135
27.09. | 10 | 135
27.09. | 11 | 135
27.09. | 12 | 135
27.09. | 13 | 135
27.09. | 14 | 135
27.09. | 15 | 135
27.09. | 16 | 135
27.09. | 17 | 135
27.09. | 18 | 135
27.09. | 19 | 135
27.09. | 20 | 135
27.09. | 21 | 135
27.09. | 22 | 135
27.09. | 23 | 135
27.09. | 24 | 135
28.09. | 1 | 135
28.09. | 2 | 135
28.09. | 3 | 135
28.09. | 4 | 135
28.09. | 5 | 135
28.09. | 6 | 135
28.09. | 7 | 135
28.09. | 8 | 135
28.09. | 9 | 135
28.09. | 10 | 135
28.09. | 11 | 135
28.09. | 12 | 135
28.09. | 13 | 135
28.09. | 14 | 135
28.09. | 15 | 135
28.09. | 16 | 135
28.09. | 17 | 135
28.09. | 18 | 135
28.09. | 19 | 135
28.09. | 20 | 135
28.09. | 21 | 135
28.09. | 22 | 135
28.09. | 23 | 135
28.09. | 24 | 135
29.09. | 1 | 135
29.09. | 2 | 135
29.09. | 3 | 135
29.09. | 4 | 135
29.09. | 5 | 135
29.09. | 6 | 135
29.09. | 7 | 135
29.09. | 8 | 135
29.09. | 9 | 135
29.09. | 10 | 135
29.09. | 11 | 135
29.09. | 12 | 135
29.09. | 13 | 135
29.09. | 14 | 135
29.09. | 15 | 135
29.09. | 16 | 135
29.09. | 17 | 135
29.09. | 18 | 135
29.09. | 19 | 135
29.09. | 20 | 135
29.09. | 21 | 135
29.09. | 22 | 135
29.09. | 23 | 135
29.09. | 24 | 135
30.09. | 1 | 135
30.09. | 2 | 135
30.09. | 3 | 135
30.09. | 4 | 135
30.09. | 5 | 135
30.09. | 6 | 135
30.09. | 7 | 135
30.09. | 8 | 135
30.09. | 9 | 135
30.09. | 10 | 135
30.09. | 11 | 135
30.09. | 12 | 135
30.09. | 13 | 135
30.09. | 14 | 135
30.09. | 15 | 135
30.09. | 16 | 135
30.09. | 17 | 135
30.09. | 18 | 135
30.09. | 19 | 135
30.09. | 20 | 135
30.09. | 21 | 135
30.09. | 22 | 135
30.09. | 23 | 135
30.09. | 24 | 135
01.10. | 1 | 135
01.10. | 2 | 135
01.10. | 3 | 135
01.10. | 4 | 135
01.10. | 5 | 135
01.10. | 6 | 135
01.10. | 7 | 135
01.10. | 8 | 135
01.10. | 9 | 135
01.10. | 10 | 135
01.10. | 11 | 135
01.10. | 12 | 135
01.10. | 13 | 135
01.10. | 14 | 135
01.10. | 15 | 135
01.10. | 16 | 135
01.10. | 17 | 135
01.10. | 18 | 135
01.10. | 19 | 135
01.10. | 20 | 135
01.10. | 21 | 135
01.10. | 22 | 135
01.10. | 23 | 135
01.10. | 24 | 135
02.10. | 1 | 135
02.10. | 2 | 135
02.10. | 3 | 135
02.10. | 4 | 135
02.10. | 5 | 135
02.10. | 6 | 135
02.10. | 7 | 135
02.10. | 8 | 135
02.10. | 9 | 135
02.10. | 10 | 135
02.10. | 11 | 135
02.10. | 12 | 135
02.10. | 13 | 135
02.10. | 14 | 135
02.10. | 15 | 135
02.10. | 16 | 135
02.10. | 17 | 135
02.10. | 18 | 135
02.10. | 19 | 135
02.10. | 20 | 135
02.10. | 21 | 135
02.10. | 22 | 135
02.10. | 23 | 135
02.10. | 24 | 135
03.10. | 1 | 135
03.10. | 2 | 135
03.10. | 3 | 135
03.10. | 4 | 135
03.10. | 5 | 135
03.10. | 6 | 135
03.10. | 7 | 135
03.10. | 8 | 135
03.10. | 9 | 135
03.10. | 10 | 135
03.10. | 11 | 135
03.10. | 12 | 135
03.10. | 13 | 135
03.10. | 14 | 135
03.10. | 15 | 135
03.10. | 16 | 135
03.10. | 17 | 135
03.10. | 18 | 135
03.10. | 19 | 135
03.10. | 20 | 135
03.10. | 21 | 135
03.10. | 22 | 135
03.10. | 23 | 135
03.10. | 24 | 135
04.10. | 1 | 135
04.10. | 2 | 135
04.10. | 3 | 135
04.10. | 4 | 135
04.10. | 5 | 135
04.10. | 6 | 135
04.10. | 7 | 135
04.10. | 8 | 135
04.10. | 9 | 135
04.10. | 10 | 135
04.10. | 11 | 135
04.10. | 12 | 135
04.10. | 13 | 135
04.10. | 14 | 135
04.10. | 15 | 135
04.10. | 16 | 135
04.10. | 17 | 135
04.10. | 18 | 135
04.10. | 19 | 135
04.10. | 20 | 135
04.10. | 21 | 135
04.10. | 22 | 135
04.10. | 23 | 135
04.10. | 24 | 135
05.10. | 1 | 135
05.10. | 2 | 135
05.10. | 3 | 135
05.10. | 4 | 135
05.10. | 5 | 135
05.10. | 6 | 135
05.10. | 7 | 135
05.10. | 8 | 135
05.10. | 9 | 135
05.10. | 10 | 135
05.10. | 11 | 135
05.10. | 12 | 135
05.10. | 13 | 135
05.10. | 14 | 135
05.10. | 15 | 135
05.10. | 16 | 135
05.10. | 17 | 135
05.10. | 18 | 135
05.10. | 19 | 135
05.10. | 20 | 135
05.10. | 21 | 135
05.10. | 22 | 135
05.10. | 23 | 135
05.10. | 24 | 135
06.10. | 1 | 135
06.10. | 2 | 135
06.10. | 3 | 135
06.10. | 4 | 135
06.10. | 5 | 135
06.10. | 6 | 135
06.10. | 7 | 135
06.10. | 8 | 135
06.10. | 9 | 135
06.10. | 10 | 135
06.10. | 11 | 135
06.10. | 12 | 135
06.10. | 13 | 135
06.10. | 14 | 135
06.10. | 15 | 135
06.10. | 16 | 135
06.10. | 17 | 135
06.10. | 18 | 135
06.10. | 19 | 135
06.10. | 20 | 135
06.10. | 21 | 135
06.10. | 22 | 135
06.10. | 23 | 135
06.10. | 24 | 135
07.10. | 1 | 135
07.10. | 2 | 135
07.10. | 3 | 135
07.10. | 4 | 135
07.10. | 5 | 135
07.10. | 6 | 135
07.10. | 7 | 135
07.10. | 8 | 135
07.10. | 9 | 135
07.10. | 10 | 135
07.10. | 11 | 135
07.10. | 12 | 135
07.10. | 13 | 135
07.10. | 14 | 135
07.10. | 15 | 135
07.10. | 16 | 135
07.10. | 17 | 135
07.10. | 18 | 135
07.10. | 19 | 135
07.10. | 20 | 135
07.10. | 21 | 135
07.10. | 22 | 135
07.10. | 23 | 135
07.10. | 24 | 135
08.10. | 1 | 135
08.10. | 2 | 135
08.10. | 3 | 135
08.10. | 4 | 135
08.10. | 5 | 135
08.10. | 6 | 135
08.10. | 7 | 135
08.10. | 8 | 135
08.10. | 9 | 135
08.10. | 10 | 135
08.10. | 11 | 135
08.10. | 12 | 135
08.10. | 13 | 135
08.10. | 14 | 135
08.10. | 15 | 135
08.10. | 16 | 135
08.10. | 17 | 135
08.10. | 18 | 135
08.10. | 19 | 135
08.10. | 20 | 135
08.10. | 21 | 135
08.10. | 22 | 135
08.10. | 23 | 135
08.10. | 24 | 135
09.10. | 1 | 135
09.10. | 2 | 135
09.10. | 3 | 135
09.10. | 4 | 135
09.10. | 5 | 135
09.10. | 6 | 135
09.10. | 7 | 135
09.10. | 8 | 135
09.10. | 9 | 135
09.10. | 10 | 135
09.10. | 11 | 135
09.10. | 12 | 135
09.10. | 13 | 135
09.10. | 14 | 135
09.10. | 15 | 135
09.10. | 16 | 135
09.10. | 17 | 135
09.10. | 18 | 135
09.10. | 19 | 135
09.10. | 20 | 135
09.10. | 21 | 135
09.10. | 22 | 135
09.10. | 23 | 135
09.10. | 24 | 135
10.10. | 1 | 135
10.10. | 2 | 135
10.10. | 3 | 135
10.10. | 4 | 135
10.10. | 5 | 135
10.10. | 6 | 135
10.10. | 7 | 135
10.10. | 8 | 135
10.10. | 9 | 135
10.10. | 10 | 135
10.10. | 11 | 135
10.10. | 12 | 135
10.10. | 13 | 135
10.10. | 14 | 135
10.10. | 15 | 135
10.10. | 16 | 135
10.10. | 17 | 135
10.10. | 18 | 135
10.10. | 19 | 135
10.10. | 20 | 135
10.10. | 21 | 135
10.10. | 22 | 135
10.10. | 23 | 135
10.10. | 24 | 135
11.10. | 1 | 135
11.10. | 2 | 135
11.10. | 3 | 135
11.10. | 4 | 135
11.10. | 5 | 135
11.10. | 6 | 135
11.10. | 7 | 135
11.10. | 8 | 135
11.10. | 9 | 135
11.10. | 10 | 135
11.10. | 11 | 135
11.10. | 12 | 135
11.10. | 13 | 135
11.10. | 14 | 135
11.10. | 15 | 135
11.10. | 16 | 135
11.10. | 17 | 135
11.10. | 18 | 135
11.10. | 19 | 135
11.10. | 20 | 135
11.10. | 21 | 135
11.10. | 22 | 135
11.10. | 23 | 135
11.10. | 24 | 135
12.10. | 1 | 135
12.10. | 2 | 135
12.10. | 3 | 135
12.10. | 4 | 135
12.10. | 5 | 135
12.10. | 6 | 135
12.10. | 7 | 135
12.10. | 8 | 135
12.10. | 9 | 135
12.10. | 10 | 135
12.10. | 11 | 135
12.10. | 12 | 135
12.10. | 13 | 135
12.10. | 14 | 135
12.10. | 15 | 135
12.10. | 16 | 135
12.10. | 17 | 135
12.10. | 18 | 135
12.10. | 19 | 135
12.10. | 20 | 135
12.10. | 21 | 135
12.10. | 22 | 135
12.10. | 23 | 135
12.10. | 24 | 135
13.10. | 1 | 135
13.10. | 2 | 135
13.10. | 3 | 135
13.10. | 4 | 135
13.10. | 5 | 135
13.10. | 6 | 135
13.10. | 7 | 135
13.10. | 8 | 135
13.10. | 9 | 135
13.10. | 10 | 135
13.10. | 11 | 135
13.10. | 12 | 135
13.10. | 13 | 135
13.10. | 14 | 135
13.10. | 15 | 135
13.10. | 16 | 135
13.10. | 17 | 135
13.10. | 18 | 135
13.10. | 19 | 135
13.10. | 20 | 135
13.10. | 21 | 135
13.10. | 22 | 135
13.10. | 23 | 135
13.10. | 24 | 135
14.10. | 1 | 135
14.10. | 2 | 135
14.10. | 3 | 135
14.10. | 4 | 135
14.10. | 5 | 135
14.10. | 6 | 135
14.10. | 7 | 135
14.10. | 8 | 135
14.10. | 9 | 135
14.10. | 10 | 135
14.10. | 11 | 135
14.10. | 12 | 135
14.10. | 13 | 135
14.10. | 14 | 135
14.10. | 15 | 135
14.10. | 16 | 135
14.10. | 17 | 135
14.10. | 18 | 135
14.10. | 19 | 135
14.10. | 20 | 135
14.10. | 21 | 135
14.10. | 22 | 135
14.10. | 23 | 135
14.10. | 24 | 135
15.10. | 1 | 135
15.10. | 2 | 135
15.10. | 3 | 135
15.10. | 4 | 135
15.10. | 5 | 135
15.10. | 6 | 135
15.10. | 7 | 135
15.10. | 8 | 135
15.10. | 9 | 135
15.10. | 10 | 135
15.10. | 11 | 135
15.10. | 12 | 135
15.10. | 13 | 135
15.10. | 14 | 135
15.10. | 15 | 135
15.10. | 16 | 135
15.10. | 17 | 135
15.10. | 18 | 135
15.10. | 19 | 135
15.10. | 20 | 135
15.10. | 21 | 135
15.10. | 22 | 135
15.10. | 23 | 135
15.10. | 24 | 135
16.10. | 1 | 135
16.10. | 2 | 135
16.10. | 3 | 135
16.10. | 4 | 135
16.10. | 5 | 135
16.10. | 6 | 135
16.10. | 7 | 135
16.10. | 8 | 135
16.10. | 9 | 135
16.10. | 10 | 135
16.10. | 11 | 135
16.10. | 12 | 135
16.10. | 13 | 135
16.10. | 14 | 135
16.10. | 15 | 135
16.10. | 16 | 135
16.10. | 17 | 135
16.10. | 18 | 135
16.10. | 19 | 135
16.10. | 20 | 135
16.10. | 21 | 135
16.10. | 22 | 135
16.10. | 23 | 135
16.10. | 24 | 135
17.10. | 1 | 135
17.10. | 2 | 135
17.10. | 3 | 135
17.10. | 4 | 135
17.10. | 5 | 135
17.10. | 6 | 135
17.10. | 7 | 135
17.10. | 8 | 135
17.10. | 9 | 135
17.10. | 10 | 135
17.10. | 11 | 135
17.10. | 12 | 135
17.10. | 13 | 135
17.10. | 14 | 135
17.10. | 15 | 135
17.10. | 16 | 135
17.10. | 17 | 135
17.10. | 18 | 135
17.10. | 19 | 135
17.10. | 20 | 135
17.10. | 21 | 135
17.10. | 22 | 135
17.10. | 23 | 135
17.10. | 24 | 135
18.10. | 1 | 135
18.10. | 2 | 135
18.10. | 3 | 135
18.10. | 4 | 135
18.10. | 5 | 135
18.10. | 6 | 135
18.10. | 7 | 135
18.10. | 8 | 135
18.10. | 9 | 135
18.10. | 10 | 135
18.10. | 11 | 135
18.10. | 12 | 135
18.10. | 13 | 135
18.10. | 14 | 135
18.10. | 15 | 135
18.10. | 16 | 135
18.10. | 17 | 135
18.10. | 18 | 135
18.10. | 19 | 135
18.10. | 20 | 135
18.10. | 21 | 135
18.10. | 22 | 135
18.10. | 23 | 135
18.10. | 24 | 135
19.10. | 1 | 135
19.10. | 2 | 135
19.10. | 3 | 135
19.10. | 4 | 135
19.10. | 5 | 135
19.10. | 6 | 135
19.10. | 7 | 135
19.10. | 8 | 135
19.10. | 9 | 135
19.10. | 10 | 135
19.10. | 11 | 135
19.10. | 12 | 135
19.10. | 13 | 135
19.10. | 14 | 135
19.10. | 15 | 135
19.10. | 16 | 135
19.10. | 17 | 135
19.10. | 18 | 135
19.10. | 19 | 135
19.10. | 20 | 135
19.10. | 21 | 135
19.10. | 22 | 135
19.10. | 23 | 135
19.10. | 24 | 135
20.10. | 1 | 135
20.10. | 2 | 135
20.10. | 3 | 135
20.10. | 4 | 135
20.10. | 5 | 135
20.10. | 6 | 135
20.10. | 7 | 135
20.10. | 8 | 135
20.10. | 9 | 135
20.10. | 10 | 135
20.10. | 11 | 135
20.10. | 12 | 135
20.10. | 13 | 135
20.10. | 14 | 135
20.10. | 15 | 135
20.10. | 16 | 135
20.10. | 17 | 135
20.10. | 18 | 135
20.10. | 19 | 135
20.10. | 20 | 135
20.10. | 21 | 135
20.10. | 22 | 135
20.10. | 23 | 135
20.10. | 24 | 135
21.10. | 1 | 135
21.10. | 2 | 135
21.10. | 3 | 135
21.10. | 4 | 135
21.10. | 5 | 135
21.10. | 6 | 135
21.10. | 7 | 135
21.10. | 8 | 135
21.10. | 9 | 135
21.10. | 10 | 135
21.10. | 11 | 135
21.10. | 12 | 135
21.10. | 13 | 135
21.10. | 14 | 135
21.10. | 15 | 135
21.10. | 16 | 135
21.10. | 17 | 135
21.10. | 18 | 135
21.10. | 19 | 135
21.10. | 20 | 135
21.10. | 21 | 135
21.10. | 22 | 135
21.10. | 23 | 135
21.10. | 24 | 135
22.10. | 1 | 135
22.10. | 2 | 135
22.10. | 3 | 135
22.10. | 4 | 135
22.10. | 5 | 135
22.10. | 6 | 135
22.10. | 7 | 135
22.10. | 8 | 135
22.10. | 9 | 135
22.10. | 10 | 135
22.10. | 11 | 135
22.10. | 12 | 135
22.10. | 13 | 135
22.10. | 14 | 135
22.10. | 15 | 135
22.10. | 16 | 135
22.10. | 17 | 135
22.10. | 18 | 135
22.10. | 19 | 135
22.10. | 20 | 135
22.10. | 21 | 135
22.10. | 22 | 135
22.10. | 23 | 135
22.10. | 24 | 135
23.10. | 1 | 135
23.10. | 2 | 135
23.10. | 3 | 135
23.10. | 4 | 135
23.10. | 5 | 135
23.10. | 6 | 135
23.10. | 7 | 135
23.10. | 8 | 135
23.10. | 9 | 135
23.10. | 10 | 135
23.10. | 11 | 135
23.10. | 12 | 135
23.10. | 13 | 135
23.10. | 14 | 135
23.10. | 15 | 135
23.10. | 16 | 135
23.10. | 17 | 135
23.10. | 18 | 135
23.10. | 19 | 135
23.10. | 20 | 135
23.10. | 21 | 135
23.10. | 22 | 135
23.10. | 23 | 135
23.10. | 24 | 135
24.10. | 1 | 135
24.10. | 2 | 135
24.10. | 3 | 135
24.10. | 4 | 135
24.10. | 5 | 135
24.10. | 6 | 135
24.10. | 7 | 135
24.10. | 8 | 135
24.10. | 9 | 135
24.10. | 10 | 135
24.10. | 11 | 135
24.10. | 12 | 135
24.10. | 13 | 135
24.10. | 14 | 135
24.10. | 15 | 135
24.10. | 16 | 135
24.10. | 17 | 135
24.10. | 18 | 135
24.10. | 19 | 135
24.10. | 20 | 135
24.10. | 21 | 135
24.10. | 22 | 135
24.10. | 23 | 135
24.10. | 24 | 135
25.10. | 1 | 135
25.10. | 2 | 135
25.10. | 3 | 135
25.10. | 4 | 135
25.10. | 5 | 135
25.10. | 6 | 135
25.10. | 7 | 135
25.10. | 8 | 135
25.10. | 9 | 135
25.10. | 10 | 135
25.10. | 11 | 135
25.10. | 12 | 135
25.10. | 13 | 135
25.10. | 14 | 135
25.10. | 15 | 135
25.10. | 16 | 135
25.10. | 17 | 135
25.10. | 18 | 135
25.10. | 19 | 135
25.10. | 20 | 135
25.10. | 21 | 135
25.10. | 22 | 135
25.10. | 23 | 135
25.10. | 24 | 135
26.10. | 1 | 135
26.10. | 2 | 135
26.10. | 3 | 135
26.10. | 4 | 135
26.10. | 5 | 135
26.10. | 6 | 135
26.10. | 7 | 135
26.10. | 8 | 135
26.10. | 9 | 135
26.10. | 10 | 135
26.10. | 11 | 135
26.10. | 12 | 135
26.10. | 13 | 135
26.10. | 14 | 135
26.10. | 15 | 135
26.10. | 16 | 135
26.10. | 17 | 135
26.10. | 18 | 135
26.10. | 19 | 135
26.10. | 20 | 135
26.10. | 21 | 135
26.10. | 22 | 135
26.10. | 23 | 135
26.10. | 24 | 135
27.10. | 1 | 135
27.10. | 2 | 135
27.10. | 3 | 135
27.10. | 4 | 135
27.10. | 5 | 135
27.10. | 6 | 135
27.10. | 7 | 135
27.10. | 8 | 135
27.10. | 9 | 135
27.10. | 10 | 135
27.10. | 11 | 135
27.10. | 12 | 135
27.10. | 13 | 135
27.10. | 14 | 135
27.10. | 15 | 135
27.10. | 16 | 135
27.10. | 17 | 135
27.10. | 18 | 135
27.10. | 19 | 135
27.10. | 20 | 135
27.10. | 21 | 135
27.10. | 22 | 135
27.10. | 23 | 135
27.10. | 24 | 135
28.10. | 1 | 135
28.10. | 2 | 135
28.10. | 3 | 135
28.10. | 4 | 135
28.10. | 5 | 135
28.10. | 6 | 135
28.10. | 7 | 135
28.10. | 8 | 135
28.10. | 9 | 135
28.10. | 10 | 135
28.10. | 11 | 135
28.10. | 12 | 135
28.10. | 13 | 135
28.10. | 14 | 135
28.10. | 15 | 135
28.10. | 16 | 135
28.10. | 17 | 135
28.10. | 18 | 135
28.10. | 19 | 135
28.10. | 20 | 135
28.10. | 21 | 135
28.10. | 22 | 135
28.10. | 23 | 135
28.10. | 24 | 135
29.10. | 1 | 135
29.10. | 2 | 135
29.10. | 3 | 135
29.10. | 4 | 135
29.10. | 5 | 135
29.10. | 6 | 135
29.10. | 7 | 135
29.10. | 8 | 135
29.10. | 9 | 135
29.10. | 10 | 135
29.10. | 11 | 135
29.10. | 12 | 135
29.10. | 13 | 135
29.10. | 14 | 135
29.10. | 15 | 135
29.10. | 16 | 135
29.10. | 17 | 135
29.10. | 18 | 135
29.10. | 19 | 135
29.10. | 20 | 135
29.10. | 21 | 135
29.10. | 22 | 135
29.10. | 23 | 135
29.10. | 24 | 135
30.10. | 1 | 135
30.10. | 2 | 135
30.10. | 3 | 135
30.10. | 4 | 135
30.10. | 5 | 135
30.10. | 6 | 135
30.10. | 7 | 135
30.10. | 8 | 135
30.10. | 9 | 135
30.10. | 10 | 135
30.10. | 11 | 135
30.10. | 12 | 135
30.10. | 13 | 135
30.10. | 14 | 135
30.10. | 15 | 135
30.10. | 16 | 135
30.10. | 17 | 135
30.10. | 18 | 135
30.10. | 19 | 135
30.10. | 20 | 135
30.10. | 21 | 135
30.10. | 22 | 135
30.10. | 23 | 135
30.10. | 24 | 135
31.10. | 1 | 135
31.10. | 2 | 135
31.10. | 3 | 135
31.10. | 4 | 135
31.10. | 5 | 135
31.10. | 6 | 135
31.10. | 7 | 135
31.10. | 8 | 135
31.10. | 9 | 135
31.10. | 10 | 135
31.10. | 11 | 135
31.10. | 12 | 135
31.10. | 13 | 135
31.10. | 14 | 135
31.10. | 15 | 135
31.10. | 16 | 135
31.10. | 17 | 135
31.10. | 18 | 135
31.10. | 19 | 135
31.10. | 20 | 135
31.10. | 21 | 135
31.10. | 22 | 135
31.10. | 23 | 135
31.10. | 24 | 135
01.11. | 1 | 135
01.11. | 2 | 135
01.11. | 3 | 135
01.11. | 4 | 135
01.11. | 5 | 135
01.11. | 6 | 135
01.11. | 7 | 135
01.11. | 8 | 135
01.11. | 9 | 135
01.11. | 10 | 135
01.11. | 11 | 135
01.11. | 12 | 135
01.11. | 13 | 135
01.11. | 14 | 135
01.11. | 15 | 135
01.11. | 16 | 135
01.11. | 17 | 135
01.11. | 18 | 135
01.11. | 19 | 135
01.11. | 20 | 135
01.11. | 21 | 135
01.11. | 22 | 135
01.11. | 23 | 135
01.11. | 24 | 135
02.11. | 1 | 135
02.11. | 2 | 135
02.11. | 3 | 135
02.11. | 4 | 135
02.11. | 5 | 135
02.11. | 6 | 135
02.11. | 7 | 135
02.11. | 8 | 135
02.11. | 9 | 135
02.11. | 10 | 135
02.11. | 11 | 135
02.11. | 12 | 135
02.11. | 13 | 135
02.11. | 14 | 135
02.11. | 15 | 135
02.11. | 16 | 135
02.11. | 17 | 135
02.11. | 18 | 135
02.11. | 19 | 135
02.11. | 20 | 135
02.11. | 21 | 135
02.11. | 22 | 135
02.11. | 23 | 135
02.11. | 24 | 135
03.11. | 1 | 135
03.11. | 2 | 135
03.11. | 3 | 135
03.11. | 4 | 135
03.11. | 5 | 135
03.11. | 6 | 135
03.11. | 7 | 135
03.11. | 8 | 135
03.11. | 9 | 135
03.11. | 10 | 135
03.11. | 11 | 135
03.11. | 12 | 135
03.11. | 13 | 135
03.11. | 14 | 135
03.11. | 15 | 135
03.11. | 16 | 135
03.11. | 17 | 135
03.11. | 18 | 135
03.11. | 19 | 135
03.11. | 20 | 135
03.11. | 21 | 135
03.11. | 22 | 135
03.11. | 23 | 135
03.11. | 24 | 135
04.11. | 1 | 135
04.11. | 2 | 135
04.11. | 3 | 135
04.11. | 4 | 135
04.11. | 5 | 135
04.11. | 6 | 135
04.11. | 7 | 135
04.11. | 8 | 135
04.11. | 9 | 135
04.11. | 10 | 135
04.11. | 11 | 135
04.11. | 12 | 135
04.11. | 13 | 135
04.11. | 14 | 135
04.11. | 15 | 135
04.11. | 16 | 135
04.11. | 17 | 135
04.11. | 18 | 135
04.11. | 19 | 135
04.11. | 20 | 135
04.11. | 21 | 135
04.11. | 22 | 135
04.11. | 23 | 135
04.11. | 24 | 135
05.11. | 1 | 135
05.11. | 2 | 135
05.11. | 3 | 135
05.11. | 4 | 135
05.11. | 5 | 135
05.11. | 6 | 135
05.11. | 7 | 135
05.11. | 8 | 135
05.11. | 9 | 135
05.11. | 10 | 135
05.11. | 11 | 135
05.11. | 12 | 135
05.11. | 13 | 135
05.11. | 14 | 135
05.11. | 15 | 135
05.11. | 16 | 135
05.11. | 17 | 135
05.11. | 18 | 135
05.11. | 19 | 135
05.11. | 20 | 135
05.11. | 21 | 135
05.11. | 22 | 135
05.11. | 23 | 135
05.11. | 24 | 135
06.11. | 1 | 135
06.11. | 2 | 135
06.11. | 3 | 135
06.11. | 4 | 135
06.11. | 5 | 135
06.11. | 6 | 135
06.11. | 7 | 135
06.11. | 8 | 135
06.11. | 9 | 135
06.11. | 10 | 135
06.11. | 11 | 135
06.11. | 12 | 135
06.11. | 13 | 135
06.11. | 14 | 135
06.11. | 15 | 135
06.11. | 16 | 135
06.11. | 17 | 135
06.11. | 18 | 135
06.11. | 19 | 135
06.11. | 20 | 135
06.11. | 21 | 135
06.11. | 22 | 135
06.11. | 23 | 135
06.11. | 24 | 135
07.11. | 1 | 135
07.11. | 2 | 135
07.11. | 3 | 135
07.11. | 4 | 135
07.11. | 5 | 135
07.11. | 6 | 135
07.11. | 7 | 135
07.11. | 8 | 135
07.11. | 9 | 135
07.11. | 10 | 135
07.11. | 11 | 135
07.11. | 12 | 135
07.11. | 13 | 135
07.11. | 14 | 135
07.11. | 15 | 135
07.11. | 16 | 135
07.11. | 17 | 135
07.11. | 18 | 135
07.11. | 19 | 135
07.11. | 20 | 135
07.11. | 21 | 135
07.11. | 22 | 135
07.11. | 23 | 135
07.11. | 24 | 135
08.11. | 1 | 135
08.11. | 2 | 135
08.11. | 3 | 135
08.11. | 4 | 135
08.11. | 5 | 135
08.11. | 6 | 135
08.11. | 7 | 135
08.11. | 8 | 135
08.11. | 9 | 135
08.11. | 10 | 135
08.11. | 11 | 135
08.11. | 12 | 135
08.11. | 13 | 135
08.11. | 14 | 135
08.11. | 15 | 135
08.11. | 16 | 135
08.11. | 17 | 135
08.11. | 18 | 135
08.11. | 19 | 135
08.11. | 20 | 135
08.11. | 21 | 135
08.11. | 22 | 135
08.11. | 23 | 135
08.11. | 24 | 135
09.11. | 1 | 135
09.11. | 2 | 135
09.11. | 3 | 135
09.11. | 4 | 135
09.11. | 5 | 135
09.11. | 6 | 135
09.11. | 7 | 135
09.11. | 8 | 135
09.11. | 9 | 135
09.11. | 10 | 135
09.11. | 11 | 135
09.11. | 12 | 135
09.11. | 13 | 135
09.11. | 14 | 135
09.11. | 15 | 135
09.11. | 16 | 135
09.11. | 17 | 135
09.11. | 18 | 135
09.11. | 19 | 135
09.11. | 20 | 135
09.11. | 21 | 135
09.11. | 22 | 135
09.11. | 23 | 135
09.11. | 24 | 135
10.11. | 1 | 135
10.11. | 2 | 135
10.11. | 3 | 135
10.11. | 4 | 135
10.11. | 5 | 135
10.11. | 6 | 135
10.11. | 7 | 135
10.11. | 8 | 135
10.11. | 9 | 135
10.11. | 10 | 135
10.11. | 11 | 135
10.11. | 12 | 135
10.11. | 13 | 135
10.11. | 14 | 135
10.11. | 15 | 135
10.11. | 16 | 135
10.11. | 17 | 135
10.11. | 18 | 135
10.11. | 19 | 135
10.11. | 20 | 135
10.11. | 21 | 135
10.11. | 22 | 135
10.11. | 23 | 135
10.11. | 24 | 135
11.11. | 1 | 135
11.11. | 2 | 135
11.11. | 3 | 135
11.11. | 4 | 135
11.11. | 5 | 135
11.11. | 6 | 135
11.11. | 7 | 135
11.11. | 8 | 135
11.11. | 9 | 135
11.11. | 10 | 135
11.11. | 11 | 135
11.11. | 12 | 135
11.11. | 13 | 135
11.11. | 14 | 135
11.11. | 15 | 135
11.11. | 16 | 135
11.11. | 17 | 135
11.11. | 18 | 135
11.11. | 19 | 135
11.11. | 20 | 135
11.11. | 21 | 135
11.11. | 22 | 135
11.11. | 23 | 135
11.11. | 24 | 135
12.11. | 1 | 135
12.11. | 2 | 135
12.11. | 3 | 135
12.11. | 4 | 135
12.11. | 5 | 135
12.11. | 6 | 135
12.11. | 7 | 135
12.11. | 8 | 135
12.11. | 9 | 135
12.11. | 10 | 135
12.11. | 11 | 135
12.11. | 12 | 135
12.11. | 13 | 135
12.11. | 14 | 135
12.11. | 15 | 135
12.11. | 16 | 135
12.11. | 17 | 135
12.11. | 18 | 135
12.11. | 19 | 135
12.11. | 20 | 135
12.11. | 21 | 135
12.11. | 22 | 135
12.11. | 23 | 135
12.11. | 24 | 135
13.11. | 1 | 135
13.11. | 2 | 135
13.11. | 3 | 135
13.11. | 4 | 135
13.11. | 5 | 135
13.11. | 6 | 135
13.11. | 7 | 135
13.11. | 8 | 135
13.11. | 9 | 135
13.11. | 10 | 135
13.11. | 11 | 135
13.11. | 12 | 135
13.11. | 13 | 135
13.11. | 14 | 135
13.11. | 15 | 135
13.11. | 16 | 135
13.11. | 17 | 135
13.11. | 18 | 135
13.11. | 19 | 135
13.11. | 20 | 135
13.11. | 21 | 135
13.11. | 22 | 135
13.11. | 23 | 135
13.11. | 24 | 135
14.11. | 1 | 135
14.11. | 2 | 135
14.11. | 3 | 135
14.11. | 4 | 135
14.11. | 5 | 135
14.11. | 6 | 135
14.11. | 7 | 135
14.11. | 8 | 135
14.11. | 9 | 135
14.11. | 10 | 135
14.11. | 11 | 135
14.11. | 12 | 135
14.11. | 13 | 135
14.11. | 14 | 135
14.11. | 15 | 135
14.11. | 16 | 135
14.11. | 17 | 135
14.11. | 18 | 135
14.11. | 19 | 135
14.11. | 20 | 135
14.11. | 21 | 135
14.11. | 22 | 135
14.11. | 23 | 135
14.11. | 24 | 135
15.11. | 1 | 135
15.11. | 2 | 135
15.11. | 3 | 135
15.11. | 4 | 135
15.11. | 5 | 135
15.11. | 6 | 135
15.11. | 7 | 135
15.11. | 8 | 135
15.11. | 9 | 135
15.11. | 10 | 135
15.11. | 11 | 135
15.11. | 12 | 135
15.11. | 13 | 135
15.11. | 14 | 135
15.11. | 15 | 135
15.11. | 16 | 135
15.11. | 17 | 135
15.11. | 18 | 135
15.11. | 19 | 135
15.11. | 20 | 135
15.11. | 21 | 135
15.11. | 22 | 135
15.11. | 23 | 135
15.11. | 24 | 135
16.11. | 1 | 135
16.11. | 2 | 135
16.11. | 3 | 135
16.11. | 4 | 135
16.11. | 5 | 135
16.11. | 6 | 135
16.11. | 7 | 135
16.11. | 8 | 135
16.11. | 9 | 135
16.11. | 10 | 135
16.11. | 11 | 135
16.11. | 12 | 135
16.11. | 13 | 135
16.11. | 14 | 135
16.11. | 15 | 135
16.11. | 16 | 135
16.11. | 17 | 135
16.11. | 18 | 135
16.11. | 19 | 135
16.11. | 20 | 135
16.11. | 21 | 135
16.11. | 22 | 135
16.11. | 23 | 135
16.11. | 24 | 135
17.11. | 1 | 135
17.11. | 2 | 135
17.11. | 3 | 135
17.11. | 4 | 135
17.11. | 5 | 135
17.11. | 6 | 135
17.11. | 7 | 135
17.11. | 8 | 135
17.11. | 9 | 135
17.11. | 10 | 135
17.11. | 11 | 135
17.11. | 12 | 135
17.11. | 13 | 135
17.11. | 14 | 135
17.11. | 15 | 135
17.11. | 16 | 135
17.11. | 17 | 135
17.11. | 18 | 135
17.11. | 19 | 135
17.11. | 20 | 135
17.11. | 21 | 135
17.11. | 22 | 135
17.11. | 23 | 135
17.11. | 24 | 135
18.11. | 1 | 135
18.11. | 2 | 135
18.11. | 3 | 135
18.11. | 4 | 135
18.11. | 5 | 135
18.11. | 6 | 135
18.11. | 7 | 135
18.11. | 8 | 135
18.11. | 9 | 135
18.11. | 10 | 135
18.11. | 11 | 135
18.11. | 12 | 135
18.11. | 13 | 135
18.11. | 14 | 135
18.11. | 15 | 135
18.11. | 16 | 135
18.11. | 17 | 135
18.11. | 18 | 135
18.11. | 19 | 135
18.11. | 20 | 135
18.11. | 21 | 135
18.11. | 22 | 135
18.11. | 23 | 135
18.11. | 24 | 135
19.11. | 1 | 135
19.11. | 2 | 135
19.11. | 3 | 135
19.11. | 4 | 135
19.11. | 5 | 135
19.11. | 6 | 135
19.11. | 7 | 135
19.11. | 8 | 135
19.11. | 9 | 135
19.11. | 10 | 135
19.11. | 11 | 135
19.11. | 12 | 135
19.11. | 13 | 135
19.11. | 14 | 135
19.11. | 15 | 135
19.11. | 16 | 135
19.11. | 17 | 135
19.11. | 18 | 135
19.11. | 19 | 135
19.11. | 20 | 135
19.11. | 21 | 135
19.11. | 22 | 135
19.11. | 23 | 135
19.11. | 24 | 135
20.11. | 1 | 135
20.11. | 2 | 135
20.11. | 3 | 135
20.11. | 4 | 135
20.11. | 5 | 135
20.11. | 6 | 135
20.11. | 7 | 135
20.11. | 8 | 135
20.11. | 9 | 135
20.11. | 10 | 135
20.11. | 11 | 135
20.11. | 12 | 135
20.11. | 13 | 135
20.11. | 14 | 135
20.11. | 15 | 135
20.11. | 16 | 135
20.11. | 17 | 135
20.11. | 18 | 135
20.11. | 19 | 135
20.11. | 20 | 135
20.11. | 21 | 135
20.11. | 22 | 135
20.11. | 23 | 135
20.11. | 24 | 135
21.11. | 1 | 135
21.11. | 2 | 135
21.11. | 3 | 135
21.11. | 4 | 135
21.11. | 5 | 135
21.11. | 6 | 135
21.11. | 7 | 135
21.11. | 8 | 135
21.11. | 9 | 135
21.11. | 10 | 135
21.11. | 11 | 135
21.11. | 12 | 135
21.11. | 13 | 135
21.11. | 14 | 135
21.11. | 15 | 135
21.11. | 16 | 135
21.11. | 17 | 135
21.11. | 18 | 135
21.11. | 19 | 135
21.11. | 20 | 135
21.11. | 21 | 135
21.11. | 22 | 135
21.11. | 23 | 135
21.11. | 24 | 135
22.11. | 1 | 135
22.11. | 2 | 135
22.11. | 3 | 135
22.11. | 4 | 135
22.11. | 5 | 135
22.11. | 6 | 135
22.11. | 7 | 135
22.11. | 8 | 135
22.11. | 9 | 135
22.11. | 10 | 135
22.11. | 11 | 135
22.11. | 12 | 135
22.11. | 13 | 135
22.11. | 14 | 135
22.11. | 15 | 135
22.11. | 16 | 135
22.11. | 17 | 135
22.11. | 18 | 135
22.11. | 19 | 135
22.11. | 20 | 135
22.11. | 21 | 135
22.11. | 22 | 135
22.11. | 23 | 135
22.11. | 24 | 135
23.11. | 1 | 135
23.11. | 2 | 135
23.11. | 3 | 135
23.11. | 4 | 135
23.11. | 5 | 135
23.11. | 6 | 135
23.11. | 7 | 135
23.11. | 8 | 135
23.11. | 9 | 135
23.11. | 10 | 135
23.11. | 11 | 135
23.11. | 12 | 135
23.11. | 13 | 135
23.11. | 14 | 135
23.11. | 15 | 135
23.11. | 16 | 135
23.11. | 17 | 135
23.11. | 18 | 135
23.11. | 19 | 135
23.11. | 20 | 135
23.11. | 21 | 135
23.11. | 22 | 135
23.11. | 23 | 135
23.11. | 24 | 135
24.11. | 1 | 135
24.11. | 2 | 135
24.11. | 3 | 135
24.11. | 4 | 135
24.11. | 5 | 135
24.11. | 6 | 135
24.11. | 7 | 135
24.11. | 8 | 135
24.11. | 9 | 135
24.11. | 10 | 135
24.11. | 11 | 135
24.11. | 12 | 135
24.11. | 13 | 135
24.11. | 14 | 135
24.11. | 15 | 135
24.11. | 16 | 135
24.11. | 17 | 135
24.11. | 18 | 135
24.11. | 19 | 135
24.11. | 20 | 135
24.11. | 21 | 135
24.11. | 22 | 135
24.11. | 23 | 135
24.11. | 24 | 135
25.11. | 1 | 135
25.11. | 2 | 135
25.11. | 3 | 135
25.11. | 4 | 135
25.11. | 5 | 135
25.11. | 6 | 135
25.11. | 7 | 135
25.11. | 8 | 135
25.11. | 9 | 135
25.11. | 10 | 135
25.11. | 11 | 135
25.11. | 12 | 135
25.11. | 13 | 135
25.11. | 14 | 135
25.11. | 15 | 135
25.11. | 16 | 135
25.11. | 17 | 135
25.11. | 18 | 135
25.11. | 19 | 135
25.11. | 20 | 135
25.11. | 21 | 135
25.11. | 22 | 135
25.11. | 23 | 135
25.11. | 24 | 135
26.11. | 1 | 135
26.11. | 2 | 135
26.11. | 3 | 135
26.11. | 4 | 135
26.11. | 5 | 135
26.11. | 6 | 135
26.11. | 7 | 135
26.11. | 8 | 135
26.11. | 9 | 135
26.11. | 10 | 135
26.11. | 11 | 135
26.11. | 12 | 135
26.11. | 13 | 135
26.11. | 14 | 135
26.11. | 15 | 135
26.11. | 16 | 135
26.11. | 17 | 135
26.11. | 18 | 135
26.11. | 19 | 135
26.11. | 20 | 135
26.11. | 21 | 135
26.11. | 22 | 135
26.11. | 23 | 135
26.11. | 24 | 135
27.11. | 1 | 135
27.11. | 2 | 135
27.11. | 3 | 135
27.11. | 4 | 135
27.11. | 5 | 135
27.11. | 6 | 135
27.11. | 7 | 135
27.11. | 8 | 135
27.11. | 9 | 135
27.11. | 10 | 135
27.11. | 11 | 135
27.11. | 12 | 135
27.11. | 13 | 135
27.11. | 14 | 135
27.11. | 15 | 135
27.11. | 16 | 135
27.11. | 17 | 135
27.11. | 18 | 135
27.11. | 19 | 135
27.11. | 20 | 135
27.11. | 21 | 135
27.11. | 22 | 135
27.11. | 23 | 135
27.11. | 24 | 135
28.11. | 1 | 135
28.11. | 2 | 135
28.11. | 3 | 135
28.11. | 4 | 135
28.11. | 5 | 135
28.11. | 6 | 135
28.11. | 7 | 135
28.11. | 8 | 135
28.11. | 9 | 135
28.11. | 10 | 135
28.11. | 11 | 135
28.11. | 12 | 135
28.11. | 13 | 135
28.11. | 14 | 135
28.11. | 15 | 135
28.11. | 16 | 135
28.11. | 17 | 135
28.11. | 18 | 135
28.11. | 19 | 135
28.11. | 20 | 135
28.11. | 21 | 135
28.11. | 22 | 135
28.11. | 23 | 135
28.11. | 24 | 135
29.11. | 1 | 135
29.11. | 2 | 135
29.11. | 3 | 135
29.11. | 4 | 135
29.11. | 5 | 135
29.11. | 6 | 135
29.11. | 7 | 135
29.11. | 8 | 135
29.11. | 9 | 135
29.11. | 10 | 135
29.11. | 11 | 135
29.11. | 12 | 135
29.11. | 13 | 135
29.11. | 14 | 135
29.11. | 15 | 135
29.11. | 16 | 135
29.11. | 17 | 135
29.11. | 18 | 135
29.11. | 19 | 135
29.11. | 20 | 135
29.11. | 21 | 135
29.11. | 22 | 135
29.11. | 23 | 135
29.11. | 24 | 135
30.11. | 1 | 135
30.11. | 2 | 135
30.11. | 3 | 135
30.11. | 4 | 135
30.11. | 5 | 135
30.11. | 6 | 135
30.11. | 7 | 135
30.11. | 8 | 135
30.11. | 9 | 135
30.11. | 10 | 135
30.11. | 11 | 135
30.11. | 12 | 135
30.11. | 13 | 135
30.11. | 14 | 135
30.11. | 15 | 135
30.11. | 16 | 135
30.11. | 17 | 135
30.11. | 18 | 135
30.11. | 19 | 135
30.11. | 20 | 135
30.11. | 21 | 135
30.11. | 22 | 135
30.11. | 23 | 135
30.11. | 24 | 135
01.12. | 1 | 135
01.12. | 2 | 135
01.12. | 3 | 135
01.12. | 4 | 135
01.12. | 5 | 135
01.12. | 6 | 135
01.12. | 7 | 135
01.12. | 8 | 135
01.12. | 9 | 135
01.12. | 10 | 135
01.12. | 11 | 135
01.12. | 12 | 135
01.12. | 13 | 135
01.12. | 14 | 135
01.12. | 15 | 135
01.12. | 16 | 135
01.12. | 17 | 135
01.12. | 18 | 135
01.12. | 19 | 135
01.12. | 20 | 135
01.12. | 21 | 135
01.12. | 22 | 135
01.12. | 23 | 135
01.12. | 24 | 135
02.12. | 1 | 135
02.12. | 2 | 135
02.12. | 3 | 135
02.12. | 4 | 135
02.12. | 5 | 135
02.12. | 6 | 135
02.12. | 7 | 135
02.12. | 8 | 135
02.12. | 9 | 135
02.12. | 10 | 135
02.12. | 11 | 135
02.12. | 12 | 135
02.12. | 13 | 135
02.12. | 14 | 135
02.12. | 15 | 135
02.12. | 16 | 135
02.12. | 17 | 135
02.12. | 18 | 135
02.12. | 19 | 135
02.12. | 20 | 135
02.12. | 21 | 135
02.12. | 22 | 135
02.12. | 23 | 135
02.12. | 24 | 135
03.12. | 1 | 135
03.12. | 2 | 135
03.12. | 3 | 135
03.12. | 4 | 135
03.12. | 5 | 135
03.12. | 6 | 135
03.12. | 7 | 135
03.12. | 8 | 135
03.12. | 9 | 135
03.12. | 10 | 135
03.12. | 11 | 135
03.12. | 12 | 135
03.12. | 13 | 135
03.12. | 14 | 135
03.12. | 15 | 135
03.12. | 16 | 135
03.12. | 17 | 135
03.12. | 18 | 135
03.12. | 19 | 135
03.12. | 20 | 135
03.12. | 21 | 135
03.12. | 22 | 135
03.12. | 23 | 135
03.12. | 24 | 135
04.12. | 1 | 135
04.12. | 2 | 135
04.12. | 3 | 135
04.12. | 4 | 135
04.12. | 5 | 135
04.12. | 6 | 135
04.12. | 7 | 135
04.12. | 8 | 135
04.12. | 9 | 135
04.12. | 10 | 135
04.12. | 11 | 135
04.12. | 12 | 135
04.12. | 13 | 135
04.12. | 14 | 135
04.12. | 15 | 135
04.12. | 16 | 135
04.12. | 17 | 135
04.12. | 18 | 135
04.12. | 19 | 135
04.12. | 20 | 135
04.12. | 21 | 135
04.12. | 22 | 135
04.12. | 23 | 135
04.12. | 24 | 135
05.12. | 1 | 135
05.12. | 2 | 135
05.12. | 3 | 135
05.12. | 4 | 135
05.12. | 5 | 135
05.12. | 6 | 135
05.12. | 7 | 135
05.12. | 8 | 135
05.12. | 9 | 135
05.12. | 10 | 135
05.12. | 11 | 135
05.12. | 12 | 135
05.12. | 13 | 135
05.12. | 14 | 135
05.12. | 15 | 135
05.12. | 16 | 135
05.12. | 17 | 135
05.12. | 18 | 135
05.12. | 19 | 135
05.12. | 20 | 135
05.12. | 21 | 135
05.12. | 22 | 135
05.12. | 23 | 135
05.12. | 24 | 135
06.12. | 1 | 135
06.12. | 2 | 135
06.12. | 3 | 135
06.12. | 4 | 135
06.12. | 5 | 135
06.12. | 6 | 135
06.12. | 7 | 135
06.12. | 8 | 135
06.12. | 9 | 135
06.12. | 10 | 135
06.12. | 11 | 135
06.12. | 12 | 135
06.12. | 13 | 135
06.12. | 14 | 135
06.12. | 15 | 135
06.12. | 16 | 135
06.12. | 17 | 135
06.12. | 18 | 135
06.12. | 19 | 135
06.12. | 20 | 135
06.12. | 21 | 135
06.12. | 22 | 135
06.12. | 23 | 135
06.12. | 24 | 135
07.12. | 1 | 135
07.12. | 2 | 135
07.12. | 3 | 135
07.12. | 4 | 135
07.12. | 5 | 135
07.12. | 6 | 135
07.12. | 7 | 135
07.12. | 8 | 135
07.12. | 9 | 135
07.12. | 10 | 135
07.12. | 11 | 135
07.12. | 12 | 135
07.12. | 13 | 135
07.12. | 14 | 135
07.12. | 15 | 135
07.12. | 16 | 135
07.12. | 17 | 135
07.12. | 18 | 135
07.12. | 19 | 135
07.12. | 20 | 135
07.12. | 21 | 135
07.12. | 22 | 135
07.12. | 23 | 135
07.12. | 24 | 135
08.12. | 1 | 135
08.12. | 2 | 135
08.12. | 3 | 135
08.12. | 4 | 135
08.12. | 5 | 135
08.12. | 6 | 135
08.12. | 7 | 135
08.12. | 8 | 135
08.12. | 9 | 135
08.12. | 10 | 135
08.12. | 11 | 135
08.12. | 12 | 135
08.12. | 13 | 135
08.12. | 14 | 135
08.12. | 15 | 135
08.12. | 16 | 135
08.12. | 17 | 135
08.12. | 18 | 135
08.12. | 19 | 135
08.12. | 20 | 135
08.12. | 21 | 135
08.12. | 22 | 135
08.12. | 23 | 135
08.12. | 24 | 135
09.12. | 1 | 135
09.12. | 2 | 135
09.12. | 3 | 135
09.12. | 4 | 135
09.12. | 5 | 135
09.12. | 6 | 135
09.12. | 7 | 135
09.12. | 8 | 135
09.12. | 9 | 135
09.12. | 10 | 135
09.12. | 11 | 135
09.12. | 12 | 135
09.12. | 13 | 135
09.12. | 14 | 135
09.12. | 15 | 135
09.12. | 16 | 135
09.12. | 17 | 135
09.12. | 18 | 135
09.12. | 19 | 135
09.12. | 20 | 135
09.12. | 21 | 135
09.12. | 22 | 135
09.12. | 23 | 135
09.12. | 24 | 135
10.12. | 1 | 135
10.12. | 2 | 135
10.12. | 3 | 135
10.12. | 4 | 135
10.12. | 5 | 135
10.12. | 6 | 135
10.12. | 7 | 135
10.12. | 8 | 135
10.12. | 9 | 135
10.12. | 10 | 135
10.12. | 11 | 135
10.12. | 12 | 135
10.12. | 13 | 135
10.12. | 14 | 135
10.12. | 15 | 135
10.12. | 16 | 135
10.12. | 17 | 135
10.12. | 18 | 135
10.12. | 19 | 135
10.12. | 20 | 135
10.12. | 21 | 135
10.12. | 22 | 135
10.12. | 23 | 135
10.12. | 24 | 135
11.12. | 1 | 135
11.12. | 2 | 135
11.12. | 3 | 135
11.12. | 4 | 135
11.12. | 5 | 135
11.12. | 6 | 135
11.12. | 7 | 135
11.12. | 8 | 135
11.12. | 9 | 135
11.12. | 10 | 135
11.12. | 11 | 135
11.12. | 12 | 135
11.12. | 13 | 135
11.12. | 14 | 135
11.12. | 15 | 135
11.12. | 16 | 135
11.12. | 17 | 135
11.12. | 18 | 135
11.12. | 19 | 135
11.12. | 20 | 135
11.12. | 21 | 135
11.12. | 22 | 135
11.12. | 23 | 135
11.12. | 24 | 135
12.12. | 1 | 135
12.12. | 2 | 135
12.12. | 3 | 135
12.12. | 4 | 135
12.12. | 5 | 135
12.12. | 6 | 135
12.12. | 7 | 135
12.12. | 8 | 135
12.12. | 9 | 135
12.12. | 10 | 135
12.12. | 11 | 135
12.12. | 12 | 135
12.12. | 13 | 135
12.12. | 14 | 135
12.12. | 15 | 135
12.12. | 16 | 135
12.12. | 17 | 135
12.12. | 18 | 135
12.12. | 19 | 135
12.12. | 20 | 135
12.12. | 21 | 135
12.12. | 22 | 135
12.12. | 23 | 135
12.12. | 24 | 135
13.12. | 1 | 135
13.12. | 2 | 135
13.12. | 3 | 135
13.12. | 4 | 135
13.12. | 5 | 135
13.12. | 6 | 135
13.12. | 7 | 135
13.12. | 8 | 135
13.12. | 9 | 135
13.12. | 10 | 135
13.12. | 11 | 135
13.12. | 12 | 135
13.12. | 13 | 135
13.12. | 14 | 135
13.12. | 15 | 135
13.12. | 16 | 135
13.12. | 17 | 135
13.12. | 18 | 135
13.12. | 19 | 135
13.12. | 20 | 135
13.12. | 21 | 135
13.12. | 22 | 135
13.12. | 23 | 135
13.12. | 24 | 135
14.12. | 1 | 135
14.12. | 2 | 135
14.12. | 3 | 135
14.12. | 4 | 135
14.12. | 5 | 135
14.12. | 6 | 135
14.12. | 7 | 135
14.12. | 8 | 135
14.12. | 9 | 135
14.12. | 10 | 135
14.12. | 11 | 135
14.12. | 12 | 135
14.12. | 13 | 135
14.12. | 14 | 135
14.12. | 15 | 135
14.12. | 16 | 135
14.12. | 17 | 135
14.12. | 18 | 135
14.12. | 19 | 135
14.12. | 20 | 135
14.12. | 21 | 135
14.12. | 22 | 135
14.12. | 23 | 135
14.12. | 24 | 135
15.12. | 1 | 135
15.12. | 2 | 135
15.12. | 3 | 135
15.12. | 4 | 135
15.12. | 5 | 135
15.12. | 6 | 135
15.12. | 7 | 135
15.12. | 8 | 135
15.12. | 9 | 135
15.12. | 10 | 135
15.12. | 11 | 135
15.12. | 12 | 135
15.12. | 13 | 135
15.12. | 14 | 135
15.12. | 15 | 135
15.12. | 16 | 135
15.12. | 17 | 135
15.12. | 18 | 135
15.12. | 19 | 135
15.12. | 20 | 135
15.12. | 21 | 135
15.12. | 22 | 135
15.12. | 23 | 135
15.12. | 24 | 135
16.12. | 1 | 135
16.12. | 2 | 135
16.12. | 3 | 135
16.12. | 4 | 135
16.12. | 5 | 135
16.12. | 6 | 135
16.12. | 7 | 135
16.12. | 8 | 135
16.12. | 9 | 135
16.12. | 10 | 135
16.12. | 11 | 135
16.12. | 12 | 135
16.12. | 13 | 135
16.12. | 14 | 135
16.12. | 15 | 135
16.12. | 16 | 135
16.12. | 17 | 135
16.12. | 18 | 135
16.12. | 19 | 135
16.12. | 20 | 135
16.12. | 21 | 135
16.12. | 22 | 135
16.12. | 23 | 135
16.12. | 24 | 135
17.12. | 1 | 135
17.12. | 2 | 135
17.12. | 3 | 135
17.12. | 4 | 135
17.12. | 5 | 135
17.12. | 6 | 135
17.12. | 7 | 135
17.12. | 8 | 135
17.12. | 9 | 135
17.12. | 10 | 135
17.12. | 11 | 135
17.12. | 12 | 135
17.12. | 13 | 135
17.12. | 14 | 135
17.12. | 15 | 135
17.12. | 16 | 135
17.12. | 17 | 135
17.12. | 18 | 135
17.12. | 19 | 135
17.12. | 20 | 135
17.12. | 21 | 135
17.12. | 22 | 135
17.12. | 23 | 135
17.12. | 24 | 135
18.12. | 1 | 135
18.12. | 2 | 135
18.12. | 3 | 135
18.12. | 4 | 135
18.12. | 5 | 135
18.12. | 6 | 135
18.12. | 7 | 135
18.12. | 8 | 135
18.12. | 9 | 135
18.12. | 10 | 135
18.12. | 11 | 135
18.12. | 12 | 135
18.12. | 13 | 135
18.12. | 14 | 135
18.12. | 15 | 135
18.12. | 16 | 135
18.12. | 17 | 135
18.12. | 18 | 135
18.12. | 19 | 135
18.12. | 20 | 135
18.12. | 21 | 135
18.12. | 22 | 135
18.12. | 23 | 135
18.12. | 24 | 135
19.12. | 1 | 135
19.12. | 2 | 135
19.12. | 3 | 135
19.12. | 4 | 135
19.12. | 5 | 135
19.12. | 6 | 135
19.12. | 7 | 135
19.12. | 8 | 135
19.12. | 9 | 135
19.12. | 10 | 135
19.12. | 11 | 135
19.12. | 12 | 135
19.12. | 13 | 135
19.12. | 14 | 135
19.12. | 15 | 135
19.12. | 16 | 135
19.12. | 17 | 135
19.12. | 18 | 135
19.12. | 19 | 135
19.12. | 20 | 135
19.12. | 21 | 135
19.12. | 22 | 135
19.12. | 23 | 135
19.12. | 24 | 135
20.12. | 1 | 135
20.12. | 2 | 135
20.12. | 3 | 135
20.12. | 4 | 135
20.12. | 5 | 135
20.12. | 6 | 135
20.12. | 7 | 135
20.12. | 8 | 135
20.12. | 9 | 135
20.12. | 10 | 135
20.12. | 11 | 135
20.12. | 12 | 135
20.12. | 13 | 135
20.12. | 14 | 135
20.12. | 15 | 135
20.12. | 16 | 135
20.12. | 17 | 135
20.12. | 18 | 135
20.12. | 19 | 135
20.12. | 20 | 135
20.12. | 21 | 135
20.12. | 22 | 135
20.12. | 23 | 135
20.12. | 24 | 135
21.12. | 1 | 135
21.12. | 2 | 135
21.12. | 3 | 135
21.12. | 4 | 135
21.12. | 5 | 135
21.12. | 6 | 135
21.12. | 7 | 135
21.12. | 8 | 135
21.12. | 9 | 135
21.12. | 10 | 135
21.12. | 11 | 135
21.12. | 12 | 135
21.12. | 13 | 135
21.12. | 14 | 135
21.12. | 15 | 135
21.12. | 16 | 135
21.12. | 17 | 135
21.12. | 18 | 135
21.12. | 19 | 135
21.12. | 20 | 135
21.12. | 21 | 135
21.12. | 22 | 135
21.12. | 23 | 135
21.12. | 24 | 135
22.12. | 1 | 135
22.12. | 2 | 135
22.12. | 3 | 135
22.12. | 4 | 135
22.12. | 5 | 135
22.12. | 6 | 135
22.12. | 7 | 135
22.12. | 8 | 135
22.12. | 9 | 135
22.12. | 10 | 135
22.12. | 11 | 135
22.12. | 12 | 135
22.12. | 13 | 135
22.12. | 14 | 135
22.12. | 15 | 135
22.12. | 16 | 135
22.12. | 17 | 135
22.12. | 18 | 135
22.12. | 19 | 135
22.12. | 20 | 135
22.12. | 21 | 135
22.12. | 22 | 135
22.12. | 23 | 135
22.12. | 24 | 135
23.12. | 1 | 135
23.12. | 2 | 135
23.12. | 3 | 135
23.12. | 4 | 135
23.12. | 5 | 135
23.12. | 6 | 135
23.12. | 7 | 135
23.12. | 8 | 135
23.12. | 9 | 135
23.12. | 10 | 135
23.12. | 11 | 135
23.12. | 12 | 135
23.12. | 13 | 135
23.12. | 14 | 135
23.12. | 15 | 135
23.12. | 16 | 135
23.12. | 17 | 135
23.12. | 18 | 135
23.12. | 19 | 135
23.12. | 20 | 135
23.12. | 21 | 135
23.12. | 22 | 135
23.12. | 23 | 135
23.12. | 24 | 135
24.12. | 1 | 135
24.12. | 2 | 135
24.12. | 3 | 135
24.12. | 4 | 135
24.12. | 5 | 135
24.12. | 6 | 135
24.12. | 7 | 135
24.12. | 8 | 135
24.12. | 9 | 135
24.12. | 10 | 135
24.12. | 11 | 135
24.12. | 12 | 135
24.12. | 13 | 135
24.12. | 14 | 135
24.12. | 15 | 135
24.12. | 16 | 135
24.12. | 17 | 135
24.12. | 18 | 135
24.12. | 19 | 135
24.12. | 20 | 135
24.12. | 21 | 135
24.12. | 22 | 135
24.12. | 23 | 135
24.12. | 24 | 135
25.12. | 1 | 135
25.12. | 2 | 135
25.12. | 3 | 135
25.12. | 4 | 135
25.12. | 5 | 135
25.12. | 6 | 135
25.12. | 7 | 135
25.12. | 8 | 135
25.12. | 9 | 135
25.12. | 10 | 135
25.12. | 11 | 135
25.12. | 12 | 135
25.12. | 13 | 135
25.12. | 14 | 135
25.12. | 15 | 135
25.12. | 16 | 135
25.12. | 17 | 135
25.12. | 18 | 135
25.12. | 19 | 135
25.12. | 20 | 135
25.12. | 21 | 135
25.12. | 22 | 135
25.12. | 23 | 135
25.12. | 24 | 135
26.12. | 1 | 135
26.12. | 2 | 135
26.12. | 3 | 135
26.12. | 4 | 135
26.12. | 5 | 135
26.12. | 6 | 135
26.12. | 7 | 135
26.12. | 8 | 135
26.12. | 9 | 135
26.12. | 10 | 135
26.12. | 11 | 135
26.12. | 12 | 135
26.12. | 13 | 135
26.12. | 14 | 135
26.12. | 15 | 135
26.12. | 16 | 135
26.12. | 17 | 135
26.12. | 18 | 135
26.12. | 19 | 135
26.12. | 20 | 135
26.12. | 21 | 135
26.12. | 22 | 135
26.12. | 23 | 135
26.12. | 24 | 135
27.12. | 1 | 135
27.12. | 2 | 135
27.12. | 3 | 135
27.12. | 4 | 135
27.12. | 5 | 135
27.12. | 6 | 135
27.12. | 7 | 135
27.12. | 8 | 135
27.12. | 9 | 135
27.12. | 10 | 135
27.12. | 11 | 135
27.12. | 12 | 135
27.12. | 13 | 135
27.12. | 14 | 135
27.12. | 15 | 135
27.12. | 16 | 135
27.12. | 17 | 135
27.12. | 18 | 135
27.12. | 19 | 135
27.12. | 20 | 135
27.12. | 21 | 135
27.12. | 22 | 135
27.12. | 23 | 135
27.12. | 24 | 135
28.12. | 1 | 135
28.12. | 2 | 135
28.12. | 3 | 135
28.12. | 4 | 135
28.12. | 5 | 135
28.12. | 6 | 135
28.12. | 7 | 135
28.12. | 8 | 135
28.12. | 9 | 135
28.12. | 10 | 135
28.12. | 11 | 135
28.12. | 12 | 135
28.12. | 13 | 135
28.12. | 14 | 135
28.12. | 15 | 135
28.12. | 16 | 135
28.12. | 17 | 135
28.12. | 18 | 135
28.12. | 19 | 135
28.12. | 20 | 135
28.12. | 21 | 135
28.12. | 22 | 135
28.12. | 23 | 135
28.12. | 24 | 135
29.12. | 1 | 135
29.12. | 2 | 135
29.12. | 3 | 135
29.12. | 4 | 135
29.12. | 5 | 135
29.12. | 6 | 135
29.12. | 7 | 135
29.12. | 8 | 135
29.12. | 9 | 135
29.12. | 10 | 135
29.12. | 11 | 135
29.12. | 12 | 135
29.12. | 13 | 135
29.12. | 14 | 135
29.12. | 15 | 135
29.12. | 16 | 135
29.12. | 17 | 135
29.12. | 18 | 135
29.12. | 19 | 135
29.12. | 20 | 135
29.12. | 21 | 135
29.12. | 22 | 135
29.12. | 23 | 135
29.12. | 24 | 135
30.12. | 1 | 135
30.12. | 2 | 135
30.12. | 3 | 135
30.12. | 4 | 135
30.12. | 5 | 135
30.12. | 6 | 135
30.12. | 7 | 135
30.12. | 8 | 135
30.12. | 9 | 135
30.12. | 10 | 135
30.12. | 11 | 135
30.12. | 12 | 135
30.12. | 13 | 135
30.12. | 14 | 135
30.12. | 15 | 135
30.12. | 16 | 135
30.12. | 17 | 135
30.12. | 18 | 135
30.12. | 19 | 135
30.12. | 20 | 135
30.12. | 21 | 135
30.12. | 22 | 135
30.12. | 23 | 135
30.12. | 24 | 135
31.12. | 1 | 135
31.12. | 2 | 135
31.12. | 3 | 135
31.12. | 4 | 135
31.12. | 5 | 135
31.12. | 6 | 135
31.12. | 7 | 135
31.12. | 8 | 135
31.12. | 9 | 135
31.12. | 10 | 135
31.12. | 11 | 135
31.12. | 12 | 135
31.12. | 13 | 135
31.12. | 14 | 135
31.12. | 15 | 135
31.12. | 16 | 135
31.12. | 17 | 135
31.12. | 18 | 135
31.12. | 19 | 135
31.12. | 20 | 135
31.12. | 21 | 135
31.12. | 22 | 135
31.12. | 23 | 135
31.12. | 24 | 135

## Exchanges
ENTSO-E Market Modelling Database: Exchanges with non-ENTSO-E countries
Country:
Market Node: | EE00
Year:
Climate year |  |  | N.B. use convention first January always Monday (2007 calendar year) --> see guidelines for further details
Scenario
name of the non-ENTSOE country:
average import capacity from non-ENTSO-E country (MW) (optional):
average export capacity to non-ENTSO-E country (MW) (optional):
name of the non-ENTSOE country:
average import capacity from non-ENTSO-E country (MW) (optional):
average export capacity to non-ENTSO-E country (MW) (optional):
name of the non-ENTSOE country:
average import capacity from non-ENTSO-E country (MW) (optional):
average export capacity to non-ENTSO-E country (MW) (optional):
name of the non-ENTSOE country:
average import capacity from non-ENTSO-E country (MW) (optional):
average export capacity to non-ENTSO-E country (MW) (optional):
name of the non-ENTSOE country:
average import capacity from non-ENTSO-E country (MW) (optional):
average export capacity to non-ENTSO-E country (MW) (optional):
Date | Hour | Total exchanges with all non ENTSO-E countries (MW) (>0 for import)
01.01. | 1
01.01. | 2
01.01. | 3
01.01. | 4
01.01. | 5
01.01. | 6
01.01. | 7
01.01. | 8
01.01. | 9
01.01. | 10
01.01. | 11
01.01. | 12
01.01. | 13
01.01. | 14
01.01. | 15
01.01. | 16
01.01. | 17
01.01. | 18
01.01. | 19
01.01. | 20
01.01. | 21
01.01. | 22
01.01. | 23
01.01. | 24
02.01. | 1
02.01. | 2
02.01. | 3
02.01. | 4
02.01. | 5
02.01. | 6
02.01. | 7
02.01. | 8
02.01. | 9
02.01. | 10
02.01. | 11
02.01. | 12
02.01. | 13
02.01. | 14
02.01. | 15
02.01. | 16
02.01. | 17
02.01. | 18
02.01. | 19
02.01. | 20
02.01. | 21
02.01. | 22
02.01. | 23
02.01. | 24
03.01. | 1
03.01. | 2
03.01. | 3
03.01. | 4
03.01. | 5
03.01. | 6
03.01. | 7
03.01. | 8
03.01. | 9
03.01. | 10
03.01. | 11
03.01. | 12
03.01. | 13
03.01. | 14
03.01. | 15
03.01. | 16
03.01. | 17
03.01. | 18
03.01. | 19
03.01. | 20
03.01. | 21
03.01. | 22
03.01. | 23
03.01. | 24
04.01. | 1
04.01. | 2
04.01. | 3
04.01. | 4
04.01. | 5
04.01. | 6
04.01. | 7
04.01. | 8
04.01. | 9
04.01. | 10
04.01. | 11
04.01. | 12
04.01. | 13
04.01. | 14
04.01. | 15
04.01. | 16
04.01. | 17
04.01. | 18
04.01. | 19
04.01. | 20
04.01. | 21
04.01. | 22
04.01. | 23
04.01. | 24
05.01. | 1
05.01. | 2
05.01. | 3
05.01. | 4
05.01. | 5
05.01. | 6
05.01. | 7
05.01. | 8
05.01. | 9
05.01. | 10
05.01. | 11
05.01. | 12
05.01. | 13
05.01. | 14
05.01. | 15
05.01. | 16
05.01. | 17
05.01. | 18
05.01. | 19
05.01. | 20
05.01. | 21
05.01. | 22
05.01. | 23
05.01. | 24
06.01. | 1
06.01. | 2
06.01. | 3
06.01. | 4
06.01. | 5
06.01. | 6
06.01. | 7
06.01. | 8
06.01. | 9
06.01. | 10
06.01. | 11
06.01. | 12
06.01. | 13
06.01. | 14
06.01. | 15
06.01. | 16
06.01. | 17
06.01. | 18
06.01. | 19
06.01. | 20
06.01. | 21
06.01. | 22
06.01. | 23
06.01. | 24
07.01. | 1
07.01. | 2
07.01. | 3
07.01. | 4
07.01. | 5
07.01. | 6
07.01. | 7
07.01. | 8
07.01. | 9
07.01. | 10
07.01. | 11
07.01. | 12
07.01. | 13
07.01. | 14
07.01. | 15
07.01. | 16
07.01. | 17
07.01. | 18
07.01. | 19
07.01. | 20
07.01. | 21
07.01. | 22
07.01. | 23
07.01. | 24
08.01. | 1
08.01. | 2
08.01. | 3
08.01. | 4
08.01. | 5
08.01. | 6
08.01. | 7
08.01. | 8
08.01. | 9
08.01. | 10
08.01. | 11
08.01. | 12
08.01. | 13
08.01. | 14
08.01. | 15
08.01. | 16
08.01. | 17
08.01. | 18
08.01. | 19
08.01. | 20
08.01. | 21
08.01. | 22
08.01. | 23
08.01. | 24
09.01. | 1
09.01. | 2
09.01. | 3
09.01. | 4
09.01. | 5
09.01. | 6
09.01. | 7
09.01. | 8
09.01. | 9
09.01. | 10
09.01. | 11
09.01. | 12
09.01. | 13
09.01. | 14
09.01. | 15
09.01. | 16
09.01. | 17
09.01. | 18
09.01. | 19
09.01. | 20
09.01. | 21
09.01. | 22
09.01. | 23
09.01. | 24
10.01. | 1
10.01. | 2
10.01. | 3
10.01. | 4
10.01. | 5
10.01. | 6
10.01. | 7
10.01. | 8
10.01. | 9
10.01. | 10
10.01. | 11
10.01. | 12
10.01. | 13
10.01. | 14
10.01. | 15
10.01. | 16
10.01. | 17
10.01. | 18
10.01. | 19
10.01. | 20
10.01. | 21
10.01. | 22
10.01. | 23
10.01. | 24
11.01. | 1
11.01. | 2
11.01. | 3
11.01. | 4
11.01. | 5
11.01. | 6
11.01. | 7
11.01. | 8
11.01. | 9
11.01. | 10
11.01. | 11
11.01. | 12
11.01. | 13
11.01. | 14
11.01. | 15
11.01. | 16
11.01. | 17
11.01. | 18
11.01. | 19
11.01. | 20
11.01. | 21
11.01. | 22
11.01. | 23
11.01. | 24
12.01. | 1
12.01. | 2
12.01. | 3
12.01. | 4
12.01. | 5
12.01. | 6
12.01. | 7
12.01. | 8
12.01. | 9
12.01. | 10
12.01. | 11
12.01. | 12
12.01. | 13
12.01. | 14
12.01. | 15
12.01. | 16
12.01. | 17
12.01. | 18
12.01. | 19
12.01. | 20
12.01. | 21
12.01. | 22
12.01. | 23
12.01. | 24
13.01. | 1
13.01. | 2
13.01. | 3
13.01. | 4
13.01. | 5
13.01. | 6
13.01. | 7
13.01. | 8
13.01. | 9
13.01. | 10
13.01. | 11
13.01. | 12
13.01. | 13
13.01. | 14
13.01. | 15
13.01. | 16
13.01. | 17
13.01. | 18
13.01. | 19
13.01. | 20
13.01. | 21
13.01. | 22
13.01. | 23
13.01. | 24
14.01. | 1
14.01. | 2
14.01. | 3
14.01. | 4
14.01. | 5
14.01. | 6
14.01. | 7
14.01. | 8
14.01. | 9
14.01. | 10
14.01. | 11
14.01. | 12
14.01. | 13
14.01. | 14
14.01. | 15
14.01. | 16
14.01. | 17
14.01. | 18
14.01. | 19
14.01. | 20
14.01. | 21
14.01. | 22
14.01. | 23
14.01. | 24
15.01. | 1
15.01. | 2
15.01. | 3
15.01. | 4
15.01. | 5
15.01. | 6
15.01. | 7
15.01. | 8
15.01. | 9
15.01. | 10
15.01. | 11
15.01. | 12
15.01. | 13
15.01. | 14
15.01. | 15
15.01. | 16
15.01. | 17
15.01. | 18
15.01. | 19
15.01. | 20
15.01. | 21
15.01. | 22
15.01. | 23
15.01. | 24
16.01. | 1
16.01. | 2
16.01. | 3
16.01. | 4
16.01. | 5
16.01. | 6
16.01. | 7
16.01. | 8
16.01. | 9
16.01. | 10
16.01. | 11
16.01. | 12
16.01. | 13
16.01. | 14
16.01. | 15
16.01. | 16
16.01. | 17
16.01. | 18
16.01. | 19
16.01. | 20
16.01. | 21
16.01. | 22
16.01. | 23
16.01. | 24
17.01. | 1
17.01. | 2
17.01. | 3
17.01. | 4
17.01. | 5
17.01. | 6
17.01. | 7
17.01. | 8
17.01. | 9
17.01. | 10
17.01. | 11
17.01. | 12
17.01. | 13
17.01. | 14
17.01. | 15
17.01. | 16
17.01. | 17
17.01. | 18
17.01. | 19
17.01. | 20
17.01. | 21
17.01. | 22
17.01. | 23
17.01. | 24
18.01. | 1
18.01. | 2
18.01. | 3
18.01. | 4
18.01. | 5
18.01. | 6
18.01. | 7
18.01. | 8
18.01. | 9
18.01. | 10
18.01. | 11
18.01. | 12
18.01. | 13
18.01. | 14
18.01. | 15
18.01. | 16
18.01. | 17
18.01. | 18
18.01. | 19
18.01. | 20
18.01. | 21
18.01. | 22
18.01. | 23
18.01. | 24
19.01. | 1
19.01. | 2
19.01. | 3
19.01. | 4
19.01. | 5
19.01. | 6
19.01. | 7
19.01. | 8
19.01. | 9
19.01. | 10
19.01. | 11
19.01. | 12
19.01. | 13
19.01. | 14
19.01. | 15
19.01. | 16
19.01. | 17
19.01. | 18
19.01. | 19
19.01. | 20
19.01. | 21
19.01. | 22
19.01. | 23
19.01. | 24
20.01. | 1
20.01. | 2
20.01. | 3
20.01. | 4
20.01. | 5
20.01. | 6
20.01. | 7
20.01. | 8
20.01. | 9
20.01. | 10
20.01. | 11
20.01. | 12
20.01. | 13
20.01. | 14
20.01. | 15
20.01. | 16
20.01. | 17
20.01. | 18
20.01. | 19
20.01. | 20
20.01. | 21
20.01. | 22
20.01. | 23
20.01. | 24
21.01. | 1
21.01. | 2
21.01. | 3
21.01. | 4
21.01. | 5
21.01. | 6
21.01. | 7
21.01. | 8
21.01. | 9
21.01. | 10
21.01. | 11
21.01. | 12
21.01. | 13
21.01. | 14
21.01. | 15
21.01. | 16
21.01. | 17
21.01. | 18
21.01. | 19
21.01. | 20
21.01. | 21
21.01. | 22
21.01. | 23
21.01. | 24
22.01. | 1
22.01. | 2
22.01. | 3
22.01. | 4
22.01. | 5
22.01. | 6
22.01. | 7
22.01. | 8
22.01. | 9
22.01. | 10
22.01. | 11
22.01. | 12
22.01. | 13
22.01. | 14
22.01. | 15
22.01. | 16
22.01. | 17
22.01. | 18
22.01. | 19
22.01. | 20
22.01. | 21
22.01. | 22
22.01. | 23
22.01. | 24
23.01. | 1
23.01. | 2
23.01. | 3
23.01. | 4
23.01. | 5
23.01. | 6
23.01. | 7
23.01. | 8
23.01. | 9
23.01. | 10
23.01. | 11
23.01. | 12
23.01. | 13
23.01. | 14
23.01. | 15
23.01. | 16
23.01. | 17
23.01. | 18
23.01. | 19
23.01. | 20
23.01. | 21
23.01. | 22
23.01. | 23
23.01. | 24
24.01. | 1
24.01. | 2
24.01. | 3
24.01. | 4
24.01. | 5
24.01. | 6
24.01. | 7
24.01. | 8
24.01. | 9
24.01. | 10
24.01. | 11
24.01. | 12
24.01. | 13
24.01. | 14
24.01. | 15
24.01. | 16
24.01. | 17
24.01. | 18
24.01. | 19
24.01. | 20
24.01. | 21
24.01. | 22
24.01. | 23
24.01. | 24
25.01. | 1
25.01. | 2
25.01. | 3
25.01. | 4
25.01. | 5
25.01. | 6
25.01. | 7
25.01. | 8
25.01. | 9
25.01. | 10
25.01. | 11
25.01. | 12
25.01. | 13
25.01. | 14
25.01. | 15
25.01. | 16
25.01. | 17
25.01. | 18
25.01. | 19
25.01. | 20
25.01. | 21
25.01. | 22
25.01. | 23
25.01. | 24
26.01. | 1
26.01. | 2
26.01. | 3
26.01. | 4
26.01. | 5
26.01. | 6
26.01. | 7
26.01. | 8
26.01. | 9
26.01. | 10
26.01. | 11
26.01. | 12
26.01. | 13
26.01. | 14
26.01. | 15
26.01. | 16
26.01. | 17
26.01. | 18
26.01. | 19
26.01. | 20
26.01. | 21
26.01. | 22
26.01. | 23
26.01. | 24
27.01. | 1
27.01. | 2
27.01. | 3
27.01. | 4
27.01. | 5
27.01. | 6
27.01. | 7
27.01. | 8
27.01. | 9
27.01. | 10
27.01. | 11
27.01. | 12
27.01. | 13
27.01. | 14
27.01. | 15
27.01. | 16
27.01. | 17
27.01. | 18
27.01. | 19
27.01. | 20
27.01. | 21
27.01. | 22
27.01. | 23
27.01. | 24
28.01. | 1
28.01. | 2
28.01. | 3
28.01. | 4
28.01. | 5
28.01. | 6
28.01. | 7
28.01. | 8
28.01. | 9
28.01. | 10
28.01. | 11
28.01. | 12
28.01. | 13
28.01. | 14
28.01. | 15
28.01. | 16
28.01. | 17
28.01. | 18
28.01. | 19
28.01. | 20
28.01. | 21
28.01. | 22
28.01. | 23
28.01. | 24
29.01. | 1
29.01. | 2
29.01. | 3
29.01. | 4
29.01. | 5
29.01. | 6
29.01. | 7
29.01. | 8
29.01. | 9
29.01. | 10
29.01. | 11
29.01. | 12
29.01. | 13
29.01. | 14
29.01. | 15
29.01. | 16
29.01. | 17
29.01. | 18
29.01. | 19
29.01. | 20
29.01. | 21
29.01. | 22
29.01. | 23
29.01. | 24
30.01. | 1
30.01. | 2
30.01. | 3
30.01. | 4
30.01. | 5
30.01. | 6
30.01. | 7
30.01. | 8
30.01. | 9
30.01. | 10
30.01. | 11
30.01. | 12
30.01. | 13
30.01. | 14
30.01. | 15
30.01. | 16
30.01. | 17
30.01. | 18
30.01. | 19
30.01. | 20
30.01. | 21
30.01. | 22
30.01. | 23
30.01. | 24
31.01. | 1
31.01. | 2
31.01. | 3
31.01. | 4
31.01. | 5
31.01. | 6
31.01. | 7
31.01. | 8
31.01. | 9
31.01. | 10
31.01. | 11
31.01. | 12
31.01. | 13
31.01. | 14
31.01. | 15
31.01. | 16
31.01. | 17
31.01. | 18
31.01. | 19
31.01. | 20
31.01. | 21
31.01. | 22
31.01. | 23
31.01. | 24
01.02. | 1
01.02. | 2
01.02. | 3
01.02. | 4
01.02. | 5
01.02. | 6
01.02. | 7
01.02. | 8
01.02. | 9
01.02. | 10
01.02. | 11
01.02. | 12
01.02. | 13
01.02. | 14
01.02. | 15
01.02. | 16
01.02. | 17
01.02. | 18
01.02. | 19
01.02. | 20
01.02. | 21
01.02. | 22
01.02. | 23
01.02. | 24
02.02. | 1
02.02. | 2
02.02. | 3
02.02. | 4
02.02. | 5
02.02. | 6
02.02. | 7
02.02. | 8
02.02. | 9
02.02. | 10
02.02. | 11
02.02. | 12
02.02. | 13
02.02. | 14
02.02. | 15
02.02. | 16
02.02. | 17
02.02. | 18
02.02. | 19
02.02. | 20
02.02. | 21
02.02. | 22
02.02. | 23
02.02. | 24
03.02. | 1
03.02. | 2
03.02. | 3
03.02. | 4
03.02. | 5
03.02. | 6
03.02. | 7
03.02. | 8
03.02. | 9
03.02. | 10
03.02. | 11
03.02. | 12
03.02. | 13
03.02. | 14
03.02. | 15
03.02. | 16
03.02. | 17
03.02. | 18
03.02. | 19
03.02. | 20
03.02. | 21
03.02. | 22
03.02. | 23
03.02. | 24
04.02. | 1
04.02. | 2
04.02. | 3
04.02. | 4
04.02. | 5
04.02. | 6
04.02. | 7
04.02. | 8
04.02. | 9
04.02. | 10
04.02. | 11
04.02. | 12
04.02. | 13
04.02. | 14
04.02. | 15
04.02. | 16
04.02. | 17
04.02. | 18
04.02. | 19
04.02. | 20
04.02. | 21
04.02. | 22
04.02. | 23
04.02. | 24
05.02. | 1
05.02. | 2
05.02. | 3
05.02. | 4
05.02. | 5
05.02. | 6
05.02. | 7
05.02. | 8
05.02. | 9
05.02. | 10
05.02. | 11
05.02. | 12
05.02. | 13
05.02. | 14
05.02. | 15
05.02. | 16
05.02. | 17
05.02. | 18
05.02. | 19
05.02. | 20
05.02. | 21
05.02. | 22
05.02. | 23
05.02. | 24
06.02. | 1
06.02. | 2
06.02. | 3
06.02. | 4
06.02. | 5
06.02. | 6
06.02. | 7
06.02. | 8
06.02. | 9
06.02. | 10
06.02. | 11
06.02. | 12
06.02. | 13
06.02. | 14
06.02. | 15
06.02. | 16
06.02. | 17
06.02. | 18
06.02. | 19
06.02. | 20
06.02. | 21
06.02. | 22
06.02. | 23
06.02. | 24
07.02. | 1
07.02. | 2
07.02. | 3
07.02. | 4
07.02. | 5
07.02. | 6
07.02. | 7
07.02. | 8
07.02. | 9
07.02. | 10
07.02. | 11
07.02. | 12
07.02. | 13
07.02. | 14
07.02. | 15
07.02. | 16
07.02. | 17
07.02. | 18
07.02. | 19
07.02. | 20
07.02. | 21
07.02. | 22
07.02. | 23
07.02. | 24
08.02. | 1
08.02. | 2
08.02. | 3
08.02. | 4
08.02. | 5
08.02. | 6
08.02. | 7
08.02. | 8
08.02. | 9
08.02. | 10
08.02. | 11
08.02. | 12
08.02. | 13
08.02. | 14
08.02. | 15
08.02. | 16
08.02. | 17
08.02. | 18
08.02. | 19
08.02. | 20
08.02. | 21
08.02. | 22
08.02. | 23
08.02. | 24
09.02. | 1
09.02. | 2
09.02. | 3
09.02. | 4
09.02. | 5
09.02. | 6
09.02. | 7
09.02. | 8
09.02. | 9
09.02. | 10
09.02. | 11
09.02. | 12
09.02. | 13
09.02. | 14
09.02. | 15
09.02. | 16
09.02. | 17
09.02. | 18
09.02. | 19
09.02. | 20
09.02. | 21
09.02. | 22
09.02. | 23
09.02. | 24
10.02. | 1
10.02. | 2
10.02. | 3
10.02. | 4
10.02. | 5
10.02. | 6
10.02. | 7
10.02. | 8
10.02. | 9
10.02. | 10
10.02. | 11
10.02. | 12
10.02. | 13
10.02. | 14
10.02. | 15
10.02. | 16
10.02. | 17
10.02. | 18
10.02. | 19
10.02. | 20
10.02. | 21
10.02. | 22
10.02. | 23
10.02. | 24
11.02. | 1
11.02. | 2
11.02. | 3
11.02. | 4
11.02. | 5
11.02. | 6
11.02. | 7
11.02. | 8
11.02. | 9
11.02. | 10
11.02. | 11
11.02. | 12
11.02. | 13
11.02. | 14
11.02. | 15
11.02. | 16
11.02. | 17
11.02. | 18
11.02. | 19
11.02. | 20
11.02. | 21
11.02. | 22
11.02. | 23
11.02. | 24
12.02. | 1
12.02. | 2
12.02. | 3
12.02. | 4
12.02. | 5
12.02. | 6
12.02. | 7
12.02. | 8
12.02. | 9
12.02. | 10
12.02. | 11
12.02. | 12
12.02. | 13
12.02. | 14
12.02. | 15
12.02. | 16
12.02. | 17
12.02. | 18
12.02. | 19
12.02. | 20
12.02. | 21
12.02. | 22
12.02. | 23
12.02. | 24
13.02. | 1
13.02. | 2
13.02. | 3
13.02. | 4
13.02. | 5
13.02. | 6
13.02. | 7
13.02. | 8
13.02. | 9
13.02. | 10
13.02. | 11
13.02. | 12
13.02. | 13
13.02. | 14
13.02. | 15
13.02. | 16
13.02. | 17
13.02. | 18
13.02. | 19
13.02. | 20
13.02. | 21
13.02. | 22
13.02. | 23
13.02. | 24
14.02. | 1
14.02. | 2
14.02. | 3
14.02. | 4
14.02. | 5
14.02. | 6
14.02. | 7
14.02. | 8
14.02. | 9
14.02. | 10
14.02. | 11
14.02. | 12
14.02. | 13
14.02. | 14
14.02. | 15
14.02. | 16
14.02. | 17
14.02. | 18
14.02. | 19
14.02. | 20
14.02. | 21
14.02. | 22
14.02. | 23
14.02. | 24
15.02. | 1
15.02. | 2
15.02. | 3
15.02. | 4
15.02. | 5
15.02. | 6
15.02. | 7
15.02. | 8
15.02. | 9
15.02. | 10
15.02. | 11
15.02. | 12
15.02. | 13
15.02. | 14
15.02. | 15
15.02. | 16
15.02. | 17
15.02. | 18
15.02. | 19
15.02. | 20
15.02. | 21
15.02. | 22
15.02. | 23
15.02. | 24
16.02. | 1
16.02. | 2
16.02. | 3
16.02. | 4
16.02. | 5
16.02. | 6
16.02. | 7
16.02. | 8
16.02. | 9
16.02. | 10
16.02. | 11
16.02. | 12
16.02. | 13
16.02. | 14
16.02. | 15
16.02. | 16
16.02. | 17
16.02. | 18
16.02. | 19
16.02. | 20
16.02. | 21
16.02. | 22
16.02. | 23
16.02. | 24
17.02. | 1
17.02. | 2
17.02. | 3
17.02. | 4
17.02. | 5
17.02. | 6
17.02. | 7
17.02. | 8
17.02. | 9
17.02. | 10
17.02. | 11
17.02. | 12
17.02. | 13
17.02. | 14
17.02. | 15
17.02. | 16
17.02. | 17
17.02. | 18
17.02. | 19
17.02. | 20
17.02. | 21
17.02. | 22
17.02. | 23
17.02. | 24
18.02. | 1
18.02. | 2
18.02. | 3
18.02. | 4
18.02. | 5
18.02. | 6
18.02. | 7
18.02. | 8
18.02. | 9
18.02. | 10
18.02. | 11
18.02. | 12
18.02. | 13
18.02. | 14
18.02. | 15
18.02. | 16
18.02. | 17
18.02. | 18
18.02. | 19
18.02. | 20
18.02. | 21
18.02. | 22
18.02. | 23
18.02. | 24
19.02. | 1
19.02. | 2
19.02. | 3
19.02. | 4
19.02. | 5
19.02. | 6
19.02. | 7
19.02. | 8
19.02. | 9
19.02. | 10
19.02. | 11
19.02. | 12
19.02. | 13
19.02. | 14
19.02. | 15
19.02. | 16
19.02. | 17
19.02. | 18
19.02. | 19
19.02. | 20
19.02. | 21
19.02. | 22
19.02. | 23
19.02. | 24
20.02. | 1
20.02. | 2
20.02. | 3
20.02. | 4
20.02. | 5
20.02. | 6
20.02. | 7
20.02. | 8
20.02. | 9
20.02. | 10
20.02. | 11
20.02. | 12
20.02. | 13
20.02. | 14
20.02. | 15
20.02. | 16
20.02. | 17
20.02. | 18
20.02. | 19
20.02. | 20
20.02. | 21
20.02. | 22
20.02. | 23
20.02. | 24
21.02. | 1
21.02. | 2
21.02. | 3
21.02. | 4
21.02. | 5
21.02. | 6
21.02. | 7
21.02. | 8
21.02. | 9
21.02. | 10
21.02. | 11
21.02. | 12
21.02. | 13
21.02. | 14
21.02. | 15
21.02. | 16
21.02. | 17
21.02. | 18
21.02. | 19
21.02. | 20
21.02. | 21
21.02. | 22
21.02. | 23
21.02. | 24
22.02. | 1
22.02. | 2
22.02. | 3
22.02. | 4
22.02. | 5
22.02. | 6
22.02. | 7
22.02. | 8
22.02. | 9
22.02. | 10
22.02. | 11
22.02. | 12
22.02. | 13
22.02. | 14
22.02. | 15
22.02. | 16
22.02. | 17
22.02. | 18
22.02. | 19
22.02. | 20
22.02. | 21
22.02. | 22
22.02. | 23
22.02. | 24
23.02. | 1
23.02. | 2
23.02. | 3
23.02. | 4
23.02. | 5
23.02. | 6
23.02. | 7
23.02. | 8
23.02. | 9
23.02. | 10
23.02. | 11
23.02. | 12
23.02. | 13
23.02. | 14
23.02. | 15
23.02. | 16
23.02. | 17
23.02. | 18
23.02. | 19
23.02. | 20
23.02. | 21
23.02. | 22
23.02. | 23
23.02. | 24
24.02. | 1
24.02. | 2
24.02. | 3
24.02. | 4
24.02. | 5
24.02. | 6
24.02. | 7
24.02. | 8
24.02. | 9
24.02. | 10
24.02. | 11
24.02. | 12
24.02. | 13
24.02. | 14
24.02. | 15
24.02. | 16
24.02. | 17
24.02. | 18
24.02. | 19
24.02. | 20
24.02. | 21
24.02. | 22
24.02. | 23
24.02. | 24
25.02. | 1
25.02. | 2
25.02. | 3
25.02. | 4
25.02. | 5
25.02. | 6
25.02. | 7
25.02. | 8
25.02. | 9
25.02. | 10
25.02. | 11
25.02. | 12
25.02. | 13
25.02. | 14
25.02. | 15
25.02. | 16
25.02. | 17
25.02. | 18
25.02. | 19
25.02. | 20
25.02. | 21
25.02. | 22
25.02. | 23
25.02. | 24
26.02. | 1
26.02. | 2
26.02. | 3
26.02. | 4
26.02. | 5
26.02. | 6
26.02. | 7
26.02. | 8
26.02. | 9
26.02. | 10
26.02. | 11
26.02. | 12
26.02. | 13
26.02. | 14
26.02. | 15
26.02. | 16
26.02. | 17
26.02. | 18
26.02. | 19
26.02. | 20
26.02. | 21
26.02. | 22
26.02. | 23
26.02. | 24
27.02. | 1
27.02. | 2
27.02. | 3
27.02. | 4
27.02. | 5
27.02. | 6
27.02. | 7
27.02. | 8
27.02. | 9
27.02. | 10
27.02. | 11
27.02. | 12
27.02. | 13
27.02. | 14
27.02. | 15
27.02. | 16
27.02. | 17
27.02. | 18
27.02. | 19
27.02. | 20
27.02. | 21
27.02. | 22
27.02. | 23
27.02. | 24
28.02. | 1
28.02. | 2
28.02. | 3
28.02. | 4
28.02. | 5
28.02. | 6
28.02. | 7
28.02. | 8
28.02. | 9
28.02. | 10
28.02. | 11
28.02. | 12
28.02. | 13
28.02. | 14
28.02. | 15
28.02. | 16
28.02. | 17
28.02. | 18
28.02. | 19
28.02. | 20
28.02. | 21
28.02. | 22
28.02. | 23
28.02. | 24
01.03. | 1
01.03. | 2
01.03. | 3
01.03. | 4
01.03. | 5
01.03. | 6
01.03. | 7
01.03. | 8
01.03. | 9
01.03. | 10
01.03. | 11
01.03. | 12
01.03. | 13
01.03. | 14
01.03. | 15
01.03. | 16
01.03. | 17
01.03. | 18
01.03. | 19
01.03. | 20
01.03. | 21
01.03. | 22
01.03. | 23
01.03. | 24
02.03. | 1
02.03. | 2
02.03. | 3
02.03. | 4
02.03. | 5
02.03. | 6
02.03. | 7
02.03. | 8
02.03. | 9
02.03. | 10
02.03. | 11
02.03. | 12
02.03. | 13
02.03. | 14
02.03. | 15
02.03. | 16
02.03. | 17
02.03. | 18
02.03. | 19
02.03. | 20
02.03. | 21
02.03. | 22
02.03. | 23
02.03. | 24
03.03. | 1
03.03. | 2
03.03. | 3
03.03. | 4
03.03. | 5
03.03. | 6
03.03. | 7
03.03. | 8
03.03. | 9
03.03. | 10
03.03. | 11
03.03. | 12
03.03. | 13
03.03. | 14
03.03. | 15
03.03. | 16
03.03. | 17
03.03. | 18
03.03. | 19
03.03. | 20
03.03. | 21
03.03. | 22
03.03. | 23
03.03. | 24
04.03. | 1
04.03. | 2
04.03. | 3
04.03. | 4
04.03. | 5
04.03. | 6
04.03. | 7
04.03. | 8
04.03. | 9
04.03. | 10
04.03. | 11
04.03. | 12
04.03. | 13
04.03. | 14
04.03. | 15
04.03. | 16
04.03. | 17
04.03. | 18
04.03. | 19
04.03. | 20
04.03. | 21
04.03. | 22
04.03. | 23
04.03. | 24
05.03. | 1
05.03. | 2
05.03. | 3
05.03. | 4
05.03. | 5
05.03. | 6
05.03. | 7
05.03. | 8
05.03. | 9
05.03. | 10
05.03. | 11
05.03. | 12
05.03. | 13
05.03. | 14
05.03. | 15
05.03. | 16
05.03. | 17
05.03. | 18
05.03. | 19
05.03. | 20
05.03. | 21
05.03. | 22
05.03. | 23
05.03. | 24
06.03. | 1
06.03. | 2
06.03. | 3
06.03. | 4
06.03. | 5
06.03. | 6
06.03. | 7
06.03. | 8
06.03. | 9
06.03. | 10
06.03. | 11
06.03. | 12
06.03. | 13
06.03. | 14
06.03. | 15
06.03. | 16
06.03. | 17
06.03. | 18
06.03. | 19
06.03. | 20
06.03. | 21
06.03. | 22
06.03. | 23
06.03. | 24
07.03. | 1
07.03. | 2
07.03. | 3
07.03. | 4
07.03. | 5
07.03. | 6
07.03. | 7
07.03. | 8
07.03. | 9
07.03. | 10
07.03. | 11
07.03. | 12
07.03. | 13
07.03. | 14
07.03. | 15
07.03. | 16
07.03. | 17
07.03. | 18
07.03. | 19
07.03. | 20
07.03. | 21
07.03. | 22
07.03. | 23
07.03. | 24
08.03. | 1
08.03. | 2
08.03. | 3
08.03. | 4
08.03. | 5
08.03. | 6
08.03. | 7
08.03. | 8
08.03. | 9
08.03. | 10
08.03. | 11
08.03. | 12
08.03. | 13
08.03. | 14
08.03. | 15
08.03. | 16
08.03. | 17
08.03. | 18
08.03. | 19
08.03. | 20
08.03. | 21
08.03. | 22
08.03. | 23
08.03. | 24
09.03. | 1
09.03. | 2
09.03. | 3
09.03. | 4
09.03. | 5
09.03. | 6
09.03. | 7
09.03. | 8
09.03. | 9
09.03. | 10
09.03. | 11
09.03. | 12
09.03. | 13
09.03. | 14
09.03. | 15
09.03. | 16
09.03. | 17
09.03. | 18
09.03. | 19
09.03. | 20
09.03. | 21
09.03. | 22
09.03. | 23
09.03. | 24
10.03. | 1
10.03. | 2
10.03. | 3
10.03. | 4
10.03. | 5
10.03. | 6
10.03. | 7
10.03. | 8
10.03. | 9
10.03. | 10
10.03. | 11
10.03. | 12
10.03. | 13
10.03. | 14
10.03. | 15
10.03. | 16
10.03. | 17
10.03. | 18
10.03. | 19
10.03. | 20
10.03. | 21
10.03. | 22
10.03. | 23
10.03. | 24
11.03. | 1
11.03. | 2
11.03. | 3
11.03. | 4
11.03. | 5
11.03. | 6
11.03. | 7
11.03. | 8
11.03. | 9
11.03. | 10
11.03. | 11
11.03. | 12
11.03. | 13
11.03. | 14
11.03. | 15
11.03. | 16
11.03. | 17
11.03. | 18
11.03. | 19
11.03. | 20
11.03. | 21
11.03. | 22
11.03. | 23
11.03. | 24
12.03. | 1
12.03. | 2
12.03. | 3
12.03. | 4
12.03. | 5
12.03. | 6
12.03. | 7
12.03. | 8
12.03. | 9
12.03. | 10
12.03. | 11
12.03. | 12
12.03. | 13
12.03. | 14
12.03. | 15
12.03. | 16
12.03. | 17
12.03. | 18
12.03. | 19
12.03. | 20
12.03. | 21
12.03. | 22
12.03. | 23
12.03. | 24
13.03. | 1
13.03. | 2
13.03. | 3
13.03. | 4
13.03. | 5
13.03. | 6
13.03. | 7
13.03. | 8
13.03. | 9
13.03. | 10
13.03. | 11
13.03. | 12
13.03. | 13
13.03. | 14
13.03. | 15
13.03. | 16
13.03. | 17
13.03. | 18
13.03. | 19
13.03. | 20
13.03. | 21
13.03. | 22
13.03. | 23
13.03. | 24
14.03. | 1
14.03. | 2
14.03. | 3
14.03. | 4
14.03. | 5
14.03. | 6
14.03. | 7
14.03. | 8
14.03. | 9
14.03. | 10
14.03. | 11
14.03. | 12
14.03. | 13
14.03. | 14
14.03. | 15
14.03. | 16
14.03. | 17
14.03. | 18
14.03. | 19
14.03. | 20
14.03. | 21
14.03. | 22
14.03. | 23
14.03. | 24
15.03. | 1
15.03. | 2
15.03. | 3
15.03. | 4
15.03. | 5
15.03. | 6
15.03. | 7
15.03. | 8
15.03. | 9
15.03. | 10
15.03. | 11
15.03. | 12
15.03. | 13
15.03. | 14
15.03. | 15
15.03. | 16
15.03. | 17
15.03. | 18
15.03. | 19
15.03. | 20
15.03. | 21
15.03. | 22
15.03. | 23
15.03. | 24
16.03. | 1
16.03. | 2
16.03. | 3
16.03. | 4
16.03. | 5
16.03. | 6
16.03. | 7
16.03. | 8
16.03. | 9
16.03. | 10
16.03. | 11
16.03. | 12
16.03. | 13
16.03. | 14
16.03. | 15
16.03. | 16
16.03. | 17
16.03. | 18
16.03. | 19
16.03. | 20
16.03. | 21
16.03. | 22
16.03. | 23
16.03. | 24
17.03. | 1
17.03. | 2
17.03. | 3
17.03. | 4
17.03. | 5
17.03. | 6
17.03. | 7
17.03. | 8
17.03. | 9
17.03. | 10
17.03. | 11
17.03. | 12
17.03. | 13
17.03. | 14
17.03. | 15
17.03. | 16
17.03. | 17
17.03. | 18
17.03. | 19
17.03. | 20
17.03. | 21
17.03. | 22
17.03. | 23
17.03. | 24
18.03. | 1
18.03. | 2
18.03. | 3
18.03. | 4
18.03. | 5
18.03. | 6
18.03. | 7
18.03. | 8
18.03. | 9
18.03. | 10
18.03. | 11
18.03. | 12
18.03. | 13
18.03. | 14
18.03. | 15
18.03. | 16
18.03. | 17
18.03. | 18
18.03. | 19
18.03. | 20
18.03. | 21
18.03. | 22
18.03. | 23
18.03. | 24
19.03. | 1
19.03. | 2
19.03. | 3
19.03. | 4
19.03. | 5
19.03. | 6
19.03. | 7
19.03. | 8
19.03. | 9
19.03. | 10
19.03. | 11
19.03. | 12
19.03. | 13
19.03. | 14
19.03. | 15
19.03. | 16
19.03. | 17
19.03. | 18
19.03. | 19
19.03. | 20
19.03. | 21
19.03. | 22
19.03. | 23
19.03. | 24
20.03. | 1
20.03. | 2
20.03. | 3
20.03. | 4
20.03. | 5
20.03. | 6
20.03. | 7
20.03. | 8
20.03. | 9
20.03. | 10
20.03. | 11
20.03. | 12
20.03. | 13
20.03. | 14
20.03. | 15
20.03. | 16
20.03. | 17
20.03. | 18
20.03. | 19
20.03. | 20
20.03. | 21
20.03. | 22
20.03. | 23
20.03. | 24
21.03. | 1
21.03. | 2
21.03. | 3
21.03. | 4
21.03. | 5
21.03. | 6
21.03. | 7
21.03. | 8
21.03. | 9
21.03. | 10
21.03. | 11
21.03. | 12
21.03. | 13
21.03. | 14
21.03. | 15
21.03. | 16
21.03. | 17
21.03. | 18
21.03. | 19
21.03. | 20
21.03. | 21
21.03. | 22
21.03. | 23
21.03. | 24
22.03. | 1
22.03. | 2
22.03. | 3
22.03. | 4
22.03. | 5
22.03. | 6
22.03. | 7
22.03. | 8
22.03. | 9
22.03. | 10
22.03. | 11
22.03. | 12
22.03. | 13
22.03. | 14
22.03. | 15
22.03. | 16
22.03. | 17
22.03. | 18
22.03. | 19
22.03. | 20
22.03. | 21
22.03. | 22
22.03. | 23
22.03. | 24
23.03. | 1
23.03. | 2
23.03. | 3
23.03. | 4
23.03. | 5
23.03. | 6
23.03. | 7
23.03. | 8
23.03. | 9
23.03. | 10
23.03. | 11
23.03. | 12
23.03. | 13
23.03. | 14
23.03. | 15
23.03. | 16
23.03. | 17
23.03. | 18
23.03. | 19
23.03. | 20
23.03. | 21
23.03. | 22
23.03. | 23
23.03. | 24
24.03. | 1
24.03. | 2
24.03. | 3
24.03. | 4
24.03. | 5
24.03. | 6
24.03. | 7
24.03. | 8
24.03. | 9
24.03. | 10
24.03. | 11
24.03. | 12
24.03. | 13
24.03. | 14
24.03. | 15
24.03. | 16
24.03. | 17
24.03. | 18
24.03. | 19
24.03. | 20
24.03. | 21
24.03. | 22
24.03. | 23
24.03. | 24
25.03. | 1
25.03. | 2
25.03. | 3
25.03. | 4
25.03. | 5
25.03. | 6
25.03. | 7
25.03. | 8
25.03. | 9
25.03. | 10
25.03. | 11
25.03. | 12
25.03. | 13
25.03. | 14
25.03. | 15
25.03. | 16
25.03. | 17
25.03. | 18
25.03. | 19
25.03. | 20
25.03. | 21
25.03. | 22
25.03. | 23
25.03. | 24
26.03. | 1
26.03. | 2
26.03. | 3
26.03. | 4
26.03. | 5
26.03. | 6
26.03. | 7
26.03. | 8
26.03. | 9
26.03. | 10
26.03. | 11
26.03. | 12
26.03. | 13
26.03. | 14
26.03. | 15
26.03. | 16
26.03. | 17
26.03. | 18
26.03. | 19
26.03. | 20
26.03. | 21
26.03. | 22
26.03. | 23
26.03. | 24
27.03. | 1
27.03. | 2
27.03. | 3
27.03. | 4
27.03. | 5
27.03. | 6
27.03. | 7
27.03. | 8
27.03. | 9
27.03. | 10
27.03. | 11
27.03. | 12
27.03. | 13
27.03. | 14
27.03. | 15
27.03. | 16
27.03. | 17
27.03. | 18
27.03. | 19
27.03. | 20
27.03. | 21
27.03. | 22
27.03. | 23
27.03. | 24
28.03. | 1
28.03. | 2
28.03. | 3
28.03. | 4
28.03. | 5
28.03. | 6
28.03. | 7
28.03. | 8
28.03. | 9
28.03. | 10
28.03. | 11
28.03. | 12
28.03. | 13
28.03. | 14
28.03. | 15
28.03. | 16
28.03. | 17
28.03. | 18
28.03. | 19
28.03. | 20
28.03. | 21
28.03. | 22
28.03. | 23
28.03. | 24
29.03. | 1
29.03. | 2
29.03. | 3
29.03. | 4
29.03. | 5
29.03. | 6
29.03. | 7
29.03. | 8
29.03. | 9
29.03. | 10
29.03. | 11
29.03. | 12
29.03. | 13
29.03. | 14
29.03. | 15
29.03. | 16
29.03. | 17
29.03. | 18
29.03. | 19
29.03. | 20
29.03. | 21
29.03. | 22
29.03. | 23
29.03. | 24
30.03. | 1
30.03. | 2
30.03. | 3
30.03. | 4
30.03. | 5
30.03. | 6
30.03. | 7
30.03. | 8
30.03. | 9
30.03. | 10
30.03. | 11
30.03. | 12
30.03. | 13
30.03. | 14
30.03. | 15
30.03. | 16
30.03. | 17
30.03. | 18
30.03. | 19
30.03. | 20
30.03. | 21
30.03. | 22
30.03. | 23
30.03. | 24
31.03. | 1
31.03. | 2
31.03. | 3
31.03. | 4
31.03. | 5
31.03. | 6
31.03. | 7
31.03. | 8
31.03. | 9
31.03. | 10
31.03. | 11
31.03. | 12
31.03. | 13
31.03. | 14
31.03. | 15
31.03. | 16
31.03. | 17
31.03. | 18
31.03. | 19
31.03. | 20
31.03. | 21
31.03. | 22
31.03. | 23
31.03. | 24
01.04. | 1
01.04. | 2
01.04. | 3
01.04. | 4
01.04. | 5
01.04. | 6
01.04. | 7
01.04. | 8
01.04. | 9
01.04. | 10
01.04. | 11
01.04. | 12
01.04. | 13
01.04. | 14
01.04. | 15
01.04. | 16
01.04. | 17
01.04. | 18
01.04. | 19
01.04. | 20
01.04. | 21
01.04. | 22
01.04. | 23
01.04. | 24
02.04. | 1
02.04. | 2
02.04. | 3
02.04. | 4
02.04. | 5
02.04. | 6
02.04. | 7
02.04. | 8
02.04. | 9
02.04. | 10
02.04. | 11
02.04. | 12
02.04. | 13
02.04. | 14
02.04. | 15
02.04. | 16
02.04. | 17
02.04. | 18
02.04. | 19
02.04. | 20
02.04. | 21
02.04. | 22
02.04. | 23
02.04. | 24
03.04. | 1
03.04. | 2
03.04. | 3
03.04. | 4
03.04. | 5
03.04. | 6
03.04. | 7
03.04. | 8
03.04. | 9
03.04. | 10
03.04. | 11
03.04. | 12
03.04. | 13
03.04. | 14
03.04. | 15
03.04. | 16
03.04. | 17
03.04. | 18
03.04. | 19
03.04. | 20
03.04. | 21
03.04. | 22
03.04. | 23
03.04. | 24
04.04. | 1
04.04. | 2
04.04. | 3
04.04. | 4
04.04. | 5
04.04. | 6
04.04. | 7
04.04. | 8
04.04. | 9
04.04. | 10
04.04. | 11
04.04. | 12
04.04. | 13
04.04. | 14
04.04. | 15
04.04. | 16
04.04. | 17
04.04. | 18
04.04. | 19
04.04. | 20
04.04. | 21
04.04. | 22
04.04. | 23
04.04. | 24
05.04. | 1
05.04. | 2
05.04. | 3
05.04. | 4
05.04. | 5
05.04. | 6
05.04. | 7
05.04. | 8
05.04. | 9
05.04. | 10
05.04. | 11
05.04. | 12
05.04. | 13
05.04. | 14
05.04. | 15
05.04. | 16
05.04. | 17
05.04. | 18
05.04. | 19
05.04. | 20
05.04. | 21
05.04. | 22
05.04. | 23
05.04. | 24
06.04. | 1
06.04. | 2
06.04. | 3
06.04. | 4
06.04. | 5
06.04. | 6
06.04. | 7
06.04. | 8
06.04. | 9
06.04. | 10
06.04. | 11
06.04. | 12
06.04. | 13
06.04. | 14
06.04. | 15
06.04. | 16
06.04. | 17
06.04. | 18
06.04. | 19
06.04. | 20
06.04. | 21
06.04. | 22
06.04. | 23
06.04. | 24
07.04. | 1
07.04. | 2
07.04. | 3
07.04. | 4
07.04. | 5
07.04. | 6
07.04. | 7
07.04. | 8
07.04. | 9
07.04. | 10
07.04. | 11
07.04. | 12
07.04. | 13
07.04. | 14
07.04. | 15
07.04. | 16
07.04. | 17
07.04. | 18
07.04. | 19
07.04. | 20
07.04. | 21
07.04. | 22
07.04. | 23
07.04. | 24
08.04. | 1
08.04. | 2
08.04. | 3
08.04. | 4
08.04. | 5
08.04. | 6
08.04. | 7
08.04. | 8
08.04. | 9
08.04. | 10
08.04. | 11
08.04. | 12
08.04. | 13
08.04. | 14
08.04. | 15
08.04. | 16
08.04. | 17
08.04. | 18
08.04. | 19
08.04. | 20
08.04. | 21
08.04. | 22
08.04. | 23
08.04. | 24
09.04. | 1
09.04. | 2
09.04. | 3
09.04. | 4
09.04. | 5
09.04. | 6
09.04. | 7
09.04. | 8
09.04. | 9
09.04. | 10
09.04. | 11
09.04. | 12
09.04. | 13
09.04. | 14
09.04. | 15
09.04. | 16
09.04. | 17
09.04. | 18
09.04. | 19
09.04. | 20
09.04. | 21
09.04. | 22
09.04. | 23
09.04. | 24
10.04. | 1
10.04. | 2
10.04. | 3
10.04. | 4
10.04. | 5
10.04. | 6
10.04. | 7
10.04. | 8
10.04. | 9
10.04. | 10
10.04. | 11
10.04. | 12
10.04. | 13
10.04. | 14
10.04. | 15
10.04. | 16
10.04. | 17
10.04. | 18
10.04. | 19
10.04. | 20
10.04. | 21
10.04. | 22
10.04. | 23
10.04. | 24
11.04. | 1
11.04. | 2
11.04. | 3
11.04. | 4
11.04. | 5
11.04. | 6
11.04. | 7
11.04. | 8
11.04. | 9
11.04. | 10
11.04. | 11
11.04. | 12
11.04. | 13
11.04. | 14
11.04. | 15
11.04. | 16
11.04. | 17
11.04. | 18
11.04. | 19
11.04. | 20
11.04. | 21
11.04. | 22
11.04. | 23
11.04. | 24
12.04. | 1
12.04. | 2
12.04. | 3
12.04. | 4
12.04. | 5
12.04. | 6
12.04. | 7
12.04. | 8
12.04. | 9
12.04. | 10
12.04. | 11
12.04. | 12
12.04. | 13
12.04. | 14
12.04. | 15
12.04. | 16
12.04. | 17
12.04. | 18
12.04. | 19
12.04. | 20
12.04. | 21
12.04. | 22
12.04. | 23
12.04. | 24
13.04. | 1
13.04. | 2
13.04. | 3
13.04. | 4
13.04. | 5
13.04. | 6
13.04. | 7
13.04. | 8
13.04. | 9
13.04. | 10
13.04. | 11
13.04. | 12
13.04. | 13
13.04. | 14
13.04. | 15
13.04. | 16
13.04. | 17
13.04. | 18
13.04. | 19
13.04. | 20
13.04. | 21
13.04. | 22
13.04. | 23
13.04. | 24
14.04. | 1
14.04. | 2
14.04. | 3
14.04. | 4
14.04. | 5
14.04. | 6
14.04. | 7
14.04. | 8
14.04. | 9
14.04. | 10
14.04. | 11
14.04. | 12
14.04. | 13
14.04. | 14
14.04. | 15
14.04. | 16
14.04. | 17
14.04. | 18
14.04. | 19
14.04. | 20
14.04. | 21
14.04. | 22
14.04. | 23
14.04. | 24
15.04. | 1
15.04. | 2
15.04. | 3
15.04. | 4
15.04. | 5
15.04. | 6
15.04. | 7
15.04. | 8
15.04. | 9
15.04. | 10
15.04. | 11
15.04. | 12
15.04. | 13
15.04. | 14
15.04. | 15
15.04. | 16
15.04. | 17
15.04. | 18
15.04. | 19
15.04. | 20
15.04. | 21
15.04. | 22
15.04. | 23
15.04. | 24
16.04. | 1
16.04. | 2
16.04. | 3
16.04. | 4
16.04. | 5
16.04. | 6
16.04. | 7
16.04. | 8
16.04. | 9
16.04. | 10
16.04. | 11
16.04. | 12
16.04. | 13
16.04. | 14
16.04. | 15
16.04. | 16
16.04. | 17
16.04. | 18
16.04. | 19
16.04. | 20
16.04. | 21
16.04. | 22
16.04. | 23
16.04. | 24
17.04. | 1
17.04. | 2
17.04. | 3
17.04. | 4
17.04. | 5
17.04. | 6
17.04. | 7
17.04. | 8
17.04. | 9
17.04. | 10
17.04. | 11
17.04. | 12
17.04. | 13
17.04. | 14
17.04. | 15
17.04. | 16
17.04. | 17
17.04. | 18
17.04. | 19
17.04. | 20
17.04. | 21
17.04. | 22
17.04. | 23
17.04. | 24
18.04. | 1
18.04. | 2
18.04. | 3
18.04. | 4
18.04. | 5
18.04. | 6
18.04. | 7
18.04. | 8
18.04. | 9
18.04. | 10
18.04. | 11
18.04. | 12
18.04. | 13
18.04. | 14
18.04. | 15
18.04. | 16
18.04. | 17
18.04. | 18
18.04. | 19
18.04. | 20
18.04. | 21
18.04. | 22
18.04. | 23
18.04. | 24
19.04. | 1
19.04. | 2
19.04. | 3
19.04. | 4
19.04. | 5
19.04. | 6
19.04. | 7
19.04. | 8
19.04. | 9
19.04. | 10
19.04. | 11
19.04. | 12
19.04. | 13
19.04. | 14
19.04. | 15
19.04. | 16
19.04. | 17
19.04. | 18
19.04. | 19
19.04. | 20
19.04. | 21
19.04. | 22
19.04. | 23
19.04. | 24
20.04. | 1
20.04. | 2
20.04. | 3
20.04. | 4
20.04. | 5
20.04. | 6
20.04. | 7
20.04. | 8
20.04. | 9
20.04. | 10
20.04. | 11
20.04. | 12
20.04. | 13
20.04. | 14
20.04. | 15
20.04. | 16
20.04. | 17
20.04. | 18
20.04. | 19
20.04. | 20
20.04. | 21
20.04. | 22
20.04. | 23
20.04. | 24
21.04. | 1
21.04. | 2
21.04. | 3
21.04. | 4
21.04. | 5
21.04. | 6
21.04. | 7
21.04. | 8
21.04. | 9
21.04. | 10
21.04. | 11
21.04. | 12
21.04. | 13
21.04. | 14
21.04. | 15
21.04. | 16
21.04. | 17
21.04. | 18
21.04. | 19
21.04. | 20
21.04. | 21
21.04. | 22
21.04. | 23
21.04. | 24
22.04. | 1
22.04. | 2
22.04. | 3
22.04. | 4
22.04. | 5
22.04. | 6
22.04. | 7
22.04. | 8
22.04. | 9
22.04. | 10
22.04. | 11
22.04. | 12
22.04. | 13
22.04. | 14
22.04. | 15
22.04. | 16
22.04. | 17
22.04. | 18
22.04. | 19
22.04. | 20
22.04. | 21
22.04. | 22
22.04. | 23
22.04. | 24
23.04. | 1
23.04. | 2
23.04. | 3
23.04. | 4
23.04. | 5
23.04. | 6
23.04. | 7
23.04. | 8
23.04. | 9
23.04. | 10
23.04. | 11
23.04. | 12
23.04. | 13
23.04. | 14
23.04. | 15
23.04. | 16
23.04. | 17
23.04. | 18
23.04. | 19
23.04. | 20
23.04. | 21
23.04. | 22
23.04. | 23
23.04. | 24
24.04. | 1
24.04. | 2
24.04. | 3
24.04. | 4
24.04. | 5
24.04. | 6
24.04. | 7
24.04. | 8
24.04. | 9
24.04. | 10
24.04. | 11
24.04. | 12
24.04. | 13
24.04. | 14
24.04. | 15
24.04. | 16
24.04. | 17
24.04. | 18
24.04. | 19
24.04. | 20
24.04. | 21
24.04. | 22
24.04. | 23
24.04. | 24
25.04. | 1
25.04. | 2
25.04. | 3
25.04. | 4
25.04. | 5
25.04. | 6
25.04. | 7
25.04. | 8
25.04. | 9
25.04. | 10
25.04. | 11
25.04. | 12
25.04. | 13
25.04. | 14
25.04. | 15
25.04. | 16
25.04. | 17
25.04. | 18
25.04. | 19
25.04. | 20
25.04. | 21
25.04. | 22
25.04. | 23
25.04. | 24
26.04. | 1
26.04. | 2
26.04. | 3
26.04. | 4
26.04. | 5
26.04. | 6
26.04. | 7
26.04. | 8
26.04. | 9
26.04. | 10
26.04. | 11
26.04. | 12
26.04. | 13
26.04. | 14
26.04. | 15
26.04. | 16
26.04. | 17
26.04. | 18
26.04. | 19
26.04. | 20
26.04. | 21
26.04. | 22
26.04. | 23
26.04. | 24
27.04. | 1
27.04. | 2
27.04. | 3
27.04. | 4
27.04. | 5
27.04. | 6
27.04. | 7
27.04. | 8
27.04. | 9
27.04. | 10
27.04. | 11
27.04. | 12
27.04. | 13
27.04. | 14
27.04. | 15
27.04. | 16
27.04. | 17
27.04. | 18
27.04. | 19
27.04. | 20
27.04. | 21
27.04. | 22
27.04. | 23
27.04. | 24
28.04. | 1
28.04. | 2
28.04. | 3
28.04. | 4
28.04. | 5
28.04. | 6
28.04. | 7
28.04. | 8
28.04. | 9
28.04. | 10
28.04. | 11
28.04. | 12
28.04. | 13
28.04. | 14
28.04. | 15
28.04. | 16
28.04. | 17
28.04. | 18
28.04. | 19
28.04. | 20
28.04. | 21
28.04. | 22
28.04. | 23
28.04. | 24
29.04. | 1
29.04. | 2
29.04. | 3
29.04. | 4
29.04. | 5
29.04. | 6
29.04. | 7
29.04. | 8
29.04. | 9
29.04. | 10
29.04. | 11
29.04. | 12
29.04. | 13
29.04. | 14
29.04. | 15
29.04. | 16
29.04. | 17
29.04. | 18
29.04. | 19
29.04. | 20
29.04. | 21
29.04. | 22
29.04. | 23
29.04. | 24
30.04. | 1
30.04. | 2
30.04. | 3
30.04. | 4
30.04. | 5
30.04. | 6
30.04. | 7
30.04. | 8
30.04. | 9
30.04. | 10
30.04. | 11
30.04. | 12
30.04. | 13
30.04. | 14
30.04. | 15
30.04. | 16
30.04. | 17
30.04. | 18
30.04. | 19
30.04. | 20
30.04. | 21
30.04. | 22
30.04. | 23
30.04. | 24
01.05. | 1
01.05. | 2
01.05. | 3
01.05. | 4
01.05. | 5
01.05. | 6
01.05. | 7
01.05. | 8
01.05. | 9
01.05. | 10
01.05. | 11
01.05. | 12
01.05. | 13
01.05. | 14
01.05. | 15
01.05. | 16
01.05. | 17
01.05. | 18
01.05. | 19
01.05. | 20
01.05. | 21
01.05. | 22
01.05. | 23
01.05. | 24
02.05. | 1
02.05. | 2
02.05. | 3
02.05. | 4
02.05. | 5
02.05. | 6
02.05. | 7
02.05. | 8
02.05. | 9
02.05. | 10
02.05. | 11
02.05. | 12
02.05. | 13
02.05. | 14
02.05. | 15
02.05. | 16
02.05. | 17
02.05. | 18
02.05. | 19
02.05. | 20
02.05. | 21
02.05. | 22
02.05. | 23
02.05. | 24
03.05. | 1
03.05. | 2
03.05. | 3
03.05. | 4
03.05. | 5
03.05. | 6
03.05. | 7
03.05. | 8
03.05. | 9
03.05. | 10
03.05. | 11
03.05. | 12
03.05. | 13
03.05. | 14
03.05. | 15
03.05. | 16
03.05. | 17
03.05. | 18
03.05. | 19
03.05. | 20
03.05. | 21
03.05. | 22
03.05. | 23
03.05. | 24
04.05. | 1
04.05. | 2
04.05. | 3
04.05. | 4
04.05. | 5
04.05. | 6
04.05. | 7
04.05. | 8
04.05. | 9
04.05. | 10
04.05. | 11
04.05. | 12
04.05. | 13
04.05. | 14
04.05. | 15
04.05. | 16
04.05. | 17
04.05. | 18
04.05. | 19
04.05. | 20
04.05. | 21
04.05. | 22
04.05. | 23
04.05. | 24
05.05. | 1
05.05. | 2
05.05. | 3
05.05. | 4
05.05. | 5
05.05. | 6
05.05. | 7
05.05. | 8
05.05. | 9
05.05. | 10
05.05. | 11
05.05. | 12
05.05. | 13
05.05. | 14
05.05. | 15
05.05. | 16
05.05. | 17
05.05. | 18
05.05. | 19
05.05. | 20
05.05. | 21
05.05. | 22
05.05. | 23
05.05. | 24
06.05. | 1
06.05. | 2
06.05. | 3
06.05. | 4
06.05. | 5
06.05. | 6
06.05. | 7
06.05. | 8
06.05. | 9
06.05. | 10
06.05. | 11
06.05. | 12
06.05. | 13
06.05. | 14
06.05. | 15
06.05. | 16
06.05. | 17
06.05. | 18
06.05. | 19
06.05. | 20
06.05. | 21
06.05. | 22
06.05. | 23
06.05. | 24
07.05. | 1
07.05. | 2
07.05. | 3
07.05. | 4
07.05. | 5
07.05. | 6
07.05. | 7
07.05. | 8
07.05. | 9
07.05. | 10
07.05. | 11
07.05. | 12
07.05. | 13
07.05. | 14
07.05. | 15
07.05. | 16
07.05. | 17
07.05. | 18
07.05. | 19
07.05. | 20
07.05. | 21
07.05. | 22
07.05. | 23
07.05. | 24
08.05. | 1
08.05. | 2
08.05. | 3
08.05. | 4
08.05. | 5
08.05. | 6
08.05. | 7
08.05. | 8
08.05. | 9
08.05. | 10
08.05. | 11
08.05. | 12
08.05. | 13
08.05. | 14
08.05. | 15
08.05. | 16
08.05. | 17
08.05. | 18
08.05. | 19
08.05. | 20
08.05. | 21
08.05. | 22
08.05. | 23
08.05. | 24
09.05. | 1
09.05. | 2
09.05. | 3
09.05. | 4
09.05. | 5
09.05. | 6
09.05. | 7
09.05. | 8
09.05. | 9
09.05. | 10
09.05. | 11
09.05. | 12
09.05. | 13
09.05. | 14
09.05. | 15
09.05. | 16
09.05. | 17
09.05. | 18
09.05. | 19
09.05. | 20
09.05. | 21
09.05. | 22
09.05. | 23
09.05. | 24
10.05. | 1
10.05. | 2
10.05. | 3
10.05. | 4
10.05. | 5
10.05. | 6
10.05. | 7
10.05. | 8
10.05. | 9
10.05. | 10
10.05. | 11
10.05. | 12
10.05. | 13
10.05. | 14
10.05. | 15
10.05. | 16
10.05. | 17
10.05. | 18
10.05. | 19
10.05. | 20
10.05. | 21
10.05. | 22
10.05. | 23
10.05. | 24
11.05. | 1
11.05. | 2
11.05. | 3
11.05. | 4
11.05. | 5
11.05. | 6
11.05. | 7
11.05. | 8
11.05. | 9
11.05. | 10
11.05. | 11
11.05. | 12
11.05. | 13
11.05. | 14
11.05. | 15
11.05. | 16
11.05. | 17
11.05. | 18
11.05. | 19
11.05. | 20
11.05. | 21
11.05. | 22
11.05. | 23
11.05. | 24
12.05. | 1
12.05. | 2
12.05. | 3
12.05. | 4
12.05. | 5
12.05. | 6
12.05. | 7
12.05. | 8
12.05. | 9
12.05. | 10
12.05. | 11
12.05. | 12
12.05. | 13
12.05. | 14
12.05. | 15
12.05. | 16
12.05. | 17
12.05. | 18
12.05. | 19
12.05. | 20
12.05. | 21
12.05. | 22
12.05. | 23
12.05. | 24
13.05. | 1
13.05. | 2
13.05. | 3
13.05. | 4
13.05. | 5
13.05. | 6
13.05. | 7
13.05. | 8
13.05. | 9
13.05. | 10
13.05. | 11
13.05. | 12
13.05. | 13
13.05. | 14
13.05. | 15
13.05. | 16
13.05. | 17
13.05. | 18
13.05. | 19
13.05. | 20
13.05. | 21
13.05. | 22
13.05. | 23
13.05. | 24
14.05. | 1
14.05. | 2
14.05. | 3
14.05. | 4
14.05. | 5
14.05. | 6
14.05. | 7
14.05. | 8
14.05. | 9
14.05. | 10
14.05. | 11
14.05. | 12
14.05. | 13
14.05. | 14
14.05. | 15
14.05. | 16
14.05. | 17
14.05. | 18
14.05. | 19
14.05. | 20
14.05. | 21
14.05. | 22
14.05. | 23
14.05. | 24
15.05. | 1
15.05. | 2
15.05. | 3
15.05. | 4
15.05. | 5
15.05. | 6
15.05. | 7
15.05. | 8
15.05. | 9
15.05. | 10
15.05. | 11
15.05. | 12
15.05. | 13
15.05. | 14
15.05. | 15
15.05. | 16
15.05. | 17
15.05. | 18
15.05. | 19
15.05. | 20
15.05. | 21
15.05. | 22
15.05. | 23
15.05. | 24
16.05. | 1
16.05. | 2
16.05. | 3
16.05. | 4
16.05. | 5
16.05. | 6
16.05. | 7
16.05. | 8
16.05. | 9
16.05. | 10
16.05. | 11
16.05. | 12
16.05. | 13
16.05. | 14
16.05. | 15
16.05. | 16
16.05. | 17
16.05. | 18
16.05. | 19
16.05. | 20
16.05. | 21
16.05. | 22
16.05. | 23
16.05. | 24
17.05. | 1
17.05. | 2
17.05. | 3
17.05. | 4
17.05. | 5
17.05. | 6
17.05. | 7
17.05. | 8
17.05. | 9
17.05. | 10
17.05. | 11
17.05. | 12
17.05. | 13
17.05. | 14
17.05. | 15
17.05. | 16
17.05. | 17
17.05. | 18
17.05. | 19
17.05. | 20
17.05. | 21
17.05. | 22
17.05. | 23
17.05. | 24
18.05. | 1
18.05. | 2
18.05. | 3
18.05. | 4
18.05. | 5
18.05. | 6
18.05. | 7
18.05. | 8
18.05. | 9
18.05. | 10
18.05. | 11
18.05. | 12
18.05. | 13
18.05. | 14
18.05. | 15
18.05. | 16
18.05. | 17
18.05. | 18
18.05. | 19
18.05. | 20
18.05. | 21
18.05. | 22
18.05. | 23
18.05. | 24
19.05. | 1
19.05. | 2
19.05. | 3
19.05. | 4
19.05. | 5
19.05. | 6
19.05. | 7
19.05. | 8
19.05. | 9
19.05. | 10
19.05. | 11
19.05. | 12
19.05. | 13
19.05. | 14
19.05. | 15
19.05. | 16
19.05. | 17
19.05. | 18
19.05. | 19
19.05. | 20
19.05. | 21
19.05. | 22
19.05. | 23
19.05. | 24
20.05. | 1
20.05. | 2
20.05. | 3
20.05. | 4
20.05. | 5
20.05. | 6
20.05. | 7
20.05. | 8
20.05. | 9
20.05. | 10
20.05. | 11
20.05. | 12
20.05. | 13
20.05. | 14
20.05. | 15
20.05. | 16
20.05. | 17
20.05. | 18
20.05. | 19
20.05. | 20
20.05. | 21
20.05. | 22
20.05. | 23
20.05. | 24
21.05. | 1
21.05. | 2
21.05. | 3
21.05. | 4
21.05. | 5
21.05. | 6
21.05. | 7
21.05. | 8
21.05. | 9
21.05. | 10
21.05. | 11
21.05. | 12
21.05. | 13
21.05. | 14
21.05. | 15
21.05. | 16
21.05. | 17
21.05. | 18
21.05. | 19
21.05. | 20
21.05. | 21
21.05. | 22
21.05. | 23
21.05. | 24
22.05. | 1
22.05. | 2
22.05. | 3
22.05. | 4
22.05. | 5
22.05. | 6
22.05. | 7
22.05. | 8
22.05. | 9
22.05. | 10
22.05. | 11
22.05. | 12
22.05. | 13
22.05. | 14
22.05. | 15
22.05. | 16
22.05. | 17
22.05. | 18
22.05. | 19
22.05. | 20
22.05. | 21
22.05. | 22
22.05. | 23
22.05. | 24
23.05. | 1
23.05. | 2
23.05. | 3
23.05. | 4
23.05. | 5
23.05. | 6
23.05. | 7
23.05. | 8
23.05. | 9
23.05. | 10
23.05. | 11
23.05. | 12
23.05. | 13
23.05. | 14
23.05. | 15
23.05. | 16
23.05. | 17
23.05. | 18
23.05. | 19
23.05. | 20
23.05. | 21
23.05. | 22
23.05. | 23
23.05. | 24
24.05. | 1
24.05. | 2
24.05. | 3
24.05. | 4
24.05. | 5
24.05. | 6
24.05. | 7
24.05. | 8
24.05. | 9
24.05. | 10
24.05. | 11
24.05. | 12
24.05. | 13
24.05. | 14
24.05. | 15
24.05. | 16
24.05. | 17
24.05. | 18
24.05. | 19
24.05. | 20
24.05. | 21
24.05. | 22
24.05. | 23
24.05. | 24
25.05. | 1
25.05. | 2
25.05. | 3
25.05. | 4
25.05. | 5
25.05. | 6
25.05. | 7
25.05. | 8
25.05. | 9
25.05. | 10
25.05. | 11
25.05. | 12
25.05. | 13
25.05. | 14
25.05. | 15
25.05. | 16
25.05. | 17
25.05. | 18
25.05. | 19
25.05. | 20
25.05. | 21
25.05. | 22
25.05. | 23
25.05. | 24
26.05. | 1
26.05. | 2
26.05. | 3
26.05. | 4
26.05. | 5
26.05. | 6
26.05. | 7
26.05. | 8
26.05. | 9
26.05. | 10
26.05. | 11
26.05. | 12
26.05. | 13
26.05. | 14
26.05. | 15
26.05. | 16
26.05. | 17
26.05. | 18
26.05. | 19
26.05. | 20
26.05. | 21
26.05. | 22
26.05. | 23
26.05. | 24
27.05. | 1
27.05. | 2
27.05. | 3
27.05. | 4
27.05. | 5
27.05. | 6
27.05. | 7
27.05. | 8
27.05. | 9
27.05. | 10
27.05. | 11
27.05. | 12
27.05. | 13
27.05. | 14
27.05. | 15
27.05. | 16
27.05. | 17
27.05. | 18
27.05. | 19
27.05. | 20
27.05. | 21
27.05. | 22
27.05. | 23
27.05. | 24
28.05. | 1
28.05. | 2
28.05. | 3
28.05. | 4
28.05. | 5
28.05. | 6
28.05. | 7
28.05. | 8
28.05. | 9
28.05. | 10
28.05. | 11
28.05. | 12
28.05. | 13
28.05. | 14
28.05. | 15
28.05. | 16
28.05. | 17
28.05. | 18
28.05. | 19
28.05. | 20
28.05. | 21
28.05. | 22
28.05. | 23
28.05. | 24
29.05. | 1
29.05. | 2
29.05. | 3
29.05. | 4
29.05. | 5
29.05. | 6
29.05. | 7
29.05. | 8
29.05. | 9
29.05. | 10
29.05. | 11
29.05. | 12
29.05. | 13
29.05. | 14
29.05. | 15
29.05. | 16
29.05. | 17
29.05. | 18
29.05. | 19
29.05. | 20
29.05. | 21
29.05. | 22
29.05. | 23
29.05. | 24
30.05. | 1
30.05. | 2
30.05. | 3
30.05. | 4
30.05. | 5
30.05. | 6
30.05. | 7
30.05. | 8
30.05. | 9
30.05. | 10
30.05. | 11
30.05. | 12
30.05. | 13
30.05. | 14
30.05. | 15
30.05. | 16
30.05. | 17
30.05. | 18
30.05. | 19
30.05. | 20
30.05. | 21
30.05. | 22
30.05. | 23
30.05. | 24
31.05. | 1
31.05. | 2
31.05. | 3
31.05. | 4
31.05. | 5
31.05. | 6
31.05. | 7
31.05. | 8
31.05. | 9
31.05. | 10
31.05. | 11
31.05. | 12
31.05. | 13
31.05. | 14
31.05. | 15
31.05. | 16
31.05. | 17
31.05. | 18
31.05. | 19
31.05. | 20
31.05. | 21
31.05. | 22
31.05. | 23
31.05. | 24
01.06. | 1
01.06. | 2
01.06. | 3
01.06. | 4
01.06. | 5
01.06. | 6
01.06. | 7
01.06. | 8
01.06. | 9
01.06. | 10
01.06. | 11
01.06. | 12
01.06. | 13
01.06. | 14
01.06. | 15
01.06. | 16
01.06. | 17
01.06. | 18
01.06. | 19
01.06. | 20
01.06. | 21
01.06. | 22
01.06. | 23
01.06. | 24
02.06. | 1
02.06. | 2
02.06. | 3
02.06. | 4
02.06. | 5
02.06. | 6
02.06. | 7
02.06. | 8
02.06. | 9
02.06. | 10
02.06. | 11
02.06. | 12
02.06. | 13
02.06. | 14
02.06. | 15
02.06. | 16
02.06. | 17
02.06. | 18
02.06. | 19
02.06. | 20
02.06. | 21
02.06. | 22
02.06. | 23
02.06. | 24
03.06. | 1
03.06. | 2
03.06. | 3
03.06. | 4
03.06. | 5
03.06. | 6
03.06. | 7
03.06. | 8
03.06. | 9
03.06. | 10
03.06. | 11
03.06. | 12
03.06. | 13
03.06. | 14
03.06. | 15
03.06. | 16
03.06. | 17
03.06. | 18
03.06. | 19
03.06. | 20
03.06. | 21
03.06. | 22
03.06. | 23
03.06. | 24
04.06. | 1
04.06. | 2
04.06. | 3
04.06. | 4
04.06. | 5
04.06. | 6
04.06. | 7
04.06. | 8
04.06. | 9
04.06. | 10
04.06. | 11
04.06. | 12
04.06. | 13
04.06. | 14
04.06. | 15
04.06. | 16
04.06. | 17
04.06. | 18
04.06. | 19
04.06. | 20
04.06. | 21
04.06. | 22
04.06. | 23
04.06. | 24
05.06. | 1
05.06. | 2
05.06. | 3
05.06. | 4
05.06. | 5
05.06. | 6
05.06. | 7
05.06. | 8
05.06. | 9
05.06. | 10
05.06. | 11
05.06. | 12
05.06. | 13
05.06. | 14
05.06. | 15
05.06. | 16
05.06. | 17
05.06. | 18
05.06. | 19
05.06. | 20
05.06. | 21
05.06. | 22
05.06. | 23
05.06. | 24
06.06. | 1
06.06. | 2
06.06. | 3
06.06. | 4
06.06. | 5
06.06. | 6
06.06. | 7
06.06. | 8
06.06. | 9
06.06. | 10
06.06. | 11
06.06. | 12
06.06. | 13
06.06. | 14
06.06. | 15
06.06. | 16
06.06. | 17
06.06. | 18
06.06. | 19
06.06. | 20
06.06. | 21
06.06. | 22
06.06. | 23
06.06. | 24
07.06. | 1
07.06. | 2
07.06. | 3
07.06. | 4
07.06. | 5
07.06. | 6
07.06. | 7
07.06. | 8
07.06. | 9
07.06. | 10
07.06. | 11
07.06. | 12
07.06. | 13
07.06. | 14
07.06. | 15
07.06. | 16
07.06. | 17
07.06. | 18
07.06. | 19
07.06. | 20
07.06. | 21
07.06. | 22
07.06. | 23
07.06. | 24
08.06. | 1
08.06. | 2
08.06. | 3
08.06. | 4
08.06. | 5
08.06. | 6
08.06. | 7
08.06. | 8
08.06. | 9
08.06. | 10
08.06. | 11
08.06. | 12
08.06. | 13
08.06. | 14
08.06. | 15
08.06. | 16
08.06. | 17
08.06. | 18
08.06. | 19
08.06. | 20
08.06. | 21
08.06. | 22
08.06. | 23
08.06. | 24
09.06. | 1
09.06. | 2
09.06. | 3
09.06. | 4
09.06. | 5
09.06. | 6
09.06. | 7
09.06. | 8
09.06. | 9
09.06. | 10
09.06. | 11
09.06. | 12
09.06. | 13
09.06. | 14
09.06. | 15
09.06. | 16
09.06. | 17
09.06. | 18
09.06. | 19
09.06. | 20
09.06. | 21
09.06. | 22
09.06. | 23
09.06. | 24
10.06. | 1
10.06. | 2
10.06. | 3
10.06. | 4
10.06. | 5
10.06. | 6
10.06. | 7
10.06. | 8
10.06. | 9
10.06. | 10
10.06. | 11
10.06. | 12
10.06. | 13
10.06. | 14
10.06. | 15
10.06. | 16
10.06. | 17
10.06. | 18
10.06. | 19
10.06. | 20
10.06. | 21
10.06. | 22
10.06. | 23
10.06. | 24
11.06. | 1
11.06. | 2
11.06. | 3
11.06. | 4
11.06. | 5
11.06. | 6
11.06. | 7
11.06. | 8
11.06. | 9
11.06. | 10
11.06. | 11
11.06. | 12
11.06. | 13
11.06. | 14
11.06. | 15
11.06. | 16
11.06. | 17
11.06. | 18
11.06. | 19
11.06. | 20
11.06. | 21
11.06. | 22
11.06. | 23
11.06. | 24
12.06. | 1
12.06. | 2
12.06. | 3
12.06. | 4
12.06. | 5
12.06. | 6
12.06. | 7
12.06. | 8
12.06. | 9
12.06. | 10
12.06. | 11
12.06. | 12
12.06. | 13
12.06. | 14
12.06. | 15
12.06. | 16
12.06. | 17
12.06. | 18
12.06. | 19
12.06. | 20
12.06. | 21
12.06. | 22
12.06. | 23
12.06. | 24
13.06. | 1
13.06. | 2
13.06. | 3
13.06. | 4
13.06. | 5
13.06. | 6
13.06. | 7
13.06. | 8
13.06. | 9
13.06. | 10
13.06. | 11
13.06. | 12
13.06. | 13
13.06. | 14
13.06. | 15
13.06. | 16
13.06. | 17
13.06. | 18
13.06. | 19
13.06. | 20
13.06. | 21
13.06. | 22
13.06. | 23
13.06. | 24
14.06. | 1
14.06. | 2
14.06. | 3
14.06. | 4
14.06. | 5
14.06. | 6
14.06. | 7
14.06. | 8
14.06. | 9
14.06. | 10
14.06. | 11
14.06. | 12
14.06. | 13
14.06. | 14
14.06. | 15
14.06. | 16
14.06. | 17
14.06. | 18
14.06. | 19
14.06. | 20
14.06. | 21
14.06. | 22
14.06. | 23
14.06. | 24
15.06. | 1
15.06. | 2
15.06. | 3
15.06. | 4
15.06. | 5
15.06. | 6
15.06. | 7
15.06. | 8
15.06. | 9
15.06. | 10
15.06. | 11
15.06. | 12
15.06. | 13
15.06. | 14
15.06. | 15
15.06. | 16
15.06. | 17
15.06. | 18
15.06. | 19
15.06. | 20
15.06. | 21
15.06. | 22
15.06. | 23
15.06. | 24
16.06. | 1
16.06. | 2
16.06. | 3
16.06. | 4
16.06. | 5
16.06. | 6
16.06. | 7
16.06. | 8
16.06. | 9
16.06. | 10
16.06. | 11
16.06. | 12
16.06. | 13
16.06. | 14
16.06. | 15
16.06. | 16
16.06. | 17
16.06. | 18
16.06. | 19
16.06. | 20
16.06. | 21
16.06. | 22
16.06. | 23
16.06. | 24
17.06. | 1
17.06. | 2
17.06. | 3
17.06. | 4
17.06. | 5
17.06. | 6
17.06. | 7
17.06. | 8
17.06. | 9
17.06. | 10
17.06. | 11
17.06. | 12
17.06. | 13
17.06. | 14
17.06. | 15
17.06. | 16
17.06. | 17
17.06. | 18
17.06. | 19
17.06. | 20
17.06. | 21
17.06. | 22
17.06. | 23
17.06. | 24
18.06. | 1
18.06. | 2
18.06. | 3
18.06. | 4
18.06. | 5
18.06. | 6
18.06. | 7
18.06. | 8
18.06. | 9
18.06. | 10
18.06. | 11
18.06. | 12
18.06. | 13
18.06. | 14
18.06. | 15
18.06. | 16
18.06. | 17
18.06. | 18
18.06. | 19
18.06. | 20
18.06. | 21
18.06. | 22
18.06. | 23
18.06. | 24
19.06. | 1
19.06. | 2
19.06. | 3
19.06. | 4
19.06. | 5
19.06. | 6
19.06. | 7
19.06. | 8
19.06. | 9
19.06. | 10
19.06. | 11
19.06. | 12
19.06. | 13
19.06. | 14
19.06. | 15
19.06. | 16
19.06. | 17
19.06. | 18
19.06. | 19
19.06. | 20
19.06. | 21
19.06. | 22
19.06. | 23
19.06. | 24
20.06. | 1
20.06. | 2
20.06. | 3
20.06. | 4
20.06. | 5
20.06. | 6
20.06. | 7
20.06. | 8
20.06. | 9
20.06. | 10
20.06. | 11
20.06. | 12
20.06. | 13
20.06. | 14
20.06. | 15
20.06. | 16
20.06. | 17
20.06. | 18
20.06. | 19
20.06. | 20
20.06. | 21
20.06. | 22
20.06. | 23
20.06. | 24
21.06. | 1
21.06. | 2
21.06. | 3
21.06. | 4
21.06. | 5
21.06. | 6
21.06. | 7
21.06. | 8
21.06. | 9
21.06. | 10
21.06. | 11
21.06. | 12
21.06. | 13
21.06. | 14
21.06. | 15
21.06. | 16
21.06. | 17
21.06. | 18
21.06. | 19
21.06. | 20
21.06. | 21
21.06. | 22
21.06. | 23
21.06. | 24
22.06. | 1
22.06. | 2
22.06. | 3
22.06. | 4
22.06. | 5
22.06. | 6
22.06. | 7
22.06. | 8
22.06. | 9
22.06. | 10
22.06. | 11
22.06. | 12
22.06. | 13
22.06. | 14
22.06. | 15
22.06. | 16
22.06. | 17
22.06. | 18
22.06. | 19
22.06. | 20
22.06. | 21
22.06. | 22
22.06. | 23
22.06. | 24
23.06. | 1
23.06. | 2
23.06. | 3
23.06. | 4
23.06. | 5
23.06. | 6
23.06. | 7
23.06. | 8
23.06. | 9
23.06. | 10
23.06. | 11
23.06. | 12
23.06. | 13
23.06. | 14
23.06. | 15
23.06. | 16
23.06. | 17
23.06. | 18
23.06. | 19
23.06. | 20
23.06. | 21
23.06. | 22
23.06. | 23
23.06. | 24
24.06. | 1
24.06. | 2
24.06. | 3
24.06. | 4
24.06. | 5
24.06. | 6
24.06. | 7
24.06. | 8
24.06. | 9
24.06. | 10
24.06. | 11
24.06. | 12
24.06. | 13
24.06. | 14
24.06. | 15
24.06. | 16
24.06. | 17
24.06. | 18
24.06. | 19
24.06. | 20
24.06. | 21
24.06. | 22
24.06. | 23
24.06. | 24
25.06. | 1
25.06. | 2
25.06. | 3
25.06. | 4
25.06. | 5
25.06. | 6
25.06. | 7
25.06. | 8
25.06. | 9
25.06. | 10
25.06. | 11
25.06. | 12
25.06. | 13
25.06. | 14
25.06. | 15
25.06. | 16
25.06. | 17
25.06. | 18
25.06. | 19
25.06. | 20
25.06. | 21
25.06. | 22
25.06. | 23
25.06. | 24
26.06. | 1
26.06. | 2
26.06. | 3
26.06. | 4
26.06. | 5
26.06. | 6
26.06. | 7
26.06. | 8
26.06. | 9
26.06. | 10
26.06. | 11
26.06. | 12
26.06. | 13
26.06. | 14
26.06. | 15
26.06. | 16
26.06. | 17
26.06. | 18
26.06. | 19
26.06. | 20
26.06. | 21
26.06. | 22
26.06. | 23
26.06. | 24
27.06. | 1
27.06. | 2
27.06. | 3
27.06. | 4
27.06. | 5
27.06. | 6
27.06. | 7
27.06. | 8
27.06. | 9
27.06. | 10
27.06. | 11
27.06. | 12
27.06. | 13
27.06. | 14
27.06. | 15
27.06. | 16
27.06. | 17
27.06. | 18
27.06. | 19
27.06. | 20
27.06. | 21
27.06. | 22
27.06. | 23
27.06. | 24
28.06. | 1
28.06. | 2
28.06. | 3
28.06. | 4
28.06. | 5
28.06. | 6
28.06. | 7
28.06. | 8
28.06. | 9
28.06. | 10
28.06. | 11
28.06. | 12
28.06. | 13
28.06. | 14
28.06. | 15
28.06. | 16
28.06. | 17
28.06. | 18
28.06. | 19
28.06. | 20
28.06. | 21
28.06. | 22
28.06. | 23
28.06. | 24
29.06. | 1
29.06. | 2
29.06. | 3
29.06. | 4
29.06. | 5
29.06. | 6
29.06. | 7
29.06. | 8
29.06. | 9
29.06. | 10
29.06. | 11
29.06. | 12
29.06. | 13
29.06. | 14
29.06. | 15
29.06. | 16
29.06. | 17
29.06. | 18
29.06. | 19
29.06. | 20
29.06. | 21
29.06. | 22
29.06. | 23
29.06. | 24
30.06. | 1
30.06. | 2
30.06. | 3
30.06. | 4
30.06. | 5
30.06. | 6
30.06. | 7
30.06. | 8
30.06. | 9
30.06. | 10
30.06. | 11
30.06. | 12
30.06. | 13
30.06. | 14
30.06. | 15
30.06. | 16
30.06. | 17
30.06. | 18
30.06. | 19
30.06. | 20
30.06. | 21
30.06. | 22
30.06. | 23
30.06. | 24
01.07. | 1
01.07. | 2
01.07. | 3
01.07. | 4
01.07. | 5
01.07. | 6
01.07. | 7
01.07. | 8
01.07. | 9
01.07. | 10
01.07. | 11
01.07. | 12
01.07. | 13
01.07. | 14
01.07. | 15
01.07. | 16
01.07. | 17
01.07. | 18
01.07. | 19
01.07. | 20
01.07. | 21
01.07. | 22
01.07. | 23
01.07. | 24
02.07. | 1
02.07. | 2
02.07. | 3
02.07. | 4
02.07. | 5
02.07. | 6
02.07. | 7
02.07. | 8
02.07. | 9
02.07. | 10
02.07. | 11
02.07. | 12
02.07. | 13
02.07. | 14
02.07. | 15
02.07. | 16
02.07. | 17
02.07. | 18
02.07. | 19
02.07. | 20
02.07. | 21
02.07. | 22
02.07. | 23
02.07. | 24
03.07. | 1
03.07. | 2
03.07. | 3
03.07. | 4
03.07. | 5
03.07. | 6
03.07. | 7
03.07. | 8
03.07. | 9
03.07. | 10
03.07. | 11
03.07. | 12
03.07. | 13
03.07. | 14
03.07. | 15
03.07. | 16
03.07. | 17
03.07. | 18
03.07. | 19
03.07. | 20
03.07. | 21
03.07. | 22
03.07. | 23
03.07. | 24
04.07. | 1
04.07. | 2
04.07. | 3
04.07. | 4
04.07. | 5
04.07. | 6
04.07. | 7
04.07. | 8
04.07. | 9
04.07. | 10
04.07. | 11
04.07. | 12
04.07. | 13
04.07. | 14
04.07. | 15
04.07. | 16
04.07. | 17
04.07. | 18
04.07. | 19
04.07. | 20
04.07. | 21
04.07. | 22
04.07. | 23
04.07. | 24
05.07. | 1
05.07. | 2
05.07. | 3
05.07. | 4
05.07. | 5
05.07. | 6
05.07. | 7
05.07. | 8
05.07. | 9
05.07. | 10
05.07. | 11
05.07. | 12
05.07. | 13
05.07. | 14
05.07. | 15
05.07. | 16
05.07. | 17
05.07. | 18
05.07. | 19
05.07. | 20
05.07. | 21
05.07. | 22
05.07. | 23
05.07. | 24
06.07. | 1
06.07. | 2
06.07. | 3
06.07. | 4
06.07. | 5
06.07. | 6
06.07. | 7
06.07. | 8
06.07. | 9
06.07. | 10
06.07. | 11
06.07. | 12
06.07. | 13
06.07. | 14
06.07. | 15
06.07. | 16
06.07. | 17
06.07. | 18
06.07. | 19
06.07. | 20
06.07. | 21
06.07. | 22
06.07. | 23
06.07. | 24
07.07. | 1
07.07. | 2
07.07. | 3
07.07. | 4
07.07. | 5
07.07. | 6
07.07. | 7
07.07. | 8
07.07. | 9
07.07. | 10
07.07. | 11
07.07. | 12
07.07. | 13
07.07. | 14
07.07. | 15
07.07. | 16
07.07. | 17
07.07. | 18
07.07. | 19
07.07. | 20
07.07. | 21
07.07. | 22
07.07. | 23
07.07. | 24
08.07. | 1
08.07. | 2
08.07. | 3
08.07. | 4
08.07. | 5
08.07. | 6
08.07. | 7
08.07. | 8
08.07. | 9
08.07. | 10
08.07. | 11
08.07. | 12
08.07. | 13
08.07. | 14
08.07. | 15
08.07. | 16
08.07. | 17
08.07. | 18
08.07. | 19
08.07. | 20
08.07. | 21
08.07. | 22
08.07. | 23
08.07. | 24
09.07. | 1
09.07. | 2
09.07. | 3
09.07. | 4
09.07. | 5
09.07. | 6
09.07. | 7
09.07. | 8
09.07. | 9
09.07. | 10
09.07. | 11
09.07. | 12
09.07. | 13
09.07. | 14
09.07. | 15
09.07. | 16
09.07. | 17
09.07. | 18
09.07. | 19
09.07. | 20
09.07. | 21
09.07. | 22
09.07. | 23
09.07. | 24
10.07. | 1
10.07. | 2
10.07. | 3
10.07. | 4
10.07. | 5
10.07. | 6
10.07. | 7
10.07. | 8
10.07. | 9
10.07. | 10
10.07. | 11
10.07. | 12
10.07. | 13
10.07. | 14
10.07. | 15
10.07. | 16
10.07. | 17
10.07. | 18
10.07. | 19
10.07. | 20
10.07. | 21
10.07. | 22
10.07. | 23
10.07. | 24
11.07. | 1
11.07. | 2
11.07. | 3
11.07. | 4
11.07. | 5
11.07. | 6
11.07. | 7
11.07. | 8
11.07. | 9
11.07. | 10
11.07. | 11
11.07. | 12
11.07. | 13
11.07. | 14
11.07. | 15
11.07. | 16
11.07. | 17
11.07. | 18
11.07. | 19
11.07. | 20
11.07. | 21
11.07. | 22
11.07. | 23
11.07. | 24
12.07. | 1
12.07. | 2
12.07. | 3
12.07. | 4
12.07. | 5
12.07. | 6
12.07. | 7
12.07. | 8
12.07. | 9
12.07. | 10
12.07. | 11
12.07. | 12
12.07. | 13
12.07. | 14
12.07. | 15
12.07. | 16
12.07. | 17
12.07. | 18
12.07. | 19
12.07. | 20
12.07. | 21
12.07. | 22
12.07. | 23
12.07. | 24
13.07. | 1
13.07. | 2
13.07. | 3
13.07. | 4
13.07. | 5
13.07. | 6
13.07. | 7
13.07. | 8
13.07. | 9
13.07. | 10
13.07. | 11
13.07. | 12
13.07. | 13
13.07. | 14
13.07. | 15
13.07. | 16
13.07. | 17
13.07. | 18
13.07. | 19
13.07. | 20
13.07. | 21
13.07. | 22
13.07. | 23
13.07. | 24
14.07. | 1
14.07. | 2
14.07. | 3
14.07. | 4
14.07. | 5
14.07. | 6
14.07. | 7
14.07. | 8
14.07. | 9
14.07. | 10
14.07. | 11
14.07. | 12
14.07. | 13
14.07. | 14
14.07. | 15
14.07. | 16
14.07. | 17
14.07. | 18
14.07. | 19
14.07. | 20
14.07. | 21
14.07. | 22
14.07. | 23
14.07. | 24
15.07. | 1
15.07. | 2
15.07. | 3
15.07. | 4
15.07. | 5
15.07. | 6
15.07. | 7
15.07. | 8
15.07. | 9
15.07. | 10
15.07. | 11
15.07. | 12
15.07. | 13
15.07. | 14
15.07. | 15
15.07. | 16
15.07. | 17
15.07. | 18
15.07. | 19
15.07. | 20
15.07. | 21
15.07. | 22
15.07. | 23
15.07. | 24
16.07. | 1
16.07. | 2
16.07. | 3
16.07. | 4
16.07. | 5
16.07. | 6
16.07. | 7
16.07. | 8
16.07. | 9
16.07. | 10
16.07. | 11
16.07. | 12
16.07. | 13
16.07. | 14
16.07. | 15
16.07. | 16
16.07. | 17
16.07. | 18
16.07. | 19
16.07. | 20
16.07. | 21
16.07. | 22
16.07. | 23
16.07. | 24
17.07. | 1
17.07. | 2
17.07. | 3
17.07. | 4
17.07. | 5
17.07. | 6
17.07. | 7
17.07. | 8
17.07. | 9
17.07. | 10
17.07. | 11
17.07. | 12
17.07. | 13
17.07. | 14
17.07. | 15
17.07. | 16
17.07. | 17
17.07. | 18
17.07. | 19
17.07. | 20
17.07. | 21
17.07. | 22
17.07. | 23
17.07. | 24
18.07. | 1
18.07. | 2
18.07. | 3
18.07. | 4
18.07. | 5
18.07. | 6
18.07. | 7
18.07. | 8
18.07. | 9
18.07. | 10
18.07. | 11
18.07. | 12
18.07. | 13
18.07. | 14
18.07. | 15
18.07. | 16
18.07. | 17
18.07. | 18
18.07. | 19
18.07. | 20
18.07. | 21
18.07. | 22
18.07. | 23
18.07. | 24
19.07. | 1
19.07. | 2
19.07. | 3
19.07. | 4
19.07. | 5
19.07. | 6
19.07. | 7
19.07. | 8
19.07. | 9
19.07. | 10
19.07. | 11
19.07. | 12
19.07. | 13
19.07. | 14
19.07. | 15
19.07. | 16
19.07. | 17
19.07. | 18
19.07. | 19
19.07. | 20
19.07. | 21
19.07. | 22
19.07. | 23
19.07. | 24
20.07. | 1
20.07. | 2
20.07. | 3
20.07. | 4
20.07. | 5
20.07. | 6
20.07. | 7
20.07. | 8
20.07. | 9
20.07. | 10
20.07. | 11
20.07. | 12
20.07. | 13
20.07. | 14
20.07. | 15
20.07. | 16
20.07. | 17
20.07. | 18
20.07. | 19
20.07. | 20
20.07. | 21
20.07. | 22
20.07. | 23
20.07. | 24
21.07. | 1
21.07. | 2
21.07. | 3
21.07. | 4
21.07. | 5
21.07. | 6
21.07. | 7
21.07. | 8
21.07. | 9
21.07. | 10
21.07. | 11
21.07. | 12
21.07. | 13
21.07. | 14
21.07. | 15
21.07. | 16
21.07. | 17
21.07. | 18
21.07. | 19
21.07. | 20
21.07. | 21
21.07. | 22
21.07. | 23
21.07. | 24
22.07. | 1
22.07. | 2
22.07. | 3
22.07. | 4
22.07. | 5
22.07. | 6
22.07. | 7
22.07. | 8
22.07. | 9
22.07. | 10
22.07. | 11
22.07. | 12
22.07. | 13
22.07. | 14
22.07. | 15
22.07. | 16
22.07. | 17
22.07. | 18
22.07. | 19
22.07. | 20
22.07. | 21
22.07. | 22
22.07. | 23
22.07. | 24
23.07. | 1
23.07. | 2
23.07. | 3
23.07. | 4
23.07. | 5
23.07. | 6
23.07. | 7
23.07. | 8
23.07. | 9
23.07. | 10
23.07. | 11
23.07. | 12
23.07. | 13
23.07. | 14
23.07. | 15
23.07. | 16
23.07. | 17
23.07. | 18
23.07. | 19
23.07. | 20
23.07. | 21
23.07. | 22
23.07. | 23
23.07. | 24
24.07. | 1
24.07. | 2
24.07. | 3
24.07. | 4
24.07. | 5
24.07. | 6
24.07. | 7
24.07. | 8
24.07. | 9
24.07. | 10
24.07. | 11
24.07. | 12
24.07. | 13
24.07. | 14
24.07. | 15
24.07. | 16
24.07. | 17
24.07. | 18
24.07. | 19
24.07. | 20
24.07. | 21
24.07. | 22
24.07. | 23
24.07. | 24
25.07. | 1
25.07. | 2
25.07. | 3
25.07. | 4
25.07. | 5
25.07. | 6
25.07. | 7
25.07. | 8
25.07. | 9
25.07. | 10
25.07. | 11
25.07. | 12
25.07. | 13
25.07. | 14
25.07. | 15
25.07. | 16
25.07. | 17
25.07. | 18
25.07. | 19
25.07. | 20
25.07. | 21
25.07. | 22
25.07. | 23
25.07. | 24
26.07. | 1
26.07. | 2
26.07. | 3
26.07. | 4
26.07. | 5
26.07. | 6
26.07. | 7
26.07. | 8
26.07. | 9
26.07. | 10
26.07. | 11
26.07. | 12
26.07. | 13
26.07. | 14
26.07. | 15
26.07. | 16
26.07. | 17
26.07. | 18
26.07. | 19
26.07. | 20
26.07. | 21
26.07. | 22
26.07. | 23
26.07. | 24
27.07. | 1
27.07. | 2
27.07. | 3
27.07. | 4
27.07. | 5
27.07. | 6
27.07. | 7
27.07. | 8
27.07. | 9
27.07. | 10
27.07. | 11
27.07. | 12
27.07. | 13
27.07. | 14
27.07. | 15
27.07. | 16
27.07. | 17
27.07. | 18
27.07. | 19
27.07. | 20
27.07. | 21
27.07. | 22
27.07. | 23
27.07. | 24
28.07. | 1
28.07. | 2
28.07. | 3
28.07. | 4
28.07. | 5
28.07. | 6
28.07. | 7
28.07. | 8
28.07. | 9
28.07. | 10
28.07. | 11
28.07. | 12
28.07. | 13
28.07. | 14
28.07. | 15
28.07. | 16
28.07. | 17
28.07. | 18
28.07. | 19
28.07. | 20
28.07. | 21
28.07. | 22
28.07. | 23
28.07. | 24
29.07. | 1
29.07. | 2
29.07. | 3
29.07. | 4
29.07. | 5
29.07. | 6
29.07. | 7
29.07. | 8
29.07. | 9
29.07. | 10
29.07. | 11
29.07. | 12
29.07. | 13
29.07. | 14
29.07. | 15
29.07. | 16
29.07. | 17
29.07. | 18
29.07. | 19
29.07. | 20
29.07. | 21
29.07. | 22
29.07. | 23
29.07. | 24
30.07. | 1
30.07. | 2
30.07. | 3
30.07. | 4
30.07. | 5
30.07. | 6
30.07. | 7
30.07. | 8
30.07. | 9
30.07. | 10
30.07. | 11
30.07. | 12
30.07. | 13
30.07. | 14
30.07. | 15
30.07. | 16
30.07. | 17
30.07. | 18
30.07. | 19
30.07. | 20
30.07. | 21
30.07. | 22
30.07. | 23
30.07. | 24
31.07. | 1
31.07. | 2
31.07. | 3
31.07. | 4
31.07. | 5
31.07. | 6
31.07. | 7
31.07. | 8
31.07. | 9
31.07. | 10
31.07. | 11
31.07. | 12
31.07. | 13
31.07. | 14
31.07. | 15
31.07. | 16
31.07. | 17
31.07. | 18
31.07. | 19
31.07. | 20
31.07. | 21
31.07. | 22
31.07. | 23
31.07. | 24
01.08. | 1
01.08. | 2
01.08. | 3
01.08. | 4
01.08. | 5
01.08. | 6
01.08. | 7
01.08. | 8
01.08. | 9
01.08. | 10
01.08. | 11
01.08. | 12
01.08. | 13
01.08. | 14
01.08. | 15
01.08. | 16
01.08. | 17
01.08. | 18
01.08. | 19
01.08. | 20
01.08. | 21
01.08. | 22
01.08. | 23
01.08. | 24
02.08. | 1
02.08. | 2
02.08. | 3
02.08. | 4
02.08. | 5
02.08. | 6
02.08. | 7
02.08. | 8
02.08. | 9
02.08. | 10
02.08. | 11
02.08. | 12
02.08. | 13
02.08. | 14
02.08. | 15
02.08. | 16
02.08. | 17
02.08. | 18
02.08. | 19
02.08. | 20
02.08. | 21
02.08. | 22
02.08. | 23
02.08. | 24
03.08. | 1
03.08. | 2
03.08. | 3
03.08. | 4
03.08. | 5
03.08. | 6
03.08. | 7
03.08. | 8
03.08. | 9
03.08. | 10
03.08. | 11
03.08. | 12
03.08. | 13
03.08. | 14
03.08. | 15
03.08. | 16
03.08. | 17
03.08. | 18
03.08. | 19
03.08. | 20
03.08. | 21
03.08. | 22
03.08. | 23
03.08. | 24
04.08. | 1
04.08. | 2
04.08. | 3
04.08. | 4
04.08. | 5
04.08. | 6
04.08. | 7
04.08. | 8
04.08. | 9
04.08. | 10
04.08. | 11
04.08. | 12
04.08. | 13
04.08. | 14
04.08. | 15
04.08. | 16
04.08. | 17
04.08. | 18
04.08. | 19
04.08. | 20
04.08. | 21
04.08. | 22
04.08. | 23
04.08. | 24
05.08. | 1
05.08. | 2
05.08. | 3
05.08. | 4
05.08. | 5
05.08. | 6
05.08. | 7
05.08. | 8
05.08. | 9
05.08. | 10
05.08. | 11
05.08. | 12
05.08. | 13
05.08. | 14
05.08. | 15
05.08. | 16
05.08. | 17
05.08. | 18
05.08. | 19
05.08. | 20
05.08. | 21
05.08. | 22
05.08. | 23
05.08. | 24
06.08. | 1
06.08. | 2
06.08. | 3
06.08. | 4
06.08. | 5
06.08. | 6
06.08. | 7
06.08. | 8
06.08. | 9
06.08. | 10
06.08. | 11
06.08. | 12
06.08. | 13
06.08. | 14
06.08. | 15
06.08. | 16
06.08. | 17
06.08. | 18
06.08. | 19
06.08. | 20
06.08. | 21
06.08. | 22
06.08. | 23
06.08. | 24
07.08. | 1
07.08. | 2
07.08. | 3
07.08. | 4
07.08. | 5
07.08. | 6
07.08. | 7
07.08. | 8
07.08. | 9
07.08. | 10
07.08. | 11
07.08. | 12
07.08. | 13
07.08. | 14
07.08. | 15
07.08. | 16
07.08. | 17
07.08. | 18
07.08. | 19
07.08. | 20
07.08. | 21
07.08. | 22
07.08. | 23
07.08. | 24
08.08. | 1
08.08. | 2
08.08. | 3
08.08. | 4
08.08. | 5
08.08. | 6
08.08. | 7
08.08. | 8
08.08. | 9
08.08. | 10
08.08. | 11
08.08. | 12
08.08. | 13
08.08. | 14
08.08. | 15
08.08. | 16
08.08. | 17
08.08. | 18
08.08. | 19
08.08. | 20
08.08. | 21
08.08. | 22
08.08. | 23
08.08. | 24
09.08. | 1
09.08. | 2
09.08. | 3
09.08. | 4
09.08. | 5
09.08. | 6
09.08. | 7
09.08. | 8
09.08. | 9
09.08. | 10
09.08. | 11
09.08. | 12
09.08. | 13
09.08. | 14
09.08. | 15
09.08. | 16
09.08. | 17
09.08. | 18
09.08. | 19
09.08. | 20
09.08. | 21
09.08. | 22
09.08. | 23
09.08. | 24
10.08. | 1
10.08. | 2
10.08. | 3
10.08. | 4
10.08. | 5
10.08. | 6
10.08. | 7
10.08. | 8
10.08. | 9
10.08. | 10
10.08. | 11
10.08. | 12
10.08. | 13
10.08. | 14
10.08. | 15
10.08. | 16
10.08. | 17
10.08. | 18
10.08. | 19
10.08. | 20
10.08. | 21
10.08. | 22
10.08. | 23
10.08. | 24
11.08. | 1
11.08. | 2
11.08. | 3
11.08. | 4
11.08. | 5
11.08. | 6
11.08. | 7
11.08. | 8
11.08. | 9
11.08. | 10
11.08. | 11
11.08. | 12
11.08. | 13
11.08. | 14
11.08. | 15
11.08. | 16
11.08. | 17
11.08. | 18
11.08. | 19
11.08. | 20
11.08. | 21
11.08. | 22
11.08. | 23
11.08. | 24
12.08. | 1
12.08. | 2
12.08. | 3
12.08. | 4
12.08. | 5
12.08. | 6
12.08. | 7
12.08. | 8
12.08. | 9
12.08. | 10
12.08. | 11
12.08. | 12
12.08. | 13
12.08. | 14
12.08. | 15
12.08. | 16
12.08. | 17
12.08. | 18
12.08. | 19
12.08. | 20
12.08. | 21
12.08. | 22
12.08. | 23
12.08. | 24
13.08. | 1
13.08. | 2
13.08. | 3
13.08. | 4
13.08. | 5
13.08. | 6
13.08. | 7
13.08. | 8
13.08. | 9
13.08. | 10
13.08. | 11
13.08. | 12
13.08. | 13
13.08. | 14
13.08. | 15
13.08. | 16
13.08. | 17
13.08. | 18
13.08. | 19
13.08. | 20
13.08. | 21
13.08. | 22
13.08. | 23
13.08. | 24
14.08. | 1
14.08. | 2
14.08. | 3
14.08. | 4
14.08. | 5
14.08. | 6
14.08. | 7
14.08. | 8
14.08. | 9
14.08. | 10
14.08. | 11
14.08. | 12
14.08. | 13
14.08. | 14
14.08. | 15
14.08. | 16
14.08. | 17
14.08. | 18
14.08. | 19
14.08. | 20
14.08. | 21
14.08. | 22
14.08. | 23
14.08. | 24
15.08. | 1
15.08. | 2
15.08. | 3
15.08. | 4
15.08. | 5
15.08. | 6
15.08. | 7
15.08. | 8
15.08. | 9
15.08. | 10
15.08. | 11
15.08. | 12
15.08. | 13
15.08. | 14
15.08. | 15
15.08. | 16
15.08. | 17
15.08. | 18
15.08. | 19
15.08. | 20
15.08. | 21
15.08. | 22
15.08. | 23
15.08. | 24
16.08. | 1
16.08. | 2
16.08. | 3
16.08. | 4
16.08. | 5
16.08. | 6
16.08. | 7
16.08. | 8
16.08. | 9
16.08. | 10
16.08. | 11
16.08. | 12
16.08. | 13
16.08. | 14
16.08. | 15
16.08. | 16
16.08. | 17
16.08. | 18
16.08. | 19
16.08. | 20
16.08. | 21
16.08. | 22
16.08. | 23
16.08. | 24
17.08. | 1
17.08. | 2
17.08. | 3
17.08. | 4
17.08. | 5
17.08. | 6
17.08. | 7
17.08. | 8
17.08. | 9
17.08. | 10
17.08. | 11
17.08. | 12
17.08. | 13
17.08. | 14
17.08. | 15
17.08. | 16
17.08. | 17
17.08. | 18
17.08. | 19
17.08. | 20
17.08. | 21
17.08. | 22
17.08. | 23
17.08. | 24
18.08. | 1
18.08. | 2
18.08. | 3
18.08. | 4
18.08. | 5
18.08. | 6
18.08. | 7
18.08. | 8
18.08. | 9
18.08. | 10
18.08. | 11
18.08. | 12
18.08. | 13
18.08. | 14
18.08. | 15
18.08. | 16
18.08. | 17
18.08. | 18
18.08. | 19
18.08. | 20
18.08. | 21
18.08. | 22
18.08. | 23
18.08. | 24
19.08. | 1
19.08. | 2
19.08. | 3
19.08. | 4
19.08. | 5
19.08. | 6
19.08. | 7
19.08. | 8
19.08. | 9
19.08. | 10
19.08. | 11
19.08. | 12
19.08. | 13
19.08. | 14
19.08. | 15
19.08. | 16
19.08. | 17
19.08. | 18
19.08. | 19
19.08. | 20
19.08. | 21
19.08. | 22
19.08. | 23
19.08. | 24
20.08. | 1
20.08. | 2
20.08. | 3
20.08. | 4
20.08. | 5
20.08. | 6
20.08. | 7
20.08. | 8
20.08. | 9
20.08. | 10
20.08. | 11
20.08. | 12
20.08. | 13
20.08. | 14
20.08. | 15
20.08. | 16
20.08. | 17
20.08. | 18
20.08. | 19
20.08. | 20
20.08. | 21
20.08. | 22
20.08. | 23
20.08. | 24
21.08. | 1
21.08. | 2
21.08. | 3
21.08. | 4
21.08. | 5
21.08. | 6
21.08. | 7
21.08. | 8
21.08. | 9
21.08. | 10
21.08. | 11
21.08. | 12
21.08. | 13
21.08. | 14
21.08. | 15
21.08. | 16
21.08. | 17
21.08. | 18
21.08. | 19
21.08. | 20
21.08. | 21
21.08. | 22
21.08. | 23
21.08. | 24
22.08. | 1
22.08. | 2
22.08. | 3
22.08. | 4
22.08. | 5
22.08. | 6
22.08. | 7
22.08. | 8
22.08. | 9
22.08. | 10
22.08. | 11
22.08. | 12
22.08. | 13
22.08. | 14
22.08. | 15
22.08. | 16
22.08. | 17
22.08. | 18
22.08. | 19
22.08. | 20
22.08. | 21
22.08. | 22
22.08. | 23
22.08. | 24
23.08. | 1
23.08. | 2
23.08. | 3
23.08. | 4
23.08. | 5
23.08. | 6
23.08. | 7
23.08. | 8
23.08. | 9
23.08. | 10
23.08. | 11
23.08. | 12
23.08. | 13
23.08. | 14
23.08. | 15
23.08. | 16
23.08. | 17
23.08. | 18
23.08. | 19
23.08. | 20
23.08. | 21
23.08. | 22
23.08. | 23
23.08. | 24
24.08. | 1
24.08. | 2
24.08. | 3
24.08. | 4
24.08. | 5
24.08. | 6
24.08. | 7
24.08. | 8
24.08. | 9
24.08. | 10
24.08. | 11
24.08. | 12
24.08. | 13
24.08. | 14
24.08. | 15
24.08. | 16
24.08. | 17
24.08. | 18
24.08. | 19
24.08. | 20
24.08. | 21
24.08. | 22
24.08. | 23
24.08. | 24
25.08. | 1
25.08. | 2
25.08. | 3
25.08. | 4
25.08. | 5
25.08. | 6
25.08. | 7
25.08. | 8
25.08. | 9
25.08. | 10
25.08. | 11
25.08. | 12
25.08. | 13
25.08. | 14
25.08. | 15
25.08. | 16
25.08. | 17
25.08. | 18
25.08. | 19
25.08. | 20
25.08. | 21
25.08. | 22
25.08. | 23
25.08. | 24
26.08. | 1
26.08. | 2
26.08. | 3
26.08. | 4
26.08. | 5
26.08. | 6
26.08. | 7
26.08. | 8
26.08. | 9
26.08. | 10
26.08. | 11
26.08. | 12
26.08. | 13
26.08. | 14
26.08. | 15
26.08. | 16
26.08. | 17
26.08. | 18
26.08. | 19
26.08. | 20
26.08. | 21
26.08. | 22
26.08. | 23
26.08. | 24
27.08. | 1
27.08. | 2
27.08. | 3
27.08. | 4
27.08. | 5
27.08. | 6
27.08. | 7
27.08. | 8
27.08. | 9
27.08. | 10
27.08. | 11
27.08. | 12
27.08. | 13
27.08. | 14
27.08. | 15
27.08. | 16
27.08. | 17
27.08. | 18
27.08. | 19
27.08. | 20
27.08. | 21
27.08. | 22
27.08. | 23
27.08. | 24
28.08. | 1
28.08. | 2
28.08. | 3
28.08. | 4
28.08. | 5
28.08. | 6
28.08. | 7
28.08. | 8
28.08. | 9
28.08. | 10
28.08. | 11
28.08. | 12
28.08. | 13
28.08. | 14
28.08. | 15
28.08. | 16
28.08. | 17
28.08. | 18
28.08. | 19
28.08. | 20
28.08. | 21
28.08. | 22
28.08. | 23
28.08. | 24
29.08. | 1
29.08. | 2
29.08. | 3
29.08. | 4
29.08. | 5
29.08. | 6
29.08. | 7
29.08. | 8
29.08. | 9
29.08. | 10
29.08. | 11
29.08. | 12
29.08. | 13
29.08. | 14
29.08. | 15
29.08. | 16
29.08. | 17
29.08. | 18
29.08. | 19
29.08. | 20
29.08. | 21
29.08. | 22
29.08. | 23
29.08. | 24
30.08. | 1
30.08. | 2
30.08. | 3
30.08. | 4
30.08. | 5
30.08. | 6
30.08. | 7
30.08. | 8
30.08. | 9
30.08. | 10
30.08. | 11
30.08. | 12
30.08. | 13
30.08. | 14
30.08. | 15
30.08. | 16
30.08. | 17
30.08. | 18
30.08. | 19
30.08. | 20
30.08. | 21
30.08. | 22
30.08. | 23
30.08. | 24
31.08. | 1
31.08. | 2
31.08. | 3
31.08. | 4
31.08. | 5
31.08. | 6
31.08. | 7
31.08. | 8
31.08. | 9
31.08. | 10
31.08. | 11
31.08. | 12
31.08. | 13
31.08. | 14
31.08. | 15
31.08. | 16
31.08. | 17
31.08. | 18
31.08. | 19
31.08. | 20
31.08. | 21
31.08. | 22
31.08. | 23
31.08. | 24
01.09. | 1
01.09. | 2
01.09. | 3
01.09. | 4
01.09. | 5
01.09. | 6
01.09. | 7
01.09. | 8
01.09. | 9
01.09. | 10
01.09. | 11
01.09. | 12
01.09. | 13
01.09. | 14
01.09. | 15
01.09. | 16
01.09. | 17
01.09. | 18
01.09. | 19
01.09. | 20
01.09. | 21
01.09. | 22
01.09. | 23
01.09. | 24
02.09. | 1
02.09. | 2
02.09. | 3
02.09. | 4
02.09. | 5
02.09. | 6
02.09. | 7
02.09. | 8
02.09. | 9
02.09. | 10
02.09. | 11
02.09. | 12
02.09. | 13
02.09. | 14
02.09. | 15
02.09. | 16
02.09. | 17
02.09. | 18
02.09. | 19
02.09. | 20
02.09. | 21
02.09. | 22
02.09. | 23
02.09. | 24
03.09. | 1
03.09. | 2
03.09. | 3
03.09. | 4
03.09. | 5
03.09. | 6
03.09. | 7
03.09. | 8
03.09. | 9
03.09. | 10
03.09. | 11
03.09. | 12
03.09. | 13
03.09. | 14
03.09. | 15
03.09. | 16
03.09. | 17
03.09. | 18
03.09. | 19
03.09. | 20
03.09. | 21
03.09. | 22
03.09. | 23
03.09. | 24
04.09. | 1
04.09. | 2
04.09. | 3
04.09. | 4
04.09. | 5
04.09. | 6
04.09. | 7
04.09. | 8
04.09. | 9
04.09. | 10
04.09. | 11
04.09. | 12
04.09. | 13
04.09. | 14
04.09. | 15
04.09. | 16
04.09. | 17
04.09. | 18
04.09. | 19
04.09. | 20
04.09. | 21
04.09. | 22
04.09. | 23
04.09. | 24
05.09. | 1
05.09. | 2
05.09. | 3
05.09. | 4
05.09. | 5
05.09. | 6
05.09. | 7
05.09. | 8
05.09. | 9
05.09. | 10
05.09. | 11
05.09. | 12
05.09. | 13
05.09. | 14
05.09. | 15
05.09. | 16
05.09. | 17
05.09. | 18
05.09. | 19
05.09. | 20
05.09. | 21
05.09. | 22
05.09. | 23
05.09. | 24
06.09. | 1
06.09. | 2
06.09. | 3
06.09. | 4
06.09. | 5
06.09. | 6
06.09. | 7
06.09. | 8
06.09. | 9
06.09. | 10
06.09. | 11
06.09. | 12
06.09. | 13
06.09. | 14
06.09. | 15
06.09. | 16
06.09. | 17
06.09. | 18
06.09. | 19
06.09. | 20
06.09. | 21
06.09. | 22
06.09. | 23
06.09. | 24
07.09. | 1
07.09. | 2
07.09. | 3
07.09. | 4
07.09. | 5
07.09. | 6
07.09. | 7
07.09. | 8
07.09. | 9
07.09. | 10
07.09. | 11
07.09. | 12
07.09. | 13
07.09. | 14
07.09. | 15
07.09. | 16
07.09. | 17
07.09. | 18
07.09. | 19
07.09. | 20
07.09. | 21
07.09. | 22
07.09. | 23
07.09. | 24
08.09. | 1
08.09. | 2
08.09. | 3
08.09. | 4
08.09. | 5
08.09. | 6
08.09. | 7
08.09. | 8
08.09. | 9
08.09. | 10
08.09. | 11
08.09. | 12
08.09. | 13
08.09. | 14
08.09. | 15
08.09. | 16
08.09. | 17
08.09. | 18
08.09. | 19
08.09. | 20
08.09. | 21
08.09. | 22
08.09. | 23
08.09. | 24
09.09. | 1
09.09. | 2
09.09. | 3
09.09. | 4
09.09. | 5
09.09. | 6
09.09. | 7
09.09. | 8
09.09. | 9
09.09. | 10
09.09. | 11
09.09. | 12
09.09. | 13
09.09. | 14
09.09. | 15
09.09. | 16
09.09. | 17
09.09. | 18
09.09. | 19
09.09. | 20
09.09. | 21
09.09. | 22
09.09. | 23
09.09. | 24
10.09. | 1
10.09. | 2
10.09. | 3
10.09. | 4
10.09. | 5
10.09. | 6
10.09. | 7
10.09. | 8
10.09. | 9
10.09. | 10
10.09. | 11
10.09. | 12
10.09. | 13
10.09. | 14
10.09. | 15
10.09. | 16
10.09. | 17
10.09. | 18
10.09. | 19
10.09. | 20
10.09. | 21
10.09. | 22
10.09. | 23
10.09. | 24
11.09. | 1
11.09. | 2
11.09. | 3
11.09. | 4
11.09. | 5
11.09. | 6
11.09. | 7
11.09. | 8
11.09. | 9
11.09. | 10
11.09. | 11
11.09. | 12
11.09. | 13
11.09. | 14
11.09. | 15
11.09. | 16
11.09. | 17
11.09. | 18
11.09. | 19
11.09. | 20
11.09. | 21
11.09. | 22
11.09. | 23
11.09. | 24
12.09. | 1
12.09. | 2
12.09. | 3
12.09. | 4
12.09. | 5
12.09. | 6
12.09. | 7
12.09. | 8
12.09. | 9
12.09. | 10
12.09. | 11
12.09. | 12
12.09. | 13
12.09. | 14
12.09. | 15
12.09. | 16
12.09. | 17
12.09. | 18
12.09. | 19
12.09. | 20
12.09. | 21
12.09. | 22
12.09. | 23
12.09. | 24
13.09. | 1
13.09. | 2
13.09. | 3
13.09. | 4
13.09. | 5
13.09. | 6
13.09. | 7
13.09. | 8
13.09. | 9
13.09. | 10
13.09. | 11
13.09. | 12
13.09. | 13
13.09. | 14
13.09. | 15
13.09. | 16
13.09. | 17
13.09. | 18
13.09. | 19
13.09. | 20
13.09. | 21
13.09. | 22
13.09. | 23
13.09. | 24
14.09. | 1
14.09. | 2
14.09. | 3
14.09. | 4
14.09. | 5
14.09. | 6
14.09. | 7
14.09. | 8
14.09. | 9
14.09. | 10
14.09. | 11
14.09. | 12
14.09. | 13
14.09. | 14
14.09. | 15
14.09. | 16
14.09. | 17
14.09. | 18
14.09. | 19
14.09. | 20
14.09. | 21
14.09. | 22
14.09. | 23
14.09. | 24
15.09. | 1
15.09. | 2
15.09. | 3
15.09. | 4
15.09. | 5
15.09. | 6
15.09. | 7
15.09. | 8
15.09. | 9
15.09. | 10
15.09. | 11
15.09. | 12
15.09. | 13
15.09. | 14
15.09. | 15
15.09. | 16
15.09. | 17
15.09. | 18
15.09. | 19
15.09. | 20
15.09. | 21
15.09. | 22
15.09. | 23
15.09. | 24
16.09. | 1
16.09. | 2
16.09. | 3
16.09. | 4
16.09. | 5
16.09. | 6
16.09. | 7
16.09. | 8
16.09. | 9
16.09. | 10
16.09. | 11
16.09. | 12
16.09. | 13
16.09. | 14
16.09. | 15
16.09. | 16
16.09. | 17
16.09. | 18
16.09. | 19
16.09. | 20
16.09. | 21
16.09. | 22
16.09. | 23
16.09. | 24
17.09. | 1
17.09. | 2
17.09. | 3
17.09. | 4
17.09. | 5
17.09. | 6
17.09. | 7
17.09. | 8
17.09. | 9
17.09. | 10
17.09. | 11
17.09. | 12
17.09. | 13
17.09. | 14
17.09. | 15
17.09. | 16
17.09. | 17
17.09. | 18
17.09. | 19
17.09. | 20
17.09. | 21
17.09. | 22
17.09. | 23
17.09. | 24
18.09. | 1
18.09. | 2
18.09. | 3
18.09. | 4
18.09. | 5
18.09. | 6
18.09. | 7
18.09. | 8
18.09. | 9
18.09. | 10
18.09. | 11
18.09. | 12
18.09. | 13
18.09. | 14
18.09. | 15
18.09. | 16
18.09. | 17
18.09. | 18
18.09. | 19
18.09. | 20
18.09. | 21
18.09. | 22
18.09. | 23
18.09. | 24
19.09. | 1
19.09. | 2
19.09. | 3
19.09. | 4
19.09. | 5
19.09. | 6
19.09. | 7
19.09. | 8
19.09. | 9
19.09. | 10
19.09. | 11
19.09. | 12
19.09. | 13
19.09. | 14
19.09. | 15
19.09. | 16
19.09. | 17
19.09. | 18
19.09. | 19
19.09. | 20
19.09. | 21
19.09. | 22
19.09. | 23
19.09. | 24
20.09. | 1
20.09. | 2
20.09. | 3
20.09. | 4
20.09. | 5
20.09. | 6
20.09. | 7
20.09. | 8
20.09. | 9
20.09. | 10
20.09. | 11
20.09. | 12
20.09. | 13
20.09. | 14
20.09. | 15
20.09. | 16
20.09. | 17
20.09. | 18
20.09. | 19
20.09. | 20
20.09. | 21
20.09. | 22
20.09. | 23
20.09. | 24
21.09. | 1
21.09. | 2
21.09. | 3
21.09. | 4
21.09. | 5
21.09. | 6
21.09. | 7
21.09. | 8
21.09. | 9
21.09. | 10
21.09. | 11
21.09. | 12
21.09. | 13
21.09. | 14
21.09. | 15
21.09. | 16
21.09. | 17
21.09. | 18
21.09. | 19
21.09. | 20
21.09. | 21
21.09. | 22
21.09. | 23
21.09. | 24
22.09. | 1
22.09. | 2
22.09. | 3
22.09. | 4
22.09. | 5
22.09. | 6
22.09. | 7
22.09. | 8
22.09. | 9
22.09. | 10
22.09. | 11
22.09. | 12
22.09. | 13
22.09. | 14
22.09. | 15
22.09. | 16
22.09. | 17
22.09. | 18
22.09. | 19
22.09. | 20
22.09. | 21
22.09. | 22
22.09. | 23
22.09. | 24
23.09. | 1
23.09. | 2
23.09. | 3
23.09. | 4
23.09. | 5
23.09. | 6
23.09. | 7
23.09. | 8
23.09. | 9
23.09. | 10
23.09. | 11
23.09. | 12
23.09. | 13
23.09. | 14
23.09. | 15
23.09. | 16
23.09. | 17
23.09. | 18
23.09. | 19
23.09. | 20
23.09. | 21
23.09. | 22
23.09. | 23
23.09. | 24
24.09. | 1
24.09. | 2
24.09. | 3
24.09. | 4
24.09. | 5
24.09. | 6
24.09. | 7
24.09. | 8
24.09. | 9
24.09. | 10
24.09. | 11
24.09. | 12
24.09. | 13
24.09. | 14
24.09. | 15
24.09. | 16
24.09. | 17
24.09. | 18
24.09. | 19
24.09. | 20
24.09. | 21
24.09. | 22
24.09. | 23
24.09. | 24
25.09. | 1
25.09. | 2
25.09. | 3
25.09. | 4
25.09. | 5
25.09. | 6
25.09. | 7
25.09. | 8
25.09. | 9
25.09. | 10
25.09. | 11
25.09. | 12
25.09. | 13
25.09. | 14
25.09. | 15
25.09. | 16
25.09. | 17
25.09. | 18
25.09. | 19
25.09. | 20
25.09. | 21
25.09. | 22
25.09. | 23
25.09. | 24
26.09. | 1
26.09. | 2
26.09. | 3
26.09. | 4
26.09. | 5
26.09. | 6
26.09. | 7
26.09. | 8
26.09. | 9
26.09. | 10
26.09. | 11
26.09. | 12
26.09. | 13
26.09. | 14
26.09. | 15
26.09. | 16
26.09. | 17
26.09. | 18
26.09. | 19
26.09. | 20
26.09. | 21
26.09. | 22
26.09. | 23
26.09. | 24
27.09. | 1
27.09. | 2
27.09. | 3
27.09. | 4
27.09. | 5
27.09. | 6
27.09. | 7
27.09. | 8
27.09. | 9
27.09. | 10
27.09. | 11
27.09. | 12
27.09. | 13
27.09. | 14
27.09. | 15
27.09. | 16
27.09. | 17
27.09. | 18
27.09. | 19
27.09. | 20
27.09. | 21
27.09. | 22
27.09. | 23
27.09. | 24
28.09. | 1
28.09. | 2
28.09. | 3
28.09. | 4
28.09. | 5
28.09. | 6
28.09. | 7
28.09. | 8
28.09. | 9
28.09. | 10
28.09. | 11
28.09. | 12
28.09. | 13
28.09. | 14
28.09. | 15
28.09. | 16
28.09. | 17
28.09. | 18
28.09. | 19
28.09. | 20
28.09. | 21
28.09. | 22
28.09. | 23
28.09. | 24
29.09. | 1
29.09. | 2
29.09. | 3
29.09. | 4
29.09. | 5
29.09. | 6
29.09. | 7
29.09. | 8
29.09. | 9
29.09. | 10
29.09. | 11
29.09. | 12
29.09. | 13
29.09. | 14
29.09. | 15
29.09. | 16
29.09. | 17
29.09. | 18
29.09. | 19
29.09. | 20
29.09. | 21
29.09. | 22
29.09. | 23
29.09. | 24
30.09. | 1
30.09. | 2
30.09. | 3
30.09. | 4
30.09. | 5
30.09. | 6
30.09. | 7
30.09. | 8
30.09. | 9
30.09. | 10
30.09. | 11
30.09. | 12
30.09. | 13
30.09. | 14
30.09. | 15
30.09. | 16
30.09. | 17
30.09. | 18
30.09. | 19
30.09. | 20
30.09. | 21
30.09. | 22
30.09. | 23
30.09. | 24
01.10. | 1
01.10. | 2
01.10. | 3
01.10. | 4
01.10. | 5
01.10. | 6
01.10. | 7
01.10. | 8
01.10. | 9
01.10. | 10
01.10. | 11
01.10. | 12
01.10. | 13
01.10. | 14
01.10. | 15
01.10. | 16
01.10. | 17
01.10. | 18
01.10. | 19
01.10. | 20
01.10. | 21
01.10. | 22
01.10. | 23
01.10. | 24
02.10. | 1
02.10. | 2
02.10. | 3
02.10. | 4
02.10. | 5
02.10. | 6
02.10. | 7
02.10. | 8
02.10. | 9
02.10. | 10
02.10. | 11
02.10. | 12
02.10. | 13
02.10. | 14
02.10. | 15
02.10. | 16
02.10. | 17
02.10. | 18
02.10. | 19
02.10. | 20
02.10. | 21
02.10. | 22
02.10. | 23
02.10. | 24
03.10. | 1
03.10. | 2
03.10. | 3
03.10. | 4
03.10. | 5
03.10. | 6
03.10. | 7
03.10. | 8
03.10. | 9
03.10. | 10
03.10. | 11
03.10. | 12
03.10. | 13
03.10. | 14
03.10. | 15
03.10. | 16
03.10. | 17
03.10. | 18
03.10. | 19
03.10. | 20
03.10. | 21
03.10. | 22
03.10. | 23
03.10. | 24
04.10. | 1
04.10. | 2
04.10. | 3
04.10. | 4
04.10. | 5
04.10. | 6
04.10. | 7
04.10. | 8
04.10. | 9
04.10. | 10
04.10. | 11
04.10. | 12
04.10. | 13
04.10. | 14
04.10. | 15
04.10. | 16
04.10. | 17
04.10. | 18
04.10. | 19
04.10. | 20
04.10. | 21
04.10. | 22
04.10. | 23
04.10. | 24
05.10. | 1
05.10. | 2
05.10. | 3
05.10. | 4
05.10. | 5
05.10. | 6
05.10. | 7
05.10. | 8
05.10. | 9
05.10. | 10
05.10. | 11
05.10. | 12
05.10. | 13
05.10. | 14
05.10. | 15
05.10. | 16
05.10. | 17
05.10. | 18
05.10. | 19
05.10. | 20
05.10. | 21
05.10. | 22
05.10. | 23
05.10. | 24
06.10. | 1
06.10. | 2
06.10. | 3
06.10. | 4
06.10. | 5
06.10. | 6
06.10. | 7
06.10. | 8
06.10. | 9
06.10. | 10
06.10. | 11
06.10. | 12
06.10. | 13
06.10. | 14
06.10. | 15
06.10. | 16
06.10. | 17
06.10. | 18
06.10. | 19
06.10. | 20
06.10. | 21
06.10. | 22
06.10. | 23
06.10. | 24
07.10. | 1
07.10. | 2
07.10. | 3
07.10. | 4
07.10. | 5
07.10. | 6
07.10. | 7
07.10. | 8
07.10. | 9
07.10. | 10
07.10. | 11
07.10. | 12
07.10. | 13
07.10. | 14
07.10. | 15
07.10. | 16
07.10. | 17
07.10. | 18
07.10. | 19
07.10. | 20
07.10. | 21
07.10. | 22
07.10. | 23
07.10. | 24
08.10. | 1
08.10. | 2
08.10. | 3
08.10. | 4
08.10. | 5
08.10. | 6
08.10. | 7
08.10. | 8
08.10. | 9
08.10. | 10
08.10. | 11
08.10. | 12
08.10. | 13
08.10. | 14
08.10. | 15
08.10. | 16
08.10. | 17
08.10. | 18
08.10. | 19
08.10. | 20
08.10. | 21
08.10. | 22
08.10. | 23
08.10. | 24
09.10. | 1
09.10. | 2
09.10. | 3
09.10. | 4
09.10. | 5
09.10. | 6
09.10. | 7
09.10. | 8
09.10. | 9
09.10. | 10
09.10. | 11
09.10. | 12
09.10. | 13
09.10. | 14
09.10. | 15
09.10. | 16
09.10. | 17
09.10. | 18
09.10. | 19
09.10. | 20
09.10. | 21
09.10. | 22
09.10. | 23
09.10. | 24
10.10. | 1
10.10. | 2
10.10. | 3
10.10. | 4
10.10. | 5
10.10. | 6
10.10. | 7
10.10. | 8
10.10. | 9
10.10. | 10
10.10. | 11
10.10. | 12
10.10. | 13
10.10. | 14
10.10. | 15
10.10. | 16
10.10. | 17
10.10. | 18
10.10. | 19
10.10. | 20
10.10. | 21
10.10. | 22
10.10. | 23
10.10. | 24
11.10. | 1
11.10. | 2
11.10. | 3
11.10. | 4
11.10. | 5
11.10. | 6
11.10. | 7
11.10. | 8
11.10. | 9
11.10. | 10
11.10. | 11
11.10. | 12
11.10. | 13
11.10. | 14
11.10. | 15
11.10. | 16
11.10. | 17
11.10. | 18
11.10. | 19
11.10. | 20
11.10. | 21
11.10. | 22
11.10. | 23
11.10. | 24
12.10. | 1
12.10. | 2
12.10. | 3
12.10. | 4
12.10. | 5
12.10. | 6
12.10. | 7
12.10. | 8
12.10. | 9
12.10. | 10
12.10. | 11
12.10. | 12
12.10. | 13
12.10. | 14
12.10. | 15
12.10. | 16
12.10. | 17
12.10. | 18
12.10. | 19
12.10. | 20
12.10. | 21
12.10. | 22
12.10. | 23
12.10. | 24
13.10. | 1
13.10. | 2
13.10. | 3
13.10. | 4
13.10. | 5
13.10. | 6
13.10. | 7
13.10. | 8
13.10. | 9
13.10. | 10
13.10. | 11
13.10. | 12
13.10. | 13
13.10. | 14
13.10. | 15
13.10. | 16
13.10. | 17
13.10. | 18
13.10. | 19
13.10. | 20
13.10. | 21
13.10. | 22
13.10. | 23
13.10. | 24
14.10. | 1
14.10. | 2
14.10. | 3
14.10. | 4
14.10. | 5
14.10. | 6
14.10. | 7
14.10. | 8
14.10. | 9
14.10. | 10
14.10. | 11
14.10. | 12
14.10. | 13
14.10. | 14
14.10. | 15
14.10. | 16
14.10. | 17
14.10. | 18
14.10. | 19
14.10. | 20
14.10. | 21
14.10. | 22
14.10. | 23
14.10. | 24
15.10. | 1
15.10. | 2
15.10. | 3
15.10. | 4
15.10. | 5
15.10. | 6
15.10. | 7
15.10. | 8
15.10. | 9
15.10. | 10
15.10. | 11
15.10. | 12
15.10. | 13
15.10. | 14
15.10. | 15
15.10. | 16
15.10. | 17
15.10. | 18
15.10. | 19
15.10. | 20
15.10. | 21
15.10. | 22
15.10. | 23
15.10. | 24
16.10. | 1
16.10. | 2
16.10. | 3
16.10. | 4
16.10. | 5
16.10. | 6
16.10. | 7
16.10. | 8
16.10. | 9
16.10. | 10
16.10. | 11
16.10. | 12
16.10. | 13
16.10. | 14
16.10. | 15
16.10. | 16
16.10. | 17
16.10. | 18
16.10. | 19
16.10. | 20
16.10. | 21
16.10. | 22
16.10. | 23
16.10. | 24
17.10. | 1
17.10. | 2
17.10. | 3
17.10. | 4
17.10. | 5
17.10. | 6
17.10. | 7
17.10. | 8
17.10. | 9
17.10. | 10
17.10. | 11
17.10. | 12
17.10. | 13
17.10. | 14
17.10. | 15
17.10. | 16
17.10. | 17
17.10. | 18
17.10. | 19
17.10. | 20
17.10. | 21
17.10. | 22
17.10. | 23
17.10. | 24
18.10. | 1
18.10. | 2
18.10. | 3
18.10. | 4
18.10. | 5
18.10. | 6
18.10. | 7
18.10. | 8
18.10. | 9
18.10. | 10
18.10. | 11
18.10. | 12
18.10. | 13
18.10. | 14
18.10. | 15
18.10. | 16
18.10. | 17
18.10. | 18
18.10. | 19
18.10. | 20
18.10. | 21
18.10. | 22
18.10. | 23
18.10. | 24
19.10. | 1
19.10. | 2
19.10. | 3
19.10. | 4
19.10. | 5
19.10. | 6
19.10. | 7
19.10. | 8
19.10. | 9
19.10. | 10
19.10. | 11
19.10. | 12
19.10. | 13
19.10. | 14
19.10. | 15
19.10. | 16
19.10. | 17
19.10. | 18
19.10. | 19
19.10. | 20
19.10. | 21
19.10. | 22
19.10. | 23
19.10. | 24
20.10. | 1
20.10. | 2
20.10. | 3
20.10. | 4
20.10. | 5
20.10. | 6
20.10. | 7
20.10. | 8
20.10. | 9
20.10. | 10
20.10. | 11
20.10. | 12
20.10. | 13
20.10. | 14
20.10. | 15
20.10. | 16
20.10. | 17
20.10. | 18
20.10. | 19
20.10. | 20
20.10. | 21
20.10. | 22
20.10. | 23
20.10. | 24
21.10. | 1
21.10. | 2
21.10. | 3
21.10. | 4
21.10. | 5
21.10. | 6
21.10. | 7
21.10. | 8
21.10. | 9
21.10. | 10
21.10. | 11
21.10. | 12
21.10. | 13
21.10. | 14
21.10. | 15
21.10. | 16
21.10. | 17
21.10. | 18
21.10. | 19
21.10. | 20
21.10. | 21
21.10. | 22
21.10. | 23
21.10. | 24
22.10. | 1
22.10. | 2
22.10. | 3
22.10. | 4
22.10. | 5
22.10. | 6
22.10. | 7
22.10. | 8
22.10. | 9
22.10. | 10
22.10. | 11
22.10. | 12
22.10. | 13
22.10. | 14
22.10. | 15
22.10. | 16
22.10. | 17
22.10. | 18
22.10. | 19
22.10. | 20
22.10. | 21
22.10. | 22
22.10. | 23
22.10. | 24
23.10. | 1
23.10. | 2
23.10. | 3
23.10. | 4
23.10. | 5
23.10. | 6
23.10. | 7
23.10. | 8
23.10. | 9
23.10. | 10
23.10. | 11
23.10. | 12
23.10. | 13
23.10. | 14
23.10. | 15
23.10. | 16
23.10. | 17
23.10. | 18
23.10. | 19
23.10. | 20
23.10. | 21
23.10. | 22
23.10. | 23
23.10. | 24
24.10. | 1
24.10. | 2
24.10. | 3
24.10. | 4
24.10. | 5
24.10. | 6
24.10. | 7
24.10. | 8
24.10. | 9
24.10. | 10
24.10. | 11
24.10. | 12
24.10. | 13
24.10. | 14
24.10. | 15
24.10. | 16
24.10. | 17
24.10. | 18
24.10. | 19
24.10. | 20
24.10. | 21
24.10. | 22
24.10. | 23
24.10. | 24
25.10. | 1
25.10. | 2
25.10. | 3
25.10. | 4
25.10. | 5
25.10. | 6
25.10. | 7
25.10. | 8
25.10. | 9
25.10. | 10
25.10. | 11
25.10. | 12
25.10. | 13
25.10. | 14
25.10. | 15
25.10. | 16
25.10. | 17
25.10. | 18
25.10. | 19
25.10. | 20
25.10. | 21
25.10. | 22
25.10. | 23
25.10. | 24
26.10. | 1
26.10. | 2
26.10. | 3
26.10. | 4
26.10. | 5
26.10. | 6
26.10. | 7
26.10. | 8
26.10. | 9
26.10. | 10
26.10. | 11
26.10. | 12
26.10. | 13
26.10. | 14
26.10. | 15
26.10. | 16
26.10. | 17
26.10. | 18
26.10. | 19
26.10. | 20
26.10. | 21
26.10. | 22
26.10. | 23
26.10. | 24
27.10. | 1
27.10. | 2
27.10. | 3
27.10. | 4
27.10. | 5
27.10. | 6
27.10. | 7
27.10. | 8
27.10. | 9
27.10. | 10
27.10. | 11
27.10. | 12
27.10. | 13
27.10. | 14
27.10. | 15
27.10. | 16
27.10. | 17
27.10. | 18
27.10. | 19
27.10. | 20
27.10. | 21
27.10. | 22
27.10. | 23
27.10. | 24
28.10. | 1
28.10. | 2
28.10. | 3
28.10. | 4
28.10. | 5
28.10. | 6
28.10. | 7
28.10. | 8
28.10. | 9
28.10. | 10
28.10. | 11
28.10. | 12
28.10. | 13
28.10. | 14
28.10. | 15
28.10. | 16
28.10. | 17
28.10. | 18
28.10. | 19
28.10. | 20
28.10. | 21
28.10. | 22
28.10. | 23
28.10. | 24
29.10. | 1
29.10. | 2
29.10. | 3
29.10. | 4
29.10. | 5
29.10. | 6
29.10. | 7
29.10. | 8
29.10. | 9
29.10. | 10
29.10. | 11
29.10. | 12
29.10. | 13
29.10. | 14
29.10. | 15
29.10. | 16
29.10. | 17
29.10. | 18
29.10. | 19
29.10. | 20
29.10. | 21
29.10. | 22
29.10. | 23
29.10. | 24
30.10. | 1
30.10. | 2
30.10. | 3
30.10. | 4
30.10. | 5
30.10. | 6
30.10. | 7
30.10. | 8
30.10. | 9
30.10. | 10
30.10. | 11
30.10. | 12
30.10. | 13
30.10. | 14
30.10. | 15
30.10. | 16
30.10. | 17
30.10. | 18
30.10. | 19
30.10. | 20
30.10. | 21
30.10. | 22
30.10. | 23
30.10. | 24
31.10. | 1
31.10. | 2
31.10. | 3
31.10. | 4
31.10. | 5
31.10. | 6
31.10. | 7
31.10. | 8
31.10. | 9
31.10. | 10
31.10. | 11
31.10. | 12
31.10. | 13
31.10. | 14
31.10. | 15
31.10. | 16
31.10. | 17
31.10. | 18
31.10. | 19
31.10. | 20
31.10. | 21
31.10. | 22
31.10. | 23
31.10. | 24
01.11. | 1
01.11. | 2
01.11. | 3
01.11. | 4
01.11. | 5
01.11. | 6
01.11. | 7
01.11. | 8
01.11. | 9
01.11. | 10
01.11. | 11
01.11. | 12
01.11. | 13
01.11. | 14
01.11. | 15
01.11. | 16
01.11. | 17
01.11. | 18
01.11. | 19
01.11. | 20
01.11. | 21
01.11. | 22
01.11. | 23
01.11. | 24
02.11. | 1
02.11. | 2
02.11. | 3
02.11. | 4
02.11. | 5
02.11. | 6
02.11. | 7
02.11. | 8
02.11. | 9
02.11. | 10
02.11. | 11
02.11. | 12
02.11. | 13
02.11. | 14
02.11. | 15
02.11. | 16
02.11. | 17
02.11. | 18
02.11. | 19
02.11. | 20
02.11. | 21
02.11. | 22
02.11. | 23
02.11. | 24
03.11. | 1
03.11. | 2
03.11. | 3
03.11. | 4
03.11. | 5
03.11. | 6
03.11. | 7
03.11. | 8
03.11. | 9
03.11. | 10
03.11. | 11
03.11. | 12
03.11. | 13
03.11. | 14
03.11. | 15
03.11. | 16
03.11. | 17
03.11. | 18
03.11. | 19
03.11. | 20
03.11. | 21
03.11. | 22
03.11. | 23
03.11. | 24
04.11. | 1
04.11. | 2
04.11. | 3
04.11. | 4
04.11. | 5
04.11. | 6
04.11. | 7
04.11. | 8
04.11. | 9
04.11. | 10
04.11. | 11
04.11. | 12
04.11. | 13
04.11. | 14
04.11. | 15
04.11. | 16
04.11. | 17
04.11. | 18
04.11. | 19
04.11. | 20
04.11. | 21
04.11. | 22
04.11. | 23
04.11. | 24
05.11. | 1
05.11. | 2
05.11. | 3
05.11. | 4
05.11. | 5
05.11. | 6
05.11. | 7
05.11. | 8
05.11. | 9
05.11. | 10
05.11. | 11
05.11. | 12
05.11. | 13
05.11. | 14
05.11. | 15
05.11. | 16
05.11. | 17
05.11. | 18
05.11. | 19
05.11. | 20
05.11. | 21
05.11. | 22
05.11. | 23
05.11. | 24
06.11. | 1
06.11. | 2
06.11. | 3
06.11. | 4
06.11. | 5
06.11. | 6
06.11. | 7
06.11. | 8
06.11. | 9
06.11. | 10
06.11. | 11
06.11. | 12
06.11. | 13
06.11. | 14
06.11. | 15
06.11. | 16
06.11. | 17
06.11. | 18
06.11. | 19
06.11. | 20
06.11. | 21
06.11. | 22
06.11. | 23
06.11. | 24
07.11. | 1
07.11. | 2
07.11. | 3
07.11. | 4
07.11. | 5
07.11. | 6
07.11. | 7
07.11. | 8
07.11. | 9
07.11. | 10
07.11. | 11
07.11. | 12
07.11. | 13
07.11. | 14
07.11. | 15
07.11. | 16
07.11. | 17
07.11. | 18
07.11. | 19
07.11. | 20
07.11. | 21
07.11. | 22
07.11. | 23
07.11. | 24
08.11. | 1
08.11. | 2
08.11. | 3
08.11. | 4
08.11. | 5
08.11. | 6
08.11. | 7
08.11. | 8
08.11. | 9
08.11. | 10
08.11. | 11
08.11. | 12
08.11. | 13
08.11. | 14
08.11. | 15
08.11. | 16
08.11. | 17
08.11. | 18
08.11. | 19
08.11. | 20
08.11. | 21
08.11. | 22
08.11. | 23
08.11. | 24
09.11. | 1
09.11. | 2
09.11. | 3
09.11. | 4
09.11. | 5
09.11. | 6
09.11. | 7
09.11. | 8
09.11. | 9
09.11. | 10
09.11. | 11
09.11. | 12
09.11. | 13
09.11. | 14
09.11. | 15
09.11. | 16
09.11. | 17
09.11. | 18
09.11. | 19
09.11. | 20
09.11. | 21
09.11. | 22
09.11. | 23
09.11. | 24
10.11. | 1
10.11. | 2
10.11. | 3
10.11. | 4
10.11. | 5
10.11. | 6
10.11. | 7
10.11. | 8
10.11. | 9
10.11. | 10
10.11. | 11
10.11. | 12
10.11. | 13
10.11. | 14
10.11. | 15
10.11. | 16
10.11. | 17
10.11. | 18
10.11. | 19
10.11. | 20
10.11. | 21
10.11. | 22
10.11. | 23
10.11. | 24
11.11. | 1
11.11. | 2
11.11. | 3
11.11. | 4
11.11. | 5
11.11. | 6
11.11. | 7
11.11. | 8
11.11. | 9
11.11. | 10
11.11. | 11
11.11. | 12
11.11. | 13
11.11. | 14
11.11. | 15
11.11. | 16
11.11. | 17
11.11. | 18
11.11. | 19
11.11. | 20
11.11. | 21
11.11. | 22
11.11. | 23
11.11. | 24
12.11. | 1
12.11. | 2
12.11. | 3
12.11. | 4
12.11. | 5
12.11. | 6
12.11. | 7
12.11. | 8
12.11. | 9
12.11. | 10
12.11. | 11
12.11. | 12
12.11. | 13
12.11. | 14
12.11. | 15
12.11. | 16
12.11. | 17
12.11. | 18
12.11. | 19
12.11. | 20
12.11. | 21
12.11. | 22
12.11. | 23
12.11. | 24
13.11. | 1
13.11. | 2
13.11. | 3
13.11. | 4
13.11. | 5
13.11. | 6
13.11. | 7
13.11. | 8
13.11. | 9
13.11. | 10
13.11. | 11
13.11. | 12
13.11. | 13
13.11. | 14
13.11. | 15
13.11. | 16
13.11. | 17
13.11. | 18
13.11. | 19
13.11. | 20
13.11. | 21
13.11. | 22
13.11. | 23
13.11. | 24
14.11. | 1
14.11. | 2
14.11. | 3
14.11. | 4
14.11. | 5
14.11. | 6
14.11. | 7
14.11. | 8
14.11. | 9
14.11. | 10
14.11. | 11
14.11. | 12
14.11. | 13
14.11. | 14
14.11. | 15
14.11. | 16
14.11. | 17
14.11. | 18
14.11. | 19
14.11. | 20
14.11. | 21
14.11. | 22
14.11. | 23
14.11. | 24
15.11. | 1
15.11. | 2
15.11. | 3
15.11. | 4
15.11. | 5
15.11. | 6
15.11. | 7
15.11. | 8
15.11. | 9
15.11. | 10
15.11. | 11
15.11. | 12
15.11. | 13
15.11. | 14
15.11. | 15
15.11. | 16
15.11. | 17
15.11. | 18
15.11. | 19
15.11. | 20
15.11. | 21
15.11. | 22
15.11. | 23
15.11. | 24
16.11. | 1
16.11. | 2
16.11. | 3
16.11. | 4
16.11. | 5
16.11. | 6
16.11. | 7
16.11. | 8
16.11. | 9
16.11. | 10
16.11. | 11
16.11. | 12
16.11. | 13
16.11. | 14
16.11. | 15
16.11. | 16
16.11. | 17
16.11. | 18
16.11. | 19
16.11. | 20
16.11. | 21
16.11. | 22
16.11. | 23
16.11. | 24
17.11. | 1
17.11. | 2
17.11. | 3
17.11. | 4
17.11. | 5
17.11. | 6
17.11. | 7
17.11. | 8
17.11. | 9
17.11. | 10
17.11. | 11
17.11. | 12
17.11. | 13
17.11. | 14
17.11. | 15
17.11. | 16
17.11. | 17
17.11. | 18
17.11. | 19
17.11. | 20
17.11. | 21
17.11. | 22
17.11. | 23
17.11. | 24
18.11. | 1
18.11. | 2
18.11. | 3
18.11. | 4
18.11. | 5
18.11. | 6
18.11. | 7
18.11. | 8
18.11. | 9
18.11. | 10
18.11. | 11
18.11. | 12
18.11. | 13
18.11. | 14
18.11. | 15
18.11. | 16
18.11. | 17
18.11. | 18
18.11. | 19
18.11. | 20
18.11. | 21
18.11. | 22
18.11. | 23
18.11. | 24
19.11. | 1
19.11. | 2
19.11. | 3
19.11. | 4
19.11. | 5
19.11. | 6
19.11. | 7
19.11. | 8
19.11. | 9
19.11. | 10
19.11. | 11
19.11. | 12
19.11. | 13
19.11. | 14
19.11. | 15
19.11. | 16
19.11. | 17
19.11. | 18
19.11. | 19
19.11. | 20
19.11. | 21
19.11. | 22
19.11. | 23
19.11. | 24
20.11. | 1
20.11. | 2
20.11. | 3
20.11. | 4
20.11. | 5
20.11. | 6
20.11. | 7
20.11. | 8
20.11. | 9
20.11. | 10
20.11. | 11
20.11. | 12
20.11. | 13
20.11. | 14
20.11. | 15
20.11. | 16
20.11. | 17
20.11. | 18
20.11. | 19
20.11. | 20
20.11. | 21
20.11. | 22
20.11. | 23
20.11. | 24
21.11. | 1
21.11. | 2
21.11. | 3
21.11. | 4
21.11. | 5
21.11. | 6
21.11. | 7
21.11. | 8
21.11. | 9
21.11. | 10
21.11. | 11
21.11. | 12
21.11. | 13
21.11. | 14
21.11. | 15
21.11. | 16
21.11. | 17
21.11. | 18
21.11. | 19
21.11. | 20
21.11. | 21
21.11. | 22
21.11. | 23
21.11. | 24
22.11. | 1
22.11. | 2
22.11. | 3
22.11. | 4
22.11. | 5
22.11. | 6
22.11. | 7
22.11. | 8
22.11. | 9
22.11. | 10
22.11. | 11
22.11. | 12
22.11. | 13
22.11. | 14
22.11. | 15
22.11. | 16
22.11. | 17
22.11. | 18
22.11. | 19
22.11. | 20
22.11. | 21
22.11. | 22
22.11. | 23
22.11. | 24
23.11. | 1
23.11. | 2
23.11. | 3
23.11. | 4
23.11. | 5
23.11. | 6
23.11. | 7
23.11. | 8
23.11. | 9
23.11. | 10
23.11. | 11
23.11. | 12
23.11. | 13
23.11. | 14
23.11. | 15
23.11. | 16
23.11. | 17
23.11. | 18
23.11. | 19
23.11. | 20
23.11. | 21
23.11. | 22
23.11. | 23
23.11. | 24
24.11. | 1
24.11. | 2
24.11. | 3
24.11. | 4
24.11. | 5
24.11. | 6
24.11. | 7
24.11. | 8
24.11. | 9
24.11. | 10
24.11. | 11
24.11. | 12
24.11. | 13
24.11. | 14
24.11. | 15
24.11. | 16
24.11. | 17
24.11. | 18
24.11. | 19
24.11. | 20
24.11. | 21
24.11. | 22
24.11. | 23
24.11. | 24
25.11. | 1
25.11. | 2
25.11. | 3
25.11. | 4
25.11. | 5
25.11. | 6
25.11. | 7
25.11. | 8
25.11. | 9
25.11. | 10
25.11. | 11
25.11. | 12
25.11. | 13
25.11. | 14
25.11. | 15
25.11. | 16
25.11. | 17
25.11. | 18
25.11. | 19
25.11. | 20
25.11. | 21
25.11. | 22
25.11. | 23
25.11. | 24
26.11. | 1
26.11. | 2
26.11. | 3
26.11. | 4
26.11. | 5
26.11. | 6
26.11. | 7
26.11. | 8
26.11. | 9
26.11. | 10
26.11. | 11
26.11. | 12
26.11. | 13
26.11. | 14
26.11. | 15
26.11. | 16
26.11. | 17
26.11. | 18
26.11. | 19
26.11. | 20
26.11. | 21
26.11. | 22
26.11. | 23
26.11. | 24
27.11. | 1
27.11. | 2
27.11. | 3
27.11. | 4
27.11. | 5
27.11. | 6
27.11. | 7
27.11. | 8
27.11. | 9
27.11. | 10
27.11. | 11
27.11. | 12
27.11. | 13
27.11. | 14
27.11. | 15
27.11. | 16
27.11. | 17
27.11. | 18
27.11. | 19
27.11. | 20
27.11. | 21
27.11. | 22
27.11. | 23
27.11. | 24
28.11. | 1
28.11. | 2
28.11. | 3
28.11. | 4
28.11. | 5
28.11. | 6
28.11. | 7
28.11. | 8
28.11. | 9
28.11. | 10
28.11. | 11
28.11. | 12
28.11. | 13
28.11. | 14
28.11. | 15
28.11. | 16
28.11. | 17
28.11. | 18
28.11. | 19
28.11. | 20
28.11. | 21
28.11. | 22
28.11. | 23
28.11. | 24
29.11. | 1
29.11. | 2
29.11. | 3
29.11. | 4
29.11. | 5
29.11. | 6
29.11. | 7
29.11. | 8
29.11. | 9
29.11. | 10
29.11. | 11
29.11. | 12
29.11. | 13
29.11. | 14
29.11. | 15
29.11. | 16
29.11. | 17
29.11. | 18
29.11. | 19
29.11. | 20
29.11. | 21
29.11. | 22
29.11. | 23
29.11. | 24
30.11. | 1
30.11. | 2
30.11. | 3
30.11. | 4
30.11. | 5
30.11. | 6
30.11. | 7
30.11. | 8
30.11. | 9
30.11. | 10
30.11. | 11
30.11. | 12
30.11. | 13
30.11. | 14
30.11. | 15
30.11. | 16
30.11. | 17
30.11. | 18
30.11. | 19
30.11. | 20
30.11. | 21
30.11. | 22
30.11. | 23
30.11. | 24
01.12. | 1
01.12. | 2
01.12. | 3
01.12. | 4
01.12. | 5
01.12. | 6
01.12. | 7
01.12. | 8
01.12. | 9
01.12. | 10
01.12. | 11
01.12. | 12
01.12. | 13
01.12. | 14
01.12. | 15
01.12. | 16
01.12. | 17
01.12. | 18
01.12. | 19
01.12. | 20
01.12. | 21
01.12. | 22
01.12. | 23
01.12. | 24
02.12. | 1
02.12. | 2
02.12. | 3
02.12. | 4
02.12. | 5
02.12. | 6
02.12. | 7
02.12. | 8
02.12. | 9
02.12. | 10
02.12. | 11
02.12. | 12
02.12. | 13
02.12. | 14
02.12. | 15
02.12. | 16
02.12. | 17
02.12. | 18
02.12. | 19
02.12. | 20
02.12. | 21
02.12. | 22
02.12. | 23
02.12. | 24
03.12. | 1
03.12. | 2
03.12. | 3
03.12. | 4
03.12. | 5
03.12. | 6
03.12. | 7
03.12. | 8
03.12. | 9
03.12. | 10
03.12. | 11
03.12. | 12
03.12. | 13
03.12. | 14
03.12. | 15
03.12. | 16
03.12. | 17
03.12. | 18
03.12. | 19
03.12. | 20
03.12. | 21
03.12. | 22
03.12. | 23
03.12. | 24
04.12. | 1
04.12. | 2
04.12. | 3
04.12. | 4
04.12. | 5
04.12. | 6
04.12. | 7
04.12. | 8
04.12. | 9
04.12. | 10
04.12. | 11
04.12. | 12
04.12. | 13
04.12. | 14
04.12. | 15
04.12. | 16
04.12. | 17
04.12. | 18
04.12. | 19
04.12. | 20
04.12. | 21
04.12. | 22
04.12. | 23
04.12. | 24
05.12. | 1
05.12. | 2
05.12. | 3
05.12. | 4
05.12. | 5
05.12. | 6
05.12. | 7
05.12. | 8
05.12. | 9
05.12. | 10
05.12. | 11
05.12. | 12
05.12. | 13
05.12. | 14
05.12. | 15
05.12. | 16
05.12. | 17
05.12. | 18
05.12. | 19
05.12. | 20
05.12. | 21
05.12. | 22
05.12. | 23
05.12. | 24
06.12. | 1
06.12. | 2
06.12. | 3
06.12. | 4
06.12. | 5
06.12. | 6
06.12. | 7
06.12. | 8
06.12. | 9
06.12. | 10
06.12. | 11
06.12. | 12
06.12. | 13
06.12. | 14
06.12. | 15
06.12. | 16
06.12. | 17
06.12. | 18
06.12. | 19
06.12. | 20
06.12. | 21
06.12. | 22
06.12. | 23
06.12. | 24
07.12. | 1
07.12. | 2
07.12. | 3
07.12. | 4
07.12. | 5
07.12. | 6
07.12. | 7
07.12. | 8
07.12. | 9
07.12. | 10
07.12. | 11
07.12. | 12
07.12. | 13
07.12. | 14
07.12. | 15
07.12. | 16
07.12. | 17
07.12. | 18
07.12. | 19
07.12. | 20
07.12. | 21
07.12. | 22
07.12. | 23
07.12. | 24
08.12. | 1
08.12. | 2
08.12. | 3
08.12. | 4
08.12. | 5
08.12. | 6
08.12. | 7
08.12. | 8
08.12. | 9
08.12. | 10
08.12. | 11
08.12. | 12
08.12. | 13
08.12. | 14
08.12. | 15
08.12. | 16
08.12. | 17
08.12. | 18
08.12. | 19
08.12. | 20
08.12. | 21
08.12. | 22
08.12. | 23
08.12. | 24
09.12. | 1
09.12. | 2
09.12. | 3
09.12. | 4
09.12. | 5
09.12. | 6
09.12. | 7
09.12. | 8
09.12. | 9
09.12. | 10
09.12. | 11
09.12. | 12
09.12. | 13
09.12. | 14
09.12. | 15
09.12. | 16
09.12. | 17
09.12. | 18
09.12. | 19
09.12. | 20
09.12. | 21
09.12. | 22
09.12. | 23
09.12. | 24
10.12. | 1
10.12. | 2
10.12. | 3
10.12. | 4
10.12. | 5
10.12. | 6
10.12. | 7
10.12. | 8
10.12. | 9
10.12. | 10
10.12. | 11
10.12. | 12
10.12. | 13
10.12. | 14
10.12. | 15
10.12. | 16
10.12. | 17
10.12. | 18
10.12. | 19
10.12. | 20
10.12. | 21
10.12. | 22
10.12. | 23
10.12. | 24
11.12. | 1
11.12. | 2
11.12. | 3
11.12. | 4
11.12. | 5
11.12. | 6
11.12. | 7
11.12. | 8
11.12. | 9
11.12. | 10
11.12. | 11
11.12. | 12
11.12. | 13
11.12. | 14
11.12. | 15
11.12. | 16
11.12. | 17
11.12. | 18
11.12. | 19
11.12. | 20
11.12. | 21
11.12. | 22
11.12. | 23
11.12. | 24
12.12. | 1
12.12. | 2
12.12. | 3
12.12. | 4
12.12. | 5
12.12. | 6
12.12. | 7
12.12. | 8
12.12. | 9
12.12. | 10
12.12. | 11
12.12. | 12
12.12. | 13
12.12. | 14
12.12. | 15
12.12. | 16
12.12. | 17
12.12. | 18
12.12. | 19
12.12. | 20
12.12. | 21
12.12. | 22
12.12. | 23
12.12. | 24
13.12. | 1
13.12. | 2
13.12. | 3
13.12. | 4
13.12. | 5
13.12. | 6
13.12. | 7
13.12. | 8
13.12. | 9
13.12. | 10
13.12. | 11
13.12. | 12
13.12. | 13
13.12. | 14
13.12. | 15
13.12. | 16
13.12. | 17
13.12. | 18
13.12. | 19
13.12. | 20
13.12. | 21
13.12. | 22
13.12. | 23
13.12. | 24
14.12. | 1
14.12. | 2
14.12. | 3
14.12. | 4
14.12. | 5
14.12. | 6
14.12. | 7
14.12. | 8
14.12. | 9
14.12. | 10
14.12. | 11
14.12. | 12
14.12. | 13
14.12. | 14
14.12. | 15
14.12. | 16
14.12. | 17
14.12. | 18
14.12. | 19
14.12. | 20
14.12. | 21
14.12. | 22
14.12. | 23
14.12. | 24
15.12. | 1
15.12. | 2
15.12. | 3
15.12. | 4
15.12. | 5
15.12. | 6
15.12. | 7
15.12. | 8
15.12. | 9
15.12. | 10
15.12. | 11
15.12. | 12
15.12. | 13
15.12. | 14
15.12. | 15
15.12. | 16
15.12. | 17
15.12. | 18
15.12. | 19
15.12. | 20
15.12. | 21
15.12. | 22
15.12. | 23
15.12. | 24
16.12. | 1
16.12. | 2
16.12. | 3
16.12. | 4
16.12. | 5
16.12. | 6
16.12. | 7
16.12. | 8
16.12. | 9
16.12. | 10
16.12. | 11
16.12. | 12
16.12. | 13
16.12. | 14
16.12. | 15
16.12. | 16
16.12. | 17
16.12. | 18
16.12. | 19
16.12. | 20
16.12. | 21
16.12. | 22
16.12. | 23
16.12. | 24
17.12. | 1
17.12. | 2
17.12. | 3
17.12. | 4
17.12. | 5
17.12. | 6
17.12. | 7
17.12. | 8
17.12. | 9
17.12. | 10
17.12. | 11
17.12. | 12
17.12. | 13
17.12. | 14
17.12. | 15
17.12. | 16
17.12. | 17
17.12. | 18
17.12. | 19
17.12. | 20
17.12. | 21
17.12. | 22
17.12. | 23
17.12. | 24
18.12. | 1
18.12. | 2
18.12. | 3
18.12. | 4
18.12. | 5
18.12. | 6
18.12. | 7
18.12. | 8
18.12. | 9
18.12. | 10
18.12. | 11
18.12. | 12
18.12. | 13
18.12. | 14
18.12. | 15
18.12. | 16
18.12. | 17
18.12. | 18
18.12. | 19
18.12. | 20
18.12. | 21
18.12. | 22
18.12. | 23
18.12. | 24
19.12. | 1
19.12. | 2
19.12. | 3
19.12. | 4
19.12. | 5
19.12. | 6
19.12. | 7
19.12. | 8
19.12. | 9
19.12. | 10
19.12. | 11
19.12. | 12
19.12. | 13
19.12. | 14
19.12. | 15
19.12. | 16
19.12. | 17
19.12. | 18
19.12. | 19
19.12. | 20
19.12. | 21
19.12. | 22
19.12. | 23
19.12. | 24
20.12. | 1
20.12. | 2
20.12. | 3
20.12. | 4
20.12. | 5
20.12. | 6
20.12. | 7
20.12. | 8
20.12. | 9
20.12. | 10
20.12. | 11
20.12. | 12
20.12. | 13
20.12. | 14
20.12. | 15
20.12. | 16
20.12. | 17
20.12. | 18
20.12. | 19
20.12. | 20
20.12. | 21
20.12. | 22
20.12. | 23
20.12. | 24
21.12. | 1
21.12. | 2
21.12. | 3
21.12. | 4
21.12. | 5
21.12. | 6
21.12. | 7
21.12. | 8
21.12. | 9
21.12. | 10
21.12. | 11
21.12. | 12
21.12. | 13
21.12. | 14
21.12. | 15
21.12. | 16
21.12. | 17
21.12. | 18
21.12. | 19
21.12. | 20
21.12. | 21
21.12. | 22
21.12. | 23
21.12. | 24
22.12. | 1
22.12. | 2
22.12. | 3
22.12. | 4
22.12. | 5
22.12. | 6
22.12. | 7
22.12. | 8
22.12. | 9
22.12. | 10
22.12. | 11
22.12. | 12
22.12. | 13
22.12. | 14
22.12. | 15
22.12. | 16
22.12. | 17
22.12. | 18
22.12. | 19
22.12. | 20
22.12. | 21
22.12. | 22
22.12. | 23
22.12. | 24
23.12. | 1
23.12. | 2
23.12. | 3
23.12. | 4
23.12. | 5
23.12. | 6
23.12. | 7
23.12. | 8
23.12. | 9
23.12. | 10
23.12. | 11
23.12. | 12
23.12. | 13
23.12. | 14
23.12. | 15
23.12. | 16
23.12. | 17
23.12. | 18
23.12. | 19
23.12. | 20
23.12. | 21
23.12. | 22
23.12. | 23
23.12. | 24
24.12. | 1
24.12. | 2
24.12. | 3
24.12. | 4
24.12. | 5
24.12. | 6
24.12. | 7
24.12. | 8
24.12. | 9
24.12. | 10
24.12. | 11
24.12. | 12
24.12. | 13
24.12. | 14
24.12. | 15
24.12. | 16
24.12. | 17
24.12. | 18
24.12. | 19
24.12. | 20
24.12. | 21
24.12. | 22
24.12. | 23
24.12. | 24
25.12. | 1
25.12. | 2
25.12. | 3
25.12. | 4
25.12. | 5
25.12. | 6
25.12. | 7
25.12. | 8
25.12. | 9
25.12. | 10
25.12. | 11
25.12. | 12
25.12. | 13
25.12. | 14
25.12. | 15
25.12. | 16
25.12. | 17
25.12. | 18
25.12. | 19
25.12. | 20
25.12. | 21
25.12. | 22
25.12. | 23
25.12. | 24
26.12. | 1
26.12. | 2
26.12. | 3
26.12. | 4
26.12. | 5
26.12. | 6
26.12. | 7
26.12. | 8
26.12. | 9
26.12. | 10
26.12. | 11
26.12. | 12
26.12. | 13
26.12. | 14
26.12. | 15
26.12. | 16
26.12. | 17
26.12. | 18
26.12. | 19
26.12. | 20
26.12. | 21
26.12. | 22
26.12. | 23
26.12. | 24
27.12. | 1
27.12. | 2
27.12. | 3
27.12. | 4
27.12. | 5
27.12. | 6
27.12. | 7
27.12. | 8
27.12. | 9
27.12. | 10
27.12. | 11
27.12. | 12
27.12. | 13
27.12. | 14
27.12. | 15
27.12. | 16
27.12. | 17
27.12. | 18
27.12. | 19
27.12. | 20
27.12. | 21
27.12. | 22
27.12. | 23
27.12. | 24
28.12. | 1
28.12. | 2
28.12. | 3
28.12. | 4
28.12. | 5
28.12. | 6
28.12. | 7
28.12. | 8
28.12. | 9
28.12. | 10
28.12. | 11
28.12. | 12
28.12. | 13
28.12. | 14
28.12. | 15
28.12. | 16
28.12. | 17
28.12. | 18
28.12. | 19
28.12. | 20
28.12. | 21
28.12. | 22
28.12. | 23
28.12. | 24
29.12. | 1
29.12. | 2
29.12. | 3
29.12. | 4
29.12. | 5
29.12. | 6
29.12. | 7
29.12. | 8
29.12. | 9
29.12. | 10
29.12. | 11
29.12. | 12
29.12. | 13
29.12. | 14
29.12. | 15
29.12. | 16
29.12. | 17
29.12. | 18
29.12. | 19
29.12. | 20
29.12. | 21
29.12. | 22
29.12. | 23
29.12. | 24
30.12. | 1
30.12. | 2
30.12. | 3
30.12. | 4
30.12. | 5
30.12. | 6
30.12. | 7
30.12. | 8
30.12. | 9
30.12. | 10
30.12. | 11
30.12. | 12
30.12. | 13
30.12. | 14
30.12. | 15
30.12. | 16
30.12. | 17
30.12. | 18
30.12. | 19
30.12. | 20
30.12. | 21
30.12. | 22
30.12. | 23
30.12. | 24
31.12. | 1
31.12. | 2
31.12. | 3
31.12. | 4
31.12. | 5
31.12. | 6
31.12. | 7
31.12. | 8
31.12. | 9
31.12. | 10
31.12. | 11
31.12. | 12
31.12. | 13
31.12. | 14
31.12. | 15
31.12. | 16
31.12. | 17
31.12. | 18
31.12. | 19
31.12. | 20
31.12. | 21
31.12. | 22
31.12. | 23
31.12. | 24

## Reserves
ENTSO-E Market Modelling Database: Reserves
Country:
Market Node: | EE00
Year:
Climate year
Scenario
Frequency Containment Reserves (FCR)
Total Market Node Requirement | [MW] | 0
FCR that need to be made available by thermal unit commitment (already net with generating capacities on Thermal sheet, not causing additional commitment on Thermal units apart from what highlighted in the unit-by-unit Thermal sheet) | [MW]
Provided by HYDRO - Reserve that should be procured by further constraining the 'Maximum generation' of either Reservoir either Pumped Storage | [MW] | 0
Reserve available from Demand (reduction of demand possible thanks to specific contract to cope with system imbalances; while DSR would work on the DA & ID,here it should be considered only interruptible contract activated to contain system frequency) | [MW] | 0
FCR that need to be made available by thermal unit commitment additional to the FCR allocations highlighted in the unit-by-unit Thermal sheet (this will be allocated additionally on Thermal units as provided FCR) | [MW] | 0
Frequency Restoration Reserves (FRR) - includind both automatic (aFRR) and manual (mFRR)
Total Market Node Requirement | [MW] | 209
FRR that will be procured by thermal (unit commitment of thermal units able to provide FRR take IN REAL LIFE into account this requirements) | [MW] | 209
Provided by HYDRO - Reserve that should be procured by further constraining the 'Maximum generation' of either Reservoir either Pumped Storage | [MW] | 0
Simplified modelling assumptions (to account reserve requirements on e.g. day ahead market as currently done for MAF)
Additional load (should be <= FCR + FRR needed from thermal) | [MW]
Provided by HYDRO - Reserve that should be procured by further constraining the 'Maximum generation' of Reservoir units | [MW]
Provided by HYDRO - Reserve that should be procured by further constraining the 'Maximum generation' of Pumped Storage Open Loop units | [MW]
Provided by HYDRO - Reserve that should be procured by further constraining the 'Maximum generation' of Pumped Storage Closed Loop units | [MW]

## DSR
ENTSO-E Market Modelling Database: DSR
Country:
Market Node: | EE00
Year:
Climate year
Scenario
| Demand Side Response | Price Band 1 | Price Band 2 | Price Band 3 | Price Band 4 | Price Band 5 | Price Band 6 | Price Band 7 | Price Band 8 | Price Band 9 | Price Band 10 | Price Band 11
| Capacity | 198
| Units | 1
| Hours | 6
| Price | 2000
| Climate year start | 2030
Climate year end
Date | Hour | Available Demand Response (MW) | Available Demand Response (MW) | Available Demand Response (MW) | Available Demand Response (MW) | Available Demand Response (MW) | Available Demand Response (MW) | Available Demand Response (MW) | Available Demand Response (MW) | Available Demand Response (MW) | Available Demand Response (MW) | N.B. use convention first January always Monday (2007 calendar year) --> see guidelines for further details
01.01. | 1 | 99
01.01. | 2 | 99
01.01. | 3 | 99
01.01. | 4 | 99
01.01. | 5 | 99
01.01. | 6 | 99
01.01. | 7 | 131.868
01.01. | 8 | 131.868
01.01. | 9 | 131.868
01.01. | 10 | 131.868
01.01. | 11 | 131.868
01.01. | 12 | 131.868
01.01. | 13 | 131.868
01.01. | 14 | 131.868
01.01. | 15 | 131.868
01.01. | 16 | 164.934
01.01. | 17 | 164.934
01.01. | 18 | 164.934
01.01. | 19 | 131.868
01.01. | 20 | 131.868
01.01. | 21 | 131.868
01.01. | 22 | 131.868
01.01. | 23 | 99
01.01. | 24 | 99
02.01. | 1 | 131.868
02.01. | 2 | 131.868
02.01. | 3 | 131.868
02.01. | 4 | 131.868
02.01. | 5 | 131.868
02.01. | 6 | 164.934
02.01. | 7 | 164.934
02.01. | 8 | 198
02.01. | 9 | 198
02.01. | 10 | 198
02.01. | 11 | 198
02.01. | 12 | 198
02.01. | 13 | 198
02.01. | 14 | 198
02.01. | 15 | 198
02.01. | 16 | 198
02.01. | 17 | 198
02.01. | 18 | 198
02.01. | 19 | 198
02.01. | 20 | 164.934
02.01. | 21 | 164.934
02.01. | 22 | 164.934
02.01. | 23 | 131.868
02.01. | 24 | 131.868
03.01. | 1 | 131.868
03.01. | 2 | 131.868
03.01. | 3 | 131.868
03.01. | 4 | 131.868
03.01. | 5 | 131.868
03.01. | 6 | 164.934
03.01. | 7 | 164.934
03.01. | 8 | 198
03.01. | 9 | 198
03.01. | 10 | 198
03.01. | 11 | 198
03.01. | 12 | 198
03.01. | 13 | 198
03.01. | 14 | 198
03.01. | 15 | 198
03.01. | 16 | 198
03.01. | 17 | 198
03.01. | 18 | 198
03.01. | 19 | 198
03.01. | 20 | 164.934
03.01. | 21 | 164.934
03.01. | 22 | 164.934
03.01. | 23 | 131.868
03.01. | 24 | 131.868
04.01. | 1 | 131.868
04.01. | 2 | 131.868
04.01. | 3 | 131.868
04.01. | 4 | 131.868
04.01. | 5 | 131.868
04.01. | 6 | 131.868
04.01. | 7 | 164.934
04.01. | 8 | 164.934
04.01. | 9 | 198
04.01. | 10 | 198
04.01. | 11 | 198
04.01. | 12 | 164.934
04.01. | 13 | 198
04.01. | 14 | 198
04.01. | 15 | 198
04.01. | 16 | 198
04.01. | 17 | 198
04.01. | 18 | 198
04.01. | 19 | 164.934
04.01. | 20 | 164.934
04.01. | 21 | 164.934
04.01. | 22 | 164.934
04.01. | 23 | 131.868
04.01. | 24 | 131.868
05.01. | 1 | 131.868
05.01. | 2 | 131.868
05.01. | 3 | 131.868
05.01. | 4 | 131.868
05.01. | 5 | 131.868
05.01. | 6 | 131.868
05.01. | 7 | 164.934
05.01. | 8 | 198
05.01. | 9 | 198
05.01. | 10 | 198
05.01. | 11 | 198
05.01. | 12 | 198
05.01. | 13 | 198
05.01. | 14 | 198
05.01. | 15 | 198
05.01. | 16 | 198
05.01. | 17 | 198
05.01. | 18 | 198
05.01. | 19 | 164.934
05.01. | 20 | 164.934
05.01. | 21 | 164.934
05.01. | 22 | 164.934
05.01. | 23 | 131.868
05.01. | 24 | 131.868
06.01. | 1 | 131.868
06.01. | 2 | 131.868
06.01. | 3 | 131.868
06.01. | 4 | 131.868
06.01. | 5 | 131.868
06.01. | 6 | 131.868
06.01. | 7 | 131.868
06.01. | 8 | 131.868
06.01. | 9 | 131.868
06.01. | 10 | 164.934
06.01. | 11 | 164.934
06.01. | 12 | 164.934
06.01. | 13 | 164.934
06.01. | 14 | 164.934
06.01. | 15 | 164.934
06.01. | 16 | 164.934
06.01. | 17 | 164.934
06.01. | 18 | 164.934
06.01. | 19 | 164.934
06.01. | 20 | 164.934
06.01. | 21 | 164.934
06.01. | 22 | 131.868
06.01. | 23 | 131.868
06.01. | 24 | 131.868
07.01. | 1 | 131.868
07.01. | 2 | 131.868
07.01. | 3 | 99
07.01. | 4 | 99
07.01. | 5 | 131.868
07.01. | 6 | 131.868
07.01. | 7 | 131.868
07.01. | 8 | 131.868
07.01. | 9 | 131.868
07.01. | 10 | 131.868
07.01. | 11 | 131.868
07.01. | 12 | 164.934
07.01. | 13 | 164.934
07.01. | 14 | 164.934
07.01. | 15 | 164.934
07.01. | 16 | 164.934
07.01. | 17 | 164.934
07.01. | 18 | 164.934
07.01. | 19 | 164.934
07.01. | 20 | 164.934
07.01. | 21 | 164.934
07.01. | 22 | 131.868
07.01. | 23 | 131.868
07.01. | 24 | 131.868
08.01. | 1 | 131.868
08.01. | 2 | 131.868
08.01. | 3 | 131.868
08.01. | 4 | 131.868
08.01. | 5 | 131.868
08.01. | 6 | 131.868
08.01. | 7 | 164.934
08.01. | 8 | 164.934
08.01. | 9 | 198
08.01. | 10 | 198
08.01. | 11 | 198
08.01. | 12 | 164.934
08.01. | 13 | 198
08.01. | 14 | 164.934
08.01. | 15 | 164.934
08.01. | 16 | 198
08.01. | 17 | 198
08.01. | 18 | 198
08.01. | 19 | 164.934
08.01. | 20 | 164.934
08.01. | 21 | 164.934
08.01. | 22 | 164.934
08.01. | 23 | 131.868
08.01. | 24 | 131.868
09.01. | 1 | 131.868
09.01. | 2 | 131.868
09.01. | 3 | 131.868
09.01. | 4 | 131.868
09.01. | 5 | 131.868
09.01. | 6 | 131.868
09.01. | 7 | 164.934
09.01. | 8 | 164.934
09.01. | 9 | 164.934
09.01. | 10 | 198
09.01. | 11 | 164.934
09.01. | 12 | 164.934
09.01. | 13 | 164.934
09.01. | 14 | 164.934
09.01. | 15 | 164.934
09.01. | 16 | 198
09.01. | 17 | 198
09.01. | 18 | 198
09.01. | 19 | 164.934
09.01. | 20 | 164.934
09.01. | 21 | 164.934
09.01. | 22 | 164.934
09.01. | 23 | 131.868
09.01. | 24 | 131.868
10.01. | 1 | 131.868
10.01. | 2 | 131.868
10.01. | 3 | 131.868
10.01. | 4 | 131.868
10.01. | 5 | 131.868
10.01. | 6 | 131.868
10.01. | 7 | 164.934
10.01. | 8 | 164.934
10.01. | 9 | 198
10.01. | 10 | 198
10.01. | 11 | 198
10.01. | 12 | 164.934
10.01. | 13 | 198
10.01. | 14 | 198
10.01. | 15 | 198
10.01. | 16 | 198
10.01. | 17 | 198
10.01. | 18 | 198
10.01. | 19 | 164.934
10.01. | 20 | 164.934
10.01. | 21 | 164.934
10.01. | 22 | 164.934
10.01. | 23 | 131.868
10.01. | 24 | 131.868
11.01. | 1 | 131.868
11.01. | 2 | 131.868
11.01. | 3 | 131.868
11.01. | 4 | 131.868
11.01. | 5 | 131.868
11.01. | 6 | 131.868
11.01. | 7 | 164.934
11.01. | 8 | 164.934
11.01. | 9 | 198
11.01. | 10 | 198
11.01. | 11 | 198
11.01. | 12 | 164.934
11.01. | 13 | 198
11.01. | 14 | 164.934
11.01. | 15 | 198
11.01. | 16 | 198
11.01. | 17 | 198
11.01. | 18 | 198
11.01. | 19 | 164.934
11.01. | 20 | 164.934
11.01. | 21 | 164.934
11.01. | 22 | 164.934
11.01. | 23 | 131.868
11.01. | 24 | 131.868
12.01. | 1 | 131.868
12.01. | 2 | 131.868
12.01. | 3 | 131.868
12.01. | 4 | 131.868
12.01. | 5 | 131.868
12.01. | 6 | 131.868
12.01. | 7 | 164.934
12.01. | 8 | 164.934
12.01. | 9 | 198
12.01. | 10 | 198
12.01. | 11 | 198
12.01. | 12 | 164.934
12.01. | 13 | 198
12.01. | 14 | 164.934
12.01. | 15 | 198
12.01. | 16 | 198
12.01. | 17 | 198
12.01. | 18 | 198
12.01. | 19 | 164.934
12.01. | 20 | 164.934
12.01. | 21 | 164.934
12.01. | 22 | 164.934
12.01. | 23 | 131.868
12.01. | 24 | 131.868
13.01. | 1 | 131.868
13.01. | 2 | 99
13.01. | 3 | 99
13.01. | 4 | 99
13.01. | 5 | 99
13.01. | 6 | 131.868
13.01. | 7 | 131.868
13.01. | 8 | 131.868
13.01. | 9 | 131.868
13.01. | 10 | 131.868
13.01. | 11 | 164.934
13.01. | 12 | 164.934
13.01. | 13 | 164.934
13.01. | 14 | 164.934
13.01. | 15 | 164.934
13.01. | 16 | 164.934
13.01. | 17 | 164.934
13.01. | 18 | 164.934
13.01. | 19 | 164.934
13.01. | 20 | 164.934
13.01. | 21 | 131.868
13.01. | 22 | 131.868
13.01. | 23 | 131.868
13.01. | 24 | 131.868
14.01. | 1 | 131.868
14.01. | 2 | 99
14.01. | 3 | 99
14.01. | 4 | 99
14.01. | 5 | 99
14.01. | 6 | 99
14.01. | 7 | 131.868
14.01. | 8 | 131.868
14.01. | 9 | 131.868
14.01. | 10 | 131.868
14.01. | 11 | 131.868
14.01. | 12 | 131.868
14.01. | 13 | 131.868
14.01. | 14 | 131.868
14.01. | 15 | 131.868
14.01. | 16 | 164.934
14.01. | 17 | 164.934
14.01. | 18 | 164.934
14.01. | 19 | 164.934
14.01. | 20 | 164.934
14.01. | 21 | 131.868
14.01. | 22 | 131.868
14.01. | 23 | 131.868
14.01. | 24 | 131.868
15.01. | 1 | 131.868
15.01. | 2 | 99
15.01. | 3 | 99
15.01. | 4 | 99
15.01. | 5 | 131.868
15.01. | 6 | 131.868
15.01. | 7 | 164.934
15.01. | 8 | 164.934
15.01. | 9 | 164.934
15.01. | 10 | 164.934
15.01. | 11 | 164.934
15.01. | 12 | 164.934
15.01. | 13 | 164.934
15.01. | 14 | 164.934
15.01. | 15 | 164.934
15.01. | 16 | 198
15.01. | 17 | 198
15.01. | 18 | 164.934
15.01. | 19 | 164.934
15.01. | 20 | 164.934
15.01. | 21 | 164.934
15.01. | 22 | 131.868
15.01. | 23 | 131.868
15.01. | 24 | 131.868
16.01. | 1 | 131.868
16.01. | 2 | 131.868
16.01. | 3 | 131.868
16.01. | 4 | 131.868
16.01. | 5 | 131.868
16.01. | 6 | 131.868
16.01. | 7 | 164.934
16.01. | 8 | 164.934
16.01. | 9 | 164.934
16.01. | 10 | 164.934
16.01. | 11 | 164.934
16.01. | 12 | 164.934
16.01. | 13 | 164.934
16.01. | 14 | 164.934
16.01. | 15 | 164.934
16.01. | 16 | 198
16.01. | 17 | 198
16.01. | 18 | 164.934
16.01. | 19 | 164.934
16.01. | 20 | 164.934
16.01. | 21 | 164.934
16.01. | 22 | 164.934
16.01. | 23 | 131.868
16.01. | 24 | 131.868
17.01. | 1 | 131.868
17.01. | 2 | 131.868
17.01. | 3 | 131.868
17.01. | 4 | 131.868
17.01. | 5 | 131.868
17.01. | 6 | 131.868
17.01. | 7 | 164.934
17.01. | 8 | 164.934
17.01. | 9 | 164.934
17.01. | 10 | 164.934
17.01. | 11 | 164.934
17.01. | 12 | 164.934
17.01. | 13 | 164.934
17.01. | 14 | 164.934
17.01. | 15 | 164.934
17.01. | 16 | 198
17.01. | 17 | 198
17.01. | 18 | 164.934
17.01. | 19 | 164.934
17.01. | 20 | 164.934
17.01. | 21 | 164.934
17.01. | 22 | 164.934
17.01. | 23 | 131.868
17.01. | 24 | 131.868
18.01. | 1 | 131.868
18.01. | 2 | 131.868
18.01. | 3 | 131.868
18.01. | 4 | 131.868
18.01. | 5 | 131.868
18.01. | 6 | 131.868
18.01. | 7 | 164.934
18.01. | 8 | 164.934
18.01. | 9 | 164.934
18.01. | 10 | 164.934
18.01. | 11 | 164.934
18.01. | 12 | 164.934
18.01. | 13 | 164.934
18.01. | 14 | 164.934
18.01. | 15 | 164.934
18.01. | 16 | 198
18.01. | 17 | 198
18.01. | 18 | 198
18.01. | 19 | 164.934
18.01. | 20 | 164.934
18.01. | 21 | 164.934
18.01. | 22 | 164.934
18.01. | 23 | 131.868
18.01. | 24 | 131.868
19.01. | 1 | 131.868
19.01. | 2 | 131.868
19.01. | 3 | 131.868
19.01. | 4 | 131.868
19.01. | 5 | 131.868
19.01. | 6 | 131.868
19.01. | 7 | 164.934
19.01. | 8 | 198
19.01. | 9 | 198
19.01. | 10 | 198
19.01. | 11 | 198
19.01. | 12 | 198
19.01. | 13 | 198
19.01. | 14 | 198
19.01. | 15 | 198
19.01. | 16 | 198
19.01. | 17 | 198
19.01. | 18 | 198
19.01. | 19 | 164.934
19.01. | 20 | 164.934
19.01. | 21 | 164.934
19.01. | 22 | 164.934
19.01. | 23 | 131.868
19.01. | 24 | 131.868
20.01. | 1 | 131.868
20.01. | 2 | 131.868
20.01. | 3 | 131.868
20.01. | 4 | 131.868
20.01. | 5 | 131.868
20.01. | 6 | 131.868
20.01. | 7 | 131.868
20.01. | 8 | 131.868
20.01. | 9 | 131.868
20.01. | 10 | 164.934
20.01. | 11 | 164.934
20.01. | 12 | 164.934
20.01. | 13 | 164.934
20.01. | 14 | 164.934
20.01. | 15 | 164.934
20.01. | 16 | 164.934
20.01. | 17 | 164.934
20.01. | 18 | 164.934
20.01. | 19 | 164.934
20.01. | 20 | 164.934
20.01. | 21 | 164.934
20.01. | 22 | 131.868
20.01. | 23 | 131.868
20.01. | 24 | 131.868
21.01. | 1 | 131.868
21.01. | 2 | 131.868
21.01. | 3 | 99
21.01. | 4 | 99
21.01. | 5 | 99
21.01. | 6 | 131.868
21.01. | 7 | 131.868
21.01. | 8 | 131.868
21.01. | 9 | 131.868
21.01. | 10 | 131.868
21.01. | 11 | 131.868
21.01. | 12 | 131.868
21.01. | 13 | 131.868
21.01. | 14 | 131.868
21.01. | 15 | 164.934
21.01. | 16 | 164.934
21.01. | 17 | 164.934
21.01. | 18 | 164.934
21.01. | 19 | 164.934
21.01. | 20 | 164.934
21.01. | 21 | 164.934
21.01. | 22 | 131.868
21.01. | 23 | 131.868
21.01. | 24 | 131.868
22.01. | 1 | 131.868
22.01. | 2 | 131.868
22.01. | 3 | 131.868
22.01. | 4 | 131.868
22.01. | 5 | 131.868
22.01. | 6 | 131.868
22.01. | 7 | 164.934
22.01. | 8 | 198
22.01. | 9 | 198
22.01. | 10 | 198
22.01. | 11 | 198
22.01. | 12 | 164.934
22.01. | 13 | 198
22.01. | 14 | 198
22.01. | 15 | 198
22.01. | 16 | 198
22.01. | 17 | 198
22.01. | 18 | 198
22.01. | 19 | 164.934
22.01. | 20 | 164.934
22.01. | 21 | 164.934
22.01. | 22 | 164.934
22.01. | 23 | 131.868
22.01. | 24 | 131.868
23.01. | 1 | 131.868
23.01. | 2 | 131.868
23.01. | 3 | 131.868
23.01. | 4 | 131.868
23.01. | 5 | 131.868
23.01. | 6 | 131.868
23.01. | 7 | 164.934
23.01. | 8 | 198
23.01. | 9 | 198
23.01. | 10 | 198
23.01. | 11 | 198
23.01. | 12 | 198
23.01. | 13 | 198
23.01. | 14 | 198
23.01. | 15 | 198
23.01. | 16 | 198
23.01. | 17 | 198
23.01. | 18 | 198
23.01. | 19 | 198
23.01. | 20 | 164.934
23.01. | 21 | 164.934
23.01. | 22 | 164.934
23.01. | 23 | 131.868
23.01. | 24 | 131.868
24.01. | 1 | 131.868
24.01. | 2 | 131.868
24.01. | 3 | 131.868
24.01. | 4 | 131.868
24.01. | 5 | 131.868
24.01. | 6 | 164.934
24.01. | 7 | 164.934
24.01. | 8 | 198
24.01. | 9 | 198
24.01. | 10 | 198
24.01. | 11 | 198
24.01. | 12 | 198
24.01. | 13 | 198
24.01. | 14 | 198
24.01. | 15 | 198
24.01. | 16 | 198
24.01. | 17 | 198
24.01. | 18 | 198
24.01. | 19 | 198
24.01. | 20 | 164.934
24.01. | 21 | 164.934
24.01. | 22 | 164.934
24.01. | 23 | 131.868
24.01. | 24 | 131.868
25.01. | 1 | 131.868
25.01. | 2 | 131.868
25.01. | 3 | 131.868
25.01. | 4 | 131.868
25.01. | 5 | 131.868
25.01. | 6 | 131.868
25.01. | 7 | 164.934
25.01. | 8 | 198
25.01. | 9 | 198
25.01. | 10 | 198
25.01. | 11 | 198
25.01. | 12 | 198
25.01. | 13 | 198
25.01. | 14 | 198
25.01. | 15 | 198
25.01. | 16 | 198
25.01. | 17 | 198
25.01. | 18 | 198
25.01. | 19 | 164.934
25.01. | 20 | 164.934
25.01. | 21 | 164.934
25.01. | 22 | 164.934
25.01. | 23 | 131.868
25.01. | 24 | 131.868
26.01. | 1 | 131.868
26.01. | 2 | 131.868
26.01. | 3 | 131.868
26.01. | 4 | 131.868
26.01. | 5 | 131.868
26.01. | 6 | 164.934
26.01. | 7 | 164.934
26.01. | 8 | 198
26.01. | 9 | 198
26.01. | 10 | 198
26.01. | 11 | 198
26.01. | 12 | 198
26.01. | 13 | 198
26.01. | 14 | 198
26.01. | 15 | 198
26.01. | 16 | 198
26.01. | 17 | 198
26.01. | 18 | 198
26.01. | 19 | 198
26.01. | 20 | 164.934
26.01. | 21 | 164.934
26.01. | 22 | 164.934
26.01. | 23 | 131.868
26.01. | 24 | 131.868
27.01. | 1 | 131.868
27.01. | 2 | 131.868
27.01. | 3 | 131.868
27.01. | 4 | 131.868
27.01. | 5 | 131.868
27.01. | 6 | 131.868
27.01. | 7 | 131.868
27.01. | 8 | 131.868
27.01. | 9 | 164.934
27.01. | 10 | 164.934
27.01. | 11 | 164.934
27.01. | 12 | 164.934
27.01. | 13 | 164.934
27.01. | 14 | 164.934
27.01. | 15 | 164.934
27.01. | 16 | 164.934
27.01. | 17 | 164.934
27.01. | 18 | 164.934
27.01. | 19 | 164.934
27.01. | 20 | 164.934
27.01. | 21 | 164.934
27.01. | 22 | 131.868
27.01. | 23 | 131.868
27.01. | 24 | 131.868
28.01. | 1 | 131.868
28.01. | 2 | 131.868
28.01. | 3 | 131.868
28.01. | 4 | 131.868
28.01. | 5 | 131.868
28.01. | 6 | 131.868
28.01. | 7 | 131.868
28.01. | 8 | 131.868
28.01. | 9 | 131.868
28.01. | 10 | 131.868
28.01. | 11 | 164.934
28.01. | 12 | 164.934
28.01. | 13 | 164.934
28.01. | 14 | 164.934
28.01. | 15 | 164.934
28.01. | 16 | 164.934
28.01. | 17 | 164.934
28.01. | 18 | 164.934
28.01. | 19 | 164.934
28.01. | 20 | 164.934
28.01. | 21 | 164.934
28.01. | 22 | 131.868
28.01. | 23 | 131.868
28.01. | 24 | 131.868
29.01. | 1 | 131.868
29.01. | 2 | 131.868
29.01. | 3 | 131.868
29.01. | 4 | 131.868
29.01. | 5 | 131.868
29.01. | 6 | 131.868
29.01. | 7 | 164.934
29.01. | 8 | 198
29.01. | 9 | 198
29.01. | 10 | 198
29.01. | 11 | 198
29.01. | 12 | 198
29.01. | 13 | 198
29.01. | 14 | 198
29.01. | 15 | 198
29.01. | 16 | 198
29.01. | 17 | 198
29.01. | 18 | 198
29.01. | 19 | 198
29.01. | 20 | 164.934
29.01. | 21 | 164.934
29.01. | 22 | 164.934
29.01. | 23 | 131.868
29.01. | 24 | 131.868
30.01. | 1 | 131.868
30.01. | 2 | 131.868
30.01. | 3 | 131.868
30.01. | 4 | 131.868
30.01. | 5 | 131.868
30.01. | 6 | 164.934
30.01. | 7 | 164.934
30.01. | 8 | 198
30.01. | 9 | 198
30.01. | 10 | 198
30.01. | 11 | 198
30.01. | 12 | 198
30.01. | 13 | 198
30.01. | 14 | 198
30.01. | 15 | 198
30.01. | 16 | 198
30.01. | 17 | 198
30.01. | 18 | 198
30.01. | 19 | 198
30.01. | 20 | 164.934
30.01. | 21 | 164.934
30.01. | 22 | 164.934
30.01. | 23 | 131.868
30.01. | 24 | 131.868
31.01. | 1 | 131.868
31.01. | 2 | 131.868
31.01. | 3 | 131.868
31.01. | 4 | 131.868
31.01. | 5 | 131.868
31.01. | 6 | 164.934
31.01. | 7 | 164.934
31.01. | 8 | 198
31.01. | 9 | 198
31.01. | 10 | 198
31.01. | 11 | 198
31.01. | 12 | 198
31.01. | 13 | 198
31.01. | 14 | 198
31.01. | 15 | 198
31.01. | 16 | 198
31.01. | 17 | 198
31.01. | 18 | 198
31.01. | 19 | 198
31.01. | 20 | 164.934
31.01. | 21 | 164.934
31.01. | 22 | 164.934
31.01. | 23 | 131.868
31.01. | 24 | 131.868
01.02. | 1 | 131.868
01.02. | 2 | 131.868
01.02. | 3 | 131.868
01.02. | 4 | 131.868
01.02. | 5 | 131.868
01.02. | 6 | 164.934
01.02. | 7 | 164.934
01.02. | 8 | 198
01.02. | 9 | 198
01.02. | 10 | 198
01.02. | 11 | 198
01.02. | 12 | 198
01.02. | 13 | 198
01.02. | 14 | 198
01.02. | 15 | 198
01.02. | 16 | 198
01.02. | 17 | 198
01.02. | 18 | 198
01.02. | 19 | 198
01.02. | 20 | 164.934
01.02. | 21 | 164.934
01.02. | 22 | 164.934
01.02. | 23 | 131.868
01.02. | 24 | 131.868
02.02. | 1 | 131.868
02.02. | 2 | 131.868
02.02. | 3 | 131.868
02.02. | 4 | 131.868
02.02. | 5 | 131.868
02.02. | 6 | 164.934
02.02. | 7 | 164.934
02.02. | 8 | 198
02.02. | 9 | 198
02.02. | 10 | 198
02.02. | 11 | 198
02.02. | 12 | 198
02.02. | 13 | 198
02.02. | 14 | 198
02.02. | 15 | 198
02.02. | 16 | 198
02.02. | 17 | 198
02.02. | 18 | 198
02.02. | 19 | 198
02.02. | 20 | 164.934
02.02. | 21 | 164.934
02.02. | 22 | 164.934
02.02. | 23 | 131.868
02.02. | 24 | 131.868
03.02. | 1 | 131.868
03.02. | 2 | 131.868
03.02. | 3 | 131.868
03.02. | 4 | 131.868
03.02. | 5 | 131.868
03.02. | 6 | 131.868
03.02. | 7 | 131.868
03.02. | 8 | 131.868
03.02. | 9 | 164.934
03.02. | 10 | 164.934
03.02. | 11 | 164.934
03.02. | 12 | 164.934
03.02. | 13 | 164.934
03.02. | 14 | 164.934
03.02. | 15 | 164.934
03.02. | 16 | 164.934
03.02. | 17 | 164.934
03.02. | 18 | 164.934
03.02. | 19 | 164.934
03.02. | 20 | 164.934
03.02. | 21 | 164.934
03.02. | 22 | 131.868
03.02. | 23 | 131.868
03.02. | 24 | 131.868
04.02. | 1 | 131.868
04.02. | 2 | 99
04.02. | 3 | 99
04.02. | 4 | 99
04.02. | 5 | 99
04.02. | 6 | 131.868
04.02. | 7 | 131.868
04.02. | 8 | 131.868
04.02. | 9 | 131.868
04.02. | 10 | 131.868
04.02. | 11 | 164.934
04.02. | 12 | 131.868
04.02. | 13 | 131.868
04.02. | 14 | 131.868
04.02. | 15 | 131.868
04.02. | 16 | 164.934
04.02. | 17 | 164.934
04.02. | 18 | 164.934
04.02. | 19 | 164.934
04.02. | 20 | 164.934
04.02. | 21 | 164.934
04.02. | 22 | 131.868
04.02. | 23 | 131.868
04.02. | 24 | 131.868
05.02. | 1 | 131.868
05.02. | 2 | 131.868
05.02. | 3 | 131.868
05.02. | 4 | 131.868
05.02. | 5 | 131.868
05.02. | 6 | 131.868
05.02. | 7 | 164.934
05.02. | 8 | 198
05.02. | 9 | 198
05.02. | 10 | 198
05.02. | 11 | 198
05.02. | 12 | 198
05.02. | 13 | 198
05.02. | 14 | 198
05.02. | 15 | 198
05.02. | 16 | 164.934
05.02. | 17 | 198
05.02. | 18 | 198
05.02. | 19 | 198
05.02. | 20 | 164.934
05.02. | 21 | 164.934
05.02. | 22 | 164.934
05.02. | 23 | 131.868
05.02. | 24 | 131.868
06.02. | 1 | 131.868
06.02. | 2 | 131.868
06.02. | 3 | 131.868
06.02. | 4 | 131.868
06.02. | 5 | 131.868
06.02. | 6 | 164.934
06.02. | 7 | 164.934
06.02. | 8 | 198
06.02. | 9 | 198
06.02. | 10 | 198
06.02. | 11 | 198
06.02. | 12 | 198
06.02. | 13 | 198
06.02. | 14 | 198
06.02. | 15 | 198
06.02. | 16 | 198
06.02. | 17 | 198
06.02. | 18 | 198
06.02. | 19 | 198
06.02. | 20 | 164.934
06.02. | 21 | 164.934
06.02. | 22 | 164.934
06.02. | 23 | 131.868
06.02. | 24 | 131.868
07.02. | 1 | 131.868
07.02. | 2 | 131.868
07.02. | 3 | 131.868
07.02. | 4 | 131.868
07.02. | 5 | 131.868
07.02. | 6 | 164.934
07.02. | 7 | 164.934
07.02. | 8 | 198
07.02. | 9 | 198
07.02. | 10 | 198
07.02. | 11 | 198
07.02. | 12 | 198
07.02. | 13 | 198
07.02. | 14 | 198
07.02. | 15 | 198
07.02. | 16 | 164.934
07.02. | 17 | 198
07.02. | 18 | 198
07.02. | 19 | 198
07.02. | 20 | 164.934
07.02. | 21 | 164.934
07.02. | 22 | 164.934
07.02. | 23 | 131.868
07.02. | 24 | 131.868
08.02. | 1 | 131.868
08.02. | 2 | 131.868
08.02. | 3 | 131.868
08.02. | 4 | 131.868
08.02. | 5 | 131.868
08.02. | 6 | 164.934
08.02. | 7 | 164.934
08.02. | 8 | 198
08.02. | 9 | 198
08.02. | 10 | 198
08.02. | 11 | 198
08.02. | 12 | 198
08.02. | 13 | 198
08.02. | 14 | 198
08.02. | 15 | 198
08.02. | 16 | 164.934
08.02. | 17 | 198
08.02. | 18 | 198
08.02. | 19 | 198
08.02. | 20 | 164.934
08.02. | 21 | 164.934
08.02. | 22 | 164.934
08.02. | 23 | 131.868
08.02. | 24 | 131.868
09.02. | 1 | 131.868
09.02. | 2 | 131.868
09.02. | 3 | 131.868
09.02. | 4 | 131.868
09.02. | 5 | 131.868
09.02. | 6 | 164.934
09.02. | 7 | 164.934
09.02. | 8 | 198
09.02. | 9 | 198
09.02. | 10 | 198
09.02. | 11 | 198
09.02. | 12 | 198
09.02. | 13 | 198
09.02. | 14 | 198
09.02. | 15 | 198
09.02. | 16 | 198
09.02. | 17 | 198
09.02. | 18 | 198
09.02. | 19 | 198
09.02. | 20 | 164.934
09.02. | 21 | 164.934
09.02. | 22 | 164.934
09.02. | 23 | 131.868
09.02. | 24 | 131.868
10.02. | 1 | 131.868
10.02. | 2 | 131.868
10.02. | 3 | 131.868
10.02. | 4 | 131.868
10.02. | 5 | 131.868
10.02. | 6 | 131.868
10.02. | 7 | 131.868
10.02. | 8 | 131.868
10.02. | 9 | 164.934
10.02. | 10 | 164.934
10.02. | 11 | 164.934
10.02. | 12 | 164.934
10.02. | 13 | 164.934
10.02. | 14 | 164.934
10.02. | 15 | 164.934
10.02. | 16 | 164.934
10.02. | 17 | 164.934
10.02. | 18 | 164.934
10.02. | 19 | 164.934
10.02. | 20 | 164.934
10.02. | 21 | 164.934
10.02. | 22 | 131.868
10.02. | 23 | 131.868
10.02. | 24 | 131.868
11.02. | 1 | 131.868
11.02. | 2 | 131.868
11.02. | 3 | 99
11.02. | 4 | 99
11.02. | 5 | 131.868
11.02. | 6 | 131.868
11.02. | 7 | 131.868
11.02. | 8 | 131.868
11.02. | 9 | 131.868
11.02. | 10 | 164.934
11.02. | 11 | 164.934
11.02. | 12 | 164.934
11.02. | 13 | 164.934
11.02. | 14 | 131.868
11.02. | 15 | 131.868
11.02. | 16 | 164.934
11.02. | 17 | 164.934
11.02. | 18 | 164.934
11.02. | 19 | 164.934
11.02. | 20 | 164.934
11.02. | 21 | 164.934
11.02. | 22 | 131.868
11.02. | 23 | 131.868
11.02. | 24 | 131.868
12.02. | 1 | 131.868
12.02. | 2 | 131.868
12.02. | 3 | 131.868
12.02. | 4 | 131.868
12.02. | 5 | 131.868
12.02. | 6 | 131.868
12.02. | 7 | 164.934
12.02. | 8 | 198
12.02. | 9 | 198
12.02. | 10 | 198
12.02. | 11 | 198
12.02. | 12 | 198
12.02. | 13 | 198
12.02. | 14 | 198
12.02. | 15 | 164.934
12.02. | 16 | 164.934
12.02. | 17 | 198
12.02. | 18 | 198
12.02. | 19 | 198
12.02. | 20 | 164.934
12.02. | 21 | 164.934
12.02. | 22 | 164.934
12.02. | 23 | 131.868
12.02. | 24 | 131.868
13.02. | 1 | 131.868
13.02. | 2 | 131.868
13.02. | 3 | 131.868
13.02. | 4 | 131.868
13.02. | 5 | 131.868
13.02. | 6 | 131.868
13.02. | 7 | 164.934
13.02. | 8 | 198
13.02. | 9 | 198
13.02. | 10 | 198
13.02. | 11 | 198
13.02. | 12 | 198
13.02. | 13 | 198
13.02. | 14 | 164.934
13.02. | 15 | 164.934
13.02. | 16 | 164.934
13.02. | 17 | 198
13.02. | 18 | 198
13.02. | 19 | 198
13.02. | 20 | 164.934
13.02. | 21 | 164.934
13.02. | 22 | 164.934
13.02. | 23 | 131.868
13.02. | 24 | 131.868
14.02. | 1 | 131.868
14.02. | 2 | 131.868
14.02. | 3 | 131.868
14.02. | 4 | 131.868
14.02. | 5 | 131.868
14.02. | 6 | 164.934
14.02. | 7 | 164.934
14.02. | 8 | 198
14.02. | 9 | 198
14.02. | 10 | 198
14.02. | 11 | 198
14.02. | 12 | 198
14.02. | 13 | 198
14.02. | 14 | 198
14.02. | 15 | 164.934
14.02. | 16 | 164.934
14.02. | 17 | 198
14.02. | 18 | 198
14.02. | 19 | 198
14.02. | 20 | 164.934
14.02. | 21 | 164.934
14.02. | 22 | 164.934
14.02. | 23 | 131.868
14.02. | 24 | 131.868
15.02. | 1 | 131.868
15.02. | 2 | 131.868
15.02. | 3 | 131.868
15.02. | 4 | 131.868
15.02. | 5 | 131.868
15.02. | 6 | 164.934
15.02. | 7 | 164.934
15.02. | 8 | 198
15.02. | 9 | 198
15.02. | 10 | 198
15.02. | 11 | 198
15.02. | 12 | 198
15.02. | 13 | 198
15.02. | 14 | 198
15.02. | 15 | 198
15.02. | 16 | 198
15.02. | 17 | 198
15.02. | 18 | 198
15.02. | 19 | 198
15.02. | 20 | 164.934
15.02. | 21 | 164.934
15.02. | 22 | 164.934
15.02. | 23 | 131.868
15.02. | 24 | 131.868
16.02. | 1 | 131.868
16.02. | 2 | 131.868
16.02. | 3 | 131.868
16.02. | 4 | 131.868
16.02. | 5 | 131.868
16.02. | 6 | 164.934
16.02. | 7 | 164.934
16.02. | 8 | 198
16.02. | 9 | 198
16.02. | 10 | 198
16.02. | 11 | 198
16.02. | 12 | 198
16.02. | 13 | 198
16.02. | 14 | 198
16.02. | 15 | 198
16.02. | 16 | 198
16.02. | 17 | 198
16.02. | 18 | 198
16.02. | 19 | 198
16.02. | 20 | 164.934
16.02. | 21 | 164.934
16.02. | 22 | 164.934
16.02. | 23 | 131.868
16.02. | 24 | 131.868
17.02. | 1 | 131.868
17.02. | 2 | 131.868
17.02. | 3 | 131.868
17.02. | 4 | 131.868
17.02. | 5 | 131.868
17.02. | 6 | 131.868
17.02. | 7 | 131.868
17.02. | 8 | 131.868
17.02. | 9 | 164.934
17.02. | 10 | 164.934
17.02. | 11 | 164.934
17.02. | 12 | 164.934
17.02. | 13 | 164.934
17.02. | 14 | 164.934
17.02. | 15 | 164.934
17.02. | 16 | 164.934
17.02. | 17 | 164.934
17.02. | 18 | 164.934
17.02. | 19 | 164.934
17.02. | 20 | 164.934
17.02. | 21 | 164.934
17.02. | 22 | 131.868
17.02. | 23 | 131.868
17.02. | 24 | 131.868
18.02. | 1 | 131.868
18.02. | 2 | 131.868
18.02. | 3 | 131.868
18.02. | 4 | 131.868
18.02. | 5 | 131.868
18.02. | 6 | 131.868
18.02. | 7 | 131.868
18.02. | 8 | 131.868
18.02. | 9 | 131.868
18.02. | 10 | 164.934
18.02. | 11 | 164.934
18.02. | 12 | 164.934
18.02. | 13 | 164.934
18.02. | 14 | 164.934
18.02. | 15 | 164.934
18.02. | 16 | 164.934
18.02. | 17 | 164.934
18.02. | 18 | 164.934
18.02. | 19 | 164.934
18.02. | 20 | 164.934
18.02. | 21 | 164.934
18.02. | 22 | 131.868
18.02. | 23 | 131.868
18.02. | 24 | 131.868
19.02. | 1 | 131.868
19.02. | 2 | 131.868
19.02. | 3 | 131.868
19.02. | 4 | 131.868
19.02. | 5 | 131.868
19.02. | 6 | 164.934
19.02. | 7 | 164.934
19.02. | 8 | 198
19.02. | 9 | 198
19.02. | 10 | 198
19.02. | 11 | 198
19.02. | 12 | 198
19.02. | 13 | 198
19.02. | 14 | 198
19.02. | 15 | 198
19.02. | 16 | 198
19.02. | 17 | 198
19.02. | 18 | 198
19.02. | 19 | 198
19.02. | 20 | 198
19.02. | 21 | 164.934
19.02. | 22 | 164.934
19.02. | 23 | 131.868
19.02. | 24 | 131.868
20.02. | 1 | 131.868
20.02. | 2 | 131.868
20.02. | 3 | 131.868
20.02. | 4 | 131.868
20.02. | 5 | 131.868
20.02. | 6 | 164.934
20.02. | 7 | 164.934
20.02. | 8 | 198
20.02. | 9 | 198
20.02. | 10 | 198
20.02. | 11 | 198
20.02. | 12 | 198
20.02. | 13 | 198
20.02. | 14 | 198
20.02. | 15 | 198
20.02. | 16 | 198
20.02. | 17 | 198
20.02. | 18 | 198
20.02. | 19 | 198
20.02. | 20 | 164.934
20.02. | 21 | 164.934
20.02. | 22 | 164.934
20.02. | 23 | 131.868
20.02. | 24 | 131.868
21.02. | 1 | 131.868
21.02. | 2 | 131.868
21.02. | 3 | 131.868
21.02. | 4 | 131.868
21.02. | 5 | 131.868
21.02. | 6 | 164.934
21.02. | 7 | 164.934
21.02. | 8 | 198
21.02. | 9 | 198
21.02. | 10 | 198
21.02. | 11 | 198
21.02. | 12 | 198
21.02. | 13 | 198
21.02. | 14 | 198
21.02. | 15 | 198
21.02. | 16 | 198
21.02. | 17 | 198
21.02. | 18 | 198
21.02. | 19 | 198
21.02. | 20 | 198
21.02. | 21 | 164.934
21.02. | 22 | 164.934
21.02. | 23 | 164.934
21.02. | 24 | 131.868
22.02. | 1 | 131.868
22.02. | 2 | 131.868
22.02. | 3 | 131.868
22.02. | 4 | 131.868
22.02. | 5 | 131.868
22.02. | 6 | 164.934
22.02. | 7 | 164.934
22.02. | 8 | 198
22.02. | 9 | 198
22.02. | 10 | 198
22.02. | 11 | 198
22.02. | 12 | 198
22.02. | 13 | 198
22.02. | 14 | 198
22.02. | 15 | 198
22.02. | 16 | 198
22.02. | 17 | 198
22.02. | 18 | 198
22.02. | 19 | 198
22.02. | 20 | 164.934
22.02. | 21 | 164.934
22.02. | 22 | 164.934
22.02. | 23 | 131.868
22.02. | 24 | 131.868
23.02. | 1 | 131.868
23.02. | 2 | 131.868
23.02. | 3 | 131.868
23.02. | 4 | 131.868
23.02. | 5 | 131.868
23.02. | 6 | 164.934
23.02. | 7 | 164.934
23.02. | 8 | 198
23.02. | 9 | 198
23.02. | 10 | 198
23.02. | 11 | 198
23.02. | 12 | 198
23.02. | 13 | 198
23.02. | 14 | 198
23.02. | 15 | 198
23.02. | 16 | 198
23.02. | 17 | 198
23.02. | 18 | 198
23.02. | 19 | 198
23.02. | 20 | 164.934
23.02. | 21 | 164.934
23.02. | 22 | 164.934
23.02. | 23 | 131.868
23.02. | 24 | 131.868
24.02. | 1 | 99
24.02. | 2 | 99
24.02. | 3 | 99
24.02. | 4 | 99
24.02. | 5 | 99
24.02. | 6 | 99
24.02. | 7 | 131.868
24.02. | 8 | 131.868
24.02. | 9 | 131.868
24.02. | 10 | 131.868
24.02. | 11 | 131.868
24.02. | 12 | 131.868
24.02. | 13 | 131.868
24.02. | 14 | 131.868
24.02. | 15 | 131.868
24.02. | 16 | 131.868
24.02. | 17 | 131.868
24.02. | 18 | 164.934
24.02. | 19 | 131.868
24.02. | 20 | 131.868
24.02. | 21 | 131.868
24.02. | 22 | 131.868
24.02. | 23 | 131.868
24.02. | 24 | 99
25.02. | 1 | 131.868
25.02. | 2 | 131.868
25.02. | 3 | 99
25.02. | 4 | 131.868
25.02. | 5 | 131.868
25.02. | 6 | 131.868
25.02. | 7 | 131.868
25.02. | 8 | 131.868
25.02. | 9 | 131.868
25.02. | 10 | 164.934
25.02. | 11 | 164.934
25.02. | 12 | 164.934
25.02. | 13 | 164.934
25.02. | 14 | 164.934
25.02. | 15 | 164.934
25.02. | 16 | 164.934
25.02. | 17 | 164.934
25.02. | 18 | 164.934
25.02. | 19 | 164.934
25.02. | 20 | 164.934
25.02. | 21 | 164.934
25.02. | 22 | 131.868
25.02. | 23 | 131.868
25.02. | 24 | 131.868
26.02. | 1 | 131.868
26.02. | 2 | 131.868
26.02. | 3 | 131.868
26.02. | 4 | 131.868
26.02. | 5 | 131.868
26.02. | 6 | 131.868
26.02. | 7 | 164.934
26.02. | 8 | 198
26.02. | 9 | 198
26.02. | 10 | 198
26.02. | 11 | 198
26.02. | 12 | 198
26.02. | 13 | 198
26.02. | 14 | 198
26.02. | 15 | 164.934
26.02. | 16 | 164.934
26.02. | 17 | 198
26.02. | 18 | 198
26.02. | 19 | 198
26.02. | 20 | 164.934
26.02. | 21 | 164.934
26.02. | 22 | 164.934
26.02. | 23 | 131.868
26.02. | 24 | 131.868
27.02. | 1 | 131.868
27.02. | 2 | 131.868
27.02. | 3 | 131.868
27.02. | 4 | 131.868
27.02. | 5 | 131.868
27.02. | 6 | 164.934
27.02. | 7 | 164.934
27.02. | 8 | 198
27.02. | 9 | 198
27.02. | 10 | 198
27.02. | 11 | 198
27.02. | 12 | 198
27.02. | 13 | 198
27.02. | 14 | 198
27.02. | 15 | 164.934
27.02. | 16 | 164.934
27.02. | 17 | 198
27.02. | 18 | 198
27.02. | 19 | 198
27.02. | 20 | 164.934
27.02. | 21 | 164.934
27.02. | 22 | 164.934
27.02. | 23 | 131.868
27.02. | 24 | 131.868
28.02. | 1 | 131.868
28.02. | 2 | 131.868
28.02. | 3 | 131.868
28.02. | 4 | 131.868
28.02. | 5 | 131.868
28.02. | 6 | 164.934
28.02. | 7 | 164.934
28.02. | 8 | 198
28.02. | 9 | 198
28.02. | 10 | 198
28.02. | 11 | 198
28.02. | 12 | 198
28.02. | 13 | 198
28.02. | 14 | 198
28.02. | 15 | 198
28.02. | 16 | 164.934
28.02. | 17 | 198
28.02. | 18 | 198
28.02. | 19 | 198
28.02. | 20 | 164.934
28.02. | 21 | 164.934
28.02. | 22 | 164.934
28.02. | 23 | 131.868
28.02. | 24 | 131.868
01.03. | 1 | 131.868
01.03. | 2 | 131.868
01.03. | 3 | 131.868
01.03. | 4 | 131.868
01.03. | 5 | 131.868
01.03. | 6 | 131.868
01.03. | 7 | 164.934
01.03. | 8 | 198
01.03. | 9 | 198
01.03. | 10 | 198
01.03. | 11 | 198
01.03. | 12 | 198
01.03. | 13 | 198
01.03. | 14 | 198
01.03. | 15 | 198
01.03. | 16 | 164.934
01.03. | 17 | 164.934
01.03. | 18 | 164.934
01.03. | 19 | 198
01.03. | 20 | 164.934
01.03. | 21 | 164.934
01.03. | 22 | 164.934
01.03. | 23 | 131.868
01.03. | 24 | 131.868
02.03. | 1 | 131.868
02.03. | 2 | 131.868
02.03. | 3 | 131.868
02.03. | 4 | 131.868
02.03. | 5 | 131.868
02.03. | 6 | 131.868
02.03. | 7 | 164.934
02.03. | 8 | 198
02.03. | 9 | 198
02.03. | 10 | 198
02.03. | 11 | 198
02.03. | 12 | 198
02.03. | 13 | 198
02.03. | 14 | 198
02.03. | 15 | 198
02.03. | 16 | 164.934
02.03. | 17 | 164.934
02.03. | 18 | 164.934
02.03. | 19 | 198
02.03. | 20 | 164.934
02.03. | 21 | 164.934
02.03. | 22 | 164.934
02.03. | 23 | 131.868
02.03. | 24 | 131.868
03.03. | 1 | 131.868
03.03. | 2 | 131.868
03.03. | 3 | 131.868
03.03. | 4 | 131.868
03.03. | 5 | 131.868
03.03. | 6 | 131.868
03.03. | 7 | 131.868
03.03. | 8 | 131.868
03.03. | 9 | 164.934
03.03. | 10 | 164.934
03.03. | 11 | 164.934
03.03. | 12 | 164.934
03.03. | 13 | 164.934
03.03. | 14 | 164.934
03.03. | 15 | 164.934
03.03. | 16 | 164.934
03.03. | 17 | 164.934
03.03. | 18 | 164.934
03.03. | 19 | 164.934
03.03. | 20 | 164.934
03.03. | 21 | 164.934
03.03. | 22 | 131.868
03.03. | 23 | 131.868
03.03. | 24 | 131.868
04.03. | 1 | 131.868
04.03. | 2 | 131.868
04.03. | 3 | 99
04.03. | 4 | 99
04.03. | 5 | 131.868
04.03. | 6 | 131.868
04.03. | 7 | 131.868
04.03. | 8 | 131.868
04.03. | 9 | 131.868
04.03. | 10 | 164.934
04.03. | 11 | 164.934
04.03. | 12 | 164.934
04.03. | 13 | 164.934
04.03. | 14 | 131.868
04.03. | 15 | 131.868
04.03. | 16 | 131.868
04.03. | 17 | 164.934
04.03. | 18 | 164.934
04.03. | 19 | 164.934
04.03. | 20 | 164.934
04.03. | 21 | 164.934
04.03. | 22 | 131.868
04.03. | 23 | 131.868
04.03. | 24 | 131.868
05.03. | 1 | 131.868
05.03. | 2 | 131.868
05.03. | 3 | 131.868
05.03. | 4 | 131.868
05.03. | 5 | 131.868
05.03. | 6 | 131.868
05.03. | 7 | 164.934
05.03. | 8 | 198
05.03. | 9 | 198
05.03. | 10 | 198
05.03. | 11 | 198
05.03. | 12 | 198
05.03. | 13 | 198
05.03. | 14 | 198
05.03. | 15 | 164.934
05.03. | 16 | 164.934
05.03. | 17 | 164.934
05.03. | 18 | 164.934
05.03. | 19 | 198
05.03. | 20 | 164.934
05.03. | 21 | 164.934
05.03. | 22 | 164.934
05.03. | 23 | 131.868
05.03. | 24 | 131.868
06.03. | 1 | 131.868
06.03. | 2 | 131.868
06.03. | 3 | 131.868
06.03. | 4 | 131.868
06.03. | 5 | 131.868
06.03. | 6 | 131.868
06.03. | 7 | 164.934
06.03. | 8 | 198
06.03. | 9 | 198
06.03. | 10 | 198
06.03. | 11 | 198
06.03. | 12 | 198
06.03. | 13 | 198
06.03. | 14 | 198
06.03. | 15 | 164.934
06.03. | 16 | 164.934
06.03. | 17 | 164.934
06.03. | 18 | 164.934
06.03. | 19 | 198
06.03. | 20 | 164.934
06.03. | 21 | 164.934
06.03. | 22 | 164.934
06.03. | 23 | 131.868
06.03. | 24 | 131.868
07.03. | 1 | 131.868
07.03. | 2 | 131.868
07.03. | 3 | 131.868
07.03. | 4 | 131.868
07.03. | 5 | 131.868
07.03. | 6 | 131.868
07.03. | 7 | 164.934
07.03. | 8 | 198
07.03. | 9 | 198
07.03. | 10 | 198
07.03. | 11 | 198
07.03. | 12 | 164.934
07.03. | 13 | 198
07.03. | 14 | 164.934
07.03. | 15 | 164.934
07.03. | 16 | 164.934
07.03. | 17 | 164.934
07.03. | 18 | 164.934
07.03. | 19 | 198
07.03. | 20 | 164.934
07.03. | 21 | 164.934
07.03. | 22 | 164.934
07.03. | 23 | 131.868
07.03. | 24 | 131.868
08.03. | 1 | 131.868
08.03. | 2 | 131.868
08.03. | 3 | 131.868
08.03. | 4 | 131.868
08.03. | 5 | 131.868
08.03. | 6 | 131.868
08.03. | 7 | 164.934
08.03. | 8 | 198
08.03. | 9 | 198
08.03. | 10 | 198
08.03. | 11 | 198
08.03. | 12 | 198
08.03. | 13 | 198
08.03. | 14 | 198
08.03. | 15 | 164.934
08.03. | 16 | 164.934
08.03. | 17 | 164.934
08.03. | 18 | 164.934
08.03. | 19 | 198
08.03. | 20 | 164.934
08.03. | 21 | 164.934
08.03. | 22 | 164.934
08.03. | 23 | 131.868
08.03. | 24 | 131.868
09.03. | 1 | 131.868
09.03. | 2 | 131.868
09.03. | 3 | 131.868
09.03. | 4 | 131.868
09.03. | 5 | 131.868
09.03. | 6 | 131.868
09.03. | 7 | 164.934
09.03. | 8 | 164.934
09.03. | 9 | 198
09.03. | 10 | 198
09.03. | 11 | 198
09.03. | 12 | 164.934
09.03. | 13 | 198
09.03. | 14 | 164.934
09.03. | 15 | 164.934
09.03. | 16 | 164.934
09.03. | 17 | 164.934
09.03. | 18 | 164.934
09.03. | 19 | 164.934
09.03. | 20 | 164.934
09.03. | 21 | 164.934
09.03. | 22 | 164.934
09.03. | 23 | 131.868
09.03. | 24 | 131.868
10.03. | 1 | 131.868
10.03. | 2 | 131.868
10.03. | 3 | 99
10.03. | 4 | 99
10.03. | 5 | 131.868
10.03. | 6 | 131.868
10.03. | 7 | 131.868
10.03. | 8 | 131.868
10.03. | 9 | 164.934
10.03. | 10 | 164.934
10.03. | 11 | 164.934
10.03. | 12 | 164.934
10.03. | 13 | 164.934
10.03. | 14 | 164.934
10.03. | 15 | 164.934
10.03. | 16 | 164.934
10.03. | 17 | 164.934
10.03. | 18 | 164.934
10.03. | 19 | 164.934
10.03. | 20 | 164.934
10.03. | 21 | 164.934
10.03. | 22 | 131.868
10.03. | 23 | 131.868
10.03. | 24 | 131.868
11.03. | 1 | 131.868
11.03. | 2 | 99
11.03. | 3 | 99
11.03. | 4 | 99
11.03. | 5 | 99
11.03. | 6 | 131.868
11.03. | 7 | 131.868
11.03. | 8 | 131.868
11.03. | 9 | 131.868
11.03. | 10 | 131.868
11.03. | 11 | 131.868
11.03. | 12 | 131.868
11.03. | 13 | 131.868
11.03. | 14 | 131.868
11.03. | 15 | 131.868
11.03. | 16 | 131.868
11.03. | 17 | 131.868
11.03. | 18 | 164.934
11.03. | 19 | 164.934
11.03. | 20 | 164.934
11.03. | 21 | 164.934
11.03. | 22 | 131.868
11.03. | 23 | 131.868
11.03. | 24 | 131.868
12.03. | 1 | 131.868
12.03. | 2 | 99
12.03. | 3 | 99
12.03. | 4 | 99
12.03. | 5 | 131.868
12.03. | 6 | 131.868
12.03. | 7 | 164.934
12.03. | 8 | 164.934
12.03. | 9 | 198
12.03. | 10 | 198
12.03. | 11 | 198
12.03. | 12 | 164.934
12.03. | 13 | 198
12.03. | 14 | 164.934
12.03. | 15 | 164.934
12.03. | 16 | 164.934
12.03. | 17 | 164.934
12.03. | 18 | 164.934
12.03. | 19 | 164.934
12.03. | 20 | 164.934
12.03. | 21 | 164.934
12.03. | 22 | 164.934
12.03. | 23 | 131.868
12.03. | 24 | 131.868
13.03. | 1 | 131.868
13.03. | 2 | 131.868
13.03. | 3 | 131.868
13.03. | 4 | 131.868
13.03. | 5 | 131.868
13.03. | 6 | 131.868
13.03. | 7 | 164.934
13.03. | 8 | 164.934
13.03. | 9 | 198
13.03. | 10 | 198
13.03. | 11 | 198
13.03. | 12 | 164.934
13.03. | 13 | 198
13.03. | 14 | 164.934
13.03. | 15 | 164.934
13.03. | 16 | 164.934
13.03. | 17 | 164.934
13.03. | 18 | 164.934
13.03. | 19 | 164.934
13.03. | 20 | 164.934
13.03. | 21 | 164.934
13.03. | 22 | 164.934
13.03. | 23 | 131.868
13.03. | 24 | 131.868
14.03. | 1 | 131.868
14.03. | 2 | 131.868
14.03. | 3 | 131.868
14.03. | 4 | 131.868
14.03. | 5 | 131.868
14.03. | 6 | 131.868
14.03. | 7 | 164.934
14.03. | 8 | 164.934
14.03. | 9 | 198
14.03. | 10 | 198
14.03. | 11 | 198
14.03. | 12 | 164.934
14.03. | 13 | 198
14.03. | 14 | 164.934
14.03. | 15 | 164.934
14.03. | 16 | 164.934
14.03. | 17 | 164.934
14.03. | 18 | 164.934
14.03. | 19 | 164.934
14.03. | 20 | 164.934
14.03. | 21 | 164.934
14.03. | 22 | 164.934
14.03. | 23 | 131.868
14.03. | 24 | 131.868
15.03. | 1 | 131.868
15.03. | 2 | 131.868
15.03. | 3 | 131.868
15.03. | 4 | 131.868
15.03. | 5 | 131.868
15.03. | 6 | 131.868
15.03. | 7 | 164.934
15.03. | 8 | 164.934
15.03. | 9 | 198
15.03. | 10 | 198
15.03. | 11 | 198
15.03. | 12 | 164.934
15.03. | 13 | 198
15.03. | 14 | 164.934
15.03. | 15 | 164.934
15.03. | 16 | 164.934
15.03. | 17 | 164.934
15.03. | 18 | 164.934
15.03. | 19 | 164.934
15.03. | 20 | 164.934
15.03. | 21 | 164.934
15.03. | 22 | 164.934
15.03. | 23 | 131.868
15.03. | 24 | 131.868
16.03. | 1 | 131.868
16.03. | 2 | 131.868
16.03. | 3 | 131.868
16.03. | 4 | 131.868
16.03. | 5 | 131.868
16.03. | 6 | 131.868
16.03. | 7 | 164.934
16.03. | 8 | 164.934
16.03. | 9 | 198
16.03. | 10 | 198
16.03. | 11 | 198
16.03. | 12 | 164.934
16.03. | 13 | 198
16.03. | 14 | 164.934
16.03. | 15 | 164.934
16.03. | 16 | 164.934
16.03. | 17 | 164.934
16.03. | 18 | 164.934
16.03. | 19 | 164.934
16.03. | 20 | 164.934
16.03. | 21 | 164.934
16.03. | 22 | 164.934
16.03. | 23 | 131.868
16.03. | 24 | 131.868
17.03. | 1 | 131.868
17.03. | 2 | 131.868
17.03. | 3 | 131.868
17.03. | 4 | 131.868
17.03. | 5 | 131.868
17.03. | 6 | 131.868
17.03. | 7 | 131.868
17.03. | 8 | 131.868
17.03. | 9 | 164.934
17.03. | 10 | 164.934
17.03. | 11 | 164.934
17.03. | 12 | 164.934
17.03. | 13 | 164.934
17.03. | 14 | 164.934
17.03. | 15 | 164.934
17.03. | 16 | 164.934
17.03. | 17 | 164.934
17.03. | 18 | 164.934
17.03. | 19 | 164.934
17.03. | 20 | 164.934
17.03. | 21 | 164.934
17.03. | 22 | 131.868
17.03. | 23 | 131.868
17.03. | 24 | 131.868
18.03. | 1 | 131.868
18.03. | 2 | 99
18.03. | 3 | 99
18.03. | 4 | 99
18.03. | 5 | 99
18.03. | 6 | 131.868
18.03. | 7 | 131.868
18.03. | 8 | 131.868
18.03. | 9 | 131.868
18.03. | 10 | 131.868
18.03. | 11 | 131.868
18.03. | 12 | 131.868
18.03. | 13 | 131.868
18.03. | 14 | 131.868
18.03. | 15 | 131.868
18.03. | 16 | 131.868
18.03. | 17 | 131.868
18.03. | 18 | 164.934
18.03. | 19 | 164.934
18.03. | 20 | 164.934
18.03. | 21 | 164.934
18.03. | 22 | 131.868
18.03. | 23 | 131.868
18.03. | 24 | 131.868
19.03. | 1 | 131.868
19.03. | 2 | 99
19.03. | 3 | 99
19.03. | 4 | 99
19.03. | 5 | 131.868
19.03. | 6 | 131.868
19.03. | 7 | 164.934
19.03. | 8 | 164.934
19.03. | 9 | 198
19.03. | 10 | 198
19.03. | 11 | 164.934
19.03. | 12 | 164.934
19.03. | 13 | 164.934
19.03. | 14 | 164.934
19.03. | 15 | 164.934
19.03. | 16 | 164.934
19.03. | 17 | 164.934
19.03. | 18 | 164.934
19.03. | 19 | 164.934
19.03. | 20 | 164.934
19.03. | 21 | 164.934
19.03. | 22 | 164.934
19.03. | 23 | 131.868
19.03. | 24 | 131.868
20.03. | 1 | 131.868
20.03. | 2 | 131.868
20.03. | 3 | 131.868
20.03. | 4 | 131.868
20.03. | 5 | 131.868
20.03. | 6 | 131.868
20.03. | 7 | 164.934
20.03. | 8 | 164.934
20.03. | 9 | 198
20.03. | 10 | 198
20.03. | 11 | 198
20.03. | 12 | 164.934
20.03. | 13 | 198
20.03. | 14 | 164.934
20.03. | 15 | 164.934
20.03. | 16 | 164.934
20.03. | 17 | 164.934
20.03. | 18 | 164.934
20.03. | 19 | 164.934
20.03. | 20 | 164.934
20.03. | 21 | 164.934
20.03. | 22 | 164.934
20.03. | 23 | 131.868
20.03. | 24 | 131.868
21.03. | 1 | 131.868
21.03. | 2 | 131.868
21.03. | 3 | 131.868
21.03. | 4 | 131.868
21.03. | 5 | 131.868
21.03. | 6 | 131.868
21.03. | 7 | 164.934
21.03. | 8 | 164.934
21.03. | 9 | 198
21.03. | 10 | 198
21.03. | 11 | 198
21.03. | 12 | 164.934
21.03. | 13 | 198
21.03. | 14 | 164.934
21.03. | 15 | 164.934
21.03. | 16 | 164.934
21.03. | 17 | 164.934
21.03. | 18 | 164.934
21.03. | 19 | 164.934
21.03. | 20 | 164.934
21.03. | 21 | 164.934
21.03. | 22 | 164.934
21.03. | 23 | 131.868
21.03. | 24 | 131.868
22.03. | 1 | 131.868
22.03. | 2 | 131.868
22.03. | 3 | 131.868
22.03. | 4 | 131.868
22.03. | 5 | 131.868
22.03. | 6 | 131.868
22.03. | 7 | 164.934
22.03. | 8 | 164.934
22.03. | 9 | 198
22.03. | 10 | 198
22.03. | 11 | 198
22.03. | 12 | 164.934
22.03. | 13 | 164.934
22.03. | 14 | 164.934
22.03. | 15 | 164.934
22.03. | 16 | 164.934
22.03. | 17 | 164.934
22.03. | 18 | 164.934
22.03. | 19 | 164.934
22.03. | 20 | 164.934
22.03. | 21 | 164.934
22.03. | 22 | 164.934
22.03. | 23 | 131.868
22.03. | 24 | 131.868
23.03. | 1 | 131.868
23.03. | 2 | 131.868
23.03. | 3 | 131.868
23.03. | 4 | 131.868
23.03. | 5 | 131.868
23.03. | 6 | 131.868
23.03. | 7 | 164.934
23.03. | 8 | 164.934
23.03. | 9 | 198
23.03. | 10 | 198
23.03. | 11 | 164.934
23.03. | 12 | 164.934
23.03. | 13 | 164.934
23.03. | 14 | 164.934
23.03. | 15 | 164.934
23.03. | 16 | 164.934
23.03. | 17 | 164.934
23.03. | 18 | 164.934
23.03. | 19 | 164.934
23.03. | 20 | 164.934
23.03. | 21 | 164.934
23.03. | 22 | 164.934
23.03. | 23 | 131.868
23.03. | 24 | 131.868
24.03. | 1 | 131.868
24.03. | 2 | 131.868
24.03. | 3 | 99
24.03. | 4 | 99
24.03. | 5 | 131.868
24.03. | 6 | 131.868
24.03. | 7 | 131.868
24.03. | 8 | 131.868
24.03. | 9 | 164.934
24.03. | 10 | 164.934
24.03. | 11 | 164.934
24.03. | 12 | 164.934
24.03. | 13 | 164.934
24.03. | 14 | 164.934
24.03. | 15 | 164.934
24.03. | 16 | 164.934
24.03. | 17 | 164.934
24.03. | 18 | 164.934
24.03. | 19 | 164.934
24.03. | 20 | 164.934
24.03. | 21 | 164.934
24.03. | 22 | 131.868
24.03. | 23 | 131.868
24.03. | 24 | 131.868
25.03. | 1 | 131.868
25.03. | 2 | 99
25.03. | 3 | 99
25.03. | 4 | 99
25.03. | 5 | 99
25.03. | 6 | 131.868
25.03. | 7 | 131.868
25.03. | 8 | 131.868
25.03. | 9 | 131.868
25.03. | 10 | 131.868
25.03. | 11 | 131.868
25.03. | 12 | 131.868
25.03. | 13 | 131.868
25.03. | 14 | 131.868
25.03. | 15 | 131.868
25.03. | 16 | 131.868
25.03. | 17 | 131.868
25.03. | 18 | 164.934
25.03. | 19 | 164.934
25.03. | 20 | 164.934
25.03. | 21 | 164.934
25.03. | 22 | 131.868
25.03. | 23 | 131.868
25.03. | 24 | 131.868
26.03. | 1 | 131.868
26.03. | 2 | 99
26.03. | 3 | 99
26.03. | 4 | 99
26.03. | 5 | 131.868
26.03. | 6 | 131.868
26.03. | 7 | 164.934
26.03. | 8 | 164.934
26.03. | 9 | 198
26.03. | 10 | 198
26.03. | 11 | 164.934
26.03. | 12 | 164.934
26.03. | 13 | 164.934
26.03. | 14 | 164.934
26.03. | 15 | 164.934
26.03. | 16 | 164.934
26.03. | 17 | 164.934
26.03. | 18 | 164.934
26.03. | 19 | 164.934
26.03. | 20 | 164.934
26.03. | 21 | 164.934
26.03. | 22 | 164.934
26.03. | 23 | 131.868
26.03. | 24 | 131.868
27.03. | 1 | 131.868
27.03. | 2 | 131.868
27.03. | 3 | 131.868
27.03. | 4 | 131.868
27.03. | 5 | 131.868
27.03. | 6 | 131.868
27.03. | 7 | 164.934
27.03. | 8 | 164.934
27.03. | 9 | 164.934
27.03. | 10 | 164.934
27.03. | 11 | 164.934
27.03. | 12 | 164.934
27.03. | 13 | 164.934
27.03. | 14 | 164.934
27.03. | 15 | 164.934
27.03. | 16 | 164.934
27.03. | 17 | 164.934
27.03. | 18 | 164.934
27.03. | 19 | 164.934
27.03. | 20 | 164.934
27.03. | 21 | 164.934
27.03. | 22 | 164.934
27.03. | 23 | 131.868
27.03. | 24 | 131.868
28.03. | 1 | 131.868
28.03. | 2 | 131.868
28.03. | 3 | 131.868
28.03. | 4 | 131.868
28.03. | 5 | 131.868
28.03. | 6 | 131.868
28.03. | 7 | 164.934
28.03. | 8 | 164.934
28.03. | 9 | 164.934
28.03. | 10 | 164.934
28.03. | 11 | 164.934
28.03. | 12 | 164.934
28.03. | 13 | 164.934
28.03. | 14 | 164.934
28.03. | 15 | 164.934
28.03. | 16 | 164.934
28.03. | 17 | 164.934
28.03. | 18 | 164.934
28.03. | 19 | 164.934
28.03. | 20 | 164.934
28.03. | 21 | 164.934
28.03. | 22 | 164.934
28.03. | 23 | 131.868
28.03. | 24 | 131.868
29.03. | 1 | 131.868
29.03. | 2 | 131.868
29.03. | 3 | 99
29.03. | 4 | 131.868
29.03. | 5 | 131.868
29.03. | 6 | 131.868
29.03. | 7 | 164.934
29.03. | 8 | 164.934
29.03. | 9 | 164.934
29.03. | 10 | 164.934
29.03. | 11 | 164.934
29.03. | 12 | 164.934
29.03. | 13 | 164.934
29.03. | 14 | 164.934
29.03. | 15 | 164.934
29.03. | 16 | 164.934
29.03. | 17 | 164.934
29.03. | 18 | 164.934
29.03. | 19 | 164.934
29.03. | 20 | 164.934
29.03. | 21 | 164.934
29.03. | 22 | 131.868
29.03. | 23 | 131.868
29.03. | 24 | 131.868
30.03. | 1 | 131.868
30.03. | 2 | 131.868
30.03. | 3 | 99
30.03. | 4 | 131.868
30.03. | 5 | 131.868
30.03. | 6 | 131.868
30.03. | 7 | 164.934
30.03. | 8 | 164.934
30.03. | 9 | 164.934
30.03. | 10 | 164.934
30.03. | 11 | 164.934
30.03. | 12 | 164.934
30.03. | 13 | 164.934
30.03. | 14 | 164.934
30.03. | 15 | 164.934
30.03. | 16 | 164.934
30.03. | 17 | 164.934
30.03. | 18 | 164.934
30.03. | 19 | 164.934
30.03. | 20 | 164.934
30.03. | 21 | 164.934
30.03. | 22 | 131.868
30.03. | 23 | 131.868
30.03. | 24 | 131.868
31.03. | 1 | 131.868
31.03. | 2 | 99
31.03. | 3 | 99
31.03. | 4 | 99
31.03. | 5 | 99
31.03. | 6 | 99
31.03. | 7 | 131.868
31.03. | 8 | 131.868
31.03. | 9 | 131.868
31.03. | 10 | 131.868
31.03. | 11 | 131.868
31.03. | 12 | 131.868
31.03. | 13 | 131.868
31.03. | 14 | 131.868
31.03. | 15 | 131.868
31.03. | 16 | 131.868
31.03. | 17 | 131.868
31.03. | 18 | 164.934
31.03. | 19 | 164.934
31.03. | 20 | 164.934
31.03. | 21 | 131.868
31.03. | 22 | 131.868
31.03. | 23 | 131.868
31.03. | 24 | 131.868
01.04. | 1 | 131.868
01.04. | 2 | 99
01.04. | 3 | 99
01.04. | 4 | 99
01.04. | 5 | 99
01.04. | 6 | 99
01.04. | 7 | 131.868
01.04. | 8 | 131.868
01.04. | 9 | 131.868
01.04. | 10 | 164.934
01.04. | 11 | 164.934
01.04. | 12 | 164.934
01.04. | 13 | 164.934
01.04. | 14 | 164.934
01.04. | 15 | 131.868
01.04. | 16 | 131.868
01.04. | 17 | 131.868
01.04. | 18 | 131.868
01.04. | 19 | 164.934
01.04. | 20 | 164.934
01.04. | 21 | 164.934
01.04. | 22 | 131.868
01.04. | 23 | 131.868
01.04. | 24 | 131.868
02.04. | 1 | 99
02.04. | 2 | 99
02.04. | 3 | 99
02.04. | 4 | 99
02.04. | 5 | 99
02.04. | 6 | 131.868
02.04. | 7 | 164.934
02.04. | 8 | 164.934
02.04. | 9 | 164.934
02.04. | 10 | 164.934
02.04. | 11 | 164.934
02.04. | 12 | 164.934
02.04. | 13 | 164.934
02.04. | 14 | 164.934
02.04. | 15 | 164.934
02.04. | 16 | 164.934
02.04. | 17 | 164.934
02.04. | 18 | 164.934
02.04. | 19 | 164.934
02.04. | 20 | 164.934
02.04. | 21 | 164.934
02.04. | 22 | 131.868
02.04. | 23 | 131.868
02.04. | 24 | 131.868
03.04. | 1 | 99
03.04. | 2 | 99
03.04. | 3 | 99
03.04. | 4 | 99
03.04. | 5 | 99
03.04. | 6 | 131.868
03.04. | 7 | 164.934
03.04. | 8 | 164.934
03.04. | 9 | 164.934
03.04. | 10 | 164.934
03.04. | 11 | 164.934
03.04. | 12 | 164.934
03.04. | 13 | 164.934
03.04. | 14 | 164.934
03.04. | 15 | 164.934
03.04. | 16 | 164.934
03.04. | 17 | 164.934
03.04. | 18 | 164.934
03.04. | 19 | 164.934
03.04. | 20 | 164.934
03.04. | 21 | 164.934
03.04. | 22 | 131.868
03.04. | 23 | 131.868
03.04. | 24 | 131.868
04.04. | 1 | 131.868
04.04. | 2 | 99
04.04. | 3 | 99
04.04. | 4 | 99
04.04. | 5 | 131.868
04.04. | 6 | 131.868
04.04. | 7 | 164.934
04.04. | 8 | 164.934
04.04. | 9 | 164.934
04.04. | 10 | 164.934
04.04. | 11 | 164.934
04.04. | 12 | 164.934
04.04. | 13 | 164.934
04.04. | 14 | 164.934
04.04. | 15 | 164.934
04.04. | 16 | 164.934
04.04. | 17 | 164.934
04.04. | 18 | 164.934
04.04. | 19 | 164.934
04.04. | 20 | 164.934
04.04. | 21 | 164.934
04.04. | 22 | 131.868
04.04. | 23 | 131.868
04.04. | 24 | 131.868
05.04. | 1 | 131.868
05.04. | 2 | 99
05.04. | 3 | 99
05.04. | 4 | 99
05.04. | 5 | 131.868
05.04. | 6 | 131.868
05.04. | 7 | 164.934
05.04. | 8 | 164.934
05.04. | 9 | 164.934
05.04. | 10 | 164.934
05.04. | 11 | 164.934
05.04. | 12 | 164.934
05.04. | 13 | 164.934
05.04. | 14 | 164.934
05.04. | 15 | 164.934
05.04. | 16 | 164.934
05.04. | 17 | 164.934
05.04. | 18 | 164.934
05.04. | 19 | 164.934
05.04. | 20 | 164.934
05.04. | 21 | 164.934
05.04. | 22 | 131.868
05.04. | 23 | 131.868
05.04. | 24 | 131.868
06.04. | 1 | 99
06.04. | 2 | 99
06.04. | 3 | 99
06.04. | 4 | 99
06.04. | 5 | 99
06.04. | 6 | 131.868
06.04. | 7 | 131.868
06.04. | 8 | 164.934
06.04. | 9 | 164.934
06.04. | 10 | 164.934
06.04. | 11 | 164.934
06.04. | 12 | 164.934
06.04. | 13 | 164.934
06.04. | 14 | 164.934
06.04. | 15 | 164.934
06.04. | 16 | 164.934
06.04. | 17 | 164.934
06.04. | 18 | 164.934
06.04. | 19 | 164.934
06.04. | 20 | 164.934
06.04. | 21 | 164.934
06.04. | 22 | 131.868
06.04. | 23 | 131.868
06.04. | 24 | 131.868
07.04. | 1 | 131.868
07.04. | 2 | 99
07.04. | 3 | 99
07.04. | 4 | 99
07.04. | 5 | 99
07.04. | 6 | 99
07.04. | 7 | 131.868
07.04. | 8 | 131.868
07.04. | 9 | 164.934
07.04. | 10 | 164.934
07.04. | 11 | 164.934
07.04. | 12 | 164.934
07.04. | 13 | 164.934
07.04. | 14 | 131.868
07.04. | 15 | 131.868
07.04. | 16 | 131.868
07.04. | 17 | 131.868
07.04. | 18 | 131.868
07.04. | 19 | 131.868
07.04. | 20 | 164.934
07.04. | 21 | 164.934
07.04. | 22 | 131.868
07.04. | 23 | 131.868
07.04. | 24 | 131.868
08.04. | 1 | 99
08.04. | 2 | 99
08.04. | 3 | 99
08.04. | 4 | 99
08.04. | 5 | 99
08.04. | 6 | 99
08.04. | 7 | 99
08.04. | 8 | 131.868
08.04. | 9 | 131.868
08.04. | 10 | 131.868
08.04. | 11 | 131.868
08.04. | 12 | 131.868
08.04. | 13 | 131.868
08.04. | 14 | 131.868
08.04. | 15 | 131.868
08.04. | 16 | 131.868
08.04. | 17 | 131.868
08.04. | 18 | 131.868
08.04. | 19 | 131.868
08.04. | 20 | 131.868
08.04. | 21 | 164.934
08.04. | 22 | 131.868
08.04. | 23 | 131.868
08.04. | 24 | 131.868
09.04. | 1 | 99
09.04. | 2 | 99
09.04. | 3 | 99
09.04. | 4 | 99
09.04. | 5 | 99
09.04. | 6 | 131.868
09.04. | 7 | 164.934
09.04. | 8 | 164.934
09.04. | 9 | 164.934
09.04. | 10 | 164.934
09.04. | 11 | 164.934
09.04. | 12 | 164.934
09.04. | 13 | 164.934
09.04. | 14 | 164.934
09.04. | 15 | 164.934
09.04. | 16 | 164.934
09.04. | 17 | 164.934
09.04. | 18 | 164.934
09.04. | 19 | 164.934
09.04. | 20 | 164.934
09.04. | 21 | 164.934
09.04. | 22 | 131.868
09.04. | 23 | 131.868
09.04. | 24 | 131.868
10.04. | 1 | 131.868
10.04. | 2 | 99
10.04. | 3 | 99
10.04. | 4 | 99
10.04. | 5 | 131.868
10.04. | 6 | 131.868
10.04. | 7 | 164.934
10.04. | 8 | 164.934
10.04. | 9 | 164.934
10.04. | 10 | 164.934
10.04. | 11 | 164.934
10.04. | 12 | 164.934
10.04. | 13 | 164.934
10.04. | 14 | 164.934
10.04. | 15 | 164.934
10.04. | 16 | 164.934
10.04. | 17 | 164.934
10.04. | 18 | 164.934
10.04. | 19 | 164.934
10.04. | 20 | 164.934
10.04. | 21 | 164.934
10.04. | 22 | 131.868
10.04. | 23 | 131.868
10.04. | 24 | 131.868
11.04. | 1 | 131.868
11.04. | 2 | 99
11.04. | 3 | 99
11.04. | 4 | 99
11.04. | 5 | 131.868
11.04. | 6 | 131.868
11.04. | 7 | 164.934
11.04. | 8 | 164.934
11.04. | 9 | 164.934
11.04. | 10 | 164.934
11.04. | 11 | 164.934
11.04. | 12 | 164.934
11.04. | 13 | 164.934
11.04. | 14 | 164.934
11.04. | 15 | 164.934
11.04. | 16 | 164.934
11.04. | 17 | 164.934
11.04. | 18 | 164.934
11.04. | 19 | 164.934
11.04. | 20 | 164.934
11.04. | 21 | 164.934
11.04. | 22 | 131.868
11.04. | 23 | 131.868
11.04. | 24 | 131.868
12.04. | 1 | 99
12.04. | 2 | 99
12.04. | 3 | 99
12.04. | 4 | 99
12.04. | 5 | 99
12.04. | 6 | 131.868
12.04. | 7 | 164.934
12.04. | 8 | 164.934
12.04. | 9 | 164.934
12.04. | 10 | 164.934
12.04. | 11 | 164.934
12.04. | 12 | 164.934
12.04. | 13 | 164.934
12.04. | 14 | 164.934
12.04. | 15 | 164.934
12.04. | 16 | 164.934
12.04. | 17 | 164.934
12.04. | 18 | 164.934
12.04. | 19 | 164.934
12.04. | 20 | 164.934
12.04. | 21 | 164.934
12.04. | 22 | 131.868
12.04. | 23 | 131.868
12.04. | 24 | 131.868
13.04. | 1 | 99
13.04. | 2 | 99
13.04. | 3 | 99
13.04. | 4 | 99
13.04. | 5 | 99
13.04. | 6 | 131.868
13.04. | 7 | 164.934
13.04. | 8 | 164.934
13.04. | 9 | 164.934
13.04. | 10 | 164.934
13.04. | 11 | 164.934
13.04. | 12 | 164.934
13.04. | 13 | 164.934
13.04. | 14 | 164.934
13.04. | 15 | 164.934
13.04. | 16 | 164.934
13.04. | 17 | 164.934
13.04. | 18 | 164.934
13.04. | 19 | 164.934
13.04. | 20 | 164.934
13.04. | 21 | 164.934
13.04. | 22 | 131.868
13.04. | 23 | 131.868
13.04. | 24 | 131.868
14.04. | 1 | 99
14.04. | 2 | 99
14.04. | 3 | 99
14.04. | 4 | 99
14.04. | 5 | 99
14.04. | 6 | 99
14.04. | 7 | 131.868
14.04. | 8 | 131.868
14.04. | 9 | 131.868
14.04. | 10 | 164.934
14.04. | 11 | 164.934
14.04. | 12 | 131.868
14.04. | 13 | 131.868
14.04. | 14 | 131.868
14.04. | 15 | 131.868
14.04. | 16 | 131.868
14.04. | 17 | 131.868
14.04. | 18 | 131.868
14.04. | 19 | 131.868
14.04. | 20 | 131.868
14.04. | 21 | 164.934
14.04. | 22 | 131.868
14.04. | 23 | 131.868
14.04. | 24 | 99
15.04. | 1 | 99
15.04. | 2 | 99
15.04. | 3 | 99
15.04. | 4 | 99
15.04. | 5 | 99
15.04. | 6 | 99
15.04. | 7 | 99
15.04. | 8 | 131.868
15.04. | 9 | 131.868
15.04. | 10 | 131.868
15.04. | 11 | 131.868
15.04. | 12 | 131.868
15.04. | 13 | 131.868
15.04. | 14 | 131.868
15.04. | 15 | 131.868
15.04. | 16 | 131.868
15.04. | 17 | 131.868
15.04. | 18 | 131.868
15.04. | 19 | 131.868
15.04. | 20 | 131.868
15.04. | 21 | 164.934
15.04. | 22 | 131.868
15.04. | 23 | 131.868
15.04. | 24 | 131.868
16.04. | 1 | 99
16.04. | 2 | 99
16.04. | 3 | 99
16.04. | 4 | 99
16.04. | 5 | 99
16.04. | 6 | 131.868
16.04. | 7 | 131.868
16.04. | 8 | 164.934
16.04. | 9 | 164.934
16.04. | 10 | 164.934
16.04. | 11 | 164.934
16.04. | 12 | 164.934
16.04. | 13 | 164.934
16.04. | 14 | 164.934
16.04. | 15 | 164.934
16.04. | 16 | 164.934
16.04. | 17 | 164.934
16.04. | 18 | 164.934
16.04. | 19 | 131.868
16.04. | 20 | 164.934
16.04. | 21 | 164.934
16.04. | 22 | 131.868
16.04. | 23 | 131.868
16.04. | 24 | 99
17.04. | 1 | 99
17.04. | 2 | 99
17.04. | 3 | 99
17.04. | 4 | 99
17.04. | 5 | 99
17.04. | 6 | 131.868
17.04. | 7 | 131.868
17.04. | 8 | 164.934
17.04. | 9 | 164.934
17.04. | 10 | 164.934
17.04. | 11 | 164.934
17.04. | 12 | 164.934
17.04. | 13 | 164.934
17.04. | 14 | 164.934
17.04. | 15 | 164.934
17.04. | 16 | 164.934
17.04. | 17 | 164.934
17.04. | 18 | 164.934
17.04. | 19 | 164.934
17.04. | 20 | 164.934
17.04. | 21 | 164.934
17.04. | 22 | 131.868
17.04. | 23 | 131.868
17.04. | 24 | 131.868
18.04. | 1 | 99
18.04. | 2 | 99
18.04. | 3 | 99
18.04. | 4 | 99
18.04. | 5 | 99
18.04. | 6 | 131.868
18.04. | 7 | 131.868
18.04. | 8 | 164.934
18.04. | 9 | 164.934
18.04. | 10 | 164.934
18.04. | 11 | 164.934
18.04. | 12 | 164.934
18.04. | 13 | 164.934
18.04. | 14 | 164.934
18.04. | 15 | 164.934
18.04. | 16 | 164.934
18.04. | 17 | 164.934
18.04. | 18 | 164.934
18.04. | 19 | 164.934
18.04. | 20 | 164.934
18.04. | 21 | 164.934
18.04. | 22 | 131.868
18.04. | 23 | 131.868
18.04. | 24 | 131.868
19.04. | 1 | 99
19.04. | 2 | 99
19.04. | 3 | 99
19.04. | 4 | 99
19.04. | 5 | 99
19.04. | 6 | 131.868
19.04. | 7 | 131.868
19.04. | 8 | 164.934
19.04. | 9 | 164.934
19.04. | 10 | 164.934
19.04. | 11 | 164.934
19.04. | 12 | 164.934
19.04. | 13 | 164.934
19.04. | 14 | 164.934
19.04. | 15 | 164.934
19.04. | 16 | 164.934
19.04. | 17 | 164.934
19.04. | 18 | 164.934
19.04. | 19 | 164.934
19.04. | 20 | 164.934
19.04. | 21 | 164.934
19.04. | 22 | 131.868
19.04. | 23 | 131.868
19.04. | 24 | 131.868
20.04. | 1 | 99
20.04. | 2 | 99
20.04. | 3 | 99
20.04. | 4 | 99
20.04. | 5 | 99
20.04. | 6 | 131.868
20.04. | 7 | 131.868
20.04. | 8 | 164.934
20.04. | 9 | 164.934
20.04. | 10 | 164.934
20.04. | 11 | 164.934
20.04. | 12 | 164.934
20.04. | 13 | 164.934
20.04. | 14 | 164.934
20.04. | 15 | 164.934
20.04. | 16 | 164.934
20.04. | 17 | 164.934
20.04. | 18 | 164.934
20.04. | 19 | 131.868
20.04. | 20 | 164.934
20.04. | 21 | 164.934
20.04. | 22 | 131.868
20.04. | 23 | 131.868
20.04. | 24 | 131.868
21.04. | 1 | 99
21.04. | 2 | 99
21.04. | 3 | 99
21.04. | 4 | 99
21.04. | 5 | 99
21.04. | 6 | 99
21.04. | 7 | 131.868
21.04. | 8 | 131.868
21.04. | 9 | 131.868
21.04. | 10 | 131.868
21.04. | 11 | 131.868
21.04. | 12 | 131.868
21.04. | 13 | 131.868
21.04. | 14 | 131.868
21.04. | 15 | 131.868
21.04. | 16 | 131.868
21.04. | 17 | 131.868
21.04. | 18 | 131.868
21.04. | 19 | 131.868
21.04. | 20 | 131.868
21.04. | 21 | 131.868
21.04. | 22 | 131.868
21.04. | 23 | 131.868
21.04. | 24 | 99
22.04. | 1 | 99
22.04. | 2 | 99
22.04. | 3 | 99
22.04. | 4 | 99
22.04. | 5 | 99
22.04. | 6 | 99
22.04. | 7 | 99
22.04. | 8 | 131.868
22.04. | 9 | 131.868
22.04. | 10 | 131.868
22.04. | 11 | 131.868
22.04. | 12 | 131.868
22.04. | 13 | 131.868
22.04. | 14 | 131.868
22.04. | 15 | 131.868
22.04. | 16 | 131.868
22.04. | 17 | 131.868
22.04. | 18 | 131.868
22.04. | 19 | 131.868
22.04. | 20 | 131.868
22.04. | 21 | 131.868
22.04. | 22 | 131.868
22.04. | 23 | 131.868
22.04. | 24 | 99
23.04. | 1 | 99
23.04. | 2 | 99
23.04. | 3 | 99
23.04. | 4 | 99
23.04. | 5 | 99
23.04. | 6 | 131.868
23.04. | 7 | 131.868
23.04. | 8 | 164.934
23.04. | 9 | 164.934
23.04. | 10 | 164.934
23.04. | 11 | 164.934
23.04. | 12 | 164.934
23.04. | 13 | 164.934
23.04. | 14 | 164.934
23.04. | 15 | 164.934
23.04. | 16 | 164.934
23.04. | 17 | 131.868
23.04. | 18 | 131.868
23.04. | 19 | 131.868
23.04. | 20 | 131.868
23.04. | 21 | 131.868
23.04. | 22 | 131.868
23.04. | 23 | 131.868
23.04. | 24 | 99
24.04. | 1 | 99
24.04. | 2 | 99
24.04. | 3 | 99
24.04. | 4 | 99
24.04. | 5 | 99
24.04. | 6 | 131.868
24.04. | 7 | 131.868
24.04. | 8 | 164.934
24.04. | 9 | 164.934
24.04. | 10 | 164.934
24.04. | 11 | 164.934
24.04. | 12 | 164.934
24.04. | 13 | 164.934
24.04. | 14 | 164.934
24.04. | 15 | 164.934
24.04. | 16 | 164.934
24.04. | 17 | 131.868
24.04. | 18 | 131.868
24.04. | 19 | 131.868
24.04. | 20 | 131.868
24.04. | 21 | 131.868
24.04. | 22 | 131.868
24.04. | 23 | 131.868
24.04. | 24 | 99
25.04. | 1 | 99
25.04. | 2 | 99
25.04. | 3 | 99
25.04. | 4 | 99
25.04. | 5 | 99
25.04. | 6 | 131.868
25.04. | 7 | 131.868
25.04. | 8 | 164.934
25.04. | 9 | 164.934
25.04. | 10 | 164.934
25.04. | 11 | 164.934
25.04. | 12 | 164.934
25.04. | 13 | 164.934
25.04. | 14 | 164.934
25.04. | 15 | 164.934
25.04. | 16 | 164.934
25.04. | 17 | 131.868
25.04. | 18 | 131.868
25.04. | 19 | 131.868
25.04. | 20 | 131.868
25.04. | 21 | 131.868
25.04. | 22 | 131.868
25.04. | 23 | 131.868
25.04. | 24 | 99
26.04. | 1 | 99
26.04. | 2 | 99
26.04. | 3 | 99
26.04. | 4 | 99
26.04. | 5 | 99
26.04. | 6 | 131.868
26.04. | 7 | 131.868
26.04. | 8 | 164.934
26.04. | 9 | 164.934
26.04. | 10 | 164.934
26.04. | 11 | 164.934
26.04. | 12 | 164.934
26.04. | 13 | 164.934
26.04. | 14 | 164.934
26.04. | 15 | 164.934
26.04. | 16 | 164.934
26.04. | 17 | 131.868
26.04. | 18 | 131.868
26.04. | 19 | 131.868
26.04. | 20 | 131.868
26.04. | 21 | 131.868
26.04. | 22 | 131.868
26.04. | 23 | 131.868
26.04. | 24 | 99
27.04. | 1 | 99
27.04. | 2 | 99
27.04. | 3 | 99
27.04. | 4 | 99
27.04. | 5 | 99
27.04. | 6 | 131.868
27.04. | 7 | 131.868
27.04. | 8 | 164.934
27.04. | 9 | 164.934
27.04. | 10 | 164.934
27.04. | 11 | 164.934
27.04. | 12 | 164.934
27.04. | 13 | 164.934
27.04. | 14 | 164.934
27.04. | 15 | 164.934
27.04. | 16 | 131.868
27.04. | 17 | 131.868
27.04. | 18 | 131.868
27.04. | 19 | 131.868
27.04. | 20 | 131.868
27.04. | 21 | 131.868
27.04. | 22 | 131.868
27.04. | 23 | 131.868
27.04. | 24 | 99
28.04. | 1 | 99
28.04. | 2 | 99
28.04. | 3 | 99
28.04. | 4 | 99
28.04. | 5 | 99
28.04. | 6 | 99
28.04. | 7 | 99
28.04. | 8 | 131.868
28.04. | 9 | 131.868
28.04. | 10 | 131.868
28.04. | 11 | 131.868
28.04. | 12 | 131.868
28.04. | 13 | 131.868
28.04. | 14 | 131.868
28.04. | 15 | 131.868
28.04. | 16 | 131.868
28.04. | 17 | 131.868
28.04. | 18 | 131.868
28.04. | 19 | 131.868
28.04. | 20 | 131.868
28.04. | 21 | 131.868
28.04. | 22 | 131.868
28.04. | 23 | 99
28.04. | 24 | 99
29.04. | 1 | 99
29.04. | 2 | 99
29.04. | 3 | 99
29.04. | 4 | 99
29.04. | 5 | 99
29.04. | 6 | 99
29.04. | 7 | 99
29.04. | 8 | 99
29.04. | 9 | 131.868
29.04. | 10 | 131.868
29.04. | 11 | 131.868
29.04. | 12 | 131.868
29.04. | 13 | 131.868
29.04. | 14 | 131.868
29.04. | 15 | 131.868
29.04. | 16 | 131.868
29.04. | 17 | 131.868
29.04. | 18 | 131.868
29.04. | 19 | 131.868
29.04. | 20 | 131.868
29.04. | 21 | 131.868
29.04. | 22 | 131.868
29.04. | 23 | 131.868
29.04. | 24 | 99
30.04. | 1 | 99
30.04. | 2 | 99
30.04. | 3 | 99
30.04. | 4 | 99
30.04. | 5 | 99
30.04. | 6 | 99
30.04. | 7 | 131.868
30.04. | 8 | 164.934
30.04. | 9 | 164.934
30.04. | 10 | 164.934
30.04. | 11 | 164.934
30.04. | 12 | 164.934
30.04. | 13 | 164.934
30.04. | 14 | 164.934
30.04. | 15 | 164.934
30.04. | 16 | 131.868
30.04. | 17 | 131.868
30.04. | 18 | 131.868
30.04. | 19 | 131.868
30.04. | 20 | 131.868
30.04. | 21 | 131.868
30.04. | 22 | 131.868
30.04. | 23 | 99
30.04. | 24 | 99
01.05. | 1 | 99
01.05. | 2 | 99
01.05. | 3 | 99
01.05. | 4 | 99
01.05. | 5 | 99
01.05. | 6 | 99
01.05. | 7 | 131.868
01.05. | 8 | 131.868
01.05. | 9 | 131.868
01.05. | 10 | 131.868
01.05. | 11 | 131.868
01.05. | 12 | 131.868
01.05. | 13 | 131.868
01.05. | 14 | 131.868
01.05. | 15 | 131.868
01.05. | 16 | 131.868
01.05. | 17 | 131.868
01.05. | 18 | 131.868
01.05. | 19 | 131.868
01.05. | 20 | 131.868
01.05. | 21 | 131.868
01.05. | 22 | 131.868
01.05. | 23 | 99
01.05. | 24 | 99
02.05. | 1 | 99
02.05. | 2 | 99
02.05. | 3 | 99
02.05. | 4 | 99
02.05. | 5 | 99
02.05. | 6 | 131.868
02.05. | 7 | 131.868
02.05. | 8 | 164.934
02.05. | 9 | 164.934
02.05. | 10 | 164.934
02.05. | 11 | 164.934
02.05. | 12 | 164.934
02.05. | 13 | 164.934
02.05. | 14 | 164.934
02.05. | 15 | 164.934
02.05. | 16 | 164.934
02.05. | 17 | 131.868
02.05. | 18 | 131.868
02.05. | 19 | 131.868
02.05. | 20 | 131.868
02.05. | 21 | 131.868
02.05. | 22 | 131.868
02.05. | 23 | 131.868
02.05. | 24 | 99
03.05. | 1 | 99
03.05. | 2 | 99
03.05. | 3 | 99
03.05. | 4 | 99
03.05. | 5 | 99
03.05. | 6 | 131.868
03.05. | 7 | 131.868
03.05. | 8 | 164.934
03.05. | 9 | 164.934
03.05. | 10 | 164.934
03.05. | 11 | 164.934
03.05. | 12 | 164.934
03.05. | 13 | 164.934
03.05. | 14 | 164.934
03.05. | 15 | 164.934
03.05. | 16 | 164.934
03.05. | 17 | 131.868
03.05. | 18 | 131.868
03.05. | 19 | 131.868
03.05. | 20 | 131.868
03.05. | 21 | 131.868
03.05. | 22 | 131.868
03.05. | 23 | 131.868
03.05. | 24 | 99
04.05. | 1 | 99
04.05. | 2 | 99
04.05. | 3 | 99
04.05. | 4 | 99
04.05. | 5 | 99
04.05. | 6 | 99
04.05. | 7 | 131.868
04.05. | 8 | 164.934
04.05. | 9 | 164.934
04.05. | 10 | 164.934
04.05. | 11 | 164.934
04.05. | 12 | 164.934
04.05. | 13 | 164.934
04.05. | 14 | 164.934
04.05. | 15 | 164.934
04.05. | 16 | 131.868
04.05. | 17 | 131.868
04.05. | 18 | 131.868
04.05. | 19 | 131.868
04.05. | 20 | 131.868
04.05. | 21 | 131.868
04.05. | 22 | 131.868
04.05. | 23 | 131.868
04.05. | 24 | 99
05.05. | 1 | 99
05.05. | 2 | 99
05.05. | 3 | 99
05.05. | 4 | 99
05.05. | 5 | 99
05.05. | 6 | 99
05.05. | 7 | 99
05.05. | 8 | 131.868
05.05. | 9 | 131.868
05.05. | 10 | 131.868
05.05. | 11 | 131.868
05.05. | 12 | 131.868
05.05. | 13 | 131.868
05.05. | 14 | 131.868
05.05. | 15 | 131.868
05.05. | 16 | 131.868
05.05. | 17 | 131.868
05.05. | 18 | 131.868
05.05. | 19 | 131.868
05.05. | 20 | 131.868
05.05. | 21 | 131.868
05.05. | 22 | 131.868
05.05. | 23 | 131.868
05.05. | 24 | 99
06.05. | 1 | 99
06.05. | 2 | 99
06.05. | 3 | 99
06.05. | 4 | 99
06.05. | 5 | 99
06.05. | 6 | 99
06.05. | 7 | 99
06.05. | 8 | 131.868
06.05. | 9 | 131.868
06.05. | 10 | 131.868
06.05. | 11 | 131.868
06.05. | 12 | 131.868
06.05. | 13 | 131.868
06.05. | 14 | 131.868
06.05. | 15 | 131.868
06.05. | 16 | 131.868
06.05. | 17 | 131.868
06.05. | 18 | 131.868
06.05. | 19 | 131.868
06.05. | 20 | 131.868
06.05. | 21 | 131.868
06.05. | 22 | 131.868
06.05. | 23 | 131.868
06.05. | 24 | 99
07.05. | 1 | 99
07.05. | 2 | 99
07.05. | 3 | 99
07.05. | 4 | 99
07.05. | 5 | 99
07.05. | 6 | 99
07.05. | 7 | 131.868
07.05. | 8 | 164.934
07.05. | 9 | 164.934
07.05. | 10 | 164.934
07.05. | 11 | 164.934
07.05. | 12 | 164.934
07.05. | 13 | 164.934
07.05. | 14 | 164.934
07.05. | 15 | 164.934
07.05. | 16 | 131.868
07.05. | 17 | 131.868
07.05. | 18 | 131.868
07.05. | 19 | 131.868
07.05. | 20 | 131.868
07.05. | 21 | 131.868
07.05. | 22 | 131.868
07.05. | 23 | 131.868
07.05. | 24 | 99
08.05. | 1 | 99
08.05. | 2 | 99
08.05. | 3 | 99
08.05. | 4 | 99
08.05. | 5 | 99
08.05. | 6 | 99
08.05. | 7 | 131.868
08.05. | 8 | 164.934
08.05. | 9 | 164.934
08.05. | 10 | 164.934
08.05. | 11 | 164.934
08.05. | 12 | 164.934
08.05. | 13 | 164.934
08.05. | 14 | 164.934
08.05. | 15 | 164.934
08.05. | 16 | 131.868
08.05. | 17 | 131.868
08.05. | 18 | 131.868
08.05. | 19 | 131.868
08.05. | 20 | 131.868
08.05. | 21 | 131.868
08.05. | 22 | 131.868
08.05. | 23 | 131.868
08.05. | 24 | 99
09.05. | 1 | 99
09.05. | 2 | 99
09.05. | 3 | 99
09.05. | 4 | 99
09.05. | 5 | 99
09.05. | 6 | 99
09.05. | 7 | 131.868
09.05. | 8 | 164.934
09.05. | 9 | 164.934
09.05. | 10 | 164.934
09.05. | 11 | 164.934
09.05. | 12 | 164.934
09.05. | 13 | 164.934
09.05. | 14 | 164.934
09.05. | 15 | 164.934
09.05. | 16 | 131.868
09.05. | 17 | 131.868
09.05. | 18 | 131.868
09.05. | 19 | 131.868
09.05. | 20 | 131.868
09.05. | 21 | 131.868
09.05. | 22 | 131.868
09.05. | 23 | 131.868
09.05. | 24 | 99
10.05. | 1 | 99
10.05. | 2 | 99
10.05. | 3 | 99
10.05. | 4 | 99
10.05. | 5 | 99
10.05. | 6 | 99
10.05. | 7 | 131.868
10.05. | 8 | 164.934
10.05. | 9 | 164.934
10.05. | 10 | 164.934
10.05. | 11 | 164.934
10.05. | 12 | 164.934
10.05. | 13 | 164.934
10.05. | 14 | 164.934
10.05. | 15 | 164.934
10.05. | 16 | 131.868
10.05. | 17 | 131.868
10.05. | 18 | 131.868
10.05. | 19 | 131.868
10.05. | 20 | 131.868
10.05. | 21 | 131.868
10.05. | 22 | 131.868
10.05. | 23 | 131.868
10.05. | 24 | 99
11.05. | 1 | 99
11.05. | 2 | 99
11.05. | 3 | 99
11.05. | 4 | 99
11.05. | 5 | 99
11.05. | 6 | 99
11.05. | 7 | 131.868
11.05. | 8 | 164.934
11.05. | 9 | 164.934
11.05. | 10 | 164.934
11.05. | 11 | 164.934
11.05. | 12 | 164.934
11.05. | 13 | 164.934
11.05. | 14 | 164.934
11.05. | 15 | 164.934
11.05. | 16 | 131.868
11.05. | 17 | 131.868
11.05. | 18 | 131.868
11.05. | 19 | 131.868
11.05. | 20 | 131.868
11.05. | 21 | 131.868
11.05. | 22 | 131.868
11.05. | 23 | 131.868
11.05. | 24 | 99
12.05. | 1 | 99
12.05. | 2 | 99
12.05. | 3 | 99
12.05. | 4 | 99
12.05. | 5 | 99
12.05. | 6 | 99
12.05. | 7 | 99
12.05. | 8 | 131.868
12.05. | 9 | 131.868
12.05. | 10 | 131.868
12.05. | 11 | 131.868
12.05. | 12 | 131.868
12.05. | 13 | 131.868
12.05. | 14 | 131.868
12.05. | 15 | 131.868
12.05. | 16 | 131.868
12.05. | 17 | 131.868
12.05. | 18 | 131.868
12.05. | 19 | 131.868
12.05. | 20 | 131.868
12.05. | 21 | 131.868
12.05. | 22 | 131.868
12.05. | 23 | 131.868
12.05. | 24 | 99
13.05. | 1 | 99
13.05. | 2 | 99
13.05. | 3 | 99
13.05. | 4 | 99
13.05. | 5 | 99
13.05. | 6 | 99
13.05. | 7 | 99
13.05. | 8 | 99
13.05. | 9 | 131.868
13.05. | 10 | 131.868
13.05. | 11 | 131.868
13.05. | 12 | 131.868
13.05. | 13 | 131.868
13.05. | 14 | 131.868
13.05. | 15 | 131.868
13.05. | 16 | 131.868
13.05. | 17 | 131.868
13.05. | 18 | 131.868
13.05. | 19 | 131.868
13.05. | 20 | 131.868
13.05. | 21 | 131.868
13.05. | 22 | 131.868
13.05. | 23 | 131.868
13.05. | 24 | 99
14.05. | 1 | 99
14.05. | 2 | 99
14.05. | 3 | 99
14.05. | 4 | 99
14.05. | 5 | 99
14.05. | 6 | 99
14.05. | 7 | 131.868
14.05. | 8 | 131.868
14.05. | 9 | 164.934
14.05. | 10 | 164.934
14.05. | 11 | 164.934
14.05. | 12 | 164.934
14.05. | 13 | 164.934
14.05. | 14 | 164.934
14.05. | 15 | 164.934
14.05. | 16 | 131.868
14.05. | 17 | 131.868
14.05. | 18 | 131.868
14.05. | 19 | 131.868
14.05. | 20 | 131.868
14.05. | 21 | 131.868
14.05. | 22 | 131.868
14.05. | 23 | 99
14.05. | 24 | 99
15.05. | 1 | 99
15.05. | 2 | 99
15.05. | 3 | 99
15.05. | 4 | 99
15.05. | 5 | 99
15.05. | 6 | 99
15.05. | 7 | 131.868
15.05. | 8 | 131.868
15.05. | 9 | 164.934
15.05. | 10 | 164.934
15.05. | 11 | 164.934
15.05. | 12 | 164.934
15.05. | 13 | 164.934
15.05. | 14 | 164.934
15.05. | 15 | 164.934
15.05. | 16 | 131.868
15.05. | 17 | 131.868
15.05. | 18 | 131.868
15.05. | 19 | 131.868
15.05. | 20 | 131.868
15.05. | 21 | 131.868
15.05. | 22 | 131.868
15.05. | 23 | 131.868
15.05. | 24 | 99
16.05. | 1 | 99
16.05. | 2 | 99
16.05. | 3 | 99
16.05. | 4 | 99
16.05. | 5 | 99
16.05. | 6 | 99
16.05. | 7 | 131.868
16.05. | 8 | 131.868
16.05. | 9 | 164.934
16.05. | 10 | 164.934
16.05. | 11 | 164.934
16.05. | 12 | 164.934
16.05. | 13 | 164.934
16.05. | 14 | 164.934
16.05. | 15 | 164.934
16.05. | 16 | 131.868
16.05. | 17 | 131.868
16.05. | 18 | 131.868
16.05. | 19 | 131.868
16.05. | 20 | 131.868
16.05. | 21 | 131.868
16.05. | 22 | 131.868
16.05. | 23 | 131.868
16.05. | 24 | 99
17.05. | 1 | 99
17.05. | 2 | 99
17.05. | 3 | 99
17.05. | 4 | 99
17.05. | 5 | 99
17.05. | 6 | 99
17.05. | 7 | 131.868
17.05. | 8 | 131.868
17.05. | 9 | 164.934
17.05. | 10 | 164.934
17.05. | 11 | 164.934
17.05. | 12 | 164.934
17.05. | 13 | 164.934
17.05. | 14 | 164.934
17.05. | 15 | 131.868
17.05. | 16 | 131.868
17.05. | 17 | 131.868
17.05. | 18 | 131.868
17.05. | 19 | 131.868
17.05. | 20 | 131.868
17.05. | 21 | 131.868
17.05. | 22 | 131.868
17.05. | 23 | 131.868
17.05. | 24 | 99
18.05. | 1 | 99
18.05. | 2 | 99
18.05. | 3 | 99
18.05. | 4 | 99
18.05. | 5 | 99
18.05. | 6 | 99
18.05. | 7 | 131.868
18.05. | 8 | 131.868
18.05. | 9 | 164.934
18.05. | 10 | 164.934
18.05. | 11 | 164.934
18.05. | 12 | 164.934
18.05. | 13 | 164.934
18.05. | 14 | 164.934
18.05. | 15 | 131.868
18.05. | 16 | 131.868
18.05. | 17 | 131.868
18.05. | 18 | 131.868
18.05. | 19 | 131.868
18.05. | 20 | 131.868
18.05. | 21 | 131.868
18.05. | 22 | 131.868
18.05. | 23 | 131.868
18.05. | 24 | 99
19.05. | 1 | 99
19.05. | 2 | 99
19.05. | 3 | 99
19.05. | 4 | 99
19.05. | 5 | 99
19.05. | 6 | 99
19.05. | 7 | 99
19.05. | 8 | 99
19.05. | 9 | 131.868
19.05. | 10 | 131.868
19.05. | 11 | 131.868
19.05. | 12 | 131.868
19.05. | 13 | 131.868
19.05. | 14 | 131.868
19.05. | 15 | 131.868
19.05. | 16 | 131.868
19.05. | 17 | 131.868
19.05. | 18 | 131.868
19.05. | 19 | 131.868
19.05. | 20 | 131.868
19.05. | 21 | 131.868
19.05. | 22 | 131.868
19.05. | 23 | 99
19.05. | 24 | 99
20.05. | 1 | 99
20.05. | 2 | 99
20.05. | 3 | 99
20.05. | 4 | 99
20.05. | 5 | 99
20.05. | 6 | 99
20.05. | 7 | 99
20.05. | 8 | 99
20.05. | 9 | 131.868
20.05. | 10 | 131.868
20.05. | 11 | 131.868
20.05. | 12 | 131.868
20.05. | 13 | 131.868
20.05. | 14 | 131.868
20.05. | 15 | 131.868
20.05. | 16 | 131.868
20.05. | 17 | 131.868
20.05. | 18 | 131.868
20.05. | 19 | 131.868
20.05. | 20 | 131.868
20.05. | 21 | 131.868
20.05. | 22 | 131.868
20.05. | 23 | 131.868
20.05. | 24 | 99
21.05. | 1 | 99
21.05. | 2 | 99
21.05. | 3 | 99
21.05. | 4 | 99
21.05. | 5 | 99
21.05. | 6 | 99
21.05. | 7 | 131.868
21.05. | 8 | 131.868
21.05. | 9 | 164.934
21.05. | 10 | 164.934
21.05. | 11 | 164.934
21.05. | 12 | 131.868
21.05. | 13 | 164.934
21.05. | 14 | 131.868
21.05. | 15 | 131.868
21.05. | 16 | 131.868
21.05. | 17 | 131.868
21.05. | 18 | 131.868
21.05. | 19 | 131.868
21.05. | 20 | 131.868
21.05. | 21 | 131.868
21.05. | 22 | 131.868
21.05. | 23 | 99
21.05. | 24 | 99
22.05. | 1 | 99
22.05. | 2 | 99
22.05. | 3 | 99
22.05. | 4 | 99
22.05. | 5 | 99
22.05. | 6 | 99
22.05. | 7 | 131.868
22.05. | 8 | 131.868
22.05. | 9 | 164.934
22.05. | 10 | 164.934
22.05. | 11 | 164.934
22.05. | 12 | 131.868
22.05. | 13 | 164.934
22.05. | 14 | 131.868
22.05. | 15 | 131.868
22.05. | 16 | 131.868
22.05. | 17 | 131.868
22.05. | 18 | 131.868
22.05. | 19 | 131.868
22.05. | 20 | 131.868
22.05. | 21 | 131.868
22.05. | 22 | 131.868
22.05. | 23 | 99
22.05. | 24 | 99
23.05. | 1 | 99
23.05. | 2 | 99
23.05. | 3 | 99
23.05. | 4 | 99
23.05. | 5 | 99
23.05. | 6 | 99
23.05. | 7 | 131.868
23.05. | 8 | 131.868
23.05. | 9 | 164.934
23.05. | 10 | 164.934
23.05. | 11 | 164.934
23.05. | 12 | 131.868
23.05. | 13 | 164.934
23.05. | 14 | 131.868
23.05. | 15 | 131.868
23.05. | 16 | 131.868
23.05. | 17 | 131.868
23.05. | 18 | 131.868
23.05. | 19 | 131.868
23.05. | 20 | 131.868
23.05. | 21 | 131.868
23.05. | 22 | 131.868
23.05. | 23 | 99
23.05. | 24 | 99
24.05. | 1 | 99
24.05. | 2 | 99
24.05. | 3 | 99
24.05. | 4 | 99
24.05. | 5 | 99
24.05. | 6 | 99
24.05. | 7 | 131.868
24.05. | 8 | 131.868
24.05. | 9 | 164.934
24.05. | 10 | 164.934
24.05. | 11 | 164.934
24.05. | 12 | 131.868
24.05. | 13 | 164.934
24.05. | 14 | 131.868
24.05. | 15 | 131.868
24.05. | 16 | 131.868
24.05. | 17 | 131.868
24.05. | 18 | 131.868
24.05. | 19 | 131.868
24.05. | 20 | 131.868
24.05. | 21 | 131.868
24.05. | 22 | 131.868
24.05. | 23 | 99
24.05. | 24 | 99
25.05. | 1 | 99
25.05. | 2 | 99
25.05. | 3 | 99
25.05. | 4 | 99
25.05. | 5 | 99
25.05. | 6 | 99
25.05. | 7 | 131.868
25.05. | 8 | 131.868
25.05. | 9 | 164.934
25.05. | 10 | 164.934
25.05. | 11 | 164.934
25.05. | 12 | 131.868
25.05. | 13 | 164.934
25.05. | 14 | 131.868
25.05. | 15 | 131.868
25.05. | 16 | 131.868
25.05. | 17 | 131.868
25.05. | 18 | 131.868
25.05. | 19 | 131.868
25.05. | 20 | 131.868
25.05. | 21 | 131.868
25.05. | 22 | 131.868
25.05. | 23 | 99
25.05. | 24 | 99
26.05. | 1 | 99
26.05. | 2 | 99
26.05. | 3 | 99
26.05. | 4 | 99
26.05. | 5 | 99
26.05. | 6 | 99
26.05. | 7 | 99
26.05. | 8 | 99
26.05. | 9 | 131.868
26.05. | 10 | 131.868
26.05. | 11 | 131.868
26.05. | 12 | 131.868
26.05. | 13 | 131.868
26.05. | 14 | 131.868
26.05. | 15 | 131.868
26.05. | 16 | 131.868
26.05. | 17 | 131.868
26.05. | 18 | 131.868
26.05. | 19 | 131.868
26.05. | 20 | 131.868
26.05. | 21 | 131.868
26.05. | 22 | 131.868
26.05. | 23 | 99
26.05. | 24 | 99
27.05. | 1 | 99
27.05. | 2 | 99
27.05. | 3 | 99
27.05. | 4 | 99
27.05. | 5 | 99
27.05. | 6 | 99
27.05. | 7 | 99
27.05. | 8 | 99
27.05. | 9 | 131.868
27.05. | 10 | 131.868
27.05. | 11 | 131.868
27.05. | 12 | 131.868
27.05. | 13 | 131.868
27.05. | 14 | 131.868
27.05. | 15 | 131.868
27.05. | 16 | 131.868
27.05. | 17 | 131.868
27.05. | 18 | 131.868
27.05. | 19 | 131.868
27.05. | 20 | 131.868
27.05. | 21 | 131.868
27.05. | 22 | 131.868
27.05. | 23 | 99
27.05. | 24 | 99
28.05. | 1 | 99
28.05. | 2 | 99
28.05. | 3 | 99
28.05. | 4 | 99
28.05. | 5 | 99
28.05. | 6 | 99
28.05. | 7 | 131.868
28.05. | 8 | 131.868
28.05. | 9 | 164.934
28.05. | 10 | 131.868
28.05. | 11 | 131.868
28.05. | 12 | 131.868
28.05. | 13 | 131.868
28.05. | 14 | 131.868
28.05. | 15 | 131.868
28.05. | 16 | 131.868
28.05. | 17 | 131.868
28.05. | 18 | 131.868
28.05. | 19 | 131.868
28.05. | 20 | 131.868
28.05. | 21 | 131.868
28.05. | 22 | 131.868
28.05. | 23 | 99
28.05. | 24 | 99
29.05. | 1 | 99
29.05. | 2 | 99
29.05. | 3 | 99
29.05. | 4 | 99
29.05. | 5 | 99
29.05. | 6 | 99
29.05. | 7 | 131.868
29.05. | 8 | 131.868
29.05. | 9 | 164.934
29.05. | 10 | 131.868
29.05. | 11 | 131.868
29.05. | 12 | 131.868
29.05. | 13 | 131.868
29.05. | 14 | 131.868
29.05. | 15 | 131.868
29.05. | 16 | 131.868
29.05. | 17 | 131.868
29.05. | 18 | 131.868
29.05. | 19 | 131.868
29.05. | 20 | 131.868
29.05. | 21 | 131.868
29.05. | 22 | 131.868
29.05. | 23 | 99
29.05. | 24 | 99
30.05. | 1 | 99
30.05. | 2 | 99
30.05. | 3 | 99
30.05. | 4 | 99
30.05. | 5 | 99
30.05. | 6 | 99
30.05. | 7 | 131.868
30.05. | 8 | 131.868
30.05. | 9 | 164.934
30.05. | 10 | 164.934
30.05. | 11 | 131.868
30.05. | 12 | 131.868
30.05. | 13 | 131.868
30.05. | 14 | 131.868
30.05. | 15 | 131.868
30.05. | 16 | 131.868
30.05. | 17 | 131.868
30.05. | 18 | 131.868
30.05. | 19 | 131.868
30.05. | 20 | 131.868
30.05. | 21 | 131.868
30.05. | 22 | 131.868
30.05. | 23 | 99
30.05. | 24 | 99
31.05. | 1 | 99
31.05. | 2 | 99
31.05. | 3 | 99
31.05. | 4 | 99
31.05. | 5 | 99
31.05. | 6 | 99
31.05. | 7 | 131.868
31.05. | 8 | 131.868
31.05. | 9 | 131.868
31.05. | 10 | 131.868
31.05. | 11 | 131.868
31.05. | 12 | 131.868
31.05. | 13 | 131.868
31.05. | 14 | 131.868
31.05. | 15 | 131.868
31.05. | 16 | 131.868
31.05. | 17 | 131.868
31.05. | 18 | 131.868
31.05. | 19 | 131.868
31.05. | 20 | 131.868
31.05. | 21 | 131.868
31.05. | 22 | 131.868
31.05. | 23 | 99
31.05. | 24 | 99
01.06. | 1 | 99
01.06. | 2 | 99
01.06. | 3 | 99
01.06. | 4 | 99
01.06. | 5 | 99
01.06. | 6 | 99
01.06. | 7 | 131.868
01.06. | 8 | 131.868
01.06. | 9 | 131.868
01.06. | 10 | 131.868
01.06. | 11 | 131.868
01.06. | 12 | 131.868
01.06. | 13 | 131.868
01.06. | 14 | 131.868
01.06. | 15 | 131.868
01.06. | 16 | 131.868
01.06. | 17 | 131.868
01.06. | 18 | 131.868
01.06. | 19 | 131.868
01.06. | 20 | 131.868
01.06. | 21 | 131.868
01.06. | 22 | 131.868
01.06. | 23 | 99
01.06. | 24 | 99
02.06. | 1 | 99
02.06. | 2 | 99
02.06. | 3 | 99
02.06. | 4 | 99
02.06. | 5 | 99
02.06. | 6 | 99
02.06. | 7 | 99
02.06. | 8 | 99
02.06. | 9 | 131.868
02.06. | 10 | 131.868
02.06. | 11 | 131.868
02.06. | 12 | 131.868
02.06. | 13 | 131.868
02.06. | 14 | 131.868
02.06. | 15 | 131.868
02.06. | 16 | 99
02.06. | 17 | 99
02.06. | 18 | 99
02.06. | 19 | 99
02.06. | 20 | 99
02.06. | 21 | 99
02.06. | 22 | 99
02.06. | 23 | 99
02.06. | 24 | 99
03.06. | 1 | 99
03.06. | 2 | 99
03.06. | 3 | 99
03.06. | 4 | 99
03.06. | 5 | 99
03.06. | 6 | 99
03.06. | 7 | 99
03.06. | 8 | 99
03.06. | 9 | 99
03.06. | 10 | 131.868
03.06. | 11 | 131.868
03.06. | 12 | 131.868
03.06. | 13 | 131.868
03.06. | 14 | 131.868
03.06. | 15 | 131.868
03.06. | 16 | 131.868
03.06. | 17 | 131.868
03.06. | 18 | 131.868
03.06. | 19 | 131.868
03.06. | 20 | 131.868
03.06. | 21 | 99
03.06. | 22 | 99
03.06. | 23 | 99
03.06. | 24 | 99
04.06. | 1 | 99
04.06. | 2 | 99
04.06. | 3 | 99
04.06. | 4 | 99
04.06. | 5 | 99
04.06. | 6 | 99
04.06. | 7 | 131.868
04.06. | 8 | 131.868
04.06. | 9 | 131.868
04.06. | 10 | 131.868
04.06. | 11 | 131.868
04.06. | 12 | 131.868
04.06. | 13 | 131.868
04.06. | 14 | 131.868
04.06. | 15 | 131.868
04.06. | 16 | 131.868
04.06. | 17 | 131.868
04.06. | 18 | 131.868
04.06. | 19 | 131.868
04.06. | 20 | 131.868
04.06. | 21 | 131.868
04.06. | 22 | 99
04.06. | 23 | 99
04.06. | 24 | 99
05.06. | 1 | 99
05.06. | 2 | 99
05.06. | 3 | 99
05.06. | 4 | 99
05.06. | 5 | 99
05.06. | 6 | 99
05.06. | 7 | 131.868
05.06. | 8 | 131.868
05.06. | 9 | 131.868
05.06. | 10 | 131.868
05.06. | 11 | 131.868
05.06. | 12 | 131.868
05.06. | 13 | 131.868
05.06. | 14 | 131.868
05.06. | 15 | 131.868
05.06. | 16 | 131.868
05.06. | 17 | 131.868
05.06. | 18 | 131.868
05.06. | 19 | 131.868
05.06. | 20 | 131.868
05.06. | 21 | 131.868
05.06. | 22 | 131.868
05.06. | 23 | 99
05.06. | 24 | 99
06.06. | 1 | 99
06.06. | 2 | 99
06.06. | 3 | 99
06.06. | 4 | 99
06.06. | 5 | 99
06.06. | 6 | 99
06.06. | 7 | 131.868
06.06. | 8 | 131.868
06.06. | 9 | 131.868
06.06. | 10 | 131.868
06.06. | 11 | 131.868
06.06. | 12 | 131.868
06.06. | 13 | 131.868
06.06. | 14 | 131.868
06.06. | 15 | 131.868
06.06. | 16 | 131.868
06.06. | 17 | 131.868
06.06. | 18 | 131.868
06.06. | 19 | 131.868
06.06. | 20 | 131.868
06.06. | 21 | 131.868
06.06. | 22 | 131.868
06.06. | 23 | 99
06.06. | 24 | 99
07.06. | 1 | 99
07.06. | 2 | 99
07.06. | 3 | 99
07.06. | 4 | 99
07.06. | 5 | 99
07.06. | 6 | 99
07.06. | 7 | 131.868
07.06. | 8 | 131.868
07.06. | 9 | 131.868
07.06. | 10 | 131.868
07.06. | 11 | 131.868
07.06. | 12 | 131.868
07.06. | 13 | 131.868
07.06. | 14 | 131.868
07.06. | 15 | 131.868
07.06. | 16 | 131.868
07.06. | 17 | 131.868
07.06. | 18 | 131.868
07.06. | 19 | 131.868
07.06. | 20 | 131.868
07.06. | 21 | 131.868
07.06. | 22 | 131.868
07.06. | 23 | 99
07.06. | 24 | 99
08.06. | 1 | 99
08.06. | 2 | 99
08.06. | 3 | 99
08.06. | 4 | 99
08.06. | 5 | 99
08.06. | 6 | 99
08.06. | 7 | 131.868
08.06. | 8 | 131.868
08.06. | 9 | 131.868
08.06. | 10 | 131.868
08.06. | 11 | 131.868
08.06. | 12 | 131.868
08.06. | 13 | 131.868
08.06. | 14 | 131.868
08.06. | 15 | 131.868
08.06. | 16 | 131.868
08.06. | 17 | 131.868
08.06. | 18 | 131.868
08.06. | 19 | 131.868
08.06. | 20 | 131.868
08.06. | 21 | 131.868
08.06. | 22 | 131.868
08.06. | 23 | 99
08.06. | 24 | 99
09.06. | 1 | 99
09.06. | 2 | 99
09.06. | 3 | 99
09.06. | 4 | 99
09.06. | 5 | 99
09.06. | 6 | 99
09.06. | 7 | 99
09.06. | 8 | 99
09.06. | 9 | 131.868
09.06. | 10 | 131.868
09.06. | 11 | 131.868
09.06. | 12 | 131.868
09.06. | 13 | 131.868
09.06. | 14 | 131.868
09.06. | 15 | 99
09.06. | 16 | 99
09.06. | 17 | 99
09.06. | 18 | 99
09.06. | 19 | 99
09.06. | 20 | 99
09.06. | 21 | 99
09.06. | 22 | 99
09.06. | 23 | 99
09.06. | 24 | 99
10.06. | 1 | 99
10.06. | 2 | 99
10.06. | 3 | 99
10.06. | 4 | 65.934
10.06. | 5 | 65.934
10.06. | 6 | 99
10.06. | 7 | 99
10.06. | 8 | 99
10.06. | 9 | 99
10.06. | 10 | 131.868
10.06. | 11 | 131.868
10.06. | 12 | 131.868
10.06. | 13 | 131.868
10.06. | 14 | 131.868
10.06. | 15 | 99
10.06. | 16 | 99
10.06. | 17 | 99
10.06. | 18 | 131.868
10.06. | 19 | 131.868
10.06. | 20 | 131.868
10.06. | 21 | 99
10.06. | 22 | 99
10.06. | 23 | 99
10.06. | 24 | 99
11.06. | 1 | 99
11.06. | 2 | 99
11.06. | 3 | 99
11.06. | 4 | 65.934
11.06. | 5 | 99
11.06. | 6 | 99
11.06. | 7 | 131.868
11.06. | 8 | 131.868
11.06. | 9 | 131.868
11.06. | 10 | 131.868
11.06. | 11 | 131.868
11.06. | 12 | 131.868
11.06. | 13 | 131.868
11.06. | 14 | 131.868
11.06. | 15 | 131.868
11.06. | 16 | 131.868
11.06. | 17 | 131.868
11.06. | 18 | 131.868
11.06. | 19 | 131.868
11.06. | 20 | 131.868
11.06. | 21 | 131.868
11.06. | 22 | 99
11.06. | 23 | 99
11.06. | 24 | 99
12.06. | 1 | 99
12.06. | 2 | 99
12.06. | 3 | 99
12.06. | 4 | 99
12.06. | 5 | 99
12.06. | 6 | 99
12.06. | 7 | 131.868
12.06. | 8 | 131.868
12.06. | 9 | 131.868
12.06. | 10 | 131.868
12.06. | 11 | 131.868
12.06. | 12 | 131.868
12.06. | 13 | 131.868
12.06. | 14 | 131.868
12.06. | 15 | 131.868
12.06. | 16 | 131.868
12.06. | 17 | 131.868
12.06. | 18 | 131.868
12.06. | 19 | 131.868
12.06. | 20 | 131.868
12.06. | 21 | 131.868
12.06. | 22 | 131.868
12.06. | 23 | 99
12.06. | 24 | 99
13.06. | 1 | 99
13.06. | 2 | 99
13.06. | 3 | 99
13.06. | 4 | 99
13.06. | 5 | 99
13.06. | 6 | 99
13.06. | 7 | 131.868
13.06. | 8 | 131.868
13.06. | 9 | 131.868
13.06. | 10 | 131.868
13.06. | 11 | 131.868
13.06. | 12 | 131.868
13.06. | 13 | 131.868
13.06. | 14 | 131.868
13.06. | 15 | 131.868
13.06. | 16 | 131.868
13.06. | 17 | 131.868
13.06. | 18 | 131.868
13.06. | 19 | 131.868
13.06. | 20 | 131.868
13.06. | 21 | 131.868
13.06. | 22 | 131.868
13.06. | 23 | 99
13.06. | 24 | 99
14.06. | 1 | 99
14.06. | 2 | 99
14.06. | 3 | 99
14.06. | 4 | 99
14.06. | 5 | 99
14.06. | 6 | 99
14.06. | 7 | 131.868
14.06. | 8 | 131.868
14.06. | 9 | 131.868
14.06. | 10 | 131.868
14.06. | 11 | 131.868
14.06. | 12 | 131.868
14.06. | 13 | 131.868
14.06. | 14 | 131.868
14.06. | 15 | 131.868
14.06. | 16 | 131.868
14.06. | 17 | 131.868
14.06. | 18 | 131.868
14.06. | 19 | 131.868
14.06. | 20 | 131.868
14.06. | 21 | 131.868
14.06. | 22 | 131.868
14.06. | 23 | 99
14.06. | 24 | 99
15.06. | 1 | 99
15.06. | 2 | 99
15.06. | 3 | 99
15.06. | 4 | 99
15.06. | 5 | 99
15.06. | 6 | 99
15.06. | 7 | 131.868
15.06. | 8 | 131.868
15.06. | 9 | 131.868
15.06. | 10 | 131.868
15.06. | 11 | 131.868
15.06. | 12 | 131.868
15.06. | 13 | 131.868
15.06. | 14 | 131.868
15.06. | 15 | 131.868
15.06. | 16 | 131.868
15.06. | 17 | 131.868
15.06. | 18 | 131.868
15.06. | 19 | 131.868
15.06. | 20 | 131.868
15.06. | 21 | 131.868
15.06. | 22 | 131.868
15.06. | 23 | 99
15.06. | 24 | 99
16.06. | 1 | 99
16.06. | 2 | 99
16.06. | 3 | 99
16.06. | 4 | 99
16.06. | 5 | 99
16.06. | 6 | 99
16.06. | 7 | 99
16.06. | 8 | 99
16.06. | 9 | 131.868
16.06. | 10 | 131.868
16.06. | 11 | 131.868
16.06. | 12 | 131.868
16.06. | 13 | 131.868
16.06. | 14 | 131.868
16.06. | 15 | 99
16.06. | 16 | 99
16.06. | 17 | 99
16.06. | 18 | 99
16.06. | 19 | 99
16.06. | 20 | 99
16.06. | 21 | 99
16.06. | 22 | 99
16.06. | 23 | 99
16.06. | 24 | 99
17.06. | 1 | 99
17.06. | 2 | 99
17.06. | 3 | 99
17.06. | 4 | 65.934
17.06. | 5 | 65.934
17.06. | 6 | 99
17.06. | 7 | 99
17.06. | 8 | 99
17.06. | 9 | 99
17.06. | 10 | 99
17.06. | 11 | 131.868
17.06. | 12 | 131.868
17.06. | 13 | 131.868
17.06. | 14 | 99
17.06. | 15 | 99
17.06. | 16 | 99
17.06. | 17 | 99
17.06. | 18 | 99
17.06. | 19 | 99
17.06. | 20 | 99
17.06. | 21 | 99
17.06. | 22 | 99
17.06. | 23 | 99
17.06. | 24 | 99
18.06. | 1 | 99
18.06. | 2 | 99
18.06. | 3 | 99
18.06. | 4 | 65.934
18.06. | 5 | 99
18.06. | 6 | 99
18.06. | 7 | 131.868
18.06. | 8 | 131.868
18.06. | 9 | 131.868
18.06. | 10 | 131.868
18.06. | 11 | 131.868
18.06. | 12 | 131.868
18.06. | 13 | 131.868
18.06. | 14 | 131.868
18.06. | 15 | 131.868
18.06. | 16 | 131.868
18.06. | 17 | 131.868
18.06. | 18 | 131.868
18.06. | 19 | 131.868
18.06. | 20 | 131.868
18.06. | 21 | 131.868
18.06. | 22 | 99
18.06. | 23 | 99
18.06. | 24 | 99
19.06. | 1 | 99
19.06. | 2 | 99
19.06. | 3 | 99
19.06. | 4 | 99
19.06. | 5 | 99
19.06. | 6 | 99
19.06. | 7 | 131.868
19.06. | 8 | 131.868
19.06. | 9 | 131.868
19.06. | 10 | 131.868
19.06. | 11 | 131.868
19.06. | 12 | 131.868
19.06. | 13 | 131.868
19.06. | 14 | 131.868
19.06. | 15 | 131.868
19.06. | 16 | 131.868
19.06. | 17 | 131.868
19.06. | 18 | 131.868
19.06. | 19 | 131.868
19.06. | 20 | 131.868
19.06. | 21 | 131.868
19.06. | 22 | 99
19.06. | 23 | 99
19.06. | 24 | 99
20.06. | 1 | 99
20.06. | 2 | 99
20.06. | 3 | 99
20.06. | 4 | 99
20.06. | 5 | 99
20.06. | 6 | 99
20.06. | 7 | 131.868
20.06. | 8 | 131.868
20.06. | 9 | 131.868
20.06. | 10 | 131.868
20.06. | 11 | 131.868
20.06. | 12 | 131.868
20.06. | 13 | 131.868
20.06. | 14 | 131.868
20.06. | 15 | 131.868
20.06. | 16 | 131.868
20.06. | 17 | 131.868
20.06. | 18 | 131.868
20.06. | 19 | 131.868
20.06. | 20 | 131.868
20.06. | 21 | 131.868
20.06. | 22 | 99
20.06. | 23 | 99
20.06. | 24 | 99
21.06. | 1 | 99
21.06. | 2 | 99
21.06. | 3 | 99
21.06. | 4 | 99
21.06. | 5 | 99
21.06. | 6 | 99
21.06. | 7 | 131.868
21.06. | 8 | 131.868
21.06. | 9 | 131.868
21.06. | 10 | 131.868
21.06. | 11 | 131.868
21.06. | 12 | 131.868
21.06. | 13 | 131.868
21.06. | 14 | 131.868
21.06. | 15 | 131.868
21.06. | 16 | 131.868
21.06. | 17 | 131.868
21.06. | 18 | 131.868
21.06. | 19 | 131.868
21.06. | 20 | 131.868
21.06. | 21 | 131.868
21.06. | 22 | 99
21.06. | 23 | 99
21.06. | 24 | 99
22.06. | 1 | 99
22.06. | 2 | 99
22.06. | 3 | 99
22.06. | 4 | 99
22.06. | 5 | 99
22.06. | 6 | 99
22.06. | 7 | 131.868
22.06. | 8 | 131.868
22.06. | 9 | 131.868
22.06. | 10 | 131.868
22.06. | 11 | 131.868
22.06. | 12 | 131.868
22.06. | 13 | 131.868
22.06. | 14 | 131.868
22.06. | 15 | 131.868
22.06. | 16 | 131.868
22.06. | 17 | 131.868
22.06. | 18 | 131.868
22.06. | 19 | 131.868
22.06. | 20 | 131.868
22.06. | 21 | 131.868
22.06. | 22 | 99
22.06. | 23 | 99
22.06. | 24 | 99
23.06. | 1 | 65.934
23.06. | 2 | 65.934
23.06. | 3 | 65.934
23.06. | 4 | 65.934
23.06. | 5 | 65.934
23.06. | 6 | 65.934
23.06. | 7 | 65.934
23.06. | 8 | 99
23.06. | 9 | 99
23.06. | 10 | 99
23.06. | 11 | 99
23.06. | 12 | 99
23.06. | 13 | 99
23.06. | 14 | 99
23.06. | 15 | 99
23.06. | 16 | 99
23.06. | 17 | 99
23.06. | 18 | 99
23.06. | 19 | 99
23.06. | 20 | 99
23.06. | 21 | 99
23.06. | 22 | 65.934
23.06. | 23 | 65.934
23.06. | 24 | 65.934
24.06. | 1 | 65.934
24.06. | 2 | 65.934
24.06. | 3 | 65.934
24.06. | 4 | 65.934
24.06. | 5 | 65.934
24.06. | 6 | 65.934
24.06. | 7 | 65.934
24.06. | 8 | 65.934
24.06. | 9 | 99
24.06. | 10 | 99
24.06. | 11 | 99
24.06. | 12 | 99
24.06. | 13 | 99
24.06. | 14 | 99
24.06. | 15 | 99
24.06. | 16 | 99
24.06. | 17 | 99
24.06. | 18 | 99
24.06. | 19 | 99
24.06. | 20 | 99
24.06. | 21 | 99
24.06. | 22 | 99
24.06. | 23 | 65.934
24.06. | 24 | 65.934
25.06. | 1 | 99
25.06. | 2 | 99
25.06. | 3 | 99
25.06. | 4 | 65.934
25.06. | 5 | 99
25.06. | 6 | 99
25.06. | 7 | 131.868
25.06. | 8 | 131.868
25.06. | 9 | 131.868
25.06. | 10 | 131.868
25.06. | 11 | 131.868
25.06. | 12 | 131.868
25.06. | 13 | 131.868
25.06. | 14 | 131.868
25.06. | 15 | 131.868
25.06. | 16 | 131.868
25.06. | 17 | 131.868
25.06. | 18 | 131.868
25.06. | 19 | 131.868
25.06. | 20 | 131.868
25.06. | 21 | 131.868
25.06. | 22 | 99
25.06. | 23 | 99
25.06. | 24 | 99
26.06. | 1 | 99
26.06. | 2 | 99
26.06. | 3 | 99
26.06. | 4 | 99
26.06. | 5 | 99
26.06. | 6 | 99
26.06. | 7 | 131.868
26.06. | 8 | 131.868
26.06. | 9 | 131.868
26.06. | 10 | 131.868
26.06. | 11 | 131.868
26.06. | 12 | 131.868
26.06. | 13 | 131.868
26.06. | 14 | 131.868
26.06. | 15 | 131.868
26.06. | 16 | 131.868
26.06. | 17 | 131.868
26.06. | 18 | 131.868
26.06. | 19 | 131.868
26.06. | 20 | 131.868
26.06. | 21 | 131.868
26.06. | 22 | 99
26.06. | 23 | 99
26.06. | 24 | 99
27.06. | 1 | 99
27.06. | 2 | 99
27.06. | 3 | 99
27.06. | 4 | 99
27.06. | 5 | 99
27.06. | 6 | 99
27.06. | 7 | 131.868
27.06. | 8 | 131.868
27.06. | 9 | 131.868
27.06. | 10 | 131.868
27.06. | 11 | 131.868
27.06. | 12 | 131.868
27.06. | 13 | 131.868
27.06. | 14 | 131.868
27.06. | 15 | 131.868
27.06. | 16 | 131.868
27.06. | 17 | 131.868
27.06. | 18 | 131.868
27.06. | 19 | 131.868
27.06. | 20 | 131.868
27.06. | 21 | 131.868
27.06. | 22 | 99
27.06. | 23 | 99
27.06. | 24 | 99
28.06. | 1 | 99
28.06. | 2 | 99
28.06. | 3 | 99
28.06. | 4 | 99
28.06. | 5 | 99
28.06. | 6 | 99
28.06. | 7 | 131.868
28.06. | 8 | 131.868
28.06. | 9 | 131.868
28.06. | 10 | 131.868
28.06. | 11 | 131.868
28.06. | 12 | 131.868
28.06. | 13 | 131.868
28.06. | 14 | 131.868
28.06. | 15 | 131.868
28.06. | 16 | 131.868
28.06. | 17 | 131.868
28.06. | 18 | 131.868
28.06. | 19 | 131.868
28.06. | 20 | 131.868
28.06. | 21 | 131.868
28.06. | 22 | 99
28.06. | 23 | 99
28.06. | 24 | 99
29.06. | 1 | 99
29.06. | 2 | 99
29.06. | 3 | 99
29.06. | 4 | 99
29.06. | 5 | 99
29.06. | 6 | 99
29.06. | 7 | 131.868
29.06. | 8 | 131.868
29.06. | 9 | 131.868
29.06. | 10 | 131.868
29.06. | 11 | 131.868
29.06. | 12 | 131.868
29.06. | 13 | 131.868
29.06. | 14 | 131.868
29.06. | 15 | 131.868
29.06. | 16 | 131.868
29.06. | 17 | 131.868
29.06. | 18 | 131.868
29.06. | 19 | 131.868
29.06. | 20 | 131.868
29.06. | 21 | 131.868
29.06. | 22 | 99
29.06. | 23 | 99
29.06. | 24 | 99
30.06. | 1 | 99
30.06. | 2 | 99
30.06. | 3 | 99
30.06. | 4 | 99
30.06. | 5 | 99
30.06. | 6 | 99
30.06. | 7 | 99
30.06. | 8 | 99
30.06. | 9 | 99
30.06. | 10 | 131.868
30.06. | 11 | 131.868
30.06. | 12 | 99
30.06. | 13 | 99
30.06. | 14 | 99
30.06. | 15 | 99
30.06. | 16 | 99
30.06. | 17 | 99
30.06. | 18 | 99
30.06. | 19 | 99
30.06. | 20 | 99
30.06. | 21 | 99
30.06. | 22 | 99
30.06. | 23 | 99
30.06. | 24 | 99
01.07. | 1 | 99
01.07. | 2 | 99
01.07. | 3 | 99
01.07. | 4 | 65.934
01.07. | 5 | 65.934
01.07. | 6 | 65.934
01.07. | 7 | 99
01.07. | 8 | 99
01.07. | 9 | 99
01.07. | 10 | 99
01.07. | 11 | 99
01.07. | 12 | 99
01.07. | 13 | 99
01.07. | 14 | 99
01.07. | 15 | 99
01.07. | 16 | 99
01.07. | 17 | 99
01.07. | 18 | 99
01.07. | 19 | 99
01.07. | 20 | 99
01.07. | 21 | 99
01.07. | 22 | 99
01.07. | 23 | 99
01.07. | 24 | 99
02.07. | 1 | 99
02.07. | 2 | 99
02.07. | 3 | 65.934
02.07. | 4 | 65.934
02.07. | 5 | 65.934
02.07. | 6 | 99
02.07. | 7 | 99
02.07. | 8 | 131.868
02.07. | 9 | 131.868
02.07. | 10 | 131.868
02.07. | 11 | 131.868
02.07. | 12 | 131.868
02.07. | 13 | 131.868
02.07. | 14 | 131.868
02.07. | 15 | 131.868
02.07. | 16 | 131.868
02.07. | 17 | 131.868
02.07. | 18 | 131.868
02.07. | 19 | 131.868
02.07. | 20 | 131.868
02.07. | 21 | 99
02.07. | 22 | 99
02.07. | 23 | 99
02.07. | 24 | 99
03.07. | 1 | 99
03.07. | 2 | 99
03.07. | 3 | 99
03.07. | 4 | 99
03.07. | 5 | 99
03.07. | 6 | 99
03.07. | 7 | 99
03.07. | 8 | 131.868
03.07. | 9 | 131.868
03.07. | 10 | 131.868
03.07. | 11 | 131.868
03.07. | 12 | 131.868
03.07. | 13 | 131.868
03.07. | 14 | 131.868
03.07. | 15 | 131.868
03.07. | 16 | 131.868
03.07. | 17 | 131.868
03.07. | 18 | 131.868
03.07. | 19 | 131.868
03.07. | 20 | 131.868
03.07. | 21 | 131.868
03.07. | 22 | 99
03.07. | 23 | 99
03.07. | 24 | 99
04.07. | 1 | 99
04.07. | 2 | 99
04.07. | 3 | 99
04.07. | 4 | 99
04.07. | 5 | 99
04.07. | 6 | 99
04.07. | 7 | 99
04.07. | 8 | 131.868
04.07. | 9 | 131.868
04.07. | 10 | 131.868
04.07. | 11 | 131.868
04.07. | 12 | 131.868
04.07. | 13 | 131.868
04.07. | 14 | 131.868
04.07. | 15 | 131.868
04.07. | 16 | 131.868
04.07. | 17 | 131.868
04.07. | 18 | 131.868
04.07. | 19 | 131.868
04.07. | 20 | 131.868
04.07. | 21 | 131.868
04.07. | 22 | 99
04.07. | 23 | 99
04.07. | 24 | 99
05.07. | 1 | 99
05.07. | 2 | 99
05.07. | 3 | 99
05.07. | 4 | 99
05.07. | 5 | 99
05.07. | 6 | 99
05.07. | 7 | 99
05.07. | 8 | 131.868
05.07. | 9 | 131.868
05.07. | 10 | 131.868
05.07. | 11 | 131.868
05.07. | 12 | 131.868
05.07. | 13 | 131.868
05.07. | 14 | 131.868
05.07. | 15 | 131.868
05.07. | 16 | 131.868
05.07. | 17 | 131.868
05.07. | 18 | 131.868
05.07. | 19 | 131.868
05.07. | 20 | 131.868
05.07. | 21 | 131.868
05.07. | 22 | 99
05.07. | 23 | 99
05.07. | 24 | 99
06.07. | 1 | 99
06.07. | 2 | 99
06.07. | 3 | 99
06.07. | 4 | 99
06.07. | 5 | 99
06.07. | 6 | 99
06.07. | 7 | 99
06.07. | 8 | 131.868
06.07. | 9 | 131.868
06.07. | 10 | 131.868
06.07. | 11 | 131.868
06.07. | 12 | 131.868
06.07. | 13 | 131.868
06.07. | 14 | 131.868
06.07. | 15 | 131.868
06.07. | 16 | 131.868
06.07. | 17 | 131.868
06.07. | 18 | 131.868
06.07. | 19 | 131.868
06.07. | 20 | 131.868
06.07. | 21 | 131.868
06.07. | 22 | 99
06.07. | 23 | 99
06.07. | 24 | 99
07.07. | 1 | 99
07.07. | 2 | 99
07.07. | 3 | 99
07.07. | 4 | 99
07.07. | 5 | 65.934
07.07. | 6 | 99
07.07. | 7 | 99
07.07. | 8 | 99
07.07. | 9 | 99
07.07. | 10 | 99
07.07. | 11 | 99
07.07. | 12 | 99
07.07. | 13 | 99
07.07. | 14 | 99
07.07. | 15 | 99
07.07. | 16 | 99
07.07. | 17 | 99
07.07. | 18 | 99
07.07. | 19 | 99
07.07. | 20 | 99
07.07. | 21 | 99
07.07. | 22 | 99
07.07. | 23 | 99
07.07. | 24 | 99
08.07. | 1 | 99
08.07. | 2 | 99
08.07. | 3 | 65.934
08.07. | 4 | 65.934
08.07. | 5 | 65.934
08.07. | 6 | 65.934
08.07. | 7 | 99
08.07. | 8 | 99
08.07. | 9 | 99
08.07. | 10 | 99
08.07. | 11 | 99
08.07. | 12 | 99
08.07. | 13 | 99
08.07. | 14 | 99
08.07. | 15 | 99
08.07. | 16 | 99
08.07. | 17 | 99
08.07. | 18 | 99
08.07. | 19 | 99
08.07. | 20 | 99
08.07. | 21 | 99
08.07. | 22 | 99
08.07. | 23 | 99
08.07. | 24 | 99
09.07. | 1 | 99
09.07. | 2 | 99
09.07. | 3 | 65.934
09.07. | 4 | 65.934
09.07. | 5 | 65.934
09.07. | 6 | 99
09.07. | 7 | 99
09.07. | 8 | 131.868
09.07. | 9 | 131.868
09.07. | 10 | 131.868
09.07. | 11 | 131.868
09.07. | 12 | 131.868
09.07. | 13 | 131.868
09.07. | 14 | 131.868
09.07. | 15 | 131.868
09.07. | 16 | 131.868
09.07. | 17 | 131.868
09.07. | 18 | 131.868
09.07. | 19 | 131.868
09.07. | 20 | 131.868
09.07. | 21 | 99
09.07. | 22 | 99
09.07. | 23 | 99
09.07. | 24 | 99
10.07. | 1 | 99
10.07. | 2 | 99
10.07. | 3 | 99
10.07. | 4 | 99
10.07. | 5 | 99
10.07. | 6 | 99
10.07. | 7 | 99
10.07. | 8 | 131.868
10.07. | 9 | 131.868
10.07. | 10 | 131.868
10.07. | 11 | 131.868
10.07. | 12 | 131.868
10.07. | 13 | 131.868
10.07. | 14 | 131.868
10.07. | 15 | 131.868
10.07. | 16 | 131.868
10.07. | 17 | 131.868
10.07. | 18 | 131.868
10.07. | 19 | 131.868
10.07. | 20 | 131.868
10.07. | 21 | 131.868
10.07. | 22 | 99
10.07. | 23 | 99
10.07. | 24 | 99
11.07. | 1 | 99
11.07. | 2 | 99
11.07. | 3 | 99
11.07. | 4 | 99
11.07. | 5 | 99
11.07. | 6 | 99
11.07. | 7 | 99
11.07. | 8 | 131.868
11.07. | 9 | 131.868
11.07. | 10 | 131.868
11.07. | 11 | 131.868
11.07. | 12 | 131.868
11.07. | 13 | 131.868
11.07. | 14 | 131.868
11.07. | 15 | 131.868
11.07. | 16 | 131.868
11.07. | 17 | 131.868
11.07. | 18 | 131.868
11.07. | 19 | 131.868
11.07. | 20 | 131.868
11.07. | 21 | 131.868
11.07. | 22 | 99
11.07. | 23 | 99
11.07. | 24 | 99
12.07. | 1 | 99
12.07. | 2 | 99
12.07. | 3 | 99
12.07. | 4 | 99
12.07. | 5 | 99
12.07. | 6 | 99
12.07. | 7 | 99
12.07. | 8 | 131.868
12.07. | 9 | 131.868
12.07. | 10 | 131.868
12.07. | 11 | 131.868
12.07. | 12 | 131.868
12.07. | 13 | 131.868
12.07. | 14 | 131.868
12.07. | 15 | 131.868
12.07. | 16 | 131.868
12.07. | 17 | 131.868
12.07. | 18 | 131.868
12.07. | 19 | 131.868
12.07. | 20 | 131.868
12.07. | 21 | 131.868
12.07. | 22 | 99
12.07. | 23 | 99
12.07. | 24 | 99
13.07. | 1 | 99
13.07. | 2 | 99
13.07. | 3 | 99
13.07. | 4 | 99
13.07. | 5 | 99
13.07. | 6 | 99
13.07. | 7 | 99
13.07. | 8 | 131.868
13.07. | 9 | 131.868
13.07. | 10 | 131.868
13.07. | 11 | 131.868
13.07. | 12 | 131.868
13.07. | 13 | 131.868
13.07. | 14 | 131.868
13.07. | 15 | 131.868
13.07. | 16 | 131.868
13.07. | 17 | 131.868
13.07. | 18 | 131.868
13.07. | 19 | 131.868
13.07. | 20 | 131.868
13.07. | 21 | 131.868
13.07. | 22 | 99
13.07. | 23 | 99
13.07. | 24 | 99
14.07. | 1 | 99
14.07. | 2 | 99
14.07. | 3 | 99
14.07. | 4 | 99
14.07. | 5 | 99
14.07. | 6 | 99
14.07. | 7 | 99
14.07. | 8 | 99
14.07. | 9 | 99
14.07. | 10 | 99
14.07. | 11 | 131.868
14.07. | 12 | 99
14.07. | 13 | 99
14.07. | 14 | 99
14.07. | 15 | 99
14.07. | 16 | 99
14.07. | 17 | 99
14.07. | 18 | 99
14.07. | 19 | 99
14.07. | 20 | 99
14.07. | 21 | 99
14.07. | 22 | 99
14.07. | 23 | 99
14.07. | 24 | 99
15.07. | 1 | 99
15.07. | 2 | 99
15.07. | 3 | 65.934
15.07. | 4 | 65.934
15.07. | 5 | 65.934
15.07. | 6 | 65.934
15.07. | 7 | 99
15.07. | 8 | 99
15.07. | 9 | 99
15.07. | 10 | 99
15.07. | 11 | 99
15.07. | 12 | 99
15.07. | 13 | 99
15.07. | 14 | 99
15.07. | 15 | 99
15.07. | 16 | 99
15.07. | 17 | 99
15.07. | 18 | 99
15.07. | 19 | 99
15.07. | 20 | 99
15.07. | 21 | 99
15.07. | 22 | 99
15.07. | 23 | 99
15.07. | 24 | 99
16.07. | 1 | 99
16.07. | 2 | 99
16.07. | 3 | 65.934
16.07. | 4 | 65.934
16.07. | 5 | 65.934
16.07. | 6 | 99
16.07. | 7 | 99
16.07. | 8 | 131.868
16.07. | 9 | 131.868
16.07. | 10 | 131.868
16.07. | 11 | 131.868
16.07. | 12 | 131.868
16.07. | 13 | 131.868
16.07. | 14 | 131.868
16.07. | 15 | 131.868
16.07. | 16 | 131.868
16.07. | 17 | 131.868
16.07. | 18 | 131.868
16.07. | 19 | 131.868
16.07. | 20 | 131.868
16.07. | 21 | 99
16.07. | 22 | 99
16.07. | 23 | 99
16.07. | 24 | 99
17.07. | 1 | 99
17.07. | 2 | 99
17.07. | 3 | 99
17.07. | 4 | 99
17.07. | 5 | 99
17.07. | 6 | 99
17.07. | 7 | 99
17.07. | 8 | 131.868
17.07. | 9 | 131.868
17.07. | 10 | 131.868
17.07. | 11 | 131.868
17.07. | 12 | 131.868
17.07. | 13 | 131.868
17.07. | 14 | 131.868
17.07. | 15 | 131.868
17.07. | 16 | 131.868
17.07. | 17 | 131.868
17.07. | 18 | 131.868
17.07. | 19 | 131.868
17.07. | 20 | 131.868
17.07. | 21 | 131.868
17.07. | 22 | 99
17.07. | 23 | 99
17.07. | 24 | 99
18.07. | 1 | 99
18.07. | 2 | 99
18.07. | 3 | 99
18.07. | 4 | 99
18.07. | 5 | 99
18.07. | 6 | 99
18.07. | 7 | 99
18.07. | 8 | 131.868
18.07. | 9 | 131.868
18.07. | 10 | 131.868
18.07. | 11 | 131.868
18.07. | 12 | 131.868
18.07. | 13 | 131.868
18.07. | 14 | 131.868
18.07. | 15 | 131.868
18.07. | 16 | 131.868
18.07. | 17 | 131.868
18.07. | 18 | 131.868
18.07. | 19 | 131.868
18.07. | 20 | 131.868
18.07. | 21 | 131.868
18.07. | 22 | 99
18.07. | 23 | 99
18.07. | 24 | 99
19.07. | 1 | 99
19.07. | 2 | 99
19.07. | 3 | 99
19.07. | 4 | 99
19.07. | 5 | 99
19.07. | 6 | 99
19.07. | 7 | 99
19.07. | 8 | 131.868
19.07. | 9 | 131.868
19.07. | 10 | 131.868
19.07. | 11 | 131.868
19.07. | 12 | 131.868
19.07. | 13 | 131.868
19.07. | 14 | 131.868
19.07. | 15 | 131.868
19.07. | 16 | 131.868
19.07. | 17 | 131.868
19.07. | 18 | 131.868
19.07. | 19 | 131.868
19.07. | 20 | 131.868
19.07. | 21 | 131.868
19.07. | 22 | 99
19.07. | 23 | 99
19.07. | 24 | 99
20.07. | 1 | 99
20.07. | 2 | 99
20.07. | 3 | 99
20.07. | 4 | 99
20.07. | 5 | 99
20.07. | 6 | 99
20.07. | 7 | 99
20.07. | 8 | 131.868
20.07. | 9 | 131.868
20.07. | 10 | 131.868
20.07. | 11 | 131.868
20.07. | 12 | 131.868
20.07. | 13 | 131.868
20.07. | 14 | 131.868
20.07. | 15 | 131.868
20.07. | 16 | 131.868
20.07. | 17 | 131.868
20.07. | 18 | 131.868
20.07. | 19 | 131.868
20.07. | 20 | 131.868
20.07. | 21 | 131.868
20.07. | 22 | 99
20.07. | 23 | 99
20.07. | 24 | 99
21.07. | 1 | 99
21.07. | 2 | 99
21.07. | 3 | 99
21.07. | 4 | 99
21.07. | 5 | 65.934
21.07. | 6 | 99
21.07. | 7 | 99
21.07. | 8 | 99
21.07. | 9 | 99
21.07. | 10 | 99
21.07. | 11 | 99
21.07. | 12 | 99
21.07. | 13 | 99
21.07. | 14 | 99
21.07. | 15 | 99
21.07. | 16 | 99
21.07. | 17 | 99
21.07. | 18 | 99
21.07. | 19 | 99
21.07. | 20 | 99
21.07. | 21 | 99
21.07. | 22 | 99
21.07. | 23 | 99
21.07. | 24 | 99
22.07. | 1 | 99
22.07. | 2 | 99
22.07. | 3 | 65.934
22.07. | 4 | 65.934
22.07. | 5 | 65.934
22.07. | 6 | 65.934
22.07. | 7 | 99
22.07. | 8 | 99
22.07. | 9 | 99
22.07. | 10 | 99
22.07. | 11 | 99
22.07. | 12 | 99
22.07. | 13 | 99
22.07. | 14 | 99
22.07. | 15 | 99
22.07. | 16 | 99
22.07. | 17 | 99
22.07. | 18 | 99
22.07. | 19 | 99
22.07. | 20 | 99
22.07. | 21 | 99
22.07. | 22 | 99
22.07. | 23 | 99
22.07. | 24 | 99
23.07. | 1 | 99
23.07. | 2 | 99
23.07. | 3 | 65.934
23.07. | 4 | 65.934
23.07. | 5 | 65.934
23.07. | 6 | 99
23.07. | 7 | 99
23.07. | 8 | 131.868
23.07. | 9 | 131.868
23.07. | 10 | 131.868
23.07. | 11 | 131.868
23.07. | 12 | 131.868
23.07. | 13 | 131.868
23.07. | 14 | 131.868
23.07. | 15 | 131.868
23.07. | 16 | 131.868
23.07. | 17 | 131.868
23.07. | 18 | 131.868
23.07. | 19 | 131.868
23.07. | 20 | 131.868
23.07. | 21 | 99
23.07. | 22 | 99
23.07. | 23 | 99
23.07. | 24 | 99
24.07. | 1 | 99
24.07. | 2 | 99
24.07. | 3 | 99
24.07. | 4 | 99
24.07. | 5 | 99
24.07. | 6 | 99
24.07. | 7 | 99
24.07. | 8 | 131.868
24.07. | 9 | 131.868
24.07. | 10 | 131.868
24.07. | 11 | 131.868
24.07. | 12 | 131.868
24.07. | 13 | 131.868
24.07. | 14 | 131.868
24.07. | 15 | 131.868
24.07. | 16 | 131.868
24.07. | 17 | 131.868
24.07. | 18 | 131.868
24.07. | 19 | 131.868
24.07. | 20 | 131.868
24.07. | 21 | 131.868
24.07. | 22 | 99
24.07. | 23 | 99
24.07. | 24 | 99
25.07. | 1 | 99
25.07. | 2 | 99
25.07. | 3 | 99
25.07. | 4 | 99
25.07. | 5 | 99
25.07. | 6 | 99
25.07. | 7 | 99
25.07. | 8 | 131.868
25.07. | 9 | 131.868
25.07. | 10 | 131.868
25.07. | 11 | 131.868
25.07. | 12 | 131.868
25.07. | 13 | 131.868
25.07. | 14 | 131.868
25.07. | 15 | 131.868
25.07. | 16 | 131.868
25.07. | 17 | 131.868
25.07. | 18 | 131.868
25.07. | 19 | 131.868
25.07. | 20 | 131.868
25.07. | 21 | 131.868
25.07. | 22 | 99
25.07. | 23 | 99
25.07. | 24 | 99
26.07. | 1 | 99
26.07. | 2 | 99
26.07. | 3 | 99
26.07. | 4 | 99
26.07. | 5 | 99
26.07. | 6 | 99
26.07. | 7 | 99
26.07. | 8 | 131.868
26.07. | 9 | 131.868
26.07. | 10 | 131.868
26.07. | 11 | 131.868
26.07. | 12 | 131.868
26.07. | 13 | 131.868
26.07. | 14 | 131.868
26.07. | 15 | 131.868
26.07. | 16 | 131.868
26.07. | 17 | 131.868
26.07. | 18 | 131.868
26.07. | 19 | 131.868
26.07. | 20 | 131.868
26.07. | 21 | 131.868
26.07. | 22 | 99
26.07. | 23 | 99
26.07. | 24 | 99
27.07. | 1 | 99
27.07. | 2 | 99
27.07. | 3 | 99
27.07. | 4 | 99
27.07. | 5 | 99
27.07. | 6 | 99
27.07. | 7 | 99
27.07. | 8 | 131.868
27.07. | 9 | 131.868
27.07. | 10 | 131.868
27.07. | 11 | 131.868
27.07. | 12 | 131.868
27.07. | 13 | 131.868
27.07. | 14 | 131.868
27.07. | 15 | 131.868
27.07. | 16 | 131.868
27.07. | 17 | 131.868
27.07. | 18 | 131.868
27.07. | 19 | 131.868
27.07. | 20 | 131.868
27.07. | 21 | 131.868
27.07. | 22 | 99
27.07. | 23 | 99
27.07. | 24 | 99
28.07. | 1 | 99
28.07. | 2 | 99
28.07. | 3 | 99
28.07. | 4 | 99
28.07. | 5 | 99
28.07. | 6 | 99
28.07. | 7 | 99
28.07. | 8 | 99
28.07. | 9 | 99
28.07. | 10 | 99
28.07. | 11 | 131.868
28.07. | 12 | 99
28.07. | 13 | 99
28.07. | 14 | 99
28.07. | 15 | 99
28.07. | 16 | 99
28.07. | 17 | 99
28.07. | 18 | 99
28.07. | 19 | 99
28.07. | 20 | 99
28.07. | 21 | 99
28.07. | 22 | 99
28.07. | 23 | 99
28.07. | 24 | 99
29.07. | 1 | 99
29.07. | 2 | 99
29.07. | 3 | 65.934
29.07. | 4 | 65.934
29.07. | 5 | 65.934
29.07. | 6 | 65.934
29.07. | 7 | 99
29.07. | 8 | 99
29.07. | 9 | 99
29.07. | 10 | 99
29.07. | 11 | 99
29.07. | 12 | 99
29.07. | 13 | 99
29.07. | 14 | 99
29.07. | 15 | 99
29.07. | 16 | 99
29.07. | 17 | 99
29.07. | 18 | 99
29.07. | 19 | 99
29.07. | 20 | 99
29.07. | 21 | 99
29.07. | 22 | 99
29.07. | 23 | 99
29.07. | 24 | 99
30.07. | 1 | 99
30.07. | 2 | 99
30.07. | 3 | 65.934
30.07. | 4 | 65.934
30.07. | 5 | 65.934
30.07. | 6 | 99
30.07. | 7 | 99
30.07. | 8 | 131.868
30.07. | 9 | 131.868
30.07. | 10 | 131.868
30.07. | 11 | 131.868
30.07. | 12 | 131.868
30.07. | 13 | 131.868
30.07. | 14 | 131.868
30.07. | 15 | 131.868
30.07. | 16 | 131.868
30.07. | 17 | 131.868
30.07. | 18 | 131.868
30.07. | 19 | 131.868
30.07. | 20 | 131.868
30.07. | 21 | 99
30.07. | 22 | 99
30.07. | 23 | 99
30.07. | 24 | 99
31.07. | 1 | 99
31.07. | 2 | 99
31.07. | 3 | 99
31.07. | 4 | 99
31.07. | 5 | 99
31.07. | 6 | 99
31.07. | 7 | 99
31.07. | 8 | 131.868
31.07. | 9 | 131.868
31.07. | 10 | 131.868
31.07. | 11 | 131.868
31.07. | 12 | 131.868
31.07. | 13 | 131.868
31.07. | 14 | 131.868
31.07. | 15 | 131.868
31.07. | 16 | 131.868
31.07. | 17 | 131.868
31.07. | 18 | 131.868
31.07. | 19 | 131.868
31.07. | 20 | 131.868
31.07. | 21 | 131.868
31.07. | 22 | 99
31.07. | 23 | 99
31.07. | 24 | 99
01.08. | 1 | 99
01.08. | 2 | 99
01.08. | 3 | 99
01.08. | 4 | 99
01.08. | 5 | 99
01.08. | 6 | 99
01.08. | 7 | 99
01.08. | 8 | 131.868
01.08. | 9 | 131.868
01.08. | 10 | 131.868
01.08. | 11 | 131.868
01.08. | 12 | 131.868
01.08. | 13 | 131.868
01.08. | 14 | 131.868
01.08. | 15 | 131.868
01.08. | 16 | 131.868
01.08. | 17 | 131.868
01.08. | 18 | 131.868
01.08. | 19 | 131.868
01.08. | 20 | 131.868
01.08. | 21 | 131.868
01.08. | 22 | 131.868
01.08. | 23 | 99
01.08. | 24 | 99
02.08. | 1 | 99
02.08. | 2 | 99
02.08. | 3 | 99
02.08. | 4 | 99
02.08. | 5 | 99
02.08. | 6 | 99
02.08. | 7 | 99
02.08. | 8 | 131.868
02.08. | 9 | 131.868
02.08. | 10 | 131.868
02.08. | 11 | 131.868
02.08. | 12 | 131.868
02.08. | 13 | 131.868
02.08. | 14 | 131.868
02.08. | 15 | 131.868
02.08. | 16 | 131.868
02.08. | 17 | 131.868
02.08. | 18 | 131.868
02.08. | 19 | 131.868
02.08. | 20 | 131.868
02.08. | 21 | 131.868
02.08. | 22 | 131.868
02.08. | 23 | 99
02.08. | 24 | 99
03.08. | 1 | 99
03.08. | 2 | 99
03.08. | 3 | 99
03.08. | 4 | 99
03.08. | 5 | 99
03.08. | 6 | 99
03.08. | 7 | 99
03.08. | 8 | 131.868
03.08. | 9 | 131.868
03.08. | 10 | 131.868
03.08. | 11 | 131.868
03.08. | 12 | 131.868
03.08. | 13 | 131.868
03.08. | 14 | 131.868
03.08. | 15 | 131.868
03.08. | 16 | 131.868
03.08. | 17 | 131.868
03.08. | 18 | 131.868
03.08. | 19 | 131.868
03.08. | 20 | 131.868
03.08. | 21 | 131.868
03.08. | 22 | 131.868
03.08. | 23 | 99
03.08. | 24 | 99
04.08. | 1 | 99
04.08. | 2 | 99
04.08. | 3 | 99
04.08. | 4 | 99
04.08. | 5 | 65.934
04.08. | 6 | 99
04.08. | 7 | 99
04.08. | 8 | 99
04.08. | 9 | 99
04.08. | 10 | 99
04.08. | 11 | 99
04.08. | 12 | 99
04.08. | 13 | 99
04.08. | 14 | 99
04.08. | 15 | 99
04.08. | 16 | 99
04.08. | 17 | 99
04.08. | 18 | 99
04.08. | 19 | 99
04.08. | 20 | 99
04.08. | 21 | 99
04.08. | 22 | 99
04.08. | 23 | 99
04.08. | 24 | 99
05.08. | 1 | 99
05.08. | 2 | 99
05.08. | 3 | 65.934
05.08. | 4 | 65.934
05.08. | 5 | 65.934
05.08. | 6 | 65.934
05.08. | 7 | 99
05.08. | 8 | 99
05.08. | 9 | 99
05.08. | 10 | 99
05.08. | 11 | 99
05.08. | 12 | 99
05.08. | 13 | 99
05.08. | 14 | 99
05.08. | 15 | 99
05.08. | 16 | 99
05.08. | 17 | 99
05.08. | 18 | 99
05.08. | 19 | 99
05.08. | 20 | 99
05.08. | 21 | 99
05.08. | 22 | 99
05.08. | 23 | 99
05.08. | 24 | 99
06.08. | 1 | 99
06.08. | 2 | 65.934
06.08. | 3 | 65.934
06.08. | 4 | 65.934
06.08. | 5 | 65.934
06.08. | 6 | 99
06.08. | 7 | 99
06.08. | 8 | 131.868
06.08. | 9 | 131.868
06.08. | 10 | 131.868
06.08. | 11 | 131.868
06.08. | 12 | 131.868
06.08. | 13 | 131.868
06.08. | 14 | 131.868
06.08. | 15 | 131.868
06.08. | 16 | 131.868
06.08. | 17 | 131.868
06.08. | 18 | 131.868
06.08. | 19 | 131.868
06.08. | 20 | 131.868
06.08. | 21 | 131.868
06.08. | 22 | 99
06.08. | 23 | 99
06.08. | 24 | 99
07.08. | 1 | 99
07.08. | 2 | 99
07.08. | 3 | 99
07.08. | 4 | 99
07.08. | 5 | 99
07.08. | 6 | 99
07.08. | 7 | 99
07.08. | 8 | 131.868
07.08. | 9 | 131.868
07.08. | 10 | 131.868
07.08. | 11 | 131.868
07.08. | 12 | 131.868
07.08. | 13 | 131.868
07.08. | 14 | 131.868
07.08. | 15 | 131.868
07.08. | 16 | 131.868
07.08. | 17 | 131.868
07.08. | 18 | 131.868
07.08. | 19 | 131.868
07.08. | 20 | 131.868
07.08. | 21 | 131.868
07.08. | 22 | 131.868
07.08. | 23 | 99
07.08. | 24 | 99
08.08. | 1 | 99
08.08. | 2 | 99
08.08. | 3 | 99
08.08. | 4 | 99
08.08. | 5 | 99
08.08. | 6 | 99
08.08. | 7 | 99
08.08. | 8 | 131.868
08.08. | 9 | 131.868
08.08. | 10 | 131.868
08.08. | 11 | 131.868
08.08. | 12 | 131.868
08.08. | 13 | 131.868
08.08. | 14 | 131.868
08.08. | 15 | 131.868
08.08. | 16 | 131.868
08.08. | 17 | 131.868
08.08. | 18 | 131.868
08.08. | 19 | 131.868
08.08. | 20 | 131.868
08.08. | 21 | 131.868
08.08. | 22 | 131.868
08.08. | 23 | 99
08.08. | 24 | 99
09.08. | 1 | 99
09.08. | 2 | 99
09.08. | 3 | 99
09.08. | 4 | 99
09.08. | 5 | 99
09.08. | 6 | 99
09.08. | 7 | 99
09.08. | 8 | 131.868
09.08. | 9 | 131.868
09.08. | 10 | 131.868
09.08. | 11 | 131.868
09.08. | 12 | 131.868
09.08. | 13 | 131.868
09.08. | 14 | 131.868
09.08. | 15 | 131.868
09.08. | 16 | 131.868
09.08. | 17 | 131.868
09.08. | 18 | 131.868
09.08. | 19 | 131.868
09.08. | 20 | 131.868
09.08. | 21 | 131.868
09.08. | 22 | 131.868
09.08. | 23 | 99
09.08. | 24 | 99
10.08. | 1 | 99
10.08. | 2 | 99
10.08. | 3 | 99
10.08. | 4 | 99
10.08. | 5 | 99
10.08. | 6 | 99
10.08. | 7 | 99
10.08. | 8 | 131.868
10.08. | 9 | 131.868
10.08. | 10 | 131.868
10.08. | 11 | 131.868
10.08. | 12 | 131.868
10.08. | 13 | 131.868
10.08. | 14 | 131.868
10.08. | 15 | 131.868
10.08. | 16 | 131.868
10.08. | 17 | 131.868
10.08. | 18 | 131.868
10.08. | 19 | 131.868
10.08. | 20 | 131.868
10.08. | 21 | 131.868
10.08. | 22 | 131.868
10.08. | 23 | 99
10.08. | 24 | 99
11.08. | 1 | 99
11.08. | 2 | 99
11.08. | 3 | 99
11.08. | 4 | 99
11.08. | 5 | 99
11.08. | 6 | 99
11.08. | 7 | 99
11.08. | 8 | 99
11.08. | 9 | 99
11.08. | 10 | 99
11.08. | 11 | 131.868
11.08. | 12 | 99
11.08. | 13 | 99
11.08. | 14 | 99
11.08. | 15 | 99
11.08. | 16 | 99
11.08. | 17 | 99
11.08. | 18 | 99
11.08. | 19 | 99
11.08. | 20 | 99
11.08. | 21 | 99
11.08. | 22 | 99
11.08. | 23 | 99
11.08. | 24 | 99
12.08. | 1 | 99
12.08. | 2 | 99
12.08. | 3 | 65.934
12.08. | 4 | 65.934
12.08. | 5 | 65.934
12.08. | 6 | 65.934
12.08. | 7 | 99
12.08. | 8 | 99
12.08. | 9 | 99
12.08. | 10 | 99
12.08. | 11 | 99
12.08. | 12 | 99
12.08. | 13 | 99
12.08. | 14 | 99
12.08. | 15 | 99
12.08. | 16 | 99
12.08. | 17 | 99
12.08. | 18 | 99
12.08. | 19 | 99
12.08. | 20 | 99
12.08. | 21 | 99
12.08. | 22 | 99
12.08. | 23 | 99
12.08. | 24 | 99
13.08. | 1 | 99
13.08. | 2 | 65.934
13.08. | 3 | 65.934
13.08. | 4 | 65.934
13.08. | 5 | 65.934
13.08. | 6 | 99
13.08. | 7 | 99
13.08. | 8 | 131.868
13.08. | 9 | 131.868
13.08. | 10 | 131.868
13.08. | 11 | 131.868
13.08. | 12 | 131.868
13.08. | 13 | 131.868
13.08. | 14 | 131.868
13.08. | 15 | 131.868
13.08. | 16 | 131.868
13.08. | 17 | 131.868
13.08. | 18 | 131.868
13.08. | 19 | 131.868
13.08. | 20 | 131.868
13.08. | 21 | 131.868
13.08. | 22 | 99
13.08. | 23 | 99
13.08. | 24 | 99
14.08. | 1 | 99
14.08. | 2 | 99
14.08. | 3 | 99
14.08. | 4 | 99
14.08. | 5 | 99
14.08. | 6 | 99
14.08. | 7 | 99
14.08. | 8 | 131.868
14.08. | 9 | 131.868
14.08. | 10 | 131.868
14.08. | 11 | 131.868
14.08. | 12 | 131.868
14.08. | 13 | 131.868
14.08. | 14 | 131.868
14.08. | 15 | 131.868
14.08. | 16 | 131.868
14.08. | 17 | 131.868
14.08. | 18 | 131.868
14.08. | 19 | 131.868
14.08. | 20 | 131.868
14.08. | 21 | 131.868
14.08. | 22 | 131.868
14.08. | 23 | 99
14.08. | 24 | 99
15.08. | 1 | 99
15.08. | 2 | 99
15.08. | 3 | 99
15.08. | 4 | 99
15.08. | 5 | 99
15.08. | 6 | 99
15.08. | 7 | 99
15.08. | 8 | 131.868
15.08. | 9 | 131.868
15.08. | 10 | 131.868
15.08. | 11 | 131.868
15.08. | 12 | 131.868
15.08. | 13 | 131.868
15.08. | 14 | 131.868
15.08. | 15 | 131.868
15.08. | 16 | 131.868
15.08. | 17 | 131.868
15.08. | 18 | 131.868
15.08. | 19 | 131.868
15.08. | 20 | 131.868
15.08. | 21 | 131.868
15.08. | 22 | 131.868
15.08. | 23 | 99
15.08. | 24 | 99
16.08. | 1 | 99
16.08. | 2 | 99
16.08. | 3 | 99
16.08. | 4 | 99
16.08. | 5 | 99
16.08. | 6 | 99
16.08. | 7 | 99
16.08. | 8 | 131.868
16.08. | 9 | 131.868
16.08. | 10 | 131.868
16.08. | 11 | 131.868
16.08. | 12 | 131.868
16.08. | 13 | 131.868
16.08. | 14 | 131.868
16.08. | 15 | 131.868
16.08. | 16 | 131.868
16.08. | 17 | 131.868
16.08. | 18 | 131.868
16.08. | 19 | 131.868
16.08. | 20 | 131.868
16.08. | 21 | 131.868
16.08. | 22 | 131.868
16.08. | 23 | 99
16.08. | 24 | 99
17.08. | 1 | 99
17.08. | 2 | 99
17.08. | 3 | 99
17.08. | 4 | 99
17.08. | 5 | 99
17.08. | 6 | 99
17.08. | 7 | 99
17.08. | 8 | 131.868
17.08. | 9 | 131.868
17.08. | 10 | 131.868
17.08. | 11 | 131.868
17.08. | 12 | 131.868
17.08. | 13 | 131.868
17.08. | 14 | 131.868
17.08. | 15 | 131.868
17.08. | 16 | 131.868
17.08. | 17 | 131.868
17.08. | 18 | 131.868
17.08. | 19 | 131.868
17.08. | 20 | 131.868
17.08. | 21 | 131.868
17.08. | 22 | 131.868
17.08. | 23 | 99
17.08. | 24 | 99
18.08. | 1 | 99
18.08. | 2 | 99
18.08. | 3 | 99
18.08. | 4 | 99
18.08. | 5 | 99
18.08. | 6 | 99
18.08. | 7 | 99
18.08. | 8 | 99
18.08. | 9 | 99
18.08. | 10 | 131.868
18.08. | 11 | 131.868
18.08. | 12 | 131.868
18.08. | 13 | 131.868
18.08. | 14 | 99
18.08. | 15 | 99
18.08. | 16 | 99
18.08. | 17 | 99
18.08. | 18 | 99
18.08. | 19 | 99
18.08. | 20 | 99
18.08. | 21 | 99
18.08. | 22 | 99
18.08. | 23 | 99
18.08. | 24 | 99
19.08. | 1 | 99
19.08. | 2 | 99
19.08. | 3 | 65.934
19.08. | 4 | 65.934
19.08. | 5 | 65.934
19.08. | 6 | 65.934
19.08. | 7 | 99
19.08. | 8 | 99
19.08. | 9 | 99
19.08. | 10 | 99
19.08. | 11 | 99
19.08. | 12 | 99
19.08. | 13 | 99
19.08. | 14 | 99
19.08. | 15 | 99
19.08. | 16 | 99
19.08. | 17 | 99
19.08. | 18 | 99
19.08. | 19 | 99
19.08. | 20 | 99
19.08. | 21 | 99
19.08. | 22 | 99
19.08. | 23 | 99
19.08. | 24 | 99
20.08. | 1 | 65.934
20.08. | 2 | 65.934
20.08. | 3 | 65.934
20.08. | 4 | 65.934
20.08. | 5 | 65.934
20.08. | 6 | 65.934
20.08. | 7 | 99
20.08. | 8 | 99
20.08. | 9 | 131.868
20.08. | 10 | 131.868
20.08. | 11 | 131.868
20.08. | 12 | 131.868
20.08. | 13 | 131.868
20.08. | 14 | 131.868
20.08. | 15 | 131.868
20.08. | 16 | 131.868
20.08. | 17 | 99
20.08. | 18 | 99
20.08. | 19 | 99
20.08. | 20 | 99
20.08. | 21 | 99
20.08. | 22 | 99
20.08. | 23 | 99
20.08. | 24 | 65.934
21.08. | 1 | 99
21.08. | 2 | 99
21.08. | 3 | 99
21.08. | 4 | 99
21.08. | 5 | 99
21.08. | 6 | 99
21.08. | 7 | 99
21.08. | 8 | 131.868
21.08. | 9 | 131.868
21.08. | 10 | 131.868
21.08. | 11 | 131.868
21.08. | 12 | 131.868
21.08. | 13 | 131.868
21.08. | 14 | 131.868
21.08. | 15 | 131.868
21.08. | 16 | 131.868
21.08. | 17 | 131.868
21.08. | 18 | 131.868
21.08. | 19 | 131.868
21.08. | 20 | 131.868
21.08. | 21 | 131.868
21.08. | 22 | 131.868
21.08. | 23 | 99
21.08. | 24 | 99
22.08. | 1 | 99
22.08. | 2 | 99
22.08. | 3 | 99
22.08. | 4 | 99
22.08. | 5 | 99
22.08. | 6 | 99
22.08. | 7 | 99
22.08. | 8 | 131.868
22.08. | 9 | 131.868
22.08. | 10 | 131.868
22.08. | 11 | 131.868
22.08. | 12 | 131.868
22.08. | 13 | 131.868
22.08. | 14 | 131.868
22.08. | 15 | 131.868
22.08. | 16 | 131.868
22.08. | 17 | 131.868
22.08. | 18 | 131.868
22.08. | 19 | 131.868
22.08. | 20 | 131.868
22.08. | 21 | 131.868
22.08. | 22 | 131.868
22.08. | 23 | 99
22.08. | 24 | 99
23.08. | 1 | 99
23.08. | 2 | 99
23.08. | 3 | 99
23.08. | 4 | 99
23.08. | 5 | 99
23.08. | 6 | 99
23.08. | 7 | 99
23.08. | 8 | 131.868
23.08. | 9 | 131.868
23.08. | 10 | 131.868
23.08. | 11 | 131.868
23.08. | 12 | 131.868
23.08. | 13 | 131.868
23.08. | 14 | 131.868
23.08. | 15 | 131.868
23.08. | 16 | 131.868
23.08. | 17 | 131.868
23.08. | 18 | 131.868
23.08. | 19 | 131.868
23.08. | 20 | 131.868
23.08. | 21 | 131.868
23.08. | 22 | 131.868
23.08. | 23 | 99
23.08. | 24 | 99
24.08. | 1 | 99
24.08. | 2 | 99
24.08. | 3 | 99
24.08. | 4 | 99
24.08. | 5 | 99
24.08. | 6 | 99
24.08. | 7 | 99
24.08. | 8 | 131.868
24.08. | 9 | 131.868
24.08. | 10 | 131.868
24.08. | 11 | 131.868
24.08. | 12 | 131.868
24.08. | 13 | 131.868
24.08. | 14 | 131.868
24.08. | 15 | 131.868
24.08. | 16 | 131.868
24.08. | 17 | 131.868
24.08. | 18 | 131.868
24.08. | 19 | 131.868
24.08. | 20 | 131.868
24.08. | 21 | 131.868
24.08. | 22 | 131.868
24.08. | 23 | 99
24.08. | 24 | 99
25.08. | 1 | 99
25.08. | 2 | 99
25.08. | 3 | 99
25.08. | 4 | 99
25.08. | 5 | 99
25.08. | 6 | 99
25.08. | 7 | 99
25.08. | 8 | 99
25.08. | 9 | 99
25.08. | 10 | 131.868
25.08. | 11 | 131.868
25.08. | 12 | 131.868
25.08. | 13 | 131.868
25.08. | 14 | 131.868
25.08. | 15 | 99
25.08. | 16 | 99
25.08. | 17 | 99
25.08. | 18 | 99
25.08. | 19 | 99
25.08. | 20 | 99
25.08. | 21 | 99
25.08. | 22 | 99
25.08. | 23 | 99
25.08. | 24 | 99
26.08. | 1 | 99
26.08. | 2 | 99
26.08. | 3 | 99
26.08. | 4 | 99
26.08. | 5 | 65.934
26.08. | 6 | 65.934
26.08. | 7 | 99
26.08. | 8 | 99
26.08. | 9 | 99
26.08. | 10 | 99
26.08. | 11 | 99
26.08. | 12 | 99
26.08. | 13 | 99
26.08. | 14 | 99
26.08. | 15 | 99
26.08. | 16 | 99
26.08. | 17 | 99
26.08. | 18 | 99
26.08. | 19 | 99
26.08. | 20 | 99
26.08. | 21 | 99
26.08. | 22 | 99
26.08. | 23 | 99
26.08. | 24 | 99
27.08. | 1 | 99
27.08. | 2 | 99
27.08. | 3 | 65.934
27.08. | 4 | 65.934
27.08. | 5 | 65.934
27.08. | 6 | 99
27.08. | 7 | 99
27.08. | 8 | 131.868
27.08. | 9 | 131.868
27.08. | 10 | 131.868
27.08. | 11 | 131.868
27.08. | 12 | 131.868
27.08. | 13 | 131.868
27.08. | 14 | 131.868
27.08. | 15 | 131.868
27.08. | 16 | 131.868
27.08. | 17 | 131.868
27.08. | 18 | 131.868
27.08. | 19 | 131.868
27.08. | 20 | 131.868
27.08. | 21 | 131.868
27.08. | 22 | 131.868
27.08. | 23 | 99
27.08. | 24 | 99
28.08. | 1 | 99
28.08. | 2 | 99
28.08. | 3 | 99
28.08. | 4 | 99
28.08. | 5 | 99
28.08. | 6 | 99
28.08. | 7 | 99
28.08. | 8 | 131.868
28.08. | 9 | 131.868
28.08. | 10 | 131.868
28.08. | 11 | 131.868
28.08. | 12 | 131.868
28.08. | 13 | 131.868
28.08. | 14 | 131.868
28.08. | 15 | 131.868
28.08. | 16 | 131.868
28.08. | 17 | 131.868
28.08. | 18 | 131.868
28.08. | 19 | 131.868
28.08. | 20 | 131.868
28.08. | 21 | 131.868
28.08. | 22 | 131.868
28.08. | 23 | 99
28.08. | 24 | 99
29.08. | 1 | 99
29.08. | 2 | 99
29.08. | 3 | 99
29.08. | 4 | 99
29.08. | 5 | 99
29.08. | 6 | 99
29.08. | 7 | 99
29.08. | 8 | 131.868
29.08. | 9 | 131.868
29.08. | 10 | 131.868
29.08. | 11 | 131.868
29.08. | 12 | 131.868
29.08. | 13 | 131.868
29.08. | 14 | 131.868
29.08. | 15 | 131.868
29.08. | 16 | 131.868
29.08. | 17 | 131.868
29.08. | 18 | 131.868
29.08. | 19 | 131.868
29.08. | 20 | 131.868
29.08. | 21 | 131.868
29.08. | 22 | 131.868
29.08. | 23 | 99
29.08. | 24 | 99
30.08. | 1 | 99
30.08. | 2 | 99
30.08. | 3 | 99
30.08. | 4 | 99
30.08. | 5 | 99
30.08. | 6 | 99
30.08. | 7 | 99
30.08. | 8 | 131.868
30.08. | 9 | 131.868
30.08. | 10 | 131.868
30.08. | 11 | 131.868
30.08. | 12 | 131.868
30.08. | 13 | 131.868
30.08. | 14 | 131.868
30.08. | 15 | 131.868
30.08. | 16 | 131.868
30.08. | 17 | 131.868
30.08. | 18 | 131.868
30.08. | 19 | 131.868
30.08. | 20 | 131.868
30.08. | 21 | 131.868
30.08. | 22 | 131.868
30.08. | 23 | 99
30.08. | 24 | 99
31.08. | 1 | 99
31.08. | 2 | 99
31.08. | 3 | 99
31.08. | 4 | 99
31.08. | 5 | 99
31.08. | 6 | 99
31.08. | 7 | 131.868
31.08. | 8 | 131.868
31.08. | 9 | 131.868
31.08. | 10 | 131.868
31.08. | 11 | 131.868
31.08. | 12 | 131.868
31.08. | 13 | 131.868
31.08. | 14 | 131.868
31.08. | 15 | 131.868
31.08. | 16 | 131.868
31.08. | 17 | 131.868
31.08. | 18 | 131.868
31.08. | 19 | 131.868
31.08. | 20 | 131.868
31.08. | 21 | 131.868
31.08. | 22 | 131.868
31.08. | 23 | 99
31.08. | 24 | 99
01.09. | 1 | 99
01.09. | 2 | 99
01.09. | 3 | 99
01.09. | 4 | 99
01.09. | 5 | 99
01.09. | 6 | 99
01.09. | 7 | 99
01.09. | 8 | 99
01.09. | 9 | 99
01.09. | 10 | 131.868
01.09. | 11 | 131.868
01.09. | 12 | 99
01.09. | 13 | 99
01.09. | 14 | 99
01.09. | 15 | 99
01.09. | 16 | 99
01.09. | 17 | 99
01.09. | 18 | 99
01.09. | 19 | 99
01.09. | 20 | 131.868
01.09. | 21 | 131.868
01.09. | 22 | 99
01.09. | 23 | 99
01.09. | 24 | 99
02.09. | 1 | 99
02.09. | 2 | 99
02.09. | 3 | 99
02.09. | 4 | 99
02.09. | 5 | 99
02.09. | 6 | 99
02.09. | 7 | 99
02.09. | 8 | 99
02.09. | 9 | 99
02.09. | 10 | 99
02.09. | 11 | 99
02.09. | 12 | 99
02.09. | 13 | 99
02.09. | 14 | 99
02.09. | 15 | 99
02.09. | 16 | 99
02.09. | 17 | 99
02.09. | 18 | 99
02.09. | 19 | 99
02.09. | 20 | 131.868
02.09. | 21 | 99
02.09. | 22 | 99
02.09. | 23 | 99
02.09. | 24 | 99
03.09. | 1 | 99
03.09. | 2 | 99
03.09. | 3 | 99
03.09. | 4 | 99
03.09. | 5 | 99
03.09. | 6 | 99
03.09. | 7 | 131.868
03.09. | 8 | 131.868
03.09. | 9 | 131.868
03.09. | 10 | 131.868
03.09. | 11 | 131.868
03.09. | 12 | 131.868
03.09. | 13 | 131.868
03.09. | 14 | 131.868
03.09. | 15 | 131.868
03.09. | 16 | 131.868
03.09. | 17 | 131.868
03.09. | 18 | 131.868
03.09. | 19 | 131.868
03.09. | 20 | 131.868
03.09. | 21 | 131.868
03.09. | 22 | 131.868
03.09. | 23 | 99
03.09. | 24 | 99
04.09. | 1 | 99
04.09. | 2 | 99
04.09. | 3 | 99
04.09. | 4 | 99
04.09. | 5 | 99
04.09. | 6 | 99
04.09. | 7 | 131.868
04.09. | 8 | 131.868
04.09. | 9 | 131.868
04.09. | 10 | 131.868
04.09. | 11 | 131.868
04.09. | 12 | 131.868
04.09. | 13 | 131.868
04.09. | 14 | 131.868
04.09. | 15 | 131.868
04.09. | 16 | 131.868
04.09. | 17 | 131.868
04.09. | 18 | 131.868
04.09. | 19 | 131.868
04.09. | 20 | 131.868
04.09. | 21 | 131.868
04.09. | 22 | 131.868
04.09. | 23 | 99
04.09. | 24 | 99
05.09. | 1 | 99
05.09. | 2 | 99
05.09. | 3 | 99
05.09. | 4 | 99
05.09. | 5 | 99
05.09. | 6 | 99
05.09. | 7 | 131.868
05.09. | 8 | 131.868
05.09. | 9 | 131.868
05.09. | 10 | 131.868
05.09. | 11 | 131.868
05.09. | 12 | 131.868
05.09. | 13 | 131.868
05.09. | 14 | 131.868
05.09. | 15 | 131.868
05.09. | 16 | 131.868
05.09. | 17 | 131.868
05.09. | 18 | 131.868
05.09. | 19 | 131.868
05.09. | 20 | 131.868
05.09. | 21 | 131.868
05.09. | 22 | 131.868
05.09. | 23 | 99
05.09. | 24 | 99
06.09. | 1 | 99
06.09. | 2 | 99
06.09. | 3 | 99
06.09. | 4 | 99
06.09. | 5 | 99
06.09. | 6 | 99
06.09. | 7 | 131.868
06.09. | 8 | 131.868
06.09. | 9 | 131.868
06.09. | 10 | 131.868
06.09. | 11 | 131.868
06.09. | 12 | 131.868
06.09. | 13 | 131.868
06.09. | 14 | 131.868
06.09. | 15 | 131.868
06.09. | 16 | 131.868
06.09. | 17 | 131.868
06.09. | 18 | 131.868
06.09. | 19 | 131.868
06.09. | 20 | 131.868
06.09. | 21 | 131.868
06.09. | 22 | 131.868
06.09. | 23 | 99
06.09. | 24 | 99
07.09. | 1 | 99
07.09. | 2 | 99
07.09. | 3 | 99
07.09. | 4 | 99
07.09. | 5 | 99
07.09. | 6 | 99
07.09. | 7 | 131.868
07.09. | 8 | 131.868
07.09. | 9 | 131.868
07.09. | 10 | 131.868
07.09. | 11 | 131.868
07.09. | 12 | 131.868
07.09. | 13 | 131.868
07.09. | 14 | 131.868
07.09. | 15 | 131.868
07.09. | 16 | 131.868
07.09. | 17 | 131.868
07.09. | 18 | 131.868
07.09. | 19 | 131.868
07.09. | 20 | 131.868
07.09. | 21 | 131.868
07.09. | 22 | 131.868
07.09. | 23 | 99
07.09. | 24 | 99
08.09. | 1 | 99
08.09. | 2 | 99
08.09. | 3 | 99
08.09. | 4 | 99
08.09. | 5 | 99
08.09. | 6 | 99
08.09. | 7 | 99
08.09. | 8 | 99
08.09. | 9 | 99
08.09. | 10 | 131.868
08.09. | 11 | 131.868
08.09. | 12 | 131.868
08.09. | 13 | 131.868
08.09. | 14 | 99
08.09. | 15 | 99
08.09. | 16 | 99
08.09. | 17 | 99
08.09. | 18 | 99
08.09. | 19 | 131.868
08.09. | 20 | 131.868
08.09. | 21 | 131.868
08.09. | 22 | 99
08.09. | 23 | 99
08.09. | 24 | 99
09.09. | 1 | 99
09.09. | 2 | 99
09.09. | 3 | 99
09.09. | 4 | 99
09.09. | 5 | 99
09.09. | 6 | 99
09.09. | 7 | 99
09.09. | 8 | 99
09.09. | 9 | 99
09.09. | 10 | 99
09.09. | 11 | 99
09.09. | 12 | 99
09.09. | 13 | 99
09.09. | 14 | 99
09.09. | 15 | 99
09.09. | 16 | 99
09.09. | 17 | 99
09.09. | 18 | 99
09.09. | 19 | 131.868
09.09. | 20 | 131.868
09.09. | 21 | 131.868
09.09. | 22 | 99
09.09. | 23 | 99
09.09. | 24 | 99
10.09. | 1 | 99
10.09. | 2 | 99
10.09. | 3 | 99
10.09. | 4 | 99
10.09. | 5 | 99
10.09. | 6 | 99
10.09. | 7 | 131.868
10.09. | 8 | 131.868
10.09. | 9 | 131.868
10.09. | 10 | 131.868
10.09. | 11 | 131.868
10.09. | 12 | 131.868
10.09. | 13 | 131.868
10.09. | 14 | 131.868
10.09. | 15 | 131.868
10.09. | 16 | 131.868
10.09. | 17 | 131.868
10.09. | 18 | 131.868
10.09. | 19 | 131.868
10.09. | 20 | 131.868
10.09. | 21 | 131.868
10.09. | 22 | 131.868
10.09. | 23 | 99
10.09. | 24 | 99
11.09. | 1 | 99
11.09. | 2 | 99
11.09. | 3 | 99
11.09. | 4 | 99
11.09. | 5 | 99
11.09. | 6 | 99
11.09. | 7 | 131.868
11.09. | 8 | 131.868
11.09. | 9 | 131.868
11.09. | 10 | 131.868
11.09. | 11 | 131.868
11.09. | 12 | 131.868
11.09. | 13 | 131.868
11.09. | 14 | 131.868
11.09. | 15 | 131.868
11.09. | 16 | 131.868
11.09. | 17 | 131.868
11.09. | 18 | 131.868
11.09. | 19 | 131.868
11.09. | 20 | 131.868
11.09. | 21 | 131.868
11.09. | 22 | 131.868
11.09. | 23 | 99
11.09. | 24 | 99
12.09. | 1 | 99
12.09. | 2 | 99
12.09. | 3 | 99
12.09. | 4 | 99
12.09. | 5 | 99
12.09. | 6 | 99
12.09. | 7 | 131.868
12.09. | 8 | 131.868
12.09. | 9 | 131.868
12.09. | 10 | 131.868
12.09. | 11 | 131.868
12.09. | 12 | 131.868
12.09. | 13 | 131.868
12.09. | 14 | 131.868
12.09. | 15 | 131.868
12.09. | 16 | 131.868
12.09. | 17 | 131.868
12.09. | 18 | 131.868
12.09. | 19 | 131.868
12.09. | 20 | 131.868
12.09. | 21 | 131.868
12.09. | 22 | 131.868
12.09. | 23 | 99
12.09. | 24 | 99
13.09. | 1 | 99
13.09. | 2 | 99
13.09. | 3 | 99
13.09. | 4 | 99
13.09. | 5 | 99
13.09. | 6 | 99
13.09. | 7 | 131.868
13.09. | 8 | 131.868
13.09. | 9 | 131.868
13.09. | 10 | 131.868
13.09. | 11 | 131.868
13.09. | 12 | 131.868
13.09. | 13 | 131.868
13.09. | 14 | 131.868
13.09. | 15 | 131.868
13.09. | 16 | 131.868
13.09. | 17 | 131.868
13.09. | 18 | 131.868
13.09. | 19 | 131.868
13.09. | 20 | 131.868
13.09. | 21 | 131.868
13.09. | 22 | 131.868
13.09. | 23 | 99
13.09. | 24 | 99
14.09. | 1 | 99
14.09. | 2 | 99
14.09. | 3 | 99
14.09. | 4 | 99
14.09. | 5 | 99
14.09. | 6 | 99
14.09. | 7 | 131.868
14.09. | 8 | 131.868
14.09. | 9 | 131.868
14.09. | 10 | 131.868
14.09. | 11 | 131.868
14.09. | 12 | 131.868
14.09. | 13 | 164.934
14.09. | 14 | 131.868
14.09. | 15 | 131.868
14.09. | 16 | 131.868
14.09. | 17 | 131.868
14.09. | 18 | 131.868
14.09. | 19 | 131.868
14.09. | 20 | 131.868
14.09. | 21 | 131.868
14.09. | 22 | 131.868
14.09. | 23 | 99
14.09. | 24 | 99
15.09. | 1 | 99
15.09. | 2 | 99
15.09. | 3 | 99
15.09. | 4 | 99
15.09. | 5 | 99
15.09. | 6 | 99
15.09. | 7 | 99
15.09. | 8 | 99
15.09. | 9 | 131.868
15.09. | 10 | 131.868
15.09. | 11 | 131.868
15.09. | 12 | 131.868
15.09. | 13 | 131.868
15.09. | 14 | 131.868
15.09. | 15 | 131.868
15.09. | 16 | 131.868
15.09. | 17 | 131.868
15.09. | 18 | 131.868
15.09. | 19 | 131.868
15.09. | 20 | 131.868
15.09. | 21 | 131.868
15.09. | 22 | 99
15.09. | 23 | 99
15.09. | 24 | 99
16.09. | 1 | 99
16.09. | 2 | 99
16.09. | 3 | 99
16.09. | 4 | 99
16.09. | 5 | 99
16.09. | 6 | 99
16.09. | 7 | 99
16.09. | 8 | 99
16.09. | 9 | 99
16.09. | 10 | 99
16.09. | 11 | 99
16.09. | 12 | 99
16.09. | 13 | 99
16.09. | 14 | 99
16.09. | 15 | 99
16.09. | 16 | 99
16.09. | 17 | 99
16.09. | 18 | 131.868
16.09. | 19 | 131.868
16.09. | 20 | 131.868
16.09. | 21 | 131.868
16.09. | 22 | 99
16.09. | 23 | 99
16.09. | 24 | 99
17.09. | 1 | 99
17.09. | 2 | 99
17.09. | 3 | 99
17.09. | 4 | 99
17.09. | 5 | 99
17.09. | 6 | 99
17.09. | 7 | 131.868
17.09. | 8 | 131.868
17.09. | 9 | 164.934
17.09. | 10 | 164.934
17.09. | 11 | 164.934
17.09. | 12 | 131.868
17.09. | 13 | 164.934
17.09. | 14 | 164.934
17.09. | 15 | 131.868
17.09. | 16 | 131.868
17.09. | 17 | 131.868
17.09. | 18 | 131.868
17.09. | 19 | 131.868
17.09. | 20 | 131.868
17.09. | 21 | 131.868
17.09. | 22 | 131.868
17.09. | 23 | 99
17.09. | 24 | 99
18.09. | 1 | 99
18.09. | 2 | 99
18.09. | 3 | 99
18.09. | 4 | 99
18.09. | 5 | 99
18.09. | 6 | 99
18.09. | 7 | 131.868
18.09. | 8 | 131.868
18.09. | 9 | 164.934
18.09. | 10 | 164.934
18.09. | 11 | 164.934
18.09. | 12 | 131.868
18.09. | 13 | 164.934
18.09. | 14 | 164.934
18.09. | 15 | 131.868
18.09. | 16 | 131.868
18.09. | 17 | 131.868
18.09. | 18 | 131.868
18.09. | 19 | 131.868
18.09. | 20 | 131.868
18.09. | 21 | 131.868
18.09. | 22 | 131.868
18.09. | 23 | 99
18.09. | 24 | 99
19.09. | 1 | 99
19.09. | 2 | 99
19.09. | 3 | 99
19.09. | 4 | 99
19.09. | 5 | 99
19.09. | 6 | 99
19.09. | 7 | 131.868
19.09. | 8 | 131.868
19.09. | 9 | 164.934
19.09. | 10 | 164.934
19.09. | 11 | 164.934
19.09. | 12 | 131.868
19.09. | 13 | 164.934
19.09. | 14 | 164.934
19.09. | 15 | 131.868
19.09. | 16 | 131.868
19.09. | 17 | 131.868
19.09. | 18 | 131.868
19.09. | 19 | 131.868
19.09. | 20 | 131.868
19.09. | 21 | 131.868
19.09. | 22 | 131.868
19.09. | 23 | 99
19.09. | 24 | 99
20.09. | 1 | 99
20.09. | 2 | 99
20.09. | 3 | 99
20.09. | 4 | 99
20.09. | 5 | 99
20.09. | 6 | 99
20.09. | 7 | 131.868
20.09. | 8 | 131.868
20.09. | 9 | 164.934
20.09. | 10 | 164.934
20.09. | 11 | 164.934
20.09. | 12 | 131.868
20.09. | 13 | 164.934
20.09. | 14 | 164.934
20.09. | 15 | 131.868
20.09. | 16 | 131.868
20.09. | 17 | 131.868
20.09. | 18 | 131.868
20.09. | 19 | 131.868
20.09. | 20 | 131.868
20.09. | 21 | 131.868
20.09. | 22 | 131.868
20.09. | 23 | 99
20.09. | 24 | 99
21.09. | 1 | 99
21.09. | 2 | 99
21.09. | 3 | 99
21.09. | 4 | 99
21.09. | 5 | 99
21.09. | 6 | 99
21.09. | 7 | 131.868
21.09. | 8 | 131.868
21.09. | 9 | 164.934
21.09. | 10 | 164.934
21.09. | 11 | 164.934
21.09. | 12 | 131.868
21.09. | 13 | 164.934
21.09. | 14 | 164.934
21.09. | 15 | 131.868
21.09. | 16 | 131.868
21.09. | 17 | 131.868
21.09. | 18 | 131.868
21.09. | 19 | 131.868
21.09. | 20 | 131.868
21.09. | 21 | 131.868
21.09. | 22 | 131.868
21.09. | 23 | 99
21.09. | 24 | 99
22.09. | 1 | 99
22.09. | 2 | 99
22.09. | 3 | 99
22.09. | 4 | 99
22.09. | 5 | 99
22.09. | 6 | 99
22.09. | 7 | 99
22.09. | 8 | 99
22.09. | 9 | 131.868
22.09. | 10 | 131.868
22.09. | 11 | 131.868
22.09. | 12 | 131.868
22.09. | 13 | 131.868
22.09. | 14 | 131.868
22.09. | 15 | 131.868
22.09. | 16 | 131.868
22.09. | 17 | 131.868
22.09. | 18 | 131.868
22.09. | 19 | 131.868
22.09. | 20 | 131.868
22.09. | 21 | 131.868
22.09. | 22 | 99
22.09. | 23 | 99
22.09. | 24 | 99
23.09. | 1 | 99
23.09. | 2 | 99
23.09. | 3 | 99
23.09. | 4 | 99
23.09. | 5 | 99
23.09. | 6 | 99
23.09. | 7 | 99
23.09. | 8 | 99
23.09. | 9 | 99
23.09. | 10 | 131.868
23.09. | 11 | 131.868
23.09. | 12 | 131.868
23.09. | 13 | 131.868
23.09. | 14 | 99
23.09. | 15 | 99
23.09. | 16 | 131.868
23.09. | 17 | 131.868
23.09. | 18 | 131.868
23.09. | 19 | 131.868
23.09. | 20 | 131.868
23.09. | 21 | 131.868
23.09. | 22 | 99
23.09. | 23 | 99
23.09. | 24 | 99
24.09. | 1 | 99
24.09. | 2 | 99
24.09. | 3 | 99
24.09. | 4 | 99
24.09. | 5 | 99
24.09. | 6 | 99
24.09. | 7 | 131.868
24.09. | 8 | 131.868
24.09. | 9 | 164.934
24.09. | 10 | 164.934
24.09. | 11 | 164.934
24.09. | 12 | 164.934
24.09. | 13 | 164.934
24.09. | 14 | 164.934
24.09. | 15 | 164.934
24.09. | 16 | 131.868
24.09. | 17 | 131.868
24.09. | 18 | 131.868
24.09. | 19 | 131.868
24.09. | 20 | 131.868
24.09. | 21 | 131.868
24.09. | 22 | 131.868
24.09. | 23 | 99
24.09. | 24 | 99
25.09. | 1 | 99
25.09. | 2 | 99
25.09. | 3 | 99
25.09. | 4 | 99
25.09. | 5 | 99
25.09. | 6 | 131.868
25.09. | 7 | 131.868
25.09. | 8 | 131.868
25.09. | 9 | 164.934
25.09. | 10 | 164.934
25.09. | 11 | 164.934
25.09. | 12 | 164.934
25.09. | 13 | 164.934
25.09. | 14 | 164.934
25.09. | 15 | 164.934
25.09. | 16 | 131.868
25.09. | 17 | 131.868
25.09. | 18 | 131.868
25.09. | 19 | 131.868
25.09. | 20 | 131.868
25.09. | 21 | 131.868
25.09. | 22 | 131.868
25.09. | 23 | 99
25.09. | 24 | 99
26.09. | 1 | 99
26.09. | 2 | 99
26.09. | 3 | 99
26.09. | 4 | 99
26.09. | 5 | 99
26.09. | 6 | 99
26.09. | 7 | 131.868
26.09. | 8 | 131.868
26.09. | 9 | 164.934
26.09. | 10 | 164.934
26.09. | 11 | 164.934
26.09. | 12 | 164.934
26.09. | 13 | 164.934
26.09. | 14 | 164.934
26.09. | 15 | 164.934
26.09. | 16 | 131.868
26.09. | 17 | 131.868
26.09. | 18 | 131.868
26.09. | 19 | 131.868
26.09. | 20 | 131.868
26.09. | 21 | 131.868
26.09. | 22 | 131.868
26.09. | 23 | 99
26.09. | 24 | 99
27.09. | 1 | 99
27.09. | 2 | 99
27.09. | 3 | 99
27.09. | 4 | 99
27.09. | 5 | 99
27.09. | 6 | 99
27.09. | 7 | 131.868
27.09. | 8 | 131.868
27.09. | 9 | 164.934
27.09. | 10 | 164.934
27.09. | 11 | 164.934
27.09. | 12 | 164.934
27.09. | 13 | 164.934
27.09. | 14 | 164.934
27.09. | 15 | 164.934
27.09. | 16 | 131.868
27.09. | 17 | 131.868
27.09. | 18 | 131.868
27.09. | 19 | 131.868
27.09. | 20 | 131.868
27.09. | 21 | 131.868
27.09. | 22 | 131.868
27.09. | 23 | 99
27.09. | 24 | 99
28.09. | 1 | 99
28.09. | 2 | 99
28.09. | 3 | 99
28.09. | 4 | 99
28.09. | 5 | 99
28.09. | 6 | 131.868
28.09. | 7 | 131.868
28.09. | 8 | 131.868
28.09. | 9 | 164.934
28.09. | 10 | 164.934
28.09. | 11 | 164.934
28.09. | 12 | 164.934
28.09. | 13 | 164.934
28.09. | 14 | 164.934
28.09. | 15 | 164.934
28.09. | 16 | 131.868
28.09. | 17 | 131.868
28.09. | 18 | 131.868
28.09. | 19 | 131.868
28.09. | 20 | 131.868
28.09. | 21 | 131.868
28.09. | 22 | 131.868
28.09. | 23 | 99
28.09. | 24 | 99
29.09. | 1 | 99
29.09. | 2 | 99
29.09. | 3 | 99
29.09. | 4 | 99
29.09. | 5 | 99
29.09. | 6 | 99
29.09. | 7 | 99
29.09. | 8 | 131.868
29.09. | 9 | 131.868
29.09. | 10 | 131.868
29.09. | 11 | 131.868
29.09. | 12 | 131.868
29.09. | 13 | 131.868
29.09. | 14 | 131.868
29.09. | 15 | 131.868
29.09. | 16 | 131.868
29.09. | 17 | 131.868
29.09. | 18 | 131.868
29.09. | 19 | 131.868
29.09. | 20 | 131.868
29.09. | 21 | 131.868
29.09. | 22 | 131.868
29.09. | 23 | 99
29.09. | 24 | 99
30.09. | 1 | 99
30.09. | 2 | 99
30.09. | 3 | 99
30.09. | 4 | 99
30.09. | 5 | 99
30.09. | 6 | 99
30.09. | 7 | 99
30.09. | 8 | 99
30.09. | 9 | 131.868
30.09. | 10 | 131.868
30.09. | 11 | 131.868
30.09. | 12 | 131.868
30.09. | 13 | 131.868
30.09. | 14 | 131.868
30.09. | 15 | 131.868
30.09. | 16 | 131.868
30.09. | 17 | 131.868
30.09. | 18 | 131.868
30.09. | 19 | 131.868
30.09. | 20 | 131.868
30.09. | 21 | 131.868
30.09. | 22 | 131.868
30.09. | 23 | 99
30.09. | 24 | 99
01.10. | 1 | 99
01.10. | 2 | 99
01.10. | 3 | 99
01.10. | 4 | 99
01.10. | 5 | 99
01.10. | 6 | 131.868
01.10. | 7 | 131.868
01.10. | 8 | 164.934
01.10. | 9 | 164.934
01.10. | 10 | 164.934
01.10. | 11 | 164.934
01.10. | 12 | 164.934
01.10. | 13 | 164.934
01.10. | 14 | 164.934
01.10. | 15 | 164.934
01.10. | 16 | 131.868
01.10. | 17 | 131.868
01.10. | 18 | 164.934
01.10. | 19 | 164.934
01.10. | 20 | 131.868
01.10. | 21 | 131.868
01.10. | 22 | 131.868
01.10. | 23 | 99
01.10. | 24 | 99
02.10. | 1 | 99
02.10. | 2 | 99
02.10. | 3 | 99
02.10. | 4 | 99
02.10. | 5 | 99
02.10. | 6 | 131.868
02.10. | 7 | 131.868
02.10. | 8 | 164.934
02.10. | 9 | 164.934
02.10. | 10 | 164.934
02.10. | 11 | 164.934
02.10. | 12 | 164.934
02.10. | 13 | 164.934
02.10. | 14 | 164.934
02.10. | 15 | 164.934
02.10. | 16 | 131.868
02.10. | 17 | 131.868
02.10. | 18 | 164.934
02.10. | 19 | 164.934
02.10. | 20 | 131.868
02.10. | 21 | 131.868
02.10. | 22 | 131.868
02.10. | 23 | 131.868
02.10. | 24 | 99
03.10. | 1 | 99
03.10. | 2 | 99
03.10. | 3 | 99
03.10. | 4 | 99
03.10. | 5 | 99
03.10. | 6 | 131.868
03.10. | 7 | 131.868
03.10. | 8 | 164.934
03.10. | 9 | 164.934
03.10. | 10 | 164.934
03.10. | 11 | 164.934
03.10. | 12 | 164.934
03.10. | 13 | 164.934
03.10. | 14 | 164.934
03.10. | 15 | 164.934
03.10. | 16 | 131.868
03.10. | 17 | 131.868
03.10. | 18 | 164.934
03.10. | 19 | 164.934
03.10. | 20 | 131.868
03.10. | 21 | 131.868
03.10. | 22 | 131.868
03.10. | 23 | 99
03.10. | 24 | 99
04.10. | 1 | 99
04.10. | 2 | 99
04.10. | 3 | 99
04.10. | 4 | 99
04.10. | 5 | 99
04.10. | 6 | 131.868
04.10. | 7 | 131.868
04.10. | 8 | 164.934
04.10. | 9 | 164.934
04.10. | 10 | 164.934
04.10. | 11 | 164.934
04.10. | 12 | 164.934
04.10. | 13 | 164.934
04.10. | 14 | 164.934
04.10. | 15 | 164.934
04.10. | 16 | 131.868
04.10. | 17 | 131.868
04.10. | 18 | 164.934
04.10. | 19 | 164.934
04.10. | 20 | 131.868
04.10. | 21 | 131.868
04.10. | 22 | 131.868
04.10. | 23 | 99
04.10. | 24 | 99
05.10. | 1 | 99
05.10. | 2 | 99
05.10. | 3 | 99
05.10. | 4 | 99
05.10. | 5 | 99
05.10. | 6 | 131.868
05.10. | 7 | 131.868
05.10. | 8 | 164.934
05.10. | 9 | 164.934
05.10. | 10 | 164.934
05.10. | 11 | 164.934
05.10. | 12 | 164.934
05.10. | 13 | 164.934
05.10. | 14 | 164.934
05.10. | 15 | 164.934
05.10. | 16 | 131.868
05.10. | 17 | 131.868
05.10. | 18 | 164.934
05.10. | 19 | 164.934
05.10. | 20 | 131.868
05.10. | 21 | 131.868
05.10. | 22 | 131.868
05.10. | 23 | 99
05.10. | 24 | 99
06.10. | 1 | 99
06.10. | 2 | 99
06.10. | 3 | 99
06.10. | 4 | 99
06.10. | 5 | 99
06.10. | 6 | 99
06.10. | 7 | 99
06.10. | 8 | 131.868
06.10. | 9 | 131.868
06.10. | 10 | 131.868
06.10. | 11 | 131.868
06.10. | 12 | 131.868
06.10. | 13 | 131.868
06.10. | 14 | 131.868
06.10. | 15 | 131.868
06.10. | 16 | 131.868
06.10. | 17 | 131.868
06.10. | 18 | 131.868
06.10. | 19 | 131.868
06.10. | 20 | 131.868
06.10. | 21 | 131.868
06.10. | 22 | 99
06.10. | 23 | 99
06.10. | 24 | 99
07.10. | 1 | 99
07.10. | 2 | 99
07.10. | 3 | 99
07.10. | 4 | 99
07.10. | 5 | 99
07.10. | 6 | 99
07.10. | 7 | 99
07.10. | 8 | 99
07.10. | 9 | 131.868
07.10. | 10 | 131.868
07.10. | 11 | 131.868
07.10. | 12 | 131.868
07.10. | 13 | 131.868
07.10. | 14 | 131.868
07.10. | 15 | 131.868
07.10. | 16 | 131.868
07.10. | 17 | 131.868
07.10. | 18 | 131.868
07.10. | 19 | 131.868
07.10. | 20 | 131.868
07.10. | 21 | 131.868
07.10. | 22 | 131.868
07.10. | 23 | 99
07.10. | 24 | 99
08.10. | 1 | 99
08.10. | 2 | 99
08.10. | 3 | 99
08.10. | 4 | 99
08.10. | 5 | 99
08.10. | 6 | 131.868
08.10. | 7 | 131.868
08.10. | 8 | 164.934
08.10. | 9 | 164.934
08.10. | 10 | 164.934
08.10. | 11 | 164.934
08.10. | 12 | 164.934
08.10. | 13 | 164.934
08.10. | 14 | 164.934
08.10. | 15 | 164.934
08.10. | 16 | 131.868
08.10. | 17 | 131.868
08.10. | 18 | 164.934
08.10. | 19 | 164.934
08.10. | 20 | 131.868
08.10. | 21 | 131.868
08.10. | 22 | 131.868
08.10. | 23 | 99
08.10. | 24 | 99
09.10. | 1 | 99
09.10. | 2 | 99
09.10. | 3 | 99
09.10. | 4 | 99
09.10. | 5 | 99
09.10. | 6 | 131.868
09.10. | 7 | 131.868
09.10. | 8 | 164.934
09.10. | 9 | 164.934
09.10. | 10 | 164.934
09.10. | 11 | 164.934
09.10. | 12 | 164.934
09.10. | 13 | 164.934
09.10. | 14 | 164.934
09.10. | 15 | 164.934
09.10. | 16 | 164.934
09.10. | 17 | 164.934
09.10. | 18 | 164.934
09.10. | 19 | 164.934
09.10. | 20 | 164.934
09.10. | 21 | 131.868
09.10. | 22 | 131.868
09.10. | 23 | 131.868
09.10. | 24 | 99
10.10. | 1 | 99
10.10. | 2 | 99
10.10. | 3 | 99
10.10. | 4 | 99
10.10. | 5 | 99
10.10. | 6 | 131.868
10.10. | 7 | 131.868
10.10. | 8 | 164.934
10.10. | 9 | 164.934
10.10. | 10 | 164.934
10.10. | 11 | 164.934
10.10. | 12 | 164.934
10.10. | 13 | 164.934
10.10. | 14 | 164.934
10.10. | 15 | 164.934
10.10. | 16 | 164.934
10.10. | 17 | 164.934
10.10. | 18 | 164.934
10.10. | 19 | 164.934
10.10. | 20 | 164.934
10.10. | 21 | 131.868
10.10. | 22 | 131.868
10.10. | 23 | 131.868
10.10. | 24 | 99
11.10. | 1 | 99
11.10. | 2 | 99
11.10. | 3 | 99
11.10. | 4 | 99
11.10. | 5 | 99
11.10. | 6 | 131.868
11.10. | 7 | 131.868
11.10. | 8 | 164.934
11.10. | 9 | 164.934
11.10. | 10 | 164.934
11.10. | 11 | 164.934
11.10. | 12 | 164.934
11.10. | 13 | 164.934
11.10. | 14 | 164.934
11.10. | 15 | 164.934
11.10. | 16 | 164.934
11.10. | 17 | 164.934
11.10. | 18 | 164.934
11.10. | 19 | 164.934
11.10. | 20 | 164.934
11.10. | 21 | 131.868
11.10. | 22 | 131.868
11.10. | 23 | 131.868
11.10. | 24 | 99
12.10. | 1 | 99
12.10. | 2 | 99
12.10. | 3 | 99
12.10. | 4 | 99
12.10. | 5 | 99
12.10. | 6 | 131.868
12.10. | 7 | 131.868
12.10. | 8 | 164.934
12.10. | 9 | 164.934
12.10. | 10 | 164.934
12.10. | 11 | 164.934
12.10. | 12 | 164.934
12.10. | 13 | 164.934
12.10. | 14 | 164.934
12.10. | 15 | 164.934
12.10. | 16 | 164.934
12.10. | 17 | 164.934
12.10. | 18 | 164.934
12.10. | 19 | 164.934
12.10. | 20 | 164.934
12.10. | 21 | 131.868
12.10. | 22 | 131.868
12.10. | 23 | 131.868
12.10. | 24 | 99
13.10. | 1 | 99
13.10. | 2 | 99
13.10. | 3 | 99
13.10. | 4 | 99
13.10. | 5 | 99
13.10. | 6 | 99
13.10. | 7 | 99
13.10. | 8 | 131.868
13.10. | 9 | 131.868
13.10. | 10 | 131.868
13.10. | 11 | 131.868
13.10. | 12 | 131.868
13.10. | 13 | 131.868
13.10. | 14 | 131.868
13.10. | 15 | 131.868
13.10. | 16 | 131.868
13.10. | 17 | 131.868
13.10. | 18 | 131.868
13.10. | 19 | 131.868
13.10. | 20 | 131.868
13.10. | 21 | 131.868
13.10. | 22 | 131.868
13.10. | 23 | 99
13.10. | 24 | 99
14.10. | 1 | 99
14.10. | 2 | 99
14.10. | 3 | 99
14.10. | 4 | 99
14.10. | 5 | 99
14.10. | 6 | 99
14.10. | 7 | 99
14.10. | 8 | 131.868
14.10. | 9 | 131.868
14.10. | 10 | 131.868
14.10. | 11 | 131.868
14.10. | 12 | 131.868
14.10. | 13 | 131.868
14.10. | 14 | 131.868
14.10. | 15 | 131.868
14.10. | 16 | 131.868
14.10. | 17 | 131.868
14.10. | 18 | 131.868
14.10. | 19 | 131.868
14.10. | 20 | 131.868
14.10. | 21 | 131.868
14.10. | 22 | 131.868
14.10. | 23 | 99
14.10. | 24 | 99
15.10. | 1 | 99
15.10. | 2 | 99
15.10. | 3 | 99
15.10. | 4 | 99
15.10. | 5 | 99
15.10. | 6 | 131.868
15.10. | 7 | 131.868
15.10. | 8 | 164.934
15.10. | 9 | 164.934
15.10. | 10 | 164.934
15.10. | 11 | 164.934
15.10. | 12 | 164.934
15.10. | 13 | 164.934
15.10. | 14 | 164.934
15.10. | 15 | 164.934
15.10. | 16 | 164.934
15.10. | 17 | 164.934
15.10. | 18 | 164.934
15.10. | 19 | 164.934
15.10. | 20 | 164.934
15.10. | 21 | 131.868
15.10. | 22 | 131.868
15.10. | 23 | 131.868
15.10. | 24 | 99
16.10. | 1 | 99
16.10. | 2 | 99
16.10. | 3 | 99
16.10. | 4 | 99
16.10. | 5 | 99
16.10. | 6 | 131.868
16.10. | 7 | 131.868
16.10. | 8 | 164.934
16.10. | 9 | 164.934
16.10. | 10 | 164.934
16.10. | 11 | 164.934
16.10. | 12 | 164.934
16.10. | 13 | 164.934
16.10. | 14 | 164.934
16.10. | 15 | 164.934
16.10. | 16 | 164.934
16.10. | 17 | 164.934
16.10. | 18 | 164.934
16.10. | 19 | 164.934
16.10. | 20 | 164.934
16.10. | 21 | 131.868
16.10. | 22 | 131.868
16.10. | 23 | 131.868
16.10. | 24 | 99
17.10. | 1 | 99
17.10. | 2 | 99
17.10. | 3 | 99
17.10. | 4 | 99
17.10. | 5 | 99
17.10. | 6 | 131.868
17.10. | 7 | 131.868
17.10. | 8 | 164.934
17.10. | 9 | 164.934
17.10. | 10 | 164.934
17.10. | 11 | 164.934
17.10. | 12 | 164.934
17.10. | 13 | 164.934
17.10. | 14 | 164.934
17.10. | 15 | 164.934
17.10. | 16 | 164.934
17.10. | 17 | 164.934
17.10. | 18 | 164.934
17.10. | 19 | 164.934
17.10. | 20 | 164.934
17.10. | 21 | 131.868
17.10. | 22 | 131.868
17.10. | 23 | 131.868
17.10. | 24 | 99
18.10. | 1 | 99
18.10. | 2 | 99
18.10. | 3 | 99
18.10. | 4 | 99
18.10. | 5 | 99
18.10. | 6 | 131.868
18.10. | 7 | 164.934
18.10. | 8 | 164.934
18.10. | 9 | 164.934
18.10. | 10 | 164.934
18.10. | 11 | 164.934
18.10. | 12 | 164.934
18.10. | 13 | 164.934
18.10. | 14 | 164.934
18.10. | 15 | 164.934
18.10. | 16 | 164.934
18.10. | 17 | 164.934
18.10. | 18 | 164.934
18.10. | 19 | 164.934
18.10. | 20 | 164.934
18.10. | 21 | 131.868
18.10. | 22 | 131.868
18.10. | 23 | 131.868
18.10. | 24 | 131.868
19.10. | 1 | 99
19.10. | 2 | 99
19.10. | 3 | 99
19.10. | 4 | 99
19.10. | 5 | 99
19.10. | 6 | 131.868
19.10. | 7 | 164.934
19.10. | 8 | 164.934
19.10. | 9 | 164.934
19.10. | 10 | 164.934
19.10. | 11 | 164.934
19.10. | 12 | 164.934
19.10. | 13 | 164.934
19.10. | 14 | 164.934
19.10. | 15 | 164.934
19.10. | 16 | 164.934
19.10. | 17 | 164.934
19.10. | 18 | 164.934
19.10. | 19 | 164.934
19.10. | 20 | 164.934
19.10. | 21 | 131.868
19.10. | 22 | 131.868
19.10. | 23 | 131.868
19.10. | 24 | 131.868
20.10. | 1 | 99
20.10. | 2 | 99
20.10. | 3 | 99
20.10. | 4 | 99
20.10. | 5 | 99
20.10. | 6 | 99
20.10. | 7 | 131.868
20.10. | 8 | 131.868
20.10. | 9 | 131.868
20.10. | 10 | 131.868
20.10. | 11 | 131.868
20.10. | 12 | 131.868
20.10. | 13 | 131.868
20.10. | 14 | 131.868
20.10. | 15 | 131.868
20.10. | 16 | 131.868
20.10. | 17 | 131.868
20.10. | 18 | 131.868
20.10. | 19 | 131.868
20.10. | 20 | 131.868
20.10. | 21 | 131.868
20.10. | 22 | 131.868
20.10. | 23 | 131.868
20.10. | 24 | 99
21.10. | 1 | 99
21.10. | 2 | 99
21.10. | 3 | 99
21.10. | 4 | 99
21.10. | 5 | 99
21.10. | 6 | 99
21.10. | 7 | 99
21.10. | 8 | 131.868
21.10. | 9 | 131.868
21.10. | 10 | 131.868
21.10. | 11 | 131.868
21.10. | 12 | 131.868
21.10. | 13 | 131.868
21.10. | 14 | 131.868
21.10. | 15 | 131.868
21.10. | 16 | 131.868
21.10. | 17 | 131.868
21.10. | 18 | 131.868
21.10. | 19 | 164.934
21.10. | 20 | 131.868
21.10. | 21 | 131.868
21.10. | 22 | 131.868
21.10. | 23 | 131.868
21.10. | 24 | 99
22.10. | 1 | 99
22.10. | 2 | 99
22.10. | 3 | 99
22.10. | 4 | 99
22.10. | 5 | 99
22.10. | 6 | 131.868
22.10. | 7 | 164.934
22.10. | 8 | 164.934
22.10. | 9 | 164.934
22.10. | 10 | 164.934
22.10. | 11 | 164.934
22.10. | 12 | 164.934
22.10. | 13 | 164.934
22.10. | 14 | 164.934
22.10. | 15 | 164.934
22.10. | 16 | 164.934
22.10. | 17 | 164.934
22.10. | 18 | 164.934
22.10. | 19 | 164.934
22.10. | 20 | 164.934
22.10. | 21 | 164.934
22.10. | 22 | 131.868
22.10. | 23 | 131.868
22.10. | 24 | 131.868
23.10. | 1 | 99
23.10. | 2 | 99
23.10. | 3 | 99
23.10. | 4 | 99
23.10. | 5 | 99
23.10. | 6 | 131.868
23.10. | 7 | 164.934
23.10. | 8 | 164.934
23.10. | 9 | 164.934
23.10. | 10 | 164.934
23.10. | 11 | 164.934
23.10. | 12 | 164.934
23.10. | 13 | 164.934
23.10. | 14 | 164.934
23.10. | 15 | 164.934
23.10. | 16 | 164.934
23.10. | 17 | 164.934
23.10. | 18 | 164.934
23.10. | 19 | 164.934
23.10. | 20 | 164.934
23.10. | 21 | 164.934
23.10. | 22 | 131.868
23.10. | 23 | 131.868
23.10. | 24 | 131.868
24.10. | 1 | 99
24.10. | 2 | 99
24.10. | 3 | 99
24.10. | 4 | 99
24.10. | 5 | 131.868
24.10. | 6 | 131.868
24.10. | 7 | 164.934
24.10. | 8 | 164.934
24.10. | 9 | 164.934
24.10. | 10 | 164.934
24.10. | 11 | 164.934
24.10. | 12 | 164.934
24.10. | 13 | 164.934
24.10. | 14 | 164.934
24.10. | 15 | 164.934
24.10. | 16 | 164.934
24.10. | 17 | 164.934
24.10. | 18 | 164.934
24.10. | 19 | 164.934
24.10. | 20 | 164.934
24.10. | 21 | 164.934
24.10. | 22 | 131.868
24.10. | 23 | 131.868
24.10. | 24 | 131.868
25.10. | 1 | 99
25.10. | 2 | 99
25.10. | 3 | 99
25.10. | 4 | 99
25.10. | 5 | 99
25.10. | 6 | 131.868
25.10. | 7 | 164.934
25.10. | 8 | 164.934
25.10. | 9 | 164.934
25.10. | 10 | 164.934
25.10. | 11 | 164.934
25.10. | 12 | 164.934
25.10. | 13 | 164.934
25.10. | 14 | 164.934
25.10. | 15 | 164.934
25.10. | 16 | 164.934
25.10. | 17 | 164.934
25.10. | 18 | 164.934
25.10. | 19 | 164.934
25.10. | 20 | 164.934
25.10. | 21 | 164.934
25.10. | 22 | 131.868
25.10. | 23 | 131.868
25.10. | 24 | 131.868
26.10. | 1 | 99
26.10. | 2 | 99
26.10. | 3 | 99
26.10. | 4 | 99
26.10. | 5 | 99
26.10. | 6 | 131.868
26.10. | 7 | 164.934
26.10. | 8 | 164.934
26.10. | 9 | 164.934
26.10. | 10 | 164.934
26.10. | 11 | 164.934
26.10. | 12 | 164.934
26.10. | 13 | 164.934
26.10. | 14 | 164.934
26.10. | 15 | 164.934
26.10. | 16 | 164.934
26.10. | 17 | 164.934
26.10. | 18 | 164.934
26.10. | 19 | 164.934
26.10. | 20 | 164.934
26.10. | 21 | 164.934
26.10. | 22 | 131.868
26.10. | 23 | 131.868
26.10. | 24 | 131.868
27.10. | 1 | 99
27.10. | 2 | 99
27.10. | 3 | 99
27.10. | 4 | 99
27.10. | 5 | 99
27.10. | 6 | 99
27.10. | 7 | 131.868
27.10. | 8 | 131.868
27.10. | 9 | 131.868
27.10. | 10 | 131.868
27.10. | 11 | 131.868
27.10. | 12 | 131.868
27.10. | 13 | 131.868
27.10. | 14 | 131.868
27.10. | 15 | 131.868
27.10. | 16 | 131.868
27.10. | 17 | 131.868
27.10. | 18 | 131.868
27.10. | 19 | 131.868
27.10. | 20 | 131.868
27.10. | 21 | 131.868
27.10. | 22 | 131.868
27.10. | 23 | 131.868
27.10. | 24 | 99
28.10. | 1 | 99
28.10. | 2 | 99
28.10. | 3 | 99
28.10. | 4 | 99
28.10. | 5 | 99
28.10. | 6 | 99
28.10. | 7 | 99
28.10. | 8 | 131.868
28.10. | 9 | 131.868
28.10. | 10 | 131.868
28.10. | 11 | 131.868
28.10. | 12 | 131.868
28.10. | 13 | 131.868
28.10. | 14 | 131.868
28.10. | 15 | 131.868
28.10. | 16 | 131.868
28.10. | 17 | 131.868
28.10. | 18 | 131.868
28.10. | 19 | 164.934
28.10. | 20 | 131.868
28.10. | 21 | 131.868
28.10. | 22 | 131.868
28.10. | 23 | 131.868
28.10. | 24 | 99
29.10. | 1 | 99
29.10. | 2 | 99
29.10. | 3 | 99
29.10. | 4 | 99
29.10. | 5 | 99
29.10. | 6 | 131.868
29.10. | 7 | 164.934
29.10. | 8 | 164.934
29.10. | 9 | 164.934
29.10. | 10 | 164.934
29.10. | 11 | 164.934
29.10. | 12 | 164.934
29.10. | 13 | 164.934
29.10. | 14 | 164.934
29.10. | 15 | 164.934
29.10. | 16 | 164.934
29.10. | 17 | 164.934
29.10. | 18 | 164.934
29.10. | 19 | 164.934
29.10. | 20 | 164.934
29.10. | 21 | 164.934
29.10. | 22 | 131.868
29.10. | 23 | 131.868
29.10. | 24 | 131.868
30.10. | 1 | 99
30.10. | 2 | 99
30.10. | 3 | 99
30.10. | 4 | 99
30.10. | 5 | 131.868
30.10. | 6 | 131.868
30.10. | 7 | 164.934
30.10. | 8 | 164.934
30.10. | 9 | 164.934
30.10. | 10 | 164.934
30.10. | 11 | 164.934
30.10. | 12 | 164.934
30.10. | 13 | 164.934
30.10. | 14 | 164.934
30.10. | 15 | 164.934
30.10. | 16 | 164.934
30.10. | 17 | 164.934
30.10. | 18 | 164.934
30.10. | 19 | 164.934
30.10. | 20 | 164.934
30.10. | 21 | 164.934
30.10. | 22 | 131.868
30.10. | 23 | 131.868
30.10. | 24 | 131.868
31.10. | 1 | 99
31.10. | 2 | 99
31.10. | 3 | 99
31.10. | 4 | 99
31.10. | 5 | 131.868
31.10. | 6 | 131.868
31.10. | 7 | 164.934
31.10. | 8 | 164.934
31.10. | 9 | 164.934
31.10. | 10 | 164.934
31.10. | 11 | 164.934
31.10. | 12 | 164.934
31.10. | 13 | 164.934
31.10. | 14 | 164.934
31.10. | 15 | 164.934
31.10. | 16 | 164.934
31.10. | 17 | 164.934
31.10. | 18 | 164.934
31.10. | 19 | 164.934
31.10. | 20 | 164.934
31.10. | 21 | 164.934
31.10. | 22 | 131.868
31.10. | 23 | 131.868
31.10. | 24 | 131.868
01.11. | 1 | 99
01.11. | 2 | 99
01.11. | 3 | 99
01.11. | 4 | 99
01.11. | 5 | 99
01.11. | 6 | 131.868
01.11. | 7 | 164.934
01.11. | 8 | 164.934
01.11. | 9 | 164.934
01.11. | 10 | 164.934
01.11. | 11 | 164.934
01.11. | 12 | 164.934
01.11. | 13 | 164.934
01.11. | 14 | 164.934
01.11. | 15 | 164.934
01.11. | 16 | 164.934
01.11. | 17 | 164.934
01.11. | 18 | 164.934
01.11. | 19 | 164.934
01.11. | 20 | 164.934
01.11. | 21 | 131.868
01.11. | 22 | 131.868
01.11. | 23 | 131.868
01.11. | 24 | 131.868
02.11. | 1 | 99
02.11. | 2 | 99
02.11. | 3 | 99
02.11. | 4 | 99
02.11. | 5 | 131.868
02.11. | 6 | 131.868
02.11. | 7 | 164.934
02.11. | 8 | 164.934
02.11. | 9 | 164.934
02.11. | 10 | 164.934
02.11. | 11 | 164.934
02.11. | 12 | 164.934
02.11. | 13 | 164.934
02.11. | 14 | 164.934
02.11. | 15 | 164.934
02.11. | 16 | 164.934
02.11. | 17 | 164.934
02.11. | 18 | 164.934
02.11. | 19 | 164.934
02.11. | 20 | 164.934
02.11. | 21 | 164.934
02.11. | 22 | 131.868
02.11. | 23 | 131.868
02.11. | 24 | 131.868
03.11. | 1 | 99
03.11. | 2 | 99
03.11. | 3 | 99
03.11. | 4 | 99
03.11. | 5 | 99
03.11. | 6 | 99
03.11. | 7 | 131.868
03.11. | 8 | 131.868
03.11. | 9 | 131.868
03.11. | 10 | 131.868
03.11. | 11 | 131.868
03.11. | 12 | 131.868
03.11. | 13 | 131.868
03.11. | 14 | 131.868
03.11. | 15 | 131.868
03.11. | 16 | 131.868
03.11. | 17 | 164.934
03.11. | 18 | 131.868
03.11. | 19 | 131.868
03.11. | 20 | 131.868
03.11. | 21 | 131.868
03.11. | 22 | 131.868
03.11. | 23 | 131.868
03.11. | 24 | 99
04.11. | 1 | 99
04.11. | 2 | 99
04.11. | 3 | 99
04.11. | 4 | 99
04.11. | 5 | 99
04.11. | 6 | 99
04.11. | 7 | 131.868
04.11. | 8 | 131.868
04.11. | 9 | 131.868
04.11. | 10 | 131.868
04.11. | 11 | 131.868
04.11. | 12 | 131.868
04.11. | 13 | 131.868
04.11. | 14 | 131.868
04.11. | 15 | 131.868
04.11. | 16 | 131.868
04.11. | 17 | 164.934
04.11. | 18 | 164.934
04.11. | 19 | 164.934
04.11. | 20 | 131.868
04.11. | 21 | 131.868
04.11. | 22 | 131.868
04.11. | 23 | 131.868
04.11. | 24 | 99
05.11. | 1 | 99
05.11. | 2 | 99
05.11. | 3 | 99
05.11. | 4 | 99
05.11. | 5 | 99
05.11. | 6 | 131.868
05.11. | 7 | 164.934
05.11. | 8 | 164.934
05.11. | 9 | 164.934
05.11. | 10 | 164.934
05.11. | 11 | 164.934
05.11. | 12 | 164.934
05.11. | 13 | 164.934
05.11. | 14 | 164.934
05.11. | 15 | 164.934
05.11. | 16 | 164.934
05.11. | 17 | 164.934
05.11. | 18 | 164.934
05.11. | 19 | 164.934
05.11. | 20 | 164.934
05.11. | 21 | 164.934
05.11. | 22 | 131.868
05.11. | 23 | 131.868
05.11. | 24 | 131.868
06.11. | 1 | 99
06.11. | 2 | 99
06.11. | 3 | 99
06.11. | 4 | 99
06.11. | 5 | 131.868
06.11. | 6 | 131.868
06.11. | 7 | 164.934
06.11. | 8 | 164.934
06.11. | 9 | 164.934
06.11. | 10 | 164.934
06.11. | 11 | 164.934
06.11. | 12 | 164.934
06.11. | 13 | 164.934
06.11. | 14 | 164.934
06.11. | 15 | 164.934
06.11. | 16 | 164.934
06.11. | 17 | 164.934
06.11. | 18 | 164.934
06.11. | 19 | 164.934
06.11. | 20 | 164.934
06.11. | 21 | 164.934
06.11. | 22 | 131.868
06.11. | 23 | 131.868
06.11. | 24 | 131.868
07.11. | 1 | 99
07.11. | 2 | 99
07.11. | 3 | 99
07.11. | 4 | 99
07.11. | 5 | 131.868
07.11. | 6 | 131.868
07.11. | 7 | 164.934
07.11. | 8 | 164.934
07.11. | 9 | 164.934
07.11. | 10 | 164.934
07.11. | 11 | 164.934
07.11. | 12 | 164.934
07.11. | 13 | 164.934
07.11. | 14 | 164.934
07.11. | 15 | 164.934
07.11. | 16 | 164.934
07.11. | 17 | 164.934
07.11. | 18 | 164.934
07.11. | 19 | 164.934
07.11. | 20 | 164.934
07.11. | 21 | 164.934
07.11. | 22 | 131.868
07.11. | 23 | 131.868
07.11. | 24 | 131.868
08.11. | 1 | 131.868
08.11. | 2 | 99
08.11. | 3 | 99
08.11. | 4 | 99
08.11. | 5 | 131.868
08.11. | 6 | 131.868
08.11. | 7 | 164.934
08.11. | 8 | 164.934
08.11. | 9 | 164.934
08.11. | 10 | 164.934
08.11. | 11 | 164.934
08.11. | 12 | 164.934
08.11. | 13 | 164.934
08.11. | 14 | 164.934
08.11. | 15 | 164.934
08.11. | 16 | 164.934
08.11. | 17 | 164.934
08.11. | 18 | 164.934
08.11. | 19 | 164.934
08.11. | 20 | 164.934
08.11. | 21 | 164.934
08.11. | 22 | 131.868
08.11. | 23 | 131.868
08.11. | 24 | 131.868
09.11. | 1 | 131.868
09.11. | 2 | 131.868
09.11. | 3 | 131.868
09.11. | 4 | 131.868
09.11. | 5 | 131.868
09.11. | 6 | 131.868
09.11. | 7 | 164.934
09.11. | 8 | 164.934
09.11. | 9 | 164.934
09.11. | 10 | 164.934
09.11. | 11 | 164.934
09.11. | 12 | 164.934
09.11. | 13 | 164.934
09.11. | 14 | 164.934
09.11. | 15 | 164.934
09.11. | 16 | 164.934
09.11. | 17 | 164.934
09.11. | 18 | 164.934
09.11. | 19 | 164.934
09.11. | 20 | 164.934
09.11. | 21 | 164.934
09.11. | 22 | 131.868
09.11. | 23 | 131.868
09.11. | 24 | 131.868
10.11. | 1 | 131.868
10.11. | 2 | 99
10.11. | 3 | 99
10.11. | 4 | 99
10.11. | 5 | 99
10.11. | 6 | 131.868
10.11. | 7 | 131.868
10.11. | 8 | 131.868
10.11. | 9 | 131.868
10.11. | 10 | 131.868
10.11. | 11 | 131.868
10.11. | 12 | 131.868
10.11. | 13 | 131.868
10.11. | 14 | 131.868
10.11. | 15 | 131.868
10.11. | 16 | 164.934
10.11. | 17 | 164.934
10.11. | 18 | 164.934
10.11. | 19 | 164.934
10.11. | 20 | 131.868
10.11. | 21 | 131.868
10.11. | 22 | 131.868
10.11. | 23 | 131.868
10.11. | 24 | 131.868
11.11. | 1 | 99
11.11. | 2 | 99
11.11. | 3 | 99
11.11. | 4 | 99
11.11. | 5 | 99
11.11. | 6 | 99
11.11. | 7 | 131.868
11.11. | 8 | 131.868
11.11. | 9 | 131.868
11.11. | 10 | 131.868
11.11. | 11 | 131.868
11.11. | 12 | 131.868
11.11. | 13 | 131.868
11.11. | 14 | 131.868
11.11. | 15 | 131.868
11.11. | 16 | 164.934
11.11. | 17 | 164.934
11.11. | 18 | 164.934
11.11. | 19 | 164.934
11.11. | 20 | 131.868
11.11. | 21 | 131.868
11.11. | 22 | 131.868
11.11. | 23 | 131.868
11.11. | 24 | 131.868
12.11. | 1 | 99
12.11. | 2 | 99
12.11. | 3 | 99
12.11. | 4 | 99
12.11. | 5 | 131.868
12.11. | 6 | 131.868
12.11. | 7 | 164.934
12.11. | 8 | 164.934
12.11. | 9 | 164.934
12.11. | 10 | 164.934
12.11. | 11 | 164.934
12.11. | 12 | 164.934
12.11. | 13 | 164.934
12.11. | 14 | 164.934
12.11. | 15 | 164.934
12.11. | 16 | 164.934
12.11. | 17 | 164.934
12.11. | 18 | 164.934
12.11. | 19 | 164.934
12.11. | 20 | 164.934
12.11. | 21 | 164.934
12.11. | 22 | 131.868
12.11. | 23 | 131.868
12.11. | 24 | 131.868
13.11. | 1 | 131.868
13.11. | 2 | 99
13.11. | 3 | 99
13.11. | 4 | 99
13.11. | 5 | 131.868
13.11. | 6 | 131.868
13.11. | 7 | 164.934
13.11. | 8 | 164.934
13.11. | 9 | 164.934
13.11. | 10 | 164.934
13.11. | 11 | 164.934
13.11. | 12 | 164.934
13.11. | 13 | 164.934
13.11. | 14 | 164.934
13.11. | 15 | 164.934
13.11. | 16 | 164.934
13.11. | 17 | 164.934
13.11. | 18 | 164.934
13.11. | 19 | 164.934
13.11. | 20 | 164.934
13.11. | 21 | 164.934
13.11. | 22 | 131.868
13.11. | 23 | 131.868
13.11. | 24 | 131.868
14.11. | 1 | 131.868
14.11. | 2 | 131.868
14.11. | 3 | 131.868
14.11. | 4 | 131.868
14.11. | 5 | 131.868
14.11. | 6 | 131.868
14.11. | 7 | 164.934
14.11. | 8 | 164.934
14.11. | 9 | 164.934
14.11. | 10 | 164.934
14.11. | 11 | 164.934
14.11. | 12 | 164.934
14.11. | 13 | 164.934
14.11. | 14 | 164.934
14.11. | 15 | 164.934
14.11. | 16 | 164.934
14.11. | 17 | 164.934
14.11. | 18 | 164.934
14.11. | 19 | 164.934
14.11. | 20 | 164.934
14.11. | 21 | 164.934
14.11. | 22 | 131.868
14.11. | 23 | 131.868
14.11. | 24 | 131.868
15.11. | 1 | 131.868
15.11. | 2 | 131.868
15.11. | 3 | 99
15.11. | 4 | 131.868
15.11. | 5 | 131.868
15.11. | 6 | 131.868
15.11. | 7 | 164.934
15.11. | 8 | 164.934
15.11. | 9 | 164.934
15.11. | 10 | 164.934
15.11. | 11 | 164.934
15.11. | 12 | 164.934
15.11. | 13 | 164.934
15.11. | 14 | 164.934
15.11. | 15 | 164.934
15.11. | 16 | 164.934
15.11. | 17 | 164.934
15.11. | 18 | 164.934
15.11. | 19 | 164.934
15.11. | 20 | 164.934
15.11. | 21 | 164.934
15.11. | 22 | 131.868
15.11. | 23 | 131.868
15.11. | 24 | 131.868
16.11. | 1 | 131.868
16.11. | 2 | 131.868
16.11. | 3 | 131.868
16.11. | 4 | 131.868
16.11. | 5 | 131.868
16.11. | 6 | 131.868
16.11. | 7 | 164.934
16.11. | 8 | 164.934
16.11. | 9 | 164.934
16.11. | 10 | 164.934
16.11. | 11 | 164.934
16.11. | 12 | 164.934
16.11. | 13 | 164.934
16.11. | 14 | 164.934
16.11. | 15 | 164.934
16.11. | 16 | 164.934
16.11. | 17 | 164.934
16.11. | 18 | 164.934
16.11. | 19 | 164.934
16.11. | 20 | 164.934
16.11. | 21 | 164.934
16.11. | 22 | 131.868
16.11. | 23 | 131.868
16.11. | 24 | 131.868
17.11. | 1 | 131.868
17.11. | 2 | 131.868
17.11. | 3 | 99
17.11. | 4 | 99
17.11. | 5 | 131.868
17.11. | 6 | 131.868
17.11. | 7 | 131.868
17.11. | 8 | 131.868
17.11. | 9 | 131.868
17.11. | 10 | 131.868
17.11. | 11 | 131.868
17.11. | 12 | 131.868
17.11. | 13 | 164.934
17.11. | 14 | 131.868
17.11. | 15 | 164.934
17.11. | 16 | 164.934
17.11. | 17 | 164.934
17.11. | 18 | 164.934
17.11. | 19 | 164.934
17.11. | 20 | 164.934
17.11. | 21 | 131.868
17.11. | 22 | 131.868
17.11. | 23 | 131.868
17.11. | 24 | 131.868
18.11. | 1 | 131.868
18.11. | 2 | 99
18.11. | 3 | 99
18.11. | 4 | 99
18.11. | 5 | 99
18.11. | 6 | 131.868
18.11. | 7 | 131.868
18.11. | 8 | 131.868
18.11. | 9 | 131.868
18.11. | 10 | 131.868
18.11. | 11 | 131.868
18.11. | 12 | 131.868
18.11. | 13 | 131.868
18.11. | 14 | 131.868
18.11. | 15 | 131.868
18.11. | 16 | 164.934
18.11. | 17 | 164.934
18.11. | 18 | 164.934
18.11. | 19 | 164.934
18.11. | 20 | 164.934
18.11. | 21 | 131.868
18.11. | 22 | 131.868
18.11. | 23 | 131.868
18.11. | 24 | 131.868
19.11. | 1 | 131.868
19.11. | 2 | 99
19.11. | 3 | 99
19.11. | 4 | 99
19.11. | 5 | 131.868
19.11. | 6 | 131.868
19.11. | 7 | 164.934
19.11. | 8 | 164.934
19.11. | 9 | 164.934
19.11. | 10 | 164.934
19.11. | 11 | 164.934
19.11. | 12 | 164.934
19.11. | 13 | 164.934
19.11. | 14 | 164.934
19.11. | 15 | 164.934
19.11. | 16 | 198
19.11. | 17 | 198
19.11. | 18 | 164.934
19.11. | 19 | 164.934
19.11. | 20 | 164.934
19.11. | 21 | 164.934
19.11. | 22 | 131.868
19.11. | 23 | 131.868
19.11. | 24 | 131.868
20.11. | 1 | 131.868
20.11. | 2 | 131.868
20.11. | 3 | 131.868
20.11. | 4 | 131.868
20.11. | 5 | 131.868
20.11. | 6 | 131.868
20.11. | 7 | 164.934
20.11. | 8 | 164.934
20.11. | 9 | 164.934
20.11. | 10 | 164.934
20.11. | 11 | 164.934
20.11. | 12 | 164.934
20.11. | 13 | 164.934
20.11. | 14 | 164.934
20.11. | 15 | 164.934
20.11. | 16 | 198
20.11. | 17 | 198
20.11. | 18 | 164.934
20.11. | 19 | 164.934
20.11. | 20 | 164.934
20.11. | 21 | 164.934
20.11. | 22 | 164.934
20.11. | 23 | 131.868
20.11. | 24 | 131.868
21.11. | 1 | 131.868
21.11. | 2 | 131.868
21.11. | 3 | 131.868
21.11. | 4 | 131.868
21.11. | 5 | 131.868
21.11. | 6 | 131.868
21.11. | 7 | 164.934
21.11. | 8 | 164.934
21.11. | 9 | 198
21.11. | 10 | 198
21.11. | 11 | 164.934
21.11. | 12 | 164.934
21.11. | 13 | 198
21.11. | 14 | 164.934
21.11. | 15 | 198
21.11. | 16 | 198
21.11. | 17 | 198
21.11. | 18 | 198
21.11. | 19 | 164.934
21.11. | 20 | 164.934
21.11. | 21 | 164.934
21.11. | 22 | 164.934
21.11. | 23 | 131.868
21.11. | 24 | 131.868
22.11. | 1 | 131.868
22.11. | 2 | 131.868
22.11. | 3 | 131.868
22.11. | 4 | 131.868
22.11. | 5 | 131.868
22.11. | 6 | 131.868
22.11. | 7 | 164.934
22.11. | 8 | 164.934
22.11. | 9 | 164.934
22.11. | 10 | 164.934
22.11. | 11 | 164.934
22.11. | 12 | 164.934
22.11. | 13 | 164.934
22.11. | 14 | 164.934
22.11. | 15 | 164.934
22.11. | 16 | 198
22.11. | 17 | 198
22.11. | 18 | 164.934
22.11. | 19 | 164.934
22.11. | 20 | 164.934
22.11. | 21 | 164.934
22.11. | 22 | 164.934
22.11. | 23 | 131.868
22.11. | 24 | 131.868
23.11. | 1 | 131.868
23.11. | 2 | 131.868
23.11. | 3 | 131.868
23.11. | 4 | 131.868
23.11. | 5 | 131.868
23.11. | 6 | 131.868
23.11. | 7 | 164.934
23.11. | 8 | 164.934
23.11. | 9 | 164.934
23.11. | 10 | 164.934
23.11. | 11 | 164.934
23.11. | 12 | 164.934
23.11. | 13 | 164.934
23.11. | 14 | 164.934
23.11. | 15 | 164.934
23.11. | 16 | 198
23.11. | 17 | 198
23.11. | 18 | 164.934
23.11. | 19 | 164.934
23.11. | 20 | 164.934
23.11. | 21 | 164.934
23.11. | 22 | 164.934
23.11. | 23 | 131.868
23.11. | 24 | 131.868
24.11. | 1 | 131.868
24.11. | 2 | 131.868
24.11. | 3 | 131.868
24.11. | 4 | 99
24.11. | 5 | 131.868
24.11. | 6 | 131.868
24.11. | 7 | 131.868
24.11. | 8 | 131.868
24.11. | 9 | 131.868
24.11. | 10 | 164.934
24.11. | 11 | 164.934
24.11. | 12 | 164.934
24.11. | 13 | 164.934
24.11. | 14 | 164.934
24.11. | 15 | 164.934
24.11. | 16 | 164.934
24.11. | 17 | 164.934
24.11. | 18 | 164.934
24.11. | 19 | 164.934
24.11. | 20 | 164.934
24.11. | 21 | 131.868
24.11. | 22 | 131.868
24.11. | 23 | 131.868
24.11. | 24 | 131.868
25.11. | 1 | 131.868
25.11. | 2 | 99
25.11. | 3 | 99
25.11. | 4 | 99
25.11. | 5 | 99
25.11. | 6 | 131.868
25.11. | 7 | 131.868
25.11. | 8 | 131.868
25.11. | 9 | 131.868
25.11. | 10 | 131.868
25.11. | 11 | 131.868
25.11. | 12 | 131.868
25.11. | 13 | 131.868
25.11. | 14 | 131.868
25.11. | 15 | 164.934
25.11. | 16 | 164.934
25.11. | 17 | 164.934
25.11. | 18 | 164.934
25.11. | 19 | 164.934
25.11. | 20 | 164.934
25.11. | 21 | 131.868
25.11. | 22 | 131.868
25.11. | 23 | 131.868
25.11. | 24 | 131.868
26.11. | 1 | 131.868
26.11. | 2 | 99
26.11. | 3 | 99
26.11. | 4 | 99
26.11. | 5 | 131.868
26.11. | 6 | 131.868
26.11. | 7 | 164.934
26.11. | 8 | 164.934
26.11. | 9 | 164.934
26.11. | 10 | 164.934
26.11. | 11 | 164.934
26.11. | 12 | 164.934
26.11. | 13 | 164.934
26.11. | 14 | 164.934
26.11. | 15 | 164.934
26.11. | 16 | 164.934
26.11. | 17 | 198
26.11. | 18 | 164.934
26.11. | 19 | 164.934
26.11. | 20 | 164.934
26.11. | 21 | 164.934
26.11. | 22 | 131.868
26.11. | 23 | 131.868
26.11. | 24 | 131.868
27.11. | 1 | 131.868
27.11. | 2 | 131.868
27.11. | 3 | 131.868
27.11. | 4 | 131.868
27.11. | 5 | 131.868
27.11. | 6 | 131.868
27.11. | 7 | 164.934
27.11. | 8 | 164.934
27.11. | 9 | 164.934
27.11. | 10 | 164.934
27.11. | 11 | 164.934
27.11. | 12 | 164.934
27.11. | 13 | 164.934
27.11. | 14 | 164.934
27.11. | 15 | 164.934
27.11. | 16 | 164.934
27.11. | 17 | 198
27.11. | 18 | 164.934
27.11. | 19 | 164.934
27.11. | 20 | 164.934
27.11. | 21 | 164.934
27.11. | 22 | 131.868
27.11. | 23 | 131.868
27.11. | 24 | 131.868
28.11. | 1 | 131.868
28.11. | 2 | 131.868
28.11. | 3 | 131.868
28.11. | 4 | 131.868
28.11. | 5 | 131.868
28.11. | 6 | 131.868
28.11. | 7 | 164.934
28.11. | 8 | 164.934
28.11. | 9 | 164.934
28.11. | 10 | 164.934
28.11. | 11 | 164.934
28.11. | 12 | 164.934
28.11. | 13 | 164.934
28.11. | 14 | 164.934
28.11. | 15 | 164.934
28.11. | 16 | 198
28.11. | 17 | 198
28.11. | 18 | 164.934
28.11. | 19 | 164.934
28.11. | 20 | 164.934
28.11. | 21 | 164.934
28.11. | 22 | 164.934
28.11. | 23 | 131.868
28.11. | 24 | 131.868
29.11. | 1 | 131.868
29.11. | 2 | 131.868
29.11. | 3 | 131.868
29.11. | 4 | 131.868
29.11. | 5 | 131.868
29.11. | 6 | 131.868
29.11. | 7 | 164.934
29.11. | 8 | 164.934
29.11. | 9 | 164.934
29.11. | 10 | 164.934
29.11. | 11 | 164.934
29.11. | 12 | 164.934
29.11. | 13 | 164.934
29.11. | 14 | 164.934
29.11. | 15 | 164.934
29.11. | 16 | 198
29.11. | 17 | 198
29.11. | 18 | 164.934
29.11. | 19 | 164.934
29.11. | 20 | 164.934
29.11. | 21 | 164.934
29.11. | 22 | 164.934
29.11. | 23 | 131.868
29.11. | 24 | 131.868
30.11. | 1 | 131.868
30.11. | 2 | 131.868
30.11. | 3 | 131.868
30.11. | 4 | 131.868
30.11. | 5 | 131.868
30.11. | 6 | 131.868
30.11. | 7 | 164.934
30.11. | 8 | 164.934
30.11. | 9 | 198
30.11. | 10 | 198
30.11. | 11 | 198
30.11. | 12 | 164.934
30.11. | 13 | 198
30.11. | 14 | 198
30.11. | 15 | 198
30.11. | 16 | 198
30.11. | 17 | 198
30.11. | 18 | 198
30.11. | 19 | 164.934
30.11. | 20 | 164.934
30.11. | 21 | 164.934
30.11. | 22 | 164.934
30.11. | 23 | 131.868
30.11. | 24 | 131.868
01.12. | 1 | 131.868
01.12. | 2 | 131.868
01.12. | 3 | 131.868
01.12. | 4 | 131.868
01.12. | 5 | 131.868
01.12. | 6 | 131.868
01.12. | 7 | 131.868
01.12. | 8 | 131.868
01.12. | 9 | 131.868
01.12. | 10 | 164.934
01.12. | 11 | 164.934
01.12. | 12 | 164.934
01.12. | 13 | 164.934
01.12. | 14 | 164.934
01.12. | 15 | 164.934
01.12. | 16 | 164.934
01.12. | 17 | 164.934
01.12. | 18 | 164.934
01.12. | 19 | 164.934
01.12. | 20 | 164.934
01.12. | 21 | 131.868
01.12. | 22 | 131.868
01.12. | 23 | 131.868
01.12. | 24 | 131.868
02.12. | 1 | 131.868
02.12. | 2 | 99
02.12. | 3 | 99
02.12. | 4 | 99
02.12. | 5 | 99
02.12. | 6 | 131.868
02.12. | 7 | 131.868
02.12. | 8 | 131.868
02.12. | 9 | 131.868
02.12. | 10 | 131.868
02.12. | 11 | 131.868
02.12. | 12 | 131.868
02.12. | 13 | 131.868
02.12. | 14 | 164.934
02.12. | 15 | 164.934
02.12. | 16 | 164.934
02.12. | 17 | 164.934
02.12. | 18 | 164.934
02.12. | 19 | 164.934
02.12. | 20 | 164.934
02.12. | 21 | 164.934
02.12. | 22 | 131.868
02.12. | 23 | 131.868
02.12. | 24 | 131.868
03.12. | 1 | 131.868
03.12. | 2 | 99
03.12. | 3 | 99
03.12. | 4 | 99
03.12. | 5 | 131.868
03.12. | 6 | 131.868
03.12. | 7 | 164.934
03.12. | 8 | 164.934
03.12. | 9 | 164.934
03.12. | 10 | 164.934
03.12. | 11 | 164.934
03.12. | 12 | 164.934
03.12. | 13 | 164.934
03.12. | 14 | 164.934
03.12. | 15 | 164.934
03.12. | 16 | 198
03.12. | 17 | 164.934
03.12. | 18 | 164.934
03.12. | 19 | 164.934
03.12. | 20 | 164.934
03.12. | 21 | 164.934
03.12. | 22 | 131.868
03.12. | 23 | 131.868
03.12. | 24 | 131.868
04.12. | 1 | 131.868
04.12. | 2 | 131.868
04.12. | 3 | 131.868
04.12. | 4 | 131.868
04.12. | 5 | 131.868
04.12. | 6 | 131.868
04.12. | 7 | 164.934
04.12. | 8 | 164.934
04.12. | 9 | 164.934
04.12. | 10 | 164.934
04.12. | 11 | 164.934
04.12. | 12 | 164.934
04.12. | 13 | 164.934
04.12. | 14 | 164.934
04.12. | 15 | 164.934
04.12. | 16 | 198
04.12. | 17 | 164.934
04.12. | 18 | 164.934
04.12. | 19 | 164.934
04.12. | 20 | 164.934
04.12. | 21 | 164.934
04.12. | 22 | 131.868
04.12. | 23 | 131.868
04.12. | 24 | 131.868
05.12. | 1 | 131.868
05.12. | 2 | 131.868
05.12. | 3 | 131.868
05.12. | 4 | 131.868
05.12. | 5 | 131.868
05.12. | 6 | 131.868
05.12. | 7 | 164.934
05.12. | 8 | 164.934
05.12. | 9 | 164.934
05.12. | 10 | 164.934
05.12. | 11 | 164.934
05.12. | 12 | 164.934
05.12. | 13 | 164.934
05.12. | 14 | 164.934
05.12. | 15 | 164.934
05.12. | 16 | 198
05.12. | 17 | 164.934
05.12. | 18 | 164.934
05.12. | 19 | 164.934
05.12. | 20 | 164.934
05.12. | 21 | 164.934
05.12. | 22 | 131.868
05.12. | 23 | 131.868
05.12. | 24 | 131.868
06.12. | 1 | 131.868
06.12. | 2 | 131.868
06.12. | 3 | 131.868
06.12. | 4 | 131.868
06.12. | 5 | 131.868
06.12. | 6 | 131.868
06.12. | 7 | 164.934
06.12. | 8 | 164.934
06.12. | 9 | 164.934
06.12. | 10 | 164.934
06.12. | 11 | 164.934
06.12. | 12 | 164.934
06.12. | 13 | 164.934
06.12. | 14 | 164.934
06.12. | 15 | 164.934
06.12. | 16 | 198
06.12. | 17 | 164.934
06.12. | 18 | 164.934
06.12. | 19 | 164.934
06.12. | 20 | 164.934
06.12. | 21 | 164.934
06.12. | 22 | 131.868
06.12. | 23 | 131.868
06.12. | 24 | 131.868
07.12. | 1 | 131.868
07.12. | 2 | 131.868
07.12. | 3 | 131.868
07.12. | 4 | 131.868
07.12. | 5 | 131.868
07.12. | 6 | 131.868
07.12. | 7 | 164.934
07.12. | 8 | 164.934
07.12. | 9 | 164.934
07.12. | 10 | 164.934
07.12. | 11 | 164.934
07.12. | 12 | 164.934
07.12. | 13 | 164.934
07.12. | 14 | 164.934
07.12. | 15 | 164.934
07.12. | 16 | 198
07.12. | 17 | 198
07.12. | 18 | 164.934
07.12. | 19 | 164.934
07.12. | 20 | 164.934
07.12. | 21 | 164.934
07.12. | 22 | 164.934
07.12. | 23 | 131.868
07.12. | 24 | 131.868
08.12. | 1 | 131.868
08.12. | 2 | 131.868
08.12. | 3 | 131.868
08.12. | 4 | 131.868
08.12. | 5 | 131.868
08.12. | 6 | 131.868
08.12. | 7 | 131.868
08.12. | 8 | 131.868
08.12. | 9 | 131.868
08.12. | 10 | 164.934
08.12. | 11 | 164.934
08.12. | 12 | 164.934
08.12. | 13 | 164.934
08.12. | 14 | 164.934
08.12. | 15 | 164.934
08.12. | 16 | 164.934
08.12. | 17 | 164.934
08.12. | 18 | 164.934
08.12. | 19 | 164.934
08.12. | 20 | 164.934
08.12. | 21 | 131.868
08.12. | 22 | 131.868
08.12. | 23 | 131.868
08.12. | 24 | 131.868
09.12. | 1 | 131.868
09.12. | 2 | 99
09.12. | 3 | 99
09.12. | 4 | 99
09.12. | 5 | 99
09.12. | 6 | 131.868
09.12. | 7 | 131.868
09.12. | 8 | 131.868
09.12. | 9 | 131.868
09.12. | 10 | 131.868
09.12. | 11 | 131.868
09.12. | 12 | 131.868
09.12. | 13 | 131.868
09.12. | 14 | 164.934
09.12. | 15 | 164.934
09.12. | 16 | 164.934
09.12. | 17 | 164.934
09.12. | 18 | 164.934
09.12. | 19 | 164.934
09.12. | 20 | 164.934
09.12. | 21 | 164.934
09.12. | 22 | 131.868
09.12. | 23 | 131.868
09.12. | 24 | 131.868
10.12. | 1 | 131.868
10.12. | 2 | 99
10.12. | 3 | 99
10.12. | 4 | 99
10.12. | 5 | 131.868
10.12. | 6 | 131.868
10.12. | 7 | 164.934
10.12. | 8 | 164.934
10.12. | 9 | 164.934
10.12. | 10 | 164.934
10.12. | 11 | 164.934
10.12. | 12 | 164.934
10.12. | 13 | 164.934
10.12. | 14 | 164.934
10.12. | 15 | 164.934
10.12. | 16 | 198
10.12. | 17 | 164.934
10.12. | 18 | 164.934
10.12. | 19 | 164.934
10.12. | 20 | 164.934
10.12. | 21 | 164.934
10.12. | 22 | 131.868
10.12. | 23 | 131.868
10.12. | 24 | 131.868
11.12. | 1 | 131.868
11.12. | 2 | 131.868
11.12. | 3 | 131.868
11.12. | 4 | 131.868
11.12. | 5 | 131.868
11.12. | 6 | 131.868
11.12. | 7 | 164.934
11.12. | 8 | 164.934
11.12. | 9 | 164.934
11.12. | 10 | 164.934
11.12. | 11 | 164.934
11.12. | 12 | 164.934
11.12. | 13 | 164.934
11.12. | 14 | 164.934
11.12. | 15 | 164.934
11.12. | 16 | 198
11.12. | 17 | 164.934
11.12. | 18 | 164.934
11.12. | 19 | 164.934
11.12. | 20 | 164.934
11.12. | 21 | 164.934
11.12. | 22 | 131.868
11.12. | 23 | 131.868
11.12. | 24 | 131.868
12.12. | 1 | 131.868
12.12. | 2 | 131.868
12.12. | 3 | 131.868
12.12. | 4 | 131.868
12.12. | 5 | 131.868
12.12. | 6 | 131.868
12.12. | 7 | 164.934
12.12. | 8 | 164.934
12.12. | 9 | 164.934
12.12. | 10 | 164.934
12.12. | 11 | 164.934
12.12. | 12 | 164.934
12.12. | 13 | 164.934
12.12. | 14 | 164.934
12.12. | 15 | 164.934
12.12. | 16 | 198
12.12. | 17 | 164.934
12.12. | 18 | 164.934
12.12. | 19 | 164.934
12.12. | 20 | 164.934
12.12. | 21 | 164.934
12.12. | 22 | 164.934
12.12. | 23 | 131.868
12.12. | 24 | 131.868
13.12. | 1 | 131.868
13.12. | 2 | 131.868
13.12. | 3 | 131.868
13.12. | 4 | 131.868
13.12. | 5 | 131.868
13.12. | 6 | 131.868
13.12. | 7 | 164.934
13.12. | 8 | 164.934
13.12. | 9 | 164.934
13.12. | 10 | 164.934
13.12. | 11 | 164.934
13.12. | 12 | 164.934
13.12. | 13 | 164.934
13.12. | 14 | 164.934
13.12. | 15 | 164.934
13.12. | 16 | 198
13.12. | 17 | 198
13.12. | 18 | 164.934
13.12. | 19 | 164.934
13.12. | 20 | 164.934
13.12. | 21 | 164.934
13.12. | 22 | 164.934
13.12. | 23 | 131.868
13.12. | 24 | 131.868
14.12. | 1 | 131.868
14.12. | 2 | 131.868
14.12. | 3 | 131.868
14.12. | 4 | 131.868
14.12. | 5 | 131.868
14.12. | 6 | 131.868
14.12. | 7 | 164.934
14.12. | 8 | 164.934
14.12. | 9 | 164.934
14.12. | 10 | 198
14.12. | 11 | 164.934
14.12. | 12 | 164.934
14.12. | 13 | 164.934
14.12. | 14 | 164.934
14.12. | 15 | 198
14.12. | 16 | 198
14.12. | 17 | 198
14.12. | 18 | 198
14.12. | 19 | 164.934
14.12. | 20 | 164.934
14.12. | 21 | 164.934
14.12. | 22 | 164.934
14.12. | 23 | 131.868
14.12. | 24 | 131.868
15.12. | 1 | 131.868
15.12. | 2 | 131.868
15.12. | 3 | 131.868
15.12. | 4 | 131.868
15.12. | 5 | 131.868
15.12. | 6 | 131.868
15.12. | 7 | 131.868
15.12. | 8 | 131.868
15.12. | 9 | 164.934
15.12. | 10 | 164.934
15.12. | 11 | 164.934
15.12. | 12 | 164.934
15.12. | 13 | 164.934
15.12. | 14 | 164.934
15.12. | 15 | 164.934
15.12. | 16 | 164.934
15.12. | 17 | 164.934
15.12. | 18 | 164.934
15.12. | 19 | 164.934
15.12. | 20 | 164.934
15.12. | 21 | 164.934
15.12. | 22 | 131.868
15.12. | 23 | 131.868
15.12. | 24 | 131.868
16.12. | 1 | 131.868
16.12. | 2 | 131.868
16.12. | 3 | 131.868
16.12. | 4 | 131.868
16.12. | 5 | 131.868
16.12. | 6 | 131.868
16.12. | 7 | 131.868
16.12. | 8 | 131.868
16.12. | 9 | 131.868
16.12. | 10 | 164.934
16.12. | 11 | 164.934
16.12. | 12 | 164.934
16.12. | 13 | 164.934
16.12. | 14 | 164.934
16.12. | 15 | 164.934
16.12. | 16 | 164.934
16.12. | 17 | 164.934
16.12. | 18 | 164.934
16.12. | 19 | 164.934
16.12. | 20 | 164.934
16.12. | 21 | 164.934
16.12. | 22 | 131.868
16.12. | 23 | 131.868
16.12. | 24 | 131.868
17.12. | 1 | 131.868
17.12. | 2 | 131.868
17.12. | 3 | 131.868
17.12. | 4 | 131.868
17.12. | 5 | 131.868
17.12. | 6 | 131.868
17.12. | 7 | 164.934
17.12. | 8 | 164.934
17.12. | 9 | 164.934
17.12. | 10 | 164.934
17.12. | 11 | 164.934
17.12. | 12 | 164.934
17.12. | 13 | 164.934
17.12. | 14 | 164.934
17.12. | 15 | 198
17.12. | 16 | 198
17.12. | 17 | 198
17.12. | 18 | 198
17.12. | 19 | 164.934
17.12. | 20 | 164.934
17.12. | 21 | 164.934
17.12. | 22 | 164.934
17.12. | 23 | 131.868
17.12. | 24 | 131.868
18.12. | 1 | 131.868
18.12. | 2 | 131.868
18.12. | 3 | 131.868
18.12. | 4 | 131.868
18.12. | 5 | 131.868
18.12. | 6 | 131.868
18.12. | 7 | 164.934
18.12. | 8 | 164.934
18.12. | 9 | 198
18.12. | 10 | 198
18.12. | 11 | 198
18.12. | 12 | 164.934
18.12. | 13 | 198
18.12. | 14 | 164.934
18.12. | 15 | 198
18.12. | 16 | 198
18.12. | 17 | 198
18.12. | 18 | 198
18.12. | 19 | 164.934
18.12. | 20 | 164.934
18.12. | 21 | 164.934
18.12. | 22 | 164.934
18.12. | 23 | 131.868
18.12. | 24 | 131.868
19.12. | 1 | 131.868
19.12. | 2 | 131.868
19.12. | 3 | 131.868
19.12. | 4 | 131.868
19.12. | 5 | 131.868
19.12. | 6 | 131.868
19.12. | 7 | 164.934
19.12. | 8 | 164.934
19.12. | 9 | 164.934
19.12. | 10 | 164.934
19.12. | 11 | 164.934
19.12. | 12 | 164.934
19.12. | 13 | 164.934
19.12. | 14 | 164.934
19.12. | 15 | 198
19.12. | 16 | 198
19.12. | 17 | 198
19.12. | 18 | 198
19.12. | 19 | 164.934
19.12. | 20 | 164.934
19.12. | 21 | 164.934
19.12. | 22 | 164.934
19.12. | 23 | 131.868
19.12. | 24 | 131.868
20.12. | 1 | 131.868
20.12. | 2 | 131.868
20.12. | 3 | 131.868
20.12. | 4 | 131.868
20.12. | 5 | 131.868
20.12. | 6 | 131.868
20.12. | 7 | 164.934
20.12. | 8 | 164.934
20.12. | 9 | 164.934
20.12. | 10 | 164.934
20.12. | 11 | 164.934
20.12. | 12 | 164.934
20.12. | 13 | 164.934
20.12. | 14 | 164.934
20.12. | 15 | 198
20.12. | 16 | 198
20.12. | 17 | 198
20.12. | 18 | 164.934
20.12. | 19 | 164.934
20.12. | 20 | 164.934
20.12. | 21 | 164.934
20.12. | 22 | 164.934
20.12. | 23 | 131.868
20.12. | 24 | 131.868
21.12. | 1 | 131.868
21.12. | 2 | 131.868
21.12. | 3 | 131.868
21.12. | 4 | 131.868
21.12. | 5 | 131.868
21.12. | 6 | 131.868
21.12. | 7 | 164.934
21.12. | 8 | 164.934
21.12. | 9 | 164.934
21.12. | 10 | 198
21.12. | 11 | 164.934
21.12. | 12 | 164.934
21.12. | 13 | 164.934
21.12. | 14 | 164.934
21.12. | 15 | 198
21.12. | 16 | 198
21.12. | 17 | 198
21.12. | 18 | 198
21.12. | 19 | 164.934
21.12. | 20 | 164.934
21.12. | 21 | 164.934
21.12. | 22 | 164.934
21.12. | 23 | 131.868
21.12. | 24 | 131.868
22.12. | 1 | 131.868
22.12. | 2 | 131.868
22.12. | 3 | 131.868
22.12. | 4 | 131.868
22.12. | 5 | 131.868
22.12. | 6 | 131.868
22.12. | 7 | 131.868
22.12. | 8 | 131.868
22.12. | 9 | 131.868
22.12. | 10 | 164.934
22.12. | 11 | 164.934
22.12. | 12 | 164.934
22.12. | 13 | 164.934
22.12. | 14 | 164.934
22.12. | 15 | 164.934
22.12. | 16 | 164.934
22.12. | 17 | 164.934
22.12. | 18 | 164.934
22.12. | 19 | 164.934
22.12. | 20 | 164.934
22.12. | 21 | 164.934
22.12. | 22 | 131.868
22.12. | 23 | 131.868
22.12. | 24 | 131.868
23.12. | 1 | 131.868
23.12. | 2 | 131.868
23.12. | 3 | 131.868
23.12. | 4 | 99
23.12. | 5 | 131.868
23.12. | 6 | 131.868
23.12. | 7 | 131.868
23.12. | 8 | 131.868
23.12. | 9 | 131.868
23.12. | 10 | 164.934
23.12. | 11 | 164.934
23.12. | 12 | 164.934
23.12. | 13 | 164.934
23.12. | 14 | 164.934
23.12. | 15 | 164.934
23.12. | 16 | 164.934
23.12. | 17 | 164.934
23.12. | 18 | 164.934
23.12. | 19 | 164.934
23.12. | 20 | 164.934
23.12. | 21 | 164.934
23.12. | 22 | 131.868
23.12. | 23 | 131.868
23.12. | 24 | 131.868
24.12. | 1 | 99
24.12. | 2 | 99
24.12. | 3 | 99
24.12. | 4 | 99
24.12. | 5 | 99
24.12. | 6 | 99
24.12. | 7 | 131.868
24.12. | 8 | 131.868
24.12. | 9 | 131.868
24.12. | 10 | 131.868
24.12. | 11 | 131.868
24.12. | 12 | 131.868
24.12. | 13 | 131.868
24.12. | 14 | 131.868
24.12. | 15 | 131.868
24.12. | 16 | 164.934
24.12. | 17 | 164.934
24.12. | 18 | 131.868
24.12. | 19 | 131.868
24.12. | 20 | 131.868
24.12. | 21 | 131.868
24.12. | 22 | 131.868
24.12. | 23 | 99
24.12. | 24 | 99
25.12. | 1 | 99
25.12. | 2 | 99
25.12. | 3 | 99
25.12. | 4 | 99
25.12. | 5 | 99
25.12. | 6 | 131.868
25.12. | 7 | 131.868
25.12. | 8 | 131.868
25.12. | 9 | 131.868
25.12. | 10 | 131.868
25.12. | 11 | 131.868
25.12. | 12 | 131.868
25.12. | 13 | 131.868
25.12. | 14 | 131.868
25.12. | 15 | 164.934
25.12. | 16 | 164.934
25.12. | 17 | 164.934
25.12. | 18 | 164.934
25.12. | 19 | 131.868
25.12. | 20 | 131.868
25.12. | 21 | 131.868
25.12. | 22 | 131.868
25.12. | 23 | 131.868
25.12. | 24 | 99
26.12. | 1 | 131.868
26.12. | 2 | 99
26.12. | 3 | 99
26.12. | 4 | 99
26.12. | 5 | 131.868
26.12. | 6 | 131.868
26.12. | 7 | 164.934
26.12. | 8 | 164.934
26.12. | 9 | 164.934
26.12. | 10 | 164.934
26.12. | 11 | 164.934
26.12. | 12 | 164.934
26.12. | 13 | 164.934
26.12. | 14 | 164.934
26.12. | 15 | 164.934
26.12. | 16 | 164.934
26.12. | 17 | 164.934
26.12. | 18 | 164.934
26.12. | 19 | 164.934
26.12. | 20 | 164.934
26.12. | 21 | 164.934
26.12. | 22 | 131.868
26.12. | 23 | 131.868
26.12. | 24 | 131.868
27.12. | 1 | 131.868
27.12. | 2 | 131.868
27.12. | 3 | 131.868
27.12. | 4 | 131.868
27.12. | 5 | 131.868
27.12. | 6 | 131.868
27.12. | 7 | 164.934
27.12. | 8 | 164.934
27.12. | 9 | 164.934
27.12. | 10 | 164.934
27.12. | 11 | 164.934
27.12. | 12 | 164.934
27.12. | 13 | 164.934
27.12. | 14 | 164.934
27.12. | 15 | 198
27.12. | 16 | 198
27.12. | 17 | 198
27.12. | 18 | 198
27.12. | 19 | 164.934
27.12. | 20 | 164.934
27.12. | 21 | 164.934
27.12. | 22 | 164.934
27.12. | 23 | 131.868
27.12. | 24 | 131.868
28.12. | 1 | 131.868
28.12. | 2 | 131.868
28.12. | 3 | 131.868
28.12. | 4 | 131.868
28.12. | 5 | 131.868
28.12. | 6 | 131.868
28.12. | 7 | 164.934
28.12. | 8 | 164.934
28.12. | 9 | 164.934
28.12. | 10 | 198
28.12. | 11 | 198
28.12. | 12 | 164.934
28.12. | 13 | 164.934
28.12. | 14 | 164.934
28.12. | 15 | 198
28.12. | 16 | 198
28.12. | 17 | 198
28.12. | 18 | 198
28.12. | 19 | 164.934
28.12. | 20 | 164.934
28.12. | 21 | 164.934
28.12. | 22 | 164.934
28.12. | 23 | 131.868
28.12. | 24 | 131.868
29.12. | 1 | 131.868
29.12. | 2 | 131.868
29.12. | 3 | 131.868
29.12. | 4 | 131.868
29.12. | 5 | 131.868
29.12. | 6 | 131.868
29.12. | 7 | 131.868
29.12. | 8 | 131.868
29.12. | 9 | 131.868
29.12. | 10 | 164.934
29.12. | 11 | 164.934
29.12. | 12 | 164.934
29.12. | 13 | 164.934
29.12. | 14 | 164.934
29.12. | 15 | 164.934
29.12. | 16 | 164.934
29.12. | 17 | 164.934
29.12. | 18 | 164.934
29.12. | 19 | 164.934
29.12. | 20 | 164.934
29.12. | 21 | 164.934
29.12. | 22 | 131.868
29.12. | 23 | 131.868
29.12. | 24 | 131.868
30.12. | 1 | 131.868
30.12. | 2 | 131.868
30.12. | 3 | 99
30.12. | 4 | 99
30.12. | 5 | 131.868
30.12. | 6 | 131.868
30.12. | 7 | 131.868
30.12. | 8 | 131.868
30.12. | 9 | 131.868
30.12. | 10 | 131.868
30.12. | 11 | 164.934
30.12. | 12 | 164.934
30.12. | 13 | 164.934
30.12. | 14 | 164.934
30.12. | 15 | 164.934
30.12. | 16 | 164.934
30.12. | 17 | 164.934
30.12. | 18 | 164.934
30.12. | 19 | 164.934
30.12. | 20 | 164.934
30.12. | 21 | 164.934
30.12. | 22 | 131.868
30.12. | 23 | 131.868
30.12. | 24 | 131.868
31.12. | 1 | 131.868
31.12. | 2 | 131.868
31.12. | 3 | 131.868
31.12. | 4 | 131.868
31.12. | 5 | 131.868
31.12. | 6 | 131.868
31.12. | 7 | 164.934
31.12. | 8 | 164.934
31.12. | 9 | 164.934
31.12. | 10 | 198
31.12. | 11 | 164.934
31.12. | 12 | 164.934
31.12. | 13 | 164.934
31.12. | 14 | 164.934
31.12. | 15 | 198
31.12. | 16 | 198
31.12. | 17 | 198
31.12. | 18 | 198
31.12. | 19 | 164.934
31.12. | 20 | 164.934
31.12. | 21 | 164.934
31.12. | 22 | 164.934
31.12. | 23 | 131.868
31.12. | 24 | 131.868

## Battery
ENTSO-E Market Modelling Database: Batteries
Country:
Market Node: | EE00
Year:
Climate year
Scenario
Type |  | Net maximum capacity - generation perspective (MW) | Net maximum capacity - demand perspective (MW) | Storage capacity (MWh) | Number of units | Average efficiency | Ramp up rate (MW/h) | Ramp down rate (MW/h)
Battery Total |  | 1000 | 1000 | 2000 | 1 | 0.92 | 0 | 0
Battery Utility Scale |  | 1000 | 1000 | 2000 | 1 | 0.92 | 0 | 0
Battery Residential |  | 0 | 0 | 0 | 0 | 0 | 0 | 0

## Electrolyser
ENTSO-E Market Modelling Database: Electrolysers
Country:
Market Node: | EE00
Year:
Climate year
Scenario
Type |  | Net maximum capacity (MW) | Number of units | Average efficiency | H2 storage (GWh) | Ramp up rate (MW/h) | Ramp down rate (MW/h) | Fixed generation reduction (% of max power output)
Electrolyser e-market Z1 |  | 0 | 0 | 0 | 0 | 0 | 0 | 100
Electrolyser e-market Z2 |  | 0 | 0 | 0 | 0 | 0 | 0 | 100
Electrolyser Shared RES Z1 |  | 0 | 0 | 0 | 0 | 0 | 0 | 100
Electrolyser Shared RES Z2 |  | 0 | 0 | 0 | 0 | 0 | 0 | 100
Electrolyser Dedicated RES Z1 |  | 0 | 0 | 0 | 0 | 0 | 0 | 100
Electrolyser Dedicated RES Z2 |  | 0 | 0 | 0 | 0 | 0 | 0 | 100

## Wind
ENTSO-E Market Modelling Database: Wind
Country:
Market Node: | EE00
Year:
Scenario
Installed capacities Onshore wind Total(GW): | 2.682
Installed capacities Onshore wind e-market (GW): | 0
Installed capacities Onshore wind dedicated (GW): | 2.682
Installed capacities Onshore wind Shared RES - H2Z1 (GW): | 0
Installed capacities Onshore wind Shared RES - H2Z2 (GW): | 0
Installed capacities Offshore wind Total (GW): | 0
Installed capacities Offshore wind e-market - hub ready (GW): | 0
Installed capacities Offshore wind dedicated - hub ready (GW): | 0
Installed capacities Offshore wind Shared RES - H2Z1 - hub ready (GW): | 0
Installed capacities Offshore wind Shared RES - H2Z2 - hub ready (GW): | 0
Installed capacities Offshore wind e-market - radial (GW): | 0
Installed capacities Offshore wind dedicated - radial (GW): | 0
Installed capacities Offshore wind Shared RES - H2Z1 - radial (GW): | 0
Installed capacities Offshore wind Shared RES - H2Z2 - radial (GW): | 0

## Solar
ENTSO-E Market Modelling Database: Solar
Country:
Market Node: | EE00
Year:
Scenario
Installed capacities Thermal Solar (GW): | 0
Installed capacities Photovoltaic (GW): | 1.57
Installed capacities Photovoltaic e-market (GW): | 0
Installed capacities Photovoltaic dedicated (GW): | 1.57
Installed capacities Photovoltaic Shared RES - H2Z1 (GW): | 0
Installed capacities Photovoltaic Shared RES - H2Z2 (GW): | 0
Installed capacities Rooftop (GW): | 0
Installed capacities Solar Thermal with Storage (GW): | 0
Storage capacities Solar Thermal with Storage (GWh): | 0

## Hydro
ENTSO-E Market Modelling Database: Hydro
Country:
Market Node: | EE00
Year:
Scenario
Hydro PEMMDB 3.4
Run of River - Total turbining capacity (MW)
Pondage - Total reservoir capacity (GWh)
Pondage - Total turbining capacity (MW)
Reservoir - Total reservoir capacity (GWh)
Reservoir - Total turbining capacity (MW)
Pump Storage (open loop, with natural inflows) - Total reservoir capacity (GWh)
Pump Storage (open loop, with natural inflows) - Total turbining capacity (MW)
Pump Storage (open loop, with natural inflows) - Total pumping capacity (MW)
Pure Pump Storage (closed loop, no natural inflows) - Total reservoir capacity (GWh)
Pure Pump Storage (closed loop, no natural inflows) - Total turbining capacity (MW)
Pure Pump Storage (closed loop, no natural inflows) - Total pumping capacity (MW)

## Other RES
ENTSO-E Market Modelling Database: Other RES
Country:
Market Node: | EE00
Year:
Scenario:
Installed capacity excl. clim.dependent bands (MW): | 169 |  |  | Small Biomass | Geothermal | Marine | Waste | Not Defined / Splitting not known
N.B. use convention first January always Monday (2007 calendar year) --> see guidelines for further details |  |  | Installed capacity (MW): | 152 | 0 | 0 | 17 | 0
Date | Hour | TOTAL Other RES Output (MW) (excl. climate dependent bands) |  | Output (MW) | Output (MW) | Output (MW) | Output (MW) | Output (MW)
01.01. | 1 | 85.4 |  | 68.4 | 0 | 0 | 17 | 0
01.01. | 2 | 85.4 |  | 68.4 | 0 | 0 | 17 | 0
01.01. | 3 | 85.4 |  | 68.4 | 0 | 0 | 17 | 0
01.01. | 4 | 85.4 |  | 68.4 | 0 | 0 | 17 | 0
01.01. | 5 | 85.4 |  | 68.4 | 0 | 0 | 17 | 0
01.01. | 6 | 85.4 |  | 68.4 | 0 | 0 | 17 | 0
01.01. | 7 | 85.4 |  | 68.4 | 0 | 0 | 17 | 0
01.01. | 8 | 85.4 |  | 68.4 | 0 | 0 | 17 | 0
01.01. | 9 | 85.4 |  | 68.4 | 0 | 0 | 17 | 0
01.01. | 10 | 85.4 |  | 68.4 | 0 | 0 | 17 | 0
01.01. | 11 | 85.4 |  | 68.4 | 0 | 0 | 17 | 0
01.01. | 12 | 85.4 |  | 68.4 | 0 | 0 | 17 | 0
01.01. | 13 | 85.4 |  | 68.4 | 0 | 0 | 17 | 0
01.01. | 14 | 85.4 |  | 68.4 | 0 | 0 | 17 | 0
01.01. | 15 | 85.4 |  | 68.4 | 0 | 0 | 17 | 0
01.01. | 16 | 85.4 |  | 68.4 | 0 | 0 | 17 | 0
01.01. | 17 | 85.4 |  | 68.4 | 0 | 0 | 17 | 0
01.01. | 18 | 85.4 |  | 68.4 | 0 | 0 | 17 | 0
01.01. | 19 | 85.4 |  | 68.4 | 0 | 0 | 17 | 0
01.01. | 20 | 85.4 |  | 68.4 | 0 | 0 | 17 | 0
01.01. | 21 | 85.4 |  | 68.4 | 0 | 0 | 17 | 0
01.01. | 22 | 85.4 |  | 68.4 | 0 | 0 | 17 | 0
01.01. | 23 | 85.4 |  | 68.4 | 0 | 0 | 17 | 0
01.01. | 24 | 85.4 |  | 68.4 | 0 | 0 | 17 | 0
02.01. | 1 | 85.4 |  | 68.4 | 0 | 0 | 17 | 0
02.01. | 2 | 85.4 |  | 68.4 | 0 | 0 | 17 | 0
02.01. | 3 | 85.4 |  | 68.4 | 0 | 0 | 17 | 0
02.01. | 4 | 85.4 |  | 68.4 | 0 | 0 | 17 | 0
02.01. | 5 | 85.4 |  | 68.4 | 0 | 0 | 17 | 0
02.01. | 6 | 85.4 |  | 68.4 | 0 | 0 | 17 | 0
02.01. | 7 | 85.4 |  | 68.4 | 0 | 0 | 17 | 0
02.01. | 8 | 85.4 |  | 68.4 | 0 | 0 | 17 | 0
02.01. | 9 | 85.4 |  | 68.4 | 0 | 0 | 17 | 0
02.01. | 10 | 85.4 |  | 68.4 | 0 | 0 | 17 | 0
02.01. | 11 | 85.4 |  | 68.4 | 0 | 0 | 17 | 0
02.01. | 12 | 85.4 |  | 68.4 | 0 | 0 | 17 | 0
02.01. | 13 | 85.4 |  | 68.4 | 0 | 0 | 17 | 0
02.01. | 14 | 85.4 |  | 68.4 | 0 | 0 | 17 | 0
02.01. | 15 | 85.4 |  | 68.4 | 0 | 0 | 17 | 0
02.01. | 16 | 85.4 |  | 68.4 | 0 | 0 | 17 | 0
02.01. | 17 | 85.4 |  | 68.4 | 0 | 0 | 17 | 0
02.01. | 18 | 85.4 |  | 68.4 | 0 | 0 | 17 | 0
02.01. | 19 | 85.4 |  | 68.4 | 0 | 0 | 17 | 0
02.01. | 20 | 85.4 |  | 68.4 | 0 | 0 | 17 | 0
02.01. | 21 | 85.4 |  | 68.4 | 0 | 0 | 17 | 0
02.01. | 22 | 85.4 |  | 68.4 | 0 | 0 | 17 | 0
02.01. | 23 | 85.4 |  | 68.4 | 0 | 0 | 17 | 0
02.01. | 24 | 85.4 |  | 68.4 | 0 | 0 | 17 | 0
03.01. | 1 | 85.4 |  | 68.4 | 0 | 0 | 17 | 0
03.01. | 2 | 85.4 |  | 68.4 | 0 | 0 | 17 | 0
03.01. | 3 | 85.4 |  | 68.4 | 0 | 0 | 17 | 0
03.01. | 4 | 85.4 |  | 68.4 | 0 | 0 | 17 | 0
03.01. | 5 | 85.4 |  | 68.4 | 0 | 0 | 17 | 0
03.01. | 6 | 85.4 |  | 68.4 | 0 | 0 | 17 | 0
03.01. | 7 | 85.4 |  | 68.4 | 0 | 0 | 17 | 0
03.01. | 8 | 85.4 |  | 68.4 | 0 | 0 | 17 | 0
03.01. | 9 | 85.4 |  | 68.4 | 0 | 0 | 17 | 0
03.01. | 10 | 85.4 |  | 68.4 | 0 | 0 | 17 | 0
03.01. | 11 | 85.4 |  | 68.4 | 0 | 0 | 17 | 0
03.01. | 12 | 85.4 |  | 68.4 | 0 | 0 | 17 | 0
03.01. | 13 | 85.4 |  | 68.4 | 0 | 0 | 17 | 0
03.01. | 14 | 85.4 |  | 68.4 | 0 | 0 | 17 | 0
03.01. | 15 | 85.4 |  | 68.4 | 0 | 0 | 17 | 0
03.01. | 16 | 85.4 |  | 68.4 | 0 | 0 | 17 | 0
03.01. | 17 | 85.4 |  | 68.4 | 0 | 0 | 17 | 0
03.01. | 18 | 85.4 |  | 68.4 | 0 | 0 | 17 | 0
03.01. | 19 | 85.4 |  | 68.4 | 0 | 0 | 17 | 0
03.01. | 20 | 85.4 |  | 68.4 | 0 | 0 | 17 | 0
03.01. | 21 | 85.4 |  | 68.4 | 0 | 0 | 17 | 0
03.01. | 22 | 85.4 |  | 68.4 | 0 | 0 | 17 | 0
03.01. | 23 | 85.4 |  | 68.4 | 0 | 0 | 17 | 0
03.01. | 24 | 85.4 |  | 68.4 | 0 | 0 | 17 | 0
04.01. | 1 | 85.4 |  | 68.4 | 0 | 0 | 17 | 0
04.01. | 2 | 85.4 |  | 68.4 | 0 | 0 | 17 | 0
04.01. | 3 | 85.4 |  | 68.4 | 0 | 0 | 17 | 0
04.01. | 4 | 85.4 |  | 68.4 | 0 | 0 | 17 | 0
04.01. | 5 | 85.4 |  | 68.4 | 0 | 0 | 17 | 0
04.01. | 6 | 85.4 |  | 68.4 | 0 | 0 | 17 | 0
04.01. | 7 | 85.4 |  | 68.4 | 0 | 0 | 17 | 0
04.01. | 8 | 85.4 |  | 68.4 | 0 | 0 | 17 | 0
04.01. | 9 | 85.4 |  | 68.4 | 0 | 0 | 17 | 0
04.01. | 10 | 85.4 |  | 68.4 | 0 | 0 | 17 | 0
04.01. | 11 | 85.4 |  | 68.4 | 0 | 0 | 17 | 0
04.01. | 12 | 85.4 |  | 68.4 | 0 | 0 | 17 | 0
04.01. | 13 | 85.4 |  | 68.4 | 0 | 0 | 17 | 0
04.01. | 14 | 85.4 |  | 68.4 | 0 | 0 | 17 | 0
04.01. | 15 | 85.4 |  | 68.4 | 0 | 0 | 17 | 0
04.01. | 16 | 85.4 |  | 68.4 | 0 | 0 | 17 | 0
04.01. | 17 | 85.4 |  | 68.4 | 0 | 0 | 17 | 0
04.01. | 18 | 85.4 |  | 68.4 | 0 | 0 | 17 | 0
04.01. | 19 | 85.4 |  | 68.4 | 0 | 0 | 17 | 0
04.01. | 20 | 85.4 |  | 68.4 | 0 | 0 | 17 | 0
04.01. | 21 | 85.4 |  | 68.4 | 0 | 0 | 17 | 0
04.01. | 22 | 85.4 |  | 68.4 | 0 | 0 | 17 | 0
04.01. | 23 | 85.4 |  | 68.4 | 0 | 0 | 17 | 0
04.01. | 24 | 85.4 |  | 68.4 | 0 | 0 | 17 | 0
05.01. | 1 | 85.4 |  | 68.4 | 0 | 0 | 17 | 0
05.01. | 2 | 85.4 |  | 68.4 | 0 | 0 | 17 | 0
05.01. | 3 | 85.4 |  | 68.4 | 0 | 0 | 17 | 0
05.01. | 4 | 85.4 |  | 68.4 | 0 | 0 | 17 | 0
05.01. | 5 | 85.4 |  | 68.4 | 0 | 0 | 17 | 0
05.01. | 6 | 85.4 |  | 68.4 | 0 | 0 | 17 | 0
05.01. | 7 | 85.4 |  | 68.4 | 0 | 0 | 17 | 0
05.01. | 8 | 85.4 |  | 68.4 | 0 | 0 | 17 | 0
05.01. | 9 | 85.4 |  | 68.4 | 0 | 0 | 17 | 0
05.01. | 10 | 85.4 |  | 68.4 | 0 | 0 | 17 | 0
05.01. | 11 | 85.4 |  | 68.4 | 0 | 0 | 17 | 0
05.01. | 12 | 85.4 |  | 68.4 | 0 | 0 | 17 | 0
05.01. | 13 | 85.4 |  | 68.4 | 0 | 0 | 17 | 0
05.01. | 14 | 85.4 |  | 68.4 | 0 | 0 | 17 | 0
05.01. | 15 | 85.4 |  | 68.4 | 0 | 0 | 17 | 0
05.01. | 16 | 85.4 |  | 68.4 | 0 | 0 | 17 | 0
05.01. | 17 | 85.4 |  | 68.4 | 0 | 0 | 17 | 0
05.01. | 18 | 85.4 |  | 68.4 | 0 | 0 | 17 | 0
05.01. | 19 | 85.4 |  | 68.4 | 0 | 0 | 17 | 0
05.01. | 20 | 85.4 |  | 68.4 | 0 | 0 | 17 | 0
05.01. | 21 | 85.4 |  | 68.4 | 0 | 0 | 17 | 0
05.01. | 22 | 85.4 |  | 68.4 | 0 | 0 | 17 | 0
05.01. | 23 | 85.4 |  | 68.4 | 0 | 0 | 17 | 0
05.01. | 24 | 85.4 |  | 68.4 | 0 | 0 | 17 | 0
06.01. | 1 | 85.4 |  | 68.4 | 0 | 0 | 17 | 0
06.01. | 2 | 85.4 |  | 68.4 | 0 | 0 | 17 | 0
06.01. | 3 | 85.4 |  | 68.4 | 0 | 0 | 17 | 0
06.01. | 4 | 85.4 |  | 68.4 | 0 | 0 | 17 | 0
06.01. | 5 | 85.4 |  | 68.4 | 0 | 0 | 17 | 0
06.01. | 6 | 85.4 |  | 68.4 | 0 | 0 | 17 | 0
06.01. | 7 | 85.4 |  | 68.4 | 0 | 0 | 17 | 0
06.01. | 8 | 85.4 |  | 68.4 | 0 | 0 | 17 | 0
06.01. | 9 | 85.4 |  | 68.4 | 0 | 0 | 17 | 0
06.01. | 10 | 85.4 |  | 68.4 | 0 | 0 | 17 | 0
06.01. | 11 | 85.4 |  | 68.4 | 0 | 0 | 17 | 0
06.01. | 12 | 85.4 |  | 68.4 | 0 | 0 | 17 | 0
06.01. | 13 | 85.4 |  | 68.4 | 0 | 0 | 17 | 0
06.01. | 14 | 85.4 |  | 68.4 | 0 | 0 | 17 | 0
06.01. | 15 | 85.4 |  | 68.4 | 0 | 0 | 17 | 0
06.01. | 16 | 85.4 |  | 68.4 | 0 | 0 | 17 | 0
06.01. | 17 | 85.4 |  | 68.4 | 0 | 0 | 17 | 0
06.01. | 18 | 85.4 |  | 68.4 | 0 | 0 | 17 | 0
06.01. | 19 | 85.4 |  | 68.4 | 0 | 0 | 17 | 0
06.01. | 20 | 85.4 |  | 68.4 | 0 | 0 | 17 | 0
06.01. | 21 | 85.4 |  | 68.4 | 0 | 0 | 17 | 0
06.01. | 22 | 85.4 |  | 68.4 | 0 | 0 | 17 | 0
06.01. | 23 | 85.4 |  | 68.4 | 0 | 0 | 17 | 0
06.01. | 24 | 85.4 |  | 68.4 | 0 | 0 | 17 | 0
07.01. | 1 | 85.4 |  | 68.4 | 0 | 0 | 17 | 0
07.01. | 2 | 85.4 |  | 68.4 | 0 | 0 | 17 | 0
07.01. | 3 | 85.4 |  | 68.4 | 0 | 0 | 17 | 0
07.01. | 4 | 85.4 |  | 68.4 | 0 | 0 | 17 | 0
07.01. | 5 | 85.4 |  | 68.4 | 0 | 0 | 17 | 0
07.01. | 6 | 85.4 |  | 68.4 | 0 | 0 | 17 | 0
07.01. | 7 | 85.4 |  | 68.4 | 0 | 0 | 17 | 0
07.01. | 8 | 85.4 |  | 68.4 | 0 | 0 | 17 | 0
07.01. | 9 | 85.4 |  | 68.4 | 0 | 0 | 17 | 0
07.01. | 10 | 85.4 |  | 68.4 | 0 | 0 | 17 | 0
07.01. | 11 | 85.4 |  | 68.4 | 0 | 0 | 17 | 0
07.01. | 12 | 85.4 |  | 68.4 | 0 | 0 | 17 | 0
07.01. | 13 | 85.4 |  | 68.4 | 0 | 0 | 17 | 0
07.01. | 14 | 85.4 |  | 68.4 | 0 | 0 | 17 | 0
07.01. | 15 | 85.4 |  | 68.4 | 0 | 0 | 17 | 0
07.01. | 16 | 85.4 |  | 68.4 | 0 | 0 | 17 | 0
07.01. | 17 | 85.4 |  | 68.4 | 0 | 0 | 17 | 0
07.01. | 18 | 85.4 |  | 68.4 | 0 | 0 | 17 | 0
07.01. | 19 | 85.4 |  | 68.4 | 0 | 0 | 17 | 0
07.01. | 20 | 85.4 |  | 68.4 | 0 | 0 | 17 | 0
07.01. | 21 | 85.4 |  | 68.4 | 0 | 0 | 17 | 0
07.01. | 22 | 85.4 |  | 68.4 | 0 | 0 | 17 | 0
07.01. | 23 | 85.4 |  | 68.4 | 0 | 0 | 17 | 0
07.01. | 24 | 85.4 |  | 68.4 | 0 | 0 | 17 | 0
08.01. | 1 | 85.4 |  | 68.4 | 0 | 0 | 17 | 0
08.01. | 2 | 85.4 |  | 68.4 | 0 | 0 | 17 | 0
08.01. | 3 | 85.4 |  | 68.4 | 0 | 0 | 17 | 0
08.01. | 4 | 85.4 |  | 68.4 | 0 | 0 | 17 | 0
08.01. | 5 | 85.4 |  | 68.4 | 0 | 0 | 17 | 0
08.01. | 6 | 85.4 |  | 68.4 | 0 | 0 | 17 | 0
08.01. | 7 | 85.4 |  | 68.4 | 0 | 0 | 17 | 0
08.01. | 8 | 85.4 |  | 68.4 | 0 | 0 | 17 | 0
08.01. | 9 | 85.4 |  | 68.4 | 0 | 0 | 17 | 0
08.01. | 10 | 85.4 |  | 68.4 | 0 | 0 | 17 | 0
08.01. | 11 | 85.4 |  | 68.4 | 0 | 0 | 17 | 0
08.01. | 12 | 85.4 |  | 68.4 | 0 | 0 | 17 | 0
08.01. | 13 | 85.4 |  | 68.4 | 0 | 0 | 17 | 0
08.01. | 14 | 85.4 |  | 68.4 | 0 | 0 | 17 | 0
08.01. | 15 | 85.4 |  | 68.4 | 0 | 0 | 17 | 0
08.01. | 16 | 85.4 |  | 68.4 | 0 | 0 | 17 | 0
08.01. | 17 | 85.4 |  | 68.4 | 0 | 0 | 17 | 0
08.01. | 18 | 85.4 |  | 68.4 | 0 | 0 | 17 | 0
08.01. | 19 | 85.4 |  | 68.4 | 0 | 0 | 17 | 0
08.01. | 20 | 85.4 |  | 68.4 | 0 | 0 | 17 | 0
08.01. | 21 | 85.4 |  | 68.4 | 0 | 0 | 17 | 0
08.01. | 22 | 85.4 |  | 68.4 | 0 | 0 | 17 | 0
08.01. | 23 | 85.4 |  | 68.4 | 0 | 0 | 17 | 0
08.01. | 24 | 85.4 |  | 68.4 | 0 | 0 | 17 | 0
09.01. | 1 | 85.4 |  | 68.4 | 0 | 0 | 17 | 0
09.01. | 2 | 85.4 |  | 68.4 | 0 | 0 | 17 | 0
09.01. | 3 | 85.4 |  | 68.4 | 0 | 0 | 17 | 0
09.01. | 4 | 85.4 |  | 68.4 | 0 | 0 | 17 | 0
09.01. | 5 | 85.4 |  | 68.4 | 0 | 0 | 17 | 0
09.01. | 6 | 85.4 |  | 68.4 | 0 | 0 | 17 | 0
09.01. | 7 | 85.4 |  | 68.4 | 0 | 0 | 17 | 0
09.01. | 8 | 85.4 |  | 68.4 | 0 | 0 | 17 | 0
09.01. | 9 | 85.4 |  | 68.4 | 0 | 0 | 17 | 0
09.01. | 10 | 85.4 |  | 68.4 | 0 | 0 | 17 | 0
09.01. | 11 | 85.4 |  | 68.4 | 0 | 0 | 17 | 0
09.01. | 12 | 85.4 |  | 68.4 | 0 | 0 | 17 | 0
09.01. | 13 | 85.4 |  | 68.4 | 0 | 0 | 17 | 0
09.01. | 14 | 85.4 |  | 68.4 | 0 | 0 | 17 | 0
09.01. | 15 | 85.4 |  | 68.4 | 0 | 0 | 17 | 0
09.01. | 16 | 85.4 |  | 68.4 | 0 | 0 | 17 | 0
09.01. | 17 | 85.4 |  | 68.4 | 0 | 0 | 17 | 0
09.01. | 18 | 85.4 |  | 68.4 | 0 | 0 | 17 | 0
09.01. | 19 | 85.4 |  | 68.4 | 0 | 0 | 17 | 0
09.01. | 20 | 85.4 |  | 68.4 | 0 | 0 | 17 | 0
09.01. | 21 | 85.4 |  | 68.4 | 0 | 0 | 17 | 0
09.01. | 22 | 85.4 |  | 68.4 | 0 | 0 | 17 | 0
09.01. | 23 | 85.4 |  | 68.4 | 0 | 0 | 17 | 0
09.01. | 24 | 85.4 |  | 68.4 | 0 | 0 | 17 | 0
10.01. | 1 | 85.4 |  | 68.4 | 0 | 0 | 17 | 0
10.01. | 2 | 85.4 |  | 68.4 | 0 | 0 | 17 | 0
10.01. | 3 | 85.4 |  | 68.4 | 0 | 0 | 17 | 0
10.01. | 4 | 85.4 |  | 68.4 | 0 | 0 | 17 | 0
10.01. | 5 | 85.4 |  | 68.4 | 0 | 0 | 17 | 0
10.01. | 6 | 85.4 |  | 68.4 | 0 | 0 | 17 | 0
10.01. | 7 | 85.4 |  | 68.4 | 0 | 0 | 17 | 0
10.01. | 8 | 85.4 |  | 68.4 | 0 | 0 | 17 | 0
10.01. | 9 | 85.4 |  | 68.4 | 0 | 0 | 17 | 0
10.01. | 10 | 85.4 |  | 68.4 | 0 | 0 | 17 | 0
10.01. | 11 | 85.4 |  | 68.4 | 0 | 0 | 17 | 0
10.01. | 12 | 85.4 |  | 68.4 | 0 | 0 | 17 | 0
10.01. | 13 | 85.4 |  | 68.4 | 0 | 0 | 17 | 0
10.01. | 14 | 85.4 |  | 68.4 | 0 | 0 | 17 | 0
10.01. | 15 | 85.4 |  | 68.4 | 0 | 0 | 17 | 0
10.01. | 16 | 85.4 |  | 68.4 | 0 | 0 | 17 | 0
10.01. | 17 | 85.4 |  | 68.4 | 0 | 0 | 17 | 0
10.01. | 18 | 85.4 |  | 68.4 | 0 | 0 | 17 | 0
10.01. | 19 | 85.4 |  | 68.4 | 0 | 0 | 17 | 0
10.01. | 20 | 85.4 |  | 68.4 | 0 | 0 | 17 | 0
10.01. | 21 | 85.4 |  | 68.4 | 0 | 0 | 17 | 0
10.01. | 22 | 85.4 |  | 68.4 | 0 | 0 | 17 | 0
10.01. | 23 | 85.4 |  | 68.4 | 0 | 0 | 17 | 0
10.01. | 24 | 85.4 |  | 68.4 | 0 | 0 | 17 | 0
11.01. | 1 | 85.4 |  | 68.4 | 0 | 0 | 17 | 0
11.01. | 2 | 85.4 |  | 68.4 | 0 | 0 | 17 | 0
11.01. | 3 | 85.4 |  | 68.4 | 0 | 0 | 17 | 0
11.01. | 4 | 85.4 |  | 68.4 | 0 | 0 | 17 | 0
11.01. | 5 | 85.4 |  | 68.4 | 0 | 0 | 17 | 0
11.01. | 6 | 85.4 |  | 68.4 | 0 | 0 | 17 | 0
11.01. | 7 | 85.4 |  | 68.4 | 0 | 0 | 17 | 0
11.01. | 8 | 85.4 |  | 68.4 | 0 | 0 | 17 | 0
11.01. | 9 | 85.4 |  | 68.4 | 0 | 0 | 17 | 0
11.01. | 10 | 85.4 |  | 68.4 | 0 | 0 | 17 | 0
11.01. | 11 | 85.4 |  | 68.4 | 0 | 0 | 17 | 0
11.01. | 12 | 85.4 |  | 68.4 | 0 | 0 | 17 | 0
11.01. | 13 | 85.4 |  | 68.4 | 0 | 0 | 17 | 0
11.01. | 14 | 85.4 |  | 68.4 | 0 | 0 | 17 | 0
11.01. | 15 | 85.4 |  | 68.4 | 0 | 0 | 17 | 0
11.01. | 16 | 85.4 |  | 68.4 | 0 | 0 | 17 | 0
11.01. | 17 | 85.4 |  | 68.4 | 0 | 0 | 17 | 0
11.01. | 18 | 85.4 |  | 68.4 | 0 | 0 | 17 | 0
11.01. | 19 | 85.4 |  | 68.4 | 0 | 0 | 17 | 0
11.01. | 20 | 85.4 |  | 68.4 | 0 | 0 | 17 | 0
11.01. | 21 | 85.4 |  | 68.4 | 0 | 0 | 17 | 0
11.01. | 22 | 85.4 |  | 68.4 | 0 | 0 | 17 | 0
11.01. | 23 | 85.4 |  | 68.4 | 0 | 0 | 17 | 0
11.01. | 24 | 85.4 |  | 68.4 | 0 | 0 | 17 | 0
12.01. | 1 | 85.4 |  | 68.4 | 0 | 0 | 17 | 0
12.01. | 2 | 85.4 |  | 68.4 | 0 | 0 | 17 | 0
12.01. | 3 | 85.4 |  | 68.4 | 0 | 0 | 17 | 0
12.01. | 4 | 85.4 |  | 68.4 | 0 | 0 | 17 | 0
12.01. | 5 | 85.4 |  | 68.4 | 0 | 0 | 17 | 0
12.01. | 6 | 85.4 |  | 68.4 | 0 | 0 | 17 | 0
12.01. | 7 | 85.4 |  | 68.4 | 0 | 0 | 17 | 0
12.01. | 8 | 85.4 |  | 68.4 | 0 | 0 | 17 | 0
12.01. | 9 | 85.4 |  | 68.4 | 0 | 0 | 17 | 0
12.01. | 10 | 85.4 |  | 68.4 | 0 | 0 | 17 | 0
12.01. | 11 | 85.4 |  | 68.4 | 0 | 0 | 17 | 0
12.01. | 12 | 85.4 |  | 68.4 | 0 | 0 | 17 | 0
12.01. | 13 | 85.4 |  | 68.4 | 0 | 0 | 17 | 0
12.01. | 14 | 85.4 |  | 68.4 | 0 | 0 | 17 | 0
12.01. | 15 | 85.4 |  | 68.4 | 0 | 0 | 17 | 0
12.01. | 16 | 85.4 |  | 68.4 | 0 | 0 | 17 | 0
12.01. | 17 | 85.4 |  | 68.4 | 0 | 0 | 17 | 0
12.01. | 18 | 85.4 |  | 68.4 | 0 | 0 | 17 | 0
12.01. | 19 | 85.4 |  | 68.4 | 0 | 0 | 17 | 0
12.01. | 20 | 85.4 |  | 68.4 | 0 | 0 | 17 | 0
12.01. | 21 | 85.4 |  | 68.4 | 0 | 0 | 17 | 0
12.01. | 22 | 85.4 |  | 68.4 | 0 | 0 | 17 | 0
12.01. | 23 | 85.4 |  | 68.4 | 0 | 0 | 17 | 0
12.01. | 24 | 85.4 |  | 68.4 | 0 | 0 | 17 | 0
13.01. | 1 | 85.4 |  | 68.4 | 0 | 0 | 17 | 0
13.01. | 2 | 85.4 |  | 68.4 | 0 | 0 | 17 | 0
13.01. | 3 | 85.4 |  | 68.4 | 0 | 0 | 17 | 0
13.01. | 4 | 85.4 |  | 68.4 | 0 | 0 | 17 | 0
13.01. | 5 | 85.4 |  | 68.4 | 0 | 0 | 17 | 0
13.01. | 6 | 85.4 |  | 68.4 | 0 | 0 | 17 | 0
13.01. | 7 | 85.4 |  | 68.4 | 0 | 0 | 17 | 0
13.01. | 8 | 85.4 |  | 68.4 | 0 | 0 | 17 | 0
13.01. | 9 | 85.4 |  | 68.4 | 0 | 0 | 17 | 0
13.01. | 10 | 85.4 |  | 68.4 | 0 | 0 | 17 | 0
13.01. | 11 | 85.4 |  | 68.4 | 0 | 0 | 17 | 0
13.01. | 12 | 85.4 |  | 68.4 | 0 | 0 | 17 | 0
13.01. | 13 | 85.4 |  | 68.4 | 0 | 0 | 17 | 0
13.01. | 14 | 85.4 |  | 68.4 | 0 | 0 | 17 | 0
13.01. | 15 | 85.4 |  | 68.4 | 0 | 0 | 17 | 0
13.01. | 16 | 85.4 |  | 68.4 | 0 | 0 | 17 | 0
13.01. | 17 | 85.4 |  | 68.4 | 0 | 0 | 17 | 0
13.01. | 18 | 85.4 |  | 68.4 | 0 | 0 | 17 | 0
13.01. | 19 | 85.4 |  | 68.4 | 0 | 0 | 17 | 0
13.01. | 20 | 85.4 |  | 68.4 | 0 | 0 | 17 | 0
13.01. | 21 | 85.4 |  | 68.4 | 0 | 0 | 17 | 0
13.01. | 22 | 85.4 |  | 68.4 | 0 | 0 | 17 | 0
13.01. | 23 | 85.4 |  | 68.4 | 0 | 0 | 17 | 0
13.01. | 24 | 85.4 |  | 68.4 | 0 | 0 | 17 | 0
14.01. | 1 | 85.4 |  | 68.4 | 0 | 0 | 17 | 0
14.01. | 2 | 85.4 |  | 68.4 | 0 | 0 | 17 | 0
14.01. | 3 | 85.4 |  | 68.4 | 0 | 0 | 17 | 0
14.01. | 4 | 85.4 |  | 68.4 | 0 | 0 | 17 | 0
14.01. | 5 | 85.4 |  | 68.4 | 0 | 0 | 17 | 0
14.01. | 6 | 85.4 |  | 68.4 | 0 | 0 | 17 | 0
14.01. | 7 | 85.4 |  | 68.4 | 0 | 0 | 17 | 0
14.01. | 8 | 85.4 |  | 68.4 | 0 | 0 | 17 | 0
14.01. | 9 | 85.4 |  | 68.4 | 0 | 0 | 17 | 0
14.01. | 10 | 85.4 |  | 68.4 | 0 | 0 | 17 | 0
14.01. | 11 | 85.4 |  | 68.4 | 0 | 0 | 17 | 0
14.01. | 12 | 85.4 |  | 68.4 | 0 | 0 | 17 | 0
14.01. | 13 | 85.4 |  | 68.4 | 0 | 0 | 17 | 0
14.01. | 14 | 85.4 |  | 68.4 | 0 | 0 | 17 | 0
14.01. | 15 | 85.4 |  | 68.4 | 0 | 0 | 17 | 0
14.01. | 16 | 85.4 |  | 68.4 | 0 | 0 | 17 | 0
14.01. | 17 | 85.4 |  | 68.4 | 0 | 0 | 17 | 0
14.01. | 18 | 85.4 |  | 68.4 | 0 | 0 | 17 | 0
14.01. | 19 | 85.4 |  | 68.4 | 0 | 0 | 17 | 0
14.01. | 20 | 85.4 |  | 68.4 | 0 | 0 | 17 | 0
14.01. | 21 | 85.4 |  | 68.4 | 0 | 0 | 17 | 0
14.01. | 22 | 85.4 |  | 68.4 | 0 | 0 | 17 | 0
14.01. | 23 | 85.4 |  | 68.4 | 0 | 0 | 17 | 0
14.01. | 24 | 85.4 |  | 68.4 | 0 | 0 | 17 | 0
15.01. | 1 | 85.4 |  | 68.4 | 0 | 0 | 17 | 0
15.01. | 2 | 85.4 |  | 68.4 | 0 | 0 | 17 | 0
15.01. | 3 | 85.4 |  | 68.4 | 0 | 0 | 17 | 0
15.01. | 4 | 85.4 |  | 68.4 | 0 | 0 | 17 | 0
15.01. | 5 | 85.4 |  | 68.4 | 0 | 0 | 17 | 0
15.01. | 6 | 85.4 |  | 68.4 | 0 | 0 | 17 | 0
15.01. | 7 | 85.4 |  | 68.4 | 0 | 0 | 17 | 0
15.01. | 8 | 85.4 |  | 68.4 | 0 | 0 | 17 | 0
15.01. | 9 | 85.4 |  | 68.4 | 0 | 0 | 17 | 0
15.01. | 10 | 85.4 |  | 68.4 | 0 | 0 | 17 | 0
15.01. | 11 | 85.4 |  | 68.4 | 0 | 0 | 17 | 0
15.01. | 12 | 85.4 |  | 68.4 | 0 | 0 | 17 | 0
15.01. | 13 | 85.4 |  | 68.4 | 0 | 0 | 17 | 0
15.01. | 14 | 85.4 |  | 68.4 | 0 | 0 | 17 | 0
15.01. | 15 | 85.4 |  | 68.4 | 0 | 0 | 17 | 0
15.01. | 16 | 85.4 |  | 68.4 | 0 | 0 | 17 | 0
15.01. | 17 | 85.4 |  | 68.4 | 0 | 0 | 17 | 0
15.01. | 18 | 85.4 |  | 68.4 | 0 | 0 | 17 | 0
15.01. | 19 | 85.4 |  | 68.4 | 0 | 0 | 17 | 0
15.01. | 20 | 85.4 |  | 68.4 | 0 | 0 | 17 | 0
15.01. | 21 | 85.4 |  | 68.4 | 0 | 0 | 17 | 0
15.01. | 22 | 85.4 |  | 68.4 | 0 | 0 | 17 | 0
15.01. | 23 | 85.4 |  | 68.4 | 0 | 0 | 17 | 0
15.01. | 24 | 85.4 |  | 68.4 | 0 | 0 | 17 | 0
16.01. | 1 | 85.4 |  | 68.4 | 0 | 0 | 17 | 0
16.01. | 2 | 85.4 |  | 68.4 | 0 | 0 | 17 | 0
16.01. | 3 | 85.4 |  | 68.4 | 0 | 0 | 17 | 0
16.01. | 4 | 85.4 |  | 68.4 | 0 | 0 | 17 | 0
16.01. | 5 | 85.4 |  | 68.4 | 0 | 0 | 17 | 0
16.01. | 6 | 85.4 |  | 68.4 | 0 | 0 | 17 | 0
16.01. | 7 | 85.4 |  | 68.4 | 0 | 0 | 17 | 0
16.01. | 8 | 85.4 |  | 68.4 | 0 | 0 | 17 | 0
16.01. | 9 | 85.4 |  | 68.4 | 0 | 0 | 17 | 0
16.01. | 10 | 85.4 |  | 68.4 | 0 | 0 | 17 | 0
16.01. | 11 | 85.4 |  | 68.4 | 0 | 0 | 17 | 0
16.01. | 12 | 85.4 |  | 68.4 | 0 | 0 | 17 | 0
16.01. | 13 | 85.4 |  | 68.4 | 0 | 0 | 17 | 0
16.01. | 14 | 85.4 |  | 68.4 | 0 | 0 | 17 | 0
16.01. | 15 | 85.4 |  | 68.4 | 0 | 0 | 17 | 0
16.01. | 16 | 85.4 |  | 68.4 | 0 | 0 | 17 | 0
16.01. | 17 | 85.4 |  | 68.4 | 0 | 0 | 17 | 0
16.01. | 18 | 85.4 |  | 68.4 | 0 | 0 | 17 | 0
16.01. | 19 | 85.4 |  | 68.4 | 0 | 0 | 17 | 0
16.01. | 20 | 85.4 |  | 68.4 | 0 | 0 | 17 | 0
16.01. | 21 | 85.4 |  | 68.4 | 0 | 0 | 17 | 0
16.01. | 22 | 85.4 |  | 68.4 | 0 | 0 | 17 | 0
16.01. | 23 | 85.4 |  | 68.4 | 0 | 0 | 17 | 0
16.01. | 24 | 85.4 |  | 68.4 | 0 | 0 | 17 | 0
17.01. | 1 | 85.4 |  | 68.4 | 0 | 0 | 17 | 0
17.01. | 2 | 85.4 |  | 68.4 | 0 | 0 | 17 | 0
17.01. | 3 | 85.4 |  | 68.4 | 0 | 0 | 17 | 0
17.01. | 4 | 85.4 |  | 68.4 | 0 | 0 | 17 | 0
17.01. | 5 | 85.4 |  | 68.4 | 0 | 0 | 17 | 0
17.01. | 6 | 85.4 |  | 68.4 | 0 | 0 | 17 | 0
17.01. | 7 | 85.4 |  | 68.4 | 0 | 0 | 17 | 0
17.01. | 8 | 85.4 |  | 68.4 | 0 | 0 | 17 | 0
17.01. | 9 | 85.4 |  | 68.4 | 0 | 0 | 17 | 0
17.01. | 10 | 85.4 |  | 68.4 | 0 | 0 | 17 | 0
17.01. | 11 | 85.4 |  | 68.4 | 0 | 0 | 17 | 0
17.01. | 12 | 85.4 |  | 68.4 | 0 | 0 | 17 | 0
17.01. | 13 | 85.4 |  | 68.4 | 0 | 0 | 17 | 0
17.01. | 14 | 85.4 |  | 68.4 | 0 | 0 | 17 | 0
17.01. | 15 | 85.4 |  | 68.4 | 0 | 0 | 17 | 0
17.01. | 16 | 85.4 |  | 68.4 | 0 | 0 | 17 | 0
17.01. | 17 | 85.4 |  | 68.4 | 0 | 0 | 17 | 0
17.01. | 18 | 85.4 |  | 68.4 | 0 | 0 | 17 | 0
17.01. | 19 | 85.4 |  | 68.4 | 0 | 0 | 17 | 0
17.01. | 20 | 85.4 |  | 68.4 | 0 | 0 | 17 | 0
17.01. | 21 | 85.4 |  | 68.4 | 0 | 0 | 17 | 0
17.01. | 22 | 85.4 |  | 68.4 | 0 | 0 | 17 | 0
17.01. | 23 | 85.4 |  | 68.4 | 0 | 0 | 17 | 0
17.01. | 24 | 85.4 |  | 68.4 | 0 | 0 | 17 | 0
18.01. | 1 | 85.4 |  | 68.4 | 0 | 0 | 17 | 0
18.01. | 2 | 85.4 |  | 68.4 | 0 | 0 | 17 | 0
18.01. | 3 | 85.4 |  | 68.4 | 0 | 0 | 17 | 0
18.01. | 4 | 85.4 |  | 68.4 | 0 | 0 | 17 | 0
18.01. | 5 | 85.4 |  | 68.4 | 0 | 0 | 17 | 0
18.01. | 6 | 85.4 |  | 68.4 | 0 | 0 | 17 | 0
18.01. | 7 | 85.4 |  | 68.4 | 0 | 0 | 17 | 0
18.01. | 8 | 85.4 |  | 68.4 | 0 | 0 | 17 | 0
18.01. | 9 | 85.4 |  | 68.4 | 0 | 0 | 17 | 0
18.01. | 10 | 85.4 |  | 68.4 | 0 | 0 | 17 | 0
18.01. | 11 | 85.4 |  | 68.4 | 0 | 0 | 17 | 0
18.01. | 12 | 85.4 |  | 68.4 | 0 | 0 | 17 | 0
18.01. | 13 | 85.4 |  | 68.4 | 0 | 0 | 17 | 0
18.01. | 14 | 85.4 |  | 68.4 | 0 | 0 | 17 | 0
18.01. | 15 | 85.4 |  | 68.4 | 0 | 0 | 17 | 0
18.01. | 16 | 85.4 |  | 68.4 | 0 | 0 | 17 | 0
18.01. | 17 | 85.4 |  | 68.4 | 0 | 0 | 17 | 0
18.01. | 18 | 85.4 |  | 68.4 | 0 | 0 | 17 | 0
18.01. | 19 | 85.4 |  | 68.4 | 0 | 0 | 17 | 0
18.01. | 20 | 85.4 |  | 68.4 | 0 | 0 | 17 | 0
18.01. | 21 | 85.4 |  | 68.4 | 0 | 0 | 17 | 0
18.01. | 22 | 85.4 |  | 68.4 | 0 | 0 | 17 | 0
18.01. | 23 | 85.4 |  | 68.4 | 0 | 0 | 17 | 0
18.01. | 24 | 85.4 |  | 68.4 | 0 | 0 | 17 | 0
19.01. | 1 | 85.4 |  | 68.4 | 0 | 0 | 17 | 0
19.01. | 2 | 85.4 |  | 68.4 | 0 | 0 | 17 | 0
19.01. | 3 | 85.4 |  | 68.4 | 0 | 0 | 17 | 0
19.01. | 4 | 85.4 |  | 68.4 | 0 | 0 | 17 | 0
19.01. | 5 | 85.4 |  | 68.4 | 0 | 0 | 17 | 0
19.01. | 6 | 85.4 |  | 68.4 | 0 | 0 | 17 | 0
19.01. | 7 | 85.4 |  | 68.4 | 0 | 0 | 17 | 0
19.01. | 8 | 85.4 |  | 68.4 | 0 | 0 | 17 | 0
19.01. | 9 | 85.4 |  | 68.4 | 0 | 0 | 17 | 0
19.01. | 10 | 85.4 |  | 68.4 | 0 | 0 | 17 | 0
19.01. | 11 | 85.4 |  | 68.4 | 0 | 0 | 17 | 0
19.01. | 12 | 85.4 |  | 68.4 | 0 | 0 | 17 | 0
19.01. | 13 | 85.4 |  | 68.4 | 0 | 0 | 17 | 0
19.01. | 14 | 85.4 |  | 68.4 | 0 | 0 | 17 | 0
19.01. | 15 | 85.4 |  | 68.4 | 0 | 0 | 17 | 0
19.01. | 16 | 85.4 |  | 68.4 | 0 | 0 | 17 | 0
19.01. | 17 | 85.4 |  | 68.4 | 0 | 0 | 17 | 0
19.01. | 18 | 85.4 |  | 68.4 | 0 | 0 | 17 | 0
19.01. | 19 | 85.4 |  | 68.4 | 0 | 0 | 17 | 0
19.01. | 20 | 85.4 |  | 68.4 | 0 | 0 | 17 | 0
19.01. | 21 | 85.4 |  | 68.4 | 0 | 0 | 17 | 0
19.01. | 22 | 85.4 |  | 68.4 | 0 | 0 | 17 | 0
19.01. | 23 | 85.4 |  | 68.4 | 0 | 0 | 17 | 0
19.01. | 24 | 85.4 |  | 68.4 | 0 | 0 | 17 | 0
20.01. | 1 | 85.4 |  | 68.4 | 0 | 0 | 17 | 0
20.01. | 2 | 85.4 |  | 68.4 | 0 | 0 | 17 | 0
20.01. | 3 | 85.4 |  | 68.4 | 0 | 0 | 17 | 0
20.01. | 4 | 85.4 |  | 68.4 | 0 | 0 | 17 | 0
20.01. | 5 | 85.4 |  | 68.4 | 0 | 0 | 17 | 0
20.01. | 6 | 85.4 |  | 68.4 | 0 | 0 | 17 | 0
20.01. | 7 | 85.4 |  | 68.4 | 0 | 0 | 17 | 0
20.01. | 8 | 85.4 |  | 68.4 | 0 | 0 | 17 | 0
20.01. | 9 | 85.4 |  | 68.4 | 0 | 0 | 17 | 0
20.01. | 10 | 85.4 |  | 68.4 | 0 | 0 | 17 | 0
20.01. | 11 | 85.4 |  | 68.4 | 0 | 0 | 17 | 0
20.01. | 12 | 85.4 |  | 68.4 | 0 | 0 | 17 | 0
20.01. | 13 | 85.4 |  | 68.4 | 0 | 0 | 17 | 0
20.01. | 14 | 85.4 |  | 68.4 | 0 | 0 | 17 | 0
20.01. | 15 | 85.4 |  | 68.4 | 0 | 0 | 17 | 0
20.01. | 16 | 85.4 |  | 68.4 | 0 | 0 | 17 | 0
20.01. | 17 | 85.4 |  | 68.4 | 0 | 0 | 17 | 0
20.01. | 18 | 85.4 |  | 68.4 | 0 | 0 | 17 | 0
20.01. | 19 | 85.4 |  | 68.4 | 0 | 0 | 17 | 0
20.01. | 20 | 85.4 |  | 68.4 | 0 | 0 | 17 | 0
20.01. | 21 | 85.4 |  | 68.4 | 0 | 0 | 17 | 0
20.01. | 22 | 85.4 |  | 68.4 | 0 | 0 | 17 | 0
20.01. | 23 | 85.4 |  | 68.4 | 0 | 0 | 17 | 0
20.01. | 24 | 85.4 |  | 68.4 | 0 | 0 | 17 | 0
21.01. | 1 | 85.4 |  | 68.4 | 0 | 0 | 17 | 0
21.01. | 2 | 85.4 |  | 68.4 | 0 | 0 | 17 | 0
21.01. | 3 | 85.4 |  | 68.4 | 0 | 0 | 17 | 0
21.01. | 4 | 85.4 |  | 68.4 | 0 | 0 | 17 | 0
21.01. | 5 | 85.4 |  | 68.4 | 0 | 0 | 17 | 0
21.01. | 6 | 85.4 |  | 68.4 | 0 | 0 | 17 | 0
21.01. | 7 | 85.4 |  | 68.4 | 0 | 0 | 17 | 0
21.01. | 8 | 85.4 |  | 68.4 | 0 | 0 | 17 | 0
21.01. | 9 | 85.4 |  | 68.4 | 0 | 0 | 17 | 0
21.01. | 10 | 85.4 |  | 68.4 | 0 | 0 | 17 | 0
21.01. | 11 | 85.4 |  | 68.4 | 0 | 0 | 17 | 0
21.01. | 12 | 85.4 |  | 68.4 | 0 | 0 | 17 | 0
21.01. | 13 | 85.4 |  | 68.4 | 0 | 0 | 17 | 0
21.01. | 14 | 85.4 |  | 68.4 | 0 | 0 | 17 | 0
21.01. | 15 | 85.4 |  | 68.4 | 0 | 0 | 17 | 0
21.01. | 16 | 85.4 |  | 68.4 | 0 | 0 | 17 | 0
21.01. | 17 | 85.4 |  | 68.4 | 0 | 0 | 17 | 0
21.01. | 18 | 85.4 |  | 68.4 | 0 | 0 | 17 | 0
21.01. | 19 | 85.4 |  | 68.4 | 0 | 0 | 17 | 0
21.01. | 20 | 85.4 |  | 68.4 | 0 | 0 | 17 | 0
21.01. | 21 | 85.4 |  | 68.4 | 0 | 0 | 17 | 0
21.01. | 22 | 85.4 |  | 68.4 | 0 | 0 | 17 | 0
21.01. | 23 | 85.4 |  | 68.4 | 0 | 0 | 17 | 0
21.01. | 24 | 85.4 |  | 68.4 | 0 | 0 | 17 | 0
22.01. | 1 | 85.4 |  | 68.4 | 0 | 0 | 17 | 0
22.01. | 2 | 85.4 |  | 68.4 | 0 | 0 | 17 | 0
22.01. | 3 | 85.4 |  | 68.4 | 0 | 0 | 17 | 0
22.01. | 4 | 85.4 |  | 68.4 | 0 | 0 | 17 | 0
22.01. | 5 | 85.4 |  | 68.4 | 0 | 0 | 17 | 0
22.01. | 6 | 85.4 |  | 68.4 | 0 | 0 | 17 | 0
22.01. | 7 | 85.4 |  | 68.4 | 0 | 0 | 17 | 0
22.01. | 8 | 85.4 |  | 68.4 | 0 | 0 | 17 | 0
22.01. | 9 | 85.4 |  | 68.4 | 0 | 0 | 17 | 0
22.01. | 10 | 85.4 |  | 68.4 | 0 | 0 | 17 | 0
22.01. | 11 | 85.4 |  | 68.4 | 0 | 0 | 17 | 0
22.01. | 12 | 85.4 |  | 68.4 | 0 | 0 | 17 | 0
22.01. | 13 | 85.4 |  | 68.4 | 0 | 0 | 17 | 0
22.01. | 14 | 85.4 |  | 68.4 | 0 | 0 | 17 | 0
22.01. | 15 | 85.4 |  | 68.4 | 0 | 0 | 17 | 0
22.01. | 16 | 85.4 |  | 68.4 | 0 | 0 | 17 | 0
22.01. | 17 | 85.4 |  | 68.4 | 0 | 0 | 17 | 0
22.01. | 18 | 85.4 |  | 68.4 | 0 | 0 | 17 | 0
22.01. | 19 | 85.4 |  | 68.4 | 0 | 0 | 17 | 0
22.01. | 20 | 85.4 |  | 68.4 | 0 | 0 | 17 | 0
22.01. | 21 | 85.4 |  | 68.4 | 0 | 0 | 17 | 0
22.01. | 22 | 85.4 |  | 68.4 | 0 | 0 | 17 | 0
22.01. | 23 | 85.4 |  | 68.4 | 0 | 0 | 17 | 0
22.01. | 24 | 85.4 |  | 68.4 | 0 | 0 | 17 | 0
23.01. | 1 | 85.4 |  | 68.4 | 0 | 0 | 17 | 0
23.01. | 2 | 85.4 |  | 68.4 | 0 | 0 | 17 | 0
23.01. | 3 | 85.4 |  | 68.4 | 0 | 0 | 17 | 0
23.01. | 4 | 85.4 |  | 68.4 | 0 | 0 | 17 | 0
23.01. | 5 | 85.4 |  | 68.4 | 0 | 0 | 17 | 0
23.01. | 6 | 85.4 |  | 68.4 | 0 | 0 | 17 | 0
23.01. | 7 | 85.4 |  | 68.4 | 0 | 0 | 17 | 0
23.01. | 8 | 85.4 |  | 68.4 | 0 | 0 | 17 | 0
23.01. | 9 | 85.4 |  | 68.4 | 0 | 0 | 17 | 0
23.01. | 10 | 85.4 |  | 68.4 | 0 | 0 | 17 | 0
23.01. | 11 | 85.4 |  | 68.4 | 0 | 0 | 17 | 0
23.01. | 12 | 85.4 |  | 68.4 | 0 | 0 | 17 | 0
23.01. | 13 | 85.4 |  | 68.4 | 0 | 0 | 17 | 0
23.01. | 14 | 85.4 |  | 68.4 | 0 | 0 | 17 | 0
23.01. | 15 | 85.4 |  | 68.4 | 0 | 0 | 17 | 0
23.01. | 16 | 85.4 |  | 68.4 | 0 | 0 | 17 | 0
23.01. | 17 | 85.4 |  | 68.4 | 0 | 0 | 17 | 0
23.01. | 18 | 85.4 |  | 68.4 | 0 | 0 | 17 | 0
23.01. | 19 | 85.4 |  | 68.4 | 0 | 0 | 17 | 0
23.01. | 20 | 85.4 |  | 68.4 | 0 | 0 | 17 | 0
23.01. | 21 | 85.4 |  | 68.4 | 0 | 0 | 17 | 0
23.01. | 22 | 85.4 |  | 68.4 | 0 | 0 | 17 | 0
23.01. | 23 | 85.4 |  | 68.4 | 0 | 0 | 17 | 0
23.01. | 24 | 85.4 |  | 68.4 | 0 | 0 | 17 | 0
24.01. | 1 | 85.4 |  | 68.4 | 0 | 0 | 17 | 0
24.01. | 2 | 85.4 |  | 68.4 | 0 | 0 | 17 | 0
24.01. | 3 | 85.4 |  | 68.4 | 0 | 0 | 17 | 0
24.01. | 4 | 85.4 |  | 68.4 | 0 | 0 | 17 | 0
24.01. | 5 | 85.4 |  | 68.4 | 0 | 0 | 17 | 0
24.01. | 6 | 85.4 |  | 68.4 | 0 | 0 | 17 | 0
24.01. | 7 | 85.4 |  | 68.4 | 0 | 0 | 17 | 0
24.01. | 8 | 85.4 |  | 68.4 | 0 | 0 | 17 | 0
24.01. | 9 | 85.4 |  | 68.4 | 0 | 0 | 17 | 0
24.01. | 10 | 85.4 |  | 68.4 | 0 | 0 | 17 | 0
24.01. | 11 | 85.4 |  | 68.4 | 0 | 0 | 17 | 0
24.01. | 12 | 85.4 |  | 68.4 | 0 | 0 | 17 | 0
24.01. | 13 | 85.4 |  | 68.4 | 0 | 0 | 17 | 0
24.01. | 14 | 85.4 |  | 68.4 | 0 | 0 | 17 | 0
24.01. | 15 | 85.4 |  | 68.4 | 0 | 0 | 17 | 0
24.01. | 16 | 85.4 |  | 68.4 | 0 | 0 | 17 | 0
24.01. | 17 | 85.4 |  | 68.4 | 0 | 0 | 17 | 0
24.01. | 18 | 85.4 |  | 68.4 | 0 | 0 | 17 | 0
24.01. | 19 | 85.4 |  | 68.4 | 0 | 0 | 17 | 0
24.01. | 20 | 85.4 |  | 68.4 | 0 | 0 | 17 | 0
24.01. | 21 | 85.4 |  | 68.4 | 0 | 0 | 17 | 0
24.01. | 22 | 85.4 |  | 68.4 | 0 | 0 | 17 | 0
24.01. | 23 | 85.4 |  | 68.4 | 0 | 0 | 17 | 0
24.01. | 24 | 85.4 |  | 68.4 | 0 | 0 | 17 | 0
25.01. | 1 | 85.4 |  | 68.4 | 0 | 0 | 17 | 0
25.01. | 2 | 85.4 |  | 68.4 | 0 | 0 | 17 | 0
25.01. | 3 | 85.4 |  | 68.4 | 0 | 0 | 17 | 0
25.01. | 4 | 85.4 |  | 68.4 | 0 | 0 | 17 | 0
25.01. | 5 | 85.4 |  | 68.4 | 0 | 0 | 17 | 0
25.01. | 6 | 85.4 |  | 68.4 | 0 | 0 | 17 | 0
25.01. | 7 | 85.4 |  | 68.4 | 0 | 0 | 17 | 0
25.01. | 8 | 85.4 |  | 68.4 | 0 | 0 | 17 | 0
25.01. | 9 | 85.4 |  | 68.4 | 0 | 0 | 17 | 0
25.01. | 10 | 85.4 |  | 68.4 | 0 | 0 | 17 | 0
25.01. | 11 | 85.4 |  | 68.4 | 0 | 0 | 17 | 0
25.01. | 12 | 85.4 |  | 68.4 | 0 | 0 | 17 | 0
25.01. | 13 | 85.4 |  | 68.4 | 0 | 0 | 17 | 0
25.01. | 14 | 85.4 |  | 68.4 | 0 | 0 | 17 | 0
25.01. | 15 | 85.4 |  | 68.4 | 0 | 0 | 17 | 0
25.01. | 16 | 85.4 |  | 68.4 | 0 | 0 | 17 | 0
25.01. | 17 | 85.4 |  | 68.4 | 0 | 0 | 17 | 0
25.01. | 18 | 85.4 |  | 68.4 | 0 | 0 | 17 | 0
25.01. | 19 | 85.4 |  | 68.4 | 0 | 0 | 17 | 0
25.01. | 20 | 85.4 |  | 68.4 | 0 | 0 | 17 | 0
25.01. | 21 | 85.4 |  | 68.4 | 0 | 0 | 17 | 0
25.01. | 22 | 85.4 |  | 68.4 | 0 | 0 | 17 | 0
25.01. | 23 | 85.4 |  | 68.4 | 0 | 0 | 17 | 0
25.01. | 24 | 85.4 |  | 68.4 | 0 | 0 | 17 | 0
26.01. | 1 | 85.4 |  | 68.4 | 0 | 0 | 17 | 0
26.01. | 2 | 85.4 |  | 68.4 | 0 | 0 | 17 | 0
26.01. | 3 | 85.4 |  | 68.4 | 0 | 0 | 17 | 0
26.01. | 4 | 85.4 |  | 68.4 | 0 | 0 | 17 | 0
26.01. | 5 | 85.4 |  | 68.4 | 0 | 0 | 17 | 0
26.01. | 6 | 85.4 |  | 68.4 | 0 | 0 | 17 | 0
26.01. | 7 | 85.4 |  | 68.4 | 0 | 0 | 17 | 0
26.01. | 8 | 85.4 |  | 68.4 | 0 | 0 | 17 | 0
26.01. | 9 | 85.4 |  | 68.4 | 0 | 0 | 17 | 0
26.01. | 10 | 85.4 |  | 68.4 | 0 | 0 | 17 | 0
26.01. | 11 | 85.4 |  | 68.4 | 0 | 0 | 17 | 0
26.01. | 12 | 85.4 |  | 68.4 | 0 | 0 | 17 | 0
26.01. | 13 | 85.4 |  | 68.4 | 0 | 0 | 17 | 0
26.01. | 14 | 85.4 |  | 68.4 | 0 | 0 | 17 | 0
26.01. | 15 | 85.4 |  | 68.4 | 0 | 0 | 17 | 0
26.01. | 16 | 85.4 |  | 68.4 | 0 | 0 | 17 | 0
26.01. | 17 | 85.4 |  | 68.4 | 0 | 0 | 17 | 0
26.01. | 18 | 85.4 |  | 68.4 | 0 | 0 | 17 | 0
26.01. | 19 | 85.4 |  | 68.4 | 0 | 0 | 17 | 0
26.01. | 20 | 85.4 |  | 68.4 | 0 | 0 | 17 | 0
26.01. | 21 | 85.4 |  | 68.4 | 0 | 0 | 17 | 0
26.01. | 22 | 85.4 |  | 68.4 | 0 | 0 | 17 | 0
26.01. | 23 | 85.4 |  | 68.4 | 0 | 0 | 17 | 0
26.01. | 24 | 85.4 |  | 68.4 | 0 | 0 | 17 | 0
27.01. | 1 | 85.4 |  | 68.4 | 0 | 0 | 17 | 0
27.01. | 2 | 85.4 |  | 68.4 | 0 | 0 | 17 | 0
27.01. | 3 | 85.4 |  | 68.4 | 0 | 0 | 17 | 0
27.01. | 4 | 85.4 |  | 68.4 | 0 | 0 | 17 | 0
27.01. | 5 | 85.4 |  | 68.4 | 0 | 0 | 17 | 0
27.01. | 6 | 85.4 |  | 68.4 | 0 | 0 | 17 | 0
27.01. | 7 | 85.4 |  | 68.4 | 0 | 0 | 17 | 0
27.01. | 8 | 85.4 |  | 68.4 | 0 | 0 | 17 | 0
27.01. | 9 | 85.4 |  | 68.4 | 0 | 0 | 17 | 0
27.01. | 10 | 85.4 |  | 68.4 | 0 | 0 | 17 | 0
27.01. | 11 | 85.4 |  | 68.4 | 0 | 0 | 17 | 0
27.01. | 12 | 85.4 |  | 68.4 | 0 | 0 | 17 | 0
27.01. | 13 | 85.4 |  | 68.4 | 0 | 0 | 17 | 0
27.01. | 14 | 85.4 |  | 68.4 | 0 | 0 | 17 | 0
27.01. | 15 | 85.4 |  | 68.4 | 0 | 0 | 17 | 0
27.01. | 16 | 85.4 |  | 68.4 | 0 | 0 | 17 | 0
27.01. | 17 | 85.4 |  | 68.4 | 0 | 0 | 17 | 0
27.01. | 18 | 85.4 |  | 68.4 | 0 | 0 | 17 | 0
27.01. | 19 | 85.4 |  | 68.4 | 0 | 0 | 17 | 0
27.01. | 20 | 85.4 |  | 68.4 | 0 | 0 | 17 | 0
27.01. | 21 | 85.4 |  | 68.4 | 0 | 0 | 17 | 0
27.01. | 22 | 85.4 |  | 68.4 | 0 | 0 | 17 | 0
27.01. | 23 | 85.4 |  | 68.4 | 0 | 0 | 17 | 0
27.01. | 24 | 85.4 |  | 68.4 | 0 | 0 | 17 | 0
28.01. | 1 | 85.4 |  | 68.4 | 0 | 0 | 17 | 0
28.01. | 2 | 85.4 |  | 68.4 | 0 | 0 | 17 | 0
28.01. | 3 | 85.4 |  | 68.4 | 0 | 0 | 17 | 0
28.01. | 4 | 85.4 |  | 68.4 | 0 | 0 | 17 | 0
28.01. | 5 | 85.4 |  | 68.4 | 0 | 0 | 17 | 0
28.01. | 6 | 85.4 |  | 68.4 | 0 | 0 | 17 | 0
28.01. | 7 | 85.4 |  | 68.4 | 0 | 0 | 17 | 0
28.01. | 8 | 85.4 |  | 68.4 | 0 | 0 | 17 | 0
28.01. | 9 | 85.4 |  | 68.4 | 0 | 0 | 17 | 0
28.01. | 10 | 85.4 |  | 68.4 | 0 | 0 | 17 | 0
28.01. | 11 | 85.4 |  | 68.4 | 0 | 0 | 17 | 0
28.01. | 12 | 85.4 |  | 68.4 | 0 | 0 | 17 | 0
28.01. | 13 | 85.4 |  | 68.4 | 0 | 0 | 17 | 0
28.01. | 14 | 85.4 |  | 68.4 | 0 | 0 | 17 | 0
28.01. | 15 | 85.4 |  | 68.4 | 0 | 0 | 17 | 0
28.01. | 16 | 85.4 |  | 68.4 | 0 | 0 | 17 | 0
28.01. | 17 | 85.4 |  | 68.4 | 0 | 0 | 17 | 0
28.01. | 18 | 85.4 |  | 68.4 | 0 | 0 | 17 | 0
28.01. | 19 | 85.4 |  | 68.4 | 0 | 0 | 17 | 0
28.01. | 20 | 85.4 |  | 68.4 | 0 | 0 | 17 | 0
28.01. | 21 | 85.4 |  | 68.4 | 0 | 0 | 17 | 0
28.01. | 22 | 85.4 |  | 68.4 | 0 | 0 | 17 | 0
28.01. | 23 | 85.4 |  | 68.4 | 0 | 0 | 17 | 0
28.01. | 24 | 85.4 |  | 68.4 | 0 | 0 | 17 | 0
29.01. | 1 | 85.4 |  | 68.4 | 0 | 0 | 17 | 0
29.01. | 2 | 85.4 |  | 68.4 | 0 | 0 | 17 | 0
29.01. | 3 | 85.4 |  | 68.4 | 0 | 0 | 17 | 0
29.01. | 4 | 85.4 |  | 68.4 | 0 | 0 | 17 | 0
29.01. | 5 | 85.4 |  | 68.4 | 0 | 0 | 17 | 0
29.01. | 6 | 85.4 |  | 68.4 | 0 | 0 | 17 | 0
29.01. | 7 | 85.4 |  | 68.4 | 0 | 0 | 17 | 0
29.01. | 8 | 85.4 |  | 68.4 | 0 | 0 | 17 | 0
29.01. | 9 | 85.4 |  | 68.4 | 0 | 0 | 17 | 0
29.01. | 10 | 85.4 |  | 68.4 | 0 | 0 | 17 | 0
29.01. | 11 | 85.4 |  | 68.4 | 0 | 0 | 17 | 0
29.01. | 12 | 85.4 |  | 68.4 | 0 | 0 | 17 | 0
29.01. | 13 | 85.4 |  | 68.4 | 0 | 0 | 17 | 0
29.01. | 14 | 85.4 |  | 68.4 | 0 | 0 | 17 | 0
29.01. | 15 | 85.4 |  | 68.4 | 0 | 0 | 17 | 0
29.01. | 16 | 85.4 |  | 68.4 | 0 | 0 | 17 | 0
29.01. | 17 | 85.4 |  | 68.4 | 0 | 0 | 17 | 0
29.01. | 18 | 85.4 |  | 68.4 | 0 | 0 | 17 | 0
29.01. | 19 | 85.4 |  | 68.4 | 0 | 0 | 17 | 0
29.01. | 20 | 85.4 |  | 68.4 | 0 | 0 | 17 | 0
29.01. | 21 | 85.4 |  | 68.4 | 0 | 0 | 17 | 0
29.01. | 22 | 85.4 |  | 68.4 | 0 | 0 | 17 | 0
29.01. | 23 | 85.4 |  | 68.4 | 0 | 0 | 17 | 0
29.01. | 24 | 85.4 |  | 68.4 | 0 | 0 | 17 | 0
30.01. | 1 | 85.4 |  | 68.4 | 0 | 0 | 17 | 0
30.01. | 2 | 85.4 |  | 68.4 | 0 | 0 | 17 | 0
30.01. | 3 | 85.4 |  | 68.4 | 0 | 0 | 17 | 0
30.01. | 4 | 85.4 |  | 68.4 | 0 | 0 | 17 | 0
30.01. | 5 | 85.4 |  | 68.4 | 0 | 0 | 17 | 0
30.01. | 6 | 85.4 |  | 68.4 | 0 | 0 | 17 | 0
30.01. | 7 | 85.4 |  | 68.4 | 0 | 0 | 17 | 0
30.01. | 8 | 85.4 |  | 68.4 | 0 | 0 | 17 | 0
30.01. | 9 | 85.4 |  | 68.4 | 0 | 0 | 17 | 0
30.01. | 10 | 85.4 |  | 68.4 | 0 | 0 | 17 | 0
30.01. | 11 | 85.4 |  | 68.4 | 0 | 0 | 17 | 0
30.01. | 12 | 85.4 |  | 68.4 | 0 | 0 | 17 | 0
30.01. | 13 | 85.4 |  | 68.4 | 0 | 0 | 17 | 0
30.01. | 14 | 85.4 |  | 68.4 | 0 | 0 | 17 | 0
30.01. | 15 | 85.4 |  | 68.4 | 0 | 0 | 17 | 0
30.01. | 16 | 85.4 |  | 68.4 | 0 | 0 | 17 | 0
30.01. | 17 | 85.4 |  | 68.4 | 0 | 0 | 17 | 0
30.01. | 18 | 85.4 |  | 68.4 | 0 | 0 | 17 | 0
30.01. | 19 | 85.4 |  | 68.4 | 0 | 0 | 17 | 0
30.01. | 20 | 85.4 |  | 68.4 | 0 | 0 | 17 | 0
30.01. | 21 | 85.4 |  | 68.4 | 0 | 0 | 17 | 0
30.01. | 22 | 85.4 |  | 68.4 | 0 | 0 | 17 | 0
30.01. | 23 | 85.4 |  | 68.4 | 0 | 0 | 17 | 0
30.01. | 24 | 85.4 |  | 68.4 | 0 | 0 | 17 | 0
31.01. | 1 | 85.4 |  | 68.4 | 0 | 0 | 17 | 0
31.01. | 2 | 85.4 |  | 68.4 | 0 | 0 | 17 | 0
31.01. | 3 | 85.4 |  | 68.4 | 0 | 0 | 17 | 0
31.01. | 4 | 85.4 |  | 68.4 | 0 | 0 | 17 | 0
31.01. | 5 | 85.4 |  | 68.4 | 0 | 0 | 17 | 0
31.01. | 6 | 85.4 |  | 68.4 | 0 | 0 | 17 | 0
31.01. | 7 | 85.4 |  | 68.4 | 0 | 0 | 17 | 0
31.01. | 8 | 85.4 |  | 68.4 | 0 | 0 | 17 | 0
31.01. | 9 | 85.4 |  | 68.4 | 0 | 0 | 17 | 0
31.01. | 10 | 85.4 |  | 68.4 | 0 | 0 | 17 | 0
31.01. | 11 | 85.4 |  | 68.4 | 0 | 0 | 17 | 0
31.01. | 12 | 85.4 |  | 68.4 | 0 | 0 | 17 | 0
31.01. | 13 | 85.4 |  | 68.4 | 0 | 0 | 17 | 0
31.01. | 14 | 85.4 |  | 68.4 | 0 | 0 | 17 | 0
31.01. | 15 | 85.4 |  | 68.4 | 0 | 0 | 17 | 0
31.01. | 16 | 85.4 |  | 68.4 | 0 | 0 | 17 | 0
31.01. | 17 | 85.4 |  | 68.4 | 0 | 0 | 17 | 0
31.01. | 18 | 85.4 |  | 68.4 | 0 | 0 | 17 | 0
31.01. | 19 | 85.4 |  | 68.4 | 0 | 0 | 17 | 0
31.01. | 20 | 85.4 |  | 68.4 | 0 | 0 | 17 | 0
31.01. | 21 | 85.4 |  | 68.4 | 0 | 0 | 17 | 0
31.01. | 22 | 85.4 |  | 68.4 | 0 | 0 | 17 | 0
31.01. | 23 | 85.4 |  | 68.4 | 0 | 0 | 17 | 0
31.01. | 24 | 85.4 |  | 68.4 | 0 | 0 | 17 | 0
01.02. | 1 | 85.4 |  | 68.4 | 0 | 0 | 17 | 0
01.02. | 2 | 85.4 |  | 68.4 | 0 | 0 | 17 | 0
01.02. | 3 | 85.4 |  | 68.4 | 0 | 0 | 17 | 0
01.02. | 4 | 85.4 |  | 68.4 | 0 | 0 | 17 | 0
01.02. | 5 | 85.4 |  | 68.4 | 0 | 0 | 17 | 0
01.02. | 6 | 85.4 |  | 68.4 | 0 | 0 | 17 | 0
01.02. | 7 | 85.4 |  | 68.4 | 0 | 0 | 17 | 0
01.02. | 8 | 85.4 |  | 68.4 | 0 | 0 | 17 | 0
01.02. | 9 | 85.4 |  | 68.4 | 0 | 0 | 17 | 0
01.02. | 10 | 85.4 |  | 68.4 | 0 | 0 | 17 | 0
01.02. | 11 | 85.4 |  | 68.4 | 0 | 0 | 17 | 0
01.02. | 12 | 85.4 |  | 68.4 | 0 | 0 | 17 | 0
01.02. | 13 | 85.4 |  | 68.4 | 0 | 0 | 17 | 0
01.02. | 14 | 85.4 |  | 68.4 | 0 | 0 | 17 | 0
01.02. | 15 | 85.4 |  | 68.4 | 0 | 0 | 17 | 0
01.02. | 16 | 85.4 |  | 68.4 | 0 | 0 | 17 | 0
01.02. | 17 | 85.4 |  | 68.4 | 0 | 0 | 17 | 0
01.02. | 18 | 85.4 |  | 68.4 | 0 | 0 | 17 | 0
01.02. | 19 | 85.4 |  | 68.4 | 0 | 0 | 17 | 0
01.02. | 20 | 85.4 |  | 68.4 | 0 | 0 | 17 | 0
01.02. | 21 | 85.4 |  | 68.4 | 0 | 0 | 17 | 0
01.02. | 22 | 85.4 |  | 68.4 | 0 | 0 | 17 | 0
01.02. | 23 | 85.4 |  | 68.4 | 0 | 0 | 17 | 0
01.02. | 24 | 85.4 |  | 68.4 | 0 | 0 | 17 | 0
02.02. | 1 | 85.4 |  | 68.4 | 0 | 0 | 17 | 0
02.02. | 2 | 85.4 |  | 68.4 | 0 | 0 | 17 | 0
02.02. | 3 | 85.4 |  | 68.4 | 0 | 0 | 17 | 0
02.02. | 4 | 85.4 |  | 68.4 | 0 | 0 | 17 | 0
02.02. | 5 | 85.4 |  | 68.4 | 0 | 0 | 17 | 0
02.02. | 6 | 85.4 |  | 68.4 | 0 | 0 | 17 | 0
02.02. | 7 | 85.4 |  | 68.4 | 0 | 0 | 17 | 0
02.02. | 8 | 85.4 |  | 68.4 | 0 | 0 | 17 | 0
02.02. | 9 | 85.4 |  | 68.4 | 0 | 0 | 17 | 0
02.02. | 10 | 85.4 |  | 68.4 | 0 | 0 | 17 | 0
02.02. | 11 | 85.4 |  | 68.4 | 0 | 0 | 17 | 0
02.02. | 12 | 85.4 |  | 68.4 | 0 | 0 | 17 | 0
02.02. | 13 | 85.4 |  | 68.4 | 0 | 0 | 17 | 0
02.02. | 14 | 85.4 |  | 68.4 | 0 | 0 | 17 | 0
02.02. | 15 | 85.4 |  | 68.4 | 0 | 0 | 17 | 0
02.02. | 16 | 85.4 |  | 68.4 | 0 | 0 | 17 | 0
02.02. | 17 | 85.4 |  | 68.4 | 0 | 0 | 17 | 0
02.02. | 18 | 85.4 |  | 68.4 | 0 | 0 | 17 | 0
02.02. | 19 | 85.4 |  | 68.4 | 0 | 0 | 17 | 0
02.02. | 20 | 85.4 |  | 68.4 | 0 | 0 | 17 | 0
02.02. | 21 | 85.4 |  | 68.4 | 0 | 0 | 17 | 0
02.02. | 22 | 85.4 |  | 68.4 | 0 | 0 | 17 | 0
02.02. | 23 | 85.4 |  | 68.4 | 0 | 0 | 17 | 0
02.02. | 24 | 85.4 |  | 68.4 | 0 | 0 | 17 | 0
03.02. | 1 | 85.4 |  | 68.4 | 0 | 0 | 17 | 0
03.02. | 2 | 85.4 |  | 68.4 | 0 | 0 | 17 | 0
03.02. | 3 | 85.4 |  | 68.4 | 0 | 0 | 17 | 0
03.02. | 4 | 85.4 |  | 68.4 | 0 | 0 | 17 | 0
03.02. | 5 | 85.4 |  | 68.4 | 0 | 0 | 17 | 0
03.02. | 6 | 85.4 |  | 68.4 | 0 | 0 | 17 | 0
03.02. | 7 | 85.4 |  | 68.4 | 0 | 0 | 17 | 0
03.02. | 8 | 85.4 |  | 68.4 | 0 | 0 | 17 | 0
03.02. | 9 | 85.4 |  | 68.4 | 0 | 0 | 17 | 0
03.02. | 10 | 85.4 |  | 68.4 | 0 | 0 | 17 | 0
03.02. | 11 | 85.4 |  | 68.4 | 0 | 0 | 17 | 0
03.02. | 12 | 85.4 |  | 68.4 | 0 | 0 | 17 | 0
03.02. | 13 | 85.4 |  | 68.4 | 0 | 0 | 17 | 0
03.02. | 14 | 85.4 |  | 68.4 | 0 | 0 | 17 | 0
03.02. | 15 | 85.4 |  | 68.4 | 0 | 0 | 17 | 0
03.02. | 16 | 85.4 |  | 68.4 | 0 | 0 | 17 | 0
03.02. | 17 | 85.4 |  | 68.4 | 0 | 0 | 17 | 0
03.02. | 18 | 85.4 |  | 68.4 | 0 | 0 | 17 | 0
03.02. | 19 | 85.4 |  | 68.4 | 0 | 0 | 17 | 0
03.02. | 20 | 85.4 |  | 68.4 | 0 | 0 | 17 | 0
03.02. | 21 | 85.4 |  | 68.4 | 0 | 0 | 17 | 0
03.02. | 22 | 85.4 |  | 68.4 | 0 | 0 | 17 | 0
03.02. | 23 | 85.4 |  | 68.4 | 0 | 0 | 17 | 0
03.02. | 24 | 85.4 |  | 68.4 | 0 | 0 | 17 | 0
04.02. | 1 | 85.4 |  | 68.4 | 0 | 0 | 17 | 0
04.02. | 2 | 85.4 |  | 68.4 | 0 | 0 | 17 | 0
04.02. | 3 | 85.4 |  | 68.4 | 0 | 0 | 17 | 0
04.02. | 4 | 85.4 |  | 68.4 | 0 | 0 | 17 | 0
04.02. | 5 | 85.4 |  | 68.4 | 0 | 0 | 17 | 0
04.02. | 6 | 85.4 |  | 68.4 | 0 | 0 | 17 | 0
04.02. | 7 | 85.4 |  | 68.4 | 0 | 0 | 17 | 0
04.02. | 8 | 85.4 |  | 68.4 | 0 | 0 | 17 | 0
04.02. | 9 | 85.4 |  | 68.4 | 0 | 0 | 17 | 0
04.02. | 10 | 85.4 |  | 68.4 | 0 | 0 | 17 | 0
04.02. | 11 | 85.4 |  | 68.4 | 0 | 0 | 17 | 0
04.02. | 12 | 85.4 |  | 68.4 | 0 | 0 | 17 | 0
04.02. | 13 | 85.4 |  | 68.4 | 0 | 0 | 17 | 0
04.02. | 14 | 85.4 |  | 68.4 | 0 | 0 | 17 | 0
04.02. | 15 | 85.4 |  | 68.4 | 0 | 0 | 17 | 0
04.02. | 16 | 85.4 |  | 68.4 | 0 | 0 | 17 | 0
04.02. | 17 | 85.4 |  | 68.4 | 0 | 0 | 17 | 0
04.02. | 18 | 85.4 |  | 68.4 | 0 | 0 | 17 | 0
04.02. | 19 | 85.4 |  | 68.4 | 0 | 0 | 17 | 0
04.02. | 20 | 85.4 |  | 68.4 | 0 | 0 | 17 | 0
04.02. | 21 | 85.4 |  | 68.4 | 0 | 0 | 17 | 0
04.02. | 22 | 85.4 |  | 68.4 | 0 | 0 | 17 | 0
04.02. | 23 | 85.4 |  | 68.4 | 0 | 0 | 17 | 0
04.02. | 24 | 85.4 |  | 68.4 | 0 | 0 | 17 | 0
05.02. | 1 | 85.4 |  | 68.4 | 0 | 0 | 17 | 0
05.02. | 2 | 85.4 |  | 68.4 | 0 | 0 | 17 | 0
05.02. | 3 | 85.4 |  | 68.4 | 0 | 0 | 17 | 0
05.02. | 4 | 85.4 |  | 68.4 | 0 | 0 | 17 | 0
05.02. | 5 | 85.4 |  | 68.4 | 0 | 0 | 17 | 0
05.02. | 6 | 85.4 |  | 68.4 | 0 | 0 | 17 | 0
05.02. | 7 | 85.4 |  | 68.4 | 0 | 0 | 17 | 0
05.02. | 8 | 85.4 |  | 68.4 | 0 | 0 | 17 | 0
05.02. | 9 | 85.4 |  | 68.4 | 0 | 0 | 17 | 0
05.02. | 10 | 85.4 |  | 68.4 | 0 | 0 | 17 | 0
05.02. | 11 | 85.4 |  | 68.4 | 0 | 0 | 17 | 0
05.02. | 12 | 85.4 |  | 68.4 | 0 | 0 | 17 | 0
05.02. | 13 | 85.4 |  | 68.4 | 0 | 0 | 17 | 0
05.02. | 14 | 85.4 |  | 68.4 | 0 | 0 | 17 | 0
05.02. | 15 | 85.4 |  | 68.4 | 0 | 0 | 17 | 0
05.02. | 16 | 85.4 |  | 68.4 | 0 | 0 | 17 | 0
05.02. | 17 | 85.4 |  | 68.4 | 0 | 0 | 17 | 0
05.02. | 18 | 85.4 |  | 68.4 | 0 | 0 | 17 | 0
05.02. | 19 | 85.4 |  | 68.4 | 0 | 0 | 17 | 0
05.02. | 20 | 85.4 |  | 68.4 | 0 | 0 | 17 | 0
05.02. | 21 | 85.4 |  | 68.4 | 0 | 0 | 17 | 0
05.02. | 22 | 85.4 |  | 68.4 | 0 | 0 | 17 | 0
05.02. | 23 | 85.4 |  | 68.4 | 0 | 0 | 17 | 0
05.02. | 24 | 85.4 |  | 68.4 | 0 | 0 | 17 | 0
06.02. | 1 | 85.4 |  | 68.4 | 0 | 0 | 17 | 0
06.02. | 2 | 85.4 |  | 68.4 | 0 | 0 | 17 | 0
06.02. | 3 | 85.4 |  | 68.4 | 0 | 0 | 17 | 0
06.02. | 4 | 85.4 |  | 68.4 | 0 | 0 | 17 | 0
06.02. | 5 | 85.4 |  | 68.4 | 0 | 0 | 17 | 0
06.02. | 6 | 85.4 |  | 68.4 | 0 | 0 | 17 | 0
06.02. | 7 | 85.4 |  | 68.4 | 0 | 0 | 17 | 0
06.02. | 8 | 85.4 |  | 68.4 | 0 | 0 | 17 | 0
06.02. | 9 | 85.4 |  | 68.4 | 0 | 0 | 17 | 0
06.02. | 10 | 85.4 |  | 68.4 | 0 | 0 | 17 | 0
06.02. | 11 | 85.4 |  | 68.4 | 0 | 0 | 17 | 0
06.02. | 12 | 85.4 |  | 68.4 | 0 | 0 | 17 | 0
06.02. | 13 | 85.4 |  | 68.4 | 0 | 0 | 17 | 0
06.02. | 14 | 85.4 |  | 68.4 | 0 | 0 | 17 | 0
06.02. | 15 | 85.4 |  | 68.4 | 0 | 0 | 17 | 0
06.02. | 16 | 85.4 |  | 68.4 | 0 | 0 | 17 | 0
06.02. | 17 | 85.4 |  | 68.4 | 0 | 0 | 17 | 0
06.02. | 18 | 85.4 |  | 68.4 | 0 | 0 | 17 | 0
06.02. | 19 | 85.4 |  | 68.4 | 0 | 0 | 17 | 0
06.02. | 20 | 85.4 |  | 68.4 | 0 | 0 | 17 | 0
06.02. | 21 | 85.4 |  | 68.4 | 0 | 0 | 17 | 0
06.02. | 22 | 85.4 |  | 68.4 | 0 | 0 | 17 | 0
06.02. | 23 | 85.4 |  | 68.4 | 0 | 0 | 17 | 0
06.02. | 24 | 85.4 |  | 68.4 | 0 | 0 | 17 | 0
07.02. | 1 | 85.4 |  | 68.4 | 0 | 0 | 17 | 0
07.02. | 2 | 85.4 |  | 68.4 | 0 | 0 | 17 | 0
07.02. | 3 | 85.4 |  | 68.4 | 0 | 0 | 17 | 0
07.02. | 4 | 85.4 |  | 68.4 | 0 | 0 | 17 | 0
07.02. | 5 | 85.4 |  | 68.4 | 0 | 0 | 17 | 0
07.02. | 6 | 85.4 |  | 68.4 | 0 | 0 | 17 | 0
07.02. | 7 | 85.4 |  | 68.4 | 0 | 0 | 17 | 0
07.02. | 8 | 85.4 |  | 68.4 | 0 | 0 | 17 | 0
07.02. | 9 | 85.4 |  | 68.4 | 0 | 0 | 17 | 0
07.02. | 10 | 85.4 |  | 68.4 | 0 | 0 | 17 | 0
07.02. | 11 | 85.4 |  | 68.4 | 0 | 0 | 17 | 0
07.02. | 12 | 85.4 |  | 68.4 | 0 | 0 | 17 | 0
07.02. | 13 | 85.4 |  | 68.4 | 0 | 0 | 17 | 0
07.02. | 14 | 85.4 |  | 68.4 | 0 | 0 | 17 | 0
07.02. | 15 | 85.4 |  | 68.4 | 0 | 0 | 17 | 0
07.02. | 16 | 85.4 |  | 68.4 | 0 | 0 | 17 | 0
07.02. | 17 | 85.4 |  | 68.4 | 0 | 0 | 17 | 0
07.02. | 18 | 85.4 |  | 68.4 | 0 | 0 | 17 | 0
07.02. | 19 | 85.4 |  | 68.4 | 0 | 0 | 17 | 0
07.02. | 20 | 85.4 |  | 68.4 | 0 | 0 | 17 | 0
07.02. | 21 | 85.4 |  | 68.4 | 0 | 0 | 17 | 0
07.02. | 22 | 85.4 |  | 68.4 | 0 | 0 | 17 | 0
07.02. | 23 | 85.4 |  | 68.4 | 0 | 0 | 17 | 0
07.02. | 24 | 85.4 |  | 68.4 | 0 | 0 | 17 | 0
08.02. | 1 | 85.4 |  | 68.4 | 0 | 0 | 17 | 0
08.02. | 2 | 85.4 |  | 68.4 | 0 | 0 | 17 | 0
08.02. | 3 | 85.4 |  | 68.4 | 0 | 0 | 17 | 0
08.02. | 4 | 85.4 |  | 68.4 | 0 | 0 | 17 | 0
08.02. | 5 | 85.4 |  | 68.4 | 0 | 0 | 17 | 0
08.02. | 6 | 85.4 |  | 68.4 | 0 | 0 | 17 | 0
08.02. | 7 | 85.4 |  | 68.4 | 0 | 0 | 17 | 0
08.02. | 8 | 85.4 |  | 68.4 | 0 | 0 | 17 | 0
08.02. | 9 | 85.4 |  | 68.4 | 0 | 0 | 17 | 0
08.02. | 10 | 85.4 |  | 68.4 | 0 | 0 | 17 | 0
08.02. | 11 | 85.4 |  | 68.4 | 0 | 0 | 17 | 0
08.02. | 12 | 85.4 |  | 68.4 | 0 | 0 | 17 | 0
08.02. | 13 | 85.4 |  | 68.4 | 0 | 0 | 17 | 0
08.02. | 14 | 85.4 |  | 68.4 | 0 | 0 | 17 | 0
08.02. | 15 | 85.4 |  | 68.4 | 0 | 0 | 17 | 0
08.02. | 16 | 85.4 |  | 68.4 | 0 | 0 | 17 | 0
08.02. | 17 | 85.4 |  | 68.4 | 0 | 0 | 17 | 0
08.02. | 18 | 85.4 |  | 68.4 | 0 | 0 | 17 | 0
08.02. | 19 | 85.4 |  | 68.4 | 0 | 0 | 17 | 0
08.02. | 20 | 85.4 |  | 68.4 | 0 | 0 | 17 | 0
08.02. | 21 | 85.4 |  | 68.4 | 0 | 0 | 17 | 0
08.02. | 22 | 85.4 |  | 68.4 | 0 | 0 | 17 | 0
08.02. | 23 | 85.4 |  | 68.4 | 0 | 0 | 17 | 0
08.02. | 24 | 85.4 |  | 68.4 | 0 | 0 | 17 | 0
09.02. | 1 | 85.4 |  | 68.4 | 0 | 0 | 17 | 0
09.02. | 2 | 85.4 |  | 68.4 | 0 | 0 | 17 | 0
09.02. | 3 | 85.4 |  | 68.4 | 0 | 0 | 17 | 0
09.02. | 4 | 85.4 |  | 68.4 | 0 | 0 | 17 | 0
09.02. | 5 | 85.4 |  | 68.4 | 0 | 0 | 17 | 0
09.02. | 6 | 85.4 |  | 68.4 | 0 | 0 | 17 | 0
09.02. | 7 | 85.4 |  | 68.4 | 0 | 0 | 17 | 0
09.02. | 8 | 85.4 |  | 68.4 | 0 | 0 | 17 | 0
09.02. | 9 | 85.4 |  | 68.4 | 0 | 0 | 17 | 0
09.02. | 10 | 85.4 |  | 68.4 | 0 | 0 | 17 | 0
09.02. | 11 | 85.4 |  | 68.4 | 0 | 0 | 17 | 0
09.02. | 12 | 85.4 |  | 68.4 | 0 | 0 | 17 | 0
09.02. | 13 | 85.4 |  | 68.4 | 0 | 0 | 17 | 0
09.02. | 14 | 85.4 |  | 68.4 | 0 | 0 | 17 | 0
09.02. | 15 | 85.4 |  | 68.4 | 0 | 0 | 17 | 0
09.02. | 16 | 85.4 |  | 68.4 | 0 | 0 | 17 | 0
09.02. | 17 | 85.4 |  | 68.4 | 0 | 0 | 17 | 0
09.02. | 18 | 85.4 |  | 68.4 | 0 | 0 | 17 | 0
09.02. | 19 | 85.4 |  | 68.4 | 0 | 0 | 17 | 0
09.02. | 20 | 85.4 |  | 68.4 | 0 | 0 | 17 | 0
09.02. | 21 | 85.4 |  | 68.4 | 0 | 0 | 17 | 0
09.02. | 22 | 85.4 |  | 68.4 | 0 | 0 | 17 | 0
09.02. | 23 | 85.4 |  | 68.4 | 0 | 0 | 17 | 0
09.02. | 24 | 85.4 |  | 68.4 | 0 | 0 | 17 | 0
10.02. | 1 | 85.4 |  | 68.4 | 0 | 0 | 17 | 0
10.02. | 2 | 85.4 |  | 68.4 | 0 | 0 | 17 | 0
10.02. | 3 | 85.4 |  | 68.4 | 0 | 0 | 17 | 0
10.02. | 4 | 85.4 |  | 68.4 | 0 | 0 | 17 | 0
10.02. | 5 | 85.4 |  | 68.4 | 0 | 0 | 17 | 0
10.02. | 6 | 85.4 |  | 68.4 | 0 | 0 | 17 | 0
10.02. | 7 | 85.4 |  | 68.4 | 0 | 0 | 17 | 0
10.02. | 8 | 85.4 |  | 68.4 | 0 | 0 | 17 | 0
10.02. | 9 | 85.4 |  | 68.4 | 0 | 0 | 17 | 0
10.02. | 10 | 85.4 |  | 68.4 | 0 | 0 | 17 | 0
10.02. | 11 | 85.4 |  | 68.4 | 0 | 0 | 17 | 0
10.02. | 12 | 85.4 |  | 68.4 | 0 | 0 | 17 | 0
10.02. | 13 | 85.4 |  | 68.4 | 0 | 0 | 17 | 0
10.02. | 14 | 85.4 |  | 68.4 | 0 | 0 | 17 | 0
10.02. | 15 | 85.4 |  | 68.4 | 0 | 0 | 17 | 0
10.02. | 16 | 85.4 |  | 68.4 | 0 | 0 | 17 | 0
10.02. | 17 | 85.4 |  | 68.4 | 0 | 0 | 17 | 0
10.02. | 18 | 85.4 |  | 68.4 | 0 | 0 | 17 | 0
10.02. | 19 | 85.4 |  | 68.4 | 0 | 0 | 17 | 0
10.02. | 20 | 85.4 |  | 68.4 | 0 | 0 | 17 | 0
10.02. | 21 | 85.4 |  | 68.4 | 0 | 0 | 17 | 0
10.02. | 22 | 85.4 |  | 68.4 | 0 | 0 | 17 | 0
10.02. | 23 | 85.4 |  | 68.4 | 0 | 0 | 17 | 0
10.02. | 24 | 85.4 |  | 68.4 | 0 | 0 | 17 | 0
11.02. | 1 | 85.4 |  | 68.4 | 0 | 0 | 17 | 0
11.02. | 2 | 85.4 |  | 68.4 | 0 | 0 | 17 | 0
11.02. | 3 | 85.4 |  | 68.4 | 0 | 0 | 17 | 0
11.02. | 4 | 85.4 |  | 68.4 | 0 | 0 | 17 | 0
11.02. | 5 | 85.4 |  | 68.4 | 0 | 0 | 17 | 0
11.02. | 6 | 85.4 |  | 68.4 | 0 | 0 | 17 | 0
11.02. | 7 | 85.4 |  | 68.4 | 0 | 0 | 17 | 0
11.02. | 8 | 85.4 |  | 68.4 | 0 | 0 | 17 | 0
11.02. | 9 | 85.4 |  | 68.4 | 0 | 0 | 17 | 0
11.02. | 10 | 85.4 |  | 68.4 | 0 | 0 | 17 | 0
11.02. | 11 | 85.4 |  | 68.4 | 0 | 0 | 17 | 0
11.02. | 12 | 85.4 |  | 68.4 | 0 | 0 | 17 | 0
11.02. | 13 | 85.4 |  | 68.4 | 0 | 0 | 17 | 0
11.02. | 14 | 85.4 |  | 68.4 | 0 | 0 | 17 | 0
11.02. | 15 | 85.4 |  | 68.4 | 0 | 0 | 17 | 0
11.02. | 16 | 85.4 |  | 68.4 | 0 | 0 | 17 | 0
11.02. | 17 | 85.4 |  | 68.4 | 0 | 0 | 17 | 0
11.02. | 18 | 85.4 |  | 68.4 | 0 | 0 | 17 | 0
11.02. | 19 | 85.4 |  | 68.4 | 0 | 0 | 17 | 0
11.02. | 20 | 85.4 |  | 68.4 | 0 | 0 | 17 | 0
11.02. | 21 | 85.4 |  | 68.4 | 0 | 0 | 17 | 0
11.02. | 22 | 85.4 |  | 68.4 | 0 | 0 | 17 | 0
11.02. | 23 | 85.4 |  | 68.4 | 0 | 0 | 17 | 0
11.02. | 24 | 85.4 |  | 68.4 | 0 | 0 | 17 | 0
12.02. | 1 | 85.4 |  | 68.4 | 0 | 0 | 17 | 0
12.02. | 2 | 85.4 |  | 68.4 | 0 | 0 | 17 | 0
12.02. | 3 | 85.4 |  | 68.4 | 0 | 0 | 17 | 0
12.02. | 4 | 85.4 |  | 68.4 | 0 | 0 | 17 | 0
12.02. | 5 | 85.4 |  | 68.4 | 0 | 0 | 17 | 0
12.02. | 6 | 85.4 |  | 68.4 | 0 | 0 | 17 | 0
12.02. | 7 | 85.4 |  | 68.4 | 0 | 0 | 17 | 0
12.02. | 8 | 85.4 |  | 68.4 | 0 | 0 | 17 | 0
12.02. | 9 | 85.4 |  | 68.4 | 0 | 0 | 17 | 0
12.02. | 10 | 85.4 |  | 68.4 | 0 | 0 | 17 | 0
12.02. | 11 | 85.4 |  | 68.4 | 0 | 0 | 17 | 0
12.02. | 12 | 85.4 |  | 68.4 | 0 | 0 | 17 | 0
12.02. | 13 | 85.4 |  | 68.4 | 0 | 0 | 17 | 0
12.02. | 14 | 85.4 |  | 68.4 | 0 | 0 | 17 | 0
12.02. | 15 | 85.4 |  | 68.4 | 0 | 0 | 17 | 0
12.02. | 16 | 85.4 |  | 68.4 | 0 | 0 | 17 | 0
12.02. | 17 | 85.4 |  | 68.4 | 0 | 0 | 17 | 0
12.02. | 18 | 85.4 |  | 68.4 | 0 | 0 | 17 | 0
12.02. | 19 | 85.4 |  | 68.4 | 0 | 0 | 17 | 0
12.02. | 20 | 85.4 |  | 68.4 | 0 | 0 | 17 | 0
12.02. | 21 | 85.4 |  | 68.4 | 0 | 0 | 17 | 0
12.02. | 22 | 85.4 |  | 68.4 | 0 | 0 | 17 | 0
12.02. | 23 | 85.4 |  | 68.4 | 0 | 0 | 17 | 0
12.02. | 24 | 85.4 |  | 68.4 | 0 | 0 | 17 | 0
13.02. | 1 | 85.4 |  | 68.4 | 0 | 0 | 17 | 0
13.02. | 2 | 85.4 |  | 68.4 | 0 | 0 | 17 | 0
13.02. | 3 | 85.4 |  | 68.4 | 0 | 0 | 17 | 0
13.02. | 4 | 85.4 |  | 68.4 | 0 | 0 | 17 | 0
13.02. | 5 | 85.4 |  | 68.4 | 0 | 0 | 17 | 0
13.02. | 6 | 85.4 |  | 68.4 | 0 | 0 | 17 | 0
13.02. | 7 | 85.4 |  | 68.4 | 0 | 0 | 17 | 0
13.02. | 8 | 85.4 |  | 68.4 | 0 | 0 | 17 | 0
13.02. | 9 | 85.4 |  | 68.4 | 0 | 0 | 17 | 0
13.02. | 10 | 85.4 |  | 68.4 | 0 | 0 | 17 | 0
13.02. | 11 | 85.4 |  | 68.4 | 0 | 0 | 17 | 0
13.02. | 12 | 85.4 |  | 68.4 | 0 | 0 | 17 | 0
13.02. | 13 | 85.4 |  | 68.4 | 0 | 0 | 17 | 0
13.02. | 14 | 85.4 |  | 68.4 | 0 | 0 | 17 | 0
13.02. | 15 | 85.4 |  | 68.4 | 0 | 0 | 17 | 0
13.02. | 16 | 85.4 |  | 68.4 | 0 | 0 | 17 | 0
13.02. | 17 | 85.4 |  | 68.4 | 0 | 0 | 17 | 0
13.02. | 18 | 85.4 |  | 68.4 | 0 | 0 | 17 | 0
13.02. | 19 | 85.4 |  | 68.4 | 0 | 0 | 17 | 0
13.02. | 20 | 85.4 |  | 68.4 | 0 | 0 | 17 | 0
13.02. | 21 | 85.4 |  | 68.4 | 0 | 0 | 17 | 0
13.02. | 22 | 85.4 |  | 68.4 | 0 | 0 | 17 | 0
13.02. | 23 | 85.4 |  | 68.4 | 0 | 0 | 17 | 0
13.02. | 24 | 85.4 |  | 68.4 | 0 | 0 | 17 | 0
14.02. | 1 | 85.4 |  | 68.4 | 0 | 0 | 17 | 0
14.02. | 2 | 85.4 |  | 68.4 | 0 | 0 | 17 | 0
14.02. | 3 | 85.4 |  | 68.4 | 0 | 0 | 17 | 0
14.02. | 4 | 85.4 |  | 68.4 | 0 | 0 | 17 | 0
14.02. | 5 | 85.4 |  | 68.4 | 0 | 0 | 17 | 0
14.02. | 6 | 85.4 |  | 68.4 | 0 | 0 | 17 | 0
14.02. | 7 | 85.4 |  | 68.4 | 0 | 0 | 17 | 0
14.02. | 8 | 85.4 |  | 68.4 | 0 | 0 | 17 | 0
14.02. | 9 | 85.4 |  | 68.4 | 0 | 0 | 17 | 0
14.02. | 10 | 85.4 |  | 68.4 | 0 | 0 | 17 | 0
14.02. | 11 | 85.4 |  | 68.4 | 0 | 0 | 17 | 0
14.02. | 12 | 85.4 |  | 68.4 | 0 | 0 | 17 | 0
14.02. | 13 | 85.4 |  | 68.4 | 0 | 0 | 17 | 0
14.02. | 14 | 85.4 |  | 68.4 | 0 | 0 | 17 | 0
14.02. | 15 | 85.4 |  | 68.4 | 0 | 0 | 17 | 0
14.02. | 16 | 85.4 |  | 68.4 | 0 | 0 | 17 | 0
14.02. | 17 | 85.4 |  | 68.4 | 0 | 0 | 17 | 0
14.02. | 18 | 85.4 |  | 68.4 | 0 | 0 | 17 | 0
14.02. | 19 | 85.4 |  | 68.4 | 0 | 0 | 17 | 0
14.02. | 20 | 85.4 |  | 68.4 | 0 | 0 | 17 | 0
14.02. | 21 | 85.4 |  | 68.4 | 0 | 0 | 17 | 0
14.02. | 22 | 85.4 |  | 68.4 | 0 | 0 | 17 | 0
14.02. | 23 | 85.4 |  | 68.4 | 0 | 0 | 17 | 0
14.02. | 24 | 85.4 |  | 68.4 | 0 | 0 | 17 | 0
15.02. | 1 | 85.4 |  | 68.4 | 0 | 0 | 17 | 0
15.02. | 2 | 85.4 |  | 68.4 | 0 | 0 | 17 | 0
15.02. | 3 | 85.4 |  | 68.4 | 0 | 0 | 17 | 0
15.02. | 4 | 85.4 |  | 68.4 | 0 | 0 | 17 | 0
15.02. | 5 | 85.4 |  | 68.4 | 0 | 0 | 17 | 0
15.02. | 6 | 85.4 |  | 68.4 | 0 | 0 | 17 | 0
15.02. | 7 | 85.4 |  | 68.4 | 0 | 0 | 17 | 0
15.02. | 8 | 85.4 |  | 68.4 | 0 | 0 | 17 | 0
15.02. | 9 | 85.4 |  | 68.4 | 0 | 0 | 17 | 0
15.02. | 10 | 85.4 |  | 68.4 | 0 | 0 | 17 | 0
15.02. | 11 | 85.4 |  | 68.4 | 0 | 0 | 17 | 0
15.02. | 12 | 85.4 |  | 68.4 | 0 | 0 | 17 | 0
15.02. | 13 | 85.4 |  | 68.4 | 0 | 0 | 17 | 0
15.02. | 14 | 85.4 |  | 68.4 | 0 | 0 | 17 | 0
15.02. | 15 | 85.4 |  | 68.4 | 0 | 0 | 17 | 0
15.02. | 16 | 85.4 |  | 68.4 | 0 | 0 | 17 | 0
15.02. | 17 | 85.4 |  | 68.4 | 0 | 0 | 17 | 0
15.02. | 18 | 85.4 |  | 68.4 | 0 | 0 | 17 | 0
15.02. | 19 | 85.4 |  | 68.4 | 0 | 0 | 17 | 0
15.02. | 20 | 85.4 |  | 68.4 | 0 | 0 | 17 | 0
15.02. | 21 | 85.4 |  | 68.4 | 0 | 0 | 17 | 0
15.02. | 22 | 85.4 |  | 68.4 | 0 | 0 | 17 | 0
15.02. | 23 | 85.4 |  | 68.4 | 0 | 0 | 17 | 0
15.02. | 24 | 85.4 |  | 68.4 | 0 | 0 | 17 | 0
16.02. | 1 | 85.4 |  | 68.4 | 0 | 0 | 17 | 0
16.02. | 2 | 85.4 |  | 68.4 | 0 | 0 | 17 | 0
16.02. | 3 | 85.4 |  | 68.4 | 0 | 0 | 17 | 0
16.02. | 4 | 85.4 |  | 68.4 | 0 | 0 | 17 | 0
16.02. | 5 | 85.4 |  | 68.4 | 0 | 0 | 17 | 0
16.02. | 6 | 85.4 |  | 68.4 | 0 | 0 | 17 | 0
16.02. | 7 | 85.4 |  | 68.4 | 0 | 0 | 17 | 0
16.02. | 8 | 85.4 |  | 68.4 | 0 | 0 | 17 | 0
16.02. | 9 | 85.4 |  | 68.4 | 0 | 0 | 17 | 0
16.02. | 10 | 85.4 |  | 68.4 | 0 | 0 | 17 | 0
16.02. | 11 | 85.4 |  | 68.4 | 0 | 0 | 17 | 0
16.02. | 12 | 85.4 |  | 68.4 | 0 | 0 | 17 | 0
16.02. | 13 | 85.4 |  | 68.4 | 0 | 0 | 17 | 0
16.02. | 14 | 85.4 |  | 68.4 | 0 | 0 | 17 | 0
16.02. | 15 | 85.4 |  | 68.4 | 0 | 0 | 17 | 0
16.02. | 16 | 85.4 |  | 68.4 | 0 | 0 | 17 | 0
16.02. | 17 | 85.4 |  | 68.4 | 0 | 0 | 17 | 0
16.02. | 18 | 85.4 |  | 68.4 | 0 | 0 | 17 | 0
16.02. | 19 | 85.4 |  | 68.4 | 0 | 0 | 17 | 0
16.02. | 20 | 85.4 |  | 68.4 | 0 | 0 | 17 | 0
16.02. | 21 | 85.4 |  | 68.4 | 0 | 0 | 17 | 0
16.02. | 22 | 85.4 |  | 68.4 | 0 | 0 | 17 | 0
16.02. | 23 | 85.4 |  | 68.4 | 0 | 0 | 17 | 0
16.02. | 24 | 85.4 |  | 68.4 | 0 | 0 | 17 | 0
17.02. | 1 | 85.4 |  | 68.4 | 0 | 0 | 17 | 0
17.02. | 2 | 85.4 |  | 68.4 | 0 | 0 | 17 | 0
17.02. | 3 | 85.4 |  | 68.4 | 0 | 0 | 17 | 0
17.02. | 4 | 85.4 |  | 68.4 | 0 | 0 | 17 | 0
17.02. | 5 | 85.4 |  | 68.4 | 0 | 0 | 17 | 0
17.02. | 6 | 85.4 |  | 68.4 | 0 | 0 | 17 | 0
17.02. | 7 | 85.4 |  | 68.4 | 0 | 0 | 17 | 0
17.02. | 8 | 85.4 |  | 68.4 | 0 | 0 | 17 | 0
17.02. | 9 | 85.4 |  | 68.4 | 0 | 0 | 17 | 0
17.02. | 10 | 85.4 |  | 68.4 | 0 | 0 | 17 | 0
17.02. | 11 | 85.4 |  | 68.4 | 0 | 0 | 17 | 0
17.02. | 12 | 85.4 |  | 68.4 | 0 | 0 | 17 | 0
17.02. | 13 | 85.4 |  | 68.4 | 0 | 0 | 17 | 0
17.02. | 14 | 85.4 |  | 68.4 | 0 | 0 | 17 | 0
17.02. | 15 | 85.4 |  | 68.4 | 0 | 0 | 17 | 0
17.02. | 16 | 85.4 |  | 68.4 | 0 | 0 | 17 | 0
17.02. | 17 | 85.4 |  | 68.4 | 0 | 0 | 17 | 0
17.02. | 18 | 85.4 |  | 68.4 | 0 | 0 | 17 | 0
17.02. | 19 | 85.4 |  | 68.4 | 0 | 0 | 17 | 0
17.02. | 20 | 85.4 |  | 68.4 | 0 | 0 | 17 | 0
17.02. | 21 | 85.4 |  | 68.4 | 0 | 0 | 17 | 0
17.02. | 22 | 85.4 |  | 68.4 | 0 | 0 | 17 | 0
17.02. | 23 | 85.4 |  | 68.4 | 0 | 0 | 17 | 0
17.02. | 24 | 85.4 |  | 68.4 | 0 | 0 | 17 | 0
18.02. | 1 | 85.4 |  | 68.4 | 0 | 0 | 17 | 0
18.02. | 2 | 85.4 |  | 68.4 | 0 | 0 | 17 | 0
18.02. | 3 | 85.4 |  | 68.4 | 0 | 0 | 17 | 0
18.02. | 4 | 85.4 |  | 68.4 | 0 | 0 | 17 | 0
18.02. | 5 | 85.4 |  | 68.4 | 0 | 0 | 17 | 0
18.02. | 6 | 85.4 |  | 68.4 | 0 | 0 | 17 | 0
18.02. | 7 | 85.4 |  | 68.4 | 0 | 0 | 17 | 0
18.02. | 8 | 85.4 |  | 68.4 | 0 | 0 | 17 | 0
18.02. | 9 | 85.4 |  | 68.4 | 0 | 0 | 17 | 0
18.02. | 10 | 85.4 |  | 68.4 | 0 | 0 | 17 | 0
18.02. | 11 | 85.4 |  | 68.4 | 0 | 0 | 17 | 0
18.02. | 12 | 85.4 |  | 68.4 | 0 | 0 | 17 | 0
18.02. | 13 | 85.4 |  | 68.4 | 0 | 0 | 17 | 0
18.02. | 14 | 85.4 |  | 68.4 | 0 | 0 | 17 | 0
18.02. | 15 | 85.4 |  | 68.4 | 0 | 0 | 17 | 0
18.02. | 16 | 85.4 |  | 68.4 | 0 | 0 | 17 | 0
18.02. | 17 | 85.4 |  | 68.4 | 0 | 0 | 17 | 0
18.02. | 18 | 85.4 |  | 68.4 | 0 | 0 | 17 | 0
18.02. | 19 | 85.4 |  | 68.4 | 0 | 0 | 17 | 0
18.02. | 20 | 85.4 |  | 68.4 | 0 | 0 | 17 | 0
18.02. | 21 | 85.4 |  | 68.4 | 0 | 0 | 17 | 0
18.02. | 22 | 85.4 |  | 68.4 | 0 | 0 | 17 | 0
18.02. | 23 | 85.4 |  | 68.4 | 0 | 0 | 17 | 0
18.02. | 24 | 85.4 |  | 68.4 | 0 | 0 | 17 | 0
19.02. | 1 | 85.4 |  | 68.4 | 0 | 0 | 17 | 0
19.02. | 2 | 85.4 |  | 68.4 | 0 | 0 | 17 | 0
19.02. | 3 | 85.4 |  | 68.4 | 0 | 0 | 17 | 0
19.02. | 4 | 85.4 |  | 68.4 | 0 | 0 | 17 | 0
19.02. | 5 | 85.4 |  | 68.4 | 0 | 0 | 17 | 0
19.02. | 6 | 85.4 |  | 68.4 | 0 | 0 | 17 | 0
19.02. | 7 | 85.4 |  | 68.4 | 0 | 0 | 17 | 0
19.02. | 8 | 85.4 |  | 68.4 | 0 | 0 | 17 | 0
19.02. | 9 | 85.4 |  | 68.4 | 0 | 0 | 17 | 0
19.02. | 10 | 85.4 |  | 68.4 | 0 | 0 | 17 | 0
19.02. | 11 | 85.4 |  | 68.4 | 0 | 0 | 17 | 0
19.02. | 12 | 85.4 |  | 68.4 | 0 | 0 | 17 | 0
19.02. | 13 | 85.4 |  | 68.4 | 0 | 0 | 17 | 0
19.02. | 14 | 85.4 |  | 68.4 | 0 | 0 | 17 | 0
19.02. | 15 | 85.4 |  | 68.4 | 0 | 0 | 17 | 0
19.02. | 16 | 85.4 |  | 68.4 | 0 | 0 | 17 | 0
19.02. | 17 | 85.4 |  | 68.4 | 0 | 0 | 17 | 0
19.02. | 18 | 85.4 |  | 68.4 | 0 | 0 | 17 | 0
19.02. | 19 | 85.4 |  | 68.4 | 0 | 0 | 17 | 0
19.02. | 20 | 85.4 |  | 68.4 | 0 | 0 | 17 | 0
19.02. | 21 | 85.4 |  | 68.4 | 0 | 0 | 17 | 0
19.02. | 22 | 85.4 |  | 68.4 | 0 | 0 | 17 | 0
19.02. | 23 | 85.4 |  | 68.4 | 0 | 0 | 17 | 0
19.02. | 24 | 85.4 |  | 68.4 | 0 | 0 | 17 | 0
20.02. | 1 | 85.4 |  | 68.4 | 0 | 0 | 17 | 0
20.02. | 2 | 85.4 |  | 68.4 | 0 | 0 | 17 | 0
20.02. | 3 | 85.4 |  | 68.4 | 0 | 0 | 17 | 0
20.02. | 4 | 85.4 |  | 68.4 | 0 | 0 | 17 | 0
20.02. | 5 | 85.4 |  | 68.4 | 0 | 0 | 17 | 0
20.02. | 6 | 85.4 |  | 68.4 | 0 | 0 | 17 | 0
20.02. | 7 | 85.4 |  | 68.4 | 0 | 0 | 17 | 0
20.02. | 8 | 85.4 |  | 68.4 | 0 | 0 | 17 | 0
20.02. | 9 | 85.4 |  | 68.4 | 0 | 0 | 17 | 0
20.02. | 10 | 85.4 |  | 68.4 | 0 | 0 | 17 | 0
20.02. | 11 | 85.4 |  | 68.4 | 0 | 0 | 17 | 0
20.02. | 12 | 85.4 |  | 68.4 | 0 | 0 | 17 | 0
20.02. | 13 | 85.4 |  | 68.4 | 0 | 0 | 17 | 0
20.02. | 14 | 85.4 |  | 68.4 | 0 | 0 | 17 | 0
20.02. | 15 | 85.4 |  | 68.4 | 0 | 0 | 17 | 0
20.02. | 16 | 85.4 |  | 68.4 | 0 | 0 | 17 | 0
20.02. | 17 | 85.4 |  | 68.4 | 0 | 0 | 17 | 0
20.02. | 18 | 85.4 |  | 68.4 | 0 | 0 | 17 | 0
20.02. | 19 | 85.4 |  | 68.4 | 0 | 0 | 17 | 0
20.02. | 20 | 85.4 |  | 68.4 | 0 | 0 | 17 | 0
20.02. | 21 | 85.4 |  | 68.4 | 0 | 0 | 17 | 0
20.02. | 22 | 85.4 |  | 68.4 | 0 | 0 | 17 | 0
20.02. | 23 | 85.4 |  | 68.4 | 0 | 0 | 17 | 0
20.02. | 24 | 85.4 |  | 68.4 | 0 | 0 | 17 | 0
21.02. | 1 | 85.4 |  | 68.4 | 0 | 0 | 17 | 0
21.02. | 2 | 85.4 |  | 68.4 | 0 | 0 | 17 | 0
21.02. | 3 | 85.4 |  | 68.4 | 0 | 0 | 17 | 0
21.02. | 4 | 85.4 |  | 68.4 | 0 | 0 | 17 | 0
21.02. | 5 | 85.4 |  | 68.4 | 0 | 0 | 17 | 0
21.02. | 6 | 85.4 |  | 68.4 | 0 | 0 | 17 | 0
21.02. | 7 | 85.4 |  | 68.4 | 0 | 0 | 17 | 0
21.02. | 8 | 85.4 |  | 68.4 | 0 | 0 | 17 | 0
21.02. | 9 | 85.4 |  | 68.4 | 0 | 0 | 17 | 0
21.02. | 10 | 85.4 |  | 68.4 | 0 | 0 | 17 | 0
21.02. | 11 | 85.4 |  | 68.4 | 0 | 0 | 17 | 0
21.02. | 12 | 85.4 |  | 68.4 | 0 | 0 | 17 | 0
21.02. | 13 | 85.4 |  | 68.4 | 0 | 0 | 17 | 0
21.02. | 14 | 85.4 |  | 68.4 | 0 | 0 | 17 | 0
21.02. | 15 | 85.4 |  | 68.4 | 0 | 0 | 17 | 0
21.02. | 16 | 85.4 |  | 68.4 | 0 | 0 | 17 | 0
21.02. | 17 | 85.4 |  | 68.4 | 0 | 0 | 17 | 0
21.02. | 18 | 85.4 |  | 68.4 | 0 | 0 | 17 | 0
21.02. | 19 | 85.4 |  | 68.4 | 0 | 0 | 17 | 0
21.02. | 20 | 85.4 |  | 68.4 | 0 | 0 | 17 | 0
21.02. | 21 | 85.4 |  | 68.4 | 0 | 0 | 17 | 0
21.02. | 22 | 85.4 |  | 68.4 | 0 | 0 | 17 | 0
21.02. | 23 | 85.4 |  | 68.4 | 0 | 0 | 17 | 0
21.02. | 24 | 85.4 |  | 68.4 | 0 | 0 | 17 | 0
22.02. | 1 | 85.4 |  | 68.4 | 0 | 0 | 17 | 0
22.02. | 2 | 85.4 |  | 68.4 | 0 | 0 | 17 | 0
22.02. | 3 | 85.4 |  | 68.4 | 0 | 0 | 17 | 0
22.02. | 4 | 85.4 |  | 68.4 | 0 | 0 | 17 | 0
22.02. | 5 | 85.4 |  | 68.4 | 0 | 0 | 17 | 0
22.02. | 6 | 85.4 |  | 68.4 | 0 | 0 | 17 | 0
22.02. | 7 | 85.4 |  | 68.4 | 0 | 0 | 17 | 0
22.02. | 8 | 85.4 |  | 68.4 | 0 | 0 | 17 | 0
22.02. | 9 | 85.4 |  | 68.4 | 0 | 0 | 17 | 0
22.02. | 10 | 85.4 |  | 68.4 | 0 | 0 | 17 | 0
22.02. | 11 | 85.4 |  | 68.4 | 0 | 0 | 17 | 0
22.02. | 12 | 85.4 |  | 68.4 | 0 | 0 | 17 | 0
22.02. | 13 | 85.4 |  | 68.4 | 0 | 0 | 17 | 0
22.02. | 14 | 85.4 |  | 68.4 | 0 | 0 | 17 | 0
22.02. | 15 | 85.4 |  | 68.4 | 0 | 0 | 17 | 0
22.02. | 16 | 85.4 |  | 68.4 | 0 | 0 | 17 | 0
22.02. | 17 | 85.4 |  | 68.4 | 0 | 0 | 17 | 0
22.02. | 18 | 85.4 |  | 68.4 | 0 | 0 | 17 | 0
22.02. | 19 | 85.4 |  | 68.4 | 0 | 0 | 17 | 0
22.02. | 20 | 85.4 |  | 68.4 | 0 | 0 | 17 | 0
22.02. | 21 | 85.4 |  | 68.4 | 0 | 0 | 17 | 0
22.02. | 22 | 85.4 |  | 68.4 | 0 | 0 | 17 | 0
22.02. | 23 | 85.4 |  | 68.4 | 0 | 0 | 17 | 0
22.02. | 24 | 85.4 |  | 68.4 | 0 | 0 | 17 | 0
23.02. | 1 | 85.4 |  | 68.4 | 0 | 0 | 17 | 0
23.02. | 2 | 85.4 |  | 68.4 | 0 | 0 | 17 | 0
23.02. | 3 | 85.4 |  | 68.4 | 0 | 0 | 17 | 0
23.02. | 4 | 85.4 |  | 68.4 | 0 | 0 | 17 | 0
23.02. | 5 | 85.4 |  | 68.4 | 0 | 0 | 17 | 0
23.02. | 6 | 85.4 |  | 68.4 | 0 | 0 | 17 | 0
23.02. | 7 | 85.4 |  | 68.4 | 0 | 0 | 17 | 0
23.02. | 8 | 85.4 |  | 68.4 | 0 | 0 | 17 | 0
23.02. | 9 | 85.4 |  | 68.4 | 0 | 0 | 17 | 0
23.02. | 10 | 85.4 |  | 68.4 | 0 | 0 | 17 | 0
23.02. | 11 | 85.4 |  | 68.4 | 0 | 0 | 17 | 0
23.02. | 12 | 85.4 |  | 68.4 | 0 | 0 | 17 | 0
23.02. | 13 | 85.4 |  | 68.4 | 0 | 0 | 17 | 0
23.02. | 14 | 85.4 |  | 68.4 | 0 | 0 | 17 | 0
23.02. | 15 | 85.4 |  | 68.4 | 0 | 0 | 17 | 0
23.02. | 16 | 85.4 |  | 68.4 | 0 | 0 | 17 | 0
23.02. | 17 | 85.4 |  | 68.4 | 0 | 0 | 17 | 0
23.02. | 18 | 85.4 |  | 68.4 | 0 | 0 | 17 | 0
23.02. | 19 | 85.4 |  | 68.4 | 0 | 0 | 17 | 0
23.02. | 20 | 85.4 |  | 68.4 | 0 | 0 | 17 | 0
23.02. | 21 | 85.4 |  | 68.4 | 0 | 0 | 17 | 0
23.02. | 22 | 85.4 |  | 68.4 | 0 | 0 | 17 | 0
23.02. | 23 | 85.4 |  | 68.4 | 0 | 0 | 17 | 0
23.02. | 24 | 85.4 |  | 68.4 | 0 | 0 | 17 | 0
24.02. | 1 | 85.4 |  | 68.4 | 0 | 0 | 17 | 0
24.02. | 2 | 85.4 |  | 68.4 | 0 | 0 | 17 | 0
24.02. | 3 | 85.4 |  | 68.4 | 0 | 0 | 17 | 0
24.02. | 4 | 85.4 |  | 68.4 | 0 | 0 | 17 | 0
24.02. | 5 | 85.4 |  | 68.4 | 0 | 0 | 17 | 0
24.02. | 6 | 85.4 |  | 68.4 | 0 | 0 | 17 | 0
24.02. | 7 | 85.4 |  | 68.4 | 0 | 0 | 17 | 0
24.02. | 8 | 85.4 |  | 68.4 | 0 | 0 | 17 | 0
24.02. | 9 | 85.4 |  | 68.4 | 0 | 0 | 17 | 0
24.02. | 10 | 85.4 |  | 68.4 | 0 | 0 | 17 | 0
24.02. | 11 | 85.4 |  | 68.4 | 0 | 0 | 17 | 0
24.02. | 12 | 85.4 |  | 68.4 | 0 | 0 | 17 | 0
24.02. | 13 | 85.4 |  | 68.4 | 0 | 0 | 17 | 0
24.02. | 14 | 85.4 |  | 68.4 | 0 | 0 | 17 | 0
24.02. | 15 | 85.4 |  | 68.4 | 0 | 0 | 17 | 0
24.02. | 16 | 85.4 |  | 68.4 | 0 | 0 | 17 | 0
24.02. | 17 | 85.4 |  | 68.4 | 0 | 0 | 17 | 0
24.02. | 18 | 85.4 |  | 68.4 | 0 | 0 | 17 | 0
24.02. | 19 | 85.4 |  | 68.4 | 0 | 0 | 17 | 0
24.02. | 20 | 85.4 |  | 68.4 | 0 | 0 | 17 | 0
24.02. | 21 | 85.4 |  | 68.4 | 0 | 0 | 17 | 0
24.02. | 22 | 85.4 |  | 68.4 | 0 | 0 | 17 | 0
24.02. | 23 | 85.4 |  | 68.4 | 0 | 0 | 17 | 0
24.02. | 24 | 85.4 |  | 68.4 | 0 | 0 | 17 | 0
25.02. | 1 | 85.4 |  | 68.4 | 0 | 0 | 17 | 0
25.02. | 2 | 85.4 |  | 68.4 | 0 | 0 | 17 | 0
25.02. | 3 | 85.4 |  | 68.4 | 0 | 0 | 17 | 0
25.02. | 4 | 85.4 |  | 68.4 | 0 | 0 | 17 | 0
25.02. | 5 | 85.4 |  | 68.4 | 0 | 0 | 17 | 0
25.02. | 6 | 85.4 |  | 68.4 | 0 | 0 | 17 | 0
25.02. | 7 | 85.4 |  | 68.4 | 0 | 0 | 17 | 0
25.02. | 8 | 85.4 |  | 68.4 | 0 | 0 | 17 | 0
25.02. | 9 | 85.4 |  | 68.4 | 0 | 0 | 17 | 0
25.02. | 10 | 85.4 |  | 68.4 | 0 | 0 | 17 | 0
25.02. | 11 | 85.4 |  | 68.4 | 0 | 0 | 17 | 0
25.02. | 12 | 85.4 |  | 68.4 | 0 | 0 | 17 | 0
25.02. | 13 | 85.4 |  | 68.4 | 0 | 0 | 17 | 0
25.02. | 14 | 85.4 |  | 68.4 | 0 | 0 | 17 | 0
25.02. | 15 | 85.4 |  | 68.4 | 0 | 0 | 17 | 0
25.02. | 16 | 85.4 |  | 68.4 | 0 | 0 | 17 | 0
25.02. | 17 | 85.4 |  | 68.4 | 0 | 0 | 17 | 0
25.02. | 18 | 85.4 |  | 68.4 | 0 | 0 | 17 | 0
25.02. | 19 | 85.4 |  | 68.4 | 0 | 0 | 17 | 0
25.02. | 20 | 85.4 |  | 68.4 | 0 | 0 | 17 | 0
25.02. | 21 | 85.4 |  | 68.4 | 0 | 0 | 17 | 0
25.02. | 22 | 85.4 |  | 68.4 | 0 | 0 | 17 | 0
25.02. | 23 | 85.4 |  | 68.4 | 0 | 0 | 17 | 0
25.02. | 24 | 85.4 |  | 68.4 | 0 | 0 | 17 | 0
26.02. | 1 | 85.4 |  | 68.4 | 0 | 0 | 17 | 0
26.02. | 2 | 85.4 |  | 68.4 | 0 | 0 | 17 | 0
26.02. | 3 | 85.4 |  | 68.4 | 0 | 0 | 17 | 0
26.02. | 4 | 85.4 |  | 68.4 | 0 | 0 | 17 | 0
26.02. | 5 | 85.4 |  | 68.4 | 0 | 0 | 17 | 0
26.02. | 6 | 85.4 |  | 68.4 | 0 | 0 | 17 | 0
26.02. | 7 | 85.4 |  | 68.4 | 0 | 0 | 17 | 0
26.02. | 8 | 85.4 |  | 68.4 | 0 | 0 | 17 | 0
26.02. | 9 | 85.4 |  | 68.4 | 0 | 0 | 17 | 0
26.02. | 10 | 85.4 |  | 68.4 | 0 | 0 | 17 | 0
26.02. | 11 | 85.4 |  | 68.4 | 0 | 0 | 17 | 0
26.02. | 12 | 85.4 |  | 68.4 | 0 | 0 | 17 | 0
26.02. | 13 | 85.4 |  | 68.4 | 0 | 0 | 17 | 0
26.02. | 14 | 85.4 |  | 68.4 | 0 | 0 | 17 | 0
26.02. | 15 | 85.4 |  | 68.4 | 0 | 0 | 17 | 0
26.02. | 16 | 85.4 |  | 68.4 | 0 | 0 | 17 | 0
26.02. | 17 | 85.4 |  | 68.4 | 0 | 0 | 17 | 0
26.02. | 18 | 85.4 |  | 68.4 | 0 | 0 | 17 | 0
26.02. | 19 | 85.4 |  | 68.4 | 0 | 0 | 17 | 0
26.02. | 20 | 85.4 |  | 68.4 | 0 | 0 | 17 | 0
26.02. | 21 | 85.4 |  | 68.4 | 0 | 0 | 17 | 0
26.02. | 22 | 85.4 |  | 68.4 | 0 | 0 | 17 | 0
26.02. | 23 | 85.4 |  | 68.4 | 0 | 0 | 17 | 0
26.02. | 24 | 85.4 |  | 68.4 | 0 | 0 | 17 | 0
27.02. | 1 | 85.4 |  | 68.4 | 0 | 0 | 17 | 0
27.02. | 2 | 85.4 |  | 68.4 | 0 | 0 | 17 | 0
27.02. | 3 | 85.4 |  | 68.4 | 0 | 0 | 17 | 0
27.02. | 4 | 85.4 |  | 68.4 | 0 | 0 | 17 | 0
27.02. | 5 | 85.4 |  | 68.4 | 0 | 0 | 17 | 0
27.02. | 6 | 85.4 |  | 68.4 | 0 | 0 | 17 | 0
27.02. | 7 | 85.4 |  | 68.4 | 0 | 0 | 17 | 0
27.02. | 8 | 85.4 |  | 68.4 | 0 | 0 | 17 | 0
27.02. | 9 | 85.4 |  | 68.4 | 0 | 0 | 17 | 0
27.02. | 10 | 85.4 |  | 68.4 | 0 | 0 | 17 | 0
27.02. | 11 | 85.4 |  | 68.4 | 0 | 0 | 17 | 0
27.02. | 12 | 85.4 |  | 68.4 | 0 | 0 | 17 | 0
27.02. | 13 | 85.4 |  | 68.4 | 0 | 0 | 17 | 0
27.02. | 14 | 85.4 |  | 68.4 | 0 | 0 | 17 | 0
27.02. | 15 | 85.4 |  | 68.4 | 0 | 0 | 17 | 0
27.02. | 16 | 85.4 |  | 68.4 | 0 | 0 | 17 | 0
27.02. | 17 | 85.4 |  | 68.4 | 0 | 0 | 17 | 0
27.02. | 18 | 85.4 |  | 68.4 | 0 | 0 | 17 | 0
27.02. | 19 | 85.4 |  | 68.4 | 0 | 0 | 17 | 0
27.02. | 20 | 85.4 |  | 68.4 | 0 | 0 | 17 | 0
27.02. | 21 | 85.4 |  | 68.4 | 0 | 0 | 17 | 0
27.02. | 22 | 85.4 |  | 68.4 | 0 | 0 | 17 | 0
27.02. | 23 | 85.4 |  | 68.4 | 0 | 0 | 17 | 0
27.02. | 24 | 85.4 |  | 68.4 | 0 | 0 | 17 | 0
28.02. | 1 | 85.4 |  | 68.4 | 0 | 0 | 17 | 0
28.02. | 2 | 85.4 |  | 68.4 | 0 | 0 | 17 | 0
28.02. | 3 | 85.4 |  | 68.4 | 0 | 0 | 17 | 0
28.02. | 4 | 85.4 |  | 68.4 | 0 | 0 | 17 | 0
28.02. | 5 | 85.4 |  | 68.4 | 0 | 0 | 17 | 0
28.02. | 6 | 85.4 |  | 68.4 | 0 | 0 | 17 | 0
28.02. | 7 | 85.4 |  | 68.4 | 0 | 0 | 17 | 0
28.02. | 8 | 85.4 |  | 68.4 | 0 | 0 | 17 | 0
28.02. | 9 | 85.4 |  | 68.4 | 0 | 0 | 17 | 0
28.02. | 10 | 85.4 |  | 68.4 | 0 | 0 | 17 | 0
28.02. | 11 | 85.4 |  | 68.4 | 0 | 0 | 17 | 0
28.02. | 12 | 85.4 |  | 68.4 | 0 | 0 | 17 | 0
28.02. | 13 | 85.4 |  | 68.4 | 0 | 0 | 17 | 0
28.02. | 14 | 85.4 |  | 68.4 | 0 | 0 | 17 | 0
28.02. | 15 | 85.4 |  | 68.4 | 0 | 0 | 17 | 0
28.02. | 16 | 85.4 |  | 68.4 | 0 | 0 | 17 | 0
28.02. | 17 | 85.4 |  | 68.4 | 0 | 0 | 17 | 0
28.02. | 18 | 85.4 |  | 68.4 | 0 | 0 | 17 | 0
28.02. | 19 | 85.4 |  | 68.4 | 0 | 0 | 17 | 0
28.02. | 20 | 85.4 |  | 68.4 | 0 | 0 | 17 | 0
28.02. | 21 | 85.4 |  | 68.4 | 0 | 0 | 17 | 0
28.02. | 22 | 85.4 |  | 68.4 | 0 | 0 | 17 | 0
28.02. | 23 | 85.4 |  | 68.4 | 0 | 0 | 17 | 0
28.02. | 24 | 85.4 |  | 68.4 | 0 | 0 | 17 | 0
01.03. | 1 | 85.4 |  | 68.4 | 0 | 0 | 17 | 0
01.03. | 2 | 85.4 |  | 68.4 | 0 | 0 | 17 | 0
01.03. | 3 | 85.4 |  | 68.4 | 0 | 0 | 17 | 0
01.03. | 4 | 85.4 |  | 68.4 | 0 | 0 | 17 | 0
01.03. | 5 | 85.4 |  | 68.4 | 0 | 0 | 17 | 0
01.03. | 6 | 85.4 |  | 68.4 | 0 | 0 | 17 | 0
01.03. | 7 | 85.4 |  | 68.4 | 0 | 0 | 17 | 0
01.03. | 8 | 85.4 |  | 68.4 | 0 | 0 | 17 | 0
01.03. | 9 | 85.4 |  | 68.4 | 0 | 0 | 17 | 0
01.03. | 10 | 85.4 |  | 68.4 | 0 | 0 | 17 | 0
01.03. | 11 | 85.4 |  | 68.4 | 0 | 0 | 17 | 0
01.03. | 12 | 85.4 |  | 68.4 | 0 | 0 | 17 | 0
01.03. | 13 | 85.4 |  | 68.4 | 0 | 0 | 17 | 0
01.03. | 14 | 85.4 |  | 68.4 | 0 | 0 | 17 | 0
01.03. | 15 | 85.4 |  | 68.4 | 0 | 0 | 17 | 0
01.03. | 16 | 85.4 |  | 68.4 | 0 | 0 | 17 | 0
01.03. | 17 | 85.4 |  | 68.4 | 0 | 0 | 17 | 0
01.03. | 18 | 85.4 |  | 68.4 | 0 | 0 | 17 | 0
01.03. | 19 | 85.4 |  | 68.4 | 0 | 0 | 17 | 0
01.03. | 20 | 85.4 |  | 68.4 | 0 | 0 | 17 | 0
01.03. | 21 | 85.4 |  | 68.4 | 0 | 0 | 17 | 0
01.03. | 22 | 85.4 |  | 68.4 | 0 | 0 | 17 | 0
01.03. | 23 | 85.4 |  | 68.4 | 0 | 0 | 17 | 0
01.03. | 24 | 85.4 |  | 68.4 | 0 | 0 | 17 | 0
02.03. | 1 | 85.4 |  | 68.4 | 0 | 0 | 17 | 0
02.03. | 2 | 85.4 |  | 68.4 | 0 | 0 | 17 | 0
02.03. | 3 | 85.4 |  | 68.4 | 0 | 0 | 17 | 0
02.03. | 4 | 85.4 |  | 68.4 | 0 | 0 | 17 | 0
02.03. | 5 | 85.4 |  | 68.4 | 0 | 0 | 17 | 0
02.03. | 6 | 85.4 |  | 68.4 | 0 | 0 | 17 | 0
02.03. | 7 | 85.4 |  | 68.4 | 0 | 0 | 17 | 0
02.03. | 8 | 85.4 |  | 68.4 | 0 | 0 | 17 | 0
02.03. | 9 | 85.4 |  | 68.4 | 0 | 0 | 17 | 0
02.03. | 10 | 85.4 |  | 68.4 | 0 | 0 | 17 | 0
02.03. | 11 | 85.4 |  | 68.4 | 0 | 0 | 17 | 0
02.03. | 12 | 85.4 |  | 68.4 | 0 | 0 | 17 | 0
02.03. | 13 | 85.4 |  | 68.4 | 0 | 0 | 17 | 0
02.03. | 14 | 85.4 |  | 68.4 | 0 | 0 | 17 | 0
02.03. | 15 | 85.4 |  | 68.4 | 0 | 0 | 17 | 0
02.03. | 16 | 85.4 |  | 68.4 | 0 | 0 | 17 | 0
02.03. | 17 | 85.4 |  | 68.4 | 0 | 0 | 17 | 0
02.03. | 18 | 85.4 |  | 68.4 | 0 | 0 | 17 | 0
02.03. | 19 | 85.4 |  | 68.4 | 0 | 0 | 17 | 0
02.03. | 20 | 85.4 |  | 68.4 | 0 | 0 | 17 | 0
02.03. | 21 | 85.4 |  | 68.4 | 0 | 0 | 17 | 0
02.03. | 22 | 85.4 |  | 68.4 | 0 | 0 | 17 | 0
02.03. | 23 | 85.4 |  | 68.4 | 0 | 0 | 17 | 0
02.03. | 24 | 85.4 |  | 68.4 | 0 | 0 | 17 | 0
03.03. | 1 | 85.4 |  | 68.4 | 0 | 0 | 17 | 0
03.03. | 2 | 85.4 |  | 68.4 | 0 | 0 | 17 | 0
03.03. | 3 | 85.4 |  | 68.4 | 0 | 0 | 17 | 0
03.03. | 4 | 85.4 |  | 68.4 | 0 | 0 | 17 | 0
03.03. | 5 | 85.4 |  | 68.4 | 0 | 0 | 17 | 0
03.03. | 6 | 85.4 |  | 68.4 | 0 | 0 | 17 | 0
03.03. | 7 | 85.4 |  | 68.4 | 0 | 0 | 17 | 0
03.03. | 8 | 85.4 |  | 68.4 | 0 | 0 | 17 | 0
03.03. | 9 | 85.4 |  | 68.4 | 0 | 0 | 17 | 0
03.03. | 10 | 85.4 |  | 68.4 | 0 | 0 | 17 | 0
03.03. | 11 | 85.4 |  | 68.4 | 0 | 0 | 17 | 0
03.03. | 12 | 85.4 |  | 68.4 | 0 | 0 | 17 | 0
03.03. | 13 | 85.4 |  | 68.4 | 0 | 0 | 17 | 0
03.03. | 14 | 85.4 |  | 68.4 | 0 | 0 | 17 | 0
03.03. | 15 | 85.4 |  | 68.4 | 0 | 0 | 17 | 0
03.03. | 16 | 85.4 |  | 68.4 | 0 | 0 | 17 | 0
03.03. | 17 | 85.4 |  | 68.4 | 0 | 0 | 17 | 0
03.03. | 18 | 85.4 |  | 68.4 | 0 | 0 | 17 | 0
03.03. | 19 | 85.4 |  | 68.4 | 0 | 0 | 17 | 0
03.03. | 20 | 85.4 |  | 68.4 | 0 | 0 | 17 | 0
03.03. | 21 | 85.4 |  | 68.4 | 0 | 0 | 17 | 0
03.03. | 22 | 85.4 |  | 68.4 | 0 | 0 | 17 | 0
03.03. | 23 | 85.4 |  | 68.4 | 0 | 0 | 17 | 0
03.03. | 24 | 85.4 |  | 68.4 | 0 | 0 | 17 | 0
04.03. | 1 | 85.4 |  | 68.4 | 0 | 0 | 17 | 0
04.03. | 2 | 85.4 |  | 68.4 | 0 | 0 | 17 | 0
04.03. | 3 | 85.4 |  | 68.4 | 0 | 0 | 17 | 0
04.03. | 4 | 85.4 |  | 68.4 | 0 | 0 | 17 | 0
04.03. | 5 | 85.4 |  | 68.4 | 0 | 0 | 17 | 0
04.03. | 6 | 85.4 |  | 68.4 | 0 | 0 | 17 | 0
04.03. | 7 | 85.4 |  | 68.4 | 0 | 0 | 17 | 0
04.03. | 8 | 85.4 |  | 68.4 | 0 | 0 | 17 | 0
04.03. | 9 | 85.4 |  | 68.4 | 0 | 0 | 17 | 0
04.03. | 10 | 85.4 |  | 68.4 | 0 | 0 | 17 | 0
04.03. | 11 | 85.4 |  | 68.4 | 0 | 0 | 17 | 0
04.03. | 12 | 85.4 |  | 68.4 | 0 | 0 | 17 | 0
04.03. | 13 | 85.4 |  | 68.4 | 0 | 0 | 17 | 0
04.03. | 14 | 85.4 |  | 68.4 | 0 | 0 | 17 | 0
04.03. | 15 | 85.4 |  | 68.4 | 0 | 0 | 17 | 0
04.03. | 16 | 85.4 |  | 68.4 | 0 | 0 | 17 | 0
04.03. | 17 | 85.4 |  | 68.4 | 0 | 0 | 17 | 0
04.03. | 18 | 85.4 |  | 68.4 | 0 | 0 | 17 | 0
04.03. | 19 | 85.4 |  | 68.4 | 0 | 0 | 17 | 0
04.03. | 20 | 85.4 |  | 68.4 | 0 | 0 | 17 | 0
04.03. | 21 | 85.4 |  | 68.4 | 0 | 0 | 17 | 0
04.03. | 22 | 85.4 |  | 68.4 | 0 | 0 | 17 | 0
04.03. | 23 | 85.4 |  | 68.4 | 0 | 0 | 17 | 0
04.03. | 24 | 85.4 |  | 68.4 | 0 | 0 | 17 | 0
05.03. | 1 | 85.4 |  | 68.4 | 0 | 0 | 17 | 0
05.03. | 2 | 85.4 |  | 68.4 | 0 | 0 | 17 | 0
05.03. | 3 | 85.4 |  | 68.4 | 0 | 0 | 17 | 0
05.03. | 4 | 85.4 |  | 68.4 | 0 | 0 | 17 | 0
05.03. | 5 | 85.4 |  | 68.4 | 0 | 0 | 17 | 0
05.03. | 6 | 85.4 |  | 68.4 | 0 | 0 | 17 | 0
05.03. | 7 | 85.4 |  | 68.4 | 0 | 0 | 17 | 0
05.03. | 8 | 85.4 |  | 68.4 | 0 | 0 | 17 | 0
05.03. | 9 | 85.4 |  | 68.4 | 0 | 0 | 17 | 0
05.03. | 10 | 85.4 |  | 68.4 | 0 | 0 | 17 | 0
05.03. | 11 | 85.4 |  | 68.4 | 0 | 0 | 17 | 0
05.03. | 12 | 85.4 |  | 68.4 | 0 | 0 | 17 | 0
05.03. | 13 | 85.4 |  | 68.4 | 0 | 0 | 17 | 0
05.03. | 14 | 85.4 |  | 68.4 | 0 | 0 | 17 | 0
05.03. | 15 | 85.4 |  | 68.4 | 0 | 0 | 17 | 0
05.03. | 16 | 85.4 |  | 68.4 | 0 | 0 | 17 | 0
05.03. | 17 | 85.4 |  | 68.4 | 0 | 0 | 17 | 0
05.03. | 18 | 85.4 |  | 68.4 | 0 | 0 | 17 | 0
05.03. | 19 | 85.4 |  | 68.4 | 0 | 0 | 17 | 0
05.03. | 20 | 85.4 |  | 68.4 | 0 | 0 | 17 | 0
05.03. | 21 | 85.4 |  | 68.4 | 0 | 0 | 17 | 0
05.03. | 22 | 85.4 |  | 68.4 | 0 | 0 | 17 | 0
05.03. | 23 | 85.4 |  | 68.4 | 0 | 0 | 17 | 0
05.03. | 24 | 85.4 |  | 68.4 | 0 | 0 | 17 | 0
06.03. | 1 | 85.4 |  | 68.4 | 0 | 0 | 17 | 0
06.03. | 2 | 85.4 |  | 68.4 | 0 | 0 | 17 | 0
06.03. | 3 | 85.4 |  | 68.4 | 0 | 0 | 17 | 0
06.03. | 4 | 85.4 |  | 68.4 | 0 | 0 | 17 | 0
06.03. | 5 | 85.4 |  | 68.4 | 0 | 0 | 17 | 0
06.03. | 6 | 85.4 |  | 68.4 | 0 | 0 | 17 | 0
06.03. | 7 | 85.4 |  | 68.4 | 0 | 0 | 17 | 0
06.03. | 8 | 85.4 |  | 68.4 | 0 | 0 | 17 | 0
06.03. | 9 | 85.4 |  | 68.4 | 0 | 0 | 17 | 0
06.03. | 10 | 85.4 |  | 68.4 | 0 | 0 | 17 | 0
06.03. | 11 | 85.4 |  | 68.4 | 0 | 0 | 17 | 0
06.03. | 12 | 85.4 |  | 68.4 | 0 | 0 | 17 | 0
06.03. | 13 | 85.4 |  | 68.4 | 0 | 0 | 17 | 0
06.03. | 14 | 85.4 |  | 68.4 | 0 | 0 | 17 | 0
06.03. | 15 | 85.4 |  | 68.4 | 0 | 0 | 17 | 0
06.03. | 16 | 85.4 |  | 68.4 | 0 | 0 | 17 | 0
06.03. | 17 | 85.4 |  | 68.4 | 0 | 0 | 17 | 0
06.03. | 18 | 85.4 |  | 68.4 | 0 | 0 | 17 | 0
06.03. | 19 | 85.4 |  | 68.4 | 0 | 0 | 17 | 0
06.03. | 20 | 85.4 |  | 68.4 | 0 | 0 | 17 | 0
06.03. | 21 | 85.4 |  | 68.4 | 0 | 0 | 17 | 0
06.03. | 22 | 85.4 |  | 68.4 | 0 | 0 | 17 | 0
06.03. | 23 | 85.4 |  | 68.4 | 0 | 0 | 17 | 0
06.03. | 24 | 85.4 |  | 68.4 | 0 | 0 | 17 | 0
07.03. | 1 | 85.4 |  | 68.4 | 0 | 0 | 17 | 0
07.03. | 2 | 85.4 |  | 68.4 | 0 | 0 | 17 | 0
07.03. | 3 | 85.4 |  | 68.4 | 0 | 0 | 17 | 0
07.03. | 4 | 85.4 |  | 68.4 | 0 | 0 | 17 | 0
07.03. | 5 | 85.4 |  | 68.4 | 0 | 0 | 17 | 0
07.03. | 6 | 85.4 |  | 68.4 | 0 | 0 | 17 | 0
07.03. | 7 | 85.4 |  | 68.4 | 0 | 0 | 17 | 0
07.03. | 8 | 85.4 |  | 68.4 | 0 | 0 | 17 | 0
07.03. | 9 | 85.4 |  | 68.4 | 0 | 0 | 17 | 0
07.03. | 10 | 85.4 |  | 68.4 | 0 | 0 | 17 | 0
07.03. | 11 | 85.4 |  | 68.4 | 0 | 0 | 17 | 0
07.03. | 12 | 85.4 |  | 68.4 | 0 | 0 | 17 | 0
07.03. | 13 | 85.4 |  | 68.4 | 0 | 0 | 17 | 0
07.03. | 14 | 85.4 |  | 68.4 | 0 | 0 | 17 | 0
07.03. | 15 | 85.4 |  | 68.4 | 0 | 0 | 17 | 0
07.03. | 16 | 85.4 |  | 68.4 | 0 | 0 | 17 | 0
07.03. | 17 | 85.4 |  | 68.4 | 0 | 0 | 17 | 0
07.03. | 18 | 85.4 |  | 68.4 | 0 | 0 | 17 | 0
07.03. | 19 | 85.4 |  | 68.4 | 0 | 0 | 17 | 0
07.03. | 20 | 85.4 |  | 68.4 | 0 | 0 | 17 | 0
07.03. | 21 | 85.4 |  | 68.4 | 0 | 0 | 17 | 0
07.03. | 22 | 85.4 |  | 68.4 | 0 | 0 | 17 | 0
07.03. | 23 | 85.4 |  | 68.4 | 0 | 0 | 17 | 0
07.03. | 24 | 85.4 |  | 68.4 | 0 | 0 | 17 | 0
08.03. | 1 | 85.4 |  | 68.4 | 0 | 0 | 17 | 0
08.03. | 2 | 85.4 |  | 68.4 | 0 | 0 | 17 | 0
08.03. | 3 | 85.4 |  | 68.4 | 0 | 0 | 17 | 0
08.03. | 4 | 85.4 |  | 68.4 | 0 | 0 | 17 | 0
08.03. | 5 | 85.4 |  | 68.4 | 0 | 0 | 17 | 0
08.03. | 6 | 85.4 |  | 68.4 | 0 | 0 | 17 | 0
08.03. | 7 | 85.4 |  | 68.4 | 0 | 0 | 17 | 0
08.03. | 8 | 85.4 |  | 68.4 | 0 | 0 | 17 | 0
08.03. | 9 | 85.4 |  | 68.4 | 0 | 0 | 17 | 0
08.03. | 10 | 85.4 |  | 68.4 | 0 | 0 | 17 | 0
08.03. | 11 | 85.4 |  | 68.4 | 0 | 0 | 17 | 0
08.03. | 12 | 85.4 |  | 68.4 | 0 | 0 | 17 | 0
08.03. | 13 | 85.4 |  | 68.4 | 0 | 0 | 17 | 0
08.03. | 14 | 85.4 |  | 68.4 | 0 | 0 | 17 | 0
08.03. | 15 | 85.4 |  | 68.4 | 0 | 0 | 17 | 0
08.03. | 16 | 85.4 |  | 68.4 | 0 | 0 | 17 | 0
08.03. | 17 | 85.4 |  | 68.4 | 0 | 0 | 17 | 0
08.03. | 18 | 85.4 |  | 68.4 | 0 | 0 | 17 | 0
08.03. | 19 | 85.4 |  | 68.4 | 0 | 0 | 17 | 0
08.03. | 20 | 85.4 |  | 68.4 | 0 | 0 | 17 | 0
08.03. | 21 | 85.4 |  | 68.4 | 0 | 0 | 17 | 0
08.03. | 22 | 85.4 |  | 68.4 | 0 | 0 | 17 | 0
08.03. | 23 | 85.4 |  | 68.4 | 0 | 0 | 17 | 0
08.03. | 24 | 85.4 |  | 68.4 | 0 | 0 | 17 | 0
09.03. | 1 | 85.4 |  | 68.4 | 0 | 0 | 17 | 0
09.03. | 2 | 85.4 |  | 68.4 | 0 | 0 | 17 | 0
09.03. | 3 | 85.4 |  | 68.4 | 0 | 0 | 17 | 0
09.03. | 4 | 85.4 |  | 68.4 | 0 | 0 | 17 | 0
09.03. | 5 | 85.4 |  | 68.4 | 0 | 0 | 17 | 0
09.03. | 6 | 85.4 |  | 68.4 | 0 | 0 | 17 | 0
09.03. | 7 | 85.4 |  | 68.4 | 0 | 0 | 17 | 0
09.03. | 8 | 85.4 |  | 68.4 | 0 | 0 | 17 | 0
09.03. | 9 | 85.4 |  | 68.4 | 0 | 0 | 17 | 0
09.03. | 10 | 85.4 |  | 68.4 | 0 | 0 | 17 | 0
09.03. | 11 | 85.4 |  | 68.4 | 0 | 0 | 17 | 0
09.03. | 12 | 85.4 |  | 68.4 | 0 | 0 | 17 | 0
09.03. | 13 | 85.4 |  | 68.4 | 0 | 0 | 17 | 0
09.03. | 14 | 85.4 |  | 68.4 | 0 | 0 | 17 | 0
09.03. | 15 | 85.4 |  | 68.4 | 0 | 0 | 17 | 0
09.03. | 16 | 85.4 |  | 68.4 | 0 | 0 | 17 | 0
09.03. | 17 | 85.4 |  | 68.4 | 0 | 0 | 17 | 0
09.03. | 18 | 85.4 |  | 68.4 | 0 | 0 | 17 | 0
09.03. | 19 | 85.4 |  | 68.4 | 0 | 0 | 17 | 0
09.03. | 20 | 85.4 |  | 68.4 | 0 | 0 | 17 | 0
09.03. | 21 | 85.4 |  | 68.4 | 0 | 0 | 17 | 0
09.03. | 22 | 85.4 |  | 68.4 | 0 | 0 | 17 | 0
09.03. | 23 | 85.4 |  | 68.4 | 0 | 0 | 17 | 0
09.03. | 24 | 85.4 |  | 68.4 | 0 | 0 | 17 | 0
10.03. | 1 | 85.4 |  | 68.4 | 0 | 0 | 17 | 0
10.03. | 2 | 85.4 |  | 68.4 | 0 | 0 | 17 | 0
10.03. | 3 | 85.4 |  | 68.4 | 0 | 0 | 17 | 0
10.03. | 4 | 85.4 |  | 68.4 | 0 | 0 | 17 | 0
10.03. | 5 | 85.4 |  | 68.4 | 0 | 0 | 17 | 0
10.03. | 6 | 85.4 |  | 68.4 | 0 | 0 | 17 | 0
10.03. | 7 | 85.4 |  | 68.4 | 0 | 0 | 17 | 0
10.03. | 8 | 85.4 |  | 68.4 | 0 | 0 | 17 | 0
10.03. | 9 | 85.4 |  | 68.4 | 0 | 0 | 17 | 0
10.03. | 10 | 85.4 |  | 68.4 | 0 | 0 | 17 | 0
10.03. | 11 | 85.4 |  | 68.4 | 0 | 0 | 17 | 0
10.03. | 12 | 85.4 |  | 68.4 | 0 | 0 | 17 | 0
10.03. | 13 | 85.4 |  | 68.4 | 0 | 0 | 17 | 0
10.03. | 14 | 85.4 |  | 68.4 | 0 | 0 | 17 | 0
10.03. | 15 | 85.4 |  | 68.4 | 0 | 0 | 17 | 0
10.03. | 16 | 85.4 |  | 68.4 | 0 | 0 | 17 | 0
10.03. | 17 | 85.4 |  | 68.4 | 0 | 0 | 17 | 0
10.03. | 18 | 85.4 |  | 68.4 | 0 | 0 | 17 | 0
10.03. | 19 | 85.4 |  | 68.4 | 0 | 0 | 17 | 0
10.03. | 20 | 85.4 |  | 68.4 | 0 | 0 | 17 | 0
10.03. | 21 | 85.4 |  | 68.4 | 0 | 0 | 17 | 0
10.03. | 22 | 85.4 |  | 68.4 | 0 | 0 | 17 | 0
10.03. | 23 | 85.4 |  | 68.4 | 0 | 0 | 17 | 0
10.03. | 24 | 85.4 |  | 68.4 | 0 | 0 | 17 | 0
11.03. | 1 | 85.4 |  | 68.4 | 0 | 0 | 17 | 0
11.03. | 2 | 85.4 |  | 68.4 | 0 | 0 | 17 | 0
11.03. | 3 | 85.4 |  | 68.4 | 0 | 0 | 17 | 0
11.03. | 4 | 85.4 |  | 68.4 | 0 | 0 | 17 | 0
11.03. | 5 | 85.4 |  | 68.4 | 0 | 0 | 17 | 0
11.03. | 6 | 85.4 |  | 68.4 | 0 | 0 | 17 | 0
11.03. | 7 | 85.4 |  | 68.4 | 0 | 0 | 17 | 0
11.03. | 8 | 85.4 |  | 68.4 | 0 | 0 | 17 | 0
11.03. | 9 | 85.4 |  | 68.4 | 0 | 0 | 17 | 0
11.03. | 10 | 85.4 |  | 68.4 | 0 | 0 | 17 | 0
11.03. | 11 | 85.4 |  | 68.4 | 0 | 0 | 17 | 0
11.03. | 12 | 85.4 |  | 68.4 | 0 | 0 | 17 | 0
11.03. | 13 | 85.4 |  | 68.4 | 0 | 0 | 17 | 0
11.03. | 14 | 85.4 |  | 68.4 | 0 | 0 | 17 | 0
11.03. | 15 | 85.4 |  | 68.4 | 0 | 0 | 17 | 0
11.03. | 16 | 85.4 |  | 68.4 | 0 | 0 | 17 | 0
11.03. | 17 | 85.4 |  | 68.4 | 0 | 0 | 17 | 0
11.03. | 18 | 85.4 |  | 68.4 | 0 | 0 | 17 | 0
11.03. | 19 | 85.4 |  | 68.4 | 0 | 0 | 17 | 0
11.03. | 20 | 85.4 |  | 68.4 | 0 | 0 | 17 | 0
11.03. | 21 | 85.4 |  | 68.4 | 0 | 0 | 17 | 0
11.03. | 22 | 85.4 |  | 68.4 | 0 | 0 | 17 | 0
11.03. | 23 | 85.4 |  | 68.4 | 0 | 0 | 17 | 0
11.03. | 24 | 85.4 |  | 68.4 | 0 | 0 | 17 | 0
12.03. | 1 | 85.4 |  | 68.4 | 0 | 0 | 17 | 0
12.03. | 2 | 85.4 |  | 68.4 | 0 | 0 | 17 | 0
12.03. | 3 | 85.4 |  | 68.4 | 0 | 0 | 17 | 0
12.03. | 4 | 85.4 |  | 68.4 | 0 | 0 | 17 | 0
12.03. | 5 | 85.4 |  | 68.4 | 0 | 0 | 17 | 0
12.03. | 6 | 85.4 |  | 68.4 | 0 | 0 | 17 | 0
12.03. | 7 | 85.4 |  | 68.4 | 0 | 0 | 17 | 0
12.03. | 8 | 85.4 |  | 68.4 | 0 | 0 | 17 | 0
12.03. | 9 | 85.4 |  | 68.4 | 0 | 0 | 17 | 0
12.03. | 10 | 85.4 |  | 68.4 | 0 | 0 | 17 | 0
12.03. | 11 | 85.4 |  | 68.4 | 0 | 0 | 17 | 0
12.03. | 12 | 85.4 |  | 68.4 | 0 | 0 | 17 | 0
12.03. | 13 | 85.4 |  | 68.4 | 0 | 0 | 17 | 0
12.03. | 14 | 85.4 |  | 68.4 | 0 | 0 | 17 | 0
12.03. | 15 | 85.4 |  | 68.4 | 0 | 0 | 17 | 0
12.03. | 16 | 85.4 |  | 68.4 | 0 | 0 | 17 | 0
12.03. | 17 | 85.4 |  | 68.4 | 0 | 0 | 17 | 0
12.03. | 18 | 85.4 |  | 68.4 | 0 | 0 | 17 | 0
12.03. | 19 | 85.4 |  | 68.4 | 0 | 0 | 17 | 0
12.03. | 20 | 85.4 |  | 68.4 | 0 | 0 | 17 | 0
12.03. | 21 | 85.4 |  | 68.4 | 0 | 0 | 17 | 0
12.03. | 22 | 85.4 |  | 68.4 | 0 | 0 | 17 | 0
12.03. | 23 | 85.4 |  | 68.4 | 0 | 0 | 17 | 0
12.03. | 24 | 85.4 |  | 68.4 | 0 | 0 | 17 | 0
13.03. | 1 | 85.4 |  | 68.4 | 0 | 0 | 17 | 0
13.03. | 2 | 85.4 |  | 68.4 | 0 | 0 | 17 | 0
13.03. | 3 | 85.4 |  | 68.4 | 0 | 0 | 17 | 0
13.03. | 4 | 85.4 |  | 68.4 | 0 | 0 | 17 | 0
13.03. | 5 | 85.4 |  | 68.4 | 0 | 0 | 17 | 0
13.03. | 6 | 85.4 |  | 68.4 | 0 | 0 | 17 | 0
13.03. | 7 | 85.4 |  | 68.4 | 0 | 0 | 17 | 0
13.03. | 8 | 85.4 |  | 68.4 | 0 | 0 | 17 | 0
13.03. | 9 | 85.4 |  | 68.4 | 0 | 0 | 17 | 0
13.03. | 10 | 85.4 |  | 68.4 | 0 | 0 | 17 | 0
13.03. | 11 | 85.4 |  | 68.4 | 0 | 0 | 17 | 0
13.03. | 12 | 85.4 |  | 68.4 | 0 | 0 | 17 | 0
13.03. | 13 | 85.4 |  | 68.4 | 0 | 0 | 17 | 0
13.03. | 14 | 85.4 |  | 68.4 | 0 | 0 | 17 | 0
13.03. | 15 | 85.4 |  | 68.4 | 0 | 0 | 17 | 0
13.03. | 16 | 85.4 |  | 68.4 | 0 | 0 | 17 | 0
13.03. | 17 | 85.4 |  | 68.4 | 0 | 0 | 17 | 0
13.03. | 18 | 85.4 |  | 68.4 | 0 | 0 | 17 | 0
13.03. | 19 | 85.4 |  | 68.4 | 0 | 0 | 17 | 0
13.03. | 20 | 85.4 |  | 68.4 | 0 | 0 | 17 | 0
13.03. | 21 | 85.4 |  | 68.4 | 0 | 0 | 17 | 0
13.03. | 22 | 85.4 |  | 68.4 | 0 | 0 | 17 | 0
13.03. | 23 | 85.4 |  | 68.4 | 0 | 0 | 17 | 0
13.03. | 24 | 85.4 |  | 68.4 | 0 | 0 | 17 | 0
14.03. | 1 | 85.4 |  | 68.4 | 0 | 0 | 17 | 0
14.03. | 2 | 85.4 |  | 68.4 | 0 | 0 | 17 | 0
14.03. | 3 | 85.4 |  | 68.4 | 0 | 0 | 17 | 0
14.03. | 4 | 85.4 |  | 68.4 | 0 | 0 | 17 | 0
14.03. | 5 | 85.4 |  | 68.4 | 0 | 0 | 17 | 0
14.03. | 6 | 85.4 |  | 68.4 | 0 | 0 | 17 | 0
14.03. | 7 | 85.4 |  | 68.4 | 0 | 0 | 17 | 0
14.03. | 8 | 85.4 |  | 68.4 | 0 | 0 | 17 | 0
14.03. | 9 | 85.4 |  | 68.4 | 0 | 0 | 17 | 0
14.03. | 10 | 85.4 |  | 68.4 | 0 | 0 | 17 | 0
14.03. | 11 | 85.4 |  | 68.4 | 0 | 0 | 17 | 0
14.03. | 12 | 85.4 |  | 68.4 | 0 | 0 | 17 | 0
14.03. | 13 | 85.4 |  | 68.4 | 0 | 0 | 17 | 0
14.03. | 14 | 85.4 |  | 68.4 | 0 | 0 | 17 | 0
14.03. | 15 | 85.4 |  | 68.4 | 0 | 0 | 17 | 0
14.03. | 16 | 85.4 |  | 68.4 | 0 | 0 | 17 | 0
14.03. | 17 | 85.4 |  | 68.4 | 0 | 0 | 17 | 0
14.03. | 18 | 85.4 |  | 68.4 | 0 | 0 | 17 | 0
14.03. | 19 | 85.4 |  | 68.4 | 0 | 0 | 17 | 0
14.03. | 20 | 85.4 |  | 68.4 | 0 | 0 | 17 | 0
14.03. | 21 | 85.4 |  | 68.4 | 0 | 0 | 17 | 0
14.03. | 22 | 85.4 |  | 68.4 | 0 | 0 | 17 | 0
14.03. | 23 | 85.4 |  | 68.4 | 0 | 0 | 17 | 0
14.03. | 24 | 85.4 |  | 68.4 | 0 | 0 | 17 | 0
15.03. | 1 | 85.4 |  | 68.4 | 0 | 0 | 17 | 0
15.03. | 2 | 85.4 |  | 68.4 | 0 | 0 | 17 | 0
15.03. | 3 | 85.4 |  | 68.4 | 0 | 0 | 17 | 0
15.03. | 4 | 85.4 |  | 68.4 | 0 | 0 | 17 | 0
15.03. | 5 | 85.4 |  | 68.4 | 0 | 0 | 17 | 0
15.03. | 6 | 85.4 |  | 68.4 | 0 | 0 | 17 | 0
15.03. | 7 | 85.4 |  | 68.4 | 0 | 0 | 17 | 0
15.03. | 8 | 85.4 |  | 68.4 | 0 | 0 | 17 | 0
15.03. | 9 | 85.4 |  | 68.4 | 0 | 0 | 17 | 0
15.03. | 10 | 85.4 |  | 68.4 | 0 | 0 | 17 | 0
15.03. | 11 | 85.4 |  | 68.4 | 0 | 0 | 17 | 0
15.03. | 12 | 85.4 |  | 68.4 | 0 | 0 | 17 | 0
15.03. | 13 | 85.4 |  | 68.4 | 0 | 0 | 17 | 0
15.03. | 14 | 85.4 |  | 68.4 | 0 | 0 | 17 | 0
15.03. | 15 | 85.4 |  | 68.4 | 0 | 0 | 17 | 0
15.03. | 16 | 85.4 |  | 68.4 | 0 | 0 | 17 | 0
15.03. | 17 | 85.4 |  | 68.4 | 0 | 0 | 17 | 0
15.03. | 18 | 85.4 |  | 68.4 | 0 | 0 | 17 | 0
15.03. | 19 | 85.4 |  | 68.4 | 0 | 0 | 17 | 0
15.03. | 20 | 85.4 |  | 68.4 | 0 | 0 | 17 | 0
15.03. | 21 | 85.4 |  | 68.4 | 0 | 0 | 17 | 0
15.03. | 22 | 85.4 |  | 68.4 | 0 | 0 | 17 | 0
15.03. | 23 | 85.4 |  | 68.4 | 0 | 0 | 17 | 0
15.03. | 24 | 85.4 |  | 68.4 | 0 | 0 | 17 | 0
16.03. | 1 | 85.4 |  | 68.4 | 0 | 0 | 17 | 0
16.03. | 2 | 85.4 |  | 68.4 | 0 | 0 | 17 | 0
16.03. | 3 | 85.4 |  | 68.4 | 0 | 0 | 17 | 0
16.03. | 4 | 85.4 |  | 68.4 | 0 | 0 | 17 | 0
16.03. | 5 | 85.4 |  | 68.4 | 0 | 0 | 17 | 0
16.03. | 6 | 85.4 |  | 68.4 | 0 | 0 | 17 | 0
16.03. | 7 | 85.4 |  | 68.4 | 0 | 0 | 17 | 0
16.03. | 8 | 85.4 |  | 68.4 | 0 | 0 | 17 | 0
16.03. | 9 | 85.4 |  | 68.4 | 0 | 0 | 17 | 0
16.03. | 10 | 85.4 |  | 68.4 | 0 | 0 | 17 | 0
16.03. | 11 | 85.4 |  | 68.4 | 0 | 0 | 17 | 0
16.03. | 12 | 85.4 |  | 68.4 | 0 | 0 | 17 | 0
16.03. | 13 | 85.4 |  | 68.4 | 0 | 0 | 17 | 0
16.03. | 14 | 85.4 |  | 68.4 | 0 | 0 | 17 | 0
16.03. | 15 | 85.4 |  | 68.4 | 0 | 0 | 17 | 0
16.03. | 16 | 85.4 |  | 68.4 | 0 | 0 | 17 | 0
16.03. | 17 | 85.4 |  | 68.4 | 0 | 0 | 17 | 0
16.03. | 18 | 85.4 |  | 68.4 | 0 | 0 | 17 | 0
16.03. | 19 | 85.4 |  | 68.4 | 0 | 0 | 17 | 0
16.03. | 20 | 85.4 |  | 68.4 | 0 | 0 | 17 | 0
16.03. | 21 | 85.4 |  | 68.4 | 0 | 0 | 17 | 0
16.03. | 22 | 85.4 |  | 68.4 | 0 | 0 | 17 | 0
16.03. | 23 | 85.4 |  | 68.4 | 0 | 0 | 17 | 0
16.03. | 24 | 85.4 |  | 68.4 | 0 | 0 | 17 | 0
17.03. | 1 | 85.4 |  | 68.4 | 0 | 0 | 17 | 0
17.03. | 2 | 85.4 |  | 68.4 | 0 | 0 | 17 | 0
17.03. | 3 | 85.4 |  | 68.4 | 0 | 0 | 17 | 0
17.03. | 4 | 85.4 |  | 68.4 | 0 | 0 | 17 | 0
17.03. | 5 | 85.4 |  | 68.4 | 0 | 0 | 17 | 0
17.03. | 6 | 85.4 |  | 68.4 | 0 | 0 | 17 | 0
17.03. | 7 | 85.4 |  | 68.4 | 0 | 0 | 17 | 0
17.03. | 8 | 85.4 |  | 68.4 | 0 | 0 | 17 | 0
17.03. | 9 | 85.4 |  | 68.4 | 0 | 0 | 17 | 0
17.03. | 10 | 85.4 |  | 68.4 | 0 | 0 | 17 | 0
17.03. | 11 | 85.4 |  | 68.4 | 0 | 0 | 17 | 0
17.03. | 12 | 85.4 |  | 68.4 | 0 | 0 | 17 | 0
17.03. | 13 | 85.4 |  | 68.4 | 0 | 0 | 17 | 0
17.03. | 14 | 85.4 |  | 68.4 | 0 | 0 | 17 | 0
17.03. | 15 | 85.4 |  | 68.4 | 0 | 0 | 17 | 0
17.03. | 16 | 85.4 |  | 68.4 | 0 | 0 | 17 | 0
17.03. | 17 | 85.4 |  | 68.4 | 0 | 0 | 17 | 0
17.03. | 18 | 85.4 |  | 68.4 | 0 | 0 | 17 | 0
17.03. | 19 | 85.4 |  | 68.4 | 0 | 0 | 17 | 0
17.03. | 20 | 85.4 |  | 68.4 | 0 | 0 | 17 | 0
17.03. | 21 | 85.4 |  | 68.4 | 0 | 0 | 17 | 0
17.03. | 22 | 85.4 |  | 68.4 | 0 | 0 | 17 | 0
17.03. | 23 | 85.4 |  | 68.4 | 0 | 0 | 17 | 0
17.03. | 24 | 85.4 |  | 68.4 | 0 | 0 | 17 | 0
18.03. | 1 | 85.4 |  | 68.4 | 0 | 0 | 17 | 0
18.03. | 2 | 85.4 |  | 68.4 | 0 | 0 | 17 | 0
18.03. | 3 | 85.4 |  | 68.4 | 0 | 0 | 17 | 0
18.03. | 4 | 85.4 |  | 68.4 | 0 | 0 | 17 | 0
18.03. | 5 | 85.4 |  | 68.4 | 0 | 0 | 17 | 0
18.03. | 6 | 85.4 |  | 68.4 | 0 | 0 | 17 | 0
18.03. | 7 | 85.4 |  | 68.4 | 0 | 0 | 17 | 0
18.03. | 8 | 85.4 |  | 68.4 | 0 | 0 | 17 | 0
18.03. | 9 | 85.4 |  | 68.4 | 0 | 0 | 17 | 0
18.03. | 10 | 85.4 |  | 68.4 | 0 | 0 | 17 | 0
18.03. | 11 | 85.4 |  | 68.4 | 0 | 0 | 17 | 0
18.03. | 12 | 85.4 |  | 68.4 | 0 | 0 | 17 | 0
18.03. | 13 | 85.4 |  | 68.4 | 0 | 0 | 17 | 0
18.03. | 14 | 85.4 |  | 68.4 | 0 | 0 | 17 | 0
18.03. | 15 | 85.4 |  | 68.4 | 0 | 0 | 17 | 0
18.03. | 16 | 85.4 |  | 68.4 | 0 | 0 | 17 | 0
18.03. | 17 | 85.4 |  | 68.4 | 0 | 0 | 17 | 0
18.03. | 18 | 85.4 |  | 68.4 | 0 | 0 | 17 | 0
18.03. | 19 | 85.4 |  | 68.4 | 0 | 0 | 17 | 0
18.03. | 20 | 85.4 |  | 68.4 | 0 | 0 | 17 | 0
18.03. | 21 | 85.4 |  | 68.4 | 0 | 0 | 17 | 0
18.03. | 22 | 85.4 |  | 68.4 | 0 | 0 | 17 | 0
18.03. | 23 | 85.4 |  | 68.4 | 0 | 0 | 17 | 0
18.03. | 24 | 85.4 |  | 68.4 | 0 | 0 | 17 | 0
19.03. | 1 | 85.4 |  | 68.4 | 0 | 0 | 17 | 0
19.03. | 2 | 85.4 |  | 68.4 | 0 | 0 | 17 | 0
19.03. | 3 | 85.4 |  | 68.4 | 0 | 0 | 17 | 0
19.03. | 4 | 85.4 |  | 68.4 | 0 | 0 | 17 | 0
19.03. | 5 | 85.4 |  | 68.4 | 0 | 0 | 17 | 0
19.03. | 6 | 85.4 |  | 68.4 | 0 | 0 | 17 | 0
19.03. | 7 | 85.4 |  | 68.4 | 0 | 0 | 17 | 0
19.03. | 8 | 85.4 |  | 68.4 | 0 | 0 | 17 | 0
19.03. | 9 | 85.4 |  | 68.4 | 0 | 0 | 17 | 0
19.03. | 10 | 85.4 |  | 68.4 | 0 | 0 | 17 | 0
19.03. | 11 | 85.4 |  | 68.4 | 0 | 0 | 17 | 0
19.03. | 12 | 85.4 |  | 68.4 | 0 | 0 | 17 | 0
19.03. | 13 | 85.4 |  | 68.4 | 0 | 0 | 17 | 0
19.03. | 14 | 85.4 |  | 68.4 | 0 | 0 | 17 | 0
19.03. | 15 | 85.4 |  | 68.4 | 0 | 0 | 17 | 0
19.03. | 16 | 85.4 |  | 68.4 | 0 | 0 | 17 | 0
19.03. | 17 | 85.4 |  | 68.4 | 0 | 0 | 17 | 0
19.03. | 18 | 85.4 |  | 68.4 | 0 | 0 | 17 | 0
19.03. | 19 | 85.4 |  | 68.4 | 0 | 0 | 17 | 0
19.03. | 20 | 85.4 |  | 68.4 | 0 | 0 | 17 | 0
19.03. | 21 | 85.4 |  | 68.4 | 0 | 0 | 17 | 0
19.03. | 22 | 85.4 |  | 68.4 | 0 | 0 | 17 | 0
19.03. | 23 | 85.4 |  | 68.4 | 0 | 0 | 17 | 0
19.03. | 24 | 85.4 |  | 68.4 | 0 | 0 | 17 | 0
20.03. | 1 | 85.4 |  | 68.4 | 0 | 0 | 17 | 0
20.03. | 2 | 85.4 |  | 68.4 | 0 | 0 | 17 | 0
20.03. | 3 | 85.4 |  | 68.4 | 0 | 0 | 17 | 0
20.03. | 4 | 85.4 |  | 68.4 | 0 | 0 | 17 | 0
20.03. | 5 | 85.4 |  | 68.4 | 0 | 0 | 17 | 0
20.03. | 6 | 85.4 |  | 68.4 | 0 | 0 | 17 | 0
20.03. | 7 | 85.4 |  | 68.4 | 0 | 0 | 17 | 0
20.03. | 8 | 85.4 |  | 68.4 | 0 | 0 | 17 | 0
20.03. | 9 | 85.4 |  | 68.4 | 0 | 0 | 17 | 0
20.03. | 10 | 85.4 |  | 68.4 | 0 | 0 | 17 | 0
20.03. | 11 | 85.4 |  | 68.4 | 0 | 0 | 17 | 0
20.03. | 12 | 85.4 |  | 68.4 | 0 | 0 | 17 | 0
20.03. | 13 | 85.4 |  | 68.4 | 0 | 0 | 17 | 0
20.03. | 14 | 85.4 |  | 68.4 | 0 | 0 | 17 | 0
20.03. | 15 | 85.4 |  | 68.4 | 0 | 0 | 17 | 0
20.03. | 16 | 85.4 |  | 68.4 | 0 | 0 | 17 | 0
20.03. | 17 | 85.4 |  | 68.4 | 0 | 0 | 17 | 0
20.03. | 18 | 85.4 |  | 68.4 | 0 | 0 | 17 | 0
20.03. | 19 | 85.4 |  | 68.4 | 0 | 0 | 17 | 0
20.03. | 20 | 85.4 |  | 68.4 | 0 | 0 | 17 | 0
20.03. | 21 | 85.4 |  | 68.4 | 0 | 0 | 17 | 0
20.03. | 22 | 85.4 |  | 68.4 | 0 | 0 | 17 | 0
20.03. | 23 | 85.4 |  | 68.4 | 0 | 0 | 17 | 0
20.03. | 24 | 85.4 |  | 68.4 | 0 | 0 | 17 | 0
21.03. | 1 | 85.4 |  | 68.4 | 0 | 0 | 17 | 0
21.03. | 2 | 85.4 |  | 68.4 | 0 | 0 | 17 | 0
21.03. | 3 | 85.4 |  | 68.4 | 0 | 0 | 17 | 0
21.03. | 4 | 85.4 |  | 68.4 | 0 | 0 | 17 | 0
21.03. | 5 | 85.4 |  | 68.4 | 0 | 0 | 17 | 0
21.03. | 6 | 85.4 |  | 68.4 | 0 | 0 | 17 | 0
21.03. | 7 | 85.4 |  | 68.4 | 0 | 0 | 17 | 0
21.03. | 8 | 85.4 |  | 68.4 | 0 | 0 | 17 | 0
21.03. | 9 | 85.4 |  | 68.4 | 0 | 0 | 17 | 0
21.03. | 10 | 85.4 |  | 68.4 | 0 | 0 | 17 | 0
21.03. | 11 | 85.4 |  | 68.4 | 0 | 0 | 17 | 0
21.03. | 12 | 85.4 |  | 68.4 | 0 | 0 | 17 | 0
21.03. | 13 | 85.4 |  | 68.4 | 0 | 0 | 17 | 0
21.03. | 14 | 85.4 |  | 68.4 | 0 | 0 | 17 | 0
21.03. | 15 | 85.4 |  | 68.4 | 0 | 0 | 17 | 0
21.03. | 16 | 85.4 |  | 68.4 | 0 | 0 | 17 | 0
21.03. | 17 | 85.4 |  | 68.4 | 0 | 0 | 17 | 0
21.03. | 18 | 85.4 |  | 68.4 | 0 | 0 | 17 | 0
21.03. | 19 | 85.4 |  | 68.4 | 0 | 0 | 17 | 0
21.03. | 20 | 85.4 |  | 68.4 | 0 | 0 | 17 | 0
21.03. | 21 | 85.4 |  | 68.4 | 0 | 0 | 17 | 0
21.03. | 22 | 85.4 |  | 68.4 | 0 | 0 | 17 | 0
21.03. | 23 | 85.4 |  | 68.4 | 0 | 0 | 17 | 0
21.03. | 24 | 85.4 |  | 68.4 | 0 | 0 | 17 | 0
22.03. | 1 | 85.4 |  | 68.4 | 0 | 0 | 17 | 0
22.03. | 2 | 85.4 |  | 68.4 | 0 | 0 | 17 | 0
22.03. | 3 | 85.4 |  | 68.4 | 0 | 0 | 17 | 0
22.03. | 4 | 85.4 |  | 68.4 | 0 | 0 | 17 | 0
22.03. | 5 | 85.4 |  | 68.4 | 0 | 0 | 17 | 0
22.03. | 6 | 85.4 |  | 68.4 | 0 | 0 | 17 | 0
22.03. | 7 | 85.4 |  | 68.4 | 0 | 0 | 17 | 0
22.03. | 8 | 85.4 |  | 68.4 | 0 | 0 | 17 | 0
22.03. | 9 | 85.4 |  | 68.4 | 0 | 0 | 17 | 0
22.03. | 10 | 85.4 |  | 68.4 | 0 | 0 | 17 | 0
22.03. | 11 | 85.4 |  | 68.4 | 0 | 0 | 17 | 0
22.03. | 12 | 85.4 |  | 68.4 | 0 | 0 | 17 | 0
22.03. | 13 | 85.4 |  | 68.4 | 0 | 0 | 17 | 0
22.03. | 14 | 85.4 |  | 68.4 | 0 | 0 | 17 | 0
22.03. | 15 | 85.4 |  | 68.4 | 0 | 0 | 17 | 0
22.03. | 16 | 85.4 |  | 68.4 | 0 | 0 | 17 | 0
22.03. | 17 | 85.4 |  | 68.4 | 0 | 0 | 17 | 0
22.03. | 18 | 85.4 |  | 68.4 | 0 | 0 | 17 | 0
22.03. | 19 | 85.4 |  | 68.4 | 0 | 0 | 17 | 0
22.03. | 20 | 85.4 |  | 68.4 | 0 | 0 | 17 | 0
22.03. | 21 | 85.4 |  | 68.4 | 0 | 0 | 17 | 0
22.03. | 22 | 85.4 |  | 68.4 | 0 | 0 | 17 | 0
22.03. | 23 | 85.4 |  | 68.4 | 0 | 0 | 17 | 0
22.03. | 24 | 85.4 |  | 68.4 | 0 | 0 | 17 | 0
23.03. | 1 | 85.4 |  | 68.4 | 0 | 0 | 17 | 0
23.03. | 2 | 85.4 |  | 68.4 | 0 | 0 | 17 | 0
23.03. | 3 | 85.4 |  | 68.4 | 0 | 0 | 17 | 0
23.03. | 4 | 85.4 |  | 68.4 | 0 | 0 | 17 | 0
23.03. | 5 | 85.4 |  | 68.4 | 0 | 0 | 17 | 0
23.03. | 6 | 85.4 |  | 68.4 | 0 | 0 | 17 | 0
23.03. | 7 | 85.4 |  | 68.4 | 0 | 0 | 17 | 0
23.03. | 8 | 85.4 |  | 68.4 | 0 | 0 | 17 | 0
23.03. | 9 | 85.4 |  | 68.4 | 0 | 0 | 17 | 0
23.03. | 10 | 85.4 |  | 68.4 | 0 | 0 | 17 | 0
23.03. | 11 | 85.4 |  | 68.4 | 0 | 0 | 17 | 0
23.03. | 12 | 85.4 |  | 68.4 | 0 | 0 | 17 | 0
23.03. | 13 | 85.4 |  | 68.4 | 0 | 0 | 17 | 0
23.03. | 14 | 85.4 |  | 68.4 | 0 | 0 | 17 | 0
23.03. | 15 | 85.4 |  | 68.4 | 0 | 0 | 17 | 0
23.03. | 16 | 85.4 |  | 68.4 | 0 | 0 | 17 | 0
23.03. | 17 | 85.4 |  | 68.4 | 0 | 0 | 17 | 0
23.03. | 18 | 85.4 |  | 68.4 | 0 | 0 | 17 | 0
23.03. | 19 | 85.4 |  | 68.4 | 0 | 0 | 17 | 0
23.03. | 20 | 85.4 |  | 68.4 | 0 | 0 | 17 | 0
23.03. | 21 | 85.4 |  | 68.4 | 0 | 0 | 17 | 0
23.03. | 22 | 85.4 |  | 68.4 | 0 | 0 | 17 | 0
23.03. | 23 | 85.4 |  | 68.4 | 0 | 0 | 17 | 0
23.03. | 24 | 85.4 |  | 68.4 | 0 | 0 | 17 | 0
24.03. | 1 | 85.4 |  | 68.4 | 0 | 0 | 17 | 0
24.03. | 2 | 85.4 |  | 68.4 | 0 | 0 | 17 | 0
24.03. | 3 | 85.4 |  | 68.4 | 0 | 0 | 17 | 0
24.03. | 4 | 85.4 |  | 68.4 | 0 | 0 | 17 | 0
24.03. | 5 | 85.4 |  | 68.4 | 0 | 0 | 17 | 0
24.03. | 6 | 85.4 |  | 68.4 | 0 | 0 | 17 | 0
24.03. | 7 | 85.4 |  | 68.4 | 0 | 0 | 17 | 0
24.03. | 8 | 85.4 |  | 68.4 | 0 | 0 | 17 | 0
24.03. | 9 | 85.4 |  | 68.4 | 0 | 0 | 17 | 0
24.03. | 10 | 85.4 |  | 68.4 | 0 | 0 | 17 | 0
24.03. | 11 | 85.4 |  | 68.4 | 0 | 0 | 17 | 0
24.03. | 12 | 85.4 |  | 68.4 | 0 | 0 | 17 | 0
24.03. | 13 | 85.4 |  | 68.4 | 0 | 0 | 17 | 0
24.03. | 14 | 85.4 |  | 68.4 | 0 | 0 | 17 | 0
24.03. | 15 | 85.4 |  | 68.4 | 0 | 0 | 17 | 0
24.03. | 16 | 85.4 |  | 68.4 | 0 | 0 | 17 | 0
24.03. | 17 | 85.4 |  | 68.4 | 0 | 0 | 17 | 0
24.03. | 18 | 85.4 |  | 68.4 | 0 | 0 | 17 | 0
24.03. | 19 | 85.4 |  | 68.4 | 0 | 0 | 17 | 0
24.03. | 20 | 85.4 |  | 68.4 | 0 | 0 | 17 | 0
24.03. | 21 | 85.4 |  | 68.4 | 0 | 0 | 17 | 0
24.03. | 22 | 85.4 |  | 68.4 | 0 | 0 | 17 | 0
24.03. | 23 | 85.4 |  | 68.4 | 0 | 0 | 17 | 0
24.03. | 24 | 85.4 |  | 68.4 | 0 | 0 | 17 | 0
25.03. | 1 | 85.4 |  | 68.4 | 0 | 0 | 17 | 0
25.03. | 2 | 85.4 |  | 68.4 | 0 | 0 | 17 | 0
25.03. | 3 | 85.4 |  | 68.4 | 0 | 0 | 17 | 0
25.03. | 4 | 85.4 |  | 68.4 | 0 | 0 | 17 | 0
25.03. | 5 | 85.4 |  | 68.4 | 0 | 0 | 17 | 0
25.03. | 6 | 85.4 |  | 68.4 | 0 | 0 | 17 | 0
25.03. | 7 | 85.4 |  | 68.4 | 0 | 0 | 17 | 0
25.03. | 8 | 85.4 |  | 68.4 | 0 | 0 | 17 | 0
25.03. | 9 | 85.4 |  | 68.4 | 0 | 0 | 17 | 0
25.03. | 10 | 85.4 |  | 68.4 | 0 | 0 | 17 | 0
25.03. | 11 | 85.4 |  | 68.4 | 0 | 0 | 17 | 0
25.03. | 12 | 85.4 |  | 68.4 | 0 | 0 | 17 | 0
25.03. | 13 | 85.4 |  | 68.4 | 0 | 0 | 17 | 0
25.03. | 14 | 85.4 |  | 68.4 | 0 | 0 | 17 | 0
25.03. | 15 | 85.4 |  | 68.4 | 0 | 0 | 17 | 0
25.03. | 16 | 85.4 |  | 68.4 | 0 | 0 | 17 | 0
25.03. | 17 | 85.4 |  | 68.4 | 0 | 0 | 17 | 0
25.03. | 18 | 85.4 |  | 68.4 | 0 | 0 | 17 | 0
25.03. | 19 | 85.4 |  | 68.4 | 0 | 0 | 17 | 0
25.03. | 20 | 85.4 |  | 68.4 | 0 | 0 | 17 | 0
25.03. | 21 | 85.4 |  | 68.4 | 0 | 0 | 17 | 0
25.03. | 22 | 85.4 |  | 68.4 | 0 | 0 | 17 | 0
25.03. | 23 | 85.4 |  | 68.4 | 0 | 0 | 17 | 0
25.03. | 24 | 85.4 |  | 68.4 | 0 | 0 | 17 | 0
26.03. | 1 | 85.4 |  | 68.4 | 0 | 0 | 17 | 0
26.03. | 2 | 85.4 |  | 68.4 | 0 | 0 | 17 | 0
26.03. | 3 | 85.4 |  | 68.4 | 0 | 0 | 17 | 0
26.03. | 4 | 85.4 |  | 68.4 | 0 | 0 | 17 | 0
26.03. | 5 | 85.4 |  | 68.4 | 0 | 0 | 17 | 0
26.03. | 6 | 85.4 |  | 68.4 | 0 | 0 | 17 | 0
26.03. | 7 | 85.4 |  | 68.4 | 0 | 0 | 17 | 0
26.03. | 8 | 85.4 |  | 68.4 | 0 | 0 | 17 | 0
26.03. | 9 | 85.4 |  | 68.4 | 0 | 0 | 17 | 0
26.03. | 10 | 85.4 |  | 68.4 | 0 | 0 | 17 | 0
26.03. | 11 | 85.4 |  | 68.4 | 0 | 0 | 17 | 0
26.03. | 12 | 85.4 |  | 68.4 | 0 | 0 | 17 | 0
26.03. | 13 | 85.4 |  | 68.4 | 0 | 0 | 17 | 0
26.03. | 14 | 85.4 |  | 68.4 | 0 | 0 | 17 | 0
26.03. | 15 | 85.4 |  | 68.4 | 0 | 0 | 17 | 0
26.03. | 16 | 85.4 |  | 68.4 | 0 | 0 | 17 | 0
26.03. | 17 | 85.4 |  | 68.4 | 0 | 0 | 17 | 0
26.03. | 18 | 85.4 |  | 68.4 | 0 | 0 | 17 | 0
26.03. | 19 | 85.4 |  | 68.4 | 0 | 0 | 17 | 0
26.03. | 20 | 85.4 |  | 68.4 | 0 | 0 | 17 | 0
26.03. | 21 | 85.4 |  | 68.4 | 0 | 0 | 17 | 0
26.03. | 22 | 85.4 |  | 68.4 | 0 | 0 | 17 | 0
26.03. | 23 | 85.4 |  | 68.4 | 0 | 0 | 17 | 0
26.03. | 24 | 85.4 |  | 68.4 | 0 | 0 | 17 | 0
27.03. | 1 | 85.4 |  | 68.4 | 0 | 0 | 17 | 0
27.03. | 2 | 85.4 |  | 68.4 | 0 | 0 | 17 | 0
27.03. | 3 | 85.4 |  | 68.4 | 0 | 0 | 17 | 0
27.03. | 4 | 85.4 |  | 68.4 | 0 | 0 | 17 | 0
27.03. | 5 | 85.4 |  | 68.4 | 0 | 0 | 17 | 0
27.03. | 6 | 85.4 |  | 68.4 | 0 | 0 | 17 | 0
27.03. | 7 | 85.4 |  | 68.4 | 0 | 0 | 17 | 0
27.03. | 8 | 85.4 |  | 68.4 | 0 | 0 | 17 | 0
27.03. | 9 | 85.4 |  | 68.4 | 0 | 0 | 17 | 0
27.03. | 10 | 85.4 |  | 68.4 | 0 | 0 | 17 | 0
27.03. | 11 | 85.4 |  | 68.4 | 0 | 0 | 17 | 0
27.03. | 12 | 85.4 |  | 68.4 | 0 | 0 | 17 | 0
27.03. | 13 | 85.4 |  | 68.4 | 0 | 0 | 17 | 0
27.03. | 14 | 85.4 |  | 68.4 | 0 | 0 | 17 | 0
27.03. | 15 | 85.4 |  | 68.4 | 0 | 0 | 17 | 0
27.03. | 16 | 85.4 |  | 68.4 | 0 | 0 | 17 | 0
27.03. | 17 | 85.4 |  | 68.4 | 0 | 0 | 17 | 0
27.03. | 18 | 85.4 |  | 68.4 | 0 | 0 | 17 | 0
27.03. | 19 | 85.4 |  | 68.4 | 0 | 0 | 17 | 0
27.03. | 20 | 85.4 |  | 68.4 | 0 | 0 | 17 | 0
27.03. | 21 | 85.4 |  | 68.4 | 0 | 0 | 17 | 0
27.03. | 22 | 85.4 |  | 68.4 | 0 | 0 | 17 | 0
27.03. | 23 | 85.4 |  | 68.4 | 0 | 0 | 17 | 0
27.03. | 24 | 85.4 |  | 68.4 | 0 | 0 | 17 | 0
28.03. | 1 | 85.4 |  | 68.4 | 0 | 0 | 17 | 0
28.03. | 2 | 85.4 |  | 68.4 | 0 | 0 | 17 | 0
28.03. | 3 | 85.4 |  | 68.4 | 0 | 0 | 17 | 0
28.03. | 4 | 85.4 |  | 68.4 | 0 | 0 | 17 | 0
28.03. | 5 | 85.4 |  | 68.4 | 0 | 0 | 17 | 0
28.03. | 6 | 85.4 |  | 68.4 | 0 | 0 | 17 | 0
28.03. | 7 | 85.4 |  | 68.4 | 0 | 0 | 17 | 0
28.03. | 8 | 85.4 |  | 68.4 | 0 | 0 | 17 | 0
28.03. | 9 | 85.4 |  | 68.4 | 0 | 0 | 17 | 0
28.03. | 10 | 85.4 |  | 68.4 | 0 | 0 | 17 | 0
28.03. | 11 | 85.4 |  | 68.4 | 0 | 0 | 17 | 0
28.03. | 12 | 85.4 |  | 68.4 | 0 | 0 | 17 | 0
28.03. | 13 | 85.4 |  | 68.4 | 0 | 0 | 17 | 0
28.03. | 14 | 85.4 |  | 68.4 | 0 | 0 | 17 | 0
28.03. | 15 | 85.4 |  | 68.4 | 0 | 0 | 17 | 0
28.03. | 16 | 85.4 |  | 68.4 | 0 | 0 | 17 | 0
28.03. | 17 | 85.4 |  | 68.4 | 0 | 0 | 17 | 0
28.03. | 18 | 85.4 |  | 68.4 | 0 | 0 | 17 | 0
28.03. | 19 | 85.4 |  | 68.4 | 0 | 0 | 17 | 0
28.03. | 20 | 85.4 |  | 68.4 | 0 | 0 | 17 | 0
28.03. | 21 | 85.4 |  | 68.4 | 0 | 0 | 17 | 0
28.03. | 22 | 85.4 |  | 68.4 | 0 | 0 | 17 | 0
28.03. | 23 | 85.4 |  | 68.4 | 0 | 0 | 17 | 0
28.03. | 24 | 85.4 |  | 68.4 | 0 | 0 | 17 | 0
29.03. | 1 | 85.4 |  | 68.4 | 0 | 0 | 17 | 0
29.03. | 2 | 85.4 |  | 68.4 | 0 | 0 | 17 | 0
29.03. | 3 | 85.4 |  | 68.4 | 0 | 0 | 17 | 0
29.03. | 4 | 85.4 |  | 68.4 | 0 | 0 | 17 | 0
29.03. | 5 | 85.4 |  | 68.4 | 0 | 0 | 17 | 0
29.03. | 6 | 85.4 |  | 68.4 | 0 | 0 | 17 | 0
29.03. | 7 | 85.4 |  | 68.4 | 0 | 0 | 17 | 0
29.03. | 8 | 85.4 |  | 68.4 | 0 | 0 | 17 | 0
29.03. | 9 | 85.4 |  | 68.4 | 0 | 0 | 17 | 0
29.03. | 10 | 85.4 |  | 68.4 | 0 | 0 | 17 | 0
29.03. | 11 | 85.4 |  | 68.4 | 0 | 0 | 17 | 0
29.03. | 12 | 85.4 |  | 68.4 | 0 | 0 | 17 | 0
29.03. | 13 | 85.4 |  | 68.4 | 0 | 0 | 17 | 0
29.03. | 14 | 85.4 |  | 68.4 | 0 | 0 | 17 | 0
29.03. | 15 | 85.4 |  | 68.4 | 0 | 0 | 17 | 0
29.03. | 16 | 85.4 |  | 68.4 | 0 | 0 | 17 | 0
29.03. | 17 | 85.4 |  | 68.4 | 0 | 0 | 17 | 0
29.03. | 18 | 85.4 |  | 68.4 | 0 | 0 | 17 | 0
29.03. | 19 | 85.4 |  | 68.4 | 0 | 0 | 17 | 0
29.03. | 20 | 85.4 |  | 68.4 | 0 | 0 | 17 | 0
29.03. | 21 | 85.4 |  | 68.4 | 0 | 0 | 17 | 0
29.03. | 22 | 85.4 |  | 68.4 | 0 | 0 | 17 | 0
29.03. | 23 | 85.4 |  | 68.4 | 0 | 0 | 17 | 0
29.03. | 24 | 85.4 |  | 68.4 | 0 | 0 | 17 | 0
30.03. | 1 | 85.4 |  | 68.4 | 0 | 0 | 17 | 0
30.03. | 2 | 85.4 |  | 68.4 | 0 | 0 | 17 | 0
30.03. | 3 | 85.4 |  | 68.4 | 0 | 0 | 17 | 0
30.03. | 4 | 85.4 |  | 68.4 | 0 | 0 | 17 | 0
30.03. | 5 | 85.4 |  | 68.4 | 0 | 0 | 17 | 0
30.03. | 6 | 85.4 |  | 68.4 | 0 | 0 | 17 | 0
30.03. | 7 | 85.4 |  | 68.4 | 0 | 0 | 17 | 0
30.03. | 8 | 85.4 |  | 68.4 | 0 | 0 | 17 | 0
30.03. | 9 | 85.4 |  | 68.4 | 0 | 0 | 17 | 0
30.03. | 10 | 85.4 |  | 68.4 | 0 | 0 | 17 | 0
30.03. | 11 | 85.4 |  | 68.4 | 0 | 0 | 17 | 0
30.03. | 12 | 85.4 |  | 68.4 | 0 | 0 | 17 | 0
30.03. | 13 | 85.4 |  | 68.4 | 0 | 0 | 17 | 0
30.03. | 14 | 85.4 |  | 68.4 | 0 | 0 | 17 | 0
30.03. | 15 | 85.4 |  | 68.4 | 0 | 0 | 17 | 0
30.03. | 16 | 85.4 |  | 68.4 | 0 | 0 | 17 | 0
30.03. | 17 | 85.4 |  | 68.4 | 0 | 0 | 17 | 0
30.03. | 18 | 85.4 |  | 68.4 | 0 | 0 | 17 | 0
30.03. | 19 | 85.4 |  | 68.4 | 0 | 0 | 17 | 0
30.03. | 20 | 85.4 |  | 68.4 | 0 | 0 | 17 | 0
30.03. | 21 | 85.4 |  | 68.4 | 0 | 0 | 17 | 0
30.03. | 22 | 85.4 |  | 68.4 | 0 | 0 | 17 | 0
30.03. | 23 | 85.4 |  | 68.4 | 0 | 0 | 17 | 0
30.03. | 24 | 85.4 |  | 68.4 | 0 | 0 | 17 | 0
31.03. | 1 | 85.4 |  | 68.4 | 0 | 0 | 17 | 0
31.03. | 2 | 85.4 |  | 68.4 | 0 | 0 | 17 | 0
31.03. | 3 | 85.4 |  | 68.4 | 0 | 0 | 17 | 0
31.03. | 4 | 85.4 |  | 68.4 | 0 | 0 | 17 | 0
31.03. | 5 | 85.4 |  | 68.4 | 0 | 0 | 17 | 0
31.03. | 6 | 85.4 |  | 68.4 | 0 | 0 | 17 | 0
31.03. | 7 | 85.4 |  | 68.4 | 0 | 0 | 17 | 0
31.03. | 8 | 85.4 |  | 68.4 | 0 | 0 | 17 | 0
31.03. | 9 | 85.4 |  | 68.4 | 0 | 0 | 17 | 0
31.03. | 10 | 85.4 |  | 68.4 | 0 | 0 | 17 | 0
31.03. | 11 | 85.4 |  | 68.4 | 0 | 0 | 17 | 0
31.03. | 12 | 85.4 |  | 68.4 | 0 | 0 | 17 | 0
31.03. | 13 | 85.4 |  | 68.4 | 0 | 0 | 17 | 0
31.03. | 14 | 85.4 |  | 68.4 | 0 | 0 | 17 | 0
31.03. | 15 | 85.4 |  | 68.4 | 0 | 0 | 17 | 0
31.03. | 16 | 85.4 |  | 68.4 | 0 | 0 | 17 | 0
31.03. | 17 | 85.4 |  | 68.4 | 0 | 0 | 17 | 0
31.03. | 18 | 85.4 |  | 68.4 | 0 | 0 | 17 | 0
31.03. | 19 | 85.4 |  | 68.4 | 0 | 0 | 17 | 0
31.03. | 20 | 85.4 |  | 68.4 | 0 | 0 | 17 | 0
31.03. | 21 | 85.4 |  | 68.4 | 0 | 0 | 17 | 0
31.03. | 22 | 85.4 |  | 68.4 | 0 | 0 | 17 | 0
31.03. | 23 | 85.4 |  | 68.4 | 0 | 0 | 17 | 0
31.03. | 24 | 85.4 |  | 68.4 | 0 | 0 | 17 | 0
01.04. | 1 | 85.4 |  | 68.4 | 0 | 0 | 17 | 0
01.04. | 2 | 85.4 |  | 68.4 | 0 | 0 | 17 | 0
01.04. | 3 | 85.4 |  | 68.4 | 0 | 0 | 17 | 0
01.04. | 4 | 85.4 |  | 68.4 | 0 | 0 | 17 | 0
01.04. | 5 | 85.4 |  | 68.4 | 0 | 0 | 17 | 0
01.04. | 6 | 85.4 |  | 68.4 | 0 | 0 | 17 | 0
01.04. | 7 | 85.4 |  | 68.4 | 0 | 0 | 17 | 0
01.04. | 8 | 85.4 |  | 68.4 | 0 | 0 | 17 | 0
01.04. | 9 | 85.4 |  | 68.4 | 0 | 0 | 17 | 0
01.04. | 10 | 85.4 |  | 68.4 | 0 | 0 | 17 | 0
01.04. | 11 | 85.4 |  | 68.4 | 0 | 0 | 17 | 0
01.04. | 12 | 85.4 |  | 68.4 | 0 | 0 | 17 | 0
01.04. | 13 | 85.4 |  | 68.4 | 0 | 0 | 17 | 0
01.04. | 14 | 85.4 |  | 68.4 | 0 | 0 | 17 | 0
01.04. | 15 | 85.4 |  | 68.4 | 0 | 0 | 17 | 0
01.04. | 16 | 85.4 |  | 68.4 | 0 | 0 | 17 | 0
01.04. | 17 | 85.4 |  | 68.4 | 0 | 0 | 17 | 0
01.04. | 18 | 85.4 |  | 68.4 | 0 | 0 | 17 | 0
01.04. | 19 | 85.4 |  | 68.4 | 0 | 0 | 17 | 0
01.04. | 20 | 85.4 |  | 68.4 | 0 | 0 | 17 | 0
01.04. | 21 | 85.4 |  | 68.4 | 0 | 0 | 17 | 0
01.04. | 22 | 85.4 |  | 68.4 | 0 | 0 | 17 | 0
01.04. | 23 | 85.4 |  | 68.4 | 0 | 0 | 17 | 0
01.04. | 24 | 85.4 |  | 68.4 | 0 | 0 | 17 | 0
02.04. | 1 | 85.4 |  | 68.4 | 0 | 0 | 17 | 0
02.04. | 2 | 85.4 |  | 68.4 | 0 | 0 | 17 | 0
02.04. | 3 | 85.4 |  | 68.4 | 0 | 0 | 17 | 0
02.04. | 4 | 85.4 |  | 68.4 | 0 | 0 | 17 | 0
02.04. | 5 | 85.4 |  | 68.4 | 0 | 0 | 17 | 0
02.04. | 6 | 85.4 |  | 68.4 | 0 | 0 | 17 | 0
02.04. | 7 | 85.4 |  | 68.4 | 0 | 0 | 17 | 0
02.04. | 8 | 85.4 |  | 68.4 | 0 | 0 | 17 | 0
02.04. | 9 | 85.4 |  | 68.4 | 0 | 0 | 17 | 0
02.04. | 10 | 85.4 |  | 68.4 | 0 | 0 | 17 | 0
02.04. | 11 | 85.4 |  | 68.4 | 0 | 0 | 17 | 0
02.04. | 12 | 85.4 |  | 68.4 | 0 | 0 | 17 | 0
02.04. | 13 | 85.4 |  | 68.4 | 0 | 0 | 17 | 0
02.04. | 14 | 85.4 |  | 68.4 | 0 | 0 | 17 | 0
02.04. | 15 | 85.4 |  | 68.4 | 0 | 0 | 17 | 0
02.04. | 16 | 85.4 |  | 68.4 | 0 | 0 | 17 | 0
02.04. | 17 | 85.4 |  | 68.4 | 0 | 0 | 17 | 0
02.04. | 18 | 85.4 |  | 68.4 | 0 | 0 | 17 | 0
02.04. | 19 | 85.4 |  | 68.4 | 0 | 0 | 17 | 0
02.04. | 20 | 85.4 |  | 68.4 | 0 | 0 | 17 | 0
02.04. | 21 | 85.4 |  | 68.4 | 0 | 0 | 17 | 0
02.04. | 22 | 85.4 |  | 68.4 | 0 | 0 | 17 | 0
02.04. | 23 | 85.4 |  | 68.4 | 0 | 0 | 17 | 0
02.04. | 24 | 85.4 |  | 68.4 | 0 | 0 | 17 | 0
03.04. | 1 | 85.4 |  | 68.4 | 0 | 0 | 17 | 0
03.04. | 2 | 85.4 |  | 68.4 | 0 | 0 | 17 | 0
03.04. | 3 | 85.4 |  | 68.4 | 0 | 0 | 17 | 0
03.04. | 4 | 85.4 |  | 68.4 | 0 | 0 | 17 | 0
03.04. | 5 | 85.4 |  | 68.4 | 0 | 0 | 17 | 0
03.04. | 6 | 85.4 |  | 68.4 | 0 | 0 | 17 | 0
03.04. | 7 | 85.4 |  | 68.4 | 0 | 0 | 17 | 0
03.04. | 8 | 85.4 |  | 68.4 | 0 | 0 | 17 | 0
03.04. | 9 | 85.4 |  | 68.4 | 0 | 0 | 17 | 0
03.04. | 10 | 85.4 |  | 68.4 | 0 | 0 | 17 | 0
03.04. | 11 | 85.4 |  | 68.4 | 0 | 0 | 17 | 0
03.04. | 12 | 85.4 |  | 68.4 | 0 | 0 | 17 | 0
03.04. | 13 | 85.4 |  | 68.4 | 0 | 0 | 17 | 0
03.04. | 14 | 85.4 |  | 68.4 | 0 | 0 | 17 | 0
03.04. | 15 | 85.4 |  | 68.4 | 0 | 0 | 17 | 0
03.04. | 16 | 85.4 |  | 68.4 | 0 | 0 | 17 | 0
03.04. | 17 | 85.4 |  | 68.4 | 0 | 0 | 17 | 0
03.04. | 18 | 85.4 |  | 68.4 | 0 | 0 | 17 | 0
03.04. | 19 | 85.4 |  | 68.4 | 0 | 0 | 17 | 0
03.04. | 20 | 85.4 |  | 68.4 | 0 | 0 | 17 | 0
03.04. | 21 | 85.4 |  | 68.4 | 0 | 0 | 17 | 0
03.04. | 22 | 85.4 |  | 68.4 | 0 | 0 | 17 | 0
03.04. | 23 | 85.4 |  | 68.4 | 0 | 0 | 17 | 0
03.04. | 24 | 85.4 |  | 68.4 | 0 | 0 | 17 | 0
04.04. | 1 | 85.4 |  | 68.4 | 0 | 0 | 17 | 0
04.04. | 2 | 85.4 |  | 68.4 | 0 | 0 | 17 | 0
04.04. | 3 | 85.4 |  | 68.4 | 0 | 0 | 17 | 0
04.04. | 4 | 85.4 |  | 68.4 | 0 | 0 | 17 | 0
04.04. | 5 | 85.4 |  | 68.4 | 0 | 0 | 17 | 0
04.04. | 6 | 85.4 |  | 68.4 | 0 | 0 | 17 | 0
04.04. | 7 | 85.4 |  | 68.4 | 0 | 0 | 17 | 0
04.04. | 8 | 85.4 |  | 68.4 | 0 | 0 | 17 | 0
04.04. | 9 | 85.4 |  | 68.4 | 0 | 0 | 17 | 0
04.04. | 10 | 85.4 |  | 68.4 | 0 | 0 | 17 | 0
04.04. | 11 | 85.4 |  | 68.4 | 0 | 0 | 17 | 0
04.04. | 12 | 85.4 |  | 68.4 | 0 | 0 | 17 | 0
04.04. | 13 | 85.4 |  | 68.4 | 0 | 0 | 17 | 0
04.04. | 14 | 85.4 |  | 68.4 | 0 | 0 | 17 | 0
04.04. | 15 | 85.4 |  | 68.4 | 0 | 0 | 17 | 0
04.04. | 16 | 85.4 |  | 68.4 | 0 | 0 | 17 | 0
04.04. | 17 | 85.4 |  | 68.4 | 0 | 0 | 17 | 0
04.04. | 18 | 85.4 |  | 68.4 | 0 | 0 | 17 | 0
04.04. | 19 | 85.4 |  | 68.4 | 0 | 0 | 17 | 0
04.04. | 20 | 85.4 |  | 68.4 | 0 | 0 | 17 | 0
04.04. | 21 | 85.4 |  | 68.4 | 0 | 0 | 17 | 0
04.04. | 22 | 85.4 |  | 68.4 | 0 | 0 | 17 | 0
04.04. | 23 | 85.4 |  | 68.4 | 0 | 0 | 17 | 0
04.04. | 24 | 85.4 |  | 68.4 | 0 | 0 | 17 | 0
05.04. | 1 | 85.4 |  | 68.4 | 0 | 0 | 17 | 0
05.04. | 2 | 85.4 |  | 68.4 | 0 | 0 | 17 | 0
05.04. | 3 | 85.4 |  | 68.4 | 0 | 0 | 17 | 0
05.04. | 4 | 85.4 |  | 68.4 | 0 | 0 | 17 | 0
05.04. | 5 | 85.4 |  | 68.4 | 0 | 0 | 17 | 0
05.04. | 6 | 85.4 |  | 68.4 | 0 | 0 | 17 | 0
05.04. | 7 | 85.4 |  | 68.4 | 0 | 0 | 17 | 0
05.04. | 8 | 85.4 |  | 68.4 | 0 | 0 | 17 | 0
05.04. | 9 | 85.4 |  | 68.4 | 0 | 0 | 17 | 0
05.04. | 10 | 85.4 |  | 68.4 | 0 | 0 | 17 | 0
05.04. | 11 | 85.4 |  | 68.4 | 0 | 0 | 17 | 0
05.04. | 12 | 85.4 |  | 68.4 | 0 | 0 | 17 | 0
05.04. | 13 | 85.4 |  | 68.4 | 0 | 0 | 17 | 0
05.04. | 14 | 85.4 |  | 68.4 | 0 | 0 | 17 | 0
05.04. | 15 | 85.4 |  | 68.4 | 0 | 0 | 17 | 0
05.04. | 16 | 85.4 |  | 68.4 | 0 | 0 | 17 | 0
05.04. | 17 | 85.4 |  | 68.4 | 0 | 0 | 17 | 0
05.04. | 18 | 85.4 |  | 68.4 | 0 | 0 | 17 | 0
05.04. | 19 | 85.4 |  | 68.4 | 0 | 0 | 17 | 0
05.04. | 20 | 85.4 |  | 68.4 | 0 | 0 | 17 | 0
05.04. | 21 | 85.4 |  | 68.4 | 0 | 0 | 17 | 0
05.04. | 22 | 85.4 |  | 68.4 | 0 | 0 | 17 | 0
05.04. | 23 | 85.4 |  | 68.4 | 0 | 0 | 17 | 0
05.04. | 24 | 85.4 |  | 68.4 | 0 | 0 | 17 | 0
06.04. | 1 | 85.4 |  | 68.4 | 0 | 0 | 17 | 0
06.04. | 2 | 85.4 |  | 68.4 | 0 | 0 | 17 | 0
06.04. | 3 | 85.4 |  | 68.4 | 0 | 0 | 17 | 0
06.04. | 4 | 85.4 |  | 68.4 | 0 | 0 | 17 | 0
06.04. | 5 | 85.4 |  | 68.4 | 0 | 0 | 17 | 0
06.04. | 6 | 85.4 |  | 68.4 | 0 | 0 | 17 | 0
06.04. | 7 | 85.4 |  | 68.4 | 0 | 0 | 17 | 0
06.04. | 8 | 85.4 |  | 68.4 | 0 | 0 | 17 | 0
06.04. | 9 | 85.4 |  | 68.4 | 0 | 0 | 17 | 0
06.04. | 10 | 85.4 |  | 68.4 | 0 | 0 | 17 | 0
06.04. | 11 | 85.4 |  | 68.4 | 0 | 0 | 17 | 0
06.04. | 12 | 85.4 |  | 68.4 | 0 | 0 | 17 | 0
06.04. | 13 | 85.4 |  | 68.4 | 0 | 0 | 17 | 0
06.04. | 14 | 85.4 |  | 68.4 | 0 | 0 | 17 | 0
06.04. | 15 | 85.4 |  | 68.4 | 0 | 0 | 17 | 0
06.04. | 16 | 85.4 |  | 68.4 | 0 | 0 | 17 | 0
06.04. | 17 | 85.4 |  | 68.4 | 0 | 0 | 17 | 0
06.04. | 18 | 85.4 |  | 68.4 | 0 | 0 | 17 | 0
06.04. | 19 | 85.4 |  | 68.4 | 0 | 0 | 17 | 0
06.04. | 20 | 85.4 |  | 68.4 | 0 | 0 | 17 | 0
06.04. | 21 | 85.4 |  | 68.4 | 0 | 0 | 17 | 0
06.04. | 22 | 85.4 |  | 68.4 | 0 | 0 | 17 | 0
06.04. | 23 | 85.4 |  | 68.4 | 0 | 0 | 17 | 0
06.04. | 24 | 85.4 |  | 68.4 | 0 | 0 | 17 | 0
07.04. | 1 | 85.4 |  | 68.4 | 0 | 0 | 17 | 0
07.04. | 2 | 85.4 |  | 68.4 | 0 | 0 | 17 | 0
07.04. | 3 | 85.4 |  | 68.4 | 0 | 0 | 17 | 0
07.04. | 4 | 85.4 |  | 68.4 | 0 | 0 | 17 | 0
07.04. | 5 | 85.4 |  | 68.4 | 0 | 0 | 17 | 0
07.04. | 6 | 85.4 |  | 68.4 | 0 | 0 | 17 | 0
07.04. | 7 | 85.4 |  | 68.4 | 0 | 0 | 17 | 0
07.04. | 8 | 85.4 |  | 68.4 | 0 | 0 | 17 | 0
07.04. | 9 | 85.4 |  | 68.4 | 0 | 0 | 17 | 0
07.04. | 10 | 85.4 |  | 68.4 | 0 | 0 | 17 | 0
07.04. | 11 | 85.4 |  | 68.4 | 0 | 0 | 17 | 0
07.04. | 12 | 85.4 |  | 68.4 | 0 | 0 | 17 | 0
07.04. | 13 | 85.4 |  | 68.4 | 0 | 0 | 17 | 0
07.04. | 14 | 85.4 |  | 68.4 | 0 | 0 | 17 | 0
07.04. | 15 | 85.4 |  | 68.4 | 0 | 0 | 17 | 0
07.04. | 16 | 85.4 |  | 68.4 | 0 | 0 | 17 | 0
07.04. | 17 | 85.4 |  | 68.4 | 0 | 0 | 17 | 0
07.04. | 18 | 85.4 |  | 68.4 | 0 | 0 | 17 | 0
07.04. | 19 | 85.4 |  | 68.4 | 0 | 0 | 17 | 0
07.04. | 20 | 85.4 |  | 68.4 | 0 | 0 | 17 | 0
07.04. | 21 | 85.4 |  | 68.4 | 0 | 0 | 17 | 0
07.04. | 22 | 85.4 |  | 68.4 | 0 | 0 | 17 | 0
07.04. | 23 | 85.4 |  | 68.4 | 0 | 0 | 17 | 0
07.04. | 24 | 85.4 |  | 68.4 | 0 | 0 | 17 | 0
08.04. | 1 | 85.4 |  | 68.4 | 0 | 0 | 17 | 0
08.04. | 2 | 85.4 |  | 68.4 | 0 | 0 | 17 | 0
08.04. | 3 | 85.4 |  | 68.4 | 0 | 0 | 17 | 0
08.04. | 4 | 85.4 |  | 68.4 | 0 | 0 | 17 | 0
08.04. | 5 | 85.4 |  | 68.4 | 0 | 0 | 17 | 0
08.04. | 6 | 85.4 |  | 68.4 | 0 | 0 | 17 | 0
08.04. | 7 | 85.4 |  | 68.4 | 0 | 0 | 17 | 0
08.04. | 8 | 85.4 |  | 68.4 | 0 | 0 | 17 | 0
08.04. | 9 | 85.4 |  | 68.4 | 0 | 0 | 17 | 0
08.04. | 10 | 85.4 |  | 68.4 | 0 | 0 | 17 | 0
08.04. | 11 | 85.4 |  | 68.4 | 0 | 0 | 17 | 0
08.04. | 12 | 85.4 |  | 68.4 | 0 | 0 | 17 | 0
08.04. | 13 | 85.4 |  | 68.4 | 0 | 0 | 17 | 0
08.04. | 14 | 85.4 |  | 68.4 | 0 | 0 | 17 | 0
08.04. | 15 | 85.4 |  | 68.4 | 0 | 0 | 17 | 0
08.04. | 16 | 85.4 |  | 68.4 | 0 | 0 | 17 | 0
08.04. | 17 | 85.4 |  | 68.4 | 0 | 0 | 17 | 0
08.04. | 18 | 85.4 |  | 68.4 | 0 | 0 | 17 | 0
08.04. | 19 | 85.4 |  | 68.4 | 0 | 0 | 17 | 0
08.04. | 20 | 85.4 |  | 68.4 | 0 | 0 | 17 | 0
08.04. | 21 | 85.4 |  | 68.4 | 0 | 0 | 17 | 0
08.04. | 22 | 85.4 |  | 68.4 | 0 | 0 | 17 | 0
08.04. | 23 | 85.4 |  | 68.4 | 0 | 0 | 17 | 0
08.04. | 24 | 85.4 |  | 68.4 | 0 | 0 | 17 | 0
09.04. | 1 | 85.4 |  | 68.4 | 0 | 0 | 17 | 0
09.04. | 2 | 85.4 |  | 68.4 | 0 | 0 | 17 | 0
09.04. | 3 | 85.4 |  | 68.4 | 0 | 0 | 17 | 0
09.04. | 4 | 85.4 |  | 68.4 | 0 | 0 | 17 | 0
09.04. | 5 | 85.4 |  | 68.4 | 0 | 0 | 17 | 0
09.04. | 6 | 85.4 |  | 68.4 | 0 | 0 | 17 | 0
09.04. | 7 | 85.4 |  | 68.4 | 0 | 0 | 17 | 0
09.04. | 8 | 85.4 |  | 68.4 | 0 | 0 | 17 | 0
09.04. | 9 | 85.4 |  | 68.4 | 0 | 0 | 17 | 0
09.04. | 10 | 85.4 |  | 68.4 | 0 | 0 | 17 | 0
09.04. | 11 | 85.4 |  | 68.4 | 0 | 0 | 17 | 0
09.04. | 12 | 85.4 |  | 68.4 | 0 | 0 | 17 | 0
09.04. | 13 | 85.4 |  | 68.4 | 0 | 0 | 17 | 0
09.04. | 14 | 85.4 |  | 68.4 | 0 | 0 | 17 | 0
09.04. | 15 | 85.4 |  | 68.4 | 0 | 0 | 17 | 0
09.04. | 16 | 85.4 |  | 68.4 | 0 | 0 | 17 | 0
09.04. | 17 | 85.4 |  | 68.4 | 0 | 0 | 17 | 0
09.04. | 18 | 85.4 |  | 68.4 | 0 | 0 | 17 | 0
09.04. | 19 | 85.4 |  | 68.4 | 0 | 0 | 17 | 0
09.04. | 20 | 85.4 |  | 68.4 | 0 | 0 | 17 | 0
09.04. | 21 | 85.4 |  | 68.4 | 0 | 0 | 17 | 0
09.04. | 22 | 85.4 |  | 68.4 | 0 | 0 | 17 | 0
09.04. | 23 | 85.4 |  | 68.4 | 0 | 0 | 17 | 0
09.04. | 24 | 85.4 |  | 68.4 | 0 | 0 | 17 | 0
10.04. | 1 | 85.4 |  | 68.4 | 0 | 0 | 17 | 0
10.04. | 2 | 85.4 |  | 68.4 | 0 | 0 | 17 | 0
10.04. | 3 | 85.4 |  | 68.4 | 0 | 0 | 17 | 0
10.04. | 4 | 85.4 |  | 68.4 | 0 | 0 | 17 | 0
10.04. | 5 | 85.4 |  | 68.4 | 0 | 0 | 17 | 0
10.04. | 6 | 85.4 |  | 68.4 | 0 | 0 | 17 | 0
10.04. | 7 | 85.4 |  | 68.4 | 0 | 0 | 17 | 0
10.04. | 8 | 85.4 |  | 68.4 | 0 | 0 | 17 | 0
10.04. | 9 | 85.4 |  | 68.4 | 0 | 0 | 17 | 0
10.04. | 10 | 85.4 |  | 68.4 | 0 | 0 | 17 | 0
10.04. | 11 | 85.4 |  | 68.4 | 0 | 0 | 17 | 0
10.04. | 12 | 85.4 |  | 68.4 | 0 | 0 | 17 | 0
10.04. | 13 | 85.4 |  | 68.4 | 0 | 0 | 17 | 0
10.04. | 14 | 85.4 |  | 68.4 | 0 | 0 | 17 | 0
10.04. | 15 | 85.4 |  | 68.4 | 0 | 0 | 17 | 0
10.04. | 16 | 85.4 |  | 68.4 | 0 | 0 | 17 | 0
10.04. | 17 | 85.4 |  | 68.4 | 0 | 0 | 17 | 0
10.04. | 18 | 85.4 |  | 68.4 | 0 | 0 | 17 | 0
10.04. | 19 | 85.4 |  | 68.4 | 0 | 0 | 17 | 0
10.04. | 20 | 85.4 |  | 68.4 | 0 | 0 | 17 | 0
10.04. | 21 | 85.4 |  | 68.4 | 0 | 0 | 17 | 0
10.04. | 22 | 85.4 |  | 68.4 | 0 | 0 | 17 | 0
10.04. | 23 | 85.4 |  | 68.4 | 0 | 0 | 17 | 0
10.04. | 24 | 85.4 |  | 68.4 | 0 | 0 | 17 | 0
11.04. | 1 | 85.4 |  | 68.4 | 0 | 0 | 17 | 0
11.04. | 2 | 85.4 |  | 68.4 | 0 | 0 | 17 | 0
11.04. | 3 | 85.4 |  | 68.4 | 0 | 0 | 17 | 0
11.04. | 4 | 85.4 |  | 68.4 | 0 | 0 | 17 | 0
11.04. | 5 | 85.4 |  | 68.4 | 0 | 0 | 17 | 0
11.04. | 6 | 85.4 |  | 68.4 | 0 | 0 | 17 | 0
11.04. | 7 | 85.4 |  | 68.4 | 0 | 0 | 17 | 0
11.04. | 8 | 85.4 |  | 68.4 | 0 | 0 | 17 | 0
11.04. | 9 | 85.4 |  | 68.4 | 0 | 0 | 17 | 0
11.04. | 10 | 85.4 |  | 68.4 | 0 | 0 | 17 | 0
11.04. | 11 | 85.4 |  | 68.4 | 0 | 0 | 17 | 0
11.04. | 12 | 85.4 |  | 68.4 | 0 | 0 | 17 | 0
11.04. | 13 | 85.4 |  | 68.4 | 0 | 0 | 17 | 0
11.04. | 14 | 85.4 |  | 68.4 | 0 | 0 | 17 | 0
11.04. | 15 | 85.4 |  | 68.4 | 0 | 0 | 17 | 0
11.04. | 16 | 85.4 |  | 68.4 | 0 | 0 | 17 | 0
11.04. | 17 | 85.4 |  | 68.4 | 0 | 0 | 17 | 0
11.04. | 18 | 85.4 |  | 68.4 | 0 | 0 | 17 | 0
11.04. | 19 | 85.4 |  | 68.4 | 0 | 0 | 17 | 0
11.04. | 20 | 85.4 |  | 68.4 | 0 | 0 | 17 | 0
11.04. | 21 | 85.4 |  | 68.4 | 0 | 0 | 17 | 0
11.04. | 22 | 85.4 |  | 68.4 | 0 | 0 | 17 | 0
11.04. | 23 | 85.4 |  | 68.4 | 0 | 0 | 17 | 0
11.04. | 24 | 85.4 |  | 68.4 | 0 | 0 | 17 | 0
12.04. | 1 | 85.4 |  | 68.4 | 0 | 0 | 17 | 0
12.04. | 2 | 85.4 |  | 68.4 | 0 | 0 | 17 | 0
12.04. | 3 | 85.4 |  | 68.4 | 0 | 0 | 17 | 0
12.04. | 4 | 85.4 |  | 68.4 | 0 | 0 | 17 | 0
12.04. | 5 | 85.4 |  | 68.4 | 0 | 0 | 17 | 0
12.04. | 6 | 85.4 |  | 68.4 | 0 | 0 | 17 | 0
12.04. | 7 | 85.4 |  | 68.4 | 0 | 0 | 17 | 0
12.04. | 8 | 85.4 |  | 68.4 | 0 | 0 | 17 | 0
12.04. | 9 | 85.4 |  | 68.4 | 0 | 0 | 17 | 0
12.04. | 10 | 85.4 |  | 68.4 | 0 | 0 | 17 | 0
12.04. | 11 | 85.4 |  | 68.4 | 0 | 0 | 17 | 0
12.04. | 12 | 85.4 |  | 68.4 | 0 | 0 | 17 | 0
12.04. | 13 | 85.4 |  | 68.4 | 0 | 0 | 17 | 0
12.04. | 14 | 85.4 |  | 68.4 | 0 | 0 | 17 | 0
12.04. | 15 | 85.4 |  | 68.4 | 0 | 0 | 17 | 0
12.04. | 16 | 85.4 |  | 68.4 | 0 | 0 | 17 | 0
12.04. | 17 | 85.4 |  | 68.4 | 0 | 0 | 17 | 0
12.04. | 18 | 85.4 |  | 68.4 | 0 | 0 | 17 | 0
12.04. | 19 | 85.4 |  | 68.4 | 0 | 0 | 17 | 0
12.04. | 20 | 85.4 |  | 68.4 | 0 | 0 | 17 | 0
12.04. | 21 | 85.4 |  | 68.4 | 0 | 0 | 17 | 0
12.04. | 22 | 85.4 |  | 68.4 | 0 | 0 | 17 | 0
12.04. | 23 | 85.4 |  | 68.4 | 0 | 0 | 17 | 0
12.04. | 24 | 85.4 |  | 68.4 | 0 | 0 | 17 | 0
13.04. | 1 | 85.4 |  | 68.4 | 0 | 0 | 17 | 0
13.04. | 2 | 85.4 |  | 68.4 | 0 | 0 | 17 | 0
13.04. | 3 | 85.4 |  | 68.4 | 0 | 0 | 17 | 0
13.04. | 4 | 85.4 |  | 68.4 | 0 | 0 | 17 | 0
13.04. | 5 | 85.4 |  | 68.4 | 0 | 0 | 17 | 0
13.04. | 6 | 85.4 |  | 68.4 | 0 | 0 | 17 | 0
13.04. | 7 | 85.4 |  | 68.4 | 0 | 0 | 17 | 0
13.04. | 8 | 85.4 |  | 68.4 | 0 | 0 | 17 | 0
13.04. | 9 | 85.4 |  | 68.4 | 0 | 0 | 17 | 0
13.04. | 10 | 85.4 |  | 68.4 | 0 | 0 | 17 | 0
13.04. | 11 | 85.4 |  | 68.4 | 0 | 0 | 17 | 0
13.04. | 12 | 85.4 |  | 68.4 | 0 | 0 | 17 | 0
13.04. | 13 | 85.4 |  | 68.4 | 0 | 0 | 17 | 0
13.04. | 14 | 85.4 |  | 68.4 | 0 | 0 | 17 | 0
13.04. | 15 | 85.4 |  | 68.4 | 0 | 0 | 17 | 0
13.04. | 16 | 85.4 |  | 68.4 | 0 | 0 | 17 | 0
13.04. | 17 | 85.4 |  | 68.4 | 0 | 0 | 17 | 0
13.04. | 18 | 85.4 |  | 68.4 | 0 | 0 | 17 | 0
13.04. | 19 | 85.4 |  | 68.4 | 0 | 0 | 17 | 0
13.04. | 20 | 85.4 |  | 68.4 | 0 | 0 | 17 | 0
13.04. | 21 | 85.4 |  | 68.4 | 0 | 0 | 17 | 0
13.04. | 22 | 85.4 |  | 68.4 | 0 | 0 | 17 | 0
13.04. | 23 | 85.4 |  | 68.4 | 0 | 0 | 17 | 0
13.04. | 24 | 85.4 |  | 68.4 | 0 | 0 | 17 | 0
14.04. | 1 | 85.4 |  | 68.4 | 0 | 0 | 17 | 0
14.04. | 2 | 85.4 |  | 68.4 | 0 | 0 | 17 | 0
14.04. | 3 | 85.4 |  | 68.4 | 0 | 0 | 17 | 0
14.04. | 4 | 85.4 |  | 68.4 | 0 | 0 | 17 | 0
14.04. | 5 | 85.4 |  | 68.4 | 0 | 0 | 17 | 0
14.04. | 6 | 85.4 |  | 68.4 | 0 | 0 | 17 | 0
14.04. | 7 | 85.4 |  | 68.4 | 0 | 0 | 17 | 0
14.04. | 8 | 85.4 |  | 68.4 | 0 | 0 | 17 | 0
14.04. | 9 | 85.4 |  | 68.4 | 0 | 0 | 17 | 0
14.04. | 10 | 85.4 |  | 68.4 | 0 | 0 | 17 | 0
14.04. | 11 | 85.4 |  | 68.4 | 0 | 0 | 17 | 0
14.04. | 12 | 85.4 |  | 68.4 | 0 | 0 | 17 | 0
14.04. | 13 | 85.4 |  | 68.4 | 0 | 0 | 17 | 0
14.04. | 14 | 85.4 |  | 68.4 | 0 | 0 | 17 | 0
14.04. | 15 | 85.4 |  | 68.4 | 0 | 0 | 17 | 0
14.04. | 16 | 85.4 |  | 68.4 | 0 | 0 | 17 | 0
14.04. | 17 | 85.4 |  | 68.4 | 0 | 0 | 17 | 0
14.04. | 18 | 85.4 |  | 68.4 | 0 | 0 | 17 | 0
14.04. | 19 | 85.4 |  | 68.4 | 0 | 0 | 17 | 0
14.04. | 20 | 85.4 |  | 68.4 | 0 | 0 | 17 | 0
14.04. | 21 | 85.4 |  | 68.4 | 0 | 0 | 17 | 0
14.04. | 22 | 85.4 |  | 68.4 | 0 | 0 | 17 | 0
14.04. | 23 | 85.4 |  | 68.4 | 0 | 0 | 17 | 0
14.04. | 24 | 85.4 |  | 68.4 | 0 | 0 | 17 | 0
15.04. | 1 | 85.4 |  | 68.4 | 0 | 0 | 17 | 0
15.04. | 2 | 85.4 |  | 68.4 | 0 | 0 | 17 | 0
15.04. | 3 | 85.4 |  | 68.4 | 0 | 0 | 17 | 0
15.04. | 4 | 85.4 |  | 68.4 | 0 | 0 | 17 | 0
15.04. | 5 | 85.4 |  | 68.4 | 0 | 0 | 17 | 0
15.04. | 6 | 85.4 |  | 68.4 | 0 | 0 | 17 | 0
15.04. | 7 | 85.4 |  | 68.4 | 0 | 0 | 17 | 0
15.04. | 8 | 85.4 |  | 68.4 | 0 | 0 | 17 | 0
15.04. | 9 | 85.4 |  | 68.4 | 0 | 0 | 17 | 0
15.04. | 10 | 85.4 |  | 68.4 | 0 | 0 | 17 | 0
15.04. | 11 | 85.4 |  | 68.4 | 0 | 0 | 17 | 0
15.04. | 12 | 85.4 |  | 68.4 | 0 | 0 | 17 | 0
15.04. | 13 | 85.4 |  | 68.4 | 0 | 0 | 17 | 0
15.04. | 14 | 85.4 |  | 68.4 | 0 | 0 | 17 | 0
15.04. | 15 | 85.4 |  | 68.4 | 0 | 0 | 17 | 0
15.04. | 16 | 85.4 |  | 68.4 | 0 | 0 | 17 | 0
15.04. | 17 | 85.4 |  | 68.4 | 0 | 0 | 17 | 0
15.04. | 18 | 85.4 |  | 68.4 | 0 | 0 | 17 | 0
15.04. | 19 | 85.4 |  | 68.4 | 0 | 0 | 17 | 0
15.04. | 20 | 85.4 |  | 68.4 | 0 | 0 | 17 | 0
15.04. | 21 | 85.4 |  | 68.4 | 0 | 0 | 17 | 0
15.04. | 22 | 85.4 |  | 68.4 | 0 | 0 | 17 | 0
15.04. | 23 | 85.4 |  | 68.4 | 0 | 0 | 17 | 0
15.04. | 24 | 85.4 |  | 68.4 | 0 | 0 | 17 | 0
16.04. | 1 | 85.4 |  | 68.4 | 0 | 0 | 17 | 0
16.04. | 2 | 85.4 |  | 68.4 | 0 | 0 | 17 | 0
16.04. | 3 | 85.4 |  | 68.4 | 0 | 0 | 17 | 0
16.04. | 4 | 85.4 |  | 68.4 | 0 | 0 | 17 | 0
16.04. | 5 | 85.4 |  | 68.4 | 0 | 0 | 17 | 0
16.04. | 6 | 85.4 |  | 68.4 | 0 | 0 | 17 | 0
16.04. | 7 | 85.4 |  | 68.4 | 0 | 0 | 17 | 0
16.04. | 8 | 85.4 |  | 68.4 | 0 | 0 | 17 | 0
16.04. | 9 | 85.4 |  | 68.4 | 0 | 0 | 17 | 0
16.04. | 10 | 85.4 |  | 68.4 | 0 | 0 | 17 | 0
16.04. | 11 | 85.4 |  | 68.4 | 0 | 0 | 17 | 0
16.04. | 12 | 85.4 |  | 68.4 | 0 | 0 | 17 | 0
16.04. | 13 | 85.4 |  | 68.4 | 0 | 0 | 17 | 0
16.04. | 14 | 85.4 |  | 68.4 | 0 | 0 | 17 | 0
16.04. | 15 | 85.4 |  | 68.4 | 0 | 0 | 17 | 0
16.04. | 16 | 85.4 |  | 68.4 | 0 | 0 | 17 | 0
16.04. | 17 | 85.4 |  | 68.4 | 0 | 0 | 17 | 0
16.04. | 18 | 85.4 |  | 68.4 | 0 | 0 | 17 | 0
16.04. | 19 | 85.4 |  | 68.4 | 0 | 0 | 17 | 0
16.04. | 20 | 85.4 |  | 68.4 | 0 | 0 | 17 | 0
16.04. | 21 | 85.4 |  | 68.4 | 0 | 0 | 17 | 0
16.04. | 22 | 85.4 |  | 68.4 | 0 | 0 | 17 | 0
16.04. | 23 | 85.4 |  | 68.4 | 0 | 0 | 17 | 0
16.04. | 24 | 85.4 |  | 68.4 | 0 | 0 | 17 | 0
17.04. | 1 | 85.4 |  | 68.4 | 0 | 0 | 17 | 0
17.04. | 2 | 85.4 |  | 68.4 | 0 | 0 | 17 | 0
17.04. | 3 | 85.4 |  | 68.4 | 0 | 0 | 17 | 0
17.04. | 4 | 85.4 |  | 68.4 | 0 | 0 | 17 | 0
17.04. | 5 | 85.4 |  | 68.4 | 0 | 0 | 17 | 0
17.04. | 6 | 85.4 |  | 68.4 | 0 | 0 | 17 | 0
17.04. | 7 | 85.4 |  | 68.4 | 0 | 0 | 17 | 0
17.04. | 8 | 85.4 |  | 68.4 | 0 | 0 | 17 | 0
17.04. | 9 | 85.4 |  | 68.4 | 0 | 0 | 17 | 0
17.04. | 10 | 85.4 |  | 68.4 | 0 | 0 | 17 | 0
17.04. | 11 | 85.4 |  | 68.4 | 0 | 0 | 17 | 0
17.04. | 12 | 85.4 |  | 68.4 | 0 | 0 | 17 | 0
17.04. | 13 | 85.4 |  | 68.4 | 0 | 0 | 17 | 0
17.04. | 14 | 85.4 |  | 68.4 | 0 | 0 | 17 | 0
17.04. | 15 | 85.4 |  | 68.4 | 0 | 0 | 17 | 0
17.04. | 16 | 85.4 |  | 68.4 | 0 | 0 | 17 | 0
17.04. | 17 | 85.4 |  | 68.4 | 0 | 0 | 17 | 0
17.04. | 18 | 85.4 |  | 68.4 | 0 | 0 | 17 | 0
17.04. | 19 | 85.4 |  | 68.4 | 0 | 0 | 17 | 0
17.04. | 20 | 85.4 |  | 68.4 | 0 | 0 | 17 | 0
17.04. | 21 | 85.4 |  | 68.4 | 0 | 0 | 17 | 0
17.04. | 22 | 85.4 |  | 68.4 | 0 | 0 | 17 | 0
17.04. | 23 | 85.4 |  | 68.4 | 0 | 0 | 17 | 0
17.04. | 24 | 85.4 |  | 68.4 | 0 | 0 | 17 | 0
18.04. | 1 | 85.4 |  | 68.4 | 0 | 0 | 17 | 0
18.04. | 2 | 85.4 |  | 68.4 | 0 | 0 | 17 | 0
18.04. | 3 | 85.4 |  | 68.4 | 0 | 0 | 17 | 0
18.04. | 4 | 85.4 |  | 68.4 | 0 | 0 | 17 | 0
18.04. | 5 | 85.4 |  | 68.4 | 0 | 0 | 17 | 0
18.04. | 6 | 85.4 |  | 68.4 | 0 | 0 | 17 | 0
18.04. | 7 | 85.4 |  | 68.4 | 0 | 0 | 17 | 0
18.04. | 8 | 85.4 |  | 68.4 | 0 | 0 | 17 | 0
18.04. | 9 | 85.4 |  | 68.4 | 0 | 0 | 17 | 0
18.04. | 10 | 85.4 |  | 68.4 | 0 | 0 | 17 | 0
18.04. | 11 | 85.4 |  | 68.4 | 0 | 0 | 17 | 0
18.04. | 12 | 85.4 |  | 68.4 | 0 | 0 | 17 | 0
18.04. | 13 | 85.4 |  | 68.4 | 0 | 0 | 17 | 0
18.04. | 14 | 85.4 |  | 68.4 | 0 | 0 | 17 | 0
18.04. | 15 | 85.4 |  | 68.4 | 0 | 0 | 17 | 0
18.04. | 16 | 85.4 |  | 68.4 | 0 | 0 | 17 | 0
18.04. | 17 | 85.4 |  | 68.4 | 0 | 0 | 17 | 0
18.04. | 18 | 85.4 |  | 68.4 | 0 | 0 | 17 | 0
18.04. | 19 | 85.4 |  | 68.4 | 0 | 0 | 17 | 0
18.04. | 20 | 85.4 |  | 68.4 | 0 | 0 | 17 | 0
18.04. | 21 | 85.4 |  | 68.4 | 0 | 0 | 17 | 0
18.04. | 22 | 85.4 |  | 68.4 | 0 | 0 | 17 | 0
18.04. | 23 | 85.4 |  | 68.4 | 0 | 0 | 17 | 0
18.04. | 24 | 85.4 |  | 68.4 | 0 | 0 | 17 | 0
19.04. | 1 | 85.4 |  | 68.4 | 0 | 0 | 17 | 0
19.04. | 2 | 85.4 |  | 68.4 | 0 | 0 | 17 | 0
19.04. | 3 | 85.4 |  | 68.4 | 0 | 0 | 17 | 0
19.04. | 4 | 85.4 |  | 68.4 | 0 | 0 | 17 | 0
19.04. | 5 | 85.4 |  | 68.4 | 0 | 0 | 17 | 0
19.04. | 6 | 85.4 |  | 68.4 | 0 | 0 | 17 | 0
19.04. | 7 | 85.4 |  | 68.4 | 0 | 0 | 17 | 0
19.04. | 8 | 85.4 |  | 68.4 | 0 | 0 | 17 | 0
19.04. | 9 | 85.4 |  | 68.4 | 0 | 0 | 17 | 0
19.04. | 10 | 85.4 |  | 68.4 | 0 | 0 | 17 | 0
19.04. | 11 | 85.4 |  | 68.4 | 0 | 0 | 17 | 0
19.04. | 12 | 85.4 |  | 68.4 | 0 | 0 | 17 | 0
19.04. | 13 | 85.4 |  | 68.4 | 0 | 0 | 17 | 0
19.04. | 14 | 85.4 |  | 68.4 | 0 | 0 | 17 | 0
19.04. | 15 | 85.4 |  | 68.4 | 0 | 0 | 17 | 0
19.04. | 16 | 85.4 |  | 68.4 | 0 | 0 | 17 | 0
19.04. | 17 | 85.4 |  | 68.4 | 0 | 0 | 17 | 0
19.04. | 18 | 85.4 |  | 68.4 | 0 | 0 | 17 | 0
19.04. | 19 | 85.4 |  | 68.4 | 0 | 0 | 17 | 0
19.04. | 20 | 85.4 |  | 68.4 | 0 | 0 | 17 | 0
19.04. | 21 | 85.4 |  | 68.4 | 0 | 0 | 17 | 0
19.04. | 22 | 85.4 |  | 68.4 | 0 | 0 | 17 | 0
19.04. | 23 | 85.4 |  | 68.4 | 0 | 0 | 17 | 0
19.04. | 24 | 85.4 |  | 68.4 | 0 | 0 | 17 | 0
20.04. | 1 | 85.4 |  | 68.4 | 0 | 0 | 17 | 0
20.04. | 2 | 85.4 |  | 68.4 | 0 | 0 | 17 | 0
20.04. | 3 | 85.4 |  | 68.4 | 0 | 0 | 17 | 0
20.04. | 4 | 85.4 |  | 68.4 | 0 | 0 | 17 | 0
20.04. | 5 | 85.4 |  | 68.4 | 0 | 0 | 17 | 0
20.04. | 6 | 85.4 |  | 68.4 | 0 | 0 | 17 | 0
20.04. | 7 | 85.4 |  | 68.4 | 0 | 0 | 17 | 0
20.04. | 8 | 85.4 |  | 68.4 | 0 | 0 | 17 | 0
20.04. | 9 | 85.4 |  | 68.4 | 0 | 0 | 17 | 0
20.04. | 10 | 85.4 |  | 68.4 | 0 | 0 | 17 | 0
20.04. | 11 | 85.4 |  | 68.4 | 0 | 0 | 17 | 0
20.04. | 12 | 85.4 |  | 68.4 | 0 | 0 | 17 | 0
20.04. | 13 | 85.4 |  | 68.4 | 0 | 0 | 17 | 0
20.04. | 14 | 85.4 |  | 68.4 | 0 | 0 | 17 | 0
20.04. | 15 | 85.4 |  | 68.4 | 0 | 0 | 17 | 0
20.04. | 16 | 85.4 |  | 68.4 | 0 | 0 | 17 | 0
20.04. | 17 | 85.4 |  | 68.4 | 0 | 0 | 17 | 0
20.04. | 18 | 85.4 |  | 68.4 | 0 | 0 | 17 | 0
20.04. | 19 | 85.4 |  | 68.4 | 0 | 0 | 17 | 0
20.04. | 20 | 85.4 |  | 68.4 | 0 | 0 | 17 | 0
20.04. | 21 | 85.4 |  | 68.4 | 0 | 0 | 17 | 0
20.04. | 22 | 85.4 |  | 68.4 | 0 | 0 | 17 | 0
20.04. | 23 | 85.4 |  | 68.4 | 0 | 0 | 17 | 0
20.04. | 24 | 85.4 |  | 68.4 | 0 | 0 | 17 | 0
21.04. | 1 | 85.4 |  | 68.4 | 0 | 0 | 17 | 0
21.04. | 2 | 85.4 |  | 68.4 | 0 | 0 | 17 | 0
21.04. | 3 | 85.4 |  | 68.4 | 0 | 0 | 17 | 0
21.04. | 4 | 85.4 |  | 68.4 | 0 | 0 | 17 | 0
21.04. | 5 | 85.4 |  | 68.4 | 0 | 0 | 17 | 0
21.04. | 6 | 85.4 |  | 68.4 | 0 | 0 | 17 | 0
21.04. | 7 | 85.4 |  | 68.4 | 0 | 0 | 17 | 0
21.04. | 8 | 85.4 |  | 68.4 | 0 | 0 | 17 | 0
21.04. | 9 | 85.4 |  | 68.4 | 0 | 0 | 17 | 0
21.04. | 10 | 85.4 |  | 68.4 | 0 | 0 | 17 | 0
21.04. | 11 | 85.4 |  | 68.4 | 0 | 0 | 17 | 0
21.04. | 12 | 85.4 |  | 68.4 | 0 | 0 | 17 | 0
21.04. | 13 | 85.4 |  | 68.4 | 0 | 0 | 17 | 0
21.04. | 14 | 85.4 |  | 68.4 | 0 | 0 | 17 | 0
21.04. | 15 | 85.4 |  | 68.4 | 0 | 0 | 17 | 0
21.04. | 16 | 85.4 |  | 68.4 | 0 | 0 | 17 | 0
21.04. | 17 | 85.4 |  | 68.4 | 0 | 0 | 17 | 0
21.04. | 18 | 85.4 |  | 68.4 | 0 | 0 | 17 | 0
21.04. | 19 | 85.4 |  | 68.4 | 0 | 0 | 17 | 0
21.04. | 20 | 85.4 |  | 68.4 | 0 | 0 | 17 | 0
21.04. | 21 | 85.4 |  | 68.4 | 0 | 0 | 17 | 0
21.04. | 22 | 85.4 |  | 68.4 | 0 | 0 | 17 | 0
21.04. | 23 | 85.4 |  | 68.4 | 0 | 0 | 17 | 0
21.04. | 24 | 85.4 |  | 68.4 | 0 | 0 | 17 | 0
22.04. | 1 | 85.4 |  | 68.4 | 0 | 0 | 17 | 0
22.04. | 2 | 85.4 |  | 68.4 | 0 | 0 | 17 | 0
22.04. | 3 | 85.4 |  | 68.4 | 0 | 0 | 17 | 0
22.04. | 4 | 85.4 |  | 68.4 | 0 | 0 | 17 | 0
22.04. | 5 | 85.4 |  | 68.4 | 0 | 0 | 17 | 0
22.04. | 6 | 85.4 |  | 68.4 | 0 | 0 | 17 | 0
22.04. | 7 | 85.4 |  | 68.4 | 0 | 0 | 17 | 0
22.04. | 8 | 85.4 |  | 68.4 | 0 | 0 | 17 | 0
22.04. | 9 | 85.4 |  | 68.4 | 0 | 0 | 17 | 0
22.04. | 10 | 85.4 |  | 68.4 | 0 | 0 | 17 | 0
22.04. | 11 | 85.4 |  | 68.4 | 0 | 0 | 17 | 0
22.04. | 12 | 85.4 |  | 68.4 | 0 | 0 | 17 | 0
22.04. | 13 | 85.4 |  | 68.4 | 0 | 0 | 17 | 0
22.04. | 14 | 85.4 |  | 68.4 | 0 | 0 | 17 | 0
22.04. | 15 | 85.4 |  | 68.4 | 0 | 0 | 17 | 0
22.04. | 16 | 85.4 |  | 68.4 | 0 | 0 | 17 | 0
22.04. | 17 | 85.4 |  | 68.4 | 0 | 0 | 17 | 0
22.04. | 18 | 85.4 |  | 68.4 | 0 | 0 | 17 | 0
22.04. | 19 | 85.4 |  | 68.4 | 0 | 0 | 17 | 0
22.04. | 20 | 85.4 |  | 68.4 | 0 | 0 | 17 | 0
22.04. | 21 | 85.4 |  | 68.4 | 0 | 0 | 17 | 0
22.04. | 22 | 85.4 |  | 68.4 | 0 | 0 | 17 | 0
22.04. | 23 | 85.4 |  | 68.4 | 0 | 0 | 17 | 0
22.04. | 24 | 85.4 |  | 68.4 | 0 | 0 | 17 | 0
23.04. | 1 | 85.4 |  | 68.4 | 0 | 0 | 17 | 0
23.04. | 2 | 85.4 |  | 68.4 | 0 | 0 | 17 | 0
23.04. | 3 | 85.4 |  | 68.4 | 0 | 0 | 17 | 0
23.04. | 4 | 85.4 |  | 68.4 | 0 | 0 | 17 | 0
23.04. | 5 | 85.4 |  | 68.4 | 0 | 0 | 17 | 0
23.04. | 6 | 85.4 |  | 68.4 | 0 | 0 | 17 | 0
23.04. | 7 | 85.4 |  | 68.4 | 0 | 0 | 17 | 0
23.04. | 8 | 85.4 |  | 68.4 | 0 | 0 | 17 | 0
23.04. | 9 | 85.4 |  | 68.4 | 0 | 0 | 17 | 0
23.04. | 10 | 85.4 |  | 68.4 | 0 | 0 | 17 | 0
23.04. | 11 | 85.4 |  | 68.4 | 0 | 0 | 17 | 0
23.04. | 12 | 85.4 |  | 68.4 | 0 | 0 | 17 | 0
23.04. | 13 | 85.4 |  | 68.4 | 0 | 0 | 17 | 0
23.04. | 14 | 85.4 |  | 68.4 | 0 | 0 | 17 | 0
23.04. | 15 | 85.4 |  | 68.4 | 0 | 0 | 17 | 0
23.04. | 16 | 85.4 |  | 68.4 | 0 | 0 | 17 | 0
23.04. | 17 | 85.4 |  | 68.4 | 0 | 0 | 17 | 0
23.04. | 18 | 85.4 |  | 68.4 | 0 | 0 | 17 | 0
23.04. | 19 | 85.4 |  | 68.4 | 0 | 0 | 17 | 0
23.04. | 20 | 85.4 |  | 68.4 | 0 | 0 | 17 | 0
23.04. | 21 | 85.4 |  | 68.4 | 0 | 0 | 17 | 0
23.04. | 22 | 85.4 |  | 68.4 | 0 | 0 | 17 | 0
23.04. | 23 | 85.4 |  | 68.4 | 0 | 0 | 17 | 0
23.04. | 24 | 85.4 |  | 68.4 | 0 | 0 | 17 | 0
24.04. | 1 | 85.4 |  | 68.4 | 0 | 0 | 17 | 0
24.04. | 2 | 85.4 |  | 68.4 | 0 | 0 | 17 | 0
24.04. | 3 | 85.4 |  | 68.4 | 0 | 0 | 17 | 0
24.04. | 4 | 85.4 |  | 68.4 | 0 | 0 | 17 | 0
24.04. | 5 | 85.4 |  | 68.4 | 0 | 0 | 17 | 0
24.04. | 6 | 85.4 |  | 68.4 | 0 | 0 | 17 | 0
24.04. | 7 | 85.4 |  | 68.4 | 0 | 0 | 17 | 0
24.04. | 8 | 85.4 |  | 68.4 | 0 | 0 | 17 | 0
24.04. | 9 | 85.4 |  | 68.4 | 0 | 0 | 17 | 0
24.04. | 10 | 85.4 |  | 68.4 | 0 | 0 | 17 | 0
24.04. | 11 | 85.4 |  | 68.4 | 0 | 0 | 17 | 0
24.04. | 12 | 85.4 |  | 68.4 | 0 | 0 | 17 | 0
24.04. | 13 | 85.4 |  | 68.4 | 0 | 0 | 17 | 0
24.04. | 14 | 85.4 |  | 68.4 | 0 | 0 | 17 | 0
24.04. | 15 | 85.4 |  | 68.4 | 0 | 0 | 17 | 0
24.04. | 16 | 85.4 |  | 68.4 | 0 | 0 | 17 | 0
24.04. | 17 | 85.4 |  | 68.4 | 0 | 0 | 17 | 0
24.04. | 18 | 85.4 |  | 68.4 | 0 | 0 | 17 | 0
24.04. | 19 | 85.4 |  | 68.4 | 0 | 0 | 17 | 0
24.04. | 20 | 85.4 |  | 68.4 | 0 | 0 | 17 | 0
24.04. | 21 | 85.4 |  | 68.4 | 0 | 0 | 17 | 0
24.04. | 22 | 85.4 |  | 68.4 | 0 | 0 | 17 | 0
24.04. | 23 | 85.4 |  | 68.4 | 0 | 0 | 17 | 0
24.04. | 24 | 85.4 |  | 68.4 | 0 | 0 | 17 | 0
25.04. | 1 | 85.4 |  | 68.4 | 0 | 0 | 17 | 0
25.04. | 2 | 85.4 |  | 68.4 | 0 | 0 | 17 | 0
25.04. | 3 | 85.4 |  | 68.4 | 0 | 0 | 17 | 0
25.04. | 4 | 85.4 |  | 68.4 | 0 | 0 | 17 | 0
25.04. | 5 | 85.4 |  | 68.4 | 0 | 0 | 17 | 0
25.04. | 6 | 85.4 |  | 68.4 | 0 | 0 | 17 | 0
25.04. | 7 | 85.4 |  | 68.4 | 0 | 0 | 17 | 0
25.04. | 8 | 85.4 |  | 68.4 | 0 | 0 | 17 | 0
25.04. | 9 | 85.4 |  | 68.4 | 0 | 0 | 17 | 0
25.04. | 10 | 85.4 |  | 68.4 | 0 | 0 | 17 | 0
25.04. | 11 | 85.4 |  | 68.4 | 0 | 0 | 17 | 0
25.04. | 12 | 85.4 |  | 68.4 | 0 | 0 | 17 | 0
25.04. | 13 | 85.4 |  | 68.4 | 0 | 0 | 17 | 0
25.04. | 14 | 85.4 |  | 68.4 | 0 | 0 | 17 | 0
25.04. | 15 | 85.4 |  | 68.4 | 0 | 0 | 17 | 0
25.04. | 16 | 85.4 |  | 68.4 | 0 | 0 | 17 | 0
25.04. | 17 | 85.4 |  | 68.4 | 0 | 0 | 17 | 0
25.04. | 18 | 85.4 |  | 68.4 | 0 | 0 | 17 | 0
25.04. | 19 | 85.4 |  | 68.4 | 0 | 0 | 17 | 0
25.04. | 20 | 85.4 |  | 68.4 | 0 | 0 | 17 | 0
25.04. | 21 | 85.4 |  | 68.4 | 0 | 0 | 17 | 0
25.04. | 22 | 85.4 |  | 68.4 | 0 | 0 | 17 | 0
25.04. | 23 | 85.4 |  | 68.4 | 0 | 0 | 17 | 0
25.04. | 24 | 85.4 |  | 68.4 | 0 | 0 | 17 | 0
26.04. | 1 | 85.4 |  | 68.4 | 0 | 0 | 17 | 0
26.04. | 2 | 85.4 |  | 68.4 | 0 | 0 | 17 | 0
26.04. | 3 | 85.4 |  | 68.4 | 0 | 0 | 17 | 0
26.04. | 4 | 85.4 |  | 68.4 | 0 | 0 | 17 | 0
26.04. | 5 | 85.4 |  | 68.4 | 0 | 0 | 17 | 0
26.04. | 6 | 85.4 |  | 68.4 | 0 | 0 | 17 | 0
26.04. | 7 | 85.4 |  | 68.4 | 0 | 0 | 17 | 0
26.04. | 8 | 85.4 |  | 68.4 | 0 | 0 | 17 | 0
26.04. | 9 | 85.4 |  | 68.4 | 0 | 0 | 17 | 0
26.04. | 10 | 85.4 |  | 68.4 | 0 | 0 | 17 | 0
26.04. | 11 | 85.4 |  | 68.4 | 0 | 0 | 17 | 0
26.04. | 12 | 85.4 |  | 68.4 | 0 | 0 | 17 | 0
26.04. | 13 | 85.4 |  | 68.4 | 0 | 0 | 17 | 0
26.04. | 14 | 85.4 |  | 68.4 | 0 | 0 | 17 | 0
26.04. | 15 | 85.4 |  | 68.4 | 0 | 0 | 17 | 0
26.04. | 16 | 85.4 |  | 68.4 | 0 | 0 | 17 | 0
26.04. | 17 | 85.4 |  | 68.4 | 0 | 0 | 17 | 0
26.04. | 18 | 85.4 |  | 68.4 | 0 | 0 | 17 | 0
26.04. | 19 | 85.4 |  | 68.4 | 0 | 0 | 17 | 0
26.04. | 20 | 85.4 |  | 68.4 | 0 | 0 | 17 | 0
26.04. | 21 | 85.4 |  | 68.4 | 0 | 0 | 17 | 0
26.04. | 22 | 85.4 |  | 68.4 | 0 | 0 | 17 | 0
26.04. | 23 | 85.4 |  | 68.4 | 0 | 0 | 17 | 0
26.04. | 24 | 85.4 |  | 68.4 | 0 | 0 | 17 | 0
27.04. | 1 | 85.4 |  | 68.4 | 0 | 0 | 17 | 0
27.04. | 2 | 85.4 |  | 68.4 | 0 | 0 | 17 | 0
27.04. | 3 | 85.4 |  | 68.4 | 0 | 0 | 17 | 0
27.04. | 4 | 85.4 |  | 68.4 | 0 | 0 | 17 | 0
27.04. | 5 | 85.4 |  | 68.4 | 0 | 0 | 17 | 0
27.04. | 6 | 85.4 |  | 68.4 | 0 | 0 | 17 | 0
27.04. | 7 | 85.4 |  | 68.4 | 0 | 0 | 17 | 0
27.04. | 8 | 85.4 |  | 68.4 | 0 | 0 | 17 | 0
27.04. | 9 | 85.4 |  | 68.4 | 0 | 0 | 17 | 0
27.04. | 10 | 85.4 |  | 68.4 | 0 | 0 | 17 | 0
27.04. | 11 | 85.4 |  | 68.4 | 0 | 0 | 17 | 0
27.04. | 12 | 85.4 |  | 68.4 | 0 | 0 | 17 | 0
27.04. | 13 | 85.4 |  | 68.4 | 0 | 0 | 17 | 0
27.04. | 14 | 85.4 |  | 68.4 | 0 | 0 | 17 | 0
27.04. | 15 | 85.4 |  | 68.4 | 0 | 0 | 17 | 0
27.04. | 16 | 85.4 |  | 68.4 | 0 | 0 | 17 | 0
27.04. | 17 | 85.4 |  | 68.4 | 0 | 0 | 17 | 0
27.04. | 18 | 85.4 |  | 68.4 | 0 | 0 | 17 | 0
27.04. | 19 | 85.4 |  | 68.4 | 0 | 0 | 17 | 0
27.04. | 20 | 85.4 |  | 68.4 | 0 | 0 | 17 | 0
27.04. | 21 | 85.4 |  | 68.4 | 0 | 0 | 17 | 0
27.04. | 22 | 85.4 |  | 68.4 | 0 | 0 | 17 | 0
27.04. | 23 | 85.4 |  | 68.4 | 0 | 0 | 17 | 0
27.04. | 24 | 85.4 |  | 68.4 | 0 | 0 | 17 | 0
28.04. | 1 | 85.4 |  | 68.4 | 0 | 0 | 17 | 0
28.04. | 2 | 85.4 |  | 68.4 | 0 | 0 | 17 | 0
28.04. | 3 | 85.4 |  | 68.4 | 0 | 0 | 17 | 0
28.04. | 4 | 85.4 |  | 68.4 | 0 | 0 | 17 | 0
28.04. | 5 | 85.4 |  | 68.4 | 0 | 0 | 17 | 0
28.04. | 6 | 85.4 |  | 68.4 | 0 | 0 | 17 | 0
28.04. | 7 | 85.4 |  | 68.4 | 0 | 0 | 17 | 0
28.04. | 8 | 85.4 |  | 68.4 | 0 | 0 | 17 | 0
28.04. | 9 | 85.4 |  | 68.4 | 0 | 0 | 17 | 0
28.04. | 10 | 85.4 |  | 68.4 | 0 | 0 | 17 | 0
28.04. | 11 | 85.4 |  | 68.4 | 0 | 0 | 17 | 0
28.04. | 12 | 85.4 |  | 68.4 | 0 | 0 | 17 | 0
28.04. | 13 | 85.4 |  | 68.4 | 0 | 0 | 17 | 0
28.04. | 14 | 85.4 |  | 68.4 | 0 | 0 | 17 | 0
28.04. | 15 | 85.4 |  | 68.4 | 0 | 0 | 17 | 0
28.04. | 16 | 85.4 |  | 68.4 | 0 | 0 | 17 | 0
28.04. | 17 | 85.4 |  | 68.4 | 0 | 0 | 17 | 0
28.04. | 18 | 85.4 |  | 68.4 | 0 | 0 | 17 | 0
28.04. | 19 | 85.4 |  | 68.4 | 0 | 0 | 17 | 0
28.04. | 20 | 85.4 |  | 68.4 | 0 | 0 | 17 | 0
28.04. | 21 | 85.4 |  | 68.4 | 0 | 0 | 17 | 0
28.04. | 22 | 85.4 |  | 68.4 | 0 | 0 | 17 | 0
28.04. | 23 | 85.4 |  | 68.4 | 0 | 0 | 17 | 0
28.04. | 24 | 85.4 |  | 68.4 | 0 | 0 | 17 | 0
29.04. | 1 | 85.4 |  | 68.4 | 0 | 0 | 17 | 0
29.04. | 2 | 85.4 |  | 68.4 | 0 | 0 | 17 | 0
29.04. | 3 | 85.4 |  | 68.4 | 0 | 0 | 17 | 0
29.04. | 4 | 85.4 |  | 68.4 | 0 | 0 | 17 | 0
29.04. | 5 | 85.4 |  | 68.4 | 0 | 0 | 17 | 0
29.04. | 6 | 85.4 |  | 68.4 | 0 | 0 | 17 | 0
29.04. | 7 | 85.4 |  | 68.4 | 0 | 0 | 17 | 0
29.04. | 8 | 85.4 |  | 68.4 | 0 | 0 | 17 | 0
29.04. | 9 | 85.4 |  | 68.4 | 0 | 0 | 17 | 0
29.04. | 10 | 85.4 |  | 68.4 | 0 | 0 | 17 | 0
29.04. | 11 | 85.4 |  | 68.4 | 0 | 0 | 17 | 0
29.04. | 12 | 85.4 |  | 68.4 | 0 | 0 | 17 | 0
29.04. | 13 | 85.4 |  | 68.4 | 0 | 0 | 17 | 0
29.04. | 14 | 85.4 |  | 68.4 | 0 | 0 | 17 | 0
29.04. | 15 | 85.4 |  | 68.4 | 0 | 0 | 17 | 0
29.04. | 16 | 85.4 |  | 68.4 | 0 | 0 | 17 | 0
29.04. | 17 | 85.4 |  | 68.4 | 0 | 0 | 17 | 0
29.04. | 18 | 85.4 |  | 68.4 | 0 | 0 | 17 | 0
29.04. | 19 | 85.4 |  | 68.4 | 0 | 0 | 17 | 0
29.04. | 20 | 85.4 |  | 68.4 | 0 | 0 | 17 | 0
29.04. | 21 | 85.4 |  | 68.4 | 0 | 0 | 17 | 0
29.04. | 22 | 85.4 |  | 68.4 | 0 | 0 | 17 | 0
29.04. | 23 | 85.4 |  | 68.4 | 0 | 0 | 17 | 0
29.04. | 24 | 85.4 |  | 68.4 | 0 | 0 | 17 | 0
30.04. | 1 | 85.4 |  | 68.4 | 0 | 0 | 17 | 0
30.04. | 2 | 85.4 |  | 68.4 | 0 | 0 | 17 | 0
30.04. | 3 | 85.4 |  | 68.4 | 0 | 0 | 17 | 0
30.04. | 4 | 85.4 |  | 68.4 | 0 | 0 | 17 | 0
30.04. | 5 | 85.4 |  | 68.4 | 0 | 0 | 17 | 0
30.04. | 6 | 85.4 |  | 68.4 | 0 | 0 | 17 | 0
30.04. | 7 | 85.4 |  | 68.4 | 0 | 0 | 17 | 0
30.04. | 8 | 85.4 |  | 68.4 | 0 | 0 | 17 | 0
30.04. | 9 | 85.4 |  | 68.4 | 0 | 0 | 17 | 0
30.04. | 10 | 85.4 |  | 68.4 | 0 | 0 | 17 | 0
30.04. | 11 | 85.4 |  | 68.4 | 0 | 0 | 17 | 0
30.04. | 12 | 85.4 |  | 68.4 | 0 | 0 | 17 | 0
30.04. | 13 | 85.4 |  | 68.4 | 0 | 0 | 17 | 0
30.04. | 14 | 85.4 |  | 68.4 | 0 | 0 | 17 | 0
30.04. | 15 | 85.4 |  | 68.4 | 0 | 0 | 17 | 0
30.04. | 16 | 85.4 |  | 68.4 | 0 | 0 | 17 | 0
30.04. | 17 | 85.4 |  | 68.4 | 0 | 0 | 17 | 0
30.04. | 18 | 85.4 |  | 68.4 | 0 | 0 | 17 | 0
30.04. | 19 | 85.4 |  | 68.4 | 0 | 0 | 17 | 0
30.04. | 20 | 85.4 |  | 68.4 | 0 | 0 | 17 | 0
30.04. | 21 | 85.4 |  | 68.4 | 0 | 0 | 17 | 0
30.04. | 22 | 85.4 |  | 68.4 | 0 | 0 | 17 | 0
30.04. | 23 | 85.4 |  | 68.4 | 0 | 0 | 17 | 0
30.04. | 24 | 85.4 |  | 68.4 | 0 | 0 | 17 | 0
01.05. | 1 | 85.4 |  | 68.4 | 0 | 0 | 17 | 0
01.05. | 2 | 85.4 |  | 68.4 | 0 | 0 | 17 | 0
01.05. | 3 | 85.4 |  | 68.4 | 0 | 0 | 17 | 0
01.05. | 4 | 85.4 |  | 68.4 | 0 | 0 | 17 | 0
01.05. | 5 | 85.4 |  | 68.4 | 0 | 0 | 17 | 0
01.05. | 6 | 85.4 |  | 68.4 | 0 | 0 | 17 | 0
01.05. | 7 | 85.4 |  | 68.4 | 0 | 0 | 17 | 0
01.05. | 8 | 85.4 |  | 68.4 | 0 | 0 | 17 | 0
01.05. | 9 | 85.4 |  | 68.4 | 0 | 0 | 17 | 0
01.05. | 10 | 85.4 |  | 68.4 | 0 | 0 | 17 | 0
01.05. | 11 | 85.4 |  | 68.4 | 0 | 0 | 17 | 0
01.05. | 12 | 85.4 |  | 68.4 | 0 | 0 | 17 | 0
01.05. | 13 | 85.4 |  | 68.4 | 0 | 0 | 17 | 0
01.05. | 14 | 85.4 |  | 68.4 | 0 | 0 | 17 | 0
01.05. | 15 | 85.4 |  | 68.4 | 0 | 0 | 17 | 0
01.05. | 16 | 85.4 |  | 68.4 | 0 | 0 | 17 | 0
01.05. | 17 | 85.4 |  | 68.4 | 0 | 0 | 17 | 0
01.05. | 18 | 85.4 |  | 68.4 | 0 | 0 | 17 | 0
01.05. | 19 | 85.4 |  | 68.4 | 0 | 0 | 17 | 0
01.05. | 20 | 85.4 |  | 68.4 | 0 | 0 | 17 | 0
01.05. | 21 | 85.4 |  | 68.4 | 0 | 0 | 17 | 0
01.05. | 22 | 85.4 |  | 68.4 | 0 | 0 | 17 | 0
01.05. | 23 | 85.4 |  | 68.4 | 0 | 0 | 17 | 0
01.05. | 24 | 85.4 |  | 68.4 | 0 | 0 | 17 | 0
02.05. | 1 | 85.4 |  | 68.4 | 0 | 0 | 17 | 0
02.05. | 2 | 85.4 |  | 68.4 | 0 | 0 | 17 | 0
02.05. | 3 | 85.4 |  | 68.4 | 0 | 0 | 17 | 0
02.05. | 4 | 85.4 |  | 68.4 | 0 | 0 | 17 | 0
02.05. | 5 | 85.4 |  | 68.4 | 0 | 0 | 17 | 0
02.05. | 6 | 85.4 |  | 68.4 | 0 | 0 | 17 | 0
02.05. | 7 | 85.4 |  | 68.4 | 0 | 0 | 17 | 0
02.05. | 8 | 85.4 |  | 68.4 | 0 | 0 | 17 | 0
02.05. | 9 | 85.4 |  | 68.4 | 0 | 0 | 17 | 0
02.05. | 10 | 85.4 |  | 68.4 | 0 | 0 | 17 | 0
02.05. | 11 | 85.4 |  | 68.4 | 0 | 0 | 17 | 0
02.05. | 12 | 85.4 |  | 68.4 | 0 | 0 | 17 | 0
02.05. | 13 | 85.4 |  | 68.4 | 0 | 0 | 17 | 0
02.05. | 14 | 85.4 |  | 68.4 | 0 | 0 | 17 | 0
02.05. | 15 | 85.4 |  | 68.4 | 0 | 0 | 17 | 0
02.05. | 16 | 85.4 |  | 68.4 | 0 | 0 | 17 | 0
02.05. | 17 | 85.4 |  | 68.4 | 0 | 0 | 17 | 0
02.05. | 18 | 85.4 |  | 68.4 | 0 | 0 | 17 | 0
02.05. | 19 | 85.4 |  | 68.4 | 0 | 0 | 17 | 0
02.05. | 20 | 85.4 |  | 68.4 | 0 | 0 | 17 | 0
02.05. | 21 | 85.4 |  | 68.4 | 0 | 0 | 17 | 0
02.05. | 22 | 85.4 |  | 68.4 | 0 | 0 | 17 | 0
02.05. | 23 | 85.4 |  | 68.4 | 0 | 0 | 17 | 0
02.05. | 24 | 85.4 |  | 68.4 | 0 | 0 | 17 | 0
03.05. | 1 | 85.4 |  | 68.4 | 0 | 0 | 17 | 0
03.05. | 2 | 85.4 |  | 68.4 | 0 | 0 | 17 | 0
03.05. | 3 | 85.4 |  | 68.4 | 0 | 0 | 17 | 0
03.05. | 4 | 85.4 |  | 68.4 | 0 | 0 | 17 | 0
03.05. | 5 | 85.4 |  | 68.4 | 0 | 0 | 17 | 0
03.05. | 6 | 85.4 |  | 68.4 | 0 | 0 | 17 | 0
03.05. | 7 | 85.4 |  | 68.4 | 0 | 0 | 17 | 0
03.05. | 8 | 85.4 |  | 68.4 | 0 | 0 | 17 | 0
03.05. | 9 | 85.4 |  | 68.4 | 0 | 0 | 17 | 0
03.05. | 10 | 85.4 |  | 68.4 | 0 | 0 | 17 | 0
03.05. | 11 | 85.4 |  | 68.4 | 0 | 0 | 17 | 0
03.05. | 12 | 85.4 |  | 68.4 | 0 | 0 | 17 | 0
03.05. | 13 | 85.4 |  | 68.4 | 0 | 0 | 17 | 0
03.05. | 14 | 85.4 |  | 68.4 | 0 | 0 | 17 | 0
03.05. | 15 | 85.4 |  | 68.4 | 0 | 0 | 17 | 0
03.05. | 16 | 85.4 |  | 68.4 | 0 | 0 | 17 | 0
03.05. | 17 | 85.4 |  | 68.4 | 0 | 0 | 17 | 0
03.05. | 18 | 85.4 |  | 68.4 | 0 | 0 | 17 | 0
03.05. | 19 | 85.4 |  | 68.4 | 0 | 0 | 17 | 0
03.05. | 20 | 85.4 |  | 68.4 | 0 | 0 | 17 | 0
03.05. | 21 | 85.4 |  | 68.4 | 0 | 0 | 17 | 0
03.05. | 22 | 85.4 |  | 68.4 | 0 | 0 | 17 | 0
03.05. | 23 | 85.4 |  | 68.4 | 0 | 0 | 17 | 0
03.05. | 24 | 85.4 |  | 68.4 | 0 | 0 | 17 | 0
04.05. | 1 | 85.4 |  | 68.4 | 0 | 0 | 17 | 0
04.05. | 2 | 85.4 |  | 68.4 | 0 | 0 | 17 | 0
04.05. | 3 | 85.4 |  | 68.4 | 0 | 0 | 17 | 0
04.05. | 4 | 85.4 |  | 68.4 | 0 | 0 | 17 | 0
04.05. | 5 | 85.4 |  | 68.4 | 0 | 0 | 17 | 0
04.05. | 6 | 85.4 |  | 68.4 | 0 | 0 | 17 | 0
04.05. | 7 | 85.4 |  | 68.4 | 0 | 0 | 17 | 0
04.05. | 8 | 85.4 |  | 68.4 | 0 | 0 | 17 | 0
04.05. | 9 | 85.4 |  | 68.4 | 0 | 0 | 17 | 0
04.05. | 10 | 85.4 |  | 68.4 | 0 | 0 | 17 | 0
04.05. | 11 | 85.4 |  | 68.4 | 0 | 0 | 17 | 0
04.05. | 12 | 85.4 |  | 68.4 | 0 | 0 | 17 | 0
04.05. | 13 | 85.4 |  | 68.4 | 0 | 0 | 17 | 0
04.05. | 14 | 85.4 |  | 68.4 | 0 | 0 | 17 | 0
04.05. | 15 | 85.4 |  | 68.4 | 0 | 0 | 17 | 0
04.05. | 16 | 85.4 |  | 68.4 | 0 | 0 | 17 | 0
04.05. | 17 | 85.4 |  | 68.4 | 0 | 0 | 17 | 0
04.05. | 18 | 85.4 |  | 68.4 | 0 | 0 | 17 | 0
04.05. | 19 | 85.4 |  | 68.4 | 0 | 0 | 17 | 0
04.05. | 20 | 85.4 |  | 68.4 | 0 | 0 | 17 | 0
04.05. | 21 | 85.4 |  | 68.4 | 0 | 0 | 17 | 0
04.05. | 22 | 85.4 |  | 68.4 | 0 | 0 | 17 | 0
04.05. | 23 | 85.4 |  | 68.4 | 0 | 0 | 17 | 0
04.05. | 24 | 85.4 |  | 68.4 | 0 | 0 | 17 | 0
05.05. | 1 | 85.4 |  | 68.4 | 0 | 0 | 17 | 0
05.05. | 2 | 85.4 |  | 68.4 | 0 | 0 | 17 | 0
05.05. | 3 | 85.4 |  | 68.4 | 0 | 0 | 17 | 0
05.05. | 4 | 85.4 |  | 68.4 | 0 | 0 | 17 | 0
05.05. | 5 | 85.4 |  | 68.4 | 0 | 0 | 17 | 0
05.05. | 6 | 85.4 |  | 68.4 | 0 | 0 | 17 | 0
05.05. | 7 | 85.4 |  | 68.4 | 0 | 0 | 17 | 0
05.05. | 8 | 85.4 |  | 68.4 | 0 | 0 | 17 | 0
05.05. | 9 | 85.4 |  | 68.4 | 0 | 0 | 17 | 0
05.05. | 10 | 85.4 |  | 68.4 | 0 | 0 | 17 | 0
05.05. | 11 | 85.4 |  | 68.4 | 0 | 0 | 17 | 0
05.05. | 12 | 85.4 |  | 68.4 | 0 | 0 | 17 | 0
05.05. | 13 | 85.4 |  | 68.4 | 0 | 0 | 17 | 0
05.05. | 14 | 85.4 |  | 68.4 | 0 | 0 | 17 | 0
05.05. | 15 | 85.4 |  | 68.4 | 0 | 0 | 17 | 0
05.05. | 16 | 85.4 |  | 68.4 | 0 | 0 | 17 | 0
05.05. | 17 | 85.4 |  | 68.4 | 0 | 0 | 17 | 0
05.05. | 18 | 85.4 |  | 68.4 | 0 | 0 | 17 | 0
05.05. | 19 | 85.4 |  | 68.4 | 0 | 0 | 17 | 0
05.05. | 20 | 85.4 |  | 68.4 | 0 | 0 | 17 | 0
05.05. | 21 | 85.4 |  | 68.4 | 0 | 0 | 17 | 0
05.05. | 22 | 85.4 |  | 68.4 | 0 | 0 | 17 | 0
05.05. | 23 | 85.4 |  | 68.4 | 0 | 0 | 17 | 0
05.05. | 24 | 85.4 |  | 68.4 | 0 | 0 | 17 | 0
06.05. | 1 | 85.4 |  | 68.4 | 0 | 0 | 17 | 0
06.05. | 2 | 85.4 |  | 68.4 | 0 | 0 | 17 | 0
06.05. | 3 | 85.4 |  | 68.4 | 0 | 0 | 17 | 0
06.05. | 4 | 85.4 |  | 68.4 | 0 | 0 | 17 | 0
06.05. | 5 | 85.4 |  | 68.4 | 0 | 0 | 17 | 0
06.05. | 6 | 85.4 |  | 68.4 | 0 | 0 | 17 | 0
06.05. | 7 | 85.4 |  | 68.4 | 0 | 0 | 17 | 0
06.05. | 8 | 85.4 |  | 68.4 | 0 | 0 | 17 | 0
06.05. | 9 | 85.4 |  | 68.4 | 0 | 0 | 17 | 0
06.05. | 10 | 85.4 |  | 68.4 | 0 | 0 | 17 | 0
06.05. | 11 | 85.4 |  | 68.4 | 0 | 0 | 17 | 0
06.05. | 12 | 85.4 |  | 68.4 | 0 | 0 | 17 | 0
06.05. | 13 | 85.4 |  | 68.4 | 0 | 0 | 17 | 0
06.05. | 14 | 85.4 |  | 68.4 | 0 | 0 | 17 | 0
06.05. | 15 | 85.4 |  | 68.4 | 0 | 0 | 17 | 0
06.05. | 16 | 85.4 |  | 68.4 | 0 | 0 | 17 | 0
06.05. | 17 | 85.4 |  | 68.4 | 0 | 0 | 17 | 0
06.05. | 18 | 85.4 |  | 68.4 | 0 | 0 | 17 | 0
06.05. | 19 | 85.4 |  | 68.4 | 0 | 0 | 17 | 0
06.05. | 20 | 85.4 |  | 68.4 | 0 | 0 | 17 | 0
06.05. | 21 | 85.4 |  | 68.4 | 0 | 0 | 17 | 0
06.05. | 22 | 85.4 |  | 68.4 | 0 | 0 | 17 | 0
06.05. | 23 | 85.4 |  | 68.4 | 0 | 0 | 17 | 0
06.05. | 24 | 85.4 |  | 68.4 | 0 | 0 | 17 | 0
07.05. | 1 | 85.4 |  | 68.4 | 0 | 0 | 17 | 0
07.05. | 2 | 85.4 |  | 68.4 | 0 | 0 | 17 | 0
07.05. | 3 | 85.4 |  | 68.4 | 0 | 0 | 17 | 0
07.05. | 4 | 85.4 |  | 68.4 | 0 | 0 | 17 | 0
07.05. | 5 | 85.4 |  | 68.4 | 0 | 0 | 17 | 0
07.05. | 6 | 85.4 |  | 68.4 | 0 | 0 | 17 | 0
07.05. | 7 | 85.4 |  | 68.4 | 0 | 0 | 17 | 0
07.05. | 8 | 85.4 |  | 68.4 | 0 | 0 | 17 | 0
07.05. | 9 | 85.4 |  | 68.4 | 0 | 0 | 17 | 0
07.05. | 10 | 85.4 |  | 68.4 | 0 | 0 | 17 | 0
07.05. | 11 | 85.4 |  | 68.4 | 0 | 0 | 17 | 0
07.05. | 12 | 85.4 |  | 68.4 | 0 | 0 | 17 | 0
07.05. | 13 | 85.4 |  | 68.4 | 0 | 0 | 17 | 0
07.05. | 14 | 85.4 |  | 68.4 | 0 | 0 | 17 | 0
07.05. | 15 | 85.4 |  | 68.4 | 0 | 0 | 17 | 0
07.05. | 16 | 85.4 |  | 68.4 | 0 | 0 | 17 | 0
07.05. | 17 | 85.4 |  | 68.4 | 0 | 0 | 17 | 0
07.05. | 18 | 85.4 |  | 68.4 | 0 | 0 | 17 | 0
07.05. | 19 | 85.4 |  | 68.4 | 0 | 0 | 17 | 0
07.05. | 20 | 85.4 |  | 68.4 | 0 | 0 | 17 | 0
07.05. | 21 | 85.4 |  | 68.4 | 0 | 0 | 17 | 0
07.05. | 22 | 85.4 |  | 68.4 | 0 | 0 | 17 | 0
07.05. | 23 | 85.4 |  | 68.4 | 0 | 0 | 17 | 0
07.05. | 24 | 85.4 |  | 68.4 | 0 | 0 | 17 | 0
08.05. | 1 | 85.4 |  | 68.4 | 0 | 0 | 17 | 0
08.05. | 2 | 85.4 |  | 68.4 | 0 | 0 | 17 | 0
08.05. | 3 | 85.4 |  | 68.4 | 0 | 0 | 17 | 0
08.05. | 4 | 85.4 |  | 68.4 | 0 | 0 | 17 | 0
08.05. | 5 | 85.4 |  | 68.4 | 0 | 0 | 17 | 0
08.05. | 6 | 85.4 |  | 68.4 | 0 | 0 | 17 | 0
08.05. | 7 | 85.4 |  | 68.4 | 0 | 0 | 17 | 0
08.05. | 8 | 85.4 |  | 68.4 | 0 | 0 | 17 | 0
08.05. | 9 | 85.4 |  | 68.4 | 0 | 0 | 17 | 0
08.05. | 10 | 85.4 |  | 68.4 | 0 | 0 | 17 | 0
08.05. | 11 | 85.4 |  | 68.4 | 0 | 0 | 17 | 0
08.05. | 12 | 85.4 |  | 68.4 | 0 | 0 | 17 | 0
08.05. | 13 | 85.4 |  | 68.4 | 0 | 0 | 17 | 0
08.05. | 14 | 85.4 |  | 68.4 | 0 | 0 | 17 | 0
08.05. | 15 | 85.4 |  | 68.4 | 0 | 0 | 17 | 0
08.05. | 16 | 85.4 |  | 68.4 | 0 | 0 | 17 | 0
08.05. | 17 | 85.4 |  | 68.4 | 0 | 0 | 17 | 0
08.05. | 18 | 85.4 |  | 68.4 | 0 | 0 | 17 | 0
08.05. | 19 | 85.4 |  | 68.4 | 0 | 0 | 17 | 0
08.05. | 20 | 85.4 |  | 68.4 | 0 | 0 | 17 | 0
08.05. | 21 | 85.4 |  | 68.4 | 0 | 0 | 17 | 0
08.05. | 22 | 85.4 |  | 68.4 | 0 | 0 | 17 | 0
08.05. | 23 | 85.4 |  | 68.4 | 0 | 0 | 17 | 0
08.05. | 24 | 85.4 |  | 68.4 | 0 | 0 | 17 | 0
09.05. | 1 | 85.4 |  | 68.4 | 0 | 0 | 17 | 0
09.05. | 2 | 85.4 |  | 68.4 | 0 | 0 | 17 | 0
09.05. | 3 | 85.4 |  | 68.4 | 0 | 0 | 17 | 0
09.05. | 4 | 85.4 |  | 68.4 | 0 | 0 | 17 | 0
09.05. | 5 | 85.4 |  | 68.4 | 0 | 0 | 17 | 0
09.05. | 6 | 85.4 |  | 68.4 | 0 | 0 | 17 | 0
09.05. | 7 | 85.4 |  | 68.4 | 0 | 0 | 17 | 0
09.05. | 8 | 85.4 |  | 68.4 | 0 | 0 | 17 | 0
09.05. | 9 | 85.4 |  | 68.4 | 0 | 0 | 17 | 0
09.05. | 10 | 85.4 |  | 68.4 | 0 | 0 | 17 | 0
09.05. | 11 | 85.4 |  | 68.4 | 0 | 0 | 17 | 0
09.05. | 12 | 85.4 |  | 68.4 | 0 | 0 | 17 | 0
09.05. | 13 | 85.4 |  | 68.4 | 0 | 0 | 17 | 0
09.05. | 14 | 85.4 |  | 68.4 | 0 | 0 | 17 | 0
09.05. | 15 | 85.4 |  | 68.4 | 0 | 0 | 17 | 0
09.05. | 16 | 85.4 |  | 68.4 | 0 | 0 | 17 | 0
09.05. | 17 | 85.4 |  | 68.4 | 0 | 0 | 17 | 0
09.05. | 18 | 85.4 |  | 68.4 | 0 | 0 | 17 | 0
09.05. | 19 | 85.4 |  | 68.4 | 0 | 0 | 17 | 0
09.05. | 20 | 85.4 |  | 68.4 | 0 | 0 | 17 | 0
09.05. | 21 | 85.4 |  | 68.4 | 0 | 0 | 17 | 0
09.05. | 22 | 85.4 |  | 68.4 | 0 | 0 | 17 | 0
09.05. | 23 | 85.4 |  | 68.4 | 0 | 0 | 17 | 0
09.05. | 24 | 85.4 |  | 68.4 | 0 | 0 | 17 | 0
10.05. | 1 | 85.4 |  | 68.4 | 0 | 0 | 17 | 0
10.05. | 2 | 85.4 |  | 68.4 | 0 | 0 | 17 | 0
10.05. | 3 | 85.4 |  | 68.4 | 0 | 0 | 17 | 0
10.05. | 4 | 85.4 |  | 68.4 | 0 | 0 | 17 | 0
10.05. | 5 | 85.4 |  | 68.4 | 0 | 0 | 17 | 0
10.05. | 6 | 85.4 |  | 68.4 | 0 | 0 | 17 | 0
10.05. | 7 | 85.4 |  | 68.4 | 0 | 0 | 17 | 0
10.05. | 8 | 85.4 |  | 68.4 | 0 | 0 | 17 | 0
10.05. | 9 | 85.4 |  | 68.4 | 0 | 0 | 17 | 0
10.05. | 10 | 85.4 |  | 68.4 | 0 | 0 | 17 | 0
10.05. | 11 | 85.4 |  | 68.4 | 0 | 0 | 17 | 0
10.05. | 12 | 85.4 |  | 68.4 | 0 | 0 | 17 | 0
10.05. | 13 | 85.4 |  | 68.4 | 0 | 0 | 17 | 0
10.05. | 14 | 85.4 |  | 68.4 | 0 | 0 | 17 | 0
10.05. | 15 | 85.4 |  | 68.4 | 0 | 0 | 17 | 0
10.05. | 16 | 85.4 |  | 68.4 | 0 | 0 | 17 | 0
10.05. | 17 | 85.4 |  | 68.4 | 0 | 0 | 17 | 0
10.05. | 18 | 85.4 |  | 68.4 | 0 | 0 | 17 | 0
10.05. | 19 | 85.4 |  | 68.4 | 0 | 0 | 17 | 0
10.05. | 20 | 85.4 |  | 68.4 | 0 | 0 | 17 | 0
10.05. | 21 | 85.4 |  | 68.4 | 0 | 0 | 17 | 0
10.05. | 22 | 85.4 |  | 68.4 | 0 | 0 | 17 | 0
10.05. | 23 | 85.4 |  | 68.4 | 0 | 0 | 17 | 0
10.05. | 24 | 85.4 |  | 68.4 | 0 | 0 | 17 | 0
11.05. | 1 | 85.4 |  | 68.4 | 0 | 0 | 17 | 0
11.05. | 2 | 85.4 |  | 68.4 | 0 | 0 | 17 | 0
11.05. | 3 | 85.4 |  | 68.4 | 0 | 0 | 17 | 0
11.05. | 4 | 85.4 |  | 68.4 | 0 | 0 | 17 | 0
11.05. | 5 | 85.4 |  | 68.4 | 0 | 0 | 17 | 0
11.05. | 6 | 85.4 |  | 68.4 | 0 | 0 | 17 | 0
11.05. | 7 | 85.4 |  | 68.4 | 0 | 0 | 17 | 0
11.05. | 8 | 85.4 |  | 68.4 | 0 | 0 | 17 | 0
11.05. | 9 | 85.4 |  | 68.4 | 0 | 0 | 17 | 0
11.05. | 10 | 85.4 |  | 68.4 | 0 | 0 | 17 | 0
11.05. | 11 | 85.4 |  | 68.4 | 0 | 0 | 17 | 0
11.05. | 12 | 85.4 |  | 68.4 | 0 | 0 | 17 | 0
11.05. | 13 | 85.4 |  | 68.4 | 0 | 0 | 17 | 0
11.05. | 14 | 85.4 |  | 68.4 | 0 | 0 | 17 | 0
11.05. | 15 | 85.4 |  | 68.4 | 0 | 0 | 17 | 0
11.05. | 16 | 85.4 |  | 68.4 | 0 | 0 | 17 | 0
11.05. | 17 | 85.4 |  | 68.4 | 0 | 0 | 17 | 0
11.05. | 18 | 85.4 |  | 68.4 | 0 | 0 | 17 | 0
11.05. | 19 | 85.4 |  | 68.4 | 0 | 0 | 17 | 0
11.05. | 20 | 85.4 |  | 68.4 | 0 | 0 | 17 | 0
11.05. | 21 | 85.4 |  | 68.4 | 0 | 0 | 17 | 0
11.05. | 22 | 85.4 |  | 68.4 | 0 | 0 | 17 | 0
11.05. | 23 | 85.4 |  | 68.4 | 0 | 0 | 17 | 0
11.05. | 24 | 85.4 |  | 68.4 | 0 | 0 | 17 | 0
12.05. | 1 | 85.4 |  | 68.4 | 0 | 0 | 17 | 0
12.05. | 2 | 85.4 |  | 68.4 | 0 | 0 | 17 | 0
12.05. | 3 | 85.4 |  | 68.4 | 0 | 0 | 17 | 0
12.05. | 4 | 85.4 |  | 68.4 | 0 | 0 | 17 | 0
12.05. | 5 | 85.4 |  | 68.4 | 0 | 0 | 17 | 0
12.05. | 6 | 85.4 |  | 68.4 | 0 | 0 | 17 | 0
12.05. | 7 | 85.4 |  | 68.4 | 0 | 0 | 17 | 0
12.05. | 8 | 85.4 |  | 68.4 | 0 | 0 | 17 | 0
12.05. | 9 | 85.4 |  | 68.4 | 0 | 0 | 17 | 0
12.05. | 10 | 85.4 |  | 68.4 | 0 | 0 | 17 | 0
12.05. | 11 | 85.4 |  | 68.4 | 0 | 0 | 17 | 0
12.05. | 12 | 85.4 |  | 68.4 | 0 | 0 | 17 | 0
12.05. | 13 | 85.4 |  | 68.4 | 0 | 0 | 17 | 0
12.05. | 14 | 85.4 |  | 68.4 | 0 | 0 | 17 | 0
12.05. | 15 | 85.4 |  | 68.4 | 0 | 0 | 17 | 0
12.05. | 16 | 85.4 |  | 68.4 | 0 | 0 | 17 | 0
12.05. | 17 | 85.4 |  | 68.4 | 0 | 0 | 17 | 0
12.05. | 18 | 85.4 |  | 68.4 | 0 | 0 | 17 | 0
12.05. | 19 | 85.4 |  | 68.4 | 0 | 0 | 17 | 0
12.05. | 20 | 85.4 |  | 68.4 | 0 | 0 | 17 | 0
12.05. | 21 | 85.4 |  | 68.4 | 0 | 0 | 17 | 0
12.05. | 22 | 85.4 |  | 68.4 | 0 | 0 | 17 | 0
12.05. | 23 | 85.4 |  | 68.4 | 0 | 0 | 17 | 0
12.05. | 24 | 85.4 |  | 68.4 | 0 | 0 | 17 | 0
13.05. | 1 | 85.4 |  | 68.4 | 0 | 0 | 17 | 0
13.05. | 2 | 85.4 |  | 68.4 | 0 | 0 | 17 | 0
13.05. | 3 | 85.4 |  | 68.4 | 0 | 0 | 17 | 0
13.05. | 4 | 85.4 |  | 68.4 | 0 | 0 | 17 | 0
13.05. | 5 | 85.4 |  | 68.4 | 0 | 0 | 17 | 0
13.05. | 6 | 85.4 |  | 68.4 | 0 | 0 | 17 | 0
13.05. | 7 | 85.4 |  | 68.4 | 0 | 0 | 17 | 0
13.05. | 8 | 85.4 |  | 68.4 | 0 | 0 | 17 | 0
13.05. | 9 | 85.4 |  | 68.4 | 0 | 0 | 17 | 0
13.05. | 10 | 85.4 |  | 68.4 | 0 | 0 | 17 | 0
13.05. | 11 | 85.4 |  | 68.4 | 0 | 0 | 17 | 0
13.05. | 12 | 85.4 |  | 68.4 | 0 | 0 | 17 | 0
13.05. | 13 | 85.4 |  | 68.4 | 0 | 0 | 17 | 0
13.05. | 14 | 85.4 |  | 68.4 | 0 | 0 | 17 | 0
13.05. | 15 | 85.4 |  | 68.4 | 0 | 0 | 17 | 0
13.05. | 16 | 85.4 |  | 68.4 | 0 | 0 | 17 | 0
13.05. | 17 | 85.4 |  | 68.4 | 0 | 0 | 17 | 0
13.05. | 18 | 85.4 |  | 68.4 | 0 | 0 | 17 | 0
13.05. | 19 | 85.4 |  | 68.4 | 0 | 0 | 17 | 0
13.05. | 20 | 85.4 |  | 68.4 | 0 | 0 | 17 | 0
13.05. | 21 | 85.4 |  | 68.4 | 0 | 0 | 17 | 0
13.05. | 22 | 85.4 |  | 68.4 | 0 | 0 | 17 | 0
13.05. | 23 | 85.4 |  | 68.4 | 0 | 0 | 17 | 0
13.05. | 24 | 85.4 |  | 68.4 | 0 | 0 | 17 | 0
14.05. | 1 | 85.4 |  | 68.4 | 0 | 0 | 17 | 0
14.05. | 2 | 85.4 |  | 68.4 | 0 | 0 | 17 | 0
14.05. | 3 | 85.4 |  | 68.4 | 0 | 0 | 17 | 0
14.05. | 4 | 85.4 |  | 68.4 | 0 | 0 | 17 | 0
14.05. | 5 | 85.4 |  | 68.4 | 0 | 0 | 17 | 0
14.05. | 6 | 85.4 |  | 68.4 | 0 | 0 | 17 | 0
14.05. | 7 | 85.4 |  | 68.4 | 0 | 0 | 17 | 0
14.05. | 8 | 85.4 |  | 68.4 | 0 | 0 | 17 | 0
14.05. | 9 | 85.4 |  | 68.4 | 0 | 0 | 17 | 0
14.05. | 10 | 85.4 |  | 68.4 | 0 | 0 | 17 | 0
14.05. | 11 | 85.4 |  | 68.4 | 0 | 0 | 17 | 0
14.05. | 12 | 85.4 |  | 68.4 | 0 | 0 | 17 | 0
14.05. | 13 | 85.4 |  | 68.4 | 0 | 0 | 17 | 0
14.05. | 14 | 85.4 |  | 68.4 | 0 | 0 | 17 | 0
14.05. | 15 | 85.4 |  | 68.4 | 0 | 0 | 17 | 0
14.05. | 16 | 85.4 |  | 68.4 | 0 | 0 | 17 | 0
14.05. | 17 | 85.4 |  | 68.4 | 0 | 0 | 17 | 0
14.05. | 18 | 85.4 |  | 68.4 | 0 | 0 | 17 | 0
14.05. | 19 | 85.4 |  | 68.4 | 0 | 0 | 17 | 0
14.05. | 20 | 85.4 |  | 68.4 | 0 | 0 | 17 | 0
14.05. | 21 | 85.4 |  | 68.4 | 0 | 0 | 17 | 0
14.05. | 22 | 85.4 |  | 68.4 | 0 | 0 | 17 | 0
14.05. | 23 | 85.4 |  | 68.4 | 0 | 0 | 17 | 0
14.05. | 24 | 85.4 |  | 68.4 | 0 | 0 | 17 | 0
15.05. | 1 | 85.4 |  | 68.4 | 0 | 0 | 17 | 0
15.05. | 2 | 85.4 |  | 68.4 | 0 | 0 | 17 | 0
15.05. | 3 | 85.4 |  | 68.4 | 0 | 0 | 17 | 0
15.05. | 4 | 85.4 |  | 68.4 | 0 | 0 | 17 | 0
15.05. | 5 | 85.4 |  | 68.4 | 0 | 0 | 17 | 0
15.05. | 6 | 85.4 |  | 68.4 | 0 | 0 | 17 | 0
15.05. | 7 | 85.4 |  | 68.4 | 0 | 0 | 17 | 0
15.05. | 8 | 85.4 |  | 68.4 | 0 | 0 | 17 | 0
15.05. | 9 | 85.4 |  | 68.4 | 0 | 0 | 17 | 0
15.05. | 10 | 85.4 |  | 68.4 | 0 | 0 | 17 | 0
15.05. | 11 | 85.4 |  | 68.4 | 0 | 0 | 17 | 0
15.05. | 12 | 85.4 |  | 68.4 | 0 | 0 | 17 | 0
15.05. | 13 | 85.4 |  | 68.4 | 0 | 0 | 17 | 0
15.05. | 14 | 85.4 |  | 68.4 | 0 | 0 | 17 | 0
15.05. | 15 | 85.4 |  | 68.4 | 0 | 0 | 17 | 0
15.05. | 16 | 85.4 |  | 68.4 | 0 | 0 | 17 | 0
15.05. | 17 | 85.4 |  | 68.4 | 0 | 0 | 17 | 0
15.05. | 18 | 85.4 |  | 68.4 | 0 | 0 | 17 | 0
15.05. | 19 | 85.4 |  | 68.4 | 0 | 0 | 17 | 0
15.05. | 20 | 85.4 |  | 68.4 | 0 | 0 | 17 | 0
15.05. | 21 | 85.4 |  | 68.4 | 0 | 0 | 17 | 0
15.05. | 22 | 85.4 |  | 68.4 | 0 | 0 | 17 | 0
15.05. | 23 | 85.4 |  | 68.4 | 0 | 0 | 17 | 0
15.05. | 24 | 85.4 |  | 68.4 | 0 | 0 | 17 | 0
16.05. | 1 | 85.4 |  | 68.4 | 0 | 0 | 17 | 0
16.05. | 2 | 85.4 |  | 68.4 | 0 | 0 | 17 | 0
16.05. | 3 | 85.4 |  | 68.4 | 0 | 0 | 17 | 0
16.05. | 4 | 85.4 |  | 68.4 | 0 | 0 | 17 | 0
16.05. | 5 | 85.4 |  | 68.4 | 0 | 0 | 17 | 0
16.05. | 6 | 85.4 |  | 68.4 | 0 | 0 | 17 | 0
16.05. | 7 | 85.4 |  | 68.4 | 0 | 0 | 17 | 0
16.05. | 8 | 85.4 |  | 68.4 | 0 | 0 | 17 | 0
16.05. | 9 | 85.4 |  | 68.4 | 0 | 0 | 17 | 0
16.05. | 10 | 85.4 |  | 68.4 | 0 | 0 | 17 | 0
16.05. | 11 | 85.4 |  | 68.4 | 0 | 0 | 17 | 0
16.05. | 12 | 85.4 |  | 68.4 | 0 | 0 | 17 | 0
16.05. | 13 | 85.4 |  | 68.4 | 0 | 0 | 17 | 0
16.05. | 14 | 85.4 |  | 68.4 | 0 | 0 | 17 | 0
16.05. | 15 | 85.4 |  | 68.4 | 0 | 0 | 17 | 0
16.05. | 16 | 85.4 |  | 68.4 | 0 | 0 | 17 | 0
16.05. | 17 | 85.4 |  | 68.4 | 0 | 0 | 17 | 0
16.05. | 18 | 85.4 |  | 68.4 | 0 | 0 | 17 | 0
16.05. | 19 | 85.4 |  | 68.4 | 0 | 0 | 17 | 0
16.05. | 20 | 85.4 |  | 68.4 | 0 | 0 | 17 | 0
16.05. | 21 | 85.4 |  | 68.4 | 0 | 0 | 17 | 0
16.05. | 22 | 85.4 |  | 68.4 | 0 | 0 | 17 | 0
16.05. | 23 | 85.4 |  | 68.4 | 0 | 0 | 17 | 0
16.05. | 24 | 85.4 |  | 68.4 | 0 | 0 | 17 | 0
17.05. | 1 | 85.4 |  | 68.4 | 0 | 0 | 17 | 0
17.05. | 2 | 85.4 |  | 68.4 | 0 | 0 | 17 | 0
17.05. | 3 | 85.4 |  | 68.4 | 0 | 0 | 17 | 0
17.05. | 4 | 85.4 |  | 68.4 | 0 | 0 | 17 | 0
17.05. | 5 | 85.4 |  | 68.4 | 0 | 0 | 17 | 0
17.05. | 6 | 85.4 |  | 68.4 | 0 | 0 | 17 | 0
17.05. | 7 | 85.4 |  | 68.4 | 0 | 0 | 17 | 0
17.05. | 8 | 85.4 |  | 68.4 | 0 | 0 | 17 | 0
17.05. | 9 | 85.4 |  | 68.4 | 0 | 0 | 17 | 0
17.05. | 10 | 85.4 |  | 68.4 | 0 | 0 | 17 | 0
17.05. | 11 | 85.4 |  | 68.4 | 0 | 0 | 17 | 0
17.05. | 12 | 85.4 |  | 68.4 | 0 | 0 | 17 | 0
17.05. | 13 | 85.4 |  | 68.4 | 0 | 0 | 17 | 0
17.05. | 14 | 85.4 |  | 68.4 | 0 | 0 | 17 | 0
17.05. | 15 | 85.4 |  | 68.4 | 0 | 0 | 17 | 0
17.05. | 16 | 85.4 |  | 68.4 | 0 | 0 | 17 | 0
17.05. | 17 | 85.4 |  | 68.4 | 0 | 0 | 17 | 0
17.05. | 18 | 85.4 |  | 68.4 | 0 | 0 | 17 | 0
17.05. | 19 | 85.4 |  | 68.4 | 0 | 0 | 17 | 0
17.05. | 20 | 85.4 |  | 68.4 | 0 | 0 | 17 | 0
17.05. | 21 | 85.4 |  | 68.4 | 0 | 0 | 17 | 0
17.05. | 22 | 85.4 |  | 68.4 | 0 | 0 | 17 | 0
17.05. | 23 | 85.4 |  | 68.4 | 0 | 0 | 17 | 0
17.05. | 24 | 85.4 |  | 68.4 | 0 | 0 | 17 | 0
18.05. | 1 | 85.4 |  | 68.4 | 0 | 0 | 17 | 0
18.05. | 2 | 85.4 |  | 68.4 | 0 | 0 | 17 | 0
18.05. | 3 | 85.4 |  | 68.4 | 0 | 0 | 17 | 0
18.05. | 4 | 85.4 |  | 68.4 | 0 | 0 | 17 | 0
18.05. | 5 | 85.4 |  | 68.4 | 0 | 0 | 17 | 0
18.05. | 6 | 85.4 |  | 68.4 | 0 | 0 | 17 | 0
18.05. | 7 | 85.4 |  | 68.4 | 0 | 0 | 17 | 0
18.05. | 8 | 85.4 |  | 68.4 | 0 | 0 | 17 | 0
18.05. | 9 | 85.4 |  | 68.4 | 0 | 0 | 17 | 0
18.05. | 10 | 85.4 |  | 68.4 | 0 | 0 | 17 | 0
18.05. | 11 | 85.4 |  | 68.4 | 0 | 0 | 17 | 0
18.05. | 12 | 85.4 |  | 68.4 | 0 | 0 | 17 | 0
18.05. | 13 | 85.4 |  | 68.4 | 0 | 0 | 17 | 0
18.05. | 14 | 85.4 |  | 68.4 | 0 | 0 | 17 | 0
18.05. | 15 | 85.4 |  | 68.4 | 0 | 0 | 17 | 0
18.05. | 16 | 85.4 |  | 68.4 | 0 | 0 | 17 | 0
18.05. | 17 | 85.4 |  | 68.4 | 0 | 0 | 17 | 0
18.05. | 18 | 85.4 |  | 68.4 | 0 | 0 | 17 | 0
18.05. | 19 | 85.4 |  | 68.4 | 0 | 0 | 17 | 0
18.05. | 20 | 85.4 |  | 68.4 | 0 | 0 | 17 | 0
18.05. | 21 | 85.4 |  | 68.4 | 0 | 0 | 17 | 0
18.05. | 22 | 85.4 |  | 68.4 | 0 | 0 | 17 | 0
18.05. | 23 | 85.4 |  | 68.4 | 0 | 0 | 17 | 0
18.05. | 24 | 85.4 |  | 68.4 | 0 | 0 | 17 | 0
19.05. | 1 | 85.4 |  | 68.4 | 0 | 0 | 17 | 0
19.05. | 2 | 85.4 |  | 68.4 | 0 | 0 | 17 | 0
19.05. | 3 | 85.4 |  | 68.4 | 0 | 0 | 17 | 0
19.05. | 4 | 85.4 |  | 68.4 | 0 | 0 | 17 | 0
19.05. | 5 | 85.4 |  | 68.4 | 0 | 0 | 17 | 0
19.05. | 6 | 85.4 |  | 68.4 | 0 | 0 | 17 | 0
19.05. | 7 | 85.4 |  | 68.4 | 0 | 0 | 17 | 0
19.05. | 8 | 85.4 |  | 68.4 | 0 | 0 | 17 | 0
19.05. | 9 | 85.4 |  | 68.4 | 0 | 0 | 17 | 0
19.05. | 10 | 85.4 |  | 68.4 | 0 | 0 | 17 | 0
19.05. | 11 | 85.4 |  | 68.4 | 0 | 0 | 17 | 0
19.05. | 12 | 85.4 |  | 68.4 | 0 | 0 | 17 | 0
19.05. | 13 | 85.4 |  | 68.4 | 0 | 0 | 17 | 0
19.05. | 14 | 85.4 |  | 68.4 | 0 | 0 | 17 | 0
19.05. | 15 | 85.4 |  | 68.4 | 0 | 0 | 17 | 0
19.05. | 16 | 85.4 |  | 68.4 | 0 | 0 | 17 | 0
19.05. | 17 | 85.4 |  | 68.4 | 0 | 0 | 17 | 0
19.05. | 18 | 85.4 |  | 68.4 | 0 | 0 | 17 | 0
19.05. | 19 | 85.4 |  | 68.4 | 0 | 0 | 17 | 0
19.05. | 20 | 85.4 |  | 68.4 | 0 | 0 | 17 | 0
19.05. | 21 | 85.4 |  | 68.4 | 0 | 0 | 17 | 0
19.05. | 22 | 85.4 |  | 68.4 | 0 | 0 | 17 | 0
19.05. | 23 | 85.4 |  | 68.4 | 0 | 0 | 17 | 0
19.05. | 24 | 85.4 |  | 68.4 | 0 | 0 | 17 | 0
20.05. | 1 | 85.4 |  | 68.4 | 0 | 0 | 17 | 0
20.05. | 2 | 85.4 |  | 68.4 | 0 | 0 | 17 | 0
20.05. | 3 | 85.4 |  | 68.4 | 0 | 0 | 17 | 0
20.05. | 4 | 85.4 |  | 68.4 | 0 | 0 | 17 | 0
20.05. | 5 | 85.4 |  | 68.4 | 0 | 0 | 17 | 0
20.05. | 6 | 85.4 |  | 68.4 | 0 | 0 | 17 | 0
20.05. | 7 | 85.4 |  | 68.4 | 0 | 0 | 17 | 0
20.05. | 8 | 85.4 |  | 68.4 | 0 | 0 | 17 | 0
20.05. | 9 | 85.4 |  | 68.4 | 0 | 0 | 17 | 0
20.05. | 10 | 85.4 |  | 68.4 | 0 | 0 | 17 | 0
20.05. | 11 | 85.4 |  | 68.4 | 0 | 0 | 17 | 0
20.05. | 12 | 85.4 |  | 68.4 | 0 | 0 | 17 | 0
20.05. | 13 | 85.4 |  | 68.4 | 0 | 0 | 17 | 0
20.05. | 14 | 85.4 |  | 68.4 | 0 | 0 | 17 | 0
20.05. | 15 | 85.4 |  | 68.4 | 0 | 0 | 17 | 0
20.05. | 16 | 85.4 |  | 68.4 | 0 | 0 | 17 | 0
20.05. | 17 | 85.4 |  | 68.4 | 0 | 0 | 17 | 0
20.05. | 18 | 85.4 |  | 68.4 | 0 | 0 | 17 | 0
20.05. | 19 | 85.4 |  | 68.4 | 0 | 0 | 17 | 0
20.05. | 20 | 85.4 |  | 68.4 | 0 | 0 | 17 | 0
20.05. | 21 | 85.4 |  | 68.4 | 0 | 0 | 17 | 0
20.05. | 22 | 85.4 |  | 68.4 | 0 | 0 | 17 | 0
20.05. | 23 | 85.4 |  | 68.4 | 0 | 0 | 17 | 0
20.05. | 24 | 85.4 |  | 68.4 | 0 | 0 | 17 | 0
21.05. | 1 | 85.4 |  | 68.4 | 0 | 0 | 17 | 0
21.05. | 2 | 85.4 |  | 68.4 | 0 | 0 | 17 | 0
21.05. | 3 | 85.4 |  | 68.4 | 0 | 0 | 17 | 0
21.05. | 4 | 85.4 |  | 68.4 | 0 | 0 | 17 | 0
21.05. | 5 | 85.4 |  | 68.4 | 0 | 0 | 17 | 0
21.05. | 6 | 85.4 |  | 68.4 | 0 | 0 | 17 | 0
21.05. | 7 | 85.4 |  | 68.4 | 0 | 0 | 17 | 0
21.05. | 8 | 85.4 |  | 68.4 | 0 | 0 | 17 | 0
21.05. | 9 | 85.4 |  | 68.4 | 0 | 0 | 17 | 0
21.05. | 10 | 85.4 |  | 68.4 | 0 | 0 | 17 | 0
21.05. | 11 | 85.4 |  | 68.4 | 0 | 0 | 17 | 0
21.05. | 12 | 85.4 |  | 68.4 | 0 | 0 | 17 | 0
21.05. | 13 | 85.4 |  | 68.4 | 0 | 0 | 17 | 0
21.05. | 14 | 85.4 |  | 68.4 | 0 | 0 | 17 | 0
21.05. | 15 | 85.4 |  | 68.4 | 0 | 0 | 17 | 0
21.05. | 16 | 85.4 |  | 68.4 | 0 | 0 | 17 | 0
21.05. | 17 | 85.4 |  | 68.4 | 0 | 0 | 17 | 0
21.05. | 18 | 85.4 |  | 68.4 | 0 | 0 | 17 | 0
21.05. | 19 | 85.4 |  | 68.4 | 0 | 0 | 17 | 0
21.05. | 20 | 85.4 |  | 68.4 | 0 | 0 | 17 | 0
21.05. | 21 | 85.4 |  | 68.4 | 0 | 0 | 17 | 0
21.05. | 22 | 85.4 |  | 68.4 | 0 | 0 | 17 | 0
21.05. | 23 | 85.4 |  | 68.4 | 0 | 0 | 17 | 0
21.05. | 24 | 85.4 |  | 68.4 | 0 | 0 | 17 | 0
22.05. | 1 | 85.4 |  | 68.4 | 0 | 0 | 17 | 0
22.05. | 2 | 85.4 |  | 68.4 | 0 | 0 | 17 | 0
22.05. | 3 | 85.4 |  | 68.4 | 0 | 0 | 17 | 0
22.05. | 4 | 85.4 |  | 68.4 | 0 | 0 | 17 | 0
22.05. | 5 | 85.4 |  | 68.4 | 0 | 0 | 17 | 0
22.05. | 6 | 85.4 |  | 68.4 | 0 | 0 | 17 | 0
22.05. | 7 | 85.4 |  | 68.4 | 0 | 0 | 17 | 0
22.05. | 8 | 85.4 |  | 68.4 | 0 | 0 | 17 | 0
22.05. | 9 | 85.4 |  | 68.4 | 0 | 0 | 17 | 0
22.05. | 10 | 85.4 |  | 68.4 | 0 | 0 | 17 | 0
22.05. | 11 | 85.4 |  | 68.4 | 0 | 0 | 17 | 0
22.05. | 12 | 85.4 |  | 68.4 | 0 | 0 | 17 | 0
22.05. | 13 | 85.4 |  | 68.4 | 0 | 0 | 17 | 0
22.05. | 14 | 85.4 |  | 68.4 | 0 | 0 | 17 | 0
22.05. | 15 | 85.4 |  | 68.4 | 0 | 0 | 17 | 0
22.05. | 16 | 85.4 |  | 68.4 | 0 | 0 | 17 | 0
22.05. | 17 | 85.4 |  | 68.4 | 0 | 0 | 17 | 0
22.05. | 18 | 85.4 |  | 68.4 | 0 | 0 | 17 | 0
22.05. | 19 | 85.4 |  | 68.4 | 0 | 0 | 17 | 0
22.05. | 20 | 85.4 |  | 68.4 | 0 | 0 | 17 | 0
22.05. | 21 | 85.4 |  | 68.4 | 0 | 0 | 17 | 0
22.05. | 22 | 85.4 |  | 68.4 | 0 | 0 | 17 | 0
22.05. | 23 | 85.4 |  | 68.4 | 0 | 0 | 17 | 0
22.05. | 24 | 85.4 |  | 68.4 | 0 | 0 | 17 | 0
23.05. | 1 | 85.4 |  | 68.4 | 0 | 0 | 17 | 0
23.05. | 2 | 85.4 |  | 68.4 | 0 | 0 | 17 | 0
23.05. | 3 | 85.4 |  | 68.4 | 0 | 0 | 17 | 0
23.05. | 4 | 85.4 |  | 68.4 | 0 | 0 | 17 | 0
23.05. | 5 | 85.4 |  | 68.4 | 0 | 0 | 17 | 0
23.05. | 6 | 85.4 |  | 68.4 | 0 | 0 | 17 | 0
23.05. | 7 | 85.4 |  | 68.4 | 0 | 0 | 17 | 0
23.05. | 8 | 85.4 |  | 68.4 | 0 | 0 | 17 | 0
23.05. | 9 | 85.4 |  | 68.4 | 0 | 0 | 17 | 0
23.05. | 10 | 85.4 |  | 68.4 | 0 | 0 | 17 | 0
23.05. | 11 | 85.4 |  | 68.4 | 0 | 0 | 17 | 0
23.05. | 12 | 85.4 |  | 68.4 | 0 | 0 | 17 | 0
23.05. | 13 | 85.4 |  | 68.4 | 0 | 0 | 17 | 0
23.05. | 14 | 85.4 |  | 68.4 | 0 | 0 | 17 | 0
23.05. | 15 | 85.4 |  | 68.4 | 0 | 0 | 17 | 0
23.05. | 16 | 85.4 |  | 68.4 | 0 | 0 | 17 | 0
23.05. | 17 | 85.4 |  | 68.4 | 0 | 0 | 17 | 0
23.05. | 18 | 85.4 |  | 68.4 | 0 | 0 | 17 | 0
23.05. | 19 | 85.4 |  | 68.4 | 0 | 0 | 17 | 0
23.05. | 20 | 85.4 |  | 68.4 | 0 | 0 | 17 | 0
23.05. | 21 | 85.4 |  | 68.4 | 0 | 0 | 17 | 0
23.05. | 22 | 85.4 |  | 68.4 | 0 | 0 | 17 | 0
23.05. | 23 | 85.4 |  | 68.4 | 0 | 0 | 17 | 0
23.05. | 24 | 85.4 |  | 68.4 | 0 | 0 | 17 | 0
24.05. | 1 | 85.4 |  | 68.4 | 0 | 0 | 17 | 0
24.05. | 2 | 85.4 |  | 68.4 | 0 | 0 | 17 | 0
24.05. | 3 | 85.4 |  | 68.4 | 0 | 0 | 17 | 0
24.05. | 4 | 85.4 |  | 68.4 | 0 | 0 | 17 | 0
24.05. | 5 | 85.4 |  | 68.4 | 0 | 0 | 17 | 0
24.05. | 6 | 85.4 |  | 68.4 | 0 | 0 | 17 | 0
24.05. | 7 | 85.4 |  | 68.4 | 0 | 0 | 17 | 0
24.05. | 8 | 85.4 |  | 68.4 | 0 | 0 | 17 | 0
24.05. | 9 | 85.4 |  | 68.4 | 0 | 0 | 17 | 0
24.05. | 10 | 85.4 |  | 68.4 | 0 | 0 | 17 | 0
24.05. | 11 | 85.4 |  | 68.4 | 0 | 0 | 17 | 0
24.05. | 12 | 85.4 |  | 68.4 | 0 | 0 | 17 | 0
24.05. | 13 | 85.4 |  | 68.4 | 0 | 0 | 17 | 0
24.05. | 14 | 85.4 |  | 68.4 | 0 | 0 | 17 | 0
24.05. | 15 | 85.4 |  | 68.4 | 0 | 0 | 17 | 0
24.05. | 16 | 85.4 |  | 68.4 | 0 | 0 | 17 | 0
24.05. | 17 | 85.4 |  | 68.4 | 0 | 0 | 17 | 0
24.05. | 18 | 85.4 |  | 68.4 | 0 | 0 | 17 | 0
24.05. | 19 | 85.4 |  | 68.4 | 0 | 0 | 17 | 0
24.05. | 20 | 85.4 |  | 68.4 | 0 | 0 | 17 | 0
24.05. | 21 | 85.4 |  | 68.4 | 0 | 0 | 17 | 0
24.05. | 22 | 85.4 |  | 68.4 | 0 | 0 | 17 | 0
24.05. | 23 | 85.4 |  | 68.4 | 0 | 0 | 17 | 0
24.05. | 24 | 85.4 |  | 68.4 | 0 | 0 | 17 | 0
25.05. | 1 | 85.4 |  | 68.4 | 0 | 0 | 17 | 0
25.05. | 2 | 85.4 |  | 68.4 | 0 | 0 | 17 | 0
25.05. | 3 | 85.4 |  | 68.4 | 0 | 0 | 17 | 0
25.05. | 4 | 85.4 |  | 68.4 | 0 | 0 | 17 | 0
25.05. | 5 | 85.4 |  | 68.4 | 0 | 0 | 17 | 0
25.05. | 6 | 85.4 |  | 68.4 | 0 | 0 | 17 | 0
25.05. | 7 | 85.4 |  | 68.4 | 0 | 0 | 17 | 0
25.05. | 8 | 85.4 |  | 68.4 | 0 | 0 | 17 | 0
25.05. | 9 | 85.4 |  | 68.4 | 0 | 0 | 17 | 0
25.05. | 10 | 85.4 |  | 68.4 | 0 | 0 | 17 | 0
25.05. | 11 | 85.4 |  | 68.4 | 0 | 0 | 17 | 0
25.05. | 12 | 85.4 |  | 68.4 | 0 | 0 | 17 | 0
25.05. | 13 | 85.4 |  | 68.4 | 0 | 0 | 17 | 0
25.05. | 14 | 85.4 |  | 68.4 | 0 | 0 | 17 | 0
25.05. | 15 | 85.4 |  | 68.4 | 0 | 0 | 17 | 0
25.05. | 16 | 85.4 |  | 68.4 | 0 | 0 | 17 | 0
25.05. | 17 | 85.4 |  | 68.4 | 0 | 0 | 17 | 0
25.05. | 18 | 85.4 |  | 68.4 | 0 | 0 | 17 | 0
25.05. | 19 | 85.4 |  | 68.4 | 0 | 0 | 17 | 0
25.05. | 20 | 85.4 |  | 68.4 | 0 | 0 | 17 | 0
25.05. | 21 | 85.4 |  | 68.4 | 0 | 0 | 17 | 0
25.05. | 22 | 85.4 |  | 68.4 | 0 | 0 | 17 | 0
25.05. | 23 | 85.4 |  | 68.4 | 0 | 0 | 17 | 0
25.05. | 24 | 85.4 |  | 68.4 | 0 | 0 | 17 | 0
26.05. | 1 | 85.4 |  | 68.4 | 0 | 0 | 17 | 0
26.05. | 2 | 85.4 |  | 68.4 | 0 | 0 | 17 | 0
26.05. | 3 | 85.4 |  | 68.4 | 0 | 0 | 17 | 0
26.05. | 4 | 85.4 |  | 68.4 | 0 | 0 | 17 | 0
26.05. | 5 | 85.4 |  | 68.4 | 0 | 0 | 17 | 0
26.05. | 6 | 85.4 |  | 68.4 | 0 | 0 | 17 | 0
26.05. | 7 | 85.4 |  | 68.4 | 0 | 0 | 17 | 0
26.05. | 8 | 85.4 |  | 68.4 | 0 | 0 | 17 | 0
26.05. | 9 | 85.4 |  | 68.4 | 0 | 0 | 17 | 0
26.05. | 10 | 85.4 |  | 68.4 | 0 | 0 | 17 | 0
26.05. | 11 | 85.4 |  | 68.4 | 0 | 0 | 17 | 0
26.05. | 12 | 85.4 |  | 68.4 | 0 | 0 | 17 | 0
26.05. | 13 | 85.4 |  | 68.4 | 0 | 0 | 17 | 0
26.05. | 14 | 85.4 |  | 68.4 | 0 | 0 | 17 | 0
26.05. | 15 | 85.4 |  | 68.4 | 0 | 0 | 17 | 0
26.05. | 16 | 85.4 |  | 68.4 | 0 | 0 | 17 | 0
26.05. | 17 | 85.4 |  | 68.4 | 0 | 0 | 17 | 0
26.05. | 18 | 85.4 |  | 68.4 | 0 | 0 | 17 | 0
26.05. | 19 | 85.4 |  | 68.4 | 0 | 0 | 17 | 0
26.05. | 20 | 85.4 |  | 68.4 | 0 | 0 | 17 | 0
26.05. | 21 | 85.4 |  | 68.4 | 0 | 0 | 17 | 0
26.05. | 22 | 85.4 |  | 68.4 | 0 | 0 | 17 | 0
26.05. | 23 | 85.4 |  | 68.4 | 0 | 0 | 17 | 0
26.05. | 24 | 85.4 |  | 68.4 | 0 | 0 | 17 | 0
27.05. | 1 | 85.4 |  | 68.4 | 0 | 0 | 17 | 0
27.05. | 2 | 85.4 |  | 68.4 | 0 | 0 | 17 | 0
27.05. | 3 | 85.4 |  | 68.4 | 0 | 0 | 17 | 0
27.05. | 4 | 85.4 |  | 68.4 | 0 | 0 | 17 | 0
27.05. | 5 | 85.4 |  | 68.4 | 0 | 0 | 17 | 0
27.05. | 6 | 85.4 |  | 68.4 | 0 | 0 | 17 | 0
27.05. | 7 | 85.4 |  | 68.4 | 0 | 0 | 17 | 0
27.05. | 8 | 85.4 |  | 68.4 | 0 | 0 | 17 | 0
27.05. | 9 | 85.4 |  | 68.4 | 0 | 0 | 17 | 0
27.05. | 10 | 85.4 |  | 68.4 | 0 | 0 | 17 | 0
27.05. | 11 | 85.4 |  | 68.4 | 0 | 0 | 17 | 0
27.05. | 12 | 85.4 |  | 68.4 | 0 | 0 | 17 | 0
27.05. | 13 | 85.4 |  | 68.4 | 0 | 0 | 17 | 0
27.05. | 14 | 85.4 |  | 68.4 | 0 | 0 | 17 | 0
27.05. | 15 | 85.4 |  | 68.4 | 0 | 0 | 17 | 0
27.05. | 16 | 85.4 |  | 68.4 | 0 | 0 | 17 | 0
27.05. | 17 | 85.4 |  | 68.4 | 0 | 0 | 17 | 0
27.05. | 18 | 85.4 |  | 68.4 | 0 | 0 | 17 | 0
27.05. | 19 | 85.4 |  | 68.4 | 0 | 0 | 17 | 0
27.05. | 20 | 85.4 |  | 68.4 | 0 | 0 | 17 | 0
27.05. | 21 | 85.4 |  | 68.4 | 0 | 0 | 17 | 0
27.05. | 22 | 85.4 |  | 68.4 | 0 | 0 | 17 | 0
27.05. | 23 | 85.4 |  | 68.4 | 0 | 0 | 17 | 0
27.05. | 24 | 85.4 |  | 68.4 | 0 | 0 | 17 | 0
28.05. | 1 | 85.4 |  | 68.4 | 0 | 0 | 17 | 0
28.05. | 2 | 85.4 |  | 68.4 | 0 | 0 | 17 | 0
28.05. | 3 | 85.4 |  | 68.4 | 0 | 0 | 17 | 0
28.05. | 4 | 85.4 |  | 68.4 | 0 | 0 | 17 | 0
28.05. | 5 | 85.4 |  | 68.4 | 0 | 0 | 17 | 0
28.05. | 6 | 85.4 |  | 68.4 | 0 | 0 | 17 | 0
28.05. | 7 | 85.4 |  | 68.4 | 0 | 0 | 17 | 0
28.05. | 8 | 85.4 |  | 68.4 | 0 | 0 | 17 | 0
28.05. | 9 | 85.4 |  | 68.4 | 0 | 0 | 17 | 0
28.05. | 10 | 85.4 |  | 68.4 | 0 | 0 | 17 | 0
28.05. | 11 | 85.4 |  | 68.4 | 0 | 0 | 17 | 0
28.05. | 12 | 85.4 |  | 68.4 | 0 | 0 | 17 | 0
28.05. | 13 | 85.4 |  | 68.4 | 0 | 0 | 17 | 0
28.05. | 14 | 85.4 |  | 68.4 | 0 | 0 | 17 | 0
28.05. | 15 | 85.4 |  | 68.4 | 0 | 0 | 17 | 0
28.05. | 16 | 85.4 |  | 68.4 | 0 | 0 | 17 | 0
28.05. | 17 | 85.4 |  | 68.4 | 0 | 0 | 17 | 0
28.05. | 18 | 85.4 |  | 68.4 | 0 | 0 | 17 | 0
28.05. | 19 | 85.4 |  | 68.4 | 0 | 0 | 17 | 0
28.05. | 20 | 85.4 |  | 68.4 | 0 | 0 | 17 | 0
28.05. | 21 | 85.4 |  | 68.4 | 0 | 0 | 17 | 0
28.05. | 22 | 85.4 |  | 68.4 | 0 | 0 | 17 | 0
28.05. | 23 | 85.4 |  | 68.4 | 0 | 0 | 17 | 0
28.05. | 24 | 85.4 |  | 68.4 | 0 | 0 | 17 | 0
29.05. | 1 | 85.4 |  | 68.4 | 0 | 0 | 17 | 0
29.05. | 2 | 85.4 |  | 68.4 | 0 | 0 | 17 | 0
29.05. | 3 | 85.4 |  | 68.4 | 0 | 0 | 17 | 0
29.05. | 4 | 85.4 |  | 68.4 | 0 | 0 | 17 | 0
29.05. | 5 | 85.4 |  | 68.4 | 0 | 0 | 17 | 0
29.05. | 6 | 85.4 |  | 68.4 | 0 | 0 | 17 | 0
29.05. | 7 | 85.4 |  | 68.4 | 0 | 0 | 17 | 0
29.05. | 8 | 85.4 |  | 68.4 | 0 | 0 | 17 | 0
29.05. | 9 | 85.4 |  | 68.4 | 0 | 0 | 17 | 0
29.05. | 10 | 85.4 |  | 68.4 | 0 | 0 | 17 | 0
29.05. | 11 | 85.4 |  | 68.4 | 0 | 0 | 17 | 0
29.05. | 12 | 85.4 |  | 68.4 | 0 | 0 | 17 | 0
29.05. | 13 | 85.4 |  | 68.4 | 0 | 0 | 17 | 0
29.05. | 14 | 85.4 |  | 68.4 | 0 | 0 | 17 | 0
29.05. | 15 | 85.4 |  | 68.4 | 0 | 0 | 17 | 0
29.05. | 16 | 85.4 |  | 68.4 | 0 | 0 | 17 | 0
29.05. | 17 | 85.4 |  | 68.4 | 0 | 0 | 17 | 0
29.05. | 18 | 85.4 |  | 68.4 | 0 | 0 | 17 | 0
29.05. | 19 | 85.4 |  | 68.4 | 0 | 0 | 17 | 0
29.05. | 20 | 85.4 |  | 68.4 | 0 | 0 | 17 | 0
29.05. | 21 | 85.4 |  | 68.4 | 0 | 0 | 17 | 0
29.05. | 22 | 85.4 |  | 68.4 | 0 | 0 | 17 | 0
29.05. | 23 | 85.4 |  | 68.4 | 0 | 0 | 17 | 0
29.05. | 24 | 85.4 |  | 68.4 | 0 | 0 | 17 | 0
30.05. | 1 | 85.4 |  | 68.4 | 0 | 0 | 17 | 0
30.05. | 2 | 85.4 |  | 68.4 | 0 | 0 | 17 | 0
30.05. | 3 | 85.4 |  | 68.4 | 0 | 0 | 17 | 0
30.05. | 4 | 85.4 |  | 68.4 | 0 | 0 | 17 | 0
30.05. | 5 | 85.4 |  | 68.4 | 0 | 0 | 17 | 0
30.05. | 6 | 85.4 |  | 68.4 | 0 | 0 | 17 | 0
30.05. | 7 | 85.4 |  | 68.4 | 0 | 0 | 17 | 0
30.05. | 8 | 85.4 |  | 68.4 | 0 | 0 | 17 | 0
30.05. | 9 | 85.4 |  | 68.4 | 0 | 0 | 17 | 0
30.05. | 10 | 85.4 |  | 68.4 | 0 | 0 | 17 | 0
30.05. | 11 | 85.4 |  | 68.4 | 0 | 0 | 17 | 0
30.05. | 12 | 85.4 |  | 68.4 | 0 | 0 | 17 | 0
30.05. | 13 | 85.4 |  | 68.4 | 0 | 0 | 17 | 0
30.05. | 14 | 85.4 |  | 68.4 | 0 | 0 | 17 | 0
30.05. | 15 | 85.4 |  | 68.4 | 0 | 0 | 17 | 0
30.05. | 16 | 85.4 |  | 68.4 | 0 | 0 | 17 | 0
30.05. | 17 | 85.4 |  | 68.4 | 0 | 0 | 17 | 0
30.05. | 18 | 85.4 |  | 68.4 | 0 | 0 | 17 | 0
30.05. | 19 | 85.4 |  | 68.4 | 0 | 0 | 17 | 0
30.05. | 20 | 85.4 |  | 68.4 | 0 | 0 | 17 | 0
30.05. | 21 | 85.4 |  | 68.4 | 0 | 0 | 17 | 0
30.05. | 22 | 85.4 |  | 68.4 | 0 | 0 | 17 | 0
30.05. | 23 | 85.4 |  | 68.4 | 0 | 0 | 17 | 0
30.05. | 24 | 85.4 |  | 68.4 | 0 | 0 | 17 | 0
31.05. | 1 | 85.4 |  | 68.4 | 0 | 0 | 17 | 0
31.05. | 2 | 85.4 |  | 68.4 | 0 | 0 | 17 | 0
31.05. | 3 | 85.4 |  | 68.4 | 0 | 0 | 17 | 0
31.05. | 4 | 85.4 |  | 68.4 | 0 | 0 | 17 | 0
31.05. | 5 | 85.4 |  | 68.4 | 0 | 0 | 17 | 0
31.05. | 6 | 85.4 |  | 68.4 | 0 | 0 | 17 | 0
31.05. | 7 | 85.4 |  | 68.4 | 0 | 0 | 17 | 0
31.05. | 8 | 85.4 |  | 68.4 | 0 | 0 | 17 | 0
31.05. | 9 | 85.4 |  | 68.4 | 0 | 0 | 17 | 0
31.05. | 10 | 85.4 |  | 68.4 | 0 | 0 | 17 | 0
31.05. | 11 | 85.4 |  | 68.4 | 0 | 0 | 17 | 0
31.05. | 12 | 85.4 |  | 68.4 | 0 | 0 | 17 | 0
31.05. | 13 | 85.4 |  | 68.4 | 0 | 0 | 17 | 0
31.05. | 14 | 85.4 |  | 68.4 | 0 | 0 | 17 | 0
31.05. | 15 | 85.4 |  | 68.4 | 0 | 0 | 17 | 0
31.05. | 16 | 85.4 |  | 68.4 | 0 | 0 | 17 | 0
31.05. | 17 | 85.4 |  | 68.4 | 0 | 0 | 17 | 0
31.05. | 18 | 85.4 |  | 68.4 | 0 | 0 | 17 | 0
31.05. | 19 | 85.4 |  | 68.4 | 0 | 0 | 17 | 0
31.05. | 20 | 85.4 |  | 68.4 | 0 | 0 | 17 | 0
31.05. | 21 | 85.4 |  | 68.4 | 0 | 0 | 17 | 0
31.05. | 22 | 85.4 |  | 68.4 | 0 | 0 | 17 | 0
31.05. | 23 | 85.4 |  | 68.4 | 0 | 0 | 17 | 0
31.05. | 24 | 85.4 |  | 68.4 | 0 | 0 | 17 | 0
01.06. | 1 | 85.4 |  | 68.4 | 0 | 0 | 17 | 0
01.06. | 2 | 85.4 |  | 68.4 | 0 | 0 | 17 | 0
01.06. | 3 | 85.4 |  | 68.4 | 0 | 0 | 17 | 0
01.06. | 4 | 85.4 |  | 68.4 | 0 | 0 | 17 | 0
01.06. | 5 | 85.4 |  | 68.4 | 0 | 0 | 17 | 0
01.06. | 6 | 85.4 |  | 68.4 | 0 | 0 | 17 | 0
01.06. | 7 | 85.4 |  | 68.4 | 0 | 0 | 17 | 0
01.06. | 8 | 85.4 |  | 68.4 | 0 | 0 | 17 | 0
01.06. | 9 | 85.4 |  | 68.4 | 0 | 0 | 17 | 0
01.06. | 10 | 85.4 |  | 68.4 | 0 | 0 | 17 | 0
01.06. | 11 | 85.4 |  | 68.4 | 0 | 0 | 17 | 0
01.06. | 12 | 85.4 |  | 68.4 | 0 | 0 | 17 | 0
01.06. | 13 | 85.4 |  | 68.4 | 0 | 0 | 17 | 0
01.06. | 14 | 85.4 |  | 68.4 | 0 | 0 | 17 | 0
01.06. | 15 | 85.4 |  | 68.4 | 0 | 0 | 17 | 0
01.06. | 16 | 85.4 |  | 68.4 | 0 | 0 | 17 | 0
01.06. | 17 | 85.4 |  | 68.4 | 0 | 0 | 17 | 0
01.06. | 18 | 85.4 |  | 68.4 | 0 | 0 | 17 | 0
01.06. | 19 | 85.4 |  | 68.4 | 0 | 0 | 17 | 0
01.06. | 20 | 85.4 |  | 68.4 | 0 | 0 | 17 | 0
01.06. | 21 | 85.4 |  | 68.4 | 0 | 0 | 17 | 0
01.06. | 22 | 85.4 |  | 68.4 | 0 | 0 | 17 | 0
01.06. | 23 | 85.4 |  | 68.4 | 0 | 0 | 17 | 0
01.06. | 24 | 85.4 |  | 68.4 | 0 | 0 | 17 | 0
02.06. | 1 | 85.4 |  | 68.4 | 0 | 0 | 17 | 0
02.06. | 2 | 85.4 |  | 68.4 | 0 | 0 | 17 | 0
02.06. | 3 | 85.4 |  | 68.4 | 0 | 0 | 17 | 0
02.06. | 4 | 85.4 |  | 68.4 | 0 | 0 | 17 | 0
02.06. | 5 | 85.4 |  | 68.4 | 0 | 0 | 17 | 0
02.06. | 6 | 85.4 |  | 68.4 | 0 | 0 | 17 | 0
02.06. | 7 | 85.4 |  | 68.4 | 0 | 0 | 17 | 0
02.06. | 8 | 85.4 |  | 68.4 | 0 | 0 | 17 | 0
02.06. | 9 | 85.4 |  | 68.4 | 0 | 0 | 17 | 0
02.06. | 10 | 85.4 |  | 68.4 | 0 | 0 | 17 | 0
02.06. | 11 | 85.4 |  | 68.4 | 0 | 0 | 17 | 0
02.06. | 12 | 85.4 |  | 68.4 | 0 | 0 | 17 | 0
02.06. | 13 | 85.4 |  | 68.4 | 0 | 0 | 17 | 0
02.06. | 14 | 85.4 |  | 68.4 | 0 | 0 | 17 | 0
02.06. | 15 | 85.4 |  | 68.4 | 0 | 0 | 17 | 0
02.06. | 16 | 85.4 |  | 68.4 | 0 | 0 | 17 | 0
02.06. | 17 | 85.4 |  | 68.4 | 0 | 0 | 17 | 0
02.06. | 18 | 85.4 |  | 68.4 | 0 | 0 | 17 | 0
02.06. | 19 | 85.4 |  | 68.4 | 0 | 0 | 17 | 0
02.06. | 20 | 85.4 |  | 68.4 | 0 | 0 | 17 | 0
02.06. | 21 | 85.4 |  | 68.4 | 0 | 0 | 17 | 0
02.06. | 22 | 85.4 |  | 68.4 | 0 | 0 | 17 | 0
02.06. | 23 | 85.4 |  | 68.4 | 0 | 0 | 17 | 0
02.06. | 24 | 85.4 |  | 68.4 | 0 | 0 | 17 | 0
03.06. | 1 | 85.4 |  | 68.4 | 0 | 0 | 17 | 0
03.06. | 2 | 85.4 |  | 68.4 | 0 | 0 | 17 | 0
03.06. | 3 | 85.4 |  | 68.4 | 0 | 0 | 17 | 0
03.06. | 4 | 85.4 |  | 68.4 | 0 | 0 | 17 | 0
03.06. | 5 | 85.4 |  | 68.4 | 0 | 0 | 17 | 0
03.06. | 6 | 85.4 |  | 68.4 | 0 | 0 | 17 | 0
03.06. | 7 | 85.4 |  | 68.4 | 0 | 0 | 17 | 0
03.06. | 8 | 85.4 |  | 68.4 | 0 | 0 | 17 | 0
03.06. | 9 | 85.4 |  | 68.4 | 0 | 0 | 17 | 0
03.06. | 10 | 85.4 |  | 68.4 | 0 | 0 | 17 | 0
03.06. | 11 | 85.4 |  | 68.4 | 0 | 0 | 17 | 0
03.06. | 12 | 85.4 |  | 68.4 | 0 | 0 | 17 | 0
03.06. | 13 | 85.4 |  | 68.4 | 0 | 0 | 17 | 0
03.06. | 14 | 85.4 |  | 68.4 | 0 | 0 | 17 | 0
03.06. | 15 | 85.4 |  | 68.4 | 0 | 0 | 17 | 0
03.06. | 16 | 85.4 |  | 68.4 | 0 | 0 | 17 | 0
03.06. | 17 | 85.4 |  | 68.4 | 0 | 0 | 17 | 0
03.06. | 18 | 85.4 |  | 68.4 | 0 | 0 | 17 | 0
03.06. | 19 | 85.4 |  | 68.4 | 0 | 0 | 17 | 0
03.06. | 20 | 85.4 |  | 68.4 | 0 | 0 | 17 | 0
03.06. | 21 | 85.4 |  | 68.4 | 0 | 0 | 17 | 0
03.06. | 22 | 85.4 |  | 68.4 | 0 | 0 | 17 | 0
03.06. | 23 | 85.4 |  | 68.4 | 0 | 0 | 17 | 0
03.06. | 24 | 85.4 |  | 68.4 | 0 | 0 | 17 | 0
04.06. | 1 | 85.4 |  | 68.4 | 0 | 0 | 17 | 0
04.06. | 2 | 85.4 |  | 68.4 | 0 | 0 | 17 | 0
04.06. | 3 | 85.4 |  | 68.4 | 0 | 0 | 17 | 0
04.06. | 4 | 85.4 |  | 68.4 | 0 | 0 | 17 | 0
04.06. | 5 | 85.4 |  | 68.4 | 0 | 0 | 17 | 0
04.06. | 6 | 85.4 |  | 68.4 | 0 | 0 | 17 | 0
04.06. | 7 | 85.4 |  | 68.4 | 0 | 0 | 17 | 0
04.06. | 8 | 85.4 |  | 68.4 | 0 | 0 | 17 | 0
04.06. | 9 | 85.4 |  | 68.4 | 0 | 0 | 17 | 0
04.06. | 10 | 85.4 |  | 68.4 | 0 | 0 | 17 | 0
04.06. | 11 | 85.4 |  | 68.4 | 0 | 0 | 17 | 0
04.06. | 12 | 85.4 |  | 68.4 | 0 | 0 | 17 | 0
04.06. | 13 | 85.4 |  | 68.4 | 0 | 0 | 17 | 0
04.06. | 14 | 85.4 |  | 68.4 | 0 | 0 | 17 | 0
04.06. | 15 | 85.4 |  | 68.4 | 0 | 0 | 17 | 0
04.06. | 16 | 85.4 |  | 68.4 | 0 | 0 | 17 | 0
04.06. | 17 | 85.4 |  | 68.4 | 0 | 0 | 17 | 0
04.06. | 18 | 85.4 |  | 68.4 | 0 | 0 | 17 | 0
04.06. | 19 | 85.4 |  | 68.4 | 0 | 0 | 17 | 0
04.06. | 20 | 85.4 |  | 68.4 | 0 | 0 | 17 | 0
04.06. | 21 | 85.4 |  | 68.4 | 0 | 0 | 17 | 0
04.06. | 22 | 85.4 |  | 68.4 | 0 | 0 | 17 | 0
04.06. | 23 | 85.4 |  | 68.4 | 0 | 0 | 17 | 0
04.06. | 24 | 85.4 |  | 68.4 | 0 | 0 | 17 | 0
05.06. | 1 | 85.4 |  | 68.4 | 0 | 0 | 17 | 0
05.06. | 2 | 85.4 |  | 68.4 | 0 | 0 | 17 | 0
05.06. | 3 | 85.4 |  | 68.4 | 0 | 0 | 17 | 0
05.06. | 4 | 85.4 |  | 68.4 | 0 | 0 | 17 | 0
05.06. | 5 | 85.4 |  | 68.4 | 0 | 0 | 17 | 0
05.06. | 6 | 85.4 |  | 68.4 | 0 | 0 | 17 | 0
05.06. | 7 | 85.4 |  | 68.4 | 0 | 0 | 17 | 0
05.06. | 8 | 85.4 |  | 68.4 | 0 | 0 | 17 | 0
05.06. | 9 | 85.4 |  | 68.4 | 0 | 0 | 17 | 0
05.06. | 10 | 85.4 |  | 68.4 | 0 | 0 | 17 | 0
05.06. | 11 | 85.4 |  | 68.4 | 0 | 0 | 17 | 0
05.06. | 12 | 85.4 |  | 68.4 | 0 | 0 | 17 | 0
05.06. | 13 | 85.4 |  | 68.4 | 0 | 0 | 17 | 0
05.06. | 14 | 85.4 |  | 68.4 | 0 | 0 | 17 | 0
05.06. | 15 | 85.4 |  | 68.4 | 0 | 0 | 17 | 0
05.06. | 16 | 85.4 |  | 68.4 | 0 | 0 | 17 | 0
05.06. | 17 | 85.4 |  | 68.4 | 0 | 0 | 17 | 0
05.06. | 18 | 85.4 |  | 68.4 | 0 | 0 | 17 | 0
05.06. | 19 | 85.4 |  | 68.4 | 0 | 0 | 17 | 0
05.06. | 20 | 85.4 |  | 68.4 | 0 | 0 | 17 | 0
05.06. | 21 | 85.4 |  | 68.4 | 0 | 0 | 17 | 0
05.06. | 22 | 85.4 |  | 68.4 | 0 | 0 | 17 | 0
05.06. | 23 | 85.4 |  | 68.4 | 0 | 0 | 17 | 0
05.06. | 24 | 85.4 |  | 68.4 | 0 | 0 | 17 | 0
06.06. | 1 | 85.4 |  | 68.4 | 0 | 0 | 17 | 0
06.06. | 2 | 85.4 |  | 68.4 | 0 | 0 | 17 | 0
06.06. | 3 | 85.4 |  | 68.4 | 0 | 0 | 17 | 0
06.06. | 4 | 85.4 |  | 68.4 | 0 | 0 | 17 | 0
06.06. | 5 | 85.4 |  | 68.4 | 0 | 0 | 17 | 0
06.06. | 6 | 85.4 |  | 68.4 | 0 | 0 | 17 | 0
06.06. | 7 | 85.4 |  | 68.4 | 0 | 0 | 17 | 0
06.06. | 8 | 85.4 |  | 68.4 | 0 | 0 | 17 | 0
06.06. | 9 | 85.4 |  | 68.4 | 0 | 0 | 17 | 0
06.06. | 10 | 85.4 |  | 68.4 | 0 | 0 | 17 | 0
06.06. | 11 | 85.4 |  | 68.4 | 0 | 0 | 17 | 0
06.06. | 12 | 85.4 |  | 68.4 | 0 | 0 | 17 | 0
06.06. | 13 | 85.4 |  | 68.4 | 0 | 0 | 17 | 0
06.06. | 14 | 85.4 |  | 68.4 | 0 | 0 | 17 | 0
06.06. | 15 | 85.4 |  | 68.4 | 0 | 0 | 17 | 0
06.06. | 16 | 85.4 |  | 68.4 | 0 | 0 | 17 | 0
06.06. | 17 | 85.4 |  | 68.4 | 0 | 0 | 17 | 0
06.06. | 18 | 85.4 |  | 68.4 | 0 | 0 | 17 | 0
06.06. | 19 | 85.4 |  | 68.4 | 0 | 0 | 17 | 0
06.06. | 20 | 85.4 |  | 68.4 | 0 | 0 | 17 | 0
06.06. | 21 | 85.4 |  | 68.4 | 0 | 0 | 17 | 0
06.06. | 22 | 85.4 |  | 68.4 | 0 | 0 | 17 | 0
06.06. | 23 | 85.4 |  | 68.4 | 0 | 0 | 17 | 0
06.06. | 24 | 85.4 |  | 68.4 | 0 | 0 | 17 | 0
07.06. | 1 | 85.4 |  | 68.4 | 0 | 0 | 17 | 0
07.06. | 2 | 85.4 |  | 68.4 | 0 | 0 | 17 | 0
07.06. | 3 | 85.4 |  | 68.4 | 0 | 0 | 17 | 0
07.06. | 4 | 85.4 |  | 68.4 | 0 | 0 | 17 | 0
07.06. | 5 | 85.4 |  | 68.4 | 0 | 0 | 17 | 0
07.06. | 6 | 85.4 |  | 68.4 | 0 | 0 | 17 | 0
07.06. | 7 | 85.4 |  | 68.4 | 0 | 0 | 17 | 0
07.06. | 8 | 85.4 |  | 68.4 | 0 | 0 | 17 | 0
07.06. | 9 | 85.4 |  | 68.4 | 0 | 0 | 17 | 0
07.06. | 10 | 85.4 |  | 68.4 | 0 | 0 | 17 | 0
07.06. | 11 | 85.4 |  | 68.4 | 0 | 0 | 17 | 0
07.06. | 12 | 85.4 |  | 68.4 | 0 | 0 | 17 | 0
07.06. | 13 | 85.4 |  | 68.4 | 0 | 0 | 17 | 0
07.06. | 14 | 85.4 |  | 68.4 | 0 | 0 | 17 | 0
07.06. | 15 | 85.4 |  | 68.4 | 0 | 0 | 17 | 0
07.06. | 16 | 85.4 |  | 68.4 | 0 | 0 | 17 | 0
07.06. | 17 | 85.4 |  | 68.4 | 0 | 0 | 17 | 0
07.06. | 18 | 85.4 |  | 68.4 | 0 | 0 | 17 | 0
07.06. | 19 | 85.4 |  | 68.4 | 0 | 0 | 17 | 0
07.06. | 20 | 85.4 |  | 68.4 | 0 | 0 | 17 | 0
07.06. | 21 | 85.4 |  | 68.4 | 0 | 0 | 17 | 0
07.06. | 22 | 85.4 |  | 68.4 | 0 | 0 | 17 | 0
07.06. | 23 | 85.4 |  | 68.4 | 0 | 0 | 17 | 0
07.06. | 24 | 85.4 |  | 68.4 | 0 | 0 | 17 | 0
08.06. | 1 | 85.4 |  | 68.4 | 0 | 0 | 17 | 0
08.06. | 2 | 85.4 |  | 68.4 | 0 | 0 | 17 | 0
08.06. | 3 | 85.4 |  | 68.4 | 0 | 0 | 17 | 0
08.06. | 4 | 85.4 |  | 68.4 | 0 | 0 | 17 | 0
08.06. | 5 | 85.4 |  | 68.4 | 0 | 0 | 17 | 0
08.06. | 6 | 85.4 |  | 68.4 | 0 | 0 | 17 | 0
08.06. | 7 | 85.4 |  | 68.4 | 0 | 0 | 17 | 0
08.06. | 8 | 85.4 |  | 68.4 | 0 | 0 | 17 | 0
08.06. | 9 | 85.4 |  | 68.4 | 0 | 0 | 17 | 0
08.06. | 10 | 85.4 |  | 68.4 | 0 | 0 | 17 | 0
08.06. | 11 | 85.4 |  | 68.4 | 0 | 0 | 17 | 0
08.06. | 12 | 85.4 |  | 68.4 | 0 | 0 | 17 | 0
08.06. | 13 | 85.4 |  | 68.4 | 0 | 0 | 17 | 0
08.06. | 14 | 85.4 |  | 68.4 | 0 | 0 | 17 | 0
08.06. | 15 | 85.4 |  | 68.4 | 0 | 0 | 17 | 0
08.06. | 16 | 85.4 |  | 68.4 | 0 | 0 | 17 | 0
08.06. | 17 | 85.4 |  | 68.4 | 0 | 0 | 17 | 0
08.06. | 18 | 85.4 |  | 68.4 | 0 | 0 | 17 | 0
08.06. | 19 | 85.4 |  | 68.4 | 0 | 0 | 17 | 0
08.06. | 20 | 85.4 |  | 68.4 | 0 | 0 | 17 | 0
08.06. | 21 | 85.4 |  | 68.4 | 0 | 0 | 17 | 0
08.06. | 22 | 85.4 |  | 68.4 | 0 | 0 | 17 | 0
08.06. | 23 | 85.4 |  | 68.4 | 0 | 0 | 17 | 0
08.06. | 24 | 85.4 |  | 68.4 | 0 | 0 | 17 | 0
09.06. | 1 | 85.4 |  | 68.4 | 0 | 0 | 17 | 0
09.06. | 2 | 85.4 |  | 68.4 | 0 | 0 | 17 | 0
09.06. | 3 | 85.4 |  | 68.4 | 0 | 0 | 17 | 0
09.06. | 4 | 85.4 |  | 68.4 | 0 | 0 | 17 | 0
09.06. | 5 | 85.4 |  | 68.4 | 0 | 0 | 17 | 0
09.06. | 6 | 85.4 |  | 68.4 | 0 | 0 | 17 | 0
09.06. | 7 | 85.4 |  | 68.4 | 0 | 0 | 17 | 0
09.06. | 8 | 85.4 |  | 68.4 | 0 | 0 | 17 | 0
09.06. | 9 | 85.4 |  | 68.4 | 0 | 0 | 17 | 0
09.06. | 10 | 85.4 |  | 68.4 | 0 | 0 | 17 | 0
09.06. | 11 | 85.4 |  | 68.4 | 0 | 0 | 17 | 0
09.06. | 12 | 85.4 |  | 68.4 | 0 | 0 | 17 | 0
09.06. | 13 | 85.4 |  | 68.4 | 0 | 0 | 17 | 0
09.06. | 14 | 85.4 |  | 68.4 | 0 | 0 | 17 | 0
09.06. | 15 | 85.4 |  | 68.4 | 0 | 0 | 17 | 0
09.06. | 16 | 85.4 |  | 68.4 | 0 | 0 | 17 | 0
09.06. | 17 | 85.4 |  | 68.4 | 0 | 0 | 17 | 0
09.06. | 18 | 85.4 |  | 68.4 | 0 | 0 | 17 | 0
09.06. | 19 | 85.4 |  | 68.4 | 0 | 0 | 17 | 0
09.06. | 20 | 85.4 |  | 68.4 | 0 | 0 | 17 | 0
09.06. | 21 | 85.4 |  | 68.4 | 0 | 0 | 17 | 0
09.06. | 22 | 85.4 |  | 68.4 | 0 | 0 | 17 | 0
09.06. | 23 | 85.4 |  | 68.4 | 0 | 0 | 17 | 0
09.06. | 24 | 85.4 |  | 68.4 | 0 | 0 | 17 | 0
10.06. | 1 | 85.4 |  | 68.4 | 0 | 0 | 17 | 0
10.06. | 2 | 85.4 |  | 68.4 | 0 | 0 | 17 | 0
10.06. | 3 | 85.4 |  | 68.4 | 0 | 0 | 17 | 0
10.06. | 4 | 85.4 |  | 68.4 | 0 | 0 | 17 | 0
10.06. | 5 | 85.4 |  | 68.4 | 0 | 0 | 17 | 0
10.06. | 6 | 85.4 |  | 68.4 | 0 | 0 | 17 | 0
10.06. | 7 | 85.4 |  | 68.4 | 0 | 0 | 17 | 0
10.06. | 8 | 85.4 |  | 68.4 | 0 | 0 | 17 | 0
10.06. | 9 | 85.4 |  | 68.4 | 0 | 0 | 17 | 0
10.06. | 10 | 85.4 |  | 68.4 | 0 | 0 | 17 | 0
10.06. | 11 | 85.4 |  | 68.4 | 0 | 0 | 17 | 0
10.06. | 12 | 85.4 |  | 68.4 | 0 | 0 | 17 | 0
10.06. | 13 | 85.4 |  | 68.4 | 0 | 0 | 17 | 0
10.06. | 14 | 85.4 |  | 68.4 | 0 | 0 | 17 | 0
10.06. | 15 | 85.4 |  | 68.4 | 0 | 0 | 17 | 0
10.06. | 16 | 85.4 |  | 68.4 | 0 | 0 | 17 | 0
10.06. | 17 | 85.4 |  | 68.4 | 0 | 0 | 17 | 0
10.06. | 18 | 85.4 |  | 68.4 | 0 | 0 | 17 | 0
10.06. | 19 | 85.4 |  | 68.4 | 0 | 0 | 17 | 0
10.06. | 20 | 85.4 |  | 68.4 | 0 | 0 | 17 | 0
10.06. | 21 | 85.4 |  | 68.4 | 0 | 0 | 17 | 0
10.06. | 22 | 85.4 |  | 68.4 | 0 | 0 | 17 | 0
10.06. | 23 | 85.4 |  | 68.4 | 0 | 0 | 17 | 0
10.06. | 24 | 85.4 |  | 68.4 | 0 | 0 | 17 | 0
11.06. | 1 | 85.4 |  | 68.4 | 0 | 0 | 17 | 0
11.06. | 2 | 85.4 |  | 68.4 | 0 | 0 | 17 | 0
11.06. | 3 | 85.4 |  | 68.4 | 0 | 0 | 17 | 0
11.06. | 4 | 85.4 |  | 68.4 | 0 | 0 | 17 | 0
11.06. | 5 | 85.4 |  | 68.4 | 0 | 0 | 17 | 0
11.06. | 6 | 85.4 |  | 68.4 | 0 | 0 | 17 | 0
11.06. | 7 | 85.4 |  | 68.4 | 0 | 0 | 17 | 0
11.06. | 8 | 85.4 |  | 68.4 | 0 | 0 | 17 | 0
11.06. | 9 | 85.4 |  | 68.4 | 0 | 0 | 17 | 0
11.06. | 10 | 85.4 |  | 68.4 | 0 | 0 | 17 | 0
11.06. | 11 | 85.4 |  | 68.4 | 0 | 0 | 17 | 0
11.06. | 12 | 85.4 |  | 68.4 | 0 | 0 | 17 | 0
11.06. | 13 | 85.4 |  | 68.4 | 0 | 0 | 17 | 0
11.06. | 14 | 85.4 |  | 68.4 | 0 | 0 | 17 | 0
11.06. | 15 | 85.4 |  | 68.4 | 0 | 0 | 17 | 0
11.06. | 16 | 85.4 |  | 68.4 | 0 | 0 | 17 | 0
11.06. | 17 | 85.4 |  | 68.4 | 0 | 0 | 17 | 0
11.06. | 18 | 85.4 |  | 68.4 | 0 | 0 | 17 | 0
11.06. | 19 | 85.4 |  | 68.4 | 0 | 0 | 17 | 0
11.06. | 20 | 85.4 |  | 68.4 | 0 | 0 | 17 | 0
11.06. | 21 | 85.4 |  | 68.4 | 0 | 0 | 17 | 0
11.06. | 22 | 85.4 |  | 68.4 | 0 | 0 | 17 | 0
11.06. | 23 | 85.4 |  | 68.4 | 0 | 0 | 17 | 0
11.06. | 24 | 85.4 |  | 68.4 | 0 | 0 | 17 | 0
12.06. | 1 | 85.4 |  | 68.4 | 0 | 0 | 17 | 0
12.06. | 2 | 85.4 |  | 68.4 | 0 | 0 | 17 | 0
12.06. | 3 | 85.4 |  | 68.4 | 0 | 0 | 17 | 0
12.06. | 4 | 85.4 |  | 68.4 | 0 | 0 | 17 | 0
12.06. | 5 | 85.4 |  | 68.4 | 0 | 0 | 17 | 0
12.06. | 6 | 85.4 |  | 68.4 | 0 | 0 | 17 | 0
12.06. | 7 | 85.4 |  | 68.4 | 0 | 0 | 17 | 0
12.06. | 8 | 85.4 |  | 68.4 | 0 | 0 | 17 | 0
12.06. | 9 | 85.4 |  | 68.4 | 0 | 0 | 17 | 0
12.06. | 10 | 85.4 |  | 68.4 | 0 | 0 | 17 | 0
12.06. | 11 | 85.4 |  | 68.4 | 0 | 0 | 17 | 0
12.06. | 12 | 85.4 |  | 68.4 | 0 | 0 | 17 | 0
12.06. | 13 | 85.4 |  | 68.4 | 0 | 0 | 17 | 0
12.06. | 14 | 85.4 |  | 68.4 | 0 | 0 | 17 | 0
12.06. | 15 | 85.4 |  | 68.4 | 0 | 0 | 17 | 0
12.06. | 16 | 85.4 |  | 68.4 | 0 | 0 | 17 | 0
12.06. | 17 | 85.4 |  | 68.4 | 0 | 0 | 17 | 0
12.06. | 18 | 85.4 |  | 68.4 | 0 | 0 | 17 | 0
12.06. | 19 | 85.4 |  | 68.4 | 0 | 0 | 17 | 0
12.06. | 20 | 85.4 |  | 68.4 | 0 | 0 | 17 | 0
12.06. | 21 | 85.4 |  | 68.4 | 0 | 0 | 17 | 0
12.06. | 22 | 85.4 |  | 68.4 | 0 | 0 | 17 | 0
12.06. | 23 | 85.4 |  | 68.4 | 0 | 0 | 17 | 0
12.06. | 24 | 85.4 |  | 68.4 | 0 | 0 | 17 | 0
13.06. | 1 | 85.4 |  | 68.4 | 0 | 0 | 17 | 0
13.06. | 2 | 85.4 |  | 68.4 | 0 | 0 | 17 | 0
13.06. | 3 | 85.4 |  | 68.4 | 0 | 0 | 17 | 0
13.06. | 4 | 85.4 |  | 68.4 | 0 | 0 | 17 | 0
13.06. | 5 | 85.4 |  | 68.4 | 0 | 0 | 17 | 0
13.06. | 6 | 85.4 |  | 68.4 | 0 | 0 | 17 | 0
13.06. | 7 | 85.4 |  | 68.4 | 0 | 0 | 17 | 0
13.06. | 8 | 85.4 |  | 68.4 | 0 | 0 | 17 | 0
13.06. | 9 | 85.4 |  | 68.4 | 0 | 0 | 17 | 0
13.06. | 10 | 85.4 |  | 68.4 | 0 | 0 | 17 | 0
13.06. | 11 | 85.4 |  | 68.4 | 0 | 0 | 17 | 0
13.06. | 12 | 85.4 |  | 68.4 | 0 | 0 | 17 | 0
13.06. | 13 | 85.4 |  | 68.4 | 0 | 0 | 17 | 0
13.06. | 14 | 85.4 |  | 68.4 | 0 | 0 | 17 | 0
13.06. | 15 | 85.4 |  | 68.4 | 0 | 0 | 17 | 0
13.06. | 16 | 85.4 |  | 68.4 | 0 | 0 | 17 | 0
13.06. | 17 | 85.4 |  | 68.4 | 0 | 0 | 17 | 0
13.06. | 18 | 85.4 |  | 68.4 | 0 | 0 | 17 | 0
13.06. | 19 | 85.4 |  | 68.4 | 0 | 0 | 17 | 0
13.06. | 20 | 85.4 |  | 68.4 | 0 | 0 | 17 | 0
13.06. | 21 | 85.4 |  | 68.4 | 0 | 0 | 17 | 0
13.06. | 22 | 85.4 |  | 68.4 | 0 | 0 | 17 | 0
13.06. | 23 | 85.4 |  | 68.4 | 0 | 0 | 17 | 0
13.06. | 24 | 85.4 |  | 68.4 | 0 | 0 | 17 | 0
14.06. | 1 | 85.4 |  | 68.4 | 0 | 0 | 17 | 0
14.06. | 2 | 85.4 |  | 68.4 | 0 | 0 | 17 | 0
14.06. | 3 | 85.4 |  | 68.4 | 0 | 0 | 17 | 0
14.06. | 4 | 85.4 |  | 68.4 | 0 | 0 | 17 | 0
14.06. | 5 | 85.4 |  | 68.4 | 0 | 0 | 17 | 0
14.06. | 6 | 85.4 |  | 68.4 | 0 | 0 | 17 | 0
14.06. | 7 | 85.4 |  | 68.4 | 0 | 0 | 17 | 0
14.06. | 8 | 85.4 |  | 68.4 | 0 | 0 | 17 | 0
14.06. | 9 | 85.4 |  | 68.4 | 0 | 0 | 17 | 0
14.06. | 10 | 85.4 |  | 68.4 | 0 | 0 | 17 | 0
14.06. | 11 | 85.4 |  | 68.4 | 0 | 0 | 17 | 0
14.06. | 12 | 85.4 |  | 68.4 | 0 | 0 | 17 | 0
14.06. | 13 | 85.4 |  | 68.4 | 0 | 0 | 17 | 0
14.06. | 14 | 85.4 |  | 68.4 | 0 | 0 | 17 | 0
14.06. | 15 | 85.4 |  | 68.4 | 0 | 0 | 17 | 0
14.06. | 16 | 85.4 |  | 68.4 | 0 | 0 | 17 | 0
14.06. | 17 | 85.4 |  | 68.4 | 0 | 0 | 17 | 0
14.06. | 18 | 85.4 |  | 68.4 | 0 | 0 | 17 | 0
14.06. | 19 | 85.4 |  | 68.4 | 0 | 0 | 17 | 0
14.06. | 20 | 85.4 |  | 68.4 | 0 | 0 | 17 | 0
14.06. | 21 | 85.4 |  | 68.4 | 0 | 0 | 17 | 0
14.06. | 22 | 85.4 |  | 68.4 | 0 | 0 | 17 | 0
14.06. | 23 | 85.4 |  | 68.4 | 0 | 0 | 17 | 0
14.06. | 24 | 85.4 |  | 68.4 | 0 | 0 | 17 | 0
15.06. | 1 | 85.4 |  | 68.4 | 0 | 0 | 17 | 0
15.06. | 2 | 85.4 |  | 68.4 | 0 | 0 | 17 | 0
15.06. | 3 | 85.4 |  | 68.4 | 0 | 0 | 17 | 0
15.06. | 4 | 85.4 |  | 68.4 | 0 | 0 | 17 | 0
15.06. | 5 | 85.4 |  | 68.4 | 0 | 0 | 17 | 0
15.06. | 6 | 85.4 |  | 68.4 | 0 | 0 | 17 | 0
15.06. | 7 | 85.4 |  | 68.4 | 0 | 0 | 17 | 0
15.06. | 8 | 85.4 |  | 68.4 | 0 | 0 | 17 | 0
15.06. | 9 | 85.4 |  | 68.4 | 0 | 0 | 17 | 0
15.06. | 10 | 85.4 |  | 68.4 | 0 | 0 | 17 | 0
15.06. | 11 | 85.4 |  | 68.4 | 0 | 0 | 17 | 0
15.06. | 12 | 85.4 |  | 68.4 | 0 | 0 | 17 | 0
15.06. | 13 | 85.4 |  | 68.4 | 0 | 0 | 17 | 0
15.06. | 14 | 85.4 |  | 68.4 | 0 | 0 | 17 | 0
15.06. | 15 | 85.4 |  | 68.4 | 0 | 0 | 17 | 0
15.06. | 16 | 85.4 |  | 68.4 | 0 | 0 | 17 | 0
15.06. | 17 | 85.4 |  | 68.4 | 0 | 0 | 17 | 0
15.06. | 18 | 85.4 |  | 68.4 | 0 | 0 | 17 | 0
15.06. | 19 | 85.4 |  | 68.4 | 0 | 0 | 17 | 0
15.06. | 20 | 85.4 |  | 68.4 | 0 | 0 | 17 | 0
15.06. | 21 | 85.4 |  | 68.4 | 0 | 0 | 17 | 0
15.06. | 22 | 85.4 |  | 68.4 | 0 | 0 | 17 | 0
15.06. | 23 | 85.4 |  | 68.4 | 0 | 0 | 17 | 0
15.06. | 24 | 85.4 |  | 68.4 | 0 | 0 | 17 | 0
16.06. | 1 | 85.4 |  | 68.4 | 0 | 0 | 17 | 0
16.06. | 2 | 85.4 |  | 68.4 | 0 | 0 | 17 | 0
16.06. | 3 | 85.4 |  | 68.4 | 0 | 0 | 17 | 0
16.06. | 4 | 85.4 |  | 68.4 | 0 | 0 | 17 | 0
16.06. | 5 | 85.4 |  | 68.4 | 0 | 0 | 17 | 0
16.06. | 6 | 85.4 |  | 68.4 | 0 | 0 | 17 | 0
16.06. | 7 | 85.4 |  | 68.4 | 0 | 0 | 17 | 0
16.06. | 8 | 85.4 |  | 68.4 | 0 | 0 | 17 | 0
16.06. | 9 | 85.4 |  | 68.4 | 0 | 0 | 17 | 0
16.06. | 10 | 85.4 |  | 68.4 | 0 | 0 | 17 | 0
16.06. | 11 | 85.4 |  | 68.4 | 0 | 0 | 17 | 0
16.06. | 12 | 85.4 |  | 68.4 | 0 | 0 | 17 | 0
16.06. | 13 | 85.4 |  | 68.4 | 0 | 0 | 17 | 0
16.06. | 14 | 85.4 |  | 68.4 | 0 | 0 | 17 | 0
16.06. | 15 | 85.4 |  | 68.4 | 0 | 0 | 17 | 0
16.06. | 16 | 85.4 |  | 68.4 | 0 | 0 | 17 | 0
16.06. | 17 | 85.4 |  | 68.4 | 0 | 0 | 17 | 0
16.06. | 18 | 85.4 |  | 68.4 | 0 | 0 | 17 | 0
16.06. | 19 | 85.4 |  | 68.4 | 0 | 0 | 17 | 0
16.06. | 20 | 85.4 |  | 68.4 | 0 | 0 | 17 | 0
16.06. | 21 | 85.4 |  | 68.4 | 0 | 0 | 17 | 0
16.06. | 22 | 85.4 |  | 68.4 | 0 | 0 | 17 | 0
16.06. | 23 | 85.4 |  | 68.4 | 0 | 0 | 17 | 0
16.06. | 24 | 85.4 |  | 68.4 | 0 | 0 | 17 | 0
17.06. | 1 | 85.4 |  | 68.4 | 0 | 0 | 17 | 0
17.06. | 2 | 85.4 |  | 68.4 | 0 | 0 | 17 | 0
17.06. | 3 | 85.4 |  | 68.4 | 0 | 0 | 17 | 0
17.06. | 4 | 85.4 |  | 68.4 | 0 | 0 | 17 | 0
17.06. | 5 | 85.4 |  | 68.4 | 0 | 0 | 17 | 0
17.06. | 6 | 85.4 |  | 68.4 | 0 | 0 | 17 | 0
17.06. | 7 | 85.4 |  | 68.4 | 0 | 0 | 17 | 0
17.06. | 8 | 85.4 |  | 68.4 | 0 | 0 | 17 | 0
17.06. | 9 | 85.4 |  | 68.4 | 0 | 0 | 17 | 0
17.06. | 10 | 85.4 |  | 68.4 | 0 | 0 | 17 | 0
17.06. | 11 | 85.4 |  | 68.4 | 0 | 0 | 17 | 0
17.06. | 12 | 85.4 |  | 68.4 | 0 | 0 | 17 | 0
17.06. | 13 | 85.4 |  | 68.4 | 0 | 0 | 17 | 0
17.06. | 14 | 85.4 |  | 68.4 | 0 | 0 | 17 | 0
17.06. | 15 | 85.4 |  | 68.4 | 0 | 0 | 17 | 0
17.06. | 16 | 85.4 |  | 68.4 | 0 | 0 | 17 | 0
17.06. | 17 | 85.4 |  | 68.4 | 0 | 0 | 17 | 0
17.06. | 18 | 85.4 |  | 68.4 | 0 | 0 | 17 | 0
17.06. | 19 | 85.4 |  | 68.4 | 0 | 0 | 17 | 0
17.06. | 20 | 85.4 |  | 68.4 | 0 | 0 | 17 | 0
17.06. | 21 | 85.4 |  | 68.4 | 0 | 0 | 17 | 0
17.06. | 22 | 85.4 |  | 68.4 | 0 | 0 | 17 | 0
17.06. | 23 | 85.4 |  | 68.4 | 0 | 0 | 17 | 0
17.06. | 24 | 85.4 |  | 68.4 | 0 | 0 | 17 | 0
18.06. | 1 | 85.4 |  | 68.4 | 0 | 0 | 17 | 0
18.06. | 2 | 85.4 |  | 68.4 | 0 | 0 | 17 | 0
18.06. | 3 | 85.4 |  | 68.4 | 0 | 0 | 17 | 0
18.06. | 4 | 85.4 |  | 68.4 | 0 | 0 | 17 | 0
18.06. | 5 | 85.4 |  | 68.4 | 0 | 0 | 17 | 0
18.06. | 6 | 85.4 |  | 68.4 | 0 | 0 | 17 | 0
18.06. | 7 | 85.4 |  | 68.4 | 0 | 0 | 17 | 0
18.06. | 8 | 85.4 |  | 68.4 | 0 | 0 | 17 | 0
18.06. | 9 | 85.4 |  | 68.4 | 0 | 0 | 17 | 0
18.06. | 10 | 85.4 |  | 68.4 | 0 | 0 | 17 | 0
18.06. | 11 | 85.4 |  | 68.4 | 0 | 0 | 17 | 0
18.06. | 12 | 85.4 |  | 68.4 | 0 | 0 | 17 | 0
18.06. | 13 | 85.4 |  | 68.4 | 0 | 0 | 17 | 0
18.06. | 14 | 85.4 |  | 68.4 | 0 | 0 | 17 | 0
18.06. | 15 | 85.4 |  | 68.4 | 0 | 0 | 17 | 0
18.06. | 16 | 85.4 |  | 68.4 | 0 | 0 | 17 | 0
18.06. | 17 | 85.4 |  | 68.4 | 0 | 0 | 17 | 0
18.06. | 18 | 85.4 |  | 68.4 | 0 | 0 | 17 | 0
18.06. | 19 | 85.4 |  | 68.4 | 0 | 0 | 17 | 0
18.06. | 20 | 85.4 |  | 68.4 | 0 | 0 | 17 | 0
18.06. | 21 | 85.4 |  | 68.4 | 0 | 0 | 17 | 0
18.06. | 22 | 85.4 |  | 68.4 | 0 | 0 | 17 | 0
18.06. | 23 | 85.4 |  | 68.4 | 0 | 0 | 17 | 0
18.06. | 24 | 85.4 |  | 68.4 | 0 | 0 | 17 | 0
19.06. | 1 | 85.4 |  | 68.4 | 0 | 0 | 17 | 0
19.06. | 2 | 85.4 |  | 68.4 | 0 | 0 | 17 | 0
19.06. | 3 | 85.4 |  | 68.4 | 0 | 0 | 17 | 0
19.06. | 4 | 85.4 |  | 68.4 | 0 | 0 | 17 | 0
19.06. | 5 | 85.4 |  | 68.4 | 0 | 0 | 17 | 0
19.06. | 6 | 85.4 |  | 68.4 | 0 | 0 | 17 | 0
19.06. | 7 | 85.4 |  | 68.4 | 0 | 0 | 17 | 0
19.06. | 8 | 85.4 |  | 68.4 | 0 | 0 | 17 | 0
19.06. | 9 | 85.4 |  | 68.4 | 0 | 0 | 17 | 0
19.06. | 10 | 85.4 |  | 68.4 | 0 | 0 | 17 | 0
19.06. | 11 | 85.4 |  | 68.4 | 0 | 0 | 17 | 0
19.06. | 12 | 85.4 |  | 68.4 | 0 | 0 | 17 | 0
19.06. | 13 | 85.4 |  | 68.4 | 0 | 0 | 17 | 0
19.06. | 14 | 85.4 |  | 68.4 | 0 | 0 | 17 | 0
19.06. | 15 | 85.4 |  | 68.4 | 0 | 0 | 17 | 0
19.06. | 16 | 85.4 |  | 68.4 | 0 | 0 | 17 | 0
19.06. | 17 | 85.4 |  | 68.4 | 0 | 0 | 17 | 0
19.06. | 18 | 85.4 |  | 68.4 | 0 | 0 | 17 | 0
19.06. | 19 | 85.4 |  | 68.4 | 0 | 0 | 17 | 0
19.06. | 20 | 85.4 |  | 68.4 | 0 | 0 | 17 | 0
19.06. | 21 | 85.4 |  | 68.4 | 0 | 0 | 17 | 0
19.06. | 22 | 85.4 |  | 68.4 | 0 | 0 | 17 | 0
19.06. | 23 | 85.4 |  | 68.4 | 0 | 0 | 17 | 0
19.06. | 24 | 85.4 |  | 68.4 | 0 | 0 | 17 | 0
20.06. | 1 | 85.4 |  | 68.4 | 0 | 0 | 17 | 0
20.06. | 2 | 85.4 |  | 68.4 | 0 | 0 | 17 | 0
20.06. | 3 | 85.4 |  | 68.4 | 0 | 0 | 17 | 0
20.06. | 4 | 85.4 |  | 68.4 | 0 | 0 | 17 | 0
20.06. | 5 | 85.4 |  | 68.4 | 0 | 0 | 17 | 0
20.06. | 6 | 85.4 |  | 68.4 | 0 | 0 | 17 | 0
20.06. | 7 | 85.4 |  | 68.4 | 0 | 0 | 17 | 0
20.06. | 8 | 85.4 |  | 68.4 | 0 | 0 | 17 | 0
20.06. | 9 | 85.4 |  | 68.4 | 0 | 0 | 17 | 0
20.06. | 10 | 85.4 |  | 68.4 | 0 | 0 | 17 | 0
20.06. | 11 | 85.4 |  | 68.4 | 0 | 0 | 17 | 0
20.06. | 12 | 85.4 |  | 68.4 | 0 | 0 | 17 | 0
20.06. | 13 | 85.4 |  | 68.4 | 0 | 0 | 17 | 0
20.06. | 14 | 85.4 |  | 68.4 | 0 | 0 | 17 | 0
20.06. | 15 | 85.4 |  | 68.4 | 0 | 0 | 17 | 0
20.06. | 16 | 85.4 |  | 68.4 | 0 | 0 | 17 | 0
20.06. | 17 | 85.4 |  | 68.4 | 0 | 0 | 17 | 0
20.06. | 18 | 85.4 |  | 68.4 | 0 | 0 | 17 | 0
20.06. | 19 | 85.4 |  | 68.4 | 0 | 0 | 17 | 0
20.06. | 20 | 85.4 |  | 68.4 | 0 | 0 | 17 | 0
20.06. | 21 | 85.4 |  | 68.4 | 0 | 0 | 17 | 0
20.06. | 22 | 85.4 |  | 68.4 | 0 | 0 | 17 | 0
20.06. | 23 | 85.4 |  | 68.4 | 0 | 0 | 17 | 0
20.06. | 24 | 85.4 |  | 68.4 | 0 | 0 | 17 | 0
21.06. | 1 | 85.4 |  | 68.4 | 0 | 0 | 17 | 0
21.06. | 2 | 85.4 |  | 68.4 | 0 | 0 | 17 | 0
21.06. | 3 | 85.4 |  | 68.4 | 0 | 0 | 17 | 0
21.06. | 4 | 85.4 |  | 68.4 | 0 | 0 | 17 | 0
21.06. | 5 | 85.4 |  | 68.4 | 0 | 0 | 17 | 0
21.06. | 6 | 85.4 |  | 68.4 | 0 | 0 | 17 | 0
21.06. | 7 | 85.4 |  | 68.4 | 0 | 0 | 17 | 0
21.06. | 8 | 85.4 |  | 68.4 | 0 | 0 | 17 | 0
21.06. | 9 | 85.4 |  | 68.4 | 0 | 0 | 17 | 0
21.06. | 10 | 85.4 |  | 68.4 | 0 | 0 | 17 | 0
21.06. | 11 | 85.4 |  | 68.4 | 0 | 0 | 17 | 0
21.06. | 12 | 85.4 |  | 68.4 | 0 | 0 | 17 | 0
21.06. | 13 | 85.4 |  | 68.4 | 0 | 0 | 17 | 0
21.06. | 14 | 85.4 |  | 68.4 | 0 | 0 | 17 | 0
21.06. | 15 | 85.4 |  | 68.4 | 0 | 0 | 17 | 0
21.06. | 16 | 85.4 |  | 68.4 | 0 | 0 | 17 | 0
21.06. | 17 | 85.4 |  | 68.4 | 0 | 0 | 17 | 0
21.06. | 18 | 85.4 |  | 68.4 | 0 | 0 | 17 | 0
21.06. | 19 | 85.4 |  | 68.4 | 0 | 0 | 17 | 0
21.06. | 20 | 85.4 |  | 68.4 | 0 | 0 | 17 | 0
21.06. | 21 | 85.4 |  | 68.4 | 0 | 0 | 17 | 0
21.06. | 22 | 85.4 |  | 68.4 | 0 | 0 | 17 | 0
21.06. | 23 | 85.4 |  | 68.4 | 0 | 0 | 17 | 0
21.06. | 24 | 85.4 |  | 68.4 | 0 | 0 | 17 | 0
22.06. | 1 | 85.4 |  | 68.4 | 0 | 0 | 17 | 0
22.06. | 2 | 85.4 |  | 68.4 | 0 | 0 | 17 | 0
22.06. | 3 | 85.4 |  | 68.4 | 0 | 0 | 17 | 0
22.06. | 4 | 85.4 |  | 68.4 | 0 | 0 | 17 | 0
22.06. | 5 | 85.4 |  | 68.4 | 0 | 0 | 17 | 0
22.06. | 6 | 85.4 |  | 68.4 | 0 | 0 | 17 | 0
22.06. | 7 | 85.4 |  | 68.4 | 0 | 0 | 17 | 0
22.06. | 8 | 85.4 |  | 68.4 | 0 | 0 | 17 | 0
22.06. | 9 | 85.4 |  | 68.4 | 0 | 0 | 17 | 0
22.06. | 10 | 85.4 |  | 68.4 | 0 | 0 | 17 | 0
22.06. | 11 | 85.4 |  | 68.4 | 0 | 0 | 17 | 0
22.06. | 12 | 85.4 |  | 68.4 | 0 | 0 | 17 | 0
22.06. | 13 | 85.4 |  | 68.4 | 0 | 0 | 17 | 0
22.06. | 14 | 85.4 |  | 68.4 | 0 | 0 | 17 | 0
22.06. | 15 | 85.4 |  | 68.4 | 0 | 0 | 17 | 0
22.06. | 16 | 85.4 |  | 68.4 | 0 | 0 | 17 | 0
22.06. | 17 | 85.4 |  | 68.4 | 0 | 0 | 17 | 0
22.06. | 18 | 85.4 |  | 68.4 | 0 | 0 | 17 | 0
22.06. | 19 | 85.4 |  | 68.4 | 0 | 0 | 17 | 0
22.06. | 20 | 85.4 |  | 68.4 | 0 | 0 | 17 | 0
22.06. | 21 | 85.4 |  | 68.4 | 0 | 0 | 17 | 0
22.06. | 22 | 85.4 |  | 68.4 | 0 | 0 | 17 | 0
22.06. | 23 | 85.4 |  | 68.4 | 0 | 0 | 17 | 0
22.06. | 24 | 85.4 |  | 68.4 | 0 | 0 | 17 | 0
23.06. | 1 | 85.4 |  | 68.4 | 0 | 0 | 17 | 0
23.06. | 2 | 85.4 |  | 68.4 | 0 | 0 | 17 | 0
23.06. | 3 | 85.4 |  | 68.4 | 0 | 0 | 17 | 0
23.06. | 4 | 85.4 |  | 68.4 | 0 | 0 | 17 | 0
23.06. | 5 | 85.4 |  | 68.4 | 0 | 0 | 17 | 0
23.06. | 6 | 85.4 |  | 68.4 | 0 | 0 | 17 | 0
23.06. | 7 | 85.4 |  | 68.4 | 0 | 0 | 17 | 0
23.06. | 8 | 85.4 |  | 68.4 | 0 | 0 | 17 | 0
23.06. | 9 | 85.4 |  | 68.4 | 0 | 0 | 17 | 0
23.06. | 10 | 85.4 |  | 68.4 | 0 | 0 | 17 | 0
23.06. | 11 | 85.4 |  | 68.4 | 0 | 0 | 17 | 0
23.06. | 12 | 85.4 |  | 68.4 | 0 | 0 | 17 | 0
23.06. | 13 | 85.4 |  | 68.4 | 0 | 0 | 17 | 0
23.06. | 14 | 85.4 |  | 68.4 | 0 | 0 | 17 | 0
23.06. | 15 | 85.4 |  | 68.4 | 0 | 0 | 17 | 0
23.06. | 16 | 85.4 |  | 68.4 | 0 | 0 | 17 | 0
23.06. | 17 | 85.4 |  | 68.4 | 0 | 0 | 17 | 0
23.06. | 18 | 85.4 |  | 68.4 | 0 | 0 | 17 | 0
23.06. | 19 | 85.4 |  | 68.4 | 0 | 0 | 17 | 0
23.06. | 20 | 85.4 |  | 68.4 | 0 | 0 | 17 | 0
23.06. | 21 | 85.4 |  | 68.4 | 0 | 0 | 17 | 0
23.06. | 22 | 85.4 |  | 68.4 | 0 | 0 | 17 | 0
23.06. | 23 | 85.4 |  | 68.4 | 0 | 0 | 17 | 0
23.06. | 24 | 85.4 |  | 68.4 | 0 | 0 | 17 | 0
24.06. | 1 | 85.4 |  | 68.4 | 0 | 0 | 17 | 0
24.06. | 2 | 85.4 |  | 68.4 | 0 | 0 | 17 | 0
24.06. | 3 | 85.4 |  | 68.4 | 0 | 0 | 17 | 0
24.06. | 4 | 85.4 |  | 68.4 | 0 | 0 | 17 | 0
24.06. | 5 | 85.4 |  | 68.4 | 0 | 0 | 17 | 0
24.06. | 6 | 85.4 |  | 68.4 | 0 | 0 | 17 | 0
24.06. | 7 | 85.4 |  | 68.4 | 0 | 0 | 17 | 0
24.06. | 8 | 85.4 |  | 68.4 | 0 | 0 | 17 | 0
24.06. | 9 | 85.4 |  | 68.4 | 0 | 0 | 17 | 0
24.06. | 10 | 85.4 |  | 68.4 | 0 | 0 | 17 | 0
24.06. | 11 | 85.4 |  | 68.4 | 0 | 0 | 17 | 0
24.06. | 12 | 85.4 |  | 68.4 | 0 | 0 | 17 | 0
24.06. | 13 | 85.4 |  | 68.4 | 0 | 0 | 17 | 0
24.06. | 14 | 85.4 |  | 68.4 | 0 | 0 | 17 | 0
24.06. | 15 | 85.4 |  | 68.4 | 0 | 0 | 17 | 0
24.06. | 16 | 85.4 |  | 68.4 | 0 | 0 | 17 | 0
24.06. | 17 | 85.4 |  | 68.4 | 0 | 0 | 17 | 0
24.06. | 18 | 85.4 |  | 68.4 | 0 | 0 | 17 | 0
24.06. | 19 | 85.4 |  | 68.4 | 0 | 0 | 17 | 0
24.06. | 20 | 85.4 |  | 68.4 | 0 | 0 | 17 | 0
24.06. | 21 | 85.4 |  | 68.4 | 0 | 0 | 17 | 0
24.06. | 22 | 85.4 |  | 68.4 | 0 | 0 | 17 | 0
24.06. | 23 | 85.4 |  | 68.4 | 0 | 0 | 17 | 0
24.06. | 24 | 85.4 |  | 68.4 | 0 | 0 | 17 | 0
25.06. | 1 | 85.4 |  | 68.4 | 0 | 0 | 17 | 0
25.06. | 2 | 85.4 |  | 68.4 | 0 | 0 | 17 | 0
25.06. | 3 | 85.4 |  | 68.4 | 0 | 0 | 17 | 0
25.06. | 4 | 85.4 |  | 68.4 | 0 | 0 | 17 | 0
25.06. | 5 | 85.4 |  | 68.4 | 0 | 0 | 17 | 0
25.06. | 6 | 85.4 |  | 68.4 | 0 | 0 | 17 | 0
25.06. | 7 | 85.4 |  | 68.4 | 0 | 0 | 17 | 0
25.06. | 8 | 85.4 |  | 68.4 | 0 | 0 | 17 | 0
25.06. | 9 | 85.4 |  | 68.4 | 0 | 0 | 17 | 0
25.06. | 10 | 85.4 |  | 68.4 | 0 | 0 | 17 | 0
25.06. | 11 | 85.4 |  | 68.4 | 0 | 0 | 17 | 0
25.06. | 12 | 85.4 |  | 68.4 | 0 | 0 | 17 | 0
25.06. | 13 | 85.4 |  | 68.4 | 0 | 0 | 17 | 0
25.06. | 14 | 85.4 |  | 68.4 | 0 | 0 | 17 | 0
25.06. | 15 | 85.4 |  | 68.4 | 0 | 0 | 17 | 0
25.06. | 16 | 85.4 |  | 68.4 | 0 | 0 | 17 | 0
25.06. | 17 | 85.4 |  | 68.4 | 0 | 0 | 17 | 0
25.06. | 18 | 85.4 |  | 68.4 | 0 | 0 | 17 | 0
25.06. | 19 | 85.4 |  | 68.4 | 0 | 0 | 17 | 0
25.06. | 20 | 85.4 |  | 68.4 | 0 | 0 | 17 | 0
25.06. | 21 | 85.4 |  | 68.4 | 0 | 0 | 17 | 0
25.06. | 22 | 85.4 |  | 68.4 | 0 | 0 | 17 | 0
25.06. | 23 | 85.4 |  | 68.4 | 0 | 0 | 17 | 0
25.06. | 24 | 85.4 |  | 68.4 | 0 | 0 | 17 | 0
26.06. | 1 | 85.4 |  | 68.4 | 0 | 0 | 17 | 0
26.06. | 2 | 85.4 |  | 68.4 | 0 | 0 | 17 | 0
26.06. | 3 | 85.4 |  | 68.4 | 0 | 0 | 17 | 0
26.06. | 4 | 85.4 |  | 68.4 | 0 | 0 | 17 | 0
26.06. | 5 | 85.4 |  | 68.4 | 0 | 0 | 17 | 0
26.06. | 6 | 85.4 |  | 68.4 | 0 | 0 | 17 | 0
26.06. | 7 | 85.4 |  | 68.4 | 0 | 0 | 17 | 0
26.06. | 8 | 85.4 |  | 68.4 | 0 | 0 | 17 | 0
26.06. | 9 | 85.4 |  | 68.4 | 0 | 0 | 17 | 0
26.06. | 10 | 85.4 |  | 68.4 | 0 | 0 | 17 | 0
26.06. | 11 | 85.4 |  | 68.4 | 0 | 0 | 17 | 0
26.06. | 12 | 85.4 |  | 68.4 | 0 | 0 | 17 | 0
26.06. | 13 | 85.4 |  | 68.4 | 0 | 0 | 17 | 0
26.06. | 14 | 85.4 |  | 68.4 | 0 | 0 | 17 | 0
26.06. | 15 | 85.4 |  | 68.4 | 0 | 0 | 17 | 0
26.06. | 16 | 85.4 |  | 68.4 | 0 | 0 | 17 | 0
26.06. | 17 | 85.4 |  | 68.4 | 0 | 0 | 17 | 0
26.06. | 18 | 85.4 |  | 68.4 | 0 | 0 | 17 | 0
26.06. | 19 | 85.4 |  | 68.4 | 0 | 0 | 17 | 0
26.06. | 20 | 85.4 |  | 68.4 | 0 | 0 | 17 | 0
26.06. | 21 | 85.4 |  | 68.4 | 0 | 0 | 17 | 0
26.06. | 22 | 85.4 |  | 68.4 | 0 | 0 | 17 | 0
26.06. | 23 | 85.4 |  | 68.4 | 0 | 0 | 17 | 0
26.06. | 24 | 85.4 |  | 68.4 | 0 | 0 | 17 | 0
27.06. | 1 | 85.4 |  | 68.4 | 0 | 0 | 17 | 0
27.06. | 2 | 85.4 |  | 68.4 | 0 | 0 | 17 | 0
27.06. | 3 | 85.4 |  | 68.4 | 0 | 0 | 17 | 0
27.06. | 4 | 85.4 |  | 68.4 | 0 | 0 | 17 | 0
27.06. | 5 | 85.4 |  | 68.4 | 0 | 0 | 17 | 0
27.06. | 6 | 85.4 |  | 68.4 | 0 | 0 | 17 | 0
27.06. | 7 | 85.4 |  | 68.4 | 0 | 0 | 17 | 0
27.06. | 8 | 85.4 |  | 68.4 | 0 | 0 | 17 | 0
27.06. | 9 | 85.4 |  | 68.4 | 0 | 0 | 17 | 0
27.06. | 10 | 85.4 |  | 68.4 | 0 | 0 | 17 | 0
27.06. | 11 | 85.4 |  | 68.4 | 0 | 0 | 17 | 0
27.06. | 12 | 85.4 |  | 68.4 | 0 | 0 | 17 | 0
27.06. | 13 | 85.4 |  | 68.4 | 0 | 0 | 17 | 0
27.06. | 14 | 85.4 |  | 68.4 | 0 | 0 | 17 | 0
27.06. | 15 | 85.4 |  | 68.4 | 0 | 0 | 17 | 0
27.06. | 16 | 85.4 |  | 68.4 | 0 | 0 | 17 | 0
27.06. | 17 | 85.4 |  | 68.4 | 0 | 0 | 17 | 0
27.06. | 18 | 85.4 |  | 68.4 | 0 | 0 | 17 | 0
27.06. | 19 | 85.4 |  | 68.4 | 0 | 0 | 17 | 0
27.06. | 20 | 85.4 |  | 68.4 | 0 | 0 | 17 | 0
27.06. | 21 | 85.4 |  | 68.4 | 0 | 0 | 17 | 0
27.06. | 22 | 85.4 |  | 68.4 | 0 | 0 | 17 | 0
27.06. | 23 | 85.4 |  | 68.4 | 0 | 0 | 17 | 0
27.06. | 24 | 85.4 |  | 68.4 | 0 | 0 | 17 | 0
28.06. | 1 | 85.4 |  | 68.4 | 0 | 0 | 17 | 0
28.06. | 2 | 85.4 |  | 68.4 | 0 | 0 | 17 | 0
28.06. | 3 | 85.4 |  | 68.4 | 0 | 0 | 17 | 0
28.06. | 4 | 85.4 |  | 68.4 | 0 | 0 | 17 | 0
28.06. | 5 | 85.4 |  | 68.4 | 0 | 0 | 17 | 0
28.06. | 6 | 85.4 |  | 68.4 | 0 | 0 | 17 | 0
28.06. | 7 | 85.4 |  | 68.4 | 0 | 0 | 17 | 0
28.06. | 8 | 85.4 |  | 68.4 | 0 | 0 | 17 | 0
28.06. | 9 | 85.4 |  | 68.4 | 0 | 0 | 17 | 0
28.06. | 10 | 85.4 |  | 68.4 | 0 | 0 | 17 | 0
28.06. | 11 | 85.4 |  | 68.4 | 0 | 0 | 17 | 0
28.06. | 12 | 85.4 |  | 68.4 | 0 | 0 | 17 | 0
28.06. | 13 | 85.4 |  | 68.4 | 0 | 0 | 17 | 0
28.06. | 14 | 85.4 |  | 68.4 | 0 | 0 | 17 | 0
28.06. | 15 | 85.4 |  | 68.4 | 0 | 0 | 17 | 0
28.06. | 16 | 85.4 |  | 68.4 | 0 | 0 | 17 | 0
28.06. | 17 | 85.4 |  | 68.4 | 0 | 0 | 17 | 0
28.06. | 18 | 85.4 |  | 68.4 | 0 | 0 | 17 | 0
28.06. | 19 | 85.4 |  | 68.4 | 0 | 0 | 17 | 0
28.06. | 20 | 85.4 |  | 68.4 | 0 | 0 | 17 | 0
28.06. | 21 | 85.4 |  | 68.4 | 0 | 0 | 17 | 0
28.06. | 22 | 85.4 |  | 68.4 | 0 | 0 | 17 | 0
28.06. | 23 | 85.4 |  | 68.4 | 0 | 0 | 17 | 0
28.06. | 24 | 85.4 |  | 68.4 | 0 | 0 | 17 | 0
29.06. | 1 | 85.4 |  | 68.4 | 0 | 0 | 17 | 0
29.06. | 2 | 85.4 |  | 68.4 | 0 | 0 | 17 | 0
29.06. | 3 | 85.4 |  | 68.4 | 0 | 0 | 17 | 0
29.06. | 4 | 85.4 |  | 68.4 | 0 | 0 | 17 | 0
29.06. | 5 | 85.4 |  | 68.4 | 0 | 0 | 17 | 0
29.06. | 6 | 85.4 |  | 68.4 | 0 | 0 | 17 | 0
29.06. | 7 | 85.4 |  | 68.4 | 0 | 0 | 17 | 0
29.06. | 8 | 85.4 |  | 68.4 | 0 | 0 | 17 | 0
29.06. | 9 | 85.4 |  | 68.4 | 0 | 0 | 17 | 0
29.06. | 10 | 85.4 |  | 68.4 | 0 | 0 | 17 | 0
29.06. | 11 | 85.4 |  | 68.4 | 0 | 0 | 17 | 0
29.06. | 12 | 85.4 |  | 68.4 | 0 | 0 | 17 | 0
29.06. | 13 | 85.4 |  | 68.4 | 0 | 0 | 17 | 0
29.06. | 14 | 85.4 |  | 68.4 | 0 | 0 | 17 | 0
29.06. | 15 | 85.4 |  | 68.4 | 0 | 0 | 17 | 0
29.06. | 16 | 85.4 |  | 68.4 | 0 | 0 | 17 | 0
29.06. | 17 | 85.4 |  | 68.4 | 0 | 0 | 17 | 0
29.06. | 18 | 85.4 |  | 68.4 | 0 | 0 | 17 | 0
29.06. | 19 | 85.4 |  | 68.4 | 0 | 0 | 17 | 0
29.06. | 20 | 85.4 |  | 68.4 | 0 | 0 | 17 | 0
29.06. | 21 | 85.4 |  | 68.4 | 0 | 0 | 17 | 0
29.06. | 22 | 85.4 |  | 68.4 | 0 | 0 | 17 | 0
29.06. | 23 | 85.4 |  | 68.4 | 0 | 0 | 17 | 0
29.06. | 24 | 85.4 |  | 68.4 | 0 | 0 | 17 | 0
30.06. | 1 | 85.4 |  | 68.4 | 0 | 0 | 17 | 0
30.06. | 2 | 85.4 |  | 68.4 | 0 | 0 | 17 | 0
30.06. | 3 | 85.4 |  | 68.4 | 0 | 0 | 17 | 0
30.06. | 4 | 85.4 |  | 68.4 | 0 | 0 | 17 | 0
30.06. | 5 | 85.4 |  | 68.4 | 0 | 0 | 17 | 0
30.06. | 6 | 85.4 |  | 68.4 | 0 | 0 | 17 | 0
30.06. | 7 | 85.4 |  | 68.4 | 0 | 0 | 17 | 0
30.06. | 8 | 85.4 |  | 68.4 | 0 | 0 | 17 | 0
30.06. | 9 | 85.4 |  | 68.4 | 0 | 0 | 17 | 0
30.06. | 10 | 85.4 |  | 68.4 | 0 | 0 | 17 | 0
30.06. | 11 | 85.4 |  | 68.4 | 0 | 0 | 17 | 0
30.06. | 12 | 85.4 |  | 68.4 | 0 | 0 | 17 | 0
30.06. | 13 | 85.4 |  | 68.4 | 0 | 0 | 17 | 0
30.06. | 14 | 85.4 |  | 68.4 | 0 | 0 | 17 | 0
30.06. | 15 | 85.4 |  | 68.4 | 0 | 0 | 17 | 0
30.06. | 16 | 85.4 |  | 68.4 | 0 | 0 | 17 | 0
30.06. | 17 | 85.4 |  | 68.4 | 0 | 0 | 17 | 0
30.06. | 18 | 85.4 |  | 68.4 | 0 | 0 | 17 | 0
30.06. | 19 | 85.4 |  | 68.4 | 0 | 0 | 17 | 0
30.06. | 20 | 85.4 |  | 68.4 | 0 | 0 | 17 | 0
30.06. | 21 | 85.4 |  | 68.4 | 0 | 0 | 17 | 0
30.06. | 22 | 85.4 |  | 68.4 | 0 | 0 | 17 | 0
30.06. | 23 | 85.4 |  | 68.4 | 0 | 0 | 17 | 0
30.06. | 24 | 85.4 |  | 68.4 | 0 | 0 | 17 | 0
01.07. | 1 | 85.4 |  | 68.4 | 0 | 0 | 17 | 0
01.07. | 2 | 85.4 |  | 68.4 | 0 | 0 | 17 | 0
01.07. | 3 | 85.4 |  | 68.4 | 0 | 0 | 17 | 0
01.07. | 4 | 85.4 |  | 68.4 | 0 | 0 | 17 | 0
01.07. | 5 | 85.4 |  | 68.4 | 0 | 0 | 17 | 0
01.07. | 6 | 85.4 |  | 68.4 | 0 | 0 | 17 | 0
01.07. | 7 | 85.4 |  | 68.4 | 0 | 0 | 17 | 0
01.07. | 8 | 85.4 |  | 68.4 | 0 | 0 | 17 | 0
01.07. | 9 | 85.4 |  | 68.4 | 0 | 0 | 17 | 0
01.07. | 10 | 85.4 |  | 68.4 | 0 | 0 | 17 | 0
01.07. | 11 | 85.4 |  | 68.4 | 0 | 0 | 17 | 0
01.07. | 12 | 85.4 |  | 68.4 | 0 | 0 | 17 | 0
01.07. | 13 | 85.4 |  | 68.4 | 0 | 0 | 17 | 0
01.07. | 14 | 85.4 |  | 68.4 | 0 | 0 | 17 | 0
01.07. | 15 | 85.4 |  | 68.4 | 0 | 0 | 17 | 0
01.07. | 16 | 85.4 |  | 68.4 | 0 | 0 | 17 | 0
01.07. | 17 | 85.4 |  | 68.4 | 0 | 0 | 17 | 0
01.07. | 18 | 85.4 |  | 68.4 | 0 | 0 | 17 | 0
01.07. | 19 | 85.4 |  | 68.4 | 0 | 0 | 17 | 0
01.07. | 20 | 85.4 |  | 68.4 | 0 | 0 | 17 | 0
01.07. | 21 | 85.4 |  | 68.4 | 0 | 0 | 17 | 0
01.07. | 22 | 85.4 |  | 68.4 | 0 | 0 | 17 | 0
01.07. | 23 | 85.4 |  | 68.4 | 0 | 0 | 17 | 0
01.07. | 24 | 85.4 |  | 68.4 | 0 | 0 | 17 | 0
02.07. | 1 | 85.4 |  | 68.4 | 0 | 0 | 17 | 0
02.07. | 2 | 85.4 |  | 68.4 | 0 | 0 | 17 | 0
02.07. | 3 | 85.4 |  | 68.4 | 0 | 0 | 17 | 0
02.07. | 4 | 85.4 |  | 68.4 | 0 | 0 | 17 | 0
02.07. | 5 | 85.4 |  | 68.4 | 0 | 0 | 17 | 0
02.07. | 6 | 85.4 |  | 68.4 | 0 | 0 | 17 | 0
02.07. | 7 | 85.4 |  | 68.4 | 0 | 0 | 17 | 0
02.07. | 8 | 85.4 |  | 68.4 | 0 | 0 | 17 | 0
02.07. | 9 | 85.4 |  | 68.4 | 0 | 0 | 17 | 0
02.07. | 10 | 85.4 |  | 68.4 | 0 | 0 | 17 | 0
02.07. | 11 | 85.4 |  | 68.4 | 0 | 0 | 17 | 0
02.07. | 12 | 85.4 |  | 68.4 | 0 | 0 | 17 | 0
02.07. | 13 | 85.4 |  | 68.4 | 0 | 0 | 17 | 0
02.07. | 14 | 85.4 |  | 68.4 | 0 | 0 | 17 | 0
02.07. | 15 | 85.4 |  | 68.4 | 0 | 0 | 17 | 0
02.07. | 16 | 85.4 |  | 68.4 | 0 | 0 | 17 | 0
02.07. | 17 | 85.4 |  | 68.4 | 0 | 0 | 17 | 0
02.07. | 18 | 85.4 |  | 68.4 | 0 | 0 | 17 | 0
02.07. | 19 | 85.4 |  | 68.4 | 0 | 0 | 17 | 0
02.07. | 20 | 85.4 |  | 68.4 | 0 | 0 | 17 | 0
02.07. | 21 | 85.4 |  | 68.4 | 0 | 0 | 17 | 0
02.07. | 22 | 85.4 |  | 68.4 | 0 | 0 | 17 | 0
02.07. | 23 | 85.4 |  | 68.4 | 0 | 0 | 17 | 0
02.07. | 24 | 85.4 |  | 68.4 | 0 | 0 | 17 | 0
03.07. | 1 | 85.4 |  | 68.4 | 0 | 0 | 17 | 0
03.07. | 2 | 85.4 |  | 68.4 | 0 | 0 | 17 | 0
03.07. | 3 | 85.4 |  | 68.4 | 0 | 0 | 17 | 0
03.07. | 4 | 85.4 |  | 68.4 | 0 | 0 | 17 | 0
03.07. | 5 | 85.4 |  | 68.4 | 0 | 0 | 17 | 0
03.07. | 6 | 85.4 |  | 68.4 | 0 | 0 | 17 | 0
03.07. | 7 | 85.4 |  | 68.4 | 0 | 0 | 17 | 0
03.07. | 8 | 85.4 |  | 68.4 | 0 | 0 | 17 | 0
03.07. | 9 | 85.4 |  | 68.4 | 0 | 0 | 17 | 0
03.07. | 10 | 85.4 |  | 68.4 | 0 | 0 | 17 | 0
03.07. | 11 | 85.4 |  | 68.4 | 0 | 0 | 17 | 0
03.07. | 12 | 85.4 |  | 68.4 | 0 | 0 | 17 | 0
03.07. | 13 | 85.4 |  | 68.4 | 0 | 0 | 17 | 0
03.07. | 14 | 85.4 |  | 68.4 | 0 | 0 | 17 | 0
03.07. | 15 | 85.4 |  | 68.4 | 0 | 0 | 17 | 0
03.07. | 16 | 85.4 |  | 68.4 | 0 | 0 | 17 | 0
03.07. | 17 | 85.4 |  | 68.4 | 0 | 0 | 17 | 0
03.07. | 18 | 85.4 |  | 68.4 | 0 | 0 | 17 | 0
03.07. | 19 | 85.4 |  | 68.4 | 0 | 0 | 17 | 0
03.07. | 20 | 85.4 |  | 68.4 | 0 | 0 | 17 | 0
03.07. | 21 | 85.4 |  | 68.4 | 0 | 0 | 17 | 0
03.07. | 22 | 85.4 |  | 68.4 | 0 | 0 | 17 | 0
03.07. | 23 | 85.4 |  | 68.4 | 0 | 0 | 17 | 0
03.07. | 24 | 85.4 |  | 68.4 | 0 | 0 | 17 | 0
04.07. | 1 | 85.4 |  | 68.4 | 0 | 0 | 17 | 0
04.07. | 2 | 85.4 |  | 68.4 | 0 | 0 | 17 | 0
04.07. | 3 | 85.4 |  | 68.4 | 0 | 0 | 17 | 0
04.07. | 4 | 85.4 |  | 68.4 | 0 | 0 | 17 | 0
04.07. | 5 | 85.4 |  | 68.4 | 0 | 0 | 17 | 0
04.07. | 6 | 85.4 |  | 68.4 | 0 | 0 | 17 | 0
04.07. | 7 | 85.4 |  | 68.4 | 0 | 0 | 17 | 0
04.07. | 8 | 85.4 |  | 68.4 | 0 | 0 | 17 | 0
04.07. | 9 | 85.4 |  | 68.4 | 0 | 0 | 17 | 0
04.07. | 10 | 85.4 |  | 68.4 | 0 | 0 | 17 | 0
04.07. | 11 | 85.4 |  | 68.4 | 0 | 0 | 17 | 0
04.07. | 12 | 85.4 |  | 68.4 | 0 | 0 | 17 | 0
04.07. | 13 | 85.4 |  | 68.4 | 0 | 0 | 17 | 0
04.07. | 14 | 85.4 |  | 68.4 | 0 | 0 | 17 | 0
04.07. | 15 | 85.4 |  | 68.4 | 0 | 0 | 17 | 0
04.07. | 16 | 85.4 |  | 68.4 | 0 | 0 | 17 | 0
04.07. | 17 | 85.4 |  | 68.4 | 0 | 0 | 17 | 0
04.07. | 18 | 85.4 |  | 68.4 | 0 | 0 | 17 | 0
04.07. | 19 | 85.4 |  | 68.4 | 0 | 0 | 17 | 0
04.07. | 20 | 85.4 |  | 68.4 | 0 | 0 | 17 | 0
04.07. | 21 | 85.4 |  | 68.4 | 0 | 0 | 17 | 0
04.07. | 22 | 85.4 |  | 68.4 | 0 | 0 | 17 | 0
04.07. | 23 | 85.4 |  | 68.4 | 0 | 0 | 17 | 0
04.07. | 24 | 85.4 |  | 68.4 | 0 | 0 | 17 | 0
05.07. | 1 | 85.4 |  | 68.4 | 0 | 0 | 17 | 0
05.07. | 2 | 85.4 |  | 68.4 | 0 | 0 | 17 | 0
05.07. | 3 | 85.4 |  | 68.4 | 0 | 0 | 17 | 0
05.07. | 4 | 85.4 |  | 68.4 | 0 | 0 | 17 | 0
05.07. | 5 | 85.4 |  | 68.4 | 0 | 0 | 17 | 0
05.07. | 6 | 85.4 |  | 68.4 | 0 | 0 | 17 | 0
05.07. | 7 | 85.4 |  | 68.4 | 0 | 0 | 17 | 0
05.07. | 8 | 85.4 |  | 68.4 | 0 | 0 | 17 | 0
05.07. | 9 | 85.4 |  | 68.4 | 0 | 0 | 17 | 0
05.07. | 10 | 85.4 |  | 68.4 | 0 | 0 | 17 | 0
05.07. | 11 | 85.4 |  | 68.4 | 0 | 0 | 17 | 0
05.07. | 12 | 85.4 |  | 68.4 | 0 | 0 | 17 | 0
05.07. | 13 | 85.4 |  | 68.4 | 0 | 0 | 17 | 0
05.07. | 14 | 85.4 |  | 68.4 | 0 | 0 | 17 | 0
05.07. | 15 | 85.4 |  | 68.4 | 0 | 0 | 17 | 0
05.07. | 16 | 85.4 |  | 68.4 | 0 | 0 | 17 | 0
05.07. | 17 | 85.4 |  | 68.4 | 0 | 0 | 17 | 0
05.07. | 18 | 85.4 |  | 68.4 | 0 | 0 | 17 | 0
05.07. | 19 | 85.4 |  | 68.4 | 0 | 0 | 17 | 0
05.07. | 20 | 85.4 |  | 68.4 | 0 | 0 | 17 | 0
05.07. | 21 | 85.4 |  | 68.4 | 0 | 0 | 17 | 0
05.07. | 22 | 85.4 |  | 68.4 | 0 | 0 | 17 | 0
05.07. | 23 | 85.4 |  | 68.4 | 0 | 0 | 17 | 0
05.07. | 24 | 85.4 |  | 68.4 | 0 | 0 | 17 | 0
06.07. | 1 | 85.4 |  | 68.4 | 0 | 0 | 17 | 0
06.07. | 2 | 85.4 |  | 68.4 | 0 | 0 | 17 | 0
06.07. | 3 | 85.4 |  | 68.4 | 0 | 0 | 17 | 0
06.07. | 4 | 85.4 |  | 68.4 | 0 | 0 | 17 | 0
06.07. | 5 | 85.4 |  | 68.4 | 0 | 0 | 17 | 0
06.07. | 6 | 85.4 |  | 68.4 | 0 | 0 | 17 | 0
06.07. | 7 | 85.4 |  | 68.4 | 0 | 0 | 17 | 0
06.07. | 8 | 85.4 |  | 68.4 | 0 | 0 | 17 | 0
06.07. | 9 | 85.4 |  | 68.4 | 0 | 0 | 17 | 0
06.07. | 10 | 85.4 |  | 68.4 | 0 | 0 | 17 | 0
06.07. | 11 | 85.4 |  | 68.4 | 0 | 0 | 17 | 0
06.07. | 12 | 85.4 |  | 68.4 | 0 | 0 | 17 | 0
06.07. | 13 | 85.4 |  | 68.4 | 0 | 0 | 17 | 0
06.07. | 14 | 85.4 |  | 68.4 | 0 | 0 | 17 | 0
06.07. | 15 | 85.4 |  | 68.4 | 0 | 0 | 17 | 0
06.07. | 16 | 85.4 |  | 68.4 | 0 | 0 | 17 | 0
06.07. | 17 | 85.4 |  | 68.4 | 0 | 0 | 17 | 0
06.07. | 18 | 85.4 |  | 68.4 | 0 | 0 | 17 | 0
06.07. | 19 | 85.4 |  | 68.4 | 0 | 0 | 17 | 0
06.07. | 20 | 85.4 |  | 68.4 | 0 | 0 | 17 | 0
06.07. | 21 | 85.4 |  | 68.4 | 0 | 0 | 17 | 0
06.07. | 22 | 85.4 |  | 68.4 | 0 | 0 | 17 | 0
06.07. | 23 | 85.4 |  | 68.4 | 0 | 0 | 17 | 0
06.07. | 24 | 85.4 |  | 68.4 | 0 | 0 | 17 | 0
07.07. | 1 | 85.4 |  | 68.4 | 0 | 0 | 17 | 0
07.07. | 2 | 85.4 |  | 68.4 | 0 | 0 | 17 | 0
07.07. | 3 | 85.4 |  | 68.4 | 0 | 0 | 17 | 0
07.07. | 4 | 85.4 |  | 68.4 | 0 | 0 | 17 | 0
07.07. | 5 | 85.4 |  | 68.4 | 0 | 0 | 17 | 0
07.07. | 6 | 85.4 |  | 68.4 | 0 | 0 | 17 | 0
07.07. | 7 | 85.4 |  | 68.4 | 0 | 0 | 17 | 0
07.07. | 8 | 85.4 |  | 68.4 | 0 | 0 | 17 | 0
07.07. | 9 | 85.4 |  | 68.4 | 0 | 0 | 17 | 0
07.07. | 10 | 85.4 |  | 68.4 | 0 | 0 | 17 | 0
07.07. | 11 | 85.4 |  | 68.4 | 0 | 0 | 17 | 0
07.07. | 12 | 85.4 |  | 68.4 | 0 | 0 | 17 | 0
07.07. | 13 | 85.4 |  | 68.4 | 0 | 0 | 17 | 0
07.07. | 14 | 85.4 |  | 68.4 | 0 | 0 | 17 | 0
07.07. | 15 | 85.4 |  | 68.4 | 0 | 0 | 17 | 0
07.07. | 16 | 85.4 |  | 68.4 | 0 | 0 | 17 | 0
07.07. | 17 | 85.4 |  | 68.4 | 0 | 0 | 17 | 0
07.07. | 18 | 85.4 |  | 68.4 | 0 | 0 | 17 | 0
07.07. | 19 | 85.4 |  | 68.4 | 0 | 0 | 17 | 0
07.07. | 20 | 85.4 |  | 68.4 | 0 | 0 | 17 | 0
07.07. | 21 | 85.4 |  | 68.4 | 0 | 0 | 17 | 0
07.07. | 22 | 85.4 |  | 68.4 | 0 | 0 | 17 | 0
07.07. | 23 | 85.4 |  | 68.4 | 0 | 0 | 17 | 0
07.07. | 24 | 85.4 |  | 68.4 | 0 | 0 | 17 | 0
08.07. | 1 | 85.4 |  | 68.4 | 0 | 0 | 17 | 0
08.07. | 2 | 85.4 |  | 68.4 | 0 | 0 | 17 | 0
08.07. | 3 | 85.4 |  | 68.4 | 0 | 0 | 17 | 0
08.07. | 4 | 85.4 |  | 68.4 | 0 | 0 | 17 | 0
08.07. | 5 | 85.4 |  | 68.4 | 0 | 0 | 17 | 0
08.07. | 6 | 85.4 |  | 68.4 | 0 | 0 | 17 | 0
08.07. | 7 | 85.4 |  | 68.4 | 0 | 0 | 17 | 0
08.07. | 8 | 85.4 |  | 68.4 | 0 | 0 | 17 | 0
08.07. | 9 | 85.4 |  | 68.4 | 0 | 0 | 17 | 0
08.07. | 10 | 85.4 |  | 68.4 | 0 | 0 | 17 | 0
08.07. | 11 | 85.4 |  | 68.4 | 0 | 0 | 17 | 0
08.07. | 12 | 85.4 |  | 68.4 | 0 | 0 | 17 | 0
08.07. | 13 | 85.4 |  | 68.4 | 0 | 0 | 17 | 0
08.07. | 14 | 85.4 |  | 68.4 | 0 | 0 | 17 | 0
08.07. | 15 | 85.4 |  | 68.4 | 0 | 0 | 17 | 0
08.07. | 16 | 85.4 |  | 68.4 | 0 | 0 | 17 | 0
08.07. | 17 | 85.4 |  | 68.4 | 0 | 0 | 17 | 0
08.07. | 18 | 85.4 |  | 68.4 | 0 | 0 | 17 | 0
08.07. | 19 | 85.4 |  | 68.4 | 0 | 0 | 17 | 0
08.07. | 20 | 85.4 |  | 68.4 | 0 | 0 | 17 | 0
08.07. | 21 | 85.4 |  | 68.4 | 0 | 0 | 17 | 0
08.07. | 22 | 85.4 |  | 68.4 | 0 | 0 | 17 | 0
08.07. | 23 | 85.4 |  | 68.4 | 0 | 0 | 17 | 0
08.07. | 24 | 85.4 |  | 68.4 | 0 | 0 | 17 | 0
09.07. | 1 | 85.4 |  | 68.4 | 0 | 0 | 17 | 0
09.07. | 2 | 85.4 |  | 68.4 | 0 | 0 | 17 | 0
09.07. | 3 | 85.4 |  | 68.4 | 0 | 0 | 17 | 0
09.07. | 4 | 85.4 |  | 68.4 | 0 | 0 | 17 | 0
09.07. | 5 | 85.4 |  | 68.4 | 0 | 0 | 17 | 0
09.07. | 6 | 85.4 |  | 68.4 | 0 | 0 | 17 | 0
09.07. | 7 | 85.4 |  | 68.4 | 0 | 0 | 17 | 0
09.07. | 8 | 85.4 |  | 68.4 | 0 | 0 | 17 | 0
09.07. | 9 | 85.4 |  | 68.4 | 0 | 0 | 17 | 0
09.07. | 10 | 85.4 |  | 68.4 | 0 | 0 | 17 | 0
09.07. | 11 | 85.4 |  | 68.4 | 0 | 0 | 17 | 0
09.07. | 12 | 85.4 |  | 68.4 | 0 | 0 | 17 | 0
09.07. | 13 | 85.4 |  | 68.4 | 0 | 0 | 17 | 0
09.07. | 14 | 85.4 |  | 68.4 | 0 | 0 | 17 | 0
09.07. | 15 | 85.4 |  | 68.4 | 0 | 0 | 17 | 0
09.07. | 16 | 85.4 |  | 68.4 | 0 | 0 | 17 | 0
09.07. | 17 | 85.4 |  | 68.4 | 0 | 0 | 17 | 0
09.07. | 18 | 85.4 |  | 68.4 | 0 | 0 | 17 | 0
09.07. | 19 | 85.4 |  | 68.4 | 0 | 0 | 17 | 0
09.07. | 20 | 85.4 |  | 68.4 | 0 | 0 | 17 | 0
09.07. | 21 | 85.4 |  | 68.4 | 0 | 0 | 17 | 0
09.07. | 22 | 85.4 |  | 68.4 | 0 | 0 | 17 | 0
09.07. | 23 | 85.4 |  | 68.4 | 0 | 0 | 17 | 0
09.07. | 24 | 85.4 |  | 68.4 | 0 | 0 | 17 | 0
10.07. | 1 | 85.4 |  | 68.4 | 0 | 0 | 17 | 0
10.07. | 2 | 85.4 |  | 68.4 | 0 | 0 | 17 | 0
10.07. | 3 | 85.4 |  | 68.4 | 0 | 0 | 17 | 0
10.07. | 4 | 85.4 |  | 68.4 | 0 | 0 | 17 | 0
10.07. | 5 | 85.4 |  | 68.4 | 0 | 0 | 17 | 0
10.07. | 6 | 85.4 |  | 68.4 | 0 | 0 | 17 | 0
10.07. | 7 | 85.4 |  | 68.4 | 0 | 0 | 17 | 0
10.07. | 8 | 85.4 |  | 68.4 | 0 | 0 | 17 | 0
10.07. | 9 | 85.4 |  | 68.4 | 0 | 0 | 17 | 0
10.07. | 10 | 85.4 |  | 68.4 | 0 | 0 | 17 | 0
10.07. | 11 | 85.4 |  | 68.4 | 0 | 0 | 17 | 0
10.07. | 12 | 85.4 |  | 68.4 | 0 | 0 | 17 | 0
10.07. | 13 | 85.4 |  | 68.4 | 0 | 0 | 17 | 0
10.07. | 14 | 85.4 |  | 68.4 | 0 | 0 | 17 | 0
10.07. | 15 | 85.4 |  | 68.4 | 0 | 0 | 17 | 0
10.07. | 16 | 85.4 |  | 68.4 | 0 | 0 | 17 | 0
10.07. | 17 | 85.4 |  | 68.4 | 0 | 0 | 17 | 0
10.07. | 18 | 85.4 |  | 68.4 | 0 | 0 | 17 | 0
10.07. | 19 | 85.4 |  | 68.4 | 0 | 0 | 17 | 0
10.07. | 20 | 85.4 |  | 68.4 | 0 | 0 | 17 | 0
10.07. | 21 | 85.4 |  | 68.4 | 0 | 0 | 17 | 0
10.07. | 22 | 85.4 |  | 68.4 | 0 | 0 | 17 | 0
10.07. | 23 | 85.4 |  | 68.4 | 0 | 0 | 17 | 0
10.07. | 24 | 85.4 |  | 68.4 | 0 | 0 | 17 | 0
11.07. | 1 | 85.4 |  | 68.4 | 0 | 0 | 17 | 0
11.07. | 2 | 85.4 |  | 68.4 | 0 | 0 | 17 | 0
11.07. | 3 | 85.4 |  | 68.4 | 0 | 0 | 17 | 0
11.07. | 4 | 85.4 |  | 68.4 | 0 | 0 | 17 | 0
11.07. | 5 | 85.4 |  | 68.4 | 0 | 0 | 17 | 0
11.07. | 6 | 85.4 |  | 68.4 | 0 | 0 | 17 | 0
11.07. | 7 | 85.4 |  | 68.4 | 0 | 0 | 17 | 0
11.07. | 8 | 85.4 |  | 68.4 | 0 | 0 | 17 | 0
11.07. | 9 | 85.4 |  | 68.4 | 0 | 0 | 17 | 0
11.07. | 10 | 85.4 |  | 68.4 | 0 | 0 | 17 | 0
11.07. | 11 | 85.4 |  | 68.4 | 0 | 0 | 17 | 0
11.07. | 12 | 85.4 |  | 68.4 | 0 | 0 | 17 | 0
11.07. | 13 | 85.4 |  | 68.4 | 0 | 0 | 17 | 0
11.07. | 14 | 85.4 |  | 68.4 | 0 | 0 | 17 | 0
11.07. | 15 | 85.4 |  | 68.4 | 0 | 0 | 17 | 0
11.07. | 16 | 85.4 |  | 68.4 | 0 | 0 | 17 | 0
11.07. | 17 | 85.4 |  | 68.4 | 0 | 0 | 17 | 0
11.07. | 18 | 85.4 |  | 68.4 | 0 | 0 | 17 | 0
11.07. | 19 | 85.4 |  | 68.4 | 0 | 0 | 17 | 0
11.07. | 20 | 85.4 |  | 68.4 | 0 | 0 | 17 | 0
11.07. | 21 | 85.4 |  | 68.4 | 0 | 0 | 17 | 0
11.07. | 22 | 85.4 |  | 68.4 | 0 | 0 | 17 | 0
11.07. | 23 | 85.4 |  | 68.4 | 0 | 0 | 17 | 0
11.07. | 24 | 85.4 |  | 68.4 | 0 | 0 | 17 | 0
12.07. | 1 | 85.4 |  | 68.4 | 0 | 0 | 17 | 0
12.07. | 2 | 85.4 |  | 68.4 | 0 | 0 | 17 | 0
12.07. | 3 | 85.4 |  | 68.4 | 0 | 0 | 17 | 0
12.07. | 4 | 85.4 |  | 68.4 | 0 | 0 | 17 | 0
12.07. | 5 | 85.4 |  | 68.4 | 0 | 0 | 17 | 0
12.07. | 6 | 85.4 |  | 68.4 | 0 | 0 | 17 | 0
12.07. | 7 | 85.4 |  | 68.4 | 0 | 0 | 17 | 0
12.07. | 8 | 85.4 |  | 68.4 | 0 | 0 | 17 | 0
12.07. | 9 | 85.4 |  | 68.4 | 0 | 0 | 17 | 0
12.07. | 10 | 85.4 |  | 68.4 | 0 | 0 | 17 | 0
12.07. | 11 | 85.4 |  | 68.4 | 0 | 0 | 17 | 0
12.07. | 12 | 85.4 |  | 68.4 | 0 | 0 | 17 | 0
12.07. | 13 | 85.4 |  | 68.4 | 0 | 0 | 17 | 0
12.07. | 14 | 85.4 |  | 68.4 | 0 | 0 | 17 | 0
12.07. | 15 | 85.4 |  | 68.4 | 0 | 0 | 17 | 0
12.07. | 16 | 85.4 |  | 68.4 | 0 | 0 | 17 | 0
12.07. | 17 | 85.4 |  | 68.4 | 0 | 0 | 17 | 0
12.07. | 18 | 85.4 |  | 68.4 | 0 | 0 | 17 | 0
12.07. | 19 | 85.4 |  | 68.4 | 0 | 0 | 17 | 0
12.07. | 20 | 85.4 |  | 68.4 | 0 | 0 | 17 | 0
12.07. | 21 | 85.4 |  | 68.4 | 0 | 0 | 17 | 0
12.07. | 22 | 85.4 |  | 68.4 | 0 | 0 | 17 | 0
12.07. | 23 | 85.4 |  | 68.4 | 0 | 0 | 17 | 0
12.07. | 24 | 85.4 |  | 68.4 | 0 | 0 | 17 | 0
13.07. | 1 | 85.4 |  | 68.4 | 0 | 0 | 17 | 0
13.07. | 2 | 85.4 |  | 68.4 | 0 | 0 | 17 | 0
13.07. | 3 | 85.4 |  | 68.4 | 0 | 0 | 17 | 0
13.07. | 4 | 85.4 |  | 68.4 | 0 | 0 | 17 | 0
13.07. | 5 | 85.4 |  | 68.4 | 0 | 0 | 17 | 0
13.07. | 6 | 85.4 |  | 68.4 | 0 | 0 | 17 | 0
13.07. | 7 | 85.4 |  | 68.4 | 0 | 0 | 17 | 0
13.07. | 8 | 85.4 |  | 68.4 | 0 | 0 | 17 | 0
13.07. | 9 | 85.4 |  | 68.4 | 0 | 0 | 17 | 0
13.07. | 10 | 85.4 |  | 68.4 | 0 | 0 | 17 | 0
13.07. | 11 | 85.4 |  | 68.4 | 0 | 0 | 17 | 0
13.07. | 12 | 85.4 |  | 68.4 | 0 | 0 | 17 | 0
13.07. | 13 | 85.4 |  | 68.4 | 0 | 0 | 17 | 0
13.07. | 14 | 85.4 |  | 68.4 | 0 | 0 | 17 | 0
13.07. | 15 | 85.4 |  | 68.4 | 0 | 0 | 17 | 0
13.07. | 16 | 85.4 |  | 68.4 | 0 | 0 | 17 | 0
13.07. | 17 | 85.4 |  | 68.4 | 0 | 0 | 17 | 0
13.07. | 18 | 85.4 |  | 68.4 | 0 | 0 | 17 | 0
13.07. | 19 | 85.4 |  | 68.4 | 0 | 0 | 17 | 0
13.07. | 20 | 85.4 |  | 68.4 | 0 | 0 | 17 | 0
13.07. | 21 | 85.4 |  | 68.4 | 0 | 0 | 17 | 0
13.07. | 22 | 85.4 |  | 68.4 | 0 | 0 | 17 | 0
13.07. | 23 | 85.4 |  | 68.4 | 0 | 0 | 17 | 0
13.07. | 24 | 85.4 |  | 68.4 | 0 | 0 | 17 | 0
14.07. | 1 | 85.4 |  | 68.4 | 0 | 0 | 17 | 0
14.07. | 2 | 85.4 |  | 68.4 | 0 | 0 | 17 | 0
14.07. | 3 | 85.4 |  | 68.4 | 0 | 0 | 17 | 0
14.07. | 4 | 85.4 |  | 68.4 | 0 | 0 | 17 | 0
14.07. | 5 | 85.4 |  | 68.4 | 0 | 0 | 17 | 0
14.07. | 6 | 85.4 |  | 68.4 | 0 | 0 | 17 | 0
14.07. | 7 | 85.4 |  | 68.4 | 0 | 0 | 17 | 0
14.07. | 8 | 85.4 |  | 68.4 | 0 | 0 | 17 | 0
14.07. | 9 | 85.4 |  | 68.4 | 0 | 0 | 17 | 0
14.07. | 10 | 85.4 |  | 68.4 | 0 | 0 | 17 | 0
14.07. | 11 | 85.4 |  | 68.4 | 0 | 0 | 17 | 0
14.07. | 12 | 85.4 |  | 68.4 | 0 | 0 | 17 | 0
14.07. | 13 | 85.4 |  | 68.4 | 0 | 0 | 17 | 0
14.07. | 14 | 85.4 |  | 68.4 | 0 | 0 | 17 | 0
14.07. | 15 | 85.4 |  | 68.4 | 0 | 0 | 17 | 0
14.07. | 16 | 85.4 |  | 68.4 | 0 | 0 | 17 | 0
14.07. | 17 | 85.4 |  | 68.4 | 0 | 0 | 17 | 0
14.07. | 18 | 85.4 |  | 68.4 | 0 | 0 | 17 | 0
14.07. | 19 | 85.4 |  | 68.4 | 0 | 0 | 17 | 0
14.07. | 20 | 85.4 |  | 68.4 | 0 | 0 | 17 | 0
14.07. | 21 | 85.4 |  | 68.4 | 0 | 0 | 17 | 0
14.07. | 22 | 85.4 |  | 68.4 | 0 | 0 | 17 | 0
14.07. | 23 | 85.4 |  | 68.4 | 0 | 0 | 17 | 0
14.07. | 24 | 85.4 |  | 68.4 | 0 | 0 | 17 | 0
15.07. | 1 | 85.4 |  | 68.4 | 0 | 0 | 17 | 0
15.07. | 2 | 85.4 |  | 68.4 | 0 | 0 | 17 | 0
15.07. | 3 | 85.4 |  | 68.4 | 0 | 0 | 17 | 0
15.07. | 4 | 85.4 |  | 68.4 | 0 | 0 | 17 | 0
15.07. | 5 | 85.4 |  | 68.4 | 0 | 0 | 17 | 0
15.07. | 6 | 85.4 |  | 68.4 | 0 | 0 | 17 | 0
15.07. | 7 | 85.4 |  | 68.4 | 0 | 0 | 17 | 0
15.07. | 8 | 85.4 |  | 68.4 | 0 | 0 | 17 | 0
15.07. | 9 | 85.4 |  | 68.4 | 0 | 0 | 17 | 0
15.07. | 10 | 85.4 |  | 68.4 | 0 | 0 | 17 | 0
15.07. | 11 | 85.4 |  | 68.4 | 0 | 0 | 17 | 0
15.07. | 12 | 85.4 |  | 68.4 | 0 | 0 | 17 | 0
15.07. | 13 | 85.4 |  | 68.4 | 0 | 0 | 17 | 0
15.07. | 14 | 85.4 |  | 68.4 | 0 | 0 | 17 | 0
15.07. | 15 | 85.4 |  | 68.4 | 0 | 0 | 17 | 0
15.07. | 16 | 85.4 |  | 68.4 | 0 | 0 | 17 | 0
15.07. | 17 | 85.4 |  | 68.4 | 0 | 0 | 17 | 0
15.07. | 18 | 85.4 |  | 68.4 | 0 | 0 | 17 | 0
15.07. | 19 | 85.4 |  | 68.4 | 0 | 0 | 17 | 0
15.07. | 20 | 85.4 |  | 68.4 | 0 | 0 | 17 | 0
15.07. | 21 | 85.4 |  | 68.4 | 0 | 0 | 17 | 0
15.07. | 22 | 85.4 |  | 68.4 | 0 | 0 | 17 | 0
15.07. | 23 | 85.4 |  | 68.4 | 0 | 0 | 17 | 0
15.07. | 24 | 85.4 |  | 68.4 | 0 | 0 | 17 | 0
16.07. | 1 | 85.4 |  | 68.4 | 0 | 0 | 17 | 0
16.07. | 2 | 85.4 |  | 68.4 | 0 | 0 | 17 | 0
16.07. | 3 | 85.4 |  | 68.4 | 0 | 0 | 17 | 0
16.07. | 4 | 85.4 |  | 68.4 | 0 | 0 | 17 | 0
16.07. | 5 | 85.4 |  | 68.4 | 0 | 0 | 17 | 0
16.07. | 6 | 85.4 |  | 68.4 | 0 | 0 | 17 | 0
16.07. | 7 | 85.4 |  | 68.4 | 0 | 0 | 17 | 0
16.07. | 8 | 85.4 |  | 68.4 | 0 | 0 | 17 | 0
16.07. | 9 | 85.4 |  | 68.4 | 0 | 0 | 17 | 0
16.07. | 10 | 85.4 |  | 68.4 | 0 | 0 | 17 | 0
16.07. | 11 | 85.4 |  | 68.4 | 0 | 0 | 17 | 0
16.07. | 12 | 85.4 |  | 68.4 | 0 | 0 | 17 | 0
16.07. | 13 | 85.4 |  | 68.4 | 0 | 0 | 17 | 0
16.07. | 14 | 85.4 |  | 68.4 | 0 | 0 | 17 | 0
16.07. | 15 | 85.4 |  | 68.4 | 0 | 0 | 17 | 0
16.07. | 16 | 85.4 |  | 68.4 | 0 | 0 | 17 | 0
16.07. | 17 | 85.4 |  | 68.4 | 0 | 0 | 17 | 0
16.07. | 18 | 85.4 |  | 68.4 | 0 | 0 | 17 | 0
16.07. | 19 | 85.4 |  | 68.4 | 0 | 0 | 17 | 0
16.07. | 20 | 85.4 |  | 68.4 | 0 | 0 | 17 | 0
16.07. | 21 | 85.4 |  | 68.4 | 0 | 0 | 17 | 0
16.07. | 22 | 85.4 |  | 68.4 | 0 | 0 | 17 | 0
16.07. | 23 | 85.4 |  | 68.4 | 0 | 0 | 17 | 0
16.07. | 24 | 85.4 |  | 68.4 | 0 | 0 | 17 | 0
17.07. | 1 | 85.4 |  | 68.4 | 0 | 0 | 17 | 0
17.07. | 2 | 85.4 |  | 68.4 | 0 | 0 | 17 | 0
17.07. | 3 | 85.4 |  | 68.4 | 0 | 0 | 17 | 0
17.07. | 4 | 85.4 |  | 68.4 | 0 | 0 | 17 | 0
17.07. | 5 | 85.4 |  | 68.4 | 0 | 0 | 17 | 0
17.07. | 6 | 85.4 |  | 68.4 | 0 | 0 | 17 | 0
17.07. | 7 | 85.4 |  | 68.4 | 0 | 0 | 17 | 0
17.07. | 8 | 85.4 |  | 68.4 | 0 | 0 | 17 | 0
17.07. | 9 | 85.4 |  | 68.4 | 0 | 0 | 17 | 0
17.07. | 10 | 85.4 |  | 68.4 | 0 | 0 | 17 | 0
17.07. | 11 | 85.4 |  | 68.4 | 0 | 0 | 17 | 0
17.07. | 12 | 85.4 |  | 68.4 | 0 | 0 | 17 | 0
17.07. | 13 | 85.4 |  | 68.4 | 0 | 0 | 17 | 0
17.07. | 14 | 85.4 |  | 68.4 | 0 | 0 | 17 | 0
17.07. | 15 | 85.4 |  | 68.4 | 0 | 0 | 17 | 0
17.07. | 16 | 85.4 |  | 68.4 | 0 | 0 | 17 | 0
17.07. | 17 | 85.4 |  | 68.4 | 0 | 0 | 17 | 0
17.07. | 18 | 85.4 |  | 68.4 | 0 | 0 | 17 | 0
17.07. | 19 | 85.4 |  | 68.4 | 0 | 0 | 17 | 0
17.07. | 20 | 85.4 |  | 68.4 | 0 | 0 | 17 | 0
17.07. | 21 | 85.4 |  | 68.4 | 0 | 0 | 17 | 0
17.07. | 22 | 85.4 |  | 68.4 | 0 | 0 | 17 | 0
17.07. | 23 | 85.4 |  | 68.4 | 0 | 0 | 17 | 0
17.07. | 24 | 85.4 |  | 68.4 | 0 | 0 | 17 | 0
18.07. | 1 | 85.4 |  | 68.4 | 0 | 0 | 17 | 0
18.07. | 2 | 85.4 |  | 68.4 | 0 | 0 | 17 | 0
18.07. | 3 | 85.4 |  | 68.4 | 0 | 0 | 17 | 0
18.07. | 4 | 85.4 |  | 68.4 | 0 | 0 | 17 | 0
18.07. | 5 | 85.4 |  | 68.4 | 0 | 0 | 17 | 0
18.07. | 6 | 85.4 |  | 68.4 | 0 | 0 | 17 | 0
18.07. | 7 | 85.4 |  | 68.4 | 0 | 0 | 17 | 0
18.07. | 8 | 85.4 |  | 68.4 | 0 | 0 | 17 | 0
18.07. | 9 | 85.4 |  | 68.4 | 0 | 0 | 17 | 0
18.07. | 10 | 85.4 |  | 68.4 | 0 | 0 | 17 | 0
18.07. | 11 | 85.4 |  | 68.4 | 0 | 0 | 17 | 0
18.07. | 12 | 85.4 |  | 68.4 | 0 | 0 | 17 | 0
18.07. | 13 | 85.4 |  | 68.4 | 0 | 0 | 17 | 0
18.07. | 14 | 85.4 |  | 68.4 | 0 | 0 | 17 | 0
18.07. | 15 | 85.4 |  | 68.4 | 0 | 0 | 17 | 0
18.07. | 16 | 85.4 |  | 68.4 | 0 | 0 | 17 | 0
18.07. | 17 | 85.4 |  | 68.4 | 0 | 0 | 17 | 0
18.07. | 18 | 85.4 |  | 68.4 | 0 | 0 | 17 | 0
18.07. | 19 | 85.4 |  | 68.4 | 0 | 0 | 17 | 0
18.07. | 20 | 85.4 |  | 68.4 | 0 | 0 | 17 | 0
18.07. | 21 | 85.4 |  | 68.4 | 0 | 0 | 17 | 0
18.07. | 22 | 85.4 |  | 68.4 | 0 | 0 | 17 | 0
18.07. | 23 | 85.4 |  | 68.4 | 0 | 0 | 17 | 0
18.07. | 24 | 85.4 |  | 68.4 | 0 | 0 | 17 | 0
19.07. | 1 | 85.4 |  | 68.4 | 0 | 0 | 17 | 0
19.07. | 2 | 85.4 |  | 68.4 | 0 | 0 | 17 | 0
19.07. | 3 | 85.4 |  | 68.4 | 0 | 0 | 17 | 0
19.07. | 4 | 85.4 |  | 68.4 | 0 | 0 | 17 | 0
19.07. | 5 | 85.4 |  | 68.4 | 0 | 0 | 17 | 0
19.07. | 6 | 85.4 |  | 68.4 | 0 | 0 | 17 | 0
19.07. | 7 | 85.4 |  | 68.4 | 0 | 0 | 17 | 0
19.07. | 8 | 85.4 |  | 68.4 | 0 | 0 | 17 | 0
19.07. | 9 | 85.4 |  | 68.4 | 0 | 0 | 17 | 0
19.07. | 10 | 85.4 |  | 68.4 | 0 | 0 | 17 | 0
19.07. | 11 | 85.4 |  | 68.4 | 0 | 0 | 17 | 0
19.07. | 12 | 85.4 |  | 68.4 | 0 | 0 | 17 | 0
19.07. | 13 | 85.4 |  | 68.4 | 0 | 0 | 17 | 0
19.07. | 14 | 85.4 |  | 68.4 | 0 | 0 | 17 | 0
19.07. | 15 | 85.4 |  | 68.4 | 0 | 0 | 17 | 0
19.07. | 16 | 85.4 |  | 68.4 | 0 | 0 | 17 | 0
19.07. | 17 | 85.4 |  | 68.4 | 0 | 0 | 17 | 0
19.07. | 18 | 85.4 |  | 68.4 | 0 | 0 | 17 | 0
19.07. | 19 | 85.4 |  | 68.4 | 0 | 0 | 17 | 0
19.07. | 20 | 85.4 |  | 68.4 | 0 | 0 | 17 | 0
19.07. | 21 | 85.4 |  | 68.4 | 0 | 0 | 17 | 0
19.07. | 22 | 85.4 |  | 68.4 | 0 | 0 | 17 | 0
19.07. | 23 | 85.4 |  | 68.4 | 0 | 0 | 17 | 0
19.07. | 24 | 85.4 |  | 68.4 | 0 | 0 | 17 | 0
20.07. | 1 | 85.4 |  | 68.4 | 0 | 0 | 17 | 0
20.07. | 2 | 85.4 |  | 68.4 | 0 | 0 | 17 | 0
20.07. | 3 | 85.4 |  | 68.4 | 0 | 0 | 17 | 0
20.07. | 4 | 85.4 |  | 68.4 | 0 | 0 | 17 | 0
20.07. | 5 | 85.4 |  | 68.4 | 0 | 0 | 17 | 0
20.07. | 6 | 85.4 |  | 68.4 | 0 | 0 | 17 | 0
20.07. | 7 | 85.4 |  | 68.4 | 0 | 0 | 17 | 0
20.07. | 8 | 85.4 |  | 68.4 | 0 | 0 | 17 | 0
20.07. | 9 | 85.4 |  | 68.4 | 0 | 0 | 17 | 0
20.07. | 10 | 85.4 |  | 68.4 | 0 | 0 | 17 | 0
20.07. | 11 | 85.4 |  | 68.4 | 0 | 0 | 17 | 0
20.07. | 12 | 85.4 |  | 68.4 | 0 | 0 | 17 | 0
20.07. | 13 | 85.4 |  | 68.4 | 0 | 0 | 17 | 0
20.07. | 14 | 85.4 |  | 68.4 | 0 | 0 | 17 | 0
20.07. | 15 | 85.4 |  | 68.4 | 0 | 0 | 17 | 0
20.07. | 16 | 85.4 |  | 68.4 | 0 | 0 | 17 | 0
20.07. | 17 | 85.4 |  | 68.4 | 0 | 0 | 17 | 0
20.07. | 18 | 85.4 |  | 68.4 | 0 | 0 | 17 | 0
20.07. | 19 | 85.4 |  | 68.4 | 0 | 0 | 17 | 0
20.07. | 20 | 85.4 |  | 68.4 | 0 | 0 | 17 | 0
20.07. | 21 | 85.4 |  | 68.4 | 0 | 0 | 17 | 0
20.07. | 22 | 85.4 |  | 68.4 | 0 | 0 | 17 | 0
20.07. | 23 | 85.4 |  | 68.4 | 0 | 0 | 17 | 0
20.07. | 24 | 85.4 |  | 68.4 | 0 | 0 | 17 | 0
21.07. | 1 | 85.4 |  | 68.4 | 0 | 0 | 17 | 0
21.07. | 2 | 85.4 |  | 68.4 | 0 | 0 | 17 | 0
21.07. | 3 | 85.4 |  | 68.4 | 0 | 0 | 17 | 0
21.07. | 4 | 85.4 |  | 68.4 | 0 | 0 | 17 | 0
21.07. | 5 | 85.4 |  | 68.4 | 0 | 0 | 17 | 0
21.07. | 6 | 85.4 |  | 68.4 | 0 | 0 | 17 | 0
21.07. | 7 | 85.4 |  | 68.4 | 0 | 0 | 17 | 0
21.07. | 8 | 85.4 |  | 68.4 | 0 | 0 | 17 | 0
21.07. | 9 | 85.4 |  | 68.4 | 0 | 0 | 17 | 0
21.07. | 10 | 85.4 |  | 68.4 | 0 | 0 | 17 | 0
21.07. | 11 | 85.4 |  | 68.4 | 0 | 0 | 17 | 0
21.07. | 12 | 85.4 |  | 68.4 | 0 | 0 | 17 | 0
21.07. | 13 | 85.4 |  | 68.4 | 0 | 0 | 17 | 0
21.07. | 14 | 85.4 |  | 68.4 | 0 | 0 | 17 | 0
21.07. | 15 | 85.4 |  | 68.4 | 0 | 0 | 17 | 0
21.07. | 16 | 85.4 |  | 68.4 | 0 | 0 | 17 | 0
21.07. | 17 | 85.4 |  | 68.4 | 0 | 0 | 17 | 0
21.07. | 18 | 85.4 |  | 68.4 | 0 | 0 | 17 | 0
21.07. | 19 | 85.4 |  | 68.4 | 0 | 0 | 17 | 0
21.07. | 20 | 85.4 |  | 68.4 | 0 | 0 | 17 | 0
21.07. | 21 | 85.4 |  | 68.4 | 0 | 0 | 17 | 0
21.07. | 22 | 85.4 |  | 68.4 | 0 | 0 | 17 | 0
21.07. | 23 | 85.4 |  | 68.4 | 0 | 0 | 17 | 0
21.07. | 24 | 85.4 |  | 68.4 | 0 | 0 | 17 | 0
22.07. | 1 | 85.4 |  | 68.4 | 0 | 0 | 17 | 0
22.07. | 2 | 85.4 |  | 68.4 | 0 | 0 | 17 | 0
22.07. | 3 | 85.4 |  | 68.4 | 0 | 0 | 17 | 0
22.07. | 4 | 85.4 |  | 68.4 | 0 | 0 | 17 | 0
22.07. | 5 | 85.4 |  | 68.4 | 0 | 0 | 17 | 0
22.07. | 6 | 85.4 |  | 68.4 | 0 | 0 | 17 | 0
22.07. | 7 | 85.4 |  | 68.4 | 0 | 0 | 17 | 0
22.07. | 8 | 85.4 |  | 68.4 | 0 | 0 | 17 | 0
22.07. | 9 | 85.4 |  | 68.4 | 0 | 0 | 17 | 0
22.07. | 10 | 85.4 |  | 68.4 | 0 | 0 | 17 | 0
22.07. | 11 | 85.4 |  | 68.4 | 0 | 0 | 17 | 0
22.07. | 12 | 85.4 |  | 68.4 | 0 | 0 | 17 | 0
22.07. | 13 | 85.4 |  | 68.4 | 0 | 0 | 17 | 0
22.07. | 14 | 85.4 |  | 68.4 | 0 | 0 | 17 | 0
22.07. | 15 | 85.4 |  | 68.4 | 0 | 0 | 17 | 0
22.07. | 16 | 85.4 |  | 68.4 | 0 | 0 | 17 | 0
22.07. | 17 | 85.4 |  | 68.4 | 0 | 0 | 17 | 0
22.07. | 18 | 85.4 |  | 68.4 | 0 | 0 | 17 | 0
22.07. | 19 | 85.4 |  | 68.4 | 0 | 0 | 17 | 0
22.07. | 20 | 85.4 |  | 68.4 | 0 | 0 | 17 | 0
22.07. | 21 | 85.4 |  | 68.4 | 0 | 0 | 17 | 0
22.07. | 22 | 85.4 |  | 68.4 | 0 | 0 | 17 | 0
22.07. | 23 | 85.4 |  | 68.4 | 0 | 0 | 17 | 0
22.07. | 24 | 85.4 |  | 68.4 | 0 | 0 | 17 | 0
23.07. | 1 | 85.4 |  | 68.4 | 0 | 0 | 17 | 0
23.07. | 2 | 85.4 |  | 68.4 | 0 | 0 | 17 | 0
23.07. | 3 | 85.4 |  | 68.4 | 0 | 0 | 17 | 0
23.07. | 4 | 85.4 |  | 68.4 | 0 | 0 | 17 | 0
23.07. | 5 | 85.4 |  | 68.4 | 0 | 0 | 17 | 0
23.07. | 6 | 85.4 |  | 68.4 | 0 | 0 | 17 | 0
23.07. | 7 | 85.4 |  | 68.4 | 0 | 0 | 17 | 0
23.07. | 8 | 85.4 |  | 68.4 | 0 | 0 | 17 | 0
23.07. | 9 | 85.4 |  | 68.4 | 0 | 0 | 17 | 0
23.07. | 10 | 85.4 |  | 68.4 | 0 | 0 | 17 | 0
23.07. | 11 | 85.4 |  | 68.4 | 0 | 0 | 17 | 0
23.07. | 12 | 85.4 |  | 68.4 | 0 | 0 | 17 | 0
23.07. | 13 | 85.4 |  | 68.4 | 0 | 0 | 17 | 0
23.07. | 14 | 85.4 |  | 68.4 | 0 | 0 | 17 | 0
23.07. | 15 | 85.4 |  | 68.4 | 0 | 0 | 17 | 0
23.07. | 16 | 85.4 |  | 68.4 | 0 | 0 | 17 | 0
23.07. | 17 | 85.4 |  | 68.4 | 0 | 0 | 17 | 0
23.07. | 18 | 85.4 |  | 68.4 | 0 | 0 | 17 | 0
23.07. | 19 | 85.4 |  | 68.4 | 0 | 0 | 17 | 0
23.07. | 20 | 85.4 |  | 68.4 | 0 | 0 | 17 | 0
23.07. | 21 | 85.4 |  | 68.4 | 0 | 0 | 17 | 0
23.07. | 22 | 85.4 |  | 68.4 | 0 | 0 | 17 | 0
23.07. | 23 | 85.4 |  | 68.4 | 0 | 0 | 17 | 0
23.07. | 24 | 85.4 |  | 68.4 | 0 | 0 | 17 | 0
24.07. | 1 | 85.4 |  | 68.4 | 0 | 0 | 17 | 0
24.07. | 2 | 85.4 |  | 68.4 | 0 | 0 | 17 | 0
24.07. | 3 | 85.4 |  | 68.4 | 0 | 0 | 17 | 0
24.07. | 4 | 85.4 |  | 68.4 | 0 | 0 | 17 | 0
24.07. | 5 | 85.4 |  | 68.4 | 0 | 0 | 17 | 0
24.07. | 6 | 85.4 |  | 68.4 | 0 | 0 | 17 | 0
24.07. | 7 | 85.4 |  | 68.4 | 0 | 0 | 17 | 0
24.07. | 8 | 85.4 |  | 68.4 | 0 | 0 | 17 | 0
24.07. | 9 | 85.4 |  | 68.4 | 0 | 0 | 17 | 0
24.07. | 10 | 85.4 |  | 68.4 | 0 | 0 | 17 | 0
24.07. | 11 | 85.4 |  | 68.4 | 0 | 0 | 17 | 0
24.07. | 12 | 85.4 |  | 68.4 | 0 | 0 | 17 | 0
24.07. | 13 | 85.4 |  | 68.4 | 0 | 0 | 17 | 0
24.07. | 14 | 85.4 |  | 68.4 | 0 | 0 | 17 | 0
24.07. | 15 | 85.4 |  | 68.4 | 0 | 0 | 17 | 0
24.07. | 16 | 85.4 |  | 68.4 | 0 | 0 | 17 | 0
24.07. | 17 | 85.4 |  | 68.4 | 0 | 0 | 17 | 0
24.07. | 18 | 85.4 |  | 68.4 | 0 | 0 | 17 | 0
24.07. | 19 | 85.4 |  | 68.4 | 0 | 0 | 17 | 0
24.07. | 20 | 85.4 |  | 68.4 | 0 | 0 | 17 | 0
24.07. | 21 | 85.4 |  | 68.4 | 0 | 0 | 17 | 0
24.07. | 22 | 85.4 |  | 68.4 | 0 | 0 | 17 | 0
24.07. | 23 | 85.4 |  | 68.4 | 0 | 0 | 17 | 0
24.07. | 24 | 85.4 |  | 68.4 | 0 | 0 | 17 | 0
25.07. | 1 | 85.4 |  | 68.4 | 0 | 0 | 17 | 0
25.07. | 2 | 85.4 |  | 68.4 | 0 | 0 | 17 | 0
25.07. | 3 | 85.4 |  | 68.4 | 0 | 0 | 17 | 0
25.07. | 4 | 85.4 |  | 68.4 | 0 | 0 | 17 | 0
25.07. | 5 | 85.4 |  | 68.4 | 0 | 0 | 17 | 0
25.07. | 6 | 85.4 |  | 68.4 | 0 | 0 | 17 | 0
25.07. | 7 | 85.4 |  | 68.4 | 0 | 0 | 17 | 0
25.07. | 8 | 85.4 |  | 68.4 | 0 | 0 | 17 | 0
25.07. | 9 | 85.4 |  | 68.4 | 0 | 0 | 17 | 0
25.07. | 10 | 85.4 |  | 68.4 | 0 | 0 | 17 | 0
25.07. | 11 | 85.4 |  | 68.4 | 0 | 0 | 17 | 0
25.07. | 12 | 85.4 |  | 68.4 | 0 | 0 | 17 | 0
25.07. | 13 | 85.4 |  | 68.4 | 0 | 0 | 17 | 0
25.07. | 14 | 85.4 |  | 68.4 | 0 | 0 | 17 | 0
25.07. | 15 | 85.4 |  | 68.4 | 0 | 0 | 17 | 0
25.07. | 16 | 85.4 |  | 68.4 | 0 | 0 | 17 | 0
25.07. | 17 | 85.4 |  | 68.4 | 0 | 0 | 17 | 0
25.07. | 18 | 85.4 |  | 68.4 | 0 | 0 | 17 | 0
25.07. | 19 | 85.4 |  | 68.4 | 0 | 0 | 17 | 0
25.07. | 20 | 85.4 |  | 68.4 | 0 | 0 | 17 | 0
25.07. | 21 | 85.4 |  | 68.4 | 0 | 0 | 17 | 0
25.07. | 22 | 85.4 |  | 68.4 | 0 | 0 | 17 | 0
25.07. | 23 | 85.4 |  | 68.4 | 0 | 0 | 17 | 0
25.07. | 24 | 85.4 |  | 68.4 | 0 | 0 | 17 | 0
26.07. | 1 | 85.4 |  | 68.4 | 0 | 0 | 17 | 0
26.07. | 2 | 85.4 |  | 68.4 | 0 | 0 | 17 | 0
26.07. | 3 | 85.4 |  | 68.4 | 0 | 0 | 17 | 0
26.07. | 4 | 85.4 |  | 68.4 | 0 | 0 | 17 | 0
26.07. | 5 | 85.4 |  | 68.4 | 0 | 0 | 17 | 0
26.07. | 6 | 85.4 |  | 68.4 | 0 | 0 | 17 | 0
26.07. | 7 | 85.4 |  | 68.4 | 0 | 0 | 17 | 0
26.07. | 8 | 85.4 |  | 68.4 | 0 | 0 | 17 | 0
26.07. | 9 | 85.4 |  | 68.4 | 0 | 0 | 17 | 0
26.07. | 10 | 85.4 |  | 68.4 | 0 | 0 | 17 | 0
26.07. | 11 | 85.4 |  | 68.4 | 0 | 0 | 17 | 0
26.07. | 12 | 85.4 |  | 68.4 | 0 | 0 | 17 | 0
26.07. | 13 | 85.4 |  | 68.4 | 0 | 0 | 17 | 0
26.07. | 14 | 85.4 |  | 68.4 | 0 | 0 | 17 | 0
26.07. | 15 | 85.4 |  | 68.4 | 0 | 0 | 17 | 0
26.07. | 16 | 85.4 |  | 68.4 | 0 | 0 | 17 | 0
26.07. | 17 | 85.4 |  | 68.4 | 0 | 0 | 17 | 0
26.07. | 18 | 85.4 |  | 68.4 | 0 | 0 | 17 | 0
26.07. | 19 | 85.4 |  | 68.4 | 0 | 0 | 17 | 0
26.07. | 20 | 85.4 |  | 68.4 | 0 | 0 | 17 | 0
26.07. | 21 | 85.4 |  | 68.4 | 0 | 0 | 17 | 0
26.07. | 22 | 85.4 |  | 68.4 | 0 | 0 | 17 | 0
26.07. | 23 | 85.4 |  | 68.4 | 0 | 0 | 17 | 0
26.07. | 24 | 85.4 |  | 68.4 | 0 | 0 | 17 | 0
27.07. | 1 | 85.4 |  | 68.4 | 0 | 0 | 17 | 0
27.07. | 2 | 85.4 |  | 68.4 | 0 | 0 | 17 | 0
27.07. | 3 | 85.4 |  | 68.4 | 0 | 0 | 17 | 0
27.07. | 4 | 85.4 |  | 68.4 | 0 | 0 | 17 | 0
27.07. | 5 | 85.4 |  | 68.4 | 0 | 0 | 17 | 0
27.07. | 6 | 85.4 |  | 68.4 | 0 | 0 | 17 | 0
27.07. | 7 | 85.4 |  | 68.4 | 0 | 0 | 17 | 0
27.07. | 8 | 85.4 |  | 68.4 | 0 | 0 | 17 | 0
27.07. | 9 | 85.4 |  | 68.4 | 0 | 0 | 17 | 0
27.07. | 10 | 85.4 |  | 68.4 | 0 | 0 | 17 | 0
27.07. | 11 | 85.4 |  | 68.4 | 0 | 0 | 17 | 0
27.07. | 12 | 85.4 |  | 68.4 | 0 | 0 | 17 | 0
27.07. | 13 | 85.4 |  | 68.4 | 0 | 0 | 17 | 0
27.07. | 14 | 85.4 |  | 68.4 | 0 | 0 | 17 | 0
27.07. | 15 | 85.4 |  | 68.4 | 0 | 0 | 17 | 0
27.07. | 16 | 85.4 |  | 68.4 | 0 | 0 | 17 | 0
27.07. | 17 | 85.4 |  | 68.4 | 0 | 0 | 17 | 0
27.07. | 18 | 85.4 |  | 68.4 | 0 | 0 | 17 | 0
27.07. | 19 | 85.4 |  | 68.4 | 0 | 0 | 17 | 0
27.07. | 20 | 85.4 |  | 68.4 | 0 | 0 | 17 | 0
27.07. | 21 | 85.4 |  | 68.4 | 0 | 0 | 17 | 0
27.07. | 22 | 85.4 |  | 68.4 | 0 | 0 | 17 | 0
27.07. | 23 | 85.4 |  | 68.4 | 0 | 0 | 17 | 0
27.07. | 24 | 85.4 |  | 68.4 | 0 | 0 | 17 | 0
28.07. | 1 | 85.4 |  | 68.4 | 0 | 0 | 17 | 0
28.07. | 2 | 85.4 |  | 68.4 | 0 | 0 | 17 | 0
28.07. | 3 | 85.4 |  | 68.4 | 0 | 0 | 17 | 0
28.07. | 4 | 85.4 |  | 68.4 | 0 | 0 | 17 | 0
28.07. | 5 | 85.4 |  | 68.4 | 0 | 0 | 17 | 0
28.07. | 6 | 85.4 |  | 68.4 | 0 | 0 | 17 | 0
28.07. | 7 | 85.4 |  | 68.4 | 0 | 0 | 17 | 0
28.07. | 8 | 85.4 |  | 68.4 | 0 | 0 | 17 | 0
28.07. | 9 | 85.4 |  | 68.4 | 0 | 0 | 17 | 0
28.07. | 10 | 85.4 |  | 68.4 | 0 | 0 | 17 | 0
28.07. | 11 | 85.4 |  | 68.4 | 0 | 0 | 17 | 0
28.07. | 12 | 85.4 |  | 68.4 | 0 | 0 | 17 | 0
28.07. | 13 | 85.4 |  | 68.4 | 0 | 0 | 17 | 0
28.07. | 14 | 85.4 |  | 68.4 | 0 | 0 | 17 | 0
28.07. | 15 | 85.4 |  | 68.4 | 0 | 0 | 17 | 0
28.07. | 16 | 85.4 |  | 68.4 | 0 | 0 | 17 | 0
28.07. | 17 | 85.4 |  | 68.4 | 0 | 0 | 17 | 0
28.07. | 18 | 85.4 |  | 68.4 | 0 | 0 | 17 | 0
28.07. | 19 | 85.4 |  | 68.4 | 0 | 0 | 17 | 0
28.07. | 20 | 85.4 |  | 68.4 | 0 | 0 | 17 | 0
28.07. | 21 | 85.4 |  | 68.4 | 0 | 0 | 17 | 0
28.07. | 22 | 85.4 |  | 68.4 | 0 | 0 | 17 | 0
28.07. | 23 | 85.4 |  | 68.4 | 0 | 0 | 17 | 0
28.07. | 24 | 85.4 |  | 68.4 | 0 | 0 | 17 | 0
29.07. | 1 | 85.4 |  | 68.4 | 0 | 0 | 17 | 0
29.07. | 2 | 85.4 |  | 68.4 | 0 | 0 | 17 | 0
29.07. | 3 | 85.4 |  | 68.4 | 0 | 0 | 17 | 0
29.07. | 4 | 85.4 |  | 68.4 | 0 | 0 | 17 | 0
29.07. | 5 | 85.4 |  | 68.4 | 0 | 0 | 17 | 0
29.07. | 6 | 85.4 |  | 68.4 | 0 | 0 | 17 | 0
29.07. | 7 | 85.4 |  | 68.4 | 0 | 0 | 17 | 0
29.07. | 8 | 85.4 |  | 68.4 | 0 | 0 | 17 | 0
29.07. | 9 | 85.4 |  | 68.4 | 0 | 0 | 17 | 0
29.07. | 10 | 85.4 |  | 68.4 | 0 | 0 | 17 | 0
29.07. | 11 | 85.4 |  | 68.4 | 0 | 0 | 17 | 0
29.07. | 12 | 85.4 |  | 68.4 | 0 | 0 | 17 | 0
29.07. | 13 | 85.4 |  | 68.4 | 0 | 0 | 17 | 0
29.07. | 14 | 85.4 |  | 68.4 | 0 | 0 | 17 | 0
29.07. | 15 | 85.4 |  | 68.4 | 0 | 0 | 17 | 0
29.07. | 16 | 85.4 |  | 68.4 | 0 | 0 | 17 | 0
29.07. | 17 | 85.4 |  | 68.4 | 0 | 0 | 17 | 0
29.07. | 18 | 85.4 |  | 68.4 | 0 | 0 | 17 | 0
29.07. | 19 | 85.4 |  | 68.4 | 0 | 0 | 17 | 0
29.07. | 20 | 85.4 |  | 68.4 | 0 | 0 | 17 | 0
29.07. | 21 | 85.4 |  | 68.4 | 0 | 0 | 17 | 0
29.07. | 22 | 85.4 |  | 68.4 | 0 | 0 | 17 | 0
29.07. | 23 | 85.4 |  | 68.4 | 0 | 0 | 17 | 0
29.07. | 24 | 85.4 |  | 68.4 | 0 | 0 | 17 | 0
30.07. | 1 | 85.4 |  | 68.4 | 0 | 0 | 17 | 0
30.07. | 2 | 85.4 |  | 68.4 | 0 | 0 | 17 | 0
30.07. | 3 | 85.4 |  | 68.4 | 0 | 0 | 17 | 0
30.07. | 4 | 85.4 |  | 68.4 | 0 | 0 | 17 | 0
30.07. | 5 | 85.4 |  | 68.4 | 0 | 0 | 17 | 0
30.07. | 6 | 85.4 |  | 68.4 | 0 | 0 | 17 | 0
30.07. | 7 | 85.4 |  | 68.4 | 0 | 0 | 17 | 0
30.07. | 8 | 85.4 |  | 68.4 | 0 | 0 | 17 | 0
30.07. | 9 | 85.4 |  | 68.4 | 0 | 0 | 17 | 0
30.07. | 10 | 85.4 |  | 68.4 | 0 | 0 | 17 | 0
30.07. | 11 | 85.4 |  | 68.4 | 0 | 0 | 17 | 0
30.07. | 12 | 85.4 |  | 68.4 | 0 | 0 | 17 | 0
30.07. | 13 | 85.4 |  | 68.4 | 0 | 0 | 17 | 0
30.07. | 14 | 85.4 |  | 68.4 | 0 | 0 | 17 | 0
30.07. | 15 | 85.4 |  | 68.4 | 0 | 0 | 17 | 0
30.07. | 16 | 85.4 |  | 68.4 | 0 | 0 | 17 | 0
30.07. | 17 | 85.4 |  | 68.4 | 0 | 0 | 17 | 0
30.07. | 18 | 85.4 |  | 68.4 | 0 | 0 | 17 | 0
30.07. | 19 | 85.4 |  | 68.4 | 0 | 0 | 17 | 0
30.07. | 20 | 85.4 |  | 68.4 | 0 | 0 | 17 | 0
30.07. | 21 | 85.4 |  | 68.4 | 0 | 0 | 17 | 0
30.07. | 22 | 85.4 |  | 68.4 | 0 | 0 | 17 | 0
30.07. | 23 | 85.4 |  | 68.4 | 0 | 0 | 17 | 0
30.07. | 24 | 85.4 |  | 68.4 | 0 | 0 | 17 | 0
31.07. | 1 | 85.4 |  | 68.4 | 0 | 0 | 17 | 0
31.07. | 2 | 85.4 |  | 68.4 | 0 | 0 | 17 | 0
31.07. | 3 | 85.4 |  | 68.4 | 0 | 0 | 17 | 0
31.07. | 4 | 85.4 |  | 68.4 | 0 | 0 | 17 | 0
31.07. | 5 | 85.4 |  | 68.4 | 0 | 0 | 17 | 0
31.07. | 6 | 85.4 |  | 68.4 | 0 | 0 | 17 | 0
31.07. | 7 | 85.4 |  | 68.4 | 0 | 0 | 17 | 0
31.07. | 8 | 85.4 |  | 68.4 | 0 | 0 | 17 | 0
31.07. | 9 | 85.4 |  | 68.4 | 0 | 0 | 17 | 0
31.07. | 10 | 85.4 |  | 68.4 | 0 | 0 | 17 | 0
31.07. | 11 | 85.4 |  | 68.4 | 0 | 0 | 17 | 0
31.07. | 12 | 85.4 |  | 68.4 | 0 | 0 | 17 | 0
31.07. | 13 | 85.4 |  | 68.4 | 0 | 0 | 17 | 0
31.07. | 14 | 85.4 |  | 68.4 | 0 | 0 | 17 | 0
31.07. | 15 | 85.4 |  | 68.4 | 0 | 0 | 17 | 0
31.07. | 16 | 85.4 |  | 68.4 | 0 | 0 | 17 | 0
31.07. | 17 | 85.4 |  | 68.4 | 0 | 0 | 17 | 0
31.07. | 18 | 85.4 |  | 68.4 | 0 | 0 | 17 | 0
31.07. | 19 | 85.4 |  | 68.4 | 0 | 0 | 17 | 0
31.07. | 20 | 85.4 |  | 68.4 | 0 | 0 | 17 | 0
31.07. | 21 | 85.4 |  | 68.4 | 0 | 0 | 17 | 0
31.07. | 22 | 85.4 |  | 68.4 | 0 | 0 | 17 | 0
31.07. | 23 | 85.4 |  | 68.4 | 0 | 0 | 17 | 0
31.07. | 24 | 85.4 |  | 68.4 | 0 | 0 | 17 | 0
01.08. | 1 | 85.4 |  | 68.4 | 0 | 0 | 17 | 0
01.08. | 2 | 85.4 |  | 68.4 | 0 | 0 | 17 | 0
01.08. | 3 | 85.4 |  | 68.4 | 0 | 0 | 17 | 0
01.08. | 4 | 85.4 |  | 68.4 | 0 | 0 | 17 | 0
01.08. | 5 | 85.4 |  | 68.4 | 0 | 0 | 17 | 0
01.08. | 6 | 85.4 |  | 68.4 | 0 | 0 | 17 | 0
01.08. | 7 | 85.4 |  | 68.4 | 0 | 0 | 17 | 0
01.08. | 8 | 85.4 |  | 68.4 | 0 | 0 | 17 | 0
01.08. | 9 | 85.4 |  | 68.4 | 0 | 0 | 17 | 0
01.08. | 10 | 85.4 |  | 68.4 | 0 | 0 | 17 | 0
01.08. | 11 | 85.4 |  | 68.4 | 0 | 0 | 17 | 0
01.08. | 12 | 85.4 |  | 68.4 | 0 | 0 | 17 | 0
01.08. | 13 | 85.4 |  | 68.4 | 0 | 0 | 17 | 0
01.08. | 14 | 85.4 |  | 68.4 | 0 | 0 | 17 | 0
01.08. | 15 | 85.4 |  | 68.4 | 0 | 0 | 17 | 0
01.08. | 16 | 85.4 |  | 68.4 | 0 | 0 | 17 | 0
01.08. | 17 | 85.4 |  | 68.4 | 0 | 0 | 17 | 0
01.08. | 18 | 85.4 |  | 68.4 | 0 | 0 | 17 | 0
01.08. | 19 | 85.4 |  | 68.4 | 0 | 0 | 17 | 0
01.08. | 20 | 85.4 |  | 68.4 | 0 | 0 | 17 | 0
01.08. | 21 | 85.4 |  | 68.4 | 0 | 0 | 17 | 0
01.08. | 22 | 85.4 |  | 68.4 | 0 | 0 | 17 | 0
01.08. | 23 | 85.4 |  | 68.4 | 0 | 0 | 17 | 0
01.08. | 24 | 85.4 |  | 68.4 | 0 | 0 | 17 | 0
02.08. | 1 | 85.4 |  | 68.4 | 0 | 0 | 17 | 0
02.08. | 2 | 85.4 |  | 68.4 | 0 | 0 | 17 | 0
02.08. | 3 | 85.4 |  | 68.4 | 0 | 0 | 17 | 0
02.08. | 4 | 85.4 |  | 68.4 | 0 | 0 | 17 | 0
02.08. | 5 | 85.4 |  | 68.4 | 0 | 0 | 17 | 0
02.08. | 6 | 85.4 |  | 68.4 | 0 | 0 | 17 | 0
02.08. | 7 | 85.4 |  | 68.4 | 0 | 0 | 17 | 0
02.08. | 8 | 85.4 |  | 68.4 | 0 | 0 | 17 | 0
02.08. | 9 | 85.4 |  | 68.4 | 0 | 0 | 17 | 0
02.08. | 10 | 85.4 |  | 68.4 | 0 | 0 | 17 | 0
02.08. | 11 | 85.4 |  | 68.4 | 0 | 0 | 17 | 0
02.08. | 12 | 85.4 |  | 68.4 | 0 | 0 | 17 | 0
02.08. | 13 | 85.4 |  | 68.4 | 0 | 0 | 17 | 0
02.08. | 14 | 85.4 |  | 68.4 | 0 | 0 | 17 | 0
02.08. | 15 | 85.4 |  | 68.4 | 0 | 0 | 17 | 0
02.08. | 16 | 85.4 |  | 68.4 | 0 | 0 | 17 | 0
02.08. | 17 | 85.4 |  | 68.4 | 0 | 0 | 17 | 0
02.08. | 18 | 85.4 |  | 68.4 | 0 | 0 | 17 | 0
02.08. | 19 | 85.4 |  | 68.4 | 0 | 0 | 17 | 0
02.08. | 20 | 85.4 |  | 68.4 | 0 | 0 | 17 | 0
02.08. | 21 | 85.4 |  | 68.4 | 0 | 0 | 17 | 0
02.08. | 22 | 85.4 |  | 68.4 | 0 | 0 | 17 | 0
02.08. | 23 | 85.4 |  | 68.4 | 0 | 0 | 17 | 0
02.08. | 24 | 85.4 |  | 68.4 | 0 | 0 | 17 | 0
03.08. | 1 | 85.4 |  | 68.4 | 0 | 0 | 17 | 0
03.08. | 2 | 85.4 |  | 68.4 | 0 | 0 | 17 | 0
03.08. | 3 | 85.4 |  | 68.4 | 0 | 0 | 17 | 0
03.08. | 4 | 85.4 |  | 68.4 | 0 | 0 | 17 | 0
03.08. | 5 | 85.4 |  | 68.4 | 0 | 0 | 17 | 0
03.08. | 6 | 85.4 |  | 68.4 | 0 | 0 | 17 | 0
03.08. | 7 | 85.4 |  | 68.4 | 0 | 0 | 17 | 0
03.08. | 8 | 85.4 |  | 68.4 | 0 | 0 | 17 | 0
03.08. | 9 | 85.4 |  | 68.4 | 0 | 0 | 17 | 0
03.08. | 10 | 85.4 |  | 68.4 | 0 | 0 | 17 | 0
03.08. | 11 | 85.4 |  | 68.4 | 0 | 0 | 17 | 0
03.08. | 12 | 85.4 |  | 68.4 | 0 | 0 | 17 | 0
03.08. | 13 | 85.4 |  | 68.4 | 0 | 0 | 17 | 0
03.08. | 14 | 85.4 |  | 68.4 | 0 | 0 | 17 | 0
03.08. | 15 | 85.4 |  | 68.4 | 0 | 0 | 17 | 0
03.08. | 16 | 85.4 |  | 68.4 | 0 | 0 | 17 | 0
03.08. | 17 | 85.4 |  | 68.4 | 0 | 0 | 17 | 0
03.08. | 18 | 85.4 |  | 68.4 | 0 | 0 | 17 | 0
03.08. | 19 | 85.4 |  | 68.4 | 0 | 0 | 17 | 0
03.08. | 20 | 85.4 |  | 68.4 | 0 | 0 | 17 | 0
03.08. | 21 | 85.4 |  | 68.4 | 0 | 0 | 17 | 0
03.08. | 22 | 85.4 |  | 68.4 | 0 | 0 | 17 | 0
03.08. | 23 | 85.4 |  | 68.4 | 0 | 0 | 17 | 0
03.08. | 24 | 85.4 |  | 68.4 | 0 | 0 | 17 | 0
04.08. | 1 | 85.4 |  | 68.4 | 0 | 0 | 17 | 0
04.08. | 2 | 85.4 |  | 68.4 | 0 | 0 | 17 | 0
04.08. | 3 | 85.4 |  | 68.4 | 0 | 0 | 17 | 0
04.08. | 4 | 85.4 |  | 68.4 | 0 | 0 | 17 | 0
04.08. | 5 | 85.4 |  | 68.4 | 0 | 0 | 17 | 0
04.08. | 6 | 85.4 |  | 68.4 | 0 | 0 | 17 | 0
04.08. | 7 | 85.4 |  | 68.4 | 0 | 0 | 17 | 0
04.08. | 8 | 85.4 |  | 68.4 | 0 | 0 | 17 | 0
04.08. | 9 | 85.4 |  | 68.4 | 0 | 0 | 17 | 0
04.08. | 10 | 85.4 |  | 68.4 | 0 | 0 | 17 | 0
04.08. | 11 | 85.4 |  | 68.4 | 0 | 0 | 17 | 0
04.08. | 12 | 85.4 |  | 68.4 | 0 | 0 | 17 | 0
04.08. | 13 | 85.4 |  | 68.4 | 0 | 0 | 17 | 0
04.08. | 14 | 85.4 |  | 68.4 | 0 | 0 | 17 | 0
04.08. | 15 | 85.4 |  | 68.4 | 0 | 0 | 17 | 0
04.08. | 16 | 85.4 |  | 68.4 | 0 | 0 | 17 | 0
04.08. | 17 | 85.4 |  | 68.4 | 0 | 0 | 17 | 0
04.08. | 18 | 85.4 |  | 68.4 | 0 | 0 | 17 | 0
04.08. | 19 | 85.4 |  | 68.4 | 0 | 0 | 17 | 0
04.08. | 20 | 85.4 |  | 68.4 | 0 | 0 | 17 | 0
04.08. | 21 | 85.4 |  | 68.4 | 0 | 0 | 17 | 0
04.08. | 22 | 85.4 |  | 68.4 | 0 | 0 | 17 | 0
04.08. | 23 | 85.4 |  | 68.4 | 0 | 0 | 17 | 0
04.08. | 24 | 85.4 |  | 68.4 | 0 | 0 | 17 | 0
05.08. | 1 | 85.4 |  | 68.4 | 0 | 0 | 17 | 0
05.08. | 2 | 85.4 |  | 68.4 | 0 | 0 | 17 | 0
05.08. | 3 | 85.4 |  | 68.4 | 0 | 0 | 17 | 0
05.08. | 4 | 85.4 |  | 68.4 | 0 | 0 | 17 | 0
05.08. | 5 | 85.4 |  | 68.4 | 0 | 0 | 17 | 0
05.08. | 6 | 85.4 |  | 68.4 | 0 | 0 | 17 | 0
05.08. | 7 | 85.4 |  | 68.4 | 0 | 0 | 17 | 0
05.08. | 8 | 85.4 |  | 68.4 | 0 | 0 | 17 | 0
05.08. | 9 | 85.4 |  | 68.4 | 0 | 0 | 17 | 0
05.08. | 10 | 85.4 |  | 68.4 | 0 | 0 | 17 | 0
05.08. | 11 | 85.4 |  | 68.4 | 0 | 0 | 17 | 0
05.08. | 12 | 85.4 |  | 68.4 | 0 | 0 | 17 | 0
05.08. | 13 | 85.4 |  | 68.4 | 0 | 0 | 17 | 0
05.08. | 14 | 85.4 |  | 68.4 | 0 | 0 | 17 | 0
05.08. | 15 | 85.4 |  | 68.4 | 0 | 0 | 17 | 0
05.08. | 16 | 85.4 |  | 68.4 | 0 | 0 | 17 | 0
05.08. | 17 | 85.4 |  | 68.4 | 0 | 0 | 17 | 0
05.08. | 18 | 85.4 |  | 68.4 | 0 | 0 | 17 | 0
05.08. | 19 | 85.4 |  | 68.4 | 0 | 0 | 17 | 0
05.08. | 20 | 85.4 |  | 68.4 | 0 | 0 | 17 | 0
05.08. | 21 | 85.4 |  | 68.4 | 0 | 0 | 17 | 0
05.08. | 22 | 85.4 |  | 68.4 | 0 | 0 | 17 | 0
05.08. | 23 | 85.4 |  | 68.4 | 0 | 0 | 17 | 0
05.08. | 24 | 85.4 |  | 68.4 | 0 | 0 | 17 | 0
06.08. | 1 | 85.4 |  | 68.4 | 0 | 0 | 17 | 0
06.08. | 2 | 85.4 |  | 68.4 | 0 | 0 | 17 | 0
06.08. | 3 | 85.4 |  | 68.4 | 0 | 0 | 17 | 0
06.08. | 4 | 85.4 |  | 68.4 | 0 | 0 | 17 | 0
06.08. | 5 | 85.4 |  | 68.4 | 0 | 0 | 17 | 0
06.08. | 6 | 85.4 |  | 68.4 | 0 | 0 | 17 | 0
06.08. | 7 | 85.4 |  | 68.4 | 0 | 0 | 17 | 0
06.08. | 8 | 85.4 |  | 68.4 | 0 | 0 | 17 | 0
06.08. | 9 | 85.4 |  | 68.4 | 0 | 0 | 17 | 0
06.08. | 10 | 85.4 |  | 68.4 | 0 | 0 | 17 | 0
06.08. | 11 | 85.4 |  | 68.4 | 0 | 0 | 17 | 0
06.08. | 12 | 85.4 |  | 68.4 | 0 | 0 | 17 | 0
06.08. | 13 | 85.4 |  | 68.4 | 0 | 0 | 17 | 0
06.08. | 14 | 85.4 |  | 68.4 | 0 | 0 | 17 | 0
06.08. | 15 | 85.4 |  | 68.4 | 0 | 0 | 17 | 0
06.08. | 16 | 85.4 |  | 68.4 | 0 | 0 | 17 | 0
06.08. | 17 | 85.4 |  | 68.4 | 0 | 0 | 17 | 0
06.08. | 18 | 85.4 |  | 68.4 | 0 | 0 | 17 | 0
06.08. | 19 | 85.4 |  | 68.4 | 0 | 0 | 17 | 0
06.08. | 20 | 85.4 |  | 68.4 | 0 | 0 | 17 | 0
06.08. | 21 | 85.4 |  | 68.4 | 0 | 0 | 17 | 0
06.08. | 22 | 85.4 |  | 68.4 | 0 | 0 | 17 | 0
06.08. | 23 | 85.4 |  | 68.4 | 0 | 0 | 17 | 0
06.08. | 24 | 85.4 |  | 68.4 | 0 | 0 | 17 | 0
07.08. | 1 | 85.4 |  | 68.4 | 0 | 0 | 17 | 0
07.08. | 2 | 85.4 |  | 68.4 | 0 | 0 | 17 | 0
07.08. | 3 | 85.4 |  | 68.4 | 0 | 0 | 17 | 0
07.08. | 4 | 85.4 |  | 68.4 | 0 | 0 | 17 | 0
07.08. | 5 | 85.4 |  | 68.4 | 0 | 0 | 17 | 0
07.08. | 6 | 85.4 |  | 68.4 | 0 | 0 | 17 | 0
07.08. | 7 | 85.4 |  | 68.4 | 0 | 0 | 17 | 0
07.08. | 8 | 85.4 |  | 68.4 | 0 | 0 | 17 | 0
07.08. | 9 | 85.4 |  | 68.4 | 0 | 0 | 17 | 0
07.08. | 10 | 85.4 |  | 68.4 | 0 | 0 | 17 | 0
07.08. | 11 | 85.4 |  | 68.4 | 0 | 0 | 17 | 0
07.08. | 12 | 85.4 |  | 68.4 | 0 | 0 | 17 | 0
07.08. | 13 | 85.4 |  | 68.4 | 0 | 0 | 17 | 0
07.08. | 14 | 85.4 |  | 68.4 | 0 | 0 | 17 | 0
07.08. | 15 | 85.4 |  | 68.4 | 0 | 0 | 17 | 0
07.08. | 16 | 85.4 |  | 68.4 | 0 | 0 | 17 | 0
07.08. | 17 | 85.4 |  | 68.4 | 0 | 0 | 17 | 0
07.08. | 18 | 85.4 |  | 68.4 | 0 | 0 | 17 | 0
07.08. | 19 | 85.4 |  | 68.4 | 0 | 0 | 17 | 0
07.08. | 20 | 85.4 |  | 68.4 | 0 | 0 | 17 | 0
07.08. | 21 | 85.4 |  | 68.4 | 0 | 0 | 17 | 0
07.08. | 22 | 85.4 |  | 68.4 | 0 | 0 | 17 | 0
07.08. | 23 | 85.4 |  | 68.4 | 0 | 0 | 17 | 0
07.08. | 24 | 85.4 |  | 68.4 | 0 | 0 | 17 | 0
08.08. | 1 | 85.4 |  | 68.4 | 0 | 0 | 17 | 0
08.08. | 2 | 85.4 |  | 68.4 | 0 | 0 | 17 | 0
08.08. | 3 | 85.4 |  | 68.4 | 0 | 0 | 17 | 0
08.08. | 4 | 85.4 |  | 68.4 | 0 | 0 | 17 | 0
08.08. | 5 | 85.4 |  | 68.4 | 0 | 0 | 17 | 0
08.08. | 6 | 85.4 |  | 68.4 | 0 | 0 | 17 | 0
08.08. | 7 | 85.4 |  | 68.4 | 0 | 0 | 17 | 0
08.08. | 8 | 85.4 |  | 68.4 | 0 | 0 | 17 | 0
08.08. | 9 | 85.4 |  | 68.4 | 0 | 0 | 17 | 0
08.08. | 10 | 85.4 |  | 68.4 | 0 | 0 | 17 | 0
08.08. | 11 | 85.4 |  | 68.4 | 0 | 0 | 17 | 0
08.08. | 12 | 85.4 |  | 68.4 | 0 | 0 | 17 | 0
08.08. | 13 | 85.4 |  | 68.4 | 0 | 0 | 17 | 0
08.08. | 14 | 85.4 |  | 68.4 | 0 | 0 | 17 | 0
08.08. | 15 | 85.4 |  | 68.4 | 0 | 0 | 17 | 0
08.08. | 16 | 85.4 |  | 68.4 | 0 | 0 | 17 | 0
08.08. | 17 | 85.4 |  | 68.4 | 0 | 0 | 17 | 0
08.08. | 18 | 85.4 |  | 68.4 | 0 | 0 | 17 | 0
08.08. | 19 | 85.4 |  | 68.4 | 0 | 0 | 17 | 0
08.08. | 20 | 85.4 |  | 68.4 | 0 | 0 | 17 | 0
08.08. | 21 | 85.4 |  | 68.4 | 0 | 0 | 17 | 0
08.08. | 22 | 85.4 |  | 68.4 | 0 | 0 | 17 | 0
08.08. | 23 | 85.4 |  | 68.4 | 0 | 0 | 17 | 0
08.08. | 24 | 85.4 |  | 68.4 | 0 | 0 | 17 | 0
09.08. | 1 | 85.4 |  | 68.4 | 0 | 0 | 17 | 0
09.08. | 2 | 85.4 |  | 68.4 | 0 | 0 | 17 | 0
09.08. | 3 | 85.4 |  | 68.4 | 0 | 0 | 17 | 0
09.08. | 4 | 85.4 |  | 68.4 | 0 | 0 | 17 | 0
09.08. | 5 | 85.4 |  | 68.4 | 0 | 0 | 17 | 0
09.08. | 6 | 85.4 |  | 68.4 | 0 | 0 | 17 | 0
09.08. | 7 | 85.4 |  | 68.4 | 0 | 0 | 17 | 0
09.08. | 8 | 85.4 |  | 68.4 | 0 | 0 | 17 | 0
09.08. | 9 | 85.4 |  | 68.4 | 0 | 0 | 17 | 0
09.08. | 10 | 85.4 |  | 68.4 | 0 | 0 | 17 | 0
09.08. | 11 | 85.4 |  | 68.4 | 0 | 0 | 17 | 0
09.08. | 12 | 85.4 |  | 68.4 | 0 | 0 | 17 | 0
09.08. | 13 | 85.4 |  | 68.4 | 0 | 0 | 17 | 0
09.08. | 14 | 85.4 |  | 68.4 | 0 | 0 | 17 | 0
09.08. | 15 | 85.4 |  | 68.4 | 0 | 0 | 17 | 0
09.08. | 16 | 85.4 |  | 68.4 | 0 | 0 | 17 | 0
09.08. | 17 | 85.4 |  | 68.4 | 0 | 0 | 17 | 0
09.08. | 18 | 85.4 |  | 68.4 | 0 | 0 | 17 | 0
09.08. | 19 | 85.4 |  | 68.4 | 0 | 0 | 17 | 0
09.08. | 20 | 85.4 |  | 68.4 | 0 | 0 | 17 | 0
09.08. | 21 | 85.4 |  | 68.4 | 0 | 0 | 17 | 0
09.08. | 22 | 85.4 |  | 68.4 | 0 | 0 | 17 | 0
09.08. | 23 | 85.4 |  | 68.4 | 0 | 0 | 17 | 0
09.08. | 24 | 85.4 |  | 68.4 | 0 | 0 | 17 | 0
10.08. | 1 | 85.4 |  | 68.4 | 0 | 0 | 17 | 0
10.08. | 2 | 85.4 |  | 68.4 | 0 | 0 | 17 | 0
10.08. | 3 | 85.4 |  | 68.4 | 0 | 0 | 17 | 0
10.08. | 4 | 85.4 |  | 68.4 | 0 | 0 | 17 | 0
10.08. | 5 | 85.4 |  | 68.4 | 0 | 0 | 17 | 0
10.08. | 6 | 85.4 |  | 68.4 | 0 | 0 | 17 | 0
10.08. | 7 | 85.4 |  | 68.4 | 0 | 0 | 17 | 0
10.08. | 8 | 85.4 |  | 68.4 | 0 | 0 | 17 | 0
10.08. | 9 | 85.4 |  | 68.4 | 0 | 0 | 17 | 0
10.08. | 10 | 85.4 |  | 68.4 | 0 | 0 | 17 | 0
10.08. | 11 | 85.4 |  | 68.4 | 0 | 0 | 17 | 0
10.08. | 12 | 85.4 |  | 68.4 | 0 | 0 | 17 | 0
10.08. | 13 | 85.4 |  | 68.4 | 0 | 0 | 17 | 0
10.08. | 14 | 85.4 |  | 68.4 | 0 | 0 | 17 | 0
10.08. | 15 | 85.4 |  | 68.4 | 0 | 0 | 17 | 0
10.08. | 16 | 85.4 |  | 68.4 | 0 | 0 | 17 | 0
10.08. | 17 | 85.4 |  | 68.4 | 0 | 0 | 17 | 0
10.08. | 18 | 85.4 |  | 68.4 | 0 | 0 | 17 | 0
10.08. | 19 | 85.4 |  | 68.4 | 0 | 0 | 17 | 0
10.08. | 20 | 85.4 |  | 68.4 | 0 | 0 | 17 | 0
10.08. | 21 | 85.4 |  | 68.4 | 0 | 0 | 17 | 0
10.08. | 22 | 85.4 |  | 68.4 | 0 | 0 | 17 | 0
10.08. | 23 | 85.4 |  | 68.4 | 0 | 0 | 17 | 0
10.08. | 24 | 85.4 |  | 68.4 | 0 | 0 | 17 | 0
11.08. | 1 | 85.4 |  | 68.4 | 0 | 0 | 17 | 0
11.08. | 2 | 85.4 |  | 68.4 | 0 | 0 | 17 | 0
11.08. | 3 | 85.4 |  | 68.4 | 0 | 0 | 17 | 0
11.08. | 4 | 85.4 |  | 68.4 | 0 | 0 | 17 | 0
11.08. | 5 | 85.4 |  | 68.4 | 0 | 0 | 17 | 0
11.08. | 6 | 85.4 |  | 68.4 | 0 | 0 | 17 | 0
11.08. | 7 | 85.4 |  | 68.4 | 0 | 0 | 17 | 0
11.08. | 8 | 85.4 |  | 68.4 | 0 | 0 | 17 | 0
11.08. | 9 | 85.4 |  | 68.4 | 0 | 0 | 17 | 0
11.08. | 10 | 85.4 |  | 68.4 | 0 | 0 | 17 | 0
11.08. | 11 | 85.4 |  | 68.4 | 0 | 0 | 17 | 0
11.08. | 12 | 85.4 |  | 68.4 | 0 | 0 | 17 | 0
11.08. | 13 | 85.4 |  | 68.4 | 0 | 0 | 17 | 0
11.08. | 14 | 85.4 |  | 68.4 | 0 | 0 | 17 | 0
11.08. | 15 | 85.4 |  | 68.4 | 0 | 0 | 17 | 0
11.08. | 16 | 85.4 |  | 68.4 | 0 | 0 | 17 | 0
11.08. | 17 | 85.4 |  | 68.4 | 0 | 0 | 17 | 0
11.08. | 18 | 85.4 |  | 68.4 | 0 | 0 | 17 | 0
11.08. | 19 | 85.4 |  | 68.4 | 0 | 0 | 17 | 0
11.08. | 20 | 85.4 |  | 68.4 | 0 | 0 | 17 | 0
11.08. | 21 | 85.4 |  | 68.4 | 0 | 0 | 17 | 0
11.08. | 22 | 85.4 |  | 68.4 | 0 | 0 | 17 | 0
11.08. | 23 | 85.4 |  | 68.4 | 0 | 0 | 17 | 0
11.08. | 24 | 85.4 |  | 68.4 | 0 | 0 | 17 | 0
12.08. | 1 | 85.4 |  | 68.4 | 0 | 0 | 17 | 0
12.08. | 2 | 85.4 |  | 68.4 | 0 | 0 | 17 | 0
12.08. | 3 | 85.4 |  | 68.4 | 0 | 0 | 17 | 0
12.08. | 4 | 85.4 |  | 68.4 | 0 | 0 | 17 | 0
12.08. | 5 | 85.4 |  | 68.4 | 0 | 0 | 17 | 0
12.08. | 6 | 85.4 |  | 68.4 | 0 | 0 | 17 | 0
12.08. | 7 | 85.4 |  | 68.4 | 0 | 0 | 17 | 0
12.08. | 8 | 85.4 |  | 68.4 | 0 | 0 | 17 | 0
12.08. | 9 | 85.4 |  | 68.4 | 0 | 0 | 17 | 0
12.08. | 10 | 85.4 |  | 68.4 | 0 | 0 | 17 | 0
12.08. | 11 | 85.4 |  | 68.4 | 0 | 0 | 17 | 0
12.08. | 12 | 85.4 |  | 68.4 | 0 | 0 | 17 | 0
12.08. | 13 | 85.4 |  | 68.4 | 0 | 0 | 17 | 0
12.08. | 14 | 85.4 |  | 68.4 | 0 | 0 | 17 | 0
12.08. | 15 | 85.4 |  | 68.4 | 0 | 0 | 17 | 0
12.08. | 16 | 85.4 |  | 68.4 | 0 | 0 | 17 | 0
12.08. | 17 | 85.4 |  | 68.4 | 0 | 0 | 17 | 0
12.08. | 18 | 85.4 |  | 68.4 | 0 | 0 | 17 | 0
12.08. | 19 | 85.4 |  | 68.4 | 0 | 0 | 17 | 0
12.08. | 20 | 85.4 |  | 68.4 | 0 | 0 | 17 | 0
12.08. | 21 | 85.4 |  | 68.4 | 0 | 0 | 17 | 0
12.08. | 22 | 85.4 |  | 68.4 | 0 | 0 | 17 | 0
12.08. | 23 | 85.4 |  | 68.4 | 0 | 0 | 17 | 0
12.08. | 24 | 85.4 |  | 68.4 | 0 | 0 | 17 | 0
13.08. | 1 | 85.4 |  | 68.4 | 0 | 0 | 17 | 0
13.08. | 2 | 85.4 |  | 68.4 | 0 | 0 | 17 | 0
13.08. | 3 | 85.4 |  | 68.4 | 0 | 0 | 17 | 0
13.08. | 4 | 85.4 |  | 68.4 | 0 | 0 | 17 | 0
13.08. | 5 | 85.4 |  | 68.4 | 0 | 0 | 17 | 0
13.08. | 6 | 85.4 |  | 68.4 | 0 | 0 | 17 | 0
13.08. | 7 | 85.4 |  | 68.4 | 0 | 0 | 17 | 0
13.08. | 8 | 85.4 |  | 68.4 | 0 | 0 | 17 | 0
13.08. | 9 | 85.4 |  | 68.4 | 0 | 0 | 17 | 0
13.08. | 10 | 85.4 |  | 68.4 | 0 | 0 | 17 | 0
13.08. | 11 | 85.4 |  | 68.4 | 0 | 0 | 17 | 0
13.08. | 12 | 85.4 |  | 68.4 | 0 | 0 | 17 | 0
13.08. | 13 | 85.4 |  | 68.4 | 0 | 0 | 17 | 0
13.08. | 14 | 85.4 |  | 68.4 | 0 | 0 | 17 | 0
13.08. | 15 | 85.4 |  | 68.4 | 0 | 0 | 17 | 0
13.08. | 16 | 85.4 |  | 68.4 | 0 | 0 | 17 | 0
13.08. | 17 | 85.4 |  | 68.4 | 0 | 0 | 17 | 0
13.08. | 18 | 85.4 |  | 68.4 | 0 | 0 | 17 | 0
13.08. | 19 | 85.4 |  | 68.4 | 0 | 0 | 17 | 0
13.08. | 20 | 85.4 |  | 68.4 | 0 | 0 | 17 | 0
13.08. | 21 | 85.4 |  | 68.4 | 0 | 0 | 17 | 0
13.08. | 22 | 85.4 |  | 68.4 | 0 | 0 | 17 | 0
13.08. | 23 | 85.4 |  | 68.4 | 0 | 0 | 17 | 0
13.08. | 24 | 85.4 |  | 68.4 | 0 | 0 | 17 | 0
14.08. | 1 | 85.4 |  | 68.4 | 0 | 0 | 17 | 0
14.08. | 2 | 85.4 |  | 68.4 | 0 | 0 | 17 | 0
14.08. | 3 | 85.4 |  | 68.4 | 0 | 0 | 17 | 0
14.08. | 4 | 85.4 |  | 68.4 | 0 | 0 | 17 | 0
14.08. | 5 | 85.4 |  | 68.4 | 0 | 0 | 17 | 0
14.08. | 6 | 85.4 |  | 68.4 | 0 | 0 | 17 | 0
14.08. | 7 | 85.4 |  | 68.4 | 0 | 0 | 17 | 0
14.08. | 8 | 85.4 |  | 68.4 | 0 | 0 | 17 | 0
14.08. | 9 | 85.4 |  | 68.4 | 0 | 0 | 17 | 0
14.08. | 10 | 85.4 |  | 68.4 | 0 | 0 | 17 | 0
14.08. | 11 | 85.4 |  | 68.4 | 0 | 0 | 17 | 0
14.08. | 12 | 85.4 |  | 68.4 | 0 | 0 | 17 | 0
14.08. | 13 | 85.4 |  | 68.4 | 0 | 0 | 17 | 0
14.08. | 14 | 85.4 |  | 68.4 | 0 | 0 | 17 | 0
14.08. | 15 | 85.4 |  | 68.4 | 0 | 0 | 17 | 0
14.08. | 16 | 85.4 |  | 68.4 | 0 | 0 | 17 | 0
14.08. | 17 | 85.4 |  | 68.4 | 0 | 0 | 17 | 0
14.08. | 18 | 85.4 |  | 68.4 | 0 | 0 | 17 | 0
14.08. | 19 | 85.4 |  | 68.4 | 0 | 0 | 17 | 0
14.08. | 20 | 85.4 |  | 68.4 | 0 | 0 | 17 | 0
14.08. | 21 | 85.4 |  | 68.4 | 0 | 0 | 17 | 0
14.08. | 22 | 85.4 |  | 68.4 | 0 | 0 | 17 | 0
14.08. | 23 | 85.4 |  | 68.4 | 0 | 0 | 17 | 0
14.08. | 24 | 85.4 |  | 68.4 | 0 | 0 | 17 | 0
15.08. | 1 | 85.4 |  | 68.4 | 0 | 0 | 17 | 0
15.08. | 2 | 85.4 |  | 68.4 | 0 | 0 | 17 | 0
15.08. | 3 | 85.4 |  | 68.4 | 0 | 0 | 17 | 0
15.08. | 4 | 85.4 |  | 68.4 | 0 | 0 | 17 | 0
15.08. | 5 | 85.4 |  | 68.4 | 0 | 0 | 17 | 0
15.08. | 6 | 85.4 |  | 68.4 | 0 | 0 | 17 | 0
15.08. | 7 | 85.4 |  | 68.4 | 0 | 0 | 17 | 0
15.08. | 8 | 85.4 |  | 68.4 | 0 | 0 | 17 | 0
15.08. | 9 | 85.4 |  | 68.4 | 0 | 0 | 17 | 0
15.08. | 10 | 85.4 |  | 68.4 | 0 | 0 | 17 | 0
15.08. | 11 | 85.4 |  | 68.4 | 0 | 0 | 17 | 0
15.08. | 12 | 85.4 |  | 68.4 | 0 | 0 | 17 | 0
15.08. | 13 | 85.4 |  | 68.4 | 0 | 0 | 17 | 0
15.08. | 14 | 85.4 |  | 68.4 | 0 | 0 | 17 | 0
15.08. | 15 | 85.4 |  | 68.4 | 0 | 0 | 17 | 0
15.08. | 16 | 85.4 |  | 68.4 | 0 | 0 | 17 | 0
15.08. | 17 | 85.4 |  | 68.4 | 0 | 0 | 17 | 0
15.08. | 18 | 85.4 |  | 68.4 | 0 | 0 | 17 | 0
15.08. | 19 | 85.4 |  | 68.4 | 0 | 0 | 17 | 0
15.08. | 20 | 85.4 |  | 68.4 | 0 | 0 | 17 | 0
15.08. | 21 | 85.4 |  | 68.4 | 0 | 0 | 17 | 0
15.08. | 22 | 85.4 |  | 68.4 | 0 | 0 | 17 | 0
15.08. | 23 | 85.4 |  | 68.4 | 0 | 0 | 17 | 0
15.08. | 24 | 85.4 |  | 68.4 | 0 | 0 | 17 | 0
16.08. | 1 | 85.4 |  | 68.4 | 0 | 0 | 17 | 0
16.08. | 2 | 85.4 |  | 68.4 | 0 | 0 | 17 | 0
16.08. | 3 | 85.4 |  | 68.4 | 0 | 0 | 17 | 0
16.08. | 4 | 85.4 |  | 68.4 | 0 | 0 | 17 | 0
16.08. | 5 | 85.4 |  | 68.4 | 0 | 0 | 17 | 0
16.08. | 6 | 85.4 |  | 68.4 | 0 | 0 | 17 | 0
16.08. | 7 | 85.4 |  | 68.4 | 0 | 0 | 17 | 0
16.08. | 8 | 85.4 |  | 68.4 | 0 | 0 | 17 | 0
16.08. | 9 | 85.4 |  | 68.4 | 0 | 0 | 17 | 0
16.08. | 10 | 85.4 |  | 68.4 | 0 | 0 | 17 | 0
16.08. | 11 | 85.4 |  | 68.4 | 0 | 0 | 17 | 0
16.08. | 12 | 85.4 |  | 68.4 | 0 | 0 | 17 | 0
16.08. | 13 | 85.4 |  | 68.4 | 0 | 0 | 17 | 0
16.08. | 14 | 85.4 |  | 68.4 | 0 | 0 | 17 | 0
16.08. | 15 | 85.4 |  | 68.4 | 0 | 0 | 17 | 0
16.08. | 16 | 85.4 |  | 68.4 | 0 | 0 | 17 | 0
16.08. | 17 | 85.4 |  | 68.4 | 0 | 0 | 17 | 0
16.08. | 18 | 85.4 |  | 68.4 | 0 | 0 | 17 | 0
16.08. | 19 | 85.4 |  | 68.4 | 0 | 0 | 17 | 0
16.08. | 20 | 85.4 |  | 68.4 | 0 | 0 | 17 | 0
16.08. | 21 | 85.4 |  | 68.4 | 0 | 0 | 17 | 0
16.08. | 22 | 85.4 |  | 68.4 | 0 | 0 | 17 | 0
16.08. | 23 | 85.4 |  | 68.4 | 0 | 0 | 17 | 0
16.08. | 24 | 85.4 |  | 68.4 | 0 | 0 | 17 | 0
17.08. | 1 | 85.4 |  | 68.4 | 0 | 0 | 17 | 0
17.08. | 2 | 85.4 |  | 68.4 | 0 | 0 | 17 | 0
17.08. | 3 | 85.4 |  | 68.4 | 0 | 0 | 17 | 0
17.08. | 4 | 85.4 |  | 68.4 | 0 | 0 | 17 | 0
17.08. | 5 | 85.4 |  | 68.4 | 0 | 0 | 17 | 0
17.08. | 6 | 85.4 |  | 68.4 | 0 | 0 | 17 | 0
17.08. | 7 | 85.4 |  | 68.4 | 0 | 0 | 17 | 0
17.08. | 8 | 85.4 |  | 68.4 | 0 | 0 | 17 | 0
17.08. | 9 | 85.4 |  | 68.4 | 0 | 0 | 17 | 0
17.08. | 10 | 85.4 |  | 68.4 | 0 | 0 | 17 | 0
17.08. | 11 | 85.4 |  | 68.4 | 0 | 0 | 17 | 0
17.08. | 12 | 85.4 |  | 68.4 | 0 | 0 | 17 | 0
17.08. | 13 | 85.4 |  | 68.4 | 0 | 0 | 17 | 0
17.08. | 14 | 85.4 |  | 68.4 | 0 | 0 | 17 | 0
17.08. | 15 | 85.4 |  | 68.4 | 0 | 0 | 17 | 0
17.08. | 16 | 85.4 |  | 68.4 | 0 | 0 | 17 | 0
17.08. | 17 | 85.4 |  | 68.4 | 0 | 0 | 17 | 0
17.08. | 18 | 85.4 |  | 68.4 | 0 | 0 | 17 | 0
17.08. | 19 | 85.4 |  | 68.4 | 0 | 0 | 17 | 0
17.08. | 20 | 85.4 |  | 68.4 | 0 | 0 | 17 | 0
17.08. | 21 | 85.4 |  | 68.4 | 0 | 0 | 17 | 0
17.08. | 22 | 85.4 |  | 68.4 | 0 | 0 | 17 | 0
17.08. | 23 | 85.4 |  | 68.4 | 0 | 0 | 17 | 0
17.08. | 24 | 85.4 |  | 68.4 | 0 | 0 | 17 | 0
18.08. | 1 | 85.4 |  | 68.4 | 0 | 0 | 17 | 0
18.08. | 2 | 85.4 |  | 68.4 | 0 | 0 | 17 | 0
18.08. | 3 | 85.4 |  | 68.4 | 0 | 0 | 17 | 0
18.08. | 4 | 85.4 |  | 68.4 | 0 | 0 | 17 | 0
18.08. | 5 | 85.4 |  | 68.4 | 0 | 0 | 17 | 0
18.08. | 6 | 85.4 |  | 68.4 | 0 | 0 | 17 | 0
18.08. | 7 | 85.4 |  | 68.4 | 0 | 0 | 17 | 0
18.08. | 8 | 85.4 |  | 68.4 | 0 | 0 | 17 | 0
18.08. | 9 | 85.4 |  | 68.4 | 0 | 0 | 17 | 0
18.08. | 10 | 85.4 |  | 68.4 | 0 | 0 | 17 | 0
18.08. | 11 | 85.4 |  | 68.4 | 0 | 0 | 17 | 0
18.08. | 12 | 85.4 |  | 68.4 | 0 | 0 | 17 | 0
18.08. | 13 | 85.4 |  | 68.4 | 0 | 0 | 17 | 0
18.08. | 14 | 85.4 |  | 68.4 | 0 | 0 | 17 | 0
18.08. | 15 | 85.4 |  | 68.4 | 0 | 0 | 17 | 0
18.08. | 16 | 85.4 |  | 68.4 | 0 | 0 | 17 | 0
18.08. | 17 | 85.4 |  | 68.4 | 0 | 0 | 17 | 0
18.08. | 18 | 85.4 |  | 68.4 | 0 | 0 | 17 | 0
18.08. | 19 | 85.4 |  | 68.4 | 0 | 0 | 17 | 0
18.08. | 20 | 85.4 |  | 68.4 | 0 | 0 | 17 | 0
18.08. | 21 | 85.4 |  | 68.4 | 0 | 0 | 17 | 0
18.08. | 22 | 85.4 |  | 68.4 | 0 | 0 | 17 | 0
18.08. | 23 | 85.4 |  | 68.4 | 0 | 0 | 17 | 0
18.08. | 24 | 85.4 |  | 68.4 | 0 | 0 | 17 | 0
19.08. | 1 | 85.4 |  | 68.4 | 0 | 0 | 17 | 0
19.08. | 2 | 85.4 |  | 68.4 | 0 | 0 | 17 | 0
19.08. | 3 | 85.4 |  | 68.4 | 0 | 0 | 17 | 0
19.08. | 4 | 85.4 |  | 68.4 | 0 | 0 | 17 | 0
19.08. | 5 | 85.4 |  | 68.4 | 0 | 0 | 17 | 0
19.08. | 6 | 85.4 |  | 68.4 | 0 | 0 | 17 | 0
19.08. | 7 | 85.4 |  | 68.4 | 0 | 0 | 17 | 0
19.08. | 8 | 85.4 |  | 68.4 | 0 | 0 | 17 | 0
19.08. | 9 | 85.4 |  | 68.4 | 0 | 0 | 17 | 0
19.08. | 10 | 85.4 |  | 68.4 | 0 | 0 | 17 | 0
19.08. | 11 | 85.4 |  | 68.4 | 0 | 0 | 17 | 0
19.08. | 12 | 85.4 |  | 68.4 | 0 | 0 | 17 | 0
19.08. | 13 | 85.4 |  | 68.4 | 0 | 0 | 17 | 0
19.08. | 14 | 85.4 |  | 68.4 | 0 | 0 | 17 | 0
19.08. | 15 | 85.4 |  | 68.4 | 0 | 0 | 17 | 0
19.08. | 16 | 85.4 |  | 68.4 | 0 | 0 | 17 | 0
19.08. | 17 | 85.4 |  | 68.4 | 0 | 0 | 17 | 0
19.08. | 18 | 85.4 |  | 68.4 | 0 | 0 | 17 | 0
19.08. | 19 | 85.4 |  | 68.4 | 0 | 0 | 17 | 0
19.08. | 20 | 85.4 |  | 68.4 | 0 | 0 | 17 | 0
19.08. | 21 | 85.4 |  | 68.4 | 0 | 0 | 17 | 0
19.08. | 22 | 85.4 |  | 68.4 | 0 | 0 | 17 | 0
19.08. | 23 | 85.4 |  | 68.4 | 0 | 0 | 17 | 0
19.08. | 24 | 85.4 |  | 68.4 | 0 | 0 | 17 | 0
20.08. | 1 | 85.4 |  | 68.4 | 0 | 0 | 17 | 0
20.08. | 2 | 85.4 |  | 68.4 | 0 | 0 | 17 | 0
20.08. | 3 | 85.4 |  | 68.4 | 0 | 0 | 17 | 0
20.08. | 4 | 85.4 |  | 68.4 | 0 | 0 | 17 | 0
20.08. | 5 | 85.4 |  | 68.4 | 0 | 0 | 17 | 0
20.08. | 6 | 85.4 |  | 68.4 | 0 | 0 | 17 | 0
20.08. | 7 | 85.4 |  | 68.4 | 0 | 0 | 17 | 0
20.08. | 8 | 85.4 |  | 68.4 | 0 | 0 | 17 | 0
20.08. | 9 | 85.4 |  | 68.4 | 0 | 0 | 17 | 0
20.08. | 10 | 85.4 |  | 68.4 | 0 | 0 | 17 | 0
20.08. | 11 | 85.4 |  | 68.4 | 0 | 0 | 17 | 0
20.08. | 12 | 85.4 |  | 68.4 | 0 | 0 | 17 | 0
20.08. | 13 | 85.4 |  | 68.4 | 0 | 0 | 17 | 0
20.08. | 14 | 85.4 |  | 68.4 | 0 | 0 | 17 | 0
20.08. | 15 | 85.4 |  | 68.4 | 0 | 0 | 17 | 0
20.08. | 16 | 85.4 |  | 68.4 | 0 | 0 | 17 | 0
20.08. | 17 | 85.4 |  | 68.4 | 0 | 0 | 17 | 0
20.08. | 18 | 85.4 |  | 68.4 | 0 | 0 | 17 | 0
20.08. | 19 | 85.4 |  | 68.4 | 0 | 0 | 17 | 0
20.08. | 20 | 85.4 |  | 68.4 | 0 | 0 | 17 | 0
20.08. | 21 | 85.4 |  | 68.4 | 0 | 0 | 17 | 0
20.08. | 22 | 85.4 |  | 68.4 | 0 | 0 | 17 | 0
20.08. | 23 | 85.4 |  | 68.4 | 0 | 0 | 17 | 0
20.08. | 24 | 85.4 |  | 68.4 | 0 | 0 | 17 | 0
21.08. | 1 | 85.4 |  | 68.4 | 0 | 0 | 17 | 0
21.08. | 2 | 85.4 |  | 68.4 | 0 | 0 | 17 | 0
21.08. | 3 | 85.4 |  | 68.4 | 0 | 0 | 17 | 0
21.08. | 4 | 85.4 |  | 68.4 | 0 | 0 | 17 | 0
21.08. | 5 | 85.4 |  | 68.4 | 0 | 0 | 17 | 0
21.08. | 6 | 85.4 |  | 68.4 | 0 | 0 | 17 | 0
21.08. | 7 | 85.4 |  | 68.4 | 0 | 0 | 17 | 0
21.08. | 8 | 85.4 |  | 68.4 | 0 | 0 | 17 | 0
21.08. | 9 | 85.4 |  | 68.4 | 0 | 0 | 17 | 0
21.08. | 10 | 85.4 |  | 68.4 | 0 | 0 | 17 | 0
21.08. | 11 | 85.4 |  | 68.4 | 0 | 0 | 17 | 0
21.08. | 12 | 85.4 |  | 68.4 | 0 | 0 | 17 | 0
21.08. | 13 | 85.4 |  | 68.4 | 0 | 0 | 17 | 0
21.08. | 14 | 85.4 |  | 68.4 | 0 | 0 | 17 | 0
21.08. | 15 | 85.4 |  | 68.4 | 0 | 0 | 17 | 0
21.08. | 16 | 85.4 |  | 68.4 | 0 | 0 | 17 | 0
21.08. | 17 | 85.4 |  | 68.4 | 0 | 0 | 17 | 0
21.08. | 18 | 85.4 |  | 68.4 | 0 | 0 | 17 | 0
21.08. | 19 | 85.4 |  | 68.4 | 0 | 0 | 17 | 0
21.08. | 20 | 85.4 |  | 68.4 | 0 | 0 | 17 | 0
21.08. | 21 | 85.4 |  | 68.4 | 0 | 0 | 17 | 0
21.08. | 22 | 85.4 |  | 68.4 | 0 | 0 | 17 | 0
21.08. | 23 | 85.4 |  | 68.4 | 0 | 0 | 17 | 0
21.08. | 24 | 85.4 |  | 68.4 | 0 | 0 | 17 | 0
22.08. | 1 | 85.4 |  | 68.4 | 0 | 0 | 17 | 0
22.08. | 2 | 85.4 |  | 68.4 | 0 | 0 | 17 | 0
22.08. | 3 | 85.4 |  | 68.4 | 0 | 0 | 17 | 0
22.08. | 4 | 85.4 |  | 68.4 | 0 | 0 | 17 | 0
22.08. | 5 | 85.4 |  | 68.4 | 0 | 0 | 17 | 0
22.08. | 6 | 85.4 |  | 68.4 | 0 | 0 | 17 | 0
22.08. | 7 | 85.4 |  | 68.4 | 0 | 0 | 17 | 0
22.08. | 8 | 85.4 |  | 68.4 | 0 | 0 | 17 | 0
22.08. | 9 | 85.4 |  | 68.4 | 0 | 0 | 17 | 0
22.08. | 10 | 85.4 |  | 68.4 | 0 | 0 | 17 | 0
22.08. | 11 | 85.4 |  | 68.4 | 0 | 0 | 17 | 0
22.08. | 12 | 85.4 |  | 68.4 | 0 | 0 | 17 | 0
22.08. | 13 | 85.4 |  | 68.4 | 0 | 0 | 17 | 0
22.08. | 14 | 85.4 |  | 68.4 | 0 | 0 | 17 | 0
22.08. | 15 | 85.4 |  | 68.4 | 0 | 0 | 17 | 0
22.08. | 16 | 85.4 |  | 68.4 | 0 | 0 | 17 | 0
22.08. | 17 | 85.4 |  | 68.4 | 0 | 0 | 17 | 0
22.08. | 18 | 85.4 |  | 68.4 | 0 | 0 | 17 | 0
22.08. | 19 | 85.4 |  | 68.4 | 0 | 0 | 17 | 0
22.08. | 20 | 85.4 |  | 68.4 | 0 | 0 | 17 | 0
22.08. | 21 | 85.4 |  | 68.4 | 0 | 0 | 17 | 0
22.08. | 22 | 85.4 |  | 68.4 | 0 | 0 | 17 | 0
22.08. | 23 | 85.4 |  | 68.4 | 0 | 0 | 17 | 0
22.08. | 24 | 85.4 |  | 68.4 | 0 | 0 | 17 | 0
23.08. | 1 | 85.4 |  | 68.4 | 0 | 0 | 17 | 0
23.08. | 2 | 85.4 |  | 68.4 | 0 | 0 | 17 | 0
23.08. | 3 | 85.4 |  | 68.4 | 0 | 0 | 17 | 0
23.08. | 4 | 85.4 |  | 68.4 | 0 | 0 | 17 | 0
23.08. | 5 | 85.4 |  | 68.4 | 0 | 0 | 17 | 0
23.08. | 6 | 85.4 |  | 68.4 | 0 | 0 | 17 | 0
23.08. | 7 | 85.4 |  | 68.4 | 0 | 0 | 17 | 0
23.08. | 8 | 85.4 |  | 68.4 | 0 | 0 | 17 | 0
23.08. | 9 | 85.4 |  | 68.4 | 0 | 0 | 17 | 0
23.08. | 10 | 85.4 |  | 68.4 | 0 | 0 | 17 | 0
23.08. | 11 | 85.4 |  | 68.4 | 0 | 0 | 17 | 0
23.08. | 12 | 85.4 |  | 68.4 | 0 | 0 | 17 | 0
23.08. | 13 | 85.4 |  | 68.4 | 0 | 0 | 17 | 0
23.08. | 14 | 85.4 |  | 68.4 | 0 | 0 | 17 | 0
23.08. | 15 | 85.4 |  | 68.4 | 0 | 0 | 17 | 0
23.08. | 16 | 85.4 |  | 68.4 | 0 | 0 | 17 | 0
23.08. | 17 | 85.4 |  | 68.4 | 0 | 0 | 17 | 0
23.08. | 18 | 85.4 |  | 68.4 | 0 | 0 | 17 | 0
23.08. | 19 | 85.4 |  | 68.4 | 0 | 0 | 17 | 0
23.08. | 20 | 85.4 |  | 68.4 | 0 | 0 | 17 | 0
23.08. | 21 | 85.4 |  | 68.4 | 0 | 0 | 17 | 0
23.08. | 22 | 85.4 |  | 68.4 | 0 | 0 | 17 | 0
23.08. | 23 | 85.4 |  | 68.4 | 0 | 0 | 17 | 0
23.08. | 24 | 85.4 |  | 68.4 | 0 | 0 | 17 | 0
24.08. | 1 | 85.4 |  | 68.4 | 0 | 0 | 17 | 0
24.08. | 2 | 85.4 |  | 68.4 | 0 | 0 | 17 | 0
24.08. | 3 | 85.4 |  | 68.4 | 0 | 0 | 17 | 0
24.08. | 4 | 85.4 |  | 68.4 | 0 | 0 | 17 | 0
24.08. | 5 | 85.4 |  | 68.4 | 0 | 0 | 17 | 0
24.08. | 6 | 85.4 |  | 68.4 | 0 | 0 | 17 | 0
24.08. | 7 | 85.4 |  | 68.4 | 0 | 0 | 17 | 0
24.08. | 8 | 85.4 |  | 68.4 | 0 | 0 | 17 | 0
24.08. | 9 | 85.4 |  | 68.4 | 0 | 0 | 17 | 0
24.08. | 10 | 85.4 |  | 68.4 | 0 | 0 | 17 | 0
24.08. | 11 | 85.4 |  | 68.4 | 0 | 0 | 17 | 0
24.08. | 12 | 85.4 |  | 68.4 | 0 | 0 | 17 | 0
24.08. | 13 | 85.4 |  | 68.4 | 0 | 0 | 17 | 0
24.08. | 14 | 85.4 |  | 68.4 | 0 | 0 | 17 | 0
24.08. | 15 | 85.4 |  | 68.4 | 0 | 0 | 17 | 0
24.08. | 16 | 85.4 |  | 68.4 | 0 | 0 | 17 | 0
24.08. | 17 | 85.4 |  | 68.4 | 0 | 0 | 17 | 0
24.08. | 18 | 85.4 |  | 68.4 | 0 | 0 | 17 | 0
24.08. | 19 | 85.4 |  | 68.4 | 0 | 0 | 17 | 0
24.08. | 20 | 85.4 |  | 68.4 | 0 | 0 | 17 | 0
24.08. | 21 | 85.4 |  | 68.4 | 0 | 0 | 17 | 0
24.08. | 22 | 85.4 |  | 68.4 | 0 | 0 | 17 | 0
24.08. | 23 | 85.4 |  | 68.4 | 0 | 0 | 17 | 0
24.08. | 24 | 85.4 |  | 68.4 | 0 | 0 | 17 | 0
25.08. | 1 | 85.4 |  | 68.4 | 0 | 0 | 17 | 0
25.08. | 2 | 85.4 |  | 68.4 | 0 | 0 | 17 | 0
25.08. | 3 | 85.4 |  | 68.4 | 0 | 0 | 17 | 0
25.08. | 4 | 85.4 |  | 68.4 | 0 | 0 | 17 | 0
25.08. | 5 | 85.4 |  | 68.4 | 0 | 0 | 17 | 0
25.08. | 6 | 85.4 |  | 68.4 | 0 | 0 | 17 | 0
25.08. | 7 | 85.4 |  | 68.4 | 0 | 0 | 17 | 0
25.08. | 8 | 85.4 |  | 68.4 | 0 | 0 | 17 | 0
25.08. | 9 | 85.4 |  | 68.4 | 0 | 0 | 17 | 0
25.08. | 10 | 85.4 |  | 68.4 | 0 | 0 | 17 | 0
25.08. | 11 | 85.4 |  | 68.4 | 0 | 0 | 17 | 0
25.08. | 12 | 85.4 |  | 68.4 | 0 | 0 | 17 | 0
25.08. | 13 | 85.4 |  | 68.4 | 0 | 0 | 17 | 0
25.08. | 14 | 85.4 |  | 68.4 | 0 | 0 | 17 | 0
25.08. | 15 | 85.4 |  | 68.4 | 0 | 0 | 17 | 0
25.08. | 16 | 85.4 |  | 68.4 | 0 | 0 | 17 | 0
25.08. | 17 | 85.4 |  | 68.4 | 0 | 0 | 17 | 0
25.08. | 18 | 85.4 |  | 68.4 | 0 | 0 | 17 | 0
25.08. | 19 | 85.4 |  | 68.4 | 0 | 0 | 17 | 0
25.08. | 20 | 85.4 |  | 68.4 | 0 | 0 | 17 | 0
25.08. | 21 | 85.4 |  | 68.4 | 0 | 0 | 17 | 0
25.08. | 22 | 85.4 |  | 68.4 | 0 | 0 | 17 | 0
25.08. | 23 | 85.4 |  | 68.4 | 0 | 0 | 17 | 0
25.08. | 24 | 85.4 |  | 68.4 | 0 | 0 | 17 | 0
26.08. | 1 | 85.4 |  | 68.4 | 0 | 0 | 17 | 0
26.08. | 2 | 85.4 |  | 68.4 | 0 | 0 | 17 | 0
26.08. | 3 | 85.4 |  | 68.4 | 0 | 0 | 17 | 0
26.08. | 4 | 85.4 |  | 68.4 | 0 | 0 | 17 | 0
26.08. | 5 | 85.4 |  | 68.4 | 0 | 0 | 17 | 0
26.08. | 6 | 85.4 |  | 68.4 | 0 | 0 | 17 | 0
26.08. | 7 | 85.4 |  | 68.4 | 0 | 0 | 17 | 0
26.08. | 8 | 85.4 |  | 68.4 | 0 | 0 | 17 | 0
26.08. | 9 | 85.4 |  | 68.4 | 0 | 0 | 17 | 0
26.08. | 10 | 85.4 |  | 68.4 | 0 | 0 | 17 | 0
26.08. | 11 | 85.4 |  | 68.4 | 0 | 0 | 17 | 0
26.08. | 12 | 85.4 |  | 68.4 | 0 | 0 | 17 | 0
26.08. | 13 | 85.4 |  | 68.4 | 0 | 0 | 17 | 0
26.08. | 14 | 85.4 |  | 68.4 | 0 | 0 | 17 | 0
26.08. | 15 | 85.4 |  | 68.4 | 0 | 0 | 17 | 0
26.08. | 16 | 85.4 |  | 68.4 | 0 | 0 | 17 | 0
26.08. | 17 | 85.4 |  | 68.4 | 0 | 0 | 17 | 0
26.08. | 18 | 85.4 |  | 68.4 | 0 | 0 | 17 | 0
26.08. | 19 | 85.4 |  | 68.4 | 0 | 0 | 17 | 0
26.08. | 20 | 85.4 |  | 68.4 | 0 | 0 | 17 | 0
26.08. | 21 | 85.4 |  | 68.4 | 0 | 0 | 17 | 0
26.08. | 22 | 85.4 |  | 68.4 | 0 | 0 | 17 | 0
26.08. | 23 | 85.4 |  | 68.4 | 0 | 0 | 17 | 0
26.08. | 24 | 85.4 |  | 68.4 | 0 | 0 | 17 | 0
27.08. | 1 | 85.4 |  | 68.4 | 0 | 0 | 17 | 0
27.08. | 2 | 85.4 |  | 68.4 | 0 | 0 | 17 | 0
27.08. | 3 | 85.4 |  | 68.4 | 0 | 0 | 17 | 0
27.08. | 4 | 85.4 |  | 68.4 | 0 | 0 | 17 | 0
27.08. | 5 | 85.4 |  | 68.4 | 0 | 0 | 17 | 0
27.08. | 6 | 85.4 |  | 68.4 | 0 | 0 | 17 | 0
27.08. | 7 | 85.4 |  | 68.4 | 0 | 0 | 17 | 0
27.08. | 8 | 85.4 |  | 68.4 | 0 | 0 | 17 | 0
27.08. | 9 | 85.4 |  | 68.4 | 0 | 0 | 17 | 0
27.08. | 10 | 85.4 |  | 68.4 | 0 | 0 | 17 | 0
27.08. | 11 | 85.4 |  | 68.4 | 0 | 0 | 17 | 0
27.08. | 12 | 85.4 |  | 68.4 | 0 | 0 | 17 | 0
27.08. | 13 | 85.4 |  | 68.4 | 0 | 0 | 17 | 0
27.08. | 14 | 85.4 |  | 68.4 | 0 | 0 | 17 | 0
27.08. | 15 | 85.4 |  | 68.4 | 0 | 0 | 17 | 0
27.08. | 16 | 85.4 |  | 68.4 | 0 | 0 | 17 | 0
27.08. | 17 | 85.4 |  | 68.4 | 0 | 0 | 17 | 0
27.08. | 18 | 85.4 |  | 68.4 | 0 | 0 | 17 | 0
27.08. | 19 | 85.4 |  | 68.4 | 0 | 0 | 17 | 0
27.08. | 20 | 85.4 |  | 68.4 | 0 | 0 | 17 | 0
27.08. | 21 | 85.4 |  | 68.4 | 0 | 0 | 17 | 0
27.08. | 22 | 85.4 |  | 68.4 | 0 | 0 | 17 | 0
27.08. | 23 | 85.4 |  | 68.4 | 0 | 0 | 17 | 0
27.08. | 24 | 85.4 |  | 68.4 | 0 | 0 | 17 | 0
28.08. | 1 | 85.4 |  | 68.4 | 0 | 0 | 17 | 0
28.08. | 2 | 85.4 |  | 68.4 | 0 | 0 | 17 | 0
28.08. | 3 | 85.4 |  | 68.4 | 0 | 0 | 17 | 0
28.08. | 4 | 85.4 |  | 68.4 | 0 | 0 | 17 | 0
28.08. | 5 | 85.4 |  | 68.4 | 0 | 0 | 17 | 0
28.08. | 6 | 85.4 |  | 68.4 | 0 | 0 | 17 | 0
28.08. | 7 | 85.4 |  | 68.4 | 0 | 0 | 17 | 0
28.08. | 8 | 85.4 |  | 68.4 | 0 | 0 | 17 | 0
28.08. | 9 | 85.4 |  | 68.4 | 0 | 0 | 17 | 0
28.08. | 10 | 85.4 |  | 68.4 | 0 | 0 | 17 | 0
28.08. | 11 | 85.4 |  | 68.4 | 0 | 0 | 17 | 0
28.08. | 12 | 85.4 |  | 68.4 | 0 | 0 | 17 | 0
28.08. | 13 | 85.4 |  | 68.4 | 0 | 0 | 17 | 0
28.08. | 14 | 85.4 |  | 68.4 | 0 | 0 | 17 | 0
28.08. | 15 | 85.4 |  | 68.4 | 0 | 0 | 17 | 0
28.08. | 16 | 85.4 |  | 68.4 | 0 | 0 | 17 | 0
28.08. | 17 | 85.4 |  | 68.4 | 0 | 0 | 17 | 0
28.08. | 18 | 85.4 |  | 68.4 | 0 | 0 | 17 | 0
28.08. | 19 | 85.4 |  | 68.4 | 0 | 0 | 17 | 0
28.08. | 20 | 85.4 |  | 68.4 | 0 | 0 | 17 | 0
28.08. | 21 | 85.4 |  | 68.4 | 0 | 0 | 17 | 0
28.08. | 22 | 85.4 |  | 68.4 | 0 | 0 | 17 | 0
28.08. | 23 | 85.4 |  | 68.4 | 0 | 0 | 17 | 0
28.08. | 24 | 85.4 |  | 68.4 | 0 | 0 | 17 | 0
29.08. | 1 | 85.4 |  | 68.4 | 0 | 0 | 17 | 0
29.08. | 2 | 85.4 |  | 68.4 | 0 | 0 | 17 | 0
29.08. | 3 | 85.4 |  | 68.4 | 0 | 0 | 17 | 0
29.08. | 4 | 85.4 |  | 68.4 | 0 | 0 | 17 | 0
29.08. | 5 | 85.4 |  | 68.4 | 0 | 0 | 17 | 0
29.08. | 6 | 85.4 |  | 68.4 | 0 | 0 | 17 | 0
29.08. | 7 | 85.4 |  | 68.4 | 0 | 0 | 17 | 0
29.08. | 8 | 85.4 |  | 68.4 | 0 | 0 | 17 | 0
29.08. | 9 | 85.4 |  | 68.4 | 0 | 0 | 17 | 0
29.08. | 10 | 85.4 |  | 68.4 | 0 | 0 | 17 | 0
29.08. | 11 | 85.4 |  | 68.4 | 0 | 0 | 17 | 0
29.08. | 12 | 85.4 |  | 68.4 | 0 | 0 | 17 | 0
29.08. | 13 | 85.4 |  | 68.4 | 0 | 0 | 17 | 0
29.08. | 14 | 85.4 |  | 68.4 | 0 | 0 | 17 | 0
29.08. | 15 | 85.4 |  | 68.4 | 0 | 0 | 17 | 0
29.08. | 16 | 85.4 |  | 68.4 | 0 | 0 | 17 | 0
29.08. | 17 | 85.4 |  | 68.4 | 0 | 0 | 17 | 0
29.08. | 18 | 85.4 |  | 68.4 | 0 | 0 | 17 | 0
29.08. | 19 | 85.4 |  | 68.4 | 0 | 0 | 17 | 0
29.08. | 20 | 85.4 |  | 68.4 | 0 | 0 | 17 | 0
29.08. | 21 | 85.4 |  | 68.4 | 0 | 0 | 17 | 0
29.08. | 22 | 85.4 |  | 68.4 | 0 | 0 | 17 | 0
29.08. | 23 | 85.4 |  | 68.4 | 0 | 0 | 17 | 0
29.08. | 24 | 85.4 |  | 68.4 | 0 | 0 | 17 | 0
30.08. | 1 | 85.4 |  | 68.4 | 0 | 0 | 17 | 0
30.08. | 2 | 85.4 |  | 68.4 | 0 | 0 | 17 | 0
30.08. | 3 | 85.4 |  | 68.4 | 0 | 0 | 17 | 0
30.08. | 4 | 85.4 |  | 68.4 | 0 | 0 | 17 | 0
30.08. | 5 | 85.4 |  | 68.4 | 0 | 0 | 17 | 0
30.08. | 6 | 85.4 |  | 68.4 | 0 | 0 | 17 | 0
30.08. | 7 | 85.4 |  | 68.4 | 0 | 0 | 17 | 0
30.08. | 8 | 85.4 |  | 68.4 | 0 | 0 | 17 | 0
30.08. | 9 | 85.4 |  | 68.4 | 0 | 0 | 17 | 0
30.08. | 10 | 85.4 |  | 68.4 | 0 | 0 | 17 | 0
30.08. | 11 | 85.4 |  | 68.4 | 0 | 0 | 17 | 0
30.08. | 12 | 85.4 |  | 68.4 | 0 | 0 | 17 | 0
30.08. | 13 | 85.4 |  | 68.4 | 0 | 0 | 17 | 0
30.08. | 14 | 85.4 |  | 68.4 | 0 | 0 | 17 | 0
30.08. | 15 | 85.4 |  | 68.4 | 0 | 0 | 17 | 0
30.08. | 16 | 85.4 |  | 68.4 | 0 | 0 | 17 | 0
30.08. | 17 | 85.4 |  | 68.4 | 0 | 0 | 17 | 0
30.08. | 18 | 85.4 |  | 68.4 | 0 | 0 | 17 | 0
30.08. | 19 | 85.4 |  | 68.4 | 0 | 0 | 17 | 0
30.08. | 20 | 85.4 |  | 68.4 | 0 | 0 | 17 | 0
30.08. | 21 | 85.4 |  | 68.4 | 0 | 0 | 17 | 0
30.08. | 22 | 85.4 |  | 68.4 | 0 | 0 | 17 | 0
30.08. | 23 | 85.4 |  | 68.4 | 0 | 0 | 17 | 0
30.08. | 24 | 85.4 |  | 68.4 | 0 | 0 | 17 | 0
31.08. | 1 | 85.4 |  | 68.4 | 0 | 0 | 17 | 0
31.08. | 2 | 85.4 |  | 68.4 | 0 | 0 | 17 | 0
31.08. | 3 | 85.4 |  | 68.4 | 0 | 0 | 17 | 0
31.08. | 4 | 85.4 |  | 68.4 | 0 | 0 | 17 | 0
31.08. | 5 | 85.4 |  | 68.4 | 0 | 0 | 17 | 0
31.08. | 6 | 85.4 |  | 68.4 | 0 | 0 | 17 | 0
31.08. | 7 | 85.4 |  | 68.4 | 0 | 0 | 17 | 0
31.08. | 8 | 85.4 |  | 68.4 | 0 | 0 | 17 | 0
31.08. | 9 | 85.4 |  | 68.4 | 0 | 0 | 17 | 0
31.08. | 10 | 85.4 |  | 68.4 | 0 | 0 | 17 | 0
31.08. | 11 | 85.4 |  | 68.4 | 0 | 0 | 17 | 0
31.08. | 12 | 85.4 |  | 68.4 | 0 | 0 | 17 | 0
31.08. | 13 | 85.4 |  | 68.4 | 0 | 0 | 17 | 0
31.08. | 14 | 85.4 |  | 68.4 | 0 | 0 | 17 | 0
31.08. | 15 | 85.4 |  | 68.4 | 0 | 0 | 17 | 0
31.08. | 16 | 85.4 |  | 68.4 | 0 | 0 | 17 | 0
31.08. | 17 | 85.4 |  | 68.4 | 0 | 0 | 17 | 0
31.08. | 18 | 85.4 |  | 68.4 | 0 | 0 | 17 | 0
31.08. | 19 | 85.4 |  | 68.4 | 0 | 0 | 17 | 0
31.08. | 20 | 85.4 |  | 68.4 | 0 | 0 | 17 | 0
31.08. | 21 | 85.4 |  | 68.4 | 0 | 0 | 17 | 0
31.08. | 22 | 85.4 |  | 68.4 | 0 | 0 | 17 | 0
31.08. | 23 | 85.4 |  | 68.4 | 0 | 0 | 17 | 0
31.08. | 24 | 85.4 |  | 68.4 | 0 | 0 | 17 | 0
01.09. | 1 | 85.4 |  | 68.4 | 0 | 0 | 17 | 0
01.09. | 2 | 85.4 |  | 68.4 | 0 | 0 | 17 | 0
01.09. | 3 | 85.4 |  | 68.4 | 0 | 0 | 17 | 0
01.09. | 4 | 85.4 |  | 68.4 | 0 | 0 | 17 | 0
01.09. | 5 | 85.4 |  | 68.4 | 0 | 0 | 17 | 0
01.09. | 6 | 85.4 |  | 68.4 | 0 | 0 | 17 | 0
01.09. | 7 | 85.4 |  | 68.4 | 0 | 0 | 17 | 0
01.09. | 8 | 85.4 |  | 68.4 | 0 | 0 | 17 | 0
01.09. | 9 | 85.4 |  | 68.4 | 0 | 0 | 17 | 0
01.09. | 10 | 85.4 |  | 68.4 | 0 | 0 | 17 | 0
01.09. | 11 | 85.4 |  | 68.4 | 0 | 0 | 17 | 0
01.09. | 12 | 85.4 |  | 68.4 | 0 | 0 | 17 | 0
01.09. | 13 | 85.4 |  | 68.4 | 0 | 0 | 17 | 0
01.09. | 14 | 85.4 |  | 68.4 | 0 | 0 | 17 | 0
01.09. | 15 | 85.4 |  | 68.4 | 0 | 0 | 17 | 0
01.09. | 16 | 85.4 |  | 68.4 | 0 | 0 | 17 | 0
01.09. | 17 | 85.4 |  | 68.4 | 0 | 0 | 17 | 0
01.09. | 18 | 85.4 |  | 68.4 | 0 | 0 | 17 | 0
01.09. | 19 | 85.4 |  | 68.4 | 0 | 0 | 17 | 0
01.09. | 20 | 85.4 |  | 68.4 | 0 | 0 | 17 | 0
01.09. | 21 | 85.4 |  | 68.4 | 0 | 0 | 17 | 0
01.09. | 22 | 85.4 |  | 68.4 | 0 | 0 | 17 | 0
01.09. | 23 | 85.4 |  | 68.4 | 0 | 0 | 17 | 0
01.09. | 24 | 85.4 |  | 68.4 | 0 | 0 | 17 | 0
02.09. | 1 | 85.4 |  | 68.4 | 0 | 0 | 17 | 0
02.09. | 2 | 85.4 |  | 68.4 | 0 | 0 | 17 | 0
02.09. | 3 | 85.4 |  | 68.4 | 0 | 0 | 17 | 0
02.09. | 4 | 85.4 |  | 68.4 | 0 | 0 | 17 | 0
02.09. | 5 | 85.4 |  | 68.4 | 0 | 0 | 17 | 0
02.09. | 6 | 85.4 |  | 68.4 | 0 | 0 | 17 | 0
02.09. | 7 | 85.4 |  | 68.4 | 0 | 0 | 17 | 0
02.09. | 8 | 85.4 |  | 68.4 | 0 | 0 | 17 | 0
02.09. | 9 | 85.4 |  | 68.4 | 0 | 0 | 17 | 0
02.09. | 10 | 85.4 |  | 68.4 | 0 | 0 | 17 | 0
02.09. | 11 | 85.4 |  | 68.4 | 0 | 0 | 17 | 0
02.09. | 12 | 85.4 |  | 68.4 | 0 | 0 | 17 | 0
02.09. | 13 | 85.4 |  | 68.4 | 0 | 0 | 17 | 0
02.09. | 14 | 85.4 |  | 68.4 | 0 | 0 | 17 | 0
02.09. | 15 | 85.4 |  | 68.4 | 0 | 0 | 17 | 0
02.09. | 16 | 85.4 |  | 68.4 | 0 | 0 | 17 | 0
02.09. | 17 | 85.4 |  | 68.4 | 0 | 0 | 17 | 0
02.09. | 18 | 85.4 |  | 68.4 | 0 | 0 | 17 | 0
02.09. | 19 | 85.4 |  | 68.4 | 0 | 0 | 17 | 0
02.09. | 20 | 85.4 |  | 68.4 | 0 | 0 | 17 | 0
02.09. | 21 | 85.4 |  | 68.4 | 0 | 0 | 17 | 0
02.09. | 22 | 85.4 |  | 68.4 | 0 | 0 | 17 | 0
02.09. | 23 | 85.4 |  | 68.4 | 0 | 0 | 17 | 0
02.09. | 24 | 85.4 |  | 68.4 | 0 | 0 | 17 | 0
03.09. | 1 | 85.4 |  | 68.4 | 0 | 0 | 17 | 0
03.09. | 2 | 85.4 |  | 68.4 | 0 | 0 | 17 | 0
03.09. | 3 | 85.4 |  | 68.4 | 0 | 0 | 17 | 0
03.09. | 4 | 85.4 |  | 68.4 | 0 | 0 | 17 | 0
03.09. | 5 | 85.4 |  | 68.4 | 0 | 0 | 17 | 0
03.09. | 6 | 85.4 |  | 68.4 | 0 | 0 | 17 | 0
03.09. | 7 | 85.4 |  | 68.4 | 0 | 0 | 17 | 0
03.09. | 8 | 85.4 |  | 68.4 | 0 | 0 | 17 | 0
03.09. | 9 | 85.4 |  | 68.4 | 0 | 0 | 17 | 0
03.09. | 10 | 85.4 |  | 68.4 | 0 | 0 | 17 | 0
03.09. | 11 | 85.4 |  | 68.4 | 0 | 0 | 17 | 0
03.09. | 12 | 85.4 |  | 68.4 | 0 | 0 | 17 | 0
03.09. | 13 | 85.4 |  | 68.4 | 0 | 0 | 17 | 0
03.09. | 14 | 85.4 |  | 68.4 | 0 | 0 | 17 | 0
03.09. | 15 | 85.4 |  | 68.4 | 0 | 0 | 17 | 0
03.09. | 16 | 85.4 |  | 68.4 | 0 | 0 | 17 | 0
03.09. | 17 | 85.4 |  | 68.4 | 0 | 0 | 17 | 0
03.09. | 18 | 85.4 |  | 68.4 | 0 | 0 | 17 | 0
03.09. | 19 | 85.4 |  | 68.4 | 0 | 0 | 17 | 0
03.09. | 20 | 85.4 |  | 68.4 | 0 | 0 | 17 | 0
03.09. | 21 | 85.4 |  | 68.4 | 0 | 0 | 17 | 0
03.09. | 22 | 85.4 |  | 68.4 | 0 | 0 | 17 | 0
03.09. | 23 | 85.4 |  | 68.4 | 0 | 0 | 17 | 0
03.09. | 24 | 85.4 |  | 68.4 | 0 | 0 | 17 | 0
04.09. | 1 | 85.4 |  | 68.4 | 0 | 0 | 17 | 0
04.09. | 2 | 85.4 |  | 68.4 | 0 | 0 | 17 | 0
04.09. | 3 | 85.4 |  | 68.4 | 0 | 0 | 17 | 0
04.09. | 4 | 85.4 |  | 68.4 | 0 | 0 | 17 | 0
04.09. | 5 | 85.4 |  | 68.4 | 0 | 0 | 17 | 0
04.09. | 6 | 85.4 |  | 68.4 | 0 | 0 | 17 | 0
04.09. | 7 | 85.4 |  | 68.4 | 0 | 0 | 17 | 0
04.09. | 8 | 85.4 |  | 68.4 | 0 | 0 | 17 | 0
04.09. | 9 | 85.4 |  | 68.4 | 0 | 0 | 17 | 0
04.09. | 10 | 85.4 |  | 68.4 | 0 | 0 | 17 | 0
04.09. | 11 | 85.4 |  | 68.4 | 0 | 0 | 17 | 0
04.09. | 12 | 85.4 |  | 68.4 | 0 | 0 | 17 | 0
04.09. | 13 | 85.4 |  | 68.4 | 0 | 0 | 17 | 0
04.09. | 14 | 85.4 |  | 68.4 | 0 | 0 | 17 | 0
04.09. | 15 | 85.4 |  | 68.4 | 0 | 0 | 17 | 0
04.09. | 16 | 85.4 |  | 68.4 | 0 | 0 | 17 | 0
04.09. | 17 | 85.4 |  | 68.4 | 0 | 0 | 17 | 0
04.09. | 18 | 85.4 |  | 68.4 | 0 | 0 | 17 | 0
04.09. | 19 | 85.4 |  | 68.4 | 0 | 0 | 17 | 0
04.09. | 20 | 85.4 |  | 68.4 | 0 | 0 | 17 | 0
04.09. | 21 | 85.4 |  | 68.4 | 0 | 0 | 17 | 0
04.09. | 22 | 85.4 |  | 68.4 | 0 | 0 | 17 | 0
04.09. | 23 | 85.4 |  | 68.4 | 0 | 0 | 17 | 0
04.09. | 24 | 85.4 |  | 68.4 | 0 | 0 | 17 | 0
05.09. | 1 | 85.4 |  | 68.4 | 0 | 0 | 17 | 0
05.09. | 2 | 85.4 |  | 68.4 | 0 | 0 | 17 | 0
05.09. | 3 | 85.4 |  | 68.4 | 0 | 0 | 17 | 0
05.09. | 4 | 85.4 |  | 68.4 | 0 | 0 | 17 | 0
05.09. | 5 | 85.4 |  | 68.4 | 0 | 0 | 17 | 0
05.09. | 6 | 85.4 |  | 68.4 | 0 | 0 | 17 | 0
05.09. | 7 | 85.4 |  | 68.4 | 0 | 0 | 17 | 0
05.09. | 8 | 85.4 |  | 68.4 | 0 | 0 | 17 | 0
05.09. | 9 | 85.4 |  | 68.4 | 0 | 0 | 17 | 0
05.09. | 10 | 85.4 |  | 68.4 | 0 | 0 | 17 | 0
05.09. | 11 | 85.4 |  | 68.4 | 0 | 0 | 17 | 0
05.09. | 12 | 85.4 |  | 68.4 | 0 | 0 | 17 | 0
05.09. | 13 | 85.4 |  | 68.4 | 0 | 0 | 17 | 0
05.09. | 14 | 85.4 |  | 68.4 | 0 | 0 | 17 | 0
05.09. | 15 | 85.4 |  | 68.4 | 0 | 0 | 17 | 0
05.09. | 16 | 85.4 |  | 68.4 | 0 | 0 | 17 | 0
05.09. | 17 | 85.4 |  | 68.4 | 0 | 0 | 17 | 0
05.09. | 18 | 85.4 |  | 68.4 | 0 | 0 | 17 | 0
05.09. | 19 | 85.4 |  | 68.4 | 0 | 0 | 17 | 0
05.09. | 20 | 85.4 |  | 68.4 | 0 | 0 | 17 | 0
05.09. | 21 | 85.4 |  | 68.4 | 0 | 0 | 17 | 0
05.09. | 22 | 85.4 |  | 68.4 | 0 | 0 | 17 | 0
05.09. | 23 | 85.4 |  | 68.4 | 0 | 0 | 17 | 0
05.09. | 24 | 85.4 |  | 68.4 | 0 | 0 | 17 | 0
06.09. | 1 | 85.4 |  | 68.4 | 0 | 0 | 17 | 0
06.09. | 2 | 85.4 |  | 68.4 | 0 | 0 | 17 | 0
06.09. | 3 | 85.4 |  | 68.4 | 0 | 0 | 17 | 0
06.09. | 4 | 85.4 |  | 68.4 | 0 | 0 | 17 | 0
06.09. | 5 | 85.4 |  | 68.4 | 0 | 0 | 17 | 0
06.09. | 6 | 85.4 |  | 68.4 | 0 | 0 | 17 | 0
06.09. | 7 | 85.4 |  | 68.4 | 0 | 0 | 17 | 0
06.09. | 8 | 85.4 |  | 68.4 | 0 | 0 | 17 | 0
06.09. | 9 | 85.4 |  | 68.4 | 0 | 0 | 17 | 0
06.09. | 10 | 85.4 |  | 68.4 | 0 | 0 | 17 | 0
06.09. | 11 | 85.4 |  | 68.4 | 0 | 0 | 17 | 0
06.09. | 12 | 85.4 |  | 68.4 | 0 | 0 | 17 | 0
06.09. | 13 | 85.4 |  | 68.4 | 0 | 0 | 17 | 0
06.09. | 14 | 85.4 |  | 68.4 | 0 | 0 | 17 | 0
06.09. | 15 | 85.4 |  | 68.4 | 0 | 0 | 17 | 0
06.09. | 16 | 85.4 |  | 68.4 | 0 | 0 | 17 | 0
06.09. | 17 | 85.4 |  | 68.4 | 0 | 0 | 17 | 0
06.09. | 18 | 85.4 |  | 68.4 | 0 | 0 | 17 | 0
06.09. | 19 | 85.4 |  | 68.4 | 0 | 0 | 17 | 0
06.09. | 20 | 85.4 |  | 68.4 | 0 | 0 | 17 | 0
06.09. | 21 | 85.4 |  | 68.4 | 0 | 0 | 17 | 0
06.09. | 22 | 85.4 |  | 68.4 | 0 | 0 | 17 | 0
06.09. | 23 | 85.4 |  | 68.4 | 0 | 0 | 17 | 0
06.09. | 24 | 85.4 |  | 68.4 | 0 | 0 | 17 | 0
07.09. | 1 | 85.4 |  | 68.4 | 0 | 0 | 17 | 0
07.09. | 2 | 85.4 |  | 68.4 | 0 | 0 | 17 | 0
07.09. | 3 | 85.4 |  | 68.4 | 0 | 0 | 17 | 0
07.09. | 4 | 85.4 |  | 68.4 | 0 | 0 | 17 | 0
07.09. | 5 | 85.4 |  | 68.4 | 0 | 0 | 17 | 0
07.09. | 6 | 85.4 |  | 68.4 | 0 | 0 | 17 | 0
07.09. | 7 | 85.4 |  | 68.4 | 0 | 0 | 17 | 0
07.09. | 8 | 85.4 |  | 68.4 | 0 | 0 | 17 | 0
07.09. | 9 | 85.4 |  | 68.4 | 0 | 0 | 17 | 0
07.09. | 10 | 85.4 |  | 68.4 | 0 | 0 | 17 | 0
07.09. | 11 | 85.4 |  | 68.4 | 0 | 0 | 17 | 0
07.09. | 12 | 85.4 |  | 68.4 | 0 | 0 | 17 | 0
07.09. | 13 | 85.4 |  | 68.4 | 0 | 0 | 17 | 0
07.09. | 14 | 85.4 |  | 68.4 | 0 | 0 | 17 | 0
07.09. | 15 | 85.4 |  | 68.4 | 0 | 0 | 17 | 0
07.09. | 16 | 85.4 |  | 68.4 | 0 | 0 | 17 | 0
07.09. | 17 | 85.4 |  | 68.4 | 0 | 0 | 17 | 0
07.09. | 18 | 85.4 |  | 68.4 | 0 | 0 | 17 | 0
07.09. | 19 | 85.4 |  | 68.4 | 0 | 0 | 17 | 0
07.09. | 20 | 85.4 |  | 68.4 | 0 | 0 | 17 | 0
07.09. | 21 | 85.4 |  | 68.4 | 0 | 0 | 17 | 0
07.09. | 22 | 85.4 |  | 68.4 | 0 | 0 | 17 | 0
07.09. | 23 | 85.4 |  | 68.4 | 0 | 0 | 17 | 0
07.09. | 24 | 85.4 |  | 68.4 | 0 | 0 | 17 | 0
08.09. | 1 | 85.4 |  | 68.4 | 0 | 0 | 17 | 0
08.09. | 2 | 85.4 |  | 68.4 | 0 | 0 | 17 | 0
08.09. | 3 | 85.4 |  | 68.4 | 0 | 0 | 17 | 0
08.09. | 4 | 85.4 |  | 68.4 | 0 | 0 | 17 | 0
08.09. | 5 | 85.4 |  | 68.4 | 0 | 0 | 17 | 0
08.09. | 6 | 85.4 |  | 68.4 | 0 | 0 | 17 | 0
08.09. | 7 | 85.4 |  | 68.4 | 0 | 0 | 17 | 0
08.09. | 8 | 85.4 |  | 68.4 | 0 | 0 | 17 | 0
08.09. | 9 | 85.4 |  | 68.4 | 0 | 0 | 17 | 0
08.09. | 10 | 85.4 |  | 68.4 | 0 | 0 | 17 | 0
08.09. | 11 | 85.4 |  | 68.4 | 0 | 0 | 17 | 0
08.09. | 12 | 85.4 |  | 68.4 | 0 | 0 | 17 | 0
08.09. | 13 | 85.4 |  | 68.4 | 0 | 0 | 17 | 0
08.09. | 14 | 85.4 |  | 68.4 | 0 | 0 | 17 | 0
08.09. | 15 | 85.4 |  | 68.4 | 0 | 0 | 17 | 0
08.09. | 16 | 85.4 |  | 68.4 | 0 | 0 | 17 | 0
08.09. | 17 | 85.4 |  | 68.4 | 0 | 0 | 17 | 0
08.09. | 18 | 85.4 |  | 68.4 | 0 | 0 | 17 | 0
08.09. | 19 | 85.4 |  | 68.4 | 0 | 0 | 17 | 0
08.09. | 20 | 85.4 |  | 68.4 | 0 | 0 | 17 | 0
08.09. | 21 | 85.4 |  | 68.4 | 0 | 0 | 17 | 0
08.09. | 22 | 85.4 |  | 68.4 | 0 | 0 | 17 | 0
08.09. | 23 | 85.4 |  | 68.4 | 0 | 0 | 17 | 0
08.09. | 24 | 85.4 |  | 68.4 | 0 | 0 | 17 | 0
09.09. | 1 | 85.4 |  | 68.4 | 0 | 0 | 17 | 0
09.09. | 2 | 85.4 |  | 68.4 | 0 | 0 | 17 | 0
09.09. | 3 | 85.4 |  | 68.4 | 0 | 0 | 17 | 0
09.09. | 4 | 85.4 |  | 68.4 | 0 | 0 | 17 | 0
09.09. | 5 | 85.4 |  | 68.4 | 0 | 0 | 17 | 0
09.09. | 6 | 85.4 |  | 68.4 | 0 | 0 | 17 | 0
09.09. | 7 | 85.4 |  | 68.4 | 0 | 0 | 17 | 0
09.09. | 8 | 85.4 |  | 68.4 | 0 | 0 | 17 | 0
09.09. | 9 | 85.4 |  | 68.4 | 0 | 0 | 17 | 0
09.09. | 10 | 85.4 |  | 68.4 | 0 | 0 | 17 | 0
09.09. | 11 | 85.4 |  | 68.4 | 0 | 0 | 17 | 0
09.09. | 12 | 85.4 |  | 68.4 | 0 | 0 | 17 | 0
09.09. | 13 | 85.4 |  | 68.4 | 0 | 0 | 17 | 0
09.09. | 14 | 85.4 |  | 68.4 | 0 | 0 | 17 | 0
09.09. | 15 | 85.4 |  | 68.4 | 0 | 0 | 17 | 0
09.09. | 16 | 85.4 |  | 68.4 | 0 | 0 | 17 | 0
09.09. | 17 | 85.4 |  | 68.4 | 0 | 0 | 17 | 0
09.09. | 18 | 85.4 |  | 68.4 | 0 | 0 | 17 | 0
09.09. | 19 | 85.4 |  | 68.4 | 0 | 0 | 17 | 0
09.09. | 20 | 85.4 |  | 68.4 | 0 | 0 | 17 | 0
09.09. | 21 | 85.4 |  | 68.4 | 0 | 0 | 17 | 0
09.09. | 22 | 85.4 |  | 68.4 | 0 | 0 | 17 | 0
09.09. | 23 | 85.4 |  | 68.4 | 0 | 0 | 17 | 0
09.09. | 24 | 85.4 |  | 68.4 | 0 | 0 | 17 | 0
10.09. | 1 | 85.4 |  | 68.4 | 0 | 0 | 17 | 0
10.09. | 2 | 85.4 |  | 68.4 | 0 | 0 | 17 | 0
10.09. | 3 | 85.4 |  | 68.4 | 0 | 0 | 17 | 0
10.09. | 4 | 85.4 |  | 68.4 | 0 | 0 | 17 | 0
10.09. | 5 | 85.4 |  | 68.4 | 0 | 0 | 17 | 0
10.09. | 6 | 85.4 |  | 68.4 | 0 | 0 | 17 | 0
10.09. | 7 | 85.4 |  | 68.4 | 0 | 0 | 17 | 0
10.09. | 8 | 85.4 |  | 68.4 | 0 | 0 | 17 | 0
10.09. | 9 | 85.4 |  | 68.4 | 0 | 0 | 17 | 0
10.09. | 10 | 85.4 |  | 68.4 | 0 | 0 | 17 | 0
10.09. | 11 | 85.4 |  | 68.4 | 0 | 0 | 17 | 0
10.09. | 12 | 85.4 |  | 68.4 | 0 | 0 | 17 | 0
10.09. | 13 | 85.4 |  | 68.4 | 0 | 0 | 17 | 0
10.09. | 14 | 85.4 |  | 68.4 | 0 | 0 | 17 | 0
10.09. | 15 | 85.4 |  | 68.4 | 0 | 0 | 17 | 0
10.09. | 16 | 85.4 |  | 68.4 | 0 | 0 | 17 | 0
10.09. | 17 | 85.4 |  | 68.4 | 0 | 0 | 17 | 0
10.09. | 18 | 85.4 |  | 68.4 | 0 | 0 | 17 | 0
10.09. | 19 | 85.4 |  | 68.4 | 0 | 0 | 17 | 0
10.09. | 20 | 85.4 |  | 68.4 | 0 | 0 | 17 | 0
10.09. | 21 | 85.4 |  | 68.4 | 0 | 0 | 17 | 0
10.09. | 22 | 85.4 |  | 68.4 | 0 | 0 | 17 | 0
10.09. | 23 | 85.4 |  | 68.4 | 0 | 0 | 17 | 0
10.09. | 24 | 85.4 |  | 68.4 | 0 | 0 | 17 | 0
11.09. | 1 | 85.4 |  | 68.4 | 0 | 0 | 17 | 0
11.09. | 2 | 85.4 |  | 68.4 | 0 | 0 | 17 | 0
11.09. | 3 | 85.4 |  | 68.4 | 0 | 0 | 17 | 0
11.09. | 4 | 85.4 |  | 68.4 | 0 | 0 | 17 | 0
11.09. | 5 | 85.4 |  | 68.4 | 0 | 0 | 17 | 0
11.09. | 6 | 85.4 |  | 68.4 | 0 | 0 | 17 | 0
11.09. | 7 | 85.4 |  | 68.4 | 0 | 0 | 17 | 0
11.09. | 8 | 85.4 |  | 68.4 | 0 | 0 | 17 | 0
11.09. | 9 | 85.4 |  | 68.4 | 0 | 0 | 17 | 0
11.09. | 10 | 85.4 |  | 68.4 | 0 | 0 | 17 | 0
11.09. | 11 | 85.4 |  | 68.4 | 0 | 0 | 17 | 0
11.09. | 12 | 85.4 |  | 68.4 | 0 | 0 | 17 | 0
11.09. | 13 | 85.4 |  | 68.4 | 0 | 0 | 17 | 0
11.09. | 14 | 85.4 |  | 68.4 | 0 | 0 | 17 | 0
11.09. | 15 | 85.4 |  | 68.4 | 0 | 0 | 17 | 0
11.09. | 16 | 85.4 |  | 68.4 | 0 | 0 | 17 | 0
11.09. | 17 | 85.4 |  | 68.4 | 0 | 0 | 17 | 0
11.09. | 18 | 85.4 |  | 68.4 | 0 | 0 | 17 | 0
11.09. | 19 | 85.4 |  | 68.4 | 0 | 0 | 17 | 0
11.09. | 20 | 85.4 |  | 68.4 | 0 | 0 | 17 | 0
11.09. | 21 | 85.4 |  | 68.4 | 0 | 0 | 17 | 0
11.09. | 22 | 85.4 |  | 68.4 | 0 | 0 | 17 | 0
11.09. | 23 | 85.4 |  | 68.4 | 0 | 0 | 17 | 0
11.09. | 24 | 85.4 |  | 68.4 | 0 | 0 | 17 | 0
12.09. | 1 | 85.4 |  | 68.4 | 0 | 0 | 17 | 0
12.09. | 2 | 85.4 |  | 68.4 | 0 | 0 | 17 | 0
12.09. | 3 | 85.4 |  | 68.4 | 0 | 0 | 17 | 0
12.09. | 4 | 85.4 |  | 68.4 | 0 | 0 | 17 | 0
12.09. | 5 | 85.4 |  | 68.4 | 0 | 0 | 17 | 0
12.09. | 6 | 85.4 |  | 68.4 | 0 | 0 | 17 | 0
12.09. | 7 | 85.4 |  | 68.4 | 0 | 0 | 17 | 0
12.09. | 8 | 85.4 |  | 68.4 | 0 | 0 | 17 | 0
12.09. | 9 | 85.4 |  | 68.4 | 0 | 0 | 17 | 0
12.09. | 10 | 85.4 |  | 68.4 | 0 | 0 | 17 | 0
12.09. | 11 | 85.4 |  | 68.4 | 0 | 0 | 17 | 0
12.09. | 12 | 85.4 |  | 68.4 | 0 | 0 | 17 | 0
12.09. | 13 | 85.4 |  | 68.4 | 0 | 0 | 17 | 0
12.09. | 14 | 85.4 |  | 68.4 | 0 | 0 | 17 | 0
12.09. | 15 | 85.4 |  | 68.4 | 0 | 0 | 17 | 0
12.09. | 16 | 85.4 |  | 68.4 | 0 | 0 | 17 | 0
12.09. | 17 | 85.4 |  | 68.4 | 0 | 0 | 17 | 0
12.09. | 18 | 85.4 |  | 68.4 | 0 | 0 | 17 | 0
12.09. | 19 | 85.4 |  | 68.4 | 0 | 0 | 17 | 0
12.09. | 20 | 85.4 |  | 68.4 | 0 | 0 | 17 | 0
12.09. | 21 | 85.4 |  | 68.4 | 0 | 0 | 17 | 0
12.09. | 22 | 85.4 |  | 68.4 | 0 | 0 | 17 | 0
12.09. | 23 | 85.4 |  | 68.4 | 0 | 0 | 17 | 0
12.09. | 24 | 85.4 |  | 68.4 | 0 | 0 | 17 | 0
13.09. | 1 | 85.4 |  | 68.4 | 0 | 0 | 17 | 0
13.09. | 2 | 85.4 |  | 68.4 | 0 | 0 | 17 | 0
13.09. | 3 | 85.4 |  | 68.4 | 0 | 0 | 17 | 0
13.09. | 4 | 85.4 |  | 68.4 | 0 | 0 | 17 | 0
13.09. | 5 | 85.4 |  | 68.4 | 0 | 0 | 17 | 0
13.09. | 6 | 85.4 |  | 68.4 | 0 | 0 | 17 | 0
13.09. | 7 | 85.4 |  | 68.4 | 0 | 0 | 17 | 0
13.09. | 8 | 85.4 |  | 68.4 | 0 | 0 | 17 | 0
13.09. | 9 | 85.4 |  | 68.4 | 0 | 0 | 17 | 0
13.09. | 10 | 85.4 |  | 68.4 | 0 | 0 | 17 | 0
13.09. | 11 | 85.4 |  | 68.4 | 0 | 0 | 17 | 0
13.09. | 12 | 85.4 |  | 68.4 | 0 | 0 | 17 | 0
13.09. | 13 | 85.4 |  | 68.4 | 0 | 0 | 17 | 0
13.09. | 14 | 85.4 |  | 68.4 | 0 | 0 | 17 | 0
13.09. | 15 | 85.4 |  | 68.4 | 0 | 0 | 17 | 0
13.09. | 16 | 85.4 |  | 68.4 | 0 | 0 | 17 | 0
13.09. | 17 | 85.4 |  | 68.4 | 0 | 0 | 17 | 0
13.09. | 18 | 85.4 |  | 68.4 | 0 | 0 | 17 | 0
13.09. | 19 | 85.4 |  | 68.4 | 0 | 0 | 17 | 0
13.09. | 20 | 85.4 |  | 68.4 | 0 | 0 | 17 | 0
13.09. | 21 | 85.4 |  | 68.4 | 0 | 0 | 17 | 0
13.09. | 22 | 85.4 |  | 68.4 | 0 | 0 | 17 | 0
13.09. | 23 | 85.4 |  | 68.4 | 0 | 0 | 17 | 0
13.09. | 24 | 85.4 |  | 68.4 | 0 | 0 | 17 | 0
14.09. | 1 | 85.4 |  | 68.4 | 0 | 0 | 17 | 0
14.09. | 2 | 85.4 |  | 68.4 | 0 | 0 | 17 | 0
14.09. | 3 | 85.4 |  | 68.4 | 0 | 0 | 17 | 0
14.09. | 4 | 85.4 |  | 68.4 | 0 | 0 | 17 | 0
14.09. | 5 | 85.4 |  | 68.4 | 0 | 0 | 17 | 0
14.09. | 6 | 85.4 |  | 68.4 | 0 | 0 | 17 | 0
14.09. | 7 | 85.4 |  | 68.4 | 0 | 0 | 17 | 0
14.09. | 8 | 85.4 |  | 68.4 | 0 | 0 | 17 | 0
14.09. | 9 | 85.4 |  | 68.4 | 0 | 0 | 17 | 0
14.09. | 10 | 85.4 |  | 68.4 | 0 | 0 | 17 | 0
14.09. | 11 | 85.4 |  | 68.4 | 0 | 0 | 17 | 0
14.09. | 12 | 85.4 |  | 68.4 | 0 | 0 | 17 | 0
14.09. | 13 | 85.4 |  | 68.4 | 0 | 0 | 17 | 0
14.09. | 14 | 85.4 |  | 68.4 | 0 | 0 | 17 | 0
14.09. | 15 | 85.4 |  | 68.4 | 0 | 0 | 17 | 0
14.09. | 16 | 85.4 |  | 68.4 | 0 | 0 | 17 | 0
14.09. | 17 | 85.4 |  | 68.4 | 0 | 0 | 17 | 0
14.09. | 18 | 85.4 |  | 68.4 | 0 | 0 | 17 | 0
14.09. | 19 | 85.4 |  | 68.4 | 0 | 0 | 17 | 0
14.09. | 20 | 85.4 |  | 68.4 | 0 | 0 | 17 | 0
14.09. | 21 | 85.4 |  | 68.4 | 0 | 0 | 17 | 0
14.09. | 22 | 85.4 |  | 68.4 | 0 | 0 | 17 | 0
14.09. | 23 | 85.4 |  | 68.4 | 0 | 0 | 17 | 0
14.09. | 24 | 85.4 |  | 68.4 | 0 | 0 | 17 | 0
15.09. | 1 | 85.4 |  | 68.4 | 0 | 0 | 17 | 0
15.09. | 2 | 85.4 |  | 68.4 | 0 | 0 | 17 | 0
15.09. | 3 | 85.4 |  | 68.4 | 0 | 0 | 17 | 0
15.09. | 4 | 85.4 |  | 68.4 | 0 | 0 | 17 | 0
15.09. | 5 | 85.4 |  | 68.4 | 0 | 0 | 17 | 0
15.09. | 6 | 85.4 |  | 68.4 | 0 | 0 | 17 | 0
15.09. | 7 | 85.4 |  | 68.4 | 0 | 0 | 17 | 0
15.09. | 8 | 85.4 |  | 68.4 | 0 | 0 | 17 | 0
15.09. | 9 | 85.4 |  | 68.4 | 0 | 0 | 17 | 0
15.09. | 10 | 85.4 |  | 68.4 | 0 | 0 | 17 | 0
15.09. | 11 | 85.4 |  | 68.4 | 0 | 0 | 17 | 0
15.09. | 12 | 85.4 |  | 68.4 | 0 | 0 | 17 | 0
15.09. | 13 | 85.4 |  | 68.4 | 0 | 0 | 17 | 0
15.09. | 14 | 85.4 |  | 68.4 | 0 | 0 | 17 | 0
15.09. | 15 | 85.4 |  | 68.4 | 0 | 0 | 17 | 0
15.09. | 16 | 85.4 |  | 68.4 | 0 | 0 | 17 | 0
15.09. | 17 | 85.4 |  | 68.4 | 0 | 0 | 17 | 0
15.09. | 18 | 85.4 |  | 68.4 | 0 | 0 | 17 | 0
15.09. | 19 | 85.4 |  | 68.4 | 0 | 0 | 17 | 0
15.09. | 20 | 85.4 |  | 68.4 | 0 | 0 | 17 | 0
15.09. | 21 | 85.4 |  | 68.4 | 0 | 0 | 17 | 0
15.09. | 22 | 85.4 |  | 68.4 | 0 | 0 | 17 | 0
15.09. | 23 | 85.4 |  | 68.4 | 0 | 0 | 17 | 0
15.09. | 24 | 85.4 |  | 68.4 | 0 | 0 | 17 | 0
16.09. | 1 | 85.4 |  | 68.4 | 0 | 0 | 17 | 0
16.09. | 2 | 85.4 |  | 68.4 | 0 | 0 | 17 | 0
16.09. | 3 | 85.4 |  | 68.4 | 0 | 0 | 17 | 0
16.09. | 4 | 85.4 |  | 68.4 | 0 | 0 | 17 | 0
16.09. | 5 | 85.4 |  | 68.4 | 0 | 0 | 17 | 0
16.09. | 6 | 85.4 |  | 68.4 | 0 | 0 | 17 | 0
16.09. | 7 | 85.4 |  | 68.4 | 0 | 0 | 17 | 0
16.09. | 8 | 85.4 |  | 68.4 | 0 | 0 | 17 | 0
16.09. | 9 | 85.4 |  | 68.4 | 0 | 0 | 17 | 0
16.09. | 10 | 85.4 |  | 68.4 | 0 | 0 | 17 | 0
16.09. | 11 | 85.4 |  | 68.4 | 0 | 0 | 17 | 0
16.09. | 12 | 85.4 |  | 68.4 | 0 | 0 | 17 | 0
16.09. | 13 | 85.4 |  | 68.4 | 0 | 0 | 17 | 0
16.09. | 14 | 85.4 |  | 68.4 | 0 | 0 | 17 | 0
16.09. | 15 | 85.4 |  | 68.4 | 0 | 0 | 17 | 0
16.09. | 16 | 85.4 |  | 68.4 | 0 | 0 | 17 | 0
16.09. | 17 | 85.4 |  | 68.4 | 0 | 0 | 17 | 0
16.09. | 18 | 85.4 |  | 68.4 | 0 | 0 | 17 | 0
16.09. | 19 | 85.4 |  | 68.4 | 0 | 0 | 17 | 0
16.09. | 20 | 85.4 |  | 68.4 | 0 | 0 | 17 | 0
16.09. | 21 | 85.4 |  | 68.4 | 0 | 0 | 17 | 0
16.09. | 22 | 85.4 |  | 68.4 | 0 | 0 | 17 | 0
16.09. | 23 | 85.4 |  | 68.4 | 0 | 0 | 17 | 0
16.09. | 24 | 85.4 |  | 68.4 | 0 | 0 | 17 | 0
17.09. | 1 | 85.4 |  | 68.4 | 0 | 0 | 17 | 0
17.09. | 2 | 85.4 |  | 68.4 | 0 | 0 | 17 | 0
17.09. | 3 | 85.4 |  | 68.4 | 0 | 0 | 17 | 0
17.09. | 4 | 85.4 |  | 68.4 | 0 | 0 | 17 | 0
17.09. | 5 | 85.4 |  | 68.4 | 0 | 0 | 17 | 0
17.09. | 6 | 85.4 |  | 68.4 | 0 | 0 | 17 | 0
17.09. | 7 | 85.4 |  | 68.4 | 0 | 0 | 17 | 0
17.09. | 8 | 85.4 |  | 68.4 | 0 | 0 | 17 | 0
17.09. | 9 | 85.4 |  | 68.4 | 0 | 0 | 17 | 0
17.09. | 10 | 85.4 |  | 68.4 | 0 | 0 | 17 | 0
17.09. | 11 | 85.4 |  | 68.4 | 0 | 0 | 17 | 0
17.09. | 12 | 85.4 |  | 68.4 | 0 | 0 | 17 | 0
17.09. | 13 | 85.4 |  | 68.4 | 0 | 0 | 17 | 0
17.09. | 14 | 85.4 |  | 68.4 | 0 | 0 | 17 | 0
17.09. | 15 | 85.4 |  | 68.4 | 0 | 0 | 17 | 0
17.09. | 16 | 85.4 |  | 68.4 | 0 | 0 | 17 | 0
17.09. | 17 | 85.4 |  | 68.4 | 0 | 0 | 17 | 0
17.09. | 18 | 85.4 |  | 68.4 | 0 | 0 | 17 | 0
17.09. | 19 | 85.4 |  | 68.4 | 0 | 0 | 17 | 0
17.09. | 20 | 85.4 |  | 68.4 | 0 | 0 | 17 | 0
17.09. | 21 | 85.4 |  | 68.4 | 0 | 0 | 17 | 0
17.09. | 22 | 85.4 |  | 68.4 | 0 | 0 | 17 | 0
17.09. | 23 | 85.4 |  | 68.4 | 0 | 0 | 17 | 0
17.09. | 24 | 85.4 |  | 68.4 | 0 | 0 | 17 | 0
18.09. | 1 | 85.4 |  | 68.4 | 0 | 0 | 17 | 0
18.09. | 2 | 85.4 |  | 68.4 | 0 | 0 | 17 | 0
18.09. | 3 | 85.4 |  | 68.4 | 0 | 0 | 17 | 0
18.09. | 4 | 85.4 |  | 68.4 | 0 | 0 | 17 | 0
18.09. | 5 | 85.4 |  | 68.4 | 0 | 0 | 17 | 0
18.09. | 6 | 85.4 |  | 68.4 | 0 | 0 | 17 | 0
18.09. | 7 | 85.4 |  | 68.4 | 0 | 0 | 17 | 0
18.09. | 8 | 85.4 |  | 68.4 | 0 | 0 | 17 | 0
18.09. | 9 | 85.4 |  | 68.4 | 0 | 0 | 17 | 0
18.09. | 10 | 85.4 |  | 68.4 | 0 | 0 | 17 | 0
18.09. | 11 | 85.4 |  | 68.4 | 0 | 0 | 17 | 0
18.09. | 12 | 85.4 |  | 68.4 | 0 | 0 | 17 | 0
18.09. | 13 | 85.4 |  | 68.4 | 0 | 0 | 17 | 0
18.09. | 14 | 85.4 |  | 68.4 | 0 | 0 | 17 | 0
18.09. | 15 | 85.4 |  | 68.4 | 0 | 0 | 17 | 0
18.09. | 16 | 85.4 |  | 68.4 | 0 | 0 | 17 | 0
18.09. | 17 | 85.4 |  | 68.4 | 0 | 0 | 17 | 0
18.09. | 18 | 85.4 |  | 68.4 | 0 | 0 | 17 | 0
18.09. | 19 | 85.4 |  | 68.4 | 0 | 0 | 17 | 0
18.09. | 20 | 85.4 |  | 68.4 | 0 | 0 | 17 | 0
18.09. | 21 | 85.4 |  | 68.4 | 0 | 0 | 17 | 0
18.09. | 22 | 85.4 |  | 68.4 | 0 | 0 | 17 | 0
18.09. | 23 | 85.4 |  | 68.4 | 0 | 0 | 17 | 0
18.09. | 24 | 85.4 |  | 68.4 | 0 | 0 | 17 | 0
19.09. | 1 | 85.4 |  | 68.4 | 0 | 0 | 17 | 0
19.09. | 2 | 85.4 |  | 68.4 | 0 | 0 | 17 | 0
19.09. | 3 | 85.4 |  | 68.4 | 0 | 0 | 17 | 0
19.09. | 4 | 85.4 |  | 68.4 | 0 | 0 | 17 | 0
19.09. | 5 | 85.4 |  | 68.4 | 0 | 0 | 17 | 0
19.09. | 6 | 85.4 |  | 68.4 | 0 | 0 | 17 | 0
19.09. | 7 | 85.4 |  | 68.4 | 0 | 0 | 17 | 0
19.09. | 8 | 85.4 |  | 68.4 | 0 | 0 | 17 | 0
19.09. | 9 | 85.4 |  | 68.4 | 0 | 0 | 17 | 0
19.09. | 10 | 85.4 |  | 68.4 | 0 | 0 | 17 | 0
19.09. | 11 | 85.4 |  | 68.4 | 0 | 0 | 17 | 0
19.09. | 12 | 85.4 |  | 68.4 | 0 | 0 | 17 | 0
19.09. | 13 | 85.4 |  | 68.4 | 0 | 0 | 17 | 0
19.09. | 14 | 85.4 |  | 68.4 | 0 | 0 | 17 | 0
19.09. | 15 | 85.4 |  | 68.4 | 0 | 0 | 17 | 0
19.09. | 16 | 85.4 |  | 68.4 | 0 | 0 | 17 | 0
19.09. | 17 | 85.4 |  | 68.4 | 0 | 0 | 17 | 0
19.09. | 18 | 85.4 |  | 68.4 | 0 | 0 | 17 | 0
19.09. | 19 | 85.4 |  | 68.4 | 0 | 0 | 17 | 0
19.09. | 20 | 85.4 |  | 68.4 | 0 | 0 | 17 | 0
19.09. | 21 | 85.4 |  | 68.4 | 0 | 0 | 17 | 0
19.09. | 22 | 85.4 |  | 68.4 | 0 | 0 | 17 | 0
19.09. | 23 | 85.4 |  | 68.4 | 0 | 0 | 17 | 0
19.09. | 24 | 85.4 |  | 68.4 | 0 | 0 | 17 | 0
20.09. | 1 | 85.4 |  | 68.4 | 0 | 0 | 17 | 0
20.09. | 2 | 85.4 |  | 68.4 | 0 | 0 | 17 | 0
20.09. | 3 | 85.4 |  | 68.4 | 0 | 0 | 17 | 0
20.09. | 4 | 85.4 |  | 68.4 | 0 | 0 | 17 | 0
20.09. | 5 | 85.4 |  | 68.4 | 0 | 0 | 17 | 0
20.09. | 6 | 85.4 |  | 68.4 | 0 | 0 | 17 | 0
20.09. | 7 | 85.4 |  | 68.4 | 0 | 0 | 17 | 0
20.09. | 8 | 85.4 |  | 68.4 | 0 | 0 | 17 | 0
20.09. | 9 | 85.4 |  | 68.4 | 0 | 0 | 17 | 0
20.09. | 10 | 85.4 |  | 68.4 | 0 | 0 | 17 | 0
20.09. | 11 | 85.4 |  | 68.4 | 0 | 0 | 17 | 0
20.09. | 12 | 85.4 |  | 68.4 | 0 | 0 | 17 | 0
20.09. | 13 | 85.4 |  | 68.4 | 0 | 0 | 17 | 0
20.09. | 14 | 85.4 |  | 68.4 | 0 | 0 | 17 | 0
20.09. | 15 | 85.4 |  | 68.4 | 0 | 0 | 17 | 0
20.09. | 16 | 85.4 |  | 68.4 | 0 | 0 | 17 | 0
20.09. | 17 | 85.4 |  | 68.4 | 0 | 0 | 17 | 0
20.09. | 18 | 85.4 |  | 68.4 | 0 | 0 | 17 | 0
20.09. | 19 | 85.4 |  | 68.4 | 0 | 0 | 17 | 0
20.09. | 20 | 85.4 |  | 68.4 | 0 | 0 | 17 | 0
20.09. | 21 | 85.4 |  | 68.4 | 0 | 0 | 17 | 0
20.09. | 22 | 85.4 |  | 68.4 | 0 | 0 | 17 | 0
20.09. | 23 | 85.4 |  | 68.4 | 0 | 0 | 17 | 0
20.09. | 24 | 85.4 |  | 68.4 | 0 | 0 | 17 | 0
21.09. | 1 | 85.4 |  | 68.4 | 0 | 0 | 17 | 0
21.09. | 2 | 85.4 |  | 68.4 | 0 | 0 | 17 | 0
21.09. | 3 | 85.4 |  | 68.4 | 0 | 0 | 17 | 0
21.09. | 4 | 85.4 |  | 68.4 | 0 | 0 | 17 | 0
21.09. | 5 | 85.4 |  | 68.4 | 0 | 0 | 17 | 0
21.09. | 6 | 85.4 |  | 68.4 | 0 | 0 | 17 | 0
21.09. | 7 | 85.4 |  | 68.4 | 0 | 0 | 17 | 0
21.09. | 8 | 85.4 |  | 68.4 | 0 | 0 | 17 | 0
21.09. | 9 | 85.4 |  | 68.4 | 0 | 0 | 17 | 0
21.09. | 10 | 85.4 |  | 68.4 | 0 | 0 | 17 | 0
21.09. | 11 | 85.4 |  | 68.4 | 0 | 0 | 17 | 0
21.09. | 12 | 85.4 |  | 68.4 | 0 | 0 | 17 | 0
21.09. | 13 | 85.4 |  | 68.4 | 0 | 0 | 17 | 0
21.09. | 14 | 85.4 |  | 68.4 | 0 | 0 | 17 | 0
21.09. | 15 | 85.4 |  | 68.4 | 0 | 0 | 17 | 0
21.09. | 16 | 85.4 |  | 68.4 | 0 | 0 | 17 | 0
21.09. | 17 | 85.4 |  | 68.4 | 0 | 0 | 17 | 0
21.09. | 18 | 85.4 |  | 68.4 | 0 | 0 | 17 | 0
21.09. | 19 | 85.4 |  | 68.4 | 0 | 0 | 17 | 0
21.09. | 20 | 85.4 |  | 68.4 | 0 | 0 | 17 | 0
21.09. | 21 | 85.4 |  | 68.4 | 0 | 0 | 17 | 0
21.09. | 22 | 85.4 |  | 68.4 | 0 | 0 | 17 | 0
21.09. | 23 | 85.4 |  | 68.4 | 0 | 0 | 17 | 0
21.09. | 24 | 85.4 |  | 68.4 | 0 | 0 | 17 | 0
22.09. | 1 | 85.4 |  | 68.4 | 0 | 0 | 17 | 0
22.09. | 2 | 85.4 |  | 68.4 | 0 | 0 | 17 | 0
22.09. | 3 | 85.4 |  | 68.4 | 0 | 0 | 17 | 0
22.09. | 4 | 85.4 |  | 68.4 | 0 | 0 | 17 | 0
22.09. | 5 | 85.4 |  | 68.4 | 0 | 0 | 17 | 0
22.09. | 6 | 85.4 |  | 68.4 | 0 | 0 | 17 | 0
22.09. | 7 | 85.4 |  | 68.4 | 0 | 0 | 17 | 0
22.09. | 8 | 85.4 |  | 68.4 | 0 | 0 | 17 | 0
22.09. | 9 | 85.4 |  | 68.4 | 0 | 0 | 17 | 0
22.09. | 10 | 85.4 |  | 68.4 | 0 | 0 | 17 | 0
22.09. | 11 | 85.4 |  | 68.4 | 0 | 0 | 17 | 0
22.09. | 12 | 85.4 |  | 68.4 | 0 | 0 | 17 | 0
22.09. | 13 | 85.4 |  | 68.4 | 0 | 0 | 17 | 0
22.09. | 14 | 85.4 |  | 68.4 | 0 | 0 | 17 | 0
22.09. | 15 | 85.4 |  | 68.4 | 0 | 0 | 17 | 0
22.09. | 16 | 85.4 |  | 68.4 | 0 | 0 | 17 | 0
22.09. | 17 | 85.4 |  | 68.4 | 0 | 0 | 17 | 0
22.09. | 18 | 85.4 |  | 68.4 | 0 | 0 | 17 | 0
22.09. | 19 | 85.4 |  | 68.4 | 0 | 0 | 17 | 0
22.09. | 20 | 85.4 |  | 68.4 | 0 | 0 | 17 | 0
22.09. | 21 | 85.4 |  | 68.4 | 0 | 0 | 17 | 0
22.09. | 22 | 85.4 |  | 68.4 | 0 | 0 | 17 | 0
22.09. | 23 | 85.4 |  | 68.4 | 0 | 0 | 17 | 0
22.09. | 24 | 85.4 |  | 68.4 | 0 | 0 | 17 | 0
23.09. | 1 | 85.4 |  | 68.4 | 0 | 0 | 17 | 0
23.09. | 2 | 85.4 |  | 68.4 | 0 | 0 | 17 | 0
23.09. | 3 | 85.4 |  | 68.4 | 0 | 0 | 17 | 0
23.09. | 4 | 85.4 |  | 68.4 | 0 | 0 | 17 | 0
23.09. | 5 | 85.4 |  | 68.4 | 0 | 0 | 17 | 0
23.09. | 6 | 85.4 |  | 68.4 | 0 | 0 | 17 | 0
23.09. | 7 | 85.4 |  | 68.4 | 0 | 0 | 17 | 0
23.09. | 8 | 85.4 |  | 68.4 | 0 | 0 | 17 | 0
23.09. | 9 | 85.4 |  | 68.4 | 0 | 0 | 17 | 0
23.09. | 10 | 85.4 |  | 68.4 | 0 | 0 | 17 | 0
23.09. | 11 | 85.4 |  | 68.4 | 0 | 0 | 17 | 0
23.09. | 12 | 85.4 |  | 68.4 | 0 | 0 | 17 | 0
23.09. | 13 | 85.4 |  | 68.4 | 0 | 0 | 17 | 0
23.09. | 14 | 85.4 |  | 68.4 | 0 | 0 | 17 | 0
23.09. | 15 | 85.4 |  | 68.4 | 0 | 0 | 17 | 0
23.09. | 16 | 85.4 |  | 68.4 | 0 | 0 | 17 | 0
23.09. | 17 | 85.4 |  | 68.4 | 0 | 0 | 17 | 0
23.09. | 18 | 85.4 |  | 68.4 | 0 | 0 | 17 | 0
23.09. | 19 | 85.4 |  | 68.4 | 0 | 0 | 17 | 0
23.09. | 20 | 85.4 |  | 68.4 | 0 | 0 | 17 | 0
23.09. | 21 | 85.4 |  | 68.4 | 0 | 0 | 17 | 0
23.09. | 22 | 85.4 |  | 68.4 | 0 | 0 | 17 | 0
23.09. | 23 | 85.4 |  | 68.4 | 0 | 0 | 17 | 0
23.09. | 24 | 85.4 |  | 68.4 | 0 | 0 | 17 | 0
24.09. | 1 | 85.4 |  | 68.4 | 0 | 0 | 17 | 0
24.09. | 2 | 85.4 |  | 68.4 | 0 | 0 | 17 | 0
24.09. | 3 | 85.4 |  | 68.4 | 0 | 0 | 17 | 0
24.09. | 4 | 85.4 |  | 68.4 | 0 | 0 | 17 | 0
24.09. | 5 | 85.4 |  | 68.4 | 0 | 0 | 17 | 0
24.09. | 6 | 85.4 |  | 68.4 | 0 | 0 | 17 | 0
24.09. | 7 | 85.4 |  | 68.4 | 0 | 0 | 17 | 0
24.09. | 8 | 85.4 |  | 68.4 | 0 | 0 | 17 | 0
24.09. | 9 | 85.4 |  | 68.4 | 0 | 0 | 17 | 0
24.09. | 10 | 85.4 |  | 68.4 | 0 | 0 | 17 | 0
24.09. | 11 | 85.4 |  | 68.4 | 0 | 0 | 17 | 0
24.09. | 12 | 85.4 |  | 68.4 | 0 | 0 | 17 | 0
24.09. | 13 | 85.4 |  | 68.4 | 0 | 0 | 17 | 0
24.09. | 14 | 85.4 |  | 68.4 | 0 | 0 | 17 | 0
24.09. | 15 | 85.4 |  | 68.4 | 0 | 0 | 17 | 0
24.09. | 16 | 85.4 |  | 68.4 | 0 | 0 | 17 | 0
24.09. | 17 | 85.4 |  | 68.4 | 0 | 0 | 17 | 0
24.09. | 18 | 85.4 |  | 68.4 | 0 | 0 | 17 | 0
24.09. | 19 | 85.4 |  | 68.4 | 0 | 0 | 17 | 0
24.09. | 20 | 85.4 |  | 68.4 | 0 | 0 | 17 | 0
24.09. | 21 | 85.4 |  | 68.4 | 0 | 0 | 17 | 0
24.09. | 22 | 85.4 |  | 68.4 | 0 | 0 | 17 | 0
24.09. | 23 | 85.4 |  | 68.4 | 0 | 0 | 17 | 0
24.09. | 24 | 85.4 |  | 68.4 | 0 | 0 | 17 | 0
25.09. | 1 | 85.4 |  | 68.4 | 0 | 0 | 17 | 0
25.09. | 2 | 85.4 |  | 68.4 | 0 | 0 | 17 | 0
25.09. | 3 | 85.4 |  | 68.4 | 0 | 0 | 17 | 0
25.09. | 4 | 85.4 |  | 68.4 | 0 | 0 | 17 | 0
25.09. | 5 | 85.4 |  | 68.4 | 0 | 0 | 17 | 0
25.09. | 6 | 85.4 |  | 68.4 | 0 | 0 | 17 | 0
25.09. | 7 | 85.4 |  | 68.4 | 0 | 0 | 17 | 0
25.09. | 8 | 85.4 |  | 68.4 | 0 | 0 | 17 | 0
25.09. | 9 | 85.4 |  | 68.4 | 0 | 0 | 17 | 0
25.09. | 10 | 85.4 |  | 68.4 | 0 | 0 | 17 | 0
25.09. | 11 | 85.4 |  | 68.4 | 0 | 0 | 17 | 0
25.09. | 12 | 85.4 |  | 68.4 | 0 | 0 | 17 | 0
25.09. | 13 | 85.4 |  | 68.4 | 0 | 0 | 17 | 0
25.09. | 14 | 85.4 |  | 68.4 | 0 | 0 | 17 | 0
25.09. | 15 | 85.4 |  | 68.4 | 0 | 0 | 17 | 0
25.09. | 16 | 85.4 |  | 68.4 | 0 | 0 | 17 | 0
25.09. | 17 | 85.4 |  | 68.4 | 0 | 0 | 17 | 0
25.09. | 18 | 85.4 |  | 68.4 | 0 | 0 | 17 | 0
25.09. | 19 | 85.4 |  | 68.4 | 0 | 0 | 17 | 0
25.09. | 20 | 85.4 |  | 68.4 | 0 | 0 | 17 | 0
25.09. | 21 | 85.4 |  | 68.4 | 0 | 0 | 17 | 0
25.09. | 22 | 85.4 |  | 68.4 | 0 | 0 | 17 | 0
25.09. | 23 | 85.4 |  | 68.4 | 0 | 0 | 17 | 0
25.09. | 24 | 85.4 |  | 68.4 | 0 | 0 | 17 | 0
26.09. | 1 | 85.4 |  | 68.4 | 0 | 0 | 17 | 0
26.09. | 2 | 85.4 |  | 68.4 | 0 | 0 | 17 | 0
26.09. | 3 | 85.4 |  | 68.4 | 0 | 0 | 17 | 0
26.09. | 4 | 85.4 |  | 68.4 | 0 | 0 | 17 | 0
26.09. | 5 | 85.4 |  | 68.4 | 0 | 0 | 17 | 0
26.09. | 6 | 85.4 |  | 68.4 | 0 | 0 | 17 | 0
26.09. | 7 | 85.4 |  | 68.4 | 0 | 0 | 17 | 0
26.09. | 8 | 85.4 |  | 68.4 | 0 | 0 | 17 | 0
26.09. | 9 | 85.4 |  | 68.4 | 0 | 0 | 17 | 0
26.09. | 10 | 85.4 |  | 68.4 | 0 | 0 | 17 | 0
26.09. | 11 | 85.4 |  | 68.4 | 0 | 0 | 17 | 0
26.09. | 12 | 85.4 |  | 68.4 | 0 | 0 | 17 | 0
26.09. | 13 | 85.4 |  | 68.4 | 0 | 0 | 17 | 0
26.09. | 14 | 85.4 |  | 68.4 | 0 | 0 | 17 | 0
26.09. | 15 | 85.4 |  | 68.4 | 0 | 0 | 17 | 0
26.09. | 16 | 85.4 |  | 68.4 | 0 | 0 | 17 | 0
26.09. | 17 | 85.4 |  | 68.4 | 0 | 0 | 17 | 0
26.09. | 18 | 85.4 |  | 68.4 | 0 | 0 | 17 | 0
26.09. | 19 | 85.4 |  | 68.4 | 0 | 0 | 17 | 0
26.09. | 20 | 85.4 |  | 68.4 | 0 | 0 | 17 | 0
26.09. | 21 | 85.4 |  | 68.4 | 0 | 0 | 17 | 0
26.09. | 22 | 85.4 |  | 68.4 | 0 | 0 | 17 | 0
26.09. | 23 | 85.4 |  | 68.4 | 0 | 0 | 17 | 0
26.09. | 24 | 85.4 |  | 68.4 | 0 | 0 | 17 | 0
27.09. | 1 | 85.4 |  | 68.4 | 0 | 0 | 17 | 0
27.09. | 2 | 85.4 |  | 68.4 | 0 | 0 | 17 | 0
27.09. | 3 | 85.4 |  | 68.4 | 0 | 0 | 17 | 0
27.09. | 4 | 85.4 |  | 68.4 | 0 | 0 | 17 | 0
27.09. | 5 | 85.4 |  | 68.4 | 0 | 0 | 17 | 0
27.09. | 6 | 85.4 |  | 68.4 | 0 | 0 | 17 | 0
27.09. | 7 | 85.4 |  | 68.4 | 0 | 0 | 17 | 0
27.09. | 8 | 85.4 |  | 68.4 | 0 | 0 | 17 | 0
27.09. | 9 | 85.4 |  | 68.4 | 0 | 0 | 17 | 0
27.09. | 10 | 85.4 |  | 68.4 | 0 | 0 | 17 | 0
27.09. | 11 | 85.4 |  | 68.4 | 0 | 0 | 17 | 0
27.09. | 12 | 85.4 |  | 68.4 | 0 | 0 | 17 | 0
27.09. | 13 | 85.4 |  | 68.4 | 0 | 0 | 17 | 0
27.09. | 14 | 85.4 |  | 68.4 | 0 | 0 | 17 | 0
27.09. | 15 | 85.4 |  | 68.4 | 0 | 0 | 17 | 0
27.09. | 16 | 85.4 |  | 68.4 | 0 | 0 | 17 | 0
27.09. | 17 | 85.4 |  | 68.4 | 0 | 0 | 17 | 0
27.09. | 18 | 85.4 |  | 68.4 | 0 | 0 | 17 | 0
27.09. | 19 | 85.4 |  | 68.4 | 0 | 0 | 17 | 0
27.09. | 20 | 85.4 |  | 68.4 | 0 | 0 | 17 | 0
27.09. | 21 | 85.4 |  | 68.4 | 0 | 0 | 17 | 0
27.09. | 22 | 85.4 |  | 68.4 | 0 | 0 | 17 | 0
27.09. | 23 | 85.4 |  | 68.4 | 0 | 0 | 17 | 0
27.09. | 24 | 85.4 |  | 68.4 | 0 | 0 | 17 | 0
28.09. | 1 | 85.4 |  | 68.4 | 0 | 0 | 17 | 0
28.09. | 2 | 85.4 |  | 68.4 | 0 | 0 | 17 | 0
28.09. | 3 | 85.4 |  | 68.4 | 0 | 0 | 17 | 0
28.09. | 4 | 85.4 |  | 68.4 | 0 | 0 | 17 | 0
28.09. | 5 | 85.4 |  | 68.4 | 0 | 0 | 17 | 0
28.09. | 6 | 85.4 |  | 68.4 | 0 | 0 | 17 | 0
28.09. | 7 | 85.4 |  | 68.4 | 0 | 0 | 17 | 0
28.09. | 8 | 85.4 |  | 68.4 | 0 | 0 | 17 | 0
28.09. | 9 | 85.4 |  | 68.4 | 0 | 0 | 17 | 0
28.09. | 10 | 85.4 |  | 68.4 | 0 | 0 | 17 | 0
28.09. | 11 | 85.4 |  | 68.4 | 0 | 0 | 17 | 0
28.09. | 12 | 85.4 |  | 68.4 | 0 | 0 | 17 | 0
28.09. | 13 | 85.4 |  | 68.4 | 0 | 0 | 17 | 0
28.09. | 14 | 85.4 |  | 68.4 | 0 | 0 | 17 | 0
28.09. | 15 | 85.4 |  | 68.4 | 0 | 0 | 17 | 0
28.09. | 16 | 85.4 |  | 68.4 | 0 | 0 | 17 | 0
28.09. | 17 | 85.4 |  | 68.4 | 0 | 0 | 17 | 0
28.09. | 18 | 85.4 |  | 68.4 | 0 | 0 | 17 | 0
28.09. | 19 | 85.4 |  | 68.4 | 0 | 0 | 17 | 0
28.09. | 20 | 85.4 |  | 68.4 | 0 | 0 | 17 | 0
28.09. | 21 | 85.4 |  | 68.4 | 0 | 0 | 17 | 0
28.09. | 22 | 85.4 |  | 68.4 | 0 | 0 | 17 | 0
28.09. | 23 | 85.4 |  | 68.4 | 0 | 0 | 17 | 0
28.09. | 24 | 85.4 |  | 68.4 | 0 | 0 | 17 | 0
29.09. | 1 | 85.4 |  | 68.4 | 0 | 0 | 17 | 0
29.09. | 2 | 85.4 |  | 68.4 | 0 | 0 | 17 | 0
29.09. | 3 | 85.4 |  | 68.4 | 0 | 0 | 17 | 0
29.09. | 4 | 85.4 |  | 68.4 | 0 | 0 | 17 | 0
29.09. | 5 | 85.4 |  | 68.4 | 0 | 0 | 17 | 0
29.09. | 6 | 85.4 |  | 68.4 | 0 | 0 | 17 | 0
29.09. | 7 | 85.4 |  | 68.4 | 0 | 0 | 17 | 0
29.09. | 8 | 85.4 |  | 68.4 | 0 | 0 | 17 | 0
29.09. | 9 | 85.4 |  | 68.4 | 0 | 0 | 17 | 0
29.09. | 10 | 85.4 |  | 68.4 | 0 | 0 | 17 | 0
29.09. | 11 | 85.4 |  | 68.4 | 0 | 0 | 17 | 0
29.09. | 12 | 85.4 |  | 68.4 | 0 | 0 | 17 | 0
29.09. | 13 | 85.4 |  | 68.4 | 0 | 0 | 17 | 0
29.09. | 14 | 85.4 |  | 68.4 | 0 | 0 | 17 | 0
29.09. | 15 | 85.4 |  | 68.4 | 0 | 0 | 17 | 0
29.09. | 16 | 85.4 |  | 68.4 | 0 | 0 | 17 | 0
29.09. | 17 | 85.4 |  | 68.4 | 0 | 0 | 17 | 0
29.09. | 18 | 85.4 |  | 68.4 | 0 | 0 | 17 | 0
29.09. | 19 | 85.4 |  | 68.4 | 0 | 0 | 17 | 0
29.09. | 20 | 85.4 |  | 68.4 | 0 | 0 | 17 | 0
29.09. | 21 | 85.4 |  | 68.4 | 0 | 0 | 17 | 0
29.09. | 22 | 85.4 |  | 68.4 | 0 | 0 | 17 | 0
29.09. | 23 | 85.4 |  | 68.4 | 0 | 0 | 17 | 0
29.09. | 24 | 85.4 |  | 68.4 | 0 | 0 | 17 | 0
30.09. | 1 | 85.4 |  | 68.4 | 0 | 0 | 17 | 0
30.09. | 2 | 85.4 |  | 68.4 | 0 | 0 | 17 | 0
30.09. | 3 | 85.4 |  | 68.4 | 0 | 0 | 17 | 0
30.09. | 4 | 85.4 |  | 68.4 | 0 | 0 | 17 | 0
30.09. | 5 | 85.4 |  | 68.4 | 0 | 0 | 17 | 0
30.09. | 6 | 85.4 |  | 68.4 | 0 | 0 | 17 | 0
30.09. | 7 | 85.4 |  | 68.4 | 0 | 0 | 17 | 0
30.09. | 8 | 85.4 |  | 68.4 | 0 | 0 | 17 | 0
30.09. | 9 | 85.4 |  | 68.4 | 0 | 0 | 17 | 0
30.09. | 10 | 85.4 |  | 68.4 | 0 | 0 | 17 | 0
30.09. | 11 | 85.4 |  | 68.4 | 0 | 0 | 17 | 0
30.09. | 12 | 85.4 |  | 68.4 | 0 | 0 | 17 | 0
30.09. | 13 | 85.4 |  | 68.4 | 0 | 0 | 17 | 0
30.09. | 14 | 85.4 |  | 68.4 | 0 | 0 | 17 | 0
30.09. | 15 | 85.4 |  | 68.4 | 0 | 0 | 17 | 0
30.09. | 16 | 85.4 |  | 68.4 | 0 | 0 | 17 | 0
30.09. | 17 | 85.4 |  | 68.4 | 0 | 0 | 17 | 0
30.09. | 18 | 85.4 |  | 68.4 | 0 | 0 | 17 | 0
30.09. | 19 | 85.4 |  | 68.4 | 0 | 0 | 17 | 0
30.09. | 20 | 85.4 |  | 68.4 | 0 | 0 | 17 | 0
30.09. | 21 | 85.4 |  | 68.4 | 0 | 0 | 17 | 0
30.09. | 22 | 85.4 |  | 68.4 | 0 | 0 | 17 | 0
30.09. | 23 | 85.4 |  | 68.4 | 0 | 0 | 17 | 0
30.09. | 24 | 85.4 |  | 68.4 | 0 | 0 | 17 | 0
01.10. | 1 | 85.4 |  | 68.4 | 0 | 0 | 17 | 0
01.10. | 2 | 85.4 |  | 68.4 | 0 | 0 | 17 | 0
01.10. | 3 | 85.4 |  | 68.4 | 0 | 0 | 17 | 0
01.10. | 4 | 85.4 |  | 68.4 | 0 | 0 | 17 | 0
01.10. | 5 | 85.4 |  | 68.4 | 0 | 0 | 17 | 0
01.10. | 6 | 85.4 |  | 68.4 | 0 | 0 | 17 | 0
01.10. | 7 | 85.4 |  | 68.4 | 0 | 0 | 17 | 0
01.10. | 8 | 85.4 |  | 68.4 | 0 | 0 | 17 | 0
01.10. | 9 | 85.4 |  | 68.4 | 0 | 0 | 17 | 0
01.10. | 10 | 85.4 |  | 68.4 | 0 | 0 | 17 | 0
01.10. | 11 | 85.4 |  | 68.4 | 0 | 0 | 17 | 0
01.10. | 12 | 85.4 |  | 68.4 | 0 | 0 | 17 | 0
01.10. | 13 | 85.4 |  | 68.4 | 0 | 0 | 17 | 0
01.10. | 14 | 85.4 |  | 68.4 | 0 | 0 | 17 | 0
01.10. | 15 | 85.4 |  | 68.4 | 0 | 0 | 17 | 0
01.10. | 16 | 85.4 |  | 68.4 | 0 | 0 | 17 | 0
01.10. | 17 | 85.4 |  | 68.4 | 0 | 0 | 17 | 0
01.10. | 18 | 85.4 |  | 68.4 | 0 | 0 | 17 | 0
01.10. | 19 | 85.4 |  | 68.4 | 0 | 0 | 17 | 0
01.10. | 20 | 85.4 |  | 68.4 | 0 | 0 | 17 | 0
01.10. | 21 | 85.4 |  | 68.4 | 0 | 0 | 17 | 0
01.10. | 22 | 85.4 |  | 68.4 | 0 | 0 | 17 | 0
01.10. | 23 | 85.4 |  | 68.4 | 0 | 0 | 17 | 0
01.10. | 24 | 85.4 |  | 68.4 | 0 | 0 | 17 | 0
02.10. | 1 | 85.4 |  | 68.4 | 0 | 0 | 17 | 0
02.10. | 2 | 85.4 |  | 68.4 | 0 | 0 | 17 | 0
02.10. | 3 | 85.4 |  | 68.4 | 0 | 0 | 17 | 0
02.10. | 4 | 85.4 |  | 68.4 | 0 | 0 | 17 | 0
02.10. | 5 | 85.4 |  | 68.4 | 0 | 0 | 17 | 0
02.10. | 6 | 85.4 |  | 68.4 | 0 | 0 | 17 | 0
02.10. | 7 | 85.4 |  | 68.4 | 0 | 0 | 17 | 0
02.10. | 8 | 85.4 |  | 68.4 | 0 | 0 | 17 | 0
02.10. | 9 | 85.4 |  | 68.4 | 0 | 0 | 17 | 0
02.10. | 10 | 85.4 |  | 68.4 | 0 | 0 | 17 | 0
02.10. | 11 | 85.4 |  | 68.4 | 0 | 0 | 17 | 0
02.10. | 12 | 85.4 |  | 68.4 | 0 | 0 | 17 | 0
02.10. | 13 | 85.4 |  | 68.4 | 0 | 0 | 17 | 0
02.10. | 14 | 85.4 |  | 68.4 | 0 | 0 | 17 | 0
02.10. | 15 | 85.4 |  | 68.4 | 0 | 0 | 17 | 0
02.10. | 16 | 85.4 |  | 68.4 | 0 | 0 | 17 | 0
02.10. | 17 | 85.4 |  | 68.4 | 0 | 0 | 17 | 0
02.10. | 18 | 85.4 |  | 68.4 | 0 | 0 | 17 | 0
02.10. | 19 | 85.4 |  | 68.4 | 0 | 0 | 17 | 0
02.10. | 20 | 85.4 |  | 68.4 | 0 | 0 | 17 | 0
02.10. | 21 | 85.4 |  | 68.4 | 0 | 0 | 17 | 0
02.10. | 22 | 85.4 |  | 68.4 | 0 | 0 | 17 | 0
02.10. | 23 | 85.4 |  | 68.4 | 0 | 0 | 17 | 0
02.10. | 24 | 85.4 |  | 68.4 | 0 | 0 | 17 | 0
03.10. | 1 | 85.4 |  | 68.4 | 0 | 0 | 17 | 0
03.10. | 2 | 85.4 |  | 68.4 | 0 | 0 | 17 | 0
03.10. | 3 | 85.4 |  | 68.4 | 0 | 0 | 17 | 0
03.10. | 4 | 85.4 |  | 68.4 | 0 | 0 | 17 | 0
03.10. | 5 | 85.4 |  | 68.4 | 0 | 0 | 17 | 0
03.10. | 6 | 85.4 |  | 68.4 | 0 | 0 | 17 | 0
03.10. | 7 | 85.4 |  | 68.4 | 0 | 0 | 17 | 0
03.10. | 8 | 85.4 |  | 68.4 | 0 | 0 | 17 | 0
03.10. | 9 | 85.4 |  | 68.4 | 0 | 0 | 17 | 0
03.10. | 10 | 85.4 |  | 68.4 | 0 | 0 | 17 | 0
03.10. | 11 | 85.4 |  | 68.4 | 0 | 0 | 17 | 0
03.10. | 12 | 85.4 |  | 68.4 | 0 | 0 | 17 | 0
03.10. | 13 | 85.4 |  | 68.4 | 0 | 0 | 17 | 0
03.10. | 14 | 85.4 |  | 68.4 | 0 | 0 | 17 | 0
03.10. | 15 | 85.4 |  | 68.4 | 0 | 0 | 17 | 0
03.10. | 16 | 85.4 |  | 68.4 | 0 | 0 | 17 | 0
03.10. | 17 | 85.4 |  | 68.4 | 0 | 0 | 17 | 0
03.10. | 18 | 85.4 |  | 68.4 | 0 | 0 | 17 | 0
03.10. | 19 | 85.4 |  | 68.4 | 0 | 0 | 17 | 0
03.10. | 20 | 85.4 |  | 68.4 | 0 | 0 | 17 | 0
03.10. | 21 | 85.4 |  | 68.4 | 0 | 0 | 17 | 0
03.10. | 22 | 85.4 |  | 68.4 | 0 | 0 | 17 | 0
03.10. | 23 | 85.4 |  | 68.4 | 0 | 0 | 17 | 0
03.10. | 24 | 85.4 |  | 68.4 | 0 | 0 | 17 | 0
04.10. | 1 | 85.4 |  | 68.4 | 0 | 0 | 17 | 0
04.10. | 2 | 85.4 |  | 68.4 | 0 | 0 | 17 | 0
04.10. | 3 | 85.4 |  | 68.4 | 0 | 0 | 17 | 0
04.10. | 4 | 85.4 |  | 68.4 | 0 | 0 | 17 | 0
04.10. | 5 | 85.4 |  | 68.4 | 0 | 0 | 17 | 0
04.10. | 6 | 85.4 |  | 68.4 | 0 | 0 | 17 | 0
04.10. | 7 | 85.4 |  | 68.4 | 0 | 0 | 17 | 0
04.10. | 8 | 85.4 |  | 68.4 | 0 | 0 | 17 | 0
04.10. | 9 | 85.4 |  | 68.4 | 0 | 0 | 17 | 0
04.10. | 10 | 85.4 |  | 68.4 | 0 | 0 | 17 | 0
04.10. | 11 | 85.4 |  | 68.4 | 0 | 0 | 17 | 0
04.10. | 12 | 85.4 |  | 68.4 | 0 | 0 | 17 | 0
04.10. | 13 | 85.4 |  | 68.4 | 0 | 0 | 17 | 0
04.10. | 14 | 85.4 |  | 68.4 | 0 | 0 | 17 | 0
04.10. | 15 | 85.4 |  | 68.4 | 0 | 0 | 17 | 0
04.10. | 16 | 85.4 |  | 68.4 | 0 | 0 | 17 | 0
04.10. | 17 | 85.4 |  | 68.4 | 0 | 0 | 17 | 0
04.10. | 18 | 85.4 |  | 68.4 | 0 | 0 | 17 | 0
04.10. | 19 | 85.4 |  | 68.4 | 0 | 0 | 17 | 0
04.10. | 20 | 85.4 |  | 68.4 | 0 | 0 | 17 | 0
04.10. | 21 | 85.4 |  | 68.4 | 0 | 0 | 17 | 0
04.10. | 22 | 85.4 |  | 68.4 | 0 | 0 | 17 | 0
04.10. | 23 | 85.4 |  | 68.4 | 0 | 0 | 17 | 0
04.10. | 24 | 85.4 |  | 68.4 | 0 | 0 | 17 | 0
05.10. | 1 | 85.4 |  | 68.4 | 0 | 0 | 17 | 0
05.10. | 2 | 85.4 |  | 68.4 | 0 | 0 | 17 | 0
05.10. | 3 | 85.4 |  | 68.4 | 0 | 0 | 17 | 0
05.10. | 4 | 85.4 |  | 68.4 | 0 | 0 | 17 | 0
05.10. | 5 | 85.4 |  | 68.4 | 0 | 0 | 17 | 0
05.10. | 6 | 85.4 |  | 68.4 | 0 | 0 | 17 | 0
05.10. | 7 | 85.4 |  | 68.4 | 0 | 0 | 17 | 0
05.10. | 8 | 85.4 |  | 68.4 | 0 | 0 | 17 | 0
05.10. | 9 | 85.4 |  | 68.4 | 0 | 0 | 17 | 0
05.10. | 10 | 85.4 |  | 68.4 | 0 | 0 | 17 | 0
05.10. | 11 | 85.4 |  | 68.4 | 0 | 0 | 17 | 0
05.10. | 12 | 85.4 |  | 68.4 | 0 | 0 | 17 | 0
05.10. | 13 | 85.4 |  | 68.4 | 0 | 0 | 17 | 0
05.10. | 14 | 85.4 |  | 68.4 | 0 | 0 | 17 | 0
05.10. | 15 | 85.4 |  | 68.4 | 0 | 0 | 17 | 0
05.10. | 16 | 85.4 |  | 68.4 | 0 | 0 | 17 | 0
05.10. | 17 | 85.4 |  | 68.4 | 0 | 0 | 17 | 0
05.10. | 18 | 85.4 |  | 68.4 | 0 | 0 | 17 | 0
05.10. | 19 | 85.4 |  | 68.4 | 0 | 0 | 17 | 0
05.10. | 20 | 85.4 |  | 68.4 | 0 | 0 | 17 | 0
05.10. | 21 | 85.4 |  | 68.4 | 0 | 0 | 17 | 0
05.10. | 22 | 85.4 |  | 68.4 | 0 | 0 | 17 | 0
05.10. | 23 | 85.4 |  | 68.4 | 0 | 0 | 17 | 0
05.10. | 24 | 85.4 |  | 68.4 | 0 | 0 | 17 | 0
06.10. | 1 | 85.4 |  | 68.4 | 0 | 0 | 17 | 0
06.10. | 2 | 85.4 |  | 68.4 | 0 | 0 | 17 | 0
06.10. | 3 | 85.4 |  | 68.4 | 0 | 0 | 17 | 0
06.10. | 4 | 85.4 |  | 68.4 | 0 | 0 | 17 | 0
06.10. | 5 | 85.4 |  | 68.4 | 0 | 0 | 17 | 0
06.10. | 6 | 85.4 |  | 68.4 | 0 | 0 | 17 | 0
06.10. | 7 | 85.4 |  | 68.4 | 0 | 0 | 17 | 0
06.10. | 8 | 85.4 |  | 68.4 | 0 | 0 | 17 | 0
06.10. | 9 | 85.4 |  | 68.4 | 0 | 0 | 17 | 0
06.10. | 10 | 85.4 |  | 68.4 | 0 | 0 | 17 | 0
06.10. | 11 | 85.4 |  | 68.4 | 0 | 0 | 17 | 0
06.10. | 12 | 85.4 |  | 68.4 | 0 | 0 | 17 | 0
06.10. | 13 | 85.4 |  | 68.4 | 0 | 0 | 17 | 0
06.10. | 14 | 85.4 |  | 68.4 | 0 | 0 | 17 | 0
06.10. | 15 | 85.4 |  | 68.4 | 0 | 0 | 17 | 0
06.10. | 16 | 85.4 |  | 68.4 | 0 | 0 | 17 | 0
06.10. | 17 | 85.4 |  | 68.4 | 0 | 0 | 17 | 0
06.10. | 18 | 85.4 |  | 68.4 | 0 | 0 | 17 | 0
06.10. | 19 | 85.4 |  | 68.4 | 0 | 0 | 17 | 0
06.10. | 20 | 85.4 |  | 68.4 | 0 | 0 | 17 | 0
06.10. | 21 | 85.4 |  | 68.4 | 0 | 0 | 17 | 0
06.10. | 22 | 85.4 |  | 68.4 | 0 | 0 | 17 | 0
06.10. | 23 | 85.4 |  | 68.4 | 0 | 0 | 17 | 0
06.10. | 24 | 85.4 |  | 68.4 | 0 | 0 | 17 | 0
07.10. | 1 | 85.4 |  | 68.4 | 0 | 0 | 17 | 0
07.10. | 2 | 85.4 |  | 68.4 | 0 | 0 | 17 | 0
07.10. | 3 | 85.4 |  | 68.4 | 0 | 0 | 17 | 0
07.10. | 4 | 85.4 |  | 68.4 | 0 | 0 | 17 | 0
07.10. | 5 | 85.4 |  | 68.4 | 0 | 0 | 17 | 0
07.10. | 6 | 85.4 |  | 68.4 | 0 | 0 | 17 | 0
07.10. | 7 | 85.4 |  | 68.4 | 0 | 0 | 17 | 0
07.10. | 8 | 85.4 |  | 68.4 | 0 | 0 | 17 | 0
07.10. | 9 | 85.4 |  | 68.4 | 0 | 0 | 17 | 0
07.10. | 10 | 85.4 |  | 68.4 | 0 | 0 | 17 | 0
07.10. | 11 | 85.4 |  | 68.4 | 0 | 0 | 17 | 0
07.10. | 12 | 85.4 |  | 68.4 | 0 | 0 | 17 | 0
07.10. | 13 | 85.4 |  | 68.4 | 0 | 0 | 17 | 0
07.10. | 14 | 85.4 |  | 68.4 | 0 | 0 | 17 | 0
07.10. | 15 | 85.4 |  | 68.4 | 0 | 0 | 17 | 0
07.10. | 16 | 85.4 |  | 68.4 | 0 | 0 | 17 | 0
07.10. | 17 | 85.4 |  | 68.4 | 0 | 0 | 17 | 0
07.10. | 18 | 85.4 |  | 68.4 | 0 | 0 | 17 | 0
07.10. | 19 | 85.4 |  | 68.4 | 0 | 0 | 17 | 0
07.10. | 20 | 85.4 |  | 68.4 | 0 | 0 | 17 | 0
07.10. | 21 | 85.4 |  | 68.4 | 0 | 0 | 17 | 0
07.10. | 22 | 85.4 |  | 68.4 | 0 | 0 | 17 | 0
07.10. | 23 | 85.4 |  | 68.4 | 0 | 0 | 17 | 0
07.10. | 24 | 85.4 |  | 68.4 | 0 | 0 | 17 | 0
08.10. | 1 | 85.4 |  | 68.4 | 0 | 0 | 17 | 0
08.10. | 2 | 85.4 |  | 68.4 | 0 | 0 | 17 | 0
08.10. | 3 | 85.4 |  | 68.4 | 0 | 0 | 17 | 0
08.10. | 4 | 85.4 |  | 68.4 | 0 | 0 | 17 | 0
08.10. | 5 | 85.4 |  | 68.4 | 0 | 0 | 17 | 0
08.10. | 6 | 85.4 |  | 68.4 | 0 | 0 | 17 | 0
08.10. | 7 | 85.4 |  | 68.4 | 0 | 0 | 17 | 0
08.10. | 8 | 85.4 |  | 68.4 | 0 | 0 | 17 | 0
08.10. | 9 | 85.4 |  | 68.4 | 0 | 0 | 17 | 0
08.10. | 10 | 85.4 |  | 68.4 | 0 | 0 | 17 | 0
08.10. | 11 | 85.4 |  | 68.4 | 0 | 0 | 17 | 0
08.10. | 12 | 85.4 |  | 68.4 | 0 | 0 | 17 | 0
08.10. | 13 | 85.4 |  | 68.4 | 0 | 0 | 17 | 0
08.10. | 14 | 85.4 |  | 68.4 | 0 | 0 | 17 | 0
08.10. | 15 | 85.4 |  | 68.4 | 0 | 0 | 17 | 0
08.10. | 16 | 85.4 |  | 68.4 | 0 | 0 | 17 | 0
08.10. | 17 | 85.4 |  | 68.4 | 0 | 0 | 17 | 0
08.10. | 18 | 85.4 |  | 68.4 | 0 | 0 | 17 | 0
08.10. | 19 | 85.4 |  | 68.4 | 0 | 0 | 17 | 0
08.10. | 20 | 85.4 |  | 68.4 | 0 | 0 | 17 | 0
08.10. | 21 | 85.4 |  | 68.4 | 0 | 0 | 17 | 0
08.10. | 22 | 85.4 |  | 68.4 | 0 | 0 | 17 | 0
08.10. | 23 | 85.4 |  | 68.4 | 0 | 0 | 17 | 0
08.10. | 24 | 85.4 |  | 68.4 | 0 | 0 | 17 | 0
09.10. | 1 | 85.4 |  | 68.4 | 0 | 0 | 17 | 0
09.10. | 2 | 85.4 |  | 68.4 | 0 | 0 | 17 | 0
09.10. | 3 | 85.4 |  | 68.4 | 0 | 0 | 17 | 0
09.10. | 4 | 85.4 |  | 68.4 | 0 | 0 | 17 | 0
09.10. | 5 | 85.4 |  | 68.4 | 0 | 0 | 17 | 0
09.10. | 6 | 85.4 |  | 68.4 | 0 | 0 | 17 | 0
09.10. | 7 | 85.4 |  | 68.4 | 0 | 0 | 17 | 0
09.10. | 8 | 85.4 |  | 68.4 | 0 | 0 | 17 | 0
09.10. | 9 | 85.4 |  | 68.4 | 0 | 0 | 17 | 0
09.10. | 10 | 85.4 |  | 68.4 | 0 | 0 | 17 | 0
09.10. | 11 | 85.4 |  | 68.4 | 0 | 0 | 17 | 0
09.10. | 12 | 85.4 |  | 68.4 | 0 | 0 | 17 | 0
09.10. | 13 | 85.4 |  | 68.4 | 0 | 0 | 17 | 0
09.10. | 14 | 85.4 |  | 68.4 | 0 | 0 | 17 | 0
09.10. | 15 | 85.4 |  | 68.4 | 0 | 0 | 17 | 0
09.10. | 16 | 85.4 |  | 68.4 | 0 | 0 | 17 | 0
09.10. | 17 | 85.4 |  | 68.4 | 0 | 0 | 17 | 0
09.10. | 18 | 85.4 |  | 68.4 | 0 | 0 | 17 | 0
09.10. | 19 | 85.4 |  | 68.4 | 0 | 0 | 17 | 0
09.10. | 20 | 85.4 |  | 68.4 | 0 | 0 | 17 | 0
09.10. | 21 | 85.4 |  | 68.4 | 0 | 0 | 17 | 0
09.10. | 22 | 85.4 |  | 68.4 | 0 | 0 | 17 | 0
09.10. | 23 | 85.4 |  | 68.4 | 0 | 0 | 17 | 0
09.10. | 24 | 85.4 |  | 68.4 | 0 | 0 | 17 | 0
10.10. | 1 | 85.4 |  | 68.4 | 0 | 0 | 17 | 0
10.10. | 2 | 85.4 |  | 68.4 | 0 | 0 | 17 | 0
10.10. | 3 | 85.4 |  | 68.4 | 0 | 0 | 17 | 0
10.10. | 4 | 85.4 |  | 68.4 | 0 | 0 | 17 | 0
10.10. | 5 | 85.4 |  | 68.4 | 0 | 0 | 17 | 0
10.10. | 6 | 85.4 |  | 68.4 | 0 | 0 | 17 | 0
10.10. | 7 | 85.4 |  | 68.4 | 0 | 0 | 17 | 0
10.10. | 8 | 85.4 |  | 68.4 | 0 | 0 | 17 | 0
10.10. | 9 | 85.4 |  | 68.4 | 0 | 0 | 17 | 0
10.10. | 10 | 85.4 |  | 68.4 | 0 | 0 | 17 | 0
10.10. | 11 | 85.4 |  | 68.4 | 0 | 0 | 17 | 0
10.10. | 12 | 85.4 |  | 68.4 | 0 | 0 | 17 | 0
10.10. | 13 | 85.4 |  | 68.4 | 0 | 0 | 17 | 0
10.10. | 14 | 85.4 |  | 68.4 | 0 | 0 | 17 | 0
10.10. | 15 | 85.4 |  | 68.4 | 0 | 0 | 17 | 0
10.10. | 16 | 85.4 |  | 68.4 | 0 | 0 | 17 | 0
10.10. | 17 | 85.4 |  | 68.4 | 0 | 0 | 17 | 0
10.10. | 18 | 85.4 |  | 68.4 | 0 | 0 | 17 | 0
10.10. | 19 | 85.4 |  | 68.4 | 0 | 0 | 17 | 0
10.10. | 20 | 85.4 |  | 68.4 | 0 | 0 | 17 | 0
10.10. | 21 | 85.4 |  | 68.4 | 0 | 0 | 17 | 0
10.10. | 22 | 85.4 |  | 68.4 | 0 | 0 | 17 | 0
10.10. | 23 | 85.4 |  | 68.4 | 0 | 0 | 17 | 0
10.10. | 24 | 85.4 |  | 68.4 | 0 | 0 | 17 | 0
11.10. | 1 | 85.4 |  | 68.4 | 0 | 0 | 17 | 0
11.10. | 2 | 85.4 |  | 68.4 | 0 | 0 | 17 | 0
11.10. | 3 | 85.4 |  | 68.4 | 0 | 0 | 17 | 0
11.10. | 4 | 85.4 |  | 68.4 | 0 | 0 | 17 | 0
11.10. | 5 | 85.4 |  | 68.4 | 0 | 0 | 17 | 0
11.10. | 6 | 85.4 |  | 68.4 | 0 | 0 | 17 | 0
11.10. | 7 | 85.4 |  | 68.4 | 0 | 0 | 17 | 0
11.10. | 8 | 85.4 |  | 68.4 | 0 | 0 | 17 | 0
11.10. | 9 | 85.4 |  | 68.4 | 0 | 0 | 17 | 0
11.10. | 10 | 85.4 |  | 68.4 | 0 | 0 | 17 | 0
11.10. | 11 | 85.4 |  | 68.4 | 0 | 0 | 17 | 0
11.10. | 12 | 85.4 |  | 68.4 | 0 | 0 | 17 | 0
11.10. | 13 | 85.4 |  | 68.4 | 0 | 0 | 17 | 0
11.10. | 14 | 85.4 |  | 68.4 | 0 | 0 | 17 | 0
11.10. | 15 | 85.4 |  | 68.4 | 0 | 0 | 17 | 0
11.10. | 16 | 85.4 |  | 68.4 | 0 | 0 | 17 | 0
11.10. | 17 | 85.4 |  | 68.4 | 0 | 0 | 17 | 0
11.10. | 18 | 85.4 |  | 68.4 | 0 | 0 | 17 | 0
11.10. | 19 | 85.4 |  | 68.4 | 0 | 0 | 17 | 0
11.10. | 20 | 85.4 |  | 68.4 | 0 | 0 | 17 | 0
11.10. | 21 | 85.4 |  | 68.4 | 0 | 0 | 17 | 0
11.10. | 22 | 85.4 |  | 68.4 | 0 | 0 | 17 | 0
11.10. | 23 | 85.4 |  | 68.4 | 0 | 0 | 17 | 0
11.10. | 24 | 85.4 |  | 68.4 | 0 | 0 | 17 | 0
12.10. | 1 | 85.4 |  | 68.4 | 0 | 0 | 17 | 0
12.10. | 2 | 85.4 |  | 68.4 | 0 | 0 | 17 | 0
12.10. | 3 | 85.4 |  | 68.4 | 0 | 0 | 17 | 0
12.10. | 4 | 85.4 |  | 68.4 | 0 | 0 | 17 | 0
12.10. | 5 | 85.4 |  | 68.4 | 0 | 0 | 17 | 0
12.10. | 6 | 85.4 |  | 68.4 | 0 | 0 | 17 | 0
12.10. | 7 | 85.4 |  | 68.4 | 0 | 0 | 17 | 0
12.10. | 8 | 85.4 |  | 68.4 | 0 | 0 | 17 | 0
12.10. | 9 | 85.4 |  | 68.4 | 0 | 0 | 17 | 0
12.10. | 10 | 85.4 |  | 68.4 | 0 | 0 | 17 | 0
12.10. | 11 | 85.4 |  | 68.4 | 0 | 0 | 17 | 0
12.10. | 12 | 85.4 |  | 68.4 | 0 | 0 | 17 | 0
12.10. | 13 | 85.4 |  | 68.4 | 0 | 0 | 17 | 0
12.10. | 14 | 85.4 |  | 68.4 | 0 | 0 | 17 | 0
12.10. | 15 | 85.4 |  | 68.4 | 0 | 0 | 17 | 0
12.10. | 16 | 85.4 |  | 68.4 | 0 | 0 | 17 | 0
12.10. | 17 | 85.4 |  | 68.4 | 0 | 0 | 17 | 0
12.10. | 18 | 85.4 |  | 68.4 | 0 | 0 | 17 | 0
12.10. | 19 | 85.4 |  | 68.4 | 0 | 0 | 17 | 0
12.10. | 20 | 85.4 |  | 68.4 | 0 | 0 | 17 | 0
12.10. | 21 | 85.4 |  | 68.4 | 0 | 0 | 17 | 0
12.10. | 22 | 85.4 |  | 68.4 | 0 | 0 | 17 | 0
12.10. | 23 | 85.4 |  | 68.4 | 0 | 0 | 17 | 0
12.10. | 24 | 85.4 |  | 68.4 | 0 | 0 | 17 | 0
13.10. | 1 | 85.4 |  | 68.4 | 0 | 0 | 17 | 0
13.10. | 2 | 85.4 |  | 68.4 | 0 | 0 | 17 | 0
13.10. | 3 | 85.4 |  | 68.4 | 0 | 0 | 17 | 0
13.10. | 4 | 85.4 |  | 68.4 | 0 | 0 | 17 | 0
13.10. | 5 | 85.4 |  | 68.4 | 0 | 0 | 17 | 0
13.10. | 6 | 85.4 |  | 68.4 | 0 | 0 | 17 | 0
13.10. | 7 | 85.4 |  | 68.4 | 0 | 0 | 17 | 0
13.10. | 8 | 85.4 |  | 68.4 | 0 | 0 | 17 | 0
13.10. | 9 | 85.4 |  | 68.4 | 0 | 0 | 17 | 0
13.10. | 10 | 85.4 |  | 68.4 | 0 | 0 | 17 | 0
13.10. | 11 | 85.4 |  | 68.4 | 0 | 0 | 17 | 0
13.10. | 12 | 85.4 |  | 68.4 | 0 | 0 | 17 | 0
13.10. | 13 | 85.4 |  | 68.4 | 0 | 0 | 17 | 0
13.10. | 14 | 85.4 |  | 68.4 | 0 | 0 | 17 | 0
13.10. | 15 | 85.4 |  | 68.4 | 0 | 0 | 17 | 0
13.10. | 16 | 85.4 |  | 68.4 | 0 | 0 | 17 | 0
13.10. | 17 | 85.4 |  | 68.4 | 0 | 0 | 17 | 0
13.10. | 18 | 85.4 |  | 68.4 | 0 | 0 | 17 | 0
13.10. | 19 | 85.4 |  | 68.4 | 0 | 0 | 17 | 0
13.10. | 20 | 85.4 |  | 68.4 | 0 | 0 | 17 | 0
13.10. | 21 | 85.4 |  | 68.4 | 0 | 0 | 17 | 0
13.10. | 22 | 85.4 |  | 68.4 | 0 | 0 | 17 | 0
13.10. | 23 | 85.4 |  | 68.4 | 0 | 0 | 17 | 0
13.10. | 24 | 85.4 |  | 68.4 | 0 | 0 | 17 | 0
14.10. | 1 | 85.4 |  | 68.4 | 0 | 0 | 17 | 0
14.10. | 2 | 85.4 |  | 68.4 | 0 | 0 | 17 | 0
14.10. | 3 | 85.4 |  | 68.4 | 0 | 0 | 17 | 0
14.10. | 4 | 85.4 |  | 68.4 | 0 | 0 | 17 | 0
14.10. | 5 | 85.4 |  | 68.4 | 0 | 0 | 17 | 0
14.10. | 6 | 85.4 |  | 68.4 | 0 | 0 | 17 | 0
14.10. | 7 | 85.4 |  | 68.4 | 0 | 0 | 17 | 0
14.10. | 8 | 85.4 |  | 68.4 | 0 | 0 | 17 | 0
14.10. | 9 | 85.4 |  | 68.4 | 0 | 0 | 17 | 0
14.10. | 10 | 85.4 |  | 68.4 | 0 | 0 | 17 | 0
14.10. | 11 | 85.4 |  | 68.4 | 0 | 0 | 17 | 0
14.10. | 12 | 85.4 |  | 68.4 | 0 | 0 | 17 | 0
14.10. | 13 | 85.4 |  | 68.4 | 0 | 0 | 17 | 0
14.10. | 14 | 85.4 |  | 68.4 | 0 | 0 | 17 | 0
14.10. | 15 | 85.4 |  | 68.4 | 0 | 0 | 17 | 0
14.10. | 16 | 85.4 |  | 68.4 | 0 | 0 | 17 | 0
14.10. | 17 | 85.4 |  | 68.4 | 0 | 0 | 17 | 0
14.10. | 18 | 85.4 |  | 68.4 | 0 | 0 | 17 | 0
14.10. | 19 | 85.4 |  | 68.4 | 0 | 0 | 17 | 0
14.10. | 20 | 85.4 |  | 68.4 | 0 | 0 | 17 | 0
14.10. | 21 | 85.4 |  | 68.4 | 0 | 0 | 17 | 0
14.10. | 22 | 85.4 |  | 68.4 | 0 | 0 | 17 | 0
14.10. | 23 | 85.4 |  | 68.4 | 0 | 0 | 17 | 0
14.10. | 24 | 85.4 |  | 68.4 | 0 | 0 | 17 | 0
15.10. | 1 | 85.4 |  | 68.4 | 0 | 0 | 17 | 0
15.10. | 2 | 85.4 |  | 68.4 | 0 | 0 | 17 | 0
15.10. | 3 | 85.4 |  | 68.4 | 0 | 0 | 17 | 0
15.10. | 4 | 85.4 |  | 68.4 | 0 | 0 | 17 | 0
15.10. | 5 | 85.4 |  | 68.4 | 0 | 0 | 17 | 0
15.10. | 6 | 85.4 |  | 68.4 | 0 | 0 | 17 | 0
15.10. | 7 | 85.4 |  | 68.4 | 0 | 0 | 17 | 0
15.10. | 8 | 85.4 |  | 68.4 | 0 | 0 | 17 | 0
15.10. | 9 | 85.4 |  | 68.4 | 0 | 0 | 17 | 0
15.10. | 10 | 85.4 |  | 68.4 | 0 | 0 | 17 | 0
15.10. | 11 | 85.4 |  | 68.4 | 0 | 0 | 17 | 0
15.10. | 12 | 85.4 |  | 68.4 | 0 | 0 | 17 | 0
15.10. | 13 | 85.4 |  | 68.4 | 0 | 0 | 17 | 0
15.10. | 14 | 85.4 |  | 68.4 | 0 | 0 | 17 | 0
15.10. | 15 | 85.4 |  | 68.4 | 0 | 0 | 17 | 0
15.10. | 16 | 85.4 |  | 68.4 | 0 | 0 | 17 | 0
15.10. | 17 | 85.4 |  | 68.4 | 0 | 0 | 17 | 0
15.10. | 18 | 85.4 |  | 68.4 | 0 | 0 | 17 | 0
15.10. | 19 | 85.4 |  | 68.4 | 0 | 0 | 17 | 0
15.10. | 20 | 85.4 |  | 68.4 | 0 | 0 | 17 | 0
15.10. | 21 | 85.4 |  | 68.4 | 0 | 0 | 17 | 0
15.10. | 22 | 85.4 |  | 68.4 | 0 | 0 | 17 | 0
15.10. | 23 | 85.4 |  | 68.4 | 0 | 0 | 17 | 0
15.10. | 24 | 85.4 |  | 68.4 | 0 | 0 | 17 | 0
16.10. | 1 | 85.4 |  | 68.4 | 0 | 0 | 17 | 0
16.10. | 2 | 85.4 |  | 68.4 | 0 | 0 | 17 | 0
16.10. | 3 | 85.4 |  | 68.4 | 0 | 0 | 17 | 0
16.10. | 4 | 85.4 |  | 68.4 | 0 | 0 | 17 | 0
16.10. | 5 | 85.4 |  | 68.4 | 0 | 0 | 17 | 0
16.10. | 6 | 85.4 |  | 68.4 | 0 | 0 | 17 | 0
16.10. | 7 | 85.4 |  | 68.4 | 0 | 0 | 17 | 0
16.10. | 8 | 85.4 |  | 68.4 | 0 | 0 | 17 | 0
16.10. | 9 | 85.4 |  | 68.4 | 0 | 0 | 17 | 0
16.10. | 10 | 85.4 |  | 68.4 | 0 | 0 | 17 | 0
16.10. | 11 | 85.4 |  | 68.4 | 0 | 0 | 17 | 0
16.10. | 12 | 85.4 |  | 68.4 | 0 | 0 | 17 | 0
16.10. | 13 | 85.4 |  | 68.4 | 0 | 0 | 17 | 0
16.10. | 14 | 85.4 |  | 68.4 | 0 | 0 | 17 | 0
16.10. | 15 | 85.4 |  | 68.4 | 0 | 0 | 17 | 0
16.10. | 16 | 85.4 |  | 68.4 | 0 | 0 | 17 | 0
16.10. | 17 | 85.4 |  | 68.4 | 0 | 0 | 17 | 0
16.10. | 18 | 85.4 |  | 68.4 | 0 | 0 | 17 | 0
16.10. | 19 | 85.4 |  | 68.4 | 0 | 0 | 17 | 0
16.10. | 20 | 85.4 |  | 68.4 | 0 | 0 | 17 | 0
16.10. | 21 | 85.4 |  | 68.4 | 0 | 0 | 17 | 0
16.10. | 22 | 85.4 |  | 68.4 | 0 | 0 | 17 | 0
16.10. | 23 | 85.4 |  | 68.4 | 0 | 0 | 17 | 0
16.10. | 24 | 85.4 |  | 68.4 | 0 | 0 | 17 | 0
17.10. | 1 | 85.4 |  | 68.4 | 0 | 0 | 17 | 0
17.10. | 2 | 85.4 |  | 68.4 | 0 | 0 | 17 | 0
17.10. | 3 | 85.4 |  | 68.4 | 0 | 0 | 17 | 0
17.10. | 4 | 85.4 |  | 68.4 | 0 | 0 | 17 | 0
17.10. | 5 | 85.4 |  | 68.4 | 0 | 0 | 17 | 0
17.10. | 6 | 85.4 |  | 68.4 | 0 | 0 | 17 | 0
17.10. | 7 | 85.4 |  | 68.4 | 0 | 0 | 17 | 0
17.10. | 8 | 85.4 |  | 68.4 | 0 | 0 | 17 | 0
17.10. | 9 | 85.4 |  | 68.4 | 0 | 0 | 17 | 0
17.10. | 10 | 85.4 |  | 68.4 | 0 | 0 | 17 | 0
17.10. | 11 | 85.4 |  | 68.4 | 0 | 0 | 17 | 0
17.10. | 12 | 85.4 |  | 68.4 | 0 | 0 | 17 | 0
17.10. | 13 | 85.4 |  | 68.4 | 0 | 0 | 17 | 0
17.10. | 14 | 85.4 |  | 68.4 | 0 | 0 | 17 | 0
17.10. | 15 | 85.4 |  | 68.4 | 0 | 0 | 17 | 0
17.10. | 16 | 85.4 |  | 68.4 | 0 | 0 | 17 | 0
17.10. | 17 | 85.4 |  | 68.4 | 0 | 0 | 17 | 0
17.10. | 18 | 85.4 |  | 68.4 | 0 | 0 | 17 | 0
17.10. | 19 | 85.4 |  | 68.4 | 0 | 0 | 17 | 0
17.10. | 20 | 85.4 |  | 68.4 | 0 | 0 | 17 | 0
17.10. | 21 | 85.4 |  | 68.4 | 0 | 0 | 17 | 0
17.10. | 22 | 85.4 |  | 68.4 | 0 | 0 | 17 | 0
17.10. | 23 | 85.4 |  | 68.4 | 0 | 0 | 17 | 0
17.10. | 24 | 85.4 |  | 68.4 | 0 | 0 | 17 | 0
18.10. | 1 | 85.4 |  | 68.4 | 0 | 0 | 17 | 0
18.10. | 2 | 85.4 |  | 68.4 | 0 | 0 | 17 | 0
18.10. | 3 | 85.4 |  | 68.4 | 0 | 0 | 17 | 0
18.10. | 4 | 85.4 |  | 68.4 | 0 | 0 | 17 | 0
18.10. | 5 | 85.4 |  | 68.4 | 0 | 0 | 17 | 0
18.10. | 6 | 85.4 |  | 68.4 | 0 | 0 | 17 | 0
18.10. | 7 | 85.4 |  | 68.4 | 0 | 0 | 17 | 0
18.10. | 8 | 85.4 |  | 68.4 | 0 | 0 | 17 | 0
18.10. | 9 | 85.4 |  | 68.4 | 0 | 0 | 17 | 0
18.10. | 10 | 85.4 |  | 68.4 | 0 | 0 | 17 | 0
18.10. | 11 | 85.4 |  | 68.4 | 0 | 0 | 17 | 0
18.10. | 12 | 85.4 |  | 68.4 | 0 | 0 | 17 | 0
18.10. | 13 | 85.4 |  | 68.4 | 0 | 0 | 17 | 0
18.10. | 14 | 85.4 |  | 68.4 | 0 | 0 | 17 | 0
18.10. | 15 | 85.4 |  | 68.4 | 0 | 0 | 17 | 0
18.10. | 16 | 85.4 |  | 68.4 | 0 | 0 | 17 | 0
18.10. | 17 | 85.4 |  | 68.4 | 0 | 0 | 17 | 0
18.10. | 18 | 85.4 |  | 68.4 | 0 | 0 | 17 | 0
18.10. | 19 | 85.4 |  | 68.4 | 0 | 0 | 17 | 0
18.10. | 20 | 85.4 |  | 68.4 | 0 | 0 | 17 | 0
18.10. | 21 | 85.4 |  | 68.4 | 0 | 0 | 17 | 0
18.10. | 22 | 85.4 |  | 68.4 | 0 | 0 | 17 | 0
18.10. | 23 | 85.4 |  | 68.4 | 0 | 0 | 17 | 0
18.10. | 24 | 85.4 |  | 68.4 | 0 | 0 | 17 | 0
19.10. | 1 | 85.4 |  | 68.4 | 0 | 0 | 17 | 0
19.10. | 2 | 85.4 |  | 68.4 | 0 | 0 | 17 | 0
19.10. | 3 | 85.4 |  | 68.4 | 0 | 0 | 17 | 0
19.10. | 4 | 85.4 |  | 68.4 | 0 | 0 | 17 | 0
19.10. | 5 | 85.4 |  | 68.4 | 0 | 0 | 17 | 0
19.10. | 6 | 85.4 |  | 68.4 | 0 | 0 | 17 | 0
19.10. | 7 | 85.4 |  | 68.4 | 0 | 0 | 17 | 0
19.10. | 8 | 85.4 |  | 68.4 | 0 | 0 | 17 | 0
19.10. | 9 | 85.4 |  | 68.4 | 0 | 0 | 17 | 0
19.10. | 10 | 85.4 |  | 68.4 | 0 | 0 | 17 | 0
19.10. | 11 | 85.4 |  | 68.4 | 0 | 0 | 17 | 0
19.10. | 12 | 85.4 |  | 68.4 | 0 | 0 | 17 | 0
19.10. | 13 | 85.4 |  | 68.4 | 0 | 0 | 17 | 0
19.10. | 14 | 85.4 |  | 68.4 | 0 | 0 | 17 | 0
19.10. | 15 | 85.4 |  | 68.4 | 0 | 0 | 17 | 0
19.10. | 16 | 85.4 |  | 68.4 | 0 | 0 | 17 | 0
19.10. | 17 | 85.4 |  | 68.4 | 0 | 0 | 17 | 0
19.10. | 18 | 85.4 |  | 68.4 | 0 | 0 | 17 | 0
19.10. | 19 | 85.4 |  | 68.4 | 0 | 0 | 17 | 0
19.10. | 20 | 85.4 |  | 68.4 | 0 | 0 | 17 | 0
19.10. | 21 | 85.4 |  | 68.4 | 0 | 0 | 17 | 0
19.10. | 22 | 85.4 |  | 68.4 | 0 | 0 | 17 | 0
19.10. | 23 | 85.4 |  | 68.4 | 0 | 0 | 17 | 0
19.10. | 24 | 85.4 |  | 68.4 | 0 | 0 | 17 | 0
20.10. | 1 | 85.4 |  | 68.4 | 0 | 0 | 17 | 0
20.10. | 2 | 85.4 |  | 68.4 | 0 | 0 | 17 | 0
20.10. | 3 | 85.4 |  | 68.4 | 0 | 0 | 17 | 0
20.10. | 4 | 85.4 |  | 68.4 | 0 | 0 | 17 | 0
20.10. | 5 | 85.4 |  | 68.4 | 0 | 0 | 17 | 0
20.10. | 6 | 85.4 |  | 68.4 | 0 | 0 | 17 | 0
20.10. | 7 | 85.4 |  | 68.4 | 0 | 0 | 17 | 0
20.10. | 8 | 85.4 |  | 68.4 | 0 | 0 | 17 | 0
20.10. | 9 | 85.4 |  | 68.4 | 0 | 0 | 17 | 0
20.10. | 10 | 85.4 |  | 68.4 | 0 | 0 | 17 | 0
20.10. | 11 | 85.4 |  | 68.4 | 0 | 0 | 17 | 0
20.10. | 12 | 85.4 |  | 68.4 | 0 | 0 | 17 | 0
20.10. | 13 | 85.4 |  | 68.4 | 0 | 0 | 17 | 0
20.10. | 14 | 85.4 |  | 68.4 | 0 | 0 | 17 | 0
20.10. | 15 | 85.4 |  | 68.4 | 0 | 0 | 17 | 0
20.10. | 16 | 85.4 |  | 68.4 | 0 | 0 | 17 | 0
20.10. | 17 | 85.4 |  | 68.4 | 0 | 0 | 17 | 0
20.10. | 18 | 85.4 |  | 68.4 | 0 | 0 | 17 | 0
20.10. | 19 | 85.4 |  | 68.4 | 0 | 0 | 17 | 0
20.10. | 20 | 85.4 |  | 68.4 | 0 | 0 | 17 | 0
20.10. | 21 | 85.4 |  | 68.4 | 0 | 0 | 17 | 0
20.10. | 22 | 85.4 |  | 68.4 | 0 | 0 | 17 | 0
20.10. | 23 | 85.4 |  | 68.4 | 0 | 0 | 17 | 0
20.10. | 24 | 85.4 |  | 68.4 | 0 | 0 | 17 | 0
21.10. | 1 | 85.4 |  | 68.4 | 0 | 0 | 17 | 0
21.10. | 2 | 85.4 |  | 68.4 | 0 | 0 | 17 | 0
21.10. | 3 | 85.4 |  | 68.4 | 0 | 0 | 17 | 0
21.10. | 4 | 85.4 |  | 68.4 | 0 | 0 | 17 | 0
21.10. | 5 | 85.4 |  | 68.4 | 0 | 0 | 17 | 0
21.10. | 6 | 85.4 |  | 68.4 | 0 | 0 | 17 | 0
21.10. | 7 | 85.4 |  | 68.4 | 0 | 0 | 17 | 0
21.10. | 8 | 85.4 |  | 68.4 | 0 | 0 | 17 | 0
21.10. | 9 | 85.4 |  | 68.4 | 0 | 0 | 17 | 0
21.10. | 10 | 85.4 |  | 68.4 | 0 | 0 | 17 | 0
21.10. | 11 | 85.4 |  | 68.4 | 0 | 0 | 17 | 0
21.10. | 12 | 85.4 |  | 68.4 | 0 | 0 | 17 | 0
21.10. | 13 | 85.4 |  | 68.4 | 0 | 0 | 17 | 0
21.10. | 14 | 85.4 |  | 68.4 | 0 | 0 | 17 | 0
21.10. | 15 | 85.4 |  | 68.4 | 0 | 0 | 17 | 0
21.10. | 16 | 85.4 |  | 68.4 | 0 | 0 | 17 | 0
21.10. | 17 | 85.4 |  | 68.4 | 0 | 0 | 17 | 0
21.10. | 18 | 85.4 |  | 68.4 | 0 | 0 | 17 | 0
21.10. | 19 | 85.4 |  | 68.4 | 0 | 0 | 17 | 0
21.10. | 20 | 85.4 |  | 68.4 | 0 | 0 | 17 | 0
21.10. | 21 | 85.4 |  | 68.4 | 0 | 0 | 17 | 0
21.10. | 22 | 85.4 |  | 68.4 | 0 | 0 | 17 | 0
21.10. | 23 | 85.4 |  | 68.4 | 0 | 0 | 17 | 0
21.10. | 24 | 85.4 |  | 68.4 | 0 | 0 | 17 | 0
22.10. | 1 | 85.4 |  | 68.4 | 0 | 0 | 17 | 0
22.10. | 2 | 85.4 |  | 68.4 | 0 | 0 | 17 | 0
22.10. | 3 | 85.4 |  | 68.4 | 0 | 0 | 17 | 0
22.10. | 4 | 85.4 |  | 68.4 | 0 | 0 | 17 | 0
22.10. | 5 | 85.4 |  | 68.4 | 0 | 0 | 17 | 0
22.10. | 6 | 85.4 |  | 68.4 | 0 | 0 | 17 | 0
22.10. | 7 | 85.4 |  | 68.4 | 0 | 0 | 17 | 0
22.10. | 8 | 85.4 |  | 68.4 | 0 | 0 | 17 | 0
22.10. | 9 | 85.4 |  | 68.4 | 0 | 0 | 17 | 0
22.10. | 10 | 85.4 |  | 68.4 | 0 | 0 | 17 | 0
22.10. | 11 | 85.4 |  | 68.4 | 0 | 0 | 17 | 0
22.10. | 12 | 85.4 |  | 68.4 | 0 | 0 | 17 | 0
22.10. | 13 | 85.4 |  | 68.4 | 0 | 0 | 17 | 0
22.10. | 14 | 85.4 |  | 68.4 | 0 | 0 | 17 | 0
22.10. | 15 | 85.4 |  | 68.4 | 0 | 0 | 17 | 0
22.10. | 16 | 85.4 |  | 68.4 | 0 | 0 | 17 | 0
22.10. | 17 | 85.4 |  | 68.4 | 0 | 0 | 17 | 0
22.10. | 18 | 85.4 |  | 68.4 | 0 | 0 | 17 | 0
22.10. | 19 | 85.4 |  | 68.4 | 0 | 0 | 17 | 0
22.10. | 20 | 85.4 |  | 68.4 | 0 | 0 | 17 | 0
22.10. | 21 | 85.4 |  | 68.4 | 0 | 0 | 17 | 0
22.10. | 22 | 85.4 |  | 68.4 | 0 | 0 | 17 | 0
22.10. | 23 | 85.4 |  | 68.4 | 0 | 0 | 17 | 0
22.10. | 24 | 85.4 |  | 68.4 | 0 | 0 | 17 | 0
23.10. | 1 | 85.4 |  | 68.4 | 0 | 0 | 17 | 0
23.10. | 2 | 85.4 |  | 68.4 | 0 | 0 | 17 | 0
23.10. | 3 | 85.4 |  | 68.4 | 0 | 0 | 17 | 0
23.10. | 4 | 85.4 |  | 68.4 | 0 | 0 | 17 | 0
23.10. | 5 | 85.4 |  | 68.4 | 0 | 0 | 17 | 0
23.10. | 6 | 85.4 |  | 68.4 | 0 | 0 | 17 | 0
23.10. | 7 | 85.4 |  | 68.4 | 0 | 0 | 17 | 0
23.10. | 8 | 85.4 |  | 68.4 | 0 | 0 | 17 | 0
23.10. | 9 | 85.4 |  | 68.4 | 0 | 0 | 17 | 0
23.10. | 10 | 85.4 |  | 68.4 | 0 | 0 | 17 | 0
23.10. | 11 | 85.4 |  | 68.4 | 0 | 0 | 17 | 0
23.10. | 12 | 85.4 |  | 68.4 | 0 | 0 | 17 | 0
23.10. | 13 | 85.4 |  | 68.4 | 0 | 0 | 17 | 0
23.10. | 14 | 85.4 |  | 68.4 | 0 | 0 | 17 | 0
23.10. | 15 | 85.4 |  | 68.4 | 0 | 0 | 17 | 0
23.10. | 16 | 85.4 |  | 68.4 | 0 | 0 | 17 | 0
23.10. | 17 | 85.4 |  | 68.4 | 0 | 0 | 17 | 0
23.10. | 18 | 85.4 |  | 68.4 | 0 | 0 | 17 | 0
23.10. | 19 | 85.4 |  | 68.4 | 0 | 0 | 17 | 0
23.10. | 20 | 85.4 |  | 68.4 | 0 | 0 | 17 | 0
23.10. | 21 | 85.4 |  | 68.4 | 0 | 0 | 17 | 0
23.10. | 22 | 85.4 |  | 68.4 | 0 | 0 | 17 | 0
23.10. | 23 | 85.4 |  | 68.4 | 0 | 0 | 17 | 0
23.10. | 24 | 85.4 |  | 68.4 | 0 | 0 | 17 | 0
24.10. | 1 | 85.4 |  | 68.4 | 0 | 0 | 17 | 0
24.10. | 2 | 85.4 |  | 68.4 | 0 | 0 | 17 | 0
24.10. | 3 | 85.4 |  | 68.4 | 0 | 0 | 17 | 0
24.10. | 4 | 85.4 |  | 68.4 | 0 | 0 | 17 | 0
24.10. | 5 | 85.4 |  | 68.4 | 0 | 0 | 17 | 0
24.10. | 6 | 85.4 |  | 68.4 | 0 | 0 | 17 | 0
24.10. | 7 | 85.4 |  | 68.4 | 0 | 0 | 17 | 0
24.10. | 8 | 85.4 |  | 68.4 | 0 | 0 | 17 | 0
24.10. | 9 | 85.4 |  | 68.4 | 0 | 0 | 17 | 0
24.10. | 10 | 85.4 |  | 68.4 | 0 | 0 | 17 | 0
24.10. | 11 | 85.4 |  | 68.4 | 0 | 0 | 17 | 0
24.10. | 12 | 85.4 |  | 68.4 | 0 | 0 | 17 | 0
24.10. | 13 | 85.4 |  | 68.4 | 0 | 0 | 17 | 0
24.10. | 14 | 85.4 |  | 68.4 | 0 | 0 | 17 | 0
24.10. | 15 | 85.4 |  | 68.4 | 0 | 0 | 17 | 0
24.10. | 16 | 85.4 |  | 68.4 | 0 | 0 | 17 | 0
24.10. | 17 | 85.4 |  | 68.4 | 0 | 0 | 17 | 0
24.10. | 18 | 85.4 |  | 68.4 | 0 | 0 | 17 | 0
24.10. | 19 | 85.4 |  | 68.4 | 0 | 0 | 17 | 0
24.10. | 20 | 85.4 |  | 68.4 | 0 | 0 | 17 | 0
24.10. | 21 | 85.4 |  | 68.4 | 0 | 0 | 17 | 0
24.10. | 22 | 85.4 |  | 68.4 | 0 | 0 | 17 | 0
24.10. | 23 | 85.4 |  | 68.4 | 0 | 0 | 17 | 0
24.10. | 24 | 85.4 |  | 68.4 | 0 | 0 | 17 | 0
25.10. | 1 | 85.4 |  | 68.4 | 0 | 0 | 17 | 0
25.10. | 2 | 85.4 |  | 68.4 | 0 | 0 | 17 | 0
25.10. | 3 | 85.4 |  | 68.4 | 0 | 0 | 17 | 0
25.10. | 4 | 85.4 |  | 68.4 | 0 | 0 | 17 | 0
25.10. | 5 | 85.4 |  | 68.4 | 0 | 0 | 17 | 0
25.10. | 6 | 85.4 |  | 68.4 | 0 | 0 | 17 | 0
25.10. | 7 | 85.4 |  | 68.4 | 0 | 0 | 17 | 0
25.10. | 8 | 85.4 |  | 68.4 | 0 | 0 | 17 | 0
25.10. | 9 | 85.4 |  | 68.4 | 0 | 0 | 17 | 0
25.10. | 10 | 85.4 |  | 68.4 | 0 | 0 | 17 | 0
25.10. | 11 | 85.4 |  | 68.4 | 0 | 0 | 17 | 0
25.10. | 12 | 85.4 |  | 68.4 | 0 | 0 | 17 | 0
25.10. | 13 | 85.4 |  | 68.4 | 0 | 0 | 17 | 0
25.10. | 14 | 85.4 |  | 68.4 | 0 | 0 | 17 | 0
25.10. | 15 | 85.4 |  | 68.4 | 0 | 0 | 17 | 0
25.10. | 16 | 85.4 |  | 68.4 | 0 | 0 | 17 | 0
25.10. | 17 | 85.4 |  | 68.4 | 0 | 0 | 17 | 0
25.10. | 18 | 85.4 |  | 68.4 | 0 | 0 | 17 | 0
25.10. | 19 | 85.4 |  | 68.4 | 0 | 0 | 17 | 0
25.10. | 20 | 85.4 |  | 68.4 | 0 | 0 | 17 | 0
25.10. | 21 | 85.4 |  | 68.4 | 0 | 0 | 17 | 0
25.10. | 22 | 85.4 |  | 68.4 | 0 | 0 | 17 | 0
25.10. | 23 | 85.4 |  | 68.4 | 0 | 0 | 17 | 0
25.10. | 24 | 85.4 |  | 68.4 | 0 | 0 | 17 | 0
26.10. | 1 | 85.4 |  | 68.4 | 0 | 0 | 17 | 0
26.10. | 2 | 85.4 |  | 68.4 | 0 | 0 | 17 | 0
26.10. | 3 | 85.4 |  | 68.4 | 0 | 0 | 17 | 0
26.10. | 4 | 85.4 |  | 68.4 | 0 | 0 | 17 | 0
26.10. | 5 | 85.4 |  | 68.4 | 0 | 0 | 17 | 0
26.10. | 6 | 85.4 |  | 68.4 | 0 | 0 | 17 | 0
26.10. | 7 | 85.4 |  | 68.4 | 0 | 0 | 17 | 0
26.10. | 8 | 85.4 |  | 68.4 | 0 | 0 | 17 | 0
26.10. | 9 | 85.4 |  | 68.4 | 0 | 0 | 17 | 0
26.10. | 10 | 85.4 |  | 68.4 | 0 | 0 | 17 | 0
26.10. | 11 | 85.4 |  | 68.4 | 0 | 0 | 17 | 0
26.10. | 12 | 85.4 |  | 68.4 | 0 | 0 | 17 | 0
26.10. | 13 | 85.4 |  | 68.4 | 0 | 0 | 17 | 0
26.10. | 14 | 85.4 |  | 68.4 | 0 | 0 | 17 | 0
26.10. | 15 | 85.4 |  | 68.4 | 0 | 0 | 17 | 0
26.10. | 16 | 85.4 |  | 68.4 | 0 | 0 | 17 | 0
26.10. | 17 | 85.4 |  | 68.4 | 0 | 0 | 17 | 0
26.10. | 18 | 85.4 |  | 68.4 | 0 | 0 | 17 | 0
26.10. | 19 | 85.4 |  | 68.4 | 0 | 0 | 17 | 0
26.10. | 20 | 85.4 |  | 68.4 | 0 | 0 | 17 | 0
26.10. | 21 | 85.4 |  | 68.4 | 0 | 0 | 17 | 0
26.10. | 22 | 85.4 |  | 68.4 | 0 | 0 | 17 | 0
26.10. | 23 | 85.4 |  | 68.4 | 0 | 0 | 17 | 0
26.10. | 24 | 85.4 |  | 68.4 | 0 | 0 | 17 | 0
27.10. | 1 | 85.4 |  | 68.4 | 0 | 0 | 17 | 0
27.10. | 2 | 85.4 |  | 68.4 | 0 | 0 | 17 | 0
27.10. | 3 | 85.4 |  | 68.4 | 0 | 0 | 17 | 0
27.10. | 4 | 85.4 |  | 68.4 | 0 | 0 | 17 | 0
27.10. | 5 | 85.4 |  | 68.4 | 0 | 0 | 17 | 0
27.10. | 6 | 85.4 |  | 68.4 | 0 | 0 | 17 | 0
27.10. | 7 | 85.4 |  | 68.4 | 0 | 0 | 17 | 0
27.10. | 8 | 85.4 |  | 68.4 | 0 | 0 | 17 | 0
27.10. | 9 | 85.4 |  | 68.4 | 0 | 0 | 17 | 0
27.10. | 10 | 85.4 |  | 68.4 | 0 | 0 | 17 | 0
27.10. | 11 | 85.4 |  | 68.4 | 0 | 0 | 17 | 0
27.10. | 12 | 85.4 |  | 68.4 | 0 | 0 | 17 | 0
27.10. | 13 | 85.4 |  | 68.4 | 0 | 0 | 17 | 0
27.10. | 14 | 85.4 |  | 68.4 | 0 | 0 | 17 | 0
27.10. | 15 | 85.4 |  | 68.4 | 0 | 0 | 17 | 0
27.10. | 16 | 85.4 |  | 68.4 | 0 | 0 | 17 | 0
27.10. | 17 | 85.4 |  | 68.4 | 0 | 0 | 17 | 0
27.10. | 18 | 85.4 |  | 68.4 | 0 | 0 | 17 | 0
27.10. | 19 | 85.4 |  | 68.4 | 0 | 0 | 17 | 0
27.10. | 20 | 85.4 |  | 68.4 | 0 | 0 | 17 | 0
27.10. | 21 | 85.4 |  | 68.4 | 0 | 0 | 17 | 0
27.10. | 22 | 85.4 |  | 68.4 | 0 | 0 | 17 | 0
27.10. | 23 | 85.4 |  | 68.4 | 0 | 0 | 17 | 0
27.10. | 24 | 85.4 |  | 68.4 | 0 | 0 | 17 | 0
28.10. | 1 | 85.4 |  | 68.4 | 0 | 0 | 17 | 0
28.10. | 2 | 85.4 |  | 68.4 | 0 | 0 | 17 | 0
28.10. | 3 | 85.4 |  | 68.4 | 0 | 0 | 17 | 0
28.10. | 4 | 85.4 |  | 68.4 | 0 | 0 | 17 | 0
28.10. | 5 | 85.4 |  | 68.4 | 0 | 0 | 17 | 0
28.10. | 6 | 85.4 |  | 68.4 | 0 | 0 | 17 | 0
28.10. | 7 | 85.4 |  | 68.4 | 0 | 0 | 17 | 0
28.10. | 8 | 85.4 |  | 68.4 | 0 | 0 | 17 | 0
28.10. | 9 | 85.4 |  | 68.4 | 0 | 0 | 17 | 0
28.10. | 10 | 85.4 |  | 68.4 | 0 | 0 | 17 | 0
28.10. | 11 | 85.4 |  | 68.4 | 0 | 0 | 17 | 0
28.10. | 12 | 85.4 |  | 68.4 | 0 | 0 | 17 | 0
28.10. | 13 | 85.4 |  | 68.4 | 0 | 0 | 17 | 0
28.10. | 14 | 85.4 |  | 68.4 | 0 | 0 | 17 | 0
28.10. | 15 | 85.4 |  | 68.4 | 0 | 0 | 17 | 0
28.10. | 16 | 85.4 |  | 68.4 | 0 | 0 | 17 | 0
28.10. | 17 | 85.4 |  | 68.4 | 0 | 0 | 17 | 0
28.10. | 18 | 85.4 |  | 68.4 | 0 | 0 | 17 | 0
28.10. | 19 | 85.4 |  | 68.4 | 0 | 0 | 17 | 0
28.10. | 20 | 85.4 |  | 68.4 | 0 | 0 | 17 | 0
28.10. | 21 | 85.4 |  | 68.4 | 0 | 0 | 17 | 0
28.10. | 22 | 85.4 |  | 68.4 | 0 | 0 | 17 | 0
28.10. | 23 | 85.4 |  | 68.4 | 0 | 0 | 17 | 0
28.10. | 24 | 85.4 |  | 68.4 | 0 | 0 | 17 | 0
29.10. | 1 | 85.4 |  | 68.4 | 0 | 0 | 17 | 0
29.10. | 2 | 85.4 |  | 68.4 | 0 | 0 | 17 | 0
29.10. | 3 | 85.4 |  | 68.4 | 0 | 0 | 17 | 0
29.10. | 4 | 85.4 |  | 68.4 | 0 | 0 | 17 | 0
29.10. | 5 | 85.4 |  | 68.4 | 0 | 0 | 17 | 0
29.10. | 6 | 85.4 |  | 68.4 | 0 | 0 | 17 | 0
29.10. | 7 | 85.4 |  | 68.4 | 0 | 0 | 17 | 0
29.10. | 8 | 85.4 |  | 68.4 | 0 | 0 | 17 | 0
29.10. | 9 | 85.4 |  | 68.4 | 0 | 0 | 17 | 0
29.10. | 10 | 85.4 |  | 68.4 | 0 | 0 | 17 | 0
29.10. | 11 | 85.4 |  | 68.4 | 0 | 0 | 17 | 0
29.10. | 12 | 85.4 |  | 68.4 | 0 | 0 | 17 | 0
29.10. | 13 | 85.4 |  | 68.4 | 0 | 0 | 17 | 0
29.10. | 14 | 85.4 |  | 68.4 | 0 | 0 | 17 | 0
29.10. | 15 | 85.4 |  | 68.4 | 0 | 0 | 17 | 0
29.10. | 16 | 85.4 |  | 68.4 | 0 | 0 | 17 | 0
29.10. | 17 | 85.4 |  | 68.4 | 0 | 0 | 17 | 0
29.10. | 18 | 85.4 |  | 68.4 | 0 | 0 | 17 | 0
29.10. | 19 | 85.4 |  | 68.4 | 0 | 0 | 17 | 0
29.10. | 20 | 85.4 |  | 68.4 | 0 | 0 | 17 | 0
29.10. | 21 | 85.4 |  | 68.4 | 0 | 0 | 17 | 0
29.10. | 22 | 85.4 |  | 68.4 | 0 | 0 | 17 | 0
29.10. | 23 | 85.4 |  | 68.4 | 0 | 0 | 17 | 0
29.10. | 24 | 85.4 |  | 68.4 | 0 | 0 | 17 | 0
30.10. | 1 | 85.4 |  | 68.4 | 0 | 0 | 17 | 0
30.10. | 2 | 85.4 |  | 68.4 | 0 | 0 | 17 | 0
30.10. | 3 | 85.4 |  | 68.4 | 0 | 0 | 17 | 0
30.10. | 4 | 85.4 |  | 68.4 | 0 | 0 | 17 | 0
30.10. | 5 | 85.4 |  | 68.4 | 0 | 0 | 17 | 0
30.10. | 6 | 85.4 |  | 68.4 | 0 | 0 | 17 | 0
30.10. | 7 | 85.4 |  | 68.4 | 0 | 0 | 17 | 0
30.10. | 8 | 85.4 |  | 68.4 | 0 | 0 | 17 | 0
30.10. | 9 | 85.4 |  | 68.4 | 0 | 0 | 17 | 0
30.10. | 10 | 85.4 |  | 68.4 | 0 | 0 | 17 | 0
30.10. | 11 | 85.4 |  | 68.4 | 0 | 0 | 17 | 0
30.10. | 12 | 85.4 |  | 68.4 | 0 | 0 | 17 | 0
30.10. | 13 | 85.4 |  | 68.4 | 0 | 0 | 17 | 0
30.10. | 14 | 85.4 |  | 68.4 | 0 | 0 | 17 | 0
30.10. | 15 | 85.4 |  | 68.4 | 0 | 0 | 17 | 0
30.10. | 16 | 85.4 |  | 68.4 | 0 | 0 | 17 | 0
30.10. | 17 | 85.4 |  | 68.4 | 0 | 0 | 17 | 0
30.10. | 18 | 85.4 |  | 68.4 | 0 | 0 | 17 | 0
30.10. | 19 | 85.4 |  | 68.4 | 0 | 0 | 17 | 0
30.10. | 20 | 85.4 |  | 68.4 | 0 | 0 | 17 | 0
30.10. | 21 | 85.4 |  | 68.4 | 0 | 0 | 17 | 0
30.10. | 22 | 85.4 |  | 68.4 | 0 | 0 | 17 | 0
30.10. | 23 | 85.4 |  | 68.4 | 0 | 0 | 17 | 0
30.10. | 24 | 85.4 |  | 68.4 | 0 | 0 | 17 | 0
31.10. | 1 | 85.4 |  | 68.4 | 0 | 0 | 17 | 0
31.10. | 2 | 85.4 |  | 68.4 | 0 | 0 | 17 | 0
31.10. | 3 | 85.4 |  | 68.4 | 0 | 0 | 17 | 0
31.10. | 4 | 85.4 |  | 68.4 | 0 | 0 | 17 | 0
31.10. | 5 | 85.4 |  | 68.4 | 0 | 0 | 17 | 0
31.10. | 6 | 85.4 |  | 68.4 | 0 | 0 | 17 | 0
31.10. | 7 | 85.4 |  | 68.4 | 0 | 0 | 17 | 0
31.10. | 8 | 85.4 |  | 68.4 | 0 | 0 | 17 | 0
31.10. | 9 | 85.4 |  | 68.4 | 0 | 0 | 17 | 0
31.10. | 10 | 85.4 |  | 68.4 | 0 | 0 | 17 | 0
31.10. | 11 | 85.4 |  | 68.4 | 0 | 0 | 17 | 0
31.10. | 12 | 85.4 |  | 68.4 | 0 | 0 | 17 | 0
31.10. | 13 | 85.4 |  | 68.4 | 0 | 0 | 17 | 0
31.10. | 14 | 85.4 |  | 68.4 | 0 | 0 | 17 | 0
31.10. | 15 | 85.4 |  | 68.4 | 0 | 0 | 17 | 0
31.10. | 16 | 85.4 |  | 68.4 | 0 | 0 | 17 | 0
31.10. | 17 | 85.4 |  | 68.4 | 0 | 0 | 17 | 0
31.10. | 18 | 85.4 |  | 68.4 | 0 | 0 | 17 | 0
31.10. | 19 | 85.4 |  | 68.4 | 0 | 0 | 17 | 0
31.10. | 20 | 85.4 |  | 68.4 | 0 | 0 | 17 | 0
31.10. | 21 | 85.4 |  | 68.4 | 0 | 0 | 17 | 0
31.10. | 22 | 85.4 |  | 68.4 | 0 | 0 | 17 | 0
31.10. | 23 | 85.4 |  | 68.4 | 0 | 0 | 17 | 0
31.10. | 24 | 85.4 |  | 68.4 | 0 | 0 | 17 | 0
01.11. | 1 | 85.4 |  | 68.4 | 0 | 0 | 17 | 0
01.11. | 2 | 85.4 |  | 68.4 | 0 | 0 | 17 | 0
01.11. | 3 | 85.4 |  | 68.4 | 0 | 0 | 17 | 0
01.11. | 4 | 85.4 |  | 68.4 | 0 | 0 | 17 | 0
01.11. | 5 | 85.4 |  | 68.4 | 0 | 0 | 17 | 0
01.11. | 6 | 85.4 |  | 68.4 | 0 | 0 | 17 | 0
01.11. | 7 | 85.4 |  | 68.4 | 0 | 0 | 17 | 0
01.11. | 8 | 85.4 |  | 68.4 | 0 | 0 | 17 | 0
01.11. | 9 | 85.4 |  | 68.4 | 0 | 0 | 17 | 0
01.11. | 10 | 85.4 |  | 68.4 | 0 | 0 | 17 | 0
01.11. | 11 | 85.4 |  | 68.4 | 0 | 0 | 17 | 0
01.11. | 12 | 85.4 |  | 68.4 | 0 | 0 | 17 | 0
01.11. | 13 | 85.4 |  | 68.4 | 0 | 0 | 17 | 0
01.11. | 14 | 85.4 |  | 68.4 | 0 | 0 | 17 | 0
01.11. | 15 | 85.4 |  | 68.4 | 0 | 0 | 17 | 0
01.11. | 16 | 85.4 |  | 68.4 | 0 | 0 | 17 | 0
01.11. | 17 | 85.4 |  | 68.4 | 0 | 0 | 17 | 0
01.11. | 18 | 85.4 |  | 68.4 | 0 | 0 | 17 | 0
01.11. | 19 | 85.4 |  | 68.4 | 0 | 0 | 17 | 0
01.11. | 20 | 85.4 |  | 68.4 | 0 | 0 | 17 | 0
01.11. | 21 | 85.4 |  | 68.4 | 0 | 0 | 17 | 0
01.11. | 22 | 85.4 |  | 68.4 | 0 | 0 | 17 | 0
01.11. | 23 | 85.4 |  | 68.4 | 0 | 0 | 17 | 0
01.11. | 24 | 85.4 |  | 68.4 | 0 | 0 | 17 | 0
02.11. | 1 | 85.4 |  | 68.4 | 0 | 0 | 17 | 0
02.11. | 2 | 85.4 |  | 68.4 | 0 | 0 | 17 | 0
02.11. | 3 | 85.4 |  | 68.4 | 0 | 0 | 17 | 0
02.11. | 4 | 85.4 |  | 68.4 | 0 | 0 | 17 | 0
02.11. | 5 | 85.4 |  | 68.4 | 0 | 0 | 17 | 0
02.11. | 6 | 85.4 |  | 68.4 | 0 | 0 | 17 | 0
02.11. | 7 | 85.4 |  | 68.4 | 0 | 0 | 17 | 0
02.11. | 8 | 85.4 |  | 68.4 | 0 | 0 | 17 | 0
02.11. | 9 | 85.4 |  | 68.4 | 0 | 0 | 17 | 0
02.11. | 10 | 85.4 |  | 68.4 | 0 | 0 | 17 | 0
02.11. | 11 | 85.4 |  | 68.4 | 0 | 0 | 17 | 0
02.11. | 12 | 85.4 |  | 68.4 | 0 | 0 | 17 | 0
02.11. | 13 | 85.4 |  | 68.4 | 0 | 0 | 17 | 0
02.11. | 14 | 85.4 |  | 68.4 | 0 | 0 | 17 | 0
02.11. | 15 | 85.4 |  | 68.4 | 0 | 0 | 17 | 0
02.11. | 16 | 85.4 |  | 68.4 | 0 | 0 | 17 | 0
02.11. | 17 | 85.4 |  | 68.4 | 0 | 0 | 17 | 0
02.11. | 18 | 85.4 |  | 68.4 | 0 | 0 | 17 | 0
02.11. | 19 | 85.4 |  | 68.4 | 0 | 0 | 17 | 0
02.11. | 20 | 85.4 |  | 68.4 | 0 | 0 | 17 | 0
02.11. | 21 | 85.4 |  | 68.4 | 0 | 0 | 17 | 0
02.11. | 22 | 85.4 |  | 68.4 | 0 | 0 | 17 | 0
02.11. | 23 | 85.4 |  | 68.4 | 0 | 0 | 17 | 0
02.11. | 24 | 85.4 |  | 68.4 | 0 | 0 | 17 | 0
03.11. | 1 | 85.4 |  | 68.4 | 0 | 0 | 17 | 0
03.11. | 2 | 85.4 |  | 68.4 | 0 | 0 | 17 | 0
03.11. | 3 | 85.4 |  | 68.4 | 0 | 0 | 17 | 0
03.11. | 4 | 85.4 |  | 68.4 | 0 | 0 | 17 | 0
03.11. | 5 | 85.4 |  | 68.4 | 0 | 0 | 17 | 0
03.11. | 6 | 85.4 |  | 68.4 | 0 | 0 | 17 | 0
03.11. | 7 | 85.4 |  | 68.4 | 0 | 0 | 17 | 0
03.11. | 8 | 85.4 |  | 68.4 | 0 | 0 | 17 | 0
03.11. | 9 | 85.4 |  | 68.4 | 0 | 0 | 17 | 0
03.11. | 10 | 85.4 |  | 68.4 | 0 | 0 | 17 | 0
03.11. | 11 | 85.4 |  | 68.4 | 0 | 0 | 17 | 0
03.11. | 12 | 85.4 |  | 68.4 | 0 | 0 | 17 | 0
03.11. | 13 | 85.4 |  | 68.4 | 0 | 0 | 17 | 0
03.11. | 14 | 85.4 |  | 68.4 | 0 | 0 | 17 | 0
03.11. | 15 | 85.4 |  | 68.4 | 0 | 0 | 17 | 0
03.11. | 16 | 85.4 |  | 68.4 | 0 | 0 | 17 | 0
03.11. | 17 | 85.4 |  | 68.4 | 0 | 0 | 17 | 0
03.11. | 18 | 85.4 |  | 68.4 | 0 | 0 | 17 | 0
03.11. | 19 | 85.4 |  | 68.4 | 0 | 0 | 17 | 0
03.11. | 20 | 85.4 |  | 68.4 | 0 | 0 | 17 | 0
03.11. | 21 | 85.4 |  | 68.4 | 0 | 0 | 17 | 0
03.11. | 22 | 85.4 |  | 68.4 | 0 | 0 | 17 | 0
03.11. | 23 | 85.4 |  | 68.4 | 0 | 0 | 17 | 0
03.11. | 24 | 85.4 |  | 68.4 | 0 | 0 | 17 | 0
04.11. | 1 | 85.4 |  | 68.4 | 0 | 0 | 17 | 0
04.11. | 2 | 85.4 |  | 68.4 | 0 | 0 | 17 | 0
04.11. | 3 | 85.4 |  | 68.4 | 0 | 0 | 17 | 0
04.11. | 4 | 85.4 |  | 68.4 | 0 | 0 | 17 | 0
04.11. | 5 | 85.4 |  | 68.4 | 0 | 0 | 17 | 0
04.11. | 6 | 85.4 |  | 68.4 | 0 | 0 | 17 | 0
04.11. | 7 | 85.4 |  | 68.4 | 0 | 0 | 17 | 0
04.11. | 8 | 85.4 |  | 68.4 | 0 | 0 | 17 | 0
04.11. | 9 | 85.4 |  | 68.4 | 0 | 0 | 17 | 0
04.11. | 10 | 85.4 |  | 68.4 | 0 | 0 | 17 | 0
04.11. | 11 | 85.4 |  | 68.4 | 0 | 0 | 17 | 0
04.11. | 12 | 85.4 |  | 68.4 | 0 | 0 | 17 | 0
04.11. | 13 | 85.4 |  | 68.4 | 0 | 0 | 17 | 0
04.11. | 14 | 85.4 |  | 68.4 | 0 | 0 | 17 | 0
04.11. | 15 | 85.4 |  | 68.4 | 0 | 0 | 17 | 0
04.11. | 16 | 85.4 |  | 68.4 | 0 | 0 | 17 | 0
04.11. | 17 | 85.4 |  | 68.4 | 0 | 0 | 17 | 0
04.11. | 18 | 85.4 |  | 68.4 | 0 | 0 | 17 | 0
04.11. | 19 | 85.4 |  | 68.4 | 0 | 0 | 17 | 0
04.11. | 20 | 85.4 |  | 68.4 | 0 | 0 | 17 | 0
04.11. | 21 | 85.4 |  | 68.4 | 0 | 0 | 17 | 0
04.11. | 22 | 85.4 |  | 68.4 | 0 | 0 | 17 | 0
04.11. | 23 | 85.4 |  | 68.4 | 0 | 0 | 17 | 0
04.11. | 24 | 85.4 |  | 68.4 | 0 | 0 | 17 | 0
05.11. | 1 | 85.4 |  | 68.4 | 0 | 0 | 17 | 0
05.11. | 2 | 85.4 |  | 68.4 | 0 | 0 | 17 | 0
05.11. | 3 | 85.4 |  | 68.4 | 0 | 0 | 17 | 0
05.11. | 4 | 85.4 |  | 68.4 | 0 | 0 | 17 | 0
05.11. | 5 | 85.4 |  | 68.4 | 0 | 0 | 17 | 0
05.11. | 6 | 85.4 |  | 68.4 | 0 | 0 | 17 | 0
05.11. | 7 | 85.4 |  | 68.4 | 0 | 0 | 17 | 0
05.11. | 8 | 85.4 |  | 68.4 | 0 | 0 | 17 | 0
05.11. | 9 | 85.4 |  | 68.4 | 0 | 0 | 17 | 0
05.11. | 10 | 85.4 |  | 68.4 | 0 | 0 | 17 | 0
05.11. | 11 | 85.4 |  | 68.4 | 0 | 0 | 17 | 0
05.11. | 12 | 85.4 |  | 68.4 | 0 | 0 | 17 | 0
05.11. | 13 | 85.4 |  | 68.4 | 0 | 0 | 17 | 0
05.11. | 14 | 85.4 |  | 68.4 | 0 | 0 | 17 | 0
05.11. | 15 | 85.4 |  | 68.4 | 0 | 0 | 17 | 0
05.11. | 16 | 85.4 |  | 68.4 | 0 | 0 | 17 | 0
05.11. | 17 | 85.4 |  | 68.4 | 0 | 0 | 17 | 0
05.11. | 18 | 85.4 |  | 68.4 | 0 | 0 | 17 | 0
05.11. | 19 | 85.4 |  | 68.4 | 0 | 0 | 17 | 0
05.11. | 20 | 85.4 |  | 68.4 | 0 | 0 | 17 | 0
05.11. | 21 | 85.4 |  | 68.4 | 0 | 0 | 17 | 0
05.11. | 22 | 85.4 |  | 68.4 | 0 | 0 | 17 | 0
05.11. | 23 | 85.4 |  | 68.4 | 0 | 0 | 17 | 0
05.11. | 24 | 85.4 |  | 68.4 | 0 | 0 | 17 | 0
06.11. | 1 | 85.4 |  | 68.4 | 0 | 0 | 17 | 0
06.11. | 2 | 85.4 |  | 68.4 | 0 | 0 | 17 | 0
06.11. | 3 | 85.4 |  | 68.4 | 0 | 0 | 17 | 0
06.11. | 4 | 85.4 |  | 68.4 | 0 | 0 | 17 | 0
06.11. | 5 | 85.4 |  | 68.4 | 0 | 0 | 17 | 0
06.11. | 6 | 85.4 |  | 68.4 | 0 | 0 | 17 | 0
06.11. | 7 | 85.4 |  | 68.4 | 0 | 0 | 17 | 0
06.11. | 8 | 85.4 |  | 68.4 | 0 | 0 | 17 | 0
06.11. | 9 | 85.4 |  | 68.4 | 0 | 0 | 17 | 0
06.11. | 10 | 85.4 |  | 68.4 | 0 | 0 | 17 | 0
06.11. | 11 | 85.4 |  | 68.4 | 0 | 0 | 17 | 0
06.11. | 12 | 85.4 |  | 68.4 | 0 | 0 | 17 | 0
06.11. | 13 | 85.4 |  | 68.4 | 0 | 0 | 17 | 0
06.11. | 14 | 85.4 |  | 68.4 | 0 | 0 | 17 | 0
06.11. | 15 | 85.4 |  | 68.4 | 0 | 0 | 17 | 0
06.11. | 16 | 85.4 |  | 68.4 | 0 | 0 | 17 | 0
06.11. | 17 | 85.4 |  | 68.4 | 0 | 0 | 17 | 0
06.11. | 18 | 85.4 |  | 68.4 | 0 | 0 | 17 | 0
06.11. | 19 | 85.4 |  | 68.4 | 0 | 0 | 17 | 0
06.11. | 20 | 85.4 |  | 68.4 | 0 | 0 | 17 | 0
06.11. | 21 | 85.4 |  | 68.4 | 0 | 0 | 17 | 0
06.11. | 22 | 85.4 |  | 68.4 | 0 | 0 | 17 | 0
06.11. | 23 | 85.4 |  | 68.4 | 0 | 0 | 17 | 0
06.11. | 24 | 85.4 |  | 68.4 | 0 | 0 | 17 | 0
07.11. | 1 | 85.4 |  | 68.4 | 0 | 0 | 17 | 0
07.11. | 2 | 85.4 |  | 68.4 | 0 | 0 | 17 | 0
07.11. | 3 | 85.4 |  | 68.4 | 0 | 0 | 17 | 0
07.11. | 4 | 85.4 |  | 68.4 | 0 | 0 | 17 | 0
07.11. | 5 | 85.4 |  | 68.4 | 0 | 0 | 17 | 0
07.11. | 6 | 85.4 |  | 68.4 | 0 | 0 | 17 | 0
07.11. | 7 | 85.4 |  | 68.4 | 0 | 0 | 17 | 0
07.11. | 8 | 85.4 |  | 68.4 | 0 | 0 | 17 | 0
07.11. | 9 | 85.4 |  | 68.4 | 0 | 0 | 17 | 0
07.11. | 10 | 85.4 |  | 68.4 | 0 | 0 | 17 | 0
07.11. | 11 | 85.4 |  | 68.4 | 0 | 0 | 17 | 0
07.11. | 12 | 85.4 |  | 68.4 | 0 | 0 | 17 | 0
07.11. | 13 | 85.4 |  | 68.4 | 0 | 0 | 17 | 0
07.11. | 14 | 85.4 |  | 68.4 | 0 | 0 | 17 | 0
07.11. | 15 | 85.4 |  | 68.4 | 0 | 0 | 17 | 0
07.11. | 16 | 85.4 |  | 68.4 | 0 | 0 | 17 | 0
07.11. | 17 | 85.4 |  | 68.4 | 0 | 0 | 17 | 0
07.11. | 18 | 85.4 |  | 68.4 | 0 | 0 | 17 | 0
07.11. | 19 | 85.4 |  | 68.4 | 0 | 0 | 17 | 0
07.11. | 20 | 85.4 |  | 68.4 | 0 | 0 | 17 | 0
07.11. | 21 | 85.4 |  | 68.4 | 0 | 0 | 17 | 0
07.11. | 22 | 85.4 |  | 68.4 | 0 | 0 | 17 | 0
07.11. | 23 | 85.4 |  | 68.4 | 0 | 0 | 17 | 0
07.11. | 24 | 85.4 |  | 68.4 | 0 | 0 | 17 | 0
08.11. | 1 | 85.4 |  | 68.4 | 0 | 0 | 17 | 0
08.11. | 2 | 85.4 |  | 68.4 | 0 | 0 | 17 | 0
08.11. | 3 | 85.4 |  | 68.4 | 0 | 0 | 17 | 0
08.11. | 4 | 85.4 |  | 68.4 | 0 | 0 | 17 | 0
08.11. | 5 | 85.4 |  | 68.4 | 0 | 0 | 17 | 0
08.11. | 6 | 85.4 |  | 68.4 | 0 | 0 | 17 | 0
08.11. | 7 | 85.4 |  | 68.4 | 0 | 0 | 17 | 0
08.11. | 8 | 85.4 |  | 68.4 | 0 | 0 | 17 | 0
08.11. | 9 | 85.4 |  | 68.4 | 0 | 0 | 17 | 0
08.11. | 10 | 85.4 |  | 68.4 | 0 | 0 | 17 | 0
08.11. | 11 | 85.4 |  | 68.4 | 0 | 0 | 17 | 0
08.11. | 12 | 85.4 |  | 68.4 | 0 | 0 | 17 | 0
08.11. | 13 | 85.4 |  | 68.4 | 0 | 0 | 17 | 0
08.11. | 14 | 85.4 |  | 68.4 | 0 | 0 | 17 | 0
08.11. | 15 | 85.4 |  | 68.4 | 0 | 0 | 17 | 0
08.11. | 16 | 85.4 |  | 68.4 | 0 | 0 | 17 | 0
08.11. | 17 | 85.4 |  | 68.4 | 0 | 0 | 17 | 0
08.11. | 18 | 85.4 |  | 68.4 | 0 | 0 | 17 | 0
08.11. | 19 | 85.4 |  | 68.4 | 0 | 0 | 17 | 0
08.11. | 20 | 85.4 |  | 68.4 | 0 | 0 | 17 | 0
08.11. | 21 | 85.4 |  | 68.4 | 0 | 0 | 17 | 0
08.11. | 22 | 85.4 |  | 68.4 | 0 | 0 | 17 | 0
08.11. | 23 | 85.4 |  | 68.4 | 0 | 0 | 17 | 0
08.11. | 24 | 85.4 |  | 68.4 | 0 | 0 | 17 | 0
09.11. | 1 | 85.4 |  | 68.4 | 0 | 0 | 17 | 0
09.11. | 2 | 85.4 |  | 68.4 | 0 | 0 | 17 | 0
09.11. | 3 | 85.4 |  | 68.4 | 0 | 0 | 17 | 0
09.11. | 4 | 85.4 |  | 68.4 | 0 | 0 | 17 | 0
09.11. | 5 | 85.4 |  | 68.4 | 0 | 0 | 17 | 0
09.11. | 6 | 85.4 |  | 68.4 | 0 | 0 | 17 | 0
09.11. | 7 | 85.4 |  | 68.4 | 0 | 0 | 17 | 0
09.11. | 8 | 85.4 |  | 68.4 | 0 | 0 | 17 | 0
09.11. | 9 | 85.4 |  | 68.4 | 0 | 0 | 17 | 0
09.11. | 10 | 85.4 |  | 68.4 | 0 | 0 | 17 | 0
09.11. | 11 | 85.4 |  | 68.4 | 0 | 0 | 17 | 0
09.11. | 12 | 85.4 |  | 68.4 | 0 | 0 | 17 | 0
09.11. | 13 | 85.4 |  | 68.4 | 0 | 0 | 17 | 0
09.11. | 14 | 85.4 |  | 68.4 | 0 | 0 | 17 | 0
09.11. | 15 | 85.4 |  | 68.4 | 0 | 0 | 17 | 0
09.11. | 16 | 85.4 |  | 68.4 | 0 | 0 | 17 | 0
09.11. | 17 | 85.4 |  | 68.4 | 0 | 0 | 17 | 0
09.11. | 18 | 85.4 |  | 68.4 | 0 | 0 | 17 | 0
09.11. | 19 | 85.4 |  | 68.4 | 0 | 0 | 17 | 0
09.11. | 20 | 85.4 |  | 68.4 | 0 | 0 | 17 | 0
09.11. | 21 | 85.4 |  | 68.4 | 0 | 0 | 17 | 0
09.11. | 22 | 85.4 |  | 68.4 | 0 | 0 | 17 | 0
09.11. | 23 | 85.4 |  | 68.4 | 0 | 0 | 17 | 0
09.11. | 24 | 85.4 |  | 68.4 | 0 | 0 | 17 | 0
10.11. | 1 | 85.4 |  | 68.4 | 0 | 0 | 17 | 0
10.11. | 2 | 85.4 |  | 68.4 | 0 | 0 | 17 | 0
10.11. | 3 | 85.4 |  | 68.4 | 0 | 0 | 17 | 0
10.11. | 4 | 85.4 |  | 68.4 | 0 | 0 | 17 | 0
10.11. | 5 | 85.4 |  | 68.4 | 0 | 0 | 17 | 0
10.11. | 6 | 85.4 |  | 68.4 | 0 | 0 | 17 | 0
10.11. | 7 | 85.4 |  | 68.4 | 0 | 0 | 17 | 0
10.11. | 8 | 85.4 |  | 68.4 | 0 | 0 | 17 | 0
10.11. | 9 | 85.4 |  | 68.4 | 0 | 0 | 17 | 0
10.11. | 10 | 85.4 |  | 68.4 | 0 | 0 | 17 | 0
10.11. | 11 | 85.4 |  | 68.4 | 0 | 0 | 17 | 0
10.11. | 12 | 85.4 |  | 68.4 | 0 | 0 | 17 | 0
10.11. | 13 | 85.4 |  | 68.4 | 0 | 0 | 17 | 0
10.11. | 14 | 85.4 |  | 68.4 | 0 | 0 | 17 | 0
10.11. | 15 | 85.4 |  | 68.4 | 0 | 0 | 17 | 0
10.11. | 16 | 85.4 |  | 68.4 | 0 | 0 | 17 | 0
10.11. | 17 | 85.4 |  | 68.4 | 0 | 0 | 17 | 0
10.11. | 18 | 85.4 |  | 68.4 | 0 | 0 | 17 | 0
10.11. | 19 | 85.4 |  | 68.4 | 0 | 0 | 17 | 0
10.11. | 20 | 85.4 |  | 68.4 | 0 | 0 | 17 | 0
10.11. | 21 | 85.4 |  | 68.4 | 0 | 0 | 17 | 0
10.11. | 22 | 85.4 |  | 68.4 | 0 | 0 | 17 | 0
10.11. | 23 | 85.4 |  | 68.4 | 0 | 0 | 17 | 0
10.11. | 24 | 85.4 |  | 68.4 | 0 | 0 | 17 | 0
11.11. | 1 | 85.4 |  | 68.4 | 0 | 0 | 17 | 0
11.11. | 2 | 85.4 |  | 68.4 | 0 | 0 | 17 | 0
11.11. | 3 | 85.4 |  | 68.4 | 0 | 0 | 17 | 0
11.11. | 4 | 85.4 |  | 68.4 | 0 | 0 | 17 | 0
11.11. | 5 | 85.4 |  | 68.4 | 0 | 0 | 17 | 0
11.11. | 6 | 85.4 |  | 68.4 | 0 | 0 | 17 | 0
11.11. | 7 | 85.4 |  | 68.4 | 0 | 0 | 17 | 0
11.11. | 8 | 85.4 |  | 68.4 | 0 | 0 | 17 | 0
11.11. | 9 | 85.4 |  | 68.4 | 0 | 0 | 17 | 0
11.11. | 10 | 85.4 |  | 68.4 | 0 | 0 | 17 | 0
11.11. | 11 | 85.4 |  | 68.4 | 0 | 0 | 17 | 0
11.11. | 12 | 85.4 |  | 68.4 | 0 | 0 | 17 | 0
11.11. | 13 | 85.4 |  | 68.4 | 0 | 0 | 17 | 0
11.11. | 14 | 85.4 |  | 68.4 | 0 | 0 | 17 | 0
11.11. | 15 | 85.4 |  | 68.4 | 0 | 0 | 17 | 0
11.11. | 16 | 85.4 |  | 68.4 | 0 | 0 | 17 | 0
11.11. | 17 | 85.4 |  | 68.4 | 0 | 0 | 17 | 0
11.11. | 18 | 85.4 |  | 68.4 | 0 | 0 | 17 | 0
11.11. | 19 | 85.4 |  | 68.4 | 0 | 0 | 17 | 0
11.11. | 20 | 85.4 |  | 68.4 | 0 | 0 | 17 | 0
11.11. | 21 | 85.4 |  | 68.4 | 0 | 0 | 17 | 0
11.11. | 22 | 85.4 |  | 68.4 | 0 | 0 | 17 | 0
11.11. | 23 | 85.4 |  | 68.4 | 0 | 0 | 17 | 0
11.11. | 24 | 85.4 |  | 68.4 | 0 | 0 | 17 | 0
12.11. | 1 | 85.4 |  | 68.4 | 0 | 0 | 17 | 0
12.11. | 2 | 85.4 |  | 68.4 | 0 | 0 | 17 | 0
12.11. | 3 | 85.4 |  | 68.4 | 0 | 0 | 17 | 0
12.11. | 4 | 85.4 |  | 68.4 | 0 | 0 | 17 | 0
12.11. | 5 | 85.4 |  | 68.4 | 0 | 0 | 17 | 0
12.11. | 6 | 85.4 |  | 68.4 | 0 | 0 | 17 | 0
12.11. | 7 | 85.4 |  | 68.4 | 0 | 0 | 17 | 0
12.11. | 8 | 85.4 |  | 68.4 | 0 | 0 | 17 | 0
12.11. | 9 | 85.4 |  | 68.4 | 0 | 0 | 17 | 0
12.11. | 10 | 85.4 |  | 68.4 | 0 | 0 | 17 | 0
12.11. | 11 | 85.4 |  | 68.4 | 0 | 0 | 17 | 0
12.11. | 12 | 85.4 |  | 68.4 | 0 | 0 | 17 | 0
12.11. | 13 | 85.4 |  | 68.4 | 0 | 0 | 17 | 0
12.11. | 14 | 85.4 |  | 68.4 | 0 | 0 | 17 | 0
12.11. | 15 | 85.4 |  | 68.4 | 0 | 0 | 17 | 0
12.11. | 16 | 85.4 |  | 68.4 | 0 | 0 | 17 | 0
12.11. | 17 | 85.4 |  | 68.4 | 0 | 0 | 17 | 0
12.11. | 18 | 85.4 |  | 68.4 | 0 | 0 | 17 | 0
12.11. | 19 | 85.4 |  | 68.4 | 0 | 0 | 17 | 0
12.11. | 20 | 85.4 |  | 68.4 | 0 | 0 | 17 | 0
12.11. | 21 | 85.4 |  | 68.4 | 0 | 0 | 17 | 0
12.11. | 22 | 85.4 |  | 68.4 | 0 | 0 | 17 | 0
12.11. | 23 | 85.4 |  | 68.4 | 0 | 0 | 17 | 0
12.11. | 24 | 85.4 |  | 68.4 | 0 | 0 | 17 | 0
13.11. | 1 | 85.4 |  | 68.4 | 0 | 0 | 17 | 0
13.11. | 2 | 85.4 |  | 68.4 | 0 | 0 | 17 | 0
13.11. | 3 | 85.4 |  | 68.4 | 0 | 0 | 17 | 0
13.11. | 4 | 85.4 |  | 68.4 | 0 | 0 | 17 | 0
13.11. | 5 | 85.4 |  | 68.4 | 0 | 0 | 17 | 0
13.11. | 6 | 85.4 |  | 68.4 | 0 | 0 | 17 | 0
13.11. | 7 | 85.4 |  | 68.4 | 0 | 0 | 17 | 0
13.11. | 8 | 85.4 |  | 68.4 | 0 | 0 | 17 | 0
13.11. | 9 | 85.4 |  | 68.4 | 0 | 0 | 17 | 0
13.11. | 10 | 85.4 |  | 68.4 | 0 | 0 | 17 | 0
13.11. | 11 | 85.4 |  | 68.4 | 0 | 0 | 17 | 0
13.11. | 12 | 85.4 |  | 68.4 | 0 | 0 | 17 | 0
13.11. | 13 | 85.4 |  | 68.4 | 0 | 0 | 17 | 0
13.11. | 14 | 85.4 |  | 68.4 | 0 | 0 | 17 | 0
13.11. | 15 | 85.4 |  | 68.4 | 0 | 0 | 17 | 0
13.11. | 16 | 85.4 |  | 68.4 | 0 | 0 | 17 | 0
13.11. | 17 | 85.4 |  | 68.4 | 0 | 0 | 17 | 0
13.11. | 18 | 85.4 |  | 68.4 | 0 | 0 | 17 | 0
13.11. | 19 | 85.4 |  | 68.4 | 0 | 0 | 17 | 0
13.11. | 20 | 85.4 |  | 68.4 | 0 | 0 | 17 | 0
13.11. | 21 | 85.4 |  | 68.4 | 0 | 0 | 17 | 0
13.11. | 22 | 85.4 |  | 68.4 | 0 | 0 | 17 | 0
13.11. | 23 | 85.4 |  | 68.4 | 0 | 0 | 17 | 0
13.11. | 24 | 85.4 |  | 68.4 | 0 | 0 | 17 | 0
14.11. | 1 | 85.4 |  | 68.4 | 0 | 0 | 17 | 0
14.11. | 2 | 85.4 |  | 68.4 | 0 | 0 | 17 | 0
14.11. | 3 | 85.4 |  | 68.4 | 0 | 0 | 17 | 0
14.11. | 4 | 85.4 |  | 68.4 | 0 | 0 | 17 | 0
14.11. | 5 | 85.4 |  | 68.4 | 0 | 0 | 17 | 0
14.11. | 6 | 85.4 |  | 68.4 | 0 | 0 | 17 | 0
14.11. | 7 | 85.4 |  | 68.4 | 0 | 0 | 17 | 0
14.11. | 8 | 85.4 |  | 68.4 | 0 | 0 | 17 | 0
14.11. | 9 | 85.4 |  | 68.4 | 0 | 0 | 17 | 0
14.11. | 10 | 85.4 |  | 68.4 | 0 | 0 | 17 | 0
14.11. | 11 | 85.4 |  | 68.4 | 0 | 0 | 17 | 0
14.11. | 12 | 85.4 |  | 68.4 | 0 | 0 | 17 | 0
14.11. | 13 | 85.4 |  | 68.4 | 0 | 0 | 17 | 0
14.11. | 14 | 85.4 |  | 68.4 | 0 | 0 | 17 | 0
14.11. | 15 | 85.4 |  | 68.4 | 0 | 0 | 17 | 0
14.11. | 16 | 85.4 |  | 68.4 | 0 | 0 | 17 | 0
14.11. | 17 | 85.4 |  | 68.4 | 0 | 0 | 17 | 0
14.11. | 18 | 85.4 |  | 68.4 | 0 | 0 | 17 | 0
14.11. | 19 | 85.4 |  | 68.4 | 0 | 0 | 17 | 0
14.11. | 20 | 85.4 |  | 68.4 | 0 | 0 | 17 | 0
14.11. | 21 | 85.4 |  | 68.4 | 0 | 0 | 17 | 0
14.11. | 22 | 85.4 |  | 68.4 | 0 | 0 | 17 | 0
14.11. | 23 | 85.4 |  | 68.4 | 0 | 0 | 17 | 0
14.11. | 24 | 85.4 |  | 68.4 | 0 | 0 | 17 | 0
15.11. | 1 | 85.4 |  | 68.4 | 0 | 0 | 17 | 0
15.11. | 2 | 85.4 |  | 68.4 | 0 | 0 | 17 | 0
15.11. | 3 | 85.4 |  | 68.4 | 0 | 0 | 17 | 0
15.11. | 4 | 85.4 |  | 68.4 | 0 | 0 | 17 | 0
15.11. | 5 | 85.4 |  | 68.4 | 0 | 0 | 17 | 0
15.11. | 6 | 85.4 |  | 68.4 | 0 | 0 | 17 | 0
15.11. | 7 | 85.4 |  | 68.4 | 0 | 0 | 17 | 0
15.11. | 8 | 85.4 |  | 68.4 | 0 | 0 | 17 | 0
15.11. | 9 | 85.4 |  | 68.4 | 0 | 0 | 17 | 0
15.11. | 10 | 85.4 |  | 68.4 | 0 | 0 | 17 | 0
15.11. | 11 | 85.4 |  | 68.4 | 0 | 0 | 17 | 0
15.11. | 12 | 85.4 |  | 68.4 | 0 | 0 | 17 | 0
15.11. | 13 | 85.4 |  | 68.4 | 0 | 0 | 17 | 0
15.11. | 14 | 85.4 |  | 68.4 | 0 | 0 | 17 | 0
15.11. | 15 | 85.4 |  | 68.4 | 0 | 0 | 17 | 0
15.11. | 16 | 85.4 |  | 68.4 | 0 | 0 | 17 | 0
15.11. | 17 | 85.4 |  | 68.4 | 0 | 0 | 17 | 0
15.11. | 18 | 85.4 |  | 68.4 | 0 | 0 | 17 | 0
15.11. | 19 | 85.4 |  | 68.4 | 0 | 0 | 17 | 0
15.11. | 20 | 85.4 |  | 68.4 | 0 | 0 | 17 | 0
15.11. | 21 | 85.4 |  | 68.4 | 0 | 0 | 17 | 0
15.11. | 22 | 85.4 |  | 68.4 | 0 | 0 | 17 | 0
15.11. | 23 | 85.4 |  | 68.4 | 0 | 0 | 17 | 0
15.11. | 24 | 85.4 |  | 68.4 | 0 | 0 | 17 | 0
16.11. | 1 | 85.4 |  | 68.4 | 0 | 0 | 17 | 0
16.11. | 2 | 85.4 |  | 68.4 | 0 | 0 | 17 | 0
16.11. | 3 | 85.4 |  | 68.4 | 0 | 0 | 17 | 0
16.11. | 4 | 85.4 |  | 68.4 | 0 | 0 | 17 | 0
16.11. | 5 | 85.4 |  | 68.4 | 0 | 0 | 17 | 0
16.11. | 6 | 85.4 |  | 68.4 | 0 | 0 | 17 | 0
16.11. | 7 | 85.4 |  | 68.4 | 0 | 0 | 17 | 0
16.11. | 8 | 85.4 |  | 68.4 | 0 | 0 | 17 | 0
16.11. | 9 | 85.4 |  | 68.4 | 0 | 0 | 17 | 0
16.11. | 10 | 85.4 |  | 68.4 | 0 | 0 | 17 | 0
16.11. | 11 | 85.4 |  | 68.4 | 0 | 0 | 17 | 0
16.11. | 12 | 85.4 |  | 68.4 | 0 | 0 | 17 | 0
16.11. | 13 | 85.4 |  | 68.4 | 0 | 0 | 17 | 0
16.11. | 14 | 85.4 |  | 68.4 | 0 | 0 | 17 | 0
16.11. | 15 | 85.4 |  | 68.4 | 0 | 0 | 17 | 0
16.11. | 16 | 85.4 |  | 68.4 | 0 | 0 | 17 | 0
16.11. | 17 | 85.4 |  | 68.4 | 0 | 0 | 17 | 0
16.11. | 18 | 85.4 |  | 68.4 | 0 | 0 | 17 | 0
16.11. | 19 | 85.4 |  | 68.4 | 0 | 0 | 17 | 0
16.11. | 20 | 85.4 |  | 68.4 | 0 | 0 | 17 | 0
16.11. | 21 | 85.4 |  | 68.4 | 0 | 0 | 17 | 0
16.11. | 22 | 85.4 |  | 68.4 | 0 | 0 | 17 | 0
16.11. | 23 | 85.4 |  | 68.4 | 0 | 0 | 17 | 0
16.11. | 24 | 85.4 |  | 68.4 | 0 | 0 | 17 | 0
17.11. | 1 | 85.4 |  | 68.4 | 0 | 0 | 17 | 0
17.11. | 2 | 85.4 |  | 68.4 | 0 | 0 | 17 | 0
17.11. | 3 | 85.4 |  | 68.4 | 0 | 0 | 17 | 0
17.11. | 4 | 85.4 |  | 68.4 | 0 | 0 | 17 | 0
17.11. | 5 | 85.4 |  | 68.4 | 0 | 0 | 17 | 0
17.11. | 6 | 85.4 |  | 68.4 | 0 | 0 | 17 | 0
17.11. | 7 | 85.4 |  | 68.4 | 0 | 0 | 17 | 0
17.11. | 8 | 85.4 |  | 68.4 | 0 | 0 | 17 | 0
17.11. | 9 | 85.4 |  | 68.4 | 0 | 0 | 17 | 0
17.11. | 10 | 85.4 |  | 68.4 | 0 | 0 | 17 | 0
17.11. | 11 | 85.4 |  | 68.4 | 0 | 0 | 17 | 0
17.11. | 12 | 85.4 |  | 68.4 | 0 | 0 | 17 | 0
17.11. | 13 | 85.4 |  | 68.4 | 0 | 0 | 17 | 0
17.11. | 14 | 85.4 |  | 68.4 | 0 | 0 | 17 | 0
17.11. | 15 | 85.4 |  | 68.4 | 0 | 0 | 17 | 0
17.11. | 16 | 85.4 |  | 68.4 | 0 | 0 | 17 | 0
17.11. | 17 | 85.4 |  | 68.4 | 0 | 0 | 17 | 0
17.11. | 18 | 85.4 |  | 68.4 | 0 | 0 | 17 | 0
17.11. | 19 | 85.4 |  | 68.4 | 0 | 0 | 17 | 0
17.11. | 20 | 85.4 |  | 68.4 | 0 | 0 | 17 | 0
17.11. | 21 | 85.4 |  | 68.4 | 0 | 0 | 17 | 0
17.11. | 22 | 85.4 |  | 68.4 | 0 | 0 | 17 | 0
17.11. | 23 | 85.4 |  | 68.4 | 0 | 0 | 17 | 0
17.11. | 24 | 85.4 |  | 68.4 | 0 | 0 | 17 | 0
18.11. | 1 | 85.4 |  | 68.4 | 0 | 0 | 17 | 0
18.11. | 2 | 85.4 |  | 68.4 | 0 | 0 | 17 | 0
18.11. | 3 | 85.4 |  | 68.4 | 0 | 0 | 17 | 0
18.11. | 4 | 85.4 |  | 68.4 | 0 | 0 | 17 | 0
18.11. | 5 | 85.4 |  | 68.4 | 0 | 0 | 17 | 0
18.11. | 6 | 85.4 |  | 68.4 | 0 | 0 | 17 | 0
18.11. | 7 | 85.4 |  | 68.4 | 0 | 0 | 17 | 0
18.11. | 8 | 85.4 |  | 68.4 | 0 | 0 | 17 | 0
18.11. | 9 | 85.4 |  | 68.4 | 0 | 0 | 17 | 0
18.11. | 10 | 85.4 |  | 68.4 | 0 | 0 | 17 | 0
18.11. | 11 | 85.4 |  | 68.4 | 0 | 0 | 17 | 0
18.11. | 12 | 85.4 |  | 68.4 | 0 | 0 | 17 | 0
18.11. | 13 | 85.4 |  | 68.4 | 0 | 0 | 17 | 0
18.11. | 14 | 85.4 |  | 68.4 | 0 | 0 | 17 | 0
18.11. | 15 | 85.4 |  | 68.4 | 0 | 0 | 17 | 0
18.11. | 16 | 85.4 |  | 68.4 | 0 | 0 | 17 | 0
18.11. | 17 | 85.4 |  | 68.4 | 0 | 0 | 17 | 0
18.11. | 18 | 85.4 |  | 68.4 | 0 | 0 | 17 | 0
18.11. | 19 | 85.4 |  | 68.4 | 0 | 0 | 17 | 0
18.11. | 20 | 85.4 |  | 68.4 | 0 | 0 | 17 | 0
18.11. | 21 | 85.4 |  | 68.4 | 0 | 0 | 17 | 0
18.11. | 22 | 85.4 |  | 68.4 | 0 | 0 | 17 | 0
18.11. | 23 | 85.4 |  | 68.4 | 0 | 0 | 17 | 0
18.11. | 24 | 85.4 |  | 68.4 | 0 | 0 | 17 | 0
19.11. | 1 | 85.4 |  | 68.4 | 0 | 0 | 17 | 0
19.11. | 2 | 85.4 |  | 68.4 | 0 | 0 | 17 | 0
19.11. | 3 | 85.4 |  | 68.4 | 0 | 0 | 17 | 0
19.11. | 4 | 85.4 |  | 68.4 | 0 | 0 | 17 | 0
19.11. | 5 | 85.4 |  | 68.4 | 0 | 0 | 17 | 0
19.11. | 6 | 85.4 |  | 68.4 | 0 | 0 | 17 | 0
19.11. | 7 | 85.4 |  | 68.4 | 0 | 0 | 17 | 0
19.11. | 8 | 85.4 |  | 68.4 | 0 | 0 | 17 | 0
19.11. | 9 | 85.4 |  | 68.4 | 0 | 0 | 17 | 0
19.11. | 10 | 85.4 |  | 68.4 | 0 | 0 | 17 | 0
19.11. | 11 | 85.4 |  | 68.4 | 0 | 0 | 17 | 0
19.11. | 12 | 85.4 |  | 68.4 | 0 | 0 | 17 | 0
19.11. | 13 | 85.4 |  | 68.4 | 0 | 0 | 17 | 0
19.11. | 14 | 85.4 |  | 68.4 | 0 | 0 | 17 | 0
19.11. | 15 | 85.4 |  | 68.4 | 0 | 0 | 17 | 0
19.11. | 16 | 85.4 |  | 68.4 | 0 | 0 | 17 | 0
19.11. | 17 | 85.4 |  | 68.4 | 0 | 0 | 17 | 0
19.11. | 18 | 85.4 |  | 68.4 | 0 | 0 | 17 | 0
19.11. | 19 | 85.4 |  | 68.4 | 0 | 0 | 17 | 0
19.11. | 20 | 85.4 |  | 68.4 | 0 | 0 | 17 | 0
19.11. | 21 | 85.4 |  | 68.4 | 0 | 0 | 17 | 0
19.11. | 22 | 85.4 |  | 68.4 | 0 | 0 | 17 | 0
19.11. | 23 | 85.4 |  | 68.4 | 0 | 0 | 17 | 0
19.11. | 24 | 85.4 |  | 68.4 | 0 | 0 | 17 | 0
20.11. | 1 | 85.4 |  | 68.4 | 0 | 0 | 17 | 0
20.11. | 2 | 85.4 |  | 68.4 | 0 | 0 | 17 | 0
20.11. | 3 | 85.4 |  | 68.4 | 0 | 0 | 17 | 0
20.11. | 4 | 85.4 |  | 68.4 | 0 | 0 | 17 | 0
20.11. | 5 | 85.4 |  | 68.4 | 0 | 0 | 17 | 0
20.11. | 6 | 85.4 |  | 68.4 | 0 | 0 | 17 | 0
20.11. | 7 | 85.4 |  | 68.4 | 0 | 0 | 17 | 0
20.11. | 8 | 85.4 |  | 68.4 | 0 | 0 | 17 | 0
20.11. | 9 | 85.4 |  | 68.4 | 0 | 0 | 17 | 0
20.11. | 10 | 85.4 |  | 68.4 | 0 | 0 | 17 | 0
20.11. | 11 | 85.4 |  | 68.4 | 0 | 0 | 17 | 0
20.11. | 12 | 85.4 |  | 68.4 | 0 | 0 | 17 | 0
20.11. | 13 | 85.4 |  | 68.4 | 0 | 0 | 17 | 0
20.11. | 14 | 85.4 |  | 68.4 | 0 | 0 | 17 | 0
20.11. | 15 | 85.4 |  | 68.4 | 0 | 0 | 17 | 0
20.11. | 16 | 85.4 |  | 68.4 | 0 | 0 | 17 | 0
20.11. | 17 | 85.4 |  | 68.4 | 0 | 0 | 17 | 0
20.11. | 18 | 85.4 |  | 68.4 | 0 | 0 | 17 | 0
20.11. | 19 | 85.4 |  | 68.4 | 0 | 0 | 17 | 0
20.11. | 20 | 85.4 |  | 68.4 | 0 | 0 | 17 | 0
20.11. | 21 | 85.4 |  | 68.4 | 0 | 0 | 17 | 0
20.11. | 22 | 85.4 |  | 68.4 | 0 | 0 | 17 | 0
20.11. | 23 | 85.4 |  | 68.4 | 0 | 0 | 17 | 0
20.11. | 24 | 85.4 |  | 68.4 | 0 | 0 | 17 | 0
21.11. | 1 | 85.4 |  | 68.4 | 0 | 0 | 17 | 0
21.11. | 2 | 85.4 |  | 68.4 | 0 | 0 | 17 | 0
21.11. | 3 | 85.4 |  | 68.4 | 0 | 0 | 17 | 0
21.11. | 4 | 85.4 |  | 68.4 | 0 | 0 | 17 | 0
21.11. | 5 | 85.4 |  | 68.4 | 0 | 0 | 17 | 0
21.11. | 6 | 85.4 |  | 68.4 | 0 | 0 | 17 | 0
21.11. | 7 | 85.4 |  | 68.4 | 0 | 0 | 17 | 0
21.11. | 8 | 85.4 |  | 68.4 | 0 | 0 | 17 | 0
21.11. | 9 | 85.4 |  | 68.4 | 0 | 0 | 17 | 0
21.11. | 10 | 85.4 |  | 68.4 | 0 | 0 | 17 | 0
21.11. | 11 | 85.4 |  | 68.4 | 0 | 0 | 17 | 0
21.11. | 12 | 85.4 |  | 68.4 | 0 | 0 | 17 | 0
21.11. | 13 | 85.4 |  | 68.4 | 0 | 0 | 17 | 0
21.11. | 14 | 85.4 |  | 68.4 | 0 | 0 | 17 | 0
21.11. | 15 | 85.4 |  | 68.4 | 0 | 0 | 17 | 0
21.11. | 16 | 85.4 |  | 68.4 | 0 | 0 | 17 | 0
21.11. | 17 | 85.4 |  | 68.4 | 0 | 0 | 17 | 0
21.11. | 18 | 85.4 |  | 68.4 | 0 | 0 | 17 | 0
21.11. | 19 | 85.4 |  | 68.4 | 0 | 0 | 17 | 0
21.11. | 20 | 85.4 |  | 68.4 | 0 | 0 | 17 | 0
21.11. | 21 | 85.4 |  | 68.4 | 0 | 0 | 17 | 0
21.11. | 22 | 85.4 |  | 68.4 | 0 | 0 | 17 | 0
21.11. | 23 | 85.4 |  | 68.4 | 0 | 0 | 17 | 0
21.11. | 24 | 85.4 |  | 68.4 | 0 | 0 | 17 | 0
22.11. | 1 | 85.4 |  | 68.4 | 0 | 0 | 17 | 0
22.11. | 2 | 85.4 |  | 68.4 | 0 | 0 | 17 | 0
22.11. | 3 | 85.4 |  | 68.4 | 0 | 0 | 17 | 0
22.11. | 4 | 85.4 |  | 68.4 | 0 | 0 | 17 | 0
22.11. | 5 | 85.4 |  | 68.4 | 0 | 0 | 17 | 0
22.11. | 6 | 85.4 |  | 68.4 | 0 | 0 | 17 | 0
22.11. | 7 | 85.4 |  | 68.4 | 0 | 0 | 17 | 0
22.11. | 8 | 85.4 |  | 68.4 | 0 | 0 | 17 | 0
22.11. | 9 | 85.4 |  | 68.4 | 0 | 0 | 17 | 0
22.11. | 10 | 85.4 |  | 68.4 | 0 | 0 | 17 | 0
22.11. | 11 | 85.4 |  | 68.4 | 0 | 0 | 17 | 0
22.11. | 12 | 85.4 |  | 68.4 | 0 | 0 | 17 | 0
22.11. | 13 | 85.4 |  | 68.4 | 0 | 0 | 17 | 0
22.11. | 14 | 85.4 |  | 68.4 | 0 | 0 | 17 | 0
22.11. | 15 | 85.4 |  | 68.4 | 0 | 0 | 17 | 0
22.11. | 16 | 85.4 |  | 68.4 | 0 | 0 | 17 | 0
22.11. | 17 | 85.4 |  | 68.4 | 0 | 0 | 17 | 0
22.11. | 18 | 85.4 |  | 68.4 | 0 | 0 | 17 | 0
22.11. | 19 | 85.4 |  | 68.4 | 0 | 0 | 17 | 0
22.11. | 20 | 85.4 |  | 68.4 | 0 | 0 | 17 | 0
22.11. | 21 | 85.4 |  | 68.4 | 0 | 0 | 17 | 0
22.11. | 22 | 85.4 |  | 68.4 | 0 | 0 | 17 | 0
22.11. | 23 | 85.4 |  | 68.4 | 0 | 0 | 17 | 0
22.11. | 24 | 85.4 |  | 68.4 | 0 | 0 | 17 | 0
23.11. | 1 | 85.4 |  | 68.4 | 0 | 0 | 17 | 0
23.11. | 2 | 85.4 |  | 68.4 | 0 | 0 | 17 | 0
23.11. | 3 | 85.4 |  | 68.4 | 0 | 0 | 17 | 0
23.11. | 4 | 85.4 |  | 68.4 | 0 | 0 | 17 | 0
23.11. | 5 | 85.4 |  | 68.4 | 0 | 0 | 17 | 0
23.11. | 6 | 85.4 |  | 68.4 | 0 | 0 | 17 | 0
23.11. | 7 | 85.4 |  | 68.4 | 0 | 0 | 17 | 0
23.11. | 8 | 85.4 |  | 68.4 | 0 | 0 | 17 | 0
23.11. | 9 | 85.4 |  | 68.4 | 0 | 0 | 17 | 0
23.11. | 10 | 85.4 |  | 68.4 | 0 | 0 | 17 | 0
23.11. | 11 | 85.4 |  | 68.4 | 0 | 0 | 17 | 0
23.11. | 12 | 85.4 |  | 68.4 | 0 | 0 | 17 | 0
23.11. | 13 | 85.4 |  | 68.4 | 0 | 0 | 17 | 0
23.11. | 14 | 85.4 |  | 68.4 | 0 | 0 | 17 | 0
23.11. | 15 | 85.4 |  | 68.4 | 0 | 0 | 17 | 0
23.11. | 16 | 85.4 |  | 68.4 | 0 | 0 | 17 | 0
23.11. | 17 | 85.4 |  | 68.4 | 0 | 0 | 17 | 0
23.11. | 18 | 85.4 |  | 68.4 | 0 | 0 | 17 | 0
23.11. | 19 | 85.4 |  | 68.4 | 0 | 0 | 17 | 0
23.11. | 20 | 85.4 |  | 68.4 | 0 | 0 | 17 | 0
23.11. | 21 | 85.4 |  | 68.4 | 0 | 0 | 17 | 0
23.11. | 22 | 85.4 |  | 68.4 | 0 | 0 | 17 | 0
23.11. | 23 | 85.4 |  | 68.4 | 0 | 0 | 17 | 0
23.11. | 24 | 85.4 |  | 68.4 | 0 | 0 | 17 | 0
24.11. | 1 | 85.4 |  | 68.4 | 0 | 0 | 17 | 0
24.11. | 2 | 85.4 |  | 68.4 | 0 | 0 | 17 | 0
24.11. | 3 | 85.4 |  | 68.4 | 0 | 0 | 17 | 0
24.11. | 4 | 85.4 |  | 68.4 | 0 | 0 | 17 | 0
24.11. | 5 | 85.4 |  | 68.4 | 0 | 0 | 17 | 0
24.11. | 6 | 85.4 |  | 68.4 | 0 | 0 | 17 | 0
24.11. | 7 | 85.4 |  | 68.4 | 0 | 0 | 17 | 0
24.11. | 8 | 85.4 |  | 68.4 | 0 | 0 | 17 | 0
24.11. | 9 | 85.4 |  | 68.4 | 0 | 0 | 17 | 0
24.11. | 10 | 85.4 |  | 68.4 | 0 | 0 | 17 | 0
24.11. | 11 | 85.4 |  | 68.4 | 0 | 0 | 17 | 0
24.11. | 12 | 85.4 |  | 68.4 | 0 | 0 | 17 | 0
24.11. | 13 | 85.4 |  | 68.4 | 0 | 0 | 17 | 0
24.11. | 14 | 85.4 |  | 68.4 | 0 | 0 | 17 | 0
24.11. | 15 | 85.4 |  | 68.4 | 0 | 0 | 17 | 0
24.11. | 16 | 85.4 |  | 68.4 | 0 | 0 | 17 | 0
24.11. | 17 | 85.4 |  | 68.4 | 0 | 0 | 17 | 0
24.11. | 18 | 85.4 |  | 68.4 | 0 | 0 | 17 | 0
24.11. | 19 | 85.4 |  | 68.4 | 0 | 0 | 17 | 0
24.11. | 20 | 85.4 |  | 68.4 | 0 | 0 | 17 | 0
24.11. | 21 | 85.4 |  | 68.4 | 0 | 0 | 17 | 0
24.11. | 22 | 85.4 |  | 68.4 | 0 | 0 | 17 | 0
24.11. | 23 | 85.4 |  | 68.4 | 0 | 0 | 17 | 0
24.11. | 24 | 85.4 |  | 68.4 | 0 | 0 | 17 | 0
25.11. | 1 | 85.4 |  | 68.4 | 0 | 0 | 17 | 0
25.11. | 2 | 85.4 |  | 68.4 | 0 | 0 | 17 | 0
25.11. | 3 | 85.4 |  | 68.4 | 0 | 0 | 17 | 0
25.11. | 4 | 85.4 |  | 68.4 | 0 | 0 | 17 | 0
25.11. | 5 | 85.4 |  | 68.4 | 0 | 0 | 17 | 0
25.11. | 6 | 85.4 |  | 68.4 | 0 | 0 | 17 | 0
25.11. | 7 | 85.4 |  | 68.4 | 0 | 0 | 17 | 0
25.11. | 8 | 85.4 |  | 68.4 | 0 | 0 | 17 | 0
25.11. | 9 | 85.4 |  | 68.4 | 0 | 0 | 17 | 0
25.11. | 10 | 85.4 |  | 68.4 | 0 | 0 | 17 | 0
25.11. | 11 | 85.4 |  | 68.4 | 0 | 0 | 17 | 0
25.11. | 12 | 85.4 |  | 68.4 | 0 | 0 | 17 | 0
25.11. | 13 | 85.4 |  | 68.4 | 0 | 0 | 17 | 0
25.11. | 14 | 85.4 |  | 68.4 | 0 | 0 | 17 | 0
25.11. | 15 | 85.4 |  | 68.4 | 0 | 0 | 17 | 0
25.11. | 16 | 85.4 |  | 68.4 | 0 | 0 | 17 | 0
25.11. | 17 | 85.4 |  | 68.4 | 0 | 0 | 17 | 0
25.11. | 18 | 85.4 |  | 68.4 | 0 | 0 | 17 | 0
25.11. | 19 | 85.4 |  | 68.4 | 0 | 0 | 17 | 0
25.11. | 20 | 85.4 |  | 68.4 | 0 | 0 | 17 | 0
25.11. | 21 | 85.4 |  | 68.4 | 0 | 0 | 17 | 0
25.11. | 22 | 85.4 |  | 68.4 | 0 | 0 | 17 | 0
25.11. | 23 | 85.4 |  | 68.4 | 0 | 0 | 17 | 0
25.11. | 24 | 85.4 |  | 68.4 | 0 | 0 | 17 | 0
26.11. | 1 | 85.4 |  | 68.4 | 0 | 0 | 17 | 0
26.11. | 2 | 85.4 |  | 68.4 | 0 | 0 | 17 | 0
26.11. | 3 | 85.4 |  | 68.4 | 0 | 0 | 17 | 0
26.11. | 4 | 85.4 |  | 68.4 | 0 | 0 | 17 | 0
26.11. | 5 | 85.4 |  | 68.4 | 0 | 0 | 17 | 0
26.11. | 6 | 85.4 |  | 68.4 | 0 | 0 | 17 | 0
26.11. | 7 | 85.4 |  | 68.4 | 0 | 0 | 17 | 0
26.11. | 8 | 85.4 |  | 68.4 | 0 | 0 | 17 | 0
26.11. | 9 | 85.4 |  | 68.4 | 0 | 0 | 17 | 0
26.11. | 10 | 85.4 |  | 68.4 | 0 | 0 | 17 | 0
26.11. | 11 | 85.4 |  | 68.4 | 0 | 0 | 17 | 0
26.11. | 12 | 85.4 |  | 68.4 | 0 | 0 | 17 | 0
26.11. | 13 | 85.4 |  | 68.4 | 0 | 0 | 17 | 0
26.11. | 14 | 85.4 |  | 68.4 | 0 | 0 | 17 | 0
26.11. | 15 | 85.4 |  | 68.4 | 0 | 0 | 17 | 0
26.11. | 16 | 85.4 |  | 68.4 | 0 | 0 | 17 | 0
26.11. | 17 | 85.4 |  | 68.4 | 0 | 0 | 17 | 0
26.11. | 18 | 85.4 |  | 68.4 | 0 | 0 | 17 | 0
26.11. | 19 | 85.4 |  | 68.4 | 0 | 0 | 17 | 0
26.11. | 20 | 85.4 |  | 68.4 | 0 | 0 | 17 | 0
26.11. | 21 | 85.4 |  | 68.4 | 0 | 0 | 17 | 0
26.11. | 22 | 85.4 |  | 68.4 | 0 | 0 | 17 | 0
26.11. | 23 | 85.4 |  | 68.4 | 0 | 0 | 17 | 0
26.11. | 24 | 85.4 |  | 68.4 | 0 | 0 | 17 | 0
27.11. | 1 | 85.4 |  | 68.4 | 0 | 0 | 17 | 0
27.11. | 2 | 85.4 |  | 68.4 | 0 | 0 | 17 | 0
27.11. | 3 | 85.4 |  | 68.4 | 0 | 0 | 17 | 0
27.11. | 4 | 85.4 |  | 68.4 | 0 | 0 | 17 | 0
27.11. | 5 | 85.4 |  | 68.4 | 0 | 0 | 17 | 0
27.11. | 6 | 85.4 |  | 68.4 | 0 | 0 | 17 | 0
27.11. | 7 | 85.4 |  | 68.4 | 0 | 0 | 17 | 0
27.11. | 8 | 85.4 |  | 68.4 | 0 | 0 | 17 | 0
27.11. | 9 | 85.4 |  | 68.4 | 0 | 0 | 17 | 0
27.11. | 10 | 85.4 |  | 68.4 | 0 | 0 | 17 | 0
27.11. | 11 | 85.4 |  | 68.4 | 0 | 0 | 17 | 0
27.11. | 12 | 85.4 |  | 68.4 | 0 | 0 | 17 | 0
27.11. | 13 | 85.4 |  | 68.4 | 0 | 0 | 17 | 0
27.11. | 14 | 85.4 |  | 68.4 | 0 | 0 | 17 | 0
27.11. | 15 | 85.4 |  | 68.4 | 0 | 0 | 17 | 0
27.11. | 16 | 85.4 |  | 68.4 | 0 | 0 | 17 | 0
27.11. | 17 | 85.4 |  | 68.4 | 0 | 0 | 17 | 0
27.11. | 18 | 85.4 |  | 68.4 | 0 | 0 | 17 | 0
27.11. | 19 | 85.4 |  | 68.4 | 0 | 0 | 17 | 0
27.11. | 20 | 85.4 |  | 68.4 | 0 | 0 | 17 | 0
27.11. | 21 | 85.4 |  | 68.4 | 0 | 0 | 17 | 0
27.11. | 22 | 85.4 |  | 68.4 | 0 | 0 | 17 | 0
27.11. | 23 | 85.4 |  | 68.4 | 0 | 0 | 17 | 0
27.11. | 24 | 85.4 |  | 68.4 | 0 | 0 | 17 | 0
28.11. | 1 | 85.4 |  | 68.4 | 0 | 0 | 17 | 0
28.11. | 2 | 85.4 |  | 68.4 | 0 | 0 | 17 | 0
28.11. | 3 | 85.4 |  | 68.4 | 0 | 0 | 17 | 0
28.11. | 4 | 85.4 |  | 68.4 | 0 | 0 | 17 | 0
28.11. | 5 | 85.4 |  | 68.4 | 0 | 0 | 17 | 0
28.11. | 6 | 85.4 |  | 68.4 | 0 | 0 | 17 | 0
28.11. | 7 | 85.4 |  | 68.4 | 0 | 0 | 17 | 0
28.11. | 8 | 85.4 |  | 68.4 | 0 | 0 | 17 | 0
28.11. | 9 | 85.4 |  | 68.4 | 0 | 0 | 17 | 0
28.11. | 10 | 85.4 |  | 68.4 | 0 | 0 | 17 | 0
28.11. | 11 | 85.4 |  | 68.4 | 0 | 0 | 17 | 0
28.11. | 12 | 85.4 |  | 68.4 | 0 | 0 | 17 | 0
28.11. | 13 | 85.4 |  | 68.4 | 0 | 0 | 17 | 0
28.11. | 14 | 85.4 |  | 68.4 | 0 | 0 | 17 | 0
28.11. | 15 | 85.4 |  | 68.4 | 0 | 0 | 17 | 0
28.11. | 16 | 85.4 |  | 68.4 | 0 | 0 | 17 | 0
28.11. | 17 | 85.4 |  | 68.4 | 0 | 0 | 17 | 0
28.11. | 18 | 85.4 |  | 68.4 | 0 | 0 | 17 | 0
28.11. | 19 | 85.4 |  | 68.4 | 0 | 0 | 17 | 0
28.11. | 20 | 85.4 |  | 68.4 | 0 | 0 | 17 | 0
28.11. | 21 | 85.4 |  | 68.4 | 0 | 0 | 17 | 0
28.11. | 22 | 85.4 |  | 68.4 | 0 | 0 | 17 | 0
28.11. | 23 | 85.4 |  | 68.4 | 0 | 0 | 17 | 0
28.11. | 24 | 85.4 |  | 68.4 | 0 | 0 | 17 | 0
29.11. | 1 | 85.4 |  | 68.4 | 0 | 0 | 17 | 0
29.11. | 2 | 85.4 |  | 68.4 | 0 | 0 | 17 | 0
29.11. | 3 | 85.4 |  | 68.4 | 0 | 0 | 17 | 0
29.11. | 4 | 85.4 |  | 68.4 | 0 | 0 | 17 | 0
29.11. | 5 | 85.4 |  | 68.4 | 0 | 0 | 17 | 0
29.11. | 6 | 85.4 |  | 68.4 | 0 | 0 | 17 | 0
29.11. | 7 | 85.4 |  | 68.4 | 0 | 0 | 17 | 0
29.11. | 8 | 85.4 |  | 68.4 | 0 | 0 | 17 | 0
29.11. | 9 | 85.4 |  | 68.4 | 0 | 0 | 17 | 0
29.11. | 10 | 85.4 |  | 68.4 | 0 | 0 | 17 | 0
29.11. | 11 | 85.4 |  | 68.4 | 0 | 0 | 17 | 0
29.11. | 12 | 85.4 |  | 68.4 | 0 | 0 | 17 | 0
29.11. | 13 | 85.4 |  | 68.4 | 0 | 0 | 17 | 0
29.11. | 14 | 85.4 |  | 68.4 | 0 | 0 | 17 | 0
29.11. | 15 | 85.4 |  | 68.4 | 0 | 0 | 17 | 0
29.11. | 16 | 85.4 |  | 68.4 | 0 | 0 | 17 | 0
29.11. | 17 | 85.4 |  | 68.4 | 0 | 0 | 17 | 0
29.11. | 18 | 85.4 |  | 68.4 | 0 | 0 | 17 | 0
29.11. | 19 | 85.4 |  | 68.4 | 0 | 0 | 17 | 0
29.11. | 20 | 85.4 |  | 68.4 | 0 | 0 | 17 | 0
29.11. | 21 | 85.4 |  | 68.4 | 0 | 0 | 17 | 0
29.11. | 22 | 85.4 |  | 68.4 | 0 | 0 | 17 | 0
29.11. | 23 | 85.4 |  | 68.4 | 0 | 0 | 17 | 0
29.11. | 24 | 85.4 |  | 68.4 | 0 | 0 | 17 | 0
30.11. | 1 | 85.4 |  | 68.4 | 0 | 0 | 17 | 0
30.11. | 2 | 85.4 |  | 68.4 | 0 | 0 | 17 | 0
30.11. | 3 | 85.4 |  | 68.4 | 0 | 0 | 17 | 0
30.11. | 4 | 85.4 |  | 68.4 | 0 | 0 | 17 | 0
30.11. | 5 | 85.4 |  | 68.4 | 0 | 0 | 17 | 0
30.11. | 6 | 85.4 |  | 68.4 | 0 | 0 | 17 | 0
30.11. | 7 | 85.4 |  | 68.4 | 0 | 0 | 17 | 0
30.11. | 8 | 85.4 |  | 68.4 | 0 | 0 | 17 | 0
30.11. | 9 | 85.4 |  | 68.4 | 0 | 0 | 17 | 0
30.11. | 10 | 85.4 |  | 68.4 | 0 | 0 | 17 | 0
30.11. | 11 | 85.4 |  | 68.4 | 0 | 0 | 17 | 0
30.11. | 12 | 85.4 |  | 68.4 | 0 | 0 | 17 | 0
30.11. | 13 | 85.4 |  | 68.4 | 0 | 0 | 17 | 0
30.11. | 14 | 85.4 |  | 68.4 | 0 | 0 | 17 | 0
30.11. | 15 | 85.4 |  | 68.4 | 0 | 0 | 17 | 0
30.11. | 16 | 85.4 |  | 68.4 | 0 | 0 | 17 | 0
30.11. | 17 | 85.4 |  | 68.4 | 0 | 0 | 17 | 0
30.11. | 18 | 85.4 |  | 68.4 | 0 | 0 | 17 | 0
30.11. | 19 | 85.4 |  | 68.4 | 0 | 0 | 17 | 0
30.11. | 20 | 85.4 |  | 68.4 | 0 | 0 | 17 | 0
30.11. | 21 | 85.4 |  | 68.4 | 0 | 0 | 17 | 0
30.11. | 22 | 85.4 |  | 68.4 | 0 | 0 | 17 | 0
30.11. | 23 | 85.4 |  | 68.4 | 0 | 0 | 17 | 0
30.11. | 24 | 85.4 |  | 68.4 | 0 | 0 | 17 | 0
01.12. | 1 | 85.4 |  | 68.4 | 0 | 0 | 17 | 0
01.12. | 2 | 85.4 |  | 68.4 | 0 | 0 | 17 | 0
01.12. | 3 | 85.4 |  | 68.4 | 0 | 0 | 17 | 0
01.12. | 4 | 85.4 |  | 68.4 | 0 | 0 | 17 | 0
01.12. | 5 | 85.4 |  | 68.4 | 0 | 0 | 17 | 0
01.12. | 6 | 85.4 |  | 68.4 | 0 | 0 | 17 | 0
01.12. | 7 | 85.4 |  | 68.4 | 0 | 0 | 17 | 0
01.12. | 8 | 85.4 |  | 68.4 | 0 | 0 | 17 | 0
01.12. | 9 | 85.4 |  | 68.4 | 0 | 0 | 17 | 0
01.12. | 10 | 85.4 |  | 68.4 | 0 | 0 | 17 | 0
01.12. | 11 | 85.4 |  | 68.4 | 0 | 0 | 17 | 0
01.12. | 12 | 85.4 |  | 68.4 | 0 | 0 | 17 | 0
01.12. | 13 | 85.4 |  | 68.4 | 0 | 0 | 17 | 0
01.12. | 14 | 85.4 |  | 68.4 | 0 | 0 | 17 | 0
01.12. | 15 | 85.4 |  | 68.4 | 0 | 0 | 17 | 0
01.12. | 16 | 85.4 |  | 68.4 | 0 | 0 | 17 | 0
01.12. | 17 | 85.4 |  | 68.4 | 0 | 0 | 17 | 0
01.12. | 18 | 85.4 |  | 68.4 | 0 | 0 | 17 | 0
01.12. | 19 | 85.4 |  | 68.4 | 0 | 0 | 17 | 0
01.12. | 20 | 85.4 |  | 68.4 | 0 | 0 | 17 | 0
01.12. | 21 | 85.4 |  | 68.4 | 0 | 0 | 17 | 0
01.12. | 22 | 85.4 |  | 68.4 | 0 | 0 | 17 | 0
01.12. | 23 | 85.4 |  | 68.4 | 0 | 0 | 17 | 0
01.12. | 24 | 85.4 |  | 68.4 | 0 | 0 | 17 | 0
02.12. | 1 | 85.4 |  | 68.4 | 0 | 0 | 17 | 0
02.12. | 2 | 85.4 |  | 68.4 | 0 | 0 | 17 | 0
02.12. | 3 | 85.4 |  | 68.4 | 0 | 0 | 17 | 0
02.12. | 4 | 85.4 |  | 68.4 | 0 | 0 | 17 | 0
02.12. | 5 | 85.4 |  | 68.4 | 0 | 0 | 17 | 0
02.12. | 6 | 85.4 |  | 68.4 | 0 | 0 | 17 | 0
02.12. | 7 | 85.4 |  | 68.4 | 0 | 0 | 17 | 0
02.12. | 8 | 85.4 |  | 68.4 | 0 | 0 | 17 | 0
02.12. | 9 | 85.4 |  | 68.4 | 0 | 0 | 17 | 0
02.12. | 10 | 85.4 |  | 68.4 | 0 | 0 | 17 | 0
02.12. | 11 | 85.4 |  | 68.4 | 0 | 0 | 17 | 0
02.12. | 12 | 85.4 |  | 68.4 | 0 | 0 | 17 | 0
02.12. | 13 | 85.4 |  | 68.4 | 0 | 0 | 17 | 0
02.12. | 14 | 85.4 |  | 68.4 | 0 | 0 | 17 | 0
02.12. | 15 | 85.4 |  | 68.4 | 0 | 0 | 17 | 0
02.12. | 16 | 85.4 |  | 68.4 | 0 | 0 | 17 | 0
02.12. | 17 | 85.4 |  | 68.4 | 0 | 0 | 17 | 0
02.12. | 18 | 85.4 |  | 68.4 | 0 | 0 | 17 | 0
02.12. | 19 | 85.4 |  | 68.4 | 0 | 0 | 17 | 0
02.12. | 20 | 85.4 |  | 68.4 | 0 | 0 | 17 | 0
02.12. | 21 | 85.4 |  | 68.4 | 0 | 0 | 17 | 0
02.12. | 22 | 85.4 |  | 68.4 | 0 | 0 | 17 | 0
02.12. | 23 | 85.4 |  | 68.4 | 0 | 0 | 17 | 0
02.12. | 24 | 85.4 |  | 68.4 | 0 | 0 | 17 | 0
03.12. | 1 | 85.4 |  | 68.4 | 0 | 0 | 17 | 0
03.12. | 2 | 85.4 |  | 68.4 | 0 | 0 | 17 | 0
03.12. | 3 | 85.4 |  | 68.4 | 0 | 0 | 17 | 0
03.12. | 4 | 85.4 |  | 68.4 | 0 | 0 | 17 | 0
03.12. | 5 | 85.4 |  | 68.4 | 0 | 0 | 17 | 0
03.12. | 6 | 85.4 |  | 68.4 | 0 | 0 | 17 | 0
03.12. | 7 | 85.4 |  | 68.4 | 0 | 0 | 17 | 0
03.12. | 8 | 85.4 |  | 68.4 | 0 | 0 | 17 | 0
03.12. | 9 | 85.4 |  | 68.4 | 0 | 0 | 17 | 0
03.12. | 10 | 85.4 |  | 68.4 | 0 | 0 | 17 | 0
03.12. | 11 | 85.4 |  | 68.4 | 0 | 0 | 17 | 0
03.12. | 12 | 85.4 |  | 68.4 | 0 | 0 | 17 | 0
03.12. | 13 | 85.4 |  | 68.4 | 0 | 0 | 17 | 0
03.12. | 14 | 85.4 |  | 68.4 | 0 | 0 | 17 | 0
03.12. | 15 | 85.4 |  | 68.4 | 0 | 0 | 17 | 0
03.12. | 16 | 85.4 |  | 68.4 | 0 | 0 | 17 | 0
03.12. | 17 | 85.4 |  | 68.4 | 0 | 0 | 17 | 0
03.12. | 18 | 85.4 |  | 68.4 | 0 | 0 | 17 | 0
03.12. | 19 | 85.4 |  | 68.4 | 0 | 0 | 17 | 0
03.12. | 20 | 85.4 |  | 68.4 | 0 | 0 | 17 | 0
03.12. | 21 | 85.4 |  | 68.4 | 0 | 0 | 17 | 0
03.12. | 22 | 85.4 |  | 68.4 | 0 | 0 | 17 | 0
03.12. | 23 | 85.4 |  | 68.4 | 0 | 0 | 17 | 0
03.12. | 24 | 85.4 |  | 68.4 | 0 | 0 | 17 | 0
04.12. | 1 | 85.4 |  | 68.4 | 0 | 0 | 17 | 0
04.12. | 2 | 85.4 |  | 68.4 | 0 | 0 | 17 | 0
04.12. | 3 | 85.4 |  | 68.4 | 0 | 0 | 17 | 0
04.12. | 4 | 85.4 |  | 68.4 | 0 | 0 | 17 | 0
04.12. | 5 | 85.4 |  | 68.4 | 0 | 0 | 17 | 0
04.12. | 6 | 85.4 |  | 68.4 | 0 | 0 | 17 | 0
04.12. | 7 | 85.4 |  | 68.4 | 0 | 0 | 17 | 0
04.12. | 8 | 85.4 |  | 68.4 | 0 | 0 | 17 | 0
04.12. | 9 | 85.4 |  | 68.4 | 0 | 0 | 17 | 0
04.12. | 10 | 85.4 |  | 68.4 | 0 | 0 | 17 | 0
04.12. | 11 | 85.4 |  | 68.4 | 0 | 0 | 17 | 0
04.12. | 12 | 85.4 |  | 68.4 | 0 | 0 | 17 | 0
04.12. | 13 | 85.4 |  | 68.4 | 0 | 0 | 17 | 0
04.12. | 14 | 85.4 |  | 68.4 | 0 | 0 | 17 | 0
04.12. | 15 | 85.4 |  | 68.4 | 0 | 0 | 17 | 0
04.12. | 16 | 85.4 |  | 68.4 | 0 | 0 | 17 | 0
04.12. | 17 | 85.4 |  | 68.4 | 0 | 0 | 17 | 0
04.12. | 18 | 85.4 |  | 68.4 | 0 | 0 | 17 | 0
04.12. | 19 | 85.4 |  | 68.4 | 0 | 0 | 17 | 0
04.12. | 20 | 85.4 |  | 68.4 | 0 | 0 | 17 | 0
04.12. | 21 | 85.4 |  | 68.4 | 0 | 0 | 17 | 0
04.12. | 22 | 85.4 |  | 68.4 | 0 | 0 | 17 | 0
04.12. | 23 | 85.4 |  | 68.4 | 0 | 0 | 17 | 0
04.12. | 24 | 85.4 |  | 68.4 | 0 | 0 | 17 | 0
05.12. | 1 | 85.4 |  | 68.4 | 0 | 0 | 17 | 0
05.12. | 2 | 85.4 |  | 68.4 | 0 | 0 | 17 | 0
05.12. | 3 | 85.4 |  | 68.4 | 0 | 0 | 17 | 0
05.12. | 4 | 85.4 |  | 68.4 | 0 | 0 | 17 | 0
05.12. | 5 | 85.4 |  | 68.4 | 0 | 0 | 17 | 0
05.12. | 6 | 85.4 |  | 68.4 | 0 | 0 | 17 | 0
05.12. | 7 | 85.4 |  | 68.4 | 0 | 0 | 17 | 0
05.12. | 8 | 85.4 |  | 68.4 | 0 | 0 | 17 | 0
05.12. | 9 | 85.4 |  | 68.4 | 0 | 0 | 17 | 0
05.12. | 10 | 85.4 |  | 68.4 | 0 | 0 | 17 | 0
05.12. | 11 | 85.4 |  | 68.4 | 0 | 0 | 17 | 0
05.12. | 12 | 85.4 |  | 68.4 | 0 | 0 | 17 | 0
05.12. | 13 | 85.4 |  | 68.4 | 0 | 0 | 17 | 0
05.12. | 14 | 85.4 |  | 68.4 | 0 | 0 | 17 | 0
05.12. | 15 | 85.4 |  | 68.4 | 0 | 0 | 17 | 0
05.12. | 16 | 85.4 |  | 68.4 | 0 | 0 | 17 | 0
05.12. | 17 | 85.4 |  | 68.4 | 0 | 0 | 17 | 0
05.12. | 18 | 85.4 |  | 68.4 | 0 | 0 | 17 | 0
05.12. | 19 | 85.4 |  | 68.4 | 0 | 0 | 17 | 0
05.12. | 20 | 85.4 |  | 68.4 | 0 | 0 | 17 | 0
05.12. | 21 | 85.4 |  | 68.4 | 0 | 0 | 17 | 0
05.12. | 22 | 85.4 |  | 68.4 | 0 | 0 | 17 | 0
05.12. | 23 | 85.4 |  | 68.4 | 0 | 0 | 17 | 0
05.12. | 24 | 85.4 |  | 68.4 | 0 | 0 | 17 | 0
06.12. | 1 | 85.4 |  | 68.4 | 0 | 0 | 17 | 0
06.12. | 2 | 85.4 |  | 68.4 | 0 | 0 | 17 | 0
06.12. | 3 | 85.4 |  | 68.4 | 0 | 0 | 17 | 0
06.12. | 4 | 85.4 |  | 68.4 | 0 | 0 | 17 | 0
06.12. | 5 | 85.4 |  | 68.4 | 0 | 0 | 17 | 0
06.12. | 6 | 85.4 |  | 68.4 | 0 | 0 | 17 | 0
06.12. | 7 | 85.4 |  | 68.4 | 0 | 0 | 17 | 0
06.12. | 8 | 85.4 |  | 68.4 | 0 | 0 | 17 | 0
06.12. | 9 | 85.4 |  | 68.4 | 0 | 0 | 17 | 0
06.12. | 10 | 85.4 |  | 68.4 | 0 | 0 | 17 | 0
06.12. | 11 | 85.4 |  | 68.4 | 0 | 0 | 17 | 0
06.12. | 12 | 85.4 |  | 68.4 | 0 | 0 | 17 | 0
06.12. | 13 | 85.4 |  | 68.4 | 0 | 0 | 17 | 0
06.12. | 14 | 85.4 |  | 68.4 | 0 | 0 | 17 | 0
06.12. | 15 | 85.4 |  | 68.4 | 0 | 0 | 17 | 0
06.12. | 16 | 85.4 |  | 68.4 | 0 | 0 | 17 | 0
06.12. | 17 | 85.4 |  | 68.4 | 0 | 0 | 17 | 0
06.12. | 18 | 85.4 |  | 68.4 | 0 | 0 | 17 | 0
06.12. | 19 | 85.4 |  | 68.4 | 0 | 0 | 17 | 0
06.12. | 20 | 85.4 |  | 68.4 | 0 | 0 | 17 | 0
06.12. | 21 | 85.4 |  | 68.4 | 0 | 0 | 17 | 0
06.12. | 22 | 85.4 |  | 68.4 | 0 | 0 | 17 | 0
06.12. | 23 | 85.4 |  | 68.4 | 0 | 0 | 17 | 0
06.12. | 24 | 85.4 |  | 68.4 | 0 | 0 | 17 | 0
07.12. | 1 | 85.4 |  | 68.4 | 0 | 0 | 17 | 0
07.12. | 2 | 85.4 |  | 68.4 | 0 | 0 | 17 | 0
07.12. | 3 | 85.4 |  | 68.4 | 0 | 0 | 17 | 0
07.12. | 4 | 85.4 |  | 68.4 | 0 | 0 | 17 | 0
07.12. | 5 | 85.4 |  | 68.4 | 0 | 0 | 17 | 0
07.12. | 6 | 85.4 |  | 68.4 | 0 | 0 | 17 | 0
07.12. | 7 | 85.4 |  | 68.4 | 0 | 0 | 17 | 0
07.12. | 8 | 85.4 |  | 68.4 | 0 | 0 | 17 | 0
07.12. | 9 | 85.4 |  | 68.4 | 0 | 0 | 17 | 0
07.12. | 10 | 85.4 |  | 68.4 | 0 | 0 | 17 | 0
07.12. | 11 | 85.4 |  | 68.4 | 0 | 0 | 17 | 0
07.12. | 12 | 85.4 |  | 68.4 | 0 | 0 | 17 | 0
07.12. | 13 | 85.4 |  | 68.4 | 0 | 0 | 17 | 0
07.12. | 14 | 85.4 |  | 68.4 | 0 | 0 | 17 | 0
07.12. | 15 | 85.4 |  | 68.4 | 0 | 0 | 17 | 0
07.12. | 16 | 85.4 |  | 68.4 | 0 | 0 | 17 | 0
07.12. | 17 | 85.4 |  | 68.4 | 0 | 0 | 17 | 0
07.12. | 18 | 85.4 |  | 68.4 | 0 | 0 | 17 | 0
07.12. | 19 | 85.4 |  | 68.4 | 0 | 0 | 17 | 0
07.12. | 20 | 85.4 |  | 68.4 | 0 | 0 | 17 | 0
07.12. | 21 | 85.4 |  | 68.4 | 0 | 0 | 17 | 0
07.12. | 22 | 85.4 |  | 68.4 | 0 | 0 | 17 | 0
07.12. | 23 | 85.4 |  | 68.4 | 0 | 0 | 17 | 0
07.12. | 24 | 85.4 |  | 68.4 | 0 | 0 | 17 | 0
08.12. | 1 | 85.4 |  | 68.4 | 0 | 0 | 17 | 0
08.12. | 2 | 85.4 |  | 68.4 | 0 | 0 | 17 | 0
08.12. | 3 | 85.4 |  | 68.4 | 0 | 0 | 17 | 0
08.12. | 4 | 85.4 |  | 68.4 | 0 | 0 | 17 | 0
08.12. | 5 | 85.4 |  | 68.4 | 0 | 0 | 17 | 0
08.12. | 6 | 85.4 |  | 68.4 | 0 | 0 | 17 | 0
08.12. | 7 | 85.4 |  | 68.4 | 0 | 0 | 17 | 0
08.12. | 8 | 85.4 |  | 68.4 | 0 | 0 | 17 | 0
08.12. | 9 | 85.4 |  | 68.4 | 0 | 0 | 17 | 0
08.12. | 10 | 85.4 |  | 68.4 | 0 | 0 | 17 | 0
08.12. | 11 | 85.4 |  | 68.4 | 0 | 0 | 17 | 0
08.12. | 12 | 85.4 |  | 68.4 | 0 | 0 | 17 | 0
08.12. | 13 | 85.4 |  | 68.4 | 0 | 0 | 17 | 0
08.12. | 14 | 85.4 |  | 68.4 | 0 | 0 | 17 | 0
08.12. | 15 | 85.4 |  | 68.4 | 0 | 0 | 17 | 0
08.12. | 16 | 85.4 |  | 68.4 | 0 | 0 | 17 | 0
08.12. | 17 | 85.4 |  | 68.4 | 0 | 0 | 17 | 0
08.12. | 18 | 85.4 |  | 68.4 | 0 | 0 | 17 | 0
08.12. | 19 | 85.4 |  | 68.4 | 0 | 0 | 17 | 0
08.12. | 20 | 85.4 |  | 68.4 | 0 | 0 | 17 | 0
08.12. | 21 | 85.4 |  | 68.4 | 0 | 0 | 17 | 0
08.12. | 22 | 85.4 |  | 68.4 | 0 | 0 | 17 | 0
08.12. | 23 | 85.4 |  | 68.4 | 0 | 0 | 17 | 0
08.12. | 24 | 85.4 |  | 68.4 | 0 | 0 | 17 | 0
09.12. | 1 | 85.4 |  | 68.4 | 0 | 0 | 17 | 0
09.12. | 2 | 85.4 |  | 68.4 | 0 | 0 | 17 | 0
09.12. | 3 | 85.4 |  | 68.4 | 0 | 0 | 17 | 0
09.12. | 4 | 85.4 |  | 68.4 | 0 | 0 | 17 | 0
09.12. | 5 | 85.4 |  | 68.4 | 0 | 0 | 17 | 0
09.12. | 6 | 85.4 |  | 68.4 | 0 | 0 | 17 | 0
09.12. | 7 | 85.4 |  | 68.4 | 0 | 0 | 17 | 0
09.12. | 8 | 85.4 |  | 68.4 | 0 | 0 | 17 | 0
09.12. | 9 | 85.4 |  | 68.4 | 0 | 0 | 17 | 0
09.12. | 10 | 85.4 |  | 68.4 | 0 | 0 | 17 | 0
09.12. | 11 | 85.4 |  | 68.4 | 0 | 0 | 17 | 0
09.12. | 12 | 85.4 |  | 68.4 | 0 | 0 | 17 | 0
09.12. | 13 | 85.4 |  | 68.4 | 0 | 0 | 17 | 0
09.12. | 14 | 85.4 |  | 68.4 | 0 | 0 | 17 | 0
09.12. | 15 | 85.4 |  | 68.4 | 0 | 0 | 17 | 0
09.12. | 16 | 85.4 |  | 68.4 | 0 | 0 | 17 | 0
09.12. | 17 | 85.4 |  | 68.4 | 0 | 0 | 17 | 0
09.12. | 18 | 85.4 |  | 68.4 | 0 | 0 | 17 | 0
09.12. | 19 | 85.4 |  | 68.4 | 0 | 0 | 17 | 0
09.12. | 20 | 85.4 |  | 68.4 | 0 | 0 | 17 | 0
09.12. | 21 | 85.4 |  | 68.4 | 0 | 0 | 17 | 0
09.12. | 22 | 85.4 |  | 68.4 | 0 | 0 | 17 | 0
09.12. | 23 | 85.4 |  | 68.4 | 0 | 0 | 17 | 0
09.12. | 24 | 85.4 |  | 68.4 | 0 | 0 | 17 | 0
10.12. | 1 | 85.4 |  | 68.4 | 0 | 0 | 17 | 0
10.12. | 2 | 85.4 |  | 68.4 | 0 | 0 | 17 | 0
10.12. | 3 | 85.4 |  | 68.4 | 0 | 0 | 17 | 0
10.12. | 4 | 85.4 |  | 68.4 | 0 | 0 | 17 | 0
10.12. | 5 | 85.4 |  | 68.4 | 0 | 0 | 17 | 0
10.12. | 6 | 85.4 |  | 68.4 | 0 | 0 | 17 | 0
10.12. | 7 | 85.4 |  | 68.4 | 0 | 0 | 17 | 0
10.12. | 8 | 85.4 |  | 68.4 | 0 | 0 | 17 | 0
10.12. | 9 | 85.4 |  | 68.4 | 0 | 0 | 17 | 0
10.12. | 10 | 85.4 |  | 68.4 | 0 | 0 | 17 | 0
10.12. | 11 | 85.4 |  | 68.4 | 0 | 0 | 17 | 0
10.12. | 12 | 85.4 |  | 68.4 | 0 | 0 | 17 | 0
10.12. | 13 | 85.4 |  | 68.4 | 0 | 0 | 17 | 0
10.12. | 14 | 85.4 |  | 68.4 | 0 | 0 | 17 | 0
10.12. | 15 | 85.4 |  | 68.4 | 0 | 0 | 17 | 0
10.12. | 16 | 85.4 |  | 68.4 | 0 | 0 | 17 | 0
10.12. | 17 | 85.4 |  | 68.4 | 0 | 0 | 17 | 0
10.12. | 18 | 85.4 |  | 68.4 | 0 | 0 | 17 | 0
10.12. | 19 | 85.4 |  | 68.4 | 0 | 0 | 17 | 0
10.12. | 20 | 85.4 |  | 68.4 | 0 | 0 | 17 | 0
10.12. | 21 | 85.4 |  | 68.4 | 0 | 0 | 17 | 0
10.12. | 22 | 85.4 |  | 68.4 | 0 | 0 | 17 | 0
10.12. | 23 | 85.4 |  | 68.4 | 0 | 0 | 17 | 0
10.12. | 24 | 85.4 |  | 68.4 | 0 | 0 | 17 | 0
11.12. | 1 | 85.4 |  | 68.4 | 0 | 0 | 17 | 0
11.12. | 2 | 85.4 |  | 68.4 | 0 | 0 | 17 | 0
11.12. | 3 | 85.4 |  | 68.4 | 0 | 0 | 17 | 0
11.12. | 4 | 85.4 |  | 68.4 | 0 | 0 | 17 | 0
11.12. | 5 | 85.4 |  | 68.4 | 0 | 0 | 17 | 0
11.12. | 6 | 85.4 |  | 68.4 | 0 | 0 | 17 | 0
11.12. | 7 | 85.4 |  | 68.4 | 0 | 0 | 17 | 0
11.12. | 8 | 85.4 |  | 68.4 | 0 | 0 | 17 | 0
11.12. | 9 | 85.4 |  | 68.4 | 0 | 0 | 17 | 0
11.12. | 10 | 85.4 |  | 68.4 | 0 | 0 | 17 | 0
11.12. | 11 | 85.4 |  | 68.4 | 0 | 0 | 17 | 0
11.12. | 12 | 85.4 |  | 68.4 | 0 | 0 | 17 | 0
11.12. | 13 | 85.4 |  | 68.4 | 0 | 0 | 17 | 0
11.12. | 14 | 85.4 |  | 68.4 | 0 | 0 | 17 | 0
11.12. | 15 | 85.4 |  | 68.4 | 0 | 0 | 17 | 0
11.12. | 16 | 85.4 |  | 68.4 | 0 | 0 | 17 | 0
11.12. | 17 | 85.4 |  | 68.4 | 0 | 0 | 17 | 0
11.12. | 18 | 85.4 |  | 68.4 | 0 | 0 | 17 | 0
11.12. | 19 | 85.4 |  | 68.4 | 0 | 0 | 17 | 0
11.12. | 20 | 85.4 |  | 68.4 | 0 | 0 | 17 | 0
11.12. | 21 | 85.4 |  | 68.4 | 0 | 0 | 17 | 0
11.12. | 22 | 85.4 |  | 68.4 | 0 | 0 | 17 | 0
11.12. | 23 | 85.4 |  | 68.4 | 0 | 0 | 17 | 0
11.12. | 24 | 85.4 |  | 68.4 | 0 | 0 | 17 | 0
12.12. | 1 | 85.4 |  | 68.4 | 0 | 0 | 17 | 0
12.12. | 2 | 85.4 |  | 68.4 | 0 | 0 | 17 | 0
12.12. | 3 | 85.4 |  | 68.4 | 0 | 0 | 17 | 0
12.12. | 4 | 85.4 |  | 68.4 | 0 | 0 | 17 | 0
12.12. | 5 | 85.4 |  | 68.4 | 0 | 0 | 17 | 0
12.12. | 6 | 85.4 |  | 68.4 | 0 | 0 | 17 | 0
12.12. | 7 | 85.4 |  | 68.4 | 0 | 0 | 17 | 0
12.12. | 8 | 85.4 |  | 68.4 | 0 | 0 | 17 | 0
12.12. | 9 | 85.4 |  | 68.4 | 0 | 0 | 17 | 0
12.12. | 10 | 85.4 |  | 68.4 | 0 | 0 | 17 | 0
12.12. | 11 | 85.4 |  | 68.4 | 0 | 0 | 17 | 0
12.12. | 12 | 85.4 |  | 68.4 | 0 | 0 | 17 | 0
12.12. | 13 | 85.4 |  | 68.4 | 0 | 0 | 17 | 0
12.12. | 14 | 85.4 |  | 68.4 | 0 | 0 | 17 | 0
12.12. | 15 | 85.4 |  | 68.4 | 0 | 0 | 17 | 0
12.12. | 16 | 85.4 |  | 68.4 | 0 | 0 | 17 | 0
12.12. | 17 | 85.4 |  | 68.4 | 0 | 0 | 17 | 0
12.12. | 18 | 85.4 |  | 68.4 | 0 | 0 | 17 | 0
12.12. | 19 | 85.4 |  | 68.4 | 0 | 0 | 17 | 0
12.12. | 20 | 85.4 |  | 68.4 | 0 | 0 | 17 | 0
12.12. | 21 | 85.4 |  | 68.4 | 0 | 0 | 17 | 0
12.12. | 22 | 85.4 |  | 68.4 | 0 | 0 | 17 | 0
12.12. | 23 | 85.4 |  | 68.4 | 0 | 0 | 17 | 0
12.12. | 24 | 85.4 |  | 68.4 | 0 | 0 | 17 | 0
13.12. | 1 | 85.4 |  | 68.4 | 0 | 0 | 17 | 0
13.12. | 2 | 85.4 |  | 68.4 | 0 | 0 | 17 | 0
13.12. | 3 | 85.4 |  | 68.4 | 0 | 0 | 17 | 0
13.12. | 4 | 85.4 |  | 68.4 | 0 | 0 | 17 | 0
13.12. | 5 | 85.4 |  | 68.4 | 0 | 0 | 17 | 0
13.12. | 6 | 85.4 |  | 68.4 | 0 | 0 | 17 | 0
13.12. | 7 | 85.4 |  | 68.4 | 0 | 0 | 17 | 0
13.12. | 8 | 85.4 |  | 68.4 | 0 | 0 | 17 | 0
13.12. | 9 | 85.4 |  | 68.4 | 0 | 0 | 17 | 0
13.12. | 10 | 85.4 |  | 68.4 | 0 | 0 | 17 | 0
13.12. | 11 | 85.4 |  | 68.4 | 0 | 0 | 17 | 0
13.12. | 12 | 85.4 |  | 68.4 | 0 | 0 | 17 | 0
13.12. | 13 | 85.4 |  | 68.4 | 0 | 0 | 17 | 0
13.12. | 14 | 85.4 |  | 68.4 | 0 | 0 | 17 | 0
13.12. | 15 | 85.4 |  | 68.4 | 0 | 0 | 17 | 0
13.12. | 16 | 85.4 |  | 68.4 | 0 | 0 | 17 | 0
13.12. | 17 | 85.4 |  | 68.4 | 0 | 0 | 17 | 0
13.12. | 18 | 85.4 |  | 68.4 | 0 | 0 | 17 | 0
13.12. | 19 | 85.4 |  | 68.4 | 0 | 0 | 17 | 0
13.12. | 20 | 85.4 |  | 68.4 | 0 | 0 | 17 | 0
13.12. | 21 | 85.4 |  | 68.4 | 0 | 0 | 17 | 0
13.12. | 22 | 85.4 |  | 68.4 | 0 | 0 | 17 | 0
13.12. | 23 | 85.4 |  | 68.4 | 0 | 0 | 17 | 0
13.12. | 24 | 85.4 |  | 68.4 | 0 | 0 | 17 | 0
14.12. | 1 | 85.4 |  | 68.4 | 0 | 0 | 17 | 0
14.12. | 2 | 85.4 |  | 68.4 | 0 | 0 | 17 | 0
14.12. | 3 | 85.4 |  | 68.4 | 0 | 0 | 17 | 0
14.12. | 4 | 85.4 |  | 68.4 | 0 | 0 | 17 | 0
14.12. | 5 | 85.4 |  | 68.4 | 0 | 0 | 17 | 0
14.12. | 6 | 85.4 |  | 68.4 | 0 | 0 | 17 | 0
14.12. | 7 | 85.4 |  | 68.4 | 0 | 0 | 17 | 0
14.12. | 8 | 85.4 |  | 68.4 | 0 | 0 | 17 | 0
14.12. | 9 | 85.4 |  | 68.4 | 0 | 0 | 17 | 0
14.12. | 10 | 85.4 |  | 68.4 | 0 | 0 | 17 | 0
14.12. | 11 | 85.4 |  | 68.4 | 0 | 0 | 17 | 0
14.12. | 12 | 85.4 |  | 68.4 | 0 | 0 | 17 | 0
14.12. | 13 | 85.4 |  | 68.4 | 0 | 0 | 17 | 0
14.12. | 14 | 85.4 |  | 68.4 | 0 | 0 | 17 | 0
14.12. | 15 | 85.4 |  | 68.4 | 0 | 0 | 17 | 0
14.12. | 16 | 85.4 |  | 68.4 | 0 | 0 | 17 | 0
14.12. | 17 | 85.4 |  | 68.4 | 0 | 0 | 17 | 0
14.12. | 18 | 85.4 |  | 68.4 | 0 | 0 | 17 | 0
14.12. | 19 | 85.4 |  | 68.4 | 0 | 0 | 17 | 0
14.12. | 20 | 85.4 |  | 68.4 | 0 | 0 | 17 | 0
14.12. | 21 | 85.4 |  | 68.4 | 0 | 0 | 17 | 0
14.12. | 22 | 85.4 |  | 68.4 | 0 | 0 | 17 | 0
14.12. | 23 | 85.4 |  | 68.4 | 0 | 0 | 17 | 0
14.12. | 24 | 85.4 |  | 68.4 | 0 | 0 | 17 | 0
15.12. | 1 | 85.4 |  | 68.4 | 0 | 0 | 17 | 0
15.12. | 2 | 85.4 |  | 68.4 | 0 | 0 | 17 | 0
15.12. | 3 | 85.4 |  | 68.4 | 0 | 0 | 17 | 0
15.12. | 4 | 85.4 |  | 68.4 | 0 | 0 | 17 | 0
15.12. | 5 | 85.4 |  | 68.4 | 0 | 0 | 17 | 0
15.12. | 6 | 85.4 |  | 68.4 | 0 | 0 | 17 | 0
15.12. | 7 | 85.4 |  | 68.4 | 0 | 0 | 17 | 0
15.12. | 8 | 85.4 |  | 68.4 | 0 | 0 | 17 | 0
15.12. | 9 | 85.4 |  | 68.4 | 0 | 0 | 17 | 0
15.12. | 10 | 85.4 |  | 68.4 | 0 | 0 | 17 | 0
15.12. | 11 | 85.4 |  | 68.4 | 0 | 0 | 17 | 0
15.12. | 12 | 85.4 |  | 68.4 | 0 | 0 | 17 | 0
15.12. | 13 | 85.4 |  | 68.4 | 0 | 0 | 17 | 0
15.12. | 14 | 85.4 |  | 68.4 | 0 | 0 | 17 | 0
15.12. | 15 | 85.4 |  | 68.4 | 0 | 0 | 17 | 0
15.12. | 16 | 85.4 |  | 68.4 | 0 | 0 | 17 | 0
15.12. | 17 | 85.4 |  | 68.4 | 0 | 0 | 17 | 0
15.12. | 18 | 85.4 |  | 68.4 | 0 | 0 | 17 | 0
15.12. | 19 | 85.4 |  | 68.4 | 0 | 0 | 17 | 0
15.12. | 20 | 85.4 |  | 68.4 | 0 | 0 | 17 | 0
15.12. | 21 | 85.4 |  | 68.4 | 0 | 0 | 17 | 0
15.12. | 22 | 85.4 |  | 68.4 | 0 | 0 | 17 | 0
15.12. | 23 | 85.4 |  | 68.4 | 0 | 0 | 17 | 0
15.12. | 24 | 85.4 |  | 68.4 | 0 | 0 | 17 | 0
16.12. | 1 | 85.4 |  | 68.4 | 0 | 0 | 17 | 0
16.12. | 2 | 85.4 |  | 68.4 | 0 | 0 | 17 | 0
16.12. | 3 | 85.4 |  | 68.4 | 0 | 0 | 17 | 0
16.12. | 4 | 85.4 |  | 68.4 | 0 | 0 | 17 | 0
16.12. | 5 | 85.4 |  | 68.4 | 0 | 0 | 17 | 0
16.12. | 6 | 85.4 |  | 68.4 | 0 | 0 | 17 | 0
16.12. | 7 | 85.4 |  | 68.4 | 0 | 0 | 17 | 0
16.12. | 8 | 85.4 |  | 68.4 | 0 | 0 | 17 | 0
16.12. | 9 | 85.4 |  | 68.4 | 0 | 0 | 17 | 0
16.12. | 10 | 85.4 |  | 68.4 | 0 | 0 | 17 | 0
16.12. | 11 | 85.4 |  | 68.4 | 0 | 0 | 17 | 0
16.12. | 12 | 85.4 |  | 68.4 | 0 | 0 | 17 | 0
16.12. | 13 | 85.4 |  | 68.4 | 0 | 0 | 17 | 0
16.12. | 14 | 85.4 |  | 68.4 | 0 | 0 | 17 | 0
16.12. | 15 | 85.4 |  | 68.4 | 0 | 0 | 17 | 0
16.12. | 16 | 85.4 |  | 68.4 | 0 | 0 | 17 | 0
16.12. | 17 | 85.4 |  | 68.4 | 0 | 0 | 17 | 0
16.12. | 18 | 85.4 |  | 68.4 | 0 | 0 | 17 | 0
16.12. | 19 | 85.4 |  | 68.4 | 0 | 0 | 17 | 0
16.12. | 20 | 85.4 |  | 68.4 | 0 | 0 | 17 | 0
16.12. | 21 | 85.4 |  | 68.4 | 0 | 0 | 17 | 0
16.12. | 22 | 85.4 |  | 68.4 | 0 | 0 | 17 | 0
16.12. | 23 | 85.4 |  | 68.4 | 0 | 0 | 17 | 0
16.12. | 24 | 85.4 |  | 68.4 | 0 | 0 | 17 | 0
17.12. | 1 | 85.4 |  | 68.4 | 0 | 0 | 17 | 0
17.12. | 2 | 85.4 |  | 68.4 | 0 | 0 | 17 | 0
17.12. | 3 | 85.4 |  | 68.4 | 0 | 0 | 17 | 0
17.12. | 4 | 85.4 |  | 68.4 | 0 | 0 | 17 | 0
17.12. | 5 | 85.4 |  | 68.4 | 0 | 0 | 17 | 0
17.12. | 6 | 85.4 |  | 68.4 | 0 | 0 | 17 | 0
17.12. | 7 | 85.4 |  | 68.4 | 0 | 0 | 17 | 0
17.12. | 8 | 85.4 |  | 68.4 | 0 | 0 | 17 | 0
17.12. | 9 | 85.4 |  | 68.4 | 0 | 0 | 17 | 0
17.12. | 10 | 85.4 |  | 68.4 | 0 | 0 | 17 | 0
17.12. | 11 | 85.4 |  | 68.4 | 0 | 0 | 17 | 0
17.12. | 12 | 85.4 |  | 68.4 | 0 | 0 | 17 | 0
17.12. | 13 | 85.4 |  | 68.4 | 0 | 0 | 17 | 0
17.12. | 14 | 85.4 |  | 68.4 | 0 | 0 | 17 | 0
17.12. | 15 | 85.4 |  | 68.4 | 0 | 0 | 17 | 0
17.12. | 16 | 85.4 |  | 68.4 | 0 | 0 | 17 | 0
17.12. | 17 | 85.4 |  | 68.4 | 0 | 0 | 17 | 0
17.12. | 18 | 85.4 |  | 68.4 | 0 | 0 | 17 | 0
17.12. | 19 | 85.4 |  | 68.4 | 0 | 0 | 17 | 0
17.12. | 20 | 85.4 |  | 68.4 | 0 | 0 | 17 | 0
17.12. | 21 | 85.4 |  | 68.4 | 0 | 0 | 17 | 0
17.12. | 22 | 85.4 |  | 68.4 | 0 | 0 | 17 | 0
17.12. | 23 | 85.4 |  | 68.4 | 0 | 0 | 17 | 0
17.12. | 24 | 85.4 |  | 68.4 | 0 | 0 | 17 | 0
18.12. | 1 | 85.4 |  | 68.4 | 0 | 0 | 17 | 0
18.12. | 2 | 85.4 |  | 68.4 | 0 | 0 | 17 | 0
18.12. | 3 | 85.4 |  | 68.4 | 0 | 0 | 17 | 0
18.12. | 4 | 85.4 |  | 68.4 | 0 | 0 | 17 | 0
18.12. | 5 | 85.4 |  | 68.4 | 0 | 0 | 17 | 0
18.12. | 6 | 85.4 |  | 68.4 | 0 | 0 | 17 | 0
18.12. | 7 | 85.4 |  | 68.4 | 0 | 0 | 17 | 0
18.12. | 8 | 85.4 |  | 68.4 | 0 | 0 | 17 | 0
18.12. | 9 | 85.4 |  | 68.4 | 0 | 0 | 17 | 0
18.12. | 10 | 85.4 |  | 68.4 | 0 | 0 | 17 | 0
18.12. | 11 | 85.4 |  | 68.4 | 0 | 0 | 17 | 0
18.12. | 12 | 85.4 |  | 68.4 | 0 | 0 | 17 | 0
18.12. | 13 | 85.4 |  | 68.4 | 0 | 0 | 17 | 0
18.12. | 14 | 85.4 |  | 68.4 | 0 | 0 | 17 | 0
18.12. | 15 | 85.4 |  | 68.4 | 0 | 0 | 17 | 0
18.12. | 16 | 85.4 |  | 68.4 | 0 | 0 | 17 | 0
18.12. | 17 | 85.4 |  | 68.4 | 0 | 0 | 17 | 0
18.12. | 18 | 85.4 |  | 68.4 | 0 | 0 | 17 | 0
18.12. | 19 | 85.4 |  | 68.4 | 0 | 0 | 17 | 0
18.12. | 20 | 85.4 |  | 68.4 | 0 | 0 | 17 | 0
18.12. | 21 | 85.4 |  | 68.4 | 0 | 0 | 17 | 0
18.12. | 22 | 85.4 |  | 68.4 | 0 | 0 | 17 | 0
18.12. | 23 | 85.4 |  | 68.4 | 0 | 0 | 17 | 0
18.12. | 24 | 85.4 |  | 68.4 | 0 | 0 | 17 | 0
19.12. | 1 | 85.4 |  | 68.4 | 0 | 0 | 17 | 0
19.12. | 2 | 85.4 |  | 68.4 | 0 | 0 | 17 | 0
19.12. | 3 | 85.4 |  | 68.4 | 0 | 0 | 17 | 0
19.12. | 4 | 85.4 |  | 68.4 | 0 | 0 | 17 | 0
19.12. | 5 | 85.4 |  | 68.4 | 0 | 0 | 17 | 0
19.12. | 6 | 85.4 |  | 68.4 | 0 | 0 | 17 | 0
19.12. | 7 | 85.4 |  | 68.4 | 0 | 0 | 17 | 0
19.12. | 8 | 85.4 |  | 68.4 | 0 | 0 | 17 | 0
19.12. | 9 | 85.4 |  | 68.4 | 0 | 0 | 17 | 0
19.12. | 10 | 85.4 |  | 68.4 | 0 | 0 | 17 | 0
19.12. | 11 | 85.4 |  | 68.4 | 0 | 0 | 17 | 0
19.12. | 12 | 85.4 |  | 68.4 | 0 | 0 | 17 | 0
19.12. | 13 | 85.4 |  | 68.4 | 0 | 0 | 17 | 0
19.12. | 14 | 85.4 |  | 68.4 | 0 | 0 | 17 | 0
19.12. | 15 | 85.4 |  | 68.4 | 0 | 0 | 17 | 0
19.12. | 16 | 85.4 |  | 68.4 | 0 | 0 | 17 | 0
19.12. | 17 | 85.4 |  | 68.4 | 0 | 0 | 17 | 0
19.12. | 18 | 85.4 |  | 68.4 | 0 | 0 | 17 | 0
19.12. | 19 | 85.4 |  | 68.4 | 0 | 0 | 17 | 0
19.12. | 20 | 85.4 |  | 68.4 | 0 | 0 | 17 | 0
19.12. | 21 | 85.4 |  | 68.4 | 0 | 0 | 17 | 0
19.12. | 22 | 85.4 |  | 68.4 | 0 | 0 | 17 | 0
19.12. | 23 | 85.4 |  | 68.4 | 0 | 0 | 17 | 0
19.12. | 24 | 85.4 |  | 68.4 | 0 | 0 | 17 | 0
20.12. | 1 | 85.4 |  | 68.4 | 0 | 0 | 17 | 0
20.12. | 2 | 85.4 |  | 68.4 | 0 | 0 | 17 | 0
20.12. | 3 | 85.4 |  | 68.4 | 0 | 0 | 17 | 0
20.12. | 4 | 85.4 |  | 68.4 | 0 | 0 | 17 | 0
20.12. | 5 | 85.4 |  | 68.4 | 0 | 0 | 17 | 0
20.12. | 6 | 85.4 |  | 68.4 | 0 | 0 | 17 | 0
20.12. | 7 | 85.4 |  | 68.4 | 0 | 0 | 17 | 0
20.12. | 8 | 85.4 |  | 68.4 | 0 | 0 | 17 | 0
20.12. | 9 | 85.4 |  | 68.4 | 0 | 0 | 17 | 0
20.12. | 10 | 85.4 |  | 68.4 | 0 | 0 | 17 | 0
20.12. | 11 | 85.4 |  | 68.4 | 0 | 0 | 17 | 0
20.12. | 12 | 85.4 |  | 68.4 | 0 | 0 | 17 | 0
20.12. | 13 | 85.4 |  | 68.4 | 0 | 0 | 17 | 0
20.12. | 14 | 85.4 |  | 68.4 | 0 | 0 | 17 | 0
20.12. | 15 | 85.4 |  | 68.4 | 0 | 0 | 17 | 0
20.12. | 16 | 85.4 |  | 68.4 | 0 | 0 | 17 | 0
20.12. | 17 | 85.4 |  | 68.4 | 0 | 0 | 17 | 0
20.12. | 18 | 85.4 |  | 68.4 | 0 | 0 | 17 | 0
20.12. | 19 | 85.4 |  | 68.4 | 0 | 0 | 17 | 0
20.12. | 20 | 85.4 |  | 68.4 | 0 | 0 | 17 | 0
20.12. | 21 | 85.4 |  | 68.4 | 0 | 0 | 17 | 0
20.12. | 22 | 85.4 |  | 68.4 | 0 | 0 | 17 | 0
20.12. | 23 | 85.4 |  | 68.4 | 0 | 0 | 17 | 0
20.12. | 24 | 85.4 |  | 68.4 | 0 | 0 | 17 | 0
21.12. | 1 | 85.4 |  | 68.4 | 0 | 0 | 17 | 0
21.12. | 2 | 85.4 |  | 68.4 | 0 | 0 | 17 | 0
21.12. | 3 | 85.4 |  | 68.4 | 0 | 0 | 17 | 0
21.12. | 4 | 85.4 |  | 68.4 | 0 | 0 | 17 | 0
21.12. | 5 | 85.4 |  | 68.4 | 0 | 0 | 17 | 0
21.12. | 6 | 85.4 |  | 68.4 | 0 | 0 | 17 | 0
21.12. | 7 | 85.4 |  | 68.4 | 0 | 0 | 17 | 0
21.12. | 8 | 85.4 |  | 68.4 | 0 | 0 | 17 | 0
21.12. | 9 | 85.4 |  | 68.4 | 0 | 0 | 17 | 0
21.12. | 10 | 85.4 |  | 68.4 | 0 | 0 | 17 | 0
21.12. | 11 | 85.4 |  | 68.4 | 0 | 0 | 17 | 0
21.12. | 12 | 85.4 |  | 68.4 | 0 | 0 | 17 | 0
21.12. | 13 | 85.4 |  | 68.4 | 0 | 0 | 17 | 0
21.12. | 14 | 85.4 |  | 68.4 | 0 | 0 | 17 | 0
21.12. | 15 | 85.4 |  | 68.4 | 0 | 0 | 17 | 0
21.12. | 16 | 85.4 |  | 68.4 | 0 | 0 | 17 | 0
21.12. | 17 | 85.4 |  | 68.4 | 0 | 0 | 17 | 0
21.12. | 18 | 85.4 |  | 68.4 | 0 | 0 | 17 | 0
21.12. | 19 | 85.4 |  | 68.4 | 0 | 0 | 17 | 0
21.12. | 20 | 85.4 |  | 68.4 | 0 | 0 | 17 | 0
21.12. | 21 | 85.4 |  | 68.4 | 0 | 0 | 17 | 0
21.12. | 22 | 85.4 |  | 68.4 | 0 | 0 | 17 | 0
21.12. | 23 | 85.4 |  | 68.4 | 0 | 0 | 17 | 0
21.12. | 24 | 85.4 |  | 68.4 | 0 | 0 | 17 | 0
22.12. | 1 | 85.4 |  | 68.4 | 0 | 0 | 17 | 0
22.12. | 2 | 85.4 |  | 68.4 | 0 | 0 | 17 | 0
22.12. | 3 | 85.4 |  | 68.4 | 0 | 0 | 17 | 0
22.12. | 4 | 85.4 |  | 68.4 | 0 | 0 | 17 | 0
22.12. | 5 | 85.4 |  | 68.4 | 0 | 0 | 17 | 0
22.12. | 6 | 85.4 |  | 68.4 | 0 | 0 | 17 | 0
22.12. | 7 | 85.4 |  | 68.4 | 0 | 0 | 17 | 0
22.12. | 8 | 85.4 |  | 68.4 | 0 | 0 | 17 | 0
22.12. | 9 | 85.4 |  | 68.4 | 0 | 0 | 17 | 0
22.12. | 10 | 85.4 |  | 68.4 | 0 | 0 | 17 | 0
22.12. | 11 | 85.4 |  | 68.4 | 0 | 0 | 17 | 0
22.12. | 12 | 85.4 |  | 68.4 | 0 | 0 | 17 | 0
22.12. | 13 | 85.4 |  | 68.4 | 0 | 0 | 17 | 0
22.12. | 14 | 85.4 |  | 68.4 | 0 | 0 | 17 | 0
22.12. | 15 | 85.4 |  | 68.4 | 0 | 0 | 17 | 0
22.12. | 16 | 85.4 |  | 68.4 | 0 | 0 | 17 | 0
22.12. | 17 | 85.4 |  | 68.4 | 0 | 0 | 17 | 0
22.12. | 18 | 85.4 |  | 68.4 | 0 | 0 | 17 | 0
22.12. | 19 | 85.4 |  | 68.4 | 0 | 0 | 17 | 0
22.12. | 20 | 85.4 |  | 68.4 | 0 | 0 | 17 | 0
22.12. | 21 | 85.4 |  | 68.4 | 0 | 0 | 17 | 0
22.12. | 22 | 85.4 |  | 68.4 | 0 | 0 | 17 | 0
22.12. | 23 | 85.4 |  | 68.4 | 0 | 0 | 17 | 0
22.12. | 24 | 85.4 |  | 68.4 | 0 | 0 | 17 | 0
23.12. | 1 | 85.4 |  | 68.4 | 0 | 0 | 17 | 0
23.12. | 2 | 85.4 |  | 68.4 | 0 | 0 | 17 | 0
23.12. | 3 | 85.4 |  | 68.4 | 0 | 0 | 17 | 0
23.12. | 4 | 85.4 |  | 68.4 | 0 | 0 | 17 | 0
23.12. | 5 | 85.4 |  | 68.4 | 0 | 0 | 17 | 0
23.12. | 6 | 85.4 |  | 68.4 | 0 | 0 | 17 | 0
23.12. | 7 | 85.4 |  | 68.4 | 0 | 0 | 17 | 0
23.12. | 8 | 85.4 |  | 68.4 | 0 | 0 | 17 | 0
23.12. | 9 | 85.4 |  | 68.4 | 0 | 0 | 17 | 0
23.12. | 10 | 85.4 |  | 68.4 | 0 | 0 | 17 | 0
23.12. | 11 | 85.4 |  | 68.4 | 0 | 0 | 17 | 0
23.12. | 12 | 85.4 |  | 68.4 | 0 | 0 | 17 | 0
23.12. | 13 | 85.4 |  | 68.4 | 0 | 0 | 17 | 0
23.12. | 14 | 85.4 |  | 68.4 | 0 | 0 | 17 | 0
23.12. | 15 | 85.4 |  | 68.4 | 0 | 0 | 17 | 0
23.12. | 16 | 85.4 |  | 68.4 | 0 | 0 | 17 | 0
23.12. | 17 | 85.4 |  | 68.4 | 0 | 0 | 17 | 0
23.12. | 18 | 85.4 |  | 68.4 | 0 | 0 | 17 | 0
23.12. | 19 | 85.4 |  | 68.4 | 0 | 0 | 17 | 0
23.12. | 20 | 85.4 |  | 68.4 | 0 | 0 | 17 | 0
23.12. | 21 | 85.4 |  | 68.4 | 0 | 0 | 17 | 0
23.12. | 22 | 85.4 |  | 68.4 | 0 | 0 | 17 | 0
23.12. | 23 | 85.4 |  | 68.4 | 0 | 0 | 17 | 0
23.12. | 24 | 85.4 |  | 68.4 | 0 | 0 | 17 | 0
24.12. | 1 | 85.4 |  | 68.4 | 0 | 0 | 17 | 0
24.12. | 2 | 85.4 |  | 68.4 | 0 | 0 | 17 | 0
24.12. | 3 | 85.4 |  | 68.4 | 0 | 0 | 17 | 0
24.12. | 4 | 85.4 |  | 68.4 | 0 | 0 | 17 | 0
24.12. | 5 | 85.4 |  | 68.4 | 0 | 0 | 17 | 0
24.12. | 6 | 85.4 |  | 68.4 | 0 | 0 | 17 | 0
24.12. | 7 | 85.4 |  | 68.4 | 0 | 0 | 17 | 0
24.12. | 8 | 85.4 |  | 68.4 | 0 | 0 | 17 | 0
24.12. | 9 | 85.4 |  | 68.4 | 0 | 0 | 17 | 0
24.12. | 10 | 85.4 |  | 68.4 | 0 | 0 | 17 | 0
24.12. | 11 | 85.4 |  | 68.4 | 0 | 0 | 17 | 0
24.12. | 12 | 85.4 |  | 68.4 | 0 | 0 | 17 | 0
24.12. | 13 | 85.4 |  | 68.4 | 0 | 0 | 17 | 0
24.12. | 14 | 85.4 |  | 68.4 | 0 | 0 | 17 | 0
24.12. | 15 | 85.4 |  | 68.4 | 0 | 0 | 17 | 0
24.12. | 16 | 85.4 |  | 68.4 | 0 | 0 | 17 | 0
24.12. | 17 | 85.4 |  | 68.4 | 0 | 0 | 17 | 0
24.12. | 18 | 85.4 |  | 68.4 | 0 | 0 | 17 | 0
24.12. | 19 | 85.4 |  | 68.4 | 0 | 0 | 17 | 0
24.12. | 20 | 85.4 |  | 68.4 | 0 | 0 | 17 | 0
24.12. | 21 | 85.4 |  | 68.4 | 0 | 0 | 17 | 0
24.12. | 22 | 85.4 |  | 68.4 | 0 | 0 | 17 | 0
24.12. | 23 | 85.4 |  | 68.4 | 0 | 0 | 17 | 0
24.12. | 24 | 85.4 |  | 68.4 | 0 | 0 | 17 | 0
25.12. | 1 | 85.4 |  | 68.4 | 0 | 0 | 17 | 0
25.12. | 2 | 85.4 |  | 68.4 | 0 | 0 | 17 | 0
25.12. | 3 | 85.4 |  | 68.4 | 0 | 0 | 17 | 0
25.12. | 4 | 85.4 |  | 68.4 | 0 | 0 | 17 | 0
25.12. | 5 | 85.4 |  | 68.4 | 0 | 0 | 17 | 0
25.12. | 6 | 85.4 |  | 68.4 | 0 | 0 | 17 | 0
25.12. | 7 | 85.4 |  | 68.4 | 0 | 0 | 17 | 0
25.12. | 8 | 85.4 |  | 68.4 | 0 | 0 | 17 | 0
25.12. | 9 | 85.4 |  | 68.4 | 0 | 0 | 17 | 0
25.12. | 10 | 85.4 |  | 68.4 | 0 | 0 | 17 | 0
25.12. | 11 | 85.4 |  | 68.4 | 0 | 0 | 17 | 0
25.12. | 12 | 85.4 |  | 68.4 | 0 | 0 | 17 | 0
25.12. | 13 | 85.4 |  | 68.4 | 0 | 0 | 17 | 0
25.12. | 14 | 85.4 |  | 68.4 | 0 | 0 | 17 | 0
25.12. | 15 | 85.4 |  | 68.4 | 0 | 0 | 17 | 0
25.12. | 16 | 85.4 |  | 68.4 | 0 | 0 | 17 | 0
25.12. | 17 | 85.4 |  | 68.4 | 0 | 0 | 17 | 0
25.12. | 18 | 85.4 |  | 68.4 | 0 | 0 | 17 | 0
25.12. | 19 | 85.4 |  | 68.4 | 0 | 0 | 17 | 0
25.12. | 20 | 85.4 |  | 68.4 | 0 | 0 | 17 | 0
25.12. | 21 | 85.4 |  | 68.4 | 0 | 0 | 17 | 0
25.12. | 22 | 85.4 |  | 68.4 | 0 | 0 | 17 | 0
25.12. | 23 | 85.4 |  | 68.4 | 0 | 0 | 17 | 0
25.12. | 24 | 85.4 |  | 68.4 | 0 | 0 | 17 | 0
26.12. | 1 | 85.4 |  | 68.4 | 0 | 0 | 17 | 0
26.12. | 2 | 85.4 |  | 68.4 | 0 | 0 | 17 | 0
26.12. | 3 | 85.4 |  | 68.4 | 0 | 0 | 17 | 0
26.12. | 4 | 85.4 |  | 68.4 | 0 | 0 | 17 | 0
26.12. | 5 | 85.4 |  | 68.4 | 0 | 0 | 17 | 0
26.12. | 6 | 85.4 |  | 68.4 | 0 | 0 | 17 | 0
26.12. | 7 | 85.4 |  | 68.4 | 0 | 0 | 17 | 0
26.12. | 8 | 85.4 |  | 68.4 | 0 | 0 | 17 | 0
26.12. | 9 | 85.4 |  | 68.4 | 0 | 0 | 17 | 0
26.12. | 10 | 85.4 |  | 68.4 | 0 | 0 | 17 | 0
26.12. | 11 | 85.4 |  | 68.4 | 0 | 0 | 17 | 0
26.12. | 12 | 85.4 |  | 68.4 | 0 | 0 | 17 | 0
26.12. | 13 | 85.4 |  | 68.4 | 0 | 0 | 17 | 0
26.12. | 14 | 85.4 |  | 68.4 | 0 | 0 | 17 | 0
26.12. | 15 | 85.4 |  | 68.4 | 0 | 0 | 17 | 0
26.12. | 16 | 85.4 |  | 68.4 | 0 | 0 | 17 | 0
26.12. | 17 | 85.4 |  | 68.4 | 0 | 0 | 17 | 0
26.12. | 18 | 85.4 |  | 68.4 | 0 | 0 | 17 | 0
26.12. | 19 | 85.4 |  | 68.4 | 0 | 0 | 17 | 0
26.12. | 20 | 85.4 |  | 68.4 | 0 | 0 | 17 | 0
26.12. | 21 | 85.4 |  | 68.4 | 0 | 0 | 17 | 0
26.12. | 22 | 85.4 |  | 68.4 | 0 | 0 | 17 | 0
26.12. | 23 | 85.4 |  | 68.4 | 0 | 0 | 17 | 0
26.12. | 24 | 85.4 |  | 68.4 | 0 | 0 | 17 | 0
27.12. | 1 | 85.4 |  | 68.4 | 0 | 0 | 17 | 0
27.12. | 2 | 85.4 |  | 68.4 | 0 | 0 | 17 | 0
27.12. | 3 | 85.4 |  | 68.4 | 0 | 0 | 17 | 0
27.12. | 4 | 85.4 |  | 68.4 | 0 | 0 | 17 | 0
27.12. | 5 | 85.4 |  | 68.4 | 0 | 0 | 17 | 0
27.12. | 6 | 85.4 |  | 68.4 | 0 | 0 | 17 | 0
27.12. | 7 | 85.4 |  | 68.4 | 0 | 0 | 17 | 0
27.12. | 8 | 85.4 |  | 68.4 | 0 | 0 | 17 | 0
27.12. | 9 | 85.4 |  | 68.4 | 0 | 0 | 17 | 0
27.12. | 10 | 85.4 |  | 68.4 | 0 | 0 | 17 | 0
27.12. | 11 | 85.4 |  | 68.4 | 0 | 0 | 17 | 0
27.12. | 12 | 85.4 |  | 68.4 | 0 | 0 | 17 | 0
27.12. | 13 | 85.4 |  | 68.4 | 0 | 0 | 17 | 0
27.12. | 14 | 85.4 |  | 68.4 | 0 | 0 | 17 | 0
27.12. | 15 | 85.4 |  | 68.4 | 0 | 0 | 17 | 0
27.12. | 16 | 85.4 |  | 68.4 | 0 | 0 | 17 | 0
27.12. | 17 | 85.4 |  | 68.4 | 0 | 0 | 17 | 0
27.12. | 18 | 85.4 |  | 68.4 | 0 | 0 | 17 | 0
27.12. | 19 | 85.4 |  | 68.4 | 0 | 0 | 17 | 0
27.12. | 20 | 85.4 |  | 68.4 | 0 | 0 | 17 | 0
27.12. | 21 | 85.4 |  | 68.4 | 0 | 0 | 17 | 0
27.12. | 22 | 85.4 |  | 68.4 | 0 | 0 | 17 | 0
27.12. | 23 | 85.4 |  | 68.4 | 0 | 0 | 17 | 0
27.12. | 24 | 85.4 |  | 68.4 | 0 | 0 | 17 | 0
28.12. | 1 | 85.4 |  | 68.4 | 0 | 0 | 17 | 0
28.12. | 2 | 85.4 |  | 68.4 | 0 | 0 | 17 | 0
28.12. | 3 | 85.4 |  | 68.4 | 0 | 0 | 17 | 0
28.12. | 4 | 85.4 |  | 68.4 | 0 | 0 | 17 | 0
28.12. | 5 | 85.4 |  | 68.4 | 0 | 0 | 17 | 0
28.12. | 6 | 85.4 |  | 68.4 | 0 | 0 | 17 | 0
28.12. | 7 | 85.4 |  | 68.4 | 0 | 0 | 17 | 0
28.12. | 8 | 85.4 |  | 68.4 | 0 | 0 | 17 | 0
28.12. | 9 | 85.4 |  | 68.4 | 0 | 0 | 17 | 0
28.12. | 10 | 85.4 |  | 68.4 | 0 | 0 | 17 | 0
28.12. | 11 | 85.4 |  | 68.4 | 0 | 0 | 17 | 0
28.12. | 12 | 85.4 |  | 68.4 | 0 | 0 | 17 | 0
28.12. | 13 | 85.4 |  | 68.4 | 0 | 0 | 17 | 0
28.12. | 14 | 85.4 |  | 68.4 | 0 | 0 | 17 | 0
28.12. | 15 | 85.4 |  | 68.4 | 0 | 0 | 17 | 0
28.12. | 16 | 85.4 |  | 68.4 | 0 | 0 | 17 | 0
28.12. | 17 | 85.4 |  | 68.4 | 0 | 0 | 17 | 0
28.12. | 18 | 85.4 |  | 68.4 | 0 | 0 | 17 | 0
28.12. | 19 | 85.4 |  | 68.4 | 0 | 0 | 17 | 0
28.12. | 20 | 85.4 |  | 68.4 | 0 | 0 | 17 | 0
28.12. | 21 | 85.4 |  | 68.4 | 0 | 0 | 17 | 0
28.12. | 22 | 85.4 |  | 68.4 | 0 | 0 | 17 | 0
28.12. | 23 | 85.4 |  | 68.4 | 0 | 0 | 17 | 0
28.12. | 24 | 85.4 |  | 68.4 | 0 | 0 | 17 | 0
29.12. | 1 | 85.4 |  | 68.4 | 0 | 0 | 17 | 0
29.12. | 2 | 85.4 |  | 68.4 | 0 | 0 | 17 | 0
29.12. | 3 | 85.4 |  | 68.4 | 0 | 0 | 17 | 0
29.12. | 4 | 85.4 |  | 68.4 | 0 | 0 | 17 | 0
29.12. | 5 | 85.4 |  | 68.4 | 0 | 0 | 17 | 0
29.12. | 6 | 85.4 |  | 68.4 | 0 | 0 | 17 | 0
29.12. | 7 | 85.4 |  | 68.4 | 0 | 0 | 17 | 0
29.12. | 8 | 85.4 |  | 68.4 | 0 | 0 | 17 | 0
29.12. | 9 | 85.4 |  | 68.4 | 0 | 0 | 17 | 0
29.12. | 10 | 85.4 |  | 68.4 | 0 | 0 | 17 | 0
29.12. | 11 | 85.4 |  | 68.4 | 0 | 0 | 17 | 0
29.12. | 12 | 85.4 |  | 68.4 | 0 | 0 | 17 | 0
29.12. | 13 | 85.4 |  | 68.4 | 0 | 0 | 17 | 0
29.12. | 14 | 85.4 |  | 68.4 | 0 | 0 | 17 | 0
29.12. | 15 | 85.4 |  | 68.4 | 0 | 0 | 17 | 0
29.12. | 16 | 85.4 |  | 68.4 | 0 | 0 | 17 | 0
29.12. | 17 | 85.4 |  | 68.4 | 0 | 0 | 17 | 0
29.12. | 18 | 85.4 |  | 68.4 | 0 | 0 | 17 | 0
29.12. | 19 | 85.4 |  | 68.4 | 0 | 0 | 17 | 0
29.12. | 20 | 85.4 |  | 68.4 | 0 | 0 | 17 | 0
29.12. | 21 | 85.4 |  | 68.4 | 0 | 0 | 17 | 0
29.12. | 22 | 85.4 |  | 68.4 | 0 | 0 | 17 | 0
29.12. | 23 | 85.4 |  | 68.4 | 0 | 0 | 17 | 0
29.12. | 24 | 85.4 |  | 68.4 | 0 | 0 | 17 | 0
30.12. | 1 | 85.4 |  | 68.4 | 0 | 0 | 17 | 0
30.12. | 2 | 85.4 |  | 68.4 | 0 | 0 | 17 | 0
30.12. | 3 | 85.4 |  | 68.4 | 0 | 0 | 17 | 0
30.12. | 4 | 85.4 |  | 68.4 | 0 | 0 | 17 | 0
30.12. | 5 | 85.4 |  | 68.4 | 0 | 0 | 17 | 0
30.12. | 6 | 85.4 |  | 68.4 | 0 | 0 | 17 | 0
30.12. | 7 | 85.4 |  | 68.4 | 0 | 0 | 17 | 0
30.12. | 8 | 85.4 |  | 68.4 | 0 | 0 | 17 | 0
30.12. | 9 | 85.4 |  | 68.4 | 0 | 0 | 17 | 0
30.12. | 10 | 85.4 |  | 68.4 | 0 | 0 | 17 | 0
30.12. | 11 | 85.4 |  | 68.4 | 0 | 0 | 17 | 0
30.12. | 12 | 85.4 |  | 68.4 | 0 | 0 | 17 | 0
30.12. | 13 | 85.4 |  | 68.4 | 0 | 0 | 17 | 0
30.12. | 14 | 85.4 |  | 68.4 | 0 | 0 | 17 | 0
30.12. | 15 | 85.4 |  | 68.4 | 0 | 0 | 17 | 0
30.12. | 16 | 85.4 |  | 68.4 | 0 | 0 | 17 | 0
30.12. | 17 | 85.4 |  | 68.4 | 0 | 0 | 17 | 0
30.12. | 18 | 85.4 |  | 68.4 | 0 | 0 | 17 | 0
30.12. | 19 | 85.4 |  | 68.4 | 0 | 0 | 17 | 0
30.12. | 20 | 85.4 |  | 68.4 | 0 | 0 | 17 | 0
30.12. | 21 | 85.4 |  | 68.4 | 0 | 0 | 17 | 0
30.12. | 22 | 85.4 |  | 68.4 | 0 | 0 | 17 | 0
30.12. | 23 | 85.4 |  | 68.4 | 0 | 0 | 17 | 0
30.12. | 24 | 85.4 |  | 68.4 | 0 | 0 | 17 | 0
31.12. | 1 | 85.4 |  | 68.4 | 0 | 0 | 17 | 0
31.12. | 2 | 85.4 |  | 68.4 | 0 | 0 | 17 | 0
31.12. | 3 | 85.4 |  | 68.4 | 0 | 0 | 17 | 0
31.12. | 4 | 85.4 |  | 68.4 | 0 | 0 | 17 | 0
31.12. | 5 | 85.4 |  | 68.4 | 0 | 0 | 17 | 0
31.12. | 6 | 85.4 |  | 68.4 | 0 | 0 | 17 | 0
31.12. | 7 | 85.4 |  | 68.4 | 0 | 0 | 17 | 0
31.12. | 8 | 85.4 |  | 68.4 | 0 | 0 | 17 | 0
31.12. | 9 | 85.4 |  | 68.4 | 0 | 0 | 17 | 0
31.12. | 10 | 85.4 |  | 68.4 | 0 | 0 | 17 | 0
31.12. | 11 | 85.4 |  | 68.4 | 0 | 0 | 17 | 0
31.12. | 12 | 85.4 |  | 68.4 | 0 | 0 | 17 | 0
31.12. | 13 | 85.4 |  | 68.4 | 0 | 0 | 17 | 0
31.12. | 14 | 85.4 |  | 68.4 | 0 | 0 | 17 | 0
31.12. | 15 | 85.4 |  | 68.4 | 0 | 0 | 17 | 0
31.12. | 16 | 85.4 |  | 68.4 | 0 | 0 | 17 | 0
31.12. | 17 | 85.4 |  | 68.4 | 0 | 0 | 17 | 0
31.12. | 18 | 85.4 |  | 68.4 | 0 | 0 | 17 | 0
31.12. | 19 | 85.4 |  | 68.4 | 0 | 0 | 17 | 0
31.12. | 20 | 85.4 |  | 68.4 | 0 | 0 | 17 | 0
31.12. | 21 | 85.4 |  | 68.4 | 0 | 0 | 17 | 0
31.12. | 22 | 85.4 |  | 68.4 | 0 | 0 | 17 | 0
31.12. | 23 | 85.4 |  | 68.4 | 0 | 0 | 17 | 0
31.12. | 24 | 85.4 |  | 68.4 | 0 | 0 | 17 | 0