## Thermal
ENTSO-E Market Modelling Database: Thermal generation
Country:
Market Node: | SK00
Year:
Climate year
Scenario
Fuel & Plant type |  | Net generating capacity (MW) | Number of units | Number of biofuel units | Biofuel usage [%] | MUST RUN OBLIGATIONS | [13 empty] | Daily limitation in MWh (optional) | [11 empty] | Unavailability |  |  | Min stable power (% of max power) | Ramp up rate(MW/h) | Ramp down rate (MW/h) | fixed generation reduction (% of max power output) | Median Start-up fuel name | Custom biofuel price (EUR/Net GJ) | Maximum number of units on maintenance
[32 empty] | Forced outage (annual rate) | Planned outage | Planned outage
[33 empty] | annual rate | winter
[7 empty] | Jan | Feb | Mar | April | May | June | July | Aug | Sept | Oct | Nov | Dec | causes (e.g technical, subsidies, environmental, grid constraints... | Jan | Feb | Mar | April | May | June | July | Aug | Sept | Oct | Nov | Dec | % | number of days | minimum % of annual number of days
Nuclear |  | 2829.6373 | 6 | 0 | 0 | number of must run units | 6 | 6 | 6 | 6 | 6 | 6 | 6 | 6 | 6 | 6 | 6 | 6 | [13 empty] | 1.1558 | 18 | 3.5338 | 84.4 | 144.0588 | 144.0588 | 0 | 0 | 0 | 6
[6 empty] | % of installed capacity | 85 | 85 | 85 | 85 | 85 | 85 | 85 | 85 | 85 | 85 | 85 | 85
Hard coal | old 1 | 27.085 | 1 | 1 | 0.7975 | number of must run units | 0 | 0 | 0 | 0 | 0 | 0 | 0 | 0 | 0 | 0 | 0 | 0 | [13 empty] | 1.3699 | 27 | 0 | 1.83 | 32.502 | 81.255 | 0 | 0 | 0 | 1
[6 empty] | % of installed capacity | 0 | 0 | 0 | 0 | 0 | 0 | 0 | 0 | 0 | 0 | 0 | 0
| old 2 | 0 | 0 | 0 | 0 | number of must run units | 0 | 0 | 0 | 0 | 0 | 0 | 0 | 0 | 0 | 0 | 0 | 0 | [13 empty] | 10 | 27 | 15 |  |  |  | 0 | 0 |  | 0
[6 empty] | % of installed capacity | 0 | 0 | 0 | 0 | 0 | 0 | 0 | 0 | 0 | 0 | 0 | 0
| new | 263.441 | 3 | 0 | 0 | number of must run units | 0 | 0 | 0 | 0 | 0 | 0 | 0 | 0 | 0 | 0 | 0 | 0 | [13 empty] | 9.2569 | 27 | 0.16763 | 19.3179 | 277.9718 | 347.4647 | 0 | 0 | 0 | 3
[6 empty] | % of installed capacity | 0 | 0 | 0 | 0 | 0 | 0 | 0 | 0 | 0 | 0 | 0 | 0
| CCS | 0 | 0 | 0 | 0 | number of must run units | 0 | 0 | 0 | 0 | 0 | 0 | 0 | 0 | 0 | 0 | 0 | 0 | [13 empty] | 7.5 | 27 | 15 |  |  |  | 0 | 0 |  | 0
[6 empty] | % of installed capacity | 0 | 0 | 0 | 0 | 0 | 0 | 0 | 0 | 0 | 0 | 0 | 0
Lignite | old 1 | 18.514 | 1 | 1 | 1 | number of must run units | 0 | 0 | 0 | 0 | 0 | 0 | 0 | 0 | 0 | 0 | 0 | 0 | [13 empty] | 2.7 | 27 | 0 | 32.55 | 22.2168 | 55.542 | 0 | 0 | 0 | 1
[6 empty] | % of installed capacity | 0 | 0 | 0 | 0 | 0 | 0 | 0 | 0 | 0 | 0 | 0 | 0
| old 2 | 0 | 0 | 0 | 0 | number of must run units | 0 | 0 | 0 | 0 | 0 | 0 | 0 | 0 | 0 | 0 | 0 | 0 | [13 empty] | 10 | 27 | 15 |  |  |  | 0 | 0 |  | 0
[6 empty] | % of installed capacity | 0 | 0 | 0 | 0 | 0 | 0 | 0 | 0 | 0 | 0 | 0 | 0
| new | 66.375 | 2 | 1 | 0.15689 | number of must run units | 0 | 0 | 0 | 0 | 0 | 0 | 0 | 0 | 0 | 0 | 0 | 0 | [13 empty] | 8.4188 | 27 | 0 | 10.4337 | 47.8713 | 119.6784 | 0 | 0 | 0 | 2
[6 empty] | % of installed capacity | 0 | 0 | 0 | 0 | 0 | 0 | 0 | 0 | 0 | 0 | 0 | 0
| CCS | 0 | 0 | 0 | 0 | number of must run units | 0 | 0 | 0 | 0 | 0 | 0 | 0 | 0 | 0 | 0 | 0 | 0 | [13 empty] | 7.5 | 27 | 15 |  |  |  | 0 | 0 |  | 0
[6 empty] | % of installed capacity | 0 | 0 | 0 | 0 | 0 | 0 | 0 | 0 | 0 | 0 | 0 | 0
Gas | Conventional old 1 | 8.436 | 1 | 0 | 0 | number of must run units | 0 | 0 | 0 | 0 | 0 | 0 | 0 | 0 | 0 | 0 | 0 | 0 | [13 empty] | 8 | 27 | 0 | 20 | 75.924 | 75.924 | 0 | 0 | 0 | 1
[6 empty] | % of installed capacity | 0 | 0 | 0 | 0 | 0 | 0 | 0 | 0 | 0 | 0 | 0 | 0
| Conventional old 2 | 71.343 | 6 | 0 | 0 | number of must run units | 0 | 0 | 0 | 0 | 0 | 0 | 0 | 0 | 0 | 0 | 0 | 0 | [13 empty] | 5.6148 | 27 | 0 | 19.2054 | 148.6422 | 148.6422 | 0 | 0 | 0 | 6
[6 empty] | % of installed capacity | 0 | 0 | 0 | 0 | 0 | 0 | 0 | 0 | 0 | 0 | 0 | 0
| CCGT old 1 | 184.662 | 2 | 1 | 0.5367 | number of must run units | 0 | 0 | 0 | 0 | 0 | 0 | 0 | 0 | 0 | 0 | 0 | 0 | [13 empty] | 6.005 | 27 | 0 | 24.0582 | 127.458 | 318.6451 | 0 | 0 | 0 | 2
[6 empty] | % of installed capacity | 0 | 0 | 0 | 0 | 0 | 0 | 0 | 0 | 0 | 0 | 0 | 0
| CCGT old 2 | 0 | 0 | 0 | 0 | number of must run units | 0 | 0 | 0 | 0 | 0 | 0 | 0 | 0 | 0 | 0 | 0 | 0 | [13 empty] | 8 | 27 | 15 |  |  |  | 0 | 0 |  | 0
[6 empty] | % of installed capacity | 0 | 0 | 0 | 0 | 0 | 0 | 0 | 0 | 0 | 0 | 0 | 0
| CCGT new | 27.456 | 1 | 0 | 0 | number of must run units | 0 | 0 | 0 | 0 | 0 | 0 | 0 | 0 | 0 | 0 | 0 | 0 | [13 empty] | 0.685 | 27 | 0 | 16.67 | 65.8944 | 82.368 | 0 | 0 | 0 | 1
[6 empty] | % of installed capacity | 0 | 0 | 0 | 0 | 0 | 0 | 0 | 0 | 0 | 0 | 0 | 0
| CCGT CCS | 0 | 0 | 0 | 0 | number of must run units | 0 | 0 | 0 | 0 | 0 | 0 | 0 | 0 | 0 | 0 | 0 | 0 | [13 empty] | 5 | 27 | 15 |  |  |  | 0 | 0 |  | 0
[6 empty] | % of installed capacity | 0 | 0 | 0 | 0 | 0 | 0 | 0 | 0 | 0 | 0 | 0 | 0
| OCGT old | 0 | 0 | 0 | 0 | number of must run units | 0 | 0 | 0 | 0 | 0 | 0 | 0 | 0 | 0 | 0 | 0 | 0 | [13 empty] | 8 | 13 | 15 |  |  |  | 0 | 0 |  | 0
[6 empty] | % of installed capacity | 0 | 0 | 0 | 0 | 0 | 0 | 0 | 0 | 0 | 0 | 0 | 0
| OCGT new | 0 | 0 | 0 | 0 | number of must run units | 0 | 0 | 0 | 0 | 0 | 0 | 0 | 0 | 0 | 0 | 0 | 0 | [13 empty] | 5 | 13 | 15 |  |  |  | 0 | 0 |  | 0
[6 empty] | % of installed capacity | 0 | 0 | 0 | 0 | 0 | 0 | 0 | 0 | 0 | 0 | 0 | 0
Light oil |  | 0 | 0 | 0 | 0 | number of must run units | 0 | 0 | 0 | 0 | 0 | 0 | 0 | 0 | 0 | 0 | 0 | 0 | [13 empty] | 8 | 13 | 15 |  |  |  | 0 | 0 |  | 0
[6 empty] | % of installed capacity | 0 | 0 | 0 | 0 | 0 | 0 | 0 | 0 | 0 | 0 | 0 | 0
Heavy oil | old 1 | 133.278 | 1 | 0 | 0 | number of must run units | 0 | 0 | 0 | 0 | 0 | 0 | 0 | 0 | 0 | 0 | 0 | 0 | [13 empty] | 10 | 27 | 0 | 2 | 639.7344 | 639.7344 | 0 | 0 | 0 | 1
[6 empty] | % of installed capacity | 0 | 0 | 0 | 0 | 0 | 0 | 0 | 0 | 0 | 0 | 0 | 0
| old 2 | 0 | 0 | 0 | 0 | number of must run units | 0 | 0 | 0 | 0 | 0 | 0 | 0 | 0 | 0 | 0 | 0 | 0 | [13 empty] | 10 | 27 | 15 |  |  |  | 0 | 0 |  | 0
[6 empty] | % of installed capacity | 0 | 0 | 0 | 0 | 0 | 0 | 0 | 0 | 0 | 0 | 0 | 0
Oil shale | old | 0 | 0 | 0 | 0 | number of must run units | 0 | 0 | 0 | 0 | 0 | 0 | 0 | 0 | 0 | 0 | 0 | 0 | [13 empty] | 10 | 27 | 15 |  |  |  | 0 | 0 |  | 0
[6 empty] | % of installed capacity | 0 | 0 | 0 | 0 | 0 | 0 | 0 | 0 | 0 | 0 | 0 | 0
| new | 0 | 0 | 0 | 0 | number of must run units | 0 | 0 | 0 | 0 | 0 | 0 | 0 | 0 | 0 | 0 | 0 | 0 | [13 empty] | 7.5 | 27 | 15 |  |  |  | 0 | 0 |  | 0
[6 empty] | % of installed capacity | 0 | 0 | 0 | 0 | 0 | 0 | 0 | 0 | 0 | 0 | 0 | 0
Gas | CCGT present 1 | 545.564 | 3 | 0 | 0 | number of must run units | 0 | 0 | 0 | 0 | 0 | 0 | 0 | 0 | 0 | 0 | 0 | 0 | [13 empty] | 4.4605 | 19.4602 | 0 | 47.3789 | 784.1343 | 980.1679 | 0 | 0 | 0 | 3
[6 empty] | % of installed capacity | 0 | 0 | 0 | 0 | 0 | 0 | 0 | 0 | 0 | 0 | 0 | 0
| CCGT present 2 | 0 | 0 | 0 | 0 | number of must run units | 0 | 0 | 0 | 0 | 0 | 0 | 0 | 0 | 0 | 0 | 0 | 0 | [13 empty] | 5 | 27 | 15 |  |  |  | 0 | 0 |  | 0
[6 empty] | % of installed capacity | 0 | 0 | 0 | 0 | 0 | 0 | 0 | 0 | 0 | 0 | 0 | 0
Hydrogen | Fuel Cell | 0 | 0 | 0 | 0 | number of must run units | 0 | 0 | 0 | 0 | 0 | 0 | 0 | 0 | 0 | 0 | 0 | 0 | [13 empty] | 2.5 | 7 | 0 |  |  |  | 0 | 0 |  | 0
[6 empty] | % of installed capacity | 0 | 0 | 0 | 0 | 0 | 0 | 0 | 0 | 0 | 0 | 0 | 0
Hydrogen | CCGT | 0 | 0 | 0 | 0 | number of must run units | 0 | 0 | 0 | 0 | 0 | 0 | 0 | 0 | 0 | 0 | 0 | 0 | [13 empty] | 5 | 27 | 15 |  |  |  | 0 | 0 |  | 0
[6 empty] | % of installed capacity | 0 | 0 | 0 | 0 | 0 | 0 | 0 | 0 | 0 | 0 | 0 | 0
Hydrogen | OCGT | 0 | 0 | 0 | 0 | number of must run units | 0 | 0 | 0 | 0 | 0 | 0 | 0 | 0 | 0 | 0 | 0 | 0 | [13 empty] | 5 | 13 | 15 |  |  |  | 0 | 0 |  | 0
[6 empty] | % of installed capacity | 0 | 0 | 0 | 0 | 0 | 0 | 0 | 0 | 0 | 0 | 0 | 0

## Other Non-RES
ENTSO-E Market Modelling Database: Other non-RES
Country:
Market Node: | SK00
Year:
Climate year |  |  | N.B. use convention first January always Monday (2007 calendar year) --> see guidelines for further details
Scenario
|  | Price Band 1 | Price Band 2
| Installed capacity (MW) | 124.8717
| Number of units | 1
| PEMMDB type(s) | OtherNon-RES/Gas/CCGT old 2
Purpose
| Avg. Market Offer Price (€/MWh) | 0
| Avg. Efficiency Ratio | 0.48
| Avg. CO2 em. factor (ton/MWh) | 118.75
| Start climate year | 2035
| End climate year | 2035
Date | Hour | Available capacity (MW) | Available capacity (MW) | Available capacity (MW) | Available capacity (MW) | Available capacity (MW) | Available capacity (MW) | Available capacity (MW) | Available capacity (MW) | Available capacity (MW) | Available capacity (MW) | Available capacity (MW) | Available capacity (MW) | Available capacity (MW) | Available capacity (MW) | Available capacity (MW) | Available capacity (MW) | Available capacity (MW) | Available capacity (MW) | Available capacity (MW) | Available capacity (MW) | Available capacity (MW) | Available capacity (MW) | Available capacity (MW) | Available capacity (MW) | Available capacity (MW) | Available capacity (MW) | Available capacity (MW)
01.01. | 1 | 124.8717
01.01. | 2 | 124.8717
01.01. | 3 | 124.8717
01.01. | 4 | 124.8717
01.01. | 5 | 124.8717
01.01. | 6 | 124.8717
01.01. | 7 | 124.8717
01.01. | 8 | 124.8717
01.01. | 9 | 124.8717
01.01. | 10 | 124.8717
01.01. | 11 | 124.8717
01.01. | 12 | 124.8717
01.01. | 13 | 124.8717
01.01. | 14 | 124.8717
01.01. | 15 | 124.8717
01.01. | 16 | 124.8717
01.01. | 17 | 124.8717
01.01. | 18 | 124.8717
01.01. | 19 | 124.8717
01.01. | 20 | 124.8717
01.01. | 21 | 124.8717
01.01. | 22 | 124.8717
01.01. | 23 | 124.8717
01.01. | 24 | 124.8717
02.01. | 1 | 124.8717
02.01. | 2 | 124.8717
02.01. | 3 | 124.8717
02.01. | 4 | 124.8717
02.01. | 5 | 124.8717
02.01. | 6 | 124.8717
02.01. | 7 | 124.8717
02.01. | 8 | 124.8717
02.01. | 9 | 124.8717
02.01. | 10 | 124.8717
02.01. | 11 | 124.8717
02.01. | 12 | 124.8717
02.01. | 13 | 124.8717
02.01. | 14 | 124.8717
02.01. | 15 | 124.8717
02.01. | 16 | 124.8717
02.01. | 17 | 124.8717
02.01. | 18 | 124.8717
02.01. | 19 | 124.8717
02.01. | 20 | 124.8717
02.01. | 21 | 124.8717
02.01. | 22 | 124.8717
02.01. | 23 | 124.8717
02.01. | 24 | 124.8717
03.01. | 1 | 124.8717
03.01. | 2 | 124.8717
03.01. | 3 | 124.8717
03.01. | 4 | 124.8717
03.01. | 5 | 124.8717
03.01. | 6 | 124.8717
03.01. | 7 | 124.8717
03.01. | 8 | 124.8717
03.01. | 9 | 124.8717
03.01. | 10 | 124.8717
03.01. | 11 | 124.8717
03.01. | 12 | 124.8717
03.01. | 13 | 124.8717
03.01. | 14 | 124.8717
03.01. | 15 | 124.8717
03.01. | 16 | 124.8717
03.01. | 17 | 124.8717
03.01. | 18 | 124.8717
03.01. | 19 | 124.8717
03.01. | 20 | 124.8717
03.01. | 21 | 124.8717
03.01. | 22 | 124.8717
03.01. | 23 | 124.8717
03.01. | 24 | 124.8717
04.01. | 1 | 124.8717
04.01. | 2 | 124.8717
04.01. | 3 | 124.8717
04.01. | 4 | 124.8717
04.01. | 5 | 124.8717
04.01. | 6 | 124.8717
04.01. | 7 | 124.8717
04.01. | 8 | 124.8717
04.01. | 9 | 124.8717
04.01. | 10 | 124.8717
04.01. | 11 | 124.8717
04.01. | 12 | 124.8717
04.01. | 13 | 124.8717
04.01. | 14 | 124.8717
04.01. | 15 | 124.8717
04.01. | 16 | 124.8717
04.01. | 17 | 124.8717
04.01. | 18 | 124.8717
04.01. | 19 | 124.8717
04.01. | 20 | 124.8717
04.01. | 21 | 124.8717
04.01. | 22 | 124.8717
04.01. | 23 | 124.8717
04.01. | 24 | 124.8717
05.01. | 1 | 124.8717
05.01. | 2 | 124.8717
05.01. | 3 | 124.8717
05.01. | 4 | 124.8717
05.01. | 5 | 124.8717
05.01. | 6 | 124.8717
05.01. | 7 | 124.8717
05.01. | 8 | 124.8717
05.01. | 9 | 124.8717
05.01. | 10 | 124.8717
05.01. | 11 | 124.8717
05.01. | 12 | 124.8717
05.01. | 13 | 124.8717
05.01. | 14 | 124.8717
05.01. | 15 | 124.8717
05.01. | 16 | 124.8717
05.01. | 17 | 124.8717
05.01. | 18 | 124.8717
05.01. | 19 | 124.8717
05.01. | 20 | 124.8717
05.01. | 21 | 124.8717
05.01. | 22 | 124.8717
05.01. | 23 | 124.8717
05.01. | 24 | 124.8717
06.01. | 1 | 124.8717
06.01. | 2 | 124.8717
06.01. | 3 | 124.8717
06.01. | 4 | 124.8717
06.01. | 5 | 124.8717
06.01. | 6 | 124.8717
06.01. | 7 | 124.8717
06.01. | 8 | 124.8717
06.01. | 9 | 124.8717
06.01. | 10 | 124.8717
06.01. | 11 | 124.8717
06.01. | 12 | 124.8717
06.01. | 13 | 124.8717
06.01. | 14 | 124.8717
06.01. | 15 | 124.8717
06.01. | 16 | 124.8717
06.01. | 17 | 124.8717
06.01. | 18 | 124.8717
06.01. | 19 | 124.8717
06.01. | 20 | 124.8717
06.01. | 21 | 124.8717
06.01. | 22 | 124.8717
06.01. | 23 | 124.8717
06.01. | 24 | 124.8717
07.01. | 1 | 124.8717
07.01. | 2 | 124.8717
07.01. | 3 | 124.8717
07.01. | 4 | 124.8717
07.01. | 5 | 124.8717
07.01. | 6 | 124.8717
07.01. | 7 | 124.8717
07.01. | 8 | 124.8717
07.01. | 9 | 124.8717
07.01. | 10 | 124.8717
07.01. | 11 | 124.8717
07.01. | 12 | 124.8717
07.01. | 13 | 124.8717
07.01. | 14 | 124.8717
07.01. | 15 | 124.8717
07.01. | 16 | 124.8717
07.01. | 17 | 124.8717
07.01. | 18 | 124.8717
07.01. | 19 | 124.8717
07.01. | 20 | 124.8717
07.01. | 21 | 124.8717
07.01. | 22 | 124.8717
07.01. | 23 | 124.8717
07.01. | 24 | 124.8717
08.01. | 1 | 124.8717
08.01. | 2 | 124.8717
08.01. | 3 | 124.8717
08.01. | 4 | 124.8717
08.01. | 5 | 124.8717
08.01. | 6 | 124.8717
08.01. | 7 | 124.8717
08.01. | 8 | 124.8717
08.01. | 9 | 124.8717
08.01. | 10 | 124.8717
08.01. | 11 | 124.8717
08.01. | 12 | 124.8717
08.01. | 13 | 124.8717
08.01. | 14 | 124.8717
08.01. | 15 | 124.8717
08.01. | 16 | 124.8717
08.01. | 17 | 124.8717
08.01. | 18 | 124.8717
08.01. | 19 | 124.8717
08.01. | 20 | 124.8717
08.01. | 21 | 124.8717
08.01. | 22 | 124.8717
08.01. | 23 | 124.8717
08.01. | 24 | 124.8717
09.01. | 1 | 124.8717
09.01. | 2 | 124.8717
09.01. | 3 | 124.8717
09.01. | 4 | 124.8717
09.01. | 5 | 124.8717
09.01. | 6 | 124.8717
09.01. | 7 | 124.8717
09.01. | 8 | 124.8717
09.01. | 9 | 124.8717
09.01. | 10 | 124.8717
09.01. | 11 | 124.8717
09.01. | 12 | 124.8717
09.01. | 13 | 124.8717
09.01. | 14 | 124.8717
09.01. | 15 | 124.8717
09.01. | 16 | 124.8717
09.01. | 17 | 124.8717
09.01. | 18 | 124.8717
09.01. | 19 | 124.8717
09.01. | 20 | 124.8717
09.01. | 21 | 124.8717
09.01. | 22 | 124.8717
09.01. | 23 | 124.8717
09.01. | 24 | 124.8717
10.01. | 1 | 124.8717
10.01. | 2 | 124.8717
10.01. | 3 | 124.8717
10.01. | 4 | 124.8717
10.01. | 5 | 124.8717
10.01. | 6 | 124.8717
10.01. | 7 | 124.8717
10.01. | 8 | 124.8717
10.01. | 9 | 124.8717
10.01. | 10 | 124.8717
10.01. | 11 | 124.8717
10.01. | 12 | 124.8717
10.01. | 13 | 124.8717
10.01. | 14 | 124.8717
10.01. | 15 | 124.8717
10.01. | 16 | 124.8717
10.01. | 17 | 124.8717
10.01. | 18 | 124.8717
10.01. | 19 | 124.8717
10.01. | 20 | 124.8717
10.01. | 21 | 124.8717
10.01. | 22 | 124.8717
10.01. | 23 | 124.8717
10.01. | 24 | 124.8717
11.01. | 1 | 124.8717
11.01. | 2 | 124.8717
11.01. | 3 | 124.8717
11.01. | 4 | 124.8717
11.01. | 5 | 124.8717
11.01. | 6 | 124.8717
11.01. | 7 | 124.8717
11.01. | 8 | 124.8717
11.01. | 9 | 124.8717
11.01. | 10 | 124.8717
11.01. | 11 | 124.8717
11.01. | 12 | 124.8717
11.01. | 13 | 124.8717
11.01. | 14 | 124.8717
11.01. | 15 | 124.8717
11.01. | 16 | 124.8717
11.01. | 17 | 124.8717
11.01. | 18 | 124.8717
11.01. | 19 | 124.8717
11.01. | 20 | 124.8717
11.01. | 21 | 124.8717
11.01. | 22 | 124.8717
11.01. | 23 | 124.8717
11.01. | 24 | 124.8717
12.01. | 1 | 124.8717
12.01. | 2 | 124.8717
12.01. | 3 | 124.8717
12.01. | 4 | 124.8717
12.01. | 5 | 124.8717
12.01. | 6 | 124.8717
12.01. | 7 | 124.8717
12.01. | 8 | 124.8717
12.01. | 9 | 124.8717
12.01. | 10 | 124.8717
12.01. | 11 | 124.8717
12.01. | 12 | 124.8717
12.01. | 13 | 124.8717
12.01. | 14 | 124.8717
12.01. | 15 | 124.8717
12.01. | 16 | 124.8717
12.01. | 17 | 124.8717
12.01. | 18 | 124.8717
12.01. | 19 | 124.8717
12.01. | 20 | 124.8717
12.01. | 21 | 124.8717
12.01. | 22 | 124.8717
12.01. | 23 | 124.8717
12.01. | 24 | 124.8717
13.01. | 1 | 124.8717
13.01. | 2 | 124.8717
13.01. | 3 | 124.8717
13.01. | 4 | 124.8717
13.01. | 5 | 124.8717
13.01. | 6 | 124.8717
13.01. | 7 | 124.8717
13.01. | 8 | 124.8717
13.01. | 9 | 124.8717
13.01. | 10 | 124.8717
13.01. | 11 | 124.8717
13.01. | 12 | 124.8717
13.01. | 13 | 124.8717
13.01. | 14 | 124.8717
13.01. | 15 | 124.8717
13.01. | 16 | 124.8717
13.01. | 17 | 124.8717
13.01. | 18 | 124.8717
13.01. | 19 | 124.8717
13.01. | 20 | 124.8717
13.01. | 21 | 124.8717
13.01. | 22 | 124.8717
13.01. | 23 | 124.8717
13.01. | 24 | 124.8717
14.01. | 1 | 124.8717
14.01. | 2 | 124.8717
14.01. | 3 | 124.8717
14.01. | 4 | 124.8717
14.01. | 5 | 124.8717
14.01. | 6 | 124.8717
14.01. | 7 | 124.8717
14.01. | 8 | 124.8717
14.01. | 9 | 124.8717
14.01. | 10 | 124.8717
14.01. | 11 | 124.8717
14.01. | 12 | 124.8717
14.01. | 13 | 124.8717
14.01. | 14 | 124.8717
14.01. | 15 | 124.8717
14.01. | 16 | 124.8717
14.01. | 17 | 124.8717
14.01. | 18 | 124.8717
14.01. | 19 | 124.8717
14.01. | 20 | 124.8717
14.01. | 21 | 124.8717
14.01. | 22 | 124.8717
14.01. | 23 | 124.8717
14.01. | 24 | 124.8717
15.01. | 1 | 124.8717
15.01. | 2 | 124.8717
15.01. | 3 | 124.8717
15.01. | 4 | 124.8717
15.01. | 5 | 124.8717
15.01. | 6 | 124.8717
15.01. | 7 | 124.8717
15.01. | 8 | 124.8717
15.01. | 9 | 124.8717
15.01. | 10 | 124.8717
15.01. | 11 | 124.8717
15.01. | 12 | 124.8717
15.01. | 13 | 124.8717
15.01. | 14 | 124.8717
15.01. | 15 | 124.8717
15.01. | 16 | 124.8717
15.01. | 17 | 124.8717
15.01. | 18 | 124.8717
15.01. | 19 | 124.8717
15.01. | 20 | 124.8717
15.01. | 21 | 124.8717
15.01. | 22 | 124.8717
15.01. | 23 | 124.8717
15.01. | 24 | 124.8717
16.01. | 1 | 124.8717
16.01. | 2 | 124.8717
16.01. | 3 | 124.8717
16.01. | 4 | 124.8717
16.01. | 5 | 124.8717
16.01. | 6 | 124.8717
16.01. | 7 | 124.8717
16.01. | 8 | 124.8717
16.01. | 9 | 124.8717
16.01. | 10 | 124.8717
16.01. | 11 | 124.8717
16.01. | 12 | 124.8717
16.01. | 13 | 124.8717
16.01. | 14 | 124.8717
16.01. | 15 | 124.8717
16.01. | 16 | 124.8717
16.01. | 17 | 124.8717
16.01. | 18 | 124.8717
16.01. | 19 | 124.8717
16.01. | 20 | 124.8717
16.01. | 21 | 124.8717
16.01. | 22 | 124.8717
16.01. | 23 | 124.8717
16.01. | 24 | 124.8717
17.01. | 1 | 124.8717
17.01. | 2 | 124.8717
17.01. | 3 | 124.8717
17.01. | 4 | 124.8717
17.01. | 5 | 124.8717
17.01. | 6 | 124.8717
17.01. | 7 | 124.8717
17.01. | 8 | 124.8717
17.01. | 9 | 124.8717
17.01. | 10 | 124.8717
17.01. | 11 | 124.8717
17.01. | 12 | 124.8717
17.01. | 13 | 124.8717
17.01. | 14 | 124.8717
17.01. | 15 | 124.8717
17.01. | 16 | 124.8717
17.01. | 17 | 124.8717
17.01. | 18 | 124.8717
17.01. | 19 | 124.8717
17.01. | 20 | 124.8717
17.01. | 21 | 124.8717
17.01. | 22 | 124.8717
17.01. | 23 | 124.8717
17.01. | 24 | 124.8717
18.01. | 1 | 124.8717
18.01. | 2 | 124.8717
18.01. | 3 | 124.8717
18.01. | 4 | 124.8717
18.01. | 5 | 124.8717
18.01. | 6 | 124.8717
18.01. | 7 | 124.8717
18.01. | 8 | 124.8717
18.01. | 9 | 124.8717
18.01. | 10 | 124.8717
18.01. | 11 | 124.8717
18.01. | 12 | 124.8717
18.01. | 13 | 124.8717
18.01. | 14 | 124.8717
18.01. | 15 | 124.8717
18.01. | 16 | 124.8717
18.01. | 17 | 124.8717
18.01. | 18 | 124.8717
18.01. | 19 | 124.8717
18.01. | 20 | 124.8717
18.01. | 21 | 124.8717
18.01. | 22 | 124.8717
18.01. | 23 | 124.8717
18.01. | 24 | 124.8717
19.01. | 1 | 124.8717
19.01. | 2 | 124.8717
19.01. | 3 | 124.8717
19.01. | 4 | 124.8717
19.01. | 5 | 124.8717
19.01. | 6 | 124.8717
19.01. | 7 | 124.8717
19.01. | 8 | 124.8717
19.01. | 9 | 124.8717
19.01. | 10 | 124.8717
19.01. | 11 | 124.8717
19.01. | 12 | 124.8717
19.01. | 13 | 124.8717
19.01. | 14 | 124.8717
19.01. | 15 | 124.8717
19.01. | 16 | 124.8717
19.01. | 17 | 124.8717
19.01. | 18 | 124.8717
19.01. | 19 | 124.8717
19.01. | 20 | 124.8717
19.01. | 21 | 124.8717
19.01. | 22 | 124.8717
19.01. | 23 | 124.8717
19.01. | 24 | 124.8717
20.01. | 1 | 124.8717
20.01. | 2 | 124.8717
20.01. | 3 | 124.8717
20.01. | 4 | 124.8717
20.01. | 5 | 124.8717
20.01. | 6 | 124.8717
20.01. | 7 | 124.8717
20.01. | 8 | 124.8717
20.01. | 9 | 124.8717
20.01. | 10 | 124.8717
20.01. | 11 | 124.8717
20.01. | 12 | 124.8717
20.01. | 13 | 124.8717
20.01. | 14 | 124.8717
20.01. | 15 | 124.8717
20.01. | 16 | 124.8717
20.01. | 17 | 124.8717
20.01. | 18 | 124.8717
20.01. | 19 | 124.8717
20.01. | 20 | 124.8717
20.01. | 21 | 124.8717
20.01. | 22 | 124.8717
20.01. | 23 | 124.8717
20.01. | 24 | 124.8717
21.01. | 1 | 124.8717
21.01. | 2 | 124.8717
21.01. | 3 | 124.8717
21.01. | 4 | 124.8717
21.01. | 5 | 124.8717
21.01. | 6 | 124.8717
21.01. | 7 | 124.8717
21.01. | 8 | 124.8717
21.01. | 9 | 124.8717
21.01. | 10 | 124.8717
21.01. | 11 | 124.8717
21.01. | 12 | 124.8717
21.01. | 13 | 124.8717
21.01. | 14 | 124.8717
21.01. | 15 | 124.8717
21.01. | 16 | 124.8717
21.01. | 17 | 124.8717
21.01. | 18 | 124.8717
21.01. | 19 | 124.8717
21.01. | 20 | 124.8717
21.01. | 21 | 124.8717
21.01. | 22 | 124.8717
21.01. | 23 | 124.8717
21.01. | 24 | 124.8717
22.01. | 1 | 124.8717
22.01. | 2 | 124.8717
22.01. | 3 | 124.8717
22.01. | 4 | 124.8717
22.01. | 5 | 124.8717
22.01. | 6 | 124.8717
22.01. | 7 | 124.8717
22.01. | 8 | 124.8717
22.01. | 9 | 124.8717
22.01. | 10 | 124.8717
22.01. | 11 | 124.8717
22.01. | 12 | 124.8717
22.01. | 13 | 124.8717
22.01. | 14 | 124.8717
22.01. | 15 | 124.8717
22.01. | 16 | 124.8717
22.01. | 17 | 124.8717
22.01. | 18 | 124.8717
22.01. | 19 | 124.8717
22.01. | 20 | 124.8717
22.01. | 21 | 124.8717
22.01. | 22 | 124.8717
22.01. | 23 | 124.8717
22.01. | 24 | 124.8717
23.01. | 1 | 124.8717
23.01. | 2 | 124.8717
23.01. | 3 | 124.8717
23.01. | 4 | 124.8717
23.01. | 5 | 124.8717
23.01. | 6 | 124.8717
23.01. | 7 | 124.8717
23.01. | 8 | 124.8717
23.01. | 9 | 124.8717
23.01. | 10 | 124.8717
23.01. | 11 | 124.8717
23.01. | 12 | 124.8717
23.01. | 13 | 124.8717
23.01. | 14 | 124.8717
23.01. | 15 | 124.8717
23.01. | 16 | 124.8717
23.01. | 17 | 124.8717
23.01. | 18 | 124.8717
23.01. | 19 | 124.8717
23.01. | 20 | 124.8717
23.01. | 21 | 124.8717
23.01. | 22 | 124.8717
23.01. | 23 | 124.8717
23.01. | 24 | 124.8717
24.01. | 1 | 124.8717
24.01. | 2 | 124.8717
24.01. | 3 | 124.8717
24.01. | 4 | 124.8717
24.01. | 5 | 124.8717
24.01. | 6 | 124.8717
24.01. | 7 | 124.8717
24.01. | 8 | 124.8717
24.01. | 9 | 124.8717
24.01. | 10 | 124.8717
24.01. | 11 | 124.8717
24.01. | 12 | 124.8717
24.01. | 13 | 124.8717
24.01. | 14 | 124.8717
24.01. | 15 | 124.8717
24.01. | 16 | 124.8717
24.01. | 17 | 124.8717
24.01. | 18 | 124.8717
24.01. | 19 | 124.8717
24.01. | 20 | 124.8717
24.01. | 21 | 124.8717
24.01. | 22 | 124.8717
24.01. | 23 | 124.8717
24.01. | 24 | 124.8717
25.01. | 1 | 124.8717
25.01. | 2 | 124.8717
25.01. | 3 | 124.8717
25.01. | 4 | 124.8717
25.01. | 5 | 124.8717
25.01. | 6 | 124.8717
25.01. | 7 | 124.8717
25.01. | 8 | 124.8717
25.01. | 9 | 124.8717
25.01. | 10 | 124.8717
25.01. | 11 | 124.8717
25.01. | 12 | 124.8717
25.01. | 13 | 124.8717
25.01. | 14 | 124.8717
25.01. | 15 | 124.8717
25.01. | 16 | 124.8717
25.01. | 17 | 124.8717
25.01. | 18 | 124.8717
25.01. | 19 | 124.8717
25.01. | 20 | 124.8717
25.01. | 21 | 124.8717
25.01. | 22 | 124.8717
25.01. | 23 | 124.8717
25.01. | 24 | 124.8717
26.01. | 1 | 124.8717
26.01. | 2 | 124.8717
26.01. | 3 | 124.8717
26.01. | 4 | 124.8717
26.01. | 5 | 124.8717
26.01. | 6 | 124.8717
26.01. | 7 | 124.8717
26.01. | 8 | 124.8717
26.01. | 9 | 124.8717
26.01. | 10 | 124.8717
26.01. | 11 | 124.8717
26.01. | 12 | 124.8717
26.01. | 13 | 124.8717
26.01. | 14 | 124.8717
26.01. | 15 | 124.8717
26.01. | 16 | 124.8717
26.01. | 17 | 124.8717
26.01. | 18 | 124.8717
26.01. | 19 | 124.8717
26.01. | 20 | 124.8717
26.01. | 21 | 124.8717
26.01. | 22 | 124.8717
26.01. | 23 | 124.8717
26.01. | 24 | 124.8717
27.01. | 1 | 124.8717
27.01. | 2 | 124.8717
27.01. | 3 | 124.8717
27.01. | 4 | 124.8717
27.01. | 5 | 124.8717
27.01. | 6 | 124.8717
27.01. | 7 | 124.8717
27.01. | 8 | 124.8717
27.01. | 9 | 124.8717
27.01. | 10 | 124.8717
27.01. | 11 | 124.8717
27.01. | 12 | 124.8717
27.01. | 13 | 124.8717
27.01. | 14 | 124.8717
27.01. | 15 | 124.8717
27.01. | 16 | 124.8717
27.01. | 17 | 124.8717
27.01. | 18 | 124.8717
27.01. | 19 | 124.8717
27.01. | 20 | 124.8717
27.01. | 21 | 124.8717
27.01. | 22 | 124.8717
27.01. | 23 | 124.8717
27.01. | 24 | 124.8717
28.01. | 1 | 124.8717
28.01. | 2 | 124.8717
28.01. | 3 | 124.8717
28.01. | 4 | 124.8717
28.01. | 5 | 124.8717
28.01. | 6 | 124.8717
28.01. | 7 | 124.8717
28.01. | 8 | 124.8717
28.01. | 9 | 124.8717
28.01. | 10 | 124.8717
28.01. | 11 | 124.8717
28.01. | 12 | 124.8717
28.01. | 13 | 124.8717
28.01. | 14 | 124.8717
28.01. | 15 | 124.8717
28.01. | 16 | 124.8717
28.01. | 17 | 124.8717
28.01. | 18 | 124.8717
28.01. | 19 | 124.8717
28.01. | 20 | 124.8717
28.01. | 21 | 124.8717
28.01. | 22 | 124.8717
28.01. | 23 | 124.8717
28.01. | 24 | 124.8717
29.01. | 1 | 124.8717
29.01. | 2 | 124.8717
29.01. | 3 | 124.8717
29.01. | 4 | 124.8717
29.01. | 5 | 124.8717
29.01. | 6 | 124.8717
29.01. | 7 | 124.8717
29.01. | 8 | 124.8717
29.01. | 9 | 124.8717
29.01. | 10 | 124.8717
29.01. | 11 | 124.8717
29.01. | 12 | 124.8717
29.01. | 13 | 124.8717
29.01. | 14 | 124.8717
29.01. | 15 | 124.8717
29.01. | 16 | 124.8717
29.01. | 17 | 124.8717
29.01. | 18 | 124.8717
29.01. | 19 | 124.8717
29.01. | 20 | 124.8717
29.01. | 21 | 124.8717
29.01. | 22 | 124.8717
29.01. | 23 | 124.8717
29.01. | 24 | 124.8717
30.01. | 1 | 124.8717
30.01. | 2 | 124.8717
30.01. | 3 | 124.8717
30.01. | 4 | 124.8717
30.01. | 5 | 124.8717
30.01. | 6 | 124.8717
30.01. | 7 | 124.8717
30.01. | 8 | 124.8717
30.01. | 9 | 124.8717
30.01. | 10 | 124.8717
30.01. | 11 | 124.8717
30.01. | 12 | 124.8717
30.01. | 13 | 124.8717
30.01. | 14 | 124.8717
30.01. | 15 | 124.8717
30.01. | 16 | 124.8717
30.01. | 17 | 124.8717
30.01. | 18 | 124.8717
30.01. | 19 | 124.8717
30.01. | 20 | 124.8717
30.01. | 21 | 124.8717
30.01. | 22 | 124.8717
30.01. | 23 | 124.8717
30.01. | 24 | 124.8717
31.01. | 1 | 124.8717
31.01. | 2 | 124.8717
31.01. | 3 | 124.8717
31.01. | 4 | 124.8717
31.01. | 5 | 124.8717
31.01. | 6 | 124.8717
31.01. | 7 | 124.8717
31.01. | 8 | 124.8717
31.01. | 9 | 124.8717
31.01. | 10 | 124.8717
31.01. | 11 | 124.8717
31.01. | 12 | 124.8717
31.01. | 13 | 124.8717
31.01. | 14 | 124.8717
31.01. | 15 | 124.8717
31.01. | 16 | 124.8717
31.01. | 17 | 124.8717
31.01. | 18 | 124.8717
31.01. | 19 | 124.8717
31.01. | 20 | 124.8717
31.01. | 21 | 124.8717
31.01. | 22 | 124.8717
31.01. | 23 | 124.8717
31.01. | 24 | 124.8717
01.02. | 1 | 124.8717
01.02. | 2 | 124.8717
01.02. | 3 | 124.8717
01.02. | 4 | 124.8717
01.02. | 5 | 124.8717
01.02. | 6 | 124.8717
01.02. | 7 | 124.8717
01.02. | 8 | 124.8717
01.02. | 9 | 124.8717
01.02. | 10 | 124.8717
01.02. | 11 | 124.8717
01.02. | 12 | 124.8717
01.02. | 13 | 124.8717
01.02. | 14 | 124.8717
01.02. | 15 | 124.8717
01.02. | 16 | 124.8717
01.02. | 17 | 124.8717
01.02. | 18 | 124.8717
01.02. | 19 | 124.8717
01.02. | 20 | 124.8717
01.02. | 21 | 124.8717
01.02. | 22 | 124.8717
01.02. | 23 | 124.8717
01.02. | 24 | 124.8717
02.02. | 1 | 124.8717
02.02. | 2 | 124.8717
02.02. | 3 | 124.8717
02.02. | 4 | 124.8717
02.02. | 5 | 124.8717
02.02. | 6 | 124.8717
02.02. | 7 | 124.8717
02.02. | 8 | 124.8717
02.02. | 9 | 124.8717
02.02. | 10 | 124.8717
02.02. | 11 | 124.8717
02.02. | 12 | 124.8717
02.02. | 13 | 124.8717
02.02. | 14 | 124.8717
02.02. | 15 | 124.8717
02.02. | 16 | 124.8717
02.02. | 17 | 124.8717
02.02. | 18 | 124.8717
02.02. | 19 | 124.8717
02.02. | 20 | 124.8717
02.02. | 21 | 124.8717
02.02. | 22 | 124.8717
02.02. | 23 | 124.8717
02.02. | 24 | 124.8717
03.02. | 1 | 124.8717
03.02. | 2 | 124.8717
03.02. | 3 | 124.8717
03.02. | 4 | 124.8717
03.02. | 5 | 124.8717
03.02. | 6 | 124.8717
03.02. | 7 | 124.8717
03.02. | 8 | 124.8717
03.02. | 9 | 124.8717
03.02. | 10 | 124.8717
03.02. | 11 | 124.8717
03.02. | 12 | 124.8717
03.02. | 13 | 124.8717
03.02. | 14 | 124.8717
03.02. | 15 | 124.8717
03.02. | 16 | 124.8717
03.02. | 17 | 124.8717
03.02. | 18 | 124.8717
03.02. | 19 | 124.8717
03.02. | 20 | 124.8717
03.02. | 21 | 124.8717
03.02. | 22 | 124.8717
03.02. | 23 | 124.8717
03.02. | 24 | 124.8717
04.02. | 1 | 124.8717
04.02. | 2 | 124.8717
04.02. | 3 | 124.8717
04.02. | 4 | 124.8717
04.02. | 5 | 124.8717
04.02. | 6 | 124.8717
04.02. | 7 | 124.8717
04.02. | 8 | 124.8717
04.02. | 9 | 124.8717
04.02. | 10 | 124.8717
04.02. | 11 | 124.8717
04.02. | 12 | 124.8717
04.02. | 13 | 124.8717
04.02. | 14 | 124.8717
04.02. | 15 | 124.8717
04.02. | 16 | 124.8717
04.02. | 17 | 124.8717
04.02. | 18 | 124.8717
04.02. | 19 | 124.8717
04.02. | 20 | 124.8717
04.02. | 21 | 124.8717
04.02. | 22 | 124.8717
04.02. | 23 | 124.8717
04.02. | 24 | 124.8717
05.02. | 1 | 124.8717
05.02. | 2 | 124.8717
05.02. | 3 | 124.8717
05.02. | 4 | 124.8717
05.02. | 5 | 124.8717
05.02. | 6 | 124.8717
05.02. | 7 | 124.8717
05.02. | 8 | 124.8717
05.02. | 9 | 124.8717
05.02. | 10 | 124.8717
05.02. | 11 | 124.8717
05.02. | 12 | 124.8717
05.02. | 13 | 124.8717
05.02. | 14 | 124.8717
05.02. | 15 | 124.8717
05.02. | 16 | 124.8717
05.02. | 17 | 124.8717
05.02. | 18 | 124.8717
05.02. | 19 | 124.8717
05.02. | 20 | 124.8717
05.02. | 21 | 124.8717
05.02. | 22 | 124.8717
05.02. | 23 | 124.8717
05.02. | 24 | 124.8717
06.02. | 1 | 124.8717
06.02. | 2 | 124.8717
06.02. | 3 | 124.8717
06.02. | 4 | 124.8717
06.02. | 5 | 124.8717
06.02. | 6 | 124.8717
06.02. | 7 | 124.8717
06.02. | 8 | 124.8717
06.02. | 9 | 124.8717
06.02. | 10 | 124.8717
06.02. | 11 | 124.8717
06.02. | 12 | 124.8717
06.02. | 13 | 124.8717
06.02. | 14 | 124.8717
06.02. | 15 | 124.8717
06.02. | 16 | 124.8717
06.02. | 17 | 124.8717
06.02. | 18 | 124.8717
06.02. | 19 | 124.8717
06.02. | 20 | 124.8717
06.02. | 21 | 124.8717
06.02. | 22 | 124.8717
06.02. | 23 | 124.8717
06.02. | 24 | 124.8717
07.02. | 1 | 124.8717
07.02. | 2 | 124.8717
07.02. | 3 | 124.8717
07.02. | 4 | 124.8717
07.02. | 5 | 124.8717
07.02. | 6 | 124.8717
07.02. | 7 | 124.8717
07.02. | 8 | 124.8717
07.02. | 9 | 124.8717
07.02. | 10 | 124.8717
07.02. | 11 | 124.8717
07.02. | 12 | 124.8717
07.02. | 13 | 124.8717
07.02. | 14 | 124.8717
07.02. | 15 | 124.8717
07.02. | 16 | 124.8717
07.02. | 17 | 124.8717
07.02. | 18 | 124.8717
07.02. | 19 | 124.8717
07.02. | 20 | 124.8717
07.02. | 21 | 124.8717
07.02. | 22 | 124.8717
07.02. | 23 | 124.8717
07.02. | 24 | 124.8717
08.02. | 1 | 124.8717
08.02. | 2 | 124.8717
08.02. | 3 | 124.8717
08.02. | 4 | 124.8717
08.02. | 5 | 124.8717
08.02. | 6 | 124.8717
08.02. | 7 | 124.8717
08.02. | 8 | 124.8717
08.02. | 9 | 124.8717
08.02. | 10 | 124.8717
08.02. | 11 | 124.8717
08.02. | 12 | 124.8717
08.02. | 13 | 124.8717
08.02. | 14 | 124.8717
08.02. | 15 | 124.8717
08.02. | 16 | 124.8717
08.02. | 17 | 124.8717
08.02. | 18 | 124.8717
08.02. | 19 | 124.8717
08.02. | 20 | 124.8717
08.02. | 21 | 124.8717
08.02. | 22 | 124.8717
08.02. | 23 | 124.8717
08.02. | 24 | 124.8717
09.02. | 1 | 124.8717
09.02. | 2 | 124.8717
09.02. | 3 | 124.8717
09.02. | 4 | 124.8717
09.02. | 5 | 124.8717
09.02. | 6 | 124.8717
09.02. | 7 | 124.8717
09.02. | 8 | 124.8717
09.02. | 9 | 124.8717
09.02. | 10 | 124.8717
09.02. | 11 | 124.8717
09.02. | 12 | 124.8717
09.02. | 13 | 124.8717
09.02. | 14 | 124.8717
09.02. | 15 | 124.8717
09.02. | 16 | 124.8717
09.02. | 17 | 124.8717
09.02. | 18 | 124.8717
09.02. | 19 | 124.8717
09.02. | 20 | 124.8717
09.02. | 21 | 124.8717
09.02. | 22 | 124.8717
09.02. | 23 | 124.8717
09.02. | 24 | 124.8717
10.02. | 1 | 124.8717
10.02. | 2 | 124.8717
10.02. | 3 | 124.8717
10.02. | 4 | 124.8717
10.02. | 5 | 124.8717
10.02. | 6 | 124.8717
10.02. | 7 | 124.8717
10.02. | 8 | 124.8717
10.02. | 9 | 124.8717
10.02. | 10 | 124.8717
10.02. | 11 | 124.8717
10.02. | 12 | 124.8717
10.02. | 13 | 124.8717
10.02. | 14 | 124.8717
10.02. | 15 | 124.8717
10.02. | 16 | 124.8717
10.02. | 17 | 124.8717
10.02. | 18 | 124.8717
10.02. | 19 | 124.8717
10.02. | 20 | 124.8717
10.02. | 21 | 124.8717
10.02. | 22 | 124.8717
10.02. | 23 | 124.8717
10.02. | 24 | 124.8717
11.02. | 1 | 124.8717
11.02. | 2 | 124.8717
11.02. | 3 | 124.8717
11.02. | 4 | 124.8717
11.02. | 5 | 124.8717
11.02. | 6 | 124.8717
11.02. | 7 | 124.8717
11.02. | 8 | 124.8717
11.02. | 9 | 124.8717
11.02. | 10 | 124.8717
11.02. | 11 | 124.8717
11.02. | 12 | 124.8717
11.02. | 13 | 124.8717
11.02. | 14 | 124.8717
11.02. | 15 | 124.8717
11.02. | 16 | 124.8717
11.02. | 17 | 124.8717
11.02. | 18 | 124.8717
11.02. | 19 | 124.8717
11.02. | 20 | 124.8717
11.02. | 21 | 124.8717
11.02. | 22 | 124.8717
11.02. | 23 | 124.8717
11.02. | 24 | 124.8717
12.02. | 1 | 124.8717
12.02. | 2 | 124.8717
12.02. | 3 | 124.8717
12.02. | 4 | 124.8717
12.02. | 5 | 124.8717
12.02. | 6 | 124.8717
12.02. | 7 | 124.8717
12.02. | 8 | 124.8717
12.02. | 9 | 124.8717
12.02. | 10 | 124.8717
12.02. | 11 | 124.8717
12.02. | 12 | 124.8717
12.02. | 13 | 124.8717
12.02. | 14 | 124.8717
12.02. | 15 | 124.8717
12.02. | 16 | 124.8717
12.02. | 17 | 124.8717
12.02. | 18 | 124.8717
12.02. | 19 | 124.8717
12.02. | 20 | 124.8717
12.02. | 21 | 124.8717
12.02. | 22 | 124.8717
12.02. | 23 | 124.8717
12.02. | 24 | 124.8717
13.02. | 1 | 124.8717
13.02. | 2 | 124.8717
13.02. | 3 | 124.8717
13.02. | 4 | 124.8717
13.02. | 5 | 124.8717
13.02. | 6 | 124.8717
13.02. | 7 | 124.8717
13.02. | 8 | 124.8717
13.02. | 9 | 124.8717
13.02. | 10 | 124.8717
13.02. | 11 | 124.8717
13.02. | 12 | 124.8717
13.02. | 13 | 124.8717
13.02. | 14 | 124.8717
13.02. | 15 | 124.8717
13.02. | 16 | 124.8717
13.02. | 17 | 124.8717
13.02. | 18 | 124.8717
13.02. | 19 | 124.8717
13.02. | 20 | 124.8717
13.02. | 21 | 124.8717
13.02. | 22 | 124.8717
13.02. | 23 | 124.8717
13.02. | 24 | 124.8717
14.02. | 1 | 124.8717
14.02. | 2 | 124.8717
14.02. | 3 | 124.8717
14.02. | 4 | 124.8717
14.02. | 5 | 124.8717
14.02. | 6 | 124.8717
14.02. | 7 | 124.8717
14.02. | 8 | 124.8717
14.02. | 9 | 124.8717
14.02. | 10 | 124.8717
14.02. | 11 | 124.8717
14.02. | 12 | 124.8717
14.02. | 13 | 124.8717
14.02. | 14 | 124.8717
14.02. | 15 | 124.8717
14.02. | 16 | 124.8717
14.02. | 17 | 124.8717
14.02. | 18 | 124.8717
14.02. | 19 | 124.8717
14.02. | 20 | 124.8717
14.02. | 21 | 124.8717
14.02. | 22 | 124.8717
14.02. | 23 | 124.8717
14.02. | 24 | 124.8717
15.02. | 1 | 124.8717
15.02. | 2 | 124.8717
15.02. | 3 | 124.8717
15.02. | 4 | 124.8717
15.02. | 5 | 124.8717
15.02. | 6 | 124.8717
15.02. | 7 | 124.8717
15.02. | 8 | 124.8717
15.02. | 9 | 124.8717
15.02. | 10 | 124.8717
15.02. | 11 | 124.8717
15.02. | 12 | 124.8717
15.02. | 13 | 124.8717
15.02. | 14 | 124.8717
15.02. | 15 | 124.8717
15.02. | 16 | 124.8717
15.02. | 17 | 124.8717
15.02. | 18 | 124.8717
15.02. | 19 | 124.8717
15.02. | 20 | 124.8717
15.02. | 21 | 124.8717
15.02. | 22 | 124.8717
15.02. | 23 | 124.8717
15.02. | 24 | 124.8717
16.02. | 1 | 124.8717
16.02. | 2 | 124.8717
16.02. | 3 | 124.8717
16.02. | 4 | 124.8717
16.02. | 5 | 124.8717
16.02. | 6 | 124.8717
16.02. | 7 | 124.8717
16.02. | 8 | 124.8717
16.02. | 9 | 124.8717
16.02. | 10 | 124.8717
16.02. | 11 | 124.8717
16.02. | 12 | 124.8717
16.02. | 13 | 124.8717
16.02. | 14 | 124.8717
16.02. | 15 | 124.8717
16.02. | 16 | 124.8717
16.02. | 17 | 124.8717
16.02. | 18 | 124.8717
16.02. | 19 | 124.8717
16.02. | 20 | 124.8717
16.02. | 21 | 124.8717
16.02. | 22 | 124.8717
16.02. | 23 | 124.8717
16.02. | 24 | 124.8717
17.02. | 1 | 124.8717
17.02. | 2 | 124.8717
17.02. | 3 | 124.8717
17.02. | 4 | 124.8717
17.02. | 5 | 124.8717
17.02. | 6 | 124.8717
17.02. | 7 | 124.8717
17.02. | 8 | 124.8717
17.02. | 9 | 124.8717
17.02. | 10 | 124.8717
17.02. | 11 | 124.8717
17.02. | 12 | 124.8717
17.02. | 13 | 124.8717
17.02. | 14 | 124.8717
17.02. | 15 | 124.8717
17.02. | 16 | 124.8717
17.02. | 17 | 124.8717
17.02. | 18 | 124.8717
17.02. | 19 | 124.8717
17.02. | 20 | 124.8717
17.02. | 21 | 124.8717
17.02. | 22 | 124.8717
17.02. | 23 | 124.8717
17.02. | 24 | 124.8717
18.02. | 1 | 124.8717
18.02. | 2 | 124.8717
18.02. | 3 | 124.8717
18.02. | 4 | 124.8717
18.02. | 5 | 124.8717
18.02. | 6 | 124.8717
18.02. | 7 | 124.8717
18.02. | 8 | 124.8717
18.02. | 9 | 124.8717
18.02. | 10 | 124.8717
18.02. | 11 | 124.8717
18.02. | 12 | 124.8717
18.02. | 13 | 124.8717
18.02. | 14 | 124.8717
18.02. | 15 | 124.8717
18.02. | 16 | 124.8717
18.02. | 17 | 124.8717
18.02. | 18 | 124.8717
18.02. | 19 | 124.8717
18.02. | 20 | 124.8717
18.02. | 21 | 124.8717
18.02. | 22 | 124.8717
18.02. | 23 | 124.8717
18.02. | 24 | 124.8717
19.02. | 1 | 124.8717
19.02. | 2 | 124.8717
19.02. | 3 | 124.8717
19.02. | 4 | 124.8717
19.02. | 5 | 124.8717
19.02. | 6 | 124.8717
19.02. | 7 | 124.8717
19.02. | 8 | 124.8717
19.02. | 9 | 124.8717
19.02. | 10 | 124.8717
19.02. | 11 | 124.8717
19.02. | 12 | 124.8717
19.02. | 13 | 124.8717
19.02. | 14 | 124.8717
19.02. | 15 | 124.8717
19.02. | 16 | 124.8717
19.02. | 17 | 124.8717
19.02. | 18 | 124.8717
19.02. | 19 | 124.8717
19.02. | 20 | 124.8717
19.02. | 21 | 124.8717
19.02. | 22 | 124.8717
19.02. | 23 | 124.8717
19.02. | 24 | 124.8717
20.02. | 1 | 124.8717
20.02. | 2 | 124.8717
20.02. | 3 | 124.8717
20.02. | 4 | 124.8717
20.02. | 5 | 124.8717
20.02. | 6 | 124.8717
20.02. | 7 | 124.8717
20.02. | 8 | 124.8717
20.02. | 9 | 124.8717
20.02. | 10 | 124.8717
20.02. | 11 | 124.8717
20.02. | 12 | 124.8717
20.02. | 13 | 124.8717
20.02. | 14 | 124.8717
20.02. | 15 | 124.8717
20.02. | 16 | 124.8717
20.02. | 17 | 124.8717
20.02. | 18 | 124.8717
20.02. | 19 | 124.8717
20.02. | 20 | 124.8717
20.02. | 21 | 124.8717
20.02. | 22 | 124.8717
20.02. | 23 | 124.8717
20.02. | 24 | 124.8717
21.02. | 1 | 124.8717
21.02. | 2 | 124.8717
21.02. | 3 | 124.8717
21.02. | 4 | 124.8717
21.02. | 5 | 124.8717
21.02. | 6 | 124.8717
21.02. | 7 | 124.8717
21.02. | 8 | 124.8717
21.02. | 9 | 124.8717
21.02. | 10 | 124.8717
21.02. | 11 | 124.8717
21.02. | 12 | 124.8717
21.02. | 13 | 124.8717
21.02. | 14 | 124.8717
21.02. | 15 | 124.8717
21.02. | 16 | 124.8717
21.02. | 17 | 124.8717
21.02. | 18 | 124.8717
21.02. | 19 | 124.8717
21.02. | 20 | 124.8717
21.02. | 21 | 124.8717
21.02. | 22 | 124.8717
21.02. | 23 | 124.8717
21.02. | 24 | 124.8717
22.02. | 1 | 124.8717
22.02. | 2 | 124.8717
22.02. | 3 | 124.8717
22.02. | 4 | 124.8717
22.02. | 5 | 124.8717
22.02. | 6 | 124.8717
22.02. | 7 | 124.8717
22.02. | 8 | 124.8717
22.02. | 9 | 124.8717
22.02. | 10 | 124.8717
22.02. | 11 | 124.8717
22.02. | 12 | 124.8717
22.02. | 13 | 124.8717
22.02. | 14 | 124.8717
22.02. | 15 | 124.8717
22.02. | 16 | 124.8717
22.02. | 17 | 124.8717
22.02. | 18 | 124.8717
22.02. | 19 | 124.8717
22.02. | 20 | 124.8717
22.02. | 21 | 124.8717
22.02. | 22 | 124.8717
22.02. | 23 | 124.8717
22.02. | 24 | 124.8717
23.02. | 1 | 124.8717
23.02. | 2 | 124.8717
23.02. | 3 | 124.8717
23.02. | 4 | 124.8717
23.02. | 5 | 124.8717
23.02. | 6 | 124.8717
23.02. | 7 | 124.8717
23.02. | 8 | 124.8717
23.02. | 9 | 124.8717
23.02. | 10 | 124.8717
23.02. | 11 | 124.8717
23.02. | 12 | 124.8717
23.02. | 13 | 124.8717
23.02. | 14 | 124.8717
23.02. | 15 | 124.8717
23.02. | 16 | 124.8717
23.02. | 17 | 124.8717
23.02. | 18 | 124.8717
23.02. | 19 | 124.8717
23.02. | 20 | 124.8717
23.02. | 21 | 124.8717
23.02. | 22 | 124.8717
23.02. | 23 | 124.8717
23.02. | 24 | 124.8717
24.02. | 1 | 124.8717
24.02. | 2 | 124.8717
24.02. | 3 | 124.8717
24.02. | 4 | 124.8717
24.02. | 5 | 124.8717
24.02. | 6 | 124.8717
24.02. | 7 | 124.8717
24.02. | 8 | 124.8717
24.02. | 9 | 124.8717
24.02. | 10 | 124.8717
24.02. | 11 | 124.8717
24.02. | 12 | 124.8717
24.02. | 13 | 124.8717
24.02. | 14 | 124.8717
24.02. | 15 | 124.8717
24.02. | 16 | 124.8717
24.02. | 17 | 124.8717
24.02. | 18 | 124.8717
24.02. | 19 | 124.8717
24.02. | 20 | 124.8717
24.02. | 21 | 124.8717
24.02. | 22 | 124.8717
24.02. | 23 | 124.8717
24.02. | 24 | 124.8717
25.02. | 1 | 124.8717
25.02. | 2 | 124.8717
25.02. | 3 | 124.8717
25.02. | 4 | 124.8717
25.02. | 5 | 124.8717
25.02. | 6 | 124.8717
25.02. | 7 | 124.8717
25.02. | 8 | 124.8717
25.02. | 9 | 124.8717
25.02. | 10 | 124.8717
25.02. | 11 | 124.8717
25.02. | 12 | 124.8717
25.02. | 13 | 124.8717
25.02. | 14 | 124.8717
25.02. | 15 | 124.8717
25.02. | 16 | 124.8717
25.02. | 17 | 124.8717
25.02. | 18 | 124.8717
25.02. | 19 | 124.8717
25.02. | 20 | 124.8717
25.02. | 21 | 124.8717
25.02. | 22 | 124.8717
25.02. | 23 | 124.8717
25.02. | 24 | 124.8717
26.02. | 1 | 124.8717
26.02. | 2 | 124.8717
26.02. | 3 | 124.8717
26.02. | 4 | 124.8717
26.02. | 5 | 124.8717
26.02. | 6 | 124.8717
26.02. | 7 | 124.8717
26.02. | 8 | 124.8717
26.02. | 9 | 124.8717
26.02. | 10 | 124.8717
26.02. | 11 | 124.8717
26.02. | 12 | 124.8717
26.02. | 13 | 124.8717
26.02. | 14 | 124.8717
26.02. | 15 | 124.8717
26.02. | 16 | 124.8717
26.02. | 17 | 124.8717
26.02. | 18 | 124.8717
26.02. | 19 | 124.8717
26.02. | 20 | 124.8717
26.02. | 21 | 124.8717
26.02. | 22 | 124.8717
26.02. | 23 | 124.8717
26.02. | 24 | 124.8717
27.02. | 1 | 124.8717
27.02. | 2 | 124.8717
27.02. | 3 | 124.8717
27.02. | 4 | 124.8717
27.02. | 5 | 124.8717
27.02. | 6 | 124.8717
27.02. | 7 | 124.8717
27.02. | 8 | 124.8717
27.02. | 9 | 124.8717
27.02. | 10 | 124.8717
27.02. | 11 | 124.8717
27.02. | 12 | 124.8717
27.02. | 13 | 124.8717
27.02. | 14 | 124.8717
27.02. | 15 | 124.8717
27.02. | 16 | 124.8717
27.02. | 17 | 124.8717
27.02. | 18 | 124.8717
27.02. | 19 | 124.8717
27.02. | 20 | 124.8717
27.02. | 21 | 124.8717
27.02. | 22 | 124.8717
27.02. | 23 | 124.8717
27.02. | 24 | 124.8717
28.02. | 1 | 124.8717
28.02. | 2 | 124.8717
28.02. | 3 | 124.8717
28.02. | 4 | 124.8717
28.02. | 5 | 124.8717
28.02. | 6 | 124.8717
28.02. | 7 | 124.8717
28.02. | 8 | 124.8717
28.02. | 9 | 124.8717
28.02. | 10 | 124.8717
28.02. | 11 | 124.8717
28.02. | 12 | 124.8717
28.02. | 13 | 124.8717
28.02. | 14 | 124.8717
28.02. | 15 | 124.8717
28.02. | 16 | 124.8717
28.02. | 17 | 124.8717
28.02. | 18 | 124.8717
28.02. | 19 | 124.8717
28.02. | 20 | 124.8717
28.02. | 21 | 124.8717
28.02. | 22 | 124.8717
28.02. | 23 | 124.8717
28.02. | 24 | 124.8717
01.03. | 1 | 124.8717
01.03. | 2 | 124.8717
01.03. | 3 | 124.8717
01.03. | 4 | 124.8717
01.03. | 5 | 124.8717
01.03. | 6 | 124.8717
01.03. | 7 | 124.8717
01.03. | 8 | 124.8717
01.03. | 9 | 124.8717
01.03. | 10 | 124.8717
01.03. | 11 | 124.8717
01.03. | 12 | 124.8717
01.03. | 13 | 124.8717
01.03. | 14 | 124.8717
01.03. | 15 | 124.8717
01.03. | 16 | 124.8717
01.03. | 17 | 124.8717
01.03. | 18 | 124.8717
01.03. | 19 | 124.8717
01.03. | 20 | 124.8717
01.03. | 21 | 124.8717
01.03. | 22 | 124.8717
01.03. | 23 | 124.8717
01.03. | 24 | 124.8717
02.03. | 1 | 124.8717
02.03. | 2 | 124.8717
02.03. | 3 | 124.8717
02.03. | 4 | 124.8717
02.03. | 5 | 124.8717
02.03. | 6 | 124.8717
02.03. | 7 | 124.8717
02.03. | 8 | 124.8717
02.03. | 9 | 124.8717
02.03. | 10 | 124.8717
02.03. | 11 | 124.8717
02.03. | 12 | 124.8717
02.03. | 13 | 124.8717
02.03. | 14 | 124.8717
02.03. | 15 | 124.8717
02.03. | 16 | 124.8717
02.03. | 17 | 124.8717
02.03. | 18 | 124.8717
02.03. | 19 | 124.8717
02.03. | 20 | 124.8717
02.03. | 21 | 124.8717
02.03. | 22 | 124.8717
02.03. | 23 | 124.8717
02.03. | 24 | 124.8717
03.03. | 1 | 124.8717
03.03. | 2 | 124.8717
03.03. | 3 | 124.8717
03.03. | 4 | 124.8717
03.03. | 5 | 124.8717
03.03. | 6 | 124.8717
03.03. | 7 | 124.8717
03.03. | 8 | 124.8717
03.03. | 9 | 124.8717
03.03. | 10 | 124.8717
03.03. | 11 | 124.8717
03.03. | 12 | 124.8717
03.03. | 13 | 124.8717
03.03. | 14 | 124.8717
03.03. | 15 | 124.8717
03.03. | 16 | 124.8717
03.03. | 17 | 124.8717
03.03. | 18 | 124.8717
03.03. | 19 | 124.8717
03.03. | 20 | 124.8717
03.03. | 21 | 124.8717
03.03. | 22 | 124.8717
03.03. | 23 | 124.8717
03.03. | 24 | 124.8717
04.03. | 1 | 124.8717
04.03. | 2 | 124.8717
04.03. | 3 | 124.8717
04.03. | 4 | 124.8717
04.03. | 5 | 124.8717
04.03. | 6 | 124.8717
04.03. | 7 | 124.8717
04.03. | 8 | 124.8717
04.03. | 9 | 124.8717
04.03. | 10 | 124.8717
04.03. | 11 | 124.8717
04.03. | 12 | 124.8717
04.03. | 13 | 124.8717
04.03. | 14 | 124.8717
04.03. | 15 | 124.8717
04.03. | 16 | 124.8717
04.03. | 17 | 124.8717
04.03. | 18 | 124.8717
04.03. | 19 | 124.8717
04.03. | 20 | 124.8717
04.03. | 21 | 124.8717
04.03. | 22 | 124.8717
04.03. | 23 | 124.8717
04.03. | 24 | 124.8717
05.03. | 1 | 124.8717
05.03. | 2 | 124.8717
05.03. | 3 | 124.8717
05.03. | 4 | 124.8717
05.03. | 5 | 124.8717
05.03. | 6 | 124.8717
05.03. | 7 | 124.8717
05.03. | 8 | 124.8717
05.03. | 9 | 124.8717
05.03. | 10 | 124.8717
05.03. | 11 | 124.8717
05.03. | 12 | 124.8717
05.03. | 13 | 124.8717
05.03. | 14 | 124.8717
05.03. | 15 | 124.8717
05.03. | 16 | 124.8717
05.03. | 17 | 124.8717
05.03. | 18 | 124.8717
05.03. | 19 | 124.8717
05.03. | 20 | 124.8717
05.03. | 21 | 124.8717
05.03. | 22 | 124.8717
05.03. | 23 | 124.8717
05.03. | 24 | 124.8717
06.03. | 1 | 124.8717
06.03. | 2 | 124.8717
06.03. | 3 | 124.8717
06.03. | 4 | 124.8717
06.03. | 5 | 124.8717
06.03. | 6 | 124.8717
06.03. | 7 | 124.8717
06.03. | 8 | 124.8717
06.03. | 9 | 124.8717
06.03. | 10 | 124.8717
06.03. | 11 | 124.8717
06.03. | 12 | 124.8717
06.03. | 13 | 124.8717
06.03. | 14 | 124.8717
06.03. | 15 | 124.8717
06.03. | 16 | 124.8717
06.03. | 17 | 124.8717
06.03. | 18 | 124.8717
06.03. | 19 | 124.8717
06.03. | 20 | 124.8717
06.03. | 21 | 124.8717
06.03. | 22 | 124.8717
06.03. | 23 | 124.8717
06.03. | 24 | 124.8717
07.03. | 1 | 124.8717
07.03. | 2 | 124.8717
07.03. | 3 | 124.8717
07.03. | 4 | 124.8717
07.03. | 5 | 124.8717
07.03. | 6 | 124.8717
07.03. | 7 | 124.8717
07.03. | 8 | 124.8717
07.03. | 9 | 124.8717
07.03. | 10 | 124.8717
07.03. | 11 | 124.8717
07.03. | 12 | 124.8717
07.03. | 13 | 124.8717
07.03. | 14 | 124.8717
07.03. | 15 | 124.8717
07.03. | 16 | 124.8717
07.03. | 17 | 124.8717
07.03. | 18 | 124.8717
07.03. | 19 | 124.8717
07.03. | 20 | 124.8717
07.03. | 21 | 124.8717
07.03. | 22 | 124.8717
07.03. | 23 | 124.8717
07.03. | 24 | 124.8717
08.03. | 1 | 124.8717
08.03. | 2 | 124.8717
08.03. | 3 | 124.8717
08.03. | 4 | 124.8717
08.03. | 5 | 124.8717
08.03. | 6 | 124.8717
08.03. | 7 | 124.8717
08.03. | 8 | 124.8717
08.03. | 9 | 124.8717
08.03. | 10 | 124.8717
08.03. | 11 | 124.8717
08.03. | 12 | 124.8717
08.03. | 13 | 124.8717
08.03. | 14 | 124.8717
08.03. | 15 | 124.8717
08.03. | 16 | 124.8717
08.03. | 17 | 124.8717
08.03. | 18 | 124.8717
08.03. | 19 | 124.8717
08.03. | 20 | 124.8717
08.03. | 21 | 124.8717
08.03. | 22 | 124.8717
08.03. | 23 | 124.8717
08.03. | 24 | 124.8717
09.03. | 1 | 124.8717
09.03. | 2 | 124.8717
09.03. | 3 | 124.8717
09.03. | 4 | 124.8717
09.03. | 5 | 124.8717
09.03. | 6 | 124.8717
09.03. | 7 | 124.8717
09.03. | 8 | 124.8717
09.03. | 9 | 124.8717
09.03. | 10 | 124.8717
09.03. | 11 | 124.8717
09.03. | 12 | 124.8717
09.03. | 13 | 124.8717
09.03. | 14 | 124.8717
09.03. | 15 | 124.8717
09.03. | 16 | 124.8717
09.03. | 17 | 124.8717
09.03. | 18 | 124.8717
09.03. | 19 | 124.8717
09.03. | 20 | 124.8717
09.03. | 21 | 124.8717
09.03. | 22 | 124.8717
09.03. | 23 | 124.8717
09.03. | 24 | 124.8717
10.03. | 1 | 124.8717
10.03. | 2 | 124.8717
10.03. | 3 | 124.8717
10.03. | 4 | 124.8717
10.03. | 5 | 124.8717
10.03. | 6 | 124.8717
10.03. | 7 | 124.8717
10.03. | 8 | 124.8717
10.03. | 9 | 124.8717
10.03. | 10 | 124.8717
10.03. | 11 | 124.8717
10.03. | 12 | 124.8717
10.03. | 13 | 124.8717
10.03. | 14 | 124.8717
10.03. | 15 | 124.8717
10.03. | 16 | 124.8717
10.03. | 17 | 124.8717
10.03. | 18 | 124.8717
10.03. | 19 | 124.8717
10.03. | 20 | 124.8717
10.03. | 21 | 124.8717
10.03. | 22 | 124.8717
10.03. | 23 | 124.8717
10.03. | 24 | 124.8717
11.03. | 1 | 124.8717
11.03. | 2 | 124.8717
11.03. | 3 | 124.8717
11.03. | 4 | 124.8717
11.03. | 5 | 124.8717
11.03. | 6 | 124.8717
11.03. | 7 | 124.8717
11.03. | 8 | 124.8717
11.03. | 9 | 124.8717
11.03. | 10 | 124.8717
11.03. | 11 | 124.8717
11.03. | 12 | 124.8717
11.03. | 13 | 124.8717
11.03. | 14 | 124.8717
11.03. | 15 | 124.8717
11.03. | 16 | 124.8717
11.03. | 17 | 124.8717
11.03. | 18 | 124.8717
11.03. | 19 | 124.8717
11.03. | 20 | 124.8717
11.03. | 21 | 124.8717
11.03. | 22 | 124.8717
11.03. | 23 | 124.8717
11.03. | 24 | 124.8717
12.03. | 1 | 124.8717
12.03. | 2 | 124.8717
12.03. | 3 | 124.8717
12.03. | 4 | 124.8717
12.03. | 5 | 124.8717
12.03. | 6 | 124.8717
12.03. | 7 | 124.8717
12.03. | 8 | 124.8717
12.03. | 9 | 124.8717
12.03. | 10 | 124.8717
12.03. | 11 | 124.8717
12.03. | 12 | 124.8717
12.03. | 13 | 124.8717
12.03. | 14 | 124.8717
12.03. | 15 | 124.8717
12.03. | 16 | 124.8717
12.03. | 17 | 124.8717
12.03. | 18 | 124.8717
12.03. | 19 | 124.8717
12.03. | 20 | 124.8717
12.03. | 21 | 124.8717
12.03. | 22 | 124.8717
12.03. | 23 | 124.8717
12.03. | 24 | 124.8717
13.03. | 1 | 124.8717
13.03. | 2 | 124.8717
13.03. | 3 | 124.8717
13.03. | 4 | 124.8717
13.03. | 5 | 124.8717
13.03. | 6 | 124.8717
13.03. | 7 | 124.8717
13.03. | 8 | 124.8717
13.03. | 9 | 124.8717
13.03. | 10 | 124.8717
13.03. | 11 | 124.8717
13.03. | 12 | 124.8717
13.03. | 13 | 124.8717
13.03. | 14 | 124.8717
13.03. | 15 | 124.8717
13.03. | 16 | 124.8717
13.03. | 17 | 124.8717
13.03. | 18 | 124.8717
13.03. | 19 | 124.8717
13.03. | 20 | 124.8717
13.03. | 21 | 124.8717
13.03. | 22 | 124.8717
13.03. | 23 | 124.8717
13.03. | 24 | 124.8717
14.03. | 1 | 124.8717
14.03. | 2 | 124.8717
14.03. | 3 | 124.8717
14.03. | 4 | 124.8717
14.03. | 5 | 124.8717
14.03. | 6 | 124.8717
14.03. | 7 | 124.8717
14.03. | 8 | 124.8717
14.03. | 9 | 124.8717
14.03. | 10 | 124.8717
14.03. | 11 | 124.8717
14.03. | 12 | 124.8717
14.03. | 13 | 124.8717
14.03. | 14 | 124.8717
14.03. | 15 | 124.8717
14.03. | 16 | 124.8717
14.03. | 17 | 124.8717
14.03. | 18 | 124.8717
14.03. | 19 | 124.8717
14.03. | 20 | 124.8717
14.03. | 21 | 124.8717
14.03. | 22 | 124.8717
14.03. | 23 | 124.8717
14.03. | 24 | 124.8717
15.03. | 1 | 124.8717
15.03. | 2 | 124.8717
15.03. | 3 | 124.8717
15.03. | 4 | 124.8717
15.03. | 5 | 124.8717
15.03. | 6 | 124.8717
15.03. | 7 | 124.8717
15.03. | 8 | 124.8717
15.03. | 9 | 124.8717
15.03. | 10 | 124.8717
15.03. | 11 | 124.8717
15.03. | 12 | 124.8717
15.03. | 13 | 124.8717
15.03. | 14 | 124.8717
15.03. | 15 | 124.8717
15.03. | 16 | 124.8717
15.03. | 17 | 124.8717
15.03. | 18 | 124.8717
15.03. | 19 | 124.8717
15.03. | 20 | 124.8717
15.03. | 21 | 124.8717
15.03. | 22 | 124.8717
15.03. | 23 | 124.8717
15.03. | 24 | 124.8717
16.03. | 1 | 124.8717
16.03. | 2 | 124.8717
16.03. | 3 | 124.8717
16.03. | 4 | 124.8717
16.03. | 5 | 124.8717
16.03. | 6 | 124.8717
16.03. | 7 | 124.8717
16.03. | 8 | 124.8717
16.03. | 9 | 124.8717
16.03. | 10 | 124.8717
16.03. | 11 | 124.8717
16.03. | 12 | 124.8717
16.03. | 13 | 124.8717
16.03. | 14 | 124.8717
16.03. | 15 | 124.8717
16.03. | 16 | 124.8717
16.03. | 17 | 124.8717
16.03. | 18 | 124.8717
16.03. | 19 | 124.8717
16.03. | 20 | 124.8717
16.03. | 21 | 124.8717
16.03. | 22 | 124.8717
16.03. | 23 | 124.8717
16.03. | 24 | 124.8717
17.03. | 1 | 124.8717
17.03. | 2 | 124.8717
17.03. | 3 | 124.8717
17.03. | 4 | 124.8717
17.03. | 5 | 124.8717
17.03. | 6 | 124.8717
17.03. | 7 | 124.8717
17.03. | 8 | 124.8717
17.03. | 9 | 124.8717
17.03. | 10 | 124.8717
17.03. | 11 | 124.8717
17.03. | 12 | 124.8717
17.03. | 13 | 124.8717
17.03. | 14 | 124.8717
17.03. | 15 | 124.8717
17.03. | 16 | 124.8717
17.03. | 17 | 124.8717
17.03. | 18 | 124.8717
17.03. | 19 | 124.8717
17.03. | 20 | 124.8717
17.03. | 21 | 124.8717
17.03. | 22 | 124.8717
17.03. | 23 | 124.8717
17.03. | 24 | 124.8717
18.03. | 1 | 124.8717
18.03. | 2 | 124.8717
18.03. | 3 | 124.8717
18.03. | 4 | 124.8717
18.03. | 5 | 124.8717
18.03. | 6 | 124.8717
18.03. | 7 | 124.8717
18.03. | 8 | 124.8717
18.03. | 9 | 124.8717
18.03. | 10 | 124.8717
18.03. | 11 | 124.8717
18.03. | 12 | 124.8717
18.03. | 13 | 124.8717
18.03. | 14 | 124.8717
18.03. | 15 | 124.8717
18.03. | 16 | 124.8717
18.03. | 17 | 124.8717
18.03. | 18 | 124.8717
18.03. | 19 | 124.8717
18.03. | 20 | 124.8717
18.03. | 21 | 124.8717
18.03. | 22 | 124.8717
18.03. | 23 | 124.8717
18.03. | 24 | 124.8717
19.03. | 1 | 124.8717
19.03. | 2 | 124.8717
19.03. | 3 | 124.8717
19.03. | 4 | 124.8717
19.03. | 5 | 124.8717
19.03. | 6 | 124.8717
19.03. | 7 | 124.8717
19.03. | 8 | 124.8717
19.03. | 9 | 124.8717
19.03. | 10 | 124.8717
19.03. | 11 | 124.8717
19.03. | 12 | 124.8717
19.03. | 13 | 124.8717
19.03. | 14 | 124.8717
19.03. | 15 | 124.8717
19.03. | 16 | 124.8717
19.03. | 17 | 124.8717
19.03. | 18 | 124.8717
19.03. | 19 | 124.8717
19.03. | 20 | 124.8717
19.03. | 21 | 124.8717
19.03. | 22 | 124.8717
19.03. | 23 | 124.8717
19.03. | 24 | 124.8717
20.03. | 1 | 124.8717
20.03. | 2 | 124.8717
20.03. | 3 | 124.8717
20.03. | 4 | 124.8717
20.03. | 5 | 124.8717
20.03. | 6 | 124.8717
20.03. | 7 | 124.8717
20.03. | 8 | 124.8717
20.03. | 9 | 124.8717
20.03. | 10 | 124.8717
20.03. | 11 | 124.8717
20.03. | 12 | 124.8717
20.03. | 13 | 124.8717
20.03. | 14 | 124.8717
20.03. | 15 | 124.8717
20.03. | 16 | 124.8717
20.03. | 17 | 124.8717
20.03. | 18 | 124.8717
20.03. | 19 | 124.8717
20.03. | 20 | 124.8717
20.03. | 21 | 124.8717
20.03. | 22 | 124.8717
20.03. | 23 | 124.8717
20.03. | 24 | 124.8717
21.03. | 1 | 124.8717
21.03. | 2 | 124.8717
21.03. | 3 | 124.8717
21.03. | 4 | 124.8717
21.03. | 5 | 124.8717
21.03. | 6 | 124.8717
21.03. | 7 | 124.8717
21.03. | 8 | 124.8717
21.03. | 9 | 124.8717
21.03. | 10 | 124.8717
21.03. | 11 | 124.8717
21.03. | 12 | 124.8717
21.03. | 13 | 124.8717
21.03. | 14 | 124.8717
21.03. | 15 | 124.8717
21.03. | 16 | 124.8717
21.03. | 17 | 124.8717
21.03. | 18 | 124.8717
21.03. | 19 | 124.8717
21.03. | 20 | 124.8717
21.03. | 21 | 124.8717
21.03. | 22 | 124.8717
21.03. | 23 | 124.8717
21.03. | 24 | 124.8717
22.03. | 1 | 124.8717
22.03. | 2 | 124.8717
22.03. | 3 | 124.8717
22.03. | 4 | 124.8717
22.03. | 5 | 124.8717
22.03. | 6 | 124.8717
22.03. | 7 | 124.8717
22.03. | 8 | 124.8717
22.03. | 9 | 124.8717
22.03. | 10 | 124.8717
22.03. | 11 | 124.8717
22.03. | 12 | 124.8717
22.03. | 13 | 124.8717
22.03. | 14 | 124.8717
22.03. | 15 | 124.8717
22.03. | 16 | 124.8717
22.03. | 17 | 124.8717
22.03. | 18 | 124.8717
22.03. | 19 | 124.8717
22.03. | 20 | 124.8717
22.03. | 21 | 124.8717
22.03. | 22 | 124.8717
22.03. | 23 | 124.8717
22.03. | 24 | 124.8717
23.03. | 1 | 124.8717
23.03. | 2 | 124.8717
23.03. | 3 | 124.8717
23.03. | 4 | 124.8717
23.03. | 5 | 124.8717
23.03. | 6 | 124.8717
23.03. | 7 | 124.8717
23.03. | 8 | 124.8717
23.03. | 9 | 124.8717
23.03. | 10 | 124.8717
23.03. | 11 | 124.8717
23.03. | 12 | 124.8717
23.03. | 13 | 124.8717
23.03. | 14 | 124.8717
23.03. | 15 | 124.8717
23.03. | 16 | 124.8717
23.03. | 17 | 124.8717
23.03. | 18 | 124.8717
23.03. | 19 | 124.8717
23.03. | 20 | 124.8717
23.03. | 21 | 124.8717
23.03. | 22 | 124.8717
23.03. | 23 | 124.8717
23.03. | 24 | 124.8717
24.03. | 1 | 124.8717
24.03. | 2 | 124.8717
24.03. | 3 | 124.8717
24.03. | 4 | 124.8717
24.03. | 5 | 124.8717
24.03. | 6 | 124.8717
24.03. | 7 | 124.8717
24.03. | 8 | 124.8717
24.03. | 9 | 124.8717
24.03. | 10 | 124.8717
24.03. | 11 | 124.8717
24.03. | 12 | 124.8717
24.03. | 13 | 124.8717
24.03. | 14 | 124.8717
24.03. | 15 | 124.8717
24.03. | 16 | 124.8717
24.03. | 17 | 124.8717
24.03. | 18 | 124.8717
24.03. | 19 | 124.8717
24.03. | 20 | 124.8717
24.03. | 21 | 124.8717
24.03. | 22 | 124.8717
24.03. | 23 | 124.8717
24.03. | 24 | 124.8717
25.03. | 1 | 124.8717
25.03. | 2 | 124.8717
25.03. | 3 | 124.8717
25.03. | 4 | 124.8717
25.03. | 5 | 124.8717
25.03. | 6 | 124.8717
25.03. | 7 | 124.8717
25.03. | 8 | 124.8717
25.03. | 9 | 124.8717
25.03. | 10 | 124.8717
25.03. | 11 | 124.8717
25.03. | 12 | 124.8717
25.03. | 13 | 124.8717
25.03. | 14 | 124.8717
25.03. | 15 | 124.8717
25.03. | 16 | 124.8717
25.03. | 17 | 124.8717
25.03. | 18 | 124.8717
25.03. | 19 | 124.8717
25.03. | 20 | 124.8717
25.03. | 21 | 124.8717
25.03. | 22 | 124.8717
25.03. | 23 | 124.8717
25.03. | 24 | 124.8717
26.03. | 1 | 124.8717
26.03. | 2 | 124.8717
26.03. | 3 | 124.8717
26.03. | 4 | 124.8717
26.03. | 5 | 124.8717
26.03. | 6 | 124.8717
26.03. | 7 | 124.8717
26.03. | 8 | 124.8717
26.03. | 9 | 124.8717
26.03. | 10 | 124.8717
26.03. | 11 | 124.8717
26.03. | 12 | 124.8717
26.03. | 13 | 124.8717
26.03. | 14 | 124.8717
26.03. | 15 | 124.8717
26.03. | 16 | 124.8717
26.03. | 17 | 124.8717
26.03. | 18 | 124.8717
26.03. | 19 | 124.8717
26.03. | 20 | 124.8717
26.03. | 21 | 124.8717
26.03. | 22 | 124.8717
26.03. | 23 | 124.8717
26.03. | 24 | 124.8717
27.03. | 1 | 124.8717
27.03. | 2 | 124.8717
27.03. | 3 | 124.8717
27.03. | 4 | 124.8717
27.03. | 5 | 124.8717
27.03. | 6 | 124.8717
27.03. | 7 | 124.8717
27.03. | 8 | 124.8717
27.03. | 9 | 124.8717
27.03. | 10 | 124.8717
27.03. | 11 | 124.8717
27.03. | 12 | 124.8717
27.03. | 13 | 124.8717
27.03. | 14 | 124.8717
27.03. | 15 | 124.8717
27.03. | 16 | 124.8717
27.03. | 17 | 124.8717
27.03. | 18 | 124.8717
27.03. | 19 | 124.8717
27.03. | 20 | 124.8717
27.03. | 21 | 124.8717
27.03. | 22 | 124.8717
27.03. | 23 | 124.8717
27.03. | 24 | 124.8717
28.03. | 1 | 124.8717
28.03. | 2 | 124.8717
28.03. | 3 | 124.8717
28.03. | 4 | 124.8717
28.03. | 5 | 124.8717
28.03. | 6 | 124.8717
28.03. | 7 | 124.8717
28.03. | 8 | 124.8717
28.03. | 9 | 124.8717
28.03. | 10 | 124.8717
28.03. | 11 | 124.8717
28.03. | 12 | 124.8717
28.03. | 13 | 124.8717
28.03. | 14 | 124.8717
28.03. | 15 | 124.8717
28.03. | 16 | 124.8717
28.03. | 17 | 124.8717
28.03. | 18 | 124.8717
28.03. | 19 | 124.8717
28.03. | 20 | 124.8717
28.03. | 21 | 124.8717
28.03. | 22 | 124.8717
28.03. | 23 | 124.8717
28.03. | 24 | 124.8717
29.03. | 1 | 124.8717
29.03. | 2 | 124.8717
29.03. | 3 | 124.8717
29.03. | 4 | 124.8717
29.03. | 5 | 124.8717
29.03. | 6 | 124.8717
29.03. | 7 | 124.8717
29.03. | 8 | 124.8717
29.03. | 9 | 124.8717
29.03. | 10 | 124.8717
29.03. | 11 | 124.8717
29.03. | 12 | 124.8717
29.03. | 13 | 124.8717
29.03. | 14 | 124.8717
29.03. | 15 | 124.8717
29.03. | 16 | 124.8717
29.03. | 17 | 124.8717
29.03. | 18 | 124.8717
29.03. | 19 | 124.8717
29.03. | 20 | 124.8717
29.03. | 21 | 124.8717
29.03. | 22 | 124.8717
29.03. | 23 | 124.8717
29.03. | 24 | 124.8717
30.03. | 1 | 124.8717
30.03. | 2 | 124.8717
30.03. | 3 | 124.8717
30.03. | 4 | 124.8717
30.03. | 5 | 124.8717
30.03. | 6 | 124.8717
30.03. | 7 | 124.8717
30.03. | 8 | 124.8717
30.03. | 9 | 124.8717
30.03. | 10 | 124.8717
30.03. | 11 | 124.8717
30.03. | 12 | 124.8717
30.03. | 13 | 124.8717
30.03. | 14 | 124.8717
30.03. | 15 | 124.8717
30.03. | 16 | 124.8717
30.03. | 17 | 124.8717
30.03. | 18 | 124.8717
30.03. | 19 | 124.8717
30.03. | 20 | 124.8717
30.03. | 21 | 124.8717
30.03. | 22 | 124.8717
30.03. | 23 | 124.8717
30.03. | 24 | 124.8717
31.03. | 1 | 124.8717
31.03. | 2 | 124.8717
31.03. | 3 | 124.8717
31.03. | 4 | 124.8717
31.03. | 5 | 124.8717
31.03. | 6 | 124.8717
31.03. | 7 | 124.8717
31.03. | 8 | 124.8717
31.03. | 9 | 124.8717
31.03. | 10 | 124.8717
31.03. | 11 | 124.8717
31.03. | 12 | 124.8717
31.03. | 13 | 124.8717
31.03. | 14 | 124.8717
31.03. | 15 | 124.8717
31.03. | 16 | 124.8717
31.03. | 17 | 124.8717
31.03. | 18 | 124.8717
31.03. | 19 | 124.8717
31.03. | 20 | 124.8717
31.03. | 21 | 124.8717
31.03. | 22 | 124.8717
31.03. | 23 | 124.8717
31.03. | 24 | 124.8717
01.04. | 1 | 124.8717
01.04. | 2 | 124.8717
01.04. | 3 | 124.8717
01.04. | 4 | 124.8717
01.04. | 5 | 124.8717
01.04. | 6 | 124.8717
01.04. | 7 | 124.8717
01.04. | 8 | 124.8717
01.04. | 9 | 124.8717
01.04. | 10 | 124.8717
01.04. | 11 | 124.8717
01.04. | 12 | 124.8717
01.04. | 13 | 124.8717
01.04. | 14 | 124.8717
01.04. | 15 | 124.8717
01.04. | 16 | 124.8717
01.04. | 17 | 124.8717
01.04. | 18 | 124.8717
01.04. | 19 | 124.8717
01.04. | 20 | 124.8717
01.04. | 21 | 124.8717
01.04. | 22 | 124.8717
01.04. | 23 | 124.8717
01.04. | 24 | 124.8717
02.04. | 1 | 124.8717
02.04. | 2 | 124.8717
02.04. | 3 | 124.8717
02.04. | 4 | 124.8717
02.04. | 5 | 124.8717
02.04. | 6 | 124.8717
02.04. | 7 | 124.8717
02.04. | 8 | 124.8717
02.04. | 9 | 124.8717
02.04. | 10 | 124.8717
02.04. | 11 | 124.8717
02.04. | 12 | 124.8717
02.04. | 13 | 124.8717
02.04. | 14 | 124.8717
02.04. | 15 | 124.8717
02.04. | 16 | 124.8717
02.04. | 17 | 124.8717
02.04. | 18 | 124.8717
02.04. | 19 | 124.8717
02.04. | 20 | 124.8717
02.04. | 21 | 124.8717
02.04. | 22 | 124.8717
02.04. | 23 | 124.8717
02.04. | 24 | 124.8717
03.04. | 1 | 124.8717
03.04. | 2 | 124.8717
03.04. | 3 | 124.8717
03.04. | 4 | 124.8717
03.04. | 5 | 124.8717
03.04. | 6 | 124.8717
03.04. | 7 | 124.8717
03.04. | 8 | 124.8717
03.04. | 9 | 124.8717
03.04. | 10 | 124.8717
03.04. | 11 | 124.8717
03.04. | 12 | 124.8717
03.04. | 13 | 124.8717
03.04. | 14 | 124.8717
03.04. | 15 | 124.8717
03.04. | 16 | 124.8717
03.04. | 17 | 124.8717
03.04. | 18 | 124.8717
03.04. | 19 | 124.8717
03.04. | 20 | 124.8717
03.04. | 21 | 124.8717
03.04. | 22 | 124.8717
03.04. | 23 | 124.8717
03.04. | 24 | 124.8717
04.04. | 1 | 124.8717
04.04. | 2 | 124.8717
04.04. | 3 | 124.8717
04.04. | 4 | 124.8717
04.04. | 5 | 124.8717
04.04. | 6 | 124.8717
04.04. | 7 | 124.8717
04.04. | 8 | 124.8717
04.04. | 9 | 124.8717
04.04. | 10 | 124.8717
04.04. | 11 | 124.8717
04.04. | 12 | 124.8717
04.04. | 13 | 124.8717
04.04. | 14 | 124.8717
04.04. | 15 | 124.8717
04.04. | 16 | 124.8717
04.04. | 17 | 124.8717
04.04. | 18 | 124.8717
04.04. | 19 | 124.8717
04.04. | 20 | 124.8717
04.04. | 21 | 124.8717
04.04. | 22 | 124.8717
04.04. | 23 | 124.8717
04.04. | 24 | 124.8717
05.04. | 1 | 124.8717
05.04. | 2 | 124.8717
05.04. | 3 | 124.8717
05.04. | 4 | 124.8717
05.04. | 5 | 124.8717
05.04. | 6 | 124.8717
05.04. | 7 | 124.8717
05.04. | 8 | 124.8717
05.04. | 9 | 124.8717
05.04. | 10 | 124.8717
05.04. | 11 | 124.8717
05.04. | 12 | 124.8717
05.04. | 13 | 124.8717
05.04. | 14 | 124.8717
05.04. | 15 | 124.8717
05.04. | 16 | 124.8717
05.04. | 17 | 124.8717
05.04. | 18 | 124.8717
05.04. | 19 | 124.8717
05.04. | 20 | 124.8717
05.04. | 21 | 124.8717
05.04. | 22 | 124.8717
05.04. | 23 | 124.8717
05.04. | 24 | 124.8717
06.04. | 1 | 124.8717
06.04. | 2 | 124.8717
06.04. | 3 | 124.8717
06.04. | 4 | 124.8717
06.04. | 5 | 124.8717
06.04. | 6 | 124.8717
06.04. | 7 | 124.8717
06.04. | 8 | 124.8717
06.04. | 9 | 124.8717
06.04. | 10 | 124.8717
06.04. | 11 | 124.8717
06.04. | 12 | 124.8717
06.04. | 13 | 124.8717
06.04. | 14 | 124.8717
06.04. | 15 | 124.8717
06.04. | 16 | 124.8717
06.04. | 17 | 124.8717
06.04. | 18 | 124.8717
06.04. | 19 | 124.8717
06.04. | 20 | 124.8717
06.04. | 21 | 124.8717
06.04. | 22 | 124.8717
06.04. | 23 | 124.8717
06.04. | 24 | 124.8717
07.04. | 1 | 124.8717
07.04. | 2 | 124.8717
07.04. | 3 | 124.8717
07.04. | 4 | 124.8717
07.04. | 5 | 124.8717
07.04. | 6 | 124.8717
07.04. | 7 | 124.8717
07.04. | 8 | 124.8717
07.04. | 9 | 124.8717
07.04. | 10 | 124.8717
07.04. | 11 | 124.8717
07.04. | 12 | 124.8717
07.04. | 13 | 124.8717
07.04. | 14 | 124.8717
07.04. | 15 | 124.8717
07.04. | 16 | 124.8717
07.04. | 17 | 124.8717
07.04. | 18 | 124.8717
07.04. | 19 | 124.8717
07.04. | 20 | 124.8717
07.04. | 21 | 124.8717
07.04. | 22 | 124.8717
07.04. | 23 | 124.8717
07.04. | 24 | 124.8717
08.04. | 1 | 124.8717
08.04. | 2 | 124.8717
08.04. | 3 | 124.8717
08.04. | 4 | 124.8717
08.04. | 5 | 124.8717
08.04. | 6 | 124.8717
08.04. | 7 | 124.8717
08.04. | 8 | 124.8717
08.04. | 9 | 124.8717
08.04. | 10 | 124.8717
08.04. | 11 | 124.8717
08.04. | 12 | 124.8717
08.04. | 13 | 124.8717
08.04. | 14 | 124.8717
08.04. | 15 | 124.8717
08.04. | 16 | 124.8717
08.04. | 17 | 124.8717
08.04. | 18 | 124.8717
08.04. | 19 | 124.8717
08.04. | 20 | 124.8717
08.04. | 21 | 124.8717
08.04. | 22 | 124.8717
08.04. | 23 | 124.8717
08.04. | 24 | 124.8717
09.04. | 1 | 124.8717
09.04. | 2 | 124.8717
09.04. | 3 | 124.8717
09.04. | 4 | 124.8717
09.04. | 5 | 124.8717
09.04. | 6 | 124.8717
09.04. | 7 | 124.8717
09.04. | 8 | 124.8717
09.04. | 9 | 124.8717
09.04. | 10 | 124.8717
09.04. | 11 | 124.8717
09.04. | 12 | 124.8717
09.04. | 13 | 124.8717
09.04. | 14 | 124.8717
09.04. | 15 | 124.8717
09.04. | 16 | 124.8717
09.04. | 17 | 124.8717
09.04. | 18 | 124.8717
09.04. | 19 | 124.8717
09.04. | 20 | 124.8717
09.04. | 21 | 124.8717
09.04. | 22 | 124.8717
09.04. | 23 | 124.8717
09.04. | 24 | 124.8717
10.04. | 1 | 124.8717
10.04. | 2 | 124.8717
10.04. | 3 | 124.8717
10.04. | 4 | 124.8717
10.04. | 5 | 124.8717
10.04. | 6 | 124.8717
10.04. | 7 | 124.8717
10.04. | 8 | 124.8717
10.04. | 9 | 124.8717
10.04. | 10 | 124.8717
10.04. | 11 | 124.8717
10.04. | 12 | 124.8717
10.04. | 13 | 124.8717
10.04. | 14 | 124.8717
10.04. | 15 | 124.8717
10.04. | 16 | 124.8717
10.04. | 17 | 124.8717
10.04. | 18 | 124.8717
10.04. | 19 | 124.8717
10.04. | 20 | 124.8717
10.04. | 21 | 124.8717
10.04. | 22 | 124.8717
10.04. | 23 | 124.8717
10.04. | 24 | 124.8717
11.04. | 1 | 124.8717
11.04. | 2 | 124.8717
11.04. | 3 | 124.8717
11.04. | 4 | 124.8717
11.04. | 5 | 124.8717
11.04. | 6 | 124.8717
11.04. | 7 | 124.8717
11.04. | 8 | 124.8717
11.04. | 9 | 124.8717
11.04. | 10 | 124.8717
11.04. | 11 | 124.8717
11.04. | 12 | 124.8717
11.04. | 13 | 124.8717
11.04. | 14 | 124.8717
11.04. | 15 | 124.8717
11.04. | 16 | 124.8717
11.04. | 17 | 124.8717
11.04. | 18 | 124.8717
11.04. | 19 | 124.8717
11.04. | 20 | 124.8717
11.04. | 21 | 124.8717
11.04. | 22 | 124.8717
11.04. | 23 | 124.8717
11.04. | 24 | 124.8717
12.04. | 1 | 124.8717
12.04. | 2 | 124.8717
12.04. | 3 | 124.8717
12.04. | 4 | 124.8717
12.04. | 5 | 124.8717
12.04. | 6 | 124.8717
12.04. | 7 | 124.8717
12.04. | 8 | 124.8717
12.04. | 9 | 124.8717
12.04. | 10 | 124.8717
12.04. | 11 | 124.8717
12.04. | 12 | 124.8717
12.04. | 13 | 124.8717
12.04. | 14 | 124.8717
12.04. | 15 | 124.8717
12.04. | 16 | 124.8717
12.04. | 17 | 124.8717
12.04. | 18 | 124.8717
12.04. | 19 | 124.8717
12.04. | 20 | 124.8717
12.04. | 21 | 124.8717
12.04. | 22 | 124.8717
12.04. | 23 | 124.8717
12.04. | 24 | 124.8717
13.04. | 1 | 124.8717
13.04. | 2 | 124.8717
13.04. | 3 | 124.8717
13.04. | 4 | 124.8717
13.04. | 5 | 124.8717
13.04. | 6 | 124.8717
13.04. | 7 | 124.8717
13.04. | 8 | 124.8717
13.04. | 9 | 124.8717
13.04. | 10 | 124.8717
13.04. | 11 | 124.8717
13.04. | 12 | 124.8717
13.04. | 13 | 124.8717
13.04. | 14 | 124.8717
13.04. | 15 | 124.8717
13.04. | 16 | 124.8717
13.04. | 17 | 124.8717
13.04. | 18 | 124.8717
13.04. | 19 | 124.8717
13.04. | 20 | 124.8717
13.04. | 21 | 124.8717
13.04. | 22 | 124.8717
13.04. | 23 | 124.8717
13.04. | 24 | 124.8717
14.04. | 1 | 124.8717
14.04. | 2 | 124.8717
14.04. | 3 | 124.8717
14.04. | 4 | 124.8717
14.04. | 5 | 124.8717
14.04. | 6 | 124.8717
14.04. | 7 | 124.8717
14.04. | 8 | 124.8717
14.04. | 9 | 124.8717
14.04. | 10 | 124.8717
14.04. | 11 | 124.8717
14.04. | 12 | 124.8717
14.04. | 13 | 124.8717
14.04. | 14 | 124.8717
14.04. | 15 | 124.8717
14.04. | 16 | 124.8717
14.04. | 17 | 124.8717
14.04. | 18 | 124.8717
14.04. | 19 | 124.8717
14.04. | 20 | 124.8717
14.04. | 21 | 124.8717
14.04. | 22 | 124.8717
14.04. | 23 | 124.8717
14.04. | 24 | 124.8717
15.04. | 1 | 124.8717
15.04. | 2 | 124.8717
15.04. | 3 | 124.8717
15.04. | 4 | 124.8717
15.04. | 5 | 124.8717
15.04. | 6 | 124.8717
15.04. | 7 | 124.8717
15.04. | 8 | 124.8717
15.04. | 9 | 124.8717
15.04. | 10 | 124.8717
15.04. | 11 | 124.8717
15.04. | 12 | 124.8717
15.04. | 13 | 124.8717
15.04. | 14 | 124.8717
15.04. | 15 | 124.8717
15.04. | 16 | 124.8717
15.04. | 17 | 124.8717
15.04. | 18 | 124.8717
15.04. | 19 | 124.8717
15.04. | 20 | 124.8717
15.04. | 21 | 124.8717
15.04. | 22 | 124.8717
15.04. | 23 | 124.8717
15.04. | 24 | 124.8717
16.04. | 1 | 124.8717
16.04. | 2 | 124.8717
16.04. | 3 | 124.8717
16.04. | 4 | 124.8717
16.04. | 5 | 124.8717
16.04. | 6 | 124.8717
16.04. | 7 | 124.8717
16.04. | 8 | 124.8717
16.04. | 9 | 124.8717
16.04. | 10 | 124.8717
16.04. | 11 | 124.8717
16.04. | 12 | 124.8717
16.04. | 13 | 124.8717
16.04. | 14 | 124.8717
16.04. | 15 | 124.8717
16.04. | 16 | 124.8717
16.04. | 17 | 124.8717
16.04. | 18 | 124.8717
16.04. | 19 | 124.8717
16.04. | 20 | 124.8717
16.04. | 21 | 124.8717
16.04. | 22 | 124.8717
16.04. | 23 | 124.8717
16.04. | 24 | 124.8717
17.04. | 1 | 124.8717
17.04. | 2 | 124.8717
17.04. | 3 | 124.8717
17.04. | 4 | 124.8717
17.04. | 5 | 124.8717
17.04. | 6 | 124.8717
17.04. | 7 | 124.8717
17.04. | 8 | 124.8717
17.04. | 9 | 124.8717
17.04. | 10 | 124.8717
17.04. | 11 | 124.8717
17.04. | 12 | 124.8717
17.04. | 13 | 124.8717
17.04. | 14 | 124.8717
17.04. | 15 | 124.8717
17.04. | 16 | 124.8717
17.04. | 17 | 124.8717
17.04. | 18 | 124.8717
17.04. | 19 | 124.8717
17.04. | 20 | 124.8717
17.04. | 21 | 124.8717
17.04. | 22 | 124.8717
17.04. | 23 | 124.8717
17.04. | 24 | 124.8717
18.04. | 1 | 124.8717
18.04. | 2 | 124.8717
18.04. | 3 | 124.8717
18.04. | 4 | 124.8717
18.04. | 5 | 124.8717
18.04. | 6 | 124.8717
18.04. | 7 | 124.8717
18.04. | 8 | 124.8717
18.04. | 9 | 124.8717
18.04. | 10 | 124.8717
18.04. | 11 | 124.8717
18.04. | 12 | 124.8717
18.04. | 13 | 124.8717
18.04. | 14 | 124.8717
18.04. | 15 | 124.8717
18.04. | 16 | 124.8717
18.04. | 17 | 124.8717
18.04. | 18 | 124.8717
18.04. | 19 | 124.8717
18.04. | 20 | 124.8717
18.04. | 21 | 124.8717
18.04. | 22 | 124.8717
18.04. | 23 | 124.8717
18.04. | 24 | 124.8717
19.04. | 1 | 124.8717
19.04. | 2 | 124.8717
19.04. | 3 | 124.8717
19.04. | 4 | 124.8717
19.04. | 5 | 124.8717
19.04. | 6 | 124.8717
19.04. | 7 | 124.8717
19.04. | 8 | 124.8717
19.04. | 9 | 124.8717
19.04. | 10 | 124.8717
19.04. | 11 | 124.8717
19.04. | 12 | 124.8717
19.04. | 13 | 124.8717
19.04. | 14 | 124.8717
19.04. | 15 | 124.8717
19.04. | 16 | 124.8717
19.04. | 17 | 124.8717
19.04. | 18 | 124.8717
19.04. | 19 | 124.8717
19.04. | 20 | 124.8717
19.04. | 21 | 124.8717
19.04. | 22 | 124.8717
19.04. | 23 | 124.8717
19.04. | 24 | 124.8717
20.04. | 1 | 124.8717
20.04. | 2 | 124.8717
20.04. | 3 | 124.8717
20.04. | 4 | 124.8717
20.04. | 5 | 124.8717
20.04. | 6 | 124.8717
20.04. | 7 | 124.8717
20.04. | 8 | 124.8717
20.04. | 9 | 124.8717
20.04. | 10 | 124.8717
20.04. | 11 | 124.8717
20.04. | 12 | 124.8717
20.04. | 13 | 124.8717
20.04. | 14 | 124.8717
20.04. | 15 | 124.8717
20.04. | 16 | 124.8717
20.04. | 17 | 124.8717
20.04. | 18 | 124.8717
20.04. | 19 | 124.8717
20.04. | 20 | 124.8717
20.04. | 21 | 124.8717
20.04. | 22 | 124.8717
20.04. | 23 | 124.8717
20.04. | 24 | 124.8717
21.04. | 1 | 124.8717
21.04. | 2 | 124.8717
21.04. | 3 | 124.8717
21.04. | 4 | 124.8717
21.04. | 5 | 124.8717
21.04. | 6 | 124.8717
21.04. | 7 | 124.8717
21.04. | 8 | 124.8717
21.04. | 9 | 124.8717
21.04. | 10 | 124.8717
21.04. | 11 | 124.8717
21.04. | 12 | 124.8717
21.04. | 13 | 124.8717
21.04. | 14 | 124.8717
21.04. | 15 | 124.8717
21.04. | 16 | 124.8717
21.04. | 17 | 124.8717
21.04. | 18 | 124.8717
21.04. | 19 | 124.8717
21.04. | 20 | 124.8717
21.04. | 21 | 124.8717
21.04. | 22 | 124.8717
21.04. | 23 | 124.8717
21.04. | 24 | 124.8717
22.04. | 1 | 124.8717
22.04. | 2 | 124.8717
22.04. | 3 | 124.8717
22.04. | 4 | 124.8717
22.04. | 5 | 124.8717
22.04. | 6 | 124.8717
22.04. | 7 | 124.8717
22.04. | 8 | 124.8717
22.04. | 9 | 124.8717
22.04. | 10 | 124.8717
22.04. | 11 | 124.8717
22.04. | 12 | 124.8717
22.04. | 13 | 124.8717
22.04. | 14 | 124.8717
22.04. | 15 | 124.8717
22.04. | 16 | 124.8717
22.04. | 17 | 124.8717
22.04. | 18 | 124.8717
22.04. | 19 | 124.8717
22.04. | 20 | 124.8717
22.04. | 21 | 124.8717
22.04. | 22 | 124.8717
22.04. | 23 | 124.8717
22.04. | 24 | 124.8717
23.04. | 1 | 124.8717
23.04. | 2 | 124.8717
23.04. | 3 | 124.8717
23.04. | 4 | 124.8717
23.04. | 5 | 124.8717
23.04. | 6 | 124.8717
23.04. | 7 | 124.8717
23.04. | 8 | 124.8717
23.04. | 9 | 124.8717
23.04. | 10 | 124.8717
23.04. | 11 | 124.8717
23.04. | 12 | 124.8717
23.04. | 13 | 124.8717
23.04. | 14 | 124.8717
23.04. | 15 | 124.8717
23.04. | 16 | 124.8717
23.04. | 17 | 124.8717
23.04. | 18 | 124.8717
23.04. | 19 | 124.8717
23.04. | 20 | 124.8717
23.04. | 21 | 124.8717
23.04. | 22 | 124.8717
23.04. | 23 | 124.8717
23.04. | 24 | 124.8717
24.04. | 1 | 124.8717
24.04. | 2 | 124.8717
24.04. | 3 | 124.8717
24.04. | 4 | 124.8717
24.04. | 5 | 124.8717
24.04. | 6 | 124.8717
24.04. | 7 | 124.8717
24.04. | 8 | 124.8717
24.04. | 9 | 124.8717
24.04. | 10 | 124.8717
24.04. | 11 | 124.8717
24.04. | 12 | 124.8717
24.04. | 13 | 124.8717
24.04. | 14 | 124.8717
24.04. | 15 | 124.8717
24.04. | 16 | 124.8717
24.04. | 17 | 124.8717
24.04. | 18 | 124.8717
24.04. | 19 | 124.8717
24.04. | 20 | 124.8717
24.04. | 21 | 124.8717
24.04. | 22 | 124.8717
24.04. | 23 | 124.8717
24.04. | 24 | 124.8717
25.04. | 1 | 124.8717
25.04. | 2 | 124.8717
25.04. | 3 | 124.8717
25.04. | 4 | 124.8717
25.04. | 5 | 124.8717
25.04. | 6 | 124.8717
25.04. | 7 | 124.8717
25.04. | 8 | 124.8717
25.04. | 9 | 124.8717
25.04. | 10 | 124.8717
25.04. | 11 | 124.8717
25.04. | 12 | 124.8717
25.04. | 13 | 124.8717
25.04. | 14 | 124.8717
25.04. | 15 | 124.8717
25.04. | 16 | 124.8717
25.04. | 17 | 124.8717
25.04. | 18 | 124.8717
25.04. | 19 | 124.8717
25.04. | 20 | 124.8717
25.04. | 21 | 124.8717
25.04. | 22 | 124.8717
25.04. | 23 | 124.8717
25.04. | 24 | 124.8717
26.04. | 1 | 124.8717
26.04. | 2 | 124.8717
26.04. | 3 | 124.8717
26.04. | 4 | 124.8717
26.04. | 5 | 124.8717
26.04. | 6 | 124.8717
26.04. | 7 | 124.8717
26.04. | 8 | 124.8717
26.04. | 9 | 124.8717
26.04. | 10 | 124.8717
26.04. | 11 | 124.8717
26.04. | 12 | 124.8717
26.04. | 13 | 124.8717
26.04. | 14 | 124.8717
26.04. | 15 | 124.8717
26.04. | 16 | 124.8717
26.04. | 17 | 124.8717
26.04. | 18 | 124.8717
26.04. | 19 | 124.8717
26.04. | 20 | 124.8717
26.04. | 21 | 124.8717
26.04. | 22 | 124.8717
26.04. | 23 | 124.8717
26.04. | 24 | 124.8717
27.04. | 1 | 124.8717
27.04. | 2 | 124.8717
27.04. | 3 | 124.8717
27.04. | 4 | 124.8717
27.04. | 5 | 124.8717
27.04. | 6 | 124.8717
27.04. | 7 | 124.8717
27.04. | 8 | 124.8717
27.04. | 9 | 124.8717
27.04. | 10 | 124.8717
27.04. | 11 | 124.8717
27.04. | 12 | 124.8717
27.04. | 13 | 124.8717
27.04. | 14 | 124.8717
27.04. | 15 | 124.8717
27.04. | 16 | 124.8717
27.04. | 17 | 124.8717
27.04. | 18 | 124.8717
27.04. | 19 | 124.8717
27.04. | 20 | 124.8717
27.04. | 21 | 124.8717
27.04. | 22 | 124.8717
27.04. | 23 | 124.8717
27.04. | 24 | 124.8717
28.04. | 1 | 124.8717
28.04. | 2 | 124.8717
28.04. | 3 | 124.8717
28.04. | 4 | 124.8717
28.04. | 5 | 124.8717
28.04. | 6 | 124.8717
28.04. | 7 | 124.8717
28.04. | 8 | 124.8717
28.04. | 9 | 124.8717
28.04. | 10 | 124.8717
28.04. | 11 | 124.8717
28.04. | 12 | 124.8717
28.04. | 13 | 124.8717
28.04. | 14 | 124.8717
28.04. | 15 | 124.8717
28.04. | 16 | 124.8717
28.04. | 17 | 124.8717
28.04. | 18 | 124.8717
28.04. | 19 | 124.8717
28.04. | 20 | 124.8717
28.04. | 21 | 124.8717
28.04. | 22 | 124.8717
28.04. | 23 | 124.8717
28.04. | 24 | 124.8717
29.04. | 1 | 124.8717
29.04. | 2 | 124.8717
29.04. | 3 | 124.8717
29.04. | 4 | 124.8717
29.04. | 5 | 124.8717
29.04. | 6 | 124.8717
29.04. | 7 | 124.8717
29.04. | 8 | 124.8717
29.04. | 9 | 124.8717
29.04. | 10 | 124.8717
29.04. | 11 | 124.8717
29.04. | 12 | 124.8717
29.04. | 13 | 124.8717
29.04. | 14 | 124.8717
29.04. | 15 | 124.8717
29.04. | 16 | 124.8717
29.04. | 17 | 124.8717
29.04. | 18 | 124.8717
29.04. | 19 | 124.8717
29.04. | 20 | 124.8717
29.04. | 21 | 124.8717
29.04. | 22 | 124.8717
29.04. | 23 | 124.8717
29.04. | 24 | 124.8717
30.04. | 1 | 124.8717
30.04. | 2 | 124.8717
30.04. | 3 | 124.8717
30.04. | 4 | 124.8717
30.04. | 5 | 124.8717
30.04. | 6 | 124.8717
30.04. | 7 | 124.8717
30.04. | 8 | 124.8717
30.04. | 9 | 124.8717
30.04. | 10 | 124.8717
30.04. | 11 | 124.8717
30.04. | 12 | 124.8717
30.04. | 13 | 124.8717
30.04. | 14 | 124.8717
30.04. | 15 | 124.8717
30.04. | 16 | 124.8717
30.04. | 17 | 124.8717
30.04. | 18 | 124.8717
30.04. | 19 | 124.8717
30.04. | 20 | 124.8717
30.04. | 21 | 124.8717
30.04. | 22 | 124.8717
30.04. | 23 | 124.8717
30.04. | 24 | 124.8717
01.05. | 1 | 124.8717
01.05. | 2 | 124.8717
01.05. | 3 | 124.8717
01.05. | 4 | 124.8717
01.05. | 5 | 124.8717
01.05. | 6 | 124.8717
01.05. | 7 | 124.8717
01.05. | 8 | 124.8717
01.05. | 9 | 124.8717
01.05. | 10 | 124.8717
01.05. | 11 | 124.8717
01.05. | 12 | 124.8717
01.05. | 13 | 124.8717
01.05. | 14 | 124.8717
01.05. | 15 | 124.8717
01.05. | 16 | 124.8717
01.05. | 17 | 124.8717
01.05. | 18 | 124.8717
01.05. | 19 | 124.8717
01.05. | 20 | 124.8717
01.05. | 21 | 124.8717
01.05. | 22 | 124.8717
01.05. | 23 | 124.8717
01.05. | 24 | 124.8717
02.05. | 1 | 124.8717
02.05. | 2 | 124.8717
02.05. | 3 | 124.8717
02.05. | 4 | 124.8717
02.05. | 5 | 124.8717
02.05. | 6 | 124.8717
02.05. | 7 | 124.8717
02.05. | 8 | 124.8717
02.05. | 9 | 124.8717
02.05. | 10 | 124.8717
02.05. | 11 | 124.8717
02.05. | 12 | 124.8717
02.05. | 13 | 124.8717
02.05. | 14 | 124.8717
02.05. | 15 | 124.8717
02.05. | 16 | 124.8717
02.05. | 17 | 124.8717
02.05. | 18 | 124.8717
02.05. | 19 | 124.8717
02.05. | 20 | 124.8717
02.05. | 21 | 124.8717
02.05. | 22 | 124.8717
02.05. | 23 | 124.8717
02.05. | 24 | 124.8717
03.05. | 1 | 124.8717
03.05. | 2 | 124.8717
03.05. | 3 | 124.8717
03.05. | 4 | 124.8717
03.05. | 5 | 124.8717
03.05. | 6 | 124.8717
03.05. | 7 | 124.8717
03.05. | 8 | 124.8717
03.05. | 9 | 124.8717
03.05. | 10 | 124.8717
03.05. | 11 | 124.8717
03.05. | 12 | 124.8717
03.05. | 13 | 124.8717
03.05. | 14 | 124.8717
03.05. | 15 | 124.8717
03.05. | 16 | 124.8717
03.05. | 17 | 124.8717
03.05. | 18 | 124.8717
03.05. | 19 | 124.8717
03.05. | 20 | 124.8717
03.05. | 21 | 124.8717
03.05. | 22 | 124.8717
03.05. | 23 | 124.8717
03.05. | 24 | 124.8717
04.05. | 1 | 124.8717
04.05. | 2 | 124.8717
04.05. | 3 | 124.8717
04.05. | 4 | 124.8717
04.05. | 5 | 124.8717
04.05. | 6 | 124.8717
04.05. | 7 | 124.8717
04.05. | 8 | 124.8717
04.05. | 9 | 124.8717
04.05. | 10 | 124.8717
04.05. | 11 | 124.8717
04.05. | 12 | 124.8717
04.05. | 13 | 124.8717
04.05. | 14 | 124.8717
04.05. | 15 | 124.8717
04.05. | 16 | 124.8717
04.05. | 17 | 124.8717
04.05. | 18 | 124.8717
04.05. | 19 | 124.8717
04.05. | 20 | 124.8717
04.05. | 21 | 124.8717
04.05. | 22 | 124.8717
04.05. | 23 | 124.8717
04.05. | 24 | 124.8717
05.05. | 1 | 124.8717
05.05. | 2 | 124.8717
05.05. | 3 | 124.8717
05.05. | 4 | 124.8717
05.05. | 5 | 124.8717
05.05. | 6 | 124.8717
05.05. | 7 | 124.8717
05.05. | 8 | 124.8717
05.05. | 9 | 124.8717
05.05. | 10 | 124.8717
05.05. | 11 | 124.8717
05.05. | 12 | 124.8717
05.05. | 13 | 124.8717
05.05. | 14 | 124.8717
05.05. | 15 | 124.8717
05.05. | 16 | 124.8717
05.05. | 17 | 124.8717
05.05. | 18 | 124.8717
05.05. | 19 | 124.8717
05.05. | 20 | 124.8717
05.05. | 21 | 124.8717
05.05. | 22 | 124.8717
05.05. | 23 | 124.8717
05.05. | 24 | 124.8717
06.05. | 1 | 124.8717
06.05. | 2 | 124.8717
06.05. | 3 | 124.8717
06.05. | 4 | 124.8717
06.05. | 5 | 124.8717
06.05. | 6 | 124.8717
06.05. | 7 | 124.8717
06.05. | 8 | 124.8717
06.05. | 9 | 124.8717
06.05. | 10 | 124.8717
06.05. | 11 | 124.8717
06.05. | 12 | 124.8717
06.05. | 13 | 124.8717
06.05. | 14 | 124.8717
06.05. | 15 | 124.8717
06.05. | 16 | 124.8717
06.05. | 17 | 124.8717
06.05. | 18 | 124.8717
06.05. | 19 | 124.8717
06.05. | 20 | 124.8717
06.05. | 21 | 124.8717
06.05. | 22 | 124.8717
06.05. | 23 | 124.8717
06.05. | 24 | 124.8717
07.05. | 1 | 124.8717
07.05. | 2 | 124.8717
07.05. | 3 | 124.8717
07.05. | 4 | 124.8717
07.05. | 5 | 124.8717
07.05. | 6 | 124.8717
07.05. | 7 | 124.8717
07.05. | 8 | 124.8717
07.05. | 9 | 124.8717
07.05. | 10 | 124.8717
07.05. | 11 | 124.8717
07.05. | 12 | 124.8717
07.05. | 13 | 124.8717
07.05. | 14 | 124.8717
07.05. | 15 | 124.8717
07.05. | 16 | 124.8717
07.05. | 17 | 124.8717
07.05. | 18 | 124.8717
07.05. | 19 | 124.8717
07.05. | 20 | 124.8717
07.05. | 21 | 124.8717
07.05. | 22 | 124.8717
07.05. | 23 | 124.8717
07.05. | 24 | 124.8717
08.05. | 1 | 124.8717
08.05. | 2 | 124.8717
08.05. | 3 | 124.8717
08.05. | 4 | 124.8717
08.05. | 5 | 124.8717
08.05. | 6 | 124.8717
08.05. | 7 | 124.8717
08.05. | 8 | 124.8717
08.05. | 9 | 124.8717
08.05. | 10 | 124.8717
08.05. | 11 | 124.8717
08.05. | 12 | 124.8717
08.05. | 13 | 124.8717
08.05. | 14 | 124.8717
08.05. | 15 | 124.8717
08.05. | 16 | 124.8717
08.05. | 17 | 124.8717
08.05. | 18 | 124.8717
08.05. | 19 | 124.8717
08.05. | 20 | 124.8717
08.05. | 21 | 124.8717
08.05. | 22 | 124.8717
08.05. | 23 | 124.8717
08.05. | 24 | 124.8717
09.05. | 1 | 124.8717
09.05. | 2 | 124.8717
09.05. | 3 | 124.8717
09.05. | 4 | 124.8717
09.05. | 5 | 124.8717
09.05. | 6 | 124.8717
09.05. | 7 | 124.8717
09.05. | 8 | 124.8717
09.05. | 9 | 124.8717
09.05. | 10 | 124.8717
09.05. | 11 | 124.8717
09.05. | 12 | 124.8717
09.05. | 13 | 124.8717
09.05. | 14 | 124.8717
09.05. | 15 | 124.8717
09.05. | 16 | 124.8717
09.05. | 17 | 124.8717
09.05. | 18 | 124.8717
09.05. | 19 | 124.8717
09.05. | 20 | 124.8717
09.05. | 21 | 124.8717
09.05. | 22 | 124.8717
09.05. | 23 | 124.8717
09.05. | 24 | 124.8717
10.05. | 1 | 124.8717
10.05. | 2 | 124.8717
10.05. | 3 | 124.8717
10.05. | 4 | 124.8717
10.05. | 5 | 124.8717
10.05. | 6 | 124.8717
10.05. | 7 | 124.8717
10.05. | 8 | 124.8717
10.05. | 9 | 124.8717
10.05. | 10 | 124.8717
10.05. | 11 | 124.8717
10.05. | 12 | 124.8717
10.05. | 13 | 124.8717
10.05. | 14 | 124.8717
10.05. | 15 | 124.8717
10.05. | 16 | 124.8717
10.05. | 17 | 124.8717
10.05. | 18 | 124.8717
10.05. | 19 | 124.8717
10.05. | 20 | 124.8717
10.05. | 21 | 124.8717
10.05. | 22 | 124.8717
10.05. | 23 | 124.8717
10.05. | 24 | 124.8717
11.05. | 1 | 124.8717
11.05. | 2 | 124.8717
11.05. | 3 | 124.8717
11.05. | 4 | 124.8717
11.05. | 5 | 124.8717
11.05. | 6 | 124.8717
11.05. | 7 | 124.8717
11.05. | 8 | 124.8717
11.05. | 9 | 124.8717
11.05. | 10 | 124.8717
11.05. | 11 | 124.8717
11.05. | 12 | 124.8717
11.05. | 13 | 124.8717
11.05. | 14 | 124.8717
11.05. | 15 | 124.8717
11.05. | 16 | 124.8717
11.05. | 17 | 124.8717
11.05. | 18 | 124.8717
11.05. | 19 | 124.8717
11.05. | 20 | 124.8717
11.05. | 21 | 124.8717
11.05. | 22 | 124.8717
11.05. | 23 | 124.8717
11.05. | 24 | 124.8717
12.05. | 1 | 124.8717
12.05. | 2 | 124.8717
12.05. | 3 | 124.8717
12.05. | 4 | 124.8717
12.05. | 5 | 124.8717
12.05. | 6 | 124.8717
12.05. | 7 | 124.8717
12.05. | 8 | 124.8717
12.05. | 9 | 124.8717
12.05. | 10 | 124.8717
12.05. | 11 | 124.8717
12.05. | 12 | 124.8717
12.05. | 13 | 124.8717
12.05. | 14 | 124.8717
12.05. | 15 | 124.8717
12.05. | 16 | 124.8717
12.05. | 17 | 124.8717
12.05. | 18 | 124.8717
12.05. | 19 | 124.8717
12.05. | 20 | 124.8717
12.05. | 21 | 124.8717
12.05. | 22 | 124.8717
12.05. | 23 | 124.8717
12.05. | 24 | 124.8717
13.05. | 1 | 124.8717
13.05. | 2 | 124.8717
13.05. | 3 | 124.8717
13.05. | 4 | 124.8717
13.05. | 5 | 124.8717
13.05. | 6 | 124.8717
13.05. | 7 | 124.8717
13.05. | 8 | 124.8717
13.05. | 9 | 124.8717
13.05. | 10 | 124.8717
13.05. | 11 | 124.8717
13.05. | 12 | 124.8717
13.05. | 13 | 124.8717
13.05. | 14 | 124.8717
13.05. | 15 | 124.8717
13.05. | 16 | 124.8717
13.05. | 17 | 124.8717
13.05. | 18 | 124.8717
13.05. | 19 | 124.8717
13.05. | 20 | 124.8717
13.05. | 21 | 124.8717
13.05. | 22 | 124.8717
13.05. | 23 | 124.8717
13.05. | 24 | 124.8717
14.05. | 1 | 124.8717
14.05. | 2 | 124.8717
14.05. | 3 | 124.8717
14.05. | 4 | 124.8717
14.05. | 5 | 124.8717
14.05. | 6 | 124.8717
14.05. | 7 | 124.8717
14.05. | 8 | 124.8717
14.05. | 9 | 124.8717
14.05. | 10 | 124.8717
14.05. | 11 | 124.8717
14.05. | 12 | 124.8717
14.05. | 13 | 124.8717
14.05. | 14 | 124.8717
14.05. | 15 | 124.8717
14.05. | 16 | 124.8717
14.05. | 17 | 124.8717
14.05. | 18 | 124.8717
14.05. | 19 | 124.8717
14.05. | 20 | 124.8717
14.05. | 21 | 124.8717
14.05. | 22 | 124.8717
14.05. | 23 | 124.8717
14.05. | 24 | 124.8717
15.05. | 1 | 124.8717
15.05. | 2 | 124.8717
15.05. | 3 | 124.8717
15.05. | 4 | 124.8717
15.05. | 5 | 124.8717
15.05. | 6 | 124.8717
15.05. | 7 | 124.8717
15.05. | 8 | 124.8717
15.05. | 9 | 124.8717
15.05. | 10 | 124.8717
15.05. | 11 | 124.8717
15.05. | 12 | 124.8717
15.05. | 13 | 124.8717
15.05. | 14 | 124.8717
15.05. | 15 | 124.8717
15.05. | 16 | 124.8717
15.05. | 17 | 124.8717
15.05. | 18 | 124.8717
15.05. | 19 | 124.8717
15.05. | 20 | 124.8717
15.05. | 21 | 124.8717
15.05. | 22 | 124.8717
15.05. | 23 | 124.8717
15.05. | 24 | 124.8717
16.05. | 1 | 124.8717
16.05. | 2 | 124.8717
16.05. | 3 | 124.8717
16.05. | 4 | 124.8717
16.05. | 5 | 124.8717
16.05. | 6 | 124.8717
16.05. | 7 | 124.8717
16.05. | 8 | 124.8717
16.05. | 9 | 124.8717
16.05. | 10 | 124.8717
16.05. | 11 | 124.8717
16.05. | 12 | 124.8717
16.05. | 13 | 124.8717
16.05. | 14 | 124.8717
16.05. | 15 | 124.8717
16.05. | 16 | 124.8717
16.05. | 17 | 124.8717
16.05. | 18 | 124.8717
16.05. | 19 | 124.8717
16.05. | 20 | 124.8717
16.05. | 21 | 124.8717
16.05. | 22 | 124.8717
16.05. | 23 | 124.8717
16.05. | 24 | 124.8717
17.05. | 1 | 124.8717
17.05. | 2 | 124.8717
17.05. | 3 | 124.8717
17.05. | 4 | 124.8717
17.05. | 5 | 124.8717
17.05. | 6 | 124.8717
17.05. | 7 | 124.8717
17.05. | 8 | 124.8717
17.05. | 9 | 124.8717
17.05. | 10 | 124.8717
17.05. | 11 | 124.8717
17.05. | 12 | 124.8717
17.05. | 13 | 124.8717
17.05. | 14 | 124.8717
17.05. | 15 | 124.8717
17.05. | 16 | 124.8717
17.05. | 17 | 124.8717
17.05. | 18 | 124.8717
17.05. | 19 | 124.8717
17.05. | 20 | 124.8717
17.05. | 21 | 124.8717
17.05. | 22 | 124.8717
17.05. | 23 | 124.8717
17.05. | 24 | 124.8717
18.05. | 1 | 124.8717
18.05. | 2 | 124.8717
18.05. | 3 | 124.8717
18.05. | 4 | 124.8717
18.05. | 5 | 124.8717
18.05. | 6 | 124.8717
18.05. | 7 | 124.8717
18.05. | 8 | 124.8717
18.05. | 9 | 124.8717
18.05. | 10 | 124.8717
18.05. | 11 | 124.8717
18.05. | 12 | 124.8717
18.05. | 13 | 124.8717
18.05. | 14 | 124.8717
18.05. | 15 | 124.8717
18.05. | 16 | 124.8717
18.05. | 17 | 124.8717
18.05. | 18 | 124.8717
18.05. | 19 | 124.8717
18.05. | 20 | 124.8717
18.05. | 21 | 124.8717
18.05. | 22 | 124.8717
18.05. | 23 | 124.8717
18.05. | 24 | 124.8717
19.05. | 1 | 124.8717
19.05. | 2 | 124.8717
19.05. | 3 | 124.8717
19.05. | 4 | 124.8717
19.05. | 5 | 124.8717
19.05. | 6 | 124.8717
19.05. | 7 | 124.8717
19.05. | 8 | 124.8717
19.05. | 9 | 124.8717
19.05. | 10 | 124.8717
19.05. | 11 | 124.8717
19.05. | 12 | 124.8717
19.05. | 13 | 124.8717
19.05. | 14 | 124.8717
19.05. | 15 | 124.8717
19.05. | 16 | 124.8717
19.05. | 17 | 124.8717
19.05. | 18 | 124.8717
19.05. | 19 | 124.8717
19.05. | 20 | 124.8717
19.05. | 21 | 124.8717
19.05. | 22 | 124.8717
19.05. | 23 | 124.8717
19.05. | 24 | 124.8717
20.05. | 1 | 124.8717
20.05. | 2 | 124.8717
20.05. | 3 | 124.8717
20.05. | 4 | 124.8717
20.05. | 5 | 124.8717
20.05. | 6 | 124.8717
20.05. | 7 | 124.8717
20.05. | 8 | 124.8717
20.05. | 9 | 124.8717
20.05. | 10 | 124.8717
20.05. | 11 | 124.8717
20.05. | 12 | 124.8717
20.05. | 13 | 124.8717
20.05. | 14 | 124.8717
20.05. | 15 | 124.8717
20.05. | 16 | 124.8717
20.05. | 17 | 124.8717
20.05. | 18 | 124.8717
20.05. | 19 | 124.8717
20.05. | 20 | 124.8717
20.05. | 21 | 124.8717
20.05. | 22 | 124.8717
20.05. | 23 | 124.8717
20.05. | 24 | 124.8717
21.05. | 1 | 124.8717
21.05. | 2 | 124.8717
21.05. | 3 | 124.8717
21.05. | 4 | 124.8717
21.05. | 5 | 124.8717
21.05. | 6 | 124.8717
21.05. | 7 | 124.8717
21.05. | 8 | 124.8717
21.05. | 9 | 124.8717
21.05. | 10 | 124.8717
21.05. | 11 | 124.8717
21.05. | 12 | 124.8717
21.05. | 13 | 124.8717
21.05. | 14 | 124.8717
21.05. | 15 | 124.8717
21.05. | 16 | 124.8717
21.05. | 17 | 124.8717
21.05. | 18 | 124.8717
21.05. | 19 | 124.8717
21.05. | 20 | 124.8717
21.05. | 21 | 124.8717
21.05. | 22 | 124.8717
21.05. | 23 | 124.8717
21.05. | 24 | 124.8717
22.05. | 1 | 124.8717
22.05. | 2 | 124.8717
22.05. | 3 | 124.8717
22.05. | 4 | 124.8717
22.05. | 5 | 124.8717
22.05. | 6 | 124.8717
22.05. | 7 | 124.8717
22.05. | 8 | 124.8717
22.05. | 9 | 124.8717
22.05. | 10 | 124.8717
22.05. | 11 | 124.8717
22.05. | 12 | 124.8717
22.05. | 13 | 124.8717
22.05. | 14 | 124.8717
22.05. | 15 | 124.8717
22.05. | 16 | 124.8717
22.05. | 17 | 124.8717
22.05. | 18 | 124.8717
22.05. | 19 | 124.8717
22.05. | 20 | 124.8717
22.05. | 21 | 124.8717
22.05. | 22 | 124.8717
22.05. | 23 | 124.8717
22.05. | 24 | 124.8717
23.05. | 1 | 124.8717
23.05. | 2 | 124.8717
23.05. | 3 | 124.8717
23.05. | 4 | 124.8717
23.05. | 5 | 124.8717
23.05. | 6 | 124.8717
23.05. | 7 | 124.8717
23.05. | 8 | 124.8717
23.05. | 9 | 124.8717
23.05. | 10 | 124.8717
23.05. | 11 | 124.8717
23.05. | 12 | 124.8717
23.05. | 13 | 124.8717
23.05. | 14 | 124.8717
23.05. | 15 | 124.8717
23.05. | 16 | 124.8717
23.05. | 17 | 124.8717
23.05. | 18 | 124.8717
23.05. | 19 | 124.8717
23.05. | 20 | 124.8717
23.05. | 21 | 124.8717
23.05. | 22 | 124.8717
23.05. | 23 | 124.8717
23.05. | 24 | 124.8717
24.05. | 1 | 124.8717
24.05. | 2 | 124.8717
24.05. | 3 | 124.8717
24.05. | 4 | 124.8717
24.05. | 5 | 124.8717
24.05. | 6 | 124.8717
24.05. | 7 | 124.8717
24.05. | 8 | 124.8717
24.05. | 9 | 124.8717
24.05. | 10 | 124.8717
24.05. | 11 | 124.8717
24.05. | 12 | 124.8717
24.05. | 13 | 124.8717
24.05. | 14 | 124.8717
24.05. | 15 | 124.8717
24.05. | 16 | 124.8717
24.05. | 17 | 124.8717
24.05. | 18 | 124.8717
24.05. | 19 | 124.8717
24.05. | 20 | 124.8717
24.05. | 21 | 124.8717
24.05. | 22 | 124.8717
24.05. | 23 | 124.8717
24.05. | 24 | 124.8717
25.05. | 1 | 124.8717
25.05. | 2 | 124.8717
25.05. | 3 | 124.8717
25.05. | 4 | 124.8717
25.05. | 5 | 124.8717
25.05. | 6 | 124.8717
25.05. | 7 | 124.8717
25.05. | 8 | 124.8717
25.05. | 9 | 124.8717
25.05. | 10 | 124.8717
25.05. | 11 | 124.8717
25.05. | 12 | 124.8717
25.05. | 13 | 124.8717
25.05. | 14 | 124.8717
25.05. | 15 | 124.8717
25.05. | 16 | 124.8717
25.05. | 17 | 124.8717
25.05. | 18 | 124.8717
25.05. | 19 | 124.8717
25.05. | 20 | 124.8717
25.05. | 21 | 124.8717
25.05. | 22 | 124.8717
25.05. | 23 | 124.8717
25.05. | 24 | 124.8717
26.05. | 1 | 124.8717
26.05. | 2 | 124.8717
26.05. | 3 | 124.8717
26.05. | 4 | 124.8717
26.05. | 5 | 124.8717
26.05. | 6 | 124.8717
26.05. | 7 | 124.8717
26.05. | 8 | 124.8717
26.05. | 9 | 124.8717
26.05. | 10 | 124.8717
26.05. | 11 | 124.8717
26.05. | 12 | 124.8717
26.05. | 13 | 124.8717
26.05. | 14 | 124.8717
26.05. | 15 | 124.8717
26.05. | 16 | 124.8717
26.05. | 17 | 124.8717
26.05. | 18 | 124.8717
26.05. | 19 | 124.8717
26.05. | 20 | 124.8717
26.05. | 21 | 124.8717
26.05. | 22 | 124.8717
26.05. | 23 | 124.8717
26.05. | 24 | 124.8717
27.05. | 1 | 124.8717
27.05. | 2 | 124.8717
27.05. | 3 | 124.8717
27.05. | 4 | 124.8717
27.05. | 5 | 124.8717
27.05. | 6 | 124.8717
27.05. | 7 | 124.8717
27.05. | 8 | 124.8717
27.05. | 9 | 124.8717
27.05. | 10 | 124.8717
27.05. | 11 | 124.8717
27.05. | 12 | 124.8717
27.05. | 13 | 124.8717
27.05. | 14 | 124.8717
27.05. | 15 | 124.8717
27.05. | 16 | 124.8717
27.05. | 17 | 124.8717
27.05. | 18 | 124.8717
27.05. | 19 | 124.8717
27.05. | 20 | 124.8717
27.05. | 21 | 124.8717
27.05. | 22 | 124.8717
27.05. | 23 | 124.8717
27.05. | 24 | 124.8717
28.05. | 1 | 124.8717
28.05. | 2 | 124.8717
28.05. | 3 | 124.8717
28.05. | 4 | 124.8717
28.05. | 5 | 124.8717
28.05. | 6 | 124.8717
28.05. | 7 | 124.8717
28.05. | 8 | 124.8717
28.05. | 9 | 124.8717
28.05. | 10 | 124.8717
28.05. | 11 | 124.8717
28.05. | 12 | 124.8717
28.05. | 13 | 124.8717
28.05. | 14 | 124.8717
28.05. | 15 | 124.8717
28.05. | 16 | 124.8717
28.05. | 17 | 124.8717
28.05. | 18 | 124.8717
28.05. | 19 | 124.8717
28.05. | 20 | 124.8717
28.05. | 21 | 124.8717
28.05. | 22 | 124.8717
28.05. | 23 | 124.8717
28.05. | 24 | 124.8717
29.05. | 1 | 124.8717
29.05. | 2 | 124.8717
29.05. | 3 | 124.8717
29.05. | 4 | 124.8717
29.05. | 5 | 124.8717
29.05. | 6 | 124.8717
29.05. | 7 | 124.8717
29.05. | 8 | 124.8717
29.05. | 9 | 124.8717
29.05. | 10 | 124.8717
29.05. | 11 | 124.8717
29.05. | 12 | 124.8717
29.05. | 13 | 124.8717
29.05. | 14 | 124.8717
29.05. | 15 | 124.8717
29.05. | 16 | 124.8717
29.05. | 17 | 124.8717
29.05. | 18 | 124.8717
29.05. | 19 | 124.8717
29.05. | 20 | 124.8717
29.05. | 21 | 124.8717
29.05. | 22 | 124.8717
29.05. | 23 | 124.8717
29.05. | 24 | 124.8717
30.05. | 1 | 124.8717
30.05. | 2 | 124.8717
30.05. | 3 | 124.8717
30.05. | 4 | 124.8717
30.05. | 5 | 124.8717
30.05. | 6 | 124.8717
30.05. | 7 | 124.8717
30.05. | 8 | 124.8717
30.05. | 9 | 124.8717
30.05. | 10 | 124.8717
30.05. | 11 | 124.8717
30.05. | 12 | 124.8717
30.05. | 13 | 124.8717
30.05. | 14 | 124.8717
30.05. | 15 | 124.8717
30.05. | 16 | 124.8717
30.05. | 17 | 124.8717
30.05. | 18 | 124.8717
30.05. | 19 | 124.8717
30.05. | 20 | 124.8717
30.05. | 21 | 124.8717
30.05. | 22 | 124.8717
30.05. | 23 | 124.8717
30.05. | 24 | 124.8717
31.05. | 1 | 124.8717
31.05. | 2 | 124.8717
31.05. | 3 | 124.8717
31.05. | 4 | 124.8717
31.05. | 5 | 124.8717
31.05. | 6 | 124.8717
31.05. | 7 | 124.8717
31.05. | 8 | 124.8717
31.05. | 9 | 124.8717
31.05. | 10 | 124.8717
31.05. | 11 | 124.8717
31.05. | 12 | 124.8717
31.05. | 13 | 124.8717
31.05. | 14 | 124.8717
31.05. | 15 | 124.8717
31.05. | 16 | 124.8717
31.05. | 17 | 124.8717
31.05. | 18 | 124.8717
31.05. | 19 | 124.8717
31.05. | 20 | 124.8717
31.05. | 21 | 124.8717
31.05. | 22 | 124.8717
31.05. | 23 | 124.8717
31.05. | 24 | 124.8717
01.06. | 1 | 124.8717
01.06. | 2 | 124.8717
01.06. | 3 | 124.8717
01.06. | 4 | 124.8717
01.06. | 5 | 124.8717
01.06. | 6 | 124.8717
01.06. | 7 | 124.8717
01.06. | 8 | 124.8717
01.06. | 9 | 124.8717
01.06. | 10 | 124.8717
01.06. | 11 | 124.8717
01.06. | 12 | 124.8717
01.06. | 13 | 124.8717
01.06. | 14 | 124.8717
01.06. | 15 | 124.8717
01.06. | 16 | 124.8717
01.06. | 17 | 124.8717
01.06. | 18 | 124.8717
01.06. | 19 | 124.8717
01.06. | 20 | 124.8717
01.06. | 21 | 124.8717
01.06. | 22 | 124.8717
01.06. | 23 | 124.8717
01.06. | 24 | 124.8717
02.06. | 1 | 124.8717
02.06. | 2 | 124.8717
02.06. | 3 | 124.8717
02.06. | 4 | 124.8717
02.06. | 5 | 124.8717
02.06. | 6 | 124.8717
02.06. | 7 | 124.8717
02.06. | 8 | 124.8717
02.06. | 9 | 124.8717
02.06. | 10 | 124.8717
02.06. | 11 | 124.8717
02.06. | 12 | 124.8717
02.06. | 13 | 124.8717
02.06. | 14 | 124.8717
02.06. | 15 | 124.8717
02.06. | 16 | 124.8717
02.06. | 17 | 124.8717
02.06. | 18 | 124.8717
02.06. | 19 | 124.8717
02.06. | 20 | 124.8717
02.06. | 21 | 124.8717
02.06. | 22 | 124.8717
02.06. | 23 | 124.8717
02.06. | 24 | 124.8717
03.06. | 1 | 124.8717
03.06. | 2 | 124.8717
03.06. | 3 | 124.8717
03.06. | 4 | 124.8717
03.06. | 5 | 124.8717
03.06. | 6 | 124.8717
03.06. | 7 | 124.8717
03.06. | 8 | 124.8717
03.06. | 9 | 124.8717
03.06. | 10 | 124.8717
03.06. | 11 | 124.8717
03.06. | 12 | 124.8717
03.06. | 13 | 124.8717
03.06. | 14 | 124.8717
03.06. | 15 | 124.8717
03.06. | 16 | 124.8717
03.06. | 17 | 124.8717
03.06. | 18 | 124.8717
03.06. | 19 | 124.8717
03.06. | 20 | 124.8717
03.06. | 21 | 124.8717
03.06. | 22 | 124.8717
03.06. | 23 | 124.8717
03.06. | 24 | 124.8717
04.06. | 1 | 124.8717
04.06. | 2 | 124.8717
04.06. | 3 | 124.8717
04.06. | 4 | 124.8717
04.06. | 5 | 124.8717
04.06. | 6 | 124.8717
04.06. | 7 | 124.8717
04.06. | 8 | 124.8717
04.06. | 9 | 124.8717
04.06. | 10 | 124.8717
04.06. | 11 | 124.8717
04.06. | 12 | 124.8717
04.06. | 13 | 124.8717
04.06. | 14 | 124.8717
04.06. | 15 | 124.8717
04.06. | 16 | 124.8717
04.06. | 17 | 124.8717
04.06. | 18 | 124.8717
04.06. | 19 | 124.8717
04.06. | 20 | 124.8717
04.06. | 21 | 124.8717
04.06. | 22 | 124.8717
04.06. | 23 | 124.8717
04.06. | 24 | 124.8717
05.06. | 1 | 124.8717
05.06. | 2 | 124.8717
05.06. | 3 | 124.8717
05.06. | 4 | 124.8717
05.06. | 5 | 124.8717
05.06. | 6 | 124.8717
05.06. | 7 | 124.8717
05.06. | 8 | 124.8717
05.06. | 9 | 124.8717
05.06. | 10 | 124.8717
05.06. | 11 | 124.8717
05.06. | 12 | 124.8717
05.06. | 13 | 124.8717
05.06. | 14 | 124.8717
05.06. | 15 | 124.8717
05.06. | 16 | 124.8717
05.06. | 17 | 124.8717
05.06. | 18 | 124.8717
05.06. | 19 | 124.8717
05.06. | 20 | 124.8717
05.06. | 21 | 124.8717
05.06. | 22 | 124.8717
05.06. | 23 | 124.8717
05.06. | 24 | 124.8717
06.06. | 1 | 124.8717
06.06. | 2 | 124.8717
06.06. | 3 | 124.8717
06.06. | 4 | 124.8717
06.06. | 5 | 124.8717
06.06. | 6 | 124.8717
06.06. | 7 | 124.8717
06.06. | 8 | 124.8717
06.06. | 9 | 124.8717
06.06. | 10 | 124.8717
06.06. | 11 | 124.8717
06.06. | 12 | 124.8717
06.06. | 13 | 124.8717
06.06. | 14 | 124.8717
06.06. | 15 | 124.8717
06.06. | 16 | 124.8717
06.06. | 17 | 124.8717
06.06. | 18 | 124.8717
06.06. | 19 | 124.8717
06.06. | 20 | 124.8717
06.06. | 21 | 124.8717
06.06. | 22 | 124.8717
06.06. | 23 | 124.8717
06.06. | 24 | 124.8717
07.06. | 1 | 124.8717
07.06. | 2 | 124.8717
07.06. | 3 | 124.8717
07.06. | 4 | 124.8717
07.06. | 5 | 124.8717
07.06. | 6 | 124.8717
07.06. | 7 | 124.8717
07.06. | 8 | 124.8717
07.06. | 9 | 124.8717
07.06. | 10 | 124.8717
07.06. | 11 | 124.8717
07.06. | 12 | 124.8717
07.06. | 13 | 124.8717
07.06. | 14 | 124.8717
07.06. | 15 | 124.8717
07.06. | 16 | 124.8717
07.06. | 17 | 124.8717
07.06. | 18 | 124.8717
07.06. | 19 | 124.8717
07.06. | 20 | 124.8717
07.06. | 21 | 124.8717
07.06. | 22 | 124.8717
07.06. | 23 | 124.8717
07.06. | 24 | 124.8717
08.06. | 1 | 124.8717
08.06. | 2 | 124.8717
08.06. | 3 | 124.8717
08.06. | 4 | 124.8717
08.06. | 5 | 124.8717
08.06. | 6 | 124.8717
08.06. | 7 | 124.8717
08.06. | 8 | 124.8717
08.06. | 9 | 124.8717
08.06. | 10 | 124.8717
08.06. | 11 | 124.8717
08.06. | 12 | 124.8717
08.06. | 13 | 124.8717
08.06. | 14 | 124.8717
08.06. | 15 | 124.8717
08.06. | 16 | 124.8717
08.06. | 17 | 124.8717
08.06. | 18 | 124.8717
08.06. | 19 | 124.8717
08.06. | 20 | 124.8717
08.06. | 21 | 124.8717
08.06. | 22 | 124.8717
08.06. | 23 | 124.8717
08.06. | 24 | 124.8717
09.06. | 1 | 124.8717
09.06. | 2 | 124.8717
09.06. | 3 | 124.8717
09.06. | 4 | 124.8717
09.06. | 5 | 124.8717
09.06. | 6 | 124.8717
09.06. | 7 | 124.8717
09.06. | 8 | 124.8717
09.06. | 9 | 124.8717
09.06. | 10 | 124.8717
09.06. | 11 | 124.8717
09.06. | 12 | 124.8717
09.06. | 13 | 124.8717
09.06. | 14 | 124.8717
09.06. | 15 | 124.8717
09.06. | 16 | 124.8717
09.06. | 17 | 124.8717
09.06. | 18 | 124.8717
09.06. | 19 | 124.8717
09.06. | 20 | 124.8717
09.06. | 21 | 124.8717
09.06. | 22 | 124.8717
09.06. | 23 | 124.8717
09.06. | 24 | 124.8717
10.06. | 1 | 124.8717
10.06. | 2 | 124.8717
10.06. | 3 | 124.8717
10.06. | 4 | 124.8717
10.06. | 5 | 124.8717
10.06. | 6 | 124.8717
10.06. | 7 | 124.8717
10.06. | 8 | 124.8717
10.06. | 9 | 124.8717
10.06. | 10 | 124.8717
10.06. | 11 | 124.8717
10.06. | 12 | 124.8717
10.06. | 13 | 124.8717
10.06. | 14 | 124.8717
10.06. | 15 | 124.8717
10.06. | 16 | 124.8717
10.06. | 17 | 124.8717
10.06. | 18 | 124.8717
10.06. | 19 | 124.8717
10.06. | 20 | 124.8717
10.06. | 21 | 124.8717
10.06. | 22 | 124.8717
10.06. | 23 | 124.8717
10.06. | 24 | 124.8717
11.06. | 1 | 124.8717
11.06. | 2 | 124.8717
11.06. | 3 | 124.8717
11.06. | 4 | 124.8717
11.06. | 5 | 124.8717
11.06. | 6 | 124.8717
11.06. | 7 | 124.8717
11.06. | 8 | 124.8717
11.06. | 9 | 124.8717
11.06. | 10 | 124.8717
11.06. | 11 | 124.8717
11.06. | 12 | 124.8717
11.06. | 13 | 124.8717
11.06. | 14 | 124.8717
11.06. | 15 | 124.8717
11.06. | 16 | 124.8717
11.06. | 17 | 124.8717
11.06. | 18 | 124.8717
11.06. | 19 | 124.8717
11.06. | 20 | 124.8717
11.06. | 21 | 124.8717
11.06. | 22 | 124.8717
11.06. | 23 | 124.8717
11.06. | 24 | 124.8717
12.06. | 1 | 124.8717
12.06. | 2 | 124.8717
12.06. | 3 | 124.8717
12.06. | 4 | 124.8717
12.06. | 5 | 124.8717
12.06. | 6 | 124.8717
12.06. | 7 | 124.8717
12.06. | 8 | 124.8717
12.06. | 9 | 124.8717
12.06. | 10 | 124.8717
12.06. | 11 | 124.8717
12.06. | 12 | 124.8717
12.06. | 13 | 124.8717
12.06. | 14 | 124.8717
12.06. | 15 | 124.8717
12.06. | 16 | 124.8717
12.06. | 17 | 124.8717
12.06. | 18 | 124.8717
12.06. | 19 | 124.8717
12.06. | 20 | 124.8717
12.06. | 21 | 124.8717
12.06. | 22 | 124.8717
12.06. | 23 | 124.8717
12.06. | 24 | 124.8717
13.06. | 1 | 124.8717
13.06. | 2 | 124.8717
13.06. | 3 | 124.8717
13.06. | 4 | 124.8717
13.06. | 5 | 124.8717
13.06. | 6 | 124.8717
13.06. | 7 | 124.8717
13.06. | 8 | 124.8717
13.06. | 9 | 124.8717
13.06. | 10 | 124.8717
13.06. | 11 | 124.8717
13.06. | 12 | 124.8717
13.06. | 13 | 124.8717
13.06. | 14 | 124.8717
13.06. | 15 | 124.8717
13.06. | 16 | 124.8717
13.06. | 17 | 124.8717
13.06. | 18 | 124.8717
13.06. | 19 | 124.8717
13.06. | 20 | 124.8717
13.06. | 21 | 124.8717
13.06. | 22 | 124.8717
13.06. | 23 | 124.8717
13.06. | 24 | 124.8717
14.06. | 1 | 124.8717
14.06. | 2 | 124.8717
14.06. | 3 | 124.8717
14.06. | 4 | 124.8717
14.06. | 5 | 124.8717
14.06. | 6 | 124.8717
14.06. | 7 | 124.8717
14.06. | 8 | 124.8717
14.06. | 9 | 124.8717
14.06. | 10 | 124.8717
14.06. | 11 | 124.8717
14.06. | 12 | 124.8717
14.06. | 13 | 124.8717
14.06. | 14 | 124.8717
14.06. | 15 | 124.8717
14.06. | 16 | 124.8717
14.06. | 17 | 124.8717
14.06. | 18 | 124.8717
14.06. | 19 | 124.8717
14.06. | 20 | 124.8717
14.06. | 21 | 124.8717
14.06. | 22 | 124.8717
14.06. | 23 | 124.8717
14.06. | 24 | 124.8717
15.06. | 1 | 124.8717
15.06. | 2 | 124.8717
15.06. | 3 | 124.8717
15.06. | 4 | 124.8717
15.06. | 5 | 124.8717
15.06. | 6 | 124.8717
15.06. | 7 | 124.8717
15.06. | 8 | 124.8717
15.06. | 9 | 124.8717
15.06. | 10 | 124.8717
15.06. | 11 | 124.8717
15.06. | 12 | 124.8717
15.06. | 13 | 124.8717
15.06. | 14 | 124.8717
15.06. | 15 | 124.8717
15.06. | 16 | 124.8717
15.06. | 17 | 124.8717
15.06. | 18 | 124.8717
15.06. | 19 | 124.8717
15.06. | 20 | 124.8717
15.06. | 21 | 124.8717
15.06. | 22 | 124.8717
15.06. | 23 | 124.8717
15.06. | 24 | 124.8717
16.06. | 1 | 124.8717
16.06. | 2 | 124.8717
16.06. | 3 | 124.8717
16.06. | 4 | 124.8717
16.06. | 5 | 124.8717
16.06. | 6 | 124.8717
16.06. | 7 | 124.8717
16.06. | 8 | 124.8717
16.06. | 9 | 124.8717
16.06. | 10 | 124.8717
16.06. | 11 | 124.8717
16.06. | 12 | 124.8717
16.06. | 13 | 124.8717
16.06. | 14 | 124.8717
16.06. | 15 | 124.8717
16.06. | 16 | 124.8717
16.06. | 17 | 124.8717
16.06. | 18 | 124.8717
16.06. | 19 | 124.8717
16.06. | 20 | 124.8717
16.06. | 21 | 124.8717
16.06. | 22 | 124.8717
16.06. | 23 | 124.8717
16.06. | 24 | 124.8717
17.06. | 1 | 124.8717
17.06. | 2 | 124.8717
17.06. | 3 | 124.8717
17.06. | 4 | 124.8717
17.06. | 5 | 124.8717
17.06. | 6 | 124.8717
17.06. | 7 | 124.8717
17.06. | 8 | 124.8717
17.06. | 9 | 124.8717
17.06. | 10 | 124.8717
17.06. | 11 | 124.8717
17.06. | 12 | 124.8717
17.06. | 13 | 124.8717
17.06. | 14 | 124.8717
17.06. | 15 | 124.8717
17.06. | 16 | 124.8717
17.06. | 17 | 124.8717
17.06. | 18 | 124.8717
17.06. | 19 | 124.8717
17.06. | 20 | 124.8717
17.06. | 21 | 124.8717
17.06. | 22 | 124.8717
17.06. | 23 | 124.8717
17.06. | 24 | 124.8717
18.06. | 1 | 124.8717
18.06. | 2 | 124.8717
18.06. | 3 | 124.8717
18.06. | 4 | 124.8717
18.06. | 5 | 124.8717
18.06. | 6 | 124.8717
18.06. | 7 | 124.8717
18.06. | 8 | 124.8717
18.06. | 9 | 124.8717
18.06. | 10 | 124.8717
18.06. | 11 | 124.8717
18.06. | 12 | 124.8717
18.06. | 13 | 124.8717
18.06. | 14 | 124.8717
18.06. | 15 | 124.8717
18.06. | 16 | 124.8717
18.06. | 17 | 124.8717
18.06. | 18 | 124.8717
18.06. | 19 | 124.8717
18.06. | 20 | 124.8717
18.06. | 21 | 124.8717
18.06. | 22 | 124.8717
18.06. | 23 | 124.8717
18.06. | 24 | 124.8717
19.06. | 1 | 124.8717
19.06. | 2 | 124.8717
19.06. | 3 | 124.8717
19.06. | 4 | 124.8717
19.06. | 5 | 124.8717
19.06. | 6 | 124.8717
19.06. | 7 | 124.8717
19.06. | 8 | 124.8717
19.06. | 9 | 124.8717
19.06. | 10 | 124.8717
19.06. | 11 | 124.8717
19.06. | 12 | 124.8717
19.06. | 13 | 124.8717
19.06. | 14 | 124.8717
19.06. | 15 | 124.8717
19.06. | 16 | 124.8717
19.06. | 17 | 124.8717
19.06. | 18 | 124.8717
19.06. | 19 | 124.8717
19.06. | 20 | 124.8717
19.06. | 21 | 124.8717
19.06. | 22 | 124.8717
19.06. | 23 | 124.8717
19.06. | 24 | 124.8717
20.06. | 1 | 124.8717
20.06. | 2 | 124.8717
20.06. | 3 | 124.8717
20.06. | 4 | 124.8717
20.06. | 5 | 124.8717
20.06. | 6 | 124.8717
20.06. | 7 | 124.8717
20.06. | 8 | 124.8717
20.06. | 9 | 124.8717
20.06. | 10 | 124.8717
20.06. | 11 | 124.8717
20.06. | 12 | 124.8717
20.06. | 13 | 124.8717
20.06. | 14 | 124.8717
20.06. | 15 | 124.8717
20.06. | 16 | 124.8717
20.06. | 17 | 124.8717
20.06. | 18 | 124.8717
20.06. | 19 | 124.8717
20.06. | 20 | 124.8717
20.06. | 21 | 124.8717
20.06. | 22 | 124.8717
20.06. | 23 | 124.8717
20.06. | 24 | 124.8717
21.06. | 1 | 124.8717
21.06. | 2 | 124.8717
21.06. | 3 | 124.8717
21.06. | 4 | 124.8717
21.06. | 5 | 124.8717
21.06. | 6 | 124.8717
21.06. | 7 | 124.8717
21.06. | 8 | 124.8717
21.06. | 9 | 124.8717
21.06. | 10 | 124.8717
21.06. | 11 | 124.8717
21.06. | 12 | 124.8717
21.06. | 13 | 124.8717
21.06. | 14 | 124.8717
21.06. | 15 | 124.8717
21.06. | 16 | 124.8717
21.06. | 17 | 124.8717
21.06. | 18 | 124.8717
21.06. | 19 | 124.8717
21.06. | 20 | 124.8717
21.06. | 21 | 124.8717
21.06. | 22 | 124.8717
21.06. | 23 | 124.8717
21.06. | 24 | 124.8717
22.06. | 1 | 124.8717
22.06. | 2 | 124.8717
22.06. | 3 | 124.8717
22.06. | 4 | 124.8717
22.06. | 5 | 124.8717
22.06. | 6 | 124.8717
22.06. | 7 | 124.8717
22.06. | 8 | 124.8717
22.06. | 9 | 124.8717
22.06. | 10 | 124.8717
22.06. | 11 | 124.8717
22.06. | 12 | 124.8717
22.06. | 13 | 124.8717
22.06. | 14 | 124.8717
22.06. | 15 | 124.8717
22.06. | 16 | 124.8717
22.06. | 17 | 124.8717
22.06. | 18 | 124.8717
22.06. | 19 | 124.8717
22.06. | 20 | 124.8717
22.06. | 21 | 124.8717
22.06. | 22 | 124.8717
22.06. | 23 | 124.8717
22.06. | 24 | 124.8717
23.06. | 1 | 124.8717
23.06. | 2 | 124.8717
23.06. | 3 | 124.8717
23.06. | 4 | 124.8717
23.06. | 5 | 124.8717
23.06. | 6 | 124.8717
23.06. | 7 | 124.8717
23.06. | 8 | 124.8717
23.06. | 9 | 124.8717
23.06. | 10 | 124.8717
23.06. | 11 | 124.8717
23.06. | 12 | 124.8717
23.06. | 13 | 124.8717
23.06. | 14 | 124.8717
23.06. | 15 | 124.8717
23.06. | 16 | 124.8717
23.06. | 17 | 124.8717
23.06. | 18 | 124.8717
23.06. | 19 | 124.8717
23.06. | 20 | 124.8717
23.06. | 21 | 124.8717
23.06. | 22 | 124.8717
23.06. | 23 | 124.8717
23.06. | 24 | 124.8717
24.06. | 1 | 124.8717
24.06. | 2 | 124.8717
24.06. | 3 | 124.8717
24.06. | 4 | 124.8717
24.06. | 5 | 124.8717
24.06. | 6 | 124.8717
24.06. | 7 | 124.8717
24.06. | 8 | 124.8717
24.06. | 9 | 124.8717
24.06. | 10 | 124.8717
24.06. | 11 | 124.8717
24.06. | 12 | 124.8717
24.06. | 13 | 124.8717
24.06. | 14 | 124.8717
24.06. | 15 | 124.8717
24.06. | 16 | 124.8717
24.06. | 17 | 124.8717
24.06. | 18 | 124.8717
24.06. | 19 | 124.8717
24.06. | 20 | 124.8717
24.06. | 21 | 124.8717
24.06. | 22 | 124.8717
24.06. | 23 | 124.8717
24.06. | 24 | 124.8717
25.06. | 1 | 124.8717
25.06. | 2 | 124.8717
25.06. | 3 | 124.8717
25.06. | 4 | 124.8717
25.06. | 5 | 124.8717
25.06. | 6 | 124.8717
25.06. | 7 | 124.8717
25.06. | 8 | 124.8717
25.06. | 9 | 124.8717
25.06. | 10 | 124.8717
25.06. | 11 | 124.8717
25.06. | 12 | 124.8717
25.06. | 13 | 124.8717
25.06. | 14 | 124.8717
25.06. | 15 | 124.8717
25.06. | 16 | 124.8717
25.06. | 17 | 124.8717
25.06. | 18 | 124.8717
25.06. | 19 | 124.8717
25.06. | 20 | 124.8717
25.06. | 21 | 124.8717
25.06. | 22 | 124.8717
25.06. | 23 | 124.8717
25.06. | 24 | 124.8717
26.06. | 1 | 124.8717
26.06. | 2 | 124.8717
26.06. | 3 | 124.8717
26.06. | 4 | 124.8717
26.06. | 5 | 124.8717
26.06. | 6 | 124.8717
26.06. | 7 | 124.8717
26.06. | 8 | 124.8717
26.06. | 9 | 124.8717
26.06. | 10 | 124.8717
26.06. | 11 | 124.8717
26.06. | 12 | 124.8717
26.06. | 13 | 124.8717
26.06. | 14 | 124.8717
26.06. | 15 | 124.8717
26.06. | 16 | 124.8717
26.06. | 17 | 124.8717
26.06. | 18 | 124.8717
26.06. | 19 | 124.8717
26.06. | 20 | 124.8717
26.06. | 21 | 124.8717
26.06. | 22 | 124.8717
26.06. | 23 | 124.8717
26.06. | 24 | 124.8717
27.06. | 1 | 124.8717
27.06. | 2 | 124.8717
27.06. | 3 | 124.8717
27.06. | 4 | 124.8717
27.06. | 5 | 124.8717
27.06. | 6 | 124.8717
27.06. | 7 | 124.8717
27.06. | 8 | 124.8717
27.06. | 9 | 124.8717
27.06. | 10 | 124.8717
27.06. | 11 | 124.8717
27.06. | 12 | 124.8717
27.06. | 13 | 124.8717
27.06. | 14 | 124.8717
27.06. | 15 | 124.8717
27.06. | 16 | 124.8717
27.06. | 17 | 124.8717
27.06. | 18 | 124.8717
27.06. | 19 | 124.8717
27.06. | 20 | 124.8717
27.06. | 21 | 124.8717
27.06. | 22 | 124.8717
27.06. | 23 | 124.8717
27.06. | 24 | 124.8717
28.06. | 1 | 124.8717
28.06. | 2 | 124.8717
28.06. | 3 | 124.8717
28.06. | 4 | 124.8717
28.06. | 5 | 124.8717
28.06. | 6 | 124.8717
28.06. | 7 | 124.8717
28.06. | 8 | 124.8717
28.06. | 9 | 124.8717
28.06. | 10 | 124.8717
28.06. | 11 | 124.8717
28.06. | 12 | 124.8717
28.06. | 13 | 124.8717
28.06. | 14 | 124.8717
28.06. | 15 | 124.8717
28.06. | 16 | 124.8717
28.06. | 17 | 124.8717
28.06. | 18 | 124.8717
28.06. | 19 | 124.8717
28.06. | 20 | 124.8717
28.06. | 21 | 124.8717
28.06. | 22 | 124.8717
28.06. | 23 | 124.8717
28.06. | 24 | 124.8717
29.06. | 1 | 124.8717
29.06. | 2 | 124.8717
29.06. | 3 | 124.8717
29.06. | 4 | 124.8717
29.06. | 5 | 124.8717
29.06. | 6 | 124.8717
29.06. | 7 | 124.8717
29.06. | 8 | 124.8717
29.06. | 9 | 124.8717
29.06. | 10 | 124.8717
29.06. | 11 | 124.8717
29.06. | 12 | 124.8717
29.06. | 13 | 124.8717
29.06. | 14 | 124.8717
29.06. | 15 | 124.8717
29.06. | 16 | 124.8717
29.06. | 17 | 124.8717
29.06. | 18 | 124.8717
29.06. | 19 | 124.8717
29.06. | 20 | 124.8717
29.06. | 21 | 124.8717
29.06. | 22 | 124.8717
29.06. | 23 | 124.8717
29.06. | 24 | 124.8717
30.06. | 1 | 124.8717
30.06. | 2 | 124.8717
30.06. | 3 | 124.8717
30.06. | 4 | 124.8717
30.06. | 5 | 124.8717
30.06. | 6 | 124.8717
30.06. | 7 | 124.8717
30.06. | 8 | 124.8717
30.06. | 9 | 124.8717
30.06. | 10 | 124.8717
30.06. | 11 | 124.8717
30.06. | 12 | 124.8717
30.06. | 13 | 124.8717
30.06. | 14 | 124.8717
30.06. | 15 | 124.8717
30.06. | 16 | 124.8717
30.06. | 17 | 124.8717
30.06. | 18 | 124.8717
30.06. | 19 | 124.8717
30.06. | 20 | 124.8717
30.06. | 21 | 124.8717
30.06. | 22 | 124.8717
30.06. | 23 | 124.8717
30.06. | 24 | 124.8717
01.07. | 1 | 124.8717
01.07. | 2 | 124.8717
01.07. | 3 | 124.8717
01.07. | 4 | 124.8717
01.07. | 5 | 124.8717
01.07. | 6 | 124.8717
01.07. | 7 | 124.8717
01.07. | 8 | 124.8717
01.07. | 9 | 124.8717
01.07. | 10 | 124.8717
01.07. | 11 | 124.8717
01.07. | 12 | 124.8717
01.07. | 13 | 124.8717
01.07. | 14 | 124.8717
01.07. | 15 | 124.8717
01.07. | 16 | 124.8717
01.07. | 17 | 124.8717
01.07. | 18 | 124.8717
01.07. | 19 | 124.8717
01.07. | 20 | 124.8717
01.07. | 21 | 124.8717
01.07. | 22 | 124.8717
01.07. | 23 | 124.8717
01.07. | 24 | 124.8717
02.07. | 1 | 124.8717
02.07. | 2 | 124.8717
02.07. | 3 | 124.8717
02.07. | 4 | 124.8717
02.07. | 5 | 124.8717
02.07. | 6 | 124.8717
02.07. | 7 | 124.8717
02.07. | 8 | 124.8717
02.07. | 9 | 124.8717
02.07. | 10 | 124.8717
02.07. | 11 | 124.8717
02.07. | 12 | 124.8717
02.07. | 13 | 124.8717
02.07. | 14 | 124.8717
02.07. | 15 | 124.8717
02.07. | 16 | 124.8717
02.07. | 17 | 124.8717
02.07. | 18 | 124.8717
02.07. | 19 | 124.8717
02.07. | 20 | 124.8717
02.07. | 21 | 124.8717
02.07. | 22 | 124.8717
02.07. | 23 | 124.8717
02.07. | 24 | 124.8717
03.07. | 1 | 124.8717
03.07. | 2 | 124.8717
03.07. | 3 | 124.8717
03.07. | 4 | 124.8717
03.07. | 5 | 124.8717
03.07. | 6 | 124.8717
03.07. | 7 | 124.8717
03.07. | 8 | 124.8717
03.07. | 9 | 124.8717
03.07. | 10 | 124.8717
03.07. | 11 | 124.8717
03.07. | 12 | 124.8717
03.07. | 13 | 124.8717
03.07. | 14 | 124.8717
03.07. | 15 | 124.8717
03.07. | 16 | 124.8717
03.07. | 17 | 124.8717
03.07. | 18 | 124.8717
03.07. | 19 | 124.8717
03.07. | 20 | 124.8717
03.07. | 21 | 124.8717
03.07. | 22 | 124.8717
03.07. | 23 | 124.8717
03.07. | 24 | 124.8717
04.07. | 1 | 124.8717
04.07. | 2 | 124.8717
04.07. | 3 | 124.8717
04.07. | 4 | 124.8717
04.07. | 5 | 124.8717
04.07. | 6 | 124.8717
04.07. | 7 | 124.8717
04.07. | 8 | 124.8717
04.07. | 9 | 124.8717
04.07. | 10 | 124.8717
04.07. | 11 | 124.8717
04.07. | 12 | 124.8717
04.07. | 13 | 124.8717
04.07. | 14 | 124.8717
04.07. | 15 | 124.8717
04.07. | 16 | 124.8717
04.07. | 17 | 124.8717
04.07. | 18 | 124.8717
04.07. | 19 | 124.8717
04.07. | 20 | 124.8717
04.07. | 21 | 124.8717
04.07. | 22 | 124.8717
04.07. | 23 | 124.8717
04.07. | 24 | 124.8717
05.07. | 1 | 124.8717
05.07. | 2 | 124.8717
05.07. | 3 | 124.8717
05.07. | 4 | 124.8717
05.07. | 5 | 124.8717
05.07. | 6 | 124.8717
05.07. | 7 | 124.8717
05.07. | 8 | 124.8717
05.07. | 9 | 124.8717
05.07. | 10 | 124.8717
05.07. | 11 | 124.8717
05.07. | 12 | 124.8717
05.07. | 13 | 124.8717
05.07. | 14 | 124.8717
05.07. | 15 | 124.8717
05.07. | 16 | 124.8717
05.07. | 17 | 124.8717
05.07. | 18 | 124.8717
05.07. | 19 | 124.8717
05.07. | 20 | 124.8717
05.07. | 21 | 124.8717
05.07. | 22 | 124.8717
05.07. | 23 | 124.8717
05.07. | 24 | 124.8717
06.07. | 1 | 124.8717
06.07. | 2 | 124.8717
06.07. | 3 | 124.8717
06.07. | 4 | 124.8717
06.07. | 5 | 124.8717
06.07. | 6 | 124.8717
06.07. | 7 | 124.8717
06.07. | 8 | 124.8717
06.07. | 9 | 124.8717
06.07. | 10 | 124.8717
06.07. | 11 | 124.8717
06.07. | 12 | 124.8717
06.07. | 13 | 124.8717
06.07. | 14 | 124.8717
06.07. | 15 | 124.8717
06.07. | 16 | 124.8717
06.07. | 17 | 124.8717
06.07. | 18 | 124.8717
06.07. | 19 | 124.8717
06.07. | 20 | 124.8717
06.07. | 21 | 124.8717
06.07. | 22 | 124.8717
06.07. | 23 | 124.8717
06.07. | 24 | 124.8717
07.07. | 1 | 124.8717
07.07. | 2 | 124.8717
07.07. | 3 | 124.8717
07.07. | 4 | 124.8717
07.07. | 5 | 124.8717
07.07. | 6 | 124.8717
07.07. | 7 | 124.8717
07.07. | 8 | 124.8717
07.07. | 9 | 124.8717
07.07. | 10 | 124.8717
07.07. | 11 | 124.8717
07.07. | 12 | 124.8717
07.07. | 13 | 124.8717
07.07. | 14 | 124.8717
07.07. | 15 | 124.8717
07.07. | 16 | 124.8717
07.07. | 17 | 124.8717
07.07. | 18 | 124.8717
07.07. | 19 | 124.8717
07.07. | 20 | 124.8717
07.07. | 21 | 124.8717
07.07. | 22 | 124.8717
07.07. | 23 | 124.8717
07.07. | 24 | 124.8717
08.07. | 1 | 124.8717
08.07. | 2 | 124.8717
08.07. | 3 | 124.8717
08.07. | 4 | 124.8717
08.07. | 5 | 124.8717
08.07. | 6 | 124.8717
08.07. | 7 | 124.8717
08.07. | 8 | 124.8717
08.07. | 9 | 124.8717
08.07. | 10 | 124.8717
08.07. | 11 | 124.8717
08.07. | 12 | 124.8717
08.07. | 13 | 124.8717
08.07. | 14 | 124.8717
08.07. | 15 | 124.8717
08.07. | 16 | 124.8717
08.07. | 17 | 124.8717
08.07. | 18 | 124.8717
08.07. | 19 | 124.8717
08.07. | 20 | 124.8717
08.07. | 21 | 124.8717
08.07. | 22 | 124.8717
08.07. | 23 | 124.8717
08.07. | 24 | 124.8717
09.07. | 1 | 124.8717
09.07. | 2 | 124.8717
09.07. | 3 | 124.8717
09.07. | 4 | 124.8717
09.07. | 5 | 124.8717
09.07. | 6 | 124.8717
09.07. | 7 | 124.8717
09.07. | 8 | 124.8717
09.07. | 9 | 124.8717
09.07. | 10 | 124.8717
09.07. | 11 | 124.8717
09.07. | 12 | 124.8717
09.07. | 13 | 124.8717
09.07. | 14 | 124.8717
09.07. | 15 | 124.8717
09.07. | 16 | 124.8717
09.07. | 17 | 124.8717
09.07. | 18 | 124.8717
09.07. | 19 | 124.8717
09.07. | 20 | 124.8717
09.07. | 21 | 124.8717
09.07. | 22 | 124.8717
09.07. | 23 | 124.8717
09.07. | 24 | 124.8717
10.07. | 1 | 124.8717
10.07. | 2 | 124.8717
10.07. | 3 | 124.8717
10.07. | 4 | 124.8717
10.07. | 5 | 124.8717
10.07. | 6 | 124.8717
10.07. | 7 | 124.8717
10.07. | 8 | 124.8717
10.07. | 9 | 124.8717
10.07. | 10 | 124.8717
10.07. | 11 | 124.8717
10.07. | 12 | 124.8717
10.07. | 13 | 124.8717
10.07. | 14 | 124.8717
10.07. | 15 | 124.8717
10.07. | 16 | 124.8717
10.07. | 17 | 124.8717
10.07. | 18 | 124.8717
10.07. | 19 | 124.8717
10.07. | 20 | 124.8717
10.07. | 21 | 124.8717
10.07. | 22 | 124.8717
10.07. | 23 | 124.8717
10.07. | 24 | 124.8717
11.07. | 1 | 124.8717
11.07. | 2 | 124.8717
11.07. | 3 | 124.8717
11.07. | 4 | 124.8717
11.07. | 5 | 124.8717
11.07. | 6 | 124.8717
11.07. | 7 | 124.8717
11.07. | 8 | 124.8717
11.07. | 9 | 124.8717
11.07. | 10 | 124.8717
11.07. | 11 | 124.8717
11.07. | 12 | 124.8717
11.07. | 13 | 124.8717
11.07. | 14 | 124.8717
11.07. | 15 | 124.8717
11.07. | 16 | 124.8717
11.07. | 17 | 124.8717
11.07. | 18 | 124.8717
11.07. | 19 | 124.8717
11.07. | 20 | 124.8717
11.07. | 21 | 124.8717
11.07. | 22 | 124.8717
11.07. | 23 | 124.8717
11.07. | 24 | 124.8717
12.07. | 1 | 124.8717
12.07. | 2 | 124.8717
12.07. | 3 | 124.8717
12.07. | 4 | 124.8717
12.07. | 5 | 124.8717
12.07. | 6 | 124.8717
12.07. | 7 | 124.8717
12.07. | 8 | 124.8717
12.07. | 9 | 124.8717
12.07. | 10 | 124.8717
12.07. | 11 | 124.8717
12.07. | 12 | 124.8717
12.07. | 13 | 124.8717
12.07. | 14 | 124.8717
12.07. | 15 | 124.8717
12.07. | 16 | 124.8717
12.07. | 17 | 124.8717
12.07. | 18 | 124.8717
12.07. | 19 | 124.8717
12.07. | 20 | 124.8717
12.07. | 21 | 124.8717
12.07. | 22 | 124.8717
12.07. | 23 | 124.8717
12.07. | 24 | 124.8717
13.07. | 1 | 124.8717
13.07. | 2 | 124.8717
13.07. | 3 | 124.8717
13.07. | 4 | 124.8717
13.07. | 5 | 124.8717
13.07. | 6 | 124.8717
13.07. | 7 | 124.8717
13.07. | 8 | 124.8717
13.07. | 9 | 124.8717
13.07. | 10 | 124.8717
13.07. | 11 | 124.8717
13.07. | 12 | 124.8717
13.07. | 13 | 124.8717
13.07. | 14 | 124.8717
13.07. | 15 | 124.8717
13.07. | 16 | 124.8717
13.07. | 17 | 124.8717
13.07. | 18 | 124.8717
13.07. | 19 | 124.8717
13.07. | 20 | 124.8717
13.07. | 21 | 124.8717
13.07. | 22 | 124.8717
13.07. | 23 | 124.8717
13.07. | 24 | 124.8717
14.07. | 1 | 124.8717
14.07. | 2 | 124.8717
14.07. | 3 | 124.8717
14.07. | 4 | 124.8717
14.07. | 5 | 124.8717
14.07. | 6 | 124.8717
14.07. | 7 | 124.8717
14.07. | 8 | 124.8717
14.07. | 9 | 124.8717
14.07. | 10 | 124.8717
14.07. | 11 | 124.8717
14.07. | 12 | 124.8717
14.07. | 13 | 124.8717
14.07. | 14 | 124.8717
14.07. | 15 | 124.8717
14.07. | 16 | 124.8717
14.07. | 17 | 124.8717
14.07. | 18 | 124.8717
14.07. | 19 | 124.8717
14.07. | 20 | 124.8717
14.07. | 21 | 124.8717
14.07. | 22 | 124.8717
14.07. | 23 | 124.8717
14.07. | 24 | 124.8717
15.07. | 1 | 124.8717
15.07. | 2 | 124.8717
15.07. | 3 | 124.8717
15.07. | 4 | 124.8717
15.07. | 5 | 124.8717
15.07. | 6 | 124.8717
15.07. | 7 | 124.8717
15.07. | 8 | 124.8717
15.07. | 9 | 124.8717
15.07. | 10 | 124.8717
15.07. | 11 | 124.8717
15.07. | 12 | 124.8717
15.07. | 13 | 124.8717
15.07. | 14 | 124.8717
15.07. | 15 | 124.8717
15.07. | 16 | 124.8717
15.07. | 17 | 124.8717
15.07. | 18 | 124.8717
15.07. | 19 | 124.8717
15.07. | 20 | 124.8717
15.07. | 21 | 124.8717
15.07. | 22 | 124.8717
15.07. | 23 | 124.8717
15.07. | 24 | 124.8717
16.07. | 1 | 124.8717
16.07. | 2 | 124.8717
16.07. | 3 | 124.8717
16.07. | 4 | 124.8717
16.07. | 5 | 124.8717
16.07. | 6 | 124.8717
16.07. | 7 | 124.8717
16.07. | 8 | 124.8717
16.07. | 9 | 124.8717
16.07. | 10 | 124.8717
16.07. | 11 | 124.8717
16.07. | 12 | 124.8717
16.07. | 13 | 124.8717
16.07. | 14 | 124.8717
16.07. | 15 | 124.8717
16.07. | 16 | 124.8717
16.07. | 17 | 124.8717
16.07. | 18 | 124.8717
16.07. | 19 | 124.8717
16.07. | 20 | 124.8717
16.07. | 21 | 124.8717
16.07. | 22 | 124.8717
16.07. | 23 | 124.8717
16.07. | 24 | 124.8717
17.07. | 1 | 124.8717
17.07. | 2 | 124.8717
17.07. | 3 | 124.8717
17.07. | 4 | 124.8717
17.07. | 5 | 124.8717
17.07. | 6 | 124.8717
17.07. | 7 | 124.8717
17.07. | 8 | 124.8717
17.07. | 9 | 124.8717
17.07. | 10 | 124.8717
17.07. | 11 | 124.8717
17.07. | 12 | 124.8717
17.07. | 13 | 124.8717
17.07. | 14 | 124.8717
17.07. | 15 | 124.8717
17.07. | 16 | 124.8717
17.07. | 17 | 124.8717
17.07. | 18 | 124.8717
17.07. | 19 | 124.8717
17.07. | 20 | 124.8717
17.07. | 21 | 124.8717
17.07. | 22 | 124.8717
17.07. | 23 | 124.8717
17.07. | 24 | 124.8717
18.07. | 1 | 124.8717
18.07. | 2 | 124.8717
18.07. | 3 | 124.8717
18.07. | 4 | 124.8717
18.07. | 5 | 124.8717
18.07. | 6 | 124.8717
18.07. | 7 | 124.8717
18.07. | 8 | 124.8717
18.07. | 9 | 124.8717
18.07. | 10 | 124.8717
18.07. | 11 | 124.8717
18.07. | 12 | 124.8717
18.07. | 13 | 124.8717
18.07. | 14 | 124.8717
18.07. | 15 | 124.8717
18.07. | 16 | 124.8717
18.07. | 17 | 124.8717
18.07. | 18 | 124.8717
18.07. | 19 | 124.8717
18.07. | 20 | 124.8717
18.07. | 21 | 124.8717
18.07. | 22 | 124.8717
18.07. | 23 | 124.8717
18.07. | 24 | 124.8717
19.07. | 1 | 124.8717
19.07. | 2 | 124.8717
19.07. | 3 | 124.8717
19.07. | 4 | 124.8717
19.07. | 5 | 124.8717
19.07. | 6 | 124.8717
19.07. | 7 | 124.8717
19.07. | 8 | 124.8717
19.07. | 9 | 124.8717
19.07. | 10 | 124.8717
19.07. | 11 | 124.8717
19.07. | 12 | 124.8717
19.07. | 13 | 124.8717
19.07. | 14 | 124.8717
19.07. | 15 | 124.8717
19.07. | 16 | 124.8717
19.07. | 17 | 124.8717
19.07. | 18 | 124.8717
19.07. | 19 | 124.8717
19.07. | 20 | 124.8717
19.07. | 21 | 124.8717
19.07. | 22 | 124.8717
19.07. | 23 | 124.8717
19.07. | 24 | 124.8717
20.07. | 1 | 124.8717
20.07. | 2 | 124.8717
20.07. | 3 | 124.8717
20.07. | 4 | 124.8717
20.07. | 5 | 124.8717
20.07. | 6 | 124.8717
20.07. | 7 | 124.8717
20.07. | 8 | 124.8717
20.07. | 9 | 124.8717
20.07. | 10 | 124.8717
20.07. | 11 | 124.8717
20.07. | 12 | 124.8717
20.07. | 13 | 124.8717
20.07. | 14 | 124.8717
20.07. | 15 | 124.8717
20.07. | 16 | 124.8717
20.07. | 17 | 124.8717
20.07. | 18 | 124.8717
20.07. | 19 | 124.8717
20.07. | 20 | 124.8717
20.07. | 21 | 124.8717
20.07. | 22 | 124.8717
20.07. | 23 | 124.8717
20.07. | 24 | 124.8717
21.07. | 1 | 124.8717
21.07. | 2 | 124.8717
21.07. | 3 | 124.8717
21.07. | 4 | 124.8717
21.07. | 5 | 124.8717
21.07. | 6 | 124.8717
21.07. | 7 | 124.8717
21.07. | 8 | 124.8717
21.07. | 9 | 124.8717
21.07. | 10 | 124.8717
21.07. | 11 | 124.8717
21.07. | 12 | 124.8717
21.07. | 13 | 124.8717
21.07. | 14 | 124.8717
21.07. | 15 | 124.8717
21.07. | 16 | 124.8717
21.07. | 17 | 124.8717
21.07. | 18 | 124.8717
21.07. | 19 | 124.8717
21.07. | 20 | 124.8717
21.07. | 21 | 124.8717
21.07. | 22 | 124.8717
21.07. | 23 | 124.8717
21.07. | 24 | 124.8717
22.07. | 1 | 124.8717
22.07. | 2 | 124.8717
22.07. | 3 | 124.8717
22.07. | 4 | 124.8717
22.07. | 5 | 124.8717
22.07. | 6 | 124.8717
22.07. | 7 | 124.8717
22.07. | 8 | 124.8717
22.07. | 9 | 124.8717
22.07. | 10 | 124.8717
22.07. | 11 | 124.8717
22.07. | 12 | 124.8717
22.07. | 13 | 124.8717
22.07. | 14 | 124.8717
22.07. | 15 | 124.8717
22.07. | 16 | 124.8717
22.07. | 17 | 124.8717
22.07. | 18 | 124.8717
22.07. | 19 | 124.8717
22.07. | 20 | 124.8717
22.07. | 21 | 124.8717
22.07. | 22 | 124.8717
22.07. | 23 | 124.8717
22.07. | 24 | 124.8717
23.07. | 1 | 124.8717
23.07. | 2 | 124.8717
23.07. | 3 | 124.8717
23.07. | 4 | 124.8717
23.07. | 5 | 124.8717
23.07. | 6 | 124.8717
23.07. | 7 | 124.8717
23.07. | 8 | 124.8717
23.07. | 9 | 124.8717
23.07. | 10 | 124.8717
23.07. | 11 | 124.8717
23.07. | 12 | 124.8717
23.07. | 13 | 124.8717
23.07. | 14 | 124.8717
23.07. | 15 | 124.8717
23.07. | 16 | 124.8717
23.07. | 17 | 124.8717
23.07. | 18 | 124.8717
23.07. | 19 | 124.8717
23.07. | 20 | 124.8717
23.07. | 21 | 124.8717
23.07. | 22 | 124.8717
23.07. | 23 | 124.8717
23.07. | 24 | 124.8717
24.07. | 1 | 124.8717
24.07. | 2 | 124.8717
24.07. | 3 | 124.8717
24.07. | 4 | 124.8717
24.07. | 5 | 124.8717
24.07. | 6 | 124.8717
24.07. | 7 | 124.8717
24.07. | 8 | 124.8717
24.07. | 9 | 124.8717
24.07. | 10 | 124.8717
24.07. | 11 | 124.8717
24.07. | 12 | 124.8717
24.07. | 13 | 124.8717
24.07. | 14 | 124.8717
24.07. | 15 | 124.8717
24.07. | 16 | 124.8717
24.07. | 17 | 124.8717
24.07. | 18 | 124.8717
24.07. | 19 | 124.8717
24.07. | 20 | 124.8717
24.07. | 21 | 124.8717
24.07. | 22 | 124.8717
24.07. | 23 | 124.8717
24.07. | 24 | 124.8717
25.07. | 1 | 124.8717
25.07. | 2 | 124.8717
25.07. | 3 | 124.8717
25.07. | 4 | 124.8717
25.07. | 5 | 124.8717
25.07. | 6 | 124.8717
25.07. | 7 | 124.8717
25.07. | 8 | 124.8717
25.07. | 9 | 124.8717
25.07. | 10 | 124.8717
25.07. | 11 | 124.8717
25.07. | 12 | 124.8717
25.07. | 13 | 124.8717
25.07. | 14 | 124.8717
25.07. | 15 | 124.8717
25.07. | 16 | 124.8717
25.07. | 17 | 124.8717
25.07. | 18 | 124.8717
25.07. | 19 | 124.8717
25.07. | 20 | 124.8717
25.07. | 21 | 124.8717
25.07. | 22 | 124.8717
25.07. | 23 | 124.8717
25.07. | 24 | 124.8717
26.07. | 1 | 124.8717
26.07. | 2 | 124.8717
26.07. | 3 | 124.8717
26.07. | 4 | 124.8717
26.07. | 5 | 124.8717
26.07. | 6 | 124.8717
26.07. | 7 | 124.8717
26.07. | 8 | 124.8717
26.07. | 9 | 124.8717
26.07. | 10 | 124.8717
26.07. | 11 | 124.8717
26.07. | 12 | 124.8717
26.07. | 13 | 124.8717
26.07. | 14 | 124.8717
26.07. | 15 | 124.8717
26.07. | 16 | 124.8717
26.07. | 17 | 124.8717
26.07. | 18 | 124.8717
26.07. | 19 | 124.8717
26.07. | 20 | 124.8717
26.07. | 21 | 124.8717
26.07. | 22 | 124.8717
26.07. | 23 | 124.8717
26.07. | 24 | 124.8717
27.07. | 1 | 124.8717
27.07. | 2 | 124.8717
27.07. | 3 | 124.8717
27.07. | 4 | 124.8717
27.07. | 5 | 124.8717
27.07. | 6 | 124.8717
27.07. | 7 | 124.8717
27.07. | 8 | 124.8717
27.07. | 9 | 124.8717
27.07. | 10 | 124.8717
27.07. | 11 | 124.8717
27.07. | 12 | 124.8717
27.07. | 13 | 124.8717
27.07. | 14 | 124.8717
27.07. | 15 | 124.8717
27.07. | 16 | 124.8717
27.07. | 17 | 124.8717
27.07. | 18 | 124.8717
27.07. | 19 | 124.8717
27.07. | 20 | 124.8717
27.07. | 21 | 124.8717
27.07. | 22 | 124.8717
27.07. | 23 | 124.8717
27.07. | 24 | 124.8717
28.07. | 1 | 124.8717
28.07. | 2 | 124.8717
28.07. | 3 | 124.8717
28.07. | 4 | 124.8717
28.07. | 5 | 124.8717
28.07. | 6 | 124.8717
28.07. | 7 | 124.8717
28.07. | 8 | 124.8717
28.07. | 9 | 124.8717
28.07. | 10 | 124.8717
28.07. | 11 | 124.8717
28.07. | 12 | 124.8717
28.07. | 13 | 124.8717
28.07. | 14 | 124.8717
28.07. | 15 | 124.8717
28.07. | 16 | 124.8717
28.07. | 17 | 124.8717
28.07. | 18 | 124.8717
28.07. | 19 | 124.8717
28.07. | 20 | 124.8717
28.07. | 21 | 124.8717
28.07. | 22 | 124.8717
28.07. | 23 | 124.8717
28.07. | 24 | 124.8717
29.07. | 1 | 124.8717
29.07. | 2 | 124.8717
29.07. | 3 | 124.8717
29.07. | 4 | 124.8717
29.07. | 5 | 124.8717
29.07. | 6 | 124.8717
29.07. | 7 | 124.8717
29.07. | 8 | 124.8717
29.07. | 9 | 124.8717
29.07. | 10 | 124.8717
29.07. | 11 | 124.8717
29.07. | 12 | 124.8717
29.07. | 13 | 124.8717
29.07. | 14 | 124.8717
29.07. | 15 | 124.8717
29.07. | 16 | 124.8717
29.07. | 17 | 124.8717
29.07. | 18 | 124.8717
29.07. | 19 | 124.8717
29.07. | 20 | 124.8717
29.07. | 21 | 124.8717
29.07. | 22 | 124.8717
29.07. | 23 | 124.8717
29.07. | 24 | 124.8717
30.07. | 1 | 124.8717
30.07. | 2 | 124.8717
30.07. | 3 | 124.8717
30.07. | 4 | 124.8717
30.07. | 5 | 124.8717
30.07. | 6 | 124.8717
30.07. | 7 | 124.8717
30.07. | 8 | 124.8717
30.07. | 9 | 124.8717
30.07. | 10 | 124.8717
30.07. | 11 | 124.8717
30.07. | 12 | 124.8717
30.07. | 13 | 124.8717
30.07. | 14 | 124.8717
30.07. | 15 | 124.8717
30.07. | 16 | 124.8717
30.07. | 17 | 124.8717
30.07. | 18 | 124.8717
30.07. | 19 | 124.8717
30.07. | 20 | 124.8717
30.07. | 21 | 124.8717
30.07. | 22 | 124.8717
30.07. | 23 | 124.8717
30.07. | 24 | 124.8717
31.07. | 1 | 124.8717
31.07. | 2 | 124.8717
31.07. | 3 | 124.8717
31.07. | 4 | 124.8717
31.07. | 5 | 124.8717
31.07. | 6 | 124.8717
31.07. | 7 | 124.8717
31.07. | 8 | 124.8717
31.07. | 9 | 124.8717
31.07. | 10 | 124.8717
31.07. | 11 | 124.8717
31.07. | 12 | 124.8717
31.07. | 13 | 124.8717
31.07. | 14 | 124.8717
31.07. | 15 | 124.8717
31.07. | 16 | 124.8717
31.07. | 17 | 124.8717
31.07. | 18 | 124.8717
31.07. | 19 | 124.8717
31.07. | 20 | 124.8717
31.07. | 21 | 124.8717
31.07. | 22 | 124.8717
31.07. | 23 | 124.8717
31.07. | 24 | 124.8717
01.08. | 1 | 124.8717
01.08. | 2 | 124.8717
01.08. | 3 | 124.8717
01.08. | 4 | 124.8717
01.08. | 5 | 124.8717
01.08. | 6 | 124.8717
01.08. | 7 | 124.8717
01.08. | 8 | 124.8717
01.08. | 9 | 124.8717
01.08. | 10 | 124.8717
01.08. | 11 | 124.8717
01.08. | 12 | 124.8717
01.08. | 13 | 124.8717
01.08. | 14 | 124.8717
01.08. | 15 | 124.8717
01.08. | 16 | 124.8717
01.08. | 17 | 124.8717
01.08. | 18 | 124.8717
01.08. | 19 | 124.8717
01.08. | 20 | 124.8717
01.08. | 21 | 124.8717
01.08. | 22 | 124.8717
01.08. | 23 | 124.8717
01.08. | 24 | 124.8717
02.08. | 1 | 124.8717
02.08. | 2 | 124.8717
02.08. | 3 | 124.8717
02.08. | 4 | 124.8717
02.08. | 5 | 124.8717
02.08. | 6 | 124.8717
02.08. | 7 | 124.8717
02.08. | 8 | 124.8717
02.08. | 9 | 124.8717
02.08. | 10 | 124.8717
02.08. | 11 | 124.8717
02.08. | 12 | 124.8717
02.08. | 13 | 124.8717
02.08. | 14 | 124.8717
02.08. | 15 | 124.8717
02.08. | 16 | 124.8717
02.08. | 17 | 124.8717
02.08. | 18 | 124.8717
02.08. | 19 | 124.8717
02.08. | 20 | 124.8717
02.08. | 21 | 124.8717
02.08. | 22 | 124.8717
02.08. | 23 | 124.8717
02.08. | 24 | 124.8717
03.08. | 1 | 124.8717
03.08. | 2 | 124.8717
03.08. | 3 | 124.8717
03.08. | 4 | 124.8717
03.08. | 5 | 124.8717
03.08. | 6 | 124.8717
03.08. | 7 | 124.8717
03.08. | 8 | 124.8717
03.08. | 9 | 124.8717
03.08. | 10 | 124.8717
03.08. | 11 | 124.8717
03.08. | 12 | 124.8717
03.08. | 13 | 124.8717
03.08. | 14 | 124.8717
03.08. | 15 | 124.8717
03.08. | 16 | 124.8717
03.08. | 17 | 124.8717
03.08. | 18 | 124.8717
03.08. | 19 | 124.8717
03.08. | 20 | 124.8717
03.08. | 21 | 124.8717
03.08. | 22 | 124.8717
03.08. | 23 | 124.8717
03.08. | 24 | 124.8717
04.08. | 1 | 124.8717
04.08. | 2 | 124.8717
04.08. | 3 | 124.8717
04.08. | 4 | 124.8717
04.08. | 5 | 124.8717
04.08. | 6 | 124.8717
04.08. | 7 | 124.8717
04.08. | 8 | 124.8717
04.08. | 9 | 124.8717
04.08. | 10 | 124.8717
04.08. | 11 | 124.8717
04.08. | 12 | 124.8717
04.08. | 13 | 124.8717
04.08. | 14 | 124.8717
04.08. | 15 | 124.8717
04.08. | 16 | 124.8717
04.08. | 17 | 124.8717
04.08. | 18 | 124.8717
04.08. | 19 | 124.8717
04.08. | 20 | 124.8717
04.08. | 21 | 124.8717
04.08. | 22 | 124.8717
04.08. | 23 | 124.8717
04.08. | 24 | 124.8717
05.08. | 1 | 124.8717
05.08. | 2 | 124.8717
05.08. | 3 | 124.8717
05.08. | 4 | 124.8717
05.08. | 5 | 124.8717
05.08. | 6 | 124.8717
05.08. | 7 | 124.8717
05.08. | 8 | 124.8717
05.08. | 9 | 124.8717
05.08. | 10 | 124.8717
05.08. | 11 | 124.8717
05.08. | 12 | 124.8717
05.08. | 13 | 124.8717
05.08. | 14 | 124.8717
05.08. | 15 | 124.8717
05.08. | 16 | 124.8717
05.08. | 17 | 124.8717
05.08. | 18 | 124.8717
05.08. | 19 | 124.8717
05.08. | 20 | 124.8717
05.08. | 21 | 124.8717
05.08. | 22 | 124.8717
05.08. | 23 | 124.8717
05.08. | 24 | 124.8717
06.08. | 1 | 124.8717
06.08. | 2 | 124.8717
06.08. | 3 | 124.8717
06.08. | 4 | 124.8717
06.08. | 5 | 124.8717
06.08. | 6 | 124.8717
06.08. | 7 | 124.8717
06.08. | 8 | 124.8717
06.08. | 9 | 124.8717
06.08. | 10 | 124.8717
06.08. | 11 | 124.8717
06.08. | 12 | 124.8717
06.08. | 13 | 124.8717
06.08. | 14 | 124.8717
06.08. | 15 | 124.8717
06.08. | 16 | 124.8717
06.08. | 17 | 124.8717
06.08. | 18 | 124.8717
06.08. | 19 | 124.8717
06.08. | 20 | 124.8717
06.08. | 21 | 124.8717
06.08. | 22 | 124.8717
06.08. | 23 | 124.8717
06.08. | 24 | 124.8717
07.08. | 1 | 124.8717
07.08. | 2 | 124.8717
07.08. | 3 | 124.8717
07.08. | 4 | 124.8717
07.08. | 5 | 124.8717
07.08. | 6 | 124.8717
07.08. | 7 | 124.8717
07.08. | 8 | 124.8717
07.08. | 9 | 124.8717
07.08. | 10 | 124.8717
07.08. | 11 | 124.8717
07.08. | 12 | 124.8717
07.08. | 13 | 124.8717
07.08. | 14 | 124.8717
07.08. | 15 | 124.8717
07.08. | 16 | 124.8717
07.08. | 17 | 124.8717
07.08. | 18 | 124.8717
07.08. | 19 | 124.8717
07.08. | 20 | 124.8717
07.08. | 21 | 124.8717
07.08. | 22 | 124.8717
07.08. | 23 | 124.8717
07.08. | 24 | 124.8717
08.08. | 1 | 124.8717
08.08. | 2 | 124.8717
08.08. | 3 | 124.8717
08.08. | 4 | 124.8717
08.08. | 5 | 124.8717
08.08. | 6 | 124.8717
08.08. | 7 | 124.8717
08.08. | 8 | 124.8717
08.08. | 9 | 124.8717
08.08. | 10 | 124.8717
08.08. | 11 | 124.8717
08.08. | 12 | 124.8717
08.08. | 13 | 124.8717
08.08. | 14 | 124.8717
08.08. | 15 | 124.8717
08.08. | 16 | 124.8717
08.08. | 17 | 124.8717
08.08. | 18 | 124.8717
08.08. | 19 | 124.8717
08.08. | 20 | 124.8717
08.08. | 21 | 124.8717
08.08. | 22 | 124.8717
08.08. | 23 | 124.8717
08.08. | 24 | 124.8717
09.08. | 1 | 124.8717
09.08. | 2 | 124.8717
09.08. | 3 | 124.8717
09.08. | 4 | 124.8717
09.08. | 5 | 124.8717
09.08. | 6 | 124.8717
09.08. | 7 | 124.8717
09.08. | 8 | 124.8717
09.08. | 9 | 124.8717
09.08. | 10 | 124.8717
09.08. | 11 | 124.8717
09.08. | 12 | 124.8717
09.08. | 13 | 124.8717
09.08. | 14 | 124.8717
09.08. | 15 | 124.8717
09.08. | 16 | 124.8717
09.08. | 17 | 124.8717
09.08. | 18 | 124.8717
09.08. | 19 | 124.8717
09.08. | 20 | 124.8717
09.08. | 21 | 124.8717
09.08. | 22 | 124.8717
09.08. | 23 | 124.8717
09.08. | 24 | 124.8717
10.08. | 1 | 124.8717
10.08. | 2 | 124.8717
10.08. | 3 | 124.8717
10.08. | 4 | 124.8717
10.08. | 5 | 124.8717
10.08. | 6 | 124.8717
10.08. | 7 | 124.8717
10.08. | 8 | 124.8717
10.08. | 9 | 124.8717
10.08. | 10 | 124.8717
10.08. | 11 | 124.8717
10.08. | 12 | 124.8717
10.08. | 13 | 124.8717
10.08. | 14 | 124.8717
10.08. | 15 | 124.8717
10.08. | 16 | 124.8717
10.08. | 17 | 124.8717
10.08. | 18 | 124.8717
10.08. | 19 | 124.8717
10.08. | 20 | 124.8717
10.08. | 21 | 124.8717
10.08. | 22 | 124.8717
10.08. | 23 | 124.8717
10.08. | 24 | 124.8717
11.08. | 1 | 124.8717
11.08. | 2 | 124.8717
11.08. | 3 | 124.8717
11.08. | 4 | 124.8717
11.08. | 5 | 124.8717
11.08. | 6 | 124.8717
11.08. | 7 | 124.8717
11.08. | 8 | 124.8717
11.08. | 9 | 124.8717
11.08. | 10 | 124.8717
11.08. | 11 | 124.8717
11.08. | 12 | 124.8717
11.08. | 13 | 124.8717
11.08. | 14 | 124.8717
11.08. | 15 | 124.8717
11.08. | 16 | 124.8717
11.08. | 17 | 124.8717
11.08. | 18 | 124.8717
11.08. | 19 | 124.8717
11.08. | 20 | 124.8717
11.08. | 21 | 124.8717
11.08. | 22 | 124.8717
11.08. | 23 | 124.8717
11.08. | 24 | 124.8717
12.08. | 1 | 124.8717
12.08. | 2 | 124.8717
12.08. | 3 | 124.8717
12.08. | 4 | 124.8717
12.08. | 5 | 124.8717
12.08. | 6 | 124.8717
12.08. | 7 | 124.8717
12.08. | 8 | 124.8717
12.08. | 9 | 124.8717
12.08. | 10 | 124.8717
12.08. | 11 | 124.8717
12.08. | 12 | 124.8717
12.08. | 13 | 124.8717
12.08. | 14 | 124.8717
12.08. | 15 | 124.8717
12.08. | 16 | 124.8717
12.08. | 17 | 124.8717
12.08. | 18 | 124.8717
12.08. | 19 | 124.8717
12.08. | 20 | 124.8717
12.08. | 21 | 124.8717
12.08. | 22 | 124.8717
12.08. | 23 | 124.8717
12.08. | 24 | 124.8717
13.08. | 1 | 124.8717
13.08. | 2 | 124.8717
13.08. | 3 | 124.8717
13.08. | 4 | 124.8717
13.08. | 5 | 124.8717
13.08. | 6 | 124.8717
13.08. | 7 | 124.8717
13.08. | 8 | 124.8717
13.08. | 9 | 124.8717
13.08. | 10 | 124.8717
13.08. | 11 | 124.8717
13.08. | 12 | 124.8717
13.08. | 13 | 124.8717
13.08. | 14 | 124.8717
13.08. | 15 | 124.8717
13.08. | 16 | 124.8717
13.08. | 17 | 124.8717
13.08. | 18 | 124.8717
13.08. | 19 | 124.8717
13.08. | 20 | 124.8717
13.08. | 21 | 124.8717
13.08. | 22 | 124.8717
13.08. | 23 | 124.8717
13.08. | 24 | 124.8717
14.08. | 1 | 124.8717
14.08. | 2 | 124.8717
14.08. | 3 | 124.8717
14.08. | 4 | 124.8717
14.08. | 5 | 124.8717
14.08. | 6 | 124.8717
14.08. | 7 | 124.8717
14.08. | 8 | 124.8717
14.08. | 9 | 124.8717
14.08. | 10 | 124.8717
14.08. | 11 | 124.8717
14.08. | 12 | 124.8717
14.08. | 13 | 124.8717
14.08. | 14 | 124.8717
14.08. | 15 | 124.8717
14.08. | 16 | 124.8717
14.08. | 17 | 124.8717
14.08. | 18 | 124.8717
14.08. | 19 | 124.8717
14.08. | 20 | 124.8717
14.08. | 21 | 124.8717
14.08. | 22 | 124.8717
14.08. | 23 | 124.8717
14.08. | 24 | 124.8717
15.08. | 1 | 124.8717
15.08. | 2 | 124.8717
15.08. | 3 | 124.8717
15.08. | 4 | 124.8717
15.08. | 5 | 124.8717
15.08. | 6 | 124.8717
15.08. | 7 | 124.8717
15.08. | 8 | 124.8717
15.08. | 9 | 124.8717
15.08. | 10 | 124.8717
15.08. | 11 | 124.8717
15.08. | 12 | 124.8717
15.08. | 13 | 124.8717
15.08. | 14 | 124.8717
15.08. | 15 | 124.8717
15.08. | 16 | 124.8717
15.08. | 17 | 124.8717
15.08. | 18 | 124.8717
15.08. | 19 | 124.8717
15.08. | 20 | 124.8717
15.08. | 21 | 124.8717
15.08. | 22 | 124.8717
15.08. | 23 | 124.8717
15.08. | 24 | 124.8717
16.08. | 1 | 124.8717
16.08. | 2 | 124.8717
16.08. | 3 | 124.8717
16.08. | 4 | 124.8717
16.08. | 5 | 124.8717
16.08. | 6 | 124.8717
16.08. | 7 | 124.8717
16.08. | 8 | 124.8717
16.08. | 9 | 124.8717
16.08. | 10 | 124.8717
16.08. | 11 | 124.8717
16.08. | 12 | 124.8717
16.08. | 13 | 124.8717
16.08. | 14 | 124.8717
16.08. | 15 | 124.8717
16.08. | 16 | 124.8717
16.08. | 17 | 124.8717
16.08. | 18 | 124.8717
16.08. | 19 | 124.8717
16.08. | 20 | 124.8717
16.08. | 21 | 124.8717
16.08. | 22 | 124.8717
16.08. | 23 | 124.8717
16.08. | 24 | 124.8717
17.08. | 1 | 124.8717
17.08. | 2 | 124.8717
17.08. | 3 | 124.8717
17.08. | 4 | 124.8717
17.08. | 5 | 124.8717
17.08. | 6 | 124.8717
17.08. | 7 | 124.8717
17.08. | 8 | 124.8717
17.08. | 9 | 124.8717
17.08. | 10 | 124.8717
17.08. | 11 | 124.8717
17.08. | 12 | 124.8717
17.08. | 13 | 124.8717
17.08. | 14 | 124.8717
17.08. | 15 | 124.8717
17.08. | 16 | 124.8717
17.08. | 17 | 124.8717
17.08. | 18 | 124.8717
17.08. | 19 | 124.8717
17.08. | 20 | 124.8717
17.08. | 21 | 124.8717
17.08. | 22 | 124.8717
17.08. | 23 | 124.8717
17.08. | 24 | 124.8717
18.08. | 1 | 124.8717
18.08. | 2 | 124.8717
18.08. | 3 | 124.8717
18.08. | 4 | 124.8717
18.08. | 5 | 124.8717
18.08. | 6 | 124.8717
18.08. | 7 | 124.8717
18.08. | 8 | 124.8717
18.08. | 9 | 124.8717
18.08. | 10 | 124.8717
18.08. | 11 | 124.8717
18.08. | 12 | 124.8717
18.08. | 13 | 124.8717
18.08. | 14 | 124.8717
18.08. | 15 | 124.8717
18.08. | 16 | 124.8717
18.08. | 17 | 124.8717
18.08. | 18 | 124.8717
18.08. | 19 | 124.8717
18.08. | 20 | 124.8717
18.08. | 21 | 124.8717
18.08. | 22 | 124.8717
18.08. | 23 | 124.8717
18.08. | 24 | 124.8717
19.08. | 1 | 124.8717
19.08. | 2 | 124.8717
19.08. | 3 | 124.8717
19.08. | 4 | 124.8717
19.08. | 5 | 124.8717
19.08. | 6 | 124.8717
19.08. | 7 | 124.8717
19.08. | 8 | 124.8717
19.08. | 9 | 124.8717
19.08. | 10 | 124.8717
19.08. | 11 | 124.8717
19.08. | 12 | 124.8717
19.08. | 13 | 124.8717
19.08. | 14 | 124.8717
19.08. | 15 | 124.8717
19.08. | 16 | 124.8717
19.08. | 17 | 124.8717
19.08. | 18 | 124.8717
19.08. | 19 | 124.8717
19.08. | 20 | 124.8717
19.08. | 21 | 124.8717
19.08. | 22 | 124.8717
19.08. | 23 | 124.8717
19.08. | 24 | 124.8717
20.08. | 1 | 124.8717
20.08. | 2 | 124.8717
20.08. | 3 | 124.8717
20.08. | 4 | 124.8717
20.08. | 5 | 124.8717
20.08. | 6 | 124.8717
20.08. | 7 | 124.8717
20.08. | 8 | 124.8717
20.08. | 9 | 124.8717
20.08. | 10 | 124.8717
20.08. | 11 | 124.8717
20.08. | 12 | 124.8717
20.08. | 13 | 124.8717
20.08. | 14 | 124.8717
20.08. | 15 | 124.8717
20.08. | 16 | 124.8717
20.08. | 17 | 124.8717
20.08. | 18 | 124.8717
20.08. | 19 | 124.8717
20.08. | 20 | 124.8717
20.08. | 21 | 124.8717
20.08. | 22 | 124.8717
20.08. | 23 | 124.8717
20.08. | 24 | 124.8717
21.08. | 1 | 124.8717
21.08. | 2 | 124.8717
21.08. | 3 | 124.8717
21.08. | 4 | 124.8717
21.08. | 5 | 124.8717
21.08. | 6 | 124.8717
21.08. | 7 | 124.8717
21.08. | 8 | 124.8717
21.08. | 9 | 124.8717
21.08. | 10 | 124.8717
21.08. | 11 | 124.8717
21.08. | 12 | 124.8717
21.08. | 13 | 124.8717
21.08. | 14 | 124.8717
21.08. | 15 | 124.8717
21.08. | 16 | 124.8717
21.08. | 17 | 124.8717
21.08. | 18 | 124.8717
21.08. | 19 | 124.8717
21.08. | 20 | 124.8717
21.08. | 21 | 124.8717
21.08. | 22 | 124.8717
21.08. | 23 | 124.8717
21.08. | 24 | 124.8717
22.08. | 1 | 124.8717
22.08. | 2 | 124.8717
22.08. | 3 | 124.8717
22.08. | 4 | 124.8717
22.08. | 5 | 124.8717
22.08. | 6 | 124.8717
22.08. | 7 | 124.8717
22.08. | 8 | 124.8717
22.08. | 9 | 124.8717
22.08. | 10 | 124.8717
22.08. | 11 | 124.8717
22.08. | 12 | 124.8717
22.08. | 13 | 124.8717
22.08. | 14 | 124.8717
22.08. | 15 | 124.8717
22.08. | 16 | 124.8717
22.08. | 17 | 124.8717
22.08. | 18 | 124.8717
22.08. | 19 | 124.8717
22.08. | 20 | 124.8717
22.08. | 21 | 124.8717
22.08. | 22 | 124.8717
22.08. | 23 | 124.8717
22.08. | 24 | 124.8717
23.08. | 1 | 124.8717
23.08. | 2 | 124.8717
23.08. | 3 | 124.8717
23.08. | 4 | 124.8717
23.08. | 5 | 124.8717
23.08. | 6 | 124.8717
23.08. | 7 | 124.8717
23.08. | 8 | 124.8717
23.08. | 9 | 124.8717
23.08. | 10 | 124.8717
23.08. | 11 | 124.8717
23.08. | 12 | 124.8717
23.08. | 13 | 124.8717
23.08. | 14 | 124.8717
23.08. | 15 | 124.8717
23.08. | 16 | 124.8717
23.08. | 17 | 124.8717
23.08. | 18 | 124.8717
23.08. | 19 | 124.8717
23.08. | 20 | 124.8717
23.08. | 21 | 124.8717
23.08. | 22 | 124.8717
23.08. | 23 | 124.8717
23.08. | 24 | 124.8717
24.08. | 1 | 124.8717
24.08. | 2 | 124.8717
24.08. | 3 | 124.8717
24.08. | 4 | 124.8717
24.08. | 5 | 124.8717
24.08. | 6 | 124.8717
24.08. | 7 | 124.8717
24.08. | 8 | 124.8717
24.08. | 9 | 124.8717
24.08. | 10 | 124.8717
24.08. | 11 | 124.8717
24.08. | 12 | 124.8717
24.08. | 13 | 124.8717
24.08. | 14 | 124.8717
24.08. | 15 | 124.8717
24.08. | 16 | 124.8717
24.08. | 17 | 124.8717
24.08. | 18 | 124.8717
24.08. | 19 | 124.8717
24.08. | 20 | 124.8717
24.08. | 21 | 124.8717
24.08. | 22 | 124.8717
24.08. | 23 | 124.8717
24.08. | 24 | 124.8717
25.08. | 1 | 124.8717
25.08. | 2 | 124.8717
25.08. | 3 | 124.8717
25.08. | 4 | 124.8717
25.08. | 5 | 124.8717
25.08. | 6 | 124.8717
25.08. | 7 | 124.8717
25.08. | 8 | 124.8717
25.08. | 9 | 124.8717
25.08. | 10 | 124.8717
25.08. | 11 | 124.8717
25.08. | 12 | 124.8717
25.08. | 13 | 124.8717
25.08. | 14 | 124.8717
25.08. | 15 | 124.8717
25.08. | 16 | 124.8717
25.08. | 17 | 124.8717
25.08. | 18 | 124.8717
25.08. | 19 | 124.8717
25.08. | 20 | 124.8717
25.08. | 21 | 124.8717
25.08. | 22 | 124.8717
25.08. | 23 | 124.8717
25.08. | 24 | 124.8717
26.08. | 1 | 124.8717
26.08. | 2 | 124.8717
26.08. | 3 | 124.8717
26.08. | 4 | 124.8717
26.08. | 5 | 124.8717
26.08. | 6 | 124.8717
26.08. | 7 | 124.8717
26.08. | 8 | 124.8717
26.08. | 9 | 124.8717
26.08. | 10 | 124.8717
26.08. | 11 | 124.8717
26.08. | 12 | 124.8717
26.08. | 13 | 124.8717
26.08. | 14 | 124.8717
26.08. | 15 | 124.8717
26.08. | 16 | 124.8717
26.08. | 17 | 124.8717
26.08. | 18 | 124.8717
26.08. | 19 | 124.8717
26.08. | 20 | 124.8717
26.08. | 21 | 124.8717
26.08. | 22 | 124.8717
26.08. | 23 | 124.8717
26.08. | 24 | 124.8717
27.08. | 1 | 124.8717
27.08. | 2 | 124.8717
27.08. | 3 | 124.8717
27.08. | 4 | 124.8717
27.08. | 5 | 124.8717
27.08. | 6 | 124.8717
27.08. | 7 | 124.8717
27.08. | 8 | 124.8717
27.08. | 9 | 124.8717
27.08. | 10 | 124.8717
27.08. | 11 | 124.8717
27.08. | 12 | 124.8717
27.08. | 13 | 124.8717
27.08. | 14 | 124.8717
27.08. | 15 | 124.8717
27.08. | 16 | 124.8717
27.08. | 17 | 124.8717
27.08. | 18 | 124.8717
27.08. | 19 | 124.8717
27.08. | 20 | 124.8717
27.08. | 21 | 124.8717
27.08. | 22 | 124.8717
27.08. | 23 | 124.8717
27.08. | 24 | 124.8717
28.08. | 1 | 124.8717
28.08. | 2 | 124.8717
28.08. | 3 | 124.8717
28.08. | 4 | 124.8717
28.08. | 5 | 124.8717
28.08. | 6 | 124.8717
28.08. | 7 | 124.8717
28.08. | 8 | 124.8717
28.08. | 9 | 124.8717
28.08. | 10 | 124.8717
28.08. | 11 | 124.8717
28.08. | 12 | 124.8717
28.08. | 13 | 124.8717
28.08. | 14 | 124.8717
28.08. | 15 | 124.8717
28.08. | 16 | 124.8717
28.08. | 17 | 124.8717
28.08. | 18 | 124.8717
28.08. | 19 | 124.8717
28.08. | 20 | 124.8717
28.08. | 21 | 124.8717
28.08. | 22 | 124.8717
28.08. | 23 | 124.8717
28.08. | 24 | 124.8717
29.08. | 1 | 124.8717
29.08. | 2 | 124.8717
29.08. | 3 | 124.8717
29.08. | 4 | 124.8717
29.08. | 5 | 124.8717
29.08. | 6 | 124.8717
29.08. | 7 | 124.8717
29.08. | 8 | 124.8717
29.08. | 9 | 124.8717
29.08. | 10 | 124.8717
29.08. | 11 | 124.8717
29.08. | 12 | 124.8717
29.08. | 13 | 124.8717
29.08. | 14 | 124.8717
29.08. | 15 | 124.8717
29.08. | 16 | 124.8717
29.08. | 17 | 124.8717
29.08. | 18 | 124.8717
29.08. | 19 | 124.8717
29.08. | 20 | 124.8717
29.08. | 21 | 124.8717
29.08. | 22 | 124.8717
29.08. | 23 | 124.8717
29.08. | 24 | 124.8717
30.08. | 1 | 124.8717
30.08. | 2 | 124.8717
30.08. | 3 | 124.8717
30.08. | 4 | 124.8717
30.08. | 5 | 124.8717
30.08. | 6 | 124.8717
30.08. | 7 | 124.8717
30.08. | 8 | 124.8717
30.08. | 9 | 124.8717
30.08. | 10 | 124.8717
30.08. | 11 | 124.8717
30.08. | 12 | 124.8717
30.08. | 13 | 124.8717
30.08. | 14 | 124.8717
30.08. | 15 | 124.8717
30.08. | 16 | 124.8717
30.08. | 17 | 124.8717
30.08. | 18 | 124.8717
30.08. | 19 | 124.8717
30.08. | 20 | 124.8717
30.08. | 21 | 124.8717
30.08. | 22 | 124.8717
30.08. | 23 | 124.8717
30.08. | 24 | 124.8717
31.08. | 1 | 124.8717
31.08. | 2 | 124.8717
31.08. | 3 | 124.8717
31.08. | 4 | 124.8717
31.08. | 5 | 124.8717
31.08. | 6 | 124.8717
31.08. | 7 | 124.8717
31.08. | 8 | 124.8717
31.08. | 9 | 124.8717
31.08. | 10 | 124.8717
31.08. | 11 | 124.8717
31.08. | 12 | 124.8717
31.08. | 13 | 124.8717
31.08. | 14 | 124.8717
31.08. | 15 | 124.8717
31.08. | 16 | 124.8717
31.08. | 17 | 124.8717
31.08. | 18 | 124.8717
31.08. | 19 | 124.8717
31.08. | 20 | 124.8717
31.08. | 21 | 124.8717
31.08. | 22 | 124.8717
31.08. | 23 | 124.8717
31.08. | 24 | 124.8717
01.09. | 1 | 124.8717
01.09. | 2 | 124.8717
01.09. | 3 | 124.8717
01.09. | 4 | 124.8717
01.09. | 5 | 124.8717
01.09. | 6 | 124.8717
01.09. | 7 | 124.8717
01.09. | 8 | 124.8717
01.09. | 9 | 124.8717
01.09. | 10 | 124.8717
01.09. | 11 | 124.8717
01.09. | 12 | 124.8717
01.09. | 13 | 124.8717
01.09. | 14 | 124.8717
01.09. | 15 | 124.8717
01.09. | 16 | 124.8717
01.09. | 17 | 124.8717
01.09. | 18 | 124.8717
01.09. | 19 | 124.8717
01.09. | 20 | 124.8717
01.09. | 21 | 124.8717
01.09. | 22 | 124.8717
01.09. | 23 | 124.8717
01.09. | 24 | 124.8717
02.09. | 1 | 124.8717
02.09. | 2 | 124.8717
02.09. | 3 | 124.8717
02.09. | 4 | 124.8717
02.09. | 5 | 124.8717
02.09. | 6 | 124.8717
02.09. | 7 | 124.8717
02.09. | 8 | 124.8717
02.09. | 9 | 124.8717
02.09. | 10 | 124.8717
02.09. | 11 | 124.8717
02.09. | 12 | 124.8717
02.09. | 13 | 124.8717
02.09. | 14 | 124.8717
02.09. | 15 | 124.8717
02.09. | 16 | 124.8717
02.09. | 17 | 124.8717
02.09. | 18 | 124.8717
02.09. | 19 | 124.8717
02.09. | 20 | 124.8717
02.09. | 21 | 124.8717
02.09. | 22 | 124.8717
02.09. | 23 | 124.8717
02.09. | 24 | 124.8717
03.09. | 1 | 124.8717
03.09. | 2 | 124.8717
03.09. | 3 | 124.8717
03.09. | 4 | 124.8717
03.09. | 5 | 124.8717
03.09. | 6 | 124.8717
03.09. | 7 | 124.8717
03.09. | 8 | 124.8717
03.09. | 9 | 124.8717
03.09. | 10 | 124.8717
03.09. | 11 | 124.8717
03.09. | 12 | 124.8717
03.09. | 13 | 124.8717
03.09. | 14 | 124.8717
03.09. | 15 | 124.8717
03.09. | 16 | 124.8717
03.09. | 17 | 124.8717
03.09. | 18 | 124.8717
03.09. | 19 | 124.8717
03.09. | 20 | 124.8717
03.09. | 21 | 124.8717
03.09. | 22 | 124.8717
03.09. | 23 | 124.8717
03.09. | 24 | 124.8717
04.09. | 1 | 124.8717
04.09. | 2 | 124.8717
04.09. | 3 | 124.8717
04.09. | 4 | 124.8717
04.09. | 5 | 124.8717
04.09. | 6 | 124.8717
04.09. | 7 | 124.8717
04.09. | 8 | 124.8717
04.09. | 9 | 124.8717
04.09. | 10 | 124.8717
04.09. | 11 | 124.8717
04.09. | 12 | 124.8717
04.09. | 13 | 124.8717
04.09. | 14 | 124.8717
04.09. | 15 | 124.8717
04.09. | 16 | 124.8717
04.09. | 17 | 124.8717
04.09. | 18 | 124.8717
04.09. | 19 | 124.8717
04.09. | 20 | 124.8717
04.09. | 21 | 124.8717
04.09. | 22 | 124.8717
04.09. | 23 | 124.8717
04.09. | 24 | 124.8717
05.09. | 1 | 124.8717
05.09. | 2 | 124.8717
05.09. | 3 | 124.8717
05.09. | 4 | 124.8717
05.09. | 5 | 124.8717
05.09. | 6 | 124.8717
05.09. | 7 | 124.8717
05.09. | 8 | 124.8717
05.09. | 9 | 124.8717
05.09. | 10 | 124.8717
05.09. | 11 | 124.8717
05.09. | 12 | 124.8717
05.09. | 13 | 124.8717
05.09. | 14 | 124.8717
05.09. | 15 | 124.8717
05.09. | 16 | 124.8717
05.09. | 17 | 124.8717
05.09. | 18 | 124.8717
05.09. | 19 | 124.8717
05.09. | 20 | 124.8717
05.09. | 21 | 124.8717
05.09. | 22 | 124.8717
05.09. | 23 | 124.8717
05.09. | 24 | 124.8717
06.09. | 1 | 124.8717
06.09. | 2 | 124.8717
06.09. | 3 | 124.8717
06.09. | 4 | 124.8717
06.09. | 5 | 124.8717
06.09. | 6 | 124.8717
06.09. | 7 | 124.8717
06.09. | 8 | 124.8717
06.09. | 9 | 124.8717
06.09. | 10 | 124.8717
06.09. | 11 | 124.8717
06.09. | 12 | 124.8717
06.09. | 13 | 124.8717
06.09. | 14 | 124.8717
06.09. | 15 | 124.8717
06.09. | 16 | 124.8717
06.09. | 17 | 124.8717
06.09. | 18 | 124.8717
06.09. | 19 | 124.8717
06.09. | 20 | 124.8717
06.09. | 21 | 124.8717
06.09. | 22 | 124.8717
06.09. | 23 | 124.8717
06.09. | 24 | 124.8717
07.09. | 1 | 124.8717
07.09. | 2 | 124.8717
07.09. | 3 | 124.8717
07.09. | 4 | 124.8717
07.09. | 5 | 124.8717
07.09. | 6 | 124.8717
07.09. | 7 | 124.8717
07.09. | 8 | 124.8717
07.09. | 9 | 124.8717
07.09. | 10 | 124.8717
07.09. | 11 | 124.8717
07.09. | 12 | 124.8717
07.09. | 13 | 124.8717
07.09. | 14 | 124.8717
07.09. | 15 | 124.8717
07.09. | 16 | 124.8717
07.09. | 17 | 124.8717
07.09. | 18 | 124.8717
07.09. | 19 | 124.8717
07.09. | 20 | 124.8717
07.09. | 21 | 124.8717
07.09. | 22 | 124.8717
07.09. | 23 | 124.8717
07.09. | 24 | 124.8717
08.09. | 1 | 124.8717
08.09. | 2 | 124.8717
08.09. | 3 | 124.8717
08.09. | 4 | 124.8717
08.09. | 5 | 124.8717
08.09. | 6 | 124.8717
08.09. | 7 | 124.8717
08.09. | 8 | 124.8717
08.09. | 9 | 124.8717
08.09. | 10 | 124.8717
08.09. | 11 | 124.8717
08.09. | 12 | 124.8717
08.09. | 13 | 124.8717
08.09. | 14 | 124.8717
08.09. | 15 | 124.8717
08.09. | 16 | 124.8717
08.09. | 17 | 124.8717
08.09. | 18 | 124.8717
08.09. | 19 | 124.8717
08.09. | 20 | 124.8717
08.09. | 21 | 124.8717
08.09. | 22 | 124.8717
08.09. | 23 | 124.8717
08.09. | 24 | 124.8717
09.09. | 1 | 124.8717
09.09. | 2 | 124.8717
09.09. | 3 | 124.8717
09.09. | 4 | 124.8717
09.09. | 5 | 124.8717
09.09. | 6 | 124.8717
09.09. | 7 | 124.8717
09.09. | 8 | 124.8717
09.09. | 9 | 124.8717
09.09. | 10 | 124.8717
09.09. | 11 | 124.8717
09.09. | 12 | 124.8717
09.09. | 13 | 124.8717
09.09. | 14 | 124.8717
09.09. | 15 | 124.8717
09.09. | 16 | 124.8717
09.09. | 17 | 124.8717
09.09. | 18 | 124.8717
09.09. | 19 | 124.8717
09.09. | 20 | 124.8717
09.09. | 21 | 124.8717
09.09. | 22 | 124.8717
09.09. | 23 | 124.8717
09.09. | 24 | 124.8717
10.09. | 1 | 124.8717
10.09. | 2 | 124.8717
10.09. | 3 | 124.8717
10.09. | 4 | 124.8717
10.09. | 5 | 124.8717
10.09. | 6 | 124.8717
10.09. | 7 | 124.8717
10.09. | 8 | 124.8717
10.09. | 9 | 124.8717
10.09. | 10 | 124.8717
10.09. | 11 | 124.8717
10.09. | 12 | 124.8717
10.09. | 13 | 124.8717
10.09. | 14 | 124.8717
10.09. | 15 | 124.8717
10.09. | 16 | 124.8717
10.09. | 17 | 124.8717
10.09. | 18 | 124.8717
10.09. | 19 | 124.8717
10.09. | 20 | 124.8717
10.09. | 21 | 124.8717
10.09. | 22 | 124.8717
10.09. | 23 | 124.8717
10.09. | 24 | 124.8717
11.09. | 1 | 124.8717
11.09. | 2 | 124.8717
11.09. | 3 | 124.8717
11.09. | 4 | 124.8717
11.09. | 5 | 124.8717
11.09. | 6 | 124.8717
11.09. | 7 | 124.8717
11.09. | 8 | 124.8717
11.09. | 9 | 124.8717
11.09. | 10 | 124.8717
11.09. | 11 | 124.8717
11.09. | 12 | 124.8717
11.09. | 13 | 124.8717
11.09. | 14 | 124.8717
11.09. | 15 | 124.8717
11.09. | 16 | 124.8717
11.09. | 17 | 124.8717
11.09. | 18 | 124.8717
11.09. | 19 | 124.8717
11.09. | 20 | 124.8717
11.09. | 21 | 124.8717
11.09. | 22 | 124.8717
11.09. | 23 | 124.8717
11.09. | 24 | 124.8717
12.09. | 1 | 124.8717
12.09. | 2 | 124.8717
12.09. | 3 | 124.8717
12.09. | 4 | 124.8717
12.09. | 5 | 124.8717
12.09. | 6 | 124.8717
12.09. | 7 | 124.8717
12.09. | 8 | 124.8717
12.09. | 9 | 124.8717
12.09. | 10 | 124.8717
12.09. | 11 | 124.8717
12.09. | 12 | 124.8717
12.09. | 13 | 124.8717
12.09. | 14 | 124.8717
12.09. | 15 | 124.8717
12.09. | 16 | 124.8717
12.09. | 17 | 124.8717
12.09. | 18 | 124.8717
12.09. | 19 | 124.8717
12.09. | 20 | 124.8717
12.09. | 21 | 124.8717
12.09. | 22 | 124.8717
12.09. | 23 | 124.8717
12.09. | 24 | 124.8717
13.09. | 1 | 124.8717
13.09. | 2 | 124.8717
13.09. | 3 | 124.8717
13.09. | 4 | 124.8717
13.09. | 5 | 124.8717
13.09. | 6 | 124.8717
13.09. | 7 | 124.8717
13.09. | 8 | 124.8717
13.09. | 9 | 124.8717
13.09. | 10 | 124.8717
13.09. | 11 | 124.8717
13.09. | 12 | 124.8717
13.09. | 13 | 124.8717
13.09. | 14 | 124.8717
13.09. | 15 | 124.8717
13.09. | 16 | 124.8717
13.09. | 17 | 124.8717
13.09. | 18 | 124.8717
13.09. | 19 | 124.8717
13.09. | 20 | 124.8717
13.09. | 21 | 124.8717
13.09. | 22 | 124.8717
13.09. | 23 | 124.8717
13.09. | 24 | 124.8717
14.09. | 1 | 124.8717
14.09. | 2 | 124.8717
14.09. | 3 | 124.8717
14.09. | 4 | 124.8717
14.09. | 5 | 124.8717
14.09. | 6 | 124.8717
14.09. | 7 | 124.8717
14.09. | 8 | 124.8717
14.09. | 9 | 124.8717
14.09. | 10 | 124.8717
14.09. | 11 | 124.8717
14.09. | 12 | 124.8717
14.09. | 13 | 124.8717
14.09. | 14 | 124.8717
14.09. | 15 | 124.8717
14.09. | 16 | 124.8717
14.09. | 17 | 124.8717
14.09. | 18 | 124.8717
14.09. | 19 | 124.8717
14.09. | 20 | 124.8717
14.09. | 21 | 124.8717
14.09. | 22 | 124.8717
14.09. | 23 | 124.8717
14.09. | 24 | 124.8717
15.09. | 1 | 124.8717
15.09. | 2 | 124.8717
15.09. | 3 | 124.8717
15.09. | 4 | 124.8717
15.09. | 5 | 124.8717
15.09. | 6 | 124.8717
15.09. | 7 | 124.8717
15.09. | 8 | 124.8717
15.09. | 9 | 124.8717
15.09. | 10 | 124.8717
15.09. | 11 | 124.8717
15.09. | 12 | 124.8717
15.09. | 13 | 124.8717
15.09. | 14 | 124.8717
15.09. | 15 | 124.8717
15.09. | 16 | 124.8717
15.09. | 17 | 124.8717
15.09. | 18 | 124.8717
15.09. | 19 | 124.8717
15.09. | 20 | 124.8717
15.09. | 21 | 124.8717
15.09. | 22 | 124.8717
15.09. | 23 | 124.8717
15.09. | 24 | 124.8717
16.09. | 1 | 124.8717
16.09. | 2 | 124.8717
16.09. | 3 | 124.8717
16.09. | 4 | 124.8717
16.09. | 5 | 124.8717
16.09. | 6 | 124.8717
16.09. | 7 | 124.8717
16.09. | 8 | 124.8717
16.09. | 9 | 124.8717
16.09. | 10 | 124.8717
16.09. | 11 | 124.8717
16.09. | 12 | 124.8717
16.09. | 13 | 124.8717
16.09. | 14 | 124.8717
16.09. | 15 | 124.8717
16.09. | 16 | 124.8717
16.09. | 17 | 124.8717
16.09. | 18 | 124.8717
16.09. | 19 | 124.8717
16.09. | 20 | 124.8717
16.09. | 21 | 124.8717
16.09. | 22 | 124.8717
16.09. | 23 | 124.8717
16.09. | 24 | 124.8717
17.09. | 1 | 124.8717
17.09. | 2 | 124.8717
17.09. | 3 | 124.8717
17.09. | 4 | 124.8717
17.09. | 5 | 124.8717
17.09. | 6 | 124.8717
17.09. | 7 | 124.8717
17.09. | 8 | 124.8717
17.09. | 9 | 124.8717
17.09. | 10 | 124.8717
17.09. | 11 | 124.8717
17.09. | 12 | 124.8717
17.09. | 13 | 124.8717
17.09. | 14 | 124.8717
17.09. | 15 | 124.8717
17.09. | 16 | 124.8717
17.09. | 17 | 124.8717
17.09. | 18 | 124.8717
17.09. | 19 | 124.8717
17.09. | 20 | 124.8717
17.09. | 21 | 124.8717
17.09. | 22 | 124.8717
17.09. | 23 | 124.8717
17.09. | 24 | 124.8717
18.09. | 1 | 124.8717
18.09. | 2 | 124.8717
18.09. | 3 | 124.8717
18.09. | 4 | 124.8717
18.09. | 5 | 124.8717
18.09. | 6 | 124.8717
18.09. | 7 | 124.8717
18.09. | 8 | 124.8717
18.09. | 9 | 124.8717
18.09. | 10 | 124.8717
18.09. | 11 | 124.8717
18.09. | 12 | 124.8717
18.09. | 13 | 124.8717
18.09. | 14 | 124.8717
18.09. | 15 | 124.8717
18.09. | 16 | 124.8717
18.09. | 17 | 124.8717
18.09. | 18 | 124.8717
18.09. | 19 | 124.8717
18.09. | 20 | 124.8717
18.09. | 21 | 124.8717
18.09. | 22 | 124.8717
18.09. | 23 | 124.8717
18.09. | 24 | 124.8717
19.09. | 1 | 124.8717
19.09. | 2 | 124.8717
19.09. | 3 | 124.8717
19.09. | 4 | 124.8717
19.09. | 5 | 124.8717
19.09. | 6 | 124.8717
19.09. | 7 | 124.8717
19.09. | 8 | 124.8717
19.09. | 9 | 124.8717
19.09. | 10 | 124.8717
19.09. | 11 | 124.8717
19.09. | 12 | 124.8717
19.09. | 13 | 124.8717
19.09. | 14 | 124.8717
19.09. | 15 | 124.8717
19.09. | 16 | 124.8717
19.09. | 17 | 124.8717
19.09. | 18 | 124.8717
19.09. | 19 | 124.8717
19.09. | 20 | 124.8717
19.09. | 21 | 124.8717
19.09. | 22 | 124.8717
19.09. | 23 | 124.8717
19.09. | 24 | 124.8717
20.09. | 1 | 124.8717
20.09. | 2 | 124.8717
20.09. | 3 | 124.8717
20.09. | 4 | 124.8717
20.09. | 5 | 124.8717
20.09. | 6 | 124.8717
20.09. | 7 | 124.8717
20.09. | 8 | 124.8717
20.09. | 9 | 124.8717
20.09. | 10 | 124.8717
20.09. | 11 | 124.8717
20.09. | 12 | 124.8717
20.09. | 13 | 124.8717
20.09. | 14 | 124.8717
20.09. | 15 | 124.8717
20.09. | 16 | 124.8717
20.09. | 17 | 124.8717
20.09. | 18 | 124.8717
20.09. | 19 | 124.8717
20.09. | 20 | 124.8717
20.09. | 21 | 124.8717
20.09. | 22 | 124.8717
20.09. | 23 | 124.8717
20.09. | 24 | 124.8717
21.09. | 1 | 124.8717
21.09. | 2 | 124.8717
21.09. | 3 | 124.8717
21.09. | 4 | 124.8717
21.09. | 5 | 124.8717
21.09. | 6 | 124.8717
21.09. | 7 | 124.8717
21.09. | 8 | 124.8717
21.09. | 9 | 124.8717
21.09. | 10 | 124.8717
21.09. | 11 | 124.8717
21.09. | 12 | 124.8717
21.09. | 13 | 124.8717
21.09. | 14 | 124.8717
21.09. | 15 | 124.8717
21.09. | 16 | 124.8717
21.09. | 17 | 124.8717
21.09. | 18 | 124.8717
21.09. | 19 | 124.8717
21.09. | 20 | 124.8717
21.09. | 21 | 124.8717
21.09. | 22 | 124.8717
21.09. | 23 | 124.8717
21.09. | 24 | 124.8717
22.09. | 1 | 124.8717
22.09. | 2 | 124.8717
22.09. | 3 | 124.8717
22.09. | 4 | 124.8717
22.09. | 5 | 124.8717
22.09. | 6 | 124.8717
22.09. | 7 | 124.8717
22.09. | 8 | 124.8717
22.09. | 9 | 124.8717
22.09. | 10 | 124.8717
22.09. | 11 | 124.8717
22.09. | 12 | 124.8717
22.09. | 13 | 124.8717
22.09. | 14 | 124.8717
22.09. | 15 | 124.8717
22.09. | 16 | 124.8717
22.09. | 17 | 124.8717
22.09. | 18 | 124.8717
22.09. | 19 | 124.8717
22.09. | 20 | 124.8717
22.09. | 21 | 124.8717
22.09. | 22 | 124.8717
22.09. | 23 | 124.8717
22.09. | 24 | 124.8717
23.09. | 1 | 124.8717
23.09. | 2 | 124.8717
23.09. | 3 | 124.8717
23.09. | 4 | 124.8717
23.09. | 5 | 124.8717
23.09. | 6 | 124.8717
23.09. | 7 | 124.8717
23.09. | 8 | 124.8717
23.09. | 9 | 124.8717
23.09. | 10 | 124.8717
23.09. | 11 | 124.8717
23.09. | 12 | 124.8717
23.09. | 13 | 124.8717
23.09. | 14 | 124.8717
23.09. | 15 | 124.8717
23.09. | 16 | 124.8717
23.09. | 17 | 124.8717
23.09. | 18 | 124.8717
23.09. | 19 | 124.8717
23.09. | 20 | 124.8717
23.09. | 21 | 124.8717
23.09. | 22 | 124.8717
23.09. | 23 | 124.8717
23.09. | 24 | 124.8717
24.09. | 1 | 124.8717
24.09. | 2 | 124.8717
24.09. | 3 | 124.8717
24.09. | 4 | 124.8717
24.09. | 5 | 124.8717
24.09. | 6 | 124.8717
24.09. | 7 | 124.8717
24.09. | 8 | 124.8717
24.09. | 9 | 124.8717
24.09. | 10 | 124.8717
24.09. | 11 | 124.8717
24.09. | 12 | 124.8717
24.09. | 13 | 124.8717
24.09. | 14 | 124.8717
24.09. | 15 | 124.8717
24.09. | 16 | 124.8717
24.09. | 17 | 124.8717
24.09. | 18 | 124.8717
24.09. | 19 | 124.8717
24.09. | 20 | 124.8717
24.09. | 21 | 124.8717
24.09. | 22 | 124.8717
24.09. | 23 | 124.8717
24.09. | 24 | 124.8717
25.09. | 1 | 124.8717
25.09. | 2 | 124.8717
25.09. | 3 | 124.8717
25.09. | 4 | 124.8717
25.09. | 5 | 124.8717
25.09. | 6 | 124.8717
25.09. | 7 | 124.8717
25.09. | 8 | 124.8717
25.09. | 9 | 124.8717
25.09. | 10 | 124.8717
25.09. | 11 | 124.8717
25.09. | 12 | 124.8717
25.09. | 13 | 124.8717
25.09. | 14 | 124.8717
25.09. | 15 | 124.8717
25.09. | 16 | 124.8717
25.09. | 17 | 124.8717
25.09. | 18 | 124.8717
25.09. | 19 | 124.8717
25.09. | 20 | 124.8717
25.09. | 21 | 124.8717
25.09. | 22 | 124.8717
25.09. | 23 | 124.8717
25.09. | 24 | 124.8717
26.09. | 1 | 124.8717
26.09. | 2 | 124.8717
26.09. | 3 | 124.8717
26.09. | 4 | 124.8717
26.09. | 5 | 124.8717
26.09. | 6 | 124.8717
26.09. | 7 | 124.8717
26.09. | 8 | 124.8717
26.09. | 9 | 124.8717
26.09. | 10 | 124.8717
26.09. | 11 | 124.8717
26.09. | 12 | 124.8717
26.09. | 13 | 124.8717
26.09. | 14 | 124.8717
26.09. | 15 | 124.8717
26.09. | 16 | 124.8717
26.09. | 17 | 124.8717
26.09. | 18 | 124.8717
26.09. | 19 | 124.8717
26.09. | 20 | 124.8717
26.09. | 21 | 124.8717
26.09. | 22 | 124.8717
26.09. | 23 | 124.8717
26.09. | 24 | 124.8717
27.09. | 1 | 124.8717
27.09. | 2 | 124.8717
27.09. | 3 | 124.8717
27.09. | 4 | 124.8717
27.09. | 5 | 124.8717
27.09. | 6 | 124.8717
27.09. | 7 | 124.8717
27.09. | 8 | 124.8717
27.09. | 9 | 124.8717
27.09. | 10 | 124.8717
27.09. | 11 | 124.8717
27.09. | 12 | 124.8717
27.09. | 13 | 124.8717
27.09. | 14 | 124.8717
27.09. | 15 | 124.8717
27.09. | 16 | 124.8717
27.09. | 17 | 124.8717
27.09. | 18 | 124.8717
27.09. | 19 | 124.8717
27.09. | 20 | 124.8717
27.09. | 21 | 124.8717
27.09. | 22 | 124.8717
27.09. | 23 | 124.8717
27.09. | 24 | 124.8717
28.09. | 1 | 124.8717
28.09. | 2 | 124.8717
28.09. | 3 | 124.8717
28.09. | 4 | 124.8717
28.09. | 5 | 124.8717
28.09. | 6 | 124.8717
28.09. | 7 | 124.8717
28.09. | 8 | 124.8717
28.09. | 9 | 124.8717
28.09. | 10 | 124.8717
28.09. | 11 | 124.8717
28.09. | 12 | 124.8717
28.09. | 13 | 124.8717
28.09. | 14 | 124.8717
28.09. | 15 | 124.8717
28.09. | 16 | 124.8717
28.09. | 17 | 124.8717
28.09. | 18 | 124.8717
28.09. | 19 | 124.8717
28.09. | 20 | 124.8717
28.09. | 21 | 124.8717
28.09. | 22 | 124.8717
28.09. | 23 | 124.8717
28.09. | 24 | 124.8717
29.09. | 1 | 124.8717
29.09. | 2 | 124.8717
29.09. | 3 | 124.8717
29.09. | 4 | 124.8717
29.09. | 5 | 124.8717
29.09. | 6 | 124.8717
29.09. | 7 | 124.8717
29.09. | 8 | 124.8717
29.09. | 9 | 124.8717
29.09. | 10 | 124.8717
29.09. | 11 | 124.8717
29.09. | 12 | 124.8717
29.09. | 13 | 124.8717
29.09. | 14 | 124.8717
29.09. | 15 | 124.8717
29.09. | 16 | 124.8717
29.09. | 17 | 124.8717
29.09. | 18 | 124.8717
29.09. | 19 | 124.8717
29.09. | 20 | 124.8717
29.09. | 21 | 124.8717
29.09. | 22 | 124.8717
29.09. | 23 | 124.8717
29.09. | 24 | 124.8717
30.09. | 1 | 124.8717
30.09. | 2 | 124.8717
30.09. | 3 | 124.8717
30.09. | 4 | 124.8717
30.09. | 5 | 124.8717
30.09. | 6 | 124.8717
30.09. | 7 | 124.8717
30.09. | 8 | 124.8717
30.09. | 9 | 124.8717
30.09. | 10 | 124.8717
30.09. | 11 | 124.8717
30.09. | 12 | 124.8717
30.09. | 13 | 124.8717
30.09. | 14 | 124.8717
30.09. | 15 | 124.8717
30.09. | 16 | 124.8717
30.09. | 17 | 124.8717
30.09. | 18 | 124.8717
30.09. | 19 | 124.8717
30.09. | 20 | 124.8717
30.09. | 21 | 124.8717
30.09. | 22 | 124.8717
30.09. | 23 | 124.8717
30.09. | 24 | 124.8717
01.10. | 1 | 124.8717
01.10. | 2 | 124.8717
01.10. | 3 | 124.8717
01.10. | 4 | 124.8717
01.10. | 5 | 124.8717
01.10. | 6 | 124.8717
01.10. | 7 | 124.8717
01.10. | 8 | 124.8717
01.10. | 9 | 124.8717
01.10. | 10 | 124.8717
01.10. | 11 | 124.8717
01.10. | 12 | 124.8717
01.10. | 13 | 124.8717
01.10. | 14 | 124.8717
01.10. | 15 | 124.8717
01.10. | 16 | 124.8717
01.10. | 17 | 124.8717
01.10. | 18 | 124.8717
01.10. | 19 | 124.8717
01.10. | 20 | 124.8717
01.10. | 21 | 124.8717
01.10. | 22 | 124.8717
01.10. | 23 | 124.8717
01.10. | 24 | 124.8717
02.10. | 1 | 124.8717
02.10. | 2 | 124.8717
02.10. | 3 | 124.8717
02.10. | 4 | 124.8717
02.10. | 5 | 124.8717
02.10. | 6 | 124.8717
02.10. | 7 | 124.8717
02.10. | 8 | 124.8717
02.10. | 9 | 124.8717
02.10. | 10 | 124.8717
02.10. | 11 | 124.8717
02.10. | 12 | 124.8717
02.10. | 13 | 124.8717
02.10. | 14 | 124.8717
02.10. | 15 | 124.8717
02.10. | 16 | 124.8717
02.10. | 17 | 124.8717
02.10. | 18 | 124.8717
02.10. | 19 | 124.8717
02.10. | 20 | 124.8717
02.10. | 21 | 124.8717
02.10. | 22 | 124.8717
02.10. | 23 | 124.8717
02.10. | 24 | 124.8717
03.10. | 1 | 124.8717
03.10. | 2 | 124.8717
03.10. | 3 | 124.8717
03.10. | 4 | 124.8717
03.10. | 5 | 124.8717
03.10. | 6 | 124.8717
03.10. | 7 | 124.8717
03.10. | 8 | 124.8717
03.10. | 9 | 124.8717
03.10. | 10 | 124.8717
03.10. | 11 | 124.8717
03.10. | 12 | 124.8717
03.10. | 13 | 124.8717
03.10. | 14 | 124.8717
03.10. | 15 | 124.8717
03.10. | 16 | 124.8717
03.10. | 17 | 124.8717
03.10. | 18 | 124.8717
03.10. | 19 | 124.8717
03.10. | 20 | 124.8717
03.10. | 21 | 124.8717
03.10. | 22 | 124.8717
03.10. | 23 | 124.8717
03.10. | 24 | 124.8717
04.10. | 1 | 124.8717
04.10. | 2 | 124.8717
04.10. | 3 | 124.8717
04.10. | 4 | 124.8717
04.10. | 5 | 124.8717
04.10. | 6 | 124.8717
04.10. | 7 | 124.8717
04.10. | 8 | 124.8717
04.10. | 9 | 124.8717
04.10. | 10 | 124.8717
04.10. | 11 | 124.8717
04.10. | 12 | 124.8717
04.10. | 13 | 124.8717
04.10. | 14 | 124.8717
04.10. | 15 | 124.8717
04.10. | 16 | 124.8717
04.10. | 17 | 124.8717
04.10. | 18 | 124.8717
04.10. | 19 | 124.8717
04.10. | 20 | 124.8717
04.10. | 21 | 124.8717
04.10. | 22 | 124.8717
04.10. | 23 | 124.8717
04.10. | 24 | 124.8717
05.10. | 1 | 124.8717
05.10. | 2 | 124.8717
05.10. | 3 | 124.8717
05.10. | 4 | 124.8717
05.10. | 5 | 124.8717
05.10. | 6 | 124.8717
05.10. | 7 | 124.8717
05.10. | 8 | 124.8717
05.10. | 9 | 124.8717
05.10. | 10 | 124.8717
05.10. | 11 | 124.8717
05.10. | 12 | 124.8717
05.10. | 13 | 124.8717
05.10. | 14 | 124.8717
05.10. | 15 | 124.8717
05.10. | 16 | 124.8717
05.10. | 17 | 124.8717
05.10. | 18 | 124.8717
05.10. | 19 | 124.8717
05.10. | 20 | 124.8717
05.10. | 21 | 124.8717
05.10. | 22 | 124.8717
05.10. | 23 | 124.8717
05.10. | 24 | 124.8717
06.10. | 1 | 124.8717
06.10. | 2 | 124.8717
06.10. | 3 | 124.8717
06.10. | 4 | 124.8717
06.10. | 5 | 124.8717
06.10. | 6 | 124.8717
06.10. | 7 | 124.8717
06.10. | 8 | 124.8717
06.10. | 9 | 124.8717
06.10. | 10 | 124.8717
06.10. | 11 | 124.8717
06.10. | 12 | 124.8717
06.10. | 13 | 124.8717
06.10. | 14 | 124.8717
06.10. | 15 | 124.8717
06.10. | 16 | 124.8717
06.10. | 17 | 124.8717
06.10. | 18 | 124.8717
06.10. | 19 | 124.8717
06.10. | 20 | 124.8717
06.10. | 21 | 124.8717
06.10. | 22 | 124.8717
06.10. | 23 | 124.8717
06.10. | 24 | 124.8717
07.10. | 1 | 124.8717
07.10. | 2 | 124.8717
07.10. | 3 | 124.8717
07.10. | 4 | 124.8717
07.10. | 5 | 124.8717
07.10. | 6 | 124.8717
07.10. | 7 | 124.8717
07.10. | 8 | 124.8717
07.10. | 9 | 124.8717
07.10. | 10 | 124.8717
07.10. | 11 | 124.8717
07.10. | 12 | 124.8717
07.10. | 13 | 124.8717
07.10. | 14 | 124.8717
07.10. | 15 | 124.8717
07.10. | 16 | 124.8717
07.10. | 17 | 124.8717
07.10. | 18 | 124.8717
07.10. | 19 | 124.8717
07.10. | 20 | 124.8717
07.10. | 21 | 124.8717
07.10. | 22 | 124.8717
07.10. | 23 | 124.8717
07.10. | 24 | 124.8717
08.10. | 1 | 124.8717
08.10. | 2 | 124.8717
08.10. | 3 | 124.8717
08.10. | 4 | 124.8717
08.10. | 5 | 124.8717
08.10. | 6 | 124.8717
08.10. | 7 | 124.8717
08.10. | 8 | 124.8717
08.10. | 9 | 124.8717
08.10. | 10 | 124.8717
08.10. | 11 | 124.8717
08.10. | 12 | 124.8717
08.10. | 13 | 124.8717
08.10. | 14 | 124.8717
08.10. | 15 | 124.8717
08.10. | 16 | 124.8717
08.10. | 17 | 124.8717
08.10. | 18 | 124.8717
08.10. | 19 | 124.8717
08.10. | 20 | 124.8717
08.10. | 21 | 124.8717
08.10. | 22 | 124.8717
08.10. | 23 | 124.8717
08.10. | 24 | 124.8717
09.10. | 1 | 124.8717
09.10. | 2 | 124.8717
09.10. | 3 | 124.8717
09.10. | 4 | 124.8717
09.10. | 5 | 124.8717
09.10. | 6 | 124.8717
09.10. | 7 | 124.8717
09.10. | 8 | 124.8717
09.10. | 9 | 124.8717
09.10. | 10 | 124.8717
09.10. | 11 | 124.8717
09.10. | 12 | 124.8717
09.10. | 13 | 124.8717
09.10. | 14 | 124.8717
09.10. | 15 | 124.8717
09.10. | 16 | 124.8717
09.10. | 17 | 124.8717
09.10. | 18 | 124.8717
09.10. | 19 | 124.8717
09.10. | 20 | 124.8717
09.10. | 21 | 124.8717
09.10. | 22 | 124.8717
09.10. | 23 | 124.8717
09.10. | 24 | 124.8717
10.10. | 1 | 124.8717
10.10. | 2 | 124.8717
10.10. | 3 | 124.8717
10.10. | 4 | 124.8717
10.10. | 5 | 124.8717
10.10. | 6 | 124.8717
10.10. | 7 | 124.8717
10.10. | 8 | 124.8717
10.10. | 9 | 124.8717
10.10. | 10 | 124.8717
10.10. | 11 | 124.8717
10.10. | 12 | 124.8717
10.10. | 13 | 124.8717
10.10. | 14 | 124.8717
10.10. | 15 | 124.8717
10.10. | 16 | 124.8717
10.10. | 17 | 124.8717
10.10. | 18 | 124.8717
10.10. | 19 | 124.8717
10.10. | 20 | 124.8717
10.10. | 21 | 124.8717
10.10. | 22 | 124.8717
10.10. | 23 | 124.8717
10.10. | 24 | 124.8717
11.10. | 1 | 124.8717
11.10. | 2 | 124.8717
11.10. | 3 | 124.8717
11.10. | 4 | 124.8717
11.10. | 5 | 124.8717
11.10. | 6 | 124.8717
11.10. | 7 | 124.8717
11.10. | 8 | 124.8717
11.10. | 9 | 124.8717
11.10. | 10 | 124.8717
11.10. | 11 | 124.8717
11.10. | 12 | 124.8717
11.10. | 13 | 124.8717
11.10. | 14 | 124.8717
11.10. | 15 | 124.8717
11.10. | 16 | 124.8717
11.10. | 17 | 124.8717
11.10. | 18 | 124.8717
11.10. | 19 | 124.8717
11.10. | 20 | 124.8717
11.10. | 21 | 124.8717
11.10. | 22 | 124.8717
11.10. | 23 | 124.8717
11.10. | 24 | 124.8717
12.10. | 1 | 124.8717
12.10. | 2 | 124.8717
12.10. | 3 | 124.8717
12.10. | 4 | 124.8717
12.10. | 5 | 124.8717
12.10. | 6 | 124.8717
12.10. | 7 | 124.8717
12.10. | 8 | 124.8717
12.10. | 9 | 124.8717
12.10. | 10 | 124.8717
12.10. | 11 | 124.8717
12.10. | 12 | 124.8717
12.10. | 13 | 124.8717
12.10. | 14 | 124.8717
12.10. | 15 | 124.8717
12.10. | 16 | 124.8717
12.10. | 17 | 124.8717
12.10. | 18 | 124.8717
12.10. | 19 | 124.8717
12.10. | 20 | 124.8717
12.10. | 21 | 124.8717
12.10. | 22 | 124.8717
12.10. | 23 | 124.8717
12.10. | 24 | 124.8717
13.10. | 1 | 124.8717
13.10. | 2 | 124.8717
13.10. | 3 | 124.8717
13.10. | 4 | 124.8717
13.10. | 5 | 124.8717
13.10. | 6 | 124.8717
13.10. | 7 | 124.8717
13.10. | 8 | 124.8717
13.10. | 9 | 124.8717
13.10. | 10 | 124.8717
13.10. | 11 | 124.8717
13.10. | 12 | 124.8717
13.10. | 13 | 124.8717
13.10. | 14 | 124.8717
13.10. | 15 | 124.8717
13.10. | 16 | 124.8717
13.10. | 17 | 124.8717
13.10. | 18 | 124.8717
13.10. | 19 | 124.8717
13.10. | 20 | 124.8717
13.10. | 21 | 124.8717
13.10. | 22 | 124.8717
13.10. | 23 | 124.8717
13.10. | 24 | 124.8717
14.10. | 1 | 124.8717
14.10. | 2 | 124.8717
14.10. | 3 | 124.8717
14.10. | 4 | 124.8717
14.10. | 5 | 124.8717
14.10. | 6 | 124.8717
14.10. | 7 | 124.8717
14.10. | 8 | 124.8717
14.10. | 9 | 124.8717
14.10. | 10 | 124.8717
14.10. | 11 | 124.8717
14.10. | 12 | 124.8717
14.10. | 13 | 124.8717
14.10. | 14 | 124.8717
14.10. | 15 | 124.8717
14.10. | 16 | 124.8717
14.10. | 17 | 124.8717
14.10. | 18 | 124.8717
14.10. | 19 | 124.8717
14.10. | 20 | 124.8717
14.10. | 21 | 124.8717
14.10. | 22 | 124.8717
14.10. | 23 | 124.8717
14.10. | 24 | 124.8717
15.10. | 1 | 124.8717
15.10. | 2 | 124.8717
15.10. | 3 | 124.8717
15.10. | 4 | 124.8717
15.10. | 5 | 124.8717
15.10. | 6 | 124.8717
15.10. | 7 | 124.8717
15.10. | 8 | 124.8717
15.10. | 9 | 124.8717
15.10. | 10 | 124.8717
15.10. | 11 | 124.8717
15.10. | 12 | 124.8717
15.10. | 13 | 124.8717
15.10. | 14 | 124.8717
15.10. | 15 | 124.8717
15.10. | 16 | 124.8717
15.10. | 17 | 124.8717
15.10. | 18 | 124.8717
15.10. | 19 | 124.8717
15.10. | 20 | 124.8717
15.10. | 21 | 124.8717
15.10. | 22 | 124.8717
15.10. | 23 | 124.8717
15.10. | 24 | 124.8717
16.10. | 1 | 124.8717
16.10. | 2 | 124.8717
16.10. | 3 | 124.8717
16.10. | 4 | 124.8717
16.10. | 5 | 124.8717
16.10. | 6 | 124.8717
16.10. | 7 | 124.8717
16.10. | 8 | 124.8717
16.10. | 9 | 124.8717
16.10. | 10 | 124.8717
16.10. | 11 | 124.8717
16.10. | 12 | 124.8717
16.10. | 13 | 124.8717
16.10. | 14 | 124.8717
16.10. | 15 | 124.8717
16.10. | 16 | 124.8717
16.10. | 17 | 124.8717
16.10. | 18 | 124.8717
16.10. | 19 | 124.8717
16.10. | 20 | 124.8717
16.10. | 21 | 124.8717
16.10. | 22 | 124.8717
16.10. | 23 | 124.8717
16.10. | 24 | 124.8717
17.10. | 1 | 124.8717
17.10. | 2 | 124.8717
17.10. | 3 | 124.8717
17.10. | 4 | 124.8717
17.10. | 5 | 124.8717
17.10. | 6 | 124.8717
17.10. | 7 | 124.8717
17.10. | 8 | 124.8717
17.10. | 9 | 124.8717
17.10. | 10 | 124.8717
17.10. | 11 | 124.8717
17.10. | 12 | 124.8717
17.10. | 13 | 124.8717
17.10. | 14 | 124.8717
17.10. | 15 | 124.8717
17.10. | 16 | 124.8717
17.10. | 17 | 124.8717
17.10. | 18 | 124.8717
17.10. | 19 | 124.8717
17.10. | 20 | 124.8717
17.10. | 21 | 124.8717
17.10. | 22 | 124.8717
17.10. | 23 | 124.8717
17.10. | 24 | 124.8717
18.10. | 1 | 124.8717
18.10. | 2 | 124.8717
18.10. | 3 | 124.8717
18.10. | 4 | 124.8717
18.10. | 5 | 124.8717
18.10. | 6 | 124.8717
18.10. | 7 | 124.8717
18.10. | 8 | 124.8717
18.10. | 9 | 124.8717
18.10. | 10 | 124.8717
18.10. | 11 | 124.8717
18.10. | 12 | 124.8717
18.10. | 13 | 124.8717
18.10. | 14 | 124.8717
18.10. | 15 | 124.8717
18.10. | 16 | 124.8717
18.10. | 17 | 124.8717
18.10. | 18 | 124.8717
18.10. | 19 | 124.8717
18.10. | 20 | 124.8717
18.10. | 21 | 124.8717
18.10. | 22 | 124.8717
18.10. | 23 | 124.8717
18.10. | 24 | 124.8717
19.10. | 1 | 124.8717
19.10. | 2 | 124.8717
19.10. | 3 | 124.8717
19.10. | 4 | 124.8717
19.10. | 5 | 124.8717
19.10. | 6 | 124.8717
19.10. | 7 | 124.8717
19.10. | 8 | 124.8717
19.10. | 9 | 124.8717
19.10. | 10 | 124.8717
19.10. | 11 | 124.8717
19.10. | 12 | 124.8717
19.10. | 13 | 124.8717
19.10. | 14 | 124.8717
19.10. | 15 | 124.8717
19.10. | 16 | 124.8717
19.10. | 17 | 124.8717
19.10. | 18 | 124.8717
19.10. | 19 | 124.8717
19.10. | 20 | 124.8717
19.10. | 21 | 124.8717
19.10. | 22 | 124.8717
19.10. | 23 | 124.8717
19.10. | 24 | 124.8717
20.10. | 1 | 124.8717
20.10. | 2 | 124.8717
20.10. | 3 | 124.8717
20.10. | 4 | 124.8717
20.10. | 5 | 124.8717
20.10. | 6 | 124.8717
20.10. | 7 | 124.8717
20.10. | 8 | 124.8717
20.10. | 9 | 124.8717
20.10. | 10 | 124.8717
20.10. | 11 | 124.8717
20.10. | 12 | 124.8717
20.10. | 13 | 124.8717
20.10. | 14 | 124.8717
20.10. | 15 | 124.8717
20.10. | 16 | 124.8717
20.10. | 17 | 124.8717
20.10. | 18 | 124.8717
20.10. | 19 | 124.8717
20.10. | 20 | 124.8717
20.10. | 21 | 124.8717
20.10. | 22 | 124.8717
20.10. | 23 | 124.8717
20.10. | 24 | 124.8717
21.10. | 1 | 124.8717
21.10. | 2 | 124.8717
21.10. | 3 | 124.8717
21.10. | 4 | 124.8717
21.10. | 5 | 124.8717
21.10. | 6 | 124.8717
21.10. | 7 | 124.8717
21.10. | 8 | 124.8717
21.10. | 9 | 124.8717
21.10. | 10 | 124.8717
21.10. | 11 | 124.8717
21.10. | 12 | 124.8717
21.10. | 13 | 124.8717
21.10. | 14 | 124.8717
21.10. | 15 | 124.8717
21.10. | 16 | 124.8717
21.10. | 17 | 124.8717
21.10. | 18 | 124.8717
21.10. | 19 | 124.8717
21.10. | 20 | 124.8717
21.10. | 21 | 124.8717
21.10. | 22 | 124.8717
21.10. | 23 | 124.8717
21.10. | 24 | 124.8717
22.10. | 1 | 124.8717
22.10. | 2 | 124.8717
22.10. | 3 | 124.8717
22.10. | 4 | 124.8717
22.10. | 5 | 124.8717
22.10. | 6 | 124.8717
22.10. | 7 | 124.8717
22.10. | 8 | 124.8717
22.10. | 9 | 124.8717
22.10. | 10 | 124.8717
22.10. | 11 | 124.8717
22.10. | 12 | 124.8717
22.10. | 13 | 124.8717
22.10. | 14 | 124.8717
22.10. | 15 | 124.8717
22.10. | 16 | 124.8717
22.10. | 17 | 124.8717
22.10. | 18 | 124.8717
22.10. | 19 | 124.8717
22.10. | 20 | 124.8717
22.10. | 21 | 124.8717
22.10. | 22 | 124.8717
22.10. | 23 | 124.8717
22.10. | 24 | 124.8717
23.10. | 1 | 124.8717
23.10. | 2 | 124.8717
23.10. | 3 | 124.8717
23.10. | 4 | 124.8717
23.10. | 5 | 124.8717
23.10. | 6 | 124.8717
23.10. | 7 | 124.8717
23.10. | 8 | 124.8717
23.10. | 9 | 124.8717
23.10. | 10 | 124.8717
23.10. | 11 | 124.8717
23.10. | 12 | 124.8717
23.10. | 13 | 124.8717
23.10. | 14 | 124.8717
23.10. | 15 | 124.8717
23.10. | 16 | 124.8717
23.10. | 17 | 124.8717
23.10. | 18 | 124.8717
23.10. | 19 | 124.8717
23.10. | 20 | 124.8717
23.10. | 21 | 124.8717
23.10. | 22 | 124.8717
23.10. | 23 | 124.8717
23.10. | 24 | 124.8717
24.10. | 1 | 124.8717
24.10. | 2 | 124.8717
24.10. | 3 | 124.8717
24.10. | 4 | 124.8717
24.10. | 5 | 124.8717
24.10. | 6 | 124.8717
24.10. | 7 | 124.8717
24.10. | 8 | 124.8717
24.10. | 9 | 124.8717
24.10. | 10 | 124.8717
24.10. | 11 | 124.8717
24.10. | 12 | 124.8717
24.10. | 13 | 124.8717
24.10. | 14 | 124.8717
24.10. | 15 | 124.8717
24.10. | 16 | 124.8717
24.10. | 17 | 124.8717
24.10. | 18 | 124.8717
24.10. | 19 | 124.8717
24.10. | 20 | 124.8717
24.10. | 21 | 124.8717
24.10. | 22 | 124.8717
24.10. | 23 | 124.8717
24.10. | 24 | 124.8717
25.10. | 1 | 124.8717
25.10. | 2 | 124.8717
25.10. | 3 | 124.8717
25.10. | 4 | 124.8717
25.10. | 5 | 124.8717
25.10. | 6 | 124.8717
25.10. | 7 | 124.8717
25.10. | 8 | 124.8717
25.10. | 9 | 124.8717
25.10. | 10 | 124.8717
25.10. | 11 | 124.8717
25.10. | 12 | 124.8717
25.10. | 13 | 124.8717
25.10. | 14 | 124.8717
25.10. | 15 | 124.8717
25.10. | 16 | 124.8717
25.10. | 17 | 124.8717
25.10. | 18 | 124.8717
25.10. | 19 | 124.8717
25.10. | 20 | 124.8717
25.10. | 21 | 124.8717
25.10. | 22 | 124.8717
25.10. | 23 | 124.8717
25.10. | 24 | 124.8717
26.10. | 1 | 124.8717
26.10. | 2 | 124.8717
26.10. | 3 | 124.8717
26.10. | 4 | 124.8717
26.10. | 5 | 124.8717
26.10. | 6 | 124.8717
26.10. | 7 | 124.8717
26.10. | 8 | 124.8717
26.10. | 9 | 124.8717
26.10. | 10 | 124.8717
26.10. | 11 | 124.8717
26.10. | 12 | 124.8717
26.10. | 13 | 124.8717
26.10. | 14 | 124.8717
26.10. | 15 | 124.8717
26.10. | 16 | 124.8717
26.10. | 17 | 124.8717
26.10. | 18 | 124.8717
26.10. | 19 | 124.8717
26.10. | 20 | 124.8717
26.10. | 21 | 124.8717
26.10. | 22 | 124.8717
26.10. | 23 | 124.8717
26.10. | 24 | 124.8717
27.10. | 1 | 124.8717
27.10. | 2 | 124.8717
27.10. | 3 | 124.8717
27.10. | 4 | 124.8717
27.10. | 5 | 124.8717
27.10. | 6 | 124.8717
27.10. | 7 | 124.8717
27.10. | 8 | 124.8717
27.10. | 9 | 124.8717
27.10. | 10 | 124.8717
27.10. | 11 | 124.8717
27.10. | 12 | 124.8717
27.10. | 13 | 124.8717
27.10. | 14 | 124.8717
27.10. | 15 | 124.8717
27.10. | 16 | 124.8717
27.10. | 17 | 124.8717
27.10. | 18 | 124.8717
27.10. | 19 | 124.8717
27.10. | 20 | 124.8717
27.10. | 21 | 124.8717
27.10. | 22 | 124.8717
27.10. | 23 | 124.8717
27.10. | 24 | 124.8717
28.10. | 1 | 124.8717
28.10. | 2 | 124.8717
28.10. | 3 | 124.8717
28.10. | 4 | 124.8717
28.10. | 5 | 124.8717
28.10. | 6 | 124.8717
28.10. | 7 | 124.8717
28.10. | 8 | 124.8717
28.10. | 9 | 124.8717
28.10. | 10 | 124.8717
28.10. | 11 | 124.8717
28.10. | 12 | 124.8717
28.10. | 13 | 124.8717
28.10. | 14 | 124.8717
28.10. | 15 | 124.8717
28.10. | 16 | 124.8717
28.10. | 17 | 124.8717
28.10. | 18 | 124.8717
28.10. | 19 | 124.8717
28.10. | 20 | 124.8717
28.10. | 21 | 124.8717
28.10. | 22 | 124.8717
28.10. | 23 | 124.8717
28.10. | 24 | 124.8717
29.10. | 1 | 124.8717
29.10. | 2 | 124.8717
29.10. | 3 | 124.8717
29.10. | 4 | 124.8717
29.10. | 5 | 124.8717
29.10. | 6 | 124.8717
29.10. | 7 | 124.8717
29.10. | 8 | 124.8717
29.10. | 9 | 124.8717
29.10. | 10 | 124.8717
29.10. | 11 | 124.8717
29.10. | 12 | 124.8717
29.10. | 13 | 124.8717
29.10. | 14 | 124.8717
29.10. | 15 | 124.8717
29.10. | 16 | 124.8717
29.10. | 17 | 124.8717
29.10. | 18 | 124.8717
29.10. | 19 | 124.8717
29.10. | 20 | 124.8717
29.10. | 21 | 124.8717
29.10. | 22 | 124.8717
29.10. | 23 | 124.8717
29.10. | 24 | 124.8717
30.10. | 1 | 124.8717
30.10. | 2 | 124.8717
30.10. | 3 | 124.8717
30.10. | 4 | 124.8717
30.10. | 5 | 124.8717
30.10. | 6 | 124.8717
30.10. | 7 | 124.8717
30.10. | 8 | 124.8717
30.10. | 9 | 124.8717
30.10. | 10 | 124.8717
30.10. | 11 | 124.8717
30.10. | 12 | 124.8717
30.10. | 13 | 124.8717
30.10. | 14 | 124.8717
30.10. | 15 | 124.8717
30.10. | 16 | 124.8717
30.10. | 17 | 124.8717
30.10. | 18 | 124.8717
30.10. | 19 | 124.8717
30.10. | 20 | 124.8717
30.10. | 21 | 124.8717
30.10. | 22 | 124.8717
30.10. | 23 | 124.8717
30.10. | 24 | 124.8717
31.10. | 1 | 124.8717
31.10. | 2 | 124.8717
31.10. | 3 | 124.8717
31.10. | 4 | 124.8717
31.10. | 5 | 124.8717
31.10. | 6 | 124.8717
31.10. | 7 | 124.8717
31.10. | 8 | 124.8717
31.10. | 9 | 124.8717
31.10. | 10 | 124.8717
31.10. | 11 | 124.8717
31.10. | 12 | 124.8717
31.10. | 13 | 124.8717
31.10. | 14 | 124.8717
31.10. | 15 | 124.8717
31.10. | 16 | 124.8717
31.10. | 17 | 124.8717
31.10. | 18 | 124.8717
31.10. | 19 | 124.8717
31.10. | 20 | 124.8717
31.10. | 21 | 124.8717
31.10. | 22 | 124.8717
31.10. | 23 | 124.8717
31.10. | 24 | 124.8717
01.11. | 1 | 124.8717
01.11. | 2 | 124.8717
01.11. | 3 | 124.8717
01.11. | 4 | 124.8717
01.11. | 5 | 124.8717
01.11. | 6 | 124.8717
01.11. | 7 | 124.8717
01.11. | 8 | 124.8717
01.11. | 9 | 124.8717
01.11. | 10 | 124.8717
01.11. | 11 | 124.8717
01.11. | 12 | 124.8717
01.11. | 13 | 124.8717
01.11. | 14 | 124.8717
01.11. | 15 | 124.8717
01.11. | 16 | 124.8717
01.11. | 17 | 124.8717
01.11. | 18 | 124.8717
01.11. | 19 | 124.8717
01.11. | 20 | 124.8717
01.11. | 21 | 124.8717
01.11. | 22 | 124.8717
01.11. | 23 | 124.8717
01.11. | 24 | 124.8717
02.11. | 1 | 124.8717
02.11. | 2 | 124.8717
02.11. | 3 | 124.8717
02.11. | 4 | 124.8717
02.11. | 5 | 124.8717
02.11. | 6 | 124.8717
02.11. | 7 | 124.8717
02.11. | 8 | 124.8717
02.11. | 9 | 124.8717
02.11. | 10 | 124.8717
02.11. | 11 | 124.8717
02.11. | 12 | 124.8717
02.11. | 13 | 124.8717
02.11. | 14 | 124.8717
02.11. | 15 | 124.8717
02.11. | 16 | 124.8717
02.11. | 17 | 124.8717
02.11. | 18 | 124.8717
02.11. | 19 | 124.8717
02.11. | 20 | 124.8717
02.11. | 21 | 124.8717
02.11. | 22 | 124.8717
02.11. | 23 | 124.8717
02.11. | 24 | 124.8717
03.11. | 1 | 124.8717
03.11. | 2 | 124.8717
03.11. | 3 | 124.8717
03.11. | 4 | 124.8717
03.11. | 5 | 124.8717
03.11. | 6 | 124.8717
03.11. | 7 | 124.8717
03.11. | 8 | 124.8717
03.11. | 9 | 124.8717
03.11. | 10 | 124.8717
03.11. | 11 | 124.8717
03.11. | 12 | 124.8717
03.11. | 13 | 124.8717
03.11. | 14 | 124.8717
03.11. | 15 | 124.8717
03.11. | 16 | 124.8717
03.11. | 17 | 124.8717
03.11. | 18 | 124.8717
03.11. | 19 | 124.8717
03.11. | 20 | 124.8717
03.11. | 21 | 124.8717
03.11. | 22 | 124.8717
03.11. | 23 | 124.8717
03.11. | 24 | 124.8717
04.11. | 1 | 124.8717
04.11. | 2 | 124.8717
04.11. | 3 | 124.8717
04.11. | 4 | 124.8717
04.11. | 5 | 124.8717
04.11. | 6 | 124.8717
04.11. | 7 | 124.8717
04.11. | 8 | 124.8717
04.11. | 9 | 124.8717
04.11. | 10 | 124.8717
04.11. | 11 | 124.8717
04.11. | 12 | 124.8717
04.11. | 13 | 124.8717
04.11. | 14 | 124.8717
04.11. | 15 | 124.8717
04.11. | 16 | 124.8717
04.11. | 17 | 124.8717
04.11. | 18 | 124.8717
04.11. | 19 | 124.8717
04.11. | 20 | 124.8717
04.11. | 21 | 124.8717
04.11. | 22 | 124.8717
04.11. | 23 | 124.8717
04.11. | 24 | 124.8717
05.11. | 1 | 124.8717
05.11. | 2 | 124.8717
05.11. | 3 | 124.8717
05.11. | 4 | 124.8717
05.11. | 5 | 124.8717
05.11. | 6 | 124.8717
05.11. | 7 | 124.8717
05.11. | 8 | 124.8717
05.11. | 9 | 124.8717
05.11. | 10 | 124.8717
05.11. | 11 | 124.8717
05.11. | 12 | 124.8717
05.11. | 13 | 124.8717
05.11. | 14 | 124.8717
05.11. | 15 | 124.8717
05.11. | 16 | 124.8717
05.11. | 17 | 124.8717
05.11. | 18 | 124.8717
05.11. | 19 | 124.8717
05.11. | 20 | 124.8717
05.11. | 21 | 124.8717
05.11. | 22 | 124.8717
05.11. | 23 | 124.8717
05.11. | 24 | 124.8717
06.11. | 1 | 124.8717
06.11. | 2 | 124.8717
06.11. | 3 | 124.8717
06.11. | 4 | 124.8717
06.11. | 5 | 124.8717
06.11. | 6 | 124.8717
06.11. | 7 | 124.8717
06.11. | 8 | 124.8717
06.11. | 9 | 124.8717
06.11. | 10 | 124.8717
06.11. | 11 | 124.8717
06.11. | 12 | 124.8717
06.11. | 13 | 124.8717
06.11. | 14 | 124.8717
06.11. | 15 | 124.8717
06.11. | 16 | 124.8717
06.11. | 17 | 124.8717
06.11. | 18 | 124.8717
06.11. | 19 | 124.8717
06.11. | 20 | 124.8717
06.11. | 21 | 124.8717
06.11. | 22 | 124.8717
06.11. | 23 | 124.8717
06.11. | 24 | 124.8717
07.11. | 1 | 124.8717
07.11. | 2 | 124.8717
07.11. | 3 | 124.8717
07.11. | 4 | 124.8717
07.11. | 5 | 124.8717
07.11. | 6 | 124.8717
07.11. | 7 | 124.8717
07.11. | 8 | 124.8717
07.11. | 9 | 124.8717
07.11. | 10 | 124.8717
07.11. | 11 | 124.8717
07.11. | 12 | 124.8717
07.11. | 13 | 124.8717
07.11. | 14 | 124.8717
07.11. | 15 | 124.8717
07.11. | 16 | 124.8717
07.11. | 17 | 124.8717
07.11. | 18 | 124.8717
07.11. | 19 | 124.8717
07.11. | 20 | 124.8717
07.11. | 21 | 124.8717
07.11. | 22 | 124.8717
07.11. | 23 | 124.8717
07.11. | 24 | 124.8717
08.11. | 1 | 124.8717
08.11. | 2 | 124.8717
08.11. | 3 | 124.8717
08.11. | 4 | 124.8717
08.11. | 5 | 124.8717
08.11. | 6 | 124.8717
08.11. | 7 | 124.8717
08.11. | 8 | 124.8717
08.11. | 9 | 124.8717
08.11. | 10 | 124.8717
08.11. | 11 | 124.8717
08.11. | 12 | 124.8717
08.11. | 13 | 124.8717
08.11. | 14 | 124.8717
08.11. | 15 | 124.8717
08.11. | 16 | 124.8717
08.11. | 17 | 124.8717
08.11. | 18 | 124.8717
08.11. | 19 | 124.8717
08.11. | 20 | 124.8717
08.11. | 21 | 124.8717
08.11. | 22 | 124.8717
08.11. | 23 | 124.8717
08.11. | 24 | 124.8717
09.11. | 1 | 124.8717
09.11. | 2 | 124.8717
09.11. | 3 | 124.8717
09.11. | 4 | 124.8717
09.11. | 5 | 124.8717
09.11. | 6 | 124.8717
09.11. | 7 | 124.8717
09.11. | 8 | 124.8717
09.11. | 9 | 124.8717
09.11. | 10 | 124.8717
09.11. | 11 | 124.8717
09.11. | 12 | 124.8717
09.11. | 13 | 124.8717
09.11. | 14 | 124.8717
09.11. | 15 | 124.8717
09.11. | 16 | 124.8717
09.11. | 17 | 124.8717
09.11. | 18 | 124.8717
09.11. | 19 | 124.8717
09.11. | 20 | 124.8717
09.11. | 21 | 124.8717
09.11. | 22 | 124.8717
09.11. | 23 | 124.8717
09.11. | 24 | 124.8717
10.11. | 1 | 124.8717
10.11. | 2 | 124.8717
10.11. | 3 | 124.8717
10.11. | 4 | 124.8717
10.11. | 5 | 124.8717
10.11. | 6 | 124.8717
10.11. | 7 | 124.8717
10.11. | 8 | 124.8717
10.11. | 9 | 124.8717
10.11. | 10 | 124.8717
10.11. | 11 | 124.8717
10.11. | 12 | 124.8717
10.11. | 13 | 124.8717
10.11. | 14 | 124.8717
10.11. | 15 | 124.8717
10.11. | 16 | 124.8717
10.11. | 17 | 124.8717
10.11. | 18 | 124.8717
10.11. | 19 | 124.8717
10.11. | 20 | 124.8717
10.11. | 21 | 124.8717
10.11. | 22 | 124.8717
10.11. | 23 | 124.8717
10.11. | 24 | 124.8717
11.11. | 1 | 124.8717
11.11. | 2 | 124.8717
11.11. | 3 | 124.8717
11.11. | 4 | 124.8717
11.11. | 5 | 124.8717
11.11. | 6 | 124.8717
11.11. | 7 | 124.8717
11.11. | 8 | 124.8717
11.11. | 9 | 124.8717
11.11. | 10 | 124.8717
11.11. | 11 | 124.8717
11.11. | 12 | 124.8717
11.11. | 13 | 124.8717
11.11. | 14 | 124.8717
11.11. | 15 | 124.8717
11.11. | 16 | 124.8717
11.11. | 17 | 124.8717
11.11. | 18 | 124.8717
11.11. | 19 | 124.8717
11.11. | 20 | 124.8717
11.11. | 21 | 124.8717
11.11. | 22 | 124.8717
11.11. | 23 | 124.8717
11.11. | 24 | 124.8717
12.11. | 1 | 124.8717
12.11. | 2 | 124.8717
12.11. | 3 | 124.8717
12.11. | 4 | 124.8717
12.11. | 5 | 124.8717
12.11. | 6 | 124.8717
12.11. | 7 | 124.8717
12.11. | 8 | 124.8717
12.11. | 9 | 124.8717
12.11. | 10 | 124.8717
12.11. | 11 | 124.8717
12.11. | 12 | 124.8717
12.11. | 13 | 124.8717
12.11. | 14 | 124.8717
12.11. | 15 | 124.8717
12.11. | 16 | 124.8717
12.11. | 17 | 124.8717
12.11. | 18 | 124.8717
12.11. | 19 | 124.8717
12.11. | 20 | 124.8717
12.11. | 21 | 124.8717
12.11. | 22 | 124.8717
12.11. | 23 | 124.8717
12.11. | 24 | 124.8717
13.11. | 1 | 124.8717
13.11. | 2 | 124.8717
13.11. | 3 | 124.8717
13.11. | 4 | 124.8717
13.11. | 5 | 124.8717
13.11. | 6 | 124.8717
13.11. | 7 | 124.8717
13.11. | 8 | 124.8717
13.11. | 9 | 124.8717
13.11. | 10 | 124.8717
13.11. | 11 | 124.8717
13.11. | 12 | 124.8717
13.11. | 13 | 124.8717
13.11. | 14 | 124.8717
13.11. | 15 | 124.8717
13.11. | 16 | 124.8717
13.11. | 17 | 124.8717
13.11. | 18 | 124.8717
13.11. | 19 | 124.8717
13.11. | 20 | 124.8717
13.11. | 21 | 124.8717
13.11. | 22 | 124.8717
13.11. | 23 | 124.8717
13.11. | 24 | 124.8717
14.11. | 1 | 124.8717
14.11. | 2 | 124.8717
14.11. | 3 | 124.8717
14.11. | 4 | 124.8717
14.11. | 5 | 124.8717
14.11. | 6 | 124.8717
14.11. | 7 | 124.8717
14.11. | 8 | 124.8717
14.11. | 9 | 124.8717
14.11. | 10 | 124.8717
14.11. | 11 | 124.8717
14.11. | 12 | 124.8717
14.11. | 13 | 124.8717
14.11. | 14 | 124.8717
14.11. | 15 | 124.8717
14.11. | 16 | 124.8717
14.11. | 17 | 124.8717
14.11. | 18 | 124.8717
14.11. | 19 | 124.8717
14.11. | 20 | 124.8717
14.11. | 21 | 124.8717
14.11. | 22 | 124.8717
14.11. | 23 | 124.8717
14.11. | 24 | 124.8717
15.11. | 1 | 124.8717
15.11. | 2 | 124.8717
15.11. | 3 | 124.8717
15.11. | 4 | 124.8717
15.11. | 5 | 124.8717
15.11. | 6 | 124.8717
15.11. | 7 | 124.8717
15.11. | 8 | 124.8717
15.11. | 9 | 124.8717
15.11. | 10 | 124.8717
15.11. | 11 | 124.8717
15.11. | 12 | 124.8717
15.11. | 13 | 124.8717
15.11. | 14 | 124.8717
15.11. | 15 | 124.8717
15.11. | 16 | 124.8717
15.11. | 17 | 124.8717
15.11. | 18 | 124.8717
15.11. | 19 | 124.8717
15.11. | 20 | 124.8717
15.11. | 21 | 124.8717
15.11. | 22 | 124.8717
15.11. | 23 | 124.8717
15.11. | 24 | 124.8717
16.11. | 1 | 124.8717
16.11. | 2 | 124.8717
16.11. | 3 | 124.8717
16.11. | 4 | 124.8717
16.11. | 5 | 124.8717
16.11. | 6 | 124.8717
16.11. | 7 | 124.8717
16.11. | 8 | 124.8717
16.11. | 9 | 124.8717
16.11. | 10 | 124.8717
16.11. | 11 | 124.8717
16.11. | 12 | 124.8717
16.11. | 13 | 124.8717
16.11. | 14 | 124.8717
16.11. | 15 | 124.8717
16.11. | 16 | 124.8717
16.11. | 17 | 124.8717
16.11. | 18 | 124.8717
16.11. | 19 | 124.8717
16.11. | 20 | 124.8717
16.11. | 21 | 124.8717
16.11. | 22 | 124.8717
16.11. | 23 | 124.8717
16.11. | 24 | 124.8717
17.11. | 1 | 124.8717
17.11. | 2 | 124.8717
17.11. | 3 | 124.8717
17.11. | 4 | 124.8717
17.11. | 5 | 124.8717
17.11. | 6 | 124.8717
17.11. | 7 | 124.8717
17.11. | 8 | 124.8717
17.11. | 9 | 124.8717
17.11. | 10 | 124.8717
17.11. | 11 | 124.8717
17.11. | 12 | 124.8717
17.11. | 13 | 124.8717
17.11. | 14 | 124.8717
17.11. | 15 | 124.8717
17.11. | 16 | 124.8717
17.11. | 17 | 124.8717
17.11. | 18 | 124.8717
17.11. | 19 | 124.8717
17.11. | 20 | 124.8717
17.11. | 21 | 124.8717
17.11. | 22 | 124.8717
17.11. | 23 | 124.8717
17.11. | 24 | 124.8717
18.11. | 1 | 124.8717
18.11. | 2 | 124.8717
18.11. | 3 | 124.8717
18.11. | 4 | 124.8717
18.11. | 5 | 124.8717
18.11. | 6 | 124.8717
18.11. | 7 | 124.8717
18.11. | 8 | 124.8717
18.11. | 9 | 124.8717
18.11. | 10 | 124.8717
18.11. | 11 | 124.8717
18.11. | 12 | 124.8717
18.11. | 13 | 124.8717
18.11. | 14 | 124.8717
18.11. | 15 | 124.8717
18.11. | 16 | 124.8717
18.11. | 17 | 124.8717
18.11. | 18 | 124.8717
18.11. | 19 | 124.8717
18.11. | 20 | 124.8717
18.11. | 21 | 124.8717
18.11. | 22 | 124.8717
18.11. | 23 | 124.8717
18.11. | 24 | 124.8717
19.11. | 1 | 124.8717
19.11. | 2 | 124.8717
19.11. | 3 | 124.8717
19.11. | 4 | 124.8717
19.11. | 5 | 124.8717
19.11. | 6 | 124.8717
19.11. | 7 | 124.8717
19.11. | 8 | 124.8717
19.11. | 9 | 124.8717
19.11. | 10 | 124.8717
19.11. | 11 | 124.8717
19.11. | 12 | 124.8717
19.11. | 13 | 124.8717
19.11. | 14 | 124.8717
19.11. | 15 | 124.8717
19.11. | 16 | 124.8717
19.11. | 17 | 124.8717
19.11. | 18 | 124.8717
19.11. | 19 | 124.8717
19.11. | 20 | 124.8717
19.11. | 21 | 124.8717
19.11. | 22 | 124.8717
19.11. | 23 | 124.8717
19.11. | 24 | 124.8717
20.11. | 1 | 124.8717
20.11. | 2 | 124.8717
20.11. | 3 | 124.8717
20.11. | 4 | 124.8717
20.11. | 5 | 124.8717
20.11. | 6 | 124.8717
20.11. | 7 | 124.8717
20.11. | 8 | 124.8717
20.11. | 9 | 124.8717
20.11. | 10 | 124.8717
20.11. | 11 | 124.8717
20.11. | 12 | 124.8717
20.11. | 13 | 124.8717
20.11. | 14 | 124.8717
20.11. | 15 | 124.8717
20.11. | 16 | 124.8717
20.11. | 17 | 124.8717
20.11. | 18 | 124.8717
20.11. | 19 | 124.8717
20.11. | 20 | 124.8717
20.11. | 21 | 124.8717
20.11. | 22 | 124.8717
20.11. | 23 | 124.8717
20.11. | 24 | 124.8717
21.11. | 1 | 124.8717
21.11. | 2 | 124.8717
21.11. | 3 | 124.8717
21.11. | 4 | 124.8717
21.11. | 5 | 124.8717
21.11. | 6 | 124.8717
21.11. | 7 | 124.8717
21.11. | 8 | 124.8717
21.11. | 9 | 124.8717
21.11. | 10 | 124.8717
21.11. | 11 | 124.8717
21.11. | 12 | 124.8717
21.11. | 13 | 124.8717
21.11. | 14 | 124.8717
21.11. | 15 | 124.8717
21.11. | 16 | 124.8717
21.11. | 17 | 124.8717
21.11. | 18 | 124.8717
21.11. | 19 | 124.8717
21.11. | 20 | 124.8717
21.11. | 21 | 124.8717
21.11. | 22 | 124.8717
21.11. | 23 | 124.8717
21.11. | 24 | 124.8717
22.11. | 1 | 124.8717
22.11. | 2 | 124.8717
22.11. | 3 | 124.8717
22.11. | 4 | 124.8717
22.11. | 5 | 124.8717
22.11. | 6 | 124.8717
22.11. | 7 | 124.8717
22.11. | 8 | 124.8717
22.11. | 9 | 124.8717
22.11. | 10 | 124.8717
22.11. | 11 | 124.8717
22.11. | 12 | 124.8717
22.11. | 13 | 124.8717
22.11. | 14 | 124.8717
22.11. | 15 | 124.8717
22.11. | 16 | 124.8717
22.11. | 17 | 124.8717
22.11. | 18 | 124.8717
22.11. | 19 | 124.8717
22.11. | 20 | 124.8717
22.11. | 21 | 124.8717
22.11. | 22 | 124.8717
22.11. | 23 | 124.8717
22.11. | 24 | 124.8717
23.11. | 1 | 124.8717
23.11. | 2 | 124.8717
23.11. | 3 | 124.8717
23.11. | 4 | 124.8717
23.11. | 5 | 124.8717
23.11. | 6 | 124.8717
23.11. | 7 | 124.8717
23.11. | 8 | 124.8717
23.11. | 9 | 124.8717
23.11. | 10 | 124.8717
23.11. | 11 | 124.8717
23.11. | 12 | 124.8717
23.11. | 13 | 124.8717
23.11. | 14 | 124.8717
23.11. | 15 | 124.8717
23.11. | 16 | 124.8717
23.11. | 17 | 124.8717
23.11. | 18 | 124.8717
23.11. | 19 | 124.8717
23.11. | 20 | 124.8717
23.11. | 21 | 124.8717
23.11. | 22 | 124.8717
23.11. | 23 | 124.8717
23.11. | 24 | 124.8717
24.11. | 1 | 124.8717
24.11. | 2 | 124.8717
24.11. | 3 | 124.8717
24.11. | 4 | 124.8717
24.11. | 5 | 124.8717
24.11. | 6 | 124.8717
24.11. | 7 | 124.8717
24.11. | 8 | 124.8717
24.11. | 9 | 124.8717
24.11. | 10 | 124.8717
24.11. | 11 | 124.8717
24.11. | 12 | 124.8717
24.11. | 13 | 124.8717
24.11. | 14 | 124.8717
24.11. | 15 | 124.8717
24.11. | 16 | 124.8717
24.11. | 17 | 124.8717
24.11. | 18 | 124.8717
24.11. | 19 | 124.8717
24.11. | 20 | 124.8717
24.11. | 21 | 124.8717
24.11. | 22 | 124.8717
24.11. | 23 | 124.8717
24.11. | 24 | 124.8717
25.11. | 1 | 124.8717
25.11. | 2 | 124.8717
25.11. | 3 | 124.8717
25.11. | 4 | 124.8717
25.11. | 5 | 124.8717
25.11. | 6 | 124.8717
25.11. | 7 | 124.8717
25.11. | 8 | 124.8717
25.11. | 9 | 124.8717
25.11. | 10 | 124.8717
25.11. | 11 | 124.8717
25.11. | 12 | 124.8717
25.11. | 13 | 124.8717
25.11. | 14 | 124.8717
25.11. | 15 | 124.8717
25.11. | 16 | 124.8717
25.11. | 17 | 124.8717
25.11. | 18 | 124.8717
25.11. | 19 | 124.8717
25.11. | 20 | 124.8717
25.11. | 21 | 124.8717
25.11. | 22 | 124.8717
25.11. | 23 | 124.8717
25.11. | 24 | 124.8717
26.11. | 1 | 124.8717
26.11. | 2 | 124.8717
26.11. | 3 | 124.8717
26.11. | 4 | 124.8717
26.11. | 5 | 124.8717
26.11. | 6 | 124.8717
26.11. | 7 | 124.8717
26.11. | 8 | 124.8717
26.11. | 9 | 124.8717
26.11. | 10 | 124.8717
26.11. | 11 | 124.8717
26.11. | 12 | 124.8717
26.11. | 13 | 124.8717
26.11. | 14 | 124.8717
26.11. | 15 | 124.8717
26.11. | 16 | 124.8717
26.11. | 17 | 124.8717
26.11. | 18 | 124.8717
26.11. | 19 | 124.8717
26.11. | 20 | 124.8717
26.11. | 21 | 124.8717
26.11. | 22 | 124.8717
26.11. | 23 | 124.8717
26.11. | 24 | 124.8717
27.11. | 1 | 124.8717
27.11. | 2 | 124.8717
27.11. | 3 | 124.8717
27.11. | 4 | 124.8717
27.11. | 5 | 124.8717
27.11. | 6 | 124.8717
27.11. | 7 | 124.8717
27.11. | 8 | 124.8717
27.11. | 9 | 124.8717
27.11. | 10 | 124.8717
27.11. | 11 | 124.8717
27.11. | 12 | 124.8717
27.11. | 13 | 124.8717
27.11. | 14 | 124.8717
27.11. | 15 | 124.8717
27.11. | 16 | 124.8717
27.11. | 17 | 124.8717
27.11. | 18 | 124.8717
27.11. | 19 | 124.8717
27.11. | 20 | 124.8717
27.11. | 21 | 124.8717
27.11. | 22 | 124.8717
27.11. | 23 | 124.8717
27.11. | 24 | 124.8717
28.11. | 1 | 124.8717
28.11. | 2 | 124.8717
28.11. | 3 | 124.8717
28.11. | 4 | 124.8717
28.11. | 5 | 124.8717
28.11. | 6 | 124.8717
28.11. | 7 | 124.8717
28.11. | 8 | 124.8717
28.11. | 9 | 124.8717
28.11. | 10 | 124.8717
28.11. | 11 | 124.8717
28.11. | 12 | 124.8717
28.11. | 13 | 124.8717
28.11. | 14 | 124.8717
28.11. | 15 | 124.8717
28.11. | 16 | 124.8717
28.11. | 17 | 124.8717
28.11. | 18 | 124.8717
28.11. | 19 | 124.8717
28.11. | 20 | 124.8717
28.11. | 21 | 124.8717
28.11. | 22 | 124.8717
28.11. | 23 | 124.8717
28.11. | 24 | 124.8717
29.11. | 1 | 124.8717
29.11. | 2 | 124.8717
29.11. | 3 | 124.8717
29.11. | 4 | 124.8717
29.11. | 5 | 124.8717
29.11. | 6 | 124.8717
29.11. | 7 | 124.8717
29.11. | 8 | 124.8717
29.11. | 9 | 124.8717
29.11. | 10 | 124.8717
29.11. | 11 | 124.8717
29.11. | 12 | 124.8717
29.11. | 13 | 124.8717
29.11. | 14 | 124.8717
29.11. | 15 | 124.8717
29.11. | 16 | 124.8717
29.11. | 17 | 124.8717
29.11. | 18 | 124.8717
29.11. | 19 | 124.8717
29.11. | 20 | 124.8717
29.11. | 21 | 124.8717
29.11. | 22 | 124.8717
29.11. | 23 | 124.8717
29.11. | 24 | 124.8717
30.11. | 1 | 124.8717
30.11. | 2 | 124.8717
30.11. | 3 | 124.8717
30.11. | 4 | 124.8717
30.11. | 5 | 124.8717
30.11. | 6 | 124.8717
30.11. | 7 | 124.8717
30.11. | 8 | 124.8717
30.11. | 9 | 124.8717
30.11. | 10 | 124.8717
30.11. | 11 | 124.8717
30.11. | 12 | 124.8717
30.11. | 13 | 124.8717
30.11. | 14 | 124.8717
30.11. | 15 | 124.8717
30.11. | 16 | 124.8717
30.11. | 17 | 124.8717
30.11. | 18 | 124.8717
30.11. | 19 | 124.8717
30.11. | 20 | 124.8717
30.11. | 21 | 124.8717
30.11. | 22 | 124.8717
30.11. | 23 | 124.8717
30.11. | 24 | 124.8717
01.12. | 1 | 124.8717
01.12. | 2 | 124.8717
01.12. | 3 | 124.8717
01.12. | 4 | 124.8717
01.12. | 5 | 124.8717
01.12. | 6 | 124.8717
01.12. | 7 | 124.8717
01.12. | 8 | 124.8717
01.12. | 9 | 124.8717
01.12. | 10 | 124.8717
01.12. | 11 | 124.8717
01.12. | 12 | 124.8717
01.12. | 13 | 124.8717
01.12. | 14 | 124.8717
01.12. | 15 | 124.8717
01.12. | 16 | 124.8717
01.12. | 17 | 124.8717
01.12. | 18 | 124.8717
01.12. | 19 | 124.8717
01.12. | 20 | 124.8717
01.12. | 21 | 124.8717
01.12. | 22 | 124.8717
01.12. | 23 | 124.8717
01.12. | 24 | 124.8717
02.12. | 1 | 124.8717
02.12. | 2 | 124.8717
02.12. | 3 | 124.8717
02.12. | 4 | 124.8717
02.12. | 5 | 124.8717
02.12. | 6 | 124.8717
02.12. | 7 | 124.8717
02.12. | 8 | 124.8717
02.12. | 9 | 124.8717
02.12. | 10 | 124.8717
02.12. | 11 | 124.8717
02.12. | 12 | 124.8717
02.12. | 13 | 124.8717
02.12. | 14 | 124.8717
02.12. | 15 | 124.8717
02.12. | 16 | 124.8717
02.12. | 17 | 124.8717
02.12. | 18 | 124.8717
02.12. | 19 | 124.8717
02.12. | 20 | 124.8717
02.12. | 21 | 124.8717
02.12. | 22 | 124.8717
02.12. | 23 | 124.8717
02.12. | 24 | 124.8717
03.12. | 1 | 124.8717
03.12. | 2 | 124.8717
03.12. | 3 | 124.8717
03.12. | 4 | 124.8717
03.12. | 5 | 124.8717
03.12. | 6 | 124.8717
03.12. | 7 | 124.8717
03.12. | 8 | 124.8717
03.12. | 9 | 124.8717
03.12. | 10 | 124.8717
03.12. | 11 | 124.8717
03.12. | 12 | 124.8717
03.12. | 13 | 124.8717
03.12. | 14 | 124.8717
03.12. | 15 | 124.8717
03.12. | 16 | 124.8717
03.12. | 17 | 124.8717
03.12. | 18 | 124.8717
03.12. | 19 | 124.8717
03.12. | 20 | 124.8717
03.12. | 21 | 124.8717
03.12. | 22 | 124.8717
03.12. | 23 | 124.8717
03.12. | 24 | 124.8717
04.12. | 1 | 124.8717
04.12. | 2 | 124.8717
04.12. | 3 | 124.8717
04.12. | 4 | 124.8717
04.12. | 5 | 124.8717
04.12. | 6 | 124.8717
04.12. | 7 | 124.8717
04.12. | 8 | 124.8717
04.12. | 9 | 124.8717
04.12. | 10 | 124.8717
04.12. | 11 | 124.8717
04.12. | 12 | 124.8717
04.12. | 13 | 124.8717
04.12. | 14 | 124.8717
04.12. | 15 | 124.8717
04.12. | 16 | 124.8717
04.12. | 17 | 124.8717
04.12. | 18 | 124.8717
04.12. | 19 | 124.8717
04.12. | 20 | 124.8717
04.12. | 21 | 124.8717
04.12. | 22 | 124.8717
04.12. | 23 | 124.8717
04.12. | 24 | 124.8717
05.12. | 1 | 124.8717
05.12. | 2 | 124.8717
05.12. | 3 | 124.8717
05.12. | 4 | 124.8717
05.12. | 5 | 124.8717
05.12. | 6 | 124.8717
05.12. | 7 | 124.8717
05.12. | 8 | 124.8717
05.12. | 9 | 124.8717
05.12. | 10 | 124.8717
05.12. | 11 | 124.8717
05.12. | 12 | 124.8717
05.12. | 13 | 124.8717
05.12. | 14 | 124.8717
05.12. | 15 | 124.8717
05.12. | 16 | 124.8717
05.12. | 17 | 124.8717
05.12. | 18 | 124.8717
05.12. | 19 | 124.8717
05.12. | 20 | 124.8717
05.12. | 21 | 124.8717
05.12. | 22 | 124.8717
05.12. | 23 | 124.8717
05.12. | 24 | 124.8717
06.12. | 1 | 124.8717
06.12. | 2 | 124.8717
06.12. | 3 | 124.8717
06.12. | 4 | 124.8717
06.12. | 5 | 124.8717
06.12. | 6 | 124.8717
06.12. | 7 | 124.8717
06.12. | 8 | 124.8717
06.12. | 9 | 124.8717
06.12. | 10 | 124.8717
06.12. | 11 | 124.8717
06.12. | 12 | 124.8717
06.12. | 13 | 124.8717
06.12. | 14 | 124.8717
06.12. | 15 | 124.8717
06.12. | 16 | 124.8717
06.12. | 17 | 124.8717
06.12. | 18 | 124.8717
06.12. | 19 | 124.8717
06.12. | 20 | 124.8717
06.12. | 21 | 124.8717
06.12. | 22 | 124.8717
06.12. | 23 | 124.8717
06.12. | 24 | 124.8717
07.12. | 1 | 124.8717
07.12. | 2 | 124.8717
07.12. | 3 | 124.8717
07.12. | 4 | 124.8717
07.12. | 5 | 124.8717
07.12. | 6 | 124.8717
07.12. | 7 | 124.8717
07.12. | 8 | 124.8717
07.12. | 9 | 124.8717
07.12. | 10 | 124.8717
07.12. | 11 | 124.8717
07.12. | 12 | 124.8717
07.12. | 13 | 124.8717
07.12. | 14 | 124.8717
07.12. | 15 | 124.8717
07.12. | 16 | 124.8717
07.12. | 17 | 124.8717
07.12. | 18 | 124.8717
07.12. | 19 | 124.8717
07.12. | 20 | 124.8717
07.12. | 21 | 124.8717
07.12. | 22 | 124.8717
07.12. | 23 | 124.8717
07.12. | 24 | 124.8717
08.12. | 1 | 124.8717
08.12. | 2 | 124.8717
08.12. | 3 | 124.8717
08.12. | 4 | 124.8717
08.12. | 5 | 124.8717
08.12. | 6 | 124.8717
08.12. | 7 | 124.8717
08.12. | 8 | 124.8717
08.12. | 9 | 124.8717
08.12. | 10 | 124.8717
08.12. | 11 | 124.8717
08.12. | 12 | 124.8717
08.12. | 13 | 124.8717
08.12. | 14 | 124.8717
08.12. | 15 | 124.8717
08.12. | 16 | 124.8717
08.12. | 17 | 124.8717
08.12. | 18 | 124.8717
08.12. | 19 | 124.8717
08.12. | 20 | 124.8717
08.12. | 21 | 124.8717
08.12. | 22 | 124.8717
08.12. | 23 | 124.8717
08.12. | 24 | 124.8717
09.12. | 1 | 124.8717
09.12. | 2 | 124.8717
09.12. | 3 | 124.8717
09.12. | 4 | 124.8717
09.12. | 5 | 124.8717
09.12. | 6 | 124.8717
09.12. | 7 | 124.8717
09.12. | 8 | 124.8717
09.12. | 9 | 124.8717
09.12. | 10 | 124.8717
09.12. | 11 | 124.8717
09.12. | 12 | 124.8717
09.12. | 13 | 124.8717
09.12. | 14 | 124.8717
09.12. | 15 | 124.8717
09.12. | 16 | 124.8717
09.12. | 17 | 124.8717
09.12. | 18 | 124.8717
09.12. | 19 | 124.8717
09.12. | 20 | 124.8717
09.12. | 21 | 124.8717
09.12. | 22 | 124.8717
09.12. | 23 | 124.8717
09.12. | 24 | 124.8717
10.12. | 1 | 124.8717
10.12. | 2 | 124.8717
10.12. | 3 | 124.8717
10.12. | 4 | 124.8717
10.12. | 5 | 124.8717
10.12. | 6 | 124.8717
10.12. | 7 | 124.8717
10.12. | 8 | 124.8717
10.12. | 9 | 124.8717
10.12. | 10 | 124.8717
10.12. | 11 | 124.8717
10.12. | 12 | 124.8717
10.12. | 13 | 124.8717
10.12. | 14 | 124.8717
10.12. | 15 | 124.8717
10.12. | 16 | 124.8717
10.12. | 17 | 124.8717
10.12. | 18 | 124.8717
10.12. | 19 | 124.8717
10.12. | 20 | 124.8717
10.12. | 21 | 124.8717
10.12. | 22 | 124.8717
10.12. | 23 | 124.8717
10.12. | 24 | 124.8717
11.12. | 1 | 124.8717
11.12. | 2 | 124.8717
11.12. | 3 | 124.8717
11.12. | 4 | 124.8717
11.12. | 5 | 124.8717
11.12. | 6 | 124.8717
11.12. | 7 | 124.8717
11.12. | 8 | 124.8717
11.12. | 9 | 124.8717
11.12. | 10 | 124.8717
11.12. | 11 | 124.8717
11.12. | 12 | 124.8717
11.12. | 13 | 124.8717
11.12. | 14 | 124.8717
11.12. | 15 | 124.8717
11.12. | 16 | 124.8717
11.12. | 17 | 124.8717
11.12. | 18 | 124.8717
11.12. | 19 | 124.8717
11.12. | 20 | 124.8717
11.12. | 21 | 124.8717
11.12. | 22 | 124.8717
11.12. | 23 | 124.8717
11.12. | 24 | 124.8717
12.12. | 1 | 124.8717
12.12. | 2 | 124.8717
12.12. | 3 | 124.8717
12.12. | 4 | 124.8717
12.12. | 5 | 124.8717
12.12. | 6 | 124.8717
12.12. | 7 | 124.8717
12.12. | 8 | 124.8717
12.12. | 9 | 124.8717
12.12. | 10 | 124.8717
12.12. | 11 | 124.8717
12.12. | 12 | 124.8717
12.12. | 13 | 124.8717
12.12. | 14 | 124.8717
12.12. | 15 | 124.8717
12.12. | 16 | 124.8717
12.12. | 17 | 124.8717
12.12. | 18 | 124.8717
12.12. | 19 | 124.8717
12.12. | 20 | 124.8717
12.12. | 21 | 124.8717
12.12. | 22 | 124.8717
12.12. | 23 | 124.8717
12.12. | 24 | 124.8717
13.12. | 1 | 124.8717
13.12. | 2 | 124.8717
13.12. | 3 | 124.8717
13.12. | 4 | 124.8717
13.12. | 5 | 124.8717
13.12. | 6 | 124.8717
13.12. | 7 | 124.8717
13.12. | 8 | 124.8717
13.12. | 9 | 124.8717
13.12. | 10 | 124.8717
13.12. | 11 | 124.8717
13.12. | 12 | 124.8717
13.12. | 13 | 124.8717
13.12. | 14 | 124.8717
13.12. | 15 | 124.8717
13.12. | 16 | 124.8717
13.12. | 17 | 124.8717
13.12. | 18 | 124.8717
13.12. | 19 | 124.8717
13.12. | 20 | 124.8717
13.12. | 21 | 124.8717
13.12. | 22 | 124.8717
13.12. | 23 | 124.8717
13.12. | 24 | 124.8717
14.12. | 1 | 124.8717
14.12. | 2 | 124.8717
14.12. | 3 | 124.8717
14.12. | 4 | 124.8717
14.12. | 5 | 124.8717
14.12. | 6 | 124.8717
14.12. | 7 | 124.8717
14.12. | 8 | 124.8717
14.12. | 9 | 124.8717
14.12. | 10 | 124.8717
14.12. | 11 | 124.8717
14.12. | 12 | 124.8717
14.12. | 13 | 124.8717
14.12. | 14 | 124.8717
14.12. | 15 | 124.8717
14.12. | 16 | 124.8717
14.12. | 17 | 124.8717
14.12. | 18 | 124.8717
14.12. | 19 | 124.8717
14.12. | 20 | 124.8717
14.12. | 21 | 124.8717
14.12. | 22 | 124.8717
14.12. | 23 | 124.8717
14.12. | 24 | 124.8717
15.12. | 1 | 124.8717
15.12. | 2 | 124.8717
15.12. | 3 | 124.8717
15.12. | 4 | 124.8717
15.12. | 5 | 124.8717
15.12. | 6 | 124.8717
15.12. | 7 | 124.8717
15.12. | 8 | 124.8717
15.12. | 9 | 124.8717
15.12. | 10 | 124.8717
15.12. | 11 | 124.8717
15.12. | 12 | 124.8717
15.12. | 13 | 124.8717
15.12. | 14 | 124.8717
15.12. | 15 | 124.8717
15.12. | 16 | 124.8717
15.12. | 17 | 124.8717
15.12. | 18 | 124.8717
15.12. | 19 | 124.8717
15.12. | 20 | 124.8717
15.12. | 21 | 124.8717
15.12. | 22 | 124.8717
15.12. | 23 | 124.8717
15.12. | 24 | 124.8717
16.12. | 1 | 124.8717
16.12. | 2 | 124.8717
16.12. | 3 | 124.8717
16.12. | 4 | 124.8717
16.12. | 5 | 124.8717
16.12. | 6 | 124.8717
16.12. | 7 | 124.8717
16.12. | 8 | 124.8717
16.12. | 9 | 124.8717
16.12. | 10 | 124.8717
16.12. | 11 | 124.8717
16.12. | 12 | 124.8717
16.12. | 13 | 124.8717
16.12. | 14 | 124.8717
16.12. | 15 | 124.8717
16.12. | 16 | 124.8717
16.12. | 17 | 124.8717
16.12. | 18 | 124.8717
16.12. | 19 | 124.8717
16.12. | 20 | 124.8717
16.12. | 21 | 124.8717
16.12. | 22 | 124.8717
16.12. | 23 | 124.8717
16.12. | 24 | 124.8717
17.12. | 1 | 124.8717
17.12. | 2 | 124.8717
17.12. | 3 | 124.8717
17.12. | 4 | 124.8717
17.12. | 5 | 124.8717
17.12. | 6 | 124.8717
17.12. | 7 | 124.8717
17.12. | 8 | 124.8717
17.12. | 9 | 124.8717
17.12. | 10 | 124.8717
17.12. | 11 | 124.8717
17.12. | 12 | 124.8717
17.12. | 13 | 124.8717
17.12. | 14 | 124.8717
17.12. | 15 | 124.8717
17.12. | 16 | 124.8717
17.12. | 17 | 124.8717
17.12. | 18 | 124.8717
17.12. | 19 | 124.8717
17.12. | 20 | 124.8717
17.12. | 21 | 124.8717
17.12. | 22 | 124.8717
17.12. | 23 | 124.8717
17.12. | 24 | 124.8717
18.12. | 1 | 124.8717
18.12. | 2 | 124.8717
18.12. | 3 | 124.8717
18.12. | 4 | 124.8717
18.12. | 5 | 124.8717
18.12. | 6 | 124.8717
18.12. | 7 | 124.8717
18.12. | 8 | 124.8717
18.12. | 9 | 124.8717
18.12. | 10 | 124.8717
18.12. | 11 | 124.8717
18.12. | 12 | 124.8717
18.12. | 13 | 124.8717
18.12. | 14 | 124.8717
18.12. | 15 | 124.8717
18.12. | 16 | 124.8717
18.12. | 17 | 124.8717
18.12. | 18 | 124.8717
18.12. | 19 | 124.8717
18.12. | 20 | 124.8717
18.12. | 21 | 124.8717
18.12. | 22 | 124.8717
18.12. | 23 | 124.8717
18.12. | 24 | 124.8717
19.12. | 1 | 124.8717
19.12. | 2 | 124.8717
19.12. | 3 | 124.8717
19.12. | 4 | 124.8717
19.12. | 5 | 124.8717
19.12. | 6 | 124.8717
19.12. | 7 | 124.8717
19.12. | 8 | 124.8717
19.12. | 9 | 124.8717
19.12. | 10 | 124.8717
19.12. | 11 | 124.8717
19.12. | 12 | 124.8717
19.12. | 13 | 124.8717
19.12. | 14 | 124.8717
19.12. | 15 | 124.8717
19.12. | 16 | 124.8717
19.12. | 17 | 124.8717
19.12. | 18 | 124.8717
19.12. | 19 | 124.8717
19.12. | 20 | 124.8717
19.12. | 21 | 124.8717
19.12. | 22 | 124.8717
19.12. | 23 | 124.8717
19.12. | 24 | 124.8717
20.12. | 1 | 124.8717
20.12. | 2 | 124.8717
20.12. | 3 | 124.8717
20.12. | 4 | 124.8717
20.12. | 5 | 124.8717
20.12. | 6 | 124.8717
20.12. | 7 | 124.8717
20.12. | 8 | 124.8717
20.12. | 9 | 124.8717
20.12. | 10 | 124.8717
20.12. | 11 | 124.8717
20.12. | 12 | 124.8717
20.12. | 13 | 124.8717
20.12. | 14 | 124.8717
20.12. | 15 | 124.8717
20.12. | 16 | 124.8717
20.12. | 17 | 124.8717
20.12. | 18 | 124.8717
20.12. | 19 | 124.8717
20.12. | 20 | 124.8717
20.12. | 21 | 124.8717
20.12. | 22 | 124.8717
20.12. | 23 | 124.8717
20.12. | 24 | 124.8717
21.12. | 1 | 124.8717
21.12. | 2 | 124.8717
21.12. | 3 | 124.8717
21.12. | 4 | 124.8717
21.12. | 5 | 124.8717
21.12. | 6 | 124.8717
21.12. | 7 | 124.8717
21.12. | 8 | 124.8717
21.12. | 9 | 124.8717
21.12. | 10 | 124.8717
21.12. | 11 | 124.8717
21.12. | 12 | 124.8717
21.12. | 13 | 124.8717
21.12. | 14 | 124.8717
21.12. | 15 | 124.8717
21.12. | 16 | 124.8717
21.12. | 17 | 124.8717
21.12. | 18 | 124.8717
21.12. | 19 | 124.8717
21.12. | 20 | 124.8717
21.12. | 21 | 124.8717
21.12. | 22 | 124.8717
21.12. | 23 | 124.8717
21.12. | 24 | 124.8717
22.12. | 1 | 124.8717
22.12. | 2 | 124.8717
22.12. | 3 | 124.8717
22.12. | 4 | 124.8717
22.12. | 5 | 124.8717
22.12. | 6 | 124.8717
22.12. | 7 | 124.8717
22.12. | 8 | 124.8717
22.12. | 9 | 124.8717
22.12. | 10 | 124.8717
22.12. | 11 | 124.8717
22.12. | 12 | 124.8717
22.12. | 13 | 124.8717
22.12. | 14 | 124.8717
22.12. | 15 | 124.8717
22.12. | 16 | 124.8717
22.12. | 17 | 124.8717
22.12. | 18 | 124.8717
22.12. | 19 | 124.8717
22.12. | 20 | 124.8717
22.12. | 21 | 124.8717
22.12. | 22 | 124.8717
22.12. | 23 | 124.8717
22.12. | 24 | 124.8717
23.12. | 1 | 124.8717
23.12. | 2 | 124.8717
23.12. | 3 | 124.8717
23.12. | 4 | 124.8717
23.12. | 5 | 124.8717
23.12. | 6 | 124.8717
23.12. | 7 | 124.8717
23.12. | 8 | 124.8717
23.12. | 9 | 124.8717
23.12. | 10 | 124.8717
23.12. | 11 | 124.8717
23.12. | 12 | 124.8717
23.12. | 13 | 124.8717
23.12. | 14 | 124.8717
23.12. | 15 | 124.8717
23.12. | 16 | 124.8717
23.12. | 17 | 124.8717
23.12. | 18 | 124.8717
23.12. | 19 | 124.8717
23.12. | 20 | 124.8717
23.12. | 21 | 124.8717
23.12. | 22 | 124.8717
23.12. | 23 | 124.8717
23.12. | 24 | 124.8717
24.12. | 1 | 124.8717
24.12. | 2 | 124.8717
24.12. | 3 | 124.8717
24.12. | 4 | 124.8717
24.12. | 5 | 124.8717
24.12. | 6 | 124.8717
24.12. | 7 | 124.8717
24.12. | 8 | 124.8717
24.12. | 9 | 124.8717
24.12. | 10 | 124.8717
24.12. | 11 | 124.8717
24.12. | 12 | 124.8717
24.12. | 13 | 124.8717
24.12. | 14 | 124.8717
24.12. | 15 | 124.8717
24.12. | 16 | 124.8717
24.12. | 17 | 124.8717
24.12. | 18 | 124.8717
24.12. | 19 | 124.8717
24.12. | 20 | 124.8717
24.12. | 21 | 124.8717
24.12. | 22 | 124.8717
24.12. | 23 | 124.8717
24.12. | 24 | 124.8717
25.12. | 1 | 124.8717
25.12. | 2 | 124.8717
25.12. | 3 | 124.8717
25.12. | 4 | 124.8717
25.12. | 5 | 124.8717
25.12. | 6 | 124.8717
25.12. | 7 | 124.8717
25.12. | 8 | 124.8717
25.12. | 9 | 124.8717
25.12. | 10 | 124.8717
25.12. | 11 | 124.8717
25.12. | 12 | 124.8717
25.12. | 13 | 124.8717
25.12. | 14 | 124.8717
25.12. | 15 | 124.8717
25.12. | 16 | 124.8717
25.12. | 17 | 124.8717
25.12. | 18 | 124.8717
25.12. | 19 | 124.8717
25.12. | 20 | 124.8717
25.12. | 21 | 124.8717
25.12. | 22 | 124.8717
25.12. | 23 | 124.8717
25.12. | 24 | 124.8717
26.12. | 1 | 124.8717
26.12. | 2 | 124.8717
26.12. | 3 | 124.8717
26.12. | 4 | 124.8717
26.12. | 5 | 124.8717
26.12. | 6 | 124.8717
26.12. | 7 | 124.8717
26.12. | 8 | 124.8717
26.12. | 9 | 124.8717
26.12. | 10 | 124.8717
26.12. | 11 | 124.8717
26.12. | 12 | 124.8717
26.12. | 13 | 124.8717
26.12. | 14 | 124.8717
26.12. | 15 | 124.8717
26.12. | 16 | 124.8717
26.12. | 17 | 124.8717
26.12. | 18 | 124.8717
26.12. | 19 | 124.8717
26.12. | 20 | 124.8717
26.12. | 21 | 124.8717
26.12. | 22 | 124.8717
26.12. | 23 | 124.8717
26.12. | 24 | 124.8717
27.12. | 1 | 124.8717
27.12. | 2 | 124.8717
27.12. | 3 | 124.8717
27.12. | 4 | 124.8717
27.12. | 5 | 124.8717
27.12. | 6 | 124.8717
27.12. | 7 | 124.8717
27.12. | 8 | 124.8717
27.12. | 9 | 124.8717
27.12. | 10 | 124.8717
27.12. | 11 | 124.8717
27.12. | 12 | 124.8717
27.12. | 13 | 124.8717
27.12. | 14 | 124.8717
27.12. | 15 | 124.8717
27.12. | 16 | 124.8717
27.12. | 17 | 124.8717
27.12. | 18 | 124.8717
27.12. | 19 | 124.8717
27.12. | 20 | 124.8717
27.12. | 21 | 124.8717
27.12. | 22 | 124.8717
27.12. | 23 | 124.8717
27.12. | 24 | 124.8717
28.12. | 1 | 124.8717
28.12. | 2 | 124.8717
28.12. | 3 | 124.8717
28.12. | 4 | 124.8717
28.12. | 5 | 124.8717
28.12. | 6 | 124.8717
28.12. | 7 | 124.8717
28.12. | 8 | 124.8717
28.12. | 9 | 124.8717
28.12. | 10 | 124.8717
28.12. | 11 | 124.8717
28.12. | 12 | 124.8717
28.12. | 13 | 124.8717
28.12. | 14 | 124.8717
28.12. | 15 | 124.8717
28.12. | 16 | 124.8717
28.12. | 17 | 124.8717
28.12. | 18 | 124.8717
28.12. | 19 | 124.8717
28.12. | 20 | 124.8717
28.12. | 21 | 124.8717
28.12. | 22 | 124.8717
28.12. | 23 | 124.8717
28.12. | 24 | 124.8717
29.12. | 1 | 124.8717
29.12. | 2 | 124.8717
29.12. | 3 | 124.8717
29.12. | 4 | 124.8717
29.12. | 5 | 124.8717
29.12. | 6 | 124.8717
29.12. | 7 | 124.8717
29.12. | 8 | 124.8717
29.12. | 9 | 124.8717
29.12. | 10 | 124.8717
29.12. | 11 | 124.8717
29.12. | 12 | 124.8717
29.12. | 13 | 124.8717
29.12. | 14 | 124.8717
29.12. | 15 | 124.8717
29.12. | 16 | 124.8717
29.12. | 17 | 124.8717
29.12. | 18 | 124.8717
29.12. | 19 | 124.8717
29.12. | 20 | 124.8717
29.12. | 21 | 124.8717
29.12. | 22 | 124.8717
29.12. | 23 | 124.8717
29.12. | 24 | 124.8717
30.12. | 1 | 124.8717
30.12. | 2 | 124.8717
30.12. | 3 | 124.8717
30.12. | 4 | 124.8717
30.12. | 5 | 124.8717
30.12. | 6 | 124.8717
30.12. | 7 | 124.8717
30.12. | 8 | 124.8717
30.12. | 9 | 124.8717
30.12. | 10 | 124.8717
30.12. | 11 | 124.8717
30.12. | 12 | 124.8717
30.12. | 13 | 124.8717
30.12. | 14 | 124.8717
30.12. | 15 | 124.8717
30.12. | 16 | 124.8717
30.12. | 17 | 124.8717
30.12. | 18 | 124.8717
30.12. | 19 | 124.8717
30.12. | 20 | 124.8717
30.12. | 21 | 124.8717
30.12. | 22 | 124.8717
30.12. | 23 | 124.8717
30.12. | 24 | 124.8717
31.12. | 1 | 124.8717
31.12. | 2 | 124.8717
31.12. | 3 | 124.8717
31.12. | 4 | 124.8717
31.12. | 5 | 124.8717
31.12. | 6 | 124.8717
31.12. | 7 | 124.8717
31.12. | 8 | 124.8717
31.12. | 9 | 124.8717
31.12. | 10 | 124.8717
31.12. | 11 | 124.8717
31.12. | 12 | 124.8717
31.12. | 13 | 124.8717
31.12. | 14 | 124.8717
31.12. | 15 | 124.8717
31.12. | 16 | 124.8717
31.12. | 17 | 124.8717
31.12. | 18 | 124.8717
31.12. | 19 | 124.8717
31.12. | 20 | 124.8717
31.12. | 21 | 124.8717
31.12. | 22 | 124.8717
31.12. | 23 | 124.8717
31.12. | 24 | 124.8717

## Exchanges
ENTSO-E Market Modelling Database: Exchanges with non-ENTSO-E countries
Country:
Market Node: | SK00
Year:
Climate year |  |  | N.B. use convention first January always Monday (2007 calendar year) --> see guidelines for further details
Scenario
name of the non-ENTSOE country:
average import capacity from non-ENTSO-E country (MW) (optional):
average export capacity to non-ENTSO-E country (MW) (optional):
name of the non-ENTSOE country:
average import capacity from non-ENTSO-E country (MW) (optional):
average export capacity to non-ENTSO-E country (MW) (optional):
name of the non-ENTSOE country:
average import capacity from non-ENTSO-E country (MW) (optional):
average export capacity to non-ENTSO-E country (MW) (optional):
name of the non-ENTSOE country:
average import capacity from non-ENTSO-E country (MW) (optional):
average export capacity to non-ENTSO-E country (MW) (optional):
name of the non-ENTSOE country:
average import capacity from non-ENTSO-E country (MW) (optional):
average export capacity to non-ENTSO-E country (MW) (optional):
Date | Hour | Total exchanges with all non ENTSO-E countries (MW) (>0 for import)
01.01. | 1
01.01. | 2
01.01. | 3
01.01. | 4
01.01. | 5
01.01. | 6
01.01. | 7
01.01. | 8
01.01. | 9
01.01. | 10
01.01. | 11
01.01. | 12
01.01. | 13
01.01. | 14
01.01. | 15
01.01. | 16
01.01. | 17
01.01. | 18
01.01. | 19
01.01. | 20
01.01. | 21
01.01. | 22
01.01. | 23
01.01. | 24
02.01. | 1
02.01. | 2
02.01. | 3
02.01. | 4
02.01. | 5
02.01. | 6
02.01. | 7
02.01. | 8
02.01. | 9
02.01. | 10
02.01. | 11
02.01. | 12
02.01. | 13
02.01. | 14
02.01. | 15
02.01. | 16
02.01. | 17
02.01. | 18
02.01. | 19
02.01. | 20
02.01. | 21
02.01. | 22
02.01. | 23
02.01. | 24
03.01. | 1
03.01. | 2
03.01. | 3
03.01. | 4
03.01. | 5
03.01. | 6
03.01. | 7
03.01. | 8
03.01. | 9
03.01. | 10
03.01. | 11
03.01. | 12
03.01. | 13
03.01. | 14
03.01. | 15
03.01. | 16
03.01. | 17
03.01. | 18
03.01. | 19
03.01. | 20
03.01. | 21
03.01. | 22
03.01. | 23
03.01. | 24
04.01. | 1
04.01. | 2
04.01. | 3
04.01. | 4
04.01. | 5
04.01. | 6
04.01. | 7
04.01. | 8
04.01. | 9
04.01. | 10
04.01. | 11
04.01. | 12
04.01. | 13
04.01. | 14
04.01. | 15
04.01. | 16
04.01. | 17
04.01. | 18
04.01. | 19
04.01. | 20
04.01. | 21
04.01. | 22
04.01. | 23
04.01. | 24
05.01. | 1
05.01. | 2
05.01. | 3
05.01. | 4
05.01. | 5
05.01. | 6
05.01. | 7
05.01. | 8
05.01. | 9
05.01. | 10
05.01. | 11
05.01. | 12
05.01. | 13
05.01. | 14
05.01. | 15
05.01. | 16
05.01. | 17
05.01. | 18
05.01. | 19
05.01. | 20
05.01. | 21
05.01. | 22
05.01. | 23
05.01. | 24
06.01. | 1
06.01. | 2
06.01. | 3
06.01. | 4
06.01. | 5
06.01. | 6
06.01. | 7
06.01. | 8
06.01. | 9
06.01. | 10
06.01. | 11
06.01. | 12
06.01. | 13
06.01. | 14
06.01. | 15
06.01. | 16
06.01. | 17
06.01. | 18
06.01. | 19
06.01. | 20
06.01. | 21
06.01. | 22
06.01. | 23
06.01. | 24
07.01. | 1
07.01. | 2
07.01. | 3
07.01. | 4
07.01. | 5
07.01. | 6
07.01. | 7
07.01. | 8
07.01. | 9
07.01. | 10
07.01. | 11
07.01. | 12
07.01. | 13
07.01. | 14
07.01. | 15
07.01. | 16
07.01. | 17
07.01. | 18
07.01. | 19
07.01. | 20
07.01. | 21
07.01. | 22
07.01. | 23
07.01. | 24
08.01. | 1
08.01. | 2
08.01. | 3
08.01. | 4
08.01. | 5
08.01. | 6
08.01. | 7
08.01. | 8
08.01. | 9
08.01. | 10
08.01. | 11
08.01. | 12
08.01. | 13
08.01. | 14
08.01. | 15
08.01. | 16
08.01. | 17
08.01. | 18
08.01. | 19
08.01. | 20
08.01. | 21
08.01. | 22
08.01. | 23
08.01. | 24
09.01. | 1
09.01. | 2
09.01. | 3
09.01. | 4
09.01. | 5
09.01. | 6
09.01. | 7
09.01. | 8
09.01. | 9
09.01. | 10
09.01. | 11
09.01. | 12
09.01. | 13
09.01. | 14
09.01. | 15
09.01. | 16
09.01. | 17
09.01. | 18
09.01. | 19
09.01. | 20
09.01. | 21
09.01. | 22
09.01. | 23
09.01. | 24
10.01. | 1
10.01. | 2
10.01. | 3
10.01. | 4
10.01. | 5
10.01. | 6
10.01. | 7
10.01. | 8
10.01. | 9
10.01. | 10
10.01. | 11
10.01. | 12
10.01. | 13
10.01. | 14
10.01. | 15
10.01. | 16
10.01. | 17
10.01. | 18
10.01. | 19
10.01. | 20
10.01. | 21
10.01. | 22
10.01. | 23
10.01. | 24
11.01. | 1
11.01. | 2
11.01. | 3
11.01. | 4
11.01. | 5
11.01. | 6
11.01. | 7
11.01. | 8
11.01. | 9
11.01. | 10
11.01. | 11
11.01. | 12
11.01. | 13
11.01. | 14
11.01. | 15
11.01. | 16
11.01. | 17
11.01. | 18
11.01. | 19
11.01. | 20
11.01. | 21
11.01. | 22
11.01. | 23
11.01. | 24
12.01. | 1
12.01. | 2
12.01. | 3
12.01. | 4
12.01. | 5
12.01. | 6
12.01. | 7
12.01. | 8
12.01. | 9
12.01. | 10
12.01. | 11
12.01. | 12
12.01. | 13
12.01. | 14
12.01. | 15
12.01. | 16
12.01. | 17
12.01. | 18
12.01. | 19
12.01. | 20
12.01. | 21
12.01. | 22
12.01. | 23
12.01. | 24
13.01. | 1
13.01. | 2
13.01. | 3
13.01. | 4
13.01. | 5
13.01. | 6
13.01. | 7
13.01. | 8
13.01. | 9
13.01. | 10
13.01. | 11
13.01. | 12
13.01. | 13
13.01. | 14
13.01. | 15
13.01. | 16
13.01. | 17
13.01. | 18
13.01. | 19
13.01. | 20
13.01. | 21
13.01. | 22
13.01. | 23
13.01. | 24
14.01. | 1
14.01. | 2
14.01. | 3
14.01. | 4
14.01. | 5
14.01. | 6
14.01. | 7
14.01. | 8
14.01. | 9
14.01. | 10
14.01. | 11
14.01. | 12
14.01. | 13
14.01. | 14
14.01. | 15
14.01. | 16
14.01. | 17
14.01. | 18
14.01. | 19
14.01. | 20
14.01. | 21
14.01. | 22
14.01. | 23
14.01. | 24
15.01. | 1
15.01. | 2
15.01. | 3
15.01. | 4
15.01. | 5
15.01. | 6
15.01. | 7
15.01. | 8
15.01. | 9
15.01. | 10
15.01. | 11
15.01. | 12
15.01. | 13
15.01. | 14
15.01. | 15
15.01. | 16
15.01. | 17
15.01. | 18
15.01. | 19
15.01. | 20
15.01. | 21
15.01. | 22
15.01. | 23
15.01. | 24
16.01. | 1
16.01. | 2
16.01. | 3
16.01. | 4
16.01. | 5
16.01. | 6
16.01. | 7
16.01. | 8
16.01. | 9
16.01. | 10
16.01. | 11
16.01. | 12
16.01. | 13
16.01. | 14
16.01. | 15
16.01. | 16
16.01. | 17
16.01. | 18
16.01. | 19
16.01. | 20
16.01. | 21
16.01. | 22
16.01. | 23
16.01. | 24
17.01. | 1
17.01. | 2
17.01. | 3
17.01. | 4
17.01. | 5
17.01. | 6
17.01. | 7
17.01. | 8
17.01. | 9
17.01. | 10
17.01. | 11
17.01. | 12
17.01. | 13
17.01. | 14
17.01. | 15
17.01. | 16
17.01. | 17
17.01. | 18
17.01. | 19
17.01. | 20
17.01. | 21
17.01. | 22
17.01. | 23
17.01. | 24
18.01. | 1
18.01. | 2
18.01. | 3
18.01. | 4
18.01. | 5
18.01. | 6
18.01. | 7
18.01. | 8
18.01. | 9
18.01. | 10
18.01. | 11
18.01. | 12
18.01. | 13
18.01. | 14
18.01. | 15
18.01. | 16
18.01. | 17
18.01. | 18
18.01. | 19
18.01. | 20
18.01. | 21
18.01. | 22
18.01. | 23
18.01. | 24
19.01. | 1
19.01. | 2
19.01. | 3
19.01. | 4
19.01. | 5
19.01. | 6
19.01. | 7
19.01. | 8
19.01. | 9
19.01. | 10
19.01. | 11
19.01. | 12
19.01. | 13
19.01. | 14
19.01. | 15
19.01. | 16
19.01. | 17
19.01. | 18
19.01. | 19
19.01. | 20
19.01. | 21
19.01. | 22
19.01. | 23
19.01. | 24
20.01. | 1
20.01. | 2
20.01. | 3
20.01. | 4
20.01. | 5
20.01. | 6
20.01. | 7
20.01. | 8
20.01. | 9
20.01. | 10
20.01. | 11
20.01. | 12
20.01. | 13
20.01. | 14
20.01. | 15
20.01. | 16
20.01. | 17
20.01. | 18
20.01. | 19
20.01. | 20
20.01. | 21
20.01. | 22
20.01. | 23
20.01. | 24
21.01. | 1
21.01. | 2
21.01. | 3
21.01. | 4
21.01. | 5
21.01. | 6
21.01. | 7
21.01. | 8
21.01. | 9
21.01. | 10
21.01. | 11
21.01. | 12
21.01. | 13
21.01. | 14
21.01. | 15
21.01. | 16
21.01. | 17
21.01. | 18
21.01. | 19
21.01. | 20
21.01. | 21
21.01. | 22
21.01. | 23
21.01. | 24
22.01. | 1
22.01. | 2
22.01. | 3
22.01. | 4
22.01. | 5
22.01. | 6
22.01. | 7
22.01. | 8
22.01. | 9
22.01. | 10
22.01. | 11
22.01. | 12
22.01. | 13
22.01. | 14
22.01. | 15
22.01. | 16
22.01. | 17
22.01. | 18
22.01. | 19
22.01. | 20
22.01. | 21
22.01. | 22
22.01. | 23
22.01. | 24
23.01. | 1
23.01. | 2
23.01. | 3
23.01. | 4
23.01. | 5
23.01. | 6
23.01. | 7
23.01. | 8
23.01. | 9
23.01. | 10
23.01. | 11
23.01. | 12
23.01. | 13
23.01. | 14
23.01. | 15
23.01. | 16
23.01. | 17
23.01. | 18
23.01. | 19
23.01. | 20
23.01. | 21
23.01. | 22
23.01. | 23
23.01. | 24
24.01. | 1
24.01. | 2
24.01. | 3
24.01. | 4
24.01. | 5
24.01. | 6
24.01. | 7
24.01. | 8
24.01. | 9
24.01. | 10
24.01. | 11
24.01. | 12
24.01. | 13
24.01. | 14
24.01. | 15
24.01. | 16
24.01. | 17
24.01. | 18
24.01. | 19
24.01. | 20
24.01. | 21
24.01. | 22
24.01. | 23
24.01. | 24
25.01. | 1
25.01. | 2
25.01. | 3
25.01. | 4
25.01. | 5
25.01. | 6
25.01. | 7
25.01. | 8
25.01. | 9
25.01. | 10
25.01. | 11
25.01. | 12
25.01. | 13
25.01. | 14
25.01. | 15
25.01. | 16
25.01. | 17
25.01. | 18
25.01. | 19
25.01. | 20
25.01. | 21
25.01. | 22
25.01. | 23
25.01. | 24
26.01. | 1
26.01. | 2
26.01. | 3
26.01. | 4
26.01. | 5
26.01. | 6
26.01. | 7
26.01. | 8
26.01. | 9
26.01. | 10
26.01. | 11
26.01. | 12
26.01. | 13
26.01. | 14
26.01. | 15
26.01. | 16
26.01. | 17
26.01. | 18
26.01. | 19
26.01. | 20
26.01. | 21
26.01. | 22
26.01. | 23
26.01. | 24
27.01. | 1
27.01. | 2
27.01. | 3
27.01. | 4
27.01. | 5
27.01. | 6
27.01. | 7
27.01. | 8
27.01. | 9
27.01. | 10
27.01. | 11
27.01. | 12
27.01. | 13
27.01. | 14
27.01. | 15
27.01. | 16
27.01. | 17
27.01. | 18
27.01. | 19
27.01. | 20
27.01. | 21
27.01. | 22
27.01. | 23
27.01. | 24
28.01. | 1
28.01. | 2
28.01. | 3
28.01. | 4
28.01. | 5
28.01. | 6
28.01. | 7
28.01. | 8
28.01. | 9
28.01. | 10
28.01. | 11
28.01. | 12
28.01. | 13
28.01. | 14
28.01. | 15
28.01. | 16
28.01. | 17
28.01. | 18
28.01. | 19
28.01. | 20
28.01. | 21
28.01. | 22
28.01. | 23
28.01. | 24
29.01. | 1
29.01. | 2
29.01. | 3
29.01. | 4
29.01. | 5
29.01. | 6
29.01. | 7
29.01. | 8
29.01. | 9
29.01. | 10
29.01. | 11
29.01. | 12
29.01. | 13
29.01. | 14
29.01. | 15
29.01. | 16
29.01. | 17
29.01. | 18
29.01. | 19
29.01. | 20
29.01. | 21
29.01. | 22
29.01. | 23
29.01. | 24
30.01. | 1
30.01. | 2
30.01. | 3
30.01. | 4
30.01. | 5
30.01. | 6
30.01. | 7
30.01. | 8
30.01. | 9
30.01. | 10
30.01. | 11
30.01. | 12
30.01. | 13
30.01. | 14
30.01. | 15
30.01. | 16
30.01. | 17
30.01. | 18
30.01. | 19
30.01. | 20
30.01. | 21
30.01. | 22
30.01. | 23
30.01. | 24
31.01. | 1
31.01. | 2
31.01. | 3
31.01. | 4
31.01. | 5
31.01. | 6
31.01. | 7
31.01. | 8
31.01. | 9
31.01. | 10
31.01. | 11
31.01. | 12
31.01. | 13
31.01. | 14
31.01. | 15
31.01. | 16
31.01. | 17
31.01. | 18
31.01. | 19
31.01. | 20
31.01. | 21
31.01. | 22
31.01. | 23
31.01. | 24
01.02. | 1
01.02. | 2
01.02. | 3
01.02. | 4
01.02. | 5
01.02. | 6
01.02. | 7
01.02. | 8
01.02. | 9
01.02. | 10
01.02. | 11
01.02. | 12
01.02. | 13
01.02. | 14
01.02. | 15
01.02. | 16
01.02. | 17
01.02. | 18
01.02. | 19
01.02. | 20
01.02. | 21
01.02. | 22
01.02. | 23
01.02. | 24
02.02. | 1
02.02. | 2
02.02. | 3
02.02. | 4
02.02. | 5
02.02. | 6
02.02. | 7
02.02. | 8
02.02. | 9
02.02. | 10
02.02. | 11
02.02. | 12
02.02. | 13
02.02. | 14
02.02. | 15
02.02. | 16
02.02. | 17
02.02. | 18
02.02. | 19
02.02. | 20
02.02. | 21
02.02. | 22
02.02. | 23
02.02. | 24
03.02. | 1
03.02. | 2
03.02. | 3
03.02. | 4
03.02. | 5
03.02. | 6
03.02. | 7
03.02. | 8
03.02. | 9
03.02. | 10
03.02. | 11
03.02. | 12
03.02. | 13
03.02. | 14
03.02. | 15
03.02. | 16
03.02. | 17
03.02. | 18
03.02. | 19
03.02. | 20
03.02. | 21
03.02. | 22
03.02. | 23
03.02. | 24
04.02. | 1
04.02. | 2
04.02. | 3
04.02. | 4
04.02. | 5
04.02. | 6
04.02. | 7
04.02. | 8
04.02. | 9
04.02. | 10
04.02. | 11
04.02. | 12
04.02. | 13
04.02. | 14
04.02. | 15
04.02. | 16
04.02. | 17
04.02. | 18
04.02. | 19
04.02. | 20
04.02. | 21
04.02. | 22
04.02. | 23
04.02. | 24
05.02. | 1
05.02. | 2
05.02. | 3
05.02. | 4
05.02. | 5
05.02. | 6
05.02. | 7
05.02. | 8
05.02. | 9
05.02. | 10
05.02. | 11
05.02. | 12
05.02. | 13
05.02. | 14
05.02. | 15
05.02. | 16
05.02. | 17
05.02. | 18
05.02. | 19
05.02. | 20
05.02. | 21
05.02. | 22
05.02. | 23
05.02. | 24
06.02. | 1
06.02. | 2
06.02. | 3
06.02. | 4
06.02. | 5
06.02. | 6
06.02. | 7
06.02. | 8
06.02. | 9
06.02. | 10
06.02. | 11
06.02. | 12
06.02. | 13
06.02. | 14
06.02. | 15
06.02. | 16
06.02. | 17
06.02. | 18
06.02. | 19
06.02. | 20
06.02. | 21
06.02. | 22
06.02. | 23
06.02. | 24
07.02. | 1
07.02. | 2
07.02. | 3
07.02. | 4
07.02. | 5
07.02. | 6
07.02. | 7
07.02. | 8
07.02. | 9
07.02. | 10
07.02. | 11
07.02. | 12
07.02. | 13
07.02. | 14
07.02. | 15
07.02. | 16
07.02. | 17
07.02. | 18
07.02. | 19
07.02. | 20
07.02. | 21
07.02. | 22
07.02. | 23
07.02. | 24
08.02. | 1
08.02. | 2
08.02. | 3
08.02. | 4
08.02. | 5
08.02. | 6
08.02. | 7
08.02. | 8
08.02. | 9
08.02. | 10
08.02. | 11
08.02. | 12
08.02. | 13
08.02. | 14
08.02. | 15
08.02. | 16
08.02. | 17
08.02. | 18
08.02. | 19
08.02. | 20
08.02. | 21
08.02. | 22
08.02. | 23
08.02. | 24
09.02. | 1
09.02. | 2
09.02. | 3
09.02. | 4
09.02. | 5
09.02. | 6
09.02. | 7
09.02. | 8
09.02. | 9
09.02. | 10
09.02. | 11
09.02. | 12
09.02. | 13
09.02. | 14
09.02. | 15
09.02. | 16
09.02. | 17
09.02. | 18
09.02. | 19
09.02. | 20
09.02. | 21
09.02. | 22
09.02. | 23
09.02. | 24
10.02. | 1
10.02. | 2
10.02. | 3
10.02. | 4
10.02. | 5
10.02. | 6
10.02. | 7
10.02. | 8
10.02. | 9
10.02. | 10
10.02. | 11
10.02. | 12
10.02. | 13
10.02. | 14
10.02. | 15
10.02. | 16
10.02. | 17
10.02. | 18
10.02. | 19
10.02. | 20
10.02. | 21
10.02. | 22
10.02. | 23
10.02. | 24
11.02. | 1
11.02. | 2
11.02. | 3
11.02. | 4
11.02. | 5
11.02. | 6
11.02. | 7
11.02. | 8
11.02. | 9
11.02. | 10
11.02. | 11
11.02. | 12
11.02. | 13
11.02. | 14
11.02. | 15
11.02. | 16
11.02. | 17
11.02. | 18
11.02. | 19
11.02. | 20
11.02. | 21
11.02. | 22
11.02. | 23
11.02. | 24
12.02. | 1
12.02. | 2
12.02. | 3
12.02. | 4
12.02. | 5
12.02. | 6
12.02. | 7
12.02. | 8
12.02. | 9
12.02. | 10
12.02. | 11
12.02. | 12
12.02. | 13
12.02. | 14
12.02. | 15
12.02. | 16
12.02. | 17
12.02. | 18
12.02. | 19
12.02. | 20
12.02. | 21
12.02. | 22
12.02. | 23
12.02. | 24
13.02. | 1
13.02. | 2
13.02. | 3
13.02. | 4
13.02. | 5
13.02. | 6
13.02. | 7
13.02. | 8
13.02. | 9
13.02. | 10
13.02. | 11
13.02. | 12
13.02. | 13
13.02. | 14
13.02. | 15
13.02. | 16
13.02. | 17
13.02. | 18
13.02. | 19
13.02. | 20
13.02. | 21
13.02. | 22
13.02. | 23
13.02. | 24
14.02. | 1
14.02. | 2
14.02. | 3
14.02. | 4
14.02. | 5
14.02. | 6
14.02. | 7
14.02. | 8
14.02. | 9
14.02. | 10
14.02. | 11
14.02. | 12
14.02. | 13
14.02. | 14
14.02. | 15
14.02. | 16
14.02. | 17
14.02. | 18
14.02. | 19
14.02. | 20
14.02. | 21
14.02. | 22
14.02. | 23
14.02. | 24
15.02. | 1
15.02. | 2
15.02. | 3
15.02. | 4
15.02. | 5
15.02. | 6
15.02. | 7
15.02. | 8
15.02. | 9
15.02. | 10
15.02. | 11
15.02. | 12
15.02. | 13
15.02. | 14
15.02. | 15
15.02. | 16
15.02. | 17
15.02. | 18
15.02. | 19
15.02. | 20
15.02. | 21
15.02. | 22
15.02. | 23
15.02. | 24
16.02. | 1
16.02. | 2
16.02. | 3
16.02. | 4
16.02. | 5
16.02. | 6
16.02. | 7
16.02. | 8
16.02. | 9
16.02. | 10
16.02. | 11
16.02. | 12
16.02. | 13
16.02. | 14
16.02. | 15
16.02. | 16
16.02. | 17
16.02. | 18
16.02. | 19
16.02. | 20
16.02. | 21
16.02. | 22
16.02. | 23
16.02. | 24
17.02. | 1
17.02. | 2
17.02. | 3
17.02. | 4
17.02. | 5
17.02. | 6
17.02. | 7
17.02. | 8
17.02. | 9
17.02. | 10
17.02. | 11
17.02. | 12
17.02. | 13
17.02. | 14
17.02. | 15
17.02. | 16
17.02. | 17
17.02. | 18
17.02. | 19
17.02. | 20
17.02. | 21
17.02. | 22
17.02. | 23
17.02. | 24
18.02. | 1
18.02. | 2
18.02. | 3
18.02. | 4
18.02. | 5
18.02. | 6
18.02. | 7
18.02. | 8
18.02. | 9
18.02. | 10
18.02. | 11
18.02. | 12
18.02. | 13
18.02. | 14
18.02. | 15
18.02. | 16
18.02. | 17
18.02. | 18
18.02. | 19
18.02. | 20
18.02. | 21
18.02. | 22
18.02. | 23
18.02. | 24
19.02. | 1
19.02. | 2
19.02. | 3
19.02. | 4
19.02. | 5
19.02. | 6
19.02. | 7
19.02. | 8
19.02. | 9
19.02. | 10
19.02. | 11
19.02. | 12
19.02. | 13
19.02. | 14
19.02. | 15
19.02. | 16
19.02. | 17
19.02. | 18
19.02. | 19
19.02. | 20
19.02. | 21
19.02. | 22
19.02. | 23
19.02. | 24
20.02. | 1
20.02. | 2
20.02. | 3
20.02. | 4
20.02. | 5
20.02. | 6
20.02. | 7
20.02. | 8
20.02. | 9
20.02. | 10
20.02. | 11
20.02. | 12
20.02. | 13
20.02. | 14
20.02. | 15
20.02. | 16
20.02. | 17
20.02. | 18
20.02. | 19
20.02. | 20
20.02. | 21
20.02. | 22
20.02. | 23
20.02. | 24
21.02. | 1
21.02. | 2
21.02. | 3
21.02. | 4
21.02. | 5
21.02. | 6
21.02. | 7
21.02. | 8
21.02. | 9
21.02. | 10
21.02. | 11
21.02. | 12
21.02. | 13
21.02. | 14
21.02. | 15
21.02. | 16
21.02. | 17
21.02. | 18
21.02. | 19
21.02. | 20
21.02. | 21
21.02. | 22
21.02. | 23
21.02. | 24
22.02. | 1
22.02. | 2
22.02. | 3
22.02. | 4
22.02. | 5
22.02. | 6
22.02. | 7
22.02. | 8
22.02. | 9
22.02. | 10
22.02. | 11
22.02. | 12
22.02. | 13
22.02. | 14
22.02. | 15
22.02. | 16
22.02. | 17
22.02. | 18
22.02. | 19
22.02. | 20
22.02. | 21
22.02. | 22
22.02. | 23
22.02. | 24
23.02. | 1
23.02. | 2
23.02. | 3
23.02. | 4
23.02. | 5
23.02. | 6
23.02. | 7
23.02. | 8
23.02. | 9
23.02. | 10
23.02. | 11
23.02. | 12
23.02. | 13
23.02. | 14
23.02. | 15
23.02. | 16
23.02. | 17
23.02. | 18
23.02. | 19
23.02. | 20
23.02. | 21
23.02. | 22
23.02. | 23
23.02. | 24
24.02. | 1
24.02. | 2
24.02. | 3
24.02. | 4
24.02. | 5
24.02. | 6
24.02. | 7
24.02. | 8
24.02. | 9
24.02. | 10
24.02. | 11
24.02. | 12
24.02. | 13
24.02. | 14
24.02. | 15
24.02. | 16
24.02. | 17
24.02. | 18
24.02. | 19
24.02. | 20
24.02. | 21
24.02. | 22
24.02. | 23
24.02. | 24
25.02. | 1
25.02. | 2
25.02. | 3
25.02. | 4
25.02. | 5
25.02. | 6
25.02. | 7
25.02. | 8
25.02. | 9
25.02. | 10
25.02. | 11
25.02. | 12
25.02. | 13
25.02. | 14
25.02. | 15
25.02. | 16
25.02. | 17
25.02. | 18
25.02. | 19
25.02. | 20
25.02. | 21
25.02. | 22
25.02. | 23
25.02. | 24
26.02. | 1
26.02. | 2
26.02. | 3
26.02. | 4
26.02. | 5
26.02. | 6
26.02. | 7
26.02. | 8
26.02. | 9
26.02. | 10
26.02. | 11
26.02. | 12
26.02. | 13
26.02. | 14
26.02. | 15
26.02. | 16
26.02. | 17
26.02. | 18
26.02. | 19
26.02. | 20
26.02. | 21
26.02. | 22
26.02. | 23
26.02. | 24
27.02. | 1
27.02. | 2
27.02. | 3
27.02. | 4
27.02. | 5
27.02. | 6
27.02. | 7
27.02. | 8
27.02. | 9
27.02. | 10
27.02. | 11
27.02. | 12
27.02. | 13
27.02. | 14
27.02. | 15
27.02. | 16
27.02. | 17
27.02. | 18
27.02. | 19
27.02. | 20
27.02. | 21
27.02. | 22
27.02. | 23
27.02. | 24
28.02. | 1
28.02. | 2
28.02. | 3
28.02. | 4
28.02. | 5
28.02. | 6
28.02. | 7
28.02. | 8
28.02. | 9
28.02. | 10
28.02. | 11
28.02. | 12
28.02. | 13
28.02. | 14
28.02. | 15
28.02. | 16
28.02. | 17
28.02. | 18
28.02. | 19
28.02. | 20
28.02. | 21
28.02. | 22
28.02. | 23
28.02. | 24
01.03. | 1
01.03. | 2
01.03. | 3
01.03. | 4
01.03. | 5
01.03. | 6
01.03. | 7
01.03. | 8
01.03. | 9
01.03. | 10
01.03. | 11
01.03. | 12
01.03. | 13
01.03. | 14
01.03. | 15
01.03. | 16
01.03. | 17
01.03. | 18
01.03. | 19
01.03. | 20
01.03. | 21
01.03. | 22
01.03. | 23
01.03. | 24
02.03. | 1
02.03. | 2
02.03. | 3
02.03. | 4
02.03. | 5
02.03. | 6
02.03. | 7
02.03. | 8
02.03. | 9
02.03. | 10
02.03. | 11
02.03. | 12
02.03. | 13
02.03. | 14
02.03. | 15
02.03. | 16
02.03. | 17
02.03. | 18
02.03. | 19
02.03. | 20
02.03. | 21
02.03. | 22
02.03. | 23
02.03. | 24
03.03. | 1
03.03. | 2
03.03. | 3
03.03. | 4
03.03. | 5
03.03. | 6
03.03. | 7
03.03. | 8
03.03. | 9
03.03. | 10
03.03. | 11
03.03. | 12
03.03. | 13
03.03. | 14
03.03. | 15
03.03. | 16
03.03. | 17
03.03. | 18
03.03. | 19
03.03. | 20
03.03. | 21
03.03. | 22
03.03. | 23
03.03. | 24
04.03. | 1
04.03. | 2
04.03. | 3
04.03. | 4
04.03. | 5
04.03. | 6
04.03. | 7
04.03. | 8
04.03. | 9
04.03. | 10
04.03. | 11
04.03. | 12
04.03. | 13
04.03. | 14
04.03. | 15
04.03. | 16
04.03. | 17
04.03. | 18
04.03. | 19
04.03. | 20
04.03. | 21
04.03. | 22
04.03. | 23
04.03. | 24
05.03. | 1
05.03. | 2
05.03. | 3
05.03. | 4
05.03. | 5
05.03. | 6
05.03. | 7
05.03. | 8
05.03. | 9
05.03. | 10
05.03. | 11
05.03. | 12
05.03. | 13
05.03. | 14
05.03. | 15
05.03. | 16
05.03. | 17
05.03. | 18
05.03. | 19
05.03. | 20
05.03. | 21
05.03. | 22
05.03. | 23
05.03. | 24
06.03. | 1
06.03. | 2
06.03. | 3
06.03. | 4
06.03. | 5
06.03. | 6
06.03. | 7
06.03. | 8
06.03. | 9
06.03. | 10
06.03. | 11
06.03. | 12
06.03. | 13
06.03. | 14
06.03. | 15
06.03. | 16
06.03. | 17
06.03. | 18
06.03. | 19
06.03. | 20
06.03. | 21
06.03. | 22
06.03. | 23
06.03. | 24
07.03. | 1
07.03. | 2
07.03. | 3
07.03. | 4
07.03. | 5
07.03. | 6
07.03. | 7
07.03. | 8
07.03. | 9
07.03. | 10
07.03. | 11
07.03. | 12
07.03. | 13
07.03. | 14
07.03. | 15
07.03. | 16
07.03. | 17
07.03. | 18
07.03. | 19
07.03. | 20
07.03. | 21
07.03. | 22
07.03. | 23
07.03. | 24
08.03. | 1
08.03. | 2
08.03. | 3
08.03. | 4
08.03. | 5
08.03. | 6
08.03. | 7
08.03. | 8
08.03. | 9
08.03. | 10
08.03. | 11
08.03. | 12
08.03. | 13
08.03. | 14
08.03. | 15
08.03. | 16
08.03. | 17
08.03. | 18
08.03. | 19
08.03. | 20
08.03. | 21
08.03. | 22
08.03. | 23
08.03. | 24
09.03. | 1
09.03. | 2
09.03. | 3
09.03. | 4
09.03. | 5
09.03. | 6
09.03. | 7
09.03. | 8
09.03. | 9
09.03. | 10
09.03. | 11
09.03. | 12
09.03. | 13
09.03. | 14
09.03. | 15
09.03. | 16
09.03. | 17
09.03. | 18
09.03. | 19
09.03. | 20
09.03. | 21
09.03. | 22
09.03. | 23
09.03. | 24
10.03. | 1
10.03. | 2
10.03. | 3
10.03. | 4
10.03. | 5
10.03. | 6
10.03. | 7
10.03. | 8
10.03. | 9
10.03. | 10
10.03. | 11
10.03. | 12
10.03. | 13
10.03. | 14
10.03. | 15
10.03. | 16
10.03. | 17
10.03. | 18
10.03. | 19
10.03. | 20
10.03. | 21
10.03. | 22
10.03. | 23
10.03. | 24
11.03. | 1
11.03. | 2
11.03. | 3
11.03. | 4
11.03. | 5
11.03. | 6
11.03. | 7
11.03. | 8
11.03. | 9
11.03. | 10
11.03. | 11
11.03. | 12
11.03. | 13
11.03. | 14
11.03. | 15
11.03. | 16
11.03. | 17
11.03. | 18
11.03. | 19
11.03. | 20
11.03. | 21
11.03. | 22
11.03. | 23
11.03. | 24
12.03. | 1
12.03. | 2
12.03. | 3
12.03. | 4
12.03. | 5
12.03. | 6
12.03. | 7
12.03. | 8
12.03. | 9
12.03. | 10
12.03. | 11
12.03. | 12
12.03. | 13
12.03. | 14
12.03. | 15
12.03. | 16
12.03. | 17
12.03. | 18
12.03. | 19
12.03. | 20
12.03. | 21
12.03. | 22
12.03. | 23
12.03. | 24
13.03. | 1
13.03. | 2
13.03. | 3
13.03. | 4
13.03. | 5
13.03. | 6
13.03. | 7
13.03. | 8
13.03. | 9
13.03. | 10
13.03. | 11
13.03. | 12
13.03. | 13
13.03. | 14
13.03. | 15
13.03. | 16
13.03. | 17
13.03. | 18
13.03. | 19
13.03. | 20
13.03. | 21
13.03. | 22
13.03. | 23
13.03. | 24
14.03. | 1
14.03. | 2
14.03. | 3
14.03. | 4
14.03. | 5
14.03. | 6
14.03. | 7
14.03. | 8
14.03. | 9
14.03. | 10
14.03. | 11
14.03. | 12
14.03. | 13
14.03. | 14
14.03. | 15
14.03. | 16
14.03. | 17
14.03. | 18
14.03. | 19
14.03. | 20
14.03. | 21
14.03. | 22
14.03. | 23
14.03. | 24
15.03. | 1
15.03. | 2
15.03. | 3
15.03. | 4
15.03. | 5
15.03. | 6
15.03. | 7
15.03. | 8
15.03. | 9
15.03. | 10
15.03. | 11
15.03. | 12
15.03. | 13
15.03. | 14
15.03. | 15
15.03. | 16
15.03. | 17
15.03. | 18
15.03. | 19
15.03. | 20
15.03. | 21
15.03. | 22
15.03. | 23
15.03. | 24
16.03. | 1
16.03. | 2
16.03. | 3
16.03. | 4
16.03. | 5
16.03. | 6
16.03. | 7
16.03. | 8
16.03. | 9
16.03. | 10
16.03. | 11
16.03. | 12
16.03. | 13
16.03. | 14
16.03. | 15
16.03. | 16
16.03. | 17
16.03. | 18
16.03. | 19
16.03. | 20
16.03. | 21
16.03. | 22
16.03. | 23
16.03. | 24
17.03. | 1
17.03. | 2
17.03. | 3
17.03. | 4
17.03. | 5
17.03. | 6
17.03. | 7
17.03. | 8
17.03. | 9
17.03. | 10
17.03. | 11
17.03. | 12
17.03. | 13
17.03. | 14
17.03. | 15
17.03. | 16
17.03. | 17
17.03. | 18
17.03. | 19
17.03. | 20
17.03. | 21
17.03. | 22
17.03. | 23
17.03. | 24
18.03. | 1
18.03. | 2
18.03. | 3
18.03. | 4
18.03. | 5
18.03. | 6
18.03. | 7
18.03. | 8
18.03. | 9
18.03. | 10
18.03. | 11
18.03. | 12
18.03. | 13
18.03. | 14
18.03. | 15
18.03. | 16
18.03. | 17
18.03. | 18
18.03. | 19
18.03. | 20
18.03. | 21
18.03. | 22
18.03. | 23
18.03. | 24
19.03. | 1
19.03. | 2
19.03. | 3
19.03. | 4
19.03. | 5
19.03. | 6
19.03. | 7
19.03. | 8
19.03. | 9
19.03. | 10
19.03. | 11
19.03. | 12
19.03. | 13
19.03. | 14
19.03. | 15
19.03. | 16
19.03. | 17
19.03. | 18
19.03. | 19
19.03. | 20
19.03. | 21
19.03. | 22
19.03. | 23
19.03. | 24
20.03. | 1
20.03. | 2
20.03. | 3
20.03. | 4
20.03. | 5
20.03. | 6
20.03. | 7
20.03. | 8
20.03. | 9
20.03. | 10
20.03. | 11
20.03. | 12
20.03. | 13
20.03. | 14
20.03. | 15
20.03. | 16
20.03. | 17
20.03. | 18
20.03. | 19
20.03. | 20
20.03. | 21
20.03. | 22
20.03. | 23
20.03. | 24
21.03. | 1
21.03. | 2
21.03. | 3
21.03. | 4
21.03. | 5
21.03. | 6
21.03. | 7
21.03. | 8
21.03. | 9
21.03. | 10
21.03. | 11
21.03. | 12
21.03. | 13
21.03. | 14
21.03. | 15
21.03. | 16
21.03. | 17
21.03. | 18
21.03. | 19
21.03. | 20
21.03. | 21
21.03. | 22
21.03. | 23
21.03. | 24
22.03. | 1
22.03. | 2
22.03. | 3
22.03. | 4
22.03. | 5
22.03. | 6
22.03. | 7
22.03. | 8
22.03. | 9
22.03. | 10
22.03. | 11
22.03. | 12
22.03. | 13
22.03. | 14
22.03. | 15
22.03. | 16
22.03. | 17
22.03. | 18
22.03. | 19
22.03. | 20
22.03. | 21
22.03. | 22
22.03. | 23
22.03. | 24
23.03. | 1
23.03. | 2
23.03. | 3
23.03. | 4
23.03. | 5
23.03. | 6
23.03. | 7
23.03. | 8
23.03. | 9
23.03. | 10
23.03. | 11
23.03. | 12
23.03. | 13
23.03. | 14
23.03. | 15
23.03. | 16
23.03. | 17
23.03. | 18
23.03. | 19
23.03. | 20
23.03. | 21
23.03. | 22
23.03. | 23
23.03. | 24
24.03. | 1
24.03. | 2
24.03. | 3
24.03. | 4
24.03. | 5
24.03. | 6
24.03. | 7
24.03. | 8
24.03. | 9
24.03. | 10
24.03. | 11
24.03. | 12
24.03. | 13
24.03. | 14
24.03. | 15
24.03. | 16
24.03. | 17
24.03. | 18
24.03. | 19
24.03. | 20
24.03. | 21
24.03. | 22
24.03. | 23
24.03. | 24
25.03. | 1
25.03. | 2
25.03. | 3
25.03. | 4
25.03. | 5
25.03. | 6
25.03. | 7
25.03. | 8
25.03. | 9
25.03. | 10
25.03. | 11
25.03. | 12
25.03. | 13
25.03. | 14
25.03. | 15
25.03. | 16
25.03. | 17
25.03. | 18
25.03. | 19
25.03. | 20
25.03. | 21
25.03. | 22
25.03. | 23
25.03. | 24
26.03. | 1
26.03. | 2
26.03. | 3
26.03. | 4
26.03. | 5
26.03. | 6
26.03. | 7
26.03. | 8
26.03. | 9
26.03. | 10
26.03. | 11
26.03. | 12
26.03. | 13
26.03. | 14
26.03. | 15
26.03. | 16
26.03. | 17
26.03. | 18
26.03. | 19
26.03. | 20
26.03. | 21
26.03. | 22
26.03. | 23
26.03. | 24
27.03. | 1
27.03. | 2
27.03. | 3
27.03. | 4
27.03. | 5
27.03. | 6
27.03. | 7
27.03. | 8
27.03. | 9
27.03. | 10
27.03. | 11
27.03. | 12
27.03. | 13
27.03. | 14
27.03. | 15
27.03. | 16
27.03. | 17
27.03. | 18
27.03. | 19
27.03. | 20
27.03. | 21
27.03. | 22
27.03. | 23
27.03. | 24
28.03. | 1
28.03. | 2
28.03. | 3
28.03. | 4
28.03. | 5
28.03. | 6
28.03. | 7
28.03. | 8
28.03. | 9
28.03. | 10
28.03. | 11
28.03. | 12
28.03. | 13
28.03. | 14
28.03. | 15
28.03. | 16
28.03. | 17
28.03. | 18
28.03. | 19
28.03. | 20
28.03. | 21
28.03. | 22
28.03. | 23
28.03. | 24
29.03. | 1
29.03. | 2
29.03. | 3
29.03. | 4
29.03. | 5
29.03. | 6
29.03. | 7
29.03. | 8
29.03. | 9
29.03. | 10
29.03. | 11
29.03. | 12
29.03. | 13
29.03. | 14
29.03. | 15
29.03. | 16
29.03. | 17
29.03. | 18
29.03. | 19
29.03. | 20
29.03. | 21
29.03. | 22
29.03. | 23
29.03. | 24
30.03. | 1
30.03. | 2
30.03. | 3
30.03. | 4
30.03. | 5
30.03. | 6
30.03. | 7
30.03. | 8
30.03. | 9
30.03. | 10
30.03. | 11
30.03. | 12
30.03. | 13
30.03. | 14
30.03. | 15
30.03. | 16
30.03. | 17
30.03. | 18
30.03. | 19
30.03. | 20
30.03. | 21
30.03. | 22
30.03. | 23
30.03. | 24
31.03. | 1
31.03. | 2
31.03. | 3
31.03. | 4
31.03. | 5
31.03. | 6
31.03. | 7
31.03. | 8
31.03. | 9
31.03. | 10
31.03. | 11
31.03. | 12
31.03. | 13
31.03. | 14
31.03. | 15
31.03. | 16
31.03. | 17
31.03. | 18
31.03. | 19
31.03. | 20
31.03. | 21
31.03. | 22
31.03. | 23
31.03. | 24
01.04. | 1
01.04. | 2
01.04. | 3
01.04. | 4
01.04. | 5
01.04. | 6
01.04. | 7
01.04. | 8
01.04. | 9
01.04. | 10
01.04. | 11
01.04. | 12
01.04. | 13
01.04. | 14
01.04. | 15
01.04. | 16
01.04. | 17
01.04. | 18
01.04. | 19
01.04. | 20
01.04. | 21
01.04. | 22
01.04. | 23
01.04. | 24
02.04. | 1
02.04. | 2
02.04. | 3
02.04. | 4
02.04. | 5
02.04. | 6
02.04. | 7
02.04. | 8
02.04. | 9
02.04. | 10
02.04. | 11
02.04. | 12
02.04. | 13
02.04. | 14
02.04. | 15
02.04. | 16
02.04. | 17
02.04. | 18
02.04. | 19
02.04. | 20
02.04. | 21
02.04. | 22
02.04. | 23
02.04. | 24
03.04. | 1
03.04. | 2
03.04. | 3
03.04. | 4
03.04. | 5
03.04. | 6
03.04. | 7
03.04. | 8
03.04. | 9
03.04. | 10
03.04. | 11
03.04. | 12
03.04. | 13
03.04. | 14
03.04. | 15
03.04. | 16
03.04. | 17
03.04. | 18
03.04. | 19
03.04. | 20
03.04. | 21
03.04. | 22
03.04. | 23
03.04. | 24
04.04. | 1
04.04. | 2
04.04. | 3
04.04. | 4
04.04. | 5
04.04. | 6
04.04. | 7
04.04. | 8
04.04. | 9
04.04. | 10
04.04. | 11
04.04. | 12
04.04. | 13
04.04. | 14
04.04. | 15
04.04. | 16
04.04. | 17
04.04. | 18
04.04. | 19
04.04. | 20
04.04. | 21
04.04. | 22
04.04. | 23
04.04. | 24
05.04. | 1
05.04. | 2
05.04. | 3
05.04. | 4
05.04. | 5
05.04. | 6
05.04. | 7
05.04. | 8
05.04. | 9
05.04. | 10
05.04. | 11
05.04. | 12
05.04. | 13
05.04. | 14
05.04. | 15
05.04. | 16
05.04. | 17
05.04. | 18
05.04. | 19
05.04. | 20
05.04. | 21
05.04. | 22
05.04. | 23
05.04. | 24
06.04. | 1
06.04. | 2
06.04. | 3
06.04. | 4
06.04. | 5
06.04. | 6
06.04. | 7
06.04. | 8
06.04. | 9
06.04. | 10
06.04. | 11
06.04. | 12
06.04. | 13
06.04. | 14
06.04. | 15
06.04. | 16
06.04. | 17
06.04. | 18
06.04. | 19
06.04. | 20
06.04. | 21
06.04. | 22
06.04. | 23
06.04. | 24
07.04. | 1
07.04. | 2
07.04. | 3
07.04. | 4
07.04. | 5
07.04. | 6
07.04. | 7
07.04. | 8
07.04. | 9
07.04. | 10
07.04. | 11
07.04. | 12
07.04. | 13
07.04. | 14
07.04. | 15
07.04. | 16
07.04. | 17
07.04. | 18
07.04. | 19
07.04. | 20
07.04. | 21
07.04. | 22
07.04. | 23
07.04. | 24
08.04. | 1
08.04. | 2
08.04. | 3
08.04. | 4
08.04. | 5
08.04. | 6
08.04. | 7
08.04. | 8
08.04. | 9
08.04. | 10
08.04. | 11
08.04. | 12
08.04. | 13
08.04. | 14
08.04. | 15
08.04. | 16
08.04. | 17
08.04. | 18
08.04. | 19
08.04. | 20
08.04. | 21
08.04. | 22
08.04. | 23
08.04. | 24
09.04. | 1
09.04. | 2
09.04. | 3
09.04. | 4
09.04. | 5
09.04. | 6
09.04. | 7
09.04. | 8
09.04. | 9
09.04. | 10
09.04. | 11
09.04. | 12
09.04. | 13
09.04. | 14
09.04. | 15
09.04. | 16
09.04. | 17
09.04. | 18
09.04. | 19
09.04. | 20
09.04. | 21
09.04. | 22
09.04. | 23
09.04. | 24
10.04. | 1
10.04. | 2
10.04. | 3
10.04. | 4
10.04. | 5
10.04. | 6
10.04. | 7
10.04. | 8
10.04. | 9
10.04. | 10
10.04. | 11
10.04. | 12
10.04. | 13
10.04. | 14
10.04. | 15
10.04. | 16
10.04. | 17
10.04. | 18
10.04. | 19
10.04. | 20
10.04. | 21
10.04. | 22
10.04. | 23
10.04. | 24
11.04. | 1
11.04. | 2
11.04. | 3
11.04. | 4
11.04. | 5
11.04. | 6
11.04. | 7
11.04. | 8
11.04. | 9
11.04. | 10
11.04. | 11
11.04. | 12
11.04. | 13
11.04. | 14
11.04. | 15
11.04. | 16
11.04. | 17
11.04. | 18
11.04. | 19
11.04. | 20
11.04. | 21
11.04. | 22
11.04. | 23
11.04. | 24
12.04. | 1
12.04. | 2
12.04. | 3
12.04. | 4
12.04. | 5
12.04. | 6
12.04. | 7
12.04. | 8
12.04. | 9
12.04. | 10
12.04. | 11
12.04. | 12
12.04. | 13
12.04. | 14
12.04. | 15
12.04. | 16
12.04. | 17
12.04. | 18
12.04. | 19
12.04. | 20
12.04. | 21
12.04. | 22
12.04. | 23
12.04. | 24
13.04. | 1
13.04. | 2
13.04. | 3
13.04. | 4
13.04. | 5
13.04. | 6
13.04. | 7
13.04. | 8
13.04. | 9
13.04. | 10
13.04. | 11
13.04. | 12
13.04. | 13
13.04. | 14
13.04. | 15
13.04. | 16
13.04. | 17
13.04. | 18
13.04. | 19
13.04. | 20
13.04. | 21
13.04. | 22
13.04. | 23
13.04. | 24
14.04. | 1
14.04. | 2
14.04. | 3
14.04. | 4
14.04. | 5
14.04. | 6
14.04. | 7
14.04. | 8
14.04. | 9
14.04. | 10
14.04. | 11
14.04. | 12
14.04. | 13
14.04. | 14
14.04. | 15
14.04. | 16
14.04. | 17
14.04. | 18
14.04. | 19
14.04. | 20
14.04. | 21
14.04. | 22
14.04. | 23
14.04. | 24
15.04. | 1
15.04. | 2
15.04. | 3
15.04. | 4
15.04. | 5
15.04. | 6
15.04. | 7
15.04. | 8
15.04. | 9
15.04. | 10
15.04. | 11
15.04. | 12
15.04. | 13
15.04. | 14
15.04. | 15
15.04. | 16
15.04. | 17
15.04. | 18
15.04. | 19
15.04. | 20
15.04. | 21
15.04. | 22
15.04. | 23
15.04. | 24
16.04. | 1
16.04. | 2
16.04. | 3
16.04. | 4
16.04. | 5
16.04. | 6
16.04. | 7
16.04. | 8
16.04. | 9
16.04. | 10
16.04. | 11
16.04. | 12
16.04. | 13
16.04. | 14
16.04. | 15
16.04. | 16
16.04. | 17
16.04. | 18
16.04. | 19
16.04. | 20
16.04. | 21
16.04. | 22
16.04. | 23
16.04. | 24
17.04. | 1
17.04. | 2
17.04. | 3
17.04. | 4
17.04. | 5
17.04. | 6
17.04. | 7
17.04. | 8
17.04. | 9
17.04. | 10
17.04. | 11
17.04. | 12
17.04. | 13
17.04. | 14
17.04. | 15
17.04. | 16
17.04. | 17
17.04. | 18
17.04. | 19
17.04. | 20
17.04. | 21
17.04. | 22
17.04. | 23
17.04. | 24
18.04. | 1
18.04. | 2
18.04. | 3
18.04. | 4
18.04. | 5
18.04. | 6
18.04. | 7
18.04. | 8
18.04. | 9
18.04. | 10
18.04. | 11
18.04. | 12
18.04. | 13
18.04. | 14
18.04. | 15
18.04. | 16
18.04. | 17
18.04. | 18
18.04. | 19
18.04. | 20
18.04. | 21
18.04. | 22
18.04. | 23
18.04. | 24
19.04. | 1
19.04. | 2
19.04. | 3
19.04. | 4
19.04. | 5
19.04. | 6
19.04. | 7
19.04. | 8
19.04. | 9
19.04. | 10
19.04. | 11
19.04. | 12
19.04. | 13
19.04. | 14
19.04. | 15
19.04. | 16
19.04. | 17
19.04. | 18
19.04. | 19
19.04. | 20
19.04. | 21
19.04. | 22
19.04. | 23
19.04. | 24
20.04. | 1
20.04. | 2
20.04. | 3
20.04. | 4
20.04. | 5
20.04. | 6
20.04. | 7
20.04. | 8
20.04. | 9
20.04. | 10
20.04. | 11
20.04. | 12
20.04. | 13
20.04. | 14
20.04. | 15
20.04. | 16
20.04. | 17
20.04. | 18
20.04. | 19
20.04. | 20
20.04. | 21
20.04. | 22
20.04. | 23
20.04. | 24
21.04. | 1
21.04. | 2
21.04. | 3
21.04. | 4
21.04. | 5
21.04. | 6
21.04. | 7
21.04. | 8
21.04. | 9
21.04. | 10
21.04. | 11
21.04. | 12
21.04. | 13
21.04. | 14
21.04. | 15
21.04. | 16
21.04. | 17
21.04. | 18
21.04. | 19
21.04. | 20
21.04. | 21
21.04. | 22
21.04. | 23
21.04. | 24
22.04. | 1
22.04. | 2
22.04. | 3
22.04. | 4
22.04. | 5
22.04. | 6
22.04. | 7
22.04. | 8
22.04. | 9
22.04. | 10
22.04. | 11
22.04. | 12
22.04. | 13
22.04. | 14
22.04. | 15
22.04. | 16
22.04. | 17
22.04. | 18
22.04. | 19
22.04. | 20
22.04. | 21
22.04. | 22
22.04. | 23
22.04. | 24
23.04. | 1
23.04. | 2
23.04. | 3
23.04. | 4
23.04. | 5
23.04. | 6
23.04. | 7
23.04. | 8
23.04. | 9
23.04. | 10
23.04. | 11
23.04. | 12
23.04. | 13
23.04. | 14
23.04. | 15
23.04. | 16
23.04. | 17
23.04. | 18
23.04. | 19
23.04. | 20
23.04. | 21
23.04. | 22
23.04. | 23
23.04. | 24
24.04. | 1
24.04. | 2
24.04. | 3
24.04. | 4
24.04. | 5
24.04. | 6
24.04. | 7
24.04. | 8
24.04. | 9
24.04. | 10
24.04. | 11
24.04. | 12
24.04. | 13
24.04. | 14
24.04. | 15
24.04. | 16
24.04. | 17
24.04. | 18
24.04. | 19
24.04. | 20
24.04. | 21
24.04. | 22
24.04. | 23
24.04. | 24
25.04. | 1
25.04. | 2
25.04. | 3
25.04. | 4
25.04. | 5
25.04. | 6
25.04. | 7
25.04. | 8
25.04. | 9
25.04. | 10
25.04. | 11
25.04. | 12
25.04. | 13
25.04. | 14
25.04. | 15
25.04. | 16
25.04. | 17
25.04. | 18
25.04. | 19
25.04. | 20
25.04. | 21
25.04. | 22
25.04. | 23
25.04. | 24
26.04. | 1
26.04. | 2
26.04. | 3
26.04. | 4
26.04. | 5
26.04. | 6
26.04. | 7
26.04. | 8
26.04. | 9
26.04. | 10
26.04. | 11
26.04. | 12
26.04. | 13
26.04. | 14
26.04. | 15
26.04. | 16
26.04. | 17
26.04. | 18
26.04. | 19
26.04. | 20
26.04. | 21
26.04. | 22
26.04. | 23
26.04. | 24
27.04. | 1
27.04. | 2
27.04. | 3
27.04. | 4
27.04. | 5
27.04. | 6
27.04. | 7
27.04. | 8
27.04. | 9
27.04. | 10
27.04. | 11
27.04. | 12
27.04. | 13
27.04. | 14
27.04. | 15
27.04. | 16
27.04. | 17
27.04. | 18
27.04. | 19
27.04. | 20
27.04. | 21
27.04. | 22
27.04. | 23
27.04. | 24
28.04. | 1
28.04. | 2
28.04. | 3
28.04. | 4
28.04. | 5
28.04. | 6
28.04. | 7
28.04. | 8
28.04. | 9
28.04. | 10
28.04. | 11
28.04. | 12
28.04. | 13
28.04. | 14
28.04. | 15
28.04. | 16
28.04. | 17
28.04. | 18
28.04. | 19
28.04. | 20
28.04. | 21
28.04. | 22
28.04. | 23
28.04. | 24
29.04. | 1
29.04. | 2
29.04. | 3
29.04. | 4
29.04. | 5
29.04. | 6
29.04. | 7
29.04. | 8
29.04. | 9
29.04. | 10
29.04. | 11
29.04. | 12
29.04. | 13
29.04. | 14
29.04. | 15
29.04. | 16
29.04. | 17
29.04. | 18
29.04. | 19
29.04. | 20
29.04. | 21
29.04. | 22
29.04. | 23
29.04. | 24
30.04. | 1
30.04. | 2
30.04. | 3
30.04. | 4
30.04. | 5
30.04. | 6
30.04. | 7
30.04. | 8
30.04. | 9
30.04. | 10
30.04. | 11
30.04. | 12
30.04. | 13
30.04. | 14
30.04. | 15
30.04. | 16
30.04. | 17
30.04. | 18
30.04. | 19
30.04. | 20
30.04. | 21
30.04. | 22
30.04. | 23
30.04. | 24
01.05. | 1
01.05. | 2
01.05. | 3
01.05. | 4
01.05. | 5
01.05. | 6
01.05. | 7
01.05. | 8
01.05. | 9
01.05. | 10
01.05. | 11
01.05. | 12
01.05. | 13
01.05. | 14
01.05. | 15
01.05. | 16
01.05. | 17
01.05. | 18
01.05. | 19
01.05. | 20
01.05. | 21
01.05. | 22
01.05. | 23
01.05. | 24
02.05. | 1
02.05. | 2
02.05. | 3
02.05. | 4
02.05. | 5
02.05. | 6
02.05. | 7
02.05. | 8
02.05. | 9
02.05. | 10
02.05. | 11
02.05. | 12
02.05. | 13
02.05. | 14
02.05. | 15
02.05. | 16
02.05. | 17
02.05. | 18
02.05. | 19
02.05. | 20
02.05. | 21
02.05. | 22
02.05. | 23
02.05. | 24
03.05. | 1
03.05. | 2
03.05. | 3
03.05. | 4
03.05. | 5
03.05. | 6
03.05. | 7
03.05. | 8
03.05. | 9
03.05. | 10
03.05. | 11
03.05. | 12
03.05. | 13
03.05. | 14
03.05. | 15
03.05. | 16
03.05. | 17
03.05. | 18
03.05. | 19
03.05. | 20
03.05. | 21
03.05. | 22
03.05. | 23
03.05. | 24
04.05. | 1
04.05. | 2
04.05. | 3
04.05. | 4
04.05. | 5
04.05. | 6
04.05. | 7
04.05. | 8
04.05. | 9
04.05. | 10
04.05. | 11
04.05. | 12
04.05. | 13
04.05. | 14
04.05. | 15
04.05. | 16
04.05. | 17
04.05. | 18
04.05. | 19
04.05. | 20
04.05. | 21
04.05. | 22
04.05. | 23
04.05. | 24
05.05. | 1
05.05. | 2
05.05. | 3
05.05. | 4
05.05. | 5
05.05. | 6
05.05. | 7
05.05. | 8
05.05. | 9
05.05. | 10
05.05. | 11
05.05. | 12
05.05. | 13
05.05. | 14
05.05. | 15
05.05. | 16
05.05. | 17
05.05. | 18
05.05. | 19
05.05. | 20
05.05. | 21
05.05. | 22
05.05. | 23
05.05. | 24
06.05. | 1
06.05. | 2
06.05. | 3
06.05. | 4
06.05. | 5
06.05. | 6
06.05. | 7
06.05. | 8
06.05. | 9
06.05. | 10
06.05. | 11
06.05. | 12
06.05. | 13
06.05. | 14
06.05. | 15
06.05. | 16
06.05. | 17
06.05. | 18
06.05. | 19
06.05. | 20
06.05. | 21
06.05. | 22
06.05. | 23
06.05. | 24
07.05. | 1
07.05. | 2
07.05. | 3
07.05. | 4
07.05. | 5
07.05. | 6
07.05. | 7
07.05. | 8
07.05. | 9
07.05. | 10
07.05. | 11
07.05. | 12
07.05. | 13
07.05. | 14
07.05. | 15
07.05. | 16
07.05. | 17
07.05. | 18
07.05. | 19
07.05. | 20
07.05. | 21
07.05. | 22
07.05. | 23
07.05. | 24
08.05. | 1
08.05. | 2
08.05. | 3
08.05. | 4
08.05. | 5
08.05. | 6
08.05. | 7
08.05. | 8
08.05. | 9
08.05. | 10
08.05. | 11
08.05. | 12
08.05. | 13
08.05. | 14
08.05. | 15
08.05. | 16
08.05. | 17
08.05. | 18
08.05. | 19
08.05. | 20
08.05. | 21
08.05. | 22
08.05. | 23
08.05. | 24
09.05. | 1
09.05. | 2
09.05. | 3
09.05. | 4
09.05. | 5
09.05. | 6
09.05. | 7
09.05. | 8
09.05. | 9
09.05. | 10
09.05. | 11
09.05. | 12
09.05. | 13
09.05. | 14
09.05. | 15
09.05. | 16
09.05. | 17
09.05. | 18
09.05. | 19
09.05. | 20
09.05. | 21
09.05. | 22
09.05. | 23
09.05. | 24
10.05. | 1
10.05. | 2
10.05. | 3
10.05. | 4
10.05. | 5
10.05. | 6
10.05. | 7
10.05. | 8
10.05. | 9
10.05. | 10
10.05. | 11
10.05. | 12
10.05. | 13
10.05. | 14
10.05. | 15
10.05. | 16
10.05. | 17
10.05. | 18
10.05. | 19
10.05. | 20
10.05. | 21
10.05. | 22
10.05. | 23
10.05. | 24
11.05. | 1
11.05. | 2
11.05. | 3
11.05. | 4
11.05. | 5
11.05. | 6
11.05. | 7
11.05. | 8
11.05. | 9
11.05. | 10
11.05. | 11
11.05. | 12
11.05. | 13
11.05. | 14
11.05. | 15
11.05. | 16
11.05. | 17
11.05. | 18
11.05. | 19
11.05. | 20
11.05. | 21
11.05. | 22
11.05. | 23
11.05. | 24
12.05. | 1
12.05. | 2
12.05. | 3
12.05. | 4
12.05. | 5
12.05. | 6
12.05. | 7
12.05. | 8
12.05. | 9
12.05. | 10
12.05. | 11
12.05. | 12
12.05. | 13
12.05. | 14
12.05. | 15
12.05. | 16
12.05. | 17
12.05. | 18
12.05. | 19
12.05. | 20
12.05. | 21
12.05. | 22
12.05. | 23
12.05. | 24
13.05. | 1
13.05. | 2
13.05. | 3
13.05. | 4
13.05. | 5
13.05. | 6
13.05. | 7
13.05. | 8
13.05. | 9
13.05. | 10
13.05. | 11
13.05. | 12
13.05. | 13
13.05. | 14
13.05. | 15
13.05. | 16
13.05. | 17
13.05. | 18
13.05. | 19
13.05. | 20
13.05. | 21
13.05. | 22
13.05. | 23
13.05. | 24
14.05. | 1
14.05. | 2
14.05. | 3
14.05. | 4
14.05. | 5
14.05. | 6
14.05. | 7
14.05. | 8
14.05. | 9
14.05. | 10
14.05. | 11
14.05. | 12
14.05. | 13
14.05. | 14
14.05. | 15
14.05. | 16
14.05. | 17
14.05. | 18
14.05. | 19
14.05. | 20
14.05. | 21
14.05. | 22
14.05. | 23
14.05. | 24
15.05. | 1
15.05. | 2
15.05. | 3
15.05. | 4
15.05. | 5
15.05. | 6
15.05. | 7
15.05. | 8
15.05. | 9
15.05. | 10
15.05. | 11
15.05. | 12
15.05. | 13
15.05. | 14
15.05. | 15
15.05. | 16
15.05. | 17
15.05. | 18
15.05. | 19
15.05. | 20
15.05. | 21
15.05. | 22
15.05. | 23
15.05. | 24
16.05. | 1
16.05. | 2
16.05. | 3
16.05. | 4
16.05. | 5
16.05. | 6
16.05. | 7
16.05. | 8
16.05. | 9
16.05. | 10
16.05. | 11
16.05. | 12
16.05. | 13
16.05. | 14
16.05. | 15
16.05. | 16
16.05. | 17
16.05. | 18
16.05. | 19
16.05. | 20
16.05. | 21
16.05. | 22
16.05. | 23
16.05. | 24
17.05. | 1
17.05. | 2
17.05. | 3
17.05. | 4
17.05. | 5
17.05. | 6
17.05. | 7
17.05. | 8
17.05. | 9
17.05. | 10
17.05. | 11
17.05. | 12
17.05. | 13
17.05. | 14
17.05. | 15
17.05. | 16
17.05. | 17
17.05. | 18
17.05. | 19
17.05. | 20
17.05. | 21
17.05. | 22
17.05. | 23
17.05. | 24
18.05. | 1
18.05. | 2
18.05. | 3
18.05. | 4
18.05. | 5
18.05. | 6
18.05. | 7
18.05. | 8
18.05. | 9
18.05. | 10
18.05. | 11
18.05. | 12
18.05. | 13
18.05. | 14
18.05. | 15
18.05. | 16
18.05. | 17
18.05. | 18
18.05. | 19
18.05. | 20
18.05. | 21
18.05. | 22
18.05. | 23
18.05. | 24
19.05. | 1
19.05. | 2
19.05. | 3
19.05. | 4
19.05. | 5
19.05. | 6
19.05. | 7
19.05. | 8
19.05. | 9
19.05. | 10
19.05. | 11
19.05. | 12
19.05. | 13
19.05. | 14
19.05. | 15
19.05. | 16
19.05. | 17
19.05. | 18
19.05. | 19
19.05. | 20
19.05. | 21
19.05. | 22
19.05. | 23
19.05. | 24
20.05. | 1
20.05. | 2
20.05. | 3
20.05. | 4
20.05. | 5
20.05. | 6
20.05. | 7
20.05. | 8
20.05. | 9
20.05. | 10
20.05. | 11
20.05. | 12
20.05. | 13
20.05. | 14
20.05. | 15
20.05. | 16
20.05. | 17
20.05. | 18
20.05. | 19
20.05. | 20
20.05. | 21
20.05. | 22
20.05. | 23
20.05. | 24
21.05. | 1
21.05. | 2
21.05. | 3
21.05. | 4
21.05. | 5
21.05. | 6
21.05. | 7
21.05. | 8
21.05. | 9
21.05. | 10
21.05. | 11
21.05. | 12
21.05. | 13
21.05. | 14
21.05. | 15
21.05. | 16
21.05. | 17
21.05. | 18
21.05. | 19
21.05. | 20
21.05. | 21
21.05. | 22
21.05. | 23
21.05. | 24
22.05. | 1
22.05. | 2
22.05. | 3
22.05. | 4
22.05. | 5
22.05. | 6
22.05. | 7
22.05. | 8
22.05. | 9
22.05. | 10
22.05. | 11
22.05. | 12
22.05. | 13
22.05. | 14
22.05. | 15
22.05. | 16
22.05. | 17
22.05. | 18
22.05. | 19
22.05. | 20
22.05. | 21
22.05. | 22
22.05. | 23
22.05. | 24
23.05. | 1
23.05. | 2
23.05. | 3
23.05. | 4
23.05. | 5
23.05. | 6
23.05. | 7
23.05. | 8
23.05. | 9
23.05. | 10
23.05. | 11
23.05. | 12
23.05. | 13
23.05. | 14
23.05. | 15
23.05. | 16
23.05. | 17
23.05. | 18
23.05. | 19
23.05. | 20
23.05. | 21
23.05. | 22
23.05. | 23
23.05. | 24
24.05. | 1
24.05. | 2
24.05. | 3
24.05. | 4
24.05. | 5
24.05. | 6
24.05. | 7
24.05. | 8
24.05. | 9
24.05. | 10
24.05. | 11
24.05. | 12
24.05. | 13
24.05. | 14
24.05. | 15
24.05. | 16
24.05. | 17
24.05. | 18
24.05. | 19
24.05. | 20
24.05. | 21
24.05. | 22
24.05. | 23
24.05. | 24
25.05. | 1
25.05. | 2
25.05. | 3
25.05. | 4
25.05. | 5
25.05. | 6
25.05. | 7
25.05. | 8
25.05. | 9
25.05. | 10
25.05. | 11
25.05. | 12
25.05. | 13
25.05. | 14
25.05. | 15
25.05. | 16
25.05. | 17
25.05. | 18
25.05. | 19
25.05. | 20
25.05. | 21
25.05. | 22
25.05. | 23
25.05. | 24
26.05. | 1
26.05. | 2
26.05. | 3
26.05. | 4
26.05. | 5
26.05. | 6
26.05. | 7
26.05. | 8
26.05. | 9
26.05. | 10
26.05. | 11
26.05. | 12
26.05. | 13
26.05. | 14
26.05. | 15
26.05. | 16
26.05. | 17
26.05. | 18
26.05. | 19
26.05. | 20
26.05. | 21
26.05. | 22
26.05. | 23
26.05. | 24
27.05. | 1
27.05. | 2
27.05. | 3
27.05. | 4
27.05. | 5
27.05. | 6
27.05. | 7
27.05. | 8
27.05. | 9
27.05. | 10
27.05. | 11
27.05. | 12
27.05. | 13
27.05. | 14
27.05. | 15
27.05. | 16
27.05. | 17
27.05. | 18
27.05. | 19
27.05. | 20
27.05. | 21
27.05. | 22
27.05. | 23
27.05. | 24
28.05. | 1
28.05. | 2
28.05. | 3
28.05. | 4
28.05. | 5
28.05. | 6
28.05. | 7
28.05. | 8
28.05. | 9
28.05. | 10
28.05. | 11
28.05. | 12
28.05. | 13
28.05. | 14
28.05. | 15
28.05. | 16
28.05. | 17
28.05. | 18
28.05. | 19
28.05. | 20
28.05. | 21
28.05. | 22
28.05. | 23
28.05. | 24
29.05. | 1
29.05. | 2
29.05. | 3
29.05. | 4
29.05. | 5
29.05. | 6
29.05. | 7
29.05. | 8
29.05. | 9
29.05. | 10
29.05. | 11
29.05. | 12
29.05. | 13
29.05. | 14
29.05. | 15
29.05. | 16
29.05. | 17
29.05. | 18
29.05. | 19
29.05. | 20
29.05. | 21
29.05. | 22
29.05. | 23
29.05. | 24
30.05. | 1
30.05. | 2
30.05. | 3
30.05. | 4
30.05. | 5
30.05. | 6
30.05. | 7
30.05. | 8
30.05. | 9
30.05. | 10
30.05. | 11
30.05. | 12
30.05. | 13
30.05. | 14
30.05. | 15
30.05. | 16
30.05. | 17
30.05. | 18
30.05. | 19
30.05. | 20
30.05. | 21
30.05. | 22
30.05. | 23
30.05. | 24
31.05. | 1
31.05. | 2
31.05. | 3
31.05. | 4
31.05. | 5
31.05. | 6
31.05. | 7
31.05. | 8
31.05. | 9
31.05. | 10
31.05. | 11
31.05. | 12
31.05. | 13
31.05. | 14
31.05. | 15
31.05. | 16
31.05. | 17
31.05. | 18
31.05. | 19
31.05. | 20
31.05. | 21
31.05. | 22
31.05. | 23
31.05. | 24
01.06. | 1
01.06. | 2
01.06. | 3
01.06. | 4
01.06. | 5
01.06. | 6
01.06. | 7
01.06. | 8
01.06. | 9
01.06. | 10
01.06. | 11
01.06. | 12
01.06. | 13
01.06. | 14
01.06. | 15
01.06. | 16
01.06. | 17
01.06. | 18
01.06. | 19
01.06. | 20
01.06. | 21
01.06. | 22
01.06. | 23
01.06. | 24
02.06. | 1
02.06. | 2
02.06. | 3
02.06. | 4
02.06. | 5
02.06. | 6
02.06. | 7
02.06. | 8
02.06. | 9
02.06. | 10
02.06. | 11
02.06. | 12
02.06. | 13
02.06. | 14
02.06. | 15
02.06. | 16
02.06. | 17
02.06. | 18
02.06. | 19
02.06. | 20
02.06. | 21
02.06. | 22
02.06. | 23
02.06. | 24
03.06. | 1
03.06. | 2
03.06. | 3
03.06. | 4
03.06. | 5
03.06. | 6
03.06. | 7
03.06. | 8
03.06. | 9
03.06. | 10
03.06. | 11
03.06. | 12
03.06. | 13
03.06. | 14
03.06. | 15
03.06. | 16
03.06. | 17
03.06. | 18
03.06. | 19
03.06. | 20
03.06. | 21
03.06. | 22
03.06. | 23
03.06. | 24
04.06. | 1
04.06. | 2
04.06. | 3
04.06. | 4
04.06. | 5
04.06. | 6
04.06. | 7
04.06. | 8
04.06. | 9
04.06. | 10
04.06. | 11
04.06. | 12
04.06. | 13
04.06. | 14
04.06. | 15
04.06. | 16
04.06. | 17
04.06. | 18
04.06. | 19
04.06. | 20
04.06. | 21
04.06. | 22
04.06. | 23
04.06. | 24
05.06. | 1
05.06. | 2
05.06. | 3
05.06. | 4
05.06. | 5
05.06. | 6
05.06. | 7
05.06. | 8
05.06. | 9
05.06. | 10
05.06. | 11
05.06. | 12
05.06. | 13
05.06. | 14
05.06. | 15
05.06. | 16
05.06. | 17
05.06. | 18
05.06. | 19
05.06. | 20
05.06. | 21
05.06. | 22
05.06. | 23
05.06. | 24
06.06. | 1
06.06. | 2
06.06. | 3
06.06. | 4
06.06. | 5
06.06. | 6
06.06. | 7
06.06. | 8
06.06. | 9
06.06. | 10
06.06. | 11
06.06. | 12
06.06. | 13
06.06. | 14
06.06. | 15
06.06. | 16
06.06. | 17
06.06. | 18
06.06. | 19
06.06. | 20
06.06. | 21
06.06. | 22
06.06. | 23
06.06. | 24
07.06. | 1
07.06. | 2
07.06. | 3
07.06. | 4
07.06. | 5
07.06. | 6
07.06. | 7
07.06. | 8
07.06. | 9
07.06. | 10
07.06. | 11
07.06. | 12
07.06. | 13
07.06. | 14
07.06. | 15
07.06. | 16
07.06. | 17
07.06. | 18
07.06. | 19
07.06. | 20
07.06. | 21
07.06. | 22
07.06. | 23
07.06. | 24
08.06. | 1
08.06. | 2
08.06. | 3
08.06. | 4
08.06. | 5
08.06. | 6
08.06. | 7
08.06. | 8
08.06. | 9
08.06. | 10
08.06. | 11
08.06. | 12
08.06. | 13
08.06. | 14
08.06. | 15
08.06. | 16
08.06. | 17
08.06. | 18
08.06. | 19
08.06. | 20
08.06. | 21
08.06. | 22
08.06. | 23
08.06. | 24
09.06. | 1
09.06. | 2
09.06. | 3
09.06. | 4
09.06. | 5
09.06. | 6
09.06. | 7
09.06. | 8
09.06. | 9
09.06. | 10
09.06. | 11
09.06. | 12
09.06. | 13
09.06. | 14
09.06. | 15
09.06. | 16
09.06. | 17
09.06. | 18
09.06. | 19
09.06. | 20
09.06. | 21
09.06. | 22
09.06. | 23
09.06. | 24
10.06. | 1
10.06. | 2
10.06. | 3
10.06. | 4
10.06. | 5
10.06. | 6
10.06. | 7
10.06. | 8
10.06. | 9
10.06. | 10
10.06. | 11
10.06. | 12
10.06. | 13
10.06. | 14
10.06. | 15
10.06. | 16
10.06. | 17
10.06. | 18
10.06. | 19
10.06. | 20
10.06. | 21
10.06. | 22
10.06. | 23
10.06. | 24
11.06. | 1
11.06. | 2
11.06. | 3
11.06. | 4
11.06. | 5
11.06. | 6
11.06. | 7
11.06. | 8
11.06. | 9
11.06. | 10
11.06. | 11
11.06. | 12
11.06. | 13
11.06. | 14
11.06. | 15
11.06. | 16
11.06. | 17
11.06. | 18
11.06. | 19
11.06. | 20
11.06. | 21
11.06. | 22
11.06. | 23
11.06. | 24
12.06. | 1
12.06. | 2
12.06. | 3
12.06. | 4
12.06. | 5
12.06. | 6
12.06. | 7
12.06. | 8
12.06. | 9
12.06. | 10
12.06. | 11
12.06. | 12
12.06. | 13
12.06. | 14
12.06. | 15
12.06. | 16
12.06. | 17
12.06. | 18
12.06. | 19
12.06. | 20
12.06. | 21
12.06. | 22
12.06. | 23
12.06. | 24
13.06. | 1
13.06. | 2
13.06. | 3
13.06. | 4
13.06. | 5
13.06. | 6
13.06. | 7
13.06. | 8
13.06. | 9
13.06. | 10
13.06. | 11
13.06. | 12
13.06. | 13
13.06. | 14
13.06. | 15
13.06. | 16
13.06. | 17
13.06. | 18
13.06. | 19
13.06. | 20
13.06. | 21
13.06. | 22
13.06. | 23
13.06. | 24
14.06. | 1
14.06. | 2
14.06. | 3
14.06. | 4
14.06. | 5
14.06. | 6
14.06. | 7
14.06. | 8
14.06. | 9
14.06. | 10
14.06. | 11
14.06. | 12
14.06. | 13
14.06. | 14
14.06. | 15
14.06. | 16
14.06. | 17
14.06. | 18
14.06. | 19
14.06. | 20
14.06. | 21
14.06. | 22
14.06. | 23
14.06. | 24
15.06. | 1
15.06. | 2
15.06. | 3
15.06. | 4
15.06. | 5
15.06. | 6
15.06. | 7
15.06. | 8
15.06. | 9
15.06. | 10
15.06. | 11
15.06. | 12
15.06. | 13
15.06. | 14
15.06. | 15
15.06. | 16
15.06. | 17
15.06. | 18
15.06. | 19
15.06. | 20
15.06. | 21
15.06. | 22
15.06. | 23
15.06. | 24
16.06. | 1
16.06. | 2
16.06. | 3
16.06. | 4
16.06. | 5
16.06. | 6
16.06. | 7
16.06. | 8
16.06. | 9
16.06. | 10
16.06. | 11
16.06. | 12
16.06. | 13
16.06. | 14
16.06. | 15
16.06. | 16
16.06. | 17
16.06. | 18
16.06. | 19
16.06. | 20
16.06. | 21
16.06. | 22
16.06. | 23
16.06. | 24
17.06. | 1
17.06. | 2
17.06. | 3
17.06. | 4
17.06. | 5
17.06. | 6
17.06. | 7
17.06. | 8
17.06. | 9
17.06. | 10
17.06. | 11
17.06. | 12
17.06. | 13
17.06. | 14
17.06. | 15
17.06. | 16
17.06. | 17
17.06. | 18
17.06. | 19
17.06. | 20
17.06. | 21
17.06. | 22
17.06. | 23
17.06. | 24
18.06. | 1
18.06. | 2
18.06. | 3
18.06. | 4
18.06. | 5
18.06. | 6
18.06. | 7
18.06. | 8
18.06. | 9
18.06. | 10
18.06. | 11
18.06. | 12
18.06. | 13
18.06. | 14
18.06. | 15
18.06. | 16
18.06. | 17
18.06. | 18
18.06. | 19
18.06. | 20
18.06. | 21
18.06. | 22
18.06. | 23
18.06. | 24
19.06. | 1
19.06. | 2
19.06. | 3
19.06. | 4
19.06. | 5
19.06. | 6
19.06. | 7
19.06. | 8
19.06. | 9
19.06. | 10
19.06. | 11
19.06. | 12
19.06. | 13
19.06. | 14
19.06. | 15
19.06. | 16
19.06. | 17
19.06. | 18
19.06. | 19
19.06. | 20
19.06. | 21
19.06. | 22
19.06. | 23
19.06. | 24
20.06. | 1
20.06. | 2
20.06. | 3
20.06. | 4
20.06. | 5
20.06. | 6
20.06. | 7
20.06. | 8
20.06. | 9
20.06. | 10
20.06. | 11
20.06. | 12
20.06. | 13
20.06. | 14
20.06. | 15
20.06. | 16
20.06. | 17
20.06. | 18
20.06. | 19
20.06. | 20
20.06. | 21
20.06. | 22
20.06. | 23
20.06. | 24
21.06. | 1
21.06. | 2
21.06. | 3
21.06. | 4
21.06. | 5
21.06. | 6
21.06. | 7
21.06. | 8
21.06. | 9
21.06. | 10
21.06. | 11
21.06. | 12
21.06. | 13
21.06. | 14
21.06. | 15
21.06. | 16
21.06. | 17
21.06. | 18
21.06. | 19
21.06. | 20
21.06. | 21
21.06. | 22
21.06. | 23
21.06. | 24
22.06. | 1
22.06. | 2
22.06. | 3
22.06. | 4
22.06. | 5
22.06. | 6
22.06. | 7
22.06. | 8
22.06. | 9
22.06. | 10
22.06. | 11
22.06. | 12
22.06. | 13
22.06. | 14
22.06. | 15
22.06. | 16
22.06. | 17
22.06. | 18
22.06. | 19
22.06. | 20
22.06. | 21
22.06. | 22
22.06. | 23
22.06. | 24
23.06. | 1
23.06. | 2
23.06. | 3
23.06. | 4
23.06. | 5
23.06. | 6
23.06. | 7
23.06. | 8
23.06. | 9
23.06. | 10
23.06. | 11
23.06. | 12
23.06. | 13
23.06. | 14
23.06. | 15
23.06. | 16
23.06. | 17
23.06. | 18
23.06. | 19
23.06. | 20
23.06. | 21
23.06. | 22
23.06. | 23
23.06. | 24
24.06. | 1
24.06. | 2
24.06. | 3
24.06. | 4
24.06. | 5
24.06. | 6
24.06. | 7
24.06. | 8
24.06. | 9
24.06. | 10
24.06. | 11
24.06. | 12
24.06. | 13
24.06. | 14
24.06. | 15
24.06. | 16
24.06. | 17
24.06. | 18
24.06. | 19
24.06. | 20
24.06. | 21
24.06. | 22
24.06. | 23
24.06. | 24
25.06. | 1
25.06. | 2
25.06. | 3
25.06. | 4
25.06. | 5
25.06. | 6
25.06. | 7
25.06. | 8
25.06. | 9
25.06. | 10
25.06. | 11
25.06. | 12
25.06. | 13
25.06. | 14
25.06. | 15
25.06. | 16
25.06. | 17
25.06. | 18
25.06. | 19
25.06. | 20
25.06. | 21
25.06. | 22
25.06. | 23
25.06. | 24
26.06. | 1
26.06. | 2
26.06. | 3
26.06. | 4
26.06. | 5
26.06. | 6
26.06. | 7
26.06. | 8
26.06. | 9
26.06. | 10
26.06. | 11
26.06. | 12
26.06. | 13
26.06. | 14
26.06. | 15
26.06. | 16
26.06. | 17
26.06. | 18
26.06. | 19
26.06. | 20
26.06. | 21
26.06. | 22
26.06. | 23
26.06. | 24
27.06. | 1
27.06. | 2
27.06. | 3
27.06. | 4
27.06. | 5
27.06. | 6
27.06. | 7
27.06. | 8
27.06. | 9
27.06. | 10
27.06. | 11
27.06. | 12
27.06. | 13
27.06. | 14
27.06. | 15
27.06. | 16
27.06. | 17
27.06. | 18
27.06. | 19
27.06. | 20
27.06. | 21
27.06. | 22
27.06. | 23
27.06. | 24
28.06. | 1
28.06. | 2
28.06. | 3
28.06. | 4
28.06. | 5
28.06. | 6
28.06. | 7
28.06. | 8
28.06. | 9
28.06. | 10
28.06. | 11
28.06. | 12
28.06. | 13
28.06. | 14
28.06. | 15
28.06. | 16
28.06. | 17
28.06. | 18
28.06. | 19
28.06. | 20
28.06. | 21
28.06. | 22
28.06. | 23
28.06. | 24
29.06. | 1
29.06. | 2
29.06. | 3
29.06. | 4
29.06. | 5
29.06. | 6
29.06. | 7
29.06. | 8
29.06. | 9
29.06. | 10
29.06. | 11
29.06. | 12
29.06. | 13
29.06. | 14
29.06. | 15
29.06. | 16
29.06. | 17
29.06. | 18
29.06. | 19
29.06. | 20
29.06. | 21
29.06. | 22
29.06. | 23
29.06. | 24
30.06. | 1
30.06. | 2
30.06. | 3
30.06. | 4
30.06. | 5
30.06. | 6
30.06. | 7
30.06. | 8
30.06. | 9
30.06. | 10
30.06. | 11
30.06. | 12
30.06. | 13
30.06. | 14
30.06. | 15
30.06. | 16
30.06. | 17
30.06. | 18
30.06. | 19
30.06. | 20
30.06. | 21
30.06. | 22
30.06. | 23
30.06. | 24
01.07. | 1
01.07. | 2
01.07. | 3
01.07. | 4
01.07. | 5
01.07. | 6
01.07. | 7
01.07. | 8
01.07. | 9
01.07. | 10
01.07. | 11
01.07. | 12
01.07. | 13
01.07. | 14
01.07. | 15
01.07. | 16
01.07. | 17
01.07. | 18
01.07. | 19
01.07. | 20
01.07. | 21
01.07. | 22
01.07. | 23
01.07. | 24
02.07. | 1
02.07. | 2
02.07. | 3
02.07. | 4
02.07. | 5
02.07. | 6
02.07. | 7
02.07. | 8
02.07. | 9
02.07. | 10
02.07. | 11
02.07. | 12
02.07. | 13
02.07. | 14
02.07. | 15
02.07. | 16
02.07. | 17
02.07. | 18
02.07. | 19
02.07. | 20
02.07. | 21
02.07. | 22
02.07. | 23
02.07. | 24
03.07. | 1
03.07. | 2
03.07. | 3
03.07. | 4
03.07. | 5
03.07. | 6
03.07. | 7
03.07. | 8
03.07. | 9
03.07. | 10
03.07. | 11
03.07. | 12
03.07. | 13
03.07. | 14
03.07. | 15
03.07. | 16
03.07. | 17
03.07. | 18
03.07. | 19
03.07. | 20
03.07. | 21
03.07. | 22
03.07. | 23
03.07. | 24
04.07. | 1
04.07. | 2
04.07. | 3
04.07. | 4
04.07. | 5
04.07. | 6
04.07. | 7
04.07. | 8
04.07. | 9
04.07. | 10
04.07. | 11
04.07. | 12
04.07. | 13
04.07. | 14
04.07. | 15
04.07. | 16
04.07. | 17
04.07. | 18
04.07. | 19
04.07. | 20
04.07. | 21
04.07. | 22
04.07. | 23
04.07. | 24
05.07. | 1
05.07. | 2
05.07. | 3
05.07. | 4
05.07. | 5
05.07. | 6
05.07. | 7
05.07. | 8
05.07. | 9
05.07. | 10
05.07. | 11
05.07. | 12
05.07. | 13
05.07. | 14
05.07. | 15
05.07. | 16
05.07. | 17
05.07. | 18
05.07. | 19
05.07. | 20
05.07. | 21
05.07. | 22
05.07. | 23
05.07. | 24
06.07. | 1
06.07. | 2
06.07. | 3
06.07. | 4
06.07. | 5
06.07. | 6
06.07. | 7
06.07. | 8
06.07. | 9
06.07. | 10
06.07. | 11
06.07. | 12
06.07. | 13
06.07. | 14
06.07. | 15
06.07. | 16
06.07. | 17
06.07. | 18
06.07. | 19
06.07. | 20
06.07. | 21
06.07. | 22
06.07. | 23
06.07. | 24
07.07. | 1
07.07. | 2
07.07. | 3
07.07. | 4
07.07. | 5
07.07. | 6
07.07. | 7
07.07. | 8
07.07. | 9
07.07. | 10
07.07. | 11
07.07. | 12
07.07. | 13
07.07. | 14
07.07. | 15
07.07. | 16
07.07. | 17
07.07. | 18
07.07. | 19
07.07. | 20
07.07. | 21
07.07. | 22
07.07. | 23
07.07. | 24
08.07. | 1
08.07. | 2
08.07. | 3
08.07. | 4
08.07. | 5
08.07. | 6
08.07. | 7
08.07. | 8
08.07. | 9
08.07. | 10
08.07. | 11
08.07. | 12
08.07. | 13
08.07. | 14
08.07. | 15
08.07. | 16
08.07. | 17
08.07. | 18
08.07. | 19
08.07. | 20
08.07. | 21
08.07. | 22
08.07. | 23
08.07. | 24
09.07. | 1
09.07. | 2
09.07. | 3
09.07. | 4
09.07. | 5
09.07. | 6
09.07. | 7
09.07. | 8
09.07. | 9
09.07. | 10
09.07. | 11
09.07. | 12
09.07. | 13
09.07. | 14
09.07. | 15
09.07. | 16
09.07. | 17
09.07. | 18
09.07. | 19
09.07. | 20
09.07. | 21
09.07. | 22
09.07. | 23
09.07. | 24
10.07. | 1
10.07. | 2
10.07. | 3
10.07. | 4
10.07. | 5
10.07. | 6
10.07. | 7
10.07. | 8
10.07. | 9
10.07. | 10
10.07. | 11
10.07. | 12
10.07. | 13
10.07. | 14
10.07. | 15
10.07. | 16
10.07. | 17
10.07. | 18
10.07. | 19
10.07. | 20
10.07. | 21
10.07. | 22
10.07. | 23
10.07. | 24
11.07. | 1
11.07. | 2
11.07. | 3
11.07. | 4
11.07. | 5
11.07. | 6
11.07. | 7
11.07. | 8
11.07. | 9
11.07. | 10
11.07. | 11
11.07. | 12
11.07. | 13
11.07. | 14
11.07. | 15
11.07. | 16
11.07. | 17
11.07. | 18
11.07. | 19
11.07. | 20
11.07. | 21
11.07. | 22
11.07. | 23
11.07. | 24
12.07. | 1
12.07. | 2
12.07. | 3
12.07. | 4
12.07. | 5
12.07. | 6
12.07. | 7
12.07. | 8
12.07. | 9
12.07. | 10
12.07. | 11
12.07. | 12
12.07. | 13
12.07. | 14
12.07. | 15
12.07. | 16
12.07. | 17
12.07. | 18
12.07. | 19
12.07. | 20
12.07. | 21
12.07. | 22
12.07. | 23
12.07. | 24
13.07. | 1
13.07. | 2
13.07. | 3
13.07. | 4
13.07. | 5
13.07. | 6
13.07. | 7
13.07. | 8
13.07. | 9
13.07. | 10
13.07. | 11
13.07. | 12
13.07. | 13
13.07. | 14
13.07. | 15
13.07. | 16
13.07. | 17
13.07. | 18
13.07. | 19
13.07. | 20
13.07. | 21
13.07. | 22
13.07. | 23
13.07. | 24
14.07. | 1
14.07. | 2
14.07. | 3
14.07. | 4
14.07. | 5
14.07. | 6
14.07. | 7
14.07. | 8
14.07. | 9
14.07. | 10
14.07. | 11
14.07. | 12
14.07. | 13
14.07. | 14
14.07. | 15
14.07. | 16
14.07. | 17
14.07. | 18
14.07. | 19
14.07. | 20
14.07. | 21
14.07. | 22
14.07. | 23
14.07. | 24
15.07. | 1
15.07. | 2
15.07. | 3
15.07. | 4
15.07. | 5
15.07. | 6
15.07. | 7
15.07. | 8
15.07. | 9
15.07. | 10
15.07. | 11
15.07. | 12
15.07. | 13
15.07. | 14
15.07. | 15
15.07. | 16
15.07. | 17
15.07. | 18
15.07. | 19
15.07. | 20
15.07. | 21
15.07. | 22
15.07. | 23
15.07. | 24
16.07. | 1
16.07. | 2
16.07. | 3
16.07. | 4
16.07. | 5
16.07. | 6
16.07. | 7
16.07. | 8
16.07. | 9
16.07. | 10
16.07. | 11
16.07. | 12
16.07. | 13
16.07. | 14
16.07. | 15
16.07. | 16
16.07. | 17
16.07. | 18
16.07. | 19
16.07. | 20
16.07. | 21
16.07. | 22
16.07. | 23
16.07. | 24
17.07. | 1
17.07. | 2
17.07. | 3
17.07. | 4
17.07. | 5
17.07. | 6
17.07. | 7
17.07. | 8
17.07. | 9
17.07. | 10
17.07. | 11
17.07. | 12
17.07. | 13
17.07. | 14
17.07. | 15
17.07. | 16
17.07. | 17
17.07. | 18
17.07. | 19
17.07. | 20
17.07. | 21
17.07. | 22
17.07. | 23
17.07. | 24
18.07. | 1
18.07. | 2
18.07. | 3
18.07. | 4
18.07. | 5
18.07. | 6
18.07. | 7
18.07. | 8
18.07. | 9
18.07. | 10
18.07. | 11
18.07. | 12
18.07. | 13
18.07. | 14
18.07. | 15
18.07. | 16
18.07. | 17
18.07. | 18
18.07. | 19
18.07. | 20
18.07. | 21
18.07. | 22
18.07. | 23
18.07. | 24
19.07. | 1
19.07. | 2
19.07. | 3
19.07. | 4
19.07. | 5
19.07. | 6
19.07. | 7
19.07. | 8
19.07. | 9
19.07. | 10
19.07. | 11
19.07. | 12
19.07. | 13
19.07. | 14
19.07. | 15
19.07. | 16
19.07. | 17
19.07. | 18
19.07. | 19
19.07. | 20
19.07. | 21
19.07. | 22
19.07. | 23
19.07. | 24
20.07. | 1
20.07. | 2
20.07. | 3
20.07. | 4
20.07. | 5
20.07. | 6
20.07. | 7
20.07. | 8
20.07. | 9
20.07. | 10
20.07. | 11
20.07. | 12
20.07. | 13
20.07. | 14
20.07. | 15
20.07. | 16
20.07. | 17
20.07. | 18
20.07. | 19
20.07. | 20
20.07. | 21
20.07. | 22
20.07. | 23
20.07. | 24
21.07. | 1
21.07. | 2
21.07. | 3
21.07. | 4
21.07. | 5
21.07. | 6
21.07. | 7
21.07. | 8
21.07. | 9
21.07. | 10
21.07. | 11
21.07. | 12
21.07. | 13
21.07. | 14
21.07. | 15
21.07. | 16
21.07. | 17
21.07. | 18
21.07. | 19
21.07. | 20
21.07. | 21
21.07. | 22
21.07. | 23
21.07. | 24
22.07. | 1
22.07. | 2
22.07. | 3
22.07. | 4
22.07. | 5
22.07. | 6
22.07. | 7
22.07. | 8
22.07. | 9
22.07. | 10
22.07. | 11
22.07. | 12
22.07. | 13
22.07. | 14
22.07. | 15
22.07. | 16
22.07. | 17
22.07. | 18
22.07. | 19
22.07. | 20
22.07. | 21
22.07. | 22
22.07. | 23
22.07. | 24
23.07. | 1
23.07. | 2
23.07. | 3
23.07. | 4
23.07. | 5
23.07. | 6
23.07. | 7
23.07. | 8
23.07. | 9
23.07. | 10
23.07. | 11
23.07. | 12
23.07. | 13
23.07. | 14
23.07. | 15
23.07. | 16
23.07. | 17
23.07. | 18
23.07. | 19
23.07. | 20
23.07. | 21
23.07. | 22
23.07. | 23
23.07. | 24
24.07. | 1
24.07. | 2
24.07. | 3
24.07. | 4
24.07. | 5
24.07. | 6
24.07. | 7
24.07. | 8
24.07. | 9
24.07. | 10
24.07. | 11
24.07. | 12
24.07. | 13
24.07. | 14
24.07. | 15
24.07. | 16
24.07. | 17
24.07. | 18
24.07. | 19
24.07. | 20
24.07. | 21
24.07. | 22
24.07. | 23
24.07. | 24
25.07. | 1
25.07. | 2
25.07. | 3
25.07. | 4
25.07. | 5
25.07. | 6
25.07. | 7
25.07. | 8
25.07. | 9
25.07. | 10
25.07. | 11
25.07. | 12
25.07. | 13
25.07. | 14
25.07. | 15
25.07. | 16
25.07. | 17
25.07. | 18
25.07. | 19
25.07. | 20
25.07. | 21
25.07. | 22
25.07. | 23
25.07. | 24
26.07. | 1
26.07. | 2
26.07. | 3
26.07. | 4
26.07. | 5
26.07. | 6
26.07. | 7
26.07. | 8
26.07. | 9
26.07. | 10
26.07. | 11
26.07. | 12
26.07. | 13
26.07. | 14
26.07. | 15
26.07. | 16
26.07. | 17
26.07. | 18
26.07. | 19
26.07. | 20
26.07. | 21
26.07. | 22
26.07. | 23
26.07. | 24
27.07. | 1
27.07. | 2
27.07. | 3
27.07. | 4
27.07. | 5
27.07. | 6
27.07. | 7
27.07. | 8
27.07. | 9
27.07. | 10
27.07. | 11
27.07. | 12
27.07. | 13
27.07. | 14
27.07. | 15
27.07. | 16
27.07. | 17
27.07. | 18
27.07. | 19
27.07. | 20
27.07. | 21
27.07. | 22
27.07. | 23
27.07. | 24
28.07. | 1
28.07. | 2
28.07. | 3
28.07. | 4
28.07. | 5
28.07. | 6
28.07. | 7
28.07. | 8
28.07. | 9
28.07. | 10
28.07. | 11
28.07. | 12
28.07. | 13
28.07. | 14
28.07. | 15
28.07. | 16
28.07. | 17
28.07. | 18
28.07. | 19
28.07. | 20
28.07. | 21
28.07. | 22
28.07. | 23
28.07. | 24
29.07. | 1
29.07. | 2
29.07. | 3
29.07. | 4
29.07. | 5
29.07. | 6
29.07. | 7
29.07. | 8
29.07. | 9
29.07. | 10
29.07. | 11
29.07. | 12
29.07. | 13
29.07. | 14
29.07. | 15
29.07. | 16
29.07. | 17
29.07. | 18
29.07. | 19
29.07. | 20
29.07. | 21
29.07. | 22
29.07. | 23
29.07. | 24
30.07. | 1
30.07. | 2
30.07. | 3
30.07. | 4
30.07. | 5
30.07. | 6
30.07. | 7
30.07. | 8
30.07. | 9
30.07. | 10
30.07. | 11
30.07. | 12
30.07. | 13
30.07. | 14
30.07. | 15
30.07. | 16
30.07. | 17
30.07. | 18
30.07. | 19
30.07. | 20
30.07. | 21
30.07. | 22
30.07. | 23
30.07. | 24
31.07. | 1
31.07. | 2
31.07. | 3
31.07. | 4
31.07. | 5
31.07. | 6
31.07. | 7
31.07. | 8
31.07. | 9
31.07. | 10
31.07. | 11
31.07. | 12
31.07. | 13
31.07. | 14
31.07. | 15
31.07. | 16
31.07. | 17
31.07. | 18
31.07. | 19
31.07. | 20
31.07. | 21
31.07. | 22
31.07. | 23
31.07. | 24
01.08. | 1
01.08. | 2
01.08. | 3
01.08. | 4
01.08. | 5
01.08. | 6
01.08. | 7
01.08. | 8
01.08. | 9
01.08. | 10
01.08. | 11
01.08. | 12
01.08. | 13
01.08. | 14
01.08. | 15
01.08. | 16
01.08. | 17
01.08. | 18
01.08. | 19
01.08. | 20
01.08. | 21
01.08. | 22
01.08. | 23
01.08. | 24
02.08. | 1
02.08. | 2
02.08. | 3
02.08. | 4
02.08. | 5
02.08. | 6
02.08. | 7
02.08. | 8
02.08. | 9
02.08. | 10
02.08. | 11
02.08. | 12
02.08. | 13
02.08. | 14
02.08. | 15
02.08. | 16
02.08. | 17
02.08. | 18
02.08. | 19
02.08. | 20
02.08. | 21
02.08. | 22
02.08. | 23
02.08. | 24
03.08. | 1
03.08. | 2
03.08. | 3
03.08. | 4
03.08. | 5
03.08. | 6
03.08. | 7
03.08. | 8
03.08. | 9
03.08. | 10
03.08. | 11
03.08. | 12
03.08. | 13
03.08. | 14
03.08. | 15
03.08. | 16
03.08. | 17
03.08. | 18
03.08. | 19
03.08. | 20
03.08. | 21
03.08. | 22
03.08. | 23
03.08. | 24
04.08. | 1
04.08. | 2
04.08. | 3
04.08. | 4
04.08. | 5
04.08. | 6
04.08. | 7
04.08. | 8
04.08. | 9
04.08. | 10
04.08. | 11
04.08. | 12
04.08. | 13
04.08. | 14
04.08. | 15
04.08. | 16
04.08. | 17
04.08. | 18
04.08. | 19
04.08. | 20
04.08. | 21
04.08. | 22
04.08. | 23
04.08. | 24
05.08. | 1
05.08. | 2
05.08. | 3
05.08. | 4
05.08. | 5
05.08. | 6
05.08. | 7
05.08. | 8
05.08. | 9
05.08. | 10
05.08. | 11
05.08. | 12
05.08. | 13
05.08. | 14
05.08. | 15
05.08. | 16
05.08. | 17
05.08. | 18
05.08. | 19
05.08. | 20
05.08. | 21
05.08. | 22
05.08. | 23
05.08. | 24
06.08. | 1
06.08. | 2
06.08. | 3
06.08. | 4
06.08. | 5
06.08. | 6
06.08. | 7
06.08. | 8
06.08. | 9
06.08. | 10
06.08. | 11
06.08. | 12
06.08. | 13
06.08. | 14
06.08. | 15
06.08. | 16
06.08. | 17
06.08. | 18
06.08. | 19
06.08. | 20
06.08. | 21
06.08. | 22
06.08. | 23
06.08. | 24
07.08. | 1
07.08. | 2
07.08. | 3
07.08. | 4
07.08. | 5
07.08. | 6
07.08. | 7
07.08. | 8
07.08. | 9
07.08. | 10
07.08. | 11
07.08. | 12
07.08. | 13
07.08. | 14
07.08. | 15
07.08. | 16
07.08. | 17
07.08. | 18
07.08. | 19
07.08. | 20
07.08. | 21
07.08. | 22
07.08. | 23
07.08. | 24
08.08. | 1
08.08. | 2
08.08. | 3
08.08. | 4
08.08. | 5
08.08. | 6
08.08. | 7
08.08. | 8
08.08. | 9
08.08. | 10
08.08. | 11
08.08. | 12
08.08. | 13
08.08. | 14
08.08. | 15
08.08. | 16
08.08. | 17
08.08. | 18
08.08. | 19
08.08. | 20
08.08. | 21
08.08. | 22
08.08. | 23
08.08. | 24
09.08. | 1
09.08. | 2
09.08. | 3
09.08. | 4
09.08. | 5
09.08. | 6
09.08. | 7
09.08. | 8
09.08. | 9
09.08. | 10
09.08. | 11
09.08. | 12
09.08. | 13
09.08. | 14
09.08. | 15
09.08. | 16
09.08. | 17
09.08. | 18
09.08. | 19
09.08. | 20
09.08. | 21
09.08. | 22
09.08. | 23
09.08. | 24
10.08. | 1
10.08. | 2
10.08. | 3
10.08. | 4
10.08. | 5
10.08. | 6
10.08. | 7
10.08. | 8
10.08. | 9
10.08. | 10
10.08. | 11
10.08. | 12
10.08. | 13
10.08. | 14
10.08. | 15
10.08. | 16
10.08. | 17
10.08. | 18
10.08. | 19
10.08. | 20
10.08. | 21
10.08. | 22
10.08. | 23
10.08. | 24
11.08. | 1
11.08. | 2
11.08. | 3
11.08. | 4
11.08. | 5
11.08. | 6
11.08. | 7
11.08. | 8
11.08. | 9
11.08. | 10
11.08. | 11
11.08. | 12
11.08. | 13
11.08. | 14
11.08. | 15
11.08. | 16
11.08. | 17
11.08. | 18
11.08. | 19
11.08. | 20
11.08. | 21
11.08. | 22
11.08. | 23
11.08. | 24
12.08. | 1
12.08. | 2
12.08. | 3
12.08. | 4
12.08. | 5
12.08. | 6
12.08. | 7
12.08. | 8
12.08. | 9
12.08. | 10
12.08. | 11
12.08. | 12
12.08. | 13
12.08. | 14
12.08. | 15
12.08. | 16
12.08. | 17
12.08. | 18
12.08. | 19
12.08. | 20
12.08. | 21
12.08. | 22
12.08. | 23
12.08. | 24
13.08. | 1
13.08. | 2
13.08. | 3
13.08. | 4
13.08. | 5
13.08. | 6
13.08. | 7
13.08. | 8
13.08. | 9
13.08. | 10
13.08. | 11
13.08. | 12
13.08. | 13
13.08. | 14
13.08. | 15
13.08. | 16
13.08. | 17
13.08. | 18
13.08. | 19
13.08. | 20
13.08. | 21
13.08. | 22
13.08. | 23
13.08. | 24
14.08. | 1
14.08. | 2
14.08. | 3
14.08. | 4
14.08. | 5
14.08. | 6
14.08. | 7
14.08. | 8
14.08. | 9
14.08. | 10
14.08. | 11
14.08. | 12
14.08. | 13
14.08. | 14
14.08. | 15
14.08. | 16
14.08. | 17
14.08. | 18
14.08. | 19
14.08. | 20
14.08. | 21
14.08. | 22
14.08. | 23
14.08. | 24
15.08. | 1
15.08. | 2
15.08. | 3
15.08. | 4
15.08. | 5
15.08. | 6
15.08. | 7
15.08. | 8
15.08. | 9
15.08. | 10
15.08. | 11
15.08. | 12
15.08. | 13
15.08. | 14
15.08. | 15
15.08. | 16
15.08. | 17
15.08. | 18
15.08. | 19
15.08. | 20
15.08. | 21
15.08. | 22
15.08. | 23
15.08. | 24
16.08. | 1
16.08. | 2
16.08. | 3
16.08. | 4
16.08. | 5
16.08. | 6
16.08. | 7
16.08. | 8
16.08. | 9
16.08. | 10
16.08. | 11
16.08. | 12
16.08. | 13
16.08. | 14
16.08. | 15
16.08. | 16
16.08. | 17
16.08. | 18
16.08. | 19
16.08. | 20
16.08. | 21
16.08. | 22
16.08. | 23
16.08. | 24
17.08. | 1
17.08. | 2
17.08. | 3
17.08. | 4
17.08. | 5
17.08. | 6
17.08. | 7
17.08. | 8
17.08. | 9
17.08. | 10
17.08. | 11
17.08. | 12
17.08. | 13
17.08. | 14
17.08. | 15
17.08. | 16
17.08. | 17
17.08. | 18
17.08. | 19
17.08. | 20
17.08. | 21
17.08. | 22
17.08. | 23
17.08. | 24
18.08. | 1
18.08. | 2
18.08. | 3
18.08. | 4
18.08. | 5
18.08. | 6
18.08. | 7
18.08. | 8
18.08. | 9
18.08. | 10
18.08. | 11
18.08. | 12
18.08. | 13
18.08. | 14
18.08. | 15
18.08. | 16
18.08. | 17
18.08. | 18
18.08. | 19
18.08. | 20
18.08. | 21
18.08. | 22
18.08. | 23
18.08. | 24
19.08. | 1
19.08. | 2
19.08. | 3
19.08. | 4
19.08. | 5
19.08. | 6
19.08. | 7
19.08. | 8
19.08. | 9
19.08. | 10
19.08. | 11
19.08. | 12
19.08. | 13
19.08. | 14
19.08. | 15
19.08. | 16
19.08. | 17
19.08. | 18
19.08. | 19
19.08. | 20
19.08. | 21
19.08. | 22
19.08. | 23
19.08. | 24
20.08. | 1
20.08. | 2
20.08. | 3
20.08. | 4
20.08. | 5
20.08. | 6
20.08. | 7
20.08. | 8
20.08. | 9
20.08. | 10
20.08. | 11
20.08. | 12
20.08. | 13
20.08. | 14
20.08. | 15
20.08. | 16
20.08. | 17
20.08. | 18
20.08. | 19
20.08. | 20
20.08. | 21
20.08. | 22
20.08. | 23
20.08. | 24
21.08. | 1
21.08. | 2
21.08. | 3
21.08. | 4
21.08. | 5
21.08. | 6
21.08. | 7
21.08. | 8
21.08. | 9
21.08. | 10
21.08. | 11
21.08. | 12
21.08. | 13
21.08. | 14
21.08. | 15
21.08. | 16
21.08. | 17
21.08. | 18
21.08. | 19
21.08. | 20
21.08. | 21
21.08. | 22
21.08. | 23
21.08. | 24
22.08. | 1
22.08. | 2
22.08. | 3
22.08. | 4
22.08. | 5
22.08. | 6
22.08. | 7
22.08. | 8
22.08. | 9
22.08. | 10
22.08. | 11
22.08. | 12
22.08. | 13
22.08. | 14
22.08. | 15
22.08. | 16
22.08. | 17
22.08. | 18
22.08. | 19
22.08. | 20
22.08. | 21
22.08. | 22
22.08. | 23
22.08. | 24
23.08. | 1
23.08. | 2
23.08. | 3
23.08. | 4
23.08. | 5
23.08. | 6
23.08. | 7
23.08. | 8
23.08. | 9
23.08. | 10
23.08. | 11
23.08. | 12
23.08. | 13
23.08. | 14
23.08. | 15
23.08. | 16
23.08. | 17
23.08. | 18
23.08. | 19
23.08. | 20
23.08. | 21
23.08. | 22
23.08. | 23
23.08. | 24
24.08. | 1
24.08. | 2
24.08. | 3
24.08. | 4
24.08. | 5
24.08. | 6
24.08. | 7
24.08. | 8
24.08. | 9
24.08. | 10
24.08. | 11
24.08. | 12
24.08. | 13
24.08. | 14
24.08. | 15
24.08. | 16
24.08. | 17
24.08. | 18
24.08. | 19
24.08. | 20
24.08. | 21
24.08. | 22
24.08. | 23
24.08. | 24
25.08. | 1
25.08. | 2
25.08. | 3
25.08. | 4
25.08. | 5
25.08. | 6
25.08. | 7
25.08. | 8
25.08. | 9
25.08. | 10
25.08. | 11
25.08. | 12
25.08. | 13
25.08. | 14
25.08. | 15
25.08. | 16
25.08. | 17
25.08. | 18
25.08. | 19
25.08. | 20
25.08. | 21
25.08. | 22
25.08. | 23
25.08. | 24
26.08. | 1
26.08. | 2
26.08. | 3
26.08. | 4
26.08. | 5
26.08. | 6
26.08. | 7
26.08. | 8
26.08. | 9
26.08. | 10
26.08. | 11
26.08. | 12
26.08. | 13
26.08. | 14
26.08. | 15
26.08. | 16
26.08. | 17
26.08. | 18
26.08. | 19
26.08. | 20
26.08. | 21
26.08. | 22
26.08. | 23
26.08. | 24
27.08. | 1
27.08. | 2
27.08. | 3
27.08. | 4
27.08. | 5
27.08. | 6
27.08. | 7
27.08. | 8
27.08. | 9
27.08. | 10
27.08. | 11
27.08. | 12
27.08. | 13
27.08. | 14
27.08. | 15
27.08. | 16
27.08. | 17
27.08. | 18
27.08. | 19
27.08. | 20
27.08. | 21
27.08. | 22
27.08. | 23
27.08. | 24
28.08. | 1
28.08. | 2
28.08. | 3
28.08. | 4
28.08. | 5
28.08. | 6
28.08. | 7
28.08. | 8
28.08. | 9
28.08. | 10
28.08. | 11
28.08. | 12
28.08. | 13
28.08. | 14
28.08. | 15
28.08. | 16
28.08. | 17
28.08. | 18
28.08. | 19
28.08. | 20
28.08. | 21
28.08. | 22
28.08. | 23
28.08. | 24
29.08. | 1
29.08. | 2
29.08. | 3
29.08. | 4
29.08. | 5
29.08. | 6
29.08. | 7
29.08. | 8
29.08. | 9
29.08. | 10
29.08. | 11
29.08. | 12
29.08. | 13
29.08. | 14
29.08. | 15
29.08. | 16
29.08. | 17
29.08. | 18
29.08. | 19
29.08. | 20
29.08. | 21
29.08. | 22
29.08. | 23
29.08. | 24
30.08. | 1
30.08. | 2
30.08. | 3
30.08. | 4
30.08. | 5
30.08. | 6
30.08. | 7
30.08. | 8
30.08. | 9
30.08. | 10
30.08. | 11
30.08. | 12
30.08. | 13
30.08. | 14
30.08. | 15
30.08. | 16
30.08. | 17
30.08. | 18
30.08. | 19
30.08. | 20
30.08. | 21
30.08. | 22
30.08. | 23
30.08. | 24
31.08. | 1
31.08. | 2
31.08. | 3
31.08. | 4
31.08. | 5
31.08. | 6
31.08. | 7
31.08. | 8
31.08. | 9
31.08. | 10
31.08. | 11
31.08. | 12
31.08. | 13
31.08. | 14
31.08. | 15
31.08. | 16
31.08. | 17
31.08. | 18
31.08. | 19
31.08. | 20
31.08. | 21
31.08. | 22
31.08. | 23
31.08. | 24
01.09. | 1
01.09. | 2
01.09. | 3
01.09. | 4
01.09. | 5
01.09. | 6
01.09. | 7
01.09. | 8
01.09. | 9
01.09. | 10
01.09. | 11
01.09. | 12
01.09. | 13
01.09. | 14
01.09. | 15
01.09. | 16
01.09. | 17
01.09. | 18
01.09. | 19
01.09. | 20
01.09. | 21
01.09. | 22
01.09. | 23
01.09. | 24
02.09. | 1
02.09. | 2
02.09. | 3
02.09. | 4
02.09. | 5
02.09. | 6
02.09. | 7
02.09. | 8
02.09. | 9
02.09. | 10
02.09. | 11
02.09. | 12
02.09. | 13
02.09. | 14
02.09. | 15
02.09. | 16
02.09. | 17
02.09. | 18
02.09. | 19
02.09. | 20
02.09. | 21
02.09. | 22
02.09. | 23
02.09. | 24
03.09. | 1
03.09. | 2
03.09. | 3
03.09. | 4
03.09. | 5
03.09. | 6
03.09. | 7
03.09. | 8
03.09. | 9
03.09. | 10
03.09. | 11
03.09. | 12
03.09. | 13
03.09. | 14
03.09. | 15
03.09. | 16
03.09. | 17
03.09. | 18
03.09. | 19
03.09. | 20
03.09. | 21
03.09. | 22
03.09. | 23
03.09. | 24
04.09. | 1
04.09. | 2
04.09. | 3
04.09. | 4
04.09. | 5
04.09. | 6
04.09. | 7
04.09. | 8
04.09. | 9
04.09. | 10
04.09. | 11
04.09. | 12
04.09. | 13
04.09. | 14
04.09. | 15
04.09. | 16
04.09. | 17
04.09. | 18
04.09. | 19
04.09. | 20
04.09. | 21
04.09. | 22
04.09. | 23
04.09. | 24
05.09. | 1
05.09. | 2
05.09. | 3
05.09. | 4
05.09. | 5
05.09. | 6
05.09. | 7
05.09. | 8
05.09. | 9
05.09. | 10
05.09. | 11
05.09. | 12
05.09. | 13
05.09. | 14
05.09. | 15
05.09. | 16
05.09. | 17
05.09. | 18
05.09. | 19
05.09. | 20
05.09. | 21
05.09. | 22
05.09. | 23
05.09. | 24
06.09. | 1
06.09. | 2
06.09. | 3
06.09. | 4
06.09. | 5
06.09. | 6
06.09. | 7
06.09. | 8
06.09. | 9
06.09. | 10
06.09. | 11
06.09. | 12
06.09. | 13
06.09. | 14
06.09. | 15
06.09. | 16
06.09. | 17
06.09. | 18
06.09. | 19
06.09. | 20
06.09. | 21
06.09. | 22
06.09. | 23
06.09. | 24
07.09. | 1
07.09. | 2
07.09. | 3
07.09. | 4
07.09. | 5
07.09. | 6
07.09. | 7
07.09. | 8
07.09. | 9
07.09. | 10
07.09. | 11
07.09. | 12
07.09. | 13
07.09. | 14
07.09. | 15
07.09. | 16
07.09. | 17
07.09. | 18
07.09. | 19
07.09. | 20
07.09. | 21
07.09. | 22
07.09. | 23
07.09. | 24
08.09. | 1
08.09. | 2
08.09. | 3
08.09. | 4
08.09. | 5
08.09. | 6
08.09. | 7
08.09. | 8
08.09. | 9
08.09. | 10
08.09. | 11
08.09. | 12
08.09. | 13
08.09. | 14
08.09. | 15
08.09. | 16
08.09. | 17
08.09. | 18
08.09. | 19
08.09. | 20
08.09. | 21
08.09. | 22
08.09. | 23
08.09. | 24
09.09. | 1
09.09. | 2
09.09. | 3
09.09. | 4
09.09. | 5
09.09. | 6
09.09. | 7
09.09. | 8
09.09. | 9
09.09. | 10
09.09. | 11
09.09. | 12
09.09. | 13
09.09. | 14
09.09. | 15
09.09. | 16
09.09. | 17
09.09. | 18
09.09. | 19
09.09. | 20
09.09. | 21
09.09. | 22
09.09. | 23
09.09. | 24
10.09. | 1
10.09. | 2
10.09. | 3
10.09. | 4
10.09. | 5
10.09. | 6
10.09. | 7
10.09. | 8
10.09. | 9
10.09. | 10
10.09. | 11
10.09. | 12
10.09. | 13
10.09. | 14
10.09. | 15
10.09. | 16
10.09. | 17
10.09. | 18
10.09. | 19
10.09. | 20
10.09. | 21
10.09. | 22
10.09. | 23
10.09. | 24
11.09. | 1
11.09. | 2
11.09. | 3
11.09. | 4
11.09. | 5
11.09. | 6
11.09. | 7
11.09. | 8
11.09. | 9
11.09. | 10
11.09. | 11
11.09. | 12
11.09. | 13
11.09. | 14
11.09. | 15
11.09. | 16
11.09. | 17
11.09. | 18
11.09. | 19
11.09. | 20
11.09. | 21
11.09. | 22
11.09. | 23
11.09. | 24
12.09. | 1
12.09. | 2
12.09. | 3
12.09. | 4
12.09. | 5
12.09. | 6
12.09. | 7
12.09. | 8
12.09. | 9
12.09. | 10
12.09. | 11
12.09. | 12
12.09. | 13
12.09. | 14
12.09. | 15
12.09. | 16
12.09. | 17
12.09. | 18
12.09. | 19
12.09. | 20
12.09. | 21
12.09. | 22
12.09. | 23
12.09. | 24
13.09. | 1
13.09. | 2
13.09. | 3
13.09. | 4
13.09. | 5
13.09. | 6
13.09. | 7
13.09. | 8
13.09. | 9
13.09. | 10
13.09. | 11
13.09. | 12
13.09. | 13
13.09. | 14
13.09. | 15
13.09. | 16
13.09. | 17
13.09. | 18
13.09. | 19
13.09. | 20
13.09. | 21
13.09. | 22
13.09. | 23
13.09. | 24
14.09. | 1
14.09. | 2
14.09. | 3
14.09. | 4
14.09. | 5
14.09. | 6
14.09. | 7
14.09. | 8
14.09. | 9
14.09. | 10
14.09. | 11
14.09. | 12
14.09. | 13
14.09. | 14
14.09. | 15
14.09. | 16
14.09. | 17
14.09. | 18
14.09. | 19
14.09. | 20
14.09. | 21
14.09. | 22
14.09. | 23
14.09. | 24
15.09. | 1
15.09. | 2
15.09. | 3
15.09. | 4
15.09. | 5
15.09. | 6
15.09. | 7
15.09. | 8
15.09. | 9
15.09. | 10
15.09. | 11
15.09. | 12
15.09. | 13
15.09. | 14
15.09. | 15
15.09. | 16
15.09. | 17
15.09. | 18
15.09. | 19
15.09. | 20
15.09. | 21
15.09. | 22
15.09. | 23
15.09. | 24
16.09. | 1
16.09. | 2
16.09. | 3
16.09. | 4
16.09. | 5
16.09. | 6
16.09. | 7
16.09. | 8
16.09. | 9
16.09. | 10
16.09. | 11
16.09. | 12
16.09. | 13
16.09. | 14
16.09. | 15
16.09. | 16
16.09. | 17
16.09. | 18
16.09. | 19
16.09. | 20
16.09. | 21
16.09. | 22
16.09. | 23
16.09. | 24
17.09. | 1
17.09. | 2
17.09. | 3
17.09. | 4
17.09. | 5
17.09. | 6
17.09. | 7
17.09. | 8
17.09. | 9
17.09. | 10
17.09. | 11
17.09. | 12
17.09. | 13
17.09. | 14
17.09. | 15
17.09. | 16
17.09. | 17
17.09. | 18
17.09. | 19
17.09. | 20
17.09. | 21
17.09. | 22
17.09. | 23
17.09. | 24
18.09. | 1
18.09. | 2
18.09. | 3
18.09. | 4
18.09. | 5
18.09. | 6
18.09. | 7
18.09. | 8
18.09. | 9
18.09. | 10
18.09. | 11
18.09. | 12
18.09. | 13
18.09. | 14
18.09. | 15
18.09. | 16
18.09. | 17
18.09. | 18
18.09. | 19
18.09. | 20
18.09. | 21
18.09. | 22
18.09. | 23
18.09. | 24
19.09. | 1
19.09. | 2
19.09. | 3
19.09. | 4
19.09. | 5
19.09. | 6
19.09. | 7
19.09. | 8
19.09. | 9
19.09. | 10
19.09. | 11
19.09. | 12
19.09. | 13
19.09. | 14
19.09. | 15
19.09. | 16
19.09. | 17
19.09. | 18
19.09. | 19
19.09. | 20
19.09. | 21
19.09. | 22
19.09. | 23
19.09. | 24
20.09. | 1
20.09. | 2
20.09. | 3
20.09. | 4
20.09. | 5
20.09. | 6
20.09. | 7
20.09. | 8
20.09. | 9
20.09. | 10
20.09. | 11
20.09. | 12
20.09. | 13
20.09. | 14
20.09. | 15
20.09. | 16
20.09. | 17
20.09. | 18
20.09. | 19
20.09. | 20
20.09. | 21
20.09. | 22
20.09. | 23
20.09. | 24
21.09. | 1
21.09. | 2
21.09. | 3
21.09. | 4
21.09. | 5
21.09. | 6
21.09. | 7
21.09. | 8
21.09. | 9
21.09. | 10
21.09. | 11
21.09. | 12
21.09. | 13
21.09. | 14
21.09. | 15
21.09. | 16
21.09. | 17
21.09. | 18
21.09. | 19
21.09. | 20
21.09. | 21
21.09. | 22
21.09. | 23
21.09. | 24
22.09. | 1
22.09. | 2
22.09. | 3
22.09. | 4
22.09. | 5
22.09. | 6
22.09. | 7
22.09. | 8
22.09. | 9
22.09. | 10
22.09. | 11
22.09. | 12
22.09. | 13
22.09. | 14
22.09. | 15
22.09. | 16
22.09. | 17
22.09. | 18
22.09. | 19
22.09. | 20
22.09. | 21
22.09. | 22
22.09. | 23
22.09. | 24
23.09. | 1
23.09. | 2
23.09. | 3
23.09. | 4
23.09. | 5
23.09. | 6
23.09. | 7
23.09. | 8
23.09. | 9
23.09. | 10
23.09. | 11
23.09. | 12
23.09. | 13
23.09. | 14
23.09. | 15
23.09. | 16
23.09. | 17
23.09. | 18
23.09. | 19
23.09. | 20
23.09. | 21
23.09. | 22
23.09. | 23
23.09. | 24
24.09. | 1
24.09. | 2
24.09. | 3
24.09. | 4
24.09. | 5
24.09. | 6
24.09. | 7
24.09. | 8
24.09. | 9
24.09. | 10
24.09. | 11
24.09. | 12
24.09. | 13
24.09. | 14
24.09. | 15
24.09. | 16
24.09. | 17
24.09. | 18
24.09. | 19
24.09. | 20
24.09. | 21
24.09. | 22
24.09. | 23
24.09. | 24
25.09. | 1
25.09. | 2
25.09. | 3
25.09. | 4
25.09. | 5
25.09. | 6
25.09. | 7
25.09. | 8
25.09. | 9
25.09. | 10
25.09. | 11
25.09. | 12
25.09. | 13
25.09. | 14
25.09. | 15
25.09. | 16
25.09. | 17
25.09. | 18
25.09. | 19
25.09. | 20
25.09. | 21
25.09. | 22
25.09. | 23
25.09. | 24
26.09. | 1
26.09. | 2
26.09. | 3
26.09. | 4
26.09. | 5
26.09. | 6
26.09. | 7
26.09. | 8
26.09. | 9
26.09. | 10
26.09. | 11
26.09. | 12
26.09. | 13
26.09. | 14
26.09. | 15
26.09. | 16
26.09. | 17
26.09. | 18
26.09. | 19
26.09. | 20
26.09. | 21
26.09. | 22
26.09. | 23
26.09. | 24
27.09. | 1
27.09. | 2
27.09. | 3
27.09. | 4
27.09. | 5
27.09. | 6
27.09. | 7
27.09. | 8
27.09. | 9
27.09. | 10
27.09. | 11
27.09. | 12
27.09. | 13
27.09. | 14
27.09. | 15
27.09. | 16
27.09. | 17
27.09. | 18
27.09. | 19
27.09. | 20
27.09. | 21
27.09. | 22
27.09. | 23
27.09. | 24
28.09. | 1
28.09. | 2
28.09. | 3
28.09. | 4
28.09. | 5
28.09. | 6
28.09. | 7
28.09. | 8
28.09. | 9
28.09. | 10
28.09. | 11
28.09. | 12
28.09. | 13
28.09. | 14
28.09. | 15
28.09. | 16
28.09. | 17
28.09. | 18
28.09. | 19
28.09. | 20
28.09. | 21
28.09. | 22
28.09. | 23
28.09. | 24
29.09. | 1
29.09. | 2
29.09. | 3
29.09. | 4
29.09. | 5
29.09. | 6
29.09. | 7
29.09. | 8
29.09. | 9
29.09. | 10
29.09. | 11
29.09. | 12
29.09. | 13
29.09. | 14
29.09. | 15
29.09. | 16
29.09. | 17
29.09. | 18
29.09. | 19
29.09. | 20
29.09. | 21
29.09. | 22
29.09. | 23
29.09. | 24
30.09. | 1
30.09. | 2
30.09. | 3
30.09. | 4
30.09. | 5
30.09. | 6
30.09. | 7
30.09. | 8
30.09. | 9
30.09. | 10
30.09. | 11
30.09. | 12
30.09. | 13
30.09. | 14
30.09. | 15
30.09. | 16
30.09. | 17
30.09. | 18
30.09. | 19
30.09. | 20
30.09. | 21
30.09. | 22
30.09. | 23
30.09. | 24
01.10. | 1
01.10. | 2
01.10. | 3
01.10. | 4
01.10. | 5
01.10. | 6
01.10. | 7
01.10. | 8
01.10. | 9
01.10. | 10
01.10. | 11
01.10. | 12
01.10. | 13
01.10. | 14
01.10. | 15
01.10. | 16
01.10. | 17
01.10. | 18
01.10. | 19
01.10. | 20
01.10. | 21
01.10. | 22
01.10. | 23
01.10. | 24
02.10. | 1
02.10. | 2
02.10. | 3
02.10. | 4
02.10. | 5
02.10. | 6
02.10. | 7
02.10. | 8
02.10. | 9
02.10. | 10
02.10. | 11
02.10. | 12
02.10. | 13
02.10. | 14
02.10. | 15
02.10. | 16
02.10. | 17
02.10. | 18
02.10. | 19
02.10. | 20
02.10. | 21
02.10. | 22
02.10. | 23
02.10. | 24
03.10. | 1
03.10. | 2
03.10. | 3
03.10. | 4
03.10. | 5
03.10. | 6
03.10. | 7
03.10. | 8
03.10. | 9
03.10. | 10
03.10. | 11
03.10. | 12
03.10. | 13
03.10. | 14
03.10. | 15
03.10. | 16
03.10. | 17
03.10. | 18
03.10. | 19
03.10. | 20
03.10. | 21
03.10. | 22
03.10. | 23
03.10. | 24
04.10. | 1
04.10. | 2
04.10. | 3
04.10. | 4
04.10. | 5
04.10. | 6
04.10. | 7
04.10. | 8
04.10. | 9
04.10. | 10
04.10. | 11
04.10. | 12
04.10. | 13
04.10. | 14
04.10. | 15
04.10. | 16
04.10. | 17
04.10. | 18
04.10. | 19
04.10. | 20
04.10. | 21
04.10. | 22
04.10. | 23
04.10. | 24
05.10. | 1
05.10. | 2
05.10. | 3
05.10. | 4
05.10. | 5
05.10. | 6
05.10. | 7
05.10. | 8
05.10. | 9
05.10. | 10
05.10. | 11
05.10. | 12
05.10. | 13
05.10. | 14
05.10. | 15
05.10. | 16
05.10. | 17
05.10. | 18
05.10. | 19
05.10. | 20
05.10. | 21
05.10. | 22
05.10. | 23
05.10. | 24
06.10. | 1
06.10. | 2
06.10. | 3
06.10. | 4
06.10. | 5
06.10. | 6
06.10. | 7
06.10. | 8
06.10. | 9
06.10. | 10
06.10. | 11
06.10. | 12
06.10. | 13
06.10. | 14
06.10. | 15
06.10. | 16
06.10. | 17
06.10. | 18
06.10. | 19
06.10. | 20
06.10. | 21
06.10. | 22
06.10. | 23
06.10. | 24
07.10. | 1
07.10. | 2
07.10. | 3
07.10. | 4
07.10. | 5
07.10. | 6
07.10. | 7
07.10. | 8
07.10. | 9
07.10. | 10
07.10. | 11
07.10. | 12
07.10. | 13
07.10. | 14
07.10. | 15
07.10. | 16
07.10. | 17
07.10. | 18
07.10. | 19
07.10. | 20
07.10. | 21
07.10. | 22
07.10. | 23
07.10. | 24
08.10. | 1
08.10. | 2
08.10. | 3
08.10. | 4
08.10. | 5
08.10. | 6
08.10. | 7
08.10. | 8
08.10. | 9
08.10. | 10
08.10. | 11
08.10. | 12
08.10. | 13
08.10. | 14
08.10. | 15
08.10. | 16
08.10. | 17
08.10. | 18
08.10. | 19
08.10. | 20
08.10. | 21
08.10. | 22
08.10. | 23
08.10. | 24
09.10. | 1
09.10. | 2
09.10. | 3
09.10. | 4
09.10. | 5
09.10. | 6
09.10. | 7
09.10. | 8
09.10. | 9
09.10. | 10
09.10. | 11
09.10. | 12
09.10. | 13
09.10. | 14
09.10. | 15
09.10. | 16
09.10. | 17
09.10. | 18
09.10. | 19
09.10. | 20
09.10. | 21
09.10. | 22
09.10. | 23
09.10. | 24
10.10. | 1
10.10. | 2
10.10. | 3
10.10. | 4
10.10. | 5
10.10. | 6
10.10. | 7
10.10. | 8
10.10. | 9
10.10. | 10
10.10. | 11
10.10. | 12
10.10. | 13
10.10. | 14
10.10. | 15
10.10. | 16
10.10. | 17
10.10. | 18
10.10. | 19
10.10. | 20
10.10. | 21
10.10. | 22
10.10. | 23
10.10. | 24
11.10. | 1
11.10. | 2
11.10. | 3
11.10. | 4
11.10. | 5
11.10. | 6
11.10. | 7
11.10. | 8
11.10. | 9
11.10. | 10
11.10. | 11
11.10. | 12
11.10. | 13
11.10. | 14
11.10. | 15
11.10. | 16
11.10. | 17
11.10. | 18
11.10. | 19
11.10. | 20
11.10. | 21
11.10. | 22
11.10. | 23
11.10. | 24
12.10. | 1
12.10. | 2
12.10. | 3
12.10. | 4
12.10. | 5
12.10. | 6
12.10. | 7
12.10. | 8
12.10. | 9
12.10. | 10
12.10. | 11
12.10. | 12
12.10. | 13
12.10. | 14
12.10. | 15
12.10. | 16
12.10. | 17
12.10. | 18
12.10. | 19
12.10. | 20
12.10. | 21
12.10. | 22
12.10. | 23
12.10. | 24
13.10. | 1
13.10. | 2
13.10. | 3
13.10. | 4
13.10. | 5
13.10. | 6
13.10. | 7
13.10. | 8
13.10. | 9
13.10. | 10
13.10. | 11
13.10. | 12
13.10. | 13
13.10. | 14
13.10. | 15
13.10. | 16
13.10. | 17
13.10. | 18
13.10. | 19
13.10. | 20
13.10. | 21
13.10. | 22
13.10. | 23
13.10. | 24
14.10. | 1
14.10. | 2
14.10. | 3
14.10. | 4
14.10. | 5
14.10. | 6
14.10. | 7
14.10. | 8
14.10. | 9
14.10. | 10
14.10. | 11
14.10. | 12
14.10. | 13
14.10. | 14
14.10. | 15
14.10. | 16
14.10. | 17
14.10. | 18
14.10. | 19
14.10. | 20
14.10. | 21
14.10. | 22
14.10. | 23
14.10. | 24
15.10. | 1
15.10. | 2
15.10. | 3
15.10. | 4
15.10. | 5
15.10. | 6
15.10. | 7
15.10. | 8
15.10. | 9
15.10. | 10
15.10. | 11
15.10. | 12
15.10. | 13
15.10. | 14
15.10. | 15
15.10. | 16
15.10. | 17
15.10. | 18
15.10. | 19
15.10. | 20
15.10. | 21
15.10. | 22
15.10. | 23
15.10. | 24
16.10. | 1
16.10. | 2
16.10. | 3
16.10. | 4
16.10. | 5
16.10. | 6
16.10. | 7
16.10. | 8
16.10. | 9
16.10. | 10
16.10. | 11
16.10. | 12
16.10. | 13
16.10. | 14
16.10. | 15
16.10. | 16
16.10. | 17
16.10. | 18
16.10. | 19
16.10. | 20
16.10. | 21
16.10. | 22
16.10. | 23
16.10. | 24
17.10. | 1
17.10. | 2
17.10. | 3
17.10. | 4
17.10. | 5
17.10. | 6
17.10. | 7
17.10. | 8
17.10. | 9
17.10. | 10
17.10. | 11
17.10. | 12
17.10. | 13
17.10. | 14
17.10. | 15
17.10. | 16
17.10. | 17
17.10. | 18
17.10. | 19
17.10. | 20
17.10. | 21
17.10. | 22
17.10. | 23
17.10. | 24
18.10. | 1
18.10. | 2
18.10. | 3
18.10. | 4
18.10. | 5
18.10. | 6
18.10. | 7
18.10. | 8
18.10. | 9
18.10. | 10
18.10. | 11
18.10. | 12
18.10. | 13
18.10. | 14
18.10. | 15
18.10. | 16
18.10. | 17
18.10. | 18
18.10. | 19
18.10. | 20
18.10. | 21
18.10. | 22
18.10. | 23
18.10. | 24
19.10. | 1
19.10. | 2
19.10. | 3
19.10. | 4
19.10. | 5
19.10. | 6
19.10. | 7
19.10. | 8
19.10. | 9
19.10. | 10
19.10. | 11
19.10. | 12
19.10. | 13
19.10. | 14
19.10. | 15
19.10. | 16
19.10. | 17
19.10. | 18
19.10. | 19
19.10. | 20
19.10. | 21
19.10. | 22
19.10. | 23
19.10. | 24
20.10. | 1
20.10. | 2
20.10. | 3
20.10. | 4
20.10. | 5
20.10. | 6
20.10. | 7
20.10. | 8
20.10. | 9
20.10. | 10
20.10. | 11
20.10. | 12
20.10. | 13
20.10. | 14
20.10. | 15
20.10. | 16
20.10. | 17
20.10. | 18
20.10. | 19
20.10. | 20
20.10. | 21
20.10. | 22
20.10. | 23
20.10. | 24
21.10. | 1
21.10. | 2
21.10. | 3
21.10. | 4
21.10. | 5
21.10. | 6
21.10. | 7
21.10. | 8
21.10. | 9
21.10. | 10
21.10. | 11
21.10. | 12
21.10. | 13
21.10. | 14
21.10. | 15
21.10. | 16
21.10. | 17
21.10. | 18
21.10. | 19
21.10. | 20
21.10. | 21
21.10. | 22
21.10. | 23
21.10. | 24
22.10. | 1
22.10. | 2
22.10. | 3
22.10. | 4
22.10. | 5
22.10. | 6
22.10. | 7
22.10. | 8
22.10. | 9
22.10. | 10
22.10. | 11
22.10. | 12
22.10. | 13
22.10. | 14
22.10. | 15
22.10. | 16
22.10. | 17
22.10. | 18
22.10. | 19
22.10. | 20
22.10. | 21
22.10. | 22
22.10. | 23
22.10. | 24
23.10. | 1
23.10. | 2
23.10. | 3
23.10. | 4
23.10. | 5
23.10. | 6
23.10. | 7
23.10. | 8
23.10. | 9
23.10. | 10
23.10. | 11
23.10. | 12
23.10. | 13
23.10. | 14
23.10. | 15
23.10. | 16
23.10. | 17
23.10. | 18
23.10. | 19
23.10. | 20
23.10. | 21
23.10. | 22
23.10. | 23
23.10. | 24
24.10. | 1
24.10. | 2
24.10. | 3
24.10. | 4
24.10. | 5
24.10. | 6
24.10. | 7
24.10. | 8
24.10. | 9
24.10. | 10
24.10. | 11
24.10. | 12
24.10. | 13
24.10. | 14
24.10. | 15
24.10. | 16
24.10. | 17
24.10. | 18
24.10. | 19
24.10. | 20
24.10. | 21
24.10. | 22
24.10. | 23
24.10. | 24
25.10. | 1
25.10. | 2
25.10. | 3
25.10. | 4
25.10. | 5
25.10. | 6
25.10. | 7
25.10. | 8
25.10. | 9
25.10. | 10
25.10. | 11
25.10. | 12
25.10. | 13
25.10. | 14
25.10. | 15
25.10. | 16
25.10. | 17
25.10. | 18
25.10. | 19
25.10. | 20
25.10. | 21
25.10. | 22
25.10. | 23
25.10. | 24
26.10. | 1
26.10. | 2
26.10. | 3
26.10. | 4
26.10. | 5
26.10. | 6
26.10. | 7
26.10. | 8
26.10. | 9
26.10. | 10
26.10. | 11
26.10. | 12
26.10. | 13
26.10. | 14
26.10. | 15
26.10. | 16
26.10. | 17
26.10. | 18
26.10. | 19
26.10. | 20
26.10. | 21
26.10. | 22
26.10. | 23
26.10. | 24
27.10. | 1
27.10. | 2
27.10. | 3
27.10. | 4
27.10. | 5
27.10. | 6
27.10. | 7
27.10. | 8
27.10. | 9
27.10. | 10
27.10. | 11
27.10. | 12
27.10. | 13
27.10. | 14
27.10. | 15
27.10. | 16
27.10. | 17
27.10. | 18
27.10. | 19
27.10. | 20
27.10. | 21
27.10. | 22
27.10. | 23
27.10. | 24
28.10. | 1
28.10. | 2
28.10. | 3
28.10. | 4
28.10. | 5
28.10. | 6
28.10. | 7
28.10. | 8
28.10. | 9
28.10. | 10
28.10. | 11
28.10. | 12
28.10. | 13
28.10. | 14
28.10. | 15
28.10. | 16
28.10. | 17
28.10. | 18
28.10. | 19
28.10. | 20
28.10. | 21
28.10. | 22
28.10. | 23
28.10. | 24
29.10. | 1
29.10. | 2
29.10. | 3
29.10. | 4
29.10. | 5
29.10. | 6
29.10. | 7
29.10. | 8
29.10. | 9
29.10. | 10
29.10. | 11
29.10. | 12
29.10. | 13
29.10. | 14
29.10. | 15
29.10. | 16
29.10. | 17
29.10. | 18
29.10. | 19
29.10. | 20
29.10. | 21
29.10. | 22
29.10. | 23
29.10. | 24
30.10. | 1
30.10. | 2
30.10. | 3
30.10. | 4
30.10. | 5
30.10. | 6
30.10. | 7
30.10. | 8
30.10. | 9
30.10. | 10
30.10. | 11
30.10. | 12
30.10. | 13
30.10. | 14
30.10. | 15
30.10. | 16
30.10. | 17
30.10. | 18
30.10. | 19
30.10. | 20
30.10. | 21
30.10. | 22
30.10. | 23
30.10. | 24
31.10. | 1
31.10. | 2
31.10. | 3
31.10. | 4
31.10. | 5
31.10. | 6
31.10. | 7
31.10. | 8
31.10. | 9
31.10. | 10
31.10. | 11
31.10. | 12
31.10. | 13
31.10. | 14
31.10. | 15
31.10. | 16
31.10. | 17
31.10. | 18
31.10. | 19
31.10. | 20
31.10. | 21
31.10. | 22
31.10. | 23
31.10. | 24
01.11. | 1
01.11. | 2
01.11. | 3
01.11. | 4
01.11. | 5
01.11. | 6
01.11. | 7
01.11. | 8
01.11. | 9
01.11. | 10
01.11. | 11
01.11. | 12
01.11. | 13
01.11. | 14
01.11. | 15
01.11. | 16
01.11. | 17
01.11. | 18
01.11. | 19
01.11. | 20
01.11. | 21
01.11. | 22
01.11. | 23
01.11. | 24
02.11. | 1
02.11. | 2
02.11. | 3
02.11. | 4
02.11. | 5
02.11. | 6
02.11. | 7
02.11. | 8
02.11. | 9
02.11. | 10
02.11. | 11
02.11. | 12
02.11. | 13
02.11. | 14
02.11. | 15
02.11. | 16
02.11. | 17
02.11. | 18
02.11. | 19
02.11. | 20
02.11. | 21
02.11. | 22
02.11. | 23
02.11. | 24
03.11. | 1
03.11. | 2
03.11. | 3
03.11. | 4
03.11. | 5
03.11. | 6
03.11. | 7
03.11. | 8
03.11. | 9
03.11. | 10
03.11. | 11
03.11. | 12
03.11. | 13
03.11. | 14
03.11. | 15
03.11. | 16
03.11. | 17
03.11. | 18
03.11. | 19
03.11. | 20
03.11. | 21
03.11. | 22
03.11. | 23
03.11. | 24
04.11. | 1
04.11. | 2
04.11. | 3
04.11. | 4
04.11. | 5
04.11. | 6
04.11. | 7
04.11. | 8
04.11. | 9
04.11. | 10
04.11. | 11
04.11. | 12
04.11. | 13
04.11. | 14
04.11. | 15
04.11. | 16
04.11. | 17
04.11. | 18
04.11. | 19
04.11. | 20
04.11. | 21
04.11. | 22
04.11. | 23
04.11. | 24
05.11. | 1
05.11. | 2
05.11. | 3
05.11. | 4
05.11. | 5
05.11. | 6
05.11. | 7
05.11. | 8
05.11. | 9
05.11. | 10
05.11. | 11
05.11. | 12
05.11. | 13
05.11. | 14
05.11. | 15
05.11. | 16
05.11. | 17
05.11. | 18
05.11. | 19
05.11. | 20
05.11. | 21
05.11. | 22
05.11. | 23
05.11. | 24
06.11. | 1
06.11. | 2
06.11. | 3
06.11. | 4
06.11. | 5
06.11. | 6
06.11. | 7
06.11. | 8
06.11. | 9
06.11. | 10
06.11. | 11
06.11. | 12
06.11. | 13
06.11. | 14
06.11. | 15
06.11. | 16
06.11. | 17
06.11. | 18
06.11. | 19
06.11. | 20
06.11. | 21
06.11. | 22
06.11. | 23
06.11. | 24
07.11. | 1
07.11. | 2
07.11. | 3
07.11. | 4
07.11. | 5
07.11. | 6
07.11. | 7
07.11. | 8
07.11. | 9
07.11. | 10
07.11. | 11
07.11. | 12
07.11. | 13
07.11. | 14
07.11. | 15
07.11. | 16
07.11. | 17
07.11. | 18
07.11. | 19
07.11. | 20
07.11. | 21
07.11. | 22
07.11. | 23
07.11. | 24
08.11. | 1
08.11. | 2
08.11. | 3
08.11. | 4
08.11. | 5
08.11. | 6
08.11. | 7
08.11. | 8
08.11. | 9
08.11. | 10
08.11. | 11
08.11. | 12
08.11. | 13
08.11. | 14
08.11. | 15
08.11. | 16
08.11. | 17
08.11. | 18
08.11. | 19
08.11. | 20
08.11. | 21
08.11. | 22
08.11. | 23
08.11. | 24
09.11. | 1
09.11. | 2
09.11. | 3
09.11. | 4
09.11. | 5
09.11. | 6
09.11. | 7
09.11. | 8
09.11. | 9
09.11. | 10
09.11. | 11
09.11. | 12
09.11. | 13
09.11. | 14
09.11. | 15
09.11. | 16
09.11. | 17
09.11. | 18
09.11. | 19
09.11. | 20
09.11. | 21
09.11. | 22
09.11. | 23
09.11. | 24
10.11. | 1
10.11. | 2
10.11. | 3
10.11. | 4
10.11. | 5
10.11. | 6
10.11. | 7
10.11. | 8
10.11. | 9
10.11. | 10
10.11. | 11
10.11. | 12
10.11. | 13
10.11. | 14
10.11. | 15
10.11. | 16
10.11. | 17
10.11. | 18
10.11. | 19
10.11. | 20
10.11. | 21
10.11. | 22
10.11. | 23
10.11. | 24
11.11. | 1
11.11. | 2
11.11. | 3
11.11. | 4
11.11. | 5
11.11. | 6
11.11. | 7
11.11. | 8
11.11. | 9
11.11. | 10
11.11. | 11
11.11. | 12
11.11. | 13
11.11. | 14
11.11. | 15
11.11. | 16
11.11. | 17
11.11. | 18
11.11. | 19
11.11. | 20
11.11. | 21
11.11. | 22
11.11. | 23
11.11. | 24
12.11. | 1
12.11. | 2
12.11. | 3
12.11. | 4
12.11. | 5
12.11. | 6
12.11. | 7
12.11. | 8
12.11. | 9
12.11. | 10
12.11. | 11
12.11. | 12
12.11. | 13
12.11. | 14
12.11. | 15
12.11. | 16
12.11. | 17
12.11. | 18
12.11. | 19
12.11. | 20
12.11. | 21
12.11. | 22
12.11. | 23
12.11. | 24
13.11. | 1
13.11. | 2
13.11. | 3
13.11. | 4
13.11. | 5
13.11. | 6
13.11. | 7
13.11. | 8
13.11. | 9
13.11. | 10
13.11. | 11
13.11. | 12
13.11. | 13
13.11. | 14
13.11. | 15
13.11. | 16
13.11. | 17
13.11. | 18
13.11. | 19
13.11. | 20
13.11. | 21
13.11. | 22
13.11. | 23
13.11. | 24
14.11. | 1
14.11. | 2
14.11. | 3
14.11. | 4
14.11. | 5
14.11. | 6
14.11. | 7
14.11. | 8
14.11. | 9
14.11. | 10
14.11. | 11
14.11. | 12
14.11. | 13
14.11. | 14
14.11. | 15
14.11. | 16
14.11. | 17
14.11. | 18
14.11. | 19
14.11. | 20
14.11. | 21
14.11. | 22
14.11. | 23
14.11. | 24
15.11. | 1
15.11. | 2
15.11. | 3
15.11. | 4
15.11. | 5
15.11. | 6
15.11. | 7
15.11. | 8
15.11. | 9
15.11. | 10
15.11. | 11
15.11. | 12
15.11. | 13
15.11. | 14
15.11. | 15
15.11. | 16
15.11. | 17
15.11. | 18
15.11. | 19
15.11. | 20
15.11. | 21
15.11. | 22
15.11. | 23
15.11. | 24
16.11. | 1
16.11. | 2
16.11. | 3
16.11. | 4
16.11. | 5
16.11. | 6
16.11. | 7
16.11. | 8
16.11. | 9
16.11. | 10
16.11. | 11
16.11. | 12
16.11. | 13
16.11. | 14
16.11. | 15
16.11. | 16
16.11. | 17
16.11. | 18
16.11. | 19
16.11. | 20
16.11. | 21
16.11. | 22
16.11. | 23
16.11. | 24
17.11. | 1
17.11. | 2
17.11. | 3
17.11. | 4
17.11. | 5
17.11. | 6
17.11. | 7
17.11. | 8
17.11. | 9
17.11. | 10
17.11. | 11
17.11. | 12
17.11. | 13
17.11. | 14
17.11. | 15
17.11. | 16
17.11. | 17
17.11. | 18
17.11. | 19
17.11. | 20
17.11. | 21
17.11. | 22
17.11. | 23
17.11. | 24
18.11. | 1
18.11. | 2
18.11. | 3
18.11. | 4
18.11. | 5
18.11. | 6
18.11. | 7
18.11. | 8
18.11. | 9
18.11. | 10
18.11. | 11
18.11. | 12
18.11. | 13
18.11. | 14
18.11. | 15
18.11. | 16
18.11. | 17
18.11. | 18
18.11. | 19
18.11. | 20
18.11. | 21
18.11. | 22
18.11. | 23
18.11. | 24
19.11. | 1
19.11. | 2
19.11. | 3
19.11. | 4
19.11. | 5
19.11. | 6
19.11. | 7
19.11. | 8
19.11. | 9
19.11. | 10
19.11. | 11
19.11. | 12
19.11. | 13
19.11. | 14
19.11. | 15
19.11. | 16
19.11. | 17
19.11. | 18
19.11. | 19
19.11. | 20
19.11. | 21
19.11. | 22
19.11. | 23
19.11. | 24
20.11. | 1
20.11. | 2
20.11. | 3
20.11. | 4
20.11. | 5
20.11. | 6
20.11. | 7
20.11. | 8
20.11. | 9
20.11. | 10
20.11. | 11
20.11. | 12
20.11. | 13
20.11. | 14
20.11. | 15
20.11. | 16
20.11. | 17
20.11. | 18
20.11. | 19
20.11. | 20
20.11. | 21
20.11. | 22
20.11. | 23
20.11. | 24
21.11. | 1
21.11. | 2
21.11. | 3
21.11. | 4
21.11. | 5
21.11. | 6
21.11. | 7
21.11. | 8
21.11. | 9
21.11. | 10
21.11. | 11
21.11. | 12
21.11. | 13
21.11. | 14
21.11. | 15
21.11. | 16
21.11. | 17
21.11. | 18
21.11. | 19
21.11. | 20
21.11. | 21
21.11. | 22
21.11. | 23
21.11. | 24
22.11. | 1
22.11. | 2
22.11. | 3
22.11. | 4
22.11. | 5
22.11. | 6
22.11. | 7
22.11. | 8
22.11. | 9
22.11. | 10
22.11. | 11
22.11. | 12
22.11. | 13
22.11. | 14
22.11. | 15
22.11. | 16
22.11. | 17
22.11. | 18
22.11. | 19
22.11. | 20
22.11. | 21
22.11. | 22
22.11. | 23
22.11. | 24
23.11. | 1
23.11. | 2
23.11. | 3
23.11. | 4
23.11. | 5
23.11. | 6
23.11. | 7
23.11. | 8
23.11. | 9
23.11. | 10
23.11. | 11
23.11. | 12
23.11. | 13
23.11. | 14
23.11. | 15
23.11. | 16
23.11. | 17
23.11. | 18
23.11. | 19
23.11. | 20
23.11. | 21
23.11. | 22
23.11. | 23
23.11. | 24
24.11. | 1
24.11. | 2
24.11. | 3
24.11. | 4
24.11. | 5
24.11. | 6
24.11. | 7
24.11. | 8
24.11. | 9
24.11. | 10
24.11. | 11
24.11. | 12
24.11. | 13
24.11. | 14
24.11. | 15
24.11. | 16
24.11. | 17
24.11. | 18
24.11. | 19
24.11. | 20
24.11. | 21
24.11. | 22
24.11. | 23
24.11. | 24
25.11. | 1
25.11. | 2
25.11. | 3
25.11. | 4
25.11. | 5
25.11. | 6
25.11. | 7
25.11. | 8
25.11. | 9
25.11. | 10
25.11. | 11
25.11. | 12
25.11. | 13
25.11. | 14
25.11. | 15
25.11. | 16
25.11. | 17
25.11. | 18
25.11. | 19
25.11. | 20
25.11. | 21
25.11. | 22
25.11. | 23
25.11. | 24
26.11. | 1
26.11. | 2
26.11. | 3
26.11. | 4
26.11. | 5
26.11. | 6
26.11. | 7
26.11. | 8
26.11. | 9
26.11. | 10
26.11. | 11
26.11. | 12
26.11. | 13
26.11. | 14
26.11. | 15
26.11. | 16
26.11. | 17
26.11. | 18
26.11. | 19
26.11. | 20
26.11. | 21
26.11. | 22
26.11. | 23
26.11. | 24
27.11. | 1
27.11. | 2
27.11. | 3
27.11. | 4
27.11. | 5
27.11. | 6
27.11. | 7
27.11. | 8
27.11. | 9
27.11. | 10
27.11. | 11
27.11. | 12
27.11. | 13
27.11. | 14
27.11. | 15
27.11. | 16
27.11. | 17
27.11. | 18
27.11. | 19
27.11. | 20
27.11. | 21
27.11. | 22
27.11. | 23
27.11. | 24
28.11. | 1
28.11. | 2
28.11. | 3
28.11. | 4
28.11. | 5
28.11. | 6
28.11. | 7
28.11. | 8
28.11. | 9
28.11. | 10
28.11. | 11
28.11. | 12
28.11. | 13
28.11. | 14
28.11. | 15
28.11. | 16
28.11. | 17
28.11. | 18
28.11. | 19
28.11. | 20
28.11. | 21
28.11. | 22
28.11. | 23
28.11. | 24
29.11. | 1
29.11. | 2
29.11. | 3
29.11. | 4
29.11. | 5
29.11. | 6
29.11. | 7
29.11. | 8
29.11. | 9
29.11. | 10
29.11. | 11
29.11. | 12
29.11. | 13
29.11. | 14
29.11. | 15
29.11. | 16
29.11. | 17
29.11. | 18
29.11. | 19
29.11. | 20
29.11. | 21
29.11. | 22
29.11. | 23
29.11. | 24
30.11. | 1
30.11. | 2
30.11. | 3
30.11. | 4
30.11. | 5
30.11. | 6
30.11. | 7
30.11. | 8
30.11. | 9
30.11. | 10
30.11. | 11
30.11. | 12
30.11. | 13
30.11. | 14
30.11. | 15
30.11. | 16
30.11. | 17
30.11. | 18
30.11. | 19
30.11. | 20
30.11. | 21
30.11. | 22
30.11. | 23
30.11. | 24
01.12. | 1
01.12. | 2
01.12. | 3
01.12. | 4
01.12. | 5
01.12. | 6
01.12. | 7
01.12. | 8
01.12. | 9
01.12. | 10
01.12. | 11
01.12. | 12
01.12. | 13
01.12. | 14
01.12. | 15
01.12. | 16
01.12. | 17
01.12. | 18
01.12. | 19
01.12. | 20
01.12. | 21
01.12. | 22
01.12. | 23
01.12. | 24
02.12. | 1
02.12. | 2
02.12. | 3
02.12. | 4
02.12. | 5
02.12. | 6
02.12. | 7
02.12. | 8
02.12. | 9
02.12. | 10
02.12. | 11
02.12. | 12
02.12. | 13
02.12. | 14
02.12. | 15
02.12. | 16
02.12. | 17
02.12. | 18
02.12. | 19
02.12. | 20
02.12. | 21
02.12. | 22
02.12. | 23
02.12. | 24
03.12. | 1
03.12. | 2
03.12. | 3
03.12. | 4
03.12. | 5
03.12. | 6
03.12. | 7
03.12. | 8
03.12. | 9
03.12. | 10
03.12. | 11
03.12. | 12
03.12. | 13
03.12. | 14
03.12. | 15
03.12. | 16
03.12. | 17
03.12. | 18
03.12. | 19
03.12. | 20
03.12. | 21
03.12. | 22
03.12. | 23
03.12. | 24
04.12. | 1
04.12. | 2
04.12. | 3
04.12. | 4
04.12. | 5
04.12. | 6
04.12. | 7
04.12. | 8
04.12. | 9
04.12. | 10
04.12. | 11
04.12. | 12
04.12. | 13
04.12. | 14
04.12. | 15
04.12. | 16
04.12. | 17
04.12. | 18
04.12. | 19
04.12. | 20
04.12. | 21
04.12. | 22
04.12. | 23
04.12. | 24
05.12. | 1
05.12. | 2
05.12. | 3
05.12. | 4
05.12. | 5
05.12. | 6
05.12. | 7
05.12. | 8
05.12. | 9
05.12. | 10
05.12. | 11
05.12. | 12
05.12. | 13
05.12. | 14
05.12. | 15
05.12. | 16
05.12. | 17
05.12. | 18
05.12. | 19
05.12. | 20
05.12. | 21
05.12. | 22
05.12. | 23
05.12. | 24
06.12. | 1
06.12. | 2
06.12. | 3
06.12. | 4
06.12. | 5
06.12. | 6
06.12. | 7
06.12. | 8
06.12. | 9
06.12. | 10
06.12. | 11
06.12. | 12
06.12. | 13
06.12. | 14
06.12. | 15
06.12. | 16
06.12. | 17
06.12. | 18
06.12. | 19
06.12. | 20
06.12. | 21
06.12. | 22
06.12. | 23
06.12. | 24
07.12. | 1
07.12. | 2
07.12. | 3
07.12. | 4
07.12. | 5
07.12. | 6
07.12. | 7
07.12. | 8
07.12. | 9
07.12. | 10
07.12. | 11
07.12. | 12
07.12. | 13
07.12. | 14
07.12. | 15
07.12. | 16
07.12. | 17
07.12. | 18
07.12. | 19
07.12. | 20
07.12. | 21
07.12. | 22
07.12. | 23
07.12. | 24
08.12. | 1
08.12. | 2
08.12. | 3
08.12. | 4
08.12. | 5
08.12. | 6
08.12. | 7
08.12. | 8
08.12. | 9
08.12. | 10
08.12. | 11
08.12. | 12
08.12. | 13
08.12. | 14
08.12. | 15
08.12. | 16
08.12. | 17
08.12. | 18
08.12. | 19
08.12. | 20
08.12. | 21
08.12. | 22
08.12. | 23
08.12. | 24
09.12. | 1
09.12. | 2
09.12. | 3
09.12. | 4
09.12. | 5
09.12. | 6
09.12. | 7
09.12. | 8
09.12. | 9
09.12. | 10
09.12. | 11
09.12. | 12
09.12. | 13
09.12. | 14
09.12. | 15
09.12. | 16
09.12. | 17
09.12. | 18
09.12. | 19
09.12. | 20
09.12. | 21
09.12. | 22
09.12. | 23
09.12. | 24
10.12. | 1
10.12. | 2
10.12. | 3
10.12. | 4
10.12. | 5
10.12. | 6
10.12. | 7
10.12. | 8
10.12. | 9
10.12. | 10
10.12. | 11
10.12. | 12
10.12. | 13
10.12. | 14
10.12. | 15
10.12. | 16
10.12. | 17
10.12. | 18
10.12. | 19
10.12. | 20
10.12. | 21
10.12. | 22
10.12. | 23
10.12. | 24
11.12. | 1
11.12. | 2
11.12. | 3
11.12. | 4
11.12. | 5
11.12. | 6
11.12. | 7
11.12. | 8
11.12. | 9
11.12. | 10
11.12. | 11
11.12. | 12
11.12. | 13
11.12. | 14
11.12. | 15
11.12. | 16
11.12. | 17
11.12. | 18
11.12. | 19
11.12. | 20
11.12. | 21
11.12. | 22
11.12. | 23
11.12. | 24
12.12. | 1
12.12. | 2
12.12. | 3
12.12. | 4
12.12. | 5
12.12. | 6
12.12. | 7
12.12. | 8
12.12. | 9
12.12. | 10
12.12. | 11
12.12. | 12
12.12. | 13
12.12. | 14
12.12. | 15
12.12. | 16
12.12. | 17
12.12. | 18
12.12. | 19
12.12. | 20
12.12. | 21
12.12. | 22
12.12. | 23
12.12. | 24
13.12. | 1
13.12. | 2
13.12. | 3
13.12. | 4
13.12. | 5
13.12. | 6
13.12. | 7
13.12. | 8
13.12. | 9
13.12. | 10
13.12. | 11
13.12. | 12
13.12. | 13
13.12. | 14
13.12. | 15
13.12. | 16
13.12. | 17
13.12. | 18
13.12. | 19
13.12. | 20
13.12. | 21
13.12. | 22
13.12. | 23
13.12. | 24
14.12. | 1
14.12. | 2
14.12. | 3
14.12. | 4
14.12. | 5
14.12. | 6
14.12. | 7
14.12. | 8
14.12. | 9
14.12. | 10
14.12. | 11
14.12. | 12
14.12. | 13
14.12. | 14
14.12. | 15
14.12. | 16
14.12. | 17
14.12. | 18
14.12. | 19
14.12. | 20
14.12. | 21
14.12. | 22
14.12. | 23
14.12. | 24
15.12. | 1
15.12. | 2
15.12. | 3
15.12. | 4
15.12. | 5
15.12. | 6
15.12. | 7
15.12. | 8
15.12. | 9
15.12. | 10
15.12. | 11
15.12. | 12
15.12. | 13
15.12. | 14
15.12. | 15
15.12. | 16
15.12. | 17
15.12. | 18
15.12. | 19
15.12. | 20
15.12. | 21
15.12. | 22
15.12. | 23
15.12. | 24
16.12. | 1
16.12. | 2
16.12. | 3
16.12. | 4
16.12. | 5
16.12. | 6
16.12. | 7
16.12. | 8
16.12. | 9
16.12. | 10
16.12. | 11
16.12. | 12
16.12. | 13
16.12. | 14
16.12. | 15
16.12. | 16
16.12. | 17
16.12. | 18
16.12. | 19
16.12. | 20
16.12. | 21
16.12. | 22
16.12. | 23
16.12. | 24
17.12. | 1
17.12. | 2
17.12. | 3
17.12. | 4
17.12. | 5
17.12. | 6
17.12. | 7
17.12. | 8
17.12. | 9
17.12. | 10
17.12. | 11
17.12. | 12
17.12. | 13
17.12. | 14
17.12. | 15
17.12. | 16
17.12. | 17
17.12. | 18
17.12. | 19
17.12. | 20
17.12. | 21
17.12. | 22
17.12. | 23
17.12. | 24
18.12. | 1
18.12. | 2
18.12. | 3
18.12. | 4
18.12. | 5
18.12. | 6
18.12. | 7
18.12. | 8
18.12. | 9
18.12. | 10
18.12. | 11
18.12. | 12
18.12. | 13
18.12. | 14
18.12. | 15
18.12. | 16
18.12. | 17
18.12. | 18
18.12. | 19
18.12. | 20
18.12. | 21
18.12. | 22
18.12. | 23
18.12. | 24
19.12. | 1
19.12. | 2
19.12. | 3
19.12. | 4
19.12. | 5
19.12. | 6
19.12. | 7
19.12. | 8
19.12. | 9
19.12. | 10
19.12. | 11
19.12. | 12
19.12. | 13
19.12. | 14
19.12. | 15
19.12. | 16
19.12. | 17
19.12. | 18
19.12. | 19
19.12. | 20
19.12. | 21
19.12. | 22
19.12. | 23
19.12. | 24
20.12. | 1
20.12. | 2
20.12. | 3
20.12. | 4
20.12. | 5
20.12. | 6
20.12. | 7
20.12. | 8
20.12. | 9
20.12. | 10
20.12. | 11
20.12. | 12
20.12. | 13
20.12. | 14
20.12. | 15
20.12. | 16
20.12. | 17
20.12. | 18
20.12. | 19
20.12. | 20
20.12. | 21
20.12. | 22
20.12. | 23
20.12. | 24
21.12. | 1
21.12. | 2
21.12. | 3
21.12. | 4
21.12. | 5
21.12. | 6
21.12. | 7
21.12. | 8
21.12. | 9
21.12. | 10
21.12. | 11
21.12. | 12
21.12. | 13
21.12. | 14
21.12. | 15
21.12. | 16
21.12. | 17
21.12. | 18
21.12. | 19
21.12. | 20
21.12. | 21
21.12. | 22
21.12. | 23
21.12. | 24
22.12. | 1
22.12. | 2
22.12. | 3
22.12. | 4
22.12. | 5
22.12. | 6
22.12. | 7
22.12. | 8
22.12. | 9
22.12. | 10
22.12. | 11
22.12. | 12
22.12. | 13
22.12. | 14
22.12. | 15
22.12. | 16
22.12. | 17
22.12. | 18
22.12. | 19
22.12. | 20
22.12. | 21
22.12. | 22
22.12. | 23
22.12. | 24
23.12. | 1
23.12. | 2
23.12. | 3
23.12. | 4
23.12. | 5
23.12. | 6
23.12. | 7
23.12. | 8
23.12. | 9
23.12. | 10
23.12. | 11
23.12. | 12
23.12. | 13
23.12. | 14
23.12. | 15
23.12. | 16
23.12. | 17
23.12. | 18
23.12. | 19
23.12. | 20
23.12. | 21
23.12. | 22
23.12. | 23
23.12. | 24
24.12. | 1
24.12. | 2
24.12. | 3
24.12. | 4
24.12. | 5
24.12. | 6
24.12. | 7
24.12. | 8
24.12. | 9
24.12. | 10
24.12. | 11
24.12. | 12
24.12. | 13
24.12. | 14
24.12. | 15
24.12. | 16
24.12. | 17
24.12. | 18
24.12. | 19
24.12. | 20
24.12. | 21
24.12. | 22
24.12. | 23
24.12. | 24
25.12. | 1
25.12. | 2
25.12. | 3
25.12. | 4
25.12. | 5
25.12. | 6
25.12. | 7
25.12. | 8
25.12. | 9
25.12. | 10
25.12. | 11
25.12. | 12
25.12. | 13
25.12. | 14
25.12. | 15
25.12. | 16
25.12. | 17
25.12. | 18
25.12. | 19
25.12. | 20
25.12. | 21
25.12. | 22
25.12. | 23
25.12. | 24
26.12. | 1
26.12. | 2
26.12. | 3
26.12. | 4
26.12. | 5
26.12. | 6
26.12. | 7
26.12. | 8
26.12. | 9
26.12. | 10
26.12. | 11
26.12. | 12
26.12. | 13
26.12. | 14
26.12. | 15
26.12. | 16
26.12. | 17
26.12. | 18
26.12. | 19
26.12. | 20
26.12. | 21
26.12. | 22
26.12. | 23
26.12. | 24
27.12. | 1
27.12. | 2
27.12. | 3
27.12. | 4
27.12. | 5
27.12. | 6
27.12. | 7
27.12. | 8
27.12. | 9
27.12. | 10
27.12. | 11
27.12. | 12
27.12. | 13
27.12. | 14
27.12. | 15
27.12. | 16
27.12. | 17
27.12. | 18
27.12. | 19
27.12. | 20
27.12. | 21
27.12. | 22
27.12. | 23
27.12. | 24
28.12. | 1
28.12. | 2
28.12. | 3
28.12. | 4
28.12. | 5
28.12. | 6
28.12. | 7
28.12. | 8
28.12. | 9
28.12. | 10
28.12. | 11
28.12. | 12
28.12. | 13
28.12. | 14
28.12. | 15
28.12. | 16
28.12. | 17
28.12. | 18
28.12. | 19
28.12. | 20
28.12. | 21
28.12. | 22
28.12. | 23
28.12. | 24
29.12. | 1
29.12. | 2
29.12. | 3
29.12. | 4
29.12. | 5
29.12. | 6
29.12. | 7
29.12. | 8
29.12. | 9
29.12. | 10
29.12. | 11
29.12. | 12
29.12. | 13
29.12. | 14
29.12. | 15
29.12. | 16
29.12. | 17
29.12. | 18
29.12. | 19
29.12. | 20
29.12. | 21
29.12. | 22
29.12. | 23
29.12. | 24
30.12. | 1
30.12. | 2
30.12. | 3
30.12. | 4
30.12. | 5
30.12. | 6
30.12. | 7
30.12. | 8
30.12. | 9
30.12. | 10
30.12. | 11
30.12. | 12
30.12. | 13
30.12. | 14
30.12. | 15
30.12. | 16
30.12. | 17
30.12. | 18
30.12. | 19
30.12. | 20
30.12. | 21
30.12. | 22
30.12. | 23
30.12. | 24
31.12. | 1
31.12. | 2
31.12. | 3
31.12. | 4
31.12. | 5
31.12. | 6
31.12. | 7
31.12. | 8
31.12. | 9
31.12. | 10
31.12. | 11
31.12. | 12
31.12. | 13
31.12. | 14
31.12. | 15
31.12. | 16
31.12. | 17
31.12. | 18
31.12. | 19
31.12. | 20
31.12. | 21
31.12. | 22
31.12. | 23
31.12. | 24

## Reserves
ENTSO-E Market Modelling Database: Reserves
Country:
Market Node: | SK00
Year:
Climate year
Scenario
Frequency Containment Reserves (FCR)
Total Market Node Requirement | [MW] | 0
FCR that need to be made available by thermal unit commitment (already net with generating capacities on Thermal sheet, not causing additional commitment on Thermal units apart from what highlighted in the unit-by-unit Thermal sheet) | [MW]
Provided by HYDRO - Reserve that should be procured by further constraining the 'Maximum generation' of either Reservoir either Pumped Storage | [MW] | 0
Reserve available from Demand (reduction of demand possible thanks to specific contract to cope with system imbalances; while DSR would work on the DA & ID,here it should be considered only interruptible contract activated to contain system frequency) | [MW] | 0
FCR that need to be made available by thermal unit commitment additional to the FCR allocations highlighted in the unit-by-unit Thermal sheet (this will be allocated additionally on Thermal units as provided FCR) | [MW] | 15
Frequency Restoration Reserves (FRR) - includind both automatic (aFRR) and manual (mFRR)
Total Market Node Requirement | [MW] | 312
FRR that will be procured by thermal (unit commitment of thermal units able to provide FRR take IN REAL LIFE into account this requirements) | [MW] | 312
Provided by HYDRO - Reserve that should be procured by further constraining the 'Maximum generation' of either Reservoir either Pumped Storage | [MW] | 0
Simplified modelling assumptions (to account reserve requirements on e.g. day ahead market as currently done for MAF)
Additional load (should be <= FCR + FRR needed from thermal) | [MW]
Provided by HYDRO - Reserve that should be procured by further constraining the 'Maximum generation' of Reservoir units | [MW]
Provided by HYDRO - Reserve that should be procured by further constraining the 'Maximum generation' of Pumped Storage Open Loop units | [MW]
Provided by HYDRO - Reserve that should be procured by further constraining the 'Maximum generation' of Pumped Storage Closed Loop units | [MW] | 527

## DSR
ENTSO-E Market Modelling Database: DSR
Country:
Market Node: | SK00
Year:
Climate year
Scenario
| Demand Side Response | Price Band 1 | Price Band 2 | Price Band 3 | Price Band 4 | Price Band 5 | Price Band 6 | Price Band 7 | Price Band 8 | Price Band 9 | Price Band 10 | Price Band 11
Capacity
Units
Hours
Price
Climate year start
Climate year end
Date | Hour | Available Demand Response (MW) | Available Demand Response (MW) | Available Demand Response (MW) | Available Demand Response (MW) | Available Demand Response (MW) | Available Demand Response (MW) | Available Demand Response (MW) | Available Demand Response (MW) | Available Demand Response (MW) | Available Demand Response (MW) | N.B. use convention first January always Monday (2007 calendar year) --> see guidelines for further details
01.01. | 1
01.01. | 2
01.01. | 3
01.01. | 4
01.01. | 5
01.01. | 6
01.01. | 7
01.01. | 8
01.01. | 9
01.01. | 10
01.01. | 11
01.01. | 12
01.01. | 13
01.01. | 14
01.01. | 15
01.01. | 16
01.01. | 17
01.01. | 18
01.01. | 19
01.01. | 20
01.01. | 21
01.01. | 22
01.01. | 23
01.01. | 24
02.01. | 1
02.01. | 2
02.01. | 3
02.01. | 4
02.01. | 5
02.01. | 6
02.01. | 7
02.01. | 8
02.01. | 9
02.01. | 10
02.01. | 11
02.01. | 12
02.01. | 13
02.01. | 14
02.01. | 15
02.01. | 16
02.01. | 17
02.01. | 18
02.01. | 19
02.01. | 20
02.01. | 21
02.01. | 22
02.01. | 23
02.01. | 24
03.01. | 1
03.01. | 2
03.01. | 3
03.01. | 4
03.01. | 5
03.01. | 6
03.01. | 7
03.01. | 8
03.01. | 9
03.01. | 10
03.01. | 11
03.01. | 12
03.01. | 13
03.01. | 14
03.01. | 15
03.01. | 16
03.01. | 17
03.01. | 18
03.01. | 19
03.01. | 20
03.01. | 21
03.01. | 22
03.01. | 23
03.01. | 24
04.01. | 1
04.01. | 2
04.01. | 3
04.01. | 4
04.01. | 5
04.01. | 6
04.01. | 7
04.01. | 8
04.01. | 9
04.01. | 10
04.01. | 11
04.01. | 12
04.01. | 13
04.01. | 14
04.01. | 15
04.01. | 16
04.01. | 17
04.01. | 18
04.01. | 19
04.01. | 20
04.01. | 21
04.01. | 22
04.01. | 23
04.01. | 24
05.01. | 1
05.01. | 2
05.01. | 3
05.01. | 4
05.01. | 5
05.01. | 6
05.01. | 7
05.01. | 8
05.01. | 9
05.01. | 10
05.01. | 11
05.01. | 12
05.01. | 13
05.01. | 14
05.01. | 15
05.01. | 16
05.01. | 17
05.01. | 18
05.01. | 19
05.01. | 20
05.01. | 21
05.01. | 22
05.01. | 23
05.01. | 24
06.01. | 1
06.01. | 2
06.01. | 3
06.01. | 4
06.01. | 5
06.01. | 6
06.01. | 7
06.01. | 8
06.01. | 9
06.01. | 10
06.01. | 11
06.01. | 12
06.01. | 13
06.01. | 14
06.01. | 15
06.01. | 16
06.01. | 17
06.01. | 18
06.01. | 19
06.01. | 20
06.01. | 21
06.01. | 22
06.01. | 23
06.01. | 24
07.01. | 1
07.01. | 2
07.01. | 3
07.01. | 4
07.01. | 5
07.01. | 6
07.01. | 7
07.01. | 8
07.01. | 9
07.01. | 10
07.01. | 11
07.01. | 12
07.01. | 13
07.01. | 14
07.01. | 15
07.01. | 16
07.01. | 17
07.01. | 18
07.01. | 19
07.01. | 20
07.01. | 21
07.01. | 22
07.01. | 23
07.01. | 24
08.01. | 1
08.01. | 2
08.01. | 3
08.01. | 4
08.01. | 5
08.01. | 6
08.01. | 7
08.01. | 8
08.01. | 9
08.01. | 10
08.01. | 11
08.01. | 12
08.01. | 13
08.01. | 14
08.01. | 15
08.01. | 16
08.01. | 17
08.01. | 18
08.01. | 19
08.01. | 20
08.01. | 21
08.01. | 22
08.01. | 23
08.01. | 24
09.01. | 1
09.01. | 2
09.01. | 3
09.01. | 4
09.01. | 5
09.01. | 6
09.01. | 7
09.01. | 8
09.01. | 9
09.01. | 10
09.01. | 11
09.01. | 12
09.01. | 13
09.01. | 14
09.01. | 15
09.01. | 16
09.01. | 17
09.01. | 18
09.01. | 19
09.01. | 20
09.01. | 21
09.01. | 22
09.01. | 23
09.01. | 24
10.01. | 1
10.01. | 2
10.01. | 3
10.01. | 4
10.01. | 5
10.01. | 6
10.01. | 7
10.01. | 8
10.01. | 9
10.01. | 10
10.01. | 11
10.01. | 12
10.01. | 13
10.01. | 14
10.01. | 15
10.01. | 16
10.01. | 17
10.01. | 18
10.01. | 19
10.01. | 20
10.01. | 21
10.01. | 22
10.01. | 23
10.01. | 24
11.01. | 1
11.01. | 2
11.01. | 3
11.01. | 4
11.01. | 5
11.01. | 6
11.01. | 7
11.01. | 8
11.01. | 9
11.01. | 10
11.01. | 11
11.01. | 12
11.01. | 13
11.01. | 14
11.01. | 15
11.01. | 16
11.01. | 17
11.01. | 18
11.01. | 19
11.01. | 20
11.01. | 21
11.01. | 22
11.01. | 23
11.01. | 24
12.01. | 1
12.01. | 2
12.01. | 3
12.01. | 4
12.01. | 5
12.01. | 6
12.01. | 7
12.01. | 8
12.01. | 9
12.01. | 10
12.01. | 11
12.01. | 12
12.01. | 13
12.01. | 14
12.01. | 15
12.01. | 16
12.01. | 17
12.01. | 18
12.01. | 19
12.01. | 20
12.01. | 21
12.01. | 22
12.01. | 23
12.01. | 24
13.01. | 1
13.01. | 2
13.01. | 3
13.01. | 4
13.01. | 5
13.01. | 6
13.01. | 7
13.01. | 8
13.01. | 9
13.01. | 10
13.01. | 11
13.01. | 12
13.01. | 13
13.01. | 14
13.01. | 15
13.01. | 16
13.01. | 17
13.01. | 18
13.01. | 19
13.01. | 20
13.01. | 21
13.01. | 22
13.01. | 23
13.01. | 24
14.01. | 1
14.01. | 2
14.01. | 3
14.01. | 4
14.01. | 5
14.01. | 6
14.01. | 7
14.01. | 8
14.01. | 9
14.01. | 10
14.01. | 11
14.01. | 12
14.01. | 13
14.01. | 14
14.01. | 15
14.01. | 16
14.01. | 17
14.01. | 18
14.01. | 19
14.01. | 20
14.01. | 21
14.01. | 22
14.01. | 23
14.01. | 24
15.01. | 1
15.01. | 2
15.01. | 3
15.01. | 4
15.01. | 5
15.01. | 6
15.01. | 7
15.01. | 8
15.01. | 9
15.01. | 10
15.01. | 11
15.01. | 12
15.01. | 13
15.01. | 14
15.01. | 15
15.01. | 16
15.01. | 17
15.01. | 18
15.01. | 19
15.01. | 20
15.01. | 21
15.01. | 22
15.01. | 23
15.01. | 24
16.01. | 1
16.01. | 2
16.01. | 3
16.01. | 4
16.01. | 5
16.01. | 6
16.01. | 7
16.01. | 8
16.01. | 9
16.01. | 10
16.01. | 11
16.01. | 12
16.01. | 13
16.01. | 14
16.01. | 15
16.01. | 16
16.01. | 17
16.01. | 18
16.01. | 19
16.01. | 20
16.01. | 21
16.01. | 22
16.01. | 23
16.01. | 24
17.01. | 1
17.01. | 2
17.01. | 3
17.01. | 4
17.01. | 5
17.01. | 6
17.01. | 7
17.01. | 8
17.01. | 9
17.01. | 10
17.01. | 11
17.01. | 12
17.01. | 13
17.01. | 14
17.01. | 15
17.01. | 16
17.01. | 17
17.01. | 18
17.01. | 19
17.01. | 20
17.01. | 21
17.01. | 22
17.01. | 23
17.01. | 24
18.01. | 1
18.01. | 2
18.01. | 3
18.01. | 4
18.01. | 5
18.01. | 6
18.01. | 7
18.01. | 8
18.01. | 9
18.01. | 10
18.01. | 11
18.01. | 12
18.01. | 13
18.01. | 14
18.01. | 15
18.01. | 16
18.01. | 17
18.01. | 18
18.01. | 19
18.01. | 20
18.01. | 21
18.01. | 22
18.01. | 23
18.01. | 24
19.01. | 1
19.01. | 2
19.01. | 3
19.01. | 4
19.01. | 5
19.01. | 6
19.01. | 7
19.01. | 8
19.01. | 9
19.01. | 10
19.01. | 11
19.01. | 12
19.01. | 13
19.01. | 14
19.01. | 15
19.01. | 16
19.01. | 17
19.01. | 18
19.01. | 19
19.01. | 20
19.01. | 21
19.01. | 22
19.01. | 23
19.01. | 24
20.01. | 1
20.01. | 2
20.01. | 3
20.01. | 4
20.01. | 5
20.01. | 6
20.01. | 7
20.01. | 8
20.01. | 9
20.01. | 10
20.01. | 11
20.01. | 12
20.01. | 13
20.01. | 14
20.01. | 15
20.01. | 16
20.01. | 17
20.01. | 18
20.01. | 19
20.01. | 20
20.01. | 21
20.01. | 22
20.01. | 23
20.01. | 24
21.01. | 1
21.01. | 2
21.01. | 3
21.01. | 4
21.01. | 5
21.01. | 6
21.01. | 7
21.01. | 8
21.01. | 9
21.01. | 10
21.01. | 11
21.01. | 12
21.01. | 13
21.01. | 14
21.01. | 15
21.01. | 16
21.01. | 17
21.01. | 18
21.01. | 19
21.01. | 20
21.01. | 21
21.01. | 22
21.01. | 23
21.01. | 24
22.01. | 1
22.01. | 2
22.01. | 3
22.01. | 4
22.01. | 5
22.01. | 6
22.01. | 7
22.01. | 8
22.01. | 9
22.01. | 10
22.01. | 11
22.01. | 12
22.01. | 13
22.01. | 14
22.01. | 15
22.01. | 16
22.01. | 17
22.01. | 18
22.01. | 19
22.01. | 20
22.01. | 21
22.01. | 22
22.01. | 23
22.01. | 24
23.01. | 1
23.01. | 2
23.01. | 3
23.01. | 4
23.01. | 5
23.01. | 6
23.01. | 7
23.01. | 8
23.01. | 9
23.01. | 10
23.01. | 11
23.01. | 12
23.01. | 13
23.01. | 14
23.01. | 15
23.01. | 16
23.01. | 17
23.01. | 18
23.01. | 19
23.01. | 20
23.01. | 21
23.01. | 22
23.01. | 23
23.01. | 24
24.01. | 1
24.01. | 2
24.01. | 3
24.01. | 4
24.01. | 5
24.01. | 6
24.01. | 7
24.01. | 8
24.01. | 9
24.01. | 10
24.01. | 11
24.01. | 12
24.01. | 13
24.01. | 14
24.01. | 15
24.01. | 16
24.01. | 17
24.01. | 18
24.01. | 19
24.01. | 20
24.01. | 21
24.01. | 22
24.01. | 23
24.01. | 24
25.01. | 1
25.01. | 2
25.01. | 3
25.01. | 4
25.01. | 5
25.01. | 6
25.01. | 7
25.01. | 8
25.01. | 9
25.01. | 10
25.01. | 11
25.01. | 12
25.01. | 13
25.01. | 14
25.01. | 15
25.01. | 16
25.01. | 17
25.01. | 18
25.01. | 19
25.01. | 20
25.01. | 21
25.01. | 22
25.01. | 23
25.01. | 24
26.01. | 1
26.01. | 2
26.01. | 3
26.01. | 4
26.01. | 5
26.01. | 6
26.01. | 7
26.01. | 8
26.01. | 9
26.01. | 10
26.01. | 11
26.01. | 12
26.01. | 13
26.01. | 14
26.01. | 15
26.01. | 16
26.01. | 17
26.01. | 18
26.01. | 19
26.01. | 20
26.01. | 21
26.01. | 22
26.01. | 23
26.01. | 24
27.01. | 1
27.01. | 2
27.01. | 3
27.01. | 4
27.01. | 5
27.01. | 6
27.01. | 7
27.01. | 8
27.01. | 9
27.01. | 10
27.01. | 11
27.01. | 12
27.01. | 13
27.01. | 14
27.01. | 15
27.01. | 16
27.01. | 17
27.01. | 18
27.01. | 19
27.01. | 20
27.01. | 21
27.01. | 22
27.01. | 23
27.01. | 24
28.01. | 1
28.01. | 2
28.01. | 3
28.01. | 4
28.01. | 5
28.01. | 6
28.01. | 7
28.01. | 8
28.01. | 9
28.01. | 10
28.01. | 11
28.01. | 12
28.01. | 13
28.01. | 14
28.01. | 15
28.01. | 16
28.01. | 17
28.01. | 18
28.01. | 19
28.01. | 20
28.01. | 21
28.01. | 22
28.01. | 23
28.01. | 24
29.01. | 1
29.01. | 2
29.01. | 3
29.01. | 4
29.01. | 5
29.01. | 6
29.01. | 7
29.01. | 8
29.01. | 9
29.01. | 10
29.01. | 11
29.01. | 12
29.01. | 13
29.01. | 14
29.01. | 15
29.01. | 16
29.01. | 17
29.01. | 18
29.01. | 19
29.01. | 20
29.01. | 21
29.01. | 22
29.01. | 23
29.01. | 24
30.01. | 1
30.01. | 2
30.01. | 3
30.01. | 4
30.01. | 5
30.01. | 6
30.01. | 7
30.01. | 8
30.01. | 9
30.01. | 10
30.01. | 11
30.01. | 12
30.01. | 13
30.01. | 14
30.01. | 15
30.01. | 16
30.01. | 17
30.01. | 18
30.01. | 19
30.01. | 20
30.01. | 21
30.01. | 22
30.01. | 23
30.01. | 24
31.01. | 1
31.01. | 2
31.01. | 3
31.01. | 4
31.01. | 5
31.01. | 6
31.01. | 7
31.01. | 8
31.01. | 9
31.01. | 10
31.01. | 11
31.01. | 12
31.01. | 13
31.01. | 14
31.01. | 15
31.01. | 16
31.01. | 17
31.01. | 18
31.01. | 19
31.01. | 20
31.01. | 21
31.01. | 22
31.01. | 23
31.01. | 24
01.02. | 1
01.02. | 2
01.02. | 3
01.02. | 4
01.02. | 5
01.02. | 6
01.02. | 7
01.02. | 8
01.02. | 9
01.02. | 10
01.02. | 11
01.02. | 12
01.02. | 13
01.02. | 14
01.02. | 15
01.02. | 16
01.02. | 17
01.02. | 18
01.02. | 19
01.02. | 20
01.02. | 21
01.02. | 22
01.02. | 23
01.02. | 24
02.02. | 1
02.02. | 2
02.02. | 3
02.02. | 4
02.02. | 5
02.02. | 6
02.02. | 7
02.02. | 8
02.02. | 9
02.02. | 10
02.02. | 11
02.02. | 12
02.02. | 13
02.02. | 14
02.02. | 15
02.02. | 16
02.02. | 17
02.02. | 18
02.02. | 19
02.02. | 20
02.02. | 21
02.02. | 22
02.02. | 23
02.02. | 24
03.02. | 1
03.02. | 2
03.02. | 3
03.02. | 4
03.02. | 5
03.02. | 6
03.02. | 7
03.02. | 8
03.02. | 9
03.02. | 10
03.02. | 11
03.02. | 12
03.02. | 13
03.02. | 14
03.02. | 15
03.02. | 16
03.02. | 17
03.02. | 18
03.02. | 19
03.02. | 20
03.02. | 21
03.02. | 22
03.02. | 23
03.02. | 24
04.02. | 1
04.02. | 2
04.02. | 3
04.02. | 4
04.02. | 5
04.02. | 6
04.02. | 7
04.02. | 8
04.02. | 9
04.02. | 10
04.02. | 11
04.02. | 12
04.02. | 13
04.02. | 14
04.02. | 15
04.02. | 16
04.02. | 17
04.02. | 18
04.02. | 19
04.02. | 20
04.02. | 21
04.02. | 22
04.02. | 23
04.02. | 24
05.02. | 1
05.02. | 2
05.02. | 3
05.02. | 4
05.02. | 5
05.02. | 6
05.02. | 7
05.02. | 8
05.02. | 9
05.02. | 10
05.02. | 11
05.02. | 12
05.02. | 13
05.02. | 14
05.02. | 15
05.02. | 16
05.02. | 17
05.02. | 18
05.02. | 19
05.02. | 20
05.02. | 21
05.02. | 22
05.02. | 23
05.02. | 24
06.02. | 1
06.02. | 2
06.02. | 3
06.02. | 4
06.02. | 5
06.02. | 6
06.02. | 7
06.02. | 8
06.02. | 9
06.02. | 10
06.02. | 11
06.02. | 12
06.02. | 13
06.02. | 14
06.02. | 15
06.02. | 16
06.02. | 17
06.02. | 18
06.02. | 19
06.02. | 20
06.02. | 21
06.02. | 22
06.02. | 23
06.02. | 24
07.02. | 1
07.02. | 2
07.02. | 3
07.02. | 4
07.02. | 5
07.02. | 6
07.02. | 7
07.02. | 8
07.02. | 9
07.02. | 10
07.02. | 11
07.02. | 12
07.02. | 13
07.02. | 14
07.02. | 15
07.02. | 16
07.02. | 17
07.02. | 18
07.02. | 19
07.02. | 20
07.02. | 21
07.02. | 22
07.02. | 23
07.02. | 24
08.02. | 1
08.02. | 2
08.02. | 3
08.02. | 4
08.02. | 5
08.02. | 6
08.02. | 7
08.02. | 8
08.02. | 9
08.02. | 10
08.02. | 11
08.02. | 12
08.02. | 13
08.02. | 14
08.02. | 15
08.02. | 16
08.02. | 17
08.02. | 18
08.02. | 19
08.02. | 20
08.02. | 21
08.02. | 22
08.02. | 23
08.02. | 24
09.02. | 1
09.02. | 2
09.02. | 3
09.02. | 4
09.02. | 5
09.02. | 6
09.02. | 7
09.02. | 8
09.02. | 9
09.02. | 10
09.02. | 11
09.02. | 12
09.02. | 13
09.02. | 14
09.02. | 15
09.02. | 16
09.02. | 17
09.02. | 18
09.02. | 19
09.02. | 20
09.02. | 21
09.02. | 22
09.02. | 23
09.02. | 24
10.02. | 1
10.02. | 2
10.02. | 3
10.02. | 4
10.02. | 5
10.02. | 6
10.02. | 7
10.02. | 8
10.02. | 9
10.02. | 10
10.02. | 11
10.02. | 12
10.02. | 13
10.02. | 14
10.02. | 15
10.02. | 16
10.02. | 17
10.02. | 18
10.02. | 19
10.02. | 20
10.02. | 21
10.02. | 22
10.02. | 23
10.02. | 24
11.02. | 1
11.02. | 2
11.02. | 3
11.02. | 4
11.02. | 5
11.02. | 6
11.02. | 7
11.02. | 8
11.02. | 9
11.02. | 10
11.02. | 11
11.02. | 12
11.02. | 13
11.02. | 14
11.02. | 15
11.02. | 16
11.02. | 17
11.02. | 18
11.02. | 19
11.02. | 20
11.02. | 21
11.02. | 22
11.02. | 23
11.02. | 24
12.02. | 1
12.02. | 2
12.02. | 3
12.02. | 4
12.02. | 5
12.02. | 6
12.02. | 7
12.02. | 8
12.02. | 9
12.02. | 10
12.02. | 11
12.02. | 12
12.02. | 13
12.02. | 14
12.02. | 15
12.02. | 16
12.02. | 17
12.02. | 18
12.02. | 19
12.02. | 20
12.02. | 21
12.02. | 22
12.02. | 23
12.02. | 24
13.02. | 1
13.02. | 2
13.02. | 3
13.02. | 4
13.02. | 5
13.02. | 6
13.02. | 7
13.02. | 8
13.02. | 9
13.02. | 10
13.02. | 11
13.02. | 12
13.02. | 13
13.02. | 14
13.02. | 15
13.02. | 16
13.02. | 17
13.02. | 18
13.02. | 19
13.02. | 20
13.02. | 21
13.02. | 22
13.02. | 23
13.02. | 24
14.02. | 1
14.02. | 2
14.02. | 3
14.02. | 4
14.02. | 5
14.02. | 6
14.02. | 7
14.02. | 8
14.02. | 9
14.02. | 10
14.02. | 11
14.02. | 12
14.02. | 13
14.02. | 14
14.02. | 15
14.02. | 16
14.02. | 17
14.02. | 18
14.02. | 19
14.02. | 20
14.02. | 21
14.02. | 22
14.02. | 23
14.02. | 24
15.02. | 1
15.02. | 2
15.02. | 3
15.02. | 4
15.02. | 5
15.02. | 6
15.02. | 7
15.02. | 8
15.02. | 9
15.02. | 10
15.02. | 11
15.02. | 12
15.02. | 13
15.02. | 14
15.02. | 15
15.02. | 16
15.02. | 17
15.02. | 18
15.02. | 19
15.02. | 20
15.02. | 21
15.02. | 22
15.02. | 23
15.02. | 24
16.02. | 1
16.02. | 2
16.02. | 3
16.02. | 4
16.02. | 5
16.02. | 6
16.02. | 7
16.02. | 8
16.02. | 9
16.02. | 10
16.02. | 11
16.02. | 12
16.02. | 13
16.02. | 14
16.02. | 15
16.02. | 16
16.02. | 17
16.02. | 18
16.02. | 19
16.02. | 20
16.02. | 21
16.02. | 22
16.02. | 23
16.02. | 24
17.02. | 1
17.02. | 2
17.02. | 3
17.02. | 4
17.02. | 5
17.02. | 6
17.02. | 7
17.02. | 8
17.02. | 9
17.02. | 10
17.02. | 11
17.02. | 12
17.02. | 13
17.02. | 14
17.02. | 15
17.02. | 16
17.02. | 17
17.02. | 18
17.02. | 19
17.02. | 20
17.02. | 21
17.02. | 22
17.02. | 23
17.02. | 24
18.02. | 1
18.02. | 2
18.02. | 3
18.02. | 4
18.02. | 5
18.02. | 6
18.02. | 7
18.02. | 8
18.02. | 9
18.02. | 10
18.02. | 11
18.02. | 12
18.02. | 13
18.02. | 14
18.02. | 15
18.02. | 16
18.02. | 17
18.02. | 18
18.02. | 19
18.02. | 20
18.02. | 21
18.02. | 22
18.02. | 23
18.02. | 24
19.02. | 1
19.02. | 2
19.02. | 3
19.02. | 4
19.02. | 5
19.02. | 6
19.02. | 7
19.02. | 8
19.02. | 9
19.02. | 10
19.02. | 11
19.02. | 12
19.02. | 13
19.02. | 14
19.02. | 15
19.02. | 16
19.02. | 17
19.02. | 18
19.02. | 19
19.02. | 20
19.02. | 21
19.02. | 22
19.02. | 23
19.02. | 24
20.02. | 1
20.02. | 2
20.02. | 3
20.02. | 4
20.02. | 5
20.02. | 6
20.02. | 7
20.02. | 8
20.02. | 9
20.02. | 10
20.02. | 11
20.02. | 12
20.02. | 13
20.02. | 14
20.02. | 15
20.02. | 16
20.02. | 17
20.02. | 18
20.02. | 19
20.02. | 20
20.02. | 21
20.02. | 22
20.02. | 23
20.02. | 24
21.02. | 1
21.02. | 2
21.02. | 3
21.02. | 4
21.02. | 5
21.02. | 6
21.02. | 7
21.02. | 8
21.02. | 9
21.02. | 10
21.02. | 11
21.02. | 12
21.02. | 13
21.02. | 14
21.02. | 15
21.02. | 16
21.02. | 17
21.02. | 18
21.02. | 19
21.02. | 20
21.02. | 21
21.02. | 22
21.02. | 23
21.02. | 24
22.02. | 1
22.02. | 2
22.02. | 3
22.02. | 4
22.02. | 5
22.02. | 6
22.02. | 7
22.02. | 8
22.02. | 9
22.02. | 10
22.02. | 11
22.02. | 12
22.02. | 13
22.02. | 14
22.02. | 15
22.02. | 16
22.02. | 17
22.02. | 18
22.02. | 19
22.02. | 20
22.02. | 21
22.02. | 22
22.02. | 23
22.02. | 24
23.02. | 1
23.02. | 2
23.02. | 3
23.02. | 4
23.02. | 5
23.02. | 6
23.02. | 7
23.02. | 8
23.02. | 9
23.02. | 10
23.02. | 11
23.02. | 12
23.02. | 13
23.02. | 14
23.02. | 15
23.02. | 16
23.02. | 17
23.02. | 18
23.02. | 19
23.02. | 20
23.02. | 21
23.02. | 22
23.02. | 23
23.02. | 24
24.02. | 1
24.02. | 2
24.02. | 3
24.02. | 4
24.02. | 5
24.02. | 6
24.02. | 7
24.02. | 8
24.02. | 9
24.02. | 10
24.02. | 11
24.02. | 12
24.02. | 13
24.02. | 14
24.02. | 15
24.02. | 16
24.02. | 17
24.02. | 18
24.02. | 19
24.02. | 20
24.02. | 21
24.02. | 22
24.02. | 23
24.02. | 24
25.02. | 1
25.02. | 2
25.02. | 3
25.02. | 4
25.02. | 5
25.02. | 6
25.02. | 7
25.02. | 8
25.02. | 9
25.02. | 10
25.02. | 11
25.02. | 12
25.02. | 13
25.02. | 14
25.02. | 15
25.02. | 16
25.02. | 17
25.02. | 18
25.02. | 19
25.02. | 20
25.02. | 21
25.02. | 22
25.02. | 23
25.02. | 24
26.02. | 1
26.02. | 2
26.02. | 3
26.02. | 4
26.02. | 5
26.02. | 6
26.02. | 7
26.02. | 8
26.02. | 9
26.02. | 10
26.02. | 11
26.02. | 12
26.02. | 13
26.02. | 14
26.02. | 15
26.02. | 16
26.02. | 17
26.02. | 18
26.02. | 19
26.02. | 20
26.02. | 21
26.02. | 22
26.02. | 23
26.02. | 24
27.02. | 1
27.02. | 2
27.02. | 3
27.02. | 4
27.02. | 5
27.02. | 6
27.02. | 7
27.02. | 8
27.02. | 9
27.02. | 10
27.02. | 11
27.02. | 12
27.02. | 13
27.02. | 14
27.02. | 15
27.02. | 16
27.02. | 17
27.02. | 18
27.02. | 19
27.02. | 20
27.02. | 21
27.02. | 22
27.02. | 23
27.02. | 24
28.02. | 1
28.02. | 2
28.02. | 3
28.02. | 4
28.02. | 5
28.02. | 6
28.02. | 7
28.02. | 8
28.02. | 9
28.02. | 10
28.02. | 11
28.02. | 12
28.02. | 13
28.02. | 14
28.02. | 15
28.02. | 16
28.02. | 17
28.02. | 18
28.02. | 19
28.02. | 20
28.02. | 21
28.02. | 22
28.02. | 23
28.02. | 24
01.03. | 1
01.03. | 2
01.03. | 3
01.03. | 4
01.03. | 5
01.03. | 6
01.03. | 7
01.03. | 8
01.03. | 9
01.03. | 10
01.03. | 11
01.03. | 12
01.03. | 13
01.03. | 14
01.03. | 15
01.03. | 16
01.03. | 17
01.03. | 18
01.03. | 19
01.03. | 20
01.03. | 21
01.03. | 22
01.03. | 23
01.03. | 24
02.03. | 1
02.03. | 2
02.03. | 3
02.03. | 4
02.03. | 5
02.03. | 6
02.03. | 7
02.03. | 8
02.03. | 9
02.03. | 10
02.03. | 11
02.03. | 12
02.03. | 13
02.03. | 14
02.03. | 15
02.03. | 16
02.03. | 17
02.03. | 18
02.03. | 19
02.03. | 20
02.03. | 21
02.03. | 22
02.03. | 23
02.03. | 24
03.03. | 1
03.03. | 2
03.03. | 3
03.03. | 4
03.03. | 5
03.03. | 6
03.03. | 7
03.03. | 8
03.03. | 9
03.03. | 10
03.03. | 11
03.03. | 12
03.03. | 13
03.03. | 14
03.03. | 15
03.03. | 16
03.03. | 17
03.03. | 18
03.03. | 19
03.03. | 20
03.03. | 21
03.03. | 22
03.03. | 23
03.03. | 24
04.03. | 1
04.03. | 2
04.03. | 3
04.03. | 4
04.03. | 5
04.03. | 6
04.03. | 7
04.03. | 8
04.03. | 9
04.03. | 10
04.03. | 11
04.03. | 12
04.03. | 13
04.03. | 14
04.03. | 15
04.03. | 16
04.03. | 17
04.03. | 18
04.03. | 19
04.03. | 20
04.03. | 21
04.03. | 22
04.03. | 23
04.03. | 24
05.03. | 1
05.03. | 2
05.03. | 3
05.03. | 4
05.03. | 5
05.03. | 6
05.03. | 7
05.03. | 8
05.03. | 9
05.03. | 10
05.03. | 11
05.03. | 12
05.03. | 13
05.03. | 14
05.03. | 15
05.03. | 16
05.03. | 17
05.03. | 18
05.03. | 19
05.03. | 20
05.03. | 21
05.03. | 22
05.03. | 23
05.03. | 24
06.03. | 1
06.03. | 2
06.03. | 3
06.03. | 4
06.03. | 5
06.03. | 6
06.03. | 7
06.03. | 8
06.03. | 9
06.03. | 10
06.03. | 11
06.03. | 12
06.03. | 13
06.03. | 14
06.03. | 15
06.03. | 16
06.03. | 17
06.03. | 18
06.03. | 19
06.03. | 20
06.03. | 21
06.03. | 22
06.03. | 23
06.03. | 24
07.03. | 1
07.03. | 2
07.03. | 3
07.03. | 4
07.03. | 5
07.03. | 6
07.03. | 7
07.03. | 8
07.03. | 9
07.03. | 10
07.03. | 11
07.03. | 12
07.03. | 13
07.03. | 14
07.03. | 15
07.03. | 16
07.03. | 17
07.03. | 18
07.03. | 19
07.03. | 20
07.03. | 21
07.03. | 22
07.03. | 23
07.03. | 24
08.03. | 1
08.03. | 2
08.03. | 3
08.03. | 4
08.03. | 5
08.03. | 6
08.03. | 7
08.03. | 8
08.03. | 9
08.03. | 10
08.03. | 11
08.03. | 12
08.03. | 13
08.03. | 14
08.03. | 15
08.03. | 16
08.03. | 17
08.03. | 18
08.03. | 19
08.03. | 20
08.03. | 21
08.03. | 22
08.03. | 23
08.03. | 24
09.03. | 1
09.03. | 2
09.03. | 3
09.03. | 4
09.03. | 5
09.03. | 6
09.03. | 7
09.03. | 8
09.03. | 9
09.03. | 10
09.03. | 11
09.03. | 12
09.03. | 13
09.03. | 14
09.03. | 15
09.03. | 16
09.03. | 17
09.03. | 18
09.03. | 19
09.03. | 20
09.03. | 21
09.03. | 22
09.03. | 23
09.03. | 24
10.03. | 1
10.03. | 2
10.03. | 3
10.03. | 4
10.03. | 5
10.03. | 6
10.03. | 7
10.03. | 8
10.03. | 9
10.03. | 10
10.03. | 11
10.03. | 12
10.03. | 13
10.03. | 14
10.03. | 15
10.03. | 16
10.03. | 17
10.03. | 18
10.03. | 19
10.03. | 20
10.03. | 21
10.03. | 22
10.03. | 23
10.03. | 24
11.03. | 1
11.03. | 2
11.03. | 3
11.03. | 4
11.03. | 5
11.03. | 6
11.03. | 7
11.03. | 8
11.03. | 9
11.03. | 10
11.03. | 11
11.03. | 12
11.03. | 13
11.03. | 14
11.03. | 15
11.03. | 16
11.03. | 17
11.03. | 18
11.03. | 19
11.03. | 20
11.03. | 21
11.03. | 22
11.03. | 23
11.03. | 24
12.03. | 1
12.03. | 2
12.03. | 3
12.03. | 4
12.03. | 5
12.03. | 6
12.03. | 7
12.03. | 8
12.03. | 9
12.03. | 10
12.03. | 11
12.03. | 12
12.03. | 13
12.03. | 14
12.03. | 15
12.03. | 16
12.03. | 17
12.03. | 18
12.03. | 19
12.03. | 20
12.03. | 21
12.03. | 22
12.03. | 23
12.03. | 24
13.03. | 1
13.03. | 2
13.03. | 3
13.03. | 4
13.03. | 5
13.03. | 6
13.03. | 7
13.03. | 8
13.03. | 9
13.03. | 10
13.03. | 11
13.03. | 12
13.03. | 13
13.03. | 14
13.03. | 15
13.03. | 16
13.03. | 17
13.03. | 18
13.03. | 19
13.03. | 20
13.03. | 21
13.03. | 22
13.03. | 23
13.03. | 24
14.03. | 1
14.03. | 2
14.03. | 3
14.03. | 4
14.03. | 5
14.03. | 6
14.03. | 7
14.03. | 8
14.03. | 9
14.03. | 10
14.03. | 11
14.03. | 12
14.03. | 13
14.03. | 14
14.03. | 15
14.03. | 16
14.03. | 17
14.03. | 18
14.03. | 19
14.03. | 20
14.03. | 21
14.03. | 22
14.03. | 23
14.03. | 24
15.03. | 1
15.03. | 2
15.03. | 3
15.03. | 4
15.03. | 5
15.03. | 6
15.03. | 7
15.03. | 8
15.03. | 9
15.03. | 10
15.03. | 11
15.03. | 12
15.03. | 13
15.03. | 14
15.03. | 15
15.03. | 16
15.03. | 17
15.03. | 18
15.03. | 19
15.03. | 20
15.03. | 21
15.03. | 22
15.03. | 23
15.03. | 24
16.03. | 1
16.03. | 2
16.03. | 3
16.03. | 4
16.03. | 5
16.03. | 6
16.03. | 7
16.03. | 8
16.03. | 9
16.03. | 10
16.03. | 11
16.03. | 12
16.03. | 13
16.03. | 14
16.03. | 15
16.03. | 16
16.03. | 17
16.03. | 18
16.03. | 19
16.03. | 20
16.03. | 21
16.03. | 22
16.03. | 23
16.03. | 24
17.03. | 1
17.03. | 2
17.03. | 3
17.03. | 4
17.03. | 5
17.03. | 6
17.03. | 7
17.03. | 8
17.03. | 9
17.03. | 10
17.03. | 11
17.03. | 12
17.03. | 13
17.03. | 14
17.03. | 15
17.03. | 16
17.03. | 17
17.03. | 18
17.03. | 19
17.03. | 20
17.03. | 21
17.03. | 22
17.03. | 23
17.03. | 24
18.03. | 1
18.03. | 2
18.03. | 3
18.03. | 4
18.03. | 5
18.03. | 6
18.03. | 7
18.03. | 8
18.03. | 9
18.03. | 10
18.03. | 11
18.03. | 12
18.03. | 13
18.03. | 14
18.03. | 15
18.03. | 16
18.03. | 17
18.03. | 18
18.03. | 19
18.03. | 20
18.03. | 21
18.03. | 22
18.03. | 23
18.03. | 24
19.03. | 1
19.03. | 2
19.03. | 3
19.03. | 4
19.03. | 5
19.03. | 6
19.03. | 7
19.03. | 8
19.03. | 9
19.03. | 10
19.03. | 11
19.03. | 12
19.03. | 13
19.03. | 14
19.03. | 15
19.03. | 16
19.03. | 17
19.03. | 18
19.03. | 19
19.03. | 20
19.03. | 21
19.03. | 22
19.03. | 23
19.03. | 24
20.03. | 1
20.03. | 2
20.03. | 3
20.03. | 4
20.03. | 5
20.03. | 6
20.03. | 7
20.03. | 8
20.03. | 9
20.03. | 10
20.03. | 11
20.03. | 12
20.03. | 13
20.03. | 14
20.03. | 15
20.03. | 16
20.03. | 17
20.03. | 18
20.03. | 19
20.03. | 20
20.03. | 21
20.03. | 22
20.03. | 23
20.03. | 24
21.03. | 1
21.03. | 2
21.03. | 3
21.03. | 4
21.03. | 5
21.03. | 6
21.03. | 7
21.03. | 8
21.03. | 9
21.03. | 10
21.03. | 11
21.03. | 12
21.03. | 13
21.03. | 14
21.03. | 15
21.03. | 16
21.03. | 17
21.03. | 18
21.03. | 19
21.03. | 20
21.03. | 21
21.03. | 22
21.03. | 23
21.03. | 24
22.03. | 1
22.03. | 2
22.03. | 3
22.03. | 4
22.03. | 5
22.03. | 6
22.03. | 7
22.03. | 8
22.03. | 9
22.03. | 10
22.03. | 11
22.03. | 12
22.03. | 13
22.03. | 14
22.03. | 15
22.03. | 16
22.03. | 17
22.03. | 18
22.03. | 19
22.03. | 20
22.03. | 21
22.03. | 22
22.03. | 23
22.03. | 24
23.03. | 1
23.03. | 2
23.03. | 3
23.03. | 4
23.03. | 5
23.03. | 6
23.03. | 7
23.03. | 8
23.03. | 9
23.03. | 10
23.03. | 11
23.03. | 12
23.03. | 13
23.03. | 14
23.03. | 15
23.03. | 16
23.03. | 17
23.03. | 18
23.03. | 19
23.03. | 20
23.03. | 21
23.03. | 22
23.03. | 23
23.03. | 24
24.03. | 1
24.03. | 2
24.03. | 3
24.03. | 4
24.03. | 5
24.03. | 6
24.03. | 7
24.03. | 8
24.03. | 9
24.03. | 10
24.03. | 11
24.03. | 12
24.03. | 13
24.03. | 14
24.03. | 15
24.03. | 16
24.03. | 17
24.03. | 18
24.03. | 19
24.03. | 20
24.03. | 21
24.03. | 22
24.03. | 23
24.03. | 24
25.03. | 1
25.03. | 2
25.03. | 3
25.03. | 4
25.03. | 5
25.03. | 6
25.03. | 7
25.03. | 8
25.03. | 9
25.03. | 10
25.03. | 11
25.03. | 12
25.03. | 13
25.03. | 14
25.03. | 15
25.03. | 16
25.03. | 17
25.03. | 18
25.03. | 19
25.03. | 20
25.03. | 21
25.03. | 22
25.03. | 23
25.03. | 24
26.03. | 1
26.03. | 2
26.03. | 3
26.03. | 4
26.03. | 5
26.03. | 6
26.03. | 7
26.03. | 8
26.03. | 9
26.03. | 10
26.03. | 11
26.03. | 12
26.03. | 13
26.03. | 14
26.03. | 15
26.03. | 16
26.03. | 17
26.03. | 18
26.03. | 19
26.03. | 20
26.03. | 21
26.03. | 22
26.03. | 23
26.03. | 24
27.03. | 1
27.03. | 2
27.03. | 3
27.03. | 4
27.03. | 5
27.03. | 6
27.03. | 7
27.03. | 8
27.03. | 9
27.03. | 10
27.03. | 11
27.03. | 12
27.03. | 13
27.03. | 14
27.03. | 15
27.03. | 16
27.03. | 17
27.03. | 18
27.03. | 19
27.03. | 20
27.03. | 21
27.03. | 22
27.03. | 23
27.03. | 24
28.03. | 1
28.03. | 2
28.03. | 3
28.03. | 4
28.03. | 5
28.03. | 6
28.03. | 7
28.03. | 8
28.03. | 9
28.03. | 10
28.03. | 11
28.03. | 12
28.03. | 13
28.03. | 14
28.03. | 15
28.03. | 16
28.03. | 17
28.03. | 18
28.03. | 19
28.03. | 20
28.03. | 21
28.03. | 22
28.03. | 23
28.03. | 24
29.03. | 1
29.03. | 2
29.03. | 3
29.03. | 4
29.03. | 5
29.03. | 6
29.03. | 7
29.03. | 8
29.03. | 9
29.03. | 10
29.03. | 11
29.03. | 12
29.03. | 13
29.03. | 14
29.03. | 15
29.03. | 16
29.03. | 17
29.03. | 18
29.03. | 19
29.03. | 20
29.03. | 21
29.03. | 22
29.03. | 23
29.03. | 24
30.03. | 1
30.03. | 2
30.03. | 3
30.03. | 4
30.03. | 5
30.03. | 6
30.03. | 7
30.03. | 8
30.03. | 9
30.03. | 10
30.03. | 11
30.03. | 12
30.03. | 13
30.03. | 14
30.03. | 15
30.03. | 16
30.03. | 17
30.03. | 18
30.03. | 19
30.03. | 20
30.03. | 21
30.03. | 22
30.03. | 23
30.03. | 24
31.03. | 1
31.03. | 2
31.03. | 3
31.03. | 4
31.03. | 5
31.03. | 6
31.03. | 7
31.03. | 8
31.03. | 9
31.03. | 10
31.03. | 11
31.03. | 12
31.03. | 13
31.03. | 14
31.03. | 15
31.03. | 16
31.03. | 17
31.03. | 18
31.03. | 19
31.03. | 20
31.03. | 21
31.03. | 22
31.03. | 23
31.03. | 24
01.04. | 1
01.04. | 2
01.04. | 3
01.04. | 4
01.04. | 5
01.04. | 6
01.04. | 7
01.04. | 8
01.04. | 9
01.04. | 10
01.04. | 11
01.04. | 12
01.04. | 13
01.04. | 14
01.04. | 15
01.04. | 16
01.04. | 17
01.04. | 18
01.04. | 19
01.04. | 20
01.04. | 21
01.04. | 22
01.04. | 23
01.04. | 24
02.04. | 1
02.04. | 2
02.04. | 3
02.04. | 4
02.04. | 5
02.04. | 6
02.04. | 7
02.04. | 8
02.04. | 9
02.04. | 10
02.04. | 11
02.04. | 12
02.04. | 13
02.04. | 14
02.04. | 15
02.04. | 16
02.04. | 17
02.04. | 18
02.04. | 19
02.04. | 20
02.04. | 21
02.04. | 22
02.04. | 23
02.04. | 24
03.04. | 1
03.04. | 2
03.04. | 3
03.04. | 4
03.04. | 5
03.04. | 6
03.04. | 7
03.04. | 8
03.04. | 9
03.04. | 10
03.04. | 11
03.04. | 12
03.04. | 13
03.04. | 14
03.04. | 15
03.04. | 16
03.04. | 17
03.04. | 18
03.04. | 19
03.04. | 20
03.04. | 21
03.04. | 22
03.04. | 23
03.04. | 24
04.04. | 1
04.04. | 2
04.04. | 3
04.04. | 4
04.04. | 5
04.04. | 6
04.04. | 7
04.04. | 8
04.04. | 9
04.04. | 10
04.04. | 11
04.04. | 12
04.04. | 13
04.04. | 14
04.04. | 15
04.04. | 16
04.04. | 17
04.04. | 18
04.04. | 19
04.04. | 20
04.04. | 21
04.04. | 22
04.04. | 23
04.04. | 24
05.04. | 1
05.04. | 2
05.04. | 3
05.04. | 4
05.04. | 5
05.04. | 6
05.04. | 7
05.04. | 8
05.04. | 9
05.04. | 10
05.04. | 11
05.04. | 12
05.04. | 13
05.04. | 14
05.04. | 15
05.04. | 16
05.04. | 17
05.04. | 18
05.04. | 19
05.04. | 20
05.04. | 21
05.04. | 22
05.04. | 23
05.04. | 24
06.04. | 1
06.04. | 2
06.04. | 3
06.04. | 4
06.04. | 5
06.04. | 6
06.04. | 7
06.04. | 8
06.04. | 9
06.04. | 10
06.04. | 11
06.04. | 12
06.04. | 13
06.04. | 14
06.04. | 15
06.04. | 16
06.04. | 17
06.04. | 18
06.04. | 19
06.04. | 20
06.04. | 21
06.04. | 22
06.04. | 23
06.04. | 24
07.04. | 1
07.04. | 2
07.04. | 3
07.04. | 4
07.04. | 5
07.04. | 6
07.04. | 7
07.04. | 8
07.04. | 9
07.04. | 10
07.04. | 11
07.04. | 12
07.04. | 13
07.04. | 14
07.04. | 15
07.04. | 16
07.04. | 17
07.04. | 18
07.04. | 19
07.04. | 20
07.04. | 21
07.04. | 22
07.04. | 23
07.04. | 24
08.04. | 1
08.04. | 2
08.04. | 3
08.04. | 4
08.04. | 5
08.04. | 6
08.04. | 7
08.04. | 8
08.04. | 9
08.04. | 10
08.04. | 11
08.04. | 12
08.04. | 13
08.04. | 14
08.04. | 15
08.04. | 16
08.04. | 17
08.04. | 18
08.04. | 19
08.04. | 20
08.04. | 21
08.04. | 22
08.04. | 23
08.04. | 24
09.04. | 1
09.04. | 2
09.04. | 3
09.04. | 4
09.04. | 5
09.04. | 6
09.04. | 7
09.04. | 8
09.04. | 9
09.04. | 10
09.04. | 11
09.04. | 12
09.04. | 13
09.04. | 14
09.04. | 15
09.04. | 16
09.04. | 17
09.04. | 18
09.04. | 19
09.04. | 20
09.04. | 21
09.04. | 22
09.04. | 23
09.04. | 24
10.04. | 1
10.04. | 2
10.04. | 3
10.04. | 4
10.04. | 5
10.04. | 6
10.04. | 7
10.04. | 8
10.04. | 9
10.04. | 10
10.04. | 11
10.04. | 12
10.04. | 13
10.04. | 14
10.04. | 15
10.04. | 16
10.04. | 17
10.04. | 18
10.04. | 19
10.04. | 20
10.04. | 21
10.04. | 22
10.04. | 23
10.04. | 24
11.04. | 1
11.04. | 2
11.04. | 3
11.04. | 4
11.04. | 5
11.04. | 6
11.04. | 7
11.04. | 8
11.04. | 9
11.04. | 10
11.04. | 11
11.04. | 12
11.04. | 13
11.04. | 14
11.04. | 15
11.04. | 16
11.04. | 17
11.04. | 18
11.04. | 19
11.04. | 20
11.04. | 21
11.04. | 22
11.04. | 23
11.04. | 24
12.04. | 1
12.04. | 2
12.04. | 3
12.04. | 4
12.04. | 5
12.04. | 6
12.04. | 7
12.04. | 8
12.04. | 9
12.04. | 10
12.04. | 11
12.04. | 12
12.04. | 13
12.04. | 14
12.04. | 15
12.04. | 16
12.04. | 17
12.04. | 18
12.04. | 19
12.04. | 20
12.04. | 21
12.04. | 22
12.04. | 23
12.04. | 24
13.04. | 1
13.04. | 2
13.04. | 3
13.04. | 4
13.04. | 5
13.04. | 6
13.04. | 7
13.04. | 8
13.04. | 9
13.04. | 10
13.04. | 11
13.04. | 12
13.04. | 13
13.04. | 14
13.04. | 15
13.04. | 16
13.04. | 17
13.04. | 18
13.04. | 19
13.04. | 20
13.04. | 21
13.04. | 22
13.04. | 23
13.04. | 24
14.04. | 1
14.04. | 2
14.04. | 3
14.04. | 4
14.04. | 5
14.04. | 6
14.04. | 7
14.04. | 8
14.04. | 9
14.04. | 10
14.04. | 11
14.04. | 12
14.04. | 13
14.04. | 14
14.04. | 15
14.04. | 16
14.04. | 17
14.04. | 18
14.04. | 19
14.04. | 20
14.04. | 21
14.04. | 22
14.04. | 23
14.04. | 24
15.04. | 1
15.04. | 2
15.04. | 3
15.04. | 4
15.04. | 5
15.04. | 6
15.04. | 7
15.04. | 8
15.04. | 9
15.04. | 10
15.04. | 11
15.04. | 12
15.04. | 13
15.04. | 14
15.04. | 15
15.04. | 16
15.04. | 17
15.04. | 18
15.04. | 19
15.04. | 20
15.04. | 21
15.04. | 22
15.04. | 23
15.04. | 24
16.04. | 1
16.04. | 2
16.04. | 3
16.04. | 4
16.04. | 5
16.04. | 6
16.04. | 7
16.04. | 8
16.04. | 9
16.04. | 10
16.04. | 11
16.04. | 12
16.04. | 13
16.04. | 14
16.04. | 15
16.04. | 16
16.04. | 17
16.04. | 18
16.04. | 19
16.04. | 20
16.04. | 21
16.04. | 22
16.04. | 23
16.04. | 24
17.04. | 1
17.04. | 2
17.04. | 3
17.04. | 4
17.04. | 5
17.04. | 6
17.04. | 7
17.04. | 8
17.04. | 9
17.04. | 10
17.04. | 11
17.04. | 12
17.04. | 13
17.04. | 14
17.04. | 15
17.04. | 16
17.04. | 17
17.04. | 18
17.04. | 19
17.04. | 20
17.04. | 21
17.04. | 22
17.04. | 23
17.04. | 24
18.04. | 1
18.04. | 2
18.04. | 3
18.04. | 4
18.04. | 5
18.04. | 6
18.04. | 7
18.04. | 8
18.04. | 9
18.04. | 10
18.04. | 11
18.04. | 12
18.04. | 13
18.04. | 14
18.04. | 15
18.04. | 16
18.04. | 17
18.04. | 18
18.04. | 19
18.04. | 20
18.04. | 21
18.04. | 22
18.04. | 23
18.04. | 24
19.04. | 1
19.04. | 2
19.04. | 3
19.04. | 4
19.04. | 5
19.04. | 6
19.04. | 7
19.04. | 8
19.04. | 9
19.04. | 10
19.04. | 11
19.04. | 12
19.04. | 13
19.04. | 14
19.04. | 15
19.04. | 16
19.04. | 17
19.04. | 18
19.04. | 19
19.04. | 20
19.04. | 21
19.04. | 22
19.04. | 23
19.04. | 24
20.04. | 1
20.04. | 2
20.04. | 3
20.04. | 4
20.04. | 5
20.04. | 6
20.04. | 7
20.04. | 8
20.04. | 9
20.04. | 10
20.04. | 11
20.04. | 12
20.04. | 13
20.04. | 14
20.04. | 15
20.04. | 16
20.04. | 17
20.04. | 18
20.04. | 19
20.04. | 20
20.04. | 21
20.04. | 22
20.04. | 23
20.04. | 24
21.04. | 1
21.04. | 2
21.04. | 3
21.04. | 4
21.04. | 5
21.04. | 6
21.04. | 7
21.04. | 8
21.04. | 9
21.04. | 10
21.04. | 11
21.04. | 12
21.04. | 13
21.04. | 14
21.04. | 15
21.04. | 16
21.04. | 17
21.04. | 18
21.04. | 19
21.04. | 20
21.04. | 21
21.04. | 22
21.04. | 23
21.04. | 24
22.04. | 1
22.04. | 2
22.04. | 3
22.04. | 4
22.04. | 5
22.04. | 6
22.04. | 7
22.04. | 8
22.04. | 9
22.04. | 10
22.04. | 11
22.04. | 12
22.04. | 13
22.04. | 14
22.04. | 15
22.04. | 16
22.04. | 17
22.04. | 18
22.04. | 19
22.04. | 20
22.04. | 21
22.04. | 22
22.04. | 23
22.04. | 24
23.04. | 1
23.04. | 2
23.04. | 3
23.04. | 4
23.04. | 5
23.04. | 6
23.04. | 7
23.04. | 8
23.04. | 9
23.04. | 10
23.04. | 11
23.04. | 12
23.04. | 13
23.04. | 14
23.04. | 15
23.04. | 16
23.04. | 17
23.04. | 18
23.04. | 19
23.04. | 20
23.04. | 21
23.04. | 22
23.04. | 23
23.04. | 24
24.04. | 1
24.04. | 2
24.04. | 3
24.04. | 4
24.04. | 5
24.04. | 6
24.04. | 7
24.04. | 8
24.04. | 9
24.04. | 10
24.04. | 11
24.04. | 12
24.04. | 13
24.04. | 14
24.04. | 15
24.04. | 16
24.04. | 17
24.04. | 18
24.04. | 19
24.04. | 20
24.04. | 21
24.04. | 22
24.04. | 23
24.04. | 24
25.04. | 1
25.04. | 2
25.04. | 3
25.04. | 4
25.04. | 5
25.04. | 6
25.04. | 7
25.04. | 8
25.04. | 9
25.04. | 10
25.04. | 11
25.04. | 12
25.04. | 13
25.04. | 14
25.04. | 15
25.04. | 16
25.04. | 17
25.04. | 18
25.04. | 19
25.04. | 20
25.04. | 21
25.04. | 22
25.04. | 23
25.04. | 24
26.04. | 1
26.04. | 2
26.04. | 3
26.04. | 4
26.04. | 5
26.04. | 6
26.04. | 7
26.04. | 8
26.04. | 9
26.04. | 10
26.04. | 11
26.04. | 12
26.04. | 13
26.04. | 14
26.04. | 15
26.04. | 16
26.04. | 17
26.04. | 18
26.04. | 19
26.04. | 20
26.04. | 21
26.04. | 22
26.04. | 23
26.04. | 24
27.04. | 1
27.04. | 2
27.04. | 3
27.04. | 4
27.04. | 5
27.04. | 6
27.04. | 7
27.04. | 8
27.04. | 9
27.04. | 10
27.04. | 11
27.04. | 12
27.04. | 13
27.04. | 14
27.04. | 15
27.04. | 16
27.04. | 17
27.04. | 18
27.04. | 19
27.04. | 20
27.04. | 21
27.04. | 22
27.04. | 23
27.04. | 24
28.04. | 1
28.04. | 2
28.04. | 3
28.04. | 4
28.04. | 5
28.04. | 6
28.04. | 7
28.04. | 8
28.04. | 9
28.04. | 10
28.04. | 11
28.04. | 12
28.04. | 13
28.04. | 14
28.04. | 15
28.04. | 16
28.04. | 17
28.04. | 18
28.04. | 19
28.04. | 20
28.04. | 21
28.04. | 22
28.04. | 23
28.04. | 24
29.04. | 1
29.04. | 2
29.04. | 3
29.04. | 4
29.04. | 5
29.04. | 6
29.04. | 7
29.04. | 8
29.04. | 9
29.04. | 10
29.04. | 11
29.04. | 12
29.04. | 13
29.04. | 14
29.04. | 15
29.04. | 16
29.04. | 17
29.04. | 18
29.04. | 19
29.04. | 20
29.04. | 21
29.04. | 22
29.04. | 23
29.04. | 24
30.04. | 1
30.04. | 2
30.04. | 3
30.04. | 4
30.04. | 5
30.04. | 6
30.04. | 7
30.04. | 8
30.04. | 9
30.04. | 10
30.04. | 11
30.04. | 12
30.04. | 13
30.04. | 14
30.04. | 15
30.04. | 16
30.04. | 17
30.04. | 18
30.04. | 19
30.04. | 20
30.04. | 21
30.04. | 22
30.04. | 23
30.04. | 24
01.05. | 1
01.05. | 2
01.05. | 3
01.05. | 4
01.05. | 5
01.05. | 6
01.05. | 7
01.05. | 8
01.05. | 9
01.05. | 10
01.05. | 11
01.05. | 12
01.05. | 13
01.05. | 14
01.05. | 15
01.05. | 16
01.05. | 17
01.05. | 18
01.05. | 19
01.05. | 20
01.05. | 21
01.05. | 22
01.05. | 23
01.05. | 24
02.05. | 1
02.05. | 2
02.05. | 3
02.05. | 4
02.05. | 5
02.05. | 6
02.05. | 7
02.05. | 8
02.05. | 9
02.05. | 10
02.05. | 11
02.05. | 12
02.05. | 13
02.05. | 14
02.05. | 15
02.05. | 16
02.05. | 17
02.05. | 18
02.05. | 19
02.05. | 20
02.05. | 21
02.05. | 22
02.05. | 23
02.05. | 24
03.05. | 1
03.05. | 2
03.05. | 3
03.05. | 4
03.05. | 5
03.05. | 6
03.05. | 7
03.05. | 8
03.05. | 9
03.05. | 10
03.05. | 11
03.05. | 12
03.05. | 13
03.05. | 14
03.05. | 15
03.05. | 16
03.05. | 17
03.05. | 18
03.05. | 19
03.05. | 20
03.05. | 21
03.05. | 22
03.05. | 23
03.05. | 24
04.05. | 1
04.05. | 2
04.05. | 3
04.05. | 4
04.05. | 5
04.05. | 6
04.05. | 7
04.05. | 8
04.05. | 9
04.05. | 10
04.05. | 11
04.05. | 12
04.05. | 13
04.05. | 14
04.05. | 15
04.05. | 16
04.05. | 17
04.05. | 18
04.05. | 19
04.05. | 20
04.05. | 21
04.05. | 22
04.05. | 23
04.05. | 24
05.05. | 1
05.05. | 2
05.05. | 3
05.05. | 4
05.05. | 5
05.05. | 6
05.05. | 7
05.05. | 8
05.05. | 9
05.05. | 10
05.05. | 11
05.05. | 12
05.05. | 13
05.05. | 14
05.05. | 15
05.05. | 16
05.05. | 17
05.05. | 18
05.05. | 19
05.05. | 20
05.05. | 21
05.05. | 22
05.05. | 23
05.05. | 24
06.05. | 1
06.05. | 2
06.05. | 3
06.05. | 4
06.05. | 5
06.05. | 6
06.05. | 7
06.05. | 8
06.05. | 9
06.05. | 10
06.05. | 11
06.05. | 12
06.05. | 13
06.05. | 14
06.05. | 15
06.05. | 16
06.05. | 17
06.05. | 18
06.05. | 19
06.05. | 20
06.05. | 21
06.05. | 22
06.05. | 23
06.05. | 24
07.05. | 1
07.05. | 2
07.05. | 3
07.05. | 4
07.05. | 5
07.05. | 6
07.05. | 7
07.05. | 8
07.05. | 9
07.05. | 10
07.05. | 11
07.05. | 12
07.05. | 13
07.05. | 14
07.05. | 15
07.05. | 16
07.05. | 17
07.05. | 18
07.05. | 19
07.05. | 20
07.05. | 21
07.05. | 22
07.05. | 23
07.05. | 24
08.05. | 1
08.05. | 2
08.05. | 3
08.05. | 4
08.05. | 5
08.05. | 6
08.05. | 7
08.05. | 8
08.05. | 9
08.05. | 10
08.05. | 11
08.05. | 12
08.05. | 13
08.05. | 14
08.05. | 15
08.05. | 16
08.05. | 17
08.05. | 18
08.05. | 19
08.05. | 20
08.05. | 21
08.05. | 22
08.05. | 23
08.05. | 24
09.05. | 1
09.05. | 2
09.05. | 3
09.05. | 4
09.05. | 5
09.05. | 6
09.05. | 7
09.05. | 8
09.05. | 9
09.05. | 10
09.05. | 11
09.05. | 12
09.05. | 13
09.05. | 14
09.05. | 15
09.05. | 16
09.05. | 17
09.05. | 18
09.05. | 19
09.05. | 20
09.05. | 21
09.05. | 22
09.05. | 23
09.05. | 24
10.05. | 1
10.05. | 2
10.05. | 3
10.05. | 4
10.05. | 5
10.05. | 6
10.05. | 7
10.05. | 8
10.05. | 9
10.05. | 10
10.05. | 11
10.05. | 12
10.05. | 13
10.05. | 14
10.05. | 15
10.05. | 16
10.05. | 17
10.05. | 18
10.05. | 19
10.05. | 20
10.05. | 21
10.05. | 22
10.05. | 23
10.05. | 24
11.05. | 1
11.05. | 2
11.05. | 3
11.05. | 4
11.05. | 5
11.05. | 6
11.05. | 7
11.05. | 8
11.05. | 9
11.05. | 10
11.05. | 11
11.05. | 12
11.05. | 13
11.05. | 14
11.05. | 15
11.05. | 16
11.05. | 17
11.05. | 18
11.05. | 19
11.05. | 20
11.05. | 21
11.05. | 22
11.05. | 23
11.05. | 24
12.05. | 1
12.05. | 2
12.05. | 3
12.05. | 4
12.05. | 5
12.05. | 6
12.05. | 7
12.05. | 8
12.05. | 9
12.05. | 10
12.05. | 11
12.05. | 12
12.05. | 13
12.05. | 14
12.05. | 15
12.05. | 16
12.05. | 17
12.05. | 18
12.05. | 19
12.05. | 20
12.05. | 21
12.05. | 22
12.05. | 23
12.05. | 24
13.05. | 1
13.05. | 2
13.05. | 3
13.05. | 4
13.05. | 5
13.05. | 6
13.05. | 7
13.05. | 8
13.05. | 9
13.05. | 10
13.05. | 11
13.05. | 12
13.05. | 13
13.05. | 14
13.05. | 15
13.05. | 16
13.05. | 17
13.05. | 18
13.05. | 19
13.05. | 20
13.05. | 21
13.05. | 22
13.05. | 23
13.05. | 24
14.05. | 1
14.05. | 2
14.05. | 3
14.05. | 4
14.05. | 5
14.05. | 6
14.05. | 7
14.05. | 8
14.05. | 9
14.05. | 10
14.05. | 11
14.05. | 12
14.05. | 13
14.05. | 14
14.05. | 15
14.05. | 16
14.05. | 17
14.05. | 18
14.05. | 19
14.05. | 20
14.05. | 21
14.05. | 22
14.05. | 23
14.05. | 24
15.05. | 1
15.05. | 2
15.05. | 3
15.05. | 4
15.05. | 5
15.05. | 6
15.05. | 7
15.05. | 8
15.05. | 9
15.05. | 10
15.05. | 11
15.05. | 12
15.05. | 13
15.05. | 14
15.05. | 15
15.05. | 16
15.05. | 17
15.05. | 18
15.05. | 19
15.05. | 20
15.05. | 21
15.05. | 22
15.05. | 23
15.05. | 24
16.05. | 1
16.05. | 2
16.05. | 3
16.05. | 4
16.05. | 5
16.05. | 6
16.05. | 7
16.05. | 8
16.05. | 9
16.05. | 10
16.05. | 11
16.05. | 12
16.05. | 13
16.05. | 14
16.05. | 15
16.05. | 16
16.05. | 17
16.05. | 18
16.05. | 19
16.05. | 20
16.05. | 21
16.05. | 22
16.05. | 23
16.05. | 24
17.05. | 1
17.05. | 2
17.05. | 3
17.05. | 4
17.05. | 5
17.05. | 6
17.05. | 7
17.05. | 8
17.05. | 9
17.05. | 10
17.05. | 11
17.05. | 12
17.05. | 13
17.05. | 14
17.05. | 15
17.05. | 16
17.05. | 17
17.05. | 18
17.05. | 19
17.05. | 20
17.05. | 21
17.05. | 22
17.05. | 23
17.05. | 24
18.05. | 1
18.05. | 2
18.05. | 3
18.05. | 4
18.05. | 5
18.05. | 6
18.05. | 7
18.05. | 8
18.05. | 9
18.05. | 10
18.05. | 11
18.05. | 12
18.05. | 13
18.05. | 14
18.05. | 15
18.05. | 16
18.05. | 17
18.05. | 18
18.05. | 19
18.05. | 20
18.05. | 21
18.05. | 22
18.05. | 23
18.05. | 24
19.05. | 1
19.05. | 2
19.05. | 3
19.05. | 4
19.05. | 5
19.05. | 6
19.05. | 7
19.05. | 8
19.05. | 9
19.05. | 10
19.05. | 11
19.05. | 12
19.05. | 13
19.05. | 14
19.05. | 15
19.05. | 16
19.05. | 17
19.05. | 18
19.05. | 19
19.05. | 20
19.05. | 21
19.05. | 22
19.05. | 23
19.05. | 24
20.05. | 1
20.05. | 2
20.05. | 3
20.05. | 4
20.05. | 5
20.05. | 6
20.05. | 7
20.05. | 8
20.05. | 9
20.05. | 10
20.05. | 11
20.05. | 12
20.05. | 13
20.05. | 14
20.05. | 15
20.05. | 16
20.05. | 17
20.05. | 18
20.05. | 19
20.05. | 20
20.05. | 21
20.05. | 22
20.05. | 23
20.05. | 24
21.05. | 1
21.05. | 2
21.05. | 3
21.05. | 4
21.05. | 5
21.05. | 6
21.05. | 7
21.05. | 8
21.05. | 9
21.05. | 10
21.05. | 11
21.05. | 12
21.05. | 13
21.05. | 14
21.05. | 15
21.05. | 16
21.05. | 17
21.05. | 18
21.05. | 19
21.05. | 20
21.05. | 21
21.05. | 22
21.05. | 23
21.05. | 24
22.05. | 1
22.05. | 2
22.05. | 3
22.05. | 4
22.05. | 5
22.05. | 6
22.05. | 7
22.05. | 8
22.05. | 9
22.05. | 10
22.05. | 11
22.05. | 12
22.05. | 13
22.05. | 14
22.05. | 15
22.05. | 16
22.05. | 17
22.05. | 18
22.05. | 19
22.05. | 20
22.05. | 21
22.05. | 22
22.05. | 23
22.05. | 24
23.05. | 1
23.05. | 2
23.05. | 3
23.05. | 4
23.05. | 5
23.05. | 6
23.05. | 7
23.05. | 8
23.05. | 9
23.05. | 10
23.05. | 11
23.05. | 12
23.05. | 13
23.05. | 14
23.05. | 15
23.05. | 16
23.05. | 17
23.05. | 18
23.05. | 19
23.05. | 20
23.05. | 21
23.05. | 22
23.05. | 23
23.05. | 24
24.05. | 1
24.05. | 2
24.05. | 3
24.05. | 4
24.05. | 5
24.05. | 6
24.05. | 7
24.05. | 8
24.05. | 9
24.05. | 10
24.05. | 11
24.05. | 12
24.05. | 13
24.05. | 14
24.05. | 15
24.05. | 16
24.05. | 17
24.05. | 18
24.05. | 19
24.05. | 20
24.05. | 21
24.05. | 22
24.05. | 23
24.05. | 24
25.05. | 1
25.05. | 2
25.05. | 3
25.05. | 4
25.05. | 5
25.05. | 6
25.05. | 7
25.05. | 8
25.05. | 9
25.05. | 10
25.05. | 11
25.05. | 12
25.05. | 13
25.05. | 14
25.05. | 15
25.05. | 16
25.05. | 17
25.05. | 18
25.05. | 19
25.05. | 20
25.05. | 21
25.05. | 22
25.05. | 23
25.05. | 24
26.05. | 1
26.05. | 2
26.05. | 3
26.05. | 4
26.05. | 5
26.05. | 6
26.05. | 7
26.05. | 8
26.05. | 9
26.05. | 10
26.05. | 11
26.05. | 12
26.05. | 13
26.05. | 14
26.05. | 15
26.05. | 16
26.05. | 17
26.05. | 18
26.05. | 19
26.05. | 20
26.05. | 21
26.05. | 22
26.05. | 23
26.05. | 24
27.05. | 1
27.05. | 2
27.05. | 3
27.05. | 4
27.05. | 5
27.05. | 6
27.05. | 7
27.05. | 8
27.05. | 9
27.05. | 10
27.05. | 11
27.05. | 12
27.05. | 13
27.05. | 14
27.05. | 15
27.05. | 16
27.05. | 17
27.05. | 18
27.05. | 19
27.05. | 20
27.05. | 21
27.05. | 22
27.05. | 23
27.05. | 24
28.05. | 1
28.05. | 2
28.05. | 3
28.05. | 4
28.05. | 5
28.05. | 6
28.05. | 7
28.05. | 8
28.05. | 9
28.05. | 10
28.05. | 11
28.05. | 12
28.05. | 13
28.05. | 14
28.05. | 15
28.05. | 16
28.05. | 17
28.05. | 18
28.05. | 19
28.05. | 20
28.05. | 21
28.05. | 22
28.05. | 23
28.05. | 24
29.05. | 1
29.05. | 2
29.05. | 3
29.05. | 4
29.05. | 5
29.05. | 6
29.05. | 7
29.05. | 8
29.05. | 9
29.05. | 10
29.05. | 11
29.05. | 12
29.05. | 13
29.05. | 14
29.05. | 15
29.05. | 16
29.05. | 17
29.05. | 18
29.05. | 19
29.05. | 20
29.05. | 21
29.05. | 22
29.05. | 23
29.05. | 24
30.05. | 1
30.05. | 2
30.05. | 3
30.05. | 4
30.05. | 5
30.05. | 6
30.05. | 7
30.05. | 8
30.05. | 9
30.05. | 10
30.05. | 11
30.05. | 12
30.05. | 13
30.05. | 14
30.05. | 15
30.05. | 16
30.05. | 17
30.05. | 18
30.05. | 19
30.05. | 20
30.05. | 21
30.05. | 22
30.05. | 23
30.05. | 24
31.05. | 1
31.05. | 2
31.05. | 3
31.05. | 4
31.05. | 5
31.05. | 6
31.05. | 7
31.05. | 8
31.05. | 9
31.05. | 10
31.05. | 11
31.05. | 12
31.05. | 13
31.05. | 14
31.05. | 15
31.05. | 16
31.05. | 17
31.05. | 18
31.05. | 19
31.05. | 20
31.05. | 21
31.05. | 22
31.05. | 23
31.05. | 24
01.06. | 1
01.06. | 2
01.06. | 3
01.06. | 4
01.06. | 5
01.06. | 6
01.06. | 7
01.06. | 8
01.06. | 9
01.06. | 10
01.06. | 11
01.06. | 12
01.06. | 13
01.06. | 14
01.06. | 15
01.06. | 16
01.06. | 17
01.06. | 18
01.06. | 19
01.06. | 20
01.06. | 21
01.06. | 22
01.06. | 23
01.06. | 24
02.06. | 1
02.06. | 2
02.06. | 3
02.06. | 4
02.06. | 5
02.06. | 6
02.06. | 7
02.06. | 8
02.06. | 9
02.06. | 10
02.06. | 11
02.06. | 12
02.06. | 13
02.06. | 14
02.06. | 15
02.06. | 16
02.06. | 17
02.06. | 18
02.06. | 19
02.06. | 20
02.06. | 21
02.06. | 22
02.06. | 23
02.06. | 24
03.06. | 1
03.06. | 2
03.06. | 3
03.06. | 4
03.06. | 5
03.06. | 6
03.06. | 7
03.06. | 8
03.06. | 9
03.06. | 10
03.06. | 11
03.06. | 12
03.06. | 13
03.06. | 14
03.06. | 15
03.06. | 16
03.06. | 17
03.06. | 18
03.06. | 19
03.06. | 20
03.06. | 21
03.06. | 22
03.06. | 23
03.06. | 24
04.06. | 1
04.06. | 2
04.06. | 3
04.06. | 4
04.06. | 5
04.06. | 6
04.06. | 7
04.06. | 8
04.06. | 9
04.06. | 10
04.06. | 11
04.06. | 12
04.06. | 13
04.06. | 14
04.06. | 15
04.06. | 16
04.06. | 17
04.06. | 18
04.06. | 19
04.06. | 20
04.06. | 21
04.06. | 22
04.06. | 23
04.06. | 24
05.06. | 1
05.06. | 2
05.06. | 3
05.06. | 4
05.06. | 5
05.06. | 6
05.06. | 7
05.06. | 8
05.06. | 9
05.06. | 10
05.06. | 11
05.06. | 12
05.06. | 13
05.06. | 14
05.06. | 15
05.06. | 16
05.06. | 17
05.06. | 18
05.06. | 19
05.06. | 20
05.06. | 21
05.06. | 22
05.06. | 23
05.06. | 24
06.06. | 1
06.06. | 2
06.06. | 3
06.06. | 4
06.06. | 5
06.06. | 6
06.06. | 7
06.06. | 8
06.06. | 9
06.06. | 10
06.06. | 11
06.06. | 12
06.06. | 13
06.06. | 14
06.06. | 15
06.06. | 16
06.06. | 17
06.06. | 18
06.06. | 19
06.06. | 20
06.06. | 21
06.06. | 22
06.06. | 23
06.06. | 24
07.06. | 1
07.06. | 2
07.06. | 3
07.06. | 4
07.06. | 5
07.06. | 6
07.06. | 7
07.06. | 8
07.06. | 9
07.06. | 10
07.06. | 11
07.06. | 12
07.06. | 13
07.06. | 14
07.06. | 15
07.06. | 16
07.06. | 17
07.06. | 18
07.06. | 19
07.06. | 20
07.06. | 21
07.06. | 22
07.06. | 23
07.06. | 24
08.06. | 1
08.06. | 2
08.06. | 3
08.06. | 4
08.06. | 5
08.06. | 6
08.06. | 7
08.06. | 8
08.06. | 9
08.06. | 10
08.06. | 11
08.06. | 12
08.06. | 13
08.06. | 14
08.06. | 15
08.06. | 16
08.06. | 17
08.06. | 18
08.06. | 19
08.06. | 20
08.06. | 21
08.06. | 22
08.06. | 23
08.06. | 24
09.06. | 1
09.06. | 2
09.06. | 3
09.06. | 4
09.06. | 5
09.06. | 6
09.06. | 7
09.06. | 8
09.06. | 9
09.06. | 10
09.06. | 11
09.06. | 12
09.06. | 13
09.06. | 14
09.06. | 15
09.06. | 16
09.06. | 17
09.06. | 18
09.06. | 19
09.06. | 20
09.06. | 21
09.06. | 22
09.06. | 23
09.06. | 24
10.06. | 1
10.06. | 2
10.06. | 3
10.06. | 4
10.06. | 5
10.06. | 6
10.06. | 7
10.06. | 8
10.06. | 9
10.06. | 10
10.06. | 11
10.06. | 12
10.06. | 13
10.06. | 14
10.06. | 15
10.06. | 16
10.06. | 17
10.06. | 18
10.06. | 19
10.06. | 20
10.06. | 21
10.06. | 22
10.06. | 23
10.06. | 24
11.06. | 1
11.06. | 2
11.06. | 3
11.06. | 4
11.06. | 5
11.06. | 6
11.06. | 7
11.06. | 8
11.06. | 9
11.06. | 10
11.06. | 11
11.06. | 12
11.06. | 13
11.06. | 14
11.06. | 15
11.06. | 16
11.06. | 17
11.06. | 18
11.06. | 19
11.06. | 20
11.06. | 21
11.06. | 22
11.06. | 23
11.06. | 24
12.06. | 1
12.06. | 2
12.06. | 3
12.06. | 4
12.06. | 5
12.06. | 6
12.06. | 7
12.06. | 8
12.06. | 9
12.06. | 10
12.06. | 11
12.06. | 12
12.06. | 13
12.06. | 14
12.06. | 15
12.06. | 16
12.06. | 17
12.06. | 18
12.06. | 19
12.06. | 20
12.06. | 21
12.06. | 22
12.06. | 23
12.06. | 24
13.06. | 1
13.06. | 2
13.06. | 3
13.06. | 4
13.06. | 5
13.06. | 6
13.06. | 7
13.06. | 8
13.06. | 9
13.06. | 10
13.06. | 11
13.06. | 12
13.06. | 13
13.06. | 14
13.06. | 15
13.06. | 16
13.06. | 17
13.06. | 18
13.06. | 19
13.06. | 20
13.06. | 21
13.06. | 22
13.06. | 23
13.06. | 24
14.06. | 1
14.06. | 2
14.06. | 3
14.06. | 4
14.06. | 5
14.06. | 6
14.06. | 7
14.06. | 8
14.06. | 9
14.06. | 10
14.06. | 11
14.06. | 12
14.06. | 13
14.06. | 14
14.06. | 15
14.06. | 16
14.06. | 17
14.06. | 18
14.06. | 19
14.06. | 20
14.06. | 21
14.06. | 22
14.06. | 23
14.06. | 24
15.06. | 1
15.06. | 2
15.06. | 3
15.06. | 4
15.06. | 5
15.06. | 6
15.06. | 7
15.06. | 8
15.06. | 9
15.06. | 10
15.06. | 11
15.06. | 12
15.06. | 13
15.06. | 14
15.06. | 15
15.06. | 16
15.06. | 17
15.06. | 18
15.06. | 19
15.06. | 20
15.06. | 21
15.06. | 22
15.06. | 23
15.06. | 24
16.06. | 1
16.06. | 2
16.06. | 3
16.06. | 4
16.06. | 5
16.06. | 6
16.06. | 7
16.06. | 8
16.06. | 9
16.06. | 10
16.06. | 11
16.06. | 12
16.06. | 13
16.06. | 14
16.06. | 15
16.06. | 16
16.06. | 17
16.06. | 18
16.06. | 19
16.06. | 20
16.06. | 21
16.06. | 22
16.06. | 23
16.06. | 24
17.06. | 1
17.06. | 2
17.06. | 3
17.06. | 4
17.06. | 5
17.06. | 6
17.06. | 7
17.06. | 8
17.06. | 9
17.06. | 10
17.06. | 11
17.06. | 12
17.06. | 13
17.06. | 14
17.06. | 15
17.06. | 16
17.06. | 17
17.06. | 18
17.06. | 19
17.06. | 20
17.06. | 21
17.06. | 22
17.06. | 23
17.06. | 24
18.06. | 1
18.06. | 2
18.06. | 3
18.06. | 4
18.06. | 5
18.06. | 6
18.06. | 7
18.06. | 8
18.06. | 9
18.06. | 10
18.06. | 11
18.06. | 12
18.06. | 13
18.06. | 14
18.06. | 15
18.06. | 16
18.06. | 17
18.06. | 18
18.06. | 19
18.06. | 20
18.06. | 21
18.06. | 22
18.06. | 23
18.06. | 24
19.06. | 1
19.06. | 2
19.06. | 3
19.06. | 4
19.06. | 5
19.06. | 6
19.06. | 7
19.06. | 8
19.06. | 9
19.06. | 10
19.06. | 11
19.06. | 12
19.06. | 13
19.06. | 14
19.06. | 15
19.06. | 16
19.06. | 17
19.06. | 18
19.06. | 19
19.06. | 20
19.06. | 21
19.06. | 22
19.06. | 23
19.06. | 24
20.06. | 1
20.06. | 2
20.06. | 3
20.06. | 4
20.06. | 5
20.06. | 6
20.06. | 7
20.06. | 8
20.06. | 9
20.06. | 10
20.06. | 11
20.06. | 12
20.06. | 13
20.06. | 14
20.06. | 15
20.06. | 16
20.06. | 17
20.06. | 18
20.06. | 19
20.06. | 20
20.06. | 21
20.06. | 22
20.06. | 23
20.06. | 24
21.06. | 1
21.06. | 2
21.06. | 3
21.06. | 4
21.06. | 5
21.06. | 6
21.06. | 7
21.06. | 8
21.06. | 9
21.06. | 10
21.06. | 11
21.06. | 12
21.06. | 13
21.06. | 14
21.06. | 15
21.06. | 16
21.06. | 17
21.06. | 18
21.06. | 19
21.06. | 20
21.06. | 21
21.06. | 22
21.06. | 23
21.06. | 24
22.06. | 1
22.06. | 2
22.06. | 3
22.06. | 4
22.06. | 5
22.06. | 6
22.06. | 7
22.06. | 8
22.06. | 9
22.06. | 10
22.06. | 11
22.06. | 12
22.06. | 13
22.06. | 14
22.06. | 15
22.06. | 16
22.06. | 17
22.06. | 18
22.06. | 19
22.06. | 20
22.06. | 21
22.06. | 22
22.06. | 23
22.06. | 24
23.06. | 1
23.06. | 2
23.06. | 3
23.06. | 4
23.06. | 5
23.06. | 6
23.06. | 7
23.06. | 8
23.06. | 9
23.06. | 10
23.06. | 11
23.06. | 12
23.06. | 13
23.06. | 14
23.06. | 15
23.06. | 16
23.06. | 17
23.06. | 18
23.06. | 19
23.06. | 20
23.06. | 21
23.06. | 22
23.06. | 23
23.06. | 24
24.06. | 1
24.06. | 2
24.06. | 3
24.06. | 4
24.06. | 5
24.06. | 6
24.06. | 7
24.06. | 8
24.06. | 9
24.06. | 10
24.06. | 11
24.06. | 12
24.06. | 13
24.06. | 14
24.06. | 15
24.06. | 16
24.06. | 17
24.06. | 18
24.06. | 19
24.06. | 20
24.06. | 21
24.06. | 22
24.06. | 23
24.06. | 24
25.06. | 1
25.06. | 2
25.06. | 3
25.06. | 4
25.06. | 5
25.06. | 6
25.06. | 7
25.06. | 8
25.06. | 9
25.06. | 10
25.06. | 11
25.06. | 12
25.06. | 13
25.06. | 14
25.06. | 15
25.06. | 16
25.06. | 17
25.06. | 18
25.06. | 19
25.06. | 20
25.06. | 21
25.06. | 22
25.06. | 23
25.06. | 24
26.06. | 1
26.06. | 2
26.06. | 3
26.06. | 4
26.06. | 5
26.06. | 6
26.06. | 7
26.06. | 8
26.06. | 9
26.06. | 10
26.06. | 11
26.06. | 12
26.06. | 13
26.06. | 14
26.06. | 15
26.06. | 16
26.06. | 17
26.06. | 18
26.06. | 19
26.06. | 20
26.06. | 21
26.06. | 22
26.06. | 23
26.06. | 24
27.06. | 1
27.06. | 2
27.06. | 3
27.06. | 4
27.06. | 5
27.06. | 6
27.06. | 7
27.06. | 8
27.06. | 9
27.06. | 10
27.06. | 11
27.06. | 12
27.06. | 13
27.06. | 14
27.06. | 15
27.06. | 16
27.06. | 17
27.06. | 18
27.06. | 19
27.06. | 20
27.06. | 21
27.06. | 22
27.06. | 23
27.06. | 24
28.06. | 1
28.06. | 2
28.06. | 3
28.06. | 4
28.06. | 5
28.06. | 6
28.06. | 7
28.06. | 8
28.06. | 9
28.06. | 10
28.06. | 11
28.06. | 12
28.06. | 13
28.06. | 14
28.06. | 15
28.06. | 16
28.06. | 17
28.06. | 18
28.06. | 19
28.06. | 20
28.06. | 21
28.06. | 22
28.06. | 23
28.06. | 24
29.06. | 1
29.06. | 2
29.06. | 3
29.06. | 4
29.06. | 5
29.06. | 6
29.06. | 7
29.06. | 8
29.06. | 9
29.06. | 10
29.06. | 11
29.06. | 12
29.06. | 13
29.06. | 14
29.06. | 15
29.06. | 16
29.06. | 17
29.06. | 18
29.06. | 19
29.06. | 20
29.06. | 21
29.06. | 22
29.06. | 23
29.06. | 24
30.06. | 1
30.06. | 2
30.06. | 3
30.06. | 4
30.06. | 5
30.06. | 6
30.06. | 7
30.06. | 8
30.06. | 9
30.06. | 10
30.06. | 11
30.06. | 12
30.06. | 13
30.06. | 14
30.06. | 15
30.06. | 16
30.06. | 17
30.06. | 18
30.06. | 19
30.06. | 20
30.06. | 21
30.06. | 22
30.06. | 23
30.06. | 24
01.07. | 1
01.07. | 2
01.07. | 3
01.07. | 4
01.07. | 5
01.07. | 6
01.07. | 7
01.07. | 8
01.07. | 9
01.07. | 10
01.07. | 11
01.07. | 12
01.07. | 13
01.07. | 14
01.07. | 15
01.07. | 16
01.07. | 17
01.07. | 18
01.07. | 19
01.07. | 20
01.07. | 21
01.07. | 22
01.07. | 23
01.07. | 24
02.07. | 1
02.07. | 2
02.07. | 3
02.07. | 4
02.07. | 5
02.07. | 6
02.07. | 7
02.07. | 8
02.07. | 9
02.07. | 10
02.07. | 11
02.07. | 12
02.07. | 13
02.07. | 14
02.07. | 15
02.07. | 16
02.07. | 17
02.07. | 18
02.07. | 19
02.07. | 20
02.07. | 21
02.07. | 22
02.07. | 23
02.07. | 24
03.07. | 1
03.07. | 2
03.07. | 3
03.07. | 4
03.07. | 5
03.07. | 6
03.07. | 7
03.07. | 8
03.07. | 9
03.07. | 10
03.07. | 11
03.07. | 12
03.07. | 13
03.07. | 14
03.07. | 15
03.07. | 16
03.07. | 17
03.07. | 18
03.07. | 19
03.07. | 20
03.07. | 21
03.07. | 22
03.07. | 23
03.07. | 24
04.07. | 1
04.07. | 2
04.07. | 3
04.07. | 4
04.07. | 5
04.07. | 6
04.07. | 7
04.07. | 8
04.07. | 9
04.07. | 10
04.07. | 11
04.07. | 12
04.07. | 13
04.07. | 14
04.07. | 15
04.07. | 16
04.07. | 17
04.07. | 18
04.07. | 19
04.07. | 20
04.07. | 21
04.07. | 22
04.07. | 23
04.07. | 24
05.07. | 1
05.07. | 2
05.07. | 3
05.07. | 4
05.07. | 5
05.07. | 6
05.07. | 7
05.07. | 8
05.07. | 9
05.07. | 10
05.07. | 11
05.07. | 12
05.07. | 13
05.07. | 14
05.07. | 15
05.07. | 16
05.07. | 17
05.07. | 18
05.07. | 19
05.07. | 20
05.07. | 21
05.07. | 22
05.07. | 23
05.07. | 24
06.07. | 1
06.07. | 2
06.07. | 3
06.07. | 4
06.07. | 5
06.07. | 6
06.07. | 7
06.07. | 8
06.07. | 9
06.07. | 10
06.07. | 11
06.07. | 12
06.07. | 13
06.07. | 14
06.07. | 15
06.07. | 16
06.07. | 17
06.07. | 18
06.07. | 19
06.07. | 20
06.07. | 21
06.07. | 22
06.07. | 23
06.07. | 24
07.07. | 1
07.07. | 2
07.07. | 3
07.07. | 4
07.07. | 5
07.07. | 6
07.07. | 7
07.07. | 8
07.07. | 9
07.07. | 10
07.07. | 11
07.07. | 12
07.07. | 13
07.07. | 14
07.07. | 15
07.07. | 16
07.07. | 17
07.07. | 18
07.07. | 19
07.07. | 20
07.07. | 21
07.07. | 22
07.07. | 23
07.07. | 24
08.07. | 1
08.07. | 2
08.07. | 3
08.07. | 4
08.07. | 5
08.07. | 6
08.07. | 7
08.07. | 8
08.07. | 9
08.07. | 10
08.07. | 11
08.07. | 12
08.07. | 13
08.07. | 14
08.07. | 15
08.07. | 16
08.07. | 17
08.07. | 18
08.07. | 19
08.07. | 20
08.07. | 21
08.07. | 22
08.07. | 23
08.07. | 24
09.07. | 1
09.07. | 2
09.07. | 3
09.07. | 4
09.07. | 5
09.07. | 6
09.07. | 7
09.07. | 8
09.07. | 9
09.07. | 10
09.07. | 11
09.07. | 12
09.07. | 13
09.07. | 14
09.07. | 15
09.07. | 16
09.07. | 17
09.07. | 18
09.07. | 19
09.07. | 20
09.07. | 21
09.07. | 22
09.07. | 23
09.07. | 24
10.07. | 1
10.07. | 2
10.07. | 3
10.07. | 4
10.07. | 5
10.07. | 6
10.07. | 7
10.07. | 8
10.07. | 9
10.07. | 10
10.07. | 11
10.07. | 12
10.07. | 13
10.07. | 14
10.07. | 15
10.07. | 16
10.07. | 17
10.07. | 18
10.07. | 19
10.07. | 20
10.07. | 21
10.07. | 22
10.07. | 23
10.07. | 24
11.07. | 1
11.07. | 2
11.07. | 3
11.07. | 4
11.07. | 5
11.07. | 6
11.07. | 7
11.07. | 8
11.07. | 9
11.07. | 10
11.07. | 11
11.07. | 12
11.07. | 13
11.07. | 14
11.07. | 15
11.07. | 16
11.07. | 17
11.07. | 18
11.07. | 19
11.07. | 20
11.07. | 21
11.07. | 22
11.07. | 23
11.07. | 24
12.07. | 1
12.07. | 2
12.07. | 3
12.07. | 4
12.07. | 5
12.07. | 6
12.07. | 7
12.07. | 8
12.07. | 9
12.07. | 10
12.07. | 11
12.07. | 12
12.07. | 13
12.07. | 14
12.07. | 15
12.07. | 16
12.07. | 17
12.07. | 18
12.07. | 19
12.07. | 20
12.07. | 21
12.07. | 22
12.07. | 23
12.07. | 24
13.07. | 1
13.07. | 2
13.07. | 3
13.07. | 4
13.07. | 5
13.07. | 6
13.07. | 7
13.07. | 8
13.07. | 9
13.07. | 10
13.07. | 11
13.07. | 12
13.07. | 13
13.07. | 14
13.07. | 15
13.07. | 16
13.07. | 17
13.07. | 18
13.07. | 19
13.07. | 20
13.07. | 21
13.07. | 22
13.07. | 23
13.07. | 24
14.07. | 1
14.07. | 2
14.07. | 3
14.07. | 4
14.07. | 5
14.07. | 6
14.07. | 7
14.07. | 8
14.07. | 9
14.07. | 10
14.07. | 11
14.07. | 12
14.07. | 13
14.07. | 14
14.07. | 15
14.07. | 16
14.07. | 17
14.07. | 18
14.07. | 19
14.07. | 20
14.07. | 21
14.07. | 22
14.07. | 23
14.07. | 24
15.07. | 1
15.07. | 2
15.07. | 3
15.07. | 4
15.07. | 5
15.07. | 6
15.07. | 7
15.07. | 8
15.07. | 9
15.07. | 10
15.07. | 11
15.07. | 12
15.07. | 13
15.07. | 14
15.07. | 15
15.07. | 16
15.07. | 17
15.07. | 18
15.07. | 19
15.07. | 20
15.07. | 21
15.07. | 22
15.07. | 23
15.07. | 24
16.07. | 1
16.07. | 2
16.07. | 3
16.07. | 4
16.07. | 5
16.07. | 6
16.07. | 7
16.07. | 8
16.07. | 9
16.07. | 10
16.07. | 11
16.07. | 12
16.07. | 13
16.07. | 14
16.07. | 15
16.07. | 16
16.07. | 17
16.07. | 18
16.07. | 19
16.07. | 20
16.07. | 21
16.07. | 22
16.07. | 23
16.07. | 24
17.07. | 1
17.07. | 2
17.07. | 3
17.07. | 4
17.07. | 5
17.07. | 6
17.07. | 7
17.07. | 8
17.07. | 9
17.07. | 10
17.07. | 11
17.07. | 12
17.07. | 13
17.07. | 14
17.07. | 15
17.07. | 16
17.07. | 17
17.07. | 18
17.07. | 19
17.07. | 20
17.07. | 21
17.07. | 22
17.07. | 23
17.07. | 24
18.07. | 1
18.07. | 2
18.07. | 3
18.07. | 4
18.07. | 5
18.07. | 6
18.07. | 7
18.07. | 8
18.07. | 9
18.07. | 10
18.07. | 11
18.07. | 12
18.07. | 13
18.07. | 14
18.07. | 15
18.07. | 16
18.07. | 17
18.07. | 18
18.07. | 19
18.07. | 20
18.07. | 21
18.07. | 22
18.07. | 23
18.07. | 24
19.07. | 1
19.07. | 2
19.07. | 3
19.07. | 4
19.07. | 5
19.07. | 6
19.07. | 7
19.07. | 8
19.07. | 9
19.07. | 10
19.07. | 11
19.07. | 12
19.07. | 13
19.07. | 14
19.07. | 15
19.07. | 16
19.07. | 17
19.07. | 18
19.07. | 19
19.07. | 20
19.07. | 21
19.07. | 22
19.07. | 23
19.07. | 24
20.07. | 1
20.07. | 2
20.07. | 3
20.07. | 4
20.07. | 5
20.07. | 6
20.07. | 7
20.07. | 8
20.07. | 9
20.07. | 10
20.07. | 11
20.07. | 12
20.07. | 13
20.07. | 14
20.07. | 15
20.07. | 16
20.07. | 17
20.07. | 18
20.07. | 19
20.07. | 20
20.07. | 21
20.07. | 22
20.07. | 23
20.07. | 24
21.07. | 1
21.07. | 2
21.07. | 3
21.07. | 4
21.07. | 5
21.07. | 6
21.07. | 7
21.07. | 8
21.07. | 9
21.07. | 10
21.07. | 11
21.07. | 12
21.07. | 13
21.07. | 14
21.07. | 15
21.07. | 16
21.07. | 17
21.07. | 18
21.07. | 19
21.07. | 20
21.07. | 21
21.07. | 22
21.07. | 23
21.07. | 24
22.07. | 1
22.07. | 2
22.07. | 3
22.07. | 4
22.07. | 5
22.07. | 6
22.07. | 7
22.07. | 8
22.07. | 9
22.07. | 10
22.07. | 11
22.07. | 12
22.07. | 13
22.07. | 14
22.07. | 15
22.07. | 16
22.07. | 17
22.07. | 18
22.07. | 19
22.07. | 20
22.07. | 21
22.07. | 22
22.07. | 23
22.07. | 24
23.07. | 1
23.07. | 2
23.07. | 3
23.07. | 4
23.07. | 5
23.07. | 6
23.07. | 7
23.07. | 8
23.07. | 9
23.07. | 10
23.07. | 11
23.07. | 12
23.07. | 13
23.07. | 14
23.07. | 15
23.07. | 16
23.07. | 17
23.07. | 18
23.07. | 19
23.07. | 20
23.07. | 21
23.07. | 22
23.07. | 23
23.07. | 24
24.07. | 1
24.07. | 2
24.07. | 3
24.07. | 4
24.07. | 5
24.07. | 6
24.07. | 7
24.07. | 8
24.07. | 9
24.07. | 10
24.07. | 11
24.07. | 12
24.07. | 13
24.07. | 14
24.07. | 15
24.07. | 16
24.07. | 17
24.07. | 18
24.07. | 19
24.07. | 20
24.07. | 21
24.07. | 22
24.07. | 23
24.07. | 24
25.07. | 1
25.07. | 2
25.07. | 3
25.07. | 4
25.07. | 5
25.07. | 6
25.07. | 7
25.07. | 8
25.07. | 9
25.07. | 10
25.07. | 11
25.07. | 12
25.07. | 13
25.07. | 14
25.07. | 15
25.07. | 16
25.07. | 17
25.07. | 18
25.07. | 19
25.07. | 20
25.07. | 21
25.07. | 22
25.07. | 23
25.07. | 24
26.07. | 1
26.07. | 2
26.07. | 3
26.07. | 4
26.07. | 5
26.07. | 6
26.07. | 7
26.07. | 8
26.07. | 9
26.07. | 10
26.07. | 11
26.07. | 12
26.07. | 13
26.07. | 14
26.07. | 15
26.07. | 16
26.07. | 17
26.07. | 18
26.07. | 19
26.07. | 20
26.07. | 21
26.07. | 22
26.07. | 23
26.07. | 24
27.07. | 1
27.07. | 2
27.07. | 3
27.07. | 4
27.07. | 5
27.07. | 6
27.07. | 7
27.07. | 8
27.07. | 9
27.07. | 10
27.07. | 11
27.07. | 12
27.07. | 13
27.07. | 14
27.07. | 15
27.07. | 16
27.07. | 17
27.07. | 18
27.07. | 19
27.07. | 20
27.07. | 21
27.07. | 22
27.07. | 23
27.07. | 24
28.07. | 1
28.07. | 2
28.07. | 3
28.07. | 4
28.07. | 5
28.07. | 6
28.07. | 7
28.07. | 8
28.07. | 9
28.07. | 10
28.07. | 11
28.07. | 12
28.07. | 13
28.07. | 14
28.07. | 15
28.07. | 16
28.07. | 17
28.07. | 18
28.07. | 19
28.07. | 20
28.07. | 21
28.07. | 22
28.07. | 23
28.07. | 24
29.07. | 1
29.07. | 2
29.07. | 3
29.07. | 4
29.07. | 5
29.07. | 6
29.07. | 7
29.07. | 8
29.07. | 9
29.07. | 10
29.07. | 11
29.07. | 12
29.07. | 13
29.07. | 14
29.07. | 15
29.07. | 16
29.07. | 17
29.07. | 18
29.07. | 19
29.07. | 20
29.07. | 21
29.07. | 22
29.07. | 23
29.07. | 24
30.07. | 1
30.07. | 2
30.07. | 3
30.07. | 4
30.07. | 5
30.07. | 6
30.07. | 7
30.07. | 8
30.07. | 9
30.07. | 10
30.07. | 11
30.07. | 12
30.07. | 13
30.07. | 14
30.07. | 15
30.07. | 16
30.07. | 17
30.07. | 18
30.07. | 19
30.07. | 20
30.07. | 21
30.07. | 22
30.07. | 23
30.07. | 24
31.07. | 1
31.07. | 2
31.07. | 3
31.07. | 4
31.07. | 5
31.07. | 6
31.07. | 7
31.07. | 8
31.07. | 9
31.07. | 10
31.07. | 11
31.07. | 12
31.07. | 13
31.07. | 14
31.07. | 15
31.07. | 16
31.07. | 17
31.07. | 18
31.07. | 19
31.07. | 20
31.07. | 21
31.07. | 22
31.07. | 23
31.07. | 24
01.08. | 1
01.08. | 2
01.08. | 3
01.08. | 4
01.08. | 5
01.08. | 6
01.08. | 7
01.08. | 8
01.08. | 9
01.08. | 10
01.08. | 11
01.08. | 12
01.08. | 13
01.08. | 14
01.08. | 15
01.08. | 16
01.08. | 17
01.08. | 18
01.08. | 19
01.08. | 20
01.08. | 21
01.08. | 22
01.08. | 23
01.08. | 24
02.08. | 1
02.08. | 2
02.08. | 3
02.08. | 4
02.08. | 5
02.08. | 6
02.08. | 7
02.08. | 8
02.08. | 9
02.08. | 10
02.08. | 11
02.08. | 12
02.08. | 13
02.08. | 14
02.08. | 15
02.08. | 16
02.08. | 17
02.08. | 18
02.08. | 19
02.08. | 20
02.08. | 21
02.08. | 22
02.08. | 23
02.08. | 24
03.08. | 1
03.08. | 2
03.08. | 3
03.08. | 4
03.08. | 5
03.08. | 6
03.08. | 7
03.08. | 8
03.08. | 9
03.08. | 10
03.08. | 11
03.08. | 12
03.08. | 13
03.08. | 14
03.08. | 15
03.08. | 16
03.08. | 17
03.08. | 18
03.08. | 19
03.08. | 20
03.08. | 21
03.08. | 22
03.08. | 23
03.08. | 24
04.08. | 1
04.08. | 2
04.08. | 3
04.08. | 4
04.08. | 5
04.08. | 6
04.08. | 7
04.08. | 8
04.08. | 9
04.08. | 10
04.08. | 11
04.08. | 12
04.08. | 13
04.08. | 14
04.08. | 15
04.08. | 16
04.08. | 17
04.08. | 18
04.08. | 19
04.08. | 20
04.08. | 21
04.08. | 22
04.08. | 23
04.08. | 24
05.08. | 1
05.08. | 2
05.08. | 3
05.08. | 4
05.08. | 5
05.08. | 6
05.08. | 7
05.08. | 8
05.08. | 9
05.08. | 10
05.08. | 11
05.08. | 12
05.08. | 13
05.08. | 14
05.08. | 15
05.08. | 16
05.08. | 17
05.08. | 18
05.08. | 19
05.08. | 20
05.08. | 21
05.08. | 22
05.08. | 23
05.08. | 24
06.08. | 1
06.08. | 2
06.08. | 3
06.08. | 4
06.08. | 5
06.08. | 6
06.08. | 7
06.08. | 8
06.08. | 9
06.08. | 10
06.08. | 11
06.08. | 12
06.08. | 13
06.08. | 14
06.08. | 15
06.08. | 16
06.08. | 17
06.08. | 18
06.08. | 19
06.08. | 20
06.08. | 21
06.08. | 22
06.08. | 23
06.08. | 24
07.08. | 1
07.08. | 2
07.08. | 3
07.08. | 4
07.08. | 5
07.08. | 6
07.08. | 7
07.08. | 8
07.08. | 9
07.08. | 10
07.08. | 11
07.08. | 12
07.08. | 13
07.08. | 14
07.08. | 15
07.08. | 16
07.08. | 17
07.08. | 18
07.08. | 19
07.08. | 20
07.08. | 21
07.08. | 22
07.08. | 23
07.08. | 24
08.08. | 1
08.08. | 2
08.08. | 3
08.08. | 4
08.08. | 5
08.08. | 6
08.08. | 7
08.08. | 8
08.08. | 9
08.08. | 10
08.08. | 11
08.08. | 12
08.08. | 13
08.08. | 14
08.08. | 15
08.08. | 16
08.08. | 17
08.08. | 18
08.08. | 19
08.08. | 20
08.08. | 21
08.08. | 22
08.08. | 23
08.08. | 24
09.08. | 1
09.08. | 2
09.08. | 3
09.08. | 4
09.08. | 5
09.08. | 6
09.08. | 7
09.08. | 8
09.08. | 9
09.08. | 10
09.08. | 11
09.08. | 12
09.08. | 13
09.08. | 14
09.08. | 15
09.08. | 16
09.08. | 17
09.08. | 18
09.08. | 19
09.08. | 20
09.08. | 21
09.08. | 22
09.08. | 23
09.08. | 24
10.08. | 1
10.08. | 2
10.08. | 3
10.08. | 4
10.08. | 5
10.08. | 6
10.08. | 7
10.08. | 8
10.08. | 9
10.08. | 10
10.08. | 11
10.08. | 12
10.08. | 13
10.08. | 14
10.08. | 15
10.08. | 16
10.08. | 17
10.08. | 18
10.08. | 19
10.08. | 20
10.08. | 21
10.08. | 22
10.08. | 23
10.08. | 24
11.08. | 1
11.08. | 2
11.08. | 3
11.08. | 4
11.08. | 5
11.08. | 6
11.08. | 7
11.08. | 8
11.08. | 9
11.08. | 10
11.08. | 11
11.08. | 12
11.08. | 13
11.08. | 14
11.08. | 15
11.08. | 16
11.08. | 17
11.08. | 18
11.08. | 19
11.08. | 20
11.08. | 21
11.08. | 22
11.08. | 23
11.08. | 24
12.08. | 1
12.08. | 2
12.08. | 3
12.08. | 4
12.08. | 5
12.08. | 6
12.08. | 7
12.08. | 8
12.08. | 9
12.08. | 10
12.08. | 11
12.08. | 12
12.08. | 13
12.08. | 14
12.08. | 15
12.08. | 16
12.08. | 17
12.08. | 18
12.08. | 19
12.08. | 20
12.08. | 21
12.08. | 22
12.08. | 23
12.08. | 24
13.08. | 1
13.08. | 2
13.08. | 3
13.08. | 4
13.08. | 5
13.08. | 6
13.08. | 7
13.08. | 8
13.08. | 9
13.08. | 10
13.08. | 11
13.08. | 12
13.08. | 13
13.08. | 14
13.08. | 15
13.08. | 16
13.08. | 17
13.08. | 18
13.08. | 19
13.08. | 20
13.08. | 21
13.08. | 22
13.08. | 23
13.08. | 24
14.08. | 1
14.08. | 2
14.08. | 3
14.08. | 4
14.08. | 5
14.08. | 6
14.08. | 7
14.08. | 8
14.08. | 9
14.08. | 10
14.08. | 11
14.08. | 12
14.08. | 13
14.08. | 14
14.08. | 15
14.08. | 16
14.08. | 17
14.08. | 18
14.08. | 19
14.08. | 20
14.08. | 21
14.08. | 22
14.08. | 23
14.08. | 24
15.08. | 1
15.08. | 2
15.08. | 3
15.08. | 4
15.08. | 5
15.08. | 6
15.08. | 7
15.08. | 8
15.08. | 9
15.08. | 10
15.08. | 11
15.08. | 12
15.08. | 13
15.08. | 14
15.08. | 15
15.08. | 16
15.08. | 17
15.08. | 18
15.08. | 19
15.08. | 20
15.08. | 21
15.08. | 22
15.08. | 23
15.08. | 24
16.08. | 1
16.08. | 2
16.08. | 3
16.08. | 4
16.08. | 5
16.08. | 6
16.08. | 7
16.08. | 8
16.08. | 9
16.08. | 10
16.08. | 11
16.08. | 12
16.08. | 13
16.08. | 14
16.08. | 15
16.08. | 16
16.08. | 17
16.08. | 18
16.08. | 19
16.08. | 20
16.08. | 21
16.08. | 22
16.08. | 23
16.08. | 24
17.08. | 1
17.08. | 2
17.08. | 3
17.08. | 4
17.08. | 5
17.08. | 6
17.08. | 7
17.08. | 8
17.08. | 9
17.08. | 10
17.08. | 11
17.08. | 12
17.08. | 13
17.08. | 14
17.08. | 15
17.08. | 16
17.08. | 17
17.08. | 18
17.08. | 19
17.08. | 20
17.08. | 21
17.08. | 22
17.08. | 23
17.08. | 24
18.08. | 1
18.08. | 2
18.08. | 3
18.08. | 4
18.08. | 5
18.08. | 6
18.08. | 7
18.08. | 8
18.08. | 9
18.08. | 10
18.08. | 11
18.08. | 12
18.08. | 13
18.08. | 14
18.08. | 15
18.08. | 16
18.08. | 17
18.08. | 18
18.08. | 19
18.08. | 20
18.08. | 21
18.08. | 22
18.08. | 23
18.08. | 24
19.08. | 1
19.08. | 2
19.08. | 3
19.08. | 4
19.08. | 5
19.08. | 6
19.08. | 7
19.08. | 8
19.08. | 9
19.08. | 10
19.08. | 11
19.08. | 12
19.08. | 13
19.08. | 14
19.08. | 15
19.08. | 16
19.08. | 17
19.08. | 18
19.08. | 19
19.08. | 20
19.08. | 21
19.08. | 22
19.08. | 23
19.08. | 24
20.08. | 1
20.08. | 2
20.08. | 3
20.08. | 4
20.08. | 5
20.08. | 6
20.08. | 7
20.08. | 8
20.08. | 9
20.08. | 10
20.08. | 11
20.08. | 12
20.08. | 13
20.08. | 14
20.08. | 15
20.08. | 16
20.08. | 17
20.08. | 18
20.08. | 19
20.08. | 20
20.08. | 21
20.08. | 22
20.08. | 23
20.08. | 24
21.08. | 1
21.08. | 2
21.08. | 3
21.08. | 4
21.08. | 5
21.08. | 6
21.08. | 7
21.08. | 8
21.08. | 9
21.08. | 10
21.08. | 11
21.08. | 12
21.08. | 13
21.08. | 14
21.08. | 15
21.08. | 16
21.08. | 17
21.08. | 18
21.08. | 19
21.08. | 20
21.08. | 21
21.08. | 22
21.08. | 23
21.08. | 24
22.08. | 1
22.08. | 2
22.08. | 3
22.08. | 4
22.08. | 5
22.08. | 6
22.08. | 7
22.08. | 8
22.08. | 9
22.08. | 10
22.08. | 11
22.08. | 12
22.08. | 13
22.08. | 14
22.08. | 15
22.08. | 16
22.08. | 17
22.08. | 18
22.08. | 19
22.08. | 20
22.08. | 21
22.08. | 22
22.08. | 23
22.08. | 24
23.08. | 1
23.08. | 2
23.08. | 3
23.08. | 4
23.08. | 5
23.08. | 6
23.08. | 7
23.08. | 8
23.08. | 9
23.08. | 10
23.08. | 11
23.08. | 12
23.08. | 13
23.08. | 14
23.08. | 15
23.08. | 16
23.08. | 17
23.08. | 18
23.08. | 19
23.08. | 20
23.08. | 21
23.08. | 22
23.08. | 23
23.08. | 24
24.08. | 1
24.08. | 2
24.08. | 3
24.08. | 4
24.08. | 5
24.08. | 6
24.08. | 7
24.08. | 8
24.08. | 9
24.08. | 10
24.08. | 11
24.08. | 12
24.08. | 13
24.08. | 14
24.08. | 15
24.08. | 16
24.08. | 17
24.08. | 18
24.08. | 19
24.08. | 20
24.08. | 21
24.08. | 22
24.08. | 23
24.08. | 24
25.08. | 1
25.08. | 2
25.08. | 3
25.08. | 4
25.08. | 5
25.08. | 6
25.08. | 7
25.08. | 8
25.08. | 9
25.08. | 10
25.08. | 11
25.08. | 12
25.08. | 13
25.08. | 14
25.08. | 15
25.08. | 16
25.08. | 17
25.08. | 18
25.08. | 19
25.08. | 20
25.08. | 21
25.08. | 22
25.08. | 23
25.08. | 24
26.08. | 1
26.08. | 2
26.08. | 3
26.08. | 4
26.08. | 5
26.08. | 6
26.08. | 7
26.08. | 8
26.08. | 9
26.08. | 10
26.08. | 11
26.08. | 12
26.08. | 13
26.08. | 14
26.08. | 15
26.08. | 16
26.08. | 17
26.08. | 18
26.08. | 19
26.08. | 20
26.08. | 21
26.08. | 22
26.08. | 23
26.08. | 24
27.08. | 1
27.08. | 2
27.08. | 3
27.08. | 4
27.08. | 5
27.08. | 6
27.08. | 7
27.08. | 8
27.08. | 9
27.08. | 10
27.08. | 11
27.08. | 12
27.08. | 13
27.08. | 14
27.08. | 15
27.08. | 16
27.08. | 17
27.08. | 18
27.08. | 19
27.08. | 20
27.08. | 21
27.08. | 22
27.08. | 23
27.08. | 24
28.08. | 1
28.08. | 2
28.08. | 3
28.08. | 4
28.08. | 5
28.08. | 6
28.08. | 7
28.08. | 8
28.08. | 9
28.08. | 10
28.08. | 11
28.08. | 12
28.08. | 13
28.08. | 14
28.08. | 15
28.08. | 16
28.08. | 17
28.08. | 18
28.08. | 19
28.08. | 20
28.08. | 21
28.08. | 22
28.08. | 23
28.08. | 24
29.08. | 1
29.08. | 2
29.08. | 3
29.08. | 4
29.08. | 5
29.08. | 6
29.08. | 7
29.08. | 8
29.08. | 9
29.08. | 10
29.08. | 11
29.08. | 12
29.08. | 13
29.08. | 14
29.08. | 15
29.08. | 16
29.08. | 17
29.08. | 18
29.08. | 19
29.08. | 20
29.08. | 21
29.08. | 22
29.08. | 23
29.08. | 24
30.08. | 1
30.08. | 2
30.08. | 3
30.08. | 4
30.08. | 5
30.08. | 6
30.08. | 7
30.08. | 8
30.08. | 9
30.08. | 10
30.08. | 11
30.08. | 12
30.08. | 13
30.08. | 14
30.08. | 15
30.08. | 16
30.08. | 17
30.08. | 18
30.08. | 19
30.08. | 20
30.08. | 21
30.08. | 22
30.08. | 23
30.08. | 24
31.08. | 1
31.08. | 2
31.08. | 3
31.08. | 4
31.08. | 5
31.08. | 6
31.08. | 7
31.08. | 8
31.08. | 9
31.08. | 10
31.08. | 11
31.08. | 12
31.08. | 13
31.08. | 14
31.08. | 15
31.08. | 16
31.08. | 17
31.08. | 18
31.08. | 19
31.08. | 20
31.08. | 21
31.08. | 22
31.08. | 23
31.08. | 24
01.09. | 1
01.09. | 2
01.09. | 3
01.09. | 4
01.09. | 5
01.09. | 6
01.09. | 7
01.09. | 8
01.09. | 9
01.09. | 10
01.09. | 11
01.09. | 12
01.09. | 13
01.09. | 14
01.09. | 15
01.09. | 16
01.09. | 17
01.09. | 18
01.09. | 19
01.09. | 20
01.09. | 21
01.09. | 22
01.09. | 23
01.09. | 24
02.09. | 1
02.09. | 2
02.09. | 3
02.09. | 4
02.09. | 5
02.09. | 6
02.09. | 7
02.09. | 8
02.09. | 9
02.09. | 10
02.09. | 11
02.09. | 12
02.09. | 13
02.09. | 14
02.09. | 15
02.09. | 16
02.09. | 17
02.09. | 18
02.09. | 19
02.09. | 20
02.09. | 21
02.09. | 22
02.09. | 23
02.09. | 24
03.09. | 1
03.09. | 2
03.09. | 3
03.09. | 4
03.09. | 5
03.09. | 6
03.09. | 7
03.09. | 8
03.09. | 9
03.09. | 10
03.09. | 11
03.09. | 12
03.09. | 13
03.09. | 14
03.09. | 15
03.09. | 16
03.09. | 17
03.09. | 18
03.09. | 19
03.09. | 20
03.09. | 21
03.09. | 22
03.09. | 23
03.09. | 24
04.09. | 1
04.09. | 2
04.09. | 3
04.09. | 4
04.09. | 5
04.09. | 6
04.09. | 7
04.09. | 8
04.09. | 9
04.09. | 10
04.09. | 11
04.09. | 12
04.09. | 13
04.09. | 14
04.09. | 15
04.09. | 16
04.09. | 17
04.09. | 18
04.09. | 19
04.09. | 20
04.09. | 21
04.09. | 22
04.09. | 23
04.09. | 24
05.09. | 1
05.09. | 2
05.09. | 3
05.09. | 4
05.09. | 5
05.09. | 6
05.09. | 7
05.09. | 8
05.09. | 9
05.09. | 10
05.09. | 11
05.09. | 12
05.09. | 13
05.09. | 14
05.09. | 15
05.09. | 16
05.09. | 17
05.09. | 18
05.09. | 19
05.09. | 20
05.09. | 21
05.09. | 22
05.09. | 23
05.09. | 24
06.09. | 1
06.09. | 2
06.09. | 3
06.09. | 4
06.09. | 5
06.09. | 6
06.09. | 7
06.09. | 8
06.09. | 9
06.09. | 10
06.09. | 11
06.09. | 12
06.09. | 13
06.09. | 14
06.09. | 15
06.09. | 16
06.09. | 17
06.09. | 18
06.09. | 19
06.09. | 20
06.09. | 21
06.09. | 22
06.09. | 23
06.09. | 24
07.09. | 1
07.09. | 2
07.09. | 3
07.09. | 4
07.09. | 5
07.09. | 6
07.09. | 7
07.09. | 8
07.09. | 9
07.09. | 10
07.09. | 11
07.09. | 12
07.09. | 13
07.09. | 14
07.09. | 15
07.09. | 16
07.09. | 17
07.09. | 18
07.09. | 19
07.09. | 20
07.09. | 21
07.09. | 22
07.09. | 23
07.09. | 24
08.09. | 1
08.09. | 2
08.09. | 3
08.09. | 4
08.09. | 5
08.09. | 6
08.09. | 7
08.09. | 8
08.09. | 9
08.09. | 10
08.09. | 11
08.09. | 12
08.09. | 13
08.09. | 14
08.09. | 15
08.09. | 16
08.09. | 17
08.09. | 18
08.09. | 19
08.09. | 20
08.09. | 21
08.09. | 22
08.09. | 23
08.09. | 24
09.09. | 1
09.09. | 2
09.09. | 3
09.09. | 4
09.09. | 5
09.09. | 6
09.09. | 7
09.09. | 8
09.09. | 9
09.09. | 10
09.09. | 11
09.09. | 12
09.09. | 13
09.09. | 14
09.09. | 15
09.09. | 16
09.09. | 17
09.09. | 18
09.09. | 19
09.09. | 20
09.09. | 21
09.09. | 22
09.09. | 23
09.09. | 24
10.09. | 1
10.09. | 2
10.09. | 3
10.09. | 4
10.09. | 5
10.09. | 6
10.09. | 7
10.09. | 8
10.09. | 9
10.09. | 10
10.09. | 11
10.09. | 12
10.09. | 13
10.09. | 14
10.09. | 15
10.09. | 16
10.09. | 17
10.09. | 18
10.09. | 19
10.09. | 20
10.09. | 21
10.09. | 22
10.09. | 23
10.09. | 24
11.09. | 1
11.09. | 2
11.09. | 3
11.09. | 4
11.09. | 5
11.09. | 6
11.09. | 7
11.09. | 8
11.09. | 9
11.09. | 10
11.09. | 11
11.09. | 12
11.09. | 13
11.09. | 14
11.09. | 15
11.09. | 16
11.09. | 17
11.09. | 18
11.09. | 19
11.09. | 20
11.09. | 21
11.09. | 22
11.09. | 23
11.09. | 24
12.09. | 1
12.09. | 2
12.09. | 3
12.09. | 4
12.09. | 5
12.09. | 6
12.09. | 7
12.09. | 8
12.09. | 9
12.09. | 10
12.09. | 11
12.09. | 12
12.09. | 13
12.09. | 14
12.09. | 15
12.09. | 16
12.09. | 17
12.09. | 18
12.09. | 19
12.09. | 20
12.09. | 21
12.09. | 22
12.09. | 23
12.09. | 24
13.09. | 1
13.09. | 2
13.09. | 3
13.09. | 4
13.09. | 5
13.09. | 6
13.09. | 7
13.09. | 8
13.09. | 9
13.09. | 10
13.09. | 11
13.09. | 12
13.09. | 13
13.09. | 14
13.09. | 15
13.09. | 16
13.09. | 17
13.09. | 18
13.09. | 19
13.09. | 20
13.09. | 21
13.09. | 22
13.09. | 23
13.09. | 24
14.09. | 1
14.09. | 2
14.09. | 3
14.09. | 4
14.09. | 5
14.09. | 6
14.09. | 7
14.09. | 8
14.09. | 9
14.09. | 10
14.09. | 11
14.09. | 12
14.09. | 13
14.09. | 14
14.09. | 15
14.09. | 16
14.09. | 17
14.09. | 18
14.09. | 19
14.09. | 20
14.09. | 21
14.09. | 22
14.09. | 23
14.09. | 24
15.09. | 1
15.09. | 2
15.09. | 3
15.09. | 4
15.09. | 5
15.09. | 6
15.09. | 7
15.09. | 8
15.09. | 9
15.09. | 10
15.09. | 11
15.09. | 12
15.09. | 13
15.09. | 14
15.09. | 15
15.09. | 16
15.09. | 17
15.09. | 18
15.09. | 19
15.09. | 20
15.09. | 21
15.09. | 22
15.09. | 23
15.09. | 24
16.09. | 1
16.09. | 2
16.09. | 3
16.09. | 4
16.09. | 5
16.09. | 6
16.09. | 7
16.09. | 8
16.09. | 9
16.09. | 10
16.09. | 11
16.09. | 12
16.09. | 13
16.09. | 14
16.09. | 15
16.09. | 16
16.09. | 17
16.09. | 18
16.09. | 19
16.09. | 20
16.09. | 21
16.09. | 22
16.09. | 23
16.09. | 24
17.09. | 1
17.09. | 2
17.09. | 3
17.09. | 4
17.09. | 5
17.09. | 6
17.09. | 7
17.09. | 8
17.09. | 9
17.09. | 10
17.09. | 11
17.09. | 12
17.09. | 13
17.09. | 14
17.09. | 15
17.09. | 16
17.09. | 17
17.09. | 18
17.09. | 19
17.09. | 20
17.09. | 21
17.09. | 22
17.09. | 23
17.09. | 24
18.09. | 1
18.09. | 2
18.09. | 3
18.09. | 4
18.09. | 5
18.09. | 6
18.09. | 7
18.09. | 8
18.09. | 9
18.09. | 10
18.09. | 11
18.09. | 12
18.09. | 13
18.09. | 14
18.09. | 15
18.09. | 16
18.09. | 17
18.09. | 18
18.09. | 19
18.09. | 20
18.09. | 21
18.09. | 22
18.09. | 23
18.09. | 24
19.09. | 1
19.09. | 2
19.09. | 3
19.09. | 4
19.09. | 5
19.09. | 6
19.09. | 7
19.09. | 8
19.09. | 9
19.09. | 10
19.09. | 11
19.09. | 12
19.09. | 13
19.09. | 14
19.09. | 15
19.09. | 16
19.09. | 17
19.09. | 18
19.09. | 19
19.09. | 20
19.09. | 21
19.09. | 22
19.09. | 23
19.09. | 24
20.09. | 1
20.09. | 2
20.09. | 3
20.09. | 4
20.09. | 5
20.09. | 6
20.09. | 7
20.09. | 8
20.09. | 9
20.09. | 10
20.09. | 11
20.09. | 12
20.09. | 13
20.09. | 14
20.09. | 15
20.09. | 16
20.09. | 17
20.09. | 18
20.09. | 19
20.09. | 20
20.09. | 21
20.09. | 22
20.09. | 23
20.09. | 24
21.09. | 1
21.09. | 2
21.09. | 3
21.09. | 4
21.09. | 5
21.09. | 6
21.09. | 7
21.09. | 8
21.09. | 9
21.09. | 10
21.09. | 11
21.09. | 12
21.09. | 13
21.09. | 14
21.09. | 15
21.09. | 16
21.09. | 17
21.09. | 18
21.09. | 19
21.09. | 20
21.09. | 21
21.09. | 22
21.09. | 23
21.09. | 24
22.09. | 1
22.09. | 2
22.09. | 3
22.09. | 4
22.09. | 5
22.09. | 6
22.09. | 7
22.09. | 8
22.09. | 9
22.09. | 10
22.09. | 11
22.09. | 12
22.09. | 13
22.09. | 14
22.09. | 15
22.09. | 16
22.09. | 17
22.09. | 18
22.09. | 19
22.09. | 20
22.09. | 21
22.09. | 22
22.09. | 23
22.09. | 24
23.09. | 1
23.09. | 2
23.09. | 3
23.09. | 4
23.09. | 5
23.09. | 6
23.09. | 7
23.09. | 8
23.09. | 9
23.09. | 10
23.09. | 11
23.09. | 12
23.09. | 13
23.09. | 14
23.09. | 15
23.09. | 16
23.09. | 17
23.09. | 18
23.09. | 19
23.09. | 20
23.09. | 21
23.09. | 22
23.09. | 23
23.09. | 24
24.09. | 1
24.09. | 2
24.09. | 3
24.09. | 4
24.09. | 5
24.09. | 6
24.09. | 7
24.09. | 8
24.09. | 9
24.09. | 10
24.09. | 11
24.09. | 12
24.09. | 13
24.09. | 14
24.09. | 15
24.09. | 16
24.09. | 17
24.09. | 18
24.09. | 19
24.09. | 20
24.09. | 21
24.09. | 22
24.09. | 23
24.09. | 24
25.09. | 1
25.09. | 2
25.09. | 3
25.09. | 4
25.09. | 5
25.09. | 6
25.09. | 7
25.09. | 8
25.09. | 9
25.09. | 10
25.09. | 11
25.09. | 12
25.09. | 13
25.09. | 14
25.09. | 15
25.09. | 16
25.09. | 17
25.09. | 18
25.09. | 19
25.09. | 20
25.09. | 21
25.09. | 22
25.09. | 23
25.09. | 24
26.09. | 1
26.09. | 2
26.09. | 3
26.09. | 4
26.09. | 5
26.09. | 6
26.09. | 7
26.09. | 8
26.09. | 9
26.09. | 10
26.09. | 11
26.09. | 12
26.09. | 13
26.09. | 14
26.09. | 15
26.09. | 16
26.09. | 17
26.09. | 18
26.09. | 19
26.09. | 20
26.09. | 21
26.09. | 22
26.09. | 23
26.09. | 24
27.09. | 1
27.09. | 2
27.09. | 3
27.09. | 4
27.09. | 5
27.09. | 6
27.09. | 7
27.09. | 8
27.09. | 9
27.09. | 10
27.09. | 11
27.09. | 12
27.09. | 13
27.09. | 14
27.09. | 15
27.09. | 16
27.09. | 17
27.09. | 18
27.09. | 19
27.09. | 20
27.09. | 21
27.09. | 22
27.09. | 23
27.09. | 24
28.09. | 1
28.09. | 2
28.09. | 3
28.09. | 4
28.09. | 5
28.09. | 6
28.09. | 7
28.09. | 8
28.09. | 9
28.09. | 10
28.09. | 11
28.09. | 12
28.09. | 13
28.09. | 14
28.09. | 15
28.09. | 16
28.09. | 17
28.09. | 18
28.09. | 19
28.09. | 20
28.09. | 21
28.09. | 22
28.09. | 23
28.09. | 24
29.09. | 1
29.09. | 2
29.09. | 3
29.09. | 4
29.09. | 5
29.09. | 6
29.09. | 7
29.09. | 8
29.09. | 9
29.09. | 10
29.09. | 11
29.09. | 12
29.09. | 13
29.09. | 14
29.09. | 15
29.09. | 16
29.09. | 17
29.09. | 18
29.09. | 19
29.09. | 20
29.09. | 21
29.09. | 22
29.09. | 23
29.09. | 24
30.09. | 1
30.09. | 2
30.09. | 3
30.09. | 4
30.09. | 5
30.09. | 6
30.09. | 7
30.09. | 8
30.09. | 9
30.09. | 10
30.09. | 11
30.09. | 12
30.09. | 13
30.09. | 14
30.09. | 15
30.09. | 16
30.09. | 17
30.09. | 18
30.09. | 19
30.09. | 20
30.09. | 21
30.09. | 22
30.09. | 23
30.09. | 24
01.10. | 1
01.10. | 2
01.10. | 3
01.10. | 4
01.10. | 5
01.10. | 6
01.10. | 7
01.10. | 8
01.10. | 9
01.10. | 10
01.10. | 11
01.10. | 12
01.10. | 13
01.10. | 14
01.10. | 15
01.10. | 16
01.10. | 17
01.10. | 18
01.10. | 19
01.10. | 20
01.10. | 21
01.10. | 22
01.10. | 23
01.10. | 24
02.10. | 1
02.10. | 2
02.10. | 3
02.10. | 4
02.10. | 5
02.10. | 6
02.10. | 7
02.10. | 8
02.10. | 9
02.10. | 10
02.10. | 11
02.10. | 12
02.10. | 13
02.10. | 14
02.10. | 15
02.10. | 16
02.10. | 17
02.10. | 18
02.10. | 19
02.10. | 20
02.10. | 21
02.10. | 22
02.10. | 23
02.10. | 24
03.10. | 1
03.10. | 2
03.10. | 3
03.10. | 4
03.10. | 5
03.10. | 6
03.10. | 7
03.10. | 8
03.10. | 9
03.10. | 10
03.10. | 11
03.10. | 12
03.10. | 13
03.10. | 14
03.10. | 15
03.10. | 16
03.10. | 17
03.10. | 18
03.10. | 19
03.10. | 20
03.10. | 21
03.10. | 22
03.10. | 23
03.10. | 24
04.10. | 1
04.10. | 2
04.10. | 3
04.10. | 4
04.10. | 5
04.10. | 6
04.10. | 7
04.10. | 8
04.10. | 9
04.10. | 10
04.10. | 11
04.10. | 12
04.10. | 13
04.10. | 14
04.10. | 15
04.10. | 16
04.10. | 17
04.10. | 18
04.10. | 19
04.10. | 20
04.10. | 21
04.10. | 22
04.10. | 23
04.10. | 24
05.10. | 1
05.10. | 2
05.10. | 3
05.10. | 4
05.10. | 5
05.10. | 6
05.10. | 7
05.10. | 8
05.10. | 9
05.10. | 10
05.10. | 11
05.10. | 12
05.10. | 13
05.10. | 14
05.10. | 15
05.10. | 16
05.10. | 17
05.10. | 18
05.10. | 19
05.10. | 20
05.10. | 21
05.10. | 22
05.10. | 23
05.10. | 24
06.10. | 1
06.10. | 2
06.10. | 3
06.10. | 4
06.10. | 5
06.10. | 6
06.10. | 7
06.10. | 8
06.10. | 9
06.10. | 10
06.10. | 11
06.10. | 12
06.10. | 13
06.10. | 14
06.10. | 15
06.10. | 16
06.10. | 17
06.10. | 18
06.10. | 19
06.10. | 20
06.10. | 21
06.10. | 22
06.10. | 23
06.10. | 24
07.10. | 1
07.10. | 2
07.10. | 3
07.10. | 4
07.10. | 5
07.10. | 6
07.10. | 7
07.10. | 8
07.10. | 9
07.10. | 10
07.10. | 11
07.10. | 12
07.10. | 13
07.10. | 14
07.10. | 15
07.10. | 16
07.10. | 17
07.10. | 18
07.10. | 19
07.10. | 20
07.10. | 21
07.10. | 22
07.10. | 23
07.10. | 24
08.10. | 1
08.10. | 2
08.10. | 3
08.10. | 4
08.10. | 5
08.10. | 6
08.10. | 7
08.10. | 8
08.10. | 9
08.10. | 10
08.10. | 11
08.10. | 12
08.10. | 13
08.10. | 14
08.10. | 15
08.10. | 16
08.10. | 17
08.10. | 18
08.10. | 19
08.10. | 20
08.10. | 21
08.10. | 22
08.10. | 23
08.10. | 24
09.10. | 1
09.10. | 2
09.10. | 3
09.10. | 4
09.10. | 5
09.10. | 6
09.10. | 7
09.10. | 8
09.10. | 9
09.10. | 10
09.10. | 11
09.10. | 12
09.10. | 13
09.10. | 14
09.10. | 15
09.10. | 16
09.10. | 17
09.10. | 18
09.10. | 19
09.10. | 20
09.10. | 21
09.10. | 22
09.10. | 23
09.10. | 24
10.10. | 1
10.10. | 2
10.10. | 3
10.10. | 4
10.10. | 5
10.10. | 6
10.10. | 7
10.10. | 8
10.10. | 9
10.10. | 10
10.10. | 11
10.10. | 12
10.10. | 13
10.10. | 14
10.10. | 15
10.10. | 16
10.10. | 17
10.10. | 18
10.10. | 19
10.10. | 20
10.10. | 21
10.10. | 22
10.10. | 23
10.10. | 24
11.10. | 1
11.10. | 2
11.10. | 3
11.10. | 4
11.10. | 5
11.10. | 6
11.10. | 7
11.10. | 8
11.10. | 9
11.10. | 10
11.10. | 11
11.10. | 12
11.10. | 13
11.10. | 14
11.10. | 15
11.10. | 16
11.10. | 17
11.10. | 18
11.10. | 19
11.10. | 20
11.10. | 21
11.10. | 22
11.10. | 23
11.10. | 24
12.10. | 1
12.10. | 2
12.10. | 3
12.10. | 4
12.10. | 5
12.10. | 6
12.10. | 7
12.10. | 8
12.10. | 9
12.10. | 10
12.10. | 11
12.10. | 12
12.10. | 13
12.10. | 14
12.10. | 15
12.10. | 16
12.10. | 17
12.10. | 18
12.10. | 19
12.10. | 20
12.10. | 21
12.10. | 22
12.10. | 23
12.10. | 24
13.10. | 1
13.10. | 2
13.10. | 3
13.10. | 4
13.10. | 5
13.10. | 6
13.10. | 7
13.10. | 8
13.10. | 9
13.10. | 10
13.10. | 11
13.10. | 12
13.10. | 13
13.10. | 14
13.10. | 15
13.10. | 16
13.10. | 17
13.10. | 18
13.10. | 19
13.10. | 20
13.10. | 21
13.10. | 22
13.10. | 23
13.10. | 24
14.10. | 1
14.10. | 2
14.10. | 3
14.10. | 4
14.10. | 5
14.10. | 6
14.10. | 7
14.10. | 8
14.10. | 9
14.10. | 10
14.10. | 11
14.10. | 12
14.10. | 13
14.10. | 14
14.10. | 15
14.10. | 16
14.10. | 17
14.10. | 18
14.10. | 19
14.10. | 20
14.10. | 21
14.10. | 22
14.10. | 23
14.10. | 24
15.10. | 1
15.10. | 2
15.10. | 3
15.10. | 4
15.10. | 5
15.10. | 6
15.10. | 7
15.10. | 8
15.10. | 9
15.10. | 10
15.10. | 11
15.10. | 12
15.10. | 13
15.10. | 14
15.10. | 15
15.10. | 16
15.10. | 17
15.10. | 18
15.10. | 19
15.10. | 20
15.10. | 21
15.10. | 22
15.10. | 23
15.10. | 24
16.10. | 1
16.10. | 2
16.10. | 3
16.10. | 4
16.10. | 5
16.10. | 6
16.10. | 7
16.10. | 8
16.10. | 9
16.10. | 10
16.10. | 11
16.10. | 12
16.10. | 13
16.10. | 14
16.10. | 15
16.10. | 16
16.10. | 17
16.10. | 18
16.10. | 19
16.10. | 20
16.10. | 21
16.10. | 22
16.10. | 23
16.10. | 24
17.10. | 1
17.10. | 2
17.10. | 3
17.10. | 4
17.10. | 5
17.10. | 6
17.10. | 7
17.10. | 8
17.10. | 9
17.10. | 10
17.10. | 11
17.10. | 12
17.10. | 13
17.10. | 14
17.10. | 15
17.10. | 16
17.10. | 17
17.10. | 18
17.10. | 19
17.10. | 20
17.10. | 21
17.10. | 22
17.10. | 23
17.10. | 24
18.10. | 1
18.10. | 2
18.10. | 3
18.10. | 4
18.10. | 5
18.10. | 6
18.10. | 7
18.10. | 8
18.10. | 9
18.10. | 10
18.10. | 11
18.10. | 12
18.10. | 13
18.10. | 14
18.10. | 15
18.10. | 16
18.10. | 17
18.10. | 18
18.10. | 19
18.10. | 20
18.10. | 21
18.10. | 22
18.10. | 23
18.10. | 24
19.10. | 1
19.10. | 2
19.10. | 3
19.10. | 4
19.10. | 5
19.10. | 6
19.10. | 7
19.10. | 8
19.10. | 9
19.10. | 10
19.10. | 11
19.10. | 12
19.10. | 13
19.10. | 14
19.10. | 15
19.10. | 16
19.10. | 17
19.10. | 18
19.10. | 19
19.10. | 20
19.10. | 21
19.10. | 22
19.10. | 23
19.10. | 24
20.10. | 1
20.10. | 2
20.10. | 3
20.10. | 4
20.10. | 5
20.10. | 6
20.10. | 7
20.10. | 8
20.10. | 9
20.10. | 10
20.10. | 11
20.10. | 12
20.10. | 13
20.10. | 14
20.10. | 15
20.10. | 16
20.10. | 17
20.10. | 18
20.10. | 19
20.10. | 20
20.10. | 21
20.10. | 22
20.10. | 23
20.10. | 24
21.10. | 1
21.10. | 2
21.10. | 3
21.10. | 4
21.10. | 5
21.10. | 6
21.10. | 7
21.10. | 8
21.10. | 9
21.10. | 10
21.10. | 11
21.10. | 12
21.10. | 13
21.10. | 14
21.10. | 15
21.10. | 16
21.10. | 17
21.10. | 18
21.10. | 19
21.10. | 20
21.10. | 21
21.10. | 22
21.10. | 23
21.10. | 24
22.10. | 1
22.10. | 2
22.10. | 3
22.10. | 4
22.10. | 5
22.10. | 6
22.10. | 7
22.10. | 8
22.10. | 9
22.10. | 10
22.10. | 11
22.10. | 12
22.10. | 13
22.10. | 14
22.10. | 15
22.10. | 16
22.10. | 17
22.10. | 18
22.10. | 19
22.10. | 20
22.10. | 21
22.10. | 22
22.10. | 23
22.10. | 24
23.10. | 1
23.10. | 2
23.10. | 3
23.10. | 4
23.10. | 5
23.10. | 6
23.10. | 7
23.10. | 8
23.10. | 9
23.10. | 10
23.10. | 11
23.10. | 12
23.10. | 13
23.10. | 14
23.10. | 15
23.10. | 16
23.10. | 17
23.10. | 18
23.10. | 19
23.10. | 20
23.10. | 21
23.10. | 22
23.10. | 23
23.10. | 24
24.10. | 1
24.10. | 2
24.10. | 3
24.10. | 4
24.10. | 5
24.10. | 6
24.10. | 7
24.10. | 8
24.10. | 9
24.10. | 10
24.10. | 11
24.10. | 12
24.10. | 13
24.10. | 14
24.10. | 15
24.10. | 16
24.10. | 17
24.10. | 18
24.10. | 19
24.10. | 20
24.10. | 21
24.10. | 22
24.10. | 23
24.10. | 24
25.10. | 1
25.10. | 2
25.10. | 3
25.10. | 4
25.10. | 5
25.10. | 6
25.10. | 7
25.10. | 8
25.10. | 9
25.10. | 10
25.10. | 11
25.10. | 12
25.10. | 13
25.10. | 14
25.10. | 15
25.10. | 16
25.10. | 17
25.10. | 18
25.10. | 19
25.10. | 20
25.10. | 21
25.10. | 22
25.10. | 23
25.10. | 24
26.10. | 1
26.10. | 2
26.10. | 3
26.10. | 4
26.10. | 5
26.10. | 6
26.10. | 7
26.10. | 8
26.10. | 9
26.10. | 10
26.10. | 11
26.10. | 12
26.10. | 13
26.10. | 14
26.10. | 15
26.10. | 16
26.10. | 17
26.10. | 18
26.10. | 19
26.10. | 20
26.10. | 21
26.10. | 22
26.10. | 23
26.10. | 24
27.10. | 1
27.10. | 2
27.10. | 3
27.10. | 4
27.10. | 5
27.10. | 6
27.10. | 7
27.10. | 8
27.10. | 9
27.10. | 10
27.10. | 11
27.10. | 12
27.10. | 13
27.10. | 14
27.10. | 15
27.10. | 16
27.10. | 17
27.10. | 18
27.10. | 19
27.10. | 20
27.10. | 21
27.10. | 22
27.10. | 23
27.10. | 24
28.10. | 1
28.10. | 2
28.10. | 3
28.10. | 4
28.10. | 5
28.10. | 6
28.10. | 7
28.10. | 8
28.10. | 9
28.10. | 10
28.10. | 11
28.10. | 12
28.10. | 13
28.10. | 14
28.10. | 15
28.10. | 16
28.10. | 17
28.10. | 18
28.10. | 19
28.10. | 20
28.10. | 21
28.10. | 22
28.10. | 23
28.10. | 24
29.10. | 1
29.10. | 2
29.10. | 3
29.10. | 4
29.10. | 5
29.10. | 6
29.10. | 7
29.10. | 8
29.10. | 9
29.10. | 10
29.10. | 11
29.10. | 12
29.10. | 13
29.10. | 14
29.10. | 15
29.10. | 16
29.10. | 17
29.10. | 18
29.10. | 19
29.10. | 20
29.10. | 21
29.10. | 22
29.10. | 23
29.10. | 24
30.10. | 1
30.10. | 2
30.10. | 3
30.10. | 4
30.10. | 5
30.10. | 6
30.10. | 7
30.10. | 8
30.10. | 9
30.10. | 10
30.10. | 11
30.10. | 12
30.10. | 13
30.10. | 14
30.10. | 15
30.10. | 16
30.10. | 17
30.10. | 18
30.10. | 19
30.10. | 20
30.10. | 21
30.10. | 22
30.10. | 23
30.10. | 24
31.10. | 1
31.10. | 2
31.10. | 3
31.10. | 4
31.10. | 5
31.10. | 6
31.10. | 7
31.10. | 8
31.10. | 9
31.10. | 10
31.10. | 11
31.10. | 12
31.10. | 13
31.10. | 14
31.10. | 15
31.10. | 16
31.10. | 17
31.10. | 18
31.10. | 19
31.10. | 20
31.10. | 21
31.10. | 22
31.10. | 23
31.10. | 24
01.11. | 1
01.11. | 2
01.11. | 3
01.11. | 4
01.11. | 5
01.11. | 6
01.11. | 7
01.11. | 8
01.11. | 9
01.11. | 10
01.11. | 11
01.11. | 12
01.11. | 13
01.11. | 14
01.11. | 15
01.11. | 16
01.11. | 17
01.11. | 18
01.11. | 19
01.11. | 20
01.11. | 21
01.11. | 22
01.11. | 23
01.11. | 24
02.11. | 1
02.11. | 2
02.11. | 3
02.11. | 4
02.11. | 5
02.11. | 6
02.11. | 7
02.11. | 8
02.11. | 9
02.11. | 10
02.11. | 11
02.11. | 12
02.11. | 13
02.11. | 14
02.11. | 15
02.11. | 16
02.11. | 17
02.11. | 18
02.11. | 19
02.11. | 20
02.11. | 21
02.11. | 22
02.11. | 23
02.11. | 24
03.11. | 1
03.11. | 2
03.11. | 3
03.11. | 4
03.11. | 5
03.11. | 6
03.11. | 7
03.11. | 8
03.11. | 9
03.11. | 10
03.11. | 11
03.11. | 12
03.11. | 13
03.11. | 14
03.11. | 15
03.11. | 16
03.11. | 17
03.11. | 18
03.11. | 19
03.11. | 20
03.11. | 21
03.11. | 22
03.11. | 23
03.11. | 24
04.11. | 1
04.11. | 2
04.11. | 3
04.11. | 4
04.11. | 5
04.11. | 6
04.11. | 7
04.11. | 8
04.11. | 9
04.11. | 10
04.11. | 11
04.11. | 12
04.11. | 13
04.11. | 14
04.11. | 15
04.11. | 16
04.11. | 17
04.11. | 18
04.11. | 19
04.11. | 20
04.11. | 21
04.11. | 22
04.11. | 23
04.11. | 24
05.11. | 1
05.11. | 2
05.11. | 3
05.11. | 4
05.11. | 5
05.11. | 6
05.11. | 7
05.11. | 8
05.11. | 9
05.11. | 10
05.11. | 11
05.11. | 12
05.11. | 13
05.11. | 14
05.11. | 15
05.11. | 16
05.11. | 17
05.11. | 18
05.11. | 19
05.11. | 20
05.11. | 21
05.11. | 22
05.11. | 23
05.11. | 24
06.11. | 1
06.11. | 2
06.11. | 3
06.11. | 4
06.11. | 5
06.11. | 6
06.11. | 7
06.11. | 8
06.11. | 9
06.11. | 10
06.11. | 11
06.11. | 12
06.11. | 13
06.11. | 14
06.11. | 15
06.11. | 16
06.11. | 17
06.11. | 18
06.11. | 19
06.11. | 20
06.11. | 21
06.11. | 22
06.11. | 23
06.11. | 24
07.11. | 1
07.11. | 2
07.11. | 3
07.11. | 4
07.11. | 5
07.11. | 6
07.11. | 7
07.11. | 8
07.11. | 9
07.11. | 10
07.11. | 11
07.11. | 12
07.11. | 13
07.11. | 14
07.11. | 15
07.11. | 16
07.11. | 17
07.11. | 18
07.11. | 19
07.11. | 20
07.11. | 21
07.11. | 22
07.11. | 23
07.11. | 24
08.11. | 1
08.11. | 2
08.11. | 3
08.11. | 4
08.11. | 5
08.11. | 6
08.11. | 7
08.11. | 8
08.11. | 9
08.11. | 10
08.11. | 11
08.11. | 12
08.11. | 13
08.11. | 14
08.11. | 15
08.11. | 16
08.11. | 17
08.11. | 18
08.11. | 19
08.11. | 20
08.11. | 21
08.11. | 22
08.11. | 23
08.11. | 24
09.11. | 1
09.11. | 2
09.11. | 3
09.11. | 4
09.11. | 5
09.11. | 6
09.11. | 7
09.11. | 8
09.11. | 9
09.11. | 10
09.11. | 11
09.11. | 12
09.11. | 13
09.11. | 14
09.11. | 15
09.11. | 16
09.11. | 17
09.11. | 18
09.11. | 19
09.11. | 20
09.11. | 21
09.11. | 22
09.11. | 23
09.11. | 24
10.11. | 1
10.11. | 2
10.11. | 3
10.11. | 4
10.11. | 5
10.11. | 6
10.11. | 7
10.11. | 8
10.11. | 9
10.11. | 10
10.11. | 11
10.11. | 12
10.11. | 13
10.11. | 14
10.11. | 15
10.11. | 16
10.11. | 17
10.11. | 18
10.11. | 19
10.11. | 20
10.11. | 21
10.11. | 22
10.11. | 23
10.11. | 24
11.11. | 1
11.11. | 2
11.11. | 3
11.11. | 4
11.11. | 5
11.11. | 6
11.11. | 7
11.11. | 8
11.11. | 9
11.11. | 10
11.11. | 11
11.11. | 12
11.11. | 13
11.11. | 14
11.11. | 15
11.11. | 16
11.11. | 17
11.11. | 18
11.11. | 19
11.11. | 20
11.11. | 21
11.11. | 22
11.11. | 23
11.11. | 24
12.11. | 1
12.11. | 2
12.11. | 3
12.11. | 4
12.11. | 5
12.11. | 6
12.11. | 7
12.11. | 8
12.11. | 9
12.11. | 10
12.11. | 11
12.11. | 12
12.11. | 13
12.11. | 14
12.11. | 15
12.11. | 16
12.11. | 17
12.11. | 18
12.11. | 19
12.11. | 20
12.11. | 21
12.11. | 22
12.11. | 23
12.11. | 24
13.11. | 1
13.11. | 2
13.11. | 3
13.11. | 4
13.11. | 5
13.11. | 6
13.11. | 7
13.11. | 8
13.11. | 9
13.11. | 10
13.11. | 11
13.11. | 12
13.11. | 13
13.11. | 14
13.11. | 15
13.11. | 16
13.11. | 17
13.11. | 18
13.11. | 19
13.11. | 20
13.11. | 21
13.11. | 22
13.11. | 23
13.11. | 24
14.11. | 1
14.11. | 2
14.11. | 3
14.11. | 4
14.11. | 5
14.11. | 6
14.11. | 7
14.11. | 8
14.11. | 9
14.11. | 10
14.11. | 11
14.11. | 12
14.11. | 13
14.11. | 14
14.11. | 15
14.11. | 16
14.11. | 17
14.11. | 18
14.11. | 19
14.11. | 20
14.11. | 21
14.11. | 22
14.11. | 23
14.11. | 24
15.11. | 1
15.11. | 2
15.11. | 3
15.11. | 4
15.11. | 5
15.11. | 6
15.11. | 7
15.11. | 8
15.11. | 9
15.11. | 10
15.11. | 11
15.11. | 12
15.11. | 13
15.11. | 14
15.11. | 15
15.11. | 16
15.11. | 17
15.11. | 18
15.11. | 19
15.11. | 20
15.11. | 21
15.11. | 22
15.11. | 23
15.11. | 24
16.11. | 1
16.11. | 2
16.11. | 3
16.11. | 4
16.11. | 5
16.11. | 6
16.11. | 7
16.11. | 8
16.11. | 9
16.11. | 10
16.11. | 11
16.11. | 12
16.11. | 13
16.11. | 14
16.11. | 15
16.11. | 16
16.11. | 17
16.11. | 18
16.11. | 19
16.11. | 20
16.11. | 21
16.11. | 22
16.11. | 23
16.11. | 24
17.11. | 1
17.11. | 2
17.11. | 3
17.11. | 4
17.11. | 5
17.11. | 6
17.11. | 7
17.11. | 8
17.11. | 9
17.11. | 10
17.11. | 11
17.11. | 12
17.11. | 13
17.11. | 14
17.11. | 15
17.11. | 16
17.11. | 17
17.11. | 18
17.11. | 19
17.11. | 20
17.11. | 21
17.11. | 22
17.11. | 23
17.11. | 24
18.11. | 1
18.11. | 2
18.11. | 3
18.11. | 4
18.11. | 5
18.11. | 6
18.11. | 7
18.11. | 8
18.11. | 9
18.11. | 10
18.11. | 11
18.11. | 12
18.11. | 13
18.11. | 14
18.11. | 15
18.11. | 16
18.11. | 17
18.11. | 18
18.11. | 19
18.11. | 20
18.11. | 21
18.11. | 22
18.11. | 23
18.11. | 24
19.11. | 1
19.11. | 2
19.11. | 3
19.11. | 4
19.11. | 5
19.11. | 6
19.11. | 7
19.11. | 8
19.11. | 9
19.11. | 10
19.11. | 11
19.11. | 12
19.11. | 13
19.11. | 14
19.11. | 15
19.11. | 16
19.11. | 17
19.11. | 18
19.11. | 19
19.11. | 20
19.11. | 21
19.11. | 22
19.11. | 23
19.11. | 24
20.11. | 1
20.11. | 2
20.11. | 3
20.11. | 4
20.11. | 5
20.11. | 6
20.11. | 7
20.11. | 8
20.11. | 9
20.11. | 10
20.11. | 11
20.11. | 12
20.11. | 13
20.11. | 14
20.11. | 15
20.11. | 16
20.11. | 17
20.11. | 18
20.11. | 19
20.11. | 20
20.11. | 21
20.11. | 22
20.11. | 23
20.11. | 24
21.11. | 1
21.11. | 2
21.11. | 3
21.11. | 4
21.11. | 5
21.11. | 6
21.11. | 7
21.11. | 8
21.11. | 9
21.11. | 10
21.11. | 11
21.11. | 12
21.11. | 13
21.11. | 14
21.11. | 15
21.11. | 16
21.11. | 17
21.11. | 18
21.11. | 19
21.11. | 20
21.11. | 21
21.11. | 22
21.11. | 23
21.11. | 24
22.11. | 1
22.11. | 2
22.11. | 3
22.11. | 4
22.11. | 5
22.11. | 6
22.11. | 7
22.11. | 8
22.11. | 9
22.11. | 10
22.11. | 11
22.11. | 12
22.11. | 13
22.11. | 14
22.11. | 15
22.11. | 16
22.11. | 17
22.11. | 18
22.11. | 19
22.11. | 20
22.11. | 21
22.11. | 22
22.11. | 23
22.11. | 24
23.11. | 1
23.11. | 2
23.11. | 3
23.11. | 4
23.11. | 5
23.11. | 6
23.11. | 7
23.11. | 8
23.11. | 9
23.11. | 10
23.11. | 11
23.11. | 12
23.11. | 13
23.11. | 14
23.11. | 15
23.11. | 16
23.11. | 17
23.11. | 18
23.11. | 19
23.11. | 20
23.11. | 21
23.11. | 22
23.11. | 23
23.11. | 24
24.11. | 1
24.11. | 2
24.11. | 3
24.11. | 4
24.11. | 5
24.11. | 6
24.11. | 7
24.11. | 8
24.11. | 9
24.11. | 10
24.11. | 11
24.11. | 12
24.11. | 13
24.11. | 14
24.11. | 15
24.11. | 16
24.11. | 17
24.11. | 18
24.11. | 19
24.11. | 20
24.11. | 21
24.11. | 22
24.11. | 23
24.11. | 24
25.11. | 1
25.11. | 2
25.11. | 3
25.11. | 4
25.11. | 5
25.11. | 6
25.11. | 7
25.11. | 8
25.11. | 9
25.11. | 10
25.11. | 11
25.11. | 12
25.11. | 13
25.11. | 14
25.11. | 15
25.11. | 16
25.11. | 17
25.11. | 18
25.11. | 19
25.11. | 20
25.11. | 21
25.11. | 22
25.11. | 23
25.11. | 24
26.11. | 1
26.11. | 2
26.11. | 3
26.11. | 4
26.11. | 5
26.11. | 6
26.11. | 7
26.11. | 8
26.11. | 9
26.11. | 10
26.11. | 11
26.11. | 12
26.11. | 13
26.11. | 14
26.11. | 15
26.11. | 16
26.11. | 17
26.11. | 18
26.11. | 19
26.11. | 20
26.11. | 21
26.11. | 22
26.11. | 23
26.11. | 24
27.11. | 1
27.11. | 2
27.11. | 3
27.11. | 4
27.11. | 5
27.11. | 6
27.11. | 7
27.11. | 8
27.11. | 9
27.11. | 10
27.11. | 11
27.11. | 12
27.11. | 13
27.11. | 14
27.11. | 15
27.11. | 16
27.11. | 17
27.11. | 18
27.11. | 19
27.11. | 20
27.11. | 21
27.11. | 22
27.11. | 23
27.11. | 24
28.11. | 1
28.11. | 2
28.11. | 3
28.11. | 4
28.11. | 5
28.11. | 6
28.11. | 7
28.11. | 8
28.11. | 9
28.11. | 10
28.11. | 11
28.11. | 12
28.11. | 13
28.11. | 14
28.11. | 15
28.11. | 16
28.11. | 17
28.11. | 18
28.11. | 19
28.11. | 20
28.11. | 21
28.11. | 22
28.11. | 23
28.11. | 24
29.11. | 1
29.11. | 2
29.11. | 3
29.11. | 4
29.11. | 5
29.11. | 6
29.11. | 7
29.11. | 8
29.11. | 9
29.11. | 10
29.11. | 11
29.11. | 12
29.11. | 13
29.11. | 14
29.11. | 15
29.11. | 16
29.11. | 17
29.11. | 18
29.11. | 19
29.11. | 20
29.11. | 21
29.11. | 22
29.11. | 23
29.11. | 24
30.11. | 1
30.11. | 2
30.11. | 3
30.11. | 4
30.11. | 5
30.11. | 6
30.11. | 7
30.11. | 8
30.11. | 9
30.11. | 10
30.11. | 11
30.11. | 12
30.11. | 13
30.11. | 14
30.11. | 15
30.11. | 16
30.11. | 17
30.11. | 18
30.11. | 19
30.11. | 20
30.11. | 21
30.11. | 22
30.11. | 23
30.11. | 24
01.12. | 1
01.12. | 2
01.12. | 3
01.12. | 4
01.12. | 5
01.12. | 6
01.12. | 7
01.12. | 8
01.12. | 9
01.12. | 10
01.12. | 11
01.12. | 12
01.12. | 13
01.12. | 14
01.12. | 15
01.12. | 16
01.12. | 17
01.12. | 18
01.12. | 19
01.12. | 20
01.12. | 21
01.12. | 22
01.12. | 23
01.12. | 24
02.12. | 1
02.12. | 2
02.12. | 3
02.12. | 4
02.12. | 5
02.12. | 6
02.12. | 7
02.12. | 8
02.12. | 9
02.12. | 10
02.12. | 11
02.12. | 12
02.12. | 13
02.12. | 14
02.12. | 15
02.12. | 16
02.12. | 17
02.12. | 18
02.12. | 19
02.12. | 20
02.12. | 21
02.12. | 22
02.12. | 23
02.12. | 24
03.12. | 1
03.12. | 2
03.12. | 3
03.12. | 4
03.12. | 5
03.12. | 6
03.12. | 7
03.12. | 8
03.12. | 9
03.12. | 10
03.12. | 11
03.12. | 12
03.12. | 13
03.12. | 14
03.12. | 15
03.12. | 16
03.12. | 17
03.12. | 18
03.12. | 19
03.12. | 20
03.12. | 21
03.12. | 22
03.12. | 23
03.12. | 24
04.12. | 1
04.12. | 2
04.12. | 3
04.12. | 4
04.12. | 5
04.12. | 6
04.12. | 7
04.12. | 8
04.12. | 9
04.12. | 10
04.12. | 11
04.12. | 12
04.12. | 13
04.12. | 14
04.12. | 15
04.12. | 16
04.12. | 17
04.12. | 18
04.12. | 19
04.12. | 20
04.12. | 21
04.12. | 22
04.12. | 23
04.12. | 24
05.12. | 1
05.12. | 2
05.12. | 3
05.12. | 4
05.12. | 5
05.12. | 6
05.12. | 7
05.12. | 8
05.12. | 9
05.12. | 10
05.12. | 11
05.12. | 12
05.12. | 13
05.12. | 14
05.12. | 15
05.12. | 16
05.12. | 17
05.12. | 18
05.12. | 19
05.12. | 20
05.12. | 21
05.12. | 22
05.12. | 23
05.12. | 24
06.12. | 1
06.12. | 2
06.12. | 3
06.12. | 4
06.12. | 5
06.12. | 6
06.12. | 7
06.12. | 8
06.12. | 9
06.12. | 10
06.12. | 11
06.12. | 12
06.12. | 13
06.12. | 14
06.12. | 15
06.12. | 16
06.12. | 17
06.12. | 18
06.12. | 19
06.12. | 20
06.12. | 21
06.12. | 22
06.12. | 23
06.12. | 24
07.12. | 1
07.12. | 2
07.12. | 3
07.12. | 4
07.12. | 5
07.12. | 6
07.12. | 7
07.12. | 8
07.12. | 9
07.12. | 10
07.12. | 11
07.12. | 12
07.12. | 13
07.12. | 14
07.12. | 15
07.12. | 16
07.12. | 17
07.12. | 18
07.12. | 19
07.12. | 20
07.12. | 21
07.12. | 22
07.12. | 23
07.12. | 24
08.12. | 1
08.12. | 2
08.12. | 3
08.12. | 4
08.12. | 5
08.12. | 6
08.12. | 7
08.12. | 8
08.12. | 9
08.12. | 10
08.12. | 11
08.12. | 12
08.12. | 13
08.12. | 14
08.12. | 15
08.12. | 16
08.12. | 17
08.12. | 18
08.12. | 19
08.12. | 20
08.12. | 21
08.12. | 22
08.12. | 23
08.12. | 24
09.12. | 1
09.12. | 2
09.12. | 3
09.12. | 4
09.12. | 5
09.12. | 6
09.12. | 7
09.12. | 8
09.12. | 9
09.12. | 10
09.12. | 11
09.12. | 12
09.12. | 13
09.12. | 14
09.12. | 15
09.12. | 16
09.12. | 17
09.12. | 18
09.12. | 19
09.12. | 20
09.12. | 21
09.12. | 22
09.12. | 23
09.12. | 24
10.12. | 1
10.12. | 2
10.12. | 3
10.12. | 4
10.12. | 5
10.12. | 6
10.12. | 7
10.12. | 8
10.12. | 9
10.12. | 10
10.12. | 11
10.12. | 12
10.12. | 13
10.12. | 14
10.12. | 15
10.12. | 16
10.12. | 17
10.12. | 18
10.12. | 19
10.12. | 20
10.12. | 21
10.12. | 22
10.12. | 23
10.12. | 24
11.12. | 1
11.12. | 2
11.12. | 3
11.12. | 4
11.12. | 5
11.12. | 6
11.12. | 7
11.12. | 8
11.12. | 9
11.12. | 10
11.12. | 11
11.12. | 12
11.12. | 13
11.12. | 14
11.12. | 15
11.12. | 16
11.12. | 17
11.12. | 18
11.12. | 19
11.12. | 20
11.12. | 21
11.12. | 22
11.12. | 23
11.12. | 24
12.12. | 1
12.12. | 2
12.12. | 3
12.12. | 4
12.12. | 5
12.12. | 6
12.12. | 7
12.12. | 8
12.12. | 9
12.12. | 10
12.12. | 11
12.12. | 12
12.12. | 13
12.12. | 14
12.12. | 15
12.12. | 16
12.12. | 17
12.12. | 18
12.12. | 19
12.12. | 20
12.12. | 21
12.12. | 22
12.12. | 23
12.12. | 24
13.12. | 1
13.12. | 2
13.12. | 3
13.12. | 4
13.12. | 5
13.12. | 6
13.12. | 7
13.12. | 8
13.12. | 9
13.12. | 10
13.12. | 11
13.12. | 12
13.12. | 13
13.12. | 14
13.12. | 15
13.12. | 16
13.12. | 17
13.12. | 18
13.12. | 19
13.12. | 20
13.12. | 21
13.12. | 22
13.12. | 23
13.12. | 24
14.12. | 1
14.12. | 2
14.12. | 3
14.12. | 4
14.12. | 5
14.12. | 6
14.12. | 7
14.12. | 8
14.12. | 9
14.12. | 10
14.12. | 11
14.12. | 12
14.12. | 13
14.12. | 14
14.12. | 15
14.12. | 16
14.12. | 17
14.12. | 18
14.12. | 19
14.12. | 20
14.12. | 21
14.12. | 22
14.12. | 23
14.12. | 24
15.12. | 1
15.12. | 2
15.12. | 3
15.12. | 4
15.12. | 5
15.12. | 6
15.12. | 7
15.12. | 8
15.12. | 9
15.12. | 10
15.12. | 11
15.12. | 12
15.12. | 13
15.12. | 14
15.12. | 15
15.12. | 16
15.12. | 17
15.12. | 18
15.12. | 19
15.12. | 20
15.12. | 21
15.12. | 22
15.12. | 23
15.12. | 24
16.12. | 1
16.12. | 2
16.12. | 3
16.12. | 4
16.12. | 5
16.12. | 6
16.12. | 7
16.12. | 8
16.12. | 9
16.12. | 10
16.12. | 11
16.12. | 12
16.12. | 13
16.12. | 14
16.12. | 15
16.12. | 16
16.12. | 17
16.12. | 18
16.12. | 19
16.12. | 20
16.12. | 21
16.12. | 22
16.12. | 23
16.12. | 24
17.12. | 1
17.12. | 2
17.12. | 3
17.12. | 4
17.12. | 5
17.12. | 6
17.12. | 7
17.12. | 8
17.12. | 9
17.12. | 10
17.12. | 11
17.12. | 12
17.12. | 13
17.12. | 14
17.12. | 15
17.12. | 16
17.12. | 17
17.12. | 18
17.12. | 19
17.12. | 20
17.12. | 21
17.12. | 22
17.12. | 23
17.12. | 24
18.12. | 1
18.12. | 2
18.12. | 3
18.12. | 4
18.12. | 5
18.12. | 6
18.12. | 7
18.12. | 8
18.12. | 9
18.12. | 10
18.12. | 11
18.12. | 12
18.12. | 13
18.12. | 14
18.12. | 15
18.12. | 16
18.12. | 17
18.12. | 18
18.12. | 19
18.12. | 20
18.12. | 21
18.12. | 22
18.12. | 23
18.12. | 24
19.12. | 1
19.12. | 2
19.12. | 3
19.12. | 4
19.12. | 5
19.12. | 6
19.12. | 7
19.12. | 8
19.12. | 9
19.12. | 10
19.12. | 11
19.12. | 12
19.12. | 13
19.12. | 14
19.12. | 15
19.12. | 16
19.12. | 17
19.12. | 18
19.12. | 19
19.12. | 20
19.12. | 21
19.12. | 22
19.12. | 23
19.12. | 24
20.12. | 1
20.12. | 2
20.12. | 3
20.12. | 4
20.12. | 5
20.12. | 6
20.12. | 7
20.12. | 8
20.12. | 9
20.12. | 10
20.12. | 11
20.12. | 12
20.12. | 13
20.12. | 14
20.12. | 15
20.12. | 16
20.12. | 17
20.12. | 18
20.12. | 19
20.12. | 20
20.12. | 21
20.12. | 22
20.12. | 23
20.12. | 24
21.12. | 1
21.12. | 2
21.12. | 3
21.12. | 4
21.12. | 5
21.12. | 6
21.12. | 7
21.12. | 8
21.12. | 9
21.12. | 10
21.12. | 11
21.12. | 12
21.12. | 13
21.12. | 14
21.12. | 15
21.12. | 16
21.12. | 17
21.12. | 18
21.12. | 19
21.12. | 20
21.12. | 21
21.12. | 22
21.12. | 23
21.12. | 24
22.12. | 1
22.12. | 2
22.12. | 3
22.12. | 4
22.12. | 5
22.12. | 6
22.12. | 7
22.12. | 8
22.12. | 9
22.12. | 10
22.12. | 11
22.12. | 12
22.12. | 13
22.12. | 14
22.12. | 15
22.12. | 16
22.12. | 17
22.12. | 18
22.12. | 19
22.12. | 20
22.12. | 21
22.12. | 22
22.12. | 23
22.12. | 24
23.12. | 1
23.12. | 2
23.12. | 3
23.12. | 4
23.12. | 5
23.12. | 6
23.12. | 7
23.12. | 8
23.12. | 9
23.12. | 10
23.12. | 11
23.12. | 12
23.12. | 13
23.12. | 14
23.12. | 15
23.12. | 16
23.12. | 17
23.12. | 18
23.12. | 19
23.12. | 20
23.12. | 21
23.12. | 22
23.12. | 23
23.12. | 24
24.12. | 1
24.12. | 2
24.12. | 3
24.12. | 4
24.12. | 5
24.12. | 6
24.12. | 7
24.12. | 8
24.12. | 9
24.12. | 10
24.12. | 11
24.12. | 12
24.12. | 13
24.12. | 14
24.12. | 15
24.12. | 16
24.12. | 17
24.12. | 18
24.12. | 19
24.12. | 20
24.12. | 21
24.12. | 22
24.12. | 23
24.12. | 24
25.12. | 1
25.12. | 2
25.12. | 3
25.12. | 4
25.12. | 5
25.12. | 6
25.12. | 7
25.12. | 8
25.12. | 9
25.12. | 10
25.12. | 11
25.12. | 12
25.12. | 13
25.12. | 14
25.12. | 15
25.12. | 16
25.12. | 17
25.12. | 18
25.12. | 19
25.12. | 20
25.12. | 21
25.12. | 22
25.12. | 23
25.12. | 24
26.12. | 1
26.12. | 2
26.12. | 3
26.12. | 4
26.12. | 5
26.12. | 6
26.12. | 7
26.12. | 8
26.12. | 9
26.12. | 10
26.12. | 11
26.12. | 12
26.12. | 13
26.12. | 14
26.12. | 15
26.12. | 16
26.12. | 17
26.12. | 18
26.12. | 19
26.12. | 20
26.12. | 21
26.12. | 22
26.12. | 23
26.12. | 24
27.12. | 1
27.12. | 2
27.12. | 3
27.12. | 4
27.12. | 5
27.12. | 6
27.12. | 7
27.12. | 8
27.12. | 9
27.12. | 10
27.12. | 11
27.12. | 12
27.12. | 13
27.12. | 14
27.12. | 15
27.12. | 16
27.12. | 17
27.12. | 18
27.12. | 19
27.12. | 20
27.12. | 21
27.12. | 22
27.12. | 23
27.12. | 24
28.12. | 1
28.12. | 2
28.12. | 3
28.12. | 4
28.12. | 5
28.12. | 6
28.12. | 7
28.12. | 8
28.12. | 9
28.12. | 10
28.12. | 11
28.12. | 12
28.12. | 13
28.12. | 14
28.12. | 15
28.12. | 16
28.12. | 17
28.12. | 18
28.12. | 19
28.12. | 20
28.12. | 21
28.12. | 22
28.12. | 23
28.12. | 24
29.12. | 1
29.12. | 2
29.12. | 3
29.12. | 4
29.12. | 5
29.12. | 6
29.12. | 7
29.12. | 8
29.12. | 9
29.12. | 10
29.12. | 11
29.12. | 12
29.12. | 13
29.12. | 14
29.12. | 15
29.12. | 16
29.12. | 17
29.12. | 18
29.12. | 19
29.12. | 20
29.12. | 21
29.12. | 22
29.12. | 23
29.12. | 24
30.12. | 1
30.12. | 2
30.12. | 3
30.12. | 4
30.12. | 5
30.12. | 6
30.12. | 7
30.12. | 8
30.12. | 9
30.12. | 10
30.12. | 11
30.12. | 12
30.12. | 13
30.12. | 14
30.12. | 15
30.12. | 16
30.12. | 17
30.12. | 18
30.12. | 19
30.12. | 20
30.12. | 21
30.12. | 22
30.12. | 23
30.12. | 24
31.12. | 1
31.12. | 2
31.12. | 3
31.12. | 4
31.12. | 5
31.12. | 6
31.12. | 7
31.12. | 8
31.12. | 9
31.12. | 10
31.12. | 11
31.12. | 12
31.12. | 13
31.12. | 14
31.12. | 15
31.12. | 16
31.12. | 17
31.12. | 18
31.12. | 19
31.12. | 20
31.12. | 21
31.12. | 22
31.12. | 23
31.12. | 24

## Battery
ENTSO-E Market Modelling Database: Batteries
Country:
Market Node: | SK00
Year:
Climate year
Scenario
Type |  | Net maximum capacity - generation perspective (MW) | Net maximum capacity - demand perspective (MW) | Storage capacity (MWh) | Number of units | Average efficiency | Ramp up rate (MW/h) | Ramp down rate (MW/h)
Battery Total |  | 799 | 799 | 1723 | 2 | 0.92 | 0 | 0
Battery Utility Scale |  | 384 | 384 | 768 | 1 | 0.92 | 0 | 0
Battery Residential |  | 415 | 415 | 955 | 1 | 0.92 | 0 | 0

## Electrolyser
ENTSO-E Market Modelling Database: Electrolysers
Country:
Market Node: | SK00
Year:
Climate year
Scenario
Type |  | Net maximum capacity (MW) | Number of units | Average efficiency | H2 storage (GWh) | Ramp up rate (MW/h) | Ramp down rate (MW/h) | Fixed generation reduction (% of max power output)
Electrolyser e-market Z1 |  | 194.5 | 10 | 0.8 | 0 | 0 | 0 | 0
Electrolyser e-market Z2 |  | 0 | 0 | 0 | 0 | 0 | 0 | 100
Electrolyser Shared RES Z1 |  | 0 | 0 | 0 | 0 | 0 | 0 | 100
Electrolyser Shared RES Z2 |  | 0 | 0 | 0 | 0 | 0 | 0 | 100
Electrolyser Dedicated RES Z1 |  | 0 | 0 | 0 | 0 | 0 | 0 | 100
Electrolyser Dedicated RES Z2 |  | 194.5 | 1 | 0.8 | 0 | 0 | 0 | 0

## Wind
ENTSO-E Market Modelling Database: Wind
Country:
Market Node: | SK00
Year:
Scenario
Installed capacities Onshore wind Total(GW): | 0.75
Installed capacities Onshore wind e-market (GW): | 0.75
Installed capacities Onshore wind dedicated (GW): | 0
Installed capacities Onshore wind Shared RES - H2Z1 (GW): | 0
Installed capacities Onshore wind Shared RES - H2Z2 (GW): | 0
Installed capacities Offshore wind Total (GW): | 0
Installed capacities Offshore wind e-market - hub ready (GW): | 0
Installed capacities Offshore wind dedicated - hub ready (GW): | 0
Installed capacities Offshore wind Shared RES - H2Z1 - hub ready (GW): | 0
Installed capacities Offshore wind Shared RES - H2Z2 - hub ready (GW): | 0
Installed capacities Offshore wind e-market - radial (GW): | 0
Installed capacities Offshore wind dedicated - radial (GW): | 0
Installed capacities Offshore wind Shared RES - H2Z1 - radial (GW): | 0
Installed capacities Offshore wind Shared RES - H2Z2 - radial (GW): | 0

## Solar
ENTSO-E Market Modelling Database: Solar
Country:
Market Node: | SK00
Year:
Scenario
Installed capacities Thermal Solar (GW): | 0
Installed capacities Photovoltaic (GW): | 1.956
Installed capacities Photovoltaic e-market (GW): | 0.03912
Installed capacities Photovoltaic dedicated (GW): | 0
Installed capacities Photovoltaic Shared RES - H2Z1 (GW): | 0
Installed capacities Photovoltaic Shared RES - H2Z2 (GW): | 0
Installed capacities Rooftop (GW): | 1.9169
Installed capacities Solar Thermal with Storage (GW): | 0
Storage capacities Solar Thermal with Storage (GWh): | 0

## Hydro
ENTSO-E Market Modelling Database: Hydro
Country:
Market Node: | SK00
Year:
Scenario
Hydro PEMMDB 3.4
Run of River - Total turbining capacity (MW) | 1423.3121
Pondage - Total reservoir capacity (GWh) | 11.7642
Pondage - Total turbining capacity (MW) | 202.88
Reservoir - Total reservoir capacity (GWh) | 17.2415
Reservoir - Total turbining capacity (MW) | 21.28
Pump Storage (open loop, with natural inflows) - Total reservoir capacity (GWh) | 48.0634
Pump Storage (open loop, with natural inflows) - Total turbining capacity (MW) | 276.2
Pump Storage (open loop, with natural inflows) - Total pumping capacity (MW) | -178.28
Pure Pump Storage (closed loop, no natural inflows) - Total reservoir capacity (GWh) | 4.196
Pure Pump Storage (closed loop, no natural inflows) - Total turbining capacity (MW) | 684.8
Pure Pump Storage (closed loop, no natural inflows) - Total pumping capacity (MW) | -618

## Other RES
ENTSO-E Market Modelling Database: Other RES
Country:
Market Node: | SK00
Year:
Scenario:
Installed capacity excl. clim.dependent bands (MW): | 317.3133 |  |  | Small Biomass | Geothermal | Marine | Waste | Not Defined / Splitting not known
N.B. use convention first January always Monday (2007 calendar year) --> see guidelines for further details |  |  | Installed capacity (MW): | 123.9497 | 12 | 0 | 181.3636 | 0
Date | Hour | TOTAL Other RES Output (MW) (excl. climate dependent bands) |  | Output (MW) | Output (MW) | Output (MW) | Output (MW) | Output (MW)
01.01. | 1 | 258.142 |  | 87.3217 | 9.588 | 0 | 161.2323 | 0
01.01. | 2 | 258.7628 |  | 87.3984 | 9.588 | 0 | 161.7764 | 0
01.01. | 3 | 256.5864 |  | 87.3984 | 9.588 | 0 | 159.6 | 0
01.01. | 4 | 259.6139 |  | 87.7055 | 9.588 | 0 | 162.3205 | 0
01.01. | 5 | 256.0424 |  | 87.3984 | 9.588 | 0 | 159.0559 | 0
01.01. | 6 | 247.8321 |  | 87.1682 | 9.588 | 0 | 151.0759 | 0
01.01. | 7 | 248.6064 |  | 87.3984 | 9.588 | 0 | 151.62 | 0
01.01. | 8 | 250.4201 |  | 87.3984 | 9.588 | 0 | 153.4336 | 0
01.01. | 9 | 253.1405 |  | 87.3984 | 9.588 | 0 | 156.1541 | 0
01.01. | 10 | 249.8482 |  | 87.552 | 9.588 | 0 | 152.7082 | 0
01.01. | 11 | 253.3708 |  | 87.6287 | 9.588 | 0 | 156.1541 | 0
01.01. | 12 | 257.2841 |  | 87.552 | 9.588 | 0 | 160.1441 | 0
01.01. | 13 | 258.0095 |  | 87.552 | 9.588 | 0 | 160.8695 | 0
01.01. | 14 | 259.5372 |  | 87.6287 | 9.588 | 0 | 162.3205 | 0
01.01. | 15 | 259.1255 |  | 87.3984 | 9.588 | 0 | 162.1391 | 0
01.01. | 16 | 258.1487 |  | 86.7844 | 9.588 | 0 | 161.7764 | 0
01.01. | 17 | 256.4397 |  | 86.7076 | 9.588 | 0 | 160.1441 | 0
01.01. | 18 | 251.6196 |  | 86.7844 | 9.588 | 0 | 155.2473 | 0
01.01. | 19 | 255.1423 |  | 86.8611 | 9.588 | 0 | 158.6932 | 0
01.01. | 20 | 253.3076 |  | 86.4773 | 9.588 | 0 | 157.2423 | 0
01.01. | 21 | 250.3779 |  | 86.6308 | 9.588 | 0 | 154.1591 | 0
01.01. | 22 | 252.7635 |  | 86.4773 | 9.588 | 0 | 156.6982 | 0
01.01. | 23 | 253.2519 |  | 86.7844 | 9.588 | 0 | 156.8795 | 0
01.01. | 24 | 255.0377 |  | 86.9379 | 9.588 | 0 | 158.5118 | 0
02.01. | 1 | 251.4661 |  | 86.6308 | 9.588 | 0 | 155.2473 | 0
02.01. | 2 | 252.2194 |  | 86.4773 | 9.588 | 0 | 156.1541 | 0
02.01. | 3 | 249.5546 |  | 86.1703 | 9.588 | 0 | 153.7964 | 0
02.01. | 4 | 247.9924 |  | 86.7844 | 9.588 | 0 | 151.62 | 0
02.01. | 5 | 246.102 |  | 86.7076 | 9.588 | 0 | 149.8064 | 0
02.01. | 6 | 247.3715 |  | 86.7076 | 9.588 | 0 | 151.0759 | 0
02.01. | 7 | 241.7281 |  | 86.3238 | 9.588 | 0 | 145.8164 | 0
02.01. | 8 | 247.0645 |  | 86.4005 | 9.588 | 0 | 151.0759 | 0
02.01. | 9 | 235.7061 |  | 81.0272 | 9.588 | 0 | 145.0909 | 0
02.01. | 10 | 241.8109 |  | 83.8674 | 9.588 | 0 | 148.3555 | 0
02.01. | 11 | 248.0826 |  | 85.7865 | 9.588 | 0 | 152.7082 | 0
02.01. | 12 | 249.973 |  | 85.8632 | 9.588 | 0 | 154.5218 | 0
02.01. | 13 | 248.3829 |  | 86.6308 | 9.588 | 0 | 152.1641 | 0
02.01. | 14 | 256.9559 |  | 86.8611 | 9.588 | 0 | 160.5068 | 0
02.01. | 15 | 253.9984 |  | 87.1682 | 9.588 | 0 | 157.2423 | 0
02.01. | 16 | 258.8463 |  | 86.9379 | 9.588 | 0 | 162.3205 | 0
02.01. | 17 | 251.0755 |  | 86.7844 | 9.588 | 0 | 154.7032 | 0
02.01. | 18 | 251.2847 |  | 86.6308 | 9.588 | 0 | 155.0659 | 0
02.01. | 19 | 252.7846 |  | 86.8611 | 9.588 | 0 | 156.3355 | 0
02.01. | 20 | 253.6214 |  | 86.247 | 9.588 | 0 | 157.7864 | 0
02.01. | 21 | 257.8628 |  | 86.8611 | 9.588 | 0 | 161.4136 | 0
02.01. | 22 | 259.8021 |  | 87.1682 | 9.588 | 0 | 163.0459 | 0
02.01. | 23 | 258.616 |  | 86.7076 | 9.588 | 0 | 162.3205 | 0
02.01. | 24 | 254.1798 |  | 87.1682 | 9.588 | 0 | 157.4236 | 0
03.01. | 1 | 253.2241 |  | 86.9379 | 9.588 | 0 | 156.6982 | 0
03.01. | 2 | 251.2291 |  | 86.9379 | 9.588 | 0 | 154.7032 | 0
03.01. | 3 | 250.1687 |  | 86.7844 | 9.588 | 0 | 153.7964 | 0
03.01. | 4 | 253.726 |  | 86.1703 | 9.588 | 0 | 157.9677 | 0
03.01. | 5 | 251.7588 |  | 86.0167 | 9.588 | 0 | 156.1541 | 0
03.01. | 6 | 243.7788 |  | 86.0167 | 9.588 | 0 | 148.1741 | 0
03.01. | 7 | 241.9095 |  | 86.3238 | 9.588 | 0 | 145.9977 | 0
03.01. | 8 | 247.0577 |  | 86.9379 | 9.588 | 0 | 150.5318 | 0
03.01. | 9 | 229.9963 |  | 71.5088 | 9.588 | 0 | 148.8995 | 0
03.01. | 10 | 236.4697 |  | 71.8158 | 9.588 | 0 | 155.0659 | 0
03.01. | 11 | 234.2866 |  | 72.3532 | 9.588 | 0 | 152.3455 | 0
03.01. | 12 | 227.081 |  | 72.5834 | 9.588 | 0 | 144.9095 | 0
03.01. | 13 | 223.7675 |  | 72.3532 | 9.588 | 0 | 141.8264 | 0
03.01. | 14 | 227.4716 |  | 72.4299 | 9.588 | 0 | 145.4536 | 0
03.01. | 15 | 229.5712 |  | 72.3532 | 9.588 | 0 | 147.63 | 0
03.01. | 16 | 228.3016 |  | 72.3532 | 9.588 | 0 | 146.3605 | 0
03.01. | 17 | 229.5222 |  | 72.1229 | 9.588 | 0 | 147.8114 | 0
03.01. | 18 | 231.6708 |  | 72.2764 | 9.588 | 0 | 149.8064 | 0
03.01. | 19 | 246.1349 |  | 82.0251 | 9.588 | 0 | 154.5218 | 0
03.01. | 20 | 250.4471 |  | 85.2491 | 9.588 | 0 | 155.61 | 0
03.01. | 21 | 247.0712 |  | 85.8632 | 9.588 | 0 | 151.62 | 0
03.01. | 22 | 247.4618 |  | 85.7097 | 9.588 | 0 | 152.1641 | 0
03.01. | 23 | 246.2968 |  | 85.6329 | 9.588 | 0 | 151.0759 | 0
03.01. | 24 | 248.5643 |  | 86.6308 | 9.588 | 0 | 152.3455 | 0
04.01. | 1 | 247.7899 |  | 86.4005 | 9.588 | 0 | 151.8014 | 0
04.01. | 2 | 247.3715 |  | 86.7076 | 9.588 | 0 | 151.0759 | 0
04.01. | 3 | 246.6182 |  | 86.8611 | 9.588 | 0 | 150.1691 | 0
04.01. | 4 | 247.2526 |  | 85.8632 | 9.588 | 0 | 151.8014 | 0
04.01. | 5 | 244.107 |  | 86.7076 | 9.588 | 0 | 147.8114 | 0
04.01. | 6 | 243.6953 |  | 86.4773 | 9.588 | 0 | 147.63 | 0
04.01. | 7 | 242.279 |  | 85.7865 | 9.588 | 0 | 146.9045 | 0
04.01. | 8 | 243.5485 |  | 85.7865 | 9.588 | 0 | 148.1741 | 0
04.01. | 9 | 240.6046 |  | 85.0188 | 9.588 | 0 | 145.9977 | 0
04.01. | 10 | 241.2954 |  | 85.7097 | 9.588 | 0 | 145.9977 | 0
04.01. | 11 | 239.1123 |  | 86.247 | 9.588 | 0 | 143.2773 | 0
04.01. | 12 | 241.3443 |  | 85.94 | 9.588 | 0 | 145.8164 | 0
04.01. | 13 | 245.5925 |  | 86.0167 | 9.588 | 0 | 149.9877 | 0
04.01. | 14 | 241.8327 |  | 86.247 | 9.588 | 0 | 145.9977 | 0
04.01. | 15 | 245.0973 |  | 86.247 | 9.588 | 0 | 149.2623 | 0
04.01. | 16 | 246.6039 |  | 85.94 | 9.588 | 0 | 151.0759 | 0
04.01. | 17 | 244.0926 |  | 85.7865 | 9.588 | 0 | 148.7182 | 0
04.01. | 18 | 246.0944 |  | 85.2491 | 9.588 | 0 | 151.2573 | 0
04.01. | 19 | 246.1576 |  | 86.4005 | 9.588 | 0 | 150.1691 | 0
04.01. | 20 | 245.5789 |  | 87.0914 | 9.588 | 0 | 148.8995 | 0
04.01. | 21 | 246.625 |  | 86.3238 | 9.588 | 0 | 150.7132 | 0
04.01. | 22 | 245.7181 |  | 86.3238 | 9.588 | 0 | 149.8064 | 0
04.01. | 23 | 247.5318 |  | 86.3238 | 9.588 | 0 | 151.62 | 0
04.01. | 24 | 246.2412 |  | 85.94 | 9.588 | 0 | 150.7132 | 0
05.01. | 1 | 246.9877 |  | 86.3238 | 9.588 | 0 | 151.0759 | 0
05.01. | 2 | 244.3229 |  | 86.0167 | 9.588 | 0 | 148.7182 | 0
05.01. | 3 | 243.1091 |  | 85.7097 | 9.588 | 0 | 147.8114 | 0
05.01. | 4 | 243.3393 |  | 85.94 | 9.588 | 0 | 147.8114 | 0
05.01. | 5 | 242.1187 |  | 86.1703 | 9.588 | 0 | 146.3605 | 0
05.01. | 6 | 241.7281 |  | 86.3238 | 9.588 | 0 | 145.8164 | 0
05.01. | 7 | 239.4464 |  | 84.4047 | 9.588 | 0 | 145.4536 | 0
05.01. | 8 | 244.0091 |  | 86.247 | 9.588 | 0 | 148.1741 | 0
05.01. | 9 | 235.415 |  | 85.6329 | 9.588 | 0 | 140.1941 | 0
05.01. | 10 | 239.1604 |  | 84.4815 | 9.588 | 0 | 145.0909 | 0
05.01. | 11 | 237.3611 |  | 85.4026 | 9.588 | 0 | 142.3705 | 0
05.01. | 12 | 224.8422 |  | 73.4278 | 9.588 | 0 | 141.8264 | 0
05.01. | 13 | 223.1264 |  | 73.8884 | 9.588 | 0 | 139.65 | 0
05.01. | 14 | 227.0464 |  | 73.2743 | 9.588 | 0 | 144.1841 | 0
05.01. | 15 | 230.1455 |  | 78.187 | 9.588 | 0 | 142.3705 | 0
05.01. | 16 | 236.0907 |  | 83.4068 | 9.588 | 0 | 143.0959 | 0
05.01. | 17 | 241.3511 |  | 85.4026 | 9.588 | 0 | 146.3605 | 0
05.01. | 18 | 245.1741 |  | 86.3238 | 9.588 | 0 | 149.2623 | 0
05.01. | 19 | 244.8316 |  | 84.7118 | 9.588 | 0 | 150.5318 | 0
05.01. | 20 | 243.6321 |  | 85.3259 | 9.588 | 0 | 148.7182 | 0
05.01. | 21 | 240.3532 |  | 84.4047 | 9.588 | 0 | 146.3605 | 0
05.01. | 22 | 241.7138 |  | 85.4026 | 9.588 | 0 | 146.7232 | 0
05.01. | 23 | 238.2468 |  | 85.0188 | 9.588 | 0 | 143.64 | 0
05.01. | 24 | 241.2743 |  | 85.3259 | 9.588 | 0 | 146.3605 | 0
06.01. | 1 | 240.8348 |  | 85.2491 | 9.588 | 0 | 145.9977 | 0
06.01. | 2 | 238.4839 |  | 84.7118 | 9.588 | 0 | 144.1841 | 0
06.01. | 3 | 239.8234 |  | 85.3259 | 9.588 | 0 | 144.9095 | 0
06.01. | 4 | 230.1133 |  | 84.8653 | 9.588 | 0 | 135.66 | 0
06.01. | 5 | 232.5613 |  | 83.8674 | 9.588 | 0 | 139.1059 | 0
06.01. | 6 | 235.4285 |  | 84.5583 | 9.588 | 0 | 141.2823 | 0
06.01. | 7 | 235.3585 |  | 83.9442 | 9.588 | 0 | 141.8264 | 0
06.01. | 8 | 235.9651 |  | 83.0998 | 9.588 | 0 | 143.2773 | 0
06.01. | 9 | 238.4131 |  | 82.1019 | 9.588 | 0 | 146.7232 | 0
06.01. | 10 | 234.1717 |  | 81.4878 | 9.588 | 0 | 143.0959 | 0
06.01. | 11 | 231.5145 |  | 82.6392 | 9.588 | 0 | 139.2873 | 0
06.01. | 12 | 235.2118 |  | 83.2533 | 9.588 | 0 | 142.3705 | 0
06.01. | 13 | 241.1141 |  | 85.7097 | 9.588 | 0 | 145.8164 | 0
06.01. | 14 | 244.511 |  | 85.4794 | 9.588 | 0 | 149.4436 | 0
06.01. | 15 | 243.9391 |  | 85.6329 | 9.588 | 0 | 148.7182 | 0
06.01. | 16 | 241.5746 |  | 86.1703 | 9.588 | 0 | 145.8164 | 0
06.01. | 17 | 242.3347 |  | 85.4794 | 9.588 | 0 | 147.2673 | 0
06.01. | 18 | 244.344 |  | 86.4005 | 9.588 | 0 | 148.3555 | 0
06.01. | 19 | 243.7021 |  | 85.94 | 9.588 | 0 | 148.1741 | 0
06.01. | 20 | 240.9884 |  | 85.4026 | 9.588 | 0 | 145.9977 | 0
06.01. | 21 | 239.1604 |  | 84.4815 | 9.588 | 0 | 145.0909 | 0
06.01. | 22 | 241.3579 |  | 84.8653 | 9.588 | 0 | 146.9045 | 0
06.01. | 23 | 236.4889 |  | 84.7118 | 9.588 | 0 | 142.1891 | 0
06.01. | 24 | 238.9377 |  | 85.7097 | 9.588 | 0 | 143.64 | 0
07.01. | 1 | 235.4496 |  | 84.9421 | 9.588 | 0 | 140.9195 | 0
07.01. | 2 | 236.0705 |  | 85.0188 | 9.588 | 0 | 141.4636 | 0
07.01. | 3 | 229.0251 |  | 84.8653 | 9.588 | 0 | 134.5718 | 0
07.01. | 4 | 226.4717 |  | 83.9442 | 9.588 | 0 | 132.9395 | 0
07.01. | 5 | 225.9141 |  | 85.0188 | 9.588 | 0 | 131.3073 | 0
07.01. | 6 | 228.4675 |  | 85.94 | 9.588 | 0 | 132.9395 | 0
07.01. | 7 | 230.5671 |  | 85.8632 | 9.588 | 0 | 135.1159 | 0
07.01. | 8 | 229.1787 |  | 85.0188 | 9.588 | 0 | 134.5718 | 0
07.01. | 9 | 229.9463 |  | 85.7865 | 9.588 | 0 | 134.5718 | 0
07.01. | 10 | 230.1833 |  | 85.4794 | 9.588 | 0 | 135.1159 | 0
07.01. | 11 | 230.9577 |  | 85.7097 | 9.588 | 0 | 135.66 | 0
07.01. | 12 | 225.6071 |  | 84.7118 | 9.588 | 0 | 131.3073 | 0
07.01. | 13 | 234.9477 |  | 85.7097 | 9.588 | 0 | 139.65 | 0
07.01. | 14 | 234.9477 |  | 85.7097 | 9.588 | 0 | 139.65 | 0
07.01. | 15 | 231.2993 |  | 85.3259 | 9.588 | 0 | 136.3855 | 0
07.01. | 16 | 233.0573 |  | 85.6329 | 9.588 | 0 | 137.8364 | 0
07.01. | 17 | 234.0476 |  | 85.1724 | 9.588 | 0 | 139.2873 | 0
07.01. | 18 | 237.2008 |  | 85.7865 | 9.588 | 0 | 141.8264 | 0
07.01. | 19 | 236.5656 |  | 84.7886 | 9.588 | 0 | 142.1891 | 0
07.01. | 20 | 227.7432 |  | 71.432 | 9.588 | 0 | 146.7232 | 0
07.01. | 21 | 227.7643 |  | 71.8158 | 9.588 | 0 | 146.3605 | 0
07.01. | 22 | 222.1555 |  | 70.7412 | 9.588 | 0 | 141.8264 | 0
07.01. | 23 | 231.5272 |  | 79.5688 | 9.588 | 0 | 142.3705 | 0
07.01. | 24 | 230.865 |  | 80.7202 | 9.588 | 0 | 140.5568 | 0
08.01. | 1 | 228.5292 |  | 83.0998 | 9.588 | 0 | 135.8414 | 0
08.01. | 2 | 230.1749 |  | 82.0251 | 9.588 | 0 | 138.5618 | 0
08.01. | 3 | 232.7073 |  | 82.5625 | 9.588 | 0 | 140.5568 | 0
08.01. | 4 | 227.2791 |  | 79.492 | 9.588 | 0 | 138.1991 | 0
08.01. | 5 | 219.6196 |  | 78.7244 | 9.588 | 0 | 131.3073 | 0
08.01. | 6 | 219.515 |  | 78.8011 | 9.588 | 0 | 131.1259 | 0
08.01. | 7 | 219.0958 |  | 77.1124 | 9.588 | 0 | 132.3955 | 0
08.01. | 8 | 212.2875 |  | 76.6518 | 9.588 | 0 | 126.0477 | 0
08.01. | 9 | 216.4589 |  | 76.6518 | 9.588 | 0 | 130.2191 | 0
08.01. | 10 | 217.9798 |  | 77.2659 | 9.588 | 0 | 131.1259 | 0
08.01. | 11 | 220.3721 |  | 76.575 | 9.588 | 0 | 134.2091 | 0
08.01. | 12 | 216.8916 |  | 77.2659 | 9.588 | 0 | 130.0377 | 0
08.01. | 13 | 218.3636 |  | 77.6497 | 9.588 | 0 | 131.1259 | 0
08.01. | 14 | 219.0123 |  | 77.573 | 9.588 | 0 | 131.8514 | 0
08.01. | 15 | 222.4236 |  | 78.2638 | 9.588 | 0 | 134.5718 | 0
08.01. | 16 | 224.3359 |  | 80.7202 | 9.588 | 0 | 134.0277 | 0
08.01. | 17 | 225.6063 |  | 82.716 | 9.588 | 0 | 133.3023 | 0
08.01. | 18 | 222.5652 |  | 83.4836 | 9.588 | 0 | 129.4936 | 0
08.01. | 19 | 227.4831 |  | 83.8674 | 9.588 | 0 | 134.0277 | 0
08.01. | 20 | 225.1254 |  | 83.8674 | 9.588 | 0 | 131.67 | 0
08.01. | 21 | 225.23 |  | 83.7906 | 9.588 | 0 | 131.8514 | 0
08.01. | 22 | 222.0979 |  | 83.5604 | 9.588 | 0 | 128.9495 | 0
08.01. | 23 | 226.1647 |  | 83.6371 | 9.588 | 0 | 132.9395 | 0
08.01. | 24 | 219.9983 |  | 83.6371 | 9.588 | 0 | 126.7732 | 0
09.01. | 1 | 219.2729 |  | 83.6371 | 9.588 | 0 | 126.0477 | 0
09.01. | 2 | 221.3168 |  | 83.8674 | 9.588 | 0 | 127.8614 | 0
09.01. | 3 | 223.0258 |  | 83.9442 | 9.588 | 0 | 129.4936 | 0
09.01. | 4 | 224.4556 |  | 83.5604 | 9.588 | 0 | 131.3073 | 0
09.01. | 5 | 219.4677 |  | 82.5625 | 9.588 | 0 | 127.3173 | 0
09.01. | 6 | 214.8469 |  | 75.0398 | 9.588 | 0 | 130.2191 | 0
09.01. | 7 | 213.8228 |  | 78.187 | 9.588 | 0 | 126.0477 | 0
09.01. | 8 | 212.2259 |  | 79.492 | 9.588 | 0 | 123.1459 | 0
09.01. | 9 | 219.7334 |  | 84.0977 | 9.588 | 0 | 126.0477 | 0
09.01. | 10 | 224.017 |  | 85.4794 | 9.588 | 0 | 128.9495 | 0
09.01. | 11 | 224.987 |  | 86.6308 | 9.588 | 0 | 128.7682 | 0
09.01. | 12 | 227.7353 |  | 86.4773 | 9.588 | 0 | 131.67 | 0
09.01. | 13 | 227.8821 |  | 87.1682 | 9.588 | 0 | 131.1259 | 0
09.01. | 14 | 225.7681 |  | 86.3238 | 9.588 | 0 | 129.8564 | 0
09.01. | 15 | 230.6025 |  | 87.1682 | 9.588 | 0 | 133.8464 | 0
09.01. | 16 | 233.7271 |  | 85.94 | 9.588 | 0 | 138.1991 | 0
09.01. | 17 | 228.2862 |  | 85.94 | 9.588 | 0 | 132.7582 | 0
09.01. | 18 | 229.6814 |  | 86.247 | 9.588 | 0 | 133.8464 | 0
09.01. | 19 | 230.2668 |  | 85.0188 | 9.588 | 0 | 135.66 | 0
09.01. | 20 | 228.411 |  | 84.2512 | 9.588 | 0 | 134.5718 | 0
09.01. | 21 | 229.3668 |  | 84.4815 | 9.588 | 0 | 135.2973 | 0
09.01. | 22 | 227.1693 |  | 84.0977 | 9.588 | 0 | 133.4836 | 0
09.01. | 23 | 225.7741 |  | 83.7906 | 9.588 | 0 | 132.3955 | 0
09.01. | 24 | 221.3935 |  | 83.9442 | 9.588 | 0 | 127.8614 | 0
10.01. | 1 | 220.1653 |  | 82.716 | 9.588 | 0 | 127.8614 | 0
10.01. | 2 | 221.2189 |  | 83.4068 | 9.588 | 0 | 128.2241 | 0
10.01. | 3 | 220.1375 |  | 82.8695 | 9.588 | 0 | 127.68 | 0
10.01. | 4 | 220.7094 |  | 82.716 | 9.588 | 0 | 128.4055 | 0
10.01. | 5 | 222.7255 |  | 83.0998 | 9.588 | 0 | 130.0377 | 0
10.01. | 6 | 222.8369 |  | 82.4857 | 9.588 | 0 | 130.7632 | 0
10.01. | 7 | 220.1443 |  | 82.3322 | 9.588 | 0 | 128.2241 | 0
10.01. | 8 | 222.0001 |  | 83.0998 | 9.588 | 0 | 129.3123 | 0
10.01. | 9 | 221.8322 |  | 82.0251 | 9.588 | 0 | 130.2191 | 0
10.01. | 10 | 218.8469 |  | 82.4857 | 9.588 | 0 | 126.7732 | 0
10.01. | 11 | 217.6541 |  | 82.5625 | 9.588 | 0 | 125.5036 | 0
10.01. | 12 | 214.6823 |  | 81.9484 | 9.588 | 0 | 123.1459 | 0
10.01. | 13 | 215.3866 |  | 81.5646 | 9.588 | 0 | 124.2341 | 0
10.01. | 14 | 216.6284 |  | 81.7181 | 9.588 | 0 | 125.3223 | 0
10.01. | 15 | 217.3538 |  | 81.7181 | 9.588 | 0 | 126.0477 | 0
10.01. | 16 | 219.1396 |  | 81.8716 | 9.588 | 0 | 127.68 | 0
10.01. | 17 | 220.933 |  | 83.4836 | 9.588 | 0 | 127.8614 | 0
10.01. | 18 | 223.9672 |  | 83.2533 | 9.588 | 0 | 131.1259 | 0
10.01. | 19 | 222.7601 |  | 82.4089 | 9.588 | 0 | 130.7632 | 0
10.01. | 20 | 221.1 |  | 82.5625 | 9.588 | 0 | 128.9495 | 0
10.01. | 21 | 227.1272 |  | 83.3301 | 9.588 | 0 | 134.2091 | 0
10.01. | 22 | 226.3806 |  | 82.9463 | 9.588 | 0 | 133.8464 | 0
10.01. | 23 | 227.7969 |  | 83.6371 | 9.588 | 0 | 134.5718 | 0
10.01. | 24 | 228.9694 |  | 85.1724 | 9.588 | 0 | 134.2091 | 0
11.01. | 1 | 224.1562 |  | 84.7118 | 9.588 | 0 | 129.8564 | 0
11.01. | 2 | 226.9677 |  | 85.7097 | 9.588 | 0 | 131.67 | 0
11.01. | 3 | 226.2212 |  | 85.3259 | 9.588 | 0 | 131.3073 | 0
11.01. | 4 | 225.9841 |  | 85.6329 | 9.588 | 0 | 130.7632 | 0
11.01. | 5 | 225.3354 |  | 85.7097 | 9.588 | 0 | 130.0377 | 0
11.01. | 6 | 220.927 |  | 86.0167 | 9.588 | 0 | 125.3223 | 0
11.01. | 7 | 219.3015 |  | 85.4794 | 9.588 | 0 | 124.2341 | 0
11.01. | 8 | 227.225 |  | 83.7906 | 9.588 | 0 | 133.8464 | 0
11.01. | 9 | 226.3468 |  | 85.6329 | 9.588 | 0 | 131.1259 | 0
11.01. | 10 | 222.6006 |  | 84.7886 | 9.588 | 0 | 128.2241 | 0
11.01. | 11 | 220.3054 |  | 83.9442 | 9.588 | 0 | 126.7732 | 0
11.01. | 12 | 227.8391 |  | 84.4047 | 9.588 | 0 | 133.8464 | 0
11.01. | 13 | 229.2487 |  | 85.6329 | 9.588 | 0 | 134.0277 | 0
11.01. | 14 | 229.7025 |  | 86.6308 | 9.588 | 0 | 133.4836 | 0
11.01. | 15 | 229.2419 |  | 86.1703 | 9.588 | 0 | 133.4836 | 0
11.01. | 16 | 222.5358 |  | 79.6455 | 9.588 | 0 | 133.3023 | 0
11.01. | 17 | 222.8369 |  | 82.4857 | 9.588 | 0 | 130.7632 | 0
11.01. | 18 | 232.541 |  | 85.4794 | 9.588 | 0 | 137.4736 | 0
11.01. | 19 | 226.6869 |  | 81.2575 | 9.588 | 0 | 135.8414 | 0
11.01. | 20 | 230.3082 |  | 83.7906 | 9.588 | 0 | 136.9295 | 0
11.01. | 21 | 229.8198 |  | 83.4836 | 9.588 | 0 | 136.7482 | 0
11.01. | 22 | 228.8362 |  | 83.4068 | 9.588 | 0 | 135.8414 | 0
11.01. | 23 | 230.5874 |  | 84.2512 | 9.588 | 0 | 136.7482 | 0
11.01. | 24 | 230.6785 |  | 85.2491 | 9.588 | 0 | 135.8414 | 0
12.01. | 1 | 229.646 |  | 84.9421 | 9.588 | 0 | 135.1159 | 0
12.01. | 2 | 226.4304 |  | 85.1724 | 9.588 | 0 | 131.67 | 0
12.01. | 3 | 228.2997 |  | 84.8653 | 9.588 | 0 | 133.8464 | 0
12.01. | 4 | 227.7623 |  | 84.328 | 9.588 | 0 | 133.8464 | 0
12.01. | 5 | 228.481 |  | 84.8653 | 9.588 | 0 | 134.0277 | 0
12.01. | 6 | 227.0858 |  | 84.5583 | 9.588 | 0 | 132.9395 | 0
12.01. | 7 | 221.3935 |  | 83.9442 | 9.588 | 0 | 127.8614 | 0
12.01. | 8 | 213.0965 |  | 76.1912 | 9.588 | 0 | 127.3173 | 0
12.01. | 9 | 224.1975 |  | 83.4836 | 9.588 | 0 | 131.1259 | 0
12.01. | 10 | 227.1347 |  | 84.7886 | 9.588 | 0 | 132.7582 | 0
12.01. | 11 | 231.9269 |  | 84.8653 | 9.588 | 0 | 137.4736 | 0
12.01. | 12 | 230.7334 |  | 82.9463 | 9.588 | 0 | 138.1991 | 0
12.01. | 13 | 231.0615 |  | 83.6371 | 9.588 | 0 | 137.8364 | 0
12.01. | 14 | 221.0519 |  | 84.328 | 9.588 | 0 | 127.1359 | 0
12.01. | 15 | 221.2122 |  | 83.9442 | 9.588 | 0 | 127.68 | 0
12.01. | 16 | 215.9999 |  | 80.1828 | 9.588 | 0 | 126.2291 | 0
12.01. | 17 | 220.2775 |  | 84.0977 | 9.588 | 0 | 126.5918 | 0
12.01. | 18 | 215.9924 |  | 78.7244 | 9.588 | 0 | 127.68 | 0
12.01. | 19 | 224.9238 |  | 85.4794 | 9.588 | 0 | 129.8564 | 0
12.01. | 20 | 234.2568 |  | 85.0188 | 9.588 | 0 | 139.65 | 0
12.01. | 21 | 234.6406 |  | 85.4026 | 9.588 | 0 | 139.65 | 0
12.01. | 22 | 235.9937 |  | 84.9421 | 9.588 | 0 | 141.4636 | 0
12.01. | 23 | 239.098 |  | 85.3259 | 9.588 | 0 | 144.1841 | 0
12.01. | 24 | 239.3764 |  | 83.7906 | 9.588 | 0 | 145.9977 | 0
13.01. | 1 | 237.0254 |  | 83.2533 | 9.588 | 0 | 144.1841 | 0
13.01. | 2 | 234.2771 |  | 83.4068 | 9.588 | 0 | 141.2823 | 0
13.01. | 3 | 234.0333 |  | 84.2512 | 9.588 | 0 | 140.1941 | 0
13.01. | 4 | 231.1728 |  | 83.023 | 9.588 | 0 | 138.5618 | 0
13.01. | 5 | 227.0985 |  | 81.4878 | 9.588 | 0 | 136.0227 | 0
13.01. | 6 | 231.6815 |  | 81.7181 | 9.588 | 0 | 140.3755 | 0
13.01. | 7 | 235.0726 |  | 84.0209 | 9.588 | 0 | 141.4636 | 0
13.01. | 8 | 235.3585 |  | 83.9442 | 9.588 | 0 | 141.8264 | 0
13.01. | 9 | 230.4188 |  | 81.1808 | 9.588 | 0 | 139.65 | 0
13.01. | 10 | 235.1688 |  | 80.4899 | 9.588 | 0 | 145.0909 | 0
13.01. | 11 | 236.0689 |  | 81.0272 | 9.588 | 0 | 145.4536 | 0
13.01. | 12 | 233.5855 |  | 80.7202 | 9.588 | 0 | 143.2773 | 0
13.01. | 13 | 235.0296 |  | 81.2575 | 9.588 | 0 | 144.1841 | 0
13.01. | 14 | 237.3527 |  | 81.9484 | 9.588 | 0 | 145.8164 | 0
13.01. | 15 | 233.8647 |  | 81.1808 | 9.588 | 0 | 143.0959 | 0
13.01. | 16 | 227.0539 |  | 74.7328 | 9.588 | 0 | 142.7332 | 0
13.01. | 17 | 222.6726 |  | 72.8905 | 9.588 | 0 | 140.1941 | 0
13.01. | 18 | 228.1573 |  | 77.6497 | 9.588 | 0 | 140.9195 | 0
13.01. | 19 | 228.9798 |  | 76.1145 | 9.588 | 0 | 143.2773 | 0
13.01. | 20 | 232.0216 |  | 77.3427 | 9.588 | 0 | 145.0909 | 0
13.01. | 21 | 234.3725 |  | 77.88 | 9.588 | 0 | 146.9045 | 0
13.01. | 22 | 237.1419 |  | 78.1103 | 9.588 | 0 | 149.4436 | 0
13.01. | 23 | 220.6598 |  | 63.4418 | 9.588 | 0 | 147.63 | 0
13.01. | 24 | 213.2382 |  | 55.8388 | 9.588 | 0 | 147.8114 | 0
14.01. | 1 | 219.6205 |  | 63.6721 | 9.588 | 0 | 146.3605 | 0
14.01. | 2 | 210.5178 |  | 55.8388 | 9.588 | 0 | 145.0909 | 0
14.01. | 3 | 218.8891 |  | 66.2052 | 9.588 | 0 | 143.0959 | 0
14.01. | 4 | 208.8728 |  | 58.9093 | 9.588 | 0 | 140.3755 | 0
14.01. | 5 | 208.3987 |  | 59.5234 | 9.588 | 0 | 139.2873 | 0
14.01. | 6 | 230.5452 |  | 83.4836 | 9.588 | 0 | 137.4736 | 0
14.01. | 7 | 230.6777 |  | 83.2533 | 9.588 | 0 | 137.8364 | 0
14.01. | 8 | 228.3478 |  | 83.0998 | 9.588 | 0 | 135.66 | 0
14.01. | 9 | 226.4017 |  | 83.3301 | 9.588 | 0 | 133.4836 | 0
14.01. | 10 | 206.564 |  | 59.1396 | 9.588 | 0 | 137.8364 | 0
14.01. | 11 | 236.251 |  | 83.023 | 9.588 | 0 | 143.64 | 0
14.01. | 12 | 240.7227 |  | 83.8674 | 9.588 | 0 | 147.2673 | 0
14.01. | 13 | 215.4305 |  | 60.7516 | 9.588 | 0 | 145.0909 | 0
14.01. | 14 | 242.5439 |  | 85.3259 | 9.588 | 0 | 147.63 | 0
14.01. | 15 | 239.3072 |  | 85.1724 | 9.588 | 0 | 144.5468 | 0
14.01. | 16 | 242.7252 |  | 85.3259 | 9.588 | 0 | 147.8114 | 0
14.01. | 17 | 241.3722 |  | 85.7865 | 9.588 | 0 | 145.9977 | 0
14.01. | 18 | 237.7163 |  | 83.9442 | 9.588 | 0 | 144.1841 | 0
14.01. | 19 | 239.2372 |  | 84.5583 | 9.588 | 0 | 145.0909 | 0
14.01. | 20 | 238.1912 |  | 85.3259 | 9.588 | 0 | 143.2773 | 0
14.01. | 21 | 238.8112 |  | 83.4068 | 9.588 | 0 | 145.8164 | 0
14.01. | 22 | 239.0415 |  | 83.6371 | 9.588 | 0 | 145.8164 | 0
14.01. | 23 | 240.214 |  | 85.1724 | 9.588 | 0 | 145.4536 | 0
14.01. | 24 | 239.5585 |  | 85.7865 | 9.588 | 0 | 144.1841 | 0
15.01. | 1 | 237.2008 |  | 85.7865 | 9.588 | 0 | 141.8264 | 0
15.01. | 2 | 237.8984 |  | 85.94 | 9.588 | 0 | 142.3705 | 0
15.01. | 3 | 239.5585 |  | 85.7865 | 9.588 | 0 | 144.1841 | 0
15.01. | 4 | 239.2447 |  | 86.0167 | 9.588 | 0 | 143.64 | 0
15.01. | 5 | 232.5343 |  | 86.0167 | 9.588 | 0 | 136.9295 | 0
15.01. | 6 | 239.0355 |  | 86.1703 | 9.588 | 0 | 143.2773 | 0
15.01. | 7 | 238.9234 |  | 84.7886 | 9.588 | 0 | 144.5468 | 0
15.01. | 8 | 226.488 |  | 72.3532 | 9.588 | 0 | 144.5468 | 0
15.01. | 9 | 239.6067 |  | 84.0209 | 9.588 | 0 | 145.9977 | 0
15.01. | 10 | 240.5278 |  | 84.9421 | 9.588 | 0 | 145.9977 | 0
15.01. | 11 | 242.279 |  | 85.7865 | 9.588 | 0 | 146.9045 | 0
15.01. | 12 | 242.4325 |  | 85.94 | 9.588 | 0 | 146.9045 | 0
15.01. | 13 | 246.1712 |  | 85.3259 | 9.588 | 0 | 151.2573 | 0
15.01. | 14 | 243.6253 |  | 85.8632 | 9.588 | 0 | 148.1741 | 0
15.01. | 15 | 241.5746 |  | 86.1703 | 9.588 | 0 | 145.8164 | 0
15.01. | 16 | 238.0309 |  | 85.7097 | 9.588 | 0 | 142.7332 | 0
15.01. | 17 | 236.4332 |  | 85.0188 | 9.588 | 0 | 141.8264 | 0
15.01. | 18 | 237.8006 |  | 85.4794 | 9.588 | 0 | 142.7332 | 0
15.01. | 19 | 239.0001 |  | 84.8653 | 9.588 | 0 | 144.5468 | 0
15.01. | 20 | 242.7117 |  | 86.4005 | 9.588 | 0 | 146.7232 | 0
15.01. | 21 | 244.344 |  | 86.4005 | 9.588 | 0 | 148.3555 | 0
15.01. | 22 | 241.7281 |  | 86.3238 | 9.588 | 0 | 145.8164 | 0
15.01. | 23 | 243.5629 |  | 86.7076 | 9.588 | 0 | 147.2673 | 0
15.01. | 24 | 224.5062 |  | 70.7341 | 9.588 | 0 | 144.1841 | 0
16.01. | 1 | 239.2658 |  | 86.4005 | 9.588 | 0 | 143.2773 | 0
16.01. | 2 | 242.4468 |  | 86.8611 | 9.588 | 0 | 145.9977 | 0
16.01. | 3 | 237.6757 |  | 87.1682 | 9.588 | 0 | 140.9195 | 0
16.01. | 4 | 238.5682 |  | 86.247 | 9.588 | 0 | 142.7332 | 0
16.01. | 5 | 217.1749 |  | 70.6574 | 9.588 | 0 | 136.9295 | 0
16.01. | 6 | 219.1142 |  | 70.9644 | 9.588 | 0 | 138.5618 | 0
16.01. | 7 | 218.8139 |  | 70.12 | 9.588 | 0 | 139.1059 | 0
16.01. | 8 | 219.0442 |  | 70.3503 | 9.588 | 0 | 139.1059 | 0
16.01. | 9 | 219.4559 |  | 70.5806 | 9.588 | 0 | 139.2873 | 0
16.01. | 10 | 212.3127 |  | 69.9665 | 9.588 | 0 | 132.7582 | 0
16.01. | 11 | 215.3259 |  | 69.3524 | 9.588 | 0 | 136.3855 | 0
16.01. | 12 | 234.752 |  | 84.7886 | 9.588 | 0 | 140.3755 | 0
16.01. | 13 | 216.6876 |  | 72.8905 | 9.588 | 0 | 134.2091 | 0
16.01. | 14 | 226.9577 |  | 78.2638 | 9.588 | 0 | 139.1059 | 0
16.01. | 15 | 231.2134 |  | 79.799 | 9.588 | 0 | 141.8264 | 0
16.01. | 16 | 247.6336 |  | 99.8465 | 9.588 | 0 | 138.1991 | 0
16.01. | 17 | 252.921 |  | 99.693 | 9.588 | 0 | 143.64 | 0
16.01. | 18 | 237.0186 |  | 83.7906 | 9.588 | 0 | 143.64 | 0
16.01. | 19 | 241.9711 |  | 83.4836 | 9.588 | 0 | 148.8995 | 0
16.01. | 20 | 243.0812 |  | 85.8632 | 9.588 | 0 | 147.63 | 0
16.01. | 21 | 241.4489 |  | 85.8632 | 9.588 | 0 | 145.9977 | 0
16.01. | 22 | 225.845 |  | 69.3524 | 9.588 | 0 | 146.9045 | 0
16.01. | 23 | 226.5147 |  | 69.6595 | 9.588 | 0 | 147.2673 | 0
16.01. | 24 | 224.5889 |  | 68.2778 | 9.588 | 0 | 146.7232 | 0
17.01. | 1 | 237.6681 |  | 85.7097 | 9.588 | 0 | 142.3705 | 0
17.01. | 2 | 213.778 |  | 62.3636 | 9.588 | 0 | 141.8264 | 0
17.01. | 3 | 220.167 |  | 69.6595 | 9.588 | 0 | 140.9195 | 0
17.01. | 4 | 219.5048 |  | 70.8109 | 9.588 | 0 | 139.1059 | 0
17.01. | 5 | 209.6901 |  | 61.903 | 9.588 | 0 | 138.1991 | 0
17.01. | 6 | 213.778 |  | 62.3636 | 9.588 | 0 | 141.8264 | 0
17.01. | 7 | 242.3558 |  | 85.8632 | 9.588 | 0 | 146.9045 | 0
17.01. | 8 | 238.2536 |  | 84.4815 | 9.588 | 0 | 144.1841 | 0
17.01. | 9 | 239.998 |  | 85.8632 | 9.588 | 0 | 144.5468 | 0
17.01. | 10 | 238.8609 |  | 85.6329 | 9.588 | 0 | 143.64 | 0
17.01. | 11 | 240.3886 |  | 85.7097 | 9.588 | 0 | 145.0909 | 0
17.01. | 12 | 239.098 |  | 85.3259 | 9.588 | 0 | 144.1841 | 0
17.01. | 13 | 237.3543 |  | 85.94 | 9.588 | 0 | 141.8264 | 0
17.01. | 14 | 241.826 |  | 86.7844 | 9.588 | 0 | 145.4536 | 0
17.01. | 15 | 242.5717 |  | 85.1724 | 9.588 | 0 | 147.8114 | 0
17.01. | 16 | 241.4279 |  | 85.4794 | 9.588 | 0 | 146.3605 | 0
17.01. | 17 | 239.2515 |  | 85.4794 | 9.588 | 0 | 144.1841 | 0
17.01. | 18 | 241.8952 |  | 85.4026 | 9.588 | 0 | 146.9045 | 0
17.01. | 19 | 242.2512 |  | 85.94 | 9.588 | 0 | 146.7232 | 0
17.01. | 20 | 241.6371 |  | 85.3259 | 9.588 | 0 | 146.7232 | 0
17.01. | 21 | 239.9137 |  | 84.328 | 9.588 | 0 | 145.9977 | 0
17.01. | 22 | 239.8302 |  | 84.7886 | 9.588 | 0 | 145.4536 | 0
17.01. | 23 | 213.6793 |  | 59.9072 | 9.588 | 0 | 144.1841 | 0
17.01. | 24 | 216.4284 |  | 61.7495 | 9.588 | 0 | 145.0909 | 0
18.01. | 1 | 240.1726 |  | 86.4005 | 9.588 | 0 | 144.1841 | 0
18.01. | 2 | 240.6746 |  | 85.6329 | 9.588 | 0 | 145.4536 | 0
18.01. | 3 | 238.7909 |  | 85.0188 | 9.588 | 0 | 144.1841 | 0
18.01. | 4 | 242.1044 |  | 85.2491 | 9.588 | 0 | 147.2673 | 0
18.01. | 5 | 239.2447 |  | 86.0167 | 9.588 | 0 | 143.64 | 0
18.01. | 6 | 238.4771 |  | 85.2491 | 9.588 | 0 | 143.64 | 0
18.01. | 7 | 240.8838 |  | 85.4794 | 9.588 | 0 | 145.8164 | 0
18.01. | 8 | 240.3743 |  | 84.7886 | 9.588 | 0 | 145.9977 | 0
18.01. | 9 | 237.8217 |  | 85.8632 | 9.588 | 0 | 142.3705 | 0
18.01. | 10 | 238.5606 |  | 84.7886 | 9.588 | 0 | 144.1841 | 0
18.01. | 11 | 210.7352 |  | 54.424 | 9.588 | 0 | 146.7232 | 0
18.01. | 12 | 210.8255 |  | 53.4261 | 9.588 | 0 | 147.8114 | 0
18.01. | 13 | 211.4328 |  | 54.5776 | 9.588 | 0 | 147.2673 | 0
18.01. | 14 | 212.5978 |  | 54.6543 | 9.588 | 0 | 148.3555 | 0
18.01. | 15 | 212.4164 |  | 54.6543 | 9.588 | 0 | 148.1741 | 0
18.01. | 16 | 211.0077 |  | 55.4219 | 9.588 | 0 | 145.9977 | 0
18.01. | 17 | 244.2672 |  | 86.3238 | 9.588 | 0 | 148.3555 | 0
18.01. | 18 | 245.7038 |  | 85.4026 | 9.588 | 0 | 150.7132 | 0
18.01. | 19 | 247.7199 |  | 85.7865 | 9.588 | 0 | 152.3455 | 0
18.01. | 20 | 245.7949 |  | 86.4005 | 9.588 | 0 | 149.8064 | 0
18.01. | 21 | 247.7064 |  | 86.8611 | 9.588 | 0 | 151.2573 | 0
18.01. | 22 | 242.0209 |  | 85.7097 | 9.588 | 0 | 146.7232 | 0
18.01. | 23 | 240.7513 |  | 85.7097 | 9.588 | 0 | 145.4536 | 0
18.01. | 24 | 240.2908 |  | 85.2491 | 9.588 | 0 | 145.4536 | 0
19.01. | 1 | 243.5696 |  | 86.1703 | 9.588 | 0 | 147.8114 | 0
19.01. | 2 | 243.5764 |  | 85.6329 | 9.588 | 0 | 148.3555 | 0
19.01. | 3 | 242.6417 |  | 85.7865 | 9.588 | 0 | 147.2673 | 0
19.01. | 4 | 239.1747 |  | 85.4026 | 9.588 | 0 | 144.1841 | 0
19.01. | 5 | 236.2797 |  | 84.8653 | 9.588 | 0 | 141.8264 | 0
19.01. | 6 | 241.6025 |  | 86.0167 | 9.588 | 0 | 145.9977 | 0
19.01. | 7 | 239.0145 |  | 85.7865 | 9.588 | 0 | 143.64 | 0
19.01. | 8 | 238.9309 |  | 86.247 | 9.588 | 0 | 143.0959 | 0
19.01. | 9 | 239.9424 |  | 86.1703 | 9.588 | 0 | 144.1841 | 0
19.01. | 10 | 241.8952 |  | 85.4026 | 9.588 | 0 | 146.9045 | 0
19.01. | 11 | 241.7349 |  | 85.7865 | 9.588 | 0 | 146.3605 | 0
19.01. | 12 | 239.4396 |  | 84.9421 | 9.588 | 0 | 144.9095 | 0
19.01. | 13 | 237.513 |  | 81.5646 | 9.588 | 0 | 146.3605 | 0
19.01. | 14 | 240.5564 |  | 86.7844 | 9.588 | 0 | 144.1841 | 0
19.01. | 15 | 239.7264 |  | 86.8611 | 9.588 | 0 | 143.2773 | 0
19.01. | 16 | 240.4029 |  | 86.6308 | 9.588 | 0 | 144.1841 | 0
19.01. | 17 | 235.0455 |  | 86.1703 | 9.588 | 0 | 139.2873 | 0
19.01. | 18 | 243.4161 |  | 86.0167 | 9.588 | 0 | 147.8114 | 0
19.01. | 19 | 242.7252 |  | 85.3259 | 9.588 | 0 | 147.8114 | 0
19.01. | 20 | 244.1137 |  | 86.1703 | 9.588 | 0 | 148.3555 | 0
19.01. | 21 | 244.2672 |  | 86.3238 | 9.588 | 0 | 148.3555 | 0
19.01. | 22 | 244.2386 |  | 84.4815 | 9.588 | 0 | 150.1691 | 0
19.01. | 23 | 244.4832 |  | 85.6329 | 9.588 | 0 | 149.2623 | 0
19.01. | 24 | 223.0486 |  | 62.7474 | 9.588 | 0 | 150.7132 | 0
20.01. | 1 | 246.0176 |  | 85.1724 | 9.588 | 0 | 151.2573 | 0
20.01. | 2 | 242.3279 |  | 86.0167 | 9.588 | 0 | 146.7232 | 0
20.01. | 3 | 232.7319 |  | 74.4257 | 9.588 | 0 | 148.7182 | 0
20.01. | 4 | 215.8203 |  | 58.6023 | 9.588 | 0 | 147.63 | 0
20.01. | 5 | 214.0631 |  | 60.291 | 9.588 | 0 | 144.1841 | 0
20.01. | 6 | 212.5541 |  | 54.6107 | 9.588 | 0 | 148.3555 | 0
20.01. | 7 | 216.8325 |  | 60.5213 | 9.588 | 0 | 146.7232 | 0
20.01. | 8 | 241.3579 |  | 84.8653 | 9.588 | 0 | 146.9045 | 0
20.01. | 9 | 217.606 |  | 84.328 | 9.588 | 0 | 123.69 | 0
20.01. | 10 | 220.5846 |  | 84.4047 | 9.588 | 0 | 126.5918 | 0
20.01. | 11 | 194.1831 |  | 60.9051 | 9.588 | 0 | 123.69 | 0
20.01. | 12 | 200.4195 |  | 61.5192 | 9.588 | 0 | 129.3123 | 0
20.01. | 13 | 201.5566 |  | 61.7495 | 9.588 | 0 | 130.2191 | 0
20.01. | 14 | 225.963 |  | 85.2491 | 9.588 | 0 | 131.1259 | 0
20.01. | 15 | 198.7248 |  | 62.3636 | 9.588 | 0 | 126.7732 | 0
20.01. | 16 | 200.1824 |  | 61.8263 | 9.588 | 0 | 128.7682 | 0
20.01. | 17 | 221.1573 |  | 86.247 | 9.588 | 0 | 125.3223 | 0
20.01. | 18 | 223.8567 |  | 85.8632 | 9.588 | 0 | 128.4055 | 0
20.01. | 19 | 225.9428 |  | 86.8611 | 9.588 | 0 | 129.4936 | 0
20.01. | 20 | 221.7714 |  | 86.8611 | 9.588 | 0 | 125.3223 | 0
20.01. | 21 | 227.2958 |  | 86.4005 | 9.588 | 0 | 131.3073 | 0
20.01. | 22 | 202.185 |  | 63.2847 | 9.588 | 0 | 129.3123 | 0
20.01. | 23 | 202.1007 |  | 61.7495 | 9.588 | 0 | 130.7632 | 0
20.01. | 24 | 225.133 |  | 85.3259 | 9.588 | 0 | 130.2191 | 0
21.01. | 1 | 225.1051 |  | 85.4794 | 9.588 | 0 | 130.0377 | 0
21.01. | 2 | 230.2955 |  | 86.8611 | 9.588 | 0 | 133.8464 | 0
21.01. | 3 | 229.9117 |  | 86.4773 | 9.588 | 0 | 133.8464 | 0
21.01. | 4 | 227.3447 |  | 86.6308 | 9.588 | 0 | 131.1259 | 0
21.01. | 5 | 222.1333 |  | 84.8653 | 9.588 | 0 | 127.68 | 0
21.01. | 6 | 224.6032 |  | 86.247 | 9.588 | 0 | 128.7682 | 0
21.01. | 7 | 224.0102 |  | 86.0167 | 9.588 | 0 | 128.4055 | 0
21.01. | 8 | 226.5982 |  | 86.247 | 9.588 | 0 | 130.7632 | 0
21.01. | 9 | 226.912 |  | 86.0167 | 9.588 | 0 | 131.3073 | 0
21.01. | 10 | 227.575 |  | 86.8611 | 9.588 | 0 | 131.1259 | 0
21.01. | 11 | 226.0541 |  | 86.247 | 9.588 | 0 | 130.2191 | 0
21.01. | 12 | 226.5906 |  | 84.7886 | 9.588 | 0 | 132.2141 | 0
21.01. | 13 | 229.7792 |  | 86.7076 | 9.588 | 0 | 133.4836 | 0
21.01. | 14 | 231.0488 |  | 86.7076 | 9.588 | 0 | 134.7532 | 0
21.01. | 15 | 231.4326 |  | 87.0914 | 9.588 | 0 | 134.7532 | 0
21.01. | 16 | 227.9656 |  | 86.7076 | 9.588 | 0 | 131.67 | 0
21.01. | 17 | 226.4868 |  | 86.8611 | 9.588 | 0 | 130.0377 | 0
21.01. | 18 | 226.2844 |  | 86.4773 | 9.588 | 0 | 130.2191 | 0
21.01. | 19 | 229.5143 |  | 87.1682 | 9.588 | 0 | 132.7582 | 0
21.01. | 20 | 229.8138 |  | 86.0167 | 9.588 | 0 | 134.2091 | 0
21.01. | 21 | 230.4836 |  | 86.3238 | 9.588 | 0 | 134.5718 | 0
21.01. | 22 | 230.2044 |  | 85.8632 | 9.588 | 0 | 134.7532 | 0
21.01. | 23 | 229.7371 |  | 85.94 | 9.588 | 0 | 134.2091 | 0
21.01. | 24 | 213.0103 |  | 70.12 | 9.588 | 0 | 133.3023 | 0
22.01. | 1 | 197.3784 |  | 70.8109 | 9.588 | 0 | 116.9795 | 0
22.01. | 2 | 210.2553 |  | 70.8109 | 9.588 | 0 | 129.8564 | 0
22.01. | 3 | 209.8647 |  | 70.9644 | 9.588 | 0 | 129.3123 | 0
22.01. | 4 | 211.2945 |  | 70.5806 | 9.588 | 0 | 131.1259 | 0
22.01. | 5 | 208.6508 |  | 70.6574 | 9.588 | 0 | 128.4055 | 0
22.01. | 6 | 204.8979 |  | 70.3503 | 9.588 | 0 | 124.9595 | 0
22.01. | 7 | 203.9421 |  | 70.12 | 9.588 | 0 | 124.2341 | 0
22.01. | 8 | 208.72 |  | 69.2757 | 9.588 | 0 | 129.8564 | 0
22.01. | 9 | 213.1082 |  | 70.5806 | 9.588 | 0 | 132.9395 | 0
22.01. | 10 | 210.5201 |  | 70.3503 | 9.588 | 0 | 130.5818 | 0
22.01. | 11 | 206.8853 |  | 68.8918 | 9.588 | 0 | 128.4055 | 0
22.01. | 12 | 207.2556 |  | 70.3503 | 9.588 | 0 | 127.3173 | 0
22.01. | 13 | 211.1342 |  | 70.9644 | 9.588 | 0 | 130.5818 | 0
22.01. | 14 | 211.5113 |  | 71.8856 | 9.588 | 0 | 130.0377 | 0
22.01. | 15 | 228.5029 |  | 87.2449 | 9.588 | 0 | 131.67 | 0
22.01. | 16 | 226.2987 |  | 87.3984 | 9.588 | 0 | 129.3123 | 0
22.01. | 17 | 225.6289 |  | 87.0914 | 9.588 | 0 | 128.9495 | 0
22.01. | 18 | 223.2223 |  | 86.8611 | 9.588 | 0 | 126.7732 | 0
22.01. | 19 | 225.7614 |  | 86.8611 | 9.588 | 0 | 129.3123 | 0
22.01. | 20 | 227.338 |  | 87.1682 | 9.588 | 0 | 130.5818 | 0
22.01. | 21 | 228.8378 |  | 87.3984 | 9.588 | 0 | 131.8514 | 0
22.01. | 22 | 226.2144 |  | 85.8632 | 9.588 | 0 | 130.7632 | 0
22.01. | 23 | 224.8681 |  | 85.7865 | 9.588 | 0 | 129.4936 | 0
22.01. | 24 | 227.6864 |  | 86.247 | 9.588 | 0 | 131.8514 | 0
23.01. | 1 | 225.2451 |  | 86.7076 | 9.588 | 0 | 128.9495 | 0
23.01. | 2 | 224.4429 |  | 86.6308 | 9.588 | 0 | 128.2241 | 0
23.01. | 3 | 222.3155 |  | 86.8611 | 9.588 | 0 | 125.8664 | 0
23.01. | 4 | 223.9891 |  | 85.6329 | 9.588 | 0 | 128.7682 | 0
23.01. | 5 | 224.1359 |  | 86.3238 | 9.588 | 0 | 128.2241 | 0
23.01. | 6 | 223.0545 |  | 85.7865 | 9.588 | 0 | 127.68 | 0
23.01. | 7 | 220.8013 |  | 85.7097 | 9.588 | 0 | 125.5036 | 0
23.01. | 8 | 220.027 |  | 85.4794 | 9.588 | 0 | 124.9595 | 0
23.01. | 9 | 217.7181 |  | 85.7097 | 9.588 | 0 | 122.4205 | 0
23.01. | 10 | 215.3047 |  | 86.0167 | 9.588 | 0 | 119.7 | 0
23.01. | 11 | 216.9151 |  | 83.6371 | 9.588 | 0 | 123.69 | 0
23.01. | 12 | 219.078 |  | 84.7118 | 9.588 | 0 | 124.7782 | 0
23.01. | 13 | 212.4932 |  | 85.0188 | 9.588 | 0 | 117.8864 | 0
23.01. | 14 | 216.1837 |  | 86.1703 | 9.588 | 0 | 120.4255 | 0
23.01. | 15 | 218.4022 |  | 86.9379 | 9.588 | 0 | 121.8764 | 0
23.01. | 16 | 217.2584 |  | 87.2449 | 9.588 | 0 | 120.4255 | 0
23.01. | 17 | 196.4092 |  | 63.1312 | 9.588 | 0 | 123.69 | 0
23.01. | 18 | 196.2557 |  | 62.9777 | 9.588 | 0 | 123.69 | 0
23.01. | 19 | 202.2896 |  | 63.208 | 9.588 | 0 | 129.4936 | 0
23.01. | 20 | 200.3992 |  | 63.1312 | 9.588 | 0 | 127.68 | 0
23.01. | 21 | 202.1293 |  | 63.5918 | 9.588 | 0 | 128.9495 | 0
23.01. | 22 | 197.7412 |  | 62.2868 | 9.588 | 0 | 125.8664 | 0
23.01. | 23 | 221.9874 |  | 86.1703 | 9.588 | 0 | 126.2291 | 0
23.01. | 24 | 200.4338 |  | 62.4404 | 9.588 | 0 | 128.4055 | 0
24.01. | 1 | 201.522 |  | 62.4404 | 9.588 | 0 | 129.4936 | 0
24.01. | 2 | 199.0807 |  | 62.9009 | 9.588 | 0 | 126.5918 | 0
24.01. | 3 | 219.4626 |  | 87.0914 | 9.588 | 0 | 122.7832 | 0
24.01. | 4 | 219.3158 |  | 86.4005 | 9.588 | 0 | 123.3273 | 0
24.01. | 5 | 220.76 |  | 86.9379 | 9.588 | 0 | 124.2341 | 0
24.01. | 6 | 219.6018 |  | 86.3238 | 9.588 | 0 | 123.69 | 0
24.01. | 7 | 218.3322 |  | 86.3238 | 9.588 | 0 | 122.4205 | 0
24.01. | 8 | 219.2323 |  | 86.8611 | 9.588 | 0 | 122.7832 | 0
24.01. | 9 | 212.0791 |  | 78.8011 | 9.588 | 0 | 123.69 | 0
24.01. | 10 | 205.7079 |  | 72.4299 | 9.588 | 0 | 123.69 | 0
24.01. | 11 | 212.9303 |  | 79.1082 | 9.588 | 0 | 124.2341 | 0
24.01. | 12 | 215.4702 |  | 81.104 | 9.588 | 0 | 124.7782 | 0
24.01. | 13 | 215.7705 |  | 81.9484 | 9.588 | 0 | 124.2341 | 0
24.01. | 14 | 220.6124 |  | 84.2512 | 9.588 | 0 | 126.7732 | 0
24.01. | 15 | 220.4462 |  | 87.1682 | 9.588 | 0 | 123.69 | 0
24.01. | 16 | 219.0999 |  | 87.0914 | 9.588 | 0 | 122.4205 | 0
24.01. | 17 | 220.0834 |  | 87.1682 | 9.588 | 0 | 123.3273 | 0
24.01. | 18 | 222.183 |  | 87.0914 | 9.588 | 0 | 125.5036 | 0
24.01. | 19 | 222.2033 |  | 85.4794 | 9.588 | 0 | 127.1359 | 0
24.01. | 20 | 224.5264 |  | 86.1703 | 9.588 | 0 | 128.7682 | 0
24.01. | 21 | 225.866 |  | 86.7844 | 9.588 | 0 | 129.4936 | 0
24.01. | 22 | 223.9469 |  | 84.8653 | 9.588 | 0 | 129.4936 | 0
24.01. | 23 | 223.2147 |  | 85.4026 | 9.588 | 0 | 128.2241 | 0
24.01. | 24 | 224.3308 |  | 85.2491 | 9.588 | 0 | 129.4936 | 0
25.01. | 1 | 224.0802 |  | 86.6308 | 9.588 | 0 | 127.8614 | 0
25.01. | 2 | 223.6618 |  | 86.9379 | 9.588 | 0 | 127.1359 | 0
25.01. | 3 | 224.1291 |  | 86.8611 | 9.588 | 0 | 127.68 | 0
25.01. | 4 | 221.4154 |  | 86.3238 | 9.588 | 0 | 125.5036 | 0
25.01. | 5 | 222.162 |  | 86.7076 | 9.588 | 0 | 125.8664 | 0
25.01. | 6 | 224.9035 |  | 87.0914 | 9.588 | 0 | 128.2241 | 0
25.01. | 7 | 220.0691 |  | 86.247 | 9.588 | 0 | 124.2341 | 0
25.01. | 8 | 222.5036 |  | 86.3238 | 9.588 | 0 | 126.5918 | 0
25.01. | 9 | 221.8827 |  | 86.247 | 9.588 | 0 | 126.0477 | 0
25.01. | 10 | 180.8027 |  | 83.2533 | 9.588 | 0 | 87.9614 | 0
25.01. | 11 | 221.6803 |  | 85.8632 | 9.588 | 0 | 126.2291 | 0
25.01. | 12 | 217.7038 |  | 84.7886 | 9.588 | 0 | 123.3273 | 0
25.01. | 13 | 219.8034 |  | 84.7118 | 9.588 | 0 | 125.5036 | 0
25.01. | 14 | 220.5364 |  | 86.1703 | 9.588 | 0 | 124.7782 | 0
25.01. | 15 | 225.8382 |  | 86.9379 | 9.588 | 0 | 129.3123 | 0
25.01. | 16 | 223.8499 |  | 86.4005 | 9.588 | 0 | 127.8614 | 0
25.01. | 17 | 222.9844 |  | 85.1724 | 9.588 | 0 | 128.2241 | 0
25.01. | 18 | 221.909 |  | 82.1019 | 9.588 | 0 | 130.2191 | 0
25.01. | 19 | 219.4534 |  | 81.6413 | 9.588 | 0 | 128.2241 | 0
25.01. | 20 | 218.9928 |  | 81.1808 | 9.588 | 0 | 128.2241 | 0
25.01. | 21 | 219.9275 |  | 81.0272 | 9.588 | 0 | 129.3123 | 0
25.01. | 22 | 219.4045 |  | 81.411 | 9.588 | 0 | 128.4055 | 0
25.01. | 23 | 217.4373 |  | 81.2575 | 9.588 | 0 | 126.5918 | 0
25.01. | 24 | 215.5537 |  | 80.6434 | 9.588 | 0 | 125.3223 | 0
26.01. | 1 | 218.7769 |  | 81.8716 | 9.588 | 0 | 127.3173 | 0
26.01. | 2 | 215.6515 |  | 81.104 | 9.588 | 0 | 124.9595 | 0
26.01. | 3 | 209.9668 |  | 81.9484 | 9.588 | 0 | 118.4305 | 0
26.01. | 4 | 217.277 |  | 81.6413 | 9.588 | 0 | 126.0477 | 0
26.01. | 5 | 216.5727 |  | 82.0251 | 9.588 | 0 | 124.9595 | 0
26.01. | 6 | 225.0216 |  | 85.94 | 9.588 | 0 | 129.4936 | 0
26.01. | 7 | 221.6525 |  | 86.0167 | 9.588 | 0 | 126.0477 | 0
26.01. | 8 | 223.6129 |  | 86.7076 | 9.588 | 0 | 127.3173 | 0
26.01. | 9 | 219.3647 |  | 86.6308 | 9.588 | 0 | 123.1459 | 0
26.01. | 10 | 217.4879 |  | 85.4794 | 9.588 | 0 | 122.4205 | 0
26.01. | 11 | 219.6018 |  | 86.3238 | 9.588 | 0 | 123.69 | 0
26.01. | 12 | 223.0755 |  | 86.1703 | 9.588 | 0 | 127.3173 | 0
26.01. | 13 | 235.1557 |  | 103.1473 | 9.588 | 0 | 122.4205 | 0
26.01. | 14 | 239.1736 |  | 102.9938 | 9.588 | 0 | 126.5918 | 0
26.01. | 15 | 239.9615 |  | 102.1494 | 9.588 | 0 | 128.2241 | 0
26.01. | 16 | 226.9963 |  | 87.552 | 9.588 | 0 | 129.8564 | 0
26.01. | 17 | 223.8069 |  | 83.6371 | 9.588 | 0 | 130.5818 | 0
26.01. | 18 | 225.5025 |  | 84.7886 | 9.588 | 0 | 131.1259 | 0
26.01. | 19 | 226.6471 |  | 86.4773 | 9.588 | 0 | 130.5818 | 0
26.01. | 20 | 228.3772 |  | 86.9379 | 9.588 | 0 | 131.8514 | 0
26.01. | 21 | 229.4722 |  | 86.4005 | 9.588 | 0 | 133.4836 | 0
26.01. | 22 | 228.4675 |  | 85.94 | 9.588 | 0 | 132.9395 | 0
26.01. | 23 | 228.837 |  | 85.4026 | 9.588 | 0 | 133.8464 | 0
26.01. | 24 | 227.5953 |  | 85.2491 | 9.588 | 0 | 132.7582 | 0
27.01. | 1 | 226.3333 |  | 86.7076 | 9.588 | 0 | 130.0377 | 0
27.01. | 2 | 222.7204 |  | 87.6287 | 9.588 | 0 | 125.5036 | 0
27.01. | 3 | 224.987 |  | 86.6308 | 9.588 | 0 | 128.7682 | 0
27.01. | 4 | 225.9495 |  | 86.3238 | 9.588 | 0 | 130.0377 | 0
27.01. | 5 | 223.2155 |  | 87.3984 | 9.588 | 0 | 126.2291 | 0
27.01. | 6 | 222.1198 |  | 85.94 | 9.588 | 0 | 126.5918 | 0
27.01. | 7 | 227.2883 |  | 84.9421 | 9.588 | 0 | 132.7582 | 0
27.01. | 8 | 226.1866 |  | 86.0167 | 9.588 | 0 | 130.5818 | 0
27.01. | 9 | 223.4383 |  | 86.1703 | 9.588 | 0 | 127.68 | 0
27.01. | 10 | 227.1145 |  | 86.4005 | 9.588 | 0 | 131.1259 | 0
27.01. | 11 | 241.8108 |  | 100.9155 | 9.588 | 0 | 131.3073 | 0
27.01. | 12 | 244.2999 |  | 101.2282 | 9.588 | 0 | 133.4836 | 0
27.01. | 13 | 248.2899 |  | 101.2282 | 9.588 | 0 | 137.4736 | 0
27.01. | 14 | 246.4906 |  | 102.1494 | 9.588 | 0 | 134.7532 | 0
27.01. | 15 | 244.9772 |  | 102.9938 | 9.588 | 0 | 132.3955 | 0
27.01. | 16 | 232.0324 |  | 86.7844 | 9.588 | 0 | 135.66 | 0
27.01. | 17 | 230.163 |  | 87.0914 | 9.588 | 0 | 133.4836 | 0
27.01. | 18 | 226.0263 |  | 86.4005 | 9.588 | 0 | 130.0377 | 0
27.01. | 19 | 229.9395 |  | 86.3238 | 9.588 | 0 | 134.0277 | 0
27.01. | 20 | 229.5625 |  | 85.4026 | 9.588 | 0 | 134.5718 | 0
27.01. | 21 | 229.3119 |  | 86.7844 | 9.588 | 0 | 132.9395 | 0
27.01. | 22 | 231.2858 |  | 86.4005 | 9.588 | 0 | 135.2973 | 0
27.01. | 23 | 223.9259 |  | 84.4815 | 9.588 | 0 | 129.8564 | 0
27.01. | 24 | 227.7134 |  | 84.0977 | 9.588 | 0 | 134.0277 | 0
28.01. | 1 | 221.7773 |  | 84.328 | 9.588 | 0 | 127.8614 | 0
28.01. | 2 | 224.3308 |  | 85.2491 | 9.588 | 0 | 129.4936 | 0
28.01. | 3 | 219.2315 |  | 84.8653 | 9.588 | 0 | 124.7782 | 0
28.01. | 4 | 224.421 |  | 84.2512 | 9.588 | 0 | 130.5818 | 0
28.01. | 5 | 222.7542 |  | 84.9421 | 9.588 | 0 | 128.2241 | 0
28.01. | 6 | 225.2165 |  | 84.8653 | 9.588 | 0 | 130.7632 | 0
28.01. | 7 | 224.1072 |  | 84.4815 | 9.588 | 0 | 130.0377 | 0
28.01. | 8 | 222.2447 |  | 84.2512 | 9.588 | 0 | 128.4055 | 0
28.01. | 9 | 221.003 |  | 84.0977 | 9.588 | 0 | 127.3173 | 0
28.01. | 10 | 226.5274 |  | 83.6371 | 9.588 | 0 | 133.3023 | 0
28.01. | 11 | 220.6327 |  | 82.6392 | 9.588 | 0 | 128.4055 | 0
28.01. | 12 | 222.4388 |  | 81.1808 | 9.588 | 0 | 131.67 | 0
28.01. | 13 | 222.3139 |  | 82.8695 | 9.588 | 0 | 129.8564 | 0
28.01. | 14 | 225.2368 |  | 83.2533 | 9.588 | 0 | 132.3955 | 0
28.01. | 15 | 222.7255 |  | 83.0998 | 9.588 | 0 | 130.0377 | 0
28.01. | 16 | 224.9162 |  | 84.0209 | 9.588 | 0 | 131.3073 | 0
28.01. | 17 | 222.1603 |  | 82.716 | 9.588 | 0 | 129.8564 | 0
28.01. | 18 | 179.7702 |  | 82.9463 | 9.588 | 0 | 87.2359 | 0
28.01. | 19 | 190.959 |  | 83.2533 | 9.588 | 0 | 98.1177 | 0
28.01. | 20 | 227.7269 |  | 83.023 | 9.588 | 0 | 135.1159 | 0
28.01. | 21 | 226.5688 |  | 82.4089 | 9.588 | 0 | 134.5718 | 0
28.01. | 22 | 225.4587 |  | 80.0293 | 9.588 | 0 | 135.8414 | 0
28.01. | 23 | 223.9032 |  | 80.1061 | 9.588 | 0 | 134.2091 | 0
28.01. | 24 | 220.4278 |  | 76.268 | 9.588 | 0 | 134.5718 | 0
29.01. | 1 | 221.197 |  | 81.0272 | 9.588 | 0 | 130.5818 | 0
29.01. | 2 | 215.3994 |  | 78.4941 | 9.588 | 0 | 127.3173 | 0
29.01. | 3 | 218.0363 |  | 78.9547 | 9.588 | 0 | 129.4936 | 0
29.01. | 4 | 217.9249 |  | 79.5688 | 9.588 | 0 | 128.7682 | 0
29.01. | 5 | 221.7479 |  | 80.4899 | 9.588 | 0 | 131.67 | 0
29.01. | 6 | 221.0014 |  | 80.1061 | 9.588 | 0 | 131.3073 | 0
29.01. | 7 | 216.3973 |  | 79.492 | 9.588 | 0 | 127.3173 | 0
29.01. | 8 | 217.7993 |  | 79.2617 | 9.588 | 0 | 128.9495 | 0
29.01. | 9 | 216.7035 |  | 77.8032 | 9.588 | 0 | 129.3123 | 0
29.01. | 10 | 218.6217 |  | 77.7265 | 9.588 | 0 | 131.3073 | 0
29.01. | 11 | 218.0009 |  | 77.6497 | 9.588 | 0 | 130.7632 | 0
29.01. | 12 | 220.7281 |  | 77.1124 | 9.588 | 0 | 134.0277 | 0
29.01. | 13 | 217.4906 |  | 74.9631 | 9.588 | 0 | 132.9395 | 0
29.01. | 14 | 217.3944 |  | 78.4941 | 9.588 | 0 | 129.3123 | 0
29.01. | 15 | 218.0295 |  | 79.492 | 9.588 | 0 | 128.9495 | 0
29.01. | 16 | 216.9203 |  | 79.1082 | 9.588 | 0 | 128.2241 | 0
29.01. | 17 | 221.5455 |  | 80.1061 | 9.588 | 0 | 131.8514 | 0
29.01. | 18 | 217.7647 |  | 79.9526 | 9.588 | 0 | 128.2241 | 0
29.01. | 19 | 220.3805 |  | 80.0293 | 9.588 | 0 | 130.7632 | 0
29.01. | 20 | 223.8053 |  | 79.6455 | 9.588 | 0 | 134.5718 | 0
29.01. | 21 | 223.9589 |  | 79.799 | 9.588 | 0 | 134.5718 | 0
29.01. | 22 | 221.7893 |  | 79.2617 | 9.588 | 0 | 132.9395 | 0
29.01. | 23 | 221.8449 |  | 78.9547 | 9.588 | 0 | 133.3023 | 0
29.01. | 24 | 221.6847 |  | 79.3385 | 9.588 | 0 | 132.7582 | 0
30.01. | 1 | 222.7728 |  | 79.3385 | 9.588 | 0 | 133.8464 | 0
30.01. | 2 | 219.8853 |  | 80.2596 | 9.588 | 0 | 130.0377 | 0
30.01. | 3 | 220.3459 |  | 80.7202 | 9.588 | 0 | 130.0377 | 0
30.01. | 4 | 222.3063 |  | 81.411 | 9.588 | 0 | 131.3073 | 0
30.01. | 5 | 221.6787 |  | 81.8716 | 9.588 | 0 | 130.2191 | 0
30.01. | 6 | 224.3156 |  | 82.3322 | 9.588 | 0 | 132.3955 | 0
30.01. | 7 | 219.9899 |  | 80.1828 | 9.588 | 0 | 130.2191 | 0
30.01. | 8 | 218.8258 |  | 82.1019 | 9.588 | 0 | 127.1359 | 0
30.01. | 9 | 223.2975 |  | 82.9463 | 9.588 | 0 | 130.7632 | 0
30.01. | 10 | 217.9957 |  | 82.1787 | 9.588 | 0 | 126.2291 | 0
30.01. | 11 | 220.2978 |  | 82.4857 | 9.588 | 0 | 128.2241 | 0
30.01. | 12 | 221.8044 |  | 82.1787 | 9.588 | 0 | 130.0377 | 0
30.01. | 13 | 234.2119 |  | 97.8507 | 9.588 | 0 | 126.7732 | 0
30.01. | 14 | 207.3696 |  | 76.268 | 9.588 | 0 | 121.5136 | 0
30.01. | 15 | 233.3818 |  | 97.9275 | 9.588 | 0 | 125.8664 | 0
30.01. | 16 | 240.4002 |  | 100.2303 | 9.588 | 0 | 130.5818 | 0
30.01. | 17 | 240.5883 |  | 99.693 | 9.588 | 0 | 131.3073 | 0
30.01. | 18 | 242.3192 |  | 102.1494 | 9.588 | 0 | 130.5818 | 0
30.01. | 19 | 245.151 |  | 101.5353 | 9.588 | 0 | 134.0277 | 0
30.01. | 20 | 243.2749 |  | 102.3797 | 9.588 | 0 | 131.3073 | 0
30.01. | 21 | 242.7376 |  | 101.8423 | 9.588 | 0 | 131.3073 | 0
30.01. | 22 | 243.5955 |  | 101.612 | 9.588 | 0 | 132.3955 | 0
30.01. | 23 | 245.2767 |  | 101.8423 | 9.588 | 0 | 133.8464 | 0
30.01. | 24 | 245.1164 |  | 102.2261 | 9.588 | 0 | 133.3023 | 0
31.01. | 1 | 238.2727 |  | 100.4606 | 9.588 | 0 | 128.2241 | 0
31.01. | 2 | 238.6076 |  | 100.6141 | 9.588 | 0 | 128.4055 | 0
31.01. | 3 | 236.4312 |  | 100.6141 | 9.588 | 0 | 126.2291 | 0
31.01. | 4 | 238.0357 |  | 100.7677 | 9.588 | 0 | 127.68 | 0
31.01. | 5 | 237.031 |  | 100.3071 | 9.588 | 0 | 127.1359 | 0
31.01. | 6 | 235.3009 |  | 99.8465 | 9.588 | 0 | 125.8664 | 0
31.01. | 7 | 235.6358 |  | 100.0001 | 9.588 | 0 | 126.0477 | 0
31.01. | 8 | 235.3777 |  | 99.9233 | 9.588 | 0 | 125.8664 | 0
31.01. | 9 | 237.031 |  | 100.3071 | 9.588 | 0 | 127.1359 | 0
31.01. | 10 | 234.0524 |  | 100.2303 | 9.588 | 0 | 124.2341 | 0
31.01. | 11 | 234.3662 |  | 100.0001 | 9.588 | 0 | 124.7782 | 0
31.01. | 12 | 217.2989 |  | 84.0209 | 9.588 | 0 | 123.69 | 0
31.01. | 13 | 225.5092 |  | 84.2512 | 9.588 | 0 | 131.67 | 0
31.01. | 14 | 225.0554 |  | 83.2533 | 9.588 | 0 | 132.2141 | 0
31.01. | 15 | 221.3522 |  | 85.1724 | 9.588 | 0 | 126.5918 | 0
31.01. | 16 | 220.6056 |  | 84.7886 | 9.588 | 0 | 126.2291 | 0
31.01. | 17 | 224.1005 |  | 85.0188 | 9.588 | 0 | 129.4936 | 0
31.01. | 18 | 223.3818 |  | 84.4815 | 9.588 | 0 | 129.3123 | 0
31.01. | 19 | 222.9423 |  | 84.4047 | 9.588 | 0 | 128.9495 | 0
31.01. | 20 | 225.9976 |  | 84.5583 | 9.588 | 0 | 131.8514 | 0
31.01. | 21 | 226.8277 |  | 84.4815 | 9.588 | 0 | 132.7582 | 0
31.01. | 22 | 226.1647 |  | 83.6371 | 9.588 | 0 | 132.9395 | 0
31.01. | 23 | 226.3671 |  | 84.0209 | 9.588 | 0 | 132.7582 | 0
31.01. | 24 | 224.6024 |  | 84.2512 | 9.588 | 0 | 130.7632 | 0
01.02. | 1 | 222.8655 |  | 84.328 | 9.588 | 0 | 128.9495 | 0
01.02. | 2 | 224.0305 |  | 84.4047 | 9.588 | 0 | 130.0377 | 0
01.02. | 3 | 224.9651 |  | 84.2512 | 9.588 | 0 | 131.1259 | 0
01.02. | 4 | 222.5239 |  | 84.7118 | 9.588 | 0 | 128.2241 | 0
01.02. | 5 | 220.2218 |  | 84.4047 | 9.588 | 0 | 126.2291 | 0
01.02. | 6 | 219.4196 |  | 84.328 | 9.588 | 0 | 125.5036 | 0
01.02. | 7 | 221.6171 |  | 84.7118 | 9.588 | 0 | 127.3173 | 0
01.02. | 8 | 219.4964 |  | 84.4047 | 9.588 | 0 | 125.5036 | 0
01.02. | 9 | 217.2289 |  | 83.4068 | 9.588 | 0 | 124.2341 | 0
01.02. | 10 | 218.0379 |  | 82.9463 | 9.588 | 0 | 125.5036 | 0
01.02. | 11 | 216.0151 |  | 83.0998 | 9.588 | 0 | 123.3273 | 0
01.02. | 12 | 208.8357 |  | 79.1849 | 9.588 | 0 | 120.0627 | 0
01.02. | 13 | 209.6446 |  | 78.7244 | 9.588 | 0 | 121.3323 | 0
01.02. | 14 | 214.5625 |  | 79.1082 | 9.588 | 0 | 125.8664 | 0
01.02. | 15 | 214.7372 |  | 79.6455 | 9.588 | 0 | 125.5036 | 0
01.02. | 16 | 202.3566 |  | 64.9073 | 9.588 | 0 | 127.8614 | 0
01.02. | 17 | 203.6751 |  | 65.1376 | 9.588 | 0 | 128.9495 | 0
01.02. | 18 | 210.4934 |  | 73.044 | 9.588 | 0 | 127.8614 | 0
01.02. | 19 | 215.5664 |  | 77.573 | 9.588 | 0 | 128.4055 | 0
01.02. | 20 | 219.2991 |  | 79.492 | 9.588 | 0 | 130.2191 | 0
01.02. | 21 | 221.057 |  | 79.799 | 9.588 | 0 | 131.67 | 0
01.02. | 22 | 219.6551 |  | 80.0293 | 9.588 | 0 | 130.0377 | 0
01.02. | 23 | 220.0102 |  | 78.5709 | 9.588 | 0 | 131.8514 | 0
01.02. | 24 | 218.0363 |  | 78.9547 | 9.588 | 0 | 129.4936 | 0
02.02. | 1 | 214.6393 |  | 79.1849 | 9.588 | 0 | 125.8664 | 0
02.02. | 2 | 212.4005 |  | 80.0293 | 9.588 | 0 | 122.7832 | 0
02.02. | 3 | 213.4676 |  | 79.6455 | 9.588 | 0 | 124.2341 | 0
02.02. | 4 | 214.5001 |  | 79.9526 | 9.588 | 0 | 124.9595 | 0
02.02. | 5 | 212.8678 |  | 79.9526 | 9.588 | 0 | 123.3273 | 0
02.02. | 6 | 209.1065 |  | 76.1912 | 9.588 | 0 | 123.3273 | 0
02.02. | 7 | 207.8302 |  | 76.7286 | 9.588 | 0 | 121.5136 | 0
02.02. | 8 | 210.392 |  | 81.104 | 9.588 | 0 | 119.7 | 0
02.02. | 9 | 212.0386 |  | 82.0251 | 9.588 | 0 | 120.4255 | 0
02.02. | 10 | 215.3318 |  | 83.8674 | 9.588 | 0 | 121.8764 | 0
02.02. | 11 | 217.013 |  | 84.0977 | 9.588 | 0 | 123.3273 | 0
02.02. | 12 | 220.0051 |  | 83.0998 | 9.588 | 0 | 127.3173 | 0
02.02. | 13 | 215.8548 |  | 83.4836 | 9.588 | 0 | 122.7832 | 0
02.02. | 14 | 217.7309 |  | 82.6392 | 9.588 | 0 | 125.5036 | 0
02.02. | 15 | 187.2196 |  | 51.5839 | 9.588 | 0 | 126.0477 | 0
02.02. | 16 | 188.301 |  | 52.1212 | 9.588 | 0 | 126.5918 | 0
02.02. | 17 | 218.5542 |  | 83.0998 | 9.588 | 0 | 125.8664 | 0
02.02. | 18 | 219.8448 |  | 83.4836 | 9.588 | 0 | 126.7732 | 0
02.02. | 19 | 220.6959 |  | 83.7906 | 9.588 | 0 | 127.3173 | 0
02.02. | 20 | 221.6373 |  | 83.0998 | 9.588 | 0 | 128.9495 | 0
02.02. | 21 | 224.1343 |  | 82.3322 | 9.588 | 0 | 132.2141 | 0
02.02. | 22 | 222.5442 |  | 83.0998 | 9.588 | 0 | 129.8564 | 0
02.02. | 23 | 220.9186 |  | 82.5625 | 9.588 | 0 | 128.7682 | 0
02.02. | 24 | 218.9304 |  | 82.0251 | 9.588 | 0 | 127.3173 | 0
03.02. | 1 | 222.043 |  | 85.8632 | 9.588 | 0 | 126.5918 | 0
03.02. | 2 | 221.6246 |  | 86.1703 | 9.588 | 0 | 125.8664 | 0
03.02. | 3 | 218.9042 |  | 86.1703 | 9.588 | 0 | 123.1459 | 0
03.02. | 4 | 219.7553 |  | 86.4773 | 9.588 | 0 | 123.69 | 0
03.02. | 5 | 221.4154 |  | 86.3238 | 9.588 | 0 | 125.5036 | 0
03.02. | 6 | 222.1266 |  | 85.4026 | 9.588 | 0 | 127.1359 | 0
03.02. | 7 | 221.3943 |  | 85.94 | 9.588 | 0 | 125.8664 | 0
03.02. | 8 | 221.4576 |  | 87.0914 | 9.588 | 0 | 124.7782 | 0
03.02. | 9 | 219.5393 |  | 87.1682 | 9.588 | 0 | 122.7832 | 0
03.02. | 10 | 218.4858 |  | 86.4773 | 9.588 | 0 | 122.4205 | 0
03.02. | 11 | 216.9581 |  | 86.4005 | 9.588 | 0 | 120.9695 | 0
03.02. | 12 | 219.9088 |  | 86.6308 | 9.588 | 0 | 123.69 | 0
03.02. | 13 | 223.5293 |  | 87.1682 | 9.588 | 0 | 126.7732 | 0
03.02. | 14 | 225.3641 |  | 87.552 | 9.588 | 0 | 128.2241 | 0
03.02. | 15 | 224.7711 |  | 87.3217 | 9.588 | 0 | 127.8614 | 0
03.02. | 16 | 222.4901 |  | 87.3984 | 9.588 | 0 | 125.5036 | 0
03.02. | 17 | 218.8628 |  | 87.3984 | 9.588 | 0 | 121.8764 | 0
03.02. | 18 | 212.8011 |  | 87.3217 | 9.588 | 0 | 115.8914 | 0
03.02. | 19 | 216.2959 |  | 87.552 | 9.588 | 0 | 119.1559 | 0
03.02. | 20 | 215.1799 |  | 87.7055 | 9.588 | 0 | 117.8864 | 0
03.02. | 21 | 222.2387 |  | 86.7844 | 9.588 | 0 | 125.8664 | 0
03.02. | 22 | 229.2976 |  | 85.8632 | 9.588 | 0 | 133.8464 | 0
03.02. | 23 | 230.665 |  | 86.3238 | 9.588 | 0 | 134.7532 | 0
03.02. | 24 | 229.2419 |  | 86.1703 | 9.588 | 0 | 133.4836 | 0
04.02. | 1 | 226.529 |  | 87.6287 | 9.588 | 0 | 129.3123 | 0
04.02. | 2 | 225.1405 |  | 86.7844 | 9.588 | 0 | 128.7682 | 0
04.02. | 3 | 225.0849 |  | 87.0914 | 9.588 | 0 | 128.4055 | 0
04.02. | 4 | 226.1452 |  | 87.2449 | 9.588 | 0 | 129.3123 | 0
04.02. | 5 | 225.4822 |  | 86.4005 | 9.588 | 0 | 129.4936 | 0
04.02. | 6 | 223.5015 |  | 87.3217 | 9.588 | 0 | 126.5918 | 0
04.02. | 7 | 223.5361 |  | 86.6308 | 9.588 | 0 | 127.3173 | 0
04.02. | 8 | 223.2991 |  | 86.9379 | 9.588 | 0 | 126.7732 | 0
04.02. | 9 | 225.7614 |  | 86.8611 | 9.588 | 0 | 129.3123 | 0
04.02. | 10 | 223.8356 |  | 85.4794 | 9.588 | 0 | 128.7682 | 0
04.02. | 11 | 223.9469 |  | 84.8653 | 9.588 | 0 | 129.4936 | 0
04.02. | 12 | 226.2001 |  | 84.9421 | 9.588 | 0 | 131.67 | 0
04.02. | 13 | 228.0634 |  | 87.1682 | 9.588 | 0 | 131.3073 | 0
04.02. | 14 | 225.7892 |  | 86.7076 | 9.588 | 0 | 129.4936 | 0
04.02. | 15 | 227.5818 |  | 86.3238 | 9.588 | 0 | 131.67 | 0
04.02. | 16 | 227.9234 |  | 85.94 | 9.588 | 0 | 132.3955 | 0
04.02. | 17 | 225.7538 |  | 85.4026 | 9.588 | 0 | 130.7632 | 0
04.02. | 18 | 223.7099 |  | 85.1724 | 9.588 | 0 | 128.9495 | 0
04.02. | 19 | 227.5118 |  | 85.7097 | 9.588 | 0 | 132.2141 | 0
04.02. | 20 | 227.7564 |  | 86.8611 | 9.588 | 0 | 131.3073 | 0
04.02. | 21 | 227.5193 |  | 87.1682 | 9.588 | 0 | 130.7632 | 0
04.02. | 22 | 228.4262 |  | 87.1682 | 9.588 | 0 | 131.67 | 0
04.02. | 23 | 226.8352 |  | 85.94 | 9.588 | 0 | 131.3073 | 0
04.02. | 24 | 227.3861 |  | 85.4026 | 9.588 | 0 | 132.3955 | 0
05.02. | 1 | 226.1098 |  | 85.94 | 9.588 | 0 | 130.5818 | 0
05.02. | 2 | 224.7146 |  | 85.6329 | 9.588 | 0 | 129.4936 | 0
05.02. | 3 | 227.7353 |  | 86.4773 | 9.588 | 0 | 131.67 | 0
05.02. | 4 | 225.2941 |  | 86.9379 | 9.588 | 0 | 128.7682 | 0
05.02. | 5 | 224.1637 |  | 86.1703 | 9.588 | 0 | 128.4055 | 0
05.02. | 6 | 222.8039 |  | 87.1682 | 9.588 | 0 | 126.0477 | 0
05.02. | 7 | 226.1933 |  | 85.4794 | 9.588 | 0 | 131.1259 | 0
05.02. | 8 | 223.3193 |  | 85.3259 | 9.588 | 0 | 128.4055 | 0
05.02. | 9 | 225.9841 |  | 85.6329 | 9.588 | 0 | 130.7632 | 0
05.02. | 10 | 224.8327 |  | 84.4815 | 9.588 | 0 | 130.7632 | 0
05.02. | 11 | 225.1465 |  | 84.2512 | 9.588 | 0 | 131.3073 | 0
05.02. | 12 | 227.4764 |  | 84.4047 | 9.588 | 0 | 133.4836 | 0
05.02. | 13 | 223.8634 |  | 85.3259 | 9.588 | 0 | 128.9495 | 0
05.02. | 14 | 216.9 |  | 80.7202 | 9.588 | 0 | 126.5918 | 0
05.02. | 15 | 237.5946 |  | 96.6993 | 9.588 | 0 | 131.3073 | 0
05.02. | 16 | 243.0936 |  | 102.3797 | 9.588 | 0 | 131.1259 | 0
05.02. | 17 | 244.0293 |  | 101.6832 | 9.588 | 0 | 132.7582 | 0
05.02. | 18 | 242.4249 |  | 101.5296 | 9.588 | 0 | 131.3073 | 0
05.02. | 19 | 241.8741 |  | 102.067 | 9.588 | 0 | 130.2191 | 0
05.02. | 20 | 239.7323 |  | 101.3761 | 9.588 | 0 | 128.7682 | 0
05.02. | 21 | 243.5831 |  | 102.1437 | 9.588 | 0 | 131.8514 | 0
05.02. | 22 | 240.8551 |  | 100.6853 | 9.588 | 0 | 130.5818 | 0
05.02. | 23 | 238.8744 |  | 101.6064 | 9.588 | 0 | 127.68 | 0
05.02. | 24 | 239.9626 |  | 101.6064 | 9.588 | 0 | 128.7682 | 0
06.02. | 1 | 239.1747 |  | 102.4508 | 9.588 | 0 | 127.1359 | 0
06.02. | 2 | 225.3776 |  | 86.4773 | 9.588 | 0 | 129.3123 | 0
06.02. | 3 | 222.1198 |  | 85.94 | 9.588 | 0 | 126.5918 | 0
06.02. | 4 | 225.2451 |  | 86.7076 | 9.588 | 0 | 128.9495 | 0
06.02. | 5 | 224.6032 |  | 86.247 | 9.588 | 0 | 128.7682 | 0
06.02. | 6 | 221.3387 |  | 86.247 | 9.588 | 0 | 125.5036 | 0
06.02. | 7 | 221.2341 |  | 86.3238 | 9.588 | 0 | 125.3223 | 0
06.02. | 8 | 218.3179 |  | 85.4026 | 9.588 | 0 | 123.3273 | 0
06.02. | 9 | 235.7355 |  | 101.9134 | 9.588 | 0 | 124.2341 | 0
06.02. | 10 | 238.8187 |  | 101.9134 | 9.588 | 0 | 127.3173 | 0
06.02. | 11 | 238.3303 |  | 101.6064 | 9.588 | 0 | 127.1359 | 0
06.02. | 12 | 240.3531 |  | 101.4529 | 9.588 | 0 | 129.3123 | 0
06.02. | 13 | 240.0537 |  | 102.6043 | 9.588 | 0 | 127.8614 | 0
06.02. | 14 | 239.1114 |  | 101.2993 | 9.588 | 0 | 128.2241 | 0
06.02. | 15 | 232.2458 |  | 97.1542 | 9.588 | 0 | 125.5036 | 0
06.02. | 16 | 240.4164 |  | 102.6043 | 9.588 | 0 | 128.2241 | 0
06.02. | 17 | 237.9676 |  | 101.6064 | 9.588 | 0 | 126.7732 | 0
06.02. | 18 | 220.76 |  | 86.9379 | 9.588 | 0 | 124.2341 | 0
06.02. | 19 | 218.0885 |  | 78.6441 | 9.588 | 0 | 129.8564 | 0
06.02. | 20 | 215.0053 |  | 78.6441 | 9.588 | 0 | 126.7732 | 0
06.02. | 21 | 220.0835 |  | 78.6441 | 9.588 | 0 | 131.8514 | 0
06.02. | 22 | 220.4597 |  | 77.5694 | 9.588 | 0 | 133.3023 | 0
06.02. | 23 | 228.2862 |  | 85.94 | 9.588 | 0 | 132.7582 | 0
06.02. | 24 | 217.746 |  | 77.0321 | 9.588 | 0 | 131.1259 | 0
07.02. | 1 | 218.9674 |  | 78.7976 | 9.588 | 0 | 130.5818 | 0
07.02. | 2 | 217.013 |  | 75.5736 | 9.588 | 0 | 131.8514 | 0
07.02. | 3 | 218.242 |  | 78.7976 | 9.588 | 0 | 129.8564 | 0
07.02. | 4 | 217.1816 |  | 78.6441 | 9.588 | 0 | 128.9495 | 0
07.02. | 5 | 216.0167 |  | 78.5673 | 9.588 | 0 | 127.8614 | 0
07.02. | 6 | 212.2494 |  | 77.3392 | 9.588 | 0 | 125.3223 | 0
07.02. | 7 | 222.5036 |  | 86.3238 | 9.588 | 0 | 126.5918 | 0
07.02. | 8 | 237.8284 |  | 102.374 | 9.588 | 0 | 125.8664 | 0
07.02. | 9 | 233.0294 |  | 102.8346 | 9.588 | 0 | 120.6068 | 0
07.02. | 10 | 220.3829 |  | 86.0167 | 9.588 | 0 | 124.7782 | 0
07.02. | 11 | 235.8947 |  | 102.0726 | 9.588 | 0 | 124.2341 | 0
07.02. | 12 | 237.171 |  | 101.5353 | 9.588 | 0 | 126.0477 | 0
07.02. | 13 | 233.5302 |  | 102.6099 | 9.588 | 0 | 121.3323 | 0
07.02. | 14 | 235.079 |  | 103.0705 | 9.588 | 0 | 122.4205 | 0
07.02. | 15 | 238.4481 |  | 102.9938 | 9.588 | 0 | 125.8664 | 0
07.02. | 16 | 234.1511 |  | 102.6867 | 9.588 | 0 | 121.8764 | 0
07.02. | 17 | 238.8876 |  | 103.0705 | 9.588 | 0 | 126.2291 | 0
07.02. | 18 | 224.3105 |  | 86.8611 | 9.588 | 0 | 127.8614 | 0
07.02. | 19 | 223.5083 |  | 86.7844 | 9.588 | 0 | 127.1359 | 0
07.02. | 20 | 224.1291 |  | 86.8611 | 9.588 | 0 | 127.68 | 0
07.02. | 21 | 226.3822 |  | 86.9379 | 9.588 | 0 | 129.8564 | 0
07.02. | 22 | 223.9191 |  | 85.0188 | 9.588 | 0 | 129.3123 | 0
07.02. | 23 | 226.605 |  | 85.7097 | 9.588 | 0 | 131.3073 | 0
07.02. | 24 | 222.3004 |  | 83.9442 | 9.588 | 0 | 128.7682 | 0
08.02. | 1 | 223.2223 |  | 86.8611 | 9.588 | 0 | 126.7732 | 0
08.02. | 2 | 222.5247 |  | 86.7076 | 9.588 | 0 | 126.2291 | 0
08.02. | 3 | 222.992 |  | 86.6308 | 9.588 | 0 | 126.7732 | 0
08.02. | 4 | 224.3872 |  | 86.9379 | 9.588 | 0 | 127.8614 | 0
08.02. | 5 | 223.0409 |  | 86.8611 | 9.588 | 0 | 126.5918 | 0
08.02. | 6 | 221.5825 |  | 85.4026 | 9.588 | 0 | 126.5918 | 0
08.02. | 7 | 222.5036 |  | 86.3238 | 9.588 | 0 | 126.5918 | 0
08.02. | 8 | 218.6325 |  | 87.1682 | 9.588 | 0 | 121.8764 | 0
08.02. | 9 | 218.8696 |  | 86.8611 | 9.588 | 0 | 122.4205 | 0
08.02. | 10 | 219.8388 |  | 86.0167 | 9.588 | 0 | 124.2341 | 0
08.02. | 11 | 217.1808 |  | 85.1724 | 9.588 | 0 | 122.4205 | 0
08.02. | 12 | 219.5318 |  | 85.7097 | 9.588 | 0 | 124.2341 | 0
08.02. | 13 | 215.2196 |  | 82.4857 | 9.588 | 0 | 123.1459 | 0
08.02. | 14 | 240.9729 |  | 102.0726 | 9.588 | 0 | 129.3123 | 0
08.02. | 15 | 240.7704 |  | 101.6888 | 9.588 | 0 | 129.4936 | 0
08.02. | 16 | 239.4874 |  | 102.7635 | 9.588 | 0 | 127.1359 | 0
08.02. | 17 | 238.4481 |  | 102.9938 | 9.588 | 0 | 125.8664 | 0
08.02. | 18 | 237.6451 |  | 100.9212 | 9.588 | 0 | 127.1359 | 0
08.02. | 19 | 244.4888 |  | 102.6867 | 9.588 | 0 | 132.2141 | 0
08.02. | 20 | 242.4938 |  | 102.6867 | 9.588 | 0 | 130.2191 | 0
08.02. | 21 | 240.1082 |  | 102.8402 | 9.588 | 0 | 127.68 | 0
08.02. | 22 | 240.4566 |  | 101.9191 | 9.588 | 0 | 128.9495 | 0
08.02. | 23 | 241.4959 |  | 101.6888 | 9.588 | 0 | 130.2191 | 0
08.02. | 24 | 239.9125 |  | 101.9191 | 9.588 | 0 | 128.4055 | 0
09.02. | 1 | 238.5106 |  | 102.1494 | 9.588 | 0 | 126.7732 | 0
09.02. | 2 | 237.904 |  | 102.9938 | 9.588 | 0 | 125.3223 | 0
09.02. | 3 | 220.6037 |  | 100.3839 | 9.588 | 0 | 110.6318 | 0
09.02. | 4 | 240.0315 |  | 102.7635 | 9.588 | 0 | 127.68 | 0
09.02. | 5 | 242.1522 |  | 103.0705 | 9.588 | 0 | 129.4936 | 0
09.02. | 6 | 240.2128 |  | 102.7635 | 9.588 | 0 | 127.8614 | 0
09.02. | 7 | 235.9647 |  | 102.6867 | 9.588 | 0 | 123.69 | 0
09.02. | 8 | 233.6348 |  | 102.5332 | 9.588 | 0 | 121.5136 | 0
09.02. | 9 | 234.8487 |  | 102.8402 | 9.588 | 0 | 122.4205 | 0
09.02. | 10 | 234.9668 |  | 101.6888 | 9.588 | 0 | 123.69 | 0
09.02. | 11 | 232.0431 |  | 99.3092 | 9.588 | 0 | 123.1459 | 0
09.02. | 12 | 232.6083 |  | 99.693 | 9.588 | 0 | 123.3273 | 0
09.02. | 13 | 235.7893 |  | 100.1536 | 9.588 | 0 | 126.0477 | 0
09.02. | 14 | 237.1364 |  | 102.2261 | 9.588 | 0 | 125.3223 | 0
09.02. | 15 | 238.3503 |  | 102.5332 | 9.588 | 0 | 126.2291 | 0
09.02. | 16 | 239.3339 |  | 102.6099 | 9.588 | 0 | 127.1359 | 0
09.02. | 17 | 240.6034 |  | 102.6099 | 9.588 | 0 | 128.4055 | 0
09.02. | 18 | 243.5541 |  | 102.8402 | 9.588 | 0 | 131.1259 | 0
09.02. | 19 | 239.4174 |  | 102.1494 | 9.588 | 0 | 127.68 | 0
09.02. | 20 | 243.9726 |  | 102.5332 | 9.588 | 0 | 131.8514 | 0
09.02. | 21 | 238.4338 |  | 102.0726 | 9.588 | 0 | 126.7732 | 0
09.02. | 22 | 240.3031 |  | 101.7656 | 9.588 | 0 | 128.9495 | 0
09.02. | 23 | 243.1214 |  | 102.2261 | 9.588 | 0 | 131.3073 | 0
09.02. | 24 | 243.749 |  | 101.7656 | 9.588 | 0 | 132.3955 | 0
10.02. | 1 | 243.3239 |  | 102.6099 | 9.588 | 0 | 131.1259 | 0
10.02. | 2 | 244.0215 |  | 102.7635 | 9.588 | 0 | 131.67 | 0
10.02. | 3 | 243.1914 |  | 102.8402 | 9.588 | 0 | 130.7632 | 0
10.02. | 4 | 245.5702 |  | 103.224 | 9.588 | 0 | 132.7582 | 0
10.02. | 5 | 244.2028 |  | 102.7635 | 9.588 | 0 | 131.8514 | 0
10.02. | 6 | 240.0442 |  | 99.693 | 9.588 | 0 | 130.7632 | 0
10.02. | 7 | 241.7262 |  | 101.9191 | 9.588 | 0 | 130.2191 | 0
10.02. | 8 | 242.466 |  | 102.8402 | 9.588 | 0 | 130.0377 | 0
10.02. | 9 | 240.3385 |  | 103.0705 | 9.588 | 0 | 127.68 | 0
10.02. | 10 | 237.7362 |  | 101.9191 | 9.588 | 0 | 126.2291 | 0
10.02. | 11 | 239.1103 |  | 101.8423 | 9.588 | 0 | 127.68 | 0
10.02. | 12 | 238.4962 |  | 101.2282 | 9.588 | 0 | 127.68 | 0
10.02. | 13 | 246.8465 |  | 102.6867 | 9.588 | 0 | 134.5718 | 0
10.02. | 14 | 245.221 |  | 102.1494 | 9.588 | 0 | 133.4836 | 0
10.02. | 15 | 245.3399 |  | 102.9938 | 9.588 | 0 | 132.7582 | 0
10.02. | 16 | 244.6702 |  | 102.6867 | 9.588 | 0 | 132.3955 | 0
10.02. | 17 | 242.2846 |  | 102.8402 | 9.588 | 0 | 129.8564 | 0
10.02. | 18 | 228.3005 |  | 86.8611 | 9.588 | 0 | 131.8514 | 0
10.02. | 19 | 228.3629 |  | 86.0167 | 9.588 | 0 | 132.7582 | 0
10.02. | 20 | 231.4115 |  | 86.7076 | 9.588 | 0 | 135.1159 | 0
10.02. | 21 | 229.0605 |  | 86.1703 | 9.588 | 0 | 133.3023 | 0
10.02. | 22 | 228.7046 |  | 85.6329 | 9.588 | 0 | 133.4836 | 0
10.02. | 23 | 227.9234 |  | 85.94 | 9.588 | 0 | 132.3955 | 0
10.02. | 24 | 230.5739 |  | 85.3259 | 9.588 | 0 | 135.66 | 0
11.02. | 1 | 229.8627 |  | 86.247 | 9.588 | 0 | 134.0277 | 0
11.02. | 2 | 226.0541 |  | 86.247 | 9.588 | 0 | 130.2191 | 0
11.02. | 3 | 226.7585 |  | 85.8632 | 9.588 | 0 | 131.3073 | 0
11.02. | 4 | 226.3679 |  | 86.0167 | 9.588 | 0 | 130.7632 | 0
11.02. | 5 | 224.3646 |  | 82.5625 | 9.588 | 0 | 132.2141 | 0
11.02. | 6 | 226.6388 |  | 83.023 | 9.588 | 0 | 134.0277 | 0
11.02. | 7 | 224.5746 |  | 84.4047 | 9.588 | 0 | 130.5818 | 0
11.02. | 8 | 225.796 |  | 86.1703 | 9.588 | 0 | 130.0377 | 0
11.02. | 9 | 230.093 |  | 86.4773 | 9.588 | 0 | 134.0277 | 0
11.02. | 10 | 229.43 |  | 85.6329 | 9.588 | 0 | 134.2091 | 0
11.02. | 11 | 232.3108 |  | 85.2491 | 9.588 | 0 | 137.4736 | 0
11.02. | 12 | 226.8842 |  | 86.1703 | 9.588 | 0 | 131.1259 | 0
11.02. | 13 | 231.4115 |  | 86.7076 | 9.588 | 0 | 135.1159 | 0
11.02. | 14 | 231.1812 |  | 86.4773 | 9.588 | 0 | 135.1159 | 0
11.02. | 15 | 231.0209 |  | 86.8611 | 9.588 | 0 | 134.5718 | 0
11.02. | 16 | 231.6418 |  | 86.9379 | 9.588 | 0 | 135.1159 | 0
11.02. | 17 | 232.4162 |  | 87.1682 | 9.588 | 0 | 135.66 | 0
11.02. | 18 | 229.4722 |  | 86.4005 | 9.588 | 0 | 133.4836 | 0
11.02. | 19 | 228.8235 |  | 86.4773 | 9.588 | 0 | 132.7582 | 0
11.02. | 20 | 231.4183 |  | 86.1703 | 9.588 | 0 | 135.66 | 0
11.02. | 21 | 231.6696 |  | 86.7844 | 9.588 | 0 | 135.2973 | 0
11.02. | 22 | 228.3697 |  | 85.4794 | 9.588 | 0 | 133.3023 | 0
11.02. | 23 | 229.5557 |  | 85.94 | 9.588 | 0 | 134.0277 | 0
11.02. | 24 | 229.8627 |  | 86.247 | 9.588 | 0 | 134.0277 | 0
12.02. | 1 | 229.7927 |  | 85.6329 | 9.588 | 0 | 134.5718 | 0
12.02. | 2 | 231.8299 |  | 86.4005 | 9.588 | 0 | 135.8414 | 0
12.02. | 3 | 230.4279 |  | 86.6308 | 9.588 | 0 | 134.2091 | 0
12.02. | 4 | 226.8842 |  | 86.1703 | 9.588 | 0 | 131.1259 | 0
12.02. | 5 | 231.2512 |  | 87.0914 | 9.588 | 0 | 134.5718 | 0
12.02. | 6 | 225.5987 |  | 81.2575 | 9.588 | 0 | 134.7532 | 0
12.02. | 7 | 228.3975 |  | 85.3259 | 9.588 | 0 | 133.4836 | 0
12.02. | 8 | 225.2519 |  | 86.1703 | 9.588 | 0 | 129.4936 | 0
12.02. | 9 | 227.0655 |  | 86.1703 | 9.588 | 0 | 131.3073 | 0
12.02. | 10 | 230.4136 |  | 85.7097 | 9.588 | 0 | 135.1159 | 0
12.02. | 11 | 231.6485 |  | 86.4005 | 9.588 | 0 | 135.66 | 0
12.02. | 12 | 246.2603 |  | 101.9191 | 9.588 | 0 | 134.7532 | 0
12.02. | 13 | 245.2978 |  | 102.2261 | 9.588 | 0 | 133.4836 | 0
12.02. | 14 | 245.2699 |  | 102.3797 | 9.588 | 0 | 133.3023 | 0
12.02. | 15 | 244.9494 |  | 103.1473 | 9.588 | 0 | 132.2141 | 0
12.02. | 16 | 246.7698 |  | 102.6099 | 9.588 | 0 | 134.5718 | 0
12.02. | 17 | 247.3906 |  | 102.6867 | 9.588 | 0 | 135.1159 | 0
12.02. | 18 | 245.7373 |  | 102.3029 | 9.588 | 0 | 133.8464 | 0
12.02. | 19 | 246.0665 |  | 102.4508 | 9.588 | 0 | 134.0277 | 0
12.02. | 20 | 246.0243 |  | 101.6832 | 9.588 | 0 | 134.7532 | 0
12.02. | 21 | 245.913 |  | 102.2972 | 9.588 | 0 | 134.0277 | 0
12.02. | 22 | 245.7662 |  | 101.6064 | 9.588 | 0 | 134.5718 | 0
12.02. | 23 | 243.185 |  | 100.8388 | 9.588 | 0 | 132.7582 | 0
12.02. | 24 | 246.4917 |  | 101.6064 | 9.588 | 0 | 135.2973 | 0
13.02. | 1 | 242.1811 |  | 102.374 | 9.588 | 0 | 130.2191 | 0
13.02. | 2 | 229.7573 |  | 101.3761 | 9.588 | 0 | 118.7932 | 0
13.02. | 3 | 239.2793 |  | 102.374 | 9.588 | 0 | 127.3173 | 0
13.02. | 4 | 239.3628 |  | 101.9134 | 9.588 | 0 | 127.8614 | 0
13.02. | 5 | 224.2194 |  | 85.8632 | 9.588 | 0 | 128.7682 | 0
13.02. | 6 | 223.7453 |  | 86.4773 | 9.588 | 0 | 127.68 | 0
13.02. | 7 | 225.5935 |  | 85.7865 | 9.588 | 0 | 130.2191 | 0
13.02. | 8 | 225.7681 |  | 86.3238 | 9.588 | 0 | 129.8564 | 0
13.02. | 9 | 224.5543 |  | 86.0167 | 9.588 | 0 | 128.9495 | 0
13.02. | 10 | 223.2915 |  | 85.4794 | 9.588 | 0 | 128.2241 | 0
13.02. | 11 | 226.842 |  | 85.4026 | 9.588 | 0 | 131.8514 | 0
13.02. | 12 | 223.1447 |  | 84.7886 | 9.588 | 0 | 128.7682 | 0
13.02. | 13 | 228.0559 |  | 85.7097 | 9.588 | 0 | 132.7582 | 0
13.02. | 14 | 225.2241 |  | 86.3238 | 9.588 | 0 | 129.3123 | 0
13.02. | 15 | 217.4676 |  | 78.5673 | 9.588 | 0 | 129.3123 | 0
13.02. | 16 | 222.3644 |  | 78.5673 | 9.588 | 0 | 134.2091 | 0
13.02. | 17 | 222.3644 |  | 78.5673 | 9.588 | 0 | 134.2091 | 0
13.02. | 18 | 222.5736 |  | 78.4138 | 9.588 | 0 | 134.5718 | 0
13.02. | 19 | 226.6817 |  | 85.7865 | 9.588 | 0 | 131.3073 | 0
13.02. | 20 | 230.142 |  | 86.7076 | 9.588 | 0 | 133.8464 | 0
13.02. | 21 | 231.4883 |  | 86.7844 | 9.588 | 0 | 135.1159 | 0
13.02. | 22 | 230.5047 |  | 86.7076 | 9.588 | 0 | 134.2091 | 0
13.02. | 23 | 229.2208 |  | 85.7865 | 9.588 | 0 | 133.8464 | 0
13.02. | 24 | 227.6653 |  | 85.8632 | 9.588 | 0 | 132.2141 | 0
14.02. | 1 | 229.2073 |  | 86.8611 | 9.588 | 0 | 132.7582 | 0
14.02. | 2 | 223.5361 |  | 86.6308 | 9.588 | 0 | 127.3173 | 0
14.02. | 3 | 225.7614 |  | 86.8611 | 9.588 | 0 | 129.3123 | 0
14.02. | 4 | 224.4075 |  | 85.3259 | 9.588 | 0 | 129.4936 | 0
14.02. | 5 | 224.7846 |  | 86.247 | 9.588 | 0 | 128.9495 | 0
14.02. | 6 | 223.7731 |  | 86.3238 | 9.588 | 0 | 127.8614 | 0
14.02. | 7 | 222.9777 |  | 85.7097 | 9.588 | 0 | 127.68 | 0
14.02. | 8 | 223.5361 |  | 86.6308 | 9.588 | 0 | 127.3173 | 0
14.02. | 9 | 221.2341 |  | 86.3238 | 9.588 | 0 | 125.3223 | 0
14.02. | 10 | 236.864 |  | 101.2282 | 9.588 | 0 | 126.0477 | 0
14.02. | 11 | 238.4962 |  | 101.2282 | 9.588 | 0 | 127.68 | 0
14.02. | 12 | 238.7965 |  | 102.0726 | 9.588 | 0 | 127.1359 | 0
14.02. | 13 | 241.3778 |  | 102.8402 | 9.588 | 0 | 128.9495 | 0
14.02. | 14 | 240.9172 |  | 102.3797 | 9.588 | 0 | 128.9495 | 0
14.02. | 15 | 243.5887 |  | 102.1494 | 9.588 | 0 | 131.8514 | 0
14.02. | 16 | 244.6002 |  | 102.0726 | 9.588 | 0 | 132.9395 | 0
14.02. | 17 | 243.9658 |  | 103.0705 | 9.588 | 0 | 131.3073 | 0
14.02. | 18 | 239.6477 |  | 102.3797 | 9.588 | 0 | 127.68 | 0
14.02. | 19 | 226.9188 |  | 85.4794 | 9.588 | 0 | 131.8514 | 0
14.02. | 20 | 230.4136 |  | 85.7097 | 9.588 | 0 | 135.1159 | 0
14.02. | 21 | 229.4022 |  | 85.7865 | 9.588 | 0 | 134.0277 | 0
14.02. | 22 | 229.3254 |  | 85.7097 | 9.588 | 0 | 134.0277 | 0
14.02. | 23 | 230.4136 |  | 85.7097 | 9.588 | 0 | 135.1159 | 0
14.02. | 24 | 231.0134 |  | 85.4026 | 9.588 | 0 | 136.0227 | 0
15.02. | 1 | 231.2091 |  | 86.3238 | 9.588 | 0 | 135.2973 | 0
15.02. | 2 | 229.5068 |  | 85.7097 | 9.588 | 0 | 134.2091 | 0
15.02. | 3 | 222.6217 |  | 85.1724 | 9.588 | 0 | 127.8614 | 0
15.02. | 4 | 227.0655 |  | 86.1703 | 9.588 | 0 | 131.3073 | 0
15.02. | 5 | 225.3843 |  | 85.94 | 9.588 | 0 | 129.8564 | 0
15.02. | 6 | 226.7585 |  | 85.8632 | 9.588 | 0 | 131.3073 | 0
15.02. | 7 | 226.2844 |  | 86.4773 | 9.588 | 0 | 130.2191 | 0
15.02. | 8 | 227.2747 |  | 86.0167 | 9.588 | 0 | 131.67 | 0
15.02. | 9 | 226.8285 |  | 86.4773 | 9.588 | 0 | 130.7632 | 0
15.02. | 10 | 230.2179 |  | 84.7886 | 9.588 | 0 | 135.8414 | 0
15.02. | 11 | 228.244 |  | 85.1724 | 9.588 | 0 | 133.4836 | 0
15.02. | 12 | 229.8273 |  | 84.9421 | 9.588 | 0 | 135.2973 | 0
15.02. | 13 | 229.3119 |  | 86.7844 | 9.588 | 0 | 132.9395 | 0
15.02. | 14 | 230.5258 |  | 87.0914 | 9.588 | 0 | 133.8464 | 0
15.02. | 15 | 223.8272 |  | 82.0251 | 9.588 | 0 | 132.2141 | 0
15.02. | 16 | 224.1621 |  | 82.1787 | 9.588 | 0 | 132.3955 | 0
15.02. | 17 | 222.0347 |  | 82.4089 | 9.588 | 0 | 130.0377 | 0
15.02. | 18 | 226.3385 |  | 82.1787 | 9.588 | 0 | 134.5718 | 0
15.02. | 19 | 225.09 |  | 82.5625 | 9.588 | 0 | 132.9395 | 0
15.02. | 20 | 226.0736 |  | 82.6392 | 9.588 | 0 | 133.8464 | 0
15.02. | 21 | 227.7337 |  | 82.4857 | 9.588 | 0 | 135.66 | 0
15.02. | 22 | 226.8058 |  | 82.1019 | 9.588 | 0 | 135.1159 | 0
15.02. | 23 | 223.6737 |  | 81.8716 | 9.588 | 0 | 132.2141 | 0
15.02. | 24 | 227.2942 |  | 82.4089 | 9.588 | 0 | 135.2973 | 0
16.02. | 1 | 226.7223 |  | 82.5625 | 9.588 | 0 | 134.5718 | 0
16.02. | 2 | 225.5573 |  | 82.4857 | 9.588 | 0 | 133.4836 | 0
16.02. | 3 | 224.6227 |  | 82.6392 | 9.588 | 0 | 132.3955 | 0
16.02. | 4 | 221.5463 |  | 82.1019 | 9.588 | 0 | 129.8564 | 0
16.02. | 5 | 220.1653 |  | 82.716 | 9.588 | 0 | 127.8614 | 0
16.02. | 6 | 221.0789 |  | 82.1787 | 9.588 | 0 | 129.3123 | 0
16.02. | 7 | 221.9301 |  | 82.4857 | 9.588 | 0 | 129.8564 | 0
16.02. | 8 | 223.2764 |  | 82.5625 | 9.588 | 0 | 131.1259 | 0
16.02. | 9 | 220.5348 |  | 82.1787 | 9.588 | 0 | 128.7682 | 0
16.02. | 10 | 224.3992 |  | 81.8716 | 9.588 | 0 | 132.9395 | 0
16.02. | 11 | 227.1196 |  | 81.8716 | 9.588 | 0 | 135.66 | 0
16.02. | 12 | 226.3731 |  | 81.4878 | 9.588 | 0 | 135.2973 | 0
16.02. | 13 | 228.2845 |  | 81.9484 | 9.588 | 0 | 136.7482 | 0
16.02. | 14 | 227.3777 |  | 81.9484 | 9.588 | 0 | 135.8414 | 0
16.02. | 15 | 227.2174 |  | 82.3322 | 9.588 | 0 | 135.2973 | 0
16.02. | 16 | 226.6734 |  | 82.3322 | 9.588 | 0 | 134.7532 | 0
16.02. | 17 | 224.3924 |  | 82.4089 | 9.588 | 0 | 132.3955 | 0
16.02. | 18 | 226.9036 |  | 82.5625 | 9.588 | 0 | 134.7532 | 0
16.02. | 19 | 227.2942 |  | 82.4089 | 9.588 | 0 | 135.2973 | 0
16.02. | 20 | 227.7337 |  | 82.4857 | 9.588 | 0 | 135.66 | 0
16.02. | 21 | 228.7451 |  | 82.4089 | 9.588 | 0 | 136.7482 | 0
16.02. | 22 | 228.2913 |  | 81.411 | 9.588 | 0 | 137.2923 | 0
16.02. | 23 | 228.1589 |  | 81.6413 | 9.588 | 0 | 136.9295 | 0
16.02. | 24 | 228.6262 |  | 81.5646 | 9.588 | 0 | 137.4736 | 0
17.02. | 1 | 228.8986 |  | 82.5625 | 9.588 | 0 | 136.7482 | 0
17.02. | 2 | 225.4038 |  | 82.3322 | 9.588 | 0 | 133.4836 | 0
17.02. | 3 | 225.4806 |  | 82.4089 | 9.588 | 0 | 133.4836 | 0
17.02. | 4 | 224.4413 |  | 82.6392 | 9.588 | 0 | 132.2141 | 0
17.02. | 5 | 225.02 |  | 81.9484 | 9.588 | 0 | 133.4836 | 0
17.02. | 6 | 225.0132 |  | 82.4857 | 9.588 | 0 | 132.9395 | 0
17.02. | 7 | 222.2995 |  | 81.9484 | 9.588 | 0 | 130.7632 | 0
17.02. | 8 | 221.0232 |  | 82.4857 | 9.588 | 0 | 128.9495 | 0
17.02. | 9 | 224.8597 |  | 82.3322 | 9.588 | 0 | 132.9395 | 0
17.02. | 10 | 225.4173 |  | 81.2575 | 9.588 | 0 | 134.5718 | 0
17.02. | 11 | 223.0107 |  | 81.0272 | 9.588 | 0 | 132.3955 | 0
17.02. | 12 | 223.9943 |  | 81.104 | 9.588 | 0 | 133.3023 | 0
17.02. | 13 | 222.1528 |  | 81.2575 | 9.588 | 0 | 131.3073 | 0
17.02. | 14 | 225.1668 |  | 82.6392 | 9.588 | 0 | 132.9395 | 0
17.02. | 15 | 226.729 |  | 82.0251 | 9.588 | 0 | 135.1159 | 0
17.02. | 16 | 219.1674 |  | 81.7181 | 9.588 | 0 | 127.8614 | 0
17.02. | 17 | 225.306 |  | 81.8716 | 9.588 | 0 | 133.8464 | 0
17.02. | 18 | 226.7569 |  | 81.8716 | 9.588 | 0 | 135.2973 | 0
17.02. | 19 | 225.5152 |  | 81.7181 | 9.588 | 0 | 134.2091 | 0
17.02. | 20 | 227.7337 |  | 82.4857 | 9.588 | 0 | 135.66 | 0
17.02. | 21 | 226.4852 |  | 82.8695 | 9.588 | 0 | 134.0277 | 0
17.02. | 22 | 227.0361 |  | 82.3322 | 9.588 | 0 | 135.1159 | 0
17.02. | 23 | 225.3406 |  | 81.1808 | 9.588 | 0 | 134.5718 | 0
17.02. | 24 | 225.829 |  | 81.4878 | 9.588 | 0 | 134.7532 | 0
18.02. | 1 | 227.7126 |  | 82.1019 | 9.588 | 0 | 136.0227 | 0
18.02. | 2 | 229.6671 |  | 85.3259 | 9.588 | 0 | 134.7532 | 0
18.02. | 3 | 229.3954 |  | 86.3238 | 9.588 | 0 | 133.4836 | 0
18.02. | 4 | 227.9656 |  | 86.7076 | 9.588 | 0 | 131.67 | 0
18.02. | 5 | 229.856 |  | 86.7844 | 9.588 | 0 | 133.4836 | 0
18.02. | 6 | 231.1812 |  | 86.4773 | 9.588 | 0 | 135.1159 | 0
18.02. | 7 | 230.2744 |  | 86.4773 | 9.588 | 0 | 134.2091 | 0
18.02. | 8 | 230.5047 |  | 86.7076 | 9.588 | 0 | 134.2091 | 0
18.02. | 9 | 228.5932 |  | 86.247 | 9.588 | 0 | 132.7582 | 0
18.02. | 10 | 232.7713 |  | 85.7097 | 9.588 | 0 | 137.4736 | 0
18.02. | 11 | 231.6764 |  | 86.247 | 9.588 | 0 | 135.8414 | 0
18.02. | 12 | 227.7321 |  | 78.4941 | 9.588 | 0 | 139.65 | 0
18.02. | 13 | 233.3568 |  | 84.4815 | 9.588 | 0 | 139.2873 | 0
18.02. | 14 | 229.7295 |  | 84.4815 | 9.588 | 0 | 135.66 | 0
18.02. | 15 | 231.4115 |  | 86.7076 | 9.588 | 0 | 135.1159 | 0
18.02. | 16 | 229.0116 |  | 85.94 | 9.588 | 0 | 133.4836 | 0
18.02. | 17 | 228.4329 |  | 86.6308 | 9.588 | 0 | 132.2141 | 0
18.02. | 18 | 229.4722 |  | 86.4005 | 9.588 | 0 | 133.4836 | 0
18.02. | 19 | 228.5232 |  | 85.6329 | 9.588 | 0 | 133.3023 | 0
18.02. | 20 | 215.1167 |  | 69.5059 | 9.588 | 0 | 136.0227 | 0
18.02. | 21 | 216.0792 |  | 69.1989 | 9.588 | 0 | 137.2923 | 0
18.02. | 22 | 216.1559 |  | 69.2757 | 9.588 | 0 | 137.2923 | 0
18.02. | 23 | 214.5439 |  | 67.6637 | 9.588 | 0 | 137.2923 | 0
18.02. | 24 | 217.0627 |  | 69.2757 | 9.588 | 0 | 138.1991 | 0
19.02. | 1 | 219.0442 |  | 70.3503 | 9.588 | 0 | 139.1059 | 0
19.02. | 2 | 217.9282 |  | 70.5038 | 9.588 | 0 | 137.8364 | 0
19.02. | 3 | 217.3284 |  | 70.8109 | 9.588 | 0 | 136.9295 | 0
19.02. | 4 | 215.6962 |  | 70.8109 | 9.588 | 0 | 135.2973 | 0
19.02. | 5 | 214.6637 |  | 70.5038 | 9.588 | 0 | 134.5718 | 0
19.02. | 6 | 215.0753 |  | 70.7341 | 9.588 | 0 | 134.7532 | 0
19.02. | 7 | 217.4541 |  | 71.1179 | 9.588 | 0 | 136.7482 | 0
19.02. | 8 | 214.4966 |  | 71.425 | 9.588 | 0 | 133.4836 | 0
19.02. | 9 | 213.6455 |  | 71.1179 | 9.588 | 0 | 132.9395 | 0
19.02. | 10 | 213.7012 |  | 70.8109 | 9.588 | 0 | 133.3023 | 0
19.02. | 11 | 213.8893 |  | 70.2736 | 9.588 | 0 | 134.0277 | 0
19.02. | 12 | 230.8674 |  | 86.7076 | 9.588 | 0 | 134.5718 | 0
19.02. | 13 | 227.6518 |  | 86.9379 | 9.588 | 0 | 131.1259 | 0
19.02. | 14 | 231.7953 |  | 87.0914 | 9.588 | 0 | 135.1159 | 0
19.02. | 15 | 228.6843 |  | 87.2449 | 9.588 | 0 | 131.8514 | 0
19.02. | 16 | 227.1355 |  | 86.7844 | 9.588 | 0 | 130.7632 | 0
19.02. | 17 | 228.9213 |  | 86.9379 | 9.588 | 0 | 132.3955 | 0
19.02. | 18 | 233.4554 |  | 86.9379 | 9.588 | 0 | 136.9295 | 0
19.02. | 19 | 230.8742 |  | 86.1703 | 9.588 | 0 | 135.1159 | 0
19.02. | 20 | 230.5242 |  | 83.0998 | 9.588 | 0 | 137.8364 | 0
19.02. | 21 | 232.3664 |  | 84.9421 | 9.588 | 0 | 137.8364 | 0
19.02. | 22 | 233.7338 |  | 85.4026 | 9.588 | 0 | 138.7432 | 0
19.02. | 23 | 230.9577 |  | 85.7097 | 9.588 | 0 | 135.66 | 0
19.02. | 24 | 235.7853 |  | 87.0914 | 9.588 | 0 | 139.1059 | 0
20.02. | 1 | 232.3951 |  | 86.7844 | 9.588 | 0 | 136.0227 | 0
20.02. | 2 | 229.2284 |  | 87.2449 | 9.588 | 0 | 132.3955 | 0
20.02. | 3 | 231.7464 |  | 86.8611 | 9.588 | 0 | 135.2973 | 0
20.02. | 4 | 230.2187 |  | 86.7844 | 9.588 | 0 | 133.8464 | 0
20.02. | 5 | 232.6743 |  | 87.2449 | 9.588 | 0 | 135.8414 | 0
20.02. | 6 | 229.2841 |  | 86.9379 | 9.588 | 0 | 132.7582 | 0
20.02. | 7 | 225.7681 |  | 86.3238 | 9.588 | 0 | 129.8564 | 0
20.02. | 8 | 227.5818 |  | 86.3238 | 9.588 | 0 | 131.67 | 0
20.02. | 9 | 228.691 |  | 86.7076 | 9.588 | 0 | 132.3955 | 0
20.02. | 10 | 225.7057 |  | 87.1682 | 9.588 | 0 | 128.9495 | 0
20.02. | 11 | 225.9495 |  | 86.3238 | 9.588 | 0 | 130.0377 | 0
20.02. | 12 | 227.2258 |  | 85.7865 | 9.588 | 0 | 131.8514 | 0
20.02. | 13 | 222.1409 |  | 86.3238 | 9.588 | 0 | 126.2291 | 0
20.02. | 14 | 226.7517 |  | 86.4005 | 9.588 | 0 | 130.7632 | 0
20.02. | 15 | 230.2744 |  | 86.4773 | 9.588 | 0 | 134.2091 | 0
20.02. | 16 | 226.6125 |  | 87.1682 | 9.588 | 0 | 129.8564 | 0
20.02. | 17 | 230.6582 |  | 86.8611 | 9.588 | 0 | 134.2091 | 0
20.02. | 18 | 227.0377 |  | 86.3238 | 9.588 | 0 | 131.1259 | 0
20.02. | 19 | 231.0209 |  | 86.8611 | 9.588 | 0 | 134.5718 | 0
20.02. | 20 | 232.088 |  | 86.4773 | 9.588 | 0 | 136.0227 | 0
20.02. | 21 | 230.6371 |  | 86.4773 | 9.588 | 0 | 134.5718 | 0
20.02. | 22 | 233.6503 |  | 85.8632 | 9.588 | 0 | 138.1991 | 0
20.02. | 23 | 229.1373 |  | 86.247 | 9.588 | 0 | 133.3023 | 0
20.02. | 24 | 231.9345 |  | 86.3238 | 9.588 | 0 | 136.0227 | 0
21.02. | 1 | 233.8182 |  | 86.9379 | 9.588 | 0 | 137.2923 | 0
21.02. | 2 | 227.6029 |  | 86.7076 | 9.588 | 0 | 131.3073 | 0
21.02. | 3 | 227.5261 |  | 86.6308 | 9.588 | 0 | 131.3073 | 0
21.02. | 4 | 230.2744 |  | 86.4773 | 9.588 | 0 | 134.2091 | 0
21.02. | 5 | 230.1976 |  | 86.4005 | 9.588 | 0 | 134.2091 | 0
21.02. | 6 | 228.3072 |  | 86.3238 | 9.588 | 0 | 132.3955 | 0
21.02. | 7 | 224.61 |  | 85.7097 | 9.588 | 0 | 129.3123 | 0
21.02. | 8 | 226.3679 |  | 86.0167 | 9.588 | 0 | 130.7632 | 0
21.02. | 9 | 215.8472 |  | 82.0251 | 9.588 | 0 | 124.2341 | 0
21.02. | 10 | 221.5471 |  | 84.0977 | 9.588 | 0 | 127.8614 | 0
21.02. | 11 | 219.5731 |  | 84.4815 | 9.588 | 0 | 125.5036 | 0
21.02. | 12 | 224.7559 |  | 84.4047 | 9.588 | 0 | 130.7632 | 0
21.02. | 13 | 228.6143 |  | 86.6308 | 9.588 | 0 | 132.3955 | 0
21.02. | 14 | 224.5527 |  | 82.0251 | 9.588 | 0 | 132.9395 | 0
21.02. | 15 | 219.844 |  | 81.4878 | 9.588 | 0 | 128.7682 | 0
21.02. | 16 | 218.9439 |  | 80.9505 | 9.588 | 0 | 128.4055 | 0
21.02. | 17 | 223.5269 |  | 81.1808 | 9.588 | 0 | 132.7582 | 0
21.02. | 18 | 224.4008 |  | 85.8632 | 9.588 | 0 | 128.9495 | 0
21.02. | 19 | 227.3861 |  | 85.4026 | 9.588 | 0 | 132.3955 | 0
21.02. | 20 | 229.2141 |  | 86.3238 | 9.588 | 0 | 133.3023 | 0
21.02. | 21 | 213.8749 |  | 86.4005 | 9.588 | 0 | 117.8864 | 0
21.02. | 22 | 229.0605 |  | 86.1703 | 9.588 | 0 | 133.3023 | 0
21.02. | 23 | 219.6045 |  | 75.8074 | 9.588 | 0 | 134.2091 | 0
21.02. | 24 | 225.3692 |  | 83.023 | 9.588 | 0 | 132.7582 | 0
22.02. | 1 | 229.7025 |  | 86.6308 | 9.588 | 0 | 133.4836 | 0
22.02. | 2 | 231.1045 |  | 86.4005 | 9.588 | 0 | 135.1159 | 0
22.02. | 3 | 227.3447 |  | 86.6308 | 9.588 | 0 | 131.1259 | 0
22.02. | 4 | 227.8888 |  | 86.6308 | 9.588 | 0 | 131.67 | 0
22.02. | 5 | 227.3447 |  | 86.6308 | 9.588 | 0 | 131.1259 | 0
22.02. | 6 | 223.0688 |  | 86.7076 | 9.588 | 0 | 126.7732 | 0
22.02. | 7 | 224.4708 |  | 86.4773 | 9.588 | 0 | 128.4055 | 0
22.02. | 8 | 225.8727 |  | 86.247 | 9.588 | 0 | 130.0377 | 0
22.02. | 9 | 226.982 |  | 86.6308 | 9.588 | 0 | 130.7632 | 0
22.02. | 10 | 224.7635 |  | 85.8632 | 9.588 | 0 | 129.3123 | 0
22.02. | 11 | 219.838 |  | 84.0209 | 9.588 | 0 | 126.2291 | 0
22.02. | 12 | 225.6695 |  | 83.8674 | 9.588 | 0 | 132.2141 | 0
22.02. | 13 | 226.7517 |  | 86.4005 | 9.588 | 0 | 130.7632 | 0
22.02. | 14 | 225.3557 |  | 84.0977 | 9.588 | 0 | 131.67 | 0
22.02. | 15 | 225.0849 |  | 87.0914 | 9.588 | 0 | 128.4055 | 0
22.02. | 16 | 227.4147 |  | 87.2449 | 9.588 | 0 | 130.5818 | 0
22.02. | 17 | 227.4283 |  | 86.1703 | 9.588 | 0 | 131.67 | 0
22.02. | 18 | 223.6964 |  | 86.247 | 9.588 | 0 | 127.8614 | 0
22.02. | 19 | 232.5832 |  | 86.247 | 9.588 | 0 | 136.7482 | 0
22.02. | 20 | 230.595 |  | 85.7097 | 9.588 | 0 | 135.2973 | 0
22.02. | 21 | 231.6831 |  | 85.7097 | 9.588 | 0 | 136.3855 | 0
22.02. | 22 | 230.6017 |  | 85.1724 | 9.588 | 0 | 135.8414 | 0
22.02. | 23 | 228.9694 |  | 85.1724 | 9.588 | 0 | 134.2091 | 0
22.02. | 24 | 233.2876 |  | 85.8632 | 9.588 | 0 | 137.8364 | 0
23.02. | 1 | 233.9228 |  | 86.8611 | 9.588 | 0 | 137.4736 | 0
23.02. | 2 | 226.8285 |  | 86.4773 | 9.588 | 0 | 130.7632 | 0
23.02. | 3 | 226.1309 |  | 86.3238 | 9.588 | 0 | 130.2191 | 0
23.02. | 4 | 226.2076 |  | 86.4005 | 9.588 | 0 | 130.2191 | 0
23.02. | 5 | 224.68 |  | 86.3238 | 9.588 | 0 | 128.7682 | 0
23.02. | 6 | 227.7353 |  | 86.4773 | 9.588 | 0 | 131.67 | 0
23.02. | 7 | 223.5985 |  | 85.7865 | 9.588 | 0 | 128.2241 | 0
23.02. | 8 | 226.0609 |  | 85.7097 | 9.588 | 0 | 130.7632 | 0
23.02. | 9 | 224.6167 |  | 85.1724 | 9.588 | 0 | 129.8564 | 0
23.02. | 10 | 229.1997 |  | 85.4026 | 9.588 | 0 | 134.2091 | 0
23.02. | 11 | 226.7652 |  | 85.3259 | 9.588 | 0 | 131.8514 | 0
23.02. | 12 | 225.8306 |  | 85.4794 | 9.588 | 0 | 130.7632 | 0
23.02. | 13 | 223.9402 |  | 85.4026 | 9.588 | 0 | 128.9495 | 0
23.02. | 14 | 227.7767 |  | 85.2491 | 9.588 | 0 | 132.9395 | 0
23.02. | 15 | 228.2229 |  | 84.7886 | 9.588 | 0 | 133.8464 | 0
23.02. | 16 | 230.9088 |  | 85.4794 | 9.588 | 0 | 135.8414 | 0
23.02. | 17 | 227.7699 |  | 85.7865 | 9.588 | 0 | 132.3955 | 0
23.02. | 18 | 231.0977 |  | 86.9379 | 9.588 | 0 | 134.5718 | 0
23.02. | 19 | 228.0905 |  | 85.0188 | 9.588 | 0 | 133.4836 | 0
23.02. | 20 | 229.6325 |  | 86.0167 | 9.588 | 0 | 134.0277 | 0
23.02. | 21 | 233.2108 |  | 85.7865 | 9.588 | 0 | 137.8364 | 0
23.02. | 22 | 233.42 |  | 85.6329 | 9.588 | 0 | 138.1991 | 0
23.02. | 23 | 228.8581 |  | 85.7865 | 9.588 | 0 | 133.4836 | 0
23.02. | 24 | 232.897 |  | 86.0167 | 9.588 | 0 | 137.2923 | 0
24.02. | 1 | 231.7253 |  | 86.4773 | 9.588 | 0 | 135.66 | 0
24.02. | 2 | 230.8328 |  | 87.3984 | 9.588 | 0 | 133.8464 | 0
24.02. | 3 | 227.2612 |  | 87.0914 | 9.588 | 0 | 130.5818 | 0
24.02. | 4 | 226.9474 |  | 87.3217 | 9.588 | 0 | 130.0377 | 0
24.02. | 5 | 226.0195 |  | 86.9379 | 9.588 | 0 | 129.4936 | 0
24.02. | 6 | 226.3266 |  | 87.2449 | 9.588 | 0 | 129.4936 | 0
24.02. | 7 | 223.3126 |  | 85.8632 | 9.588 | 0 | 127.8614 | 0
24.02. | 8 | 224.8546 |  | 86.8611 | 9.588 | 0 | 128.4055 | 0
24.02. | 9 | 223.7453 |  | 86.4773 | 9.588 | 0 | 127.68 | 0
24.02. | 10 | 225.5243 |  | 87.1682 | 9.588 | 0 | 128.7682 | 0
24.02. | 11 | 228.5443 |  | 86.0167 | 9.588 | 0 | 132.9395 | 0
24.02. | 12 | 211.7916 |  | 74.8863 | 9.588 | 0 | 127.3173 | 0
24.02. | 13 | 226.3731 |  | 81.4878 | 9.588 | 0 | 135.2973 | 0
24.02. | 14 | 224.1975 |  | 83.4836 | 9.588 | 0 | 131.1259 | 0
24.02. | 15 | 229.3254 |  | 85.7097 | 9.588 | 0 | 134.0277 | 0
24.02. | 16 | 226.6809 |  | 83.7906 | 9.588 | 0 | 133.3023 | 0
24.02. | 17 | 227.6864 |  | 86.247 | 9.588 | 0 | 131.8514 | 0
24.02. | 18 | 232.1859 |  | 86.9379 | 9.588 | 0 | 135.66 | 0
24.02. | 19 | 231.0209 |  | 86.8611 | 9.588 | 0 | 134.5718 | 0
24.02. | 20 | 231.1247 |  | 84.7886 | 9.588 | 0 | 136.7482 | 0
24.02. | 21 | 229.36 |  | 85.0188 | 9.588 | 0 | 134.7532 | 0
24.02. | 22 | 230.0576 |  | 85.1724 | 9.588 | 0 | 135.2973 | 0
24.02. | 23 | 231.2091 |  | 86.3238 | 9.588 | 0 | 135.2973 | 0
24.02. | 24 | 231.1188 |  | 87.3217 | 9.588 | 0 | 134.2091 | 0
25.02. | 1 | 230.233 |  | 87.7055 | 9.588 | 0 | 132.9395 | 0
25.02. | 2 | 229.5473 |  | 82.4857 | 9.588 | 0 | 137.4736 | 0
25.02. | 3 | 228.0491 |  | 86.247 | 9.588 | 0 | 132.2141 | 0
25.02. | 4 | 225.7546 |  | 87.3984 | 9.588 | 0 | 128.7682 | 0
25.02. | 5 | 226.7661 |  | 87.3217 | 9.588 | 0 | 129.8564 | 0
25.02. | 6 | 226.7306 |  | 86.0167 | 9.588 | 0 | 131.1259 | 0
25.02. | 7 | 229.0049 |  | 86.4773 | 9.588 | 0 | 132.9395 | 0
25.02. | 8 | 228.4608 |  | 86.4773 | 9.588 | 0 | 132.3955 | 0
25.02. | 9 | 231.0277 |  | 86.3238 | 9.588 | 0 | 135.1159 | 0
25.02. | 10 | 228.7046 |  | 85.6329 | 9.588 | 0 | 133.4836 | 0
25.02. | 11 | 228.0626 |  | 85.1724 | 9.588 | 0 | 133.3023 | 0
25.02. | 12 | 232.2272 |  | 85.7097 | 9.588 | 0 | 136.9295 | 0
25.02. | 13 | 233.3643 |  | 85.94 | 9.588 | 0 | 137.8364 | 0
25.02. | 14 | 234.0341 |  | 86.247 | 9.588 | 0 | 138.1991 | 0
25.02. | 15 | 231.6064 |  | 85.6329 | 9.588 | 0 | 136.3855 | 0
25.02. | 16 | 219.165 |  | 75.7307 | 9.588 | 0 | 133.8464 | 0
25.02. | 17 | 231.2858 |  | 86.4005 | 9.588 | 0 | 135.2973 | 0
25.02. | 18 | 230.595 |  | 85.7097 | 9.588 | 0 | 135.2973 | 0
25.02. | 19 | 225.4822 |  | 86.4005 | 9.588 | 0 | 129.4936 | 0
25.02. | 20 | 228.1537 |  | 86.1703 | 9.588 | 0 | 132.3955 | 0
25.02. | 21 | 229.2908 |  | 86.4005 | 9.588 | 0 | 133.3023 | 0
25.02. | 22 | 229.3187 |  | 86.247 | 9.588 | 0 | 133.4836 | 0
25.02. | 23 | 229.8206 |  | 85.4794 | 9.588 | 0 | 134.7532 | 0
25.02. | 24 | 231.6064 |  | 85.6329 | 9.588 | 0 | 136.3855 | 0
26.02. | 1 | 229.7927 |  | 85.6329 | 9.588 | 0 | 134.5718 | 0
26.02. | 2 | 231.0488 |  | 86.7076 | 9.588 | 0 | 134.7532 | 0
26.02. | 3 | 226.103 |  | 86.4773 | 9.588 | 0 | 130.0377 | 0
26.02. | 4 | 228.217 |  | 87.3217 | 9.588 | 0 | 131.3073 | 0
26.02. | 5 | 226.3822 |  | 86.9379 | 9.588 | 0 | 129.8564 | 0
26.02. | 6 | 227.4983 |  | 86.7844 | 9.588 | 0 | 131.1259 | 0
26.02. | 7 | 223.8288 |  | 86.0167 | 9.588 | 0 | 128.2241 | 0
26.02. | 8 | 226.0684 |  | 87.1682 | 9.588 | 0 | 129.3123 | 0
26.02. | 9 | 226.982 |  | 86.6308 | 9.588 | 0 | 130.7632 | 0
26.02. | 10 | 226.1309 |  | 86.3238 | 9.588 | 0 | 130.2191 | 0
26.02. | 11 | 227.8399 |  | 86.4005 | 9.588 | 0 | 131.8514 | 0
26.02. | 12 | 228.8446 |  | 86.8611 | 9.588 | 0 | 132.3955 | 0
26.02. | 13 | 231.1255 |  | 86.7844 | 9.588 | 0 | 134.7532 | 0
26.02. | 14 | 230.4001 |  | 86.7844 | 9.588 | 0 | 134.0277 | 0
26.02. | 15 | 230.3933 |  | 87.3217 | 9.588 | 0 | 133.4836 | 0
26.02. | 16 | 230.2887 |  | 87.3984 | 9.588 | 0 | 133.3023 | 0
26.02. | 17 | 230.2955 |  | 86.8611 | 9.588 | 0 | 133.8464 | 0
26.02. | 18 | 229.8282 |  | 86.9379 | 9.588 | 0 | 133.3023 | 0
26.02. | 19 | 229.6189 |  | 87.0914 | 9.588 | 0 | 132.9395 | 0
26.02. | 20 | 233.2251 |  | 86.7076 | 9.588 | 0 | 136.9295 | 0
26.02. | 21 | 231.2647 |  | 86.0167 | 9.588 | 0 | 135.66 | 0
26.02. | 22 | 229.1297 |  | 84.7886 | 9.588 | 0 | 134.7532 | 0
26.02. | 23 | 229.053 |  | 84.7118 | 9.588 | 0 | 134.7532 | 0
26.02. | 24 | 225.8306 |  | 85.4794 | 9.588 | 0 | 130.7632 | 0
27.02. | 1 | 221.8827 |  | 86.247 | 9.588 | 0 | 126.0477 | 0
27.02. | 2 | 223.515 |  | 86.247 | 9.588 | 0 | 127.68 | 0
27.02. | 3 | 226.0541 |  | 86.247 | 9.588 | 0 | 130.2191 | 0
27.02. | 4 | 222.992 |  | 86.6308 | 9.588 | 0 | 126.7732 | 0
27.02. | 5 | 222.043 |  | 85.8632 | 9.588 | 0 | 126.5918 | 0
27.02. | 6 | 220.4875 |  | 85.94 | 9.588 | 0 | 124.9595 | 0
27.02. | 7 | 218.716 |  | 86.7076 | 9.588 | 0 | 122.4205 | 0
27.02. | 8 | 227.2891 |  | 86.9379 | 9.588 | 0 | 130.7632 | 0
27.02. | 9 | 228.1191 |  | 86.8611 | 9.588 | 0 | 131.67 | 0
27.02. | 10 | 227.3861 |  | 85.4026 | 9.588 | 0 | 132.3955 | 0
27.02. | 11 | 227.7699 |  | 85.7865 | 9.588 | 0 | 132.3955 | 0
27.02. | 12 | 224.6867 |  | 85.7865 | 9.588 | 0 | 129.3123 | 0
27.02. | 13 | 224.0659 |  | 85.7097 | 9.588 | 0 | 128.7682 | 0
27.02. | 14 | 229.0884 |  | 86.0167 | 9.588 | 0 | 133.4836 | 0
27.02. | 15 | 227.6864 |  | 86.247 | 9.588 | 0 | 131.8514 | 0
27.02. | 16 | 223.9267 |  | 86.4773 | 9.588 | 0 | 127.8614 | 0
27.02. | 17 | 223.3547 |  | 86.6308 | 9.588 | 0 | 127.1359 | 0
27.02. | 18 | 228.6075 |  | 87.1682 | 9.588 | 0 | 131.8514 | 0
27.02. | 19 | 229.0749 |  | 87.0914 | 9.588 | 0 | 132.3955 | 0
27.02. | 20 | 227.4215 |  | 86.7076 | 9.588 | 0 | 131.1259 | 0
27.02. | 21 | 229.047 |  | 87.2449 | 9.588 | 0 | 132.2141 | 0
27.02. | 22 | 228.7535 |  | 85.8632 | 9.588 | 0 | 133.3023 | 0
27.02. | 23 | 227.6585 |  | 86.4005 | 9.588 | 0 | 131.67 | 0
27.02. | 24 | 230.3233 |  | 86.7076 | 9.588 | 0 | 134.0277 | 0
28.02. | 1 | 228.4262 |  | 87.1682 | 9.588 | 0 | 131.67 | 0
28.02. | 2 | 225.0638 |  | 86.7076 | 9.588 | 0 | 128.7682 | 0
28.02. | 3 | 227.2612 |  | 87.0914 | 9.588 | 0 | 130.5818 | 0
28.02. | 4 | 224.75 |  | 86.9379 | 9.588 | 0 | 128.2241 | 0
28.02. | 5 | 223.7596 |  | 87.3984 | 9.588 | 0 | 126.7732 | 0
28.02. | 6 | 222.6782 |  | 86.8611 | 9.588 | 0 | 126.2291 | 0
28.02. | 7 | 221.0857 |  | 81.6413 | 9.588 | 0 | 129.8564 | 0
28.02. | 8 | 219.2307 |  | 82.8695 | 9.588 | 0 | 126.7732 | 0
28.02. | 9 | 216.8368 |  | 79.5688 | 9.588 | 0 | 127.68 | 0
28.02. | 10 | 204.8087 |  | 73.8884 | 9.588 | 0 | 121.3323 | 0
28.02. | 11 | 200.2881 |  | 72.8137 | 9.588 | 0 | 117.8864 | 0
28.02. | 12 | 207.8378 |  | 78.187 | 9.588 | 0 | 120.0627 | 0
28.02. | 13 | 204.78 |  | 72.0461 | 9.588 | 0 | 123.1459 | 0
28.02. | 14 | 213.3487 |  | 78.8011 | 9.588 | 0 | 124.9595 | 0
28.02. | 15 | 223.1447 |  | 84.7886 | 9.588 | 0 | 128.7682 | 0
28.02. | 16 | 221.9941 |  | 85.6329 | 9.588 | 0 | 126.7732 | 0
28.02. | 17 | 225.9841 |  | 85.6329 | 9.588 | 0 | 130.7632 | 0
28.02. | 18 | 226.9255 |  | 84.9421 | 9.588 | 0 | 132.3955 | 0
28.02. | 19 | 225.8027 |  | 85.6329 | 9.588 | 0 | 130.5818 | 0
28.02. | 20 | 224.9997 |  | 83.5604 | 9.588 | 0 | 131.8514 | 0
28.02. | 21 | 225.9344 |  | 83.4068 | 9.588 | 0 | 132.9395 | 0
28.02. | 22 | 226.2347 |  | 84.2512 | 9.588 | 0 | 132.3955 | 0
28.02. | 23 | 227.9437 |  | 84.328 | 9.588 | 0 | 134.0277 | 0
28.02. | 24 | 227.9091 |  | 85.0188 | 9.588 | 0 | 133.3023 | 0
01.03. | 1 | 227.5185 |  | 85.1724 | 9.588 | 0 | 132.7582 | 0
01.03. | 2 | 227.5953 |  | 85.2491 | 9.588 | 0 | 132.7582 | 0
01.03. | 3 | 228.551 |  | 85.4794 | 9.588 | 0 | 133.4836 | 0
01.03. | 4 | 228.0626 |  | 85.1724 | 9.588 | 0 | 133.3023 | 0
01.03. | 5 | 224.4843 |  | 85.4026 | 9.588 | 0 | 129.4936 | 0
01.03. | 6 | 223.7588 |  | 85.4026 | 9.588 | 0 | 128.7682 | 0
01.03. | 7 | 221.7427 |  | 85.0188 | 9.588 | 0 | 127.1359 | 0
01.03. | 8 | 220.571 |  | 85.4794 | 9.588 | 0 | 125.5036 | 0
01.03. | 9 | 224.847 |  | 85.4026 | 9.588 | 0 | 129.8564 | 0
01.03. | 10 | 223.7656 |  | 84.8653 | 9.588 | 0 | 129.3123 | 0
01.03. | 11 | 222.6985 |  | 85.2491 | 9.588 | 0 | 127.8614 | 0
01.03. | 12 | 217.7038 |  | 84.7886 | 9.588 | 0 | 123.3273 | 0
01.03. | 13 | 223.0755 |  | 86.1703 | 9.588 | 0 | 127.3173 | 0
01.03. | 14 | 222.615 |  | 85.7097 | 9.588 | 0 | 127.3173 | 0
01.03. | 15 | 224.61 |  | 85.7097 | 9.588 | 0 | 129.3123 | 0
01.03. | 16 | 220.4108 |  | 85.8632 | 9.588 | 0 | 124.9595 | 0
01.03. | 17 | 221.7014 |  | 86.247 | 9.588 | 0 | 125.8664 | 0
01.03. | 18 | 226.5004 |  | 85.7865 | 9.588 | 0 | 131.1259 | 0
01.03. | 19 | 221.0384 |  | 85.4026 | 9.588 | 0 | 126.0477 | 0
01.03. | 20 | 228.6767 |  | 85.7865 | 9.588 | 0 | 133.3023 | 0
01.03. | 21 | 229.5557 |  | 85.94 | 9.588 | 0 | 134.0277 | 0
01.03. | 22 | 231.2023 |  | 86.8611 | 9.588 | 0 | 134.7532 | 0
01.03. | 23 | 224.2373 |  | 78.2638 | 9.588 | 0 | 136.3855 | 0
01.03. | 24 | 231.0623 |  | 85.6329 | 9.588 | 0 | 135.8414 | 0
02.03. | 1 | 228.6624 |  | 84.8653 | 9.588 | 0 | 134.2091 | 0
02.03. | 2 | 226.5906 |  | 84.7886 | 9.588 | 0 | 132.2141 | 0
02.03. | 3 | 229.9395 |  | 86.3238 | 9.588 | 0 | 134.0277 | 0
02.03. | 4 | 230.2187 |  | 86.7844 | 9.588 | 0 | 133.8464 | 0
02.03. | 5 | 226.3055 |  | 86.8611 | 9.588 | 0 | 129.8564 | 0
02.03. | 6 | 223.7521 |  | 85.94 | 9.588 | 0 | 128.2241 | 0
02.03. | 7 | 224.1359 |  | 86.3238 | 9.588 | 0 | 128.2241 | 0
02.03. | 8 | 226.1098 |  | 85.94 | 9.588 | 0 | 130.5818 | 0
02.03. | 9 | 224.5543 |  | 86.0167 | 9.588 | 0 | 128.9495 | 0
02.03. | 10 | 224.5543 |  | 86.0167 | 9.588 | 0 | 128.9495 | 0
02.03. | 11 | 225.44 |  | 85.6329 | 9.588 | 0 | 130.2191 | 0
02.03. | 12 | 226.4304 |  | 85.1724 | 9.588 | 0 | 131.67 | 0
02.03. | 13 | 223.3961 |  | 85.4026 | 9.588 | 0 | 128.4055 | 0
02.03. | 14 | 230.4482 |  | 85.0188 | 9.588 | 0 | 135.8414 | 0
02.03. | 15 | 231.1323 |  | 86.247 | 9.588 | 0 | 135.2973 | 0
02.03. | 16 | 231.3972 |  | 85.7865 | 9.588 | 0 | 136.0227 | 0
02.03. | 17 | 229.4022 |  | 85.7865 | 9.588 | 0 | 134.0277 | 0
02.03. | 18 | 230.093 |  | 86.4773 | 9.588 | 0 | 134.0277 | 0
02.03. | 19 | 227.1347 |  | 84.7886 | 9.588 | 0 | 132.7582 | 0
02.03. | 20 | 230.2812 |  | 85.94 | 9.588 | 0 | 134.7532 | 0
02.03. | 21 | 228.8581 |  | 85.7865 | 9.588 | 0 | 133.4836 | 0
02.03. | 22 | 227.8323 |  | 84.9421 | 9.588 | 0 | 133.3023 | 0
02.03. | 23 | 229.1787 |  | 85.0188 | 9.588 | 0 | 134.5718 | 0
02.03. | 24 | 229.6046 |  | 86.1703 | 9.588 | 0 | 133.8464 | 0
03.03. | 1 | 228.4329 |  | 86.6308 | 9.588 | 0 | 132.2141 | 0
03.03. | 2 | 229.2073 |  | 86.8611 | 9.588 | 0 | 132.7582 | 0
03.03. | 3 | 230.2744 |  | 86.4773 | 9.588 | 0 | 134.2091 | 0
03.03. | 4 | 227.8948 |  | 84.0977 | 9.588 | 0 | 134.2091 | 0
03.03. | 5 | 231.5929 |  | 86.7076 | 9.588 | 0 | 135.2973 | 0
03.03. | 6 | 229.0884 |  | 86.0167 | 9.588 | 0 | 133.4836 | 0
03.03. | 7 | 229.6746 |  | 86.7844 | 9.588 | 0 | 133.3023 | 0
03.03. | 8 | 226.5358 |  | 87.0914 | 9.588 | 0 | 129.8564 | 0
03.03. | 9 | 229.1238 |  | 87.3217 | 9.588 | 0 | 132.2141 | 0
03.03. | 10 | 229.953 |  | 85.2491 | 9.588 | 0 | 135.1159 | 0
03.03. | 11 | 233.5525 |  | 85.4026 | 9.588 | 0 | 138.5618 | 0
03.03. | 12 | 231.0134 |  | 85.4026 | 9.588 | 0 | 136.0227 | 0
03.03. | 13 | 230.093 |  | 86.4773 | 9.588 | 0 | 134.0277 | 0
03.03. | 14 | 230.8185 |  | 86.4773 | 9.588 | 0 | 134.7532 | 0
03.03. | 15 | 229.2908 |  | 86.4005 | 9.588 | 0 | 133.3023 | 0
03.03. | 16 | 230.6439 |  | 85.94 | 9.588 | 0 | 135.1159 | 0
03.03. | 17 | 231.565 |  | 86.8611 | 9.588 | 0 | 135.1159 | 0
03.03. | 18 | 232.7789 |  | 87.1682 | 9.588 | 0 | 136.0227 | 0
03.03. | 19 | 232.0324 |  | 86.7844 | 9.588 | 0 | 135.66 | 0
03.03. | 20 | 232.7511 |  | 87.3217 | 9.588 | 0 | 135.8414 | 0
03.03. | 21 | 230.5536 |  | 86.9379 | 9.588 | 0 | 134.0277 | 0
03.03. | 22 | 230.8674 |  | 86.7076 | 9.588 | 0 | 134.5718 | 0
03.03. | 23 | 230.4279 |  | 86.6308 | 9.588 | 0 | 134.2091 | 0
03.03. | 24 | 232.2837 |  | 87.3984 | 9.588 | 0 | 135.2973 | 0
04.03. | 1 | 227.2891 |  | 86.9379 | 9.588 | 0 | 130.7632 | 0
04.03. | 2 | 228.74 |  | 86.9379 | 9.588 | 0 | 132.2141 | 0
04.03. | 3 | 224.6175 |  | 87.1682 | 9.588 | 0 | 127.8614 | 0
04.03. | 4 | 227.1355 |  | 86.7844 | 9.588 | 0 | 130.7632 | 0
04.03. | 5 | 227.4283 |  | 86.1703 | 9.588 | 0 | 131.67 | 0
04.03. | 6 | 226.745 |  | 86.9379 | 9.588 | 0 | 130.2191 | 0
04.03. | 7 | 227.7353 |  | 86.4773 | 9.588 | 0 | 131.67 | 0
04.03. | 8 | 225.7681 |  | 86.3238 | 9.588 | 0 | 129.8564 | 0
04.03. | 9 | 226.152 |  | 86.7076 | 9.588 | 0 | 129.8564 | 0
04.03. | 10 | 225.7681 |  | 86.3238 | 9.588 | 0 | 129.8564 | 0
04.03. | 11 | 226.5004 |  | 85.7865 | 9.588 | 0 | 131.1259 | 0
04.03. | 12 | 227.6931 |  | 85.7097 | 9.588 | 0 | 132.3955 | 0
04.03. | 13 | 224.1705 |  | 85.6329 | 9.588 | 0 | 128.9495 | 0
04.03. | 14 | 221.6103 |  | 85.2491 | 9.588 | 0 | 126.7732 | 0
04.03. | 15 | 225.2097 |  | 85.4026 | 9.588 | 0 | 130.2191 | 0
04.03. | 16 | 229.5692 |  | 84.8653 | 9.588 | 0 | 135.1159 | 0
04.03. | 17 | 233.1897 |  | 85.4026 | 9.588 | 0 | 138.1991 | 0
04.03. | 18 | 234.0476 |  | 85.1724 | 9.588 | 0 | 139.2873 | 0
04.03. | 19 | 230.4204 |  | 85.1724 | 9.588 | 0 | 135.66 | 0
04.03. | 20 | 229.4089 |  | 85.2491 | 9.588 | 0 | 134.5718 | 0
04.03. | 21 | 227.5885 |  | 85.7865 | 9.588 | 0 | 132.2141 | 0
04.03. | 22 | 230.4204 |  | 85.1724 | 9.588 | 0 | 135.66 | 0
04.03. | 23 | 230.0509 |  | 85.7097 | 9.588 | 0 | 134.7532 | 0
04.03. | 24 | 226.6539 |  | 85.94 | 9.588 | 0 | 131.1259 | 0
05.03. | 1 | 229.4789 |  | 85.8632 | 9.588 | 0 | 134.0277 | 0
05.03. | 2 | 229.4789 |  | 85.8632 | 9.588 | 0 | 134.0277 | 0
05.03. | 3 | 229.0116 |  | 85.94 | 9.588 | 0 | 133.4836 | 0
05.03. | 4 | 228.7046 |  | 85.6329 | 9.588 | 0 | 133.4836 | 0
05.03. | 5 | 226.772 |  | 84.7886 | 9.588 | 0 | 132.3955 | 0
05.03. | 6 | 227.6788 |  | 84.7886 | 9.588 | 0 | 133.3023 | 0
05.03. | 7 | 227.7488 |  | 85.4026 | 9.588 | 0 | 132.7582 | 0
05.03. | 8 | 226.9188 |  | 85.4794 | 9.588 | 0 | 131.8514 | 0
05.03. | 9 | 225.963 |  | 85.2491 | 9.588 | 0 | 131.1259 | 0
05.03. | 10 | 224.9584 |  | 84.7886 | 9.588 | 0 | 130.5818 | 0
05.03. | 11 | 224.1494 |  | 85.2491 | 9.588 | 0 | 129.3123 | 0
05.03. | 12 | 225.1954 |  | 84.4815 | 9.588 | 0 | 131.1259 | 0
05.03. | 13 | 227.8602 |  | 84.7886 | 9.588 | 0 | 133.4836 | 0
05.03. | 14 | 224.3308 |  | 85.2491 | 9.588 | 0 | 129.4936 | 0
05.03. | 15 | 222.1266 |  | 85.4026 | 9.588 | 0 | 127.1359 | 0
05.03. | 16 | 226.7652 |  | 85.3259 | 9.588 | 0 | 131.8514 | 0
05.03. | 17 | 227.6164 |  | 85.6329 | 9.588 | 0 | 132.3955 | 0
05.03. | 18 | 228.7602 |  | 85.3259 | 9.588 | 0 | 133.8464 | 0
05.03. | 19 | 228.7881 |  | 85.1724 | 9.588 | 0 | 134.0277 | 0
05.03. | 20 | 215.5562 |  | 69.5827 | 9.588 | 0 | 136.3855 | 0
05.03. | 21 | 198.4439 |  | 53.1959 | 9.588 | 0 | 135.66 | 0
05.03. | 22 | 196.351 |  | 52.7353 | 9.588 | 0 | 134.0277 | 0
05.03. | 23 | 193.407 |  | 51.9677 | 9.588 | 0 | 131.8514 | 0
05.03. | 24 | 194.0211 |  | 52.5818 | 9.588 | 0 | 131.8514 | 0
06.03. | 1 | 197.0419 |  | 53.4261 | 9.588 | 0 | 134.0277 | 0
06.03. | 2 | 197.1676 |  | 53.7332 | 9.588 | 0 | 133.8464 | 0
06.03. | 3 | 196.3999 |  | 52.9656 | 9.588 | 0 | 133.8464 | 0
06.03. | 4 | 192.1924 |  | 49.6648 | 9.588 | 0 | 132.9395 | 0
06.03. | 5 | 193.2392 |  | 50.893 | 9.588 | 0 | 132.7582 | 0
06.03. | 6 | 196.3164 |  | 53.4261 | 9.588 | 0 | 133.3023 | 0
06.03. | 7 | 191.9004 |  | 52.2747 | 9.588 | 0 | 130.0377 | 0
06.03. | 8 | 193.8541 |  | 53.5029 | 9.588 | 0 | 130.7632 | 0
06.03. | 9 | 190.1847 |  | 52.7353 | 9.588 | 0 | 127.8614 | 0
06.03. | 10 | 189.2508 |  | 54.8846 | 9.588 | 0 | 124.7782 | 0
06.03. | 11 | 187.465 |  | 54.7311 | 9.588 | 0 | 123.1459 | 0
06.03. | 12 | 186.1044 |  | 53.7332 | 9.588 | 0 | 122.7832 | 0
06.03. | 13 | 187.2347 |  | 54.5008 | 9.588 | 0 | 123.1459 | 0
06.03. | 14 | 213.4911 |  | 86.0167 | 9.588 | 0 | 117.8864 | 0
06.03. | 15 | 218.1787 |  | 86.1703 | 9.588 | 0 | 122.4205 | 0
06.03. | 16 | 222.3779 |  | 86.0167 | 9.588 | 0 | 126.7732 | 0
06.03. | 17 | 220.2994 |  | 86.4773 | 9.588 | 0 | 124.2341 | 0
06.03. | 18 | 224.6243 |  | 86.6308 | 9.588 | 0 | 128.4055 | 0
06.03. | 19 | 225.5589 |  | 86.4773 | 9.588 | 0 | 129.4936 | 0
06.03. | 20 | 224.3729 |  | 86.0167 | 9.588 | 0 | 128.7682 | 0
06.03. | 21 | 224.2962 |  | 85.94 | 9.588 | 0 | 128.7682 | 0
06.03. | 22 | 224.4843 |  | 85.4026 | 9.588 | 0 | 129.4936 | 0
06.03. | 23 | 225.8863 |  | 85.1724 | 9.588 | 0 | 131.1259 | 0
06.03. | 24 | 222.1612 |  | 84.7118 | 9.588 | 0 | 127.8614 | 0
07.03. | 1 | 228.3908 |  | 85.8632 | 9.588 | 0 | 132.9395 | 0
07.03. | 2 | 228.2094 |  | 85.8632 | 9.588 | 0 | 132.7582 | 0
07.03. | 3 | 226.8285 |  | 86.4773 | 9.588 | 0 | 130.7632 | 0
07.03. | 4 | 224.7846 |  | 86.247 | 9.588 | 0 | 128.9495 | 0
07.03. | 5 | 228.1259 |  | 86.3238 | 9.588 | 0 | 132.2141 | 0
07.03. | 6 | 221.5689 |  | 86.4773 | 9.588 | 0 | 125.5036 | 0
07.03. | 7 | 223.6129 |  | 86.7076 | 9.588 | 0 | 127.3173 | 0
07.03. | 8 | 224.394 |  | 86.4005 | 9.588 | 0 | 128.4055 | 0
07.03. | 9 | 224.2894 |  | 86.4773 | 9.588 | 0 | 128.2241 | 0
07.03. | 10 | 221.1219 |  | 84.9421 | 9.588 | 0 | 126.5918 | 0
07.03. | 11 | 228.3275 |  | 84.7118 | 9.588 | 0 | 134.0277 | 0
07.03. | 12 | 227.7767 |  | 85.2491 | 9.588 | 0 | 132.9395 | 0
07.03. | 13 | 228.2372 |  | 85.7097 | 9.588 | 0 | 132.9395 | 0
07.03. | 14 | 225.6914 |  | 86.247 | 9.588 | 0 | 129.8564 | 0
07.03. | 15 | 222.6917 |  | 85.7865 | 9.588 | 0 | 127.3173 | 0
07.03. | 16 | 225.8373 |  | 84.9421 | 9.588 | 0 | 131.3073 | 0
07.03. | 17 | 228.3697 |  | 85.4794 | 9.588 | 0 | 133.3023 | 0
07.03. | 18 | 224.6446 |  | 85.0188 | 9.588 | 0 | 130.0377 | 0
07.03. | 19 | 225.5311 |  | 86.6308 | 9.588 | 0 | 129.3123 | 0
07.03. | 20 | 228.1259 |  | 86.3238 | 9.588 | 0 | 132.2141 | 0
07.03. | 21 | 226.4379 |  | 86.6308 | 9.588 | 0 | 130.2191 | 0
07.03. | 22 | 229.0884 |  | 86.0167 | 9.588 | 0 | 133.4836 | 0
07.03. | 23 | 230.665 |  | 86.3238 | 9.588 | 0 | 134.7532 | 0
07.03. | 24 | 228.6 |  | 85.7097 | 9.588 | 0 | 133.3023 | 0
08.03. | 1 | 226.103 |  | 86.4773 | 9.588 | 0 | 130.0377 | 0
08.03. | 2 | 229.5211 |  | 86.6308 | 9.588 | 0 | 133.3023 | 0
08.03. | 3 | 229.2841 |  | 86.9379 | 9.588 | 0 | 132.7582 | 0
08.03. | 4 | 228.2794 |  | 86.4773 | 9.588 | 0 | 132.2141 | 0
08.03. | 5 | 229.6746 |  | 86.7844 | 9.588 | 0 | 133.3023 | 0
08.03. | 6 | 226.0752 |  | 86.6308 | 9.588 | 0 | 129.8564 | 0
08.03. | 7 | 224.3872 |  | 86.9379 | 9.588 | 0 | 127.8614 | 0
08.03. | 8 | 221.5689 |  | 86.4773 | 9.588 | 0 | 125.5036 | 0
08.03. | 9 | 224.0524 |  | 86.7844 | 9.588 | 0 | 127.68 | 0
08.03. | 10 | 211.6775 |  | 86.0167 | 9.588 | 0 | 116.0727 | 0
08.03. | 11 | 214.6906 |  | 85.4026 | 9.588 | 0 | 119.7 | 0
08.03. | 12 | 216.0926 |  | 85.1724 | 9.588 | 0 | 121.3323 | 0
08.03. | 13 | 216.274 |  | 85.1724 | 9.588 | 0 | 121.5136 | 0
08.03. | 14 | 213.7071 |  | 85.3259 | 9.588 | 0 | 118.7932 | 0
08.03. | 15 | 213.9163 |  | 85.1724 | 9.588 | 0 | 119.1559 | 0
08.03. | 16 | 215.1158 |  | 84.5583 | 9.588 | 0 | 120.9695 | 0
08.03. | 17 | 216.1762 |  | 84.7118 | 9.588 | 0 | 121.8764 | 0
08.03. | 18 | 215.1301 |  | 85.4794 | 9.588 | 0 | 120.0627 | 0
08.03. | 19 | 215.4372 |  | 85.7865 | 9.588 | 0 | 120.0627 | 0
08.03. | 20 | 221.4289 |  | 85.2491 | 9.588 | 0 | 126.5918 | 0
08.03. | 21 | 227.198 |  | 85.94 | 9.588 | 0 | 131.67 | 0
08.03. | 22 | 228.0905 |  | 85.0188 | 9.588 | 0 | 133.4836 | 0
08.03. | 23 | 225.7327 |  | 85.0188 | 9.588 | 0 | 131.1259 | 0
08.03. | 24 | 224.561 |  | 85.4794 | 9.588 | 0 | 129.4936 | 0
09.03. | 1 | 226.4236 |  | 85.7097 | 9.588 | 0 | 131.1259 | 0
09.03. | 2 | 226.8909 |  | 85.6329 | 9.588 | 0 | 131.67 | 0
09.03. | 3 | 228.2026 |  | 86.4005 | 9.588 | 0 | 132.2141 | 0
09.03. | 4 | 229.0116 |  | 85.94 | 9.588 | 0 | 133.4836 | 0
09.03. | 5 | 230.8252 |  | 85.94 | 9.588 | 0 | 135.2973 | 0
09.03. | 6 | 229.43 |  | 85.6329 | 9.588 | 0 | 134.2091 | 0
09.03. | 7 | 225.656 |  | 84.9421 | 9.588 | 0 | 131.1259 | 0
09.03. | 8 | 223.8634 |  | 85.3259 | 9.588 | 0 | 128.9495 | 0
09.03. | 9 | 224.561 |  | 85.4794 | 9.588 | 0 | 129.4936 | 0
09.03. | 10 | 223.4096 |  | 84.328 | 9.588 | 0 | 129.4936 | 0
09.03. | 11 | 226.3671 |  | 84.0209 | 9.588 | 0 | 132.7582 | 0
09.03. | 12 | 225.4535 |  | 84.5583 | 9.588 | 0 | 131.3073 | 0
09.03. | 13 | 225.2865 |  | 85.4794 | 9.588 | 0 | 130.2191 | 0
09.03. | 14 | 225.8027 |  | 85.6329 | 9.588 | 0 | 130.5818 | 0
09.03. | 15 | 229.3254 |  | 85.7097 | 9.588 | 0 | 134.0277 | 0
09.03. | 16 | 225.2865 |  | 85.4794 | 9.588 | 0 | 130.2191 | 0
09.03. | 17 | 227.2815 |  | 85.4794 | 9.588 | 0 | 132.2141 | 0
09.03. | 18 | 231.1112 |  | 85.8632 | 9.588 | 0 | 135.66 | 0
09.03. | 19 | 227.5885 |  | 85.7865 | 9.588 | 0 | 132.2141 | 0
09.03. | 20 | 232.088 |  | 86.4773 | 9.588 | 0 | 136.0227 | 0
09.03. | 21 | 233.1484 |  | 86.6308 | 9.588 | 0 | 136.9295 | 0
09.03. | 22 | 231.2791 |  | 86.9379 | 9.588 | 0 | 134.7532 | 0
09.03. | 23 | 229.43 |  | 85.6329 | 9.588 | 0 | 134.2091 | 0
09.03. | 24 | 226.0609 |  | 85.7097 | 9.588 | 0 | 130.7632 | 0
10.03. | 1 | 230.6439 |  | 85.94 | 9.588 | 0 | 135.1159 | 0
10.03. | 2 | 232.0113 |  | 86.4005 | 9.588 | 0 | 136.0227 | 0
10.03. | 3 | 232.3183 |  | 86.7076 | 9.588 | 0 | 136.0227 | 0
10.03. | 4 | 230.3722 |  | 86.9379 | 9.588 | 0 | 133.8464 | 0
10.03. | 5 | 213.6676 |  | 74.0419 | 9.588 | 0 | 130.0377 | 0
10.03. | 6 | 216.5575 |  | 79.1082 | 9.588 | 0 | 127.8614 | 0
10.03. | 7 | 218.9642 |  | 79.3385 | 9.588 | 0 | 130.0377 | 0
10.03. | 8 | 229.1373 |  | 86.247 | 9.588 | 0 | 133.3023 | 0
10.03. | 9 | 224.8335 |  | 86.4773 | 9.588 | 0 | 128.7682 | 0
10.03. | 10 | 223.9334 |  | 85.94 | 9.588 | 0 | 128.4055 | 0
10.03. | 11 | 216.2672 |  | 85.7097 | 9.588 | 0 | 120.9695 | 0
10.03. | 12 | 222.1476 |  | 85.7865 | 9.588 | 0 | 126.7732 | 0
10.03. | 13 | 221.8338 |  | 86.0167 | 9.588 | 0 | 126.2291 | 0
10.03. | 14 | 221.45 |  | 85.6329 | 9.588 | 0 | 126.2291 | 0
10.03. | 15 | 226.4236 |  | 85.7097 | 9.588 | 0 | 131.1259 | 0
10.03. | 16 | 226.5214 |  | 86.1703 | 9.588 | 0 | 130.7632 | 0
10.03. | 17 | 226.7306 |  | 86.0167 | 9.588 | 0 | 131.1259 | 0
10.03. | 18 | 226.9677 |  | 85.7097 | 9.588 | 0 | 131.67 | 0
10.03. | 19 | 226.7652 |  | 85.3259 | 9.588 | 0 | 131.8514 | 0
10.03. | 20 | 223.9191 |  | 85.0188 | 9.588 | 0 | 129.3123 | 0
10.03. | 21 | 224.8259 |  | 85.0188 | 9.588 | 0 | 130.2191 | 0
10.03. | 22 | 225.8373 |  | 84.9421 | 9.588 | 0 | 131.3073 | 0
10.03. | 23 | 227.6299 |  | 84.5583 | 9.588 | 0 | 133.4836 | 0
10.03. | 24 | 224.491 |  | 84.8653 | 9.588 | 0 | 130.0377 | 0
11.03. | 1 | 223.3193 |  | 85.3259 | 9.588 | 0 | 128.4055 | 0
11.03. | 2 | 227.0512 |  | 85.2491 | 9.588 | 0 | 132.2141 | 0
11.03. | 3 | 227.2115 |  | 84.8653 | 9.588 | 0 | 132.7582 | 0
11.03. | 4 | 227.0858 |  | 84.5583 | 9.588 | 0 | 132.9395 | 0
11.03. | 5 | 228.244 |  | 85.1724 | 9.588 | 0 | 133.4836 | 0
11.03. | 6 | 226.772 |  | 84.7886 | 9.588 | 0 | 132.3955 | 0
11.03. | 7 | 226.605 |  | 85.7097 | 9.588 | 0 | 131.3073 | 0
11.03. | 8 | 227.9302 |  | 85.4026 | 9.588 | 0 | 132.9395 | 0
11.03. | 9 | 228.0137 |  | 84.9421 | 9.588 | 0 | 133.4836 | 0
11.03. | 10 | 227.6021 |  | 84.7118 | 9.588 | 0 | 133.3023 | 0
11.03. | 11 | 229.2833 |  | 84.9421 | 9.588 | 0 | 134.7532 | 0
11.03. | 12 | 230.8177 |  | 84.4815 | 9.588 | 0 | 136.7482 | 0
11.03. | 13 | 233.6571 |  | 85.3259 | 9.588 | 0 | 138.7432 | 0
11.03. | 14 | 229.36 |  | 85.0188 | 9.588 | 0 | 134.7532 | 0
11.03. | 15 | 233.2733 |  | 84.9421 | 9.588 | 0 | 138.7432 | 0
11.03. | 16 | 231.4529 |  | 85.4794 | 9.588 | 0 | 136.3855 | 0
11.03. | 17 | 231.2015 |  | 84.8653 | 9.588 | 0 | 136.7482 | 0
11.03. | 18 | 231.9345 |  | 86.3238 | 9.588 | 0 | 136.0227 | 0
11.03. | 19 | 232.3808 |  | 85.8632 | 9.588 | 0 | 136.9295 | 0
11.03. | 20 | 229.8619 |  | 84.2512 | 9.588 | 0 | 136.0227 | 0
11.03. | 21 | 232.8616 |  | 84.7118 | 9.588 | 0 | 138.5618 | 0
11.03. | 22 | 232.1708 |  | 84.0209 | 9.588 | 0 | 138.5618 | 0
11.03. | 23 | 231.4453 |  | 84.0209 | 9.588 | 0 | 137.8364 | 0
11.03. | 24 | 232.8059 |  | 85.0188 | 9.588 | 0 | 138.1991 | 0
12.03. | 1 | 234.5014 |  | 86.1703 | 9.588 | 0 | 138.7432 | 0
12.03. | 2 | 232.2972 |  | 86.3238 | 9.588 | 0 | 136.3855 | 0
12.03. | 3 | 231.7531 |  | 86.3238 | 9.588 | 0 | 135.8414 | 0
12.03. | 4 | 229.6325 |  | 86.0167 | 9.588 | 0 | 134.0277 | 0
12.03. | 5 | 230.4836 |  | 86.3238 | 9.588 | 0 | 134.5718 | 0
12.03. | 6 | 232.304 |  | 85.7865 | 9.588 | 0 | 136.9295 | 0
12.03. | 7 | 229.3254 |  | 85.7097 | 9.588 | 0 | 134.0277 | 0
12.03. | 8 | 234.013 |  | 85.8632 | 9.588 | 0 | 138.5618 | 0
12.03. | 9 | 234.3201 |  | 86.1703 | 9.588 | 0 | 138.5618 | 0
12.03. | 10 | 233.5035 |  | 85.1724 | 9.588 | 0 | 138.7432 | 0
12.03. | 11 | 232.6735 |  | 85.2491 | 9.588 | 0 | 137.8364 | 0
12.03. | 12 | 234.752 |  | 84.7886 | 9.588 | 0 | 140.3755 | 0
12.03. | 13 | 231.048 |  | 84.7118 | 9.588 | 0 | 136.7482 | 0
12.03. | 14 | 229.1154 |  | 83.8674 | 9.588 | 0 | 135.66 | 0
12.03. | 15 | 230.4617 |  | 83.9442 | 9.588 | 0 | 136.9295 | 0
12.03. | 16 | 231.4031 |  | 83.2533 | 9.588 | 0 | 138.5618 | 0
12.03. | 17 | 233.9498 |  | 84.7118 | 9.588 | 0 | 139.65 | 0
12.03. | 18 | 232.6659 |  | 83.7906 | 9.588 | 0 | 139.2873 | 0
12.03. | 19 | 231.9751 |  | 83.0998 | 9.588 | 0 | 139.2873 | 0
12.03. | 20 | 231.9059 |  | 84.4815 | 9.588 | 0 | 137.8364 | 0
12.03. | 21 | 232.2897 |  | 84.8653 | 9.588 | 0 | 137.8364 | 0
12.03. | 22 | 233.2589 |  | 84.0209 | 9.588 | 0 | 139.65 | 0
12.03. | 23 | 234.1101 |  | 84.328 | 9.588 | 0 | 140.1941 | 0
12.03. | 24 | 234.8288 |  | 84.8653 | 9.588 | 0 | 140.3755 | 0
13.03. | 1 | 234.6339 |  | 85.94 | 9.588 | 0 | 139.1059 | 0
13.03. | 2 | 231.2926 |  | 85.8632 | 9.588 | 0 | 135.8414 | 0
13.03. | 3 | 231.1323 |  | 86.247 | 9.588 | 0 | 135.2973 | 0
13.03. | 4 | 231.188 |  | 85.94 | 9.588 | 0 | 135.66 | 0
13.03. | 5 | 229.0116 |  | 85.94 | 9.588 | 0 | 133.4836 | 0
13.03. | 6 | 226.6117 |  | 85.1724 | 9.588 | 0 | 131.8514 | 0
13.03. | 7 | 228.9484 |  | 84.7886 | 9.588 | 0 | 134.5718 | 0
13.03. | 8 | 226.9323 |  | 84.4047 | 9.588 | 0 | 132.9395 | 0
13.03. | 9 | 232.7081 |  | 84.5583 | 9.588 | 0 | 138.5618 | 0
13.03. | 10 | 234.1101 |  | 84.328 | 9.588 | 0 | 140.1941 | 0
13.03. | 11 | 231.7523 |  | 84.328 | 9.588 | 0 | 137.8364 | 0
13.03. | 12 | 232.4778 |  | 84.328 | 9.588 | 0 | 138.5618 | 0
13.03. | 13 | 217.6712 |  | 72.9672 | 9.588 | 0 | 135.1159 | 0
13.03. | 14 | 227.1128 |  | 82.4089 | 9.588 | 0 | 135.1159 | 0
13.03. | 15 | 233.4057 |  | 84.7118 | 9.588 | 0 | 139.1059 | 0
13.03. | 16 | 233.4335 |  | 84.5583 | 9.588 | 0 | 139.2873 | 0
13.03. | 17 | 232.3664 |  | 84.9421 | 9.588 | 0 | 137.8364 | 0
13.03. | 18 | 233.043 |  | 84.7118 | 9.588 | 0 | 138.7432 | 0
13.03. | 19 | 227.6021 |  | 84.7118 | 9.588 | 0 | 133.3023 | 0
13.03. | 20 | 232.2762 |  | 85.94 | 9.588 | 0 | 136.7482 | 0
13.03. | 21 | 233.0016 |  | 85.94 | 9.588 | 0 | 137.4736 | 0
13.03. | 22 | 229.2765 |  | 85.4794 | 9.588 | 0 | 134.2091 | 0
13.03. | 23 | 229.1854 |  | 84.4815 | 9.588 | 0 | 135.1159 | 0
13.03. | 24 | 228.6413 |  | 84.4815 | 9.588 | 0 | 134.5718 | 0
14.03. | 1 | 228.9138 |  | 85.4794 | 9.588 | 0 | 133.8464 | 0
14.03. | 2 | 228.1326 |  | 85.7865 | 9.588 | 0 | 132.7582 | 0
14.03. | 3 | 223.0545 |  | 85.7865 | 9.588 | 0 | 127.68 | 0
14.03. | 4 | 230.1276 |  | 85.7865 | 9.588 | 0 | 134.7532 | 0
14.03. | 5 | 230.1901 |  | 84.9421 | 9.588 | 0 | 135.66 | 0
14.03. | 6 | 222.3704 |  | 84.5583 | 9.588 | 0 | 128.2241 | 0
14.03. | 7 | 225.9563 |  | 85.7865 | 9.588 | 0 | 130.5818 | 0
14.03. | 8 | 231.2647 |  | 86.0167 | 9.588 | 0 | 135.66 | 0
14.03. | 9 | 229.2976 |  | 85.8632 | 9.588 | 0 | 133.8464 | 0
14.03. | 10 | 226.0609 |  | 85.7097 | 9.588 | 0 | 130.7632 | 0
14.03. | 11 | 225.9141 |  | 85.0188 | 9.588 | 0 | 131.3073 | 0
14.03. | 12 | 232.304 |  | 85.7865 | 9.588 | 0 | 136.9295 | 0
14.03. | 13 | 231.2926 |  | 85.8632 | 9.588 | 0 | 135.8414 | 0
14.03. | 14 | 230.832 |  | 85.4026 | 9.588 | 0 | 135.8414 | 0
14.03. | 15 | 227.198 |  | 85.94 | 9.588 | 0 | 131.67 | 0
14.03. | 16 | 255.7767 |  | 85.8632 | 9.588 | 0 | 160.3255 | 0
14.03. | 17 | 256.2229 |  | 85.4026 | 9.588 | 0 | 161.2323 | 0
14.03. | 18 | 257.5903 |  | 85.8632 | 9.588 | 0 | 162.1391 | 0
14.03. | 19 | 257.1576 |  | 85.2491 | 9.588 | 0 | 162.3205 | 0
14.03. | 20 | 256.2997 |  | 85.4794 | 9.588 | 0 | 161.2323 | 0
14.03. | 21 | 256.481 |  | 85.4794 | 9.588 | 0 | 161.4136 | 0
14.03. | 22 | 255.371 |  | 83.0998 | 9.588 | 0 | 162.6832 | 0
14.03. | 23 | 251.5902 |  | 82.9463 | 9.588 | 0 | 159.0559 | 0
14.03. | 24 | 252.211 |  | 83.023 | 9.588 | 0 | 159.6 | 0
15.03. | 1 | 254.9804 |  | 83.2533 | 9.588 | 0 | 162.1391 | 0
15.03. | 2 | 257.2268 |  | 83.8674 | 9.588 | 0 | 163.7714 | 0
15.03. | 3 | 255.7759 |  | 83.8674 | 9.588 | 0 | 162.3205 | 0
15.03. | 4 | 255.3085 |  | 83.9442 | 9.588 | 0 | 161.7764 | 0
15.03. | 5 | 251.2629 |  | 84.2512 | 9.588 | 0 | 157.4236 | 0
15.03. | 6 | 253.1322 |  | 83.9442 | 9.588 | 0 | 159.6 | 0
15.03. | 7 | 251.2418 |  | 83.8674 | 9.588 | 0 | 157.7864 | 0
15.03. | 8 | 250.3417 |  | 83.3301 | 9.588 | 0 | 157.4236 | 0
15.03. | 9 | 249.0865 |  | 84.2512 | 9.588 | 0 | 155.2473 | 0
15.03. | 10 | 248.1654 |  | 83.3301 | 9.588 | 0 | 155.2473 | 0
15.03. | 11 | 246.819 |  | 83.2533 | 9.588 | 0 | 153.9777 | 0
15.03. | 12 | 242.5255 |  | 74.4257 | 9.588 | 0 | 158.5118 | 0
15.03. | 13 | 242.512 |  | 75.5004 | 9.588 | 0 | 157.4236 | 0
15.03. | 14 | 251.3718 |  | 77.6497 | 9.588 | 0 | 164.1341 | 0
15.03. | 15 | 256.9189 |  | 81.5646 | 9.588 | 0 | 165.7664 | 0
15.03. | 16 | 256.8219 |  | 83.0998 | 9.588 | 0 | 164.1341 | 0
15.03. | 17 | 258.0501 |  | 84.328 | 9.588 | 0 | 164.1341 | 0
15.03. | 18 | 255.748 |  | 84.0209 | 9.588 | 0 | 162.1391 | 0
15.03. | 19 | 257.743 |  | 84.0209 | 9.588 | 0 | 164.1341 | 0
15.03. | 20 | 257.1222 |  | 83.9442 | 9.588 | 0 | 163.59 | 0
15.03. | 21 | 253.516 |  | 84.328 | 9.588 | 0 | 159.6 | 0
15.03. | 22 | 254.3182 |  | 84.4047 | 9.588 | 0 | 160.3255 | 0
15.03. | 23 | 256.0551 |  | 84.328 | 9.588 | 0 | 162.1391 | 0
15.03. | 24 | 257.4292 |  | 84.2512 | 9.588 | 0 | 163.59 | 0
16.03. | 1 | 259.3407 |  | 84.7118 | 9.588 | 0 | 165.0409 | 0
16.03. | 2 | 258.8523 |  | 84.4047 | 9.588 | 0 | 164.8595 | 0
16.03. | 3 | 258.1201 |  | 84.9421 | 9.588 | 0 | 163.59 | 0
16.03. | 4 | 257.29 |  | 85.0188 | 9.588 | 0 | 162.6832 | 0
16.03. | 5 | 258.6852 |  | 85.3259 | 9.588 | 0 | 163.7714 | 0
16.03. | 6 | 256.4667 |  | 84.5583 | 9.588 | 0 | 162.3205 | 0
16.03. | 7 | 256.9619 |  | 84.328 | 9.588 | 0 | 163.0459 | 0
16.03. | 8 | 251.6956 |  | 84.8653 | 9.588 | 0 | 157.2423 | 0
16.03. | 9 | 250.335 |  | 83.8674 | 9.588 | 0 | 156.8795 | 0
16.03. | 10 | 251.6602 |  | 83.5604 | 9.588 | 0 | 158.5118 | 0
16.03. | 11 | 249.4838 |  | 83.5604 | 9.588 | 0 | 156.3355 | 0
16.03. | 12 | 253.7109 |  | 83.2533 | 9.588 | 0 | 160.8695 | 0
16.03. | 13 | 254.4085 |  | 83.4068 | 9.588 | 0 | 161.4136 | 0
16.03. | 14 | 255.6915 |  | 82.3322 | 9.588 | 0 | 163.7714 | 0
16.03. | 15 | 252.8108 |  | 82.716 | 9.588 | 0 | 160.5068 | 0
16.03. | 16 | 251.5969 |  | 82.4089 | 9.588 | 0 | 159.6 | 0
16.03. | 17 | 254.9661 |  | 82.3322 | 9.588 | 0 | 163.0459 | 0
16.03. | 18 | 258.3217 |  | 83.3301 | 9.588 | 0 | 165.4036 | 0
16.03. | 19 | 256.6127 |  | 83.2533 | 9.588 | 0 | 163.7714 | 0
16.03. | 20 | 257.3592 |  | 83.6371 | 9.588 | 0 | 164.1341 | 0
16.03. | 21 | 258.266 |  | 83.6371 | 9.588 | 0 | 165.0409 | 0
16.03. | 22 | 257.959 |  | 83.3301 | 9.588 | 0 | 165.0409 | 0
16.03. | 23 | 257.4149 |  | 83.3301 | 9.588 | 0 | 164.4968 | 0
16.03. | 24 | 256.4381 |  | 82.716 | 9.588 | 0 | 164.1341 | 0
17.03. | 1 | 257.9876 |  | 85.1724 | 9.588 | 0 | 163.2273 | 0
17.03. | 2 | 259.1458 |  | 85.7865 | 9.588 | 0 | 163.7714 | 0
17.03. | 3 | 257.9041 |  | 85.6329 | 9.588 | 0 | 162.6832 | 0
17.03. | 4 | 254.8412 |  | 84.0209 | 9.588 | 0 | 161.2323 | 0
17.03. | 5 | 256.0559 |  | 86.3238 | 9.588 | 0 | 160.1441 | 0
17.03. | 6 | 255.6653 |  | 86.4773 | 9.588 | 0 | 159.6 | 0
17.03. | 7 | 252.6935 |  | 85.8632 | 9.588 | 0 | 157.2423 | 0
17.03. | 8 | 252.4632 |  | 85.6329 | 9.588 | 0 | 157.2423 | 0
17.03. | 9 | 255.2115 |  | 85.4794 | 9.588 | 0 | 160.1441 | 0
17.03. | 10 | 250.5239 |  | 85.3259 | 9.588 | 0 | 155.61 | 0
17.03. | 11 | 255.8391 |  | 85.0188 | 9.588 | 0 | 161.2323 | 0
17.03. | 12 | 257.1576 |  | 85.2491 | 9.588 | 0 | 162.3205 | 0
17.03. | 13 | 257.2554 |  | 85.7097 | 9.588 | 0 | 161.9577 | 0
17.03. | 14 | 254.5839 |  | 85.94 | 9.588 | 0 | 159.0559 | 0
17.03. | 15 | 255.3583 |  | 86.1703 | 9.588 | 0 | 159.6 | 0
17.03. | 16 | 253.1608 |  | 85.7865 | 9.588 | 0 | 157.7864 | 0
17.03. | 17 | 258.1344 |  | 85.8632 | 9.588 | 0 | 162.6832 | 0
17.03. | 18 | 258.023 |  | 86.4773 | 9.588 | 0 | 161.9577 | 0
17.03. | 19 | 258.902 |  | 86.6308 | 9.588 | 0 | 162.6832 | 0
17.03. | 20 | 256.8235 |  | 87.0914 | 9.588 | 0 | 160.1441 | 0
17.03. | 21 | 257.6114 |  | 86.247 | 9.588 | 0 | 161.7764 | 0
17.03. | 22 | 260.7924 |  | 86.7076 | 9.588 | 0 | 164.4968 | 0
17.03. | 23 | 257.7927 |  | 86.247 | 9.588 | 0 | 161.9577 | 0
17.03. | 24 | 255.1626 |  | 85.2491 | 9.588 | 0 | 160.3255 | 0
18.03. | 1 | 256.0905 |  | 85.6329 | 9.588 | 0 | 160.8695 | 0
18.03. | 2 | 253.6627 |  | 85.0188 | 9.588 | 0 | 159.0559 | 0
18.03. | 3 | 244.2529 |  | 76.8786 | 9.588 | 0 | 157.7864 | 0
18.03. | 4 | 253.8795 |  | 86.3238 | 9.588 | 0 | 157.9677 | 0
18.03. | 5 | 252.6867 |  | 86.4005 | 9.588 | 0 | 156.6982 | 0
18.03. | 6 | 255.5118 |  | 86.3238 | 9.588 | 0 | 159.6 | 0
18.03. | 7 | 254.8774 |  | 87.3217 | 9.588 | 0 | 157.9677 | 0
18.03. | 8 | 257.2419 |  | 86.7844 | 9.588 | 0 | 160.8695 | 0
18.03. | 9 | 257.9117 |  | 87.0914 | 9.588 | 0 | 161.2323 | 0
18.03. | 10 | 259.495 |  | 86.8611 | 9.588 | 0 | 163.0459 | 0
18.03. | 11 | 259.5785 |  | 86.4005 | 9.588 | 0 | 163.59 | 0
18.03. | 12 | 261.8595 |  | 86.3238 | 9.588 | 0 | 165.9477 | 0
18.03. | 13 | 260.9527 |  | 86.3238 | 9.588 | 0 | 165.0409 | 0
18.03. | 14 | 259.5296 |  | 86.1703 | 9.588 | 0 | 163.7714 | 0
18.03. | 15 | 260.1226 |  | 86.4005 | 9.588 | 0 | 164.1341 | 0
18.03. | 16 | 255.5118 |  | 86.3238 | 9.588 | 0 | 159.6 | 0
18.03. | 17 | 260.9527 |  | 86.3238 | 9.588 | 0 | 165.0409 | 0
18.03. | 18 | 257.8484 |  | 85.94 | 9.588 | 0 | 162.3205 | 0
18.03. | 19 | 257.3879 |  | 85.4794 | 9.588 | 0 | 162.3205 | 0
18.03. | 20 | 260.8338 |  | 85.4794 | 9.588 | 0 | 165.7664 | 0
18.03. | 21 | 256.9484 |  | 85.4026 | 9.588 | 0 | 161.9577 | 0
18.03. | 22 | 262.1312 |  | 85.3259 | 9.588 | 0 | 167.2173 | 0
18.03. | 23 | 260.3732 |  | 85.0188 | 9.588 | 0 | 165.7664 | 0
18.03. | 24 | 256.6692 |  | 84.9421 | 9.588 | 0 | 162.1391 | 0
19.03. | 1 | 259.927 |  | 85.4794 | 9.588 | 0 | 164.8595 | 0
19.03. | 2 | 261.6638 |  | 85.4026 | 9.588 | 0 | 166.6732 | 0
19.03. | 3 | 257.9809 |  | 85.7097 | 9.588 | 0 | 162.6832 | 0
19.03. | 4 | 257.2065 |  | 85.4794 | 9.588 | 0 | 162.1391 | 0
19.03. | 5 | 256.1462 |  | 85.3259 | 9.588 | 0 | 161.2323 | 0
19.03. | 6 | 257.053 |  | 85.3259 | 9.588 | 0 | 162.1391 | 0
19.03. | 7 | 256.2997 |  | 85.4794 | 9.588 | 0 | 161.2323 | 0
19.03. | 8 | 259.2226 |  | 85.8632 | 9.588 | 0 | 163.7714 | 0
19.03. | 9 | 262.585 |  | 86.3238 | 9.588 | 0 | 166.6732 | 0
19.03. | 10 | 253.37 |  | 85.6329 | 9.588 | 0 | 158.1491 | 0
19.03. | 11 | 257.9809 |  | 85.7097 | 9.588 | 0 | 162.6832 | 0
19.03. | 12 | 261.663 |  | 83.4068 | 9.588 | 0 | 168.6682 | 0
19.03. | 13 | 265.1797 |  | 86.0167 | 9.588 | 0 | 169.575 | 0
19.03. | 14 | 262.2779 |  | 86.0167 | 9.588 | 0 | 166.6732 | 0
19.03. | 15 | 261.4614 |  | 85.0188 | 9.588 | 0 | 166.8545 | 0
19.03. | 16 | 261.9776 |  | 85.1724 | 9.588 | 0 | 167.2173 | 0
19.03. | 17 | 260.4778 |  | 84.9421 | 9.588 | 0 | 165.9477 | 0
19.03. | 18 | 258.6642 |  | 84.9421 | 9.588 | 0 | 164.1341 | 0
19.03. | 19 | 257.6309 |  | 82.6392 | 9.588 | 0 | 165.4036 | 0
19.03. | 20 | 262.8844 |  | 85.1724 | 9.588 | 0 | 168.1241 | 0
19.03. | 21 | 262.6474 |  | 85.4794 | 9.588 | 0 | 167.58 | 0
19.03. | 22 | 258.3917 |  | 83.9442 | 9.588 | 0 | 164.8595 | 0
19.03. | 23 | 258.2036 |  | 84.4815 | 9.588 | 0 | 164.1341 | 0
19.03. | 24 | 263.1147 |  | 85.4026 | 9.588 | 0 | 168.1241 | 0
20.03. | 1 | 260.7992 |  | 86.1703 | 9.588 | 0 | 165.0409 | 0
20.03. | 2 | 258.2947 |  | 85.4794 | 9.588 | 0 | 163.2273 | 0
20.03. | 3 | 260.6456 |  | 86.0167 | 9.588 | 0 | 165.0409 | 0
20.03. | 4 | 258.7552 |  | 85.94 | 9.588 | 0 | 163.2273 | 0
20.03. | 5 | 255.9791 |  | 86.247 | 9.588 | 0 | 160.1441 | 0
20.03. | 6 | 252.1005 |  | 85.6329 | 9.588 | 0 | 156.8795 | 0
20.03. | 7 | 256.2651 |  | 86.1703 | 9.588 | 0 | 160.5068 | 0
20.03. | 8 | 255.6856 |  | 84.8653 | 9.588 | 0 | 161.2323 | 0
20.03. | 9 | 252.1486 |  | 83.8674 | 9.588 | 0 | 158.6932 | 0
20.03. | 10 | 249.6095 |  | 83.8674 | 9.588 | 0 | 156.1541 | 0
20.03. | 11 | 251.8069 |  | 84.2512 | 9.588 | 0 | 157.9677 | 0
20.03. | 12 | 249.526 |  | 84.328 | 9.588 | 0 | 155.61 | 0
20.03. | 13 | 252.1554 |  | 83.3301 | 9.588 | 0 | 159.2373 | 0
20.03. | 14 | 253.9766 |  | 84.7886 | 9.588 | 0 | 159.6 | 0
20.03. | 15 | 254.5974 |  | 84.8653 | 9.588 | 0 | 160.1441 | 0
20.03. | 16 | 257.9733 |  | 84.2512 | 9.588 | 0 | 164.1341 | 0
20.03. | 17 | 257.8341 |  | 85.0188 | 9.588 | 0 | 163.2273 | 0
20.03. | 18 | 256.8851 |  | 84.2512 | 9.588 | 0 | 163.0459 | 0
20.03. | 19 | 255.6088 |  | 84.7886 | 9.588 | 0 | 161.2323 | 0
20.03. | 20 | 256.7527 |  | 84.4815 | 9.588 | 0 | 162.6832 | 0
20.03. | 21 | 255.5321 |  | 84.7118 | 9.588 | 0 | 161.2323 | 0
20.03. | 22 | 254.7644 |  | 83.9442 | 9.588 | 0 | 161.2323 | 0
20.03. | 23 | 253.5927 |  | 84.4047 | 9.588 | 0 | 159.6 | 0
20.03. | 24 | 254.9458 |  | 83.9442 | 9.588 | 0 | 161.4136 | 0
21.03. | 1 | 253.6627 |  | 85.0188 | 9.588 | 0 | 159.0559 | 0
21.03. | 2 | 252.3308 |  | 85.8632 | 9.588 | 0 | 156.8795 | 0
21.03. | 3 | 252.4564 |  | 86.1703 | 9.588 | 0 | 156.6982 | 0
21.03. | 4 | 250.9777 |  | 86.3238 | 9.588 | 0 | 155.0659 | 0
21.03. | 5 | 250.4336 |  | 86.3238 | 9.588 | 0 | 154.5218 | 0
21.03. | 6 | 251.3961 |  | 86.0167 | 9.588 | 0 | 155.7914 | 0
21.03. | 7 | 254.2212 |  | 85.94 | 9.588 | 0 | 158.6932 | 0
21.03. | 8 | 255.3583 |  | 86.1703 | 9.588 | 0 | 159.6 | 0
21.03. | 9 | 253.7606 |  | 85.4794 | 9.588 | 0 | 158.6932 | 0
21.03. | 10 | 253.2233 |  | 84.9421 | 9.588 | 0 | 158.6932 | 0
21.03. | 11 | 249.7427 |  | 85.6329 | 9.588 | 0 | 154.5218 | 0
21.03. | 12 | 252.2608 |  | 85.2491 | 9.588 | 0 | 157.4236 | 0
21.03. | 13 | 247.5799 |  | 84.5583 | 9.588 | 0 | 153.4336 | 0
21.03. | 14 | 247.5377 |  | 83.7906 | 9.588 | 0 | 154.1591 | 0
21.03. | 15 | 253.1178 |  | 83.023 | 9.588 | 0 | 160.5068 | 0
21.03. | 16 | 252.6648 |  | 84.0209 | 9.588 | 0 | 159.0559 | 0
21.03. | 17 | 249.4425 |  | 84.7886 | 9.588 | 0 | 155.0659 | 0
21.03. | 18 | 247.1615 |  | 84.8653 | 9.588 | 0 | 152.7082 | 0
21.03. | 19 | 255.1137 |  | 85.0188 | 9.588 | 0 | 160.5068 | 0
21.03. | 20 | 255.8602 |  | 85.4026 | 9.588 | 0 | 160.8695 | 0
21.03. | 21 | 254.5282 |  | 86.247 | 9.588 | 0 | 158.6932 | 0
21.03. | 22 | 257.3811 |  | 86.0167 | 9.588 | 0 | 161.7764 | 0
21.03. | 23 | 259.0691 |  | 85.7097 | 9.588 | 0 | 163.7714 | 0
21.03. | 24 | 256.1672 |  | 85.7097 | 9.588 | 0 | 160.8695 | 0
22.03. | 1 | 258.4204 |  | 85.7865 | 9.588 | 0 | 163.0459 | 0
22.03. | 2 | 258.525 |  | 85.7097 | 9.588 | 0 | 163.2273 | 0
22.03. | 3 | 251.947 |  | 85.4794 | 9.588 | 0 | 156.8795 | 0
22.03. | 4 | 252.254 |  | 85.7865 | 9.588 | 0 | 156.8795 | 0
22.03. | 5 | 250.5171 |  | 85.8632 | 9.588 | 0 | 155.0659 | 0
22.03. | 6 | 251.4518 |  | 85.7097 | 9.588 | 0 | 156.1541 | 0
22.03. | 7 | 249.9241 |  | 85.6329 | 9.588 | 0 | 154.7032 | 0
22.03. | 8 | 236.7159 |  | 76.9589 | 9.588 | 0 | 150.1691 | 0
22.03. | 9 | 233.982 |  | 78.0335 | 9.588 | 0 | 146.3605 | 0
22.03. | 10 | 235.8115 |  | 82.9463 | 9.588 | 0 | 143.2773 | 0
22.03. | 11 | 240.241 |  | 83.023 | 9.588 | 0 | 147.63 | 0
22.03. | 12 | 241.4203 |  | 84.0209 | 9.588 | 0 | 147.8114 | 0
22.03. | 13 | 233.0286 |  | 83.7906 | 9.588 | 0 | 139.65 | 0
22.03. | 14 | 245.4938 |  | 83.5604 | 9.588 | 0 | 152.3455 | 0
22.03. | 15 | 250.3139 |  | 83.4836 | 9.588 | 0 | 157.2423 | 0
22.03. | 16 | 249.3792 |  | 83.6371 | 9.588 | 0 | 156.1541 | 0
22.03. | 17 | 252.1418 |  | 84.4047 | 9.588 | 0 | 158.1491 | 0
22.03. | 18 | 254.7088 |  | 84.2512 | 9.588 | 0 | 160.8695 | 0
22.03. | 19 | 254.5552 |  | 84.0977 | 9.588 | 0 | 160.8695 | 0
22.03. | 20 | 254.918 |  | 84.0977 | 9.588 | 0 | 161.2323 | 0
22.03. | 21 | 252.7694 |  | 83.9442 | 9.588 | 0 | 159.2373 | 0
22.03. | 22 | 255.5945 |  | 83.8674 | 9.588 | 0 | 162.1391 | 0
22.03. | 23 | 255.1061 |  | 83.5604 | 9.588 | 0 | 161.9577 | 0
22.03. | 24 | 255.5456 |  | 83.6371 | 9.588 | 0 | 162.3205 | 0
23.03. | 1 | 254.3182 |  | 84.4047 | 9.588 | 0 | 160.3255 | 0
23.03. | 2 | 254.3047 |  | 85.4794 | 9.588 | 0 | 159.2373 | 0
23.03. | 3 | 236.0992 |  | 69.813 | 9.588 | 0 | 156.6982 | 0
23.03. | 4 | 252.7002 |  | 85.3259 | 9.588 | 0 | 157.7864 | 0
23.03. | 5 | 248.7381 |  | 85.1724 | 9.588 | 0 | 153.9777 | 0
23.03. | 6 | 246.5406 |  | 84.7886 | 9.588 | 0 | 152.1641 | 0
23.03. | 7 | 247.4129 |  | 85.4794 | 9.588 | 0 | 152.3455 | 0
23.03. | 8 | 247.8034 |  | 85.3259 | 9.588 | 0 | 152.8895 | 0
23.03. | 9 | 247.3496 |  | 84.328 | 9.588 | 0 | 153.4336 | 0
23.03. | 10 | 249.2468 |  | 83.8674 | 9.588 | 0 | 155.7914 | 0
23.03. | 11 | 249.693 |  | 83.4068 | 9.588 | 0 | 156.6982 | 0
23.03. | 12 | 248.4724 |  | 83.6371 | 9.588 | 0 | 155.2473 | 0
23.03. | 13 | 244.7962 |  | 83.4068 | 9.588 | 0 | 151.8014 | 0
23.03. | 14 | 248.6327 |  | 83.2533 | 9.588 | 0 | 155.7914 | 0
23.03. | 15 | 251.9251 |  | 83.0998 | 9.588 | 0 | 159.2373 | 0
23.03. | 16 | 249.5327 |  | 83.7906 | 9.588 | 0 | 156.1541 | 0
23.03. | 17 | 248.5424 |  | 84.2512 | 9.588 | 0 | 154.7032 | 0
23.03. | 18 | 253.0487 |  | 84.4047 | 9.588 | 0 | 159.0559 | 0
23.03. | 19 | 244.134 |  | 84.5583 | 9.588 | 0 | 149.9877 | 0
23.03. | 20 | 259.7734 |  | 85.3259 | 9.588 | 0 | 164.8595 | 0
23.03. | 21 | 263.6731 |  | 86.3238 | 9.588 | 0 | 167.7614 | 0
23.03. | 22 | 264.887 |  | 86.6308 | 9.588 | 0 | 168.6682 | 0
23.03. | 23 | 263.3661 |  | 86.0167 | 9.588 | 0 | 167.7614 | 0
23.03. | 24 | 259.7253 |  | 87.0914 | 9.588 | 0 | 163.0459 | 0
24.03. | 1 | 260.1859 |  | 87.552 | 9.588 | 0 | 163.0459 | 0
24.03. | 2 | 256.8513 |  | 86.9379 | 9.588 | 0 | 160.3255 | 0
24.03. | 3 | 256.5443 |  | 86.6308 | 9.588 | 0 | 160.3255 | 0
24.03. | 4 | 257.3187 |  | 86.8611 | 9.588 | 0 | 160.8695 | 0
24.03. | 5 | 255.4493 |  | 87.1682 | 9.588 | 0 | 158.6932 | 0
24.03. | 6 | 249.903 |  | 85.2491 | 9.588 | 0 | 155.0659 | 0
24.03. | 7 | 248.0472 |  | 84.4815 | 9.588 | 0 | 153.9777 | 0
24.03. | 8 | 245.5427 |  | 83.7906 | 9.588 | 0 | 152.1641 | 0
24.03. | 9 | 252.0153 |  | 82.1019 | 9.588 | 0 | 160.3255 | 0
24.03. | 10 | 255.2242 |  | 82.4089 | 9.588 | 0 | 163.2273 | 0
24.03. | 11 | 255.398 |  | 80.9505 | 9.588 | 0 | 164.8595 | 0
24.03. | 12 | 249.0976 |  | 77.1891 | 9.588 | 0 | 162.3205 | 0
24.03. | 13 | 256.2221 |  | 83.4068 | 9.588 | 0 | 163.2273 | 0
24.03. | 14 | 258.3217 |  | 83.3301 | 9.588 | 0 | 165.4036 | 0
24.03. | 15 | 261.2025 |  | 82.9463 | 9.588 | 0 | 168.6682 | 0
24.03. | 16 | 262.4096 |  | 83.7906 | 9.588 | 0 | 169.0309 | 0
24.03. | 17 | 263.9305 |  | 84.4047 | 9.588 | 0 | 169.9377 | 0
24.03. | 18 | 264.2308 |  | 85.2491 | 9.588 | 0 | 169.3936 | 0
24.03. | 19 | 263.5753 |  | 85.8632 | 9.588 | 0 | 168.1241 | 0
24.03. | 20 | 260.3108 |  | 85.8632 | 9.588 | 0 | 164.8595 | 0
24.03. | 21 | 261.706 |  | 86.1703 | 9.588 | 0 | 165.9477 | 0
24.03. | 22 | 258.5393 |  | 86.6308 | 9.588 | 0 | 162.3205 | 0
24.03. | 23 | 263.415 |  | 86.247 | 9.588 | 0 | 167.58 | 0
24.03. | 24 | 261.1062 |  | 86.4773 | 9.588 | 0 | 165.0409 | 0
25.03. | 1 | 264.0502 |  | 87.2449 | 9.588 | 0 | 167.2173 | 0
25.03. | 2 | 262.6271 |  | 87.0914 | 9.588 | 0 | 165.9477 | 0
25.03. | 3 | 258.4558 |  | 87.0914 | 9.588 | 0 | 161.7764 | 0
25.03. | 4 | 260.137 |  | 87.3217 | 9.588 | 0 | 163.2273 | 0
25.03. | 5 | 256.8235 |  | 87.0914 | 9.588 | 0 | 160.1441 | 0
25.03. | 6 | 255.3726 |  | 87.0914 | 9.588 | 0 | 158.6932 | 0
25.03. | 7 | 259.1323 |  | 86.8611 | 9.588 | 0 | 162.6832 | 0
25.03. | 8 | 264.4964 |  | 86.7844 | 9.588 | 0 | 168.1241 | 0
25.03. | 9 | 263.6664 |  | 86.8611 | 9.588 | 0 | 167.2173 | 0
25.03. | 10 | 261.7684 |  | 85.3259 | 9.588 | 0 | 166.8545 | 0
25.03. | 11 | 263.345 |  | 85.6329 | 9.588 | 0 | 168.1241 | 0
25.03. | 12 | 260.5267 |  | 85.1724 | 9.588 | 0 | 165.7664 | 0
25.03. | 13 | 260.5546 |  | 85.0188 | 9.588 | 0 | 165.9477 | 0
25.03. | 14 | 260.5402 |  | 84.0977 | 9.588 | 0 | 166.8545 | 0
25.03. | 15 | 264.4813 |  | 83.8674 | 9.588 | 0 | 171.0259 | 0
25.03. | 16 | 266.1279 |  | 84.7886 | 9.588 | 0 | 171.7514 | 0
25.03. | 17 | 261.8798 |  | 84.7118 | 9.588 | 0 | 167.58 | 0
25.03. | 18 | 261.8241 |  | 85.0188 | 9.588 | 0 | 167.2173 | 0
25.03. | 19 | 259.7734 |  | 85.3259 | 9.588 | 0 | 164.8595 | 0
25.03. | 20 | 260.9527 |  | 86.3238 | 9.588 | 0 | 165.0409 | 0
25.03. | 21 | 260.7713 |  | 86.3238 | 9.588 | 0 | 164.8595 | 0
25.03. | 22 | 263.8267 |  | 86.4773 | 9.588 | 0 | 167.7614 | 0
25.03. | 23 | 263.1215 |  | 84.8653 | 9.588 | 0 | 168.6682 | 0
25.03. | 24 | 261.5871 |  | 85.3259 | 9.588 | 0 | 166.6732 | 0
26.03. | 1 | 259.1247 |  | 85.4026 | 9.588 | 0 | 164.1341 | 0
26.03. | 2 | 256.6692 |  | 84.9421 | 9.588 | 0 | 162.1391 | 0
26.03. | 3 | 258.8388 |  | 85.4794 | 9.588 | 0 | 163.7714 | 0
26.03. | 4 | 258.9923 |  | 85.6329 | 9.588 | 0 | 163.7714 | 0
26.03. | 5 | 255.0369 |  | 84.9421 | 9.588 | 0 | 160.5068 | 0
26.03. | 6 | 256.0694 |  | 85.2491 | 9.588 | 0 | 161.2323 | 0
26.03. | 7 | 255.9024 |  | 86.1703 | 9.588 | 0 | 160.1441 | 0
26.03. | 8 | 258.6852 |  | 85.3259 | 9.588 | 0 | 163.7714 | 0
26.03. | 9 | 259.948 |  | 85.8632 | 9.588 | 0 | 164.4968 | 0
26.03. | 10 | 255.4975 |  | 85.4026 | 9.588 | 0 | 160.5068 | 0
26.03. | 11 | 256.7181 |  | 85.1724 | 9.588 | 0 | 161.9577 | 0
26.03. | 12 | 262.2147 |  | 84.8653 | 9.588 | 0 | 167.7614 | 0
26.03. | 13 | 264.6559 |  | 84.4047 | 9.588 | 0 | 170.6632 | 0
26.03. | 14 | 264.3978 |  | 84.328 | 9.588 | 0 | 170.4818 | 0
26.03. | 15 | 262.5842 |  | 84.328 | 9.588 | 0 | 168.6682 | 0
26.03. | 16 | 260.2197 |  | 84.8653 | 9.588 | 0 | 165.7664 | 0
26.03. | 17 | 260.3175 |  | 85.3259 | 9.588 | 0 | 165.4036 | 0
26.03. | 18 | 257.1787 |  | 85.6329 | 9.588 | 0 | 161.9577 | 0
26.03. | 19 | 256.7813 |  | 86.3238 | 9.588 | 0 | 160.8695 | 0
26.03. | 20 | 259.7388 |  | 86.0167 | 9.588 | 0 | 164.1341 | 0
26.03. | 21 | 255.7277 |  | 85.6329 | 9.588 | 0 | 160.5068 | 0
26.03. | 22 | 258.2947 |  | 85.4794 | 9.588 | 0 | 163.2273 | 0
26.03. | 23 | 256.7113 |  | 85.7097 | 9.588 | 0 | 161.4136 | 0
26.03. | 24 | 258.1487 |  | 86.7844 | 9.588 | 0 | 161.7764 | 0
27.03. | 1 | 257.2419 |  | 86.7844 | 9.588 | 0 | 160.8695 | 0
27.03. | 2 | 258.5739 |  | 85.94 | 9.588 | 0 | 163.0459 | 0
27.03. | 3 | 256.7813 |  | 86.3238 | 9.588 | 0 | 160.8695 | 0
27.03. | 4 | 251.8702 |  | 85.4026 | 9.588 | 0 | 156.8795 | 0
27.03. | 5 | 251.5218 |  | 86.3238 | 9.588 | 0 | 155.61 | 0
27.03. | 6 | 251.6053 |  | 85.8632 | 9.588 | 0 | 156.1541 | 0
27.03. | 7 | 260.7992 |  | 86.1703 | 9.588 | 0 | 165.0409 | 0
27.03. | 8 | 254.2701 |  | 86.1703 | 9.588 | 0 | 158.5118 | 0
27.03. | 9 | 251.947 |  | 85.4794 | 9.588 | 0 | 156.8795 | 0
27.03. | 10 | 254.8555 |  | 84.9421 | 9.588 | 0 | 160.3255 | 0
27.03. | 11 | 249.38 |  | 85.6329 | 9.588 | 0 | 154.1591 | 0
27.03. | 12 | 250.6217 |  | 85.7865 | 9.588 | 0 | 155.2473 | 0
27.03. | 13 | 251.0612 |  | 85.8632 | 9.588 | 0 | 155.61 | 0
27.03. | 14 | 253.8027 |  | 86.247 | 9.588 | 0 | 157.9677 | 0
27.03. | 15 | 254.9812 |  | 85.2491 | 9.588 | 0 | 160.1441 | 0
27.03. | 16 | 254.6742 |  | 84.9421 | 9.588 | 0 | 160.1441 | 0
27.03. | 17 | 253.7606 |  | 85.4794 | 9.588 | 0 | 158.6932 | 0
27.03. | 18 | 252.3375 |  | 85.3259 | 9.588 | 0 | 157.4236 | 0
27.03. | 19 | 255.2258 |  | 86.4005 | 9.588 | 0 | 159.2373 | 0
27.03. | 20 | 259.5718 |  | 86.9379 | 9.588 | 0 | 163.0459 | 0
27.03. | 21 | 255.5742 |  | 85.4794 | 9.588 | 0 | 160.5068 | 0
27.03. | 22 | 255.9302 |  | 86.0167 | 9.588 | 0 | 160.3255 | 0
27.03. | 23 | 258.5325 |  | 87.1682 | 9.588 | 0 | 161.7764 | 0
27.03. | 24 | 256.2794 |  | 87.0914 | 9.588 | 0 | 159.6 | 0
28.03. | 1 | 259.9902 |  | 86.6308 | 9.588 | 0 | 163.7714 | 0
28.03. | 2 | 256.0491 |  | 86.8611 | 9.588 | 0 | 159.6 | 0
28.03. | 3 | 255.3726 |  | 87.0914 | 9.588 | 0 | 158.6932 | 0
28.03. | 4 | 248.7246 |  | 86.247 | 9.588 | 0 | 152.8895 | 0
28.03. | 5 | 252.4008 |  | 86.4773 | 9.588 | 0 | 156.3355 | 0
28.03. | 6 | 245.5571 |  | 84.7118 | 9.588 | 0 | 151.2573 | 0
28.03. | 7 | 250.615 |  | 86.3238 | 9.588 | 0 | 154.7032 | 0
28.03. | 8 | 246.5625 |  | 87.1682 | 9.588 | 0 | 149.8064 | 0
28.03. | 9 | 250.7685 |  | 86.4773 | 9.588 | 0 | 154.7032 | 0
28.03. | 10 | 254.3536 |  | 85.7097 | 9.588 | 0 | 159.0559 | 0
28.03. | 11 | 253.5092 |  | 84.8653 | 9.588 | 0 | 159.0559 | 0
28.03. | 12 | 250.405 |  | 84.4815 | 9.588 | 0 | 156.3355 | 0
28.03. | 13 | 248.124 |  | 84.5583 | 9.588 | 0 | 153.9777 | 0
28.03. | 14 | 249.4003 |  | 84.0209 | 9.588 | 0 | 155.7914 | 0
28.03. | 15 | 248.2143 |  | 83.5604 | 9.588 | 0 | 155.0659 | 0
28.03. | 16 | 246.9793 |  | 82.8695 | 9.588 | 0 | 154.5218 | 0
28.03. | 17 | 249.4071 |  | 83.4836 | 9.588 | 0 | 156.3355 | 0
28.03. | 18 | 249.6795 |  | 84.4815 | 9.588 | 0 | 155.61 | 0
28.03. | 19 | 250.8309 |  | 85.6329 | 9.588 | 0 | 155.61 | 0
28.03. | 20 | 255.958 |  | 85.8632 | 9.588 | 0 | 160.5068 | 0
28.03. | 21 | 254.1301 |  | 84.9421 | 9.588 | 0 | 159.6 | 0
28.03. | 22 | 250.0912 |  | 84.7118 | 9.588 | 0 | 155.7914 | 0
28.03. | 23 | 251.4585 |  | 85.1724 | 9.588 | 0 | 156.6982 | 0
28.03. | 24 | 246.4774 |  | 83.6371 | 9.588 | 0 | 153.2523 | 0
29.03. | 1 | 247.6431 |  | 85.7097 | 9.588 | 0 | 152.3455 | 0
29.03. | 2 | 246.625 |  | 86.3238 | 9.588 | 0 | 150.7132 | 0
29.03. | 3 | 250.2455 |  | 86.8611 | 9.588 | 0 | 153.7964 | 0
29.03. | 4 | 252.847 |  | 86.0167 | 9.588 | 0 | 157.2423 | 0
29.03. | 5 | 249.4989 |  | 86.4773 | 9.588 | 0 | 153.4336 | 0
29.03. | 6 | 252.324 |  | 86.4005 | 9.588 | 0 | 156.3355 | 0
29.03. | 7 | 249.8895 |  | 86.3238 | 9.588 | 0 | 153.9777 | 0
29.03. | 8 | 254.5839 |  | 85.94 | 9.588 | 0 | 159.0559 | 0
29.03. | 9 | 250.1401 |  | 84.9421 | 9.588 | 0 | 155.61 | 0
29.03. | 10 | 252.9786 |  | 83.7906 | 9.588 | 0 | 159.6 | 0
29.03. | 11 | 251.4231 |  | 83.8674 | 9.588 | 0 | 157.9677 | 0
29.03. | 12 | 253.5784 |  | 83.4836 | 9.588 | 0 | 160.5068 | 0
29.03. | 13 | 251.7715 |  | 82.9463 | 9.588 | 0 | 159.2373 | 0
29.03. | 14 | 247.0493 |  | 83.4836 | 9.588 | 0 | 153.9777 | 0
29.03. | 15 | 250.7601 |  | 83.023 | 9.588 | 0 | 158.1491 | 0
29.03. | 16 | 255.371 |  | 83.0998 | 9.588 | 0 | 162.6832 | 0
29.03. | 17 | 256.9754 |  | 83.2533 | 9.588 | 0 | 164.1341 | 0
29.03. | 18 | 256.6616 |  | 83.4836 | 9.588 | 0 | 163.59 | 0
29.03. | 19 | 253.1946 |  | 83.0998 | 9.588 | 0 | 160.5068 | 0
29.03. | 20 | 255.225 |  | 84.4047 | 9.588 | 0 | 161.2323 | 0
29.03. | 21 | 244.6224 |  | 84.8653 | 9.588 | 0 | 150.1691 | 0
29.03. | 22 | 240.214 |  | 85.1724 | 9.588 | 0 | 145.4536 | 0
29.03. | 23 | 255.2393 |  | 85.3259 | 9.588 | 0 | 160.3255 | 0
29.03. | 24 | 256.0762 |  | 84.7118 | 9.588 | 0 | 161.7764 | 0
30.03. | 1 | 254.1647 |  | 84.2512 | 9.588 | 0 | 160.3255 | 0
30.03. | 2 | 251.974 |  | 83.3301 | 9.588 | 0 | 159.0559 | 0
30.03. | 3 | 251.5421 |  | 84.7118 | 9.588 | 0 | 157.2423 | 0
30.03. | 4 | 254.3182 |  | 84.4047 | 9.588 | 0 | 160.3255 | 0
30.03. | 5 | 251.8348 |  | 84.0977 | 9.588 | 0 | 158.1491 | 0
30.03. | 6 | 252.3164 |  | 84.9421 | 9.588 | 0 | 157.7864 | 0
30.03. | 7 | 252.0026 |  | 85.1724 | 9.588 | 0 | 157.2423 | 0
30.03. | 8 | 251.3953 |  | 84.0209 | 9.588 | 0 | 157.7864 | 0
30.03. | 9 | 248.5424 |  | 84.2512 | 9.588 | 0 | 154.7032 | 0
30.03. | 10 | 247.1261 |  | 83.5604 | 9.588 | 0 | 153.9777 | 0
30.03. | 11 | 249.2468 |  | 83.8674 | 9.588 | 0 | 155.7914 | 0
30.03. | 12 | 250.0701 |  | 84.328 | 9.588 | 0 | 156.1541 | 0
30.03. | 13 | 250.2304 |  | 83.9442 | 9.588 | 0 | 156.6982 | 0
30.03. | 14 | 250.4117 |  | 83.9442 | 9.588 | 0 | 156.8795 | 0
30.03. | 15 | 252.1554 |  | 83.3301 | 9.588 | 0 | 159.2373 | 0
30.03. | 16 | 246.8926 |  | 75.3469 | 9.588 | 0 | 161.9577 | 0
30.03. | 17 | 259.2218 |  | 83.8674 | 9.588 | 0 | 165.7664 | 0
30.03. | 18 | 257.1989 |  | 84.0209 | 9.588 | 0 | 163.59 | 0
30.03. | 19 | 256.9484 |  | 85.4026 | 9.588 | 0 | 161.9577 | 0
30.03. | 20 | 259.5853 |  | 85.8632 | 9.588 | 0 | 164.1341 | 0
30.03. | 21 | 257.743 |  | 84.0209 | 9.588 | 0 | 164.1341 | 0
30.03. | 22 | 256.8438 |  | 85.4794 | 9.588 | 0 | 161.7764 | 0
30.03. | 23 | 258.2947 |  | 85.4794 | 9.588 | 0 | 163.2273 | 0
30.03. | 24 | 257.3954 |  | 86.9379 | 9.588 | 0 | 160.8695 | 0
31.03. | 1 | 256.3629 |  | 86.6308 | 9.588 | 0 | 160.1441 | 0
31.03. | 2 | 255.6096 |  | 86.7844 | 9.588 | 0 | 159.2373 | 0
31.03. | 3 | 254.9609 |  | 86.8611 | 9.588 | 0 | 158.5118 | 0
31.03. | 4 | 253.1751 |  | 86.7076 | 9.588 | 0 | 156.8795 | 0
31.03. | 5 | 256.8513 |  | 86.9379 | 9.588 | 0 | 160.3255 | 0
31.03. | 6 | 252.5543 |  | 86.6308 | 9.588 | 0 | 156.3355 | 0
31.03. | 7 | 255.9724 |  | 86.7844 | 9.588 | 0 | 159.6 | 0
31.03. | 8 | 255.9724 |  | 86.7844 | 9.588 | 0 | 159.6 | 0
31.03. | 9 | 251.8769 |  | 84.8653 | 9.588 | 0 | 157.4236 | 0
31.03. | 10 | 259.1593 |  | 84.7118 | 9.588 | 0 | 164.8595 | 0
31.03. | 11 | 262.968 |  | 84.7118 | 9.588 | 0 | 168.6682 | 0
31.03. | 12 | 259.9194 |  | 84.0209 | 9.588 | 0 | 166.3105 | 0
31.03. | 13 | 263.4767 |  | 83.4068 | 9.588 | 0 | 170.4818 | 0
31.03. | 14 | 260.3724 |  | 83.023 | 9.588 | 0 | 167.7614 | 0
31.03. | 15 | 258.6077 |  | 83.2533 | 9.588 | 0 | 165.7664 | 0
31.03. | 16 | 260.0586 |  | 83.2533 | 9.588 | 0 | 167.2173 | 0
31.03. | 17 | 260.8051 |  | 83.6371 | 9.588 | 0 | 167.58 | 0
31.03. | 18 | 260.0518 |  | 83.7906 | 9.588 | 0 | 166.6732 | 0
31.03. | 19 | 260.8405 |  | 84.9421 | 9.588 | 0 | 166.3105 | 0
31.03. | 20 | 263.2126 |  | 85.8632 | 9.588 | 0 | 167.7614 | 0
31.03. | 21 | 261.7617 |  | 85.8632 | 9.588 | 0 | 166.3105 | 0
31.03. | 22 | 261.0151 |  | 85.4794 | 9.588 | 0 | 165.9477 | 0
31.03. | 23 | 261.3297 |  | 87.2449 | 9.588 | 0 | 164.4968 | 0
31.03. | 24 | 259.4461 |  | 86.6308 | 9.588 | 0 | 163.2273 | 0
01.04. | 1 | 254.9677 |  | 86.3238 | 9.588 | 0 | 159.0559 | 0
01.04. | 2 | 255.7488 |  | 86.0167 | 9.588 | 0 | 160.1441 | 0
01.04. | 3 | 253.9074 |  | 86.1703 | 9.588 | 0 | 158.1491 | 0
01.04. | 4 | 251.8567 |  | 86.4773 | 9.588 | 0 | 155.7914 | 0
01.04. | 5 | 255.1491 |  | 86.3238 | 9.588 | 0 | 159.2373 | 0
01.04. | 6 | 256.9416 |  | 85.94 | 9.588 | 0 | 161.4136 | 0
01.04. | 7 | 259.2993 |  | 85.94 | 9.588 | 0 | 163.7714 | 0
01.04. | 8 | 255.7134 |  | 84.7118 | 9.588 | 0 | 161.4136 | 0
01.04. | 9 | 257.7776 |  | 83.3301 | 9.588 | 0 | 164.8595 | 0
01.04. | 10 | 254.9104 |  | 82.6392 | 9.588 | 0 | 162.6832 | 0
01.04. | 11 | 254.4642 |  | 83.0998 | 9.588 | 0 | 161.7764 | 0
01.04. | 12 | 257.9379 |  | 82.9463 | 9.588 | 0 | 165.4036 | 0
01.04. | 13 | 259.361 |  | 83.0998 | 9.588 | 0 | 166.6732 | 0
01.04. | 14 | 258.2306 |  | 82.3322 | 9.588 | 0 | 166.3105 | 0
01.04. | 15 | 257.7633 |  | 82.4089 | 9.588 | 0 | 165.7664 | 0
01.04. | 16 | 254.7569 |  | 82.4857 | 9.588 | 0 | 162.6832 | 0
01.04. | 17 | 256.2778 |  | 83.0998 | 9.588 | 0 | 163.59 | 0
01.04. | 18 | 253.8433 |  | 83.023 | 9.588 | 0 | 161.2323 | 0
01.04. | 19 | 256.843 |  | 83.4836 | 9.588 | 0 | 163.7714 | 0
01.04. | 20 | 259.0961 |  | 83.5604 | 9.588 | 0 | 165.9477 | 0
01.04. | 21 | 256.6127 |  | 83.2533 | 9.588 | 0 | 163.7714 | 0
01.04. | 22 | 258.838 |  | 83.4836 | 9.588 | 0 | 165.7664 | 0
01.04. | 23 | 256.6059 |  | 83.7906 | 9.588 | 0 | 163.2273 | 0
01.04. | 24 | 256.0762 |  | 84.7118 | 9.588 | 0 | 161.7764 | 0
02.04. | 1 | 251.3742 |  | 83.6371 | 9.588 | 0 | 158.1491 | 0
02.04. | 2 | 253.5227 |  | 83.7906 | 9.588 | 0 | 160.1441 | 0
02.04. | 3 | 251.2418 |  | 83.8674 | 9.588 | 0 | 157.7864 | 0
02.04. | 4 | 254.5823 |  | 81.9484 | 9.588 | 0 | 163.0459 | 0
02.04. | 5 | 253.236 |  | 81.8716 | 9.588 | 0 | 161.7764 | 0
02.04. | 6 | 253.6755 |  | 81.9484 | 9.588 | 0 | 162.1391 | 0
02.04. | 7 | 252.7686 |  | 81.9484 | 9.588 | 0 | 161.2323 | 0
02.04. | 8 | 249.0022 |  | 82.716 | 9.588 | 0 | 156.6982 | 0
02.04. | 9 | 253.8493 |  | 80.4899 | 9.588 | 0 | 163.7714 | 0
02.04. | 10 | 250.6404 |  | 80.1828 | 9.588 | 0 | 160.8695 | 0
02.04. | 11 | 243.8389 |  | 79.1849 | 9.588 | 0 | 155.0659 | 0
02.04. | 12 | 241.2441 |  | 79.492 | 9.588 | 0 | 152.1641 | 0
02.04. | 13 | 238.6839 |  | 79.1082 | 9.588 | 0 | 149.9877 | 0
02.04. | 14 | 238.872 |  | 78.5709 | 9.588 | 0 | 150.7132 | 0
02.04. | 15 | 233.5982 |  | 77.6497 | 9.588 | 0 | 146.3605 | 0
02.04. | 16 | 232.1321 |  | 74.7328 | 9.588 | 0 | 147.8114 | 0
02.04. | 17 | 231.1267 |  | 72.2764 | 9.588 | 0 | 149.2623 | 0
02.04. | 18 | 232.5084 |  | 73.6581 | 9.588 | 0 | 149.2623 | 0
02.04. | 19 | 229.6125 |  | 71.125 | 9.588 | 0 | 148.8995 | 0
02.04. | 20 | 227.3653 |  | 68.5151 | 9.588 | 0 | 149.2623 | 0
02.04. | 21 | 225.0844 |  | 68.5918 | 9.588 | 0 | 146.9045 | 0
02.04. | 22 | 226.068 |  | 68.6686 | 9.588 | 0 | 147.8114 | 0
02.04. | 23 | 227.1351 |  | 68.2848 | 9.588 | 0 | 149.2623 | 0
02.04. | 24 | 225.2379 |  | 68.7454 | 9.588 | 0 | 146.9045 | 0
03.04. | 1 | 225.3003 |  | 67.901 | 9.588 | 0 | 147.8114 | 0
03.04. | 2 | 221.3855 |  | 63.9861 | 9.588 | 0 | 147.8114 | 0
03.04. | 3 | 214.6667 |  | 60.5319 | 9.588 | 0 | 144.5468 | 0
03.04. | 4 | 214.3807 |  | 60.6086 | 9.588 | 0 | 144.1841 | 0
03.04. | 5 | 216.9476 |  | 60.4551 | 9.588 | 0 | 146.9045 | 0
03.04. | 6 | 221.6015 |  | 63.2953 | 9.588 | 0 | 148.7182 | 0
03.04. | 7 | 219.237 |  | 63.8326 | 9.588 | 0 | 145.8164 | 0
03.04. | 8 | 215.6865 |  | 63.9094 | 9.588 | 0 | 142.1891 | 0
03.04. | 9 | 213.1474 |  | 63.9094 | 9.588 | 0 | 139.65 | 0
03.04. | 10 | 213.2587 |  | 63.2953 | 9.588 | 0 | 140.3755 | 0
03.04. | 11 | 214.2491 |  | 62.8347 | 9.588 | 0 | 141.8264 | 0
03.04. | 12 | 206.4015 |  | 62.6044 | 9.588 | 0 | 134.2091 | 0
03.04. | 13 | 205.3412 |  | 62.4509 | 9.588 | 0 | 133.3023 | 0
03.04. | 14 | 207.0578 |  | 63.9861 | 9.588 | 0 | 133.4836 | 0
03.04. | 15 | 210.7272 |  | 64.7537 | 9.588 | 0 | 136.3855 | 0
03.04. | 16 | 211.2983 |  | 62.6044 | 9.588 | 0 | 139.1059 | 0
03.04. | 17 | 215.2343 |  | 66.9031 | 9.588 | 0 | 138.7432 | 0
03.04. | 18 | 212.4792 |  | 67.5939 | 9.588 | 0 | 135.2973 | 0
03.04. | 19 | 215.807 |  | 68.7454 | 9.588 | 0 | 137.4736 | 0
03.04. | 20 | 216.3165 |  | 69.4362 | 9.588 | 0 | 137.2923 | 0
03.04. | 21 | 215.3397 |  | 68.8221 | 9.588 | 0 | 136.9295 | 0
03.04. | 22 | 215.6399 |  | 69.6665 | 9.588 | 0 | 136.3855 | 0
03.04. | 23 | 216.9306 |  | 70.0503 | 9.588 | 0 | 137.2923 | 0
03.04. | 24 | 218.9956 |  | 70.6644 | 9.588 | 0 | 138.7432 | 0
04.04. | 1 | 220.9206 |  | 70.0503 | 9.588 | 0 | 141.2823 | 0
04.04. | 2 | 221.4857 |  | 70.4341 | 9.588 | 0 | 141.4636 | 0
04.04. | 3 | 219.1348 |  | 69.8968 | 9.588 | 0 | 139.65 | 0
04.04. | 4 | 218.3536 |  | 70.2038 | 9.588 | 0 | 138.5618 | 0
04.04. | 5 | 219.6721 |  | 70.4341 | 9.588 | 0 | 139.65 | 0
04.04. | 6 | 220.6346 |  | 70.1271 | 9.588 | 0 | 140.9195 | 0
04.04. | 7 | 222.309 |  | 70.8947 | 9.588 | 0 | 141.8264 | 0
04.04. | 8 | 212.8081 |  | 70.2806 | 9.588 | 0 | 132.9395 | 0
04.04. | 9 | 209.0341 |  | 69.5897 | 9.588 | 0 | 129.8564 | 0
04.04. | 10 | 211.9292 |  | 70.1271 | 9.588 | 0 | 132.2141 | 0
04.04. | 11 | 211.7756 |  | 69.9735 | 9.588 | 0 | 132.2141 | 0
04.04. | 12 | 208.5878 |  | 70.0503 | 9.588 | 0 | 128.9495 | 0
04.04. | 13 | 213.2755 |  | 70.2038 | 9.588 | 0 | 133.4836 | 0
04.04. | 14 | 213.3311 |  | 69.8968 | 9.588 | 0 | 133.8464 | 0
04.04. | 15 | 216.4911 |  | 69.9735 | 9.588 | 0 | 136.9295 | 0
04.04. | 16 | 209.8574 |  | 70.0503 | 9.588 | 0 | 130.2191 | 0
04.04. | 17 | 215.1726 |  | 69.7433 | 9.588 | 0 | 135.8414 | 0
04.04. | 18 | 215.8356 |  | 70.5876 | 9.588 | 0 | 135.66 | 0
04.04. | 19 | 205.1371 |  | 58.0755 | 9.588 | 0 | 137.4736 | 0
04.04. | 20 | 220.4254 |  | 70.2806 | 9.588 | 0 | 140.5568 | 0
04.04. | 21 | 221.5347 |  | 70.6644 | 9.588 | 0 | 141.2823 | 0
04.04. | 22 | 221.765 |  | 70.8947 | 9.588 | 0 | 141.2823 | 0
04.04. | 23 | 220.1327 |  | 70.8947 | 9.588 | 0 | 139.65 | 0
04.04. | 24 | 220.7046 |  | 70.7412 | 9.588 | 0 | 140.3755 | 0
05.04. | 1 | 219.1559 |  | 70.2806 | 9.588 | 0 | 139.2873 | 0
05.04. | 2 | 216.9719 |  | 68.8221 | 9.588 | 0 | 138.5618 | 0
05.04. | 3 | 216.9517 |  | 70.4341 | 9.588 | 0 | 136.9295 | 0
05.04. | 4 | 213.8128 |  | 70.7412 | 9.588 | 0 | 133.4836 | 0
05.04. | 5 | 216.8681 |  | 70.8947 | 9.588 | 0 | 136.3855 | 0
05.04. | 6 | 218.1655 |  | 70.7412 | 9.588 | 0 | 137.8364 | 0
05.04. | 7 | 218.8421 |  | 70.5109 | 9.588 | 0 | 138.7432 | 0
05.04. | 8 | 217.4747 |  | 70.0503 | 9.588 | 0 | 137.8364 | 0
05.04. | 9 | 218.3047 |  | 69.9735 | 9.588 | 0 | 138.7432 | 0
05.04. | 10 | 217.4747 |  | 70.0503 | 9.588 | 0 | 137.8364 | 0
05.04. | 11 | 218.3536 |  | 70.2038 | 9.588 | 0 | 138.5618 | 0
05.04. | 12 | 217.4747 |  | 70.0503 | 9.588 | 0 | 137.8364 | 0
05.04. | 13 | 215.2983 |  | 70.0503 | 9.588 | 0 | 135.66 | 0
05.04. | 14 | 218.5839 |  | 70.4341 | 9.588 | 0 | 138.5618 | 0
05.04. | 15 | 221.695 |  | 70.2806 | 9.588 | 0 | 141.8264 | 0
05.04. | 16 | 223.9692 |  | 70.7412 | 9.588 | 0 | 143.64 | 0
05.04. | 17 | 228.0638 |  | 70.6644 | 9.588 | 0 | 147.8114 | 0
05.04. | 18 | 226.8221 |  | 70.5109 | 9.588 | 0 | 146.7232 | 0
05.04. | 19 | 228.7403 |  | 70.4341 | 9.588 | 0 | 148.7182 | 0
05.04. | 20 | 227.4429 |  | 70.5876 | 9.588 | 0 | 147.2673 | 0
05.04. | 21 | 228.9706 |  | 70.6644 | 9.588 | 0 | 148.7182 | 0
05.04. | 22 | 226.9756 |  | 70.6644 | 9.588 | 0 | 146.7232 | 0
05.04. | 23 | 229.2287 |  | 70.7412 | 9.588 | 0 | 148.8995 | 0
05.04. | 24 | 225.1619 |  | 70.6644 | 9.588 | 0 | 144.9095 | 0
06.04. | 1 | 225.1619 |  | 70.6644 | 9.588 | 0 | 144.9095 | 0
06.04. | 2 | 226.6964 |  | 70.2038 | 9.588 | 0 | 146.9045 | 0
06.04. | 3 | 224.6668 |  | 70.8947 | 9.588 | 0 | 144.1841 | 0
06.04. | 4 | 223.76 |  | 70.8947 | 9.588 | 0 | 143.2773 | 0
06.04. | 5 | 224.283 |  | 70.5109 | 9.588 | 0 | 144.1841 | 0
06.04. | 6 | 226.299 |  | 70.8947 | 9.588 | 0 | 145.8164 | 0
06.04. | 7 | 224.4365 |  | 70.6644 | 9.588 | 0 | 144.1841 | 0
06.04. | 8 | 221.5347 |  | 70.6644 | 9.588 | 0 | 141.2823 | 0
06.04. | 9 | 223.1459 |  | 70.2806 | 9.588 | 0 | 143.2773 | 0
06.04. | 10 | 224.7368 |  | 71.5088 | 9.588 | 0 | 143.64 | 0
06.04. | 11 | 224.2694 |  | 71.5855 | 9.588 | 0 | 143.0959 | 0
06.04. | 12 | 227.5129 |  | 71.2017 | 9.588 | 0 | 146.7232 | 0
06.04. | 13 | 230.2055 |  | 71.3553 | 9.588 | 0 | 149.2623 | 0
06.04. | 14 | 229.9752 |  | 71.125 | 9.588 | 0 | 149.2623 | 0
06.04. | 15 | 231.168 |  | 71.0482 | 9.588 | 0 | 150.5318 | 0
06.04. | 16 | 232.7581 |  | 70.2806 | 9.588 | 0 | 152.8895 | 0
06.04. | 17 | 229.4657 |  | 70.4341 | 9.588 | 0 | 149.4436 | 0
06.04. | 18 | 231.3215 |  | 71.2017 | 9.588 | 0 | 150.5318 | 0
06.04. | 19 | 219.8435 |  | 62.9882 | 9.588 | 0 | 147.2673 | 0
06.04. | 20 | 221.2176 |  | 62.9115 | 9.588 | 0 | 148.7182 | 0
06.04. | 21 | 225.9769 |  | 67.6707 | 9.588 | 0 | 148.7182 | 0
06.04. | 22 | 228.1127 |  | 70.8947 | 9.588 | 0 | 147.63 | 0
06.04. | 23 | 229.2009 |  | 70.8947 | 9.588 | 0 | 148.7182 | 0
06.04. | 24 | 231.2726 |  | 70.9714 | 9.588 | 0 | 150.7132 | 0
07.04. | 1 | 229.6893 |  | 71.2017 | 9.588 | 0 | 148.8995 | 0
07.04. | 2 | 228.7335 |  | 70.9714 | 9.588 | 0 | 148.1741 | 0
07.04. | 3 | 229.7728 |  | 70.7412 | 9.588 | 0 | 149.4436 | 0
07.04. | 4 | 227.464 |  | 70.9714 | 9.588 | 0 | 146.9045 | 0
07.04. | 5 | 227.9246 |  | 71.432 | 9.588 | 0 | 146.9045 | 0
07.04. | 6 | 227.6521 |  | 70.4341 | 9.588 | 0 | 147.63 | 0
07.04. | 7 | 229.696 |  | 70.6644 | 9.588 | 0 | 149.4436 | 0
07.04. | 8 | 233.0373 |  | 70.7412 | 9.588 | 0 | 152.7082 | 0
07.04. | 9 | 245.133 |  | 71.0482 | 9.588 | 0 | 164.4968 | 0
07.04. | 10 | 243.3194 |  | 71.0482 | 9.588 | 0 | 162.6832 | 0
07.04. | 11 | 246.0188 |  | 70.6644 | 9.588 | 0 | 165.7664 | 0
07.04. | 12 | 247.4697 |  | 70.6644 | 9.588 | 0 | 167.2173 | 0
07.04. | 13 | 242.0566 |  | 70.5109 | 9.588 | 0 | 161.9577 | 0
07.04. | 14 | 243.2215 |  | 70.5876 | 9.588 | 0 | 163.0459 | 0
07.04. | 15 | 241.5058 |  | 71.0482 | 9.588 | 0 | 160.8695 | 0
07.04. | 16 | 244.6514 |  | 70.2038 | 9.588 | 0 | 164.8595 | 0
07.04. | 17 | 247.2394 |  | 70.4341 | 9.588 | 0 | 167.2173 | 0
07.04. | 18 | 247.6021 |  | 70.4341 | 9.588 | 0 | 167.58 | 0
07.04. | 19 | 248.8438 |  | 70.5876 | 9.588 | 0 | 168.6682 | 0
07.04. | 20 | 248.1462 |  | 70.4341 | 9.588 | 0 | 168.1241 | 0
07.04. | 21 | 244.4211 |  | 69.9735 | 9.588 | 0 | 164.8595 | 0
07.04. | 22 | 244.7492 |  | 70.6644 | 9.588 | 0 | 164.4968 | 0
07.04. | 23 | 240.6614 |  | 70.2038 | 9.588 | 0 | 160.8695 | 0
07.04. | 24 | 243.7935 |  | 70.4341 | 9.588 | 0 | 163.7714 | 0
08.04. | 1 | 242.0355 |  | 70.1271 | 9.588 | 0 | 162.3205 | 0
08.04. | 2 | 241.666 |  | 70.6644 | 9.588 | 0 | 161.4136 | 0
08.04. | 3 | 240.5011 |  | 70.5876 | 9.588 | 0 | 160.3255 | 0
08.04. | 4 | 241.5893 |  | 70.5876 | 9.588 | 0 | 161.4136 | 0
08.04. | 5 | 242.5729 |  | 70.6644 | 9.588 | 0 | 162.3205 | 0
08.04. | 6 | 243.3261 |  | 70.5109 | 9.588 | 0 | 163.2273 | 0
08.04. | 7 | 243.7935 |  | 70.4341 | 9.588 | 0 | 163.7714 | 0
08.04. | 8 | 244.6725 |  | 70.5876 | 9.588 | 0 | 164.4968 | 0
08.04. | 9 | 248.1462 |  | 70.4341 | 9.588 | 0 | 168.1241 | 0
08.04. | 10 | 248.0905 |  | 70.7412 | 9.588 | 0 | 167.7614 | 0
08.04. | 11 | 246.5839 |  | 71.0482 | 9.588 | 0 | 165.9477 | 0
08.04. | 12 | 247.4908 |  | 71.0482 | 9.588 | 0 | 166.8545 | 0
08.04. | 13 | 246.4304 |  | 70.8947 | 9.588 | 0 | 165.9477 | 0
08.04. | 14 | 248.0627 |  | 70.8947 | 9.588 | 0 | 167.58 | 0
08.04. | 15 | 246.6396 |  | 70.7412 | 9.588 | 0 | 166.3105 | 0
08.04. | 16 | 242.4126 |  | 71.0482 | 9.588 | 0 | 161.7764 | 0
08.04. | 17 | 243.6054 |  | 70.9714 | 9.588 | 0 | 163.0459 | 0
08.04. | 18 | 239.4129 |  | 70.5876 | 9.588 | 0 | 159.2373 | 0
08.04. | 19 | 234.5026 |  | 71.6623 | 9.588 | 0 | 153.2523 | 0
08.04. | 20 | 229.9196 |  | 71.432 | 9.588 | 0 | 148.8995 | 0
08.04. | 21 | 242.7753 |  | 71.0482 | 9.588 | 0 | 162.1391 | 0
08.04. | 22 | 243.9192 |  | 70.7412 | 9.588 | 0 | 163.59 | 0
08.04. | 23 | 243.3194 |  | 71.0482 | 9.588 | 0 | 162.6832 | 0
08.04. | 24 | 239.7132 |  | 71.432 | 9.588 | 0 | 158.6932 | 0
09.04. | 1 | 241.2409 |  | 71.5088 | 9.588 | 0 | 160.1441 | 0
09.04. | 2 | 240.7668 |  | 72.1229 | 9.588 | 0 | 159.0559 | 0
09.04. | 3 | 244.7568 |  | 72.1229 | 9.588 | 0 | 163.0459 | 0
09.04. | 4 | 244.8614 |  | 72.0461 | 9.588 | 0 | 163.2273 | 0
09.04. | 5 | 243.801 |  | 71.8926 | 9.588 | 0 | 162.3205 | 0
09.04. | 6 | 241.7293 |  | 71.8158 | 9.588 | 0 | 160.3255 | 0
09.04. | 7 | 243.4729 |  | 71.2017 | 9.588 | 0 | 162.6832 | 0
09.04. | 8 | 243.0123 |  | 70.7412 | 9.588 | 0 | 162.6832 | 0
09.04. | 9 | 231.0077 |  | 71.432 | 9.588 | 0 | 149.9877 | 0
09.04. | 10 | 229.9752 |  | 71.125 | 9.588 | 0 | 149.2623 | 0
09.04. | 11 | 235.8767 |  | 71.5855 | 9.588 | 0 | 154.7032 | 0
09.04. | 12 | 248.6068 |  | 70.8947 | 9.588 | 0 | 168.1241 | 0
09.04. | 13 | 251.4251 |  | 71.3553 | 9.588 | 0 | 170.4818 | 0
09.04. | 14 | 249.8274 |  | 70.6644 | 9.588 | 0 | 169.575 | 0
09.04. | 15 | 244.7914 |  | 71.432 | 9.588 | 0 | 163.7714 | 0
09.04. | 16 | 244.5611 |  | 71.2017 | 9.588 | 0 | 163.7714 | 0
09.04. | 17 | 246.3401 |  | 71.8926 | 9.588 | 0 | 164.8595 | 0
09.04. | 18 | 243.801 |  | 71.8926 | 9.588 | 0 | 162.3205 | 0
09.04. | 19 | 251.1061 |  | 76.1145 | 9.588 | 0 | 165.4036 | 0
09.04. | 20 | 251.9505 |  | 76.9589 | 9.588 | 0 | 165.4036 | 0
09.04. | 21 | 254.4693 |  | 78.5709 | 9.588 | 0 | 166.3105 | 0
09.04. | 22 | 257.0792 |  | 81.1808 | 9.588 | 0 | 166.3105 | 0
09.04. | 23 | 250.7307 |  | 79.1849 | 9.588 | 0 | 161.9577 | 0
09.04. | 24 | 256.9957 |  | 81.6413 | 9.588 | 0 | 165.7664 | 0
10.04. | 1 | 256.4592 |  | 83.0998 | 9.588 | 0 | 163.7714 | 0
10.04. | 2 | 259.1729 |  | 83.6371 | 9.588 | 0 | 165.9477 | 0
10.04. | 3 | 256.104 |  | 84.5583 | 9.588 | 0 | 161.9577 | 0
10.04. | 4 | 254.4996 |  | 84.4047 | 9.588 | 0 | 160.5068 | 0
10.04. | 5 | 258.0366 |  | 85.4026 | 9.588 | 0 | 163.0459 | 0
10.04. | 6 | 256.6902 |  | 85.3259 | 9.588 | 0 | 161.7764 | 0
10.04. | 7 | 258.9501 |  | 84.8653 | 9.588 | 0 | 164.4968 | 0
10.04. | 8 | 255.0858 |  | 85.1724 | 9.588 | 0 | 160.3255 | 0
10.04. | 9 | 248.5078 |  | 84.9421 | 9.588 | 0 | 153.9777 | 0
10.04. | 10 | 248.431 |  | 84.8653 | 9.588 | 0 | 153.9777 | 0
10.04. | 11 | 257.29 |  | 85.0188 | 9.588 | 0 | 162.6832 | 0
10.04. | 12 | 256.1529 |  | 84.7886 | 9.588 | 0 | 161.7764 | 0
10.04. | 13 | 249.763 |  | 84.0209 | 9.588 | 0 | 156.1541 | 0
10.04. | 14 | 254.6885 |  | 85.8632 | 9.588 | 0 | 159.2373 | 0
10.04. | 15 | 253.3911 |  | 86.0167 | 9.588 | 0 | 157.7864 | 0
10.04. | 16 | 257.5346 |  | 86.1703 | 9.588 | 0 | 161.7764 | 0
10.04. | 17 | 261.3711 |  | 86.0167 | 9.588 | 0 | 165.7664 | 0
10.04. | 18 | 260.4086 |  | 86.3238 | 9.588 | 0 | 164.4968 | 0
10.04. | 19 | 257.8484 |  | 85.94 | 9.588 | 0 | 162.3205 | 0
10.04. | 20 | 256.53 |  | 85.7097 | 9.588 | 0 | 161.2323 | 0
10.04. | 21 | 254.1166 |  | 86.0167 | 9.588 | 0 | 158.5118 | 0
10.04. | 22 | 252.3932 |  | 85.0188 | 9.588 | 0 | 157.7864 | 0
10.04. | 23 | 254.6531 |  | 84.5583 | 9.588 | 0 | 160.5068 | 0
10.04. | 24 | 254.8066 |  | 84.7118 | 9.588 | 0 | 160.5068 | 0
11.04. | 1 | 256.7602 |  | 85.94 | 9.588 | 0 | 161.2323 | 0
11.04. | 2 | 258.2668 |  | 85.6329 | 9.588 | 0 | 163.0459 | 0
11.04. | 3 | 253.963 |  | 85.8632 | 9.588 | 0 | 158.5118 | 0
11.04. | 4 | 253.6771 |  | 85.94 | 9.588 | 0 | 158.1491 | 0
11.04. | 5 | 251.3118 |  | 84.4815 | 9.588 | 0 | 157.2423 | 0
11.04. | 6 | 243.4061 |  | 78.5709 | 9.588 | 0 | 155.2473 | 0
11.04. | 7 | 244.4892 |  | 83.0998 | 9.588 | 0 | 151.8014 | 0
11.04. | 8 | 233.1352 |  | 71.2017 | 9.588 | 0 | 152.3455 | 0
11.04. | 9 | 238.3601 |  | 71.8926 | 9.588 | 0 | 156.8795 | 0
11.04. | 10 | 255.3229 |  | 84.8653 | 9.588 | 0 | 160.8695 | 0
11.04. | 11 | 247.7891 |  | 84.4047 | 9.588 | 0 | 153.7964 | 0
11.04. | 12 | 235.3951 |  | 70.7412 | 9.588 | 0 | 155.0659 | 0
11.04. | 13 | 248.2497 |  | 84.8653 | 9.588 | 0 | 153.7964 | 0
11.04. | 14 | 249.8963 |  | 85.7865 | 9.588 | 0 | 154.5218 | 0
11.04. | 15 | 248.6546 |  | 85.6329 | 9.588 | 0 | 153.4336 | 0
11.04. | 16 | 246.2968 |  | 85.6329 | 9.588 | 0 | 151.0759 | 0
11.04. | 17 | 246.1712 |  | 85.3259 | 9.588 | 0 | 151.2573 | 0
11.04. | 18 | 250.4404 |  | 85.7865 | 9.588 | 0 | 155.0659 | 0
11.04. | 19 | 244.867 |  | 86.0167 | 9.588 | 0 | 149.2623 | 0
11.04. | 20 | 248.1037 |  | 86.1703 | 9.588 | 0 | 152.3455 | 0
11.04. | 21 | 247.385 |  | 85.6329 | 9.588 | 0 | 152.1641 | 0
11.04. | 22 | 250.2379 |  | 85.4026 | 9.588 | 0 | 155.2473 | 0
11.04. | 23 | 252.1494 |  | 85.8632 | 9.588 | 0 | 156.6982 | 0
11.04. | 24 | 249.8895 |  | 86.3238 | 9.588 | 0 | 153.9777 | 0
12.04. | 1 | 248.3829 |  | 86.6308 | 9.588 | 0 | 152.1641 | 0
12.04. | 2 | 249.0038 |  | 86.7076 | 9.588 | 0 | 152.7082 | 0
12.04. | 3 | 244.344 |  | 86.4005 | 9.588 | 0 | 148.3555 | 0
12.04. | 4 | 245.5157 |  | 85.94 | 9.588 | 0 | 149.9877 | 0
12.04. | 5 | 245.4322 |  | 86.4005 | 9.588 | 0 | 149.4436 | 0
12.04. | 6 | 241.9863 |  | 86.4005 | 9.588 | 0 | 145.9977 | 0
12.04. | 7 | 239.2658 |  | 86.4005 | 9.588 | 0 | 143.2773 | 0
12.04. | 8 | 241.3654 |  | 86.3238 | 9.588 | 0 | 145.4536 | 0
12.04. | 9 | 239.6496 |  | 86.7844 | 9.588 | 0 | 143.2773 | 0
12.04. | 10 | 242.8788 |  | 85.4794 | 9.588 | 0 | 147.8114 | 0
12.04. | 11 | 249.5125 |  | 85.4026 | 9.588 | 0 | 154.5218 | 0
12.04. | 12 | 255.6856 |  | 84.8653 | 9.588 | 0 | 161.2323 | 0
12.04. | 13 | 257.1719 |  | 86.1703 | 9.588 | 0 | 161.4136 | 0
12.04. | 14 | 255.9302 |  | 86.0167 | 9.588 | 0 | 160.3255 | 0
12.04. | 15 | 261.9709 |  | 85.7097 | 9.588 | 0 | 166.6732 | 0
12.04. | 16 | 256.0905 |  | 85.6329 | 9.588 | 0 | 160.8695 | 0
12.04. | 17 | 254.4582 |  | 85.6329 | 9.588 | 0 | 159.2373 | 0
12.04. | 18 | 257.053 |  | 85.3259 | 9.588 | 0 | 162.1391 | 0
12.04. | 19 | 258.9923 |  | 85.6329 | 9.588 | 0 | 163.7714 | 0
12.04. | 20 | 253.3489 |  | 85.2491 | 9.588 | 0 | 158.5118 | 0
12.04. | 21 | 257.7363 |  | 84.5583 | 9.588 | 0 | 163.59 | 0
12.04. | 22 | 254.1301 |  | 84.9421 | 9.588 | 0 | 159.6 | 0
12.04. | 23 | 259.7388 |  | 86.0167 | 9.588 | 0 | 164.1341 | 0
12.04. | 24 | 257.716 |  | 86.1703 | 9.588 | 0 | 161.9577 | 0
13.04. | 1 | 257.7927 |  | 86.247 | 9.588 | 0 | 161.9577 | 0
13.04. | 2 | 253.963 |  | 85.8632 | 9.588 | 0 | 158.5118 | 0
13.04. | 3 | 251.1591 |  | 86.3238 | 9.588 | 0 | 155.2473 | 0
13.04. | 4 | 251.6821 |  | 85.94 | 9.588 | 0 | 156.1541 | 0
13.04. | 5 | 244.56 |  | 85.7097 | 9.588 | 0 | 149.2623 | 0
13.04. | 6 | 248.8148 |  | 85.2491 | 9.588 | 0 | 153.9777 | 0
13.04. | 7 | 252.1494 |  | 85.8632 | 9.588 | 0 | 156.6982 | 0
13.04. | 8 | 253.0841 |  | 85.7097 | 9.588 | 0 | 157.7864 | 0
13.04. | 9 | 252.777 |  | 85.4026 | 9.588 | 0 | 157.7864 | 0
13.04. | 10 | 254.8623 |  | 84.4047 | 9.588 | 0 | 160.8695 | 0
13.04. | 11 | 253.7463 |  | 84.5583 | 9.588 | 0 | 159.6 | 0
13.04. | 12 | 254.9044 |  | 85.1724 | 9.588 | 0 | 160.1441 | 0
13.04. | 13 | 259.425 |  | 86.247 | 9.588 | 0 | 163.59 | 0
13.04. | 14 | 257.5135 |  | 85.7865 | 9.588 | 0 | 162.1391 | 0
13.04. | 15 | 256.1597 |  | 84.2512 | 9.588 | 0 | 162.3205 | 0
13.04. | 16 | 259.7388 |  | 86.0167 | 9.588 | 0 | 164.1341 | 0
13.04. | 17 | 263.6521 |  | 85.94 | 9.588 | 0 | 168.1241 | 0
13.04. | 18 | 263.0312 |  | 85.8632 | 9.588 | 0 | 167.58 | 0
13.04. | 19 | 262.1312 |  | 85.3259 | 9.588 | 0 | 167.2173 | 0
13.04. | 20 | 261.706 |  | 86.1703 | 9.588 | 0 | 165.9477 | 0
13.04. | 21 | 259.6477 |  | 85.0188 | 9.588 | 0 | 165.0409 | 0
13.04. | 22 | 259.8013 |  | 85.1724 | 9.588 | 0 | 165.0409 | 0
13.04. | 23 | 259.5642 |  | 85.4794 | 9.588 | 0 | 164.4968 | 0
13.04. | 24 | 260.0805 |  | 85.6329 | 9.588 | 0 | 164.8595 | 0
14.04. | 1 | 260.2618 |  | 85.6329 | 9.588 | 0 | 165.0409 | 0
14.04. | 2 | 260.7713 |  | 86.3238 | 9.588 | 0 | 164.8595 | 0
14.04. | 3 | 261.5246 |  | 86.1703 | 9.588 | 0 | 165.7664 | 0
14.04. | 4 | 257.8417 |  | 86.4773 | 9.588 | 0 | 161.7764 | 0
14.04. | 5 | 252.2472 |  | 86.3238 | 9.588 | 0 | 156.3355 | 0
14.04. | 6 | 257.1719 |  | 86.1703 | 9.588 | 0 | 161.4136 | 0
14.04. | 7 | 259.5853 |  | 85.8632 | 9.588 | 0 | 164.1341 | 0
14.04. | 8 | 260.1083 |  | 85.4794 | 9.588 | 0 | 165.0409 | 0
14.04. | 9 | 256.983 |  | 84.7118 | 9.588 | 0 | 162.6832 | 0
14.04. | 10 | 265.6395 |  | 84.4815 | 9.588 | 0 | 171.57 | 0
14.04. | 11 | 265.1233 |  | 84.328 | 9.588 | 0 | 171.2073 | 0
14.04. | 12 | 260.3243 |  | 84.7886 | 9.588 | 0 | 165.9477 | 0
14.04. | 13 | 265.3333 |  | 86.1703 | 9.588 | 0 | 169.575 | 0
14.04. | 14 | 266.1912 |  | 85.94 | 9.588 | 0 | 170.6632 | 0
14.04. | 15 | 260.5689 |  | 85.94 | 9.588 | 0 | 165.0409 | 0
14.04. | 16 | 262.6685 |  | 85.8632 | 9.588 | 0 | 167.2173 | 0
14.04. | 17 | 239.4551 |  | 71.3553 | 9.588 | 0 | 158.5118 | 0
14.04. | 18 | 248.7568 |  | 79.5688 | 9.588 | 0 | 159.6 | 0
14.04. | 19 | 258.5182 |  | 86.247 | 9.588 | 0 | 162.6832 | 0
14.04. | 20 | 261.5525 |  | 86.0167 | 9.588 | 0 | 165.9477 | 0
14.04. | 21 | 263.8267 |  | 86.4773 | 9.588 | 0 | 167.7614 | 0
14.04. | 22 | 263.8469 |  | 84.8653 | 9.588 | 0 | 169.3936 | 0
14.04. | 23 | 263.0447 |  | 84.7886 | 9.588 | 0 | 168.6682 | 0
14.04. | 24 | 263.3383 |  | 86.1703 | 9.588 | 0 | 167.58 | 0
15.04. | 1 | 265.3889 |  | 85.8632 | 9.588 | 0 | 169.9377 | 0
15.04. | 2 | 260.1016 |  | 86.0167 | 9.588 | 0 | 164.4968 | 0
15.04. | 3 | 260.471 |  | 85.4794 | 9.588 | 0 | 165.4036 | 0
15.04. | 4 | 257.2554 |  | 85.7097 | 9.588 | 0 | 161.9577 | 0
15.04. | 5 | 256.8649 |  | 85.8632 | 9.588 | 0 | 161.4136 | 0
15.04. | 6 | 259.0623 |  | 86.247 | 9.588 | 0 | 163.2273 | 0
15.04. | 7 | 258.1133 |  | 85.4794 | 9.588 | 0 | 163.0459 | 0
15.04. | 8 | 259.2361 |  | 84.7886 | 9.588 | 0 | 164.8595 | 0
15.04. | 9 | 259.4521 |  | 84.0977 | 9.588 | 0 | 165.7664 | 0
15.04. | 10 | 262.3682 |  | 85.0188 | 9.588 | 0 | 167.7614 | 0
15.04. | 11 | 262.9755 |  | 86.1703 | 9.588 | 0 | 167.2173 | 0
15.04. | 12 | 263.9591 |  | 86.247 | 9.588 | 0 | 168.1241 | 0
15.04. | 13 | 261.7827 |  | 86.247 | 9.588 | 0 | 165.9477 | 0
15.04. | 14 | 263.2126 |  | 85.8632 | 9.588 | 0 | 167.7614 | 0
15.04. | 15 | 259.1947 |  | 86.0167 | 9.588 | 0 | 163.59 | 0
15.04. | 16 | 262.2012 |  | 85.94 | 9.588 | 0 | 166.6732 | 0
15.04. | 17 | 263.0312 |  | 85.8632 | 9.588 | 0 | 167.58 | 0
15.04. | 18 | 262.4593 |  | 86.0167 | 9.588 | 0 | 166.8545 | 0
15.04. | 19 | 259.5853 |  | 85.8632 | 9.588 | 0 | 164.1341 | 0
15.04. | 20 | 261.4757 |  | 85.94 | 9.588 | 0 | 165.9477 | 0
15.04. | 21 | 260.4778 |  | 84.9421 | 9.588 | 0 | 165.9477 | 0
15.04. | 22 | 258.1201 |  | 84.9421 | 9.588 | 0 | 163.59 | 0
15.04. | 23 | 259.0269 |  | 84.9421 | 9.588 | 0 | 164.4968 | 0
15.04. | 24 | 261.1687 |  | 85.6329 | 9.588 | 0 | 165.9477 | 0
16.04. | 1 | 261.6014 |  | 86.247 | 9.588 | 0 | 165.7664 | 0
16.04. | 2 | 262.3825 |  | 85.94 | 9.588 | 0 | 166.8545 | 0
16.04. | 3 | 261.5246 |  | 86.1703 | 9.588 | 0 | 165.7664 | 0
16.04. | 4 | 258.3436 |  | 85.7097 | 9.588 | 0 | 163.0459 | 0
16.04. | 5 | 255.0512 |  | 85.8632 | 9.588 | 0 | 159.6 | 0
16.04. | 6 | 257.0184 |  | 86.0167 | 9.588 | 0 | 161.4136 | 0
16.04. | 7 | 253.5235 |  | 85.7865 | 9.588 | 0 | 158.1491 | 0
16.04. | 8 | 259.5853 |  | 85.8632 | 9.588 | 0 | 164.1341 | 0
16.04. | 9 | 263.6588 |  | 85.4026 | 9.588 | 0 | 168.6682 | 0
16.04. | 10 | 263.5053 |  | 85.2491 | 9.588 | 0 | 168.6682 | 0
16.04. | 11 | 264.2308 |  | 85.2491 | 9.588 | 0 | 169.3936 | 0
16.04. | 12 | 260.4921 |  | 85.8632 | 9.588 | 0 | 165.0409 | 0
16.04. | 13 | 262.6896 |  | 86.247 | 9.588 | 0 | 166.8545 | 0
16.04. | 14 | 259.2218 |  | 83.8674 | 9.588 | 0 | 165.7664 | 0
16.04. | 15 | 254.842 |  | 86.0167 | 9.588 | 0 | 159.2373 | 0
16.04. | 16 | 258.832 |  | 86.0167 | 9.588 | 0 | 163.2273 | 0
16.04. | 17 | 259.0623 |  | 86.247 | 9.588 | 0 | 163.2273 | 0
16.04. | 18 | 263.6521 |  | 85.94 | 9.588 | 0 | 168.1241 | 0
16.04. | 19 | 261.2387 |  | 86.247 | 9.588 | 0 | 165.4036 | 0
16.04. | 20 | 260.4154 |  | 85.7865 | 9.588 | 0 | 165.0409 | 0
16.04. | 21 | 261.2176 |  | 85.8632 | 9.588 | 0 | 165.7664 | 0
16.04. | 22 | 257.2133 |  | 84.9421 | 9.588 | 0 | 162.6832 | 0
16.04. | 23 | 257.9252 |  | 86.0167 | 9.588 | 0 | 162.3205 | 0
16.04. | 24 | 258.6928 |  | 86.7844 | 9.588 | 0 | 162.3205 | 0
17.04. | 1 | 257.2976 |  | 86.4773 | 9.588 | 0 | 161.2323 | 0
17.04. | 2 | 257.7092 |  | 86.7076 | 9.588 | 0 | 161.4136 | 0
17.04. | 3 | 251.7588 |  | 86.0167 | 9.588 | 0 | 156.1541 | 0
17.04. | 4 | 256.9416 |  | 85.94 | 9.588 | 0 | 161.4136 | 0
17.04. | 5 | 257.4511 |  | 86.6308 | 9.588 | 0 | 161.2323 | 0
17.04. | 6 | 258.1201 |  | 84.9421 | 9.588 | 0 | 163.59 | 0
17.04. | 7 | 259.9691 |  | 86.247 | 9.588 | 0 | 164.1341 | 0
17.04. | 8 | 258.2533 |  | 86.7076 | 9.588 | 0 | 161.9577 | 0
17.04. | 9 | 256.8581 |  | 86.4005 | 9.588 | 0 | 160.8695 | 0
17.04. | 10 | 255.5321 |  | 84.7118 | 9.588 | 0 | 161.2323 | 0
17.04. | 11 | 257.1922 |  | 84.5583 | 9.588 | 0 | 163.0459 | 0
17.04. | 12 | 263.5753 |  | 85.8632 | 9.588 | 0 | 168.1241 | 0
17.04. | 13 | 267.8724 |  | 86.1703 | 9.588 | 0 | 172.1141 | 0
17.04. | 14 | 266.4771 |  | 85.8632 | 9.588 | 0 | 171.0259 | 0
17.04. | 15 | 267.5096 |  | 86.1703 | 9.588 | 0 | 171.7514 | 0
17.04. | 16 | 264.7959 |  | 85.6329 | 9.588 | 0 | 169.575 | 0
17.04. | 17 | 262.1244 |  | 85.8632 | 9.588 | 0 | 166.6732 | 0
17.04. | 18 | 258.525 |  | 85.7097 | 9.588 | 0 | 163.2273 | 0
17.04. | 19 | 256.6346 |  | 85.6329 | 9.588 | 0 | 161.4136 | 0
17.04. | 20 | 260.6802 |  | 85.3259 | 9.588 | 0 | 165.7664 | 0
17.04. | 21 | 260.4778 |  | 84.9421 | 9.588 | 0 | 165.9477 | 0
17.04. | 22 | 259.3196 |  | 84.328 | 9.588 | 0 | 165.4036 | 0
17.04. | 23 | 259.4175 |  | 84.7886 | 9.588 | 0 | 165.0409 | 0
17.04. | 24 | 257.5135 |  | 85.7865 | 9.588 | 0 | 162.1391 | 0
18.04. | 1 | 257.2554 |  | 85.7097 | 9.588 | 0 | 161.9577 | 0
18.04. | 2 | 258.902 |  | 86.6308 | 9.588 | 0 | 162.6832 | 0
18.04. | 3 | 258.5739 |  | 85.94 | 9.588 | 0 | 163.0459 | 0
18.04. | 4 | 252.6159 |  | 83.7906 | 9.588 | 0 | 159.2373 | 0
18.04. | 5 | 251.3042 |  | 83.023 | 9.588 | 0 | 158.6932 | 0
18.04. | 6 | 254.6109 |  | 83.7906 | 9.588 | 0 | 161.2323 | 0
18.04. | 7 | 252.114 |  | 84.5583 | 9.588 | 0 | 157.9677 | 0
18.04. | 8 | 250.7888 |  | 84.8653 | 9.588 | 0 | 156.3355 | 0
18.04. | 9 | 248.2354 |  | 83.9442 | 9.588 | 0 | 154.7032 | 0
18.04. | 10 | 252.3089 |  | 83.4836 | 9.588 | 0 | 159.2373 | 0
18.04. | 11 | 251.2207 |  | 83.4836 | 9.588 | 0 | 158.1491 | 0
18.04. | 12 | 258.4204 |  | 85.7865 | 9.588 | 0 | 163.0459 | 0
18.04. | 13 | 257.5903 |  | 85.8632 | 9.588 | 0 | 162.1391 | 0
18.04. | 14 | 258.8877 |  | 85.7097 | 9.588 | 0 | 163.59 | 0
18.04. | 15 | 258.6506 |  | 86.0167 | 9.588 | 0 | 163.0459 | 0
18.04. | 16 | 262.9755 |  | 86.1703 | 9.588 | 0 | 167.2173 | 0
18.04. | 17 | 259.6621 |  | 85.94 | 9.588 | 0 | 164.1341 | 0
18.04. | 18 | 261.6081 |  | 85.7097 | 9.588 | 0 | 166.3105 | 0
18.04. | 19 | 262.0687 |  | 86.1703 | 9.588 | 0 | 166.3105 | 0
18.04. | 20 | 260.4154 |  | 85.7865 | 9.588 | 0 | 165.0409 | 0
18.04. | 21 | 257.8695 |  | 86.3238 | 9.588 | 0 | 161.9577 | 0
18.04. | 22 | 257.0597 |  | 84.7886 | 9.588 | 0 | 162.6832 | 0
18.04. | 23 | 257.1433 |  | 84.328 | 9.588 | 0 | 163.2273 | 0
18.04. | 24 | 261.3711 |  | 86.0167 | 9.588 | 0 | 165.7664 | 0
19.04. | 1 | 262.0476 |  | 85.7865 | 9.588 | 0 | 166.6732 | 0
19.04. | 2 | 257.6181 |  | 85.7097 | 9.588 | 0 | 162.3205 | 0
19.04. | 3 | 251.0891 |  | 85.7097 | 9.588 | 0 | 155.7914 | 0
19.04. | 4 | 249.3243 |  | 85.94 | 9.588 | 0 | 153.7964 | 0
19.04. | 5 | 244.8181 |  | 85.7865 | 9.588 | 0 | 149.4436 | 0
19.04. | 6 | 255.0723 |  | 86.247 | 9.588 | 0 | 159.2373 | 0
19.04. | 7 | 253.9909 |  | 85.7097 | 9.588 | 0 | 158.6932 | 0
19.04. | 8 | 254.5839 |  | 85.94 | 9.588 | 0 | 159.0559 | 0
19.04. | 9 | 251.0958 |  | 85.1724 | 9.588 | 0 | 156.3355 | 0
19.04. | 10 | 248.2775 |  | 84.7118 | 9.588 | 0 | 153.9777 | 0
19.04. | 11 | 255.1212 |  | 86.4773 | 9.588 | 0 | 159.0559 | 0
19.04. | 12 | 252.3029 |  | 86.0167 | 9.588 | 0 | 156.6982 | 0
19.04. | 13 | 251.3126 |  | 86.4773 | 9.588 | 0 | 155.2473 | 0
19.04. | 14 | 247.6853 |  | 86.4773 | 9.588 | 0 | 151.62 | 0
19.04. | 15 | 248.8849 |  | 85.8632 | 9.588 | 0 | 153.4336 | 0
19.04. | 16 | 248.7035 |  | 85.8632 | 9.588 | 0 | 153.2523 | 0
19.04. | 17 | 254.1444 |  | 85.8632 | 9.588 | 0 | 158.6932 | 0
19.04. | 18 | 257.6949 |  | 85.7865 | 9.588 | 0 | 162.3205 | 0
19.04. | 19 | 258.4204 |  | 85.7865 | 9.588 | 0 | 163.0459 | 0
19.04. | 20 | 255.2385 |  | 83.3301 | 9.588 | 0 | 162.3205 | 0
19.04. | 21 | 257.6038 |  | 84.7886 | 9.588 | 0 | 163.2273 | 0
19.04. | 22 | 258.0712 |  | 84.7118 | 9.588 | 0 | 163.7714 | 0
19.04. | 23 | 256.5924 |  | 84.8653 | 9.588 | 0 | 162.1391 | 0
19.04. | 24 | 253.0841 |  | 85.7097 | 9.588 | 0 | 157.7864 | 0
20.04. | 1 | 257.1508 |  | 85.7865 | 9.588 | 0 | 161.7764 | 0
20.04. | 2 | 253.5235 |  | 85.7865 | 9.588 | 0 | 158.1491 | 0
20.04. | 3 | 253.3143 |  | 85.94 | 9.588 | 0 | 157.7864 | 0
20.04. | 4 | 252.8538 |  | 85.4794 | 9.588 | 0 | 157.7864 | 0
20.04. | 5 | 251.7099 |  | 85.7865 | 9.588 | 0 | 156.3355 | 0
20.04. | 6 | 250.6285 |  | 85.2491 | 9.588 | 0 | 155.7914 | 0
20.04. | 7 | 250.5306 |  | 84.7886 | 9.588 | 0 | 156.1541 | 0
20.04. | 8 | 244.5524 |  | 84.2512 | 9.588 | 0 | 150.7132 | 0
20.04. | 9 | 242.6409 |  | 83.7906 | 9.588 | 0 | 149.2623 | 0
20.04. | 10 | 245.7241 |  | 83.7906 | 9.588 | 0 | 152.3455 | 0
20.04. | 11 | 247.3496 |  | 84.328 | 9.588 | 0 | 153.4336 | 0
20.04. | 12 | 250.0347 |  | 83.023 | 9.588 | 0 | 157.4236 | 0
20.04. | 13 | 253.2435 |  | 83.3301 | 9.588 | 0 | 160.3255 | 0
20.04. | 14 | 255.964 |  | 83.3301 | 9.588 | 0 | 163.0459 | 0
20.04. | 15 | 256.0618 |  | 83.7906 | 9.588 | 0 | 162.6832 | 0
20.04. | 16 | 260.2821 |  | 84.0209 | 9.588 | 0 | 166.6732 | 0
20.04. | 17 | 264.4264 |  | 86.1703 | 9.588 | 0 | 168.6682 | 0
20.04. | 18 | 260.3875 |  | 85.94 | 9.588 | 0 | 164.8595 | 0
20.04. | 19 | 260.1016 |  | 86.0167 | 9.588 | 0 | 164.4968 | 0
20.04. | 20 | 260.1572 |  | 85.7097 | 9.588 | 0 | 164.8595 | 0
20.04. | 21 | 261.5314 |  | 85.6329 | 9.588 | 0 | 166.3105 | 0
20.04. | 22 | 261.706 |  | 86.1703 | 9.588 | 0 | 165.9477 | 0
20.04. | 23 | 263.6731 |  | 86.3238 | 9.588 | 0 | 167.7614 | 0
20.04. | 24 | 263.8824 |  | 86.1703 | 9.588 | 0 | 168.1241 | 0
21.04. | 1 | 264.4264 |  | 86.1703 | 9.588 | 0 | 168.6682 | 0
21.04. | 2 | 261.5525 |  | 86.0167 | 9.588 | 0 | 165.9477 | 0
21.04. | 3 | 259.2158 |  | 86.4005 | 9.588 | 0 | 163.2273 | 0
21.04. | 4 | 260.0459 |  | 86.3238 | 9.588 | 0 | 164.1341 | 0
21.04. | 5 | 256.1326 |  | 86.4005 | 9.588 | 0 | 160.1441 | 0
21.04. | 6 | 253.7327 |  | 85.6329 | 9.588 | 0 | 158.5118 | 0
21.04. | 7 | 256.6835 |  | 85.8632 | 9.588 | 0 | 161.2323 | 0
21.04. | 8 | 258.0366 |  | 85.4026 | 9.588 | 0 | 163.0459 | 0
21.04. | 9 | 256.4743 |  | 86.0167 | 9.588 | 0 | 160.8695 | 0
21.04. | 10 | 258.1968 |  | 85.0188 | 9.588 | 0 | 163.59 | 0
21.04. | 11 | 262.5774 |  | 84.8653 | 9.588 | 0 | 168.1241 | 0
21.04. | 12 | 248.6267 |  | 85.7865 | 9.588 | 0 | 153.2523 | 0
21.04. | 13 | 263.0523 |  | 86.247 | 9.588 | 0 | 167.2173 | 0
21.04. | 14 | 261.8384 |  | 85.94 | 9.588 | 0 | 166.3105 | 0
21.04. | 15 | 260.2551 |  | 86.1703 | 9.588 | 0 | 164.4968 | 0
21.04. | 16 | 260.4921 |  | 85.8632 | 9.588 | 0 | 165.0409 | 0
21.04. | 17 | 263.1847 |  | 86.0167 | 9.588 | 0 | 167.58 | 0
21.04. | 18 | 259.7177 |  | 85.6329 | 9.588 | 0 | 164.4968 | 0
21.04. | 19 | 256.9416 |  | 85.94 | 9.588 | 0 | 161.4136 | 0
21.04. | 20 | 256.6202 |  | 84.7118 | 9.588 | 0 | 162.3205 | 0
21.04. | 21 | 254.6742 |  | 84.9421 | 9.588 | 0 | 160.1441 | 0
21.04. | 22 | 259.5296 |  | 86.1703 | 9.588 | 0 | 163.7714 | 0
21.04. | 23 | 258.832 |  | 86.0167 | 9.588 | 0 | 163.2273 | 0
21.04. | 24 | 259.1458 |  | 85.7865 | 9.588 | 0 | 163.7714 | 0
22.04. | 1 | 256.4743 |  | 86.0167 | 9.588 | 0 | 160.8695 | 0
22.04. | 2 | 257.3043 |  | 85.94 | 9.588 | 0 | 161.7764 | 0
22.04. | 3 | 252.7213 |  | 85.7097 | 9.588 | 0 | 157.4236 | 0
22.04. | 4 | 252.4143 |  | 85.4026 | 9.588 | 0 | 157.4236 | 0
22.04. | 5 | 249.9798 |  | 85.3259 | 9.588 | 0 | 155.0659 | 0
22.04. | 6 | 250.5306 |  | 84.7886 | 9.588 | 0 | 156.1541 | 0
22.04. | 7 | 251.9191 |  | 85.6329 | 9.588 | 0 | 156.6982 | 0
22.04. | 8 | 258.2879 |  | 86.0167 | 9.588 | 0 | 162.6832 | 0
22.04. | 9 | 256.7881 |  | 85.7865 | 9.588 | 0 | 161.4136 | 0
22.04. | 10 | 258.4339 |  | 84.7118 | 9.588 | 0 | 164.1341 | 0
22.04. | 11 | 253.3895 |  | 82.0251 | 9.588 | 0 | 161.7764 | 0
22.04. | 12 | 255.3567 |  | 82.1787 | 9.588 | 0 | 163.59 | 0
22.04. | 13 | 257.5473 |  | 83.0998 | 9.588 | 0 | 164.8595 | 0
22.04. | 14 | 258.4204 |  | 85.7865 | 9.588 | 0 | 163.0459 | 0
22.04. | 15 | 259.0691 |  | 85.7097 | 9.588 | 0 | 163.7714 | 0
22.04. | 16 | 248.787 |  | 85.4026 | 9.588 | 0 | 153.7964 | 0
22.04. | 17 | 259.7802 |  | 84.7886 | 9.588 | 0 | 165.4036 | 0
22.04. | 18 | 259.2226 |  | 85.8632 | 9.588 | 0 | 163.7714 | 0
22.04. | 19 | 255.7488 |  | 86.0167 | 9.588 | 0 | 160.1441 | 0
22.04. | 20 | 250.3982 |  | 85.0188 | 9.588 | 0 | 155.7914 | 0
22.04. | 21 | 251.0123 |  | 85.6329 | 9.588 | 0 | 155.7914 | 0
22.04. | 22 | 259.9548 |  | 85.3259 | 9.588 | 0 | 165.0409 | 0
22.04. | 23 | 260.234 |  | 85.7865 | 9.588 | 0 | 164.8595 | 0
22.04. | 24 | 260.3108 |  | 85.8632 | 9.588 | 0 | 164.8595 | 0
23.04. | 1 | 256.3327 |  | 80.7969 | 9.588 | 0 | 165.9477 | 0
23.04. | 2 | 258.4196 |  | 83.7906 | 9.588 | 0 | 165.0409 | 0
23.04. | 3 | 258.4339 |  | 84.7118 | 9.588 | 0 | 164.1341 | 0
23.04. | 4 | 252.9516 |  | 85.94 | 9.588 | 0 | 157.4236 | 0
23.04. | 5 | 256.0905 |  | 85.6329 | 9.588 | 0 | 160.8695 | 0
23.04. | 6 | 253.6838 |  | 85.4026 | 9.588 | 0 | 158.6932 | 0
23.04. | 7 | 252.9584 |  | 85.4026 | 9.588 | 0 | 157.9677 | 0
23.04. | 8 | 252.54 |  | 85.7097 | 9.588 | 0 | 157.2423 | 0
23.04. | 9 | 251.4864 |  | 85.0188 | 9.588 | 0 | 156.8795 | 0
23.04. | 10 | 259.8713 |  | 85.7865 | 9.588 | 0 | 164.4968 | 0
23.04. | 11 | 262.2012 |  | 85.94 | 9.588 | 0 | 166.6732 | 0
23.04. | 12 | 264.2729 |  | 86.0167 | 9.588 | 0 | 168.6682 | 0
23.04. | 13 | 260.0805 |  | 85.6329 | 9.588 | 0 | 164.8595 | 0
23.04. | 14 | 260.8338 |  | 85.4794 | 9.588 | 0 | 165.7664 | 0
23.04. | 15 | 260.8616 |  | 85.3259 | 9.588 | 0 | 165.9477 | 0
23.04. | 16 | 258.0576 |  | 85.7865 | 9.588 | 0 | 162.6832 | 0
23.04. | 17 | 257.1508 |  | 85.7865 | 9.588 | 0 | 161.7764 | 0
23.04. | 18 | 253.2722 |  | 85.1724 | 9.588 | 0 | 158.5118 | 0
23.04. | 19 | 257.3111 |  | 85.4026 | 9.588 | 0 | 162.3205 | 0
23.04. | 20 | 259.7177 |  | 85.6329 | 9.588 | 0 | 164.4968 | 0
23.04. | 21 | 255.7902 |  | 84.7886 | 9.588 | 0 | 161.4136 | 0
23.04. | 22 | 254.8555 |  | 84.9421 | 9.588 | 0 | 160.3255 | 0
23.04. | 23 | 254.1301 |  | 84.9421 | 9.588 | 0 | 159.6 | 0
23.04. | 24 | 258.5317 |  | 85.1724 | 9.588 | 0 | 163.7714 | 0
24.04. | 1 | 260.3943 |  | 85.4026 | 9.588 | 0 | 165.4036 | 0
24.04. | 2 | 255.3439 |  | 85.2491 | 9.588 | 0 | 160.5068 | 0
24.04. | 3 | 251.2493 |  | 85.3259 | 9.588 | 0 | 156.3355 | 0
24.04. | 4 | 247.6988 |  | 85.4026 | 9.588 | 0 | 152.7082 | 0
24.04. | 5 | 254.5139 |  | 85.3259 | 9.588 | 0 | 159.6 | 0
24.04. | 6 | 253.5092 |  | 84.8653 | 9.588 | 0 | 159.0559 | 0
24.04. | 7 | 253.9766 |  | 84.7886 | 9.588 | 0 | 159.6 | 0
24.04. | 8 | 255.0858 |  | 85.1724 | 9.588 | 0 | 160.3255 | 0
24.04. | 9 | 253.7463 |  | 84.5583 | 9.588 | 0 | 159.6 | 0
24.04. | 10 | 253.3 |  | 85.0188 | 9.588 | 0 | 158.6932 | 0
24.04. | 11 | 252.114 |  | 84.5583 | 9.588 | 0 | 157.9677 | 0
24.04. | 12 | 259.5567 |  | 84.0209 | 9.588 | 0 | 165.9477 | 0
24.04. | 13 | 264.5024 |  | 84.2512 | 9.588 | 0 | 170.6632 | 0
24.04. | 14 | 260.5892 |  | 84.328 | 9.588 | 0 | 166.6732 | 0
24.04. | 15 | 253.716 |  | 78.7244 | 9.588 | 0 | 165.4036 | 0
24.04. | 16 | 250.7474 |  | 77.5694 | 9.588 | 0 | 163.59 | 0
24.04. | 17 | 250.3079 |  | 77.4927 | 9.588 | 0 | 163.2273 | 0
24.04. | 18 | 255.2115 |  | 85.4794 | 9.588 | 0 | 160.1441 | 0
24.04. | 19 | 259.355 |  | 85.6329 | 9.588 | 0 | 164.1341 | 0
24.04. | 20 | 259.6967 |  | 85.2491 | 9.588 | 0 | 164.8595 | 0
24.04. | 21 | 253.8998 |  | 84.7118 | 9.588 | 0 | 159.6 | 0
24.04. | 22 | 253.2089 |  | 84.0209 | 9.588 | 0 | 159.6 | 0
24.04. | 23 | 257.5971 |  | 85.3259 | 9.588 | 0 | 162.6832 | 0
24.04. | 24 | 260.3943 |  | 85.4026 | 9.588 | 0 | 165.4036 | 0
25.04. | 1 | 262.0544 |  | 85.2491 | 9.588 | 0 | 167.2173 | 0
25.04. | 2 | 260.5546 |  | 85.0188 | 9.588 | 0 | 165.9477 | 0
25.04. | 3 | 260.3943 |  | 85.4026 | 9.588 | 0 | 165.4036 | 0
25.04. | 4 | 259.8013 |  | 85.1724 | 9.588 | 0 | 165.0409 | 0
25.04. | 5 | 257.3879 |  | 85.4794 | 9.588 | 0 | 162.3205 | 0
25.04. | 6 | 257.8341 |  | 85.0188 | 9.588 | 0 | 163.2273 | 0
25.04. | 7 | 257.2133 |  | 84.9421 | 9.588 | 0 | 162.6832 | 0
25.04. | 8 | 256.1462 |  | 85.3259 | 9.588 | 0 | 161.2323 | 0
25.04. | 9 | 256.2575 |  | 84.7118 | 9.588 | 0 | 161.9577 | 0
25.04. | 10 | 256.3756 |  | 83.5604 | 9.588 | 0 | 163.2273 | 0
25.04. | 11 | 254.1504 |  | 83.3301 | 9.588 | 0 | 161.2323 | 0
25.04. | 12 | 254.3317 |  | 83.3301 | 9.588 | 0 | 161.4136 | 0
25.04. | 13 | 258.3217 |  | 83.3301 | 9.588 | 0 | 165.4036 | 0
25.04. | 14 | 254.8269 |  | 83.0998 | 9.588 | 0 | 162.1391 | 0
25.04. | 15 | 252.5451 |  | 81.1808 | 9.588 | 0 | 161.7764 | 0
25.04. | 16 | 242.0001 |  | 68.8221 | 9.588 | 0 | 163.59 | 0
25.04. | 17 | 235.3986 |  | 62.2206 | 9.588 | 0 | 163.59 | 0
25.04. | 18 | 235.7824 |  | 62.6044 | 9.588 | 0 | 163.59 | 0
25.04. | 19 | 238.4194 |  | 63.065 | 9.588 | 0 | 165.7664 | 0
25.04. | 20 | 243.6762 |  | 73.5813 | 9.588 | 0 | 160.5068 | 0
25.04. | 21 | 249.3625 |  | 76.7286 | 9.588 | 0 | 163.0459 | 0
25.04. | 22 | 252.4111 |  | 77.4194 | 9.588 | 0 | 165.4036 | 0
25.04. | 23 | 251.8113 |  | 77.7265 | 9.588 | 0 | 164.4968 | 0
25.04. | 24 | 252.0973 |  | 77.6497 | 9.588 | 0 | 164.8595 | 0
26.04. | 1 | 248.8049 |  | 77.8032 | 9.588 | 0 | 161.4136 | 0
26.04. | 2 | 243.0012 |  | 77.8032 | 9.588 | 0 | 155.61 | 0
26.04. | 3 | 246.9145 |  | 77.7265 | 9.588 | 0 | 159.6 | 0
26.04. | 4 | 247.7167 |  | 77.8032 | 9.588 | 0 | 160.3255 | 0
26.04. | 5 | 250.6953 |  | 77.88 | 9.588 | 0 | 163.2273 | 0
26.04. | 6 | 251.8881 |  | 77.8032 | 9.588 | 0 | 164.4968 | 0
26.04. | 7 | 251.1626 |  | 77.8032 | 9.588 | 0 | 163.7714 | 0
26.04. | 8 | 247.7445 |  | 77.6497 | 9.588 | 0 | 160.5068 | 0
26.04. | 9 | 248.3511 |  | 76.8053 | 9.588 | 0 | 161.9577 | 0
26.04. | 10 | 248.0162 |  | 76.6518 | 9.588 | 0 | 161.7764 | 0
26.04. | 11 | 250.2971 |  | 76.575 | 9.588 | 0 | 164.1341 | 0
26.04. | 12 | 249.9833 |  | 76.8053 | 9.588 | 0 | 163.59 | 0
26.04. | 13 | 248.7349 |  | 77.1891 | 9.588 | 0 | 161.9577 | 0
26.04. | 14 | 250.2904 |  | 77.1124 | 9.588 | 0 | 163.59 | 0
26.04. | 15 | 251.4275 |  | 77.3427 | 9.588 | 0 | 164.4968 | 0
26.04. | 16 | 249.1465 |  | 77.4194 | 9.588 | 0 | 162.1391 | 0
26.04. | 17 | 251.0648 |  | 77.3427 | 9.588 | 0 | 164.1341 | 0
26.04. | 18 | 253.6038 |  | 77.3427 | 9.588 | 0 | 166.6732 | 0
26.04. | 19 | 251.8948 |  | 77.2659 | 9.588 | 0 | 165.0409 | 0
26.04. | 20 | 251.6578 |  | 77.573 | 9.588 | 0 | 164.4968 | 0
26.04. | 21 | 254.0155 |  | 77.573 | 9.588 | 0 | 166.8545 | 0
26.04. | 22 | 253.3246 |  | 76.8821 | 9.588 | 0 | 166.8545 | 0
26.04. | 23 | 239.8146 |  | 63.372 | 9.588 | 0 | 166.8545 | 0
26.04. | 24 | 251.4967 |  | 75.961 | 9.588 | 0 | 165.9477 | 0
27.04. | 1 | 253.339 |  | 77.8032 | 9.588 | 0 | 165.9477 | 0
27.04. | 2 | 251.6991 |  | 76.3448 | 9.588 | 0 | 165.7664 | 0
27.04. | 3 | 250.0669 |  | 76.3448 | 9.588 | 0 | 164.1341 | 0
27.04. | 4 | 251.4064 |  | 76.9589 | 9.588 | 0 | 164.8595 | 0
27.04. | 5 | 250.5139 |  | 77.88 | 9.588 | 0 | 163.0459 | 0
27.04. | 6 | 251.0091 |  | 77.6497 | 9.588 | 0 | 163.7714 | 0
27.04. | 7 | 254.0644 |  | 77.8032 | 9.588 | 0 | 166.6732 | 0
27.04. | 8 | 251.0437 |  | 76.9589 | 9.588 | 0 | 164.4968 | 0
27.04. | 9 | 246.9212 |  | 77.1891 | 9.588 | 0 | 160.1441 | 0
27.04. | 10 | 249.16 |  | 76.3448 | 9.588 | 0 | 163.2273 | 0
27.04. | 11 | 251.4486 |  | 77.7265 | 9.588 | 0 | 164.1341 | 0
27.04. | 12 | 254.1412 |  | 77.88 | 9.588 | 0 | 166.6732 | 0
27.04. | 13 | 254.2247 |  | 77.4194 | 9.588 | 0 | 167.2173 | 0
27.04. | 14 | 253.8341 |  | 77.573 | 9.588 | 0 | 166.6732 | 0
27.04. | 15 | 246.0077 |  | 77.7265 | 9.588 | 0 | 158.6932 | 0
27.04. | 16 | 253.2622 |  | 77.7265 | 9.588 | 0 | 165.9477 | 0
27.04. | 17 | 250.5139 |  | 77.88 | 9.588 | 0 | 163.0459 | 0
27.04. | 18 | 251.0091 |  | 77.6497 | 9.588 | 0 | 163.7714 | 0
27.04. | 19 | 250.5139 |  | 77.88 | 9.588 | 0 | 163.0459 | 0
27.04. | 20 | 252.174 |  | 77.7265 | 9.588 | 0 | 164.8595 | 0
27.04. | 21 | 252.3411 |  | 76.8053 | 9.588 | 0 | 165.9477 | 0
27.04. | 22 | 253.1087 |  | 77.573 | 9.588 | 0 | 165.9477 | 0
27.04. | 23 | 252.4321 |  | 77.8032 | 9.588 | 0 | 165.0409 | 0
27.04. | 24 | 249.4814 |  | 77.573 | 9.588 | 0 | 162.3205 | 0
28.04. | 1 | 251.9648 |  | 77.88 | 9.588 | 0 | 164.4968 | 0
28.04. | 2 | 251.7556 |  | 78.0335 | 9.588 | 0 | 164.1341 | 0
28.04. | 3 | 252.3275 |  | 77.88 | 9.588 | 0 | 164.8595 | 0
28.04. | 4 | 251.5253 |  | 77.8032 | 9.588 | 0 | 164.1341 | 0
28.04. | 5 | 248.7281 |  | 77.7265 | 9.588 | 0 | 161.4136 | 0
28.04. | 6 | 248.8538 |  | 78.0335 | 9.588 | 0 | 161.2323 | 0
28.04. | 7 | 252.5578 |  | 78.1103 | 9.588 | 0 | 164.8595 | 0
28.04. | 8 | 248.7281 |  | 77.7265 | 9.588 | 0 | 161.4136 | 0
28.04. | 9 | 243.245 |  | 76.9589 | 9.588 | 0 | 156.6982 | 0
28.04. | 10 | 248.2465 |  | 76.8821 | 9.588 | 0 | 161.7764 | 0
28.04. | 11 | 251.8737 |  | 76.8821 | 9.588 | 0 | 165.4036 | 0
28.04. | 12 | 254.5874 |  | 77.4194 | 9.588 | 0 | 167.58 | 0
28.04. | 13 | 251.4486 |  | 77.7265 | 9.588 | 0 | 164.1341 | 0
28.04. | 14 | 251.2394 |  | 77.88 | 9.588 | 0 | 163.7714 | 0
28.04. | 15 | 255.9616 |  | 77.3427 | 9.588 | 0 | 169.0309 | 0
28.04. | 16 | 262.4071 |  | 77.8032 | 9.588 | 0 | 175.0159 | 0
28.04. | 17 | 259.6099 |  | 77.7265 | 9.588 | 0 | 172.2955 | 0
28.04. | 18 | 254.169 |  | 77.7265 | 9.588 | 0 | 166.8545 | 0
28.04. | 19 | 251.0858 |  | 77.7265 | 9.588 | 0 | 163.7714 | 0
28.04. | 20 | 252.2786 |  | 77.6497 | 9.588 | 0 | 165.0409 | 0
28.04. | 21 | 248.2397 |  | 77.4194 | 9.588 | 0 | 161.2323 | 0
28.04. | 22 | 246.9912 |  | 77.8032 | 9.588 | 0 | 159.6 | 0
28.04. | 23 | 250.6953 |  | 77.88 | 9.588 | 0 | 163.2273 | 0
28.04. | 24 | 248.9373 |  | 77.573 | 9.588 | 0 | 161.7764 | 0
29.04. | 1 | 249.0698 |  | 77.3427 | 9.588 | 0 | 162.1391 | 0
29.04. | 2 | 246.9145 |  | 77.7265 | 9.588 | 0 | 159.6 | 0
29.04. | 3 | 246.3771 |  | 77.1891 | 9.588 | 0 | 159.6 | 0
29.04. | 4 | 212.8873 |  | 46.057 | 9.588 | 0 | 157.2423 | 0
29.04. | 5 | 239.1926 |  | 77.8032 | 9.588 | 0 | 151.8014 | 0
29.04. | 6 | 247.7935 |  | 77.88 | 9.588 | 0 | 160.3255 | 0
29.04. | 7 | 248.3375 |  | 77.88 | 9.588 | 0 | 160.8695 | 0
29.04. | 8 | 244.2362 |  | 78.4941 | 9.588 | 0 | 156.1541 | 0
29.04. | 9 | 255.8435 |  | 78.4941 | 9.588 | 0 | 167.7614 | 0
29.04. | 10 | 255.6756 |  | 77.4194 | 9.588 | 0 | 168.6682 | 0
29.04. | 11 | 257.8241 |  | 77.573 | 9.588 | 0 | 170.6632 | 0
29.04. | 12 | 258.2847 |  | 78.0335 | 9.588 | 0 | 170.6632 | 0
29.04. | 13 | 256.827 |  | 78.5709 | 9.588 | 0 | 168.6682 | 0
29.04. | 14 | 255.6621 |  | 78.4941 | 9.588 | 0 | 167.58 | 0
29.04. | 15 | 255.738 |  | 76.575 | 9.588 | 0 | 169.575 | 0
29.04. | 16 | 257.5028 |  | 76.3448 | 9.588 | 0 | 171.57 | 0
29.04. | 17 | 255.3264 |  | 76.3448 | 9.588 | 0 | 169.3936 | 0
29.04. | 18 | 249.3692 |  | 76.1912 | 9.588 | 0 | 163.59 | 0
29.04. | 19 | 252.5292 |  | 76.268 | 9.588 | 0 | 166.6732 | 0
29.04. | 20 | 254.8869 |  | 76.268 | 9.588 | 0 | 169.0309 | 0
29.04. | 21 | 253.4284 |  | 74.8095 | 9.588 | 0 | 169.0309 | 0
29.04. | 22 | 254.4474 |  | 76.1912 | 9.588 | 0 | 168.6682 | 0
29.04. | 23 | 251.6991 |  | 76.3448 | 9.588 | 0 | 165.7664 | 0
29.04. | 24 | 252.1665 |  | 76.268 | 9.588 | 0 | 166.3105 | 0
30.04. | 1 | 252.0897 |  | 76.1912 | 9.588 | 0 | 166.3105 | 0
30.04. | 2 | 250.2761 |  | 76.1912 | 9.588 | 0 | 164.4968 | 0
30.04. | 3 | 251.3153 |  | 75.961 | 9.588 | 0 | 165.7664 | 0
30.04. | 4 | 249.8366 |  | 76.1145 | 9.588 | 0 | 164.1341 | 0
30.04. | 5 | 253.9801 |  | 76.268 | 9.588 | 0 | 168.1241 | 0
30.04. | 6 | 222.6944 |  | 44.9824 | 9.588 | 0 | 168.1241 | 0
30.04. | 7 | 220.9643 |  | 44.5218 | 9.588 | 0 | 166.8545 | 0
30.04. | 8 | 219.2764 |  | 44.8288 | 9.588 | 0 | 164.8595 | 0
30.04. | 9 | 221.9479 |  | 44.5985 | 9.588 | 0 | 167.7614 | 0
30.04. | 10 | 224.9265 |  | 44.6753 | 9.588 | 0 | 170.6632 | 0
30.04. | 11 | 224.8987 |  | 44.8288 | 9.588 | 0 | 170.4818 | 0
30.04. | 12 | 223.4477 |  | 44.8288 | 9.588 | 0 | 169.0309 | 0
30.04. | 13 | 225.5406 |  | 45.2894 | 9.588 | 0 | 170.6632 | 0
30.04. | 14 | 223.3153 |  | 45.0591 | 9.588 | 0 | 168.6682 | 0
30.04. | 15 | 220.8808 |  | 44.9824 | 9.588 | 0 | 166.3105 | 0
30.04. | 16 | 219.1439 |  | 45.0591 | 9.588 | 0 | 164.4968 | 0
30.04. | 17 | 215.0342 |  | 42.2189 | 9.588 | 0 | 163.2273 | 0
30.04. | 18 | 209.9469 |  | 36.7689 | 9.588 | 0 | 163.59 | 0
30.04. | 19 | 208.4311 |  | 31.6258 | 9.588 | 0 | 167.2173 | 0
30.04. | 20 | 210.189 |  | 31.9329 | 9.588 | 0 | 168.6682 | 0
30.04. | 21 | 241.6839 |  | 63.065 | 9.588 | 0 | 169.0309 | 0
30.04. | 22 | 240.4144 |  | 63.065 | 9.588 | 0 | 167.7614 | 0
30.04. | 23 | 240.7771 |  | 63.065 | 9.588 | 0 | 168.1241 | 0
30.04. | 24 | 241.6839 |  | 63.065 | 9.588 | 0 | 169.0309 | 0
01.05. | 1 | 240.7771 |  | 63.065 | 9.588 | 0 | 168.1241 | 0
01.05. | 2 | 239.4797 |  | 63.2185 | 9.588 | 0 | 166.6732 | 0
01.05. | 3 | 239.8703 |  | 63.065 | 9.588 | 0 | 167.2173 | 0
01.05. | 4 | 239.3954 |  | 61.6833 | 9.588 | 0 | 168.1241 | 0
01.05. | 5 | 239.3954 |  | 61.6833 | 9.588 | 0 | 168.1241 | 0
01.05. | 6 | 242.088 |  | 61.8368 | 9.588 | 0 | 170.6632 | 0
01.05. | 7 | 239.3954 |  | 61.6833 | 9.588 | 0 | 168.1241 | 0
01.05. | 8 | 239.9395 |  | 61.6833 | 9.588 | 0 | 168.6682 | 0
01.05. | 9 | 240.1487 |  | 61.5298 | 9.588 | 0 | 169.0309 | 0
01.05. | 10 | 231.3386 |  | 61.6065 | 9.588 | 0 | 160.1441 | 0
01.05. | 11 | 236.1587 |  | 61.5298 | 9.588 | 0 | 165.0409 | 0
01.05. | 12 | 239.1651 |  | 61.453 | 9.588 | 0 | 168.1241 | 0
01.05. | 13 | 240.616 |  | 61.453 | 9.588 | 0 | 169.575 | 0
01.05. | 14 | 238.2583 |  | 61.453 | 9.588 | 0 | 167.2173 | 0
01.05. | 15 | 239.7859 |  | 61.5298 | 9.588 | 0 | 168.6682 | 0
01.05. | 16 | 239.1651 |  | 61.453 | 9.588 | 0 | 168.1241 | 0
01.05. | 17 | 235.8238 |  | 61.3762 | 9.588 | 0 | 164.8595 | 0
01.05. | 18 | 236.9887 |  | 61.453 | 9.588 | 0 | 165.9477 | 0
01.05. | 19 | 233.8009 |  | 61.5298 | 9.588 | 0 | 162.6832 | 0
01.05. | 20 | 233.7799 |  | 61.1459 | 9.588 | 0 | 163.0459 | 0
01.05. | 21 | 235.3075 |  | 61.2227 | 9.588 | 0 | 164.4968 | 0
01.05. | 22 | 238.5721 |  | 61.2227 | 9.588 | 0 | 167.7614 | 0
01.05. | 23 | 237.1212 |  | 61.2227 | 9.588 | 0 | 166.3105 | 0
01.05. | 24 | 233.2847 |  | 61.3762 | 9.588 | 0 | 162.3205 | 0
02.05. | 1 | 236.3679 |  | 61.3762 | 9.588 | 0 | 165.4036 | 0
02.05. | 2 | 235.8238 |  | 61.3762 | 9.588 | 0 | 164.8595 | 0
02.05. | 3 | 236.2143 |  | 61.2227 | 9.588 | 0 | 165.4036 | 0
02.05. | 4 | 238.3907 |  | 61.2227 | 9.588 | 0 | 167.58 | 0
02.05. | 5 | 236.0051 |  | 61.3762 | 9.588 | 0 | 165.0409 | 0
02.05. | 6 | 236.912 |  | 61.3762 | 9.588 | 0 | 165.9477 | 0
02.05. | 7 | 232.7406 |  | 61.3762 | 9.588 | 0 | 161.7764 | 0
02.05. | 8 | 230.4107 |  | 61.2227 | 9.588 | 0 | 159.6 | 0
02.05. | 9 | 228.9598 |  | 61.2227 | 9.588 | 0 | 158.1491 | 0
02.05. | 10 | 235.6981 |  | 61.0692 | 9.588 | 0 | 165.0409 | 0
02.05. | 11 | 238.3907 |  | 61.2227 | 9.588 | 0 | 167.58 | 0
02.05. | 12 | 236.3468 |  | 60.9924 | 9.588 | 0 | 165.7664 | 0
02.05. | 13 | 235.0983 |  | 61.3762 | 9.588 | 0 | 164.1341 | 0
02.05. | 14 | 236.5771 |  | 61.2227 | 9.588 | 0 | 165.7664 | 0
02.05. | 15 | 235.8516 |  | 61.2227 | 9.588 | 0 | 165.0409 | 0
02.05. | 16 | 227.5089 |  | 61.2227 | 9.588 | 0 | 156.6982 | 0
02.05. | 17 | 236.5771 |  | 61.2227 | 9.588 | 0 | 165.7664 | 0
02.05. | 18 | 237.4839 |  | 61.2227 | 9.588 | 0 | 166.6732 | 0
02.05. | 19 | 236.0051 |  | 61.3762 | 9.588 | 0 | 165.0409 | 0
02.05. | 20 | 234.6378 |  | 60.9157 | 9.588 | 0 | 164.1341 | 0
02.05. | 21 | 232.5871 |  | 61.2227 | 9.588 | 0 | 161.7764 | 0
02.05. | 22 | 231.6035 |  | 61.1459 | 9.588 | 0 | 160.8695 | 0
02.05. | 23 | 230.5642 |  | 61.3762 | 9.588 | 0 | 159.6 | 0
02.05. | 24 | 233.1033 |  | 61.3762 | 9.588 | 0 | 162.1391 | 0
03.05. | 1 | 231.8338 |  | 61.3762 | 9.588 | 0 | 160.8695 | 0
03.05. | 2 | 233.2568 |  | 61.5298 | 9.588 | 0 | 162.1391 | 0
03.05. | 3 | 234.8613 |  | 61.6833 | 9.588 | 0 | 163.59 | 0
03.05. | 4 | 231.1016 |  | 61.9136 | 9.588 | 0 | 159.6 | 0
03.05. | 5 | 231.1016 |  | 61.9136 | 9.588 | 0 | 159.6 | 0
03.05. | 6 | 230.641 |  | 61.453 | 9.588 | 0 | 159.6 | 0
03.05. | 7 | 230.4107 |  | 61.2227 | 9.588 | 0 | 159.6 | 0
03.05. | 8 | 234.7778 |  | 62.1438 | 9.588 | 0 | 163.0459 | 0
03.05. | 9 | 229.6996 |  | 62.1438 | 9.588 | 0 | 157.9677 | 0
03.05. | 10 | 241.0376 |  | 69.1292 | 9.588 | 0 | 162.3205 | 0
03.05. | 11 | 242.4066 |  | 73.5813 | 9.588 | 0 | 159.2373 | 0
03.05. | 12 | 245.9166 |  | 76.7286 | 9.588 | 0 | 159.6 | 0
03.05. | 13 | 242.3517 |  | 75.8842 | 9.588 | 0 | 156.8795 | 0
03.05. | 14 | 243.6213 |  | 75.8842 | 9.588 | 0 | 158.1491 | 0
03.05. | 15 | 239.9172 |  | 75.8074 | 9.588 | 0 | 154.5218 | 0
03.05. | 16 | 243.6002 |  | 75.5004 | 9.588 | 0 | 158.5118 | 0
03.05. | 17 | 239.115 |  | 75.7307 | 9.588 | 0 | 153.7964 | 0
03.05. | 18 | 247.2486 |  | 75.8842 | 9.588 | 0 | 161.7764 | 0
03.05. | 19 | 235.9205 |  | 76.3448 | 9.588 | 0 | 149.9877 | 0
03.05. | 20 | 232.3508 |  | 63.5256 | 9.588 | 0 | 159.2373 | 0
03.05. | 21 | 249.053 |  | 70.4341 | 9.588 | 0 | 169.0309 | 0
03.05. | 22 | 249.5084 |  | 75.4236 | 9.588 | 0 | 164.4968 | 0
03.05. | 23 | 245.9579 |  | 75.5004 | 9.588 | 0 | 160.8695 | 0
03.05. | 24 | 248.6159 |  | 76.3448 | 9.588 | 0 | 162.6832 | 0
04.05. | 1 | 250.6599 |  | 76.575 | 9.588 | 0 | 164.4968 | 0
04.05. | 2 | 250.6599 |  | 76.575 | 9.588 | 0 | 164.4968 | 0
04.05. | 3 | 248.3789 |  | 76.6518 | 9.588 | 0 | 162.1391 | 0
04.05. | 4 | 248.4557 |  | 76.7286 | 9.588 | 0 | 162.1391 | 0
04.05. | 5 | 245.9166 |  | 76.7286 | 9.588 | 0 | 159.6 | 0
04.05. | 6 | 248.2743 |  | 76.7286 | 9.588 | 0 | 161.9577 | 0
04.05. | 7 | 247.2629 |  | 76.8053 | 9.588 | 0 | 160.8695 | 0
04.05. | 8 | 250.0112 |  | 76.6518 | 9.588 | 0 | 163.7714 | 0
04.05. | 9 | 250.3596 |  | 75.7307 | 9.588 | 0 | 165.0409 | 0
04.05. | 10 | 251.0361 |  | 75.5004 | 9.588 | 0 | 165.9477 | 0
04.05. | 11 | 254.482 |  | 75.5004 | 9.588 | 0 | 169.3936 | 0
04.05. | 12 | 255.9751 |  | 76.268 | 9.588 | 0 | 170.1191 | 0
04.05. | 13 | 254.5242 |  | 76.268 | 9.588 | 0 | 168.6682 | 0
04.05. | 14 | 254.3707 |  | 76.1145 | 9.588 | 0 | 168.6682 | 0
04.05. | 15 | 258.6188 |  | 76.1912 | 9.588 | 0 | 172.8395 | 0
04.05. | 16 | 256.4424 |  | 76.1912 | 9.588 | 0 | 170.6632 | 0
04.05. | 17 | 253.9801 |  | 76.268 | 9.588 | 0 | 168.1241 | 0
04.05. | 18 | 255.7937 |  | 76.268 | 9.588 | 0 | 169.9377 | 0
04.05. | 19 | 253.4571 |  | 76.6518 | 9.588 | 0 | 167.2173 | 0
04.05. | 20 | 253.3803 |  | 76.575 | 9.588 | 0 | 167.2173 | 0
04.05. | 21 | 252.9898 |  | 76.7286 | 9.588 | 0 | 166.6732 | 0
04.05. | 22 | 249.0133 |  | 75.6539 | 9.588 | 0 | 163.7714 | 0
04.05. | 23 | 251.797 |  | 76.8053 | 9.588 | 0 | 165.4036 | 0
04.05. | 24 | 255.0615 |  | 76.8053 | 9.588 | 0 | 168.6682 | 0
05.05. | 1 | 254.0501 |  | 76.8821 | 9.588 | 0 | 167.58 | 0
05.05. | 2 | 250.4507 |  | 76.7286 | 9.588 | 0 | 164.1341 | 0
05.05. | 3 | 254.0501 |  | 76.8821 | 9.588 | 0 | 167.58 | 0
05.05. | 4 | 252.0129 |  | 76.1145 | 9.588 | 0 | 166.3105 | 0
05.05. | 5 | 254.4339 |  | 77.2659 | 9.588 | 0 | 167.58 | 0
05.05. | 6 | 257.8031 |  | 77.1891 | 9.588 | 0 | 171.0259 | 0
05.05. | 7 | 256.973 |  | 77.2659 | 9.588 | 0 | 170.1191 | 0
05.05. | 8 | 250.6388 |  | 76.1912 | 9.588 | 0 | 164.8595 | 0
05.05. | 9 | 253.5895 |  | 76.4215 | 9.588 | 0 | 167.58 | 0
05.05. | 10 | 252.3892 |  | 75.0398 | 9.588 | 0 | 167.7614 | 0
05.05. | 11 | 251.9573 |  | 76.4215 | 9.588 | 0 | 165.9477 | 0
05.05. | 12 | 257.4471 |  | 76.6518 | 9.588 | 0 | 171.2073 | 0
05.05. | 13 | 257.1333 |  | 76.8821 | 9.588 | 0 | 170.6632 | 0
05.05. | 14 | 254.3639 |  | 76.6518 | 9.588 | 0 | 168.1241 | 0
05.05. | 15 | 245.149 |  | 75.961 | 9.588 | 0 | 159.6 | 0
05.05. | 16 | 251.8037 |  | 76.268 | 9.588 | 0 | 165.9477 | 0
05.05. | 17 | 251.6502 |  | 76.1145 | 9.588 | 0 | 165.9477 | 0
05.05. | 18 | 254.1404 |  | 75.8842 | 9.588 | 0 | 168.6682 | 0
05.05. | 19 | 256.7984 |  | 76.7286 | 9.588 | 0 | 170.4818 | 0
05.05. | 20 | 257.3636 |  | 77.1124 | 9.588 | 0 | 170.6632 | 0
05.05. | 21 | 253.4976 |  | 73.4278 | 9.588 | 0 | 170.4818 | 0
05.05. | 22 | 256.094 |  | 77.1124 | 9.588 | 0 | 169.3936 | 0
05.05. | 23 | 257.5171 |  | 77.2659 | 9.588 | 0 | 170.6632 | 0
05.05. | 24 | 254.9012 |  | 77.1891 | 9.588 | 0 | 168.1241 | 0
06.05. | 1 | 257.7541 |  | 76.9589 | 9.588 | 0 | 171.2073 | 0
06.05. | 2 | 256.1708 |  | 77.1891 | 9.588 | 0 | 169.3936 | 0
06.05. | 3 | 253.5271 |  | 77.2659 | 9.588 | 0 | 166.6732 | 0
06.05. | 4 | 257.0287 |  | 76.9589 | 9.588 | 0 | 170.4818 | 0
06.05. | 5 | 255.4453 |  | 77.1891 | 9.588 | 0 | 168.6682 | 0
06.05. | 6 | 258.0612 |  | 77.2659 | 9.588 | 0 | 171.2073 | 0
06.05. | 7 | 254.9012 |  | 77.1891 | 9.588 | 0 | 168.1241 | 0
06.05. | 8 | 257.7541 |  | 76.9589 | 9.588 | 0 | 171.2073 | 0
06.05. | 9 | 255.3264 |  | 76.3448 | 9.588 | 0 | 169.3936 | 0
06.05. | 10 | 259.5188 |  | 76.7286 | 9.588 | 0 | 173.2023 | 0
06.05. | 11 | 257.2725 |  | 76.1145 | 9.588 | 0 | 171.57 | 0
06.05. | 12 | 258.8491 |  | 76.4215 | 9.588 | 0 | 172.8395 | 0
06.05. | 13 | 259.1418 |  | 75.8074 | 9.588 | 0 | 173.7464 | 0
06.05. | 14 | 261.8901 |  | 75.6539 | 9.588 | 0 | 176.6482 | 0
06.05. | 15 | 257.8512 |  | 75.4236 | 9.588 | 0 | 172.8395 | 0
06.05. | 16 | 249.209 |  | 76.575 | 9.588 | 0 | 163.0459 | 0
06.05. | 17 | 252.7873 |  | 76.3448 | 9.588 | 0 | 166.8545 | 0
06.05. | 18 | 252.1108 |  | 76.575 | 9.588 | 0 | 165.9477 | 0
06.05. | 19 | 257.3636 |  | 77.1124 | 9.588 | 0 | 170.6632 | 0
06.05. | 20 | 258.9891 |  | 77.6497 | 9.588 | 0 | 171.7514 | 0
06.05. | 21 | 258.5217 |  | 77.7265 | 9.588 | 0 | 171.2073 | 0
06.05. | 22 | 259.5053 |  | 77.8032 | 9.588 | 0 | 172.1141 | 0
06.05. | 23 | 251.5253 |  | 77.8032 | 9.588 | 0 | 164.1341 | 0
06.05. | 24 | 252.0205 |  | 77.573 | 9.588 | 0 | 164.8595 | 0
07.05. | 1 | 253.2622 |  | 77.7265 | 9.588 | 0 | 165.9477 | 0
07.05. | 2 | 251.0091 |  | 77.6497 | 9.588 | 0 | 163.7714 | 0
07.05. | 3 | 252.7181 |  | 77.7265 | 9.588 | 0 | 165.4036 | 0
07.05. | 4 | 252.7949 |  | 77.8032 | 9.588 | 0 | 165.4036 | 0
07.05. | 5 | 249.6071 |  | 77.88 | 9.588 | 0 | 162.1391 | 0
07.05. | 6 | 257.8731 |  | 77.8032 | 9.588 | 0 | 170.4818 | 0
07.05. | 7 | 254.2458 |  | 77.8032 | 9.588 | 0 | 166.8545 | 0
07.05. | 8 | 254.5107 |  | 77.3427 | 9.588 | 0 | 167.58 | 0
07.05. | 9 | 258.9891 |  | 77.6497 | 9.588 | 0 | 171.7514 | 0
07.05. | 10 | 256.7984 |  | 76.7286 | 9.588 | 0 | 170.4818 | 0
07.05. | 11 | 254.8312 |  | 76.575 | 9.588 | 0 | 168.6682 | 0
07.05. | 12 | 253.0944 |  | 76.6518 | 9.588 | 0 | 166.8545 | 0
07.05. | 13 | 253.6106 |  | 76.8053 | 9.588 | 0 | 167.2173 | 0
07.05. | 14 | 255.215 |  | 76.9589 | 9.588 | 0 | 168.6682 | 0
07.05. | 15 | 248.2465 |  | 76.8821 | 9.588 | 0 | 161.7764 | 0
07.05. | 16 | 254.2871 |  | 76.575 | 9.588 | 0 | 168.1241 | 0
07.05. | 17 | 252.627 |  | 76.7286 | 9.588 | 0 | 166.3105 | 0
07.05. | 18 | 250.1579 |  | 77.3427 | 9.588 | 0 | 163.2273 | 0
07.05. | 19 | 248.1629 |  | 77.3427 | 9.588 | 0 | 161.2323 | 0
07.05. | 20 | 244.8149 |  | 77.8032 | 9.588 | 0 | 157.4236 | 0
07.05. | 21 | 244.0127 |  | 77.7265 | 9.588 | 0 | 156.6982 | 0
07.05. | 22 | 239.0248 |  | 76.7286 | 9.588 | 0 | 152.7082 | 0
07.05. | 23 | 238.6485 |  | 77.8032 | 9.588 | 0 | 151.2573 | 0
07.05. | 24 | 236.8349 |  | 77.8032 | 9.588 | 0 | 149.4436 | 0
08.05. | 1 | 252.0973 |  | 77.6497 | 9.588 | 0 | 164.8595 | 0
08.05. | 2 | 253.1854 |  | 77.6497 | 9.588 | 0 | 165.9477 | 0
08.05. | 3 | 250.465 |  | 77.6497 | 9.588 | 0 | 163.2273 | 0
08.05. | 4 | 251.7345 |  | 77.6497 | 9.588 | 0 | 164.4968 | 0
08.05. | 5 | 252.4111 |  | 77.4194 | 9.588 | 0 | 165.4036 | 0
08.05. | 6 | 251.5042 |  | 77.4194 | 9.588 | 0 | 164.4968 | 0
08.05. | 7 | 249.3279 |  | 77.4194 | 9.588 | 0 | 162.3205 | 0
08.05. | 8 | 255.1315 |  | 77.4194 | 9.588 | 0 | 168.1241 | 0
08.05. | 9 | 254.6009 |  | 76.3448 | 9.588 | 0 | 168.6682 | 0
08.05. | 10 | 246.5653 |  | 76.6518 | 9.588 | 0 | 160.3255 | 0
08.05. | 11 | 245.0098 |  | 76.7286 | 9.588 | 0 | 158.6932 | 0
08.05. | 12 | 248.9998 |  | 76.7286 | 9.588 | 0 | 162.6832 | 0
08.05. | 13 | 255.7102 |  | 76.7286 | 9.588 | 0 | 169.3936 | 0
08.05. | 14 | 257.189 |  | 76.575 | 9.588 | 0 | 171.0259 | 0
08.05. | 15 | 244.2911 |  | 76.1912 | 9.588 | 0 | 158.5118 | 0
08.05. | 16 | 250.8201 |  | 76.1912 | 9.588 | 0 | 165.0409 | 0
08.05. | 17 | 253.6941 |  | 76.3448 | 9.588 | 0 | 167.7614 | 0
08.05. | 18 | 243.0148 |  | 76.7286 | 9.588 | 0 | 156.6982 | 0
08.05. | 19 | 243.8102 |  | 77.3427 | 9.588 | 0 | 156.8795 | 0
08.05. | 20 | 244.7381 |  | 77.7265 | 9.588 | 0 | 157.4236 | 0
08.05. | 21 | 242.1433 |  | 78.0335 | 9.588 | 0 | 154.5218 | 0
08.05. | 22 | 240.6292 |  | 76.8821 | 9.588 | 0 | 154.1591 | 0
08.05. | 23 | 240.0994 |  | 77.8032 | 9.588 | 0 | 152.7082 | 0
08.05. | 24 | 239.6321 |  | 77.88 | 9.588 | 0 | 152.1641 | 0
09.05. | 1 | 240.204 |  | 77.7265 | 9.588 | 0 | 152.8895 | 0
09.05. | 2 | 237.8463 |  | 77.7265 | 9.588 | 0 | 150.5318 | 0
09.05. | 3 | 239.5832 |  | 77.6497 | 9.588 | 0 | 152.3455 | 0
09.05. | 4 | 239.088 |  | 77.88 | 9.588 | 0 | 151.62 | 0
09.05. | 5 | 240.3643 |  | 77.3427 | 9.588 | 0 | 153.4336 | 0
09.05. | 6 | 236.8416 |  | 77.2659 | 9.588 | 0 | 149.9877 | 0
09.05. | 7 | 249.3279 |  | 77.4194 | 9.588 | 0 | 162.3205 | 0
09.05. | 8 | 253.2411 |  | 77.3427 | 9.588 | 0 | 166.3105 | 0
09.05. | 9 | 242.0801 |  | 76.8821 | 9.588 | 0 | 155.61 | 0
09.05. | 10 | 244.6192 |  | 76.8821 | 9.588 | 0 | 158.1491 | 0
09.05. | 11 | 246.0912 |  | 77.2659 | 9.588 | 0 | 159.2373 | 0
09.05. | 12 | 241.7663 |  | 77.1124 | 9.588 | 0 | 155.0659 | 0
09.05. | 13 | 257.3636 |  | 77.1124 | 9.588 | 0 | 170.6632 | 0
09.05. | 14 | 223.4064 |  | 46.057 | 9.588 | 0 | 167.7614 | 0
09.05. | 15 | 256.3243 |  | 77.3427 | 9.588 | 0 | 169.3936 | 0
09.05. | 16 | 257.5938 |  | 77.3427 | 9.588 | 0 | 170.6632 | 0
09.05. | 17 | 258.7942 |  | 78.7244 | 9.588 | 0 | 170.4818 | 0
09.05. | 18 | 256.9038 |  | 78.6476 | 9.588 | 0 | 168.6682 | 0
09.05. | 19 | 256.827 |  | 78.5709 | 9.588 | 0 | 168.6682 | 0
09.05. | 20 | 259.987 |  | 78.6476 | 9.588 | 0 | 171.7514 | 0
09.05. | 21 | 256.0224 |  | 72.5067 | 9.588 | 0 | 173.9277 | 0
09.05. | 22 | 253.7558 |  | 73.5046 | 9.588 | 0 | 170.6632 | 0
09.05. | 23 | 252.8911 |  | 74.2722 | 9.588 | 0 | 169.0309 | 0
09.05. | 24 | 253.0235 |  | 74.0419 | 9.588 | 0 | 169.3936 | 0
10.05. | 1 | 249.7868 |  | 73.8884 | 9.588 | 0 | 166.3105 | 0
10.05. | 2 | 251.9843 |  | 74.2722 | 9.588 | 0 | 168.1241 | 0
10.05. | 3 | 254.035 |  | 73.9652 | 9.588 | 0 | 170.4818 | 0
10.05. | 4 | 255.0607 |  | 74.8095 | 9.588 | 0 | 170.6632 | 0
10.05. | 5 | 258.4104 |  | 78.3406 | 9.588 | 0 | 170.4818 | 0
10.05. | 6 | 258.5639 |  | 78.4941 | 9.588 | 0 | 170.4818 | 0
10.05. | 7 | 254.3782 |  | 77.573 | 9.588 | 0 | 167.2173 | 0
10.05. | 8 | 248.3932 |  | 77.573 | 9.588 | 0 | 161.2323 | 0
10.05. | 9 | 253.3179 |  | 77.4194 | 9.588 | 0 | 166.3105 | 0
10.05. | 10 | 255.285 |  | 77.573 | 9.588 | 0 | 168.1241 | 0
10.05. | 11 | 255.3475 |  | 76.7286 | 9.588 | 0 | 169.0309 | 0
10.05. | 12 | 249.8298 |  | 76.6518 | 9.588 | 0 | 163.59 | 0
10.05. | 13 | 248.9787 |  | 76.3448 | 9.588 | 0 | 163.0459 | 0
10.05. | 14 | 250.2347 |  | 77.4194 | 9.588 | 0 | 163.2273 | 0
10.05. | 15 | 253.8341 |  | 77.573 | 9.588 | 0 | 166.6732 | 0
10.05. | 16 | 256.3243 |  | 77.3427 | 9.588 | 0 | 169.3936 | 0
10.05. | 17 | 255.6756 |  | 77.4194 | 9.588 | 0 | 168.6682 | 0
10.05. | 18 | 258.5007 |  | 77.3427 | 9.588 | 0 | 171.57 | 0
10.05. | 19 | 259.4564 |  | 77.573 | 9.588 | 0 | 172.2955 | 0
10.05. | 20 | 262.2679 |  | 78.5709 | 9.588 | 0 | 174.1091 | 0
10.05. | 21 | 261.4236 |  | 77.7265 | 9.588 | 0 | 174.1091 | 0
10.05. | 22 | 260.294 |  | 78.9547 | 9.588 | 0 | 171.7514 | 0
10.05. | 23 | 257.2665 |  | 78.6476 | 9.588 | 0 | 169.0309 | 0
10.05. | 24 | 256.3597 |  | 78.6476 | 9.588 | 0 | 168.1241 | 0
11.05. | 1 | 254.2601 |  | 78.7244 | 9.588 | 0 | 165.9477 | 0
11.05. | 2 | 253.6949 |  | 78.3406 | 9.588 | 0 | 165.7664 | 0
11.05. | 3 | 255.8156 |  | 78.6476 | 9.588 | 0 | 167.58 | 0
11.05. | 4 | 254.9856 |  | 78.7244 | 9.588 | 0 | 166.6732 | 0
11.05. | 5 | 256.9038 |  | 78.6476 | 9.588 | 0 | 168.6682 | 0
11.05. | 6 | 256.4365 |  | 78.7244 | 9.588 | 0 | 168.1241 | 0
11.05. | 7 | 251.0091 |  | 77.6497 | 9.588 | 0 | 163.7714 | 0
11.05. | 8 | 248.7838 |  | 77.4194 | 9.588 | 0 | 161.7764 | 0
11.05. | 9 | 250.0533 |  | 77.4194 | 9.588 | 0 | 163.0459 | 0
11.05. | 10 | 251.9573 |  | 76.4215 | 9.588 | 0 | 165.9477 | 0
11.05. | 11 | 251.4132 |  | 76.4215 | 9.588 | 0 | 165.4036 | 0
11.05. | 12 | 251.5878 |  | 76.9589 | 9.588 | 0 | 165.0409 | 0
11.05. | 13 | 252.7249 |  | 77.1891 | 9.588 | 0 | 165.9477 | 0
11.05. | 14 | 253.0176 |  | 76.575 | 9.588 | 0 | 166.8545 | 0
11.05. | 15 | 255.738 |  | 76.575 | 9.588 | 0 | 169.575 | 0
11.05. | 16 | 254.4407 |  | 76.7286 | 9.588 | 0 | 168.1241 | 0
11.05. | 17 | 253.8966 |  | 76.7286 | 9.588 | 0 | 167.58 | 0
11.05. | 18 | 254.4617 |  | 77.1124 | 9.588 | 0 | 167.7614 | 0
11.05. | 19 | 251.4064 |  | 76.9589 | 9.588 | 0 | 164.8595 | 0
11.05. | 20 | 252.1875 |  | 76.6518 | 9.588 | 0 | 165.9477 | 0
11.05. | 21 | 254.6009 |  | 76.3448 | 9.588 | 0 | 168.6682 | 0
11.05. | 22 | 255.9405 |  | 76.9589 | 9.588 | 0 | 169.3936 | 0
11.05. | 23 | 252.8784 |  | 77.3427 | 9.588 | 0 | 165.9477 | 0
11.05. | 24 | 251.5599 |  | 77.1124 | 9.588 | 0 | 164.8595 | 0
12.05. | 1 | 256.2475 |  | 77.2659 | 9.588 | 0 | 169.3936 | 0
12.05. | 2 | 255.8081 |  | 77.1891 | 9.588 | 0 | 169.0309 | 0
12.05. | 3 | 252.3411 |  | 76.8053 | 9.588 | 0 | 165.9477 | 0
12.05. | 4 | 255.3686 |  | 77.1124 | 9.588 | 0 | 168.6682 | 0
12.05. | 5 | 255.3686 |  | 77.1124 | 9.588 | 0 | 168.6682 | 0
12.05. | 6 | 249.23 |  | 76.9589 | 9.588 | 0 | 162.6832 | 0
12.05. | 7 | 251.5667 |  | 76.575 | 9.588 | 0 | 165.4036 | 0
12.05. | 8 | 249.3692 |  | 76.1912 | 9.588 | 0 | 163.59 | 0
12.05. | 9 | 250.0669 |  | 76.3448 | 9.588 | 0 | 164.1341 | 0
12.05. | 10 | 250.1015 |  | 75.6539 | 9.588 | 0 | 164.8595 | 0
12.05. | 11 | 252.0897 |  | 76.1912 | 9.588 | 0 | 166.3105 | 0
12.05. | 12 | 250.7923 |  | 76.3448 | 9.588 | 0 | 164.8595 | 0
12.05. | 13 | 248.1343 |  | 75.5004 | 9.588 | 0 | 163.0459 | 0
12.05. | 14 | 250.1293 |  | 75.5004 | 9.588 | 0 | 165.0409 | 0
12.05. | 15 | 251.0361 |  | 75.5004 | 9.588 | 0 | 165.9477 | 0
12.05. | 16 | 252.5427 |  | 75.1933 | 9.588 | 0 | 167.7614 | 0
12.05. | 17 | 250.2617 |  | 75.2701 | 9.588 | 0 | 165.4036 | 0
12.05. | 18 | 248.5527 |  | 75.1933 | 9.588 | 0 | 163.7714 | 0
12.05. | 19 | 256.3024 |  | 74.9631 | 9.588 | 0 | 171.7514 | 0
12.05. | 20 | 252.0129 |  | 76.1145 | 9.588 | 0 | 166.3105 | 0
12.05. | 21 | 253.9869 |  | 75.7307 | 9.588 | 0 | 168.6682 | 0
12.05. | 22 | 253.8266 |  | 76.1145 | 9.588 | 0 | 168.1241 | 0
12.05. | 23 | 253.5406 |  | 76.1912 | 9.588 | 0 | 167.7614 | 0
12.05. | 24 | 253.3803 |  | 76.575 | 9.588 | 0 | 167.2173 | 0
13.05. | 1 | 252.3411 |  | 76.8053 | 9.588 | 0 | 165.9477 | 0
13.05. | 2 | 253.3592 |  | 76.1912 | 9.588 | 0 | 167.58 | 0
13.05. | 3 | 251.0631 |  | 73.3511 | 9.588 | 0 | 168.1241 | 0
13.05. | 4 | 253.6022 |  | 73.3511 | 9.588 | 0 | 170.6632 | 0
13.05. | 5 | 250.1496 |  | 73.8884 | 9.588 | 0 | 166.6732 | 0
13.05. | 6 | 252.0678 |  | 73.8116 | 9.588 | 0 | 168.6682 | 0
13.05. | 7 | 249.403 |  | 73.5046 | 9.588 | 0 | 166.3105 | 0
13.05. | 8 | 250.5191 |  | 73.3511 | 9.588 | 0 | 167.58 | 0
13.05. | 9 | 246.745 |  | 72.6602 | 9.588 | 0 | 164.4968 | 0
13.05. | 10 | 245.6914 |  | 71.9693 | 9.588 | 0 | 164.1341 | 0
13.05. | 11 | 249.9185 |  | 71.6623 | 9.588 | 0 | 168.6682 | 0
13.05. | 12 | 244.6868 |  | 71.5088 | 9.588 | 0 | 163.59 | 0
13.05. | 13 | 241.2198 |  | 71.125 | 9.588 | 0 | 160.5068 | 0
13.05. | 14 | 244.6868 |  | 71.5088 | 9.588 | 0 | 163.59 | 0
13.05. | 15 | 249.5279 |  | 71.8158 | 9.588 | 0 | 168.1241 | 0
13.05. | 16 | 251.188 |  | 71.6623 | 9.588 | 0 | 169.9377 | 0
13.05. | 17 | 248.7957 |  | 72.3532 | 9.588 | 0 | 166.8545 | 0
13.05. | 18 | 230.878 |  | 61.1459 | 9.588 | 0 | 160.1441 | 0
13.05. | 19 | 245.0638 |  | 72.4299 | 9.588 | 0 | 163.0459 | 0
13.05. | 20 | 255.2978 |  | 74.5025 | 9.588 | 0 | 171.2073 | 0
13.05. | 21 | 242.4353 |  | 75.4236 | 9.588 | 0 | 157.4236 | 0
13.05. | 22 | 253.5338 |  | 76.7286 | 9.588 | 0 | 167.2173 | 0
13.05. | 23 | 252.7805 |  | 76.8821 | 9.588 | 0 | 166.3105 | 0
13.05. | 24 | 251.9505 |  | 76.9589 | 9.588 | 0 | 165.4036 | 0
14.05. | 1 | 251.5599 |  | 77.1124 | 9.588 | 0 | 164.8595 | 0
14.05. | 2 | 251.8181 |  | 77.1891 | 9.588 | 0 | 165.0409 | 0
14.05. | 3 | 252.2575 |  | 77.2659 | 9.588 | 0 | 165.4036 | 0
14.05. | 4 | 253.2411 |  | 77.3427 | 9.588 | 0 | 166.3105 | 0
14.05. | 5 | 250.2836 |  | 77.6497 | 9.588 | 0 | 163.0459 | 0
14.05. | 6 | 253.0041 |  | 77.6497 | 9.588 | 0 | 165.7664 | 0
14.05. | 7 | 252.697 |  | 77.3427 | 9.588 | 0 | 165.7664 | 0
14.05. | 8 | 253.7084 |  | 77.2659 | 9.588 | 0 | 166.8545 | 0
14.05. | 9 | 218.7812 |  | 45.0591 | 9.588 | 0 | 164.1341 | 0
14.05. | 10 | 251.8037 |  | 76.268 | 9.588 | 0 | 165.9477 | 0
14.05. | 11 | 254.0425 |  | 75.4236 | 9.588 | 0 | 169.0309 | 0
14.05. | 12 | 238.9893 |  | 75.4236 | 9.588 | 0 | 153.9777 | 0
14.05. | 13 | 255.1796 |  | 75.6539 | 9.588 | 0 | 169.9377 | 0
14.05. | 14 | 251.3221 |  | 75.4236 | 9.588 | 0 | 166.3105 | 0
14.05. | 15 | 254.0215 |  | 75.0398 | 9.588 | 0 | 169.3936 | 0
14.05. | 16 | 250.7012 |  | 75.3469 | 9.588 | 0 | 165.7664 | 0
14.05. | 17 | 250.9526 |  | 75.961 | 9.588 | 0 | 165.4036 | 0
14.05. | 18 | 256.9654 |  | 75.8074 | 9.588 | 0 | 171.57 | 0
14.05. | 19 | 256.7284 |  | 76.1145 | 9.588 | 0 | 171.0259 | 0
14.05. | 20 | 253.6106 |  | 76.8053 | 9.588 | 0 | 167.2173 | 0
14.05. | 21 | 256.1219 |  | 76.9589 | 9.588 | 0 | 169.575 | 0
14.05. | 22 | 253.3736 |  | 77.1124 | 9.588 | 0 | 166.6732 | 0
14.05. | 23 | 254.3571 |  | 77.1891 | 9.588 | 0 | 167.58 | 0
14.05. | 24 | 252.2575 |  | 77.2659 | 9.588 | 0 | 165.4036 | 0
15.05. | 1 | 250.7788 |  | 77.4194 | 9.588 | 0 | 163.7714 | 0
15.05. | 2 | 252.697 |  | 77.3427 | 9.588 | 0 | 165.7664 | 0
15.05. | 3 | 253.2411 |  | 77.3427 | 9.588 | 0 | 166.3105 | 0
15.05. | 4 | 251.5042 |  | 77.4194 | 9.588 | 0 | 164.4968 | 0
15.05. | 5 | 244.9752 |  | 77.4194 | 9.588 | 0 | 157.9677 | 0
15.05. | 6 | 250.1579 |  | 77.3427 | 9.588 | 0 | 163.2273 | 0
15.05. | 7 | 242.7145 |  | 75.8842 | 9.588 | 0 | 157.2423 | 0
15.05. | 8 | 238.5574 |  | 76.8053 | 9.588 | 0 | 152.1641 | 0
15.05. | 9 | 253.6941 |  | 76.3448 | 9.588 | 0 | 167.7614 | 0
15.05. | 10 | 256.7216 |  | 76.6518 | 9.588 | 0 | 170.4818 | 0
15.05. | 11 | 253.8266 |  | 76.1145 | 9.588 | 0 | 168.1241 | 0
15.05. | 12 | 253.4428 |  | 75.7307 | 9.588 | 0 | 168.1241 | 0
15.05. | 13 | 251.1542 |  | 74.349 | 9.588 | 0 | 167.2173 | 0
15.05. | 14 | 244.2624 |  | 74.349 | 9.588 | 0 | 160.3255 | 0
15.05. | 15 | 236.5616 |  | 74.8095 | 9.588 | 0 | 152.1641 | 0
15.05. | 16 | 248.9922 |  | 75.2701 | 9.588 | 0 | 164.1341 | 0
15.05. | 17 | 252.9889 |  | 74.7328 | 9.588 | 0 | 168.6682 | 0
15.05. | 18 | 251.2453 |  | 75.3469 | 9.588 | 0 | 166.3105 | 0
15.05. | 19 | 247.9732 |  | 73.8884 | 9.588 | 0 | 164.4968 | 0
15.05. | 20 | 255.5567 |  | 76.575 | 9.588 | 0 | 169.3936 | 0
15.05. | 21 | 257.496 |  | 76.8821 | 9.588 | 0 | 171.0259 | 0
15.05. | 22 | 257.6006 |  | 76.8053 | 9.588 | 0 | 171.2073 | 0
15.05. | 23 | 256.3521 |  | 77.1891 | 9.588 | 0 | 169.575 | 0
15.05. | 24 | 255.5221 |  | 77.2659 | 9.588 | 0 | 168.6682 | 0
16.05. | 1 | 256.3521 |  | 77.1891 | 9.588 | 0 | 169.575 | 0
16.05. | 2 | 252.8016 |  | 77.2659 | 9.588 | 0 | 165.9477 | 0
16.05. | 3 | 252.6481 |  | 77.1124 | 9.588 | 0 | 165.9477 | 0
16.05. | 4 | 248.1908 |  | 77.1891 | 9.588 | 0 | 161.4136 | 0
16.05. | 5 | 247.6324 |  | 76.268 | 9.588 | 0 | 161.7764 | 0
16.05. | 6 | 246.761 |  | 77.573 | 9.588 | 0 | 159.6 | 0
16.05. | 7 | 249.4603 |  | 77.1891 | 9.588 | 0 | 162.6832 | 0
16.05. | 8 | 244.3813 |  | 75.1933 | 9.588 | 0 | 159.6 | 0
16.05. | 9 | 246.1807 |  | 74.2722 | 9.588 | 0 | 162.3205 | 0
16.05. | 10 | 242.6445 |  | 75.2701 | 9.588 | 0 | 157.7864 | 0
16.05. | 11 | 245.1557 |  | 75.4236 | 9.588 | 0 | 160.1441 | 0
16.05. | 12 | 241.4095 |  | 74.5792 | 9.588 | 0 | 157.2423 | 0
16.05. | 13 | 243.2442 |  | 74.9631 | 9.588 | 0 | 158.6932 | 0
16.05. | 14 | 246.5577 |  | 75.1933 | 9.588 | 0 | 161.7764 | 0
16.05. | 15 | 243.7883 |  | 74.9631 | 9.588 | 0 | 159.2373 | 0
16.05. | 16 | 248.7619 |  | 75.0398 | 9.588 | 0 | 164.1341 | 0
16.05. | 17 | 249.7944 |  | 75.3469 | 9.588 | 0 | 164.8595 | 0
16.05. | 18 | 253.603 |  | 75.3469 | 9.588 | 0 | 168.6682 | 0
16.05. | 19 | 257.21 |  | 76.9589 | 9.588 | 0 | 170.6632 | 0
16.05. | 20 | 255.5988 |  | 77.3427 | 9.588 | 0 | 168.6682 | 0
16.05. | 21 | 256.1219 |  | 76.9589 | 9.588 | 0 | 169.575 | 0
16.05. | 22 | 249.5928 |  | 76.9589 | 9.588 | 0 | 163.0459 | 0
16.05. | 23 | 250.3671 |  | 77.1891 | 9.588 | 0 | 163.59 | 0
16.05. | 24 | 247.548 |  | 74.7328 | 9.588 | 0 | 163.2273 | 0
17.05. | 1 | 249.2638 |  | 74.2722 | 9.588 | 0 | 165.4036 | 0
17.05. | 2 | 250.2407 |  | 74.8863 | 9.588 | 0 | 165.7664 | 0
17.05. | 3 | 243.7116 |  | 74.8863 | 9.588 | 0 | 159.2373 | 0
17.05. | 4 | 242.1004 |  | 75.2701 | 9.588 | 0 | 157.2423 | 0
17.05. | 5 | 244.9473 |  | 77.573 | 9.588 | 0 | 157.7864 | 0
17.05. | 6 | 248.1697 |  | 76.8053 | 9.588 | 0 | 161.7764 | 0
17.05. | 7 | 250.8345 |  | 77.1124 | 9.588 | 0 | 164.1341 | 0
17.05. | 8 | 253.15 |  | 76.3448 | 9.588 | 0 | 167.2173 | 0
17.05. | 9 | 250.3596 |  | 75.7307 | 9.588 | 0 | 165.0409 | 0
17.05. | 10 | 254.9426 |  | 75.961 | 9.588 | 0 | 169.3936 | 0
17.05. | 11 | 258.7723 |  | 76.3448 | 9.588 | 0 | 172.8395 | 0
17.05. | 12 | 257.2725 |  | 76.1145 | 9.588 | 0 | 171.57 | 0
17.05. | 13 | 261.0254 |  | 76.4215 | 9.588 | 0 | 175.0159 | 0
17.05. | 14 | 256.3378 |  | 76.268 | 9.588 | 0 | 170.4818 | 0
17.05. | 15 | 257.663 |  | 75.961 | 9.588 | 0 | 172.1141 | 0
17.05. | 16 | 255.194 |  | 76.575 | 9.588 | 0 | 169.0309 | 0
17.05. | 17 | 257.6841 |  | 76.3448 | 9.588 | 0 | 171.7514 | 0
17.05. | 18 | 253.5406 |  | 76.1912 | 9.588 | 0 | 167.7614 | 0
17.05. | 19 | 256.7984 |  | 76.7286 | 9.588 | 0 | 170.4818 | 0
17.05. | 20 | 252.5503 |  | 76.6518 | 9.588 | 0 | 166.3105 | 0
17.05. | 21 | 252.8362 |  | 76.575 | 9.588 | 0 | 166.6732 | 0
17.05. | 22 | 252.5646 |  | 77.573 | 9.588 | 0 | 165.4036 | 0
17.05. | 23 | 255.0758 |  | 77.7265 | 9.588 | 0 | 167.7614 | 0
17.05. | 24 | 253.059 |  | 75.3469 | 9.588 | 0 | 168.1241 | 0
18.05. | 1 | 253.5263 |  | 75.2701 | 9.588 | 0 | 168.6682 | 0
18.05. | 2 | 254.7958 |  | 75.2701 | 9.588 | 0 | 169.9377 | 0
18.05. | 3 | 253.5263 |  | 75.2701 | 9.588 | 0 | 168.6682 | 0
18.05. | 4 | 254.5099 |  | 75.3469 | 9.588 | 0 | 169.575 | 0
18.05. | 5 | 254.169 |  | 77.7265 | 9.588 | 0 | 166.8545 | 0
18.05. | 6 | 251.8881 |  | 77.8032 | 9.588 | 0 | 164.4968 | 0
18.05. | 7 | 258.3404 |  | 77.7265 | 9.588 | 0 | 171.0259 | 0
18.05. | 8 | 254.2871 |  | 76.575 | 9.588 | 0 | 168.1241 | 0
18.05. | 9 | 256.8887 |  | 75.7307 | 9.588 | 0 | 171.57 | 0
18.05. | 10 | 253.366 |  | 75.6539 | 9.588 | 0 | 168.1241 | 0
18.05. | 11 | 255.9608 |  | 75.3469 | 9.588 | 0 | 171.0259 | 0
18.05. | 12 | 253.0657 |  | 74.8095 | 9.588 | 0 | 168.6682 | 0
18.05. | 13 | 254.5234 |  | 74.2722 | 9.588 | 0 | 170.6632 | 0
18.05. | 14 | 248.3359 |  | 73.8884 | 9.588 | 0 | 164.8595 | 0
18.05. | 15 | 252.061 |  | 74.349 | 9.588 | 0 | 168.1241 | 0
18.05. | 16 | 253.582 |  | 74.9631 | 9.588 | 0 | 169.0309 | 0
18.05. | 17 | 250.0171 |  | 74.1187 | 9.588 | 0 | 166.3105 | 0
18.05. | 18 | 247.478 |  | 74.1187 | 9.588 | 0 | 163.7714 | 0
18.05. | 19 | 255.0261 |  | 75.5004 | 9.588 | 0 | 169.9377 | 0
18.05. | 20 | 250.2971 |  | 76.575 | 9.588 | 0 | 164.1341 | 0
18.05. | 21 | 253.2479 |  | 76.8053 | 9.588 | 0 | 166.8545 | 0
18.05. | 22 | 255.1383 |  | 76.8821 | 9.588 | 0 | 168.6682 | 0
18.05. | 23 | 250.2407 |  | 74.8863 | 9.588 | 0 | 165.7664 | 0
18.05. | 24 | 250.8683 |  | 74.4257 | 9.588 | 0 | 166.8545 | 0
19.05. | 1 | 252.7587 |  | 74.5025 | 9.588 | 0 | 168.6682 | 0
19.05. | 2 | 253.5609 |  | 74.5792 | 9.588 | 0 | 169.3936 | 0
19.05. | 3 | 256.0383 |  | 77.4194 | 9.588 | 0 | 169.0309 | 0
19.05. | 4 | 256.2686 |  | 77.6497 | 9.588 | 0 | 169.0309 | 0
19.05. | 5 | 255.285 |  | 77.573 | 9.588 | 0 | 168.1241 | 0
19.05. | 6 | 254.3571 |  | 77.1891 | 9.588 | 0 | 167.58 | 0
19.05. | 7 | 254.6709 |  | 76.9589 | 9.588 | 0 | 168.1241 | 0
19.05. | 8 | 255.5702 |  | 75.5004 | 9.588 | 0 | 170.4818 | 0
19.05. | 9 | 255.1096 |  | 75.0398 | 9.588 | 0 | 170.4818 | 0
19.05. | 10 | 251.2242 |  | 74.9631 | 9.588 | 0 | 166.6732 | 0
19.05. | 11 | 249.7033 |  | 74.349 | 9.588 | 0 | 165.7664 | 0
19.05. | 12 | 246.7593 |  | 73.5813 | 9.588 | 0 | 163.59 | 0
19.05. | 13 | 251.1467 |  | 72.8905 | 9.588 | 0 | 168.6682 | 0
19.05. | 14 | 254.0628 |  | 73.8116 | 9.588 | 0 | 170.6632 | 0
19.05. | 15 | 251.2234 |  | 72.9672 | 9.588 | 0 | 168.6682 | 0
19.05. | 16 | 249.4098 |  | 72.9672 | 9.588 | 0 | 166.8545 | 0
19.05. | 17 | 250.2888 |  | 73.1208 | 9.588 | 0 | 167.58 | 0
19.05. | 18 | 249.6814 |  | 71.9693 | 9.588 | 0 | 168.1241 | 0
19.05. | 19 | 248.1959 |  | 72.6602 | 9.588 | 0 | 165.9477 | 0
19.05. | 20 | 250.0096 |  | 72.6602 | 9.588 | 0 | 167.7614 | 0
19.05. | 21 | 253.6722 |  | 73.9652 | 9.588 | 0 | 170.1191 | 0
19.05. | 22 | 255.2775 |  | 76.1145 | 9.588 | 0 | 169.575 | 0
19.05. | 23 | 246.0323 |  | 69.5897 | 9.588 | 0 | 166.8545 | 0
19.05. | 24 | 244.5881 |  | 69.0524 | 9.588 | 0 | 165.9477 | 0
20.05. | 1 | 246.2972 |  | 69.1292 | 9.588 | 0 | 167.58 | 0
20.05. | 2 | 247.7978 |  | 71.3553 | 9.588 | 0 | 166.8545 | 0
20.05. | 3 | 249.0673 |  | 71.3553 | 9.588 | 0 | 168.1241 | 0
20.05. | 4 | 241.9234 |  | 68.7454 | 9.588 | 0 | 163.59 | 0
20.05. | 5 | 241.316 |  | 67.5939 | 9.588 | 0 | 164.1341 | 0
20.05. | 6 | 241.9639 |  | 65.5214 | 9.588 | 0 | 166.8545 | 0
20.05. | 7 | 245.0538 |  | 64.984 | 9.588 | 0 | 170.4818 | 0
20.05. | 8 | 244.223 |  | 63.065 | 9.588 | 0 | 171.57 | 0
20.05. | 9 | 240.3233 |  | 62.0671 | 9.588 | 0 | 168.6682 | 0
20.05. | 10 | 239.6324 |  | 61.3762 | 9.588 | 0 | 168.6682 | 0
20.05. | 11 | 239.3954 |  | 61.6833 | 9.588 | 0 | 168.1241 | 0
20.05. | 12 | 241.3136 |  | 61.6065 | 9.588 | 0 | 170.1191 | 0
20.05. | 13 | 240.093 |  | 61.8368 | 9.588 | 0 | 168.6682 | 0
20.05. | 14 | 241.2504 |  | 60.4551 | 9.588 | 0 | 171.2073 | 0
20.05. | 15 | 241.7042 |  | 61.453 | 9.588 | 0 | 170.6632 | 0
20.05. | 16 | 245.199 |  | 61.6833 | 9.588 | 0 | 173.9277 | 0
20.05. | 17 | 237.7496 |  | 62.7579 | 9.588 | 0 | 165.4036 | 0
20.05. | 18 | 239.1794 |  | 62.3741 | 9.588 | 0 | 167.2173 | 0
20.05. | 19 | 233.7866 |  | 60.6086 | 9.588 | 0 | 163.59 | 0
20.05. | 20 | 229.8945 |  | 61.0692 | 9.588 | 0 | 159.2373 | 0
20.05. | 21 | 230.2783 |  | 61.453 | 9.588 | 0 | 159.2373 | 0
20.05. | 22 | 234.2404 |  | 61.6065 | 9.588 | 0 | 163.0459 | 0
20.05. | 23 | 232.0489 |  | 58.6896 | 9.588 | 0 | 163.7714 | 0
20.05. | 24 | 235.3481 |  | 57.9987 | 9.588 | 0 | 167.7614 | 0
21.05. | 1 | 233.8415 |  | 58.3058 | 9.588 | 0 | 165.9477 | 0
21.05. | 2 | 237.5117 |  | 61.0692 | 9.588 | 0 | 166.8545 | 0
21.05. | 3 | 234.1637 |  | 61.5298 | 9.588 | 0 | 163.0459 | 0
21.05. | 4 | 234.2404 |  | 61.6065 | 9.588 | 0 | 163.0459 | 0
21.05. | 5 | 235.3286 |  | 61.6065 | 9.588 | 0 | 164.1341 | 0
21.05. | 6 | 242.681 |  | 62.0671 | 9.588 | 0 | 171.0259 | 0
21.05. | 7 | 240.9433 |  | 60.148 | 9.588 | 0 | 171.2073 | 0
21.05. | 8 | 241.4106 |  | 60.0713 | 9.588 | 0 | 171.7514 | 0
21.05. | 9 | 244.1311 |  | 60.0713 | 9.588 | 0 | 174.4718 | 0
21.05. | 10 | 245.3796 |  | 59.6875 | 9.588 | 0 | 176.1041 | 0
21.05. | 11 | 244.5563 |  | 59.2269 | 9.588 | 0 | 175.7414 | 0
21.05. | 12 | 244.703 |  | 59.9178 | 9.588 | 0 | 175.1973 | 0
21.05. | 13 | 244.396 |  | 59.6107 | 9.588 | 0 | 175.1973 | 0
21.05. | 14 | 237.3852 |  | 58.7663 | 9.588 | 0 | 169.0309 | 0
21.05. | 15 | 232.426 |  | 59.6107 | 9.588 | 0 | 163.2273 | 0
21.05. | 16 | 229.9915 |  | 59.534 | 9.588 | 0 | 160.8695 | 0
21.05. | 17 | 230.8772 |  | 59.1501 | 9.588 | 0 | 162.1391 | 0
21.05. | 18 | 237.7901 |  | 59.534 | 9.588 | 0 | 168.6682 | 0
21.05. | 19 | 236.416 |  | 59.6107 | 9.588 | 0 | 167.2173 | 0
21.05. | 20 | 235.3489 |  | 59.9945 | 9.588 | 0 | 165.7664 | 0
21.05. | 21 | 234.4631 |  | 60.3783 | 9.588 | 0 | 164.4968 | 0
21.05. | 22 | 235.8238 |  | 61.3762 | 9.588 | 0 | 164.8595 | 0
21.05. | 23 | 234.2953 |  | 59.3037 | 9.588 | 0 | 165.4036 | 0
21.05. | 24 | 234.1418 |  | 59.1501 | 9.588 | 0 | 165.4036 | 0
22.05. | 1 | 235.4881 |  | 59.2269 | 9.588 | 0 | 166.6732 | 0
22.05. | 2 | 235.0916 |  | 61.9136 | 9.588 | 0 | 163.59 | 0
22.05. | 3 | 237.3658 |  | 62.3741 | 9.588 | 0 | 165.4036 | 0
22.05. | 4 | 237.575 |  | 62.2206 | 9.588 | 0 | 165.7664 | 0
22.05. | 5 | 236.5357 |  | 62.4509 | 9.588 | 0 | 164.4968 | 0
22.05. | 6 | 235.9427 |  | 62.2206 | 9.588 | 0 | 164.1341 | 0
22.05. | 7 | 238.8724 |  | 62.0671 | 9.588 | 0 | 167.2173 | 0
22.05. | 8 | 233.8491 |  | 59.7642 | 9.588 | 0 | 164.4968 | 0
22.05. | 9 | 232.5517 |  | 59.9178 | 9.588 | 0 | 163.0459 | 0
22.05. | 10 | 235.0629 |  | 60.0713 | 9.588 | 0 | 165.4036 | 0
22.05. | 11 | 240.7898 |  | 59.9945 | 9.588 | 0 | 171.2073 | 0
22.05. | 12 | 236.416 |  | 59.6107 | 9.588 | 0 | 167.2173 | 0
22.05. | 13 | 237.5598 |  | 59.3037 | 9.588 | 0 | 168.6682 | 0
22.05. | 14 | 237.7691 |  | 59.1501 | 9.588 | 0 | 169.0309 | 0
22.05. | 15 | 233.758 |  | 58.7663 | 9.588 | 0 | 165.4036 | 0
22.05. | 16 | 229.5098 |  | 58.6896 | 9.588 | 0 | 161.2323 | 0
22.05. | 17 | 223.3065 |  | 53.393 | 9.588 | 0 | 160.3255 | 0
22.05. | 18 | 219.357 |  | 50.169 | 9.588 | 0 | 159.6 | 0
22.05. | 19 | 221.4355 |  | 49.7085 | 9.588 | 0 | 162.1391 | 0
22.05. | 20 | 217.1385 |  | 49.4014 | 9.588 | 0 | 158.1491 | 0
22.05. | 21 | 216.413 |  | 49.4014 | 9.588 | 0 | 157.4236 | 0
22.05. | 22 | 217.4591 |  | 48.6338 | 9.588 | 0 | 159.2373 | 0
22.05. | 23 | 219.9138 |  | 47.0986 | 9.588 | 0 | 163.2273 | 0
22.05. | 24 | 216.2098 |  | 47.0218 | 9.588 | 0 | 159.6 | 0
23.05. | 1 | 221.3369 |  | 47.2521 | 9.588 | 0 | 164.4968 | 0
23.05. | 2 | 222.9632 |  | 49.7852 | 9.588 | 0 | 163.59 | 0
23.05. | 3 | 209.1307 |  | 49.5549 | 9.588 | 0 | 149.9877 | 0
23.05. | 4 | 205.6012 |  | 50.0155 | 9.588 | 0 | 145.9977 | 0
23.05. | 5 | 207.959 |  | 50.0155 | 9.588 | 0 | 148.3555 | 0
23.05. | 6 | 202.7062 |  | 49.4782 | 9.588 | 0 | 143.64 | 0
23.05. | 7 | 204.3106 |  | 49.6317 | 9.588 | 0 | 145.0909 | 0
23.05. | 8 | 200.5855 |  | 49.1711 | 9.588 | 0 | 141.8264 | 0
23.05. | 9 | 202.7062 |  | 49.4782 | 9.588 | 0 | 143.64 | 0
23.05. | 10 | 204.1917 |  | 48.7873 | 9.588 | 0 | 145.8164 | 0
23.05. | 11 | 204.7425 |  | 48.25 | 9.588 | 0 | 146.9045 | 0
23.05. | 12 | 198.318 |  | 48.1732 | 9.588 | 0 | 140.5568 | 0
23.05. | 13 | 201.0528 |  | 49.0944 | 9.588 | 0 | 142.3705 | 0
23.05. | 14 | 200.1182 |  | 49.2479 | 9.588 | 0 | 141.2823 | 0
23.05. | 15 | 195.4516 |  | 49.4782 | 9.588 | 0 | 136.3855 | 0
23.05. | 16 | 215.0946 |  | 49.1711 | 9.588 | 0 | 156.3355 | 0
23.05. | 17 | 221.7493 |  | 49.4782 | 9.588 | 0 | 162.6832 | 0
23.05. | 18 | 218.8965 |  | 49.7085 | 9.588 | 0 | 159.6 | 0
23.05. | 19 | 219.1267 |  | 49.9387 | 9.588 | 0 | 159.6 | 0
23.05. | 20 | 222.754 |  | 49.9387 | 9.588 | 0 | 163.2273 | 0
23.05. | 21 | 223.6752 |  | 50.8599 | 9.588 | 0 | 163.2273 | 0
23.05. | 22 | 226.6883 |  | 50.2458 | 9.588 | 0 | 166.8545 | 0
23.05. | 23 | 235.5573 |  | 57.8452 | 9.588 | 0 | 168.1241 | 0
23.05. | 24 | 236.0962 |  | 62.3741 | 9.588 | 0 | 164.1341 | 0
24.05. | 1 | 240.3376 |  | 62.9882 | 9.588 | 0 | 167.7614 | 0
24.05. | 2 | 235.3362 |  | 63.065 | 9.588 | 0 | 162.6832 | 0
24.05. | 3 | 236.7103 |  | 62.9882 | 9.588 | 0 | 164.1341 | 0
24.05. | 4 | 236.7103 |  | 62.9882 | 9.588 | 0 | 164.1341 | 0
24.05. | 5 | 240.1224 |  | 65.6749 | 9.588 | 0 | 164.8595 | 0
24.05. | 6 | 234.5626 |  | 64.8305 | 9.588 | 0 | 160.1441 | 0
24.05. | 7 | 236.3484 |  | 64.984 | 9.588 | 0 | 161.7764 | 0
24.05. | 8 | 235.3016 |  | 63.7558 | 9.588 | 0 | 161.9577 | 0
24.05. | 9 | 238.2312 |  | 63.6023 | 9.588 | 0 | 165.0409 | 0
24.05. | 10 | 238.7475 |  | 63.7558 | 9.588 | 0 | 165.4036 | 0
24.05. | 11 | 238.2101 |  | 63.2185 | 9.588 | 0 | 165.4036 | 0
24.05. | 12 | 223.2786 |  | 53.5465 | 9.588 | 0 | 160.1441 | 0
24.05. | 13 | 234.6107 |  | 63.065 | 9.588 | 0 | 161.9577 | 0
24.05. | 14 | 228.263 |  | 63.065 | 9.588 | 0 | 155.61 | 0
24.05. | 15 | 239.2705 |  | 63.372 | 9.588 | 0 | 166.3105 | 0
24.05. | 16 | 238.3637 |  | 63.372 | 9.588 | 0 | 165.4036 | 0
24.05. | 17 | 239.8913 |  | 63.4488 | 9.588 | 0 | 166.8545 | 0
24.05. | 18 | 239.5008 |  | 63.6023 | 9.588 | 0 | 166.3105 | 0
24.05. | 19 | 235.6365 |  | 63.9094 | 9.588 | 0 | 162.1391 | 0
24.05. | 20 | 236.5576 |  | 64.8305 | 9.588 | 0 | 162.1391 | 0
24.05. | 21 | 234.8696 |  | 65.1376 | 9.588 | 0 | 160.1441 | 0
24.05. | 22 | 233.2585 |  | 65.5214 | 9.588 | 0 | 158.1491 | 0
24.05. | 23 | 232.253 |  | 63.065 | 9.588 | 0 | 159.6 | 0
24.05. | 24 | 233.369 |  | 62.9115 | 9.588 | 0 | 160.8695 | 0
25.05. | 1 | 234.7153 |  | 62.9882 | 9.588 | 0 | 162.1391 | 0
25.05. | 2 | 234.6107 |  | 63.065 | 9.588 | 0 | 161.9577 | 0
25.05. | 3 | 235.5454 |  | 62.9115 | 9.588 | 0 | 163.0459 | 0
25.05. | 4 | 235.8524 |  | 63.2185 | 9.588 | 0 | 163.0459 | 0
25.05. | 5 | 237.0949 |  | 65.3678 | 9.588 | 0 | 162.1391 | 0
25.05. | 6 | 233.649 |  | 65.3678 | 9.588 | 0 | 158.6932 | 0
25.05. | 7 | 235.3091 |  | 65.2143 | 9.588 | 0 | 160.5068 | 0
25.05. | 8 | 233.1741 |  | 63.9861 | 9.588 | 0 | 159.6 | 0
25.05. | 9 | 217.0971 |  | 50.6296 | 9.588 | 0 | 156.8795 | 0
25.05. | 10 | 215.3113 |  | 50.4761 | 9.588 | 0 | 155.2473 | 0
25.05. | 11 | 221.9383 |  | 50.9366 | 9.588 | 0 | 161.4136 | 0
25.05. | 12 | 231.5419 |  | 63.9861 | 9.588 | 0 | 157.9677 | 0
25.05. | 13 | 233.0063 |  | 62.9115 | 9.588 | 0 | 160.5068 | 0
25.05. | 14 | 230.8856 |  | 62.6044 | 9.588 | 0 | 158.6932 | 0
25.05. | 15 | 233.132 |  | 63.2185 | 9.588 | 0 | 160.3255 | 0
25.05. | 16 | 232.1762 |  | 62.9882 | 9.588 | 0 | 159.6 | 0
25.05. | 17 | 233.9899 |  | 62.9882 | 9.588 | 0 | 161.4136 | 0
25.05. | 18 | 234.7642 |  | 63.2185 | 9.588 | 0 | 161.9577 | 0
25.05. | 19 | 242.5283 |  | 63.9094 | 9.588 | 0 | 169.0309 | 0
25.05. | 20 | 240.4776 |  | 64.2164 | 9.588 | 0 | 166.6732 | 0
25.05. | 21 | 240.6311 |  | 64.3699 | 9.588 | 0 | 166.6732 | 0
25.05. | 22 | 243.3583 |  | 63.8326 | 9.588 | 0 | 169.9377 | 0
25.05. | 23 | 239.1794 |  | 62.3741 | 9.588 | 0 | 167.2173 | 0
25.05. | 24 | 225.152 |  | 63.2185 | 9.588 | 0 | 152.3455 | 0
26.05. | 1 | 236.0059 |  | 63.372 | 9.588 | 0 | 163.0459 | 0
26.05. | 2 | 237.3801 |  | 63.2953 | 9.588 | 0 | 164.4968 | 0
26.05. | 3 | 232.9017 |  | 62.9882 | 9.588 | 0 | 160.3255 | 0
26.05. | 4 | 228.3895 |  | 65.3678 | 9.588 | 0 | 153.4336 | 0
26.05. | 5 | 239.9689 |  | 65.5214 | 9.588 | 0 | 164.8595 | 0
26.05. | 6 | 235.9021 |  | 65.4446 | 9.588 | 0 | 160.8695 | 0
26.05. | 7 | 237.1995 |  | 65.2911 | 9.588 | 0 | 162.3205 | 0
26.05. | 8 | 237.785 |  | 64.0629 | 9.588 | 0 | 164.1341 | 0
26.05. | 9 | 238.9845 |  | 63.4488 | 9.588 | 0 | 165.9477 | 0
26.05. | 10 | 238.5172 |  | 63.5256 | 9.588 | 0 | 165.4036 | 0
26.05. | 11 | 236.7871 |  | 63.065 | 9.588 | 0 | 164.1341 | 0
26.05. | 12 | 236.5779 |  | 63.2185 | 9.588 | 0 | 163.7714 | 0
26.05. | 13 | 238.4472 |  | 62.9115 | 9.588 | 0 | 165.9477 | 0
26.05. | 14 | 241.9142 |  | 63.2953 | 9.588 | 0 | 169.0309 | 0
26.05. | 15 | 247.048 |  | 62.9882 | 9.588 | 0 | 174.4718 | 0
26.05. | 16 | 244.6836 |  | 63.5256 | 9.588 | 0 | 171.57 | 0
26.05. | 17 | 241.7817 |  | 63.5256 | 9.588 | 0 | 168.6682 | 0
26.05. | 18 | 240.8841 |  | 68.9756 | 9.588 | 0 | 162.3205 | 0
26.05. | 19 | 238.2118 |  | 67.2101 | 9.588 | 0 | 161.4136 | 0
26.05. | 20 | 241.4003 |  | 69.1292 | 9.588 | 0 | 162.6832 | 0
26.05. | 21 | 240.4311 |  | 69.9735 | 9.588 | 0 | 160.8695 | 0
26.05. | 22 | 238.5542 |  | 68.8221 | 9.588 | 0 | 160.1441 | 0
26.05. | 23 | 226.8491 |  | 68.3615 | 9.588 | 0 | 148.8995 | 0
26.05. | 24 | 229.0465 |  | 68.7454 | 9.588 | 0 | 150.7132 | 0
27.05. | 1 | 231.8994 |  | 68.5151 | 9.588 | 0 | 153.7964 | 0
27.05. | 2 | 243.2426 |  | 70.9714 | 9.588 | 0 | 162.6832 | 0
27.05. | 3 | 246.5839 |  | 71.0482 | 9.588 | 0 | 165.9477 | 0
27.05. | 4 | 244.7146 |  | 71.3553 | 9.588 | 0 | 163.7714 | 0
27.05. | 5 | 244.1705 |  | 71.3553 | 9.588 | 0 | 163.2273 | 0
27.05. | 6 | 247.0234 |  | 71.125 | 9.588 | 0 | 166.3105 | 0
27.05. | 7 | 247.1837 |  | 70.7412 | 9.588 | 0 | 166.8545 | 0
27.05. | 8 | 246.325 |  | 68.9756 | 9.588 | 0 | 167.7614 | 0
27.05. | 9 | 241.1068 |  | 67.7475 | 9.588 | 0 | 163.7714 | 0
27.05. | 10 | 242.2372 |  | 68.5151 | 9.588 | 0 | 164.1341 | 0
27.05. | 11 | 245.5506 |  | 68.7454 | 9.588 | 0 | 167.2173 | 0
27.05. | 12 | 246.4574 |  | 68.7454 | 9.588 | 0 | 168.1241 | 0
27.05. | 13 | 245.3136 |  | 69.0524 | 9.588 | 0 | 166.6732 | 0
27.05. | 14 | 230.1769 |  | 52.4648 | 9.588 | 0 | 168.1241 | 0
27.05. | 15 | 246.2272 |  | 68.5151 | 9.588 | 0 | 168.1241 | 0
27.05. | 16 | 250.2172 |  | 68.5151 | 9.588 | 0 | 172.1141 | 0
27.05. | 17 | 247.2107 |  | 68.5918 | 9.588 | 0 | 169.0309 | 0
27.05. | 18 | 245.0209 |  | 69.6665 | 9.588 | 0 | 165.7664 | 0
27.05. | 19 | 255.0261 |  | 75.5004 | 9.588 | 0 | 169.9377 | 0
27.05. | 20 | 252.7805 |  | 76.8821 | 9.588 | 0 | 166.3105 | 0
27.05. | 21 | 251.0437 |  | 76.9589 | 9.588 | 0 | 164.4968 | 0
27.05. | 22 | 247.8618 |  | 74.5025 | 9.588 | 0 | 163.7714 | 0
27.05. | 23 | 245.0925 |  | 74.2722 | 9.588 | 0 | 161.2323 | 0
27.05. | 24 | 242.3696 |  | 68.2848 | 9.588 | 0 | 164.4968 | 0
28.05. | 1 | 241.6931 |  | 68.5151 | 9.588 | 0 | 163.59 | 0
28.05. | 2 | 234.3769 |  | 62.8312 | 9.588 | 0 | 161.9577 | 0
28.05. | 3 | 239.5808 |  | 63.1382 | 9.588 | 0 | 166.8545 | 0
28.05. | 4 | 239.3227 |  | 63.0615 | 9.588 | 0 | 166.6732 | 0
28.05. | 5 | 248.1394 |  | 70.9714 | 9.588 | 0 | 167.58 | 0
28.05. | 6 | 246.2769 |  | 70.7412 | 9.588 | 0 | 165.9477 | 0
28.05. | 7 | 247.8324 |  | 70.6644 | 9.588 | 0 | 167.58 | 0
28.05. | 8 | 250.3572 |  | 69.7433 | 9.588 | 0 | 171.0259 | 0
28.05. | 9 | 250.2104 |  | 69.0524 | 9.588 | 0 | 171.57 | 0
28.05. | 10 | 251.4799 |  | 69.0524 | 9.588 | 0 | 172.8395 | 0
28.05. | 11 | 248.9755 |  | 68.3615 | 9.588 | 0 | 171.0259 | 0
28.05. | 12 | 251.6402 |  | 68.6686 | 9.588 | 0 | 173.3836 | 0
28.05. | 13 | 251.4867 |  | 68.5151 | 9.588 | 0 | 173.3836 | 0
28.05. | 14 | 248.8498 |  | 68.0545 | 9.588 | 0 | 171.2073 | 0
28.05. | 15 | 243.7994 |  | 67.901 | 9.588 | 0 | 166.3105 | 0
28.05. | 16 | 239.5724 |  | 68.208 | 9.588 | 0 | 161.7764 | 0
28.05. | 17 | 243.4367 |  | 67.901 | 9.588 | 0 | 165.9477 | 0
28.05. | 18 | 241.2325 |  | 68.0545 | 9.588 | 0 | 163.59 | 0
28.05. | 19 | 246.541 |  | 68.2848 | 9.588 | 0 | 168.6682 | 0
28.05. | 20 | 246.2204 |  | 69.0524 | 9.588 | 0 | 167.58 | 0
28.05. | 21 | 244.7906 |  | 69.4362 | 9.588 | 0 | 165.7664 | 0
28.05. | 22 | 239.8094 |  | 67.901 | 9.588 | 0 | 162.3205 | 0
28.05. | 23 | 240.4649 |  | 67.2869 | 9.588 | 0 | 163.59 | 0
28.05. | 24 | 241.0301 |  | 67.6707 | 9.588 | 0 | 163.7714 | 0
29.05. | 1 | 242.2161 |  | 68.1313 | 9.588 | 0 | 164.4968 | 0
29.05. | 2 | 244.1065 |  | 68.208 | 9.588 | 0 | 166.3105 | 0
29.05. | 3 | 242.2101 |  | 70.6644 | 9.588 | 0 | 161.9577 | 0
29.05. | 4 | 237.5714 |  | 70.7412 | 9.588 | 0 | 157.2423 | 0
29.05. | 5 | 236.9506 |  | 70.6644 | 9.588 | 0 | 156.6982 | 0
29.05. | 6 | 243.4029 |  | 70.5876 | 9.588 | 0 | 163.2273 | 0
29.05. | 7 | 244.9584 |  | 70.5109 | 9.588 | 0 | 164.8595 | 0
29.05. | 8 | 246.2204 |  | 69.0524 | 9.588 | 0 | 167.58 | 0
29.05. | 9 | 243.4089 |  | 68.0545 | 9.588 | 0 | 165.7664 | 0
29.05. | 10 | 242.4531 |  | 67.8242 | 9.588 | 0 | 165.0409 | 0
29.05. | 11 | 240.1932 |  | 68.2848 | 9.588 | 0 | 162.3205 | 0
29.05. | 12 | 238.9515 |  | 68.1313 | 9.588 | 0 | 161.2323 | 0
29.05. | 13 | 237.4728 |  | 68.2848 | 9.588 | 0 | 159.6 | 0
29.05. | 14 | 234.8848 |  | 68.0545 | 9.588 | 0 | 157.2423 | 0
29.05. | 15 | 237.2425 |  | 68.0545 | 9.588 | 0 | 159.6 | 0
29.05. | 16 | 234.7591 |  | 67.7475 | 9.588 | 0 | 157.4236 | 0
29.05. | 17 | 242.195 |  | 67.7475 | 9.588 | 0 | 164.8595 | 0
29.05. | 18 | 245.0201 |  | 67.6707 | 9.588 | 0 | 167.7614 | 0
29.05. | 19 | 243.667 |  | 68.1313 | 9.588 | 0 | 165.9477 | 0
29.05. | 20 | 239.3007 |  | 69.2059 | 9.588 | 0 | 160.5068 | 0
29.05. | 21 | 242.098 |  | 69.2827 | 9.588 | 0 | 163.2273 | 0
29.05. | 22 | 242.475 |  | 70.2038 | 9.588 | 0 | 162.6832 | 0
29.05. | 23 | 238.3585 |  | 67.901 | 9.588 | 0 | 160.8695 | 0
29.05. | 24 | 244.233 |  | 70.5109 | 9.588 | 0 | 164.1341 | 0
30.05. | 1 | 243.4797 |  | 70.6644 | 9.588 | 0 | 163.2273 | 0
30.05. | 2 | 229.3006 |  | 58.8431 | 9.588 | 0 | 160.8695 | 0
30.05. | 3 | 241.4357 |  | 70.4341 | 9.588 | 0 | 161.4136 | 0
30.05. | 4 | 243.1659 |  | 70.8947 | 9.588 | 0 | 162.6832 | 0
30.05. | 5 | 242.9356 |  | 70.6644 | 9.588 | 0 | 162.6832 | 0
30.05. | 6 | 241.2544 |  | 70.4341 | 9.588 | 0 | 161.2323 | 0
30.05. | 7 | 244.3443 |  | 69.8968 | 9.588 | 0 | 164.8595 | 0
30.05. | 8 | 244.6371 |  | 69.2827 | 9.588 | 0 | 165.7664 | 0
30.05. | 9 | 241.5395 |  | 68.3615 | 9.588 | 0 | 163.59 | 0
30.05. | 10 | 234.8207 |  | 64.9073 | 9.588 | 0 | 160.3255 | 0
30.05. | 11 | 235.8878 |  | 64.5235 | 9.588 | 0 | 161.7764 | 0
30.05. | 12 | 232.0303 |  | 64.2932 | 9.588 | 0 | 158.1491 | 0
30.05. | 13 | 231.8489 |  | 64.2932 | 9.588 | 0 | 157.9677 | 0
30.05. | 14 | 228.0622 |  | 66.6728 | 9.588 | 0 | 151.8014 | 0
30.05. | 15 | 229.5477 |  | 65.9819 | 9.588 | 0 | 153.9777 | 0
30.05. | 16 | 238.6369 |  | 66.3657 | 9.588 | 0 | 162.6832 | 0
30.05. | 17 | 233.7401 |  | 66.3657 | 9.588 | 0 | 157.7864 | 0
30.05. | 18 | 235.2164 |  | 60.2248 | 9.588 | 0 | 165.4036 | 0
30.05. | 19 | 230.6478 |  | 60.9157 | 9.588 | 0 | 160.1441 | 0
30.05. | 20 | 232.35 |  | 61.5298 | 9.588 | 0 | 161.2323 | 0
30.05. | 21 | 232.7338 |  | 61.9136 | 9.588 | 0 | 161.2323 | 0
30.05. | 22 | 233.9966 |  | 62.4509 | 9.588 | 0 | 161.9577 | 0
30.05. | 23 | 230.5845 |  | 59.7642 | 9.588 | 0 | 161.2323 | 0
30.05. | 24 | 227.39 |  | 60.3783 | 9.588 | 0 | 157.4236 | 0
31.05. | 1 | 228.9733 |  | 60.148 | 9.588 | 0 | 159.2373 | 0
31.05. | 2 | 230.2647 |  | 62.5277 | 9.588 | 0 | 158.1491 | 0
31.05. | 3 | 224.0005 |  | 62.0671 | 9.588 | 0 | 152.3455 | 0
31.05. | 4 | 222.3404 |  | 62.2206 | 9.588 | 0 | 150.5318 | 0
31.05. | 5 | 225.4447 |  | 62.6044 | 9.588 | 0 | 153.2523 | 0
31.05. | 6 | 217.4158 |  | 62.3741 | 9.588 | 0 | 145.4536 | 0
31.05. | 7 | 231.3318 |  | 62.1438 | 9.588 | 0 | 159.6 | 0
31.05. | 8 | 226.1904 |  | 60.9924 | 9.588 | 0 | 155.61 | 0
31.05. | 9 | 231.3732 |  | 60.9157 | 9.588 | 0 | 160.8695 | 0
31.05. | 10 | 228.2479 |  | 60.148 | 9.588 | 0 | 158.5118 | 0
31.05. | 11 | 227.0897 |  | 59.534 | 9.588 | 0 | 157.9677 | 0
31.05. | 12 | 227.7105 |  | 59.6107 | 9.588 | 0 | 158.5118 | 0
31.05. | 13 | 226.5245 |  | 59.1501 | 9.588 | 0 | 157.7864 | 0
31.05. | 14 | 227.271 |  | 59.534 | 9.588 | 0 | 158.1491 | 0
31.05. | 15 | 228.2479 |  | 60.148 | 9.588 | 0 | 158.5118 | 0
31.05. | 16 | 234.2329 |  | 60.148 | 9.588 | 0 | 164.4968 | 0
31.05. | 17 | 236.5071 |  | 60.6086 | 9.588 | 0 | 166.3105 | 0
31.05. | 18 | 235.9073 |  | 60.9157 | 9.588 | 0 | 165.4036 | 0
31.05. | 19 | 233.4728 |  | 60.8389 | 9.588 | 0 | 163.0459 | 0
31.05. | 20 | 234.4986 |  | 61.6833 | 9.588 | 0 | 163.2273 | 0
31.05. | 21 | 233.2222 |  | 62.2206 | 9.588 | 0 | 161.4136 | 0
31.05. | 22 | 232.6992 |  | 62.6044 | 9.588 | 0 | 160.5068 | 0
31.05. | 23 | 231.8962 |  | 60.5319 | 9.588 | 0 | 161.7764 | 0
31.05. | 24 | 235.9908 |  | 60.4551 | 9.588 | 0 | 165.9477 | 0
01.06. | 1 | 233.8912 |  | 60.5319 | 9.588 | 0 | 163.7714 | 0
01.06. | 2 | 238.8867 |  | 62.9882 | 9.588 | 0 | 166.3105 | 0
01.06. | 3 | 237.073 |  | 62.9882 | 9.588 | 0 | 164.4968 | 0
01.06. | 4 | 236.0338 |  | 63.2185 | 9.588 | 0 | 163.2273 | 0
01.06. | 5 | 233.132 |  | 63.2185 | 9.588 | 0 | 160.3255 | 0
01.06. | 6 | 238.1401 |  | 62.6044 | 9.588 | 0 | 165.9477 | 0
01.06. | 7 | 234.0734 |  | 62.5277 | 9.588 | 0 | 161.9577 | 0
01.06. | 8 | 234.2472 |  | 61.0692 | 9.588 | 0 | 163.59 | 0
01.06. | 9 | 235.44 |  | 60.9924 | 9.588 | 0 | 164.8595 | 0
01.06. | 10 | 239.6881 |  | 61.0692 | 9.588 | 0 | 169.0309 | 0
01.06. | 11 | 235.9841 |  | 60.9924 | 9.588 | 0 | 165.4036 | 0
01.06. | 12 | 233.8634 |  | 60.6854 | 9.588 | 0 | 163.59 | 0
01.06. | 13 | 233.7031 |  | 61.0692 | 9.588 | 0 | 163.0459 | 0
01.06. | 14 | 235.5167 |  | 61.0692 | 9.588 | 0 | 164.8595 | 0
01.06. | 15 | 233.7799 |  | 61.1459 | 9.588 | 0 | 163.0459 | 0
01.06. | 16 | 236.4235 |  | 61.0692 | 9.588 | 0 | 165.7664 | 0
01.06. | 17 | 235.1751 |  | 61.453 | 9.588 | 0 | 164.1341 | 0
01.06. | 18 | 237.3725 |  | 61.8368 | 9.588 | 0 | 165.9477 | 0
01.06. | 19 | 236.5146 |  | 62.0671 | 9.588 | 0 | 164.8595 | 0
01.06. | 20 | 234.8613 |  | 61.6833 | 9.588 | 0 | 163.59 | 0
01.06. | 21 | 238.7332 |  | 62.8347 | 9.588 | 0 | 166.3105 | 0
01.06. | 22 | 236.173 |  | 62.4509 | 9.588 | 0 | 164.1341 | 0
01.06. | 23 | 231.52 |  | 61.6065 | 9.588 | 0 | 160.3255 | 0
01.06. | 24 | 237.1422 |  | 61.6065 | 9.588 | 0 | 165.9477 | 0
02.06. | 1 | 239.6062 |  | 65.5214 | 9.588 | 0 | 164.4968 | 0
02.06. | 2 | 238.6369 |  | 66.3657 | 9.588 | 0 | 162.6832 | 0
02.06. | 3 | 240.6327 |  | 68.3615 | 9.588 | 0 | 162.6832 | 0
02.06. | 4 | 242.5442 |  | 68.8221 | 9.588 | 0 | 164.1341 | 0
02.06. | 5 | 243.451 |  | 68.8221 | 9.588 | 0 | 165.0409 | 0
02.06. | 6 | 242.168 |  | 69.8968 | 9.588 | 0 | 162.6832 | 0
02.06. | 7 | 240.6681 |  | 69.6665 | 9.588 | 0 | 161.4136 | 0
02.06. | 8 | 244.5603 |  | 69.2059 | 9.588 | 0 | 165.7664 | 0
02.06. | 9 | 245.2647 |  | 68.8221 | 9.588 | 0 | 166.8545 | 0
02.06. | 10 | 245.1111 |  | 68.6686 | 9.588 | 0 | 166.8545 | 0
02.06. | 11 | 245.2225 |  | 68.0545 | 9.588 | 0 | 167.58 | 0
02.06. | 12 | 244.3081 |  | 66.596 | 9.588 | 0 | 168.1241 | 0
02.06. | 13 | 239.8011 |  | 64.4467 | 9.588 | 0 | 165.7664 | 0
02.06. | 14 | 204.6984 |  | 29.7068 | 9.588 | 0 | 165.4036 | 0
02.06. | 15 | 233.8845 |  | 61.0692 | 9.588 | 0 | 163.2273 | 0
02.06. | 16 | 234.4075 |  | 60.6854 | 9.588 | 0 | 164.1341 | 0
02.06. | 17 | 234.3518 |  | 60.9924 | 9.588 | 0 | 163.7714 | 0
02.06. | 18 | 236.3746 |  | 60.8389 | 9.588 | 0 | 165.9477 | 0
02.06. | 19 | 238.9348 |  | 61.2227 | 9.588 | 0 | 168.1241 | 0
02.06. | 20 | 239.8559 |  | 62.1438 | 9.588 | 0 | 168.1241 | 0
02.06. | 21 | 237.9866 |  | 62.4509 | 9.588 | 0 | 165.9477 | 0
02.06. | 22 | 238.8513 |  | 61.6833 | 9.588 | 0 | 167.58 | 0
02.06. | 23 | 240.853 |  | 61.1459 | 9.588 | 0 | 170.1191 | 0
02.06. | 24 | 243.2621 |  | 67.3636 | 9.588 | 0 | 166.3105 | 0
03.06. | 1 | 244.7619 |  | 67.5939 | 9.588 | 0 | 167.58 | 0
03.06. | 2 | 241.4695 |  | 67.7475 | 9.588 | 0 | 164.1341 | 0
03.06. | 3 | 240.5349 |  | 67.901 | 9.588 | 0 | 163.0459 | 0
03.06. | 4 | 239.1329 |  | 68.1313 | 9.588 | 0 | 161.4136 | 0
03.06. | 5 | 241.0022 |  | 67.8242 | 9.588 | 0 | 163.59 | 0
03.06. | 6 | 246.3326 |  | 70.4341 | 9.588 | 0 | 166.3105 | 0
03.06. | 7 | 247.6089 |  | 69.8968 | 9.588 | 0 | 168.1241 | 0
03.06. | 8 | 248.6616 |  | 68.5918 | 9.588 | 0 | 170.4818 | 0
03.06. | 9 | 246.8337 |  | 67.6707 | 9.588 | 0 | 169.575 | 0
03.06. | 10 | 245.9269 |  | 67.6707 | 9.588 | 0 | 168.6682 | 0
03.06. | 11 | 245.9269 |  | 67.6707 | 9.588 | 0 | 168.6682 | 0
03.06. | 12 | 241.839 |  | 67.2101 | 9.588 | 0 | 165.0409 | 0
03.06. | 13 | 241.5809 |  | 67.1334 | 9.588 | 0 | 164.8595 | 0
03.06. | 14 | 237.7444 |  | 67.2869 | 9.588 | 0 | 160.8695 | 0
03.06. | 15 | 235.6516 |  | 66.8263 | 9.588 | 0 | 159.2373 | 0
03.06. | 16 | 237.9536 |  | 67.1334 | 9.588 | 0 | 161.2323 | 0
03.06. | 17 | 235.1564 |  | 67.0566 | 9.588 | 0 | 158.5118 | 0
03.06. | 18 | 238.6023 |  | 67.0566 | 9.588 | 0 | 161.9577 | 0
03.06. | 19 | 246.1098 |  | 71.6623 | 9.588 | 0 | 164.8595 | 0
03.06. | 20 | 215.941 |  | 42.2189 | 9.588 | 0 | 164.1341 | 0
03.06. | 21 | 250.8615 |  | 74.9631 | 9.588 | 0 | 166.3105 | 0
03.06. | 22 | 250.9593 |  | 75.4236 | 9.588 | 0 | 165.9477 | 0
03.06. | 23 | 248.573 |  | 73.5813 | 9.588 | 0 | 165.4036 | 0
03.06. | 24 | 248.287 |  | 73.6581 | 9.588 | 0 | 165.0409 | 0
04.06. | 1 | 244.06 |  | 73.9652 | 9.588 | 0 | 160.5068 | 0
04.06. | 2 | 242.9161 |  | 74.2722 | 9.588 | 0 | 159.0559 | 0
04.06. | 3 | 245.1203 |  | 74.1187 | 9.588 | 0 | 161.4136 | 0
04.06. | 4 | 245.246 |  | 74.4257 | 9.588 | 0 | 161.2323 | 0
04.06. | 5 | 252.1597 |  | 76.8053 | 9.588 | 0 | 165.7664 | 0
04.06. | 6 | 236.8217 |  | 62.3741 | 9.588 | 0 | 164.8595 | 0
04.06. | 7 | 244.4068 |  | 69.0524 | 9.588 | 0 | 165.7664 | 0
04.06. | 8 | 250.5612 |  | 74.1187 | 9.588 | 0 | 166.8545 | 0
04.06. | 9 | 248.8657 |  | 72.9672 | 9.588 | 0 | 166.3105 | 0
04.06. | 10 | 247.5818 |  | 72.0461 | 9.588 | 0 | 165.9477 | 0
04.06. | 11 | 246.2769 |  | 70.7412 | 9.588 | 0 | 165.9477 | 0
04.06. | 12 | 242.8031 |  | 70.8947 | 9.588 | 0 | 162.3205 | 0
04.06. | 13 | 241.2611 |  | 69.8968 | 9.588 | 0 | 161.7764 | 0
04.06. | 14 | 240.1451 |  | 70.0503 | 9.588 | 0 | 160.5068 | 0
04.06. | 15 | 238.2969 |  | 70.7412 | 9.588 | 0 | 157.9677 | 0
04.06. | 16 | 238.5272 |  | 70.9714 | 9.588 | 0 | 157.9677 | 0
04.06. | 17 | 263.0745 |  | 72.1229 | 9.588 | 0 | 181.3636 | 0
04.06. | 18 | 246.0828 |  | 73.8116 | 9.588 | 0 | 162.6832 | 0
04.06. | 19 | 245.7201 |  | 73.8116 | 9.588 | 0 | 162.3205 | 0
04.06. | 20 | 248.4405 |  | 73.8116 | 9.588 | 0 | 165.0409 | 0
04.06. | 21 | 245.6922 |  | 73.9652 | 9.588 | 0 | 162.1391 | 0
04.06. | 22 | 247.478 |  | 74.1187 | 9.588 | 0 | 163.7714 | 0
04.06. | 23 | 247.6586 |  | 72.1229 | 9.588 | 0 | 165.9477 | 0
04.06. | 24 | 232.8079 |  | 72.5067 | 9.588 | 0 | 150.7132 | 0
05.06. | 1 | 233.5055 |  | 72.6602 | 9.588 | 0 | 151.2573 | 0
05.06. | 2 | 232.7033 |  | 72.5834 | 9.588 | 0 | 150.5318 | 0
05.06. | 3 | 231.3013 |  | 72.8137 | 9.588 | 0 | 148.8995 | 0
05.06. | 4 | 232.2992 |  | 73.8116 | 9.588 | 0 | 148.8995 | 0
05.06. | 5 | 230.4028 |  | 76.268 | 9.588 | 0 | 144.5468 | 0
05.06. | 6 | 232.1254 |  | 75.2701 | 9.588 | 0 | 147.2673 | 0
05.06. | 7 | 218.455 |  | 62.1438 | 9.588 | 0 | 146.7232 | 0
05.06. | 8 | 224.3935 |  | 67.901 | 9.588 | 0 | 146.9045 | 0
05.06. | 9 | 227.9659 |  | 70.2038 | 9.588 | 0 | 148.1741 | 0
05.06. | 10 | 236.8889 |  | 73.5046 | 9.588 | 0 | 153.7964 | 0
05.06. | 11 | 236.84 |  | 73.2743 | 9.588 | 0 | 153.9777 | 0
05.06. | 12 | 233.7079 |  | 73.044 | 9.588 | 0 | 151.0759 | 0
05.06. | 13 | 234.6637 |  | 73.2743 | 9.588 | 0 | 151.8014 | 0
05.06. | 14 | 232.4662 |  | 72.8905 | 9.588 | 0 | 149.9877 | 0
05.06. | 15 | 230.7293 |  | 72.9672 | 9.588 | 0 | 148.1741 | 0
05.06. | 16 | 232.6965 |  | 73.1208 | 9.588 | 0 | 149.9877 | 0
05.06. | 17 | 232.3827 |  | 73.3511 | 9.588 | 0 | 149.4436 | 0
05.06. | 18 | 233.4709 |  | 73.3511 | 9.588 | 0 | 150.5318 | 0
05.06. | 19 | 233.3384 |  | 73.5813 | 9.588 | 0 | 150.1691 | 0
05.06. | 20 | 233.8479 |  | 74.2722 | 9.588 | 0 | 149.9877 | 0
05.06. | 21 | 237.4195 |  | 74.5792 | 9.588 | 0 | 153.2523 | 0
05.06. | 22 | 240.0978 |  | 73.8116 | 9.588 | 0 | 156.6982 | 0
05.06. | 23 | 247.2891 |  | 72.6602 | 9.588 | 0 | 165.0409 | 0
05.06. | 24 | 250.3723 |  | 72.6602 | 9.588 | 0 | 168.1241 | 0
06.06. | 1 | 250.7629 |  | 72.5067 | 9.588 | 0 | 168.6682 | 0
06.06. | 2 | 252.4449 |  | 74.7328 | 9.588 | 0 | 168.1241 | 0
06.06. | 3 | 251.8451 |  | 75.0398 | 9.588 | 0 | 167.2173 | 0
06.06. | 4 | 250.7291 |  | 75.1933 | 9.588 | 0 | 165.9477 | 0
06.06. | 5 | 247.4645 |  | 75.1933 | 9.588 | 0 | 162.6832 | 0
06.06. | 6 | 242.7837 |  | 74.5025 | 9.588 | 0 | 158.6932 | 0
06.06. | 7 | 238.8839 |  | 73.5046 | 9.588 | 0 | 155.7914 | 0
06.06. | 8 | 236.4562 |  | 72.8905 | 9.588 | 0 | 153.9777 | 0
06.06. | 9 | 235.1799 |  | 73.4278 | 9.588 | 0 | 152.1641 | 0
06.06. | 10 | 229.2009 |  | 70.8947 | 9.588 | 0 | 148.7182 | 0
06.06. | 11 | 227.7432 |  | 71.432 | 9.588 | 0 | 146.7232 | 0
06.06. | 12 | 230.3034 |  | 71.8158 | 9.588 | 0 | 148.8995 | 0
06.06. | 13 | 231.7956 |  | 70.5876 | 9.588 | 0 | 151.62 | 0
06.06. | 14 | 231.907 |  | 69.9735 | 9.588 | 0 | 152.3455 | 0
06.06. | 15 | 226.3269 |  | 70.7412 | 9.588 | 0 | 145.9977 | 0
06.06. | 16 | 230.1355 |  | 70.7412 | 9.588 | 0 | 149.8064 | 0
06.06. | 17 | 228.9081 |  | 71.5088 | 9.588 | 0 | 147.8114 | 0
06.06. | 18 | 230.9242 |  | 71.8926 | 9.588 | 0 | 149.4436 | 0
06.06. | 19 | 236.2681 |  | 73.4278 | 9.588 | 0 | 153.2523 | 0
06.06. | 20 | 236.0589 |  | 73.5813 | 9.588 | 0 | 152.8895 | 0
06.06. | 21 | 236.2892 |  | 73.8116 | 9.588 | 0 | 152.8895 | 0
06.06. | 22 | 240.523 |  | 72.9672 | 9.588 | 0 | 157.9677 | 0
06.06. | 23 | 240.3897 |  | 71.2017 | 9.588 | 0 | 159.6 | 0
06.06. | 24 | 239.0713 |  | 70.9714 | 9.588 | 0 | 158.5118 | 0
07.06. | 1 | 239.3994 |  | 71.6623 | 9.588 | 0 | 158.1491 | 0
07.06. | 2 | 245.553 |  | 74.7328 | 9.588 | 0 | 161.2323 | 0
07.06. | 3 | 245.9579 |  | 75.5004 | 9.588 | 0 | 160.8695 | 0
07.06. | 4 | 247.1786 |  | 75.2701 | 9.588 | 0 | 162.3205 | 0
07.06. | 5 | 246.502 |  | 75.5004 | 9.588 | 0 | 161.4136 | 0
07.06. | 6 | 243.6002 |  | 75.5004 | 9.588 | 0 | 158.5118 | 0
07.06. | 7 | 234.7969 |  | 75.0398 | 9.588 | 0 | 150.1691 | 0
07.06. | 8 | 237.9079 |  | 74.8863 | 9.588 | 0 | 153.4336 | 0
07.06. | 9 | 240.6284 |  | 74.8863 | 9.588 | 0 | 156.1541 | 0
07.06. | 10 | 239.5402 |  | 74.8863 | 9.588 | 0 | 155.0659 | 0
07.06. | 11 | 240.6495 |  | 75.2701 | 9.588 | 0 | 155.7914 | 0
07.06. | 12 | 240.2446 |  | 74.5025 | 9.588 | 0 | 156.1541 | 0
07.06. | 13 | 239.568 |  | 74.7328 | 9.588 | 0 | 155.2473 | 0
07.06. | 14 | 246.125 |  | 74.5792 | 9.588 | 0 | 161.9577 | 0
07.06. | 15 | 245.0368 |  | 74.5792 | 9.588 | 0 | 160.8695 | 0
07.06. | 16 | 246.3553 |  | 74.8095 | 9.588 | 0 | 161.9577 | 0
07.06. | 17 | 247.4088 |  | 75.5004 | 9.588 | 0 | 162.3205 | 0
07.06. | 18 | 249.09 |  | 75.7307 | 9.588 | 0 | 163.7714 | 0
07.06. | 19 | 247.6113 |  | 75.8842 | 9.588 | 0 | 162.1391 | 0
07.06. | 20 | 246.4396 |  | 76.3448 | 9.588 | 0 | 160.5068 | 0
07.06. | 21 | 247.3253 |  | 75.961 | 9.588 | 0 | 161.7764 | 0
07.06. | 22 | 245.6441 |  | 75.7307 | 9.588 | 0 | 160.3255 | 0
07.06. | 23 | 243.537 |  | 74.349 | 9.588 | 0 | 159.6 | 0
07.06. | 24 | 246.8504 |  | 74.5792 | 9.588 | 0 | 162.6832 | 0
08.06. | 1 | 246.0271 |  | 74.1187 | 9.588 | 0 | 162.3205 | 0
08.06. | 2 | 244.5205 |  | 74.4257 | 9.588 | 0 | 160.5068 | 0
08.06. | 3 | 242.5255 |  | 74.4257 | 9.588 | 0 | 158.5118 | 0
08.06. | 4 | 244.0043 |  | 74.2722 | 9.588 | 0 | 160.1441 | 0
08.06. | 5 | 245.6028 |  | 76.9589 | 9.588 | 0 | 159.0559 | 0
08.06. | 6 | 243.008 |  | 77.2659 | 9.588 | 0 | 156.1541 | 0
08.06. | 7 | 240.9852 |  | 77.4194 | 9.588 | 0 | 153.9777 | 0
08.06. | 8 | 239.4432 |  | 76.4215 | 9.588 | 0 | 153.4336 | 0
08.06. | 9 | 238.2571 |  | 75.961 | 9.588 | 0 | 152.7082 | 0
08.06. | 10 | 240.6359 |  | 76.3448 | 9.588 | 0 | 154.7032 | 0
08.06. | 11 | 243.9773 |  | 76.4215 | 9.588 | 0 | 157.9677 | 0
08.06. | 12 | 244.2278 |  | 75.0398 | 9.588 | 0 | 159.6 | 0
08.06. | 13 | 246.7112 |  | 75.3469 | 9.588 | 0 | 161.7764 | 0
08.06. | 14 | 244.0954 |  | 75.2701 | 9.588 | 0 | 159.2373 | 0
08.06. | 15 | 247.6248 |  | 74.8095 | 9.588 | 0 | 163.2273 | 0
08.06. | 16 | 244.4649 |  | 74.7328 | 9.588 | 0 | 160.1441 | 0
08.06. | 17 | 246.2296 |  | 74.5025 | 9.588 | 0 | 162.1391 | 0
08.06. | 18 | 248.1689 |  | 74.8095 | 9.588 | 0 | 163.7714 | 0
08.06. | 19 | 249.6687 |  | 75.0398 | 9.588 | 0 | 165.0409 | 0
08.06. | 20 | 251.1061 |  | 76.1145 | 9.588 | 0 | 165.4036 | 0
08.06. | 21 | 250.5274 |  | 76.8053 | 9.588 | 0 | 164.1341 | 0
08.06. | 22 | 249.9479 |  | 75.5004 | 9.588 | 0 | 164.8595 | 0
08.06. | 23 | 246.8504 |  | 74.5792 | 9.588 | 0 | 162.6832 | 0
08.06. | 24 | 244.96 |  | 74.5025 | 9.588 | 0 | 160.8695 | 0
09.06. | 1 | 246.125 |  | 74.5792 | 9.588 | 0 | 161.9577 | 0
09.06. | 2 | 245.5041 |  | 74.5025 | 9.588 | 0 | 161.4136 | 0
09.06. | 3 | 244.8833 |  | 74.4257 | 9.588 | 0 | 160.8695 | 0
09.06. | 4 | 243.3767 |  | 74.7328 | 9.588 | 0 | 159.0559 | 0
09.06. | 5 | 246.1469 |  | 76.9589 | 9.588 | 0 | 159.6 | 0
09.06. | 6 | 244.4724 |  | 76.1912 | 9.588 | 0 | 158.6932 | 0
09.06. | 7 | 239.4778 |  | 75.7307 | 9.588 | 0 | 154.1591 | 0
09.06. | 8 | 242.7769 |  | 75.0398 | 9.588 | 0 | 158.1491 | 0
09.06. | 9 | 252.2146 |  | 74.5025 | 9.588 | 0 | 168.1241 | 0
09.06. | 10 | 249.8847 |  | 74.349 | 9.588 | 0 | 165.9477 | 0
09.06. | 11 | 253.4074 |  | 74.4257 | 9.588 | 0 | 169.3936 | 0
09.06. | 12 | 250.708 |  | 74.8095 | 9.588 | 0 | 166.3105 | 0
09.06. | 13 | 246.1596 |  | 73.8884 | 9.588 | 0 | 162.6832 | 0
09.06. | 14 | 246.0896 |  | 73.2743 | 9.588 | 0 | 163.2273 | 0
09.06. | 15 | 244.4295 |  | 73.4278 | 9.588 | 0 | 161.4136 | 0
09.06. | 16 | 242.8461 |  | 73.6581 | 9.588 | 0 | 159.6 | 0
09.06. | 17 | 241.9393 |  | 73.6581 | 9.588 | 0 | 158.6932 | 0
09.06. | 18 | 244.1224 |  | 73.1208 | 9.588 | 0 | 161.4136 | 0
09.06. | 19 | 245.8947 |  | 74.349 | 9.588 | 0 | 161.9577 | 0
09.06. | 20 | 248.2246 |  | 74.5025 | 9.588 | 0 | 164.1341 | 0
09.06. | 21 | 248.1411 |  | 74.9631 | 9.588 | 0 | 163.59 | 0
09.06. | 22 | 249.1246 |  | 75.0398 | 9.588 | 0 | 164.4968 | 0
09.06. | 23 | 241.8625 |  | 73.5813 | 9.588 | 0 | 158.6932 | 0
09.06. | 24 | 241.5487 |  | 73.8116 | 9.588 | 0 | 158.1491 | 0
10.06. | 1 | 237.7679 |  | 73.6581 | 9.588 | 0 | 154.5218 | 0
10.06. | 2 | 237.6844 |  | 74.1187 | 9.588 | 0 | 153.9777 | 0
10.06. | 3 | 238.9261 |  | 74.2722 | 9.588 | 0 | 155.0659 | 0
10.06. | 4 | 244.0043 |  | 74.2722 | 9.588 | 0 | 160.1441 | 0
10.06. | 5 | 250.0879 |  | 76.7286 | 9.588 | 0 | 163.7714 | 0
10.06. | 6 | 254.2871 |  | 76.575 | 9.588 | 0 | 168.1241 | 0
10.06. | 7 | 249.6063 |  | 75.8842 | 9.588 | 0 | 164.1341 | 0
10.06. | 8 | 250.5477 |  | 75.1933 | 9.588 | 0 | 165.7664 | 0
10.06. | 9 | 250.7637 |  | 74.5025 | 9.588 | 0 | 166.6732 | 0
10.06. | 10 | 250.4845 |  | 74.0419 | 9.588 | 0 | 166.8545 | 0
10.06. | 11 | 247.8964 |  | 73.8116 | 9.588 | 0 | 164.4968 | 0
10.06. | 12 | 250.8615 |  | 74.9631 | 9.588 | 0 | 166.3105 | 0
10.06. | 13 | 251.8308 |  | 74.1187 | 9.588 | 0 | 168.1241 | 0
10.06. | 14 | 250.7561 |  | 73.044 | 9.588 | 0 | 168.1241 | 0
10.06. | 15 | 250.3799 |  | 74.1187 | 9.588 | 0 | 166.6732 | 0
10.06. | 16 | 234.7288 |  | 61.9136 | 9.588 | 0 | 163.2273 | 0
10.06. | 17 | 247.1499 |  | 73.4278 | 9.588 | 0 | 164.1341 | 0
10.06. | 18 | 243.7529 |  | 73.6581 | 9.588 | 0 | 160.5068 | 0
10.06. | 19 | 247.6805 |  | 74.5025 | 9.588 | 0 | 163.59 | 0
10.06. | 20 | 253.9869 |  | 75.7307 | 9.588 | 0 | 168.6682 | 0
10.06. | 21 | 253.2336 |  | 75.8842 | 9.588 | 0 | 167.7614 | 0
10.06. | 22 | 248.8319 |  | 75.6539 | 9.588 | 0 | 163.59 | 0
10.06. | 23 | 245.8947 |  | 74.349 | 9.588 | 0 | 161.9577 | 0
10.06. | 24 | 244.2135 |  | 74.1187 | 9.588 | 0 | 160.5068 | 0
11.06. | 1 | 247.8408 |  | 74.1187 | 9.588 | 0 | 164.1341 | 0
11.06. | 2 | 248.071 |  | 74.349 | 9.588 | 0 | 164.1341 | 0
11.06. | 3 | 251.5937 |  | 74.4257 | 9.588 | 0 | 167.58 | 0
11.06. | 4 | 250.8134 |  | 76.7286 | 9.588 | 0 | 164.4968 | 0
11.06. | 5 | 250.5274 |  | 76.8053 | 9.588 | 0 | 164.1341 | 0
11.06. | 6 | 248.7138 |  | 76.8053 | 9.588 | 0 | 162.3205 | 0
11.06. | 7 | 249.209 |  | 76.575 | 9.588 | 0 | 163.0459 | 0
11.06. | 8 | 248.8597 |  | 75.5004 | 9.588 | 0 | 163.7714 | 0
11.06. | 9 | 247.7572 |  | 74.5792 | 9.588 | 0 | 163.59 | 0
11.06. | 10 | 245.9714 |  | 74.4257 | 9.588 | 0 | 161.9577 | 0
11.06. | 11 | 245.1692 |  | 74.349 | 9.588 | 0 | 161.2323 | 0
11.06. | 12 | 244.6741 |  | 74.5792 | 9.588 | 0 | 160.5068 | 0
11.06. | 13 | 245.0435 |  | 74.0419 | 9.588 | 0 | 161.4136 | 0
11.06. | 14 | 242.2185 |  | 74.1187 | 9.588 | 0 | 158.5118 | 0
11.06. | 15 | 243.4948 |  | 73.5813 | 9.588 | 0 | 160.3255 | 0
11.06. | 16 | 242.9996 |  | 73.8116 | 9.588 | 0 | 159.6 | 0
11.06. | 17 | 244.5062 |  | 73.5046 | 9.588 | 0 | 161.4136 | 0
11.06. | 18 | 246.8639 |  | 73.5046 | 9.588 | 0 | 163.7714 | 0
11.06. | 19 | 247.5337 |  | 73.8116 | 9.588 | 0 | 164.1341 | 0
11.06. | 20 | 247.1364 |  | 74.5025 | 9.588 | 0 | 163.0459 | 0
11.06. | 21 | 248.0921 |  | 74.7328 | 9.588 | 0 | 163.7714 | 0
11.06. | 22 | 246.9339 |  | 74.1187 | 9.588 | 0 | 163.2273 | 0
11.06. | 23 | 245.413 |  | 73.5046 | 9.588 | 0 | 162.3205 | 0
11.06. | 24 | 243.3067 |  | 74.1187 | 9.588 | 0 | 159.6 | 0
12.06. | 1 | 243.251 |  | 74.4257 | 9.588 | 0 | 159.2373 | 0
12.06. | 2 | 243.0696 |  | 74.4257 | 9.588 | 0 | 159.0559 | 0
12.06. | 3 | 243.7672 |  | 74.5792 | 9.588 | 0 | 159.6 | 0
12.06. | 4 | 240.7616 |  | 76.6518 | 9.588 | 0 | 154.5218 | 0
12.06. | 5 | 245.9933 |  | 76.8053 | 9.588 | 0 | 159.6 | 0
12.06. | 6 | 243.7191 |  | 76.3448 | 9.588 | 0 | 157.7864 | 0
12.06. | 7 | 244.4792 |  | 75.6539 | 9.588 | 0 | 159.2373 | 0
12.06. | 8 | 243.0629 |  | 74.9631 | 9.588 | 0 | 158.5118 | 0
12.06. | 9 | 239.6364 |  | 71.3553 | 9.588 | 0 | 158.6932 | 0
12.06. | 10 | 239.9443 |  | 73.6581 | 9.588 | 0 | 156.6982 | 0
12.06. | 11 | 237.6912 |  | 73.5813 | 9.588 | 0 | 154.5218 | 0
12.06. | 12 | 232.0056 |  | 72.4299 | 9.588 | 0 | 149.9877 | 0
12.06. | 13 | 230.6172 |  | 71.5855 | 9.588 | 0 | 149.4436 | 0
12.06. | 14 | 226.6129 |  | 70.6644 | 9.588 | 0 | 146.3605 | 0
12.06. | 15 | 232.64 |  | 71.432 | 9.588 | 0 | 151.62 | 0
12.06. | 16 | 230.1988 |  | 71.8926 | 9.588 | 0 | 148.7182 | 0
12.06. | 17 | 237.4255 |  | 72.0461 | 9.588 | 0 | 155.7914 | 0
12.06. | 18 | 238.0185 |  | 72.2764 | 9.588 | 0 | 156.1541 | 0
12.06. | 19 | 236.3516 |  | 72.9672 | 9.588 | 0 | 153.7964 | 0
12.06. | 20 | 241.8625 |  | 73.5813 | 9.588 | 0 | 158.6932 | 0
12.06. | 21 | 240.593 |  | 73.5813 | 9.588 | 0 | 157.4236 | 0
12.06. | 22 | 239.8743 |  | 73.044 | 9.588 | 0 | 157.2423 | 0
12.06. | 23 | 238.9388 |  | 71.2017 | 9.588 | 0 | 158.1491 | 0
12.06. | 24 | 236.7835 |  | 71.5855 | 9.588 | 0 | 155.61 | 0
13.06. | 1 | 236.4976 |  | 71.6623 | 9.588 | 0 | 155.2473 | 0
13.06. | 2 | 234.2015 |  | 68.8221 | 9.588 | 0 | 155.7914 | 0
13.06. | 3 | 225.0668 |  | 59.6875 | 9.588 | 0 | 155.7914 | 0
13.06. | 4 | 226.7353 |  | 62.9882 | 9.588 | 0 | 154.1591 | 0
13.06. | 5 | 225.2076 |  | 62.9115 | 9.588 | 0 | 152.7082 | 0
13.06. | 6 | 226.6586 |  | 62.9115 | 9.588 | 0 | 154.1591 | 0
13.06. | 7 | 224.9284 |  | 62.4509 | 9.588 | 0 | 152.8895 | 0
13.06. | 8 | 225.8142 |  | 62.0671 | 9.588 | 0 | 154.1591 | 0
13.06. | 9 | 221.9912 |  | 61.1459 | 9.588 | 0 | 151.2573 | 0
13.06. | 10 | 215.9016 |  | 61.2227 | 9.588 | 0 | 145.0909 | 0
13.06. | 11 | 226.9091 |  | 61.5298 | 9.588 | 0 | 155.7914 | 0
13.06. | 12 | 221.7617 |  | 62.9115 | 9.588 | 0 | 149.2623 | 0
13.06. | 13 | 235.4313 |  | 74.0419 | 9.588 | 0 | 151.8014 | 0
13.06. | 14 | 232.2781 |  | 73.4278 | 9.588 | 0 | 149.2623 | 0
13.06. | 15 | 237.7958 |  | 73.5046 | 9.588 | 0 | 154.7032 | 0
13.06. | 16 | 240.8789 |  | 73.5046 | 9.588 | 0 | 157.7864 | 0
13.06. | 17 | 244.717 |  | 77.3427 | 9.588 | 0 | 157.7864 | 0
13.06. | 18 | 246.2936 |  | 77.6497 | 9.588 | 0 | 159.0559 | 0
13.06. | 19 | 250.1512 |  | 77.88 | 9.588 | 0 | 162.6832 | 0
13.06. | 20 | 248.9306 |  | 78.1103 | 9.588 | 0 | 161.2323 | 0
13.06. | 21 | 244.9549 |  | 79.0314 | 9.588 | 0 | 156.3355 | 0
13.06. | 22 | 244.5846 |  | 77.573 | 9.588 | 0 | 157.4236 | 0
13.06. | 23 | 246.0144 |  | 77.1891 | 9.588 | 0 | 159.2373 | 0
13.06. | 24 | 240.8738 |  | 78.0335 | 9.588 | 0 | 153.2523 | 0
14.06. | 1 | 241.1108 |  | 77.7265 | 9.588 | 0 | 153.7964 | 0
14.06. | 2 | 244.3197 |  | 78.0335 | 9.588 | 0 | 156.6982 | 0
14.06. | 3 | 244.97 |  | 81.9484 | 9.588 | 0 | 153.4336 | 0
14.06. | 4 | 246.1779 |  | 84.7886 | 9.588 | 0 | 151.8014 | 0
14.06. | 5 | 244.1618 |  | 84.4047 | 9.588 | 0 | 150.1691 | 0
14.06. | 6 | 241.8041 |  | 84.4047 | 9.588 | 0 | 147.8114 | 0
14.06. | 7 | 240.7227 |  | 83.8674 | 9.588 | 0 | 147.2673 | 0
14.06. | 8 | 238.4342 |  | 82.4857 | 9.588 | 0 | 146.3605 | 0
14.06. | 9 | 232.7284 |  | 82.9463 | 9.588 | 0 | 140.1941 | 0
14.06. | 10 | 240.8897 |  | 82.9463 | 9.588 | 0 | 148.3555 | 0
14.06. | 11 | 244.161 |  | 82.4089 | 9.588 | 0 | 152.1641 | 0
14.06. | 12 | 242.4731 |  | 82.716 | 9.588 | 0 | 150.1691 | 0
14.06. | 13 | 244.4959 |  | 82.5625 | 9.588 | 0 | 152.3455 | 0
14.06. | 14 | 238.9015 |  | 82.4089 | 9.588 | 0 | 146.9045 | 0
14.06. | 15 | 246.2885 |  | 82.1787 | 9.588 | 0 | 154.5218 | 0
14.06. | 16 | 251.0528 |  | 82.4089 | 9.588 | 0 | 159.0559 | 0
14.06. | 17 | 252.3224 |  | 82.4089 | 9.588 | 0 | 160.3255 | 0
14.06. | 18 | 244.5794 |  | 82.1019 | 9.588 | 0 | 152.8895 | 0
14.06. | 19 | 250.6901 |  | 82.4089 | 9.588 | 0 | 158.6932 | 0
14.06. | 20 | 255.1829 |  | 83.6371 | 9.588 | 0 | 161.9577 | 0
14.06. | 21 | 252.4413 |  | 83.2533 | 9.588 | 0 | 159.6 | 0
14.06. | 22 | 255.3153 |  | 83.4068 | 9.588 | 0 | 162.3205 | 0
14.06. | 23 | 253.7733 |  | 82.4089 | 9.588 | 0 | 161.7764 | 0
14.06. | 24 | 250.2439 |  | 82.8695 | 9.588 | 0 | 157.7864 | 0
15.06. | 1 | 249.4206 |  | 82.4089 | 9.588 | 0 | 157.4236 | 0
15.06. | 2 | 254.0314 |  | 82.4857 | 9.588 | 0 | 161.9577 | 0
15.06. | 3 | 250.8436 |  | 82.5625 | 9.588 | 0 | 158.6932 | 0
15.06. | 4 | 252.4481 |  | 82.716 | 9.588 | 0 | 160.1441 | 0
15.06. | 5 | 253.2233 |  | 84.9421 | 9.588 | 0 | 158.6932 | 0
15.06. | 6 | 254.9323 |  | 85.0188 | 9.588 | 0 | 160.3255 | 0
15.06. | 7 | 252.5324 |  | 84.2512 | 9.588 | 0 | 158.6932 | 0
15.06. | 8 | 252.5594 |  | 82.1019 | 9.588 | 0 | 160.8695 | 0
15.06. | 9 | 252.2043 |  | 83.5604 | 9.588 | 0 | 159.0559 | 0
15.06. | 10 | 249.3092 |  | 83.023 | 9.588 | 0 | 156.6982 | 0
15.06. | 11 | 249.7209 |  | 83.2533 | 9.588 | 0 | 156.8795 | 0
15.06. | 12 | 251.5969 |  | 82.4089 | 9.588 | 0 | 159.6 | 0
15.06. | 13 | 248.3881 |  | 82.1019 | 9.588 | 0 | 156.6982 | 0
15.06. | 14 | 250.3063 |  | 82.0251 | 9.588 | 0 | 158.6932 | 0
15.06. | 15 | 244.97 |  | 81.9484 | 9.588 | 0 | 153.4336 | 0
15.06. | 16 | 252.0221 |  | 81.5646 | 9.588 | 0 | 160.8695 | 0
15.06. | 17 | 246.1898 |  | 79.7223 | 9.588 | 0 | 156.8795 | 0
15.06. | 18 | 249.4695 |  | 82.6392 | 9.588 | 0 | 157.2423 | 0
15.06. | 19 | 241.0432 |  | 83.0998 | 9.588 | 0 | 148.3555 | 0
15.06. | 20 | 252.7484 |  | 83.5604 | 9.588 | 0 | 159.6 | 0
15.06. | 21 | 249.3995 |  | 82.0251 | 9.588 | 0 | 157.7864 | 0
15.06. | 22 | 251.2207 |  | 83.4836 | 9.588 | 0 | 158.1491 | 0
15.06. | 23 | 247.1674 |  | 82.3322 | 9.588 | 0 | 155.2473 | 0
15.06. | 24 | 248.8554 |  | 82.0251 | 9.588 | 0 | 157.2423 | 0
16.06. | 1 | 248.8765 |  | 82.4089 | 9.588 | 0 | 156.8795 | 0
16.06. | 2 | 249.4973 |  | 82.4857 | 9.588 | 0 | 157.4236 | 0
16.06. | 3 | 243.9105 |  | 83.7906 | 9.588 | 0 | 150.5318 | 0
16.06. | 4 | 248.8216 |  | 84.7118 | 9.588 | 0 | 154.5218 | 0
16.06. | 5 | 253.4054 |  | 86.9379 | 9.588 | 0 | 156.8795 | 0
16.06. | 6 | 253.7538 |  | 86.0167 | 9.588 | 0 | 158.1491 | 0
16.06. | 7 | 249.4568 |  | 85.7097 | 9.588 | 0 | 154.1591 | 0
16.06. | 8 | 247.0991 |  | 85.7097 | 9.588 | 0 | 151.8014 | 0
16.06. | 9 | 245.9898 |  | 85.3259 | 9.588 | 0 | 151.0759 | 0
16.06. | 10 | 246.4571 |  | 85.2491 | 9.588 | 0 | 151.62 | 0
16.06. | 11 | 247.0772 |  | 83.3301 | 9.588 | 0 | 154.1591 | 0
16.06. | 12 | 229.2944 |  | 77.88 | 9.588 | 0 | 141.8264 | 0
16.06. | 13 | 233.1519 |  | 78.1103 | 9.588 | 0 | 145.4536 | 0
16.06. | 14 | 232.9284 |  | 77.3427 | 9.588 | 0 | 145.9977 | 0
16.06. | 15 | 249.4687 |  | 80.6434 | 9.588 | 0 | 159.2373 | 0
16.06. | 16 | 250.8293 |  | 81.6413 | 9.588 | 0 | 159.6 | 0
16.06. | 17 | 241.7309 |  | 75.8074 | 9.588 | 0 | 156.3355 | 0
16.06. | 18 | 251.2199 |  | 81.4878 | 9.588 | 0 | 160.1441 | 0
16.06. | 19 | 251.1228 |  | 83.023 | 9.588 | 0 | 158.5118 | 0
16.06. | 20 | 247.7883 |  | 82.4089 | 9.588 | 0 | 155.7914 | 0
16.06. | 21 | 249.4138 |  | 82.9463 | 9.588 | 0 | 156.8795 | 0
16.06. | 22 | 251.0596 |  | 81.8716 | 9.588 | 0 | 159.6 | 0
16.06. | 23 | 244.9549 |  | 79.0314 | 9.588 | 0 | 156.3355 | 0
16.06. | 24 | 246.4058 |  | 79.0314 | 9.588 | 0 | 157.7864 | 0
17.06. | 1 | 246.9364 |  | 80.1061 | 9.588 | 0 | 157.2423 | 0
17.06. | 2 | 246.329 |  | 78.9547 | 9.588 | 0 | 157.7864 | 0
17.06. | 3 | 243.7621 |  | 79.1082 | 9.588 | 0 | 155.0659 | 0
17.06. | 4 | 245.3176 |  | 79.0314 | 9.588 | 0 | 156.6982 | 0
17.06. | 5 | 248.5762 |  | 81.5646 | 9.588 | 0 | 157.4236 | 0
17.06. | 6 | 248.9946 |  | 81.2575 | 9.588 | 0 | 158.1491 | 0
17.06. | 7 | 249.6644 |  | 81.5646 | 9.588 | 0 | 158.5118 | 0
17.06. | 8 | 249.246 |  | 81.8716 | 9.588 | 0 | 157.7864 | 0
17.06. | 9 | 245.9393 |  | 81.104 | 9.588 | 0 | 155.2473 | 0
17.06. | 10 | 249.3708 |  | 80.1828 | 9.588 | 0 | 159.6 | 0
17.06. | 11 | 252.7543 |  | 81.0272 | 9.588 | 0 | 162.1391 | 0
17.06. | 12 | 249.3641 |  | 80.7202 | 9.588 | 0 | 159.0559 | 0
17.06. | 13 | 248.6243 |  | 79.799 | 9.588 | 0 | 159.2373 | 0
17.06. | 14 | 253.0824 |  | 81.7181 | 9.588 | 0 | 161.7764 | 0
17.06. | 15 | 253.2638 |  | 81.7181 | 9.588 | 0 | 161.9577 | 0
17.06. | 16 | 254.6658 |  | 81.4878 | 9.588 | 0 | 163.59 | 0
17.06. | 17 | 252.8311 |  | 81.104 | 9.588 | 0 | 162.1391 | 0
17.06. | 18 | 248.0321 |  | 81.5646 | 9.588 | 0 | 156.8795 | 0
17.06. | 19 | 249.6087 |  | 81.8716 | 9.588 | 0 | 158.1491 | 0
17.06. | 20 | 248.7019 |  | 81.8716 | 9.588 | 0 | 157.2423 | 0
17.06. | 21 | 247.2164 |  | 82.5625 | 9.588 | 0 | 155.0659 | 0
17.06. | 22 | 246.3231 |  | 81.4878 | 9.588 | 0 | 155.2473 | 0
17.06. | 23 | 247.634 |  | 80.2596 | 9.588 | 0 | 157.7864 | 0
17.06. | 24 | 246.9296 |  | 80.6434 | 9.588 | 0 | 156.6982 | 0
18.06. | 1 | 248.464 |  | 80.1828 | 9.588 | 0 | 158.6932 | 0
18.06. | 2 | 246.6639 |  | 79.1082 | 9.588 | 0 | 157.9677 | 0
18.06. | 3 | 246.6707 |  | 78.5709 | 9.588 | 0 | 158.5118 | 0
18.06. | 4 | 250.362 |  | 81.7181 | 9.588 | 0 | 159.0559 | 0
18.06. | 5 | 248.8132 |  | 81.2575 | 9.588 | 0 | 157.9677 | 0
18.06. | 6 | 247.7453 |  | 79.6455 | 9.588 | 0 | 158.5118 | 0
18.06. | 7 | 245.0038 |  | 79.2617 | 9.588 | 0 | 156.1541 | 0
18.06. | 8 | 251.861 |  | 79.9526 | 9.588 | 0 | 162.3205 | 0
18.06. | 9 | 250.9045 |  | 77.7265 | 9.588 | 0 | 163.59 | 0
18.06. | 10 | 253.9674 |  | 79.3385 | 9.588 | 0 | 165.0409 | 0
18.06. | 11 | 252.2027 |  | 79.5688 | 9.588 | 0 | 163.0459 | 0
18.06. | 12 | 249.4054 |  | 79.492 | 9.588 | 0 | 160.3255 | 0
18.06. | 13 | 245.5192 |  | 77.4194 | 9.588 | 0 | 158.5118 | 0
18.06. | 14 | 247.9959 |  | 78.2638 | 9.588 | 0 | 160.1441 | 0
18.06. | 15 | 233.6212 |  | 65.5214 | 9.588 | 0 | 158.5118 | 0
18.06. | 16 | 231.1032 |  | 65.9052 | 9.588 | 0 | 155.61 | 0
18.06. | 17 | 239.7613 |  | 69.6665 | 9.588 | 0 | 160.5068 | 0
18.06. | 18 | 249.6425 |  | 79.1849 | 9.588 | 0 | 160.8695 | 0
18.06. | 19 | 245.2408 |  | 78.9547 | 9.588 | 0 | 156.6982 | 0
18.06. | 20 | 249.7547 |  | 80.5667 | 9.588 | 0 | 159.6 | 0
18.06. | 21 | 247.634 |  | 80.2596 | 9.588 | 0 | 157.7864 | 0
18.06. | 22 | 248.1502 |  | 80.4131 | 9.588 | 0 | 158.1491 | 0
18.06. | 23 | 248.5408 |  | 80.2596 | 9.588 | 0 | 158.6932 | 0
18.06. | 24 | 250.5426 |  | 79.7223 | 9.588 | 0 | 161.2323 | 0
19.06. | 1 | 250.2009 |  | 80.1061 | 9.588 | 0 | 160.5068 | 0
19.06. | 2 | 248.75 |  | 80.1061 | 9.588 | 0 | 159.0559 | 0
19.06. | 3 | 249.2384 |  | 80.4131 | 9.588 | 0 | 159.2373 | 0
19.06. | 4 | 248.7997 |  | 82.3322 | 9.588 | 0 | 156.8795 | 0
19.06. | 5 | 249.9157 |  | 82.1787 | 9.588 | 0 | 158.1491 | 0
19.06. | 6 | 242.3052 |  | 81.6413 | 9.588 | 0 | 151.0759 | 0
19.06. | 7 | 245.0181 |  | 80.1828 | 9.588 | 0 | 155.2473 | 0
19.06. | 8 | 242.2766 |  | 79.799 | 9.588 | 0 | 152.8895 | 0
19.06. | 9 | 239.2212 |  | 79.6455 | 9.588 | 0 | 149.9877 | 0
19.06. | 10 | 237.7425 |  | 79.799 | 9.588 | 0 | 148.3555 | 0
19.06. | 11 | 230.2712 |  | 78.4941 | 9.588 | 0 | 142.1891 | 0
19.06. | 12 | 236.8981 |  | 78.9547 | 9.588 | 0 | 148.3555 | 0
19.06. | 13 | 234.575 |  | 78.2638 | 9.588 | 0 | 146.7232 | 0
19.06. | 14 | 234.2333 |  | 78.6476 | 9.588 | 0 | 145.9977 | 0
19.06. | 15 | 239.5629 |  | 79.2617 | 9.588 | 0 | 150.7132 | 0
19.06. | 16 | 240.3929 |  | 79.1849 | 9.588 | 0 | 151.62 | 0
19.06. | 17 | 242.4925 |  | 79.1082 | 9.588 | 0 | 153.7964 | 0
19.06. | 18 | 243.5386 |  | 78.3406 | 9.588 | 0 | 155.61 | 0
19.06. | 19 | 241.3344 |  | 78.4941 | 9.588 | 0 | 153.2523 | 0
19.06. | 20 | 248.0102 |  | 79.1849 | 9.588 | 0 | 159.2373 | 0
19.06. | 21 | 246.0009 |  | 78.2638 | 9.588 | 0 | 158.1491 | 0
19.06. | 22 | 244.5432 |  | 78.8011 | 9.588 | 0 | 156.1541 | 0
19.06. | 23 | 242.7018 |  | 78.9547 | 9.588 | 0 | 154.1591 | 0
19.06. | 24 | 241.9552 |  | 78.5709 | 9.588 | 0 | 153.7964 | 0
20.06. | 1 | 244.3694 |  | 80.2596 | 9.588 | 0 | 154.5218 | 0
20.06. | 2 | 242.2766 |  | 79.799 | 9.588 | 0 | 152.8895 | 0
20.06. | 3 | 241.9417 |  | 79.6455 | 9.588 | 0 | 152.7082 | 0
20.06. | 4 | 245.7444 |  | 82.1787 | 9.588 | 0 | 153.9777 | 0
20.06. | 5 | 245.5073 |  | 82.4857 | 9.588 | 0 | 153.4336 | 0
20.06. | 6 | 241.5722 |  | 80.1828 | 9.588 | 0 | 151.8014 | 0
20.06. | 7 | 243.2812 |  | 80.2596 | 9.588 | 0 | 153.4336 | 0
20.06. | 8 | 235.8867 |  | 79.0314 | 9.588 | 0 | 147.2673 | 0
20.06. | 9 | 238.0977 |  | 78.3406 | 9.588 | 0 | 150.1691 | 0
20.06. | 10 | 240.7835 |  | 79.0314 | 9.588 | 0 | 152.1641 | 0
20.06. | 11 | 237.1284 |  | 79.1849 | 9.588 | 0 | 148.3555 | 0
20.06. | 12 | 238.0277 |  | 77.7265 | 9.588 | 0 | 150.7132 | 0
20.06. | 13 | 238.495 |  | 77.6497 | 9.588 | 0 | 151.2573 | 0
20.06. | 14 | 234.8888 |  | 78.0335 | 9.588 | 0 | 147.2673 | 0
20.06. | 15 | 236.8138 |  | 77.4194 | 9.588 | 0 | 149.8064 | 0
20.06. | 16 | 233.1587 |  | 77.573 | 9.588 | 0 | 145.9977 | 0
20.06. | 17 | 234.1423 |  | 77.6497 | 9.588 | 0 | 146.9045 | 0
20.06. | 18 | 232.8516 |  | 77.2659 | 9.588 | 0 | 145.9977 | 0
20.06. | 19 | 236.2562 |  | 78.4941 | 9.588 | 0 | 148.1741 | 0
20.06. | 20 | 238.3001 |  | 78.7244 | 9.588 | 0 | 149.9877 | 0
20.06. | 21 | 241.4322 |  | 78.9547 | 9.588 | 0 | 152.8895 | 0
20.06. | 22 | 241.2087 |  | 78.187 | 9.588 | 0 | 153.4336 | 0
20.06. | 23 | 237.3444 |  | 78.4941 | 9.588 | 0 | 149.2623 | 0
20.06. | 24 | 242.0531 |  | 79.0314 | 9.588 | 0 | 153.4336 | 0
21.06. | 1 | 239.3048 |  | 79.1849 | 9.588 | 0 | 150.5318 | 0
21.06. | 2 | 239.0323 |  | 78.187 | 9.588 | 0 | 151.2573 | 0
21.06. | 3 | 241.9417 |  | 79.6455 | 9.588 | 0 | 152.7082 | 0
21.06. | 4 | 241.8447 |  | 81.1808 | 9.588 | 0 | 151.0759 | 0
21.06. | 5 | 241.6144 |  | 80.9505 | 9.588 | 0 | 151.0759 | 0
21.06. | 6 | 241.1049 |  | 80.2596 | 9.588 | 0 | 151.2573 | 0
21.06. | 7 | 238.5726 |  | 79.7223 | 9.588 | 0 | 149.2623 | 0
21.06. | 8 | 238.5582 |  | 78.8011 | 9.588 | 0 | 150.1691 | 0
21.06. | 9 | 234.3101 |  | 78.7244 | 9.588 | 0 | 145.9977 | 0
21.06. | 10 | 236.5413 |  | 76.4215 | 9.588 | 0 | 150.5318 | 0
21.06. | 11 | 233.9466 |  | 76.7286 | 9.588 | 0 | 147.63 | 0
21.06. | 12 | 236.5835 |  | 77.1891 | 9.588 | 0 | 149.8064 | 0
21.06. | 13 | 237.8741 |  | 77.573 | 9.588 | 0 | 150.7132 | 0
21.06. | 14 | 240.4411 |  | 77.4194 | 9.588 | 0 | 153.4336 | 0
21.06. | 15 | 241.9341 |  | 78.187 | 9.588 | 0 | 154.1591 | 0
21.06. | 16 | 239.967 |  | 78.0335 | 9.588 | 0 | 152.3455 | 0
21.06. | 17 | 236.9252 |  | 76.8053 | 9.588 | 0 | 150.5318 | 0
21.06. | 18 | 239.3183 |  | 78.1103 | 9.588 | 0 | 151.62 | 0
21.06. | 19 | 238.5582 |  | 78.8011 | 9.588 | 0 | 150.1691 | 0
21.06. | 20 | 240.0437 |  | 78.1103 | 9.588 | 0 | 152.3455 | 0
21.06. | 21 | 241.3073 |  | 80.6434 | 9.588 | 0 | 151.0759 | 0
21.06. | 22 | 239.5561 |  | 79.799 | 9.588 | 0 | 150.1691 | 0
21.06. | 23 | 239.0745 |  | 78.9547 | 9.588 | 0 | 150.5318 | 0
21.06. | 24 | 233.9677 |  | 77.1124 | 9.588 | 0 | 147.2673 | 0
22.06. | 1 | 239.6464 |  | 78.8011 | 9.588 | 0 | 151.2573 | 0
22.06. | 2 | 222.9129 |  | 63.5185 | 9.588 | 0 | 149.8064 | 0
22.06. | 3 | 241.5857 |  | 79.1082 | 9.588 | 0 | 152.8895 | 0
22.06. | 4 | 248.0878 |  | 81.2575 | 9.588 | 0 | 157.2423 | 0
22.06. | 5 | 245.7579 |  | 81.104 | 9.588 | 0 | 155.0659 | 0
22.06. | 6 | 245.7857 |  | 80.9505 | 9.588 | 0 | 155.2473 | 0
22.06. | 7 | 243.5115 |  | 80.4899 | 9.588 | 0 | 153.4336 | 0
22.06. | 8 | 242.9742 |  | 79.9526 | 9.588 | 0 | 153.4336 | 0
22.06. | 9 | 240.5465 |  | 79.3385 | 9.588 | 0 | 151.62 | 0
22.06. | 10 | 242.3323 |  | 79.492 | 9.588 | 0 | 153.2523 | 0
22.06. | 11 | 246.4615 |  | 78.7244 | 9.588 | 0 | 158.1491 | 0
22.06. | 12 | 247.7234 |  | 77.2659 | 9.588 | 0 | 160.8695 | 0
22.06. | 13 | 248.0862 |  | 77.2659 | 9.588 | 0 | 161.2323 | 0
22.06. | 14 | 240.0294 |  | 77.1891 | 9.588 | 0 | 153.2523 | 0
22.06. | 15 | 239.1783 |  | 76.8821 | 9.588 | 0 | 152.7082 | 0
22.06. | 16 | 238.4874 |  | 76.1912 | 9.588 | 0 | 152.7082 | 0
22.06. | 17 | 241.18 |  | 76.3448 | 9.588 | 0 | 155.2473 | 0
22.06. | 18 | 244.5213 |  | 76.4215 | 9.588 | 0 | 158.5118 | 0
22.06. | 19 | 248.3375 |  | 77.88 | 9.588 | 0 | 160.8695 | 0
22.06. | 20 | 250.0187 |  | 78.1103 | 9.588 | 0 | 162.3205 | 0
22.06. | 21 | 248.4075 |  | 78.4941 | 9.588 | 0 | 160.3255 | 0
22.06. | 22 | 241.8641 |  | 77.573 | 9.588 | 0 | 154.7032 | 0
22.06. | 23 | 244.9052 |  | 76.8053 | 9.588 | 0 | 158.5118 | 0
22.06. | 24 | 237.26 |  | 76.9589 | 9.588 | 0 | 150.7132 | 0
23.06. | 1 | 241.8574 |  | 78.1103 | 9.588 | 0 | 154.1591 | 0
23.06. | 2 | 237.8463 |  | 77.7265 | 9.588 | 0 | 150.5318 | 0
23.06. | 3 | 235.9559 |  | 77.6497 | 9.588 | 0 | 148.7182 | 0
23.06. | 4 | 227.8924 |  | 78.1103 | 9.588 | 0 | 140.1941 | 0
23.06. | 5 | 224.5232 |  | 78.187 | 9.588 | 0 | 136.7482 | 0
23.06. | 6 | 228.2121 |  | 75.3469 | 9.588 | 0 | 143.2773 | 0
23.06. | 7 | 223.2815 |  | 78.0335 | 9.588 | 0 | 135.66 | 0
23.06. | 8 | 237.5603 |  | 77.8032 | 9.588 | 0 | 150.1691 | 0
23.06. | 9 | 238.4115 |  | 78.1103 | 9.588 | 0 | 150.7132 | 0
23.06. | 10 | 239.2415 |  | 78.0335 | 9.588 | 0 | 151.62 | 0
23.06. | 11 | 237.4203 |  | 76.575 | 9.588 | 0 | 151.2573 | 0
23.06. | 12 | 238.662 |  | 76.7286 | 9.588 | 0 | 152.3455 | 0
23.06. | 13 | 240.3221 |  | 76.575 | 9.588 | 0 | 154.1591 | 0
23.06. | 14 | 237.476 |  | 76.268 | 9.588 | 0 | 151.62 | 0
23.06. | 15 | 237.1065 |  | 76.8053 | 9.588 | 0 | 150.7132 | 0
23.06. | 16 | 239.4364 |  | 76.9589 | 9.588 | 0 | 152.8895 | 0
23.06. | 17 | 235.0348 |  | 76.7286 | 9.588 | 0 | 148.7182 | 0
23.06. | 18 | 239.4153 |  | 76.575 | 9.588 | 0 | 153.2523 | 0
23.06. | 19 | 240.8384 |  | 76.7286 | 9.588 | 0 | 154.5218 | 0
23.06. | 20 | 242.0952 |  | 79.799 | 9.588 | 0 | 152.7082 | 0
23.06. | 21 | 240.8603 |  | 79.1082 | 9.588 | 0 | 152.1641 | 0
23.06. | 22 | 244.097 |  | 79.2617 | 9.588 | 0 | 155.2473 | 0
23.06. | 23 | 238.4047 |  | 78.6476 | 9.588 | 0 | 150.1691 | 0
23.06. | 24 | 239.8624 |  | 78.1103 | 9.588 | 0 | 152.1641 | 0
24.06. | 1 | 243.3918 |  | 77.6497 | 9.588 | 0 | 156.1541 | 0
24.06. | 2 | 241.7806 |  | 78.0335 | 9.588 | 0 | 154.1591 | 0
24.06. | 3 | 243.1615 |  | 77.4194 | 9.588 | 0 | 156.1541 | 0
24.06. | 4 | 242.5617 |  | 77.7265 | 9.588 | 0 | 155.2473 | 0
24.06. | 5 | 244.8368 |  | 80.1828 | 9.588 | 0 | 155.0659 | 0
24.06. | 6 | 242.1931 |  | 80.2596 | 9.588 | 0 | 152.3455 | 0
24.06. | 7 | 244.2994 |  | 79.6455 | 9.588 | 0 | 155.0659 | 0
24.06. | 8 | 246.7685 |  | 79.0314 | 9.588 | 0 | 158.1491 | 0
24.06. | 9 | 248.7214 |  | 78.2638 | 9.588 | 0 | 160.8695 | 0
24.06. | 10 | 249.3911 |  | 78.5709 | 9.588 | 0 | 161.2323 | 0
24.06. | 11 | 247.2915 |  | 78.6476 | 9.588 | 0 | 159.0559 | 0
24.06. | 12 | 242.771 |  | 77.573 | 9.588 | 0 | 155.61 | 0
24.06. | 13 | 243.7056 |  | 77.4194 | 9.588 | 0 | 156.6982 | 0
24.06. | 14 | 241.32 |  | 77.573 | 9.588 | 0 | 154.1591 | 0
24.06. | 15 | 235.7164 |  | 71.9693 | 9.588 | 0 | 154.1591 | 0
24.06. | 16 | 236.3373 |  | 72.0461 | 9.588 | 0 | 154.7032 | 0
24.06. | 17 | 233.5122 |  | 72.1229 | 9.588 | 0 | 151.8014 | 0
24.06. | 18 | 232.0335 |  | 72.2764 | 9.588 | 0 | 150.1691 | 0
24.06. | 19 | 233.352 |  | 72.5067 | 9.588 | 0 | 151.2573 | 0
24.06. | 20 | 234.0917 |  | 73.4278 | 9.588 | 0 | 151.0759 | 0
24.06. | 21 | 237.0703 |  | 73.5046 | 9.588 | 0 | 153.9777 | 0
24.06. | 22 | 240.4884 |  | 73.6581 | 9.588 | 0 | 157.2423 | 0
24.06. | 23 | 238.7996 |  | 71.9693 | 9.588 | 0 | 157.2423 | 0
24.06. | 24 | 239.6508 |  | 72.2764 | 9.588 | 0 | 157.7864 | 0
25.06. | 1 | 239.1834 |  | 72.3532 | 9.588 | 0 | 157.2423 | 0
25.06. | 2 | 231.1267 |  | 72.2764 | 9.588 | 0 | 149.2623 | 0
25.06. | 3 | 235.7932 |  | 72.0461 | 9.588 | 0 | 154.1591 | 0
25.06. | 4 | 240.0075 |  | 74.8095 | 9.588 | 0 | 155.61 | 0
25.06. | 5 | 238.9961 |  | 74.8863 | 9.588 | 0 | 154.5218 | 0
25.06. | 6 | 237.8379 |  | 74.2722 | 9.588 | 0 | 153.9777 | 0
25.06. | 7 | 236.7287 |  | 73.8884 | 9.588 | 0 | 153.2523 | 0
25.06. | 8 | 238.0817 |  | 73.4278 | 9.588 | 0 | 155.0659 | 0
25.06. | 9 | 238.5837 |  | 72.6602 | 9.588 | 0 | 156.3355 | 0
25.06. | 10 | 240.6833 |  | 72.5834 | 9.588 | 0 | 158.5118 | 0
25.06. | 11 | 237.6558 |  | 72.2764 | 9.588 | 0 | 155.7914 | 0
25.06. | 12 | 239.6508 |  | 72.2764 | 9.588 | 0 | 157.7864 | 0
25.06. | 13 | 236.3997 |  | 71.2017 | 9.588 | 0 | 155.61 | 0
25.06. | 14 | 236.274 |  | 70.8947 | 9.588 | 0 | 155.7914 | 0
25.06. | 15 | 235.4929 |  | 71.2017 | 9.588 | 0 | 154.7032 | 0
25.06. | 16 | 223.5929 |  | 71.8158 | 9.588 | 0 | 142.1891 | 0
25.06. | 17 | 230.5337 |  | 72.0461 | 9.588 | 0 | 148.8995 | 0
25.06. | 18 | 223.5467 |  | 61.0692 | 9.588 | 0 | 152.8895 | 0
25.06. | 19 | 223.9019 |  | 59.6107 | 9.588 | 0 | 154.7032 | 0
25.06. | 20 | 236.1002 |  | 72.3532 | 9.588 | 0 | 154.1591 | 0
25.06. | 21 | 238.3188 |  | 73.1208 | 9.588 | 0 | 155.61 | 0
25.06. | 22 | 236.6933 |  | 72.5834 | 9.588 | 0 | 154.5218 | 0
25.06. | 23 | 234.4115 |  | 70.6644 | 9.588 | 0 | 154.1591 | 0
25.06. | 24 | 235.2415 |  | 70.5876 | 9.588 | 0 | 155.0659 | 0
26.06. | 1 | 225.7096 |  | 62.1438 | 9.588 | 0 | 153.9777 | 0
26.06. | 2 | 240.1957 |  | 74.2722 | 9.588 | 0 | 156.3355 | 0
26.06. | 3 | 238.6469 |  | 73.8116 | 9.588 | 0 | 155.2473 | 0
26.06. | 4 | 241.9898 |  | 77.88 | 9.588 | 0 | 154.5218 | 0
26.06. | 5 | 242.722 |  | 77.3427 | 9.588 | 0 | 155.7914 | 0
26.06. | 6 | 240.5878 |  | 78.1103 | 9.588 | 0 | 152.8895 | 0
26.06. | 7 | 246.5458 |  | 80.2596 | 9.588 | 0 | 156.6982 | 0
26.06. | 8 | 234.4099 |  | 66.6728 | 9.588 | 0 | 158.1491 | 0
26.06. | 9 | 233.8515 |  | 65.7516 | 9.588 | 0 | 158.5118 | 0
26.06. | 10 | 238.5355 |  | 74.4257 | 9.588 | 0 | 154.5218 | 0
26.06. | 11 | 234.9639 |  | 74.1187 | 9.588 | 0 | 151.2573 | 0
26.06. | 12 | 237.12 |  | 75.7307 | 9.588 | 0 | 151.8014 | 0
26.06. | 13 | 243.455 |  | 78.8011 | 9.588 | 0 | 155.0659 | 0
26.06. | 14 | 239.2694 |  | 77.88 | 9.588 | 0 | 151.8014 | 0
26.06. | 15 | 242.0733 |  | 77.4194 | 9.588 | 0 | 155.0659 | 0
26.06. | 16 | 241.8641 |  | 77.573 | 9.588 | 0 | 154.7032 | 0
26.06. | 17 | 241.1665 |  | 77.4194 | 9.588 | 0 | 154.1591 | 0
26.06. | 18 | 246.8242 |  | 78.7244 | 9.588 | 0 | 158.5118 | 0
26.06. | 19 | 245.1152 |  | 78.6476 | 9.588 | 0 | 156.8795 | 0
26.06. | 20 | 248.7778 |  | 79.9526 | 9.588 | 0 | 159.2373 | 0
26.06. | 21 | 246.2312 |  | 78.4941 | 9.588 | 0 | 158.1491 | 0
26.06. | 22 | 248.9314 |  | 80.1061 | 9.588 | 0 | 159.2373 | 0
26.06. | 23 | 244.857 |  | 78.5709 | 9.588 | 0 | 156.6982 | 0
26.06. | 24 | 241.0416 |  | 79.1082 | 9.588 | 0 | 152.3455 | 0
27.06. | 1 | 240.7346 |  | 78.8011 | 9.588 | 0 | 152.3455 | 0
27.06. | 2 | 245.6947 |  | 79.9526 | 9.588 | 0 | 156.1541 | 0
27.06. | 3 | 244.2994 |  | 79.6455 | 9.588 | 0 | 155.0659 | 0
27.06. | 4 | 244.4108 |  | 79.0314 | 9.588 | 0 | 155.7914 | 0
27.06. | 5 | 242.3179 |  | 78.5709 | 9.588 | 0 | 154.1591 | 0
27.06. | 6 | 246.2033 |  | 78.6476 | 9.588 | 0 | 157.9677 | 0
27.06. | 7 | 240.5667 |  | 77.7265 | 9.588 | 0 | 153.2523 | 0
27.06. | 8 | 238.1036 |  | 75.8074 | 9.588 | 0 | 152.7082 | 0
27.06. | 9 | 239.7367 |  | 77.8032 | 9.588 | 0 | 152.3455 | 0
27.06. | 10 | 238.732 |  | 77.3427 | 9.588 | 0 | 151.8014 | 0
27.06. | 11 | 238.3904 |  | 77.7265 | 9.588 | 0 | 151.0759 | 0
27.06. | 12 | 239.1715 |  | 77.4194 | 9.588 | 0 | 152.1641 | 0
27.06. | 13 | 237.309 |  | 77.1891 | 9.588 | 0 | 150.5318 | 0
27.06. | 14 | 237.9577 |  | 77.1124 | 9.588 | 0 | 151.2573 | 0
27.06. | 15 | 241.7941 |  | 76.9589 | 9.588 | 0 | 155.2473 | 0
27.06. | 16 | 241.1033 |  | 76.268 | 9.588 | 0 | 155.2473 | 0
27.06. | 17 | 244.4657 |  | 76.7286 | 9.588 | 0 | 158.1491 | 0
27.06. | 18 | 229.5055 |  | 65.2143 | 9.588 | 0 | 154.7032 | 0
27.06. | 19 | 241.2922 |  | 77.7265 | 9.588 | 0 | 153.9777 | 0
27.06. | 20 | 242.9042 |  | 79.3385 | 9.588 | 0 | 153.9777 | 0
27.06. | 21 | 240.1491 |  | 80.0293 | 9.588 | 0 | 150.5318 | 0
27.06. | 22 | 243.428 |  | 80.9505 | 9.588 | 0 | 152.8895 | 0
27.06. | 23 | 243.4618 |  | 78.2638 | 9.588 | 0 | 155.61 | 0
27.06. | 24 | 241.9341 |  | 78.187 | 9.588 | 0 | 154.1591 | 0
28.06. | 1 | 240.344 |  | 78.9547 | 9.588 | 0 | 151.8014 | 0
28.06. | 2 | 245.2544 |  | 77.88 | 9.588 | 0 | 157.7864 | 0
28.06. | 3 | 246.5939 |  | 78.4941 | 9.588 | 0 | 158.5118 | 0
28.06. | 4 | 242.2201 |  | 78.1103 | 9.588 | 0 | 154.5218 | 0
28.06. | 5 | 248.3873 |  | 80.1061 | 9.588 | 0 | 158.6932 | 0
28.06. | 6 | 242.6672 |  | 79.6455 | 9.588 | 0 | 153.4336 | 0
28.06. | 7 | 238.732 |  | 77.3427 | 9.588 | 0 | 151.8014 | 0
28.06. | 8 | 233.5695 |  | 75.8074 | 9.588 | 0 | 148.1741 | 0
28.06. | 9 | 219.447 |  | 65.6749 | 9.588 | 0 | 144.1841 | 0
28.06. | 10 | 218.2956 |  | 64.5235 | 9.588 | 0 | 144.1841 | 0
28.06. | 11 | 229.432 |  | 73.1208 | 9.588 | 0 | 146.7232 | 0
28.06. | 12 | 226.1058 |  | 75.961 | 9.588 | 0 | 140.5568 | 0
28.06. | 13 | 234.602 |  | 76.1145 | 9.588 | 0 | 148.8995 | 0
28.06. | 14 | 220.7865 |  | 66.289 | 9.588 | 0 | 144.9095 | 0
28.06. | 15 | 222.9661 |  | 74.2722 | 9.588 | 0 | 139.1059 | 0
28.06. | 16 | 233.0517 |  | 71.6623 | 9.588 | 0 | 151.8014 | 0
28.06. | 17 | 237.6912 |  | 73.5813 | 9.588 | 0 | 154.5218 | 0
28.06. | 18 | 244.6327 |  | 75.8074 | 9.588 | 0 | 159.2373 | 0
28.06. | 19 | 232.6687 |  | 73.2743 | 9.588 | 0 | 149.8064 | 0
28.06. | 20 | 237.3706 |  | 74.349 | 9.588 | 0 | 153.4336 | 0
28.06. | 21 | 227.1661 |  | 76.1145 | 9.588 | 0 | 141.4636 | 0
28.06. | 22 | 237.1825 |  | 74.8863 | 9.588 | 0 | 152.7082 | 0
28.06. | 23 | 235.7451 |  | 73.8116 | 9.588 | 0 | 152.3455 | 0
28.06. | 24 | 223.4497 |  | 62.6044 | 9.588 | 0 | 151.2573 | 0
29.06. | 1 | 234.9564 |  | 72.6602 | 9.588 | 0 | 152.7082 | 0
29.06. | 2 | 242.938 |  | 76.6518 | 9.588 | 0 | 156.6982 | 0
29.06. | 3 | 243.7334 |  | 77.2659 | 9.588 | 0 | 156.8795 | 0
29.06. | 4 | 241.9341 |  | 78.187 | 9.588 | 0 | 154.1591 | 0
29.06. | 5 | 244.8781 |  | 78.9547 | 9.588 | 0 | 156.3355 | 0
29.06. | 6 | 243.455 |  | 78.8011 | 9.588 | 0 | 155.0659 | 0
29.06. | 7 | 242.2547 |  | 77.4194 | 9.588 | 0 | 155.2473 | 0
29.06. | 8 | 241.0341 |  | 77.6497 | 9.588 | 0 | 153.7964 | 0
29.06. | 9 | 242.0877 |  | 78.3406 | 9.588 | 0 | 154.1591 | 0
29.06. | 10 | 243.5664 |  | 78.187 | 9.588 | 0 | 155.7914 | 0
29.06. | 11 | 233.2871 |  | 67.3636 | 9.588 | 0 | 156.3355 | 0
29.06. | 12 | 238.4234 |  | 73.044 | 9.588 | 0 | 155.7914 | 0
29.06. | 13 | 242.0244 |  | 77.1891 | 9.588 | 0 | 155.2473 | 0
29.06. | 14 | 243.6221 |  | 77.88 | 9.588 | 0 | 156.1541 | 0
29.06. | 15 | 247.8981 |  | 77.8032 | 9.588 | 0 | 160.5068 | 0
29.06. | 16 | 246.0144 |  | 77.1891 | 9.588 | 0 | 159.2373 | 0
29.06. | 17 | 248.2051 |  | 78.1103 | 9.588 | 0 | 160.5068 | 0
29.06. | 18 | 243.5386 |  | 78.3406 | 9.588 | 0 | 155.61 | 0
29.06. | 19 | 244.9616 |  | 78.4941 | 9.588 | 0 | 156.8795 | 0
29.06. | 20 | 248.0102 |  | 79.1849 | 9.588 | 0 | 159.2373 | 0
29.06. | 21 | 250.3401 |  | 79.3385 | 9.588 | 0 | 161.4136 | 0
29.06. | 22 | 251.1077 |  | 80.1061 | 9.588 | 0 | 161.4136 | 0
29.06. | 23 | 248.3029 |  | 78.5709 | 9.588 | 0 | 160.1441 | 0
29.06. | 24 | 248.2194 |  | 79.0314 | 9.588 | 0 | 159.6 | 0
30.06. | 1 | 247.0823 |  | 78.8011 | 9.588 | 0 | 158.6932 | 0
30.06. | 2 | 247.4383 |  | 79.3385 | 9.588 | 0 | 158.5118 | 0
30.06. | 3 | 249.6214 |  | 78.8011 | 9.588 | 0 | 161.2323 | 0
30.06. | 4 | 248.2194 |  | 79.0314 | 9.588 | 0 | 159.6 | 0
30.06. | 5 | 249.9977 |  | 77.7265 | 9.588 | 0 | 162.6832 | 0
30.06. | 6 | 253.6747 |  | 79.9526 | 9.588 | 0 | 164.1341 | 0
30.06. | 7 | 248.1359 |  | 79.492 | 9.588 | 0 | 159.0559 | 0
30.06. | 8 | 249.9285 |  | 79.1082 | 9.588 | 0 | 161.2323 | 0
30.06. | 9 | 243.3226 |  | 79.0314 | 9.588 | 0 | 154.7032 | 0
30.06. | 10 | 247.0966 |  | 79.7223 | 9.588 | 0 | 157.7864 | 0
30.06. | 11 | 254.1141 |  | 80.0293 | 9.588 | 0 | 164.4968 | 0
30.06. | 12 | 255.1045 |  | 79.5688 | 9.588 | 0 | 165.9477 | 0
30.06. | 13 | 252.1327 |  | 78.9547 | 9.588 | 0 | 163.59 | 0
30.06. | 14 | 249.6063 |  | 75.8842 | 9.588 | 0 | 164.1341 | 0
30.06. | 15 | 250.3174 |  | 74.9631 | 9.588 | 0 | 165.7664 | 0
30.06. | 16 | 250.4371 |  | 77.8032 | 9.588 | 0 | 163.0459 | 0
30.06. | 17 | 250.7585 |  | 79.0314 | 9.588 | 0 | 162.1391 | 0
30.06. | 18 | 253.0952 |  | 78.6476 | 9.588 | 0 | 164.8595 | 0
30.06. | 19 | 252.8303 |  | 79.1082 | 9.588 | 0 | 164.1341 | 0
30.06. | 20 | 252.4675 |  | 79.1082 | 9.588 | 0 | 163.7714 | 0
30.06. | 21 | 248.7214 |  | 78.2638 | 9.588 | 0 | 160.8695 | 0
30.06. | 22 | 250.4025 |  | 78.4941 | 9.588 | 0 | 162.3205 | 0
30.06. | 23 | 250.5485 |  | 77.1891 | 9.588 | 0 | 163.7714 | 0
30.06. | 24 | 242.9523 |  | 77.573 | 9.588 | 0 | 155.7914 | 0
01.07. | 1 | 248.184 |  | 77.7265 | 9.588 | 0 | 160.8695 | 0
01.07. | 2 | 242.6385 |  | 77.8032 | 9.588 | 0 | 155.2473 | 0
01.07. | 3 | 251.3929 |  | 78.0335 | 9.588 | 0 | 163.7714 | 0
01.07. | 4 | 252.7392 |  | 78.1103 | 9.588 | 0 | 165.0409 | 0
01.07. | 5 | 248.993 |  | 77.2659 | 9.588 | 0 | 162.1391 | 0
01.07. | 6 | 248.7424 |  | 78.6476 | 9.588 | 0 | 160.5068 | 0
01.07. | 7 | 254.4001 |  | 79.9526 | 9.588 | 0 | 164.8595 | 0
01.07. | 8 | 256.0113 |  | 79.5688 | 9.588 | 0 | 166.8545 | 0
01.07. | 9 | 251.7421 |  | 79.1082 | 9.588 | 0 | 163.0459 | 0
01.07. | 10 | 236.7052 |  | 67.5172 | 9.588 | 0 | 159.6 | 0
01.07. | 11 | 239.7883 |  | 67.5172 | 9.588 | 0 | 162.6832 | 0
01.07. | 12 | 251.2394 |  | 77.88 | 9.588 | 0 | 163.7714 | 0
01.07. | 13 | 252.2094 |  | 79.0314 | 9.588 | 0 | 163.59 | 0
01.07. | 14 | 252.2027 |  | 79.5688 | 9.588 | 0 | 163.0459 | 0
01.07. | 15 | 253.1584 |  | 79.799 | 9.588 | 0 | 163.7714 | 0
01.07. | 16 | 255.9135 |  | 79.1082 | 9.588 | 0 | 167.2173 | 0
01.07. | 17 | 254.3301 |  | 79.3385 | 9.588 | 0 | 165.4036 | 0
01.07. | 18 | 253.123 |  | 78.4941 | 9.588 | 0 | 165.0409 | 0
01.07. | 19 | 253.7928 |  | 78.8011 | 9.588 | 0 | 165.4036 | 0
01.07. | 20 | 255.7675 |  | 80.4131 | 9.588 | 0 | 165.7664 | 0
01.07. | 21 | 253.6122 |  | 80.7969 | 9.588 | 0 | 163.2273 | 0
01.07. | 22 | 255.1677 |  | 80.7202 | 9.588 | 0 | 164.8595 | 0
01.07. | 23 | 253.0606 |  | 79.3385 | 9.588 | 0 | 164.1341 | 0
01.07. | 24 | 253.2698 |  | 79.1849 | 9.588 | 0 | 164.4968 | 0
02.07. | 1 | 253.6536 |  | 79.5688 | 9.588 | 0 | 164.4968 | 0
02.07. | 2 | 248.7568 |  | 79.5688 | 9.588 | 0 | 159.6 | 0
02.07. | 3 | 240.2394 |  | 79.0314 | 9.588 | 0 | 151.62 | 0
02.07. | 4 | 245.4222 |  | 78.9547 | 9.588 | 0 | 156.8795 | 0
02.07. | 5 | 246.302 |  | 81.104 | 9.588 | 0 | 155.61 | 0
02.07. | 6 | 247.5715 |  | 81.104 | 9.588 | 0 | 156.8795 | 0
02.07. | 7 | 249.057 |  | 80.4131 | 9.588 | 0 | 159.0559 | 0
02.07. | 8 | 249.6357 |  | 79.7223 | 9.588 | 0 | 160.3255 | 0
02.07. | 9 | 256.2416 |  | 79.799 | 9.588 | 0 | 166.8545 | 0
02.07. | 10 | 255.5997 |  | 79.3385 | 9.588 | 0 | 166.6732 | 0
02.07. | 11 | 254.2677 |  | 80.1828 | 9.588 | 0 | 164.4968 | 0
02.07. | 12 | 240.7143 |  | 80.4131 | 9.588 | 0 | 150.7132 | 0
02.07. | 13 | 250.0263 |  | 79.5688 | 9.588 | 0 | 160.8695 | 0
02.07. | 14 | 254.4836 |  | 79.492 | 9.588 | 0 | 165.4036 | 0
02.07. | 15 | 251.5186 |  | 78.3406 | 9.588 | 0 | 163.59 | 0
02.07. | 16 | 252.7324 |  | 78.6476 | 9.588 | 0 | 164.4968 | 0
02.07. | 17 | 250.4725 |  | 79.1082 | 9.588 | 0 | 161.7764 | 0
02.07. | 18 | 252.3629 |  | 79.1849 | 9.588 | 0 | 163.59 | 0
02.07. | 19 | 248.5889 |  | 78.4941 | 9.588 | 0 | 160.5068 | 0
02.07. | 20 | 247.278 |  | 79.7223 | 9.588 | 0 | 157.9677 | 0
02.07. | 21 | 254.282 |  | 81.104 | 9.588 | 0 | 163.59 | 0
02.07. | 22 | 251.0934 |  | 79.1849 | 9.588 | 0 | 162.3205 | 0
02.07. | 23 | 249.9352 |  | 78.5709 | 9.588 | 0 | 161.7764 | 0
02.07. | 24 | 250.1866 |  | 79.1849 | 9.588 | 0 | 161.4136 | 0
03.07. | 1 | 245.5479 |  | 79.2617 | 9.588 | 0 | 156.6982 | 0
03.07. | 2 | 249.4054 |  | 79.492 | 9.588 | 0 | 160.3255 | 0
03.07. | 3 | 248.987 |  | 79.799 | 9.588 | 0 | 159.6 | 0
03.07. | 4 | 248.5265 |  | 79.3385 | 9.588 | 0 | 159.6 | 0
03.07. | 5 | 252.6497 |  | 81.104 | 9.588 | 0 | 161.9577 | 0
03.07. | 6 | 250.1452 |  | 80.4131 | 9.588 | 0 | 160.1441 | 0
03.07. | 7 | 249.4544 |  | 79.7223 | 9.588 | 0 | 160.1441 | 0
03.07. | 8 | 245.3876 |  | 79.6455 | 9.588 | 0 | 156.1541 | 0
03.07. | 9 | 245.8128 |  | 78.8011 | 9.588 | 0 | 157.4236 | 0
03.07. | 10 | 243.9991 |  | 78.8011 | 9.588 | 0 | 155.61 | 0
03.07. | 11 | 242.8274 |  | 79.2617 | 9.588 | 0 | 153.9777 | 0
03.07. | 12 | 243.6786 |  | 79.5688 | 9.588 | 0 | 154.5218 | 0
03.07. | 13 | 243.3783 |  | 78.7244 | 9.588 | 0 | 155.0659 | 0
03.07. | 14 | 243.7756 |  | 78.0335 | 9.588 | 0 | 156.1541 | 0
03.07. | 15 | 249.1262 |  | 79.0314 | 9.588 | 0 | 160.5068 | 0
03.07. | 16 | 247.4518 |  | 78.2638 | 9.588 | 0 | 159.6 | 0
03.07. | 17 | 249.8028 |  | 78.8011 | 9.588 | 0 | 161.4136 | 0
03.07. | 18 | 248.4075 |  | 78.4941 | 9.588 | 0 | 160.3255 | 0
03.07. | 19 | 247.9824 |  | 79.3385 | 9.588 | 0 | 159.0559 | 0
03.07. | 20 | 248.75 |  | 80.1061 | 9.588 | 0 | 159.0559 | 0
03.07. | 21 | 251.0242 |  | 80.5667 | 9.588 | 0 | 160.8695 | 0
03.07. | 22 | 253.9547 |  | 82.4089 | 9.588 | 0 | 161.9577 | 0
03.07. | 23 | 250.3266 |  | 80.4131 | 9.588 | 0 | 160.3255 | 0
03.07. | 24 | 246.3923 |  | 80.1061 | 9.588 | 0 | 156.6982 | 0
04.07. | 1 | 246.3855 |  | 80.6434 | 9.588 | 0 | 156.1541 | 0
04.07. | 2 | 245.7857 |  | 80.9505 | 9.588 | 0 | 155.2473 | 0
04.07. | 3 | 247.181 |  | 81.2575 | 9.588 | 0 | 156.3355 | 0
04.07. | 4 | 251.6451 |  | 80.6434 | 9.588 | 0 | 161.4136 | 0
04.07. | 5 | 253.4452 |  | 81.7181 | 9.588 | 0 | 162.1391 | 0
04.07. | 6 | 253.3684 |  | 81.6413 | 9.588 | 0 | 162.1391 | 0
04.07. | 7 | 251.7707 |  | 80.9505 | 9.588 | 0 | 161.2323 | 0
04.07. | 8 | 253.4309 |  | 80.7969 | 9.588 | 0 | 163.0459 | 0
04.07. | 9 | 248.8478 |  | 80.5667 | 9.588 | 0 | 158.6932 | 0
04.07. | 10 | 250.9272 |  | 82.1019 | 9.588 | 0 | 159.2373 | 0
04.07. | 11 | 252.4059 |  | 81.9484 | 9.588 | 0 | 160.8695 | 0
04.07. | 12 | 242.3947 |  | 78.6476 | 9.588 | 0 | 154.1591 | 0
04.07. | 13 | 247.9553 |  | 81.4878 | 9.588 | 0 | 156.8795 | 0
04.07. | 14 | 245.3868 |  | 77.6497 | 9.588 | 0 | 158.1491 | 0
04.07. | 15 | 247.1245 |  | 79.5688 | 9.588 | 0 | 157.9677 | 0
04.07. | 16 | 234.5404 |  | 78.9547 | 9.588 | 0 | 145.9977 | 0
04.07. | 17 | 248.0945 |  | 80.7202 | 9.588 | 0 | 157.7864 | 0
04.07. | 18 | 252.4329 |  | 79.799 | 9.588 | 0 | 163.0459 | 0
04.07. | 19 | 248.087 |  | 79.2617 | 9.588 | 0 | 159.2373 | 0
04.07. | 20 | 249.2241 |  | 79.492 | 9.588 | 0 | 160.1441 | 0
04.07. | 21 | 244.0902 |  | 79.799 | 9.588 | 0 | 154.7032 | 0
04.07. | 22 | 250.5704 |  | 79.5688 | 9.588 | 0 | 161.4136 | 0
04.07. | 23 | 249.4746 |  | 78.1103 | 9.588 | 0 | 161.7764 | 0
04.07. | 24 | 249.2654 |  | 78.2638 | 9.588 | 0 | 161.4136 | 0
05.07. | 1 | 251.6232 |  | 78.2638 | 9.588 | 0 | 163.7714 | 0
05.07. | 2 | 253.2908 |  | 79.5688 | 9.588 | 0 | 164.1341 | 0
05.07. | 3 | 248.1427 |  | 78.9547 | 9.588 | 0 | 159.6 | 0
05.07. | 4 | 247.8356 |  | 78.6476 | 9.588 | 0 | 159.6 | 0
05.07. | 5 | 251.171 |  | 81.2575 | 9.588 | 0 | 160.3255 | 0
05.07. | 6 | 248.5551 |  | 81.1808 | 9.588 | 0 | 157.7864 | 0
05.07. | 7 | 253.3541 |  | 80.7202 | 9.588 | 0 | 163.0459 | 0
05.07. | 8 | 251.8189 |  | 79.1849 | 9.588 | 0 | 163.0459 | 0
05.07. | 9 | 253.9674 |  | 79.3385 | 9.588 | 0 | 165.0409 | 0
05.07. | 10 | 253.0952 |  | 78.6476 | 9.588 | 0 | 164.8595 | 0
05.07. | 11 | 252.9695 |  | 78.3406 | 9.588 | 0 | 165.0409 | 0
05.07. | 12 | 251.8881 |  | 77.8032 | 9.588 | 0 | 164.4968 | 0
05.07. | 13 | 249.8095 |  | 78.2638 | 9.588 | 0 | 161.9577 | 0
05.07. | 14 | 244.2708 |  | 77.8032 | 9.588 | 0 | 156.8795 | 0
05.07. | 15 | 248.0727 |  | 78.3406 | 9.588 | 0 | 160.1441 | 0
05.07. | 16 | 246.1333 |  | 78.0335 | 9.588 | 0 | 158.5118 | 0
05.07. | 17 | 247.1861 |  | 76.7286 | 9.588 | 0 | 160.8695 | 0
05.07. | 18 | 246.9912 |  | 77.8032 | 9.588 | 0 | 159.6 | 0
05.07. | 19 | 247.4518 |  | 78.2638 | 9.588 | 0 | 159.6 | 0
05.07. | 20 | 252.4675 |  | 79.1082 | 9.588 | 0 | 163.7714 | 0
05.07. | 21 | 242.4158 |  | 79.0314 | 9.588 | 0 | 153.7964 | 0
05.07. | 22 | 246.2101 |  | 78.1103 | 9.588 | 0 | 158.5118 | 0
05.07. | 23 | 244.8495 |  | 77.1124 | 9.588 | 0 | 158.1491 | 0
05.07. | 24 | 242.9245 |  | 77.7265 | 9.588 | 0 | 155.61 | 0
06.07. | 1 | 241.9409 |  | 77.6497 | 9.588 | 0 | 154.7032 | 0
06.07. | 2 | 244.8216 |  | 77.2659 | 9.588 | 0 | 157.9677 | 0
06.07. | 3 | 240.9573 |  | 77.573 | 9.588 | 0 | 153.7964 | 0
06.07. | 4 | 240.5524 |  | 76.8053 | 9.588 | 0 | 154.1591 | 0
06.07. | 5 | 237.8682 |  | 80.1061 | 9.588 | 0 | 148.1741 | 0
06.07. | 6 | 244.3829 |  | 79.1849 | 9.588 | 0 | 155.61 | 0
06.07. | 7 | 245.6525 |  | 79.1849 | 9.588 | 0 | 156.8795 | 0
06.07. | 8 | 245.5057 |  | 78.4941 | 9.588 | 0 | 157.4236 | 0
06.07. | 9 | 246.0431 |  | 79.0314 | 9.588 | 0 | 157.4236 | 0
06.07. | 10 | 246.8588 |  | 78.0335 | 9.588 | 0 | 159.2373 | 0
06.07. | 11 | 245.6593 |  | 78.6476 | 9.588 | 0 | 157.4236 | 0
06.07. | 12 | 246.852 |  | 78.5709 | 9.588 | 0 | 158.6932 | 0
06.07. | 13 | 245.1084 |  | 79.1849 | 9.588 | 0 | 156.3355 | 0
06.07. | 14 | 245.9031 |  | 77.8032 | 9.588 | 0 | 158.5118 | 0
06.07. | 15 | 248.4911 |  | 78.0335 | 9.588 | 0 | 160.8695 | 0
06.07. | 16 | 247.7589 |  | 78.5709 | 9.588 | 0 | 159.6 | 0
06.07. | 17 | 249.3144 |  | 78.4941 | 9.588 | 0 | 161.2323 | 0
06.07. | 18 | 249.1887 |  | 78.187 | 9.588 | 0 | 161.4136 | 0
06.07. | 19 | 251.435 |  | 78.8011 | 9.588 | 0 | 163.0459 | 0
06.07. | 20 | 250.7307 |  | 79.1849 | 9.588 | 0 | 161.9577 | 0
06.07. | 21 | 249.4822 |  | 79.5688 | 9.588 | 0 | 160.3255 | 0
06.07. | 22 | 251.3726 |  | 79.6455 | 9.588 | 0 | 162.1391 | 0
06.07. | 23 | 252.077 |  | 79.2617 | 9.588 | 0 | 163.2273 | 0
06.07. | 24 | 248.4708 |  | 79.6455 | 9.588 | 0 | 159.2373 | 0
07.07. | 1 | 249.6357 |  | 79.7223 | 9.588 | 0 | 160.3255 | 0
07.07. | 2 | 249.0216 |  | 79.1082 | 9.588 | 0 | 160.3255 | 0
07.07. | 3 | 248.896 |  | 78.8011 | 9.588 | 0 | 160.5068 | 0
07.07. | 4 | 249.4544 |  | 79.7223 | 9.588 | 0 | 160.1441 | 0
07.07. | 5 | 250.0887 |  | 78.7244 | 9.588 | 0 | 161.7764 | 0
07.07. | 6 | 249.2038 |  | 81.104 | 9.588 | 0 | 158.5118 | 0
07.07. | 7 | 243.6018 |  | 79.492 | 9.588 | 0 | 154.5218 | 0
07.07. | 8 | 238.9675 |  | 73.044 | 9.588 | 0 | 156.3355 | 0
07.07. | 9 | 235.8354 |  | 72.8137 | 9.588 | 0 | 153.4336 | 0
07.07. | 10 | 233.5544 |  | 72.8905 | 9.588 | 0 | 151.0759 | 0
07.07. | 11 | 239.7208 |  | 72.8905 | 9.588 | 0 | 157.2423 | 0
07.07. | 12 | 207.0542 |  | 42.2189 | 9.588 | 0 | 155.2473 | 0
07.07. | 13 | 197.7836 |  | 41.8351 | 9.588 | 0 | 146.3605 | 0
07.07. | 14 | 238.4023 |  | 72.6602 | 9.588 | 0 | 156.1541 | 0
07.07. | 15 | 240.167 |  | 72.4299 | 9.588 | 0 | 158.1491 | 0
07.07. | 16 | 240.453 |  | 72.3532 | 9.588 | 0 | 158.5118 | 0
07.07. | 17 | 239.6854 |  | 71.5855 | 9.588 | 0 | 158.5118 | 0
07.07. | 18 | 243.1734 |  | 72.3532 | 9.588 | 0 | 161.2323 | 0
07.07. | 19 | 240.7879 |  | 72.5067 | 9.588 | 0 | 158.6932 | 0
07.07. | 20 | 244.8546 |  | 72.5834 | 9.588 | 0 | 162.6832 | 0
07.07. | 21 | 243.2156 |  | 73.1208 | 9.588 | 0 | 160.5068 | 0
07.07. | 22 | 234.5658 |  | 72.8137 | 9.588 | 0 | 152.1641 | 0
07.07. | 23 | 235.0045 |  | 70.8947 | 9.588 | 0 | 154.5218 | 0
07.07. | 24 | 237.509 |  | 71.5855 | 9.588 | 0 | 156.3355 | 0
08.07. | 1 | 238.6739 |  | 71.6623 | 9.588 | 0 | 157.4236 | 0
08.07. | 2 | 237.0417 |  | 71.6623 | 9.588 | 0 | 155.7914 | 0
08.07. | 3 | 235.8 |  | 71.5088 | 9.588 | 0 | 154.7032 | 0
08.07. | 4 | 237.6347 |  | 71.8926 | 9.588 | 0 | 156.1541 | 0
08.07. | 5 | 235.6118 |  | 72.0461 | 9.588 | 0 | 153.9777 | 0
08.07. | 6 | 236.3381 |  | 74.0419 | 9.588 | 0 | 152.7082 | 0
08.07. | 7 | 238.9261 |  | 74.2722 | 9.588 | 0 | 155.0659 | 0
08.07. | 8 | 241.7647 |  | 73.1208 | 9.588 | 0 | 159.0559 | 0
08.07. | 9 | 243.2502 |  | 72.4299 | 9.588 | 0 | 161.2323 | 0
08.07. | 10 | 240.334 |  | 71.5088 | 9.588 | 0 | 159.2373 | 0
08.07. | 11 | 238.2134 |  | 71.2017 | 9.588 | 0 | 157.4236 | 0
08.07. | 12 | 236.8949 |  | 70.9714 | 9.588 | 0 | 156.3355 | 0
08.07. | 13 | 237.0484 |  | 71.125 | 9.588 | 0 | 156.3355 | 0
08.07. | 14 | 240.5433 |  | 71.3553 | 9.588 | 0 | 159.6 | 0
08.07. | 15 | 235.8835 |  | 71.0482 | 9.588 | 0 | 155.2473 | 0
08.07. | 16 | 239.2594 |  | 70.4341 | 9.588 | 0 | 159.2373 | 0
08.07. | 17 | 240.3543 |  | 69.8968 | 9.588 | 0 | 160.8695 | 0
08.07. | 18 | 235.7924 |  | 70.0503 | 9.588 | 0 | 156.1541 | 0
08.07. | 19 | 236.3297 |  | 70.5876 | 9.588 | 0 | 156.1541 | 0
08.07. | 20 | 239.3226 |  | 71.5855 | 9.588 | 0 | 158.1491 | 0
08.07. | 21 | 241.6179 |  | 72.4299 | 9.588 | 0 | 159.6 | 0
08.07. | 22 | 241.5479 |  | 71.8158 | 9.588 | 0 | 160.1441 | 0
08.07. | 23 | 237.3276 |  | 71.5855 | 9.588 | 0 | 156.1541 | 0
08.07. | 24 | 240.5365 |  | 71.8926 | 9.588 | 0 | 159.0559 | 0
09.07. | 1 | 238.2555 |  | 71.9693 | 9.588 | 0 | 156.6982 | 0
09.07. | 2 | 238.0185 |  | 72.2764 | 9.588 | 0 | 156.1541 | 0
09.07. | 3 | 238.2488 |  | 72.5067 | 9.588 | 0 | 156.1541 | 0
09.07. | 4 | 237.1606 |  | 72.5067 | 9.588 | 0 | 155.0659 | 0
09.07. | 5 | 235.4734 |  | 74.8095 | 9.588 | 0 | 151.0759 | 0
09.07. | 6 | 243.1675 |  | 74.8863 | 9.588 | 0 | 158.6932 | 0
09.07. | 7 | 244.7997 |  | 74.8863 | 9.588 | 0 | 160.3255 | 0
09.07. | 8 | 247.6037 |  | 74.4257 | 9.588 | 0 | 163.59 | 0
09.07. | 9 | 248.4751 |  | 73.1208 | 9.588 | 0 | 165.7664 | 0
09.07. | 10 | 252.5916 |  | 75.4236 | 9.588 | 0 | 167.58 | 0
09.07. | 11 | 252.2643 |  | 76.7286 | 9.588 | 0 | 165.9477 | 0
09.07. | 12 | 252.6481 |  | 77.1124 | 9.588 | 0 | 165.9477 | 0
09.07. | 13 | 246.4539 |  | 77.2659 | 9.588 | 0 | 159.6 | 0
09.07. | 14 | 247.9327 |  | 77.1124 | 9.588 | 0 | 161.2323 | 0
09.07. | 15 | 251.4486 |  | 77.7265 | 9.588 | 0 | 164.1341 | 0
09.07. | 16 | 252.6413 |  | 77.6497 | 9.588 | 0 | 165.4036 | 0
09.07. | 17 | 246.6142 |  | 76.8821 | 9.588 | 0 | 160.1441 | 0
09.07. | 18 | 247.9394 |  | 76.575 | 9.588 | 0 | 161.7764 | 0
09.07. | 19 | 246.6488 |  | 76.1912 | 9.588 | 0 | 160.8695 | 0
09.07. | 20 | 248.6581 |  | 77.1124 | 9.588 | 0 | 161.9577 | 0
09.07. | 21 | 251.4418 |  | 78.2638 | 9.588 | 0 | 163.59 | 0
09.07. | 22 | 250.9256 |  | 78.1103 | 9.588 | 0 | 163.2273 | 0
09.07. | 23 | 247.2983 |  | 78.1103 | 9.588 | 0 | 159.6 | 0
09.07. | 24 | 236.1094 |  | 77.8032 | 9.588 | 0 | 148.7182 | 0
10.07. | 1 | 236.6746 |  | 78.187 | 9.588 | 0 | 148.8995 | 0
10.07. | 2 | 233.4657 |  | 77.88 | 9.588 | 0 | 145.9977 | 0
10.07. | 3 | 239.3529 |  | 77.4194 | 9.588 | 0 | 152.3455 | 0
10.07. | 4 | 238.4739 |  | 77.2659 | 9.588 | 0 | 151.62 | 0
10.07. | 5 | 244.3062 |  | 79.1082 | 9.588 | 0 | 155.61 | 0
10.07. | 6 | 235.0677 |  | 72.0461 | 9.588 | 0 | 153.4336 | 0
10.07. | 7 | 242.8612 |  | 76.575 | 9.588 | 0 | 156.6982 | 0
10.07. | 8 | 235.8791 |  | 77.573 | 9.588 | 0 | 148.7182 | 0
10.07. | 9 | 242.0033 |  | 76.8053 | 9.588 | 0 | 155.61 | 0
10.07. | 10 | 236.5624 |  | 76.8053 | 9.588 | 0 | 150.1691 | 0
10.07. | 11 | 225.8977 |  | 61.6065 | 9.588 | 0 | 154.7032 | 0
10.07. | 12 | 237.1176 |  | 69.7433 | 9.588 | 0 | 157.7864 | 0
10.07. | 13 | 228.8871 |  | 71.125 | 9.588 | 0 | 148.1741 | 0
10.07. | 14 | 241.0198 |  | 76.7286 | 9.588 | 0 | 154.7032 | 0
10.07. | 15 | 241.6128 |  | 76.9589 | 9.588 | 0 | 155.0659 | 0
10.07. | 16 | 238.3617 |  | 75.8842 | 9.588 | 0 | 152.8895 | 0
10.07. | 17 | 239.4845 |  | 75.1933 | 9.588 | 0 | 154.7032 | 0
10.07. | 18 | 236.8062 |  | 75.961 | 9.588 | 0 | 151.2573 | 0
10.07. | 19 | 244.6116 |  | 75.4236 | 9.588 | 0 | 159.6 | 0
10.07. | 20 | 244.3957 |  | 76.1145 | 9.588 | 0 | 158.6932 | 0
10.07. | 21 | 238.5642 |  | 76.268 | 9.588 | 0 | 152.7082 | 0
10.07. | 22 | 240.8865 |  | 74.9631 | 9.588 | 0 | 156.3355 | 0
10.07. | 23 | 245.2671 |  | 74.8095 | 9.588 | 0 | 160.8695 | 0
10.07. | 24 | 243.6213 |  | 75.8842 | 9.588 | 0 | 158.1491 | 0
11.07. | 1 | 241.8844 |  | 75.961 | 9.588 | 0 | 156.3355 | 0
11.07. | 2 | 236.4857 |  | 76.7286 | 9.588 | 0 | 150.1691 | 0
11.07. | 3 | 245.5471 |  | 77.2659 | 9.588 | 0 | 158.6932 | 0
11.07. | 4 | 243.6634 |  | 76.6518 | 9.588 | 0 | 157.4236 | 0
11.07. | 5 | 245.9595 |  | 79.492 | 9.588 | 0 | 156.8795 | 0
11.07. | 6 | 245.3522 |  | 78.3406 | 9.588 | 0 | 157.4236 | 0
11.07. | 7 | 247.9124 |  | 78.7244 | 9.588 | 0 | 159.6 | 0
11.07. | 8 | 239.9391 |  | 78.187 | 9.588 | 0 | 152.1641 | 0
11.07. | 9 | 245.2122 |  | 77.1124 | 9.588 | 0 | 158.5118 | 0
11.07. | 10 | 242.8823 |  | 76.9589 | 9.588 | 0 | 156.3355 | 0
11.07. | 11 | 240.8662 |  | 76.575 | 9.588 | 0 | 154.7032 | 0
11.07. | 12 | 241.6128 |  | 76.9589 | 9.588 | 0 | 155.0659 | 0
11.07. | 13 | 245.3657 |  | 77.2659 | 9.588 | 0 | 158.5118 | 0
11.07. | 14 | 246.4539 |  | 77.2659 | 9.588 | 0 | 159.6 | 0
11.07. | 15 | 244.2565 |  | 76.8821 | 9.588 | 0 | 157.7864 | 0
11.07. | 16 | 247.4375 |  | 77.3427 | 9.588 | 0 | 160.5068 | 0
11.07. | 17 | 245.9933 |  | 76.8053 | 9.588 | 0 | 159.6 | 0
11.07. | 18 | 247.7656 |  | 78.0335 | 9.588 | 0 | 160.1441 | 0
11.07. | 19 | 244.8638 |  | 78.0335 | 9.588 | 0 | 157.2423 | 0
11.07. | 20 | 242.911 |  | 78.8011 | 9.588 | 0 | 154.5218 | 0
11.07. | 21 | 251.1145 |  | 79.5688 | 9.588 | 0 | 161.9577 | 0
11.07. | 22 | 246.9845 |  | 78.3406 | 9.588 | 0 | 159.0559 | 0
11.07. | 23 | 245.0452 |  | 78.0335 | 9.588 | 0 | 157.4236 | 0
11.07. | 24 | 247.2915 |  | 78.6476 | 9.588 | 0 | 159.0559 | 0
12.07. | 1 | 248.5889 |  | 78.4941 | 9.588 | 0 | 160.5068 | 0
12.07. | 2 | 244.3129 |  | 78.5709 | 9.588 | 0 | 156.1541 | 0
12.07. | 3 | 244.264 |  | 78.3406 | 9.588 | 0 | 156.3355 | 0
12.07. | 4 | 243.9291 |  | 78.187 | 9.588 | 0 | 156.1541 | 0
12.07. | 5 | 243.5672 |  | 80.1828 | 9.588 | 0 | 153.7964 | 0
12.07. | 6 | 246.6572 |  | 79.6455 | 9.588 | 0 | 157.4236 | 0
12.07. | 7 | 245.2408 |  | 78.9547 | 9.588 | 0 | 156.6982 | 0
12.07. | 8 | 248.1283 |  | 78.0335 | 9.588 | 0 | 160.5068 | 0
12.07. | 9 | 241.3622 |  | 78.3406 | 9.588 | 0 | 153.4336 | 0
12.07. | 10 | 246.8377 |  | 77.6497 | 9.588 | 0 | 159.6 | 0
12.07. | 11 | 246.0077 |  | 77.7265 | 9.588 | 0 | 158.6932 | 0
12.07. | 12 | 247.4729 |  | 78.6476 | 9.588 | 0 | 159.2373 | 0
12.07. | 13 | 243.5167 |  | 75.961 | 9.588 | 0 | 157.9677 | 0
12.07. | 14 | 242.9026 |  | 75.3469 | 9.588 | 0 | 157.9677 | 0
12.07. | 15 | 243.6213 |  | 75.8842 | 9.588 | 0 | 158.1491 | 0
12.07. | 16 | 243.7048 |  | 75.4236 | 9.588 | 0 | 158.6932 | 0
12.07. | 17 | 242.4353 |  | 75.4236 | 9.588 | 0 | 157.4236 | 0
12.07. | 18 | 238.8847 |  | 75.5004 | 9.588 | 0 | 153.7964 | 0
12.07. | 19 | 246.3207 |  | 75.5004 | 9.588 | 0 | 161.2323 | 0
12.07. | 20 | 241.11 |  | 75.7307 | 9.588 | 0 | 155.7914 | 0
12.07. | 21 | 235.0061 |  | 74.8863 | 9.588 | 0 | 150.5318 | 0
12.07. | 22 | 232.6695 |  | 75.2701 | 9.588 | 0 | 147.8114 | 0
12.07. | 23 | 232.9065 |  | 74.9631 | 9.588 | 0 | 148.3555 | 0
12.07. | 24 | 237.9012 |  | 75.4236 | 9.588 | 0 | 152.8895 | 0
13.07. | 1 | 236.5962 |  | 74.1187 | 9.588 | 0 | 152.8895 | 0
13.07. | 2 | 243.1396 |  | 75.0398 | 9.588 | 0 | 158.5118 | 0
13.07. | 3 | 240.6216 |  | 75.4236 | 9.588 | 0 | 155.61 | 0
13.07. | 4 | 237.4474 |  | 74.4257 | 9.588 | 0 | 153.4336 | 0
13.07. | 5 | 236.5549 |  | 75.3469 | 9.588 | 0 | 151.62 | 0
13.07. | 6 | 235.9627 |  | 77.1124 | 9.588 | 0 | 149.2623 | 0
13.07. | 7 | 235.8437 |  | 76.268 | 9.588 | 0 | 149.9877 | 0
13.07. | 8 | 238.4107 |  | 76.1145 | 9.588 | 0 | 152.7082 | 0
13.07. | 9 | 235.5088 |  | 76.1145 | 9.588 | 0 | 149.8064 | 0
13.07. | 10 | 232.5167 |  | 77.1124 | 9.588 | 0 | 145.8164 | 0
13.07. | 11 | 237.2322 |  | 77.1124 | 9.588 | 0 | 150.5318 | 0
13.07. | 12 | 237.8395 |  | 78.2638 | 9.588 | 0 | 149.9877 | 0
13.07. | 13 | 224.5232 |  | 78.187 | 9.588 | 0 | 136.7482 | 0
13.07. | 14 | 228.2551 |  | 78.1103 | 9.588 | 0 | 140.5568 | 0
13.07. | 15 | 229.4268 |  | 77.6497 | 9.588 | 0 | 142.1891 | 0
13.07. | 16 | 230.8777 |  | 77.6497 | 9.588 | 0 | 143.64 | 0
13.07. | 17 | 230.3404 |  | 77.1124 | 9.588 | 0 | 143.64 | 0
13.07. | 18 | 232.8238 |  | 77.4194 | 9.588 | 0 | 145.8164 | 0
13.07. | 19 | 239.8835 |  | 78.4941 | 9.588 | 0 | 151.8014 | 0
13.07. | 20 | 246.9845 |  | 78.3406 | 9.588 | 0 | 159.0559 | 0
13.07. | 21 | 246.6774 |  | 78.0335 | 9.588 | 0 | 159.0559 | 0
13.07. | 22 | 250.7382 |  | 80.6434 | 9.588 | 0 | 160.5068 | 0
13.07. | 23 | 247.0756 |  | 79.3385 | 9.588 | 0 | 158.1491 | 0
13.07. | 24 | 246.9288 |  | 78.6476 | 9.588 | 0 | 158.6932 | 0
14.07. | 1 | 247.9891 |  | 78.8011 | 9.588 | 0 | 159.6 | 0
14.07. | 2 | 248.4497 |  | 79.2617 | 9.588 | 0 | 159.6 | 0
14.07. | 3 | 239.6532 |  | 78.2638 | 9.588 | 0 | 151.8014 | 0
14.07. | 4 | 240.5811 |  | 78.6476 | 9.588 | 0 | 152.3455 | 0
14.07. | 5 | 242.2412 |  | 78.4941 | 9.588 | 0 | 154.1591 | 0
14.07. | 6 | 244.76 |  | 80.1061 | 9.588 | 0 | 155.0659 | 0
14.07. | 7 | 246.0363 |  | 79.5688 | 9.588 | 0 | 156.8795 | 0
14.07. | 8 | 245.1152 |  | 78.6476 | 9.588 | 0 | 156.8795 | 0
14.07. | 9 | 246.1755 |  | 78.8011 | 9.588 | 0 | 157.7864 | 0
14.07. | 10 | 246.329 |  | 78.9547 | 9.588 | 0 | 157.7864 | 0
14.07. | 11 | 246.4471 |  | 77.8032 | 9.588 | 0 | 159.0559 | 0
14.07. | 12 | 250.465 |  | 77.6497 | 9.588 | 0 | 163.2273 | 0
14.07. | 13 | 251.6653 |  | 79.0314 | 9.588 | 0 | 163.0459 | 0
14.07. | 14 | 248.5678 |  | 78.1103 | 9.588 | 0 | 160.8695 | 0
14.07. | 15 | 251.5396 |  | 78.7244 | 9.588 | 0 | 163.2273 | 0
14.07. | 16 | 245.0452 |  | 78.0335 | 9.588 | 0 | 157.4236 | 0
14.07. | 17 | 247.1026 |  | 77.1891 | 9.588 | 0 | 160.3255 | 0
14.07. | 18 | 247.375 |  | 78.187 | 9.588 | 0 | 159.6 | 0
14.07. | 19 | 246.4682 |  | 78.187 | 9.588 | 0 | 158.6932 | 0
14.07. | 20 | 248.0102 |  | 79.1849 | 9.588 | 0 | 159.2373 | 0
14.07. | 21 | 244.9616 |  | 78.4941 | 9.588 | 0 | 156.8795 | 0
14.07. | 22 | 242.9388 |  | 78.6476 | 9.588 | 0 | 154.7032 | 0
14.07. | 23 | 239.5967 |  | 76.575 | 9.588 | 0 | 153.4336 | 0
14.07. | 24 | 241.013 |  | 77.2659 | 9.588 | 0 | 154.1591 | 0
15.07. | 1 | 241.5292 |  | 77.4194 | 9.588 | 0 | 154.5218 | 0
15.07. | 2 | 241.9131 |  | 77.8032 | 9.588 | 0 | 154.5218 | 0
15.07. | 3 | 238.3482 |  | 76.9589 | 9.588 | 0 | 151.8014 | 0
15.07. | 4 | 238.8577 |  | 77.6497 | 9.588 | 0 | 151.62 | 0
15.07. | 5 | 239.8767 |  | 79.0314 | 9.588 | 0 | 151.2573 | 0
15.07. | 6 | 240.3373 |  | 79.492 | 9.588 | 0 | 151.2573 | 0
15.07. | 7 | 242.0531 |  | 79.0314 | 9.588 | 0 | 153.4336 | 0
15.07. | 8 | 242.1712 |  | 77.88 | 9.588 | 0 | 154.7032 | 0
15.07. | 9 | 243.8591 |  | 77.573 | 9.588 | 0 | 156.6982 | 0
15.07. | 10 | 246.0077 |  | 77.7265 | 9.588 | 0 | 158.6932 | 0
15.07. | 11 | 246.8377 |  | 77.6497 | 9.588 | 0 | 159.6 | 0
15.07. | 12 | 242.8612 |  | 76.575 | 9.588 | 0 | 156.6982 | 0
15.07. | 13 | 245.8263 |  | 77.7265 | 9.588 | 0 | 158.5118 | 0
15.07. | 14 | 244.7449 |  | 77.1891 | 9.588 | 0 | 157.9677 | 0
15.07. | 15 | 248.6581 |  | 77.1124 | 9.588 | 0 | 161.9577 | 0
15.07. | 16 | 244.6335 |  | 77.8032 | 9.588 | 0 | 157.2423 | 0
15.07. | 17 | 243.8102 |  | 77.3427 | 9.588 | 0 | 156.8795 | 0
15.07. | 18 | 241.8295 |  | 78.2638 | 9.588 | 0 | 153.9777 | 0
15.07. | 19 | 241.746 |  | 78.7244 | 9.588 | 0 | 153.4336 | 0
15.07. | 20 | 236.71 |  | 79.492 | 9.588 | 0 | 147.63 | 0
15.07. | 21 | 244.0902 |  | 79.799 | 9.588 | 0 | 154.7032 | 0
15.07. | 22 | 243.8253 |  | 80.2596 | 9.588 | 0 | 153.9777 | 0
15.07. | 23 | 245.4846 |  | 78.1103 | 9.588 | 0 | 157.7864 | 0
15.07. | 24 | 242.3736 |  | 78.2638 | 9.588 | 0 | 154.5218 | 0
16.07. | 1 | 239.2348 |  | 78.5709 | 9.588 | 0 | 151.0759 | 0
16.07. | 2 | 236.6467 |  | 78.3406 | 9.588 | 0 | 148.7182 | 0
16.07. | 3 | 239.9324 |  | 78.7244 | 9.588 | 0 | 151.62 | 0
16.07. | 4 | 237.7274 |  | 76.8821 | 9.588 | 0 | 151.2573 | 0
16.07. | 5 | 238.5793 |  | 79.1849 | 9.588 | 0 | 149.8064 | 0
16.07. | 6 | 241.4811 |  | 79.1849 | 9.588 | 0 | 152.7082 | 0
16.07. | 7 | 239.2415 |  | 78.0335 | 9.588 | 0 | 151.62 | 0
16.07. | 8 | 241.6271 |  | 77.88 | 9.588 | 0 | 154.1591 | 0
16.07. | 9 | 238.6485 |  | 77.8032 | 9.588 | 0 | 151.2573 | 0
16.07. | 10 | 241.6338 |  | 77.3427 | 9.588 | 0 | 154.7032 | 0
16.07. | 11 | 243.1758 |  | 78.3406 | 9.588 | 0 | 155.2473 | 0
16.07. | 12 | 241.4457 |  | 77.88 | 9.588 | 0 | 153.9777 | 0
16.07. | 13 | 241.013 |  | 77.2659 | 9.588 | 0 | 154.1591 | 0
16.07. | 14 | 241.4179 |  | 78.0335 | 9.588 | 0 | 153.7964 | 0
16.07. | 15 | 248.184 |  | 77.7265 | 9.588 | 0 | 160.8695 | 0
16.07. | 16 | 245.1287 |  | 77.573 | 9.588 | 0 | 157.9677 | 0
16.07. | 17 | 245.9866 |  | 77.3427 | 9.588 | 0 | 159.0559 | 0
16.07. | 18 | 243.2661 |  | 77.3427 | 9.588 | 0 | 156.3355 | 0
16.07. | 19 | 240.1973 |  | 78.2638 | 9.588 | 0 | 152.3455 | 0
16.07. | 20 | 244.5711 |  | 78.6476 | 9.588 | 0 | 156.3355 | 0
16.07. | 21 | 243.2248 |  | 78.5709 | 9.588 | 0 | 155.0659 | 0
16.07. | 22 | 243.5386 |  | 78.3406 | 9.588 | 0 | 155.61 | 0
16.07. | 23 | 239.1226 |  | 77.1891 | 9.588 | 0 | 152.3455 | 0
16.07. | 24 | 240.9852 |  | 77.4194 | 9.588 | 0 | 153.9777 | 0
17.07. | 1 | 237.4068 |  | 77.6497 | 9.588 | 0 | 150.1691 | 0
17.07. | 2 | 237.5603 |  | 77.8032 | 9.588 | 0 | 150.1691 | 0
17.07. | 3 | 230.6542 |  | 76.8821 | 9.588 | 0 | 144.1841 | 0
17.07. | 4 | 233.6538 |  | 77.3427 | 9.588 | 0 | 146.7232 | 0
17.07. | 5 | 235.6624 |  | 76.268 | 9.588 | 0 | 149.8064 | 0
17.07. | 6 | 239.7653 |  | 79.6455 | 9.588 | 0 | 150.5318 | 0
17.07. | 7 | 241.4044 |  | 79.1082 | 9.588 | 0 | 152.7082 | 0
17.07. | 8 | 239.8556 |  | 78.6476 | 9.588 | 0 | 151.62 | 0
17.07. | 9 | 241.6693 |  | 78.6476 | 9.588 | 0 | 153.4336 | 0
17.07. | 10 | 244.8916 |  | 77.88 | 9.588 | 0 | 157.4236 | 0
17.07. | 11 | 241.9341 |  | 78.187 | 9.588 | 0 | 154.1591 | 0
17.07. | 12 | 239.4432 |  | 76.4215 | 9.588 | 0 | 153.4336 | 0
17.07. | 13 | 237.5738 |  | 76.7286 | 9.588 | 0 | 151.2573 | 0
17.07. | 14 | 235.7391 |  | 76.3448 | 9.588 | 0 | 149.8064 | 0
17.07. | 15 | 238.0479 |  | 76.1145 | 9.588 | 0 | 152.3455 | 0
17.07. | 16 | 241.9266 |  | 76.7286 | 9.588 | 0 | 155.61 | 0
17.07. | 17 | 238.1736 |  | 76.4215 | 9.588 | 0 | 152.1641 | 0
17.07. | 18 | 241.3892 |  | 76.1912 | 9.588 | 0 | 155.61 | 0
17.07. | 19 | 241.536 |  | 76.8821 | 9.588 | 0 | 155.0659 | 0
17.07. | 20 | 240.5735 |  | 77.1891 | 9.588 | 0 | 153.7964 | 0
17.07. | 21 | 241.2922 |  | 77.7265 | 9.588 | 0 | 153.9777 | 0
17.07. | 22 | 242.9388 |  | 78.6476 | 9.588 | 0 | 154.7032 | 0
17.07. | 23 | 238.1179 |  | 76.7286 | 9.588 | 0 | 151.8014 | 0
17.07. | 24 | 238.8155 |  | 76.8821 | 9.588 | 0 | 152.3455 | 0
18.07. | 1 | 238.4807 |  | 76.7286 | 9.588 | 0 | 152.1641 | 0
18.07. | 2 | 235.9973 |  | 76.4215 | 9.588 | 0 | 149.9877 | 0
18.07. | 3 | 236.6249 |  | 75.961 | 9.588 | 0 | 151.0759 | 0
18.07. | 4 | 236.4646 |  | 76.3448 | 9.588 | 0 | 150.5318 | 0
18.07. | 5 | 236.6467 |  | 78.3406 | 9.588 | 0 | 148.7182 | 0
18.07. | 6 | 236.8838 |  | 78.0335 | 9.588 | 0 | 149.2623 | 0
18.07. | 7 | 240.3643 |  | 77.3427 | 9.588 | 0 | 153.4336 | 0
18.07. | 8 | 241.1665 |  | 77.4194 | 9.588 | 0 | 154.1591 | 0
18.07. | 9 | 242.2269 |  | 77.573 | 9.588 | 0 | 155.0659 | 0
18.07. | 10 | 239.5756 |  | 76.1912 | 9.588 | 0 | 153.7964 | 0
18.07. | 11 | 240.0919 |  | 76.3448 | 9.588 | 0 | 154.1591 | 0
18.07. | 12 | 240.0708 |  | 75.961 | 9.588 | 0 | 154.5218 | 0
18.07. | 13 | 236.6595 |  | 75.2701 | 9.588 | 0 | 151.8014 | 0
18.07. | 14 | 237.406 |  | 75.6539 | 9.588 | 0 | 152.1641 | 0
18.07. | 15 | 240.3846 |  | 75.7307 | 9.588 | 0 | 155.0659 | 0
18.07. | 16 | 238.0269 |  | 75.7307 | 9.588 | 0 | 152.7082 | 0
18.07. | 17 | 236.8897 |  | 75.5004 | 9.588 | 0 | 151.8014 | 0
18.07. | 18 | 232.6687 |  | 73.2743 | 9.588 | 0 | 149.8064 | 0
18.07. | 19 | 233.8058 |  | 73.5046 | 9.588 | 0 | 150.7132 | 0
18.07. | 20 | 232.4535 |  | 75.961 | 9.588 | 0 | 146.9045 | 0
18.07. | 21 | 218.3115 |  | 69.4362 | 9.588 | 0 | 139.2873 | 0
18.07. | 22 | 228.7638 |  | 76.8053 | 9.588 | 0 | 142.3705 | 0
18.07. | 23 | 228.8262 |  | 75.961 | 9.588 | 0 | 143.2773 | 0
18.07. | 24 | 232.3986 |  | 78.2638 | 9.588 | 0 | 144.5468 | 0
19.07. | 1 | 233.389 |  | 77.8032 | 9.588 | 0 | 145.9977 | 0
19.07. | 2 | 236.1237 |  | 78.7244 | 9.588 | 0 | 147.8114 | 0
19.07. | 3 | 235.0566 |  | 79.1082 | 9.588 | 0 | 146.3605 | 0
19.07. | 4 | 232.3767 |  | 75.8842 | 9.588 | 0 | 146.9045 | 0
19.07. | 5 | 234.7496 |  | 78.8011 | 9.588 | 0 | 146.3605 | 0
19.07. | 6 | 230.9545 |  | 77.7265 | 9.588 | 0 | 143.64 | 0
19.07. | 7 | 225.7228 |  | 77.573 | 9.588 | 0 | 138.5618 | 0
19.07. | 8 | 224.5351 |  | 73.1208 | 9.588 | 0 | 141.8264 | 0
19.07. | 9 | 224.7443 |  | 72.9672 | 9.588 | 0 | 142.1891 | 0
19.07. | 10 | 227.4505 |  | 72.0461 | 9.588 | 0 | 145.8164 | 0
19.07. | 11 | 229.3552 |  | 73.044 | 9.588 | 0 | 146.7232 | 0
19.07. | 12 | 234.3363 |  | 74.5792 | 9.588 | 0 | 150.1691 | 0
19.07. | 13 | 227.7372 |  | 73.9652 | 9.588 | 0 | 144.1841 | 0
19.07. | 14 | 231.3578 |  | 74.5025 | 9.588 | 0 | 147.2673 | 0
19.07. | 15 | 230.758 |  | 74.8095 | 9.588 | 0 | 146.3605 | 0
19.07. | 16 | 227.3678 |  | 74.5025 | 9.588 | 0 | 143.2773 | 0
19.07. | 17 | 222.848 |  | 75.4236 | 9.588 | 0 | 137.8364 | 0
19.07. | 18 | 226.3007 |  | 74.8863 | 9.588 | 0 | 141.8264 | 0
19.07. | 19 | 232.9698 |  | 76.1145 | 9.588 | 0 | 147.2673 | 0
19.07. | 20 | 234.2815 |  | 76.8821 | 9.588 | 0 | 147.8114 | 0
19.07. | 21 | 233.2 |  | 76.3448 | 9.588 | 0 | 147.2673 | 0
19.07. | 22 | 235.5164 |  | 77.573 | 9.588 | 0 | 148.3555 | 0
19.07. | 23 | 234.4207 |  | 76.1145 | 9.588 | 0 | 148.7182 | 0
19.07. | 24 | 235.0829 |  | 74.9631 | 9.588 | 0 | 150.5318 | 0
20.07. | 1 | 239.4988 |  | 76.1145 | 9.588 | 0 | 153.7964 | 0
20.07. | 2 | 236.7716 |  | 76.6518 | 9.588 | 0 | 150.5318 | 0
20.07. | 3 | 230.3953 |  | 74.8095 | 9.588 | 0 | 145.9977 | 0
20.07. | 4 | 228.8751 |  | 76.1912 | 9.588 | 0 | 143.0959 | 0
20.07. | 5 | 229.6849 |  | 77.7265 | 9.588 | 0 | 142.3705 | 0
20.07. | 6 | 230.4171 |  | 77.1891 | 9.588 | 0 | 143.64 | 0
20.07. | 7 | 232.1473 |  | 77.6497 | 9.588 | 0 | 144.9095 | 0
20.07. | 8 | 231.9929 |  | 75.5004 | 9.588 | 0 | 146.9045 | 0
20.07. | 9 | 229.9836 |  | 74.5792 | 9.588 | 0 | 145.8164 | 0
20.07. | 10 | 234.2807 |  | 74.8863 | 9.588 | 0 | 149.8064 | 0
20.07. | 11 | 232.6551 |  | 74.349 | 9.588 | 0 | 148.7182 | 0
20.07. | 12 | 235.0061 |  | 74.8863 | 9.588 | 0 | 150.5318 | 0
20.07. | 13 | 228.2746 |  | 74.5025 | 9.588 | 0 | 144.1841 | 0
20.07. | 14 | 228.8246 |  | 71.9693 | 9.588 | 0 | 147.2673 | 0
20.07. | 15 | 231.9508 |  | 74.7328 | 9.588 | 0 | 147.63 | 0
20.07. | 16 | 231.9154 |  | 73.4278 | 9.588 | 0 | 148.8995 | 0
20.07. | 17 | 226.6558 |  | 73.4278 | 9.588 | 0 | 143.64 | 0
20.07. | 18 | 230.3809 |  | 73.8884 | 9.588 | 0 | 146.9045 | 0
20.07. | 19 | 231.2878 |  | 73.8884 | 9.588 | 0 | 147.8114 | 0
20.07. | 20 | 231.3021 |  | 74.8095 | 9.588 | 0 | 146.9045 | 0
20.07. | 21 | 234.2739 |  | 75.4236 | 9.588 | 0 | 149.2623 | 0
20.07. | 22 | 233.2692 |  | 74.9631 | 9.588 | 0 | 148.7182 | 0
20.07. | 23 | 228.5816 |  | 74.8095 | 9.588 | 0 | 144.1841 | 0
20.07. | 24 | 228.2746 |  | 74.5025 | 9.588 | 0 | 144.1841 | 0
21.07. | 1 | 228.9587 |  | 75.7307 | 9.588 | 0 | 143.64 | 0
21.07. | 2 | 230.6255 |  | 75.0398 | 9.588 | 0 | 145.9977 | 0
21.07. | 3 | 227.6748 |  | 74.8095 | 9.588 | 0 | 143.2773 | 0
21.07. | 4 | 229.3425 |  | 76.1145 | 9.588 | 0 | 143.64 | 0
21.07. | 5 | 229.9566 |  | 76.7286 | 9.588 | 0 | 143.64 | 0
21.07. | 6 | 226.1058 |  | 75.961 | 9.588 | 0 | 140.5568 | 0
21.07. | 7 | 229.9633 |  | 76.1912 | 9.588 | 0 | 144.1841 | 0
21.07. | 8 | 225.8476 |  | 75.8842 | 9.588 | 0 | 140.3755 | 0
21.07. | 9 | 227.6748 |  | 74.8095 | 9.588 | 0 | 143.2773 | 0
21.07. | 10 | 224.7722 |  | 72.8137 | 9.588 | 0 | 142.3705 | 0
21.07. | 11 | 234.392 |  | 74.2722 | 9.588 | 0 | 150.5318 | 0
21.07. | 12 | 235.0129 |  | 74.349 | 9.588 | 0 | 151.0759 | 0
21.07. | 13 | 221.0355 |  | 60.9157 | 9.588 | 0 | 150.5318 | 0
21.07. | 14 | 235.3613 |  | 73.4278 | 9.588 | 0 | 152.3455 | 0
21.07. | 15 | 234.6426 |  | 72.8905 | 9.588 | 0 | 152.1641 | 0
21.07. | 16 | 231.9086 |  | 73.9652 | 9.588 | 0 | 148.3555 | 0
21.07. | 17 | 232.5362 |  | 73.5046 | 9.588 | 0 | 149.4436 | 0
21.07. | 18 | 234.7337 |  | 73.8884 | 9.588 | 0 | 151.2573 | 0
21.07. | 19 | 233.4641 |  | 73.8884 | 9.588 | 0 | 149.9877 | 0
21.07. | 20 | 233.3384 |  | 73.5813 | 9.588 | 0 | 150.1691 | 0
21.07. | 21 | 236.0875 |  | 75.4236 | 9.588 | 0 | 151.0759 | 0
21.07. | 22 | 223.091 |  | 72.5834 | 9.588 | 0 | 140.9195 | 0
21.07. | 23 | 216.962 |  | 61.3762 | 9.588 | 0 | 145.9977 | 0
21.07. | 24 | 216.7317 |  | 61.1459 | 9.588 | 0 | 145.9977 | 0
22.07. | 1 | 223.4243 |  | 68.7454 | 9.588 | 0 | 145.0909 | 0
22.07. | 2 | 218.3437 |  | 62.7579 | 9.588 | 0 | 145.9977 | 0
22.07. | 3 | 222.9545 |  | 62.8347 | 9.588 | 0 | 150.5318 | 0
22.07. | 4 | 225.815 |  | 64.0629 | 9.588 | 0 | 152.1641 | 0
22.07. | 5 | 224.0089 |  | 65.5214 | 9.588 | 0 | 148.8995 | 0
22.07. | 6 | 229.8985 |  | 71.0482 | 9.588 | 0 | 149.2623 | 0
22.07. | 7 | 238.5785 |  | 77.1891 | 9.588 | 0 | 151.8014 | 0
22.07. | 8 | 234.6991 |  | 74.5792 | 9.588 | 0 | 150.5318 | 0
22.07. | 9 | 236.6316 |  | 75.4236 | 9.588 | 0 | 151.62 | 0
22.07. | 10 | 234.5666 |  | 74.8095 | 9.588 | 0 | 150.1691 | 0
22.07. | 11 | 234.2385 |  | 74.1187 | 9.588 | 0 | 150.5318 | 0
22.07. | 12 | 232.6197 |  | 73.044 | 9.588 | 0 | 149.9877 | 0
22.07. | 13 | 231.1899 |  | 73.4278 | 9.588 | 0 | 148.1741 | 0
22.07. | 14 | 232.0756 |  | 73.044 | 9.588 | 0 | 149.4436 | 0
22.07. | 15 | 232.3624 |  | 74.9631 | 9.588 | 0 | 147.8114 | 0
22.07. | 16 | 230.758 |  | 74.8095 | 9.588 | 0 | 146.3605 | 0
22.07. | 17 | 231.804 |  | 74.0419 | 9.588 | 0 | 148.1741 | 0
22.07. | 18 | 232.1878 |  | 74.4257 | 9.588 | 0 | 148.1741 | 0
22.07. | 19 | 230.7369 |  | 74.4257 | 9.588 | 0 | 146.7232 | 0
22.07. | 20 | 231.6791 |  | 75.7307 | 9.588 | 0 | 146.3605 | 0
22.07. | 21 | 235.411 |  | 75.6539 | 9.588 | 0 | 150.1691 | 0
22.07. | 22 | 235.3899 |  | 75.2701 | 9.588 | 0 | 150.5318 | 0
22.07. | 23 | 230.6812 |  | 74.7328 | 9.588 | 0 | 146.3605 | 0
22.07. | 24 | 230.5488 |  | 74.9631 | 9.588 | 0 | 145.9977 | 0
23.07. | 1 | 230.5488 |  | 74.9631 | 9.588 | 0 | 145.9977 | 0
23.07. | 2 | 228.7351 |  | 74.9631 | 9.588 | 0 | 144.1841 | 0
23.07. | 3 | 229.6014 |  | 78.187 | 9.588 | 0 | 141.8264 | 0
23.07. | 4 | 228.9873 |  | 77.573 | 9.588 | 0 | 141.8264 | 0
23.07. | 5 | 231.345 |  | 77.573 | 9.588 | 0 | 144.1841 | 0
23.07. | 6 | 231.7002 |  | 76.1145 | 9.588 | 0 | 145.9977 | 0
23.07. | 7 | 234.4907 |  | 76.7286 | 9.588 | 0 | 148.1741 | 0
23.07. | 8 | 234.5877 |  | 75.1933 | 9.588 | 0 | 149.8064 | 0
23.07. | 9 | 230.3809 |  | 73.8884 | 9.588 | 0 | 146.9045 | 0
23.07. | 10 | 208.8687 |  | 74.5025 | 9.588 | 0 | 124.7782 | 0
23.07. | 11 | 216.1089 |  | 73.5813 | 9.588 | 0 | 132.9395 | 0
23.07. | 12 | 217.1481 |  | 73.3511 | 9.588 | 0 | 134.2091 | 0
23.07. | 13 | 214.3931 |  | 74.0419 | 9.588 | 0 | 130.7632 | 0
23.07. | 14 | 199.5856 |  | 60.6854 | 9.588 | 0 | 129.3123 | 0
23.07. | 15 | 224.7722 |  | 72.8137 | 9.588 | 0 | 142.3705 | 0
23.07. | 16 | 217.4552 |  | 73.6581 | 9.588 | 0 | 134.2091 | 0
23.07. | 17 | 228.5673 |  | 73.8884 | 9.588 | 0 | 145.0909 | 0
23.07. | 18 | 220.4895 |  | 73.4278 | 9.588 | 0 | 137.4736 | 0
23.07. | 19 | 220.6084 |  | 74.2722 | 9.588 | 0 | 136.7482 | 0
23.07. | 20 | 234.225 |  | 75.1933 | 9.588 | 0 | 149.4436 | 0
23.07. | 21 | 234.0369 |  | 75.7307 | 9.588 | 0 | 148.7182 | 0
23.07. | 22 | 231.1915 |  | 77.4194 | 9.588 | 0 | 144.1841 | 0
23.07. | 23 | 234.1204 |  | 75.2701 | 9.588 | 0 | 149.2623 | 0
23.07. | 24 | 234.2182 |  | 75.7307 | 9.588 | 0 | 148.8995 | 0
24.07. | 1 | 232.6551 |  | 74.349 | 9.588 | 0 | 148.7182 | 0
24.07. | 2 | 235.195 |  | 76.3448 | 9.588 | 0 | 149.2623 | 0
24.07. | 3 | 233.9044 |  | 75.961 | 9.588 | 0 | 148.3555 | 0
24.07. | 4 | 232.0705 |  | 77.573 | 9.588 | 0 | 144.9095 | 0
24.07. | 5 | 231.0312 |  | 77.8032 | 9.588 | 0 | 143.64 | 0
24.07. | 6 | 232.5935 |  | 77.1891 | 9.588 | 0 | 145.8164 | 0
24.07. | 7 | 234.1769 |  | 76.9589 | 9.588 | 0 | 147.63 | 0
24.07. | 8 | 233.1857 |  | 75.4236 | 9.588 | 0 | 148.1741 | 0
24.07. | 9 | 237.6574 |  | 76.268 | 9.588 | 0 | 151.8014 | 0
24.07. | 10 | 238.0269 |  | 75.7307 | 9.588 | 0 | 152.7082 | 0
24.07. | 11 | 230.9326 |  | 75.3469 | 9.588 | 0 | 145.9977 | 0
24.07. | 12 | 227.1096 |  | 74.4257 | 9.588 | 0 | 143.0959 | 0
24.07. | 13 | 227.5002 |  | 74.2722 | 9.588 | 0 | 143.64 | 0
24.07. | 14 | 213.5496 |  | 58.1452 | 9.588 | 0 | 145.8164 | 0
24.07. | 15 | 222.422 |  | 74.2722 | 9.588 | 0 | 138.5618 | 0
24.07. | 16 | 213.0774 |  | 63.2953 | 9.588 | 0 | 140.1941 | 0
24.07. | 17 | 265.5309 |  | 74.5792 | 9.588 | 0 | 181.3636 | 0
24.07. | 18 | 227.814 |  | 74.0419 | 9.588 | 0 | 144.1841 | 0
24.07. | 19 | 231.0296 |  | 73.8116 | 9.588 | 0 | 147.63 | 0
24.07. | 20 | 235.4878 |  | 75.7307 | 9.588 | 0 | 150.1691 | 0
24.07. | 21 | 228.0662 |  | 76.6518 | 9.588 | 0 | 141.8264 | 0
24.07. | 22 | 233.8201 |  | 74.4257 | 9.588 | 0 | 149.8064 | 0
24.07. | 23 | 232.6762 |  | 74.7328 | 9.588 | 0 | 148.3555 | 0
24.07. | 24 | 233.8479 |  | 74.2722 | 9.588 | 0 | 149.9877 | 0
25.07. | 1 | 228.407 |  | 74.2722 | 9.588 | 0 | 144.5468 | 0
25.07. | 2 | 228.407 |  | 74.2722 | 9.588 | 0 | 144.5468 | 0
25.07. | 3 | 229.9279 |  | 74.8863 | 9.588 | 0 | 145.4536 | 0
25.07. | 4 | 231.3578 |  | 74.5025 | 9.588 | 0 | 147.2673 | 0
25.07. | 5 | 237.2954 |  | 78.2638 | 9.588 | 0 | 149.4436 | 0
25.07. | 6 | 220.8346 |  | 64.5235 | 9.588 | 0 | 146.7232 | 0
25.07. | 7 | 222.1253 |  | 64.9073 | 9.588 | 0 | 147.63 | 0
25.07. | 8 | 221.6858 |  | 64.8305 | 9.588 | 0 | 147.2673 | 0
25.07. | 9 | 224.1692 |  | 65.1376 | 9.588 | 0 | 149.4436 | 0
25.07. | 10 | 194.2366 |  | 33.3913 | 9.588 | 0 | 151.2573 | 0
25.07. | 11 | 228.0057 |  | 64.984 | 9.588 | 0 | 153.4336 | 0
25.07. | 12 | 216.0213 |  | 64.0629 | 9.588 | 0 | 142.3705 | 0
25.07. | 13 | 218.142 |  | 64.3699 | 9.588 | 0 | 144.1841 | 0
25.07. | 14 | 219.7186 |  | 64.677 | 9.588 | 0 | 145.4536 | 0
25.07. | 15 | 223.8621 |  | 64.8305 | 9.588 | 0 | 149.4436 | 0
25.07. | 16 | 224.2249 |  | 64.8305 | 9.588 | 0 | 149.8064 | 0
25.07. | 17 | 226.8542 |  | 63.8326 | 9.588 | 0 | 153.4336 | 0
25.07. | 18 | 226.931 |  | 63.9094 | 9.588 | 0 | 153.4336 | 0
25.07. | 19 | 224.5598 |  | 64.984 | 9.588 | 0 | 149.9877 | 0
25.07. | 20 | 225.4387 |  | 65.1376 | 9.588 | 0 | 150.7132 | 0
25.07. | 21 | 224.9157 |  | 65.5214 | 9.588 | 0 | 149.8064 | 0
25.07. | 22 | 227.567 |  | 66.9031 | 9.588 | 0 | 151.0759 | 0
25.07. | 23 | 234.1415 |  | 75.6539 | 9.588 | 0 | 148.8995 | 0
25.07. | 24 | 237.3444 |  | 78.4941 | 9.588 | 0 | 149.2623 | 0
26.07. | 1 | 238.042 |  | 78.6476 | 9.588 | 0 | 149.8064 | 0
26.07. | 2 | 237.1833 |  | 76.8821 | 9.588 | 0 | 150.7132 | 0
26.07. | 3 | 235.7391 |  | 76.3448 | 9.588 | 0 | 149.8064 | 0
26.07. | 4 | 234.1498 |  | 79.1082 | 9.588 | 0 | 145.4536 | 0
26.07. | 5 | 234.8964 |  | 79.492 | 9.588 | 0 | 145.8164 | 0
26.07. | 6 | 237.1065 |  | 76.8053 | 9.588 | 0 | 150.7132 | 0
26.07. | 7 | 240.3778 |  | 76.268 | 9.588 | 0 | 154.5218 | 0
26.07. | 8 | 230.9047 |  | 75.5004 | 9.588 | 0 | 145.8164 | 0
26.07. | 9 | 226.0274 |  | 71.8926 | 9.588 | 0 | 144.5468 | 0
26.07. | 10 | 229.3838 |  | 74.8863 | 9.588 | 0 | 144.9095 | 0
26.07. | 11 | 234.5388 |  | 74.9631 | 9.588 | 0 | 149.9877 | 0
26.07. | 12 | 233.5771 |  | 77.2659 | 9.588 | 0 | 146.7232 | 0
26.07. | 13 | 230.9047 |  | 75.5004 | 9.588 | 0 | 145.8164 | 0
26.07. | 14 | 235.907 |  | 77.4194 | 9.588 | 0 | 148.8995 | 0
26.07. | 15 | 233.0398 |  | 76.7286 | 9.588 | 0 | 146.7232 | 0
26.07. | 16 | 231.8402 |  | 77.3427 | 9.588 | 0 | 144.9095 | 0
26.07. | 17 | 237.5806 |  | 76.1912 | 9.588 | 0 | 151.8014 | 0
26.07. | 18 | 238.355 |  | 76.4215 | 9.588 | 0 | 152.3455 | 0
26.07. | 19 | 236.1854 |  | 75.8842 | 9.588 | 0 | 150.7132 | 0
26.07. | 20 | 239.0948 |  | 77.3427 | 9.588 | 0 | 152.1641 | 0
26.07. | 21 | 239.1015 |  | 76.8053 | 9.588 | 0 | 152.7082 | 0
26.07. | 22 | 237.6928 |  | 77.573 | 9.588 | 0 | 150.5318 | 0
26.07. | 23 | 235.8437 |  | 76.268 | 9.588 | 0 | 149.9877 | 0
26.07. | 24 | 236.1508 |  | 76.575 | 9.588 | 0 | 149.9877 | 0
27.07. | 1 | 235.195 |  | 76.3448 | 9.588 | 0 | 149.2623 | 0
27.07. | 2 | 236.6459 |  | 76.3448 | 9.588 | 0 | 150.7132 | 0
27.07. | 3 | 234.2115 |  | 76.268 | 9.588 | 0 | 148.3555 | 0
27.07. | 4 | 237.5738 |  | 76.7286 | 9.588 | 0 | 151.2573 | 0
27.07. | 5 | 239.4929 |  | 78.6476 | 9.588 | 0 | 151.2573 | 0
27.07. | 6 | 236.0259 |  | 78.2638 | 9.588 | 0 | 148.1741 | 0
27.07. | 7 | 234.4982 |  | 78.187 | 9.588 | 0 | 146.7232 | 0
27.07. | 8 | 236.3397 |  | 78.0335 | 9.588 | 0 | 148.7182 | 0
27.07. | 9 | 241.32 |  | 77.573 | 9.588 | 0 | 154.1591 | 0
27.07. | 10 | 246.4471 |  | 77.8032 | 9.588 | 0 | 159.0559 | 0
27.07. | 11 | 242.5474 |  | 76.8053 | 9.588 | 0 | 156.1541 | 0
27.07. | 12 | 237.239 |  | 76.575 | 9.588 | 0 | 151.0759 | 0
27.07. | 13 | 238.5017 |  | 77.1124 | 9.588 | 0 | 151.8014 | 0
27.07. | 14 | 233.7441 |  | 76.3448 | 9.588 | 0 | 147.8114 | 0
27.07. | 15 | 239.9527 |  | 77.1124 | 9.588 | 0 | 153.2523 | 0
27.07. | 16 | 234.6577 |  | 75.8074 | 9.588 | 0 | 149.2623 | 0
27.07. | 17 | 239.0239 |  | 74.7328 | 9.588 | 0 | 154.7032 | 0
27.07. | 18 | 239.8337 |  | 76.268 | 9.588 | 0 | 153.9777 | 0
27.07. | 19 | 242.6174 |  | 77.4194 | 9.588 | 0 | 155.61 | 0
27.07. | 20 | 242.2969 |  | 78.187 | 9.588 | 0 | 154.5218 | 0
27.07. | 21 | 241.6406 |  | 76.8053 | 9.588 | 0 | 155.2473 | 0
27.07. | 22 | 240.8316 |  | 77.2659 | 9.588 | 0 | 153.9777 | 0
27.07. | 23 | 232.0394 |  | 69.7433 | 9.588 | 0 | 152.7082 | 0
27.07. | 24 | 232.193 |  | 69.8968 | 9.588 | 0 | 152.7082 | 0
28.07. | 1 | 234.3415 |  | 70.0503 | 9.588 | 0 | 154.7032 | 0
28.07. | 2 | 234.0834 |  | 69.9735 | 9.588 | 0 | 154.5218 | 0
28.07. | 3 | 234.3415 |  | 70.0503 | 9.588 | 0 | 154.7032 | 0
28.07. | 4 | 231.4397 |  | 70.0503 | 9.588 | 0 | 151.8014 | 0
28.07. | 5 | 232.1373 |  | 70.2038 | 9.588 | 0 | 152.3455 | 0
28.07. | 6 | 230.3515 |  | 70.0503 | 9.588 | 0 | 150.7132 | 0
28.07. | 7 | 229.1376 |  | 69.7433 | 9.588 | 0 | 149.8064 | 0
28.07. | 8 | 225.0219 |  | 69.4362 | 9.588 | 0 | 145.9977 | 0
28.07. | 9 | 229.2768 |  | 68.9756 | 9.588 | 0 | 150.7132 | 0
28.07. | 10 | 225.3071 |  | 67.3636 | 9.588 | 0 | 148.3555 | 0
28.07. | 11 | 230.2874 |  | 66.9031 | 9.588 | 0 | 153.7964 | 0
28.07. | 12 | 227.1764 |  | 67.0566 | 9.588 | 0 | 150.5318 | 0
28.07. | 13 | 224.3514 |  | 67.1334 | 9.588 | 0 | 147.63 | 0
28.07. | 14 | 221.2893 |  | 67.5172 | 9.588 | 0 | 144.1841 | 0
28.07. | 15 | 225.9836 |  | 67.1334 | 9.588 | 0 | 149.2623 | 0
28.07. | 16 | 227.4345 |  | 67.1334 | 9.588 | 0 | 150.7132 | 0
28.07. | 17 | 228.6695 |  | 67.8242 | 9.588 | 0 | 151.2573 | 0
28.07. | 18 | 229.2136 |  | 67.8242 | 9.588 | 0 | 151.8014 | 0
28.07. | 19 | 231.2018 |  | 68.3615 | 9.588 | 0 | 153.2523 | 0
28.07. | 20 | 231.8159 |  | 68.9756 | 9.588 | 0 | 153.2523 | 0
28.07. | 21 | 232.5414 |  | 68.9756 | 9.588 | 0 | 153.9777 | 0
28.07. | 22 | 228.0562 |  | 69.2059 | 9.588 | 0 | 149.2623 | 0
28.07. | 23 | 226.3472 |  | 69.1292 | 9.588 | 0 | 147.63 | 0
28.07. | 24 | 227.3518 |  | 69.5897 | 9.588 | 0 | 148.1741 | 0
29.07. | 1 | 230.5607 |  | 69.8968 | 9.588 | 0 | 151.0759 | 0
29.07. | 2 | 231.0559 |  | 69.6665 | 9.588 | 0 | 151.8014 | 0
29.07. | 3 | 230.5885 |  | 69.7433 | 9.588 | 0 | 151.2573 | 0
29.07. | 4 | 228.7479 |  | 71.8926 | 9.588 | 0 | 147.2673 | 0
29.07. | 5 | 232.187 |  | 72.4299 | 9.588 | 0 | 150.1691 | 0
29.07. | 6 | 234.9075 |  | 72.4299 | 9.588 | 0 | 152.8895 | 0
29.07. | 7 | 235.298 |  | 72.2764 | 9.588 | 0 | 153.4336 | 0
29.07. | 8 | 233.7493 |  | 71.8158 | 9.588 | 0 | 152.3455 | 0
29.07. | 9 | 220.6998 |  | 58.7663 | 9.588 | 0 | 152.3455 | 0
29.07. | 10 | 220.0022 |  | 58.6128 | 9.588 | 0 | 151.8014 | 0
29.07. | 11 | 218.2375 |  | 58.8431 | 9.588 | 0 | 149.8064 | 0
29.07. | 12 | 225.7525 |  | 64.9073 | 9.588 | 0 | 151.2573 | 0
29.07. | 13 | 228.5927 |  | 67.7475 | 9.588 | 0 | 151.2573 | 0
29.07. | 14 | 231.4186 |  | 69.6665 | 9.588 | 0 | 152.1641 | 0
29.07. | 15 | 229.4303 |  | 69.1292 | 9.588 | 0 | 150.7132 | 0
29.07. | 16 | 231.7324 |  | 69.4362 | 9.588 | 0 | 152.7082 | 0
29.07. | 17 | 232.2765 |  | 69.4362 | 9.588 | 0 | 153.2523 | 0
29.07. | 18 | 231.3697 |  | 69.4362 | 9.588 | 0 | 152.3455 | 0
29.07. | 19 | 231.6767 |  | 69.7433 | 9.588 | 0 | 152.3455 | 0
29.07. | 20 | 228.5868 |  | 70.2806 | 9.588 | 0 | 148.7182 | 0
29.07. | 21 | 232.1862 |  | 70.4341 | 9.588 | 0 | 152.1641 | 0
29.07. | 22 | 229.626 |  | 70.0503 | 9.588 | 0 | 149.9877 | 0
29.07. | 23 | 218.5994 |  | 56.8473 | 9.588 | 0 | 152.1641 | 0
29.07. | 24 | 227.6167 |  | 69.1292 | 9.588 | 0 | 148.8995 | 0
30.07. | 1 | 227.7002 |  | 68.6686 | 9.588 | 0 | 149.4436 | 0
30.07. | 2 | 226.5353 |  | 68.5918 | 9.588 | 0 | 148.3555 | 0
30.07. | 3 | 225.0076 |  | 68.5151 | 9.588 | 0 | 146.9045 | 0
30.07. | 4 | 229.696 |  | 70.6644 | 9.588 | 0 | 149.4436 | 0
30.07. | 5 | 228.4265 |  | 70.6644 | 9.588 | 0 | 148.1741 | 0
30.07. | 6 | 225.2041 |  | 71.432 | 9.588 | 0 | 144.1841 | 0
30.07. | 7 | 230.7496 |  | 71.3553 | 9.588 | 0 | 149.8064 | 0
30.07. | 8 | 225.6631 |  | 67.901 | 9.588 | 0 | 148.1741 | 0
30.07. | 9 | 229.6041 |  | 67.6707 | 9.588 | 0 | 152.3455 | 0
30.07. | 10 | 228.5927 |  | 67.7475 | 9.588 | 0 | 151.2573 | 0
30.07. | 11 | 229.9601 |  | 68.208 | 9.588 | 0 | 152.1641 | 0
30.07. | 12 | 226.612 |  | 68.6686 | 9.588 | 0 | 148.3555 | 0
30.07. | 13 | 225.9144 |  | 68.5151 | 9.588 | 0 | 147.8114 | 0
30.07. | 14 | 227.3999 |  | 67.8242 | 9.588 | 0 | 149.9877 | 0
30.07. | 15 | 223.3053 |  | 67.901 | 9.588 | 0 | 145.8164 | 0
30.07. | 16 | 222.8659 |  | 67.8242 | 9.588 | 0 | 145.4536 | 0
30.07. | 17 | 223.4589 |  | 68.0545 | 9.588 | 0 | 145.8164 | 0
30.07. | 18 | 223.717 |  | 68.1313 | 9.588 | 0 | 145.9977 | 0
30.07. | 19 | 226.2215 |  | 68.8221 | 9.588 | 0 | 147.8114 | 0
30.07. | 20 | 224.5614 |  | 68.9756 | 9.588 | 0 | 145.9977 | 0
30.07. | 21 | 223.6478 |  | 69.513 | 9.588 | 0 | 144.5468 | 0
30.07. | 22 | 225.9144 |  | 68.5151 | 9.588 | 0 | 147.8114 | 0
30.07. | 23 | 225.2725 |  | 68.0545 | 9.588 | 0 | 147.63 | 0
30.07. | 24 | 224.596 |  | 68.2848 | 9.588 | 0 | 146.7232 | 0
31.07. | 1 | 225.6074 |  | 68.208 | 9.588 | 0 | 147.8114 | 0
31.07. | 2 | 225.7331 |  | 68.5151 | 9.588 | 0 | 147.63 | 0
31.07. | 3 | 224.8541 |  | 68.3615 | 9.588 | 0 | 146.9045 | 0
31.07. | 4 | 224.374 |  | 71.5088 | 9.588 | 0 | 143.2773 | 0
31.07. | 5 | 225.3365 |  | 71.2017 | 9.588 | 0 | 144.5468 | 0
31.07. | 6 | 225.2598 |  | 71.125 | 9.588 | 0 | 144.5468 | 0
31.07. | 7 | 224.5757 |  | 69.8968 | 9.588 | 0 | 145.0909 | 0
31.07. | 8 | 225.9844 |  | 69.1292 | 9.588 | 0 | 147.2673 | 0
31.07. | 9 | 227.3232 |  | 67.7475 | 9.588 | 0 | 149.9877 | 0
31.07. | 10 | 219.9919 |  | 67.6707 | 9.588 | 0 | 142.7332 | 0
31.07. | 11 | 223.5424 |  | 67.5939 | 9.588 | 0 | 146.3605 | 0
31.07. | 12 | 221.7287 |  | 67.5939 | 9.588 | 0 | 144.5468 | 0
31.07. | 13 | 222.175 |  | 67.1334 | 9.588 | 0 | 145.4536 | 0
31.07. | 14 | 215.9319 |  | 67.0566 | 9.588 | 0 | 139.2873 | 0
31.07. | 15 | 220.9611 |  | 66.8263 | 9.588 | 0 | 144.5468 | 0
31.07. | 16 | 225.2303 |  | 67.2869 | 9.588 | 0 | 148.3555 | 0
31.07. | 17 | 226.165 |  | 67.1334 | 9.588 | 0 | 149.4436 | 0
31.07. | 18 | 227.8183 |  | 67.5172 | 9.588 | 0 | 150.7132 | 0
31.07. | 19 | 228.2578 |  | 67.5939 | 9.588 | 0 | 151.0759 | 0
31.07. | 20 | 229.0533 |  | 68.208 | 9.588 | 0 | 151.2573 | 0
31.07. | 21 | 224.38 |  | 68.9756 | 9.588 | 0 | 145.8164 | 0
31.07. | 22 | 224.3311 |  | 68.7454 | 9.588 | 0 | 145.9977 | 0
31.07. | 23 | 225.119 |  | 67.901 | 9.588 | 0 | 147.63 | 0
31.07. | 24 | 223.3053 |  | 67.901 | 9.588 | 0 | 145.8164 | 0
01.08. | 1 | 227.6235 |  | 68.5918 | 9.588 | 0 | 149.4436 | 0
01.08. | 2 | 228.4257 |  | 68.6686 | 9.588 | 0 | 150.1691 | 0
01.08. | 3 | 229.0255 |  | 68.3615 | 9.588 | 0 | 151.0759 | 0
01.08. | 4 | 226.7875 |  | 71.2017 | 9.588 | 0 | 145.9977 | 0
01.08. | 5 | 224.9738 |  | 71.2017 | 9.588 | 0 | 144.1841 | 0
01.08. | 6 | 227.464 |  | 70.9714 | 9.588 | 0 | 146.9045 | 0
01.08. | 7 | 230.4004 |  | 70.2806 | 9.588 | 0 | 150.5318 | 0
01.08. | 8 | 223.8494 |  | 67.901 | 9.588 | 0 | 146.3605 | 0
01.08. | 9 | 219.9986 |  | 67.1334 | 9.588 | 0 | 143.2773 | 0
01.08. | 10 | 222.4888 |  | 66.9031 | 9.588 | 0 | 145.9977 | 0
01.08. | 11 | 223.0051 |  | 67.0566 | 9.588 | 0 | 146.3605 | 0
01.08. | 12 | 214.8294 |  | 66.1355 | 9.588 | 0 | 139.1059 | 0
01.08. | 13 | 216.4127 |  | 65.9052 | 9.588 | 0 | 140.9195 | 0
01.08. | 14 | 212.6319 |  | 65.7516 | 9.588 | 0 | 137.2923 | 0
01.08. | 15 | 208.0489 |  | 65.5214 | 9.588 | 0 | 132.9395 | 0
01.08. | 16 | 211.3624 |  | 65.7516 | 9.588 | 0 | 136.0227 | 0
01.08. | 17 | 214.9829 |  | 66.289 | 9.588 | 0 | 139.1059 | 0
01.08. | 18 | 216.3984 |  | 64.984 | 9.588 | 0 | 141.8264 | 0
01.08. | 19 | 215.074 |  | 67.2869 | 9.588 | 0 | 138.1991 | 0
01.08. | 20 | 220.5849 |  | 67.901 | 9.588 | 0 | 143.0959 | 0
01.08. | 21 | 219.6224 |  | 68.208 | 9.588 | 0 | 141.8264 | 0
01.08. | 22 | 219.2529 |  | 68.7454 | 9.588 | 0 | 140.9195 | 0
01.08. | 23 | 218.3174 |  | 66.9031 | 9.588 | 0 | 141.8264 | 0
01.08. | 24 | 219.3221 |  | 67.3636 | 9.588 | 0 | 142.3705 | 0
02.08. | 1 | 218.9315 |  | 67.5172 | 9.588 | 0 | 141.8264 | 0
02.08. | 2 | 216.3924 |  | 67.5172 | 9.588 | 0 | 139.2873 | 0
02.08. | 3 | 215.7437 |  | 67.5939 | 9.588 | 0 | 138.5618 | 0
02.08. | 4 | 214.6977 |  | 68.3615 | 9.588 | 0 | 136.7482 | 0
02.08. | 5 | 214.335 |  | 68.3615 | 9.588 | 0 | 136.3855 | 0
02.08. | 6 | 213.8955 |  | 68.2848 | 9.588 | 0 | 136.0227 | 0
02.08. | 7 | 214.2718 |  | 67.2101 | 9.588 | 0 | 137.4736 | 0
02.08. | 8 | 214.3688 |  | 65.6749 | 9.588 | 0 | 139.1059 | 0
02.08. | 9 | 215.4359 |  | 65.2911 | 9.588 | 0 | 140.5568 | 0
02.08. | 10 | 211.2435 |  | 64.9073 | 9.588 | 0 | 136.7482 | 0
02.08. | 11 | 214.2288 |  | 64.4467 | 9.588 | 0 | 140.1941 | 0
02.08. | 12 | 208.6411 |  | 63.7558 | 9.588 | 0 | 135.2973 | 0
02.08. | 13 | 211.5219 |  | 63.372 | 9.588 | 0 | 138.5618 | 0
02.08. | 14 | 215.5397 |  | 63.2185 | 9.588 | 0 | 142.7332 | 0
02.08. | 15 | 201.875 |  | 55.5388 | 9.588 | 0 | 136.7482 | 0
02.08. | 16 | 190.9308 |  | 56.3832 | 9.588 | 0 | 124.9595 | 0
02.08. | 17 | 191.4681 |  | 56.9205 | 9.588 | 0 | 124.9595 | 0
02.08. | 18 | 207.8743 |  | 64.984 | 9.588 | 0 | 133.3023 | 0
02.08. | 19 | 212.1022 |  | 66.6728 | 9.588 | 0 | 135.8414 | 0
02.08. | 20 | 213.6577 |  | 66.596 | 9.588 | 0 | 137.4736 | 0
02.08. | 21 | 220.0476 |  | 67.3636 | 9.588 | 0 | 143.0959 | 0
02.08. | 22 | 223.1029 |  | 67.5172 | 9.588 | 0 | 145.9977 | 0
02.08. | 23 | 222.1682 |  | 67.6707 | 9.588 | 0 | 144.9095 | 0
02.08. | 24 | 221.436 |  | 68.208 | 9.588 | 0 | 143.64 | 0
03.08. | 1 | 219.3364 |  | 68.2848 | 9.588 | 0 | 141.4636 | 0
03.08. | 2 | 219.7759 |  | 68.3615 | 9.588 | 0 | 141.8264 | 0
03.08. | 3 | 216.7416 |  | 68.5918 | 9.588 | 0 | 138.5618 | 0
03.08. | 4 | 219.4132 |  | 68.3615 | 9.588 | 0 | 141.4636 | 0
03.08. | 5 | 216.9719 |  | 68.8221 | 9.588 | 0 | 138.5618 | 0
03.08. | 6 | 217.9834 |  | 68.7454 | 9.588 | 0 | 139.65 | 0
03.08. | 7 | 221.059 |  | 67.2869 | 9.588 | 0 | 144.1841 | 0
03.08. | 8 | 215.9108 |  | 66.6728 | 9.588 | 0 | 139.65 | 0
03.08. | 9 | 212.9322 |  | 66.596 | 9.588 | 0 | 136.7482 | 0
03.08. | 10 | 216.2803 |  | 66.1355 | 9.588 | 0 | 140.5568 | 0
03.08. | 11 | 216.4195 |  | 65.3678 | 9.588 | 0 | 141.4636 | 0
03.08. | 12 | 218.2956 |  | 64.5235 | 9.588 | 0 | 144.1841 | 0
03.08. | 13 | 206.528 |  | 56.3832 | 9.588 | 0 | 140.5568 | 0
03.08. | 14 | 210.7204 |  | 65.2911 | 9.588 | 0 | 135.8414 | 0
03.08. | 15 | 208.4741 |  | 64.677 | 9.588 | 0 | 134.2091 | 0
03.08. | 16 | 188.0854 |  | 49.5479 | 9.588 | 0 | 128.9495 | 0
03.08. | 17 | 194.3286 |  | 49.6247 | 9.588 | 0 | 135.1159 | 0
03.08. | 18 | 193.938 |  | 49.7782 | 9.588 | 0 | 134.5718 | 0
03.08. | 19 | 193.6731 |  | 50.2388 | 9.588 | 0 | 133.8464 | 0
03.08. | 20 | 209.779 |  | 65.9819 | 9.588 | 0 | 134.2091 | 0
03.08. | 21 | 214.5923 |  | 66.4425 | 9.588 | 0 | 138.5618 | 0
03.08. | 22 | 218.8277 |  | 69.5897 | 9.588 | 0 | 139.65 | 0
03.08. | 23 | 220.9273 |  | 69.513 | 9.588 | 0 | 141.8264 | 0
03.08. | 24 | 220.217 |  | 72.4299 | 9.588 | 0 | 138.1991 | 0
04.08. | 1 | 222.115 |  | 73.9652 | 9.588 | 0 | 138.5618 | 0
04.08. | 2 | 222.6034 |  | 74.2722 | 9.588 | 0 | 138.7432 | 0
04.08. | 3 | 221.2292 |  | 74.349 | 9.588 | 0 | 137.2923 | 0
04.08. | 4 | 219.3245 |  | 73.3511 | 9.588 | 0 | 136.3855 | 0
04.08. | 5 | 223.2242 |  | 74.349 | 9.588 | 0 | 139.2873 | 0
04.08. | 6 | 226.8093 |  | 73.5813 | 9.588 | 0 | 143.64 | 0
04.08. | 7 | 222.7772 |  | 72.8137 | 9.588 | 0 | 140.3755 | 0
04.08. | 8 | 226.8575 |  | 71.8158 | 9.588 | 0 | 145.4536 | 0
04.08. | 9 | 225.5736 |  | 70.8947 | 9.588 | 0 | 145.0909 | 0
04.08. | 10 | 227.4429 |  | 70.5876 | 9.588 | 0 | 147.2673 | 0
04.08. | 11 | 217.9977 |  | 69.6665 | 9.588 | 0 | 138.7432 | 0
04.08. | 12 | 217.4747 |  | 70.0503 | 9.588 | 0 | 137.8364 | 0
04.08. | 13 | 216.9998 |  | 68.6686 | 9.588 | 0 | 138.7432 | 0
04.08. | 14 | 214.9913 |  | 69.7433 | 9.588 | 0 | 135.66 | 0
04.08. | 15 | 201.1674 |  | 56.4635 | 9.588 | 0 | 135.1159 | 0
04.08. | 16 | 214.3191 |  | 63.4488 | 9.588 | 0 | 141.2823 | 0
04.08. | 17 | 216.4465 |  | 63.2185 | 9.588 | 0 | 143.64 | 0
04.08. | 18 | 219.3137 |  | 63.9094 | 9.588 | 0 | 145.8164 | 0
04.08. | 19 | 224.0443 |  | 66.8263 | 9.588 | 0 | 147.63 | 0
04.08. | 20 | 226.6196 |  | 70.1271 | 9.588 | 0 | 146.9045 | 0
04.08. | 21 | 225.7414 |  | 71.9693 | 9.588 | 0 | 144.1841 | 0
04.08. | 22 | 225.8114 |  | 72.5834 | 9.588 | 0 | 143.64 | 0
04.08. | 23 | 224.9046 |  | 72.5834 | 9.588 | 0 | 142.7332 | 0
04.08. | 24 | 226.5858 |  | 72.8137 | 9.588 | 0 | 144.1841 | 0
05.08. | 1 | 222.8539 |  | 72.8905 | 9.588 | 0 | 140.3755 | 0
05.08. | 2 | 224.73 |  | 72.0461 | 9.588 | 0 | 143.0959 | 0
05.08. | 3 | 222.9164 |  | 72.0461 | 9.588 | 0 | 141.2823 | 0
05.08. | 4 | 223.4394 |  | 71.6623 | 9.588 | 0 | 142.1891 | 0
05.08. | 5 | 225.6436 |  | 71.5088 | 9.588 | 0 | 144.5468 | 0
05.08. | 6 | 226.8575 |  | 71.8158 | 9.588 | 0 | 145.4536 | 0
05.08. | 7 | 228.5876 |  | 72.2764 | 9.588 | 0 | 146.7232 | 0
05.08. | 8 | 223.851 |  | 71.8926 | 9.588 | 0 | 142.3705 | 0
05.08. | 9 | 229.9196 |  | 71.432 | 9.588 | 0 | 148.8995 | 0
05.08. | 10 | 230.2198 |  | 72.2764 | 9.588 | 0 | 148.3555 | 0
05.08. | 11 | 231.0845 |  | 71.5088 | 9.588 | 0 | 149.9877 | 0
05.08. | 12 | 230.861 |  | 70.7412 | 9.588 | 0 | 150.5318 | 0
05.08. | 13 | 233.1352 |  | 71.2017 | 9.588 | 0 | 152.3455 | 0
05.08. | 14 | 230.5193 |  | 71.125 | 9.588 | 0 | 149.8064 | 0
05.08. | 15 | 229.8217 |  | 70.9714 | 9.588 | 0 | 149.2623 | 0
05.08. | 16 | 229.3755 |  | 71.432 | 9.588 | 0 | 148.3555 | 0
05.08. | 17 | 225.9363 |  | 70.8947 | 9.588 | 0 | 145.4536 | 0
05.08. | 18 | 227.4015 |  | 71.8158 | 9.588 | 0 | 145.9977 | 0
05.08. | 19 | 229.2152 |  | 71.8158 | 9.588 | 0 | 147.8114 | 0
05.08. | 20 | 230.6526 |  | 72.8905 | 9.588 | 0 | 148.1741 | 0
05.08. | 21 | 232.0756 |  | 73.044 | 9.588 | 0 | 149.4436 | 0
05.08. | 22 | 232.613 |  | 73.5813 | 9.588 | 0 | 149.4436 | 0
05.08. | 23 | 230.9807 |  | 73.5813 | 9.588 | 0 | 147.8114 | 0
05.08. | 24 | 227.1375 |  | 74.2722 | 9.588 | 0 | 143.2773 | 0
06.08. | 1 | 230.0114 |  | 74.4257 | 9.588 | 0 | 145.9977 | 0
06.08. | 2 | 233.0389 |  | 74.7328 | 9.588 | 0 | 148.7182 | 0
06.08. | 3 | 232.6551 |  | 74.349 | 9.588 | 0 | 148.7182 | 0
06.08. | 4 | 232.3481 |  | 74.0419 | 9.588 | 0 | 148.7182 | 0
06.08. | 5 | 232.0343 |  | 74.2722 | 9.588 | 0 | 148.1741 | 0
06.08. | 6 | 232.6619 |  | 73.8116 | 9.588 | 0 | 149.2623 | 0
06.08. | 7 | 231.0296 |  | 73.8116 | 9.588 | 0 | 147.63 | 0
06.08. | 8 | 229.0903 |  | 73.5046 | 9.588 | 0 | 145.9977 | 0
06.08. | 9 | 235.9189 |  | 72.3532 | 9.588 | 0 | 153.9777 | 0
06.08. | 10 | 229.6058 |  | 71.6623 | 9.588 | 0 | 148.3555 | 0
06.08. | 11 | 235.9535 |  | 71.6623 | 9.588 | 0 | 154.7032 | 0
06.08. | 12 | 228.9781 |  | 72.1229 | 9.588 | 0 | 147.2673 | 0
06.08. | 13 | 229.3476 |  | 71.5855 | 9.588 | 0 | 148.1741 | 0
06.08. | 14 | 231.3426 |  | 71.5855 | 9.588 | 0 | 150.1691 | 0
06.08. | 15 | 224.8 |  | 64.1361 | 9.588 | 0 | 151.0759 | 0
06.08. | 16 | 224.0468 |  | 64.2897 | 9.588 | 0 | 150.1691 | 0
06.08. | 17 | 221.5912 |  | 63.8291 | 9.588 | 0 | 148.1741 | 0
06.08. | 18 | 219.387 |  | 63.9826 | 9.588 | 0 | 145.8164 | 0
06.08. | 19 | 216.4016 |  | 64.4432 | 9.588 | 0 | 142.3705 | 0
06.08. | 20 | 231.1199 |  | 72.8137 | 9.588 | 0 | 148.7182 | 0
06.08. | 21 | 232.5362 |  | 73.5046 | 9.588 | 0 | 149.4436 | 0
06.08. | 22 | 226.8026 |  | 74.1187 | 9.588 | 0 | 143.0959 | 0
06.08. | 23 | 233.7366 |  | 74.8863 | 9.588 | 0 | 149.2623 | 0
06.08. | 24 | 230.5488 |  | 74.9631 | 9.588 | 0 | 145.9977 | 0
07.08. | 1 | 233.6809 |  | 75.1933 | 9.588 | 0 | 148.8995 | 0
07.08. | 2 | 234.0715 |  | 75.0398 | 9.588 | 0 | 149.4436 | 0
07.08. | 3 | 236.8619 |  | 75.6539 | 9.588 | 0 | 151.62 | 0
07.08. | 4 | 232.5716 |  | 74.8095 | 9.588 | 0 | 148.1741 | 0
07.08. | 5 | 229.6209 |  | 74.5792 | 9.588 | 0 | 145.4536 | 0
07.08. | 6 | 234.9226 |  | 75.3469 | 9.588 | 0 | 149.9877 | 0
07.08. | 7 | 230.8904 |  | 74.5792 | 9.588 | 0 | 146.7232 | 0
07.08. | 8 | 232.1254 |  | 75.2701 | 9.588 | 0 | 147.2673 | 0
07.08. | 9 | 230.0671 |  | 74.1187 | 9.588 | 0 | 146.3605 | 0
07.08. | 10 | 233.3806 |  | 74.349 | 9.588 | 0 | 149.4436 | 0
07.08. | 11 | 226.8869 |  | 67.1298 | 9.588 | 0 | 150.1691 | 0
07.08. | 12 | 228.1911 |  | 66.439 | 9.588 | 0 | 152.1641 | 0
07.08. | 13 | 227.6402 |  | 66.9763 | 9.588 | 0 | 151.0759 | 0
07.08. | 14 | 237.0568 |  | 74.5792 | 9.588 | 0 | 152.8895 | 0
07.08. | 15 | 235.1175 |  | 74.2722 | 9.588 | 0 | 151.2573 | 0
07.08. | 16 | 235.9686 |  | 74.5792 | 9.588 | 0 | 151.8014 | 0
07.08. | 17 | 231.6016 |  | 73.6581 | 9.588 | 0 | 148.3555 | 0
07.08. | 18 | 232.92 |  | 73.8884 | 9.588 | 0 | 149.4436 | 0
07.08. | 19 | 236.2892 |  | 73.8116 | 9.588 | 0 | 152.8895 | 0
07.08. | 20 | 234.8872 |  | 74.0419 | 9.588 | 0 | 151.2573 | 0
07.08. | 21 | 239.3867 |  | 74.7328 | 9.588 | 0 | 155.0659 | 0
07.08. | 22 | 237.5595 |  | 75.8074 | 9.588 | 0 | 152.1641 | 0
07.08. | 23 | 236.4924 |  | 76.1912 | 9.588 | 0 | 150.7132 | 0
07.08. | 24 | 238.285 |  | 75.8074 | 9.588 | 0 | 152.8895 | 0
08.08. | 1 | 237.1757 |  | 75.4236 | 9.588 | 0 | 152.1641 | 0
08.08. | 2 | 235.9483 |  | 76.1912 | 9.588 | 0 | 150.1691 | 0
08.08. | 3 | 240.7127 |  | 76.4215 | 9.588 | 0 | 154.7032 | 0
08.08. | 4 | 237.0019 |  | 76.8821 | 9.588 | 0 | 150.5318 | 0
08.08. | 5 | 237.8109 |  | 76.4215 | 9.588 | 0 | 151.8014 | 0
08.08. | 6 | 237.6709 |  | 75.1933 | 9.588 | 0 | 152.8895 | 0
08.08. | 7 | 239.4499 |  | 75.8842 | 9.588 | 0 | 153.9777 | 0
08.08. | 8 | 237.0568 |  | 74.5792 | 9.588 | 0 | 152.8895 | 0
08.08. | 9 | 237.0289 |  | 74.7328 | 9.588 | 0 | 152.7082 | 0
08.08. | 10 | 221.9412 |  | 58.3755 | 9.588 | 0 | 153.9777 | 0
08.08. | 11 | 229.2093 |  | 65.8249 | 9.588 | 0 | 153.7964 | 0
08.08. | 12 | 235.4802 |  | 74.2722 | 9.588 | 0 | 151.62 | 0
08.08. | 13 | 229.9971 |  | 73.5046 | 9.588 | 0 | 146.9045 | 0
08.08. | 14 | 222.1985 |  | 73.5046 | 9.588 | 0 | 139.1059 | 0
08.08. | 15 | 230.6037 |  | 72.6602 | 9.588 | 0 | 148.3555 | 0
08.08. | 16 | 233.422 |  | 73.1208 | 9.588 | 0 | 150.7132 | 0
08.08. | 17 | 239.4002 |  | 73.6581 | 9.588 | 0 | 156.1541 | 0
08.08. | 18 | 233.2617 |  | 73.5046 | 9.588 | 0 | 150.1691 | 0
08.08. | 19 | 228.9857 |  | 73.5813 | 9.588 | 0 | 145.8164 | 0
08.08. | 20 | 225.4563 |  | 74.0419 | 9.588 | 0 | 141.8264 | 0
08.08. | 21 | 222.2196 |  | 73.8884 | 9.588 | 0 | 138.7432 | 0
08.08. | 22 | 219.0942 |  | 73.1208 | 9.588 | 0 | 136.3855 | 0
08.08. | 23 | 223.2799 |  | 74.0419 | 9.588 | 0 | 139.65 | 0
08.08. | 24 | 219.7851 |  | 73.8116 | 9.588 | 0 | 136.3855 | 0
09.08. | 1 | 229.4117 |  | 74.7328 | 9.588 | 0 | 145.0909 | 0
09.08. | 2 | 231.0296 |  | 73.8116 | 9.588 | 0 | 147.63 | 0
09.08. | 3 | 230.4434 |  | 73.044 | 9.588 | 0 | 147.8114 | 0
09.08. | 4 | 230.3599 |  | 73.5046 | 9.588 | 0 | 147.2673 | 0
09.08. | 5 | 228.3784 |  | 72.4299 | 9.588 | 0 | 146.3605 | 0
09.08. | 6 | 230.4366 |  | 73.5813 | 9.588 | 0 | 147.2673 | 0
09.08. | 7 | 222.2888 |  | 72.5067 | 9.588 | 0 | 140.1941 | 0
09.08. | 8 | 222.8464 |  | 71.432 | 9.588 | 0 | 141.8264 | 0
09.08. | 9 | 222.6372 |  | 71.5855 | 9.588 | 0 | 141.4636 | 0
09.08. | 10 | 224.3462 |  | 71.6623 | 9.588 | 0 | 143.0959 | 0
09.08. | 11 | 227.2826 |  | 70.9714 | 9.588 | 0 | 146.7232 | 0
09.08. | 12 | 226.229 |  | 70.2806 | 9.588 | 0 | 146.3605 | 0
09.08. | 13 | 224.3386 |  | 70.2038 | 9.588 | 0 | 144.5468 | 0
09.08. | 14 | 219.3651 |  | 70.1271 | 9.588 | 0 | 139.65 | 0
09.08. | 15 | 221.5414 |  | 70.1271 | 9.588 | 0 | 141.8264 | 0
09.08. | 16 | 221.4647 |  | 70.0503 | 9.588 | 0 | 141.8264 | 0
09.08. | 17 | 221.3322 |  | 70.2806 | 9.588 | 0 | 141.4636 | 0
09.08. | 18 | 221.6182 |  | 70.2038 | 9.588 | 0 | 141.8264 | 0
09.08. | 19 | 223.3551 |  | 70.1271 | 9.588 | 0 | 143.64 | 0
09.08. | 20 | 222.0998 |  | 71.0482 | 9.588 | 0 | 141.4636 | 0
09.08. | 21 | 221.4722 |  | 71.5088 | 9.588 | 0 | 140.3755 | 0
09.08. | 22 | 223.0067 |  | 71.0482 | 9.588 | 0 | 142.3705 | 0
09.08. | 23 | 221.8628 |  | 71.3553 | 9.588 | 0 | 140.9195 | 0
09.08. | 24 | 221.8628 |  | 71.3553 | 9.588 | 0 | 140.9195 | 0
10.08. | 1 | 222.3858 |  | 70.9714 | 9.588 | 0 | 141.8264 | 0
10.08. | 2 | 219.1077 |  | 72.0461 | 9.588 | 0 | 137.4736 | 0
10.08. | 3 | 222.8607 |  | 72.3532 | 9.588 | 0 | 140.9195 | 0
10.08. | 4 | 221.2073 |  | 71.9693 | 9.588 | 0 | 139.65 | 0
10.08. | 5 | 217.6779 |  | 72.4299 | 9.588 | 0 | 135.66 | 0
10.08. | 6 | 218.3823 |  | 72.0461 | 9.588 | 0 | 136.7482 | 0
10.08. | 7 | 220.4254 |  | 70.2806 | 9.588 | 0 | 140.5568 | 0
10.08. | 8 | 221.0252 |  | 69.9735 | 9.588 | 0 | 141.4636 | 0
10.08. | 9 | 224.1708 |  | 69.1292 | 9.588 | 0 | 145.4536 | 0
10.08. | 10 | 219.1045 |  | 64.0629 | 9.588 | 0 | 145.4536 | 0
10.08. | 11 | 222.8869 |  | 68.208 | 9.588 | 0 | 145.0909 | 0
10.08. | 12 | 217.139 |  | 67.901 | 9.588 | 0 | 139.65 | 0
10.08. | 13 | 217.8712 |  | 67.3636 | 9.588 | 0 | 140.9195 | 0
10.08. | 14 | 213.4695 |  | 67.1334 | 9.588 | 0 | 136.7482 | 0
10.08. | 15 | 215.1929 |  | 68.1313 | 9.588 | 0 | 137.4736 | 0
10.08. | 16 | 209.5639 |  | 68.6686 | 9.588 | 0 | 131.3073 | 0
10.08. | 17 | 211.8802 |  | 69.8968 | 9.588 | 0 | 132.3955 | 0
10.08. | 18 | 215.3751 |  | 70.1271 | 9.588 | 0 | 135.66 | 0
10.08. | 19 | 218.2904 |  | 69.0524 | 9.588 | 0 | 139.65 | 0
10.08. | 20 | 221.8966 |  | 68.6686 | 9.588 | 0 | 143.64 | 0
10.08. | 21 | 221.2487 |  | 70.7412 | 9.588 | 0 | 140.9195 | 0
10.08. | 22 | 202.052 |  | 70.5876 | 9.588 | 0 | 121.8764 | 0
10.08. | 23 | 195.8773 |  | 67.1334 | 9.588 | 0 | 119.1559 | 0
10.08. | 24 | 203.4405 |  | 71.432 | 9.588 | 0 | 122.4205 | 0
11.08. | 1 | 205.2406 |  | 72.5067 | 9.588 | 0 | 123.1459 | 0
11.08. | 2 | 209.6144 |  | 72.8905 | 9.588 | 0 | 127.1359 | 0
11.08. | 3 | 204.9403 |  | 71.6623 | 9.588 | 0 | 123.69 | 0
11.08. | 4 | 207.3469 |  | 71.8926 | 9.588 | 0 | 125.8664 | 0
11.08. | 5 | 203.2245 |  | 72.1229 | 9.588 | 0 | 121.5136 | 0
11.08. | 6 | 216.8479 |  | 72.5067 | 9.588 | 0 | 134.7532 | 0
11.08. | 7 | 218.4591 |  | 72.1229 | 9.588 | 0 | 136.7482 | 0
11.08. | 8 | 219.9167 |  | 71.5855 | 9.588 | 0 | 138.7432 | 0
11.08. | 9 | 217.8374 |  | 70.0503 | 9.588 | 0 | 138.1991 | 0
11.08. | 10 | 214.3982 |  | 69.513 | 9.588 | 0 | 135.2973 | 0
11.08. | 11 | 217.3422 |  | 70.2806 | 9.588 | 0 | 137.4736 | 0
11.08. | 12 | 216.3097 |  | 69.9735 | 9.588 | 0 | 136.7482 | 0
11.08. | 13 | 214.3915 |  | 70.0503 | 9.588 | 0 | 134.7532 | 0
11.08. | 14 | 215.4932 |  | 68.9756 | 9.588 | 0 | 136.9295 | 0
11.08. | 15 | 212.4657 |  | 68.6686 | 9.588 | 0 | 134.2091 | 0
11.08. | 16 | 217.3001 |  | 69.513 | 9.588 | 0 | 138.1991 | 0
11.08. | 17 | 213.5403 |  | 69.7433 | 9.588 | 0 | 134.2091 | 0
11.08. | 18 | 212.55 |  | 70.2038 | 9.588 | 0 | 132.7582 | 0
11.08. | 19 | 216.1005 |  | 70.1271 | 9.588 | 0 | 136.3855 | 0
11.08. | 20 | 223.3069 |  | 71.8926 | 9.588 | 0 | 141.8264 | 0
11.08. | 21 | 223.0767 |  | 71.6623 | 9.588 | 0 | 141.8264 | 0
11.08. | 22 | 206.6358 |  | 72.8137 | 9.588 | 0 | 124.2341 | 0
11.08. | 23 | 199.0626 |  | 61.0692 | 9.588 | 0 | 128.4055 | 0
11.08. | 24 | 205.6379 |  | 71.8158 | 9.588 | 0 | 124.2341 | 0
12.08. | 1 | 207.2145 |  | 72.1229 | 9.588 | 0 | 125.5036 | 0
12.08. | 2 | 199.0416 |  | 60.6854 | 9.588 | 0 | 128.7682 | 0
12.08. | 3 | 197.4228 |  | 59.6107 | 9.588 | 0 | 128.2241 | 0
12.08. | 4 | 199.8159 |  | 60.9157 | 9.588 | 0 | 129.3123 | 0
12.08. | 5 | 201.9434 |  | 60.6854 | 9.588 | 0 | 131.67 | 0
12.08. | 6 | 215.4578 |  | 67.6707 | 9.588 | 0 | 138.1991 | 0
12.08. | 7 | 225.3028 |  | 73.8884 | 9.588 | 0 | 141.8264 | 0
12.08. | 8 | 220.8379 |  | 72.5067 | 9.588 | 0 | 138.7432 | 0
12.08. | 9 | 219.8475 |  | 72.9672 | 9.588 | 0 | 137.2923 | 0
12.08. | 10 | 221.5979 |  | 71.8158 | 9.588 | 0 | 140.1941 | 0
12.08. | 11 | 226.5437 |  | 72.0461 | 9.588 | 0 | 144.9095 | 0
12.08. | 12 | 230.6593 |  | 72.3532 | 9.588 | 0 | 148.7182 | 0
12.08. | 13 | 230.2966 |  | 72.3532 | 9.588 | 0 | 148.3555 | 0
12.08. | 14 | 227.7643 |  | 71.8158 | 9.588 | 0 | 146.3605 | 0
12.08. | 15 | 224.3462 |  | 71.6623 | 9.588 | 0 | 143.0959 | 0
12.08. | 16 | 225.5044 |  | 72.2764 | 9.588 | 0 | 143.64 | 0
12.08. | 17 | 227.8554 |  | 72.8137 | 9.588 | 0 | 145.4536 | 0
12.08. | 18 | 228.1692 |  | 72.5834 | 9.588 | 0 | 145.9977 | 0
12.08. | 19 | 229.0903 |  | 73.5046 | 9.588 | 0 | 145.9977 | 0
12.08. | 20 | 227.6605 |  | 73.8884 | 9.588 | 0 | 144.1841 | 0
12.08. | 21 | 225.3028 |  | 73.8884 | 9.588 | 0 | 141.8264 | 0
12.08. | 22 | 220.5527 |  | 74.5792 | 9.588 | 0 | 136.3855 | 0
12.08. | 23 | 227.2075 |  | 74.8863 | 9.588 | 0 | 142.7332 | 0
12.08. | 24 | 229.1046 |  | 74.4257 | 9.588 | 0 | 145.0909 | 0
13.08. | 1 | 230.3885 |  | 75.3469 | 9.588 | 0 | 145.4536 | 0
13.08. | 2 | 224.6103 |  | 69.2059 | 9.588 | 0 | 145.8164 | 0
13.08. | 3 | 228.6643 |  | 72.3532 | 9.588 | 0 | 146.7232 | 0
13.08. | 4 | 227.2286 |  | 75.2701 | 9.588 | 0 | 142.3705 | 0
13.08. | 5 | 227.4934 |  | 74.8095 | 9.588 | 0 | 143.0959 | 0
13.08. | 6 | 226.1471 |  | 74.7328 | 9.588 | 0 | 141.8264 | 0
13.08. | 7 | 225.7633 |  | 74.349 | 9.588 | 0 | 141.8264 | 0
13.08. | 8 | 225.0725 |  | 73.6581 | 9.588 | 0 | 141.8264 | 0
13.08. | 9 | 228.0789 |  | 73.5813 | 9.588 | 0 | 144.9095 | 0
13.08. | 10 | 226.0493 |  | 74.2722 | 9.588 | 0 | 142.1891 | 0
13.08. | 11 | 219.8273 |  | 66.0552 | 9.588 | 0 | 144.1841 | 0
13.08. | 12 | 219.7294 |  | 65.5946 | 9.588 | 0 | 144.5468 | 0
13.08. | 13 | 230.3666 |  | 72.9672 | 9.588 | 0 | 147.8114 | 0
13.08. | 14 | 218.7315 |  | 64.5967 | 9.588 | 0 | 144.5468 | 0
13.08. | 15 | 228.0156 |  | 72.4299 | 9.588 | 0 | 145.9977 | 0
13.08. | 16 | 227.8621 |  | 72.2764 | 9.588 | 0 | 145.9977 | 0
13.08. | 17 | 224.6743 |  | 72.3532 | 9.588 | 0 | 142.7332 | 0
13.08. | 18 | 220.8168 |  | 72.1229 | 9.588 | 0 | 139.1059 | 0
13.08. | 19 | 226.5723 |  | 73.8884 | 9.588 | 0 | 143.0959 | 0
13.08. | 20 | 223.8375 |  | 72.9672 | 9.588 | 0 | 141.2823 | 0
13.08. | 21 | 224.2357 |  | 74.2722 | 9.588 | 0 | 140.3755 | 0
13.08. | 22 | 225.9936 |  | 74.5792 | 9.588 | 0 | 141.8264 | 0
13.08. | 23 | 226.3217 |  | 75.2701 | 9.588 | 0 | 141.4636 | 0
13.08. | 24 | 228.4213 |  | 75.1933 | 9.588 | 0 | 143.64 | 0
14.08. | 1 | 227.124 |  | 75.3469 | 9.588 | 0 | 142.1891 | 0
14.08. | 2 | 225.6452 |  | 75.5004 | 9.588 | 0 | 140.5568 | 0
14.08. | 3 | 227.6056 |  | 76.1912 | 9.588 | 0 | 141.8264 | 0
14.08. | 4 | 229.9212 |  | 75.4236 | 9.588 | 0 | 144.9095 | 0
14.08. | 5 | 225.7776 |  | 75.2701 | 9.588 | 0 | 140.9195 | 0
14.08. | 6 | 222.2271 |  | 75.3469 | 9.588 | 0 | 137.2923 | 0
14.08. | 7 | 222.136 |  | 74.349 | 9.588 | 0 | 138.1991 | 0
14.08. | 8 | 222.1217 |  | 73.4278 | 9.588 | 0 | 139.1059 | 0
14.08. | 9 | 222.1985 |  | 73.5046 | 9.588 | 0 | 139.1059 | 0
14.08. | 10 | 217.9134 |  | 68.1313 | 9.588 | 0 | 140.1941 | 0
14.08. | 11 | 222.2804 |  | 69.0524 | 9.588 | 0 | 143.64 | 0
14.08. | 12 | 225.679 |  | 72.8137 | 9.588 | 0 | 143.2773 | 0
14.08. | 13 | 231.5805 |  | 73.2743 | 9.588 | 0 | 148.7182 | 0
14.08. | 14 | 226.5858 |  | 72.8137 | 9.588 | 0 | 144.1841 | 0
14.08. | 15 | 227.4926 |  | 72.8137 | 9.588 | 0 | 145.0909 | 0
14.08. | 16 | 228.6297 |  | 73.044 | 9.588 | 0 | 145.9977 | 0
14.08. | 17 | 228.0156 |  | 72.4299 | 9.588 | 0 | 145.9977 | 0
14.08. | 18 | 228.5251 |  | 73.1208 | 9.588 | 0 | 145.8164 | 0
14.08. | 19 | 228.0924 |  | 72.5067 | 9.588 | 0 | 145.9977 | 0
14.08. | 20 | 228.4905 |  | 73.8116 | 9.588 | 0 | 145.0909 | 0
14.08. | 21 | 220.8311 |  | 73.044 | 9.588 | 0 | 138.1991 | 0
14.08. | 22 | 223.3778 |  | 74.5025 | 9.588 | 0 | 139.2873 | 0
14.08. | 23 | 217.7066 |  | 74.2722 | 9.588 | 0 | 133.8464 | 0
14.08. | 24 | 218.7812 |  | 75.3469 | 9.588 | 0 | 133.8464 | 0
15.08. | 1 | 216.1375 |  | 75.4236 | 9.588 | 0 | 131.1259 | 0
15.08. | 2 | 222.1015 |  | 75.0398 | 9.588 | 0 | 137.4736 | 0
15.08. | 3 | 221.3271 |  | 74.8095 | 9.588 | 0 | 136.9295 | 0
15.08. | 4 | 221.4806 |  | 74.9631 | 9.588 | 0 | 136.9295 | 0
15.08. | 5 | 213.0241 |  | 69.5897 | 9.588 | 0 | 133.8464 | 0
15.08. | 6 | 221.4241 |  | 73.2743 | 9.588 | 0 | 138.5618 | 0
15.08. | 7 | 225.0311 |  | 74.8863 | 9.588 | 0 | 140.5568 | 0
15.08. | 8 | 221.829 |  | 74.0419 | 9.588 | 0 | 138.1991 | 0
15.08. | 9 | 226.3631 |  | 74.0419 | 9.588 | 0 | 142.7332 | 0
15.08. | 10 | 224.3049 |  | 72.8905 | 9.588 | 0 | 141.8264 | 0
15.08. | 11 | 230.1852 |  | 72.9672 | 9.588 | 0 | 147.63 | 0
15.08. | 12 | 229.216 |  | 73.8116 | 9.588 | 0 | 145.8164 | 0
15.08. | 13 | 233.799 |  | 74.0419 | 9.588 | 0 | 150.1691 | 0
15.08. | 14 | 232.8989 |  | 73.5046 | 9.588 | 0 | 149.8064 | 0
15.08. | 15 | 227.6605 |  | 73.8884 | 9.588 | 0 | 144.1841 | 0
15.08. | 16 | 226.9072 |  | 74.0419 | 9.588 | 0 | 143.2773 | 0
15.08. | 17 | 231.567 |  | 74.349 | 9.588 | 0 | 147.63 | 0
15.08. | 18 | 233.1225 |  | 74.2722 | 9.588 | 0 | 149.2623 | 0
15.08. | 19 | 234.6223 |  | 74.5025 | 9.588 | 0 | 150.5318 | 0
15.08. | 20 | 231.9086 |  | 73.9652 | 9.588 | 0 | 148.3555 | 0
15.08. | 21 | 232.6484 |  | 74.8863 | 9.588 | 0 | 148.1741 | 0
15.08. | 22 | 231.2953 |  | 75.3469 | 9.588 | 0 | 146.3605 | 0
15.08. | 23 | 233.3325 |  | 76.1145 | 9.588 | 0 | 147.63 | 0
15.08. | 24 | 233.9744 |  | 76.575 | 9.588 | 0 | 147.8114 | 0
16.08. | 1 | 232.3 |  | 75.8074 | 9.588 | 0 | 146.9045 | 0
16.08. | 2 | 234.1069 |  | 76.3448 | 9.588 | 0 | 148.1741 | 0
16.08. | 3 | 234.6509 |  | 76.3448 | 9.588 | 0 | 148.7182 | 0
16.08. | 4 | 229.6563 |  | 75.8842 | 9.588 | 0 | 144.1841 | 0
16.08. | 5 | 232.1186 |  | 75.8074 | 9.588 | 0 | 146.7232 | 0
16.08. | 6 | 230.8491 |  | 75.8074 | 9.588 | 0 | 145.4536 | 0
16.08. | 7 | 228.0586 |  | 75.1933 | 9.588 | 0 | 143.2773 | 0
16.08. | 8 | 226.6769 |  | 73.8116 | 9.588 | 0 | 143.2773 | 0
16.08. | 9 | 226.8929 |  | 73.1208 | 9.588 | 0 | 144.1841 | 0
16.08. | 10 | 224.3259 |  | 73.2743 | 9.588 | 0 | 141.4636 | 0
16.08. | 11 | 224.9957 |  | 73.5813 | 9.588 | 0 | 141.8264 | 0
16.08. | 12 | 227.4648 |  | 72.9672 | 9.588 | 0 | 144.9095 | 0
16.08. | 13 | 222.9585 |  | 72.8137 | 9.588 | 0 | 140.5568 | 0
16.08. | 14 | 227.7086 |  | 72.1229 | 9.588 | 0 | 145.9977 | 0
16.08. | 15 | 225.0438 |  | 71.8158 | 9.588 | 0 | 143.64 | 0
16.08. | 16 | 229.3687 |  | 71.9693 | 9.588 | 0 | 147.8114 | 0
16.08. | 17 | 221.8982 |  | 64.1361 | 9.588 | 0 | 148.1741 | 0
16.08. | 18 | 222.5402 |  | 64.5967 | 9.588 | 0 | 148.3555 | 0
16.08. | 19 | 224.4281 |  | 67.2101 | 9.588 | 0 | 147.63 | 0
16.08. | 20 | 221.959 |  | 67.8242 | 9.588 | 0 | 144.5468 | 0
16.08. | 21 | 220.606 |  | 68.2848 | 9.588 | 0 | 142.7332 | 0
16.08. | 22 | 223.0894 |  | 68.5918 | 9.588 | 0 | 144.9095 | 0
16.08. | 23 | 224.1497 |  | 68.7454 | 9.588 | 0 | 145.8164 | 0
16.08. | 24 | 226.5074 |  | 68.7454 | 9.588 | 0 | 148.1741 | 0
17.08. | 1 | 225.0009 |  | 69.0524 | 9.588 | 0 | 146.3605 | 0
17.08. | 2 | 224.9241 |  | 68.9756 | 9.588 | 0 | 146.3605 | 0
17.08. | 3 | 223.7313 |  | 69.0524 | 9.588 | 0 | 145.0909 | 0
17.08. | 4 | 221.8342 |  | 69.513 | 9.588 | 0 | 142.7332 | 0
17.08. | 5 | 221.2901 |  | 69.513 | 9.588 | 0 | 142.1891 | 0
17.08. | 6 | 219.3507 |  | 69.2059 | 9.588 | 0 | 140.5568 | 0
17.08. | 7 | 217.0833 |  | 68.208 | 9.588 | 0 | 139.2873 | 0
17.08. | 8 | 221.3593 |  | 68.1313 | 9.588 | 0 | 143.64 | 0
17.08. | 9 | 226.1582 |  | 67.6707 | 9.588 | 0 | 148.8995 | 0
17.08. | 10 | 224.7698 |  | 66.8263 | 9.588 | 0 | 148.3555 | 0
17.08. | 11 | 223.814 |  | 66.596 | 9.588 | 0 | 147.63 | 0
17.08. | 12 | 222.2164 |  | 65.9052 | 9.588 | 0 | 146.7232 | 0
17.08. | 13 | 225.3274 |  | 65.7516 | 9.588 | 0 | 149.9877 | 0
17.08. | 14 | 225.9482 |  | 65.8284 | 9.588 | 0 | 150.5318 | 0
17.08. | 15 | 226.0528 |  | 65.7516 | 9.588 | 0 | 150.7132 | 0
17.08. | 16 | 226.4156 |  | 65.7516 | 9.588 | 0 | 151.0759 | 0
17.08. | 17 | 230.6358 |  | 65.9819 | 9.588 | 0 | 155.0659 | 0
17.08. | 18 | 230.5034 |  | 66.2122 | 9.588 | 0 | 154.7032 | 0
17.08. | 19 | 231.7105 |  | 67.0566 | 9.588 | 0 | 155.0659 | 0
17.08. | 20 | 229.8412 |  | 67.3636 | 9.588 | 0 | 152.8895 | 0
17.08. | 21 | 229.416 |  | 68.208 | 9.588 | 0 | 151.62 | 0
17.08. | 22 | 228.9765 |  | 68.1313 | 9.588 | 0 | 151.2573 | 0
17.08. | 23 | 229.5974 |  | 68.208 | 9.588 | 0 | 151.8014 | 0
17.08. | 24 | 231.6624 |  | 68.8221 | 9.588 | 0 | 153.2523 | 0
18.08. | 1 | 228.37 |  | 68.9756 | 9.588 | 0 | 149.8064 | 0
18.08. | 2 | 229.4303 |  | 69.1292 | 9.588 | 0 | 150.7132 | 0
18.08. | 3 | 227.2826 |  | 70.9714 | 9.588 | 0 | 146.7232 | 0
18.08. | 4 | 232.1102 |  | 72.3532 | 9.588 | 0 | 150.1691 | 0
18.08. | 5 | 234.4553 |  | 75.4236 | 9.588 | 0 | 149.4436 | 0
18.08. | 6 | 237.0635 |  | 74.0419 | 9.588 | 0 | 153.4336 | 0
18.08. | 7 | 233.0035 |  | 73.4278 | 9.588 | 0 | 149.9877 | 0
18.08. | 8 | 235.4102 |  | 73.6581 | 9.588 | 0 | 152.1641 | 0
18.08. | 9 | 227.7718 |  | 73.2743 | 9.588 | 0 | 144.9095 | 0
18.08. | 10 | 227.0877 |  | 72.0461 | 9.588 | 0 | 145.4536 | 0
18.08. | 11 | 229.885 |  | 72.1229 | 9.588 | 0 | 148.1741 | 0
18.08. | 12 | 229.9196 |  | 71.432 | 9.588 | 0 | 148.8995 | 0
18.08. | 13 | 228.6711 |  | 71.8158 | 9.588 | 0 | 147.2673 | 0
18.08. | 14 | 230.9031 |  | 71.5088 | 9.588 | 0 | 149.8064 | 0
18.08. | 15 | 223.2994 |  | 70.4341 | 9.588 | 0 | 143.2773 | 0
18.08. | 16 | 218.4726 |  | 71.0482 | 9.588 | 0 | 137.8364 | 0
18.08. | 17 | 227.534 |  | 71.5855 | 9.588 | 0 | 146.3605 | 0
18.08. | 18 | 228.2105 |  | 71.3553 | 9.588 | 0 | 147.2673 | 0
18.08. | 19 | 229.2919 |  | 71.8926 | 9.588 | 0 | 147.8114 | 0
18.08. | 20 | 230.2755 |  | 71.9693 | 9.588 | 0 | 148.7182 | 0
18.08. | 21 | 235.061 |  | 72.5834 | 9.588 | 0 | 152.8895 | 0
18.08. | 22 | 232.8146 |  | 71.9693 | 9.588 | 0 | 151.2573 | 0
18.08. | 23 | 233.422 |  | 73.1208 | 9.588 | 0 | 150.7132 | 0
18.08. | 24 | 234.2731 |  | 73.4278 | 9.588 | 0 | 151.2573 | 0
19.08. | 1 | 232.7033 |  | 72.5834 | 9.588 | 0 | 150.5318 | 0
19.08. | 2 | 233.3941 |  | 73.2743 | 9.588 | 0 | 150.5318 | 0
19.08. | 3 | 233.8893 |  | 73.044 | 9.588 | 0 | 151.2573 | 0
19.08. | 4 | 233.1571 |  | 73.5813 | 9.588 | 0 | 149.9877 | 0
19.08. | 5 | 230.2688 |  | 72.5067 | 9.588 | 0 | 148.1741 | 0
19.08. | 6 | 231.427 |  | 73.1208 | 9.588 | 0 | 148.7182 | 0
19.08. | 7 | 228.6214 |  | 69.5897 | 9.588 | 0 | 149.4436 | 0
19.08. | 8 | 232.5708 |  | 72.8137 | 9.588 | 0 | 150.1691 | 0
19.08. | 9 | 232.8214 |  | 71.432 | 9.588 | 0 | 151.8014 | 0
19.08. | 10 | 232.5979 |  | 70.6644 | 9.588 | 0 | 152.3455 | 0
19.08. | 11 | 232.1305 |  | 70.7412 | 9.588 | 0 | 151.8014 | 0
19.08. | 12 | 235.6254 |  | 70.9714 | 9.588 | 0 | 155.0659 | 0
19.08. | 13 | 234.2301 |  | 70.6644 | 9.588 | 0 | 153.9777 | 0
19.08. | 14 | 236.7135 |  | 70.9714 | 9.588 | 0 | 156.1541 | 0
19.08. | 15 | 239.1902 |  | 71.8158 | 9.588 | 0 | 157.7864 | 0
19.08. | 16 | 235.4305 |  | 72.0461 | 9.588 | 0 | 153.7964 | 0
19.08. | 17 | 233.2609 |  | 71.5088 | 9.588 | 0 | 152.1641 | 0
19.08. | 18 | 236.2259 |  | 72.6602 | 9.588 | 0 | 153.9777 | 0
19.08. | 19 | 234.7539 |  | 72.2764 | 9.588 | 0 | 152.8895 | 0
19.08. | 20 | 223.9978 |  | 72.5834 | 9.588 | 0 | 141.8264 | 0
19.08. | 21 | 227.8554 |  | 72.8137 | 9.588 | 0 | 145.4536 | 0
19.08. | 22 | 237.4955 |  | 72.6602 | 9.588 | 0 | 155.2473 | 0
19.08. | 23 | 232.8989 |  | 73.5046 | 9.588 | 0 | 149.8064 | 0
19.08. | 24 | 232.4384 |  | 73.044 | 9.588 | 0 | 149.8064 | 0
20.08. | 1 | 232.5084 |  | 73.6581 | 9.588 | 0 | 149.2623 | 0
20.08. | 2 | 233.5409 |  | 73.9652 | 9.588 | 0 | 149.9877 | 0
20.08. | 3 | 233.729 |  | 73.4278 | 9.588 | 0 | 150.7132 | 0
20.08. | 4 | 220.1546 |  | 73.2743 | 9.588 | 0 | 137.2923 | 0
20.08. | 5 | 226.4466 |  | 73.5813 | 9.588 | 0 | 143.2773 | 0
20.08. | 6 | 234.8804 |  | 74.5792 | 9.588 | 0 | 150.7132 | 0
20.08. | 7 | 236.98 |  | 74.5025 | 9.588 | 0 | 152.8895 | 0
20.08. | 8 | 232.3759 |  | 73.8884 | 9.588 | 0 | 148.8995 | 0
20.08. | 9 | 233.1992 |  | 74.349 | 9.588 | 0 | 149.2623 | 0
20.08. | 10 | 239.0864 |  | 73.8884 | 9.588 | 0 | 155.61 | 0
20.08. | 11 | 236.2538 |  | 72.5067 | 9.588 | 0 | 154.1591 | 0
20.08. | 12 | 234.5101 |  | 73.1208 | 9.588 | 0 | 151.8014 | 0
20.08. | 13 | 237.1471 |  | 73.5813 | 9.588 | 0 | 153.9777 | 0
20.08. | 14 | 238.7726 |  | 74.1187 | 9.588 | 0 | 155.0659 | 0
20.08. | 15 | 239.7908 |  | 73.5046 | 9.588 | 0 | 156.6982 | 0
20.08. | 16 | 238.8772 |  | 74.0419 | 9.588 | 0 | 155.2473 | 0
20.08. | 17 | 236.0175 |  | 74.8095 | 9.588 | 0 | 151.62 | 0
20.08. | 18 | 237.4406 |  | 74.9631 | 9.588 | 0 | 152.8895 | 0
20.08. | 19 | 244.7862 |  | 75.961 | 9.588 | 0 | 159.2373 | 0
20.08. | 20 | 242.4917 |  | 77.1124 | 9.588 | 0 | 155.7914 | 0
20.08. | 21 | 236.2275 |  | 76.6518 | 9.588 | 0 | 149.9877 | 0
20.08. | 22 | 226.2036 |  | 76.4215 | 9.588 | 0 | 140.1941 | 0
20.08. | 23 | 219.305 |  | 76.9589 | 9.588 | 0 | 132.7582 | 0
20.08. | 24 | 228.8895 |  | 77.1124 | 9.588 | 0 | 142.1891 | 0
21.08. | 1 | 237.0298 |  | 76.7286 | 9.588 | 0 | 150.7132 | 0
21.08. | 2 | 238.8645 |  | 77.1124 | 9.588 | 0 | 152.1641 | 0
21.08. | 3 | 236.8484 |  | 76.7286 | 9.588 | 0 | 150.5318 | 0
21.08. | 4 | 234.672 |  | 76.7286 | 9.588 | 0 | 148.3555 | 0
21.08. | 5 | 233.8698 |  | 76.6518 | 9.588 | 0 | 147.63 | 0
21.08. | 6 | 230.0401 |  | 76.268 | 9.588 | 0 | 144.1841 | 0
21.08. | 7 | 229.6706 |  | 76.8053 | 9.588 | 0 | 143.2773 | 0
21.08. | 8 | 226.9848 |  | 76.1145 | 9.588 | 0 | 141.2823 | 0
21.08. | 9 | 230.3328 |  | 75.6539 | 9.588 | 0 | 145.0909 | 0
21.08. | 10 | 228.5816 |  | 74.8095 | 9.588 | 0 | 144.1841 | 0
21.08. | 11 | 214.6724 |  | 57.4544 | 9.588 | 0 | 147.63 | 0
21.08. | 12 | 228.1911 |  | 66.439 | 9.588 | 0 | 152.1641 | 0
21.08. | 13 | 220.6649 |  | 58.9128 | 9.588 | 0 | 152.1641 | 0
21.08. | 14 | 219.5835 |  | 58.3755 | 9.588 | 0 | 151.62 | 0
21.08. | 15 | 225.0657 |  | 65.6714 | 9.588 | 0 | 149.8064 | 0
21.08. | 16 | 229.0465 |  | 68.7454 | 9.588 | 0 | 150.7132 | 0
21.08. | 17 | 223.9219 |  | 65.9784 | 9.588 | 0 | 148.3555 | 0
21.08. | 18 | 226.3631 |  | 74.0419 | 9.588 | 0 | 142.7332 | 0
21.08. | 19 | 228.5605 |  | 74.4257 | 9.588 | 0 | 144.5468 | 0
21.08. | 20 | 230.7791 |  | 75.1933 | 9.588 | 0 | 145.9977 | 0
21.08. | 21 | 229.642 |  | 74.9631 | 9.588 | 0 | 145.0909 | 0
21.08. | 22 | 227.0126 |  | 75.961 | 9.588 | 0 | 141.4636 | 0
21.08. | 23 | 228.38 |  | 76.4215 | 9.588 | 0 | 142.3705 | 0
21.08. | 24 | 230.3471 |  | 76.575 | 9.588 | 0 | 144.1841 | 0
22.08. | 1 | 226.8455 |  | 76.8821 | 9.588 | 0 | 140.3755 | 0
22.08. | 2 | 226.9291 |  | 76.4215 | 9.588 | 0 | 140.9195 | 0
22.08. | 3 | 228.1986 |  | 76.4215 | 9.588 | 0 | 142.1891 | 0
22.08. | 4 | 226.4271 |  | 77.1891 | 9.588 | 0 | 139.65 | 0
22.08. | 5 | 227.9894 |  | 76.575 | 9.588 | 0 | 141.8264 | 0
22.08. | 6 | 230.7655 |  | 76.268 | 9.588 | 0 | 144.9095 | 0
22.08. | 7 | 231.8537 |  | 76.268 | 9.588 | 0 | 145.9977 | 0
22.08. | 8 | 229.3425 |  | 76.1145 | 9.588 | 0 | 143.64 | 0
22.08. | 9 | 228.2054 |  | 75.8842 | 9.588 | 0 | 142.7332 | 0
22.08. | 10 | 228.8119 |  | 75.0398 | 9.588 | 0 | 144.1841 | 0
22.08. | 11 | 226.3774 |  | 74.9631 | 9.588 | 0 | 141.8264 | 0
22.08. | 12 | 226.0636 |  | 75.1933 | 9.588 | 0 | 141.2823 | 0
22.08. | 13 | 228.5049 |  | 74.7328 | 9.588 | 0 | 144.1841 | 0
22.08. | 14 | 234.9504 |  | 75.1933 | 9.588 | 0 | 150.1691 | 0
22.08. | 15 | 228.8676 |  | 74.7328 | 9.588 | 0 | 144.5468 | 0
22.08. | 16 | 228.4146 |  | 75.7307 | 9.588 | 0 | 143.0959 | 0
22.08. | 17 | 231.3021 |  | 74.8095 | 9.588 | 0 | 146.9045 | 0
22.08. | 18 | 234.5042 |  | 75.6539 | 9.588 | 0 | 149.2623 | 0
22.08. | 19 | 233.2903 |  | 75.3469 | 9.588 | 0 | 148.3555 | 0
22.08. | 20 | 234.7345 |  | 75.8842 | 9.588 | 0 | 149.2623 | 0
22.08. | 21 | 234.0301 |  | 76.268 | 9.588 | 0 | 148.1741 | 0
22.08. | 22 | 216.6625 |  | 62.5277 | 9.588 | 0 | 144.5468 | 0
22.08. | 23 | 217.2555 |  | 62.7579 | 9.588 | 0 | 144.9095 | 0
22.08. | 24 | 221.0776 |  | 61.6833 | 9.588 | 0 | 149.8064 | 0
23.08. | 1 | 221.4058 |  | 62.3741 | 9.588 | 0 | 149.4436 | 0
23.08. | 2 | 219.4597 |  | 62.6044 | 9.588 | 0 | 147.2673 | 0
23.08. | 3 | 218.3015 |  | 61.9903 | 9.588 | 0 | 146.7232 | 0
23.08. | 4 | 218.7478 |  | 61.5298 | 9.588 | 0 | 147.63 | 0
23.08. | 5 | 213.5439 |  | 61.2227 | 9.588 | 0 | 142.7332 | 0
23.08. | 6 | 215.3718 |  | 62.1438 | 9.588 | 0 | 143.64 | 0
23.08. | 7 | 219.097 |  | 62.6044 | 9.588 | 0 | 146.9045 | 0
23.08. | 8 | 223.3797 |  | 61.9903 | 9.588 | 0 | 151.8014 | 0
23.08. | 9 | 208.7747 |  | 49.0176 | 9.588 | 0 | 150.1691 | 0
23.08. | 10 | 219.3618 |  | 62.1438 | 9.588 | 0 | 147.63 | 0
23.08. | 11 | 222.9891 |  | 62.1438 | 9.588 | 0 | 151.2573 | 0
23.08. | 12 | 221.5939 |  | 61.8368 | 9.588 | 0 | 150.1691 | 0
23.08. | 13 | 222.3404 |  | 62.2206 | 9.588 | 0 | 150.5318 | 0
23.08. | 14 | 221.6715 |  | 63.9094 | 9.588 | 0 | 148.1741 | 0
23.08. | 15 | 225.9263 |  | 63.4488 | 9.588 | 0 | 152.8895 | 0
23.08. | 16 | 227.5519 |  | 63.9861 | 9.588 | 0 | 153.9777 | 0
23.08. | 17 | 228.3262 |  | 64.2164 | 9.588 | 0 | 154.5218 | 0
23.08. | 18 | 230.1399 |  | 64.2164 | 9.588 | 0 | 156.3355 | 0
23.08. | 19 | 229.0517 |  | 64.2164 | 9.588 | 0 | 155.2473 | 0
23.08. | 20 | 229.4423 |  | 64.0629 | 9.588 | 0 | 155.7914 | 0
23.08. | 21 | 226.1355 |  | 63.2953 | 9.588 | 0 | 153.2523 | 0
23.08. | 22 | 226.3802 |  | 64.4467 | 9.588 | 0 | 152.3455 | 0
23.08. | 23 | 223.6875 |  | 64.2932 | 9.588 | 0 | 149.8064 | 0
23.08. | 24 | 224.6711 |  | 64.3699 | 9.588 | 0 | 150.7132 | 0
24.08. | 1 | 228.1727 |  | 64.0629 | 9.588 | 0 | 154.5218 | 0
24.08. | 2 | 227.3081 |  | 64.8305 | 9.588 | 0 | 152.8895 | 0
24.08. | 3 | 226.6872 |  | 64.7537 | 9.588 | 0 | 152.3455 | 0
24.08. | 4 | 225.8985 |  | 63.6023 | 9.588 | 0 | 152.7082 | 0
24.08. | 5 | 224.5868 |  | 62.8347 | 9.588 | 0 | 152.1641 | 0
24.08. | 6 | 212.8625 |  | 49.4782 | 9.588 | 0 | 153.7964 | 0
24.08. | 7 | 213.7837 |  | 50.3993 | 9.588 | 0 | 153.7964 | 0
24.08. | 8 | 226.058 |  | 61.2227 | 9.588 | 0 | 155.2473 | 0
24.08. | 9 | 225.5915 |  | 63.2953 | 9.588 | 0 | 152.7082 | 0
24.08. | 10 | 227.5797 |  | 63.8326 | 9.588 | 0 | 154.1591 | 0
24.08. | 11 | 228.3262 |  | 64.2164 | 9.588 | 0 | 154.5218 | 0
24.08. | 12 | 225.3544 |  | 63.6023 | 9.588 | 0 | 152.1641 | 0
24.08. | 13 | 228.0403 |  | 64.2932 | 9.588 | 0 | 154.1591 | 0
24.08. | 14 | 222.3969 |  | 63.9094 | 9.588 | 0 | 148.8995 | 0
24.08. | 15 | 223.8267 |  | 63.5256 | 9.588 | 0 | 150.7132 | 0
24.08. | 16 | 230.3558 |  | 63.5256 | 9.588 | 0 | 157.2423 | 0
24.08. | 17 | 226.861 |  | 63.2953 | 9.588 | 0 | 153.9777 | 0
24.08. | 18 | 224.8382 |  | 63.4488 | 9.588 | 0 | 151.8014 | 0
24.08. | 19 | 226.3869 |  | 63.9094 | 9.588 | 0 | 152.8895 | 0
24.08. | 20 | 225.7661 |  | 63.8326 | 9.588 | 0 | 152.3455 | 0
24.08. | 21 | 226.0799 |  | 63.6023 | 9.588 | 0 | 152.8895 | 0
24.08. | 22 | 227.8167 |  | 63.5256 | 9.588 | 0 | 154.7032 | 0
24.08. | 23 | 224.1827 |  | 64.0629 | 9.588 | 0 | 150.5318 | 0
24.08. | 24 | 225.5923 |  | 65.2911 | 9.588 | 0 | 150.7132 | 0
25.08. | 1 | 221.8309 |  | 61.5298 | 9.588 | 0 | 150.7132 | 0
25.08. | 2 | 225.2709 |  | 64.0629 | 9.588 | 0 | 151.62 | 0
25.08. | 3 | 221.1484 |  | 64.2932 | 9.588 | 0 | 147.2673 | 0
25.08. | 4 | 220.2484 |  | 63.7558 | 9.588 | 0 | 146.9045 | 0
25.08. | 5 | 221.3087 |  | 63.9094 | 9.588 | 0 | 147.8114 | 0
25.08. | 6 | 226.9867 |  | 63.6023 | 9.588 | 0 | 153.7964 | 0
25.08. | 7 | 220.2627 |  | 64.677 | 9.588 | 0 | 145.9977 | 0
25.08. | 8 | 225.7593 |  | 64.3699 | 9.588 | 0 | 151.8014 | 0
25.08. | 9 | 226.8407 |  | 64.9073 | 9.588 | 0 | 152.3455 | 0
25.08. | 10 | 220.0813 |  | 64.677 | 9.588 | 0 | 145.8164 | 0
25.08. | 11 | 214.072 |  | 56.31 | 9.588 | 0 | 148.1741 | 0
25.08. | 12 | 223.5273 |  | 64.677 | 9.588 | 0 | 149.2623 | 0
25.08. | 13 | 218.838 |  | 60.5319 | 9.588 | 0 | 148.7182 | 0
25.08. | 14 | 209.262 |  | 63.8326 | 9.588 | 0 | 135.8414 | 0
25.08. | 15 | 208.2227 |  | 64.0629 | 9.588 | 0 | 134.5718 | 0
25.08. | 16 | 209.7293 |  | 63.7558 | 9.588 | 0 | 136.3855 | 0
25.08. | 17 | 228.2773 |  | 63.9861 | 9.588 | 0 | 154.7032 | 0
25.08. | 18 | 226.8542 |  | 63.8326 | 9.588 | 0 | 153.4336 | 0
25.08. | 19 | 226.7564 |  | 63.372 | 9.588 | 0 | 153.7964 | 0
25.08. | 20 | 229.212 |  | 63.8326 | 9.588 | 0 | 155.7914 | 0
25.08. | 21 | 229.3309 |  | 64.677 | 9.588 | 0 | 155.0659 | 0
25.08. | 22 | 228.0892 |  | 64.5235 | 9.588 | 0 | 153.9777 | 0
25.08. | 23 | 225.815 |  | 64.0629 | 9.588 | 0 | 152.1641 | 0
25.08. | 24 | 227.4751 |  | 63.9094 | 9.588 | 0 | 153.9777 | 0
26.08. | 1 | 225.0271 |  | 64.9073 | 9.588 | 0 | 150.5318 | 0
26.08. | 2 | 226.1988 |  | 64.4467 | 9.588 | 0 | 152.1641 | 0
26.08. | 3 | 225.2152 |  | 64.3699 | 9.588 | 0 | 151.2573 | 0
26.08. | 4 | 223.2413 |  | 64.7537 | 9.588 | 0 | 148.8995 | 0
26.08. | 5 | 227.6775 |  | 64.2932 | 9.588 | 0 | 153.7964 | 0
26.08. | 6 | 227.5029 |  | 63.7558 | 9.588 | 0 | 154.1591 | 0
26.08. | 7 | 224.6779 |  | 63.8326 | 9.588 | 0 | 151.2573 | 0
26.08. | 8 | 226.3591 |  | 64.0629 | 9.588 | 0 | 152.7082 | 0
26.08. | 9 | 228.5911 |  | 63.7558 | 9.588 | 0 | 155.2473 | 0
26.08. | 10 | 228.0403 |  | 64.2932 | 9.588 | 0 | 154.1591 | 0
26.08. | 11 | 227.5519 |  | 63.9861 | 9.588 | 0 | 153.9777 | 0
26.08. | 12 | 226.3869 |  | 63.9094 | 9.588 | 0 | 152.8895 | 0
26.08. | 13 | 223.8267 |  | 63.5256 | 9.588 | 0 | 150.7132 | 0
26.08. | 14 | 225.3544 |  | 63.6023 | 9.588 | 0 | 152.1641 | 0
26.08. | 15 | 224.2662 |  | 63.6023 | 9.588 | 0 | 151.0759 | 0
26.08. | 16 | 224.8382 |  | 63.4488 | 9.588 | 0 | 151.8014 | 0
26.08. | 17 | 224.9706 |  | 63.2185 | 9.588 | 0 | 152.1641 | 0
26.08. | 18 | 226.8332 |  | 63.4488 | 9.588 | 0 | 153.7964 | 0
26.08. | 19 | 214.6329 |  | 63.2185 | 9.588 | 0 | 141.8264 | 0
26.08. | 20 | 215.0167 |  | 63.6023 | 9.588 | 0 | 141.8264 | 0
26.08. | 21 | 213.3009 |  | 64.0629 | 9.588 | 0 | 139.65 | 0
26.08. | 22 | 216.4052 |  | 64.4467 | 9.588 | 0 | 142.3705 | 0
26.08. | 23 | 213.4477 |  | 64.7537 | 9.588 | 0 | 139.1059 | 0
26.08. | 24 | 211.9478 |  | 64.5235 | 9.588 | 0 | 137.8364 | 0
27.08. | 1 | 215.9378 |  | 64.5235 | 9.588 | 0 | 141.8264 | 0
27.08. | 2 | 226.3802 |  | 64.4467 | 9.588 | 0 | 152.3455 | 0
27.08. | 3 | 226.8264 |  | 63.9861 | 9.588 | 0 | 153.2523 | 0
27.08. | 4 | 227.5797 |  | 63.8326 | 9.588 | 0 | 154.1591 | 0
27.08. | 5 | 225.9963 |  | 64.0629 | 9.588 | 0 | 152.3455 | 0
27.08. | 6 | 227.7543 |  | 64.3699 | 9.588 | 0 | 153.7964 | 0
27.08. | 7 | 227.5173 |  | 64.677 | 9.588 | 0 | 153.2523 | 0
27.08. | 8 | 224.0689 |  | 58.6896 | 9.588 | 0 | 155.7914 | 0
27.08. | 9 | 224.4595 |  | 58.536 | 9.588 | 0 | 156.3355 | 0
27.08. | 10 | 228.6317 |  | 60.5319 | 9.588 | 0 | 158.5118 | 0
27.08. | 11 | 229.5258 |  | 63.6023 | 9.588 | 0 | 156.3355 | 0
27.08. | 12 | 210.0018 |  | 47.7056 | 9.588 | 0 | 152.7082 | 0
27.08. | 13 | 214.9332 |  | 55.5388 | 9.588 | 0 | 149.8064 | 0
27.08. | 14 | 216.6144 |  | 55.7691 | 9.588 | 0 | 151.2573 | 0
27.08. | 15 | 225.389 |  | 62.9115 | 9.588 | 0 | 152.8895 | 0
27.08. | 16 | 215.1754 |  | 59.2269 | 9.588 | 0 | 146.3605 | 0
27.08. | 17 | 219.4386 |  | 62.2206 | 9.588 | 0 | 147.63 | 0
27.08. | 18 | 211.7927 |  | 60.3783 | 9.588 | 0 | 141.8264 | 0
27.08. | 19 | 213.6907 |  | 61.9136 | 9.588 | 0 | 142.1891 | 0
27.08. | 20 | 224.8306 |  | 61.9903 | 9.588 | 0 | 153.2523 | 0
27.08. | 21 | 225.3122 |  | 62.8347 | 9.588 | 0 | 152.8895 | 0
27.08. | 22 | 225.2776 |  | 63.5256 | 9.588 | 0 | 152.1641 | 0
27.08. | 23 | 225.1941 |  | 63.9861 | 9.588 | 0 | 151.62 | 0
27.08. | 24 | 224.0292 |  | 63.9094 | 9.588 | 0 | 150.5318 | 0
28.08. | 1 | 224.057 |  | 63.7558 | 9.588 | 0 | 150.7132 | 0
28.08. | 2 | 224.8382 |  | 63.4488 | 9.588 | 0 | 151.8014 | 0
28.08. | 3 | 219.8646 |  | 63.372 | 9.588 | 0 | 146.9045 | 0
28.08. | 4 | 222.9967 |  | 63.6023 | 9.588 | 0 | 149.8064 | 0
28.08. | 5 | 219.4597 |  | 62.6044 | 9.588 | 0 | 147.2673 | 0
28.08. | 6 | 218.385 |  | 61.5298 | 9.588 | 0 | 147.2673 | 0
28.08. | 7 | 218.881 |  | 63.2953 | 9.588 | 0 | 145.9977 | 0
28.08. | 8 | 210.3891 |  | 56.617 | 9.588 | 0 | 144.1841 | 0
28.08. | 9 | 215.7767 |  | 62.9115 | 9.588 | 0 | 143.2773 | 0
28.08. | 10 | 220.6668 |  | 63.4488 | 9.588 | 0 | 147.63 | 0
28.08. | 11 | 220.8482 |  | 63.4488 | 9.588 | 0 | 147.8114 | 0
28.08. | 12 | 225.912 |  | 62.5277 | 9.588 | 0 | 153.7964 | 0
28.08. | 13 | 223.4151 |  | 63.2953 | 9.588 | 0 | 150.5318 | 0
28.08. | 14 | 218.8599 |  | 62.9115 | 9.588 | 0 | 146.3605 | 0
28.08. | 15 | 222.4594 |  | 63.065 | 9.588 | 0 | 149.8064 | 0
28.08. | 16 | 223.6454 |  | 63.5256 | 9.588 | 0 | 150.5318 | 0
28.08. | 17 | 227.5029 |  | 63.7558 | 9.588 | 0 | 154.1591 | 0
28.08. | 18 | 225.1241 |  | 63.372 | 9.588 | 0 | 152.1641 | 0
28.08. | 19 | 227.6354 |  | 63.5256 | 9.588 | 0 | 154.5218 | 0
28.08. | 20 | 228.8982 |  | 64.0629 | 9.588 | 0 | 155.2473 | 0
28.08. | 21 | 224.7268 |  | 64.0629 | 9.588 | 0 | 151.0759 | 0
28.08. | 22 | 227.8589 |  | 64.2932 | 9.588 | 0 | 153.9777 | 0
28.08. | 23 | 227.6986 |  | 64.677 | 9.588 | 0 | 153.4336 | 0
28.08. | 24 | 224.9638 |  | 63.7558 | 9.588 | 0 | 151.62 | 0
29.08. | 1 | 224.2038 |  | 64.4467 | 9.588 | 0 | 150.1691 | 0
29.08. | 2 | 226.0799 |  | 63.6023 | 9.588 | 0 | 152.8895 | 0
29.08. | 3 | 226.3102 |  | 63.8326 | 9.588 | 0 | 152.8895 | 0
29.08. | 4 | 224.6636 |  | 62.9115 | 9.588 | 0 | 152.1641 | 0
29.08. | 5 | 220.9738 |  | 63.7558 | 9.588 | 0 | 147.63 | 0
29.08. | 6 | 222.4669 |  | 64.5235 | 9.588 | 0 | 148.3555 | 0
29.08. | 7 | 222.4323 |  | 65.2143 | 9.588 | 0 | 147.63 | 0
29.08. | 8 | 225.1874 |  | 64.5235 | 9.588 | 0 | 151.0759 | 0
29.08. | 9 | 224.0292 |  | 63.9094 | 9.588 | 0 | 150.5318 | 0
29.08. | 10 | 224.6779 |  | 63.8326 | 9.588 | 0 | 151.2573 | 0
29.08. | 11 | 226.9099 |  | 63.5256 | 9.588 | 0 | 153.7964 | 0
29.08. | 12 | 226.5404 |  | 64.0629 | 9.588 | 0 | 152.8895 | 0
29.08. | 13 | 224.1338 |  | 63.8326 | 9.588 | 0 | 150.7132 | 0
29.08. | 14 | 219.1113 |  | 63.5256 | 9.588 | 0 | 145.9977 | 0
29.08. | 15 | 225.2085 |  | 64.9073 | 9.588 | 0 | 150.7132 | 0
29.08. | 16 | 222.3969 |  | 63.9094 | 9.588 | 0 | 148.8995 | 0
29.08. | 17 | 222.6829 |  | 63.8326 | 9.588 | 0 | 149.2623 | 0
29.08. | 18 | 221.9296 |  | 63.9861 | 9.588 | 0 | 148.3555 | 0
29.08. | 19 | 225.1941 |  | 63.9861 | 9.588 | 0 | 151.62 | 0
29.08. | 20 | 228.2073 |  | 63.372 | 9.588 | 0 | 155.2473 | 0
29.08. | 21 | 225.9685 |  | 64.2164 | 9.588 | 0 | 152.1641 | 0
29.08. | 22 | 225.6058 |  | 64.2164 | 9.588 | 0 | 151.8014 | 0
29.08. | 23 | 225.3755 |  | 63.9861 | 9.588 | 0 | 151.8014 | 0
29.08. | 24 | 223.0945 |  | 64.0629 | 9.588 | 0 | 149.4436 | 0
30.08. | 1 | 211.3548 |  | 64.2932 | 9.588 | 0 | 137.4736 | 0
30.08. | 2 | 212.4498 |  | 63.7558 | 9.588 | 0 | 139.1059 | 0
30.08. | 3 | 217.5279 |  | 63.7558 | 9.588 | 0 | 144.1841 | 0
30.08. | 4 | 215.6308 |  | 64.2164 | 9.588 | 0 | 141.8264 | 0
30.08. | 5 | 216.6211 |  | 63.7558 | 9.588 | 0 | 143.2773 | 0
30.08. | 6 | 213.7961 |  | 63.8326 | 9.588 | 0 | 140.3755 | 0
30.08. | 7 | 216.1605 |  | 63.2953 | 9.588 | 0 | 143.2773 | 0
30.08. | 8 | 217.2909 |  | 64.0629 | 9.588 | 0 | 143.64 | 0
30.08. | 9 | 213.5379 |  | 63.7558 | 9.588 | 0 | 140.1941 | 0
30.08. | 10 | 218.881 |  | 63.2953 | 9.588 | 0 | 145.9977 | 0
30.08. | 11 | 210.8732 |  | 63.4488 | 9.588 | 0 | 137.8364 | 0
30.08. | 12 | 213.7817 |  | 62.9115 | 9.588 | 0 | 141.2823 | 0
30.08. | 13 | 219.404 |  | 62.9115 | 9.588 | 0 | 146.9045 | 0
30.08. | 14 | 218.8042 |  | 63.2185 | 9.588 | 0 | 145.9977 | 0
30.08. | 15 | 190.6575 |  | 31.6258 | 9.588 | 0 | 149.4436 | 0
30.08. | 16 | 221.8385 |  | 62.9882 | 9.588 | 0 | 149.2623 | 0
30.08. | 17 | 224.1195 |  | 62.9115 | 9.588 | 0 | 151.62 | 0
30.08. | 18 | 223.1359 |  | 62.8347 | 9.588 | 0 | 150.7132 | 0
30.08. | 19 | 224.0638 |  | 63.2185 | 9.588 | 0 | 151.2573 | 0
30.08. | 20 | 223.9659 |  | 62.7579 | 9.588 | 0 | 151.62 | 0
30.08. | 21 | 222.9478 |  | 63.372 | 9.588 | 0 | 149.9877 | 0
30.08. | 22 | 226.1288 |  | 63.8326 | 9.588 | 0 | 152.7082 | 0
30.08. | 23 | 225.9685 |  | 64.2164 | 9.588 | 0 | 152.1641 | 0
30.08. | 24 | 219.6486 |  | 64.0629 | 9.588 | 0 | 145.9977 | 0
31.08. | 1 | 219.8021 |  | 64.2164 | 9.588 | 0 | 145.9977 | 0
31.08. | 2 | 219.5651 |  | 64.5235 | 9.588 | 0 | 145.4536 | 0
31.08. | 3 | 217.5279 |  | 63.7558 | 9.588 | 0 | 144.1841 | 0
31.08. | 4 | 215.0378 |  | 63.9861 | 9.588 | 0 | 141.4636 | 0
31.08. | 5 | 208.6133 |  | 63.9094 | 9.588 | 0 | 135.1159 | 0
31.08. | 6 | 213.3987 |  | 64.5235 | 9.588 | 0 | 139.2873 | 0
31.08. | 7 | 212.0803 |  | 64.2932 | 9.588 | 0 | 138.1991 | 0
31.08. | 8 | 204.6233 |  | 63.9094 | 9.588 | 0 | 131.1259 | 0
31.08. | 9 | 206.5137 |  | 63.9861 | 9.588 | 0 | 132.9395 | 0
31.08. | 10 | 209.3666 |  | 63.7558 | 9.588 | 0 | 136.0227 | 0
31.08. | 11 | 208.1527 |  | 63.4488 | 9.588 | 0 | 135.1159 | 0
31.08. | 12 | 209.8617 |  | 63.5256 | 9.588 | 0 | 136.7482 | 0
31.08. | 13 | 204.8949 |  | 62.9115 | 9.588 | 0 | 132.3955 | 0
31.08. | 14 | 213.6139 |  | 61.8368 | 9.588 | 0 | 142.1891 | 0
31.08. | 15 | 211.9959 |  | 62.7579 | 9.588 | 0 | 139.65 | 0
31.08. | 16 | 212.7703 |  | 62.9882 | 9.588 | 0 | 140.1941 | 0
31.08. | 17 | 212.9795 |  | 62.8347 | 9.588 | 0 | 140.5568 | 0
31.08. | 18 | 214.0399 |  | 62.9882 | 9.588 | 0 | 141.4636 | 0
31.08. | 19 | 212.5957 |  | 62.4509 | 9.588 | 0 | 140.5568 | 0
31.08. | 20 | 213.9353 |  | 63.065 | 9.588 | 0 | 141.2823 | 0
31.08. | 21 | 212.0659 |  | 63.372 | 9.588 | 0 | 139.1059 | 0
31.08. | 22 | 224.9706 |  | 63.2185 | 9.588 | 0 | 152.1641 | 0
31.08. | 23 | 224.9706 |  | 63.2185 | 9.588 | 0 | 152.1641 | 0
31.08. | 24 | 227.3494 |  | 63.6023 | 9.588 | 0 | 154.1591 | 0
01.09. | 1 | 225.5847 |  | 63.8326 | 9.588 | 0 | 152.1641 | 0
01.09. | 2 | 224.2241 |  | 62.8347 | 9.588 | 0 | 151.8014 | 0
01.09. | 3 | 225.1106 |  | 64.4467 | 9.588 | 0 | 151.0759 | 0
01.09. | 4 | 222.8913 |  | 61.6833 | 9.588 | 0 | 151.62 | 0
01.09. | 5 | 217.5761 |  | 61.9903 | 9.588 | 0 | 145.9977 | 0
01.09. | 6 | 215.9843 |  | 58.7663 | 9.588 | 0 | 147.63 | 0
01.09. | 7 | 217.4428 |  | 60.2248 | 9.588 | 0 | 147.63 | 0
01.09. | 8 | 219.2294 |  | 62.3741 | 9.588 | 0 | 147.2673 | 0
01.09. | 9 | 226.2891 |  | 63.4488 | 9.588 | 0 | 153.2523 | 0
01.09. | 10 | 227.0567 |  | 64.2164 | 9.588 | 0 | 153.2523 | 0
01.09. | 11 | 224.7336 |  | 63.5256 | 9.588 | 0 | 151.62 | 0
01.09. | 12 | 228.4933 |  | 63.2953 | 9.588 | 0 | 155.61 | 0
01.09. | 13 | 222.4872 |  | 62.9115 | 9.588 | 0 | 149.9877 | 0
01.09. | 14 | 220.8271 |  | 63.065 | 9.588 | 0 | 148.1741 | 0
01.09. | 15 | 223.9524 |  | 63.8326 | 9.588 | 0 | 150.5318 | 0
01.09. | 16 | 226.4637 |  | 63.9861 | 9.588 | 0 | 152.8895 | 0
01.09. | 17 | 225.7382 |  | 63.9861 | 9.588 | 0 | 152.1641 | 0
01.09. | 18 | 225.7517 |  | 62.9115 | 9.588 | 0 | 153.2523 | 0
01.09. | 19 | 222.7664 |  | 63.372 | 9.588 | 0 | 149.8064 | 0
01.09. | 20 | 224.2941 |  | 63.4488 | 9.588 | 0 | 151.2573 | 0
01.09. | 21 | 221.7963 |  | 62.2206 | 9.588 | 0 | 149.9877 | 0
01.09. | 22 | 226.9867 |  | 63.6023 | 9.588 | 0 | 153.7964 | 0
01.09. | 23 | 228.3541 |  | 64.0629 | 9.588 | 0 | 154.7032 | 0
01.09. | 24 | 228.2841 |  | 63.4488 | 9.588 | 0 | 155.2473 | 0
02.09. | 1 | 226.3658 |  | 63.5256 | 9.588 | 0 | 153.2523 | 0
02.09. | 2 | 222.2923 |  | 63.9861 | 9.588 | 0 | 148.7182 | 0
02.09. | 3 | 221.3923 |  | 63.4488 | 9.588 | 0 | 148.3555 | 0
02.09. | 4 | 216.0265 |  | 59.534 | 9.588 | 0 | 146.9045 | 0
02.09. | 5 | 224.5033 |  | 63.2953 | 9.588 | 0 | 151.62 | 0
02.09. | 6 | 223.5897 |  | 63.8326 | 9.588 | 0 | 150.1691 | 0
02.09. | 7 | 218.5115 |  | 63.8326 | 9.588 | 0 | 145.0909 | 0
02.09. | 8 | 225.3823 |  | 63.4488 | 9.588 | 0 | 152.3455 | 0
02.09. | 9 | 226.5126 |  | 64.2164 | 9.588 | 0 | 152.7082 | 0
02.09. | 10 | 226.8332 |  | 63.4488 | 9.588 | 0 | 153.7964 | 0
02.09. | 11 | 227.7189 |  | 63.065 | 9.588 | 0 | 155.0659 | 0
02.09. | 12 | 225.8547 |  | 58.8431 | 9.588 | 0 | 157.4236 | 0
02.09. | 13 | 221.4742 |  | 58.9966 | 9.588 | 0 | 152.8895 | 0
02.09. | 14 | 221.6834 |  | 58.8431 | 9.588 | 0 | 153.2523 | 0
02.09. | 15 | 222.381 |  | 58.9966 | 9.588 | 0 | 153.7964 | 0
02.09. | 16 | 220.5952 |  | 58.8431 | 9.588 | 0 | 152.1641 | 0
02.09. | 17 | 225.1571 |  | 58.6896 | 9.588 | 0 | 156.8795 | 0
02.09. | 18 | 222.4088 |  | 58.8431 | 9.588 | 0 | 153.9777 | 0
02.09. | 19 | 221.2928 |  | 58.9966 | 9.588 | 0 | 152.7082 | 0
02.09. | 20 | 224.1946 |  | 58.9966 | 9.588 | 0 | 155.61 | 0
02.09. | 21 | 223.2878 |  | 58.9966 | 9.588 | 0 | 154.7032 | 0
02.09. | 22 | 219.1932 |  | 59.0734 | 9.588 | 0 | 150.5318 | 0
02.09. | 23 | 218.5723 |  | 58.9966 | 9.588 | 0 | 149.9877 | 0
02.09. | 24 | 221.0068 |  | 59.0734 | 9.588 | 0 | 152.3455 | 0
03.09. | 1 | 219.7373 |  | 59.0734 | 9.588 | 0 | 151.0759 | 0
03.09. | 2 | 220.4627 |  | 59.0734 | 9.588 | 0 | 151.8014 | 0
03.09. | 3 | 216.4727 |  | 59.0734 | 9.588 | 0 | 147.8114 | 0
03.09. | 4 | 209.0368 |  | 59.0734 | 9.588 | 0 | 140.3755 | 0
03.09. | 5 | 206.0583 |  | 58.9966 | 9.588 | 0 | 137.4736 | 0
03.09. | 6 | 219.8141 |  | 59.1501 | 9.588 | 0 | 151.0759 | 0
03.09. | 7 | 219.3746 |  | 59.0734 | 9.588 | 0 | 150.7132 | 0
03.09. | 8 | 219.4513 |  | 59.1501 | 9.588 | 0 | 150.7132 | 0
03.09. | 9 | 220.386 |  | 58.9966 | 9.588 | 0 | 151.8014 | 0
03.09. | 10 | 190.2653 |  | 27.7877 | 9.588 | 0 | 152.8895 | 0
03.09. | 11 | 194.8551 |  | 27.4807 | 9.588 | 0 | 157.7864 | 0
03.09. | 12 | 199.0753 |  | 27.711 | 9.588 | 0 | 161.7764 | 0
03.09. | 13 | 193.6344 |  | 27.711 | 9.588 | 0 | 156.3355 | 0
03.09. | 14 | 223.5248 |  | 58.6896 | 9.588 | 0 | 155.2473 | 0
03.09. | 15 | 223.8876 |  | 58.6896 | 9.588 | 0 | 155.61 | 0
03.09. | 16 | 190.035 |  | 27.5575 | 9.588 | 0 | 152.8895 | 0
03.09. | 17 | 187.5237 |  | 27.4039 | 9.588 | 0 | 150.5318 | 0
03.09. | 18 | 189.156 |  | 27.4039 | 9.588 | 0 | 152.1641 | 0
03.09. | 19 | 187.7051 |  | 27.4039 | 9.588 | 0 | 150.7132 | 0
03.09. | 20 | 223.2667 |  | 58.6128 | 9.588 | 0 | 155.0659 | 0
03.09. | 21 | 220.6298 |  | 58.1522 | 9.588 | 0 | 152.8895 | 0
03.09. | 22 | 221.8437 |  | 58.4593 | 9.588 | 0 | 153.7964 | 0
03.09. | 23 | 223.3435 |  | 58.6896 | 9.588 | 0 | 155.0659 | 0
03.09. | 24 | 190.4256 |  | 27.4039 | 9.588 | 0 | 153.4336 | 0
04.09. | 1 | 187.161 |  | 27.4039 | 9.588 | 0 | 150.1691 | 0
04.09. | 2 | 188.0678 |  | 27.4039 | 9.588 | 0 | 151.0759 | 0
04.09. | 3 | 185.0893 |  | 27.3272 | 9.588 | 0 | 148.1741 | 0
04.09. | 4 | 188.4027 |  | 27.5575 | 9.588 | 0 | 151.2573 | 0
04.09. | 5 | 183.4291 |  | 27.4807 | 9.588 | 0 | 146.3605 | 0
04.09. | 6 | 183.5059 |  | 27.5575 | 9.588 | 0 | 146.3605 | 0
04.09. | 7 | 183.7151 |  | 27.4039 | 9.588 | 0 | 146.7232 | 0
04.09. | 8 | 186.8751 |  | 27.4807 | 9.588 | 0 | 149.8064 | 0
04.09. | 9 | 213.2639 |  | 58.7663 | 9.588 | 0 | 144.9095 | 0
04.09. | 10 | 212.6152 |  | 58.8431 | 9.588 | 0 | 144.1841 | 0
04.09. | 11 | 211.9176 |  | 58.6896 | 9.588 | 0 | 143.64 | 0
04.09. | 12 | 214.0939 |  | 58.6896 | 9.588 | 0 | 145.8164 | 0
04.09. | 13 | 210.4667 |  | 58.6896 | 9.588 | 0 | 142.1891 | 0
04.09. | 14 | 214.3521 |  | 58.7663 | 9.588 | 0 | 145.9977 | 0
04.09. | 15 | 215.2589 |  | 58.7663 | 9.588 | 0 | 146.9045 | 0
04.09. | 16 | 218.5234 |  | 58.7663 | 9.588 | 0 | 150.1691 | 0
04.09. | 17 | 215.5448 |  | 58.6896 | 9.588 | 0 | 147.2673 | 0
04.09. | 18 | 212.8244 |  | 58.6896 | 9.588 | 0 | 144.5468 | 0
04.09. | 19 | 185.1247 |  | 28.6321 | 9.588 | 0 | 146.9045 | 0
04.09. | 20 | 215.657 |  | 60.0713 | 9.588 | 0 | 145.9977 | 0
04.09. | 21 | 216.2568 |  | 59.7642 | 9.588 | 0 | 146.9045 | 0
04.09. | 22 | 215.7338 |  | 60.148 | 9.588 | 0 | 145.9977 | 0
04.09. | 23 | 214.2272 |  | 60.4551 | 9.588 | 0 | 144.1841 | 0
04.09. | 24 | 213.0066 |  | 60.6854 | 9.588 | 0 | 142.7332 | 0
05.09. | 1 | 211.4232 |  | 60.9157 | 9.588 | 0 | 140.9195 | 0
05.09. | 2 | 210.4607 |  | 61.2227 | 9.588 | 0 | 139.65 | 0
05.09. | 3 | 212.093 |  | 61.2227 | 9.588 | 0 | 141.2823 | 0
05.09. | 4 | 214.4507 |  | 61.2227 | 9.588 | 0 | 143.64 | 0
05.09. | 5 | 214.9948 |  | 61.2227 | 9.588 | 0 | 144.1841 | 0
05.09. | 6 | 219.7103 |  | 61.2227 | 9.588 | 0 | 148.8995 | 0
05.09. | 7 | 217.0387 |  | 61.453 | 9.588 | 0 | 145.9977 | 0
05.09. | 8 | 212.6371 |  | 61.2227 | 9.588 | 0 | 141.8264 | 0
05.09. | 9 | 212.1125 |  | 57.6149 | 9.588 | 0 | 144.9095 | 0
05.09. | 10 | 205.4088 |  | 57.0776 | 9.588 | 0 | 138.7432 | 0
05.09. | 11 | 205.1785 |  | 56.8473 | 9.588 | 0 | 138.7432 | 0
05.09. | 12 | 207.3286 |  | 60.9924 | 9.588 | 0 | 136.7482 | 0
05.09. | 13 | 208.5703 |  | 61.1459 | 9.588 | 0 | 137.8364 | 0
05.09. | 14 | 204.943 |  | 61.1459 | 9.588 | 0 | 134.2091 | 0
05.09. | 15 | 211.0048 |  | 61.2227 | 9.588 | 0 | 140.1941 | 0
05.09. | 16 | 220.1776 |  | 61.1459 | 9.588 | 0 | 149.4436 | 0
05.09. | 17 | 217.0725 |  | 58.7663 | 9.588 | 0 | 148.7182 | 0
05.09. | 18 | 215.2808 |  | 61.1459 | 9.588 | 0 | 144.5468 | 0
05.09. | 19 | 216.6271 |  | 61.2227 | 9.588 | 0 | 145.8164 | 0
05.09. | 20 | 213.6974 |  | 61.3762 | 9.588 | 0 | 142.7332 | 0
05.09. | 21 | 215.8249 |  | 61.1459 | 9.588 | 0 | 145.0909 | 0
05.09. | 22 | 215.8105 |  | 60.2248 | 9.588 | 0 | 145.9977 | 0
05.09. | 23 | 212.3014 |  | 59.0734 | 9.588 | 0 | 143.64 | 0
05.09. | 24 | 214.3521 |  | 58.7663 | 9.588 | 0 | 145.9977 | 0
06.09. | 1 | 212.6152 |  | 58.8431 | 9.588 | 0 | 144.1841 | 0
06.09. | 2 | 214.5823 |  | 58.9966 | 9.588 | 0 | 145.9977 | 0
06.09. | 3 | 214.0383 |  | 58.9966 | 9.588 | 0 | 145.4536 | 0
06.09. | 4 | 212.7687 |  | 58.9966 | 9.588 | 0 | 144.1841 | 0
06.09. | 5 | 214.9451 |  | 58.9966 | 9.588 | 0 | 146.3605 | 0
06.09. | 6 | 212.33 |  | 60.9157 | 9.588 | 0 | 141.8264 | 0
06.09. | 7 | 204.113 |  | 61.2227 | 9.588 | 0 | 133.3023 | 0
06.09. | 8 | 203.4364 |  | 61.453 | 9.588 | 0 | 132.3955 | 0
06.09. | 9 | 203.3597 |  | 61.3762 | 9.588 | 0 | 132.3955 | 0
06.09. | 10 | 205.9266 |  | 61.2227 | 9.588 | 0 | 135.1159 | 0
06.09. | 11 | 209.2958 |  | 61.1459 | 9.588 | 0 | 138.5618 | 0
06.09. | 12 | 199.8927 |  | 60.9924 | 9.588 | 0 | 129.3123 | 0
06.09. | 13 | 206.5753 |  | 61.1459 | 9.588 | 0 | 135.8414 | 0
06.09. | 14 | 211.6535 |  | 61.1459 | 9.588 | 0 | 140.9195 | 0
06.09. | 15 | 201.3925 |  | 61.2227 | 9.588 | 0 | 130.5818 | 0
06.09. | 16 | 200.8484 |  | 61.2227 | 9.588 | 0 | 130.0377 | 0
06.09. | 17 | 198.6721 |  | 61.2227 | 9.588 | 0 | 127.8614 | 0
06.09. | 18 | 207.7403 |  | 61.2227 | 9.588 | 0 | 136.9295 | 0
06.09. | 19 | 206.0801 |  | 61.3762 | 9.588 | 0 | 135.1159 | 0
06.09. | 20 | 210.0701 |  | 61.3762 | 9.588 | 0 | 139.1059 | 0
06.09. | 21 | 208.5703 |  | 61.1459 | 9.588 | 0 | 137.8364 | 0
06.09. | 22 | 204.8106 |  | 61.3762 | 9.588 | 0 | 133.8464 | 0
06.09. | 23 | 207.2232 |  | 59.0734 | 9.588 | 0 | 138.5618 | 0
06.09. | 24 | 203.1564 |  | 58.9966 | 9.588 | 0 | 134.5718 | 0
07.09. | 1 | 205.5909 |  | 59.0734 | 9.588 | 0 | 136.9295 | 0
07.09. | 2 | 203.4146 |  | 59.0734 | 9.588 | 0 | 134.7532 | 0
07.09. | 3 | 201.4963 |  | 59.1501 | 9.588 | 0 | 132.7582 | 0
07.09. | 4 | 198.155 |  | 59.0734 | 9.588 | 0 | 129.4936 | 0
07.09. | 5 | 202.118 |  | 61.2227 | 9.588 | 0 | 131.3073 | 0
07.09. | 6 | 198.1001 |  | 61.3762 | 9.588 | 0 | 127.1359 | 0
07.09. | 7 | 202.711 |  | 61.453 | 9.588 | 0 | 131.67 | 0
07.09. | 8 | 206.701 |  | 61.453 | 9.588 | 0 | 135.66 | 0
07.09. | 9 | 207.4264 |  | 61.453 | 9.588 | 0 | 136.3855 | 0
07.09. | 10 | 207.4264 |  | 61.453 | 9.588 | 0 | 136.3855 | 0
07.09. | 11 | 208.7449 |  | 61.6833 | 9.588 | 0 | 137.4736 | 0
07.09. | 12 | 208.0473 |  | 61.5298 | 9.588 | 0 | 136.9295 | 0
07.09. | 13 | 209.526 |  | 61.3762 | 9.588 | 0 | 138.5618 | 0
07.09. | 14 | 216.962 |  | 61.3762 | 9.588 | 0 | 145.9977 | 0
07.09. | 15 | 186.1158 |  | 30.1673 | 9.588 | 0 | 146.3605 | 0
07.09. | 16 | 186.4785 |  | 30.1673 | 9.588 | 0 | 146.7232 | 0
07.09. | 17 | 186.4296 |  | 29.9371 | 9.588 | 0 | 146.9045 | 0
07.09. | 18 | 184.616 |  | 29.9371 | 9.588 | 0 | 145.0909 | 0
07.09. | 19 | 211.1583 |  | 61.3762 | 9.588 | 0 | 140.1941 | 0
07.09. | 20 | 214.7578 |  | 61.5298 | 9.588 | 0 | 143.64 | 0
07.09. | 21 | 215.6865 |  | 63.9094 | 9.588 | 0 | 142.1891 | 0
07.09. | 22 | 216.6987 |  | 65.8284 | 9.588 | 0 | 141.2823 | 0
07.09. | 23 | 215.6805 |  | 66.4425 | 9.588 | 0 | 139.65 | 0
07.09. | 24 | 215.0107 |  | 66.1355 | 9.588 | 0 | 139.2873 | 0
08.09. | 1 | 213.7133 |  | 66.289 | 9.588 | 0 | 137.8364 | 0
08.09. | 2 | 210.4766 |  | 66.1355 | 9.588 | 0 | 134.7532 | 0
08.09. | 3 | 212.1924 |  | 65.6749 | 9.588 | 0 | 136.9295 | 0
08.09. | 4 | 215.6248 |  | 66.7496 | 9.588 | 0 | 139.2873 | 0
08.09. | 5 | 215.7986 |  | 65.2911 | 9.588 | 0 | 140.9195 | 0
08.09. | 6 | 219.587 |  | 66.9031 | 9.588 | 0 | 143.0959 | 0
08.09. | 7 | 217.7177 |  | 67.2101 | 9.588 | 0 | 140.9195 | 0
08.09. | 8 | 220.8633 |  | 66.3657 | 9.588 | 0 | 144.9095 | 0
08.09. | 9 | 225.5931 |  | 67.2869 | 9.588 | 0 | 148.7182 | 0
08.09. | 10 | 225.5374 |  | 67.5939 | 9.588 | 0 | 148.3555 | 0
08.09. | 11 | 223.7027 |  | 67.2101 | 9.588 | 0 | 146.9045 | 0
08.09. | 12 | 225.1257 |  | 67.3636 | 9.588 | 0 | 148.1741 | 0
08.09. | 13 | 223.6959 |  | 67.7475 | 9.588 | 0 | 146.3605 | 0
08.09. | 14 | 224.6862 |  | 67.2869 | 9.588 | 0 | 147.8114 | 0
08.09. | 15 | 222.175 |  | 67.1334 | 9.588 | 0 | 145.4536 | 0
08.09. | 16 | 222.2518 |  | 67.2101 | 9.588 | 0 | 145.4536 | 0
08.09. | 17 | 224.6862 |  | 67.2869 | 9.588 | 0 | 147.8114 | 0
08.09. | 18 | 222.4745 |  | 65.9819 | 9.588 | 0 | 146.9045 | 0
08.09. | 19 | 224.5395 |  | 66.596 | 9.588 | 0 | 148.3555 | 0
08.09. | 20 | 224.4349 |  | 66.6728 | 9.588 | 0 | 148.1741 | 0
08.09. | 21 | 222.7672 |  | 65.3678 | 9.588 | 0 | 147.8114 | 0
08.09. | 22 | 223.2345 |  | 65.2911 | 9.588 | 0 | 148.3555 | 0
08.09. | 23 | 220.5698 |  | 64.984 | 9.588 | 0 | 145.9977 | 0
08.09. | 24 | 220.7233 |  | 65.1376 | 9.588 | 0 | 145.9977 | 0
09.09. | 1 | 220.7233 |  | 65.1376 | 9.588 | 0 | 145.9977 | 0
09.09. | 2 | 220.7233 |  | 65.1376 | 9.588 | 0 | 145.9977 | 0
09.09. | 3 | 206.4234 |  | 64.984 | 9.588 | 0 | 131.8514 | 0
09.09. | 4 | 221.1214 |  | 66.4425 | 9.588 | 0 | 145.0909 | 0
09.09. | 5 | 220.5984 |  | 66.8263 | 9.588 | 0 | 144.1841 | 0
09.09. | 6 | 223.0886 |  | 66.596 | 9.588 | 0 | 146.9045 | 0
09.09. | 7 | 219.0151 |  | 67.0566 | 9.588 | 0 | 142.3705 | 0
09.09. | 8 | 222.5445 |  | 66.596 | 9.588 | 0 | 146.3605 | 0
09.09. | 9 | 226.5623 |  | 66.4425 | 9.588 | 0 | 150.5318 | 0
09.09. | 10 | 194.2442 |  | 34.8498 | 9.588 | 0 | 149.8064 | 0
09.09. | 11 | 226.0672 |  | 66.6728 | 9.588 | 0 | 149.8064 | 0
09.09. | 12 | 225.0625 |  | 66.2122 | 9.588 | 0 | 149.2623 | 0
09.09. | 13 | 222.1818 |  | 66.596 | 9.588 | 0 | 145.9977 | 0
09.09. | 14 | 225.8647 |  | 66.289 | 9.588 | 0 | 149.9877 | 0
09.09. | 15 | 226.1718 |  | 66.596 | 9.588 | 0 | 149.9877 | 0
09.09. | 16 | 228.5084 |  | 66.2122 | 9.588 | 0 | 152.7082 | 0
09.09. | 17 | 228.376 |  | 66.4425 | 9.588 | 0 | 152.3455 | 0
09.09. | 18 | 226.1018 |  | 65.9819 | 9.588 | 0 | 150.5318 | 0
09.09. | 19 | 225.3906 |  | 66.9031 | 9.588 | 0 | 148.8995 | 0
09.09. | 20 | 225.9347 |  | 66.9031 | 9.588 | 0 | 149.4436 | 0
09.09. | 21 | 226.025 |  | 65.9052 | 9.588 | 0 | 150.5318 | 0
09.09. | 22 | 227.427 |  | 65.6749 | 9.588 | 0 | 152.1641 | 0
09.09. | 23 | 224.7554 |  | 65.9052 | 9.588 | 0 | 149.2623 | 0
09.09. | 24 | 221.7558 |  | 65.4446 | 9.588 | 0 | 146.7232 | 0
10.09. | 1 | 222.9696 |  | 65.7516 | 9.588 | 0 | 147.63 | 0
10.09. | 2 | 223.9321 |  | 65.4446 | 9.588 | 0 | 148.8995 | 0
10.09. | 3 | 226.0882 |  | 67.0566 | 9.588 | 0 | 149.4436 | 0
10.09. | 4 | 224.0789 |  | 66.1355 | 9.588 | 0 | 148.3555 | 0
10.09. | 5 | 223.7651 |  | 66.3657 | 9.588 | 0 | 147.8114 | 0
10.09. | 6 | 221.7001 |  | 65.7516 | 9.588 | 0 | 146.3605 | 0
10.09. | 7 | 221.7212 |  | 66.1355 | 9.588 | 0 | 145.9977 | 0
10.09. | 8 | 225.9836 |  | 67.1334 | 9.588 | 0 | 149.2623 | 0
10.09. | 9 | 230.4688 |  | 66.9031 | 9.588 | 0 | 153.9777 | 0
10.09. | 10 | 231.4178 |  | 67.6707 | 9.588 | 0 | 154.1591 | 0
10.09. | 11 | 229.6109 |  | 67.1334 | 9.588 | 0 | 152.8895 | 0
10.09. | 12 | 230.0782 |  | 67.0566 | 9.588 | 0 | 153.4336 | 0
10.09. | 13 | 225.2928 |  | 66.4425 | 9.588 | 0 | 149.2623 | 0
10.09. | 14 | 223.1653 |  | 66.6728 | 9.588 | 0 | 146.9045 | 0
10.09. | 15 | 219.8173 |  | 67.1334 | 9.588 | 0 | 143.0959 | 0
10.09. | 16 | 224.7698 |  | 66.8263 | 9.588 | 0 | 148.3555 | 0
10.09. | 17 | 222.0839 |  | 66.1355 | 9.588 | 0 | 146.3605 | 0
10.09. | 18 | 223.1443 |  | 66.289 | 9.588 | 0 | 147.2673 | 0
10.09. | 19 | 226.3531 |  | 66.596 | 9.588 | 0 | 150.1691 | 0
10.09. | 20 | 224.7487 |  | 66.4425 | 9.588 | 0 | 148.7182 | 0
10.09. | 21 | 223.8419 |  | 66.4425 | 9.588 | 0 | 147.8114 | 0
10.09. | 22 | 223.1232 |  | 65.9052 | 9.588 | 0 | 147.63 | 0
10.09. | 23 | 221.2463 |  | 64.7537 | 9.588 | 0 | 146.9045 | 0
10.09. | 24 | 218.5958 |  | 65.3678 | 9.588 | 0 | 143.64 | 0
11.09. | 1 | 218.0585 |  | 64.8305 | 9.588 | 0 | 143.64 | 0
11.09. | 2 | 217.9817 |  | 64.7537 | 9.588 | 0 | 143.64 | 0
11.09. | 3 | 208.0776 |  | 67.3636 | 9.588 | 0 | 131.1259 | 0
11.09. | 4 | 204.4224 |  | 67.5172 | 9.588 | 0 | 127.3173 | 0
11.09. | 5 | 218.0804 |  | 67.2101 | 9.588 | 0 | 141.2823 | 0
11.09. | 6 | 210.7196 |  | 63.2953 | 9.588 | 0 | 137.8364 | 0
11.09. | 7 | 216.3984 |  | 64.984 | 9.588 | 0 | 141.8264 | 0
11.09. | 8 | 219.824 |  | 66.596 | 9.588 | 0 | 143.64 | 0
11.09. | 9 | 219.6705 |  | 66.4425 | 9.588 | 0 | 143.64 | 0
11.09. | 10 | 218.2339 |  | 67.3636 | 9.588 | 0 | 141.2823 | 0
11.09. | 11 | 213.0301 |  | 67.0566 | 9.588 | 0 | 136.3855 | 0
11.09. | 12 | 220.5149 |  | 67.2869 | 9.588 | 0 | 143.64 | 0
11.09. | 13 | 214.788 |  | 67.3636 | 9.588 | 0 | 137.8364 | 0
11.09. | 14 | 209.8912 |  | 67.3636 | 9.588 | 0 | 132.9395 | 0
11.09. | 15 | 216.3165 |  | 69.4362 | 9.588 | 0 | 137.2923 | 0
11.09. | 16 | 215.6256 |  | 68.7454 | 9.588 | 0 | 137.2923 | 0
11.09. | 17 | 222.3715 |  | 70.0503 | 9.588 | 0 | 142.7332 | 0
11.09. | 18 | 221.3111 |  | 69.8968 | 9.588 | 0 | 141.8264 | 0
11.09. | 19 | 220.1673 |  | 70.2038 | 9.588 | 0 | 140.3755 | 0
11.09. | 20 | 218.4034 |  | 72.4299 | 9.588 | 0 | 136.3855 | 0
11.09. | 21 | 225.6257 |  | 79.1082 | 9.588 | 0 | 136.9295 | 0
11.09. | 22 | 220.2059 |  | 79.492 | 9.588 | 0 | 131.1259 | 0
11.09. | 23 | 234.8964 |  | 79.492 | 9.588 | 0 | 145.8164 | 0
11.09. | 24 | 230.6761 |  | 79.2617 | 9.588 | 0 | 141.8264 | 0
12.09. | 1 | 232.7968 |  | 79.5688 | 9.588 | 0 | 143.64 | 0
12.09. | 2 | 214.0463 |  | 78.9547 | 9.588 | 0 | 125.5036 | 0
12.09. | 3 | 222.152 |  | 79.2617 | 9.588 | 0 | 133.3023 | 0
12.09. | 4 | 227.4883 |  | 79.3385 | 9.588 | 0 | 138.5618 | 0
12.09. | 5 | 229.5044 |  | 79.7223 | 9.588 | 0 | 140.1941 | 0
12.09. | 6 | 232.8254 |  | 81.411 | 9.588 | 0 | 141.8264 | 0
12.09. | 7 | 229.9725 |  | 81.6413 | 9.588 | 0 | 138.7432 | 0
12.09. | 8 | 222.4531 |  | 82.1019 | 9.588 | 0 | 130.7632 | 0
12.09. | 9 | 222.0347 |  | 82.4089 | 9.588 | 0 | 130.0377 | 0
12.09. | 10 | 218.5398 |  | 82.1787 | 9.588 | 0 | 126.7732 | 0
12.09. | 11 | 222.1949 |  | 82.0251 | 9.588 | 0 | 130.5818 | 0
12.09. | 12 | 231.1864 |  | 81.9484 | 9.588 | 0 | 139.65 | 0
12.09. | 13 | 229.5263 |  | 82.1019 | 9.588 | 0 | 137.8364 | 0
12.09. | 14 | 236.6762 |  | 82.1787 | 9.588 | 0 | 144.9095 | 0
12.09. | 15 | 237.9179 |  | 82.3322 | 9.588 | 0 | 145.9977 | 0
12.09. | 16 | 240.8822 |  | 81.4878 | 9.588 | 0 | 149.8064 | 0
12.09. | 17 | 239.578 |  | 82.1787 | 9.588 | 0 | 147.8114 | 0
12.09. | 18 | 242.7658 |  | 82.1019 | 9.588 | 0 | 151.0759 | 0
12.09. | 19 | 240.7986 |  | 81.9484 | 9.588 | 0 | 149.2623 | 0
12.09. | 20 | 240.3246 |  | 82.5625 | 9.588 | 0 | 148.1741 | 0
12.09. | 21 | 240.2554 |  | 83.9442 | 9.588 | 0 | 146.7232 | 0
12.09. | 22 | 239.5645 |  | 83.2533 | 9.588 | 0 | 146.7232 | 0
12.09. | 23 | 237.1503 |  | 81.5646 | 9.588 | 0 | 145.9977 | 0
12.09. | 24 | 237.8057 |  | 80.9505 | 9.588 | 0 | 147.2673 | 0
13.09. | 1 | 234.4923 |  | 80.7202 | 9.588 | 0 | 144.1841 | 0
13.09. | 2 | 234.3447 |  | 78.0335 | 9.588 | 0 | 146.7232 | 0
13.09. | 3 | 234.8693 |  | 81.6413 | 9.588 | 0 | 143.64 | 0
13.09. | 4 | 234.548 |  | 80.4131 | 9.588 | 0 | 144.5468 | 0
13.09. | 5 | 240.0672 |  | 84.4815 | 9.588 | 0 | 145.9977 | 0
13.09. | 6 | 236.251 |  | 83.023 | 9.588 | 0 | 143.64 | 0
13.09. | 7 | 242.1668 |  | 84.4047 | 9.588 | 0 | 148.1741 | 0
13.09. | 8 | 246.1012 |  | 84.7118 | 9.588 | 0 | 151.8014 | 0
13.09. | 9 | 233.566 |  | 84.328 | 9.588 | 0 | 139.65 | 0
13.09. | 10 | 229.9387 |  | 84.328 | 9.588 | 0 | 136.0227 | 0
13.09. | 11 | 229.2133 |  | 84.328 | 9.588 | 0 | 135.2973 | 0
13.09. | 12 | 228.3621 |  | 84.0209 | 9.588 | 0 | 134.7532 | 0
13.09. | 13 | 231.7313 |  | 83.9442 | 9.588 | 0 | 138.1991 | 0
13.09. | 14 | 237.4792 |  | 84.2512 | 9.588 | 0 | 143.64 | 0
13.09. | 15 | 244.9151 |  | 84.2512 | 9.588 | 0 | 151.0759 | 0
13.09. | 16 | 240.1997 |  | 84.2512 | 9.588 | 0 | 146.3605 | 0
13.09. | 17 | 243.4921 |  | 84.0977 | 9.588 | 0 | 149.8064 | 0
13.09. | 18 | 245.7173 |  | 84.328 | 9.588 | 0 | 151.8014 | 0
13.09. | 19 | 240.2959 |  | 80.7202 | 9.588 | 0 | 149.9877 | 0
13.09. | 20 | 239.0626 |  | 84.0209 | 9.588 | 0 | 145.4536 | 0
13.09. | 21 | 242.5852 |  | 84.0977 | 9.588 | 0 | 148.8995 | 0
13.09. | 22 | 240.4781 |  | 82.716 | 9.588 | 0 | 148.1741 | 0
13.09. | 23 | 238.0503 |  | 82.1019 | 9.588 | 0 | 146.3605 | 0
13.09. | 24 | 235.3231 |  | 82.6392 | 9.588 | 0 | 143.0959 | 0
14.09. | 1 | 237.6809 |  | 82.6392 | 9.588 | 0 | 145.4536 | 0
14.09. | 2 | 238.2249 |  | 82.6392 | 9.588 | 0 | 145.9977 | 0
14.09. | 3 | 236.5505 |  | 81.8716 | 9.588 | 0 | 145.0909 | 0
14.09. | 4 | 236.4113 |  | 82.6392 | 9.588 | 0 | 144.1841 | 0
14.09. | 5 | 244.204 |  | 85.1724 | 9.588 | 0 | 149.4436 | 0
14.09. | 6 | 232.2062 |  | 85.3259 | 9.588 | 0 | 137.2923 | 0
14.09. | 7 | 243.3529 |  | 84.8653 | 9.588 | 0 | 148.8995 | 0
14.09. | 8 | 240.7159 |  | 84.4047 | 9.588 | 0 | 146.7232 | 0
14.09. | 9 | 240.0529 |  | 83.5604 | 9.588 | 0 | 146.9045 | 0
14.09. | 10 | 246.1003 |  | 82.716 | 9.588 | 0 | 153.7964 | 0
14.09. | 11 | 246.2682 |  | 83.7906 | 9.588 | 0 | 152.8895 | 0
14.09. | 12 | 243.5199 |  | 83.9442 | 9.588 | 0 | 149.9877 | 0
14.09. | 13 | 243.1783 |  | 84.328 | 9.588 | 0 | 149.2623 | 0
14.09. | 14 | 241.8598 |  | 84.0977 | 9.588 | 0 | 148.1741 | 0
14.09. | 15 | 237.7509 |  | 83.2533 | 9.588 | 0 | 144.9095 | 0
14.09. | 16 | 237.06 |  | 82.5625 | 9.588 | 0 | 144.9095 | 0
14.09. | 17 | 222.6201 |  | 81.1808 | 9.588 | 0 | 131.8514 | 0
14.09. | 18 | 208.2808 |  | 69.7433 | 9.588 | 0 | 128.9495 | 0
14.09. | 19 | 218.5493 |  | 71.125 | 9.588 | 0 | 137.8364 | 0
14.09. | 20 | 236.4459 |  | 81.9484 | 9.588 | 0 | 144.9095 | 0
14.09. | 21 | 237.6327 |  | 84.4047 | 9.588 | 0 | 143.64 | 0
14.09. | 22 | 234.828 |  | 82.8695 | 9.588 | 0 | 142.3705 | 0
14.09. | 23 | 229.0657 |  | 81.6413 | 9.588 | 0 | 137.8364 | 0
14.09. | 24 | 228.6389 |  | 78.4941 | 9.588 | 0 | 140.5568 | 0
15.09. | 1 | 230.8793 |  | 81.6413 | 9.588 | 0 | 139.65 | 0
15.09. | 2 | 231.6815 |  | 81.7181 | 9.588 | 0 | 140.3755 | 0
15.09. | 3 | 231.7305 |  | 81.9484 | 9.588 | 0 | 140.1941 | 0
15.09. | 4 | 231.8351 |  | 81.8716 | 9.588 | 0 | 140.3755 | 0
15.09. | 5 | 236.9351 |  | 84.2512 | 9.588 | 0 | 143.0959 | 0
15.09. | 6 | 239.0069 |  | 84.328 | 9.588 | 0 | 145.0909 | 0
15.09. | 7 | 235.8402 |  | 84.7886 | 9.588 | 0 | 141.4636 | 0
15.09. | 8 | 243.9805 |  | 84.4047 | 9.588 | 0 | 149.9877 | 0
15.09. | 9 | 245.6406 |  | 84.2512 | 9.588 | 0 | 151.8014 | 0
15.09. | 10 | 246.3939 |  | 84.0977 | 9.588 | 0 | 152.7082 | 0
15.09. | 11 | 244.0083 |  | 84.2512 | 9.588 | 0 | 150.1691 | 0
15.09. | 12 | 240.3532 |  | 84.4047 | 9.588 | 0 | 146.3605 | 0
15.09. | 13 | 239.4464 |  | 84.4047 | 9.588 | 0 | 145.4536 | 0
15.09. | 14 | 241.9576 |  | 84.5583 | 9.588 | 0 | 147.8114 | 0
15.09. | 15 | 242.425 |  | 84.4815 | 9.588 | 0 | 148.3555 | 0
15.09. | 16 | 242.1112 |  | 84.7118 | 9.588 | 0 | 147.8114 | 0
15.09. | 17 | 239.8302 |  | 84.7886 | 9.588 | 0 | 145.4536 | 0
15.09. | 18 | 239.0558 |  | 84.5583 | 9.588 | 0 | 144.9095 | 0
15.09. | 19 | 227.9369 |  | 84.8653 | 9.588 | 0 | 133.4836 | 0
15.09. | 20 | 238.9234 |  | 84.7886 | 9.588 | 0 | 144.5468 | 0
15.09. | 21 | 240.1162 |  | 84.7118 | 9.588 | 0 | 145.8164 | 0
15.09. | 22 | 236.4256 |  | 83.5604 | 9.588 | 0 | 143.2773 | 0
15.09. | 23 | 233.1324 |  | 81.7181 | 9.588 | 0 | 141.8264 | 0
15.09. | 24 | 238.0436 |  | 82.6392 | 9.588 | 0 | 145.8164 | 0
16.09. | 1 | 238.6088 |  | 83.023 | 9.588 | 0 | 145.9977 | 0
16.09. | 2 | 233.286 |  | 81.8716 | 9.588 | 0 | 141.8264 | 0
16.09. | 3 | 208.8965 |  | 74.349 | 9.588 | 0 | 124.9595 | 0
16.09. | 4 | 213.3538 |  | 74.2722 | 9.588 | 0 | 129.4936 | 0
16.09. | 5 | 211.7048 |  | 67.3636 | 9.588 | 0 | 134.7532 | 0
16.09. | 6 | 226.552 |  | 75.5004 | 9.588 | 0 | 141.4636 | 0
16.09. | 7 | 226.1495 |  | 80.7202 | 9.588 | 0 | 135.8414 | 0
16.09. | 8 | 233.7963 |  | 84.5583 | 9.588 | 0 | 139.65 | 0
16.09. | 9 | 237.9398 |  | 84.7118 | 9.588 | 0 | 143.64 | 0
16.09. | 10 | 241.3992 |  | 83.6371 | 9.588 | 0 | 148.1741 | 0
16.09. | 11 | 240.883 |  | 83.4836 | 9.588 | 0 | 147.8114 | 0
16.09. | 12 | 240.8205 |  | 84.328 | 9.588 | 0 | 146.9045 | 0
16.09. | 13 | 235.275 |  | 84.4047 | 9.588 | 0 | 141.2823 | 0
16.09. | 14 | 236.9351 |  | 84.2512 | 9.588 | 0 | 143.0959 | 0
16.09. | 15 | 237.2489 |  | 84.0209 | 9.588 | 0 | 143.64 | 0
16.09. | 16 | 240.5135 |  | 84.0209 | 9.588 | 0 | 146.9045 | 0
16.09. | 17 | 239.8159 |  | 83.8674 | 9.588 | 0 | 146.3605 | 0
16.09. | 18 | 240.5902 |  | 84.0977 | 9.588 | 0 | 146.9045 | 0
16.09. | 19 | 242.1112 |  | 84.7118 | 9.588 | 0 | 147.8114 | 0
16.09. | 20 | 238.5463 |  | 83.8674 | 9.588 | 0 | 145.0909 | 0
16.09. | 21 | 240.7581 |  | 85.1724 | 9.588 | 0 | 145.9977 | 0
16.09. | 22 | 241.2668 |  | 83.8674 | 9.588 | 0 | 147.8114 | 0
16.09. | 23 | 235.0996 |  | 81.8716 | 9.588 | 0 | 143.64 | 0
16.09. | 24 | 233.4395 |  | 82.0251 | 9.588 | 0 | 141.8264 | 0
17.09. | 1 | 234.9528 |  | 81.1808 | 9.588 | 0 | 144.1841 | 0
17.09. | 2 | 234.9461 |  | 81.7181 | 9.588 | 0 | 143.64 | 0
17.09. | 3 | 234.6323 |  | 81.9484 | 9.588 | 0 | 143.0959 | 0
17.09. | 4 | 234.3674 |  | 82.4089 | 9.588 | 0 | 142.3705 | 0
17.09. | 5 | 238.3304 |  | 84.5583 | 9.588 | 0 | 144.1841 | 0
17.09. | 6 | 233.4892 |  | 84.2512 | 9.588 | 0 | 139.65 | 0
17.09. | 7 | 230.5452 |  | 83.4836 | 9.588 | 0 | 137.4736 | 0
17.09. | 8 | 234.445 |  | 84.4815 | 9.588 | 0 | 140.3755 | 0
17.09. | 9 | 233.7963 |  | 84.5583 | 9.588 | 0 | 139.65 | 0
17.09. | 10 | 234.9747 |  | 83.5604 | 9.588 | 0 | 141.8264 | 0
17.09. | 11 | 241.0922 |  | 83.3301 | 9.588 | 0 | 148.1741 | 0
17.09. | 12 | 241.6227 |  | 84.4047 | 9.588 | 0 | 147.63 | 0
17.09. | 13 | 236.0561 |  | 84.0977 | 9.588 | 0 | 142.3705 | 0
17.09. | 14 | 234.1101 |  | 84.328 | 9.588 | 0 | 140.1941 | 0
17.09. | 15 | 236.2586 |  | 84.4815 | 9.588 | 0 | 142.1891 | 0
17.09. | 16 | 239.7534 |  | 84.7118 | 9.588 | 0 | 145.4536 | 0
17.09. | 17 | 240.144 |  | 84.5583 | 9.588 | 0 | 145.9977 | 0
17.09. | 18 | 242.6274 |  | 84.8653 | 9.588 | 0 | 148.1741 | 0
17.09. | 19 | 238.9444 |  | 85.1724 | 9.588 | 0 | 144.1841 | 0
17.09. | 20 | 238.2468 |  | 85.0188 | 9.588 | 0 | 143.64 | 0
17.09. | 21 | 236.9494 |  | 85.1724 | 9.588 | 0 | 142.1891 | 0
17.09. | 22 | 237.556 |  | 84.328 | 9.588 | 0 | 143.64 | 0
17.09. | 23 | 230.7258 |  | 81.4878 | 9.588 | 0 | 139.65 | 0
17.09. | 24 | 228.9754 |  | 82.6392 | 9.588 | 0 | 136.7482 | 0
18.09. | 1 | 229.9101 |  | 82.4857 | 9.588 | 0 | 137.8364 | 0
18.09. | 2 | 229.2335 |  | 82.716 | 9.588 | 0 | 136.9295 | 0
18.09. | 3 | 229.9311 |  | 82.8695 | 9.588 | 0 | 137.4736 | 0
18.09. | 4 | 229.0032 |  | 82.4857 | 9.588 | 0 | 136.9295 | 0
18.09. | 5 | 232.3108 |  | 85.2491 | 9.588 | 0 | 137.4736 | 0
18.09. | 6 | 234.4104 |  | 85.1724 | 9.588 | 0 | 139.65 | 0
18.09. | 7 | 236.0705 |  | 85.0188 | 9.588 | 0 | 141.4636 | 0
18.09. | 8 | 240.9116 |  | 85.3259 | 9.588 | 0 | 145.9977 | 0
18.09. | 9 | 222.0911 |  | 84.0977 | 9.588 | 0 | 128.4055 | 0
18.09. | 10 | 226.0533 |  | 84.2512 | 9.588 | 0 | 132.2141 | 0
18.09. | 11 | 243.2693 |  | 85.3259 | 9.588 | 0 | 148.3555 | 0
18.09. | 12 | 246.4082 |  | 85.0188 | 9.588 | 0 | 151.8014 | 0
18.09. | 13 | 246.7709 |  | 85.0188 | 9.588 | 0 | 152.1641 | 0
18.09. | 14 | 241.6438 |  | 84.7886 | 9.588 | 0 | 147.2673 | 0
18.09. | 15 | 240.737 |  | 84.7886 | 9.588 | 0 | 146.3605 | 0
18.09. | 16 | 244.204 |  | 85.1724 | 9.588 | 0 | 149.4436 | 0
18.09. | 17 | 241.7206 |  | 84.8653 | 9.588 | 0 | 147.2673 | 0
18.09. | 18 | 242.0833 |  | 84.8653 | 9.588 | 0 | 147.63 | 0
18.09. | 19 | 242.0276 |  | 85.1724 | 9.588 | 0 | 147.2673 | 0
18.09. | 20 | 243.4921 |  | 84.0977 | 9.588 | 0 | 149.8064 | 0
18.09. | 21 | 242.948 |  | 84.0977 | 9.588 | 0 | 149.2623 | 0
18.09. | 22 | 240.3456 |  | 82.9463 | 9.588 | 0 | 147.8114 | 0
18.09. | 23 | 237.9668 |  | 82.5625 | 9.588 | 0 | 145.8164 | 0
18.09. | 24 | 238.6088 |  | 83.023 | 9.588 | 0 | 145.9977 | 0
19.09. | 1 | 233.9701 |  | 83.0998 | 9.588 | 0 | 141.2823 | 0
19.09. | 2 | 237.7576 |  | 82.716 | 9.588 | 0 | 145.4536 | 0
19.09. | 3 | 240.6046 |  | 85.0188 | 9.588 | 0 | 145.9977 | 0
19.09. | 4 | 240.9116 |  | 85.3259 | 9.588 | 0 | 145.9977 | 0
19.09. | 5 | 236.3008 |  | 85.2491 | 9.588 | 0 | 141.4636 | 0
19.09. | 6 | 233.8941 |  | 85.0188 | 9.588 | 0 | 139.2873 | 0
19.09. | 7 | 235.3939 |  | 85.2491 | 9.588 | 0 | 140.5568 | 0
19.09. | 8 | 237.2565 |  | 85.4794 | 9.588 | 0 | 142.1891 | 0
19.09. | 9 | 229.1922 |  | 83.9442 | 9.588 | 0 | 135.66 | 0
19.09. | 10 | 227.7623 |  | 84.328 | 9.588 | 0 | 133.8464 | 0
19.09. | 11 | 231.1593 |  | 84.0977 | 9.588 | 0 | 137.4736 | 0
19.09. | 12 | 233.5035 |  | 85.1724 | 9.588 | 0 | 138.7432 | 0
19.09. | 13 | 236.817 |  | 85.4026 | 9.588 | 0 | 141.8264 | 0
19.09. | 14 | 237.933 |  | 85.2491 | 9.588 | 0 | 143.0959 | 0
19.09. | 15 | 235.8891 |  | 85.0188 | 9.588 | 0 | 141.2823 | 0
19.09. | 16 | 237.933 |  | 85.2491 | 9.588 | 0 | 143.0959 | 0
19.09. | 17 | 237.4379 |  | 85.4794 | 9.588 | 0 | 142.3705 | 0
19.09. | 18 | 241.8741 |  | 85.0188 | 9.588 | 0 | 147.2673 | 0
19.09. | 19 | 242.4182 |  | 85.0188 | 9.588 | 0 | 147.8114 | 0
19.09. | 20 | 240.6046 |  | 85.0188 | 9.588 | 0 | 145.9977 | 0
19.09. | 21 | 240.1929 |  | 84.7886 | 9.588 | 0 | 145.8164 | 0
19.09. | 22 | 237.6395 |  | 83.8674 | 9.588 | 0 | 144.1841 | 0
19.09. | 23 | 235.0161 |  | 82.3322 | 9.588 | 0 | 143.0959 | 0
19.09. | 24 | 237.2414 |  | 82.5625 | 9.588 | 0 | 145.0909 | 0
20.09. | 1 | 237.5273 |  | 82.4857 | 9.588 | 0 | 145.4536 | 0
20.09. | 2 | 235.2531 |  | 82.0251 | 9.588 | 0 | 143.64 | 0
20.09. | 3 | 235.5813 |  | 82.716 | 9.588 | 0 | 143.2773 | 0
20.09. | 4 | 237.2633 |  | 84.9421 | 9.588 | 0 | 142.7332 | 0
20.09. | 5 | 238.5539 |  | 85.3259 | 9.588 | 0 | 143.64 | 0
20.09. | 6 | 236.3564 |  | 84.9421 | 9.588 | 0 | 141.8264 | 0
20.09. | 7 | 238.0098 |  | 85.3259 | 9.588 | 0 | 143.0959 | 0
20.09. | 8 | 235.8123 |  | 84.9421 | 9.588 | 0 | 141.2823 | 0
20.09. | 9 | 236.747 |  | 84.7886 | 9.588 | 0 | 142.3705 | 0
20.09. | 10 | 205.8865 |  | 52.6585 | 9.588 | 0 | 143.64 | 0
20.09. | 11 | 237.2422 |  | 84.5583 | 9.588 | 0 | 143.0959 | 0
20.09. | 12 | 237.9398 |  | 84.7118 | 9.588 | 0 | 143.64 | 0
20.09. | 13 | 236.1262 |  | 84.7118 | 9.588 | 0 | 141.8264 | 0
20.09. | 14 | 238.1768 |  | 84.4047 | 9.588 | 0 | 144.1841 | 0
20.09. | 15 | 234.7031 |  | 84.5583 | 9.588 | 0 | 140.5568 | 0
20.09. | 16 | 238.2468 |  | 85.0188 | 9.588 | 0 | 143.64 | 0
20.09. | 17 | 243.1926 |  | 85.2491 | 9.588 | 0 | 148.3555 | 0
20.09. | 18 | 242.0276 |  | 85.1724 | 9.588 | 0 | 147.2673 | 0
20.09. | 19 | 238.9023 |  | 84.4047 | 9.588 | 0 | 144.9095 | 0
20.09. | 20 | 240.5278 |  | 84.9421 | 9.588 | 0 | 145.9977 | 0
20.09. | 21 | 243.3529 |  | 84.8653 | 9.588 | 0 | 148.8995 | 0
20.09. | 22 | 243.4364 |  | 84.4047 | 9.588 | 0 | 149.4436 | 0
20.09. | 23 | 240.4781 |  | 82.716 | 9.588 | 0 | 148.1741 | 0
20.09. | 24 | 240.3178 |  | 83.0998 | 9.588 | 0 | 147.63 | 0
21.09. | 1 | 239.1318 |  | 82.6392 | 9.588 | 0 | 146.9045 | 0
21.09. | 2 | 237.5898 |  | 81.6413 | 9.588 | 0 | 146.3605 | 0
21.09. | 3 | 237.9947 |  | 82.4089 | 9.588 | 0 | 145.9977 | 0
21.09. | 4 | 240.7581 |  | 85.1724 | 9.588 | 0 | 145.9977 | 0
21.09. | 5 | 238.7142 |  | 84.9421 | 9.588 | 0 | 144.1841 | 0
21.09. | 6 | 238.0933 |  | 84.8653 | 9.588 | 0 | 143.64 | 0
21.09. | 7 | 240.3675 |  | 85.3259 | 9.588 | 0 | 145.4536 | 0
21.09. | 8 | 240.5767 |  | 85.1724 | 9.588 | 0 | 145.8164 | 0
21.09. | 9 | 243.2483 |  | 84.9421 | 9.588 | 0 | 148.7182 | 0
21.09. | 10 | 239.5299 |  | 83.9442 | 9.588 | 0 | 145.9977 | 0
21.09. | 11 | 240.2764 |  | 84.328 | 9.588 | 0 | 146.3605 | 0
21.09. | 12 | 237.3611 |  | 85.4026 | 9.588 | 0 | 142.3705 | 0
21.09. | 13 | 237.2843 |  | 85.3259 | 9.588 | 0 | 142.3705 | 0
21.09. | 14 | 235.2893 |  | 85.3259 | 9.588 | 0 | 140.3755 | 0
21.09. | 15 | 236.3564 |  | 84.9421 | 9.588 | 0 | 141.8264 | 0
21.09. | 16 | 242.4182 |  | 85.0188 | 9.588 | 0 | 147.8114 | 0
21.09. | 17 | 246.0176 |  | 85.1724 | 9.588 | 0 | 151.2573 | 0
21.09. | 18 | 244.4689 |  | 84.7118 | 9.588 | 0 | 150.1691 | 0
21.09. | 19 | 240.8138 |  | 84.8653 | 9.588 | 0 | 146.3605 | 0
21.09. | 20 | 242.8088 |  | 84.8653 | 9.588 | 0 | 148.3555 | 0
21.09. | 21 | 241.8741 |  | 85.0188 | 9.588 | 0 | 147.2673 | 0
21.09. | 22 | 244.797 |  | 85.4026 | 9.588 | 0 | 149.8064 | 0
21.09. | 23 | 244.7759 |  | 85.0188 | 9.588 | 0 | 150.1691 | 0
21.09. | 24 | 239.7467 |  | 85.2491 | 9.588 | 0 | 144.9095 | 0
22.09. | 1 | 243.3529 |  | 84.8653 | 9.588 | 0 | 148.8995 | 0
22.09. | 2 | 243.5064 |  | 85.0188 | 9.588 | 0 | 148.8995 | 0
22.09. | 3 | 241.3579 |  | 84.8653 | 9.588 | 0 | 146.9045 | 0
22.09. | 4 | 236.3564 |  | 84.9421 | 9.588 | 0 | 141.8264 | 0
22.09. | 5 | 240.4443 |  | 85.4026 | 9.588 | 0 | 145.4536 | 0
22.09. | 6 | 238.1701 |  | 84.9421 | 9.588 | 0 | 143.64 | 0
22.09. | 7 | 237.8841 |  | 85.0188 | 9.588 | 0 | 143.2773 | 0
22.09. | 8 | 234.7106 |  | 86.0167 | 9.588 | 0 | 139.1059 | 0
22.09. | 9 | 233.42 |  | 85.6329 | 9.588 | 0 | 138.1991 | 0
22.09. | 10 | 234.1868 |  | 84.4047 | 9.588 | 0 | 140.1941 | 0
22.09. | 11 | 237.8563 |  | 85.1724 | 9.588 | 0 | 143.0959 | 0
22.09. | 12 | 237.6327 |  | 84.4047 | 9.588 | 0 | 143.64 | 0
22.09. | 13 | 223.5086 |  | 70.2806 | 9.588 | 0 | 143.64 | 0
22.09. | 14 | 225.5593 |  | 69.9735 | 9.588 | 0 | 145.9977 | 0
22.09. | 15 | 224.806 |  | 70.1271 | 9.588 | 0 | 145.0909 | 0
22.09. | 16 | 223.0548 |  | 69.2827 | 9.588 | 0 | 144.1841 | 0
22.09. | 17 | 226.5918 |  | 70.2806 | 9.588 | 0 | 146.7232 | 0
22.09. | 18 | 228.3708 |  | 70.9714 | 9.588 | 0 | 147.8114 | 0
22.09. | 19 | 226.8988 |  | 70.5876 | 9.588 | 0 | 146.7232 | 0
22.09. | 20 | 222.5393 |  | 71.125 | 9.588 | 0 | 141.8264 | 0
22.09. | 21 | 226.941 |  | 71.3553 | 9.588 | 0 | 145.9977 | 0
22.09. | 22 | 229.3552 |  | 73.044 | 9.588 | 0 | 146.7232 | 0
22.09. | 23 | 233.6674 |  | 76.268 | 9.588 | 0 | 147.8114 | 0
22.09. | 24 | 237.3738 |  | 82.3322 | 9.588 | 0 | 145.4536 | 0
23.09. | 1 | 240.4443 |  | 85.4026 | 9.588 | 0 | 145.4536 | 0
23.09. | 2 | 232.2972 |  | 86.3238 | 9.588 | 0 | 136.3855 | 0
23.09. | 3 | 241.9095 |  | 86.3238 | 9.588 | 0 | 145.9977 | 0
23.09. | 4 | 235.2758 |  | 86.4005 | 9.588 | 0 | 139.2873 | 0
23.09. | 5 | 239.2658 |  | 86.4005 | 9.588 | 0 | 143.2773 | 0
23.09. | 6 | 244.4764 |  | 86.1703 | 9.588 | 0 | 148.7182 | 0
23.09. | 7 | 244.2462 |  | 85.94 | 9.588 | 0 | 148.7182 | 0
23.09. | 8 | 241.756 |  | 86.1703 | 9.588 | 0 | 145.9977 | 0
23.09. | 9 | 245.3343 |  | 85.94 | 9.588 | 0 | 149.8064 | 0
23.09. | 10 | 245.4457 |  | 85.3259 | 9.588 | 0 | 150.5318 | 0
23.09. | 11 | 243.5553 |  | 85.2491 | 9.588 | 0 | 148.7182 | 0
23.09. | 12 | 243.7999 |  | 86.4005 | 9.588 | 0 | 147.8114 | 0
23.09. | 13 | 244.8113 |  | 86.3238 | 9.588 | 0 | 148.8995 | 0
23.09. | 14 | 243.1791 |  | 86.3238 | 9.588 | 0 | 147.2673 | 0
23.09. | 15 | 243.8488 |  | 86.6308 | 9.588 | 0 | 147.63 | 0
23.09. | 16 | 242.872 |  | 86.0167 | 9.588 | 0 | 147.2673 | 0
23.09. | 17 | 241.4422 |  | 86.4005 | 9.588 | 0 | 145.4536 | 0
23.09. | 18 | 246.0252 |  | 86.6308 | 9.588 | 0 | 149.8064 | 0
23.09. | 19 | 240.9116 |  | 85.3259 | 9.588 | 0 | 145.9977 | 0
23.09. | 20 | 237.9474 |  | 86.1703 | 9.588 | 0 | 142.1891 | 0
23.09. | 21 | 239.7888 |  | 86.0167 | 9.588 | 0 | 144.1841 | 0
23.09. | 22 | 242.1744 |  | 85.8632 | 9.588 | 0 | 146.7232 | 0
23.09. | 23 | 242.4814 |  | 86.1703 | 9.588 | 0 | 146.7232 | 0
23.09. | 24 | 237.8149 |  | 86.4005 | 9.588 | 0 | 141.8264 | 0
24.09. | 1 | 241.9863 |  | 86.4005 | 9.588 | 0 | 145.9977 | 0
24.09. | 2 | 242.4814 |  | 86.1703 | 9.588 | 0 | 146.7232 | 0
24.09. | 3 | 240.2494 |  | 86.4773 | 9.588 | 0 | 144.1841 | 0
24.09. | 4 | 239.3983 |  | 86.1703 | 9.588 | 0 | 143.64 | 0
24.09. | 5 | 240.8213 |  | 86.3238 | 9.588 | 0 | 144.9095 | 0
24.09. | 6 | 240.6121 |  | 86.4773 | 9.588 | 0 | 144.5468 | 0
24.09. | 7 | 240.4029 |  | 86.6308 | 9.588 | 0 | 144.1841 | 0
24.09. | 8 | 239.4961 |  | 86.6308 | 9.588 | 0 | 143.2773 | 0
24.09. | 9 | 241.1562 |  | 86.4773 | 9.588 | 0 | 145.0909 | 0
24.09. | 10 | 242.3558 |  | 85.8632 | 9.588 | 0 | 146.9045 | 0
24.09. | 11 | 242.3558 |  | 85.8632 | 9.588 | 0 | 146.9045 | 0
24.09. | 12 | 244.1137 |  | 86.1703 | 9.588 | 0 | 148.3555 | 0
24.09. | 13 | 240.8213 |  | 86.3238 | 9.588 | 0 | 144.9095 | 0
24.09. | 14 | 244.344 |  | 86.4005 | 9.588 | 0 | 148.3555 | 0
24.09. | 15 | 243.5064 |  | 85.0188 | 9.588 | 0 | 148.8995 | 0
24.09. | 16 | 243.6185 |  | 86.4005 | 9.588 | 0 | 147.63 | 0
24.09. | 17 | 240.3818 |  | 86.247 | 9.588 | 0 | 144.5468 | 0
24.09. | 18 | 243.2558 |  | 86.4005 | 9.588 | 0 | 147.2673 | 0
24.09. | 19 | 247.455 |  | 86.247 | 9.588 | 0 | 151.62 | 0
24.09. | 20 | 245.2087 |  | 85.6329 | 9.588 | 0 | 149.9877 | 0
24.09. | 21 | 244.8881 |  | 86.4005 | 9.588 | 0 | 148.8995 | 0
24.09. | 22 | 244.1905 |  | 86.247 | 9.588 | 0 | 148.3555 | 0
24.09. | 23 | 244.1905 |  | 86.247 | 9.588 | 0 | 148.3555 | 0
24.09. | 24 | 238.4358 |  | 86.4773 | 9.588 | 0 | 142.3705 | 0
25.09. | 1 | 238.0452 |  | 86.6308 | 9.588 | 0 | 141.8264 | 0
25.09. | 2 | 239.0845 |  | 86.4005 | 9.588 | 0 | 143.0959 | 0
25.09. | 3 | 240.0959 |  | 86.3238 | 9.588 | 0 | 144.1841 | 0
25.09. | 4 | 239.4961 |  | 86.6308 | 9.588 | 0 | 143.2773 | 0
25.09. | 5 | 240.0959 |  | 86.3238 | 9.588 | 0 | 144.1841 | 0
25.09. | 6 | 237.2708 |  | 86.4005 | 9.588 | 0 | 141.2823 | 0
25.09. | 7 | 237.9474 |  | 86.1703 | 9.588 | 0 | 142.1891 | 0
25.09. | 8 | 237.8149 |  | 86.4005 | 9.588 | 0 | 141.8264 | 0
25.09. | 9 | 234.8642 |  | 86.1703 | 9.588 | 0 | 139.1059 | 0
25.09. | 10 | 237.9541 |  | 85.6329 | 9.588 | 0 | 142.7332 | 0
25.09. | 11 | 243.6531 |  | 85.7097 | 9.588 | 0 | 148.3555 | 0
25.09. | 12 | 243.0255 |  | 86.1703 | 9.588 | 0 | 147.2673 | 0
25.09. | 13 | 244.63 |  | 86.3238 | 9.588 | 0 | 148.7182 | 0
25.09. | 14 | 241.0795 |  | 86.4005 | 9.588 | 0 | 145.0909 | 0
25.09. | 15 | 242.5093 |  | 86.0167 | 9.588 | 0 | 146.9045 | 0
25.09. | 16 | 239.998 |  | 85.8632 | 9.588 | 0 | 144.5468 | 0
25.09. | 17 | 239.2515 |  | 85.4794 | 9.588 | 0 | 144.1841 | 0
25.09. | 18 | 244.1626 |  | 86.4005 | 9.588 | 0 | 148.1741 | 0
25.09. | 19 | 241.3722 |  | 85.7865 | 9.588 | 0 | 145.9977 | 0
25.09. | 20 | 241.6725 |  | 86.6308 | 9.588 | 0 | 145.4536 | 0
25.09. | 21 | 239.0077 |  | 86.3238 | 9.588 | 0 | 143.0959 | 0
25.09. | 22 | 240.1726 |  | 86.4005 | 9.588 | 0 | 144.1841 | 0
25.09. | 23 | 237.1241 |  | 85.7097 | 9.588 | 0 | 141.8264 | 0
25.09. | 24 | 237.8217 |  | 85.8632 | 9.588 | 0 | 142.3705 | 0
26.09. | 1 | 238.0241 |  | 86.247 | 9.588 | 0 | 142.1891 | 0
26.09. | 2 | 239.0355 |  | 86.1703 | 9.588 | 0 | 143.2773 | 0
26.09. | 3 | 236.2105 |  | 86.247 | 9.588 | 0 | 140.3755 | 0
26.09. | 4 | 235.0455 |  | 86.1703 | 9.588 | 0 | 139.2873 | 0
26.09. | 5 | 232.9949 |  | 86.4773 | 9.588 | 0 | 136.9295 | 0
26.09. | 6 | 223.7867 |  | 85.2491 | 9.588 | 0 | 128.9495 | 0
26.09. | 7 | 229.3743 |  | 85.94 | 9.588 | 0 | 133.8464 | 0
26.09. | 8 | 229.6325 |  | 86.0167 | 9.588 | 0 | 134.0277 | 0
26.09. | 9 | 229.2765 |  | 85.4794 | 9.588 | 0 | 134.2091 | 0
26.09. | 10 | 228.9694 |  | 85.1724 | 9.588 | 0 | 134.2091 | 0
26.09. | 11 | 234.5706 |  | 84.7886 | 9.588 | 0 | 140.1941 | 0
26.09. | 12 | 238.7142 |  | 84.9421 | 9.588 | 0 | 144.1841 | 0
26.09. | 13 | 235.8959 |  | 84.4815 | 9.588 | 0 | 141.8264 | 0
26.09. | 14 | 237.4092 |  | 83.6371 | 9.588 | 0 | 144.1841 | 0
26.09. | 15 | 231.9683 |  | 83.6371 | 9.588 | 0 | 138.7432 | 0
26.09. | 16 | 236.8862 |  | 84.0209 | 9.588 | 0 | 143.2773 | 0
26.09. | 17 | 231.5085 |  | 85.1724 | 9.588 | 0 | 136.7482 | 0
26.09. | 18 | 233.7963 |  | 84.5583 | 9.588 | 0 | 139.65 | 0
26.09. | 19 | 237.5771 |  | 84.7118 | 9.588 | 0 | 143.2773 | 0
26.09. | 20 | 240.7302 |  | 85.3259 | 9.588 | 0 | 145.8164 | 0
26.09. | 21 | 241.5257 |  | 85.94 | 9.588 | 0 | 145.9977 | 0
26.09. | 22 | 239.6142 |  | 85.4794 | 9.588 | 0 | 144.5468 | 0
26.09. | 23 | 235.1012 |  | 85.8632 | 9.588 | 0 | 139.65 | 0
26.09. | 24 | 237.3543 |  | 85.94 | 9.588 | 0 | 141.8264 | 0
27.09. | 1 | 238.4982 |  | 85.6329 | 9.588 | 0 | 143.2773 | 0
27.09. | 2 | 237.6403 |  | 85.8632 | 9.588 | 0 | 142.1891 | 0
27.09. | 3 | 236.008 |  | 85.8632 | 9.588 | 0 | 140.5568 | 0
27.09. | 4 | 231.6831 |  | 85.7097 | 9.588 | 0 | 136.3855 | 0
27.09. | 5 | 233.9363 |  | 85.7865 | 9.588 | 0 | 138.5618 | 0
27.09. | 6 | 235.1847 |  | 85.4026 | 9.588 | 0 | 140.1941 | 0
27.09. | 7 | 234.6617 |  | 85.7865 | 9.588 | 0 | 139.2873 | 0
27.09. | 8 | 235.8267 |  | 85.8632 | 9.588 | 0 | 140.3755 | 0
27.09. | 9 | 234.2568 |  | 85.0188 | 9.588 | 0 | 139.65 | 0
27.09. | 10 | 241.7206 |  | 84.8653 | 9.588 | 0 | 147.2673 | 0
27.09. | 11 | 245.9476 |  | 84.5583 | 9.588 | 0 | 151.8014 | 0
27.09. | 12 | 234.3682 |  | 84.4047 | 9.588 | 0 | 140.3755 | 0
27.09. | 13 | 233.4057 |  | 84.7118 | 9.588 | 0 | 139.1059 | 0
27.09. | 14 | 233.113 |  | 85.3259 | 9.588 | 0 | 138.1991 | 0
27.09. | 15 | 245.4668 |  | 85.7097 | 9.588 | 0 | 150.1691 | 0
27.09. | 16 | 244.6781 |  | 84.5583 | 9.588 | 0 | 150.5318 | 0
27.09. | 17 | 242.8788 |  | 85.4794 | 9.588 | 0 | 147.8114 | 0
27.09. | 18 | 244.5946 |  | 85.0188 | 9.588 | 0 | 149.9877 | 0
27.09. | 19 | 239.098 |  | 85.3259 | 9.588 | 0 | 144.1841 | 0
27.09. | 20 | 240.6746 |  | 85.6329 | 9.588 | 0 | 145.4536 | 0
27.09. | 21 | 240.2072 |  | 85.7097 | 9.588 | 0 | 144.9095 | 0
27.09. | 22 | 240.7513 |  | 85.7097 | 9.588 | 0 | 145.4536 | 0
27.09. | 23 | 241.9441 |  | 85.6329 | 9.588 | 0 | 146.7232 | 0
27.09. | 24 | 244.1972 |  | 85.7097 | 9.588 | 0 | 148.8995 | 0
28.09. | 1 | 239.0912 |  | 85.8632 | 9.588 | 0 | 143.64 | 0
28.09. | 2 | 237.5492 |  | 84.8653 | 9.588 | 0 | 143.0959 | 0
28.09. | 3 | 239.1747 |  | 85.4026 | 9.588 | 0 | 144.1841 | 0
28.09. | 4 | 238.6517 |  | 85.7865 | 9.588 | 0 | 143.2773 | 0
28.09. | 5 | 238.1912 |  | 85.3259 | 9.588 | 0 | 143.2773 | 0
28.09. | 6 | 231.9269 |  | 84.8653 | 9.588 | 0 | 137.4736 | 0
28.09. | 7 | 232.0526 |  | 85.1724 | 9.588 | 0 | 137.2923 | 0
28.09. | 8 | 234.1666 |  | 86.0167 | 9.588 | 0 | 138.5618 | 0
28.09. | 9 | 234.8709 |  | 85.6329 | 9.588 | 0 | 139.65 | 0
28.09. | 10 | 233.6292 |  | 85.4794 | 9.588 | 0 | 138.5618 | 0
28.09. | 11 | 233.2733 |  | 84.9421 | 9.588 | 0 | 138.7432 | 0
28.09. | 12 | 228.8895 |  | 77.1124 | 9.588 | 0 | 142.1891 | 0
28.09. | 13 | 234.8745 |  | 77.1124 | 9.588 | 0 | 148.1741 | 0
28.09. | 14 | 240.1854 |  | 83.3301 | 9.588 | 0 | 147.2673 | 0
28.09. | 15 | 236.963 |  | 84.0977 | 9.588 | 0 | 143.2773 | 0
28.09. | 16 | 240.7581 |  | 85.1724 | 9.588 | 0 | 145.9977 | 0
28.09. | 17 | 245.39 |  | 85.6329 | 9.588 | 0 | 150.1691 | 0
28.09. | 18 | 244.7413 |  | 85.7097 | 9.588 | 0 | 149.4436 | 0
28.09. | 19 | 244.7759 |  | 85.0188 | 9.588 | 0 | 150.1691 | 0
28.09. | 20 | 243.2558 |  | 86.4005 | 9.588 | 0 | 147.2673 | 0
28.09. | 21 | 244.63 |  | 86.3238 | 9.588 | 0 | 148.7182 | 0
28.09. | 22 | 243.4861 |  | 86.6308 | 9.588 | 0 | 147.2673 | 0
28.09. | 23 | 242.063 |  | 86.4773 | 9.588 | 0 | 145.9977 | 0
28.09. | 24 | 243.2626 |  | 85.8632 | 9.588 | 0 | 147.8114 | 0
29.09. | 1 | 241.5746 |  | 86.1703 | 9.588 | 0 | 145.8164 | 0
29.09. | 2 | 241.8741 |  | 85.0188 | 9.588 | 0 | 147.2673 | 0
29.09. | 3 | 241.1562 |  | 86.4773 | 9.588 | 0 | 145.0909 | 0
29.09. | 4 | 228.0491 |  | 86.247 | 9.588 | 0 | 132.2141 | 0
29.09. | 5 | 239.5518 |  | 86.3238 | 9.588 | 0 | 143.64 | 0
29.09. | 6 | 236.4129 |  | 86.6308 | 9.588 | 0 | 140.1941 | 0
29.09. | 7 | 227.2123 |  | 86.8611 | 9.588 | 0 | 130.7632 | 0
29.09. | 8 | 237.0473 |  | 85.6329 | 9.588 | 0 | 141.8264 | 0
29.09. | 9 | 241.6649 |  | 85.1724 | 9.588 | 0 | 146.9045 | 0
29.09. | 10 | 240.3464 |  | 84.9421 | 9.588 | 0 | 145.8164 | 0
29.09. | 11 | 236.3008 |  | 85.2491 | 9.588 | 0 | 141.4636 | 0
29.09. | 12 | 243.0255 |  | 86.1703 | 9.588 | 0 | 147.2673 | 0
29.09. | 13 | 242.4814 |  | 86.1703 | 9.588 | 0 | 146.7232 | 0
29.09. | 14 | 242.2166 |  | 86.6308 | 9.588 | 0 | 145.9977 | 0
29.09. | 15 | 243.6953 |  | 86.4773 | 9.588 | 0 | 147.63 | 0
29.09. | 16 | 244.8113 |  | 86.3238 | 9.588 | 0 | 148.8995 | 0
29.09. | 17 | 243.7021 |  | 85.94 | 9.588 | 0 | 148.1741 | 0
29.09. | 18 | 242.3279 |  | 86.0167 | 9.588 | 0 | 146.7232 | 0
29.09. | 19 | 239.5585 |  | 85.7865 | 9.588 | 0 | 144.1841 | 0
29.09. | 20 | 242.942 |  | 86.6308 | 9.588 | 0 | 146.7232 | 0
29.09. | 21 | 230.2812 |  | 85.94 | 9.588 | 0 | 134.7532 | 0
29.09. | 22 | 240.6121 |  | 86.4773 | 9.588 | 0 | 144.5468 | 0
29.09. | 23 | 244.2394 |  | 86.4773 | 9.588 | 0 | 148.1741 | 0
29.09. | 24 | 244.2394 |  | 86.4773 | 9.588 | 0 | 148.1741 | 0
30.09. | 1 | 241.8817 |  | 86.4773 | 9.588 | 0 | 145.8164 | 0
30.09. | 2 | 241.3097 |  | 86.6308 | 9.588 | 0 | 145.0909 | 0
30.09. | 3 | 239.3983 |  | 86.1703 | 9.588 | 0 | 143.64 | 0
30.09. | 4 | 240.9259 |  | 86.247 | 9.588 | 0 | 145.0909 | 0
30.09. | 5 | 239.1891 |  | 86.3238 | 9.588 | 0 | 143.2773 | 0
30.09. | 6 | 239.7677 |  | 85.6329 | 9.588 | 0 | 144.5468 | 0
30.09. | 7 | 241.4422 |  | 86.4005 | 9.588 | 0 | 145.4536 | 0
30.09. | 8 | 244.5743 |  | 86.6308 | 9.588 | 0 | 148.3555 | 0
30.09. | 9 | 242.8788 |  | 85.4794 | 9.588 | 0 | 147.8114 | 0
30.09. | 10 | 242.279 |  | 85.7865 | 9.588 | 0 | 146.9045 | 0
30.09. | 11 | 243.3393 |  | 85.94 | 9.588 | 0 | 147.8114 | 0
30.09. | 12 | 243.967 |  | 85.4794 | 9.588 | 0 | 148.8995 | 0
30.09. | 13 | 244.4764 |  | 86.1703 | 9.588 | 0 | 148.7182 | 0
30.09. | 14 | 246.4436 |  | 86.3238 | 9.588 | 0 | 150.5318 | 0
30.09. | 15 | 246.4714 |  | 86.1703 | 9.588 | 0 | 150.7132 | 0
30.09. | 16 | 247.7967 |  | 85.8632 | 9.588 | 0 | 152.3455 | 0
30.09. | 17 | 244.9649 |  | 86.4773 | 9.588 | 0 | 148.8995 | 0
30.09. | 18 | 247.6085 |  | 86.4005 | 9.588 | 0 | 151.62 | 0
30.09. | 19 | 246.4782 |  | 85.6329 | 9.588 | 0 | 151.2573 | 0
30.09. | 20 | 247.6921 |  | 85.94 | 9.588 | 0 | 152.1641 | 0
30.09. | 21 | 233.5389 |  | 86.4773 | 9.588 | 0 | 137.4736 | 0
30.09. | 22 | 239.0288 |  | 86.7076 | 9.588 | 0 | 142.7332 | 0
30.09. | 23 | 247.3783 |  | 86.1703 | 9.588 | 0 | 151.62 | 0
30.09. | 24 | 246.3179 |  | 86.0167 | 9.588 | 0 | 150.7132 | 0
01.10. | 1 | 247.7967 |  | 85.8632 | 9.588 | 0 | 152.3455 | 0
01.10. | 2 | 243.2693 |  | 85.3259 | 9.588 | 0 | 148.3555 | 0
01.10. | 3 | 242.8509 |  | 85.6329 | 9.588 | 0 | 147.63 | 0
01.10. | 4 | 241.2954 |  | 85.7097 | 9.588 | 0 | 145.9977 | 0
01.10. | 5 | 240.8213 |  | 86.3238 | 9.588 | 0 | 144.9095 | 0
01.10. | 6 | 236.5243 |  | 86.0167 | 9.588 | 0 | 140.9195 | 0
01.10. | 7 | 233.9017 |  | 86.4773 | 9.588 | 0 | 137.8364 | 0
01.10. | 8 | 235.1223 |  | 86.247 | 9.588 | 0 | 139.2873 | 0
01.10. | 9 | 240.6678 |  | 86.1703 | 9.588 | 0 | 144.9095 | 0
01.10. | 10 | 237.4868 |  | 85.7097 | 9.588 | 0 | 142.1891 | 0
01.10. | 11 | 244.8181 |  | 85.7865 | 9.588 | 0 | 149.4436 | 0
01.10. | 12 | 243.5418 |  | 86.3238 | 9.588 | 0 | 147.63 | 0
01.10. | 13 | 239.475 |  | 86.247 | 9.588 | 0 | 143.64 | 0
01.10. | 14 | 247.2458 |  | 86.4005 | 9.588 | 0 | 151.2573 | 0
01.10. | 15 | 245.3276 |  | 86.4773 | 9.588 | 0 | 149.2623 | 0
01.10. | 16 | 244.7835 |  | 86.4773 | 9.588 | 0 | 148.7182 | 0
01.10. | 17 | 247.7131 |  | 86.3238 | 9.588 | 0 | 151.8014 | 0
01.10. | 18 | 243.088 |  | 85.3259 | 9.588 | 0 | 148.1741 | 0
01.10. | 19 | 247.0712 |  | 85.8632 | 9.588 | 0 | 151.62 | 0
01.10. | 20 | 233.2319 |  | 86.1703 | 9.588 | 0 | 137.4736 | 0
01.10. | 21 | 243.3393 |  | 85.94 | 9.588 | 0 | 147.8114 | 0
01.10. | 22 | 240.4029 |  | 86.6308 | 9.588 | 0 | 144.1841 | 0
01.10. | 23 | 243.6185 |  | 86.4005 | 9.588 | 0 | 147.63 | 0
01.10. | 24 | 240.2494 |  | 86.4773 | 9.588 | 0 | 144.1841 | 0
02.10. | 1 | 243.5418 |  | 86.3238 | 9.588 | 0 | 147.63 | 0
02.10. | 2 | 243.7231 |  | 86.3238 | 9.588 | 0 | 147.8114 | 0
02.10. | 3 | 239.5518 |  | 86.3238 | 9.588 | 0 | 143.64 | 0
02.10. | 4 | 235.0945 |  | 86.4005 | 9.588 | 0 | 139.1059 | 0
02.10. | 5 | 237.2776 |  | 85.8632 | 9.588 | 0 | 141.8264 | 0
02.10. | 6 | 238.2544 |  | 86.4773 | 9.588 | 0 | 142.1891 | 0
02.10. | 7 | 231.5718 |  | 86.3238 | 9.588 | 0 | 135.66 | 0
02.10. | 8 | 237.0684 |  | 86.0167 | 9.588 | 0 | 141.4636 | 0
02.10. | 9 | 233.2108 |  | 85.7865 | 9.588 | 0 | 137.8364 | 0
02.10. | 10 | 239.7037 |  | 82.4857 | 9.588 | 0 | 147.63 | 0
02.10. | 11 | 242.2022 |  | 85.7097 | 9.588 | 0 | 146.9045 | 0
02.10. | 12 | 242.279 |  | 85.7865 | 9.588 | 0 | 146.9045 | 0
02.10. | 13 | 245.0484 |  | 86.0167 | 9.588 | 0 | 149.4436 | 0
02.10. | 14 | 245.746 |  | 86.1703 | 9.588 | 0 | 149.9877 | 0
02.10. | 15 | 246.7085 |  | 85.8632 | 9.588 | 0 | 151.2573 | 0
02.10. | 16 | 245.7949 |  | 86.4005 | 9.588 | 0 | 149.8064 | 0
02.10. | 17 | 243.7299 |  | 85.7865 | 9.588 | 0 | 148.3555 | 0
02.10. | 18 | 246.4714 |  | 86.1703 | 9.588 | 0 | 150.7132 | 0
02.10. | 19 | 248.6478 |  | 86.1703 | 9.588 | 0 | 152.8895 | 0
02.10. | 20 | 249.2265 |  | 85.4794 | 9.588 | 0 | 154.1591 | 0
02.10. | 21 | 246.6039 |  | 85.94 | 9.588 | 0 | 151.0759 | 0
02.10. | 22 | 246.9877 |  | 86.3238 | 9.588 | 0 | 151.0759 | 0
02.10. | 23 | 248.1105 |  | 85.6329 | 9.588 | 0 | 152.8895 | 0
02.10. | 24 | 246.1576 |  | 86.4005 | 9.588 | 0 | 150.1691 | 0
03.10. | 1 | 242.1955 |  | 86.247 | 9.588 | 0 | 146.3605 | 0
03.10. | 2 | 243.9324 |  | 86.1703 | 9.588 | 0 | 148.1741 | 0
03.10. | 3 | 242.7117 |  | 86.4005 | 9.588 | 0 | 146.7232 | 0
03.10. | 4 | 237.1941 |  | 86.3238 | 9.588 | 0 | 141.2823 | 0
03.10. | 5 | 237.2008 |  | 85.7865 | 9.588 | 0 | 141.8264 | 0
03.10. | 6 | 237.3543 |  | 85.94 | 9.588 | 0 | 141.8264 | 0
03.10. | 7 | 236.5454 |  | 86.4005 | 9.588 | 0 | 140.5568 | 0
03.10. | 8 | 234.5504 |  | 86.4005 | 9.588 | 0 | 138.5618 | 0
03.10. | 9 | 240.3118 |  | 85.6329 | 9.588 | 0 | 145.0909 | 0
03.10. | 10 | 236.747 |  | 84.7886 | 9.588 | 0 | 142.3705 | 0
03.10. | 11 | 238.9444 |  | 85.1724 | 9.588 | 0 | 144.1841 | 0
03.10. | 12 | 240.3886 |  | 85.7097 | 9.588 | 0 | 145.0909 | 0
03.10. | 13 | 235.178 |  | 85.94 | 9.588 | 0 | 139.65 | 0
03.10. | 14 | 241.1908 |  | 85.7865 | 9.588 | 0 | 145.8164 | 0
03.10. | 15 | 241.2187 |  | 85.6329 | 9.588 | 0 | 145.9977 | 0
03.10. | 16 | 242.9277 |  | 85.7097 | 9.588 | 0 | 147.63 | 0
03.10. | 17 | 236.531 |  | 85.4794 | 9.588 | 0 | 141.4636 | 0
03.10. | 18 | 244.9716 |  | 85.94 | 9.588 | 0 | 149.4436 | 0
03.10. | 19 | 239.9213 |  | 85.7865 | 9.588 | 0 | 144.5468 | 0
03.10. | 20 | 250.1966 |  | 86.6308 | 9.588 | 0 | 153.9777 | 0
03.10. | 21 | 246.7017 |  | 86.4005 | 9.588 | 0 | 150.7132 | 0
03.10. | 22 | 239.3426 |  | 86.4773 | 9.588 | 0 | 143.2773 | 0
03.10. | 23 | 239.9356 |  | 86.7076 | 9.588 | 0 | 143.64 | 0
03.10. | 24 | 240.8492 |  | 86.1703 | 9.588 | 0 | 145.0909 | 0
04.10. | 1 | 241.7281 |  | 86.3238 | 9.588 | 0 | 145.8164 | 0
04.10. | 2 | 240.8213 |  | 86.3238 | 9.588 | 0 | 144.9095 | 0
04.10. | 3 | 226.2788 |  | 72.5067 | 9.588 | 0 | 144.1841 | 0
04.10. | 4 | 237.1722 |  | 83.9442 | 9.588 | 0 | 143.64 | 0
04.10. | 5 | 238.3379 |  | 86.0167 | 9.588 | 0 | 142.7332 | 0
04.10. | 6 | 235.8267 |  | 85.8632 | 9.588 | 0 | 140.3755 | 0
04.10. | 7 | 235.178 |  | 85.94 | 9.588 | 0 | 139.65 | 0
04.10. | 8 | 229.4511 |  | 86.0167 | 9.588 | 0 | 133.8464 | 0
04.10. | 9 | 239.2447 |  | 86.0167 | 9.588 | 0 | 143.64 | 0
04.10. | 10 | 221.5768 |  | 71.432 | 9.588 | 0 | 140.5568 | 0
04.10. | 11 | 219.9024 |  | 70.6644 | 9.588 | 0 | 139.65 | 0
04.10. | 12 | 224.0316 |  | 69.8968 | 9.588 | 0 | 144.5468 | 0
04.10. | 13 | 220.9417 |  | 70.4341 | 9.588 | 0 | 140.9195 | 0
04.10. | 14 | 224.8203 |  | 71.0482 | 9.588 | 0 | 144.1841 | 0
04.10. | 15 | 222.6161 |  | 71.2017 | 9.588 | 0 | 141.8264 | 0
04.10. | 16 | 216.6379 |  | 70.6644 | 9.588 | 0 | 136.3855 | 0
04.10. | 17 | 234.6104 |  | 79.5688 | 9.588 | 0 | 145.4536 | 0
04.10. | 18 | 239.5983 |  | 80.5667 | 9.588 | 0 | 149.4436 | 0
04.10. | 19 | 242.3339 |  | 83.4836 | 9.588 | 0 | 149.2623 | 0
04.10. | 20 | 242.1812 |  | 85.3259 | 9.588 | 0 | 147.2673 | 0
04.10. | 21 | 241.7281 |  | 86.3238 | 9.588 | 0 | 145.8164 | 0
04.10. | 22 | 239.168 |  | 85.94 | 9.588 | 0 | 143.64 | 0
04.10. | 23 | 239.928 |  | 85.2491 | 9.588 | 0 | 145.0909 | 0
04.10. | 24 | 237.3476 |  | 86.4773 | 9.588 | 0 | 141.2823 | 0
05.10. | 1 | 237.7449 |  | 85.7865 | 9.588 | 0 | 142.3705 | 0
05.10. | 2 | 236.1194 |  | 85.2491 | 9.588 | 0 | 141.2823 | 0
05.10. | 3 | 235.0245 |  | 85.7865 | 9.588 | 0 | 139.65 | 0
05.10. | 4 | 233.8106 |  | 85.4794 | 9.588 | 0 | 138.7432 | 0
05.10. | 5 | 233.9363 |  | 85.7865 | 9.588 | 0 | 138.5618 | 0
05.10. | 6 | 225.3422 |  | 85.1724 | 9.588 | 0 | 130.5818 | 0
05.10. | 7 | 231.0134 |  | 85.4026 | 9.588 | 0 | 136.0227 | 0
05.10. | 8 | 236.7613 |  | 85.7097 | 9.588 | 0 | 141.4636 | 0
05.10. | 9 | 240.9049 |  | 85.8632 | 9.588 | 0 | 145.4536 | 0
05.10. | 10 | 240.6046 |  | 85.0188 | 9.588 | 0 | 145.9977 | 0
05.10. | 11 | 237.6538 |  | 84.7886 | 9.588 | 0 | 143.2773 | 0
05.10. | 12 | 236.8938 |  | 85.4794 | 9.588 | 0 | 141.8264 | 0
05.10. | 13 | 224.9603 |  | 72.2764 | 9.588 | 0 | 143.0959 | 0
05.10. | 14 | 231.7491 |  | 76.3448 | 9.588 | 0 | 145.8164 | 0
05.10. | 15 | 228.3943 |  | 77.3427 | 9.588 | 0 | 141.4636 | 0
05.10. | 16 | 233.0632 |  | 83.0998 | 9.588 | 0 | 140.3755 | 0
05.10. | 17 | 222.7342 |  | 70.0503 | 9.588 | 0 | 143.0959 | 0
05.10. | 18 | 236.2156 |  | 81.7181 | 9.588 | 0 | 144.9095 | 0
05.10. | 19 | 238.8323 |  | 83.7906 | 9.588 | 0 | 145.4536 | 0
05.10. | 20 | 236.3346 |  | 82.5625 | 9.588 | 0 | 144.1841 | 0
05.10. | 21 | 241.3157 |  | 84.0977 | 9.588 | 0 | 147.63 | 0
05.10. | 22 | 234.0266 |  | 84.7886 | 9.588 | 0 | 139.65 | 0
05.10. | 23 | 236.6702 |  | 84.7118 | 9.588 | 0 | 142.3705 | 0
05.10. | 24 | 237.626 |  | 84.9421 | 9.588 | 0 | 143.0959 | 0
06.10. | 1 | 226.515 |  | 70.2038 | 9.588 | 0 | 146.7232 | 0
06.10. | 2 | 226.3758 |  | 70.9714 | 9.588 | 0 | 145.8164 | 0
06.10. | 3 | 219.6864 |  | 71.3553 | 9.588 | 0 | 138.7432 | 0
06.10. | 4 | 230.8101 |  | 83.023 | 9.588 | 0 | 138.1991 | 0
06.10. | 5 | 220.3486 |  | 70.2038 | 9.588 | 0 | 140.5568 | 0
06.10. | 6 | 223.4461 |  | 71.125 | 9.588 | 0 | 142.7332 | 0
06.10. | 7 | 226.299 |  | 70.8947 | 9.588 | 0 | 145.8164 | 0
06.10. | 8 | 224.6457 |  | 70.5109 | 9.588 | 0 | 144.5468 | 0
06.10. | 9 | 238.5025 |  | 79.1082 | 9.588 | 0 | 149.8064 | 0
06.10. | 10 | 232.8214 |  | 71.432 | 9.588 | 0 | 151.8014 | 0
06.10. | 11 | 239.8556 |  | 78.6476 | 9.588 | 0 | 151.62 | 0
06.10. | 12 | 244.0286 |  | 82.6392 | 9.588 | 0 | 151.8014 | 0
06.10. | 13 | 242.0411 |  | 84.0977 | 9.588 | 0 | 148.3555 | 0
06.10. | 14 | 229.7593 |  | 71.8158 | 9.588 | 0 | 148.3555 | 0
06.10. | 15 | 238.4258 |  | 79.0314 | 9.588 | 0 | 149.8064 | 0
06.10. | 16 | 241.5587 |  | 81.2575 | 9.588 | 0 | 150.7132 | 0
06.10. | 17 | 239.4937 |  | 80.6434 | 9.588 | 0 | 149.2623 | 0
06.10. | 18 | 240.6797 |  | 81.104 | 9.588 | 0 | 149.9877 | 0
06.10. | 19 | 244.663 |  | 81.6413 | 9.588 | 0 | 153.4336 | 0
06.10. | 20 | 242.9261 |  | 81.7181 | 9.588 | 0 | 151.62 | 0
06.10. | 21 | 235.3366 |  | 81.5646 | 9.588 | 0 | 144.1841 | 0
06.10. | 22 | 242.4098 |  | 81.5646 | 9.588 | 0 | 151.2573 | 0
06.10. | 23 | 244.663 |  | 81.6413 | 9.588 | 0 | 153.4336 | 0
06.10. | 24 | 242.7726 |  | 81.5646 | 9.588 | 0 | 151.62 | 0
07.10. | 1 | 239.1242 |  | 81.1808 | 9.588 | 0 | 148.3555 | 0
07.10. | 2 | 242.2217 |  | 82.1019 | 9.588 | 0 | 150.5318 | 0
07.10. | 3 | 241.1403 |  | 81.5646 | 9.588 | 0 | 149.9877 | 0
07.10. | 4 | 237.8968 |  | 81.9484 | 9.588 | 0 | 146.3605 | 0
07.10. | 5 | 233.5163 |  | 82.1019 | 9.588 | 0 | 141.8264 | 0
07.10. | 6 | 227.5591 |  | 81.9484 | 9.588 | 0 | 136.0227 | 0
07.10. | 7 | 232.6094 |  | 82.1019 | 9.588 | 0 | 140.9195 | 0
07.10. | 8 | 238.4966 |  | 81.6413 | 9.588 | 0 | 147.2673 | 0
07.10. | 9 | 236.6062 |  | 81.5646 | 9.588 | 0 | 145.4536 | 0
07.10. | 10 | 230.4955 |  | 81.2575 | 9.588 | 0 | 139.65 | 0
07.10. | 11 | 235.4404 |  | 79.492 | 9.588 | 0 | 146.3605 | 0
07.10. | 12 | 238.489 |  | 80.1828 | 9.588 | 0 | 148.7182 | 0
07.10. | 13 | 239.4583 |  | 79.3385 | 9.588 | 0 | 150.5318 | 0
07.10. | 14 | 240.8754 |  | 82.0251 | 9.588 | 0 | 149.2623 | 0
07.10. | 15 | 235.6302 |  | 82.9463 | 9.588 | 0 | 143.0959 | 0
07.10. | 16 | 238.4552 |  | 82.8695 | 9.588 | 0 | 145.9977 | 0
07.10. | 17 | 242.1804 |  | 83.3301 | 9.588 | 0 | 149.2623 | 0
07.10. | 18 | 243.401 |  | 83.0998 | 9.588 | 0 | 150.7132 | 0
07.10. | 19 | 243.401 |  | 83.0998 | 9.588 | 0 | 150.7132 | 0
07.10. | 20 | 242.7801 |  | 83.023 | 9.588 | 0 | 150.1691 | 0
07.10. | 21 | 240.5481 |  | 83.3301 | 9.588 | 0 | 147.63 | 0
07.10. | 22 | 244.1754 |  | 83.3301 | 9.588 | 0 | 151.2573 | 0
07.10. | 23 | 244.0775 |  | 82.8695 | 9.588 | 0 | 151.62 | 0
07.10. | 24 | 244.4613 |  | 83.2533 | 9.588 | 0 | 151.62 | 0
08.10. | 1 | 241.6363 |  | 83.3301 | 9.588 | 0 | 148.7182 | 0
08.10. | 2 | 242.7244 |  | 83.3301 | 9.588 | 0 | 149.8064 | 0
08.10. | 3 | 239.2785 |  | 83.3301 | 9.588 | 0 | 146.3605 | 0
08.10. | 4 | 240.5481 |  | 83.3301 | 9.588 | 0 | 147.63 | 0
08.10. | 5 | 238.6577 |  | 83.2533 | 9.588 | 0 | 145.8164 | 0
08.10. | 6 | 235.8815 |  | 83.5604 | 9.588 | 0 | 142.7332 | 0
08.10. | 7 | 234.9747 |  | 83.5604 | 9.588 | 0 | 141.8264 | 0
08.10. | 8 | 243.6802 |  | 83.5604 | 9.588 | 0 | 150.5318 | 0
08.10. | 9 | 243.2129 |  | 83.6371 | 9.588 | 0 | 149.9877 | 0
08.10. | 10 | 240.6527 |  | 83.2533 | 9.588 | 0 | 147.8114 | 0
08.10. | 11 | 241.5595 |  | 83.2533 | 9.588 | 0 | 148.7182 | 0
08.10. | 12 | 240.2621 |  | 83.4068 | 9.588 | 0 | 147.2673 | 0
08.10. | 13 | 245.0822 |  | 83.3301 | 9.588 | 0 | 152.1641 | 0
08.10. | 14 | 240.4713 |  | 83.2533 | 9.588 | 0 | 147.63 | 0
08.10. | 15 | 242.829 |  | 83.2533 | 9.588 | 0 | 149.9877 | 0
08.10. | 16 | 241.1968 |  | 83.2533 | 9.588 | 0 | 148.3555 | 0
08.10. | 17 | 241.1968 |  | 83.2533 | 9.588 | 0 | 148.3555 | 0
08.10. | 18 | 248.2978 |  | 83.0998 | 9.588 | 0 | 155.61 | 0
08.10. | 19 | 243.5545 |  | 83.2533 | 9.588 | 0 | 150.7132 | 0
08.10. | 20 | 246.1704 |  | 83.3301 | 9.588 | 0 | 153.2523 | 0
08.10. | 21 | 244.8519 |  | 83.0998 | 9.588 | 0 | 152.1641 | 0
08.10. | 22 | 244.5381 |  | 83.3301 | 9.588 | 0 | 151.62 | 0
08.10. | 23 | 245.2635 |  | 83.3301 | 9.588 | 0 | 152.3455 | 0
08.10. | 24 | 243.0104 |  | 83.2533 | 9.588 | 0 | 150.1691 | 0
09.10. | 1 | 241.6363 |  | 83.3301 | 9.588 | 0 | 148.7182 | 0
09.10. | 2 | 239.3553 |  | 83.4068 | 9.588 | 0 | 146.3605 | 0
09.10. | 3 | 237.1022 |  | 83.3301 | 9.588 | 0 | 144.1841 | 0
09.10. | 4 | 232.5681 |  | 83.3301 | 9.588 | 0 | 139.65 | 0
09.10. | 5 | 234.7444 |  | 83.3301 | 9.588 | 0 | 141.8264 | 0
09.10. | 6 | 235.7069 |  | 83.023 | 9.588 | 0 | 143.0959 | 0
09.10. | 7 | 234.7444 |  | 83.3301 | 9.588 | 0 | 141.8264 | 0
09.10. | 8 | 236.5581 |  | 83.3301 | 9.588 | 0 | 143.64 | 0
09.10. | 9 | 232.3378 |  | 83.0998 | 9.588 | 0 | 139.65 | 0
09.10. | 10 | 233.9211 |  | 82.8695 | 9.588 | 0 | 141.4636 | 0
09.10. | 11 | 241.0432 |  | 83.0998 | 9.588 | 0 | 148.3555 | 0
09.10. | 12 | 235.9583 |  | 83.6371 | 9.588 | 0 | 142.7332 | 0
09.10. | 13 | 240.5902 |  | 84.0977 | 9.588 | 0 | 146.9045 | 0
09.10. | 14 | 232.2754 |  | 83.9442 | 9.588 | 0 | 138.7432 | 0
09.10. | 15 | 238.1625 |  | 83.4836 | 9.588 | 0 | 145.0909 | 0
09.10. | 16 | 224.6024 |  | 84.2512 | 9.588 | 0 | 130.7632 | 0
09.10. | 17 | 236.3632 |  | 84.4047 | 9.588 | 0 | 142.3705 | 0
09.10. | 18 | 236.3632 |  | 84.4047 | 9.588 | 0 | 142.3705 | 0
09.10. | 19 | 225.1954 |  | 84.4815 | 9.588 | 0 | 131.1259 | 0
09.10. | 20 | 225.3 |  | 84.4047 | 9.588 | 0 | 131.3073 | 0
09.10. | 21 | 240.7927 |  | 84.4815 | 9.588 | 0 | 146.7232 | 0
09.10. | 22 | 242.425 |  | 84.4815 | 9.588 | 0 | 148.3555 | 0
09.10. | 23 | 242.5717 |  | 85.1724 | 9.588 | 0 | 147.8114 | 0
09.10. | 24 | 243.8759 |  | 84.4815 | 9.588 | 0 | 149.8064 | 0
10.10. | 1 | 242.7109 |  | 84.4047 | 9.588 | 0 | 148.7182 | 0
10.10. | 2 | 242.3482 |  | 84.4047 | 9.588 | 0 | 148.3555 | 0
10.10. | 3 | 238.6374 |  | 84.8653 | 9.588 | 0 | 144.1841 | 0
10.10. | 4 | 231.9826 |  | 84.5583 | 9.588 | 0 | 137.8364 | 0
10.10. | 5 | 235.7634 |  | 84.7118 | 9.588 | 0 | 141.4636 | 0
10.10. | 6 | 231.7456 |  | 84.8653 | 9.588 | 0 | 137.2923 | 0
10.10. | 7 | 233.6427 |  | 84.4047 | 9.588 | 0 | 139.65 | 0
10.10. | 8 | 231.6756 |  | 84.2512 | 9.588 | 0 | 137.8364 | 0
10.10. | 9 | 228.9408 |  | 83.3301 | 9.588 | 0 | 136.0227 | 0
10.10. | 10 | 228.2854 |  | 83.9442 | 9.588 | 0 | 134.7532 | 0
10.10. | 11 | 225.7649 |  | 78.3406 | 9.588 | 0 | 137.8364 | 0
10.10. | 12 | 215.0493 |  | 75.4236 | 9.588 | 0 | 130.0377 | 0
10.10. | 13 | 222.669 |  | 81.411 | 9.588 | 0 | 131.67 | 0
10.10. | 14 | 233.7819 |  | 83.6371 | 9.588 | 0 | 140.5568 | 0
10.10. | 15 | 234.9747 |  | 83.5604 | 9.588 | 0 | 141.8264 | 0
10.10. | 16 | 232.6659 |  | 83.7906 | 9.588 | 0 | 139.2873 | 0
10.10. | 17 | 235.3999 |  | 82.716 | 9.588 | 0 | 143.0959 | 0
10.10. | 18 | 239.8994 |  | 83.4068 | 9.588 | 0 | 146.9045 | 0
10.10. | 19 | 239.4321 |  | 83.4836 | 9.588 | 0 | 146.3605 | 0
10.10. | 20 | 240.1297 |  | 83.6371 | 9.588 | 0 | 146.9045 | 0
10.10. | 21 | 239.9483 |  | 83.6371 | 9.588 | 0 | 146.7232 | 0
10.10. | 22 | 241.0365 |  | 83.6371 | 9.588 | 0 | 147.8114 | 0
10.10. | 23 | 239.4531 |  | 83.8674 | 9.588 | 0 | 145.9977 | 0
10.10. | 24 | 234.9747 |  | 83.5604 | 9.588 | 0 | 141.8264 | 0
11.10. | 1 | 237.4649 |  | 83.3301 | 9.588 | 0 | 144.5468 | 0
11.10. | 2 | 234.7444 |  | 83.3301 | 9.588 | 0 | 141.8264 | 0
11.10. | 3 | 235.6513 |  | 83.3301 | 9.588 | 0 | 142.7332 | 0
11.10. | 4 | 232.6448 |  | 83.4068 | 9.588 | 0 | 139.65 | 0
11.10. | 5 | 227.0504 |  | 83.2533 | 9.588 | 0 | 134.2091 | 0
11.10. | 6 | 226.1714 |  | 83.0998 | 9.588 | 0 | 133.4836 | 0
11.10. | 7 | 233.6284 |  | 83.4836 | 9.588 | 0 | 140.5568 | 0
11.10. | 8 | 239.3553 |  | 83.4068 | 9.588 | 0 | 146.3605 | 0
11.10. | 9 | 235.8815 |  | 83.5604 | 9.588 | 0 | 142.7332 | 0
11.10. | 10 | 230.315 |  | 83.2533 | 9.588 | 0 | 137.4736 | 0
11.10. | 11 | 237.2557 |  | 83.4836 | 9.588 | 0 | 144.1841 | 0
11.10. | 12 | 203.2496 |  | 52.198 | 9.588 | 0 | 141.4636 | 0
11.10. | 13 | 230.9561 |  | 81.7181 | 9.588 | 0 | 139.65 | 0
11.10. | 14 | 230.908 |  | 83.4836 | 9.588 | 0 | 137.8364 | 0
11.10. | 15 | 234.0679 |  | 83.5604 | 9.588 | 0 | 140.9195 | 0
11.10. | 16 | 228.294 |  | 70.8947 | 9.588 | 0 | 147.8114 | 0
11.10. | 17 | 227.5078 |  | 75.7307 | 9.588 | 0 | 142.1891 | 0
11.10. | 18 | 238.4485 |  | 83.4068 | 9.588 | 0 | 145.4536 | 0
11.10. | 19 | 233.7819 |  | 83.6371 | 9.588 | 0 | 140.5568 | 0
11.10. | 20 | 236.7327 |  | 83.8674 | 9.588 | 0 | 143.2773 | 0
11.10. | 21 | 239.2229 |  | 83.6371 | 9.588 | 0 | 145.9977 | 0
11.10. | 22 | 240.4156 |  | 83.5604 | 9.588 | 0 | 147.2673 | 0
11.10. | 23 | 237.4987 |  | 80.6434 | 9.588 | 0 | 147.2673 | 0
11.10. | 24 | 238.8939 |  | 80.9505 | 9.588 | 0 | 148.3555 | 0
12.10. | 1 | 236.8432 |  | 81.2575 | 9.588 | 0 | 145.9977 | 0
12.10. | 2 | 234.2763 |  | 81.411 | 9.588 | 0 | 143.2773 | 0
12.10. | 3 | 235.9853 |  | 81.4878 | 9.588 | 0 | 144.9095 | 0
12.10. | 4 | 236.8154 |  | 81.411 | 9.588 | 0 | 145.8164 | 0
12.10. | 5 | 235.7829 |  | 81.104 | 9.588 | 0 | 145.0909 | 0
12.10. | 6 | 231.8975 |  | 81.0272 | 9.588 | 0 | 141.2823 | 0
12.10. | 7 | 232.2324 |  | 81.1808 | 9.588 | 0 | 141.4636 | 0
12.10. | 8 | 230.4533 |  | 80.4899 | 9.588 | 0 | 140.3755 | 0
12.10. | 9 | 227.0218 |  | 81.411 | 9.588 | 0 | 136.0227 | 0
12.10. | 10 | 231.0953 |  | 80.9505 | 9.588 | 0 | 140.5568 | 0
12.10. | 11 | 234.9528 |  | 81.1808 | 9.588 | 0 | 144.1841 | 0
12.10. | 12 | 232.9503 |  | 79.7223 | 9.588 | 0 | 143.64 | 0
12.10. | 13 | 220.5503 |  | 68.5918 | 9.588 | 0 | 142.3705 | 0
12.10. | 14 | 206.1947 |  | 68.7454 | 9.588 | 0 | 127.8614 | 0
12.10. | 15 | 219.5886 |  | 70.8947 | 9.588 | 0 | 139.1059 | 0
12.10. | 16 | 221.2141 |  | 71.432 | 9.588 | 0 | 140.1941 | 0
12.10. | 17 | 222.2534 |  | 71.2017 | 9.588 | 0 | 141.4636 | 0
12.10. | 18 | 215.4451 |  | 70.7412 | 9.588 | 0 | 135.1159 | 0
12.10. | 19 | 209.0349 |  | 71.5855 | 9.588 | 0 | 127.8614 | 0
12.10. | 20 | 215.1261 |  | 75.5004 | 9.588 | 0 | 130.0377 | 0
12.10. | 21 | 223.2764 |  | 82.5625 | 9.588 | 0 | 131.1259 | 0
12.10. | 22 | 223.6745 |  | 83.8674 | 9.588 | 0 | 130.2191 | 0
12.10. | 23 | 224.5046 |  | 83.7906 | 9.588 | 0 | 131.1259 | 0
12.10. | 24 | 224.2186 |  | 83.8674 | 9.588 | 0 | 130.7632 | 0
13.10. | 1 | 225.0486 |  | 83.7906 | 9.588 | 0 | 131.67 | 0
13.10. | 2 | 224.6859 |  | 83.7906 | 9.588 | 0 | 131.3073 | 0
13.10. | 3 | 221.9165 |  | 83.5604 | 9.588 | 0 | 128.7682 | 0
13.10. | 4 | 224.5046 |  | 83.7906 | 9.588 | 0 | 131.1259 | 0
13.10. | 5 | 223.3118 |  | 83.8674 | 9.588 | 0 | 129.8564 | 0
13.10. | 6 | 219.245 |  | 83.7906 | 9.588 | 0 | 125.8664 | 0
13.10. | 7 | 216.301 |  | 83.023 | 9.588 | 0 | 123.69 | 0
13.10. | 8 | 218.7288 |  | 83.6371 | 9.588 | 0 | 125.5036 | 0
13.10. | 9 | 223.9883 |  | 83.6371 | 9.588 | 0 | 130.7632 | 0
13.10. | 10 | 221.763 |  | 83.4068 | 9.588 | 0 | 128.7682 | 0
13.10. | 11 | 225.9833 |  | 83.6371 | 9.588 | 0 | 132.7582 | 0
13.10. | 12 | 225.9133 |  | 83.023 | 9.588 | 0 | 133.3023 | 0
13.10. | 13 | 228.2154 |  | 83.3301 | 9.588 | 0 | 135.2973 | 0
13.10. | 14 | 224.4405 |  | 80.6434 | 9.588 | 0 | 134.2091 | 0
13.10. | 15 | 220.863 |  | 82.8695 | 9.588 | 0 | 128.4055 | 0
13.10. | 16 | 220.361 |  | 83.6371 | 9.588 | 0 | 127.1359 | 0
13.10. | 17 | 219.0704 |  | 83.2533 | 9.588 | 0 | 126.2291 | 0
13.10. | 18 | 225.6206 |  | 83.6371 | 9.588 | 0 | 132.3955 | 0
13.10. | 19 | 223.4931 |  | 83.8674 | 9.588 | 0 | 130.0377 | 0
13.10. | 20 | 224.8951 |  | 83.6371 | 9.588 | 0 | 131.67 | 0
13.10. | 21 | 222.6909 |  | 83.7906 | 9.588 | 0 | 129.3123 | 0
13.10. | 22 | 227.1272 |  | 83.3301 | 9.588 | 0 | 134.2091 | 0
13.10. | 23 | 230.7334 |  | 82.9463 | 9.588 | 0 | 138.1991 | 0
13.10. | 24 | 227.4131 |  | 83.2533 | 9.588 | 0 | 134.5718 | 0
14.10. | 1 | 235.2118 |  | 83.2533 | 9.588 | 0 | 142.3705 | 0
14.10. | 2 | 235.8815 |  | 83.5604 | 9.588 | 0 | 142.7332 | 0
14.10. | 3 | 233.1822 |  | 83.9442 | 9.588 | 0 | 139.65 | 0
14.10. | 4 | 232.3521 |  | 84.0209 | 9.588 | 0 | 138.7432 | 0
14.10. | 5 | 234.8355 |  | 84.328 | 9.588 | 0 | 140.9195 | 0
14.10. | 6 | 237.556 |  | 84.328 | 9.588 | 0 | 143.64 | 0
14.10. | 7 | 233.3357 |  | 84.0977 | 9.588 | 0 | 139.65 | 0
14.10. | 8 | 234.375 |  | 83.8674 | 9.588 | 0 | 140.9195 | 0
14.10. | 9 | 236.7816 |  | 84.0977 | 9.588 | 0 | 143.0959 | 0
14.10. | 10 | 239.6067 |  | 84.0209 | 9.588 | 0 | 145.9977 | 0
14.10. | 11 | 239.195 |  | 83.7906 | 9.588 | 0 | 145.8164 | 0
14.10. | 12 | 240.36 |  | 83.8674 | 9.588 | 0 | 146.9045 | 0
14.10. | 13 | 237.2489 |  | 84.0209 | 9.588 | 0 | 143.64 | 0
14.10. | 14 | 237.5417 |  | 83.4068 | 9.588 | 0 | 144.5468 | 0
14.10. | 15 | 242.0968 |  | 83.7906 | 9.588 | 0 | 148.7182 | 0
14.10. | 16 | 238.1558 |  | 84.0209 | 9.588 | 0 | 144.5468 | 0
14.10. | 17 | 237.1722 |  | 83.9442 | 9.588 | 0 | 143.64 | 0
14.10. | 18 | 227.0472 |  | 75.2701 | 9.588 | 0 | 142.1891 | 0
14.10. | 19 | 239.0415 |  | 83.6371 | 9.588 | 0 | 145.8164 | 0
14.10. | 20 | 238.365 |  | 83.8674 | 9.588 | 0 | 144.9095 | 0
14.10. | 21 | 238.0022 |  | 83.8674 | 9.588 | 0 | 144.5468 | 0
14.10. | 22 | 238.2393 |  | 83.5604 | 9.588 | 0 | 145.0909 | 0
14.10. | 23 | 231.6756 |  | 84.2512 | 9.588 | 0 | 137.8364 | 0
14.10. | 24 | 235.9026 |  | 83.9442 | 9.588 | 0 | 142.3705 | 0
15.10. | 1 | 238.5952 |  | 84.0977 | 9.588 | 0 | 144.9095 | 0
15.10. | 2 | 235.2607 |  | 83.4836 | 9.588 | 0 | 142.1891 | 0
15.10. | 3 | 235.8259 |  | 83.8674 | 9.588 | 0 | 142.3705 | 0
15.10. | 4 | 231.2918 |  | 83.8674 | 9.588 | 0 | 137.8364 | 0
15.10. | 5 | 230.2104 |  | 83.3301 | 9.588 | 0 | 137.2923 | 0
15.10. | 6 | 231.6545 |  | 83.8674 | 9.588 | 0 | 138.1991 | 0
15.10. | 7 | 230.4474 |  | 83.023 | 9.588 | 0 | 137.8364 | 0
15.10. | 8 | 229.9311 |  | 82.8695 | 9.588 | 0 | 137.4736 | 0
15.10. | 9 | 233.7398 |  | 82.8695 | 9.588 | 0 | 141.2823 | 0
15.10. | 10 | 234.0747 |  | 83.023 | 9.588 | 0 | 141.4636 | 0
15.10. | 11 | 234.9047 |  | 82.9463 | 9.588 | 0 | 142.3705 | 0
15.10. | 12 | 235.7069 |  | 83.023 | 9.588 | 0 | 143.0959 | 0
15.10. | 13 | 236.7951 |  | 83.023 | 9.588 | 0 | 144.1841 | 0
15.10. | 14 | 232.4913 |  | 83.2533 | 9.588 | 0 | 139.65 | 0
15.10. | 15 | 232.8751 |  | 83.6371 | 9.588 | 0 | 139.65 | 0
15.10. | 16 | 237.4092 |  | 83.6371 | 9.588 | 0 | 144.1841 | 0
15.10. | 17 | 236.7116 |  | 83.4836 | 9.588 | 0 | 143.64 | 0
15.10. | 18 | 237.5417 |  | 83.4068 | 9.588 | 0 | 144.5468 | 0
15.10. | 19 | 228.1386 |  | 83.2533 | 9.588 | 0 | 135.2973 | 0
15.10. | 20 | 238.0022 |  | 83.8674 | 9.588 | 0 | 144.5468 | 0
15.10. | 21 | 239.4531 |  | 83.8674 | 9.588 | 0 | 145.9977 | 0
15.10. | 22 | 236.1886 |  | 83.8674 | 9.588 | 0 | 142.7332 | 0
15.10. | 23 | 234.898 |  | 83.4836 | 9.588 | 0 | 141.8264 | 0
15.10. | 24 | 237.5627 |  | 83.7906 | 9.588 | 0 | 144.1841 | 0
16.10. | 1 | 237.5417 |  | 83.4068 | 9.588 | 0 | 144.5468 | 0
16.10. | 2 | 235.9583 |  | 83.6371 | 9.588 | 0 | 142.7332 | 0
16.10. | 3 | 233.8309 |  | 83.8674 | 9.588 | 0 | 140.3755 | 0
16.10. | 4 | 229.7641 |  | 83.7906 | 9.588 | 0 | 136.3855 | 0
16.10. | 5 | 229.9176 |  | 83.9442 | 9.588 | 0 | 136.3855 | 0
16.10. | 6 | 227.7202 |  | 83.5604 | 9.588 | 0 | 134.5718 | 0
16.10. | 7 | 231.6334 |  | 83.4836 | 9.588 | 0 | 138.5618 | 0
16.10. | 8 | 228.5781 |  | 83.3301 | 9.588 | 0 | 135.66 | 0
16.10. | 9 | 231.0615 |  | 83.6371 | 9.588 | 0 | 137.8364 | 0
16.10. | 10 | 235.2885 |  | 83.3301 | 9.588 | 0 | 142.3705 | 0
16.10. | 11 | 234.2004 |  | 83.3301 | 9.588 | 0 | 141.2823 | 0
16.10. | 12 | 234.898 |  | 83.4836 | 9.588 | 0 | 141.8264 | 0
16.10. | 13 | 235.3442 |  | 83.023 | 9.588 | 0 | 142.7332 | 0
16.10. | 14 | 230.2871 |  | 83.4068 | 9.588 | 0 | 137.2923 | 0
16.10. | 15 | 228.3756 |  | 82.9463 | 9.588 | 0 | 135.8414 | 0
16.10. | 16 | 231.3475 |  | 83.5604 | 9.588 | 0 | 138.1991 | 0
16.10. | 17 | 231.4242 |  | 83.6371 | 9.588 | 0 | 138.1991 | 0
16.10. | 18 | 234.4374 |  | 83.023 | 9.588 | 0 | 141.8264 | 0
16.10. | 19 | 235.8815 |  | 83.5604 | 9.588 | 0 | 142.7332 | 0
16.10. | 20 | 234.1303 |  | 82.716 | 9.588 | 0 | 141.8264 | 0
16.10. | 21 | 234.919 |  | 83.8674 | 9.588 | 0 | 141.4636 | 0
16.10. | 22 | 236.1118 |  | 83.7906 | 9.588 | 0 | 142.7332 | 0
16.10. | 23 | 230.908 |  | 83.4836 | 9.588 | 0 | 137.8364 | 0
16.10. | 24 | 234.0679 |  | 83.5604 | 9.588 | 0 | 140.9195 | 0
17.10. | 1 | 236.5024 |  | 83.6371 | 9.588 | 0 | 143.2773 | 0
17.10. | 2 | 235.1072 |  | 83.3301 | 9.588 | 0 | 142.1891 | 0
17.10. | 3 | 236.321 |  | 83.6371 | 9.588 | 0 | 143.0959 | 0
17.10. | 4 | 237.5627 |  | 83.7906 | 9.588 | 0 | 144.1841 | 0
17.10. | 5 | 236.5024 |  | 83.6371 | 9.588 | 0 | 143.2773 | 0
17.10. | 6 | 237.6184 |  | 83.4836 | 9.588 | 0 | 144.5468 | 0
17.10. | 7 | 234.1447 |  | 83.6371 | 9.588 | 0 | 140.9195 | 0
17.10. | 8 | 232.5124 |  | 83.6371 | 9.588 | 0 | 139.2873 | 0
17.10. | 9 | 230.7544 |  | 83.3301 | 9.588 | 0 | 137.8364 | 0
17.10. | 10 | 231.5145 |  | 82.6392 | 9.588 | 0 | 139.2873 | 0
17.10. | 11 | 236.1675 |  | 83.4836 | 9.588 | 0 | 143.0959 | 0
17.10. | 12 | 235.6513 |  | 83.3301 | 9.588 | 0 | 142.7332 | 0
17.10. | 13 | 239.0693 |  | 83.4836 | 9.588 | 0 | 145.9977 | 0
17.10. | 14 | 232.8819 |  | 83.0998 | 9.588 | 0 | 140.1941 | 0
17.10. | 15 | 236.7116 |  | 83.4836 | 9.588 | 0 | 143.64 | 0
17.10. | 16 | 237.5206 |  | 83.023 | 9.588 | 0 | 144.9095 | 0
17.10. | 17 | 238.9158 |  | 83.3301 | 9.588 | 0 | 145.9977 | 0
17.10. | 18 | 234.9747 |  | 83.5604 | 9.588 | 0 | 141.8264 | 0
17.10. | 19 | 237.7787 |  | 83.0998 | 9.588 | 0 | 145.0909 | 0
17.10. | 20 | 239.0693 |  | 83.4836 | 9.588 | 0 | 145.9977 | 0
17.10. | 21 | 239.8226 |  | 83.3301 | 9.588 | 0 | 146.9045 | 0
17.10. | 22 | 240.7016 |  | 83.4836 | 9.588 | 0 | 147.63 | 0
17.10. | 23 | 240.4992 |  | 83.0998 | 9.588 | 0 | 147.8114 | 0
17.10. | 24 | 240.4156 |  | 83.5604 | 9.588 | 0 | 147.2673 | 0
18.10. | 1 | 237.5627 |  | 83.7906 | 9.588 | 0 | 144.1841 | 0
18.10. | 2 | 238.0579 |  | 83.5604 | 9.588 | 0 | 144.9095 | 0
18.10. | 3 | 237.1578 |  | 83.023 | 9.588 | 0 | 144.5468 | 0
18.10. | 4 | 234.7377 |  | 83.8674 | 9.588 | 0 | 141.2823 | 0
18.10. | 5 | 234.2982 |  | 83.7906 | 9.588 | 0 | 140.9195 | 0
18.10. | 6 | 235.8048 |  | 83.4836 | 9.588 | 0 | 142.7332 | 0
18.10. | 7 | 233.0286 |  | 83.7906 | 9.588 | 0 | 139.65 | 0
18.10. | 8 | 221.6306 |  | 83.6371 | 9.588 | 0 | 128.4055 | 0
18.10. | 9 | 210.7034 |  | 74.8863 | 9.588 | 0 | 126.2291 | 0
18.10. | 10 | 214.3307 |  | 74.8863 | 9.588 | 0 | 129.8564 | 0
18.10. | 11 | 212.3078 |  | 75.0398 | 9.588 | 0 | 127.68 | 0
18.10. | 12 | 211.5267 |  | 75.3469 | 9.588 | 0 | 126.5918 | 0
18.10. | 13 | 219.0704 |  | 83.2533 | 9.588 | 0 | 126.2291 | 0
18.10. | 14 | 232.8894 |  | 84.5583 | 9.588 | 0 | 138.7432 | 0
18.10. | 15 | 236.5656 |  | 84.7886 | 9.588 | 0 | 142.1891 | 0
18.10. | 16 | 234.6406 |  | 85.4026 | 9.588 | 0 | 139.65 | 0
18.10. | 17 | 243.1647 |  | 85.4026 | 9.588 | 0 | 148.1741 | 0
18.10. | 18 | 244.0159 |  | 85.7097 | 9.588 | 0 | 148.7182 | 0
18.10. | 19 | 243.1091 |  | 85.7097 | 9.588 | 0 | 147.8114 | 0
18.10. | 20 | 244.2462 |  | 85.94 | 9.588 | 0 | 148.7182 | 0
18.10. | 21 | 240.8981 |  | 86.4005 | 9.588 | 0 | 144.9095 | 0
18.10. | 22 | 244.0859 |  | 86.3238 | 9.588 | 0 | 148.1741 | 0
18.10. | 23 | 241.6725 |  | 86.6308 | 9.588 | 0 | 145.4536 | 0
18.10. | 24 | 241.5257 |  | 85.94 | 9.588 | 0 | 145.9977 | 0
19.10. | 1 | 239.3983 |  | 86.1703 | 9.588 | 0 | 143.64 | 0
19.10. | 2 | 240.4586 |  | 86.3238 | 9.588 | 0 | 144.5468 | 0
19.10. | 3 | 240.1726 |  | 86.4005 | 9.588 | 0 | 144.1841 | 0
19.10. | 4 | 242.4814 |  | 86.1703 | 9.588 | 0 | 146.7232 | 0
19.10. | 5 | 237.5011 |  | 86.6308 | 9.588 | 0 | 141.2823 | 0
19.10. | 6 | 244.1626 |  | 86.4005 | 9.588 | 0 | 148.1741 | 0
19.10. | 7 | 241.9863 |  | 86.4005 | 9.588 | 0 | 145.9977 | 0
19.10. | 8 | 242.5582 |  | 86.247 | 9.588 | 0 | 146.7232 | 0
19.10. | 9 | 243.7788 |  | 86.0167 | 9.588 | 0 | 148.1741 | 0
19.10. | 10 | 244.56 |  | 85.7097 | 9.588 | 0 | 149.2623 | 0
19.10. | 11 | 240.9116 |  | 85.3259 | 9.588 | 0 | 145.9977 | 0
19.10. | 12 | 233.2876 |  | 85.8632 | 9.588 | 0 | 137.8364 | 0
19.10. | 13 | 241.2187 |  | 85.6329 | 9.588 | 0 | 145.9977 | 0
19.10. | 14 | 236.3632 |  | 84.4047 | 9.588 | 0 | 142.3705 | 0
19.10. | 15 | 239.5231 |  | 84.4815 | 9.588 | 0 | 145.4536 | 0
19.10. | 16 | 238.2468 |  | 85.0188 | 9.588 | 0 | 143.64 | 0
19.10. | 17 | 242.3279 |  | 86.0167 | 9.588 | 0 | 146.7232 | 0
19.10. | 18 | 242.7185 |  | 85.8632 | 9.588 | 0 | 147.2673 | 0
19.10. | 19 | 241.3722 |  | 85.7865 | 9.588 | 0 | 145.9977 | 0
19.10. | 20 | 240.8981 |  | 86.4005 | 9.588 | 0 | 144.9095 | 0
19.10. | 21 | 240.5564 |  | 86.7844 | 9.588 | 0 | 144.1841 | 0
19.10. | 22 | 242.063 |  | 86.4773 | 9.588 | 0 | 145.9977 | 0
19.10. | 23 | 244.8113 |  | 86.3238 | 9.588 | 0 | 148.8995 | 0
19.10. | 24 | 243.0255 |  | 86.1703 | 9.588 | 0 | 147.2673 | 0
20.10. | 1 | 241.9863 |  | 86.4005 | 9.588 | 0 | 145.9977 | 0
20.10. | 2 | 240.7656 |  | 86.6308 | 9.588 | 0 | 144.5468 | 0
20.10. | 3 | 240.8424 |  | 86.7076 | 9.588 | 0 | 144.5468 | 0
20.10. | 4 | 231.3399 |  | 82.1019 | 9.588 | 0 | 139.65 | 0
20.10. | 5 | 239.545 |  | 86.8611 | 9.588 | 0 | 143.0959 | 0
20.10. | 6 | 237.8149 |  | 86.4005 | 9.588 | 0 | 141.8264 | 0
20.10. | 7 | 237.2987 |  | 86.247 | 9.588 | 0 | 141.4636 | 0
20.10. | 8 | 237.3754 |  | 86.3238 | 9.588 | 0 | 141.4636 | 0
20.10. | 9 | 241.5746 |  | 86.1703 | 9.588 | 0 | 145.8164 | 0
20.10. | 10 | 239.9069 |  | 84.8653 | 9.588 | 0 | 145.4536 | 0
20.10. | 11 | 243.1993 |  | 84.7118 | 9.588 | 0 | 148.8995 | 0
20.10. | 12 | 239.5299 |  | 83.9442 | 9.588 | 0 | 145.9977 | 0
20.10. | 13 | 243.8902 |  | 85.4026 | 9.588 | 0 | 148.8995 | 0
20.10. | 14 | 243.5485 |  | 85.7865 | 9.588 | 0 | 148.1741 | 0
20.10. | 15 | 240.9884 |  | 85.4026 | 9.588 | 0 | 145.9977 | 0
20.10. | 16 | 243.7299 |  | 85.7865 | 9.588 | 0 | 148.3555 | 0
20.10. | 17 | 244.1905 |  | 86.247 | 9.588 | 0 | 148.3555 | 0
20.10. | 18 | 243.3326 |  | 86.4773 | 9.588 | 0 | 147.2673 | 0
20.10. | 19 | 245.0551 |  | 85.4794 | 9.588 | 0 | 149.9877 | 0
20.10. | 20 | 238.8609 |  | 85.6329 | 9.588 | 0 | 143.64 | 0
20.10. | 21 | 236.2562 |  | 78.4941 | 9.588 | 0 | 148.1741 | 0
20.10. | 22 | 243.9324 |  | 86.1703 | 9.588 | 0 | 148.1741 | 0
20.10. | 23 | 243.1234 |  | 86.6308 | 9.588 | 0 | 146.9045 | 0
20.10. | 24 | 241.3654 |  | 86.3238 | 9.588 | 0 | 145.4536 | 0
21.10. | 1 | 243.1023 |  | 86.247 | 9.588 | 0 | 147.2673 | 0
21.10. | 2 | 241.7281 |  | 86.3238 | 9.588 | 0 | 145.8164 | 0
21.10. | 3 | 230.4255 |  | 80.6434 | 9.588 | 0 | 140.1941 | 0
21.10. | 4 | 239.6496 |  | 86.7844 | 9.588 | 0 | 143.2773 | 0
21.10. | 5 | 236.4686 |  | 86.3238 | 9.588 | 0 | 140.5568 | 0
21.10. | 6 | 226.103 |  | 86.4773 | 9.588 | 0 | 130.0377 | 0
21.10. | 7 | 228.4608 |  | 86.4773 | 9.588 | 0 | 132.3955 | 0
21.10. | 8 | 228.691 |  | 86.7076 | 9.588 | 0 | 132.3955 | 0
21.10. | 9 | 229.5211 |  | 86.6308 | 9.588 | 0 | 133.3023 | 0
21.10. | 10 | 229.2487 |  | 85.6329 | 9.588 | 0 | 134.0277 | 0
21.10. | 11 | 231.7388 |  | 85.4026 | 9.588 | 0 | 136.7482 | 0
21.10. | 12 | 233.3019 |  | 86.7844 | 9.588 | 0 | 136.9295 | 0
21.10. | 13 | 232.7646 |  | 86.247 | 9.588 | 0 | 136.9295 | 0
21.10. | 14 | 231.5718 |  | 86.3238 | 9.588 | 0 | 135.66 | 0
21.10. | 15 | 229.3954 |  | 86.3238 | 9.588 | 0 | 133.4836 | 0
21.10. | 16 | 228.2026 |  | 86.4005 | 9.588 | 0 | 132.2141 | 0
21.10. | 17 | 230.7206 |  | 86.0167 | 9.588 | 0 | 135.1159 | 0
21.10. | 18 | 231.495 |  | 86.247 | 9.588 | 0 | 135.66 | 0
21.10. | 19 | 232.304 |  | 85.7865 | 9.588 | 0 | 136.9295 | 0
21.10. | 20 | 233.2041 |  | 86.3238 | 9.588 | 0 | 137.2923 | 0
21.10. | 21 | 231.4115 |  | 86.7076 | 9.588 | 0 | 135.1159 | 0
21.10. | 22 | 229.2351 |  | 86.7076 | 9.588 | 0 | 132.9395 | 0
21.10. | 23 | 230.0441 |  | 86.247 | 9.588 | 0 | 134.2091 | 0
21.10. | 24 | 231.1045 |  | 86.4005 | 9.588 | 0 | 135.1159 | 0
22.10. | 1 | 229.6325 |  | 86.0167 | 9.588 | 0 | 134.0277 | 0
22.10. | 2 | 230.4836 |  | 86.3238 | 9.588 | 0 | 134.5718 | 0
22.10. | 3 | 228.5932 |  | 86.247 | 9.588 | 0 | 132.7582 | 0
22.10. | 4 | 223.7731 |  | 86.3238 | 9.588 | 0 | 127.8614 | 0
22.10. | 5 | 225.6079 |  | 86.7076 | 9.588 | 0 | 129.3123 | 0
22.10. | 6 | 230.6793 |  | 87.2449 | 9.588 | 0 | 133.8464 | 0
22.10. | 7 | 236.294 |  | 85.7865 | 9.588 | 0 | 140.9195 | 0
22.10. | 8 | 240.4729 |  | 87.2449 | 9.588 | 0 | 143.64 | 0
22.10. | 9 | 244.4908 |  | 87.0914 | 9.588 | 0 | 147.8114 | 0
22.10. | 10 | 242.6628 |  | 86.1703 | 9.588 | 0 | 146.9045 | 0
22.10. | 11 | 240.4375 |  | 85.94 | 9.588 | 0 | 144.9095 | 0
22.10. | 12 | 242.1887 |  | 86.7844 | 9.588 | 0 | 145.8164 | 0
22.10. | 13 | 244.4208 |  | 86.4773 | 9.588 | 0 | 148.3555 | 0
22.10. | 14 | 243.7999 |  | 86.4005 | 9.588 | 0 | 147.8114 | 0
22.10. | 15 | 242.1955 |  | 86.247 | 9.588 | 0 | 146.3605 | 0
22.10. | 16 | 245.8995 |  | 86.3238 | 9.588 | 0 | 149.9877 | 0
22.10. | 17 | 247.5318 |  | 86.3238 | 9.588 | 0 | 151.62 | 0
22.10. | 18 | 247.525 |  | 86.8611 | 9.588 | 0 | 151.0759 | 0
22.10. | 19 | 246.8342 |  | 86.1703 | 9.588 | 0 | 151.0759 | 0
22.10. | 20 | 248.2994 |  | 87.0914 | 9.588 | 0 | 151.62 | 0
22.10. | 21 | 248.7178 |  | 86.7844 | 9.588 | 0 | 152.3455 | 0
22.10. | 22 | 248.6343 |  | 87.2449 | 9.588 | 0 | 151.8014 | 0
22.10. | 23 | 248.7178 |  | 86.7844 | 9.588 | 0 | 152.3455 | 0
22.10. | 24 | 249.3876 |  | 87.0914 | 9.588 | 0 | 152.7082 | 0
23.10. | 1 | 248.4808 |  | 87.0914 | 9.588 | 0 | 151.8014 | 0
23.10. | 2 | 246.5625 |  | 87.1682 | 9.588 | 0 | 149.8064 | 0
23.10. | 3 | 242.3422 |  | 86.9379 | 9.588 | 0 | 145.8164 | 0
23.10. | 4 | 242.5236 |  | 86.9379 | 9.588 | 0 | 145.9977 | 0
23.10. | 5 | 239.4893 |  | 87.1682 | 9.588 | 0 | 142.7332 | 0
23.10. | 6 | 236.9503 |  | 87.1682 | 9.588 | 0 | 140.1941 | 0
23.10. | 7 | 238.2755 |  | 86.8611 | 9.588 | 0 | 141.8264 | 0
23.10. | 8 | 239.0499 |  | 87.0914 | 9.588 | 0 | 142.3705 | 0
23.10. | 9 | 222.6082 |  | 86.247 | 9.588 | 0 | 126.7732 | 0
23.10. | 10 | 240.3818 |  | 86.247 | 9.588 | 0 | 144.5468 | 0
23.10. | 11 | 242.1955 |  | 86.247 | 9.588 | 0 | 146.3605 | 0
23.10. | 12 | 242.6771 |  | 87.0914 | 9.588 | 0 | 145.9977 | 0
23.10. | 13 | 234.5158 |  | 87.0914 | 9.588 | 0 | 137.8364 | 0
23.10. | 14 | 238.2755 |  | 86.8611 | 9.588 | 0 | 141.8264 | 0
23.10. | 15 | 239.475 |  | 86.247 | 9.588 | 0 | 143.64 | 0
23.10. | 16 | 240.4797 |  | 86.7076 | 9.588 | 0 | 144.1841 | 0
23.10. | 17 | 243.6953 |  | 86.4773 | 9.588 | 0 | 147.63 | 0
23.10. | 18 | 245.4322 |  | 86.4005 | 9.588 | 0 | 149.4436 | 0
23.10. | 19 | 243.3393 |  | 85.94 | 9.588 | 0 | 147.8114 | 0
23.10. | 20 | 241.7492 |  | 86.7076 | 9.588 | 0 | 145.4536 | 0
23.10. | 21 | 246.4647 |  | 86.7076 | 9.588 | 0 | 150.1691 | 0
23.10. | 22 | 246.3601 |  | 86.7844 | 9.588 | 0 | 149.9877 | 0
23.10. | 23 | 245.3276 |  | 86.4773 | 9.588 | 0 | 149.2623 | 0
23.10. | 24 | 243.9256 |  | 86.7076 | 9.588 | 0 | 147.63 | 0
24.10. | 1 | 244.3929 |  | 86.6308 | 9.588 | 0 | 148.1741 | 0
24.10. | 2 | 242.0352 |  | 86.6308 | 9.588 | 0 | 145.8164 | 0
24.10. | 3 | 240.3962 |  | 87.1682 | 9.588 | 0 | 143.64 | 0
24.10. | 4 | 239.9567 |  | 87.0914 | 9.588 | 0 | 143.2773 | 0
24.10. | 5 | 240.7656 |  | 86.6308 | 9.588 | 0 | 144.5468 | 0
24.10. | 6 | 238.645 |  | 86.3238 | 9.588 | 0 | 142.7332 | 0
24.10. | 7 | 231.2858 |  | 86.4005 | 9.588 | 0 | 135.2973 | 0
24.10. | 8 | 230.5671 |  | 85.8632 | 9.588 | 0 | 135.1159 | 0
24.10. | 9 | 236.0991 |  | 86.8611 | 9.588 | 0 | 139.65 | 0
24.10. | 10 | 232.137 |  | 86.7076 | 9.588 | 0 | 135.8414 | 0
24.10. | 11 | 240.7656 |  | 86.6308 | 9.588 | 0 | 144.5468 | 0
24.10. | 12 | 243.0188 |  | 86.7076 | 9.588 | 0 | 146.7232 | 0
24.10. | 13 | 239.9356 |  | 86.7076 | 9.588 | 0 | 143.64 | 0
24.10. | 14 | 241.5189 |  | 86.4773 | 9.588 | 0 | 145.4536 | 0
24.10. | 15 | 241.1284 |  | 86.6308 | 9.588 | 0 | 144.9095 | 0
24.10. | 16 | 243.0255 |  | 86.1703 | 9.588 | 0 | 147.2673 | 0
24.10. | 17 | 242.2166 |  | 86.6308 | 9.588 | 0 | 145.9977 | 0
24.10. | 18 | 229.0338 |  | 71.8158 | 9.588 | 0 | 147.63 | 0
24.10. | 19 | 227.6664 |  | 71.3553 | 9.588 | 0 | 146.7232 | 0
24.10. | 20 | 235.8159 |  | 76.4215 | 9.588 | 0 | 149.8064 | 0
24.10. | 21 | 237.7847 |  | 80.5667 | 9.588 | 0 | 147.63 | 0
24.10. | 22 | 241.3225 |  | 83.5604 | 9.588 | 0 | 148.1741 | 0
24.10. | 23 | 244.2605 |  | 86.8611 | 9.588 | 0 | 147.8114 | 0
24.10. | 24 | 244.2605 |  | 86.8611 | 9.588 | 0 | 147.8114 | 0
25.10. | 1 | 243.0188 |  | 86.7076 | 9.588 | 0 | 146.7232 | 0
25.10. | 2 | 241.0938 |  | 87.3217 | 9.588 | 0 | 144.1841 | 0
25.10. | 3 | 238.8685 |  | 87.0914 | 9.588 | 0 | 142.1891 | 0
25.10. | 4 | 240.3962 |  | 87.1682 | 9.588 | 0 | 143.64 | 0
25.10. | 5 | 237.5779 |  | 86.7076 | 9.588 | 0 | 141.2823 | 0
25.10. | 6 | 236.008 |  | 85.8632 | 9.588 | 0 | 140.5568 | 0
25.10. | 7 | 236.3708 |  | 85.8632 | 9.588 | 0 | 140.9195 | 0
25.10. | 8 | 228.5932 |  | 86.247 | 9.588 | 0 | 132.7582 | 0
25.10. | 9 | 233.1273 |  | 86.247 | 9.588 | 0 | 137.2923 | 0
25.10. | 10 | 236.4475 |  | 85.94 | 9.588 | 0 | 140.9195 | 0
25.10. | 11 | 230.7831 |  | 85.1724 | 9.588 | 0 | 136.0227 | 0
25.10. | 12 | 234.655 |  | 86.3238 | 9.588 | 0 | 138.7432 | 0
25.10. | 13 | 232.5832 |  | 86.247 | 9.588 | 0 | 136.7482 | 0
25.10. | 14 | 232.5132 |  | 85.6329 | 9.588 | 0 | 137.2923 | 0
25.10. | 15 | 237.0262 |  | 85.2491 | 9.588 | 0 | 142.1891 | 0
25.10. | 16 | 240.3675 |  | 85.3259 | 9.588 | 0 | 145.4536 | 0
25.10. | 17 | 240.4232 |  | 85.0188 | 9.588 | 0 | 145.8164 | 0
25.10. | 18 | 243.5131 |  | 84.4815 | 9.588 | 0 | 149.4436 | 0
25.10. | 19 | 241.1976 |  | 85.2491 | 9.588 | 0 | 146.3605 | 0
25.10. | 20 | 242.1044 |  | 85.2491 | 9.588 | 0 | 147.2673 | 0
25.10. | 21 | 241.7973 |  | 84.9421 | 9.588 | 0 | 147.2673 | 0
25.10. | 22 | 240.1929 |  | 84.7886 | 9.588 | 0 | 145.8164 | 0
25.10. | 23 | 239.6699 |  | 85.1724 | 9.588 | 0 | 144.9095 | 0
25.10. | 24 | 240.9884 |  | 85.4026 | 9.588 | 0 | 145.9977 | 0
26.10. | 1 | 242.2512 |  | 85.94 | 9.588 | 0 | 146.7232 | 0
26.10. | 2 | 238.8609 |  | 85.6329 | 9.588 | 0 | 143.64 | 0
26.10. | 3 | 235.5264 |  | 85.0188 | 9.588 | 0 | 140.9195 | 0
26.10. | 4 | 235.178 |  | 85.94 | 9.588 | 0 | 139.65 | 0
26.10. | 5 | 234.3201 |  | 86.1703 | 9.588 | 0 | 138.5618 | 0
26.10. | 6 | 235.5618 |  | 86.3238 | 9.588 | 0 | 139.65 | 0
26.10. | 7 | 235.0945 |  | 86.4005 | 9.588 | 0 | 139.1059 | 0
26.10. | 8 | 234.8085 |  | 86.4773 | 9.588 | 0 | 138.7432 | 0
26.10. | 9 | 238.9309 |  | 86.247 | 9.588 | 0 | 143.0959 | 0
26.10. | 10 | 230.6296 |  | 85.0188 | 9.588 | 0 | 136.0227 | 0
26.10. | 11 | 237.1241 |  | 85.7097 | 9.588 | 0 | 141.8264 | 0
26.10. | 12 | 238.5471 |  | 85.8632 | 9.588 | 0 | 143.0959 | 0
26.10. | 13 | 241.2119 |  | 86.1703 | 9.588 | 0 | 145.4536 | 0
26.10. | 14 | 236.8313 |  | 86.3238 | 9.588 | 0 | 140.9195 | 0
26.10. | 15 | 240.7446 |  | 86.247 | 9.588 | 0 | 144.9095 | 0
26.10. | 16 | 238.122 |  | 86.7076 | 9.588 | 0 | 141.8264 | 0
26.10. | 17 | 241.8327 |  | 86.247 | 9.588 | 0 | 145.9977 | 0
26.10. | 18 | 242.7117 |  | 86.4005 | 9.588 | 0 | 146.7232 | 0
26.10. | 19 | 240.0959 |  | 86.3238 | 9.588 | 0 | 144.1841 | 0
26.10. | 20 | 211.9145 |  | 55.4219 | 9.588 | 0 | 146.9045 | 0
26.10. | 21 | 211.6842 |  | 55.1917 | 9.588 | 0 | 146.9045 | 0
26.10. | 22 | 210.4703 |  | 54.8846 | 9.588 | 0 | 145.9977 | 0
26.10. | 23 | 210.3868 |  | 55.3452 | 9.588 | 0 | 145.4536 | 0
26.10. | 24 | 209.7938 |  | 55.1149 | 9.588 | 0 | 145.0909 | 0
27.10. | 1 | 211.5028 |  | 55.1917 | 9.588 | 0 | 146.7232 | 0
27.10. | 2 | 207.4361 |  | 55.1149 | 9.588 | 0 | 142.7332 | 0
27.10. | 3 | 209.194 |  | 55.4219 | 9.588 | 0 | 144.1841 | 0
27.10. | 4 | 209.1173 |  | 55.3452 | 9.588 | 0 | 144.1841 | 0
27.10. | 5 | 208.8102 |  | 55.0381 | 9.588 | 0 | 144.1841 | 0
27.10. | 6 | 206.4736 |  | 55.4219 | 9.588 | 0 | 141.4636 | 0
27.10. | 7 | 204.0391 |  | 55.3452 | 9.588 | 0 | 139.1059 | 0
27.10. | 8 | 191.7831 |  | 55.4219 | 9.588 | 0 | 126.7732 | 0
27.10. | 9 | 193.1919 |  | 54.6543 | 9.588 | 0 | 128.9495 | 0
27.10. | 10 | 192.2361 |  | 54.424 | 9.588 | 0 | 128.2241 | 0
27.10. | 11 | 207.0734 |  | 55.1149 | 9.588 | 0 | 142.3705 | 0
27.10. | 12 | 204.9738 |  | 55.1917 | 9.588 | 0 | 140.1941 | 0
27.10. | 13 | 210.1565 |  | 55.1149 | 9.588 | 0 | 145.4536 | 0
27.10. | 14 | 207.1847 |  | 54.5008 | 9.588 | 0 | 143.0959 | 0
27.10. | 15 | 208.2105 |  | 55.3452 | 9.588 | 0 | 143.2773 | 0
27.10. | 16 | 198.696 |  | 55.8058 | 9.588 | 0 | 133.3023 | 0
27.10. | 17 | 202.6371 |  | 55.5755 | 9.588 | 0 | 137.4736 | 0
27.10. | 18 | 214.9698 |  | 55.5755 | 9.588 | 0 | 149.8064 | 0
27.10. | 19 | 210.9934 |  | 54.5008 | 9.588 | 0 | 146.9045 | 0
27.10. | 20 | 239.8369 |  | 84.2512 | 9.588 | 0 | 145.9977 | 0
27.10. | 21 | 243.7231 |  | 86.3238 | 9.588 | 0 | 147.8114 | 0
27.10. | 22 | 237.4008 |  | 80.1828 | 9.588 | 0 | 147.63 | 0
27.10. | 23 | 238.9774 |  | 80.4899 | 9.588 | 0 | 148.8995 | 0
27.10. | 24 | 236.9614 |  | 80.1061 | 9.588 | 0 | 147.2673 | 0
28.10. | 1 | 230.5834 |  | 74.2722 | 9.588 | 0 | 146.7232 | 0
28.10. | 2 | 237.4076 |  | 79.6455 | 9.588 | 0 | 148.1741 | 0
28.10. | 3 | 234.6804 |  | 80.1828 | 9.588 | 0 | 144.9095 | 0
28.10. | 4 | 234.6104 |  | 79.5688 | 9.588 | 0 | 145.4536 | 0
28.10. | 5 | 234.5961 |  | 78.6476 | 9.588 | 0 | 146.3605 | 0
28.10. | 6 | 229.8528 |  | 78.8011 | 9.588 | 0 | 141.4636 | 0
28.10. | 7 | 232.7343 |  | 80.4131 | 9.588 | 0 | 142.7332 | 0
28.10. | 8 | 231.4994 |  | 79.7223 | 9.588 | 0 | 142.1891 | 0
28.10. | 9 | 236.2148 |  | 79.7223 | 9.588 | 0 | 146.9045 | 0
28.10. | 10 | 233.8014 |  | 80.0293 | 9.588 | 0 | 144.1841 | 0
28.10. | 11 | 234.9874 |  | 80.4899 | 9.588 | 0 | 144.9095 | 0
28.10. | 12 | 241.5257 |  | 85.94 | 9.588 | 0 | 145.9977 | 0
28.10. | 13 | 244.4275 |  | 85.94 | 9.588 | 0 | 148.8995 | 0
28.10. | 14 | 245.9274 |  | 86.1703 | 9.588 | 0 | 150.1691 | 0
28.10. | 15 | 245.5925 |  | 86.0167 | 9.588 | 0 | 149.9877 | 0
28.10. | 16 | 245.0138 |  | 86.7076 | 9.588 | 0 | 148.7182 | 0
28.10. | 17 | 242.2166 |  | 86.6308 | 9.588 | 0 | 145.9977 | 0
28.10. | 18 | 244.0994 |  | 85.2491 | 9.588 | 0 | 149.2623 | 0
28.10. | 19 | 246.1366 |  | 86.0167 | 9.588 | 0 | 150.5318 | 0
28.10. | 20 | 242.2933 |  | 86.7076 | 9.588 | 0 | 145.9977 | 0
28.10. | 21 | 245.5089 |  | 86.4773 | 9.588 | 0 | 149.4436 | 0
28.10. | 22 | 245.4322 |  | 86.4005 | 9.588 | 0 | 149.4436 | 0
28.10. | 23 | 245.8227 |  | 86.247 | 9.588 | 0 | 149.9877 | 0
28.10. | 24 | 245.6625 |  | 86.6308 | 9.588 | 0 | 149.4436 | 0
29.10. | 1 | 245.1741 |  | 86.3238 | 9.588 | 0 | 149.2623 | 0
29.10. | 2 | 245.7392 |  | 86.7076 | 9.588 | 0 | 149.4436 | 0
29.10. | 3 | 246.0252 |  | 86.6308 | 9.588 | 0 | 149.8064 | 0
29.10. | 4 | 244.0302 |  | 86.6308 | 9.588 | 0 | 147.8114 | 0
29.10. | 5 | 245.7949 |  | 86.4005 | 9.588 | 0 | 149.8064 | 0
29.10. | 6 | 243.8488 |  | 86.6308 | 9.588 | 0 | 147.63 | 0
29.10. | 7 | 240.4797 |  | 86.7076 | 9.588 | 0 | 144.1841 | 0
29.10. | 8 | 239.4683 |  | 86.7844 | 9.588 | 0 | 143.0959 | 0
29.10. | 9 | 212.9538 |  | 55.1917 | 9.588 | 0 | 148.1741 | 0
29.10. | 10 | 210.1422 |  | 54.1938 | 9.588 | 0 | 146.3605 | 0
29.10. | 11 | 197.6214 |  | 54.7311 | 9.588 | 0 | 133.3023 | 0
29.10. | 12 | 229.0049 |  | 86.4773 | 9.588 | 0 | 132.9395 | 0
29.10. | 13 | 233.1273 |  | 86.247 | 9.588 | 0 | 137.2923 | 0
29.10. | 14 | 230.3233 |  | 86.7076 | 9.588 | 0 | 134.0277 | 0
29.10. | 15 | 211.86 |  | 71.5088 | 9.588 | 0 | 130.7632 | 0
29.10. | 16 | 208.8814 |  | 71.432 | 9.588 | 0 | 127.8614 | 0
29.10. | 17 | 224.7678 |  | 79.3385 | 9.588 | 0 | 135.8414 | 0
29.10. | 18 | 229.603 |  | 82.1787 | 9.588 | 0 | 137.8364 | 0
29.10. | 19 | 234.7385 |  | 85.8632 | 9.588 | 0 | 139.2873 | 0
29.10. | 20 | 239.4818 |  | 85.7097 | 9.588 | 0 | 144.1841 | 0
29.10. | 21 | 242.9277 |  | 85.7097 | 9.588 | 0 | 147.63 | 0
29.10. | 22 | 239.7121 |  | 85.94 | 9.588 | 0 | 144.1841 | 0
29.10. | 23 | 242.872 |  | 86.0167 | 9.588 | 0 | 147.2673 | 0
29.10. | 24 | 236.531 |  | 85.4794 | 9.588 | 0 | 141.4636 | 0
30.10. | 1 | 233.6503 |  | 85.8632 | 9.588 | 0 | 138.1991 | 0
30.10. | 2 | 240.4797 |  | 86.7076 | 9.588 | 0 | 144.1841 | 0
30.10. | 3 | 239.9356 |  | 86.7076 | 9.588 | 0 | 143.64 | 0
30.10. | 4 | 239.2591 |  | 86.9379 | 9.588 | 0 | 142.7332 | 0
30.10. | 5 | 238.2755 |  | 86.8611 | 9.588 | 0 | 141.8264 | 0
30.10. | 6 | 238.952 |  | 86.6308 | 9.588 | 0 | 142.7332 | 0
30.10. | 7 | 234.4736 |  | 86.3238 | 9.588 | 0 | 138.5618 | 0
30.10. | 8 | 239.0845 |  | 86.4005 | 9.588 | 0 | 143.0959 | 0
30.10. | 9 | 240.9049 |  | 85.8632 | 9.588 | 0 | 145.4536 | 0
30.10. | 10 | 242.8788 |  | 85.4794 | 9.588 | 0 | 147.8114 | 0
30.10. | 11 | 235.7423 |  | 84.328 | 9.588 | 0 | 141.8264 | 0
30.10. | 12 | 240.0048 |  | 85.3259 | 9.588 | 0 | 145.0909 | 0
30.10. | 13 | 235.2893 |  | 85.3259 | 9.588 | 0 | 140.3755 | 0
30.10. | 14 | 242.3347 |  | 85.4794 | 9.588 | 0 | 147.2673 | 0
30.10. | 15 | 235.0245 |  | 85.7865 | 9.588 | 0 | 139.65 | 0
30.10. | 16 | 244.5043 |  | 86.0167 | 9.588 | 0 | 148.8995 | 0
30.10. | 17 | 240.8492 |  | 86.1703 | 9.588 | 0 | 145.0909 | 0
30.10. | 18 | 240.8213 |  | 86.3238 | 9.588 | 0 | 144.9095 | 0
30.10. | 19 | 244.4832 |  | 85.6329 | 9.588 | 0 | 149.2623 | 0
30.10. | 20 | 244.2529 |  | 85.4026 | 9.588 | 0 | 149.2623 | 0
30.10. | 21 | 247.3226 |  | 86.4773 | 9.588 | 0 | 151.2573 | 0
30.10. | 22 | 243.465 |  | 86.247 | 9.588 | 0 | 147.63 | 0
30.10. | 23 | 247.3783 |  | 86.1703 | 9.588 | 0 | 151.62 | 0
30.10. | 24 | 245.6414 |  | 86.247 | 9.588 | 0 | 149.8064 | 0
31.10. | 1 | 244.5743 |  | 86.6308 | 9.588 | 0 | 148.3555 | 0
31.10. | 2 | 244.1559 |  | 86.9379 | 9.588 | 0 | 147.63 | 0
31.10. | 3 | 245.2441 |  | 86.9379 | 9.588 | 0 | 148.7182 | 0
31.10. | 4 | 242.7885 |  | 86.4773 | 9.588 | 0 | 146.7232 | 0
31.10. | 5 | 245.8928 |  | 86.8611 | 9.588 | 0 | 149.4436 | 0
31.10. | 6 | 245.6414 |  | 86.247 | 9.588 | 0 | 149.8064 | 0
31.10. | 7 | 237.313 |  | 87.1682 | 9.588 | 0 | 140.5568 | 0
31.10. | 8 | 240.0334 |  | 87.1682 | 9.588 | 0 | 143.2773 | 0
31.10. | 9 | 230.6025 |  | 87.1682 | 9.588 | 0 | 133.8464 | 0
31.10. | 10 | 228.5308 |  | 87.0914 | 9.588 | 0 | 131.8514 | 0
31.10. | 11 | 228.6 |  | 85.7097 | 9.588 | 0 | 133.3023 | 0
31.10. | 12 | 229.5068 |  | 85.7097 | 9.588 | 0 | 134.2091 | 0
31.10. | 13 | 225.5725 |  | 85.4026 | 9.588 | 0 | 130.5818 | 0
31.10. | 14 | 231.7667 |  | 85.2491 | 9.588 | 0 | 136.9295 | 0
31.10. | 15 | 231.781 |  | 86.1703 | 9.588 | 0 | 136.0227 | 0
31.10. | 16 | 236.7402 |  | 85.3259 | 9.588 | 0 | 141.8264 | 0
31.10. | 17 | 236.8313 |  | 86.3238 | 9.588 | 0 | 140.9195 | 0
31.10. | 18 | 240.6121 |  | 86.4773 | 9.588 | 0 | 144.5468 | 0
31.10. | 19 | 243.0955 |  | 86.7844 | 9.588 | 0 | 146.7232 | 0
31.10. | 20 | 241.7492 |  | 86.7076 | 9.588 | 0 | 145.4536 | 0
31.10. | 21 | 240.0056 |  | 87.3217 | 9.588 | 0 | 143.0959 | 0
31.10. | 22 | 242.9842 |  | 87.3984 | 9.588 | 0 | 145.9977 | 0
31.10. | 23 | 243.4304 |  | 86.9379 | 9.588 | 0 | 146.9045 | 0
31.10. | 24 | 246.8207 |  | 87.2449 | 9.588 | 0 | 149.9877 | 0
01.11. | 1 | 241.4633 |  | 86.7844 | 9.588 | 0 | 145.0909 | 0
01.11. | 2 | 241.5889 |  | 87.0914 | 9.588 | 0 | 144.9095 | 0
01.11. | 3 | 242.0774 |  | 87.3984 | 9.588 | 0 | 145.0909 | 0
01.11. | 4 | 243.1377 |  | 87.552 | 9.588 | 0 | 145.9977 | 0
01.11. | 5 | 243.7375 |  | 87.2449 | 9.588 | 0 | 146.9045 | 0
01.11. | 6 | 241.54 |  | 86.8611 | 9.588 | 0 | 145.0909 | 0
01.11. | 7 | 241.2262 |  | 87.0914 | 9.588 | 0 | 144.5468 | 0
01.11. | 8 | 240.187 |  | 87.3217 | 9.588 | 0 | 143.2773 | 0
01.11. | 9 | 243.1934 |  | 87.2449 | 9.588 | 0 | 146.3605 | 0
01.11. | 10 | 243.3326 |  | 86.4773 | 9.588 | 0 | 147.2673 | 0
01.11. | 11 | 244.177 |  | 87.3217 | 9.588 | 0 | 147.2673 | 0
01.11. | 12 | 245.4811 |  | 86.6308 | 9.588 | 0 | 149.2623 | 0
01.11. | 13 | 246.8207 |  | 87.2449 | 9.588 | 0 | 149.9877 | 0
01.11. | 14 | 247.2391 |  | 86.9379 | 9.588 | 0 | 150.7132 | 0
01.11. | 15 | 242.3701 |  | 86.7844 | 9.588 | 0 | 145.9977 | 0
01.11. | 16 | 244.0234 |  | 87.1682 | 9.588 | 0 | 147.2673 | 0
01.11. | 17 | 244.0791 |  | 86.8611 | 9.588 | 0 | 147.63 | 0
01.11. | 18 | 246.1998 |  | 87.1682 | 9.588 | 0 | 149.4436 | 0
01.11. | 19 | 244.4908 |  | 87.0914 | 9.588 | 0 | 147.8114 | 0
01.11. | 20 | 246.9809 |  | 86.8611 | 9.588 | 0 | 150.5318 | 0
01.11. | 21 | 246.6671 |  | 87.0914 | 9.588 | 0 | 149.9877 | 0
01.11. | 22 | 246.9253 |  | 87.1682 | 9.588 | 0 | 150.1691 | 0
01.11. | 23 | 244.3862 |  | 87.1682 | 9.588 | 0 | 147.63 | 0
01.11. | 24 | 243.7932 |  | 86.9379 | 9.588 | 0 | 147.2673 | 0
02.11. | 1 | 239.545 |  | 86.8611 | 9.588 | 0 | 143.0959 | 0
02.11. | 2 | 240.9403 |  | 87.1682 | 9.588 | 0 | 144.1841 | 0
02.11. | 3 | 238.8685 |  | 87.0914 | 9.588 | 0 | 142.1891 | 0
02.11. | 4 | 229.2073 |  | 86.8611 | 9.588 | 0 | 132.7582 | 0
02.11. | 5 | 235.0877 |  | 86.9379 | 9.588 | 0 | 138.5618 | 0
02.11. | 6 | 236.0924 |  | 87.3984 | 9.588 | 0 | 139.1059 | 0
02.11. | 7 | 240.5497 |  | 87.3217 | 9.588 | 0 | 143.64 | 0
02.11. | 8 | 240.2494 |  | 86.4773 | 9.588 | 0 | 144.1841 | 0
02.11. | 9 | 240.0124 |  | 86.7844 | 9.588 | 0 | 143.64 | 0
02.11. | 10 | 239.2447 |  | 86.0167 | 9.588 | 0 | 143.64 | 0
02.11. | 11 | 239.405 |  | 85.6329 | 9.588 | 0 | 144.1841 | 0
02.11. | 12 | 245.0205 |  | 86.1703 | 9.588 | 0 | 149.2623 | 0
02.11. | 13 | 242.2933 |  | 86.7076 | 9.588 | 0 | 145.9977 | 0
02.11. | 14 | 240.5564 |  | 86.7844 | 9.588 | 0 | 144.1841 | 0
02.11. | 15 | 242.4958 |  | 87.0914 | 9.588 | 0 | 145.8164 | 0
02.11. | 16 | 242.5236 |  | 86.9379 | 9.588 | 0 | 145.9977 | 0
02.11. | 17 | 239.8032 |  | 86.9379 | 9.588 | 0 | 143.2773 | 0
02.11. | 18 | 244.8046 |  | 86.8611 | 9.588 | 0 | 148.3555 | 0
02.11. | 19 | 238.7428 |  | 86.7844 | 9.588 | 0 | 142.3705 | 0
02.11. | 20 | 245.1605 |  | 87.3984 | 9.588 | 0 | 148.1741 | 0
02.11. | 21 | 245.8928 |  | 86.8611 | 9.588 | 0 | 149.4436 | 0
02.11. | 22 | 242.8307 |  | 87.2449 | 9.588 | 0 | 145.9977 | 0
02.11. | 23 | 236.4129 |  | 86.6308 | 9.588 | 0 | 140.1941 | 0
02.11. | 24 | 241.6725 |  | 86.6308 | 9.588 | 0 | 145.4536 | 0
03.11. | 1 | 244.1002 |  | 87.2449 | 9.588 | 0 | 147.2673 | 0
03.11. | 2 | 240.8424 |  | 86.7076 | 9.588 | 0 | 144.5468 | 0
03.11. | 3 | 239.7264 |  | 86.8611 | 9.588 | 0 | 143.2773 | 0
03.11. | 4 | 241.6168 |  | 86.9379 | 9.588 | 0 | 145.0909 | 0
03.11. | 5 | 241.9238 |  | 87.2449 | 9.588 | 0 | 145.0909 | 0
03.11. | 6 | 237.027 |  | 87.2449 | 9.588 | 0 | 140.1941 | 0
03.11. | 7 | 238.5614 |  | 86.7844 | 9.588 | 0 | 142.1891 | 0
03.11. | 8 | 228.0662 |  | 76.6518 | 9.588 | 0 | 141.8264 | 0
03.11. | 9 | 222.4769 |  | 71.9693 | 9.588 | 0 | 140.9195 | 0
03.11. | 10 | 225.3509 |  | 72.1229 | 9.588 | 0 | 143.64 | 0
03.11. | 11 | 222.9164 |  | 72.0461 | 9.588 | 0 | 141.2823 | 0
03.11. | 12 | 222.6304 |  | 72.1229 | 9.588 | 0 | 140.9195 | 0
03.11. | 13 | 228.8246 |  | 71.9693 | 9.588 | 0 | 147.2673 | 0
03.11. | 14 | 220.1192 |  | 71.9693 | 9.588 | 0 | 138.5618 | 0
03.11. | 15 | 219.8332 |  | 72.0461 | 9.588 | 0 | 138.1991 | 0
03.11. | 16 | 226.4669 |  | 71.9693 | 9.588 | 0 | 144.9095 | 0
03.11. | 17 | 229.669 |  | 72.8137 | 9.588 | 0 | 147.2673 | 0
03.11. | 18 | 233.8352 |  | 77.3427 | 9.588 | 0 | 146.9045 | 0
03.11. | 19 | 244.2243 |  | 83.5604 | 9.588 | 0 | 151.0759 | 0
03.11. | 20 | 247.7688 |  | 86.0167 | 9.588 | 0 | 152.1641 | 0
03.11. | 21 | 247.9156 |  | 86.7076 | 9.588 | 0 | 151.62 | 0
03.11. | 22 | 248.7111 |  | 87.3217 | 9.588 | 0 | 151.8014 | 0
03.11. | 23 | 246.6671 |  | 87.0914 | 9.588 | 0 | 149.9877 | 0
03.11. | 24 | 245.8295 |  | 85.7097 | 9.588 | 0 | 150.5318 | 0
04.11. | 1 | 245.0619 |  | 84.9421 | 9.588 | 0 | 150.5318 | 0
04.11. | 2 | 242.6485 |  | 85.2491 | 9.588 | 0 | 147.8114 | 0
04.11. | 3 | 240.2908 |  | 85.2491 | 9.588 | 0 | 145.4536 | 0
04.11. | 4 | 241.4346 |  | 84.9421 | 9.588 | 0 | 146.9045 | 0
04.11. | 5 | 238.2468 |  | 85.0188 | 9.588 | 0 | 143.64 | 0
04.11. | 6 | 239.1266 |  | 87.1682 | 9.588 | 0 | 142.3705 | 0
04.11. | 7 | 243.2145 |  | 87.6287 | 9.588 | 0 | 145.9977 | 0
04.11. | 8 | 243.6607 |  | 87.1682 | 9.588 | 0 | 146.9045 | 0
04.11. | 9 | 246.2487 |  | 87.3984 | 9.588 | 0 | 149.2623 | 0
04.11. | 10 | 247.2112 |  | 87.0914 | 9.588 | 0 | 150.5318 | 0
04.11. | 11 | 245.7949 |  | 86.4005 | 9.588 | 0 | 149.8064 | 0
04.11. | 12 | 244.9649 |  | 86.4773 | 9.588 | 0 | 148.8995 | 0
04.11. | 13 | 242.9758 |  | 83.9442 | 9.588 | 0 | 149.4436 | 0
04.11. | 14 | 247.6296 |  | 86.7844 | 9.588 | 0 | 151.2573 | 0
04.11. | 15 | 244.6164 |  | 87.3984 | 9.588 | 0 | 147.63 | 0
04.11. | 16 | 243.9467 |  | 87.0914 | 9.588 | 0 | 147.2673 | 0
04.11. | 17 | 240.4797 |  | 86.7076 | 9.588 | 0 | 144.1841 | 0
04.11. | 18 | 243.1934 |  | 87.2449 | 9.588 | 0 | 146.3605 | 0
04.11. | 19 | 241.8598 |  | 84.0977 | 9.588 | 0 | 148.1741 | 0
04.11. | 20 | 241.7544 |  | 82.1787 | 9.588 | 0 | 149.9877 | 0
04.11. | 21 | 242.4174 |  | 83.023 | 9.588 | 0 | 149.8064 | 0
04.11. | 22 | 242.7034 |  | 82.9463 | 9.588 | 0 | 150.1691 | 0
04.11. | 23 | 240.4781 |  | 82.716 | 9.588 | 0 | 148.1741 | 0
04.11. | 24 | 241.9079 |  | 82.3322 | 9.588 | 0 | 149.9877 | 0
05.11. | 1 | 240.2689 |  | 82.8695 | 9.588 | 0 | 147.8114 | 0
05.11. | 2 | 236.1743 |  | 82.9463 | 9.588 | 0 | 143.64 | 0
05.11. | 3 | 237.2346 |  | 83.0998 | 9.588 | 0 | 144.5468 | 0
05.11. | 4 | 233.9211 |  | 82.8695 | 9.588 | 0 | 141.4636 | 0
05.11. | 5 | 236.3346 |  | 82.5625 | 9.588 | 0 | 144.1841 | 0
05.11. | 6 | 232.9097 |  | 82.9463 | 9.588 | 0 | 140.3755 | 0
05.11. | 7 | 229.2825 |  | 82.9463 | 9.588 | 0 | 136.7482 | 0
05.11. | 8 | 235.5045 |  | 82.6392 | 9.588 | 0 | 143.2773 | 0
05.11. | 9 | 238.4274 |  | 83.023 | 9.588 | 0 | 145.8164 | 0
05.11. | 10 | 237.6665 |  | 81.7181 | 9.588 | 0 | 146.3605 | 0
05.11. | 11 | 234.8626 |  | 82.1787 | 9.588 | 0 | 143.0959 | 0
05.11. | 12 | 237.3949 |  | 82.716 | 9.588 | 0 | 145.0909 | 0
05.11. | 13 | 240.3456 |  | 82.9463 | 9.588 | 0 | 147.8114 | 0
05.11. | 14 | 234.9604 |  | 82.6392 | 9.588 | 0 | 142.7332 | 0
05.11. | 15 | 236.8576 |  | 82.1787 | 9.588 | 0 | 145.0909 | 0
05.11. | 16 | 238.3017 |  | 82.716 | 9.588 | 0 | 145.9977 | 0
05.11. | 17 | 242.7396 |  | 86.247 | 9.588 | 0 | 146.9045 | 0
05.11. | 18 | 243.3537 |  | 86.8611 | 9.588 | 0 | 146.9045 | 0
05.11. | 19 | 239.9424 |  | 86.1703 | 9.588 | 0 | 144.1841 | 0
05.11. | 20 | 245.4743 |  | 87.1682 | 9.588 | 0 | 148.7182 | 0
05.11. | 21 | 242.9074 |  | 87.3217 | 9.588 | 0 | 145.9977 | 0
05.11. | 22 | 242.8863 |  | 86.9379 | 9.588 | 0 | 146.3605 | 0
05.11. | 23 | 241.6657 |  | 87.1682 | 9.588 | 0 | 144.9095 | 0
05.11. | 24 | 241.2819 |  | 86.7844 | 9.588 | 0 | 144.9095 | 0
06.11. | 1 | 237.2851 |  | 87.3217 | 9.588 | 0 | 140.3755 | 0
06.11. | 2 | 238.715 |  | 86.9379 | 9.588 | 0 | 142.1891 | 0
06.11. | 3 | 238.7361 |  | 87.3217 | 9.588 | 0 | 141.8264 | 0
06.11. | 4 | 239.4893 |  | 87.1682 | 9.588 | 0 | 142.7332 | 0
06.11. | 5 | 239.3147 |  | 86.6308 | 9.588 | 0 | 143.0959 | 0
06.11. | 6 | 240.0891 |  | 86.8611 | 9.588 | 0 | 143.64 | 0
06.11. | 7 | 238.8196 |  | 86.8611 | 9.588 | 0 | 142.3705 | 0
06.11. | 8 | 240.4729 |  | 87.2449 | 9.588 | 0 | 143.64 | 0
06.11. | 9 | 211.6102 |  | 74.8863 | 9.588 | 0 | 127.1359 | 0
06.11. | 10 | 229.5557 |  | 85.94 | 9.588 | 0 | 134.0277 | 0
06.11. | 11 | 232.7435 |  | 85.8632 | 9.588 | 0 | 137.2923 | 0
06.11. | 12 | 235.1155 |  | 86.7844 | 9.588 | 0 | 138.7432 | 0
06.11. | 13 | 238.7428 |  | 86.7844 | 9.588 | 0 | 142.3705 | 0
06.11. | 14 | 239.545 |  | 86.8611 | 9.588 | 0 | 143.0959 | 0
06.11. | 15 | 242.133 |  | 87.0914 | 9.588 | 0 | 145.4536 | 0
06.11. | 16 | 238.7428 |  | 86.7844 | 9.588 | 0 | 142.3705 | 0
06.11. | 17 | 237.6757 |  | 87.1682 | 9.588 | 0 | 140.9195 | 0
06.11. | 18 | 244.6443 |  | 87.2449 | 9.588 | 0 | 147.8114 | 0
06.11. | 19 | 246.6671 |  | 87.0914 | 9.588 | 0 | 149.9877 | 0
06.11. | 20 | 241.4354 |  | 86.9379 | 9.588 | 0 | 144.9095 | 0
06.11. | 21 | 241.4633 |  | 86.7844 | 9.588 | 0 | 145.0909 | 0
06.11. | 22 | 244.6164 |  | 87.3984 | 9.588 | 0 | 147.63 | 0
06.11. | 23 | 241.017 |  | 87.2449 | 9.588 | 0 | 144.1841 | 0
06.11. | 24 | 241.3241 |  | 87.552 | 9.588 | 0 | 144.1841 | 0
07.11. | 1 | 237.027 |  | 87.2449 | 9.588 | 0 | 140.1941 | 0
07.11. | 2 | 235.3526 |  | 86.4773 | 9.588 | 0 | 139.2873 | 0
07.11. | 3 | 236.0156 |  | 87.3217 | 9.588 | 0 | 139.1059 | 0
07.11. | 4 | 234.3833 |  | 87.3217 | 9.588 | 0 | 137.4736 | 0
07.11. | 5 | 230.1352 |  | 87.2449 | 9.588 | 0 | 133.3023 | 0
07.11. | 6 | 235.4715 |  | 87.3217 | 9.588 | 0 | 138.5618 | 0
07.11. | 7 | 222.9574 |  | 87.3217 | 9.588 | 0 | 126.0477 | 0
07.11. | 8 | 234.1252 |  | 87.2449 | 9.588 | 0 | 137.2923 | 0
07.11. | 9 | 237.7525 |  | 87.2449 | 9.588 | 0 | 140.9195 | 0
07.11. | 10 | 239.4683 |  | 86.7844 | 9.588 | 0 | 143.0959 | 0
07.11. | 11 | 241.0795 |  | 86.4005 | 9.588 | 0 | 145.0909 | 0
07.11. | 12 | 242.2722 |  | 86.3238 | 9.588 | 0 | 146.3605 | 0
07.11. | 13 | 238.5539 |  | 85.3259 | 9.588 | 0 | 143.64 | 0
07.11. | 14 | 236.4062 |  | 87.1682 | 9.588 | 0 | 139.65 | 0
07.11. | 15 | 239.4683 |  | 86.7844 | 9.588 | 0 | 143.0959 | 0
07.11. | 16 | 243.0955 |  | 86.7844 | 9.588 | 0 | 146.7232 | 0
07.11. | 17 | 244.3372 |  | 86.9379 | 9.588 | 0 | 147.8114 | 0
07.11. | 18 | 245.5511 |  | 87.2449 | 9.588 | 0 | 148.7182 | 0
07.11. | 19 | 245.8227 |  | 86.247 | 9.588 | 0 | 149.9877 | 0
07.11. | 20 | 246.6806 |  | 86.0167 | 9.588 | 0 | 151.0759 | 0
07.11. | 21 | 246.5414 |  | 86.7844 | 9.588 | 0 | 150.1691 | 0
07.11. | 22 | 244.7346 |  | 86.247 | 9.588 | 0 | 148.8995 | 0
07.11. | 23 | 245.007 |  | 87.2449 | 9.588 | 0 | 148.1741 | 0
07.11. | 24 | 245.1116 |  | 87.1682 | 9.588 | 0 | 148.3555 | 0
08.11. | 1 | 245.9417 |  | 87.0914 | 9.588 | 0 | 149.2623 | 0
08.11. | 2 | 245.0349 |  | 87.0914 | 9.588 | 0 | 148.3555 | 0
08.11. | 3 | 243.7096 |  | 87.3984 | 9.588 | 0 | 146.7232 | 0
08.11. | 4 | 242.5725 |  | 87.1682 | 9.588 | 0 | 145.8164 | 0
08.11. | 5 | 241.8471 |  | 87.1682 | 9.588 | 0 | 145.0909 | 0
08.11. | 6 | 242.7539 |  | 87.1682 | 9.588 | 0 | 145.9977 | 0
08.11. | 7 | 242.0006 |  | 87.3217 | 9.588 | 0 | 145.0909 | 0
08.11. | 8 | 244.3372 |  | 86.9379 | 9.588 | 0 | 147.8114 | 0
08.11. | 9 | 245.2651 |  | 87.3217 | 9.588 | 0 | 148.3555 | 0
08.11. | 10 | 242.9842 |  | 87.3984 | 9.588 | 0 | 145.9977 | 0
08.11. | 11 | 241.3654 |  | 86.3238 | 9.588 | 0 | 145.4536 | 0
08.11. | 12 | 242.0352 |  | 86.6308 | 9.588 | 0 | 145.8164 | 0
08.11. | 13 | 239.5518 |  | 86.3238 | 9.588 | 0 | 143.64 | 0
08.11. | 14 | 242.3422 |  | 86.9379 | 9.588 | 0 | 145.8164 | 0
08.11. | 15 | 243.5004 |  | 87.552 | 9.588 | 0 | 146.3605 | 0
08.11. | 16 | 242.0774 |  | 87.3984 | 9.588 | 0 | 145.0909 | 0
08.11. | 17 | 245.2719 |  | 86.7844 | 9.588 | 0 | 148.8995 | 0
08.11. | 18 | 250.469 |  | 87.6287 | 9.588 | 0 | 153.2523 | 0
08.11. | 19 | 233.2184 |  | 87.2449 | 9.588 | 0 | 136.3855 | 0
08.11. | 20 | 235.8621 |  | 87.1682 | 9.588 | 0 | 139.1059 | 0
08.11. | 21 | 231.7118 |  | 87.552 | 9.588 | 0 | 134.5718 | 0
08.11. | 22 | 234.4601 |  | 87.3984 | 9.588 | 0 | 137.4736 | 0
08.11. | 23 | 231.9488 |  | 87.2449 | 9.588 | 0 | 135.1159 | 0
08.11. | 24 | 232.9813 |  | 87.552 | 9.588 | 0 | 135.8414 | 0
09.11. | 1 | 233.9649 |  | 87.6287 | 9.588 | 0 | 136.7482 | 0
09.11. | 2 | 230.3933 |  | 87.3217 | 9.588 | 0 | 133.4836 | 0
09.11. | 3 | 232.7511 |  | 87.3217 | 9.588 | 0 | 135.8414 | 0
09.11. | 4 | 228.6843 |  | 87.2449 | 9.588 | 0 | 131.8514 | 0
09.11. | 5 | 229.3541 |  | 87.552 | 9.588 | 0 | 132.2141 | 0
09.11. | 6 | 228.1124 |  | 87.3984 | 9.588 | 0 | 131.1259 | 0
09.11. | 7 | 225.5243 |  | 87.1682 | 9.588 | 0 | 128.7682 | 0
09.11. | 8 | 226.4033 |  | 87.3217 | 9.588 | 0 | 129.4936 | 0
09.11. | 9 | 228.5029 |  | 87.2449 | 9.588 | 0 | 131.67 | 0
09.11. | 10 | 224.7778 |  | 86.7844 | 9.588 | 0 | 128.4055 | 0
09.11. | 11 | 224.7078 |  | 86.1703 | 9.588 | 0 | 128.9495 | 0
09.11. | 12 | 227.2612 |  | 87.0914 | 9.588 | 0 | 130.5818 | 0
09.11. | 13 | 228.4262 |  | 87.1682 | 9.588 | 0 | 131.67 | 0
09.11. | 14 | 229.7514 |  | 86.8611 | 9.588 | 0 | 133.3023 | 0
09.11. | 15 | 244.5866 |  | 103.1473 | 9.588 | 0 | 131.8514 | 0
09.11. | 16 | 246.2957 |  | 103.224 | 9.588 | 0 | 133.4836 | 0
09.11. | 17 | 247.5441 |  | 102.8402 | 9.588 | 0 | 135.1159 | 0
09.11. | 18 | 250.1811 |  | 103.3008 | 9.588 | 0 | 137.2923 | 0
09.11. | 19 | 234.7461 |  | 87.3217 | 9.588 | 0 | 137.8364 | 0
09.11. | 20 | 235.8688 |  | 86.6308 | 9.588 | 0 | 139.65 | 0
09.11. | 21 | 232.4718 |  | 86.8611 | 9.588 | 0 | 136.0227 | 0
09.11. | 22 | 248.9672 |  | 102.9938 | 9.588 | 0 | 136.3855 | 0
09.11. | 23 | 248.8137 |  | 102.8402 | 9.588 | 0 | 136.3855 | 0
09.11. | 24 | 252.2318 |  | 102.9938 | 9.588 | 0 | 139.65 | 0
10.11. | 1 | 263.1903 |  | 103.0705 | 9.588 | 0 | 150.5318 | 0
10.11. | 2 | 261.5302 |  | 103.224 | 9.588 | 0 | 148.7182 | 0
10.11. | 3 | 246.0252 |  | 86.6308 | 9.588 | 0 | 149.8064 | 0
10.11. | 4 | 244.7278 |  | 86.7844 | 9.588 | 0 | 148.3555 | 0
10.11. | 5 | 246.3533 |  | 87.3217 | 9.588 | 0 | 149.4436 | 0
10.11. | 6 | 244.7978 |  | 87.3984 | 9.588 | 0 | 147.8114 | 0
10.11. | 7 | 243.6396 |  | 86.7844 | 9.588 | 0 | 147.2673 | 0
10.11. | 8 | 249.6457 |  | 87.1682 | 9.588 | 0 | 152.8895 | 0
10.11. | 9 | 249.5411 |  | 87.2449 | 9.588 | 0 | 152.7082 | 0
10.11. | 10 | 249.5825 |  | 86.0167 | 9.588 | 0 | 153.9777 | 0
10.11. | 11 | 248.4108 |  | 86.4773 | 9.588 | 0 | 152.3455 | 0
10.11. | 12 | 244.7835 |  | 86.4773 | 9.588 | 0 | 148.7182 | 0
10.11. | 13 | 248.6132 |  | 86.8611 | 9.588 | 0 | 152.1641 | 0
10.11. | 14 | 247.6018 |  | 86.9379 | 9.588 | 0 | 151.0759 | 0
10.11. | 15 | 251.0688 |  | 87.3217 | 9.588 | 0 | 154.1591 | 0
10.11. | 16 | 251.6129 |  | 87.3217 | 9.588 | 0 | 154.7032 | 0
10.11. | 17 | 253.796 |  | 86.7844 | 9.588 | 0 | 157.4236 | 0
10.11. | 18 | 254.6471 |  | 87.0914 | 9.588 | 0 | 157.9677 | 0
10.11. | 19 | 256.5864 |  | 87.3984 | 9.588 | 0 | 159.6 | 0
10.11. | 20 | 256.0491 |  | 86.8611 | 9.588 | 0 | 159.6 | 0
10.11. | 21 | 254.1587 |  | 86.7844 | 9.588 | 0 | 157.7864 | 0
10.11. | 22 | 254.5425 |  | 87.1682 | 9.588 | 0 | 157.7864 | 0
10.11. | 23 | 254.3333 |  | 87.3217 | 9.588 | 0 | 157.4236 | 0
10.11. | 24 | 252.7011 |  | 87.3217 | 9.588 | 0 | 155.7914 | 0
11.11. | 1 | 251.0688 |  | 87.3217 | 9.588 | 0 | 154.1591 | 0
11.11. | 2 | 250.113 |  | 87.0914 | 9.588 | 0 | 153.4336 | 0
11.11. | 3 | 250.1898 |  | 87.1682 | 9.588 | 0 | 153.4336 | 0
11.11. | 4 | 248.0902 |  | 87.2449 | 9.588 | 0 | 151.2573 | 0
11.11. | 5 | 248.167 |  | 87.3217 | 9.588 | 0 | 151.2573 | 0
11.11. | 6 | 245.3141 |  | 87.552 | 9.588 | 0 | 148.1741 | 0
11.11. | 7 | 246.9742 |  | 87.3984 | 9.588 | 0 | 149.9877 | 0
11.11. | 8 | 247.3926 |  | 87.0914 | 9.588 | 0 | 150.7132 | 0
11.11. | 9 | 249.8895 |  | 86.3238 | 9.588 | 0 | 153.9777 | 0
11.11. | 10 | 250.6082 |  | 86.8611 | 9.588 | 0 | 154.1591 | 0
11.11. | 11 | 245.0973 |  | 86.247 | 9.588 | 0 | 149.2623 | 0
11.11. | 12 | 244.2605 |  | 86.8611 | 9.588 | 0 | 147.8114 | 0
11.11. | 13 | 253.7192 |  | 86.7076 | 9.588 | 0 | 157.4236 | 0
11.11. | 14 | 250.9153 |  | 87.1682 | 9.588 | 0 | 154.1591 | 0
11.11. | 15 | 252.2337 |  | 87.3984 | 9.588 | 0 | 155.2473 | 0
11.11. | 16 | 253.4543 |  | 87.1682 | 9.588 | 0 | 156.6982 | 0
11.11. | 17 | 255.7353 |  | 87.0914 | 9.588 | 0 | 159.0559 | 0
11.11. | 18 | 254.0466 |  | 85.4026 | 9.588 | 0 | 159.0559 | 0
11.11. | 19 | 245.9663 |  | 78.9547 | 9.588 | 0 | 157.4236 | 0
11.11. | 20 | 244.0827 |  | 78.3406 | 9.588 | 0 | 156.1541 | 0
11.11. | 21 | 244.8781 |  | 78.9547 | 9.588 | 0 | 156.3355 | 0
11.11. | 22 | 243.6086 |  | 78.9547 | 9.588 | 0 | 155.0659 | 0
11.11. | 23 | 246.901 |  | 78.8011 | 9.588 | 0 | 158.5118 | 0
11.11. | 24 | 248.1427 |  | 78.9547 | 9.588 | 0 | 159.6 | 0
12.11. | 1 | 245.736 |  | 78.7244 | 9.588 | 0 | 157.4236 | 0
12.11. | 2 | 245.0106 |  | 78.7244 | 9.588 | 0 | 156.6982 | 0
12.11. | 3 | 210.5371 |  | 47.5155 | 9.588 | 0 | 153.4336 | 0
12.11. | 4 | 237.1073 |  | 78.8011 | 9.588 | 0 | 148.7182 | 0
12.11. | 5 | 238.1955 |  | 78.8011 | 9.588 | 0 | 149.8064 | 0
12.11. | 6 | 238.349 |  | 78.9547 | 9.588 | 0 | 149.8064 | 0
12.11. | 7 | 238.7885 |  | 79.0314 | 9.588 | 0 | 150.1691 | 0
12.11. | 8 | 244.2294 |  | 79.0314 | 9.588 | 0 | 155.61 | 0
12.11. | 9 | 242.8342 |  | 78.7244 | 9.588 | 0 | 154.5218 | 0
12.11. | 10 | 243.6364 |  | 78.8011 | 9.588 | 0 | 155.2473 | 0
12.11. | 11 | 241.0273 |  | 78.187 | 9.588 | 0 | 153.2523 | 0
12.11. | 12 | 242.9456 |  | 78.1103 | 9.588 | 0 | 155.2473 | 0
12.11. | 13 | 242.7018 |  | 78.9547 | 9.588 | 0 | 154.1591 | 0
12.11. | 14 | 242.4158 |  | 79.0314 | 9.588 | 0 | 153.7964 | 0
12.11. | 15 | 244.2294 |  | 79.0314 | 9.588 | 0 | 155.61 | 0
12.11. | 16 | 258.989 |  | 94.6978 | 9.588 | 0 | 154.7032 | 0
12.11. | 17 | 259.275 |  | 94.6211 | 9.588 | 0 | 155.0659 | 0
12.11. | 18 | 261.0886 |  | 94.6211 | 9.588 | 0 | 156.8795 | 0
12.11. | 19 | 262.7209 |  | 94.6211 | 9.588 | 0 | 158.5118 | 0
12.11. | 20 | 259.8394 |  | 93.0091 | 9.588 | 0 | 157.2423 | 0
12.11. | 21 | 260.3142 |  | 94.3908 | 9.588 | 0 | 156.3355 | 0
12.11. | 22 | 257.0986 |  | 94.6211 | 9.588 | 0 | 152.8895 | 0
12.11. | 23 | 256.7905 |  | 94.857 | 9.588 | 0 | 152.3455 | 0
12.11. | 24 | 257.8787 |  | 94.857 | 9.588 | 0 | 153.4336 | 0
13.11. | 1 | 256.3088 |  | 94.0126 | 9.588 | 0 | 152.7082 | 0
13.11. | 2 | 252.2564 |  | 94.857 | 9.588 | 0 | 147.8114 | 0
13.11. | 3 | 251.1682 |  | 94.857 | 9.588 | 0 | 146.7232 | 0
13.11. | 4 | 253.7351 |  | 94.7035 | 9.588 | 0 | 149.4436 | 0
13.11. | 5 | 254.4049 |  | 95.0105 | 9.588 | 0 | 149.8064 | 0
13.11. | 6 | 255.235 |  | 94.9338 | 9.588 | 0 | 150.7132 | 0
13.11. | 7 | 251.8447 |  | 94.6267 | 9.588 | 0 | 147.63 | 0
13.11. | 8 | 257.1043 |  | 94.6267 | 9.588 | 0 | 152.8895 | 0
13.11. | 9 | 255.2139 |  | 94.55 | 9.588 | 0 | 151.0759 | 0
13.11. | 10 | 258.6665 |  | 94.0126 | 9.588 | 0 | 155.0659 | 0
13.11. | 11 | 253.8254 |  | 93.7056 | 9.588 | 0 | 150.5318 | 0
13.11. | 12 | 253.1143 |  | 94.6267 | 9.588 | 0 | 148.8995 | 0
13.11. | 13 | 254.6141 |  | 94.857 | 9.588 | 0 | 150.1691 | 0
13.11. | 14 | 253.6584 |  | 94.6267 | 9.588 | 0 | 149.4436 | 0
13.11. | 15 | 255.3674 |  | 94.7035 | 9.588 | 0 | 151.0759 | 0
13.11. | 16 | 249.9611 |  | 94.0126 | 9.588 | 0 | 146.3605 | 0
13.11. | 17 | 237.0652 |  | 78.0335 | 9.588 | 0 | 149.4436 | 0
13.11. | 18 | 240.5878 |  | 78.1103 | 9.588 | 0 | 152.8895 | 0
13.11. | 19 | 242.0109 |  | 78.2638 | 9.588 | 0 | 154.1591 | 0
13.11. | 20 | 244.4032 |  | 77.573 | 9.588 | 0 | 157.2423 | 0
13.11. | 21 | 242.6039 |  | 78.4941 | 9.588 | 0 | 154.5218 | 0
13.11. | 22 | 240.9438 |  | 78.6476 | 9.588 | 0 | 152.7082 | 0
13.11. | 23 | 243.455 |  | 78.8011 | 9.588 | 0 | 155.0659 | 0
13.11. | 24 | 244.3627 |  | 80.7969 | 9.588 | 0 | 153.9777 | 0
14.11. | 1 | 241.4052 |  | 81.104 | 9.588 | 0 | 150.7132 | 0
14.11. | 2 | 240.7994 |  | 83.9442 | 9.588 | 0 | 147.2673 | 0
14.11. | 3 | 247.7899 |  | 86.4005 | 9.588 | 0 | 151.8014 | 0
14.11. | 4 | 245.3487 |  | 86.8611 | 9.588 | 0 | 148.8995 | 0
14.11. | 5 | 247.3926 |  | 87.0914 | 9.588 | 0 | 150.7132 | 0
14.11. | 6 | 247.3647 |  | 87.2449 | 9.588 | 0 | 150.5318 | 0
14.11. | 7 | 250.0852 |  | 87.2449 | 9.588 | 0 | 153.2523 | 0
14.11. | 8 | 253.6146 |  | 86.7844 | 9.588 | 0 | 157.2423 | 0
14.11. | 9 | 249.5479 |  | 86.7076 | 9.588 | 0 | 153.2523 | 0
14.11. | 10 | 254.1798 |  | 87.1682 | 9.588 | 0 | 157.4236 | 0
14.11. | 11 | 268.1918 |  | 102.9938 | 9.588 | 0 | 155.61 | 0
14.11. | 12 | 267.4385 |  | 103.1473 | 9.588 | 0 | 154.7032 | 0
14.11. | 13 | 259.0671 |  | 101.305 | 9.588 | 0 | 148.1741 | 0
14.11. | 14 | 258.6276 |  | 101.2282 | 9.588 | 0 | 147.8114 | 0
14.11. | 15 | 257.5462 |  | 100.6909 | 9.588 | 0 | 147.2673 | 0
14.11. | 16 | 258.2438 |  | 100.8444 | 9.588 | 0 | 147.8114 | 0
14.11. | 17 | 243.7991 |  | 84.4047 | 9.588 | 0 | 149.8064 | 0
14.11. | 18 | 251.7791 |  | 84.4047 | 9.588 | 0 | 157.7864 | 0
14.11. | 19 | 247.9426 |  | 84.5583 | 9.588 | 0 | 153.7964 | 0
14.11. | 20 | 251.6956 |  | 84.8653 | 9.588 | 0 | 157.2423 | 0
14.11. | 21 | 247.7823 |  | 84.9421 | 9.588 | 0 | 153.2523 | 0
14.11. | 22 | 246.0176 |  | 85.1724 | 9.588 | 0 | 151.2573 | 0
14.11. | 23 | 244.8316 |  | 84.7118 | 9.588 | 0 | 150.5318 | 0
14.11. | 24 | 245.7106 |  | 84.8653 | 9.588 | 0 | 151.2573 | 0
15.11. | 1 | 244.2597 |  | 84.8653 | 9.588 | 0 | 149.8064 | 0
15.11. | 2 | 244.3643 |  | 84.7886 | 9.588 | 0 | 149.9877 | 0
15.11. | 3 | 243.0947 |  | 84.7886 | 9.588 | 0 | 148.7182 | 0
15.11. | 4 | 238.6374 |  | 84.8653 | 9.588 | 0 | 144.1841 | 0
15.11. | 5 | 243.6388 |  | 84.7886 | 9.588 | 0 | 149.2623 | 0
15.11. | 6 | 242.9623 |  | 85.0188 | 9.588 | 0 | 148.3555 | 0
15.11. | 7 | 244.9084 |  | 84.7886 | 9.588 | 0 | 150.5318 | 0
15.11. | 8 | 246.4571 |  | 85.2491 | 9.588 | 0 | 151.62 | 0
15.11. | 9 | 247.8869 |  | 84.8653 | 9.588 | 0 | 153.4336 | 0
15.11. | 10 | 258.7946 |  | 100.3071 | 9.588 | 0 | 148.8995 | 0
15.11. | 11 | 265.5262 |  | 100.6909 | 9.588 | 0 | 155.2473 | 0
15.11. | 12 | 235.1848 |  | 76.8786 | 9.588 | 0 | 148.7182 | 0
15.11. | 13 | 221.5825 |  | 76.8786 | 9.588 | 0 | 135.1159 | 0
15.11. | 14 | 258.0135 |  | 100.6141 | 9.588 | 0 | 147.8114 | 0
15.11. | 15 | 263.7682 |  | 100.3839 | 9.588 | 0 | 153.7964 | 0
15.11. | 16 | 260.6783 |  | 100.9212 | 9.588 | 0 | 150.1691 | 0
15.11. | 17 | 237.9398 |  | 84.7118 | 9.588 | 0 | 143.64 | 0
15.11. | 18 | 233.9498 |  | 84.7118 | 9.588 | 0 | 139.65 | 0
15.11. | 19 | 238.5606 |  | 84.7886 | 9.588 | 0 | 144.1841 | 0
15.11. | 20 | 242.3414 |  | 84.9421 | 9.588 | 0 | 147.8114 | 0
15.11. | 21 | 250.8723 |  | 84.4047 | 9.588 | 0 | 156.8795 | 0
15.11. | 22 | 251.1793 |  | 84.7118 | 9.588 | 0 | 156.8795 | 0
15.11. | 23 | 251.3885 |  | 84.5583 | 9.588 | 0 | 157.2423 | 0
15.11. | 24 | 250.8444 |  | 84.5583 | 9.588 | 0 | 156.6982 | 0
16.11. | 1 | 261.614 |  | 100.2247 | 9.588 | 0 | 151.8014 | 0
16.11. | 2 | 265.0321 |  | 100.3782 | 9.588 | 0 | 155.0659 | 0
16.11. | 3 | 260.3445 |  | 100.2247 | 9.588 | 0 | 150.5318 | 0
16.11. | 4 | 260.5748 |  | 100.455 | 9.588 | 0 | 150.5318 | 0
16.11. | 5 | 247.9426 |  | 84.5583 | 9.588 | 0 | 153.7964 | 0
16.11. | 6 | 244.4689 |  | 84.7118 | 9.588 | 0 | 150.1691 | 0
16.11. | 7 | 240.6367 |  | 78.3406 | 9.588 | 0 | 152.7082 | 0
16.11. | 8 | 200.0224 |  | 40.9907 | 9.588 | 0 | 149.4436 | 0
16.11. | 9 | 202.9031 |  | 40.6069 | 9.588 | 0 | 152.7082 | 0
16.11. | 10 | 252.3999 |  | 87.5647 | 9.588 | 0 | 155.2473 | 0
16.11. | 11 | 257.0597 |  | 87.8717 | 9.588 | 0 | 159.6 | 0
16.11. | 12 | 256.7737 |  | 87.9485 | 9.588 | 0 | 159.2373 | 0
16.11. | 13 | 256.6691 |  | 88.0252 | 9.588 | 0 | 159.0559 | 0
16.11. | 14 | 252.5467 |  | 88.2555 | 9.588 | 0 | 154.7032 | 0
16.11. | 15 | 252.2886 |  | 88.1787 | 9.588 | 0 | 154.5218 | 0
16.11. | 16 | 243.9948 |  | 88.409 | 9.588 | 0 | 145.9977 | 0
16.11. | 17 | 239.9443 |  | 73.6581 | 9.588 | 0 | 156.6982 | 0
16.11. | 18 | 241.7814 |  | 80.0293 | 9.588 | 0 | 152.1641 | 0
16.11. | 19 | 239.0693 |  | 83.4836 | 9.588 | 0 | 145.9977 | 0
16.11. | 20 | 240.2908 |  | 85.2491 | 9.588 | 0 | 145.4536 | 0
16.11. | 21 | 240.0124 |  | 86.7844 | 9.588 | 0 | 143.64 | 0
16.11. | 22 | 237.2565 |  | 85.4794 | 9.588 | 0 | 142.1891 | 0
16.11. | 23 | 239.9424 |  | 86.1703 | 9.588 | 0 | 144.1841 | 0
16.11. | 24 | 241.0795 |  | 86.4005 | 9.588 | 0 | 145.0909 | 0
17.11. | 1 | 240.3818 |  | 86.247 | 9.588 | 0 | 144.5468 | 0
17.11. | 2 | 251.8288 |  | 86.6308 | 9.588 | 0 | 155.61 | 0
17.11. | 3 | 248.0691 |  | 86.8611 | 9.588 | 0 | 151.62 | 0
17.11. | 4 | 254.5636 |  | 87.552 | 9.588 | 0 | 157.4236 | 0
17.11. | 5 | 251.3826 |  | 87.0914 | 9.588 | 0 | 154.7032 | 0
17.11. | 6 | 251.9056 |  | 86.7076 | 9.588 | 0 | 155.61 | 0
17.11. | 7 | 248.7802 |  | 85.94 | 9.588 | 0 | 153.2523 | 0
17.11. | 8 | 251.445 |  | 86.247 | 9.588 | 0 | 155.61 | 0
17.11. | 9 | 254.8774 |  | 87.3217 | 9.588 | 0 | 157.9677 | 0
17.11. | 10 | 274.3581 |  | 102.9938 | 9.588 | 0 | 161.7764 | 0
17.11. | 11 | 269.0786 |  | 102.067 | 9.588 | 0 | 157.4236 | 0
17.11. | 12 | 267.9885 |  | 100.6141 | 9.588 | 0 | 157.7864 | 0
17.11. | 13 | 270.0822 |  | 103.0705 | 9.588 | 0 | 157.4236 | 0
17.11. | 14 | 269.7683 |  | 103.3008 | 9.588 | 0 | 156.8795 | 0
17.11. | 15 | 268.9661 |  | 103.224 | 9.588 | 0 | 156.1541 | 0
17.11. | 16 | 266.5873 |  | 102.8402 | 9.588 | 0 | 154.1591 | 0
17.11. | 17 | 252.8613 |  | 86.9379 | 9.588 | 0 | 156.3355 | 0
17.11. | 18 | 248.0691 |  | 86.8611 | 9.588 | 0 | 151.62 | 0
17.11. | 19 | 255.1423 |  | 86.8611 | 9.588 | 0 | 158.6932 | 0
17.11. | 20 | 258.2533 |  | 86.7076 | 9.588 | 0 | 161.9577 | 0
17.11. | 21 | 255.7353 |  | 87.0914 | 9.588 | 0 | 159.0559 | 0
17.11. | 22 | 255.9656 |  | 87.3217 | 9.588 | 0 | 159.0559 | 0
17.11. | 23 | 255.0377 |  | 86.9379 | 9.588 | 0 | 158.5118 | 0
17.11. | 24 | 256.1259 |  | 86.9379 | 9.588 | 0 | 159.6 | 0
18.11. | 1 | 257.5489 |  | 87.0914 | 9.588 | 0 | 160.8695 | 0
18.11. | 2 | 249.8828 |  | 86.8611 | 9.588 | 0 | 153.4336 | 0
18.11. | 3 | 246.7785 |  | 86.4773 | 9.588 | 0 | 150.7132 | 0
18.11. | 4 | 253.7682 |  | 86.9379 | 9.588 | 0 | 157.2423 | 0
18.11. | 5 | 252.9103 |  | 87.1682 | 9.588 | 0 | 156.1541 | 0
18.11. | 6 | 252.4497 |  | 86.7076 | 9.588 | 0 | 156.1541 | 0
18.11. | 7 | 247.3226 |  | 86.4773 | 9.588 | 0 | 151.2573 | 0
18.11. | 8 | 253.1405 |  | 87.3984 | 9.588 | 0 | 156.1541 | 0
18.11. | 9 | 254.6193 |  | 87.2449 | 9.588 | 0 | 157.7864 | 0
18.11. | 10 | 262.8065 |  | 102.6867 | 9.588 | 0 | 150.5318 | 0
18.11. | 11 | 269.0564 |  | 102.2261 | 9.588 | 0 | 157.2423 | 0
18.11. | 12 | 274.0789 |  | 102.5332 | 9.588 | 0 | 161.9577 | 0
18.11. | 13 | 273.9676 |  | 103.1473 | 9.588 | 0 | 161.2323 | 0
18.11. | 14 | 272.3353 |  | 103.1473 | 9.588 | 0 | 159.6 | 0
18.11. | 15 | 269.1264 |  | 102.8402 | 9.588 | 0 | 156.6982 | 0
18.11. | 16 | 270.4449 |  | 103.0705 | 9.588 | 0 | 157.7864 | 0
18.11. | 17 | 251.278 |  | 87.1682 | 9.588 | 0 | 154.5218 | 0
18.11. | 18 | 253.9217 |  | 87.0914 | 9.588 | 0 | 157.2423 | 0
18.11. | 19 | 254.4658 |  | 87.0914 | 9.588 | 0 | 157.7864 | 0
18.11. | 20 | 255.3447 |  | 87.2449 | 9.588 | 0 | 158.5118 | 0
18.11. | 21 | 272.3642 |  | 102.4508 | 9.588 | 0 | 160.3255 | 0
18.11. | 22 | 271.632 |  | 102.9881 | 9.588 | 0 | 159.0559 | 0
18.11. | 23 | 270.8855 |  | 102.6043 | 9.588 | 0 | 158.6932 | 0
18.11. | 24 | 267.2793 |  | 102.9881 | 9.588 | 0 | 154.7032 | 0
19.11. | 1 | 268.3464 |  | 102.6043 | 9.588 | 0 | 156.1541 | 0
19.11. | 2 | 268.5767 |  | 102.8346 | 9.588 | 0 | 156.1541 | 0
19.11. | 3 | 267.3628 |  | 102.5275 | 9.588 | 0 | 155.2473 | 0
19.11. | 4 | 267.1258 |  | 102.8346 | 9.588 | 0 | 154.7032 | 0
19.11. | 5 | 253.0916 |  | 87.1682 | 9.588 | 0 | 156.3355 | 0
19.11. | 6 | 248.3762 |  | 87.1682 | 9.588 | 0 | 151.62 | 0
19.11. | 7 | 246.5625 |  | 87.1682 | 9.588 | 0 | 149.8064 | 0
19.11. | 8 | 247.9367 |  | 87.0914 | 9.588 | 0 | 151.2573 | 0
19.11. | 9 | 255.2047 |  | 86.0167 | 9.588 | 0 | 159.6 | 0
19.11. | 10 | 271.8747 |  | 102.6867 | 9.588 | 0 | 159.6 | 0
19.11. | 11 | 251.0123 |  | 85.6329 | 9.588 | 0 | 155.7914 | 0
19.11. | 12 | 251.6053 |  | 85.8632 | 9.588 | 0 | 156.1541 | 0
19.11. | 13 | 254.1587 |  | 86.7844 | 9.588 | 0 | 157.7864 | 0
19.11. | 14 | 266.1 |  | 101.9902 | 9.588 | 0 | 154.5218 | 0
19.11. | 15 | 263.6655 |  | 101.9134 | 9.588 | 0 | 152.1641 | 0
19.11. | 16 | 268.3742 |  | 102.4508 | 9.588 | 0 | 156.3355 | 0
19.11. | 17 | 251.4383 |  | 86.7844 | 9.588 | 0 | 155.0659 | 0
19.11. | 18 | 247.5461 |  | 87.2449 | 9.588 | 0 | 150.7132 | 0
19.11. | 19 | 249.806 |  | 86.7844 | 9.588 | 0 | 153.4336 | 0
19.11. | 20 | 252.3029 |  | 86.0167 | 9.588 | 0 | 156.6982 | 0
19.11. | 21 | 250.9709 |  | 86.8611 | 9.588 | 0 | 154.5218 | 0
19.11. | 22 | 252.7011 |  | 87.3217 | 9.588 | 0 | 155.7914 | 0
19.11. | 23 | 251.8221 |  | 87.1682 | 9.588 | 0 | 155.0659 | 0
19.11. | 24 | 251.0755 |  | 86.7844 | 9.588 | 0 | 154.7032 | 0
20.11. | 1 | 241.8793 |  | 80.4899 | 9.588 | 0 | 151.8014 | 0
20.11. | 2 | 243.9789 |  | 80.4131 | 9.588 | 0 | 153.9777 | 0
20.11. | 3 | 240.2191 |  | 80.6434 | 9.588 | 0 | 149.9877 | 0
20.11. | 4 | 236.2435 |  | 81.5646 | 9.588 | 0 | 145.0909 | 0
20.11. | 5 | 237.2895 |  | 80.7969 | 9.588 | 0 | 146.9045 | 0
20.11. | 6 | 240.1145 |  | 80.7202 | 9.588 | 0 | 149.8064 | 0
20.11. | 7 | 240.8678 |  | 80.5667 | 9.588 | 0 | 150.7132 | 0
20.11. | 8 | 243.0999 |  | 80.2596 | 9.588 | 0 | 153.2523 | 0
20.11. | 9 | 238.8728 |  | 80.5667 | 9.588 | 0 | 148.7182 | 0
20.11. | 10 | 257.3278 |  | 95.3943 | 9.588 | 0 | 152.3455 | 0
20.11. | 11 | 256.2396 |  | 95.3943 | 9.588 | 0 | 151.2573 | 0
20.11. | 12 | 253.3867 |  | 95.6246 | 9.588 | 0 | 148.1741 | 0
20.11. | 13 | 255.7655 |  | 96.0084 | 9.588 | 0 | 150.1691 | 0
20.11. | 14 | 257.1551 |  | 96.3098 | 9.588 | 0 | 151.2573 | 0
20.11. | 15 | 257.0016 |  | 96.1563 | 9.588 | 0 | 151.2573 | 0
20.11. | 16 | 242.5001 |  | 80.5667 | 9.588 | 0 | 152.3455 | 0
20.11. | 17 | 243.644 |  | 80.2596 | 9.588 | 0 | 153.7964 | 0
20.11. | 18 | 241.5722 |  | 80.1828 | 9.588 | 0 | 151.8014 | 0
20.11. | 19 | 245.9182 |  | 80.7202 | 9.588 | 0 | 155.61 | 0
20.11. | 20 | 245.7293 |  | 79.2617 | 9.588 | 0 | 156.8795 | 0
20.11. | 21 | 244.1391 |  | 80.0293 | 9.588 | 0 | 154.5218 | 0
20.11. | 22 | 247.0831 |  | 80.7969 | 9.588 | 0 | 156.6982 | 0
20.11. | 23 | 249.2873 |  | 80.6434 | 9.588 | 0 | 159.0559 | 0
20.11. | 24 | 243.0442 |  | 80.5667 | 9.588 | 0 | 152.8895 | 0
21.11. | 1 | 243.7418 |  | 80.7202 | 9.588 | 0 | 153.4336 | 0
21.11. | 2 | 235.4759 |  | 80.7969 | 9.588 | 0 | 145.0909 | 0
21.11. | 3 | 231.5415 |  | 80.4899 | 9.588 | 0 | 141.4636 | 0
21.11. | 4 | 238.9007 |  | 80.4131 | 9.588 | 0 | 148.8995 | 0
21.11. | 5 | 231.3112 |  | 80.2596 | 9.588 | 0 | 141.4636 | 0
21.11. | 6 | 230.1952 |  | 80.4131 | 9.588 | 0 | 140.1941 | 0
21.11. | 7 | 232.4483 |  | 80.4899 | 9.588 | 0 | 142.3705 | 0
21.11. | 8 | 233.097 |  | 80.4131 | 9.588 | 0 | 143.0959 | 0
21.11. | 9 | 233.3552 |  | 80.4899 | 9.588 | 0 | 143.2773 | 0
21.11. | 10 | 237.8614 |  | 80.6434 | 9.588 | 0 | 147.63 | 0
21.11. | 11 | 246.9833 |  | 95.9317 | 9.588 | 0 | 141.4636 | 0
21.11. | 12 | 247.8066 |  | 96.3923 | 9.588 | 0 | 141.8264 | 0
21.11. | 13 | 246.2789 |  | 96.3155 | 9.588 | 0 | 140.3755 | 0
21.11. | 14 | 246.2511 |  | 96.469 | 9.588 | 0 | 140.1941 | 0
21.11. | 15 | 246.0765 |  | 95.9317 | 9.588 | 0 | 140.5568 | 0
21.11. | 16 | 246.0765 |  | 95.9317 | 9.588 | 0 | 140.5568 | 0
21.11. | 17 | 237.8682 |  | 80.1061 | 9.588 | 0 | 148.1741 | 0
21.11. | 18 | 238.8796 |  | 80.0293 | 9.588 | 0 | 149.2623 | 0
21.11. | 19 | 239.131 |  | 80.6434 | 9.588 | 0 | 148.8995 | 0
21.11. | 20 | 237.1352 |  | 78.6476 | 9.588 | 0 | 148.8995 | 0
21.11. | 21 | 239.0331 |  | 80.1828 | 9.588 | 0 | 149.2623 | 0
21.11. | 22 | 243.7418 |  | 80.7202 | 9.588 | 0 | 153.4336 | 0
21.11. | 23 | 245.8693 |  | 80.4899 | 9.588 | 0 | 155.7914 | 0
21.11. | 24 | 243.2812 |  | 80.2596 | 9.588 | 0 | 153.4336 | 0
22.11. | 1 | 236.5986 |  | 80.1061 | 9.588 | 0 | 146.9045 | 0
22.11. | 2 | 241.4119 |  | 80.5667 | 9.588 | 0 | 151.2573 | 0
22.11. | 3 | 238.9774 |  | 80.4899 | 9.588 | 0 | 148.8995 | 0
22.11. | 4 | 241.0281 |  | 80.1828 | 9.588 | 0 | 151.2573 | 0
22.11. | 5 | 240.1702 |  | 80.4131 | 9.588 | 0 | 150.1691 | 0
22.11. | 6 | 239.1377 |  | 80.1061 | 9.588 | 0 | 149.4436 | 0
22.11. | 7 | 239.6751 |  | 80.6434 | 9.588 | 0 | 149.4436 | 0
22.11. | 8 | 245.6111 |  | 80.4131 | 9.588 | 0 | 155.61 | 0
22.11. | 9 | 240.3373 |  | 79.492 | 9.588 | 0 | 151.2573 | 0
22.11. | 10 | 251.8093 |  | 93.3218 | 9.588 | 0 | 148.8995 | 0
22.11. | 11 | 253.6651 |  | 94.0894 | 9.588 | 0 | 149.9877 | 0
22.11. | 12 | 235.0423 |  | 78.187 | 9.588 | 0 | 147.2673 | 0
22.11. | 13 | 251.8745 |  | 95.926 | 9.588 | 0 | 146.3605 | 0
22.11. | 14 | 251.5798 |  | 95.0873 | 9.588 | 0 | 146.9045 | 0
22.11. | 15 | 256.2472 |  | 96.8528 | 9.588 | 0 | 149.8064 | 0
22.11. | 16 | 256.8259 |  | 96.162 | 9.588 | 0 | 151.0759 | 0
22.11. | 17 | 246.1552 |  | 80.4131 | 9.588 | 0 | 156.1541 | 0
22.11. | 18 | 246.1831 |  | 80.2596 | 9.588 | 0 | 156.3355 | 0
22.11. | 19 | 244.9346 |  | 80.6434 | 9.588 | 0 | 154.7032 | 0
22.11. | 20 | 246.1063 |  | 80.1828 | 9.588 | 0 | 156.3355 | 0
22.11. | 21 | 248.9246 |  | 80.6434 | 9.588 | 0 | 158.6932 | 0
22.11. | 22 | 246.3087 |  | 80.5667 | 9.588 | 0 | 156.1541 | 0
22.11. | 23 | 246.7272 |  | 80.2596 | 9.588 | 0 | 156.8795 | 0
22.11. | 24 | 247.7732 |  | 79.492 | 9.588 | 0 | 158.6932 | 0
23.11. | 1 | 244.5365 |  | 79.3385 | 9.588 | 0 | 155.61 | 0
23.11. | 2 | 240.3094 |  | 79.6455 | 9.588 | 0 | 151.0759 | 0
23.11. | 3 | 242.0117 |  | 80.2596 | 9.588 | 0 | 152.1641 | 0
23.11. | 4 | 241.1538 |  | 80.4899 | 9.588 | 0 | 151.0759 | 0
23.11. | 5 | 242.8628 |  | 80.5667 | 9.588 | 0 | 152.7082 | 0
23.11. | 6 | 240.3448 |  | 80.9505 | 9.588 | 0 | 149.8064 | 0
23.11. | 7 | 237.7079 |  | 80.4899 | 9.588 | 0 | 147.63 | 0
23.11. | 8 | 248.0178 |  | 80.6434 | 9.588 | 0 | 157.7864 | 0
23.11. | 9 | 244.0278 |  | 80.6434 | 9.588 | 0 | 153.7964 | 0
23.11. | 10 | 237.659 |  | 80.2596 | 9.588 | 0 | 147.8114 | 0
23.11. | 11 | 241.3276 |  | 79.0314 | 9.588 | 0 | 152.7082 | 0
23.11. | 12 | 241.4044 |  | 79.1082 | 9.588 | 0 | 152.7082 | 0
23.11. | 13 | 242.2766 |  | 79.799 | 9.588 | 0 | 152.8895 | 0
23.11. | 14 | 257.6781 |  | 95.926 | 9.588 | 0 | 152.1641 | 0
23.11. | 15 | 256.0037 |  | 95.1584 | 9.588 | 0 | 151.2573 | 0
23.11. | 16 | 258.3125 |  | 94.9281 | 9.588 | 0 | 153.7964 | 0
23.11. | 17 | 262.3101 |  | 96.3866 | 9.588 | 0 | 156.3355 | 0
23.11. | 18 | 250.9988 |  | 86.7076 | 9.588 | 0 | 154.7032 | 0
23.11. | 19 | 254.7239 |  | 87.1682 | 9.588 | 0 | 157.9677 | 0
23.11. | 20 | 252.4564 |  | 86.1703 | 9.588 | 0 | 156.6982 | 0
23.11. | 21 | 253.2941 |  | 87.552 | 9.588 | 0 | 156.1541 | 0
23.11. | 22 | 253.0916 |  | 87.1682 | 9.588 | 0 | 156.3355 | 0
23.11. | 23 | 253.1684 |  | 87.2449 | 9.588 | 0 | 156.3355 | 0
23.11. | 24 | 254.6471 |  | 87.0914 | 9.588 | 0 | 157.9677 | 0
24.11. | 1 | 256.977 |  | 87.2449 | 9.588 | 0 | 160.1441 | 0
24.11. | 2 | 255.6518 |  | 87.552 | 9.588 | 0 | 158.5118 | 0
24.11. | 3 | 250.113 |  | 87.0914 | 9.588 | 0 | 153.4336 | 0
24.11. | 4 | 249.7992 |  | 87.3217 | 9.588 | 0 | 152.8895 | 0
24.11. | 5 | 253.866 |  | 87.3984 | 9.588 | 0 | 156.8795 | 0
24.11. | 6 | 251.8988 |  | 87.2449 | 9.588 | 0 | 155.0659 | 0
24.11. | 7 | 250.3501 |  | 86.7844 | 9.588 | 0 | 153.9777 | 0
24.11. | 8 | 254.103 |  | 87.0914 | 9.588 | 0 | 157.4236 | 0
24.11. | 9 | 254.0052 |  | 86.6308 | 9.588 | 0 | 157.7864 | 0
24.11. | 10 | 255.505 |  | 86.8611 | 9.588 | 0 | 159.0559 | 0
24.11. | 11 | 248.8781 |  | 86.4005 | 9.588 | 0 | 152.8895 | 0
24.11. | 12 | 250.043 |  | 86.4773 | 9.588 | 0 | 153.9777 | 0
24.11. | 13 | 251.3547 |  | 87.2449 | 9.588 | 0 | 154.5218 | 0
24.11. | 14 | 253.2451 |  | 87.3217 | 9.588 | 0 | 156.3355 | 0
24.11. | 15 | 252.5475 |  | 87.1682 | 9.588 | 0 | 155.7914 | 0
24.11. | 16 | 253.8382 |  | 87.552 | 9.588 | 0 | 156.6982 | 0
24.11. | 17 | 253.0149 |  | 87.0914 | 9.588 | 0 | 156.3355 | 0
24.11. | 18 | 258.2255 |  | 86.8611 | 9.588 | 0 | 161.7764 | 0
24.11. | 19 | 257.7792 |  | 87.3217 | 9.588 | 0 | 160.8695 | 0
24.11. | 20 | 254.3047 |  | 85.4794 | 9.588 | 0 | 159.2373 | 0
24.11. | 21 | 254.0752 |  | 87.2449 | 9.588 | 0 | 157.2423 | 0
24.11. | 22 | 256.5097 |  | 87.3217 | 9.588 | 0 | 159.6 | 0
24.11. | 23 | 254.3122 |  | 86.9379 | 9.588 | 0 | 157.7864 | 0
24.11. | 24 | 254.6471 |  | 87.0914 | 9.588 | 0 | 157.9677 | 0
25.11. | 1 | 250.5525 |  | 87.1682 | 9.588 | 0 | 153.7964 | 0
25.11. | 2 | 251.1523 |  | 86.8611 | 9.588 | 0 | 154.7032 | 0
25.11. | 3 | 251.7732 |  | 86.9379 | 9.588 | 0 | 155.2473 | 0
25.11. | 4 | 252.2894 |  | 87.0914 | 9.588 | 0 | 155.61 | 0
25.11. | 5 | 250.0084 |  | 87.1682 | 9.588 | 0 | 153.2523 | 0
25.11. | 6 | 244.4908 |  | 87.0914 | 9.588 | 0 | 147.8114 | 0
25.11. | 7 | 246.8974 |  | 87.3217 | 9.588 | 0 | 149.9877 | 0
25.11. | 8 | 248.5297 |  | 87.3217 | 9.588 | 0 | 151.62 | 0
25.11. | 9 | 253.7892 |  | 87.3217 | 9.588 | 0 | 156.8795 | 0
25.11. | 10 | 255.2258 |  | 86.4005 | 9.588 | 0 | 159.2373 | 0
25.11. | 11 | 256.6978 |  | 86.7844 | 9.588 | 0 | 160.3255 | 0
25.11. | 12 | 256.1959 |  | 87.552 | 9.588 | 0 | 159.0559 | 0
25.11. | 13 | 255.128 |  | 85.94 | 9.588 | 0 | 159.6 | 0
25.11. | 14 | 259.0766 |  | 87.1682 | 9.588 | 0 | 162.3205 | 0
25.11. | 15 | 257.5489 |  | 87.0914 | 9.588 | 0 | 160.8695 | 0
25.11. | 16 | 255.1355 |  | 87.3984 | 9.588 | 0 | 158.1491 | 0
25.11. | 17 | 255.268 |  | 87.1682 | 9.588 | 0 | 158.5118 | 0
25.11. | 18 | 255.7632 |  | 86.9379 | 9.588 | 0 | 159.2373 | 0
25.11. | 19 | 255.9934 |  | 87.1682 | 9.588 | 0 | 159.2373 | 0
25.11. | 20 | 255.2747 |  | 86.6308 | 9.588 | 0 | 159.0559 | 0
25.11. | 21 | 257.3954 |  | 86.9379 | 9.588 | 0 | 160.8695 | 0
25.11. | 22 | 251.2291 |  | 86.9379 | 9.588 | 0 | 154.7032 | 0
25.11. | 23 | 253.6425 |  | 86.6308 | 9.588 | 0 | 157.4236 | 0
25.11. | 24 | 258.142 |  | 87.3217 | 9.588 | 0 | 161.2323 | 0
26.11. | 1 | 254.8774 |  | 87.3217 | 9.588 | 0 | 157.9677 | 0
26.11. | 2 | 255.3447 |  | 87.2449 | 9.588 | 0 | 158.5118 | 0
26.11. | 3 | 254.982 |  | 87.2449 | 9.588 | 0 | 158.1491 | 0
26.11. | 4 | 254.0752 |  | 87.2449 | 9.588 | 0 | 157.2423 | 0
26.11. | 5 | 251.7732 |  | 86.9379 | 9.588 | 0 | 155.2473 | 0
26.11. | 6 | 251.515 |  | 86.8611 | 9.588 | 0 | 155.0659 | 0
26.11. | 7 | 251.278 |  | 87.1682 | 9.588 | 0 | 154.5218 | 0
26.11. | 8 | 249.6457 |  | 87.1682 | 9.588 | 0 | 152.8895 | 0
26.11. | 9 | 252.2337 |  | 87.3984 | 9.588 | 0 | 155.2473 | 0
26.11. | 10 | 248.2362 |  | 85.94 | 9.588 | 0 | 152.7082 | 0
26.11. | 11 | 270.87 |  | 102.2261 | 9.588 | 0 | 159.0559 | 0
26.11. | 12 | 267.8723 |  | 103.2184 | 9.588 | 0 | 155.0659 | 0
26.11. | 13 | 269.3021 |  | 102.8346 | 9.588 | 0 | 156.8795 | 0
26.11. | 14 | 270.9555 |  | 103.2184 | 9.588 | 0 | 158.1491 | 0
26.11. | 15 | 267.0279 |  | 102.374 | 9.588 | 0 | 155.0659 | 0
26.11. | 16 | 269.8395 |  | 103.3719 | 9.588 | 0 | 156.8795 | 0
26.11. | 17 | 256.2726 |  | 87.6287 | 9.588 | 0 | 159.0559 | 0
26.11. | 18 | 258.142 |  | 87.3217 | 9.588 | 0 | 161.2323 | 0
26.11. | 19 | 255.6029 |  | 87.3217 | 9.588 | 0 | 158.6932 | 0
26.11. | 20 | 255.2891 |  | 87.552 | 9.588 | 0 | 158.1491 | 0
26.11. | 21 | 258.2187 |  | 87.3984 | 9.588 | 0 | 161.2323 | 0
26.11. | 22 | 256.977 |  | 87.2449 | 9.588 | 0 | 160.1441 | 0
26.11. | 23 | 254.7239 |  | 87.1682 | 9.588 | 0 | 157.9677 | 0
26.11. | 24 | 256.67 |  | 86.9379 | 9.588 | 0 | 160.1441 | 0
27.11. | 1 | 252.5197 |  | 87.3217 | 9.588 | 0 | 155.61 | 0
27.11. | 2 | 251.7386 |  | 87.6287 | 9.588 | 0 | 154.5218 | 0
27.11. | 3 | 248.6064 |  | 87.3984 | 9.588 | 0 | 151.62 | 0
27.11. | 4 | 248.3272 |  | 86.9379 | 9.588 | 0 | 151.8014 | 0
27.11. | 5 | 249.7014 |  | 86.8611 | 9.588 | 0 | 153.2523 | 0
27.11. | 6 | 251.2012 |  | 87.0914 | 9.588 | 0 | 154.5218 | 0
27.11. | 7 | 245.5789 |  | 87.0914 | 9.588 | 0 | 148.8995 | 0
27.11. | 8 | 247.7967 |  | 85.8632 | 9.588 | 0 | 152.3455 | 0
27.11. | 9 | 252.0937 |  | 86.1703 | 9.588 | 0 | 156.3355 | 0
27.11. | 10 | 250.9845 |  | 85.7865 | 9.588 | 0 | 155.61 | 0
27.11. | 11 | 253.0073 |  | 85.6329 | 9.588 | 0 | 157.7864 | 0
27.11. | 12 | 248.4597 |  | 86.7076 | 9.588 | 0 | 152.1641 | 0
27.11. | 13 | 247.9367 |  | 87.0914 | 9.588 | 0 | 151.2573 | 0
27.11. | 14 | 266.1211 |  | 102.374 | 9.588 | 0 | 154.1591 | 0
27.11. | 15 | 262.4938 |  | 102.374 | 9.588 | 0 | 150.5318 | 0
27.11. | 16 | 269.3021 |  | 102.8346 | 9.588 | 0 | 156.8795 | 0
27.11. | 17 | 269.5881 |  | 102.7578 | 9.588 | 0 | 157.2423 | 0
27.11. | 18 | 256.5097 |  | 87.3217 | 9.588 | 0 | 159.6 | 0
27.11. | 19 | 257.9884 |  | 87.1682 | 9.588 | 0 | 161.2323 | 0
27.11. | 20 | 258.1698 |  | 87.1682 | 9.588 | 0 | 161.4136 | 0
27.11. | 21 | 225.4889 |  | 55.5755 | 9.588 | 0 | 160.3255 | 0
27.11. | 22 | 255.9656 |  | 87.3217 | 9.588 | 0 | 159.0559 | 0
27.11. | 23 | 254.6193 |  | 87.2449 | 9.588 | 0 | 157.7864 | 0
27.11. | 24 | 253.7125 |  | 87.2449 | 9.588 | 0 | 156.8795 | 0
28.11. | 1 | 251.5429 |  | 86.7076 | 9.588 | 0 | 155.2473 | 0
28.11. | 2 | 252.5197 |  | 87.3217 | 9.588 | 0 | 155.61 | 0
28.11. | 3 | 254.2566 |  | 87.2449 | 9.588 | 0 | 157.4236 | 0
28.11. | 4 | 252.0102 |  | 86.6308 | 9.588 | 0 | 155.7914 | 0
28.11. | 5 | 249.6946 |  | 87.3984 | 9.588 | 0 | 152.7082 | 0
28.11. | 6 | 250.6571 |  | 87.0914 | 9.588 | 0 | 153.9777 | 0
28.11. | 7 | 248.5364 |  | 86.7844 | 9.588 | 0 | 152.1641 | 0
28.11. | 8 | 248.6343 |  | 87.2449 | 9.588 | 0 | 151.8014 | 0
28.11. | 9 | 234.0579 |  | 76.1145 | 9.588 | 0 | 148.3555 | 0
28.11. | 10 | 244.0024 |  | 86.7844 | 9.588 | 0 | 147.63 | 0
28.11. | 11 | 247.5664 |  | 85.6329 | 9.588 | 0 | 152.3455 | 0
28.11. | 12 | 245.6203 |  | 85.8632 | 9.588 | 0 | 150.1691 | 0
28.11. | 13 | 251.9824 |  | 86.7844 | 9.588 | 0 | 155.61 | 0
28.11. | 14 | 254.8074 |  | 86.7076 | 9.588 | 0 | 158.5118 | 0
28.11. | 15 | 252.5543 |  | 86.6308 | 9.588 | 0 | 156.3355 | 0
28.11. | 16 | 249.6525 |  | 86.6308 | 9.588 | 0 | 153.4336 | 0
28.11. | 17 | 254.8842 |  | 86.7844 | 9.588 | 0 | 158.5118 | 0
28.11. | 18 | 255.2747 |  | 86.6308 | 9.588 | 0 | 159.0559 | 0
28.11. | 19 | 258.4068 |  | 86.8611 | 9.588 | 0 | 161.9577 | 0
28.11. | 20 | 251.9056 |  | 86.7076 | 9.588 | 0 | 155.61 | 0
28.11. | 21 | 258.1276 |  | 86.4005 | 9.588 | 0 | 162.1391 | 0
28.11. | 22 | 253.796 |  | 86.7844 | 9.588 | 0 | 157.4236 | 0
28.11. | 23 | 253.7125 |  | 87.2449 | 9.588 | 0 | 156.8795 | 0
28.11. | 24 | 250.7406 |  | 86.6308 | 9.588 | 0 | 154.5218 | 0
29.11. | 1 | 251.278 |  | 87.1682 | 9.588 | 0 | 154.5218 | 0
29.11. | 2 | 237.8292 |  | 87.3217 | 9.588 | 0 | 140.9195 | 0
29.11. | 3 | 217.6355 |  | 71.1179 | 9.588 | 0 | 136.9295 | 0
29.11. | 4 | 221.2071 |  | 71.425 | 9.588 | 0 | 140.1941 | 0
29.11. | 5 | 236.7478 |  | 86.7844 | 9.588 | 0 | 140.3755 | 0
29.11. | 6 | 220.4538 |  | 71.5785 | 9.588 | 0 | 139.2873 | 0
29.11. | 7 | 218.0193 |  | 71.5017 | 9.588 | 0 | 136.9295 | 0
29.11. | 8 | 238.2198 |  | 87.1682 | 9.588 | 0 | 141.4636 | 0
29.11. | 9 | 236.9849 |  | 86.4773 | 9.588 | 0 | 140.9195 | 0
29.11. | 10 | 233.8595 |  | 85.7097 | 9.588 | 0 | 138.5618 | 0
29.11. | 11 | 233.0016 |  | 85.94 | 9.588 | 0 | 137.4736 | 0
29.11. | 12 | 230.7906 |  | 86.6308 | 9.588 | 0 | 134.5718 | 0
29.11. | 13 | 233.4276 |  | 87.0914 | 9.588 | 0 | 136.7482 | 0
29.11. | 14 | 232.7789 |  | 87.1682 | 9.588 | 0 | 136.0227 | 0
29.11. | 15 | 233.7692 |  | 86.7076 | 9.588 | 0 | 137.4736 | 0
29.11. | 16 | 229.5287 |  | 79.5652 | 9.588 | 0 | 140.3755 | 0
29.11. | 17 | 232.4162 |  | 78.6441 | 9.588 | 0 | 144.1841 | 0
29.11. | 18 | 240.1102 |  | 87.2449 | 9.588 | 0 | 143.2773 | 0
29.11. | 19 | 242.6771 |  | 87.0914 | 9.588 | 0 | 145.9977 | 0
29.11. | 20 | 254.7652 |  | 85.94 | 9.588 | 0 | 159.2373 | 0
29.11. | 21 | 227.311 |  | 63.7453 | 9.588 | 0 | 153.9777 | 0
29.11. | 22 | 252.2894 |  | 87.0914 | 9.588 | 0 | 155.61 | 0
29.11. | 23 | 251.4593 |  | 87.1682 | 9.588 | 0 | 154.7032 | 0
29.11. | 24 | 248.997 |  | 87.2449 | 9.588 | 0 | 152.1641 | 0
30.11. | 1 | 252.0524 |  | 87.3984 | 9.588 | 0 | 155.0659 | 0
30.11. | 2 | 248.2994 |  | 87.0914 | 9.588 | 0 | 151.62 | 0
30.11. | 3 | 208.7641 |  | 49.0071 | 9.588 | 0 | 150.1691 | 0
30.11. | 4 | 230.6593 |  | 72.3532 | 9.588 | 0 | 148.7182 | 0
30.11. | 5 | 234.8053 |  | 78.4941 | 9.588 | 0 | 146.7232 | 0
30.11. | 6 | 227.0321 |  | 72.3532 | 9.588 | 0 | 145.0909 | 0
30.11. | 7 | 226.3901 |  | 71.8926 | 9.588 | 0 | 144.9095 | 0
30.11. | 8 | 240.3205 |  | 72.5834 | 9.588 | 0 | 158.1491 | 0
30.11. | 9 | 216.6271 |  | 61.2227 | 9.588 | 0 | 145.8164 | 0
30.11. | 10 | 234.8474 |  | 79.2617 | 9.588 | 0 | 145.9977 | 0
30.11. | 11 | 210.8205 |  | 62.6706 | 9.588 | 0 | 138.5618 | 0
30.11. | 12 | 229.9136 |  | 73.9652 | 9.588 | 0 | 146.3605 | 0
30.11. | 13 | 232.5251 |  | 80.5667 | 9.588 | 0 | 142.3705 | 0
30.11. | 14 | 242.4671 |  | 85.2491 | 9.588 | 0 | 147.63 | 0
30.11. | 15 | 244.8248 |  | 85.2491 | 9.588 | 0 | 149.9877 | 0
30.11. | 16 | 249.3522 |  | 85.7865 | 9.588 | 0 | 153.9777 | 0
30.11. | 17 | 241.5612 |  | 70.1968 | 9.588 | 0 | 161.7764 | 0
30.11. | 18 | 239.4059 |  | 70.5806 | 9.588 | 0 | 159.2373 | 0
30.11. | 19 | 231.2656 |  | 62.4404 | 9.588 | 0 | 159.2373 | 0
30.11. | 20 | 243.5494 |  | 70.7341 | 9.588 | 0 | 163.2273 | 0
30.11. | 21 | 256.7813 |  | 86.3238 | 9.588 | 0 | 160.8695 | 0
30.11. | 22 | 237.5855 |  | 71.1179 | 9.588 | 0 | 156.8795 | 0
30.11. | 23 | 249.2476 |  | 85.8632 | 9.588 | 0 | 153.7964 | 0
30.11. | 24 | 253.4611 |  | 86.6308 | 9.588 | 0 | 157.2423 | 0
01.12. | 1 | 256.2237 |  | 87.3984 | 9.588 | 0 | 159.2373 | 0
01.12. | 2 | 250.4201 |  | 87.3984 | 9.588 | 0 | 153.4336 | 0
01.12. | 3 | 239.7264 |  | 86.8611 | 9.588 | 0 | 143.2773 | 0
01.12. | 4 | 240.0824 |  | 87.3984 | 9.588 | 0 | 143.0959 | 0
01.12. | 5 | 215.4456 |  | 63.6685 | 9.588 | 0 | 142.1891 | 0
01.12. | 6 | 229.7446 |  | 87.3984 | 9.588 | 0 | 132.7582 | 0
01.12. | 7 | 240.8635 |  | 87.0914 | 9.588 | 0 | 144.1841 | 0
01.12. | 8 | 217.3428 |  | 63.208 | 9.588 | 0 | 144.5468 | 0
01.12. | 9 | 216.8198 |  | 63.5918 | 9.588 | 0 | 143.64 | 0
01.12. | 10 | 222.3231 |  | 71.2715 | 9.588 | 0 | 141.4636 | 0
01.12. | 11 | 221.3741 |  | 70.5038 | 9.588 | 0 | 141.2823 | 0
01.12. | 12 | 240.2072 |  | 85.7097 | 9.588 | 0 | 144.9095 | 0
01.12. | 13 | 247.288 |  | 87.1682 | 9.588 | 0 | 150.5318 | 0
01.12. | 14 | 245.6346 |  | 86.7844 | 9.588 | 0 | 149.2623 | 0
01.12. | 15 | 245.5925 |  | 86.0167 | 9.588 | 0 | 149.9877 | 0
01.12. | 16 | 251.2291 |  | 86.9379 | 9.588 | 0 | 154.7032 | 0
01.12. | 17 | 255.1077 |  | 87.552 | 9.588 | 0 | 157.9677 | 0
01.12. | 18 | 257.3811 |  | 86.0167 | 9.588 | 0 | 161.7764 | 0
01.12. | 19 | 258.142 |  | 87.3217 | 9.588 | 0 | 161.2323 | 0
01.12. | 20 | 230.8126 |  | 63.4383 | 9.588 | 0 | 157.7864 | 0
01.12. | 21 | 230.1918 |  | 63.3615 | 9.588 | 0 | 157.2423 | 0
01.12. | 22 | 248.3762 |  | 87.1682 | 9.588 | 0 | 151.62 | 0
01.12. | 23 | 253.0916 |  | 87.1682 | 9.588 | 0 | 156.3355 | 0
01.12. | 24 | 249.7225 |  | 87.2449 | 9.588 | 0 | 152.8895 | 0
02.12. | 1 | 252.0524 |  | 87.3984 | 9.588 | 0 | 155.0659 | 0
02.12. | 2 | 249.1784 |  | 87.2449 | 9.588 | 0 | 152.3455 | 0
02.12. | 3 | 246.8974 |  | 87.3217 | 9.588 | 0 | 149.9877 | 0
02.12. | 4 | 225.602 |  | 63.6685 | 9.588 | 0 | 152.3455 | 0
02.12. | 5 | 254.9053 |  | 87.1682 | 9.588 | 0 | 158.1491 | 0
02.12. | 6 | 231.8586 |  | 62.6706 | 9.588 | 0 | 159.6 | 0
02.12. | 7 | 230.7359 |  | 63.3615 | 9.588 | 0 | 157.7864 | 0
02.12. | 8 | 252.0524 |  | 87.3984 | 9.588 | 0 | 155.0659 | 0
02.12. | 9 | 245.0281 |  | 87.6287 | 9.588 | 0 | 147.8114 | 0
02.12. | 10 | 217.5942 |  | 63.8221 | 9.588 | 0 | 144.1841 | 0
02.12. | 11 | 228.9501 |  | 63.208 | 9.588 | 0 | 156.1541 | 0
02.12. | 12 | 233.3374 |  | 62.5171 | 9.588 | 0 | 161.2323 | 0
02.12. | 13 | 257.3608 |  | 87.6287 | 9.588 | 0 | 160.1441 | 0
02.12. | 14 | 258.4558 |  | 87.0914 | 9.588 | 0 | 161.7764 | 0
02.12. | 15 | 257.3608 |  | 87.6287 | 9.588 | 0 | 160.1441 | 0
02.12. | 16 | 235.4446 |  | 63.8988 | 9.588 | 0 | 161.9577 | 0
02.12. | 17 | 258.6371 |  | 87.0914 | 9.588 | 0 | 161.9577 | 0
02.12. | 18 | 259.1745 |  | 87.6287 | 9.588 | 0 | 161.9577 | 0
02.12. | 19 | 234.1472 |  | 64.0523 | 9.588 | 0 | 160.5068 | 0
02.12. | 20 | 241.136 |  | 71.0412 | 9.588 | 0 | 160.5068 | 0
02.12. | 21 | 258.9931 |  | 87.6287 | 9.588 | 0 | 161.7764 | 0
02.12. | 22 | 258.6093 |  | 87.2449 | 9.588 | 0 | 161.7764 | 0
02.12. | 23 | 257.8771 |  | 87.7823 | 9.588 | 0 | 160.5068 | 0
02.12. | 24 | 256.5097 |  | 87.3217 | 9.588 | 0 | 159.6 | 0
03.12. | 1 | 254.6193 |  | 87.2449 | 9.588 | 0 | 157.7864 | 0
03.12. | 2 | 255.8888 |  | 87.2449 | 9.588 | 0 | 159.0559 | 0
03.12. | 3 | 249.6946 |  | 87.3984 | 9.588 | 0 | 152.7082 | 0
03.12. | 4 | 252.157 |  | 87.3217 | 9.588 | 0 | 155.2473 | 0
03.12. | 5 | 254.6404 |  | 87.6287 | 9.588 | 0 | 157.4236 | 0
03.12. | 6 | 245.3487 |  | 86.8611 | 9.588 | 0 | 148.8995 | 0
03.12. | 7 | 249.5622 |  | 87.6287 | 9.588 | 0 | 152.3455 | 0
03.12. | 8 | 249.2551 |  | 87.3217 | 9.588 | 0 | 152.3455 | 0
03.12. | 9 | 254.7171 |  | 87.7055 | 9.588 | 0 | 157.4236 | 0
03.12. | 10 | 257.5422 |  | 87.6287 | 9.588 | 0 | 160.3255 | 0
03.12. | 11 | 257.8695 |  | 86.3238 | 9.588 | 0 | 161.9577 | 0
03.12. | 12 | 253.7463 |  | 84.5583 | 9.588 | 0 | 159.6 | 0
03.12. | 13 | 258.4001 |  | 87.3984 | 9.588 | 0 | 161.4136 | 0
03.12. | 14 | 260.8067 |  | 87.6287 | 9.588 | 0 | 163.59 | 0
03.12. | 15 | 258.6371 |  | 87.0914 | 9.588 | 0 | 161.9577 | 0
03.12. | 16 | 259.3626 |  | 87.0914 | 9.588 | 0 | 162.6832 | 0
03.12. | 17 | 258.7485 |  | 86.4773 | 9.588 | 0 | 162.6832 | 0
03.12. | 18 | 256.6978 |  | 86.7844 | 9.588 | 0 | 160.3255 | 0
03.12. | 19 | 239.1842 |  | 74.349 | 9.588 | 0 | 155.2473 | 0
03.12. | 20 | 254.5839 |  | 85.94 | 9.588 | 0 | 159.0559 | 0
03.12. | 21 | 259.3558 |  | 87.6287 | 9.588 | 0 | 162.1391 | 0
03.12. | 22 | 256.7746 |  | 86.8611 | 9.588 | 0 | 160.3255 | 0
03.12. | 23 | 255.9724 |  | 86.7844 | 9.588 | 0 | 159.6 | 0
03.12. | 24 | 254.1798 |  | 87.1682 | 9.588 | 0 | 157.4236 | 0
04.12. | 1 | 254.4168 |  | 86.8611 | 9.588 | 0 | 157.9677 | 0
04.12. | 2 | 255.9867 |  | 87.7055 | 9.588 | 0 | 158.6932 | 0
04.12. | 3 | 254.5425 |  | 87.1682 | 9.588 | 0 | 157.7864 | 0
04.12. | 4 | 254.982 |  | 87.2449 | 9.588 | 0 | 158.1491 | 0
04.12. | 5 | 253.6289 |  | 87.7055 | 9.588 | 0 | 156.3355 | 0
04.12. | 6 | 252.917 |  | 86.6308 | 9.588 | 0 | 156.6982 | 0
04.12. | 7 | 253.2451 |  | 87.3217 | 9.588 | 0 | 156.3355 | 0
04.12. | 8 | 250.113 |  | 87.0914 | 9.588 | 0 | 153.4336 | 0
04.12. | 9 | 245.9763 |  | 86.4005 | 9.588 | 0 | 149.9877 | 0
04.12. | 10 | 243.0955 |  | 86.7844 | 9.588 | 0 | 146.7232 | 0
04.12. | 11 | 246.1576 |  | 86.4005 | 9.588 | 0 | 150.1691 | 0
04.12. | 12 | 250.1476 |  | 86.4005 | 9.588 | 0 | 154.1591 | 0
04.12. | 13 | 247.148 |  | 85.94 | 9.588 | 0 | 151.62 | 0
04.12. | 14 | 246.5971 |  | 86.4773 | 9.588 | 0 | 150.5318 | 0
04.12. | 15 | 248.76 |  | 87.552 | 9.588 | 0 | 151.62 | 0
04.12. | 16 | 246.4774 |  | 83.6371 | 9.588 | 0 | 153.2523 | 0
04.12. | 17 | 242.3406 |  | 82.9463 | 9.588 | 0 | 149.8064 | 0
04.12. | 18 | 245.7933 |  | 82.4089 | 9.588 | 0 | 153.7964 | 0
04.12. | 19 | 247.1531 |  | 81.411 | 9.588 | 0 | 156.1541 | 0
04.12. | 20 | 249.9368 |  | 82.5625 | 9.588 | 0 | 157.7864 | 0
04.12. | 21 | 247.6002 |  | 82.9463 | 9.588 | 0 | 155.0659 | 0
04.12. | 22 | 249.3092 |  | 83.023 | 9.588 | 0 | 156.6982 | 0
04.12. | 23 | 248.8697 |  | 82.9463 | 9.588 | 0 | 156.3355 | 0
04.12. | 24 | 250.3974 |  | 83.023 | 9.588 | 0 | 157.7864 | 0
05.12. | 1 | 250.5788 |  | 83.023 | 9.588 | 0 | 157.9677 | 0
05.12. | 2 | 248.1654 |  | 83.3301 | 9.588 | 0 | 155.2473 | 0
05.12. | 3 | 243.9172 |  | 83.2533 | 9.588 | 0 | 151.0759 | 0
05.12. | 4 | 240.1137 |  | 78.7244 | 9.588 | 0 | 151.8014 | 0
05.12. | 5 | 241.2508 |  | 78.9547 | 9.588 | 0 | 152.7082 | 0
05.12. | 6 | 240.3162 |  | 79.1082 | 9.588 | 0 | 151.62 | 0
05.12. | 7 | 241.5587 |  | 81.2575 | 9.588 | 0 | 150.7132 | 0
05.12. | 8 | 242.8772 |  | 81.4878 | 9.588 | 0 | 151.8014 | 0
05.12. | 9 | 243.784 |  | 81.4878 | 9.588 | 0 | 152.7082 | 0
05.12. | 10 | 240.737 |  | 84.7886 | 9.588 | 0 | 146.3605 | 0
05.12. | 11 | 241.2735 |  | 83.3301 | 9.588 | 0 | 148.3555 | 0
05.12. | 12 | 210.0368 |  | 52.2747 | 9.588 | 0 | 148.1741 | 0
05.12. | 13 | 248.6748 |  | 84.0209 | 9.588 | 0 | 155.0659 | 0
05.12. | 14 | 246.0801 |  | 84.328 | 9.588 | 0 | 152.1641 | 0
05.12. | 15 | 247.8659 |  | 84.4815 | 9.588 | 0 | 153.7964 | 0
05.12. | 16 | 246.2268 |  | 85.0188 | 9.588 | 0 | 151.62 | 0
05.12. | 17 | 244.7127 |  | 83.8674 | 9.588 | 0 | 151.2573 | 0
05.12. | 18 | 240.8762 |  | 84.0209 | 9.588 | 0 | 147.2673 | 0
05.12. | 19 | 247.9283 |  | 83.6371 | 9.588 | 0 | 154.7032 | 0
05.12. | 20 | 248.7997 |  | 82.3322 | 9.588 | 0 | 156.8795 | 0
05.12. | 21 | 251.1093 |  | 84.0977 | 9.588 | 0 | 157.4236 | 0
05.12. | 22 | 247.6702 |  | 83.5604 | 9.588 | 0 | 154.5218 | 0
05.12. | 23 | 250.7188 |  | 84.2512 | 9.588 | 0 | 156.8795 | 0
05.12. | 24 | 249.9933 |  | 84.2512 | 9.588 | 0 | 156.1541 | 0
06.12. | 1 | 248.9051 |  | 84.2512 | 9.588 | 0 | 155.0659 | 0
06.12. | 2 | 247.0915 |  | 84.2512 | 9.588 | 0 | 153.2523 | 0
06.12. | 3 | 244.4824 |  | 83.6371 | 9.588 | 0 | 151.2573 | 0
06.12. | 4 | 245.8844 |  | 83.4068 | 9.588 | 0 | 152.8895 | 0
06.12. | 5 | 243.3942 |  | 83.6371 | 9.588 | 0 | 150.1691 | 0
06.12. | 6 | 243.0172 |  | 82.716 | 9.588 | 0 | 150.7132 | 0
06.12. | 7 | 238.4485 |  | 83.4068 | 9.588 | 0 | 145.4536 | 0
06.12. | 8 | 244.5381 |  | 83.3301 | 9.588 | 0 | 151.62 | 0
06.12. | 9 | 243.5199 |  | 83.9442 | 9.588 | 0 | 149.9877 | 0
06.12. | 10 | 245.9544 |  | 84.0209 | 9.588 | 0 | 152.3455 | 0
06.12. | 11 | 241.1968 |  | 83.2533 | 9.588 | 0 | 148.3555 | 0
06.12. | 12 | 241.3773 |  | 81.2575 | 9.588 | 0 | 150.5318 | 0
06.12. | 13 | 233.1324 |  | 81.7181 | 9.588 | 0 | 141.8264 | 0
06.12. | 14 | 241.783 |  | 84.0209 | 9.588 | 0 | 148.1741 | 0
06.12. | 15 | 245.1733 |  | 84.328 | 9.588 | 0 | 151.2573 | 0
06.12. | 16 | 243.6734 |  | 84.0977 | 9.588 | 0 | 149.9877 | 0
06.12. | 17 | 244.6848 |  | 84.0209 | 9.588 | 0 | 151.0759 | 0
06.12. | 18 | 249.6306 |  | 84.2512 | 9.588 | 0 | 155.7914 | 0
06.12. | 19 | 254.1925 |  | 84.0977 | 9.588 | 0 | 160.5068 | 0
06.12. | 20 | 241.0309 |  | 69.6665 | 9.588 | 0 | 161.7764 | 0
06.12. | 21 | 246.302 |  | 81.104 | 9.588 | 0 | 155.61 | 0
06.12. | 22 | 254.1368 |  | 84.4047 | 9.588 | 0 | 160.1441 | 0
06.12. | 23 | 252.1486 |  | 83.8674 | 9.588 | 0 | 158.6932 | 0
06.12. | 24 | 251.8491 |  | 85.0188 | 9.588 | 0 | 157.2423 | 0
07.12. | 1 | 251.9537 |  | 84.9421 | 9.588 | 0 | 157.4236 | 0
07.12. | 2 | 251.3329 |  | 84.8653 | 9.588 | 0 | 156.8795 | 0
07.12. | 3 | 238.6644 |  | 82.716 | 9.588 | 0 | 146.3605 | 0
07.12. | 4 | 249.0089 |  | 82.1787 | 9.588 | 0 | 157.2423 | 0
07.12. | 5 | 241.05 |  | 82.5625 | 9.588 | 0 | 148.8995 | 0
07.12. | 6 | 248.7862 |  | 83.4068 | 9.588 | 0 | 155.7914 | 0
07.12. | 7 | 246.7701 |  | 83.023 | 9.588 | 0 | 154.1591 | 0
07.12. | 8 | 243.5545 |  | 83.2533 | 9.588 | 0 | 150.7132 | 0
07.12. | 9 | 241.3435 |  | 83.9442 | 9.588 | 0 | 147.8114 | 0
07.12. | 10 | 241.3157 |  | 84.0977 | 9.588 | 0 | 147.63 | 0
07.12. | 11 | 244.4892 |  | 83.0998 | 9.588 | 0 | 151.8014 | 0
07.12. | 12 | 244.0918 |  | 83.7906 | 9.588 | 0 | 150.7132 | 0
07.12. | 13 | 251.2291 |  | 86.9379 | 9.588 | 0 | 154.7032 | 0
07.12. | 14 | 253.6146 |  | 86.7844 | 9.588 | 0 | 157.2423 | 0
07.12. | 15 | 252.0591 |  | 86.8611 | 9.588 | 0 | 155.61 | 0
07.12. | 16 | 256.2794 |  | 87.0914 | 9.588 | 0 | 159.6 | 0
07.12. | 17 | 254.5771 |  | 86.4773 | 9.588 | 0 | 158.5118 | 0
07.12. | 18 | 256.3562 |  | 87.1682 | 9.588 | 0 | 159.6 | 0
07.12. | 19 | 251.7799 |  | 86.4005 | 9.588 | 0 | 155.7914 | 0
07.12. | 20 | 252.917 |  | 86.6308 | 9.588 | 0 | 156.6982 | 0
07.12. | 21 | 256.8235 |  | 87.0914 | 9.588 | 0 | 160.1441 | 0
07.12. | 22 | 255.7353 |  | 87.0914 | 9.588 | 0 | 159.0559 | 0
07.12. | 23 | 254.8285 |  | 87.0914 | 9.588 | 0 | 158.1491 | 0
07.12. | 24 | 255.4983 |  | 87.3984 | 9.588 | 0 | 158.5118 | 0
08.12. | 1 | 255.8956 |  | 86.7076 | 9.588 | 0 | 159.6 | 0
08.12. | 2 | 254.3333 |  | 87.3217 | 9.588 | 0 | 157.4236 | 0
08.12. | 3 | 250.8039 |  | 87.7823 | 9.588 | 0 | 153.4336 | 0
08.12. | 4 | 253.6846 |  | 87.3984 | 9.588 | 0 | 156.6982 | 0
08.12. | 5 | 252.4708 |  | 87.0914 | 9.588 | 0 | 155.7914 | 0
08.12. | 6 | 252.7778 |  | 87.3984 | 9.588 | 0 | 155.7914 | 0
08.12. | 7 | 250.7828 |  | 87.3984 | 9.588 | 0 | 153.7964 | 0
08.12. | 8 | 251.4593 |  | 87.1682 | 9.588 | 0 | 154.7032 | 0
08.12. | 9 | 252.1637 |  | 86.7844 | 9.588 | 0 | 155.7914 | 0
08.12. | 10 | 248.9549 |  | 86.4773 | 9.588 | 0 | 152.8895 | 0
08.12. | 11 | 249.0105 |  | 86.1703 | 9.588 | 0 | 153.2523 | 0
08.12. | 12 | 251.5496 |  | 86.1703 | 9.588 | 0 | 155.7914 | 0
08.12. | 13 | 249.3176 |  | 86.4773 | 9.588 | 0 | 153.2523 | 0
08.12. | 14 | 245.0905 |  | 86.7844 | 9.588 | 0 | 148.7182 | 0
08.12. | 15 | 247.4483 |  | 86.7844 | 9.588 | 0 | 151.0759 | 0
08.12. | 16 | 253.6838 |  | 85.4026 | 9.588 | 0 | 158.6932 | 0
08.12. | 17 | 255.0655 |  | 86.7844 | 9.588 | 0 | 158.6932 | 0
08.12. | 18 | 256.3494 |  | 87.7055 | 9.588 | 0 | 159.0559 | 0
08.12. | 19 | 256.8167 |  | 87.6287 | 9.588 | 0 | 159.6 | 0
08.12. | 20 | 253.3219 |  | 87.3984 | 9.588 | 0 | 156.3355 | 0
08.12. | 21 | 250.3922 |  | 87.552 | 9.588 | 0 | 153.2523 | 0
08.12. | 22 | 253.5379 |  | 86.7076 | 9.588 | 0 | 157.2423 | 0
08.12. | 23 | 252.631 |  | 86.7076 | 9.588 | 0 | 156.3355 | 0
08.12. | 24 | 255.5818 |  | 86.9379 | 9.588 | 0 | 159.0559 | 0
09.12. | 1 | 251.9688 |  | 87.859 | 9.588 | 0 | 154.5218 | 0
09.12. | 2 | 251.1455 |  | 87.3984 | 9.588 | 0 | 154.1591 | 0
09.12. | 3 | 253.0849 |  | 87.7055 | 9.588 | 0 | 155.7914 | 0
09.12. | 4 | 252.4362 |  | 87.7823 | 9.588 | 0 | 155.0659 | 0
09.12. | 5 | 253.9984 |  | 87.1682 | 9.588 | 0 | 157.2423 | 0
09.12. | 6 | 251.8432 |  | 87.552 | 9.588 | 0 | 154.7032 | 0
09.12. | 7 | 249.3522 |  | 85.7865 | 9.588 | 0 | 153.9777 | 0
09.12. | 8 | 252.8613 |  | 86.9379 | 9.588 | 0 | 156.3355 | 0
09.12. | 9 | 247.7891 |  | 84.4047 | 9.588 | 0 | 153.7964 | 0
09.12. | 10 | 249.0654 |  | 83.8674 | 9.588 | 0 | 155.61 | 0
09.12. | 11 | 253.9495 |  | 86.9379 | 9.588 | 0 | 157.4236 | 0
09.12. | 12 | 251.0823 |  | 86.247 | 9.588 | 0 | 155.2473 | 0
09.12. | 13 | 251.9056 |  | 86.7076 | 9.588 | 0 | 155.61 | 0
09.12. | 14 | 240.9192 |  | 86.7844 | 9.588 | 0 | 144.5468 | 0
09.12. | 15 | 255.5118 |  | 86.3238 | 9.588 | 0 | 159.6 | 0
09.12. | 16 | 256.3562 |  | 87.1682 | 9.588 | 0 | 159.6 | 0
09.12. | 17 | 256.2726 |  | 87.6287 | 9.588 | 0 | 159.0559 | 0
09.12. | 18 | 255.8121 |  | 87.1682 | 9.588 | 0 | 159.0559 | 0
09.12. | 19 | 253.2587 |  | 86.247 | 9.588 | 0 | 157.4236 | 0
09.12. | 20 | 258.1766 |  | 86.6308 | 9.588 | 0 | 161.9577 | 0
09.12. | 21 | 258.9999 |  | 87.0914 | 9.588 | 0 | 162.3205 | 0
09.12. | 22 | 251.278 |  | 87.1682 | 9.588 | 0 | 154.5218 | 0
09.12. | 23 | 255.9867 |  | 87.7055 | 9.588 | 0 | 158.6932 | 0
09.12. | 24 | 258.2255 |  | 86.8611 | 9.588 | 0 | 161.7764 | 0
10.12. | 1 | 259.5929 |  | 87.3217 | 9.588 | 0 | 162.6832 | 0
10.12. | 2 | 257.7025 |  | 87.2449 | 9.588 | 0 | 160.8695 | 0
10.12. | 3 | 256.0702 |  | 87.2449 | 9.588 | 0 | 159.2373 | 0
10.12. | 4 | 255.505 |  | 86.8611 | 9.588 | 0 | 159.0559 | 0
10.12. | 5 | 253.4054 |  | 86.9379 | 9.588 | 0 | 156.8795 | 0
10.12. | 6 | 244.2672 |  | 86.3238 | 9.588 | 0 | 148.3555 | 0
10.12. | 7 | 252.2337 |  | 87.3984 | 9.588 | 0 | 155.2473 | 0
10.12. | 8 | 253.5589 |  | 87.0914 | 9.588 | 0 | 156.8795 | 0
10.12. | 9 | 252.0591 |  | 86.8611 | 9.588 | 0 | 155.61 | 0
10.12. | 10 | 251.3615 |  | 86.7076 | 9.588 | 0 | 155.0659 | 0
10.12. | 11 | 239.3915 |  | 86.7076 | 9.588 | 0 | 143.0959 | 0
10.12. | 12 | 237.6825 |  | 86.6308 | 9.588 | 0 | 141.4636 | 0
10.12. | 13 | 240.4797 |  | 86.7076 | 9.588 | 0 | 144.1841 | 0
10.12. | 14 | 240.5354 |  | 86.4005 | 9.588 | 0 | 144.5468 | 0
10.12. | 15 | 241.2819 |  | 86.7844 | 9.588 | 0 | 144.9095 | 0
10.12. | 16 | 243.4304 |  | 86.9379 | 9.588 | 0 | 146.9045 | 0
10.12. | 17 | 241.6657 |  | 87.1682 | 9.588 | 0 | 144.9095 | 0
10.12. | 18 | 239.1755 |  | 87.3984 | 9.588 | 0 | 142.1891 | 0
10.12. | 19 | 242.7471 |  | 87.7055 | 9.588 | 0 | 145.4536 | 0
10.12. | 20 | 243.4861 |  | 86.6308 | 9.588 | 0 | 147.2673 | 0
10.12. | 21 | 243.9399 |  | 87.6287 | 9.588 | 0 | 146.7232 | 0
10.12. | 22 | 239.8091 |  | 84.4047 | 9.588 | 0 | 145.8164 | 0
10.12. | 23 | 230.8347 |  | 74.8863 | 9.588 | 0 | 146.3605 | 0
10.12. | 24 | 229.5509 |  | 73.9652 | 9.588 | 0 | 145.9977 | 0
11.12. | 1 | 240.3962 |  | 87.1682 | 9.588 | 0 | 143.64 | 0
11.12. | 2 | 237.027 |  | 87.2449 | 9.588 | 0 | 140.1941 | 0
11.12. | 3 | 238.1987 |  | 86.7844 | 9.588 | 0 | 141.8264 | 0
11.12. | 4 | 236.9849 |  | 86.4773 | 9.588 | 0 | 140.9195 | 0
11.12. | 5 | 236.9013 |  | 86.9379 | 9.588 | 0 | 140.3755 | 0
11.12. | 6 | 236.1337 |  | 86.1703 | 9.588 | 0 | 140.3755 | 0
11.12. | 7 | 236.1059 |  | 86.3238 | 9.588 | 0 | 140.1941 | 0
11.12. | 8 | 232.6735 |  | 85.2491 | 9.588 | 0 | 137.8364 | 0
11.12. | 9 | 232.8894 |  | 84.5583 | 9.588 | 0 | 138.7432 | 0
11.12. | 10 | 234.1666 |  | 86.0167 | 9.588 | 0 | 138.5618 | 0
11.12. | 11 | 231.9902 |  | 86.0167 | 9.588 | 0 | 136.3855 | 0
11.12. | 12 | 229.9674 |  | 86.1703 | 9.588 | 0 | 134.2091 | 0
11.12. | 13 | 225.5657 |  | 85.94 | 9.588 | 0 | 130.0377 | 0
11.12. | 14 | 229.0049 |  | 86.4773 | 9.588 | 0 | 132.9395 | 0
11.12. | 15 | 223.7405 |  | 74.5025 | 9.588 | 0 | 139.65 | 0
11.12. | 16 | 231.4183 |  | 86.1703 | 9.588 | 0 | 135.66 | 0
11.12. | 17 | 232.2837 |  | 87.3984 | 9.588 | 0 | 135.2973 | 0
11.12. | 18 | 231.1045 |  | 86.4005 | 9.588 | 0 | 135.1159 | 0
11.12. | 19 | 234.4947 |  | 86.7076 | 9.588 | 0 | 138.1991 | 0
11.12. | 20 | 232.9949 |  | 86.4773 | 9.588 | 0 | 136.9295 | 0
11.12. | 21 | 234.4036 |  | 85.7097 | 9.588 | 0 | 139.1059 | 0
11.12. | 22 | 236.4897 |  | 86.7076 | 9.588 | 0 | 140.1941 | 0
11.12. | 23 | 235.6731 |  | 85.7097 | 9.588 | 0 | 140.3755 | 0
11.12. | 24 | 219.9167 |  | 71.5855 | 9.588 | 0 | 138.7432 | 0
12.12. | 1 | 218.5426 |  | 71.6623 | 9.588 | 0 | 137.2923 | 0
12.12. | 2 | 209.3141 |  | 72.0461 | 9.588 | 0 | 127.68 | 0
12.12. | 3 | 181.1124 |  | 42.7563 | 9.588 | 0 | 128.7682 | 0
12.12. | 4 | 188.2497 |  | 45.9035 | 9.588 | 0 | 132.7582 | 0
12.12. | 5 | 188.8646 |  | 48.5134 | 9.588 | 0 | 130.7632 | 0
12.12. | 6 | 194.5306 |  | 53.2726 | 9.588 | 0 | 131.67 | 0
12.12. | 7 | 230.6852 |  | 84.7118 | 9.588 | 0 | 136.3855 | 0
12.12. | 8 | 233.3576 |  | 86.4773 | 9.588 | 0 | 137.2923 | 0
12.12. | 9 | 220.1805 |  | 85.6329 | 9.588 | 0 | 124.9595 | 0
12.12. | 10 | 224.7078 |  | 86.1703 | 9.588 | 0 | 128.9495 | 0
12.12. | 11 | 224.5046 |  | 83.7906 | 9.588 | 0 | 131.1259 | 0
12.12. | 12 | 224.7543 |  | 80.4131 | 9.588 | 0 | 134.7532 | 0
12.12. | 13 | 227.4426 |  | 87.0914 | 9.588 | 0 | 130.7632 | 0
12.12. | 14 | 230.3579 |  | 86.0167 | 9.588 | 0 | 134.7532 | 0
12.12. | 15 | 229.1584 |  | 86.6308 | 9.588 | 0 | 132.9395 | 0
12.12. | 16 | 228.3005 |  | 86.8611 | 9.588 | 0 | 131.8514 | 0
12.12. | 17 | 232.0256 |  | 87.3217 | 9.588 | 0 | 135.1159 | 0
12.12. | 18 | 232.9113 |  | 86.9379 | 9.588 | 0 | 136.3855 | 0
12.12. | 19 | 238.3522 |  | 86.9379 | 9.588 | 0 | 141.8264 | 0
12.12. | 20 | 237.7381 |  | 86.3238 | 9.588 | 0 | 141.8264 | 0
12.12. | 21 | 238.4501 |  | 87.3984 | 9.588 | 0 | 141.4636 | 0
12.12. | 22 | 238.192 |  | 87.3217 | 9.588 | 0 | 141.2823 | 0
12.12. | 23 | 238.8128 |  | 87.3984 | 9.588 | 0 | 141.8264 | 0
12.12. | 24 | 240.0824 |  | 87.3984 | 9.588 | 0 | 143.0959 | 0
13.12. | 1 | 236.0434 |  | 87.1682 | 9.588 | 0 | 139.2873 | 0
13.12. | 2 | 236.9503 |  | 87.1682 | 9.588 | 0 | 140.1941 | 0
13.12. | 3 | 235.0531 |  | 87.6287 | 9.588 | 0 | 137.8364 | 0
13.12. | 4 | 234.6136 |  | 87.552 | 9.588 | 0 | 137.4736 | 0
13.12. | 5 | 234.2087 |  | 86.7844 | 9.588 | 0 | 137.8364 | 0
13.12. | 6 | 233.6022 |  | 87.6287 | 9.588 | 0 | 136.3855 | 0
13.12. | 7 | 232.7021 |  | 87.0914 | 9.588 | 0 | 136.0227 | 0
13.12. | 8 | 229.7025 |  | 86.6308 | 9.588 | 0 | 133.4836 | 0
13.12. | 9 | 229.7514 |  | 86.8611 | 9.588 | 0 | 133.3023 | 0
13.12. | 10 | 223.1499 |  | 80.2596 | 9.588 | 0 | 133.3023 | 0
13.12. | 11 | 225.3 |  | 84.4047 | 9.588 | 0 | 131.3073 | 0
13.12. | 12 | 216.0867 |  | 70.6574 | 9.588 | 0 | 135.8414 | 0
13.12. | 13 | 232.304 |  | 85.7865 | 9.588 | 0 | 136.9295 | 0
13.12. | 14 | 233.8249 |  | 86.4005 | 9.588 | 0 | 137.8364 | 0
13.12. | 15 | 238.5825 |  | 87.1682 | 9.588 | 0 | 141.8264 | 0
13.12. | 16 | 238.6593 |  | 87.2449 | 9.588 | 0 | 141.8264 | 0
13.12. | 17 | 241.2819 |  | 86.7844 | 9.588 | 0 | 144.9095 | 0
13.12. | 18 | 242.3701 |  | 86.7844 | 9.588 | 0 | 145.9977 | 0
13.12. | 19 | 242.3701 |  | 86.7844 | 9.588 | 0 | 145.9977 | 0
13.12. | 20 | 244.6646 |  | 85.6329 | 9.588 | 0 | 149.4436 | 0
13.12. | 21 | 242.133 |  | 87.0914 | 9.588 | 0 | 145.4536 | 0
13.12. | 22 | 228.9011 |  | 71.5017 | 9.588 | 0 | 147.8114 | 0
13.12. | 23 | 227.9943 |  | 71.5017 | 9.588 | 0 | 146.9045 | 0
13.12. | 24 | 219.7638 |  | 64.3594 | 9.588 | 0 | 145.8164 | 0
14.12. | 1 | 238.6036 |  | 87.552 | 9.588 | 0 | 141.4636 | 0
14.12. | 2 | 239.3291 |  | 87.552 | 9.588 | 0 | 142.1891 | 0
14.12. | 3 | 238.9874 |  | 87.9358 | 9.588 | 0 | 141.4636 | 0
14.12. | 4 | 236.504 |  | 87.6287 | 9.588 | 0 | 139.2873 | 0
14.12. | 5 | 236.3226 |  | 87.6287 | 9.588 | 0 | 139.1059 | 0
14.12. | 6 | 237.3341 |  | 87.552 | 9.588 | 0 | 140.1941 | 0
14.12. | 7 | 237.1038 |  | 87.3217 | 9.588 | 0 | 140.1941 | 0
14.12. | 8 | 232.9535 |  | 87.7055 | 9.588 | 0 | 135.66 | 0
14.12. | 9 | 216.8822 |  | 71.2715 | 9.588 | 0 | 136.0227 | 0
14.12. | 10 | 235.0877 |  | 86.9379 | 9.588 | 0 | 138.5618 | 0
14.12. | 11 | 235.5061 |  | 86.6308 | 9.588 | 0 | 139.2873 | 0
14.12. | 12 | 233.1265 |  | 84.2512 | 9.588 | 0 | 139.2873 | 0
14.12. | 13 | 234.5639 |  | 85.3259 | 9.588 | 0 | 139.65 | 0
14.12. | 14 | 234.1244 |  | 85.2491 | 9.588 | 0 | 139.2873 | 0
14.12. | 15 | 228.7611 |  | 87.3217 | 9.588 | 0 | 131.8514 | 0
14.12. | 16 | 232.7789 |  | 87.1682 | 9.588 | 0 | 136.0227 | 0
14.12. | 17 | 236.1759 |  | 86.9379 | 9.588 | 0 | 139.65 | 0
14.12. | 18 | 240.4729 |  | 87.2449 | 9.588 | 0 | 143.64 | 0
14.12. | 19 | 241.2676 |  | 85.8632 | 9.588 | 0 | 145.8164 | 0
14.12. | 20 | 243.6329 |  | 87.3217 | 9.588 | 0 | 146.7232 | 0
14.12. | 21 | 242.4258 |  | 86.4773 | 9.588 | 0 | 146.3605 | 0
14.12. | 22 | 242.2309 |  | 87.552 | 9.588 | 0 | 145.0909 | 0
14.12. | 23 | 239.475 |  | 86.247 | 9.588 | 0 | 143.64 | 0
14.12. | 24 | 240.7446 |  | 86.247 | 9.588 | 0 | 144.9095 | 0
15.12. | 1 | 238.8052 |  | 85.94 | 9.588 | 0 | 143.2773 | 0
15.12. | 2 | 238.2198 |  | 87.1682 | 9.588 | 0 | 141.4636 | 0
15.12. | 3 | 236.4686 |  | 86.3238 | 9.588 | 0 | 140.5568 | 0
15.12. | 4 | 236.8246 |  | 86.8611 | 9.588 | 0 | 140.3755 | 0
15.12. | 5 | 238.2544 |  | 86.4773 | 9.588 | 0 | 142.1891 | 0
15.12. | 6 | 237.0059 |  | 86.8611 | 9.588 | 0 | 140.5568 | 0
15.12. | 7 | 236.671 |  | 86.7076 | 9.588 | 0 | 140.3755 | 0
15.12. | 8 | 233.0505 |  | 86.1703 | 9.588 | 0 | 137.2923 | 0
15.12. | 9 | 231.781 |  | 86.1703 | 9.588 | 0 | 136.0227 | 0
15.12. | 10 | 231.9345 |  | 86.3238 | 9.588 | 0 | 136.0227 | 0
15.12. | 11 | 231.3626 |  | 86.4773 | 9.588 | 0 | 135.2973 | 0
15.12. | 12 | 209.788 |  | 62.3636 | 9.588 | 0 | 137.8364 | 0
15.12. | 13 | 202.3345 |  | 53.4592 | 9.588 | 0 | 139.2873 | 0
15.12. | 14 | 206.0123 |  | 57.6811 | 9.588 | 0 | 138.7432 | 0
15.12. | 15 | 203.3408 |  | 57.9114 | 9.588 | 0 | 135.8414 | 0
15.12. | 16 | 209.9896 |  | 60.7516 | 9.588 | 0 | 139.65 | 0
15.12. | 17 | 213.5063 |  | 63.3615 | 9.588 | 0 | 140.5568 | 0
15.12. | 18 | 214.0158 |  | 64.0523 | 9.588 | 0 | 140.3755 | 0
15.12. | 19 | 217.1125 |  | 62.9777 | 9.588 | 0 | 144.5468 | 0
15.12. | 20 | 216.9657 |  | 62.2868 | 9.588 | 0 | 145.0909 | 0
15.12. | 21 | 225.5598 |  | 71.425 | 9.588 | 0 | 144.5468 | 0
15.12. | 22 | 225.1549 |  | 70.6574 | 9.588 | 0 | 144.9095 | 0
15.12. | 23 | 242.2655 |  | 86.8611 | 9.588 | 0 | 145.8164 | 0
15.12. | 24 | 224.3459 |  | 71.1179 | 9.588 | 0 | 143.64 | 0
16.12. | 1 | 221.779 |  | 71.2715 | 9.588 | 0 | 140.9195 | 0
16.12. | 2 | 221.0046 |  | 71.0412 | 9.588 | 0 | 140.3755 | 0
16.12. | 3 | 222.1417 |  | 71.2715 | 9.588 | 0 | 141.2823 | 0
16.12. | 4 | 214.392 |  | 62.9777 | 9.588 | 0 | 141.8264 | 0
16.12. | 5 | 214.6291 |  | 62.6706 | 9.588 | 0 | 142.3705 | 0
16.12. | 6 | 215.1386 |  | 63.3615 | 9.588 | 0 | 142.1891 | 0
16.12. | 7 | 212.8644 |  | 62.9009 | 9.588 | 0 | 140.3755 | 0
16.12. | 8 | 219.881 |  | 69.7362 | 9.588 | 0 | 140.5568 | 0
16.12. | 9 | 222.7415 |  | 70.9644 | 9.588 | 0 | 142.1891 | 0
16.12. | 10 | 207.059 |  | 54.1938 | 9.588 | 0 | 143.2773 | 0
16.12. | 11 | 223.71 |  | 68.1242 | 9.588 | 0 | 145.9977 | 0
16.12. | 12 | 239.3629 |  | 84.8653 | 9.588 | 0 | 144.9095 | 0
16.12. | 13 | 242.3279 |  | 86.0167 | 9.588 | 0 | 146.7232 | 0
16.12. | 14 | 220.2792 |  | 62.5171 | 9.588 | 0 | 148.1741 | 0
16.12. | 15 | 226.9753 |  | 70.12 | 9.588 | 0 | 147.2673 | 0
16.12. | 16 | 235.3391 |  | 70.5038 | 9.588 | 0 | 155.2473 | 0
16.12. | 17 | 236.79 |  | 70.5038 | 9.588 | 0 | 156.6982 | 0
16.12. | 18 | 252.917 |  | 86.6308 | 9.588 | 0 | 156.6982 | 0
16.12. | 19 | 253.2233 |  | 84.9421 | 9.588 | 0 | 158.6932 | 0
16.12. | 20 | 257.0251 |  | 85.4794 | 9.588 | 0 | 161.9577 | 0
16.12. | 21 | 258.832 |  | 86.0167 | 9.588 | 0 | 163.2273 | 0
16.12. | 22 | 257.5625 |  | 86.0167 | 9.588 | 0 | 161.9577 | 0
16.12. | 23 | 255.435 |  | 86.247 | 9.588 | 0 | 159.6 | 0
16.12. | 24 | 257.6881 |  | 86.3238 | 9.588 | 0 | 161.7764 | 0
17.12. | 1 | 252.4143 |  | 85.4026 | 9.588 | 0 | 157.4236 | 0
17.12. | 2 | 230.5402 |  | 62.4404 | 9.588 | 0 | 158.5118 | 0
17.12. | 3 | 229.5287 |  | 62.5171 | 9.588 | 0 | 157.4236 | 0
17.12. | 4 | 229.2985 |  | 62.2868 | 9.588 | 0 | 157.4236 | 0
17.12. | 5 | 237.2852 |  | 70.2736 | 9.588 | 0 | 157.4236 | 0
17.12. | 6 | 236.1203 |  | 70.1968 | 9.588 | 0 | 156.3355 | 0
17.12. | 7 | 228.2103 |  | 62.2868 | 9.588 | 0 | 156.3355 | 0
17.12. | 8 | 233.6512 |  | 70.8109 | 9.588 | 0 | 153.2523 | 0
17.12. | 9 | 234.0763 |  | 69.9665 | 9.588 | 0 | 154.5218 | 0
17.12. | 10 | 225.1685 |  | 61.0586 | 9.588 | 0 | 154.5218 | 0
17.12. | 11 | 245.8911 |  | 82.8695 | 9.588 | 0 | 153.4336 | 0
17.12. | 12 | 220.0406 |  | 58.8326 | 9.588 | 0 | 151.62 | 0
17.12. | 13 | 223.5008 |  | 59.7537 | 9.588 | 0 | 154.1591 | 0
17.12. | 14 | 230.8321 |  | 59.8305 | 9.588 | 0 | 161.4136 | 0
17.12. | 15 | 233.4487 |  | 61.903 | 9.588 | 0 | 161.9577 | 0
17.12. | 16 | 233.5744 |  | 62.2101 | 9.588 | 0 | 161.7764 | 0
17.12. | 17 | 232.1724 |  | 62.4404 | 9.588 | 0 | 160.1441 | 0
17.12. | 18 | 234.1674 |  | 62.4404 | 9.588 | 0 | 162.1391 | 0
17.12. | 19 | 232.6322 |  | 60.9051 | 9.588 | 0 | 162.1391 | 0
17.12. | 20 | 233.728 |  | 62.3636 | 9.588 | 0 | 161.7764 | 0
17.12. | 21 | 231.4816 |  | 61.7495 | 9.588 | 0 | 160.1441 | 0
17.12. | 22 | 242.775 |  | 70.5038 | 9.588 | 0 | 162.6832 | 0
17.12. | 23 | 255.6653 |  | 86.4773 | 9.588 | 0 | 159.6 | 0
17.12. | 24 | 254.3536 |  | 85.7097 | 9.588 | 0 | 159.0559 | 0
18.12. | 1 | 256.2508 |  | 85.2491 | 9.588 | 0 | 161.4136 | 0
18.12. | 2 | 255.4418 |  | 85.7097 | 9.588 | 0 | 160.1441 | 0
18.12. | 3 | 249.1573 |  | 86.8611 | 9.588 | 0 | 152.7082 | 0
18.12. | 4 | 252.5543 |  | 86.6308 | 9.588 | 0 | 156.3355 | 0
18.12. | 5 | 250.1266 |  | 86.0167 | 9.588 | 0 | 154.5218 | 0
18.12. | 6 | 251.6121 |  | 85.3259 | 9.588 | 0 | 156.6982 | 0
18.12. | 7 | 251.5985 |  | 86.4005 | 9.588 | 0 | 155.61 | 0
18.12. | 8 | 254.5906 |  | 85.4026 | 9.588 | 0 | 159.6 | 0
18.12. | 9 | 256.2364 |  | 84.328 | 9.588 | 0 | 162.3205 | 0
18.12. | 10 | 241.7965 |  | 82.9463 | 9.588 | 0 | 149.2623 | 0
18.12. | 11 | 247.3142 |  | 83.023 | 9.588 | 0 | 154.7032 | 0
18.12. | 12 | 251.1439 |  | 83.4068 | 9.588 | 0 | 158.1491 | 0
18.12. | 13 | 256.4954 |  | 86.4005 | 9.588 | 0 | 160.5068 | 0
18.12. | 14 | 242.7117 |  | 86.4005 | 9.588 | 0 | 146.7232 | 0
18.12. | 15 | 255.9024 |  | 86.1703 | 9.588 | 0 | 160.1441 | 0
18.12. | 16 | 252.6935 |  | 85.8632 | 9.588 | 0 | 157.2423 | 0
18.12. | 17 | 246.2968 |  | 85.6329 | 9.588 | 0 | 151.0759 | 0
18.12. | 18 | 254.0676 |  | 85.7865 | 9.588 | 0 | 158.6932 | 0
18.12. | 19 | 256.8438 |  | 85.4794 | 9.588 | 0 | 161.7764 | 0
18.12. | 20 | 256.1672 |  | 85.7097 | 9.588 | 0 | 160.8695 | 0
18.12. | 21 | 257.0741 |  | 85.7097 | 9.588 | 0 | 161.7764 | 0
18.12. | 22 | 256.6346 |  | 85.6329 | 9.588 | 0 | 161.4136 | 0
18.12. | 23 | 254.5139 |  | 85.3259 | 9.588 | 0 | 159.6 | 0
18.12. | 24 | 252.6716 |  | 83.4836 | 9.588 | 0 | 159.6 | 0
19.12. | 1 | 234.2569 |  | 67.9707 | 9.588 | 0 | 156.6982 | 0
19.12. | 2 | 225.8593 |  | 61.7495 | 9.588 | 0 | 154.5218 | 0
19.12. | 3 | 233.9506 |  | 69.6595 | 9.588 | 0 | 154.7032 | 0
19.12. | 4 | 234.0974 |  | 70.3503 | 9.588 | 0 | 154.1591 | 0
19.12. | 5 | 233.3298 |  | 69.5827 | 9.588 | 0 | 154.1591 | 0
19.12. | 6 | 235.5062 |  | 69.5827 | 9.588 | 0 | 156.3355 | 0
19.12. | 7 | 231.6764 |  | 69.1989 | 9.588 | 0 | 152.8895 | 0
19.12. | 8 | 235.7364 |  | 69.813 | 9.588 | 0 | 156.3355 | 0
19.12. | 9 | 233.7904 |  | 70.0433 | 9.588 | 0 | 154.1591 | 0
19.12. | 10 | 233.0717 |  | 69.5059 | 9.588 | 0 | 153.9777 | 0
19.12. | 11 | 230.3166 |  | 61.6727 | 9.588 | 0 | 159.0559 | 0
19.12. | 12 | 228.5941 |  | 62.6706 | 9.588 | 0 | 156.3355 | 0
19.12. | 13 | 233.7128 |  | 67.9707 | 9.588 | 0 | 156.1541 | 0
19.12. | 14 | 237.4876 |  | 70.6574 | 9.588 | 0 | 157.2423 | 0
19.12. | 15 | 253.6914 |  | 86.8611 | 9.588 | 0 | 157.2423 | 0
19.12. | 16 | 256.454 |  | 87.6287 | 9.588 | 0 | 159.2373 | 0
19.12. | 17 | 251.8634 |  | 85.94 | 9.588 | 0 | 156.3355 | 0
19.12. | 18 | 255.0445 |  | 86.4005 | 9.588 | 0 | 159.0559 | 0
19.12. | 19 | 257.5625 |  | 86.0167 | 9.588 | 0 | 161.9577 | 0
19.12. | 20 | 259.9624 |  | 86.7844 | 9.588 | 0 | 163.59 | 0
19.12. | 21 | 245.0146 |  | 71.6553 | 9.588 | 0 | 163.7714 | 0
19.12. | 22 | 242.0074 |  | 69.7362 | 9.588 | 0 | 162.6832 | 0
19.12. | 23 | 235.0886 |  | 63.3615 | 9.588 | 0 | 162.1391 | 0
19.12. | 24 | 237.7458 |  | 62.2101 | 9.588 | 0 | 165.9477 | 0
20.12. | 1 | 234.3834 |  | 61.7495 | 9.588 | 0 | 163.0459 | 0
20.12. | 2 | 241.136 |  | 71.0412 | 9.588 | 0 | 160.5068 | 0
20.12. | 3 | 234.8439 |  | 70.7341 | 9.588 | 0 | 154.5218 | 0
20.12. | 4 | 230.568 |  | 62.2868 | 9.588 | 0 | 158.6932 | 0
20.12. | 5 | 233.9861 |  | 62.4404 | 9.588 | 0 | 161.9577 | 0
20.12. | 6 | 239.8319 |  | 71.732 | 9.588 | 0 | 158.5118 | 0
20.12. | 7 | 227.5127 |  | 62.1333 | 9.588 | 0 | 155.7914 | 0
20.12. | 8 | 228.357 |  | 62.9777 | 9.588 | 0 | 155.7914 | 0
20.12. | 9 | 236.5041 |  | 70.5806 | 9.588 | 0 | 156.3355 | 0
20.12. | 10 | 233.5955 |  | 71.1179 | 9.588 | 0 | 152.8895 | 0
20.12. | 11 | 237.0338 |  | 69.6595 | 9.588 | 0 | 157.7864 | 0
20.12. | 12 | 243.2778 |  | 71.732 | 9.588 | 0 | 161.9577 | 0
20.12. | 13 | 240.403 |  | 69.5827 | 9.588 | 0 | 161.2323 | 0
20.12. | 14 | 239.5248 |  | 71.425 | 9.588 | 0 | 158.5118 | 0
20.12. | 15 | 224.3892 |  | 57.3776 | 9.588 | 0 | 157.4236 | 0
20.12. | 16 | 243.7816 |  | 75.5004 | 9.588 | 0 | 158.6932 | 0
20.12. | 17 | 239.7689 |  | 71.125 | 9.588 | 0 | 159.0559 | 0
20.12. | 18 | 242.1998 |  | 79.7223 | 9.588 | 0 | 152.8895 | 0
20.12. | 19 | 251.6618 |  | 87.552 | 9.588 | 0 | 154.5218 | 0
20.12. | 20 | 252.0591 |  | 86.8611 | 9.588 | 0 | 155.61 | 0
20.12. | 21 | 253.1751 |  | 86.7076 | 9.588 | 0 | 156.8795 | 0
20.12. | 22 | 255.1491 |  | 86.3238 | 9.588 | 0 | 159.2373 | 0
20.12. | 23 | 256.5721 |  | 86.4773 | 9.588 | 0 | 160.5068 | 0
20.12. | 24 | 259.4461 |  | 86.6308 | 9.588 | 0 | 163.2273 | 0
21.12. | 1 | 256.4329 |  | 87.2449 | 9.588 | 0 | 159.6 | 0
21.12. | 2 | 235.2142 |  | 72.1926 | 9.588 | 0 | 153.4336 | 0
21.12. | 3 | 253.6846 |  | 87.3984 | 9.588 | 0 | 156.6982 | 0
21.12. | 4 | 251.4593 |  | 87.1682 | 9.588 | 0 | 154.7032 | 0
21.12. | 5 | 249.9317 |  | 87.0914 | 9.588 | 0 | 153.2523 | 0
21.12. | 6 | 248.69 |  | 86.9379 | 9.588 | 0 | 152.1641 | 0
21.12. | 7 | 247.5183 |  | 87.3984 | 9.588 | 0 | 150.5318 | 0
21.12. | 8 | 252.9313 |  | 87.552 | 9.588 | 0 | 155.7914 | 0
21.12. | 9 | 251.3547 |  | 87.2449 | 9.588 | 0 | 154.5218 | 0
21.12. | 10 | 252.5543 |  | 86.6308 | 9.588 | 0 | 156.3355 | 0
21.12. | 11 | 252.2894 |  | 87.0914 | 9.588 | 0 | 155.61 | 0
21.12. | 12 | 249.7014 |  | 86.8611 | 9.588 | 0 | 153.2523 | 0
21.12. | 13 | 253.2519 |  | 86.7844 | 9.588 | 0 | 156.8795 | 0
21.12. | 14 | 251.0755 |  | 86.7844 | 9.588 | 0 | 154.7032 | 0
21.12. | 15 | 249.8828 |  | 86.8611 | 9.588 | 0 | 153.4336 | 0
21.12. | 16 | 237.2373 |  | 72.5834 | 9.588 | 0 | 155.0659 | 0
21.12. | 17 | 246.9845 |  | 78.3406 | 9.588 | 0 | 159.0559 | 0
21.12. | 18 | 249.6576 |  | 82.1019 | 9.588 | 0 | 157.9677 | 0
21.12. | 19 | 253.1819 |  | 86.1703 | 9.588 | 0 | 157.4236 | 0
21.12. | 20 | 249.4711 |  | 86.6308 | 9.588 | 0 | 153.2523 | 0
21.12. | 21 | 255.4283 |  | 86.7844 | 9.588 | 0 | 159.0559 | 0
21.12. | 22 | 258.2044 |  | 86.4773 | 9.588 | 0 | 162.1391 | 0
21.12. | 23 | 256.9003 |  | 87.1682 | 9.588 | 0 | 160.1441 | 0
21.12. | 24 | 257.9395 |  | 86.9379 | 9.588 | 0 | 161.4136 | 0
22.12. | 1 | 255.9724 |  | 86.7844 | 9.588 | 0 | 159.6 | 0
22.12. | 2 | 251.9824 |  | 86.7844 | 9.588 | 0 | 155.61 | 0
22.12. | 3 | 252.9103 |  | 87.1682 | 9.588 | 0 | 156.1541 | 0
22.12. | 4 | 250.162 |  | 87.3217 | 9.588 | 0 | 153.2523 | 0
22.12. | 5 | 252.7635 |  | 86.4773 | 9.588 | 0 | 156.6982 | 0
22.12. | 6 | 251.515 |  | 86.8611 | 9.588 | 0 | 155.0659 | 0
22.12. | 7 | 250.4336 |  | 86.3238 | 9.588 | 0 | 154.5218 | 0
22.12. | 8 | 245.8227 |  | 86.247 | 9.588 | 0 | 149.9877 | 0
22.12. | 9 | 247.4053 |  | 84.0209 | 9.588 | 0 | 153.7964 | 0
22.12. | 10 | 234.1033 |  | 84.8653 | 9.588 | 0 | 139.65 | 0
22.12. | 11 | 244.1205 |  | 85.6329 | 9.588 | 0 | 148.8995 | 0
22.12. | 12 | 249.1641 |  | 86.3238 | 9.588 | 0 | 153.2523 | 0
22.12. | 13 | 246.9809 |  | 86.8611 | 9.588 | 0 | 150.5318 | 0
22.12. | 14 | 245.0822 |  | 83.3301 | 9.588 | 0 | 152.1641 | 0
22.12. | 15 | 253.0765 |  | 84.2512 | 9.588 | 0 | 159.2373 | 0
22.12. | 16 | 254.9955 |  | 86.1703 | 9.588 | 0 | 159.2373 | 0
22.12. | 17 | 251.3885 |  | 84.5583 | 9.588 | 0 | 157.2423 | 0
22.12. | 18 | 255.2672 |  | 85.1724 | 9.588 | 0 | 160.5068 | 0
22.12. | 19 | 256.5916 |  | 82.8695 | 9.588 | 0 | 164.1341 | 0
22.12. | 20 | 254.1368 |  | 84.4047 | 9.588 | 0 | 160.1441 | 0
22.12. | 21 | 257.7363 |  | 84.5583 | 9.588 | 0 | 163.59 | 0
22.12. | 22 | 254.039 |  | 83.9442 | 9.588 | 0 | 160.5068 | 0
22.12. | 23 | 251.8002 |  | 84.7886 | 9.588 | 0 | 157.4236 | 0
22.12. | 24 | 247.8448 |  | 84.0977 | 9.588 | 0 | 154.1591 | 0
23.12. | 1 | 244.1829 |  | 84.7886 | 9.588 | 0 | 149.8064 | 0
23.12. | 2 | 253.6138 |  | 84.7886 | 9.588 | 0 | 159.2373 | 0
23.12. | 3 | 252.6092 |  | 84.328 | 9.588 | 0 | 158.6932 | 0
23.12. | 4 | 249.4492 |  | 84.2512 | 9.588 | 0 | 155.61 | 0
23.12. | 5 | 249.4071 |  | 83.4836 | 9.588 | 0 | 156.3355 | 0
23.12. | 6 | 250.0912 |  | 84.7118 | 9.588 | 0 | 155.7914 | 0
23.12. | 7 | 248.8562 |  | 84.0209 | 9.588 | 0 | 155.2473 | 0
23.12. | 8 | 250.6909 |  | 84.4047 | 9.588 | 0 | 156.6982 | 0
23.12. | 9 | 250.0414 |  | 82.4857 | 9.588 | 0 | 157.9677 | 0
23.12. | 10 | 250.0279 |  | 83.5604 | 9.588 | 0 | 156.8795 | 0
23.12. | 11 | 250.4952 |  | 83.4836 | 9.588 | 0 | 157.4236 | 0
23.12. | 12 | 253.8728 |  | 86.8611 | 9.588 | 0 | 157.4236 | 0
23.12. | 13 | 255.8188 |  | 86.6308 | 9.588 | 0 | 159.6 | 0
23.12. | 14 | 252.9094 |  | 85.1724 | 9.588 | 0 | 158.1491 | 0
23.12. | 15 | 254.6404 |  | 87.6287 | 9.588 | 0 | 157.4236 | 0
23.12. | 16 | 251.6964 |  | 86.8611 | 9.588 | 0 | 155.2473 | 0
23.12. | 17 | 256.1959 |  | 87.552 | 9.588 | 0 | 159.0559 | 0
23.12. | 18 | 255.5885 |  | 86.4005 | 9.588 | 0 | 159.6 | 0
23.12. | 19 | 258.5874 |  | 84.8653 | 9.588 | 0 | 164.1341 | 0
23.12. | 20 | 254.9323 |  | 85.0188 | 9.588 | 0 | 160.3255 | 0
23.12. | 21 | 256.4397 |  | 86.7076 | 9.588 | 0 | 160.1441 | 0
23.12. | 22 | 256.8438 |  | 85.4794 | 9.588 | 0 | 161.7764 | 0
23.12. | 23 | 256.9559 |  | 86.8611 | 9.588 | 0 | 160.5068 | 0
23.12. | 24 | 254.535 |  | 85.7097 | 9.588 | 0 | 159.2373 | 0
24.12. | 1 | 255.3161 |  | 85.4026 | 9.588 | 0 | 160.3255 | 0
24.12. | 2 | 252.1486 |  | 83.8674 | 9.588 | 0 | 158.6932 | 0
24.12. | 3 | 253.1322 |  | 83.9442 | 9.588 | 0 | 159.6 | 0
24.12. | 4 | 253.4392 |  | 84.2512 | 9.588 | 0 | 159.6 | 0
24.12. | 5 | 252.9786 |  | 83.7906 | 9.588 | 0 | 159.6 | 0
24.12. | 6 | 253.1322 |  | 83.9442 | 9.588 | 0 | 159.6 | 0
24.12. | 7 | 248.5281 |  | 83.3301 | 9.588 | 0 | 155.61 | 0
24.12. | 8 | 256.1943 |  | 83.5604 | 9.588 | 0 | 163.0459 | 0
24.12. | 9 | 252.4481 |  | 82.716 | 9.588 | 0 | 160.1441 | 0
24.12. | 10 | 259.3053 |  | 83.4068 | 9.588 | 0 | 166.3105 | 0
24.12. | 11 | 249.6855 |  | 81.9484 | 9.588 | 0 | 158.1491 | 0
24.12. | 12 | 243.1158 |  | 85.1724 | 9.588 | 0 | 148.3555 | 0
24.12. | 13 | 256.5646 |  | 85.0188 | 9.588 | 0 | 161.9577 | 0
24.12. | 14 | 257.5827 |  | 84.4047 | 9.588 | 0 | 163.59 | 0
24.12. | 15 | 260.8616 |  | 85.3259 | 9.588 | 0 | 165.9477 | 0
24.12. | 16 | 257.1719 |  | 86.1703 | 9.588 | 0 | 161.4136 | 0
24.12. | 17 | 255.5329 |  | 86.7076 | 9.588 | 0 | 159.2373 | 0
24.12. | 18 | 257.8695 |  | 86.3238 | 9.588 | 0 | 161.9577 | 0
24.12. | 19 | 257.6949 |  | 85.7865 | 9.588 | 0 | 162.3205 | 0
24.12. | 20 | 257.6881 |  | 86.3238 | 9.588 | 0 | 161.7764 | 0
24.12. | 21 | 255.0512 |  | 85.8632 | 9.588 | 0 | 159.6 | 0
24.12. | 22 | 253.5371 |  | 84.7118 | 9.588 | 0 | 159.2373 | 0
24.12. | 23 | 254.8066 |  | 84.7118 | 9.588 | 0 | 160.5068 | 0
24.12. | 24 | 253.5227 |  | 83.7906 | 9.588 | 0 | 160.1441 | 0
25.12. | 1 | 253.3143 |  | 85.94 | 9.588 | 0 | 157.7864 | 0
25.12. | 2 | 253.4325 |  | 84.7886 | 9.588 | 0 | 159.0559 | 0
25.12. | 3 | 255.7277 |  | 85.6329 | 9.588 | 0 | 160.5068 | 0
25.12. | 4 | 247.0012 |  | 85.2491 | 9.588 | 0 | 152.1641 | 0
25.12. | 5 | 252.8394 |  | 84.5583 | 9.588 | 0 | 158.6932 | 0
25.12. | 6 | 251.8002 |  | 84.7886 | 9.588 | 0 | 157.4236 | 0
25.12. | 7 | 246.1147 |  | 83.6371 | 9.588 | 0 | 152.8895 | 0
25.12. | 8 | 250.6842 |  | 84.9421 | 9.588 | 0 | 156.1541 | 0
25.12. | 9 | 252.1494 |  | 85.8632 | 9.588 | 0 | 156.6982 | 0
25.12. | 10 | 252.7535 |  | 79.0314 | 9.588 | 0 | 164.1341 | 0
25.12. | 11 | 249.4257 |  | 77.88 | 9.588 | 0 | 161.9577 | 0
25.12. | 12 | 256.4667 |  | 84.5583 | 9.588 | 0 | 162.3205 | 0
25.12. | 13 | 258.1412 |  | 85.3259 | 9.588 | 0 | 163.2273 | 0
25.12. | 14 | 256.1672 |  | 85.7097 | 9.588 | 0 | 160.8695 | 0
25.12. | 15 | 255.9724 |  | 86.7844 | 9.588 | 0 | 159.6 | 0
25.12. | 16 | 257.2208 |  | 86.4005 | 9.588 | 0 | 161.2323 | 0
25.12. | 17 | 256.0905 |  | 85.6329 | 9.588 | 0 | 160.8695 | 0
25.12. | 18 | 254.4304 |  | 85.7865 | 9.588 | 0 | 159.0559 | 0
25.12. | 19 | 247.9772 |  | 83.8674 | 9.588 | 0 | 154.5218 | 0
25.12. | 20 | 258.0501 |  | 84.328 | 9.588 | 0 | 164.1341 | 0
25.12. | 21 | 256.3132 |  | 84.4047 | 9.588 | 0 | 162.3205 | 0
25.12. | 22 | 242.2934 |  | 69.6595 | 9.588 | 0 | 163.0459 | 0
25.12. | 23 | 242.635 |  | 69.2757 | 9.588 | 0 | 163.7714 | 0
25.12. | 24 | 242.2377 |  | 69.9665 | 9.588 | 0 | 162.6832 | 0
26.12. | 1 | 235.7921 |  | 69.5059 | 9.588 | 0 | 156.6982 | 0
26.12. | 2 | 237.3055 |  | 68.6616 | 9.588 | 0 | 159.0559 | 0
26.12. | 3 | 259.5085 |  | 85.7865 | 9.588 | 0 | 164.1341 | 0
26.12. | 4 | 258.8801 |  | 84.2512 | 9.588 | 0 | 165.0409 | 0
26.12. | 5 | 257.2554 |  | 85.7097 | 9.588 | 0 | 161.9577 | 0
26.12. | 6 | 256.6346 |  | 85.6329 | 9.588 | 0 | 161.4136 | 0
26.12. | 7 | 255.0369 |  | 84.9421 | 9.588 | 0 | 160.5068 | 0
26.12. | 8 | 256.2364 |  | 84.328 | 9.588 | 0 | 162.3205 | 0
26.12. | 9 | 260.0662 |  | 84.7118 | 9.588 | 0 | 165.7664 | 0
26.12. | 10 | 258.6988 |  | 84.2512 | 9.588 | 0 | 164.8595 | 0
26.12. | 11 | 253.3 |  | 85.0188 | 9.588 | 0 | 158.6932 | 0
26.12. | 12 | 252.2735 |  | 82.1787 | 9.588 | 0 | 160.5068 | 0
26.12. | 13 | 253.5995 |  | 83.8674 | 9.588 | 0 | 160.1441 | 0
26.12. | 14 | 252.5948 |  | 83.4068 | 9.588 | 0 | 159.6 | 0
26.12. | 15 | 247.914 |  | 82.716 | 9.588 | 0 | 155.61 | 0
26.12. | 16 | 253.6898 |  | 82.8695 | 9.588 | 0 | 161.2323 | 0
26.12. | 17 | 248.0675 |  | 82.8695 | 9.588 | 0 | 155.61 | 0
26.12. | 18 | 249.1422 |  | 83.9442 | 9.588 | 0 | 155.61 | 0
26.12. | 19 | 254.7923 |  | 83.7906 | 9.588 | 0 | 161.4136 | 0
26.12. | 20 | 248.9954 |  | 83.2533 | 9.588 | 0 | 156.1541 | 0
26.12. | 21 | 247.6356 |  | 84.2512 | 9.588 | 0 | 153.7964 | 0
26.12. | 22 | 252.2321 |  | 83.4068 | 9.588 | 0 | 159.2373 | 0
26.12. | 23 | 251.4299 |  | 83.3301 | 9.588 | 0 | 158.5118 | 0
26.12. | 24 | 250.8858 |  | 83.3301 | 9.588 | 0 | 157.9677 | 0
27.12. | 1 | 247.4331 |  | 83.8674 | 9.588 | 0 | 153.9777 | 0
27.12. | 2 | 244.2445 |  | 81.9484 | 9.588 | 0 | 152.7082 | 0
27.12. | 3 | 245.5006 |  | 83.023 | 9.588 | 0 | 152.8895 | 0
27.12. | 4 | 243.1496 |  | 82.4857 | 9.588 | 0 | 151.0759 | 0
27.12. | 5 | 244.6494 |  | 82.716 | 9.588 | 0 | 152.3455 | 0
27.12. | 6 | 246.9861 |  | 82.3322 | 9.588 | 0 | 155.0659 | 0
27.12. | 7 | 240.8686 |  | 82.5625 | 9.588 | 0 | 148.7182 | 0
27.12. | 8 | 243.7772 |  | 82.0251 | 9.588 | 0 | 152.1641 | 0
27.12. | 9 | 250.7736 |  | 81.9484 | 9.588 | 0 | 159.2373 | 0
27.12. | 10 | 248.0878 |  | 81.2575 | 9.588 | 0 | 157.2423 | 0
27.12. | 11 | 251.9664 |  | 81.8716 | 9.588 | 0 | 160.5068 | 0
27.12. | 12 | 251.3026 |  | 79.0314 | 9.588 | 0 | 162.6832 | 0
27.12. | 13 | 250.082 |  | 79.2617 | 9.588 | 0 | 161.2323 | 0
27.12. | 14 | 254.3031 |  | 81.4878 | 9.588 | 0 | 163.2273 | 0
27.12. | 15 | 253.8357 |  | 81.5646 | 9.588 | 0 | 162.6832 | 0
27.12. | 16 | 250.1317 |  | 81.4878 | 9.588 | 0 | 159.0559 | 0
27.12. | 17 | 248.7854 |  | 81.411 | 9.588 | 0 | 157.7864 | 0
27.12. | 18 | 250.2152 |  | 81.0272 | 9.588 | 0 | 159.6 | 0
27.12. | 19 | 252.9846 |  | 81.2575 | 9.588 | 0 | 162.1391 | 0
27.12. | 20 | 248.8968 |  | 80.7969 | 9.588 | 0 | 158.5118 | 0
27.12. | 21 | 248.2413 |  | 81.411 | 9.588 | 0 | 157.2423 | 0
27.12. | 22 | 247.5437 |  | 81.2575 | 9.588 | 0 | 156.6982 | 0
27.12. | 23 | 245.0046 |  | 81.2575 | 9.588 | 0 | 154.1591 | 0
27.12. | 24 | 245.7647 |  | 80.5667 | 9.588 | 0 | 155.61 | 0
28.12. | 1 | 240.5962 |  | 81.5646 | 9.588 | 0 | 149.4436 | 0
28.12. | 2 | 242.4166 |  | 81.0272 | 9.588 | 0 | 151.8014 | 0
28.12. | 3 | 243.5815 |  | 81.104 | 9.588 | 0 | 152.8895 | 0
28.12. | 4 | 241.6422 |  | 80.7969 | 9.588 | 0 | 151.2573 | 0
28.12. | 5 | 240.9868 |  | 81.411 | 9.588 | 0 | 149.9877 | 0
28.12. | 6 | 241.6144 |  | 80.9505 | 9.588 | 0 | 151.0759 | 0
28.12. | 7 | 243.3234 |  | 81.0272 | 9.588 | 0 | 152.7082 | 0
28.12. | 8 | 248.6259 |  | 83.7906 | 9.588 | 0 | 155.2473 | 0
28.12. | 9 | 248.8081 |  | 85.7865 | 9.588 | 0 | 153.4336 | 0
28.12. | 10 | 241.9863 |  | 86.4005 | 9.588 | 0 | 145.9977 | 0
28.12. | 11 | 245.6271 |  | 85.3259 | 9.588 | 0 | 150.7132 | 0
28.12. | 12 | 249.1851 |  | 86.7076 | 9.588 | 0 | 152.8895 | 0
28.12. | 13 | 244.2672 |  | 86.3238 | 9.588 | 0 | 148.3555 | 0
28.12. | 14 | 241.4692 |  | 84.2512 | 9.588 | 0 | 147.63 | 0
28.12. | 15 | 236.7116 |  | 83.4836 | 9.588 | 0 | 143.64 | 0
28.12. | 16 | 236.0975 |  | 82.8695 | 9.588 | 0 | 143.64 | 0
28.12. | 17 | 242.5085 |  | 84.0209 | 9.588 | 0 | 148.8995 | 0
28.12. | 18 | 250.6488 |  | 83.6371 | 9.588 | 0 | 157.4236 | 0
28.12. | 19 | 249.3935 |  | 84.5583 | 9.588 | 0 | 155.2473 | 0
28.12. | 20 | 248.4513 |  | 83.2533 | 9.588 | 0 | 155.61 | 0
28.12. | 21 | 247.8153 |  | 80.2596 | 9.588 | 0 | 157.9677 | 0
28.12. | 22 | 246.938 |  | 84.0977 | 9.588 | 0 | 153.2523 | 0
28.12. | 23 | 253.9344 |  | 84.0209 | 9.588 | 0 | 160.3255 | 0
28.12. | 24 | 248.0253 |  | 82.1019 | 9.588 | 0 | 156.3355 | 0
29.12. | 1 | 246.275 |  | 83.2533 | 9.588 | 0 | 153.4336 | 0
29.12. | 2 | 245.8633 |  | 83.023 | 9.588 | 0 | 153.2523 | 0
29.12. | 3 | 243.1428 |  | 83.023 | 9.588 | 0 | 150.5318 | 0
29.12. | 4 | 241.4473 |  | 81.8716 | 9.588 | 0 | 149.9877 | 0
29.12. | 5 | 243.9451 |  | 83.0998 | 9.588 | 0 | 151.2573 | 0
29.12. | 6 | 245.3471 |  | 82.8695 | 9.588 | 0 | 152.8895 | 0
29.12. | 7 | 236.2291 |  | 80.6434 | 9.588 | 0 | 145.9977 | 0
29.12. | 8 | 237.9736 |  | 82.0251 | 9.588 | 0 | 146.3605 | 0
29.12. | 9 | 247.251 |  | 81.8716 | 9.588 | 0 | 155.7914 | 0
29.12. | 10 | 246.4766 |  | 81.6413 | 9.588 | 0 | 155.2473 | 0
29.12. | 11 | 242.5001 |  | 80.5667 | 9.588 | 0 | 152.3455 | 0
29.12. | 12 | 247.0974 |  | 81.7181 | 9.588 | 0 | 155.7914 | 0
29.12. | 13 | 249.4973 |  | 82.4857 | 9.588 | 0 | 157.4236 | 0
29.12. | 14 | 249.3927 |  | 82.5625 | 9.588 | 0 | 157.2423 | 0
29.12. | 15 | 250.0136 |  | 82.6392 | 9.588 | 0 | 157.7864 | 0
29.12. | 16 | 249.4763 |  | 82.1019 | 9.588 | 0 | 157.7864 | 0
29.12. | 17 | 256.4027 |  | 81.411 | 9.588 | 0 | 165.4036 | 0
29.12. | 18 | 258.482 |  | 82.9463 | 9.588 | 0 | 165.9477 | 0
29.12. | 19 | 258.2517 |  | 82.716 | 9.588 | 0 | 165.9477 | 0
29.12. | 20 | 258.0771 |  | 82.1787 | 9.588 | 0 | 166.3105 | 0
29.12. | 21 | 258.0003 |  | 82.1019 | 9.588 | 0 | 166.3105 | 0
29.12. | 22 | 257.3238 |  | 82.3322 | 9.588 | 0 | 165.4036 | 0
29.12. | 23 | 252.8665 |  | 82.4089 | 9.588 | 0 | 160.8695 | 0
29.12. | 24 | 251.2131 |  | 82.0251 | 9.588 | 0 | 159.6 | 0
30.12. | 1 | 246.6369 |  | 81.2575 | 9.588 | 0 | 155.7914 | 0
30.12. | 2 | 247.0696 |  | 81.8716 | 9.588 | 0 | 155.61 | 0
30.12. | 3 | 242.3263 |  | 82.0251 | 9.588 | 0 | 150.7132 | 0
30.12. | 4 | 244.9489 |  | 81.5646 | 9.588 | 0 | 153.7964 | 0
30.12. | 5 | 248.9389 |  | 81.5646 | 9.588 | 0 | 157.7864 | 0
30.12. | 6 | 247.914 |  | 82.716 | 9.588 | 0 | 155.61 | 0
30.12. | 7 | 252.1056 |  | 81.104 | 9.588 | 0 | 161.4136 | 0
30.12. | 8 | 249.9849 |  | 80.7969 | 9.588 | 0 | 159.6 | 0
30.12. | 9 | 250.3763 |  | 82.6392 | 9.588 | 0 | 158.1491 | 0
30.12. | 10 | 251.1364 |  | 81.9484 | 9.588 | 0 | 159.6 | 0
30.12. | 11 | 252.3224 |  | 82.4089 | 9.588 | 0 | 160.3255 | 0
30.12. | 12 | 253.6265 |  | 81.7181 | 9.588 | 0 | 162.3205 | 0
30.12. | 13 | 247.7883 |  | 82.4089 | 9.588 | 0 | 155.7914 | 0
30.12. | 14 | 249.2392 |  | 82.4089 | 9.588 | 0 | 157.2423 | 0
30.12. | 15 | 252.8454 |  | 82.0251 | 9.588 | 0 | 161.2323 | 0
30.12. | 16 | 251.7361 |  | 81.6413 | 9.588 | 0 | 160.5068 | 0
30.12. | 17 | 254.0314 |  | 82.4857 | 9.588 | 0 | 161.9577 | 0
30.12. | 18 | 253.9268 |  | 82.5625 | 9.588 | 0 | 161.7764 | 0
30.12. | 19 | 252.7686 |  | 81.9484 | 9.588 | 0 | 161.2323 | 0
30.12. | 20 | 252.9989 |  | 82.1787 | 9.588 | 0 | 161.2323 | 0
30.12. | 21 | 256.7308 |  | 82.1019 | 9.588 | 0 | 165.0409 | 0
30.12. | 22 | 252.3992 |  | 82.4857 | 9.588 | 0 | 160.3255 | 0
30.12. | 23 | 257.0935 |  | 82.1019 | 9.588 | 0 | 165.4036 | 0
30.12. | 24 | 255.9007 |  | 82.1787 | 9.588 | 0 | 164.1341 | 0
31.12. | 1 | 252.5384 |  | 81.7181 | 9.588 | 0 | 161.2323 | 0
31.12. | 2 | 254.2617 |  | 82.716 | 9.588 | 0 | 161.9577 | 0
31.12. | 3 | 248.6319 |  | 81.2575 | 9.588 | 0 | 157.7864 | 0
31.12. | 4 | 244.7954 |  | 81.411 | 9.588 | 0 | 153.7964 | 0
31.12. | 5 | 243.1774 |  | 82.3322 | 9.588 | 0 | 151.2573 | 0
31.12. | 6 | 243.3445 |  | 81.411 | 9.588 | 0 | 152.3455 | 0
31.12. | 7 | 238.4966 |  | 81.6413 | 9.588 | 0 | 147.2673 | 0
31.12. | 8 | 248.1224 |  | 80.5667 | 9.588 | 0 | 157.9677 | 0
31.12. | 9 | 252.4684 |  | 81.104 | 9.588 | 0 | 161.7764 | 0
31.12. | 10 | 253.166 |  | 81.2575 | 9.588 | 0 | 162.3205 | 0
31.12. | 11 | 249.3227 |  | 81.9484 | 9.588 | 0 | 157.7864 | 0
31.12. | 12 | 255.2099 |  | 81.4878 | 9.588 | 0 | 164.1341 | 0
31.12. | 13 | 256.0256 |  | 80.4899 | 9.588 | 0 | 165.9477 | 0
31.12. | 14 | 257.0168 |  | 82.0251 | 9.588 | 0 | 165.4036 | 0
31.12. | 15 | 254.5747 |  | 80.4899 | 9.588 | 0 | 164.4968 | 0
31.12. | 16 | 252.6776 |  | 80.9505 | 9.588 | 0 | 162.1391 | 0
31.12. | 17 | 255.1264 |  | 81.9484 | 9.588 | 0 | 163.59 | 0
31.12. | 18 | 256.7165 |  | 81.1808 | 9.588 | 0 | 165.9477 | 0
31.12. | 19 | 256.4027 |  | 81.411 | 9.588 | 0 | 165.4036 | 0
31.12. | 20 | 256.6186 |  | 80.7202 | 9.588 | 0 | 166.3105 | 0
31.12. | 21 | 257.1635 |  | 82.716 | 9.588 | 0 | 164.8595 | 0
31.12. | 22 | 254.3866 |  | 81.0272 | 9.588 | 0 | 163.7714 | 0
31.12. | 23 | 256.5419 |  | 80.6434 | 9.588 | 0 | 166.3105 | 0
31.12. | 24 | 255.4748 |  | 81.0272 | 9.588 | 0 | 164.8595 | 0