## Thermal
ENTSO-E Market Modelling Database: Thermal generation
Country:
Market Node: | PL00
Year:
Climate year
Scenario
Fuel & Plant type |  | Net generating capacity (MW) | Number of units | Number of biofuel units | Biofuel usage [%] | MUST RUN OBLIGATIONS | [13 empty] | Daily limitation in MWh (optional) | [11 empty] | Unavailability |  |  | Min stable power (% of max power) | Ramp up rate(MW/h) | Ramp down rate (MW/h) | fixed generation reduction (% of max power output) | Median Start-up fuel name | Custom biofuel price (EUR/Net GJ) | Maximum number of units on maintenance
[32 empty] | Forced outage (annual rate) | Planned outage | Planned outage
[33 empty] | annual rate | winter
[7 empty] | Jan | Feb | Mar | April | May | June | July | Aug | Sept | Oct | Nov | Dec | causes (e.g technical, subsidies, environmental, grid constraints... | Jan | Feb | Mar | April | May | June | July | Aug | Sept | Oct | Nov | Dec | % | number of days | minimum % of annual number of days
Nuclear |  | 0 | 0 | 0 | 0 | number of must run units | 0 | 0 | 0 | 0 | 0 | 0 | 0 | 0 | 0 | 0 | 0 | 0 | [13 empty] | 5 | 54 | 15 |  |  |  | 0 | 0 |  | 0
[6 empty] | % of installed capacity | 0 | 0 | 0 | 0 | 0 | 0 | 0 | 0 | 0 | 0 | 0 | 0
Hard coal | old 1 | 7961.2183 | 32 | 1 | 0.0078911 | number of must run units | 0 | 0 | 0 | 0 | 0 | 0 | 0 | 0 | 0 | 0 | 0 | 0 | [13 empty] | 4.3358 | 12.4557 | 15 | 34.2419 | 90.9128 | 91.6452 | 0 | 0 | 0 | 32
[6 empty] | % of installed capacity | 0 | 0 | 0 | 0 | 0 | 0 | 0 | 0 | 0 | 0 | 0 | 0
| old 2 | 5004.123 | 12 | 6 | 0.1098 | number of must run units | 0 | 0 | 0 | 0 | 0 | 0 | 0 | 0 | 0 | 0 | 0 | 0 | [13 empty] | 7.31 | 21 | 15 | 48.0734 | 587.0069 | 670.6044 | 0 | 0 | 0 | 12
[6 empty] | % of installed capacity | 0 | 0 | 0 | 0 | 0 | 0 | 0 | 0 | 0 | 0 | 0 | 0
| new | 1658 | 2 | 0 | 0 | number of must run units | 0 | 0 | 0 | 0 | 0 | 0 | 0 | 0 | 0 | 0 | 0 | 0 | [13 empty] | 7.31 | 21 | 15 | 40.0241 | 2019.96 | 2524.95 | 0 | 0 | 0 | 2
[6 empty] | % of installed capacity | 0 | 0 | 0 | 0 | 0 | 0 | 0 | 0 | 0 | 0 | 0 | 0
| CCS | 0 | 0 | 0 | 0 | number of must run units | 0 | 0 | 0 | 0 | 0 | 0 | 0 | 0 | 0 | 0 | 0 | 0 | [13 empty] | 7.5 | 27 | 15 |  |  |  | 0 | 0 |  | 0
[6 empty] | % of installed capacity | 0 | 0 | 0 | 0 | 0 | 0 | 0 | 0 | 0 | 0 | 0 | 0
Lignite | old 1 | 4933 | 16 | 0 | 0 | number of must run units | 0 | 0 | 0 | 0 | 0 | 0 | 0 | 0 | 0 | 0 | 0 | 0 | [13 empty] | 7.31 | 21 | 15 | 48.8952 | 174.5122 | 174.5122 | 0 | 0 | 0 | 16
[6 empty] | % of installed capacity | 0 | 0 | 0 | 0 | 0 | 0 | 0 | 0 | 0 | 0 | 0 | 0
| old 2 | 1587 | 3 | 0 | 0 | number of must run units | 0 | 0 | 0 | 0 | 0 | 0 | 0 | 0 | 0 | 0 | 0 | 0 | [13 empty] | 7.31 | 21 | 15 | 46.8179 | 413.9758 | 642.3009 | 0 | 0 | 0 | 3
[6 empty] | % of installed capacity | 0 | 0 | 0 | 0 | 0 | 0 | 0 | 0 | 0 | 0 | 0 | 0
| new | 0 | 0 | 0 | 0 | number of must run units | 0 | 0 | 0 | 0 | 0 | 0 | 0 | 0 | 0 | 0 | 0 | 0 | [13 empty] | 7.5 | 27 | 15 |  |  |  | 0 | 0 |  | 0
[6 empty] | % of installed capacity | 0 | 0 | 0 | 0 | 0 | 0 | 0 | 0 | 0 | 0 | 0 | 0
| CCS | 0 | 0 | 0 | 0 | number of must run units | 0 | 0 | 0 | 0 | 0 | 0 | 0 | 0 | 0 | 0 | 0 | 0 | [13 empty] | 7.5 | 27 | 15 |  |  |  | 0 | 0 |  | 0
[6 empty] | % of installed capacity | 0 | 0 | 0 | 0 | 0 | 0 | 0 | 0 | 0 | 0 | 0 | 0
Gas | Conventional old 1 | 0 | 0 | 0 | 0 | number of must run units | 0 | 0 | 0 | 0 | 0 | 0 | 0 | 0 | 0 | 0 | 0 | 0 | [13 empty] | 8 | 27 | 15 |  |  |  | 0 | 0 |  | 0
[6 empty] | % of installed capacity | 0 | 0 | 0 | 0 | 0 | 0 | 0 | 0 | 0 | 0 | 0 | 0
| Conventional old 2 | 1545.1484 | 10 | 0 | 0 | number of must run units | 0 | 0 | 0 | 0 | 0 | 0 | 0 | 0 | 0 | 0 | 0 | 0 | [13 empty] | 0 | 0 | 15 | 0 | 9 | 9 | 0 | 0 | 0 | 10
[6 empty] | % of installed capacity | 0 | 0 | 0 | 0 | 0 | 0 | 0 | 0 | 0 | 0 | 0 | 0
| CCGT old 1 | 0 | 0 | 0 | 0 | number of must run units | 0 | 0 | 0 | 0 | 0 | 0 | 0 | 0 | 0 | 0 | 0 | 0 | [13 empty] | 8 | 27 | 15 |  |  |  | 0 | 0 |  | 0
[6 empty] | % of installed capacity | 0 | 0 | 0 | 0 | 0 | 0 | 0 | 0 | 0 | 0 | 0 | 0
| CCGT old 2 | 0 | 0 | 0 | 0 | number of must run units | 0 | 0 | 0 | 0 | 0 | 0 | 0 | 0 | 0 | 0 | 0 | 0 | [13 empty] | 8 | 27 | 15 |  |  |  | 0 | 0 |  | 0
[6 empty] | % of installed capacity | 0 | 0 | 0 | 0 | 0 | 0 | 0 | 0 | 0 | 0 | 0 | 0
| CCGT new | 8936.6432 | 20 | 0 | 0 | number of must run units | 0 | 0 | 0 | 0 | 0 | 0 | 0 | 0 | 0 | 0 | 0 | 0 | [13 empty] | 6.21 | 19 | 15 | 37.4229 | 1108.3623 | 1347.3597 | 0 | 0 | 0 | 20
[6 empty] | % of installed capacity | 0 | 0 | 0 | 0 | 0 | 0 | 0 | 0 | 0 | 0 | 0 | 0
| CCGT CCS | 0 | 0 | 0 | 0 | number of must run units | 0 | 0 | 0 | 0 | 0 | 0 | 0 | 0 | 0 | 0 | 0 | 0 | [13 empty] | 5 | 27 | 15 |  |  |  | 0 | 0 |  | 0
[6 empty] | % of installed capacity | 0 | 0 | 0 | 0 | 0 | 0 | 0 | 0 | 0 | 0 | 0 | 0
| OCGT old | 0 | 0 | 0 | 0 | number of must run units | 0 | 0 | 0 | 0 | 0 | 0 | 0 | 0 | 0 | 0 | 0 | 0 | [13 empty] | 8 | 13 | 15 |  |  |  | 0 | 0 |  | 0
[6 empty] | % of installed capacity | 0 | 0 | 0 | 0 | 0 | 0 | 0 | 0 | 0 | 0 | 0 | 0
| OCGT new | 0 | 0 | 0 | 0 | number of must run units | 0 | 0 | 0 | 0 | 0 | 0 | 0 | 0 | 0 | 0 | 0 | 0 | [13 empty] | 5 | 13 | 15 |  |  |  | 0 | 0 |  | 0
[6 empty] | % of installed capacity | 0 | 0 | 0 | 0 | 0 | 0 | 0 | 0 | 0 | 0 | 0 | 0
Light oil |  | 0 | 0 | 0 | 0 | number of must run units | 0 | 0 | 0 | 0 | 0 | 0 | 0 | 0 | 0 | 0 | 0 | 0 | [13 empty] | 8 | 13 | 15 |  |  |  | 0 | 0 |  | 0
[6 empty] | % of installed capacity | 0 | 0 | 0 | 0 | 0 | 0 | 0 | 0 | 0 | 0 | 0 | 0
Heavy oil | old 1 | 0 | 0 | 0 | 0 | number of must run units | 0 | 0 | 0 | 0 | 0 | 0 | 0 | 0 | 0 | 0 | 0 | 0 | [13 empty] | 10 | 27 | 15 |  |  |  | 0 | 0 |  | 0
[6 empty] | % of installed capacity | 0 | 0 | 0 | 0 | 0 | 0 | 0 | 0 | 0 | 0 | 0 | 0
| old 2 | 0 | 0 | 0 | 0 | number of must run units | 0 | 0 | 0 | 0 | 0 | 0 | 0 | 0 | 0 | 0 | 0 | 0 | [13 empty] | 10 | 27 | 15 |  |  |  | 0 | 0 |  | 0
[6 empty] | % of installed capacity | 0 | 0 | 0 | 0 | 0 | 0 | 0 | 0 | 0 | 0 | 0 | 0
Oil shale | old | 0 | 0 | 0 | 0 | number of must run units | 0 | 0 | 0 | 0 | 0 | 0 | 0 | 0 | 0 | 0 | 0 | 0 | [13 empty] | 10 | 27 | 15 |  |  |  | 0 | 0 |  | 0
[6 empty] | % of installed capacity | 0 | 0 | 0 | 0 | 0 | 0 | 0 | 0 | 0 | 0 | 0 | 0
| new | 0 | 0 | 0 | 0 | number of must run units | 0 | 0 | 0 | 0 | 0 | 0 | 0 | 0 | 0 | 0 | 0 | 0 | [13 empty] | 7.5 | 27 | 15 |  |  |  | 0 | 0 |  | 0
[6 empty] | % of installed capacity | 0 | 0 | 0 | 0 | 0 | 0 | 0 | 0 | 0 | 0 | 0 | 0
Gas | CCGT present 1 | 0 | 0 | 0 | 0 | number of must run units | 0 | 0 | 0 | 0 | 0 | 0 | 0 | 0 | 0 | 0 | 0 | 0 | [13 empty] | 5 | 27 | 15 |  |  |  | 0 | 0 |  | 0
[6 empty] | % of installed capacity | 0 | 0 | 0 | 0 | 0 | 0 | 0 | 0 | 0 | 0 | 0 | 0
| CCGT present 2 | 546.1083 | 5 | 0 | 0 | number of must run units | 0 | 0 | 0 | 0 | 0 | 0 | 0 | 0 | 0 | 0 | 0 | 0 | [13 empty] | 0 | 0 | 15 | 0 | 2.4 | 3 | 0 | 0 | 0 | 5
[6 empty] | % of installed capacity | 0 | 0 | 0 | 0 | 0 | 0 | 0 | 0 | 0 | 0 | 0 | 0
Hydrogen | Fuel Cell | 0 | 0 | 0 | 0 | number of must run units | 0 | 0 | 0 | 0 | 0 | 0 | 0 | 0 | 0 | 0 | 0 | 0 | [13 empty] | 2.5 | 7 | 0 |  |  |  | 0 | 0 |  | 0
[6 empty] | % of installed capacity | 0 | 0 | 0 | 0 | 0 | 0 | 0 | 0 | 0 | 0 | 0 | 0
Hydrogen | CCGT | 0 | 0 | 0 | 0 | number of must run units | 0 | 0 | 0 | 0 | 0 | 0 | 0 | 0 | 0 | 0 | 0 | 0 | [13 empty] | 5 | 27 | 15 |  |  |  | 0 | 0 |  | 0
[6 empty] | % of installed capacity | 0 | 0 | 0 | 0 | 0 | 0 | 0 | 0 | 0 | 0 | 0 | 0
Hydrogen | OCGT | 0 | 0 | 0 | 0 | number of must run units | 0 | 0 | 0 | 0 | 0 | 0 | 0 | 0 | 0 | 0 | 0 | 0 | [13 empty] | 5 | 13 | 15 |  |  |  | 0 | 0 |  | 0
[6 empty] | % of installed capacity | 0 | 0 | 0 | 0 | 0 | 0 | 0 | 0 | 0 | 0 | 0 | 0

## Other Non-RES
ENTSO-E Market Modelling Database: Other non-RES
Country:
Market Node: | PL00
Year:
Climate year |  |  | N.B. use convention first January always Monday (2007 calendar year) --> see guidelines for further details
Scenario
|  | Price Band 1 | Price Band 2 | Price Band 3
| Installed capacity (MW) | 3239.2112 | 1545.1484 | 546.1083
Number of units
| PEMMDB type(s) | OtherNon-RES/Hard coal/old 1 | OtherNon-RES/Gas/conventional old 2 | OtherNon-RES/Gas/CCGT present 2
Purpose
| Avg. Market Offer Price (€/MWh) | 0 | 0 | 0
| Avg. Efficiency Ratio | 0.35 | 0.41 | 0.58
| Avg. CO2 em. factor (ton/MWh) | 268.5714 | 139.0244 | 98.2759
| Start climate year | 2030 | 2030 | 2030
| End climate year | 2030 | 2030 | 2030
Date | Hour | Available capacity (MW) | Available capacity (MW) | Available capacity (MW) | Available capacity (MW) | Available capacity (MW) | Available capacity (MW) | Available capacity (MW) | Available capacity (MW) | Available capacity (MW) | Available capacity (MW) | Available capacity (MW) | Available capacity (MW) | Available capacity (MW) | Available capacity (MW) | Available capacity (MW) | Available capacity (MW) | Available capacity (MW) | Available capacity (MW) | Available capacity (MW) | Available capacity (MW) | Available capacity (MW) | Available capacity (MW) | Available capacity (MW) | Available capacity (MW) | Available capacity (MW) | Available capacity (MW) | Available capacity (MW)
01.01. | 1 | 3239.2112 | 1545.1484 | 546.1083
01.01. | 2 | 3239.2112 | 1545.1484 | 546.1083
01.01. | 3 | 3239.2112 | 1545.1484 | 546.1083
01.01. | 4 | 3239.2112 | 1545.1484 | 546.1083
01.01. | 5 | 3239.2112 | 1545.1484 | 546.1083
01.01. | 6 | 3239.2112 | 1545.1484 | 546.1083
01.01. | 7 | 3239.2112 | 1545.1484 | 546.1083
01.01. | 8 | 3239.2112 | 1545.1484 | 546.1083
01.01. | 9 | 3239.2112 | 1545.1484 | 546.1083
01.01. | 10 | 3239.2112 | 1545.1484 | 546.1083
01.01. | 11 | 3239.2112 | 1545.1484 | 546.1083
01.01. | 12 | 3239.2112 | 1545.1484 | 546.1083
01.01. | 13 | 3239.2112 | 1545.1484 | 546.1083
01.01. | 14 | 3239.2112 | 1545.1484 | 546.1083
01.01. | 15 | 3239.2112 | 1545.1484 | 546.1083
01.01. | 16 | 3239.2112 | 1545.1484 | 546.1083
01.01. | 17 | 3239.2112 | 1545.1484 | 546.1083
01.01. | 18 | 3239.2112 | 1545.1484 | 546.1083
01.01. | 19 | 3239.2112 | 1545.1484 | 546.1083
01.01. | 20 | 3239.2112 | 1545.1484 | 546.1083
01.01. | 21 | 3239.2112 | 1545.1484 | 546.1083
01.01. | 22 | 3239.2112 | 1545.1484 | 546.1083
01.01. | 23 | 3239.2112 | 1545.1484 | 546.1083
01.01. | 24 | 3239.2112 | 1545.1484 | 546.1083
02.01. | 1 | 3239.2112 | 1545.1484 | 546.1083
02.01. | 2 | 3239.2112 | 1545.1484 | 546.1083
02.01. | 3 | 3239.2112 | 1545.1484 | 546.1083
02.01. | 4 | 3239.2112 | 1545.1484 | 546.1083
02.01. | 5 | 3239.2112 | 1545.1484 | 546.1083
02.01. | 6 | 3239.2112 | 1545.1484 | 546.1083
02.01. | 7 | 3239.2112 | 1545.1484 | 546.1083
02.01. | 8 | 3239.2112 | 1545.1484 | 546.1083
02.01. | 9 | 3239.2112 | 1545.1484 | 546.1083
02.01. | 10 | 3239.2112 | 1545.1484 | 546.1083
02.01. | 11 | 3239.2112 | 1545.1484 | 546.1083
02.01. | 12 | 3239.2112 | 1545.1484 | 546.1083
02.01. | 13 | 3239.2112 | 1545.1484 | 546.1083
02.01. | 14 | 3239.2112 | 1545.1484 | 546.1083
02.01. | 15 | 3239.2112 | 1545.1484 | 546.1083
02.01. | 16 | 3239.2112 | 1545.1484 | 546.1083
02.01. | 17 | 3239.2112 | 1545.1484 | 546.1083
02.01. | 18 | 3239.2112 | 1545.1484 | 546.1083
02.01. | 19 | 3239.2112 | 1545.1484 | 546.1083
02.01. | 20 | 3239.2112 | 1545.1484 | 546.1083
02.01. | 21 | 3239.2112 | 1545.1484 | 546.1083
02.01. | 22 | 3239.2112 | 1545.1484 | 546.1083
02.01. | 23 | 3239.2112 | 1545.1484 | 546.1083
02.01. | 24 | 3239.2112 | 1545.1484 | 546.1083
03.01. | 1 | 3239.2112 | 1545.1484 | 546.1083
03.01. | 2 | 3239.2112 | 1545.1484 | 546.1083
03.01. | 3 | 3239.2112 | 1545.1484 | 546.1083
03.01. | 4 | 3239.2112 | 1545.1484 | 546.1083
03.01. | 5 | 3239.2112 | 1545.1484 | 546.1083
03.01. | 6 | 3239.2112 | 1545.1484 | 546.1083
03.01. | 7 | 3239.2112 | 1545.1484 | 546.1083
03.01. | 8 | 3239.2112 | 1545.1484 | 546.1083
03.01. | 9 | 3239.2112 | 1545.1484 | 546.1083
03.01. | 10 | 3239.2112 | 1545.1484 | 546.1083
03.01. | 11 | 3239.2112 | 1545.1484 | 546.1083
03.01. | 12 | 3239.2112 | 1545.1484 | 546.1083
03.01. | 13 | 3239.2112 | 1545.1484 | 546.1083
03.01. | 14 | 3239.2112 | 1545.1484 | 546.1083
03.01. | 15 | 3239.2112 | 1545.1484 | 546.1083
03.01. | 16 | 3239.2112 | 1545.1484 | 546.1083
03.01. | 17 | 3239.2112 | 1545.1484 | 546.1083
03.01. | 18 | 3239.2112 | 1545.1484 | 546.1083
03.01. | 19 | 3239.2112 | 1545.1484 | 546.1083
03.01. | 20 | 3239.2112 | 1545.1484 | 546.1083
03.01. | 21 | 3239.2112 | 1545.1484 | 546.1083
03.01. | 22 | 3239.2112 | 1545.1484 | 546.1083
03.01. | 23 | 3239.2112 | 1545.1484 | 546.1083
03.01. | 24 | 3239.2112 | 1545.1484 | 546.1083
04.01. | 1 | 3239.2112 | 1545.1484 | 546.1083
04.01. | 2 | 3239.2112 | 1545.1484 | 546.1083
04.01. | 3 | 3239.2112 | 1545.1484 | 546.1083
04.01. | 4 | 3239.2112 | 1545.1484 | 546.1083
04.01. | 5 | 3239.2112 | 1545.1484 | 546.1083
04.01. | 6 | 3239.2112 | 1545.1484 | 546.1083
04.01. | 7 | 3239.2112 | 1545.1484 | 546.1083
04.01. | 8 | 3239.2112 | 1545.1484 | 546.1083
04.01. | 9 | 3239.2112 | 1545.1484 | 546.1083
04.01. | 10 | 3239.2112 | 1545.1484 | 546.1083
04.01. | 11 | 3239.2112 | 1545.1484 | 546.1083
04.01. | 12 | 3239.2112 | 1545.1484 | 546.1083
04.01. | 13 | 3239.2112 | 1545.1484 | 546.1083
04.01. | 14 | 3239.2112 | 1545.1484 | 546.1083
04.01. | 15 | 3239.2112 | 1545.1484 | 546.1083
04.01. | 16 | 3239.2112 | 1545.1484 | 546.1083
04.01. | 17 | 3239.2112 | 1545.1484 | 546.1083
04.01. | 18 | 3239.2112 | 1545.1484 | 546.1083
04.01. | 19 | 3239.2112 | 1545.1484 | 546.1083
04.01. | 20 | 3239.2112 | 1545.1484 | 546.1083
04.01. | 21 | 3239.2112 | 1545.1484 | 546.1083
04.01. | 22 | 3239.2112 | 1545.1484 | 546.1083
04.01. | 23 | 3239.2112 | 1545.1484 | 546.1083
04.01. | 24 | 3239.2112 | 1545.1484 | 546.1083
05.01. | 1 | 3239.2112 | 1545.1484 | 546.1083
05.01. | 2 | 3239.2112 | 1545.1484 | 546.1083
05.01. | 3 | 3239.2112 | 1545.1484 | 546.1083
05.01. | 4 | 3239.2112 | 1545.1484 | 546.1083
05.01. | 5 | 3239.2112 | 1545.1484 | 546.1083
05.01. | 6 | 3239.2112 | 1545.1484 | 546.1083
05.01. | 7 | 3239.2112 | 1545.1484 | 546.1083
05.01. | 8 | 3239.2112 | 1545.1484 | 546.1083
05.01. | 9 | 3239.2112 | 1545.1484 | 546.1083
05.01. | 10 | 3239.2112 | 1545.1484 | 546.1083
05.01. | 11 | 3239.2112 | 1545.1484 | 546.1083
05.01. | 12 | 3239.2112 | 1545.1484 | 546.1083
05.01. | 13 | 3239.2112 | 1545.1484 | 546.1083
05.01. | 14 | 3239.2112 | 1545.1484 | 546.1083
05.01. | 15 | 3239.2112 | 1545.1484 | 546.1083
05.01. | 16 | 3239.2112 | 1545.1484 | 546.1083
05.01. | 17 | 3239.2112 | 1545.1484 | 546.1083
05.01. | 18 | 3239.2112 | 1545.1484 | 546.1083
05.01. | 19 | 3239.2112 | 1545.1484 | 546.1083
05.01. | 20 | 3239.2112 | 1545.1484 | 546.1083
05.01. | 21 | 3239.2112 | 1545.1484 | 546.1083
05.01. | 22 | 3239.2112 | 1545.1484 | 546.1083
05.01. | 23 | 3239.2112 | 1545.1484 | 546.1083
05.01. | 24 | 3239.2112 | 1545.1484 | 546.1083
06.01. | 1 | 3239.2112 | 1545.1484 | 546.1083
06.01. | 2 | 3239.2112 | 1545.1484 | 546.1083
06.01. | 3 | 3239.2112 | 1545.1484 | 546.1083
06.01. | 4 | 3239.2112 | 1545.1484 | 546.1083
06.01. | 5 | 3239.2112 | 1545.1484 | 546.1083
06.01. | 6 | 3239.2112 | 1545.1484 | 546.1083
06.01. | 7 | 3239.2112 | 1545.1484 | 546.1083
06.01. | 8 | 3239.2112 | 1545.1484 | 546.1083
06.01. | 9 | 3239.2112 | 1545.1484 | 546.1083
06.01. | 10 | 3239.2112 | 1545.1484 | 546.1083
06.01. | 11 | 3239.2112 | 1545.1484 | 546.1083
06.01. | 12 | 3239.2112 | 1545.1484 | 546.1083
06.01. | 13 | 3239.2112 | 1545.1484 | 546.1083
06.01. | 14 | 3239.2112 | 1545.1484 | 546.1083
06.01. | 15 | 3239.2112 | 1545.1484 | 546.1083
06.01. | 16 | 3239.2112 | 1545.1484 | 546.1083
06.01. | 17 | 3239.2112 | 1545.1484 | 546.1083
06.01. | 18 | 3239.2112 | 1545.1484 | 546.1083
06.01. | 19 | 3239.2112 | 1545.1484 | 546.1083
06.01. | 20 | 3239.2112 | 1545.1484 | 546.1083
06.01. | 21 | 3239.2112 | 1545.1484 | 546.1083
06.01. | 22 | 3239.2112 | 1545.1484 | 546.1083
06.01. | 23 | 3239.2112 | 1545.1484 | 546.1083
06.01. | 24 | 3239.2112 | 1545.1484 | 546.1083
07.01. | 1 | 3239.2112 | 1545.1484 | 546.1083
07.01. | 2 | 3239.2112 | 1545.1484 | 546.1083
07.01. | 3 | 3239.2112 | 1545.1484 | 546.1083
07.01. | 4 | 3239.2112 | 1545.1484 | 546.1083
07.01. | 5 | 3239.2112 | 1545.1484 | 546.1083
07.01. | 6 | 3239.2112 | 1545.1484 | 546.1083
07.01. | 7 | 3239.2112 | 1545.1484 | 546.1083
07.01. | 8 | 3239.2112 | 1545.1484 | 546.1083
07.01. | 9 | 3239.2112 | 1545.1484 | 546.1083
07.01. | 10 | 3239.2112 | 1545.1484 | 546.1083
07.01. | 11 | 3239.2112 | 1545.1484 | 546.1083
07.01. | 12 | 3239.2112 | 1545.1484 | 546.1083
07.01. | 13 | 3239.2112 | 1545.1484 | 546.1083
07.01. | 14 | 3239.2112 | 1545.1484 | 546.1083
07.01. | 15 | 3239.2112 | 1545.1484 | 546.1083
07.01. | 16 | 3239.2112 | 1545.1484 | 546.1083
07.01. | 17 | 3239.2112 | 1545.1484 | 546.1083
07.01. | 18 | 3239.2112 | 1545.1484 | 546.1083
07.01. | 19 | 3239.2112 | 1545.1484 | 546.1083
07.01. | 20 | 3239.2112 | 1545.1484 | 546.1083
07.01. | 21 | 3239.2112 | 1545.1484 | 546.1083
07.01. | 22 | 3239.2112 | 1545.1484 | 546.1083
07.01. | 23 | 3239.2112 | 1545.1484 | 546.1083
07.01. | 24 | 3239.2112 | 1545.1484 | 546.1083
08.01. | 1 | 3239.2112 | 1545.1484 | 546.1083
08.01. | 2 | 3239.2112 | 1545.1484 | 546.1083
08.01. | 3 | 3239.2112 | 1545.1484 | 546.1083
08.01. | 4 | 3239.2112 | 1545.1484 | 546.1083
08.01. | 5 | 3239.2112 | 1545.1484 | 546.1083
08.01. | 6 | 3239.2112 | 1545.1484 | 546.1083
08.01. | 7 | 3239.2112 | 1545.1484 | 546.1083
08.01. | 8 | 3239.2112 | 1545.1484 | 546.1083
08.01. | 9 | 3239.2112 | 1545.1484 | 546.1083
08.01. | 10 | 3239.2112 | 1545.1484 | 546.1083
08.01. | 11 | 3239.2112 | 1545.1484 | 546.1083
08.01. | 12 | 3239.2112 | 1545.1484 | 546.1083
08.01. | 13 | 3239.2112 | 1545.1484 | 546.1083
08.01. | 14 | 3239.2112 | 1545.1484 | 546.1083
08.01. | 15 | 3239.2112 | 1545.1484 | 546.1083
08.01. | 16 | 3239.2112 | 1545.1484 | 546.1083
08.01. | 17 | 3239.2112 | 1545.1484 | 546.1083
08.01. | 18 | 3239.2112 | 1545.1484 | 546.1083
08.01. | 19 | 3239.2112 | 1545.1484 | 546.1083
08.01. | 20 | 3239.2112 | 1545.1484 | 546.1083
08.01. | 21 | 3239.2112 | 1545.1484 | 546.1083
08.01. | 22 | 3239.2112 | 1545.1484 | 546.1083
08.01. | 23 | 3239.2112 | 1545.1484 | 546.1083
08.01. | 24 | 3239.2112 | 1545.1484 | 546.1083
09.01. | 1 | 3239.2112 | 1545.1484 | 546.1083
09.01. | 2 | 3239.2112 | 1545.1484 | 546.1083
09.01. | 3 | 3239.2112 | 1545.1484 | 546.1083
09.01. | 4 | 3239.2112 | 1545.1484 | 546.1083
09.01. | 5 | 3239.2112 | 1545.1484 | 546.1083
09.01. | 6 | 3239.2112 | 1545.1484 | 546.1083
09.01. | 7 | 3239.2112 | 1545.1484 | 546.1083
09.01. | 8 | 3239.2112 | 1545.1484 | 546.1083
09.01. | 9 | 3239.2112 | 1545.1484 | 546.1083
09.01. | 10 | 3239.2112 | 1545.1484 | 546.1083
09.01. | 11 | 3239.2112 | 1545.1484 | 546.1083
09.01. | 12 | 3239.2112 | 1545.1484 | 546.1083
09.01. | 13 | 3239.2112 | 1545.1484 | 546.1083
09.01. | 14 | 3239.2112 | 1545.1484 | 546.1083
09.01. | 15 | 3239.2112 | 1545.1484 | 546.1083
09.01. | 16 | 3239.2112 | 1545.1484 | 546.1083
09.01. | 17 | 3239.2112 | 1545.1484 | 546.1083
09.01. | 18 | 3239.2112 | 1545.1484 | 546.1083
09.01. | 19 | 3239.2112 | 1545.1484 | 546.1083
09.01. | 20 | 3239.2112 | 1545.1484 | 546.1083
09.01. | 21 | 3239.2112 | 1545.1484 | 546.1083
09.01. | 22 | 3239.2112 | 1545.1484 | 546.1083
09.01. | 23 | 3239.2112 | 1545.1484 | 546.1083
09.01. | 24 | 3239.2112 | 1545.1484 | 546.1083
10.01. | 1 | 3239.2112 | 1545.1484 | 546.1083
10.01. | 2 | 3239.2112 | 1545.1484 | 546.1083
10.01. | 3 | 3239.2112 | 1545.1484 | 546.1083
10.01. | 4 | 3239.2112 | 1545.1484 | 546.1083
10.01. | 5 | 3239.2112 | 1545.1484 | 546.1083
10.01. | 6 | 3239.2112 | 1545.1484 | 546.1083
10.01. | 7 | 3239.2112 | 1545.1484 | 546.1083
10.01. | 8 | 3239.2112 | 1545.1484 | 546.1083
10.01. | 9 | 3239.2112 | 1545.1484 | 546.1083
10.01. | 10 | 3239.2112 | 1545.1484 | 546.1083
10.01. | 11 | 3239.2112 | 1545.1484 | 546.1083
10.01. | 12 | 3239.2112 | 1545.1484 | 546.1083
10.01. | 13 | 3239.2112 | 1545.1484 | 546.1083
10.01. | 14 | 3239.2112 | 1545.1484 | 546.1083
10.01. | 15 | 3239.2112 | 1545.1484 | 546.1083
10.01. | 16 | 3239.2112 | 1545.1484 | 546.1083
10.01. | 17 | 3239.2112 | 1545.1484 | 546.1083
10.01. | 18 | 3239.2112 | 1545.1484 | 546.1083
10.01. | 19 | 3239.2112 | 1545.1484 | 546.1083
10.01. | 20 | 3239.2112 | 1545.1484 | 546.1083
10.01. | 21 | 3239.2112 | 1545.1484 | 546.1083
10.01. | 22 | 3239.2112 | 1545.1484 | 546.1083
10.01. | 23 | 3239.2112 | 1545.1484 | 546.1083
10.01. | 24 | 3239.2112 | 1545.1484 | 546.1083
11.01. | 1 | 3239.2112 | 1545.1484 | 546.1083
11.01. | 2 | 3239.2112 | 1545.1484 | 546.1083
11.01. | 3 | 3239.2112 | 1545.1484 | 546.1083
11.01. | 4 | 3239.2112 | 1545.1484 | 546.1083
11.01. | 5 | 3239.2112 | 1545.1484 | 546.1083
11.01. | 6 | 3239.2112 | 1545.1484 | 546.1083
11.01. | 7 | 3239.2112 | 1545.1484 | 546.1083
11.01. | 8 | 3239.2112 | 1545.1484 | 546.1083
11.01. | 9 | 3239.2112 | 1545.1484 | 546.1083
11.01. | 10 | 3239.2112 | 1545.1484 | 546.1083
11.01. | 11 | 3239.2112 | 1545.1484 | 546.1083
11.01. | 12 | 3239.2112 | 1545.1484 | 546.1083
11.01. | 13 | 3239.2112 | 1545.1484 | 546.1083
11.01. | 14 | 3239.2112 | 1545.1484 | 546.1083
11.01. | 15 | 3239.2112 | 1545.1484 | 546.1083
11.01. | 16 | 3239.2112 | 1545.1484 | 546.1083
11.01. | 17 | 3239.2112 | 1545.1484 | 546.1083
11.01. | 18 | 3239.2112 | 1545.1484 | 546.1083
11.01. | 19 | 3239.2112 | 1545.1484 | 546.1083
11.01. | 20 | 3239.2112 | 1545.1484 | 546.1083
11.01. | 21 | 3239.2112 | 1545.1484 | 546.1083
11.01. | 22 | 3239.2112 | 1545.1484 | 546.1083
11.01. | 23 | 3239.2112 | 1545.1484 | 546.1083
11.01. | 24 | 3239.2112 | 1545.1484 | 546.1083
12.01. | 1 | 3239.2112 | 1545.1484 | 546.1083
12.01. | 2 | 3239.2112 | 1545.1484 | 546.1083
12.01. | 3 | 3239.2112 | 1545.1484 | 546.1083
12.01. | 4 | 3239.2112 | 1545.1484 | 546.1083
12.01. | 5 | 3239.2112 | 1545.1484 | 546.1083
12.01. | 6 | 3239.2112 | 1545.1484 | 546.1083
12.01. | 7 | 3239.2112 | 1545.1484 | 546.1083
12.01. | 8 | 3239.2112 | 1545.1484 | 546.1083
12.01. | 9 | 3239.2112 | 1545.1484 | 546.1083
12.01. | 10 | 3239.2112 | 1545.1484 | 546.1083
12.01. | 11 | 3239.2112 | 1545.1484 | 546.1083
12.01. | 12 | 3239.2112 | 1545.1484 | 546.1083
12.01. | 13 | 3239.2112 | 1545.1484 | 546.1083
12.01. | 14 | 3239.2112 | 1545.1484 | 546.1083
12.01. | 15 | 3239.2112 | 1545.1484 | 546.1083
12.01. | 16 | 3239.2112 | 1545.1484 | 546.1083
12.01. | 17 | 3239.2112 | 1545.1484 | 546.1083
12.01. | 18 | 3239.2112 | 1545.1484 | 546.1083
12.01. | 19 | 3239.2112 | 1545.1484 | 546.1083
12.01. | 20 | 3239.2112 | 1545.1484 | 546.1083
12.01. | 21 | 3239.2112 | 1545.1484 | 546.1083
12.01. | 22 | 3239.2112 | 1545.1484 | 546.1083
12.01. | 23 | 3239.2112 | 1545.1484 | 546.1083
12.01. | 24 | 3239.2112 | 1545.1484 | 546.1083
13.01. | 1 | 3239.2112 | 1545.1484 | 546.1083
13.01. | 2 | 3239.2112 | 1545.1484 | 546.1083
13.01. | 3 | 3239.2112 | 1545.1484 | 546.1083
13.01. | 4 | 3239.2112 | 1545.1484 | 546.1083
13.01. | 5 | 3239.2112 | 1545.1484 | 546.1083
13.01. | 6 | 3239.2112 | 1545.1484 | 546.1083
13.01. | 7 | 3239.2112 | 1545.1484 | 546.1083
13.01. | 8 | 3239.2112 | 1545.1484 | 546.1083
13.01. | 9 | 3239.2112 | 1545.1484 | 546.1083
13.01. | 10 | 3239.2112 | 1545.1484 | 546.1083
13.01. | 11 | 3239.2112 | 1545.1484 | 546.1083
13.01. | 12 | 3239.2112 | 1545.1484 | 546.1083
13.01. | 13 | 3239.2112 | 1545.1484 | 546.1083
13.01. | 14 | 3239.2112 | 1545.1484 | 546.1083
13.01. | 15 | 3239.2112 | 1545.1484 | 546.1083
13.01. | 16 | 3239.2112 | 1545.1484 | 546.1083
13.01. | 17 | 3239.2112 | 1545.1484 | 546.1083
13.01. | 18 | 3239.2112 | 1545.1484 | 546.1083
13.01. | 19 | 3239.2112 | 1545.1484 | 546.1083
13.01. | 20 | 3239.2112 | 1545.1484 | 546.1083
13.01. | 21 | 3239.2112 | 1545.1484 | 546.1083
13.01. | 22 | 3239.2112 | 1545.1484 | 546.1083
13.01. | 23 | 3239.2112 | 1545.1484 | 546.1083
13.01. | 24 | 3239.2112 | 1545.1484 | 546.1083
14.01. | 1 | 3239.2112 | 1545.1484 | 546.1083
14.01. | 2 | 3239.2112 | 1545.1484 | 546.1083
14.01. | 3 | 3239.2112 | 1545.1484 | 546.1083
14.01. | 4 | 3239.2112 | 1545.1484 | 546.1083
14.01. | 5 | 3239.2112 | 1545.1484 | 546.1083
14.01. | 6 | 3239.2112 | 1545.1484 | 546.1083
14.01. | 7 | 3239.2112 | 1545.1484 | 546.1083
14.01. | 8 | 3239.2112 | 1545.1484 | 546.1083
14.01. | 9 | 3239.2112 | 1545.1484 | 546.1083
14.01. | 10 | 3239.2112 | 1545.1484 | 546.1083
14.01. | 11 | 3239.2112 | 1545.1484 | 546.1083
14.01. | 12 | 3239.2112 | 1545.1484 | 546.1083
14.01. | 13 | 3239.2112 | 1545.1484 | 546.1083
14.01. | 14 | 3239.2112 | 1545.1484 | 546.1083
14.01. | 15 | 3239.2112 | 1545.1484 | 546.1083
14.01. | 16 | 3239.2112 | 1545.1484 | 546.1083
14.01. | 17 | 3239.2112 | 1545.1484 | 546.1083
14.01. | 18 | 3239.2112 | 1545.1484 | 546.1083
14.01. | 19 | 3239.2112 | 1545.1484 | 546.1083
14.01. | 20 | 3239.2112 | 1545.1484 | 546.1083
14.01. | 21 | 3239.2112 | 1545.1484 | 546.1083
14.01. | 22 | 3239.2112 | 1545.1484 | 546.1083
14.01. | 23 | 3239.2112 | 1545.1484 | 546.1083
14.01. | 24 | 3239.2112 | 1545.1484 | 546.1083
15.01. | 1 | 3239.2112 | 1545.1484 | 546.1083
15.01. | 2 | 3239.2112 | 1545.1484 | 546.1083
15.01. | 3 | 3239.2112 | 1545.1484 | 546.1083
15.01. | 4 | 3239.2112 | 1545.1484 | 546.1083
15.01. | 5 | 3239.2112 | 1545.1484 | 546.1083
15.01. | 6 | 3239.2112 | 1545.1484 | 546.1083
15.01. | 7 | 3239.2112 | 1545.1484 | 546.1083
15.01. | 8 | 3239.2112 | 1545.1484 | 546.1083
15.01. | 9 | 3239.2112 | 1545.1484 | 546.1083
15.01. | 10 | 3239.2112 | 1545.1484 | 546.1083
15.01. | 11 | 3239.2112 | 1545.1484 | 546.1083
15.01. | 12 | 3239.2112 | 1545.1484 | 546.1083
15.01. | 13 | 3239.2112 | 1545.1484 | 546.1083
15.01. | 14 | 3239.2112 | 1545.1484 | 546.1083
15.01. | 15 | 3239.2112 | 1545.1484 | 546.1083
15.01. | 16 | 3239.2112 | 1545.1484 | 546.1083
15.01. | 17 | 3239.2112 | 1545.1484 | 546.1083
15.01. | 18 | 3239.2112 | 1545.1484 | 546.1083
15.01. | 19 | 3239.2112 | 1545.1484 | 546.1083
15.01. | 20 | 3239.2112 | 1545.1484 | 546.1083
15.01. | 21 | 3239.2112 | 1545.1484 | 546.1083
15.01. | 22 | 3239.2112 | 1545.1484 | 546.1083
15.01. | 23 | 3239.2112 | 1545.1484 | 546.1083
15.01. | 24 | 3239.2112 | 1545.1484 | 546.1083
16.01. | 1 | 3239.2112 | 1545.1484 | 546.1083
16.01. | 2 | 3239.2112 | 1545.1484 | 546.1083
16.01. | 3 | 3239.2112 | 1545.1484 | 546.1083
16.01. | 4 | 3239.2112 | 1545.1484 | 546.1083
16.01. | 5 | 3239.2112 | 1545.1484 | 546.1083
16.01. | 6 | 3239.2112 | 1545.1484 | 546.1083
16.01. | 7 | 3239.2112 | 1545.1484 | 546.1083
16.01. | 8 | 3239.2112 | 1545.1484 | 546.1083
16.01. | 9 | 3239.2112 | 1545.1484 | 546.1083
16.01. | 10 | 3239.2112 | 1545.1484 | 546.1083
16.01. | 11 | 3239.2112 | 1545.1484 | 546.1083
16.01. | 12 | 3239.2112 | 1545.1484 | 546.1083
16.01. | 13 | 3239.2112 | 1545.1484 | 546.1083
16.01. | 14 | 3239.2112 | 1545.1484 | 546.1083
16.01. | 15 | 3239.2112 | 1545.1484 | 546.1083
16.01. | 16 | 3239.2112 | 1545.1484 | 546.1083
16.01. | 17 | 3239.2112 | 1545.1484 | 546.1083
16.01. | 18 | 3239.2112 | 1545.1484 | 546.1083
16.01. | 19 | 3239.2112 | 1545.1484 | 546.1083
16.01. | 20 | 3239.2112 | 1545.1484 | 546.1083
16.01. | 21 | 3239.2112 | 1545.1484 | 546.1083
16.01. | 22 | 3239.2112 | 1545.1484 | 546.1083
16.01. | 23 | 3239.2112 | 1545.1484 | 546.1083
16.01. | 24 | 3239.2112 | 1545.1484 | 546.1083
17.01. | 1 | 3239.2112 | 1545.1484 | 546.1083
17.01. | 2 | 3239.2112 | 1545.1484 | 546.1083
17.01. | 3 | 3239.2112 | 1545.1484 | 546.1083
17.01. | 4 | 3239.2112 | 1545.1484 | 546.1083
17.01. | 5 | 3239.2112 | 1545.1484 | 546.1083
17.01. | 6 | 3239.2112 | 1545.1484 | 546.1083
17.01. | 7 | 3239.2112 | 1545.1484 | 546.1083
17.01. | 8 | 3239.2112 | 1545.1484 | 546.1083
17.01. | 9 | 3239.2112 | 1545.1484 | 546.1083
17.01. | 10 | 3239.2112 | 1545.1484 | 546.1083
17.01. | 11 | 3239.2112 | 1545.1484 | 546.1083
17.01. | 12 | 3239.2112 | 1545.1484 | 546.1083
17.01. | 13 | 3239.2112 | 1545.1484 | 546.1083
17.01. | 14 | 3239.2112 | 1545.1484 | 546.1083
17.01. | 15 | 3239.2112 | 1545.1484 | 546.1083
17.01. | 16 | 3239.2112 | 1545.1484 | 546.1083
17.01. | 17 | 3239.2112 | 1545.1484 | 546.1083
17.01. | 18 | 3239.2112 | 1545.1484 | 546.1083
17.01. | 19 | 3239.2112 | 1545.1484 | 546.1083
17.01. | 20 | 3239.2112 | 1545.1484 | 546.1083
17.01. | 21 | 3239.2112 | 1545.1484 | 546.1083
17.01. | 22 | 3239.2112 | 1545.1484 | 546.1083
17.01. | 23 | 3239.2112 | 1545.1484 | 546.1083
17.01. | 24 | 3239.2112 | 1545.1484 | 546.1083
18.01. | 1 | 3239.2112 | 1545.1484 | 546.1083
18.01. | 2 | 3239.2112 | 1545.1484 | 546.1083
18.01. | 3 | 3239.2112 | 1545.1484 | 546.1083
18.01. | 4 | 3239.2112 | 1545.1484 | 546.1083
18.01. | 5 | 3239.2112 | 1545.1484 | 546.1083
18.01. | 6 | 3239.2112 | 1545.1484 | 546.1083
18.01. | 7 | 3239.2112 | 1545.1484 | 546.1083
18.01. | 8 | 3239.2112 | 1545.1484 | 546.1083
18.01. | 9 | 3239.2112 | 1545.1484 | 546.1083
18.01. | 10 | 3239.2112 | 1545.1484 | 546.1083
18.01. | 11 | 3239.2112 | 1545.1484 | 546.1083
18.01. | 12 | 3239.2112 | 1545.1484 | 546.1083
18.01. | 13 | 3239.2112 | 1545.1484 | 546.1083
18.01. | 14 | 3239.2112 | 1545.1484 | 546.1083
18.01. | 15 | 3239.2112 | 1545.1484 | 546.1083
18.01. | 16 | 3239.2112 | 1545.1484 | 546.1083
18.01. | 17 | 3239.2112 | 1545.1484 | 546.1083
18.01. | 18 | 3239.2112 | 1545.1484 | 546.1083
18.01. | 19 | 3239.2112 | 1545.1484 | 546.1083
18.01. | 20 | 3239.2112 | 1545.1484 | 546.1083
18.01. | 21 | 3239.2112 | 1545.1484 | 546.1083
18.01. | 22 | 3239.2112 | 1545.1484 | 546.1083
18.01. | 23 | 3239.2112 | 1545.1484 | 546.1083
18.01. | 24 | 3239.2112 | 1545.1484 | 546.1083
19.01. | 1 | 3239.2112 | 1545.1484 | 546.1083
19.01. | 2 | 3239.2112 | 1545.1484 | 546.1083
19.01. | 3 | 3239.2112 | 1545.1484 | 546.1083
19.01. | 4 | 3239.2112 | 1545.1484 | 546.1083
19.01. | 5 | 3239.2112 | 1545.1484 | 546.1083
19.01. | 6 | 3239.2112 | 1545.1484 | 546.1083
19.01. | 7 | 3239.2112 | 1545.1484 | 546.1083
19.01. | 8 | 3239.2112 | 1545.1484 | 546.1083
19.01. | 9 | 3239.2112 | 1545.1484 | 546.1083
19.01. | 10 | 3239.2112 | 1545.1484 | 546.1083
19.01. | 11 | 3239.2112 | 1545.1484 | 546.1083
19.01. | 12 | 3239.2112 | 1545.1484 | 546.1083
19.01. | 13 | 3239.2112 | 1545.1484 | 546.1083
19.01. | 14 | 3239.2112 | 1545.1484 | 546.1083
19.01. | 15 | 3239.2112 | 1545.1484 | 546.1083
19.01. | 16 | 3239.2112 | 1545.1484 | 546.1083
19.01. | 17 | 3239.2112 | 1545.1484 | 546.1083
19.01. | 18 | 3239.2112 | 1545.1484 | 546.1083
19.01. | 19 | 3239.2112 | 1545.1484 | 546.1083
19.01. | 20 | 3239.2112 | 1545.1484 | 546.1083
19.01. | 21 | 3239.2112 | 1545.1484 | 546.1083
19.01. | 22 | 3239.2112 | 1545.1484 | 546.1083
19.01. | 23 | 3239.2112 | 1545.1484 | 546.1083
19.01. | 24 | 3239.2112 | 1545.1484 | 546.1083
20.01. | 1 | 3239.2112 | 1545.1484 | 546.1083
20.01. | 2 | 3239.2112 | 1545.1484 | 546.1083
20.01. | 3 | 3239.2112 | 1545.1484 | 546.1083
20.01. | 4 | 3239.2112 | 1545.1484 | 546.1083
20.01. | 5 | 3239.2112 | 1545.1484 | 546.1083
20.01. | 6 | 3239.2112 | 1545.1484 | 546.1083
20.01. | 7 | 3239.2112 | 1545.1484 | 546.1083
20.01. | 8 | 3239.2112 | 1545.1484 | 546.1083
20.01. | 9 | 3239.2112 | 1545.1484 | 546.1083
20.01. | 10 | 3239.2112 | 1545.1484 | 546.1083
20.01. | 11 | 3239.2112 | 1545.1484 | 546.1083
20.01. | 12 | 3239.2112 | 1545.1484 | 546.1083
20.01. | 13 | 3239.2112 | 1545.1484 | 546.1083
20.01. | 14 | 3239.2112 | 1545.1484 | 546.1083
20.01. | 15 | 3239.2112 | 1545.1484 | 546.1083
20.01. | 16 | 3239.2112 | 1545.1484 | 546.1083
20.01. | 17 | 3239.2112 | 1545.1484 | 546.1083
20.01. | 18 | 3239.2112 | 1545.1484 | 546.1083
20.01. | 19 | 3239.2112 | 1545.1484 | 546.1083
20.01. | 20 | 3239.2112 | 1545.1484 | 546.1083
20.01. | 21 | 3239.2112 | 1545.1484 | 546.1083
20.01. | 22 | 3239.2112 | 1545.1484 | 546.1083
20.01. | 23 | 3239.2112 | 1545.1484 | 546.1083
20.01. | 24 | 3239.2112 | 1545.1484 | 546.1083
21.01. | 1 | 3239.2112 | 1545.1484 | 546.1083
21.01. | 2 | 3239.2112 | 1545.1484 | 546.1083
21.01. | 3 | 3239.2112 | 1545.1484 | 546.1083
21.01. | 4 | 3239.2112 | 1545.1484 | 546.1083
21.01. | 5 | 3239.2112 | 1545.1484 | 546.1083
21.01. | 6 | 3239.2112 | 1545.1484 | 546.1083
21.01. | 7 | 3239.2112 | 1545.1484 | 546.1083
21.01. | 8 | 3239.2112 | 1545.1484 | 546.1083
21.01. | 9 | 3239.2112 | 1545.1484 | 546.1083
21.01. | 10 | 3239.2112 | 1545.1484 | 546.1083
21.01. | 11 | 3239.2112 | 1545.1484 | 546.1083
21.01. | 12 | 3239.2112 | 1545.1484 | 546.1083
21.01. | 13 | 3239.2112 | 1545.1484 | 546.1083
21.01. | 14 | 3239.2112 | 1545.1484 | 546.1083
21.01. | 15 | 3239.2112 | 1545.1484 | 546.1083
21.01. | 16 | 3239.2112 | 1545.1484 | 546.1083
21.01. | 17 | 3239.2112 | 1545.1484 | 546.1083
21.01. | 18 | 3239.2112 | 1545.1484 | 546.1083
21.01. | 19 | 3239.2112 | 1545.1484 | 546.1083
21.01. | 20 | 3239.2112 | 1545.1484 | 546.1083
21.01. | 21 | 3239.2112 | 1545.1484 | 546.1083
21.01. | 22 | 3239.2112 | 1545.1484 | 546.1083
21.01. | 23 | 3239.2112 | 1545.1484 | 546.1083
21.01. | 24 | 3239.2112 | 1545.1484 | 546.1083
22.01. | 1 | 3239.2112 | 1545.1484 | 546.1083
22.01. | 2 | 3239.2112 | 1545.1484 | 546.1083
22.01. | 3 | 3239.2112 | 1545.1484 | 546.1083
22.01. | 4 | 3239.2112 | 1545.1484 | 546.1083
22.01. | 5 | 3239.2112 | 1545.1484 | 546.1083
22.01. | 6 | 3239.2112 | 1545.1484 | 546.1083
22.01. | 7 | 3239.2112 | 1545.1484 | 546.1083
22.01. | 8 | 3239.2112 | 1545.1484 | 546.1083
22.01. | 9 | 3239.2112 | 1545.1484 | 546.1083
22.01. | 10 | 3239.2112 | 1545.1484 | 546.1083
22.01. | 11 | 3239.2112 | 1545.1484 | 546.1083
22.01. | 12 | 3239.2112 | 1545.1484 | 546.1083
22.01. | 13 | 3239.2112 | 1545.1484 | 546.1083
22.01. | 14 | 3239.2112 | 1545.1484 | 546.1083
22.01. | 15 | 3239.2112 | 1545.1484 | 546.1083
22.01. | 16 | 3239.2112 | 1545.1484 | 546.1083
22.01. | 17 | 3239.2112 | 1545.1484 | 546.1083
22.01. | 18 | 3239.2112 | 1545.1484 | 546.1083
22.01. | 19 | 3239.2112 | 1545.1484 | 546.1083
22.01. | 20 | 3239.2112 | 1545.1484 | 546.1083
22.01. | 21 | 3239.2112 | 1545.1484 | 546.1083
22.01. | 22 | 3239.2112 | 1545.1484 | 546.1083
22.01. | 23 | 3239.2112 | 1545.1484 | 546.1083
22.01. | 24 | 3239.2112 | 1545.1484 | 546.1083
23.01. | 1 | 3239.2112 | 1545.1484 | 546.1083
23.01. | 2 | 3239.2112 | 1545.1484 | 546.1083
23.01. | 3 | 3239.2112 | 1545.1484 | 546.1083
23.01. | 4 | 3239.2112 | 1545.1484 | 546.1083
23.01. | 5 | 3239.2112 | 1545.1484 | 546.1083
23.01. | 6 | 3239.2112 | 1545.1484 | 546.1083
23.01. | 7 | 3239.2112 | 1545.1484 | 546.1083
23.01. | 8 | 3239.2112 | 1545.1484 | 546.1083
23.01. | 9 | 3239.2112 | 1545.1484 | 546.1083
23.01. | 10 | 3239.2112 | 1545.1484 | 546.1083
23.01. | 11 | 3239.2112 | 1545.1484 | 546.1083
23.01. | 12 | 3239.2112 | 1545.1484 | 546.1083
23.01. | 13 | 3239.2112 | 1545.1484 | 546.1083
23.01. | 14 | 3239.2112 | 1545.1484 | 546.1083
23.01. | 15 | 3239.2112 | 1545.1484 | 546.1083
23.01. | 16 | 3239.2112 | 1545.1484 | 546.1083
23.01. | 17 | 3239.2112 | 1545.1484 | 546.1083
23.01. | 18 | 3239.2112 | 1545.1484 | 546.1083
23.01. | 19 | 3239.2112 | 1545.1484 | 546.1083
23.01. | 20 | 3239.2112 | 1545.1484 | 546.1083
23.01. | 21 | 3239.2112 | 1545.1484 | 546.1083
23.01. | 22 | 3239.2112 | 1545.1484 | 546.1083
23.01. | 23 | 3239.2112 | 1545.1484 | 546.1083
23.01. | 24 | 3239.2112 | 1545.1484 | 546.1083
24.01. | 1 | 3239.2112 | 1545.1484 | 546.1083
24.01. | 2 | 3239.2112 | 1545.1484 | 546.1083
24.01. | 3 | 3239.2112 | 1545.1484 | 546.1083
24.01. | 4 | 3239.2112 | 1545.1484 | 546.1083
24.01. | 5 | 3239.2112 | 1545.1484 | 546.1083
24.01. | 6 | 3239.2112 | 1545.1484 | 546.1083
24.01. | 7 | 3239.2112 | 1545.1484 | 546.1083
24.01. | 8 | 3239.2112 | 1545.1484 | 546.1083
24.01. | 9 | 3239.2112 | 1545.1484 | 546.1083
24.01. | 10 | 3239.2112 | 1545.1484 | 546.1083
24.01. | 11 | 3239.2112 | 1545.1484 | 546.1083
24.01. | 12 | 3239.2112 | 1545.1484 | 546.1083
24.01. | 13 | 3239.2112 | 1545.1484 | 546.1083
24.01. | 14 | 3239.2112 | 1545.1484 | 546.1083
24.01. | 15 | 3239.2112 | 1545.1484 | 546.1083
24.01. | 16 | 3239.2112 | 1545.1484 | 546.1083
24.01. | 17 | 3239.2112 | 1545.1484 | 546.1083
24.01. | 18 | 3239.2112 | 1545.1484 | 546.1083
24.01. | 19 | 3239.2112 | 1545.1484 | 546.1083
24.01. | 20 | 3239.2112 | 1545.1484 | 546.1083
24.01. | 21 | 3239.2112 | 1545.1484 | 546.1083
24.01. | 22 | 3239.2112 | 1545.1484 | 546.1083
24.01. | 23 | 3239.2112 | 1545.1484 | 546.1083
24.01. | 24 | 3239.2112 | 1545.1484 | 546.1083
25.01. | 1 | 3239.2112 | 1545.1484 | 546.1083
25.01. | 2 | 3239.2112 | 1545.1484 | 546.1083
25.01. | 3 | 3239.2112 | 1545.1484 | 546.1083
25.01. | 4 | 3239.2112 | 1545.1484 | 546.1083
25.01. | 5 | 3239.2112 | 1545.1484 | 546.1083
25.01. | 6 | 3239.2112 | 1545.1484 | 546.1083
25.01. | 7 | 3239.2112 | 1545.1484 | 546.1083
25.01. | 8 | 3239.2112 | 1545.1484 | 546.1083
25.01. | 9 | 3239.2112 | 1545.1484 | 546.1083
25.01. | 10 | 3239.2112 | 1545.1484 | 546.1083
25.01. | 11 | 3239.2112 | 1545.1484 | 546.1083
25.01. | 12 | 3239.2112 | 1545.1484 | 546.1083
25.01. | 13 | 3239.2112 | 1545.1484 | 546.1083
25.01. | 14 | 3239.2112 | 1545.1484 | 546.1083
25.01. | 15 | 3239.2112 | 1545.1484 | 546.1083
25.01. | 16 | 3239.2112 | 1545.1484 | 546.1083
25.01. | 17 | 3239.2112 | 1545.1484 | 546.1083
25.01. | 18 | 3239.2112 | 1545.1484 | 546.1083
25.01. | 19 | 3239.2112 | 1545.1484 | 546.1083
25.01. | 20 | 3239.2112 | 1545.1484 | 546.1083
25.01. | 21 | 3239.2112 | 1545.1484 | 546.1083
25.01. | 22 | 3239.2112 | 1545.1484 | 546.1083
25.01. | 23 | 3239.2112 | 1545.1484 | 546.1083
25.01. | 24 | 3239.2112 | 1545.1484 | 546.1083
26.01. | 1 | 3239.2112 | 1545.1484 | 546.1083
26.01. | 2 | 3239.2112 | 1545.1484 | 546.1083
26.01. | 3 | 3239.2112 | 1545.1484 | 546.1083
26.01. | 4 | 3239.2112 | 1545.1484 | 546.1083
26.01. | 5 | 3239.2112 | 1545.1484 | 546.1083
26.01. | 6 | 3239.2112 | 1545.1484 | 546.1083
26.01. | 7 | 3239.2112 | 1545.1484 | 546.1083
26.01. | 8 | 3239.2112 | 1545.1484 | 546.1083
26.01. | 9 | 3239.2112 | 1545.1484 | 546.1083
26.01. | 10 | 3239.2112 | 1545.1484 | 546.1083
26.01. | 11 | 3239.2112 | 1545.1484 | 546.1083
26.01. | 12 | 3239.2112 | 1545.1484 | 546.1083
26.01. | 13 | 3239.2112 | 1545.1484 | 546.1083
26.01. | 14 | 3239.2112 | 1545.1484 | 546.1083
26.01. | 15 | 3239.2112 | 1545.1484 | 546.1083
26.01. | 16 | 3239.2112 | 1545.1484 | 546.1083
26.01. | 17 | 3239.2112 | 1545.1484 | 546.1083
26.01. | 18 | 3239.2112 | 1545.1484 | 546.1083
26.01. | 19 | 3239.2112 | 1545.1484 | 546.1083
26.01. | 20 | 3239.2112 | 1545.1484 | 546.1083
26.01. | 21 | 3239.2112 | 1545.1484 | 546.1083
26.01. | 22 | 3239.2112 | 1545.1484 | 546.1083
26.01. | 23 | 3239.2112 | 1545.1484 | 546.1083
26.01. | 24 | 3239.2112 | 1545.1484 | 546.1083
27.01. | 1 | 3239.2112 | 1545.1484 | 546.1083
27.01. | 2 | 3239.2112 | 1545.1484 | 546.1083
27.01. | 3 | 3239.2112 | 1545.1484 | 546.1083
27.01. | 4 | 3239.2112 | 1545.1484 | 546.1083
27.01. | 5 | 3239.2112 | 1545.1484 | 546.1083
27.01. | 6 | 3239.2112 | 1545.1484 | 546.1083
27.01. | 7 | 3239.2112 | 1545.1484 | 546.1083
27.01. | 8 | 3239.2112 | 1545.1484 | 546.1083
27.01. | 9 | 3239.2112 | 1545.1484 | 546.1083
27.01. | 10 | 3239.2112 | 1545.1484 | 546.1083
27.01. | 11 | 3239.2112 | 1545.1484 | 546.1083
27.01. | 12 | 3239.2112 | 1545.1484 | 546.1083
27.01. | 13 | 3239.2112 | 1545.1484 | 546.1083
27.01. | 14 | 3239.2112 | 1545.1484 | 546.1083
27.01. | 15 | 3239.2112 | 1545.1484 | 546.1083
27.01. | 16 | 3239.2112 | 1545.1484 | 546.1083
27.01. | 17 | 3239.2112 | 1545.1484 | 546.1083
27.01. | 18 | 3239.2112 | 1545.1484 | 546.1083
27.01. | 19 | 3239.2112 | 1545.1484 | 546.1083
27.01. | 20 | 3239.2112 | 1545.1484 | 546.1083
27.01. | 21 | 3239.2112 | 1545.1484 | 546.1083
27.01. | 22 | 3239.2112 | 1545.1484 | 546.1083
27.01. | 23 | 3239.2112 | 1545.1484 | 546.1083
27.01. | 24 | 3239.2112 | 1545.1484 | 546.1083
28.01. | 1 | 3239.2112 | 1545.1484 | 546.1083
28.01. | 2 | 3239.2112 | 1545.1484 | 546.1083
28.01. | 3 | 3239.2112 | 1545.1484 | 546.1083
28.01. | 4 | 3239.2112 | 1545.1484 | 546.1083
28.01. | 5 | 3239.2112 | 1545.1484 | 546.1083
28.01. | 6 | 3239.2112 | 1545.1484 | 546.1083
28.01. | 7 | 3239.2112 | 1545.1484 | 546.1083
28.01. | 8 | 3239.2112 | 1545.1484 | 546.1083
28.01. | 9 | 3239.2112 | 1545.1484 | 546.1083
28.01. | 10 | 3239.2112 | 1545.1484 | 546.1083
28.01. | 11 | 3239.2112 | 1545.1484 | 546.1083
28.01. | 12 | 3239.2112 | 1545.1484 | 546.1083
28.01. | 13 | 3239.2112 | 1545.1484 | 546.1083
28.01. | 14 | 3239.2112 | 1545.1484 | 546.1083
28.01. | 15 | 3239.2112 | 1545.1484 | 546.1083
28.01. | 16 | 3239.2112 | 1545.1484 | 546.1083
28.01. | 17 | 3239.2112 | 1545.1484 | 546.1083
28.01. | 18 | 3239.2112 | 1545.1484 | 546.1083
28.01. | 19 | 3239.2112 | 1545.1484 | 546.1083
28.01. | 20 | 3239.2112 | 1545.1484 | 546.1083
28.01. | 21 | 3239.2112 | 1545.1484 | 546.1083
28.01. | 22 | 3239.2112 | 1545.1484 | 546.1083
28.01. | 23 | 3239.2112 | 1545.1484 | 546.1083
28.01. | 24 | 3239.2112 | 1545.1484 | 546.1083
29.01. | 1 | 3239.2112 | 1545.1484 | 546.1083
29.01. | 2 | 3239.2112 | 1545.1484 | 546.1083
29.01. | 3 | 3239.2112 | 1545.1484 | 546.1083
29.01. | 4 | 3239.2112 | 1545.1484 | 546.1083
29.01. | 5 | 3239.2112 | 1545.1484 | 546.1083
29.01. | 6 | 3239.2112 | 1545.1484 | 546.1083
29.01. | 7 | 3239.2112 | 1545.1484 | 546.1083
29.01. | 8 | 3239.2112 | 1545.1484 | 546.1083
29.01. | 9 | 3239.2112 | 1545.1484 | 546.1083
29.01. | 10 | 3239.2112 | 1545.1484 | 546.1083
29.01. | 11 | 3239.2112 | 1545.1484 | 546.1083
29.01. | 12 | 3239.2112 | 1545.1484 | 546.1083
29.01. | 13 | 3239.2112 | 1545.1484 | 546.1083
29.01. | 14 | 3239.2112 | 1545.1484 | 546.1083
29.01. | 15 | 3239.2112 | 1545.1484 | 546.1083
29.01. | 16 | 3239.2112 | 1545.1484 | 546.1083
29.01. | 17 | 3239.2112 | 1545.1484 | 546.1083
29.01. | 18 | 3239.2112 | 1545.1484 | 546.1083
29.01. | 19 | 3239.2112 | 1545.1484 | 546.1083
29.01. | 20 | 3239.2112 | 1545.1484 | 546.1083
29.01. | 21 | 3239.2112 | 1545.1484 | 546.1083
29.01. | 22 | 3239.2112 | 1545.1484 | 546.1083
29.01. | 23 | 3239.2112 | 1545.1484 | 546.1083
29.01. | 24 | 3239.2112 | 1545.1484 | 546.1083
30.01. | 1 | 3239.2112 | 1545.1484 | 546.1083
30.01. | 2 | 3239.2112 | 1545.1484 | 546.1083
30.01. | 3 | 3239.2112 | 1545.1484 | 546.1083
30.01. | 4 | 3239.2112 | 1545.1484 | 546.1083
30.01. | 5 | 3239.2112 | 1545.1484 | 546.1083
30.01. | 6 | 3239.2112 | 1545.1484 | 546.1083
30.01. | 7 | 3239.2112 | 1545.1484 | 546.1083
30.01. | 8 | 3239.2112 | 1545.1484 | 546.1083
30.01. | 9 | 3239.2112 | 1545.1484 | 546.1083
30.01. | 10 | 3239.2112 | 1545.1484 | 546.1083
30.01. | 11 | 3239.2112 | 1545.1484 | 546.1083
30.01. | 12 | 3239.2112 | 1545.1484 | 546.1083
30.01. | 13 | 3239.2112 | 1545.1484 | 546.1083
30.01. | 14 | 3239.2112 | 1545.1484 | 546.1083
30.01. | 15 | 3239.2112 | 1545.1484 | 546.1083
30.01. | 16 | 3239.2112 | 1545.1484 | 546.1083
30.01. | 17 | 3239.2112 | 1545.1484 | 546.1083
30.01. | 18 | 3239.2112 | 1545.1484 | 546.1083
30.01. | 19 | 3239.2112 | 1545.1484 | 546.1083
30.01. | 20 | 3239.2112 | 1545.1484 | 546.1083
30.01. | 21 | 3239.2112 | 1545.1484 | 546.1083
30.01. | 22 | 3239.2112 | 1545.1484 | 546.1083
30.01. | 23 | 3239.2112 | 1545.1484 | 546.1083
30.01. | 24 | 3239.2112 | 1545.1484 | 546.1083
31.01. | 1 | 3239.2112 | 1545.1484 | 546.1083
31.01. | 2 | 3239.2112 | 1545.1484 | 546.1083
31.01. | 3 | 3239.2112 | 1545.1484 | 546.1083
31.01. | 4 | 3239.2112 | 1545.1484 | 546.1083
31.01. | 5 | 3239.2112 | 1545.1484 | 546.1083
31.01. | 6 | 3239.2112 | 1545.1484 | 546.1083
31.01. | 7 | 3239.2112 | 1545.1484 | 546.1083
31.01. | 8 | 3239.2112 | 1545.1484 | 546.1083
31.01. | 9 | 3239.2112 | 1545.1484 | 546.1083
31.01. | 10 | 3239.2112 | 1545.1484 | 546.1083
31.01. | 11 | 3239.2112 | 1545.1484 | 546.1083
31.01. | 12 | 3239.2112 | 1545.1484 | 546.1083
31.01. | 13 | 3239.2112 | 1545.1484 | 546.1083
31.01. | 14 | 3239.2112 | 1545.1484 | 546.1083
31.01. | 15 | 3239.2112 | 1545.1484 | 546.1083
31.01. | 16 | 3239.2112 | 1545.1484 | 546.1083
31.01. | 17 | 3239.2112 | 1545.1484 | 546.1083
31.01. | 18 | 3239.2112 | 1545.1484 | 546.1083
31.01. | 19 | 3239.2112 | 1545.1484 | 546.1083
31.01. | 20 | 3239.2112 | 1545.1484 | 546.1083
31.01. | 21 | 3239.2112 | 1545.1484 | 546.1083
31.01. | 22 | 3239.2112 | 1545.1484 | 546.1083
31.01. | 23 | 3239.2112 | 1545.1484 | 546.1083
31.01. | 24 | 3239.2112 | 1545.1484 | 546.1083
01.02. | 1 | 3239.2112 | 1545.1484 | 546.1083
01.02. | 2 | 3239.2112 | 1545.1484 | 546.1083
01.02. | 3 | 3239.2112 | 1545.1484 | 546.1083
01.02. | 4 | 3239.2112 | 1545.1484 | 546.1083
01.02. | 5 | 3239.2112 | 1545.1484 | 546.1083
01.02. | 6 | 3239.2112 | 1545.1484 | 546.1083
01.02. | 7 | 3239.2112 | 1545.1484 | 546.1083
01.02. | 8 | 3239.2112 | 1545.1484 | 546.1083
01.02. | 9 | 3239.2112 | 1545.1484 | 546.1083
01.02. | 10 | 3239.2112 | 1545.1484 | 546.1083
01.02. | 11 | 3239.2112 | 1545.1484 | 546.1083
01.02. | 12 | 3239.2112 | 1545.1484 | 546.1083
01.02. | 13 | 3239.2112 | 1545.1484 | 546.1083
01.02. | 14 | 3239.2112 | 1545.1484 | 546.1083
01.02. | 15 | 3239.2112 | 1545.1484 | 546.1083
01.02. | 16 | 3239.2112 | 1545.1484 | 546.1083
01.02. | 17 | 3239.2112 | 1545.1484 | 546.1083
01.02. | 18 | 3239.2112 | 1545.1484 | 546.1083
01.02. | 19 | 3239.2112 | 1545.1484 | 546.1083
01.02. | 20 | 3239.2112 | 1545.1484 | 546.1083
01.02. | 21 | 3239.2112 | 1545.1484 | 546.1083
01.02. | 22 | 3239.2112 | 1545.1484 | 546.1083
01.02. | 23 | 3239.2112 | 1545.1484 | 546.1083
01.02. | 24 | 3239.2112 | 1545.1484 | 546.1083
02.02. | 1 | 3239.2112 | 1545.1484 | 546.1083
02.02. | 2 | 3239.2112 | 1545.1484 | 546.1083
02.02. | 3 | 3239.2112 | 1545.1484 | 546.1083
02.02. | 4 | 3239.2112 | 1545.1484 | 546.1083
02.02. | 5 | 3239.2112 | 1545.1484 | 546.1083
02.02. | 6 | 3239.2112 | 1545.1484 | 546.1083
02.02. | 7 | 3239.2112 | 1545.1484 | 546.1083
02.02. | 8 | 3239.2112 | 1545.1484 | 546.1083
02.02. | 9 | 3239.2112 | 1545.1484 | 546.1083
02.02. | 10 | 3239.2112 | 1545.1484 | 546.1083
02.02. | 11 | 3239.2112 | 1545.1484 | 546.1083
02.02. | 12 | 3239.2112 | 1545.1484 | 546.1083
02.02. | 13 | 3239.2112 | 1545.1484 | 546.1083
02.02. | 14 | 3239.2112 | 1545.1484 | 546.1083
02.02. | 15 | 3239.2112 | 1545.1484 | 546.1083
02.02. | 16 | 3239.2112 | 1545.1484 | 546.1083
02.02. | 17 | 3239.2112 | 1545.1484 | 546.1083
02.02. | 18 | 3239.2112 | 1545.1484 | 546.1083
02.02. | 19 | 3239.2112 | 1545.1484 | 546.1083
02.02. | 20 | 3239.2112 | 1545.1484 | 546.1083
02.02. | 21 | 3239.2112 | 1545.1484 | 546.1083
02.02. | 22 | 3239.2112 | 1545.1484 | 546.1083
02.02. | 23 | 3239.2112 | 1545.1484 | 546.1083
02.02. | 24 | 3239.2112 | 1545.1484 | 546.1083
03.02. | 1 | 3239.2112 | 1545.1484 | 546.1083
03.02. | 2 | 3239.2112 | 1545.1484 | 546.1083
03.02. | 3 | 3239.2112 | 1545.1484 | 546.1083
03.02. | 4 | 3239.2112 | 1545.1484 | 546.1083
03.02. | 5 | 3239.2112 | 1545.1484 | 546.1083
03.02. | 6 | 3239.2112 | 1545.1484 | 546.1083
03.02. | 7 | 3239.2112 | 1545.1484 | 546.1083
03.02. | 8 | 3239.2112 | 1545.1484 | 546.1083
03.02. | 9 | 3239.2112 | 1545.1484 | 546.1083
03.02. | 10 | 3239.2112 | 1545.1484 | 546.1083
03.02. | 11 | 3239.2112 | 1545.1484 | 546.1083
03.02. | 12 | 3239.2112 | 1545.1484 | 546.1083
03.02. | 13 | 3239.2112 | 1545.1484 | 546.1083
03.02. | 14 | 3239.2112 | 1545.1484 | 546.1083
03.02. | 15 | 3239.2112 | 1545.1484 | 546.1083
03.02. | 16 | 3239.2112 | 1545.1484 | 546.1083
03.02. | 17 | 3239.2112 | 1545.1484 | 546.1083
03.02. | 18 | 3239.2112 | 1545.1484 | 546.1083
03.02. | 19 | 3239.2112 | 1545.1484 | 546.1083
03.02. | 20 | 3239.2112 | 1545.1484 | 546.1083
03.02. | 21 | 3239.2112 | 1545.1484 | 546.1083
03.02. | 22 | 3239.2112 | 1545.1484 | 546.1083
03.02. | 23 | 3239.2112 | 1545.1484 | 546.1083
03.02. | 24 | 3239.2112 | 1545.1484 | 546.1083
04.02. | 1 | 3239.2112 | 1545.1484 | 546.1083
04.02. | 2 | 3239.2112 | 1545.1484 | 546.1083
04.02. | 3 | 3239.2112 | 1545.1484 | 546.1083
04.02. | 4 | 3239.2112 | 1545.1484 | 546.1083
04.02. | 5 | 3239.2112 | 1545.1484 | 546.1083
04.02. | 6 | 3239.2112 | 1545.1484 | 546.1083
04.02. | 7 | 3239.2112 | 1545.1484 | 546.1083
04.02. | 8 | 3239.2112 | 1545.1484 | 546.1083
04.02. | 9 | 3239.2112 | 1545.1484 | 546.1083
04.02. | 10 | 3239.2112 | 1545.1484 | 546.1083
04.02. | 11 | 3239.2112 | 1545.1484 | 546.1083
04.02. | 12 | 3239.2112 | 1545.1484 | 546.1083
04.02. | 13 | 3239.2112 | 1545.1484 | 546.1083
04.02. | 14 | 3239.2112 | 1545.1484 | 546.1083
04.02. | 15 | 3239.2112 | 1545.1484 | 546.1083
04.02. | 16 | 3239.2112 | 1545.1484 | 546.1083
04.02. | 17 | 3239.2112 | 1545.1484 | 546.1083
04.02. | 18 | 3239.2112 | 1545.1484 | 546.1083
04.02. | 19 | 3239.2112 | 1545.1484 | 546.1083
04.02. | 20 | 3239.2112 | 1545.1484 | 546.1083
04.02. | 21 | 3239.2112 | 1545.1484 | 546.1083
04.02. | 22 | 3239.2112 | 1545.1484 | 546.1083
04.02. | 23 | 3239.2112 | 1545.1484 | 546.1083
04.02. | 24 | 3239.2112 | 1545.1484 | 546.1083
05.02. | 1 | 3239.2112 | 1545.1484 | 546.1083
05.02. | 2 | 3239.2112 | 1545.1484 | 546.1083
05.02. | 3 | 3239.2112 | 1545.1484 | 546.1083
05.02. | 4 | 3239.2112 | 1545.1484 | 546.1083
05.02. | 5 | 3239.2112 | 1545.1484 | 546.1083
05.02. | 6 | 3239.2112 | 1545.1484 | 546.1083
05.02. | 7 | 3239.2112 | 1545.1484 | 546.1083
05.02. | 8 | 3239.2112 | 1545.1484 | 546.1083
05.02. | 9 | 3239.2112 | 1545.1484 | 546.1083
05.02. | 10 | 3239.2112 | 1545.1484 | 546.1083
05.02. | 11 | 3239.2112 | 1545.1484 | 546.1083
05.02. | 12 | 3239.2112 | 1545.1484 | 546.1083
05.02. | 13 | 3239.2112 | 1545.1484 | 546.1083
05.02. | 14 | 3239.2112 | 1545.1484 | 546.1083
05.02. | 15 | 3239.2112 | 1545.1484 | 546.1083
05.02. | 16 | 3239.2112 | 1545.1484 | 546.1083
05.02. | 17 | 3239.2112 | 1545.1484 | 546.1083
05.02. | 18 | 3239.2112 | 1545.1484 | 546.1083
05.02. | 19 | 3239.2112 | 1545.1484 | 546.1083
05.02. | 20 | 3239.2112 | 1545.1484 | 546.1083
05.02. | 21 | 3239.2112 | 1545.1484 | 546.1083
05.02. | 22 | 3239.2112 | 1545.1484 | 546.1083
05.02. | 23 | 3239.2112 | 1545.1484 | 546.1083
05.02. | 24 | 3239.2112 | 1545.1484 | 546.1083
06.02. | 1 | 3239.2112 | 1545.1484 | 546.1083
06.02. | 2 | 3239.2112 | 1545.1484 | 546.1083
06.02. | 3 | 3239.2112 | 1545.1484 | 546.1083
06.02. | 4 | 3239.2112 | 1545.1484 | 546.1083
06.02. | 5 | 3239.2112 | 1545.1484 | 546.1083
06.02. | 6 | 3239.2112 | 1545.1484 | 546.1083
06.02. | 7 | 3239.2112 | 1545.1484 | 546.1083
06.02. | 8 | 3239.2112 | 1545.1484 | 546.1083
06.02. | 9 | 3239.2112 | 1545.1484 | 546.1083
06.02. | 10 | 3239.2112 | 1545.1484 | 546.1083
06.02. | 11 | 3239.2112 | 1545.1484 | 546.1083
06.02. | 12 | 3239.2112 | 1545.1484 | 546.1083
06.02. | 13 | 3239.2112 | 1545.1484 | 546.1083
06.02. | 14 | 3239.2112 | 1545.1484 | 546.1083
06.02. | 15 | 3239.2112 | 1545.1484 | 546.1083
06.02. | 16 | 3239.2112 | 1545.1484 | 546.1083
06.02. | 17 | 3239.2112 | 1545.1484 | 546.1083
06.02. | 18 | 3239.2112 | 1545.1484 | 546.1083
06.02. | 19 | 3239.2112 | 1545.1484 | 546.1083
06.02. | 20 | 3239.2112 | 1545.1484 | 546.1083
06.02. | 21 | 3239.2112 | 1545.1484 | 546.1083
06.02. | 22 | 3239.2112 | 1545.1484 | 546.1083
06.02. | 23 | 3239.2112 | 1545.1484 | 546.1083
06.02. | 24 | 3239.2112 | 1545.1484 | 546.1083
07.02. | 1 | 3239.2112 | 1545.1484 | 546.1083
07.02. | 2 | 3239.2112 | 1545.1484 | 546.1083
07.02. | 3 | 3239.2112 | 1545.1484 | 546.1083
07.02. | 4 | 3239.2112 | 1545.1484 | 546.1083
07.02. | 5 | 3239.2112 | 1545.1484 | 546.1083
07.02. | 6 | 3239.2112 | 1545.1484 | 546.1083
07.02. | 7 | 3239.2112 | 1545.1484 | 546.1083
07.02. | 8 | 3239.2112 | 1545.1484 | 546.1083
07.02. | 9 | 3239.2112 | 1545.1484 | 546.1083
07.02. | 10 | 3239.2112 | 1545.1484 | 546.1083
07.02. | 11 | 3239.2112 | 1545.1484 | 546.1083
07.02. | 12 | 3239.2112 | 1545.1484 | 546.1083
07.02. | 13 | 3239.2112 | 1545.1484 | 546.1083
07.02. | 14 | 3239.2112 | 1545.1484 | 546.1083
07.02. | 15 | 3239.2112 | 1545.1484 | 546.1083
07.02. | 16 | 3239.2112 | 1545.1484 | 546.1083
07.02. | 17 | 3239.2112 | 1545.1484 | 546.1083
07.02. | 18 | 3239.2112 | 1545.1484 | 546.1083
07.02. | 19 | 3239.2112 | 1545.1484 | 546.1083
07.02. | 20 | 3239.2112 | 1545.1484 | 546.1083
07.02. | 21 | 3239.2112 | 1545.1484 | 546.1083
07.02. | 22 | 3239.2112 | 1545.1484 | 546.1083
07.02. | 23 | 3239.2112 | 1545.1484 | 546.1083
07.02. | 24 | 3239.2112 | 1545.1484 | 546.1083
08.02. | 1 | 3239.2112 | 1545.1484 | 546.1083
08.02. | 2 | 3239.2112 | 1545.1484 | 546.1083
08.02. | 3 | 3239.2112 | 1545.1484 | 546.1083
08.02. | 4 | 3239.2112 | 1545.1484 | 546.1083
08.02. | 5 | 3239.2112 | 1545.1484 | 546.1083
08.02. | 6 | 3239.2112 | 1545.1484 | 546.1083
08.02. | 7 | 3239.2112 | 1545.1484 | 546.1083
08.02. | 8 | 3239.2112 | 1545.1484 | 546.1083
08.02. | 9 | 3239.2112 | 1545.1484 | 546.1083
08.02. | 10 | 3239.2112 | 1545.1484 | 546.1083
08.02. | 11 | 3239.2112 | 1545.1484 | 546.1083
08.02. | 12 | 3239.2112 | 1545.1484 | 546.1083
08.02. | 13 | 3239.2112 | 1545.1484 | 546.1083
08.02. | 14 | 3239.2112 | 1545.1484 | 546.1083
08.02. | 15 | 3239.2112 | 1545.1484 | 546.1083
08.02. | 16 | 3239.2112 | 1545.1484 | 546.1083
08.02. | 17 | 3239.2112 | 1545.1484 | 546.1083
08.02. | 18 | 3239.2112 | 1545.1484 | 546.1083
08.02. | 19 | 3239.2112 | 1545.1484 | 546.1083
08.02. | 20 | 3239.2112 | 1545.1484 | 546.1083
08.02. | 21 | 3239.2112 | 1545.1484 | 546.1083
08.02. | 22 | 3239.2112 | 1545.1484 | 546.1083
08.02. | 23 | 3239.2112 | 1545.1484 | 546.1083
08.02. | 24 | 3239.2112 | 1545.1484 | 546.1083
09.02. | 1 | 3239.2112 | 1545.1484 | 546.1083
09.02. | 2 | 3239.2112 | 1545.1484 | 546.1083
09.02. | 3 | 3239.2112 | 1545.1484 | 546.1083
09.02. | 4 | 3239.2112 | 1545.1484 | 546.1083
09.02. | 5 | 3239.2112 | 1545.1484 | 546.1083
09.02. | 6 | 3239.2112 | 1545.1484 | 546.1083
09.02. | 7 | 3239.2112 | 1545.1484 | 546.1083
09.02. | 8 | 3239.2112 | 1545.1484 | 546.1083
09.02. | 9 | 3239.2112 | 1545.1484 | 546.1083
09.02. | 10 | 3239.2112 | 1545.1484 | 546.1083
09.02. | 11 | 3239.2112 | 1545.1484 | 546.1083
09.02. | 12 | 3239.2112 | 1545.1484 | 546.1083
09.02. | 13 | 3239.2112 | 1545.1484 | 546.1083
09.02. | 14 | 3239.2112 | 1545.1484 | 546.1083
09.02. | 15 | 3239.2112 | 1545.1484 | 546.1083
09.02. | 16 | 3239.2112 | 1545.1484 | 546.1083
09.02. | 17 | 3239.2112 | 1545.1484 | 546.1083
09.02. | 18 | 3239.2112 | 1545.1484 | 546.1083
09.02. | 19 | 3239.2112 | 1545.1484 | 546.1083
09.02. | 20 | 3239.2112 | 1545.1484 | 546.1083
09.02. | 21 | 3239.2112 | 1545.1484 | 546.1083
09.02. | 22 | 3239.2112 | 1545.1484 | 546.1083
09.02. | 23 | 3239.2112 | 1545.1484 | 546.1083
09.02. | 24 | 3239.2112 | 1545.1484 | 546.1083
10.02. | 1 | 3239.2112 | 1545.1484 | 546.1083
10.02. | 2 | 3239.2112 | 1545.1484 | 546.1083
10.02. | 3 | 3239.2112 | 1545.1484 | 546.1083
10.02. | 4 | 3239.2112 | 1545.1484 | 546.1083
10.02. | 5 | 3239.2112 | 1545.1484 | 546.1083
10.02. | 6 | 3239.2112 | 1545.1484 | 546.1083
10.02. | 7 | 3239.2112 | 1545.1484 | 546.1083
10.02. | 8 | 3239.2112 | 1545.1484 | 546.1083
10.02. | 9 | 3239.2112 | 1545.1484 | 546.1083
10.02. | 10 | 3239.2112 | 1545.1484 | 546.1083
10.02. | 11 | 3239.2112 | 1545.1484 | 546.1083
10.02. | 12 | 3239.2112 | 1545.1484 | 546.1083
10.02. | 13 | 3239.2112 | 1545.1484 | 546.1083
10.02. | 14 | 3239.2112 | 1545.1484 | 546.1083
10.02. | 15 | 3239.2112 | 1545.1484 | 546.1083
10.02. | 16 | 3239.2112 | 1545.1484 | 546.1083
10.02. | 17 | 3239.2112 | 1545.1484 | 546.1083
10.02. | 18 | 3239.2112 | 1545.1484 | 546.1083
10.02. | 19 | 3239.2112 | 1545.1484 | 546.1083
10.02. | 20 | 3239.2112 | 1545.1484 | 546.1083
10.02. | 21 | 3239.2112 | 1545.1484 | 546.1083
10.02. | 22 | 3239.2112 | 1545.1484 | 546.1083
10.02. | 23 | 3239.2112 | 1545.1484 | 546.1083
10.02. | 24 | 3239.2112 | 1545.1484 | 546.1083
11.02. | 1 | 3239.2112 | 1545.1484 | 546.1083
11.02. | 2 | 3239.2112 | 1545.1484 | 546.1083
11.02. | 3 | 3239.2112 | 1545.1484 | 546.1083
11.02. | 4 | 3239.2112 | 1545.1484 | 546.1083
11.02. | 5 | 3239.2112 | 1545.1484 | 546.1083
11.02. | 6 | 3239.2112 | 1545.1484 | 546.1083
11.02. | 7 | 3239.2112 | 1545.1484 | 546.1083
11.02. | 8 | 3239.2112 | 1545.1484 | 546.1083
11.02. | 9 | 3239.2112 | 1545.1484 | 546.1083
11.02. | 10 | 3239.2112 | 1545.1484 | 546.1083
11.02. | 11 | 3239.2112 | 1545.1484 | 546.1083
11.02. | 12 | 3239.2112 | 1545.1484 | 546.1083
11.02. | 13 | 3239.2112 | 1545.1484 | 546.1083
11.02. | 14 | 3239.2112 | 1545.1484 | 546.1083
11.02. | 15 | 3239.2112 | 1545.1484 | 546.1083
11.02. | 16 | 3239.2112 | 1545.1484 | 546.1083
11.02. | 17 | 3239.2112 | 1545.1484 | 546.1083
11.02. | 18 | 3239.2112 | 1545.1484 | 546.1083
11.02. | 19 | 3239.2112 | 1545.1484 | 546.1083
11.02. | 20 | 3239.2112 | 1545.1484 | 546.1083
11.02. | 21 | 3239.2112 | 1545.1484 | 546.1083
11.02. | 22 | 3239.2112 | 1545.1484 | 546.1083
11.02. | 23 | 3239.2112 | 1545.1484 | 546.1083
11.02. | 24 | 3239.2112 | 1545.1484 | 546.1083
12.02. | 1 | 3239.2112 | 1545.1484 | 546.1083
12.02. | 2 | 3239.2112 | 1545.1484 | 546.1083
12.02. | 3 | 3239.2112 | 1545.1484 | 546.1083
12.02. | 4 | 3239.2112 | 1545.1484 | 546.1083
12.02. | 5 | 3239.2112 | 1545.1484 | 546.1083
12.02. | 6 | 3239.2112 | 1545.1484 | 546.1083
12.02. | 7 | 3239.2112 | 1545.1484 | 546.1083
12.02. | 8 | 3239.2112 | 1545.1484 | 546.1083
12.02. | 9 | 3239.2112 | 1545.1484 | 546.1083
12.02. | 10 | 3239.2112 | 1545.1484 | 546.1083
12.02. | 11 | 3239.2112 | 1545.1484 | 546.1083
12.02. | 12 | 3239.2112 | 1545.1484 | 546.1083
12.02. | 13 | 3239.2112 | 1545.1484 | 546.1083
12.02. | 14 | 3239.2112 | 1545.1484 | 546.1083
12.02. | 15 | 3239.2112 | 1545.1484 | 546.1083
12.02. | 16 | 3239.2112 | 1545.1484 | 546.1083
12.02. | 17 | 3239.2112 | 1545.1484 | 546.1083
12.02. | 18 | 3239.2112 | 1545.1484 | 546.1083
12.02. | 19 | 3239.2112 | 1545.1484 | 546.1083
12.02. | 20 | 3239.2112 | 1545.1484 | 546.1083
12.02. | 21 | 3239.2112 | 1545.1484 | 546.1083
12.02. | 22 | 3239.2112 | 1545.1484 | 546.1083
12.02. | 23 | 3239.2112 | 1545.1484 | 546.1083
12.02. | 24 | 3239.2112 | 1545.1484 | 546.1083
13.02. | 1 | 3239.2112 | 1545.1484 | 546.1083
13.02. | 2 | 3239.2112 | 1545.1484 | 546.1083
13.02. | 3 | 3239.2112 | 1545.1484 | 546.1083
13.02. | 4 | 3239.2112 | 1545.1484 | 546.1083
13.02. | 5 | 3239.2112 | 1545.1484 | 546.1083
13.02. | 6 | 3239.2112 | 1545.1484 | 546.1083
13.02. | 7 | 3239.2112 | 1545.1484 | 546.1083
13.02. | 8 | 3239.2112 | 1545.1484 | 546.1083
13.02. | 9 | 3239.2112 | 1545.1484 | 546.1083
13.02. | 10 | 3239.2112 | 1545.1484 | 546.1083
13.02. | 11 | 3239.2112 | 1545.1484 | 546.1083
13.02. | 12 | 3239.2112 | 1545.1484 | 546.1083
13.02. | 13 | 3239.2112 | 1545.1484 | 546.1083
13.02. | 14 | 3239.2112 | 1545.1484 | 546.1083
13.02. | 15 | 3239.2112 | 1545.1484 | 546.1083
13.02. | 16 | 3239.2112 | 1545.1484 | 546.1083
13.02. | 17 | 3239.2112 | 1545.1484 | 546.1083
13.02. | 18 | 3239.2112 | 1545.1484 | 546.1083
13.02. | 19 | 3239.2112 | 1545.1484 | 546.1083
13.02. | 20 | 3239.2112 | 1545.1484 | 546.1083
13.02. | 21 | 3239.2112 | 1545.1484 | 546.1083
13.02. | 22 | 3239.2112 | 1545.1484 | 546.1083
13.02. | 23 | 3239.2112 | 1545.1484 | 546.1083
13.02. | 24 | 3239.2112 | 1545.1484 | 546.1083
14.02. | 1 | 3239.2112 | 1545.1484 | 546.1083
14.02. | 2 | 3239.2112 | 1545.1484 | 546.1083
14.02. | 3 | 3239.2112 | 1545.1484 | 546.1083
14.02. | 4 | 3239.2112 | 1545.1484 | 546.1083
14.02. | 5 | 3239.2112 | 1545.1484 | 546.1083
14.02. | 6 | 3239.2112 | 1545.1484 | 546.1083
14.02. | 7 | 3239.2112 | 1545.1484 | 546.1083
14.02. | 8 | 3239.2112 | 1545.1484 | 546.1083
14.02. | 9 | 3239.2112 | 1545.1484 | 546.1083
14.02. | 10 | 3239.2112 | 1545.1484 | 546.1083
14.02. | 11 | 3239.2112 | 1545.1484 | 546.1083
14.02. | 12 | 3239.2112 | 1545.1484 | 546.1083
14.02. | 13 | 3239.2112 | 1545.1484 | 546.1083
14.02. | 14 | 3239.2112 | 1545.1484 | 546.1083
14.02. | 15 | 3239.2112 | 1545.1484 | 546.1083
14.02. | 16 | 3239.2112 | 1545.1484 | 546.1083
14.02. | 17 | 3239.2112 | 1545.1484 | 546.1083
14.02. | 18 | 3239.2112 | 1545.1484 | 546.1083
14.02. | 19 | 3239.2112 | 1545.1484 | 546.1083
14.02. | 20 | 3239.2112 | 1545.1484 | 546.1083
14.02. | 21 | 3239.2112 | 1545.1484 | 546.1083
14.02. | 22 | 3239.2112 | 1545.1484 | 546.1083
14.02. | 23 | 3239.2112 | 1545.1484 | 546.1083
14.02. | 24 | 3239.2112 | 1545.1484 | 546.1083
15.02. | 1 | 3239.2112 | 1545.1484 | 546.1083
15.02. | 2 | 3239.2112 | 1545.1484 | 546.1083
15.02. | 3 | 3239.2112 | 1545.1484 | 546.1083
15.02. | 4 | 3239.2112 | 1545.1484 | 546.1083
15.02. | 5 | 3239.2112 | 1545.1484 | 546.1083
15.02. | 6 | 3239.2112 | 1545.1484 | 546.1083
15.02. | 7 | 3239.2112 | 1545.1484 | 546.1083
15.02. | 8 | 3239.2112 | 1545.1484 | 546.1083
15.02. | 9 | 3239.2112 | 1545.1484 | 546.1083
15.02. | 10 | 3239.2112 | 1545.1484 | 546.1083
15.02. | 11 | 3239.2112 | 1545.1484 | 546.1083
15.02. | 12 | 3239.2112 | 1545.1484 | 546.1083
15.02. | 13 | 3239.2112 | 1545.1484 | 546.1083
15.02. | 14 | 3239.2112 | 1545.1484 | 546.1083
15.02. | 15 | 3239.2112 | 1545.1484 | 546.1083
15.02. | 16 | 3239.2112 | 1545.1484 | 546.1083
15.02. | 17 | 3239.2112 | 1545.1484 | 546.1083
15.02. | 18 | 3239.2112 | 1545.1484 | 546.1083
15.02. | 19 | 3239.2112 | 1545.1484 | 546.1083
15.02. | 20 | 3239.2112 | 1545.1484 | 546.1083
15.02. | 21 | 3239.2112 | 1545.1484 | 546.1083
15.02. | 22 | 3239.2112 | 1545.1484 | 546.1083
15.02. | 23 | 3239.2112 | 1545.1484 | 546.1083
15.02. | 24 | 3239.2112 | 1545.1484 | 546.1083
16.02. | 1 | 3239.2112 | 1545.1484 | 546.1083
16.02. | 2 | 3239.2112 | 1545.1484 | 546.1083
16.02. | 3 | 3239.2112 | 1545.1484 | 546.1083
16.02. | 4 | 3239.2112 | 1545.1484 | 546.1083
16.02. | 5 | 3239.2112 | 1545.1484 | 546.1083
16.02. | 6 | 3239.2112 | 1545.1484 | 546.1083
16.02. | 7 | 3239.2112 | 1545.1484 | 546.1083
16.02. | 8 | 3239.2112 | 1545.1484 | 546.1083
16.02. | 9 | 3239.2112 | 1545.1484 | 546.1083
16.02. | 10 | 3239.2112 | 1545.1484 | 546.1083
16.02. | 11 | 3239.2112 | 1545.1484 | 546.1083
16.02. | 12 | 3239.2112 | 1545.1484 | 546.1083
16.02. | 13 | 3239.2112 | 1545.1484 | 546.1083
16.02. | 14 | 3239.2112 | 1545.1484 | 546.1083
16.02. | 15 | 3239.2112 | 1545.1484 | 546.1083
16.02. | 16 | 3239.2112 | 1545.1484 | 546.1083
16.02. | 17 | 3239.2112 | 1545.1484 | 546.1083
16.02. | 18 | 3239.2112 | 1545.1484 | 546.1083
16.02. | 19 | 3239.2112 | 1545.1484 | 546.1083
16.02. | 20 | 3239.2112 | 1545.1484 | 546.1083
16.02. | 21 | 3239.2112 | 1545.1484 | 546.1083
16.02. | 22 | 3239.2112 | 1545.1484 | 546.1083
16.02. | 23 | 3239.2112 | 1545.1484 | 546.1083
16.02. | 24 | 3239.2112 | 1545.1484 | 546.1083
17.02. | 1 | 3239.2112 | 1545.1484 | 546.1083
17.02. | 2 | 3239.2112 | 1545.1484 | 546.1083
17.02. | 3 | 3239.2112 | 1545.1484 | 546.1083
17.02. | 4 | 3239.2112 | 1545.1484 | 546.1083
17.02. | 5 | 3239.2112 | 1545.1484 | 546.1083
17.02. | 6 | 3239.2112 | 1545.1484 | 546.1083
17.02. | 7 | 3239.2112 | 1545.1484 | 546.1083
17.02. | 8 | 3239.2112 | 1545.1484 | 546.1083
17.02. | 9 | 3239.2112 | 1545.1484 | 546.1083
17.02. | 10 | 3239.2112 | 1545.1484 | 546.1083
17.02. | 11 | 3239.2112 | 1545.1484 | 546.1083
17.02. | 12 | 3239.2112 | 1545.1484 | 546.1083
17.02. | 13 | 3239.2112 | 1545.1484 | 546.1083
17.02. | 14 | 3239.2112 | 1545.1484 | 546.1083
17.02. | 15 | 3239.2112 | 1545.1484 | 546.1083
17.02. | 16 | 3239.2112 | 1545.1484 | 546.1083
17.02. | 17 | 3239.2112 | 1545.1484 | 546.1083
17.02. | 18 | 3239.2112 | 1545.1484 | 546.1083
17.02. | 19 | 3239.2112 | 1545.1484 | 546.1083
17.02. | 20 | 3239.2112 | 1545.1484 | 546.1083
17.02. | 21 | 3239.2112 | 1545.1484 | 546.1083
17.02. | 22 | 3239.2112 | 1545.1484 | 546.1083
17.02. | 23 | 3239.2112 | 1545.1484 | 546.1083
17.02. | 24 | 3239.2112 | 1545.1484 | 546.1083
18.02. | 1 | 3239.2112 | 1545.1484 | 546.1083
18.02. | 2 | 3239.2112 | 1545.1484 | 546.1083
18.02. | 3 | 3239.2112 | 1545.1484 | 546.1083
18.02. | 4 | 3239.2112 | 1545.1484 | 546.1083
18.02. | 5 | 3239.2112 | 1545.1484 | 546.1083
18.02. | 6 | 3239.2112 | 1545.1484 | 546.1083
18.02. | 7 | 3239.2112 | 1545.1484 | 546.1083
18.02. | 8 | 3239.2112 | 1545.1484 | 546.1083
18.02. | 9 | 3239.2112 | 1545.1484 | 546.1083
18.02. | 10 | 3239.2112 | 1545.1484 | 546.1083
18.02. | 11 | 3239.2112 | 1545.1484 | 546.1083
18.02. | 12 | 3239.2112 | 1545.1484 | 546.1083
18.02. | 13 | 3239.2112 | 1545.1484 | 546.1083
18.02. | 14 | 3239.2112 | 1545.1484 | 546.1083
18.02. | 15 | 3239.2112 | 1545.1484 | 546.1083
18.02. | 16 | 3239.2112 | 1545.1484 | 546.1083
18.02. | 17 | 3239.2112 | 1545.1484 | 546.1083
18.02. | 18 | 3239.2112 | 1545.1484 | 546.1083
18.02. | 19 | 3239.2112 | 1545.1484 | 546.1083
18.02. | 20 | 3239.2112 | 1545.1484 | 546.1083
18.02. | 21 | 3239.2112 | 1545.1484 | 546.1083
18.02. | 22 | 3239.2112 | 1545.1484 | 546.1083
18.02. | 23 | 3239.2112 | 1545.1484 | 546.1083
18.02. | 24 | 3239.2112 | 1545.1484 | 546.1083
19.02. | 1 | 3239.2112 | 1545.1484 | 546.1083
19.02. | 2 | 3239.2112 | 1545.1484 | 546.1083
19.02. | 3 | 3239.2112 | 1545.1484 | 546.1083
19.02. | 4 | 3239.2112 | 1545.1484 | 546.1083
19.02. | 5 | 3239.2112 | 1545.1484 | 546.1083
19.02. | 6 | 3239.2112 | 1545.1484 | 546.1083
19.02. | 7 | 3239.2112 | 1545.1484 | 546.1083
19.02. | 8 | 3239.2112 | 1545.1484 | 546.1083
19.02. | 9 | 3239.2112 | 1545.1484 | 546.1083
19.02. | 10 | 3239.2112 | 1545.1484 | 546.1083
19.02. | 11 | 3239.2112 | 1545.1484 | 546.1083
19.02. | 12 | 3239.2112 | 1545.1484 | 546.1083
19.02. | 13 | 3239.2112 | 1545.1484 | 546.1083
19.02. | 14 | 3239.2112 | 1545.1484 | 546.1083
19.02. | 15 | 3239.2112 | 1545.1484 | 546.1083
19.02. | 16 | 3239.2112 | 1545.1484 | 546.1083
19.02. | 17 | 3239.2112 | 1545.1484 | 546.1083
19.02. | 18 | 3239.2112 | 1545.1484 | 546.1083
19.02. | 19 | 3239.2112 | 1545.1484 | 546.1083
19.02. | 20 | 3239.2112 | 1545.1484 | 546.1083
19.02. | 21 | 3239.2112 | 1545.1484 | 546.1083
19.02. | 22 | 3239.2112 | 1545.1484 | 546.1083
19.02. | 23 | 3239.2112 | 1545.1484 | 546.1083
19.02. | 24 | 3239.2112 | 1545.1484 | 546.1083
20.02. | 1 | 3239.2112 | 1545.1484 | 546.1083
20.02. | 2 | 3239.2112 | 1545.1484 | 546.1083
20.02. | 3 | 3239.2112 | 1545.1484 | 546.1083
20.02. | 4 | 3239.2112 | 1545.1484 | 546.1083
20.02. | 5 | 3239.2112 | 1545.1484 | 546.1083
20.02. | 6 | 3239.2112 | 1545.1484 | 546.1083
20.02. | 7 | 3239.2112 | 1545.1484 | 546.1083
20.02. | 8 | 3239.2112 | 1545.1484 | 546.1083
20.02. | 9 | 3239.2112 | 1545.1484 | 546.1083
20.02. | 10 | 3239.2112 | 1545.1484 | 546.1083
20.02. | 11 | 3239.2112 | 1545.1484 | 546.1083
20.02. | 12 | 3239.2112 | 1545.1484 | 546.1083
20.02. | 13 | 3239.2112 | 1545.1484 | 546.1083
20.02. | 14 | 3239.2112 | 1545.1484 | 546.1083
20.02. | 15 | 3239.2112 | 1545.1484 | 546.1083
20.02. | 16 | 3239.2112 | 1545.1484 | 546.1083
20.02. | 17 | 3239.2112 | 1545.1484 | 546.1083
20.02. | 18 | 3239.2112 | 1545.1484 | 546.1083
20.02. | 19 | 3239.2112 | 1545.1484 | 546.1083
20.02. | 20 | 3239.2112 | 1545.1484 | 546.1083
20.02. | 21 | 3239.2112 | 1545.1484 | 546.1083
20.02. | 22 | 3239.2112 | 1545.1484 | 546.1083
20.02. | 23 | 3239.2112 | 1545.1484 | 546.1083
20.02. | 24 | 3239.2112 | 1545.1484 | 546.1083
21.02. | 1 | 3239.2112 | 1545.1484 | 546.1083
21.02. | 2 | 3239.2112 | 1545.1484 | 546.1083
21.02. | 3 | 3239.2112 | 1545.1484 | 546.1083
21.02. | 4 | 3239.2112 | 1545.1484 | 546.1083
21.02. | 5 | 3239.2112 | 1545.1484 | 546.1083
21.02. | 6 | 3239.2112 | 1545.1484 | 546.1083
21.02. | 7 | 3239.2112 | 1545.1484 | 546.1083
21.02. | 8 | 3239.2112 | 1545.1484 | 546.1083
21.02. | 9 | 3239.2112 | 1545.1484 | 546.1083
21.02. | 10 | 3239.2112 | 1545.1484 | 546.1083
21.02. | 11 | 3239.2112 | 1545.1484 | 546.1083
21.02. | 12 | 3239.2112 | 1545.1484 | 546.1083
21.02. | 13 | 3239.2112 | 1545.1484 | 546.1083
21.02. | 14 | 3239.2112 | 1545.1484 | 546.1083
21.02. | 15 | 3239.2112 | 1545.1484 | 546.1083
21.02. | 16 | 3239.2112 | 1545.1484 | 546.1083
21.02. | 17 | 3239.2112 | 1545.1484 | 546.1083
21.02. | 18 | 3239.2112 | 1545.1484 | 546.1083
21.02. | 19 | 3239.2112 | 1545.1484 | 546.1083
21.02. | 20 | 3239.2112 | 1545.1484 | 546.1083
21.02. | 21 | 3239.2112 | 1545.1484 | 546.1083
21.02. | 22 | 3239.2112 | 1545.1484 | 546.1083
21.02. | 23 | 3239.2112 | 1545.1484 | 546.1083
21.02. | 24 | 3239.2112 | 1545.1484 | 546.1083
22.02. | 1 | 3239.2112 | 1545.1484 | 546.1083
22.02. | 2 | 3239.2112 | 1545.1484 | 546.1083
22.02. | 3 | 3239.2112 | 1545.1484 | 546.1083
22.02. | 4 | 3239.2112 | 1545.1484 | 546.1083
22.02. | 5 | 3239.2112 | 1545.1484 | 546.1083
22.02. | 6 | 3239.2112 | 1545.1484 | 546.1083
22.02. | 7 | 3239.2112 | 1545.1484 | 546.1083
22.02. | 8 | 3239.2112 | 1545.1484 | 546.1083
22.02. | 9 | 3239.2112 | 1545.1484 | 546.1083
22.02. | 10 | 3239.2112 | 1545.1484 | 546.1083
22.02. | 11 | 3239.2112 | 1545.1484 | 546.1083
22.02. | 12 | 3239.2112 | 1545.1484 | 546.1083
22.02. | 13 | 3239.2112 | 1545.1484 | 546.1083
22.02. | 14 | 3239.2112 | 1545.1484 | 546.1083
22.02. | 15 | 3239.2112 | 1545.1484 | 546.1083
22.02. | 16 | 3239.2112 | 1545.1484 | 546.1083
22.02. | 17 | 3239.2112 | 1545.1484 | 546.1083
22.02. | 18 | 3239.2112 | 1545.1484 | 546.1083
22.02. | 19 | 3239.2112 | 1545.1484 | 546.1083
22.02. | 20 | 3239.2112 | 1545.1484 | 546.1083
22.02. | 21 | 3239.2112 | 1545.1484 | 546.1083
22.02. | 22 | 3239.2112 | 1545.1484 | 546.1083
22.02. | 23 | 3239.2112 | 1545.1484 | 546.1083
22.02. | 24 | 3239.2112 | 1545.1484 | 546.1083
23.02. | 1 | 3239.2112 | 1545.1484 | 546.1083
23.02. | 2 | 3239.2112 | 1545.1484 | 546.1083
23.02. | 3 | 3239.2112 | 1545.1484 | 546.1083
23.02. | 4 | 3239.2112 | 1545.1484 | 546.1083
23.02. | 5 | 3239.2112 | 1545.1484 | 546.1083
23.02. | 6 | 3239.2112 | 1545.1484 | 546.1083
23.02. | 7 | 3239.2112 | 1545.1484 | 546.1083
23.02. | 8 | 3239.2112 | 1545.1484 | 546.1083
23.02. | 9 | 3239.2112 | 1545.1484 | 546.1083
23.02. | 10 | 3239.2112 | 1545.1484 | 546.1083
23.02. | 11 | 3239.2112 | 1545.1484 | 546.1083
23.02. | 12 | 3239.2112 | 1545.1484 | 546.1083
23.02. | 13 | 3239.2112 | 1545.1484 | 546.1083
23.02. | 14 | 3239.2112 | 1545.1484 | 546.1083
23.02. | 15 | 3239.2112 | 1545.1484 | 546.1083
23.02. | 16 | 3239.2112 | 1545.1484 | 546.1083
23.02. | 17 | 3239.2112 | 1545.1484 | 546.1083
23.02. | 18 | 3239.2112 | 1545.1484 | 546.1083
23.02. | 19 | 3239.2112 | 1545.1484 | 546.1083
23.02. | 20 | 3239.2112 | 1545.1484 | 546.1083
23.02. | 21 | 3239.2112 | 1545.1484 | 546.1083
23.02. | 22 | 3239.2112 | 1545.1484 | 546.1083
23.02. | 23 | 3239.2112 | 1545.1484 | 546.1083
23.02. | 24 | 3239.2112 | 1545.1484 | 546.1083
24.02. | 1 | 3239.2112 | 1545.1484 | 546.1083
24.02. | 2 | 3239.2112 | 1545.1484 | 546.1083
24.02. | 3 | 3239.2112 | 1545.1484 | 546.1083
24.02. | 4 | 3239.2112 | 1545.1484 | 546.1083
24.02. | 5 | 3239.2112 | 1545.1484 | 546.1083
24.02. | 6 | 3239.2112 | 1545.1484 | 546.1083
24.02. | 7 | 3239.2112 | 1545.1484 | 546.1083
24.02. | 8 | 3239.2112 | 1545.1484 | 546.1083
24.02. | 9 | 3239.2112 | 1545.1484 | 546.1083
24.02. | 10 | 3239.2112 | 1545.1484 | 546.1083
24.02. | 11 | 3239.2112 | 1545.1484 | 546.1083
24.02. | 12 | 3239.2112 | 1545.1484 | 546.1083
24.02. | 13 | 3239.2112 | 1545.1484 | 546.1083
24.02. | 14 | 3239.2112 | 1545.1484 | 546.1083
24.02. | 15 | 3239.2112 | 1545.1484 | 546.1083
24.02. | 16 | 3239.2112 | 1545.1484 | 546.1083
24.02. | 17 | 3239.2112 | 1545.1484 | 546.1083
24.02. | 18 | 3239.2112 | 1545.1484 | 546.1083
24.02. | 19 | 3239.2112 | 1545.1484 | 546.1083
24.02. | 20 | 3239.2112 | 1545.1484 | 546.1083
24.02. | 21 | 3239.2112 | 1545.1484 | 546.1083
24.02. | 22 | 3239.2112 | 1545.1484 | 546.1083
24.02. | 23 | 3239.2112 | 1545.1484 | 546.1083
24.02. | 24 | 3239.2112 | 1545.1484 | 546.1083
25.02. | 1 | 3239.2112 | 1545.1484 | 546.1083
25.02. | 2 | 3239.2112 | 1545.1484 | 546.1083
25.02. | 3 | 3239.2112 | 1545.1484 | 546.1083
25.02. | 4 | 3239.2112 | 1545.1484 | 546.1083
25.02. | 5 | 3239.2112 | 1545.1484 | 546.1083
25.02. | 6 | 3239.2112 | 1545.1484 | 546.1083
25.02. | 7 | 3239.2112 | 1545.1484 | 546.1083
25.02. | 8 | 3239.2112 | 1545.1484 | 546.1083
25.02. | 9 | 3239.2112 | 1545.1484 | 546.1083
25.02. | 10 | 3239.2112 | 1545.1484 | 546.1083
25.02. | 11 | 3239.2112 | 1545.1484 | 546.1083
25.02. | 12 | 3239.2112 | 1545.1484 | 546.1083
25.02. | 13 | 3239.2112 | 1545.1484 | 546.1083
25.02. | 14 | 3239.2112 | 1545.1484 | 546.1083
25.02. | 15 | 3239.2112 | 1545.1484 | 546.1083
25.02. | 16 | 3239.2112 | 1545.1484 | 546.1083
25.02. | 17 | 3239.2112 | 1545.1484 | 546.1083
25.02. | 18 | 3239.2112 | 1545.1484 | 546.1083
25.02. | 19 | 3239.2112 | 1545.1484 | 546.1083
25.02. | 20 | 3239.2112 | 1545.1484 | 546.1083
25.02. | 21 | 3239.2112 | 1545.1484 | 546.1083
25.02. | 22 | 3239.2112 | 1545.1484 | 546.1083
25.02. | 23 | 3239.2112 | 1545.1484 | 546.1083
25.02. | 24 | 3239.2112 | 1545.1484 | 546.1083
26.02. | 1 | 3239.2112 | 1545.1484 | 546.1083
26.02. | 2 | 3239.2112 | 1545.1484 | 546.1083
26.02. | 3 | 3239.2112 | 1545.1484 | 546.1083
26.02. | 4 | 3239.2112 | 1545.1484 | 546.1083
26.02. | 5 | 3239.2112 | 1545.1484 | 546.1083
26.02. | 6 | 3239.2112 | 1545.1484 | 546.1083
26.02. | 7 | 3239.2112 | 1545.1484 | 546.1083
26.02. | 8 | 3239.2112 | 1545.1484 | 546.1083
26.02. | 9 | 3239.2112 | 1545.1484 | 546.1083
26.02. | 10 | 3239.2112 | 1545.1484 | 546.1083
26.02. | 11 | 3239.2112 | 1545.1484 | 546.1083
26.02. | 12 | 3239.2112 | 1545.1484 | 546.1083
26.02. | 13 | 3239.2112 | 1545.1484 | 546.1083
26.02. | 14 | 3239.2112 | 1545.1484 | 546.1083
26.02. | 15 | 3239.2112 | 1545.1484 | 546.1083
26.02. | 16 | 3239.2112 | 1545.1484 | 546.1083
26.02. | 17 | 3239.2112 | 1545.1484 | 546.1083
26.02. | 18 | 3239.2112 | 1545.1484 | 546.1083
26.02. | 19 | 3239.2112 | 1545.1484 | 546.1083
26.02. | 20 | 3239.2112 | 1545.1484 | 546.1083
26.02. | 21 | 3239.2112 | 1545.1484 | 546.1083
26.02. | 22 | 3239.2112 | 1545.1484 | 546.1083
26.02. | 23 | 3239.2112 | 1545.1484 | 546.1083
26.02. | 24 | 3239.2112 | 1545.1484 | 546.1083
27.02. | 1 | 3239.2112 | 1545.1484 | 546.1083
27.02. | 2 | 3239.2112 | 1545.1484 | 546.1083
27.02. | 3 | 3239.2112 | 1545.1484 | 546.1083
27.02. | 4 | 3239.2112 | 1545.1484 | 546.1083
27.02. | 5 | 3239.2112 | 1545.1484 | 546.1083
27.02. | 6 | 3239.2112 | 1545.1484 | 546.1083
27.02. | 7 | 3239.2112 | 1545.1484 | 546.1083
27.02. | 8 | 3239.2112 | 1545.1484 | 546.1083
27.02. | 9 | 3239.2112 | 1545.1484 | 546.1083
27.02. | 10 | 3239.2112 | 1545.1484 | 546.1083
27.02. | 11 | 3239.2112 | 1545.1484 | 546.1083
27.02. | 12 | 3239.2112 | 1545.1484 | 546.1083
27.02. | 13 | 3239.2112 | 1545.1484 | 546.1083
27.02. | 14 | 3239.2112 | 1545.1484 | 546.1083
27.02. | 15 | 3239.2112 | 1545.1484 | 546.1083
27.02. | 16 | 3239.2112 | 1545.1484 | 546.1083
27.02. | 17 | 3239.2112 | 1545.1484 | 546.1083
27.02. | 18 | 3239.2112 | 1545.1484 | 546.1083
27.02. | 19 | 3239.2112 | 1545.1484 | 546.1083
27.02. | 20 | 3239.2112 | 1545.1484 | 546.1083
27.02. | 21 | 3239.2112 | 1545.1484 | 546.1083
27.02. | 22 | 3239.2112 | 1545.1484 | 546.1083
27.02. | 23 | 3239.2112 | 1545.1484 | 546.1083
27.02. | 24 | 3239.2112 | 1545.1484 | 546.1083
28.02. | 1 | 3239.2112 | 1545.1484 | 546.1083
28.02. | 2 | 3239.2112 | 1545.1484 | 546.1083
28.02. | 3 | 3239.2112 | 1545.1484 | 546.1083
28.02. | 4 | 3239.2112 | 1545.1484 | 546.1083
28.02. | 5 | 3239.2112 | 1545.1484 | 546.1083
28.02. | 6 | 3239.2112 | 1545.1484 | 546.1083
28.02. | 7 | 3239.2112 | 1545.1484 | 546.1083
28.02. | 8 | 3239.2112 | 1545.1484 | 546.1083
28.02. | 9 | 3239.2112 | 1545.1484 | 546.1083
28.02. | 10 | 3239.2112 | 1545.1484 | 546.1083
28.02. | 11 | 3239.2112 | 1545.1484 | 546.1083
28.02. | 12 | 3239.2112 | 1545.1484 | 546.1083
28.02. | 13 | 3239.2112 | 1545.1484 | 546.1083
28.02. | 14 | 3239.2112 | 1545.1484 | 546.1083
28.02. | 15 | 3239.2112 | 1545.1484 | 546.1083
28.02. | 16 | 3239.2112 | 1545.1484 | 546.1083
28.02. | 17 | 3239.2112 | 1545.1484 | 546.1083
28.02. | 18 | 3239.2112 | 1545.1484 | 546.1083
28.02. | 19 | 3239.2112 | 1545.1484 | 546.1083
28.02. | 20 | 3239.2112 | 1545.1484 | 546.1083
28.02. | 21 | 3239.2112 | 1545.1484 | 546.1083
28.02. | 22 | 3239.2112 | 1545.1484 | 546.1083
28.02. | 23 | 3239.2112 | 1545.1484 | 546.1083
28.02. | 24 | 3239.2112 | 1545.1484 | 546.1083
01.03. | 1 | 3239.2112 | 1545.1484 | 546.1083
01.03. | 2 | 3239.2112 | 1545.1484 | 546.1083
01.03. | 3 | 3239.2112 | 1545.1484 | 546.1083
01.03. | 4 | 3239.2112 | 1545.1484 | 546.1083
01.03. | 5 | 3239.2112 | 1545.1484 | 546.1083
01.03. | 6 | 3239.2112 | 1545.1484 | 546.1083
01.03. | 7 | 3239.2112 | 1545.1484 | 546.1083
01.03. | 8 | 3239.2112 | 1545.1484 | 546.1083
01.03. | 9 | 3239.2112 | 1545.1484 | 546.1083
01.03. | 10 | 3239.2112 | 1545.1484 | 546.1083
01.03. | 11 | 3239.2112 | 1545.1484 | 546.1083
01.03. | 12 | 3239.2112 | 1545.1484 | 546.1083
01.03. | 13 | 3239.2112 | 1545.1484 | 546.1083
01.03. | 14 | 3239.2112 | 1545.1484 | 546.1083
01.03. | 15 | 3239.2112 | 1545.1484 | 546.1083
01.03. | 16 | 3239.2112 | 1545.1484 | 546.1083
01.03. | 17 | 3239.2112 | 1545.1484 | 546.1083
01.03. | 18 | 3239.2112 | 1545.1484 | 546.1083
01.03. | 19 | 3239.2112 | 1545.1484 | 546.1083
01.03. | 20 | 3239.2112 | 1545.1484 | 546.1083
01.03. | 21 | 3239.2112 | 1545.1484 | 546.1083
01.03. | 22 | 3239.2112 | 1545.1484 | 546.1083
01.03. | 23 | 3239.2112 | 1545.1484 | 546.1083
01.03. | 24 | 3239.2112 | 1545.1484 | 546.1083
02.03. | 1 | 3239.2112 | 1545.1484 | 546.1083
02.03. | 2 | 3239.2112 | 1545.1484 | 546.1083
02.03. | 3 | 3239.2112 | 1545.1484 | 546.1083
02.03. | 4 | 3239.2112 | 1545.1484 | 546.1083
02.03. | 5 | 3239.2112 | 1545.1484 | 546.1083
02.03. | 6 | 3239.2112 | 1545.1484 | 546.1083
02.03. | 7 | 3239.2112 | 1545.1484 | 546.1083
02.03. | 8 | 3239.2112 | 1545.1484 | 546.1083
02.03. | 9 | 3239.2112 | 1545.1484 | 546.1083
02.03. | 10 | 3239.2112 | 1545.1484 | 546.1083
02.03. | 11 | 3239.2112 | 1545.1484 | 546.1083
02.03. | 12 | 3239.2112 | 1545.1484 | 546.1083
02.03. | 13 | 3239.2112 | 1545.1484 | 546.1083
02.03. | 14 | 3239.2112 | 1545.1484 | 546.1083
02.03. | 15 | 3239.2112 | 1545.1484 | 546.1083
02.03. | 16 | 3239.2112 | 1545.1484 | 546.1083
02.03. | 17 | 3239.2112 | 1545.1484 | 546.1083
02.03. | 18 | 3239.2112 | 1545.1484 | 546.1083
02.03. | 19 | 3239.2112 | 1545.1484 | 546.1083
02.03. | 20 | 3239.2112 | 1545.1484 | 546.1083
02.03. | 21 | 3239.2112 | 1545.1484 | 546.1083
02.03. | 22 | 3239.2112 | 1545.1484 | 546.1083
02.03. | 23 | 3239.2112 | 1545.1484 | 546.1083
02.03. | 24 | 3239.2112 | 1545.1484 | 546.1083
03.03. | 1 | 3239.2112 | 1545.1484 | 546.1083
03.03. | 2 | 3239.2112 | 1545.1484 | 546.1083
03.03. | 3 | 3239.2112 | 1545.1484 | 546.1083
03.03. | 4 | 3239.2112 | 1545.1484 | 546.1083
03.03. | 5 | 3239.2112 | 1545.1484 | 546.1083
03.03. | 6 | 3239.2112 | 1545.1484 | 546.1083
03.03. | 7 | 3239.2112 | 1545.1484 | 546.1083
03.03. | 8 | 3239.2112 | 1545.1484 | 546.1083
03.03. | 9 | 3239.2112 | 1545.1484 | 546.1083
03.03. | 10 | 3239.2112 | 1545.1484 | 546.1083
03.03. | 11 | 3239.2112 | 1545.1484 | 546.1083
03.03. | 12 | 3239.2112 | 1545.1484 | 546.1083
03.03. | 13 | 3239.2112 | 1545.1484 | 546.1083
03.03. | 14 | 3239.2112 | 1545.1484 | 546.1083
03.03. | 15 | 3239.2112 | 1545.1484 | 546.1083
03.03. | 16 | 3239.2112 | 1545.1484 | 546.1083
03.03. | 17 | 3239.2112 | 1545.1484 | 546.1083
03.03. | 18 | 3239.2112 | 1545.1484 | 546.1083
03.03. | 19 | 3239.2112 | 1545.1484 | 546.1083
03.03. | 20 | 3239.2112 | 1545.1484 | 546.1083
03.03. | 21 | 3239.2112 | 1545.1484 | 546.1083
03.03. | 22 | 3239.2112 | 1545.1484 | 546.1083
03.03. | 23 | 3239.2112 | 1545.1484 | 546.1083
03.03. | 24 | 3239.2112 | 1545.1484 | 546.1083
04.03. | 1 | 3239.2112 | 1545.1484 | 546.1083
04.03. | 2 | 3239.2112 | 1545.1484 | 546.1083
04.03. | 3 | 3239.2112 | 1545.1484 | 546.1083
04.03. | 4 | 3239.2112 | 1545.1484 | 546.1083
04.03. | 5 | 3239.2112 | 1545.1484 | 546.1083
04.03. | 6 | 3239.2112 | 1545.1484 | 546.1083
04.03. | 7 | 3239.2112 | 1545.1484 | 546.1083
04.03. | 8 | 3239.2112 | 1545.1484 | 546.1083
04.03. | 9 | 3239.2112 | 1545.1484 | 546.1083
04.03. | 10 | 3239.2112 | 1545.1484 | 546.1083
04.03. | 11 | 3239.2112 | 1545.1484 | 546.1083
04.03. | 12 | 3239.2112 | 1545.1484 | 546.1083
04.03. | 13 | 3239.2112 | 1545.1484 | 546.1083
04.03. | 14 | 3239.2112 | 1545.1484 | 546.1083
04.03. | 15 | 3239.2112 | 1545.1484 | 546.1083
04.03. | 16 | 3239.2112 | 1545.1484 | 546.1083
04.03. | 17 | 3239.2112 | 1545.1484 | 546.1083
04.03. | 18 | 3239.2112 | 1545.1484 | 546.1083
04.03. | 19 | 3239.2112 | 1545.1484 | 546.1083
04.03. | 20 | 3239.2112 | 1545.1484 | 546.1083
04.03. | 21 | 3239.2112 | 1545.1484 | 546.1083
04.03. | 22 | 3239.2112 | 1545.1484 | 546.1083
04.03. | 23 | 3239.2112 | 1545.1484 | 546.1083
04.03. | 24 | 3239.2112 | 1545.1484 | 546.1083
05.03. | 1 | 3239.2112 | 1545.1484 | 546.1083
05.03. | 2 | 3239.2112 | 1545.1484 | 546.1083
05.03. | 3 | 3239.2112 | 1545.1484 | 546.1083
05.03. | 4 | 3239.2112 | 1545.1484 | 546.1083
05.03. | 5 | 3239.2112 | 1545.1484 | 546.1083
05.03. | 6 | 3239.2112 | 1545.1484 | 546.1083
05.03. | 7 | 3239.2112 | 1545.1484 | 546.1083
05.03. | 8 | 3239.2112 | 1545.1484 | 546.1083
05.03. | 9 | 3239.2112 | 1545.1484 | 546.1083
05.03. | 10 | 3239.2112 | 1545.1484 | 546.1083
05.03. | 11 | 3239.2112 | 1545.1484 | 546.1083
05.03. | 12 | 3239.2112 | 1545.1484 | 546.1083
05.03. | 13 | 3239.2112 | 1545.1484 | 546.1083
05.03. | 14 | 3239.2112 | 1545.1484 | 546.1083
05.03. | 15 | 3239.2112 | 1545.1484 | 546.1083
05.03. | 16 | 3239.2112 | 1545.1484 | 546.1083
05.03. | 17 | 3239.2112 | 1545.1484 | 546.1083
05.03. | 18 | 3239.2112 | 1545.1484 | 546.1083
05.03. | 19 | 3239.2112 | 1545.1484 | 546.1083
05.03. | 20 | 3239.2112 | 1545.1484 | 546.1083
05.03. | 21 | 3239.2112 | 1545.1484 | 546.1083
05.03. | 22 | 3239.2112 | 1545.1484 | 546.1083
05.03. | 23 | 3239.2112 | 1545.1484 | 546.1083
05.03. | 24 | 3239.2112 | 1545.1484 | 546.1083
06.03. | 1 | 3239.2112 | 1545.1484 | 546.1083
06.03. | 2 | 3239.2112 | 1545.1484 | 546.1083
06.03. | 3 | 3239.2112 | 1545.1484 | 546.1083
06.03. | 4 | 3239.2112 | 1545.1484 | 546.1083
06.03. | 5 | 3239.2112 | 1545.1484 | 546.1083
06.03. | 6 | 3239.2112 | 1545.1484 | 546.1083
06.03. | 7 | 3239.2112 | 1545.1484 | 546.1083
06.03. | 8 | 3239.2112 | 1545.1484 | 546.1083
06.03. | 9 | 3239.2112 | 1545.1484 | 546.1083
06.03. | 10 | 3239.2112 | 1545.1484 | 546.1083
06.03. | 11 | 3239.2112 | 1545.1484 | 546.1083
06.03. | 12 | 3239.2112 | 1545.1484 | 546.1083
06.03. | 13 | 3239.2112 | 1545.1484 | 546.1083
06.03. | 14 | 3239.2112 | 1545.1484 | 546.1083
06.03. | 15 | 3239.2112 | 1545.1484 | 546.1083
06.03. | 16 | 3239.2112 | 1545.1484 | 546.1083
06.03. | 17 | 3239.2112 | 1545.1484 | 546.1083
06.03. | 18 | 3239.2112 | 1545.1484 | 546.1083
06.03. | 19 | 3239.2112 | 1545.1484 | 546.1083
06.03. | 20 | 3239.2112 | 1545.1484 | 546.1083
06.03. | 21 | 3239.2112 | 1545.1484 | 546.1083
06.03. | 22 | 3239.2112 | 1545.1484 | 546.1083
06.03. | 23 | 3239.2112 | 1545.1484 | 546.1083
06.03. | 24 | 3239.2112 | 1545.1484 | 546.1083
07.03. | 1 | 3239.2112 | 1545.1484 | 546.1083
07.03. | 2 | 3239.2112 | 1545.1484 | 546.1083
07.03. | 3 | 3239.2112 | 1545.1484 | 546.1083
07.03. | 4 | 3239.2112 | 1545.1484 | 546.1083
07.03. | 5 | 3239.2112 | 1545.1484 | 546.1083
07.03. | 6 | 3239.2112 | 1545.1484 | 546.1083
07.03. | 7 | 3239.2112 | 1545.1484 | 546.1083
07.03. | 8 | 3239.2112 | 1545.1484 | 546.1083
07.03. | 9 | 3239.2112 | 1545.1484 | 546.1083
07.03. | 10 | 3239.2112 | 1545.1484 | 546.1083
07.03. | 11 | 3239.2112 | 1545.1484 | 546.1083
07.03. | 12 | 3239.2112 | 1545.1484 | 546.1083
07.03. | 13 | 3239.2112 | 1545.1484 | 546.1083
07.03. | 14 | 3239.2112 | 1545.1484 | 546.1083
07.03. | 15 | 3239.2112 | 1545.1484 | 546.1083
07.03. | 16 | 3239.2112 | 1545.1484 | 546.1083
07.03. | 17 | 3239.2112 | 1545.1484 | 546.1083
07.03. | 18 | 3239.2112 | 1545.1484 | 546.1083
07.03. | 19 | 3239.2112 | 1545.1484 | 546.1083
07.03. | 20 | 3239.2112 | 1545.1484 | 546.1083
07.03. | 21 | 3239.2112 | 1545.1484 | 546.1083
07.03. | 22 | 3239.2112 | 1545.1484 | 546.1083
07.03. | 23 | 3239.2112 | 1545.1484 | 546.1083
07.03. | 24 | 3239.2112 | 1545.1484 | 546.1083
08.03. | 1 | 3239.2112 | 1545.1484 | 546.1083
08.03. | 2 | 3239.2112 | 1545.1484 | 546.1083
08.03. | 3 | 3239.2112 | 1545.1484 | 546.1083
08.03. | 4 | 3239.2112 | 1545.1484 | 546.1083
08.03. | 5 | 3239.2112 | 1545.1484 | 546.1083
08.03. | 6 | 3239.2112 | 1545.1484 | 546.1083
08.03. | 7 | 3239.2112 | 1545.1484 | 546.1083
08.03. | 8 | 3239.2112 | 1545.1484 | 546.1083
08.03. | 9 | 3239.2112 | 1545.1484 | 546.1083
08.03. | 10 | 3239.2112 | 1545.1484 | 546.1083
08.03. | 11 | 3239.2112 | 1545.1484 | 546.1083
08.03. | 12 | 3239.2112 | 1545.1484 | 546.1083
08.03. | 13 | 3239.2112 | 1545.1484 | 546.1083
08.03. | 14 | 3239.2112 | 1545.1484 | 546.1083
08.03. | 15 | 3239.2112 | 1545.1484 | 546.1083
08.03. | 16 | 3239.2112 | 1545.1484 | 546.1083
08.03. | 17 | 3239.2112 | 1545.1484 | 546.1083
08.03. | 18 | 3239.2112 | 1545.1484 | 546.1083
08.03. | 19 | 3239.2112 | 1545.1484 | 546.1083
08.03. | 20 | 3239.2112 | 1545.1484 | 546.1083
08.03. | 21 | 3239.2112 | 1545.1484 | 546.1083
08.03. | 22 | 3239.2112 | 1545.1484 | 546.1083
08.03. | 23 | 3239.2112 | 1545.1484 | 546.1083
08.03. | 24 | 3239.2112 | 1545.1484 | 546.1083
09.03. | 1 | 3239.2112 | 1545.1484 | 546.1083
09.03. | 2 | 3239.2112 | 1545.1484 | 546.1083
09.03. | 3 | 3239.2112 | 1545.1484 | 546.1083
09.03. | 4 | 3239.2112 | 1545.1484 | 546.1083
09.03. | 5 | 3239.2112 | 1545.1484 | 546.1083
09.03. | 6 | 3239.2112 | 1545.1484 | 546.1083
09.03. | 7 | 3239.2112 | 1545.1484 | 546.1083
09.03. | 8 | 3239.2112 | 1545.1484 | 546.1083
09.03. | 9 | 3239.2112 | 1545.1484 | 546.1083
09.03. | 10 | 3239.2112 | 1545.1484 | 546.1083
09.03. | 11 | 3239.2112 | 1545.1484 | 546.1083
09.03. | 12 | 3239.2112 | 1545.1484 | 546.1083
09.03. | 13 | 3239.2112 | 1545.1484 | 546.1083
09.03. | 14 | 3239.2112 | 1545.1484 | 546.1083
09.03. | 15 | 3239.2112 | 1545.1484 | 546.1083
09.03. | 16 | 3239.2112 | 1545.1484 | 546.1083
09.03. | 17 | 3239.2112 | 1545.1484 | 546.1083
09.03. | 18 | 3239.2112 | 1545.1484 | 546.1083
09.03. | 19 | 3239.2112 | 1545.1484 | 546.1083
09.03. | 20 | 3239.2112 | 1545.1484 | 546.1083
09.03. | 21 | 3239.2112 | 1545.1484 | 546.1083
09.03. | 22 | 3239.2112 | 1545.1484 | 546.1083
09.03. | 23 | 3239.2112 | 1545.1484 | 546.1083
09.03. | 24 | 3239.2112 | 1545.1484 | 546.1083
10.03. | 1 | 3239.2112 | 1545.1484 | 546.1083
10.03. | 2 | 3239.2112 | 1545.1484 | 546.1083
10.03. | 3 | 3239.2112 | 1545.1484 | 546.1083
10.03. | 4 | 3239.2112 | 1545.1484 | 546.1083
10.03. | 5 | 3239.2112 | 1545.1484 | 546.1083
10.03. | 6 | 3239.2112 | 1545.1484 | 546.1083
10.03. | 7 | 3239.2112 | 1545.1484 | 546.1083
10.03. | 8 | 3239.2112 | 1545.1484 | 546.1083
10.03. | 9 | 3239.2112 | 1545.1484 | 546.1083
10.03. | 10 | 3239.2112 | 1545.1484 | 546.1083
10.03. | 11 | 3239.2112 | 1545.1484 | 546.1083
10.03. | 12 | 3239.2112 | 1545.1484 | 546.1083
10.03. | 13 | 3239.2112 | 1545.1484 | 546.1083
10.03. | 14 | 3239.2112 | 1545.1484 | 546.1083
10.03. | 15 | 3239.2112 | 1545.1484 | 546.1083
10.03. | 16 | 3239.2112 | 1545.1484 | 546.1083
10.03. | 17 | 3239.2112 | 1545.1484 | 546.1083
10.03. | 18 | 3239.2112 | 1545.1484 | 546.1083
10.03. | 19 | 3239.2112 | 1545.1484 | 546.1083
10.03. | 20 | 3239.2112 | 1545.1484 | 546.1083
10.03. | 21 | 3239.2112 | 1545.1484 | 546.1083
10.03. | 22 | 3239.2112 | 1545.1484 | 546.1083
10.03. | 23 | 3239.2112 | 1545.1484 | 546.1083
10.03. | 24 | 3239.2112 | 1545.1484 | 546.1083
11.03. | 1 | 3239.2112 | 1545.1484 | 546.1083
11.03. | 2 | 3239.2112 | 1545.1484 | 546.1083
11.03. | 3 | 3239.2112 | 1545.1484 | 546.1083
11.03. | 4 | 3239.2112 | 1545.1484 | 546.1083
11.03. | 5 | 3239.2112 | 1545.1484 | 546.1083
11.03. | 6 | 3239.2112 | 1545.1484 | 546.1083
11.03. | 7 | 3239.2112 | 1545.1484 | 546.1083
11.03. | 8 | 3239.2112 | 1545.1484 | 546.1083
11.03. | 9 | 3239.2112 | 1545.1484 | 546.1083
11.03. | 10 | 3239.2112 | 1545.1484 | 546.1083
11.03. | 11 | 3239.2112 | 1545.1484 | 546.1083
11.03. | 12 | 3239.2112 | 1545.1484 | 546.1083
11.03. | 13 | 3239.2112 | 1545.1484 | 546.1083
11.03. | 14 | 3239.2112 | 1545.1484 | 546.1083
11.03. | 15 | 3239.2112 | 1545.1484 | 546.1083
11.03. | 16 | 3239.2112 | 1545.1484 | 546.1083
11.03. | 17 | 3239.2112 | 1545.1484 | 546.1083
11.03. | 18 | 3239.2112 | 1545.1484 | 546.1083
11.03. | 19 | 3239.2112 | 1545.1484 | 546.1083
11.03. | 20 | 3239.2112 | 1545.1484 | 546.1083
11.03. | 21 | 3239.2112 | 1545.1484 | 546.1083
11.03. | 22 | 3239.2112 | 1545.1484 | 546.1083
11.03. | 23 | 3239.2112 | 1545.1484 | 546.1083
11.03. | 24 | 3239.2112 | 1545.1484 | 546.1083
12.03. | 1 | 3239.2112 | 1545.1484 | 546.1083
12.03. | 2 | 3239.2112 | 1545.1484 | 546.1083
12.03. | 3 | 3239.2112 | 1545.1484 | 546.1083
12.03. | 4 | 3239.2112 | 1545.1484 | 546.1083
12.03. | 5 | 3239.2112 | 1545.1484 | 546.1083
12.03. | 6 | 3239.2112 | 1545.1484 | 546.1083
12.03. | 7 | 3239.2112 | 1545.1484 | 546.1083
12.03. | 8 | 3239.2112 | 1545.1484 | 546.1083
12.03. | 9 | 3239.2112 | 1545.1484 | 546.1083
12.03. | 10 | 3239.2112 | 1545.1484 | 546.1083
12.03. | 11 | 3239.2112 | 1545.1484 | 546.1083
12.03. | 12 | 3239.2112 | 1545.1484 | 546.1083
12.03. | 13 | 3239.2112 | 1545.1484 | 546.1083
12.03. | 14 | 3239.2112 | 1545.1484 | 546.1083
12.03. | 15 | 3239.2112 | 1545.1484 | 546.1083
12.03. | 16 | 3239.2112 | 1545.1484 | 546.1083
12.03. | 17 | 3239.2112 | 1545.1484 | 546.1083
12.03. | 18 | 3239.2112 | 1545.1484 | 546.1083
12.03. | 19 | 3239.2112 | 1545.1484 | 546.1083
12.03. | 20 | 3239.2112 | 1545.1484 | 546.1083
12.03. | 21 | 3239.2112 | 1545.1484 | 546.1083
12.03. | 22 | 3239.2112 | 1545.1484 | 546.1083
12.03. | 23 | 3239.2112 | 1545.1484 | 546.1083
12.03. | 24 | 3239.2112 | 1545.1484 | 546.1083
13.03. | 1 | 3239.2112 | 1545.1484 | 546.1083
13.03. | 2 | 3239.2112 | 1545.1484 | 546.1083
13.03. | 3 | 3239.2112 | 1545.1484 | 546.1083
13.03. | 4 | 3239.2112 | 1545.1484 | 546.1083
13.03. | 5 | 3239.2112 | 1545.1484 | 546.1083
13.03. | 6 | 3239.2112 | 1545.1484 | 546.1083
13.03. | 7 | 3239.2112 | 1545.1484 | 546.1083
13.03. | 8 | 3239.2112 | 1545.1484 | 546.1083
13.03. | 9 | 3239.2112 | 1545.1484 | 546.1083
13.03. | 10 | 3239.2112 | 1545.1484 | 546.1083
13.03. | 11 | 3239.2112 | 1545.1484 | 546.1083
13.03. | 12 | 3239.2112 | 1545.1484 | 546.1083
13.03. | 13 | 3239.2112 | 1545.1484 | 546.1083
13.03. | 14 | 3239.2112 | 1545.1484 | 546.1083
13.03. | 15 | 3239.2112 | 1545.1484 | 546.1083
13.03. | 16 | 3239.2112 | 1545.1484 | 546.1083
13.03. | 17 | 3239.2112 | 1545.1484 | 546.1083
13.03. | 18 | 3239.2112 | 1545.1484 | 546.1083
13.03. | 19 | 3239.2112 | 1545.1484 | 546.1083
13.03. | 20 | 3239.2112 | 1545.1484 | 546.1083
13.03. | 21 | 3239.2112 | 1545.1484 | 546.1083
13.03. | 22 | 3239.2112 | 1545.1484 | 546.1083
13.03. | 23 | 3239.2112 | 1545.1484 | 546.1083
13.03. | 24 | 3239.2112 | 1545.1484 | 546.1083
14.03. | 1 | 3239.2112 | 1545.1484 | 546.1083
14.03. | 2 | 3239.2112 | 1545.1484 | 546.1083
14.03. | 3 | 3239.2112 | 1545.1484 | 546.1083
14.03. | 4 | 3239.2112 | 1545.1484 | 546.1083
14.03. | 5 | 3239.2112 | 1545.1484 | 546.1083
14.03. | 6 | 3239.2112 | 1545.1484 | 546.1083
14.03. | 7 | 3239.2112 | 1545.1484 | 546.1083
14.03. | 8 | 3239.2112 | 1545.1484 | 546.1083
14.03. | 9 | 3239.2112 | 1545.1484 | 546.1083
14.03. | 10 | 3239.2112 | 1545.1484 | 546.1083
14.03. | 11 | 3239.2112 | 1545.1484 | 546.1083
14.03. | 12 | 3239.2112 | 1545.1484 | 546.1083
14.03. | 13 | 3239.2112 | 1545.1484 | 546.1083
14.03. | 14 | 3239.2112 | 1545.1484 | 546.1083
14.03. | 15 | 3239.2112 | 1545.1484 | 546.1083
14.03. | 16 | 3239.2112 | 1545.1484 | 546.1083
14.03. | 17 | 3239.2112 | 1545.1484 | 546.1083
14.03. | 18 | 3239.2112 | 1545.1484 | 546.1083
14.03. | 19 | 3239.2112 | 1545.1484 | 546.1083
14.03. | 20 | 3239.2112 | 1545.1484 | 546.1083
14.03. | 21 | 3239.2112 | 1545.1484 | 546.1083
14.03. | 22 | 3239.2112 | 1545.1484 | 546.1083
14.03. | 23 | 3239.2112 | 1545.1484 | 546.1083
14.03. | 24 | 3239.2112 | 1545.1484 | 546.1083
15.03. | 1 | 3239.2112 | 1545.1484 | 546.1083
15.03. | 2 | 3239.2112 | 1545.1484 | 546.1083
15.03. | 3 | 3239.2112 | 1545.1484 | 546.1083
15.03. | 4 | 3239.2112 | 1545.1484 | 546.1083
15.03. | 5 | 3239.2112 | 1545.1484 | 546.1083
15.03. | 6 | 3239.2112 | 1545.1484 | 546.1083
15.03. | 7 | 3239.2112 | 1545.1484 | 546.1083
15.03. | 8 | 3239.2112 | 1545.1484 | 546.1083
15.03. | 9 | 3239.2112 | 1545.1484 | 546.1083
15.03. | 10 | 3239.2112 | 1545.1484 | 546.1083
15.03. | 11 | 3239.2112 | 1545.1484 | 546.1083
15.03. | 12 | 3239.2112 | 1545.1484 | 546.1083
15.03. | 13 | 3239.2112 | 1545.1484 | 546.1083
15.03. | 14 | 3239.2112 | 1545.1484 | 546.1083
15.03. | 15 | 3239.2112 | 1545.1484 | 546.1083
15.03. | 16 | 3239.2112 | 1545.1484 | 546.1083
15.03. | 17 | 3239.2112 | 1545.1484 | 546.1083
15.03. | 18 | 3239.2112 | 1545.1484 | 546.1083
15.03. | 19 | 3239.2112 | 1545.1484 | 546.1083
15.03. | 20 | 3239.2112 | 1545.1484 | 546.1083
15.03. | 21 | 3239.2112 | 1545.1484 | 546.1083
15.03. | 22 | 3239.2112 | 1545.1484 | 546.1083
15.03. | 23 | 3239.2112 | 1545.1484 | 546.1083
15.03. | 24 | 3239.2112 | 1545.1484 | 546.1083
16.03. | 1 | 3239.2112 | 1545.1484 | 546.1083
16.03. | 2 | 3239.2112 | 1545.1484 | 546.1083
16.03. | 3 | 3239.2112 | 1545.1484 | 546.1083
16.03. | 4 | 3239.2112 | 1545.1484 | 546.1083
16.03. | 5 | 3239.2112 | 1545.1484 | 546.1083
16.03. | 6 | 3239.2112 | 1545.1484 | 546.1083
16.03. | 7 | 3239.2112 | 1545.1484 | 546.1083
16.03. | 8 | 3239.2112 | 1545.1484 | 546.1083
16.03. | 9 | 3239.2112 | 1545.1484 | 546.1083
16.03. | 10 | 3239.2112 | 1545.1484 | 546.1083
16.03. | 11 | 3239.2112 | 1545.1484 | 546.1083
16.03. | 12 | 3239.2112 | 1545.1484 | 546.1083
16.03. | 13 | 3239.2112 | 1545.1484 | 546.1083
16.03. | 14 | 3239.2112 | 1545.1484 | 546.1083
16.03. | 15 | 3239.2112 | 1545.1484 | 546.1083
16.03. | 16 | 3239.2112 | 1545.1484 | 546.1083
16.03. | 17 | 3239.2112 | 1545.1484 | 546.1083
16.03. | 18 | 3239.2112 | 1545.1484 | 546.1083
16.03. | 19 | 3239.2112 | 1545.1484 | 546.1083
16.03. | 20 | 3239.2112 | 1545.1484 | 546.1083
16.03. | 21 | 3239.2112 | 1545.1484 | 546.1083
16.03. | 22 | 3239.2112 | 1545.1484 | 546.1083
16.03. | 23 | 3239.2112 | 1545.1484 | 546.1083
16.03. | 24 | 3239.2112 | 1545.1484 | 546.1083
17.03. | 1 | 3239.2112 | 1545.1484 | 546.1083
17.03. | 2 | 3239.2112 | 1545.1484 | 546.1083
17.03. | 3 | 3239.2112 | 1545.1484 | 546.1083
17.03. | 4 | 3239.2112 | 1545.1484 | 546.1083
17.03. | 5 | 3239.2112 | 1545.1484 | 546.1083
17.03. | 6 | 3239.2112 | 1545.1484 | 546.1083
17.03. | 7 | 3239.2112 | 1545.1484 | 546.1083
17.03. | 8 | 3239.2112 | 1545.1484 | 546.1083
17.03. | 9 | 3239.2112 | 1545.1484 | 546.1083
17.03. | 10 | 3239.2112 | 1545.1484 | 546.1083
17.03. | 11 | 3239.2112 | 1545.1484 | 546.1083
17.03. | 12 | 3239.2112 | 1545.1484 | 546.1083
17.03. | 13 | 3239.2112 | 1545.1484 | 546.1083
17.03. | 14 | 3239.2112 | 1545.1484 | 546.1083
17.03. | 15 | 3239.2112 | 1545.1484 | 546.1083
17.03. | 16 | 3239.2112 | 1545.1484 | 546.1083
17.03. | 17 | 3239.2112 | 1545.1484 | 546.1083
17.03. | 18 | 3239.2112 | 1545.1484 | 546.1083
17.03. | 19 | 3239.2112 | 1545.1484 | 546.1083
17.03. | 20 | 3239.2112 | 1545.1484 | 546.1083
17.03. | 21 | 3239.2112 | 1545.1484 | 546.1083
17.03. | 22 | 3239.2112 | 1545.1484 | 546.1083
17.03. | 23 | 3239.2112 | 1545.1484 | 546.1083
17.03. | 24 | 3239.2112 | 1545.1484 | 546.1083
18.03. | 1 | 3239.2112 | 1545.1484 | 546.1083
18.03. | 2 | 3239.2112 | 1545.1484 | 546.1083
18.03. | 3 | 3239.2112 | 1545.1484 | 546.1083
18.03. | 4 | 3239.2112 | 1545.1484 | 546.1083
18.03. | 5 | 3239.2112 | 1545.1484 | 546.1083
18.03. | 6 | 3239.2112 | 1545.1484 | 546.1083
18.03. | 7 | 3239.2112 | 1545.1484 | 546.1083
18.03. | 8 | 3239.2112 | 1545.1484 | 546.1083
18.03. | 9 | 3239.2112 | 1545.1484 | 546.1083
18.03. | 10 | 3239.2112 | 1545.1484 | 546.1083
18.03. | 11 | 3239.2112 | 1545.1484 | 546.1083
18.03. | 12 | 3239.2112 | 1545.1484 | 546.1083
18.03. | 13 | 3239.2112 | 1545.1484 | 546.1083
18.03. | 14 | 3239.2112 | 1545.1484 | 546.1083
18.03. | 15 | 3239.2112 | 1545.1484 | 546.1083
18.03. | 16 | 3239.2112 | 1545.1484 | 546.1083
18.03. | 17 | 3239.2112 | 1545.1484 | 546.1083
18.03. | 18 | 3239.2112 | 1545.1484 | 546.1083
18.03. | 19 | 3239.2112 | 1545.1484 | 546.1083
18.03. | 20 | 3239.2112 | 1545.1484 | 546.1083
18.03. | 21 | 3239.2112 | 1545.1484 | 546.1083
18.03. | 22 | 3239.2112 | 1545.1484 | 546.1083
18.03. | 23 | 3239.2112 | 1545.1484 | 546.1083
18.03. | 24 | 3239.2112 | 1545.1484 | 546.1083
19.03. | 1 | 3239.2112 | 1545.1484 | 546.1083
19.03. | 2 | 3239.2112 | 1545.1484 | 546.1083
19.03. | 3 | 3239.2112 | 1545.1484 | 546.1083
19.03. | 4 | 3239.2112 | 1545.1484 | 546.1083
19.03. | 5 | 3239.2112 | 1545.1484 | 546.1083
19.03. | 6 | 3239.2112 | 1545.1484 | 546.1083
19.03. | 7 | 3239.2112 | 1545.1484 | 546.1083
19.03. | 8 | 3239.2112 | 1545.1484 | 546.1083
19.03. | 9 | 3239.2112 | 1545.1484 | 546.1083
19.03. | 10 | 3239.2112 | 1545.1484 | 546.1083
19.03. | 11 | 3239.2112 | 1545.1484 | 546.1083
19.03. | 12 | 3239.2112 | 1545.1484 | 546.1083
19.03. | 13 | 3239.2112 | 1545.1484 | 546.1083
19.03. | 14 | 3239.2112 | 1545.1484 | 546.1083
19.03. | 15 | 3239.2112 | 1545.1484 | 546.1083
19.03. | 16 | 3239.2112 | 1545.1484 | 546.1083
19.03. | 17 | 3239.2112 | 1545.1484 | 546.1083
19.03. | 18 | 3239.2112 | 1545.1484 | 546.1083
19.03. | 19 | 3239.2112 | 1545.1484 | 546.1083
19.03. | 20 | 3239.2112 | 1545.1484 | 546.1083
19.03. | 21 | 3239.2112 | 1545.1484 | 546.1083
19.03. | 22 | 3239.2112 | 1545.1484 | 546.1083
19.03. | 23 | 3239.2112 | 1545.1484 | 546.1083
19.03. | 24 | 3239.2112 | 1545.1484 | 546.1083
20.03. | 1 | 3239.2112 | 1545.1484 | 546.1083
20.03. | 2 | 3239.2112 | 1545.1484 | 546.1083
20.03. | 3 | 3239.2112 | 1545.1484 | 546.1083
20.03. | 4 | 3239.2112 | 1545.1484 | 546.1083
20.03. | 5 | 3239.2112 | 1545.1484 | 546.1083
20.03. | 6 | 3239.2112 | 1545.1484 | 546.1083
20.03. | 7 | 3239.2112 | 1545.1484 | 546.1083
20.03. | 8 | 3239.2112 | 1545.1484 | 546.1083
20.03. | 9 | 3239.2112 | 1545.1484 | 546.1083
20.03. | 10 | 3239.2112 | 1545.1484 | 546.1083
20.03. | 11 | 3239.2112 | 1545.1484 | 546.1083
20.03. | 12 | 3239.2112 | 1545.1484 | 546.1083
20.03. | 13 | 3239.2112 | 1545.1484 | 546.1083
20.03. | 14 | 3239.2112 | 1545.1484 | 546.1083
20.03. | 15 | 3239.2112 | 1545.1484 | 546.1083
20.03. | 16 | 3239.2112 | 1545.1484 | 546.1083
20.03. | 17 | 3239.2112 | 1545.1484 | 546.1083
20.03. | 18 | 3239.2112 | 1545.1484 | 546.1083
20.03. | 19 | 3239.2112 | 1545.1484 | 546.1083
20.03. | 20 | 3239.2112 | 1545.1484 | 546.1083
20.03. | 21 | 3239.2112 | 1545.1484 | 546.1083
20.03. | 22 | 3239.2112 | 1545.1484 | 546.1083
20.03. | 23 | 3239.2112 | 1545.1484 | 546.1083
20.03. | 24 | 3239.2112 | 1545.1484 | 546.1083
21.03. | 1 | 3239.2112 | 1545.1484 | 546.1083
21.03. | 2 | 3239.2112 | 1545.1484 | 546.1083
21.03. | 3 | 3239.2112 | 1545.1484 | 546.1083
21.03. | 4 | 3239.2112 | 1545.1484 | 546.1083
21.03. | 5 | 3239.2112 | 1545.1484 | 546.1083
21.03. | 6 | 3239.2112 | 1545.1484 | 546.1083
21.03. | 7 | 3239.2112 | 1545.1484 | 546.1083
21.03. | 8 | 3239.2112 | 1545.1484 | 546.1083
21.03. | 9 | 3239.2112 | 1545.1484 | 546.1083
21.03. | 10 | 3239.2112 | 1545.1484 | 546.1083
21.03. | 11 | 3239.2112 | 1545.1484 | 546.1083
21.03. | 12 | 3239.2112 | 1545.1484 | 546.1083
21.03. | 13 | 3239.2112 | 1545.1484 | 546.1083
21.03. | 14 | 3239.2112 | 1545.1484 | 546.1083
21.03. | 15 | 3239.2112 | 1545.1484 | 546.1083
21.03. | 16 | 3239.2112 | 1545.1484 | 546.1083
21.03. | 17 | 3239.2112 | 1545.1484 | 546.1083
21.03. | 18 | 3239.2112 | 1545.1484 | 546.1083
21.03. | 19 | 3239.2112 | 1545.1484 | 546.1083
21.03. | 20 | 3239.2112 | 1545.1484 | 546.1083
21.03. | 21 | 3239.2112 | 1545.1484 | 546.1083
21.03. | 22 | 3239.2112 | 1545.1484 | 546.1083
21.03. | 23 | 3239.2112 | 1545.1484 | 546.1083
21.03. | 24 | 3239.2112 | 1545.1484 | 546.1083
22.03. | 1 | 3239.2112 | 1545.1484 | 546.1083
22.03. | 2 | 3239.2112 | 1545.1484 | 546.1083
22.03. | 3 | 3239.2112 | 1545.1484 | 546.1083
22.03. | 4 | 3239.2112 | 1545.1484 | 546.1083
22.03. | 5 | 3239.2112 | 1545.1484 | 546.1083
22.03. | 6 | 3239.2112 | 1545.1484 | 546.1083
22.03. | 7 | 3239.2112 | 1545.1484 | 546.1083
22.03. | 8 | 3239.2112 | 1545.1484 | 546.1083
22.03. | 9 | 3239.2112 | 1545.1484 | 546.1083
22.03. | 10 | 3239.2112 | 1545.1484 | 546.1083
22.03. | 11 | 3239.2112 | 1545.1484 | 546.1083
22.03. | 12 | 3239.2112 | 1545.1484 | 546.1083
22.03. | 13 | 3239.2112 | 1545.1484 | 546.1083
22.03. | 14 | 3239.2112 | 1545.1484 | 546.1083
22.03. | 15 | 3239.2112 | 1545.1484 | 546.1083
22.03. | 16 | 3239.2112 | 1545.1484 | 546.1083
22.03. | 17 | 3239.2112 | 1545.1484 | 546.1083
22.03. | 18 | 3239.2112 | 1545.1484 | 546.1083
22.03. | 19 | 3239.2112 | 1545.1484 | 546.1083
22.03. | 20 | 3239.2112 | 1545.1484 | 546.1083
22.03. | 21 | 3239.2112 | 1545.1484 | 546.1083
22.03. | 22 | 3239.2112 | 1545.1484 | 546.1083
22.03. | 23 | 3239.2112 | 1545.1484 | 546.1083
22.03. | 24 | 3239.2112 | 1545.1484 | 546.1083
23.03. | 1 | 3239.2112 | 1545.1484 | 546.1083
23.03. | 2 | 3239.2112 | 1545.1484 | 546.1083
23.03. | 3 | 3239.2112 | 1545.1484 | 546.1083
23.03. | 4 | 3239.2112 | 1545.1484 | 546.1083
23.03. | 5 | 3239.2112 | 1545.1484 | 546.1083
23.03. | 6 | 3239.2112 | 1545.1484 | 546.1083
23.03. | 7 | 3239.2112 | 1545.1484 | 546.1083
23.03. | 8 | 3239.2112 | 1545.1484 | 546.1083
23.03. | 9 | 3239.2112 | 1545.1484 | 546.1083
23.03. | 10 | 3239.2112 | 1545.1484 | 546.1083
23.03. | 11 | 3239.2112 | 1545.1484 | 546.1083
23.03. | 12 | 3239.2112 | 1545.1484 | 546.1083
23.03. | 13 | 3239.2112 | 1545.1484 | 546.1083
23.03. | 14 | 3239.2112 | 1545.1484 | 546.1083
23.03. | 15 | 3239.2112 | 1545.1484 | 546.1083
23.03. | 16 | 3239.2112 | 1545.1484 | 546.1083
23.03. | 17 | 3239.2112 | 1545.1484 | 546.1083
23.03. | 18 | 3239.2112 | 1545.1484 | 546.1083
23.03. | 19 | 3239.2112 | 1545.1484 | 546.1083
23.03. | 20 | 3239.2112 | 1545.1484 | 546.1083
23.03. | 21 | 3239.2112 | 1545.1484 | 546.1083
23.03. | 22 | 3239.2112 | 1545.1484 | 546.1083
23.03. | 23 | 3239.2112 | 1545.1484 | 546.1083
23.03. | 24 | 3239.2112 | 1545.1484 | 546.1083
24.03. | 1 | 3239.2112 | 1545.1484 | 546.1083
24.03. | 2 | 3239.2112 | 1545.1484 | 546.1083
24.03. | 3 | 3239.2112 | 1545.1484 | 546.1083
24.03. | 4 | 3239.2112 | 1545.1484 | 546.1083
24.03. | 5 | 3239.2112 | 1545.1484 | 546.1083
24.03. | 6 | 3239.2112 | 1545.1484 | 546.1083
24.03. | 7 | 3239.2112 | 1545.1484 | 546.1083
24.03. | 8 | 3239.2112 | 1545.1484 | 546.1083
24.03. | 9 | 3239.2112 | 1545.1484 | 546.1083
24.03. | 10 | 3239.2112 | 1545.1484 | 546.1083
24.03. | 11 | 3239.2112 | 1545.1484 | 546.1083
24.03. | 12 | 3239.2112 | 1545.1484 | 546.1083
24.03. | 13 | 3239.2112 | 1545.1484 | 546.1083
24.03. | 14 | 3239.2112 | 1545.1484 | 546.1083
24.03. | 15 | 3239.2112 | 1545.1484 | 546.1083
24.03. | 16 | 3239.2112 | 1545.1484 | 546.1083
24.03. | 17 | 3239.2112 | 1545.1484 | 546.1083
24.03. | 18 | 3239.2112 | 1545.1484 | 546.1083
24.03. | 19 | 3239.2112 | 1545.1484 | 546.1083
24.03. | 20 | 3239.2112 | 1545.1484 | 546.1083
24.03. | 21 | 3239.2112 | 1545.1484 | 546.1083
24.03. | 22 | 3239.2112 | 1545.1484 | 546.1083
24.03. | 23 | 3239.2112 | 1545.1484 | 546.1083
24.03. | 24 | 3239.2112 | 1545.1484 | 546.1083
25.03. | 1 | 3239.2112 | 1545.1484 | 546.1083
25.03. | 2 | 3239.2112 | 1545.1484 | 546.1083
25.03. | 3 | 3239.2112 | 1545.1484 | 546.1083
25.03. | 4 | 3239.2112 | 1545.1484 | 546.1083
25.03. | 5 | 3239.2112 | 1545.1484 | 546.1083
25.03. | 6 | 3239.2112 | 1545.1484 | 546.1083
25.03. | 7 | 3239.2112 | 1545.1484 | 546.1083
25.03. | 8 | 3239.2112 | 1545.1484 | 546.1083
25.03. | 9 | 3239.2112 | 1545.1484 | 546.1083
25.03. | 10 | 3239.2112 | 1545.1484 | 546.1083
25.03. | 11 | 3239.2112 | 1545.1484 | 546.1083
25.03. | 12 | 3239.2112 | 1545.1484 | 546.1083
25.03. | 13 | 3239.2112 | 1545.1484 | 546.1083
25.03. | 14 | 3239.2112 | 1545.1484 | 546.1083
25.03. | 15 | 3239.2112 | 1545.1484 | 546.1083
25.03. | 16 | 3239.2112 | 1545.1484 | 546.1083
25.03. | 17 | 3239.2112 | 1545.1484 | 546.1083
25.03. | 18 | 3239.2112 | 1545.1484 | 546.1083
25.03. | 19 | 3239.2112 | 1545.1484 | 546.1083
25.03. | 20 | 3239.2112 | 1545.1484 | 546.1083
25.03. | 21 | 3239.2112 | 1545.1484 | 546.1083
25.03. | 22 | 3239.2112 | 1545.1484 | 546.1083
25.03. | 23 | 3239.2112 | 1545.1484 | 546.1083
25.03. | 24 | 3239.2112 | 1545.1484 | 546.1083
26.03. | 1 | 3239.2112 | 1545.1484 | 546.1083
26.03. | 2 | 3239.2112 | 1545.1484 | 546.1083
26.03. | 3 | 3239.2112 | 1545.1484 | 546.1083
26.03. | 4 | 3239.2112 | 1545.1484 | 546.1083
26.03. | 5 | 3239.2112 | 1545.1484 | 546.1083
26.03. | 6 | 3239.2112 | 1545.1484 | 546.1083
26.03. | 7 | 3239.2112 | 1545.1484 | 546.1083
26.03. | 8 | 3239.2112 | 1545.1484 | 546.1083
26.03. | 9 | 3239.2112 | 1545.1484 | 546.1083
26.03. | 10 | 3239.2112 | 1545.1484 | 546.1083
26.03. | 11 | 3239.2112 | 1545.1484 | 546.1083
26.03. | 12 | 3239.2112 | 1545.1484 | 546.1083
26.03. | 13 | 3239.2112 | 1545.1484 | 546.1083
26.03. | 14 | 3239.2112 | 1545.1484 | 546.1083
26.03. | 15 | 3239.2112 | 1545.1484 | 546.1083
26.03. | 16 | 3239.2112 | 1545.1484 | 546.1083
26.03. | 17 | 3239.2112 | 1545.1484 | 546.1083
26.03. | 18 | 3239.2112 | 1545.1484 | 546.1083
26.03. | 19 | 3239.2112 | 1545.1484 | 546.1083
26.03. | 20 | 3239.2112 | 1545.1484 | 546.1083
26.03. | 21 | 3239.2112 | 1545.1484 | 546.1083
26.03. | 22 | 3239.2112 | 1545.1484 | 546.1083
26.03. | 23 | 3239.2112 | 1545.1484 | 546.1083
26.03. | 24 | 3239.2112 | 1545.1484 | 546.1083
27.03. | 1 | 3239.2112 | 1545.1484 | 546.1083
27.03. | 2 | 3239.2112 | 1545.1484 | 546.1083
27.03. | 3 | 3239.2112 | 1545.1484 | 546.1083
27.03. | 4 | 3239.2112 | 1545.1484 | 546.1083
27.03. | 5 | 3239.2112 | 1545.1484 | 546.1083
27.03. | 6 | 3239.2112 | 1545.1484 | 546.1083
27.03. | 7 | 3239.2112 | 1545.1484 | 546.1083
27.03. | 8 | 3239.2112 | 1545.1484 | 546.1083
27.03. | 9 | 3239.2112 | 1545.1484 | 546.1083
27.03. | 10 | 3239.2112 | 1545.1484 | 546.1083
27.03. | 11 | 3239.2112 | 1545.1484 | 546.1083
27.03. | 12 | 3239.2112 | 1545.1484 | 546.1083
27.03. | 13 | 3239.2112 | 1545.1484 | 546.1083
27.03. | 14 | 3239.2112 | 1545.1484 | 546.1083
27.03. | 15 | 3239.2112 | 1545.1484 | 546.1083
27.03. | 16 | 3239.2112 | 1545.1484 | 546.1083
27.03. | 17 | 3239.2112 | 1545.1484 | 546.1083
27.03. | 18 | 3239.2112 | 1545.1484 | 546.1083
27.03. | 19 | 3239.2112 | 1545.1484 | 546.1083
27.03. | 20 | 3239.2112 | 1545.1484 | 546.1083
27.03. | 21 | 3239.2112 | 1545.1484 | 546.1083
27.03. | 22 | 3239.2112 | 1545.1484 | 546.1083
27.03. | 23 | 3239.2112 | 1545.1484 | 546.1083
27.03. | 24 | 3239.2112 | 1545.1484 | 546.1083
28.03. | 1 | 3239.2112 | 1545.1484 | 546.1083
28.03. | 2 | 3239.2112 | 1545.1484 | 546.1083
28.03. | 3 | 3239.2112 | 1545.1484 | 546.1083
28.03. | 4 | 3239.2112 | 1545.1484 | 546.1083
28.03. | 5 | 3239.2112 | 1545.1484 | 546.1083
28.03. | 6 | 3239.2112 | 1545.1484 | 546.1083
28.03. | 7 | 3239.2112 | 1545.1484 | 546.1083
28.03. | 8 | 3239.2112 | 1545.1484 | 546.1083
28.03. | 9 | 3239.2112 | 1545.1484 | 546.1083
28.03. | 10 | 3239.2112 | 1545.1484 | 546.1083
28.03. | 11 | 3239.2112 | 1545.1484 | 546.1083
28.03. | 12 | 3239.2112 | 1545.1484 | 546.1083
28.03. | 13 | 3239.2112 | 1545.1484 | 546.1083
28.03. | 14 | 3239.2112 | 1545.1484 | 546.1083
28.03. | 15 | 3239.2112 | 1545.1484 | 546.1083
28.03. | 16 | 3239.2112 | 1545.1484 | 546.1083
28.03. | 17 | 3239.2112 | 1545.1484 | 546.1083
28.03. | 18 | 3239.2112 | 1545.1484 | 546.1083
28.03. | 19 | 3239.2112 | 1545.1484 | 546.1083
28.03. | 20 | 3239.2112 | 1545.1484 | 546.1083
28.03. | 21 | 3239.2112 | 1545.1484 | 546.1083
28.03. | 22 | 3239.2112 | 1545.1484 | 546.1083
28.03. | 23 | 3239.2112 | 1545.1484 | 546.1083
28.03. | 24 | 3239.2112 | 1545.1484 | 546.1083
29.03. | 1 | 3239.2112 | 1545.1484 | 546.1083
29.03. | 2 | 3239.2112 | 1545.1484 | 546.1083
29.03. | 3 | 3239.2112 | 1545.1484 | 546.1083
29.03. | 4 | 3239.2112 | 1545.1484 | 546.1083
29.03. | 5 | 3239.2112 | 1545.1484 | 546.1083
29.03. | 6 | 3239.2112 | 1545.1484 | 546.1083
29.03. | 7 | 3239.2112 | 1545.1484 | 546.1083
29.03. | 8 | 3239.2112 | 1545.1484 | 546.1083
29.03. | 9 | 3239.2112 | 1545.1484 | 546.1083
29.03. | 10 | 3239.2112 | 1545.1484 | 546.1083
29.03. | 11 | 3239.2112 | 1545.1484 | 546.1083
29.03. | 12 | 3239.2112 | 1545.1484 | 546.1083
29.03. | 13 | 3239.2112 | 1545.1484 | 546.1083
29.03. | 14 | 3239.2112 | 1545.1484 | 546.1083
29.03. | 15 | 3239.2112 | 1545.1484 | 546.1083
29.03. | 16 | 3239.2112 | 1545.1484 | 546.1083
29.03. | 17 | 3239.2112 | 1545.1484 | 546.1083
29.03. | 18 | 3239.2112 | 1545.1484 | 546.1083
29.03. | 19 | 3239.2112 | 1545.1484 | 546.1083
29.03. | 20 | 3239.2112 | 1545.1484 | 546.1083
29.03. | 21 | 3239.2112 | 1545.1484 | 546.1083
29.03. | 22 | 3239.2112 | 1545.1484 | 546.1083
29.03. | 23 | 3239.2112 | 1545.1484 | 546.1083
29.03. | 24 | 3239.2112 | 1545.1484 | 546.1083
30.03. | 1 | 3239.2112 | 1545.1484 | 546.1083
30.03. | 2 | 3239.2112 | 1545.1484 | 546.1083
30.03. | 3 | 3239.2112 | 1545.1484 | 546.1083
30.03. | 4 | 3239.2112 | 1545.1484 | 546.1083
30.03. | 5 | 3239.2112 | 1545.1484 | 546.1083
30.03. | 6 | 3239.2112 | 1545.1484 | 546.1083
30.03. | 7 | 3239.2112 | 1545.1484 | 546.1083
30.03. | 8 | 3239.2112 | 1545.1484 | 546.1083
30.03. | 9 | 3239.2112 | 1545.1484 | 546.1083
30.03. | 10 | 3239.2112 | 1545.1484 | 546.1083
30.03. | 11 | 3239.2112 | 1545.1484 | 546.1083
30.03. | 12 | 3239.2112 | 1545.1484 | 546.1083
30.03. | 13 | 3239.2112 | 1545.1484 | 546.1083
30.03. | 14 | 3239.2112 | 1545.1484 | 546.1083
30.03. | 15 | 3239.2112 | 1545.1484 | 546.1083
30.03. | 16 | 3239.2112 | 1545.1484 | 546.1083
30.03. | 17 | 3239.2112 | 1545.1484 | 546.1083
30.03. | 18 | 3239.2112 | 1545.1484 | 546.1083
30.03. | 19 | 3239.2112 | 1545.1484 | 546.1083
30.03. | 20 | 3239.2112 | 1545.1484 | 546.1083
30.03. | 21 | 3239.2112 | 1545.1484 | 546.1083
30.03. | 22 | 3239.2112 | 1545.1484 | 546.1083
30.03. | 23 | 3239.2112 | 1545.1484 | 546.1083
30.03. | 24 | 3239.2112 | 1545.1484 | 546.1083
31.03. | 1 | 3239.2112 | 1545.1484 | 546.1083
31.03. | 2 | 3239.2112 | 1545.1484 | 546.1083
31.03. | 3 | 3239.2112 | 1545.1484 | 546.1083
31.03. | 4 | 3239.2112 | 1545.1484 | 546.1083
31.03. | 5 | 3239.2112 | 1545.1484 | 546.1083
31.03. | 6 | 3239.2112 | 1545.1484 | 546.1083
31.03. | 7 | 3239.2112 | 1545.1484 | 546.1083
31.03. | 8 | 3239.2112 | 1545.1484 | 546.1083
31.03. | 9 | 3239.2112 | 1545.1484 | 546.1083
31.03. | 10 | 3239.2112 | 1545.1484 | 546.1083
31.03. | 11 | 3239.2112 | 1545.1484 | 546.1083
31.03. | 12 | 3239.2112 | 1545.1484 | 546.1083
31.03. | 13 | 3239.2112 | 1545.1484 | 546.1083
31.03. | 14 | 3239.2112 | 1545.1484 | 546.1083
31.03. | 15 | 3239.2112 | 1545.1484 | 546.1083
31.03. | 16 | 3239.2112 | 1545.1484 | 546.1083
31.03. | 17 | 3239.2112 | 1545.1484 | 546.1083
31.03. | 18 | 3239.2112 | 1545.1484 | 546.1083
31.03. | 19 | 3239.2112 | 1545.1484 | 546.1083
31.03. | 20 | 3239.2112 | 1545.1484 | 546.1083
31.03. | 21 | 3239.2112 | 1545.1484 | 546.1083
31.03. | 22 | 3239.2112 | 1545.1484 | 546.1083
31.03. | 23 | 3239.2112 | 1545.1484 | 546.1083
31.03. | 24 | 3239.2112 | 1545.1484 | 546.1083
01.04. | 1 | 3239.2112 | 1545.1484 | 546.1083
01.04. | 2 | 3239.2112 | 1545.1484 | 546.1083
01.04. | 3 | 3239.2112 | 1545.1484 | 546.1083
01.04. | 4 | 3239.2112 | 1545.1484 | 546.1083
01.04. | 5 | 3239.2112 | 1545.1484 | 546.1083
01.04. | 6 | 3239.2112 | 1545.1484 | 546.1083
01.04. | 7 | 3239.2112 | 1545.1484 | 546.1083
01.04. | 8 | 3239.2112 | 1545.1484 | 546.1083
01.04. | 9 | 3239.2112 | 1545.1484 | 546.1083
01.04. | 10 | 3239.2112 | 1545.1484 | 546.1083
01.04. | 11 | 3239.2112 | 1545.1484 | 546.1083
01.04. | 12 | 3239.2112 | 1545.1484 | 546.1083
01.04. | 13 | 3239.2112 | 1545.1484 | 546.1083
01.04. | 14 | 3239.2112 | 1545.1484 | 546.1083
01.04. | 15 | 3239.2112 | 1545.1484 | 546.1083
01.04. | 16 | 3239.2112 | 1545.1484 | 546.1083
01.04. | 17 | 3239.2112 | 1545.1484 | 546.1083
01.04. | 18 | 3239.2112 | 1545.1484 | 546.1083
01.04. | 19 | 3239.2112 | 1545.1484 | 546.1083
01.04. | 20 | 3239.2112 | 1545.1484 | 546.1083
01.04. | 21 | 3239.2112 | 1545.1484 | 546.1083
01.04. | 22 | 3239.2112 | 1545.1484 | 546.1083
01.04. | 23 | 3239.2112 | 1545.1484 | 546.1083
01.04. | 24 | 3239.2112 | 1545.1484 | 546.1083
02.04. | 1 | 3239.2112 | 1545.1484 | 546.1083
02.04. | 2 | 3239.2112 | 1545.1484 | 546.1083
02.04. | 3 | 3239.2112 | 1545.1484 | 546.1083
02.04. | 4 | 3239.2112 | 1545.1484 | 546.1083
02.04. | 5 | 3239.2112 | 1545.1484 | 546.1083
02.04. | 6 | 3239.2112 | 1545.1484 | 546.1083
02.04. | 7 | 3239.2112 | 1545.1484 | 546.1083
02.04. | 8 | 3239.2112 | 1545.1484 | 546.1083
02.04. | 9 | 3239.2112 | 1545.1484 | 546.1083
02.04. | 10 | 3239.2112 | 1545.1484 | 546.1083
02.04. | 11 | 3239.2112 | 1545.1484 | 546.1083
02.04. | 12 | 3239.2112 | 1545.1484 | 546.1083
02.04. | 13 | 3239.2112 | 1545.1484 | 546.1083
02.04. | 14 | 3239.2112 | 1545.1484 | 546.1083
02.04. | 15 | 3239.2112 | 1545.1484 | 546.1083
02.04. | 16 | 3239.2112 | 1545.1484 | 546.1083
02.04. | 17 | 3239.2112 | 1545.1484 | 546.1083
02.04. | 18 | 3239.2112 | 1545.1484 | 546.1083
02.04. | 19 | 3239.2112 | 1545.1484 | 546.1083
02.04. | 20 | 3239.2112 | 1545.1484 | 546.1083
02.04. | 21 | 3239.2112 | 1545.1484 | 546.1083
02.04. | 22 | 3239.2112 | 1545.1484 | 546.1083
02.04. | 23 | 3239.2112 | 1545.1484 | 546.1083
02.04. | 24 | 3239.2112 | 1545.1484 | 546.1083
03.04. | 1 | 3239.2112 | 1545.1484 | 546.1083
03.04. | 2 | 3239.2112 | 1545.1484 | 546.1083
03.04. | 3 | 3239.2112 | 1545.1484 | 546.1083
03.04. | 4 | 3239.2112 | 1545.1484 | 546.1083
03.04. | 5 | 3239.2112 | 1545.1484 | 546.1083
03.04. | 6 | 3239.2112 | 1545.1484 | 546.1083
03.04. | 7 | 3239.2112 | 1545.1484 | 546.1083
03.04. | 8 | 3239.2112 | 1545.1484 | 546.1083
03.04. | 9 | 3239.2112 | 1545.1484 | 546.1083
03.04. | 10 | 3239.2112 | 1545.1484 | 546.1083
03.04. | 11 | 3239.2112 | 1545.1484 | 546.1083
03.04. | 12 | 3239.2112 | 1545.1484 | 546.1083
03.04. | 13 | 3239.2112 | 1545.1484 | 546.1083
03.04. | 14 | 3239.2112 | 1545.1484 | 546.1083
03.04. | 15 | 3239.2112 | 1545.1484 | 546.1083
03.04. | 16 | 3239.2112 | 1545.1484 | 546.1083
03.04. | 17 | 3239.2112 | 1545.1484 | 546.1083
03.04. | 18 | 3239.2112 | 1545.1484 | 546.1083
03.04. | 19 | 3239.2112 | 1545.1484 | 546.1083
03.04. | 20 | 3239.2112 | 1545.1484 | 546.1083
03.04. | 21 | 3239.2112 | 1545.1484 | 546.1083
03.04. | 22 | 3239.2112 | 1545.1484 | 546.1083
03.04. | 23 | 3239.2112 | 1545.1484 | 546.1083
03.04. | 24 | 3239.2112 | 1545.1484 | 546.1083
04.04. | 1 | 3239.2112 | 1545.1484 | 546.1083
04.04. | 2 | 3239.2112 | 1545.1484 | 546.1083
04.04. | 3 | 3239.2112 | 1545.1484 | 546.1083
04.04. | 4 | 3239.2112 | 1545.1484 | 546.1083
04.04. | 5 | 3239.2112 | 1545.1484 | 546.1083
04.04. | 6 | 3239.2112 | 1545.1484 | 546.1083
04.04. | 7 | 3239.2112 | 1545.1484 | 546.1083
04.04. | 8 | 3239.2112 | 1545.1484 | 546.1083
04.04. | 9 | 3239.2112 | 1545.1484 | 546.1083
04.04. | 10 | 3239.2112 | 1545.1484 | 546.1083
04.04. | 11 | 3239.2112 | 1545.1484 | 546.1083
04.04. | 12 | 3239.2112 | 1545.1484 | 546.1083
04.04. | 13 | 3239.2112 | 1545.1484 | 546.1083
04.04. | 14 | 3239.2112 | 1545.1484 | 546.1083
04.04. | 15 | 3239.2112 | 1545.1484 | 546.1083
04.04. | 16 | 3239.2112 | 1545.1484 | 546.1083
04.04. | 17 | 3239.2112 | 1545.1484 | 546.1083
04.04. | 18 | 3239.2112 | 1545.1484 | 546.1083
04.04. | 19 | 3239.2112 | 1545.1484 | 546.1083
04.04. | 20 | 3239.2112 | 1545.1484 | 546.1083
04.04. | 21 | 3239.2112 | 1545.1484 | 546.1083
04.04. | 22 | 3239.2112 | 1545.1484 | 546.1083
04.04. | 23 | 3239.2112 | 1545.1484 | 546.1083
04.04. | 24 | 3239.2112 | 1545.1484 | 546.1083
05.04. | 1 | 3239.2112 | 1545.1484 | 546.1083
05.04. | 2 | 3239.2112 | 1545.1484 | 546.1083
05.04. | 3 | 3239.2112 | 1545.1484 | 546.1083
05.04. | 4 | 3239.2112 | 1545.1484 | 546.1083
05.04. | 5 | 3239.2112 | 1545.1484 | 546.1083
05.04. | 6 | 3239.2112 | 1545.1484 | 546.1083
05.04. | 7 | 3239.2112 | 1545.1484 | 546.1083
05.04. | 8 | 3239.2112 | 1545.1484 | 546.1083
05.04. | 9 | 3239.2112 | 1545.1484 | 546.1083
05.04. | 10 | 3239.2112 | 1545.1484 | 546.1083
05.04. | 11 | 3239.2112 | 1545.1484 | 546.1083
05.04. | 12 | 3239.2112 | 1545.1484 | 546.1083
05.04. | 13 | 3239.2112 | 1545.1484 | 546.1083
05.04. | 14 | 3239.2112 | 1545.1484 | 546.1083
05.04. | 15 | 3239.2112 | 1545.1484 | 546.1083
05.04. | 16 | 3239.2112 | 1545.1484 | 546.1083
05.04. | 17 | 3239.2112 | 1545.1484 | 546.1083
05.04. | 18 | 3239.2112 | 1545.1484 | 546.1083
05.04. | 19 | 3239.2112 | 1545.1484 | 546.1083
05.04. | 20 | 3239.2112 | 1545.1484 | 546.1083
05.04. | 21 | 3239.2112 | 1545.1484 | 546.1083
05.04. | 22 | 3239.2112 | 1545.1484 | 546.1083
05.04. | 23 | 3239.2112 | 1545.1484 | 546.1083
05.04. | 24 | 3239.2112 | 1545.1484 | 546.1083
06.04. | 1 | 3239.2112 | 1545.1484 | 546.1083
06.04. | 2 | 3239.2112 | 1545.1484 | 546.1083
06.04. | 3 | 3239.2112 | 1545.1484 | 546.1083
06.04. | 4 | 3239.2112 | 1545.1484 | 546.1083
06.04. | 5 | 3239.2112 | 1545.1484 | 546.1083
06.04. | 6 | 3239.2112 | 1545.1484 | 546.1083
06.04. | 7 | 3239.2112 | 1545.1484 | 546.1083
06.04. | 8 | 3239.2112 | 1545.1484 | 546.1083
06.04. | 9 | 3239.2112 | 1545.1484 | 546.1083
06.04. | 10 | 3239.2112 | 1545.1484 | 546.1083
06.04. | 11 | 3239.2112 | 1545.1484 | 546.1083
06.04. | 12 | 3239.2112 | 1545.1484 | 546.1083
06.04. | 13 | 3239.2112 | 1545.1484 | 546.1083
06.04. | 14 | 3239.2112 | 1545.1484 | 546.1083
06.04. | 15 | 3239.2112 | 1545.1484 | 546.1083
06.04. | 16 | 3239.2112 | 1545.1484 | 546.1083
06.04. | 17 | 3239.2112 | 1545.1484 | 546.1083
06.04. | 18 | 3239.2112 | 1545.1484 | 546.1083
06.04. | 19 | 3239.2112 | 1545.1484 | 546.1083
06.04. | 20 | 3239.2112 | 1545.1484 | 546.1083
06.04. | 21 | 3239.2112 | 1545.1484 | 546.1083
06.04. | 22 | 3239.2112 | 1545.1484 | 546.1083
06.04. | 23 | 3239.2112 | 1545.1484 | 546.1083
06.04. | 24 | 3239.2112 | 1545.1484 | 546.1083
07.04. | 1 | 3239.2112 | 1545.1484 | 546.1083
07.04. | 2 | 3239.2112 | 1545.1484 | 546.1083
07.04. | 3 | 3239.2112 | 1545.1484 | 546.1083
07.04. | 4 | 3239.2112 | 1545.1484 | 546.1083
07.04. | 5 | 3239.2112 | 1545.1484 | 546.1083
07.04. | 6 | 3239.2112 | 1545.1484 | 546.1083
07.04. | 7 | 3239.2112 | 1545.1484 | 546.1083
07.04. | 8 | 3239.2112 | 1545.1484 | 546.1083
07.04. | 9 | 3239.2112 | 1545.1484 | 546.1083
07.04. | 10 | 3239.2112 | 1545.1484 | 546.1083
07.04. | 11 | 3239.2112 | 1545.1484 | 546.1083
07.04. | 12 | 3239.2112 | 1545.1484 | 546.1083
07.04. | 13 | 3239.2112 | 1545.1484 | 546.1083
07.04. | 14 | 3239.2112 | 1545.1484 | 546.1083
07.04. | 15 | 3239.2112 | 1545.1484 | 546.1083
07.04. | 16 | 3239.2112 | 1545.1484 | 546.1083
07.04. | 17 | 3239.2112 | 1545.1484 | 546.1083
07.04. | 18 | 3239.2112 | 1545.1484 | 546.1083
07.04. | 19 | 3239.2112 | 1545.1484 | 546.1083
07.04. | 20 | 3239.2112 | 1545.1484 | 546.1083
07.04. | 21 | 3239.2112 | 1545.1484 | 546.1083
07.04. | 22 | 3239.2112 | 1545.1484 | 546.1083
07.04. | 23 | 3239.2112 | 1545.1484 | 546.1083
07.04. | 24 | 3239.2112 | 1545.1484 | 546.1083
08.04. | 1 | 3239.2112 | 1545.1484 | 546.1083
08.04. | 2 | 3239.2112 | 1545.1484 | 546.1083
08.04. | 3 | 3239.2112 | 1545.1484 | 546.1083
08.04. | 4 | 3239.2112 | 1545.1484 | 546.1083
08.04. | 5 | 3239.2112 | 1545.1484 | 546.1083
08.04. | 6 | 3239.2112 | 1545.1484 | 546.1083
08.04. | 7 | 3239.2112 | 1545.1484 | 546.1083
08.04. | 8 | 3239.2112 | 1545.1484 | 546.1083
08.04. | 9 | 3239.2112 | 1545.1484 | 546.1083
08.04. | 10 | 3239.2112 | 1545.1484 | 546.1083
08.04. | 11 | 3239.2112 | 1545.1484 | 546.1083
08.04. | 12 | 3239.2112 | 1545.1484 | 546.1083
08.04. | 13 | 3239.2112 | 1545.1484 | 546.1083
08.04. | 14 | 3239.2112 | 1545.1484 | 546.1083
08.04. | 15 | 3239.2112 | 1545.1484 | 546.1083
08.04. | 16 | 3239.2112 | 1545.1484 | 546.1083
08.04. | 17 | 3239.2112 | 1545.1484 | 546.1083
08.04. | 18 | 3239.2112 | 1545.1484 | 546.1083
08.04. | 19 | 3239.2112 | 1545.1484 | 546.1083
08.04. | 20 | 3239.2112 | 1545.1484 | 546.1083
08.04. | 21 | 3239.2112 | 1545.1484 | 546.1083
08.04. | 22 | 3239.2112 | 1545.1484 | 546.1083
08.04. | 23 | 3239.2112 | 1545.1484 | 546.1083
08.04. | 24 | 3239.2112 | 1545.1484 | 546.1083
09.04. | 1 | 3239.2112 | 1545.1484 | 546.1083
09.04. | 2 | 3239.2112 | 1545.1484 | 546.1083
09.04. | 3 | 3239.2112 | 1545.1484 | 546.1083
09.04. | 4 | 3239.2112 | 1545.1484 | 546.1083
09.04. | 5 | 3239.2112 | 1545.1484 | 546.1083
09.04. | 6 | 3239.2112 | 1545.1484 | 546.1083
09.04. | 7 | 3239.2112 | 1545.1484 | 546.1083
09.04. | 8 | 3239.2112 | 1545.1484 | 546.1083
09.04. | 9 | 3239.2112 | 1545.1484 | 546.1083
09.04. | 10 | 3239.2112 | 1545.1484 | 546.1083
09.04. | 11 | 3239.2112 | 1545.1484 | 546.1083
09.04. | 12 | 3239.2112 | 1545.1484 | 546.1083
09.04. | 13 | 3239.2112 | 1545.1484 | 546.1083
09.04. | 14 | 3239.2112 | 1545.1484 | 546.1083
09.04. | 15 | 3239.2112 | 1545.1484 | 546.1083
09.04. | 16 | 3239.2112 | 1545.1484 | 546.1083
09.04. | 17 | 3239.2112 | 1545.1484 | 546.1083
09.04. | 18 | 3239.2112 | 1545.1484 | 546.1083
09.04. | 19 | 3239.2112 | 1545.1484 | 546.1083
09.04. | 20 | 3239.2112 | 1545.1484 | 546.1083
09.04. | 21 | 3239.2112 | 1545.1484 | 546.1083
09.04. | 22 | 3239.2112 | 1545.1484 | 546.1083
09.04. | 23 | 3239.2112 | 1545.1484 | 546.1083
09.04. | 24 | 3239.2112 | 1545.1484 | 546.1083
10.04. | 1 | 3239.2112 | 1545.1484 | 546.1083
10.04. | 2 | 3239.2112 | 1545.1484 | 546.1083
10.04. | 3 | 3239.2112 | 1545.1484 | 546.1083
10.04. | 4 | 3239.2112 | 1545.1484 | 546.1083
10.04. | 5 | 3239.2112 | 1545.1484 | 546.1083
10.04. | 6 | 3239.2112 | 1545.1484 | 546.1083
10.04. | 7 | 3239.2112 | 1545.1484 | 546.1083
10.04. | 8 | 3239.2112 | 1545.1484 | 546.1083
10.04. | 9 | 3239.2112 | 1545.1484 | 546.1083
10.04. | 10 | 3239.2112 | 1545.1484 | 546.1083
10.04. | 11 | 3239.2112 | 1545.1484 | 546.1083
10.04. | 12 | 3239.2112 | 1545.1484 | 546.1083
10.04. | 13 | 3239.2112 | 1545.1484 | 546.1083
10.04. | 14 | 3239.2112 | 1545.1484 | 546.1083
10.04. | 15 | 3239.2112 | 1545.1484 | 546.1083
10.04. | 16 | 3239.2112 | 1545.1484 | 546.1083
10.04. | 17 | 3239.2112 | 1545.1484 | 546.1083
10.04. | 18 | 3239.2112 | 1545.1484 | 546.1083
10.04. | 19 | 3239.2112 | 1545.1484 | 546.1083
10.04. | 20 | 3239.2112 | 1545.1484 | 546.1083
10.04. | 21 | 3239.2112 | 1545.1484 | 546.1083
10.04. | 22 | 3239.2112 | 1545.1484 | 546.1083
10.04. | 23 | 3239.2112 | 1545.1484 | 546.1083
10.04. | 24 | 3239.2112 | 1545.1484 | 546.1083
11.04. | 1 | 3239.2112 | 1545.1484 | 546.1083
11.04. | 2 | 3239.2112 | 1545.1484 | 546.1083
11.04. | 3 | 3239.2112 | 1545.1484 | 546.1083
11.04. | 4 | 3239.2112 | 1545.1484 | 546.1083
11.04. | 5 | 3239.2112 | 1545.1484 | 546.1083
11.04. | 6 | 3239.2112 | 1545.1484 | 546.1083
11.04. | 7 | 3239.2112 | 1545.1484 | 546.1083
11.04. | 8 | 3239.2112 | 1545.1484 | 546.1083
11.04. | 9 | 3239.2112 | 1545.1484 | 546.1083
11.04. | 10 | 3239.2112 | 1545.1484 | 546.1083
11.04. | 11 | 3239.2112 | 1545.1484 | 546.1083
11.04. | 12 | 3239.2112 | 1545.1484 | 546.1083
11.04. | 13 | 3239.2112 | 1545.1484 | 546.1083
11.04. | 14 | 3239.2112 | 1545.1484 | 546.1083
11.04. | 15 | 3239.2112 | 1545.1484 | 546.1083
11.04. | 16 | 3239.2112 | 1545.1484 | 546.1083
11.04. | 17 | 3239.2112 | 1545.1484 | 546.1083
11.04. | 18 | 3239.2112 | 1545.1484 | 546.1083
11.04. | 19 | 3239.2112 | 1545.1484 | 546.1083
11.04. | 20 | 3239.2112 | 1545.1484 | 546.1083
11.04. | 21 | 3239.2112 | 1545.1484 | 546.1083
11.04. | 22 | 3239.2112 | 1545.1484 | 546.1083
11.04. | 23 | 3239.2112 | 1545.1484 | 546.1083
11.04. | 24 | 3239.2112 | 1545.1484 | 546.1083
12.04. | 1 | 3239.2112 | 1545.1484 | 546.1083
12.04. | 2 | 3239.2112 | 1545.1484 | 546.1083
12.04. | 3 | 3239.2112 | 1545.1484 | 546.1083
12.04. | 4 | 3239.2112 | 1545.1484 | 546.1083
12.04. | 5 | 3239.2112 | 1545.1484 | 546.1083
12.04. | 6 | 3239.2112 | 1545.1484 | 546.1083
12.04. | 7 | 3239.2112 | 1545.1484 | 546.1083
12.04. | 8 | 3239.2112 | 1545.1484 | 546.1083
12.04. | 9 | 3239.2112 | 1545.1484 | 546.1083
12.04. | 10 | 3239.2112 | 1545.1484 | 546.1083
12.04. | 11 | 3239.2112 | 1545.1484 | 546.1083
12.04. | 12 | 3239.2112 | 1545.1484 | 546.1083
12.04. | 13 | 3239.2112 | 1545.1484 | 546.1083
12.04. | 14 | 3239.2112 | 1545.1484 | 546.1083
12.04. | 15 | 3239.2112 | 1545.1484 | 546.1083
12.04. | 16 | 3239.2112 | 1545.1484 | 546.1083
12.04. | 17 | 3239.2112 | 1545.1484 | 546.1083
12.04. | 18 | 3239.2112 | 1545.1484 | 546.1083
12.04. | 19 | 3239.2112 | 1545.1484 | 546.1083
12.04. | 20 | 3239.2112 | 1545.1484 | 546.1083
12.04. | 21 | 3239.2112 | 1545.1484 | 546.1083
12.04. | 22 | 3239.2112 | 1545.1484 | 546.1083
12.04. | 23 | 3239.2112 | 1545.1484 | 546.1083
12.04. | 24 | 3239.2112 | 1545.1484 | 546.1083
13.04. | 1 | 3239.2112 | 1545.1484 | 546.1083
13.04. | 2 | 3239.2112 | 1545.1484 | 546.1083
13.04. | 3 | 3239.2112 | 1545.1484 | 546.1083
13.04. | 4 | 3239.2112 | 1545.1484 | 546.1083
13.04. | 5 | 3239.2112 | 1545.1484 | 546.1083
13.04. | 6 | 3239.2112 | 1545.1484 | 546.1083
13.04. | 7 | 3239.2112 | 1545.1484 | 546.1083
13.04. | 8 | 3239.2112 | 1545.1484 | 546.1083
13.04. | 9 | 3239.2112 | 1545.1484 | 546.1083
13.04. | 10 | 3239.2112 | 1545.1484 | 546.1083
13.04. | 11 | 3239.2112 | 1545.1484 | 546.1083
13.04. | 12 | 3239.2112 | 1545.1484 | 546.1083
13.04. | 13 | 3239.2112 | 1545.1484 | 546.1083
13.04. | 14 | 3239.2112 | 1545.1484 | 546.1083
13.04. | 15 | 3239.2112 | 1545.1484 | 546.1083
13.04. | 16 | 3239.2112 | 1545.1484 | 546.1083
13.04. | 17 | 3239.2112 | 1545.1484 | 546.1083
13.04. | 18 | 3239.2112 | 1545.1484 | 546.1083
13.04. | 19 | 3239.2112 | 1545.1484 | 546.1083
13.04. | 20 | 3239.2112 | 1545.1484 | 546.1083
13.04. | 21 | 3239.2112 | 1545.1484 | 546.1083
13.04. | 22 | 3239.2112 | 1545.1484 | 546.1083
13.04. | 23 | 3239.2112 | 1545.1484 | 546.1083
13.04. | 24 | 3239.2112 | 1545.1484 | 546.1083
14.04. | 1 | 3239.2112 | 1545.1484 | 546.1083
14.04. | 2 | 3239.2112 | 1545.1484 | 546.1083
14.04. | 3 | 3239.2112 | 1545.1484 | 546.1083
14.04. | 4 | 3239.2112 | 1545.1484 | 546.1083
14.04. | 5 | 3239.2112 | 1545.1484 | 546.1083
14.04. | 6 | 3239.2112 | 1545.1484 | 546.1083
14.04. | 7 | 3239.2112 | 1545.1484 | 546.1083
14.04. | 8 | 3239.2112 | 1545.1484 | 546.1083
14.04. | 9 | 3239.2112 | 1545.1484 | 546.1083
14.04. | 10 | 3239.2112 | 1545.1484 | 546.1083
14.04. | 11 | 3239.2112 | 1545.1484 | 546.1083
14.04. | 12 | 3239.2112 | 1545.1484 | 546.1083
14.04. | 13 | 3239.2112 | 1545.1484 | 546.1083
14.04. | 14 | 3239.2112 | 1545.1484 | 546.1083
14.04. | 15 | 3239.2112 | 1545.1484 | 546.1083
14.04. | 16 | 3239.2112 | 1545.1484 | 546.1083
14.04. | 17 | 3239.2112 | 1545.1484 | 546.1083
14.04. | 18 | 3239.2112 | 1545.1484 | 546.1083
14.04. | 19 | 3239.2112 | 1545.1484 | 546.1083
14.04. | 20 | 3239.2112 | 1545.1484 | 546.1083
14.04. | 21 | 3239.2112 | 1545.1484 | 546.1083
14.04. | 22 | 3239.2112 | 1545.1484 | 546.1083
14.04. | 23 | 3239.2112 | 1545.1484 | 546.1083
14.04. | 24 | 3239.2112 | 1545.1484 | 546.1083
15.04. | 1 | 3239.2112 | 1545.1484 | 546.1083
15.04. | 2 | 3239.2112 | 1545.1484 | 546.1083
15.04. | 3 | 3239.2112 | 1545.1484 | 546.1083
15.04. | 4 | 3239.2112 | 1545.1484 | 546.1083
15.04. | 5 | 3239.2112 | 1545.1484 | 546.1083
15.04. | 6 | 3239.2112 | 1545.1484 | 546.1083
15.04. | 7 | 3239.2112 | 1545.1484 | 546.1083
15.04. | 8 | 3239.2112 | 1545.1484 | 546.1083
15.04. | 9 | 3239.2112 | 1545.1484 | 546.1083
15.04. | 10 | 3239.2112 | 1545.1484 | 546.1083
15.04. | 11 | 3239.2112 | 1545.1484 | 546.1083
15.04. | 12 | 3239.2112 | 1545.1484 | 546.1083
15.04. | 13 | 3239.2112 | 1545.1484 | 546.1083
15.04. | 14 | 3239.2112 | 1545.1484 | 546.1083
15.04. | 15 | 3239.2112 | 1545.1484 | 546.1083
15.04. | 16 | 3239.2112 | 1545.1484 | 546.1083
15.04. | 17 | 3239.2112 | 1545.1484 | 546.1083
15.04. | 18 | 3239.2112 | 1545.1484 | 546.1083
15.04. | 19 | 3239.2112 | 1545.1484 | 546.1083
15.04. | 20 | 3239.2112 | 1545.1484 | 546.1083
15.04. | 21 | 3239.2112 | 1545.1484 | 546.1083
15.04. | 22 | 3239.2112 | 1545.1484 | 546.1083
15.04. | 23 | 3239.2112 | 1545.1484 | 546.1083
15.04. | 24 | 3239.2112 | 1545.1484 | 546.1083
16.04. | 1 | 3239.2112 | 1545.1484 | 546.1083
16.04. | 2 | 3239.2112 | 1545.1484 | 546.1083
16.04. | 3 | 3239.2112 | 1545.1484 | 546.1083
16.04. | 4 | 3239.2112 | 1545.1484 | 546.1083
16.04. | 5 | 3239.2112 | 1545.1484 | 546.1083
16.04. | 6 | 3239.2112 | 1545.1484 | 546.1083
16.04. | 7 | 3239.2112 | 1545.1484 | 546.1083
16.04. | 8 | 3239.2112 | 1545.1484 | 546.1083
16.04. | 9 | 3239.2112 | 1545.1484 | 546.1083
16.04. | 10 | 3239.2112 | 1545.1484 | 546.1083
16.04. | 11 | 3239.2112 | 1545.1484 | 546.1083
16.04. | 12 | 3239.2112 | 1545.1484 | 546.1083
16.04. | 13 | 3239.2112 | 1545.1484 | 546.1083
16.04. | 14 | 3239.2112 | 1545.1484 | 546.1083
16.04. | 15 | 3239.2112 | 1545.1484 | 546.1083
16.04. | 16 | 3239.2112 | 1545.1484 | 546.1083
16.04. | 17 | 3239.2112 | 1545.1484 | 546.1083
16.04. | 18 | 3239.2112 | 1545.1484 | 546.1083
16.04. | 19 | 3239.2112 | 1545.1484 | 546.1083
16.04. | 20 | 3239.2112 | 1545.1484 | 546.1083
16.04. | 21 | 3239.2112 | 1545.1484 | 546.1083
16.04. | 22 | 3239.2112 | 1545.1484 | 546.1083
16.04. | 23 | 3239.2112 | 1545.1484 | 546.1083
16.04. | 24 | 3239.2112 | 1545.1484 | 546.1083
17.04. | 1 | 3239.2112 | 1545.1484 | 546.1083
17.04. | 2 | 3239.2112 | 1545.1484 | 546.1083
17.04. | 3 | 3239.2112 | 1545.1484 | 546.1083
17.04. | 4 | 3239.2112 | 1545.1484 | 546.1083
17.04. | 5 | 3239.2112 | 1545.1484 | 546.1083
17.04. | 6 | 3239.2112 | 1545.1484 | 546.1083
17.04. | 7 | 3239.2112 | 1545.1484 | 546.1083
17.04. | 8 | 3239.2112 | 1545.1484 | 546.1083
17.04. | 9 | 3239.2112 | 1545.1484 | 546.1083
17.04. | 10 | 3239.2112 | 1545.1484 | 546.1083
17.04. | 11 | 3239.2112 | 1545.1484 | 546.1083
17.04. | 12 | 3239.2112 | 1545.1484 | 546.1083
17.04. | 13 | 3239.2112 | 1545.1484 | 546.1083
17.04. | 14 | 3239.2112 | 1545.1484 | 546.1083
17.04. | 15 | 3239.2112 | 1545.1484 | 546.1083
17.04. | 16 | 3239.2112 | 1545.1484 | 546.1083
17.04. | 17 | 3239.2112 | 1545.1484 | 546.1083
17.04. | 18 | 3239.2112 | 1545.1484 | 546.1083
17.04. | 19 | 3239.2112 | 1545.1484 | 546.1083
17.04. | 20 | 3239.2112 | 1545.1484 | 546.1083
17.04. | 21 | 3239.2112 | 1545.1484 | 546.1083
17.04. | 22 | 3239.2112 | 1545.1484 | 546.1083
17.04. | 23 | 3239.2112 | 1545.1484 | 546.1083
17.04. | 24 | 3239.2112 | 1545.1484 | 546.1083
18.04. | 1 | 3239.2112 | 1545.1484 | 546.1083
18.04. | 2 | 3239.2112 | 1545.1484 | 546.1083
18.04. | 3 | 3239.2112 | 1545.1484 | 546.1083
18.04. | 4 | 3239.2112 | 1545.1484 | 546.1083
18.04. | 5 | 3239.2112 | 1545.1484 | 546.1083
18.04. | 6 | 3239.2112 | 1545.1484 | 546.1083
18.04. | 7 | 3239.2112 | 1545.1484 | 546.1083
18.04. | 8 | 3239.2112 | 1545.1484 | 546.1083
18.04. | 9 | 3239.2112 | 1545.1484 | 546.1083
18.04. | 10 | 3239.2112 | 1545.1484 | 546.1083
18.04. | 11 | 3239.2112 | 1545.1484 | 546.1083
18.04. | 12 | 3239.2112 | 1545.1484 | 546.1083
18.04. | 13 | 3239.2112 | 1545.1484 | 546.1083
18.04. | 14 | 3239.2112 | 1545.1484 | 546.1083
18.04. | 15 | 3239.2112 | 1545.1484 | 546.1083
18.04. | 16 | 3239.2112 | 1545.1484 | 546.1083
18.04. | 17 | 3239.2112 | 1545.1484 | 546.1083
18.04. | 18 | 3239.2112 | 1545.1484 | 546.1083
18.04. | 19 | 3239.2112 | 1545.1484 | 546.1083
18.04. | 20 | 3239.2112 | 1545.1484 | 546.1083
18.04. | 21 | 3239.2112 | 1545.1484 | 546.1083
18.04. | 22 | 3239.2112 | 1545.1484 | 546.1083
18.04. | 23 | 3239.2112 | 1545.1484 | 546.1083
18.04. | 24 | 3239.2112 | 1545.1484 | 546.1083
19.04. | 1 | 3239.2112 | 1545.1484 | 546.1083
19.04. | 2 | 3239.2112 | 1545.1484 | 546.1083
19.04. | 3 | 3239.2112 | 1545.1484 | 546.1083
19.04. | 4 | 3239.2112 | 1545.1484 | 546.1083
19.04. | 5 | 3239.2112 | 1545.1484 | 546.1083
19.04. | 6 | 3239.2112 | 1545.1484 | 546.1083
19.04. | 7 | 3239.2112 | 1545.1484 | 546.1083
19.04. | 8 | 3239.2112 | 1545.1484 | 546.1083
19.04. | 9 | 3239.2112 | 1545.1484 | 546.1083
19.04. | 10 | 3239.2112 | 1545.1484 | 546.1083
19.04. | 11 | 3239.2112 | 1545.1484 | 546.1083
19.04. | 12 | 3239.2112 | 1545.1484 | 546.1083
19.04. | 13 | 3239.2112 | 1545.1484 | 546.1083
19.04. | 14 | 3239.2112 | 1545.1484 | 546.1083
19.04. | 15 | 3239.2112 | 1545.1484 | 546.1083
19.04. | 16 | 3239.2112 | 1545.1484 | 546.1083
19.04. | 17 | 3239.2112 | 1545.1484 | 546.1083
19.04. | 18 | 3239.2112 | 1545.1484 | 546.1083
19.04. | 19 | 3239.2112 | 1545.1484 | 546.1083
19.04. | 20 | 3239.2112 | 1545.1484 | 546.1083
19.04. | 21 | 3239.2112 | 1545.1484 | 546.1083
19.04. | 22 | 3239.2112 | 1545.1484 | 546.1083
19.04. | 23 | 3239.2112 | 1545.1484 | 546.1083
19.04. | 24 | 3239.2112 | 1545.1484 | 546.1083
20.04. | 1 | 3239.2112 | 1545.1484 | 546.1083
20.04. | 2 | 3239.2112 | 1545.1484 | 546.1083
20.04. | 3 | 3239.2112 | 1545.1484 | 546.1083
20.04. | 4 | 3239.2112 | 1545.1484 | 546.1083
20.04. | 5 | 3239.2112 | 1545.1484 | 546.1083
20.04. | 6 | 3239.2112 | 1545.1484 | 546.1083
20.04. | 7 | 3239.2112 | 1545.1484 | 546.1083
20.04. | 8 | 3239.2112 | 1545.1484 | 546.1083
20.04. | 9 | 3239.2112 | 1545.1484 | 546.1083
20.04. | 10 | 3239.2112 | 1545.1484 | 546.1083
20.04. | 11 | 3239.2112 | 1545.1484 | 546.1083
20.04. | 12 | 3239.2112 | 1545.1484 | 546.1083
20.04. | 13 | 3239.2112 | 1545.1484 | 546.1083
20.04. | 14 | 3239.2112 | 1545.1484 | 546.1083
20.04. | 15 | 3239.2112 | 1545.1484 | 546.1083
20.04. | 16 | 3239.2112 | 1545.1484 | 546.1083
20.04. | 17 | 3239.2112 | 1545.1484 | 546.1083
20.04. | 18 | 3239.2112 | 1545.1484 | 546.1083
20.04. | 19 | 3239.2112 | 1545.1484 | 546.1083
20.04. | 20 | 3239.2112 | 1545.1484 | 546.1083
20.04. | 21 | 3239.2112 | 1545.1484 | 546.1083
20.04. | 22 | 3239.2112 | 1545.1484 | 546.1083
20.04. | 23 | 3239.2112 | 1545.1484 | 546.1083
20.04. | 24 | 3239.2112 | 1545.1484 | 546.1083
21.04. | 1 | 3239.2112 | 1545.1484 | 546.1083
21.04. | 2 | 3239.2112 | 1545.1484 | 546.1083
21.04. | 3 | 3239.2112 | 1545.1484 | 546.1083
21.04. | 4 | 3239.2112 | 1545.1484 | 546.1083
21.04. | 5 | 3239.2112 | 1545.1484 | 546.1083
21.04. | 6 | 3239.2112 | 1545.1484 | 546.1083
21.04. | 7 | 3239.2112 | 1545.1484 | 546.1083
21.04. | 8 | 3239.2112 | 1545.1484 | 546.1083
21.04. | 9 | 3239.2112 | 1545.1484 | 546.1083
21.04. | 10 | 3239.2112 | 1545.1484 | 546.1083
21.04. | 11 | 3239.2112 | 1545.1484 | 546.1083
21.04. | 12 | 3239.2112 | 1545.1484 | 546.1083
21.04. | 13 | 3239.2112 | 1545.1484 | 546.1083
21.04. | 14 | 3239.2112 | 1545.1484 | 546.1083
21.04. | 15 | 3239.2112 | 1545.1484 | 546.1083
21.04. | 16 | 3239.2112 | 1545.1484 | 546.1083
21.04. | 17 | 3239.2112 | 1545.1484 | 546.1083
21.04. | 18 | 3239.2112 | 1545.1484 | 546.1083
21.04. | 19 | 3239.2112 | 1545.1484 | 546.1083
21.04. | 20 | 3239.2112 | 1545.1484 | 546.1083
21.04. | 21 | 3239.2112 | 1545.1484 | 546.1083
21.04. | 22 | 3239.2112 | 1545.1484 | 546.1083
21.04. | 23 | 3239.2112 | 1545.1484 | 546.1083
21.04. | 24 | 3239.2112 | 1545.1484 | 546.1083
22.04. | 1 | 3239.2112 | 1545.1484 | 546.1083
22.04. | 2 | 3239.2112 | 1545.1484 | 546.1083
22.04. | 3 | 3239.2112 | 1545.1484 | 546.1083
22.04. | 4 | 3239.2112 | 1545.1484 | 546.1083
22.04. | 5 | 3239.2112 | 1545.1484 | 546.1083
22.04. | 6 | 3239.2112 | 1545.1484 | 546.1083
22.04. | 7 | 3239.2112 | 1545.1484 | 546.1083
22.04. | 8 | 3239.2112 | 1545.1484 | 546.1083
22.04. | 9 | 3239.2112 | 1545.1484 | 546.1083
22.04. | 10 | 3239.2112 | 1545.1484 | 546.1083
22.04. | 11 | 3239.2112 | 1545.1484 | 546.1083
22.04. | 12 | 3239.2112 | 1545.1484 | 546.1083
22.04. | 13 | 3239.2112 | 1545.1484 | 546.1083
22.04. | 14 | 3239.2112 | 1545.1484 | 546.1083
22.04. | 15 | 3239.2112 | 1545.1484 | 546.1083
22.04. | 16 | 3239.2112 | 1545.1484 | 546.1083
22.04. | 17 | 3239.2112 | 1545.1484 | 546.1083
22.04. | 18 | 3239.2112 | 1545.1484 | 546.1083
22.04. | 19 | 3239.2112 | 1545.1484 | 546.1083
22.04. | 20 | 3239.2112 | 1545.1484 | 546.1083
22.04. | 21 | 3239.2112 | 1545.1484 | 546.1083
22.04. | 22 | 3239.2112 | 1545.1484 | 546.1083
22.04. | 23 | 3239.2112 | 1545.1484 | 546.1083
22.04. | 24 | 3239.2112 | 1545.1484 | 546.1083
23.04. | 1 | 3239.2112 | 1545.1484 | 546.1083
23.04. | 2 | 3239.2112 | 1545.1484 | 546.1083
23.04. | 3 | 3239.2112 | 1545.1484 | 546.1083
23.04. | 4 | 3239.2112 | 1545.1484 | 546.1083
23.04. | 5 | 3239.2112 | 1545.1484 | 546.1083
23.04. | 6 | 3239.2112 | 1545.1484 | 546.1083
23.04. | 7 | 3239.2112 | 1545.1484 | 546.1083
23.04. | 8 | 3239.2112 | 1545.1484 | 546.1083
23.04. | 9 | 3239.2112 | 1545.1484 | 546.1083
23.04. | 10 | 3239.2112 | 1545.1484 | 546.1083
23.04. | 11 | 3239.2112 | 1545.1484 | 546.1083
23.04. | 12 | 3239.2112 | 1545.1484 | 546.1083
23.04. | 13 | 3239.2112 | 1545.1484 | 546.1083
23.04. | 14 | 3239.2112 | 1545.1484 | 546.1083
23.04. | 15 | 3239.2112 | 1545.1484 | 546.1083
23.04. | 16 | 3239.2112 | 1545.1484 | 546.1083
23.04. | 17 | 3239.2112 | 1545.1484 | 546.1083
23.04. | 18 | 3239.2112 | 1545.1484 | 546.1083
23.04. | 19 | 3239.2112 | 1545.1484 | 546.1083
23.04. | 20 | 3239.2112 | 1545.1484 | 546.1083
23.04. | 21 | 3239.2112 | 1545.1484 | 546.1083
23.04. | 22 | 3239.2112 | 1545.1484 | 546.1083
23.04. | 23 | 3239.2112 | 1545.1484 | 546.1083
23.04. | 24 | 3239.2112 | 1545.1484 | 546.1083
24.04. | 1 | 3239.2112 | 1545.1484 | 546.1083
24.04. | 2 | 3239.2112 | 1545.1484 | 546.1083
24.04. | 3 | 3239.2112 | 1545.1484 | 546.1083
24.04. | 4 | 3239.2112 | 1545.1484 | 546.1083
24.04. | 5 | 3239.2112 | 1545.1484 | 546.1083
24.04. | 6 | 3239.2112 | 1545.1484 | 546.1083
24.04. | 7 | 3239.2112 | 1545.1484 | 546.1083
24.04. | 8 | 3239.2112 | 1545.1484 | 546.1083
24.04. | 9 | 3239.2112 | 1545.1484 | 546.1083
24.04. | 10 | 3239.2112 | 1545.1484 | 546.1083
24.04. | 11 | 3239.2112 | 1545.1484 | 546.1083
24.04. | 12 | 3239.2112 | 1545.1484 | 546.1083
24.04. | 13 | 3239.2112 | 1545.1484 | 546.1083
24.04. | 14 | 3239.2112 | 1545.1484 | 546.1083
24.04. | 15 | 3239.2112 | 1545.1484 | 546.1083
24.04. | 16 | 3239.2112 | 1545.1484 | 546.1083
24.04. | 17 | 3239.2112 | 1545.1484 | 546.1083
24.04. | 18 | 3239.2112 | 1545.1484 | 546.1083
24.04. | 19 | 3239.2112 | 1545.1484 | 546.1083
24.04. | 20 | 3239.2112 | 1545.1484 | 546.1083
24.04. | 21 | 3239.2112 | 1545.1484 | 546.1083
24.04. | 22 | 3239.2112 | 1545.1484 | 546.1083
24.04. | 23 | 3239.2112 | 1545.1484 | 546.1083
24.04. | 24 | 3239.2112 | 1545.1484 | 546.1083
25.04. | 1 | 3239.2112 | 1545.1484 | 546.1083
25.04. | 2 | 3239.2112 | 1545.1484 | 546.1083
25.04. | 3 | 3239.2112 | 1545.1484 | 546.1083
25.04. | 4 | 3239.2112 | 1545.1484 | 546.1083
25.04. | 5 | 3239.2112 | 1545.1484 | 546.1083
25.04. | 6 | 3239.2112 | 1545.1484 | 546.1083
25.04. | 7 | 3239.2112 | 1545.1484 | 546.1083
25.04. | 8 | 3239.2112 | 1545.1484 | 546.1083
25.04. | 9 | 3239.2112 | 1545.1484 | 546.1083
25.04. | 10 | 3239.2112 | 1545.1484 | 546.1083
25.04. | 11 | 3239.2112 | 1545.1484 | 546.1083
25.04. | 12 | 3239.2112 | 1545.1484 | 546.1083
25.04. | 13 | 3239.2112 | 1545.1484 | 546.1083
25.04. | 14 | 3239.2112 | 1545.1484 | 546.1083
25.04. | 15 | 3239.2112 | 1545.1484 | 546.1083
25.04. | 16 | 3239.2112 | 1545.1484 | 546.1083
25.04. | 17 | 3239.2112 | 1545.1484 | 546.1083
25.04. | 18 | 3239.2112 | 1545.1484 | 546.1083
25.04. | 19 | 3239.2112 | 1545.1484 | 546.1083
25.04. | 20 | 3239.2112 | 1545.1484 | 546.1083
25.04. | 21 | 3239.2112 | 1545.1484 | 546.1083
25.04. | 22 | 3239.2112 | 1545.1484 | 546.1083
25.04. | 23 | 3239.2112 | 1545.1484 | 546.1083
25.04. | 24 | 3239.2112 | 1545.1484 | 546.1083
26.04. | 1 | 3239.2112 | 1545.1484 | 546.1083
26.04. | 2 | 3239.2112 | 1545.1484 | 546.1083
26.04. | 3 | 3239.2112 | 1545.1484 | 546.1083
26.04. | 4 | 3239.2112 | 1545.1484 | 546.1083
26.04. | 5 | 3239.2112 | 1545.1484 | 546.1083
26.04. | 6 | 3239.2112 | 1545.1484 | 546.1083
26.04. | 7 | 3239.2112 | 1545.1484 | 546.1083
26.04. | 8 | 3239.2112 | 1545.1484 | 546.1083
26.04. | 9 | 3239.2112 | 1545.1484 | 546.1083
26.04. | 10 | 3239.2112 | 1545.1484 | 546.1083
26.04. | 11 | 3239.2112 | 1545.1484 | 546.1083
26.04. | 12 | 3239.2112 | 1545.1484 | 546.1083
26.04. | 13 | 3239.2112 | 1545.1484 | 546.1083
26.04. | 14 | 3239.2112 | 1545.1484 | 546.1083
26.04. | 15 | 3239.2112 | 1545.1484 | 546.1083
26.04. | 16 | 3239.2112 | 1545.1484 | 546.1083
26.04. | 17 | 3239.2112 | 1545.1484 | 546.1083
26.04. | 18 | 3239.2112 | 1545.1484 | 546.1083
26.04. | 19 | 3239.2112 | 1545.1484 | 546.1083
26.04. | 20 | 3239.2112 | 1545.1484 | 546.1083
26.04. | 21 | 3239.2112 | 1545.1484 | 546.1083
26.04. | 22 | 3239.2112 | 1545.1484 | 546.1083
26.04. | 23 | 3239.2112 | 1545.1484 | 546.1083
26.04. | 24 | 3239.2112 | 1545.1484 | 546.1083
27.04. | 1 | 3239.2112 | 1545.1484 | 546.1083
27.04. | 2 | 3239.2112 | 1545.1484 | 546.1083
27.04. | 3 | 3239.2112 | 1545.1484 | 546.1083
27.04. | 4 | 3239.2112 | 1545.1484 | 546.1083
27.04. | 5 | 3239.2112 | 1545.1484 | 546.1083
27.04. | 6 | 3239.2112 | 1545.1484 | 546.1083
27.04. | 7 | 3239.2112 | 1545.1484 | 546.1083
27.04. | 8 | 3239.2112 | 1545.1484 | 546.1083
27.04. | 9 | 3239.2112 | 1545.1484 | 546.1083
27.04. | 10 | 3239.2112 | 1545.1484 | 546.1083
27.04. | 11 | 3239.2112 | 1545.1484 | 546.1083
27.04. | 12 | 3239.2112 | 1545.1484 | 546.1083
27.04. | 13 | 3239.2112 | 1545.1484 | 546.1083
27.04. | 14 | 3239.2112 | 1545.1484 | 546.1083
27.04. | 15 | 3239.2112 | 1545.1484 | 546.1083
27.04. | 16 | 3239.2112 | 1545.1484 | 546.1083
27.04. | 17 | 3239.2112 | 1545.1484 | 546.1083
27.04. | 18 | 3239.2112 | 1545.1484 | 546.1083
27.04. | 19 | 3239.2112 | 1545.1484 | 546.1083
27.04. | 20 | 3239.2112 | 1545.1484 | 546.1083
27.04. | 21 | 3239.2112 | 1545.1484 | 546.1083
27.04. | 22 | 3239.2112 | 1545.1484 | 546.1083
27.04. | 23 | 3239.2112 | 1545.1484 | 546.1083
27.04. | 24 | 3239.2112 | 1545.1484 | 546.1083
28.04. | 1 | 3239.2112 | 1545.1484 | 546.1083
28.04. | 2 | 3239.2112 | 1545.1484 | 546.1083
28.04. | 3 | 3239.2112 | 1545.1484 | 546.1083
28.04. | 4 | 3239.2112 | 1545.1484 | 546.1083
28.04. | 5 | 3239.2112 | 1545.1484 | 546.1083
28.04. | 6 | 3239.2112 | 1545.1484 | 546.1083
28.04. | 7 | 3239.2112 | 1545.1484 | 546.1083
28.04. | 8 | 3239.2112 | 1545.1484 | 546.1083
28.04. | 9 | 3239.2112 | 1545.1484 | 546.1083
28.04. | 10 | 3239.2112 | 1545.1484 | 546.1083
28.04. | 11 | 3239.2112 | 1545.1484 | 546.1083
28.04. | 12 | 3239.2112 | 1545.1484 | 546.1083
28.04. | 13 | 3239.2112 | 1545.1484 | 546.1083
28.04. | 14 | 3239.2112 | 1545.1484 | 546.1083
28.04. | 15 | 3239.2112 | 1545.1484 | 546.1083
28.04. | 16 | 3239.2112 | 1545.1484 | 546.1083
28.04. | 17 | 3239.2112 | 1545.1484 | 546.1083
28.04. | 18 | 3239.2112 | 1545.1484 | 546.1083
28.04. | 19 | 3239.2112 | 1545.1484 | 546.1083
28.04. | 20 | 3239.2112 | 1545.1484 | 546.1083
28.04. | 21 | 3239.2112 | 1545.1484 | 546.1083
28.04. | 22 | 3239.2112 | 1545.1484 | 546.1083
28.04. | 23 | 3239.2112 | 1545.1484 | 546.1083
28.04. | 24 | 3239.2112 | 1545.1484 | 546.1083
29.04. | 1 | 3239.2112 | 1545.1484 | 546.1083
29.04. | 2 | 3239.2112 | 1545.1484 | 546.1083
29.04. | 3 | 3239.2112 | 1545.1484 | 546.1083
29.04. | 4 | 3239.2112 | 1545.1484 | 546.1083
29.04. | 5 | 3239.2112 | 1545.1484 | 546.1083
29.04. | 6 | 3239.2112 | 1545.1484 | 546.1083
29.04. | 7 | 3239.2112 | 1545.1484 | 546.1083
29.04. | 8 | 3239.2112 | 1545.1484 | 546.1083
29.04. | 9 | 3239.2112 | 1545.1484 | 546.1083
29.04. | 10 | 3239.2112 | 1545.1484 | 546.1083
29.04. | 11 | 3239.2112 | 1545.1484 | 546.1083
29.04. | 12 | 3239.2112 | 1545.1484 | 546.1083
29.04. | 13 | 3239.2112 | 1545.1484 | 546.1083
29.04. | 14 | 3239.2112 | 1545.1484 | 546.1083
29.04. | 15 | 3239.2112 | 1545.1484 | 546.1083
29.04. | 16 | 3239.2112 | 1545.1484 | 546.1083
29.04. | 17 | 3239.2112 | 1545.1484 | 546.1083
29.04. | 18 | 3239.2112 | 1545.1484 | 546.1083
29.04. | 19 | 3239.2112 | 1545.1484 | 546.1083
29.04. | 20 | 3239.2112 | 1545.1484 | 546.1083
29.04. | 21 | 3239.2112 | 1545.1484 | 546.1083
29.04. | 22 | 3239.2112 | 1545.1484 | 546.1083
29.04. | 23 | 3239.2112 | 1545.1484 | 546.1083
29.04. | 24 | 3239.2112 | 1545.1484 | 546.1083
30.04. | 1 | 3239.2112 | 1545.1484 | 546.1083
30.04. | 2 | 3239.2112 | 1545.1484 | 546.1083
30.04. | 3 | 3239.2112 | 1545.1484 | 546.1083
30.04. | 4 | 3239.2112 | 1545.1484 | 546.1083
30.04. | 5 | 3239.2112 | 1545.1484 | 546.1083
30.04. | 6 | 3239.2112 | 1545.1484 | 546.1083
30.04. | 7 | 3239.2112 | 1545.1484 | 546.1083
30.04. | 8 | 3239.2112 | 1545.1484 | 546.1083
30.04. | 9 | 3239.2112 | 1545.1484 | 546.1083
30.04. | 10 | 3239.2112 | 1545.1484 | 546.1083
30.04. | 11 | 3239.2112 | 1545.1484 | 546.1083
30.04. | 12 | 3239.2112 | 1545.1484 | 546.1083
30.04. | 13 | 3239.2112 | 1545.1484 | 546.1083
30.04. | 14 | 3239.2112 | 1545.1484 | 546.1083
30.04. | 15 | 3239.2112 | 1545.1484 | 546.1083
30.04. | 16 | 3239.2112 | 1545.1484 | 546.1083
30.04. | 17 | 3239.2112 | 1545.1484 | 546.1083
30.04. | 18 | 3239.2112 | 1545.1484 | 546.1083
30.04. | 19 | 3239.2112 | 1545.1484 | 546.1083
30.04. | 20 | 3239.2112 | 1545.1484 | 546.1083
30.04. | 21 | 3239.2112 | 1545.1484 | 546.1083
30.04. | 22 | 3239.2112 | 1545.1484 | 546.1083
30.04. | 23 | 3239.2112 | 1545.1484 | 546.1083
30.04. | 24 | 3239.2112 | 1545.1484 | 546.1083
01.05. | 1 | 3239.2112 | 1545.1484 | 546.1083
01.05. | 2 | 3239.2112 | 1545.1484 | 546.1083
01.05. | 3 | 3239.2112 | 1545.1484 | 546.1083
01.05. | 4 | 3239.2112 | 1545.1484 | 546.1083
01.05. | 5 | 3239.2112 | 1545.1484 | 546.1083
01.05. | 6 | 3239.2112 | 1545.1484 | 546.1083
01.05. | 7 | 3239.2112 | 1545.1484 | 546.1083
01.05. | 8 | 3239.2112 | 1545.1484 | 546.1083
01.05. | 9 | 3239.2112 | 1545.1484 | 546.1083
01.05. | 10 | 3239.2112 | 1545.1484 | 546.1083
01.05. | 11 | 3239.2112 | 1545.1484 | 546.1083
01.05. | 12 | 3239.2112 | 1545.1484 | 546.1083
01.05. | 13 | 3239.2112 | 1545.1484 | 546.1083
01.05. | 14 | 3239.2112 | 1545.1484 | 546.1083
01.05. | 15 | 3239.2112 | 1545.1484 | 546.1083
01.05. | 16 | 3239.2112 | 1545.1484 | 546.1083
01.05. | 17 | 3239.2112 | 1545.1484 | 546.1083
01.05. | 18 | 3239.2112 | 1545.1484 | 546.1083
01.05. | 19 | 3239.2112 | 1545.1484 | 546.1083
01.05. | 20 | 3239.2112 | 1545.1484 | 546.1083
01.05. | 21 | 3239.2112 | 1545.1484 | 546.1083
01.05. | 22 | 3239.2112 | 1545.1484 | 546.1083
01.05. | 23 | 3239.2112 | 1545.1484 | 546.1083
01.05. | 24 | 3239.2112 | 1545.1484 | 546.1083
02.05. | 1 | 3239.2112 | 1545.1484 | 546.1083
02.05. | 2 | 3239.2112 | 1545.1484 | 546.1083
02.05. | 3 | 3239.2112 | 1545.1484 | 546.1083
02.05. | 4 | 3239.2112 | 1545.1484 | 546.1083
02.05. | 5 | 3239.2112 | 1545.1484 | 546.1083
02.05. | 6 | 3239.2112 | 1545.1484 | 546.1083
02.05. | 7 | 3239.2112 | 1545.1484 | 546.1083
02.05. | 8 | 3239.2112 | 1545.1484 | 546.1083
02.05. | 9 | 3239.2112 | 1545.1484 | 546.1083
02.05. | 10 | 3239.2112 | 1545.1484 | 546.1083
02.05. | 11 | 3239.2112 | 1545.1484 | 546.1083
02.05. | 12 | 3239.2112 | 1545.1484 | 546.1083
02.05. | 13 | 3239.2112 | 1545.1484 | 546.1083
02.05. | 14 | 3239.2112 | 1545.1484 | 546.1083
02.05. | 15 | 3239.2112 | 1545.1484 | 546.1083
02.05. | 16 | 3239.2112 | 1545.1484 | 546.1083
02.05. | 17 | 3239.2112 | 1545.1484 | 546.1083
02.05. | 18 | 3239.2112 | 1545.1484 | 546.1083
02.05. | 19 | 3239.2112 | 1545.1484 | 546.1083
02.05. | 20 | 3239.2112 | 1545.1484 | 546.1083
02.05. | 21 | 3239.2112 | 1545.1484 | 546.1083
02.05. | 22 | 3239.2112 | 1545.1484 | 546.1083
02.05. | 23 | 3239.2112 | 1545.1484 | 546.1083
02.05. | 24 | 3239.2112 | 1545.1484 | 546.1083
03.05. | 1 | 3239.2112 | 1545.1484 | 546.1083
03.05. | 2 | 3239.2112 | 1545.1484 | 546.1083
03.05. | 3 | 3239.2112 | 1545.1484 | 546.1083
03.05. | 4 | 3239.2112 | 1545.1484 | 546.1083
03.05. | 5 | 3239.2112 | 1545.1484 | 546.1083
03.05. | 6 | 3239.2112 | 1545.1484 | 546.1083
03.05. | 7 | 3239.2112 | 1545.1484 | 546.1083
03.05. | 8 | 3239.2112 | 1545.1484 | 546.1083
03.05. | 9 | 3239.2112 | 1545.1484 | 546.1083
03.05. | 10 | 3239.2112 | 1545.1484 | 546.1083
03.05. | 11 | 3239.2112 | 1545.1484 | 546.1083
03.05. | 12 | 3239.2112 | 1545.1484 | 546.1083
03.05. | 13 | 3239.2112 | 1545.1484 | 546.1083
03.05. | 14 | 3239.2112 | 1545.1484 | 546.1083
03.05. | 15 | 3239.2112 | 1545.1484 | 546.1083
03.05. | 16 | 3239.2112 | 1545.1484 | 546.1083
03.05. | 17 | 3239.2112 | 1545.1484 | 546.1083
03.05. | 18 | 3239.2112 | 1545.1484 | 546.1083
03.05. | 19 | 3239.2112 | 1545.1484 | 546.1083
03.05. | 20 | 3239.2112 | 1545.1484 | 546.1083
03.05. | 21 | 3239.2112 | 1545.1484 | 546.1083
03.05. | 22 | 3239.2112 | 1545.1484 | 546.1083
03.05. | 23 | 3239.2112 | 1545.1484 | 546.1083
03.05. | 24 | 3239.2112 | 1545.1484 | 546.1083
04.05. | 1 | 3239.2112 | 1545.1484 | 546.1083
04.05. | 2 | 3239.2112 | 1545.1484 | 546.1083
04.05. | 3 | 3239.2112 | 1545.1484 | 546.1083
04.05. | 4 | 3239.2112 | 1545.1484 | 546.1083
04.05. | 5 | 3239.2112 | 1545.1484 | 546.1083
04.05. | 6 | 3239.2112 | 1545.1484 | 546.1083
04.05. | 7 | 3239.2112 | 1545.1484 | 546.1083
04.05. | 8 | 3239.2112 | 1545.1484 | 546.1083
04.05. | 9 | 3239.2112 | 1545.1484 | 546.1083
04.05. | 10 | 3239.2112 | 1545.1484 | 546.1083
04.05. | 11 | 3239.2112 | 1545.1484 | 546.1083
04.05. | 12 | 3239.2112 | 1545.1484 | 546.1083
04.05. | 13 | 3239.2112 | 1545.1484 | 546.1083
04.05. | 14 | 3239.2112 | 1545.1484 | 546.1083
04.05. | 15 | 3239.2112 | 1545.1484 | 546.1083
04.05. | 16 | 3239.2112 | 1545.1484 | 546.1083
04.05. | 17 | 3239.2112 | 1545.1484 | 546.1083
04.05. | 18 | 3239.2112 | 1545.1484 | 546.1083
04.05. | 19 | 3239.2112 | 1545.1484 | 546.1083
04.05. | 20 | 3239.2112 | 1545.1484 | 546.1083
04.05. | 21 | 3239.2112 | 1545.1484 | 546.1083
04.05. | 22 | 3239.2112 | 1545.1484 | 546.1083
04.05. | 23 | 3239.2112 | 1545.1484 | 546.1083
04.05. | 24 | 3239.2112 | 1545.1484 | 546.1083
05.05. | 1 | 3239.2112 | 1545.1484 | 546.1083
05.05. | 2 | 3239.2112 | 1545.1484 | 546.1083
05.05. | 3 | 3239.2112 | 1545.1484 | 546.1083
05.05. | 4 | 3239.2112 | 1545.1484 | 546.1083
05.05. | 5 | 3239.2112 | 1545.1484 | 546.1083
05.05. | 6 | 3239.2112 | 1545.1484 | 546.1083
05.05. | 7 | 3239.2112 | 1545.1484 | 546.1083
05.05. | 8 | 3239.2112 | 1545.1484 | 546.1083
05.05. | 9 | 3239.2112 | 1545.1484 | 546.1083
05.05. | 10 | 3239.2112 | 1545.1484 | 546.1083
05.05. | 11 | 3239.2112 | 1545.1484 | 546.1083
05.05. | 12 | 3239.2112 | 1545.1484 | 546.1083
05.05. | 13 | 3239.2112 | 1545.1484 | 546.1083
05.05. | 14 | 3239.2112 | 1545.1484 | 546.1083
05.05. | 15 | 3239.2112 | 1545.1484 | 546.1083
05.05. | 16 | 3239.2112 | 1545.1484 | 546.1083
05.05. | 17 | 3239.2112 | 1545.1484 | 546.1083
05.05. | 18 | 3239.2112 | 1545.1484 | 546.1083
05.05. | 19 | 3239.2112 | 1545.1484 | 546.1083
05.05. | 20 | 3239.2112 | 1545.1484 | 546.1083
05.05. | 21 | 3239.2112 | 1545.1484 | 546.1083
05.05. | 22 | 3239.2112 | 1545.1484 | 546.1083
05.05. | 23 | 3239.2112 | 1545.1484 | 546.1083
05.05. | 24 | 3239.2112 | 1545.1484 | 546.1083
06.05. | 1 | 3239.2112 | 1545.1484 | 546.1083
06.05. | 2 | 3239.2112 | 1545.1484 | 546.1083
06.05. | 3 | 3239.2112 | 1545.1484 | 546.1083
06.05. | 4 | 3239.2112 | 1545.1484 | 546.1083
06.05. | 5 | 3239.2112 | 1545.1484 | 546.1083
06.05. | 6 | 3239.2112 | 1545.1484 | 546.1083
06.05. | 7 | 3239.2112 | 1545.1484 | 546.1083
06.05. | 8 | 3239.2112 | 1545.1484 | 546.1083
06.05. | 9 | 3239.2112 | 1545.1484 | 546.1083
06.05. | 10 | 3239.2112 | 1545.1484 | 546.1083
06.05. | 11 | 3239.2112 | 1545.1484 | 546.1083
06.05. | 12 | 3239.2112 | 1545.1484 | 546.1083
06.05. | 13 | 3239.2112 | 1545.1484 | 546.1083
06.05. | 14 | 3239.2112 | 1545.1484 | 546.1083
06.05. | 15 | 3239.2112 | 1545.1484 | 546.1083
06.05. | 16 | 3239.2112 | 1545.1484 | 546.1083
06.05. | 17 | 3239.2112 | 1545.1484 | 546.1083
06.05. | 18 | 3239.2112 | 1545.1484 | 546.1083
06.05. | 19 | 3239.2112 | 1545.1484 | 546.1083
06.05. | 20 | 3239.2112 | 1545.1484 | 546.1083
06.05. | 21 | 3239.2112 | 1545.1484 | 546.1083
06.05. | 22 | 3239.2112 | 1545.1484 | 546.1083
06.05. | 23 | 3239.2112 | 1545.1484 | 546.1083
06.05. | 24 | 3239.2112 | 1545.1484 | 546.1083
07.05. | 1 | 3239.2112 | 1545.1484 | 546.1083
07.05. | 2 | 3239.2112 | 1545.1484 | 546.1083
07.05. | 3 | 3239.2112 | 1545.1484 | 546.1083
07.05. | 4 | 3239.2112 | 1545.1484 | 546.1083
07.05. | 5 | 3239.2112 | 1545.1484 | 546.1083
07.05. | 6 | 3239.2112 | 1545.1484 | 546.1083
07.05. | 7 | 3239.2112 | 1545.1484 | 546.1083
07.05. | 8 | 3239.2112 | 1545.1484 | 546.1083
07.05. | 9 | 3239.2112 | 1545.1484 | 546.1083
07.05. | 10 | 3239.2112 | 1545.1484 | 546.1083
07.05. | 11 | 3239.2112 | 1545.1484 | 546.1083
07.05. | 12 | 3239.2112 | 1545.1484 | 546.1083
07.05. | 13 | 3239.2112 | 1545.1484 | 546.1083
07.05. | 14 | 3239.2112 | 1545.1484 | 546.1083
07.05. | 15 | 3239.2112 | 1545.1484 | 546.1083
07.05. | 16 | 3239.2112 | 1545.1484 | 546.1083
07.05. | 17 | 3239.2112 | 1545.1484 | 546.1083
07.05. | 18 | 3239.2112 | 1545.1484 | 546.1083
07.05. | 19 | 3239.2112 | 1545.1484 | 546.1083
07.05. | 20 | 3239.2112 | 1545.1484 | 546.1083
07.05. | 21 | 3239.2112 | 1545.1484 | 546.1083
07.05. | 22 | 3239.2112 | 1545.1484 | 546.1083
07.05. | 23 | 3239.2112 | 1545.1484 | 546.1083
07.05. | 24 | 3239.2112 | 1545.1484 | 546.1083
08.05. | 1 | 3239.2112 | 1545.1484 | 546.1083
08.05. | 2 | 3239.2112 | 1545.1484 | 546.1083
08.05. | 3 | 3239.2112 | 1545.1484 | 546.1083
08.05. | 4 | 3239.2112 | 1545.1484 | 546.1083
08.05. | 5 | 3239.2112 | 1545.1484 | 546.1083
08.05. | 6 | 3239.2112 | 1545.1484 | 546.1083
08.05. | 7 | 3239.2112 | 1545.1484 | 546.1083
08.05. | 8 | 3239.2112 | 1545.1484 | 546.1083
08.05. | 9 | 3239.2112 | 1545.1484 | 546.1083
08.05. | 10 | 3239.2112 | 1545.1484 | 546.1083
08.05. | 11 | 3239.2112 | 1545.1484 | 546.1083
08.05. | 12 | 3239.2112 | 1545.1484 | 546.1083
08.05. | 13 | 3239.2112 | 1545.1484 | 546.1083
08.05. | 14 | 3239.2112 | 1545.1484 | 546.1083
08.05. | 15 | 3239.2112 | 1545.1484 | 546.1083
08.05. | 16 | 3239.2112 | 1545.1484 | 546.1083
08.05. | 17 | 3239.2112 | 1545.1484 | 546.1083
08.05. | 18 | 3239.2112 | 1545.1484 | 546.1083
08.05. | 19 | 3239.2112 | 1545.1484 | 546.1083
08.05. | 20 | 3239.2112 | 1545.1484 | 546.1083
08.05. | 21 | 3239.2112 | 1545.1484 | 546.1083
08.05. | 22 | 3239.2112 | 1545.1484 | 546.1083
08.05. | 23 | 3239.2112 | 1545.1484 | 546.1083
08.05. | 24 | 3239.2112 | 1545.1484 | 546.1083
09.05. | 1 | 3239.2112 | 1545.1484 | 546.1083
09.05. | 2 | 3239.2112 | 1545.1484 | 546.1083
09.05. | 3 | 3239.2112 | 1545.1484 | 546.1083
09.05. | 4 | 3239.2112 | 1545.1484 | 546.1083
09.05. | 5 | 3239.2112 | 1545.1484 | 546.1083
09.05. | 6 | 3239.2112 | 1545.1484 | 546.1083
09.05. | 7 | 3239.2112 | 1545.1484 | 546.1083
09.05. | 8 | 3239.2112 | 1545.1484 | 546.1083
09.05. | 9 | 3239.2112 | 1545.1484 | 546.1083
09.05. | 10 | 3239.2112 | 1545.1484 | 546.1083
09.05. | 11 | 3239.2112 | 1545.1484 | 546.1083
09.05. | 12 | 3239.2112 | 1545.1484 | 546.1083
09.05. | 13 | 3239.2112 | 1545.1484 | 546.1083
09.05. | 14 | 3239.2112 | 1545.1484 | 546.1083
09.05. | 15 | 3239.2112 | 1545.1484 | 546.1083
09.05. | 16 | 3239.2112 | 1545.1484 | 546.1083
09.05. | 17 | 3239.2112 | 1545.1484 | 546.1083
09.05. | 18 | 3239.2112 | 1545.1484 | 546.1083
09.05. | 19 | 3239.2112 | 1545.1484 | 546.1083
09.05. | 20 | 3239.2112 | 1545.1484 | 546.1083
09.05. | 21 | 3239.2112 | 1545.1484 | 546.1083
09.05. | 22 | 3239.2112 | 1545.1484 | 546.1083
09.05. | 23 | 3239.2112 | 1545.1484 | 546.1083
09.05. | 24 | 3239.2112 | 1545.1484 | 546.1083
10.05. | 1 | 3239.2112 | 1545.1484 | 546.1083
10.05. | 2 | 3239.2112 | 1545.1484 | 546.1083
10.05. | 3 | 3239.2112 | 1545.1484 | 546.1083
10.05. | 4 | 3239.2112 | 1545.1484 | 546.1083
10.05. | 5 | 3239.2112 | 1545.1484 | 546.1083
10.05. | 6 | 3239.2112 | 1545.1484 | 546.1083
10.05. | 7 | 3239.2112 | 1545.1484 | 546.1083
10.05. | 8 | 3239.2112 | 1545.1484 | 546.1083
10.05. | 9 | 3239.2112 | 1545.1484 | 546.1083
10.05. | 10 | 3239.2112 | 1545.1484 | 546.1083
10.05. | 11 | 3239.2112 | 1545.1484 | 546.1083
10.05. | 12 | 3239.2112 | 1545.1484 | 546.1083
10.05. | 13 | 3239.2112 | 1545.1484 | 546.1083
10.05. | 14 | 3239.2112 | 1545.1484 | 546.1083
10.05. | 15 | 3239.2112 | 1545.1484 | 546.1083
10.05. | 16 | 3239.2112 | 1545.1484 | 546.1083
10.05. | 17 | 3239.2112 | 1545.1484 | 546.1083
10.05. | 18 | 3239.2112 | 1545.1484 | 546.1083
10.05. | 19 | 3239.2112 | 1545.1484 | 546.1083
10.05. | 20 | 3239.2112 | 1545.1484 | 546.1083
10.05. | 21 | 3239.2112 | 1545.1484 | 546.1083
10.05. | 22 | 3239.2112 | 1545.1484 | 546.1083
10.05. | 23 | 3239.2112 | 1545.1484 | 546.1083
10.05. | 24 | 3239.2112 | 1545.1484 | 546.1083
11.05. | 1 | 3239.2112 | 1545.1484 | 546.1083
11.05. | 2 | 3239.2112 | 1545.1484 | 546.1083
11.05. | 3 | 3239.2112 | 1545.1484 | 546.1083
11.05. | 4 | 3239.2112 | 1545.1484 | 546.1083
11.05. | 5 | 3239.2112 | 1545.1484 | 546.1083
11.05. | 6 | 3239.2112 | 1545.1484 | 546.1083
11.05. | 7 | 3239.2112 | 1545.1484 | 546.1083
11.05. | 8 | 3239.2112 | 1545.1484 | 546.1083
11.05. | 9 | 3239.2112 | 1545.1484 | 546.1083
11.05. | 10 | 3239.2112 | 1545.1484 | 546.1083
11.05. | 11 | 3239.2112 | 1545.1484 | 546.1083
11.05. | 12 | 3239.2112 | 1545.1484 | 546.1083
11.05. | 13 | 3239.2112 | 1545.1484 | 546.1083
11.05. | 14 | 3239.2112 | 1545.1484 | 546.1083
11.05. | 15 | 3239.2112 | 1545.1484 | 546.1083
11.05. | 16 | 3239.2112 | 1545.1484 | 546.1083
11.05. | 17 | 3239.2112 | 1545.1484 | 546.1083
11.05. | 18 | 3239.2112 | 1545.1484 | 546.1083
11.05. | 19 | 3239.2112 | 1545.1484 | 546.1083
11.05. | 20 | 3239.2112 | 1545.1484 | 546.1083
11.05. | 21 | 3239.2112 | 1545.1484 | 546.1083
11.05. | 22 | 3239.2112 | 1545.1484 | 546.1083
11.05. | 23 | 3239.2112 | 1545.1484 | 546.1083
11.05. | 24 | 3239.2112 | 1545.1484 | 546.1083
12.05. | 1 | 3239.2112 | 1545.1484 | 546.1083
12.05. | 2 | 3239.2112 | 1545.1484 | 546.1083
12.05. | 3 | 3239.2112 | 1545.1484 | 546.1083
12.05. | 4 | 3239.2112 | 1545.1484 | 546.1083
12.05. | 5 | 3239.2112 | 1545.1484 | 546.1083
12.05. | 6 | 3239.2112 | 1545.1484 | 546.1083
12.05. | 7 | 3239.2112 | 1545.1484 | 546.1083
12.05. | 8 | 3239.2112 | 1545.1484 | 546.1083
12.05. | 9 | 3239.2112 | 1545.1484 | 546.1083
12.05. | 10 | 3239.2112 | 1545.1484 | 546.1083
12.05. | 11 | 3239.2112 | 1545.1484 | 546.1083
12.05. | 12 | 3239.2112 | 1545.1484 | 546.1083
12.05. | 13 | 3239.2112 | 1545.1484 | 546.1083
12.05. | 14 | 3239.2112 | 1545.1484 | 546.1083
12.05. | 15 | 3239.2112 | 1545.1484 | 546.1083
12.05. | 16 | 3239.2112 | 1545.1484 | 546.1083
12.05. | 17 | 3239.2112 | 1545.1484 | 546.1083
12.05. | 18 | 3239.2112 | 1545.1484 | 546.1083
12.05. | 19 | 3239.2112 | 1545.1484 | 546.1083
12.05. | 20 | 3239.2112 | 1545.1484 | 546.1083
12.05. | 21 | 3239.2112 | 1545.1484 | 546.1083
12.05. | 22 | 3239.2112 | 1545.1484 | 546.1083
12.05. | 23 | 3239.2112 | 1545.1484 | 546.1083
12.05. | 24 | 3239.2112 | 1545.1484 | 546.1083
13.05. | 1 | 3239.2112 | 1545.1484 | 546.1083
13.05. | 2 | 3239.2112 | 1545.1484 | 546.1083
13.05. | 3 | 3239.2112 | 1545.1484 | 546.1083
13.05. | 4 | 3239.2112 | 1545.1484 | 546.1083
13.05. | 5 | 3239.2112 | 1545.1484 | 546.1083
13.05. | 6 | 3239.2112 | 1545.1484 | 546.1083
13.05. | 7 | 3239.2112 | 1545.1484 | 546.1083
13.05. | 8 | 3239.2112 | 1545.1484 | 546.1083
13.05. | 9 | 3239.2112 | 1545.1484 | 546.1083
13.05. | 10 | 3239.2112 | 1545.1484 | 546.1083
13.05. | 11 | 3239.2112 | 1545.1484 | 546.1083
13.05. | 12 | 3239.2112 | 1545.1484 | 546.1083
13.05. | 13 | 3239.2112 | 1545.1484 | 546.1083
13.05. | 14 | 3239.2112 | 1545.1484 | 546.1083
13.05. | 15 | 3239.2112 | 1545.1484 | 546.1083
13.05. | 16 | 3239.2112 | 1545.1484 | 546.1083
13.05. | 17 | 3239.2112 | 1545.1484 | 546.1083
13.05. | 18 | 3239.2112 | 1545.1484 | 546.1083
13.05. | 19 | 3239.2112 | 1545.1484 | 546.1083
13.05. | 20 | 3239.2112 | 1545.1484 | 546.1083
13.05. | 21 | 3239.2112 | 1545.1484 | 546.1083
13.05. | 22 | 3239.2112 | 1545.1484 | 546.1083
13.05. | 23 | 3239.2112 | 1545.1484 | 546.1083
13.05. | 24 | 3239.2112 | 1545.1484 | 546.1083
14.05. | 1 | 3239.2112 | 1545.1484 | 546.1083
14.05. | 2 | 3239.2112 | 1545.1484 | 546.1083
14.05. | 3 | 3239.2112 | 1545.1484 | 546.1083
14.05. | 4 | 3239.2112 | 1545.1484 | 546.1083
14.05. | 5 | 3239.2112 | 1545.1484 | 546.1083
14.05. | 6 | 3239.2112 | 1545.1484 | 546.1083
14.05. | 7 | 3239.2112 | 1545.1484 | 546.1083
14.05. | 8 | 3239.2112 | 1545.1484 | 546.1083
14.05. | 9 | 3239.2112 | 1545.1484 | 546.1083
14.05. | 10 | 3239.2112 | 1545.1484 | 546.1083
14.05. | 11 | 3239.2112 | 1545.1484 | 546.1083
14.05. | 12 | 3239.2112 | 1545.1484 | 546.1083
14.05. | 13 | 3239.2112 | 1545.1484 | 546.1083
14.05. | 14 | 3239.2112 | 1545.1484 | 546.1083
14.05. | 15 | 3239.2112 | 1545.1484 | 546.1083
14.05. | 16 | 3239.2112 | 1545.1484 | 546.1083
14.05. | 17 | 3239.2112 | 1545.1484 | 546.1083
14.05. | 18 | 3239.2112 | 1545.1484 | 546.1083
14.05. | 19 | 3239.2112 | 1545.1484 | 546.1083
14.05. | 20 | 3239.2112 | 1545.1484 | 546.1083
14.05. | 21 | 3239.2112 | 1545.1484 | 546.1083
14.05. | 22 | 3239.2112 | 1545.1484 | 546.1083
14.05. | 23 | 3239.2112 | 1545.1484 | 546.1083
14.05. | 24 | 3239.2112 | 1545.1484 | 546.1083
15.05. | 1 | 3239.2112 | 1545.1484 | 546.1083
15.05. | 2 | 3239.2112 | 1545.1484 | 546.1083
15.05. | 3 | 3239.2112 | 1545.1484 | 546.1083
15.05. | 4 | 3239.2112 | 1545.1484 | 546.1083
15.05. | 5 | 3239.2112 | 1545.1484 | 546.1083
15.05. | 6 | 3239.2112 | 1545.1484 | 546.1083
15.05. | 7 | 3239.2112 | 1545.1484 | 546.1083
15.05. | 8 | 3239.2112 | 1545.1484 | 546.1083
15.05. | 9 | 3239.2112 | 1545.1484 | 546.1083
15.05. | 10 | 3239.2112 | 1545.1484 | 546.1083
15.05. | 11 | 3239.2112 | 1545.1484 | 546.1083
15.05. | 12 | 3239.2112 | 1545.1484 | 546.1083
15.05. | 13 | 3239.2112 | 1545.1484 | 546.1083
15.05. | 14 | 3239.2112 | 1545.1484 | 546.1083
15.05. | 15 | 3239.2112 | 1545.1484 | 546.1083
15.05. | 16 | 3239.2112 | 1545.1484 | 546.1083
15.05. | 17 | 3239.2112 | 1545.1484 | 546.1083
15.05. | 18 | 3239.2112 | 1545.1484 | 546.1083
15.05. | 19 | 3239.2112 | 1545.1484 | 546.1083
15.05. | 20 | 3239.2112 | 1545.1484 | 546.1083
15.05. | 21 | 3239.2112 | 1545.1484 | 546.1083
15.05. | 22 | 3239.2112 | 1545.1484 | 546.1083
15.05. | 23 | 3239.2112 | 1545.1484 | 546.1083
15.05. | 24 | 3239.2112 | 1545.1484 | 546.1083
16.05. | 1 | 3239.2112 | 1545.1484 | 546.1083
16.05. | 2 | 3239.2112 | 1545.1484 | 546.1083
16.05. | 3 | 3239.2112 | 1545.1484 | 546.1083
16.05. | 4 | 3239.2112 | 1545.1484 | 546.1083
16.05. | 5 | 3239.2112 | 1545.1484 | 546.1083
16.05. | 6 | 3239.2112 | 1545.1484 | 546.1083
16.05. | 7 | 3239.2112 | 1545.1484 | 546.1083
16.05. | 8 | 3239.2112 | 1545.1484 | 546.1083
16.05. | 9 | 3239.2112 | 1545.1484 | 546.1083
16.05. | 10 | 3239.2112 | 1545.1484 | 546.1083
16.05. | 11 | 3239.2112 | 1545.1484 | 546.1083
16.05. | 12 | 3239.2112 | 1545.1484 | 546.1083
16.05. | 13 | 3239.2112 | 1545.1484 | 546.1083
16.05. | 14 | 3239.2112 | 1545.1484 | 546.1083
16.05. | 15 | 3239.2112 | 1545.1484 | 546.1083
16.05. | 16 | 3239.2112 | 1545.1484 | 546.1083
16.05. | 17 | 3239.2112 | 1545.1484 | 546.1083
16.05. | 18 | 3239.2112 | 1545.1484 | 546.1083
16.05. | 19 | 3239.2112 | 1545.1484 | 546.1083
16.05. | 20 | 3239.2112 | 1545.1484 | 546.1083
16.05. | 21 | 3239.2112 | 1545.1484 | 546.1083
16.05. | 22 | 3239.2112 | 1545.1484 | 546.1083
16.05. | 23 | 3239.2112 | 1545.1484 | 546.1083
16.05. | 24 | 3239.2112 | 1545.1484 | 546.1083
17.05. | 1 | 3239.2112 | 1545.1484 | 546.1083
17.05. | 2 | 3239.2112 | 1545.1484 | 546.1083
17.05. | 3 | 3239.2112 | 1545.1484 | 546.1083
17.05. | 4 | 3239.2112 | 1545.1484 | 546.1083
17.05. | 5 | 3239.2112 | 1545.1484 | 546.1083
17.05. | 6 | 3239.2112 | 1545.1484 | 546.1083
17.05. | 7 | 3239.2112 | 1545.1484 | 546.1083
17.05. | 8 | 3239.2112 | 1545.1484 | 546.1083
17.05. | 9 | 3239.2112 | 1545.1484 | 546.1083
17.05. | 10 | 3239.2112 | 1545.1484 | 546.1083
17.05. | 11 | 3239.2112 | 1545.1484 | 546.1083
17.05. | 12 | 3239.2112 | 1545.1484 | 546.1083
17.05. | 13 | 3239.2112 | 1545.1484 | 546.1083
17.05. | 14 | 3239.2112 | 1545.1484 | 546.1083
17.05. | 15 | 3239.2112 | 1545.1484 | 546.1083
17.05. | 16 | 3239.2112 | 1545.1484 | 546.1083
17.05. | 17 | 3239.2112 | 1545.1484 | 546.1083
17.05. | 18 | 3239.2112 | 1545.1484 | 546.1083
17.05. | 19 | 3239.2112 | 1545.1484 | 546.1083
17.05. | 20 | 3239.2112 | 1545.1484 | 546.1083
17.05. | 21 | 3239.2112 | 1545.1484 | 546.1083
17.05. | 22 | 3239.2112 | 1545.1484 | 546.1083
17.05. | 23 | 3239.2112 | 1545.1484 | 546.1083
17.05. | 24 | 3239.2112 | 1545.1484 | 546.1083
18.05. | 1 | 3239.2112 | 1545.1484 | 546.1083
18.05. | 2 | 3239.2112 | 1545.1484 | 546.1083
18.05. | 3 | 3239.2112 | 1545.1484 | 546.1083
18.05. | 4 | 3239.2112 | 1545.1484 | 546.1083
18.05. | 5 | 3239.2112 | 1545.1484 | 546.1083
18.05. | 6 | 3239.2112 | 1545.1484 | 546.1083
18.05. | 7 | 3239.2112 | 1545.1484 | 546.1083
18.05. | 8 | 3239.2112 | 1545.1484 | 546.1083
18.05. | 9 | 3239.2112 | 1545.1484 | 546.1083
18.05. | 10 | 3239.2112 | 1545.1484 | 546.1083
18.05. | 11 | 3239.2112 | 1545.1484 | 546.1083
18.05. | 12 | 3239.2112 | 1545.1484 | 546.1083
18.05. | 13 | 3239.2112 | 1545.1484 | 546.1083
18.05. | 14 | 3239.2112 | 1545.1484 | 546.1083
18.05. | 15 | 3239.2112 | 1545.1484 | 546.1083
18.05. | 16 | 3239.2112 | 1545.1484 | 546.1083
18.05. | 17 | 3239.2112 | 1545.1484 | 546.1083
18.05. | 18 | 3239.2112 | 1545.1484 | 546.1083
18.05. | 19 | 3239.2112 | 1545.1484 | 546.1083
18.05. | 20 | 3239.2112 | 1545.1484 | 546.1083
18.05. | 21 | 3239.2112 | 1545.1484 | 546.1083
18.05. | 22 | 3239.2112 | 1545.1484 | 546.1083
18.05. | 23 | 3239.2112 | 1545.1484 | 546.1083
18.05. | 24 | 3239.2112 | 1545.1484 | 546.1083
19.05. | 1 | 3239.2112 | 1545.1484 | 546.1083
19.05. | 2 | 3239.2112 | 1545.1484 | 546.1083
19.05. | 3 | 3239.2112 | 1545.1484 | 546.1083
19.05. | 4 | 3239.2112 | 1545.1484 | 546.1083
19.05. | 5 | 3239.2112 | 1545.1484 | 546.1083
19.05. | 6 | 3239.2112 | 1545.1484 | 546.1083
19.05. | 7 | 3239.2112 | 1545.1484 | 546.1083
19.05. | 8 | 3239.2112 | 1545.1484 | 546.1083
19.05. | 9 | 3239.2112 | 1545.1484 | 546.1083
19.05. | 10 | 3239.2112 | 1545.1484 | 546.1083
19.05. | 11 | 3239.2112 | 1545.1484 | 546.1083
19.05. | 12 | 3239.2112 | 1545.1484 | 546.1083
19.05. | 13 | 3239.2112 | 1545.1484 | 546.1083
19.05. | 14 | 3239.2112 | 1545.1484 | 546.1083
19.05. | 15 | 3239.2112 | 1545.1484 | 546.1083
19.05. | 16 | 3239.2112 | 1545.1484 | 546.1083
19.05. | 17 | 3239.2112 | 1545.1484 | 546.1083
19.05. | 18 | 3239.2112 | 1545.1484 | 546.1083
19.05. | 19 | 3239.2112 | 1545.1484 | 546.1083
19.05. | 20 | 3239.2112 | 1545.1484 | 546.1083
19.05. | 21 | 3239.2112 | 1545.1484 | 546.1083
19.05. | 22 | 3239.2112 | 1545.1484 | 546.1083
19.05. | 23 | 3239.2112 | 1545.1484 | 546.1083
19.05. | 24 | 3239.2112 | 1545.1484 | 546.1083
20.05. | 1 | 3239.2112 | 1545.1484 | 546.1083
20.05. | 2 | 3239.2112 | 1545.1484 | 546.1083
20.05. | 3 | 3239.2112 | 1545.1484 | 546.1083
20.05. | 4 | 3239.2112 | 1545.1484 | 546.1083
20.05. | 5 | 3239.2112 | 1545.1484 | 546.1083
20.05. | 6 | 3239.2112 | 1545.1484 | 546.1083
20.05. | 7 | 3239.2112 | 1545.1484 | 546.1083
20.05. | 8 | 3239.2112 | 1545.1484 | 546.1083
20.05. | 9 | 3239.2112 | 1545.1484 | 546.1083
20.05. | 10 | 3239.2112 | 1545.1484 | 546.1083
20.05. | 11 | 3239.2112 | 1545.1484 | 546.1083
20.05. | 12 | 3239.2112 | 1545.1484 | 546.1083
20.05. | 13 | 3239.2112 | 1545.1484 | 546.1083
20.05. | 14 | 3239.2112 | 1545.1484 | 546.1083
20.05. | 15 | 3239.2112 | 1545.1484 | 546.1083
20.05. | 16 | 3239.2112 | 1545.1484 | 546.1083
20.05. | 17 | 3239.2112 | 1545.1484 | 546.1083
20.05. | 18 | 3239.2112 | 1545.1484 | 546.1083
20.05. | 19 | 3239.2112 | 1545.1484 | 546.1083
20.05. | 20 | 3239.2112 | 1545.1484 | 546.1083
20.05. | 21 | 3239.2112 | 1545.1484 | 546.1083
20.05. | 22 | 3239.2112 | 1545.1484 | 546.1083
20.05. | 23 | 3239.2112 | 1545.1484 | 546.1083
20.05. | 24 | 3239.2112 | 1545.1484 | 546.1083
21.05. | 1 | 3239.2112 | 1545.1484 | 546.1083
21.05. | 2 | 3239.2112 | 1545.1484 | 546.1083
21.05. | 3 | 3239.2112 | 1545.1484 | 546.1083
21.05. | 4 | 3239.2112 | 1545.1484 | 546.1083
21.05. | 5 | 3239.2112 | 1545.1484 | 546.1083
21.05. | 6 | 3239.2112 | 1545.1484 | 546.1083
21.05. | 7 | 3239.2112 | 1545.1484 | 546.1083
21.05. | 8 | 3239.2112 | 1545.1484 | 546.1083
21.05. | 9 | 3239.2112 | 1545.1484 | 546.1083
21.05. | 10 | 3239.2112 | 1545.1484 | 546.1083
21.05. | 11 | 3239.2112 | 1545.1484 | 546.1083
21.05. | 12 | 3239.2112 | 1545.1484 | 546.1083
21.05. | 13 | 3239.2112 | 1545.1484 | 546.1083
21.05. | 14 | 3239.2112 | 1545.1484 | 546.1083
21.05. | 15 | 3239.2112 | 1545.1484 | 546.1083
21.05. | 16 | 3239.2112 | 1545.1484 | 546.1083
21.05. | 17 | 3239.2112 | 1545.1484 | 546.1083
21.05. | 18 | 3239.2112 | 1545.1484 | 546.1083
21.05. | 19 | 3239.2112 | 1545.1484 | 546.1083
21.05. | 20 | 3239.2112 | 1545.1484 | 546.1083
21.05. | 21 | 3239.2112 | 1545.1484 | 546.1083
21.05. | 22 | 3239.2112 | 1545.1484 | 546.1083
21.05. | 23 | 3239.2112 | 1545.1484 | 546.1083
21.05. | 24 | 3239.2112 | 1545.1484 | 546.1083
22.05. | 1 | 3239.2112 | 1545.1484 | 546.1083
22.05. | 2 | 3239.2112 | 1545.1484 | 546.1083
22.05. | 3 | 3239.2112 | 1545.1484 | 546.1083
22.05. | 4 | 3239.2112 | 1545.1484 | 546.1083
22.05. | 5 | 3239.2112 | 1545.1484 | 546.1083
22.05. | 6 | 3239.2112 | 1545.1484 | 546.1083
22.05. | 7 | 3239.2112 | 1545.1484 | 546.1083
22.05. | 8 | 3239.2112 | 1545.1484 | 546.1083
22.05. | 9 | 3239.2112 | 1545.1484 | 546.1083
22.05. | 10 | 3239.2112 | 1545.1484 | 546.1083
22.05. | 11 | 3239.2112 | 1545.1484 | 546.1083
22.05. | 12 | 3239.2112 | 1545.1484 | 546.1083
22.05. | 13 | 3239.2112 | 1545.1484 | 546.1083
22.05. | 14 | 3239.2112 | 1545.1484 | 546.1083
22.05. | 15 | 3239.2112 | 1545.1484 | 546.1083
22.05. | 16 | 3239.2112 | 1545.1484 | 546.1083
22.05. | 17 | 3239.2112 | 1545.1484 | 546.1083
22.05. | 18 | 3239.2112 | 1545.1484 | 546.1083
22.05. | 19 | 3239.2112 | 1545.1484 | 546.1083
22.05. | 20 | 3239.2112 | 1545.1484 | 546.1083
22.05. | 21 | 3239.2112 | 1545.1484 | 546.1083
22.05. | 22 | 3239.2112 | 1545.1484 | 546.1083
22.05. | 23 | 3239.2112 | 1545.1484 | 546.1083
22.05. | 24 | 3239.2112 | 1545.1484 | 546.1083
23.05. | 1 | 3239.2112 | 1545.1484 | 546.1083
23.05. | 2 | 3239.2112 | 1545.1484 | 546.1083
23.05. | 3 | 3239.2112 | 1545.1484 | 546.1083
23.05. | 4 | 3239.2112 | 1545.1484 | 546.1083
23.05. | 5 | 3239.2112 | 1545.1484 | 546.1083
23.05. | 6 | 3239.2112 | 1545.1484 | 546.1083
23.05. | 7 | 3239.2112 | 1545.1484 | 546.1083
23.05. | 8 | 3239.2112 | 1545.1484 | 546.1083
23.05. | 9 | 3239.2112 | 1545.1484 | 546.1083
23.05. | 10 | 3239.2112 | 1545.1484 | 546.1083
23.05. | 11 | 3239.2112 | 1545.1484 | 546.1083
23.05. | 12 | 3239.2112 | 1545.1484 | 546.1083
23.05. | 13 | 3239.2112 | 1545.1484 | 546.1083
23.05. | 14 | 3239.2112 | 1545.1484 | 546.1083
23.05. | 15 | 3239.2112 | 1545.1484 | 546.1083
23.05. | 16 | 3239.2112 | 1545.1484 | 546.1083
23.05. | 17 | 3239.2112 | 1545.1484 | 546.1083
23.05. | 18 | 3239.2112 | 1545.1484 | 546.1083
23.05. | 19 | 3239.2112 | 1545.1484 | 546.1083
23.05. | 20 | 3239.2112 | 1545.1484 | 546.1083
23.05. | 21 | 3239.2112 | 1545.1484 | 546.1083
23.05. | 22 | 3239.2112 | 1545.1484 | 546.1083
23.05. | 23 | 3239.2112 | 1545.1484 | 546.1083
23.05. | 24 | 3239.2112 | 1545.1484 | 546.1083
24.05. | 1 | 3239.2112 | 1545.1484 | 546.1083
24.05. | 2 | 3239.2112 | 1545.1484 | 546.1083
24.05. | 3 | 3239.2112 | 1545.1484 | 546.1083
24.05. | 4 | 3239.2112 | 1545.1484 | 546.1083
24.05. | 5 | 3239.2112 | 1545.1484 | 546.1083
24.05. | 6 | 3239.2112 | 1545.1484 | 546.1083
24.05. | 7 | 3239.2112 | 1545.1484 | 546.1083
24.05. | 8 | 3239.2112 | 1545.1484 | 546.1083
24.05. | 9 | 3239.2112 | 1545.1484 | 546.1083
24.05. | 10 | 3239.2112 | 1545.1484 | 546.1083
24.05. | 11 | 3239.2112 | 1545.1484 | 546.1083
24.05. | 12 | 3239.2112 | 1545.1484 | 546.1083
24.05. | 13 | 3239.2112 | 1545.1484 | 546.1083
24.05. | 14 | 3239.2112 | 1545.1484 | 546.1083
24.05. | 15 | 3239.2112 | 1545.1484 | 546.1083
24.05. | 16 | 3239.2112 | 1545.1484 | 546.1083
24.05. | 17 | 3239.2112 | 1545.1484 | 546.1083
24.05. | 18 | 3239.2112 | 1545.1484 | 546.1083
24.05. | 19 | 3239.2112 | 1545.1484 | 546.1083
24.05. | 20 | 3239.2112 | 1545.1484 | 546.1083
24.05. | 21 | 3239.2112 | 1545.1484 | 546.1083
24.05. | 22 | 3239.2112 | 1545.1484 | 546.1083
24.05. | 23 | 3239.2112 | 1545.1484 | 546.1083
24.05. | 24 | 3239.2112 | 1545.1484 | 546.1083
25.05. | 1 | 3239.2112 | 1545.1484 | 546.1083
25.05. | 2 | 3239.2112 | 1545.1484 | 546.1083
25.05. | 3 | 3239.2112 | 1545.1484 | 546.1083
25.05. | 4 | 3239.2112 | 1545.1484 | 546.1083
25.05. | 5 | 3239.2112 | 1545.1484 | 546.1083
25.05. | 6 | 3239.2112 | 1545.1484 | 546.1083
25.05. | 7 | 3239.2112 | 1545.1484 | 546.1083
25.05. | 8 | 3239.2112 | 1545.1484 | 546.1083
25.05. | 9 | 3239.2112 | 1545.1484 | 546.1083
25.05. | 10 | 3239.2112 | 1545.1484 | 546.1083
25.05. | 11 | 3239.2112 | 1545.1484 | 546.1083
25.05. | 12 | 3239.2112 | 1545.1484 | 546.1083
25.05. | 13 | 3239.2112 | 1545.1484 | 546.1083
25.05. | 14 | 3239.2112 | 1545.1484 | 546.1083
25.05. | 15 | 3239.2112 | 1545.1484 | 546.1083
25.05. | 16 | 3239.2112 | 1545.1484 | 546.1083
25.05. | 17 | 3239.2112 | 1545.1484 | 546.1083
25.05. | 18 | 3239.2112 | 1545.1484 | 546.1083
25.05. | 19 | 3239.2112 | 1545.1484 | 546.1083
25.05. | 20 | 3239.2112 | 1545.1484 | 546.1083
25.05. | 21 | 3239.2112 | 1545.1484 | 546.1083
25.05. | 22 | 3239.2112 | 1545.1484 | 546.1083
25.05. | 23 | 3239.2112 | 1545.1484 | 546.1083
25.05. | 24 | 3239.2112 | 1545.1484 | 546.1083
26.05. | 1 | 3239.2112 | 1545.1484 | 546.1083
26.05. | 2 | 3239.2112 | 1545.1484 | 546.1083
26.05. | 3 | 3239.2112 | 1545.1484 | 546.1083
26.05. | 4 | 3239.2112 | 1545.1484 | 546.1083
26.05. | 5 | 3239.2112 | 1545.1484 | 546.1083
26.05. | 6 | 3239.2112 | 1545.1484 | 546.1083
26.05. | 7 | 3239.2112 | 1545.1484 | 546.1083
26.05. | 8 | 3239.2112 | 1545.1484 | 546.1083
26.05. | 9 | 3239.2112 | 1545.1484 | 546.1083
26.05. | 10 | 3239.2112 | 1545.1484 | 546.1083
26.05. | 11 | 3239.2112 | 1545.1484 | 546.1083
26.05. | 12 | 3239.2112 | 1545.1484 | 546.1083
26.05. | 13 | 3239.2112 | 1545.1484 | 546.1083
26.05. | 14 | 3239.2112 | 1545.1484 | 546.1083
26.05. | 15 | 3239.2112 | 1545.1484 | 546.1083
26.05. | 16 | 3239.2112 | 1545.1484 | 546.1083
26.05. | 17 | 3239.2112 | 1545.1484 | 546.1083
26.05. | 18 | 3239.2112 | 1545.1484 | 546.1083
26.05. | 19 | 3239.2112 | 1545.1484 | 546.1083
26.05. | 20 | 3239.2112 | 1545.1484 | 546.1083
26.05. | 21 | 3239.2112 | 1545.1484 | 546.1083
26.05. | 22 | 3239.2112 | 1545.1484 | 546.1083
26.05. | 23 | 3239.2112 | 1545.1484 | 546.1083
26.05. | 24 | 3239.2112 | 1545.1484 | 546.1083
27.05. | 1 | 3239.2112 | 1545.1484 | 546.1083
27.05. | 2 | 3239.2112 | 1545.1484 | 546.1083
27.05. | 3 | 3239.2112 | 1545.1484 | 546.1083
27.05. | 4 | 3239.2112 | 1545.1484 | 546.1083
27.05. | 5 | 3239.2112 | 1545.1484 | 546.1083
27.05. | 6 | 3239.2112 | 1545.1484 | 546.1083
27.05. | 7 | 3239.2112 | 1545.1484 | 546.1083
27.05. | 8 | 3239.2112 | 1545.1484 | 546.1083
27.05. | 9 | 3239.2112 | 1545.1484 | 546.1083
27.05. | 10 | 3239.2112 | 1545.1484 | 546.1083
27.05. | 11 | 3239.2112 | 1545.1484 | 546.1083
27.05. | 12 | 3239.2112 | 1545.1484 | 546.1083
27.05. | 13 | 3239.2112 | 1545.1484 | 546.1083
27.05. | 14 | 3239.2112 | 1545.1484 | 546.1083
27.05. | 15 | 3239.2112 | 1545.1484 | 546.1083
27.05. | 16 | 3239.2112 | 1545.1484 | 546.1083
27.05. | 17 | 3239.2112 | 1545.1484 | 546.1083
27.05. | 18 | 3239.2112 | 1545.1484 | 546.1083
27.05. | 19 | 3239.2112 | 1545.1484 | 546.1083
27.05. | 20 | 3239.2112 | 1545.1484 | 546.1083
27.05. | 21 | 3239.2112 | 1545.1484 | 546.1083
27.05. | 22 | 3239.2112 | 1545.1484 | 546.1083
27.05. | 23 | 3239.2112 | 1545.1484 | 546.1083
27.05. | 24 | 3239.2112 | 1545.1484 | 546.1083
28.05. | 1 | 3239.2112 | 1545.1484 | 546.1083
28.05. | 2 | 3239.2112 | 1545.1484 | 546.1083
28.05. | 3 | 3239.2112 | 1545.1484 | 546.1083
28.05. | 4 | 3239.2112 | 1545.1484 | 546.1083
28.05. | 5 | 3239.2112 | 1545.1484 | 546.1083
28.05. | 6 | 3239.2112 | 1545.1484 | 546.1083
28.05. | 7 | 3239.2112 | 1545.1484 | 546.1083
28.05. | 8 | 3239.2112 | 1545.1484 | 546.1083
28.05. | 9 | 3239.2112 | 1545.1484 | 546.1083
28.05. | 10 | 3239.2112 | 1545.1484 | 546.1083
28.05. | 11 | 3239.2112 | 1545.1484 | 546.1083
28.05. | 12 | 3239.2112 | 1545.1484 | 546.1083
28.05. | 13 | 3239.2112 | 1545.1484 | 546.1083
28.05. | 14 | 3239.2112 | 1545.1484 | 546.1083
28.05. | 15 | 3239.2112 | 1545.1484 | 546.1083
28.05. | 16 | 3239.2112 | 1545.1484 | 546.1083
28.05. | 17 | 3239.2112 | 1545.1484 | 546.1083
28.05. | 18 | 3239.2112 | 1545.1484 | 546.1083
28.05. | 19 | 3239.2112 | 1545.1484 | 546.1083
28.05. | 20 | 3239.2112 | 1545.1484 | 546.1083
28.05. | 21 | 3239.2112 | 1545.1484 | 546.1083
28.05. | 22 | 3239.2112 | 1545.1484 | 546.1083
28.05. | 23 | 3239.2112 | 1545.1484 | 546.1083
28.05. | 24 | 3239.2112 | 1545.1484 | 546.1083
29.05. | 1 | 3239.2112 | 1545.1484 | 546.1083
29.05. | 2 | 3239.2112 | 1545.1484 | 546.1083
29.05. | 3 | 3239.2112 | 1545.1484 | 546.1083
29.05. | 4 | 3239.2112 | 1545.1484 | 546.1083
29.05. | 5 | 3239.2112 | 1545.1484 | 546.1083
29.05. | 6 | 3239.2112 | 1545.1484 | 546.1083
29.05. | 7 | 3239.2112 | 1545.1484 | 546.1083
29.05. | 8 | 3239.2112 | 1545.1484 | 546.1083
29.05. | 9 | 3239.2112 | 1545.1484 | 546.1083
29.05. | 10 | 3239.2112 | 1545.1484 | 546.1083
29.05. | 11 | 3239.2112 | 1545.1484 | 546.1083
29.05. | 12 | 3239.2112 | 1545.1484 | 546.1083
29.05. | 13 | 3239.2112 | 1545.1484 | 546.1083
29.05. | 14 | 3239.2112 | 1545.1484 | 546.1083
29.05. | 15 | 3239.2112 | 1545.1484 | 546.1083
29.05. | 16 | 3239.2112 | 1545.1484 | 546.1083
29.05. | 17 | 3239.2112 | 1545.1484 | 546.1083
29.05. | 18 | 3239.2112 | 1545.1484 | 546.1083
29.05. | 19 | 3239.2112 | 1545.1484 | 546.1083
29.05. | 20 | 3239.2112 | 1545.1484 | 546.1083
29.05. | 21 | 3239.2112 | 1545.1484 | 546.1083
29.05. | 22 | 3239.2112 | 1545.1484 | 546.1083
29.05. | 23 | 3239.2112 | 1545.1484 | 546.1083
29.05. | 24 | 3239.2112 | 1545.1484 | 546.1083
30.05. | 1 | 3239.2112 | 1545.1484 | 546.1083
30.05. | 2 | 3239.2112 | 1545.1484 | 546.1083
30.05. | 3 | 3239.2112 | 1545.1484 | 546.1083
30.05. | 4 | 3239.2112 | 1545.1484 | 546.1083
30.05. | 5 | 3239.2112 | 1545.1484 | 546.1083
30.05. | 6 | 3239.2112 | 1545.1484 | 546.1083
30.05. | 7 | 3239.2112 | 1545.1484 | 546.1083
30.05. | 8 | 3239.2112 | 1545.1484 | 546.1083
30.05. | 9 | 3239.2112 | 1545.1484 | 546.1083
30.05. | 10 | 3239.2112 | 1545.1484 | 546.1083
30.05. | 11 | 3239.2112 | 1545.1484 | 546.1083
30.05. | 12 | 3239.2112 | 1545.1484 | 546.1083
30.05. | 13 | 3239.2112 | 1545.1484 | 546.1083
30.05. | 14 | 3239.2112 | 1545.1484 | 546.1083
30.05. | 15 | 3239.2112 | 1545.1484 | 546.1083
30.05. | 16 | 3239.2112 | 1545.1484 | 546.1083
30.05. | 17 | 3239.2112 | 1545.1484 | 546.1083
30.05. | 18 | 3239.2112 | 1545.1484 | 546.1083
30.05. | 19 | 3239.2112 | 1545.1484 | 546.1083
30.05. | 20 | 3239.2112 | 1545.1484 | 546.1083
30.05. | 21 | 3239.2112 | 1545.1484 | 546.1083
30.05. | 22 | 3239.2112 | 1545.1484 | 546.1083
30.05. | 23 | 3239.2112 | 1545.1484 | 546.1083
30.05. | 24 | 3239.2112 | 1545.1484 | 546.1083
31.05. | 1 | 3239.2112 | 1545.1484 | 546.1083
31.05. | 2 | 3239.2112 | 1545.1484 | 546.1083
31.05. | 3 | 3239.2112 | 1545.1484 | 546.1083
31.05. | 4 | 3239.2112 | 1545.1484 | 546.1083
31.05. | 5 | 3239.2112 | 1545.1484 | 546.1083
31.05. | 6 | 3239.2112 | 1545.1484 | 546.1083
31.05. | 7 | 3239.2112 | 1545.1484 | 546.1083
31.05. | 8 | 3239.2112 | 1545.1484 | 546.1083
31.05. | 9 | 3239.2112 | 1545.1484 | 546.1083
31.05. | 10 | 3239.2112 | 1545.1484 | 546.1083
31.05. | 11 | 3239.2112 | 1545.1484 | 546.1083
31.05. | 12 | 3239.2112 | 1545.1484 | 546.1083
31.05. | 13 | 3239.2112 | 1545.1484 | 546.1083
31.05. | 14 | 3239.2112 | 1545.1484 | 546.1083
31.05. | 15 | 3239.2112 | 1545.1484 | 546.1083
31.05. | 16 | 3239.2112 | 1545.1484 | 546.1083
31.05. | 17 | 3239.2112 | 1545.1484 | 546.1083
31.05. | 18 | 3239.2112 | 1545.1484 | 546.1083
31.05. | 19 | 3239.2112 | 1545.1484 | 546.1083
31.05. | 20 | 3239.2112 | 1545.1484 | 546.1083
31.05. | 21 | 3239.2112 | 1545.1484 | 546.1083
31.05. | 22 | 3239.2112 | 1545.1484 | 546.1083
31.05. | 23 | 3239.2112 | 1545.1484 | 546.1083
31.05. | 24 | 3239.2112 | 1545.1484 | 546.1083
01.06. | 1 | 3239.2112 | 1545.1484 | 546.1083
01.06. | 2 | 3239.2112 | 1545.1484 | 546.1083
01.06. | 3 | 3239.2112 | 1545.1484 | 546.1083
01.06. | 4 | 3239.2112 | 1545.1484 | 546.1083
01.06. | 5 | 3239.2112 | 1545.1484 | 546.1083
01.06. | 6 | 3239.2112 | 1545.1484 | 546.1083
01.06. | 7 | 3239.2112 | 1545.1484 | 546.1083
01.06. | 8 | 3239.2112 | 1545.1484 | 546.1083
01.06. | 9 | 3239.2112 | 1545.1484 | 546.1083
01.06. | 10 | 3239.2112 | 1545.1484 | 546.1083
01.06. | 11 | 3239.2112 | 1545.1484 | 546.1083
01.06. | 12 | 3239.2112 | 1545.1484 | 546.1083
01.06. | 13 | 3239.2112 | 1545.1484 | 546.1083
01.06. | 14 | 3239.2112 | 1545.1484 | 546.1083
01.06. | 15 | 3239.2112 | 1545.1484 | 546.1083
01.06. | 16 | 3239.2112 | 1545.1484 | 546.1083
01.06. | 17 | 3239.2112 | 1545.1484 | 546.1083
01.06. | 18 | 3239.2112 | 1545.1484 | 546.1083
01.06. | 19 | 3239.2112 | 1545.1484 | 546.1083
01.06. | 20 | 3239.2112 | 1545.1484 | 546.1083
01.06. | 21 | 3239.2112 | 1545.1484 | 546.1083
01.06. | 22 | 3239.2112 | 1545.1484 | 546.1083
01.06. | 23 | 3239.2112 | 1545.1484 | 546.1083
01.06. | 24 | 3239.2112 | 1545.1484 | 546.1083
02.06. | 1 | 3239.2112 | 1545.1484 | 546.1083
02.06. | 2 | 3239.2112 | 1545.1484 | 546.1083
02.06. | 3 | 3239.2112 | 1545.1484 | 546.1083
02.06. | 4 | 3239.2112 | 1545.1484 | 546.1083
02.06. | 5 | 3239.2112 | 1545.1484 | 546.1083
02.06. | 6 | 3239.2112 | 1545.1484 | 546.1083
02.06. | 7 | 3239.2112 | 1545.1484 | 546.1083
02.06. | 8 | 3239.2112 | 1545.1484 | 546.1083
02.06. | 9 | 3239.2112 | 1545.1484 | 546.1083
02.06. | 10 | 3239.2112 | 1545.1484 | 546.1083
02.06. | 11 | 3239.2112 | 1545.1484 | 546.1083
02.06. | 12 | 3239.2112 | 1545.1484 | 546.1083
02.06. | 13 | 3239.2112 | 1545.1484 | 546.1083
02.06. | 14 | 3239.2112 | 1545.1484 | 546.1083
02.06. | 15 | 3239.2112 | 1545.1484 | 546.1083
02.06. | 16 | 3239.2112 | 1545.1484 | 546.1083
02.06. | 17 | 3239.2112 | 1545.1484 | 546.1083
02.06. | 18 | 3239.2112 | 1545.1484 | 546.1083
02.06. | 19 | 3239.2112 | 1545.1484 | 546.1083
02.06. | 20 | 3239.2112 | 1545.1484 | 546.1083
02.06. | 21 | 3239.2112 | 1545.1484 | 546.1083
02.06. | 22 | 3239.2112 | 1545.1484 | 546.1083
02.06. | 23 | 3239.2112 | 1545.1484 | 546.1083
02.06. | 24 | 3239.2112 | 1545.1484 | 546.1083
03.06. | 1 | 3239.2112 | 1545.1484 | 546.1083
03.06. | 2 | 3239.2112 | 1545.1484 | 546.1083
03.06. | 3 | 3239.2112 | 1545.1484 | 546.1083
03.06. | 4 | 3239.2112 | 1545.1484 | 546.1083
03.06. | 5 | 3239.2112 | 1545.1484 | 546.1083
03.06. | 6 | 3239.2112 | 1545.1484 | 546.1083
03.06. | 7 | 3239.2112 | 1545.1484 | 546.1083
03.06. | 8 | 3239.2112 | 1545.1484 | 546.1083
03.06. | 9 | 3239.2112 | 1545.1484 | 546.1083
03.06. | 10 | 3239.2112 | 1545.1484 | 546.1083
03.06. | 11 | 3239.2112 | 1545.1484 | 546.1083
03.06. | 12 | 3239.2112 | 1545.1484 | 546.1083
03.06. | 13 | 3239.2112 | 1545.1484 | 546.1083
03.06. | 14 | 3239.2112 | 1545.1484 | 546.1083
03.06. | 15 | 3239.2112 | 1545.1484 | 546.1083
03.06. | 16 | 3239.2112 | 1545.1484 | 546.1083
03.06. | 17 | 3239.2112 | 1545.1484 | 546.1083
03.06. | 18 | 3239.2112 | 1545.1484 | 546.1083
03.06. | 19 | 3239.2112 | 1545.1484 | 546.1083
03.06. | 20 | 3239.2112 | 1545.1484 | 546.1083
03.06. | 21 | 3239.2112 | 1545.1484 | 546.1083
03.06. | 22 | 3239.2112 | 1545.1484 | 546.1083
03.06. | 23 | 3239.2112 | 1545.1484 | 546.1083
03.06. | 24 | 3239.2112 | 1545.1484 | 546.1083
04.06. | 1 | 3239.2112 | 1545.1484 | 546.1083
04.06. | 2 | 3239.2112 | 1545.1484 | 546.1083
04.06. | 3 | 3239.2112 | 1545.1484 | 546.1083
04.06. | 4 | 3239.2112 | 1545.1484 | 546.1083
04.06. | 5 | 3239.2112 | 1545.1484 | 546.1083
04.06. | 6 | 3239.2112 | 1545.1484 | 546.1083
04.06. | 7 | 3239.2112 | 1545.1484 | 546.1083
04.06. | 8 | 3239.2112 | 1545.1484 | 546.1083
04.06. | 9 | 3239.2112 | 1545.1484 | 546.1083
04.06. | 10 | 3239.2112 | 1545.1484 | 546.1083
04.06. | 11 | 3239.2112 | 1545.1484 | 546.1083
04.06. | 12 | 3239.2112 | 1545.1484 | 546.1083
04.06. | 13 | 3239.2112 | 1545.1484 | 546.1083
04.06. | 14 | 3239.2112 | 1545.1484 | 546.1083
04.06. | 15 | 3239.2112 | 1545.1484 | 546.1083
04.06. | 16 | 3239.2112 | 1545.1484 | 546.1083
04.06. | 17 | 3239.2112 | 1545.1484 | 546.1083
04.06. | 18 | 3239.2112 | 1545.1484 | 546.1083
04.06. | 19 | 3239.2112 | 1545.1484 | 546.1083
04.06. | 20 | 3239.2112 | 1545.1484 | 546.1083
04.06. | 21 | 3239.2112 | 1545.1484 | 546.1083
04.06. | 22 | 3239.2112 | 1545.1484 | 546.1083
04.06. | 23 | 3239.2112 | 1545.1484 | 546.1083
04.06. | 24 | 3239.2112 | 1545.1484 | 546.1083
05.06. | 1 | 3239.2112 | 1545.1484 | 546.1083
05.06. | 2 | 3239.2112 | 1545.1484 | 546.1083
05.06. | 3 | 3239.2112 | 1545.1484 | 546.1083
05.06. | 4 | 3239.2112 | 1545.1484 | 546.1083
05.06. | 5 | 3239.2112 | 1545.1484 | 546.1083
05.06. | 6 | 3239.2112 | 1545.1484 | 546.1083
05.06. | 7 | 3239.2112 | 1545.1484 | 546.1083
05.06. | 8 | 3239.2112 | 1545.1484 | 546.1083
05.06. | 9 | 3239.2112 | 1545.1484 | 546.1083
05.06. | 10 | 3239.2112 | 1545.1484 | 546.1083
05.06. | 11 | 3239.2112 | 1545.1484 | 546.1083
05.06. | 12 | 3239.2112 | 1545.1484 | 546.1083
05.06. | 13 | 3239.2112 | 1545.1484 | 546.1083
05.06. | 14 | 3239.2112 | 1545.1484 | 546.1083
05.06. | 15 | 3239.2112 | 1545.1484 | 546.1083
05.06. | 16 | 3239.2112 | 1545.1484 | 546.1083
05.06. | 17 | 3239.2112 | 1545.1484 | 546.1083
05.06. | 18 | 3239.2112 | 1545.1484 | 546.1083
05.06. | 19 | 3239.2112 | 1545.1484 | 546.1083
05.06. | 20 | 3239.2112 | 1545.1484 | 546.1083
05.06. | 21 | 3239.2112 | 1545.1484 | 546.1083
05.06. | 22 | 3239.2112 | 1545.1484 | 546.1083
05.06. | 23 | 3239.2112 | 1545.1484 | 546.1083
05.06. | 24 | 3239.2112 | 1545.1484 | 546.1083
06.06. | 1 | 3239.2112 | 1545.1484 | 546.1083
06.06. | 2 | 3239.2112 | 1545.1484 | 546.1083
06.06. | 3 | 3239.2112 | 1545.1484 | 546.1083
06.06. | 4 | 3239.2112 | 1545.1484 | 546.1083
06.06. | 5 | 3239.2112 | 1545.1484 | 546.1083
06.06. | 6 | 3239.2112 | 1545.1484 | 546.1083
06.06. | 7 | 3239.2112 | 1545.1484 | 546.1083
06.06. | 8 | 3239.2112 | 1545.1484 | 546.1083
06.06. | 9 | 3239.2112 | 1545.1484 | 546.1083
06.06. | 10 | 3239.2112 | 1545.1484 | 546.1083
06.06. | 11 | 3239.2112 | 1545.1484 | 546.1083
06.06. | 12 | 3239.2112 | 1545.1484 | 546.1083
06.06. | 13 | 3239.2112 | 1545.1484 | 546.1083
06.06. | 14 | 3239.2112 | 1545.1484 | 546.1083
06.06. | 15 | 3239.2112 | 1545.1484 | 546.1083
06.06. | 16 | 3239.2112 | 1545.1484 | 546.1083
06.06. | 17 | 3239.2112 | 1545.1484 | 546.1083
06.06. | 18 | 3239.2112 | 1545.1484 | 546.1083
06.06. | 19 | 3239.2112 | 1545.1484 | 546.1083
06.06. | 20 | 3239.2112 | 1545.1484 | 546.1083
06.06. | 21 | 3239.2112 | 1545.1484 | 546.1083
06.06. | 22 | 3239.2112 | 1545.1484 | 546.1083
06.06. | 23 | 3239.2112 | 1545.1484 | 546.1083
06.06. | 24 | 3239.2112 | 1545.1484 | 546.1083
07.06. | 1 | 3239.2112 | 1545.1484 | 546.1083
07.06. | 2 | 3239.2112 | 1545.1484 | 546.1083
07.06. | 3 | 3239.2112 | 1545.1484 | 546.1083
07.06. | 4 | 3239.2112 | 1545.1484 | 546.1083
07.06. | 5 | 3239.2112 | 1545.1484 | 546.1083
07.06. | 6 | 3239.2112 | 1545.1484 | 546.1083
07.06. | 7 | 3239.2112 | 1545.1484 | 546.1083
07.06. | 8 | 3239.2112 | 1545.1484 | 546.1083
07.06. | 9 | 3239.2112 | 1545.1484 | 546.1083
07.06. | 10 | 3239.2112 | 1545.1484 | 546.1083
07.06. | 11 | 3239.2112 | 1545.1484 | 546.1083
07.06. | 12 | 3239.2112 | 1545.1484 | 546.1083
07.06. | 13 | 3239.2112 | 1545.1484 | 546.1083
07.06. | 14 | 3239.2112 | 1545.1484 | 546.1083
07.06. | 15 | 3239.2112 | 1545.1484 | 546.1083
07.06. | 16 | 3239.2112 | 1545.1484 | 546.1083
07.06. | 17 | 3239.2112 | 1545.1484 | 546.1083
07.06. | 18 | 3239.2112 | 1545.1484 | 546.1083
07.06. | 19 | 3239.2112 | 1545.1484 | 546.1083
07.06. | 20 | 3239.2112 | 1545.1484 | 546.1083
07.06. | 21 | 3239.2112 | 1545.1484 | 546.1083
07.06. | 22 | 3239.2112 | 1545.1484 | 546.1083
07.06. | 23 | 3239.2112 | 1545.1484 | 546.1083
07.06. | 24 | 3239.2112 | 1545.1484 | 546.1083
08.06. | 1 | 3239.2112 | 1545.1484 | 546.1083
08.06. | 2 | 3239.2112 | 1545.1484 | 546.1083
08.06. | 3 | 3239.2112 | 1545.1484 | 546.1083
08.06. | 4 | 3239.2112 | 1545.1484 | 546.1083
08.06. | 5 | 3239.2112 | 1545.1484 | 546.1083
08.06. | 6 | 3239.2112 | 1545.1484 | 546.1083
08.06. | 7 | 3239.2112 | 1545.1484 | 546.1083
08.06. | 8 | 3239.2112 | 1545.1484 | 546.1083
08.06. | 9 | 3239.2112 | 1545.1484 | 546.1083
08.06. | 10 | 3239.2112 | 1545.1484 | 546.1083
08.06. | 11 | 3239.2112 | 1545.1484 | 546.1083
08.06. | 12 | 3239.2112 | 1545.1484 | 546.1083
08.06. | 13 | 3239.2112 | 1545.1484 | 546.1083
08.06. | 14 | 3239.2112 | 1545.1484 | 546.1083
08.06. | 15 | 3239.2112 | 1545.1484 | 546.1083
08.06. | 16 | 3239.2112 | 1545.1484 | 546.1083
08.06. | 17 | 3239.2112 | 1545.1484 | 546.1083
08.06. | 18 | 3239.2112 | 1545.1484 | 546.1083
08.06. | 19 | 3239.2112 | 1545.1484 | 546.1083
08.06. | 20 | 3239.2112 | 1545.1484 | 546.1083
08.06. | 21 | 3239.2112 | 1545.1484 | 546.1083
08.06. | 22 | 3239.2112 | 1545.1484 | 546.1083
08.06. | 23 | 3239.2112 | 1545.1484 | 546.1083
08.06. | 24 | 3239.2112 | 1545.1484 | 546.1083
09.06. | 1 | 3239.2112 | 1545.1484 | 546.1083
09.06. | 2 | 3239.2112 | 1545.1484 | 546.1083
09.06. | 3 | 3239.2112 | 1545.1484 | 546.1083
09.06. | 4 | 3239.2112 | 1545.1484 | 546.1083
09.06. | 5 | 3239.2112 | 1545.1484 | 546.1083
09.06. | 6 | 3239.2112 | 1545.1484 | 546.1083
09.06. | 7 | 3239.2112 | 1545.1484 | 546.1083
09.06. | 8 | 3239.2112 | 1545.1484 | 546.1083
09.06. | 9 | 3239.2112 | 1545.1484 | 546.1083
09.06. | 10 | 3239.2112 | 1545.1484 | 546.1083
09.06. | 11 | 3239.2112 | 1545.1484 | 546.1083
09.06. | 12 | 3239.2112 | 1545.1484 | 546.1083
09.06. | 13 | 3239.2112 | 1545.1484 | 546.1083
09.06. | 14 | 3239.2112 | 1545.1484 | 546.1083
09.06. | 15 | 3239.2112 | 1545.1484 | 546.1083
09.06. | 16 | 3239.2112 | 1545.1484 | 546.1083
09.06. | 17 | 3239.2112 | 1545.1484 | 546.1083
09.06. | 18 | 3239.2112 | 1545.1484 | 546.1083
09.06. | 19 | 3239.2112 | 1545.1484 | 546.1083
09.06. | 20 | 3239.2112 | 1545.1484 | 546.1083
09.06. | 21 | 3239.2112 | 1545.1484 | 546.1083
09.06. | 22 | 3239.2112 | 1545.1484 | 546.1083
09.06. | 23 | 3239.2112 | 1545.1484 | 546.1083
09.06. | 24 | 3239.2112 | 1545.1484 | 546.1083
10.06. | 1 | 3239.2112 | 1545.1484 | 546.1083
10.06. | 2 | 3239.2112 | 1545.1484 | 546.1083
10.06. | 3 | 3239.2112 | 1545.1484 | 546.1083
10.06. | 4 | 3239.2112 | 1545.1484 | 546.1083
10.06. | 5 | 3239.2112 | 1545.1484 | 546.1083
10.06. | 6 | 3239.2112 | 1545.1484 | 546.1083
10.06. | 7 | 3239.2112 | 1545.1484 | 546.1083
10.06. | 8 | 3239.2112 | 1545.1484 | 546.1083
10.06. | 9 | 3239.2112 | 1545.1484 | 546.1083
10.06. | 10 | 3239.2112 | 1545.1484 | 546.1083
10.06. | 11 | 3239.2112 | 1545.1484 | 546.1083
10.06. | 12 | 3239.2112 | 1545.1484 | 546.1083
10.06. | 13 | 3239.2112 | 1545.1484 | 546.1083
10.06. | 14 | 3239.2112 | 1545.1484 | 546.1083
10.06. | 15 | 3239.2112 | 1545.1484 | 546.1083
10.06. | 16 | 3239.2112 | 1545.1484 | 546.1083
10.06. | 17 | 3239.2112 | 1545.1484 | 546.1083
10.06. | 18 | 3239.2112 | 1545.1484 | 546.1083
10.06. | 19 | 3239.2112 | 1545.1484 | 546.1083
10.06. | 20 | 3239.2112 | 1545.1484 | 546.1083
10.06. | 21 | 3239.2112 | 1545.1484 | 546.1083
10.06. | 22 | 3239.2112 | 1545.1484 | 546.1083
10.06. | 23 | 3239.2112 | 1545.1484 | 546.1083
10.06. | 24 | 3239.2112 | 1545.1484 | 546.1083
11.06. | 1 | 3239.2112 | 1545.1484 | 546.1083
11.06. | 2 | 3239.2112 | 1545.1484 | 546.1083
11.06. | 3 | 3239.2112 | 1545.1484 | 546.1083
11.06. | 4 | 3239.2112 | 1545.1484 | 546.1083
11.06. | 5 | 3239.2112 | 1545.1484 | 546.1083
11.06. | 6 | 3239.2112 | 1545.1484 | 546.1083
11.06. | 7 | 3239.2112 | 1545.1484 | 546.1083
11.06. | 8 | 3239.2112 | 1545.1484 | 546.1083
11.06. | 9 | 3239.2112 | 1545.1484 | 546.1083
11.06. | 10 | 3239.2112 | 1545.1484 | 546.1083
11.06. | 11 | 3239.2112 | 1545.1484 | 546.1083
11.06. | 12 | 3239.2112 | 1545.1484 | 546.1083
11.06. | 13 | 3239.2112 | 1545.1484 | 546.1083
11.06. | 14 | 3239.2112 | 1545.1484 | 546.1083
11.06. | 15 | 3239.2112 | 1545.1484 | 546.1083
11.06. | 16 | 3239.2112 | 1545.1484 | 546.1083
11.06. | 17 | 3239.2112 | 1545.1484 | 546.1083
11.06. | 18 | 3239.2112 | 1545.1484 | 546.1083
11.06. | 19 | 3239.2112 | 1545.1484 | 546.1083
11.06. | 20 | 3239.2112 | 1545.1484 | 546.1083
11.06. | 21 | 3239.2112 | 1545.1484 | 546.1083
11.06. | 22 | 3239.2112 | 1545.1484 | 546.1083
11.06. | 23 | 3239.2112 | 1545.1484 | 546.1083
11.06. | 24 | 3239.2112 | 1545.1484 | 546.1083
12.06. | 1 | 3239.2112 | 1545.1484 | 546.1083
12.06. | 2 | 3239.2112 | 1545.1484 | 546.1083
12.06. | 3 | 3239.2112 | 1545.1484 | 546.1083
12.06. | 4 | 3239.2112 | 1545.1484 | 546.1083
12.06. | 5 | 3239.2112 | 1545.1484 | 546.1083
12.06. | 6 | 3239.2112 | 1545.1484 | 546.1083
12.06. | 7 | 3239.2112 | 1545.1484 | 546.1083
12.06. | 8 | 3239.2112 | 1545.1484 | 546.1083
12.06. | 9 | 3239.2112 | 1545.1484 | 546.1083
12.06. | 10 | 3239.2112 | 1545.1484 | 546.1083
12.06. | 11 | 3239.2112 | 1545.1484 | 546.1083
12.06. | 12 | 3239.2112 | 1545.1484 | 546.1083
12.06. | 13 | 3239.2112 | 1545.1484 | 546.1083
12.06. | 14 | 3239.2112 | 1545.1484 | 546.1083
12.06. | 15 | 3239.2112 | 1545.1484 | 546.1083
12.06. | 16 | 3239.2112 | 1545.1484 | 546.1083
12.06. | 17 | 3239.2112 | 1545.1484 | 546.1083
12.06. | 18 | 3239.2112 | 1545.1484 | 546.1083
12.06. | 19 | 3239.2112 | 1545.1484 | 546.1083
12.06. | 20 | 3239.2112 | 1545.1484 | 546.1083
12.06. | 21 | 3239.2112 | 1545.1484 | 546.1083
12.06. | 22 | 3239.2112 | 1545.1484 | 546.1083
12.06. | 23 | 3239.2112 | 1545.1484 | 546.1083
12.06. | 24 | 3239.2112 | 1545.1484 | 546.1083
13.06. | 1 | 3239.2112 | 1545.1484 | 546.1083
13.06. | 2 | 3239.2112 | 1545.1484 | 546.1083
13.06. | 3 | 3239.2112 | 1545.1484 | 546.1083
13.06. | 4 | 3239.2112 | 1545.1484 | 546.1083
13.06. | 5 | 3239.2112 | 1545.1484 | 546.1083
13.06. | 6 | 3239.2112 | 1545.1484 | 546.1083
13.06. | 7 | 3239.2112 | 1545.1484 | 546.1083
13.06. | 8 | 3239.2112 | 1545.1484 | 546.1083
13.06. | 9 | 3239.2112 | 1545.1484 | 546.1083
13.06. | 10 | 3239.2112 | 1545.1484 | 546.1083
13.06. | 11 | 3239.2112 | 1545.1484 | 546.1083
13.06. | 12 | 3239.2112 | 1545.1484 | 546.1083
13.06. | 13 | 3239.2112 | 1545.1484 | 546.1083
13.06. | 14 | 3239.2112 | 1545.1484 | 546.1083
13.06. | 15 | 3239.2112 | 1545.1484 | 546.1083
13.06. | 16 | 3239.2112 | 1545.1484 | 546.1083
13.06. | 17 | 3239.2112 | 1545.1484 | 546.1083
13.06. | 18 | 3239.2112 | 1545.1484 | 546.1083
13.06. | 19 | 3239.2112 | 1545.1484 | 546.1083
13.06. | 20 | 3239.2112 | 1545.1484 | 546.1083
13.06. | 21 | 3239.2112 | 1545.1484 | 546.1083
13.06. | 22 | 3239.2112 | 1545.1484 | 546.1083
13.06. | 23 | 3239.2112 | 1545.1484 | 546.1083
13.06. | 24 | 3239.2112 | 1545.1484 | 546.1083
14.06. | 1 | 3239.2112 | 1545.1484 | 546.1083
14.06. | 2 | 3239.2112 | 1545.1484 | 546.1083
14.06. | 3 | 3239.2112 | 1545.1484 | 546.1083
14.06. | 4 | 3239.2112 | 1545.1484 | 546.1083
14.06. | 5 | 3239.2112 | 1545.1484 | 546.1083
14.06. | 6 | 3239.2112 | 1545.1484 | 546.1083
14.06. | 7 | 3239.2112 | 1545.1484 | 546.1083
14.06. | 8 | 3239.2112 | 1545.1484 | 546.1083
14.06. | 9 | 3239.2112 | 1545.1484 | 546.1083
14.06. | 10 | 3239.2112 | 1545.1484 | 546.1083
14.06. | 11 | 3239.2112 | 1545.1484 | 546.1083
14.06. | 12 | 3239.2112 | 1545.1484 | 546.1083
14.06. | 13 | 3239.2112 | 1545.1484 | 546.1083
14.06. | 14 | 3239.2112 | 1545.1484 | 546.1083
14.06. | 15 | 3239.2112 | 1545.1484 | 546.1083
14.06. | 16 | 3239.2112 | 1545.1484 | 546.1083
14.06. | 17 | 3239.2112 | 1545.1484 | 546.1083
14.06. | 18 | 3239.2112 | 1545.1484 | 546.1083
14.06. | 19 | 3239.2112 | 1545.1484 | 546.1083
14.06. | 20 | 3239.2112 | 1545.1484 | 546.1083
14.06. | 21 | 3239.2112 | 1545.1484 | 546.1083
14.06. | 22 | 3239.2112 | 1545.1484 | 546.1083
14.06. | 23 | 3239.2112 | 1545.1484 | 546.1083
14.06. | 24 | 3239.2112 | 1545.1484 | 546.1083
15.06. | 1 | 3239.2112 | 1545.1484 | 546.1083
15.06. | 2 | 3239.2112 | 1545.1484 | 546.1083
15.06. | 3 | 3239.2112 | 1545.1484 | 546.1083
15.06. | 4 | 3239.2112 | 1545.1484 | 546.1083
15.06. | 5 | 3239.2112 | 1545.1484 | 546.1083
15.06. | 6 | 3239.2112 | 1545.1484 | 546.1083
15.06. | 7 | 3239.2112 | 1545.1484 | 546.1083
15.06. | 8 | 3239.2112 | 1545.1484 | 546.1083
15.06. | 9 | 3239.2112 | 1545.1484 | 546.1083
15.06. | 10 | 3239.2112 | 1545.1484 | 546.1083
15.06. | 11 | 3239.2112 | 1545.1484 | 546.1083
15.06. | 12 | 3239.2112 | 1545.1484 | 546.1083
15.06. | 13 | 3239.2112 | 1545.1484 | 546.1083
15.06. | 14 | 3239.2112 | 1545.1484 | 546.1083
15.06. | 15 | 3239.2112 | 1545.1484 | 546.1083
15.06. | 16 | 3239.2112 | 1545.1484 | 546.1083
15.06. | 17 | 3239.2112 | 1545.1484 | 546.1083
15.06. | 18 | 3239.2112 | 1545.1484 | 546.1083
15.06. | 19 | 3239.2112 | 1545.1484 | 546.1083
15.06. | 20 | 3239.2112 | 1545.1484 | 546.1083
15.06. | 21 | 3239.2112 | 1545.1484 | 546.1083
15.06. | 22 | 3239.2112 | 1545.1484 | 546.1083
15.06. | 23 | 3239.2112 | 1545.1484 | 546.1083
15.06. | 24 | 3239.2112 | 1545.1484 | 546.1083
16.06. | 1 | 3239.2112 | 1545.1484 | 546.1083
16.06. | 2 | 3239.2112 | 1545.1484 | 546.1083
16.06. | 3 | 3239.2112 | 1545.1484 | 546.1083
16.06. | 4 | 3239.2112 | 1545.1484 | 546.1083
16.06. | 5 | 3239.2112 | 1545.1484 | 546.1083
16.06. | 6 | 3239.2112 | 1545.1484 | 546.1083
16.06. | 7 | 3239.2112 | 1545.1484 | 546.1083
16.06. | 8 | 3239.2112 | 1545.1484 | 546.1083
16.06. | 9 | 3239.2112 | 1545.1484 | 546.1083
16.06. | 10 | 3239.2112 | 1545.1484 | 546.1083
16.06. | 11 | 3239.2112 | 1545.1484 | 546.1083
16.06. | 12 | 3239.2112 | 1545.1484 | 546.1083
16.06. | 13 | 3239.2112 | 1545.1484 | 546.1083
16.06. | 14 | 3239.2112 | 1545.1484 | 546.1083
16.06. | 15 | 3239.2112 | 1545.1484 | 546.1083
16.06. | 16 | 3239.2112 | 1545.1484 | 546.1083
16.06. | 17 | 3239.2112 | 1545.1484 | 546.1083
16.06. | 18 | 3239.2112 | 1545.1484 | 546.1083
16.06. | 19 | 3239.2112 | 1545.1484 | 546.1083
16.06. | 20 | 3239.2112 | 1545.1484 | 546.1083
16.06. | 21 | 3239.2112 | 1545.1484 | 546.1083
16.06. | 22 | 3239.2112 | 1545.1484 | 546.1083
16.06. | 23 | 3239.2112 | 1545.1484 | 546.1083
16.06. | 24 | 3239.2112 | 1545.1484 | 546.1083
17.06. | 1 | 3239.2112 | 1545.1484 | 546.1083
17.06. | 2 | 3239.2112 | 1545.1484 | 546.1083
17.06. | 3 | 3239.2112 | 1545.1484 | 546.1083
17.06. | 4 | 3239.2112 | 1545.1484 | 546.1083
17.06. | 5 | 3239.2112 | 1545.1484 | 546.1083
17.06. | 6 | 3239.2112 | 1545.1484 | 546.1083
17.06. | 7 | 3239.2112 | 1545.1484 | 546.1083
17.06. | 8 | 3239.2112 | 1545.1484 | 546.1083
17.06. | 9 | 3239.2112 | 1545.1484 | 546.1083
17.06. | 10 | 3239.2112 | 1545.1484 | 546.1083
17.06. | 11 | 3239.2112 | 1545.1484 | 546.1083
17.06. | 12 | 3239.2112 | 1545.1484 | 546.1083
17.06. | 13 | 3239.2112 | 1545.1484 | 546.1083
17.06. | 14 | 3239.2112 | 1545.1484 | 546.1083
17.06. | 15 | 3239.2112 | 1545.1484 | 546.1083
17.06. | 16 | 3239.2112 | 1545.1484 | 546.1083
17.06. | 17 | 3239.2112 | 1545.1484 | 546.1083
17.06. | 18 | 3239.2112 | 1545.1484 | 546.1083
17.06. | 19 | 3239.2112 | 1545.1484 | 546.1083
17.06. | 20 | 3239.2112 | 1545.1484 | 546.1083
17.06. | 21 | 3239.2112 | 1545.1484 | 546.1083
17.06. | 22 | 3239.2112 | 1545.1484 | 546.1083
17.06. | 23 | 3239.2112 | 1545.1484 | 546.1083
17.06. | 24 | 3239.2112 | 1545.1484 | 546.1083
18.06. | 1 | 3239.2112 | 1545.1484 | 546.1083
18.06. | 2 | 3239.2112 | 1545.1484 | 546.1083
18.06. | 3 | 3239.2112 | 1545.1484 | 546.1083
18.06. | 4 | 3239.2112 | 1545.1484 | 546.1083
18.06. | 5 | 3239.2112 | 1545.1484 | 546.1083
18.06. | 6 | 3239.2112 | 1545.1484 | 546.1083
18.06. | 7 | 3239.2112 | 1545.1484 | 546.1083
18.06. | 8 | 3239.2112 | 1545.1484 | 546.1083
18.06. | 9 | 3239.2112 | 1545.1484 | 546.1083
18.06. | 10 | 3239.2112 | 1545.1484 | 546.1083
18.06. | 11 | 3239.2112 | 1545.1484 | 546.1083
18.06. | 12 | 3239.2112 | 1545.1484 | 546.1083
18.06. | 13 | 3239.2112 | 1545.1484 | 546.1083
18.06. | 14 | 3239.2112 | 1545.1484 | 546.1083
18.06. | 15 | 3239.2112 | 1545.1484 | 546.1083
18.06. | 16 | 3239.2112 | 1545.1484 | 546.1083
18.06. | 17 | 3239.2112 | 1545.1484 | 546.1083
18.06. | 18 | 3239.2112 | 1545.1484 | 546.1083
18.06. | 19 | 3239.2112 | 1545.1484 | 546.1083
18.06. | 20 | 3239.2112 | 1545.1484 | 546.1083
18.06. | 21 | 3239.2112 | 1545.1484 | 546.1083
18.06. | 22 | 3239.2112 | 1545.1484 | 546.1083
18.06. | 23 | 3239.2112 | 1545.1484 | 546.1083
18.06. | 24 | 3239.2112 | 1545.1484 | 546.1083
19.06. | 1 | 3239.2112 | 1545.1484 | 546.1083
19.06. | 2 | 3239.2112 | 1545.1484 | 546.1083
19.06. | 3 | 3239.2112 | 1545.1484 | 546.1083
19.06. | 4 | 3239.2112 | 1545.1484 | 546.1083
19.06. | 5 | 3239.2112 | 1545.1484 | 546.1083
19.06. | 6 | 3239.2112 | 1545.1484 | 546.1083
19.06. | 7 | 3239.2112 | 1545.1484 | 546.1083
19.06. | 8 | 3239.2112 | 1545.1484 | 546.1083
19.06. | 9 | 3239.2112 | 1545.1484 | 546.1083
19.06. | 10 | 3239.2112 | 1545.1484 | 546.1083
19.06. | 11 | 3239.2112 | 1545.1484 | 546.1083
19.06. | 12 | 3239.2112 | 1545.1484 | 546.1083
19.06. | 13 | 3239.2112 | 1545.1484 | 546.1083
19.06. | 14 | 3239.2112 | 1545.1484 | 546.1083
19.06. | 15 | 3239.2112 | 1545.1484 | 546.1083
19.06. | 16 | 3239.2112 | 1545.1484 | 546.1083
19.06. | 17 | 3239.2112 | 1545.1484 | 546.1083
19.06. | 18 | 3239.2112 | 1545.1484 | 546.1083
19.06. | 19 | 3239.2112 | 1545.1484 | 546.1083
19.06. | 20 | 3239.2112 | 1545.1484 | 546.1083
19.06. | 21 | 3239.2112 | 1545.1484 | 546.1083
19.06. | 22 | 3239.2112 | 1545.1484 | 546.1083
19.06. | 23 | 3239.2112 | 1545.1484 | 546.1083
19.06. | 24 | 3239.2112 | 1545.1484 | 546.1083
20.06. | 1 | 3239.2112 | 1545.1484 | 546.1083
20.06. | 2 | 3239.2112 | 1545.1484 | 546.1083
20.06. | 3 | 3239.2112 | 1545.1484 | 546.1083
20.06. | 4 | 3239.2112 | 1545.1484 | 546.1083
20.06. | 5 | 3239.2112 | 1545.1484 | 546.1083
20.06. | 6 | 3239.2112 | 1545.1484 | 546.1083
20.06. | 7 | 3239.2112 | 1545.1484 | 546.1083
20.06. | 8 | 3239.2112 | 1545.1484 | 546.1083
20.06. | 9 | 3239.2112 | 1545.1484 | 546.1083
20.06. | 10 | 3239.2112 | 1545.1484 | 546.1083
20.06. | 11 | 3239.2112 | 1545.1484 | 546.1083
20.06. | 12 | 3239.2112 | 1545.1484 | 546.1083
20.06. | 13 | 3239.2112 | 1545.1484 | 546.1083
20.06. | 14 | 3239.2112 | 1545.1484 | 546.1083
20.06. | 15 | 3239.2112 | 1545.1484 | 546.1083
20.06. | 16 | 3239.2112 | 1545.1484 | 546.1083
20.06. | 17 | 3239.2112 | 1545.1484 | 546.1083
20.06. | 18 | 3239.2112 | 1545.1484 | 546.1083
20.06. | 19 | 3239.2112 | 1545.1484 | 546.1083
20.06. | 20 | 3239.2112 | 1545.1484 | 546.1083
20.06. | 21 | 3239.2112 | 1545.1484 | 546.1083
20.06. | 22 | 3239.2112 | 1545.1484 | 546.1083
20.06. | 23 | 3239.2112 | 1545.1484 | 546.1083
20.06. | 24 | 3239.2112 | 1545.1484 | 546.1083
21.06. | 1 | 3239.2112 | 1545.1484 | 546.1083
21.06. | 2 | 3239.2112 | 1545.1484 | 546.1083
21.06. | 3 | 3239.2112 | 1545.1484 | 546.1083
21.06. | 4 | 3239.2112 | 1545.1484 | 546.1083
21.06. | 5 | 3239.2112 | 1545.1484 | 546.1083
21.06. | 6 | 3239.2112 | 1545.1484 | 546.1083
21.06. | 7 | 3239.2112 | 1545.1484 | 546.1083
21.06. | 8 | 3239.2112 | 1545.1484 | 546.1083
21.06. | 9 | 3239.2112 | 1545.1484 | 546.1083
21.06. | 10 | 3239.2112 | 1545.1484 | 546.1083
21.06. | 11 | 3239.2112 | 1545.1484 | 546.1083
21.06. | 12 | 3239.2112 | 1545.1484 | 546.1083
21.06. | 13 | 3239.2112 | 1545.1484 | 546.1083
21.06. | 14 | 3239.2112 | 1545.1484 | 546.1083
21.06. | 15 | 3239.2112 | 1545.1484 | 546.1083
21.06. | 16 | 3239.2112 | 1545.1484 | 546.1083
21.06. | 17 | 3239.2112 | 1545.1484 | 546.1083
21.06. | 18 | 3239.2112 | 1545.1484 | 546.1083
21.06. | 19 | 3239.2112 | 1545.1484 | 546.1083
21.06. | 20 | 3239.2112 | 1545.1484 | 546.1083
21.06. | 21 | 3239.2112 | 1545.1484 | 546.1083
21.06. | 22 | 3239.2112 | 1545.1484 | 546.1083
21.06. | 23 | 3239.2112 | 1545.1484 | 546.1083
21.06. | 24 | 3239.2112 | 1545.1484 | 546.1083
22.06. | 1 | 3239.2112 | 1545.1484 | 546.1083
22.06. | 2 | 3239.2112 | 1545.1484 | 546.1083
22.06. | 3 | 3239.2112 | 1545.1484 | 546.1083
22.06. | 4 | 3239.2112 | 1545.1484 | 546.1083
22.06. | 5 | 3239.2112 | 1545.1484 | 546.1083
22.06. | 6 | 3239.2112 | 1545.1484 | 546.1083
22.06. | 7 | 3239.2112 | 1545.1484 | 546.1083
22.06. | 8 | 3239.2112 | 1545.1484 | 546.1083
22.06. | 9 | 3239.2112 | 1545.1484 | 546.1083
22.06. | 10 | 3239.2112 | 1545.1484 | 546.1083
22.06. | 11 | 3239.2112 | 1545.1484 | 546.1083
22.06. | 12 | 3239.2112 | 1545.1484 | 546.1083
22.06. | 13 | 3239.2112 | 1545.1484 | 546.1083
22.06. | 14 | 3239.2112 | 1545.1484 | 546.1083
22.06. | 15 | 3239.2112 | 1545.1484 | 546.1083
22.06. | 16 | 3239.2112 | 1545.1484 | 546.1083
22.06. | 17 | 3239.2112 | 1545.1484 | 546.1083
22.06. | 18 | 3239.2112 | 1545.1484 | 546.1083
22.06. | 19 | 3239.2112 | 1545.1484 | 546.1083
22.06. | 20 | 3239.2112 | 1545.1484 | 546.1083
22.06. | 21 | 3239.2112 | 1545.1484 | 546.1083
22.06. | 22 | 3239.2112 | 1545.1484 | 546.1083
22.06. | 23 | 3239.2112 | 1545.1484 | 546.1083
22.06. | 24 | 3239.2112 | 1545.1484 | 546.1083
23.06. | 1 | 3239.2112 | 1545.1484 | 546.1083
23.06. | 2 | 3239.2112 | 1545.1484 | 546.1083
23.06. | 3 | 3239.2112 | 1545.1484 | 546.1083
23.06. | 4 | 3239.2112 | 1545.1484 | 546.1083
23.06. | 5 | 3239.2112 | 1545.1484 | 546.1083
23.06. | 6 | 3239.2112 | 1545.1484 | 546.1083
23.06. | 7 | 3239.2112 | 1545.1484 | 546.1083
23.06. | 8 | 3239.2112 | 1545.1484 | 546.1083
23.06. | 9 | 3239.2112 | 1545.1484 | 546.1083
23.06. | 10 | 3239.2112 | 1545.1484 | 546.1083
23.06. | 11 | 3239.2112 | 1545.1484 | 546.1083
23.06. | 12 | 3239.2112 | 1545.1484 | 546.1083
23.06. | 13 | 3239.2112 | 1545.1484 | 546.1083
23.06. | 14 | 3239.2112 | 1545.1484 | 546.1083
23.06. | 15 | 3239.2112 | 1545.1484 | 546.1083
23.06. | 16 | 3239.2112 | 1545.1484 | 546.1083
23.06. | 17 | 3239.2112 | 1545.1484 | 546.1083
23.06. | 18 | 3239.2112 | 1545.1484 | 546.1083
23.06. | 19 | 3239.2112 | 1545.1484 | 546.1083
23.06. | 20 | 3239.2112 | 1545.1484 | 546.1083
23.06. | 21 | 3239.2112 | 1545.1484 | 546.1083
23.06. | 22 | 3239.2112 | 1545.1484 | 546.1083
23.06. | 23 | 3239.2112 | 1545.1484 | 546.1083
23.06. | 24 | 3239.2112 | 1545.1484 | 546.1083
24.06. | 1 | 3239.2112 | 1545.1484 | 546.1083
24.06. | 2 | 3239.2112 | 1545.1484 | 546.1083
24.06. | 3 | 3239.2112 | 1545.1484 | 546.1083
24.06. | 4 | 3239.2112 | 1545.1484 | 546.1083
24.06. | 5 | 3239.2112 | 1545.1484 | 546.1083
24.06. | 6 | 3239.2112 | 1545.1484 | 546.1083
24.06. | 7 | 3239.2112 | 1545.1484 | 546.1083
24.06. | 8 | 3239.2112 | 1545.1484 | 546.1083
24.06. | 9 | 3239.2112 | 1545.1484 | 546.1083
24.06. | 10 | 3239.2112 | 1545.1484 | 546.1083
24.06. | 11 | 3239.2112 | 1545.1484 | 546.1083
24.06. | 12 | 3239.2112 | 1545.1484 | 546.1083
24.06. | 13 | 3239.2112 | 1545.1484 | 546.1083
24.06. | 14 | 3239.2112 | 1545.1484 | 546.1083
24.06. | 15 | 3239.2112 | 1545.1484 | 546.1083
24.06. | 16 | 3239.2112 | 1545.1484 | 546.1083
24.06. | 17 | 3239.2112 | 1545.1484 | 546.1083
24.06. | 18 | 3239.2112 | 1545.1484 | 546.1083
24.06. | 19 | 3239.2112 | 1545.1484 | 546.1083
24.06. | 20 | 3239.2112 | 1545.1484 | 546.1083
24.06. | 21 | 3239.2112 | 1545.1484 | 546.1083
24.06. | 22 | 3239.2112 | 1545.1484 | 546.1083
24.06. | 23 | 3239.2112 | 1545.1484 | 546.1083
24.06. | 24 | 3239.2112 | 1545.1484 | 546.1083
25.06. | 1 | 3239.2112 | 1545.1484 | 546.1083
25.06. | 2 | 3239.2112 | 1545.1484 | 546.1083
25.06. | 3 | 3239.2112 | 1545.1484 | 546.1083
25.06. | 4 | 3239.2112 | 1545.1484 | 546.1083
25.06. | 5 | 3239.2112 | 1545.1484 | 546.1083
25.06. | 6 | 3239.2112 | 1545.1484 | 546.1083
25.06. | 7 | 3239.2112 | 1545.1484 | 546.1083
25.06. | 8 | 3239.2112 | 1545.1484 | 546.1083
25.06. | 9 | 3239.2112 | 1545.1484 | 546.1083
25.06. | 10 | 3239.2112 | 1545.1484 | 546.1083
25.06. | 11 | 3239.2112 | 1545.1484 | 546.1083
25.06. | 12 | 3239.2112 | 1545.1484 | 546.1083
25.06. | 13 | 3239.2112 | 1545.1484 | 546.1083
25.06. | 14 | 3239.2112 | 1545.1484 | 546.1083
25.06. | 15 | 3239.2112 | 1545.1484 | 546.1083
25.06. | 16 | 3239.2112 | 1545.1484 | 546.1083
25.06. | 17 | 3239.2112 | 1545.1484 | 546.1083
25.06. | 18 | 3239.2112 | 1545.1484 | 546.1083
25.06. | 19 | 3239.2112 | 1545.1484 | 546.1083
25.06. | 20 | 3239.2112 | 1545.1484 | 546.1083
25.06. | 21 | 3239.2112 | 1545.1484 | 546.1083
25.06. | 22 | 3239.2112 | 1545.1484 | 546.1083
25.06. | 23 | 3239.2112 | 1545.1484 | 546.1083
25.06. | 24 | 3239.2112 | 1545.1484 | 546.1083
26.06. | 1 | 3239.2112 | 1545.1484 | 546.1083
26.06. | 2 | 3239.2112 | 1545.1484 | 546.1083
26.06. | 3 | 3239.2112 | 1545.1484 | 546.1083
26.06. | 4 | 3239.2112 | 1545.1484 | 546.1083
26.06. | 5 | 3239.2112 | 1545.1484 | 546.1083
26.06. | 6 | 3239.2112 | 1545.1484 | 546.1083
26.06. | 7 | 3239.2112 | 1545.1484 | 546.1083
26.06. | 8 | 3239.2112 | 1545.1484 | 546.1083
26.06. | 9 | 3239.2112 | 1545.1484 | 546.1083
26.06. | 10 | 3239.2112 | 1545.1484 | 546.1083
26.06. | 11 | 3239.2112 | 1545.1484 | 546.1083
26.06. | 12 | 3239.2112 | 1545.1484 | 546.1083
26.06. | 13 | 3239.2112 | 1545.1484 | 546.1083
26.06. | 14 | 3239.2112 | 1545.1484 | 546.1083
26.06. | 15 | 3239.2112 | 1545.1484 | 546.1083
26.06. | 16 | 3239.2112 | 1545.1484 | 546.1083
26.06. | 17 | 3239.2112 | 1545.1484 | 546.1083
26.06. | 18 | 3239.2112 | 1545.1484 | 546.1083
26.06. | 19 | 3239.2112 | 1545.1484 | 546.1083
26.06. | 20 | 3239.2112 | 1545.1484 | 546.1083
26.06. | 21 | 3239.2112 | 1545.1484 | 546.1083
26.06. | 22 | 3239.2112 | 1545.1484 | 546.1083
26.06. | 23 | 3239.2112 | 1545.1484 | 546.1083
26.06. | 24 | 3239.2112 | 1545.1484 | 546.1083
27.06. | 1 | 3239.2112 | 1545.1484 | 546.1083
27.06. | 2 | 3239.2112 | 1545.1484 | 546.1083
27.06. | 3 | 3239.2112 | 1545.1484 | 546.1083
27.06. | 4 | 3239.2112 | 1545.1484 | 546.1083
27.06. | 5 | 3239.2112 | 1545.1484 | 546.1083
27.06. | 6 | 3239.2112 | 1545.1484 | 546.1083
27.06. | 7 | 3239.2112 | 1545.1484 | 546.1083
27.06. | 8 | 3239.2112 | 1545.1484 | 546.1083
27.06. | 9 | 3239.2112 | 1545.1484 | 546.1083
27.06. | 10 | 3239.2112 | 1545.1484 | 546.1083
27.06. | 11 | 3239.2112 | 1545.1484 | 546.1083
27.06. | 12 | 3239.2112 | 1545.1484 | 546.1083
27.06. | 13 | 3239.2112 | 1545.1484 | 546.1083
27.06. | 14 | 3239.2112 | 1545.1484 | 546.1083
27.06. | 15 | 3239.2112 | 1545.1484 | 546.1083
27.06. | 16 | 3239.2112 | 1545.1484 | 546.1083
27.06. | 17 | 3239.2112 | 1545.1484 | 546.1083
27.06. | 18 | 3239.2112 | 1545.1484 | 546.1083
27.06. | 19 | 3239.2112 | 1545.1484 | 546.1083
27.06. | 20 | 3239.2112 | 1545.1484 | 546.1083
27.06. | 21 | 3239.2112 | 1545.1484 | 546.1083
27.06. | 22 | 3239.2112 | 1545.1484 | 546.1083
27.06. | 23 | 3239.2112 | 1545.1484 | 546.1083
27.06. | 24 | 3239.2112 | 1545.1484 | 546.1083
28.06. | 1 | 3239.2112 | 1545.1484 | 546.1083
28.06. | 2 | 3239.2112 | 1545.1484 | 546.1083
28.06. | 3 | 3239.2112 | 1545.1484 | 546.1083
28.06. | 4 | 3239.2112 | 1545.1484 | 546.1083
28.06. | 5 | 3239.2112 | 1545.1484 | 546.1083
28.06. | 6 | 3239.2112 | 1545.1484 | 546.1083
28.06. | 7 | 3239.2112 | 1545.1484 | 546.1083
28.06. | 8 | 3239.2112 | 1545.1484 | 546.1083
28.06. | 9 | 3239.2112 | 1545.1484 | 546.1083
28.06. | 10 | 3239.2112 | 1545.1484 | 546.1083
28.06. | 11 | 3239.2112 | 1545.1484 | 546.1083
28.06. | 12 | 3239.2112 | 1545.1484 | 546.1083
28.06. | 13 | 3239.2112 | 1545.1484 | 546.1083
28.06. | 14 | 3239.2112 | 1545.1484 | 546.1083
28.06. | 15 | 3239.2112 | 1545.1484 | 546.1083
28.06. | 16 | 3239.2112 | 1545.1484 | 546.1083
28.06. | 17 | 3239.2112 | 1545.1484 | 546.1083
28.06. | 18 | 3239.2112 | 1545.1484 | 546.1083
28.06. | 19 | 3239.2112 | 1545.1484 | 546.1083
28.06. | 20 | 3239.2112 | 1545.1484 | 546.1083
28.06. | 21 | 3239.2112 | 1545.1484 | 546.1083
28.06. | 22 | 3239.2112 | 1545.1484 | 546.1083
28.06. | 23 | 3239.2112 | 1545.1484 | 546.1083
28.06. | 24 | 3239.2112 | 1545.1484 | 546.1083
29.06. | 1 | 3239.2112 | 1545.1484 | 546.1083
29.06. | 2 | 3239.2112 | 1545.1484 | 546.1083
29.06. | 3 | 3239.2112 | 1545.1484 | 546.1083
29.06. | 4 | 3239.2112 | 1545.1484 | 546.1083
29.06. | 5 | 3239.2112 | 1545.1484 | 546.1083
29.06. | 6 | 3239.2112 | 1545.1484 | 546.1083
29.06. | 7 | 3239.2112 | 1545.1484 | 546.1083
29.06. | 8 | 3239.2112 | 1545.1484 | 546.1083
29.06. | 9 | 3239.2112 | 1545.1484 | 546.1083
29.06. | 10 | 3239.2112 | 1545.1484 | 546.1083
29.06. | 11 | 3239.2112 | 1545.1484 | 546.1083
29.06. | 12 | 3239.2112 | 1545.1484 | 546.1083
29.06. | 13 | 3239.2112 | 1545.1484 | 546.1083
29.06. | 14 | 3239.2112 | 1545.1484 | 546.1083
29.06. | 15 | 3239.2112 | 1545.1484 | 546.1083
29.06. | 16 | 3239.2112 | 1545.1484 | 546.1083
29.06. | 17 | 3239.2112 | 1545.1484 | 546.1083
29.06. | 18 | 3239.2112 | 1545.1484 | 546.1083
29.06. | 19 | 3239.2112 | 1545.1484 | 546.1083
29.06. | 20 | 3239.2112 | 1545.1484 | 546.1083
29.06. | 21 | 3239.2112 | 1545.1484 | 546.1083
29.06. | 22 | 3239.2112 | 1545.1484 | 546.1083
29.06. | 23 | 3239.2112 | 1545.1484 | 546.1083
29.06. | 24 | 3239.2112 | 1545.1484 | 546.1083
30.06. | 1 | 3239.2112 | 1545.1484 | 546.1083
30.06. | 2 | 3239.2112 | 1545.1484 | 546.1083
30.06. | 3 | 3239.2112 | 1545.1484 | 546.1083
30.06. | 4 | 3239.2112 | 1545.1484 | 546.1083
30.06. | 5 | 3239.2112 | 1545.1484 | 546.1083
30.06. | 6 | 3239.2112 | 1545.1484 | 546.1083
30.06. | 7 | 3239.2112 | 1545.1484 | 546.1083
30.06. | 8 | 3239.2112 | 1545.1484 | 546.1083
30.06. | 9 | 3239.2112 | 1545.1484 | 546.1083
30.06. | 10 | 3239.2112 | 1545.1484 | 546.1083
30.06. | 11 | 3239.2112 | 1545.1484 | 546.1083
30.06. | 12 | 3239.2112 | 1545.1484 | 546.1083
30.06. | 13 | 3239.2112 | 1545.1484 | 546.1083
30.06. | 14 | 3239.2112 | 1545.1484 | 546.1083
30.06. | 15 | 3239.2112 | 1545.1484 | 546.1083
30.06. | 16 | 3239.2112 | 1545.1484 | 546.1083
30.06. | 17 | 3239.2112 | 1545.1484 | 546.1083
30.06. | 18 | 3239.2112 | 1545.1484 | 546.1083
30.06. | 19 | 3239.2112 | 1545.1484 | 546.1083
30.06. | 20 | 3239.2112 | 1545.1484 | 546.1083
30.06. | 21 | 3239.2112 | 1545.1484 | 546.1083
30.06. | 22 | 3239.2112 | 1545.1484 | 546.1083
30.06. | 23 | 3239.2112 | 1545.1484 | 546.1083
30.06. | 24 | 3239.2112 | 1545.1484 | 546.1083
01.07. | 1 | 3239.2112 | 1545.1484 | 546.1083
01.07. | 2 | 3239.2112 | 1545.1484 | 546.1083
01.07. | 3 | 3239.2112 | 1545.1484 | 546.1083
01.07. | 4 | 3239.2112 | 1545.1484 | 546.1083
01.07. | 5 | 3239.2112 | 1545.1484 | 546.1083
01.07. | 6 | 3239.2112 | 1545.1484 | 546.1083
01.07. | 7 | 3239.2112 | 1545.1484 | 546.1083
01.07. | 8 | 3239.2112 | 1545.1484 | 546.1083
01.07. | 9 | 3239.2112 | 1545.1484 | 546.1083
01.07. | 10 | 3239.2112 | 1545.1484 | 546.1083
01.07. | 11 | 3239.2112 | 1545.1484 | 546.1083
01.07. | 12 | 3239.2112 | 1545.1484 | 546.1083
01.07. | 13 | 3239.2112 | 1545.1484 | 546.1083
01.07. | 14 | 3239.2112 | 1545.1484 | 546.1083
01.07. | 15 | 3239.2112 | 1545.1484 | 546.1083
01.07. | 16 | 3239.2112 | 1545.1484 | 546.1083
01.07. | 17 | 3239.2112 | 1545.1484 | 546.1083
01.07. | 18 | 3239.2112 | 1545.1484 | 546.1083
01.07. | 19 | 3239.2112 | 1545.1484 | 546.1083
01.07. | 20 | 3239.2112 | 1545.1484 | 546.1083
01.07. | 21 | 3239.2112 | 1545.1484 | 546.1083
01.07. | 22 | 3239.2112 | 1545.1484 | 546.1083
01.07. | 23 | 3239.2112 | 1545.1484 | 546.1083
01.07. | 24 | 3239.2112 | 1545.1484 | 546.1083
02.07. | 1 | 3239.2112 | 1545.1484 | 546.1083
02.07. | 2 | 3239.2112 | 1545.1484 | 546.1083
02.07. | 3 | 3239.2112 | 1545.1484 | 546.1083
02.07. | 4 | 3239.2112 | 1545.1484 | 546.1083
02.07. | 5 | 3239.2112 | 1545.1484 | 546.1083
02.07. | 6 | 3239.2112 | 1545.1484 | 546.1083
02.07. | 7 | 3239.2112 | 1545.1484 | 546.1083
02.07. | 8 | 3239.2112 | 1545.1484 | 546.1083
02.07. | 9 | 3239.2112 | 1545.1484 | 546.1083
02.07. | 10 | 3239.2112 | 1545.1484 | 546.1083
02.07. | 11 | 3239.2112 | 1545.1484 | 546.1083
02.07. | 12 | 3239.2112 | 1545.1484 | 546.1083
02.07. | 13 | 3239.2112 | 1545.1484 | 546.1083
02.07. | 14 | 3239.2112 | 1545.1484 | 546.1083
02.07. | 15 | 3239.2112 | 1545.1484 | 546.1083
02.07. | 16 | 3239.2112 | 1545.1484 | 546.1083
02.07. | 17 | 3239.2112 | 1545.1484 | 546.1083
02.07. | 18 | 3239.2112 | 1545.1484 | 546.1083
02.07. | 19 | 3239.2112 | 1545.1484 | 546.1083
02.07. | 20 | 3239.2112 | 1545.1484 | 546.1083
02.07. | 21 | 3239.2112 | 1545.1484 | 546.1083
02.07. | 22 | 3239.2112 | 1545.1484 | 546.1083
02.07. | 23 | 3239.2112 | 1545.1484 | 546.1083
02.07. | 24 | 3239.2112 | 1545.1484 | 546.1083
03.07. | 1 | 3239.2112 | 1545.1484 | 546.1083
03.07. | 2 | 3239.2112 | 1545.1484 | 546.1083
03.07. | 3 | 3239.2112 | 1545.1484 | 546.1083
03.07. | 4 | 3239.2112 | 1545.1484 | 546.1083
03.07. | 5 | 3239.2112 | 1545.1484 | 546.1083
03.07. | 6 | 3239.2112 | 1545.1484 | 546.1083
03.07. | 7 | 3239.2112 | 1545.1484 | 546.1083
03.07. | 8 | 3239.2112 | 1545.1484 | 546.1083
03.07. | 9 | 3239.2112 | 1545.1484 | 546.1083
03.07. | 10 | 3239.2112 | 1545.1484 | 546.1083
03.07. | 11 | 3239.2112 | 1545.1484 | 546.1083
03.07. | 12 | 3239.2112 | 1545.1484 | 546.1083
03.07. | 13 | 3239.2112 | 1545.1484 | 546.1083
03.07. | 14 | 3239.2112 | 1545.1484 | 546.1083
03.07. | 15 | 3239.2112 | 1545.1484 | 546.1083
03.07. | 16 | 3239.2112 | 1545.1484 | 546.1083
03.07. | 17 | 3239.2112 | 1545.1484 | 546.1083
03.07. | 18 | 3239.2112 | 1545.1484 | 546.1083
03.07. | 19 | 3239.2112 | 1545.1484 | 546.1083
03.07. | 20 | 3239.2112 | 1545.1484 | 546.1083
03.07. | 21 | 3239.2112 | 1545.1484 | 546.1083
03.07. | 22 | 3239.2112 | 1545.1484 | 546.1083
03.07. | 23 | 3239.2112 | 1545.1484 | 546.1083
03.07. | 24 | 3239.2112 | 1545.1484 | 546.1083
04.07. | 1 | 3239.2112 | 1545.1484 | 546.1083
04.07. | 2 | 3239.2112 | 1545.1484 | 546.1083
04.07. | 3 | 3239.2112 | 1545.1484 | 546.1083
04.07. | 4 | 3239.2112 | 1545.1484 | 546.1083
04.07. | 5 | 3239.2112 | 1545.1484 | 546.1083
04.07. | 6 | 3239.2112 | 1545.1484 | 546.1083
04.07. | 7 | 3239.2112 | 1545.1484 | 546.1083
04.07. | 8 | 3239.2112 | 1545.1484 | 546.1083
04.07. | 9 | 3239.2112 | 1545.1484 | 546.1083
04.07. | 10 | 3239.2112 | 1545.1484 | 546.1083
04.07. | 11 | 3239.2112 | 1545.1484 | 546.1083
04.07. | 12 | 3239.2112 | 1545.1484 | 546.1083
04.07. | 13 | 3239.2112 | 1545.1484 | 546.1083
04.07. | 14 | 3239.2112 | 1545.1484 | 546.1083
04.07. | 15 | 3239.2112 | 1545.1484 | 546.1083
04.07. | 16 | 3239.2112 | 1545.1484 | 546.1083
04.07. | 17 | 3239.2112 | 1545.1484 | 546.1083
04.07. | 18 | 3239.2112 | 1545.1484 | 546.1083
04.07. | 19 | 3239.2112 | 1545.1484 | 546.1083
04.07. | 20 | 3239.2112 | 1545.1484 | 546.1083
04.07. | 21 | 3239.2112 | 1545.1484 | 546.1083
04.07. | 22 | 3239.2112 | 1545.1484 | 546.1083
04.07. | 23 | 3239.2112 | 1545.1484 | 546.1083
04.07. | 24 | 3239.2112 | 1545.1484 | 546.1083
05.07. | 1 | 3239.2112 | 1545.1484 | 546.1083
05.07. | 2 | 3239.2112 | 1545.1484 | 546.1083
05.07. | 3 | 3239.2112 | 1545.1484 | 546.1083
05.07. | 4 | 3239.2112 | 1545.1484 | 546.1083
05.07. | 5 | 3239.2112 | 1545.1484 | 546.1083
05.07. | 6 | 3239.2112 | 1545.1484 | 546.1083
05.07. | 7 | 3239.2112 | 1545.1484 | 546.1083
05.07. | 8 | 3239.2112 | 1545.1484 | 546.1083
05.07. | 9 | 3239.2112 | 1545.1484 | 546.1083
05.07. | 10 | 3239.2112 | 1545.1484 | 546.1083
05.07. | 11 | 3239.2112 | 1545.1484 | 546.1083
05.07. | 12 | 3239.2112 | 1545.1484 | 546.1083
05.07. | 13 | 3239.2112 | 1545.1484 | 546.1083
05.07. | 14 | 3239.2112 | 1545.1484 | 546.1083
05.07. | 15 | 3239.2112 | 1545.1484 | 546.1083
05.07. | 16 | 3239.2112 | 1545.1484 | 546.1083
05.07. | 17 | 3239.2112 | 1545.1484 | 546.1083
05.07. | 18 | 3239.2112 | 1545.1484 | 546.1083
05.07. | 19 | 3239.2112 | 1545.1484 | 546.1083
05.07. | 20 | 3239.2112 | 1545.1484 | 546.1083
05.07. | 21 | 3239.2112 | 1545.1484 | 546.1083
05.07. | 22 | 3239.2112 | 1545.1484 | 546.1083
05.07. | 23 | 3239.2112 | 1545.1484 | 546.1083
05.07. | 24 | 3239.2112 | 1545.1484 | 546.1083
06.07. | 1 | 3239.2112 | 1545.1484 | 546.1083
06.07. | 2 | 3239.2112 | 1545.1484 | 546.1083
06.07. | 3 | 3239.2112 | 1545.1484 | 546.1083
06.07. | 4 | 3239.2112 | 1545.1484 | 546.1083
06.07. | 5 | 3239.2112 | 1545.1484 | 546.1083
06.07. | 6 | 3239.2112 | 1545.1484 | 546.1083
06.07. | 7 | 3239.2112 | 1545.1484 | 546.1083
06.07. | 8 | 3239.2112 | 1545.1484 | 546.1083
06.07. | 9 | 3239.2112 | 1545.1484 | 546.1083
06.07. | 10 | 3239.2112 | 1545.1484 | 546.1083
06.07. | 11 | 3239.2112 | 1545.1484 | 546.1083
06.07. | 12 | 3239.2112 | 1545.1484 | 546.1083
06.07. | 13 | 3239.2112 | 1545.1484 | 546.1083
06.07. | 14 | 3239.2112 | 1545.1484 | 546.1083
06.07. | 15 | 3239.2112 | 1545.1484 | 546.1083
06.07. | 16 | 3239.2112 | 1545.1484 | 546.1083
06.07. | 17 | 3239.2112 | 1545.1484 | 546.1083
06.07. | 18 | 3239.2112 | 1545.1484 | 546.1083
06.07. | 19 | 3239.2112 | 1545.1484 | 546.1083
06.07. | 20 | 3239.2112 | 1545.1484 | 546.1083
06.07. | 21 | 3239.2112 | 1545.1484 | 546.1083
06.07. | 22 | 3239.2112 | 1545.1484 | 546.1083
06.07. | 23 | 3239.2112 | 1545.1484 | 546.1083
06.07. | 24 | 3239.2112 | 1545.1484 | 546.1083
07.07. | 1 | 3239.2112 | 1545.1484 | 546.1083
07.07. | 2 | 3239.2112 | 1545.1484 | 546.1083
07.07. | 3 | 3239.2112 | 1545.1484 | 546.1083
07.07. | 4 | 3239.2112 | 1545.1484 | 546.1083
07.07. | 5 | 3239.2112 | 1545.1484 | 546.1083
07.07. | 6 | 3239.2112 | 1545.1484 | 546.1083
07.07. | 7 | 3239.2112 | 1545.1484 | 546.1083
07.07. | 8 | 3239.2112 | 1545.1484 | 546.1083
07.07. | 9 | 3239.2112 | 1545.1484 | 546.1083
07.07. | 10 | 3239.2112 | 1545.1484 | 546.1083
07.07. | 11 | 3239.2112 | 1545.1484 | 546.1083
07.07. | 12 | 3239.2112 | 1545.1484 | 546.1083
07.07. | 13 | 3239.2112 | 1545.1484 | 546.1083
07.07. | 14 | 3239.2112 | 1545.1484 | 546.1083
07.07. | 15 | 3239.2112 | 1545.1484 | 546.1083
07.07. | 16 | 3239.2112 | 1545.1484 | 546.1083
07.07. | 17 | 3239.2112 | 1545.1484 | 546.1083
07.07. | 18 | 3239.2112 | 1545.1484 | 546.1083
07.07. | 19 | 3239.2112 | 1545.1484 | 546.1083
07.07. | 20 | 3239.2112 | 1545.1484 | 546.1083
07.07. | 21 | 3239.2112 | 1545.1484 | 546.1083
07.07. | 22 | 3239.2112 | 1545.1484 | 546.1083
07.07. | 23 | 3239.2112 | 1545.1484 | 546.1083
07.07. | 24 | 3239.2112 | 1545.1484 | 546.1083
08.07. | 1 | 3239.2112 | 1545.1484 | 546.1083
08.07. | 2 | 3239.2112 | 1545.1484 | 546.1083
08.07. | 3 | 3239.2112 | 1545.1484 | 546.1083
08.07. | 4 | 3239.2112 | 1545.1484 | 546.1083
08.07. | 5 | 3239.2112 | 1545.1484 | 546.1083
08.07. | 6 | 3239.2112 | 1545.1484 | 546.1083
08.07. | 7 | 3239.2112 | 1545.1484 | 546.1083
08.07. | 8 | 3239.2112 | 1545.1484 | 546.1083
08.07. | 9 | 3239.2112 | 1545.1484 | 546.1083
08.07. | 10 | 3239.2112 | 1545.1484 | 546.1083
08.07. | 11 | 3239.2112 | 1545.1484 | 546.1083
08.07. | 12 | 3239.2112 | 1545.1484 | 546.1083
08.07. | 13 | 3239.2112 | 1545.1484 | 546.1083
08.07. | 14 | 3239.2112 | 1545.1484 | 546.1083
08.07. | 15 | 3239.2112 | 1545.1484 | 546.1083
08.07. | 16 | 3239.2112 | 1545.1484 | 546.1083
08.07. | 17 | 3239.2112 | 1545.1484 | 546.1083
08.07. | 18 | 3239.2112 | 1545.1484 | 546.1083
08.07. | 19 | 3239.2112 | 1545.1484 | 546.1083
08.07. | 20 | 3239.2112 | 1545.1484 | 546.1083
08.07. | 21 | 3239.2112 | 1545.1484 | 546.1083
08.07. | 22 | 3239.2112 | 1545.1484 | 546.1083
08.07. | 23 | 3239.2112 | 1545.1484 | 546.1083
08.07. | 24 | 3239.2112 | 1545.1484 | 546.1083
09.07. | 1 | 3239.2112 | 1545.1484 | 546.1083
09.07. | 2 | 3239.2112 | 1545.1484 | 546.1083
09.07. | 3 | 3239.2112 | 1545.1484 | 546.1083
09.07. | 4 | 3239.2112 | 1545.1484 | 546.1083
09.07. | 5 | 3239.2112 | 1545.1484 | 546.1083
09.07. | 6 | 3239.2112 | 1545.1484 | 546.1083
09.07. | 7 | 3239.2112 | 1545.1484 | 546.1083
09.07. | 8 | 3239.2112 | 1545.1484 | 546.1083
09.07. | 9 | 3239.2112 | 1545.1484 | 546.1083
09.07. | 10 | 3239.2112 | 1545.1484 | 546.1083
09.07. | 11 | 3239.2112 | 1545.1484 | 546.1083
09.07. | 12 | 3239.2112 | 1545.1484 | 546.1083
09.07. | 13 | 3239.2112 | 1545.1484 | 546.1083
09.07. | 14 | 3239.2112 | 1545.1484 | 546.1083
09.07. | 15 | 3239.2112 | 1545.1484 | 546.1083
09.07. | 16 | 3239.2112 | 1545.1484 | 546.1083
09.07. | 17 | 3239.2112 | 1545.1484 | 546.1083
09.07. | 18 | 3239.2112 | 1545.1484 | 546.1083
09.07. | 19 | 3239.2112 | 1545.1484 | 546.1083
09.07. | 20 | 3239.2112 | 1545.1484 | 546.1083
09.07. | 21 | 3239.2112 | 1545.1484 | 546.1083
09.07. | 22 | 3239.2112 | 1545.1484 | 546.1083
09.07. | 23 | 3239.2112 | 1545.1484 | 546.1083
09.07. | 24 | 3239.2112 | 1545.1484 | 546.1083
10.07. | 1 | 3239.2112 | 1545.1484 | 546.1083
10.07. | 2 | 3239.2112 | 1545.1484 | 546.1083
10.07. | 3 | 3239.2112 | 1545.1484 | 546.1083
10.07. | 4 | 3239.2112 | 1545.1484 | 546.1083
10.07. | 5 | 3239.2112 | 1545.1484 | 546.1083
10.07. | 6 | 3239.2112 | 1545.1484 | 546.1083
10.07. | 7 | 3239.2112 | 1545.1484 | 546.1083
10.07. | 8 | 3239.2112 | 1545.1484 | 546.1083
10.07. | 9 | 3239.2112 | 1545.1484 | 546.1083
10.07. | 10 | 3239.2112 | 1545.1484 | 546.1083
10.07. | 11 | 3239.2112 | 1545.1484 | 546.1083
10.07. | 12 | 3239.2112 | 1545.1484 | 546.1083
10.07. | 13 | 3239.2112 | 1545.1484 | 546.1083
10.07. | 14 | 3239.2112 | 1545.1484 | 546.1083
10.07. | 15 | 3239.2112 | 1545.1484 | 546.1083
10.07. | 16 | 3239.2112 | 1545.1484 | 546.1083
10.07. | 17 | 3239.2112 | 1545.1484 | 546.1083
10.07. | 18 | 3239.2112 | 1545.1484 | 546.1083
10.07. | 19 | 3239.2112 | 1545.1484 | 546.1083
10.07. | 20 | 3239.2112 | 1545.1484 | 546.1083
10.07. | 21 | 3239.2112 | 1545.1484 | 546.1083
10.07. | 22 | 3239.2112 | 1545.1484 | 546.1083
10.07. | 23 | 3239.2112 | 1545.1484 | 546.1083
10.07. | 24 | 3239.2112 | 1545.1484 | 546.1083
11.07. | 1 | 3239.2112 | 1545.1484 | 546.1083
11.07. | 2 | 3239.2112 | 1545.1484 | 546.1083
11.07. | 3 | 3239.2112 | 1545.1484 | 546.1083
11.07. | 4 | 3239.2112 | 1545.1484 | 546.1083
11.07. | 5 | 3239.2112 | 1545.1484 | 546.1083
11.07. | 6 | 3239.2112 | 1545.1484 | 546.1083
11.07. | 7 | 3239.2112 | 1545.1484 | 546.1083
11.07. | 8 | 3239.2112 | 1545.1484 | 546.1083
11.07. | 9 | 3239.2112 | 1545.1484 | 546.1083
11.07. | 10 | 3239.2112 | 1545.1484 | 546.1083
11.07. | 11 | 3239.2112 | 1545.1484 | 546.1083
11.07. | 12 | 3239.2112 | 1545.1484 | 546.1083
11.07. | 13 | 3239.2112 | 1545.1484 | 546.1083
11.07. | 14 | 3239.2112 | 1545.1484 | 546.1083
11.07. | 15 | 3239.2112 | 1545.1484 | 546.1083
11.07. | 16 | 3239.2112 | 1545.1484 | 546.1083
11.07. | 17 | 3239.2112 | 1545.1484 | 546.1083
11.07. | 18 | 3239.2112 | 1545.1484 | 546.1083
11.07. | 19 | 3239.2112 | 1545.1484 | 546.1083
11.07. | 20 | 3239.2112 | 1545.1484 | 546.1083
11.07. | 21 | 3239.2112 | 1545.1484 | 546.1083
11.07. | 22 | 3239.2112 | 1545.1484 | 546.1083
11.07. | 23 | 3239.2112 | 1545.1484 | 546.1083
11.07. | 24 | 3239.2112 | 1545.1484 | 546.1083
12.07. | 1 | 3239.2112 | 1545.1484 | 546.1083
12.07. | 2 | 3239.2112 | 1545.1484 | 546.1083
12.07. | 3 | 3239.2112 | 1545.1484 | 546.1083
12.07. | 4 | 3239.2112 | 1545.1484 | 546.1083
12.07. | 5 | 3239.2112 | 1545.1484 | 546.1083
12.07. | 6 | 3239.2112 | 1545.1484 | 546.1083
12.07. | 7 | 3239.2112 | 1545.1484 | 546.1083
12.07. | 8 | 3239.2112 | 1545.1484 | 546.1083
12.07. | 9 | 3239.2112 | 1545.1484 | 546.1083
12.07. | 10 | 3239.2112 | 1545.1484 | 546.1083
12.07. | 11 | 3239.2112 | 1545.1484 | 546.1083
12.07. | 12 | 3239.2112 | 1545.1484 | 546.1083
12.07. | 13 | 3239.2112 | 1545.1484 | 546.1083
12.07. | 14 | 3239.2112 | 1545.1484 | 546.1083
12.07. | 15 | 3239.2112 | 1545.1484 | 546.1083
12.07. | 16 | 3239.2112 | 1545.1484 | 546.1083
12.07. | 17 | 3239.2112 | 1545.1484 | 546.1083
12.07. | 18 | 3239.2112 | 1545.1484 | 546.1083
12.07. | 19 | 3239.2112 | 1545.1484 | 546.1083
12.07. | 20 | 3239.2112 | 1545.1484 | 546.1083
12.07. | 21 | 3239.2112 | 1545.1484 | 546.1083
12.07. | 22 | 3239.2112 | 1545.1484 | 546.1083
12.07. | 23 | 3239.2112 | 1545.1484 | 546.1083
12.07. | 24 | 3239.2112 | 1545.1484 | 546.1083
13.07. | 1 | 3239.2112 | 1545.1484 | 546.1083
13.07. | 2 | 3239.2112 | 1545.1484 | 546.1083
13.07. | 3 | 3239.2112 | 1545.1484 | 546.1083
13.07. | 4 | 3239.2112 | 1545.1484 | 546.1083
13.07. | 5 | 3239.2112 | 1545.1484 | 546.1083
13.07. | 6 | 3239.2112 | 1545.1484 | 546.1083
13.07. | 7 | 3239.2112 | 1545.1484 | 546.1083
13.07. | 8 | 3239.2112 | 1545.1484 | 546.1083
13.07. | 9 | 3239.2112 | 1545.1484 | 546.1083
13.07. | 10 | 3239.2112 | 1545.1484 | 546.1083
13.07. | 11 | 3239.2112 | 1545.1484 | 546.1083
13.07. | 12 | 3239.2112 | 1545.1484 | 546.1083
13.07. | 13 | 3239.2112 | 1545.1484 | 546.1083
13.07. | 14 | 3239.2112 | 1545.1484 | 546.1083
13.07. | 15 | 3239.2112 | 1545.1484 | 546.1083
13.07. | 16 | 3239.2112 | 1545.1484 | 546.1083
13.07. | 17 | 3239.2112 | 1545.1484 | 546.1083
13.07. | 18 | 3239.2112 | 1545.1484 | 546.1083
13.07. | 19 | 3239.2112 | 1545.1484 | 546.1083
13.07. | 20 | 3239.2112 | 1545.1484 | 546.1083
13.07. | 21 | 3239.2112 | 1545.1484 | 546.1083
13.07. | 22 | 3239.2112 | 1545.1484 | 546.1083
13.07. | 23 | 3239.2112 | 1545.1484 | 546.1083
13.07. | 24 | 3239.2112 | 1545.1484 | 546.1083
14.07. | 1 | 3239.2112 | 1545.1484 | 546.1083
14.07. | 2 | 3239.2112 | 1545.1484 | 546.1083
14.07. | 3 | 3239.2112 | 1545.1484 | 546.1083
14.07. | 4 | 3239.2112 | 1545.1484 | 546.1083
14.07. | 5 | 3239.2112 | 1545.1484 | 546.1083
14.07. | 6 | 3239.2112 | 1545.1484 | 546.1083
14.07. | 7 | 3239.2112 | 1545.1484 | 546.1083
14.07. | 8 | 3239.2112 | 1545.1484 | 546.1083
14.07. | 9 | 3239.2112 | 1545.1484 | 546.1083
14.07. | 10 | 3239.2112 | 1545.1484 | 546.1083
14.07. | 11 | 3239.2112 | 1545.1484 | 546.1083
14.07. | 12 | 3239.2112 | 1545.1484 | 546.1083
14.07. | 13 | 3239.2112 | 1545.1484 | 546.1083
14.07. | 14 | 3239.2112 | 1545.1484 | 546.1083
14.07. | 15 | 3239.2112 | 1545.1484 | 546.1083
14.07. | 16 | 3239.2112 | 1545.1484 | 546.1083
14.07. | 17 | 3239.2112 | 1545.1484 | 546.1083
14.07. | 18 | 3239.2112 | 1545.1484 | 546.1083
14.07. | 19 | 3239.2112 | 1545.1484 | 546.1083
14.07. | 20 | 3239.2112 | 1545.1484 | 546.1083
14.07. | 21 | 3239.2112 | 1545.1484 | 546.1083
14.07. | 22 | 3239.2112 | 1545.1484 | 546.1083
14.07. | 23 | 3239.2112 | 1545.1484 | 546.1083
14.07. | 24 | 3239.2112 | 1545.1484 | 546.1083
15.07. | 1 | 3239.2112 | 1545.1484 | 546.1083
15.07. | 2 | 3239.2112 | 1545.1484 | 546.1083
15.07. | 3 | 3239.2112 | 1545.1484 | 546.1083
15.07. | 4 | 3239.2112 | 1545.1484 | 546.1083
15.07. | 5 | 3239.2112 | 1545.1484 | 546.1083
15.07. | 6 | 3239.2112 | 1545.1484 | 546.1083
15.07. | 7 | 3239.2112 | 1545.1484 | 546.1083
15.07. | 8 | 3239.2112 | 1545.1484 | 546.1083
15.07. | 9 | 3239.2112 | 1545.1484 | 546.1083
15.07. | 10 | 3239.2112 | 1545.1484 | 546.1083
15.07. | 11 | 3239.2112 | 1545.1484 | 546.1083
15.07. | 12 | 3239.2112 | 1545.1484 | 546.1083
15.07. | 13 | 3239.2112 | 1545.1484 | 546.1083
15.07. | 14 | 3239.2112 | 1545.1484 | 546.1083
15.07. | 15 | 3239.2112 | 1545.1484 | 546.1083
15.07. | 16 | 3239.2112 | 1545.1484 | 546.1083
15.07. | 17 | 3239.2112 | 1545.1484 | 546.1083
15.07. | 18 | 3239.2112 | 1545.1484 | 546.1083
15.07. | 19 | 3239.2112 | 1545.1484 | 546.1083
15.07. | 20 | 3239.2112 | 1545.1484 | 546.1083
15.07. | 21 | 3239.2112 | 1545.1484 | 546.1083
15.07. | 22 | 3239.2112 | 1545.1484 | 546.1083
15.07. | 23 | 3239.2112 | 1545.1484 | 546.1083
15.07. | 24 | 3239.2112 | 1545.1484 | 546.1083
16.07. | 1 | 3239.2112 | 1545.1484 | 546.1083
16.07. | 2 | 3239.2112 | 1545.1484 | 546.1083
16.07. | 3 | 3239.2112 | 1545.1484 | 546.1083
16.07. | 4 | 3239.2112 | 1545.1484 | 546.1083
16.07. | 5 | 3239.2112 | 1545.1484 | 546.1083
16.07. | 6 | 3239.2112 | 1545.1484 | 546.1083
16.07. | 7 | 3239.2112 | 1545.1484 | 546.1083
16.07. | 8 | 3239.2112 | 1545.1484 | 546.1083
16.07. | 9 | 3239.2112 | 1545.1484 | 546.1083
16.07. | 10 | 3239.2112 | 1545.1484 | 546.1083
16.07. | 11 | 3239.2112 | 1545.1484 | 546.1083
16.07. | 12 | 3239.2112 | 1545.1484 | 546.1083
16.07. | 13 | 3239.2112 | 1545.1484 | 546.1083
16.07. | 14 | 3239.2112 | 1545.1484 | 546.1083
16.07. | 15 | 3239.2112 | 1545.1484 | 546.1083
16.07. | 16 | 3239.2112 | 1545.1484 | 546.1083
16.07. | 17 | 3239.2112 | 1545.1484 | 546.1083
16.07. | 18 | 3239.2112 | 1545.1484 | 546.1083
16.07. | 19 | 3239.2112 | 1545.1484 | 546.1083
16.07. | 20 | 3239.2112 | 1545.1484 | 546.1083
16.07. | 21 | 3239.2112 | 1545.1484 | 546.1083
16.07. | 22 | 3239.2112 | 1545.1484 | 546.1083
16.07. | 23 | 3239.2112 | 1545.1484 | 546.1083
16.07. | 24 | 3239.2112 | 1545.1484 | 546.1083
17.07. | 1 | 3239.2112 | 1545.1484 | 546.1083
17.07. | 2 | 3239.2112 | 1545.1484 | 546.1083
17.07. | 3 | 3239.2112 | 1545.1484 | 546.1083
17.07. | 4 | 3239.2112 | 1545.1484 | 546.1083
17.07. | 5 | 3239.2112 | 1545.1484 | 546.1083
17.07. | 6 | 3239.2112 | 1545.1484 | 546.1083
17.07. | 7 | 3239.2112 | 1545.1484 | 546.1083
17.07. | 8 | 3239.2112 | 1545.1484 | 546.1083
17.07. | 9 | 3239.2112 | 1545.1484 | 546.1083
17.07. | 10 | 3239.2112 | 1545.1484 | 546.1083
17.07. | 11 | 3239.2112 | 1545.1484 | 546.1083
17.07. | 12 | 3239.2112 | 1545.1484 | 546.1083
17.07. | 13 | 3239.2112 | 1545.1484 | 546.1083
17.07. | 14 | 3239.2112 | 1545.1484 | 546.1083
17.07. | 15 | 3239.2112 | 1545.1484 | 546.1083
17.07. | 16 | 3239.2112 | 1545.1484 | 546.1083
17.07. | 17 | 3239.2112 | 1545.1484 | 546.1083
17.07. | 18 | 3239.2112 | 1545.1484 | 546.1083
17.07. | 19 | 3239.2112 | 1545.1484 | 546.1083
17.07. | 20 | 3239.2112 | 1545.1484 | 546.1083
17.07. | 21 | 3239.2112 | 1545.1484 | 546.1083
17.07. | 22 | 3239.2112 | 1545.1484 | 546.1083
17.07. | 23 | 3239.2112 | 1545.1484 | 546.1083
17.07. | 24 | 3239.2112 | 1545.1484 | 546.1083
18.07. | 1 | 3239.2112 | 1545.1484 | 546.1083
18.07. | 2 | 3239.2112 | 1545.1484 | 546.1083
18.07. | 3 | 3239.2112 | 1545.1484 | 546.1083
18.07. | 4 | 3239.2112 | 1545.1484 | 546.1083
18.07. | 5 | 3239.2112 | 1545.1484 | 546.1083
18.07. | 6 | 3239.2112 | 1545.1484 | 546.1083
18.07. | 7 | 3239.2112 | 1545.1484 | 546.1083
18.07. | 8 | 3239.2112 | 1545.1484 | 546.1083
18.07. | 9 | 3239.2112 | 1545.1484 | 546.1083
18.07. | 10 | 3239.2112 | 1545.1484 | 546.1083
18.07. | 11 | 3239.2112 | 1545.1484 | 546.1083
18.07. | 12 | 3239.2112 | 1545.1484 | 546.1083
18.07. | 13 | 3239.2112 | 1545.1484 | 546.1083
18.07. | 14 | 3239.2112 | 1545.1484 | 546.1083
18.07. | 15 | 3239.2112 | 1545.1484 | 546.1083
18.07. | 16 | 3239.2112 | 1545.1484 | 546.1083
18.07. | 17 | 3239.2112 | 1545.1484 | 546.1083
18.07. | 18 | 3239.2112 | 1545.1484 | 546.1083
18.07. | 19 | 3239.2112 | 1545.1484 | 546.1083
18.07. | 20 | 3239.2112 | 1545.1484 | 546.1083
18.07. | 21 | 3239.2112 | 1545.1484 | 546.1083
18.07. | 22 | 3239.2112 | 1545.1484 | 546.1083
18.07. | 23 | 3239.2112 | 1545.1484 | 546.1083
18.07. | 24 | 3239.2112 | 1545.1484 | 546.1083
19.07. | 1 | 3239.2112 | 1545.1484 | 546.1083
19.07. | 2 | 3239.2112 | 1545.1484 | 546.1083
19.07. | 3 | 3239.2112 | 1545.1484 | 546.1083
19.07. | 4 | 3239.2112 | 1545.1484 | 546.1083
19.07. | 5 | 3239.2112 | 1545.1484 | 546.1083
19.07. | 6 | 3239.2112 | 1545.1484 | 546.1083
19.07. | 7 | 3239.2112 | 1545.1484 | 546.1083
19.07. | 8 | 3239.2112 | 1545.1484 | 546.1083
19.07. | 9 | 3239.2112 | 1545.1484 | 546.1083
19.07. | 10 | 3239.2112 | 1545.1484 | 546.1083
19.07. | 11 | 3239.2112 | 1545.1484 | 546.1083
19.07. | 12 | 3239.2112 | 1545.1484 | 546.1083
19.07. | 13 | 3239.2112 | 1545.1484 | 546.1083
19.07. | 14 | 3239.2112 | 1545.1484 | 546.1083
19.07. | 15 | 3239.2112 | 1545.1484 | 546.1083
19.07. | 16 | 3239.2112 | 1545.1484 | 546.1083
19.07. | 17 | 3239.2112 | 1545.1484 | 546.1083
19.07. | 18 | 3239.2112 | 1545.1484 | 546.1083
19.07. | 19 | 3239.2112 | 1545.1484 | 546.1083
19.07. | 20 | 3239.2112 | 1545.1484 | 546.1083
19.07. | 21 | 3239.2112 | 1545.1484 | 546.1083
19.07. | 22 | 3239.2112 | 1545.1484 | 546.1083
19.07. | 23 | 3239.2112 | 1545.1484 | 546.1083
19.07. | 24 | 3239.2112 | 1545.1484 | 546.1083
20.07. | 1 | 3239.2112 | 1545.1484 | 546.1083
20.07. | 2 | 3239.2112 | 1545.1484 | 546.1083
20.07. | 3 | 3239.2112 | 1545.1484 | 546.1083
20.07. | 4 | 3239.2112 | 1545.1484 | 546.1083
20.07. | 5 | 3239.2112 | 1545.1484 | 546.1083
20.07. | 6 | 3239.2112 | 1545.1484 | 546.1083
20.07. | 7 | 3239.2112 | 1545.1484 | 546.1083
20.07. | 8 | 3239.2112 | 1545.1484 | 546.1083
20.07. | 9 | 3239.2112 | 1545.1484 | 546.1083
20.07. | 10 | 3239.2112 | 1545.1484 | 546.1083
20.07. | 11 | 3239.2112 | 1545.1484 | 546.1083
20.07. | 12 | 3239.2112 | 1545.1484 | 546.1083
20.07. | 13 | 3239.2112 | 1545.1484 | 546.1083
20.07. | 14 | 3239.2112 | 1545.1484 | 546.1083
20.07. | 15 | 3239.2112 | 1545.1484 | 546.1083
20.07. | 16 | 3239.2112 | 1545.1484 | 546.1083
20.07. | 17 | 3239.2112 | 1545.1484 | 546.1083
20.07. | 18 | 3239.2112 | 1545.1484 | 546.1083
20.07. | 19 | 3239.2112 | 1545.1484 | 546.1083
20.07. | 20 | 3239.2112 | 1545.1484 | 546.1083
20.07. | 21 | 3239.2112 | 1545.1484 | 546.1083
20.07. | 22 | 3239.2112 | 1545.1484 | 546.1083
20.07. | 23 | 3239.2112 | 1545.1484 | 546.1083
20.07. | 24 | 3239.2112 | 1545.1484 | 546.1083
21.07. | 1 | 3239.2112 | 1545.1484 | 546.1083
21.07. | 2 | 3239.2112 | 1545.1484 | 546.1083
21.07. | 3 | 3239.2112 | 1545.1484 | 546.1083
21.07. | 4 | 3239.2112 | 1545.1484 | 546.1083
21.07. | 5 | 3239.2112 | 1545.1484 | 546.1083
21.07. | 6 | 3239.2112 | 1545.1484 | 546.1083
21.07. | 7 | 3239.2112 | 1545.1484 | 546.1083
21.07. | 8 | 3239.2112 | 1545.1484 | 546.1083
21.07. | 9 | 3239.2112 | 1545.1484 | 546.1083
21.07. | 10 | 3239.2112 | 1545.1484 | 546.1083
21.07. | 11 | 3239.2112 | 1545.1484 | 546.1083
21.07. | 12 | 3239.2112 | 1545.1484 | 546.1083
21.07. | 13 | 3239.2112 | 1545.1484 | 546.1083
21.07. | 14 | 3239.2112 | 1545.1484 | 546.1083
21.07. | 15 | 3239.2112 | 1545.1484 | 546.1083
21.07. | 16 | 3239.2112 | 1545.1484 | 546.1083
21.07. | 17 | 3239.2112 | 1545.1484 | 546.1083
21.07. | 18 | 3239.2112 | 1545.1484 | 546.1083
21.07. | 19 | 3239.2112 | 1545.1484 | 546.1083
21.07. | 20 | 3239.2112 | 1545.1484 | 546.1083
21.07. | 21 | 3239.2112 | 1545.1484 | 546.1083
21.07. | 22 | 3239.2112 | 1545.1484 | 546.1083
21.07. | 23 | 3239.2112 | 1545.1484 | 546.1083
21.07. | 24 | 3239.2112 | 1545.1484 | 546.1083
22.07. | 1 | 3239.2112 | 1545.1484 | 546.1083
22.07. | 2 | 3239.2112 | 1545.1484 | 546.1083
22.07. | 3 | 3239.2112 | 1545.1484 | 546.1083
22.07. | 4 | 3239.2112 | 1545.1484 | 546.1083
22.07. | 5 | 3239.2112 | 1545.1484 | 546.1083
22.07. | 6 | 3239.2112 | 1545.1484 | 546.1083
22.07. | 7 | 3239.2112 | 1545.1484 | 546.1083
22.07. | 8 | 3239.2112 | 1545.1484 | 546.1083
22.07. | 9 | 3239.2112 | 1545.1484 | 546.1083
22.07. | 10 | 3239.2112 | 1545.1484 | 546.1083
22.07. | 11 | 3239.2112 | 1545.1484 | 546.1083
22.07. | 12 | 3239.2112 | 1545.1484 | 546.1083
22.07. | 13 | 3239.2112 | 1545.1484 | 546.1083
22.07. | 14 | 3239.2112 | 1545.1484 | 546.1083
22.07. | 15 | 3239.2112 | 1545.1484 | 546.1083
22.07. | 16 | 3239.2112 | 1545.1484 | 546.1083
22.07. | 17 | 3239.2112 | 1545.1484 | 546.1083
22.07. | 18 | 3239.2112 | 1545.1484 | 546.1083
22.07. | 19 | 3239.2112 | 1545.1484 | 546.1083
22.07. | 20 | 3239.2112 | 1545.1484 | 546.1083
22.07. | 21 | 3239.2112 | 1545.1484 | 546.1083
22.07. | 22 | 3239.2112 | 1545.1484 | 546.1083
22.07. | 23 | 3239.2112 | 1545.1484 | 546.1083
22.07. | 24 | 3239.2112 | 1545.1484 | 546.1083
23.07. | 1 | 3239.2112 | 1545.1484 | 546.1083
23.07. | 2 | 3239.2112 | 1545.1484 | 546.1083
23.07. | 3 | 3239.2112 | 1545.1484 | 546.1083
23.07. | 4 | 3239.2112 | 1545.1484 | 546.1083
23.07. | 5 | 3239.2112 | 1545.1484 | 546.1083
23.07. | 6 | 3239.2112 | 1545.1484 | 546.1083
23.07. | 7 | 3239.2112 | 1545.1484 | 546.1083
23.07. | 8 | 3239.2112 | 1545.1484 | 546.1083
23.07. | 9 | 3239.2112 | 1545.1484 | 546.1083
23.07. | 10 | 3239.2112 | 1545.1484 | 546.1083
23.07. | 11 | 3239.2112 | 1545.1484 | 546.1083
23.07. | 12 | 3239.2112 | 1545.1484 | 546.1083
23.07. | 13 | 3239.2112 | 1545.1484 | 546.1083
23.07. | 14 | 3239.2112 | 1545.1484 | 546.1083
23.07. | 15 | 3239.2112 | 1545.1484 | 546.1083
23.07. | 16 | 3239.2112 | 1545.1484 | 546.1083
23.07. | 17 | 3239.2112 | 1545.1484 | 546.1083
23.07. | 18 | 3239.2112 | 1545.1484 | 546.1083
23.07. | 19 | 3239.2112 | 1545.1484 | 546.1083
23.07. | 20 | 3239.2112 | 1545.1484 | 546.1083
23.07. | 21 | 3239.2112 | 1545.1484 | 546.1083
23.07. | 22 | 3239.2112 | 1545.1484 | 546.1083
23.07. | 23 | 3239.2112 | 1545.1484 | 546.1083
23.07. | 24 | 3239.2112 | 1545.1484 | 546.1083
24.07. | 1 | 3239.2112 | 1545.1484 | 546.1083
24.07. | 2 | 3239.2112 | 1545.1484 | 546.1083
24.07. | 3 | 3239.2112 | 1545.1484 | 546.1083
24.07. | 4 | 3239.2112 | 1545.1484 | 546.1083
24.07. | 5 | 3239.2112 | 1545.1484 | 546.1083
24.07. | 6 | 3239.2112 | 1545.1484 | 546.1083
24.07. | 7 | 3239.2112 | 1545.1484 | 546.1083
24.07. | 8 | 3239.2112 | 1545.1484 | 546.1083
24.07. | 9 | 3239.2112 | 1545.1484 | 546.1083
24.07. | 10 | 3239.2112 | 1545.1484 | 546.1083
24.07. | 11 | 3239.2112 | 1545.1484 | 546.1083
24.07. | 12 | 3239.2112 | 1545.1484 | 546.1083
24.07. | 13 | 3239.2112 | 1545.1484 | 546.1083
24.07. | 14 | 3239.2112 | 1545.1484 | 546.1083
24.07. | 15 | 3239.2112 | 1545.1484 | 546.1083
24.07. | 16 | 3239.2112 | 1545.1484 | 546.1083
24.07. | 17 | 3239.2112 | 1545.1484 | 546.1083
24.07. | 18 | 3239.2112 | 1545.1484 | 546.1083
24.07. | 19 | 3239.2112 | 1545.1484 | 546.1083
24.07. | 20 | 3239.2112 | 1545.1484 | 546.1083
24.07. | 21 | 3239.2112 | 1545.1484 | 546.1083
24.07. | 22 | 3239.2112 | 1545.1484 | 546.1083
24.07. | 23 | 3239.2112 | 1545.1484 | 546.1083
24.07. | 24 | 3239.2112 | 1545.1484 | 546.1083
25.07. | 1 | 3239.2112 | 1545.1484 | 546.1083
25.07. | 2 | 3239.2112 | 1545.1484 | 546.1083
25.07. | 3 | 3239.2112 | 1545.1484 | 546.1083
25.07. | 4 | 3239.2112 | 1545.1484 | 546.1083
25.07. | 5 | 3239.2112 | 1545.1484 | 546.1083
25.07. | 6 | 3239.2112 | 1545.1484 | 546.1083
25.07. | 7 | 3239.2112 | 1545.1484 | 546.1083
25.07. | 8 | 3239.2112 | 1545.1484 | 546.1083
25.07. | 9 | 3239.2112 | 1545.1484 | 546.1083
25.07. | 10 | 3239.2112 | 1545.1484 | 546.1083
25.07. | 11 | 3239.2112 | 1545.1484 | 546.1083
25.07. | 12 | 3239.2112 | 1545.1484 | 546.1083
25.07. | 13 | 3239.2112 | 1545.1484 | 546.1083
25.07. | 14 | 3239.2112 | 1545.1484 | 546.1083
25.07. | 15 | 3239.2112 | 1545.1484 | 546.1083
25.07. | 16 | 3239.2112 | 1545.1484 | 546.1083
25.07. | 17 | 3239.2112 | 1545.1484 | 546.1083
25.07. | 18 | 3239.2112 | 1545.1484 | 546.1083
25.07. | 19 | 3239.2112 | 1545.1484 | 546.1083
25.07. | 20 | 3239.2112 | 1545.1484 | 546.1083
25.07. | 21 | 3239.2112 | 1545.1484 | 546.1083
25.07. | 22 | 3239.2112 | 1545.1484 | 546.1083
25.07. | 23 | 3239.2112 | 1545.1484 | 546.1083
25.07. | 24 | 3239.2112 | 1545.1484 | 546.1083
26.07. | 1 | 3239.2112 | 1545.1484 | 546.1083
26.07. | 2 | 3239.2112 | 1545.1484 | 546.1083
26.07. | 3 | 3239.2112 | 1545.1484 | 546.1083
26.07. | 4 | 3239.2112 | 1545.1484 | 546.1083
26.07. | 5 | 3239.2112 | 1545.1484 | 546.1083
26.07. | 6 | 3239.2112 | 1545.1484 | 546.1083
26.07. | 7 | 3239.2112 | 1545.1484 | 546.1083
26.07. | 8 | 3239.2112 | 1545.1484 | 546.1083
26.07. | 9 | 3239.2112 | 1545.1484 | 546.1083
26.07. | 10 | 3239.2112 | 1545.1484 | 546.1083
26.07. | 11 | 3239.2112 | 1545.1484 | 546.1083
26.07. | 12 | 3239.2112 | 1545.1484 | 546.1083
26.07. | 13 | 3239.2112 | 1545.1484 | 546.1083
26.07. | 14 | 3239.2112 | 1545.1484 | 546.1083
26.07. | 15 | 3239.2112 | 1545.1484 | 546.1083
26.07. | 16 | 3239.2112 | 1545.1484 | 546.1083
26.07. | 17 | 3239.2112 | 1545.1484 | 546.1083
26.07. | 18 | 3239.2112 | 1545.1484 | 546.1083
26.07. | 19 | 3239.2112 | 1545.1484 | 546.1083
26.07. | 20 | 3239.2112 | 1545.1484 | 546.1083
26.07. | 21 | 3239.2112 | 1545.1484 | 546.1083
26.07. | 22 | 3239.2112 | 1545.1484 | 546.1083
26.07. | 23 | 3239.2112 | 1545.1484 | 546.1083
26.07. | 24 | 3239.2112 | 1545.1484 | 546.1083
27.07. | 1 | 3239.2112 | 1545.1484 | 546.1083
27.07. | 2 | 3239.2112 | 1545.1484 | 546.1083
27.07. | 3 | 3239.2112 | 1545.1484 | 546.1083
27.07. | 4 | 3239.2112 | 1545.1484 | 546.1083
27.07. | 5 | 3239.2112 | 1545.1484 | 546.1083
27.07. | 6 | 3239.2112 | 1545.1484 | 546.1083
27.07. | 7 | 3239.2112 | 1545.1484 | 546.1083
27.07. | 8 | 3239.2112 | 1545.1484 | 546.1083
27.07. | 9 | 3239.2112 | 1545.1484 | 546.1083
27.07. | 10 | 3239.2112 | 1545.1484 | 546.1083
27.07. | 11 | 3239.2112 | 1545.1484 | 546.1083
27.07. | 12 | 3239.2112 | 1545.1484 | 546.1083
27.07. | 13 | 3239.2112 | 1545.1484 | 546.1083
27.07. | 14 | 3239.2112 | 1545.1484 | 546.1083
27.07. | 15 | 3239.2112 | 1545.1484 | 546.1083
27.07. | 16 | 3239.2112 | 1545.1484 | 546.1083
27.07. | 17 | 3239.2112 | 1545.1484 | 546.1083
27.07. | 18 | 3239.2112 | 1545.1484 | 546.1083
27.07. | 19 | 3239.2112 | 1545.1484 | 546.1083
27.07. | 20 | 3239.2112 | 1545.1484 | 546.1083
27.07. | 21 | 3239.2112 | 1545.1484 | 546.1083
27.07. | 22 | 3239.2112 | 1545.1484 | 546.1083
27.07. | 23 | 3239.2112 | 1545.1484 | 546.1083
27.07. | 24 | 3239.2112 | 1545.1484 | 546.1083
28.07. | 1 | 3239.2112 | 1545.1484 | 546.1083
28.07. | 2 | 3239.2112 | 1545.1484 | 546.1083
28.07. | 3 | 3239.2112 | 1545.1484 | 546.1083
28.07. | 4 | 3239.2112 | 1545.1484 | 546.1083
28.07. | 5 | 3239.2112 | 1545.1484 | 546.1083
28.07. | 6 | 3239.2112 | 1545.1484 | 546.1083
28.07. | 7 | 3239.2112 | 1545.1484 | 546.1083
28.07. | 8 | 3239.2112 | 1545.1484 | 546.1083
28.07. | 9 | 3239.2112 | 1545.1484 | 546.1083
28.07. | 10 | 3239.2112 | 1545.1484 | 546.1083
28.07. | 11 | 3239.2112 | 1545.1484 | 546.1083
28.07. | 12 | 3239.2112 | 1545.1484 | 546.1083
28.07. | 13 | 3239.2112 | 1545.1484 | 546.1083
28.07. | 14 | 3239.2112 | 1545.1484 | 546.1083
28.07. | 15 | 3239.2112 | 1545.1484 | 546.1083
28.07. | 16 | 3239.2112 | 1545.1484 | 546.1083
28.07. | 17 | 3239.2112 | 1545.1484 | 546.1083
28.07. | 18 | 3239.2112 | 1545.1484 | 546.1083
28.07. | 19 | 3239.2112 | 1545.1484 | 546.1083
28.07. | 20 | 3239.2112 | 1545.1484 | 546.1083
28.07. | 21 | 3239.2112 | 1545.1484 | 546.1083
28.07. | 22 | 3239.2112 | 1545.1484 | 546.1083
28.07. | 23 | 3239.2112 | 1545.1484 | 546.1083
28.07. | 24 | 3239.2112 | 1545.1484 | 546.1083
29.07. | 1 | 3239.2112 | 1545.1484 | 546.1083
29.07. | 2 | 3239.2112 | 1545.1484 | 546.1083
29.07. | 3 | 3239.2112 | 1545.1484 | 546.1083
29.07. | 4 | 3239.2112 | 1545.1484 | 546.1083
29.07. | 5 | 3239.2112 | 1545.1484 | 546.1083
29.07. | 6 | 3239.2112 | 1545.1484 | 546.1083
29.07. | 7 | 3239.2112 | 1545.1484 | 546.1083
29.07. | 8 | 3239.2112 | 1545.1484 | 546.1083
29.07. | 9 | 3239.2112 | 1545.1484 | 546.1083
29.07. | 10 | 3239.2112 | 1545.1484 | 546.1083
29.07. | 11 | 3239.2112 | 1545.1484 | 546.1083
29.07. | 12 | 3239.2112 | 1545.1484 | 546.1083
29.07. | 13 | 3239.2112 | 1545.1484 | 546.1083
29.07. | 14 | 3239.2112 | 1545.1484 | 546.1083
29.07. | 15 | 3239.2112 | 1545.1484 | 546.1083
29.07. | 16 | 3239.2112 | 1545.1484 | 546.1083
29.07. | 17 | 3239.2112 | 1545.1484 | 546.1083
29.07. | 18 | 3239.2112 | 1545.1484 | 546.1083
29.07. | 19 | 3239.2112 | 1545.1484 | 546.1083
29.07. | 20 | 3239.2112 | 1545.1484 | 546.1083
29.07. | 21 | 3239.2112 | 1545.1484 | 546.1083
29.07. | 22 | 3239.2112 | 1545.1484 | 546.1083
29.07. | 23 | 3239.2112 | 1545.1484 | 546.1083
29.07. | 24 | 3239.2112 | 1545.1484 | 546.1083
30.07. | 1 | 3239.2112 | 1545.1484 | 546.1083
30.07. | 2 | 3239.2112 | 1545.1484 | 546.1083
30.07. | 3 | 3239.2112 | 1545.1484 | 546.1083
30.07. | 4 | 3239.2112 | 1545.1484 | 546.1083
30.07. | 5 | 3239.2112 | 1545.1484 | 546.1083
30.07. | 6 | 3239.2112 | 1545.1484 | 546.1083
30.07. | 7 | 3239.2112 | 1545.1484 | 546.1083
30.07. | 8 | 3239.2112 | 1545.1484 | 546.1083
30.07. | 9 | 3239.2112 | 1545.1484 | 546.1083
30.07. | 10 | 3239.2112 | 1545.1484 | 546.1083
30.07. | 11 | 3239.2112 | 1545.1484 | 546.1083
30.07. | 12 | 3239.2112 | 1545.1484 | 546.1083
30.07. | 13 | 3239.2112 | 1545.1484 | 546.1083
30.07. | 14 | 3239.2112 | 1545.1484 | 546.1083
30.07. | 15 | 3239.2112 | 1545.1484 | 546.1083
30.07. | 16 | 3239.2112 | 1545.1484 | 546.1083
30.07. | 17 | 3239.2112 | 1545.1484 | 546.1083
30.07. | 18 | 3239.2112 | 1545.1484 | 546.1083
30.07. | 19 | 3239.2112 | 1545.1484 | 546.1083
30.07. | 20 | 3239.2112 | 1545.1484 | 546.1083
30.07. | 21 | 3239.2112 | 1545.1484 | 546.1083
30.07. | 22 | 3239.2112 | 1545.1484 | 546.1083
30.07. | 23 | 3239.2112 | 1545.1484 | 546.1083
30.07. | 24 | 3239.2112 | 1545.1484 | 546.1083
31.07. | 1 | 3239.2112 | 1545.1484 | 546.1083
31.07. | 2 | 3239.2112 | 1545.1484 | 546.1083
31.07. | 3 | 3239.2112 | 1545.1484 | 546.1083
31.07. | 4 | 3239.2112 | 1545.1484 | 546.1083
31.07. | 5 | 3239.2112 | 1545.1484 | 546.1083
31.07. | 6 | 3239.2112 | 1545.1484 | 546.1083
31.07. | 7 | 3239.2112 | 1545.1484 | 546.1083
31.07. | 8 | 3239.2112 | 1545.1484 | 546.1083
31.07. | 9 | 3239.2112 | 1545.1484 | 546.1083
31.07. | 10 | 3239.2112 | 1545.1484 | 546.1083
31.07. | 11 | 3239.2112 | 1545.1484 | 546.1083
31.07. | 12 | 3239.2112 | 1545.1484 | 546.1083
31.07. | 13 | 3239.2112 | 1545.1484 | 546.1083
31.07. | 14 | 3239.2112 | 1545.1484 | 546.1083
31.07. | 15 | 3239.2112 | 1545.1484 | 546.1083
31.07. | 16 | 3239.2112 | 1545.1484 | 546.1083
31.07. | 17 | 3239.2112 | 1545.1484 | 546.1083
31.07. | 18 | 3239.2112 | 1545.1484 | 546.1083
31.07. | 19 | 3239.2112 | 1545.1484 | 546.1083
31.07. | 20 | 3239.2112 | 1545.1484 | 546.1083
31.07. | 21 | 3239.2112 | 1545.1484 | 546.1083
31.07. | 22 | 3239.2112 | 1545.1484 | 546.1083
31.07. | 23 | 3239.2112 | 1545.1484 | 546.1083
31.07. | 24 | 3239.2112 | 1545.1484 | 546.1083
01.08. | 1 | 3239.2112 | 1545.1484 | 546.1083
01.08. | 2 | 3239.2112 | 1545.1484 | 546.1083
01.08. | 3 | 3239.2112 | 1545.1484 | 546.1083
01.08. | 4 | 3239.2112 | 1545.1484 | 546.1083
01.08. | 5 | 3239.2112 | 1545.1484 | 546.1083
01.08. | 6 | 3239.2112 | 1545.1484 | 546.1083
01.08. | 7 | 3239.2112 | 1545.1484 | 546.1083
01.08. | 8 | 3239.2112 | 1545.1484 | 546.1083
01.08. | 9 | 3239.2112 | 1545.1484 | 546.1083
01.08. | 10 | 3239.2112 | 1545.1484 | 546.1083
01.08. | 11 | 3239.2112 | 1545.1484 | 546.1083
01.08. | 12 | 3239.2112 | 1545.1484 | 546.1083
01.08. | 13 | 3239.2112 | 1545.1484 | 546.1083
01.08. | 14 | 3239.2112 | 1545.1484 | 546.1083
01.08. | 15 | 3239.2112 | 1545.1484 | 546.1083
01.08. | 16 | 3239.2112 | 1545.1484 | 546.1083
01.08. | 17 | 3239.2112 | 1545.1484 | 546.1083
01.08. | 18 | 3239.2112 | 1545.1484 | 546.1083
01.08. | 19 | 3239.2112 | 1545.1484 | 546.1083
01.08. | 20 | 3239.2112 | 1545.1484 | 546.1083
01.08. | 21 | 3239.2112 | 1545.1484 | 546.1083
01.08. | 22 | 3239.2112 | 1545.1484 | 546.1083
01.08. | 23 | 3239.2112 | 1545.1484 | 546.1083
01.08. | 24 | 3239.2112 | 1545.1484 | 546.1083
02.08. | 1 | 3239.2112 | 1545.1484 | 546.1083
02.08. | 2 | 3239.2112 | 1545.1484 | 546.1083
02.08. | 3 | 3239.2112 | 1545.1484 | 546.1083
02.08. | 4 | 3239.2112 | 1545.1484 | 546.1083
02.08. | 5 | 3239.2112 | 1545.1484 | 546.1083
02.08. | 6 | 3239.2112 | 1545.1484 | 546.1083
02.08. | 7 | 3239.2112 | 1545.1484 | 546.1083
02.08. | 8 | 3239.2112 | 1545.1484 | 546.1083
02.08. | 9 | 3239.2112 | 1545.1484 | 546.1083
02.08. | 10 | 3239.2112 | 1545.1484 | 546.1083
02.08. | 11 | 3239.2112 | 1545.1484 | 546.1083
02.08. | 12 | 3239.2112 | 1545.1484 | 546.1083
02.08. | 13 | 3239.2112 | 1545.1484 | 546.1083
02.08. | 14 | 3239.2112 | 1545.1484 | 546.1083
02.08. | 15 | 3239.2112 | 1545.1484 | 546.1083
02.08. | 16 | 3239.2112 | 1545.1484 | 546.1083
02.08. | 17 | 3239.2112 | 1545.1484 | 546.1083
02.08. | 18 | 3239.2112 | 1545.1484 | 546.1083
02.08. | 19 | 3239.2112 | 1545.1484 | 546.1083
02.08. | 20 | 3239.2112 | 1545.1484 | 546.1083
02.08. | 21 | 3239.2112 | 1545.1484 | 546.1083
02.08. | 22 | 3239.2112 | 1545.1484 | 546.1083
02.08. | 23 | 3239.2112 | 1545.1484 | 546.1083
02.08. | 24 | 3239.2112 | 1545.1484 | 546.1083
03.08. | 1 | 3239.2112 | 1545.1484 | 546.1083
03.08. | 2 | 3239.2112 | 1545.1484 | 546.1083
03.08. | 3 | 3239.2112 | 1545.1484 | 546.1083
03.08. | 4 | 3239.2112 | 1545.1484 | 546.1083
03.08. | 5 | 3239.2112 | 1545.1484 | 546.1083
03.08. | 6 | 3239.2112 | 1545.1484 | 546.1083
03.08. | 7 | 3239.2112 | 1545.1484 | 546.1083
03.08. | 8 | 3239.2112 | 1545.1484 | 546.1083
03.08. | 9 | 3239.2112 | 1545.1484 | 546.1083
03.08. | 10 | 3239.2112 | 1545.1484 | 546.1083
03.08. | 11 | 3239.2112 | 1545.1484 | 546.1083
03.08. | 12 | 3239.2112 | 1545.1484 | 546.1083
03.08. | 13 | 3239.2112 | 1545.1484 | 546.1083
03.08. | 14 | 3239.2112 | 1545.1484 | 546.1083
03.08. | 15 | 3239.2112 | 1545.1484 | 546.1083
03.08. | 16 | 3239.2112 | 1545.1484 | 546.1083
03.08. | 17 | 3239.2112 | 1545.1484 | 546.1083
03.08. | 18 | 3239.2112 | 1545.1484 | 546.1083
03.08. | 19 | 3239.2112 | 1545.1484 | 546.1083
03.08. | 20 | 3239.2112 | 1545.1484 | 546.1083
03.08. | 21 | 3239.2112 | 1545.1484 | 546.1083
03.08. | 22 | 3239.2112 | 1545.1484 | 546.1083
03.08. | 23 | 3239.2112 | 1545.1484 | 546.1083
03.08. | 24 | 3239.2112 | 1545.1484 | 546.1083
04.08. | 1 | 3239.2112 | 1545.1484 | 546.1083
04.08. | 2 | 3239.2112 | 1545.1484 | 546.1083
04.08. | 3 | 3239.2112 | 1545.1484 | 546.1083
04.08. | 4 | 3239.2112 | 1545.1484 | 546.1083
04.08. | 5 | 3239.2112 | 1545.1484 | 546.1083
04.08. | 6 | 3239.2112 | 1545.1484 | 546.1083
04.08. | 7 | 3239.2112 | 1545.1484 | 546.1083
04.08. | 8 | 3239.2112 | 1545.1484 | 546.1083
04.08. | 9 | 3239.2112 | 1545.1484 | 546.1083
04.08. | 10 | 3239.2112 | 1545.1484 | 546.1083
04.08. | 11 | 3239.2112 | 1545.1484 | 546.1083
04.08. | 12 | 3239.2112 | 1545.1484 | 546.1083
04.08. | 13 | 3239.2112 | 1545.1484 | 546.1083
04.08. | 14 | 3239.2112 | 1545.1484 | 546.1083
04.08. | 15 | 3239.2112 | 1545.1484 | 546.1083
04.08. | 16 | 3239.2112 | 1545.1484 | 546.1083
04.08. | 17 | 3239.2112 | 1545.1484 | 546.1083
04.08. | 18 | 3239.2112 | 1545.1484 | 546.1083
04.08. | 19 | 3239.2112 | 1545.1484 | 546.1083
04.08. | 20 | 3239.2112 | 1545.1484 | 546.1083
04.08. | 21 | 3239.2112 | 1545.1484 | 546.1083
04.08. | 22 | 3239.2112 | 1545.1484 | 546.1083
04.08. | 23 | 3239.2112 | 1545.1484 | 546.1083
04.08. | 24 | 3239.2112 | 1545.1484 | 546.1083
05.08. | 1 | 3239.2112 | 1545.1484 | 546.1083
05.08. | 2 | 3239.2112 | 1545.1484 | 546.1083
05.08. | 3 | 3239.2112 | 1545.1484 | 546.1083
05.08. | 4 | 3239.2112 | 1545.1484 | 546.1083
05.08. | 5 | 3239.2112 | 1545.1484 | 546.1083
05.08. | 6 | 3239.2112 | 1545.1484 | 546.1083
05.08. | 7 | 3239.2112 | 1545.1484 | 546.1083
05.08. | 8 | 3239.2112 | 1545.1484 | 546.1083
05.08. | 9 | 3239.2112 | 1545.1484 | 546.1083
05.08. | 10 | 3239.2112 | 1545.1484 | 546.1083
05.08. | 11 | 3239.2112 | 1545.1484 | 546.1083
05.08. | 12 | 3239.2112 | 1545.1484 | 546.1083
05.08. | 13 | 3239.2112 | 1545.1484 | 546.1083
05.08. | 14 | 3239.2112 | 1545.1484 | 546.1083
05.08. | 15 | 3239.2112 | 1545.1484 | 546.1083
05.08. | 16 | 3239.2112 | 1545.1484 | 546.1083
05.08. | 17 | 3239.2112 | 1545.1484 | 546.1083
05.08. | 18 | 3239.2112 | 1545.1484 | 546.1083
05.08. | 19 | 3239.2112 | 1545.1484 | 546.1083
05.08. | 20 | 3239.2112 | 1545.1484 | 546.1083
05.08. | 21 | 3239.2112 | 1545.1484 | 546.1083
05.08. | 22 | 3239.2112 | 1545.1484 | 546.1083
05.08. | 23 | 3239.2112 | 1545.1484 | 546.1083
05.08. | 24 | 3239.2112 | 1545.1484 | 546.1083
06.08. | 1 | 3239.2112 | 1545.1484 | 546.1083
06.08. | 2 | 3239.2112 | 1545.1484 | 546.1083
06.08. | 3 | 3239.2112 | 1545.1484 | 546.1083
06.08. | 4 | 3239.2112 | 1545.1484 | 546.1083
06.08. | 5 | 3239.2112 | 1545.1484 | 546.1083
06.08. | 6 | 3239.2112 | 1545.1484 | 546.1083
06.08. | 7 | 3239.2112 | 1545.1484 | 546.1083
06.08. | 8 | 3239.2112 | 1545.1484 | 546.1083
06.08. | 9 | 3239.2112 | 1545.1484 | 546.1083
06.08. | 10 | 3239.2112 | 1545.1484 | 546.1083
06.08. | 11 | 3239.2112 | 1545.1484 | 546.1083
06.08. | 12 | 3239.2112 | 1545.1484 | 546.1083
06.08. | 13 | 3239.2112 | 1545.1484 | 546.1083
06.08. | 14 | 3239.2112 | 1545.1484 | 546.1083
06.08. | 15 | 3239.2112 | 1545.1484 | 546.1083
06.08. | 16 | 3239.2112 | 1545.1484 | 546.1083
06.08. | 17 | 3239.2112 | 1545.1484 | 546.1083
06.08. | 18 | 3239.2112 | 1545.1484 | 546.1083
06.08. | 19 | 3239.2112 | 1545.1484 | 546.1083
06.08. | 20 | 3239.2112 | 1545.1484 | 546.1083
06.08. | 21 | 3239.2112 | 1545.1484 | 546.1083
06.08. | 22 | 3239.2112 | 1545.1484 | 546.1083
06.08. | 23 | 3239.2112 | 1545.1484 | 546.1083
06.08. | 24 | 3239.2112 | 1545.1484 | 546.1083
07.08. | 1 | 3239.2112 | 1545.1484 | 546.1083
07.08. | 2 | 3239.2112 | 1545.1484 | 546.1083
07.08. | 3 | 3239.2112 | 1545.1484 | 546.1083
07.08. | 4 | 3239.2112 | 1545.1484 | 546.1083
07.08. | 5 | 3239.2112 | 1545.1484 | 546.1083
07.08. | 6 | 3239.2112 | 1545.1484 | 546.1083
07.08. | 7 | 3239.2112 | 1545.1484 | 546.1083
07.08. | 8 | 3239.2112 | 1545.1484 | 546.1083
07.08. | 9 | 3239.2112 | 1545.1484 | 546.1083
07.08. | 10 | 3239.2112 | 1545.1484 | 546.1083
07.08. | 11 | 3239.2112 | 1545.1484 | 546.1083
07.08. | 12 | 3239.2112 | 1545.1484 | 546.1083
07.08. | 13 | 3239.2112 | 1545.1484 | 546.1083
07.08. | 14 | 3239.2112 | 1545.1484 | 546.1083
07.08. | 15 | 3239.2112 | 1545.1484 | 546.1083
07.08. | 16 | 3239.2112 | 1545.1484 | 546.1083
07.08. | 17 | 3239.2112 | 1545.1484 | 546.1083
07.08. | 18 | 3239.2112 | 1545.1484 | 546.1083
07.08. | 19 | 3239.2112 | 1545.1484 | 546.1083
07.08. | 20 | 3239.2112 | 1545.1484 | 546.1083
07.08. | 21 | 3239.2112 | 1545.1484 | 546.1083
07.08. | 22 | 3239.2112 | 1545.1484 | 546.1083
07.08. | 23 | 3239.2112 | 1545.1484 | 546.1083
07.08. | 24 | 3239.2112 | 1545.1484 | 546.1083
08.08. | 1 | 3239.2112 | 1545.1484 | 546.1083
08.08. | 2 | 3239.2112 | 1545.1484 | 546.1083
08.08. | 3 | 3239.2112 | 1545.1484 | 546.1083
08.08. | 4 | 3239.2112 | 1545.1484 | 546.1083
08.08. | 5 | 3239.2112 | 1545.1484 | 546.1083
08.08. | 6 | 3239.2112 | 1545.1484 | 546.1083
08.08. | 7 | 3239.2112 | 1545.1484 | 546.1083
08.08. | 8 | 3239.2112 | 1545.1484 | 546.1083
08.08. | 9 | 3239.2112 | 1545.1484 | 546.1083
08.08. | 10 | 3239.2112 | 1545.1484 | 546.1083
08.08. | 11 | 3239.2112 | 1545.1484 | 546.1083
08.08. | 12 | 3239.2112 | 1545.1484 | 546.1083
08.08. | 13 | 3239.2112 | 1545.1484 | 546.1083
08.08. | 14 | 3239.2112 | 1545.1484 | 546.1083
08.08. | 15 | 3239.2112 | 1545.1484 | 546.1083
08.08. | 16 | 3239.2112 | 1545.1484 | 546.1083
08.08. | 17 | 3239.2112 | 1545.1484 | 546.1083
08.08. | 18 | 3239.2112 | 1545.1484 | 546.1083
08.08. | 19 | 3239.2112 | 1545.1484 | 546.1083
08.08. | 20 | 3239.2112 | 1545.1484 | 546.1083
08.08. | 21 | 3239.2112 | 1545.1484 | 546.1083
08.08. | 22 | 3239.2112 | 1545.1484 | 546.1083
08.08. | 23 | 3239.2112 | 1545.1484 | 546.1083
08.08. | 24 | 3239.2112 | 1545.1484 | 546.1083
09.08. | 1 | 3239.2112 | 1545.1484 | 546.1083
09.08. | 2 | 3239.2112 | 1545.1484 | 546.1083
09.08. | 3 | 3239.2112 | 1545.1484 | 546.1083
09.08. | 4 | 3239.2112 | 1545.1484 | 546.1083
09.08. | 5 | 3239.2112 | 1545.1484 | 546.1083
09.08. | 6 | 3239.2112 | 1545.1484 | 546.1083
09.08. | 7 | 3239.2112 | 1545.1484 | 546.1083
09.08. | 8 | 3239.2112 | 1545.1484 | 546.1083
09.08. | 9 | 3239.2112 | 1545.1484 | 546.1083
09.08. | 10 | 3239.2112 | 1545.1484 | 546.1083
09.08. | 11 | 3239.2112 | 1545.1484 | 546.1083
09.08. | 12 | 3239.2112 | 1545.1484 | 546.1083
09.08. | 13 | 3239.2112 | 1545.1484 | 546.1083
09.08. | 14 | 3239.2112 | 1545.1484 | 546.1083
09.08. | 15 | 3239.2112 | 1545.1484 | 546.1083
09.08. | 16 | 3239.2112 | 1545.1484 | 546.1083
09.08. | 17 | 3239.2112 | 1545.1484 | 546.1083
09.08. | 18 | 3239.2112 | 1545.1484 | 546.1083
09.08. | 19 | 3239.2112 | 1545.1484 | 546.1083
09.08. | 20 | 3239.2112 | 1545.1484 | 546.1083
09.08. | 21 | 3239.2112 | 1545.1484 | 546.1083
09.08. | 22 | 3239.2112 | 1545.1484 | 546.1083
09.08. | 23 | 3239.2112 | 1545.1484 | 546.1083
09.08. | 24 | 3239.2112 | 1545.1484 | 546.1083
10.08. | 1 | 3239.2112 | 1545.1484 | 546.1083
10.08. | 2 | 3239.2112 | 1545.1484 | 546.1083
10.08. | 3 | 3239.2112 | 1545.1484 | 546.1083
10.08. | 4 | 3239.2112 | 1545.1484 | 546.1083
10.08. | 5 | 3239.2112 | 1545.1484 | 546.1083
10.08. | 6 | 3239.2112 | 1545.1484 | 546.1083
10.08. | 7 | 3239.2112 | 1545.1484 | 546.1083
10.08. | 8 | 3239.2112 | 1545.1484 | 546.1083
10.08. | 9 | 3239.2112 | 1545.1484 | 546.1083
10.08. | 10 | 3239.2112 | 1545.1484 | 546.1083
10.08. | 11 | 3239.2112 | 1545.1484 | 546.1083
10.08. | 12 | 3239.2112 | 1545.1484 | 546.1083
10.08. | 13 | 3239.2112 | 1545.1484 | 546.1083
10.08. | 14 | 3239.2112 | 1545.1484 | 546.1083
10.08. | 15 | 3239.2112 | 1545.1484 | 546.1083
10.08. | 16 | 3239.2112 | 1545.1484 | 546.1083
10.08. | 17 | 3239.2112 | 1545.1484 | 546.1083
10.08. | 18 | 3239.2112 | 1545.1484 | 546.1083
10.08. | 19 | 3239.2112 | 1545.1484 | 546.1083
10.08. | 20 | 3239.2112 | 1545.1484 | 546.1083
10.08. | 21 | 3239.2112 | 1545.1484 | 546.1083
10.08. | 22 | 3239.2112 | 1545.1484 | 546.1083
10.08. | 23 | 3239.2112 | 1545.1484 | 546.1083
10.08. | 24 | 3239.2112 | 1545.1484 | 546.1083
11.08. | 1 | 3239.2112 | 1545.1484 | 546.1083
11.08. | 2 | 3239.2112 | 1545.1484 | 546.1083
11.08. | 3 | 3239.2112 | 1545.1484 | 546.1083
11.08. | 4 | 3239.2112 | 1545.1484 | 546.1083
11.08. | 5 | 3239.2112 | 1545.1484 | 546.1083
11.08. | 6 | 3239.2112 | 1545.1484 | 546.1083
11.08. | 7 | 3239.2112 | 1545.1484 | 546.1083
11.08. | 8 | 3239.2112 | 1545.1484 | 546.1083
11.08. | 9 | 3239.2112 | 1545.1484 | 546.1083
11.08. | 10 | 3239.2112 | 1545.1484 | 546.1083
11.08. | 11 | 3239.2112 | 1545.1484 | 546.1083
11.08. | 12 | 3239.2112 | 1545.1484 | 546.1083
11.08. | 13 | 3239.2112 | 1545.1484 | 546.1083
11.08. | 14 | 3239.2112 | 1545.1484 | 546.1083
11.08. | 15 | 3239.2112 | 1545.1484 | 546.1083
11.08. | 16 | 3239.2112 | 1545.1484 | 546.1083
11.08. | 17 | 3239.2112 | 1545.1484 | 546.1083
11.08. | 18 | 3239.2112 | 1545.1484 | 546.1083
11.08. | 19 | 3239.2112 | 1545.1484 | 546.1083
11.08. | 20 | 3239.2112 | 1545.1484 | 546.1083
11.08. | 21 | 3239.2112 | 1545.1484 | 546.1083
11.08. | 22 | 3239.2112 | 1545.1484 | 546.1083
11.08. | 23 | 3239.2112 | 1545.1484 | 546.1083
11.08. | 24 | 3239.2112 | 1545.1484 | 546.1083
12.08. | 1 | 3239.2112 | 1545.1484 | 546.1083
12.08. | 2 | 3239.2112 | 1545.1484 | 546.1083
12.08. | 3 | 3239.2112 | 1545.1484 | 546.1083
12.08. | 4 | 3239.2112 | 1545.1484 | 546.1083
12.08. | 5 | 3239.2112 | 1545.1484 | 546.1083
12.08. | 6 | 3239.2112 | 1545.1484 | 546.1083
12.08. | 7 | 3239.2112 | 1545.1484 | 546.1083
12.08. | 8 | 3239.2112 | 1545.1484 | 546.1083
12.08. | 9 | 3239.2112 | 1545.1484 | 546.1083
12.08. | 10 | 3239.2112 | 1545.1484 | 546.1083
12.08. | 11 | 3239.2112 | 1545.1484 | 546.1083
12.08. | 12 | 3239.2112 | 1545.1484 | 546.1083
12.08. | 13 | 3239.2112 | 1545.1484 | 546.1083
12.08. | 14 | 3239.2112 | 1545.1484 | 546.1083
12.08. | 15 | 3239.2112 | 1545.1484 | 546.1083
12.08. | 16 | 3239.2112 | 1545.1484 | 546.1083
12.08. | 17 | 3239.2112 | 1545.1484 | 546.1083
12.08. | 18 | 3239.2112 | 1545.1484 | 546.1083
12.08. | 19 | 3239.2112 | 1545.1484 | 546.1083
12.08. | 20 | 3239.2112 | 1545.1484 | 546.1083
12.08. | 21 | 3239.2112 | 1545.1484 | 546.1083
12.08. | 22 | 3239.2112 | 1545.1484 | 546.1083
12.08. | 23 | 3239.2112 | 1545.1484 | 546.1083
12.08. | 24 | 3239.2112 | 1545.1484 | 546.1083
13.08. | 1 | 3239.2112 | 1545.1484 | 546.1083
13.08. | 2 | 3239.2112 | 1545.1484 | 546.1083
13.08. | 3 | 3239.2112 | 1545.1484 | 546.1083
13.08. | 4 | 3239.2112 | 1545.1484 | 546.1083
13.08. | 5 | 3239.2112 | 1545.1484 | 546.1083
13.08. | 6 | 3239.2112 | 1545.1484 | 546.1083
13.08. | 7 | 3239.2112 | 1545.1484 | 546.1083
13.08. | 8 | 3239.2112 | 1545.1484 | 546.1083
13.08. | 9 | 3239.2112 | 1545.1484 | 546.1083
13.08. | 10 | 3239.2112 | 1545.1484 | 546.1083
13.08. | 11 | 3239.2112 | 1545.1484 | 546.1083
13.08. | 12 | 3239.2112 | 1545.1484 | 546.1083
13.08. | 13 | 3239.2112 | 1545.1484 | 546.1083
13.08. | 14 | 3239.2112 | 1545.1484 | 546.1083
13.08. | 15 | 3239.2112 | 1545.1484 | 546.1083
13.08. | 16 | 3239.2112 | 1545.1484 | 546.1083
13.08. | 17 | 3239.2112 | 1545.1484 | 546.1083
13.08. | 18 | 3239.2112 | 1545.1484 | 546.1083
13.08. | 19 | 3239.2112 | 1545.1484 | 546.1083
13.08. | 20 | 3239.2112 | 1545.1484 | 546.1083
13.08. | 21 | 3239.2112 | 1545.1484 | 546.1083
13.08. | 22 | 3239.2112 | 1545.1484 | 546.1083
13.08. | 23 | 3239.2112 | 1545.1484 | 546.1083
13.08. | 24 | 3239.2112 | 1545.1484 | 546.1083
14.08. | 1 | 3239.2112 | 1545.1484 | 546.1083
14.08. | 2 | 3239.2112 | 1545.1484 | 546.1083
14.08. | 3 | 3239.2112 | 1545.1484 | 546.1083
14.08. | 4 | 3239.2112 | 1545.1484 | 546.1083
14.08. | 5 | 3239.2112 | 1545.1484 | 546.1083
14.08. | 6 | 3239.2112 | 1545.1484 | 546.1083
14.08. | 7 | 3239.2112 | 1545.1484 | 546.1083
14.08. | 8 | 3239.2112 | 1545.1484 | 546.1083
14.08. | 9 | 3239.2112 | 1545.1484 | 546.1083
14.08. | 10 | 3239.2112 | 1545.1484 | 546.1083
14.08. | 11 | 3239.2112 | 1545.1484 | 546.1083
14.08. | 12 | 3239.2112 | 1545.1484 | 546.1083
14.08. | 13 | 3239.2112 | 1545.1484 | 546.1083
14.08. | 14 | 3239.2112 | 1545.1484 | 546.1083
14.08. | 15 | 3239.2112 | 1545.1484 | 546.1083
14.08. | 16 | 3239.2112 | 1545.1484 | 546.1083
14.08. | 17 | 3239.2112 | 1545.1484 | 546.1083
14.08. | 18 | 3239.2112 | 1545.1484 | 546.1083
14.08. | 19 | 3239.2112 | 1545.1484 | 546.1083
14.08. | 20 | 3239.2112 | 1545.1484 | 546.1083
14.08. | 21 | 3239.2112 | 1545.1484 | 546.1083
14.08. | 22 | 3239.2112 | 1545.1484 | 546.1083
14.08. | 23 | 3239.2112 | 1545.1484 | 546.1083
14.08. | 24 | 3239.2112 | 1545.1484 | 546.1083
15.08. | 1 | 3239.2112 | 1545.1484 | 546.1083
15.08. | 2 | 3239.2112 | 1545.1484 | 546.1083
15.08. | 3 | 3239.2112 | 1545.1484 | 546.1083
15.08. | 4 | 3239.2112 | 1545.1484 | 546.1083
15.08. | 5 | 3239.2112 | 1545.1484 | 546.1083
15.08. | 6 | 3239.2112 | 1545.1484 | 546.1083
15.08. | 7 | 3239.2112 | 1545.1484 | 546.1083
15.08. | 8 | 3239.2112 | 1545.1484 | 546.1083
15.08. | 9 | 3239.2112 | 1545.1484 | 546.1083
15.08. | 10 | 3239.2112 | 1545.1484 | 546.1083
15.08. | 11 | 3239.2112 | 1545.1484 | 546.1083
15.08. | 12 | 3239.2112 | 1545.1484 | 546.1083
15.08. | 13 | 3239.2112 | 1545.1484 | 546.1083
15.08. | 14 | 3239.2112 | 1545.1484 | 546.1083
15.08. | 15 | 3239.2112 | 1545.1484 | 546.1083
15.08. | 16 | 3239.2112 | 1545.1484 | 546.1083
15.08. | 17 | 3239.2112 | 1545.1484 | 546.1083
15.08. | 18 | 3239.2112 | 1545.1484 | 546.1083
15.08. | 19 | 3239.2112 | 1545.1484 | 546.1083
15.08. | 20 | 3239.2112 | 1545.1484 | 546.1083
15.08. | 21 | 3239.2112 | 1545.1484 | 546.1083
15.08. | 22 | 3239.2112 | 1545.1484 | 546.1083
15.08. | 23 | 3239.2112 | 1545.1484 | 546.1083
15.08. | 24 | 3239.2112 | 1545.1484 | 546.1083
16.08. | 1 | 3239.2112 | 1545.1484 | 546.1083
16.08. | 2 | 3239.2112 | 1545.1484 | 546.1083
16.08. | 3 | 3239.2112 | 1545.1484 | 546.1083
16.08. | 4 | 3239.2112 | 1545.1484 | 546.1083
16.08. | 5 | 3239.2112 | 1545.1484 | 546.1083
16.08. | 6 | 3239.2112 | 1545.1484 | 546.1083
16.08. | 7 | 3239.2112 | 1545.1484 | 546.1083
16.08. | 8 | 3239.2112 | 1545.1484 | 546.1083
16.08. | 9 | 3239.2112 | 1545.1484 | 546.1083
16.08. | 10 | 3239.2112 | 1545.1484 | 546.1083
16.08. | 11 | 3239.2112 | 1545.1484 | 546.1083
16.08. | 12 | 3239.2112 | 1545.1484 | 546.1083
16.08. | 13 | 3239.2112 | 1545.1484 | 546.1083
16.08. | 14 | 3239.2112 | 1545.1484 | 546.1083
16.08. | 15 | 3239.2112 | 1545.1484 | 546.1083
16.08. | 16 | 3239.2112 | 1545.1484 | 546.1083
16.08. | 17 | 3239.2112 | 1545.1484 | 546.1083
16.08. | 18 | 3239.2112 | 1545.1484 | 546.1083
16.08. | 19 | 3239.2112 | 1545.1484 | 546.1083
16.08. | 20 | 3239.2112 | 1545.1484 | 546.1083
16.08. | 21 | 3239.2112 | 1545.1484 | 546.1083
16.08. | 22 | 3239.2112 | 1545.1484 | 546.1083
16.08. | 23 | 3239.2112 | 1545.1484 | 546.1083
16.08. | 24 | 3239.2112 | 1545.1484 | 546.1083
17.08. | 1 | 3239.2112 | 1545.1484 | 546.1083
17.08. | 2 | 3239.2112 | 1545.1484 | 546.1083
17.08. | 3 | 3239.2112 | 1545.1484 | 546.1083
17.08. | 4 | 3239.2112 | 1545.1484 | 546.1083
17.08. | 5 | 3239.2112 | 1545.1484 | 546.1083
17.08. | 6 | 3239.2112 | 1545.1484 | 546.1083
17.08. | 7 | 3239.2112 | 1545.1484 | 546.1083
17.08. | 8 | 3239.2112 | 1545.1484 | 546.1083
17.08. | 9 | 3239.2112 | 1545.1484 | 546.1083
17.08. | 10 | 3239.2112 | 1545.1484 | 546.1083
17.08. | 11 | 3239.2112 | 1545.1484 | 546.1083
17.08. | 12 | 3239.2112 | 1545.1484 | 546.1083
17.08. | 13 | 3239.2112 | 1545.1484 | 546.1083
17.08. | 14 | 3239.2112 | 1545.1484 | 546.1083
17.08. | 15 | 3239.2112 | 1545.1484 | 546.1083
17.08. | 16 | 3239.2112 | 1545.1484 | 546.1083
17.08. | 17 | 3239.2112 | 1545.1484 | 546.1083
17.08. | 18 | 3239.2112 | 1545.1484 | 546.1083
17.08. | 19 | 3239.2112 | 1545.1484 | 546.1083
17.08. | 20 | 3239.2112 | 1545.1484 | 546.1083
17.08. | 21 | 3239.2112 | 1545.1484 | 546.1083
17.08. | 22 | 3239.2112 | 1545.1484 | 546.1083
17.08. | 23 | 3239.2112 | 1545.1484 | 546.1083
17.08. | 24 | 3239.2112 | 1545.1484 | 546.1083
18.08. | 1 | 3239.2112 | 1545.1484 | 546.1083
18.08. | 2 | 3239.2112 | 1545.1484 | 546.1083
18.08. | 3 | 3239.2112 | 1545.1484 | 546.1083
18.08. | 4 | 3239.2112 | 1545.1484 | 546.1083
18.08. | 5 | 3239.2112 | 1545.1484 | 546.1083
18.08. | 6 | 3239.2112 | 1545.1484 | 546.1083
18.08. | 7 | 3239.2112 | 1545.1484 | 546.1083
18.08. | 8 | 3239.2112 | 1545.1484 | 546.1083
18.08. | 9 | 3239.2112 | 1545.1484 | 546.1083
18.08. | 10 | 3239.2112 | 1545.1484 | 546.1083
18.08. | 11 | 3239.2112 | 1545.1484 | 546.1083
18.08. | 12 | 3239.2112 | 1545.1484 | 546.1083
18.08. | 13 | 3239.2112 | 1545.1484 | 546.1083
18.08. | 14 | 3239.2112 | 1545.1484 | 546.1083
18.08. | 15 | 3239.2112 | 1545.1484 | 546.1083
18.08. | 16 | 3239.2112 | 1545.1484 | 546.1083
18.08. | 17 | 3239.2112 | 1545.1484 | 546.1083
18.08. | 18 | 3239.2112 | 1545.1484 | 546.1083
18.08. | 19 | 3239.2112 | 1545.1484 | 546.1083
18.08. | 20 | 3239.2112 | 1545.1484 | 546.1083
18.08. | 21 | 3239.2112 | 1545.1484 | 546.1083
18.08. | 22 | 3239.2112 | 1545.1484 | 546.1083
18.08. | 23 | 3239.2112 | 1545.1484 | 546.1083
18.08. | 24 | 3239.2112 | 1545.1484 | 546.1083
19.08. | 1 | 3239.2112 | 1545.1484 | 546.1083
19.08. | 2 | 3239.2112 | 1545.1484 | 546.1083
19.08. | 3 | 3239.2112 | 1545.1484 | 546.1083
19.08. | 4 | 3239.2112 | 1545.1484 | 546.1083
19.08. | 5 | 3239.2112 | 1545.1484 | 546.1083
19.08. | 6 | 3239.2112 | 1545.1484 | 546.1083
19.08. | 7 | 3239.2112 | 1545.1484 | 546.1083
19.08. | 8 | 3239.2112 | 1545.1484 | 546.1083
19.08. | 9 | 3239.2112 | 1545.1484 | 546.1083
19.08. | 10 | 3239.2112 | 1545.1484 | 546.1083
19.08. | 11 | 3239.2112 | 1545.1484 | 546.1083
19.08. | 12 | 3239.2112 | 1545.1484 | 546.1083
19.08. | 13 | 3239.2112 | 1545.1484 | 546.1083
19.08. | 14 | 3239.2112 | 1545.1484 | 546.1083
19.08. | 15 | 3239.2112 | 1545.1484 | 546.1083
19.08. | 16 | 3239.2112 | 1545.1484 | 546.1083
19.08. | 17 | 3239.2112 | 1545.1484 | 546.1083
19.08. | 18 | 3239.2112 | 1545.1484 | 546.1083
19.08. | 19 | 3239.2112 | 1545.1484 | 546.1083
19.08. | 20 | 3239.2112 | 1545.1484 | 546.1083
19.08. | 21 | 3239.2112 | 1545.1484 | 546.1083
19.08. | 22 | 3239.2112 | 1545.1484 | 546.1083
19.08. | 23 | 3239.2112 | 1545.1484 | 546.1083
19.08. | 24 | 3239.2112 | 1545.1484 | 546.1083
20.08. | 1 | 3239.2112 | 1545.1484 | 546.1083
20.08. | 2 | 3239.2112 | 1545.1484 | 546.1083
20.08. | 3 | 3239.2112 | 1545.1484 | 546.1083
20.08. | 4 | 3239.2112 | 1545.1484 | 546.1083
20.08. | 5 | 3239.2112 | 1545.1484 | 546.1083
20.08. | 6 | 3239.2112 | 1545.1484 | 546.1083
20.08. | 7 | 3239.2112 | 1545.1484 | 546.1083
20.08. | 8 | 3239.2112 | 1545.1484 | 546.1083
20.08. | 9 | 3239.2112 | 1545.1484 | 546.1083
20.08. | 10 | 3239.2112 | 1545.1484 | 546.1083
20.08. | 11 | 3239.2112 | 1545.1484 | 546.1083
20.08. | 12 | 3239.2112 | 1545.1484 | 546.1083
20.08. | 13 | 3239.2112 | 1545.1484 | 546.1083
20.08. | 14 | 3239.2112 | 1545.1484 | 546.1083
20.08. | 15 | 3239.2112 | 1545.1484 | 546.1083
20.08. | 16 | 3239.2112 | 1545.1484 | 546.1083
20.08. | 17 | 3239.2112 | 1545.1484 | 546.1083
20.08. | 18 | 3239.2112 | 1545.1484 | 546.1083
20.08. | 19 | 3239.2112 | 1545.1484 | 546.1083
20.08. | 20 | 3239.2112 | 1545.1484 | 546.1083
20.08. | 21 | 3239.2112 | 1545.1484 | 546.1083
20.08. | 22 | 3239.2112 | 1545.1484 | 546.1083
20.08. | 23 | 3239.2112 | 1545.1484 | 546.1083
20.08. | 24 | 3239.2112 | 1545.1484 | 546.1083
21.08. | 1 | 3239.2112 | 1545.1484 | 546.1083
21.08. | 2 | 3239.2112 | 1545.1484 | 546.1083
21.08. | 3 | 3239.2112 | 1545.1484 | 546.1083
21.08. | 4 | 3239.2112 | 1545.1484 | 546.1083
21.08. | 5 | 3239.2112 | 1545.1484 | 546.1083
21.08. | 6 | 3239.2112 | 1545.1484 | 546.1083
21.08. | 7 | 3239.2112 | 1545.1484 | 546.1083
21.08. | 8 | 3239.2112 | 1545.1484 | 546.1083
21.08. | 9 | 3239.2112 | 1545.1484 | 546.1083
21.08. | 10 | 3239.2112 | 1545.1484 | 546.1083
21.08. | 11 | 3239.2112 | 1545.1484 | 546.1083
21.08. | 12 | 3239.2112 | 1545.1484 | 546.1083
21.08. | 13 | 3239.2112 | 1545.1484 | 546.1083
21.08. | 14 | 3239.2112 | 1545.1484 | 546.1083
21.08. | 15 | 3239.2112 | 1545.1484 | 546.1083
21.08. | 16 | 3239.2112 | 1545.1484 | 546.1083
21.08. | 17 | 3239.2112 | 1545.1484 | 546.1083
21.08. | 18 | 3239.2112 | 1545.1484 | 546.1083
21.08. | 19 | 3239.2112 | 1545.1484 | 546.1083
21.08. | 20 | 3239.2112 | 1545.1484 | 546.1083
21.08. | 21 | 3239.2112 | 1545.1484 | 546.1083
21.08. | 22 | 3239.2112 | 1545.1484 | 546.1083
21.08. | 23 | 3239.2112 | 1545.1484 | 546.1083
21.08. | 24 | 3239.2112 | 1545.1484 | 546.1083
22.08. | 1 | 3239.2112 | 1545.1484 | 546.1083
22.08. | 2 | 3239.2112 | 1545.1484 | 546.1083
22.08. | 3 | 3239.2112 | 1545.1484 | 546.1083
22.08. | 4 | 3239.2112 | 1545.1484 | 546.1083
22.08. | 5 | 3239.2112 | 1545.1484 | 546.1083
22.08. | 6 | 3239.2112 | 1545.1484 | 546.1083
22.08. | 7 | 3239.2112 | 1545.1484 | 546.1083
22.08. | 8 | 3239.2112 | 1545.1484 | 546.1083
22.08. | 9 | 3239.2112 | 1545.1484 | 546.1083
22.08. | 10 | 3239.2112 | 1545.1484 | 546.1083
22.08. | 11 | 3239.2112 | 1545.1484 | 546.1083
22.08. | 12 | 3239.2112 | 1545.1484 | 546.1083
22.08. | 13 | 3239.2112 | 1545.1484 | 546.1083
22.08. | 14 | 3239.2112 | 1545.1484 | 546.1083
22.08. | 15 | 3239.2112 | 1545.1484 | 546.1083
22.08. | 16 | 3239.2112 | 1545.1484 | 546.1083
22.08. | 17 | 3239.2112 | 1545.1484 | 546.1083
22.08. | 18 | 3239.2112 | 1545.1484 | 546.1083
22.08. | 19 | 3239.2112 | 1545.1484 | 546.1083
22.08. | 20 | 3239.2112 | 1545.1484 | 546.1083
22.08. | 21 | 3239.2112 | 1545.1484 | 546.1083
22.08. | 22 | 3239.2112 | 1545.1484 | 546.1083
22.08. | 23 | 3239.2112 | 1545.1484 | 546.1083
22.08. | 24 | 3239.2112 | 1545.1484 | 546.1083
23.08. | 1 | 3239.2112 | 1545.1484 | 546.1083
23.08. | 2 | 3239.2112 | 1545.1484 | 546.1083
23.08. | 3 | 3239.2112 | 1545.1484 | 546.1083
23.08. | 4 | 3239.2112 | 1545.1484 | 546.1083
23.08. | 5 | 3239.2112 | 1545.1484 | 546.1083
23.08. | 6 | 3239.2112 | 1545.1484 | 546.1083
23.08. | 7 | 3239.2112 | 1545.1484 | 546.1083
23.08. | 8 | 3239.2112 | 1545.1484 | 546.1083
23.08. | 9 | 3239.2112 | 1545.1484 | 546.1083
23.08. | 10 | 3239.2112 | 1545.1484 | 546.1083
23.08. | 11 | 3239.2112 | 1545.1484 | 546.1083
23.08. | 12 | 3239.2112 | 1545.1484 | 546.1083
23.08. | 13 | 3239.2112 | 1545.1484 | 546.1083
23.08. | 14 | 3239.2112 | 1545.1484 | 546.1083
23.08. | 15 | 3239.2112 | 1545.1484 | 546.1083
23.08. | 16 | 3239.2112 | 1545.1484 | 546.1083
23.08. | 17 | 3239.2112 | 1545.1484 | 546.1083
23.08. | 18 | 3239.2112 | 1545.1484 | 546.1083
23.08. | 19 | 3239.2112 | 1545.1484 | 546.1083
23.08. | 20 | 3239.2112 | 1545.1484 | 546.1083
23.08. | 21 | 3239.2112 | 1545.1484 | 546.1083
23.08. | 22 | 3239.2112 | 1545.1484 | 546.1083
23.08. | 23 | 3239.2112 | 1545.1484 | 546.1083
23.08. | 24 | 3239.2112 | 1545.1484 | 546.1083
24.08. | 1 | 3239.2112 | 1545.1484 | 546.1083
24.08. | 2 | 3239.2112 | 1545.1484 | 546.1083
24.08. | 3 | 3239.2112 | 1545.1484 | 546.1083
24.08. | 4 | 3239.2112 | 1545.1484 | 546.1083
24.08. | 5 | 3239.2112 | 1545.1484 | 546.1083
24.08. | 6 | 3239.2112 | 1545.1484 | 546.1083
24.08. | 7 | 3239.2112 | 1545.1484 | 546.1083
24.08. | 8 | 3239.2112 | 1545.1484 | 546.1083
24.08. | 9 | 3239.2112 | 1545.1484 | 546.1083
24.08. | 10 | 3239.2112 | 1545.1484 | 546.1083
24.08. | 11 | 3239.2112 | 1545.1484 | 546.1083
24.08. | 12 | 3239.2112 | 1545.1484 | 546.1083
24.08. | 13 | 3239.2112 | 1545.1484 | 546.1083
24.08. | 14 | 3239.2112 | 1545.1484 | 546.1083
24.08. | 15 | 3239.2112 | 1545.1484 | 546.1083
24.08. | 16 | 3239.2112 | 1545.1484 | 546.1083
24.08. | 17 | 3239.2112 | 1545.1484 | 546.1083
24.08. | 18 | 3239.2112 | 1545.1484 | 546.1083
24.08. | 19 | 3239.2112 | 1545.1484 | 546.1083
24.08. | 20 | 3239.2112 | 1545.1484 | 546.1083
24.08. | 21 | 3239.2112 | 1545.1484 | 546.1083
24.08. | 22 | 3239.2112 | 1545.1484 | 546.1083
24.08. | 23 | 3239.2112 | 1545.1484 | 546.1083
24.08. | 24 | 3239.2112 | 1545.1484 | 546.1083
25.08. | 1 | 3239.2112 | 1545.1484 | 546.1083
25.08. | 2 | 3239.2112 | 1545.1484 | 546.1083
25.08. | 3 | 3239.2112 | 1545.1484 | 546.1083
25.08. | 4 | 3239.2112 | 1545.1484 | 546.1083
25.08. | 5 | 3239.2112 | 1545.1484 | 546.1083
25.08. | 6 | 3239.2112 | 1545.1484 | 546.1083
25.08. | 7 | 3239.2112 | 1545.1484 | 546.1083
25.08. | 8 | 3239.2112 | 1545.1484 | 546.1083
25.08. | 9 | 3239.2112 | 1545.1484 | 546.1083
25.08. | 10 | 3239.2112 | 1545.1484 | 546.1083
25.08. | 11 | 3239.2112 | 1545.1484 | 546.1083
25.08. | 12 | 3239.2112 | 1545.1484 | 546.1083
25.08. | 13 | 3239.2112 | 1545.1484 | 546.1083
25.08. | 14 | 3239.2112 | 1545.1484 | 546.1083
25.08. | 15 | 3239.2112 | 1545.1484 | 546.1083
25.08. | 16 | 3239.2112 | 1545.1484 | 546.1083
25.08. | 17 | 3239.2112 | 1545.1484 | 546.1083
25.08. | 18 | 3239.2112 | 1545.1484 | 546.1083
25.08. | 19 | 3239.2112 | 1545.1484 | 546.1083
25.08. | 20 | 3239.2112 | 1545.1484 | 546.1083
25.08. | 21 | 3239.2112 | 1545.1484 | 546.1083
25.08. | 22 | 3239.2112 | 1545.1484 | 546.1083
25.08. | 23 | 3239.2112 | 1545.1484 | 546.1083
25.08. | 24 | 3239.2112 | 1545.1484 | 546.1083
26.08. | 1 | 3239.2112 | 1545.1484 | 546.1083
26.08. | 2 | 3239.2112 | 1545.1484 | 546.1083
26.08. | 3 | 3239.2112 | 1545.1484 | 546.1083
26.08. | 4 | 3239.2112 | 1545.1484 | 546.1083
26.08. | 5 | 3239.2112 | 1545.1484 | 546.1083
26.08. | 6 | 3239.2112 | 1545.1484 | 546.1083
26.08. | 7 | 3239.2112 | 1545.1484 | 546.1083
26.08. | 8 | 3239.2112 | 1545.1484 | 546.1083
26.08. | 9 | 3239.2112 | 1545.1484 | 546.1083
26.08. | 10 | 3239.2112 | 1545.1484 | 546.1083
26.08. | 11 | 3239.2112 | 1545.1484 | 546.1083
26.08. | 12 | 3239.2112 | 1545.1484 | 546.1083
26.08. | 13 | 3239.2112 | 1545.1484 | 546.1083
26.08. | 14 | 3239.2112 | 1545.1484 | 546.1083
26.08. | 15 | 3239.2112 | 1545.1484 | 546.1083
26.08. | 16 | 3239.2112 | 1545.1484 | 546.1083
26.08. | 17 | 3239.2112 | 1545.1484 | 546.1083
26.08. | 18 | 3239.2112 | 1545.1484 | 546.1083
26.08. | 19 | 3239.2112 | 1545.1484 | 546.1083
26.08. | 20 | 3239.2112 | 1545.1484 | 546.1083
26.08. | 21 | 3239.2112 | 1545.1484 | 546.1083
26.08. | 22 | 3239.2112 | 1545.1484 | 546.1083
26.08. | 23 | 3239.2112 | 1545.1484 | 546.1083
26.08. | 24 | 3239.2112 | 1545.1484 | 546.1083
27.08. | 1 | 3239.2112 | 1545.1484 | 546.1083
27.08. | 2 | 3239.2112 | 1545.1484 | 546.1083
27.08. | 3 | 3239.2112 | 1545.1484 | 546.1083
27.08. | 4 | 3239.2112 | 1545.1484 | 546.1083
27.08. | 5 | 3239.2112 | 1545.1484 | 546.1083
27.08. | 6 | 3239.2112 | 1545.1484 | 546.1083
27.08. | 7 | 3239.2112 | 1545.1484 | 546.1083
27.08. | 8 | 3239.2112 | 1545.1484 | 546.1083
27.08. | 9 | 3239.2112 | 1545.1484 | 546.1083
27.08. | 10 | 3239.2112 | 1545.1484 | 546.1083
27.08. | 11 | 3239.2112 | 1545.1484 | 546.1083
27.08. | 12 | 3239.2112 | 1545.1484 | 546.1083
27.08. | 13 | 3239.2112 | 1545.1484 | 546.1083
27.08. | 14 | 3239.2112 | 1545.1484 | 546.1083
27.08. | 15 | 3239.2112 | 1545.1484 | 546.1083
27.08. | 16 | 3239.2112 | 1545.1484 | 546.1083
27.08. | 17 | 3239.2112 | 1545.1484 | 546.1083
27.08. | 18 | 3239.2112 | 1545.1484 | 546.1083
27.08. | 19 | 3239.2112 | 1545.1484 | 546.1083
27.08. | 20 | 3239.2112 | 1545.1484 | 546.1083
27.08. | 21 | 3239.2112 | 1545.1484 | 546.1083
27.08. | 22 | 3239.2112 | 1545.1484 | 546.1083
27.08. | 23 | 3239.2112 | 1545.1484 | 546.1083
27.08. | 24 | 3239.2112 | 1545.1484 | 546.1083
28.08. | 1 | 3239.2112 | 1545.1484 | 546.1083
28.08. | 2 | 3239.2112 | 1545.1484 | 546.1083
28.08. | 3 | 3239.2112 | 1545.1484 | 546.1083
28.08. | 4 | 3239.2112 | 1545.1484 | 546.1083
28.08. | 5 | 3239.2112 | 1545.1484 | 546.1083
28.08. | 6 | 3239.2112 | 1545.1484 | 546.1083
28.08. | 7 | 3239.2112 | 1545.1484 | 546.1083
28.08. | 8 | 3239.2112 | 1545.1484 | 546.1083
28.08. | 9 | 3239.2112 | 1545.1484 | 546.1083
28.08. | 10 | 3239.2112 | 1545.1484 | 546.1083
28.08. | 11 | 3239.2112 | 1545.1484 | 546.1083
28.08. | 12 | 3239.2112 | 1545.1484 | 546.1083
28.08. | 13 | 3239.2112 | 1545.1484 | 546.1083
28.08. | 14 | 3239.2112 | 1545.1484 | 546.1083
28.08. | 15 | 3239.2112 | 1545.1484 | 546.1083
28.08. | 16 | 3239.2112 | 1545.1484 | 546.1083
28.08. | 17 | 3239.2112 | 1545.1484 | 546.1083
28.08. | 18 | 3239.2112 | 1545.1484 | 546.1083
28.08. | 19 | 3239.2112 | 1545.1484 | 546.1083
28.08. | 20 | 3239.2112 | 1545.1484 | 546.1083
28.08. | 21 | 3239.2112 | 1545.1484 | 546.1083
28.08. | 22 | 3239.2112 | 1545.1484 | 546.1083
28.08. | 23 | 3239.2112 | 1545.1484 | 546.1083
28.08. | 24 | 3239.2112 | 1545.1484 | 546.1083
29.08. | 1 | 3239.2112 | 1545.1484 | 546.1083
29.08. | 2 | 3239.2112 | 1545.1484 | 546.1083
29.08. | 3 | 3239.2112 | 1545.1484 | 546.1083
29.08. | 4 | 3239.2112 | 1545.1484 | 546.1083
29.08. | 5 | 3239.2112 | 1545.1484 | 546.1083
29.08. | 6 | 3239.2112 | 1545.1484 | 546.1083
29.08. | 7 | 3239.2112 | 1545.1484 | 546.1083
29.08. | 8 | 3239.2112 | 1545.1484 | 546.1083
29.08. | 9 | 3239.2112 | 1545.1484 | 546.1083
29.08. | 10 | 3239.2112 | 1545.1484 | 546.1083
29.08. | 11 | 3239.2112 | 1545.1484 | 546.1083
29.08. | 12 | 3239.2112 | 1545.1484 | 546.1083
29.08. | 13 | 3239.2112 | 1545.1484 | 546.1083
29.08. | 14 | 3239.2112 | 1545.1484 | 546.1083
29.08. | 15 | 3239.2112 | 1545.1484 | 546.1083
29.08. | 16 | 3239.2112 | 1545.1484 | 546.1083
29.08. | 17 | 3239.2112 | 1545.1484 | 546.1083
29.08. | 18 | 3239.2112 | 1545.1484 | 546.1083
29.08. | 19 | 3239.2112 | 1545.1484 | 546.1083
29.08. | 20 | 3239.2112 | 1545.1484 | 546.1083
29.08. | 21 | 3239.2112 | 1545.1484 | 546.1083
29.08. | 22 | 3239.2112 | 1545.1484 | 546.1083
29.08. | 23 | 3239.2112 | 1545.1484 | 546.1083
29.08. | 24 | 3239.2112 | 1545.1484 | 546.1083
30.08. | 1 | 3239.2112 | 1545.1484 | 546.1083
30.08. | 2 | 3239.2112 | 1545.1484 | 546.1083
30.08. | 3 | 3239.2112 | 1545.1484 | 546.1083
30.08. | 4 | 3239.2112 | 1545.1484 | 546.1083
30.08. | 5 | 3239.2112 | 1545.1484 | 546.1083
30.08. | 6 | 3239.2112 | 1545.1484 | 546.1083
30.08. | 7 | 3239.2112 | 1545.1484 | 546.1083
30.08. | 8 | 3239.2112 | 1545.1484 | 546.1083
30.08. | 9 | 3239.2112 | 1545.1484 | 546.1083
30.08. | 10 | 3239.2112 | 1545.1484 | 546.1083
30.08. | 11 | 3239.2112 | 1545.1484 | 546.1083
30.08. | 12 | 3239.2112 | 1545.1484 | 546.1083
30.08. | 13 | 3239.2112 | 1545.1484 | 546.1083
30.08. | 14 | 3239.2112 | 1545.1484 | 546.1083
30.08. | 15 | 3239.2112 | 1545.1484 | 546.1083
30.08. | 16 | 3239.2112 | 1545.1484 | 546.1083
30.08. | 17 | 3239.2112 | 1545.1484 | 546.1083
30.08. | 18 | 3239.2112 | 1545.1484 | 546.1083
30.08. | 19 | 3239.2112 | 1545.1484 | 546.1083
30.08. | 20 | 3239.2112 | 1545.1484 | 546.1083
30.08. | 21 | 3239.2112 | 1545.1484 | 546.1083
30.08. | 22 | 3239.2112 | 1545.1484 | 546.1083
30.08. | 23 | 3239.2112 | 1545.1484 | 546.1083
30.08. | 24 | 3239.2112 | 1545.1484 | 546.1083
31.08. | 1 | 3239.2112 | 1545.1484 | 546.1083
31.08. | 2 | 3239.2112 | 1545.1484 | 546.1083
31.08. | 3 | 3239.2112 | 1545.1484 | 546.1083
31.08. | 4 | 3239.2112 | 1545.1484 | 546.1083
31.08. | 5 | 3239.2112 | 1545.1484 | 546.1083
31.08. | 6 | 3239.2112 | 1545.1484 | 546.1083
31.08. | 7 | 3239.2112 | 1545.1484 | 546.1083
31.08. | 8 | 3239.2112 | 1545.1484 | 546.1083
31.08. | 9 | 3239.2112 | 1545.1484 | 546.1083
31.08. | 10 | 3239.2112 | 1545.1484 | 546.1083
31.08. | 11 | 3239.2112 | 1545.1484 | 546.1083
31.08. | 12 | 3239.2112 | 1545.1484 | 546.1083
31.08. | 13 | 3239.2112 | 1545.1484 | 546.1083
31.08. | 14 | 3239.2112 | 1545.1484 | 546.1083
31.08. | 15 | 3239.2112 | 1545.1484 | 546.1083
31.08. | 16 | 3239.2112 | 1545.1484 | 546.1083
31.08. | 17 | 3239.2112 | 1545.1484 | 546.1083
31.08. | 18 | 3239.2112 | 1545.1484 | 546.1083
31.08. | 19 | 3239.2112 | 1545.1484 | 546.1083
31.08. | 20 | 3239.2112 | 1545.1484 | 546.1083
31.08. | 21 | 3239.2112 | 1545.1484 | 546.1083
31.08. | 22 | 3239.2112 | 1545.1484 | 546.1083
31.08. | 23 | 3239.2112 | 1545.1484 | 546.1083
31.08. | 24 | 3239.2112 | 1545.1484 | 546.1083
01.09. | 1 | 3239.2112 | 1545.1484 | 546.1083
01.09. | 2 | 3239.2112 | 1545.1484 | 546.1083
01.09. | 3 | 3239.2112 | 1545.1484 | 546.1083
01.09. | 4 | 3239.2112 | 1545.1484 | 546.1083
01.09. | 5 | 3239.2112 | 1545.1484 | 546.1083
01.09. | 6 | 3239.2112 | 1545.1484 | 546.1083
01.09. | 7 | 3239.2112 | 1545.1484 | 546.1083
01.09. | 8 | 3239.2112 | 1545.1484 | 546.1083
01.09. | 9 | 3239.2112 | 1545.1484 | 546.1083
01.09. | 10 | 3239.2112 | 1545.1484 | 546.1083
01.09. | 11 | 3239.2112 | 1545.1484 | 546.1083
01.09. | 12 | 3239.2112 | 1545.1484 | 546.1083
01.09. | 13 | 3239.2112 | 1545.1484 | 546.1083
01.09. | 14 | 3239.2112 | 1545.1484 | 546.1083
01.09. | 15 | 3239.2112 | 1545.1484 | 546.1083
01.09. | 16 | 3239.2112 | 1545.1484 | 546.1083
01.09. | 17 | 3239.2112 | 1545.1484 | 546.1083
01.09. | 18 | 3239.2112 | 1545.1484 | 546.1083
01.09. | 19 | 3239.2112 | 1545.1484 | 546.1083
01.09. | 20 | 3239.2112 | 1545.1484 | 546.1083
01.09. | 21 | 3239.2112 | 1545.1484 | 546.1083
01.09. | 22 | 3239.2112 | 1545.1484 | 546.1083
01.09. | 23 | 3239.2112 | 1545.1484 | 546.1083
01.09. | 24 | 3239.2112 | 1545.1484 | 546.1083
02.09. | 1 | 3239.2112 | 1545.1484 | 546.1083
02.09. | 2 | 3239.2112 | 1545.1484 | 546.1083
02.09. | 3 | 3239.2112 | 1545.1484 | 546.1083
02.09. | 4 | 3239.2112 | 1545.1484 | 546.1083
02.09. | 5 | 3239.2112 | 1545.1484 | 546.1083
02.09. | 6 | 3239.2112 | 1545.1484 | 546.1083
02.09. | 7 | 3239.2112 | 1545.1484 | 546.1083
02.09. | 8 | 3239.2112 | 1545.1484 | 546.1083
02.09. | 9 | 3239.2112 | 1545.1484 | 546.1083
02.09. | 10 | 3239.2112 | 1545.1484 | 546.1083
02.09. | 11 | 3239.2112 | 1545.1484 | 546.1083
02.09. | 12 | 3239.2112 | 1545.1484 | 546.1083
02.09. | 13 | 3239.2112 | 1545.1484 | 546.1083
02.09. | 14 | 3239.2112 | 1545.1484 | 546.1083
02.09. | 15 | 3239.2112 | 1545.1484 | 546.1083
02.09. | 16 | 3239.2112 | 1545.1484 | 546.1083
02.09. | 17 | 3239.2112 | 1545.1484 | 546.1083
02.09. | 18 | 3239.2112 | 1545.1484 | 546.1083
02.09. | 19 | 3239.2112 | 1545.1484 | 546.1083
02.09. | 20 | 3239.2112 | 1545.1484 | 546.1083
02.09. | 21 | 3239.2112 | 1545.1484 | 546.1083
02.09. | 22 | 3239.2112 | 1545.1484 | 546.1083
02.09. | 23 | 3239.2112 | 1545.1484 | 546.1083
02.09. | 24 | 3239.2112 | 1545.1484 | 546.1083
03.09. | 1 | 3239.2112 | 1545.1484 | 546.1083
03.09. | 2 | 3239.2112 | 1545.1484 | 546.1083
03.09. | 3 | 3239.2112 | 1545.1484 | 546.1083
03.09. | 4 | 3239.2112 | 1545.1484 | 546.1083
03.09. | 5 | 3239.2112 | 1545.1484 | 546.1083
03.09. | 6 | 3239.2112 | 1545.1484 | 546.1083
03.09. | 7 | 3239.2112 | 1545.1484 | 546.1083
03.09. | 8 | 3239.2112 | 1545.1484 | 546.1083
03.09. | 9 | 3239.2112 | 1545.1484 | 546.1083
03.09. | 10 | 3239.2112 | 1545.1484 | 546.1083
03.09. | 11 | 3239.2112 | 1545.1484 | 546.1083
03.09. | 12 | 3239.2112 | 1545.1484 | 546.1083
03.09. | 13 | 3239.2112 | 1545.1484 | 546.1083
03.09. | 14 | 3239.2112 | 1545.1484 | 546.1083
03.09. | 15 | 3239.2112 | 1545.1484 | 546.1083
03.09. | 16 | 3239.2112 | 1545.1484 | 546.1083
03.09. | 17 | 3239.2112 | 1545.1484 | 546.1083
03.09. | 18 | 3239.2112 | 1545.1484 | 546.1083
03.09. | 19 | 3239.2112 | 1545.1484 | 546.1083
03.09. | 20 | 3239.2112 | 1545.1484 | 546.1083
03.09. | 21 | 3239.2112 | 1545.1484 | 546.1083
03.09. | 22 | 3239.2112 | 1545.1484 | 546.1083
03.09. | 23 | 3239.2112 | 1545.1484 | 546.1083
03.09. | 24 | 3239.2112 | 1545.1484 | 546.1083
04.09. | 1 | 3239.2112 | 1545.1484 | 546.1083
04.09. | 2 | 3239.2112 | 1545.1484 | 546.1083
04.09. | 3 | 3239.2112 | 1545.1484 | 546.1083
04.09. | 4 | 3239.2112 | 1545.1484 | 546.1083
04.09. | 5 | 3239.2112 | 1545.1484 | 546.1083
04.09. | 6 | 3239.2112 | 1545.1484 | 546.1083
04.09. | 7 | 3239.2112 | 1545.1484 | 546.1083
04.09. | 8 | 3239.2112 | 1545.1484 | 546.1083
04.09. | 9 | 3239.2112 | 1545.1484 | 546.1083
04.09. | 10 | 3239.2112 | 1545.1484 | 546.1083
04.09. | 11 | 3239.2112 | 1545.1484 | 546.1083
04.09. | 12 | 3239.2112 | 1545.1484 | 546.1083
04.09. | 13 | 3239.2112 | 1545.1484 | 546.1083
04.09. | 14 | 3239.2112 | 1545.1484 | 546.1083
04.09. | 15 | 3239.2112 | 1545.1484 | 546.1083
04.09. | 16 | 3239.2112 | 1545.1484 | 546.1083
04.09. | 17 | 3239.2112 | 1545.1484 | 546.1083
04.09. | 18 | 3239.2112 | 1545.1484 | 546.1083
04.09. | 19 | 3239.2112 | 1545.1484 | 546.1083
04.09. | 20 | 3239.2112 | 1545.1484 | 546.1083
04.09. | 21 | 3239.2112 | 1545.1484 | 546.1083
04.09. | 22 | 3239.2112 | 1545.1484 | 546.1083
04.09. | 23 | 3239.2112 | 1545.1484 | 546.1083
04.09. | 24 | 3239.2112 | 1545.1484 | 546.1083
05.09. | 1 | 3239.2112 | 1545.1484 | 546.1083
05.09. | 2 | 3239.2112 | 1545.1484 | 546.1083
05.09. | 3 | 3239.2112 | 1545.1484 | 546.1083
05.09. | 4 | 3239.2112 | 1545.1484 | 546.1083
05.09. | 5 | 3239.2112 | 1545.1484 | 546.1083
05.09. | 6 | 3239.2112 | 1545.1484 | 546.1083
05.09. | 7 | 3239.2112 | 1545.1484 | 546.1083
05.09. | 8 | 3239.2112 | 1545.1484 | 546.1083
05.09. | 9 | 3239.2112 | 1545.1484 | 546.1083
05.09. | 10 | 3239.2112 | 1545.1484 | 546.1083
05.09. | 11 | 3239.2112 | 1545.1484 | 546.1083
05.09. | 12 | 3239.2112 | 1545.1484 | 546.1083
05.09. | 13 | 3239.2112 | 1545.1484 | 546.1083
05.09. | 14 | 3239.2112 | 1545.1484 | 546.1083
05.09. | 15 | 3239.2112 | 1545.1484 | 546.1083
05.09. | 16 | 3239.2112 | 1545.1484 | 546.1083
05.09. | 17 | 3239.2112 | 1545.1484 | 546.1083
05.09. | 18 | 3239.2112 | 1545.1484 | 546.1083
05.09. | 19 | 3239.2112 | 1545.1484 | 546.1083
05.09. | 20 | 3239.2112 | 1545.1484 | 546.1083
05.09. | 21 | 3239.2112 | 1545.1484 | 546.1083
05.09. | 22 | 3239.2112 | 1545.1484 | 546.1083
05.09. | 23 | 3239.2112 | 1545.1484 | 546.1083
05.09. | 24 | 3239.2112 | 1545.1484 | 546.1083
06.09. | 1 | 3239.2112 | 1545.1484 | 546.1083
06.09. | 2 | 3239.2112 | 1545.1484 | 546.1083
06.09. | 3 | 3239.2112 | 1545.1484 | 546.1083
06.09. | 4 | 3239.2112 | 1545.1484 | 546.1083
06.09. | 5 | 3239.2112 | 1545.1484 | 546.1083
06.09. | 6 | 3239.2112 | 1545.1484 | 546.1083
06.09. | 7 | 3239.2112 | 1545.1484 | 546.1083
06.09. | 8 | 3239.2112 | 1545.1484 | 546.1083
06.09. | 9 | 3239.2112 | 1545.1484 | 546.1083
06.09. | 10 | 3239.2112 | 1545.1484 | 546.1083
06.09. | 11 | 3239.2112 | 1545.1484 | 546.1083
06.09. | 12 | 3239.2112 | 1545.1484 | 546.1083
06.09. | 13 | 3239.2112 | 1545.1484 | 546.1083
06.09. | 14 | 3239.2112 | 1545.1484 | 546.1083
06.09. | 15 | 3239.2112 | 1545.1484 | 546.1083
06.09. | 16 | 3239.2112 | 1545.1484 | 546.1083
06.09. | 17 | 3239.2112 | 1545.1484 | 546.1083
06.09. | 18 | 3239.2112 | 1545.1484 | 546.1083
06.09. | 19 | 3239.2112 | 1545.1484 | 546.1083
06.09. | 20 | 3239.2112 | 1545.1484 | 546.1083
06.09. | 21 | 3239.2112 | 1545.1484 | 546.1083
06.09. | 22 | 3239.2112 | 1545.1484 | 546.1083
06.09. | 23 | 3239.2112 | 1545.1484 | 546.1083
06.09. | 24 | 3239.2112 | 1545.1484 | 546.1083
07.09. | 1 | 3239.2112 | 1545.1484 | 546.1083
07.09. | 2 | 3239.2112 | 1545.1484 | 546.1083
07.09. | 3 | 3239.2112 | 1545.1484 | 546.1083
07.09. | 4 | 3239.2112 | 1545.1484 | 546.1083
07.09. | 5 | 3239.2112 | 1545.1484 | 546.1083
07.09. | 6 | 3239.2112 | 1545.1484 | 546.1083
07.09. | 7 | 3239.2112 | 1545.1484 | 546.1083
07.09. | 8 | 3239.2112 | 1545.1484 | 546.1083
07.09. | 9 | 3239.2112 | 1545.1484 | 546.1083
07.09. | 10 | 3239.2112 | 1545.1484 | 546.1083
07.09. | 11 | 3239.2112 | 1545.1484 | 546.1083
07.09. | 12 | 3239.2112 | 1545.1484 | 546.1083
07.09. | 13 | 3239.2112 | 1545.1484 | 546.1083
07.09. | 14 | 3239.2112 | 1545.1484 | 546.1083
07.09. | 15 | 3239.2112 | 1545.1484 | 546.1083
07.09. | 16 | 3239.2112 | 1545.1484 | 546.1083
07.09. | 17 | 3239.2112 | 1545.1484 | 546.1083
07.09. | 18 | 3239.2112 | 1545.1484 | 546.1083
07.09. | 19 | 3239.2112 | 1545.1484 | 546.1083
07.09. | 20 | 3239.2112 | 1545.1484 | 546.1083
07.09. | 21 | 3239.2112 | 1545.1484 | 546.1083
07.09. | 22 | 3239.2112 | 1545.1484 | 546.1083
07.09. | 23 | 3239.2112 | 1545.1484 | 546.1083
07.09. | 24 | 3239.2112 | 1545.1484 | 546.1083
08.09. | 1 | 3239.2112 | 1545.1484 | 546.1083
08.09. | 2 | 3239.2112 | 1545.1484 | 546.1083
08.09. | 3 | 3239.2112 | 1545.1484 | 546.1083
08.09. | 4 | 3239.2112 | 1545.1484 | 546.1083
08.09. | 5 | 3239.2112 | 1545.1484 | 546.1083
08.09. | 6 | 3239.2112 | 1545.1484 | 546.1083
08.09. | 7 | 3239.2112 | 1545.1484 | 546.1083
08.09. | 8 | 3239.2112 | 1545.1484 | 546.1083
08.09. | 9 | 3239.2112 | 1545.1484 | 546.1083
08.09. | 10 | 3239.2112 | 1545.1484 | 546.1083
08.09. | 11 | 3239.2112 | 1545.1484 | 546.1083
08.09. | 12 | 3239.2112 | 1545.1484 | 546.1083
08.09. | 13 | 3239.2112 | 1545.1484 | 546.1083
08.09. | 14 | 3239.2112 | 1545.1484 | 546.1083
08.09. | 15 | 3239.2112 | 1545.1484 | 546.1083
08.09. | 16 | 3239.2112 | 1545.1484 | 546.1083
08.09. | 17 | 3239.2112 | 1545.1484 | 546.1083
08.09. | 18 | 3239.2112 | 1545.1484 | 546.1083
08.09. | 19 | 3239.2112 | 1545.1484 | 546.1083
08.09. | 20 | 3239.2112 | 1545.1484 | 546.1083
08.09. | 21 | 3239.2112 | 1545.1484 | 546.1083
08.09. | 22 | 3239.2112 | 1545.1484 | 546.1083
08.09. | 23 | 3239.2112 | 1545.1484 | 546.1083
08.09. | 24 | 3239.2112 | 1545.1484 | 546.1083
09.09. | 1 | 3239.2112 | 1545.1484 | 546.1083
09.09. | 2 | 3239.2112 | 1545.1484 | 546.1083
09.09. | 3 | 3239.2112 | 1545.1484 | 546.1083
09.09. | 4 | 3239.2112 | 1545.1484 | 546.1083
09.09. | 5 | 3239.2112 | 1545.1484 | 546.1083
09.09. | 6 | 3239.2112 | 1545.1484 | 546.1083
09.09. | 7 | 3239.2112 | 1545.1484 | 546.1083
09.09. | 8 | 3239.2112 | 1545.1484 | 546.1083
09.09. | 9 | 3239.2112 | 1545.1484 | 546.1083
09.09. | 10 | 3239.2112 | 1545.1484 | 546.1083
09.09. | 11 | 3239.2112 | 1545.1484 | 546.1083
09.09. | 12 | 3239.2112 | 1545.1484 | 546.1083
09.09. | 13 | 3239.2112 | 1545.1484 | 546.1083
09.09. | 14 | 3239.2112 | 1545.1484 | 546.1083
09.09. | 15 | 3239.2112 | 1545.1484 | 546.1083
09.09. | 16 | 3239.2112 | 1545.1484 | 546.1083
09.09. | 17 | 3239.2112 | 1545.1484 | 546.1083
09.09. | 18 | 3239.2112 | 1545.1484 | 546.1083
09.09. | 19 | 3239.2112 | 1545.1484 | 546.1083
09.09. | 20 | 3239.2112 | 1545.1484 | 546.1083
09.09. | 21 | 3239.2112 | 1545.1484 | 546.1083
09.09. | 22 | 3239.2112 | 1545.1484 | 546.1083
09.09. | 23 | 3239.2112 | 1545.1484 | 546.1083
09.09. | 24 | 3239.2112 | 1545.1484 | 546.1083
10.09. | 1 | 3239.2112 | 1545.1484 | 546.1083
10.09. | 2 | 3239.2112 | 1545.1484 | 546.1083
10.09. | 3 | 3239.2112 | 1545.1484 | 546.1083
10.09. | 4 | 3239.2112 | 1545.1484 | 546.1083
10.09. | 5 | 3239.2112 | 1545.1484 | 546.1083
10.09. | 6 | 3239.2112 | 1545.1484 | 546.1083
10.09. | 7 | 3239.2112 | 1545.1484 | 546.1083
10.09. | 8 | 3239.2112 | 1545.1484 | 546.1083
10.09. | 9 | 3239.2112 | 1545.1484 | 546.1083
10.09. | 10 | 3239.2112 | 1545.1484 | 546.1083
10.09. | 11 | 3239.2112 | 1545.1484 | 546.1083
10.09. | 12 | 3239.2112 | 1545.1484 | 546.1083
10.09. | 13 | 3239.2112 | 1545.1484 | 546.1083
10.09. | 14 | 3239.2112 | 1545.1484 | 546.1083
10.09. | 15 | 3239.2112 | 1545.1484 | 546.1083
10.09. | 16 | 3239.2112 | 1545.1484 | 546.1083
10.09. | 17 | 3239.2112 | 1545.1484 | 546.1083
10.09. | 18 | 3239.2112 | 1545.1484 | 546.1083
10.09. | 19 | 3239.2112 | 1545.1484 | 546.1083
10.09. | 20 | 3239.2112 | 1545.1484 | 546.1083
10.09. | 21 | 3239.2112 | 1545.1484 | 546.1083
10.09. | 22 | 3239.2112 | 1545.1484 | 546.1083
10.09. | 23 | 3239.2112 | 1545.1484 | 546.1083
10.09. | 24 | 3239.2112 | 1545.1484 | 546.1083
11.09. | 1 | 3239.2112 | 1545.1484 | 546.1083
11.09. | 2 | 3239.2112 | 1545.1484 | 546.1083
11.09. | 3 | 3239.2112 | 1545.1484 | 546.1083
11.09. | 4 | 3239.2112 | 1545.1484 | 546.1083
11.09. | 5 | 3239.2112 | 1545.1484 | 546.1083
11.09. | 6 | 3239.2112 | 1545.1484 | 546.1083
11.09. | 7 | 3239.2112 | 1545.1484 | 546.1083
11.09. | 8 | 3239.2112 | 1545.1484 | 546.1083
11.09. | 9 | 3239.2112 | 1545.1484 | 546.1083
11.09. | 10 | 3239.2112 | 1545.1484 | 546.1083
11.09. | 11 | 3239.2112 | 1545.1484 | 546.1083
11.09. | 12 | 3239.2112 | 1545.1484 | 546.1083
11.09. | 13 | 3239.2112 | 1545.1484 | 546.1083
11.09. | 14 | 3239.2112 | 1545.1484 | 546.1083
11.09. | 15 | 3239.2112 | 1545.1484 | 546.1083
11.09. | 16 | 3239.2112 | 1545.1484 | 546.1083
11.09. | 17 | 3239.2112 | 1545.1484 | 546.1083
11.09. | 18 | 3239.2112 | 1545.1484 | 546.1083
11.09. | 19 | 3239.2112 | 1545.1484 | 546.1083
11.09. | 20 | 3239.2112 | 1545.1484 | 546.1083
11.09. | 21 | 3239.2112 | 1545.1484 | 546.1083
11.09. | 22 | 3239.2112 | 1545.1484 | 546.1083
11.09. | 23 | 3239.2112 | 1545.1484 | 546.1083
11.09. | 24 | 3239.2112 | 1545.1484 | 546.1083
12.09. | 1 | 3239.2112 | 1545.1484 | 546.1083
12.09. | 2 | 3239.2112 | 1545.1484 | 546.1083
12.09. | 3 | 3239.2112 | 1545.1484 | 546.1083
12.09. | 4 | 3239.2112 | 1545.1484 | 546.1083
12.09. | 5 | 3239.2112 | 1545.1484 | 546.1083
12.09. | 6 | 3239.2112 | 1545.1484 | 546.1083
12.09. | 7 | 3239.2112 | 1545.1484 | 546.1083
12.09. | 8 | 3239.2112 | 1545.1484 | 546.1083
12.09. | 9 | 3239.2112 | 1545.1484 | 546.1083
12.09. | 10 | 3239.2112 | 1545.1484 | 546.1083
12.09. | 11 | 3239.2112 | 1545.1484 | 546.1083
12.09. | 12 | 3239.2112 | 1545.1484 | 546.1083
12.09. | 13 | 3239.2112 | 1545.1484 | 546.1083
12.09. | 14 | 3239.2112 | 1545.1484 | 546.1083
12.09. | 15 | 3239.2112 | 1545.1484 | 546.1083
12.09. | 16 | 3239.2112 | 1545.1484 | 546.1083
12.09. | 17 | 3239.2112 | 1545.1484 | 546.1083
12.09. | 18 | 3239.2112 | 1545.1484 | 546.1083
12.09. | 19 | 3239.2112 | 1545.1484 | 546.1083
12.09. | 20 | 3239.2112 | 1545.1484 | 546.1083
12.09. | 21 | 3239.2112 | 1545.1484 | 546.1083
12.09. | 22 | 3239.2112 | 1545.1484 | 546.1083
12.09. | 23 | 3239.2112 | 1545.1484 | 546.1083
12.09. | 24 | 3239.2112 | 1545.1484 | 546.1083
13.09. | 1 | 3239.2112 | 1545.1484 | 546.1083
13.09. | 2 | 3239.2112 | 1545.1484 | 546.1083
13.09. | 3 | 3239.2112 | 1545.1484 | 546.1083
13.09. | 4 | 3239.2112 | 1545.1484 | 546.1083
13.09. | 5 | 3239.2112 | 1545.1484 | 546.1083
13.09. | 6 | 3239.2112 | 1545.1484 | 546.1083
13.09. | 7 | 3239.2112 | 1545.1484 | 546.1083
13.09. | 8 | 3239.2112 | 1545.1484 | 546.1083
13.09. | 9 | 3239.2112 | 1545.1484 | 546.1083
13.09. | 10 | 3239.2112 | 1545.1484 | 546.1083
13.09. | 11 | 3239.2112 | 1545.1484 | 546.1083
13.09. | 12 | 3239.2112 | 1545.1484 | 546.1083
13.09. | 13 | 3239.2112 | 1545.1484 | 546.1083
13.09. | 14 | 3239.2112 | 1545.1484 | 546.1083
13.09. | 15 | 3239.2112 | 1545.1484 | 546.1083
13.09. | 16 | 3239.2112 | 1545.1484 | 546.1083
13.09. | 17 | 3239.2112 | 1545.1484 | 546.1083
13.09. | 18 | 3239.2112 | 1545.1484 | 546.1083
13.09. | 19 | 3239.2112 | 1545.1484 | 546.1083
13.09. | 20 | 3239.2112 | 1545.1484 | 546.1083
13.09. | 21 | 3239.2112 | 1545.1484 | 546.1083
13.09. | 22 | 3239.2112 | 1545.1484 | 546.1083
13.09. | 23 | 3239.2112 | 1545.1484 | 546.1083
13.09. | 24 | 3239.2112 | 1545.1484 | 546.1083
14.09. | 1 | 3239.2112 | 1545.1484 | 546.1083
14.09. | 2 | 3239.2112 | 1545.1484 | 546.1083
14.09. | 3 | 3239.2112 | 1545.1484 | 546.1083
14.09. | 4 | 3239.2112 | 1545.1484 | 546.1083
14.09. | 5 | 3239.2112 | 1545.1484 | 546.1083
14.09. | 6 | 3239.2112 | 1545.1484 | 546.1083
14.09. | 7 | 3239.2112 | 1545.1484 | 546.1083
14.09. | 8 | 3239.2112 | 1545.1484 | 546.1083
14.09. | 9 | 3239.2112 | 1545.1484 | 546.1083
14.09. | 10 | 3239.2112 | 1545.1484 | 546.1083
14.09. | 11 | 3239.2112 | 1545.1484 | 546.1083
14.09. | 12 | 3239.2112 | 1545.1484 | 546.1083
14.09. | 13 | 3239.2112 | 1545.1484 | 546.1083
14.09. | 14 | 3239.2112 | 1545.1484 | 546.1083
14.09. | 15 | 3239.2112 | 1545.1484 | 546.1083
14.09. | 16 | 3239.2112 | 1545.1484 | 546.1083
14.09. | 17 | 3239.2112 | 1545.1484 | 546.1083
14.09. | 18 | 3239.2112 | 1545.1484 | 546.1083
14.09. | 19 | 3239.2112 | 1545.1484 | 546.1083
14.09. | 20 | 3239.2112 | 1545.1484 | 546.1083
14.09. | 21 | 3239.2112 | 1545.1484 | 546.1083
14.09. | 22 | 3239.2112 | 1545.1484 | 546.1083
14.09. | 23 | 3239.2112 | 1545.1484 | 546.1083
14.09. | 24 | 3239.2112 | 1545.1484 | 546.1083
15.09. | 1 | 3239.2112 | 1545.1484 | 546.1083
15.09. | 2 | 3239.2112 | 1545.1484 | 546.1083
15.09. | 3 | 3239.2112 | 1545.1484 | 546.1083
15.09. | 4 | 3239.2112 | 1545.1484 | 546.1083
15.09. | 5 | 3239.2112 | 1545.1484 | 546.1083
15.09. | 6 | 3239.2112 | 1545.1484 | 546.1083
15.09. | 7 | 3239.2112 | 1545.1484 | 546.1083
15.09. | 8 | 3239.2112 | 1545.1484 | 546.1083
15.09. | 9 | 3239.2112 | 1545.1484 | 546.1083
15.09. | 10 | 3239.2112 | 1545.1484 | 546.1083
15.09. | 11 | 3239.2112 | 1545.1484 | 546.1083
15.09. | 12 | 3239.2112 | 1545.1484 | 546.1083
15.09. | 13 | 3239.2112 | 1545.1484 | 546.1083
15.09. | 14 | 3239.2112 | 1545.1484 | 546.1083
15.09. | 15 | 3239.2112 | 1545.1484 | 546.1083
15.09. | 16 | 3239.2112 | 1545.1484 | 546.1083
15.09. | 17 | 3239.2112 | 1545.1484 | 546.1083
15.09. | 18 | 3239.2112 | 1545.1484 | 546.1083
15.09. | 19 | 3239.2112 | 1545.1484 | 546.1083
15.09. | 20 | 3239.2112 | 1545.1484 | 546.1083
15.09. | 21 | 3239.2112 | 1545.1484 | 546.1083
15.09. | 22 | 3239.2112 | 1545.1484 | 546.1083
15.09. | 23 | 3239.2112 | 1545.1484 | 546.1083
15.09. | 24 | 3239.2112 | 1545.1484 | 546.1083
16.09. | 1 | 3239.2112 | 1545.1484 | 546.1083
16.09. | 2 | 3239.2112 | 1545.1484 | 546.1083
16.09. | 3 | 3239.2112 | 1545.1484 | 546.1083
16.09. | 4 | 3239.2112 | 1545.1484 | 546.1083
16.09. | 5 | 3239.2112 | 1545.1484 | 546.1083
16.09. | 6 | 3239.2112 | 1545.1484 | 546.1083
16.09. | 7 | 3239.2112 | 1545.1484 | 546.1083
16.09. | 8 | 3239.2112 | 1545.1484 | 546.1083
16.09. | 9 | 3239.2112 | 1545.1484 | 546.1083
16.09. | 10 | 3239.2112 | 1545.1484 | 546.1083
16.09. | 11 | 3239.2112 | 1545.1484 | 546.1083
16.09. | 12 | 3239.2112 | 1545.1484 | 546.1083
16.09. | 13 | 3239.2112 | 1545.1484 | 546.1083
16.09. | 14 | 3239.2112 | 1545.1484 | 546.1083
16.09. | 15 | 3239.2112 | 1545.1484 | 546.1083
16.09. | 16 | 3239.2112 | 1545.1484 | 546.1083
16.09. | 17 | 3239.2112 | 1545.1484 | 546.1083
16.09. | 18 | 3239.2112 | 1545.1484 | 546.1083
16.09. | 19 | 3239.2112 | 1545.1484 | 546.1083
16.09. | 20 | 3239.2112 | 1545.1484 | 546.1083
16.09. | 21 | 3239.2112 | 1545.1484 | 546.1083
16.09. | 22 | 3239.2112 | 1545.1484 | 546.1083
16.09. | 23 | 3239.2112 | 1545.1484 | 546.1083
16.09. | 24 | 3239.2112 | 1545.1484 | 546.1083
17.09. | 1 | 3239.2112 | 1545.1484 | 546.1083
17.09. | 2 | 3239.2112 | 1545.1484 | 546.1083
17.09. | 3 | 3239.2112 | 1545.1484 | 546.1083
17.09. | 4 | 3239.2112 | 1545.1484 | 546.1083
17.09. | 5 | 3239.2112 | 1545.1484 | 546.1083
17.09. | 6 | 3239.2112 | 1545.1484 | 546.1083
17.09. | 7 | 3239.2112 | 1545.1484 | 546.1083
17.09. | 8 | 3239.2112 | 1545.1484 | 546.1083
17.09. | 9 | 3239.2112 | 1545.1484 | 546.1083
17.09. | 10 | 3239.2112 | 1545.1484 | 546.1083
17.09. | 11 | 3239.2112 | 1545.1484 | 546.1083
17.09. | 12 | 3239.2112 | 1545.1484 | 546.1083
17.09. | 13 | 3239.2112 | 1545.1484 | 546.1083
17.09. | 14 | 3239.2112 | 1545.1484 | 546.1083
17.09. | 15 | 3239.2112 | 1545.1484 | 546.1083
17.09. | 16 | 3239.2112 | 1545.1484 | 546.1083
17.09. | 17 | 3239.2112 | 1545.1484 | 546.1083
17.09. | 18 | 3239.2112 | 1545.1484 | 546.1083
17.09. | 19 | 3239.2112 | 1545.1484 | 546.1083
17.09. | 20 | 3239.2112 | 1545.1484 | 546.1083
17.09. | 21 | 3239.2112 | 1545.1484 | 546.1083
17.09. | 22 | 3239.2112 | 1545.1484 | 546.1083
17.09. | 23 | 3239.2112 | 1545.1484 | 546.1083
17.09. | 24 | 3239.2112 | 1545.1484 | 546.1083
18.09. | 1 | 3239.2112 | 1545.1484 | 546.1083
18.09. | 2 | 3239.2112 | 1545.1484 | 546.1083
18.09. | 3 | 3239.2112 | 1545.1484 | 546.1083
18.09. | 4 | 3239.2112 | 1545.1484 | 546.1083
18.09. | 5 | 3239.2112 | 1545.1484 | 546.1083
18.09. | 6 | 3239.2112 | 1545.1484 | 546.1083
18.09. | 7 | 3239.2112 | 1545.1484 | 546.1083
18.09. | 8 | 3239.2112 | 1545.1484 | 546.1083
18.09. | 9 | 3239.2112 | 1545.1484 | 546.1083
18.09. | 10 | 3239.2112 | 1545.1484 | 546.1083
18.09. | 11 | 3239.2112 | 1545.1484 | 546.1083
18.09. | 12 | 3239.2112 | 1545.1484 | 546.1083
18.09. | 13 | 3239.2112 | 1545.1484 | 546.1083
18.09. | 14 | 3239.2112 | 1545.1484 | 546.1083
18.09. | 15 | 3239.2112 | 1545.1484 | 546.1083
18.09. | 16 | 3239.2112 | 1545.1484 | 546.1083
18.09. | 17 | 3239.2112 | 1545.1484 | 546.1083
18.09. | 18 | 3239.2112 | 1545.1484 | 546.1083
18.09. | 19 | 3239.2112 | 1545.1484 | 546.1083
18.09. | 20 | 3239.2112 | 1545.1484 | 546.1083
18.09. | 21 | 3239.2112 | 1545.1484 | 546.1083
18.09. | 22 | 3239.2112 | 1545.1484 | 546.1083
18.09. | 23 | 3239.2112 | 1545.1484 | 546.1083
18.09. | 24 | 3239.2112 | 1545.1484 | 546.1083
19.09. | 1 | 3239.2112 | 1545.1484 | 546.1083
19.09. | 2 | 3239.2112 | 1545.1484 | 546.1083
19.09. | 3 | 3239.2112 | 1545.1484 | 546.1083
19.09. | 4 | 3239.2112 | 1545.1484 | 546.1083
19.09. | 5 | 3239.2112 | 1545.1484 | 546.1083
19.09. | 6 | 3239.2112 | 1545.1484 | 546.1083
19.09. | 7 | 3239.2112 | 1545.1484 | 546.1083
19.09. | 8 | 3239.2112 | 1545.1484 | 546.1083
19.09. | 9 | 3239.2112 | 1545.1484 | 546.1083
19.09. | 10 | 3239.2112 | 1545.1484 | 546.1083
19.09. | 11 | 3239.2112 | 1545.1484 | 546.1083
19.09. | 12 | 3239.2112 | 1545.1484 | 546.1083
19.09. | 13 | 3239.2112 | 1545.1484 | 546.1083
19.09. | 14 | 3239.2112 | 1545.1484 | 546.1083
19.09. | 15 | 3239.2112 | 1545.1484 | 546.1083
19.09. | 16 | 3239.2112 | 1545.1484 | 546.1083
19.09. | 17 | 3239.2112 | 1545.1484 | 546.1083
19.09. | 18 | 3239.2112 | 1545.1484 | 546.1083
19.09. | 19 | 3239.2112 | 1545.1484 | 546.1083
19.09. | 20 | 3239.2112 | 1545.1484 | 546.1083
19.09. | 21 | 3239.2112 | 1545.1484 | 546.1083
19.09. | 22 | 3239.2112 | 1545.1484 | 546.1083
19.09. | 23 | 3239.2112 | 1545.1484 | 546.1083
19.09. | 24 | 3239.2112 | 1545.1484 | 546.1083
20.09. | 1 | 3239.2112 | 1545.1484 | 546.1083
20.09. | 2 | 3239.2112 | 1545.1484 | 546.1083
20.09. | 3 | 3239.2112 | 1545.1484 | 546.1083
20.09. | 4 | 3239.2112 | 1545.1484 | 546.1083
20.09. | 5 | 3239.2112 | 1545.1484 | 546.1083
20.09. | 6 | 3239.2112 | 1545.1484 | 546.1083
20.09. | 7 | 3239.2112 | 1545.1484 | 546.1083
20.09. | 8 | 3239.2112 | 1545.1484 | 546.1083
20.09. | 9 | 3239.2112 | 1545.1484 | 546.1083
20.09. | 10 | 3239.2112 | 1545.1484 | 546.1083
20.09. | 11 | 3239.2112 | 1545.1484 | 546.1083
20.09. | 12 | 3239.2112 | 1545.1484 | 546.1083
20.09. | 13 | 3239.2112 | 1545.1484 | 546.1083
20.09. | 14 | 3239.2112 | 1545.1484 | 546.1083
20.09. | 15 | 3239.2112 | 1545.1484 | 546.1083
20.09. | 16 | 3239.2112 | 1545.1484 | 546.1083
20.09. | 17 | 3239.2112 | 1545.1484 | 546.1083
20.09. | 18 | 3239.2112 | 1545.1484 | 546.1083
20.09. | 19 | 3239.2112 | 1545.1484 | 546.1083
20.09. | 20 | 3239.2112 | 1545.1484 | 546.1083
20.09. | 21 | 3239.2112 | 1545.1484 | 546.1083
20.09. | 22 | 3239.2112 | 1545.1484 | 546.1083
20.09. | 23 | 3239.2112 | 1545.1484 | 546.1083
20.09. | 24 | 3239.2112 | 1545.1484 | 546.1083
21.09. | 1 | 3239.2112 | 1545.1484 | 546.1083
21.09. | 2 | 3239.2112 | 1545.1484 | 546.1083
21.09. | 3 | 3239.2112 | 1545.1484 | 546.1083
21.09. | 4 | 3239.2112 | 1545.1484 | 546.1083
21.09. | 5 | 3239.2112 | 1545.1484 | 546.1083
21.09. | 6 | 3239.2112 | 1545.1484 | 546.1083
21.09. | 7 | 3239.2112 | 1545.1484 | 546.1083
21.09. | 8 | 3239.2112 | 1545.1484 | 546.1083
21.09. | 9 | 3239.2112 | 1545.1484 | 546.1083
21.09. | 10 | 3239.2112 | 1545.1484 | 546.1083
21.09. | 11 | 3239.2112 | 1545.1484 | 546.1083
21.09. | 12 | 3239.2112 | 1545.1484 | 546.1083
21.09. | 13 | 3239.2112 | 1545.1484 | 546.1083
21.09. | 14 | 3239.2112 | 1545.1484 | 546.1083
21.09. | 15 | 3239.2112 | 1545.1484 | 546.1083
21.09. | 16 | 3239.2112 | 1545.1484 | 546.1083
21.09. | 17 | 3239.2112 | 1545.1484 | 546.1083
21.09. | 18 | 3239.2112 | 1545.1484 | 546.1083
21.09. | 19 | 3239.2112 | 1545.1484 | 546.1083
21.09. | 20 | 3239.2112 | 1545.1484 | 546.1083
21.09. | 21 | 3239.2112 | 1545.1484 | 546.1083
21.09. | 22 | 3239.2112 | 1545.1484 | 546.1083
21.09. | 23 | 3239.2112 | 1545.1484 | 546.1083
21.09. | 24 | 3239.2112 | 1545.1484 | 546.1083
22.09. | 1 | 3239.2112 | 1545.1484 | 546.1083
22.09. | 2 | 3239.2112 | 1545.1484 | 546.1083
22.09. | 3 | 3239.2112 | 1545.1484 | 546.1083
22.09. | 4 | 3239.2112 | 1545.1484 | 546.1083
22.09. | 5 | 3239.2112 | 1545.1484 | 546.1083
22.09. | 6 | 3239.2112 | 1545.1484 | 546.1083
22.09. | 7 | 3239.2112 | 1545.1484 | 546.1083
22.09. | 8 | 3239.2112 | 1545.1484 | 546.1083
22.09. | 9 | 3239.2112 | 1545.1484 | 546.1083
22.09. | 10 | 3239.2112 | 1545.1484 | 546.1083
22.09. | 11 | 3239.2112 | 1545.1484 | 546.1083
22.09. | 12 | 3239.2112 | 1545.1484 | 546.1083
22.09. | 13 | 3239.2112 | 1545.1484 | 546.1083
22.09. | 14 | 3239.2112 | 1545.1484 | 546.1083
22.09. | 15 | 3239.2112 | 1545.1484 | 546.1083
22.09. | 16 | 3239.2112 | 1545.1484 | 546.1083
22.09. | 17 | 3239.2112 | 1545.1484 | 546.1083
22.09. | 18 | 3239.2112 | 1545.1484 | 546.1083
22.09. | 19 | 3239.2112 | 1545.1484 | 546.1083
22.09. | 20 | 3239.2112 | 1545.1484 | 546.1083
22.09. | 21 | 3239.2112 | 1545.1484 | 546.1083
22.09. | 22 | 3239.2112 | 1545.1484 | 546.1083
22.09. | 23 | 3239.2112 | 1545.1484 | 546.1083
22.09. | 24 | 3239.2112 | 1545.1484 | 546.1083
23.09. | 1 | 3239.2112 | 1545.1484 | 546.1083
23.09. | 2 | 3239.2112 | 1545.1484 | 546.1083
23.09. | 3 | 3239.2112 | 1545.1484 | 546.1083
23.09. | 4 | 3239.2112 | 1545.1484 | 546.1083
23.09. | 5 | 3239.2112 | 1545.1484 | 546.1083
23.09. | 6 | 3239.2112 | 1545.1484 | 546.1083
23.09. | 7 | 3239.2112 | 1545.1484 | 546.1083
23.09. | 8 | 3239.2112 | 1545.1484 | 546.1083
23.09. | 9 | 3239.2112 | 1545.1484 | 546.1083
23.09. | 10 | 3239.2112 | 1545.1484 | 546.1083
23.09. | 11 | 3239.2112 | 1545.1484 | 546.1083
23.09. | 12 | 3239.2112 | 1545.1484 | 546.1083
23.09. | 13 | 3239.2112 | 1545.1484 | 546.1083
23.09. | 14 | 3239.2112 | 1545.1484 | 546.1083
23.09. | 15 | 3239.2112 | 1545.1484 | 546.1083
23.09. | 16 | 3239.2112 | 1545.1484 | 546.1083
23.09. | 17 | 3239.2112 | 1545.1484 | 546.1083
23.09. | 18 | 3239.2112 | 1545.1484 | 546.1083
23.09. | 19 | 3239.2112 | 1545.1484 | 546.1083
23.09. | 20 | 3239.2112 | 1545.1484 | 546.1083
23.09. | 21 | 3239.2112 | 1545.1484 | 546.1083
23.09. | 22 | 3239.2112 | 1545.1484 | 546.1083
23.09. | 23 | 3239.2112 | 1545.1484 | 546.1083
23.09. | 24 | 3239.2112 | 1545.1484 | 546.1083
24.09. | 1 | 3239.2112 | 1545.1484 | 546.1083
24.09. | 2 | 3239.2112 | 1545.1484 | 546.1083
24.09. | 3 | 3239.2112 | 1545.1484 | 546.1083
24.09. | 4 | 3239.2112 | 1545.1484 | 546.1083
24.09. | 5 | 3239.2112 | 1545.1484 | 546.1083
24.09. | 6 | 3239.2112 | 1545.1484 | 546.1083
24.09. | 7 | 3239.2112 | 1545.1484 | 546.1083
24.09. | 8 | 3239.2112 | 1545.1484 | 546.1083
24.09. | 9 | 3239.2112 | 1545.1484 | 546.1083
24.09. | 10 | 3239.2112 | 1545.1484 | 546.1083
24.09. | 11 | 3239.2112 | 1545.1484 | 546.1083
24.09. | 12 | 3239.2112 | 1545.1484 | 546.1083
24.09. | 13 | 3239.2112 | 1545.1484 | 546.1083
24.09. | 14 | 3239.2112 | 1545.1484 | 546.1083
24.09. | 15 | 3239.2112 | 1545.1484 | 546.1083
24.09. | 16 | 3239.2112 | 1545.1484 | 546.1083
24.09. | 17 | 3239.2112 | 1545.1484 | 546.1083
24.09. | 18 | 3239.2112 | 1545.1484 | 546.1083
24.09. | 19 | 3239.2112 | 1545.1484 | 546.1083
24.09. | 20 | 3239.2112 | 1545.1484 | 546.1083
24.09. | 21 | 3239.2112 | 1545.1484 | 546.1083
24.09. | 22 | 3239.2112 | 1545.1484 | 546.1083
24.09. | 23 | 3239.2112 | 1545.1484 | 546.1083
24.09. | 24 | 3239.2112 | 1545.1484 | 546.1083
25.09. | 1 | 3239.2112 | 1545.1484 | 546.1083
25.09. | 2 | 3239.2112 | 1545.1484 | 546.1083
25.09. | 3 | 3239.2112 | 1545.1484 | 546.1083
25.09. | 4 | 3239.2112 | 1545.1484 | 546.1083
25.09. | 5 | 3239.2112 | 1545.1484 | 546.1083
25.09. | 6 | 3239.2112 | 1545.1484 | 546.1083
25.09. | 7 | 3239.2112 | 1545.1484 | 546.1083
25.09. | 8 | 3239.2112 | 1545.1484 | 546.1083
25.09. | 9 | 3239.2112 | 1545.1484 | 546.1083
25.09. | 10 | 3239.2112 | 1545.1484 | 546.1083
25.09. | 11 | 3239.2112 | 1545.1484 | 546.1083
25.09. | 12 | 3239.2112 | 1545.1484 | 546.1083
25.09. | 13 | 3239.2112 | 1545.1484 | 546.1083
25.09. | 14 | 3239.2112 | 1545.1484 | 546.1083
25.09. | 15 | 3239.2112 | 1545.1484 | 546.1083
25.09. | 16 | 3239.2112 | 1545.1484 | 546.1083
25.09. | 17 | 3239.2112 | 1545.1484 | 546.1083
25.09. | 18 | 3239.2112 | 1545.1484 | 546.1083
25.09. | 19 | 3239.2112 | 1545.1484 | 546.1083
25.09. | 20 | 3239.2112 | 1545.1484 | 546.1083
25.09. | 21 | 3239.2112 | 1545.1484 | 546.1083
25.09. | 22 | 3239.2112 | 1545.1484 | 546.1083
25.09. | 23 | 3239.2112 | 1545.1484 | 546.1083
25.09. | 24 | 3239.2112 | 1545.1484 | 546.1083
26.09. | 1 | 3239.2112 | 1545.1484 | 546.1083
26.09. | 2 | 3239.2112 | 1545.1484 | 546.1083
26.09. | 3 | 3239.2112 | 1545.1484 | 546.1083
26.09. | 4 | 3239.2112 | 1545.1484 | 546.1083
26.09. | 5 | 3239.2112 | 1545.1484 | 546.1083
26.09. | 6 | 3239.2112 | 1545.1484 | 546.1083
26.09. | 7 | 3239.2112 | 1545.1484 | 546.1083
26.09. | 8 | 3239.2112 | 1545.1484 | 546.1083
26.09. | 9 | 3239.2112 | 1545.1484 | 546.1083
26.09. | 10 | 3239.2112 | 1545.1484 | 546.1083
26.09. | 11 | 3239.2112 | 1545.1484 | 546.1083
26.09. | 12 | 3239.2112 | 1545.1484 | 546.1083
26.09. | 13 | 3239.2112 | 1545.1484 | 546.1083
26.09. | 14 | 3239.2112 | 1545.1484 | 546.1083
26.09. | 15 | 3239.2112 | 1545.1484 | 546.1083
26.09. | 16 | 3239.2112 | 1545.1484 | 546.1083
26.09. | 17 | 3239.2112 | 1545.1484 | 546.1083
26.09. | 18 | 3239.2112 | 1545.1484 | 546.1083
26.09. | 19 | 3239.2112 | 1545.1484 | 546.1083
26.09. | 20 | 3239.2112 | 1545.1484 | 546.1083
26.09. | 21 | 3239.2112 | 1545.1484 | 546.1083
26.09. | 22 | 3239.2112 | 1545.1484 | 546.1083
26.09. | 23 | 3239.2112 | 1545.1484 | 546.1083
26.09. | 24 | 3239.2112 | 1545.1484 | 546.1083
27.09. | 1 | 3239.2112 | 1545.1484 | 546.1083
27.09. | 2 | 3239.2112 | 1545.1484 | 546.1083
27.09. | 3 | 3239.2112 | 1545.1484 | 546.1083
27.09. | 4 | 3239.2112 | 1545.1484 | 546.1083
27.09. | 5 | 3239.2112 | 1545.1484 | 546.1083
27.09. | 6 | 3239.2112 | 1545.1484 | 546.1083
27.09. | 7 | 3239.2112 | 1545.1484 | 546.1083
27.09. | 8 | 3239.2112 | 1545.1484 | 546.1083
27.09. | 9 | 3239.2112 | 1545.1484 | 546.1083
27.09. | 10 | 3239.2112 | 1545.1484 | 546.1083
27.09. | 11 | 3239.2112 | 1545.1484 | 546.1083
27.09. | 12 | 3239.2112 | 1545.1484 | 546.1083
27.09. | 13 | 3239.2112 | 1545.1484 | 546.1083
27.09. | 14 | 3239.2112 | 1545.1484 | 546.1083
27.09. | 15 | 3239.2112 | 1545.1484 | 546.1083
27.09. | 16 | 3239.2112 | 1545.1484 | 546.1083
27.09. | 17 | 3239.2112 | 1545.1484 | 546.1083
27.09. | 18 | 3239.2112 | 1545.1484 | 546.1083
27.09. | 19 | 3239.2112 | 1545.1484 | 546.1083
27.09. | 20 | 3239.2112 | 1545.1484 | 546.1083
27.09. | 21 | 3239.2112 | 1545.1484 | 546.1083
27.09. | 22 | 3239.2112 | 1545.1484 | 546.1083
27.09. | 23 | 3239.2112 | 1545.1484 | 546.1083
27.09. | 24 | 3239.2112 | 1545.1484 | 546.1083
28.09. | 1 | 3239.2112 | 1545.1484 | 546.1083
28.09. | 2 | 3239.2112 | 1545.1484 | 546.1083
28.09. | 3 | 3239.2112 | 1545.1484 | 546.1083
28.09. | 4 | 3239.2112 | 1545.1484 | 546.1083
28.09. | 5 | 3239.2112 | 1545.1484 | 546.1083
28.09. | 6 | 3239.2112 | 1545.1484 | 546.1083
28.09. | 7 | 3239.2112 | 1545.1484 | 546.1083
28.09. | 8 | 3239.2112 | 1545.1484 | 546.1083
28.09. | 9 | 3239.2112 | 1545.1484 | 546.1083
28.09. | 10 | 3239.2112 | 1545.1484 | 546.1083
28.09. | 11 | 3239.2112 | 1545.1484 | 546.1083
28.09. | 12 | 3239.2112 | 1545.1484 | 546.1083
28.09. | 13 | 3239.2112 | 1545.1484 | 546.1083
28.09. | 14 | 3239.2112 | 1545.1484 | 546.1083
28.09. | 15 | 3239.2112 | 1545.1484 | 546.1083
28.09. | 16 | 3239.2112 | 1545.1484 | 546.1083
28.09. | 17 | 3239.2112 | 1545.1484 | 546.1083
28.09. | 18 | 3239.2112 | 1545.1484 | 546.1083
28.09. | 19 | 3239.2112 | 1545.1484 | 546.1083
28.09. | 20 | 3239.2112 | 1545.1484 | 546.1083
28.09. | 21 | 3239.2112 | 1545.1484 | 546.1083
28.09. | 22 | 3239.2112 | 1545.1484 | 546.1083
28.09. | 23 | 3239.2112 | 1545.1484 | 546.1083
28.09. | 24 | 3239.2112 | 1545.1484 | 546.1083
29.09. | 1 | 3239.2112 | 1545.1484 | 546.1083
29.09. | 2 | 3239.2112 | 1545.1484 | 546.1083
29.09. | 3 | 3239.2112 | 1545.1484 | 546.1083
29.09. | 4 | 3239.2112 | 1545.1484 | 546.1083
29.09. | 5 | 3239.2112 | 1545.1484 | 546.1083
29.09. | 6 | 3239.2112 | 1545.1484 | 546.1083
29.09. | 7 | 3239.2112 | 1545.1484 | 546.1083
29.09. | 8 | 3239.2112 | 1545.1484 | 546.1083
29.09. | 9 | 3239.2112 | 1545.1484 | 546.1083
29.09. | 10 | 3239.2112 | 1545.1484 | 546.1083
29.09. | 11 | 3239.2112 | 1545.1484 | 546.1083
29.09. | 12 | 3239.2112 | 1545.1484 | 546.1083
29.09. | 13 | 3239.2112 | 1545.1484 | 546.1083
29.09. | 14 | 3239.2112 | 1545.1484 | 546.1083
29.09. | 15 | 3239.2112 | 1545.1484 | 546.1083
29.09. | 16 | 3239.2112 | 1545.1484 | 546.1083
29.09. | 17 | 3239.2112 | 1545.1484 | 546.1083
29.09. | 18 | 3239.2112 | 1545.1484 | 546.1083
29.09. | 19 | 3239.2112 | 1545.1484 | 546.1083
29.09. | 20 | 3239.2112 | 1545.1484 | 546.1083
29.09. | 21 | 3239.2112 | 1545.1484 | 546.1083
29.09. | 22 | 3239.2112 | 1545.1484 | 546.1083
29.09. | 23 | 3239.2112 | 1545.1484 | 546.1083
29.09. | 24 | 3239.2112 | 1545.1484 | 546.1083
30.09. | 1 | 3239.2112 | 1545.1484 | 546.1083
30.09. | 2 | 3239.2112 | 1545.1484 | 546.1083
30.09. | 3 | 3239.2112 | 1545.1484 | 546.1083
30.09. | 4 | 3239.2112 | 1545.1484 | 546.1083
30.09. | 5 | 3239.2112 | 1545.1484 | 546.1083
30.09. | 6 | 3239.2112 | 1545.1484 | 546.1083
30.09. | 7 | 3239.2112 | 1545.1484 | 546.1083
30.09. | 8 | 3239.2112 | 1545.1484 | 546.1083
30.09. | 9 | 3239.2112 | 1545.1484 | 546.1083
30.09. | 10 | 3239.2112 | 1545.1484 | 546.1083
30.09. | 11 | 3239.2112 | 1545.1484 | 546.1083
30.09. | 12 | 3239.2112 | 1545.1484 | 546.1083
30.09. | 13 | 3239.2112 | 1545.1484 | 546.1083
30.09. | 14 | 3239.2112 | 1545.1484 | 546.1083
30.09. | 15 | 3239.2112 | 1545.1484 | 546.1083
30.09. | 16 | 3239.2112 | 1545.1484 | 546.1083
30.09. | 17 | 3239.2112 | 1545.1484 | 546.1083
30.09. | 18 | 3239.2112 | 1545.1484 | 546.1083
30.09. | 19 | 3239.2112 | 1545.1484 | 546.1083
30.09. | 20 | 3239.2112 | 1545.1484 | 546.1083
30.09. | 21 | 3239.2112 | 1545.1484 | 546.1083
30.09. | 22 | 3239.2112 | 1545.1484 | 546.1083
30.09. | 23 | 3239.2112 | 1545.1484 | 546.1083
30.09. | 24 | 3239.2112 | 1545.1484 | 546.1083
01.10. | 1 | 3239.2112 | 1545.1484 | 546.1083
01.10. | 2 | 3239.2112 | 1545.1484 | 546.1083
01.10. | 3 | 3239.2112 | 1545.1484 | 546.1083
01.10. | 4 | 3239.2112 | 1545.1484 | 546.1083
01.10. | 5 | 3239.2112 | 1545.1484 | 546.1083
01.10. | 6 | 3239.2112 | 1545.1484 | 546.1083
01.10. | 7 | 3239.2112 | 1545.1484 | 546.1083
01.10. | 8 | 3239.2112 | 1545.1484 | 546.1083
01.10. | 9 | 3239.2112 | 1545.1484 | 546.1083
01.10. | 10 | 3239.2112 | 1545.1484 | 546.1083
01.10. | 11 | 3239.2112 | 1545.1484 | 546.1083
01.10. | 12 | 3239.2112 | 1545.1484 | 546.1083
01.10. | 13 | 3239.2112 | 1545.1484 | 546.1083
01.10. | 14 | 3239.2112 | 1545.1484 | 546.1083
01.10. | 15 | 3239.2112 | 1545.1484 | 546.1083
01.10. | 16 | 3239.2112 | 1545.1484 | 546.1083
01.10. | 17 | 3239.2112 | 1545.1484 | 546.1083
01.10. | 18 | 3239.2112 | 1545.1484 | 546.1083
01.10. | 19 | 3239.2112 | 1545.1484 | 546.1083
01.10. | 20 | 3239.2112 | 1545.1484 | 546.1083
01.10. | 21 | 3239.2112 | 1545.1484 | 546.1083
01.10. | 22 | 3239.2112 | 1545.1484 | 546.1083
01.10. | 23 | 3239.2112 | 1545.1484 | 546.1083
01.10. | 24 | 3239.2112 | 1545.1484 | 546.1083
02.10. | 1 | 3239.2112 | 1545.1484 | 546.1083
02.10. | 2 | 3239.2112 | 1545.1484 | 546.1083
02.10. | 3 | 3239.2112 | 1545.1484 | 546.1083
02.10. | 4 | 3239.2112 | 1545.1484 | 546.1083
02.10. | 5 | 3239.2112 | 1545.1484 | 546.1083
02.10. | 6 | 3239.2112 | 1545.1484 | 546.1083
02.10. | 7 | 3239.2112 | 1545.1484 | 546.1083
02.10. | 8 | 3239.2112 | 1545.1484 | 546.1083
02.10. | 9 | 3239.2112 | 1545.1484 | 546.1083
02.10. | 10 | 3239.2112 | 1545.1484 | 546.1083
02.10. | 11 | 3239.2112 | 1545.1484 | 546.1083
02.10. | 12 | 3239.2112 | 1545.1484 | 546.1083
02.10. | 13 | 3239.2112 | 1545.1484 | 546.1083
02.10. | 14 | 3239.2112 | 1545.1484 | 546.1083
02.10. | 15 | 3239.2112 | 1545.1484 | 546.1083
02.10. | 16 | 3239.2112 | 1545.1484 | 546.1083
02.10. | 17 | 3239.2112 | 1545.1484 | 546.1083
02.10. | 18 | 3239.2112 | 1545.1484 | 546.1083
02.10. | 19 | 3239.2112 | 1545.1484 | 546.1083
02.10. | 20 | 3239.2112 | 1545.1484 | 546.1083
02.10. | 21 | 3239.2112 | 1545.1484 | 546.1083
02.10. | 22 | 3239.2112 | 1545.1484 | 546.1083
02.10. | 23 | 3239.2112 | 1545.1484 | 546.1083
02.10. | 24 | 3239.2112 | 1545.1484 | 546.1083
03.10. | 1 | 3239.2112 | 1545.1484 | 546.1083
03.10. | 2 | 3239.2112 | 1545.1484 | 546.1083
03.10. | 3 | 3239.2112 | 1545.1484 | 546.1083
03.10. | 4 | 3239.2112 | 1545.1484 | 546.1083
03.10. | 5 | 3239.2112 | 1545.1484 | 546.1083
03.10. | 6 | 3239.2112 | 1545.1484 | 546.1083
03.10. | 7 | 3239.2112 | 1545.1484 | 546.1083
03.10. | 8 | 3239.2112 | 1545.1484 | 546.1083
03.10. | 9 | 3239.2112 | 1545.1484 | 546.1083
03.10. | 10 | 3239.2112 | 1545.1484 | 546.1083
03.10. | 11 | 3239.2112 | 1545.1484 | 546.1083
03.10. | 12 | 3239.2112 | 1545.1484 | 546.1083
03.10. | 13 | 3239.2112 | 1545.1484 | 546.1083
03.10. | 14 | 3239.2112 | 1545.1484 | 546.1083
03.10. | 15 | 3239.2112 | 1545.1484 | 546.1083
03.10. | 16 | 3239.2112 | 1545.1484 | 546.1083
03.10. | 17 | 3239.2112 | 1545.1484 | 546.1083
03.10. | 18 | 3239.2112 | 1545.1484 | 546.1083
03.10. | 19 | 3239.2112 | 1545.1484 | 546.1083
03.10. | 20 | 3239.2112 | 1545.1484 | 546.1083
03.10. | 21 | 3239.2112 | 1545.1484 | 546.1083
03.10. | 22 | 3239.2112 | 1545.1484 | 546.1083
03.10. | 23 | 3239.2112 | 1545.1484 | 546.1083
03.10. | 24 | 3239.2112 | 1545.1484 | 546.1083
04.10. | 1 | 3239.2112 | 1545.1484 | 546.1083
04.10. | 2 | 3239.2112 | 1545.1484 | 546.1083
04.10. | 3 | 3239.2112 | 1545.1484 | 546.1083
04.10. | 4 | 3239.2112 | 1545.1484 | 546.1083
04.10. | 5 | 3239.2112 | 1545.1484 | 546.1083
04.10. | 6 | 3239.2112 | 1545.1484 | 546.1083
04.10. | 7 | 3239.2112 | 1545.1484 | 546.1083
04.10. | 8 | 3239.2112 | 1545.1484 | 546.1083
04.10. | 9 | 3239.2112 | 1545.1484 | 546.1083
04.10. | 10 | 3239.2112 | 1545.1484 | 546.1083
04.10. | 11 | 3239.2112 | 1545.1484 | 546.1083
04.10. | 12 | 3239.2112 | 1545.1484 | 546.1083
04.10. | 13 | 3239.2112 | 1545.1484 | 546.1083
04.10. | 14 | 3239.2112 | 1545.1484 | 546.1083
04.10. | 15 | 3239.2112 | 1545.1484 | 546.1083
04.10. | 16 | 3239.2112 | 1545.1484 | 546.1083
04.10. | 17 | 3239.2112 | 1545.1484 | 546.1083
04.10. | 18 | 3239.2112 | 1545.1484 | 546.1083
04.10. | 19 | 3239.2112 | 1545.1484 | 546.1083
04.10. | 20 | 3239.2112 | 1545.1484 | 546.1083
04.10. | 21 | 3239.2112 | 1545.1484 | 546.1083
04.10. | 22 | 3239.2112 | 1545.1484 | 546.1083
04.10. | 23 | 3239.2112 | 1545.1484 | 546.1083
04.10. | 24 | 3239.2112 | 1545.1484 | 546.1083
05.10. | 1 | 3239.2112 | 1545.1484 | 546.1083
05.10. | 2 | 3239.2112 | 1545.1484 | 546.1083
05.10. | 3 | 3239.2112 | 1545.1484 | 546.1083
05.10. | 4 | 3239.2112 | 1545.1484 | 546.1083
05.10. | 5 | 3239.2112 | 1545.1484 | 546.1083
05.10. | 6 | 3239.2112 | 1545.1484 | 546.1083
05.10. | 7 | 3239.2112 | 1545.1484 | 546.1083
05.10. | 8 | 3239.2112 | 1545.1484 | 546.1083
05.10. | 9 | 3239.2112 | 1545.1484 | 546.1083
05.10. | 10 | 3239.2112 | 1545.1484 | 546.1083
05.10. | 11 | 3239.2112 | 1545.1484 | 546.1083
05.10. | 12 | 3239.2112 | 1545.1484 | 546.1083
05.10. | 13 | 3239.2112 | 1545.1484 | 546.1083
05.10. | 14 | 3239.2112 | 1545.1484 | 546.1083
05.10. | 15 | 3239.2112 | 1545.1484 | 546.1083
05.10. | 16 | 3239.2112 | 1545.1484 | 546.1083
05.10. | 17 | 3239.2112 | 1545.1484 | 546.1083
05.10. | 18 | 3239.2112 | 1545.1484 | 546.1083
05.10. | 19 | 3239.2112 | 1545.1484 | 546.1083
05.10. | 20 | 3239.2112 | 1545.1484 | 546.1083
05.10. | 21 | 3239.2112 | 1545.1484 | 546.1083
05.10. | 22 | 3239.2112 | 1545.1484 | 546.1083
05.10. | 23 | 3239.2112 | 1545.1484 | 546.1083
05.10. | 24 | 3239.2112 | 1545.1484 | 546.1083
06.10. | 1 | 3239.2112 | 1545.1484 | 546.1083
06.10. | 2 | 3239.2112 | 1545.1484 | 546.1083
06.10. | 3 | 3239.2112 | 1545.1484 | 546.1083
06.10. | 4 | 3239.2112 | 1545.1484 | 546.1083
06.10. | 5 | 3239.2112 | 1545.1484 | 546.1083
06.10. | 6 | 3239.2112 | 1545.1484 | 546.1083
06.10. | 7 | 3239.2112 | 1545.1484 | 546.1083
06.10. | 8 | 3239.2112 | 1545.1484 | 546.1083
06.10. | 9 | 3239.2112 | 1545.1484 | 546.1083
06.10. | 10 | 3239.2112 | 1545.1484 | 546.1083
06.10. | 11 | 3239.2112 | 1545.1484 | 546.1083
06.10. | 12 | 3239.2112 | 1545.1484 | 546.1083
06.10. | 13 | 3239.2112 | 1545.1484 | 546.1083
06.10. | 14 | 3239.2112 | 1545.1484 | 546.1083
06.10. | 15 | 3239.2112 | 1545.1484 | 546.1083
06.10. | 16 | 3239.2112 | 1545.1484 | 546.1083
06.10. | 17 | 3239.2112 | 1545.1484 | 546.1083
06.10. | 18 | 3239.2112 | 1545.1484 | 546.1083
06.10. | 19 | 3239.2112 | 1545.1484 | 546.1083
06.10. | 20 | 3239.2112 | 1545.1484 | 546.1083
06.10. | 21 | 3239.2112 | 1545.1484 | 546.1083
06.10. | 22 | 3239.2112 | 1545.1484 | 546.1083
06.10. | 23 | 3239.2112 | 1545.1484 | 546.1083
06.10. | 24 | 3239.2112 | 1545.1484 | 546.1083
07.10. | 1 | 3239.2112 | 1545.1484 | 546.1083
07.10. | 2 | 3239.2112 | 1545.1484 | 546.1083
07.10. | 3 | 3239.2112 | 1545.1484 | 546.1083
07.10. | 4 | 3239.2112 | 1545.1484 | 546.1083
07.10. | 5 | 3239.2112 | 1545.1484 | 546.1083
07.10. | 6 | 3239.2112 | 1545.1484 | 546.1083
07.10. | 7 | 3239.2112 | 1545.1484 | 546.1083
07.10. | 8 | 3239.2112 | 1545.1484 | 546.1083
07.10. | 9 | 3239.2112 | 1545.1484 | 546.1083
07.10. | 10 | 3239.2112 | 1545.1484 | 546.1083
07.10. | 11 | 3239.2112 | 1545.1484 | 546.1083
07.10. | 12 | 3239.2112 | 1545.1484 | 546.1083
07.10. | 13 | 3239.2112 | 1545.1484 | 546.1083
07.10. | 14 | 3239.2112 | 1545.1484 | 546.1083
07.10. | 15 | 3239.2112 | 1545.1484 | 546.1083
07.10. | 16 | 3239.2112 | 1545.1484 | 546.1083
07.10. | 17 | 3239.2112 | 1545.1484 | 546.1083
07.10. | 18 | 3239.2112 | 1545.1484 | 546.1083
07.10. | 19 | 3239.2112 | 1545.1484 | 546.1083
07.10. | 20 | 3239.2112 | 1545.1484 | 546.1083
07.10. | 21 | 3239.2112 | 1545.1484 | 546.1083
07.10. | 22 | 3239.2112 | 1545.1484 | 546.1083
07.10. | 23 | 3239.2112 | 1545.1484 | 546.1083
07.10. | 24 | 3239.2112 | 1545.1484 | 546.1083
08.10. | 1 | 3239.2112 | 1545.1484 | 546.1083
08.10. | 2 | 3239.2112 | 1545.1484 | 546.1083
08.10. | 3 | 3239.2112 | 1545.1484 | 546.1083
08.10. | 4 | 3239.2112 | 1545.1484 | 546.1083
08.10. | 5 | 3239.2112 | 1545.1484 | 546.1083
08.10. | 6 | 3239.2112 | 1545.1484 | 546.1083
08.10. | 7 | 3239.2112 | 1545.1484 | 546.1083
08.10. | 8 | 3239.2112 | 1545.1484 | 546.1083
08.10. | 9 | 3239.2112 | 1545.1484 | 546.1083
08.10. | 10 | 3239.2112 | 1545.1484 | 546.1083
08.10. | 11 | 3239.2112 | 1545.1484 | 546.1083
08.10. | 12 | 3239.2112 | 1545.1484 | 546.1083
08.10. | 13 | 3239.2112 | 1545.1484 | 546.1083
08.10. | 14 | 3239.2112 | 1545.1484 | 546.1083
08.10. | 15 | 3239.2112 | 1545.1484 | 546.1083
08.10. | 16 | 3239.2112 | 1545.1484 | 546.1083
08.10. | 17 | 3239.2112 | 1545.1484 | 546.1083
08.10. | 18 | 3239.2112 | 1545.1484 | 546.1083
08.10. | 19 | 3239.2112 | 1545.1484 | 546.1083
08.10. | 20 | 3239.2112 | 1545.1484 | 546.1083
08.10. | 21 | 3239.2112 | 1545.1484 | 546.1083
08.10. | 22 | 3239.2112 | 1545.1484 | 546.1083
08.10. | 23 | 3239.2112 | 1545.1484 | 546.1083
08.10. | 24 | 3239.2112 | 1545.1484 | 546.1083
09.10. | 1 | 3239.2112 | 1545.1484 | 546.1083
09.10. | 2 | 3239.2112 | 1545.1484 | 546.1083
09.10. | 3 | 3239.2112 | 1545.1484 | 546.1083
09.10. | 4 | 3239.2112 | 1545.1484 | 546.1083
09.10. | 5 | 3239.2112 | 1545.1484 | 546.1083
09.10. | 6 | 3239.2112 | 1545.1484 | 546.1083
09.10. | 7 | 3239.2112 | 1545.1484 | 546.1083
09.10. | 8 | 3239.2112 | 1545.1484 | 546.1083
09.10. | 9 | 3239.2112 | 1545.1484 | 546.1083
09.10. | 10 | 3239.2112 | 1545.1484 | 546.1083
09.10. | 11 | 3239.2112 | 1545.1484 | 546.1083
09.10. | 12 | 3239.2112 | 1545.1484 | 546.1083
09.10. | 13 | 3239.2112 | 1545.1484 | 546.1083
09.10. | 14 | 3239.2112 | 1545.1484 | 546.1083
09.10. | 15 | 3239.2112 | 1545.1484 | 546.1083
09.10. | 16 | 3239.2112 | 1545.1484 | 546.1083
09.10. | 17 | 3239.2112 | 1545.1484 | 546.1083
09.10. | 18 | 3239.2112 | 1545.1484 | 546.1083
09.10. | 19 | 3239.2112 | 1545.1484 | 546.1083
09.10. | 20 | 3239.2112 | 1545.1484 | 546.1083
09.10. | 21 | 3239.2112 | 1545.1484 | 546.1083
09.10. | 22 | 3239.2112 | 1545.1484 | 546.1083
09.10. | 23 | 3239.2112 | 1545.1484 | 546.1083
09.10. | 24 | 3239.2112 | 1545.1484 | 546.1083
10.10. | 1 | 3239.2112 | 1545.1484 | 546.1083
10.10. | 2 | 3239.2112 | 1545.1484 | 546.1083
10.10. | 3 | 3239.2112 | 1545.1484 | 546.1083
10.10. | 4 | 3239.2112 | 1545.1484 | 546.1083
10.10. | 5 | 3239.2112 | 1545.1484 | 546.1083
10.10. | 6 | 3239.2112 | 1545.1484 | 546.1083
10.10. | 7 | 3239.2112 | 1545.1484 | 546.1083
10.10. | 8 | 3239.2112 | 1545.1484 | 546.1083
10.10. | 9 | 3239.2112 | 1545.1484 | 546.1083
10.10. | 10 | 3239.2112 | 1545.1484 | 546.1083
10.10. | 11 | 3239.2112 | 1545.1484 | 546.1083
10.10. | 12 | 3239.2112 | 1545.1484 | 546.1083
10.10. | 13 | 3239.2112 | 1545.1484 | 546.1083
10.10. | 14 | 3239.2112 | 1545.1484 | 546.1083
10.10. | 15 | 3239.2112 | 1545.1484 | 546.1083
10.10. | 16 | 3239.2112 | 1545.1484 | 546.1083
10.10. | 17 | 3239.2112 | 1545.1484 | 546.1083
10.10. | 18 | 3239.2112 | 1545.1484 | 546.1083
10.10. | 19 | 3239.2112 | 1545.1484 | 546.1083
10.10. | 20 | 3239.2112 | 1545.1484 | 546.1083
10.10. | 21 | 3239.2112 | 1545.1484 | 546.1083
10.10. | 22 | 3239.2112 | 1545.1484 | 546.1083
10.10. | 23 | 3239.2112 | 1545.1484 | 546.1083
10.10. | 24 | 3239.2112 | 1545.1484 | 546.1083
11.10. | 1 | 3239.2112 | 1545.1484 | 546.1083
11.10. | 2 | 3239.2112 | 1545.1484 | 546.1083
11.10. | 3 | 3239.2112 | 1545.1484 | 546.1083
11.10. | 4 | 3239.2112 | 1545.1484 | 546.1083
11.10. | 5 | 3239.2112 | 1545.1484 | 546.1083
11.10. | 6 | 3239.2112 | 1545.1484 | 546.1083
11.10. | 7 | 3239.2112 | 1545.1484 | 546.1083
11.10. | 8 | 3239.2112 | 1545.1484 | 546.1083
11.10. | 9 | 3239.2112 | 1545.1484 | 546.1083
11.10. | 10 | 3239.2112 | 1545.1484 | 546.1083
11.10. | 11 | 3239.2112 | 1545.1484 | 546.1083
11.10. | 12 | 3239.2112 | 1545.1484 | 546.1083
11.10. | 13 | 3239.2112 | 1545.1484 | 546.1083
11.10. | 14 | 3239.2112 | 1545.1484 | 546.1083
11.10. | 15 | 3239.2112 | 1545.1484 | 546.1083
11.10. | 16 | 3239.2112 | 1545.1484 | 546.1083
11.10. | 17 | 3239.2112 | 1545.1484 | 546.1083
11.10. | 18 | 3239.2112 | 1545.1484 | 546.1083
11.10. | 19 | 3239.2112 | 1545.1484 | 546.1083
11.10. | 20 | 3239.2112 | 1545.1484 | 546.1083
11.10. | 21 | 3239.2112 | 1545.1484 | 546.1083
11.10. | 22 | 3239.2112 | 1545.1484 | 546.1083
11.10. | 23 | 3239.2112 | 1545.1484 | 546.1083
11.10. | 24 | 3239.2112 | 1545.1484 | 546.1083
12.10. | 1 | 3239.2112 | 1545.1484 | 546.1083
12.10. | 2 | 3239.2112 | 1545.1484 | 546.1083
12.10. | 3 | 3239.2112 | 1545.1484 | 546.1083
12.10. | 4 | 3239.2112 | 1545.1484 | 546.1083
12.10. | 5 | 3239.2112 | 1545.1484 | 546.1083
12.10. | 6 | 3239.2112 | 1545.1484 | 546.1083
12.10. | 7 | 3239.2112 | 1545.1484 | 546.1083
12.10. | 8 | 3239.2112 | 1545.1484 | 546.1083
12.10. | 9 | 3239.2112 | 1545.1484 | 546.1083
12.10. | 10 | 3239.2112 | 1545.1484 | 546.1083
12.10. | 11 | 3239.2112 | 1545.1484 | 546.1083
12.10. | 12 | 3239.2112 | 1545.1484 | 546.1083
12.10. | 13 | 3239.2112 | 1545.1484 | 546.1083
12.10. | 14 | 3239.2112 | 1545.1484 | 546.1083
12.10. | 15 | 3239.2112 | 1545.1484 | 546.1083
12.10. | 16 | 3239.2112 | 1545.1484 | 546.1083
12.10. | 17 | 3239.2112 | 1545.1484 | 546.1083
12.10. | 18 | 3239.2112 | 1545.1484 | 546.1083
12.10. | 19 | 3239.2112 | 1545.1484 | 546.1083
12.10. | 20 | 3239.2112 | 1545.1484 | 546.1083
12.10. | 21 | 3239.2112 | 1545.1484 | 546.1083
12.10. | 22 | 3239.2112 | 1545.1484 | 546.1083
12.10. | 23 | 3239.2112 | 1545.1484 | 546.1083
12.10. | 24 | 3239.2112 | 1545.1484 | 546.1083
13.10. | 1 | 3239.2112 | 1545.1484 | 546.1083
13.10. | 2 | 3239.2112 | 1545.1484 | 546.1083
13.10. | 3 | 3239.2112 | 1545.1484 | 546.1083
13.10. | 4 | 3239.2112 | 1545.1484 | 546.1083
13.10. | 5 | 3239.2112 | 1545.1484 | 546.1083
13.10. | 6 | 3239.2112 | 1545.1484 | 546.1083
13.10. | 7 | 3239.2112 | 1545.1484 | 546.1083
13.10. | 8 | 3239.2112 | 1545.1484 | 546.1083
13.10. | 9 | 3239.2112 | 1545.1484 | 546.1083
13.10. | 10 | 3239.2112 | 1545.1484 | 546.1083
13.10. | 11 | 3239.2112 | 1545.1484 | 546.1083
13.10. | 12 | 3239.2112 | 1545.1484 | 546.1083
13.10. | 13 | 3239.2112 | 1545.1484 | 546.1083
13.10. | 14 | 3239.2112 | 1545.1484 | 546.1083
13.10. | 15 | 3239.2112 | 1545.1484 | 546.1083
13.10. | 16 | 3239.2112 | 1545.1484 | 546.1083
13.10. | 17 | 3239.2112 | 1545.1484 | 546.1083
13.10. | 18 | 3239.2112 | 1545.1484 | 546.1083
13.10. | 19 | 3239.2112 | 1545.1484 | 546.1083
13.10. | 20 | 3239.2112 | 1545.1484 | 546.1083
13.10. | 21 | 3239.2112 | 1545.1484 | 546.1083
13.10. | 22 | 3239.2112 | 1545.1484 | 546.1083
13.10. | 23 | 3239.2112 | 1545.1484 | 546.1083
13.10. | 24 | 3239.2112 | 1545.1484 | 546.1083
14.10. | 1 | 3239.2112 | 1545.1484 | 546.1083
14.10. | 2 | 3239.2112 | 1545.1484 | 546.1083
14.10. | 3 | 3239.2112 | 1545.1484 | 546.1083
14.10. | 4 | 3239.2112 | 1545.1484 | 546.1083
14.10. | 5 | 3239.2112 | 1545.1484 | 546.1083
14.10. | 6 | 3239.2112 | 1545.1484 | 546.1083
14.10. | 7 | 3239.2112 | 1545.1484 | 546.1083
14.10. | 8 | 3239.2112 | 1545.1484 | 546.1083
14.10. | 9 | 3239.2112 | 1545.1484 | 546.1083
14.10. | 10 | 3239.2112 | 1545.1484 | 546.1083
14.10. | 11 | 3239.2112 | 1545.1484 | 546.1083
14.10. | 12 | 3239.2112 | 1545.1484 | 546.1083
14.10. | 13 | 3239.2112 | 1545.1484 | 546.1083
14.10. | 14 | 3239.2112 | 1545.1484 | 546.1083
14.10. | 15 | 3239.2112 | 1545.1484 | 546.1083
14.10. | 16 | 3239.2112 | 1545.1484 | 546.1083
14.10. | 17 | 3239.2112 | 1545.1484 | 546.1083
14.10. | 18 | 3239.2112 | 1545.1484 | 546.1083
14.10. | 19 | 3239.2112 | 1545.1484 | 546.1083
14.10. | 20 | 3239.2112 | 1545.1484 | 546.1083
14.10. | 21 | 3239.2112 | 1545.1484 | 546.1083
14.10. | 22 | 3239.2112 | 1545.1484 | 546.1083
14.10. | 23 | 3239.2112 | 1545.1484 | 546.1083
14.10. | 24 | 3239.2112 | 1545.1484 | 546.1083
15.10. | 1 | 3239.2112 | 1545.1484 | 546.1083
15.10. | 2 | 3239.2112 | 1545.1484 | 546.1083
15.10. | 3 | 3239.2112 | 1545.1484 | 546.1083
15.10. | 4 | 3239.2112 | 1545.1484 | 546.1083
15.10. | 5 | 3239.2112 | 1545.1484 | 546.1083
15.10. | 6 | 3239.2112 | 1545.1484 | 546.1083
15.10. | 7 | 3239.2112 | 1545.1484 | 546.1083
15.10. | 8 | 3239.2112 | 1545.1484 | 546.1083
15.10. | 9 | 3239.2112 | 1545.1484 | 546.1083
15.10. | 10 | 3239.2112 | 1545.1484 | 546.1083
15.10. | 11 | 3239.2112 | 1545.1484 | 546.1083
15.10. | 12 | 3239.2112 | 1545.1484 | 546.1083
15.10. | 13 | 3239.2112 | 1545.1484 | 546.1083
15.10. | 14 | 3239.2112 | 1545.1484 | 546.1083
15.10. | 15 | 3239.2112 | 1545.1484 | 546.1083
15.10. | 16 | 3239.2112 | 1545.1484 | 546.1083
15.10. | 17 | 3239.2112 | 1545.1484 | 546.1083
15.10. | 18 | 3239.2112 | 1545.1484 | 546.1083
15.10. | 19 | 3239.2112 | 1545.1484 | 546.1083
15.10. | 20 | 3239.2112 | 1545.1484 | 546.1083
15.10. | 21 | 3239.2112 | 1545.1484 | 546.1083
15.10. | 22 | 3239.2112 | 1545.1484 | 546.1083
15.10. | 23 | 3239.2112 | 1545.1484 | 546.1083
15.10. | 24 | 3239.2112 | 1545.1484 | 546.1083
16.10. | 1 | 3239.2112 | 1545.1484 | 546.1083
16.10. | 2 | 3239.2112 | 1545.1484 | 546.1083
16.10. | 3 | 3239.2112 | 1545.1484 | 546.1083
16.10. | 4 | 3239.2112 | 1545.1484 | 546.1083
16.10. | 5 | 3239.2112 | 1545.1484 | 546.1083
16.10. | 6 | 3239.2112 | 1545.1484 | 546.1083
16.10. | 7 | 3239.2112 | 1545.1484 | 546.1083
16.10. | 8 | 3239.2112 | 1545.1484 | 546.1083
16.10. | 9 | 3239.2112 | 1545.1484 | 546.1083
16.10. | 10 | 3239.2112 | 1545.1484 | 546.1083
16.10. | 11 | 3239.2112 | 1545.1484 | 546.1083
16.10. | 12 | 3239.2112 | 1545.1484 | 546.1083
16.10. | 13 | 3239.2112 | 1545.1484 | 546.1083
16.10. | 14 | 3239.2112 | 1545.1484 | 546.1083
16.10. | 15 | 3239.2112 | 1545.1484 | 546.1083
16.10. | 16 | 3239.2112 | 1545.1484 | 546.1083
16.10. | 17 | 3239.2112 | 1545.1484 | 546.1083
16.10. | 18 | 3239.2112 | 1545.1484 | 546.1083
16.10. | 19 | 3239.2112 | 1545.1484 | 546.1083
16.10. | 20 | 3239.2112 | 1545.1484 | 546.1083
16.10. | 21 | 3239.2112 | 1545.1484 | 546.1083
16.10. | 22 | 3239.2112 | 1545.1484 | 546.1083
16.10. | 23 | 3239.2112 | 1545.1484 | 546.1083
16.10. | 24 | 3239.2112 | 1545.1484 | 546.1083
17.10. | 1 | 3239.2112 | 1545.1484 | 546.1083
17.10. | 2 | 3239.2112 | 1545.1484 | 546.1083
17.10. | 3 | 3239.2112 | 1545.1484 | 546.1083
17.10. | 4 | 3239.2112 | 1545.1484 | 546.1083
17.10. | 5 | 3239.2112 | 1545.1484 | 546.1083
17.10. | 6 | 3239.2112 | 1545.1484 | 546.1083
17.10. | 7 | 3239.2112 | 1545.1484 | 546.1083
17.10. | 8 | 3239.2112 | 1545.1484 | 546.1083
17.10. | 9 | 3239.2112 | 1545.1484 | 546.1083
17.10. | 10 | 3239.2112 | 1545.1484 | 546.1083
17.10. | 11 | 3239.2112 | 1545.1484 | 546.1083
17.10. | 12 | 3239.2112 | 1545.1484 | 546.1083
17.10. | 13 | 3239.2112 | 1545.1484 | 546.1083
17.10. | 14 | 3239.2112 | 1545.1484 | 546.1083
17.10. | 15 | 3239.2112 | 1545.1484 | 546.1083
17.10. | 16 | 3239.2112 | 1545.1484 | 546.1083
17.10. | 17 | 3239.2112 | 1545.1484 | 546.1083
17.10. | 18 | 3239.2112 | 1545.1484 | 546.1083
17.10. | 19 | 3239.2112 | 1545.1484 | 546.1083
17.10. | 20 | 3239.2112 | 1545.1484 | 546.1083
17.10. | 21 | 3239.2112 | 1545.1484 | 546.1083
17.10. | 22 | 3239.2112 | 1545.1484 | 546.1083
17.10. | 23 | 3239.2112 | 1545.1484 | 546.1083
17.10. | 24 | 3239.2112 | 1545.1484 | 546.1083
18.10. | 1 | 3239.2112 | 1545.1484 | 546.1083
18.10. | 2 | 3239.2112 | 1545.1484 | 546.1083
18.10. | 3 | 3239.2112 | 1545.1484 | 546.1083
18.10. | 4 | 3239.2112 | 1545.1484 | 546.1083
18.10. | 5 | 3239.2112 | 1545.1484 | 546.1083
18.10. | 6 | 3239.2112 | 1545.1484 | 546.1083
18.10. | 7 | 3239.2112 | 1545.1484 | 546.1083
18.10. | 8 | 3239.2112 | 1545.1484 | 546.1083
18.10. | 9 | 3239.2112 | 1545.1484 | 546.1083
18.10. | 10 | 3239.2112 | 1545.1484 | 546.1083
18.10. | 11 | 3239.2112 | 1545.1484 | 546.1083
18.10. | 12 | 3239.2112 | 1545.1484 | 546.1083
18.10. | 13 | 3239.2112 | 1545.1484 | 546.1083
18.10. | 14 | 3239.2112 | 1545.1484 | 546.1083
18.10. | 15 | 3239.2112 | 1545.1484 | 546.1083
18.10. | 16 | 3239.2112 | 1545.1484 | 546.1083
18.10. | 17 | 3239.2112 | 1545.1484 | 546.1083
18.10. | 18 | 3239.2112 | 1545.1484 | 546.1083
18.10. | 19 | 3239.2112 | 1545.1484 | 546.1083
18.10. | 20 | 3239.2112 | 1545.1484 | 546.1083
18.10. | 21 | 3239.2112 | 1545.1484 | 546.1083
18.10. | 22 | 3239.2112 | 1545.1484 | 546.1083
18.10. | 23 | 3239.2112 | 1545.1484 | 546.1083
18.10. | 24 | 3239.2112 | 1545.1484 | 546.1083
19.10. | 1 | 3239.2112 | 1545.1484 | 546.1083
19.10. | 2 | 3239.2112 | 1545.1484 | 546.1083
19.10. | 3 | 3239.2112 | 1545.1484 | 546.1083
19.10. | 4 | 3239.2112 | 1545.1484 | 546.1083
19.10. | 5 | 3239.2112 | 1545.1484 | 546.1083
19.10. | 6 | 3239.2112 | 1545.1484 | 546.1083
19.10. | 7 | 3239.2112 | 1545.1484 | 546.1083
19.10. | 8 | 3239.2112 | 1545.1484 | 546.1083
19.10. | 9 | 3239.2112 | 1545.1484 | 546.1083
19.10. | 10 | 3239.2112 | 1545.1484 | 546.1083
19.10. | 11 | 3239.2112 | 1545.1484 | 546.1083
19.10. | 12 | 3239.2112 | 1545.1484 | 546.1083
19.10. | 13 | 3239.2112 | 1545.1484 | 546.1083
19.10. | 14 | 3239.2112 | 1545.1484 | 546.1083
19.10. | 15 | 3239.2112 | 1545.1484 | 546.1083
19.10. | 16 | 3239.2112 | 1545.1484 | 546.1083
19.10. | 17 | 3239.2112 | 1545.1484 | 546.1083
19.10. | 18 | 3239.2112 | 1545.1484 | 546.1083
19.10. | 19 | 3239.2112 | 1545.1484 | 546.1083
19.10. | 20 | 3239.2112 | 1545.1484 | 546.1083
19.10. | 21 | 3239.2112 | 1545.1484 | 546.1083
19.10. | 22 | 3239.2112 | 1545.1484 | 546.1083
19.10. | 23 | 3239.2112 | 1545.1484 | 546.1083
19.10. | 24 | 3239.2112 | 1545.1484 | 546.1083
20.10. | 1 | 3239.2112 | 1545.1484 | 546.1083
20.10. | 2 | 3239.2112 | 1545.1484 | 546.1083
20.10. | 3 | 3239.2112 | 1545.1484 | 546.1083
20.10. | 4 | 3239.2112 | 1545.1484 | 546.1083
20.10. | 5 | 3239.2112 | 1545.1484 | 546.1083
20.10. | 6 | 3239.2112 | 1545.1484 | 546.1083
20.10. | 7 | 3239.2112 | 1545.1484 | 546.1083
20.10. | 8 | 3239.2112 | 1545.1484 | 546.1083
20.10. | 9 | 3239.2112 | 1545.1484 | 546.1083
20.10. | 10 | 3239.2112 | 1545.1484 | 546.1083
20.10. | 11 | 3239.2112 | 1545.1484 | 546.1083
20.10. | 12 | 3239.2112 | 1545.1484 | 546.1083
20.10. | 13 | 3239.2112 | 1545.1484 | 546.1083
20.10. | 14 | 3239.2112 | 1545.1484 | 546.1083
20.10. | 15 | 3239.2112 | 1545.1484 | 546.1083
20.10. | 16 | 3239.2112 | 1545.1484 | 546.1083
20.10. | 17 | 3239.2112 | 1545.1484 | 546.1083
20.10. | 18 | 3239.2112 | 1545.1484 | 546.1083
20.10. | 19 | 3239.2112 | 1545.1484 | 546.1083
20.10. | 20 | 3239.2112 | 1545.1484 | 546.1083
20.10. | 21 | 3239.2112 | 1545.1484 | 546.1083
20.10. | 22 | 3239.2112 | 1545.1484 | 546.1083
20.10. | 23 | 3239.2112 | 1545.1484 | 546.1083
20.10. | 24 | 3239.2112 | 1545.1484 | 546.1083
21.10. | 1 | 3239.2112 | 1545.1484 | 546.1083
21.10. | 2 | 3239.2112 | 1545.1484 | 546.1083
21.10. | 3 | 3239.2112 | 1545.1484 | 546.1083
21.10. | 4 | 3239.2112 | 1545.1484 | 546.1083
21.10. | 5 | 3239.2112 | 1545.1484 | 546.1083
21.10. | 6 | 3239.2112 | 1545.1484 | 546.1083
21.10. | 7 | 3239.2112 | 1545.1484 | 546.1083
21.10. | 8 | 3239.2112 | 1545.1484 | 546.1083
21.10. | 9 | 3239.2112 | 1545.1484 | 546.1083
21.10. | 10 | 3239.2112 | 1545.1484 | 546.1083
21.10. | 11 | 3239.2112 | 1545.1484 | 546.1083
21.10. | 12 | 3239.2112 | 1545.1484 | 546.1083
21.10. | 13 | 3239.2112 | 1545.1484 | 546.1083
21.10. | 14 | 3239.2112 | 1545.1484 | 546.1083
21.10. | 15 | 3239.2112 | 1545.1484 | 546.1083
21.10. | 16 | 3239.2112 | 1545.1484 | 546.1083
21.10. | 17 | 3239.2112 | 1545.1484 | 546.1083
21.10. | 18 | 3239.2112 | 1545.1484 | 546.1083
21.10. | 19 | 3239.2112 | 1545.1484 | 546.1083
21.10. | 20 | 3239.2112 | 1545.1484 | 546.1083
21.10. | 21 | 3239.2112 | 1545.1484 | 546.1083
21.10. | 22 | 3239.2112 | 1545.1484 | 546.1083
21.10. | 23 | 3239.2112 | 1545.1484 | 546.1083
21.10. | 24 | 3239.2112 | 1545.1484 | 546.1083
22.10. | 1 | 3239.2112 | 1545.1484 | 546.1083
22.10. | 2 | 3239.2112 | 1545.1484 | 546.1083
22.10. | 3 | 3239.2112 | 1545.1484 | 546.1083
22.10. | 4 | 3239.2112 | 1545.1484 | 546.1083
22.10. | 5 | 3239.2112 | 1545.1484 | 546.1083
22.10. | 6 | 3239.2112 | 1545.1484 | 546.1083
22.10. | 7 | 3239.2112 | 1545.1484 | 546.1083
22.10. | 8 | 3239.2112 | 1545.1484 | 546.1083
22.10. | 9 | 3239.2112 | 1545.1484 | 546.1083
22.10. | 10 | 3239.2112 | 1545.1484 | 546.1083
22.10. | 11 | 3239.2112 | 1545.1484 | 546.1083
22.10. | 12 | 3239.2112 | 1545.1484 | 546.1083
22.10. | 13 | 3239.2112 | 1545.1484 | 546.1083
22.10. | 14 | 3239.2112 | 1545.1484 | 546.1083
22.10. | 15 | 3239.2112 | 1545.1484 | 546.1083
22.10. | 16 | 3239.2112 | 1545.1484 | 546.1083
22.10. | 17 | 3239.2112 | 1545.1484 | 546.1083
22.10. | 18 | 3239.2112 | 1545.1484 | 546.1083
22.10. | 19 | 3239.2112 | 1545.1484 | 546.1083
22.10. | 20 | 3239.2112 | 1545.1484 | 546.1083
22.10. | 21 | 3239.2112 | 1545.1484 | 546.1083
22.10. | 22 | 3239.2112 | 1545.1484 | 546.1083
22.10. | 23 | 3239.2112 | 1545.1484 | 546.1083
22.10. | 24 | 3239.2112 | 1545.1484 | 546.1083
23.10. | 1 | 3239.2112 | 1545.1484 | 546.1083
23.10. | 2 | 3239.2112 | 1545.1484 | 546.1083
23.10. | 3 | 3239.2112 | 1545.1484 | 546.1083
23.10. | 4 | 3239.2112 | 1545.1484 | 546.1083
23.10. | 5 | 3239.2112 | 1545.1484 | 546.1083
23.10. | 6 | 3239.2112 | 1545.1484 | 546.1083
23.10. | 7 | 3239.2112 | 1545.1484 | 546.1083
23.10. | 8 | 3239.2112 | 1545.1484 | 546.1083
23.10. | 9 | 3239.2112 | 1545.1484 | 546.1083
23.10. | 10 | 3239.2112 | 1545.1484 | 546.1083
23.10. | 11 | 3239.2112 | 1545.1484 | 546.1083
23.10. | 12 | 3239.2112 | 1545.1484 | 546.1083
23.10. | 13 | 3239.2112 | 1545.1484 | 546.1083
23.10. | 14 | 3239.2112 | 1545.1484 | 546.1083
23.10. | 15 | 3239.2112 | 1545.1484 | 546.1083
23.10. | 16 | 3239.2112 | 1545.1484 | 546.1083
23.10. | 17 | 3239.2112 | 1545.1484 | 546.1083
23.10. | 18 | 3239.2112 | 1545.1484 | 546.1083
23.10. | 19 | 3239.2112 | 1545.1484 | 546.1083
23.10. | 20 | 3239.2112 | 1545.1484 | 546.1083
23.10. | 21 | 3239.2112 | 1545.1484 | 546.1083
23.10. | 22 | 3239.2112 | 1545.1484 | 546.1083
23.10. | 23 | 3239.2112 | 1545.1484 | 546.1083
23.10. | 24 | 3239.2112 | 1545.1484 | 546.1083
24.10. | 1 | 3239.2112 | 1545.1484 | 546.1083
24.10. | 2 | 3239.2112 | 1545.1484 | 546.1083
24.10. | 3 | 3239.2112 | 1545.1484 | 546.1083
24.10. | 4 | 3239.2112 | 1545.1484 | 546.1083
24.10. | 5 | 3239.2112 | 1545.1484 | 546.1083
24.10. | 6 | 3239.2112 | 1545.1484 | 546.1083
24.10. | 7 | 3239.2112 | 1545.1484 | 546.1083
24.10. | 8 | 3239.2112 | 1545.1484 | 546.1083
24.10. | 9 | 3239.2112 | 1545.1484 | 546.1083
24.10. | 10 | 3239.2112 | 1545.1484 | 546.1083
24.10. | 11 | 3239.2112 | 1545.1484 | 546.1083
24.10. | 12 | 3239.2112 | 1545.1484 | 546.1083
24.10. | 13 | 3239.2112 | 1545.1484 | 546.1083
24.10. | 14 | 3239.2112 | 1545.1484 | 546.1083
24.10. | 15 | 3239.2112 | 1545.1484 | 546.1083
24.10. | 16 | 3239.2112 | 1545.1484 | 546.1083
24.10. | 17 | 3239.2112 | 1545.1484 | 546.1083
24.10. | 18 | 3239.2112 | 1545.1484 | 546.1083
24.10. | 19 | 3239.2112 | 1545.1484 | 546.1083
24.10. | 20 | 3239.2112 | 1545.1484 | 546.1083
24.10. | 21 | 3239.2112 | 1545.1484 | 546.1083
24.10. | 22 | 3239.2112 | 1545.1484 | 546.1083
24.10. | 23 | 3239.2112 | 1545.1484 | 546.1083
24.10. | 24 | 3239.2112 | 1545.1484 | 546.1083
25.10. | 1 | 3239.2112 | 1545.1484 | 546.1083
25.10. | 2 | 3239.2112 | 1545.1484 | 546.1083
25.10. | 3 | 3239.2112 | 1545.1484 | 546.1083
25.10. | 4 | 3239.2112 | 1545.1484 | 546.1083
25.10. | 5 | 3239.2112 | 1545.1484 | 546.1083
25.10. | 6 | 3239.2112 | 1545.1484 | 546.1083
25.10. | 7 | 3239.2112 | 1545.1484 | 546.1083
25.10. | 8 | 3239.2112 | 1545.1484 | 546.1083
25.10. | 9 | 3239.2112 | 1545.1484 | 546.1083
25.10. | 10 | 3239.2112 | 1545.1484 | 546.1083
25.10. | 11 | 3239.2112 | 1545.1484 | 546.1083
25.10. | 12 | 3239.2112 | 1545.1484 | 546.1083
25.10. | 13 | 3239.2112 | 1545.1484 | 546.1083
25.10. | 14 | 3239.2112 | 1545.1484 | 546.1083
25.10. | 15 | 3239.2112 | 1545.1484 | 546.1083
25.10. | 16 | 3239.2112 | 1545.1484 | 546.1083
25.10. | 17 | 3239.2112 | 1545.1484 | 546.1083
25.10. | 18 | 3239.2112 | 1545.1484 | 546.1083
25.10. | 19 | 3239.2112 | 1545.1484 | 546.1083
25.10. | 20 | 3239.2112 | 1545.1484 | 546.1083
25.10. | 21 | 3239.2112 | 1545.1484 | 546.1083
25.10. | 22 | 3239.2112 | 1545.1484 | 546.1083
25.10. | 23 | 3239.2112 | 1545.1484 | 546.1083
25.10. | 24 | 3239.2112 | 1545.1484 | 546.1083
26.10. | 1 | 3239.2112 | 1545.1484 | 546.1083
26.10. | 2 | 3239.2112 | 1545.1484 | 546.1083
26.10. | 3 | 3239.2112 | 1545.1484 | 546.1083
26.10. | 4 | 3239.2112 | 1545.1484 | 546.1083
26.10. | 5 | 3239.2112 | 1545.1484 | 546.1083
26.10. | 6 | 3239.2112 | 1545.1484 | 546.1083
26.10. | 7 | 3239.2112 | 1545.1484 | 546.1083
26.10. | 8 | 3239.2112 | 1545.1484 | 546.1083
26.10. | 9 | 3239.2112 | 1545.1484 | 546.1083
26.10. | 10 | 3239.2112 | 1545.1484 | 546.1083
26.10. | 11 | 3239.2112 | 1545.1484 | 546.1083
26.10. | 12 | 3239.2112 | 1545.1484 | 546.1083
26.10. | 13 | 3239.2112 | 1545.1484 | 546.1083
26.10. | 14 | 3239.2112 | 1545.1484 | 546.1083
26.10. | 15 | 3239.2112 | 1545.1484 | 546.1083
26.10. | 16 | 3239.2112 | 1545.1484 | 546.1083
26.10. | 17 | 3239.2112 | 1545.1484 | 546.1083
26.10. | 18 | 3239.2112 | 1545.1484 | 546.1083
26.10. | 19 | 3239.2112 | 1545.1484 | 546.1083
26.10. | 20 | 3239.2112 | 1545.1484 | 546.1083
26.10. | 21 | 3239.2112 | 1545.1484 | 546.1083
26.10. | 22 | 3239.2112 | 1545.1484 | 546.1083
26.10. | 23 | 3239.2112 | 1545.1484 | 546.1083
26.10. | 24 | 3239.2112 | 1545.1484 | 546.1083
27.10. | 1 | 3239.2112 | 1545.1484 | 546.1083
27.10. | 2 | 3239.2112 | 1545.1484 | 546.1083
27.10. | 3 | 3239.2112 | 1545.1484 | 546.1083
27.10. | 4 | 3239.2112 | 1545.1484 | 546.1083
27.10. | 5 | 3239.2112 | 1545.1484 | 546.1083
27.10. | 6 | 3239.2112 | 1545.1484 | 546.1083
27.10. | 7 | 3239.2112 | 1545.1484 | 546.1083
27.10. | 8 | 3239.2112 | 1545.1484 | 546.1083
27.10. | 9 | 3239.2112 | 1545.1484 | 546.1083
27.10. | 10 | 3239.2112 | 1545.1484 | 546.1083
27.10. | 11 | 3239.2112 | 1545.1484 | 546.1083
27.10. | 12 | 3239.2112 | 1545.1484 | 546.1083
27.10. | 13 | 3239.2112 | 1545.1484 | 546.1083
27.10. | 14 | 3239.2112 | 1545.1484 | 546.1083
27.10. | 15 | 3239.2112 | 1545.1484 | 546.1083
27.10. | 16 | 3239.2112 | 1545.1484 | 546.1083
27.10. | 17 | 3239.2112 | 1545.1484 | 546.1083
27.10. | 18 | 3239.2112 | 1545.1484 | 546.1083
27.10. | 19 | 3239.2112 | 1545.1484 | 546.1083
27.10. | 20 | 3239.2112 | 1545.1484 | 546.1083
27.10. | 21 | 3239.2112 | 1545.1484 | 546.1083
27.10. | 22 | 3239.2112 | 1545.1484 | 546.1083
27.10. | 23 | 3239.2112 | 1545.1484 | 546.1083
27.10. | 24 | 3239.2112 | 1545.1484 | 546.1083
28.10. | 1 | 3239.2112 | 1545.1484 | 546.1083
28.10. | 2 | 3239.2112 | 1545.1484 | 546.1083
28.10. | 3 | 3239.2112 | 1545.1484 | 546.1083
28.10. | 4 | 3239.2112 | 1545.1484 | 546.1083
28.10. | 5 | 3239.2112 | 1545.1484 | 546.1083
28.10. | 6 | 3239.2112 | 1545.1484 | 546.1083
28.10. | 7 | 3239.2112 | 1545.1484 | 546.1083
28.10. | 8 | 3239.2112 | 1545.1484 | 546.1083
28.10. | 9 | 3239.2112 | 1545.1484 | 546.1083
28.10. | 10 | 3239.2112 | 1545.1484 | 546.1083
28.10. | 11 | 3239.2112 | 1545.1484 | 546.1083
28.10. | 12 | 3239.2112 | 1545.1484 | 546.1083
28.10. | 13 | 3239.2112 | 1545.1484 | 546.1083
28.10. | 14 | 3239.2112 | 1545.1484 | 546.1083
28.10. | 15 | 3239.2112 | 1545.1484 | 546.1083
28.10. | 16 | 3239.2112 | 1545.1484 | 546.1083
28.10. | 17 | 3239.2112 | 1545.1484 | 546.1083
28.10. | 18 | 3239.2112 | 1545.1484 | 546.1083
28.10. | 19 | 3239.2112 | 1545.1484 | 546.1083
28.10. | 20 | 3239.2112 | 1545.1484 | 546.1083
28.10. | 21 | 3239.2112 | 1545.1484 | 546.1083
28.10. | 22 | 3239.2112 | 1545.1484 | 546.1083
28.10. | 23 | 3239.2112 | 1545.1484 | 546.1083
28.10. | 24 | 3239.2112 | 1545.1484 | 546.1083
29.10. | 1 | 3239.2112 | 1545.1484 | 546.1083
29.10. | 2 | 3239.2112 | 1545.1484 | 546.1083
29.10. | 3 | 3239.2112 | 1545.1484 | 546.1083
29.10. | 4 | 3239.2112 | 1545.1484 | 546.1083
29.10. | 5 | 3239.2112 | 1545.1484 | 546.1083
29.10. | 6 | 3239.2112 | 1545.1484 | 546.1083
29.10. | 7 | 3239.2112 | 1545.1484 | 546.1083
29.10. | 8 | 3239.2112 | 1545.1484 | 546.1083
29.10. | 9 | 3239.2112 | 1545.1484 | 546.1083
29.10. | 10 | 3239.2112 | 1545.1484 | 546.1083
29.10. | 11 | 3239.2112 | 1545.1484 | 546.1083
29.10. | 12 | 3239.2112 | 1545.1484 | 546.1083
29.10. | 13 | 3239.2112 | 1545.1484 | 546.1083
29.10. | 14 | 3239.2112 | 1545.1484 | 546.1083
29.10. | 15 | 3239.2112 | 1545.1484 | 546.1083
29.10. | 16 | 3239.2112 | 1545.1484 | 546.1083
29.10. | 17 | 3239.2112 | 1545.1484 | 546.1083
29.10. | 18 | 3239.2112 | 1545.1484 | 546.1083
29.10. | 19 | 3239.2112 | 1545.1484 | 546.1083
29.10. | 20 | 3239.2112 | 1545.1484 | 546.1083
29.10. | 21 | 3239.2112 | 1545.1484 | 546.1083
29.10. | 22 | 3239.2112 | 1545.1484 | 546.1083
29.10. | 23 | 3239.2112 | 1545.1484 | 546.1083
29.10. | 24 | 3239.2112 | 1545.1484 | 546.1083
30.10. | 1 | 3239.2112 | 1545.1484 | 546.1083
30.10. | 2 | 3239.2112 | 1545.1484 | 546.1083
30.10. | 3 | 3239.2112 | 1545.1484 | 546.1083
30.10. | 4 | 3239.2112 | 1545.1484 | 546.1083
30.10. | 5 | 3239.2112 | 1545.1484 | 546.1083
30.10. | 6 | 3239.2112 | 1545.1484 | 546.1083
30.10. | 7 | 3239.2112 | 1545.1484 | 546.1083
30.10. | 8 | 3239.2112 | 1545.1484 | 546.1083
30.10. | 9 | 3239.2112 | 1545.1484 | 546.1083
30.10. | 10 | 3239.2112 | 1545.1484 | 546.1083
30.10. | 11 | 3239.2112 | 1545.1484 | 546.1083
30.10. | 12 | 3239.2112 | 1545.1484 | 546.1083
30.10. | 13 | 3239.2112 | 1545.1484 | 546.1083
30.10. | 14 | 3239.2112 | 1545.1484 | 546.1083
30.10. | 15 | 3239.2112 | 1545.1484 | 546.1083
30.10. | 16 | 3239.2112 | 1545.1484 | 546.1083
30.10. | 17 | 3239.2112 | 1545.1484 | 546.1083
30.10. | 18 | 3239.2112 | 1545.1484 | 546.1083
30.10. | 19 | 3239.2112 | 1545.1484 | 546.1083
30.10. | 20 | 3239.2112 | 1545.1484 | 546.1083
30.10. | 21 | 3239.2112 | 1545.1484 | 546.1083
30.10. | 22 | 3239.2112 | 1545.1484 | 546.1083
30.10. | 23 | 3239.2112 | 1545.1484 | 546.1083
30.10. | 24 | 3239.2112 | 1545.1484 | 546.1083
31.10. | 1 | 3239.2112 | 1545.1484 | 546.1083
31.10. | 2 | 3239.2112 | 1545.1484 | 546.1083
31.10. | 3 | 3239.2112 | 1545.1484 | 546.1083
31.10. | 4 | 3239.2112 | 1545.1484 | 546.1083
31.10. | 5 | 3239.2112 | 1545.1484 | 546.1083
31.10. | 6 | 3239.2112 | 1545.1484 | 546.1083
31.10. | 7 | 3239.2112 | 1545.1484 | 546.1083
31.10. | 8 | 3239.2112 | 1545.1484 | 546.1083
31.10. | 9 | 3239.2112 | 1545.1484 | 546.1083
31.10. | 10 | 3239.2112 | 1545.1484 | 546.1083
31.10. | 11 | 3239.2112 | 1545.1484 | 546.1083
31.10. | 12 | 3239.2112 | 1545.1484 | 546.1083
31.10. | 13 | 3239.2112 | 1545.1484 | 546.1083
31.10. | 14 | 3239.2112 | 1545.1484 | 546.1083
31.10. | 15 | 3239.2112 | 1545.1484 | 546.1083
31.10. | 16 | 3239.2112 | 1545.1484 | 546.1083
31.10. | 17 | 3239.2112 | 1545.1484 | 546.1083
31.10. | 18 | 3239.2112 | 1545.1484 | 546.1083
31.10. | 19 | 3239.2112 | 1545.1484 | 546.1083
31.10. | 20 | 3239.2112 | 1545.1484 | 546.1083
31.10. | 21 | 3239.2112 | 1545.1484 | 546.1083
31.10. | 22 | 3239.2112 | 1545.1484 | 546.1083
31.10. | 23 | 3239.2112 | 1545.1484 | 546.1083
31.10. | 24 | 3239.2112 | 1545.1484 | 546.1083
01.11. | 1 | 3239.2112 | 1545.1484 | 546.1083
01.11. | 2 | 3239.2112 | 1545.1484 | 546.1083
01.11. | 3 | 3239.2112 | 1545.1484 | 546.1083
01.11. | 4 | 3239.2112 | 1545.1484 | 546.1083
01.11. | 5 | 3239.2112 | 1545.1484 | 546.1083
01.11. | 6 | 3239.2112 | 1545.1484 | 546.1083
01.11. | 7 | 3239.2112 | 1545.1484 | 546.1083
01.11. | 8 | 3239.2112 | 1545.1484 | 546.1083
01.11. | 9 | 3239.2112 | 1545.1484 | 546.1083
01.11. | 10 | 3239.2112 | 1545.1484 | 546.1083
01.11. | 11 | 3239.2112 | 1545.1484 | 546.1083
01.11. | 12 | 3239.2112 | 1545.1484 | 546.1083
01.11. | 13 | 3239.2112 | 1545.1484 | 546.1083
01.11. | 14 | 3239.2112 | 1545.1484 | 546.1083
01.11. | 15 | 3239.2112 | 1545.1484 | 546.1083
01.11. | 16 | 3239.2112 | 1545.1484 | 546.1083
01.11. | 17 | 3239.2112 | 1545.1484 | 546.1083
01.11. | 18 | 3239.2112 | 1545.1484 | 546.1083
01.11. | 19 | 3239.2112 | 1545.1484 | 546.1083
01.11. | 20 | 3239.2112 | 1545.1484 | 546.1083
01.11. | 21 | 3239.2112 | 1545.1484 | 546.1083
01.11. | 22 | 3239.2112 | 1545.1484 | 546.1083
01.11. | 23 | 3239.2112 | 1545.1484 | 546.1083
01.11. | 24 | 3239.2112 | 1545.1484 | 546.1083
02.11. | 1 | 3239.2112 | 1545.1484 | 546.1083
02.11. | 2 | 3239.2112 | 1545.1484 | 546.1083
02.11. | 3 | 3239.2112 | 1545.1484 | 546.1083
02.11. | 4 | 3239.2112 | 1545.1484 | 546.1083
02.11. | 5 | 3239.2112 | 1545.1484 | 546.1083
02.11. | 6 | 3239.2112 | 1545.1484 | 546.1083
02.11. | 7 | 3239.2112 | 1545.1484 | 546.1083
02.11. | 8 | 3239.2112 | 1545.1484 | 546.1083
02.11. | 9 | 3239.2112 | 1545.1484 | 546.1083
02.11. | 10 | 3239.2112 | 1545.1484 | 546.1083
02.11. | 11 | 3239.2112 | 1545.1484 | 546.1083
02.11. | 12 | 3239.2112 | 1545.1484 | 546.1083
02.11. | 13 | 3239.2112 | 1545.1484 | 546.1083
02.11. | 14 | 3239.2112 | 1545.1484 | 546.1083
02.11. | 15 | 3239.2112 | 1545.1484 | 546.1083
02.11. | 16 | 3239.2112 | 1545.1484 | 546.1083
02.11. | 17 | 3239.2112 | 1545.1484 | 546.1083
02.11. | 18 | 3239.2112 | 1545.1484 | 546.1083
02.11. | 19 | 3239.2112 | 1545.1484 | 546.1083
02.11. | 20 | 3239.2112 | 1545.1484 | 546.1083
02.11. | 21 | 3239.2112 | 1545.1484 | 546.1083
02.11. | 22 | 3239.2112 | 1545.1484 | 546.1083
02.11. | 23 | 3239.2112 | 1545.1484 | 546.1083
02.11. | 24 | 3239.2112 | 1545.1484 | 546.1083
03.11. | 1 | 3239.2112 | 1545.1484 | 546.1083
03.11. | 2 | 3239.2112 | 1545.1484 | 546.1083
03.11. | 3 | 3239.2112 | 1545.1484 | 546.1083
03.11. | 4 | 3239.2112 | 1545.1484 | 546.1083
03.11. | 5 | 3239.2112 | 1545.1484 | 546.1083
03.11. | 6 | 3239.2112 | 1545.1484 | 546.1083
03.11. | 7 | 3239.2112 | 1545.1484 | 546.1083
03.11. | 8 | 3239.2112 | 1545.1484 | 546.1083
03.11. | 9 | 3239.2112 | 1545.1484 | 546.1083
03.11. | 10 | 3239.2112 | 1545.1484 | 546.1083
03.11. | 11 | 3239.2112 | 1545.1484 | 546.1083
03.11. | 12 | 3239.2112 | 1545.1484 | 546.1083
03.11. | 13 | 3239.2112 | 1545.1484 | 546.1083
03.11. | 14 | 3239.2112 | 1545.1484 | 546.1083
03.11. | 15 | 3239.2112 | 1545.1484 | 546.1083
03.11. | 16 | 3239.2112 | 1545.1484 | 546.1083
03.11. | 17 | 3239.2112 | 1545.1484 | 546.1083
03.11. | 18 | 3239.2112 | 1545.1484 | 546.1083
03.11. | 19 | 3239.2112 | 1545.1484 | 546.1083
03.11. | 20 | 3239.2112 | 1545.1484 | 546.1083
03.11. | 21 | 3239.2112 | 1545.1484 | 546.1083
03.11. | 22 | 3239.2112 | 1545.1484 | 546.1083
03.11. | 23 | 3239.2112 | 1545.1484 | 546.1083
03.11. | 24 | 3239.2112 | 1545.1484 | 546.1083
04.11. | 1 | 3239.2112 | 1545.1484 | 546.1083
04.11. | 2 | 3239.2112 | 1545.1484 | 546.1083
04.11. | 3 | 3239.2112 | 1545.1484 | 546.1083
04.11. | 4 | 3239.2112 | 1545.1484 | 546.1083
04.11. | 5 | 3239.2112 | 1545.1484 | 546.1083
04.11. | 6 | 3239.2112 | 1545.1484 | 546.1083
04.11. | 7 | 3239.2112 | 1545.1484 | 546.1083
04.11. | 8 | 3239.2112 | 1545.1484 | 546.1083
04.11. | 9 | 3239.2112 | 1545.1484 | 546.1083
04.11. | 10 | 3239.2112 | 1545.1484 | 546.1083
04.11. | 11 | 3239.2112 | 1545.1484 | 546.1083
04.11. | 12 | 3239.2112 | 1545.1484 | 546.1083
04.11. | 13 | 3239.2112 | 1545.1484 | 546.1083
04.11. | 14 | 3239.2112 | 1545.1484 | 546.1083
04.11. | 15 | 3239.2112 | 1545.1484 | 546.1083
04.11. | 16 | 3239.2112 | 1545.1484 | 546.1083
04.11. | 17 | 3239.2112 | 1545.1484 | 546.1083
04.11. | 18 | 3239.2112 | 1545.1484 | 546.1083
04.11. | 19 | 3239.2112 | 1545.1484 | 546.1083
04.11. | 20 | 3239.2112 | 1545.1484 | 546.1083
04.11. | 21 | 3239.2112 | 1545.1484 | 546.1083
04.11. | 22 | 3239.2112 | 1545.1484 | 546.1083
04.11. | 23 | 3239.2112 | 1545.1484 | 546.1083
04.11. | 24 | 3239.2112 | 1545.1484 | 546.1083
05.11. | 1 | 3239.2112 | 1545.1484 | 546.1083
05.11. | 2 | 3239.2112 | 1545.1484 | 546.1083
05.11. | 3 | 3239.2112 | 1545.1484 | 546.1083
05.11. | 4 | 3239.2112 | 1545.1484 | 546.1083
05.11. | 5 | 3239.2112 | 1545.1484 | 546.1083
05.11. | 6 | 3239.2112 | 1545.1484 | 546.1083
05.11. | 7 | 3239.2112 | 1545.1484 | 546.1083
05.11. | 8 | 3239.2112 | 1545.1484 | 546.1083
05.11. | 9 | 3239.2112 | 1545.1484 | 546.1083
05.11. | 10 | 3239.2112 | 1545.1484 | 546.1083
05.11. | 11 | 3239.2112 | 1545.1484 | 546.1083
05.11. | 12 | 3239.2112 | 1545.1484 | 546.1083
05.11. | 13 | 3239.2112 | 1545.1484 | 546.1083
05.11. | 14 | 3239.2112 | 1545.1484 | 546.1083
05.11. | 15 | 3239.2112 | 1545.1484 | 546.1083
05.11. | 16 | 3239.2112 | 1545.1484 | 546.1083
05.11. | 17 | 3239.2112 | 1545.1484 | 546.1083
05.11. | 18 | 3239.2112 | 1545.1484 | 546.1083
05.11. | 19 | 3239.2112 | 1545.1484 | 546.1083
05.11. | 20 | 3239.2112 | 1545.1484 | 546.1083
05.11. | 21 | 3239.2112 | 1545.1484 | 546.1083
05.11. | 22 | 3239.2112 | 1545.1484 | 546.1083
05.11. | 23 | 3239.2112 | 1545.1484 | 546.1083
05.11. | 24 | 3239.2112 | 1545.1484 | 546.1083
06.11. | 1 | 3239.2112 | 1545.1484 | 546.1083
06.11. | 2 | 3239.2112 | 1545.1484 | 546.1083
06.11. | 3 | 3239.2112 | 1545.1484 | 546.1083
06.11. | 4 | 3239.2112 | 1545.1484 | 546.1083
06.11. | 5 | 3239.2112 | 1545.1484 | 546.1083
06.11. | 6 | 3239.2112 | 1545.1484 | 546.1083
06.11. | 7 | 3239.2112 | 1545.1484 | 546.1083
06.11. | 8 | 3239.2112 | 1545.1484 | 546.1083
06.11. | 9 | 3239.2112 | 1545.1484 | 546.1083
06.11. | 10 | 3239.2112 | 1545.1484 | 546.1083
06.11. | 11 | 3239.2112 | 1545.1484 | 546.1083
06.11. | 12 | 3239.2112 | 1545.1484 | 546.1083
06.11. | 13 | 3239.2112 | 1545.1484 | 546.1083
06.11. | 14 | 3239.2112 | 1545.1484 | 546.1083
06.11. | 15 | 3239.2112 | 1545.1484 | 546.1083
06.11. | 16 | 3239.2112 | 1545.1484 | 546.1083
06.11. | 17 | 3239.2112 | 1545.1484 | 546.1083
06.11. | 18 | 3239.2112 | 1545.1484 | 546.1083
06.11. | 19 | 3239.2112 | 1545.1484 | 546.1083
06.11. | 20 | 3239.2112 | 1545.1484 | 546.1083
06.11. | 21 | 3239.2112 | 1545.1484 | 546.1083
06.11. | 22 | 3239.2112 | 1545.1484 | 546.1083
06.11. | 23 | 3239.2112 | 1545.1484 | 546.1083
06.11. | 24 | 3239.2112 | 1545.1484 | 546.1083
07.11. | 1 | 3239.2112 | 1545.1484 | 546.1083
07.11. | 2 | 3239.2112 | 1545.1484 | 546.1083
07.11. | 3 | 3239.2112 | 1545.1484 | 546.1083
07.11. | 4 | 3239.2112 | 1545.1484 | 546.1083
07.11. | 5 | 3239.2112 | 1545.1484 | 546.1083
07.11. | 6 | 3239.2112 | 1545.1484 | 546.1083
07.11. | 7 | 3239.2112 | 1545.1484 | 546.1083
07.11. | 8 | 3239.2112 | 1545.1484 | 546.1083
07.11. | 9 | 3239.2112 | 1545.1484 | 546.1083
07.11. | 10 | 3239.2112 | 1545.1484 | 546.1083
07.11. | 11 | 3239.2112 | 1545.1484 | 546.1083
07.11. | 12 | 3239.2112 | 1545.1484 | 546.1083
07.11. | 13 | 3239.2112 | 1545.1484 | 546.1083
07.11. | 14 | 3239.2112 | 1545.1484 | 546.1083
07.11. | 15 | 3239.2112 | 1545.1484 | 546.1083
07.11. | 16 | 3239.2112 | 1545.1484 | 546.1083
07.11. | 17 | 3239.2112 | 1545.1484 | 546.1083
07.11. | 18 | 3239.2112 | 1545.1484 | 546.1083
07.11. | 19 | 3239.2112 | 1545.1484 | 546.1083
07.11. | 20 | 3239.2112 | 1545.1484 | 546.1083
07.11. | 21 | 3239.2112 | 1545.1484 | 546.1083
07.11. | 22 | 3239.2112 | 1545.1484 | 546.1083
07.11. | 23 | 3239.2112 | 1545.1484 | 546.1083
07.11. | 24 | 3239.2112 | 1545.1484 | 546.1083
08.11. | 1 | 3239.2112 | 1545.1484 | 546.1083
08.11. | 2 | 3239.2112 | 1545.1484 | 546.1083
08.11. | 3 | 3239.2112 | 1545.1484 | 546.1083
08.11. | 4 | 3239.2112 | 1545.1484 | 546.1083
08.11. | 5 | 3239.2112 | 1545.1484 | 546.1083
08.11. | 6 | 3239.2112 | 1545.1484 | 546.1083
08.11. | 7 | 3239.2112 | 1545.1484 | 546.1083
08.11. | 8 | 3239.2112 | 1545.1484 | 546.1083
08.11. | 9 | 3239.2112 | 1545.1484 | 546.1083
08.11. | 10 | 3239.2112 | 1545.1484 | 546.1083
08.11. | 11 | 3239.2112 | 1545.1484 | 546.1083
08.11. | 12 | 3239.2112 | 1545.1484 | 546.1083
08.11. | 13 | 3239.2112 | 1545.1484 | 546.1083
08.11. | 14 | 3239.2112 | 1545.1484 | 546.1083
08.11. | 15 | 3239.2112 | 1545.1484 | 546.1083
08.11. | 16 | 3239.2112 | 1545.1484 | 546.1083
08.11. | 17 | 3239.2112 | 1545.1484 | 546.1083
08.11. | 18 | 3239.2112 | 1545.1484 | 546.1083
08.11. | 19 | 3239.2112 | 1545.1484 | 546.1083
08.11. | 20 | 3239.2112 | 1545.1484 | 546.1083
08.11. | 21 | 3239.2112 | 1545.1484 | 546.1083
08.11. | 22 | 3239.2112 | 1545.1484 | 546.1083
08.11. | 23 | 3239.2112 | 1545.1484 | 546.1083
08.11. | 24 | 3239.2112 | 1545.1484 | 546.1083
09.11. | 1 | 3239.2112 | 1545.1484 | 546.1083
09.11. | 2 | 3239.2112 | 1545.1484 | 546.1083
09.11. | 3 | 3239.2112 | 1545.1484 | 546.1083
09.11. | 4 | 3239.2112 | 1545.1484 | 546.1083
09.11. | 5 | 3239.2112 | 1545.1484 | 546.1083
09.11. | 6 | 3239.2112 | 1545.1484 | 546.1083
09.11. | 7 | 3239.2112 | 1545.1484 | 546.1083
09.11. | 8 | 3239.2112 | 1545.1484 | 546.1083
09.11. | 9 | 3239.2112 | 1545.1484 | 546.1083
09.11. | 10 | 3239.2112 | 1545.1484 | 546.1083
09.11. | 11 | 3239.2112 | 1545.1484 | 546.1083
09.11. | 12 | 3239.2112 | 1545.1484 | 546.1083
09.11. | 13 | 3239.2112 | 1545.1484 | 546.1083
09.11. | 14 | 3239.2112 | 1545.1484 | 546.1083
09.11. | 15 | 3239.2112 | 1545.1484 | 546.1083
09.11. | 16 | 3239.2112 | 1545.1484 | 546.1083
09.11. | 17 | 3239.2112 | 1545.1484 | 546.1083
09.11. | 18 | 3239.2112 | 1545.1484 | 546.1083
09.11. | 19 | 3239.2112 | 1545.1484 | 546.1083
09.11. | 20 | 3239.2112 | 1545.1484 | 546.1083
09.11. | 21 | 3239.2112 | 1545.1484 | 546.1083
09.11. | 22 | 3239.2112 | 1545.1484 | 546.1083
09.11. | 23 | 3239.2112 | 1545.1484 | 546.1083
09.11. | 24 | 3239.2112 | 1545.1484 | 546.1083
10.11. | 1 | 3239.2112 | 1545.1484 | 546.1083
10.11. | 2 | 3239.2112 | 1545.1484 | 546.1083
10.11. | 3 | 3239.2112 | 1545.1484 | 546.1083
10.11. | 4 | 3239.2112 | 1545.1484 | 546.1083
10.11. | 5 | 3239.2112 | 1545.1484 | 546.1083
10.11. | 6 | 3239.2112 | 1545.1484 | 546.1083
10.11. | 7 | 3239.2112 | 1545.1484 | 546.1083
10.11. | 8 | 3239.2112 | 1545.1484 | 546.1083
10.11. | 9 | 3239.2112 | 1545.1484 | 546.1083
10.11. | 10 | 3239.2112 | 1545.1484 | 546.1083
10.11. | 11 | 3239.2112 | 1545.1484 | 546.1083
10.11. | 12 | 3239.2112 | 1545.1484 | 546.1083
10.11. | 13 | 3239.2112 | 1545.1484 | 546.1083
10.11. | 14 | 3239.2112 | 1545.1484 | 546.1083
10.11. | 15 | 3239.2112 | 1545.1484 | 546.1083
10.11. | 16 | 3239.2112 | 1545.1484 | 546.1083
10.11. | 17 | 3239.2112 | 1545.1484 | 546.1083
10.11. | 18 | 3239.2112 | 1545.1484 | 546.1083
10.11. | 19 | 3239.2112 | 1545.1484 | 546.1083
10.11. | 20 | 3239.2112 | 1545.1484 | 546.1083
10.11. | 21 | 3239.2112 | 1545.1484 | 546.1083
10.11. | 22 | 3239.2112 | 1545.1484 | 546.1083
10.11. | 23 | 3239.2112 | 1545.1484 | 546.1083
10.11. | 24 | 3239.2112 | 1545.1484 | 546.1083
11.11. | 1 | 3239.2112 | 1545.1484 | 546.1083
11.11. | 2 | 3239.2112 | 1545.1484 | 546.1083
11.11. | 3 | 3239.2112 | 1545.1484 | 546.1083
11.11. | 4 | 3239.2112 | 1545.1484 | 546.1083
11.11. | 5 | 3239.2112 | 1545.1484 | 546.1083
11.11. | 6 | 3239.2112 | 1545.1484 | 546.1083
11.11. | 7 | 3239.2112 | 1545.1484 | 546.1083
11.11. | 8 | 3239.2112 | 1545.1484 | 546.1083
11.11. | 9 | 3239.2112 | 1545.1484 | 546.1083
11.11. | 10 | 3239.2112 | 1545.1484 | 546.1083
11.11. | 11 | 3239.2112 | 1545.1484 | 546.1083
11.11. | 12 | 3239.2112 | 1545.1484 | 546.1083
11.11. | 13 | 3239.2112 | 1545.1484 | 546.1083
11.11. | 14 | 3239.2112 | 1545.1484 | 546.1083
11.11. | 15 | 3239.2112 | 1545.1484 | 546.1083
11.11. | 16 | 3239.2112 | 1545.1484 | 546.1083
11.11. | 17 | 3239.2112 | 1545.1484 | 546.1083
11.11. | 18 | 3239.2112 | 1545.1484 | 546.1083
11.11. | 19 | 3239.2112 | 1545.1484 | 546.1083
11.11. | 20 | 3239.2112 | 1545.1484 | 546.1083
11.11. | 21 | 3239.2112 | 1545.1484 | 546.1083
11.11. | 22 | 3239.2112 | 1545.1484 | 546.1083
11.11. | 23 | 3239.2112 | 1545.1484 | 546.1083
11.11. | 24 | 3239.2112 | 1545.1484 | 546.1083
12.11. | 1 | 3239.2112 | 1545.1484 | 546.1083
12.11. | 2 | 3239.2112 | 1545.1484 | 546.1083
12.11. | 3 | 3239.2112 | 1545.1484 | 546.1083
12.11. | 4 | 3239.2112 | 1545.1484 | 546.1083
12.11. | 5 | 3239.2112 | 1545.1484 | 546.1083
12.11. | 6 | 3239.2112 | 1545.1484 | 546.1083
12.11. | 7 | 3239.2112 | 1545.1484 | 546.1083
12.11. | 8 | 3239.2112 | 1545.1484 | 546.1083
12.11. | 9 | 3239.2112 | 1545.1484 | 546.1083
12.11. | 10 | 3239.2112 | 1545.1484 | 546.1083
12.11. | 11 | 3239.2112 | 1545.1484 | 546.1083
12.11. | 12 | 3239.2112 | 1545.1484 | 546.1083
12.11. | 13 | 3239.2112 | 1545.1484 | 546.1083
12.11. | 14 | 3239.2112 | 1545.1484 | 546.1083
12.11. | 15 | 3239.2112 | 1545.1484 | 546.1083
12.11. | 16 | 3239.2112 | 1545.1484 | 546.1083
12.11. | 17 | 3239.2112 | 1545.1484 | 546.1083
12.11. | 18 | 3239.2112 | 1545.1484 | 546.1083
12.11. | 19 | 3239.2112 | 1545.1484 | 546.1083
12.11. | 20 | 3239.2112 | 1545.1484 | 546.1083
12.11. | 21 | 3239.2112 | 1545.1484 | 546.1083
12.11. | 22 | 3239.2112 | 1545.1484 | 546.1083
12.11. | 23 | 3239.2112 | 1545.1484 | 546.1083
12.11. | 24 | 3239.2112 | 1545.1484 | 546.1083
13.11. | 1 | 3239.2112 | 1545.1484 | 546.1083
13.11. | 2 | 3239.2112 | 1545.1484 | 546.1083
13.11. | 3 | 3239.2112 | 1545.1484 | 546.1083
13.11. | 4 | 3239.2112 | 1545.1484 | 546.1083
13.11. | 5 | 3239.2112 | 1545.1484 | 546.1083
13.11. | 6 | 3239.2112 | 1545.1484 | 546.1083
13.11. | 7 | 3239.2112 | 1545.1484 | 546.1083
13.11. | 8 | 3239.2112 | 1545.1484 | 546.1083
13.11. | 9 | 3239.2112 | 1545.1484 | 546.1083
13.11. | 10 | 3239.2112 | 1545.1484 | 546.1083
13.11. | 11 | 3239.2112 | 1545.1484 | 546.1083
13.11. | 12 | 3239.2112 | 1545.1484 | 546.1083
13.11. | 13 | 3239.2112 | 1545.1484 | 546.1083
13.11. | 14 | 3239.2112 | 1545.1484 | 546.1083
13.11. | 15 | 3239.2112 | 1545.1484 | 546.1083
13.11. | 16 | 3239.2112 | 1545.1484 | 546.1083
13.11. | 17 | 3239.2112 | 1545.1484 | 546.1083
13.11. | 18 | 3239.2112 | 1545.1484 | 546.1083
13.11. | 19 | 3239.2112 | 1545.1484 | 546.1083
13.11. | 20 | 3239.2112 | 1545.1484 | 546.1083
13.11. | 21 | 3239.2112 | 1545.1484 | 546.1083
13.11. | 22 | 3239.2112 | 1545.1484 | 546.1083
13.11. | 23 | 3239.2112 | 1545.1484 | 546.1083
13.11. | 24 | 3239.2112 | 1545.1484 | 546.1083
14.11. | 1 | 3239.2112 | 1545.1484 | 546.1083
14.11. | 2 | 3239.2112 | 1545.1484 | 546.1083
14.11. | 3 | 3239.2112 | 1545.1484 | 546.1083
14.11. | 4 | 3239.2112 | 1545.1484 | 546.1083
14.11. | 5 | 3239.2112 | 1545.1484 | 546.1083
14.11. | 6 | 3239.2112 | 1545.1484 | 546.1083
14.11. | 7 | 3239.2112 | 1545.1484 | 546.1083
14.11. | 8 | 3239.2112 | 1545.1484 | 546.1083
14.11. | 9 | 3239.2112 | 1545.1484 | 546.1083
14.11. | 10 | 3239.2112 | 1545.1484 | 546.1083
14.11. | 11 | 3239.2112 | 1545.1484 | 546.1083
14.11. | 12 | 3239.2112 | 1545.1484 | 546.1083
14.11. | 13 | 3239.2112 | 1545.1484 | 546.1083
14.11. | 14 | 3239.2112 | 1545.1484 | 546.1083
14.11. | 15 | 3239.2112 | 1545.1484 | 546.1083
14.11. | 16 | 3239.2112 | 1545.1484 | 546.1083
14.11. | 17 | 3239.2112 | 1545.1484 | 546.1083
14.11. | 18 | 3239.2112 | 1545.1484 | 546.1083
14.11. | 19 | 3239.2112 | 1545.1484 | 546.1083
14.11. | 20 | 3239.2112 | 1545.1484 | 546.1083
14.11. | 21 | 3239.2112 | 1545.1484 | 546.1083
14.11. | 22 | 3239.2112 | 1545.1484 | 546.1083
14.11. | 23 | 3239.2112 | 1545.1484 | 546.1083
14.11. | 24 | 3239.2112 | 1545.1484 | 546.1083
15.11. | 1 | 3239.2112 | 1545.1484 | 546.1083
15.11. | 2 | 3239.2112 | 1545.1484 | 546.1083
15.11. | 3 | 3239.2112 | 1545.1484 | 546.1083
15.11. | 4 | 3239.2112 | 1545.1484 | 546.1083
15.11. | 5 | 3239.2112 | 1545.1484 | 546.1083
15.11. | 6 | 3239.2112 | 1545.1484 | 546.1083
15.11. | 7 | 3239.2112 | 1545.1484 | 546.1083
15.11. | 8 | 3239.2112 | 1545.1484 | 546.1083
15.11. | 9 | 3239.2112 | 1545.1484 | 546.1083
15.11. | 10 | 3239.2112 | 1545.1484 | 546.1083
15.11. | 11 | 3239.2112 | 1545.1484 | 546.1083
15.11. | 12 | 3239.2112 | 1545.1484 | 546.1083
15.11. | 13 | 3239.2112 | 1545.1484 | 546.1083
15.11. | 14 | 3239.2112 | 1545.1484 | 546.1083
15.11. | 15 | 3239.2112 | 1545.1484 | 546.1083
15.11. | 16 | 3239.2112 | 1545.1484 | 546.1083
15.11. | 17 | 3239.2112 | 1545.1484 | 546.1083
15.11. | 18 | 3239.2112 | 1545.1484 | 546.1083
15.11. | 19 | 3239.2112 | 1545.1484 | 546.1083
15.11. | 20 | 3239.2112 | 1545.1484 | 546.1083
15.11. | 21 | 3239.2112 | 1545.1484 | 546.1083
15.11. | 22 | 3239.2112 | 1545.1484 | 546.1083
15.11. | 23 | 3239.2112 | 1545.1484 | 546.1083
15.11. | 24 | 3239.2112 | 1545.1484 | 546.1083
16.11. | 1 | 3239.2112 | 1545.1484 | 546.1083
16.11. | 2 | 3239.2112 | 1545.1484 | 546.1083
16.11. | 3 | 3239.2112 | 1545.1484 | 546.1083
16.11. | 4 | 3239.2112 | 1545.1484 | 546.1083
16.11. | 5 | 3239.2112 | 1545.1484 | 546.1083
16.11. | 6 | 3239.2112 | 1545.1484 | 546.1083
16.11. | 7 | 3239.2112 | 1545.1484 | 546.1083
16.11. | 8 | 3239.2112 | 1545.1484 | 546.1083
16.11. | 9 | 3239.2112 | 1545.1484 | 546.1083
16.11. | 10 | 3239.2112 | 1545.1484 | 546.1083
16.11. | 11 | 3239.2112 | 1545.1484 | 546.1083
16.11. | 12 | 3239.2112 | 1545.1484 | 546.1083
16.11. | 13 | 3239.2112 | 1545.1484 | 546.1083
16.11. | 14 | 3239.2112 | 1545.1484 | 546.1083
16.11. | 15 | 3239.2112 | 1545.1484 | 546.1083
16.11. | 16 | 3239.2112 | 1545.1484 | 546.1083
16.11. | 17 | 3239.2112 | 1545.1484 | 546.1083
16.11. | 18 | 3239.2112 | 1545.1484 | 546.1083
16.11. | 19 | 3239.2112 | 1545.1484 | 546.1083
16.11. | 20 | 3239.2112 | 1545.1484 | 546.1083
16.11. | 21 | 3239.2112 | 1545.1484 | 546.1083
16.11. | 22 | 3239.2112 | 1545.1484 | 546.1083
16.11. | 23 | 3239.2112 | 1545.1484 | 546.1083
16.11. | 24 | 3239.2112 | 1545.1484 | 546.1083
17.11. | 1 | 3239.2112 | 1545.1484 | 546.1083
17.11. | 2 | 3239.2112 | 1545.1484 | 546.1083
17.11. | 3 | 3239.2112 | 1545.1484 | 546.1083
17.11. | 4 | 3239.2112 | 1545.1484 | 546.1083
17.11. | 5 | 3239.2112 | 1545.1484 | 546.1083
17.11. | 6 | 3239.2112 | 1545.1484 | 546.1083
17.11. | 7 | 3239.2112 | 1545.1484 | 546.1083
17.11. | 8 | 3239.2112 | 1545.1484 | 546.1083
17.11. | 9 | 3239.2112 | 1545.1484 | 546.1083
17.11. | 10 | 3239.2112 | 1545.1484 | 546.1083
17.11. | 11 | 3239.2112 | 1545.1484 | 546.1083
17.11. | 12 | 3239.2112 | 1545.1484 | 546.1083
17.11. | 13 | 3239.2112 | 1545.1484 | 546.1083
17.11. | 14 | 3239.2112 | 1545.1484 | 546.1083
17.11. | 15 | 3239.2112 | 1545.1484 | 546.1083
17.11. | 16 | 3239.2112 | 1545.1484 | 546.1083
17.11. | 17 | 3239.2112 | 1545.1484 | 546.1083
17.11. | 18 | 3239.2112 | 1545.1484 | 546.1083
17.11. | 19 | 3239.2112 | 1545.1484 | 546.1083
17.11. | 20 | 3239.2112 | 1545.1484 | 546.1083
17.11. | 21 | 3239.2112 | 1545.1484 | 546.1083
17.11. | 22 | 3239.2112 | 1545.1484 | 546.1083
17.11. | 23 | 3239.2112 | 1545.1484 | 546.1083
17.11. | 24 | 3239.2112 | 1545.1484 | 546.1083
18.11. | 1 | 3239.2112 | 1545.1484 | 546.1083
18.11. | 2 | 3239.2112 | 1545.1484 | 546.1083
18.11. | 3 | 3239.2112 | 1545.1484 | 546.1083
18.11. | 4 | 3239.2112 | 1545.1484 | 546.1083
18.11. | 5 | 3239.2112 | 1545.1484 | 546.1083
18.11. | 6 | 3239.2112 | 1545.1484 | 546.1083
18.11. | 7 | 3239.2112 | 1545.1484 | 546.1083
18.11. | 8 | 3239.2112 | 1545.1484 | 546.1083
18.11. | 9 | 3239.2112 | 1545.1484 | 546.1083
18.11. | 10 | 3239.2112 | 1545.1484 | 546.1083
18.11. | 11 | 3239.2112 | 1545.1484 | 546.1083
18.11. | 12 | 3239.2112 | 1545.1484 | 546.1083
18.11. | 13 | 3239.2112 | 1545.1484 | 546.1083
18.11. | 14 | 3239.2112 | 1545.1484 | 546.1083
18.11. | 15 | 3239.2112 | 1545.1484 | 546.1083
18.11. | 16 | 3239.2112 | 1545.1484 | 546.1083
18.11. | 17 | 3239.2112 | 1545.1484 | 546.1083
18.11. | 18 | 3239.2112 | 1545.1484 | 546.1083
18.11. | 19 | 3239.2112 | 1545.1484 | 546.1083
18.11. | 20 | 3239.2112 | 1545.1484 | 546.1083
18.11. | 21 | 3239.2112 | 1545.1484 | 546.1083
18.11. | 22 | 3239.2112 | 1545.1484 | 546.1083
18.11. | 23 | 3239.2112 | 1545.1484 | 546.1083
18.11. | 24 | 3239.2112 | 1545.1484 | 546.1083
19.11. | 1 | 3239.2112 | 1545.1484 | 546.1083
19.11. | 2 | 3239.2112 | 1545.1484 | 546.1083
19.11. | 3 | 3239.2112 | 1545.1484 | 546.1083
19.11. | 4 | 3239.2112 | 1545.1484 | 546.1083
19.11. | 5 | 3239.2112 | 1545.1484 | 546.1083
19.11. | 6 | 3239.2112 | 1545.1484 | 546.1083
19.11. | 7 | 3239.2112 | 1545.1484 | 546.1083
19.11. | 8 | 3239.2112 | 1545.1484 | 546.1083
19.11. | 9 | 3239.2112 | 1545.1484 | 546.1083
19.11. | 10 | 3239.2112 | 1545.1484 | 546.1083
19.11. | 11 | 3239.2112 | 1545.1484 | 546.1083
19.11. | 12 | 3239.2112 | 1545.1484 | 546.1083
19.11. | 13 | 3239.2112 | 1545.1484 | 546.1083
19.11. | 14 | 3239.2112 | 1545.1484 | 546.1083
19.11. | 15 | 3239.2112 | 1545.1484 | 546.1083
19.11. | 16 | 3239.2112 | 1545.1484 | 546.1083
19.11. | 17 | 3239.2112 | 1545.1484 | 546.1083
19.11. | 18 | 3239.2112 | 1545.1484 | 546.1083
19.11. | 19 | 3239.2112 | 1545.1484 | 546.1083
19.11. | 20 | 3239.2112 | 1545.1484 | 546.1083
19.11. | 21 | 3239.2112 | 1545.1484 | 546.1083
19.11. | 22 | 3239.2112 | 1545.1484 | 546.1083
19.11. | 23 | 3239.2112 | 1545.1484 | 546.1083
19.11. | 24 | 3239.2112 | 1545.1484 | 546.1083
20.11. | 1 | 3239.2112 | 1545.1484 | 546.1083
20.11. | 2 | 3239.2112 | 1545.1484 | 546.1083
20.11. | 3 | 3239.2112 | 1545.1484 | 546.1083
20.11. | 4 | 3239.2112 | 1545.1484 | 546.1083
20.11. | 5 | 3239.2112 | 1545.1484 | 546.1083
20.11. | 6 | 3239.2112 | 1545.1484 | 546.1083
20.11. | 7 | 3239.2112 | 1545.1484 | 546.1083
20.11. | 8 | 3239.2112 | 1545.1484 | 546.1083
20.11. | 9 | 3239.2112 | 1545.1484 | 546.1083
20.11. | 10 | 3239.2112 | 1545.1484 | 546.1083
20.11. | 11 | 3239.2112 | 1545.1484 | 546.1083
20.11. | 12 | 3239.2112 | 1545.1484 | 546.1083
20.11. | 13 | 3239.2112 | 1545.1484 | 546.1083
20.11. | 14 | 3239.2112 | 1545.1484 | 546.1083
20.11. | 15 | 3239.2112 | 1545.1484 | 546.1083
20.11. | 16 | 3239.2112 | 1545.1484 | 546.1083
20.11. | 17 | 3239.2112 | 1545.1484 | 546.1083
20.11. | 18 | 3239.2112 | 1545.1484 | 546.1083
20.11. | 19 | 3239.2112 | 1545.1484 | 546.1083
20.11. | 20 | 3239.2112 | 1545.1484 | 546.1083
20.11. | 21 | 3239.2112 | 1545.1484 | 546.1083
20.11. | 22 | 3239.2112 | 1545.1484 | 546.1083
20.11. | 23 | 3239.2112 | 1545.1484 | 546.1083
20.11. | 24 | 3239.2112 | 1545.1484 | 546.1083
21.11. | 1 | 3239.2112 | 1545.1484 | 546.1083
21.11. | 2 | 3239.2112 | 1545.1484 | 546.1083
21.11. | 3 | 3239.2112 | 1545.1484 | 546.1083
21.11. | 4 | 3239.2112 | 1545.1484 | 546.1083
21.11. | 5 | 3239.2112 | 1545.1484 | 546.1083
21.11. | 6 | 3239.2112 | 1545.1484 | 546.1083
21.11. | 7 | 3239.2112 | 1545.1484 | 546.1083
21.11. | 8 | 3239.2112 | 1545.1484 | 546.1083
21.11. | 9 | 3239.2112 | 1545.1484 | 546.1083
21.11. | 10 | 3239.2112 | 1545.1484 | 546.1083
21.11. | 11 | 3239.2112 | 1545.1484 | 546.1083
21.11. | 12 | 3239.2112 | 1545.1484 | 546.1083
21.11. | 13 | 3239.2112 | 1545.1484 | 546.1083
21.11. | 14 | 3239.2112 | 1545.1484 | 546.1083
21.11. | 15 | 3239.2112 | 1545.1484 | 546.1083
21.11. | 16 | 3239.2112 | 1545.1484 | 546.1083
21.11. | 17 | 3239.2112 | 1545.1484 | 546.1083
21.11. | 18 | 3239.2112 | 1545.1484 | 546.1083
21.11. | 19 | 3239.2112 | 1545.1484 | 546.1083
21.11. | 20 | 3239.2112 | 1545.1484 | 546.1083
21.11. | 21 | 3239.2112 | 1545.1484 | 546.1083
21.11. | 22 | 3239.2112 | 1545.1484 | 546.1083
21.11. | 23 | 3239.2112 | 1545.1484 | 546.1083
21.11. | 24 | 3239.2112 | 1545.1484 | 546.1083
22.11. | 1 | 3239.2112 | 1545.1484 | 546.1083
22.11. | 2 | 3239.2112 | 1545.1484 | 546.1083
22.11. | 3 | 3239.2112 | 1545.1484 | 546.1083
22.11. | 4 | 3239.2112 | 1545.1484 | 546.1083
22.11. | 5 | 3239.2112 | 1545.1484 | 546.1083
22.11. | 6 | 3239.2112 | 1545.1484 | 546.1083
22.11. | 7 | 3239.2112 | 1545.1484 | 546.1083
22.11. | 8 | 3239.2112 | 1545.1484 | 546.1083
22.11. | 9 | 3239.2112 | 1545.1484 | 546.1083
22.11. | 10 | 3239.2112 | 1545.1484 | 546.1083
22.11. | 11 | 3239.2112 | 1545.1484 | 546.1083
22.11. | 12 | 3239.2112 | 1545.1484 | 546.1083
22.11. | 13 | 3239.2112 | 1545.1484 | 546.1083
22.11. | 14 | 3239.2112 | 1545.1484 | 546.1083
22.11. | 15 | 3239.2112 | 1545.1484 | 546.1083
22.11. | 16 | 3239.2112 | 1545.1484 | 546.1083
22.11. | 17 | 3239.2112 | 1545.1484 | 546.1083
22.11. | 18 | 3239.2112 | 1545.1484 | 546.1083
22.11. | 19 | 3239.2112 | 1545.1484 | 546.1083
22.11. | 20 | 3239.2112 | 1545.1484 | 546.1083
22.11. | 21 | 3239.2112 | 1545.1484 | 546.1083
22.11. | 22 | 3239.2112 | 1545.1484 | 546.1083
22.11. | 23 | 3239.2112 | 1545.1484 | 546.1083
22.11. | 24 | 3239.2112 | 1545.1484 | 546.1083
23.11. | 1 | 3239.2112 | 1545.1484 | 546.1083
23.11. | 2 | 3239.2112 | 1545.1484 | 546.1083
23.11. | 3 | 3239.2112 | 1545.1484 | 546.1083
23.11. | 4 | 3239.2112 | 1545.1484 | 546.1083
23.11. | 5 | 3239.2112 | 1545.1484 | 546.1083
23.11. | 6 | 3239.2112 | 1545.1484 | 546.1083
23.11. | 7 | 3239.2112 | 1545.1484 | 546.1083
23.11. | 8 | 3239.2112 | 1545.1484 | 546.1083
23.11. | 9 | 3239.2112 | 1545.1484 | 546.1083
23.11. | 10 | 3239.2112 | 1545.1484 | 546.1083
23.11. | 11 | 3239.2112 | 1545.1484 | 546.1083
23.11. | 12 | 3239.2112 | 1545.1484 | 546.1083
23.11. | 13 | 3239.2112 | 1545.1484 | 546.1083
23.11. | 14 | 3239.2112 | 1545.1484 | 546.1083
23.11. | 15 | 3239.2112 | 1545.1484 | 546.1083
23.11. | 16 | 3239.2112 | 1545.1484 | 546.1083
23.11. | 17 | 3239.2112 | 1545.1484 | 546.1083
23.11. | 18 | 3239.2112 | 1545.1484 | 546.1083
23.11. | 19 | 3239.2112 | 1545.1484 | 546.1083
23.11. | 20 | 3239.2112 | 1545.1484 | 546.1083
23.11. | 21 | 3239.2112 | 1545.1484 | 546.1083
23.11. | 22 | 3239.2112 | 1545.1484 | 546.1083
23.11. | 23 | 3239.2112 | 1545.1484 | 546.1083
23.11. | 24 | 3239.2112 | 1545.1484 | 546.1083
24.11. | 1 | 3239.2112 | 1545.1484 | 546.1083
24.11. | 2 | 3239.2112 | 1545.1484 | 546.1083
24.11. | 3 | 3239.2112 | 1545.1484 | 546.1083
24.11. | 4 | 3239.2112 | 1545.1484 | 546.1083
24.11. | 5 | 3239.2112 | 1545.1484 | 546.1083
24.11. | 6 | 3239.2112 | 1545.1484 | 546.1083
24.11. | 7 | 3239.2112 | 1545.1484 | 546.1083
24.11. | 8 | 3239.2112 | 1545.1484 | 546.1083
24.11. | 9 | 3239.2112 | 1545.1484 | 546.1083
24.11. | 10 | 3239.2112 | 1545.1484 | 546.1083
24.11. | 11 | 3239.2112 | 1545.1484 | 546.1083
24.11. | 12 | 3239.2112 | 1545.1484 | 546.1083
24.11. | 13 | 3239.2112 | 1545.1484 | 546.1083
24.11. | 14 | 3239.2112 | 1545.1484 | 546.1083
24.11. | 15 | 3239.2112 | 1545.1484 | 546.1083
24.11. | 16 | 3239.2112 | 1545.1484 | 546.1083
24.11. | 17 | 3239.2112 | 1545.1484 | 546.1083
24.11. | 18 | 3239.2112 | 1545.1484 | 546.1083
24.11. | 19 | 3239.2112 | 1545.1484 | 546.1083
24.11. | 20 | 3239.2112 | 1545.1484 | 546.1083
24.11. | 21 | 3239.2112 | 1545.1484 | 546.1083
24.11. | 22 | 3239.2112 | 1545.1484 | 546.1083
24.11. | 23 | 3239.2112 | 1545.1484 | 546.1083
24.11. | 24 | 3239.2112 | 1545.1484 | 546.1083
25.11. | 1 | 3239.2112 | 1545.1484 | 546.1083
25.11. | 2 | 3239.2112 | 1545.1484 | 546.1083
25.11. | 3 | 3239.2112 | 1545.1484 | 546.1083
25.11. | 4 | 3239.2112 | 1545.1484 | 546.1083
25.11. | 5 | 3239.2112 | 1545.1484 | 546.1083
25.11. | 6 | 3239.2112 | 1545.1484 | 546.1083
25.11. | 7 | 3239.2112 | 1545.1484 | 546.1083
25.11. | 8 | 3239.2112 | 1545.1484 | 546.1083
25.11. | 9 | 3239.2112 | 1545.1484 | 546.1083
25.11. | 10 | 3239.2112 | 1545.1484 | 546.1083
25.11. | 11 | 3239.2112 | 1545.1484 | 546.1083
25.11. | 12 | 3239.2112 | 1545.1484 | 546.1083
25.11. | 13 | 3239.2112 | 1545.1484 | 546.1083
25.11. | 14 | 3239.2112 | 1545.1484 | 546.1083
25.11. | 15 | 3239.2112 | 1545.1484 | 546.1083
25.11. | 16 | 3239.2112 | 1545.1484 | 546.1083
25.11. | 17 | 3239.2112 | 1545.1484 | 546.1083
25.11. | 18 | 3239.2112 | 1545.1484 | 546.1083
25.11. | 19 | 3239.2112 | 1545.1484 | 546.1083
25.11. | 20 | 3239.2112 | 1545.1484 | 546.1083
25.11. | 21 | 3239.2112 | 1545.1484 | 546.1083
25.11. | 22 | 3239.2112 | 1545.1484 | 546.1083
25.11. | 23 | 3239.2112 | 1545.1484 | 546.1083
25.11. | 24 | 3239.2112 | 1545.1484 | 546.1083
26.11. | 1 | 3239.2112 | 1545.1484 | 546.1083
26.11. | 2 | 3239.2112 | 1545.1484 | 546.1083
26.11. | 3 | 3239.2112 | 1545.1484 | 546.1083
26.11. | 4 | 3239.2112 | 1545.1484 | 546.1083
26.11. | 5 | 3239.2112 | 1545.1484 | 546.1083
26.11. | 6 | 3239.2112 | 1545.1484 | 546.1083
26.11. | 7 | 3239.2112 | 1545.1484 | 546.1083
26.11. | 8 | 3239.2112 | 1545.1484 | 546.1083
26.11. | 9 | 3239.2112 | 1545.1484 | 546.1083
26.11. | 10 | 3239.2112 | 1545.1484 | 546.1083
26.11. | 11 | 3239.2112 | 1545.1484 | 546.1083
26.11. | 12 | 3239.2112 | 1545.1484 | 546.1083
26.11. | 13 | 3239.2112 | 1545.1484 | 546.1083
26.11. | 14 | 3239.2112 | 1545.1484 | 546.1083
26.11. | 15 | 3239.2112 | 1545.1484 | 546.1083
26.11. | 16 | 3239.2112 | 1545.1484 | 546.1083
26.11. | 17 | 3239.2112 | 1545.1484 | 546.1083
26.11. | 18 | 3239.2112 | 1545.1484 | 546.1083
26.11. | 19 | 3239.2112 | 1545.1484 | 546.1083
26.11. | 20 | 3239.2112 | 1545.1484 | 546.1083
26.11. | 21 | 3239.2112 | 1545.1484 | 546.1083
26.11. | 22 | 3239.2112 | 1545.1484 | 546.1083
26.11. | 23 | 3239.2112 | 1545.1484 | 546.1083
26.11. | 24 | 3239.2112 | 1545.1484 | 546.1083
27.11. | 1 | 3239.2112 | 1545.1484 | 546.1083
27.11. | 2 | 3239.2112 | 1545.1484 | 546.1083
27.11. | 3 | 3239.2112 | 1545.1484 | 546.1083
27.11. | 4 | 3239.2112 | 1545.1484 | 546.1083
27.11. | 5 | 3239.2112 | 1545.1484 | 546.1083
27.11. | 6 | 3239.2112 | 1545.1484 | 546.1083
27.11. | 7 | 3239.2112 | 1545.1484 | 546.1083
27.11. | 8 | 3239.2112 | 1545.1484 | 546.1083
27.11. | 9 | 3239.2112 | 1545.1484 | 546.1083
27.11. | 10 | 3239.2112 | 1545.1484 | 546.1083
27.11. | 11 | 3239.2112 | 1545.1484 | 546.1083
27.11. | 12 | 3239.2112 | 1545.1484 | 546.1083
27.11. | 13 | 3239.2112 | 1545.1484 | 546.1083
27.11. | 14 | 3239.2112 | 1545.1484 | 546.1083
27.11. | 15 | 3239.2112 | 1545.1484 | 546.1083
27.11. | 16 | 3239.2112 | 1545.1484 | 546.1083
27.11. | 17 | 3239.2112 | 1545.1484 | 546.1083
27.11. | 18 | 3239.2112 | 1545.1484 | 546.1083
27.11. | 19 | 3239.2112 | 1545.1484 | 546.1083
27.11. | 20 | 3239.2112 | 1545.1484 | 546.1083
27.11. | 21 | 3239.2112 | 1545.1484 | 546.1083
27.11. | 22 | 3239.2112 | 1545.1484 | 546.1083
27.11. | 23 | 3239.2112 | 1545.1484 | 546.1083
27.11. | 24 | 3239.2112 | 1545.1484 | 546.1083
28.11. | 1 | 3239.2112 | 1545.1484 | 546.1083
28.11. | 2 | 3239.2112 | 1545.1484 | 546.1083
28.11. | 3 | 3239.2112 | 1545.1484 | 546.1083
28.11. | 4 | 3239.2112 | 1545.1484 | 546.1083
28.11. | 5 | 3239.2112 | 1545.1484 | 546.1083
28.11. | 6 | 3239.2112 | 1545.1484 | 546.1083
28.11. | 7 | 3239.2112 | 1545.1484 | 546.1083
28.11. | 8 | 3239.2112 | 1545.1484 | 546.1083
28.11. | 9 | 3239.2112 | 1545.1484 | 546.1083
28.11. | 10 | 3239.2112 | 1545.1484 | 546.1083
28.11. | 11 | 3239.2112 | 1545.1484 | 546.1083
28.11. | 12 | 3239.2112 | 1545.1484 | 546.1083
28.11. | 13 | 3239.2112 | 1545.1484 | 546.1083
28.11. | 14 | 3239.2112 | 1545.1484 | 546.1083
28.11. | 15 | 3239.2112 | 1545.1484 | 546.1083
28.11. | 16 | 3239.2112 | 1545.1484 | 546.1083
28.11. | 17 | 3239.2112 | 1545.1484 | 546.1083
28.11. | 18 | 3239.2112 | 1545.1484 | 546.1083
28.11. | 19 | 3239.2112 | 1545.1484 | 546.1083
28.11. | 20 | 3239.2112 | 1545.1484 | 546.1083
28.11. | 21 | 3239.2112 | 1545.1484 | 546.1083
28.11. | 22 | 3239.2112 | 1545.1484 | 546.1083
28.11. | 23 | 3239.2112 | 1545.1484 | 546.1083
28.11. | 24 | 3239.2112 | 1545.1484 | 546.1083
29.11. | 1 | 3239.2112 | 1545.1484 | 546.1083
29.11. | 2 | 3239.2112 | 1545.1484 | 546.1083
29.11. | 3 | 3239.2112 | 1545.1484 | 546.1083
29.11. | 4 | 3239.2112 | 1545.1484 | 546.1083
29.11. | 5 | 3239.2112 | 1545.1484 | 546.1083
29.11. | 6 | 3239.2112 | 1545.1484 | 546.1083
29.11. | 7 | 3239.2112 | 1545.1484 | 546.1083
29.11. | 8 | 3239.2112 | 1545.1484 | 546.1083
29.11. | 9 | 3239.2112 | 1545.1484 | 546.1083
29.11. | 10 | 3239.2112 | 1545.1484 | 546.1083
29.11. | 11 | 3239.2112 | 1545.1484 | 546.1083
29.11. | 12 | 3239.2112 | 1545.1484 | 546.1083
29.11. | 13 | 3239.2112 | 1545.1484 | 546.1083
29.11. | 14 | 3239.2112 | 1545.1484 | 546.1083
29.11. | 15 | 3239.2112 | 1545.1484 | 546.1083
29.11. | 16 | 3239.2112 | 1545.1484 | 546.1083
29.11. | 17 | 3239.2112 | 1545.1484 | 546.1083
29.11. | 18 | 3239.2112 | 1545.1484 | 546.1083
29.11. | 19 | 3239.2112 | 1545.1484 | 546.1083
29.11. | 20 | 3239.2112 | 1545.1484 | 546.1083
29.11. | 21 | 3239.2112 | 1545.1484 | 546.1083
29.11. | 22 | 3239.2112 | 1545.1484 | 546.1083
29.11. | 23 | 3239.2112 | 1545.1484 | 546.1083
29.11. | 24 | 3239.2112 | 1545.1484 | 546.1083
30.11. | 1 | 3239.2112 | 1545.1484 | 546.1083
30.11. | 2 | 3239.2112 | 1545.1484 | 546.1083
30.11. | 3 | 3239.2112 | 1545.1484 | 546.1083
30.11. | 4 | 3239.2112 | 1545.1484 | 546.1083
30.11. | 5 | 3239.2112 | 1545.1484 | 546.1083
30.11. | 6 | 3239.2112 | 1545.1484 | 546.1083
30.11. | 7 | 3239.2112 | 1545.1484 | 546.1083
30.11. | 8 | 3239.2112 | 1545.1484 | 546.1083
30.11. | 9 | 3239.2112 | 1545.1484 | 546.1083
30.11. | 10 | 3239.2112 | 1545.1484 | 546.1083
30.11. | 11 | 3239.2112 | 1545.1484 | 546.1083
30.11. | 12 | 3239.2112 | 1545.1484 | 546.1083
30.11. | 13 | 3239.2112 | 1545.1484 | 546.1083
30.11. | 14 | 3239.2112 | 1545.1484 | 546.1083
30.11. | 15 | 3239.2112 | 1545.1484 | 546.1083
30.11. | 16 | 3239.2112 | 1545.1484 | 546.1083
30.11. | 17 | 3239.2112 | 1545.1484 | 546.1083
30.11. | 18 | 3239.2112 | 1545.1484 | 546.1083
30.11. | 19 | 3239.2112 | 1545.1484 | 546.1083
30.11. | 20 | 3239.2112 | 1545.1484 | 546.1083
30.11. | 21 | 3239.2112 | 1545.1484 | 546.1083
30.11. | 22 | 3239.2112 | 1545.1484 | 546.1083
30.11. | 23 | 3239.2112 | 1545.1484 | 546.1083
30.11. | 24 | 3239.2112 | 1545.1484 | 546.1083
01.12. | 1 | 3239.2112 | 1545.1484 | 546.1083
01.12. | 2 | 3239.2112 | 1545.1484 | 546.1083
01.12. | 3 | 3239.2112 | 1545.1484 | 546.1083
01.12. | 4 | 3239.2112 | 1545.1484 | 546.1083
01.12. | 5 | 3239.2112 | 1545.1484 | 546.1083
01.12. | 6 | 3239.2112 | 1545.1484 | 546.1083
01.12. | 7 | 3239.2112 | 1545.1484 | 546.1083
01.12. | 8 | 3239.2112 | 1545.1484 | 546.1083
01.12. | 9 | 3239.2112 | 1545.1484 | 546.1083
01.12. | 10 | 3239.2112 | 1545.1484 | 546.1083
01.12. | 11 | 3239.2112 | 1545.1484 | 546.1083
01.12. | 12 | 3239.2112 | 1545.1484 | 546.1083
01.12. | 13 | 3239.2112 | 1545.1484 | 546.1083
01.12. | 14 | 3239.2112 | 1545.1484 | 546.1083
01.12. | 15 | 3239.2112 | 1545.1484 | 546.1083
01.12. | 16 | 3239.2112 | 1545.1484 | 546.1083
01.12. | 17 | 3239.2112 | 1545.1484 | 546.1083
01.12. | 18 | 3239.2112 | 1545.1484 | 546.1083
01.12. | 19 | 3239.2112 | 1545.1484 | 546.1083
01.12. | 20 | 3239.2112 | 1545.1484 | 546.1083
01.12. | 21 | 3239.2112 | 1545.1484 | 546.1083
01.12. | 22 | 3239.2112 | 1545.1484 | 546.1083
01.12. | 23 | 3239.2112 | 1545.1484 | 546.1083
01.12. | 24 | 3239.2112 | 1545.1484 | 546.1083
02.12. | 1 | 3239.2112 | 1545.1484 | 546.1083
02.12. | 2 | 3239.2112 | 1545.1484 | 546.1083
02.12. | 3 | 3239.2112 | 1545.1484 | 546.1083
02.12. | 4 | 3239.2112 | 1545.1484 | 546.1083
02.12. | 5 | 3239.2112 | 1545.1484 | 546.1083
02.12. | 6 | 3239.2112 | 1545.1484 | 546.1083
02.12. | 7 | 3239.2112 | 1545.1484 | 546.1083
02.12. | 8 | 3239.2112 | 1545.1484 | 546.1083
02.12. | 9 | 3239.2112 | 1545.1484 | 546.1083
02.12. | 10 | 3239.2112 | 1545.1484 | 546.1083
02.12. | 11 | 3239.2112 | 1545.1484 | 546.1083
02.12. | 12 | 3239.2112 | 1545.1484 | 546.1083
02.12. | 13 | 3239.2112 | 1545.1484 | 546.1083
02.12. | 14 | 3239.2112 | 1545.1484 | 546.1083
02.12. | 15 | 3239.2112 | 1545.1484 | 546.1083
02.12. | 16 | 3239.2112 | 1545.1484 | 546.1083
02.12. | 17 | 3239.2112 | 1545.1484 | 546.1083
02.12. | 18 | 3239.2112 | 1545.1484 | 546.1083
02.12. | 19 | 3239.2112 | 1545.1484 | 546.1083
02.12. | 20 | 3239.2112 | 1545.1484 | 546.1083
02.12. | 21 | 3239.2112 | 1545.1484 | 546.1083
02.12. | 22 | 3239.2112 | 1545.1484 | 546.1083
02.12. | 23 | 3239.2112 | 1545.1484 | 546.1083
02.12. | 24 | 3239.2112 | 1545.1484 | 546.1083
03.12. | 1 | 3239.2112 | 1545.1484 | 546.1083
03.12. | 2 | 3239.2112 | 1545.1484 | 546.1083
03.12. | 3 | 3239.2112 | 1545.1484 | 546.1083
03.12. | 4 | 3239.2112 | 1545.1484 | 546.1083
03.12. | 5 | 3239.2112 | 1545.1484 | 546.1083
03.12. | 6 | 3239.2112 | 1545.1484 | 546.1083
03.12. | 7 | 3239.2112 | 1545.1484 | 546.1083
03.12. | 8 | 3239.2112 | 1545.1484 | 546.1083
03.12. | 9 | 3239.2112 | 1545.1484 | 546.1083
03.12. | 10 | 3239.2112 | 1545.1484 | 546.1083
03.12. | 11 | 3239.2112 | 1545.1484 | 546.1083
03.12. | 12 | 3239.2112 | 1545.1484 | 546.1083
03.12. | 13 | 3239.2112 | 1545.1484 | 546.1083
03.12. | 14 | 3239.2112 | 1545.1484 | 546.1083
03.12. | 15 | 3239.2112 | 1545.1484 | 546.1083
03.12. | 16 | 3239.2112 | 1545.1484 | 546.1083
03.12. | 17 | 3239.2112 | 1545.1484 | 546.1083
03.12. | 18 | 3239.2112 | 1545.1484 | 546.1083
03.12. | 19 | 3239.2112 | 1545.1484 | 546.1083
03.12. | 20 | 3239.2112 | 1545.1484 | 546.1083
03.12. | 21 | 3239.2112 | 1545.1484 | 546.1083
03.12. | 22 | 3239.2112 | 1545.1484 | 546.1083
03.12. | 23 | 3239.2112 | 1545.1484 | 546.1083
03.12. | 24 | 3239.2112 | 1545.1484 | 546.1083
04.12. | 1 | 3239.2112 | 1545.1484 | 546.1083
04.12. | 2 | 3239.2112 | 1545.1484 | 546.1083
04.12. | 3 | 3239.2112 | 1545.1484 | 546.1083
04.12. | 4 | 3239.2112 | 1545.1484 | 546.1083
04.12. | 5 | 3239.2112 | 1545.1484 | 546.1083
04.12. | 6 | 3239.2112 | 1545.1484 | 546.1083
04.12. | 7 | 3239.2112 | 1545.1484 | 546.1083
04.12. | 8 | 3239.2112 | 1545.1484 | 546.1083
04.12. | 9 | 3239.2112 | 1545.1484 | 546.1083
04.12. | 10 | 3239.2112 | 1545.1484 | 546.1083
04.12. | 11 | 3239.2112 | 1545.1484 | 546.1083
04.12. | 12 | 3239.2112 | 1545.1484 | 546.1083
04.12. | 13 | 3239.2112 | 1545.1484 | 546.1083
04.12. | 14 | 3239.2112 | 1545.1484 | 546.1083
04.12. | 15 | 3239.2112 | 1545.1484 | 546.1083
04.12. | 16 | 3239.2112 | 1545.1484 | 546.1083
04.12. | 17 | 3239.2112 | 1545.1484 | 546.1083
04.12. | 18 | 3239.2112 | 1545.1484 | 546.1083
04.12. | 19 | 3239.2112 | 1545.1484 | 546.1083
04.12. | 20 | 3239.2112 | 1545.1484 | 546.1083
04.12. | 21 | 3239.2112 | 1545.1484 | 546.1083
04.12. | 22 | 3239.2112 | 1545.1484 | 546.1083
04.12. | 23 | 3239.2112 | 1545.1484 | 546.1083
04.12. | 24 | 3239.2112 | 1545.1484 | 546.1083
05.12. | 1 | 3239.2112 | 1545.1484 | 546.1083
05.12. | 2 | 3239.2112 | 1545.1484 | 546.1083
05.12. | 3 | 3239.2112 | 1545.1484 | 546.1083
05.12. | 4 | 3239.2112 | 1545.1484 | 546.1083
05.12. | 5 | 3239.2112 | 1545.1484 | 546.1083
05.12. | 6 | 3239.2112 | 1545.1484 | 546.1083
05.12. | 7 | 3239.2112 | 1545.1484 | 546.1083
05.12. | 8 | 3239.2112 | 1545.1484 | 546.1083
05.12. | 9 | 3239.2112 | 1545.1484 | 546.1083
05.12. | 10 | 3239.2112 | 1545.1484 | 546.1083
05.12. | 11 | 3239.2112 | 1545.1484 | 546.1083
05.12. | 12 | 3239.2112 | 1545.1484 | 546.1083
05.12. | 13 | 3239.2112 | 1545.1484 | 546.1083
05.12. | 14 | 3239.2112 | 1545.1484 | 546.1083
05.12. | 15 | 3239.2112 | 1545.1484 | 546.1083
05.12. | 16 | 3239.2112 | 1545.1484 | 546.1083
05.12. | 17 | 3239.2112 | 1545.1484 | 546.1083
05.12. | 18 | 3239.2112 | 1545.1484 | 546.1083
05.12. | 19 | 3239.2112 | 1545.1484 | 546.1083
05.12. | 20 | 3239.2112 | 1545.1484 | 546.1083
05.12. | 21 | 3239.2112 | 1545.1484 | 546.1083
05.12. | 22 | 3239.2112 | 1545.1484 | 546.1083
05.12. | 23 | 3239.2112 | 1545.1484 | 546.1083
05.12. | 24 | 3239.2112 | 1545.1484 | 546.1083
06.12. | 1 | 3239.2112 | 1545.1484 | 546.1083
06.12. | 2 | 3239.2112 | 1545.1484 | 546.1083
06.12. | 3 | 3239.2112 | 1545.1484 | 546.1083
06.12. | 4 | 3239.2112 | 1545.1484 | 546.1083
06.12. | 5 | 3239.2112 | 1545.1484 | 546.1083
06.12. | 6 | 3239.2112 | 1545.1484 | 546.1083
06.12. | 7 | 3239.2112 | 1545.1484 | 546.1083
06.12. | 8 | 3239.2112 | 1545.1484 | 546.1083
06.12. | 9 | 3239.2112 | 1545.1484 | 546.1083
06.12. | 10 | 3239.2112 | 1545.1484 | 546.1083
06.12. | 11 | 3239.2112 | 1545.1484 | 546.1083
06.12. | 12 | 3239.2112 | 1545.1484 | 546.1083
06.12. | 13 | 3239.2112 | 1545.1484 | 546.1083
06.12. | 14 | 3239.2112 | 1545.1484 | 546.1083
06.12. | 15 | 3239.2112 | 1545.1484 | 546.1083
06.12. | 16 | 3239.2112 | 1545.1484 | 546.1083
06.12. | 17 | 3239.2112 | 1545.1484 | 546.1083
06.12. | 18 | 3239.2112 | 1545.1484 | 546.1083
06.12. | 19 | 3239.2112 | 1545.1484 | 546.1083
06.12. | 20 | 3239.2112 | 1545.1484 | 546.1083
06.12. | 21 | 3239.2112 | 1545.1484 | 546.1083
06.12. | 22 | 3239.2112 | 1545.1484 | 546.1083
06.12. | 23 | 3239.2112 | 1545.1484 | 546.1083
06.12. | 24 | 3239.2112 | 1545.1484 | 546.1083
07.12. | 1 | 3239.2112 | 1545.1484 | 546.1083
07.12. | 2 | 3239.2112 | 1545.1484 | 546.1083
07.12. | 3 | 3239.2112 | 1545.1484 | 546.1083
07.12. | 4 | 3239.2112 | 1545.1484 | 546.1083
07.12. | 5 | 3239.2112 | 1545.1484 | 546.1083
07.12. | 6 | 3239.2112 | 1545.1484 | 546.1083
07.12. | 7 | 3239.2112 | 1545.1484 | 546.1083
07.12. | 8 | 3239.2112 | 1545.1484 | 546.1083
07.12. | 9 | 3239.2112 | 1545.1484 | 546.1083
07.12. | 10 | 3239.2112 | 1545.1484 | 546.1083
07.12. | 11 | 3239.2112 | 1545.1484 | 546.1083
07.12. | 12 | 3239.2112 | 1545.1484 | 546.1083
07.12. | 13 | 3239.2112 | 1545.1484 | 546.1083
07.12. | 14 | 3239.2112 | 1545.1484 | 546.1083
07.12. | 15 | 3239.2112 | 1545.1484 | 546.1083
07.12. | 16 | 3239.2112 | 1545.1484 | 546.1083
07.12. | 17 | 3239.2112 | 1545.1484 | 546.1083
07.12. | 18 | 3239.2112 | 1545.1484 | 546.1083
07.12. | 19 | 3239.2112 | 1545.1484 | 546.1083
07.12. | 20 | 3239.2112 | 1545.1484 | 546.1083
07.12. | 21 | 3239.2112 | 1545.1484 | 546.1083
07.12. | 22 | 3239.2112 | 1545.1484 | 546.1083
07.12. | 23 | 3239.2112 | 1545.1484 | 546.1083
07.12. | 24 | 3239.2112 | 1545.1484 | 546.1083
08.12. | 1 | 3239.2112 | 1545.1484 | 546.1083
08.12. | 2 | 3239.2112 | 1545.1484 | 546.1083
08.12. | 3 | 3239.2112 | 1545.1484 | 546.1083
08.12. | 4 | 3239.2112 | 1545.1484 | 546.1083
08.12. | 5 | 3239.2112 | 1545.1484 | 546.1083
08.12. | 6 | 3239.2112 | 1545.1484 | 546.1083
08.12. | 7 | 3239.2112 | 1545.1484 | 546.1083
08.12. | 8 | 3239.2112 | 1545.1484 | 546.1083
08.12. | 9 | 3239.2112 | 1545.1484 | 546.1083
08.12. | 10 | 3239.2112 | 1545.1484 | 546.1083
08.12. | 11 | 3239.2112 | 1545.1484 | 546.1083
08.12. | 12 | 3239.2112 | 1545.1484 | 546.1083
08.12. | 13 | 3239.2112 | 1545.1484 | 546.1083
08.12. | 14 | 3239.2112 | 1545.1484 | 546.1083
08.12. | 15 | 3239.2112 | 1545.1484 | 546.1083
08.12. | 16 | 3239.2112 | 1545.1484 | 546.1083
08.12. | 17 | 3239.2112 | 1545.1484 | 546.1083
08.12. | 18 | 3239.2112 | 1545.1484 | 546.1083
08.12. | 19 | 3239.2112 | 1545.1484 | 546.1083
08.12. | 20 | 3239.2112 | 1545.1484 | 546.1083
08.12. | 21 | 3239.2112 | 1545.1484 | 546.1083
08.12. | 22 | 3239.2112 | 1545.1484 | 546.1083
08.12. | 23 | 3239.2112 | 1545.1484 | 546.1083
08.12. | 24 | 3239.2112 | 1545.1484 | 546.1083
09.12. | 1 | 3239.2112 | 1545.1484 | 546.1083
09.12. | 2 | 3239.2112 | 1545.1484 | 546.1083
09.12. | 3 | 3239.2112 | 1545.1484 | 546.1083
09.12. | 4 | 3239.2112 | 1545.1484 | 546.1083
09.12. | 5 | 3239.2112 | 1545.1484 | 546.1083
09.12. | 6 | 3239.2112 | 1545.1484 | 546.1083
09.12. | 7 | 3239.2112 | 1545.1484 | 546.1083
09.12. | 8 | 3239.2112 | 1545.1484 | 546.1083
09.12. | 9 | 3239.2112 | 1545.1484 | 546.1083
09.12. | 10 | 3239.2112 | 1545.1484 | 546.1083
09.12. | 11 | 3239.2112 | 1545.1484 | 546.1083
09.12. | 12 | 3239.2112 | 1545.1484 | 546.1083
09.12. | 13 | 3239.2112 | 1545.1484 | 546.1083
09.12. | 14 | 3239.2112 | 1545.1484 | 546.1083
09.12. | 15 | 3239.2112 | 1545.1484 | 546.1083
09.12. | 16 | 3239.2112 | 1545.1484 | 546.1083
09.12. | 17 | 3239.2112 | 1545.1484 | 546.1083
09.12. | 18 | 3239.2112 | 1545.1484 | 546.1083
09.12. | 19 | 3239.2112 | 1545.1484 | 546.1083
09.12. | 20 | 3239.2112 | 1545.1484 | 546.1083
09.12. | 21 | 3239.2112 | 1545.1484 | 546.1083
09.12. | 22 | 3239.2112 | 1545.1484 | 546.1083
09.12. | 23 | 3239.2112 | 1545.1484 | 546.1083
09.12. | 24 | 3239.2112 | 1545.1484 | 546.1083
10.12. | 1 | 3239.2112 | 1545.1484 | 546.1083
10.12. | 2 | 3239.2112 | 1545.1484 | 546.1083
10.12. | 3 | 3239.2112 | 1545.1484 | 546.1083
10.12. | 4 | 3239.2112 | 1545.1484 | 546.1083
10.12. | 5 | 3239.2112 | 1545.1484 | 546.1083
10.12. | 6 | 3239.2112 | 1545.1484 | 546.1083
10.12. | 7 | 3239.2112 | 1545.1484 | 546.1083
10.12. | 8 | 3239.2112 | 1545.1484 | 546.1083
10.12. | 9 | 3239.2112 | 1545.1484 | 546.1083
10.12. | 10 | 3239.2112 | 1545.1484 | 546.1083
10.12. | 11 | 3239.2112 | 1545.1484 | 546.1083
10.12. | 12 | 3239.2112 | 1545.1484 | 546.1083
10.12. | 13 | 3239.2112 | 1545.1484 | 546.1083
10.12. | 14 | 3239.2112 | 1545.1484 | 546.1083
10.12. | 15 | 3239.2112 | 1545.1484 | 546.1083
10.12. | 16 | 3239.2112 | 1545.1484 | 546.1083
10.12. | 17 | 3239.2112 | 1545.1484 | 546.1083
10.12. | 18 | 3239.2112 | 1545.1484 | 546.1083
10.12. | 19 | 3239.2112 | 1545.1484 | 546.1083
10.12. | 20 | 3239.2112 | 1545.1484 | 546.1083
10.12. | 21 | 3239.2112 | 1545.1484 | 546.1083
10.12. | 22 | 3239.2112 | 1545.1484 | 546.1083
10.12. | 23 | 3239.2112 | 1545.1484 | 546.1083
10.12. | 24 | 3239.2112 | 1545.1484 | 546.1083
11.12. | 1 | 3239.2112 | 1545.1484 | 546.1083
11.12. | 2 | 3239.2112 | 1545.1484 | 546.1083
11.12. | 3 | 3239.2112 | 1545.1484 | 546.1083
11.12. | 4 | 3239.2112 | 1545.1484 | 546.1083
11.12. | 5 | 3239.2112 | 1545.1484 | 546.1083
11.12. | 6 | 3239.2112 | 1545.1484 | 546.1083
11.12. | 7 | 3239.2112 | 1545.1484 | 546.1083
11.12. | 8 | 3239.2112 | 1545.1484 | 546.1083
11.12. | 9 | 3239.2112 | 1545.1484 | 546.1083
11.12. | 10 | 3239.2112 | 1545.1484 | 546.1083
11.12. | 11 | 3239.2112 | 1545.1484 | 546.1083
11.12. | 12 | 3239.2112 | 1545.1484 | 546.1083
11.12. | 13 | 3239.2112 | 1545.1484 | 546.1083
11.12. | 14 | 3239.2112 | 1545.1484 | 546.1083
11.12. | 15 | 3239.2112 | 1545.1484 | 546.1083
11.12. | 16 | 3239.2112 | 1545.1484 | 546.1083
11.12. | 17 | 3239.2112 | 1545.1484 | 546.1083
11.12. | 18 | 3239.2112 | 1545.1484 | 546.1083
11.12. | 19 | 3239.2112 | 1545.1484 | 546.1083
11.12. | 20 | 3239.2112 | 1545.1484 | 546.1083
11.12. | 21 | 3239.2112 | 1545.1484 | 546.1083
11.12. | 22 | 3239.2112 | 1545.1484 | 546.1083
11.12. | 23 | 3239.2112 | 1545.1484 | 546.1083
11.12. | 24 | 3239.2112 | 1545.1484 | 546.1083
12.12. | 1 | 3239.2112 | 1545.1484 | 546.1083
12.12. | 2 | 3239.2112 | 1545.1484 | 546.1083
12.12. | 3 | 3239.2112 | 1545.1484 | 546.1083
12.12. | 4 | 3239.2112 | 1545.1484 | 546.1083
12.12. | 5 | 3239.2112 | 1545.1484 | 546.1083
12.12. | 6 | 3239.2112 | 1545.1484 | 546.1083
12.12. | 7 | 3239.2112 | 1545.1484 | 546.1083
12.12. | 8 | 3239.2112 | 1545.1484 | 546.1083
12.12. | 9 | 3239.2112 | 1545.1484 | 546.1083
12.12. | 10 | 3239.2112 | 1545.1484 | 546.1083
12.12. | 11 | 3239.2112 | 1545.1484 | 546.1083
12.12. | 12 | 3239.2112 | 1545.1484 | 546.1083
12.12. | 13 | 3239.2112 | 1545.1484 | 546.1083
12.12. | 14 | 3239.2112 | 1545.1484 | 546.1083
12.12. | 15 | 3239.2112 | 1545.1484 | 546.1083
12.12. | 16 | 3239.2112 | 1545.1484 | 546.1083
12.12. | 17 | 3239.2112 | 1545.1484 | 546.1083
12.12. | 18 | 3239.2112 | 1545.1484 | 546.1083
12.12. | 19 | 3239.2112 | 1545.1484 | 546.1083
12.12. | 20 | 3239.2112 | 1545.1484 | 546.1083
12.12. | 21 | 3239.2112 | 1545.1484 | 546.1083
12.12. | 22 | 3239.2112 | 1545.1484 | 546.1083
12.12. | 23 | 3239.2112 | 1545.1484 | 546.1083
12.12. | 24 | 3239.2112 | 1545.1484 | 546.1083
13.12. | 1 | 3239.2112 | 1545.1484 | 546.1083
13.12. | 2 | 3239.2112 | 1545.1484 | 546.1083
13.12. | 3 | 3239.2112 | 1545.1484 | 546.1083
13.12. | 4 | 3239.2112 | 1545.1484 | 546.1083
13.12. | 5 | 3239.2112 | 1545.1484 | 546.1083
13.12. | 6 | 3239.2112 | 1545.1484 | 546.1083
13.12. | 7 | 3239.2112 | 1545.1484 | 546.1083
13.12. | 8 | 3239.2112 | 1545.1484 | 546.1083
13.12. | 9 | 3239.2112 | 1545.1484 | 546.1083
13.12. | 10 | 3239.2112 | 1545.1484 | 546.1083
13.12. | 11 | 3239.2112 | 1545.1484 | 546.1083
13.12. | 12 | 3239.2112 | 1545.1484 | 546.1083
13.12. | 13 | 3239.2112 | 1545.1484 | 546.1083
13.12. | 14 | 3239.2112 | 1545.1484 | 546.1083
13.12. | 15 | 3239.2112 | 1545.1484 | 546.1083
13.12. | 16 | 3239.2112 | 1545.1484 | 546.1083
13.12. | 17 | 3239.2112 | 1545.1484 | 546.1083
13.12. | 18 | 3239.2112 | 1545.1484 | 546.1083
13.12. | 19 | 3239.2112 | 1545.1484 | 546.1083
13.12. | 20 | 3239.2112 | 1545.1484 | 546.1083
13.12. | 21 | 3239.2112 | 1545.1484 | 546.1083
13.12. | 22 | 3239.2112 | 1545.1484 | 546.1083
13.12. | 23 | 3239.2112 | 1545.1484 | 546.1083
13.12. | 24 | 3239.2112 | 1545.1484 | 546.1083
14.12. | 1 | 3239.2112 | 1545.1484 | 546.1083
14.12. | 2 | 3239.2112 | 1545.1484 | 546.1083
14.12. | 3 | 3239.2112 | 1545.1484 | 546.1083
14.12. | 4 | 3239.2112 | 1545.1484 | 546.1083
14.12. | 5 | 3239.2112 | 1545.1484 | 546.1083
14.12. | 6 | 3239.2112 | 1545.1484 | 546.1083
14.12. | 7 | 3239.2112 | 1545.1484 | 546.1083
14.12. | 8 | 3239.2112 | 1545.1484 | 546.1083
14.12. | 9 | 3239.2112 | 1545.1484 | 546.1083
14.12. | 10 | 3239.2112 | 1545.1484 | 546.1083
14.12. | 11 | 3239.2112 | 1545.1484 | 546.1083
14.12. | 12 | 3239.2112 | 1545.1484 | 546.1083
14.12. | 13 | 3239.2112 | 1545.1484 | 546.1083
14.12. | 14 | 3239.2112 | 1545.1484 | 546.1083
14.12. | 15 | 3239.2112 | 1545.1484 | 546.1083
14.12. | 16 | 3239.2112 | 1545.1484 | 546.1083
14.12. | 17 | 3239.2112 | 1545.1484 | 546.1083
14.12. | 18 | 3239.2112 | 1545.1484 | 546.1083
14.12. | 19 | 3239.2112 | 1545.1484 | 546.1083
14.12. | 20 | 3239.2112 | 1545.1484 | 546.1083
14.12. | 21 | 3239.2112 | 1545.1484 | 546.1083
14.12. | 22 | 3239.2112 | 1545.1484 | 546.1083
14.12. | 23 | 3239.2112 | 1545.1484 | 546.1083
14.12. | 24 | 3239.2112 | 1545.1484 | 546.1083
15.12. | 1 | 3239.2112 | 1545.1484 | 546.1083
15.12. | 2 | 3239.2112 | 1545.1484 | 546.1083
15.12. | 3 | 3239.2112 | 1545.1484 | 546.1083
15.12. | 4 | 3239.2112 | 1545.1484 | 546.1083
15.12. | 5 | 3239.2112 | 1545.1484 | 546.1083
15.12. | 6 | 3239.2112 | 1545.1484 | 546.1083
15.12. | 7 | 3239.2112 | 1545.1484 | 546.1083
15.12. | 8 | 3239.2112 | 1545.1484 | 546.1083
15.12. | 9 | 3239.2112 | 1545.1484 | 546.1083
15.12. | 10 | 3239.2112 | 1545.1484 | 546.1083
15.12. | 11 | 3239.2112 | 1545.1484 | 546.1083
15.12. | 12 | 3239.2112 | 1545.1484 | 546.1083
15.12. | 13 | 3239.2112 | 1545.1484 | 546.1083
15.12. | 14 | 3239.2112 | 1545.1484 | 546.1083
15.12. | 15 | 3239.2112 | 1545.1484 | 546.1083
15.12. | 16 | 3239.2112 | 1545.1484 | 546.1083
15.12. | 17 | 3239.2112 | 1545.1484 | 546.1083
15.12. | 18 | 3239.2112 | 1545.1484 | 546.1083
15.12. | 19 | 3239.2112 | 1545.1484 | 546.1083
15.12. | 20 | 3239.2112 | 1545.1484 | 546.1083
15.12. | 21 | 3239.2112 | 1545.1484 | 546.1083
15.12. | 22 | 3239.2112 | 1545.1484 | 546.1083
15.12. | 23 | 3239.2112 | 1545.1484 | 546.1083
15.12. | 24 | 3239.2112 | 1545.1484 | 546.1083
16.12. | 1 | 3239.2112 | 1545.1484 | 546.1083
16.12. | 2 | 3239.2112 | 1545.1484 | 546.1083
16.12. | 3 | 3239.2112 | 1545.1484 | 546.1083
16.12. | 4 | 3239.2112 | 1545.1484 | 546.1083
16.12. | 5 | 3239.2112 | 1545.1484 | 546.1083
16.12. | 6 | 3239.2112 | 1545.1484 | 546.1083
16.12. | 7 | 3239.2112 | 1545.1484 | 546.1083
16.12. | 8 | 3239.2112 | 1545.1484 | 546.1083
16.12. | 9 | 3239.2112 | 1545.1484 | 546.1083
16.12. | 10 | 3239.2112 | 1545.1484 | 546.1083
16.12. | 11 | 3239.2112 | 1545.1484 | 546.1083
16.12. | 12 | 3239.2112 | 1545.1484 | 546.1083
16.12. | 13 | 3239.2112 | 1545.1484 | 546.1083
16.12. | 14 | 3239.2112 | 1545.1484 | 546.1083
16.12. | 15 | 3239.2112 | 1545.1484 | 546.1083
16.12. | 16 | 3239.2112 | 1545.1484 | 546.1083
16.12. | 17 | 3239.2112 | 1545.1484 | 546.1083
16.12. | 18 | 3239.2112 | 1545.1484 | 546.1083
16.12. | 19 | 3239.2112 | 1545.1484 | 546.1083
16.12. | 20 | 3239.2112 | 1545.1484 | 546.1083
16.12. | 21 | 3239.2112 | 1545.1484 | 546.1083
16.12. | 22 | 3239.2112 | 1545.1484 | 546.1083
16.12. | 23 | 3239.2112 | 1545.1484 | 546.1083
16.12. | 24 | 3239.2112 | 1545.1484 | 546.1083
17.12. | 1 | 3239.2112 | 1545.1484 | 546.1083
17.12. | 2 | 3239.2112 | 1545.1484 | 546.1083
17.12. | 3 | 3239.2112 | 1545.1484 | 546.1083
17.12. | 4 | 3239.2112 | 1545.1484 | 546.1083
17.12. | 5 | 3239.2112 | 1545.1484 | 546.1083
17.12. | 6 | 3239.2112 | 1545.1484 | 546.1083
17.12. | 7 | 3239.2112 | 1545.1484 | 546.1083
17.12. | 8 | 3239.2112 | 1545.1484 | 546.1083
17.12. | 9 | 3239.2112 | 1545.1484 | 546.1083
17.12. | 10 | 3239.2112 | 1545.1484 | 546.1083
17.12. | 11 | 3239.2112 | 1545.1484 | 546.1083
17.12. | 12 | 3239.2112 | 1545.1484 | 546.1083
17.12. | 13 | 3239.2112 | 1545.1484 | 546.1083
17.12. | 14 | 3239.2112 | 1545.1484 | 546.1083
17.12. | 15 | 3239.2112 | 1545.1484 | 546.1083
17.12. | 16 | 3239.2112 | 1545.1484 | 546.1083
17.12. | 17 | 3239.2112 | 1545.1484 | 546.1083
17.12. | 18 | 3239.2112 | 1545.1484 | 546.1083
17.12. | 19 | 3239.2112 | 1545.1484 | 546.1083
17.12. | 20 | 3239.2112 | 1545.1484 | 546.1083
17.12. | 21 | 3239.2112 | 1545.1484 | 546.1083
17.12. | 22 | 3239.2112 | 1545.1484 | 546.1083
17.12. | 23 | 3239.2112 | 1545.1484 | 546.1083
17.12. | 24 | 3239.2112 | 1545.1484 | 546.1083
18.12. | 1 | 3239.2112 | 1545.1484 | 546.1083
18.12. | 2 | 3239.2112 | 1545.1484 | 546.1083
18.12. | 3 | 3239.2112 | 1545.1484 | 546.1083
18.12. | 4 | 3239.2112 | 1545.1484 | 546.1083
18.12. | 5 | 3239.2112 | 1545.1484 | 546.1083
18.12. | 6 | 3239.2112 | 1545.1484 | 546.1083
18.12. | 7 | 3239.2112 | 1545.1484 | 546.1083
18.12. | 8 | 3239.2112 | 1545.1484 | 546.1083
18.12. | 9 | 3239.2112 | 1545.1484 | 546.1083
18.12. | 10 | 3239.2112 | 1545.1484 | 546.1083
18.12. | 11 | 3239.2112 | 1545.1484 | 546.1083
18.12. | 12 | 3239.2112 | 1545.1484 | 546.1083
18.12. | 13 | 3239.2112 | 1545.1484 | 546.1083
18.12. | 14 | 3239.2112 | 1545.1484 | 546.1083
18.12. | 15 | 3239.2112 | 1545.1484 | 546.1083
18.12. | 16 | 3239.2112 | 1545.1484 | 546.1083
18.12. | 17 | 3239.2112 | 1545.1484 | 546.1083
18.12. | 18 | 3239.2112 | 1545.1484 | 546.1083
18.12. | 19 | 3239.2112 | 1545.1484 | 546.1083
18.12. | 20 | 3239.2112 | 1545.1484 | 546.1083
18.12. | 21 | 3239.2112 | 1545.1484 | 546.1083
18.12. | 22 | 3239.2112 | 1545.1484 | 546.1083
18.12. | 23 | 3239.2112 | 1545.1484 | 546.1083
18.12. | 24 | 3239.2112 | 1545.1484 | 546.1083
19.12. | 1 | 3239.2112 | 1545.1484 | 546.1083
19.12. | 2 | 3239.2112 | 1545.1484 | 546.1083
19.12. | 3 | 3239.2112 | 1545.1484 | 546.1083
19.12. | 4 | 3239.2112 | 1545.1484 | 546.1083
19.12. | 5 | 3239.2112 | 1545.1484 | 546.1083
19.12. | 6 | 3239.2112 | 1545.1484 | 546.1083
19.12. | 7 | 3239.2112 | 1545.1484 | 546.1083
19.12. | 8 | 3239.2112 | 1545.1484 | 546.1083
19.12. | 9 | 3239.2112 | 1545.1484 | 546.1083
19.12. | 10 | 3239.2112 | 1545.1484 | 546.1083
19.12. | 11 | 3239.2112 | 1545.1484 | 546.1083
19.12. | 12 | 3239.2112 | 1545.1484 | 546.1083
19.12. | 13 | 3239.2112 | 1545.1484 | 546.1083
19.12. | 14 | 3239.2112 | 1545.1484 | 546.1083
19.12. | 15 | 3239.2112 | 1545.1484 | 546.1083
19.12. | 16 | 3239.2112 | 1545.1484 | 546.1083
19.12. | 17 | 3239.2112 | 1545.1484 | 546.1083
19.12. | 18 | 3239.2112 | 1545.1484 | 546.1083
19.12. | 19 | 3239.2112 | 1545.1484 | 546.1083
19.12. | 20 | 3239.2112 | 1545.1484 | 546.1083
19.12. | 21 | 3239.2112 | 1545.1484 | 546.1083
19.12. | 22 | 3239.2112 | 1545.1484 | 546.1083
19.12. | 23 | 3239.2112 | 1545.1484 | 546.1083
19.12. | 24 | 3239.2112 | 1545.1484 | 546.1083
20.12. | 1 | 3239.2112 | 1545.1484 | 546.1083
20.12. | 2 | 3239.2112 | 1545.1484 | 546.1083
20.12. | 3 | 3239.2112 | 1545.1484 | 546.1083
20.12. | 4 | 3239.2112 | 1545.1484 | 546.1083
20.12. | 5 | 3239.2112 | 1545.1484 | 546.1083
20.12. | 6 | 3239.2112 | 1545.1484 | 546.1083
20.12. | 7 | 3239.2112 | 1545.1484 | 546.1083
20.12. | 8 | 3239.2112 | 1545.1484 | 546.1083
20.12. | 9 | 3239.2112 | 1545.1484 | 546.1083
20.12. | 10 | 3239.2112 | 1545.1484 | 546.1083
20.12. | 11 | 3239.2112 | 1545.1484 | 546.1083
20.12. | 12 | 3239.2112 | 1545.1484 | 546.1083
20.12. | 13 | 3239.2112 | 1545.1484 | 546.1083
20.12. | 14 | 3239.2112 | 1545.1484 | 546.1083
20.12. | 15 | 3239.2112 | 1545.1484 | 546.1083
20.12. | 16 | 3239.2112 | 1545.1484 | 546.1083
20.12. | 17 | 3239.2112 | 1545.1484 | 546.1083
20.12. | 18 | 3239.2112 | 1545.1484 | 546.1083
20.12. | 19 | 3239.2112 | 1545.1484 | 546.1083
20.12. | 20 | 3239.2112 | 1545.1484 | 546.1083
20.12. | 21 | 3239.2112 | 1545.1484 | 546.1083
20.12. | 22 | 3239.2112 | 1545.1484 | 546.1083
20.12. | 23 | 3239.2112 | 1545.1484 | 546.1083
20.12. | 24 | 3239.2112 | 1545.1484 | 546.1083
21.12. | 1 | 3239.2112 | 1545.1484 | 546.1083
21.12. | 2 | 3239.2112 | 1545.1484 | 546.1083
21.12. | 3 | 3239.2112 | 1545.1484 | 546.1083
21.12. | 4 | 3239.2112 | 1545.1484 | 546.1083
21.12. | 5 | 3239.2112 | 1545.1484 | 546.1083
21.12. | 6 | 3239.2112 | 1545.1484 | 546.1083
21.12. | 7 | 3239.2112 | 1545.1484 | 546.1083
21.12. | 8 | 3239.2112 | 1545.1484 | 546.1083
21.12. | 9 | 3239.2112 | 1545.1484 | 546.1083
21.12. | 10 | 3239.2112 | 1545.1484 | 546.1083
21.12. | 11 | 3239.2112 | 1545.1484 | 546.1083
21.12. | 12 | 3239.2112 | 1545.1484 | 546.1083
21.12. | 13 | 3239.2112 | 1545.1484 | 546.1083
21.12. | 14 | 3239.2112 | 1545.1484 | 546.1083
21.12. | 15 | 3239.2112 | 1545.1484 | 546.1083
21.12. | 16 | 3239.2112 | 1545.1484 | 546.1083
21.12. | 17 | 3239.2112 | 1545.1484 | 546.1083
21.12. | 18 | 3239.2112 | 1545.1484 | 546.1083
21.12. | 19 | 3239.2112 | 1545.1484 | 546.1083
21.12. | 20 | 3239.2112 | 1545.1484 | 546.1083
21.12. | 21 | 3239.2112 | 1545.1484 | 546.1083
21.12. | 22 | 3239.2112 | 1545.1484 | 546.1083
21.12. | 23 | 3239.2112 | 1545.1484 | 546.1083
21.12. | 24 | 3239.2112 | 1545.1484 | 546.1083
22.12. | 1 | 3239.2112 | 1545.1484 | 546.1083
22.12. | 2 | 3239.2112 | 1545.1484 | 546.1083
22.12. | 3 | 3239.2112 | 1545.1484 | 546.1083
22.12. | 4 | 3239.2112 | 1545.1484 | 546.1083
22.12. | 5 | 3239.2112 | 1545.1484 | 546.1083
22.12. | 6 | 3239.2112 | 1545.1484 | 546.1083
22.12. | 7 | 3239.2112 | 1545.1484 | 546.1083
22.12. | 8 | 3239.2112 | 1545.1484 | 546.1083
22.12. | 9 | 3239.2112 | 1545.1484 | 546.1083
22.12. | 10 | 3239.2112 | 1545.1484 | 546.1083
22.12. | 11 | 3239.2112 | 1545.1484 | 546.1083
22.12. | 12 | 3239.2112 | 1545.1484 | 546.1083
22.12. | 13 | 3239.2112 | 1545.1484 | 546.1083
22.12. | 14 | 3239.2112 | 1545.1484 | 546.1083
22.12. | 15 | 3239.2112 | 1545.1484 | 546.1083
22.12. | 16 | 3239.2112 | 1545.1484 | 546.1083
22.12. | 17 | 3239.2112 | 1545.1484 | 546.1083
22.12. | 18 | 3239.2112 | 1545.1484 | 546.1083
22.12. | 19 | 3239.2112 | 1545.1484 | 546.1083
22.12. | 20 | 3239.2112 | 1545.1484 | 546.1083
22.12. | 21 | 3239.2112 | 1545.1484 | 546.1083
22.12. | 22 | 3239.2112 | 1545.1484 | 546.1083
22.12. | 23 | 3239.2112 | 1545.1484 | 546.1083
22.12. | 24 | 3239.2112 | 1545.1484 | 546.1083
23.12. | 1 | 3239.2112 | 1545.1484 | 546.1083
23.12. | 2 | 3239.2112 | 1545.1484 | 546.1083
23.12. | 3 | 3239.2112 | 1545.1484 | 546.1083
23.12. | 4 | 3239.2112 | 1545.1484 | 546.1083
23.12. | 5 | 3239.2112 | 1545.1484 | 546.1083
23.12. | 6 | 3239.2112 | 1545.1484 | 546.1083
23.12. | 7 | 3239.2112 | 1545.1484 | 546.1083
23.12. | 8 | 3239.2112 | 1545.1484 | 546.1083
23.12. | 9 | 3239.2112 | 1545.1484 | 546.1083
23.12. | 10 | 3239.2112 | 1545.1484 | 546.1083
23.12. | 11 | 3239.2112 | 1545.1484 | 546.1083
23.12. | 12 | 3239.2112 | 1545.1484 | 546.1083
23.12. | 13 | 3239.2112 | 1545.1484 | 546.1083
23.12. | 14 | 3239.2112 | 1545.1484 | 546.1083
23.12. | 15 | 3239.2112 | 1545.1484 | 546.1083
23.12. | 16 | 3239.2112 | 1545.1484 | 546.1083
23.12. | 17 | 3239.2112 | 1545.1484 | 546.1083
23.12. | 18 | 3239.2112 | 1545.1484 | 546.1083
23.12. | 19 | 3239.2112 | 1545.1484 | 546.1083
23.12. | 20 | 3239.2112 | 1545.1484 | 546.1083
23.12. | 21 | 3239.2112 | 1545.1484 | 546.1083
23.12. | 22 | 3239.2112 | 1545.1484 | 546.1083
23.12. | 23 | 3239.2112 | 1545.1484 | 546.1083
23.12. | 24 | 3239.2112 | 1545.1484 | 546.1083
24.12. | 1 | 3239.2112 | 1545.1484 | 546.1083
24.12. | 2 | 3239.2112 | 1545.1484 | 546.1083
24.12. | 3 | 3239.2112 | 1545.1484 | 546.1083
24.12. | 4 | 3239.2112 | 1545.1484 | 546.1083
24.12. | 5 | 3239.2112 | 1545.1484 | 546.1083
24.12. | 6 | 3239.2112 | 1545.1484 | 546.1083
24.12. | 7 | 3239.2112 | 1545.1484 | 546.1083
24.12. | 8 | 3239.2112 | 1545.1484 | 546.1083
24.12. | 9 | 3239.2112 | 1545.1484 | 546.1083
24.12. | 10 | 3239.2112 | 1545.1484 | 546.1083
24.12. | 11 | 3239.2112 | 1545.1484 | 546.1083
24.12. | 12 | 3239.2112 | 1545.1484 | 546.1083
24.12. | 13 | 3239.2112 | 1545.1484 | 546.1083
24.12. | 14 | 3239.2112 | 1545.1484 | 546.1083
24.12. | 15 | 3239.2112 | 1545.1484 | 546.1083
24.12. | 16 | 3239.2112 | 1545.1484 | 546.1083
24.12. | 17 | 3239.2112 | 1545.1484 | 546.1083
24.12. | 18 | 3239.2112 | 1545.1484 | 546.1083
24.12. | 19 | 3239.2112 | 1545.1484 | 546.1083
24.12. | 20 | 3239.2112 | 1545.1484 | 546.1083
24.12. | 21 | 3239.2112 | 1545.1484 | 546.1083
24.12. | 22 | 3239.2112 | 1545.1484 | 546.1083
24.12. | 23 | 3239.2112 | 1545.1484 | 546.1083
24.12. | 24 | 3239.2112 | 1545.1484 | 546.1083
25.12. | 1 | 3239.2112 | 1545.1484 | 546.1083
25.12. | 2 | 3239.2112 | 1545.1484 | 546.1083
25.12. | 3 | 3239.2112 | 1545.1484 | 546.1083
25.12. | 4 | 3239.2112 | 1545.1484 | 546.1083
25.12. | 5 | 3239.2112 | 1545.1484 | 546.1083
25.12. | 6 | 3239.2112 | 1545.1484 | 546.1083
25.12. | 7 | 3239.2112 | 1545.1484 | 546.1083
25.12. | 8 | 3239.2112 | 1545.1484 | 546.1083
25.12. | 9 | 3239.2112 | 1545.1484 | 546.1083
25.12. | 10 | 3239.2112 | 1545.1484 | 546.1083
25.12. | 11 | 3239.2112 | 1545.1484 | 546.1083
25.12. | 12 | 3239.2112 | 1545.1484 | 546.1083
25.12. | 13 | 3239.2112 | 1545.1484 | 546.1083
25.12. | 14 | 3239.2112 | 1545.1484 | 546.1083
25.12. | 15 | 3239.2112 | 1545.1484 | 546.1083
25.12. | 16 | 3239.2112 | 1545.1484 | 546.1083
25.12. | 17 | 3239.2112 | 1545.1484 | 546.1083
25.12. | 18 | 3239.2112 | 1545.1484 | 546.1083
25.12. | 19 | 3239.2112 | 1545.1484 | 546.1083
25.12. | 20 | 3239.2112 | 1545.1484 | 546.1083
25.12. | 21 | 3239.2112 | 1545.1484 | 546.1083
25.12. | 22 | 3239.2112 | 1545.1484 | 546.1083
25.12. | 23 | 3239.2112 | 1545.1484 | 546.1083
25.12. | 24 | 3239.2112 | 1545.1484 | 546.1083
26.12. | 1 | 3239.2112 | 1545.1484 | 546.1083
26.12. | 2 | 3239.2112 | 1545.1484 | 546.1083
26.12. | 3 | 3239.2112 | 1545.1484 | 546.1083
26.12. | 4 | 3239.2112 | 1545.1484 | 546.1083
26.12. | 5 | 3239.2112 | 1545.1484 | 546.1083
26.12. | 6 | 3239.2112 | 1545.1484 | 546.1083
26.12. | 7 | 3239.2112 | 1545.1484 | 546.1083
26.12. | 8 | 3239.2112 | 1545.1484 | 546.1083
26.12. | 9 | 3239.2112 | 1545.1484 | 546.1083
26.12. | 10 | 3239.2112 | 1545.1484 | 546.1083
26.12. | 11 | 3239.2112 | 1545.1484 | 546.1083
26.12. | 12 | 3239.2112 | 1545.1484 | 546.1083
26.12. | 13 | 3239.2112 | 1545.1484 | 546.1083
26.12. | 14 | 3239.2112 | 1545.1484 | 546.1083
26.12. | 15 | 3239.2112 | 1545.1484 | 546.1083
26.12. | 16 | 3239.2112 | 1545.1484 | 546.1083
26.12. | 17 | 3239.2112 | 1545.1484 | 546.1083
26.12. | 18 | 3239.2112 | 1545.1484 | 546.1083
26.12. | 19 | 3239.2112 | 1545.1484 | 546.1083
26.12. | 20 | 3239.2112 | 1545.1484 | 546.1083
26.12. | 21 | 3239.2112 | 1545.1484 | 546.1083
26.12. | 22 | 3239.2112 | 1545.1484 | 546.1083
26.12. | 23 | 3239.2112 | 1545.1484 | 546.1083
26.12. | 24 | 3239.2112 | 1545.1484 | 546.1083
27.12. | 1 | 3239.2112 | 1545.1484 | 546.1083
27.12. | 2 | 3239.2112 | 1545.1484 | 546.1083
27.12. | 3 | 3239.2112 | 1545.1484 | 546.1083
27.12. | 4 | 3239.2112 | 1545.1484 | 546.1083
27.12. | 5 | 3239.2112 | 1545.1484 | 546.1083
27.12. | 6 | 3239.2112 | 1545.1484 | 546.1083
27.12. | 7 | 3239.2112 | 1545.1484 | 546.1083
27.12. | 8 | 3239.2112 | 1545.1484 | 546.1083
27.12. | 9 | 3239.2112 | 1545.1484 | 546.1083
27.12. | 10 | 3239.2112 | 1545.1484 | 546.1083
27.12. | 11 | 3239.2112 | 1545.1484 | 546.1083
27.12. | 12 | 3239.2112 | 1545.1484 | 546.1083
27.12. | 13 | 3239.2112 | 1545.1484 | 546.1083
27.12. | 14 | 3239.2112 | 1545.1484 | 546.1083
27.12. | 15 | 3239.2112 | 1545.1484 | 546.1083
27.12. | 16 | 3239.2112 | 1545.1484 | 546.1083
27.12. | 17 | 3239.2112 | 1545.1484 | 546.1083
27.12. | 18 | 3239.2112 | 1545.1484 | 546.1083
27.12. | 19 | 3239.2112 | 1545.1484 | 546.1083
27.12. | 20 | 3239.2112 | 1545.1484 | 546.1083
27.12. | 21 | 3239.2112 | 1545.1484 | 546.1083
27.12. | 22 | 3239.2112 | 1545.1484 | 546.1083
27.12. | 23 | 3239.2112 | 1545.1484 | 546.1083
27.12. | 24 | 3239.2112 | 1545.1484 | 546.1083
28.12. | 1 | 3239.2112 | 1545.1484 | 546.1083
28.12. | 2 | 3239.2112 | 1545.1484 | 546.1083
28.12. | 3 | 3239.2112 | 1545.1484 | 546.1083
28.12. | 4 | 3239.2112 | 1545.1484 | 546.1083
28.12. | 5 | 3239.2112 | 1545.1484 | 546.1083
28.12. | 6 | 3239.2112 | 1545.1484 | 546.1083
28.12. | 7 | 3239.2112 | 1545.1484 | 546.1083
28.12. | 8 | 3239.2112 | 1545.1484 | 546.1083
28.12. | 9 | 3239.2112 | 1545.1484 | 546.1083
28.12. | 10 | 3239.2112 | 1545.1484 | 546.1083
28.12. | 11 | 3239.2112 | 1545.1484 | 546.1083
28.12. | 12 | 3239.2112 | 1545.1484 | 546.1083
28.12. | 13 | 3239.2112 | 1545.1484 | 546.1083
28.12. | 14 | 3239.2112 | 1545.1484 | 546.1083
28.12. | 15 | 3239.2112 | 1545.1484 | 546.1083
28.12. | 16 | 3239.2112 | 1545.1484 | 546.1083
28.12. | 17 | 3239.2112 | 1545.1484 | 546.1083
28.12. | 18 | 3239.2112 | 1545.1484 | 546.1083
28.12. | 19 | 3239.2112 | 1545.1484 | 546.1083
28.12. | 20 | 3239.2112 | 1545.1484 | 546.1083
28.12. | 21 | 3239.2112 | 1545.1484 | 546.1083
28.12. | 22 | 3239.2112 | 1545.1484 | 546.1083
28.12. | 23 | 3239.2112 | 1545.1484 | 546.1083
28.12. | 24 | 3239.2112 | 1545.1484 | 546.1083
29.12. | 1 | 3239.2112 | 1545.1484 | 546.1083
29.12. | 2 | 3239.2112 | 1545.1484 | 546.1083
29.12. | 3 | 3239.2112 | 1545.1484 | 546.1083
29.12. | 4 | 3239.2112 | 1545.1484 | 546.1083
29.12. | 5 | 3239.2112 | 1545.1484 | 546.1083
29.12. | 6 | 3239.2112 | 1545.1484 | 546.1083
29.12. | 7 | 3239.2112 | 1545.1484 | 546.1083
29.12. | 8 | 3239.2112 | 1545.1484 | 546.1083
29.12. | 9 | 3239.2112 | 1545.1484 | 546.1083
29.12. | 10 | 3239.2112 | 1545.1484 | 546.1083
29.12. | 11 | 3239.2112 | 1545.1484 | 546.1083
29.12. | 12 | 3239.2112 | 1545.1484 | 546.1083
29.12. | 13 | 3239.2112 | 1545.1484 | 546.1083
29.12. | 14 | 3239.2112 | 1545.1484 | 546.1083
29.12. | 15 | 3239.2112 | 1545.1484 | 546.1083
29.12. | 16 | 3239.2112 | 1545.1484 | 546.1083
29.12. | 17 | 3239.2112 | 1545.1484 | 546.1083
29.12. | 18 | 3239.2112 | 1545.1484 | 546.1083
29.12. | 19 | 3239.2112 | 1545.1484 | 546.1083
29.12. | 20 | 3239.2112 | 1545.1484 | 546.1083
29.12. | 21 | 3239.2112 | 1545.1484 | 546.1083
29.12. | 22 | 3239.2112 | 1545.1484 | 546.1083
29.12. | 23 | 3239.2112 | 1545.1484 | 546.1083
29.12. | 24 | 3239.2112 | 1545.1484 | 546.1083
30.12. | 1 | 3239.2112 | 1545.1484 | 546.1083
30.12. | 2 | 3239.2112 | 1545.1484 | 546.1083
30.12. | 3 | 3239.2112 | 1545.1484 | 546.1083
30.12. | 4 | 3239.2112 | 1545.1484 | 546.1083
30.12. | 5 | 3239.2112 | 1545.1484 | 546.1083
30.12. | 6 | 3239.2112 | 1545.1484 | 546.1083
30.12. | 7 | 3239.2112 | 1545.1484 | 546.1083
30.12. | 8 | 3239.2112 | 1545.1484 | 546.1083
30.12. | 9 | 3239.2112 | 1545.1484 | 546.1083
30.12. | 10 | 3239.2112 | 1545.1484 | 546.1083
30.12. | 11 | 3239.2112 | 1545.1484 | 546.1083
30.12. | 12 | 3239.2112 | 1545.1484 | 546.1083
30.12. | 13 | 3239.2112 | 1545.1484 | 546.1083
30.12. | 14 | 3239.2112 | 1545.1484 | 546.1083
30.12. | 15 | 3239.2112 | 1545.1484 | 546.1083
30.12. | 16 | 3239.2112 | 1545.1484 | 546.1083
30.12. | 17 | 3239.2112 | 1545.1484 | 546.1083
30.12. | 18 | 3239.2112 | 1545.1484 | 546.1083
30.12. | 19 | 3239.2112 | 1545.1484 | 546.1083
30.12. | 20 | 3239.2112 | 1545.1484 | 546.1083
30.12. | 21 | 3239.2112 | 1545.1484 | 546.1083
30.12. | 22 | 3239.2112 | 1545.1484 | 546.1083
30.12. | 23 | 3239.2112 | 1545.1484 | 546.1083
30.12. | 24 | 3239.2112 | 1545.1484 | 546.1083
31.12. | 1 | 3239.2112 | 1545.1484 | 546.1083
31.12. | 2 | 3239.2112 | 1545.1484 | 546.1083
31.12. | 3 | 3239.2112 | 1545.1484 | 546.1083
31.12. | 4 | 3239.2112 | 1545.1484 | 546.1083
31.12. | 5 | 3239.2112 | 1545.1484 | 546.1083
31.12. | 6 | 3239.2112 | 1545.1484 | 546.1083
31.12. | 7 | 3239.2112 | 1545.1484 | 546.1083
31.12. | 8 | 3239.2112 | 1545.1484 | 546.1083
31.12. | 9 | 3239.2112 | 1545.1484 | 546.1083
31.12. | 10 | 3239.2112 | 1545.1484 | 546.1083
31.12. | 11 | 3239.2112 | 1545.1484 | 546.1083
31.12. | 12 | 3239.2112 | 1545.1484 | 546.1083
31.12. | 13 | 3239.2112 | 1545.1484 | 546.1083
31.12. | 14 | 3239.2112 | 1545.1484 | 546.1083
31.12. | 15 | 3239.2112 | 1545.1484 | 546.1083
31.12. | 16 | 3239.2112 | 1545.1484 | 546.1083
31.12. | 17 | 3239.2112 | 1545.1484 | 546.1083
31.12. | 18 | 3239.2112 | 1545.1484 | 546.1083
31.12. | 19 | 3239.2112 | 1545.1484 | 546.1083
31.12. | 20 | 3239.2112 | 1545.1484 | 546.1083
31.12. | 21 | 3239.2112 | 1545.1484 | 546.1083
31.12. | 22 | 3239.2112 | 1545.1484 | 546.1083
31.12. | 23 | 3239.2112 | 1545.1484 | 546.1083
31.12. | 24 | 3239.2112 | 1545.1484 | 546.1083

## Exchanges
ENTSO-E Market Modelling Database: Exchanges with non-ENTSO-E countries
Country:
Market Node: | PL00
Year:
Climate year |  |  | N.B. use convention first January always Monday (2007 calendar year) --> see guidelines for further details
Scenario
name of the non-ENTSOE country:
average import capacity from non-ENTSO-E country (MW) (optional):
average export capacity to non-ENTSO-E country (MW) (optional):
name of the non-ENTSOE country:
average import capacity from non-ENTSO-E country (MW) (optional):
average export capacity to non-ENTSO-E country (MW) (optional):
name of the non-ENTSOE country:
average import capacity from non-ENTSO-E country (MW) (optional):
average export capacity to non-ENTSO-E country (MW) (optional):
name of the non-ENTSOE country:
average import capacity from non-ENTSO-E country (MW) (optional):
average export capacity to non-ENTSO-E country (MW) (optional):
name of the non-ENTSOE country:
average import capacity from non-ENTSO-E country (MW) (optional):
average export capacity to non-ENTSO-E country (MW) (optional):
Date | Hour | Total exchanges with all non ENTSO-E countries (MW) (>0 for import)
01.01. | 1
01.01. | 2
01.01. | 3
01.01. | 4
01.01. | 5
01.01. | 6
01.01. | 7
01.01. | 8
01.01. | 9
01.01. | 10
01.01. | 11
01.01. | 12
01.01. | 13
01.01. | 14
01.01. | 15
01.01. | 16
01.01. | 17
01.01. | 18
01.01. | 19
01.01. | 20
01.01. | 21
01.01. | 22
01.01. | 23
01.01. | 24
02.01. | 1
02.01. | 2
02.01. | 3
02.01. | 4
02.01. | 5
02.01. | 6
02.01. | 7
02.01. | 8
02.01. | 9
02.01. | 10
02.01. | 11
02.01. | 12
02.01. | 13
02.01. | 14
02.01. | 15
02.01. | 16
02.01. | 17
02.01. | 18
02.01. | 19
02.01. | 20
02.01. | 21
02.01. | 22
02.01. | 23
02.01. | 24
03.01. | 1
03.01. | 2
03.01. | 3
03.01. | 4
03.01. | 5
03.01. | 6
03.01. | 7
03.01. | 8
03.01. | 9
03.01. | 10
03.01. | 11
03.01. | 12
03.01. | 13
03.01. | 14
03.01. | 15
03.01. | 16
03.01. | 17
03.01. | 18
03.01. | 19
03.01. | 20
03.01. | 21
03.01. | 22
03.01. | 23
03.01. | 24
04.01. | 1
04.01. | 2
04.01. | 3
04.01. | 4
04.01. | 5
04.01. | 6
04.01. | 7
04.01. | 8
04.01. | 9
04.01. | 10
04.01. | 11
04.01. | 12
04.01. | 13
04.01. | 14
04.01. | 15
04.01. | 16
04.01. | 17
04.01. | 18
04.01. | 19
04.01. | 20
04.01. | 21
04.01. | 22
04.01. | 23
04.01. | 24
05.01. | 1
05.01. | 2
05.01. | 3
05.01. | 4
05.01. | 5
05.01. | 6
05.01. | 7
05.01. | 8
05.01. | 9
05.01. | 10
05.01. | 11
05.01. | 12
05.01. | 13
05.01. | 14
05.01. | 15
05.01. | 16
05.01. | 17
05.01. | 18
05.01. | 19
05.01. | 20
05.01. | 21
05.01. | 22
05.01. | 23
05.01. | 24
06.01. | 1
06.01. | 2
06.01. | 3
06.01. | 4
06.01. | 5
06.01. | 6
06.01. | 7
06.01. | 8
06.01. | 9
06.01. | 10
06.01. | 11
06.01. | 12
06.01. | 13
06.01. | 14
06.01. | 15
06.01. | 16
06.01. | 17
06.01. | 18
06.01. | 19
06.01. | 20
06.01. | 21
06.01. | 22
06.01. | 23
06.01. | 24
07.01. | 1
07.01. | 2
07.01. | 3
07.01. | 4
07.01. | 5
07.01. | 6
07.01. | 7
07.01. | 8
07.01. | 9
07.01. | 10
07.01. | 11
07.01. | 12
07.01. | 13
07.01. | 14
07.01. | 15
07.01. | 16
07.01. | 17
07.01. | 18
07.01. | 19
07.01. | 20
07.01. | 21
07.01. | 22
07.01. | 23
07.01. | 24
08.01. | 1
08.01. | 2
08.01. | 3
08.01. | 4
08.01. | 5
08.01. | 6
08.01. | 7
08.01. | 8
08.01. | 9
08.01. | 10
08.01. | 11
08.01. | 12
08.01. | 13
08.01. | 14
08.01. | 15
08.01. | 16
08.01. | 17
08.01. | 18
08.01. | 19
08.01. | 20
08.01. | 21
08.01. | 22
08.01. | 23
08.01. | 24
09.01. | 1
09.01. | 2
09.01. | 3
09.01. | 4
09.01. | 5
09.01. | 6
09.01. | 7
09.01. | 8
09.01. | 9
09.01. | 10
09.01. | 11
09.01. | 12
09.01. | 13
09.01. | 14
09.01. | 15
09.01. | 16
09.01. | 17
09.01. | 18
09.01. | 19
09.01. | 20
09.01. | 21
09.01. | 22
09.01. | 23
09.01. | 24
10.01. | 1
10.01. | 2
10.01. | 3
10.01. | 4
10.01. | 5
10.01. | 6
10.01. | 7
10.01. | 8
10.01. | 9
10.01. | 10
10.01. | 11
10.01. | 12
10.01. | 13
10.01. | 14
10.01. | 15
10.01. | 16
10.01. | 17
10.01. | 18
10.01. | 19
10.01. | 20
10.01. | 21
10.01. | 22
10.01. | 23
10.01. | 24
11.01. | 1
11.01. | 2
11.01. | 3
11.01. | 4
11.01. | 5
11.01. | 6
11.01. | 7
11.01. | 8
11.01. | 9
11.01. | 10
11.01. | 11
11.01. | 12
11.01. | 13
11.01. | 14
11.01. | 15
11.01. | 16
11.01. | 17
11.01. | 18
11.01. | 19
11.01. | 20
11.01. | 21
11.01. | 22
11.01. | 23
11.01. | 24
12.01. | 1
12.01. | 2
12.01. | 3
12.01. | 4
12.01. | 5
12.01. | 6
12.01. | 7
12.01. | 8
12.01. | 9
12.01. | 10
12.01. | 11
12.01. | 12
12.01. | 13
12.01. | 14
12.01. | 15
12.01. | 16
12.01. | 17
12.01. | 18
12.01. | 19
12.01. | 20
12.01. | 21
12.01. | 22
12.01. | 23
12.01. | 24
13.01. | 1
13.01. | 2
13.01. | 3
13.01. | 4
13.01. | 5
13.01. | 6
13.01. | 7
13.01. | 8
13.01. | 9
13.01. | 10
13.01. | 11
13.01. | 12
13.01. | 13
13.01. | 14
13.01. | 15
13.01. | 16
13.01. | 17
13.01. | 18
13.01. | 19
13.01. | 20
13.01. | 21
13.01. | 22
13.01. | 23
13.01. | 24
14.01. | 1
14.01. | 2
14.01. | 3
14.01. | 4
14.01. | 5
14.01. | 6
14.01. | 7
14.01. | 8
14.01. | 9
14.01. | 10
14.01. | 11
14.01. | 12
14.01. | 13
14.01. | 14
14.01. | 15
14.01. | 16
14.01. | 17
14.01. | 18
14.01. | 19
14.01. | 20
14.01. | 21
14.01. | 22
14.01. | 23
14.01. | 24
15.01. | 1
15.01. | 2
15.01. | 3
15.01. | 4
15.01. | 5
15.01. | 6
15.01. | 7
15.01. | 8
15.01. | 9
15.01. | 10
15.01. | 11
15.01. | 12
15.01. | 13
15.01. | 14
15.01. | 15
15.01. | 16
15.01. | 17
15.01. | 18
15.01. | 19
15.01. | 20
15.01. | 21
15.01. | 22
15.01. | 23
15.01. | 24
16.01. | 1
16.01. | 2
16.01. | 3
16.01. | 4
16.01. | 5
16.01. | 6
16.01. | 7
16.01. | 8
16.01. | 9
16.01. | 10
16.01. | 11
16.01. | 12
16.01. | 13
16.01. | 14
16.01. | 15
16.01. | 16
16.01. | 17
16.01. | 18
16.01. | 19
16.01. | 20
16.01. | 21
16.01. | 22
16.01. | 23
16.01. | 24
17.01. | 1
17.01. | 2
17.01. | 3
17.01. | 4
17.01. | 5
17.01. | 6
17.01. | 7
17.01. | 8
17.01. | 9
17.01. | 10
17.01. | 11
17.01. | 12
17.01. | 13
17.01. | 14
17.01. | 15
17.01. | 16
17.01. | 17
17.01. | 18
17.01. | 19
17.01. | 20
17.01. | 21
17.01. | 22
17.01. | 23
17.01. | 24
18.01. | 1
18.01. | 2
18.01. | 3
18.01. | 4
18.01. | 5
18.01. | 6
18.01. | 7
18.01. | 8
18.01. | 9
18.01. | 10
18.01. | 11
18.01. | 12
18.01. | 13
18.01. | 14
18.01. | 15
18.01. | 16
18.01. | 17
18.01. | 18
18.01. | 19
18.01. | 20
18.01. | 21
18.01. | 22
18.01. | 23
18.01. | 24
19.01. | 1
19.01. | 2
19.01. | 3
19.01. | 4
19.01. | 5
19.01. | 6
19.01. | 7
19.01. | 8
19.01. | 9
19.01. | 10
19.01. | 11
19.01. | 12
19.01. | 13
19.01. | 14
19.01. | 15
19.01. | 16
19.01. | 17
19.01. | 18
19.01. | 19
19.01. | 20
19.01. | 21
19.01. | 22
19.01. | 23
19.01. | 24
20.01. | 1
20.01. | 2
20.01. | 3
20.01. | 4
20.01. | 5
20.01. | 6
20.01. | 7
20.01. | 8
20.01. | 9
20.01. | 10
20.01. | 11
20.01. | 12
20.01. | 13
20.01. | 14
20.01. | 15
20.01. | 16
20.01. | 17
20.01. | 18
20.01. | 19
20.01. | 20
20.01. | 21
20.01. | 22
20.01. | 23
20.01. | 24
21.01. | 1
21.01. | 2
21.01. | 3
21.01. | 4
21.01. | 5
21.01. | 6
21.01. | 7
21.01. | 8
21.01. | 9
21.01. | 10
21.01. | 11
21.01. | 12
21.01. | 13
21.01. | 14
21.01. | 15
21.01. | 16
21.01. | 17
21.01. | 18
21.01. | 19
21.01. | 20
21.01. | 21
21.01. | 22
21.01. | 23
21.01. | 24
22.01. | 1
22.01. | 2
22.01. | 3
22.01. | 4
22.01. | 5
22.01. | 6
22.01. | 7
22.01. | 8
22.01. | 9
22.01. | 10
22.01. | 11
22.01. | 12
22.01. | 13
22.01. | 14
22.01. | 15
22.01. | 16
22.01. | 17
22.01. | 18
22.01. | 19
22.01. | 20
22.01. | 21
22.01. | 22
22.01. | 23
22.01. | 24
23.01. | 1
23.01. | 2
23.01. | 3
23.01. | 4
23.01. | 5
23.01. | 6
23.01. | 7
23.01. | 8
23.01. | 9
23.01. | 10
23.01. | 11
23.01. | 12
23.01. | 13
23.01. | 14
23.01. | 15
23.01. | 16
23.01. | 17
23.01. | 18
23.01. | 19
23.01. | 20
23.01. | 21
23.01. | 22
23.01. | 23
23.01. | 24
24.01. | 1
24.01. | 2
24.01. | 3
24.01. | 4
24.01. | 5
24.01. | 6
24.01. | 7
24.01. | 8
24.01. | 9
24.01. | 10
24.01. | 11
24.01. | 12
24.01. | 13
24.01. | 14
24.01. | 15
24.01. | 16
24.01. | 17
24.01. | 18
24.01. | 19
24.01. | 20
24.01. | 21
24.01. | 22
24.01. | 23
24.01. | 24
25.01. | 1
25.01. | 2
25.01. | 3
25.01. | 4
25.01. | 5
25.01. | 6
25.01. | 7
25.01. | 8
25.01. | 9
25.01. | 10
25.01. | 11
25.01. | 12
25.01. | 13
25.01. | 14
25.01. | 15
25.01. | 16
25.01. | 17
25.01. | 18
25.01. | 19
25.01. | 20
25.01. | 21
25.01. | 22
25.01. | 23
25.01. | 24
26.01. | 1
26.01. | 2
26.01. | 3
26.01. | 4
26.01. | 5
26.01. | 6
26.01. | 7
26.01. | 8
26.01. | 9
26.01. | 10
26.01. | 11
26.01. | 12
26.01. | 13
26.01. | 14
26.01. | 15
26.01. | 16
26.01. | 17
26.01. | 18
26.01. | 19
26.01. | 20
26.01. | 21
26.01. | 22
26.01. | 23
26.01. | 24
27.01. | 1
27.01. | 2
27.01. | 3
27.01. | 4
27.01. | 5
27.01. | 6
27.01. | 7
27.01. | 8
27.01. | 9
27.01. | 10
27.01. | 11
27.01. | 12
27.01. | 13
27.01. | 14
27.01. | 15
27.01. | 16
27.01. | 17
27.01. | 18
27.01. | 19
27.01. | 20
27.01. | 21
27.01. | 22
27.01. | 23
27.01. | 24
28.01. | 1
28.01. | 2
28.01. | 3
28.01. | 4
28.01. | 5
28.01. | 6
28.01. | 7
28.01. | 8
28.01. | 9
28.01. | 10
28.01. | 11
28.01. | 12
28.01. | 13
28.01. | 14
28.01. | 15
28.01. | 16
28.01. | 17
28.01. | 18
28.01. | 19
28.01. | 20
28.01. | 21
28.01. | 22
28.01. | 23
28.01. | 24
29.01. | 1
29.01. | 2
29.01. | 3
29.01. | 4
29.01. | 5
29.01. | 6
29.01. | 7
29.01. | 8
29.01. | 9
29.01. | 10
29.01. | 11
29.01. | 12
29.01. | 13
29.01. | 14
29.01. | 15
29.01. | 16
29.01. | 17
29.01. | 18
29.01. | 19
29.01. | 20
29.01. | 21
29.01. | 22
29.01. | 23
29.01. | 24
30.01. | 1
30.01. | 2
30.01. | 3
30.01. | 4
30.01. | 5
30.01. | 6
30.01. | 7
30.01. | 8
30.01. | 9
30.01. | 10
30.01. | 11
30.01. | 12
30.01. | 13
30.01. | 14
30.01. | 15
30.01. | 16
30.01. | 17
30.01. | 18
30.01. | 19
30.01. | 20
30.01. | 21
30.01. | 22
30.01. | 23
30.01. | 24
31.01. | 1
31.01. | 2
31.01. | 3
31.01. | 4
31.01. | 5
31.01. | 6
31.01. | 7
31.01. | 8
31.01. | 9
31.01. | 10
31.01. | 11
31.01. | 12
31.01. | 13
31.01. | 14
31.01. | 15
31.01. | 16
31.01. | 17
31.01. | 18
31.01. | 19
31.01. | 20
31.01. | 21
31.01. | 22
31.01. | 23
31.01. | 24
01.02. | 1
01.02. | 2
01.02. | 3
01.02. | 4
01.02. | 5
01.02. | 6
01.02. | 7
01.02. | 8
01.02. | 9
01.02. | 10
01.02. | 11
01.02. | 12
01.02. | 13
01.02. | 14
01.02. | 15
01.02. | 16
01.02. | 17
01.02. | 18
01.02. | 19
01.02. | 20
01.02. | 21
01.02. | 22
01.02. | 23
01.02. | 24
02.02. | 1
02.02. | 2
02.02. | 3
02.02. | 4
02.02. | 5
02.02. | 6
02.02. | 7
02.02. | 8
02.02. | 9
02.02. | 10
02.02. | 11
02.02. | 12
02.02. | 13
02.02. | 14
02.02. | 15
02.02. | 16
02.02. | 17
02.02. | 18
02.02. | 19
02.02. | 20
02.02. | 21
02.02. | 22
02.02. | 23
02.02. | 24
03.02. | 1
03.02. | 2
03.02. | 3
03.02. | 4
03.02. | 5
03.02. | 6
03.02. | 7
03.02. | 8
03.02. | 9
03.02. | 10
03.02. | 11
03.02. | 12
03.02. | 13
03.02. | 14
03.02. | 15
03.02. | 16
03.02. | 17
03.02. | 18
03.02. | 19
03.02. | 20
03.02. | 21
03.02. | 22
03.02. | 23
03.02. | 24
04.02. | 1
04.02. | 2
04.02. | 3
04.02. | 4
04.02. | 5
04.02. | 6
04.02. | 7
04.02. | 8
04.02. | 9
04.02. | 10
04.02. | 11
04.02. | 12
04.02. | 13
04.02. | 14
04.02. | 15
04.02. | 16
04.02. | 17
04.02. | 18
04.02. | 19
04.02. | 20
04.02. | 21
04.02. | 22
04.02. | 23
04.02. | 24
05.02. | 1
05.02. | 2
05.02. | 3
05.02. | 4
05.02. | 5
05.02. | 6
05.02. | 7
05.02. | 8
05.02. | 9
05.02. | 10
05.02. | 11
05.02. | 12
05.02. | 13
05.02. | 14
05.02. | 15
05.02. | 16
05.02. | 17
05.02. | 18
05.02. | 19
05.02. | 20
05.02. | 21
05.02. | 22
05.02. | 23
05.02. | 24
06.02. | 1
06.02. | 2
06.02. | 3
06.02. | 4
06.02. | 5
06.02. | 6
06.02. | 7
06.02. | 8
06.02. | 9
06.02. | 10
06.02. | 11
06.02. | 12
06.02. | 13
06.02. | 14
06.02. | 15
06.02. | 16
06.02. | 17
06.02. | 18
06.02. | 19
06.02. | 20
06.02. | 21
06.02. | 22
06.02. | 23
06.02. | 24
07.02. | 1
07.02. | 2
07.02. | 3
07.02. | 4
07.02. | 5
07.02. | 6
07.02. | 7
07.02. | 8
07.02. | 9
07.02. | 10
07.02. | 11
07.02. | 12
07.02. | 13
07.02. | 14
07.02. | 15
07.02. | 16
07.02. | 17
07.02. | 18
07.02. | 19
07.02. | 20
07.02. | 21
07.02. | 22
07.02. | 23
07.02. | 24
08.02. | 1
08.02. | 2
08.02. | 3
08.02. | 4
08.02. | 5
08.02. | 6
08.02. | 7
08.02. | 8
08.02. | 9
08.02. | 10
08.02. | 11
08.02. | 12
08.02. | 13
08.02. | 14
08.02. | 15
08.02. | 16
08.02. | 17
08.02. | 18
08.02. | 19
08.02. | 20
08.02. | 21
08.02. | 22
08.02. | 23
08.02. | 24
09.02. | 1
09.02. | 2
09.02. | 3
09.02. | 4
09.02. | 5
09.02. | 6
09.02. | 7
09.02. | 8
09.02. | 9
09.02. | 10
09.02. | 11
09.02. | 12
09.02. | 13
09.02. | 14
09.02. | 15
09.02. | 16
09.02. | 17
09.02. | 18
09.02. | 19
09.02. | 20
09.02. | 21
09.02. | 22
09.02. | 23
09.02. | 24
10.02. | 1
10.02. | 2
10.02. | 3
10.02. | 4
10.02. | 5
10.02. | 6
10.02. | 7
10.02. | 8
10.02. | 9
10.02. | 10
10.02. | 11
10.02. | 12
10.02. | 13
10.02. | 14
10.02. | 15
10.02. | 16
10.02. | 17
10.02. | 18
10.02. | 19
10.02. | 20
10.02. | 21
10.02. | 22
10.02. | 23
10.02. | 24
11.02. | 1
11.02. | 2
11.02. | 3
11.02. | 4
11.02. | 5
11.02. | 6
11.02. | 7
11.02. | 8
11.02. | 9
11.02. | 10
11.02. | 11
11.02. | 12
11.02. | 13
11.02. | 14
11.02. | 15
11.02. | 16
11.02. | 17
11.02. | 18
11.02. | 19
11.02. | 20
11.02. | 21
11.02. | 22
11.02. | 23
11.02. | 24
12.02. | 1
12.02. | 2
12.02. | 3
12.02. | 4
12.02. | 5
12.02. | 6
12.02. | 7
12.02. | 8
12.02. | 9
12.02. | 10
12.02. | 11
12.02. | 12
12.02. | 13
12.02. | 14
12.02. | 15
12.02. | 16
12.02. | 17
12.02. | 18
12.02. | 19
12.02. | 20
12.02. | 21
12.02. | 22
12.02. | 23
12.02. | 24
13.02. | 1
13.02. | 2
13.02. | 3
13.02. | 4
13.02. | 5
13.02. | 6
13.02. | 7
13.02. | 8
13.02. | 9
13.02. | 10
13.02. | 11
13.02. | 12
13.02. | 13
13.02. | 14
13.02. | 15
13.02. | 16
13.02. | 17
13.02. | 18
13.02. | 19
13.02. | 20
13.02. | 21
13.02. | 22
13.02. | 23
13.02. | 24
14.02. | 1
14.02. | 2
14.02. | 3
14.02. | 4
14.02. | 5
14.02. | 6
14.02. | 7
14.02. | 8
14.02. | 9
14.02. | 10
14.02. | 11
14.02. | 12
14.02. | 13
14.02. | 14
14.02. | 15
14.02. | 16
14.02. | 17
14.02. | 18
14.02. | 19
14.02. | 20
14.02. | 21
14.02. | 22
14.02. | 23
14.02. | 24
15.02. | 1
15.02. | 2
15.02. | 3
15.02. | 4
15.02. | 5
15.02. | 6
15.02. | 7
15.02. | 8
15.02. | 9
15.02. | 10
15.02. | 11
15.02. | 12
15.02. | 13
15.02. | 14
15.02. | 15
15.02. | 16
15.02. | 17
15.02. | 18
15.02. | 19
15.02. | 20
15.02. | 21
15.02. | 22
15.02. | 23
15.02. | 24
16.02. | 1
16.02. | 2
16.02. | 3
16.02. | 4
16.02. | 5
16.02. | 6
16.02. | 7
16.02. | 8
16.02. | 9
16.02. | 10
16.02. | 11
16.02. | 12
16.02. | 13
16.02. | 14
16.02. | 15
16.02. | 16
16.02. | 17
16.02. | 18
16.02. | 19
16.02. | 20
16.02. | 21
16.02. | 22
16.02. | 23
16.02. | 24
17.02. | 1
17.02. | 2
17.02. | 3
17.02. | 4
17.02. | 5
17.02. | 6
17.02. | 7
17.02. | 8
17.02. | 9
17.02. | 10
17.02. | 11
17.02. | 12
17.02. | 13
17.02. | 14
17.02. | 15
17.02. | 16
17.02. | 17
17.02. | 18
17.02. | 19
17.02. | 20
17.02. | 21
17.02. | 22
17.02. | 23
17.02. | 24
18.02. | 1
18.02. | 2
18.02. | 3
18.02. | 4
18.02. | 5
18.02. | 6
18.02. | 7
18.02. | 8
18.02. | 9
18.02. | 10
18.02. | 11
18.02. | 12
18.02. | 13
18.02. | 14
18.02. | 15
18.02. | 16
18.02. | 17
18.02. | 18
18.02. | 19
18.02. | 20
18.02. | 21
18.02. | 22
18.02. | 23
18.02. | 24
19.02. | 1
19.02. | 2
19.02. | 3
19.02. | 4
19.02. | 5
19.02. | 6
19.02. | 7
19.02. | 8
19.02. | 9
19.02. | 10
19.02. | 11
19.02. | 12
19.02. | 13
19.02. | 14
19.02. | 15
19.02. | 16
19.02. | 17
19.02. | 18
19.02. | 19
19.02. | 20
19.02. | 21
19.02. | 22
19.02. | 23
19.02. | 24
20.02. | 1
20.02. | 2
20.02. | 3
20.02. | 4
20.02. | 5
20.02. | 6
20.02. | 7
20.02. | 8
20.02. | 9
20.02. | 10
20.02. | 11
20.02. | 12
20.02. | 13
20.02. | 14
20.02. | 15
20.02. | 16
20.02. | 17
20.02. | 18
20.02. | 19
20.02. | 20
20.02. | 21
20.02. | 22
20.02. | 23
20.02. | 24
21.02. | 1
21.02. | 2
21.02. | 3
21.02. | 4
21.02. | 5
21.02. | 6
21.02. | 7
21.02. | 8
21.02. | 9
21.02. | 10
21.02. | 11
21.02. | 12
21.02. | 13
21.02. | 14
21.02. | 15
21.02. | 16
21.02. | 17
21.02. | 18
21.02. | 19
21.02. | 20
21.02. | 21
21.02. | 22
21.02. | 23
21.02. | 24
22.02. | 1
22.02. | 2
22.02. | 3
22.02. | 4
22.02. | 5
22.02. | 6
22.02. | 7
22.02. | 8
22.02. | 9
22.02. | 10
22.02. | 11
22.02. | 12
22.02. | 13
22.02. | 14
22.02. | 15
22.02. | 16
22.02. | 17
22.02. | 18
22.02. | 19
22.02. | 20
22.02. | 21
22.02. | 22
22.02. | 23
22.02. | 24
23.02. | 1
23.02. | 2
23.02. | 3
23.02. | 4
23.02. | 5
23.02. | 6
23.02. | 7
23.02. | 8
23.02. | 9
23.02. | 10
23.02. | 11
23.02. | 12
23.02. | 13
23.02. | 14
23.02. | 15
23.02. | 16
23.02. | 17
23.02. | 18
23.02. | 19
23.02. | 20
23.02. | 21
23.02. | 22
23.02. | 23
23.02. | 24
24.02. | 1
24.02. | 2
24.02. | 3
24.02. | 4
24.02. | 5
24.02. | 6
24.02. | 7
24.02. | 8
24.02. | 9
24.02. | 10
24.02. | 11
24.02. | 12
24.02. | 13
24.02. | 14
24.02. | 15
24.02. | 16
24.02. | 17
24.02. | 18
24.02. | 19
24.02. | 20
24.02. | 21
24.02. | 22
24.02. | 23
24.02. | 24
25.02. | 1
25.02. | 2
25.02. | 3
25.02. | 4
25.02. | 5
25.02. | 6
25.02. | 7
25.02. | 8
25.02. | 9
25.02. | 10
25.02. | 11
25.02. | 12
25.02. | 13
25.02. | 14
25.02. | 15
25.02. | 16
25.02. | 17
25.02. | 18
25.02. | 19
25.02. | 20
25.02. | 21
25.02. | 22
25.02. | 23
25.02. | 24
26.02. | 1
26.02. | 2
26.02. | 3
26.02. | 4
26.02. | 5
26.02. | 6
26.02. | 7
26.02. | 8
26.02. | 9
26.02. | 10
26.02. | 11
26.02. | 12
26.02. | 13
26.02. | 14
26.02. | 15
26.02. | 16
26.02. | 17
26.02. | 18
26.02. | 19
26.02. | 20
26.02. | 21
26.02. | 22
26.02. | 23
26.02. | 24
27.02. | 1
27.02. | 2
27.02. | 3
27.02. | 4
27.02. | 5
27.02. | 6
27.02. | 7
27.02. | 8
27.02. | 9
27.02. | 10
27.02. | 11
27.02. | 12
27.02. | 13
27.02. | 14
27.02. | 15
27.02. | 16
27.02. | 17
27.02. | 18
27.02. | 19
27.02. | 20
27.02. | 21
27.02. | 22
27.02. | 23
27.02. | 24
28.02. | 1
28.02. | 2
28.02. | 3
28.02. | 4
28.02. | 5
28.02. | 6
28.02. | 7
28.02. | 8
28.02. | 9
28.02. | 10
28.02. | 11
28.02. | 12
28.02. | 13
28.02. | 14
28.02. | 15
28.02. | 16
28.02. | 17
28.02. | 18
28.02. | 19
28.02. | 20
28.02. | 21
28.02. | 22
28.02. | 23
28.02. | 24
01.03. | 1
01.03. | 2
01.03. | 3
01.03. | 4
01.03. | 5
01.03. | 6
01.03. | 7
01.03. | 8
01.03. | 9
01.03. | 10
01.03. | 11
01.03. | 12
01.03. | 13
01.03. | 14
01.03. | 15
01.03. | 16
01.03. | 17
01.03. | 18
01.03. | 19
01.03. | 20
01.03. | 21
01.03. | 22
01.03. | 23
01.03. | 24
02.03. | 1
02.03. | 2
02.03. | 3
02.03. | 4
02.03. | 5
02.03. | 6
02.03. | 7
02.03. | 8
02.03. | 9
02.03. | 10
02.03. | 11
02.03. | 12
02.03. | 13
02.03. | 14
02.03. | 15
02.03. | 16
02.03. | 17
02.03. | 18
02.03. | 19
02.03. | 20
02.03. | 21
02.03. | 22
02.03. | 23
02.03. | 24
03.03. | 1
03.03. | 2
03.03. | 3
03.03. | 4
03.03. | 5
03.03. | 6
03.03. | 7
03.03. | 8
03.03. | 9
03.03. | 10
03.03. | 11
03.03. | 12
03.03. | 13
03.03. | 14
03.03. | 15
03.03. | 16
03.03. | 17
03.03. | 18
03.03. | 19
03.03. | 20
03.03. | 21
03.03. | 22
03.03. | 23
03.03. | 24
04.03. | 1
04.03. | 2
04.03. | 3
04.03. | 4
04.03. | 5
04.03. | 6
04.03. | 7
04.03. | 8
04.03. | 9
04.03. | 10
04.03. | 11
04.03. | 12
04.03. | 13
04.03. | 14
04.03. | 15
04.03. | 16
04.03. | 17
04.03. | 18
04.03. | 19
04.03. | 20
04.03. | 21
04.03. | 22
04.03. | 23
04.03. | 24
05.03. | 1
05.03. | 2
05.03. | 3
05.03. | 4
05.03. | 5
05.03. | 6
05.03. | 7
05.03. | 8
05.03. | 9
05.03. | 10
05.03. | 11
05.03. | 12
05.03. | 13
05.03. | 14
05.03. | 15
05.03. | 16
05.03. | 17
05.03. | 18
05.03. | 19
05.03. | 20
05.03. | 21
05.03. | 22
05.03. | 23
05.03. | 24
06.03. | 1
06.03. | 2
06.03. | 3
06.03. | 4
06.03. | 5
06.03. | 6
06.03. | 7
06.03. | 8
06.03. | 9
06.03. | 10
06.03. | 11
06.03. | 12
06.03. | 13
06.03. | 14
06.03. | 15
06.03. | 16
06.03. | 17
06.03. | 18
06.03. | 19
06.03. | 20
06.03. | 21
06.03. | 22
06.03. | 23
06.03. | 24
07.03. | 1
07.03. | 2
07.03. | 3
07.03. | 4
07.03. | 5
07.03. | 6
07.03. | 7
07.03. | 8
07.03. | 9
07.03. | 10
07.03. | 11
07.03. | 12
07.03. | 13
07.03. | 14
07.03. | 15
07.03. | 16
07.03. | 17
07.03. | 18
07.03. | 19
07.03. | 20
07.03. | 21
07.03. | 22
07.03. | 23
07.03. | 24
08.03. | 1
08.03. | 2
08.03. | 3
08.03. | 4
08.03. | 5
08.03. | 6
08.03. | 7
08.03. | 8
08.03. | 9
08.03. | 10
08.03. | 11
08.03. | 12
08.03. | 13
08.03. | 14
08.03. | 15
08.03. | 16
08.03. | 17
08.03. | 18
08.03. | 19
08.03. | 20
08.03. | 21
08.03. | 22
08.03. | 23
08.03. | 24
09.03. | 1
09.03. | 2
09.03. | 3
09.03. | 4
09.03. | 5
09.03. | 6
09.03. | 7
09.03. | 8
09.03. | 9
09.03. | 10
09.03. | 11
09.03. | 12
09.03. | 13
09.03. | 14
09.03. | 15
09.03. | 16
09.03. | 17
09.03. | 18
09.03. | 19
09.03. | 20
09.03. | 21
09.03. | 22
09.03. | 23
09.03. | 24
10.03. | 1
10.03. | 2
10.03. | 3
10.03. | 4
10.03. | 5
10.03. | 6
10.03. | 7
10.03. | 8
10.03. | 9
10.03. | 10
10.03. | 11
10.03. | 12
10.03. | 13
10.03. | 14
10.03. | 15
10.03. | 16
10.03. | 17
10.03. | 18
10.03. | 19
10.03. | 20
10.03. | 21
10.03. | 22
10.03. | 23
10.03. | 24
11.03. | 1
11.03. | 2
11.03. | 3
11.03. | 4
11.03. | 5
11.03. | 6
11.03. | 7
11.03. | 8
11.03. | 9
11.03. | 10
11.03. | 11
11.03. | 12
11.03. | 13
11.03. | 14
11.03. | 15
11.03. | 16
11.03. | 17
11.03. | 18
11.03. | 19
11.03. | 20
11.03. | 21
11.03. | 22
11.03. | 23
11.03. | 24
12.03. | 1
12.03. | 2
12.03. | 3
12.03. | 4
12.03. | 5
12.03. | 6
12.03. | 7
12.03. | 8
12.03. | 9
12.03. | 10
12.03. | 11
12.03. | 12
12.03. | 13
12.03. | 14
12.03. | 15
12.03. | 16
12.03. | 17
12.03. | 18
12.03. | 19
12.03. | 20
12.03. | 21
12.03. | 22
12.03. | 23
12.03. | 24
13.03. | 1
13.03. | 2
13.03. | 3
13.03. | 4
13.03. | 5
13.03. | 6
13.03. | 7
13.03. | 8
13.03. | 9
13.03. | 10
13.03. | 11
13.03. | 12
13.03. | 13
13.03. | 14
13.03. | 15
13.03. | 16
13.03. | 17
13.03. | 18
13.03. | 19
13.03. | 20
13.03. | 21
13.03. | 22
13.03. | 23
13.03. | 24
14.03. | 1
14.03. | 2
14.03. | 3
14.03. | 4
14.03. | 5
14.03. | 6
14.03. | 7
14.03. | 8
14.03. | 9
14.03. | 10
14.03. | 11
14.03. | 12
14.03. | 13
14.03. | 14
14.03. | 15
14.03. | 16
14.03. | 17
14.03. | 18
14.03. | 19
14.03. | 20
14.03. | 21
14.03. | 22
14.03. | 23
14.03. | 24
15.03. | 1
15.03. | 2
15.03. | 3
15.03. | 4
15.03. | 5
15.03. | 6
15.03. | 7
15.03. | 8
15.03. | 9
15.03. | 10
15.03. | 11
15.03. | 12
15.03. | 13
15.03. | 14
15.03. | 15
15.03. | 16
15.03. | 17
15.03. | 18
15.03. | 19
15.03. | 20
15.03. | 21
15.03. | 22
15.03. | 23
15.03. | 24
16.03. | 1
16.03. | 2
16.03. | 3
16.03. | 4
16.03. | 5
16.03. | 6
16.03. | 7
16.03. | 8
16.03. | 9
16.03. | 10
16.03. | 11
16.03. | 12
16.03. | 13
16.03. | 14
16.03. | 15
16.03. | 16
16.03. | 17
16.03. | 18
16.03. | 19
16.03. | 20
16.03. | 21
16.03. | 22
16.03. | 23
16.03. | 24
17.03. | 1
17.03. | 2
17.03. | 3
17.03. | 4
17.03. | 5
17.03. | 6
17.03. | 7
17.03. | 8
17.03. | 9
17.03. | 10
17.03. | 11
17.03. | 12
17.03. | 13
17.03. | 14
17.03. | 15
17.03. | 16
17.03. | 17
17.03. | 18
17.03. | 19
17.03. | 20
17.03. | 21
17.03. | 22
17.03. | 23
17.03. | 24
18.03. | 1
18.03. | 2
18.03. | 3
18.03. | 4
18.03. | 5
18.03. | 6
18.03. | 7
18.03. | 8
18.03. | 9
18.03. | 10
18.03. | 11
18.03. | 12
18.03. | 13
18.03. | 14
18.03. | 15
18.03. | 16
18.03. | 17
18.03. | 18
18.03. | 19
18.03. | 20
18.03. | 21
18.03. | 22
18.03. | 23
18.03. | 24
19.03. | 1
19.03. | 2
19.03. | 3
19.03. | 4
19.03. | 5
19.03. | 6
19.03. | 7
19.03. | 8
19.03. | 9
19.03. | 10
19.03. | 11
19.03. | 12
19.03. | 13
19.03. | 14
19.03. | 15
19.03. | 16
19.03. | 17
19.03. | 18
19.03. | 19
19.03. | 20
19.03. | 21
19.03. | 22
19.03. | 23
19.03. | 24
20.03. | 1
20.03. | 2
20.03. | 3
20.03. | 4
20.03. | 5
20.03. | 6
20.03. | 7
20.03. | 8
20.03. | 9
20.03. | 10
20.03. | 11
20.03. | 12
20.03. | 13
20.03. | 14
20.03. | 15
20.03. | 16
20.03. | 17
20.03. | 18
20.03. | 19
20.03. | 20
20.03. | 21
20.03. | 22
20.03. | 23
20.03. | 24
21.03. | 1
21.03. | 2
21.03. | 3
21.03. | 4
21.03. | 5
21.03. | 6
21.03. | 7
21.03. | 8
21.03. | 9
21.03. | 10
21.03. | 11
21.03. | 12
21.03. | 13
21.03. | 14
21.03. | 15
21.03. | 16
21.03. | 17
21.03. | 18
21.03. | 19
21.03. | 20
21.03. | 21
21.03. | 22
21.03. | 23
21.03. | 24
22.03. | 1
22.03. | 2
22.03. | 3
22.03. | 4
22.03. | 5
22.03. | 6
22.03. | 7
22.03. | 8
22.03. | 9
22.03. | 10
22.03. | 11
22.03. | 12
22.03. | 13
22.03. | 14
22.03. | 15
22.03. | 16
22.03. | 17
22.03. | 18
22.03. | 19
22.03. | 20
22.03. | 21
22.03. | 22
22.03. | 23
22.03. | 24
23.03. | 1
23.03. | 2
23.03. | 3
23.03. | 4
23.03. | 5
23.03. | 6
23.03. | 7
23.03. | 8
23.03. | 9
23.03. | 10
23.03. | 11
23.03. | 12
23.03. | 13
23.03. | 14
23.03. | 15
23.03. | 16
23.03. | 17
23.03. | 18
23.03. | 19
23.03. | 20
23.03. | 21
23.03. | 22
23.03. | 23
23.03. | 24
24.03. | 1
24.03. | 2
24.03. | 3
24.03. | 4
24.03. | 5
24.03. | 6
24.03. | 7
24.03. | 8
24.03. | 9
24.03. | 10
24.03. | 11
24.03. | 12
24.03. | 13
24.03. | 14
24.03. | 15
24.03. | 16
24.03. | 17
24.03. | 18
24.03. | 19
24.03. | 20
24.03. | 21
24.03. | 22
24.03. | 23
24.03. | 24
25.03. | 1
25.03. | 2
25.03. | 3
25.03. | 4
25.03. | 5
25.03. | 6
25.03. | 7
25.03. | 8
25.03. | 9
25.03. | 10
25.03. | 11
25.03. | 12
25.03. | 13
25.03. | 14
25.03. | 15
25.03. | 16
25.03. | 17
25.03. | 18
25.03. | 19
25.03. | 20
25.03. | 21
25.03. | 22
25.03. | 23
25.03. | 24
26.03. | 1
26.03. | 2
26.03. | 3
26.03. | 4
26.03. | 5
26.03. | 6
26.03. | 7
26.03. | 8
26.03. | 9
26.03. | 10
26.03. | 11
26.03. | 12
26.03. | 13
26.03. | 14
26.03. | 15
26.03. | 16
26.03. | 17
26.03. | 18
26.03. | 19
26.03. | 20
26.03. | 21
26.03. | 22
26.03. | 23
26.03. | 24
27.03. | 1
27.03. | 2
27.03. | 3
27.03. | 4
27.03. | 5
27.03. | 6
27.03. | 7
27.03. | 8
27.03. | 9
27.03. | 10
27.03. | 11
27.03. | 12
27.03. | 13
27.03. | 14
27.03. | 15
27.03. | 16
27.03. | 17
27.03. | 18
27.03. | 19
27.03. | 20
27.03. | 21
27.03. | 22
27.03. | 23
27.03. | 24
28.03. | 1
28.03. | 2
28.03. | 3
28.03. | 4
28.03. | 5
28.03. | 6
28.03. | 7
28.03. | 8
28.03. | 9
28.03. | 10
28.03. | 11
28.03. | 12
28.03. | 13
28.03. | 14
28.03. | 15
28.03. | 16
28.03. | 17
28.03. | 18
28.03. | 19
28.03. | 20
28.03. | 21
28.03. | 22
28.03. | 23
28.03. | 24
29.03. | 1
29.03. | 2
29.03. | 3
29.03. | 4
29.03. | 5
29.03. | 6
29.03. | 7
29.03. | 8
29.03. | 9
29.03. | 10
29.03. | 11
29.03. | 12
29.03. | 13
29.03. | 14
29.03. | 15
29.03. | 16
29.03. | 17
29.03. | 18
29.03. | 19
29.03. | 20
29.03. | 21
29.03. | 22
29.03. | 23
29.03. | 24
30.03. | 1
30.03. | 2
30.03. | 3
30.03. | 4
30.03. | 5
30.03. | 6
30.03. | 7
30.03. | 8
30.03. | 9
30.03. | 10
30.03. | 11
30.03. | 12
30.03. | 13
30.03. | 14
30.03. | 15
30.03. | 16
30.03. | 17
30.03. | 18
30.03. | 19
30.03. | 20
30.03. | 21
30.03. | 22
30.03. | 23
30.03. | 24
31.03. | 1
31.03. | 2
31.03. | 3
31.03. | 4
31.03. | 5
31.03. | 6
31.03. | 7
31.03. | 8
31.03. | 9
31.03. | 10
31.03. | 11
31.03. | 12
31.03. | 13
31.03. | 14
31.03. | 15
31.03. | 16
31.03. | 17
31.03. | 18
31.03. | 19
31.03. | 20
31.03. | 21
31.03. | 22
31.03. | 23
31.03. | 24
01.04. | 1
01.04. | 2
01.04. | 3
01.04. | 4
01.04. | 5
01.04. | 6
01.04. | 7
01.04. | 8
01.04. | 9
01.04. | 10
01.04. | 11
01.04. | 12
01.04. | 13
01.04. | 14
01.04. | 15
01.04. | 16
01.04. | 17
01.04. | 18
01.04. | 19
01.04. | 20
01.04. | 21
01.04. | 22
01.04. | 23
01.04. | 24
02.04. | 1
02.04. | 2
02.04. | 3
02.04. | 4
02.04. | 5
02.04. | 6
02.04. | 7
02.04. | 8
02.04. | 9
02.04. | 10
02.04. | 11
02.04. | 12
02.04. | 13
02.04. | 14
02.04. | 15
02.04. | 16
02.04. | 17
02.04. | 18
02.04. | 19
02.04. | 20
02.04. | 21
02.04. | 22
02.04. | 23
02.04. | 24
03.04. | 1
03.04. | 2
03.04. | 3
03.04. | 4
03.04. | 5
03.04. | 6
03.04. | 7
03.04. | 8
03.04. | 9
03.04. | 10
03.04. | 11
03.04. | 12
03.04. | 13
03.04. | 14
03.04. | 15
03.04. | 16
03.04. | 17
03.04. | 18
03.04. | 19
03.04. | 20
03.04. | 21
03.04. | 22
03.04. | 23
03.04. | 24
04.04. | 1
04.04. | 2
04.04. | 3
04.04. | 4
04.04. | 5
04.04. | 6
04.04. | 7
04.04. | 8
04.04. | 9
04.04. | 10
04.04. | 11
04.04. | 12
04.04. | 13
04.04. | 14
04.04. | 15
04.04. | 16
04.04. | 17
04.04. | 18
04.04. | 19
04.04. | 20
04.04. | 21
04.04. | 22
04.04. | 23
04.04. | 24
05.04. | 1
05.04. | 2
05.04. | 3
05.04. | 4
05.04. | 5
05.04. | 6
05.04. | 7
05.04. | 8
05.04. | 9
05.04. | 10
05.04. | 11
05.04. | 12
05.04. | 13
05.04. | 14
05.04. | 15
05.04. | 16
05.04. | 17
05.04. | 18
05.04. | 19
05.04. | 20
05.04. | 21
05.04. | 22
05.04. | 23
05.04. | 24
06.04. | 1
06.04. | 2
06.04. | 3
06.04. | 4
06.04. | 5
06.04. | 6
06.04. | 7
06.04. | 8
06.04. | 9
06.04. | 10
06.04. | 11
06.04. | 12
06.04. | 13
06.04. | 14
06.04. | 15
06.04. | 16
06.04. | 17
06.04. | 18
06.04. | 19
06.04. | 20
06.04. | 21
06.04. | 22
06.04. | 23
06.04. | 24
07.04. | 1
07.04. | 2
07.04. | 3
07.04. | 4
07.04. | 5
07.04. | 6
07.04. | 7
07.04. | 8
07.04. | 9
07.04. | 10
07.04. | 11
07.04. | 12
07.04. | 13
07.04. | 14
07.04. | 15
07.04. | 16
07.04. | 17
07.04. | 18
07.04. | 19
07.04. | 20
07.04. | 21
07.04. | 22
07.04. | 23
07.04. | 24
08.04. | 1
08.04. | 2
08.04. | 3
08.04. | 4
08.04. | 5
08.04. | 6
08.04. | 7
08.04. | 8
08.04. | 9
08.04. | 10
08.04. | 11
08.04. | 12
08.04. | 13
08.04. | 14
08.04. | 15
08.04. | 16
08.04. | 17
08.04. | 18
08.04. | 19
08.04. | 20
08.04. | 21
08.04. | 22
08.04. | 23
08.04. | 24
09.04. | 1
09.04. | 2
09.04. | 3
09.04. | 4
09.04. | 5
09.04. | 6
09.04. | 7
09.04. | 8
09.04. | 9
09.04. | 10
09.04. | 11
09.04. | 12
09.04. | 13
09.04. | 14
09.04. | 15
09.04. | 16
09.04. | 17
09.04. | 18
09.04. | 19
09.04. | 20
09.04. | 21
09.04. | 22
09.04. | 23
09.04. | 24
10.04. | 1
10.04. | 2
10.04. | 3
10.04. | 4
10.04. | 5
10.04. | 6
10.04. | 7
10.04. | 8
10.04. | 9
10.04. | 10
10.04. | 11
10.04. | 12
10.04. | 13
10.04. | 14
10.04. | 15
10.04. | 16
10.04. | 17
10.04. | 18
10.04. | 19
10.04. | 20
10.04. | 21
10.04. | 22
10.04. | 23
10.04. | 24
11.04. | 1
11.04. | 2
11.04. | 3
11.04. | 4
11.04. | 5
11.04. | 6
11.04. | 7
11.04. | 8
11.04. | 9
11.04. | 10
11.04. | 11
11.04. | 12
11.04. | 13
11.04. | 14
11.04. | 15
11.04. | 16
11.04. | 17
11.04. | 18
11.04. | 19
11.04. | 20
11.04. | 21
11.04. | 22
11.04. | 23
11.04. | 24
12.04. | 1
12.04. | 2
12.04. | 3
12.04. | 4
12.04. | 5
12.04. | 6
12.04. | 7
12.04. | 8
12.04. | 9
12.04. | 10
12.04. | 11
12.04. | 12
12.04. | 13
12.04. | 14
12.04. | 15
12.04. | 16
12.04. | 17
12.04. | 18
12.04. | 19
12.04. | 20
12.04. | 21
12.04. | 22
12.04. | 23
12.04. | 24
13.04. | 1
13.04. | 2
13.04. | 3
13.04. | 4
13.04. | 5
13.04. | 6
13.04. | 7
13.04. | 8
13.04. | 9
13.04. | 10
13.04. | 11
13.04. | 12
13.04. | 13
13.04. | 14
13.04. | 15
13.04. | 16
13.04. | 17
13.04. | 18
13.04. | 19
13.04. | 20
13.04. | 21
13.04. | 22
13.04. | 23
13.04. | 24
14.04. | 1
14.04. | 2
14.04. | 3
14.04. | 4
14.04. | 5
14.04. | 6
14.04. | 7
14.04. | 8
14.04. | 9
14.04. | 10
14.04. | 11
14.04. | 12
14.04. | 13
14.04. | 14
14.04. | 15
14.04. | 16
14.04. | 17
14.04. | 18
14.04. | 19
14.04. | 20
14.04. | 21
14.04. | 22
14.04. | 23
14.04. | 24
15.04. | 1
15.04. | 2
15.04. | 3
15.04. | 4
15.04. | 5
15.04. | 6
15.04. | 7
15.04. | 8
15.04. | 9
15.04. | 10
15.04. | 11
15.04. | 12
15.04. | 13
15.04. | 14
15.04. | 15
15.04. | 16
15.04. | 17
15.04. | 18
15.04. | 19
15.04. | 20
15.04. | 21
15.04. | 22
15.04. | 23
15.04. | 24
16.04. | 1
16.04. | 2
16.04. | 3
16.04. | 4
16.04. | 5
16.04. | 6
16.04. | 7
16.04. | 8
16.04. | 9
16.04. | 10
16.04. | 11
16.04. | 12
16.04. | 13
16.04. | 14
16.04. | 15
16.04. | 16
16.04. | 17
16.04. | 18
16.04. | 19
16.04. | 20
16.04. | 21
16.04. | 22
16.04. | 23
16.04. | 24
17.04. | 1
17.04. | 2
17.04. | 3
17.04. | 4
17.04. | 5
17.04. | 6
17.04. | 7
17.04. | 8
17.04. | 9
17.04. | 10
17.04. | 11
17.04. | 12
17.04. | 13
17.04. | 14
17.04. | 15
17.04. | 16
17.04. | 17
17.04. | 18
17.04. | 19
17.04. | 20
17.04. | 21
17.04. | 22
17.04. | 23
17.04. | 24
18.04. | 1
18.04. | 2
18.04. | 3
18.04. | 4
18.04. | 5
18.04. | 6
18.04. | 7
18.04. | 8
18.04. | 9
18.04. | 10
18.04. | 11
18.04. | 12
18.04. | 13
18.04. | 14
18.04. | 15
18.04. | 16
18.04. | 17
18.04. | 18
18.04. | 19
18.04. | 20
18.04. | 21
18.04. | 22
18.04. | 23
18.04. | 24
19.04. | 1
19.04. | 2
19.04. | 3
19.04. | 4
19.04. | 5
19.04. | 6
19.04. | 7
19.04. | 8
19.04. | 9
19.04. | 10
19.04. | 11
19.04. | 12
19.04. | 13
19.04. | 14
19.04. | 15
19.04. | 16
19.04. | 17
19.04. | 18
19.04. | 19
19.04. | 20
19.04. | 21
19.04. | 22
19.04. | 23
19.04. | 24
20.04. | 1
20.04. | 2
20.04. | 3
20.04. | 4
20.04. | 5
20.04. | 6
20.04. | 7
20.04. | 8
20.04. | 9
20.04. | 10
20.04. | 11
20.04. | 12
20.04. | 13
20.04. | 14
20.04. | 15
20.04. | 16
20.04. | 17
20.04. | 18
20.04. | 19
20.04. | 20
20.04. | 21
20.04. | 22
20.04. | 23
20.04. | 24
21.04. | 1
21.04. | 2
21.04. | 3
21.04. | 4
21.04. | 5
21.04. | 6
21.04. | 7
21.04. | 8
21.04. | 9
21.04. | 10
21.04. | 11
21.04. | 12
21.04. | 13
21.04. | 14
21.04. | 15
21.04. | 16
21.04. | 17
21.04. | 18
21.04. | 19
21.04. | 20
21.04. | 21
21.04. | 22
21.04. | 23
21.04. | 24
22.04. | 1
22.04. | 2
22.04. | 3
22.04. | 4
22.04. | 5
22.04. | 6
22.04. | 7
22.04. | 8
22.04. | 9
22.04. | 10
22.04. | 11
22.04. | 12
22.04. | 13
22.04. | 14
22.04. | 15
22.04. | 16
22.04. | 17
22.04. | 18
22.04. | 19
22.04. | 20
22.04. | 21
22.04. | 22
22.04. | 23
22.04. | 24
23.04. | 1
23.04. | 2
23.04. | 3
23.04. | 4
23.04. | 5
23.04. | 6
23.04. | 7
23.04. | 8
23.04. | 9
23.04. | 10
23.04. | 11
23.04. | 12
23.04. | 13
23.04. | 14
23.04. | 15
23.04. | 16
23.04. | 17
23.04. | 18
23.04. | 19
23.04. | 20
23.04. | 21
23.04. | 22
23.04. | 23
23.04. | 24
24.04. | 1
24.04. | 2
24.04. | 3
24.04. | 4
24.04. | 5
24.04. | 6
24.04. | 7
24.04. | 8
24.04. | 9
24.04. | 10
24.04. | 11
24.04. | 12
24.04. | 13
24.04. | 14
24.04. | 15
24.04. | 16
24.04. | 17
24.04. | 18
24.04. | 19
24.04. | 20
24.04. | 21
24.04. | 22
24.04. | 23
24.04. | 24
25.04. | 1
25.04. | 2
25.04. | 3
25.04. | 4
25.04. | 5
25.04. | 6
25.04. | 7
25.04. | 8
25.04. | 9
25.04. | 10
25.04. | 11
25.04. | 12
25.04. | 13
25.04. | 14
25.04. | 15
25.04. | 16
25.04. | 17
25.04. | 18
25.04. | 19
25.04. | 20
25.04. | 21
25.04. | 22
25.04. | 23
25.04. | 24
26.04. | 1
26.04. | 2
26.04. | 3
26.04. | 4
26.04. | 5
26.04. | 6
26.04. | 7
26.04. | 8
26.04. | 9
26.04. | 10
26.04. | 11
26.04. | 12
26.04. | 13
26.04. | 14
26.04. | 15
26.04. | 16
26.04. | 17
26.04. | 18
26.04. | 19
26.04. | 20
26.04. | 21
26.04. | 22
26.04. | 23
26.04. | 24
27.04. | 1
27.04. | 2
27.04. | 3
27.04. | 4
27.04. | 5
27.04. | 6
27.04. | 7
27.04. | 8
27.04. | 9
27.04. | 10
27.04. | 11
27.04. | 12
27.04. | 13
27.04. | 14
27.04. | 15
27.04. | 16
27.04. | 17
27.04. | 18
27.04. | 19
27.04. | 20
27.04. | 21
27.04. | 22
27.04. | 23
27.04. | 24
28.04. | 1
28.04. | 2
28.04. | 3
28.04. | 4
28.04. | 5
28.04. | 6
28.04. | 7
28.04. | 8
28.04. | 9
28.04. | 10
28.04. | 11
28.04. | 12
28.04. | 13
28.04. | 14
28.04. | 15
28.04. | 16
28.04. | 17
28.04. | 18
28.04. | 19
28.04. | 20
28.04. | 21
28.04. | 22
28.04. | 23
28.04. | 24
29.04. | 1
29.04. | 2
29.04. | 3
29.04. | 4
29.04. | 5
29.04. | 6
29.04. | 7
29.04. | 8
29.04. | 9
29.04. | 10
29.04. | 11
29.04. | 12
29.04. | 13
29.04. | 14
29.04. | 15
29.04. | 16
29.04. | 17
29.04. | 18
29.04. | 19
29.04. | 20
29.04. | 21
29.04. | 22
29.04. | 23
29.04. | 24
30.04. | 1
30.04. | 2
30.04. | 3
30.04. | 4
30.04. | 5
30.04. | 6
30.04. | 7
30.04. | 8
30.04. | 9
30.04. | 10
30.04. | 11
30.04. | 12
30.04. | 13
30.04. | 14
30.04. | 15
30.04. | 16
30.04. | 17
30.04. | 18
30.04. | 19
30.04. | 20
30.04. | 21
30.04. | 22
30.04. | 23
30.04. | 24
01.05. | 1
01.05. | 2
01.05. | 3
01.05. | 4
01.05. | 5
01.05. | 6
01.05. | 7
01.05. | 8
01.05. | 9
01.05. | 10
01.05. | 11
01.05. | 12
01.05. | 13
01.05. | 14
01.05. | 15
01.05. | 16
01.05. | 17
01.05. | 18
01.05. | 19
01.05. | 20
01.05. | 21
01.05. | 22
01.05. | 23
01.05. | 24
02.05. | 1
02.05. | 2
02.05. | 3
02.05. | 4
02.05. | 5
02.05. | 6
02.05. | 7
02.05. | 8
02.05. | 9
02.05. | 10
02.05. | 11
02.05. | 12
02.05. | 13
02.05. | 14
02.05. | 15
02.05. | 16
02.05. | 17
02.05. | 18
02.05. | 19
02.05. | 20
02.05. | 21
02.05. | 22
02.05. | 23
02.05. | 24
03.05. | 1
03.05. | 2
03.05. | 3
03.05. | 4
03.05. | 5
03.05. | 6
03.05. | 7
03.05. | 8
03.05. | 9
03.05. | 10
03.05. | 11
03.05. | 12
03.05. | 13
03.05. | 14
03.05. | 15
03.05. | 16
03.05. | 17
03.05. | 18
03.05. | 19
03.05. | 20
03.05. | 21
03.05. | 22
03.05. | 23
03.05. | 24
04.05. | 1
04.05. | 2
04.05. | 3
04.05. | 4
04.05. | 5
04.05. | 6
04.05. | 7
04.05. | 8
04.05. | 9
04.05. | 10
04.05. | 11
04.05. | 12
04.05. | 13
04.05. | 14
04.05. | 15
04.05. | 16
04.05. | 17
04.05. | 18
04.05. | 19
04.05. | 20
04.05. | 21
04.05. | 22
04.05. | 23
04.05. | 24
05.05. | 1
05.05. | 2
05.05. | 3
05.05. | 4
05.05. | 5
05.05. | 6
05.05. | 7
05.05. | 8
05.05. | 9
05.05. | 10
05.05. | 11
05.05. | 12
05.05. | 13
05.05. | 14
05.05. | 15
05.05. | 16
05.05. | 17
05.05. | 18
05.05. | 19
05.05. | 20
05.05. | 21
05.05. | 22
05.05. | 23
05.05. | 24
06.05. | 1
06.05. | 2
06.05. | 3
06.05. | 4
06.05. | 5
06.05. | 6
06.05. | 7
06.05. | 8
06.05. | 9
06.05. | 10
06.05. | 11
06.05. | 12
06.05. | 13
06.05. | 14
06.05. | 15
06.05. | 16
06.05. | 17
06.05. | 18
06.05. | 19
06.05. | 20
06.05. | 21
06.05. | 22
06.05. | 23
06.05. | 24
07.05. | 1
07.05. | 2
07.05. | 3
07.05. | 4
07.05. | 5
07.05. | 6
07.05. | 7
07.05. | 8
07.05. | 9
07.05. | 10
07.05. | 11
07.05. | 12
07.05. | 13
07.05. | 14
07.05. | 15
07.05. | 16
07.05. | 17
07.05. | 18
07.05. | 19
07.05. | 20
07.05. | 21
07.05. | 22
07.05. | 23
07.05. | 24
08.05. | 1
08.05. | 2
08.05. | 3
08.05. | 4
08.05. | 5
08.05. | 6
08.05. | 7
08.05. | 8
08.05. | 9
08.05. | 10
08.05. | 11
08.05. | 12
08.05. | 13
08.05. | 14
08.05. | 15
08.05. | 16
08.05. | 17
08.05. | 18
08.05. | 19
08.05. | 20
08.05. | 21
08.05. | 22
08.05. | 23
08.05. | 24
09.05. | 1
09.05. | 2
09.05. | 3
09.05. | 4
09.05. | 5
09.05. | 6
09.05. | 7
09.05. | 8
09.05. | 9
09.05. | 10
09.05. | 11
09.05. | 12
09.05. | 13
09.05. | 14
09.05. | 15
09.05. | 16
09.05. | 17
09.05. | 18
09.05. | 19
09.05. | 20
09.05. | 21
09.05. | 22
09.05. | 23
09.05. | 24
10.05. | 1
10.05. | 2
10.05. | 3
10.05. | 4
10.05. | 5
10.05. | 6
10.05. | 7
10.05. | 8
10.05. | 9
10.05. | 10
10.05. | 11
10.05. | 12
10.05. | 13
10.05. | 14
10.05. | 15
10.05. | 16
10.05. | 17
10.05. | 18
10.05. | 19
10.05. | 20
10.05. | 21
10.05. | 22
10.05. | 23
10.05. | 24
11.05. | 1
11.05. | 2
11.05. | 3
11.05. | 4
11.05. | 5
11.05. | 6
11.05. | 7
11.05. | 8
11.05. | 9
11.05. | 10
11.05. | 11
11.05. | 12
11.05. | 13
11.05. | 14
11.05. | 15
11.05. | 16
11.05. | 17
11.05. | 18
11.05. | 19
11.05. | 20
11.05. | 21
11.05. | 22
11.05. | 23
11.05. | 24
12.05. | 1
12.05. | 2
12.05. | 3
12.05. | 4
12.05. | 5
12.05. | 6
12.05. | 7
12.05. | 8
12.05. | 9
12.05. | 10
12.05. | 11
12.05. | 12
12.05. | 13
12.05. | 14
12.05. | 15
12.05. | 16
12.05. | 17
12.05. | 18
12.05. | 19
12.05. | 20
12.05. | 21
12.05. | 22
12.05. | 23
12.05. | 24
13.05. | 1
13.05. | 2
13.05. | 3
13.05. | 4
13.05. | 5
13.05. | 6
13.05. | 7
13.05. | 8
13.05. | 9
13.05. | 10
13.05. | 11
13.05. | 12
13.05. | 13
13.05. | 14
13.05. | 15
13.05. | 16
13.05. | 17
13.05. | 18
13.05. | 19
13.05. | 20
13.05. | 21
13.05. | 22
13.05. | 23
13.05. | 24
14.05. | 1
14.05. | 2
14.05. | 3
14.05. | 4
14.05. | 5
14.05. | 6
14.05. | 7
14.05. | 8
14.05. | 9
14.05. | 10
14.05. | 11
14.05. | 12
14.05. | 13
14.05. | 14
14.05. | 15
14.05. | 16
14.05. | 17
14.05. | 18
14.05. | 19
14.05. | 20
14.05. | 21
14.05. | 22
14.05. | 23
14.05. | 24
15.05. | 1
15.05. | 2
15.05. | 3
15.05. | 4
15.05. | 5
15.05. | 6
15.05. | 7
15.05. | 8
15.05. | 9
15.05. | 10
15.05. | 11
15.05. | 12
15.05. | 13
15.05. | 14
15.05. | 15
15.05. | 16
15.05. | 17
15.05. | 18
15.05. | 19
15.05. | 20
15.05. | 21
15.05. | 22
15.05. | 23
15.05. | 24
16.05. | 1
16.05. | 2
16.05. | 3
16.05. | 4
16.05. | 5
16.05. | 6
16.05. | 7
16.05. | 8
16.05. | 9
16.05. | 10
16.05. | 11
16.05. | 12
16.05. | 13
16.05. | 14
16.05. | 15
16.05. | 16
16.05. | 17
16.05. | 18
16.05. | 19
16.05. | 20
16.05. | 21
16.05. | 22
16.05. | 23
16.05. | 24
17.05. | 1
17.05. | 2
17.05. | 3
17.05. | 4
17.05. | 5
17.05. | 6
17.05. | 7
17.05. | 8
17.05. | 9
17.05. | 10
17.05. | 11
17.05. | 12
17.05. | 13
17.05. | 14
17.05. | 15
17.05. | 16
17.05. | 17
17.05. | 18
17.05. | 19
17.05. | 20
17.05. | 21
17.05. | 22
17.05. | 23
17.05. | 24
18.05. | 1
18.05. | 2
18.05. | 3
18.05. | 4
18.05. | 5
18.05. | 6
18.05. | 7
18.05. | 8
18.05. | 9
18.05. | 10
18.05. | 11
18.05. | 12
18.05. | 13
18.05. | 14
18.05. | 15
18.05. | 16
18.05. | 17
18.05. | 18
18.05. | 19
18.05. | 20
18.05. | 21
18.05. | 22
18.05. | 23
18.05. | 24
19.05. | 1
19.05. | 2
19.05. | 3
19.05. | 4
19.05. | 5
19.05. | 6
19.05. | 7
19.05. | 8
19.05. | 9
19.05. | 10
19.05. | 11
19.05. | 12
19.05. | 13
19.05. | 14
19.05. | 15
19.05. | 16
19.05. | 17
19.05. | 18
19.05. | 19
19.05. | 20
19.05. | 21
19.05. | 22
19.05. | 23
19.05. | 24
20.05. | 1
20.05. | 2
20.05. | 3
20.05. | 4
20.05. | 5
20.05. | 6
20.05. | 7
20.05. | 8
20.05. | 9
20.05. | 10
20.05. | 11
20.05. | 12
20.05. | 13
20.05. | 14
20.05. | 15
20.05. | 16
20.05. | 17
20.05. | 18
20.05. | 19
20.05. | 20
20.05. | 21
20.05. | 22
20.05. | 23
20.05. | 24
21.05. | 1
21.05. | 2
21.05. | 3
21.05. | 4
21.05. | 5
21.05. | 6
21.05. | 7
21.05. | 8
21.05. | 9
21.05. | 10
21.05. | 11
21.05. | 12
21.05. | 13
21.05. | 14
21.05. | 15
21.05. | 16
21.05. | 17
21.05. | 18
21.05. | 19
21.05. | 20
21.05. | 21
21.05. | 22
21.05. | 23
21.05. | 24
22.05. | 1
22.05. | 2
22.05. | 3
22.05. | 4
22.05. | 5
22.05. | 6
22.05. | 7
22.05. | 8
22.05. | 9
22.05. | 10
22.05. | 11
22.05. | 12
22.05. | 13
22.05. | 14
22.05. | 15
22.05. | 16
22.05. | 17
22.05. | 18
22.05. | 19
22.05. | 20
22.05. | 21
22.05. | 22
22.05. | 23
22.05. | 24
23.05. | 1
23.05. | 2
23.05. | 3
23.05. | 4
23.05. | 5
23.05. | 6
23.05. | 7
23.05. | 8
23.05. | 9
23.05. | 10
23.05. | 11
23.05. | 12
23.05. | 13
23.05. | 14
23.05. | 15
23.05. | 16
23.05. | 17
23.05. | 18
23.05. | 19
23.05. | 20
23.05. | 21
23.05. | 22
23.05. | 23
23.05. | 24
24.05. | 1
24.05. | 2
24.05. | 3
24.05. | 4
24.05. | 5
24.05. | 6
24.05. | 7
24.05. | 8
24.05. | 9
24.05. | 10
24.05. | 11
24.05. | 12
24.05. | 13
24.05. | 14
24.05. | 15
24.05. | 16
24.05. | 17
24.05. | 18
24.05. | 19
24.05. | 20
24.05. | 21
24.05. | 22
24.05. | 23
24.05. | 24
25.05. | 1
25.05. | 2
25.05. | 3
25.05. | 4
25.05. | 5
25.05. | 6
25.05. | 7
25.05. | 8
25.05. | 9
25.05. | 10
25.05. | 11
25.05. | 12
25.05. | 13
25.05. | 14
25.05. | 15
25.05. | 16
25.05. | 17
25.05. | 18
25.05. | 19
25.05. | 20
25.05. | 21
25.05. | 22
25.05. | 23
25.05. | 24
26.05. | 1
26.05. | 2
26.05. | 3
26.05. | 4
26.05. | 5
26.05. | 6
26.05. | 7
26.05. | 8
26.05. | 9
26.05. | 10
26.05. | 11
26.05. | 12
26.05. | 13
26.05. | 14
26.05. | 15
26.05. | 16
26.05. | 17
26.05. | 18
26.05. | 19
26.05. | 20
26.05. | 21
26.05. | 22
26.05. | 23
26.05. | 24
27.05. | 1
27.05. | 2
27.05. | 3
27.05. | 4
27.05. | 5
27.05. | 6
27.05. | 7
27.05. | 8
27.05. | 9
27.05. | 10
27.05. | 11
27.05. | 12
27.05. | 13
27.05. | 14
27.05. | 15
27.05. | 16
27.05. | 17
27.05. | 18
27.05. | 19
27.05. | 20
27.05. | 21
27.05. | 22
27.05. | 23
27.05. | 24
28.05. | 1
28.05. | 2
28.05. | 3
28.05. | 4
28.05. | 5
28.05. | 6
28.05. | 7
28.05. | 8
28.05. | 9
28.05. | 10
28.05. | 11
28.05. | 12
28.05. | 13
28.05. | 14
28.05. | 15
28.05. | 16
28.05. | 17
28.05. | 18
28.05. | 19
28.05. | 20
28.05. | 21
28.05. | 22
28.05. | 23
28.05. | 24
29.05. | 1
29.05. | 2
29.05. | 3
29.05. | 4
29.05. | 5
29.05. | 6
29.05. | 7
29.05. | 8
29.05. | 9
29.05. | 10
29.05. | 11
29.05. | 12
29.05. | 13
29.05. | 14
29.05. | 15
29.05. | 16
29.05. | 17
29.05. | 18
29.05. | 19
29.05. | 20
29.05. | 21
29.05. | 22
29.05. | 23
29.05. | 24
30.05. | 1
30.05. | 2
30.05. | 3
30.05. | 4
30.05. | 5
30.05. | 6
30.05. | 7
30.05. | 8
30.05. | 9
30.05. | 10
30.05. | 11
30.05. | 12
30.05. | 13
30.05. | 14
30.05. | 15
30.05. | 16
30.05. | 17
30.05. | 18
30.05. | 19
30.05. | 20
30.05. | 21
30.05. | 22
30.05. | 23
30.05. | 24
31.05. | 1
31.05. | 2
31.05. | 3
31.05. | 4
31.05. | 5
31.05. | 6
31.05. | 7
31.05. | 8
31.05. | 9
31.05. | 10
31.05. | 11
31.05. | 12
31.05. | 13
31.05. | 14
31.05. | 15
31.05. | 16
31.05. | 17
31.05. | 18
31.05. | 19
31.05. | 20
31.05. | 21
31.05. | 22
31.05. | 23
31.05. | 24
01.06. | 1
01.06. | 2
01.06. | 3
01.06. | 4
01.06. | 5
01.06. | 6
01.06. | 7
01.06. | 8
01.06. | 9
01.06. | 10
01.06. | 11
01.06. | 12
01.06. | 13
01.06. | 14
01.06. | 15
01.06. | 16
01.06. | 17
01.06. | 18
01.06. | 19
01.06. | 20
01.06. | 21
01.06. | 22
01.06. | 23
01.06. | 24
02.06. | 1
02.06. | 2
02.06. | 3
02.06. | 4
02.06. | 5
02.06. | 6
02.06. | 7
02.06. | 8
02.06. | 9
02.06. | 10
02.06. | 11
02.06. | 12
02.06. | 13
02.06. | 14
02.06. | 15
02.06. | 16
02.06. | 17
02.06. | 18
02.06. | 19
02.06. | 20
02.06. | 21
02.06. | 22
02.06. | 23
02.06. | 24
03.06. | 1
03.06. | 2
03.06. | 3
03.06. | 4
03.06. | 5
03.06. | 6
03.06. | 7
03.06. | 8
03.06. | 9
03.06. | 10
03.06. | 11
03.06. | 12
03.06. | 13
03.06. | 14
03.06. | 15
03.06. | 16
03.06. | 17
03.06. | 18
03.06. | 19
03.06. | 20
03.06. | 21
03.06. | 22
03.06. | 23
03.06. | 24
04.06. | 1
04.06. | 2
04.06. | 3
04.06. | 4
04.06. | 5
04.06. | 6
04.06. | 7
04.06. | 8
04.06. | 9
04.06. | 10
04.06. | 11
04.06. | 12
04.06. | 13
04.06. | 14
04.06. | 15
04.06. | 16
04.06. | 17
04.06. | 18
04.06. | 19
04.06. | 20
04.06. | 21
04.06. | 22
04.06. | 23
04.06. | 24
05.06. | 1
05.06. | 2
05.06. | 3
05.06. | 4
05.06. | 5
05.06. | 6
05.06. | 7
05.06. | 8
05.06. | 9
05.06. | 10
05.06. | 11
05.06. | 12
05.06. | 13
05.06. | 14
05.06. | 15
05.06. | 16
05.06. | 17
05.06. | 18
05.06. | 19
05.06. | 20
05.06. | 21
05.06. | 22
05.06. | 23
05.06. | 24
06.06. | 1
06.06. | 2
06.06. | 3
06.06. | 4
06.06. | 5
06.06. | 6
06.06. | 7
06.06. | 8
06.06. | 9
06.06. | 10
06.06. | 11
06.06. | 12
06.06. | 13
06.06. | 14
06.06. | 15
06.06. | 16
06.06. | 17
06.06. | 18
06.06. | 19
06.06. | 20
06.06. | 21
06.06. | 22
06.06. | 23
06.06. | 24
07.06. | 1
07.06. | 2
07.06. | 3
07.06. | 4
07.06. | 5
07.06. | 6
07.06. | 7
07.06. | 8
07.06. | 9
07.06. | 10
07.06. | 11
07.06. | 12
07.06. | 13
07.06. | 14
07.06. | 15
07.06. | 16
07.06. | 17
07.06. | 18
07.06. | 19
07.06. | 20
07.06. | 21
07.06. | 22
07.06. | 23
07.06. | 24
08.06. | 1
08.06. | 2
08.06. | 3
08.06. | 4
08.06. | 5
08.06. | 6
08.06. | 7
08.06. | 8
08.06. | 9
08.06. | 10
08.06. | 11
08.06. | 12
08.06. | 13
08.06. | 14
08.06. | 15
08.06. | 16
08.06. | 17
08.06. | 18
08.06. | 19
08.06. | 20
08.06. | 21
08.06. | 22
08.06. | 23
08.06. | 24
09.06. | 1
09.06. | 2
09.06. | 3
09.06. | 4
09.06. | 5
09.06. | 6
09.06. | 7
09.06. | 8
09.06. | 9
09.06. | 10
09.06. | 11
09.06. | 12
09.06. | 13
09.06. | 14
09.06. | 15
09.06. | 16
09.06. | 17
09.06. | 18
09.06. | 19
09.06. | 20
09.06. | 21
09.06. | 22
09.06. | 23
09.06. | 24
10.06. | 1
10.06. | 2
10.06. | 3
10.06. | 4
10.06. | 5
10.06. | 6
10.06. | 7
10.06. | 8
10.06. | 9
10.06. | 10
10.06. | 11
10.06. | 12
10.06. | 13
10.06. | 14
10.06. | 15
10.06. | 16
10.06. | 17
10.06. | 18
10.06. | 19
10.06. | 20
10.06. | 21
10.06. | 22
10.06. | 23
10.06. | 24
11.06. | 1
11.06. | 2
11.06. | 3
11.06. | 4
11.06. | 5
11.06. | 6
11.06. | 7
11.06. | 8
11.06. | 9
11.06. | 10
11.06. | 11
11.06. | 12
11.06. | 13
11.06. | 14
11.06. | 15
11.06. | 16
11.06. | 17
11.06. | 18
11.06. | 19
11.06. | 20
11.06. | 21
11.06. | 22
11.06. | 23
11.06. | 24
12.06. | 1
12.06. | 2
12.06. | 3
12.06. | 4
12.06. | 5
12.06. | 6
12.06. | 7
12.06. | 8
12.06. | 9
12.06. | 10
12.06. | 11
12.06. | 12
12.06. | 13
12.06. | 14
12.06. | 15
12.06. | 16
12.06. | 17
12.06. | 18
12.06. | 19
12.06. | 20
12.06. | 21
12.06. | 22
12.06. | 23
12.06. | 24
13.06. | 1
13.06. | 2
13.06. | 3
13.06. | 4
13.06. | 5
13.06. | 6
13.06. | 7
13.06. | 8
13.06. | 9
13.06. | 10
13.06. | 11
13.06. | 12
13.06. | 13
13.06. | 14
13.06. | 15
13.06. | 16
13.06. | 17
13.06. | 18
13.06. | 19
13.06. | 20
13.06. | 21
13.06. | 22
13.06. | 23
13.06. | 24
14.06. | 1
14.06. | 2
14.06. | 3
14.06. | 4
14.06. | 5
14.06. | 6
14.06. | 7
14.06. | 8
14.06. | 9
14.06. | 10
14.06. | 11
14.06. | 12
14.06. | 13
14.06. | 14
14.06. | 15
14.06. | 16
14.06. | 17
14.06. | 18
14.06. | 19
14.06. | 20
14.06. | 21
14.06. | 22
14.06. | 23
14.06. | 24
15.06. | 1
15.06. | 2
15.06. | 3
15.06. | 4
15.06. | 5
15.06. | 6
15.06. | 7
15.06. | 8
15.06. | 9
15.06. | 10
15.06. | 11
15.06. | 12
15.06. | 13
15.06. | 14
15.06. | 15
15.06. | 16
15.06. | 17
15.06. | 18
15.06. | 19
15.06. | 20
15.06. | 21
15.06. | 22
15.06. | 23
15.06. | 24
16.06. | 1
16.06. | 2
16.06. | 3
16.06. | 4
16.06. | 5
16.06. | 6
16.06. | 7
16.06. | 8
16.06. | 9
16.06. | 10
16.06. | 11
16.06. | 12
16.06. | 13
16.06. | 14
16.06. | 15
16.06. | 16
16.06. | 17
16.06. | 18
16.06. | 19
16.06. | 20
16.06. | 21
16.06. | 22
16.06. | 23
16.06. | 24
17.06. | 1
17.06. | 2
17.06. | 3
17.06. | 4
17.06. | 5
17.06. | 6
17.06. | 7
17.06. | 8
17.06. | 9
17.06. | 10
17.06. | 11
17.06. | 12
17.06. | 13
17.06. | 14
17.06. | 15
17.06. | 16
17.06. | 17
17.06. | 18
17.06. | 19
17.06. | 20
17.06. | 21
17.06. | 22
17.06. | 23
17.06. | 24
18.06. | 1
18.06. | 2
18.06. | 3
18.06. | 4
18.06. | 5
18.06. | 6
18.06. | 7
18.06. | 8
18.06. | 9
18.06. | 10
18.06. | 11
18.06. | 12
18.06. | 13
18.06. | 14
18.06. | 15
18.06. | 16
18.06. | 17
18.06. | 18
18.06. | 19
18.06. | 20
18.06. | 21
18.06. | 22
18.06. | 23
18.06. | 24
19.06. | 1
19.06. | 2
19.06. | 3
19.06. | 4
19.06. | 5
19.06. | 6
19.06. | 7
19.06. | 8
19.06. | 9
19.06. | 10
19.06. | 11
19.06. | 12
19.06. | 13
19.06. | 14
19.06. | 15
19.06. | 16
19.06. | 17
19.06. | 18
19.06. | 19
19.06. | 20
19.06. | 21
19.06. | 22
19.06. | 23
19.06. | 24
20.06. | 1
20.06. | 2
20.06. | 3
20.06. | 4
20.06. | 5
20.06. | 6
20.06. | 7
20.06. | 8
20.06. | 9
20.06. | 10
20.06. | 11
20.06. | 12
20.06. | 13
20.06. | 14
20.06. | 15
20.06. | 16
20.06. | 17
20.06. | 18
20.06. | 19
20.06. | 20
20.06. | 21
20.06. | 22
20.06. | 23
20.06. | 24
21.06. | 1
21.06. | 2
21.06. | 3
21.06. | 4
21.06. | 5
21.06. | 6
21.06. | 7
21.06. | 8
21.06. | 9
21.06. | 10
21.06. | 11
21.06. | 12
21.06. | 13
21.06. | 14
21.06. | 15
21.06. | 16
21.06. | 17
21.06. | 18
21.06. | 19
21.06. | 20
21.06. | 21
21.06. | 22
21.06. | 23
21.06. | 24
22.06. | 1
22.06. | 2
22.06. | 3
22.06. | 4
22.06. | 5
22.06. | 6
22.06. | 7
22.06. | 8
22.06. | 9
22.06. | 10
22.06. | 11
22.06. | 12
22.06. | 13
22.06. | 14
22.06. | 15
22.06. | 16
22.06. | 17
22.06. | 18
22.06. | 19
22.06. | 20
22.06. | 21
22.06. | 22
22.06. | 23
22.06. | 24
23.06. | 1
23.06. | 2
23.06. | 3
23.06. | 4
23.06. | 5
23.06. | 6
23.06. | 7
23.06. | 8
23.06. | 9
23.06. | 10
23.06. | 11
23.06. | 12
23.06. | 13
23.06. | 14
23.06. | 15
23.06. | 16
23.06. | 17
23.06. | 18
23.06. | 19
23.06. | 20
23.06. | 21
23.06. | 22
23.06. | 23
23.06. | 24
24.06. | 1
24.06. | 2
24.06. | 3
24.06. | 4
24.06. | 5
24.06. | 6
24.06. | 7
24.06. | 8
24.06. | 9
24.06. | 10
24.06. | 11
24.06. | 12
24.06. | 13
24.06. | 14
24.06. | 15
24.06. | 16
24.06. | 17
24.06. | 18
24.06. | 19
24.06. | 20
24.06. | 21
24.06. | 22
24.06. | 23
24.06. | 24
25.06. | 1
25.06. | 2
25.06. | 3
25.06. | 4
25.06. | 5
25.06. | 6
25.06. | 7
25.06. | 8
25.06. | 9
25.06. | 10
25.06. | 11
25.06. | 12
25.06. | 13
25.06. | 14
25.06. | 15
25.06. | 16
25.06. | 17
25.06. | 18
25.06. | 19
25.06. | 20
25.06. | 21
25.06. | 22
25.06. | 23
25.06. | 24
26.06. | 1
26.06. | 2
26.06. | 3
26.06. | 4
26.06. | 5
26.06. | 6
26.06. | 7
26.06. | 8
26.06. | 9
26.06. | 10
26.06. | 11
26.06. | 12
26.06. | 13
26.06. | 14
26.06. | 15
26.06. | 16
26.06. | 17
26.06. | 18
26.06. | 19
26.06. | 20
26.06. | 21
26.06. | 22
26.06. | 23
26.06. | 24
27.06. | 1
27.06. | 2
27.06. | 3
27.06. | 4
27.06. | 5
27.06. | 6
27.06. | 7
27.06. | 8
27.06. | 9
27.06. | 10
27.06. | 11
27.06. | 12
27.06. | 13
27.06. | 14
27.06. | 15
27.06. | 16
27.06. | 17
27.06. | 18
27.06. | 19
27.06. | 20
27.06. | 21
27.06. | 22
27.06. | 23
27.06. | 24
28.06. | 1
28.06. | 2
28.06. | 3
28.06. | 4
28.06. | 5
28.06. | 6
28.06. | 7
28.06. | 8
28.06. | 9
28.06. | 10
28.06. | 11
28.06. | 12
28.06. | 13
28.06. | 14
28.06. | 15
28.06. | 16
28.06. | 17
28.06. | 18
28.06. | 19
28.06. | 20
28.06. | 21
28.06. | 22
28.06. | 23
28.06. | 24
29.06. | 1
29.06. | 2
29.06. | 3
29.06. | 4
29.06. | 5
29.06. | 6
29.06. | 7
29.06. | 8
29.06. | 9
29.06. | 10
29.06. | 11
29.06. | 12
29.06. | 13
29.06. | 14
29.06. | 15
29.06. | 16
29.06. | 17
29.06. | 18
29.06. | 19
29.06. | 20
29.06. | 21
29.06. | 22
29.06. | 23
29.06. | 24
30.06. | 1
30.06. | 2
30.06. | 3
30.06. | 4
30.06. | 5
30.06. | 6
30.06. | 7
30.06. | 8
30.06. | 9
30.06. | 10
30.06. | 11
30.06. | 12
30.06. | 13
30.06. | 14
30.06. | 15
30.06. | 16
30.06. | 17
30.06. | 18
30.06. | 19
30.06. | 20
30.06. | 21
30.06. | 22
30.06. | 23
30.06. | 24
01.07. | 1
01.07. | 2
01.07. | 3
01.07. | 4
01.07. | 5
01.07. | 6
01.07. | 7
01.07. | 8
01.07. | 9
01.07. | 10
01.07. | 11
01.07. | 12
01.07. | 13
01.07. | 14
01.07. | 15
01.07. | 16
01.07. | 17
01.07. | 18
01.07. | 19
01.07. | 20
01.07. | 21
01.07. | 22
01.07. | 23
01.07. | 24
02.07. | 1
02.07. | 2
02.07. | 3
02.07. | 4
02.07. | 5
02.07. | 6
02.07. | 7
02.07. | 8
02.07. | 9
02.07. | 10
02.07. | 11
02.07. | 12
02.07. | 13
02.07. | 14
02.07. | 15
02.07. | 16
02.07. | 17
02.07. | 18
02.07. | 19
02.07. | 20
02.07. | 21
02.07. | 22
02.07. | 23
02.07. | 24
03.07. | 1
03.07. | 2
03.07. | 3
03.07. | 4
03.07. | 5
03.07. | 6
03.07. | 7
03.07. | 8
03.07. | 9
03.07. | 10
03.07. | 11
03.07. | 12
03.07. | 13
03.07. | 14
03.07. | 15
03.07. | 16
03.07. | 17
03.07. | 18
03.07. | 19
03.07. | 20
03.07. | 21
03.07. | 22
03.07. | 23
03.07. | 24
04.07. | 1
04.07. | 2
04.07. | 3
04.07. | 4
04.07. | 5
04.07. | 6
04.07. | 7
04.07. | 8
04.07. | 9
04.07. | 10
04.07. | 11
04.07. | 12
04.07. | 13
04.07. | 14
04.07. | 15
04.07. | 16
04.07. | 17
04.07. | 18
04.07. | 19
04.07. | 20
04.07. | 21
04.07. | 22
04.07. | 23
04.07. | 24
05.07. | 1
05.07. | 2
05.07. | 3
05.07. | 4
05.07. | 5
05.07. | 6
05.07. | 7
05.07. | 8
05.07. | 9
05.07. | 10
05.07. | 11
05.07. | 12
05.07. | 13
05.07. | 14
05.07. | 15
05.07. | 16
05.07. | 17
05.07. | 18
05.07. | 19
05.07. | 20
05.07. | 21
05.07. | 22
05.07. | 23
05.07. | 24
06.07. | 1
06.07. | 2
06.07. | 3
06.07. | 4
06.07. | 5
06.07. | 6
06.07. | 7
06.07. | 8
06.07. | 9
06.07. | 10
06.07. | 11
06.07. | 12
06.07. | 13
06.07. | 14
06.07. | 15
06.07. | 16
06.07. | 17
06.07. | 18
06.07. | 19
06.07. | 20
06.07. | 21
06.07. | 22
06.07. | 23
06.07. | 24
07.07. | 1
07.07. | 2
07.07. | 3
07.07. | 4
07.07. | 5
07.07. | 6
07.07. | 7
07.07. | 8
07.07. | 9
07.07. | 10
07.07. | 11
07.07. | 12
07.07. | 13
07.07. | 14
07.07. | 15
07.07. | 16
07.07. | 17
07.07. | 18
07.07. | 19
07.07. | 20
07.07. | 21
07.07. | 22
07.07. | 23
07.07. | 24
08.07. | 1
08.07. | 2
08.07. | 3
08.07. | 4
08.07. | 5
08.07. | 6
08.07. | 7
08.07. | 8
08.07. | 9
08.07. | 10
08.07. | 11
08.07. | 12
08.07. | 13
08.07. | 14
08.07. | 15
08.07. | 16
08.07. | 17
08.07. | 18
08.07. | 19
08.07. | 20
08.07. | 21
08.07. | 22
08.07. | 23
08.07. | 24
09.07. | 1
09.07. | 2
09.07. | 3
09.07. | 4
09.07. | 5
09.07. | 6
09.07. | 7
09.07. | 8
09.07. | 9
09.07. | 10
09.07. | 11
09.07. | 12
09.07. | 13
09.07. | 14
09.07. | 15
09.07. | 16
09.07. | 17
09.07. | 18
09.07. | 19
09.07. | 20
09.07. | 21
09.07. | 22
09.07. | 23
09.07. | 24
10.07. | 1
10.07. | 2
10.07. | 3
10.07. | 4
10.07. | 5
10.07. | 6
10.07. | 7
10.07. | 8
10.07. | 9
10.07. | 10
10.07. | 11
10.07. | 12
10.07. | 13
10.07. | 14
10.07. | 15
10.07. | 16
10.07. | 17
10.07. | 18
10.07. | 19
10.07. | 20
10.07. | 21
10.07. | 22
10.07. | 23
10.07. | 24
11.07. | 1
11.07. | 2
11.07. | 3
11.07. | 4
11.07. | 5
11.07. | 6
11.07. | 7
11.07. | 8
11.07. | 9
11.07. | 10
11.07. | 11
11.07. | 12
11.07. | 13
11.07. | 14
11.07. | 15
11.07. | 16
11.07. | 17
11.07. | 18
11.07. | 19
11.07. | 20
11.07. | 21
11.07. | 22
11.07. | 23
11.07. | 24
12.07. | 1
12.07. | 2
12.07. | 3
12.07. | 4
12.07. | 5
12.07. | 6
12.07. | 7
12.07. | 8
12.07. | 9
12.07. | 10
12.07. | 11
12.07. | 12
12.07. | 13
12.07. | 14
12.07. | 15
12.07. | 16
12.07. | 17
12.07. | 18
12.07. | 19
12.07. | 20
12.07. | 21
12.07. | 22
12.07. | 23
12.07. | 24
13.07. | 1
13.07. | 2
13.07. | 3
13.07. | 4
13.07. | 5
13.07. | 6
13.07. | 7
13.07. | 8
13.07. | 9
13.07. | 10
13.07. | 11
13.07. | 12
13.07. | 13
13.07. | 14
13.07. | 15
13.07. | 16
13.07. | 17
13.07. | 18
13.07. | 19
13.07. | 20
13.07. | 21
13.07. | 22
13.07. | 23
13.07. | 24
14.07. | 1
14.07. | 2
14.07. | 3
14.07. | 4
14.07. | 5
14.07. | 6
14.07. | 7
14.07. | 8
14.07. | 9
14.07. | 10
14.07. | 11
14.07. | 12
14.07. | 13
14.07. | 14
14.07. | 15
14.07. | 16
14.07. | 17
14.07. | 18
14.07. | 19
14.07. | 20
14.07. | 21
14.07. | 22
14.07. | 23
14.07. | 24
15.07. | 1
15.07. | 2
15.07. | 3
15.07. | 4
15.07. | 5
15.07. | 6
15.07. | 7
15.07. | 8
15.07. | 9
15.07. | 10
15.07. | 11
15.07. | 12
15.07. | 13
15.07. | 14
15.07. | 15
15.07. | 16
15.07. | 17
15.07. | 18
15.07. | 19
15.07. | 20
15.07. | 21
15.07. | 22
15.07. | 23
15.07. | 24
16.07. | 1
16.07. | 2
16.07. | 3
16.07. | 4
16.07. | 5
16.07. | 6
16.07. | 7
16.07. | 8
16.07. | 9
16.07. | 10
16.07. | 11
16.07. | 12
16.07. | 13
16.07. | 14
16.07. | 15
16.07. | 16
16.07. | 17
16.07. | 18
16.07. | 19
16.07. | 20
16.07. | 21
16.07. | 22
16.07. | 23
16.07. | 24
17.07. | 1
17.07. | 2
17.07. | 3
17.07. | 4
17.07. | 5
17.07. | 6
17.07. | 7
17.07. | 8
17.07. | 9
17.07. | 10
17.07. | 11
17.07. | 12
17.07. | 13
17.07. | 14
17.07. | 15
17.07. | 16
17.07. | 17
17.07. | 18
17.07. | 19
17.07. | 20
17.07. | 21
17.07. | 22
17.07. | 23
17.07. | 24
18.07. | 1
18.07. | 2
18.07. | 3
18.07. | 4
18.07. | 5
18.07. | 6
18.07. | 7
18.07. | 8
18.07. | 9
18.07. | 10
18.07. | 11
18.07. | 12
18.07. | 13
18.07. | 14
18.07. | 15
18.07. | 16
18.07. | 17
18.07. | 18
18.07. | 19
18.07. | 20
18.07. | 21
18.07. | 22
18.07. | 23
18.07. | 24
19.07. | 1
19.07. | 2
19.07. | 3
19.07. | 4
19.07. | 5
19.07. | 6
19.07. | 7
19.07. | 8
19.07. | 9
19.07. | 10
19.07. | 11
19.07. | 12
19.07. | 13
19.07. | 14
19.07. | 15
19.07. | 16
19.07. | 17
19.07. | 18
19.07. | 19
19.07. | 20
19.07. | 21
19.07. | 22
19.07. | 23
19.07. | 24
20.07. | 1
20.07. | 2
20.07. | 3
20.07. | 4
20.07. | 5
20.07. | 6
20.07. | 7
20.07. | 8
20.07. | 9
20.07. | 10
20.07. | 11
20.07. | 12
20.07. | 13
20.07. | 14
20.07. | 15
20.07. | 16
20.07. | 17
20.07. | 18
20.07. | 19
20.07. | 20
20.07. | 21
20.07. | 22
20.07. | 23
20.07. | 24
21.07. | 1
21.07. | 2
21.07. | 3
21.07. | 4
21.07. | 5
21.07. | 6
21.07. | 7
21.07. | 8
21.07. | 9
21.07. | 10
21.07. | 11
21.07. | 12
21.07. | 13
21.07. | 14
21.07. | 15
21.07. | 16
21.07. | 17
21.07. | 18
21.07. | 19
21.07. | 20
21.07. | 21
21.07. | 22
21.07. | 23
21.07. | 24
22.07. | 1
22.07. | 2
22.07. | 3
22.07. | 4
22.07. | 5
22.07. | 6
22.07. | 7
22.07. | 8
22.07. | 9
22.07. | 10
22.07. | 11
22.07. | 12
22.07. | 13
22.07. | 14
22.07. | 15
22.07. | 16
22.07. | 17
22.07. | 18
22.07. | 19
22.07. | 20
22.07. | 21
22.07. | 22
22.07. | 23
22.07. | 24
23.07. | 1
23.07. | 2
23.07. | 3
23.07. | 4
23.07. | 5
23.07. | 6
23.07. | 7
23.07. | 8
23.07. | 9
23.07. | 10
23.07. | 11
23.07. | 12
23.07. | 13
23.07. | 14
23.07. | 15
23.07. | 16
23.07. | 17
23.07. | 18
23.07. | 19
23.07. | 20
23.07. | 21
23.07. | 22
23.07. | 23
23.07. | 24
24.07. | 1
24.07. | 2
24.07. | 3
24.07. | 4
24.07. | 5
24.07. | 6
24.07. | 7
24.07. | 8
24.07. | 9
24.07. | 10
24.07. | 11
24.07. | 12
24.07. | 13
24.07. | 14
24.07. | 15
24.07. | 16
24.07. | 17
24.07. | 18
24.07. | 19
24.07. | 20
24.07. | 21
24.07. | 22
24.07. | 23
24.07. | 24
25.07. | 1
25.07. | 2
25.07. | 3
25.07. | 4
25.07. | 5
25.07. | 6
25.07. | 7
25.07. | 8
25.07. | 9
25.07. | 10
25.07. | 11
25.07. | 12
25.07. | 13
25.07. | 14
25.07. | 15
25.07. | 16
25.07. | 17
25.07. | 18
25.07. | 19
25.07. | 20
25.07. | 21
25.07. | 22
25.07. | 23
25.07. | 24
26.07. | 1
26.07. | 2
26.07. | 3
26.07. | 4
26.07. | 5
26.07. | 6
26.07. | 7
26.07. | 8
26.07. | 9
26.07. | 10
26.07. | 11
26.07. | 12
26.07. | 13
26.07. | 14
26.07. | 15
26.07. | 16
26.07. | 17
26.07. | 18
26.07. | 19
26.07. | 20
26.07. | 21
26.07. | 22
26.07. | 23
26.07. | 24
27.07. | 1
27.07. | 2
27.07. | 3
27.07. | 4
27.07. | 5
27.07. | 6
27.07. | 7
27.07. | 8
27.07. | 9
27.07. | 10
27.07. | 11
27.07. | 12
27.07. | 13
27.07. | 14
27.07. | 15
27.07. | 16
27.07. | 17
27.07. | 18
27.07. | 19
27.07. | 20
27.07. | 21
27.07. | 22
27.07. | 23
27.07. | 24
28.07. | 1
28.07. | 2
28.07. | 3
28.07. | 4
28.07. | 5
28.07. | 6
28.07. | 7
28.07. | 8
28.07. | 9
28.07. | 10
28.07. | 11
28.07. | 12
28.07. | 13
28.07. | 14
28.07. | 15
28.07. | 16
28.07. | 17
28.07. | 18
28.07. | 19
28.07. | 20
28.07. | 21
28.07. | 22
28.07. | 23
28.07. | 24
29.07. | 1
29.07. | 2
29.07. | 3
29.07. | 4
29.07. | 5
29.07. | 6
29.07. | 7
29.07. | 8
29.07. | 9
29.07. | 10
29.07. | 11
29.07. | 12
29.07. | 13
29.07. | 14
29.07. | 15
29.07. | 16
29.07. | 17
29.07. | 18
29.07. | 19
29.07. | 20
29.07. | 21
29.07. | 22
29.07. | 23
29.07. | 24
30.07. | 1
30.07. | 2
30.07. | 3
30.07. | 4
30.07. | 5
30.07. | 6
30.07. | 7
30.07. | 8
30.07. | 9
30.07. | 10
30.07. | 11
30.07. | 12
30.07. | 13
30.07. | 14
30.07. | 15
30.07. | 16
30.07. | 17
30.07. | 18
30.07. | 19
30.07. | 20
30.07. | 21
30.07. | 22
30.07. | 23
30.07. | 24
31.07. | 1
31.07. | 2
31.07. | 3
31.07. | 4
31.07. | 5
31.07. | 6
31.07. | 7
31.07. | 8
31.07. | 9
31.07. | 10
31.07. | 11
31.07. | 12
31.07. | 13
31.07. | 14
31.07. | 15
31.07. | 16
31.07. | 17
31.07. | 18
31.07. | 19
31.07. | 20
31.07. | 21
31.07. | 22
31.07. | 23
31.07. | 24
01.08. | 1
01.08. | 2
01.08. | 3
01.08. | 4
01.08. | 5
01.08. | 6
01.08. | 7
01.08. | 8
01.08. | 9
01.08. | 10
01.08. | 11
01.08. | 12
01.08. | 13
01.08. | 14
01.08. | 15
01.08. | 16
01.08. | 17
01.08. | 18
01.08. | 19
01.08. | 20
01.08. | 21
01.08. | 22
01.08. | 23
01.08. | 24
02.08. | 1
02.08. | 2
02.08. | 3
02.08. | 4
02.08. | 5
02.08. | 6
02.08. | 7
02.08. | 8
02.08. | 9
02.08. | 10
02.08. | 11
02.08. | 12
02.08. | 13
02.08. | 14
02.08. | 15
02.08. | 16
02.08. | 17
02.08. | 18
02.08. | 19
02.08. | 20
02.08. | 21
02.08. | 22
02.08. | 23
02.08. | 24
03.08. | 1
03.08. | 2
03.08. | 3
03.08. | 4
03.08. | 5
03.08. | 6
03.08. | 7
03.08. | 8
03.08. | 9
03.08. | 10
03.08. | 11
03.08. | 12
03.08. | 13
03.08. | 14
03.08. | 15
03.08. | 16
03.08. | 17
03.08. | 18
03.08. | 19
03.08. | 20
03.08. | 21
03.08. | 22
03.08. | 23
03.08. | 24
04.08. | 1
04.08. | 2
04.08. | 3
04.08. | 4
04.08. | 5
04.08. | 6
04.08. | 7
04.08. | 8
04.08. | 9
04.08. | 10
04.08. | 11
04.08. | 12
04.08. | 13
04.08. | 14
04.08. | 15
04.08. | 16
04.08. | 17
04.08. | 18
04.08. | 19
04.08. | 20
04.08. | 21
04.08. | 22
04.08. | 23
04.08. | 24
05.08. | 1
05.08. | 2
05.08. | 3
05.08. | 4
05.08. | 5
05.08. | 6
05.08. | 7
05.08. | 8
05.08. | 9
05.08. | 10
05.08. | 11
05.08. | 12
05.08. | 13
05.08. | 14
05.08. | 15
05.08. | 16
05.08. | 17
05.08. | 18
05.08. | 19
05.08. | 20
05.08. | 21
05.08. | 22
05.08. | 23
05.08. | 24
06.08. | 1
06.08. | 2
06.08. | 3
06.08. | 4
06.08. | 5
06.08. | 6
06.08. | 7
06.08. | 8
06.08. | 9
06.08. | 10
06.08. | 11
06.08. | 12
06.08. | 13
06.08. | 14
06.08. | 15
06.08. | 16
06.08. | 17
06.08. | 18
06.08. | 19
06.08. | 20
06.08. | 21
06.08. | 22
06.08. | 23
06.08. | 24
07.08. | 1
07.08. | 2
07.08. | 3
07.08. | 4
07.08. | 5
07.08. | 6
07.08. | 7
07.08. | 8
07.08. | 9
07.08. | 10
07.08. | 11
07.08. | 12
07.08. | 13
07.08. | 14
07.08. | 15
07.08. | 16
07.08. | 17
07.08. | 18
07.08. | 19
07.08. | 20
07.08. | 21
07.08. | 22
07.08. | 23
07.08. | 24
08.08. | 1
08.08. | 2
08.08. | 3
08.08. | 4
08.08. | 5
08.08. | 6
08.08. | 7
08.08. | 8
08.08. | 9
08.08. | 10
08.08. | 11
08.08. | 12
08.08. | 13
08.08. | 14
08.08. | 15
08.08. | 16
08.08. | 17
08.08. | 18
08.08. | 19
08.08. | 20
08.08. | 21
08.08. | 22
08.08. | 23
08.08. | 24
09.08. | 1
09.08. | 2
09.08. | 3
09.08. | 4
09.08. | 5
09.08. | 6
09.08. | 7
09.08. | 8
09.08. | 9
09.08. | 10
09.08. | 11
09.08. | 12
09.08. | 13
09.08. | 14
09.08. | 15
09.08. | 16
09.08. | 17
09.08. | 18
09.08. | 19
09.08. | 20
09.08. | 21
09.08. | 22
09.08. | 23
09.08. | 24
10.08. | 1
10.08. | 2
10.08. | 3
10.08. | 4
10.08. | 5
10.08. | 6
10.08. | 7
10.08. | 8
10.08. | 9
10.08. | 10
10.08. | 11
10.08. | 12
10.08. | 13
10.08. | 14
10.08. | 15
10.08. | 16
10.08. | 17
10.08. | 18
10.08. | 19
10.08. | 20
10.08. | 21
10.08. | 22
10.08. | 23
10.08. | 24
11.08. | 1
11.08. | 2
11.08. | 3
11.08. | 4
11.08. | 5
11.08. | 6
11.08. | 7
11.08. | 8
11.08. | 9
11.08. | 10
11.08. | 11
11.08. | 12
11.08. | 13
11.08. | 14
11.08. | 15
11.08. | 16
11.08. | 17
11.08. | 18
11.08. | 19
11.08. | 20
11.08. | 21
11.08. | 22
11.08. | 23
11.08. | 24
12.08. | 1
12.08. | 2
12.08. | 3
12.08. | 4
12.08. | 5
12.08. | 6
12.08. | 7
12.08. | 8
12.08. | 9
12.08. | 10
12.08. | 11
12.08. | 12
12.08. | 13
12.08. | 14
12.08. | 15
12.08. | 16
12.08. | 17
12.08. | 18
12.08. | 19
12.08. | 20
12.08. | 21
12.08. | 22
12.08. | 23
12.08. | 24
13.08. | 1
13.08. | 2
13.08. | 3
13.08. | 4
13.08. | 5
13.08. | 6
13.08. | 7
13.08. | 8
13.08. | 9
13.08. | 10
13.08. | 11
13.08. | 12
13.08. | 13
13.08. | 14
13.08. | 15
13.08. | 16
13.08. | 17
13.08. | 18
13.08. | 19
13.08. | 20
13.08. | 21
13.08. | 22
13.08. | 23
13.08. | 24
14.08. | 1
14.08. | 2
14.08. | 3
14.08. | 4
14.08. | 5
14.08. | 6
14.08. | 7
14.08. | 8
14.08. | 9
14.08. | 10
14.08. | 11
14.08. | 12
14.08. | 13
14.08. | 14
14.08. | 15
14.08. | 16
14.08. | 17
14.08. | 18
14.08. | 19
14.08. | 20
14.08. | 21
14.08. | 22
14.08. | 23
14.08. | 24
15.08. | 1
15.08. | 2
15.08. | 3
15.08. | 4
15.08. | 5
15.08. | 6
15.08. | 7
15.08. | 8
15.08. | 9
15.08. | 10
15.08. | 11
15.08. | 12
15.08. | 13
15.08. | 14
15.08. | 15
15.08. | 16
15.08. | 17
15.08. | 18
15.08. | 19
15.08. | 20
15.08. | 21
15.08. | 22
15.08. | 23
15.08. | 24
16.08. | 1
16.08. | 2
16.08. | 3
16.08. | 4
16.08. | 5
16.08. | 6
16.08. | 7
16.08. | 8
16.08. | 9
16.08. | 10
16.08. | 11
16.08. | 12
16.08. | 13
16.08. | 14
16.08. | 15
16.08. | 16
16.08. | 17
16.08. | 18
16.08. | 19
16.08. | 20
16.08. | 21
16.08. | 22
16.08. | 23
16.08. | 24
17.08. | 1
17.08. | 2
17.08. | 3
17.08. | 4
17.08. | 5
17.08. | 6
17.08. | 7
17.08. | 8
17.08. | 9
17.08. | 10
17.08. | 11
17.08. | 12
17.08. | 13
17.08. | 14
17.08. | 15
17.08. | 16
17.08. | 17
17.08. | 18
17.08. | 19
17.08. | 20
17.08. | 21
17.08. | 22
17.08. | 23
17.08. | 24
18.08. | 1
18.08. | 2
18.08. | 3
18.08. | 4
18.08. | 5
18.08. | 6
18.08. | 7
18.08. | 8
18.08. | 9
18.08. | 10
18.08. | 11
18.08. | 12
18.08. | 13
18.08. | 14
18.08. | 15
18.08. | 16
18.08. | 17
18.08. | 18
18.08. | 19
18.08. | 20
18.08. | 21
18.08. | 22
18.08. | 23
18.08. | 24
19.08. | 1
19.08. | 2
19.08. | 3
19.08. | 4
19.08. | 5
19.08. | 6
19.08. | 7
19.08. | 8
19.08. | 9
19.08. | 10
19.08. | 11
19.08. | 12
19.08. | 13
19.08. | 14
19.08. | 15
19.08. | 16
19.08. | 17
19.08. | 18
19.08. | 19
19.08. | 20
19.08. | 21
19.08. | 22
19.08. | 23
19.08. | 24
20.08. | 1
20.08. | 2
20.08. | 3
20.08. | 4
20.08. | 5
20.08. | 6
20.08. | 7
20.08. | 8
20.08. | 9
20.08. | 10
20.08. | 11
20.08. | 12
20.08. | 13
20.08. | 14
20.08. | 15
20.08. | 16
20.08. | 17
20.08. | 18
20.08. | 19
20.08. | 20
20.08. | 21
20.08. | 22
20.08. | 23
20.08. | 24
21.08. | 1
21.08. | 2
21.08. | 3
21.08. | 4
21.08. | 5
21.08. | 6
21.08. | 7
21.08. | 8
21.08. | 9
21.08. | 10
21.08. | 11
21.08. | 12
21.08. | 13
21.08. | 14
21.08. | 15
21.08. | 16
21.08. | 17
21.08. | 18
21.08. | 19
21.08. | 20
21.08. | 21
21.08. | 22
21.08. | 23
21.08. | 24
22.08. | 1
22.08. | 2
22.08. | 3
22.08. | 4
22.08. | 5
22.08. | 6
22.08. | 7
22.08. | 8
22.08. | 9
22.08. | 10
22.08. | 11
22.08. | 12
22.08. | 13
22.08. | 14
22.08. | 15
22.08. | 16
22.08. | 17
22.08. | 18
22.08. | 19
22.08. | 20
22.08. | 21
22.08. | 22
22.08. | 23
22.08. | 24
23.08. | 1
23.08. | 2
23.08. | 3
23.08. | 4
23.08. | 5
23.08. | 6
23.08. | 7
23.08. | 8
23.08. | 9
23.08. | 10
23.08. | 11
23.08. | 12
23.08. | 13
23.08. | 14
23.08. | 15
23.08. | 16
23.08. | 17
23.08. | 18
23.08. | 19
23.08. | 20
23.08. | 21
23.08. | 22
23.08. | 23
23.08. | 24
24.08. | 1
24.08. | 2
24.08. | 3
24.08. | 4
24.08. | 5
24.08. | 6
24.08. | 7
24.08. | 8
24.08. | 9
24.08. | 10
24.08. | 11
24.08. | 12
24.08. | 13
24.08. | 14
24.08. | 15
24.08. | 16
24.08. | 17
24.08. | 18
24.08. | 19
24.08. | 20
24.08. | 21
24.08. | 22
24.08. | 23
24.08. | 24
25.08. | 1
25.08. | 2
25.08. | 3
25.08. | 4
25.08. | 5
25.08. | 6
25.08. | 7
25.08. | 8
25.08. | 9
25.08. | 10
25.08. | 11
25.08. | 12
25.08. | 13
25.08. | 14
25.08. | 15
25.08. | 16
25.08. | 17
25.08. | 18
25.08. | 19
25.08. | 20
25.08. | 21
25.08. | 22
25.08. | 23
25.08. | 24
26.08. | 1
26.08. | 2
26.08. | 3
26.08. | 4
26.08. | 5
26.08. | 6
26.08. | 7
26.08. | 8
26.08. | 9
26.08. | 10
26.08. | 11
26.08. | 12
26.08. | 13
26.08. | 14
26.08. | 15
26.08. | 16
26.08. | 17
26.08. | 18
26.08. | 19
26.08. | 20
26.08. | 21
26.08. | 22
26.08. | 23
26.08. | 24
27.08. | 1
27.08. | 2
27.08. | 3
27.08. | 4
27.08. | 5
27.08. | 6
27.08. | 7
27.08. | 8
27.08. | 9
27.08. | 10
27.08. | 11
27.08. | 12
27.08. | 13
27.08. | 14
27.08. | 15
27.08. | 16
27.08. | 17
27.08. | 18
27.08. | 19
27.08. | 20
27.08. | 21
27.08. | 22
27.08. | 23
27.08. | 24
28.08. | 1
28.08. | 2
28.08. | 3
28.08. | 4
28.08. | 5
28.08. | 6
28.08. | 7
28.08. | 8
28.08. | 9
28.08. | 10
28.08. | 11
28.08. | 12
28.08. | 13
28.08. | 14
28.08. | 15
28.08. | 16
28.08. | 17
28.08. | 18
28.08. | 19
28.08. | 20
28.08. | 21
28.08. | 22
28.08. | 23
28.08. | 24
29.08. | 1
29.08. | 2
29.08. | 3
29.08. | 4
29.08. | 5
29.08. | 6
29.08. | 7
29.08. | 8
29.08. | 9
29.08. | 10
29.08. | 11
29.08. | 12
29.08. | 13
29.08. | 14
29.08. | 15
29.08. | 16
29.08. | 17
29.08. | 18
29.08. | 19
29.08. | 20
29.08. | 21
29.08. | 22
29.08. | 23
29.08. | 24
30.08. | 1
30.08. | 2
30.08. | 3
30.08. | 4
30.08. | 5
30.08. | 6
30.08. | 7
30.08. | 8
30.08. | 9
30.08. | 10
30.08. | 11
30.08. | 12
30.08. | 13
30.08. | 14
30.08. | 15
30.08. | 16
30.08. | 17
30.08. | 18
30.08. | 19
30.08. | 20
30.08. | 21
30.08. | 22
30.08. | 23
30.08. | 24
31.08. | 1
31.08. | 2
31.08. | 3
31.08. | 4
31.08. | 5
31.08. | 6
31.08. | 7
31.08. | 8
31.08. | 9
31.08. | 10
31.08. | 11
31.08. | 12
31.08. | 13
31.08. | 14
31.08. | 15
31.08. | 16
31.08. | 17
31.08. | 18
31.08. | 19
31.08. | 20
31.08. | 21
31.08. | 22
31.08. | 23
31.08. | 24
01.09. | 1
01.09. | 2
01.09. | 3
01.09. | 4
01.09. | 5
01.09. | 6
01.09. | 7
01.09. | 8
01.09. | 9
01.09. | 10
01.09. | 11
01.09. | 12
01.09. | 13
01.09. | 14
01.09. | 15
01.09. | 16
01.09. | 17
01.09. | 18
01.09. | 19
01.09. | 20
01.09. | 21
01.09. | 22
01.09. | 23
01.09. | 24
02.09. | 1
02.09. | 2
02.09. | 3
02.09. | 4
02.09. | 5
02.09. | 6
02.09. | 7
02.09. | 8
02.09. | 9
02.09. | 10
02.09. | 11
02.09. | 12
02.09. | 13
02.09. | 14
02.09. | 15
02.09. | 16
02.09. | 17
02.09. | 18
02.09. | 19
02.09. | 20
02.09. | 21
02.09. | 22
02.09. | 23
02.09. | 24
03.09. | 1
03.09. | 2
03.09. | 3
03.09. | 4
03.09. | 5
03.09. | 6
03.09. | 7
03.09. | 8
03.09. | 9
03.09. | 10
03.09. | 11
03.09. | 12
03.09. | 13
03.09. | 14
03.09. | 15
03.09. | 16
03.09. | 17
03.09. | 18
03.09. | 19
03.09. | 20
03.09. | 21
03.09. | 22
03.09. | 23
03.09. | 24
04.09. | 1
04.09. | 2
04.09. | 3
04.09. | 4
04.09. | 5
04.09. | 6
04.09. | 7
04.09. | 8
04.09. | 9
04.09. | 10
04.09. | 11
04.09. | 12
04.09. | 13
04.09. | 14
04.09. | 15
04.09. | 16
04.09. | 17
04.09. | 18
04.09. | 19
04.09. | 20
04.09. | 21
04.09. | 22
04.09. | 23
04.09. | 24
05.09. | 1
05.09. | 2
05.09. | 3
05.09. | 4
05.09. | 5
05.09. | 6
05.09. | 7
05.09. | 8
05.09. | 9
05.09. | 10
05.09. | 11
05.09. | 12
05.09. | 13
05.09. | 14
05.09. | 15
05.09. | 16
05.09. | 17
05.09. | 18
05.09. | 19
05.09. | 20
05.09. | 21
05.09. | 22
05.09. | 23
05.09. | 24
06.09. | 1
06.09. | 2
06.09. | 3
06.09. | 4
06.09. | 5
06.09. | 6
06.09. | 7
06.09. | 8
06.09. | 9
06.09. | 10
06.09. | 11
06.09. | 12
06.09. | 13
06.09. | 14
06.09. | 15
06.09. | 16
06.09. | 17
06.09. | 18
06.09. | 19
06.09. | 20
06.09. | 21
06.09. | 22
06.09. | 23
06.09. | 24
07.09. | 1
07.09. | 2
07.09. | 3
07.09. | 4
07.09. | 5
07.09. | 6
07.09. | 7
07.09. | 8
07.09. | 9
07.09. | 10
07.09. | 11
07.09. | 12
07.09. | 13
07.09. | 14
07.09. | 15
07.09. | 16
07.09. | 17
07.09. | 18
07.09. | 19
07.09. | 20
07.09. | 21
07.09. | 22
07.09. | 23
07.09. | 24
08.09. | 1
08.09. | 2
08.09. | 3
08.09. | 4
08.09. | 5
08.09. | 6
08.09. | 7
08.09. | 8
08.09. | 9
08.09. | 10
08.09. | 11
08.09. | 12
08.09. | 13
08.09. | 14
08.09. | 15
08.09. | 16
08.09. | 17
08.09. | 18
08.09. | 19
08.09. | 20
08.09. | 21
08.09. | 22
08.09. | 23
08.09. | 24
09.09. | 1
09.09. | 2
09.09. | 3
09.09. | 4
09.09. | 5
09.09. | 6
09.09. | 7
09.09. | 8
09.09. | 9
09.09. | 10
09.09. | 11
09.09. | 12
09.09. | 13
09.09. | 14
09.09. | 15
09.09. | 16
09.09. | 17
09.09. | 18
09.09. | 19
09.09. | 20
09.09. | 21
09.09. | 22
09.09. | 23
09.09. | 24
10.09. | 1
10.09. | 2
10.09. | 3
10.09. | 4
10.09. | 5
10.09. | 6
10.09. | 7
10.09. | 8
10.09. | 9
10.09. | 10
10.09. | 11
10.09. | 12
10.09. | 13
10.09. | 14
10.09. | 15
10.09. | 16
10.09. | 17
10.09. | 18
10.09. | 19
10.09. | 20
10.09. | 21
10.09. | 22
10.09. | 23
10.09. | 24
11.09. | 1
11.09. | 2
11.09. | 3
11.09. | 4
11.09. | 5
11.09. | 6
11.09. | 7
11.09. | 8
11.09. | 9
11.09. | 10
11.09. | 11
11.09. | 12
11.09. | 13
11.09. | 14
11.09. | 15
11.09. | 16
11.09. | 17
11.09. | 18
11.09. | 19
11.09. | 20
11.09. | 21
11.09. | 22
11.09. | 23
11.09. | 24
12.09. | 1
12.09. | 2
12.09. | 3
12.09. | 4
12.09. | 5
12.09. | 6
12.09. | 7
12.09. | 8
12.09. | 9
12.09. | 10
12.09. | 11
12.09. | 12
12.09. | 13
12.09. | 14
12.09. | 15
12.09. | 16
12.09. | 17
12.09. | 18
12.09. | 19
12.09. | 20
12.09. | 21
12.09. | 22
12.09. | 23
12.09. | 24
13.09. | 1
13.09. | 2
13.09. | 3
13.09. | 4
13.09. | 5
13.09. | 6
13.09. | 7
13.09. | 8
13.09. | 9
13.09. | 10
13.09. | 11
13.09. | 12
13.09. | 13
13.09. | 14
13.09. | 15
13.09. | 16
13.09. | 17
13.09. | 18
13.09. | 19
13.09. | 20
13.09. | 21
13.09. | 22
13.09. | 23
13.09. | 24
14.09. | 1
14.09. | 2
14.09. | 3
14.09. | 4
14.09. | 5
14.09. | 6
14.09. | 7
14.09. | 8
14.09. | 9
14.09. | 10
14.09. | 11
14.09. | 12
14.09. | 13
14.09. | 14
14.09. | 15
14.09. | 16
14.09. | 17
14.09. | 18
14.09. | 19
14.09. | 20
14.09. | 21
14.09. | 22
14.09. | 23
14.09. | 24
15.09. | 1
15.09. | 2
15.09. | 3
15.09. | 4
15.09. | 5
15.09. | 6
15.09. | 7
15.09. | 8
15.09. | 9
15.09. | 10
15.09. | 11
15.09. | 12
15.09. | 13
15.09. | 14
15.09. | 15
15.09. | 16
15.09. | 17
15.09. | 18
15.09. | 19
15.09. | 20
15.09. | 21
15.09. | 22
15.09. | 23
15.09. | 24
16.09. | 1
16.09. | 2
16.09. | 3
16.09. | 4
16.09. | 5
16.09. | 6
16.09. | 7
16.09. | 8
16.09. | 9
16.09. | 10
16.09. | 11
16.09. | 12
16.09. | 13
16.09. | 14
16.09. | 15
16.09. | 16
16.09. | 17
16.09. | 18
16.09. | 19
16.09. | 20
16.09. | 21
16.09. | 22
16.09. | 23
16.09. | 24
17.09. | 1
17.09. | 2
17.09. | 3
17.09. | 4
17.09. | 5
17.09. | 6
17.09. | 7
17.09. | 8
17.09. | 9
17.09. | 10
17.09. | 11
17.09. | 12
17.09. | 13
17.09. | 14
17.09. | 15
17.09. | 16
17.09. | 17
17.09. | 18
17.09. | 19
17.09. | 20
17.09. | 21
17.09. | 22
17.09. | 23
17.09. | 24
18.09. | 1
18.09. | 2
18.09. | 3
18.09. | 4
18.09. | 5
18.09. | 6
18.09. | 7
18.09. | 8
18.09. | 9
18.09. | 10
18.09. | 11
18.09. | 12
18.09. | 13
18.09. | 14
18.09. | 15
18.09. | 16
18.09. | 17
18.09. | 18
18.09. | 19
18.09. | 20
18.09. | 21
18.09. | 22
18.09. | 23
18.09. | 24
19.09. | 1
19.09. | 2
19.09. | 3
19.09. | 4
19.09. | 5
19.09. | 6
19.09. | 7
19.09. | 8
19.09. | 9
19.09. | 10
19.09. | 11
19.09. | 12
19.09. | 13
19.09. | 14
19.09. | 15
19.09. | 16
19.09. | 17
19.09. | 18
19.09. | 19
19.09. | 20
19.09. | 21
19.09. | 22
19.09. | 23
19.09. | 24
20.09. | 1
20.09. | 2
20.09. | 3
20.09. | 4
20.09. | 5
20.09. | 6
20.09. | 7
20.09. | 8
20.09. | 9
20.09. | 10
20.09. | 11
20.09. | 12
20.09. | 13
20.09. | 14
20.09. | 15
20.09. | 16
20.09. | 17
20.09. | 18
20.09. | 19
20.09. | 20
20.09. | 21
20.09. | 22
20.09. | 23
20.09. | 24
21.09. | 1
21.09. | 2
21.09. | 3
21.09. | 4
21.09. | 5
21.09. | 6
21.09. | 7
21.09. | 8
21.09. | 9
21.09. | 10
21.09. | 11
21.09. | 12
21.09. | 13
21.09. | 14
21.09. | 15
21.09. | 16
21.09. | 17
21.09. | 18
21.09. | 19
21.09. | 20
21.09. | 21
21.09. | 22
21.09. | 23
21.09. | 24
22.09. | 1
22.09. | 2
22.09. | 3
22.09. | 4
22.09. | 5
22.09. | 6
22.09. | 7
22.09. | 8
22.09. | 9
22.09. | 10
22.09. | 11
22.09. | 12
22.09. | 13
22.09. | 14
22.09. | 15
22.09. | 16
22.09. | 17
22.09. | 18
22.09. | 19
22.09. | 20
22.09. | 21
22.09. | 22
22.09. | 23
22.09. | 24
23.09. | 1
23.09. | 2
23.09. | 3
23.09. | 4
23.09. | 5
23.09. | 6
23.09. | 7
23.09. | 8
23.09. | 9
23.09. | 10
23.09. | 11
23.09. | 12
23.09. | 13
23.09. | 14
23.09. | 15
23.09. | 16
23.09. | 17
23.09. | 18
23.09. | 19
23.09. | 20
23.09. | 21
23.09. | 22
23.09. | 23
23.09. | 24
24.09. | 1
24.09. | 2
24.09. | 3
24.09. | 4
24.09. | 5
24.09. | 6
24.09. | 7
24.09. | 8
24.09. | 9
24.09. | 10
24.09. | 11
24.09. | 12
24.09. | 13
24.09. | 14
24.09. | 15
24.09. | 16
24.09. | 17
24.09. | 18
24.09. | 19
24.09. | 20
24.09. | 21
24.09. | 22
24.09. | 23
24.09. | 24
25.09. | 1
25.09. | 2
25.09. | 3
25.09. | 4
25.09. | 5
25.09. | 6
25.09. | 7
25.09. | 8
25.09. | 9
25.09. | 10
25.09. | 11
25.09. | 12
25.09. | 13
25.09. | 14
25.09. | 15
25.09. | 16
25.09. | 17
25.09. | 18
25.09. | 19
25.09. | 20
25.09. | 21
25.09. | 22
25.09. | 23
25.09. | 24
26.09. | 1
26.09. | 2
26.09. | 3
26.09. | 4
26.09. | 5
26.09. | 6
26.09. | 7
26.09. | 8
26.09. | 9
26.09. | 10
26.09. | 11
26.09. | 12
26.09. | 13
26.09. | 14
26.09. | 15
26.09. | 16
26.09. | 17
26.09. | 18
26.09. | 19
26.09. | 20
26.09. | 21
26.09. | 22
26.09. | 23
26.09. | 24
27.09. | 1
27.09. | 2
27.09. | 3
27.09. | 4
27.09. | 5
27.09. | 6
27.09. | 7
27.09. | 8
27.09. | 9
27.09. | 10
27.09. | 11
27.09. | 12
27.09. | 13
27.09. | 14
27.09. | 15
27.09. | 16
27.09. | 17
27.09. | 18
27.09. | 19
27.09. | 20
27.09. | 21
27.09. | 22
27.09. | 23
27.09. | 24
28.09. | 1
28.09. | 2
28.09. | 3
28.09. | 4
28.09. | 5
28.09. | 6
28.09. | 7
28.09. | 8
28.09. | 9
28.09. | 10
28.09. | 11
28.09. | 12
28.09. | 13
28.09. | 14
28.09. | 15
28.09. | 16
28.09. | 17
28.09. | 18
28.09. | 19
28.09. | 20
28.09. | 21
28.09. | 22
28.09. | 23
28.09. | 24
29.09. | 1
29.09. | 2
29.09. | 3
29.09. | 4
29.09. | 5
29.09. | 6
29.09. | 7
29.09. | 8
29.09. | 9
29.09. | 10
29.09. | 11
29.09. | 12
29.09. | 13
29.09. | 14
29.09. | 15
29.09. | 16
29.09. | 17
29.09. | 18
29.09. | 19
29.09. | 20
29.09. | 21
29.09. | 22
29.09. | 23
29.09. | 24
30.09. | 1
30.09. | 2
30.09. | 3
30.09. | 4
30.09. | 5
30.09. | 6
30.09. | 7
30.09. | 8
30.09. | 9
30.09. | 10
30.09. | 11
30.09. | 12
30.09. | 13
30.09. | 14
30.09. | 15
30.09. | 16
30.09. | 17
30.09. | 18
30.09. | 19
30.09. | 20
30.09. | 21
30.09. | 22
30.09. | 23
30.09. | 24
01.10. | 1
01.10. | 2
01.10. | 3
01.10. | 4
01.10. | 5
01.10. | 6
01.10. | 7
01.10. | 8
01.10. | 9
01.10. | 10
01.10. | 11
01.10. | 12
01.10. | 13
01.10. | 14
01.10. | 15
01.10. | 16
01.10. | 17
01.10. | 18
01.10. | 19
01.10. | 20
01.10. | 21
01.10. | 22
01.10. | 23
01.10. | 24
02.10. | 1
02.10. | 2
02.10. | 3
02.10. | 4
02.10. | 5
02.10. | 6
02.10. | 7
02.10. | 8
02.10. | 9
02.10. | 10
02.10. | 11
02.10. | 12
02.10. | 13
02.10. | 14
02.10. | 15
02.10. | 16
02.10. | 17
02.10. | 18
02.10. | 19
02.10. | 20
02.10. | 21
02.10. | 22
02.10. | 23
02.10. | 24
03.10. | 1
03.10. | 2
03.10. | 3
03.10. | 4
03.10. | 5
03.10. | 6
03.10. | 7
03.10. | 8
03.10. | 9
03.10. | 10
03.10. | 11
03.10. | 12
03.10. | 13
03.10. | 14
03.10. | 15
03.10. | 16
03.10. | 17
03.10. | 18
03.10. | 19
03.10. | 20
03.10. | 21
03.10. | 22
03.10. | 23
03.10. | 24
04.10. | 1
04.10. | 2
04.10. | 3
04.10. | 4
04.10. | 5
04.10. | 6
04.10. | 7
04.10. | 8
04.10. | 9
04.10. | 10
04.10. | 11
04.10. | 12
04.10. | 13
04.10. | 14
04.10. | 15
04.10. | 16
04.10. | 17
04.10. | 18
04.10. | 19
04.10. | 20
04.10. | 21
04.10. | 22
04.10. | 23
04.10. | 24
05.10. | 1
05.10. | 2
05.10. | 3
05.10. | 4
05.10. | 5
05.10. | 6
05.10. | 7
05.10. | 8
05.10. | 9
05.10. | 10
05.10. | 11
05.10. | 12
05.10. | 13
05.10. | 14
05.10. | 15
05.10. | 16
05.10. | 17
05.10. | 18
05.10. | 19
05.10. | 20
05.10. | 21
05.10. | 22
05.10. | 23
05.10. | 24
06.10. | 1
06.10. | 2
06.10. | 3
06.10. | 4
06.10. | 5
06.10. | 6
06.10. | 7
06.10. | 8
06.10. | 9
06.10. | 10
06.10. | 11
06.10. | 12
06.10. | 13
06.10. | 14
06.10. | 15
06.10. | 16
06.10. | 17
06.10. | 18
06.10. | 19
06.10. | 20
06.10. | 21
06.10. | 22
06.10. | 23
06.10. | 24
07.10. | 1
07.10. | 2
07.10. | 3
07.10. | 4
07.10. | 5
07.10. | 6
07.10. | 7
07.10. | 8
07.10. | 9
07.10. | 10
07.10. | 11
07.10. | 12
07.10. | 13
07.10. | 14
07.10. | 15
07.10. | 16
07.10. | 17
07.10. | 18
07.10. | 19
07.10. | 20
07.10. | 21
07.10. | 22
07.10. | 23
07.10. | 24
08.10. | 1
08.10. | 2
08.10. | 3
08.10. | 4
08.10. | 5
08.10. | 6
08.10. | 7
08.10. | 8
08.10. | 9
08.10. | 10
08.10. | 11
08.10. | 12
08.10. | 13
08.10. | 14
08.10. | 15
08.10. | 16
08.10. | 17
08.10. | 18
08.10. | 19
08.10. | 20
08.10. | 21
08.10. | 22
08.10. | 23
08.10. | 24
09.10. | 1
09.10. | 2
09.10. | 3
09.10. | 4
09.10. | 5
09.10. | 6
09.10. | 7
09.10. | 8
09.10. | 9
09.10. | 10
09.10. | 11
09.10. | 12
09.10. | 13
09.10. | 14
09.10. | 15
09.10. | 16
09.10. | 17
09.10. | 18
09.10. | 19
09.10. | 20
09.10. | 21
09.10. | 22
09.10. | 23
09.10. | 24
10.10. | 1
10.10. | 2
10.10. | 3
10.10. | 4
10.10. | 5
10.10. | 6
10.10. | 7
10.10. | 8
10.10. | 9
10.10. | 10
10.10. | 11
10.10. | 12
10.10. | 13
10.10. | 14
10.10. | 15
10.10. | 16
10.10. | 17
10.10. | 18
10.10. | 19
10.10. | 20
10.10. | 21
10.10. | 22
10.10. | 23
10.10. | 24
11.10. | 1
11.10. | 2
11.10. | 3
11.10. | 4
11.10. | 5
11.10. | 6
11.10. | 7
11.10. | 8
11.10. | 9
11.10. | 10
11.10. | 11
11.10. | 12
11.10. | 13
11.10. | 14
11.10. | 15
11.10. | 16
11.10. | 17
11.10. | 18
11.10. | 19
11.10. | 20
11.10. | 21
11.10. | 22
11.10. | 23
11.10. | 24
12.10. | 1
12.10. | 2
12.10. | 3
12.10. | 4
12.10. | 5
12.10. | 6
12.10. | 7
12.10. | 8
12.10. | 9
12.10. | 10
12.10. | 11
12.10. | 12
12.10. | 13
12.10. | 14
12.10. | 15
12.10. | 16
12.10. | 17
12.10. | 18
12.10. | 19
12.10. | 20
12.10. | 21
12.10. | 22
12.10. | 23
12.10. | 24
13.10. | 1
13.10. | 2
13.10. | 3
13.10. | 4
13.10. | 5
13.10. | 6
13.10. | 7
13.10. | 8
13.10. | 9
13.10. | 10
13.10. | 11
13.10. | 12
13.10. | 13
13.10. | 14
13.10. | 15
13.10. | 16
13.10. | 17
13.10. | 18
13.10. | 19
13.10. | 20
13.10. | 21
13.10. | 22
13.10. | 23
13.10. | 24
14.10. | 1
14.10. | 2
14.10. | 3
14.10. | 4
14.10. | 5
14.10. | 6
14.10. | 7
14.10. | 8
14.10. | 9
14.10. | 10
14.10. | 11
14.10. | 12
14.10. | 13
14.10. | 14
14.10. | 15
14.10. | 16
14.10. | 17
14.10. | 18
14.10. | 19
14.10. | 20
14.10. | 21
14.10. | 22
14.10. | 23
14.10. | 24
15.10. | 1
15.10. | 2
15.10. | 3
15.10. | 4
15.10. | 5
15.10. | 6
15.10. | 7
15.10. | 8
15.10. | 9
15.10. | 10
15.10. | 11
15.10. | 12
15.10. | 13
15.10. | 14
15.10. | 15
15.10. | 16
15.10. | 17
15.10. | 18
15.10. | 19
15.10. | 20
15.10. | 21
15.10. | 22
15.10. | 23
15.10. | 24
16.10. | 1
16.10. | 2
16.10. | 3
16.10. | 4
16.10. | 5
16.10. | 6
16.10. | 7
16.10. | 8
16.10. | 9
16.10. | 10
16.10. | 11
16.10. | 12
16.10. | 13
16.10. | 14
16.10. | 15
16.10. | 16
16.10. | 17
16.10. | 18
16.10. | 19
16.10. | 20
16.10. | 21
16.10. | 22
16.10. | 23
16.10. | 24
17.10. | 1
17.10. | 2
17.10. | 3
17.10. | 4
17.10. | 5
17.10. | 6
17.10. | 7
17.10. | 8
17.10. | 9
17.10. | 10
17.10. | 11
17.10. | 12
17.10. | 13
17.10. | 14
17.10. | 15
17.10. | 16
17.10. | 17
17.10. | 18
17.10. | 19
17.10. | 20
17.10. | 21
17.10. | 22
17.10. | 23
17.10. | 24
18.10. | 1
18.10. | 2
18.10. | 3
18.10. | 4
18.10. | 5
18.10. | 6
18.10. | 7
18.10. | 8
18.10. | 9
18.10. | 10
18.10. | 11
18.10. | 12
18.10. | 13
18.10. | 14
18.10. | 15
18.10. | 16
18.10. | 17
18.10. | 18
18.10. | 19
18.10. | 20
18.10. | 21
18.10. | 22
18.10. | 23
18.10. | 24
19.10. | 1
19.10. | 2
19.10. | 3
19.10. | 4
19.10. | 5
19.10. | 6
19.10. | 7
19.10. | 8
19.10. | 9
19.10. | 10
19.10. | 11
19.10. | 12
19.10. | 13
19.10. | 14
19.10. | 15
19.10. | 16
19.10. | 17
19.10. | 18
19.10. | 19
19.10. | 20
19.10. | 21
19.10. | 22
19.10. | 23
19.10. | 24
20.10. | 1
20.10. | 2
20.10. | 3
20.10. | 4
20.10. | 5
20.10. | 6
20.10. | 7
20.10. | 8
20.10. | 9
20.10. | 10
20.10. | 11
20.10. | 12
20.10. | 13
20.10. | 14
20.10. | 15
20.10. | 16
20.10. | 17
20.10. | 18
20.10. | 19
20.10. | 20
20.10. | 21
20.10. | 22
20.10. | 23
20.10. | 24
21.10. | 1
21.10. | 2
21.10. | 3
21.10. | 4
21.10. | 5
21.10. | 6
21.10. | 7
21.10. | 8
21.10. | 9
21.10. | 10
21.10. | 11
21.10. | 12
21.10. | 13
21.10. | 14
21.10. | 15
21.10. | 16
21.10. | 17
21.10. | 18
21.10. | 19
21.10. | 20
21.10. | 21
21.10. | 22
21.10. | 23
21.10. | 24
22.10. | 1
22.10. | 2
22.10. | 3
22.10. | 4
22.10. | 5
22.10. | 6
22.10. | 7
22.10. | 8
22.10. | 9
22.10. | 10
22.10. | 11
22.10. | 12
22.10. | 13
22.10. | 14
22.10. | 15
22.10. | 16
22.10. | 17
22.10. | 18
22.10. | 19
22.10. | 20
22.10. | 21
22.10. | 22
22.10. | 23
22.10. | 24
23.10. | 1
23.10. | 2
23.10. | 3
23.10. | 4
23.10. | 5
23.10. | 6
23.10. | 7
23.10. | 8
23.10. | 9
23.10. | 10
23.10. | 11
23.10. | 12
23.10. | 13
23.10. | 14
23.10. | 15
23.10. | 16
23.10. | 17
23.10. | 18
23.10. | 19
23.10. | 20
23.10. | 21
23.10. | 22
23.10. | 23
23.10. | 24
24.10. | 1
24.10. | 2
24.10. | 3
24.10. | 4
24.10. | 5
24.10. | 6
24.10. | 7
24.10. | 8
24.10. | 9
24.10. | 10
24.10. | 11
24.10. | 12
24.10. | 13
24.10. | 14
24.10. | 15
24.10. | 16
24.10. | 17
24.10. | 18
24.10. | 19
24.10. | 20
24.10. | 21
24.10. | 22
24.10. | 23
24.10. | 24
25.10. | 1
25.10. | 2
25.10. | 3
25.10. | 4
25.10. | 5
25.10. | 6
25.10. | 7
25.10. | 8
25.10. | 9
25.10. | 10
25.10. | 11
25.10. | 12
25.10. | 13
25.10. | 14
25.10. | 15
25.10. | 16
25.10. | 17
25.10. | 18
25.10. | 19
25.10. | 20
25.10. | 21
25.10. | 22
25.10. | 23
25.10. | 24
26.10. | 1
26.10. | 2
26.10. | 3
26.10. | 4
26.10. | 5
26.10. | 6
26.10. | 7
26.10. | 8
26.10. | 9
26.10. | 10
26.10. | 11
26.10. | 12
26.10. | 13
26.10. | 14
26.10. | 15
26.10. | 16
26.10. | 17
26.10. | 18
26.10. | 19
26.10. | 20
26.10. | 21
26.10. | 22
26.10. | 23
26.10. | 24
27.10. | 1
27.10. | 2
27.10. | 3
27.10. | 4
27.10. | 5
27.10. | 6
27.10. | 7
27.10. | 8
27.10. | 9
27.10. | 10
27.10. | 11
27.10. | 12
27.10. | 13
27.10. | 14
27.10. | 15
27.10. | 16
27.10. | 17
27.10. | 18
27.10. | 19
27.10. | 20
27.10. | 21
27.10. | 22
27.10. | 23
27.10. | 24
28.10. | 1
28.10. | 2
28.10. | 3
28.10. | 4
28.10. | 5
28.10. | 6
28.10. | 7
28.10. | 8
28.10. | 9
28.10. | 10
28.10. | 11
28.10. | 12
28.10. | 13
28.10. | 14
28.10. | 15
28.10. | 16
28.10. | 17
28.10. | 18
28.10. | 19
28.10. | 20
28.10. | 21
28.10. | 22
28.10. | 23
28.10. | 24
29.10. | 1
29.10. | 2
29.10. | 3
29.10. | 4
29.10. | 5
29.10. | 6
29.10. | 7
29.10. | 8
29.10. | 9
29.10. | 10
29.10. | 11
29.10. | 12
29.10. | 13
29.10. | 14
29.10. | 15
29.10. | 16
29.10. | 17
29.10. | 18
29.10. | 19
29.10. | 20
29.10. | 21
29.10. | 22
29.10. | 23
29.10. | 24
30.10. | 1
30.10. | 2
30.10. | 3
30.10. | 4
30.10. | 5
30.10. | 6
30.10. | 7
30.10. | 8
30.10. | 9
30.10. | 10
30.10. | 11
30.10. | 12
30.10. | 13
30.10. | 14
30.10. | 15
30.10. | 16
30.10. | 17
30.10. | 18
30.10. | 19
30.10. | 20
30.10. | 21
30.10. | 22
30.10. | 23
30.10. | 24
31.10. | 1
31.10. | 2
31.10. | 3
31.10. | 4
31.10. | 5
31.10. | 6
31.10. | 7
31.10. | 8
31.10. | 9
31.10. | 10
31.10. | 11
31.10. | 12
31.10. | 13
31.10. | 14
31.10. | 15
31.10. | 16
31.10. | 17
31.10. | 18
31.10. | 19
31.10. | 20
31.10. | 21
31.10. | 22
31.10. | 23
31.10. | 24
01.11. | 1
01.11. | 2
01.11. | 3
01.11. | 4
01.11. | 5
01.11. | 6
01.11. | 7
01.11. | 8
01.11. | 9
01.11. | 10
01.11. | 11
01.11. | 12
01.11. | 13
01.11. | 14
01.11. | 15
01.11. | 16
01.11. | 17
01.11. | 18
01.11. | 19
01.11. | 20
01.11. | 21
01.11. | 22
01.11. | 23
01.11. | 24
02.11. | 1
02.11. | 2
02.11. | 3
02.11. | 4
02.11. | 5
02.11. | 6
02.11. | 7
02.11. | 8
02.11. | 9
02.11. | 10
02.11. | 11
02.11. | 12
02.11. | 13
02.11. | 14
02.11. | 15
02.11. | 16
02.11. | 17
02.11. | 18
02.11. | 19
02.11. | 20
02.11. | 21
02.11. | 22
02.11. | 23
02.11. | 24
03.11. | 1
03.11. | 2
03.11. | 3
03.11. | 4
03.11. | 5
03.11. | 6
03.11. | 7
03.11. | 8
03.11. | 9
03.11. | 10
03.11. | 11
03.11. | 12
03.11. | 13
03.11. | 14
03.11. | 15
03.11. | 16
03.11. | 17
03.11. | 18
03.11. | 19
03.11. | 20
03.11. | 21
03.11. | 22
03.11. | 23
03.11. | 24
04.11. | 1
04.11. | 2
04.11. | 3
04.11. | 4
04.11. | 5
04.11. | 6
04.11. | 7
04.11. | 8
04.11. | 9
04.11. | 10
04.11. | 11
04.11. | 12
04.11. | 13
04.11. | 14
04.11. | 15
04.11. | 16
04.11. | 17
04.11. | 18
04.11. | 19
04.11. | 20
04.11. | 21
04.11. | 22
04.11. | 23
04.11. | 24
05.11. | 1
05.11. | 2
05.11. | 3
05.11. | 4
05.11. | 5
05.11. | 6
05.11. | 7
05.11. | 8
05.11. | 9
05.11. | 10
05.11. | 11
05.11. | 12
05.11. | 13
05.11. | 14
05.11. | 15
05.11. | 16
05.11. | 17
05.11. | 18
05.11. | 19
05.11. | 20
05.11. | 21
05.11. | 22
05.11. | 23
05.11. | 24
06.11. | 1
06.11. | 2
06.11. | 3
06.11. | 4
06.11. | 5
06.11. | 6
06.11. | 7
06.11. | 8
06.11. | 9
06.11. | 10
06.11. | 11
06.11. | 12
06.11. | 13
06.11. | 14
06.11. | 15
06.11. | 16
06.11. | 17
06.11. | 18
06.11. | 19
06.11. | 20
06.11. | 21
06.11. | 22
06.11. | 23
06.11. | 24
07.11. | 1
07.11. | 2
07.11. | 3
07.11. | 4
07.11. | 5
07.11. | 6
07.11. | 7
07.11. | 8
07.11. | 9
07.11. | 10
07.11. | 11
07.11. | 12
07.11. | 13
07.11. | 14
07.11. | 15
07.11. | 16
07.11. | 17
07.11. | 18
07.11. | 19
07.11. | 20
07.11. | 21
07.11. | 22
07.11. | 23
07.11. | 24
08.11. | 1
08.11. | 2
08.11. | 3
08.11. | 4
08.11. | 5
08.11. | 6
08.11. | 7
08.11. | 8
08.11. | 9
08.11. | 10
08.11. | 11
08.11. | 12
08.11. | 13
08.11. | 14
08.11. | 15
08.11. | 16
08.11. | 17
08.11. | 18
08.11. | 19
08.11. | 20
08.11. | 21
08.11. | 22
08.11. | 23
08.11. | 24
09.11. | 1
09.11. | 2
09.11. | 3
09.11. | 4
09.11. | 5
09.11. | 6
09.11. | 7
09.11. | 8
09.11. | 9
09.11. | 10
09.11. | 11
09.11. | 12
09.11. | 13
09.11. | 14
09.11. | 15
09.11. | 16
09.11. | 17
09.11. | 18
09.11. | 19
09.11. | 20
09.11. | 21
09.11. | 22
09.11. | 23
09.11. | 24
10.11. | 1
10.11. | 2
10.11. | 3
10.11. | 4
10.11. | 5
10.11. | 6
10.11. | 7
10.11. | 8
10.11. | 9
10.11. | 10
10.11. | 11
10.11. | 12
10.11. | 13
10.11. | 14
10.11. | 15
10.11. | 16
10.11. | 17
10.11. | 18
10.11. | 19
10.11. | 20
10.11. | 21
10.11. | 22
10.11. | 23
10.11. | 24
11.11. | 1
11.11. | 2
11.11. | 3
11.11. | 4
11.11. | 5
11.11. | 6
11.11. | 7
11.11. | 8
11.11. | 9
11.11. | 10
11.11. | 11
11.11. | 12
11.11. | 13
11.11. | 14
11.11. | 15
11.11. | 16
11.11. | 17
11.11. | 18
11.11. | 19
11.11. | 20
11.11. | 21
11.11. | 22
11.11. | 23
11.11. | 24
12.11. | 1
12.11. | 2
12.11. | 3
12.11. | 4
12.11. | 5
12.11. | 6
12.11. | 7
12.11. | 8
12.11. | 9
12.11. | 10
12.11. | 11
12.11. | 12
12.11. | 13
12.11. | 14
12.11. | 15
12.11. | 16
12.11. | 17
12.11. | 18
12.11. | 19
12.11. | 20
12.11. | 21
12.11. | 22
12.11. | 23
12.11. | 24
13.11. | 1
13.11. | 2
13.11. | 3
13.11. | 4
13.11. | 5
13.11. | 6
13.11. | 7
13.11. | 8
13.11. | 9
13.11. | 10
13.11. | 11
13.11. | 12
13.11. | 13
13.11. | 14
13.11. | 15
13.11. | 16
13.11. | 17
13.11. | 18
13.11. | 19
13.11. | 20
13.11. | 21
13.11. | 22
13.11. | 23
13.11. | 24
14.11. | 1
14.11. | 2
14.11. | 3
14.11. | 4
14.11. | 5
14.11. | 6
14.11. | 7
14.11. | 8
14.11. | 9
14.11. | 10
14.11. | 11
14.11. | 12
14.11. | 13
14.11. | 14
14.11. | 15
14.11. | 16
14.11. | 17
14.11. | 18
14.11. | 19
14.11. | 20
14.11. | 21
14.11. | 22
14.11. | 23
14.11. | 24
15.11. | 1
15.11. | 2
15.11. | 3
15.11. | 4
15.11. | 5
15.11. | 6
15.11. | 7
15.11. | 8
15.11. | 9
15.11. | 10
15.11. | 11
15.11. | 12
15.11. | 13
15.11. | 14
15.11. | 15
15.11. | 16
15.11. | 17
15.11. | 18
15.11. | 19
15.11. | 20
15.11. | 21
15.11. | 22
15.11. | 23
15.11. | 24
16.11. | 1
16.11. | 2
16.11. | 3
16.11. | 4
16.11. | 5
16.11. | 6
16.11. | 7
16.11. | 8
16.11. | 9
16.11. | 10
16.11. | 11
16.11. | 12
16.11. | 13
16.11. | 14
16.11. | 15
16.11. | 16
16.11. | 17
16.11. | 18
16.11. | 19
16.11. | 20
16.11. | 21
16.11. | 22
16.11. | 23
16.11. | 24
17.11. | 1
17.11. | 2
17.11. | 3
17.11. | 4
17.11. | 5
17.11. | 6
17.11. | 7
17.11. | 8
17.11. | 9
17.11. | 10
17.11. | 11
17.11. | 12
17.11. | 13
17.11. | 14
17.11. | 15
17.11. | 16
17.11. | 17
17.11. | 18
17.11. | 19
17.11. | 20
17.11. | 21
17.11. | 22
17.11. | 23
17.11. | 24
18.11. | 1
18.11. | 2
18.11. | 3
18.11. | 4
18.11. | 5
18.11. | 6
18.11. | 7
18.11. | 8
18.11. | 9
18.11. | 10
18.11. | 11
18.11. | 12
18.11. | 13
18.11. | 14
18.11. | 15
18.11. | 16
18.11. | 17
18.11. | 18
18.11. | 19
18.11. | 20
18.11. | 21
18.11. | 22
18.11. | 23
18.11. | 24
19.11. | 1
19.11. | 2
19.11. | 3
19.11. | 4
19.11. | 5
19.11. | 6
19.11. | 7
19.11. | 8
19.11. | 9
19.11. | 10
19.11. | 11
19.11. | 12
19.11. | 13
19.11. | 14
19.11. | 15
19.11. | 16
19.11. | 17
19.11. | 18
19.11. | 19
19.11. | 20
19.11. | 21
19.11. | 22
19.11. | 23
19.11. | 24
20.11. | 1
20.11. | 2
20.11. | 3
20.11. | 4
20.11. | 5
20.11. | 6
20.11. | 7
20.11. | 8
20.11. | 9
20.11. | 10
20.11. | 11
20.11. | 12
20.11. | 13
20.11. | 14
20.11. | 15
20.11. | 16
20.11. | 17
20.11. | 18
20.11. | 19
20.11. | 20
20.11. | 21
20.11. | 22
20.11. | 23
20.11. | 24
21.11. | 1
21.11. | 2
21.11. | 3
21.11. | 4
21.11. | 5
21.11. | 6
21.11. | 7
21.11. | 8
21.11. | 9
21.11. | 10
21.11. | 11
21.11. | 12
21.11. | 13
21.11. | 14
21.11. | 15
21.11. | 16
21.11. | 17
21.11. | 18
21.11. | 19
21.11. | 20
21.11. | 21
21.11. | 22
21.11. | 23
21.11. | 24
22.11. | 1
22.11. | 2
22.11. | 3
22.11. | 4
22.11. | 5
22.11. | 6
22.11. | 7
22.11. | 8
22.11. | 9
22.11. | 10
22.11. | 11
22.11. | 12
22.11. | 13
22.11. | 14
22.11. | 15
22.11. | 16
22.11. | 17
22.11. | 18
22.11. | 19
22.11. | 20
22.11. | 21
22.11. | 22
22.11. | 23
22.11. | 24
23.11. | 1
23.11. | 2
23.11. | 3
23.11. | 4
23.11. | 5
23.11. | 6
23.11. | 7
23.11. | 8
23.11. | 9
23.11. | 10
23.11. | 11
23.11. | 12
23.11. | 13
23.11. | 14
23.11. | 15
23.11. | 16
23.11. | 17
23.11. | 18
23.11. | 19
23.11. | 20
23.11. | 21
23.11. | 22
23.11. | 23
23.11. | 24
24.11. | 1
24.11. | 2
24.11. | 3
24.11. | 4
24.11. | 5
24.11. | 6
24.11. | 7
24.11. | 8
24.11. | 9
24.11. | 10
24.11. | 11
24.11. | 12
24.11. | 13
24.11. | 14
24.11. | 15
24.11. | 16
24.11. | 17
24.11. | 18
24.11. | 19
24.11. | 20
24.11. | 21
24.11. | 22
24.11. | 23
24.11. | 24
25.11. | 1
25.11. | 2
25.11. | 3
25.11. | 4
25.11. | 5
25.11. | 6
25.11. | 7
25.11. | 8
25.11. | 9
25.11. | 10
25.11. | 11
25.11. | 12
25.11. | 13
25.11. | 14
25.11. | 15
25.11. | 16
25.11. | 17
25.11. | 18
25.11. | 19
25.11. | 20
25.11. | 21
25.11. | 22
25.11. | 23
25.11. | 24
26.11. | 1
26.11. | 2
26.11. | 3
26.11. | 4
26.11. | 5
26.11. | 6
26.11. | 7
26.11. | 8
26.11. | 9
26.11. | 10
26.11. | 11
26.11. | 12
26.11. | 13
26.11. | 14
26.11. | 15
26.11. | 16
26.11. | 17
26.11. | 18
26.11. | 19
26.11. | 20
26.11. | 21
26.11. | 22
26.11. | 23
26.11. | 24
27.11. | 1
27.11. | 2
27.11. | 3
27.11. | 4
27.11. | 5
27.11. | 6
27.11. | 7
27.11. | 8
27.11. | 9
27.11. | 10
27.11. | 11
27.11. | 12
27.11. | 13
27.11. | 14
27.11. | 15
27.11. | 16
27.11. | 17
27.11. | 18
27.11. | 19
27.11. | 20
27.11. | 21
27.11. | 22
27.11. | 23
27.11. | 24
28.11. | 1
28.11. | 2
28.11. | 3
28.11. | 4
28.11. | 5
28.11. | 6
28.11. | 7
28.11. | 8
28.11. | 9
28.11. | 10
28.11. | 11
28.11. | 12
28.11. | 13
28.11. | 14
28.11. | 15
28.11. | 16
28.11. | 17
28.11. | 18
28.11. | 19
28.11. | 20
28.11. | 21
28.11. | 22
28.11. | 23
28.11. | 24
29.11. | 1
29.11. | 2
29.11. | 3
29.11. | 4
29.11. | 5
29.11. | 6
29.11. | 7
29.11. | 8
29.11. | 9
29.11. | 10
29.11. | 11
29.11. | 12
29.11. | 13
29.11. | 14
29.11. | 15
29.11. | 16
29.11. | 17
29.11. | 18
29.11. | 19
29.11. | 20
29.11. | 21
29.11. | 22
29.11. | 23
29.11. | 24
30.11. | 1
30.11. | 2
30.11. | 3
30.11. | 4
30.11. | 5
30.11. | 6
30.11. | 7
30.11. | 8
30.11. | 9
30.11. | 10
30.11. | 11
30.11. | 12
30.11. | 13
30.11. | 14
30.11. | 15
30.11. | 16
30.11. | 17
30.11. | 18
30.11. | 19
30.11. | 20
30.11. | 21
30.11. | 22
30.11. | 23
30.11. | 24
01.12. | 1
01.12. | 2
01.12. | 3
01.12. | 4
01.12. | 5
01.12. | 6
01.12. | 7
01.12. | 8
01.12. | 9
01.12. | 10
01.12. | 11
01.12. | 12
01.12. | 13
01.12. | 14
01.12. | 15
01.12. | 16
01.12. | 17
01.12. | 18
01.12. | 19
01.12. | 20
01.12. | 21
01.12. | 22
01.12. | 23
01.12. | 24
02.12. | 1
02.12. | 2
02.12. | 3
02.12. | 4
02.12. | 5
02.12. | 6
02.12. | 7
02.12. | 8
02.12. | 9
02.12. | 10
02.12. | 11
02.12. | 12
02.12. | 13
02.12. | 14
02.12. | 15
02.12. | 16
02.12. | 17
02.12. | 18
02.12. | 19
02.12. | 20
02.12. | 21
02.12. | 22
02.12. | 23
02.12. | 24
03.12. | 1
03.12. | 2
03.12. | 3
03.12. | 4
03.12. | 5
03.12. | 6
03.12. | 7
03.12. | 8
03.12. | 9
03.12. | 10
03.12. | 11
03.12. | 12
03.12. | 13
03.12. | 14
03.12. | 15
03.12. | 16
03.12. | 17
03.12. | 18
03.12. | 19
03.12. | 20
03.12. | 21
03.12. | 22
03.12. | 23
03.12. | 24
04.12. | 1
04.12. | 2
04.12. | 3
04.12. | 4
04.12. | 5
04.12. | 6
04.12. | 7
04.12. | 8
04.12. | 9
04.12. | 10
04.12. | 11
04.12. | 12
04.12. | 13
04.12. | 14
04.12. | 15
04.12. | 16
04.12. | 17
04.12. | 18
04.12. | 19
04.12. | 20
04.12. | 21
04.12. | 22
04.12. | 23
04.12. | 24
05.12. | 1
05.12. | 2
05.12. | 3
05.12. | 4
05.12. | 5
05.12. | 6
05.12. | 7
05.12. | 8
05.12. | 9
05.12. | 10
05.12. | 11
05.12. | 12
05.12. | 13
05.12. | 14
05.12. | 15
05.12. | 16
05.12. | 17
05.12. | 18
05.12. | 19
05.12. | 20
05.12. | 21
05.12. | 22
05.12. | 23
05.12. | 24
06.12. | 1
06.12. | 2
06.12. | 3
06.12. | 4
06.12. | 5
06.12. | 6
06.12. | 7
06.12. | 8
06.12. | 9
06.12. | 10
06.12. | 11
06.12. | 12
06.12. | 13
06.12. | 14
06.12. | 15
06.12. | 16
06.12. | 17
06.12. | 18
06.12. | 19
06.12. | 20
06.12. | 21
06.12. | 22
06.12. | 23
06.12. | 24
07.12. | 1
07.12. | 2
07.12. | 3
07.12. | 4
07.12. | 5
07.12. | 6
07.12. | 7
07.12. | 8
07.12. | 9
07.12. | 10
07.12. | 11
07.12. | 12
07.12. | 13
07.12. | 14
07.12. | 15
07.12. | 16
07.12. | 17
07.12. | 18
07.12. | 19
07.12. | 20
07.12. | 21
07.12. | 22
07.12. | 23
07.12. | 24
08.12. | 1
08.12. | 2
08.12. | 3
08.12. | 4
08.12. | 5
08.12. | 6
08.12. | 7
08.12. | 8
08.12. | 9
08.12. | 10
08.12. | 11
08.12. | 12
08.12. | 13
08.12. | 14
08.12. | 15
08.12. | 16
08.12. | 17
08.12. | 18
08.12. | 19
08.12. | 20
08.12. | 21
08.12. | 22
08.12. | 23
08.12. | 24
09.12. | 1
09.12. | 2
09.12. | 3
09.12. | 4
09.12. | 5
09.12. | 6
09.12. | 7
09.12. | 8
09.12. | 9
09.12. | 10
09.12. | 11
09.12. | 12
09.12. | 13
09.12. | 14
09.12. | 15
09.12. | 16
09.12. | 17
09.12. | 18
09.12. | 19
09.12. | 20
09.12. | 21
09.12. | 22
09.12. | 23
09.12. | 24
10.12. | 1
10.12. | 2
10.12. | 3
10.12. | 4
10.12. | 5
10.12. | 6
10.12. | 7
10.12. | 8
10.12. | 9
10.12. | 10
10.12. | 11
10.12. | 12
10.12. | 13
10.12. | 14
10.12. | 15
10.12. | 16
10.12. | 17
10.12. | 18
10.12. | 19
10.12. | 20
10.12. | 21
10.12. | 22
10.12. | 23
10.12. | 24
11.12. | 1
11.12. | 2
11.12. | 3
11.12. | 4
11.12. | 5
11.12. | 6
11.12. | 7
11.12. | 8
11.12. | 9
11.12. | 10
11.12. | 11
11.12. | 12
11.12. | 13
11.12. | 14
11.12. | 15
11.12. | 16
11.12. | 17
11.12. | 18
11.12. | 19
11.12. | 20
11.12. | 21
11.12. | 22
11.12. | 23
11.12. | 24
12.12. | 1
12.12. | 2
12.12. | 3
12.12. | 4
12.12. | 5
12.12. | 6
12.12. | 7
12.12. | 8
12.12. | 9
12.12. | 10
12.12. | 11
12.12. | 12
12.12. | 13
12.12. | 14
12.12. | 15
12.12. | 16
12.12. | 17
12.12. | 18
12.12. | 19
12.12. | 20
12.12. | 21
12.12. | 22
12.12. | 23
12.12. | 24
13.12. | 1
13.12. | 2
13.12. | 3
13.12. | 4
13.12. | 5
13.12. | 6
13.12. | 7
13.12. | 8
13.12. | 9
13.12. | 10
13.12. | 11
13.12. | 12
13.12. | 13
13.12. | 14
13.12. | 15
13.12. | 16
13.12. | 17
13.12. | 18
13.12. | 19
13.12. | 20
13.12. | 21
13.12. | 22
13.12. | 23
13.12. | 24
14.12. | 1
14.12. | 2
14.12. | 3
14.12. | 4
14.12. | 5
14.12. | 6
14.12. | 7
14.12. | 8
14.12. | 9
14.12. | 10
14.12. | 11
14.12. | 12
14.12. | 13
14.12. | 14
14.12. | 15
14.12. | 16
14.12. | 17
14.12. | 18
14.12. | 19
14.12. | 20
14.12. | 21
14.12. | 22
14.12. | 23
14.12. | 24
15.12. | 1
15.12. | 2
15.12. | 3
15.12. | 4
15.12. | 5
15.12. | 6
15.12. | 7
15.12. | 8
15.12. | 9
15.12. | 10
15.12. | 11
15.12. | 12
15.12. | 13
15.12. | 14
15.12. | 15
15.12. | 16
15.12. | 17
15.12. | 18
15.12. | 19
15.12. | 20
15.12. | 21
15.12. | 22
15.12. | 23
15.12. | 24
16.12. | 1
16.12. | 2
16.12. | 3
16.12. | 4
16.12. | 5
16.12. | 6
16.12. | 7
16.12. | 8
16.12. | 9
16.12. | 10
16.12. | 11
16.12. | 12
16.12. | 13
16.12. | 14
16.12. | 15
16.12. | 16
16.12. | 17
16.12. | 18
16.12. | 19
16.12. | 20
16.12. | 21
16.12. | 22
16.12. | 23
16.12. | 24
17.12. | 1
17.12. | 2
17.12. | 3
17.12. | 4
17.12. | 5
17.12. | 6
17.12. | 7
17.12. | 8
17.12. | 9
17.12. | 10
17.12. | 11
17.12. | 12
17.12. | 13
17.12. | 14
17.12. | 15
17.12. | 16
17.12. | 17
17.12. | 18
17.12. | 19
17.12. | 20
17.12. | 21
17.12. | 22
17.12. | 23
17.12. | 24
18.12. | 1
18.12. | 2
18.12. | 3
18.12. | 4
18.12. | 5
18.12. | 6
18.12. | 7
18.12. | 8
18.12. | 9
18.12. | 10
18.12. | 11
18.12. | 12
18.12. | 13
18.12. | 14
18.12. | 15
18.12. | 16
18.12. | 17
18.12. | 18
18.12. | 19
18.12. | 20
18.12. | 21
18.12. | 22
18.12. | 23
18.12. | 24
19.12. | 1
19.12. | 2
19.12. | 3
19.12. | 4
19.12. | 5
19.12. | 6
19.12. | 7
19.12. | 8
19.12. | 9
19.12. | 10
19.12. | 11
19.12. | 12
19.12. | 13
19.12. | 14
19.12. | 15
19.12. | 16
19.12. | 17
19.12. | 18
19.12. | 19
19.12. | 20
19.12. | 21
19.12. | 22
19.12. | 23
19.12. | 24
20.12. | 1
20.12. | 2
20.12. | 3
20.12. | 4
20.12. | 5
20.12. | 6
20.12. | 7
20.12. | 8
20.12. | 9
20.12. | 10
20.12. | 11
20.12. | 12
20.12. | 13
20.12. | 14
20.12. | 15
20.12. | 16
20.12. | 17
20.12. | 18
20.12. | 19
20.12. | 20
20.12. | 21
20.12. | 22
20.12. | 23
20.12. | 24
21.12. | 1
21.12. | 2
21.12. | 3
21.12. | 4
21.12. | 5
21.12. | 6
21.12. | 7
21.12. | 8
21.12. | 9
21.12. | 10
21.12. | 11
21.12. | 12
21.12. | 13
21.12. | 14
21.12. | 15
21.12. | 16
21.12. | 17
21.12. | 18
21.12. | 19
21.12. | 20
21.12. | 21
21.12. | 22
21.12. | 23
21.12. | 24
22.12. | 1
22.12. | 2
22.12. | 3
22.12. | 4
22.12. | 5
22.12. | 6
22.12. | 7
22.12. | 8
22.12. | 9
22.12. | 10
22.12. | 11
22.12. | 12
22.12. | 13
22.12. | 14
22.12. | 15
22.12. | 16
22.12. | 17
22.12. | 18
22.12. | 19
22.12. | 20
22.12. | 21
22.12. | 22
22.12. | 23
22.12. | 24
23.12. | 1
23.12. | 2
23.12. | 3
23.12. | 4
23.12. | 5
23.12. | 6
23.12. | 7
23.12. | 8
23.12. | 9
23.12. | 10
23.12. | 11
23.12. | 12
23.12. | 13
23.12. | 14
23.12. | 15
23.12. | 16
23.12. | 17
23.12. | 18
23.12. | 19
23.12. | 20
23.12. | 21
23.12. | 22
23.12. | 23
23.12. | 24
24.12. | 1
24.12. | 2
24.12. | 3
24.12. | 4
24.12. | 5
24.12. | 6
24.12. | 7
24.12. | 8
24.12. | 9
24.12. | 10
24.12. | 11
24.12. | 12
24.12. | 13
24.12. | 14
24.12. | 15
24.12. | 16
24.12. | 17
24.12. | 18
24.12. | 19
24.12. | 20
24.12. | 21
24.12. | 22
24.12. | 23
24.12. | 24
25.12. | 1
25.12. | 2
25.12. | 3
25.12. | 4
25.12. | 5
25.12. | 6
25.12. | 7
25.12. | 8
25.12. | 9
25.12. | 10
25.12. | 11
25.12. | 12
25.12. | 13
25.12. | 14
25.12. | 15
25.12. | 16
25.12. | 17
25.12. | 18
25.12. | 19
25.12. | 20
25.12. | 21
25.12. | 22
25.12. | 23
25.12. | 24
26.12. | 1
26.12. | 2
26.12. | 3
26.12. | 4
26.12. | 5
26.12. | 6
26.12. | 7
26.12. | 8
26.12. | 9
26.12. | 10
26.12. | 11
26.12. | 12
26.12. | 13
26.12. | 14
26.12. | 15
26.12. | 16
26.12. | 17
26.12. | 18
26.12. | 19
26.12. | 20
26.12. | 21
26.12. | 22
26.12. | 23
26.12. | 24
27.12. | 1
27.12. | 2
27.12. | 3
27.12. | 4
27.12. | 5
27.12. | 6
27.12. | 7
27.12. | 8
27.12. | 9
27.12. | 10
27.12. | 11
27.12. | 12
27.12. | 13
27.12. | 14
27.12. | 15
27.12. | 16
27.12. | 17
27.12. | 18
27.12. | 19
27.12. | 20
27.12. | 21
27.12. | 22
27.12. | 23
27.12. | 24
28.12. | 1
28.12. | 2
28.12. | 3
28.12. | 4
28.12. | 5
28.12. | 6
28.12. | 7
28.12. | 8
28.12. | 9
28.12. | 10
28.12. | 11
28.12. | 12
28.12. | 13
28.12. | 14
28.12. | 15
28.12. | 16
28.12. | 17
28.12. | 18
28.12. | 19
28.12. | 20
28.12. | 21
28.12. | 22
28.12. | 23
28.12. | 24
29.12. | 1
29.12. | 2
29.12. | 3
29.12. | 4
29.12. | 5
29.12. | 6
29.12. | 7
29.12. | 8
29.12. | 9
29.12. | 10
29.12. | 11
29.12. | 12
29.12. | 13
29.12. | 14
29.12. | 15
29.12. | 16
29.12. | 17
29.12. | 18
29.12. | 19
29.12. | 20
29.12. | 21
29.12. | 22
29.12. | 23
29.12. | 24
30.12. | 1
30.12. | 2
30.12. | 3
30.12. | 4
30.12. | 5
30.12. | 6
30.12. | 7
30.12. | 8
30.12. | 9
30.12. | 10
30.12. | 11
30.12. | 12
30.12. | 13
30.12. | 14
30.12. | 15
30.12. | 16
30.12. | 17
30.12. | 18
30.12. | 19
30.12. | 20
30.12. | 21
30.12. | 22
30.12. | 23
30.12. | 24
31.12. | 1
31.12. | 2
31.12. | 3
31.12. | 4
31.12. | 5
31.12. | 6
31.12. | 7
31.12. | 8
31.12. | 9
31.12. | 10
31.12. | 11
31.12. | 12
31.12. | 13
31.12. | 14
31.12. | 15
31.12. | 16
31.12. | 17
31.12. | 18
31.12. | 19
31.12. | 20
31.12. | 21
31.12. | 22
31.12. | 23
31.12. | 24

## Reserves
ENTSO-E Market Modelling Database: Reserves
Country:
Market Node: | PL00
Year:
Climate year
Scenario
Frequency Containment Reserves (FCR)
Total Market Node Requirement | [MW] | 0
FCR that need to be made available by thermal unit commitment (already net with generating capacities on Thermal sheet, not causing additional commitment on Thermal units apart from what highlighted in the unit-by-unit Thermal sheet) | [MW]
Provided by HYDRO - Reserve that should be procured by further constraining the 'Maximum generation' of either Reservoir either Pumped Storage | [MW] | 0
Reserve available from Demand (reduction of demand possible thanks to specific contract to cope with system imbalances; while DSR would work on the DA & ID,here it should be considered only interruptible contract activated to contain system frequency) | [MW] | 0
FCR that need to be made available by thermal unit commitment additional to the FCR allocations highlighted in the unit-by-unit Thermal sheet (this will be allocated additionally on Thermal units as provided FCR) | [MW] | 200
Frequency Restoration Reserves (FRR) - includind both automatic (aFRR) and manual (mFRR)
Total Market Node Requirement | [MW] | 1000
FRR that will be procured by thermal (unit commitment of thermal units able to provide FRR take IN REAL LIFE into account this requirements) | [MW] | 1000
Provided by HYDRO - Reserve that should be procured by further constraining the 'Maximum generation' of either Reservoir either Pumped Storage | [MW] | 0
Simplified modelling assumptions (to account reserve requirements on e.g. day ahead market as currently done for MAF)
Additional load (should be <= FCR + FRR needed from thermal) | [MW]
Provided by HYDRO - Reserve that should be procured by further constraining the 'Maximum generation' of Reservoir units | [MW]
Provided by HYDRO - Reserve that should be procured by further constraining the 'Maximum generation' of Pumped Storage Open Loop units | [MW]
Provided by HYDRO - Reserve that should be procured by further constraining the 'Maximum generation' of Pumped Storage Closed Loop units | [MW]

## DSR
ENTSO-E Market Modelling Database: DSR
Country:
Market Node: | PL00
Year:
Climate year
Scenario
| Demand Side Response | Price Band 1 | Price Band 2 | Price Band 3 | Price Band 4 | Price Band 5 | Price Band 6 | Price Band 7 | Price Band 8 | Price Band 9 | Price Band 10 | Price Band 11
Capacity
Units
Hours
Price
Climate year start
Climate year end
Date | Hour | Available Demand Response (MW) | Available Demand Response (MW) | Available Demand Response (MW) | Available Demand Response (MW) | Available Demand Response (MW) | Available Demand Response (MW) | Available Demand Response (MW) | Available Demand Response (MW) | Available Demand Response (MW) | Available Demand Response (MW) | N.B. use convention first January always Monday (2007 calendar year) --> see guidelines for further details
01.01. | 1
01.01. | 2
01.01. | 3
01.01. | 4
01.01. | 5
01.01. | 6
01.01. | 7
01.01. | 8
01.01. | 9
01.01. | 10
01.01. | 11
01.01. | 12
01.01. | 13
01.01. | 14
01.01. | 15
01.01. | 16
01.01. | 17
01.01. | 18
01.01. | 19
01.01. | 20
01.01. | 21
01.01. | 22
01.01. | 23
01.01. | 24
02.01. | 1
02.01. | 2
02.01. | 3
02.01. | 4
02.01. | 5
02.01. | 6
02.01. | 7
02.01. | 8
02.01. | 9
02.01. | 10
02.01. | 11
02.01. | 12
02.01. | 13
02.01. | 14
02.01. | 15
02.01. | 16
02.01. | 17
02.01. | 18
02.01. | 19
02.01. | 20
02.01. | 21
02.01. | 22
02.01. | 23
02.01. | 24
03.01. | 1
03.01. | 2
03.01. | 3
03.01. | 4
03.01. | 5
03.01. | 6
03.01. | 7
03.01. | 8
03.01. | 9
03.01. | 10
03.01. | 11
03.01. | 12
03.01. | 13
03.01. | 14
03.01. | 15
03.01. | 16
03.01. | 17
03.01. | 18
03.01. | 19
03.01. | 20
03.01. | 21
03.01. | 22
03.01. | 23
03.01. | 24
04.01. | 1
04.01. | 2
04.01. | 3
04.01. | 4
04.01. | 5
04.01. | 6
04.01. | 7
04.01. | 8
04.01. | 9
04.01. | 10
04.01. | 11
04.01. | 12
04.01. | 13
04.01. | 14
04.01. | 15
04.01. | 16
04.01. | 17
04.01. | 18
04.01. | 19
04.01. | 20
04.01. | 21
04.01. | 22
04.01. | 23
04.01. | 24
05.01. | 1
05.01. | 2
05.01. | 3
05.01. | 4
05.01. | 5
05.01. | 6
05.01. | 7
05.01. | 8
05.01. | 9
05.01. | 10
05.01. | 11
05.01. | 12
05.01. | 13
05.01. | 14
05.01. | 15
05.01. | 16
05.01. | 17
05.01. | 18
05.01. | 19
05.01. | 20
05.01. | 21
05.01. | 22
05.01. | 23
05.01. | 24
06.01. | 1
06.01. | 2
06.01. | 3
06.01. | 4
06.01. | 5
06.01. | 6
06.01. | 7
06.01. | 8
06.01. | 9
06.01. | 10
06.01. | 11
06.01. | 12
06.01. | 13
06.01. | 14
06.01. | 15
06.01. | 16
06.01. | 17
06.01. | 18
06.01. | 19
06.01. | 20
06.01. | 21
06.01. | 22
06.01. | 23
06.01. | 24
07.01. | 1
07.01. | 2
07.01. | 3
07.01. | 4
07.01. | 5
07.01. | 6
07.01. | 7
07.01. | 8
07.01. | 9
07.01. | 10
07.01. | 11
07.01. | 12
07.01. | 13
07.01. | 14
07.01. | 15
07.01. | 16
07.01. | 17
07.01. | 18
07.01. | 19
07.01. | 20
07.01. | 21
07.01. | 22
07.01. | 23
07.01. | 24
08.01. | 1
08.01. | 2
08.01. | 3
08.01. | 4
08.01. | 5
08.01. | 6
08.01. | 7
08.01. | 8
08.01. | 9
08.01. | 10
08.01. | 11
08.01. | 12
08.01. | 13
08.01. | 14
08.01. | 15
08.01. | 16
08.01. | 17
08.01. | 18
08.01. | 19
08.01. | 20
08.01. | 21
08.01. | 22
08.01. | 23
08.01. | 24
09.01. | 1
09.01. | 2
09.01. | 3
09.01. | 4
09.01. | 5
09.01. | 6
09.01. | 7
09.01. | 8
09.01. | 9
09.01. | 10
09.01. | 11
09.01. | 12
09.01. | 13
09.01. | 14
09.01. | 15
09.01. | 16
09.01. | 17
09.01. | 18
09.01. | 19
09.01. | 20
09.01. | 21
09.01. | 22
09.01. | 23
09.01. | 24
10.01. | 1
10.01. | 2
10.01. | 3
10.01. | 4
10.01. | 5
10.01. | 6
10.01. | 7
10.01. | 8
10.01. | 9
10.01. | 10
10.01. | 11
10.01. | 12
10.01. | 13
10.01. | 14
10.01. | 15
10.01. | 16
10.01. | 17
10.01. | 18
10.01. | 19
10.01. | 20
10.01. | 21
10.01. | 22
10.01. | 23
10.01. | 24
11.01. | 1
11.01. | 2
11.01. | 3
11.01. | 4
11.01. | 5
11.01. | 6
11.01. | 7
11.01. | 8
11.01. | 9
11.01. | 10
11.01. | 11
11.01. | 12
11.01. | 13
11.01. | 14
11.01. | 15
11.01. | 16
11.01. | 17
11.01. | 18
11.01. | 19
11.01. | 20
11.01. | 21
11.01. | 22
11.01. | 23
11.01. | 24
12.01. | 1
12.01. | 2
12.01. | 3
12.01. | 4
12.01. | 5
12.01. | 6
12.01. | 7
12.01. | 8
12.01. | 9
12.01. | 10
12.01. | 11
12.01. | 12
12.01. | 13
12.01. | 14
12.01. | 15
12.01. | 16
12.01. | 17
12.01. | 18
12.01. | 19
12.01. | 20
12.01. | 21
12.01. | 22
12.01. | 23
12.01. | 24
13.01. | 1
13.01. | 2
13.01. | 3
13.01. | 4
13.01. | 5
13.01. | 6
13.01. | 7
13.01. | 8
13.01. | 9
13.01. | 10
13.01. | 11
13.01. | 12
13.01. | 13
13.01. | 14
13.01. | 15
13.01. | 16
13.01. | 17
13.01. | 18
13.01. | 19
13.01. | 20
13.01. | 21
13.01. | 22
13.01. | 23
13.01. | 24
14.01. | 1
14.01. | 2
14.01. | 3
14.01. | 4
14.01. | 5
14.01. | 6
14.01. | 7
14.01. | 8
14.01. | 9
14.01. | 10
14.01. | 11
14.01. | 12
14.01. | 13
14.01. | 14
14.01. | 15
14.01. | 16
14.01. | 17
14.01. | 18
14.01. | 19
14.01. | 20
14.01. | 21
14.01. | 22
14.01. | 23
14.01. | 24
15.01. | 1
15.01. | 2
15.01. | 3
15.01. | 4
15.01. | 5
15.01. | 6
15.01. | 7
15.01. | 8
15.01. | 9
15.01. | 10
15.01. | 11
15.01. | 12
15.01. | 13
15.01. | 14
15.01. | 15
15.01. | 16
15.01. | 17
15.01. | 18
15.01. | 19
15.01. | 20
15.01. | 21
15.01. | 22
15.01. | 23
15.01. | 24
16.01. | 1
16.01. | 2
16.01. | 3
16.01. | 4
16.01. | 5
16.01. | 6
16.01. | 7
16.01. | 8
16.01. | 9
16.01. | 10
16.01. | 11
16.01. | 12
16.01. | 13
16.01. | 14
16.01. | 15
16.01. | 16
16.01. | 17
16.01. | 18
16.01. | 19
16.01. | 20
16.01. | 21
16.01. | 22
16.01. | 23
16.01. | 24
17.01. | 1
17.01. | 2
17.01. | 3
17.01. | 4
17.01. | 5
17.01. | 6
17.01. | 7
17.01. | 8
17.01. | 9
17.01. | 10
17.01. | 11
17.01. | 12
17.01. | 13
17.01. | 14
17.01. | 15
17.01. | 16
17.01. | 17
17.01. | 18
17.01. | 19
17.01. | 20
17.01. | 21
17.01. | 22
17.01. | 23
17.01. | 24
18.01. | 1
18.01. | 2
18.01. | 3
18.01. | 4
18.01. | 5
18.01. | 6
18.01. | 7
18.01. | 8
18.01. | 9
18.01. | 10
18.01. | 11
18.01. | 12
18.01. | 13
18.01. | 14
18.01. | 15
18.01. | 16
18.01. | 17
18.01. | 18
18.01. | 19
18.01. | 20
18.01. | 21
18.01. | 22
18.01. | 23
18.01. | 24
19.01. | 1
19.01. | 2
19.01. | 3
19.01. | 4
19.01. | 5
19.01. | 6
19.01. | 7
19.01. | 8
19.01. | 9
19.01. | 10
19.01. | 11
19.01. | 12
19.01. | 13
19.01. | 14
19.01. | 15
19.01. | 16
19.01. | 17
19.01. | 18
19.01. | 19
19.01. | 20
19.01. | 21
19.01. | 22
19.01. | 23
19.01. | 24
20.01. | 1
20.01. | 2
20.01. | 3
20.01. | 4
20.01. | 5
20.01. | 6
20.01. | 7
20.01. | 8
20.01. | 9
20.01. | 10
20.01. | 11
20.01. | 12
20.01. | 13
20.01. | 14
20.01. | 15
20.01. | 16
20.01. | 17
20.01. | 18
20.01. | 19
20.01. | 20
20.01. | 21
20.01. | 22
20.01. | 23
20.01. | 24
21.01. | 1
21.01. | 2
21.01. | 3
21.01. | 4
21.01. | 5
21.01. | 6
21.01. | 7
21.01. | 8
21.01. | 9
21.01. | 10
21.01. | 11
21.01. | 12
21.01. | 13
21.01. | 14
21.01. | 15
21.01. | 16
21.01. | 17
21.01. | 18
21.01. | 19
21.01. | 20
21.01. | 21
21.01. | 22
21.01. | 23
21.01. | 24
22.01. | 1
22.01. | 2
22.01. | 3
22.01. | 4
22.01. | 5
22.01. | 6
22.01. | 7
22.01. | 8
22.01. | 9
22.01. | 10
22.01. | 11
22.01. | 12
22.01. | 13
22.01. | 14
22.01. | 15
22.01. | 16
22.01. | 17
22.01. | 18
22.01. | 19
22.01. | 20
22.01. | 21
22.01. | 22
22.01. | 23
22.01. | 24
23.01. | 1
23.01. | 2
23.01. | 3
23.01. | 4
23.01. | 5
23.01. | 6
23.01. | 7
23.01. | 8
23.01. | 9
23.01. | 10
23.01. | 11
23.01. | 12
23.01. | 13
23.01. | 14
23.01. | 15
23.01. | 16
23.01. | 17
23.01. | 18
23.01. | 19
23.01. | 20
23.01. | 21
23.01. | 22
23.01. | 23
23.01. | 24
24.01. | 1
24.01. | 2
24.01. | 3
24.01. | 4
24.01. | 5
24.01. | 6
24.01. | 7
24.01. | 8
24.01. | 9
24.01. | 10
24.01. | 11
24.01. | 12
24.01. | 13
24.01. | 14
24.01. | 15
24.01. | 16
24.01. | 17
24.01. | 18
24.01. | 19
24.01. | 20
24.01. | 21
24.01. | 22
24.01. | 23
24.01. | 24
25.01. | 1
25.01. | 2
25.01. | 3
25.01. | 4
25.01. | 5
25.01. | 6
25.01. | 7
25.01. | 8
25.01. | 9
25.01. | 10
25.01. | 11
25.01. | 12
25.01. | 13
25.01. | 14
25.01. | 15
25.01. | 16
25.01. | 17
25.01. | 18
25.01. | 19
25.01. | 20
25.01. | 21
25.01. | 22
25.01. | 23
25.01. | 24
26.01. | 1
26.01. | 2
26.01. | 3
26.01. | 4
26.01. | 5
26.01. | 6
26.01. | 7
26.01. | 8
26.01. | 9
26.01. | 10
26.01. | 11
26.01. | 12
26.01. | 13
26.01. | 14
26.01. | 15
26.01. | 16
26.01. | 17
26.01. | 18
26.01. | 19
26.01. | 20
26.01. | 21
26.01. | 22
26.01. | 23
26.01. | 24
27.01. | 1
27.01. | 2
27.01. | 3
27.01. | 4
27.01. | 5
27.01. | 6
27.01. | 7
27.01. | 8
27.01. | 9
27.01. | 10
27.01. | 11
27.01. | 12
27.01. | 13
27.01. | 14
27.01. | 15
27.01. | 16
27.01. | 17
27.01. | 18
27.01. | 19
27.01. | 20
27.01. | 21
27.01. | 22
27.01. | 23
27.01. | 24
28.01. | 1
28.01. | 2
28.01. | 3
28.01. | 4
28.01. | 5
28.01. | 6
28.01. | 7
28.01. | 8
28.01. | 9
28.01. | 10
28.01. | 11
28.01. | 12
28.01. | 13
28.01. | 14
28.01. | 15
28.01. | 16
28.01. | 17
28.01. | 18
28.01. | 19
28.01. | 20
28.01. | 21
28.01. | 22
28.01. | 23
28.01. | 24
29.01. | 1
29.01. | 2
29.01. | 3
29.01. | 4
29.01. | 5
29.01. | 6
29.01. | 7
29.01. | 8
29.01. | 9
29.01. | 10
29.01. | 11
29.01. | 12
29.01. | 13
29.01. | 14
29.01. | 15
29.01. | 16
29.01. | 17
29.01. | 18
29.01. | 19
29.01. | 20
29.01. | 21
29.01. | 22
29.01. | 23
29.01. | 24
30.01. | 1
30.01. | 2
30.01. | 3
30.01. | 4
30.01. | 5
30.01. | 6
30.01. | 7
30.01. | 8
30.01. | 9
30.01. | 10
30.01. | 11
30.01. | 12
30.01. | 13
30.01. | 14
30.01. | 15
30.01. | 16
30.01. | 17
30.01. | 18
30.01. | 19
30.01. | 20
30.01. | 21
30.01. | 22
30.01. | 23
30.01. | 24
31.01. | 1
31.01. | 2
31.01. | 3
31.01. | 4
31.01. | 5
31.01. | 6
31.01. | 7
31.01. | 8
31.01. | 9
31.01. | 10
31.01. | 11
31.01. | 12
31.01. | 13
31.01. | 14
31.01. | 15
31.01. | 16
31.01. | 17
31.01. | 18
31.01. | 19
31.01. | 20
31.01. | 21
31.01. | 22
31.01. | 23
31.01. | 24
01.02. | 1
01.02. | 2
01.02. | 3
01.02. | 4
01.02. | 5
01.02. | 6
01.02. | 7
01.02. | 8
01.02. | 9
01.02. | 10
01.02. | 11
01.02. | 12
01.02. | 13
01.02. | 14
01.02. | 15
01.02. | 16
01.02. | 17
01.02. | 18
01.02. | 19
01.02. | 20
01.02. | 21
01.02. | 22
01.02. | 23
01.02. | 24
02.02. | 1
02.02. | 2
02.02. | 3
02.02. | 4
02.02. | 5
02.02. | 6
02.02. | 7
02.02. | 8
02.02. | 9
02.02. | 10
02.02. | 11
02.02. | 12
02.02. | 13
02.02. | 14
02.02. | 15
02.02. | 16
02.02. | 17
02.02. | 18
02.02. | 19
02.02. | 20
02.02. | 21
02.02. | 22
02.02. | 23
02.02. | 24
03.02. | 1
03.02. | 2
03.02. | 3
03.02. | 4
03.02. | 5
03.02. | 6
03.02. | 7
03.02. | 8
03.02. | 9
03.02. | 10
03.02. | 11
03.02. | 12
03.02. | 13
03.02. | 14
03.02. | 15
03.02. | 16
03.02. | 17
03.02. | 18
03.02. | 19
03.02. | 20
03.02. | 21
03.02. | 22
03.02. | 23
03.02. | 24
04.02. | 1
04.02. | 2
04.02. | 3
04.02. | 4
04.02. | 5
04.02. | 6
04.02. | 7
04.02. | 8
04.02. | 9
04.02. | 10
04.02. | 11
04.02. | 12
04.02. | 13
04.02. | 14
04.02. | 15
04.02. | 16
04.02. | 17
04.02. | 18
04.02. | 19
04.02. | 20
04.02. | 21
04.02. | 22
04.02. | 23
04.02. | 24
05.02. | 1
05.02. | 2
05.02. | 3
05.02. | 4
05.02. | 5
05.02. | 6
05.02. | 7
05.02. | 8
05.02. | 9
05.02. | 10
05.02. | 11
05.02. | 12
05.02. | 13
05.02. | 14
05.02. | 15
05.02. | 16
05.02. | 17
05.02. | 18
05.02. | 19
05.02. | 20
05.02. | 21
05.02. | 22
05.02. | 23
05.02. | 24
06.02. | 1
06.02. | 2
06.02. | 3
06.02. | 4
06.02. | 5
06.02. | 6
06.02. | 7
06.02. | 8
06.02. | 9
06.02. | 10
06.02. | 11
06.02. | 12
06.02. | 13
06.02. | 14
06.02. | 15
06.02. | 16
06.02. | 17
06.02. | 18
06.02. | 19
06.02. | 20
06.02. | 21
06.02. | 22
06.02. | 23
06.02. | 24
07.02. | 1
07.02. | 2
07.02. | 3
07.02. | 4
07.02. | 5
07.02. | 6
07.02. | 7
07.02. | 8
07.02. | 9
07.02. | 10
07.02. | 11
07.02. | 12
07.02. | 13
07.02. | 14
07.02. | 15
07.02. | 16
07.02. | 17
07.02. | 18
07.02. | 19
07.02. | 20
07.02. | 21
07.02. | 22
07.02. | 23
07.02. | 24
08.02. | 1
08.02. | 2
08.02. | 3
08.02. | 4
08.02. | 5
08.02. | 6
08.02. | 7
08.02. | 8
08.02. | 9
08.02. | 10
08.02. | 11
08.02. | 12
08.02. | 13
08.02. | 14
08.02. | 15
08.02. | 16
08.02. | 17
08.02. | 18
08.02. | 19
08.02. | 20
08.02. | 21
08.02. | 22
08.02. | 23
08.02. | 24
09.02. | 1
09.02. | 2
09.02. | 3
09.02. | 4
09.02. | 5
09.02. | 6
09.02. | 7
09.02. | 8
09.02. | 9
09.02. | 10
09.02. | 11
09.02. | 12
09.02. | 13
09.02. | 14
09.02. | 15
09.02. | 16
09.02. | 17
09.02. | 18
09.02. | 19
09.02. | 20
09.02. | 21
09.02. | 22
09.02. | 23
09.02. | 24
10.02. | 1
10.02. | 2
10.02. | 3
10.02. | 4
10.02. | 5
10.02. | 6
10.02. | 7
10.02. | 8
10.02. | 9
10.02. | 10
10.02. | 11
10.02. | 12
10.02. | 13
10.02. | 14
10.02. | 15
10.02. | 16
10.02. | 17
10.02. | 18
10.02. | 19
10.02. | 20
10.02. | 21
10.02. | 22
10.02. | 23
10.02. | 24
11.02. | 1
11.02. | 2
11.02. | 3
11.02. | 4
11.02. | 5
11.02. | 6
11.02. | 7
11.02. | 8
11.02. | 9
11.02. | 10
11.02. | 11
11.02. | 12
11.02. | 13
11.02. | 14
11.02. | 15
11.02. | 16
11.02. | 17
11.02. | 18
11.02. | 19
11.02. | 20
11.02. | 21
11.02. | 22
11.02. | 23
11.02. | 24
12.02. | 1
12.02. | 2
12.02. | 3
12.02. | 4
12.02. | 5
12.02. | 6
12.02. | 7
12.02. | 8
12.02. | 9
12.02. | 10
12.02. | 11
12.02. | 12
12.02. | 13
12.02. | 14
12.02. | 15
12.02. | 16
12.02. | 17
12.02. | 18
12.02. | 19
12.02. | 20
12.02. | 21
12.02. | 22
12.02. | 23
12.02. | 24
13.02. | 1
13.02. | 2
13.02. | 3
13.02. | 4
13.02. | 5
13.02. | 6
13.02. | 7
13.02. | 8
13.02. | 9
13.02. | 10
13.02. | 11
13.02. | 12
13.02. | 13
13.02. | 14
13.02. | 15
13.02. | 16
13.02. | 17
13.02. | 18
13.02. | 19
13.02. | 20
13.02. | 21
13.02. | 22
13.02. | 23
13.02. | 24
14.02. | 1
14.02. | 2
14.02. | 3
14.02. | 4
14.02. | 5
14.02. | 6
14.02. | 7
14.02. | 8
14.02. | 9
14.02. | 10
14.02. | 11
14.02. | 12
14.02. | 13
14.02. | 14
14.02. | 15
14.02. | 16
14.02. | 17
14.02. | 18
14.02. | 19
14.02. | 20
14.02. | 21
14.02. | 22
14.02. | 23
14.02. | 24
15.02. | 1
15.02. | 2
15.02. | 3
15.02. | 4
15.02. | 5
15.02. | 6
15.02. | 7
15.02. | 8
15.02. | 9
15.02. | 10
15.02. | 11
15.02. | 12
15.02. | 13
15.02. | 14
15.02. | 15
15.02. | 16
15.02. | 17
15.02. | 18
15.02. | 19
15.02. | 20
15.02. | 21
15.02. | 22
15.02. | 23
15.02. | 24
16.02. | 1
16.02. | 2
16.02. | 3
16.02. | 4
16.02. | 5
16.02. | 6
16.02. | 7
16.02. | 8
16.02. | 9
16.02. | 10
16.02. | 11
16.02. | 12
16.02. | 13
16.02. | 14
16.02. | 15
16.02. | 16
16.02. | 17
16.02. | 18
16.02. | 19
16.02. | 20
16.02. | 21
16.02. | 22
16.02. | 23
16.02. | 24
17.02. | 1
17.02. | 2
17.02. | 3
17.02. | 4
17.02. | 5
17.02. | 6
17.02. | 7
17.02. | 8
17.02. | 9
17.02. | 10
17.02. | 11
17.02. | 12
17.02. | 13
17.02. | 14
17.02. | 15
17.02. | 16
17.02. | 17
17.02. | 18
17.02. | 19
17.02. | 20
17.02. | 21
17.02. | 22
17.02. | 23
17.02. | 24
18.02. | 1
18.02. | 2
18.02. | 3
18.02. | 4
18.02. | 5
18.02. | 6
18.02. | 7
18.02. | 8
18.02. | 9
18.02. | 10
18.02. | 11
18.02. | 12
18.02. | 13
18.02. | 14
18.02. | 15
18.02. | 16
18.02. | 17
18.02. | 18
18.02. | 19
18.02. | 20
18.02. | 21
18.02. | 22
18.02. | 23
18.02. | 24
19.02. | 1
19.02. | 2
19.02. | 3
19.02. | 4
19.02. | 5
19.02. | 6
19.02. | 7
19.02. | 8
19.02. | 9
19.02. | 10
19.02. | 11
19.02. | 12
19.02. | 13
19.02. | 14
19.02. | 15
19.02. | 16
19.02. | 17
19.02. | 18
19.02. | 19
19.02. | 20
19.02. | 21
19.02. | 22
19.02. | 23
19.02. | 24
20.02. | 1
20.02. | 2
20.02. | 3
20.02. | 4
20.02. | 5
20.02. | 6
20.02. | 7
20.02. | 8
20.02. | 9
20.02. | 10
20.02. | 11
20.02. | 12
20.02. | 13
20.02. | 14
20.02. | 15
20.02. | 16
20.02. | 17
20.02. | 18
20.02. | 19
20.02. | 20
20.02. | 21
20.02. | 22
20.02. | 23
20.02. | 24
21.02. | 1
21.02. | 2
21.02. | 3
21.02. | 4
21.02. | 5
21.02. | 6
21.02. | 7
21.02. | 8
21.02. | 9
21.02. | 10
21.02. | 11
21.02. | 12
21.02. | 13
21.02. | 14
21.02. | 15
21.02. | 16
21.02. | 17
21.02. | 18
21.02. | 19
21.02. | 20
21.02. | 21
21.02. | 22
21.02. | 23
21.02. | 24
22.02. | 1
22.02. | 2
22.02. | 3
22.02. | 4
22.02. | 5
22.02. | 6
22.02. | 7
22.02. | 8
22.02. | 9
22.02. | 10
22.02. | 11
22.02. | 12
22.02. | 13
22.02. | 14
22.02. | 15
22.02. | 16
22.02. | 17
22.02. | 18
22.02. | 19
22.02. | 20
22.02. | 21
22.02. | 22
22.02. | 23
22.02. | 24
23.02. | 1
23.02. | 2
23.02. | 3
23.02. | 4
23.02. | 5
23.02. | 6
23.02. | 7
23.02. | 8
23.02. | 9
23.02. | 10
23.02. | 11
23.02. | 12
23.02. | 13
23.02. | 14
23.02. | 15
23.02. | 16
23.02. | 17
23.02. | 18
23.02. | 19
23.02. | 20
23.02. | 21
23.02. | 22
23.02. | 23
23.02. | 24
24.02. | 1
24.02. | 2
24.02. | 3
24.02. | 4
24.02. | 5
24.02. | 6
24.02. | 7
24.02. | 8
24.02. | 9
24.02. | 10
24.02. | 11
24.02. | 12
24.02. | 13
24.02. | 14
24.02. | 15
24.02. | 16
24.02. | 17
24.02. | 18
24.02. | 19
24.02. | 20
24.02. | 21
24.02. | 22
24.02. | 23
24.02. | 24
25.02. | 1
25.02. | 2
25.02. | 3
25.02. | 4
25.02. | 5
25.02. | 6
25.02. | 7
25.02. | 8
25.02. | 9
25.02. | 10
25.02. | 11
25.02. | 12
25.02. | 13
25.02. | 14
25.02. | 15
25.02. | 16
25.02. | 17
25.02. | 18
25.02. | 19
25.02. | 20
25.02. | 21
25.02. | 22
25.02. | 23
25.02. | 24
26.02. | 1
26.02. | 2
26.02. | 3
26.02. | 4
26.02. | 5
26.02. | 6
26.02. | 7
26.02. | 8
26.02. | 9
26.02. | 10
26.02. | 11
26.02. | 12
26.02. | 13
26.02. | 14
26.02. | 15
26.02. | 16
26.02. | 17
26.02. | 18
26.02. | 19
26.02. | 20
26.02. | 21
26.02. | 22
26.02. | 23
26.02. | 24
27.02. | 1
27.02. | 2
27.02. | 3
27.02. | 4
27.02. | 5
27.02. | 6
27.02. | 7
27.02. | 8
27.02. | 9
27.02. | 10
27.02. | 11
27.02. | 12
27.02. | 13
27.02. | 14
27.02. | 15
27.02. | 16
27.02. | 17
27.02. | 18
27.02. | 19
27.02. | 20
27.02. | 21
27.02. | 22
27.02. | 23
27.02. | 24
28.02. | 1
28.02. | 2
28.02. | 3
28.02. | 4
28.02. | 5
28.02. | 6
28.02. | 7
28.02. | 8
28.02. | 9
28.02. | 10
28.02. | 11
28.02. | 12
28.02. | 13
28.02. | 14
28.02. | 15
28.02. | 16
28.02. | 17
28.02. | 18
28.02. | 19
28.02. | 20
28.02. | 21
28.02. | 22
28.02. | 23
28.02. | 24
01.03. | 1
01.03. | 2
01.03. | 3
01.03. | 4
01.03. | 5
01.03. | 6
01.03. | 7
01.03. | 8
01.03. | 9
01.03. | 10
01.03. | 11
01.03. | 12
01.03. | 13
01.03. | 14
01.03. | 15
01.03. | 16
01.03. | 17
01.03. | 18
01.03. | 19
01.03. | 20
01.03. | 21
01.03. | 22
01.03. | 23
01.03. | 24
02.03. | 1
02.03. | 2
02.03. | 3
02.03. | 4
02.03. | 5
02.03. | 6
02.03. | 7
02.03. | 8
02.03. | 9
02.03. | 10
02.03. | 11
02.03. | 12
02.03. | 13
02.03. | 14
02.03. | 15
02.03. | 16
02.03. | 17
02.03. | 18
02.03. | 19
02.03. | 20
02.03. | 21
02.03. | 22
02.03. | 23
02.03. | 24
03.03. | 1
03.03. | 2
03.03. | 3
03.03. | 4
03.03. | 5
03.03. | 6
03.03. | 7
03.03. | 8
03.03. | 9
03.03. | 10
03.03. | 11
03.03. | 12
03.03. | 13
03.03. | 14
03.03. | 15
03.03. | 16
03.03. | 17
03.03. | 18
03.03. | 19
03.03. | 20
03.03. | 21
03.03. | 22
03.03. | 23
03.03. | 24
04.03. | 1
04.03. | 2
04.03. | 3
04.03. | 4
04.03. | 5
04.03. | 6
04.03. | 7
04.03. | 8
04.03. | 9
04.03. | 10
04.03. | 11
04.03. | 12
04.03. | 13
04.03. | 14
04.03. | 15
04.03. | 16
04.03. | 17
04.03. | 18
04.03. | 19
04.03. | 20
04.03. | 21
04.03. | 22
04.03. | 23
04.03. | 24
05.03. | 1
05.03. | 2
05.03. | 3
05.03. | 4
05.03. | 5
05.03. | 6
05.03. | 7
05.03. | 8
05.03. | 9
05.03. | 10
05.03. | 11
05.03. | 12
05.03. | 13
05.03. | 14
05.03. | 15
05.03. | 16
05.03. | 17
05.03. | 18
05.03. | 19
05.03. | 20
05.03. | 21
05.03. | 22
05.03. | 23
05.03. | 24
06.03. | 1
06.03. | 2
06.03. | 3
06.03. | 4
06.03. | 5
06.03. | 6
06.03. | 7
06.03. | 8
06.03. | 9
06.03. | 10
06.03. | 11
06.03. | 12
06.03. | 13
06.03. | 14
06.03. | 15
06.03. | 16
06.03. | 17
06.03. | 18
06.03. | 19
06.03. | 20
06.03. | 21
06.03. | 22
06.03. | 23
06.03. | 24
07.03. | 1
07.03. | 2
07.03. | 3
07.03. | 4
07.03. | 5
07.03. | 6
07.03. | 7
07.03. | 8
07.03. | 9
07.03. | 10
07.03. | 11
07.03. | 12
07.03. | 13
07.03. | 14
07.03. | 15
07.03. | 16
07.03. | 17
07.03. | 18
07.03. | 19
07.03. | 20
07.03. | 21
07.03. | 22
07.03. | 23
07.03. | 24
08.03. | 1
08.03. | 2
08.03. | 3
08.03. | 4
08.03. | 5
08.03. | 6
08.03. | 7
08.03. | 8
08.03. | 9
08.03. | 10
08.03. | 11
08.03. | 12
08.03. | 13
08.03. | 14
08.03. | 15
08.03. | 16
08.03. | 17
08.03. | 18
08.03. | 19
08.03. | 20
08.03. | 21
08.03. | 22
08.03. | 23
08.03. | 24
09.03. | 1
09.03. | 2
09.03. | 3
09.03. | 4
09.03. | 5
09.03. | 6
09.03. | 7
09.03. | 8
09.03. | 9
09.03. | 10
09.03. | 11
09.03. | 12
09.03. | 13
09.03. | 14
09.03. | 15
09.03. | 16
09.03. | 17
09.03. | 18
09.03. | 19
09.03. | 20
09.03. | 21
09.03. | 22
09.03. | 23
09.03. | 24
10.03. | 1
10.03. | 2
10.03. | 3
10.03. | 4
10.03. | 5
10.03. | 6
10.03. | 7
10.03. | 8
10.03. | 9
10.03. | 10
10.03. | 11
10.03. | 12
10.03. | 13
10.03. | 14
10.03. | 15
10.03. | 16
10.03. | 17
10.03. | 18
10.03. | 19
10.03. | 20
10.03. | 21
10.03. | 22
10.03. | 23
10.03. | 24
11.03. | 1
11.03. | 2
11.03. | 3
11.03. | 4
11.03. | 5
11.03. | 6
11.03. | 7
11.03. | 8
11.03. | 9
11.03. | 10
11.03. | 11
11.03. | 12
11.03. | 13
11.03. | 14
11.03. | 15
11.03. | 16
11.03. | 17
11.03. | 18
11.03. | 19
11.03. | 20
11.03. | 21
11.03. | 22
11.03. | 23
11.03. | 24
12.03. | 1
12.03. | 2
12.03. | 3
12.03. | 4
12.03. | 5
12.03. | 6
12.03. | 7
12.03. | 8
12.03. | 9
12.03. | 10
12.03. | 11
12.03. | 12
12.03. | 13
12.03. | 14
12.03. | 15
12.03. | 16
12.03. | 17
12.03. | 18
12.03. | 19
12.03. | 20
12.03. | 21
12.03. | 22
12.03. | 23
12.03. | 24
13.03. | 1
13.03. | 2
13.03. | 3
13.03. | 4
13.03. | 5
13.03. | 6
13.03. | 7
13.03. | 8
13.03. | 9
13.03. | 10
13.03. | 11
13.03. | 12
13.03. | 13
13.03. | 14
13.03. | 15
13.03. | 16
13.03. | 17
13.03. | 18
13.03. | 19
13.03. | 20
13.03. | 21
13.03. | 22
13.03. | 23
13.03. | 24
14.03. | 1
14.03. | 2
14.03. | 3
14.03. | 4
14.03. | 5
14.03. | 6
14.03. | 7
14.03. | 8
14.03. | 9
14.03. | 10
14.03. | 11
14.03. | 12
14.03. | 13
14.03. | 14
14.03. | 15
14.03. | 16
14.03. | 17
14.03. | 18
14.03. | 19
14.03. | 20
14.03. | 21
14.03. | 22
14.03. | 23
14.03. | 24
15.03. | 1
15.03. | 2
15.03. | 3
15.03. | 4
15.03. | 5
15.03. | 6
15.03. | 7
15.03. | 8
15.03. | 9
15.03. | 10
15.03. | 11
15.03. | 12
15.03. | 13
15.03. | 14
15.03. | 15
15.03. | 16
15.03. | 17
15.03. | 18
15.03. | 19
15.03. | 20
15.03. | 21
15.03. | 22
15.03. | 23
15.03. | 24
16.03. | 1
16.03. | 2
16.03. | 3
16.03. | 4
16.03. | 5
16.03. | 6
16.03. | 7
16.03. | 8
16.03. | 9
16.03. | 10
16.03. | 11
16.03. | 12
16.03. | 13
16.03. | 14
16.03. | 15
16.03. | 16
16.03. | 17
16.03. | 18
16.03. | 19
16.03. | 20
16.03. | 21
16.03. | 22
16.03. | 23
16.03. | 24
17.03. | 1
17.03. | 2
17.03. | 3
17.03. | 4
17.03. | 5
17.03. | 6
17.03. | 7
17.03. | 8
17.03. | 9
17.03. | 10
17.03. | 11
17.03. | 12
17.03. | 13
17.03. | 14
17.03. | 15
17.03. | 16
17.03. | 17
17.03. | 18
17.03. | 19
17.03. | 20
17.03. | 21
17.03. | 22
17.03. | 23
17.03. | 24
18.03. | 1
18.03. | 2
18.03. | 3
18.03. | 4
18.03. | 5
18.03. | 6
18.03. | 7
18.03. | 8
18.03. | 9
18.03. | 10
18.03. | 11
18.03. | 12
18.03. | 13
18.03. | 14
18.03. | 15
18.03. | 16
18.03. | 17
18.03. | 18
18.03. | 19
18.03. | 20
18.03. | 21
18.03. | 22
18.03. | 23
18.03. | 24
19.03. | 1
19.03. | 2
19.03. | 3
19.03. | 4
19.03. | 5
19.03. | 6
19.03. | 7
19.03. | 8
19.03. | 9
19.03. | 10
19.03. | 11
19.03. | 12
19.03. | 13
19.03. | 14
19.03. | 15
19.03. | 16
19.03. | 17
19.03. | 18
19.03. | 19
19.03. | 20
19.03. | 21
19.03. | 22
19.03. | 23
19.03. | 24
20.03. | 1
20.03. | 2
20.03. | 3
20.03. | 4
20.03. | 5
20.03. | 6
20.03. | 7
20.03. | 8
20.03. | 9
20.03. | 10
20.03. | 11
20.03. | 12
20.03. | 13
20.03. | 14
20.03. | 15
20.03. | 16
20.03. | 17
20.03. | 18
20.03. | 19
20.03. | 20
20.03. | 21
20.03. | 22
20.03. | 23
20.03. | 24
21.03. | 1
21.03. | 2
21.03. | 3
21.03. | 4
21.03. | 5
21.03. | 6
21.03. | 7
21.03. | 8
21.03. | 9
21.03. | 10
21.03. | 11
21.03. | 12
21.03. | 13
21.03. | 14
21.03. | 15
21.03. | 16
21.03. | 17
21.03. | 18
21.03. | 19
21.03. | 20
21.03. | 21
21.03. | 22
21.03. | 23
21.03. | 24
22.03. | 1
22.03. | 2
22.03. | 3
22.03. | 4
22.03. | 5
22.03. | 6
22.03. | 7
22.03. | 8
22.03. | 9
22.03. | 10
22.03. | 11
22.03. | 12
22.03. | 13
22.03. | 14
22.03. | 15
22.03. | 16
22.03. | 17
22.03. | 18
22.03. | 19
22.03. | 20
22.03. | 21
22.03. | 22
22.03. | 23
22.03. | 24
23.03. | 1
23.03. | 2
23.03. | 3
23.03. | 4
23.03. | 5
23.03. | 6
23.03. | 7
23.03. | 8
23.03. | 9
23.03. | 10
23.03. | 11
23.03. | 12
23.03. | 13
23.03. | 14
23.03. | 15
23.03. | 16
23.03. | 17
23.03. | 18
23.03. | 19
23.03. | 20
23.03. | 21
23.03. | 22
23.03. | 23
23.03. | 24
24.03. | 1
24.03. | 2
24.03. | 3
24.03. | 4
24.03. | 5
24.03. | 6
24.03. | 7
24.03. | 8
24.03. | 9
24.03. | 10
24.03. | 11
24.03. | 12
24.03. | 13
24.03. | 14
24.03. | 15
24.03. | 16
24.03. | 17
24.03. | 18
24.03. | 19
24.03. | 20
24.03. | 21
24.03. | 22
24.03. | 23
24.03. | 24
25.03. | 1
25.03. | 2
25.03. | 3
25.03. | 4
25.03. | 5
25.03. | 6
25.03. | 7
25.03. | 8
25.03. | 9
25.03. | 10
25.03. | 11
25.03. | 12
25.03. | 13
25.03. | 14
25.03. | 15
25.03. | 16
25.03. | 17
25.03. | 18
25.03. | 19
25.03. | 20
25.03. | 21
25.03. | 22
25.03. | 23
25.03. | 24
26.03. | 1
26.03. | 2
26.03. | 3
26.03. | 4
26.03. | 5
26.03. | 6
26.03. | 7
26.03. | 8
26.03. | 9
26.03. | 10
26.03. | 11
26.03. | 12
26.03. | 13
26.03. | 14
26.03. | 15
26.03. | 16
26.03. | 17
26.03. | 18
26.03. | 19
26.03. | 20
26.03. | 21
26.03. | 22
26.03. | 23
26.03. | 24
27.03. | 1
27.03. | 2
27.03. | 3
27.03. | 4
27.03. | 5
27.03. | 6
27.03. | 7
27.03. | 8
27.03. | 9
27.03. | 10
27.03. | 11
27.03. | 12
27.03. | 13
27.03. | 14
27.03. | 15
27.03. | 16
27.03. | 17
27.03. | 18
27.03. | 19
27.03. | 20
27.03. | 21
27.03. | 22
27.03. | 23
27.03. | 24
28.03. | 1
28.03. | 2
28.03. | 3
28.03. | 4
28.03. | 5
28.03. | 6
28.03. | 7
28.03. | 8
28.03. | 9
28.03. | 10
28.03. | 11
28.03. | 12
28.03. | 13
28.03. | 14
28.03. | 15
28.03. | 16
28.03. | 17
28.03. | 18
28.03. | 19
28.03. | 20
28.03. | 21
28.03. | 22
28.03. | 23
28.03. | 24
29.03. | 1
29.03. | 2
29.03. | 3
29.03. | 4
29.03. | 5
29.03. | 6
29.03. | 7
29.03. | 8
29.03. | 9
29.03. | 10
29.03. | 11
29.03. | 12
29.03. | 13
29.03. | 14
29.03. | 15
29.03. | 16
29.03. | 17
29.03. | 18
29.03. | 19
29.03. | 20
29.03. | 21
29.03. | 22
29.03. | 23
29.03. | 24
30.03. | 1
30.03. | 2
30.03. | 3
30.03. | 4
30.03. | 5
30.03. | 6
30.03. | 7
30.03. | 8
30.03. | 9
30.03. | 10
30.03. | 11
30.03. | 12
30.03. | 13
30.03. | 14
30.03. | 15
30.03. | 16
30.03. | 17
30.03. | 18
30.03. | 19
30.03. | 20
30.03. | 21
30.03. | 22
30.03. | 23
30.03. | 24
31.03. | 1
31.03. | 2
31.03. | 3
31.03. | 4
31.03. | 5
31.03. | 6
31.03. | 7
31.03. | 8
31.03. | 9
31.03. | 10
31.03. | 11
31.03. | 12
31.03. | 13
31.03. | 14
31.03. | 15
31.03. | 16
31.03. | 17
31.03. | 18
31.03. | 19
31.03. | 20
31.03. | 21
31.03. | 22
31.03. | 23
31.03. | 24
01.04. | 1
01.04. | 2
01.04. | 3
01.04. | 4
01.04. | 5
01.04. | 6
01.04. | 7
01.04. | 8
01.04. | 9
01.04. | 10
01.04. | 11
01.04. | 12
01.04. | 13
01.04. | 14
01.04. | 15
01.04. | 16
01.04. | 17
01.04. | 18
01.04. | 19
01.04. | 20
01.04. | 21
01.04. | 22
01.04. | 23
01.04. | 24
02.04. | 1
02.04. | 2
02.04. | 3
02.04. | 4
02.04. | 5
02.04. | 6
02.04. | 7
02.04. | 8
02.04. | 9
02.04. | 10
02.04. | 11
02.04. | 12
02.04. | 13
02.04. | 14
02.04. | 15
02.04. | 16
02.04. | 17
02.04. | 18
02.04. | 19
02.04. | 20
02.04. | 21
02.04. | 22
02.04. | 23
02.04. | 24
03.04. | 1
03.04. | 2
03.04. | 3
03.04. | 4
03.04. | 5
03.04. | 6
03.04. | 7
03.04. | 8
03.04. | 9
03.04. | 10
03.04. | 11
03.04. | 12
03.04. | 13
03.04. | 14
03.04. | 15
03.04. | 16
03.04. | 17
03.04. | 18
03.04. | 19
03.04. | 20
03.04. | 21
03.04. | 22
03.04. | 23
03.04. | 24
04.04. | 1
04.04. | 2
04.04. | 3
04.04. | 4
04.04. | 5
04.04. | 6
04.04. | 7
04.04. | 8
04.04. | 9
04.04. | 10
04.04. | 11
04.04. | 12
04.04. | 13
04.04. | 14
04.04. | 15
04.04. | 16
04.04. | 17
04.04. | 18
04.04. | 19
04.04. | 20
04.04. | 21
04.04. | 22
04.04. | 23
04.04. | 24
05.04. | 1
05.04. | 2
05.04. | 3
05.04. | 4
05.04. | 5
05.04. | 6
05.04. | 7
05.04. | 8
05.04. | 9
05.04. | 10
05.04. | 11
05.04. | 12
05.04. | 13
05.04. | 14
05.04. | 15
05.04. | 16
05.04. | 17
05.04. | 18
05.04. | 19
05.04. | 20
05.04. | 21
05.04. | 22
05.04. | 23
05.04. | 24
06.04. | 1
06.04. | 2
06.04. | 3
06.04. | 4
06.04. | 5
06.04. | 6
06.04. | 7
06.04. | 8
06.04. | 9
06.04. | 10
06.04. | 11
06.04. | 12
06.04. | 13
06.04. | 14
06.04. | 15
06.04. | 16
06.04. | 17
06.04. | 18
06.04. | 19
06.04. | 20
06.04. | 21
06.04. | 22
06.04. | 23
06.04. | 24
07.04. | 1
07.04. | 2
07.04. | 3
07.04. | 4
07.04. | 5
07.04. | 6
07.04. | 7
07.04. | 8
07.04. | 9
07.04. | 10
07.04. | 11
07.04. | 12
07.04. | 13
07.04. | 14
07.04. | 15
07.04. | 16
07.04. | 17
07.04. | 18
07.04. | 19
07.04. | 20
07.04. | 21
07.04. | 22
07.04. | 23
07.04. | 24
08.04. | 1
08.04. | 2
08.04. | 3
08.04. | 4
08.04. | 5
08.04. | 6
08.04. | 7
08.04. | 8
08.04. | 9
08.04. | 10
08.04. | 11
08.04. | 12
08.04. | 13
08.04. | 14
08.04. | 15
08.04. | 16
08.04. | 17
08.04. | 18
08.04. | 19
08.04. | 20
08.04. | 21
08.04. | 22
08.04. | 23
08.04. | 24
09.04. | 1
09.04. | 2
09.04. | 3
09.04. | 4
09.04. | 5
09.04. | 6
09.04. | 7
09.04. | 8
09.04. | 9
09.04. | 10
09.04. | 11
09.04. | 12
09.04. | 13
09.04. | 14
09.04. | 15
09.04. | 16
09.04. | 17
09.04. | 18
09.04. | 19
09.04. | 20
09.04. | 21
09.04. | 22
09.04. | 23
09.04. | 24
10.04. | 1
10.04. | 2
10.04. | 3
10.04. | 4
10.04. | 5
10.04. | 6
10.04. | 7
10.04. | 8
10.04. | 9
10.04. | 10
10.04. | 11
10.04. | 12
10.04. | 13
10.04. | 14
10.04. | 15
10.04. | 16
10.04. | 17
10.04. | 18
10.04. | 19
10.04. | 20
10.04. | 21
10.04. | 22
10.04. | 23
10.04. | 24
11.04. | 1
11.04. | 2
11.04. | 3
11.04. | 4
11.04. | 5
11.04. | 6
11.04. | 7
11.04. | 8
11.04. | 9
11.04. | 10
11.04. | 11
11.04. | 12
11.04. | 13
11.04. | 14
11.04. | 15
11.04. | 16
11.04. | 17
11.04. | 18
11.04. | 19
11.04. | 20
11.04. | 21
11.04. | 22
11.04. | 23
11.04. | 24
12.04. | 1
12.04. | 2
12.04. | 3
12.04. | 4
12.04. | 5
12.04. | 6
12.04. | 7
12.04. | 8
12.04. | 9
12.04. | 10
12.04. | 11
12.04. | 12
12.04. | 13
12.04. | 14
12.04. | 15
12.04. | 16
12.04. | 17
12.04. | 18
12.04. | 19
12.04. | 20
12.04. | 21
12.04. | 22
12.04. | 23
12.04. | 24
13.04. | 1
13.04. | 2
13.04. | 3
13.04. | 4
13.04. | 5
13.04. | 6
13.04. | 7
13.04. | 8
13.04. | 9
13.04. | 10
13.04. | 11
13.04. | 12
13.04. | 13
13.04. | 14
13.04. | 15
13.04. | 16
13.04. | 17
13.04. | 18
13.04. | 19
13.04. | 20
13.04. | 21
13.04. | 22
13.04. | 23
13.04. | 24
14.04. | 1
14.04. | 2
14.04. | 3
14.04. | 4
14.04. | 5
14.04. | 6
14.04. | 7
14.04. | 8
14.04. | 9
14.04. | 10
14.04. | 11
14.04. | 12
14.04. | 13
14.04. | 14
14.04. | 15
14.04. | 16
14.04. | 17
14.04. | 18
14.04. | 19
14.04. | 20
14.04. | 21
14.04. | 22
14.04. | 23
14.04. | 24
15.04. | 1
15.04. | 2
15.04. | 3
15.04. | 4
15.04. | 5
15.04. | 6
15.04. | 7
15.04. | 8
15.04. | 9
15.04. | 10
15.04. | 11
15.04. | 12
15.04. | 13
15.04. | 14
15.04. | 15
15.04. | 16
15.04. | 17
15.04. | 18
15.04. | 19
15.04. | 20
15.04. | 21
15.04. | 22
15.04. | 23
15.04. | 24
16.04. | 1
16.04. | 2
16.04. | 3
16.04. | 4
16.04. | 5
16.04. | 6
16.04. | 7
16.04. | 8
16.04. | 9
16.04. | 10
16.04. | 11
16.04. | 12
16.04. | 13
16.04. | 14
16.04. | 15
16.04. | 16
16.04. | 17
16.04. | 18
16.04. | 19
16.04. | 20
16.04. | 21
16.04. | 22
16.04. | 23
16.04. | 24
17.04. | 1
17.04. | 2
17.04. | 3
17.04. | 4
17.04. | 5
17.04. | 6
17.04. | 7
17.04. | 8
17.04. | 9
17.04. | 10
17.04. | 11
17.04. | 12
17.04. | 13
17.04. | 14
17.04. | 15
17.04. | 16
17.04. | 17
17.04. | 18
17.04. | 19
17.04. | 20
17.04. | 21
17.04. | 22
17.04. | 23
17.04. | 24
18.04. | 1
18.04. | 2
18.04. | 3
18.04. | 4
18.04. | 5
18.04. | 6
18.04. | 7
18.04. | 8
18.04. | 9
18.04. | 10
18.04. | 11
18.04. | 12
18.04. | 13
18.04. | 14
18.04. | 15
18.04. | 16
18.04. | 17
18.04. | 18
18.04. | 19
18.04. | 20
18.04. | 21
18.04. | 22
18.04. | 23
18.04. | 24
19.04. | 1
19.04. | 2
19.04. | 3
19.04. | 4
19.04. | 5
19.04. | 6
19.04. | 7
19.04. | 8
19.04. | 9
19.04. | 10
19.04. | 11
19.04. | 12
19.04. | 13
19.04. | 14
19.04. | 15
19.04. | 16
19.04. | 17
19.04. | 18
19.04. | 19
19.04. | 20
19.04. | 21
19.04. | 22
19.04. | 23
19.04. | 24
20.04. | 1
20.04. | 2
20.04. | 3
20.04. | 4
20.04. | 5
20.04. | 6
20.04. | 7
20.04. | 8
20.04. | 9
20.04. | 10
20.04. | 11
20.04. | 12
20.04. | 13
20.04. | 14
20.04. | 15
20.04. | 16
20.04. | 17
20.04. | 18
20.04. | 19
20.04. | 20
20.04. | 21
20.04. | 22
20.04. | 23
20.04. | 24
21.04. | 1
21.04. | 2
21.04. | 3
21.04. | 4
21.04. | 5
21.04. | 6
21.04. | 7
21.04. | 8
21.04. | 9
21.04. | 10
21.04. | 11
21.04. | 12
21.04. | 13
21.04. | 14
21.04. | 15
21.04. | 16
21.04. | 17
21.04. | 18
21.04. | 19
21.04. | 20
21.04. | 21
21.04. | 22
21.04. | 23
21.04. | 24
22.04. | 1
22.04. | 2
22.04. | 3
22.04. | 4
22.04. | 5
22.04. | 6
22.04. | 7
22.04. | 8
22.04. | 9
22.04. | 10
22.04. | 11
22.04. | 12
22.04. | 13
22.04. | 14
22.04. | 15
22.04. | 16
22.04. | 17
22.04. | 18
22.04. | 19
22.04. | 20
22.04. | 21
22.04. | 22
22.04. | 23
22.04. | 24
23.04. | 1
23.04. | 2
23.04. | 3
23.04. | 4
23.04. | 5
23.04. | 6
23.04. | 7
23.04. | 8
23.04. | 9
23.04. | 10
23.04. | 11
23.04. | 12
23.04. | 13
23.04. | 14
23.04. | 15
23.04. | 16
23.04. | 17
23.04. | 18
23.04. | 19
23.04. | 20
23.04. | 21
23.04. | 22
23.04. | 23
23.04. | 24
24.04. | 1
24.04. | 2
24.04. | 3
24.04. | 4
24.04. | 5
24.04. | 6
24.04. | 7
24.04. | 8
24.04. | 9
24.04. | 10
24.04. | 11
24.04. | 12
24.04. | 13
24.04. | 14
24.04. | 15
24.04. | 16
24.04. | 17
24.04. | 18
24.04. | 19
24.04. | 20
24.04. | 21
24.04. | 22
24.04. | 23
24.04. | 24
25.04. | 1
25.04. | 2
25.04. | 3
25.04. | 4
25.04. | 5
25.04. | 6
25.04. | 7
25.04. | 8
25.04. | 9
25.04. | 10
25.04. | 11
25.04. | 12
25.04. | 13
25.04. | 14
25.04. | 15
25.04. | 16
25.04. | 17
25.04. | 18
25.04. | 19
25.04. | 20
25.04. | 21
25.04. | 22
25.04. | 23
25.04. | 24
26.04. | 1
26.04. | 2
26.04. | 3
26.04. | 4
26.04. | 5
26.04. | 6
26.04. | 7
26.04. | 8
26.04. | 9
26.04. | 10
26.04. | 11
26.04. | 12
26.04. | 13
26.04. | 14
26.04. | 15
26.04. | 16
26.04. | 17
26.04. | 18
26.04. | 19
26.04. | 20
26.04. | 21
26.04. | 22
26.04. | 23
26.04. | 24
27.04. | 1
27.04. | 2
27.04. | 3
27.04. | 4
27.04. | 5
27.04. | 6
27.04. | 7
27.04. | 8
27.04. | 9
27.04. | 10
27.04. | 11
27.04. | 12
27.04. | 13
27.04. | 14
27.04. | 15
27.04. | 16
27.04. | 17
27.04. | 18
27.04. | 19
27.04. | 20
27.04. | 21
27.04. | 22
27.04. | 23
27.04. | 24
28.04. | 1
28.04. | 2
28.04. | 3
28.04. | 4
28.04. | 5
28.04. | 6
28.04. | 7
28.04. | 8
28.04. | 9
28.04. | 10
28.04. | 11
28.04. | 12
28.04. | 13
28.04. | 14
28.04. | 15
28.04. | 16
28.04. | 17
28.04. | 18
28.04. | 19
28.04. | 20
28.04. | 21
28.04. | 22
28.04. | 23
28.04. | 24
29.04. | 1
29.04. | 2
29.04. | 3
29.04. | 4
29.04. | 5
29.04. | 6
29.04. | 7
29.04. | 8
29.04. | 9
29.04. | 10
29.04. | 11
29.04. | 12
29.04. | 13
29.04. | 14
29.04. | 15
29.04. | 16
29.04. | 17
29.04. | 18
29.04. | 19
29.04. | 20
29.04. | 21
29.04. | 22
29.04. | 23
29.04. | 24
30.04. | 1
30.04. | 2
30.04. | 3
30.04. | 4
30.04. | 5
30.04. | 6
30.04. | 7
30.04. | 8
30.04. | 9
30.04. | 10
30.04. | 11
30.04. | 12
30.04. | 13
30.04. | 14
30.04. | 15
30.04. | 16
30.04. | 17
30.04. | 18
30.04. | 19
30.04. | 20
30.04. | 21
30.04. | 22
30.04. | 23
30.04. | 24
01.05. | 1
01.05. | 2
01.05. | 3
01.05. | 4
01.05. | 5
01.05. | 6
01.05. | 7
01.05. | 8
01.05. | 9
01.05. | 10
01.05. | 11
01.05. | 12
01.05. | 13
01.05. | 14
01.05. | 15
01.05. | 16
01.05. | 17
01.05. | 18
01.05. | 19
01.05. | 20
01.05. | 21
01.05. | 22
01.05. | 23
01.05. | 24
02.05. | 1
02.05. | 2
02.05. | 3
02.05. | 4
02.05. | 5
02.05. | 6
02.05. | 7
02.05. | 8
02.05. | 9
02.05. | 10
02.05. | 11
02.05. | 12
02.05. | 13
02.05. | 14
02.05. | 15
02.05. | 16
02.05. | 17
02.05. | 18
02.05. | 19
02.05. | 20
02.05. | 21
02.05. | 22
02.05. | 23
02.05. | 24
03.05. | 1
03.05. | 2
03.05. | 3
03.05. | 4
03.05. | 5
03.05. | 6
03.05. | 7
03.05. | 8
03.05. | 9
03.05. | 10
03.05. | 11
03.05. | 12
03.05. | 13
03.05. | 14
03.05. | 15
03.05. | 16
03.05. | 17
03.05. | 18
03.05. | 19
03.05. | 20
03.05. | 21
03.05. | 22
03.05. | 23
03.05. | 24
04.05. | 1
04.05. | 2
04.05. | 3
04.05. | 4
04.05. | 5
04.05. | 6
04.05. | 7
04.05. | 8
04.05. | 9
04.05. | 10
04.05. | 11
04.05. | 12
04.05. | 13
04.05. | 14
04.05. | 15
04.05. | 16
04.05. | 17
04.05. | 18
04.05. | 19
04.05. | 20
04.05. | 21
04.05. | 22
04.05. | 23
04.05. | 24
05.05. | 1
05.05. | 2
05.05. | 3
05.05. | 4
05.05. | 5
05.05. | 6
05.05. | 7
05.05. | 8
05.05. | 9
05.05. | 10
05.05. | 11
05.05. | 12
05.05. | 13
05.05. | 14
05.05. | 15
05.05. | 16
05.05. | 17
05.05. | 18
05.05. | 19
05.05. | 20
05.05. | 21
05.05. | 22
05.05. | 23
05.05. | 24
06.05. | 1
06.05. | 2
06.05. | 3
06.05. | 4
06.05. | 5
06.05. | 6
06.05. | 7
06.05. | 8
06.05. | 9
06.05. | 10
06.05. | 11
06.05. | 12
06.05. | 13
06.05. | 14
06.05. | 15
06.05. | 16
06.05. | 17
06.05. | 18
06.05. | 19
06.05. | 20
06.05. | 21
06.05. | 22
06.05. | 23
06.05. | 24
07.05. | 1
07.05. | 2
07.05. | 3
07.05. | 4
07.05. | 5
07.05. | 6
07.05. | 7
07.05. | 8
07.05. | 9
07.05. | 10
07.05. | 11
07.05. | 12
07.05. | 13
07.05. | 14
07.05. | 15
07.05. | 16
07.05. | 17
07.05. | 18
07.05. | 19
07.05. | 20
07.05. | 21
07.05. | 22
07.05. | 23
07.05. | 24
08.05. | 1
08.05. | 2
08.05. | 3
08.05. | 4
08.05. | 5
08.05. | 6
08.05. | 7
08.05. | 8
08.05. | 9
08.05. | 10
08.05. | 11
08.05. | 12
08.05. | 13
08.05. | 14
08.05. | 15
08.05. | 16
08.05. | 17
08.05. | 18
08.05. | 19
08.05. | 20
08.05. | 21
08.05. | 22
08.05. | 23
08.05. | 24
09.05. | 1
09.05. | 2
09.05. | 3
09.05. | 4
09.05. | 5
09.05. | 6
09.05. | 7
09.05. | 8
09.05. | 9
09.05. | 10
09.05. | 11
09.05. | 12
09.05. | 13
09.05. | 14
09.05. | 15
09.05. | 16
09.05. | 17
09.05. | 18
09.05. | 19
09.05. | 20
09.05. | 21
09.05. | 22
09.05. | 23
09.05. | 24
10.05. | 1
10.05. | 2
10.05. | 3
10.05. | 4
10.05. | 5
10.05. | 6
10.05. | 7
10.05. | 8
10.05. | 9
10.05. | 10
10.05. | 11
10.05. | 12
10.05. | 13
10.05. | 14
10.05. | 15
10.05. | 16
10.05. | 17
10.05. | 18
10.05. | 19
10.05. | 20
10.05. | 21
10.05. | 22
10.05. | 23
10.05. | 24
11.05. | 1
11.05. | 2
11.05. | 3
11.05. | 4
11.05. | 5
11.05. | 6
11.05. | 7
11.05. | 8
11.05. | 9
11.05. | 10
11.05. | 11
11.05. | 12
11.05. | 13
11.05. | 14
11.05. | 15
11.05. | 16
11.05. | 17
11.05. | 18
11.05. | 19
11.05. | 20
11.05. | 21
11.05. | 22
11.05. | 23
11.05. | 24
12.05. | 1
12.05. | 2
12.05. | 3
12.05. | 4
12.05. | 5
12.05. | 6
12.05. | 7
12.05. | 8
12.05. | 9
12.05. | 10
12.05. | 11
12.05. | 12
12.05. | 13
12.05. | 14
12.05. | 15
12.05. | 16
12.05. | 17
12.05. | 18
12.05. | 19
12.05. | 20
12.05. | 21
12.05. | 22
12.05. | 23
12.05. | 24
13.05. | 1
13.05. | 2
13.05. | 3
13.05. | 4
13.05. | 5
13.05. | 6
13.05. | 7
13.05. | 8
13.05. | 9
13.05. | 10
13.05. | 11
13.05. | 12
13.05. | 13
13.05. | 14
13.05. | 15
13.05. | 16
13.05. | 17
13.05. | 18
13.05. | 19
13.05. | 20
13.05. | 21
13.05. | 22
13.05. | 23
13.05. | 24
14.05. | 1
14.05. | 2
14.05. | 3
14.05. | 4
14.05. | 5
14.05. | 6
14.05. | 7
14.05. | 8
14.05. | 9
14.05. | 10
14.05. | 11
14.05. | 12
14.05. | 13
14.05. | 14
14.05. | 15
14.05. | 16
14.05. | 17
14.05. | 18
14.05. | 19
14.05. | 20
14.05. | 21
14.05. | 22
14.05. | 23
14.05. | 24
15.05. | 1
15.05. | 2
15.05. | 3
15.05. | 4
15.05. | 5
15.05. | 6
15.05. | 7
15.05. | 8
15.05. | 9
15.05. | 10
15.05. | 11
15.05. | 12
15.05. | 13
15.05. | 14
15.05. | 15
15.05. | 16
15.05. | 17
15.05. | 18
15.05. | 19
15.05. | 20
15.05. | 21
15.05. | 22
15.05. | 23
15.05. | 24
16.05. | 1
16.05. | 2
16.05. | 3
16.05. | 4
16.05. | 5
16.05. | 6
16.05. | 7
16.05. | 8
16.05. | 9
16.05. | 10
16.05. | 11
16.05. | 12
16.05. | 13
16.05. | 14
16.05. | 15
16.05. | 16
16.05. | 17
16.05. | 18
16.05. | 19
16.05. | 20
16.05. | 21
16.05. | 22
16.05. | 23
16.05. | 24
17.05. | 1
17.05. | 2
17.05. | 3
17.05. | 4
17.05. | 5
17.05. | 6
17.05. | 7
17.05. | 8
17.05. | 9
17.05. | 10
17.05. | 11
17.05. | 12
17.05. | 13
17.05. | 14
17.05. | 15
17.05. | 16
17.05. | 17
17.05. | 18
17.05. | 19
17.05. | 20
17.05. | 21
17.05. | 22
17.05. | 23
17.05. | 24
18.05. | 1
18.05. | 2
18.05. | 3
18.05. | 4
18.05. | 5
18.05. | 6
18.05. | 7
18.05. | 8
18.05. | 9
18.05. | 10
18.05. | 11
18.05. | 12
18.05. | 13
18.05. | 14
18.05. | 15
18.05. | 16
18.05. | 17
18.05. | 18
18.05. | 19
18.05. | 20
18.05. | 21
18.05. | 22
18.05. | 23
18.05. | 24
19.05. | 1
19.05. | 2
19.05. | 3
19.05. | 4
19.05. | 5
19.05. | 6
19.05. | 7
19.05. | 8
19.05. | 9
19.05. | 10
19.05. | 11
19.05. | 12
19.05. | 13
19.05. | 14
19.05. | 15
19.05. | 16
19.05. | 17
19.05. | 18
19.05. | 19
19.05. | 20
19.05. | 21
19.05. | 22
19.05. | 23
19.05. | 24
20.05. | 1
20.05. | 2
20.05. | 3
20.05. | 4
20.05. | 5
20.05. | 6
20.05. | 7
20.05. | 8
20.05. | 9
20.05. | 10
20.05. | 11
20.05. | 12
20.05. | 13
20.05. | 14
20.05. | 15
20.05. | 16
20.05. | 17
20.05. | 18
20.05. | 19
20.05. | 20
20.05. | 21
20.05. | 22
20.05. | 23
20.05. | 24
21.05. | 1
21.05. | 2
21.05. | 3
21.05. | 4
21.05. | 5
21.05. | 6
21.05. | 7
21.05. | 8
21.05. | 9
21.05. | 10
21.05. | 11
21.05. | 12
21.05. | 13
21.05. | 14
21.05. | 15
21.05. | 16
21.05. | 17
21.05. | 18
21.05. | 19
21.05. | 20
21.05. | 21
21.05. | 22
21.05. | 23
21.05. | 24
22.05. | 1
22.05. | 2
22.05. | 3
22.05. | 4
22.05. | 5
22.05. | 6
22.05. | 7
22.05. | 8
22.05. | 9
22.05. | 10
22.05. | 11
22.05. | 12
22.05. | 13
22.05. | 14
22.05. | 15
22.05. | 16
22.05. | 17
22.05. | 18
22.05. | 19
22.05. | 20
22.05. | 21
22.05. | 22
22.05. | 23
22.05. | 24
23.05. | 1
23.05. | 2
23.05. | 3
23.05. | 4
23.05. | 5
23.05. | 6
23.05. | 7
23.05. | 8
23.05. | 9
23.05. | 10
23.05. | 11
23.05. | 12
23.05. | 13
23.05. | 14
23.05. | 15
23.05. | 16
23.05. | 17
23.05. | 18
23.05. | 19
23.05. | 20
23.05. | 21
23.05. | 22
23.05. | 23
23.05. | 24
24.05. | 1
24.05. | 2
24.05. | 3
24.05. | 4
24.05. | 5
24.05. | 6
24.05. | 7
24.05. | 8
24.05. | 9
24.05. | 10
24.05. | 11
24.05. | 12
24.05. | 13
24.05. | 14
24.05. | 15
24.05. | 16
24.05. | 17
24.05. | 18
24.05. | 19
24.05. | 20
24.05. | 21
24.05. | 22
24.05. | 23
24.05. | 24
25.05. | 1
25.05. | 2
25.05. | 3
25.05. | 4
25.05. | 5
25.05. | 6
25.05. | 7
25.05. | 8
25.05. | 9
25.05. | 10
25.05. | 11
25.05. | 12
25.05. | 13
25.05. | 14
25.05. | 15
25.05. | 16
25.05. | 17
25.05. | 18
25.05. | 19
25.05. | 20
25.05. | 21
25.05. | 22
25.05. | 23
25.05. | 24
26.05. | 1
26.05. | 2
26.05. | 3
26.05. | 4
26.05. | 5
26.05. | 6
26.05. | 7
26.05. | 8
26.05. | 9
26.05. | 10
26.05. | 11
26.05. | 12
26.05. | 13
26.05. | 14
26.05. | 15
26.05. | 16
26.05. | 17
26.05. | 18
26.05. | 19
26.05. | 20
26.05. | 21
26.05. | 22
26.05. | 23
26.05. | 24
27.05. | 1
27.05. | 2
27.05. | 3
27.05. | 4
27.05. | 5
27.05. | 6
27.05. | 7
27.05. | 8
27.05. | 9
27.05. | 10
27.05. | 11
27.05. | 12
27.05. | 13
27.05. | 14
27.05. | 15
27.05. | 16
27.05. | 17
27.05. | 18
27.05. | 19
27.05. | 20
27.05. | 21
27.05. | 22
27.05. | 23
27.05. | 24
28.05. | 1
28.05. | 2
28.05. | 3
28.05. | 4
28.05. | 5
28.05. | 6
28.05. | 7
28.05. | 8
28.05. | 9
28.05. | 10
28.05. | 11
28.05. | 12
28.05. | 13
28.05. | 14
28.05. | 15
28.05. | 16
28.05. | 17
28.05. | 18
28.05. | 19
28.05. | 20
28.05. | 21
28.05. | 22
28.05. | 23
28.05. | 24
29.05. | 1
29.05. | 2
29.05. | 3
29.05. | 4
29.05. | 5
29.05. | 6
29.05. | 7
29.05. | 8
29.05. | 9
29.05. | 10
29.05. | 11
29.05. | 12
29.05. | 13
29.05. | 14
29.05. | 15
29.05. | 16
29.05. | 17
29.05. | 18
29.05. | 19
29.05. | 20
29.05. | 21
29.05. | 22
29.05. | 23
29.05. | 24
30.05. | 1
30.05. | 2
30.05. | 3
30.05. | 4
30.05. | 5
30.05. | 6
30.05. | 7
30.05. | 8
30.05. | 9
30.05. | 10
30.05. | 11
30.05. | 12
30.05. | 13
30.05. | 14
30.05. | 15
30.05. | 16
30.05. | 17
30.05. | 18
30.05. | 19
30.05. | 20
30.05. | 21
30.05. | 22
30.05. | 23
30.05. | 24
31.05. | 1
31.05. | 2
31.05. | 3
31.05. | 4
31.05. | 5
31.05. | 6
31.05. | 7
31.05. | 8
31.05. | 9
31.05. | 10
31.05. | 11
31.05. | 12
31.05. | 13
31.05. | 14
31.05. | 15
31.05. | 16
31.05. | 17
31.05. | 18
31.05. | 19
31.05. | 20
31.05. | 21
31.05. | 22
31.05. | 23
31.05. | 24
01.06. | 1
01.06. | 2
01.06. | 3
01.06. | 4
01.06. | 5
01.06. | 6
01.06. | 7
01.06. | 8
01.06. | 9
01.06. | 10
01.06. | 11
01.06. | 12
01.06. | 13
01.06. | 14
01.06. | 15
01.06. | 16
01.06. | 17
01.06. | 18
01.06. | 19
01.06. | 20
01.06. | 21
01.06. | 22
01.06. | 23
01.06. | 24
02.06. | 1
02.06. | 2
02.06. | 3
02.06. | 4
02.06. | 5
02.06. | 6
02.06. | 7
02.06. | 8
02.06. | 9
02.06. | 10
02.06. | 11
02.06. | 12
02.06. | 13
02.06. | 14
02.06. | 15
02.06. | 16
02.06. | 17
02.06. | 18
02.06. | 19
02.06. | 20
02.06. | 21
02.06. | 22
02.06. | 23
02.06. | 24
03.06. | 1
03.06. | 2
03.06. | 3
03.06. | 4
03.06. | 5
03.06. | 6
03.06. | 7
03.06. | 8
03.06. | 9
03.06. | 10
03.06. | 11
03.06. | 12
03.06. | 13
03.06. | 14
03.06. | 15
03.06. | 16
03.06. | 17
03.06. | 18
03.06. | 19
03.06. | 20
03.06. | 21
03.06. | 22
03.06. | 23
03.06. | 24
04.06. | 1
04.06. | 2
04.06. | 3
04.06. | 4
04.06. | 5
04.06. | 6
04.06. | 7
04.06. | 8
04.06. | 9
04.06. | 10
04.06. | 11
04.06. | 12
04.06. | 13
04.06. | 14
04.06. | 15
04.06. | 16
04.06. | 17
04.06. | 18
04.06. | 19
04.06. | 20
04.06. | 21
04.06. | 22
04.06. | 23
04.06. | 24
05.06. | 1
05.06. | 2
05.06. | 3
05.06. | 4
05.06. | 5
05.06. | 6
05.06. | 7
05.06. | 8
05.06. | 9
05.06. | 10
05.06. | 11
05.06. | 12
05.06. | 13
05.06. | 14
05.06. | 15
05.06. | 16
05.06. | 17
05.06. | 18
05.06. | 19
05.06. | 20
05.06. | 21
05.06. | 22
05.06. | 23
05.06. | 24
06.06. | 1
06.06. | 2
06.06. | 3
06.06. | 4
06.06. | 5
06.06. | 6
06.06. | 7
06.06. | 8
06.06. | 9
06.06. | 10
06.06. | 11
06.06. | 12
06.06. | 13
06.06. | 14
06.06. | 15
06.06. | 16
06.06. | 17
06.06. | 18
06.06. | 19
06.06. | 20
06.06. | 21
06.06. | 22
06.06. | 23
06.06. | 24
07.06. | 1
07.06. | 2
07.06. | 3
07.06. | 4
07.06. | 5
07.06. | 6
07.06. | 7
07.06. | 8
07.06. | 9
07.06. | 10
07.06. | 11
07.06. | 12
07.06. | 13
07.06. | 14
07.06. | 15
07.06. | 16
07.06. | 17
07.06. | 18
07.06. | 19
07.06. | 20
07.06. | 21
07.06. | 22
07.06. | 23
07.06. | 24
08.06. | 1
08.06. | 2
08.06. | 3
08.06. | 4
08.06. | 5
08.06. | 6
08.06. | 7
08.06. | 8
08.06. | 9
08.06. | 10
08.06. | 11
08.06. | 12
08.06. | 13
08.06. | 14
08.06. | 15
08.06. | 16
08.06. | 17
08.06. | 18
08.06. | 19
08.06. | 20
08.06. | 21
08.06. | 22
08.06. | 23
08.06. | 24
09.06. | 1
09.06. | 2
09.06. | 3
09.06. | 4
09.06. | 5
09.06. | 6
09.06. | 7
09.06. | 8
09.06. | 9
09.06. | 10
09.06. | 11
09.06. | 12
09.06. | 13
09.06. | 14
09.06. | 15
09.06. | 16
09.06. | 17
09.06. | 18
09.06. | 19
09.06. | 20
09.06. | 21
09.06. | 22
09.06. | 23
09.06. | 24
10.06. | 1
10.06. | 2
10.06. | 3
10.06. | 4
10.06. | 5
10.06. | 6
10.06. | 7
10.06. | 8
10.06. | 9
10.06. | 10
10.06. | 11
10.06. | 12
10.06. | 13
10.06. | 14
10.06. | 15
10.06. | 16
10.06. | 17
10.06. | 18
10.06. | 19
10.06. | 20
10.06. | 21
10.06. | 22
10.06. | 23
10.06. | 24
11.06. | 1
11.06. | 2
11.06. | 3
11.06. | 4
11.06. | 5
11.06. | 6
11.06. | 7
11.06. | 8
11.06. | 9
11.06. | 10
11.06. | 11
11.06. | 12
11.06. | 13
11.06. | 14
11.06. | 15
11.06. | 16
11.06. | 17
11.06. | 18
11.06. | 19
11.06. | 20
11.06. | 21
11.06. | 22
11.06. | 23
11.06. | 24
12.06. | 1
12.06. | 2
12.06. | 3
12.06. | 4
12.06. | 5
12.06. | 6
12.06. | 7
12.06. | 8
12.06. | 9
12.06. | 10
12.06. | 11
12.06. | 12
12.06. | 13
12.06. | 14
12.06. | 15
12.06. | 16
12.06. | 17
12.06. | 18
12.06. | 19
12.06. | 20
12.06. | 21
12.06. | 22
12.06. | 23
12.06. | 24
13.06. | 1
13.06. | 2
13.06. | 3
13.06. | 4
13.06. | 5
13.06. | 6
13.06. | 7
13.06. | 8
13.06. | 9
13.06. | 10
13.06. | 11
13.06. | 12
13.06. | 13
13.06. | 14
13.06. | 15
13.06. | 16
13.06. | 17
13.06. | 18
13.06. | 19
13.06. | 20
13.06. | 21
13.06. | 22
13.06. | 23
13.06. | 24
14.06. | 1
14.06. | 2
14.06. | 3
14.06. | 4
14.06. | 5
14.06. | 6
14.06. | 7
14.06. | 8
14.06. | 9
14.06. | 10
14.06. | 11
14.06. | 12
14.06. | 13
14.06. | 14
14.06. | 15
14.06. | 16
14.06. | 17
14.06. | 18
14.06. | 19
14.06. | 20
14.06. | 21
14.06. | 22
14.06. | 23
14.06. | 24
15.06. | 1
15.06. | 2
15.06. | 3
15.06. | 4
15.06. | 5
15.06. | 6
15.06. | 7
15.06. | 8
15.06. | 9
15.06. | 10
15.06. | 11
15.06. | 12
15.06. | 13
15.06. | 14
15.06. | 15
15.06. | 16
15.06. | 17
15.06. | 18
15.06. | 19
15.06. | 20
15.06. | 21
15.06. | 22
15.06. | 23
15.06. | 24
16.06. | 1
16.06. | 2
16.06. | 3
16.06. | 4
16.06. | 5
16.06. | 6
16.06. | 7
16.06. | 8
16.06. | 9
16.06. | 10
16.06. | 11
16.06. | 12
16.06. | 13
16.06. | 14
16.06. | 15
16.06. | 16
16.06. | 17
16.06. | 18
16.06. | 19
16.06. | 20
16.06. | 21
16.06. | 22
16.06. | 23
16.06. | 24
17.06. | 1
17.06. | 2
17.06. | 3
17.06. | 4
17.06. | 5
17.06. | 6
17.06. | 7
17.06. | 8
17.06. | 9
17.06. | 10
17.06. | 11
17.06. | 12
17.06. | 13
17.06. | 14
17.06. | 15
17.06. | 16
17.06. | 17
17.06. | 18
17.06. | 19
17.06. | 20
17.06. | 21
17.06. | 22
17.06. | 23
17.06. | 24
18.06. | 1
18.06. | 2
18.06. | 3
18.06. | 4
18.06. | 5
18.06. | 6
18.06. | 7
18.06. | 8
18.06. | 9
18.06. | 10
18.06. | 11
18.06. | 12
18.06. | 13
18.06. | 14
18.06. | 15
18.06. | 16
18.06. | 17
18.06. | 18
18.06. | 19
18.06. | 20
18.06. | 21
18.06. | 22
18.06. | 23
18.06. | 24
19.06. | 1
19.06. | 2
19.06. | 3
19.06. | 4
19.06. | 5
19.06. | 6
19.06. | 7
19.06. | 8
19.06. | 9
19.06. | 10
19.06. | 11
19.06. | 12
19.06. | 13
19.06. | 14
19.06. | 15
19.06. | 16
19.06. | 17
19.06. | 18
19.06. | 19
19.06. | 20
19.06. | 21
19.06. | 22
19.06. | 23
19.06. | 24
20.06. | 1
20.06. | 2
20.06. | 3
20.06. | 4
20.06. | 5
20.06. | 6
20.06. | 7
20.06. | 8
20.06. | 9
20.06. | 10
20.06. | 11
20.06. | 12
20.06. | 13
20.06. | 14
20.06. | 15
20.06. | 16
20.06. | 17
20.06. | 18
20.06. | 19
20.06. | 20
20.06. | 21
20.06. | 22
20.06. | 23
20.06. | 24
21.06. | 1
21.06. | 2
21.06. | 3
21.06. | 4
21.06. | 5
21.06. | 6
21.06. | 7
21.06. | 8
21.06. | 9
21.06. | 10
21.06. | 11
21.06. | 12
21.06. | 13
21.06. | 14
21.06. | 15
21.06. | 16
21.06. | 17
21.06. | 18
21.06. | 19
21.06. | 20
21.06. | 21
21.06. | 22
21.06. | 23
21.06. | 24
22.06. | 1
22.06. | 2
22.06. | 3
22.06. | 4
22.06. | 5
22.06. | 6
22.06. | 7
22.06. | 8
22.06. | 9
22.06. | 10
22.06. | 11
22.06. | 12
22.06. | 13
22.06. | 14
22.06. | 15
22.06. | 16
22.06. | 17
22.06. | 18
22.06. | 19
22.06. | 20
22.06. | 21
22.06. | 22
22.06. | 23
22.06. | 24
23.06. | 1
23.06. | 2
23.06. | 3
23.06. | 4
23.06. | 5
23.06. | 6
23.06. | 7
23.06. | 8
23.06. | 9
23.06. | 10
23.06. | 11
23.06. | 12
23.06. | 13
23.06. | 14
23.06. | 15
23.06. | 16
23.06. | 17
23.06. | 18
23.06. | 19
23.06. | 20
23.06. | 21
23.06. | 22
23.06. | 23
23.06. | 24
24.06. | 1
24.06. | 2
24.06. | 3
24.06. | 4
24.06. | 5
24.06. | 6
24.06. | 7
24.06. | 8
24.06. | 9
24.06. | 10
24.06. | 11
24.06. | 12
24.06. | 13
24.06. | 14
24.06. | 15
24.06. | 16
24.06. | 17
24.06. | 18
24.06. | 19
24.06. | 20
24.06. | 21
24.06. | 22
24.06. | 23
24.06. | 24
25.06. | 1
25.06. | 2
25.06. | 3
25.06. | 4
25.06. | 5
25.06. | 6
25.06. | 7
25.06. | 8
25.06. | 9
25.06. | 10
25.06. | 11
25.06. | 12
25.06. | 13
25.06. | 14
25.06. | 15
25.06. | 16
25.06. | 17
25.06. | 18
25.06. | 19
25.06. | 20
25.06. | 21
25.06. | 22
25.06. | 23
25.06. | 24
26.06. | 1
26.06. | 2
26.06. | 3
26.06. | 4
26.06. | 5
26.06. | 6
26.06. | 7
26.06. | 8
26.06. | 9
26.06. | 10
26.06. | 11
26.06. | 12
26.06. | 13
26.06. | 14
26.06. | 15
26.06. | 16
26.06. | 17
26.06. | 18
26.06. | 19
26.06. | 20
26.06. | 21
26.06. | 22
26.06. | 23
26.06. | 24
27.06. | 1
27.06. | 2
27.06. | 3
27.06. | 4
27.06. | 5
27.06. | 6
27.06. | 7
27.06. | 8
27.06. | 9
27.06. | 10
27.06. | 11
27.06. | 12
27.06. | 13
27.06. | 14
27.06. | 15
27.06. | 16
27.06. | 17
27.06. | 18
27.06. | 19
27.06. | 20
27.06. | 21
27.06. | 22
27.06. | 23
27.06. | 24
28.06. | 1
28.06. | 2
28.06. | 3
28.06. | 4
28.06. | 5
28.06. | 6
28.06. | 7
28.06. | 8
28.06. | 9
28.06. | 10
28.06. | 11
28.06. | 12
28.06. | 13
28.06. | 14
28.06. | 15
28.06. | 16
28.06. | 17
28.06. | 18
28.06. | 19
28.06. | 20
28.06. | 21
28.06. | 22
28.06. | 23
28.06. | 24
29.06. | 1
29.06. | 2
29.06. | 3
29.06. | 4
29.06. | 5
29.06. | 6
29.06. | 7
29.06. | 8
29.06. | 9
29.06. | 10
29.06. | 11
29.06. | 12
29.06. | 13
29.06. | 14
29.06. | 15
29.06. | 16
29.06. | 17
29.06. | 18
29.06. | 19
29.06. | 20
29.06. | 21
29.06. | 22
29.06. | 23
29.06. | 24
30.06. | 1
30.06. | 2
30.06. | 3
30.06. | 4
30.06. | 5
30.06. | 6
30.06. | 7
30.06. | 8
30.06. | 9
30.06. | 10
30.06. | 11
30.06. | 12
30.06. | 13
30.06. | 14
30.06. | 15
30.06. | 16
30.06. | 17
30.06. | 18
30.06. | 19
30.06. | 20
30.06. | 21
30.06. | 22
30.06. | 23
30.06. | 24
01.07. | 1
01.07. | 2
01.07. | 3
01.07. | 4
01.07. | 5
01.07. | 6
01.07. | 7
01.07. | 8
01.07. | 9
01.07. | 10
01.07. | 11
01.07. | 12
01.07. | 13
01.07. | 14
01.07. | 15
01.07. | 16
01.07. | 17
01.07. | 18
01.07. | 19
01.07. | 20
01.07. | 21
01.07. | 22
01.07. | 23
01.07. | 24
02.07. | 1
02.07. | 2
02.07. | 3
02.07. | 4
02.07. | 5
02.07. | 6
02.07. | 7
02.07. | 8
02.07. | 9
02.07. | 10
02.07. | 11
02.07. | 12
02.07. | 13
02.07. | 14
02.07. | 15
02.07. | 16
02.07. | 17
02.07. | 18
02.07. | 19
02.07. | 20
02.07. | 21
02.07. | 22
02.07. | 23
02.07. | 24
03.07. | 1
03.07. | 2
03.07. | 3
03.07. | 4
03.07. | 5
03.07. | 6
03.07. | 7
03.07. | 8
03.07. | 9
03.07. | 10
03.07. | 11
03.07. | 12
03.07. | 13
03.07. | 14
03.07. | 15
03.07. | 16
03.07. | 17
03.07. | 18
03.07. | 19
03.07. | 20
03.07. | 21
03.07. | 22
03.07. | 23
03.07. | 24
04.07. | 1
04.07. | 2
04.07. | 3
04.07. | 4
04.07. | 5
04.07. | 6
04.07. | 7
04.07. | 8
04.07. | 9
04.07. | 10
04.07. | 11
04.07. | 12
04.07. | 13
04.07. | 14
04.07. | 15
04.07. | 16
04.07. | 17
04.07. | 18
04.07. | 19
04.07. | 20
04.07. | 21
04.07. | 22
04.07. | 23
04.07. | 24
05.07. | 1
05.07. | 2
05.07. | 3
05.07. | 4
05.07. | 5
05.07. | 6
05.07. | 7
05.07. | 8
05.07. | 9
05.07. | 10
05.07. | 11
05.07. | 12
05.07. | 13
05.07. | 14
05.07. | 15
05.07. | 16
05.07. | 17
05.07. | 18
05.07. | 19
05.07. | 20
05.07. | 21
05.07. | 22
05.07. | 23
05.07. | 24
06.07. | 1
06.07. | 2
06.07. | 3
06.07. | 4
06.07. | 5
06.07. | 6
06.07. | 7
06.07. | 8
06.07. | 9
06.07. | 10
06.07. | 11
06.07. | 12
06.07. | 13
06.07. | 14
06.07. | 15
06.07. | 16
06.07. | 17
06.07. | 18
06.07. | 19
06.07. | 20
06.07. | 21
06.07. | 22
06.07. | 23
06.07. | 24
07.07. | 1
07.07. | 2
07.07. | 3
07.07. | 4
07.07. | 5
07.07. | 6
07.07. | 7
07.07. | 8
07.07. | 9
07.07. | 10
07.07. | 11
07.07. | 12
07.07. | 13
07.07. | 14
07.07. | 15
07.07. | 16
07.07. | 17
07.07. | 18
07.07. | 19
07.07. | 20
07.07. | 21
07.07. | 22
07.07. | 23
07.07. | 24
08.07. | 1
08.07. | 2
08.07. | 3
08.07. | 4
08.07. | 5
08.07. | 6
08.07. | 7
08.07. | 8
08.07. | 9
08.07. | 10
08.07. | 11
08.07. | 12
08.07. | 13
08.07. | 14
08.07. | 15
08.07. | 16
08.07. | 17
08.07. | 18
08.07. | 19
08.07. | 20
08.07. | 21
08.07. | 22
08.07. | 23
08.07. | 24
09.07. | 1
09.07. | 2
09.07. | 3
09.07. | 4
09.07. | 5
09.07. | 6
09.07. | 7
09.07. | 8
09.07. | 9
09.07. | 10
09.07. | 11
09.07. | 12
09.07. | 13
09.07. | 14
09.07. | 15
09.07. | 16
09.07. | 17
09.07. | 18
09.07. | 19
09.07. | 20
09.07. | 21
09.07. | 22
09.07. | 23
09.07. | 24
10.07. | 1
10.07. | 2
10.07. | 3
10.07. | 4
10.07. | 5
10.07. | 6
10.07. | 7
10.07. | 8
10.07. | 9
10.07. | 10
10.07. | 11
10.07. | 12
10.07. | 13
10.07. | 14
10.07. | 15
10.07. | 16
10.07. | 17
10.07. | 18
10.07. | 19
10.07. | 20
10.07. | 21
10.07. | 22
10.07. | 23
10.07. | 24
11.07. | 1
11.07. | 2
11.07. | 3
11.07. | 4
11.07. | 5
11.07. | 6
11.07. | 7
11.07. | 8
11.07. | 9
11.07. | 10
11.07. | 11
11.07. | 12
11.07. | 13
11.07. | 14
11.07. | 15
11.07. | 16
11.07. | 17
11.07. | 18
11.07. | 19
11.07. | 20
11.07. | 21
11.07. | 22
11.07. | 23
11.07. | 24
12.07. | 1
12.07. | 2
12.07. | 3
12.07. | 4
12.07. | 5
12.07. | 6
12.07. | 7
12.07. | 8
12.07. | 9
12.07. | 10
12.07. | 11
12.07. | 12
12.07. | 13
12.07. | 14
12.07. | 15
12.07. | 16
12.07. | 17
12.07. | 18
12.07. | 19
12.07. | 20
12.07. | 21
12.07. | 22
12.07. | 23
12.07. | 24
13.07. | 1
13.07. | 2
13.07. | 3
13.07. | 4
13.07. | 5
13.07. | 6
13.07. | 7
13.07. | 8
13.07. | 9
13.07. | 10
13.07. | 11
13.07. | 12
13.07. | 13
13.07. | 14
13.07. | 15
13.07. | 16
13.07. | 17
13.07. | 18
13.07. | 19
13.07. | 20
13.07. | 21
13.07. | 22
13.07. | 23
13.07. | 24
14.07. | 1
14.07. | 2
14.07. | 3
14.07. | 4
14.07. | 5
14.07. | 6
14.07. | 7
14.07. | 8
14.07. | 9
14.07. | 10
14.07. | 11
14.07. | 12
14.07. | 13
14.07. | 14
14.07. | 15
14.07. | 16
14.07. | 17
14.07. | 18
14.07. | 19
14.07. | 20
14.07. | 21
14.07. | 22
14.07. | 23
14.07. | 24
15.07. | 1
15.07. | 2
15.07. | 3
15.07. | 4
15.07. | 5
15.07. | 6
15.07. | 7
15.07. | 8
15.07. | 9
15.07. | 10
15.07. | 11
15.07. | 12
15.07. | 13
15.07. | 14
15.07. | 15
15.07. | 16
15.07. | 17
15.07. | 18
15.07. | 19
15.07. | 20
15.07. | 21
15.07. | 22
15.07. | 23
15.07. | 24
16.07. | 1
16.07. | 2
16.07. | 3
16.07. | 4
16.07. | 5
16.07. | 6
16.07. | 7
16.07. | 8
16.07. | 9
16.07. | 10
16.07. | 11
16.07. | 12
16.07. | 13
16.07. | 14
16.07. | 15
16.07. | 16
16.07. | 17
16.07. | 18
16.07. | 19
16.07. | 20
16.07. | 21
16.07. | 22
16.07. | 23
16.07. | 24
17.07. | 1
17.07. | 2
17.07. | 3
17.07. | 4
17.07. | 5
17.07. | 6
17.07. | 7
17.07. | 8
17.07. | 9
17.07. | 10
17.07. | 11
17.07. | 12
17.07. | 13
17.07. | 14
17.07. | 15
17.07. | 16
17.07. | 17
17.07. | 18
17.07. | 19
17.07. | 20
17.07. | 21
17.07. | 22
17.07. | 23
17.07. | 24
18.07. | 1
18.07. | 2
18.07. | 3
18.07. | 4
18.07. | 5
18.07. | 6
18.07. | 7
18.07. | 8
18.07. | 9
18.07. | 10
18.07. | 11
18.07. | 12
18.07. | 13
18.07. | 14
18.07. | 15
18.07. | 16
18.07. | 17
18.07. | 18
18.07. | 19
18.07. | 20
18.07. | 21
18.07. | 22
18.07. | 23
18.07. | 24
19.07. | 1
19.07. | 2
19.07. | 3
19.07. | 4
19.07. | 5
19.07. | 6
19.07. | 7
19.07. | 8
19.07. | 9
19.07. | 10
19.07. | 11
19.07. | 12
19.07. | 13
19.07. | 14
19.07. | 15
19.07. | 16
19.07. | 17
19.07. | 18
19.07. | 19
19.07. | 20
19.07. | 21
19.07. | 22
19.07. | 23
19.07. | 24
20.07. | 1
20.07. | 2
20.07. | 3
20.07. | 4
20.07. | 5
20.07. | 6
20.07. | 7
20.07. | 8
20.07. | 9
20.07. | 10
20.07. | 11
20.07. | 12
20.07. | 13
20.07. | 14
20.07. | 15
20.07. | 16
20.07. | 17
20.07. | 18
20.07. | 19
20.07. | 20
20.07. | 21
20.07. | 22
20.07. | 23
20.07. | 24
21.07. | 1
21.07. | 2
21.07. | 3
21.07. | 4
21.07. | 5
21.07. | 6
21.07. | 7
21.07. | 8
21.07. | 9
21.07. | 10
21.07. | 11
21.07. | 12
21.07. | 13
21.07. | 14
21.07. | 15
21.07. | 16
21.07. | 17
21.07. | 18
21.07. | 19
21.07. | 20
21.07. | 21
21.07. | 22
21.07. | 23
21.07. | 24
22.07. | 1
22.07. | 2
22.07. | 3
22.07. | 4
22.07. | 5
22.07. | 6
22.07. | 7
22.07. | 8
22.07. | 9
22.07. | 10
22.07. | 11
22.07. | 12
22.07. | 13
22.07. | 14
22.07. | 15
22.07. | 16
22.07. | 17
22.07. | 18
22.07. | 19
22.07. | 20
22.07. | 21
22.07. | 22
22.07. | 23
22.07. | 24
23.07. | 1
23.07. | 2
23.07. | 3
23.07. | 4
23.07. | 5
23.07. | 6
23.07. | 7
23.07. | 8
23.07. | 9
23.07. | 10
23.07. | 11
23.07. | 12
23.07. | 13
23.07. | 14
23.07. | 15
23.07. | 16
23.07. | 17
23.07. | 18
23.07. | 19
23.07. | 20
23.07. | 21
23.07. | 22
23.07. | 23
23.07. | 24
24.07. | 1
24.07. | 2
24.07. | 3
24.07. | 4
24.07. | 5
24.07. | 6
24.07. | 7
24.07. | 8
24.07. | 9
24.07. | 10
24.07. | 11
24.07. | 12
24.07. | 13
24.07. | 14
24.07. | 15
24.07. | 16
24.07. | 17
24.07. | 18
24.07. | 19
24.07. | 20
24.07. | 21
24.07. | 22
24.07. | 23
24.07. | 24
25.07. | 1
25.07. | 2
25.07. | 3
25.07. | 4
25.07. | 5
25.07. | 6
25.07. | 7
25.07. | 8
25.07. | 9
25.07. | 10
25.07. | 11
25.07. | 12
25.07. | 13
25.07. | 14
25.07. | 15
25.07. | 16
25.07. | 17
25.07. | 18
25.07. | 19
25.07. | 20
25.07. | 21
25.07. | 22
25.07. | 23
25.07. | 24
26.07. | 1
26.07. | 2
26.07. | 3
26.07. | 4
26.07. | 5
26.07. | 6
26.07. | 7
26.07. | 8
26.07. | 9
26.07. | 10
26.07. | 11
26.07. | 12
26.07. | 13
26.07. | 14
26.07. | 15
26.07. | 16
26.07. | 17
26.07. | 18
26.07. | 19
26.07. | 20
26.07. | 21
26.07. | 22
26.07. | 23
26.07. | 24
27.07. | 1
27.07. | 2
27.07. | 3
27.07. | 4
27.07. | 5
27.07. | 6
27.07. | 7
27.07. | 8
27.07. | 9
27.07. | 10
27.07. | 11
27.07. | 12
27.07. | 13
27.07. | 14
27.07. | 15
27.07. | 16
27.07. | 17
27.07. | 18
27.07. | 19
27.07. | 20
27.07. | 21
27.07. | 22
27.07. | 23
27.07. | 24
28.07. | 1
28.07. | 2
28.07. | 3
28.07. | 4
28.07. | 5
28.07. | 6
28.07. | 7
28.07. | 8
28.07. | 9
28.07. | 10
28.07. | 11
28.07. | 12
28.07. | 13
28.07. | 14
28.07. | 15
28.07. | 16
28.07. | 17
28.07. | 18
28.07. | 19
28.07. | 20
28.07. | 21
28.07. | 22
28.07. | 23
28.07. | 24
29.07. | 1
29.07. | 2
29.07. | 3
29.07. | 4
29.07. | 5
29.07. | 6
29.07. | 7
29.07. | 8
29.07. | 9
29.07. | 10
29.07. | 11
29.07. | 12
29.07. | 13
29.07. | 14
29.07. | 15
29.07. | 16
29.07. | 17
29.07. | 18
29.07. | 19
29.07. | 20
29.07. | 21
29.07. | 22
29.07. | 23
29.07. | 24
30.07. | 1
30.07. | 2
30.07. | 3
30.07. | 4
30.07. | 5
30.07. | 6
30.07. | 7
30.07. | 8
30.07. | 9
30.07. | 10
30.07. | 11
30.07. | 12
30.07. | 13
30.07. | 14
30.07. | 15
30.07. | 16
30.07. | 17
30.07. | 18
30.07. | 19
30.07. | 20
30.07. | 21
30.07. | 22
30.07. | 23
30.07. | 24
31.07. | 1
31.07. | 2
31.07. | 3
31.07. | 4
31.07. | 5
31.07. | 6
31.07. | 7
31.07. | 8
31.07. | 9
31.07. | 10
31.07. | 11
31.07. | 12
31.07. | 13
31.07. | 14
31.07. | 15
31.07. | 16
31.07. | 17
31.07. | 18
31.07. | 19
31.07. | 20
31.07. | 21
31.07. | 22
31.07. | 23
31.07. | 24
01.08. | 1
01.08. | 2
01.08. | 3
01.08. | 4
01.08. | 5
01.08. | 6
01.08. | 7
01.08. | 8
01.08. | 9
01.08. | 10
01.08. | 11
01.08. | 12
01.08. | 13
01.08. | 14
01.08. | 15
01.08. | 16
01.08. | 17
01.08. | 18
01.08. | 19
01.08. | 20
01.08. | 21
01.08. | 22
01.08. | 23
01.08. | 24
02.08. | 1
02.08. | 2
02.08. | 3
02.08. | 4
02.08. | 5
02.08. | 6
02.08. | 7
02.08. | 8
02.08. | 9
02.08. | 10
02.08. | 11
02.08. | 12
02.08. | 13
02.08. | 14
02.08. | 15
02.08. | 16
02.08. | 17
02.08. | 18
02.08. | 19
02.08. | 20
02.08. | 21
02.08. | 22
02.08. | 23
02.08. | 24
03.08. | 1
03.08. | 2
03.08. | 3
03.08. | 4
03.08. | 5
03.08. | 6
03.08. | 7
03.08. | 8
03.08. | 9
03.08. | 10
03.08. | 11
03.08. | 12
03.08. | 13
03.08. | 14
03.08. | 15
03.08. | 16
03.08. | 17
03.08. | 18
03.08. | 19
03.08. | 20
03.08. | 21
03.08. | 22
03.08. | 23
03.08. | 24
04.08. | 1
04.08. | 2
04.08. | 3
04.08. | 4
04.08. | 5
04.08. | 6
04.08. | 7
04.08. | 8
04.08. | 9
04.08. | 10
04.08. | 11
04.08. | 12
04.08. | 13
04.08. | 14
04.08. | 15
04.08. | 16
04.08. | 17
04.08. | 18
04.08. | 19
04.08. | 20
04.08. | 21
04.08. | 22
04.08. | 23
04.08. | 24
05.08. | 1
05.08. | 2
05.08. | 3
05.08. | 4
05.08. | 5
05.08. | 6
05.08. | 7
05.08. | 8
05.08. | 9
05.08. | 10
05.08. | 11
05.08. | 12
05.08. | 13
05.08. | 14
05.08. | 15
05.08. | 16
05.08. | 17
05.08. | 18
05.08. | 19
05.08. | 20
05.08. | 21
05.08. | 22
05.08. | 23
05.08. | 24
06.08. | 1
06.08. | 2
06.08. | 3
06.08. | 4
06.08. | 5
06.08. | 6
06.08. | 7
06.08. | 8
06.08. | 9
06.08. | 10
06.08. | 11
06.08. | 12
06.08. | 13
06.08. | 14
06.08. | 15
06.08. | 16
06.08. | 17
06.08. | 18
06.08. | 19
06.08. | 20
06.08. | 21
06.08. | 22
06.08. | 23
06.08. | 24
07.08. | 1
07.08. | 2
07.08. | 3
07.08. | 4
07.08. | 5
07.08. | 6
07.08. | 7
07.08. | 8
07.08. | 9
07.08. | 10
07.08. | 11
07.08. | 12
07.08. | 13
07.08. | 14
07.08. | 15
07.08. | 16
07.08. | 17
07.08. | 18
07.08. | 19
07.08. | 20
07.08. | 21
07.08. | 22
07.08. | 23
07.08. | 24
08.08. | 1
08.08. | 2
08.08. | 3
08.08. | 4
08.08. | 5
08.08. | 6
08.08. | 7
08.08. | 8
08.08. | 9
08.08. | 10
08.08. | 11
08.08. | 12
08.08. | 13
08.08. | 14
08.08. | 15
08.08. | 16
08.08. | 17
08.08. | 18
08.08. | 19
08.08. | 20
08.08. | 21
08.08. | 22
08.08. | 23
08.08. | 24
09.08. | 1
09.08. | 2
09.08. | 3
09.08. | 4
09.08. | 5
09.08. | 6
09.08. | 7
09.08. | 8
09.08. | 9
09.08. | 10
09.08. | 11
09.08. | 12
09.08. | 13
09.08. | 14
09.08. | 15
09.08. | 16
09.08. | 17
09.08. | 18
09.08. | 19
09.08. | 20
09.08. | 21
09.08. | 22
09.08. | 23
09.08. | 24
10.08. | 1
10.08. | 2
10.08. | 3
10.08. | 4
10.08. | 5
10.08. | 6
10.08. | 7
10.08. | 8
10.08. | 9
10.08. | 10
10.08. | 11
10.08. | 12
10.08. | 13
10.08. | 14
10.08. | 15
10.08. | 16
10.08. | 17
10.08. | 18
10.08. | 19
10.08. | 20
10.08. | 21
10.08. | 22
10.08. | 23
10.08. | 24
11.08. | 1
11.08. | 2
11.08. | 3
11.08. | 4
11.08. | 5
11.08. | 6
11.08. | 7
11.08. | 8
11.08. | 9
11.08. | 10
11.08. | 11
11.08. | 12
11.08. | 13
11.08. | 14
11.08. | 15
11.08. | 16
11.08. | 17
11.08. | 18
11.08. | 19
11.08. | 20
11.08. | 21
11.08. | 22
11.08. | 23
11.08. | 24
12.08. | 1
12.08. | 2
12.08. | 3
12.08. | 4
12.08. | 5
12.08. | 6
12.08. | 7
12.08. | 8
12.08. | 9
12.08. | 10
12.08. | 11
12.08. | 12
12.08. | 13
12.08. | 14
12.08. | 15
12.08. | 16
12.08. | 17
12.08. | 18
12.08. | 19
12.08. | 20
12.08. | 21
12.08. | 22
12.08. | 23
12.08. | 24
13.08. | 1
13.08. | 2
13.08. | 3
13.08. | 4
13.08. | 5
13.08. | 6
13.08. | 7
13.08. | 8
13.08. | 9
13.08. | 10
13.08. | 11
13.08. | 12
13.08. | 13
13.08. | 14
13.08. | 15
13.08. | 16
13.08. | 17
13.08. | 18
13.08. | 19
13.08. | 20
13.08. | 21
13.08. | 22
13.08. | 23
13.08. | 24
14.08. | 1
14.08. | 2
14.08. | 3
14.08. | 4
14.08. | 5
14.08. | 6
14.08. | 7
14.08. | 8
14.08. | 9
14.08. | 10
14.08. | 11
14.08. | 12
14.08. | 13
14.08. | 14
14.08. | 15
14.08. | 16
14.08. | 17
14.08. | 18
14.08. | 19
14.08. | 20
14.08. | 21
14.08. | 22
14.08. | 23
14.08. | 24
15.08. | 1
15.08. | 2
15.08. | 3
15.08. | 4
15.08. | 5
15.08. | 6
15.08. | 7
15.08. | 8
15.08. | 9
15.08. | 10
15.08. | 11
15.08. | 12
15.08. | 13
15.08. | 14
15.08. | 15
15.08. | 16
15.08. | 17
15.08. | 18
15.08. | 19
15.08. | 20
15.08. | 21
15.08. | 22
15.08. | 23
15.08. | 24
16.08. | 1
16.08. | 2
16.08. | 3
16.08. | 4
16.08. | 5
16.08. | 6
16.08. | 7
16.08. | 8
16.08. | 9
16.08. | 10
16.08. | 11
16.08. | 12
16.08. | 13
16.08. | 14
16.08. | 15
16.08. | 16
16.08. | 17
16.08. | 18
16.08. | 19
16.08. | 20
16.08. | 21
16.08. | 22
16.08. | 23
16.08. | 24
17.08. | 1
17.08. | 2
17.08. | 3
17.08. | 4
17.08. | 5
17.08. | 6
17.08. | 7
17.08. | 8
17.08. | 9
17.08. | 10
17.08. | 11
17.08. | 12
17.08. | 13
17.08. | 14
17.08. | 15
17.08. | 16
17.08. | 17
17.08. | 18
17.08. | 19
17.08. | 20
17.08. | 21
17.08. | 22
17.08. | 23
17.08. | 24
18.08. | 1
18.08. | 2
18.08. | 3
18.08. | 4
18.08. | 5
18.08. | 6
18.08. | 7
18.08. | 8
18.08. | 9
18.08. | 10
18.08. | 11
18.08. | 12
18.08. | 13
18.08. | 14
18.08. | 15
18.08. | 16
18.08. | 17
18.08. | 18
18.08. | 19
18.08. | 20
18.08. | 21
18.08. | 22
18.08. | 23
18.08. | 24
19.08. | 1
19.08. | 2
19.08. | 3
19.08. | 4
19.08. | 5
19.08. | 6
19.08. | 7
19.08. | 8
19.08. | 9
19.08. | 10
19.08. | 11
19.08. | 12
19.08. | 13
19.08. | 14
19.08. | 15
19.08. | 16
19.08. | 17
19.08. | 18
19.08. | 19
19.08. | 20
19.08. | 21
19.08. | 22
19.08. | 23
19.08. | 24
20.08. | 1
20.08. | 2
20.08. | 3
20.08. | 4
20.08. | 5
20.08. | 6
20.08. | 7
20.08. | 8
20.08. | 9
20.08. | 10
20.08. | 11
20.08. | 12
20.08. | 13
20.08. | 14
20.08. | 15
20.08. | 16
20.08. | 17
20.08. | 18
20.08. | 19
20.08. | 20
20.08. | 21
20.08. | 22
20.08. | 23
20.08. | 24
21.08. | 1
21.08. | 2
21.08. | 3
21.08. | 4
21.08. | 5
21.08. | 6
21.08. | 7
21.08. | 8
21.08. | 9
21.08. | 10
21.08. | 11
21.08. | 12
21.08. | 13
21.08. | 14
21.08. | 15
21.08. | 16
21.08. | 17
21.08. | 18
21.08. | 19
21.08. | 20
21.08. | 21
21.08. | 22
21.08. | 23
21.08. | 24
22.08. | 1
22.08. | 2
22.08. | 3
22.08. | 4
22.08. | 5
22.08. | 6
22.08. | 7
22.08. | 8
22.08. | 9
22.08. | 10
22.08. | 11
22.08. | 12
22.08. | 13
22.08. | 14
22.08. | 15
22.08. | 16
22.08. | 17
22.08. | 18
22.08. | 19
22.08. | 20
22.08. | 21
22.08. | 22
22.08. | 23
22.08. | 24
23.08. | 1
23.08. | 2
23.08. | 3
23.08. | 4
23.08. | 5
23.08. | 6
23.08. | 7
23.08. | 8
23.08. | 9
23.08. | 10
23.08. | 11
23.08. | 12
23.08. | 13
23.08. | 14
23.08. | 15
23.08. | 16
23.08. | 17
23.08. | 18
23.08. | 19
23.08. | 20
23.08. | 21
23.08. | 22
23.08. | 23
23.08. | 24
24.08. | 1
24.08. | 2
24.08. | 3
24.08. | 4
24.08. | 5
24.08. | 6
24.08. | 7
24.08. | 8
24.08. | 9
24.08. | 10
24.08. | 11
24.08. | 12
24.08. | 13
24.08. | 14
24.08. | 15
24.08. | 16
24.08. | 17
24.08. | 18
24.08. | 19
24.08. | 20
24.08. | 21
24.08. | 22
24.08. | 23
24.08. | 24
25.08. | 1
25.08. | 2
25.08. | 3
25.08. | 4
25.08. | 5
25.08. | 6
25.08. | 7
25.08. | 8
25.08. | 9
25.08. | 10
25.08. | 11
25.08. | 12
25.08. | 13
25.08. | 14
25.08. | 15
25.08. | 16
25.08. | 17
25.08. | 18
25.08. | 19
25.08. | 20
25.08. | 21
25.08. | 22
25.08. | 23
25.08. | 24
26.08. | 1
26.08. | 2
26.08. | 3
26.08. | 4
26.08. | 5
26.08. | 6
26.08. | 7
26.08. | 8
26.08. | 9
26.08. | 10
26.08. | 11
26.08. | 12
26.08. | 13
26.08. | 14
26.08. | 15
26.08. | 16
26.08. | 17
26.08. | 18
26.08. | 19
26.08. | 20
26.08. | 21
26.08. | 22
26.08. | 23
26.08. | 24
27.08. | 1
27.08. | 2
27.08. | 3
27.08. | 4
27.08. | 5
27.08. | 6
27.08. | 7
27.08. | 8
27.08. | 9
27.08. | 10
27.08. | 11
27.08. | 12
27.08. | 13
27.08. | 14
27.08. | 15
27.08. | 16
27.08. | 17
27.08. | 18
27.08. | 19
27.08. | 20
27.08. | 21
27.08. | 22
27.08. | 23
27.08. | 24
28.08. | 1
28.08. | 2
28.08. | 3
28.08. | 4
28.08. | 5
28.08. | 6
28.08. | 7
28.08. | 8
28.08. | 9
28.08. | 10
28.08. | 11
28.08. | 12
28.08. | 13
28.08. | 14
28.08. | 15
28.08. | 16
28.08. | 17
28.08. | 18
28.08. | 19
28.08. | 20
28.08. | 21
28.08. | 22
28.08. | 23
28.08. | 24
29.08. | 1
29.08. | 2
29.08. | 3
29.08. | 4
29.08. | 5
29.08. | 6
29.08. | 7
29.08. | 8
29.08. | 9
29.08. | 10
29.08. | 11
29.08. | 12
29.08. | 13
29.08. | 14
29.08. | 15
29.08. | 16
29.08. | 17
29.08. | 18
29.08. | 19
29.08. | 20
29.08. | 21
29.08. | 22
29.08. | 23
29.08. | 24
30.08. | 1
30.08. | 2
30.08. | 3
30.08. | 4
30.08. | 5
30.08. | 6
30.08. | 7
30.08. | 8
30.08. | 9
30.08. | 10
30.08. | 11
30.08. | 12
30.08. | 13
30.08. | 14
30.08. | 15
30.08. | 16
30.08. | 17
30.08. | 18
30.08. | 19
30.08. | 20
30.08. | 21
30.08. | 22
30.08. | 23
30.08. | 24
31.08. | 1
31.08. | 2
31.08. | 3
31.08. | 4
31.08. | 5
31.08. | 6
31.08. | 7
31.08. | 8
31.08. | 9
31.08. | 10
31.08. | 11
31.08. | 12
31.08. | 13
31.08. | 14
31.08. | 15
31.08. | 16
31.08. | 17
31.08. | 18
31.08. | 19
31.08. | 20
31.08. | 21
31.08. | 22
31.08. | 23
31.08. | 24
01.09. | 1
01.09. | 2
01.09. | 3
01.09. | 4
01.09. | 5
01.09. | 6
01.09. | 7
01.09. | 8
01.09. | 9
01.09. | 10
01.09. | 11
01.09. | 12
01.09. | 13
01.09. | 14
01.09. | 15
01.09. | 16
01.09. | 17
01.09. | 18
01.09. | 19
01.09. | 20
01.09. | 21
01.09. | 22
01.09. | 23
01.09. | 24
02.09. | 1
02.09. | 2
02.09. | 3
02.09. | 4
02.09. | 5
02.09. | 6
02.09. | 7
02.09. | 8
02.09. | 9
02.09. | 10
02.09. | 11
02.09. | 12
02.09. | 13
02.09. | 14
02.09. | 15
02.09. | 16
02.09. | 17
02.09. | 18
02.09. | 19
02.09. | 20
02.09. | 21
02.09. | 22
02.09. | 23
02.09. | 24
03.09. | 1
03.09. | 2
03.09. | 3
03.09. | 4
03.09. | 5
03.09. | 6
03.09. | 7
03.09. | 8
03.09. | 9
03.09. | 10
03.09. | 11
03.09. | 12
03.09. | 13
03.09. | 14
03.09. | 15
03.09. | 16
03.09. | 17
03.09. | 18
03.09. | 19
03.09. | 20
03.09. | 21
03.09. | 22
03.09. | 23
03.09. | 24
04.09. | 1
04.09. | 2
04.09. | 3
04.09. | 4
04.09. | 5
04.09. | 6
04.09. | 7
04.09. | 8
04.09. | 9
04.09. | 10
04.09. | 11
04.09. | 12
04.09. | 13
04.09. | 14
04.09. | 15
04.09. | 16
04.09. | 17
04.09. | 18
04.09. | 19
04.09. | 20
04.09. | 21
04.09. | 22
04.09. | 23
04.09. | 24
05.09. | 1
05.09. | 2
05.09. | 3
05.09. | 4
05.09. | 5
05.09. | 6
05.09. | 7
05.09. | 8
05.09. | 9
05.09. | 10
05.09. | 11
05.09. | 12
05.09. | 13
05.09. | 14
05.09. | 15
05.09. | 16
05.09. | 17
05.09. | 18
05.09. | 19
05.09. | 20
05.09. | 21
05.09. | 22
05.09. | 23
05.09. | 24
06.09. | 1
06.09. | 2
06.09. | 3
06.09. | 4
06.09. | 5
06.09. | 6
06.09. | 7
06.09. | 8
06.09. | 9
06.09. | 10
06.09. | 11
06.09. | 12
06.09. | 13
06.09. | 14
06.09. | 15
06.09. | 16
06.09. | 17
06.09. | 18
06.09. | 19
06.09. | 20
06.09. | 21
06.09. | 22
06.09. | 23
06.09. | 24
07.09. | 1
07.09. | 2
07.09. | 3
07.09. | 4
07.09. | 5
07.09. | 6
07.09. | 7
07.09. | 8
07.09. | 9
07.09. | 10
07.09. | 11
07.09. | 12
07.09. | 13
07.09. | 14
07.09. | 15
07.09. | 16
07.09. | 17
07.09. | 18
07.09. | 19
07.09. | 20
07.09. | 21
07.09. | 22
07.09. | 23
07.09. | 24
08.09. | 1
08.09. | 2
08.09. | 3
08.09. | 4
08.09. | 5
08.09. | 6
08.09. | 7
08.09. | 8
08.09. | 9
08.09. | 10
08.09. | 11
08.09. | 12
08.09. | 13
08.09. | 14
08.09. | 15
08.09. | 16
08.09. | 17
08.09. | 18
08.09. | 19
08.09. | 20
08.09. | 21
08.09. | 22
08.09. | 23
08.09. | 24
09.09. | 1
09.09. | 2
09.09. | 3
09.09. | 4
09.09. | 5
09.09. | 6
09.09. | 7
09.09. | 8
09.09. | 9
09.09. | 10
09.09. | 11
09.09. | 12
09.09. | 13
09.09. | 14
09.09. | 15
09.09. | 16
09.09. | 17
09.09. | 18
09.09. | 19
09.09. | 20
09.09. | 21
09.09. | 22
09.09. | 23
09.09. | 24
10.09. | 1
10.09. | 2
10.09. | 3
10.09. | 4
10.09. | 5
10.09. | 6
10.09. | 7
10.09. | 8
10.09. | 9
10.09. | 10
10.09. | 11
10.09. | 12
10.09. | 13
10.09. | 14
10.09. | 15
10.09. | 16
10.09. | 17
10.09. | 18
10.09. | 19
10.09. | 20
10.09. | 21
10.09. | 22
10.09. | 23
10.09. | 24
11.09. | 1
11.09. | 2
11.09. | 3
11.09. | 4
11.09. | 5
11.09. | 6
11.09. | 7
11.09. | 8
11.09. | 9
11.09. | 10
11.09. | 11
11.09. | 12
11.09. | 13
11.09. | 14
11.09. | 15
11.09. | 16
11.09. | 17
11.09. | 18
11.09. | 19
11.09. | 20
11.09. | 21
11.09. | 22
11.09. | 23
11.09. | 24
12.09. | 1
12.09. | 2
12.09. | 3
12.09. | 4
12.09. | 5
12.09. | 6
12.09. | 7
12.09. | 8
12.09. | 9
12.09. | 10
12.09. | 11
12.09. | 12
12.09. | 13
12.09. | 14
12.09. | 15
12.09. | 16
12.09. | 17
12.09. | 18
12.09. | 19
12.09. | 20
12.09. | 21
12.09. | 22
12.09. | 23
12.09. | 24
13.09. | 1
13.09. | 2
13.09. | 3
13.09. | 4
13.09. | 5
13.09. | 6
13.09. | 7
13.09. | 8
13.09. | 9
13.09. | 10
13.09. | 11
13.09. | 12
13.09. | 13
13.09. | 14
13.09. | 15
13.09. | 16
13.09. | 17
13.09. | 18
13.09. | 19
13.09. | 20
13.09. | 21
13.09. | 22
13.09. | 23
13.09. | 24
14.09. | 1
14.09. | 2
14.09. | 3
14.09. | 4
14.09. | 5
14.09. | 6
14.09. | 7
14.09. | 8
14.09. | 9
14.09. | 10
14.09. | 11
14.09. | 12
14.09. | 13
14.09. | 14
14.09. | 15
14.09. | 16
14.09. | 17
14.09. | 18
14.09. | 19
14.09. | 20
14.09. | 21
14.09. | 22
14.09. | 23
14.09. | 24
15.09. | 1
15.09. | 2
15.09. | 3
15.09. | 4
15.09. | 5
15.09. | 6
15.09. | 7
15.09. | 8
15.09. | 9
15.09. | 10
15.09. | 11
15.09. | 12
15.09. | 13
15.09. | 14
15.09. | 15
15.09. | 16
15.09. | 17
15.09. | 18
15.09. | 19
15.09. | 20
15.09. | 21
15.09. | 22
15.09. | 23
15.09. | 24
16.09. | 1
16.09. | 2
16.09. | 3
16.09. | 4
16.09. | 5
16.09. | 6
16.09. | 7
16.09. | 8
16.09. | 9
16.09. | 10
16.09. | 11
16.09. | 12
16.09. | 13
16.09. | 14
16.09. | 15
16.09. | 16
16.09. | 17
16.09. | 18
16.09. | 19
16.09. | 20
16.09. | 21
16.09. | 22
16.09. | 23
16.09. | 24
17.09. | 1
17.09. | 2
17.09. | 3
17.09. | 4
17.09. | 5
17.09. | 6
17.09. | 7
17.09. | 8
17.09. | 9
17.09. | 10
17.09. | 11
17.09. | 12
17.09. | 13
17.09. | 14
17.09. | 15
17.09. | 16
17.09. | 17
17.09. | 18
17.09. | 19
17.09. | 20
17.09. | 21
17.09. | 22
17.09. | 23
17.09. | 24
18.09. | 1
18.09. | 2
18.09. | 3
18.09. | 4
18.09. | 5
18.09. | 6
18.09. | 7
18.09. | 8
18.09. | 9
18.09. | 10
18.09. | 11
18.09. | 12
18.09. | 13
18.09. | 14
18.09. | 15
18.09. | 16
18.09. | 17
18.09. | 18
18.09. | 19
18.09. | 20
18.09. | 21
18.09. | 22
18.09. | 23
18.09. | 24
19.09. | 1
19.09. | 2
19.09. | 3
19.09. | 4
19.09. | 5
19.09. | 6
19.09. | 7
19.09. | 8
19.09. | 9
19.09. | 10
19.09. | 11
19.09. | 12
19.09. | 13
19.09. | 14
19.09. | 15
19.09. | 16
19.09. | 17
19.09. | 18
19.09. | 19
19.09. | 20
19.09. | 21
19.09. | 22
19.09. | 23
19.09. | 24
20.09. | 1
20.09. | 2
20.09. | 3
20.09. | 4
20.09. | 5
20.09. | 6
20.09. | 7
20.09. | 8
20.09. | 9
20.09. | 10
20.09. | 11
20.09. | 12
20.09. | 13
20.09. | 14
20.09. | 15
20.09. | 16
20.09. | 17
20.09. | 18
20.09. | 19
20.09. | 20
20.09. | 21
20.09. | 22
20.09. | 23
20.09. | 24
21.09. | 1
21.09. | 2
21.09. | 3
21.09. | 4
21.09. | 5
21.09. | 6
21.09. | 7
21.09. | 8
21.09. | 9
21.09. | 10
21.09. | 11
21.09. | 12
21.09. | 13
21.09. | 14
21.09. | 15
21.09. | 16
21.09. | 17
21.09. | 18
21.09. | 19
21.09. | 20
21.09. | 21
21.09. | 22
21.09. | 23
21.09. | 24
22.09. | 1
22.09. | 2
22.09. | 3
22.09. | 4
22.09. | 5
22.09. | 6
22.09. | 7
22.09. | 8
22.09. | 9
22.09. | 10
22.09. | 11
22.09. | 12
22.09. | 13
22.09. | 14
22.09. | 15
22.09. | 16
22.09. | 17
22.09. | 18
22.09. | 19
22.09. | 20
22.09. | 21
22.09. | 22
22.09. | 23
22.09. | 24
23.09. | 1
23.09. | 2
23.09. | 3
23.09. | 4
23.09. | 5
23.09. | 6
23.09. | 7
23.09. | 8
23.09. | 9
23.09. | 10
23.09. | 11
23.09. | 12
23.09. | 13
23.09. | 14
23.09. | 15
23.09. | 16
23.09. | 17
23.09. | 18
23.09. | 19
23.09. | 20
23.09. | 21
23.09. | 22
23.09. | 23
23.09. | 24
24.09. | 1
24.09. | 2
24.09. | 3
24.09. | 4
24.09. | 5
24.09. | 6
24.09. | 7
24.09. | 8
24.09. | 9
24.09. | 10
24.09. | 11
24.09. | 12
24.09. | 13
24.09. | 14
24.09. | 15
24.09. | 16
24.09. | 17
24.09. | 18
24.09. | 19
24.09. | 20
24.09. | 21
24.09. | 22
24.09. | 23
24.09. | 24
25.09. | 1
25.09. | 2
25.09. | 3
25.09. | 4
25.09. | 5
25.09. | 6
25.09. | 7
25.09. | 8
25.09. | 9
25.09. | 10
25.09. | 11
25.09. | 12
25.09. | 13
25.09. | 14
25.09. | 15
25.09. | 16
25.09. | 17
25.09. | 18
25.09. | 19
25.09. | 20
25.09. | 21
25.09. | 22
25.09. | 23
25.09. | 24
26.09. | 1
26.09. | 2
26.09. | 3
26.09. | 4
26.09. | 5
26.09. | 6
26.09. | 7
26.09. | 8
26.09. | 9
26.09. | 10
26.09. | 11
26.09. | 12
26.09. | 13
26.09. | 14
26.09. | 15
26.09. | 16
26.09. | 17
26.09. | 18
26.09. | 19
26.09. | 20
26.09. | 21
26.09. | 22
26.09. | 23
26.09. | 24
27.09. | 1
27.09. | 2
27.09. | 3
27.09. | 4
27.09. | 5
27.09. | 6
27.09. | 7
27.09. | 8
27.09. | 9
27.09. | 10
27.09. | 11
27.09. | 12
27.09. | 13
27.09. | 14
27.09. | 15
27.09. | 16
27.09. | 17
27.09. | 18
27.09. | 19
27.09. | 20
27.09. | 21
27.09. | 22
27.09. | 23
27.09. | 24
28.09. | 1
28.09. | 2
28.09. | 3
28.09. | 4
28.09. | 5
28.09. | 6
28.09. | 7
28.09. | 8
28.09. | 9
28.09. | 10
28.09. | 11
28.09. | 12
28.09. | 13
28.09. | 14
28.09. | 15
28.09. | 16
28.09. | 17
28.09. | 18
28.09. | 19
28.09. | 20
28.09. | 21
28.09. | 22
28.09. | 23
28.09. | 24
29.09. | 1
29.09. | 2
29.09. | 3
29.09. | 4
29.09. | 5
29.09. | 6
29.09. | 7
29.09. | 8
29.09. | 9
29.09. | 10
29.09. | 11
29.09. | 12
29.09. | 13
29.09. | 14
29.09. | 15
29.09. | 16
29.09. | 17
29.09. | 18
29.09. | 19
29.09. | 20
29.09. | 21
29.09. | 22
29.09. | 23
29.09. | 24
30.09. | 1
30.09. | 2
30.09. | 3
30.09. | 4
30.09. | 5
30.09. | 6
30.09. | 7
30.09. | 8
30.09. | 9
30.09. | 10
30.09. | 11
30.09. | 12
30.09. | 13
30.09. | 14
30.09. | 15
30.09. | 16
30.09. | 17
30.09. | 18
30.09. | 19
30.09. | 20
30.09. | 21
30.09. | 22
30.09. | 23
30.09. | 24
01.10. | 1
01.10. | 2
01.10. | 3
01.10. | 4
01.10. | 5
01.10. | 6
01.10. | 7
01.10. | 8
01.10. | 9
01.10. | 10
01.10. | 11
01.10. | 12
01.10. | 13
01.10. | 14
01.10. | 15
01.10. | 16
01.10. | 17
01.10. | 18
01.10. | 19
01.10. | 20
01.10. | 21
01.10. | 22
01.10. | 23
01.10. | 24
02.10. | 1
02.10. | 2
02.10. | 3
02.10. | 4
02.10. | 5
02.10. | 6
02.10. | 7
02.10. | 8
02.10. | 9
02.10. | 10
02.10. | 11
02.10. | 12
02.10. | 13
02.10. | 14
02.10. | 15
02.10. | 16
02.10. | 17
02.10. | 18
02.10. | 19
02.10. | 20
02.10. | 21
02.10. | 22
02.10. | 23
02.10. | 24
03.10. | 1
03.10. | 2
03.10. | 3
03.10. | 4
03.10. | 5
03.10. | 6
03.10. | 7
03.10. | 8
03.10. | 9
03.10. | 10
03.10. | 11
03.10. | 12
03.10. | 13
03.10. | 14
03.10. | 15
03.10. | 16
03.10. | 17
03.10. | 18
03.10. | 19
03.10. | 20
03.10. | 21
03.10. | 22
03.10. | 23
03.10. | 24
04.10. | 1
04.10. | 2
04.10. | 3
04.10. | 4
04.10. | 5
04.10. | 6
04.10. | 7
04.10. | 8
04.10. | 9
04.10. | 10
04.10. | 11
04.10. | 12
04.10. | 13
04.10. | 14
04.10. | 15
04.10. | 16
04.10. | 17
04.10. | 18
04.10. | 19
04.10. | 20
04.10. | 21
04.10. | 22
04.10. | 23
04.10. | 24
05.10. | 1
05.10. | 2
05.10. | 3
05.10. | 4
05.10. | 5
05.10. | 6
05.10. | 7
05.10. | 8
05.10. | 9
05.10. | 10
05.10. | 11
05.10. | 12
05.10. | 13
05.10. | 14
05.10. | 15
05.10. | 16
05.10. | 17
05.10. | 18
05.10. | 19
05.10. | 20
05.10. | 21
05.10. | 22
05.10. | 23
05.10. | 24
06.10. | 1
06.10. | 2
06.10. | 3
06.10. | 4
06.10. | 5
06.10. | 6
06.10. | 7
06.10. | 8
06.10. | 9
06.10. | 10
06.10. | 11
06.10. | 12
06.10. | 13
06.10. | 14
06.10. | 15
06.10. | 16
06.10. | 17
06.10. | 18
06.10. | 19
06.10. | 20
06.10. | 21
06.10. | 22
06.10. | 23
06.10. | 24
07.10. | 1
07.10. | 2
07.10. | 3
07.10. | 4
07.10. | 5
07.10. | 6
07.10. | 7
07.10. | 8
07.10. | 9
07.10. | 10
07.10. | 11
07.10. | 12
07.10. | 13
07.10. | 14
07.10. | 15
07.10. | 16
07.10. | 17
07.10. | 18
07.10. | 19
07.10. | 20
07.10. | 21
07.10. | 22
07.10. | 23
07.10. | 24
08.10. | 1
08.10. | 2
08.10. | 3
08.10. | 4
08.10. | 5
08.10. | 6
08.10. | 7
08.10. | 8
08.10. | 9
08.10. | 10
08.10. | 11
08.10. | 12
08.10. | 13
08.10. | 14
08.10. | 15
08.10. | 16
08.10. | 17
08.10. | 18
08.10. | 19
08.10. | 20
08.10. | 21
08.10. | 22
08.10. | 23
08.10. | 24
09.10. | 1
09.10. | 2
09.10. | 3
09.10. | 4
09.10. | 5
09.10. | 6
09.10. | 7
09.10. | 8
09.10. | 9
09.10. | 10
09.10. | 11
09.10. | 12
09.10. | 13
09.10. | 14
09.10. | 15
09.10. | 16
09.10. | 17
09.10. | 18
09.10. | 19
09.10. | 20
09.10. | 21
09.10. | 22
09.10. | 23
09.10. | 24
10.10. | 1
10.10. | 2
10.10. | 3
10.10. | 4
10.10. | 5
10.10. | 6
10.10. | 7
10.10. | 8
10.10. | 9
10.10. | 10
10.10. | 11
10.10. | 12
10.10. | 13
10.10. | 14
10.10. | 15
10.10. | 16
10.10. | 17
10.10. | 18
10.10. | 19
10.10. | 20
10.10. | 21
10.10. | 22
10.10. | 23
10.10. | 24
11.10. | 1
11.10. | 2
11.10. | 3
11.10. | 4
11.10. | 5
11.10. | 6
11.10. | 7
11.10. | 8
11.10. | 9
11.10. | 10
11.10. | 11
11.10. | 12
11.10. | 13
11.10. | 14
11.10. | 15
11.10. | 16
11.10. | 17
11.10. | 18
11.10. | 19
11.10. | 20
11.10. | 21
11.10. | 22
11.10. | 23
11.10. | 24
12.10. | 1
12.10. | 2
12.10. | 3
12.10. | 4
12.10. | 5
12.10. | 6
12.10. | 7
12.10. | 8
12.10. | 9
12.10. | 10
12.10. | 11
12.10. | 12
12.10. | 13
12.10. | 14
12.10. | 15
12.10. | 16
12.10. | 17
12.10. | 18
12.10. | 19
12.10. | 20
12.10. | 21
12.10. | 22
12.10. | 23
12.10. | 24
13.10. | 1
13.10. | 2
13.10. | 3
13.10. | 4
13.10. | 5
13.10. | 6
13.10. | 7
13.10. | 8
13.10. | 9
13.10. | 10
13.10. | 11
13.10. | 12
13.10. | 13
13.10. | 14
13.10. | 15
13.10. | 16
13.10. | 17
13.10. | 18
13.10. | 19
13.10. | 20
13.10. | 21
13.10. | 22
13.10. | 23
13.10. | 24
14.10. | 1
14.10. | 2
14.10. | 3
14.10. | 4
14.10. | 5
14.10. | 6
14.10. | 7
14.10. | 8
14.10. | 9
14.10. | 10
14.10. | 11
14.10. | 12
14.10. | 13
14.10. | 14
14.10. | 15
14.10. | 16
14.10. | 17
14.10. | 18
14.10. | 19
14.10. | 20
14.10. | 21
14.10. | 22
14.10. | 23
14.10. | 24
15.10. | 1
15.10. | 2
15.10. | 3
15.10. | 4
15.10. | 5
15.10. | 6
15.10. | 7
15.10. | 8
15.10. | 9
15.10. | 10
15.10. | 11
15.10. | 12
15.10. | 13
15.10. | 14
15.10. | 15
15.10. | 16
15.10. | 17
15.10. | 18
15.10. | 19
15.10. | 20
15.10. | 21
15.10. | 22
15.10. | 23
15.10. | 24
16.10. | 1
16.10. | 2
16.10. | 3
16.10. | 4
16.10. | 5
16.10. | 6
16.10. | 7
16.10. | 8
16.10. | 9
16.10. | 10
16.10. | 11
16.10. | 12
16.10. | 13
16.10. | 14
16.10. | 15
16.10. | 16
16.10. | 17
16.10. | 18
16.10. | 19
16.10. | 20
16.10. | 21
16.10. | 22
16.10. | 23
16.10. | 24
17.10. | 1
17.10. | 2
17.10. | 3
17.10. | 4
17.10. | 5
17.10. | 6
17.10. | 7
17.10. | 8
17.10. | 9
17.10. | 10
17.10. | 11
17.10. | 12
17.10. | 13
17.10. | 14
17.10. | 15
17.10. | 16
17.10. | 17
17.10. | 18
17.10. | 19
17.10. | 20
17.10. | 21
17.10. | 22
17.10. | 23
17.10. | 24
18.10. | 1
18.10. | 2
18.10. | 3
18.10. | 4
18.10. | 5
18.10. | 6
18.10. | 7
18.10. | 8
18.10. | 9
18.10. | 10
18.10. | 11
18.10. | 12
18.10. | 13
18.10. | 14
18.10. | 15
18.10. | 16
18.10. | 17
18.10. | 18
18.10. | 19
18.10. | 20
18.10. | 21
18.10. | 22
18.10. | 23
18.10. | 24
19.10. | 1
19.10. | 2
19.10. | 3
19.10. | 4
19.10. | 5
19.10. | 6
19.10. | 7
19.10. | 8
19.10. | 9
19.10. | 10
19.10. | 11
19.10. | 12
19.10. | 13
19.10. | 14
19.10. | 15
19.10. | 16
19.10. | 17
19.10. | 18
19.10. | 19
19.10. | 20
19.10. | 21
19.10. | 22
19.10. | 23
19.10. | 24
20.10. | 1
20.10. | 2
20.10. | 3
20.10. | 4
20.10. | 5
20.10. | 6
20.10. | 7
20.10. | 8
20.10. | 9
20.10. | 10
20.10. | 11
20.10. | 12
20.10. | 13
20.10. | 14
20.10. | 15
20.10. | 16
20.10. | 17
20.10. | 18
20.10. | 19
20.10. | 20
20.10. | 21
20.10. | 22
20.10. | 23
20.10. | 24
21.10. | 1
21.10. | 2
21.10. | 3
21.10. | 4
21.10. | 5
21.10. | 6
21.10. | 7
21.10. | 8
21.10. | 9
21.10. | 10
21.10. | 11
21.10. | 12
21.10. | 13
21.10. | 14
21.10. | 15
21.10. | 16
21.10. | 17
21.10. | 18
21.10. | 19
21.10. | 20
21.10. | 21
21.10. | 22
21.10. | 23
21.10. | 24
22.10. | 1
22.10. | 2
22.10. | 3
22.10. | 4
22.10. | 5
22.10. | 6
22.10. | 7
22.10. | 8
22.10. | 9
22.10. | 10
22.10. | 11
22.10. | 12
22.10. | 13
22.10. | 14
22.10. | 15
22.10. | 16
22.10. | 17
22.10. | 18
22.10. | 19
22.10. | 20
22.10. | 21
22.10. | 22
22.10. | 23
22.10. | 24
23.10. | 1
23.10. | 2
23.10. | 3
23.10. | 4
23.10. | 5
23.10. | 6
23.10. | 7
23.10. | 8
23.10. | 9
23.10. | 10
23.10. | 11
23.10. | 12
23.10. | 13
23.10. | 14
23.10. | 15
23.10. | 16
23.10. | 17
23.10. | 18
23.10. | 19
23.10. | 20
23.10. | 21
23.10. | 22
23.10. | 23
23.10. | 24
24.10. | 1
24.10. | 2
24.10. | 3
24.10. | 4
24.10. | 5
24.10. | 6
24.10. | 7
24.10. | 8
24.10. | 9
24.10. | 10
24.10. | 11
24.10. | 12
24.10. | 13
24.10. | 14
24.10. | 15
24.10. | 16
24.10. | 17
24.10. | 18
24.10. | 19
24.10. | 20
24.10. | 21
24.10. | 22
24.10. | 23
24.10. | 24
25.10. | 1
25.10. | 2
25.10. | 3
25.10. | 4
25.10. | 5
25.10. | 6
25.10. | 7
25.10. | 8
25.10. | 9
25.10. | 10
25.10. | 11
25.10. | 12
25.10. | 13
25.10. | 14
25.10. | 15
25.10. | 16
25.10. | 17
25.10. | 18
25.10. | 19
25.10. | 20
25.10. | 21
25.10. | 22
25.10. | 23
25.10. | 24
26.10. | 1
26.10. | 2
26.10. | 3
26.10. | 4
26.10. | 5
26.10. | 6
26.10. | 7
26.10. | 8
26.10. | 9
26.10. | 10
26.10. | 11
26.10. | 12
26.10. | 13
26.10. | 14
26.10. | 15
26.10. | 16
26.10. | 17
26.10. | 18
26.10. | 19
26.10. | 20
26.10. | 21
26.10. | 22
26.10. | 23
26.10. | 24
27.10. | 1
27.10. | 2
27.10. | 3
27.10. | 4
27.10. | 5
27.10. | 6
27.10. | 7
27.10. | 8
27.10. | 9
27.10. | 10
27.10. | 11
27.10. | 12
27.10. | 13
27.10. | 14
27.10. | 15
27.10. | 16
27.10. | 17
27.10. | 18
27.10. | 19
27.10. | 20
27.10. | 21
27.10. | 22
27.10. | 23
27.10. | 24
28.10. | 1
28.10. | 2
28.10. | 3
28.10. | 4
28.10. | 5
28.10. | 6
28.10. | 7
28.10. | 8
28.10. | 9
28.10. | 10
28.10. | 11
28.10. | 12
28.10. | 13
28.10. | 14
28.10. | 15
28.10. | 16
28.10. | 17
28.10. | 18
28.10. | 19
28.10. | 20
28.10. | 21
28.10. | 22
28.10. | 23
28.10. | 24
29.10. | 1
29.10. | 2
29.10. | 3
29.10. | 4
29.10. | 5
29.10. | 6
29.10. | 7
29.10. | 8
29.10. | 9
29.10. | 10
29.10. | 11
29.10. | 12
29.10. | 13
29.10. | 14
29.10. | 15
29.10. | 16
29.10. | 17
29.10. | 18
29.10. | 19
29.10. | 20
29.10. | 21
29.10. | 22
29.10. | 23
29.10. | 24
30.10. | 1
30.10. | 2
30.10. | 3
30.10. | 4
30.10. | 5
30.10. | 6
30.10. | 7
30.10. | 8
30.10. | 9
30.10. | 10
30.10. | 11
30.10. | 12
30.10. | 13
30.10. | 14
30.10. | 15
30.10. | 16
30.10. | 17
30.10. | 18
30.10. | 19
30.10. | 20
30.10. | 21
30.10. | 22
30.10. | 23
30.10. | 24
31.10. | 1
31.10. | 2
31.10. | 3
31.10. | 4
31.10. | 5
31.10. | 6
31.10. | 7
31.10. | 8
31.10. | 9
31.10. | 10
31.10. | 11
31.10. | 12
31.10. | 13
31.10. | 14
31.10. | 15
31.10. | 16
31.10. | 17
31.10. | 18
31.10. | 19
31.10. | 20
31.10. | 21
31.10. | 22
31.10. | 23
31.10. | 24
01.11. | 1
01.11. | 2
01.11. | 3
01.11. | 4
01.11. | 5
01.11. | 6
01.11. | 7
01.11. | 8
01.11. | 9
01.11. | 10
01.11. | 11
01.11. | 12
01.11. | 13
01.11. | 14
01.11. | 15
01.11. | 16
01.11. | 17
01.11. | 18
01.11. | 19
01.11. | 20
01.11. | 21
01.11. | 22
01.11. | 23
01.11. | 24
02.11. | 1
02.11. | 2
02.11. | 3
02.11. | 4
02.11. | 5
02.11. | 6
02.11. | 7
02.11. | 8
02.11. | 9
02.11. | 10
02.11. | 11
02.11. | 12
02.11. | 13
02.11. | 14
02.11. | 15
02.11. | 16
02.11. | 17
02.11. | 18
02.11. | 19
02.11. | 20
02.11. | 21
02.11. | 22
02.11. | 23
02.11. | 24
03.11. | 1
03.11. | 2
03.11. | 3
03.11. | 4
03.11. | 5
03.11. | 6
03.11. | 7
03.11. | 8
03.11. | 9
03.11. | 10
03.11. | 11
03.11. | 12
03.11. | 13
03.11. | 14
03.11. | 15
03.11. | 16
03.11. | 17
03.11. | 18
03.11. | 19
03.11. | 20
03.11. | 21
03.11. | 22
03.11. | 23
03.11. | 24
04.11. | 1
04.11. | 2
04.11. | 3
04.11. | 4
04.11. | 5
04.11. | 6
04.11. | 7
04.11. | 8
04.11. | 9
04.11. | 10
04.11. | 11
04.11. | 12
04.11. | 13
04.11. | 14
04.11. | 15
04.11. | 16
04.11. | 17
04.11. | 18
04.11. | 19
04.11. | 20
04.11. | 21
04.11. | 22
04.11. | 23
04.11. | 24
05.11. | 1
05.11. | 2
05.11. | 3
05.11. | 4
05.11. | 5
05.11. | 6
05.11. | 7
05.11. | 8
05.11. | 9
05.11. | 10
05.11. | 11
05.11. | 12
05.11. | 13
05.11. | 14
05.11. | 15
05.11. | 16
05.11. | 17
05.11. | 18
05.11. | 19
05.11. | 20
05.11. | 21
05.11. | 22
05.11. | 23
05.11. | 24
06.11. | 1
06.11. | 2
06.11. | 3
06.11. | 4
06.11. | 5
06.11. | 6
06.11. | 7
06.11. | 8
06.11. | 9
06.11. | 10
06.11. | 11
06.11. | 12
06.11. | 13
06.11. | 14
06.11. | 15
06.11. | 16
06.11. | 17
06.11. | 18
06.11. | 19
06.11. | 20
06.11. | 21
06.11. | 22
06.11. | 23
06.11. | 24
07.11. | 1
07.11. | 2
07.11. | 3
07.11. | 4
07.11. | 5
07.11. | 6
07.11. | 7
07.11. | 8
07.11. | 9
07.11. | 10
07.11. | 11
07.11. | 12
07.11. | 13
07.11. | 14
07.11. | 15
07.11. | 16
07.11. | 17
07.11. | 18
07.11. | 19
07.11. | 20
07.11. | 21
07.11. | 22
07.11. | 23
07.11. | 24
08.11. | 1
08.11. | 2
08.11. | 3
08.11. | 4
08.11. | 5
08.11. | 6
08.11. | 7
08.11. | 8
08.11. | 9
08.11. | 10
08.11. | 11
08.11. | 12
08.11. | 13
08.11. | 14
08.11. | 15
08.11. | 16
08.11. | 17
08.11. | 18
08.11. | 19
08.11. | 20
08.11. | 21
08.11. | 22
08.11. | 23
08.11. | 24
09.11. | 1
09.11. | 2
09.11. | 3
09.11. | 4
09.11. | 5
09.11. | 6
09.11. | 7
09.11. | 8
09.11. | 9
09.11. | 10
09.11. | 11
09.11. | 12
09.11. | 13
09.11. | 14
09.11. | 15
09.11. | 16
09.11. | 17
09.11. | 18
09.11. | 19
09.11. | 20
09.11. | 21
09.11. | 22
09.11. | 23
09.11. | 24
10.11. | 1
10.11. | 2
10.11. | 3
10.11. | 4
10.11. | 5
10.11. | 6
10.11. | 7
10.11. | 8
10.11. | 9
10.11. | 10
10.11. | 11
10.11. | 12
10.11. | 13
10.11. | 14
10.11. | 15
10.11. | 16
10.11. | 17
10.11. | 18
10.11. | 19
10.11. | 20
10.11. | 21
10.11. | 22
10.11. | 23
10.11. | 24
11.11. | 1
11.11. | 2
11.11. | 3
11.11. | 4
11.11. | 5
11.11. | 6
11.11. | 7
11.11. | 8
11.11. | 9
11.11. | 10
11.11. | 11
11.11. | 12
11.11. | 13
11.11. | 14
11.11. | 15
11.11. | 16
11.11. | 17
11.11. | 18
11.11. | 19
11.11. | 20
11.11. | 21
11.11. | 22
11.11. | 23
11.11. | 24
12.11. | 1
12.11. | 2
12.11. | 3
12.11. | 4
12.11. | 5
12.11. | 6
12.11. | 7
12.11. | 8
12.11. | 9
12.11. | 10
12.11. | 11
12.11. | 12
12.11. | 13
12.11. | 14
12.11. | 15
12.11. | 16
12.11. | 17
12.11. | 18
12.11. | 19
12.11. | 20
12.11. | 21
12.11. | 22
12.11. | 23
12.11. | 24
13.11. | 1
13.11. | 2
13.11. | 3
13.11. | 4
13.11. | 5
13.11. | 6
13.11. | 7
13.11. | 8
13.11. | 9
13.11. | 10
13.11. | 11
13.11. | 12
13.11. | 13
13.11. | 14
13.11. | 15
13.11. | 16
13.11. | 17
13.11. | 18
13.11. | 19
13.11. | 20
13.11. | 21
13.11. | 22
13.11. | 23
13.11. | 24
14.11. | 1
14.11. | 2
14.11. | 3
14.11. | 4
14.11. | 5
14.11. | 6
14.11. | 7
14.11. | 8
14.11. | 9
14.11. | 10
14.11. | 11
14.11. | 12
14.11. | 13
14.11. | 14
14.11. | 15
14.11. | 16
14.11. | 17
14.11. | 18
14.11. | 19
14.11. | 20
14.11. | 21
14.11. | 22
14.11. | 23
14.11. | 24
15.11. | 1
15.11. | 2
15.11. | 3
15.11. | 4
15.11. | 5
15.11. | 6
15.11. | 7
15.11. | 8
15.11. | 9
15.11. | 10
15.11. | 11
15.11. | 12
15.11. | 13
15.11. | 14
15.11. | 15
15.11. | 16
15.11. | 17
15.11. | 18
15.11. | 19
15.11. | 20
15.11. | 21
15.11. | 22
15.11. | 23
15.11. | 24
16.11. | 1
16.11. | 2
16.11. | 3
16.11. | 4
16.11. | 5
16.11. | 6
16.11. | 7
16.11. | 8
16.11. | 9
16.11. | 10
16.11. | 11
16.11. | 12
16.11. | 13
16.11. | 14
16.11. | 15
16.11. | 16
16.11. | 17
16.11. | 18
16.11. | 19
16.11. | 20
16.11. | 21
16.11. | 22
16.11. | 23
16.11. | 24
17.11. | 1
17.11. | 2
17.11. | 3
17.11. | 4
17.11. | 5
17.11. | 6
17.11. | 7
17.11. | 8
17.11. | 9
17.11. | 10
17.11. | 11
17.11. | 12
17.11. | 13
17.11. | 14
17.11. | 15
17.11. | 16
17.11. | 17
17.11. | 18
17.11. | 19
17.11. | 20
17.11. | 21
17.11. | 22
17.11. | 23
17.11. | 24
18.11. | 1
18.11. | 2
18.11. | 3
18.11. | 4
18.11. | 5
18.11. | 6
18.11. | 7
18.11. | 8
18.11. | 9
18.11. | 10
18.11. | 11
18.11. | 12
18.11. | 13
18.11. | 14
18.11. | 15
18.11. | 16
18.11. | 17
18.11. | 18
18.11. | 19
18.11. | 20
18.11. | 21
18.11. | 22
18.11. | 23
18.11. | 24
19.11. | 1
19.11. | 2
19.11. | 3
19.11. | 4
19.11. | 5
19.11. | 6
19.11. | 7
19.11. | 8
19.11. | 9
19.11. | 10
19.11. | 11
19.11. | 12
19.11. | 13
19.11. | 14
19.11. | 15
19.11. | 16
19.11. | 17
19.11. | 18
19.11. | 19
19.11. | 20
19.11. | 21
19.11. | 22
19.11. | 23
19.11. | 24
20.11. | 1
20.11. | 2
20.11. | 3
20.11. | 4
20.11. | 5
20.11. | 6
20.11. | 7
20.11. | 8
20.11. | 9
20.11. | 10
20.11. | 11
20.11. | 12
20.11. | 13
20.11. | 14
20.11. | 15
20.11. | 16
20.11. | 17
20.11. | 18
20.11. | 19
20.11. | 20
20.11. | 21
20.11. | 22
20.11. | 23
20.11. | 24
21.11. | 1
21.11. | 2
21.11. | 3
21.11. | 4
21.11. | 5
21.11. | 6
21.11. | 7
21.11. | 8
21.11. | 9
21.11. | 10
21.11. | 11
21.11. | 12
21.11. | 13
21.11. | 14
21.11. | 15
21.11. | 16
21.11. | 17
21.11. | 18
21.11. | 19
21.11. | 20
21.11. | 21
21.11. | 22
21.11. | 23
21.11. | 24
22.11. | 1
22.11. | 2
22.11. | 3
22.11. | 4
22.11. | 5
22.11. | 6
22.11. | 7
22.11. | 8
22.11. | 9
22.11. | 10
22.11. | 11
22.11. | 12
22.11. | 13
22.11. | 14
22.11. | 15
22.11. | 16
22.11. | 17
22.11. | 18
22.11. | 19
22.11. | 20
22.11. | 21
22.11. | 22
22.11. | 23
22.11. | 24
23.11. | 1
23.11. | 2
23.11. | 3
23.11. | 4
23.11. | 5
23.11. | 6
23.11. | 7
23.11. | 8
23.11. | 9
23.11. | 10
23.11. | 11
23.11. | 12
23.11. | 13
23.11. | 14
23.11. | 15
23.11. | 16
23.11. | 17
23.11. | 18
23.11. | 19
23.11. | 20
23.11. | 21
23.11. | 22
23.11. | 23
23.11. | 24
24.11. | 1
24.11. | 2
24.11. | 3
24.11. | 4
24.11. | 5
24.11. | 6
24.11. | 7
24.11. | 8
24.11. | 9
24.11. | 10
24.11. | 11
24.11. | 12
24.11. | 13
24.11. | 14
24.11. | 15
24.11. | 16
24.11. | 17
24.11. | 18
24.11. | 19
24.11. | 20
24.11. | 21
24.11. | 22
24.11. | 23
24.11. | 24
25.11. | 1
25.11. | 2
25.11. | 3
25.11. | 4
25.11. | 5
25.11. | 6
25.11. | 7
25.11. | 8
25.11. | 9
25.11. | 10
25.11. | 11
25.11. | 12
25.11. | 13
25.11. | 14
25.11. | 15
25.11. | 16
25.11. | 17
25.11. | 18
25.11. | 19
25.11. | 20
25.11. | 21
25.11. | 22
25.11. | 23
25.11. | 24
26.11. | 1
26.11. | 2
26.11. | 3
26.11. | 4
26.11. | 5
26.11. | 6
26.11. | 7
26.11. | 8
26.11. | 9
26.11. | 10
26.11. | 11
26.11. | 12
26.11. | 13
26.11. | 14
26.11. | 15
26.11. | 16
26.11. | 17
26.11. | 18
26.11. | 19
26.11. | 20
26.11. | 21
26.11. | 22
26.11. | 23
26.11. | 24
27.11. | 1
27.11. | 2
27.11. | 3
27.11. | 4
27.11. | 5
27.11. | 6
27.11. | 7
27.11. | 8
27.11. | 9
27.11. | 10
27.11. | 11
27.11. | 12
27.11. | 13
27.11. | 14
27.11. | 15
27.11. | 16
27.11. | 17
27.11. | 18
27.11. | 19
27.11. | 20
27.11. | 21
27.11. | 22
27.11. | 23
27.11. | 24
28.11. | 1
28.11. | 2
28.11. | 3
28.11. | 4
28.11. | 5
28.11. | 6
28.11. | 7
28.11. | 8
28.11. | 9
28.11. | 10
28.11. | 11
28.11. | 12
28.11. | 13
28.11. | 14
28.11. | 15
28.11. | 16
28.11. | 17
28.11. | 18
28.11. | 19
28.11. | 20
28.11. | 21
28.11. | 22
28.11. | 23
28.11. | 24
29.11. | 1
29.11. | 2
29.11. | 3
29.11. | 4
29.11. | 5
29.11. | 6
29.11. | 7
29.11. | 8
29.11. | 9
29.11. | 10
29.11. | 11
29.11. | 12
29.11. | 13
29.11. | 14
29.11. | 15
29.11. | 16
29.11. | 17
29.11. | 18
29.11. | 19
29.11. | 20
29.11. | 21
29.11. | 22
29.11. | 23
29.11. | 24
30.11. | 1
30.11. | 2
30.11. | 3
30.11. | 4
30.11. | 5
30.11. | 6
30.11. | 7
30.11. | 8
30.11. | 9
30.11. | 10
30.11. | 11
30.11. | 12
30.11. | 13
30.11. | 14
30.11. | 15
30.11. | 16
30.11. | 17
30.11. | 18
30.11. | 19
30.11. | 20
30.11. | 21
30.11. | 22
30.11. | 23
30.11. | 24
01.12. | 1
01.12. | 2
01.12. | 3
01.12. | 4
01.12. | 5
01.12. | 6
01.12. | 7
01.12. | 8
01.12. | 9
01.12. | 10
01.12. | 11
01.12. | 12
01.12. | 13
01.12. | 14
01.12. | 15
01.12. | 16
01.12. | 17
01.12. | 18
01.12. | 19
01.12. | 20
01.12. | 21
01.12. | 22
01.12. | 23
01.12. | 24
02.12. | 1
02.12. | 2
02.12. | 3
02.12. | 4
02.12. | 5
02.12. | 6
02.12. | 7
02.12. | 8
02.12. | 9
02.12. | 10
02.12. | 11
02.12. | 12
02.12. | 13
02.12. | 14
02.12. | 15
02.12. | 16
02.12. | 17
02.12. | 18
02.12. | 19
02.12. | 20
02.12. | 21
02.12. | 22
02.12. | 23
02.12. | 24
03.12. | 1
03.12. | 2
03.12. | 3
03.12. | 4
03.12. | 5
03.12. | 6
03.12. | 7
03.12. | 8
03.12. | 9
03.12. | 10
03.12. | 11
03.12. | 12
03.12. | 13
03.12. | 14
03.12. | 15
03.12. | 16
03.12. | 17
03.12. | 18
03.12. | 19
03.12. | 20
03.12. | 21
03.12. | 22
03.12. | 23
03.12. | 24
04.12. | 1
04.12. | 2
04.12. | 3
04.12. | 4
04.12. | 5
04.12. | 6
04.12. | 7
04.12. | 8
04.12. | 9
04.12. | 10
04.12. | 11
04.12. | 12
04.12. | 13
04.12. | 14
04.12. | 15
04.12. | 16
04.12. | 17
04.12. | 18
04.12. | 19
04.12. | 20
04.12. | 21
04.12. | 22
04.12. | 23
04.12. | 24
05.12. | 1
05.12. | 2
05.12. | 3
05.12. | 4
05.12. | 5
05.12. | 6
05.12. | 7
05.12. | 8
05.12. | 9
05.12. | 10
05.12. | 11
05.12. | 12
05.12. | 13
05.12. | 14
05.12. | 15
05.12. | 16
05.12. | 17
05.12. | 18
05.12. | 19
05.12. | 20
05.12. | 21
05.12. | 22
05.12. | 23
05.12. | 24
06.12. | 1
06.12. | 2
06.12. | 3
06.12. | 4
06.12. | 5
06.12. | 6
06.12. | 7
06.12. | 8
06.12. | 9
06.12. | 10
06.12. | 11
06.12. | 12
06.12. | 13
06.12. | 14
06.12. | 15
06.12. | 16
06.12. | 17
06.12. | 18
06.12. | 19
06.12. | 20
06.12. | 21
06.12. | 22
06.12. | 23
06.12. | 24
07.12. | 1
07.12. | 2
07.12. | 3
07.12. | 4
07.12. | 5
07.12. | 6
07.12. | 7
07.12. | 8
07.12. | 9
07.12. | 10
07.12. | 11
07.12. | 12
07.12. | 13
07.12. | 14
07.12. | 15
07.12. | 16
07.12. | 17
07.12. | 18
07.12. | 19
07.12. | 20
07.12. | 21
07.12. | 22
07.12. | 23
07.12. | 24
08.12. | 1
08.12. | 2
08.12. | 3
08.12. | 4
08.12. | 5
08.12. | 6
08.12. | 7
08.12. | 8
08.12. | 9
08.12. | 10
08.12. | 11
08.12. | 12
08.12. | 13
08.12. | 14
08.12. | 15
08.12. | 16
08.12. | 17
08.12. | 18
08.12. | 19
08.12. | 20
08.12. | 21
08.12. | 22
08.12. | 23
08.12. | 24
09.12. | 1
09.12. | 2
09.12. | 3
09.12. | 4
09.12. | 5
09.12. | 6
09.12. | 7
09.12. | 8
09.12. | 9
09.12. | 10
09.12. | 11
09.12. | 12
09.12. | 13
09.12. | 14
09.12. | 15
09.12. | 16
09.12. | 17
09.12. | 18
09.12. | 19
09.12. | 20
09.12. | 21
09.12. | 22
09.12. | 23
09.12. | 24
10.12. | 1
10.12. | 2
10.12. | 3
10.12. | 4
10.12. | 5
10.12. | 6
10.12. | 7
10.12. | 8
10.12. | 9
10.12. | 10
10.12. | 11
10.12. | 12
10.12. | 13
10.12. | 14
10.12. | 15
10.12. | 16
10.12. | 17
10.12. | 18
10.12. | 19
10.12. | 20
10.12. | 21
10.12. | 22
10.12. | 23
10.12. | 24
11.12. | 1
11.12. | 2
11.12. | 3
11.12. | 4
11.12. | 5
11.12. | 6
11.12. | 7
11.12. | 8
11.12. | 9
11.12. | 10
11.12. | 11
11.12. | 12
11.12. | 13
11.12. | 14
11.12. | 15
11.12. | 16
11.12. | 17
11.12. | 18
11.12. | 19
11.12. | 20
11.12. | 21
11.12. | 22
11.12. | 23
11.12. | 24
12.12. | 1
12.12. | 2
12.12. | 3
12.12. | 4
12.12. | 5
12.12. | 6
12.12. | 7
12.12. | 8
12.12. | 9
12.12. | 10
12.12. | 11
12.12. | 12
12.12. | 13
12.12. | 14
12.12. | 15
12.12. | 16
12.12. | 17
12.12. | 18
12.12. | 19
12.12. | 20
12.12. | 21
12.12. | 22
12.12. | 23
12.12. | 24
13.12. | 1
13.12. | 2
13.12. | 3
13.12. | 4
13.12. | 5
13.12. | 6
13.12. | 7
13.12. | 8
13.12. | 9
13.12. | 10
13.12. | 11
13.12. | 12
13.12. | 13
13.12. | 14
13.12. | 15
13.12. | 16
13.12. | 17
13.12. | 18
13.12. | 19
13.12. | 20
13.12. | 21
13.12. | 22
13.12. | 23
13.12. | 24
14.12. | 1
14.12. | 2
14.12. | 3
14.12. | 4
14.12. | 5
14.12. | 6
14.12. | 7
14.12. | 8
14.12. | 9
14.12. | 10
14.12. | 11
14.12. | 12
14.12. | 13
14.12. | 14
14.12. | 15
14.12. | 16
14.12. | 17
14.12. | 18
14.12. | 19
14.12. | 20
14.12. | 21
14.12. | 22
14.12. | 23
14.12. | 24
15.12. | 1
15.12. | 2
15.12. | 3
15.12. | 4
15.12. | 5
15.12. | 6
15.12. | 7
15.12. | 8
15.12. | 9
15.12. | 10
15.12. | 11
15.12. | 12
15.12. | 13
15.12. | 14
15.12. | 15
15.12. | 16
15.12. | 17
15.12. | 18
15.12. | 19
15.12. | 20
15.12. | 21
15.12. | 22
15.12. | 23
15.12. | 24
16.12. | 1
16.12. | 2
16.12. | 3
16.12. | 4
16.12. | 5
16.12. | 6
16.12. | 7
16.12. | 8
16.12. | 9
16.12. | 10
16.12. | 11
16.12. | 12
16.12. | 13
16.12. | 14
16.12. | 15
16.12. | 16
16.12. | 17
16.12. | 18
16.12. | 19
16.12. | 20
16.12. | 21
16.12. | 22
16.12. | 23
16.12. | 24
17.12. | 1
17.12. | 2
17.12. | 3
17.12. | 4
17.12. | 5
17.12. | 6
17.12. | 7
17.12. | 8
17.12. | 9
17.12. | 10
17.12. | 11
17.12. | 12
17.12. | 13
17.12. | 14
17.12. | 15
17.12. | 16
17.12. | 17
17.12. | 18
17.12. | 19
17.12. | 20
17.12. | 21
17.12. | 22
17.12. | 23
17.12. | 24
18.12. | 1
18.12. | 2
18.12. | 3
18.12. | 4
18.12. | 5
18.12. | 6
18.12. | 7
18.12. | 8
18.12. | 9
18.12. | 10
18.12. | 11
18.12. | 12
18.12. | 13
18.12. | 14
18.12. | 15
18.12. | 16
18.12. | 17
18.12. | 18
18.12. | 19
18.12. | 20
18.12. | 21
18.12. | 22
18.12. | 23
18.12. | 24
19.12. | 1
19.12. | 2
19.12. | 3
19.12. | 4
19.12. | 5
19.12. | 6
19.12. | 7
19.12. | 8
19.12. | 9
19.12. | 10
19.12. | 11
19.12. | 12
19.12. | 13
19.12. | 14
19.12. | 15
19.12. | 16
19.12. | 17
19.12. | 18
19.12. | 19
19.12. | 20
19.12. | 21
19.12. | 22
19.12. | 23
19.12. | 24
20.12. | 1
20.12. | 2
20.12. | 3
20.12. | 4
20.12. | 5
20.12. | 6
20.12. | 7
20.12. | 8
20.12. | 9
20.12. | 10
20.12. | 11
20.12. | 12
20.12. | 13
20.12. | 14
20.12. | 15
20.12. | 16
20.12. | 17
20.12. | 18
20.12. | 19
20.12. | 20
20.12. | 21
20.12. | 22
20.12. | 23
20.12. | 24
21.12. | 1
21.12. | 2
21.12. | 3
21.12. | 4
21.12. | 5
21.12. | 6
21.12. | 7
21.12. | 8
21.12. | 9
21.12. | 10
21.12. | 11
21.12. | 12
21.12. | 13
21.12. | 14
21.12. | 15
21.12. | 16
21.12. | 17
21.12. | 18
21.12. | 19
21.12. | 20
21.12. | 21
21.12. | 22
21.12. | 23
21.12. | 24
22.12. | 1
22.12. | 2
22.12. | 3
22.12. | 4
22.12. | 5
22.12. | 6
22.12. | 7
22.12. | 8
22.12. | 9
22.12. | 10
22.12. | 11
22.12. | 12
22.12. | 13
22.12. | 14
22.12. | 15
22.12. | 16
22.12. | 17
22.12. | 18
22.12. | 19
22.12. | 20
22.12. | 21
22.12. | 22
22.12. | 23
22.12. | 24
23.12. | 1
23.12. | 2
23.12. | 3
23.12. | 4
23.12. | 5
23.12. | 6
23.12. | 7
23.12. | 8
23.12. | 9
23.12. | 10
23.12. | 11
23.12. | 12
23.12. | 13
23.12. | 14
23.12. | 15
23.12. | 16
23.12. | 17
23.12. | 18
23.12. | 19
23.12. | 20
23.12. | 21
23.12. | 22
23.12. | 23
23.12. | 24
24.12. | 1
24.12. | 2
24.12. | 3
24.12. | 4
24.12. | 5
24.12. | 6
24.12. | 7
24.12. | 8
24.12. | 9
24.12. | 10
24.12. | 11
24.12. | 12
24.12. | 13
24.12. | 14
24.12. | 15
24.12. | 16
24.12. | 17
24.12. | 18
24.12. | 19
24.12. | 20
24.12. | 21
24.12. | 22
24.12. | 23
24.12. | 24
25.12. | 1
25.12. | 2
25.12. | 3
25.12. | 4
25.12. | 5
25.12. | 6
25.12. | 7
25.12. | 8
25.12. | 9
25.12. | 10
25.12. | 11
25.12. | 12
25.12. | 13
25.12. | 14
25.12. | 15
25.12. | 16
25.12. | 17
25.12. | 18
25.12. | 19
25.12. | 20
25.12. | 21
25.12. | 22
25.12. | 23
25.12. | 24
26.12. | 1
26.12. | 2
26.12. | 3
26.12. | 4
26.12. | 5
26.12. | 6
26.12. | 7
26.12. | 8
26.12. | 9
26.12. | 10
26.12. | 11
26.12. | 12
26.12. | 13
26.12. | 14
26.12. | 15
26.12. | 16
26.12. | 17
26.12. | 18
26.12. | 19
26.12. | 20
26.12. | 21
26.12. | 22
26.12. | 23
26.12. | 24
27.12. | 1
27.12. | 2
27.12. | 3
27.12. | 4
27.12. | 5
27.12. | 6
27.12. | 7
27.12. | 8
27.12. | 9
27.12. | 10
27.12. | 11
27.12. | 12
27.12. | 13
27.12. | 14
27.12. | 15
27.12. | 16
27.12. | 17
27.12. | 18
27.12. | 19
27.12. | 20
27.12. | 21
27.12. | 22
27.12. | 23
27.12. | 24
28.12. | 1
28.12. | 2
28.12. | 3
28.12. | 4
28.12. | 5
28.12. | 6
28.12. | 7
28.12. | 8
28.12. | 9
28.12. | 10
28.12. | 11
28.12. | 12
28.12. | 13
28.12. | 14
28.12. | 15
28.12. | 16
28.12. | 17
28.12. | 18
28.12. | 19
28.12. | 20
28.12. | 21
28.12. | 22
28.12. | 23
28.12. | 24
29.12. | 1
29.12. | 2
29.12. | 3
29.12. | 4
29.12. | 5
29.12. | 6
29.12. | 7
29.12. | 8
29.12. | 9
29.12. | 10
29.12. | 11
29.12. | 12
29.12. | 13
29.12. | 14
29.12. | 15
29.12. | 16
29.12. | 17
29.12. | 18
29.12. | 19
29.12. | 20
29.12. | 21
29.12. | 22
29.12. | 23
29.12. | 24
30.12. | 1
30.12. | 2
30.12. | 3
30.12. | 4
30.12. | 5
30.12. | 6
30.12. | 7
30.12. | 8
30.12. | 9
30.12. | 10
30.12. | 11
30.12. | 12
30.12. | 13
30.12. | 14
30.12. | 15
30.12. | 16
30.12. | 17
30.12. | 18
30.12. | 19
30.12. | 20
30.12. | 21
30.12. | 22
30.12. | 23
30.12. | 24
31.12. | 1
31.12. | 2
31.12. | 3
31.12. | 4
31.12. | 5
31.12. | 6
31.12. | 7
31.12. | 8
31.12. | 9
31.12. | 10
31.12. | 11
31.12. | 12
31.12. | 13
31.12. | 14
31.12. | 15
31.12. | 16
31.12. | 17
31.12. | 18
31.12. | 19
31.12. | 20
31.12. | 21
31.12. | 22
31.12. | 23
31.12. | 24

## Battery
ENTSO-E Market Modelling Database: Batteries
Country:
Market Node: | PL00
Year:
Climate year
Scenario
Type |  | Net maximum capacity - generation perspective (MW) | Net maximum capacity - demand perspective (MW) | Storage capacity (MWh) | Number of units | Average efficiency | Ramp up rate (MW/h) | Ramp down rate (MW/h)
Battery Total |  | 6110 | 6110 | 26992 | 5 | 0.90262 | 0 | 0
Battery Utility Scale |  | 6110 | 6110 | 26992 | 5 | 0.90262 | 0 | 0
Battery Residential |  | 0 | 0 | 0 | 0 | 0 | 0 | 0

## Electrolyser
ENTSO-E Market Modelling Database: Electrolysers
Country:
Market Node: | PL00
Year:
Climate year
Scenario
Type |  | Net maximum capacity (MW) | Number of units | Average efficiency | H2 storage (GWh) | Ramp up rate (MW/h) | Ramp down rate (MW/h) | Fixed generation reduction (% of max power output)
Electrolyser e-market Z1 |  | 400 | 5 | 0.68 | 0 | 0 | 0 | 0
Electrolyser e-market Z2 |  | 0 | 0 | 0 | 0 | 0 | 0 | 100
Electrolyser Shared RES Z1 |  | 0 | 0 | 0 | 0 | 0 | 0 | 100
Electrolyser Shared RES Z2 |  | 0 | 0 | 0 | 0 | 0 | 0 | 100
Electrolyser Dedicated RES Z1 |  | 0 | 0 | 0 | 0 | 0 | 0 | 100
Electrolyser Dedicated RES Z2 |  | 4414 | 5 | 0.68 | 0 | 0 | 0 | 0

## Wind
ENTSO-E Market Modelling Database: Wind
Country:
Market Node: | PL00
Year:
Scenario
Installed capacities Onshore wind Total(GW): | 23.24
Installed capacities Onshore wind e-market (GW): | 19.028
Installed capacities Onshore wind dedicated (GW): | 4.212
Installed capacities Onshore wind Shared RES - H2Z1 (GW): | 0
Installed capacities Onshore wind Shared RES - H2Z2 (GW): | 0
Installed capacities Offshore wind Total (GW): | 5.927
Installed capacities Offshore wind e-market - hub ready (GW): | 0
Installed capacities Offshore wind dedicated - hub ready (GW): | 0
Installed capacities Offshore wind Shared RES - H2Z1 - hub ready (GW): | 0
Installed capacities Offshore wind Shared RES - H2Z2 - hub ready (GW): | 0
Installed capacities Offshore wind e-market - radial (GW): | 5.927
Installed capacities Offshore wind dedicated - radial (GW): | 0
Installed capacities Offshore wind Shared RES - H2Z1 - radial (GW): | 0
Installed capacities Offshore wind Shared RES - H2Z2 - radial (GW): | 0

## Solar
ENTSO-E Market Modelling Database: Solar
Country:
Market Node: | PL00
Year:
Scenario
Installed capacities Thermal Solar (GW): | 0
Installed capacities Photovoltaic (GW): | 37.9241
Installed capacities Photovoltaic e-market (GW): | 13.9761
Installed capacities Photovoltaic dedicated (GW): | 8.948
Installed capacities Photovoltaic Shared RES - H2Z1 (GW): | 0
Installed capacities Photovoltaic Shared RES - H2Z2 (GW): | 0
Installed capacities Rooftop (GW): | 15
Installed capacities Solar Thermal with Storage (GW): | 0
Storage capacities Solar Thermal with Storage (GWh): | 0

## Hydro
ENTSO-E Market Modelling Database: Hydro
Country:
Market Node: | PL00
Year:
Scenario
Hydro PEMMDB 3.4
Run of River - Total turbining capacity (MW) | 523.56
Pondage - Total reservoir capacity (GWh) | 0
Pondage - Total turbining capacity (MW) | 0
Reservoir - Total reservoir capacity (GWh) | 1.97
Reservoir - Total turbining capacity (MW) | 424.76
Pump Storage (open loop, with natural inflows) - Total reservoir capacity (GWh) | 0.34
Pump Storage (open loop, with natural inflows) - Total turbining capacity (MW) | 118
Pump Storage (open loop, with natural inflows) - Total pumping capacity (MW) | -84
Pure Pump Storage (closed loop, no natural inflows) - Total reservoir capacity (GWh) | 6.1
Pure Pump Storage (closed loop, no natural inflows) - Total turbining capacity (MW) | 1278.9
Pure Pump Storage (closed loop, no natural inflows) - Total pumping capacity (MW) | -1486

## Other RES
ENTSO-E Market Modelling Database: Other RES
Country:
Market Node: | PL00
Year:
Scenario:
Installed capacity excl. clim.dependent bands (MW): | 1620.06 |  |  | Small Biomass | Geothermal | Marine | Waste | Not Defined / Splitting not known
N.B. use convention first January always Monday (2007 calendar year) --> see guidelines for further details |  |  | Installed capacity (MW): | 1492.13 | 0 | 0 | 127.93 | 0
Date | Hour | TOTAL Other RES Output (MW) (excl. climate dependent bands) |  | Output (MW) | Output (MW) | Output (MW) | Output (MW) | Output (MW)
01.01. | 1 | 832.0235 |  | 786.3525 | 0 | 0 | 45.671 | 0
01.01. | 2 | 830.5314 |  | 784.8604 | 0 | 0 | 45.671 | 0
01.01. | 3 | 829.0393 |  | 783.3683 | 0 | 0 | 45.671 | 0
01.01. | 4 | 829.0393 |  | 783.3683 | 0 | 0 | 45.671 | 0
01.01. | 5 | 827.5471 |  | 781.8761 | 0 | 0 | 45.671 | 0
01.01. | 6 | 829.0393 |  | 783.3683 | 0 | 0 | 45.671 | 0
01.01. | 7 | 832.0235 |  | 786.3525 | 0 | 0 | 45.671 | 0
01.01. | 8 | 836.4999 |  | 790.8289 | 0 | 0 | 45.671 | 0
01.01. | 9 | 839.4842 |  | 793.8132 | 0 | 0 | 45.671 | 0
01.01. | 10 | 840.9763 |  | 795.3053 | 0 | 0 | 45.671 | 0
01.01. | 11 | 832.0235 |  | 786.3525 | 0 | 0 | 45.671 | 0
01.01. | 12 | 830.5314 |  | 784.8604 | 0 | 0 | 45.671 | 0
01.01. | 13 | 832.0235 |  | 786.3525 | 0 | 0 | 45.671 | 0
01.01. | 14 | 835.0078 |  | 789.3368 | 0 | 0 | 45.671 | 0
01.01. | 15 | 849.9291 |  | 804.2581 | 0 | 0 | 45.671 | 0
01.01. | 16 | 866.3425 |  | 820.6715 | 0 | 0 | 45.671 | 0
01.01. | 17 | 881.2638 |  | 835.5928 | 0 | 0 | 45.671 | 0
01.01. | 18 | 897.6772 |  | 852.0062 | 0 | 0 | 45.671 | 0
01.01. | 19 | 906.63 |  | 860.959 | 0 | 0 | 45.671 | 0
01.01. | 20 | 909.6143 |  | 863.9433 | 0 | 0 | 45.671 | 0
01.01. | 21 | 912.5985 |  | 866.9275 | 0 | 0 | 45.671 | 0
01.01. | 22 | 911.1064 |  | 865.4354 | 0 | 0 | 45.671 | 0
01.01. | 23 | 909.6143 |  | 863.9433 | 0 | 0 | 45.671 | 0
01.01. | 24 | 903.6458 |  | 857.9747 | 0 | 0 | 45.671 | 0
02.01. | 1 | 894.693 |  | 849.022 | 0 | 0 | 45.671 | 0
02.01. | 2 | 884.2481 |  | 838.5771 | 0 | 0 | 45.671 | 0
02.01. | 3 | 875.2953 |  | 829.6243 | 0 | 0 | 45.671 | 0
02.01. | 4 | 866.3425 |  | 820.6715 | 0 | 0 | 45.671 | 0
02.01. | 5 | 857.3897 |  | 811.7187 | 0 | 0 | 45.671 | 0
02.01. | 6 | 851.4212 |  | 805.7502 | 0 | 0 | 45.671 | 0
02.01. | 7 | 849.9291 |  | 804.2581 | 0 | 0 | 45.671 | 0
02.01. | 8 | 851.4212 |  | 805.7502 | 0 | 0 | 45.671 | 0
02.01. | 9 | 849.9291 |  | 804.2581 | 0 | 0 | 45.671 | 0
02.01. | 10 | 843.9606 |  | 798.2896 | 0 | 0 | 45.671 | 0
02.01. | 11 | 826.055 |  | 780.384 | 0 | 0 | 45.671 | 0
02.01. | 12 | 814.118 |  | 768.447 | 0 | 0 | 45.671 | 0
02.01. | 13 | 811.1337 |  | 765.4627 | 0 | 0 | 45.671 | 0
02.01. | 14 | 814.118 |  | 768.447 | 0 | 0 | 45.671 | 0
02.01. | 15 | 824.5629 |  | 778.8919 | 0 | 0 | 45.671 | 0
02.01. | 16 | 836.4999 |  | 790.8289 | 0 | 0 | 45.671 | 0
02.01. | 17 | 839.4842 |  | 793.8132 | 0 | 0 | 45.671 | 0
02.01. | 18 | 840.9763 |  | 795.3053 | 0 | 0 | 45.671 | 0
02.01. | 19 | 839.4842 |  | 793.8132 | 0 | 0 | 45.671 | 0
02.01. | 20 | 839.4842 |  | 793.8132 | 0 | 0 | 45.671 | 0
02.01. | 21 | 840.9763 |  | 795.3053 | 0 | 0 | 45.671 | 0
02.01. | 22 | 842.4684 |  | 796.7974 | 0 | 0 | 45.671 | 0
02.01. | 23 | 845.4527 |  | 799.7817 | 0 | 0 | 45.671 | 0
02.01. | 24 | 845.4527 |  | 799.7817 | 0 | 0 | 45.671 | 0
03.01. | 1 | 845.4527 |  | 799.7817 | 0 | 0 | 45.671 | 0
03.01. | 2 | 845.4527 |  | 799.7817 | 0 | 0 | 45.671 | 0
03.01. | 3 | 845.4527 |  | 799.7817 | 0 | 0 | 45.671 | 0
03.01. | 4 | 846.9448 |  | 801.2738 | 0 | 0 | 45.671 | 0
03.01. | 5 | 845.4527 |  | 799.7817 | 0 | 0 | 45.671 | 0
03.01. | 6 | 843.9606 |  | 798.2896 | 0 | 0 | 45.671 | 0
03.01. | 7 | 842.4684 |  | 796.7974 | 0 | 0 | 45.671 | 0
03.01. | 8 | 840.9763 |  | 795.3053 | 0 | 0 | 45.671 | 0
03.01. | 9 | 836.4999 |  | 790.8289 | 0 | 0 | 45.671 | 0
03.01. | 10 | 832.0235 |  | 786.3525 | 0 | 0 | 45.671 | 0
03.01. | 11 | 818.5944 |  | 772.9233 | 0 | 0 | 45.671 | 0
03.01. | 12 | 814.118 |  | 768.447 | 0 | 0 | 45.671 | 0
03.01. | 13 | 812.6258 |  | 766.9548 | 0 | 0 | 45.671 | 0
03.01. | 14 | 815.6101 |  | 769.9391 | 0 | 0 | 45.671 | 0
03.01. | 15 | 823.0707 |  | 777.3997 | 0 | 0 | 45.671 | 0
03.01. | 16 | 832.0235 |  | 786.3525 | 0 | 0 | 45.671 | 0
03.01. | 17 | 836.4999 |  | 790.8289 | 0 | 0 | 45.671 | 0
03.01. | 18 | 837.992 |  | 792.321 | 0 | 0 | 45.671 | 0
03.01. | 19 | 839.4842 |  | 793.8132 | 0 | 0 | 45.671 | 0
03.01. | 20 | 840.9763 |  | 795.3053 | 0 | 0 | 45.671 | 0
03.01. | 21 | 842.4684 |  | 796.7974 | 0 | 0 | 45.671 | 0
03.01. | 22 | 843.9606 |  | 798.2896 | 0 | 0 | 45.671 | 0
03.01. | 23 | 845.4527 |  | 799.7817 | 0 | 0 | 45.671 | 0
03.01. | 24 | 842.4684 |  | 796.7974 | 0 | 0 | 45.671 | 0
04.01. | 1 | 842.4684 |  | 796.7974 | 0 | 0 | 45.671 | 0
04.01. | 2 | 840.9763 |  | 795.3053 | 0 | 0 | 45.671 | 0
04.01. | 3 | 839.4842 |  | 793.8132 | 0 | 0 | 45.671 | 0
04.01. | 4 | 837.992 |  | 792.321 | 0 | 0 | 45.671 | 0
04.01. | 5 | 837.992 |  | 792.321 | 0 | 0 | 45.671 | 0
04.01. | 6 | 837.992 |  | 792.321 | 0 | 0 | 45.671 | 0
04.01. | 7 | 839.4842 |  | 793.8132 | 0 | 0 | 45.671 | 0
04.01. | 8 | 842.4684 |  | 796.7974 | 0 | 0 | 45.671 | 0
04.01. | 9 | 842.4684 |  | 796.7974 | 0 | 0 | 45.671 | 0
04.01. | 10 | 843.9606 |  | 798.2896 | 0 | 0 | 45.671 | 0
04.01. | 11 | 836.4999 |  | 790.8289 | 0 | 0 | 45.671 | 0
04.01. | 12 | 835.0078 |  | 789.3368 | 0 | 0 | 45.671 | 0
04.01. | 13 | 833.5157 |  | 787.8446 | 0 | 0 | 45.671 | 0
04.01. | 14 | 829.0393 |  | 783.3683 | 0 | 0 | 45.671 | 0
04.01. | 15 | 826.055 |  | 780.384 | 0 | 0 | 45.671 | 0
04.01. | 16 | 824.5629 |  | 778.8919 | 0 | 0 | 45.671 | 0
04.01. | 17 | 824.5629 |  | 778.8919 | 0 | 0 | 45.671 | 0
04.01. | 18 | 827.5471 |  | 781.8761 | 0 | 0 | 45.671 | 0
04.01. | 19 | 829.0393 |  | 783.3683 | 0 | 0 | 45.671 | 0
04.01. | 20 | 829.0393 |  | 783.3683 | 0 | 0 | 45.671 | 0
04.01. | 21 | 829.0393 |  | 783.3683 | 0 | 0 | 45.671 | 0
04.01. | 22 | 829.0393 |  | 783.3683 | 0 | 0 | 45.671 | 0
04.01. | 23 | 830.5314 |  | 784.8604 | 0 | 0 | 45.671 | 0
04.01. | 24 | 830.5314 |  | 784.8604 | 0 | 0 | 45.671 | 0
05.01. | 1 | 830.5314 |  | 784.8604 | 0 | 0 | 45.671 | 0
05.01. | 2 | 830.5314 |  | 784.8604 | 0 | 0 | 45.671 | 0
05.01. | 3 | 832.0235 |  | 786.3525 | 0 | 0 | 45.671 | 0
05.01. | 4 | 832.0235 |  | 786.3525 | 0 | 0 | 45.671 | 0
05.01. | 5 | 832.0235 |  | 786.3525 | 0 | 0 | 45.671 | 0
05.01. | 6 | 833.5157 |  | 787.8446 | 0 | 0 | 45.671 | 0
05.01. | 7 | 835.0078 |  | 789.3368 | 0 | 0 | 45.671 | 0
05.01. | 8 | 837.992 |  | 792.321 | 0 | 0 | 45.671 | 0
05.01. | 9 | 839.4842 |  | 793.8132 | 0 | 0 | 45.671 | 0
05.01. | 10 | 839.4842 |  | 793.8132 | 0 | 0 | 45.671 | 0
05.01. | 11 | 830.5314 |  | 784.8604 | 0 | 0 | 45.671 | 0
05.01. | 12 | 829.0393 |  | 783.3683 | 0 | 0 | 45.671 | 0
05.01. | 13 | 826.055 |  | 780.384 | 0 | 0 | 45.671 | 0
05.01. | 14 | 823.0707 |  | 777.3997 | 0 | 0 | 45.671 | 0
05.01. | 15 | 821.5786 |  | 775.9076 | 0 | 0 | 45.671 | 0
05.01. | 16 | 820.0865 |  | 774.4155 | 0 | 0 | 45.671 | 0
05.01. | 17 | 818.5944 |  | 772.9233 | 0 | 0 | 45.671 | 0
05.01. | 18 | 821.5786 |  | 775.9076 | 0 | 0 | 45.671 | 0
05.01. | 19 | 823.0707 |  | 777.3997 | 0 | 0 | 45.671 | 0
05.01. | 20 | 823.0707 |  | 777.3997 | 0 | 0 | 45.671 | 0
05.01. | 21 | 827.5471 |  | 781.8761 | 0 | 0 | 45.671 | 0
05.01. | 22 | 829.0393 |  | 783.3683 | 0 | 0 | 45.671 | 0
05.01. | 23 | 830.5314 |  | 784.8604 | 0 | 0 | 45.671 | 0
05.01. | 24 | 829.0393 |  | 783.3683 | 0 | 0 | 45.671 | 0
06.01. | 1 | 829.0393 |  | 783.3683 | 0 | 0 | 45.671 | 0
06.01. | 2 | 827.5471 |  | 781.8761 | 0 | 0 | 45.671 | 0
06.01. | 3 | 824.5629 |  | 778.8919 | 0 | 0 | 45.671 | 0
06.01. | 4 | 823.0707 |  | 777.3997 | 0 | 0 | 45.671 | 0
06.01. | 5 | 821.5786 |  | 775.9076 | 0 | 0 | 45.671 | 0
06.01. | 6 | 820.0865 |  | 774.4155 | 0 | 0 | 45.671 | 0
06.01. | 7 | 817.1022 |  | 771.4312 | 0 | 0 | 45.671 | 0
06.01. | 8 | 815.6101 |  | 769.9391 | 0 | 0 | 45.671 | 0
06.01. | 9 | 808.1494 |  | 762.4784 | 0 | 0 | 45.671 | 0
06.01. | 10 | 803.6731 |  | 758.002 | 0 | 0 | 45.671 | 0
06.01. | 11 | 787.2596 |  | 741.5886 | 0 | 0 | 45.671 | 0
06.01. | 12 | 778.3068 |  | 732.6358 | 0 | 0 | 45.671 | 0
06.01. | 13 | 767.8619 |  | 722.1909 | 0 | 0 | 45.671 | 0
06.01. | 14 | 757.417 |  | 711.746 | 0 | 0 | 45.671 | 0
06.01. | 15 | 758.9092 |  | 713.2381 | 0 | 0 | 45.671 | 0
06.01. | 16 | 760.4013 |  | 714.7303 | 0 | 0 | 45.671 | 0
06.01. | 17 | 758.9092 |  | 713.2381 | 0 | 0 | 45.671 | 0
06.01. | 18 | 764.8777 |  | 719.2067 | 0 | 0 | 45.671 | 0
06.01. | 19 | 763.3855 |  | 717.7145 | 0 | 0 | 45.671 | 0
06.01. | 20 | 760.4013 |  | 714.7303 | 0 | 0 | 45.671 | 0
06.01. | 21 | 763.3855 |  | 717.7145 | 0 | 0 | 45.671 | 0
06.01. | 22 | 766.3698 |  | 720.6988 | 0 | 0 | 45.671 | 0
06.01. | 23 | 772.3383 |  | 726.6673 | 0 | 0 | 45.671 | 0
06.01. | 24 | 776.8147 |  | 731.1437 | 0 | 0 | 45.671 | 0
07.01. | 1 | 784.2754 |  | 738.6044 | 0 | 0 | 45.671 | 0
07.01. | 2 | 791.736 |  | 746.065 | 0 | 0 | 45.671 | 0
07.01. | 3 | 800.6888 |  | 755.0178 | 0 | 0 | 45.671 | 0
07.01. | 4 | 809.6416 |  | 763.9706 | 0 | 0 | 45.671 | 0
07.01. | 5 | 815.6101 |  | 769.9391 | 0 | 0 | 45.671 | 0
07.01. | 6 | 826.055 |  | 780.384 | 0 | 0 | 45.671 | 0
07.01. | 7 | 829.0393 |  | 783.3683 | 0 | 0 | 45.671 | 0
07.01. | 8 | 826.055 |  | 780.384 | 0 | 0 | 45.671 | 0
07.01. | 9 | 814.118 |  | 768.447 | 0 | 0 | 45.671 | 0
07.01. | 10 | 806.6573 |  | 760.9863 | 0 | 0 | 45.671 | 0
07.01. | 11 | 787.2596 |  | 741.5886 | 0 | 0 | 45.671 | 0
07.01. | 12 | 779.799 |  | 734.128 | 0 | 0 | 45.671 | 0
07.01. | 13 | 781.2911 |  | 735.6201 | 0 | 0 | 45.671 | 0
07.01. | 14 | 790.2439 |  | 744.5729 | 0 | 0 | 45.671 | 0
07.01. | 15 | 805.1652 |  | 759.4942 | 0 | 0 | 45.671 | 0
07.01. | 16 | 818.5944 |  | 772.9233 | 0 | 0 | 45.671 | 0
07.01. | 17 | 824.5629 |  | 778.8919 | 0 | 0 | 45.671 | 0
07.01. | 18 | 827.5471 |  | 781.8761 | 0 | 0 | 45.671 | 0
07.01. | 19 | 826.055 |  | 780.384 | 0 | 0 | 45.671 | 0
07.01. | 20 | 821.5786 |  | 775.9076 | 0 | 0 | 45.671 | 0
07.01. | 21 | 818.5944 |  | 772.9233 | 0 | 0 | 45.671 | 0
07.01. | 22 | 817.1022 |  | 771.4312 | 0 | 0 | 45.671 | 0
07.01. | 23 | 815.6101 |  | 769.9391 | 0 | 0 | 45.671 | 0
07.01. | 24 | 814.118 |  | 768.447 | 0 | 0 | 45.671 | 0
08.01. | 1 | 812.6258 |  | 766.9548 | 0 | 0 | 45.671 | 0
08.01. | 2 | 811.1337 |  | 765.4627 | 0 | 0 | 45.671 | 0
08.01. | 3 | 811.1337 |  | 765.4627 | 0 | 0 | 45.671 | 0
08.01. | 4 | 811.1337 |  | 765.4627 | 0 | 0 | 45.671 | 0
08.01. | 5 | 814.118 |  | 768.447 | 0 | 0 | 45.671 | 0
08.01. | 6 | 817.1022 |  | 771.4312 | 0 | 0 | 45.671 | 0
08.01. | 7 | 814.118 |  | 768.447 | 0 | 0 | 45.671 | 0
08.01. | 8 | 805.1652 |  | 759.4942 | 0 | 0 | 45.671 | 0
08.01. | 9 | 788.7518 |  | 743.0807 | 0 | 0 | 45.671 | 0
08.01. | 10 | 770.8462 |  | 725.1752 | 0 | 0 | 45.671 | 0
08.01. | 11 | 733.5429 |  | 687.8719 | 0 | 0 | 45.671 | 0
08.01. | 12 | 709.6689 |  | 663.9978 | 0 | 0 | 45.671 | 0
08.01. | 13 | 706.6846 |  | 661.0136 | 0 | 0 | 45.671 | 0
08.01. | 14 | 730.5587 |  | 684.8877 | 0 | 0 | 45.671 | 0
08.01. | 15 | 776.8147 |  | 731.1437 | 0 | 0 | 45.671 | 0
08.01. | 16 | 800.6888 |  | 755.0178 | 0 | 0 | 45.671 | 0
08.01. | 17 | 811.1337 |  | 765.4627 | 0 | 0 | 45.671 | 0
08.01. | 18 | 817.1022 |  | 771.4312 | 0 | 0 | 45.671 | 0
08.01. | 19 | 818.5944 |  | 772.9233 | 0 | 0 | 45.671 | 0
08.01. | 20 | 821.5786 |  | 775.9076 | 0 | 0 | 45.671 | 0
08.01. | 21 | 824.5629 |  | 778.8919 | 0 | 0 | 45.671 | 0
08.01. | 22 | 827.5471 |  | 781.8761 | 0 | 0 | 45.671 | 0
08.01. | 23 | 832.0235 |  | 786.3525 | 0 | 0 | 45.671 | 0
08.01. | 24 | 833.5157 |  | 787.8446 | 0 | 0 | 45.671 | 0
09.01. | 1 | 835.0078 |  | 789.3368 | 0 | 0 | 45.671 | 0
09.01. | 2 | 835.0078 |  | 789.3368 | 0 | 0 | 45.671 | 0
09.01. | 3 | 836.4999 |  | 790.8289 | 0 | 0 | 45.671 | 0
09.01. | 4 | 835.0078 |  | 789.3368 | 0 | 0 | 45.671 | 0
09.01. | 5 | 836.4999 |  | 790.8289 | 0 | 0 | 45.671 | 0
09.01. | 6 | 836.4999 |  | 790.8289 | 0 | 0 | 45.671 | 0
09.01. | 7 | 832.0235 |  | 786.3525 | 0 | 0 | 45.671 | 0
09.01. | 8 | 823.0707 |  | 777.3997 | 0 | 0 | 45.671 | 0
09.01. | 9 | 814.118 |  | 768.447 | 0 | 0 | 45.671 | 0
09.01. | 10 | 808.1494 |  | 762.4784 | 0 | 0 | 45.671 | 0
09.01. | 11 | 799.1967 |  | 753.5257 | 0 | 0 | 45.671 | 0
09.01. | 12 | 799.1967 |  | 753.5257 | 0 | 0 | 45.671 | 0
09.01. | 13 | 799.1967 |  | 753.5257 | 0 | 0 | 45.671 | 0
09.01. | 14 | 796.2124 |  | 750.5414 | 0 | 0 | 45.671 | 0
09.01. | 15 | 793.2281 |  | 747.5571 | 0 | 0 | 45.671 | 0
09.01. | 16 | 796.2124 |  | 750.5414 | 0 | 0 | 45.671 | 0
09.01. | 17 | 797.7045 |  | 752.0335 | 0 | 0 | 45.671 | 0
09.01. | 18 | 800.6888 |  | 755.0178 | 0 | 0 | 45.671 | 0
09.01. | 19 | 802.1809 |  | 756.5099 | 0 | 0 | 45.671 | 0
09.01. | 20 | 803.6731 |  | 758.002 | 0 | 0 | 45.671 | 0
09.01. | 21 | 806.6573 |  | 760.9863 | 0 | 0 | 45.671 | 0
09.01. | 22 | 808.1494 |  | 762.4784 | 0 | 0 | 45.671 | 0
09.01. | 23 | 809.6416 |  | 763.9706 | 0 | 0 | 45.671 | 0
09.01. | 24 | 809.6416 |  | 763.9706 | 0 | 0 | 45.671 | 0
10.01. | 1 | 809.6416 |  | 763.9706 | 0 | 0 | 45.671 | 0
10.01. | 2 | 811.1337 |  | 765.4627 | 0 | 0 | 45.671 | 0
10.01. | 3 | 815.6101 |  | 769.9391 | 0 | 0 | 45.671 | 0
10.01. | 4 | 817.1022 |  | 771.4312 | 0 | 0 | 45.671 | 0
10.01. | 5 | 820.0865 |  | 774.4155 | 0 | 0 | 45.671 | 0
10.01. | 6 | 821.5786 |  | 775.9076 | 0 | 0 | 45.671 | 0
10.01. | 7 | 824.5629 |  | 778.8919 | 0 | 0 | 45.671 | 0
10.01. | 8 | 827.5471 |  | 781.8761 | 0 | 0 | 45.671 | 0
10.01. | 9 | 827.5471 |  | 781.8761 | 0 | 0 | 45.671 | 0
10.01. | 10 | 829.0393 |  | 783.3683 | 0 | 0 | 45.671 | 0
10.01. | 11 | 823.0707 |  | 777.3997 | 0 | 0 | 45.671 | 0
10.01. | 12 | 824.5629 |  | 778.8919 | 0 | 0 | 45.671 | 0
10.01. | 13 | 824.5629 |  | 778.8919 | 0 | 0 | 45.671 | 0
10.01. | 14 | 824.5629 |  | 778.8919 | 0 | 0 | 45.671 | 0
10.01. | 15 | 829.0393 |  | 783.3683 | 0 | 0 | 45.671 | 0
10.01. | 16 | 839.4842 |  | 793.8132 | 0 | 0 | 45.671 | 0
10.01. | 17 | 854.4055 |  | 808.7345 | 0 | 0 | 45.671 | 0
10.01. | 18 | 873.8032 |  | 828.1322 | 0 | 0 | 45.671 | 0
10.01. | 19 | 888.7245 |  | 843.0534 | 0 | 0 | 45.671 | 0
10.01. | 20 | 899.1694 |  | 853.4984 | 0 | 0 | 45.671 | 0
10.01. | 21 | 905.1379 |  | 859.4669 | 0 | 0 | 45.671 | 0
10.01. | 22 | 906.63 |  | 860.959 | 0 | 0 | 45.671 | 0
10.01. | 23 | 905.1379 |  | 859.4669 | 0 | 0 | 45.671 | 0
10.01. | 24 | 897.6772 |  | 852.0062 | 0 | 0 | 45.671 | 0
11.01. | 1 | 896.1851 |  | 850.5141 | 0 | 0 | 45.671 | 0
11.01. | 2 | 897.6772 |  | 852.0062 | 0 | 0 | 45.671 | 0
11.01. | 3 | 903.6458 |  | 857.9747 | 0 | 0 | 45.671 | 0
11.01. | 4 | 906.63 |  | 860.959 | 0 | 0 | 45.671 | 0
11.01. | 5 | 905.1379 |  | 859.4669 | 0 | 0 | 45.671 | 0
11.01. | 6 | 902.1536 |  | 856.4826 | 0 | 0 | 45.671 | 0
11.01. | 7 | 902.1536 |  | 856.4826 | 0 | 0 | 45.671 | 0
11.01. | 8 | 908.1221 |  | 862.4511 | 0 | 0 | 45.671 | 0
11.01. | 9 | 908.1221 |  | 862.4511 | 0 | 0 | 45.671 | 0
11.01. | 10 | 911.1064 |  | 865.4354 | 0 | 0 | 45.671 | 0
11.01. | 11 | 891.7087 |  | 846.0377 | 0 | 0 | 45.671 | 0
11.01. | 12 | 887.2323 |  | 841.5613 | 0 | 0 | 45.671 | 0
11.01. | 13 | 882.7559 |  | 837.0849 | 0 | 0 | 45.671 | 0
11.01. | 14 | 879.7717 |  | 834.1007 | 0 | 0 | 45.671 | 0
11.01. | 15 | 879.7717 |  | 834.1007 | 0 | 0 | 45.671 | 0
11.01. | 16 | 879.7717 |  | 834.1007 | 0 | 0 | 45.671 | 0
11.01. | 17 | 878.2796 |  | 832.6085 | 0 | 0 | 45.671 | 0
11.01. | 18 | 882.7559 |  | 837.0849 | 0 | 0 | 45.671 | 0
11.01. | 19 | 882.7559 |  | 837.0849 | 0 | 0 | 45.671 | 0
11.01. | 20 | 882.7559 |  | 837.0849 | 0 | 0 | 45.671 | 0
11.01. | 21 | 884.2481 |  | 838.5771 | 0 | 0 | 45.671 | 0
11.01. | 22 | 885.7402 |  | 840.0692 | 0 | 0 | 45.671 | 0
11.01. | 23 | 888.7245 |  | 843.0534 | 0 | 0 | 45.671 | 0
11.01. | 24 | 888.7245 |  | 843.0534 | 0 | 0 | 45.671 | 0
12.01. | 1 | 888.7245 |  | 843.0534 | 0 | 0 | 45.671 | 0
12.01. | 2 | 888.7245 |  | 843.0534 | 0 | 0 | 45.671 | 0
12.01. | 3 | 890.2166 |  | 844.5456 | 0 | 0 | 45.671 | 0
12.01. | 4 | 887.2323 |  | 841.5613 | 0 | 0 | 45.671 | 0
12.01. | 5 | 882.7559 |  | 837.0849 | 0 | 0 | 45.671 | 0
12.01. | 6 | 876.7874 |  | 831.1164 | 0 | 0 | 45.671 | 0
12.01. | 7 | 873.8032 |  | 828.1322 | 0 | 0 | 45.671 | 0
12.01. | 8 | 878.2796 |  | 832.6085 | 0 | 0 | 45.671 | 0
12.01. | 9 | 881.2638 |  | 835.5928 | 0 | 0 | 45.671 | 0
12.01. | 10 | 888.7245 |  | 843.0534 | 0 | 0 | 45.671 | 0
12.01. | 11 | 879.7717 |  | 834.1007 | 0 | 0 | 45.671 | 0
12.01. | 12 | 881.2638 |  | 835.5928 | 0 | 0 | 45.671 | 0
12.01. | 13 | 876.7874 |  | 831.1164 | 0 | 0 | 45.671 | 0
12.01. | 14 | 867.8346 |  | 822.1636 | 0 | 0 | 45.671 | 0
12.01. | 15 | 854.4055 |  | 808.7345 | 0 | 0 | 45.671 | 0
12.01. | 16 | 846.9448 |  | 801.2738 | 0 | 0 | 45.671 | 0
12.01. | 17 | 840.9763 |  | 795.3053 | 0 | 0 | 45.671 | 0
12.01. | 18 | 840.9763 |  | 795.3053 | 0 | 0 | 45.671 | 0
12.01. | 19 | 839.4842 |  | 793.8132 | 0 | 0 | 45.671 | 0
12.01. | 20 | 839.4842 |  | 793.8132 | 0 | 0 | 45.671 | 0
12.01. | 21 | 839.4842 |  | 793.8132 | 0 | 0 | 45.671 | 0
12.01. | 22 | 840.9763 |  | 795.3053 | 0 | 0 | 45.671 | 0
12.01. | 23 | 840.9763 |  | 795.3053 | 0 | 0 | 45.671 | 0
12.01. | 24 | 840.9763 |  | 795.3053 | 0 | 0 | 45.671 | 0
13.01. | 1 | 840.9763 |  | 795.3053 | 0 | 0 | 45.671 | 0
13.01. | 2 | 840.9763 |  | 795.3053 | 0 | 0 | 45.671 | 0
13.01. | 3 | 842.4684 |  | 796.7974 | 0 | 0 | 45.671 | 0
13.01. | 4 | 843.9606 |  | 798.2896 | 0 | 0 | 45.671 | 0
13.01. | 5 | 842.4684 |  | 796.7974 | 0 | 0 | 45.671 | 0
13.01. | 6 | 840.9763 |  | 795.3053 | 0 | 0 | 45.671 | 0
13.01. | 7 | 840.9763 |  | 795.3053 | 0 | 0 | 45.671 | 0
13.01. | 8 | 845.4527 |  | 799.7817 | 0 | 0 | 45.671 | 0
13.01. | 9 | 849.9291 |  | 804.2581 | 0 | 0 | 45.671 | 0
13.01. | 10 | 855.8976 |  | 810.2266 | 0 | 0 | 45.671 | 0
13.01. | 11 | 851.4212 |  | 805.7502 | 0 | 0 | 45.671 | 0
13.01. | 12 | 855.8976 |  | 810.2266 | 0 | 0 | 45.671 | 0
13.01. | 13 | 854.4055 |  | 808.7345 | 0 | 0 | 45.671 | 0
13.01. | 14 | 849.9291 |  | 804.2581 | 0 | 0 | 45.671 | 0
13.01. | 15 | 839.4842 |  | 793.8132 | 0 | 0 | 45.671 | 0
13.01. | 16 | 835.0078 |  | 789.3368 | 0 | 0 | 45.671 | 0
13.01. | 17 | 832.0235 |  | 786.3525 | 0 | 0 | 45.671 | 0
13.01. | 18 | 832.0235 |  | 786.3525 | 0 | 0 | 45.671 | 0
13.01. | 19 | 832.0235 |  | 786.3525 | 0 | 0 | 45.671 | 0
13.01. | 20 | 832.0235 |  | 786.3525 | 0 | 0 | 45.671 | 0
13.01. | 21 | 832.0235 |  | 786.3525 | 0 | 0 | 45.671 | 0
13.01. | 22 | 832.0235 |  | 786.3525 | 0 | 0 | 45.671 | 0
13.01. | 23 | 833.5157 |  | 787.8446 | 0 | 0 | 45.671 | 0
13.01. | 24 | 833.5157 |  | 787.8446 | 0 | 0 | 45.671 | 0
14.01. | 1 | 832.0235 |  | 786.3525 | 0 | 0 | 45.671 | 0
14.01. | 2 | 832.0235 |  | 786.3525 | 0 | 0 | 45.671 | 0
14.01. | 3 | 830.5314 |  | 784.8604 | 0 | 0 | 45.671 | 0
14.01. | 4 | 829.0393 |  | 783.3683 | 0 | 0 | 45.671 | 0
14.01. | 5 | 827.5471 |  | 781.8761 | 0 | 0 | 45.671 | 0
14.01. | 6 | 824.5629 |  | 778.8919 | 0 | 0 | 45.671 | 0
14.01. | 7 | 824.5629 |  | 778.8919 | 0 | 0 | 45.671 | 0
14.01. | 8 | 829.0393 |  | 783.3683 | 0 | 0 | 45.671 | 0
14.01. | 9 | 832.0235 |  | 786.3525 | 0 | 0 | 45.671 | 0
14.01. | 10 | 837.992 |  | 792.321 | 0 | 0 | 45.671 | 0
14.01. | 11 | 835.0078 |  | 789.3368 | 0 | 0 | 45.671 | 0
14.01. | 12 | 839.4842 |  | 793.8132 | 0 | 0 | 45.671 | 0
14.01. | 13 | 837.992 |  | 792.321 | 0 | 0 | 45.671 | 0
14.01. | 14 | 833.5157 |  | 787.8446 | 0 | 0 | 45.671 | 0
14.01. | 15 | 824.5629 |  | 778.8919 | 0 | 0 | 45.671 | 0
14.01. | 16 | 820.0865 |  | 774.4155 | 0 | 0 | 45.671 | 0
14.01. | 17 | 817.1022 |  | 771.4312 | 0 | 0 | 45.671 | 0
14.01. | 18 | 818.5944 |  | 772.9233 | 0 | 0 | 45.671 | 0
14.01. | 19 | 818.5944 |  | 772.9233 | 0 | 0 | 45.671 | 0
14.01. | 20 | 818.5944 |  | 772.9233 | 0 | 0 | 45.671 | 0
14.01. | 21 | 818.5944 |  | 772.9233 | 0 | 0 | 45.671 | 0
14.01. | 22 | 818.5944 |  | 772.9233 | 0 | 0 | 45.671 | 0
14.01. | 23 | 820.0865 |  | 774.4155 | 0 | 0 | 45.671 | 0
14.01. | 24 | 820.0865 |  | 774.4155 | 0 | 0 | 45.671 | 0
15.01. | 1 | 820.0865 |  | 774.4155 | 0 | 0 | 45.671 | 0
15.01. | 2 | 820.0865 |  | 774.4155 | 0 | 0 | 45.671 | 0
15.01. | 3 | 821.5786 |  | 775.9076 | 0 | 0 | 45.671 | 0
15.01. | 4 | 821.5786 |  | 775.9076 | 0 | 0 | 45.671 | 0
15.01. | 5 | 821.5786 |  | 775.9076 | 0 | 0 | 45.671 | 0
15.01. | 6 | 823.0707 |  | 777.3997 | 0 | 0 | 45.671 | 0
15.01. | 7 | 823.0707 |  | 777.3997 | 0 | 0 | 45.671 | 0
15.01. | 8 | 826.055 |  | 780.384 | 0 | 0 | 45.671 | 0
15.01. | 9 | 827.5471 |  | 781.8761 | 0 | 0 | 45.671 | 0
15.01. | 10 | 830.5314 |  | 784.8604 | 0 | 0 | 45.671 | 0
15.01. | 11 | 826.055 |  | 780.384 | 0 | 0 | 45.671 | 0
15.01. | 12 | 829.0393 |  | 783.3683 | 0 | 0 | 45.671 | 0
15.01. | 13 | 829.0393 |  | 783.3683 | 0 | 0 | 45.671 | 0
15.01. | 14 | 826.055 |  | 780.384 | 0 | 0 | 45.671 | 0
15.01. | 15 | 821.5786 |  | 775.9076 | 0 | 0 | 45.671 | 0
15.01. | 16 | 820.0865 |  | 774.4155 | 0 | 0 | 45.671 | 0
15.01. | 17 | 818.5944 |  | 772.9233 | 0 | 0 | 45.671 | 0
15.01. | 18 | 821.5786 |  | 775.9076 | 0 | 0 | 45.671 | 0
15.01. | 19 | 823.0707 |  | 777.3997 | 0 | 0 | 45.671 | 0
15.01. | 20 | 824.5629 |  | 778.8919 | 0 | 0 | 45.671 | 0
15.01. | 21 | 826.055 |  | 780.384 | 0 | 0 | 45.671 | 0
15.01. | 22 | 827.5471 |  | 781.8761 | 0 | 0 | 45.671 | 0
15.01. | 23 | 830.5314 |  | 784.8604 | 0 | 0 | 45.671 | 0
15.01. | 24 | 832.0235 |  | 786.3525 | 0 | 0 | 45.671 | 0
16.01. | 1 | 833.5157 |  | 787.8446 | 0 | 0 | 45.671 | 0
16.01. | 2 | 836.4999 |  | 790.8289 | 0 | 0 | 45.671 | 0
16.01. | 3 | 839.4842 |  | 793.8132 | 0 | 0 | 45.671 | 0
16.01. | 4 | 842.4684 |  | 796.7974 | 0 | 0 | 45.671 | 0
16.01. | 5 | 845.4527 |  | 799.7817 | 0 | 0 | 45.671 | 0
16.01. | 6 | 846.9448 |  | 801.2738 | 0 | 0 | 45.671 | 0
16.01. | 7 | 848.437 |  | 802.7659 | 0 | 0 | 45.671 | 0
16.01. | 8 | 852.9133 |  | 807.2423 | 0 | 0 | 45.671 | 0
16.01. | 9 | 854.4055 |  | 808.7345 | 0 | 0 | 45.671 | 0
16.01. | 10 | 858.8819 |  | 813.2109 | 0 | 0 | 45.671 | 0
16.01. | 11 | 852.9133 |  | 807.2423 | 0 | 0 | 45.671 | 0
16.01. | 12 | 857.3897 |  | 811.7187 | 0 | 0 | 45.671 | 0
16.01. | 13 | 857.3897 |  | 811.7187 | 0 | 0 | 45.671 | 0
16.01. | 14 | 854.4055 |  | 808.7345 | 0 | 0 | 45.671 | 0
16.01. | 15 | 846.9448 |  | 801.2738 | 0 | 0 | 45.671 | 0
16.01. | 16 | 845.4527 |  | 799.7817 | 0 | 0 | 45.671 | 0
16.01. | 17 | 843.9606 |  | 798.2896 | 0 | 0 | 45.671 | 0
16.01. | 18 | 846.9448 |  | 801.2738 | 0 | 0 | 45.671 | 0
16.01. | 19 | 849.9291 |  | 804.2581 | 0 | 0 | 45.671 | 0
16.01. | 20 | 849.9291 |  | 804.2581 | 0 | 0 | 45.671 | 0
16.01. | 21 | 852.9133 |  | 807.2423 | 0 | 0 | 45.671 | 0
16.01. | 22 | 854.4055 |  | 808.7345 | 0 | 0 | 45.671 | 0
16.01. | 23 | 855.8976 |  | 810.2266 | 0 | 0 | 45.671 | 0
16.01. | 24 | 854.4055 |  | 808.7345 | 0 | 0 | 45.671 | 0
17.01. | 1 | 855.8976 |  | 810.2266 | 0 | 0 | 45.671 | 0
17.01. | 2 | 855.8976 |  | 810.2266 | 0 | 0 | 45.671 | 0
17.01. | 3 | 855.8976 |  | 810.2266 | 0 | 0 | 45.671 | 0
17.01. | 4 | 855.8976 |  | 810.2266 | 0 | 0 | 45.671 | 0
17.01. | 5 | 855.8976 |  | 810.2266 | 0 | 0 | 45.671 | 0
17.01. | 6 | 854.4055 |  | 808.7345 | 0 | 0 | 45.671 | 0
17.01. | 7 | 854.4055 |  | 808.7345 | 0 | 0 | 45.671 | 0
17.01. | 8 | 857.3897 |  | 811.7187 | 0 | 0 | 45.671 | 0
17.01. | 9 | 857.3897 |  | 811.7187 | 0 | 0 | 45.671 | 0
17.01. | 10 | 858.8819 |  | 813.2109 | 0 | 0 | 45.671 | 0
17.01. | 11 | 851.4212 |  | 805.7502 | 0 | 0 | 45.671 | 0
17.01. | 12 | 854.4055 |  | 808.7345 | 0 | 0 | 45.671 | 0
17.01. | 13 | 854.4055 |  | 808.7345 | 0 | 0 | 45.671 | 0
17.01. | 14 | 851.4212 |  | 805.7502 | 0 | 0 | 45.671 | 0
17.01. | 15 | 848.437 |  | 802.7659 | 0 | 0 | 45.671 | 0
17.01. | 16 | 849.9291 |  | 804.2581 | 0 | 0 | 45.671 | 0
17.01. | 17 | 854.4055 |  | 808.7345 | 0 | 0 | 45.671 | 0
17.01. | 18 | 867.8346 |  | 822.1636 | 0 | 0 | 45.671 | 0
17.01. | 19 | 878.2796 |  | 832.6085 | 0 | 0 | 45.671 | 0
17.01. | 20 | 887.2323 |  | 841.5613 | 0 | 0 | 45.671 | 0
17.01. | 21 | 896.1851 |  | 850.5141 | 0 | 0 | 45.671 | 0
17.01. | 22 | 900.6615 |  | 854.9905 | 0 | 0 | 45.671 | 0
17.01. | 23 | 906.63 |  | 860.959 | 0 | 0 | 45.671 | 0
17.01. | 24 | 909.6143 |  | 863.9433 | 0 | 0 | 45.671 | 0
18.01. | 1 | 912.5985 |  | 866.9275 | 0 | 0 | 45.671 | 0
18.01. | 2 | 918.5671 |  | 872.896 | 0 | 0 | 45.671 | 0
18.01. | 3 | 926.0277 |  | 880.3567 | 0 | 0 | 45.671 | 0
18.01. | 4 | 930.5041 |  | 884.8331 | 0 | 0 | 45.671 | 0
18.01. | 5 | 933.4884 |  | 887.8173 | 0 | 0 | 45.671 | 0
18.01. | 6 | 936.4726 |  | 890.8016 | 0 | 0 | 45.671 | 0
18.01. | 7 | 937.9648 |  | 892.2937 | 0 | 0 | 45.671 | 0
18.01. | 8 | 939.4569 |  | 893.7859 | 0 | 0 | 45.671 | 0
18.01. | 9 | 930.5041 |  | 884.8331 | 0 | 0 | 45.671 | 0
18.01. | 10 | 920.0592 |  | 874.3882 | 0 | 0 | 45.671 | 0
18.01. | 11 | 893.2008 |  | 847.5298 | 0 | 0 | 45.671 | 0
18.01. | 12 | 876.7874 |  | 831.1164 | 0 | 0 | 45.671 | 0
18.01. | 13 | 869.3268 |  | 823.6558 | 0 | 0 | 45.671 | 0
18.01. | 14 | 869.3268 |  | 823.6558 | 0 | 0 | 45.671 | 0
18.01. | 15 | 878.2796 |  | 832.6085 | 0 | 0 | 45.671 | 0
18.01. | 16 | 882.7559 |  | 837.0849 | 0 | 0 | 45.671 | 0
18.01. | 17 | 882.7559 |  | 837.0849 | 0 | 0 | 45.671 | 0
18.01. | 18 | 885.7402 |  | 840.0692 | 0 | 0 | 45.671 | 0
18.01. | 19 | 881.2638 |  | 835.5928 | 0 | 0 | 45.671 | 0
18.01. | 20 | 876.7874 |  | 831.1164 | 0 | 0 | 45.671 | 0
18.01. | 21 | 875.2953 |  | 829.6243 | 0 | 0 | 45.671 | 0
18.01. | 22 | 872.311 |  | 826.64 | 0 | 0 | 45.671 | 0
18.01. | 23 | 873.8032 |  | 828.1322 | 0 | 0 | 45.671 | 0
18.01. | 24 | 875.2953 |  | 829.6243 | 0 | 0 | 45.671 | 0
19.01. | 1 | 878.2796 |  | 832.6085 | 0 | 0 | 45.671 | 0
19.01. | 2 | 878.2796 |  | 832.6085 | 0 | 0 | 45.671 | 0
19.01. | 3 | 878.2796 |  | 832.6085 | 0 | 0 | 45.671 | 0
19.01. | 4 | 876.7874 |  | 831.1164 | 0 | 0 | 45.671 | 0
19.01. | 5 | 873.8032 |  | 828.1322 | 0 | 0 | 45.671 | 0
19.01. | 6 | 870.8189 |  | 825.1479 | 0 | 0 | 45.671 | 0
19.01. | 7 | 870.8189 |  | 825.1479 | 0 | 0 | 45.671 | 0
19.01. | 8 | 876.7874 |  | 831.1164 | 0 | 0 | 45.671 | 0
19.01. | 9 | 879.7717 |  | 834.1007 | 0 | 0 | 45.671 | 0
19.01. | 10 | 885.7402 |  | 840.0692 | 0 | 0 | 45.671 | 0
19.01. | 11 | 875.2953 |  | 829.6243 | 0 | 0 | 45.671 | 0
19.01. | 12 | 876.7874 |  | 831.1164 | 0 | 0 | 45.671 | 0
19.01. | 13 | 873.8032 |  | 828.1322 | 0 | 0 | 45.671 | 0
19.01. | 14 | 866.3425 |  | 820.6715 | 0 | 0 | 45.671 | 0
19.01. | 15 | 855.8976 |  | 810.2266 | 0 | 0 | 45.671 | 0
19.01. | 16 | 849.9291 |  | 804.2581 | 0 | 0 | 45.671 | 0
19.01. | 17 | 848.437 |  | 802.7659 | 0 | 0 | 45.671 | 0
19.01. | 18 | 852.9133 |  | 807.2423 | 0 | 0 | 45.671 | 0
19.01. | 19 | 854.4055 |  | 808.7345 | 0 | 0 | 45.671 | 0
19.01. | 20 | 854.4055 |  | 808.7345 | 0 | 0 | 45.671 | 0
19.01. | 21 | 855.8976 |  | 810.2266 | 0 | 0 | 45.671 | 0
19.01. | 22 | 857.3897 |  | 811.7187 | 0 | 0 | 45.671 | 0
19.01. | 23 | 860.374 |  | 814.703 | 0 | 0 | 45.671 | 0
19.01. | 24 | 860.374 |  | 814.703 | 0 | 0 | 45.671 | 0
20.01. | 1 | 863.3582 |  | 817.6872 | 0 | 0 | 45.671 | 0
20.01. | 2 | 864.8504 |  | 819.1794 | 0 | 0 | 45.671 | 0
20.01. | 3 | 866.3425 |  | 820.6715 | 0 | 0 | 45.671 | 0
20.01. | 4 | 867.8346 |  | 822.1636 | 0 | 0 | 45.671 | 0
20.01. | 5 | 867.8346 |  | 822.1636 | 0 | 0 | 45.671 | 0
20.01. | 6 | 866.3425 |  | 820.6715 | 0 | 0 | 45.671 | 0
20.01. | 7 | 869.3268 |  | 823.6558 | 0 | 0 | 45.671 | 0
20.01. | 8 | 876.7874 |  | 831.1164 | 0 | 0 | 45.671 | 0
20.01. | 9 | 879.7717 |  | 834.1007 | 0 | 0 | 45.671 | 0
20.01. | 10 | 887.2323 |  | 841.5613 | 0 | 0 | 45.671 | 0
20.01. | 11 | 881.2638 |  | 835.5928 | 0 | 0 | 45.671 | 0
20.01. | 12 | 884.2481 |  | 838.5771 | 0 | 0 | 45.671 | 0
20.01. | 13 | 882.7559 |  | 837.0849 | 0 | 0 | 45.671 | 0
20.01. | 14 | 876.7874 |  | 831.1164 | 0 | 0 | 45.671 | 0
20.01. | 15 | 863.3582 |  | 817.6872 | 0 | 0 | 45.671 | 0
20.01. | 16 | 854.4055 |  | 808.7345 | 0 | 0 | 45.671 | 0
20.01. | 17 | 851.4212 |  | 805.7502 | 0 | 0 | 45.671 | 0
20.01. | 18 | 852.9133 |  | 807.2423 | 0 | 0 | 45.671 | 0
20.01. | 19 | 852.9133 |  | 807.2423 | 0 | 0 | 45.671 | 0
20.01. | 20 | 852.9133 |  | 807.2423 | 0 | 0 | 45.671 | 0
20.01. | 21 | 854.4055 |  | 808.7345 | 0 | 0 | 45.671 | 0
20.01. | 22 | 854.4055 |  | 808.7345 | 0 | 0 | 45.671 | 0
20.01. | 23 | 857.3897 |  | 811.7187 | 0 | 0 | 45.671 | 0
20.01. | 24 | 857.3897 |  | 811.7187 | 0 | 0 | 45.671 | 0
21.01. | 1 | 858.8819 |  | 813.2109 | 0 | 0 | 45.671 | 0
21.01. | 2 | 860.374 |  | 814.703 | 0 | 0 | 45.671 | 0
21.01. | 3 | 863.3582 |  | 817.6872 | 0 | 0 | 45.671 | 0
21.01. | 4 | 866.3425 |  | 820.6715 | 0 | 0 | 45.671 | 0
21.01. | 5 | 867.8346 |  | 822.1636 | 0 | 0 | 45.671 | 0
21.01. | 6 | 870.8189 |  | 825.1479 | 0 | 0 | 45.671 | 0
21.01. | 7 | 873.8032 |  | 828.1322 | 0 | 0 | 45.671 | 0
21.01. | 8 | 881.2638 |  | 835.5928 | 0 | 0 | 45.671 | 0
21.01. | 9 | 879.7717 |  | 834.1007 | 0 | 0 | 45.671 | 0
21.01. | 10 | 884.2481 |  | 838.5771 | 0 | 0 | 45.671 | 0
21.01. | 11 | 873.8032 |  | 828.1322 | 0 | 0 | 45.671 | 0
21.01. | 12 | 878.2796 |  | 832.6085 | 0 | 0 | 45.671 | 0
21.01. | 13 | 878.2796 |  | 832.6085 | 0 | 0 | 45.671 | 0
21.01. | 14 | 873.8032 |  | 828.1322 | 0 | 0 | 45.671 | 0
21.01. | 15 | 864.8504 |  | 819.1794 | 0 | 0 | 45.671 | 0
21.01. | 16 | 860.374 |  | 814.703 | 0 | 0 | 45.671 | 0
21.01. | 17 | 858.8819 |  | 813.2109 | 0 | 0 | 45.671 | 0
21.01. | 18 | 864.8504 |  | 819.1794 | 0 | 0 | 45.671 | 0
21.01. | 19 | 866.3425 |  | 820.6715 | 0 | 0 | 45.671 | 0
21.01. | 20 | 866.3425 |  | 820.6715 | 0 | 0 | 45.671 | 0
21.01. | 21 | 867.8346 |  | 822.1636 | 0 | 0 | 45.671 | 0
21.01. | 22 | 867.8346 |  | 822.1636 | 0 | 0 | 45.671 | 0
21.01. | 23 | 869.3268 |  | 823.6558 | 0 | 0 | 45.671 | 0
21.01. | 24 | 867.8346 |  | 822.1636 | 0 | 0 | 45.671 | 0
22.01. | 1 | 866.3425 |  | 820.6715 | 0 | 0 | 45.671 | 0
22.01. | 2 | 866.3425 |  | 820.6715 | 0 | 0 | 45.671 | 0
22.01. | 3 | 866.3425 |  | 820.6715 | 0 | 0 | 45.671 | 0
22.01. | 4 | 867.8346 |  | 822.1636 | 0 | 0 | 45.671 | 0
22.01. | 5 | 866.3425 |  | 820.6715 | 0 | 0 | 45.671 | 0
22.01. | 6 | 867.8346 |  | 822.1636 | 0 | 0 | 45.671 | 0
22.01. | 7 | 867.8346 |  | 822.1636 | 0 | 0 | 45.671 | 0
22.01. | 8 | 870.8189 |  | 825.1479 | 0 | 0 | 45.671 | 0
22.01. | 9 | 866.3425 |  | 820.6715 | 0 | 0 | 45.671 | 0
22.01. | 10 | 863.3582 |  | 817.6872 | 0 | 0 | 45.671 | 0
22.01. | 11 | 852.9133 |  | 807.2423 | 0 | 0 | 45.671 | 0
22.01. | 12 | 854.4055 |  | 808.7345 | 0 | 0 | 45.671 | 0
22.01. | 13 | 854.4055 |  | 808.7345 | 0 | 0 | 45.671 | 0
22.01. | 14 | 854.4055 |  | 808.7345 | 0 | 0 | 45.671 | 0
22.01. | 15 | 854.4055 |  | 808.7345 | 0 | 0 | 45.671 | 0
22.01. | 16 | 860.374 |  | 814.703 | 0 | 0 | 45.671 | 0
22.01. | 17 | 867.8346 |  | 822.1636 | 0 | 0 | 45.671 | 0
22.01. | 18 | 882.7559 |  | 837.0849 | 0 | 0 | 45.671 | 0
22.01. | 19 | 893.2008 |  | 847.5298 | 0 | 0 | 45.671 | 0
22.01. | 20 | 902.1536 |  | 856.4826 | 0 | 0 | 45.671 | 0
22.01. | 21 | 915.5828 |  | 869.9118 | 0 | 0 | 45.671 | 0
22.01. | 22 | 924.5356 |  | 878.8646 | 0 | 0 | 45.671 | 0
22.01. | 23 | 934.9805 |  | 889.3095 | 0 | 0 | 45.671 | 0
22.01. | 24 | 939.4569 |  | 893.7859 | 0 | 0 | 45.671 | 0
23.01. | 1 | 943.9333 |  | 898.2623 | 0 | 0 | 45.671 | 0
23.01. | 2 | 943.9333 |  | 898.2623 | 0 | 0 | 45.671 | 0
23.01. | 3 | 945.4254 |  | 899.7544 | 0 | 0 | 45.671 | 0
23.01. | 4 | 942.4411 |  | 896.7701 | 0 | 0 | 45.671 | 0
23.01. | 5 | 939.4569 |  | 893.7859 | 0 | 0 | 45.671 | 0
23.01. | 6 | 934.9805 |  | 889.3095 | 0 | 0 | 45.671 | 0
23.01. | 7 | 924.5356 |  | 878.8646 | 0 | 0 | 45.671 | 0
23.01. | 8 | 915.5828 |  | 869.9118 | 0 | 0 | 45.671 | 0
23.01. | 9 | 894.693 |  | 849.022 | 0 | 0 | 45.671 | 0
23.01. | 10 | 873.8032 |  | 828.1322 | 0 | 0 | 45.671 | 0
23.01. | 11 | 848.437 |  | 802.7659 | 0 | 0 | 45.671 | 0
23.01. | 12 | 840.9763 |  | 795.3053 | 0 | 0 | 45.671 | 0
23.01. | 13 | 833.5157 |  | 787.8446 | 0 | 0 | 45.671 | 0
23.01. | 14 | 829.0393 |  | 783.3683 | 0 | 0 | 45.671 | 0
23.01. | 15 | 826.055 |  | 780.384 | 0 | 0 | 45.671 | 0
23.01. | 16 | 823.0707 |  | 777.3997 | 0 | 0 | 45.671 | 0
23.01. | 17 | 820.0865 |  | 774.4155 | 0 | 0 | 45.671 | 0
23.01. | 18 | 818.5944 |  | 772.9233 | 0 | 0 | 45.671 | 0
23.01. | 19 | 817.1022 |  | 771.4312 | 0 | 0 | 45.671 | 0
23.01. | 20 | 815.6101 |  | 769.9391 | 0 | 0 | 45.671 | 0
23.01. | 21 | 814.118 |  | 768.447 | 0 | 0 | 45.671 | 0
23.01. | 22 | 811.1337 |  | 765.4627 | 0 | 0 | 45.671 | 0
23.01. | 23 | 811.1337 |  | 765.4627 | 0 | 0 | 45.671 | 0
23.01. | 24 | 809.6416 |  | 763.9706 | 0 | 0 | 45.671 | 0
24.01. | 1 | 808.1494 |  | 762.4784 | 0 | 0 | 45.671 | 0
24.01. | 2 | 808.1494 |  | 762.4784 | 0 | 0 | 45.671 | 0
24.01. | 3 | 808.1494 |  | 762.4784 | 0 | 0 | 45.671 | 0
24.01. | 4 | 809.6416 |  | 763.9706 | 0 | 0 | 45.671 | 0
24.01. | 5 | 812.6258 |  | 766.9548 | 0 | 0 | 45.671 | 0
24.01. | 6 | 817.1022 |  | 771.4312 | 0 | 0 | 45.671 | 0
24.01. | 7 | 821.5786 |  | 775.9076 | 0 | 0 | 45.671 | 0
24.01. | 8 | 823.0707 |  | 777.3997 | 0 | 0 | 45.671 | 0
24.01. | 9 | 818.5944 |  | 772.9233 | 0 | 0 | 45.671 | 0
24.01. | 10 | 817.1022 |  | 771.4312 | 0 | 0 | 45.671 | 0
24.01. | 11 | 811.1337 |  | 765.4627 | 0 | 0 | 45.671 | 0
24.01. | 12 | 812.6258 |  | 766.9548 | 0 | 0 | 45.671 | 0
24.01. | 13 | 814.118 |  | 768.447 | 0 | 0 | 45.671 | 0
24.01. | 14 | 815.6101 |  | 769.9391 | 0 | 0 | 45.671 | 0
24.01. | 15 | 821.5786 |  | 775.9076 | 0 | 0 | 45.671 | 0
24.01. | 16 | 832.0235 |  | 786.3525 | 0 | 0 | 45.671 | 0
24.01. | 17 | 845.4527 |  | 799.7817 | 0 | 0 | 45.671 | 0
24.01. | 18 | 866.3425 |  | 820.6715 | 0 | 0 | 45.671 | 0
24.01. | 19 | 884.2481 |  | 838.5771 | 0 | 0 | 45.671 | 0
24.01. | 20 | 900.6615 |  | 854.9905 | 0 | 0 | 45.671 | 0
24.01. | 21 | 915.5828 |  | 869.9118 | 0 | 0 | 45.671 | 0
24.01. | 22 | 926.0277 |  | 880.3567 | 0 | 0 | 45.671 | 0
24.01. | 23 | 936.4726 |  | 890.8016 | 0 | 0 | 45.671 | 0
24.01. | 24 | 940.949 |  | 895.278 | 0 | 0 | 45.671 | 0
25.01. | 1 | 942.4411 |  | 896.7701 | 0 | 0 | 45.671 | 0
25.01. | 2 | 939.4569 |  | 893.7859 | 0 | 0 | 45.671 | 0
25.01. | 3 | 933.4884 |  | 887.8173 | 0 | 0 | 45.671 | 0
25.01. | 4 | 926.0277 |  | 880.3567 | 0 | 0 | 45.671 | 0
25.01. | 5 | 917.0749 |  | 871.4039 | 0 | 0 | 45.671 | 0
25.01. | 6 | 905.1379 |  | 859.4669 | 0 | 0 | 45.671 | 0
25.01. | 7 | 900.6615 |  | 854.9905 | 0 | 0 | 45.671 | 0
25.01. | 8 | 903.6458 |  | 857.9747 | 0 | 0 | 45.671 | 0
25.01. | 9 | 905.1379 |  | 859.4669 | 0 | 0 | 45.671 | 0
25.01. | 10 | 894.693 |  | 849.022 | 0 | 0 | 45.671 | 0
25.01. | 11 | 857.3897 |  | 811.7187 | 0 | 0 | 45.671 | 0
25.01. | 12 | 835.0078 |  | 789.3368 | 0 | 0 | 45.671 | 0
25.01. | 13 | 827.5471 |  | 781.8761 | 0 | 0 | 45.671 | 0
25.01. | 14 | 826.055 |  | 780.384 | 0 | 0 | 45.671 | 0
25.01. | 15 | 832.0235 |  | 786.3525 | 0 | 0 | 45.671 | 0
25.01. | 16 | 837.992 |  | 792.321 | 0 | 0 | 45.671 | 0
25.01. | 17 | 840.9763 |  | 795.3053 | 0 | 0 | 45.671 | 0
25.01. | 18 | 840.9763 |  | 795.3053 | 0 | 0 | 45.671 | 0
25.01. | 19 | 839.4842 |  | 793.8132 | 0 | 0 | 45.671 | 0
25.01. | 20 | 836.4999 |  | 790.8289 | 0 | 0 | 45.671 | 0
25.01. | 21 | 836.4999 |  | 790.8289 | 0 | 0 | 45.671 | 0
25.01. | 22 | 835.0078 |  | 789.3368 | 0 | 0 | 45.671 | 0
25.01. | 23 | 835.0078 |  | 789.3368 | 0 | 0 | 45.671 | 0
25.01. | 24 | 835.0078 |  | 789.3368 | 0 | 0 | 45.671 | 0
26.01. | 1 | 835.0078 |  | 789.3368 | 0 | 0 | 45.671 | 0
26.01. | 2 | 833.5157 |  | 787.8446 | 0 | 0 | 45.671 | 0
26.01. | 3 | 833.5157 |  | 787.8446 | 0 | 0 | 45.671 | 0
26.01. | 4 | 837.992 |  | 792.321 | 0 | 0 | 45.671 | 0
26.01. | 5 | 843.9606 |  | 798.2896 | 0 | 0 | 45.671 | 0
26.01. | 6 | 854.4055 |  | 808.7345 | 0 | 0 | 45.671 | 0
26.01. | 7 | 854.4055 |  | 808.7345 | 0 | 0 | 45.671 | 0
26.01. | 8 | 840.9763 |  | 795.3053 | 0 | 0 | 45.671 | 0
26.01. | 9 | 824.5629 |  | 778.8919 | 0 | 0 | 45.671 | 0
26.01. | 10 | 815.6101 |  | 769.9391 | 0 | 0 | 45.671 | 0
26.01. | 11 | 802.1809 |  | 756.5099 | 0 | 0 | 45.671 | 0
26.01. | 12 | 800.6888 |  | 755.0178 | 0 | 0 | 45.671 | 0
26.01. | 13 | 800.6888 |  | 755.0178 | 0 | 0 | 45.671 | 0
26.01. | 14 | 805.1652 |  | 759.4942 | 0 | 0 | 45.671 | 0
26.01. | 15 | 812.6258 |  | 766.9548 | 0 | 0 | 45.671 | 0
26.01. | 16 | 821.5786 |  | 775.9076 | 0 | 0 | 45.671 | 0
26.01. | 17 | 830.5314 |  | 784.8604 | 0 | 0 | 45.671 | 0
26.01. | 18 | 840.9763 |  | 795.3053 | 0 | 0 | 45.671 | 0
26.01. | 19 | 851.4212 |  | 805.7502 | 0 | 0 | 45.671 | 0
26.01. | 20 | 863.3582 |  | 817.6872 | 0 | 0 | 45.671 | 0
26.01. | 21 | 878.2796 |  | 832.6085 | 0 | 0 | 45.671 | 0
26.01. | 22 | 894.693 |  | 849.022 | 0 | 0 | 45.671 | 0
26.01. | 23 | 912.5985 |  | 866.9275 | 0 | 0 | 45.671 | 0
26.01. | 24 | 924.5356 |  | 878.8646 | 0 | 0 | 45.671 | 0
27.01. | 1 | 933.4884 |  | 887.8173 | 0 | 0 | 45.671 | 0
27.01. | 2 | 939.4569 |  | 893.7859 | 0 | 0 | 45.671 | 0
27.01. | 3 | 943.9333 |  | 898.2623 | 0 | 0 | 45.671 | 0
27.01. | 4 | 945.4254 |  | 899.7544 | 0 | 0 | 45.671 | 0
27.01. | 5 | 945.4254 |  | 899.7544 | 0 | 0 | 45.671 | 0
27.01. | 6 | 943.9333 |  | 898.2623 | 0 | 0 | 45.671 | 0
27.01. | 7 | 939.4569 |  | 893.7859 | 0 | 0 | 45.671 | 0
27.01. | 8 | 929.012 |  | 883.341 | 0 | 0 | 45.671 | 0
27.01. | 9 | 902.1536 |  | 856.4826 | 0 | 0 | 45.671 | 0
27.01. | 10 | 878.2796 |  | 832.6085 | 0 | 0 | 45.671 | 0
27.01. | 11 | 848.437 |  | 802.7659 | 0 | 0 | 45.671 | 0
27.01. | 12 | 839.4842 |  | 793.8132 | 0 | 0 | 45.671 | 0
27.01. | 13 | 833.5157 |  | 787.8446 | 0 | 0 | 45.671 | 0
27.01. | 14 | 829.0393 |  | 783.3683 | 0 | 0 | 45.671 | 0
27.01. | 15 | 824.5629 |  | 778.8919 | 0 | 0 | 45.671 | 0
27.01. | 16 | 824.5629 |  | 778.8919 | 0 | 0 | 45.671 | 0
27.01. | 17 | 824.5629 |  | 778.8919 | 0 | 0 | 45.671 | 0
27.01. | 18 | 829.0393 |  | 783.3683 | 0 | 0 | 45.671 | 0
27.01. | 19 | 832.0235 |  | 786.3525 | 0 | 0 | 45.671 | 0
27.01. | 20 | 832.0235 |  | 786.3525 | 0 | 0 | 45.671 | 0
27.01. | 21 | 835.0078 |  | 789.3368 | 0 | 0 | 45.671 | 0
27.01. | 22 | 835.0078 |  | 789.3368 | 0 | 0 | 45.671 | 0
27.01. | 23 | 837.992 |  | 792.321 | 0 | 0 | 45.671 | 0
27.01. | 24 | 836.4999 |  | 790.8289 | 0 | 0 | 45.671 | 0
28.01. | 1 | 836.4999 |  | 790.8289 | 0 | 0 | 45.671 | 0
28.01. | 2 | 836.4999 |  | 790.8289 | 0 | 0 | 45.671 | 0
28.01. | 3 | 836.4999 |  | 790.8289 | 0 | 0 | 45.671 | 0
28.01. | 4 | 837.992 |  | 792.321 | 0 | 0 | 45.671 | 0
28.01. | 5 | 837.992 |  | 792.321 | 0 | 0 | 45.671 | 0
28.01. | 6 | 837.992 |  | 792.321 | 0 | 0 | 45.671 | 0
28.01. | 7 | 839.4842 |  | 793.8132 | 0 | 0 | 45.671 | 0
28.01. | 8 | 846.9448 |  | 801.2738 | 0 | 0 | 45.671 | 0
28.01. | 9 | 854.4055 |  | 808.7345 | 0 | 0 | 45.671 | 0
28.01. | 10 | 863.3582 |  | 817.6872 | 0 | 0 | 45.671 | 0
28.01. | 11 | 860.374 |  | 814.703 | 0 | 0 | 45.671 | 0
28.01. | 12 | 866.3425 |  | 820.6715 | 0 | 0 | 45.671 | 0
28.01. | 13 | 866.3425 |  | 820.6715 | 0 | 0 | 45.671 | 0
28.01. | 14 | 858.8819 |  | 813.2109 | 0 | 0 | 45.671 | 0
28.01. | 15 | 845.4527 |  | 799.7817 | 0 | 0 | 45.671 | 0
28.01. | 16 | 840.9763 |  | 795.3053 | 0 | 0 | 45.671 | 0
28.01. | 17 | 839.4842 |  | 793.8132 | 0 | 0 | 45.671 | 0
28.01. | 18 | 845.4527 |  | 799.7817 | 0 | 0 | 45.671 | 0
28.01. | 19 | 852.9133 |  | 807.2423 | 0 | 0 | 45.671 | 0
28.01. | 20 | 858.8819 |  | 813.2109 | 0 | 0 | 45.671 | 0
28.01. | 21 | 867.8346 |  | 822.1636 | 0 | 0 | 45.671 | 0
28.01. | 22 | 875.2953 |  | 829.6243 | 0 | 0 | 45.671 | 0
28.01. | 23 | 884.2481 |  | 838.5771 | 0 | 0 | 45.671 | 0
28.01. | 24 | 890.2166 |  | 844.5456 | 0 | 0 | 45.671 | 0
29.01. | 1 | 897.6772 |  | 852.0062 | 0 | 0 | 45.671 | 0
29.01. | 2 | 902.1536 |  | 856.4826 | 0 | 0 | 45.671 | 0
29.01. | 3 | 909.6143 |  | 863.9433 | 0 | 0 | 45.671 | 0
29.01. | 4 | 912.5985 |  | 866.9275 | 0 | 0 | 45.671 | 0
29.01. | 5 | 915.5828 |  | 869.9118 | 0 | 0 | 45.671 | 0
29.01. | 6 | 915.5828 |  | 869.9118 | 0 | 0 | 45.671 | 0
29.01. | 7 | 914.0907 |  | 868.4197 | 0 | 0 | 45.671 | 0
29.01. | 8 | 912.5985 |  | 866.9275 | 0 | 0 | 45.671 | 0
29.01. | 9 | 899.1694 |  | 853.4984 | 0 | 0 | 45.671 | 0
29.01. | 10 | 882.7559 |  | 837.0849 | 0 | 0 | 45.671 | 0
29.01. | 11 | 852.9133 |  | 807.2423 | 0 | 0 | 45.671 | 0
29.01. | 12 | 837.992 |  | 792.321 | 0 | 0 | 45.671 | 0
29.01. | 13 | 832.0235 |  | 786.3525 | 0 | 0 | 45.671 | 0
29.01. | 14 | 832.0235 |  | 786.3525 | 0 | 0 | 45.671 | 0
29.01. | 15 | 837.992 |  | 792.321 | 0 | 0 | 45.671 | 0
29.01. | 16 | 848.437 |  | 802.7659 | 0 | 0 | 45.671 | 0
29.01. | 17 | 854.4055 |  | 808.7345 | 0 | 0 | 45.671 | 0
29.01. | 18 | 858.8819 |  | 813.2109 | 0 | 0 | 45.671 | 0
29.01. | 19 | 857.3897 |  | 811.7187 | 0 | 0 | 45.671 | 0
29.01. | 20 | 854.4055 |  | 808.7345 | 0 | 0 | 45.671 | 0
29.01. | 21 | 852.9133 |  | 807.2423 | 0 | 0 | 45.671 | 0
29.01. | 22 | 849.9291 |  | 804.2581 | 0 | 0 | 45.671 | 0
29.01. | 23 | 849.9291 |  | 804.2581 | 0 | 0 | 45.671 | 0
29.01. | 24 | 848.437 |  | 802.7659 | 0 | 0 | 45.671 | 0
30.01. | 1 | 846.9448 |  | 801.2738 | 0 | 0 | 45.671 | 0
30.01. | 2 | 845.4527 |  | 799.7817 | 0 | 0 | 45.671 | 0
30.01. | 3 | 845.4527 |  | 799.7817 | 0 | 0 | 45.671 | 0
30.01. | 4 | 845.4527 |  | 799.7817 | 0 | 0 | 45.671 | 0
30.01. | 5 | 843.9606 |  | 798.2896 | 0 | 0 | 45.671 | 0
30.01. | 6 | 842.4684 |  | 796.7974 | 0 | 0 | 45.671 | 0
30.01. | 7 | 840.9763 |  | 795.3053 | 0 | 0 | 45.671 | 0
30.01. | 8 | 839.4842 |  | 793.8132 | 0 | 0 | 45.671 | 0
30.01. | 9 | 835.0078 |  | 789.3368 | 0 | 0 | 45.671 | 0
30.01. | 10 | 829.0393 |  | 783.3683 | 0 | 0 | 45.671 | 0
30.01. | 11 | 817.1022 |  | 771.4312 | 0 | 0 | 45.671 | 0
30.01. | 12 | 812.6258 |  | 766.9548 | 0 | 0 | 45.671 | 0
30.01. | 13 | 809.6416 |  | 763.9706 | 0 | 0 | 45.671 | 0
30.01. | 14 | 806.6573 |  | 760.9863 | 0 | 0 | 45.671 | 0
30.01. | 15 | 806.6573 |  | 760.9863 | 0 | 0 | 45.671 | 0
30.01. | 16 | 811.1337 |  | 765.4627 | 0 | 0 | 45.671 | 0
30.01. | 17 | 820.0865 |  | 774.4155 | 0 | 0 | 45.671 | 0
30.01. | 18 | 835.0078 |  | 789.3368 | 0 | 0 | 45.671 | 0
30.01. | 19 | 848.437 |  | 802.7659 | 0 | 0 | 45.671 | 0
30.01. | 20 | 857.3897 |  | 811.7187 | 0 | 0 | 45.671 | 0
30.01. | 21 | 864.8504 |  | 819.1794 | 0 | 0 | 45.671 | 0
30.01. | 22 | 869.3268 |  | 823.6558 | 0 | 0 | 45.671 | 0
30.01. | 23 | 875.2953 |  | 829.6243 | 0 | 0 | 45.671 | 0
30.01. | 24 | 879.7717 |  | 834.1007 | 0 | 0 | 45.671 | 0
31.01. | 1 | 882.7559 |  | 837.0849 | 0 | 0 | 45.671 | 0
31.01. | 2 | 885.7402 |  | 840.0692 | 0 | 0 | 45.671 | 0
31.01. | 3 | 887.2323 |  | 841.5613 | 0 | 0 | 45.671 | 0
31.01. | 4 | 888.7245 |  | 843.0534 | 0 | 0 | 45.671 | 0
31.01. | 5 | 896.1851 |  | 850.5141 | 0 | 0 | 45.671 | 0
31.01. | 6 | 908.1221 |  | 862.4511 | 0 | 0 | 45.671 | 0
31.01. | 7 | 902.1536 |  | 856.4826 | 0 | 0 | 45.671 | 0
31.01. | 8 | 882.7559 |  | 837.0849 | 0 | 0 | 45.671 | 0
31.01. | 9 | 848.437 |  | 802.7659 | 0 | 0 | 45.671 | 0
31.01. | 10 | 824.5629 |  | 778.8919 | 0 | 0 | 45.671 | 0
31.01. | 11 | 794.7203 |  | 749.0493 | 0 | 0 | 45.671 | 0
31.01. | 12 | 758.9092 |  | 713.2381 | 0 | 0 | 45.671 | 0
31.01. | 13 | 727.5744 |  | 681.9034 | 0 | 0 | 45.671 | 0
31.01. | 14 | 727.5744 |  | 681.9034 | 0 | 0 | 45.671 | 0
31.01. | 15 | 766.3698 |  | 720.6988 | 0 | 0 | 45.671 | 0
31.01. | 16 | 791.736 |  | 746.065 | 0 | 0 | 45.671 | 0
31.01. | 17 | 805.1652 |  | 759.4942 | 0 | 0 | 45.671 | 0
31.01. | 18 | 814.118 |  | 768.447 | 0 | 0 | 45.671 | 0
31.01. | 19 | 820.0865 |  | 774.4155 | 0 | 0 | 45.671 | 0
31.01. | 20 | 821.5786 |  | 775.9076 | 0 | 0 | 45.671 | 0
31.01. | 21 | 823.0707 |  | 777.3997 | 0 | 0 | 45.671 | 0
31.01. | 22 | 824.5629 |  | 778.8919 | 0 | 0 | 45.671 | 0
31.01. | 23 | 826.055 |  | 780.384 | 0 | 0 | 45.671 | 0
31.01. | 24 | 827.5471 |  | 781.8761 | 0 | 0 | 45.671 | 0
01.02. | 1 | 825.8003 |  | 775.9076 | 0 | 0 | 49.8927 | 0
01.02. | 2 | 825.8003 |  | 775.9076 | 0 | 0 | 49.8927 | 0
01.02. | 3 | 825.8003 |  | 775.9076 | 0 | 0 | 49.8927 | 0
01.02. | 4 | 825.8003 |  | 775.9076 | 0 | 0 | 49.8927 | 0
01.02. | 5 | 824.3082 |  | 774.4155 | 0 | 0 | 49.8927 | 0
01.02. | 6 | 824.3082 |  | 774.4155 | 0 | 0 | 49.8927 | 0
01.02. | 7 | 822.816 |  | 772.9233 | 0 | 0 | 49.8927 | 0
01.02. | 8 | 821.3239 |  | 771.4312 | 0 | 0 | 49.8927 | 0
01.02. | 9 | 818.3397 |  | 768.447 | 0 | 0 | 49.8927 | 0
01.02. | 10 | 818.3397 |  | 768.447 | 0 | 0 | 49.8927 | 0
01.02. | 11 | 810.879 |  | 760.9863 | 0 | 0 | 49.8927 | 0
01.02. | 12 | 810.879 |  | 760.9863 | 0 | 0 | 49.8927 | 0
01.02. | 13 | 809.3869 |  | 759.4942 | 0 | 0 | 49.8927 | 0
01.02. | 14 | 809.3869 |  | 759.4942 | 0 | 0 | 49.8927 | 0
01.02. | 15 | 809.3869 |  | 759.4942 | 0 | 0 | 49.8927 | 0
01.02. | 16 | 809.3869 |  | 759.4942 | 0 | 0 | 49.8927 | 0
01.02. | 17 | 803.4184 |  | 753.5257 | 0 | 0 | 49.8927 | 0
01.02. | 18 | 801.9262 |  | 752.0335 | 0 | 0 | 49.8927 | 0
01.02. | 19 | 800.4341 |  | 750.5414 | 0 | 0 | 49.8927 | 0
01.02. | 20 | 800.4341 |  | 750.5414 | 0 | 0 | 49.8927 | 0
01.02. | 21 | 803.4184 |  | 753.5257 | 0 | 0 | 49.8927 | 0
01.02. | 22 | 806.4026 |  | 756.5099 | 0 | 0 | 49.8927 | 0
01.02. | 23 | 809.3869 |  | 759.4942 | 0 | 0 | 49.8927 | 0
01.02. | 24 | 809.3869 |  | 759.4942 | 0 | 0 | 49.8927 | 0
02.02. | 1 | 810.879 |  | 760.9863 | 0 | 0 | 49.8927 | 0
02.02. | 2 | 810.879 |  | 760.9863 | 0 | 0 | 49.8927 | 0
02.02. | 3 | 813.8633 |  | 763.9706 | 0 | 0 | 49.8927 | 0
02.02. | 4 | 815.3554 |  | 765.4627 | 0 | 0 | 49.8927 | 0
02.02. | 5 | 815.3554 |  | 765.4627 | 0 | 0 | 49.8927 | 0
02.02. | 6 | 816.8475 |  | 766.9548 | 0 | 0 | 49.8927 | 0
02.02. | 7 | 816.8475 |  | 766.9548 | 0 | 0 | 49.8927 | 0
02.02. | 8 | 819.8318 |  | 769.9391 | 0 | 0 | 49.8927 | 0
02.02. | 9 | 819.8318 |  | 769.9391 | 0 | 0 | 49.8927 | 0
02.02. | 10 | 822.816 |  | 772.9233 | 0 | 0 | 49.8927 | 0
02.02. | 11 | 818.3397 |  | 768.447 | 0 | 0 | 49.8927 | 0
02.02. | 12 | 818.3397 |  | 768.447 | 0 | 0 | 49.8927 | 0
02.02. | 13 | 819.8318 |  | 769.9391 | 0 | 0 | 49.8927 | 0
02.02. | 14 | 821.3239 |  | 771.4312 | 0 | 0 | 49.8927 | 0
02.02. | 15 | 824.3082 |  | 774.4155 | 0 | 0 | 49.8927 | 0
02.02. | 16 | 827.2924 |  | 777.3997 | 0 | 0 | 49.8927 | 0
02.02. | 17 | 828.7846 |  | 778.8919 | 0 | 0 | 49.8927 | 0
02.02. | 18 | 831.7688 |  | 781.8761 | 0 | 0 | 49.8927 | 0
02.02. | 19 | 831.7688 |  | 781.8761 | 0 | 0 | 49.8927 | 0
02.02. | 20 | 831.7688 |  | 781.8761 | 0 | 0 | 49.8927 | 0
02.02. | 21 | 833.261 |  | 783.3683 | 0 | 0 | 49.8927 | 0
02.02. | 22 | 833.261 |  | 783.3683 | 0 | 0 | 49.8927 | 0
02.02. | 23 | 836.2452 |  | 786.3525 | 0 | 0 | 49.8927 | 0
02.02. | 24 | 837.7373 |  | 787.8446 | 0 | 0 | 49.8927 | 0
03.02. | 1 | 839.2295 |  | 789.3368 | 0 | 0 | 49.8927 | 0
03.02. | 2 | 840.7216 |  | 790.8289 | 0 | 0 | 49.8927 | 0
03.02. | 3 | 843.7059 |  | 793.8132 | 0 | 0 | 49.8927 | 0
03.02. | 4 | 843.7059 |  | 793.8132 | 0 | 0 | 49.8927 | 0
03.02. | 5 | 843.7059 |  | 793.8132 | 0 | 0 | 49.8927 | 0
03.02. | 6 | 843.7059 |  | 793.8132 | 0 | 0 | 49.8927 | 0
03.02. | 7 | 843.7059 |  | 793.8132 | 0 | 0 | 49.8927 | 0
03.02. | 8 | 842.2137 |  | 792.321 | 0 | 0 | 49.8927 | 0
03.02. | 9 | 837.7373 |  | 787.8446 | 0 | 0 | 49.8927 | 0
03.02. | 10 | 833.261 |  | 783.3683 | 0 | 0 | 49.8927 | 0
03.02. | 11 | 825.8003 |  | 775.9076 | 0 | 0 | 49.8927 | 0
03.02. | 12 | 819.8318 |  | 769.9391 | 0 | 0 | 49.8927 | 0
03.02. | 13 | 818.3397 |  | 768.447 | 0 | 0 | 49.8927 | 0
03.02. | 14 | 819.8318 |  | 769.9391 | 0 | 0 | 49.8927 | 0
03.02. | 15 | 825.8003 |  | 775.9076 | 0 | 0 | 49.8927 | 0
03.02. | 16 | 831.7688 |  | 781.8761 | 0 | 0 | 49.8927 | 0
03.02. | 17 | 834.7531 |  | 784.8604 | 0 | 0 | 49.8927 | 0
03.02. | 18 | 837.7373 |  | 787.8446 | 0 | 0 | 49.8927 | 0
03.02. | 19 | 839.2295 |  | 789.3368 | 0 | 0 | 49.8927 | 0
03.02. | 20 | 840.7216 |  | 790.8289 | 0 | 0 | 49.8927 | 0
03.02. | 21 | 842.2137 |  | 792.321 | 0 | 0 | 49.8927 | 0
03.02. | 22 | 843.7059 |  | 793.8132 | 0 | 0 | 49.8927 | 0
03.02. | 23 | 843.7059 |  | 793.8132 | 0 | 0 | 49.8927 | 0
03.02. | 24 | 843.7059 |  | 793.8132 | 0 | 0 | 49.8927 | 0
04.02. | 1 | 843.7059 |  | 793.8132 | 0 | 0 | 49.8927 | 0
04.02. | 2 | 843.7059 |  | 793.8132 | 0 | 0 | 49.8927 | 0
04.02. | 3 | 843.7059 |  | 793.8132 | 0 | 0 | 49.8927 | 0
04.02. | 4 | 842.2137 |  | 792.321 | 0 | 0 | 49.8927 | 0
04.02. | 5 | 842.2137 |  | 792.321 | 0 | 0 | 49.8927 | 0
04.02. | 6 | 840.7216 |  | 790.8289 | 0 | 0 | 49.8927 | 0
04.02. | 7 | 840.7216 |  | 790.8289 | 0 | 0 | 49.8927 | 0
04.02. | 8 | 842.2137 |  | 792.321 | 0 | 0 | 49.8927 | 0
04.02. | 9 | 842.2137 |  | 792.321 | 0 | 0 | 49.8927 | 0
04.02. | 10 | 842.2137 |  | 792.321 | 0 | 0 | 49.8927 | 0
04.02. | 11 | 839.2295 |  | 789.3368 | 0 | 0 | 49.8927 | 0
04.02. | 12 | 837.7373 |  | 787.8446 | 0 | 0 | 49.8927 | 0
04.02. | 13 | 836.2452 |  | 786.3525 | 0 | 0 | 49.8927 | 0
04.02. | 14 | 836.2452 |  | 786.3525 | 0 | 0 | 49.8927 | 0
04.02. | 15 | 836.2452 |  | 786.3525 | 0 | 0 | 49.8927 | 0
04.02. | 16 | 837.7373 |  | 787.8446 | 0 | 0 | 49.8927 | 0
04.02. | 17 | 836.2452 |  | 786.3525 | 0 | 0 | 49.8927 | 0
04.02. | 18 | 834.7531 |  | 784.8604 | 0 | 0 | 49.8927 | 0
04.02. | 19 | 834.7531 |  | 784.8604 | 0 | 0 | 49.8927 | 0
04.02. | 20 | 834.7531 |  | 784.8604 | 0 | 0 | 49.8927 | 0
04.02. | 21 | 836.2452 |  | 786.3525 | 0 | 0 | 49.8927 | 0
04.02. | 22 | 837.7373 |  | 787.8446 | 0 | 0 | 49.8927 | 0
04.02. | 23 | 837.7373 |  | 787.8446 | 0 | 0 | 49.8927 | 0
04.02. | 24 | 837.7373 |  | 787.8446 | 0 | 0 | 49.8927 | 0
05.02. | 1 | 837.7373 |  | 787.8446 | 0 | 0 | 49.8927 | 0
05.02. | 2 | 836.2452 |  | 786.3525 | 0 | 0 | 49.8927 | 0
05.02. | 3 | 837.7373 |  | 787.8446 | 0 | 0 | 49.8927 | 0
05.02. | 4 | 837.7373 |  | 787.8446 | 0 | 0 | 49.8927 | 0
05.02. | 5 | 836.2452 |  | 786.3525 | 0 | 0 | 49.8927 | 0
05.02. | 6 | 836.2452 |  | 786.3525 | 0 | 0 | 49.8927 | 0
05.02. | 7 | 837.7373 |  | 787.8446 | 0 | 0 | 49.8927 | 0
05.02. | 8 | 839.2295 |  | 789.3368 | 0 | 0 | 49.8927 | 0
05.02. | 9 | 840.7216 |  | 790.8289 | 0 | 0 | 49.8927 | 0
05.02. | 10 | 842.2137 |  | 792.321 | 0 | 0 | 49.8927 | 0
05.02. | 11 | 840.7216 |  | 790.8289 | 0 | 0 | 49.8927 | 0
05.02. | 12 | 840.7216 |  | 790.8289 | 0 | 0 | 49.8927 | 0
05.02. | 13 | 840.7216 |  | 790.8289 | 0 | 0 | 49.8927 | 0
05.02. | 14 | 840.7216 |  | 790.8289 | 0 | 0 | 49.8927 | 0
05.02. | 15 | 840.7216 |  | 790.8289 | 0 | 0 | 49.8927 | 0
05.02. | 16 | 840.7216 |  | 790.8289 | 0 | 0 | 49.8927 | 0
05.02. | 17 | 840.7216 |  | 790.8289 | 0 | 0 | 49.8927 | 0
05.02. | 18 | 842.2137 |  | 792.321 | 0 | 0 | 49.8927 | 0
05.02. | 19 | 842.2137 |  | 792.321 | 0 | 0 | 49.8927 | 0
05.02. | 20 | 842.2137 |  | 792.321 | 0 | 0 | 49.8927 | 0
05.02. | 21 | 843.7059 |  | 793.8132 | 0 | 0 | 49.8927 | 0
05.02. | 22 | 845.198 |  | 795.3053 | 0 | 0 | 49.8927 | 0
05.02. | 23 | 848.1823 |  | 798.2896 | 0 | 0 | 49.8927 | 0
05.02. | 24 | 848.1823 |  | 798.2896 | 0 | 0 | 49.8927 | 0
06.02. | 1 | 849.6744 |  | 799.7817 | 0 | 0 | 49.8927 | 0
06.02. | 2 | 849.6744 |  | 799.7817 | 0 | 0 | 49.8927 | 0
06.02. | 3 | 849.6744 |  | 799.7817 | 0 | 0 | 49.8927 | 0
06.02. | 4 | 848.1823 |  | 798.2896 | 0 | 0 | 49.8927 | 0
06.02. | 5 | 846.6901 |  | 796.7974 | 0 | 0 | 49.8927 | 0
06.02. | 6 | 845.198 |  | 795.3053 | 0 | 0 | 49.8927 | 0
06.02. | 7 | 845.198 |  | 795.3053 | 0 | 0 | 49.8927 | 0
06.02. | 8 | 846.6901 |  | 796.7974 | 0 | 0 | 49.8927 | 0
06.02. | 9 | 845.198 |  | 795.3053 | 0 | 0 | 49.8927 | 0
06.02. | 10 | 845.198 |  | 795.3053 | 0 | 0 | 49.8927 | 0
06.02. | 11 | 840.7216 |  | 790.8289 | 0 | 0 | 49.8927 | 0
06.02. | 12 | 836.2452 |  | 786.3525 | 0 | 0 | 49.8927 | 0
06.02. | 13 | 831.7688 |  | 781.8761 | 0 | 0 | 49.8927 | 0
06.02. | 14 | 833.261 |  | 783.3683 | 0 | 0 | 49.8927 | 0
06.02. | 15 | 836.2452 |  | 786.3525 | 0 | 0 | 49.8927 | 0
06.02. | 16 | 840.7216 |  | 790.8289 | 0 | 0 | 49.8927 | 0
06.02. | 17 | 843.7059 |  | 793.8132 | 0 | 0 | 49.8927 | 0
06.02. | 18 | 846.6901 |  | 796.7974 | 0 | 0 | 49.8927 | 0
06.02. | 19 | 848.1823 |  | 798.2896 | 0 | 0 | 49.8927 | 0
06.02. | 20 | 846.6901 |  | 796.7974 | 0 | 0 | 49.8927 | 0
06.02. | 21 | 846.6901 |  | 796.7974 | 0 | 0 | 49.8927 | 0
06.02. | 22 | 845.198 |  | 795.3053 | 0 | 0 | 49.8927 | 0
06.02. | 23 | 843.7059 |  | 793.8132 | 0 | 0 | 49.8927 | 0
06.02. | 24 | 843.7059 |  | 793.8132 | 0 | 0 | 49.8927 | 0
07.02. | 1 | 842.2137 |  | 792.321 | 0 | 0 | 49.8927 | 0
07.02. | 2 | 842.2137 |  | 792.321 | 0 | 0 | 49.8927 | 0
07.02. | 3 | 842.2137 |  | 792.321 | 0 | 0 | 49.8927 | 0
07.02. | 4 | 842.2137 |  | 792.321 | 0 | 0 | 49.8927 | 0
07.02. | 5 | 842.2137 |  | 792.321 | 0 | 0 | 49.8927 | 0
07.02. | 6 | 842.2137 |  | 792.321 | 0 | 0 | 49.8927 | 0
07.02. | 7 | 842.2137 |  | 792.321 | 0 | 0 | 49.8927 | 0
07.02. | 8 | 845.198 |  | 795.3053 | 0 | 0 | 49.8927 | 0
07.02. | 9 | 845.198 |  | 795.3053 | 0 | 0 | 49.8927 | 0
07.02. | 10 | 845.198 |  | 795.3053 | 0 | 0 | 49.8927 | 0
07.02. | 11 | 843.7059 |  | 793.8132 | 0 | 0 | 49.8927 | 0
07.02. | 12 | 842.2137 |  | 792.321 | 0 | 0 | 49.8927 | 0
07.02. | 13 | 842.2137 |  | 792.321 | 0 | 0 | 49.8927 | 0
07.02. | 14 | 842.2137 |  | 792.321 | 0 | 0 | 49.8927 | 0
07.02. | 15 | 842.2137 |  | 792.321 | 0 | 0 | 49.8927 | 0
07.02. | 16 | 842.2137 |  | 792.321 | 0 | 0 | 49.8927 | 0
07.02. | 17 | 842.2137 |  | 792.321 | 0 | 0 | 49.8927 | 0
07.02. | 18 | 840.7216 |  | 790.8289 | 0 | 0 | 49.8927 | 0
07.02. | 19 | 839.2295 |  | 789.3368 | 0 | 0 | 49.8927 | 0
07.02. | 20 | 839.2295 |  | 789.3368 | 0 | 0 | 49.8927 | 0
07.02. | 21 | 839.2295 |  | 789.3368 | 0 | 0 | 49.8927 | 0
07.02. | 22 | 840.7216 |  | 790.8289 | 0 | 0 | 49.8927 | 0
07.02. | 23 | 840.7216 |  | 790.8289 | 0 | 0 | 49.8927 | 0
07.02. | 24 | 840.7216 |  | 790.8289 | 0 | 0 | 49.8927 | 0
08.02. | 1 | 840.7216 |  | 790.8289 | 0 | 0 | 49.8927 | 0
08.02. | 2 | 840.7216 |  | 790.8289 | 0 | 0 | 49.8927 | 0
08.02. | 3 | 840.7216 |  | 790.8289 | 0 | 0 | 49.8927 | 0
08.02. | 4 | 840.7216 |  | 790.8289 | 0 | 0 | 49.8927 | 0
08.02. | 5 | 839.2295 |  | 789.3368 | 0 | 0 | 49.8927 | 0
08.02. | 6 | 839.2295 |  | 789.3368 | 0 | 0 | 49.8927 | 0
08.02. | 7 | 839.2295 |  | 789.3368 | 0 | 0 | 49.8927 | 0
08.02. | 8 | 840.7216 |  | 790.8289 | 0 | 0 | 49.8927 | 0
08.02. | 9 | 842.2137 |  | 792.321 | 0 | 0 | 49.8927 | 0
08.02. | 10 | 843.7059 |  | 793.8132 | 0 | 0 | 49.8927 | 0
08.02. | 11 | 842.2137 |  | 792.321 | 0 | 0 | 49.8927 | 0
08.02. | 12 | 842.2137 |  | 792.321 | 0 | 0 | 49.8927 | 0
08.02. | 13 | 842.2137 |  | 792.321 | 0 | 0 | 49.8927 | 0
08.02. | 14 | 840.7216 |  | 790.8289 | 0 | 0 | 49.8927 | 0
08.02. | 15 | 839.2295 |  | 789.3368 | 0 | 0 | 49.8927 | 0
08.02. | 16 | 837.7373 |  | 787.8446 | 0 | 0 | 49.8927 | 0
08.02. | 17 | 834.7531 |  | 784.8604 | 0 | 0 | 49.8927 | 0
08.02. | 18 | 831.7688 |  | 781.8761 | 0 | 0 | 49.8927 | 0
08.02. | 19 | 828.7846 |  | 778.8919 | 0 | 0 | 49.8927 | 0
08.02. | 20 | 825.8003 |  | 775.9076 | 0 | 0 | 49.8927 | 0
08.02. | 21 | 827.2924 |  | 777.3997 | 0 | 0 | 49.8927 | 0
08.02. | 22 | 827.2924 |  | 777.3997 | 0 | 0 | 49.8927 | 0
08.02. | 23 | 828.7846 |  | 778.8919 | 0 | 0 | 49.8927 | 0
08.02. | 24 | 828.7846 |  | 778.8919 | 0 | 0 | 49.8927 | 0
09.02. | 1 | 828.7846 |  | 778.8919 | 0 | 0 | 49.8927 | 0
09.02. | 2 | 827.2924 |  | 777.3997 | 0 | 0 | 49.8927 | 0
09.02. | 3 | 827.2924 |  | 777.3997 | 0 | 0 | 49.8927 | 0
09.02. | 4 | 827.2924 |  | 777.3997 | 0 | 0 | 49.8927 | 0
09.02. | 5 | 828.7846 |  | 778.8919 | 0 | 0 | 49.8927 | 0
09.02. | 6 | 830.2767 |  | 780.384 | 0 | 0 | 49.8927 | 0
09.02. | 7 | 830.2767 |  | 780.384 | 0 | 0 | 49.8927 | 0
09.02. | 8 | 830.2767 |  | 780.384 | 0 | 0 | 49.8927 | 0
09.02. | 9 | 825.8003 |  | 775.9076 | 0 | 0 | 49.8927 | 0
09.02. | 10 | 819.8318 |  | 769.9391 | 0 | 0 | 49.8927 | 0
09.02. | 11 | 807.8947 |  | 758.002 | 0 | 0 | 49.8927 | 0
09.02. | 12 | 801.9262 |  | 752.0335 | 0 | 0 | 49.8927 | 0
09.02. | 13 | 800.4341 |  | 750.5414 | 0 | 0 | 49.8927 | 0
09.02. | 14 | 801.9262 |  | 752.0335 | 0 | 0 | 49.8927 | 0
09.02. | 15 | 807.8947 |  | 758.002 | 0 | 0 | 49.8927 | 0
09.02. | 16 | 815.3554 |  | 765.4627 | 0 | 0 | 49.8927 | 0
09.02. | 17 | 824.3082 |  | 774.4155 | 0 | 0 | 49.8927 | 0
09.02. | 18 | 833.261 |  | 783.3683 | 0 | 0 | 49.8927 | 0
09.02. | 19 | 839.2295 |  | 789.3368 | 0 | 0 | 49.8927 | 0
09.02. | 20 | 840.7216 |  | 790.8289 | 0 | 0 | 49.8927 | 0
09.02. | 21 | 840.7216 |  | 790.8289 | 0 | 0 | 49.8927 | 0
09.02. | 22 | 842.2137 |  | 792.321 | 0 | 0 | 49.8927 | 0
09.02. | 23 | 842.2137 |  | 792.321 | 0 | 0 | 49.8927 | 0
09.02. | 24 | 842.2137 |  | 792.321 | 0 | 0 | 49.8927 | 0
10.02. | 1 | 840.7216 |  | 790.8289 | 0 | 0 | 49.8927 | 0
10.02. | 2 | 839.2295 |  | 789.3368 | 0 | 0 | 49.8927 | 0
10.02. | 3 | 839.2295 |  | 789.3368 | 0 | 0 | 49.8927 | 0
10.02. | 4 | 837.7373 |  | 787.8446 | 0 | 0 | 49.8927 | 0
10.02. | 5 | 836.2452 |  | 786.3525 | 0 | 0 | 49.8927 | 0
10.02. | 6 | 834.7531 |  | 784.8604 | 0 | 0 | 49.8927 | 0
10.02. | 7 | 833.261 |  | 783.3683 | 0 | 0 | 49.8927 | 0
10.02. | 8 | 831.7688 |  | 781.8761 | 0 | 0 | 49.8927 | 0
10.02. | 9 | 827.2924 |  | 777.3997 | 0 | 0 | 49.8927 | 0
10.02. | 10 | 821.3239 |  | 771.4312 | 0 | 0 | 49.8927 | 0
10.02. | 11 | 810.879 |  | 760.9863 | 0 | 0 | 49.8927 | 0
10.02. | 12 | 806.4026 |  | 756.5099 | 0 | 0 | 49.8927 | 0
10.02. | 13 | 803.4184 |  | 753.5257 | 0 | 0 | 49.8927 | 0
10.02. | 14 | 801.9262 |  | 752.0335 | 0 | 0 | 49.8927 | 0
10.02. | 15 | 801.9262 |  | 752.0335 | 0 | 0 | 49.8927 | 0
10.02. | 16 | 801.9262 |  | 752.0335 | 0 | 0 | 49.8927 | 0
10.02. | 17 | 801.9262 |  | 752.0335 | 0 | 0 | 49.8927 | 0
10.02. | 18 | 804.9105 |  | 755.0178 | 0 | 0 | 49.8927 | 0
10.02. | 19 | 806.4026 |  | 756.5099 | 0 | 0 | 49.8927 | 0
10.02. | 20 | 806.4026 |  | 756.5099 | 0 | 0 | 49.8927 | 0
10.02. | 21 | 809.3869 |  | 759.4942 | 0 | 0 | 49.8927 | 0
10.02. | 22 | 810.879 |  | 760.9863 | 0 | 0 | 49.8927 | 0
10.02. | 23 | 812.3711 |  | 762.4784 | 0 | 0 | 49.8927 | 0
10.02. | 24 | 812.3711 |  | 762.4784 | 0 | 0 | 49.8927 | 0
11.02. | 1 | 813.8633 |  | 763.9706 | 0 | 0 | 49.8927 | 0
11.02. | 2 | 813.8633 |  | 763.9706 | 0 | 0 | 49.8927 | 0
11.02. | 3 | 816.8475 |  | 766.9548 | 0 | 0 | 49.8927 | 0
11.02. | 4 | 818.3397 |  | 768.447 | 0 | 0 | 49.8927 | 0
11.02. | 5 | 819.8318 |  | 769.9391 | 0 | 0 | 49.8927 | 0
11.02. | 6 | 822.816 |  | 772.9233 | 0 | 0 | 49.8927 | 0
11.02. | 7 | 821.3239 |  | 771.4312 | 0 | 0 | 49.8927 | 0
11.02. | 8 | 819.8318 |  | 769.9391 | 0 | 0 | 49.8927 | 0
11.02. | 9 | 813.8633 |  | 763.9706 | 0 | 0 | 49.8927 | 0
11.02. | 10 | 812.3711 |  | 762.4784 | 0 | 0 | 49.8927 | 0
11.02. | 11 | 803.4184 |  | 753.5257 | 0 | 0 | 49.8927 | 0
11.02. | 12 | 800.4341 |  | 750.5414 | 0 | 0 | 49.8927 | 0
11.02. | 13 | 798.942 |  | 749.0493 | 0 | 0 | 49.8927 | 0
11.02. | 14 | 797.4498 |  | 747.5571 | 0 | 0 | 49.8927 | 0
11.02. | 15 | 798.942 |  | 749.0493 | 0 | 0 | 49.8927 | 0
11.02. | 16 | 800.4341 |  | 750.5414 | 0 | 0 | 49.8927 | 0
11.02. | 17 | 803.4184 |  | 753.5257 | 0 | 0 | 49.8927 | 0
11.02. | 18 | 810.879 |  | 760.9863 | 0 | 0 | 49.8927 | 0
11.02. | 19 | 815.3554 |  | 765.4627 | 0 | 0 | 49.8927 | 0
11.02. | 20 | 816.8475 |  | 766.9548 | 0 | 0 | 49.8927 | 0
11.02. | 21 | 821.3239 |  | 771.4312 | 0 | 0 | 49.8927 | 0
11.02. | 22 | 822.816 |  | 772.9233 | 0 | 0 | 49.8927 | 0
11.02. | 23 | 827.2924 |  | 777.3997 | 0 | 0 | 49.8927 | 0
11.02. | 24 | 828.7846 |  | 778.8919 | 0 | 0 | 49.8927 | 0
12.02. | 1 | 830.2767 |  | 780.384 | 0 | 0 | 49.8927 | 0
12.02. | 2 | 831.7688 |  | 781.8761 | 0 | 0 | 49.8927 | 0
12.02. | 3 | 834.7531 |  | 784.8604 | 0 | 0 | 49.8927 | 0
12.02. | 4 | 836.2452 |  | 786.3525 | 0 | 0 | 49.8927 | 0
12.02. | 5 | 836.2452 |  | 786.3525 | 0 | 0 | 49.8927 | 0
12.02. | 6 | 837.7373 |  | 787.8446 | 0 | 0 | 49.8927 | 0
12.02. | 7 | 839.2295 |  | 789.3368 | 0 | 0 | 49.8927 | 0
12.02. | 8 | 840.7216 |  | 790.8289 | 0 | 0 | 49.8927 | 0
12.02. | 9 | 840.7216 |  | 790.8289 | 0 | 0 | 49.8927 | 0
12.02. | 10 | 840.7216 |  | 790.8289 | 0 | 0 | 49.8927 | 0
12.02. | 11 | 837.7373 |  | 787.8446 | 0 | 0 | 49.8927 | 0
12.02. | 12 | 837.7373 |  | 787.8446 | 0 | 0 | 49.8927 | 0
12.02. | 13 | 836.2452 |  | 786.3525 | 0 | 0 | 49.8927 | 0
12.02. | 14 | 836.2452 |  | 786.3525 | 0 | 0 | 49.8927 | 0
12.02. | 15 | 837.7373 |  | 787.8446 | 0 | 0 | 49.8927 | 0
12.02. | 16 | 837.7373 |  | 787.8446 | 0 | 0 | 49.8927 | 0
12.02. | 17 | 837.7373 |  | 787.8446 | 0 | 0 | 49.8927 | 0
12.02. | 18 | 839.2295 |  | 789.3368 | 0 | 0 | 49.8927 | 0
12.02. | 19 | 839.2295 |  | 789.3368 | 0 | 0 | 49.8927 | 0
12.02. | 20 | 839.2295 |  | 789.3368 | 0 | 0 | 49.8927 | 0
12.02. | 21 | 842.2137 |  | 792.321 | 0 | 0 | 49.8927 | 0
12.02. | 22 | 843.7059 |  | 793.8132 | 0 | 0 | 49.8927 | 0
12.02. | 23 | 845.198 |  | 795.3053 | 0 | 0 | 49.8927 | 0
12.02. | 24 | 845.198 |  | 795.3053 | 0 | 0 | 49.8927 | 0
13.02. | 1 | 845.198 |  | 795.3053 | 0 | 0 | 49.8927 | 0
13.02. | 2 | 846.6901 |  | 796.7974 | 0 | 0 | 49.8927 | 0
13.02. | 3 | 848.1823 |  | 798.2896 | 0 | 0 | 49.8927 | 0
13.02. | 4 | 849.6744 |  | 799.7817 | 0 | 0 | 49.8927 | 0
13.02. | 5 | 849.6744 |  | 799.7817 | 0 | 0 | 49.8927 | 0
13.02. | 6 | 849.6744 |  | 799.7817 | 0 | 0 | 49.8927 | 0
13.02. | 7 | 851.1665 |  | 801.2738 | 0 | 0 | 49.8927 | 0
13.02. | 8 | 854.1508 |  | 804.2581 | 0 | 0 | 49.8927 | 0
13.02. | 9 | 854.1508 |  | 804.2581 | 0 | 0 | 49.8927 | 0
13.02. | 10 | 857.135 |  | 807.2423 | 0 | 0 | 49.8927 | 0
13.02. | 11 | 851.1665 |  | 801.2738 | 0 | 0 | 49.8927 | 0
13.02. | 12 | 851.1665 |  | 801.2738 | 0 | 0 | 49.8927 | 0
13.02. | 13 | 851.1665 |  | 801.2738 | 0 | 0 | 49.8927 | 0
13.02. | 14 | 851.1665 |  | 801.2738 | 0 | 0 | 49.8927 | 0
13.02. | 15 | 851.1665 |  | 801.2738 | 0 | 0 | 49.8927 | 0
13.02. | 16 | 852.6586 |  | 802.7659 | 0 | 0 | 49.8927 | 0
13.02. | 17 | 854.1508 |  | 804.2581 | 0 | 0 | 49.8927 | 0
13.02. | 18 | 855.6429 |  | 805.7502 | 0 | 0 | 49.8927 | 0
13.02. | 19 | 854.1508 |  | 804.2581 | 0 | 0 | 49.8927 | 0
13.02. | 20 | 852.6586 |  | 802.7659 | 0 | 0 | 49.8927 | 0
13.02. | 21 | 857.135 |  | 807.2423 | 0 | 0 | 49.8927 | 0
13.02. | 22 | 858.6272 |  | 808.7345 | 0 | 0 | 49.8927 | 0
13.02. | 23 | 860.1193 |  | 810.2266 | 0 | 0 | 49.8927 | 0
13.02. | 24 | 860.1193 |  | 810.2266 | 0 | 0 | 49.8927 | 0
14.02. | 1 | 860.1193 |  | 810.2266 | 0 | 0 | 49.8927 | 0
14.02. | 2 | 858.6272 |  | 808.7345 | 0 | 0 | 49.8927 | 0
14.02. | 3 | 860.1193 |  | 810.2266 | 0 | 0 | 49.8927 | 0
14.02. | 4 | 860.1193 |  | 810.2266 | 0 | 0 | 49.8927 | 0
14.02. | 5 | 858.6272 |  | 808.7345 | 0 | 0 | 49.8927 | 0
14.02. | 6 | 858.6272 |  | 808.7345 | 0 | 0 | 49.8927 | 0
14.02. | 7 | 858.6272 |  | 808.7345 | 0 | 0 | 49.8927 | 0
14.02. | 8 | 861.6114 |  | 811.7187 | 0 | 0 | 49.8927 | 0
14.02. | 9 | 858.6272 |  | 808.7345 | 0 | 0 | 49.8927 | 0
14.02. | 10 | 860.1193 |  | 810.2266 | 0 | 0 | 49.8927 | 0
14.02. | 11 | 852.6586 |  | 802.7659 | 0 | 0 | 49.8927 | 0
14.02. | 12 | 851.1665 |  | 801.2738 | 0 | 0 | 49.8927 | 0
14.02. | 13 | 851.1665 |  | 801.2738 | 0 | 0 | 49.8927 | 0
14.02. | 14 | 849.6744 |  | 799.7817 | 0 | 0 | 49.8927 | 0
14.02. | 15 | 849.6744 |  | 799.7817 | 0 | 0 | 49.8927 | 0
14.02. | 16 | 851.1665 |  | 801.2738 | 0 | 0 | 49.8927 | 0
14.02. | 17 | 849.6744 |  | 799.7817 | 0 | 0 | 49.8927 | 0
14.02. | 18 | 851.1665 |  | 801.2738 | 0 | 0 | 49.8927 | 0
14.02. | 19 | 849.6744 |  | 799.7817 | 0 | 0 | 49.8927 | 0
14.02. | 20 | 849.6744 |  | 799.7817 | 0 | 0 | 49.8927 | 0
14.02. | 21 | 852.6586 |  | 802.7659 | 0 | 0 | 49.8927 | 0
14.02. | 22 | 854.1508 |  | 804.2581 | 0 | 0 | 49.8927 | 0
14.02. | 23 | 855.6429 |  | 805.7502 | 0 | 0 | 49.8927 | 0
14.02. | 24 | 855.6429 |  | 805.7502 | 0 | 0 | 49.8927 | 0
15.02. | 1 | 857.135 |  | 807.2423 | 0 | 0 | 49.8927 | 0
15.02. | 2 | 857.135 |  | 807.2423 | 0 | 0 | 49.8927 | 0
15.02. | 3 | 858.6272 |  | 808.7345 | 0 | 0 | 49.8927 | 0
15.02. | 4 | 858.6272 |  | 808.7345 | 0 | 0 | 49.8927 | 0
15.02. | 5 | 858.6272 |  | 808.7345 | 0 | 0 | 49.8927 | 0
15.02. | 6 | 860.1193 |  | 810.2266 | 0 | 0 | 49.8927 | 0
15.02. | 7 | 860.1193 |  | 810.2266 | 0 | 0 | 49.8927 | 0
15.02. | 8 | 863.1036 |  | 813.2109 | 0 | 0 | 49.8927 | 0
15.02. | 9 | 858.6272 |  | 808.7345 | 0 | 0 | 49.8927 | 0
15.02. | 10 | 858.6272 |  | 808.7345 | 0 | 0 | 49.8927 | 0
15.02. | 11 | 851.1665 |  | 801.2738 | 0 | 0 | 49.8927 | 0
15.02. | 12 | 849.6744 |  | 799.7817 | 0 | 0 | 49.8927 | 0
15.02. | 13 | 849.6744 |  | 799.7817 | 0 | 0 | 49.8927 | 0
15.02. | 14 | 848.1823 |  | 798.2896 | 0 | 0 | 49.8927 | 0
15.02. | 15 | 848.1823 |  | 798.2896 | 0 | 0 | 49.8927 | 0
15.02. | 16 | 848.1823 |  | 798.2896 | 0 | 0 | 49.8927 | 0
15.02. | 17 | 848.1823 |  | 798.2896 | 0 | 0 | 49.8927 | 0
15.02. | 18 | 849.6744 |  | 799.7817 | 0 | 0 | 49.8927 | 0
15.02. | 19 | 849.6744 |  | 799.7817 | 0 | 0 | 49.8927 | 0
15.02. | 20 | 849.6744 |  | 799.7817 | 0 | 0 | 49.8927 | 0
15.02. | 21 | 851.1665 |  | 801.2738 | 0 | 0 | 49.8927 | 0
15.02. | 22 | 852.6586 |  | 802.7659 | 0 | 0 | 49.8927 | 0
15.02. | 23 | 855.6429 |  | 805.7502 | 0 | 0 | 49.8927 | 0
15.02. | 24 | 855.6429 |  | 805.7502 | 0 | 0 | 49.8927 | 0
16.02. | 1 | 857.135 |  | 807.2423 | 0 | 0 | 49.8927 | 0
16.02. | 2 | 857.135 |  | 807.2423 | 0 | 0 | 49.8927 | 0
16.02. | 3 | 858.6272 |  | 808.7345 | 0 | 0 | 49.8927 | 0
16.02. | 4 | 858.6272 |  | 808.7345 | 0 | 0 | 49.8927 | 0
16.02. | 5 | 858.6272 |  | 808.7345 | 0 | 0 | 49.8927 | 0
16.02. | 6 | 858.6272 |  | 808.7345 | 0 | 0 | 49.8927 | 0
16.02. | 7 | 858.6272 |  | 808.7345 | 0 | 0 | 49.8927 | 0
16.02. | 8 | 863.1036 |  | 813.2109 | 0 | 0 | 49.8927 | 0
16.02. | 9 | 858.6272 |  | 808.7345 | 0 | 0 | 49.8927 | 0
16.02. | 10 | 858.6272 |  | 808.7345 | 0 | 0 | 49.8927 | 0
16.02. | 11 | 851.1665 |  | 801.2738 | 0 | 0 | 49.8927 | 0
16.02. | 12 | 849.6744 |  | 799.7817 | 0 | 0 | 49.8927 | 0
16.02. | 13 | 849.6744 |  | 799.7817 | 0 | 0 | 49.8927 | 0
16.02. | 14 | 848.1823 |  | 798.2896 | 0 | 0 | 49.8927 | 0
16.02. | 15 | 848.1823 |  | 798.2896 | 0 | 0 | 49.8927 | 0
16.02. | 16 | 846.6901 |  | 796.7974 | 0 | 0 | 49.8927 | 0
16.02. | 17 | 846.6901 |  | 796.7974 | 0 | 0 | 49.8927 | 0
16.02. | 18 | 846.6901 |  | 796.7974 | 0 | 0 | 49.8927 | 0
16.02. | 19 | 846.6901 |  | 796.7974 | 0 | 0 | 49.8927 | 0
16.02. | 20 | 846.6901 |  | 796.7974 | 0 | 0 | 49.8927 | 0
16.02. | 21 | 848.1823 |  | 798.2896 | 0 | 0 | 49.8927 | 0
16.02. | 22 | 848.1823 |  | 798.2896 | 0 | 0 | 49.8927 | 0
16.02. | 23 | 849.6744 |  | 799.7817 | 0 | 0 | 49.8927 | 0
16.02. | 24 | 849.6744 |  | 799.7817 | 0 | 0 | 49.8927 | 0
17.02. | 1 | 849.6744 |  | 799.7817 | 0 | 0 | 49.8927 | 0
17.02. | 2 | 849.6744 |  | 799.7817 | 0 | 0 | 49.8927 | 0
17.02. | 3 | 849.6744 |  | 799.7817 | 0 | 0 | 49.8927 | 0
17.02. | 4 | 849.6744 |  | 799.7817 | 0 | 0 | 49.8927 | 0
17.02. | 5 | 849.6744 |  | 799.7817 | 0 | 0 | 49.8927 | 0
17.02. | 6 | 849.6744 |  | 799.7817 | 0 | 0 | 49.8927 | 0
17.02. | 7 | 849.6744 |  | 799.7817 | 0 | 0 | 49.8927 | 0
17.02. | 8 | 852.6586 |  | 802.7659 | 0 | 0 | 49.8927 | 0
17.02. | 9 | 851.1665 |  | 801.2738 | 0 | 0 | 49.8927 | 0
17.02. | 10 | 851.1665 |  | 801.2738 | 0 | 0 | 49.8927 | 0
17.02. | 11 | 846.6901 |  | 796.7974 | 0 | 0 | 49.8927 | 0
17.02. | 12 | 846.6901 |  | 796.7974 | 0 | 0 | 49.8927 | 0
17.02. | 13 | 845.198 |  | 795.3053 | 0 | 0 | 49.8927 | 0
17.02. | 14 | 845.198 |  | 795.3053 | 0 | 0 | 49.8927 | 0
17.02. | 15 | 843.7059 |  | 793.8132 | 0 | 0 | 49.8927 | 0
17.02. | 16 | 843.7059 |  | 793.8132 | 0 | 0 | 49.8927 | 0
17.02. | 17 | 843.7059 |  | 793.8132 | 0 | 0 | 49.8927 | 0
17.02. | 18 | 845.198 |  | 795.3053 | 0 | 0 | 49.8927 | 0
17.02. | 19 | 846.6901 |  | 796.7974 | 0 | 0 | 49.8927 | 0
17.02. | 20 | 846.6901 |  | 796.7974 | 0 | 0 | 49.8927 | 0
17.02. | 21 | 848.1823 |  | 798.2896 | 0 | 0 | 49.8927 | 0
17.02. | 22 | 849.6744 |  | 799.7817 | 0 | 0 | 49.8927 | 0
17.02. | 23 | 851.1665 |  | 801.2738 | 0 | 0 | 49.8927 | 0
17.02. | 24 | 851.1665 |  | 801.2738 | 0 | 0 | 49.8927 | 0
18.02. | 1 | 849.6744 |  | 799.7817 | 0 | 0 | 49.8927 | 0
18.02. | 2 | 849.6744 |  | 799.7817 | 0 | 0 | 49.8927 | 0
18.02. | 3 | 849.6744 |  | 799.7817 | 0 | 0 | 49.8927 | 0
18.02. | 4 | 848.1823 |  | 798.2896 | 0 | 0 | 49.8927 | 0
18.02. | 5 | 848.1823 |  | 798.2896 | 0 | 0 | 49.8927 | 0
18.02. | 6 | 846.6901 |  | 796.7974 | 0 | 0 | 49.8927 | 0
18.02. | 7 | 846.6901 |  | 796.7974 | 0 | 0 | 49.8927 | 0
18.02. | 8 | 848.1823 |  | 798.2896 | 0 | 0 | 49.8927 | 0
18.02. | 9 | 848.1823 |  | 798.2896 | 0 | 0 | 49.8927 | 0
18.02. | 10 | 848.1823 |  | 798.2896 | 0 | 0 | 49.8927 | 0
18.02. | 11 | 845.198 |  | 795.3053 | 0 | 0 | 49.8927 | 0
18.02. | 12 | 843.7059 |  | 793.8132 | 0 | 0 | 49.8927 | 0
18.02. | 13 | 843.7059 |  | 793.8132 | 0 | 0 | 49.8927 | 0
18.02. | 14 | 842.2137 |  | 792.321 | 0 | 0 | 49.8927 | 0
18.02. | 15 | 842.2137 |  | 792.321 | 0 | 0 | 49.8927 | 0
18.02. | 16 | 840.7216 |  | 790.8289 | 0 | 0 | 49.8927 | 0
18.02. | 17 | 840.7216 |  | 790.8289 | 0 | 0 | 49.8927 | 0
18.02. | 18 | 840.7216 |  | 790.8289 | 0 | 0 | 49.8927 | 0
18.02. | 19 | 839.2295 |  | 789.3368 | 0 | 0 | 49.8927 | 0
18.02. | 20 | 837.7373 |  | 787.8446 | 0 | 0 | 49.8927 | 0
18.02. | 21 | 839.2295 |  | 789.3368 | 0 | 0 | 49.8927 | 0
18.02. | 22 | 839.2295 |  | 789.3368 | 0 | 0 | 49.8927 | 0
18.02. | 23 | 840.7216 |  | 790.8289 | 0 | 0 | 49.8927 | 0
18.02. | 24 | 839.2295 |  | 789.3368 | 0 | 0 | 49.8927 | 0
19.02. | 1 | 839.2295 |  | 789.3368 | 0 | 0 | 49.8927 | 0
19.02. | 2 | 839.2295 |  | 789.3368 | 0 | 0 | 49.8927 | 0
19.02. | 3 | 840.7216 |  | 790.8289 | 0 | 0 | 49.8927 | 0
19.02. | 4 | 840.7216 |  | 790.8289 | 0 | 0 | 49.8927 | 0
19.02. | 5 | 840.7216 |  | 790.8289 | 0 | 0 | 49.8927 | 0
19.02. | 6 | 842.2137 |  | 792.321 | 0 | 0 | 49.8927 | 0
19.02. | 7 | 842.2137 |  | 792.321 | 0 | 0 | 49.8927 | 0
19.02. | 8 | 840.7216 |  | 790.8289 | 0 | 0 | 49.8927 | 0
19.02. | 9 | 837.7373 |  | 787.8446 | 0 | 0 | 49.8927 | 0
19.02. | 10 | 834.7531 |  | 784.8604 | 0 | 0 | 49.8927 | 0
19.02. | 11 | 831.7688 |  | 781.8761 | 0 | 0 | 49.8927 | 0
19.02. | 12 | 831.7688 |  | 781.8761 | 0 | 0 | 49.8927 | 0
19.02. | 13 | 831.7688 |  | 781.8761 | 0 | 0 | 49.8927 | 0
19.02. | 14 | 830.2767 |  | 780.384 | 0 | 0 | 49.8927 | 0
19.02. | 15 | 830.2767 |  | 780.384 | 0 | 0 | 49.8927 | 0
19.02. | 16 | 831.7688 |  | 781.8761 | 0 | 0 | 49.8927 | 0
19.02. | 17 | 833.261 |  | 783.3683 | 0 | 0 | 49.8927 | 0
19.02. | 18 | 837.7373 |  | 787.8446 | 0 | 0 | 49.8927 | 0
19.02. | 19 | 837.7373 |  | 787.8446 | 0 | 0 | 49.8927 | 0
19.02. | 20 | 839.2295 |  | 789.3368 | 0 | 0 | 49.8927 | 0
19.02. | 21 | 839.2295 |  | 789.3368 | 0 | 0 | 49.8927 | 0
19.02. | 22 | 840.7216 |  | 790.8289 | 0 | 0 | 49.8927 | 0
19.02. | 23 | 840.7216 |  | 790.8289 | 0 | 0 | 49.8927 | 0
19.02. | 24 | 840.7216 |  | 790.8289 | 0 | 0 | 49.8927 | 0
20.02. | 1 | 840.7216 |  | 790.8289 | 0 | 0 | 49.8927 | 0
20.02. | 2 | 840.7216 |  | 790.8289 | 0 | 0 | 49.8927 | 0
20.02. | 3 | 840.7216 |  | 790.8289 | 0 | 0 | 49.8927 | 0
20.02. | 4 | 840.7216 |  | 790.8289 | 0 | 0 | 49.8927 | 0
20.02. | 5 | 839.2295 |  | 789.3368 | 0 | 0 | 49.8927 | 0
20.02. | 6 | 839.2295 |  | 789.3368 | 0 | 0 | 49.8927 | 0
20.02. | 7 | 839.2295 |  | 789.3368 | 0 | 0 | 49.8927 | 0
20.02. | 8 | 842.2137 |  | 792.321 | 0 | 0 | 49.8927 | 0
20.02. | 9 | 842.2137 |  | 792.321 | 0 | 0 | 49.8927 | 0
20.02. | 10 | 843.7059 |  | 793.8132 | 0 | 0 | 49.8927 | 0
20.02. | 11 | 842.2137 |  | 792.321 | 0 | 0 | 49.8927 | 0
20.02. | 12 | 842.2137 |  | 792.321 | 0 | 0 | 49.8927 | 0
20.02. | 13 | 842.2137 |  | 792.321 | 0 | 0 | 49.8927 | 0
20.02. | 14 | 842.2137 |  | 792.321 | 0 | 0 | 49.8927 | 0
20.02. | 15 | 842.2137 |  | 792.321 | 0 | 0 | 49.8927 | 0
20.02. | 16 | 842.2137 |  | 792.321 | 0 | 0 | 49.8927 | 0
20.02. | 17 | 840.7216 |  | 790.8289 | 0 | 0 | 49.8927 | 0
20.02. | 18 | 840.7216 |  | 790.8289 | 0 | 0 | 49.8927 | 0
20.02. | 19 | 839.2295 |  | 789.3368 | 0 | 0 | 49.8927 | 0
20.02. | 20 | 837.7373 |  | 787.8446 | 0 | 0 | 49.8927 | 0
20.02. | 21 | 839.2295 |  | 789.3368 | 0 | 0 | 49.8927 | 0
20.02. | 22 | 840.7216 |  | 790.8289 | 0 | 0 | 49.8927 | 0
20.02. | 23 | 842.2137 |  | 792.321 | 0 | 0 | 49.8927 | 0
20.02. | 24 | 842.2137 |  | 792.321 | 0 | 0 | 49.8927 | 0
21.02. | 1 | 842.2137 |  | 792.321 | 0 | 0 | 49.8927 | 0
21.02. | 2 | 842.2137 |  | 792.321 | 0 | 0 | 49.8927 | 0
21.02. | 3 | 843.7059 |  | 793.8132 | 0 | 0 | 49.8927 | 0
21.02. | 4 | 843.7059 |  | 793.8132 | 0 | 0 | 49.8927 | 0
21.02. | 5 | 843.7059 |  | 793.8132 | 0 | 0 | 49.8927 | 0
21.02. | 6 | 843.7059 |  | 793.8132 | 0 | 0 | 49.8927 | 0
21.02. | 7 | 843.7059 |  | 793.8132 | 0 | 0 | 49.8927 | 0
21.02. | 8 | 846.6901 |  | 796.7974 | 0 | 0 | 49.8927 | 0
21.02. | 9 | 846.6901 |  | 796.7974 | 0 | 0 | 49.8927 | 0
21.02. | 10 | 848.1823 |  | 798.2896 | 0 | 0 | 49.8927 | 0
21.02. | 11 | 845.198 |  | 795.3053 | 0 | 0 | 49.8927 | 0
21.02. | 12 | 845.198 |  | 795.3053 | 0 | 0 | 49.8927 | 0
21.02. | 13 | 845.198 |  | 795.3053 | 0 | 0 | 49.8927 | 0
21.02. | 14 | 845.198 |  | 795.3053 | 0 | 0 | 49.8927 | 0
21.02. | 15 | 845.198 |  | 795.3053 | 0 | 0 | 49.8927 | 0
21.02. | 16 | 845.198 |  | 795.3053 | 0 | 0 | 49.8927 | 0
21.02. | 17 | 845.198 |  | 795.3053 | 0 | 0 | 49.8927 | 0
21.02. | 18 | 845.198 |  | 795.3053 | 0 | 0 | 49.8927 | 0
21.02. | 19 | 843.7059 |  | 793.8132 | 0 | 0 | 49.8927 | 0
21.02. | 20 | 842.2137 |  | 792.321 | 0 | 0 | 49.8927 | 0
21.02. | 21 | 843.7059 |  | 793.8132 | 0 | 0 | 49.8927 | 0
21.02. | 22 | 845.198 |  | 795.3053 | 0 | 0 | 49.8927 | 0
21.02. | 23 | 845.198 |  | 795.3053 | 0 | 0 | 49.8927 | 0
21.02. | 24 | 845.198 |  | 795.3053 | 0 | 0 | 49.8927 | 0
22.02. | 1 | 845.198 |  | 795.3053 | 0 | 0 | 49.8927 | 0
22.02. | 2 | 845.198 |  | 795.3053 | 0 | 0 | 49.8927 | 0
22.02. | 3 | 846.6901 |  | 796.7974 | 0 | 0 | 49.8927 | 0
22.02. | 4 | 846.6901 |  | 796.7974 | 0 | 0 | 49.8927 | 0
22.02. | 5 | 845.198 |  | 795.3053 | 0 | 0 | 49.8927 | 0
22.02. | 6 | 845.198 |  | 795.3053 | 0 | 0 | 49.8927 | 0
22.02. | 7 | 846.6901 |  | 796.7974 | 0 | 0 | 49.8927 | 0
22.02. | 8 | 848.1823 |  | 798.2896 | 0 | 0 | 49.8927 | 0
22.02. | 9 | 848.1823 |  | 798.2896 | 0 | 0 | 49.8927 | 0
22.02. | 10 | 849.6744 |  | 799.7817 | 0 | 0 | 49.8927 | 0
22.02. | 11 | 846.6901 |  | 796.7974 | 0 | 0 | 49.8927 | 0
22.02. | 12 | 846.6901 |  | 796.7974 | 0 | 0 | 49.8927 | 0
22.02. | 13 | 846.6901 |  | 796.7974 | 0 | 0 | 49.8927 | 0
22.02. | 14 | 846.6901 |  | 796.7974 | 0 | 0 | 49.8927 | 0
22.02. | 15 | 846.6901 |  | 796.7974 | 0 | 0 | 49.8927 | 0
22.02. | 16 | 846.6901 |  | 796.7974 | 0 | 0 | 49.8927 | 0
22.02. | 17 | 846.6901 |  | 796.7974 | 0 | 0 | 49.8927 | 0
22.02. | 18 | 846.6901 |  | 796.7974 | 0 | 0 | 49.8927 | 0
22.02. | 19 | 846.6901 |  | 796.7974 | 0 | 0 | 49.8927 | 0
22.02. | 20 | 845.198 |  | 795.3053 | 0 | 0 | 49.8927 | 0
22.02. | 21 | 848.1823 |  | 798.2896 | 0 | 0 | 49.8927 | 0
22.02. | 22 | 848.1823 |  | 798.2896 | 0 | 0 | 49.8927 | 0
22.02. | 23 | 849.6744 |  | 799.7817 | 0 | 0 | 49.8927 | 0
22.02. | 24 | 849.6744 |  | 799.7817 | 0 | 0 | 49.8927 | 0
23.02. | 1 | 849.6744 |  | 799.7817 | 0 | 0 | 49.8927 | 0
23.02. | 2 | 849.6744 |  | 799.7817 | 0 | 0 | 49.8927 | 0
23.02. | 3 | 849.6744 |  | 799.7817 | 0 | 0 | 49.8927 | 0
23.02. | 4 | 849.6744 |  | 799.7817 | 0 | 0 | 49.8927 | 0
23.02. | 5 | 849.6744 |  | 799.7817 | 0 | 0 | 49.8927 | 0
23.02. | 6 | 849.6744 |  | 799.7817 | 0 | 0 | 49.8927 | 0
23.02. | 7 | 851.1665 |  | 801.2738 | 0 | 0 | 49.8927 | 0
23.02. | 8 | 855.6429 |  | 805.7502 | 0 | 0 | 49.8927 | 0
23.02. | 9 | 855.6429 |  | 805.7502 | 0 | 0 | 49.8927 | 0
23.02. | 10 | 857.135 |  | 807.2423 | 0 | 0 | 49.8927 | 0
23.02. | 11 | 852.6586 |  | 802.7659 | 0 | 0 | 49.8927 | 0
23.02. | 12 | 852.6586 |  | 802.7659 | 0 | 0 | 49.8927 | 0
23.02. | 13 | 852.6586 |  | 802.7659 | 0 | 0 | 49.8927 | 0
23.02. | 14 | 852.6586 |  | 802.7659 | 0 | 0 | 49.8927 | 0
23.02. | 15 | 852.6586 |  | 802.7659 | 0 | 0 | 49.8927 | 0
23.02. | 16 | 852.6586 |  | 802.7659 | 0 | 0 | 49.8927 | 0
23.02. | 17 | 852.6586 |  | 802.7659 | 0 | 0 | 49.8927 | 0
23.02. | 18 | 854.1508 |  | 804.2581 | 0 | 0 | 49.8927 | 0
23.02. | 19 | 854.1508 |  | 804.2581 | 0 | 0 | 49.8927 | 0
23.02. | 20 | 854.1508 |  | 804.2581 | 0 | 0 | 49.8927 | 0
23.02. | 21 | 857.135 |  | 807.2423 | 0 | 0 | 49.8927 | 0
23.02. | 22 | 858.6272 |  | 808.7345 | 0 | 0 | 49.8927 | 0
23.02. | 23 | 861.6114 |  | 811.7187 | 0 | 0 | 49.8927 | 0
23.02. | 24 | 863.1036 |  | 813.2109 | 0 | 0 | 49.8927 | 0
24.02. | 1 | 863.1036 |  | 813.2109 | 0 | 0 | 49.8927 | 0
24.02. | 2 | 864.5957 |  | 814.703 | 0 | 0 | 49.8927 | 0
24.02. | 3 | 867.5799 |  | 817.6872 | 0 | 0 | 49.8927 | 0
24.02. | 4 | 869.0721 |  | 819.1794 | 0 | 0 | 49.8927 | 0
24.02. | 5 | 869.0721 |  | 819.1794 | 0 | 0 | 49.8927 | 0
24.02. | 6 | 869.0721 |  | 819.1794 | 0 | 0 | 49.8927 | 0
24.02. | 7 | 872.0563 |  | 822.1636 | 0 | 0 | 49.8927 | 0
24.02. | 8 | 873.5485 |  | 823.6558 | 0 | 0 | 49.8927 | 0
24.02. | 9 | 873.5485 |  | 823.6558 | 0 | 0 | 49.8927 | 0
24.02. | 10 | 873.5485 |  | 823.6558 | 0 | 0 | 49.8927 | 0
24.02. | 11 | 863.1036 |  | 813.2109 | 0 | 0 | 49.8927 | 0
24.02. | 12 | 861.6114 |  | 811.7187 | 0 | 0 | 49.8927 | 0
24.02. | 13 | 861.6114 |  | 811.7187 | 0 | 0 | 49.8927 | 0
24.02. | 14 | 863.1036 |  | 813.2109 | 0 | 0 | 49.8927 | 0
24.02. | 15 | 863.1036 |  | 813.2109 | 0 | 0 | 49.8927 | 0
24.02. | 16 | 866.0878 |  | 816.1951 | 0 | 0 | 49.8927 | 0
24.02. | 17 | 870.5642 |  | 820.6715 | 0 | 0 | 49.8927 | 0
24.02. | 18 | 873.5485 |  | 823.6558 | 0 | 0 | 49.8927 | 0
24.02. | 19 | 873.5485 |  | 823.6558 | 0 | 0 | 49.8927 | 0
24.02. | 20 | 873.5485 |  | 823.6558 | 0 | 0 | 49.8927 | 0
24.02. | 21 | 873.5485 |  | 823.6558 | 0 | 0 | 49.8927 | 0
24.02. | 22 | 873.5485 |  | 823.6558 | 0 | 0 | 49.8927 | 0
24.02. | 23 | 873.5485 |  | 823.6558 | 0 | 0 | 49.8927 | 0
24.02. | 24 | 873.5485 |  | 823.6558 | 0 | 0 | 49.8927 | 0
25.02. | 1 | 873.5485 |  | 823.6558 | 0 | 0 | 49.8927 | 0
25.02. | 2 | 873.5485 |  | 823.6558 | 0 | 0 | 49.8927 | 0
25.02. | 3 | 873.5485 |  | 823.6558 | 0 | 0 | 49.8927 | 0
25.02. | 4 | 873.5485 |  | 823.6558 | 0 | 0 | 49.8927 | 0
25.02. | 5 | 873.5485 |  | 823.6558 | 0 | 0 | 49.8927 | 0
25.02. | 6 | 873.5485 |  | 823.6558 | 0 | 0 | 49.8927 | 0
25.02. | 7 | 873.5485 |  | 823.6558 | 0 | 0 | 49.8927 | 0
25.02. | 8 | 873.5485 |  | 823.6558 | 0 | 0 | 49.8927 | 0
25.02. | 9 | 873.5485 |  | 823.6558 | 0 | 0 | 49.8927 | 0
25.02. | 10 | 873.5485 |  | 823.6558 | 0 | 0 | 49.8927 | 0
25.02. | 11 | 870.5642 |  | 820.6715 | 0 | 0 | 49.8927 | 0
25.02. | 12 | 869.0721 |  | 819.1794 | 0 | 0 | 49.8927 | 0
25.02. | 13 | 867.5799 |  | 817.6872 | 0 | 0 | 49.8927 | 0
25.02. | 14 | 866.0878 |  | 816.1951 | 0 | 0 | 49.8927 | 0
25.02. | 15 | 866.0878 |  | 816.1951 | 0 | 0 | 49.8927 | 0
25.02. | 16 | 870.5642 |  | 820.6715 | 0 | 0 | 49.8927 | 0
25.02. | 17 | 873.5485 |  | 823.6558 | 0 | 0 | 49.8927 | 0
25.02. | 18 | 873.5485 |  | 823.6558 | 0 | 0 | 49.8927 | 0
25.02. | 19 | 873.5485 |  | 823.6558 | 0 | 0 | 49.8927 | 0
25.02. | 20 | 873.5485 |  | 823.6558 | 0 | 0 | 49.8927 | 0
25.02. | 21 | 873.5485 |  | 823.6558 | 0 | 0 | 49.8927 | 0
25.02. | 22 | 873.5485 |  | 823.6558 | 0 | 0 | 49.8927 | 0
25.02. | 23 | 873.5485 |  | 823.6558 | 0 | 0 | 49.8927 | 0
25.02. | 24 | 873.5485 |  | 823.6558 | 0 | 0 | 49.8927 | 0
26.02. | 1 | 873.5485 |  | 823.6558 | 0 | 0 | 49.8927 | 0
26.02. | 2 | 873.5485 |  | 823.6558 | 0 | 0 | 49.8927 | 0
26.02. | 3 | 873.5485 |  | 823.6558 | 0 | 0 | 49.8927 | 0
26.02. | 4 | 873.5485 |  | 823.6558 | 0 | 0 | 49.8927 | 0
26.02. | 5 | 873.5485 |  | 823.6558 | 0 | 0 | 49.8927 | 0
26.02. | 6 | 873.5485 |  | 823.6558 | 0 | 0 | 49.8927 | 0
26.02. | 7 | 873.5485 |  | 823.6558 | 0 | 0 | 49.8927 | 0
26.02. | 8 | 873.5485 |  | 823.6558 | 0 | 0 | 49.8927 | 0
26.02. | 9 | 873.5485 |  | 823.6558 | 0 | 0 | 49.8927 | 0
26.02. | 10 | 873.5485 |  | 823.6558 | 0 | 0 | 49.8927 | 0
26.02. | 11 | 866.0878 |  | 816.1951 | 0 | 0 | 49.8927 | 0
26.02. | 12 | 863.1036 |  | 813.2109 | 0 | 0 | 49.8927 | 0
26.02. | 13 | 860.1193 |  | 810.2266 | 0 | 0 | 49.8927 | 0
26.02. | 14 | 858.6272 |  | 808.7345 | 0 | 0 | 49.8927 | 0
26.02. | 15 | 857.135 |  | 807.2423 | 0 | 0 | 49.8927 | 0
26.02. | 16 | 858.6272 |  | 808.7345 | 0 | 0 | 49.8927 | 0
26.02. | 17 | 864.5957 |  | 814.703 | 0 | 0 | 49.8927 | 0
26.02. | 18 | 873.5485 |  | 823.6558 | 0 | 0 | 49.8927 | 0
26.02. | 19 | 873.5485 |  | 823.6558 | 0 | 0 | 49.8927 | 0
26.02. | 20 | 873.5485 |  | 823.6558 | 0 | 0 | 49.8927 | 0
26.02. | 21 | 873.5485 |  | 823.6558 | 0 | 0 | 49.8927 | 0
26.02. | 22 | 873.5485 |  | 823.6558 | 0 | 0 | 49.8927 | 0
26.02. | 23 | 873.5485 |  | 823.6558 | 0 | 0 | 49.8927 | 0
26.02. | 24 | 873.5485 |  | 823.6558 | 0 | 0 | 49.8927 | 0
27.02. | 1 | 873.5485 |  | 823.6558 | 0 | 0 | 49.8927 | 0
27.02. | 2 | 873.5485 |  | 823.6558 | 0 | 0 | 49.8927 | 0
27.02. | 3 | 873.5485 |  | 823.6558 | 0 | 0 | 49.8927 | 0
27.02. | 4 | 873.5485 |  | 823.6558 | 0 | 0 | 49.8927 | 0
27.02. | 5 | 873.5485 |  | 823.6558 | 0 | 0 | 49.8927 | 0
27.02. | 6 | 873.5485 |  | 823.6558 | 0 | 0 | 49.8927 | 0
27.02. | 7 | 873.5485 |  | 823.6558 | 0 | 0 | 49.8927 | 0
27.02. | 8 | 873.5485 |  | 823.6558 | 0 | 0 | 49.8927 | 0
27.02. | 9 | 873.5485 |  | 823.6558 | 0 | 0 | 49.8927 | 0
27.02. | 10 | 873.5485 |  | 823.6558 | 0 | 0 | 49.8927 | 0
27.02. | 11 | 861.6114 |  | 811.7187 | 0 | 0 | 49.8927 | 0
27.02. | 12 | 858.6272 |  | 808.7345 | 0 | 0 | 49.8927 | 0
27.02. | 13 | 857.135 |  | 807.2423 | 0 | 0 | 49.8927 | 0
27.02. | 14 | 854.1508 |  | 804.2581 | 0 | 0 | 49.8927 | 0
27.02. | 15 | 854.1508 |  | 804.2581 | 0 | 0 | 49.8927 | 0
27.02. | 16 | 854.1508 |  | 804.2581 | 0 | 0 | 49.8927 | 0
27.02. | 17 | 855.6429 |  | 805.7502 | 0 | 0 | 49.8927 | 0
27.02. | 18 | 860.1193 |  | 810.2266 | 0 | 0 | 49.8927 | 0
27.02. | 19 | 860.1193 |  | 810.2266 | 0 | 0 | 49.8927 | 0
27.02. | 20 | 861.6114 |  | 811.7187 | 0 | 0 | 49.8927 | 0
27.02. | 21 | 866.0878 |  | 816.1951 | 0 | 0 | 49.8927 | 0
27.02. | 22 | 867.5799 |  | 817.6872 | 0 | 0 | 49.8927 | 0
27.02. | 23 | 872.0563 |  | 822.1636 | 0 | 0 | 49.8927 | 0
27.02. | 24 | 872.0563 |  | 822.1636 | 0 | 0 | 49.8927 | 0
28.02. | 1 | 873.5485 |  | 823.6558 | 0 | 0 | 49.8927 | 0
28.02. | 2 | 873.5485 |  | 823.6558 | 0 | 0 | 49.8927 | 0
28.02. | 3 | 873.5485 |  | 823.6558 | 0 | 0 | 49.8927 | 0
28.02. | 4 | 873.5485 |  | 823.6558 | 0 | 0 | 49.8927 | 0
28.02. | 5 | 873.5485 |  | 823.6558 | 0 | 0 | 49.8927 | 0
28.02. | 6 | 873.5485 |  | 823.6558 | 0 | 0 | 49.8927 | 0
28.02. | 7 | 873.5485 |  | 823.6558 | 0 | 0 | 49.8927 | 0
28.02. | 8 | 873.5485 |  | 823.6558 | 0 | 0 | 49.8927 | 0
28.02. | 9 | 867.5799 |  | 817.6872 | 0 | 0 | 49.8927 | 0
28.02. | 10 | 864.5957 |  | 814.703 | 0 | 0 | 49.8927 | 0
28.02. | 11 | 854.1508 |  | 804.2581 | 0 | 0 | 49.8927 | 0
28.02. | 12 | 852.6586 |  | 802.7659 | 0 | 0 | 49.8927 | 0
28.02. | 13 | 852.6586 |  | 802.7659 | 0 | 0 | 49.8927 | 0
28.02. | 14 | 851.1665 |  | 801.2738 | 0 | 0 | 49.8927 | 0
28.02. | 15 | 851.1665 |  | 801.2738 | 0 | 0 | 49.8927 | 0
28.02. | 16 | 852.6586 |  | 802.7659 | 0 | 0 | 49.8927 | 0
28.02. | 17 | 854.1508 |  | 804.2581 | 0 | 0 | 49.8927 | 0
28.02. | 18 | 861.6114 |  | 811.7187 | 0 | 0 | 49.8927 | 0
28.02. | 19 | 866.0878 |  | 816.1951 | 0 | 0 | 49.8927 | 0
28.02. | 20 | 867.5799 |  | 817.6872 | 0 | 0 | 49.8927 | 0
28.02. | 21 | 872.0563 |  | 822.1636 | 0 | 0 | 49.8927 | 0
28.02. | 22 | 873.5485 |  | 823.6558 | 0 | 0 | 49.8927 | 0
28.02. | 23 | 873.5485 |  | 823.6558 | 0 | 0 | 49.8927 | 0
28.02. | 24 | 873.5485 |  | 823.6558 | 0 | 0 | 49.8927 | 0
01.03. | 1 | 816.6335 |  | 769.9391 | 0 | 0 | 46.6945 | 0
01.03. | 2 | 816.6335 |  | 769.9391 | 0 | 0 | 46.6945 | 0
01.03. | 3 | 816.6335 |  | 769.9391 | 0 | 0 | 46.6945 | 0
01.03. | 4 | 816.6335 |  | 769.9391 | 0 | 0 | 46.6945 | 0
01.03. | 5 | 816.6335 |  | 769.9391 | 0 | 0 | 46.6945 | 0
01.03. | 6 | 816.6335 |  | 769.9391 | 0 | 0 | 46.6945 | 0
01.03. | 7 | 816.6335 |  | 769.9391 | 0 | 0 | 46.6945 | 0
01.03. | 8 | 816.6335 |  | 769.9391 | 0 | 0 | 46.6945 | 0
01.03. | 9 | 816.6335 |  | 769.9391 | 0 | 0 | 46.6945 | 0
01.03. | 10 | 816.6335 |  | 769.9391 | 0 | 0 | 46.6945 | 0
01.03. | 11 | 810.665 |  | 763.9706 | 0 | 0 | 46.6945 | 0
01.03. | 12 | 810.665 |  | 763.9706 | 0 | 0 | 46.6945 | 0
01.03. | 13 | 812.1571 |  | 765.4627 | 0 | 0 | 46.6945 | 0
01.03. | 14 | 812.1571 |  | 765.4627 | 0 | 0 | 46.6945 | 0
01.03. | 15 | 812.1571 |  | 765.4627 | 0 | 0 | 46.6945 | 0
01.03. | 16 | 815.1414 |  | 768.447 | 0 | 0 | 46.6945 | 0
01.03. | 17 | 816.6335 |  | 769.9391 | 0 | 0 | 46.6945 | 0
01.03. | 18 | 816.6335 |  | 769.9391 | 0 | 0 | 46.6945 | 0
01.03. | 19 | 816.6335 |  | 769.9391 | 0 | 0 | 46.6945 | 0
01.03. | 20 | 816.6335 |  | 769.9391 | 0 | 0 | 46.6945 | 0
01.03. | 21 | 816.6335 |  | 769.9391 | 0 | 0 | 46.6945 | 0
01.03. | 22 | 816.6335 |  | 769.9391 | 0 | 0 | 46.6945 | 0
01.03. | 23 | 816.6335 |  | 769.9391 | 0 | 0 | 46.6945 | 0
01.03. | 24 | 816.6335 |  | 769.9391 | 0 | 0 | 46.6945 | 0
02.03. | 1 | 816.6335 |  | 769.9391 | 0 | 0 | 46.6945 | 0
02.03. | 2 | 816.6335 |  | 769.9391 | 0 | 0 | 46.6945 | 0
02.03. | 3 | 816.6335 |  | 769.9391 | 0 | 0 | 46.6945 | 0
02.03. | 4 | 816.6335 |  | 769.9391 | 0 | 0 | 46.6945 | 0
02.03. | 5 | 816.6335 |  | 769.9391 | 0 | 0 | 46.6945 | 0
02.03. | 6 | 816.6335 |  | 769.9391 | 0 | 0 | 46.6945 | 0
02.03. | 7 | 816.6335 |  | 769.9391 | 0 | 0 | 46.6945 | 0
02.03. | 8 | 816.6335 |  | 769.9391 | 0 | 0 | 46.6945 | 0
02.03. | 9 | 816.6335 |  | 769.9391 | 0 | 0 | 46.6945 | 0
02.03. | 10 | 816.6335 |  | 769.9391 | 0 | 0 | 46.6945 | 0
02.03. | 11 | 816.6335 |  | 769.9391 | 0 | 0 | 46.6945 | 0
02.03. | 12 | 816.6335 |  | 769.9391 | 0 | 0 | 46.6945 | 0
02.03. | 13 | 815.1414 |  | 768.447 | 0 | 0 | 46.6945 | 0
02.03. | 14 | 813.6493 |  | 766.9548 | 0 | 0 | 46.6945 | 0
02.03. | 15 | 812.1571 |  | 765.4627 | 0 | 0 | 46.6945 | 0
02.03. | 16 | 815.1414 |  | 768.447 | 0 | 0 | 46.6945 | 0
02.03. | 17 | 816.6335 |  | 769.9391 | 0 | 0 | 46.6945 | 0
02.03. | 18 | 816.6335 |  | 769.9391 | 0 | 0 | 46.6945 | 0
02.03. | 19 | 816.6335 |  | 769.9391 | 0 | 0 | 46.6945 | 0
02.03. | 20 | 816.6335 |  | 769.9391 | 0 | 0 | 46.6945 | 0
02.03. | 21 | 816.6335 |  | 769.9391 | 0 | 0 | 46.6945 | 0
02.03. | 22 | 816.6335 |  | 769.9391 | 0 | 0 | 46.6945 | 0
02.03. | 23 | 816.6335 |  | 769.9391 | 0 | 0 | 46.6945 | 0
02.03. | 24 | 816.6335 |  | 769.9391 | 0 | 0 | 46.6945 | 0
03.03. | 1 | 816.6335 |  | 769.9391 | 0 | 0 | 46.6945 | 0
03.03. | 2 | 816.6335 |  | 769.9391 | 0 | 0 | 46.6945 | 0
03.03. | 3 | 816.6335 |  | 769.9391 | 0 | 0 | 46.6945 | 0
03.03. | 4 | 816.6335 |  | 769.9391 | 0 | 0 | 46.6945 | 0
03.03. | 5 | 816.6335 |  | 769.9391 | 0 | 0 | 46.6945 | 0
03.03. | 6 | 816.6335 |  | 769.9391 | 0 | 0 | 46.6945 | 0
03.03. | 7 | 816.6335 |  | 769.9391 | 0 | 0 | 46.6945 | 0
03.03. | 8 | 816.6335 |  | 769.9391 | 0 | 0 | 46.6945 | 0
03.03. | 9 | 816.6335 |  | 769.9391 | 0 | 0 | 46.6945 | 0
03.03. | 10 | 816.6335 |  | 769.9391 | 0 | 0 | 46.6945 | 0
03.03. | 11 | 816.6335 |  | 769.9391 | 0 | 0 | 46.6945 | 0
03.03. | 12 | 816.6335 |  | 769.9391 | 0 | 0 | 46.6945 | 0
03.03. | 13 | 815.1414 |  | 768.447 | 0 | 0 | 46.6945 | 0
03.03. | 14 | 815.1414 |  | 768.447 | 0 | 0 | 46.6945 | 0
03.03. | 15 | 816.6335 |  | 769.9391 | 0 | 0 | 46.6945 | 0
03.03. | 16 | 816.6335 |  | 769.9391 | 0 | 0 | 46.6945 | 0
03.03. | 17 | 815.1414 |  | 768.447 | 0 | 0 | 46.6945 | 0
03.03. | 18 | 816.6335 |  | 769.9391 | 0 | 0 | 46.6945 | 0
03.03. | 19 | 815.1414 |  | 768.447 | 0 | 0 | 46.6945 | 0
03.03. | 20 | 815.1414 |  | 768.447 | 0 | 0 | 46.6945 | 0
03.03. | 21 | 816.6335 |  | 769.9391 | 0 | 0 | 46.6945 | 0
03.03. | 22 | 816.6335 |  | 769.9391 | 0 | 0 | 46.6945 | 0
03.03. | 23 | 816.6335 |  | 769.9391 | 0 | 0 | 46.6945 | 0
03.03. | 24 | 816.6335 |  | 769.9391 | 0 | 0 | 46.6945 | 0
04.03. | 1 | 816.6335 |  | 769.9391 | 0 | 0 | 46.6945 | 0
04.03. | 2 | 816.6335 |  | 769.9391 | 0 | 0 | 46.6945 | 0
04.03. | 3 | 816.6335 |  | 769.9391 | 0 | 0 | 46.6945 | 0
04.03. | 4 | 816.6335 |  | 769.9391 | 0 | 0 | 46.6945 | 0
04.03. | 5 | 816.6335 |  | 769.9391 | 0 | 0 | 46.6945 | 0
04.03. | 6 | 816.6335 |  | 769.9391 | 0 | 0 | 46.6945 | 0
04.03. | 7 | 816.6335 |  | 769.9391 | 0 | 0 | 46.6945 | 0
04.03. | 8 | 816.6335 |  | 769.9391 | 0 | 0 | 46.6945 | 0
04.03. | 9 | 816.6335 |  | 769.9391 | 0 | 0 | 46.6945 | 0
04.03. | 10 | 816.6335 |  | 769.9391 | 0 | 0 | 46.6945 | 0
04.03. | 11 | 813.6493 |  | 766.9548 | 0 | 0 | 46.6945 | 0
04.03. | 12 | 813.6493 |  | 766.9548 | 0 | 0 | 46.6945 | 0
04.03. | 13 | 812.1571 |  | 765.4627 | 0 | 0 | 46.6945 | 0
04.03. | 14 | 812.1571 |  | 765.4627 | 0 | 0 | 46.6945 | 0
04.03. | 15 | 812.1571 |  | 765.4627 | 0 | 0 | 46.6945 | 0
04.03. | 16 | 810.665 |  | 763.9706 | 0 | 0 | 46.6945 | 0
04.03. | 17 | 809.1729 |  | 762.4784 | 0 | 0 | 46.6945 | 0
04.03. | 18 | 810.665 |  | 763.9706 | 0 | 0 | 46.6945 | 0
04.03. | 19 | 810.665 |  | 763.9706 | 0 | 0 | 46.6945 | 0
04.03. | 20 | 810.665 |  | 763.9706 | 0 | 0 | 46.6945 | 0
04.03. | 21 | 813.6493 |  | 766.9548 | 0 | 0 | 46.6945 | 0
04.03. | 22 | 815.1414 |  | 768.447 | 0 | 0 | 46.6945 | 0
04.03. | 23 | 816.6335 |  | 769.9391 | 0 | 0 | 46.6945 | 0
04.03. | 24 | 816.6335 |  | 769.9391 | 0 | 0 | 46.6945 | 0
05.03. | 1 | 816.6335 |  | 769.9391 | 0 | 0 | 46.6945 | 0
05.03. | 2 | 816.6335 |  | 769.9391 | 0 | 0 | 46.6945 | 0
05.03. | 3 | 816.6335 |  | 769.9391 | 0 | 0 | 46.6945 | 0
05.03. | 4 | 816.6335 |  | 769.9391 | 0 | 0 | 46.6945 | 0
05.03. | 5 | 816.6335 |  | 769.9391 | 0 | 0 | 46.6945 | 0
05.03. | 6 | 816.6335 |  | 769.9391 | 0 | 0 | 46.6945 | 0
05.03. | 7 | 816.6335 |  | 769.9391 | 0 | 0 | 46.6945 | 0
05.03. | 8 | 816.6335 |  | 769.9391 | 0 | 0 | 46.6945 | 0
05.03. | 9 | 816.6335 |  | 769.9391 | 0 | 0 | 46.6945 | 0
05.03. | 10 | 816.6335 |  | 769.9391 | 0 | 0 | 46.6945 | 0
05.03. | 11 | 807.6807 |  | 760.9863 | 0 | 0 | 46.6945 | 0
05.03. | 12 | 806.1886 |  | 759.4942 | 0 | 0 | 46.6945 | 0
05.03. | 13 | 804.6965 |  | 758.002 | 0 | 0 | 46.6945 | 0
05.03. | 14 | 804.6965 |  | 758.002 | 0 | 0 | 46.6945 | 0
05.03. | 15 | 804.6965 |  | 758.002 | 0 | 0 | 46.6945 | 0
05.03. | 16 | 806.1886 |  | 759.4942 | 0 | 0 | 46.6945 | 0
05.03. | 17 | 806.1886 |  | 759.4942 | 0 | 0 | 46.6945 | 0
05.03. | 18 | 810.665 |  | 763.9706 | 0 | 0 | 46.6945 | 0
05.03. | 19 | 812.1571 |  | 765.4627 | 0 | 0 | 46.6945 | 0
05.03. | 20 | 812.1571 |  | 765.4627 | 0 | 0 | 46.6945 | 0
05.03. | 21 | 815.1414 |  | 768.447 | 0 | 0 | 46.6945 | 0
05.03. | 22 | 816.6335 |  | 769.9391 | 0 | 0 | 46.6945 | 0
05.03. | 23 | 816.6335 |  | 769.9391 | 0 | 0 | 46.6945 | 0
05.03. | 24 | 816.6335 |  | 769.9391 | 0 | 0 | 46.6945 | 0
06.03. | 1 | 816.6335 |  | 769.9391 | 0 | 0 | 46.6945 | 0
06.03. | 2 | 816.6335 |  | 769.9391 | 0 | 0 | 46.6945 | 0
06.03. | 3 | 816.6335 |  | 769.9391 | 0 | 0 | 46.6945 | 0
06.03. | 4 | 816.6335 |  | 769.9391 | 0 | 0 | 46.6945 | 0
06.03. | 5 | 816.6335 |  | 769.9391 | 0 | 0 | 46.6945 | 0
06.03. | 6 | 816.6335 |  | 769.9391 | 0 | 0 | 46.6945 | 0
06.03. | 7 | 816.6335 |  | 769.9391 | 0 | 0 | 46.6945 | 0
06.03. | 8 | 816.6335 |  | 769.9391 | 0 | 0 | 46.6945 | 0
06.03. | 9 | 816.6335 |  | 769.9391 | 0 | 0 | 46.6945 | 0
06.03. | 10 | 810.665 |  | 763.9706 | 0 | 0 | 46.6945 | 0
06.03. | 11 | 803.2044 |  | 756.5099 | 0 | 0 | 46.6945 | 0
06.03. | 12 | 801.7122 |  | 755.0178 | 0 | 0 | 46.6945 | 0
06.03. | 13 | 801.7122 |  | 755.0178 | 0 | 0 | 46.6945 | 0
06.03. | 14 | 801.7122 |  | 755.0178 | 0 | 0 | 46.6945 | 0
06.03. | 15 | 801.7122 |  | 755.0178 | 0 | 0 | 46.6945 | 0
06.03. | 16 | 801.7122 |  | 755.0178 | 0 | 0 | 46.6945 | 0
06.03. | 17 | 801.7122 |  | 755.0178 | 0 | 0 | 46.6945 | 0
06.03. | 18 | 803.2044 |  | 756.5099 | 0 | 0 | 46.6945 | 0
06.03. | 19 | 804.6965 |  | 758.002 | 0 | 0 | 46.6945 | 0
06.03. | 20 | 803.2044 |  | 756.5099 | 0 | 0 | 46.6945 | 0
06.03. | 21 | 804.6965 |  | 758.002 | 0 | 0 | 46.6945 | 0
06.03. | 22 | 806.1886 |  | 759.4942 | 0 | 0 | 46.6945 | 0
06.03. | 23 | 807.6807 |  | 760.9863 | 0 | 0 | 46.6945 | 0
06.03. | 24 | 807.6807 |  | 760.9863 | 0 | 0 | 46.6945 | 0
07.03. | 1 | 809.1729 |  | 762.4784 | 0 | 0 | 46.6945 | 0
07.03. | 2 | 809.1729 |  | 762.4784 | 0 | 0 | 46.6945 | 0
07.03. | 3 | 810.665 |  | 763.9706 | 0 | 0 | 46.6945 | 0
07.03. | 4 | 812.1571 |  | 765.4627 | 0 | 0 | 46.6945 | 0
07.03. | 5 | 813.6493 |  | 766.9548 | 0 | 0 | 46.6945 | 0
07.03. | 6 | 815.1414 |  | 768.447 | 0 | 0 | 46.6945 | 0
07.03. | 7 | 816.6335 |  | 769.9391 | 0 | 0 | 46.6945 | 0
07.03. | 8 | 816.6335 |  | 769.9391 | 0 | 0 | 46.6945 | 0
07.03. | 9 | 810.665 |  | 763.9706 | 0 | 0 | 46.6945 | 0
07.03. | 10 | 807.6807 |  | 760.9863 | 0 | 0 | 46.6945 | 0
07.03. | 11 | 801.7122 |  | 755.0178 | 0 | 0 | 46.6945 | 0
07.03. | 12 | 801.7122 |  | 755.0178 | 0 | 0 | 46.6945 | 0
07.03. | 13 | 801.7122 |  | 755.0178 | 0 | 0 | 46.6945 | 0
07.03. | 14 | 801.7122 |  | 755.0178 | 0 | 0 | 46.6945 | 0
07.03. | 15 | 801.7122 |  | 755.0178 | 0 | 0 | 46.6945 | 0
07.03. | 16 | 801.7122 |  | 755.0178 | 0 | 0 | 46.6945 | 0
07.03. | 17 | 801.7122 |  | 755.0178 | 0 | 0 | 46.6945 | 0
07.03. | 18 | 804.6965 |  | 758.002 | 0 | 0 | 46.6945 | 0
07.03. | 19 | 806.1886 |  | 759.4942 | 0 | 0 | 46.6945 | 0
07.03. | 20 | 806.1886 |  | 759.4942 | 0 | 0 | 46.6945 | 0
07.03. | 21 | 809.1729 |  | 762.4784 | 0 | 0 | 46.6945 | 0
07.03. | 22 | 812.1571 |  | 765.4627 | 0 | 0 | 46.6945 | 0
07.03. | 23 | 815.1414 |  | 768.447 | 0 | 0 | 46.6945 | 0
07.03. | 24 | 815.1414 |  | 768.447 | 0 | 0 | 46.6945 | 0
08.03. | 1 | 816.6335 |  | 769.9391 | 0 | 0 | 46.6945 | 0
08.03. | 2 | 816.6335 |  | 769.9391 | 0 | 0 | 46.6945 | 0
08.03. | 3 | 816.6335 |  | 769.9391 | 0 | 0 | 46.6945 | 0
08.03. | 4 | 816.6335 |  | 769.9391 | 0 | 0 | 46.6945 | 0
08.03. | 5 | 816.6335 |  | 769.9391 | 0 | 0 | 46.6945 | 0
08.03. | 6 | 816.6335 |  | 769.9391 | 0 | 0 | 46.6945 | 0
08.03. | 7 | 816.6335 |  | 769.9391 | 0 | 0 | 46.6945 | 0
08.03. | 8 | 816.6335 |  | 769.9391 | 0 | 0 | 46.6945 | 0
08.03. | 9 | 812.1571 |  | 765.4627 | 0 | 0 | 46.6945 | 0
08.03. | 10 | 806.1886 |  | 759.4942 | 0 | 0 | 46.6945 | 0
08.03. | 11 | 801.7122 |  | 755.0178 | 0 | 0 | 46.6945 | 0
08.03. | 12 | 801.7122 |  | 755.0178 | 0 | 0 | 46.6945 | 0
08.03. | 13 | 801.7122 |  | 755.0178 | 0 | 0 | 46.6945 | 0
08.03. | 14 | 801.7122 |  | 755.0178 | 0 | 0 | 46.6945 | 0
08.03. | 15 | 801.7122 |  | 755.0178 | 0 | 0 | 46.6945 | 0
08.03. | 16 | 801.7122 |  | 755.0178 | 0 | 0 | 46.6945 | 0
08.03. | 17 | 801.7122 |  | 755.0178 | 0 | 0 | 46.6945 | 0
08.03. | 18 | 801.7122 |  | 755.0178 | 0 | 0 | 46.6945 | 0
08.03. | 19 | 801.7122 |  | 755.0178 | 0 | 0 | 46.6945 | 0
08.03. | 20 | 801.7122 |  | 755.0178 | 0 | 0 | 46.6945 | 0
08.03. | 21 | 804.6965 |  | 758.002 | 0 | 0 | 46.6945 | 0
08.03. | 22 | 807.6807 |  | 760.9863 | 0 | 0 | 46.6945 | 0
08.03. | 23 | 812.1571 |  | 765.4627 | 0 | 0 | 46.6945 | 0
08.03. | 24 | 813.6493 |  | 766.9548 | 0 | 0 | 46.6945 | 0
09.03. | 1 | 815.1414 |  | 768.447 | 0 | 0 | 46.6945 | 0
09.03. | 2 | 815.1414 |  | 768.447 | 0 | 0 | 46.6945 | 0
09.03. | 3 | 816.6335 |  | 769.9391 | 0 | 0 | 46.6945 | 0
09.03. | 4 | 816.6335 |  | 769.9391 | 0 | 0 | 46.6945 | 0
09.03. | 5 | 816.6335 |  | 769.9391 | 0 | 0 | 46.6945 | 0
09.03. | 6 | 816.6335 |  | 769.9391 | 0 | 0 | 46.6945 | 0
09.03. | 7 | 815.1414 |  | 768.447 | 0 | 0 | 46.6945 | 0
09.03. | 8 | 813.6493 |  | 766.9548 | 0 | 0 | 46.6945 | 0
09.03. | 9 | 804.6965 |  | 758.002 | 0 | 0 | 46.6945 | 0
09.03. | 10 | 801.7122 |  | 755.0178 | 0 | 0 | 46.6945 | 0
09.03. | 11 | 801.7122 |  | 755.0178 | 0 | 0 | 46.6945 | 0
09.03. | 12 | 801.7122 |  | 755.0178 | 0 | 0 | 46.6945 | 0
09.03. | 13 | 801.7122 |  | 755.0178 | 0 | 0 | 46.6945 | 0
09.03. | 14 | 801.7122 |  | 755.0178 | 0 | 0 | 46.6945 | 0
09.03. | 15 | 801.7122 |  | 755.0178 | 0 | 0 | 46.6945 | 0
09.03. | 16 | 801.7122 |  | 755.0178 | 0 | 0 | 46.6945 | 0
09.03. | 17 | 801.7122 |  | 755.0178 | 0 | 0 | 46.6945 | 0
09.03. | 18 | 801.7122 |  | 755.0178 | 0 | 0 | 46.6945 | 0
09.03. | 19 | 801.7122 |  | 755.0178 | 0 | 0 | 46.6945 | 0
09.03. | 20 | 803.2044 |  | 756.5099 | 0 | 0 | 46.6945 | 0
09.03. | 21 | 804.6965 |  | 758.002 | 0 | 0 | 46.6945 | 0
09.03. | 22 | 806.1886 |  | 759.4942 | 0 | 0 | 46.6945 | 0
09.03. | 23 | 809.1729 |  | 762.4784 | 0 | 0 | 46.6945 | 0
09.03. | 24 | 810.665 |  | 763.9706 | 0 | 0 | 46.6945 | 0
10.03. | 1 | 813.6493 |  | 766.9548 | 0 | 0 | 46.6945 | 0
10.03. | 2 | 815.1414 |  | 768.447 | 0 | 0 | 46.6945 | 0
10.03. | 3 | 816.6335 |  | 769.9391 | 0 | 0 | 46.6945 | 0
10.03. | 4 | 816.6335 |  | 769.9391 | 0 | 0 | 46.6945 | 0
10.03. | 5 | 816.6335 |  | 769.9391 | 0 | 0 | 46.6945 | 0
10.03. | 6 | 816.6335 |  | 769.9391 | 0 | 0 | 46.6945 | 0
10.03. | 7 | 816.6335 |  | 769.9391 | 0 | 0 | 46.6945 | 0
10.03. | 8 | 812.1571 |  | 765.4627 | 0 | 0 | 46.6945 | 0
10.03. | 9 | 801.7122 |  | 755.0178 | 0 | 0 | 46.6945 | 0
10.03. | 10 | 801.7122 |  | 755.0178 | 0 | 0 | 46.6945 | 0
10.03. | 11 | 801.7122 |  | 755.0178 | 0 | 0 | 46.6945 | 0
10.03. | 12 | 800.2201 |  | 753.5257 | 0 | 0 | 46.6945 | 0
10.03. | 13 | 798.728 |  | 752.0335 | 0 | 0 | 46.6945 | 0
10.03. | 14 | 797.2358 |  | 750.5414 | 0 | 0 | 46.6945 | 0
10.03. | 15 | 797.2358 |  | 750.5414 | 0 | 0 | 46.6945 | 0
10.03. | 16 | 798.728 |  | 752.0335 | 0 | 0 | 46.6945 | 0
10.03. | 17 | 800.2201 |  | 753.5257 | 0 | 0 | 46.6945 | 0
10.03. | 18 | 801.7122 |  | 755.0178 | 0 | 0 | 46.6945 | 0
10.03. | 19 | 801.7122 |  | 755.0178 | 0 | 0 | 46.6945 | 0
10.03. | 20 | 801.7122 |  | 755.0178 | 0 | 0 | 46.6945 | 0
10.03. | 21 | 803.2044 |  | 756.5099 | 0 | 0 | 46.6945 | 0
10.03. | 22 | 804.6965 |  | 758.002 | 0 | 0 | 46.6945 | 0
10.03. | 23 | 806.1886 |  | 759.4942 | 0 | 0 | 46.6945 | 0
10.03. | 24 | 806.1886 |  | 759.4942 | 0 | 0 | 46.6945 | 0
11.03. | 1 | 807.6807 |  | 760.9863 | 0 | 0 | 46.6945 | 0
11.03. | 2 | 807.6807 |  | 760.9863 | 0 | 0 | 46.6945 | 0
11.03. | 3 | 807.6807 |  | 760.9863 | 0 | 0 | 46.6945 | 0
11.03. | 4 | 807.6807 |  | 760.9863 | 0 | 0 | 46.6945 | 0
11.03. | 5 | 807.6807 |  | 760.9863 | 0 | 0 | 46.6945 | 0
11.03. | 6 | 807.6807 |  | 760.9863 | 0 | 0 | 46.6945 | 0
11.03. | 7 | 806.1886 |  | 759.4942 | 0 | 0 | 46.6945 | 0
11.03. | 8 | 804.6965 |  | 758.002 | 0 | 0 | 46.6945 | 0
11.03. | 9 | 801.7122 |  | 755.0178 | 0 | 0 | 46.6945 | 0
11.03. | 10 | 801.7122 |  | 755.0178 | 0 | 0 | 46.6945 | 0
11.03. | 11 | 800.2201 |  | 753.5257 | 0 | 0 | 46.6945 | 0
11.03. | 12 | 798.728 |  | 752.0335 | 0 | 0 | 46.6945 | 0
11.03. | 13 | 797.2358 |  | 750.5414 | 0 | 0 | 46.6945 | 0
11.03. | 14 | 795.7437 |  | 749.0493 | 0 | 0 | 46.6945 | 0
11.03. | 15 | 795.7437 |  | 749.0493 | 0 | 0 | 46.6945 | 0
11.03. | 16 | 797.2358 |  | 750.5414 | 0 | 0 | 46.6945 | 0
11.03. | 17 | 798.728 |  | 752.0335 | 0 | 0 | 46.6945 | 0
11.03. | 18 | 801.7122 |  | 755.0178 | 0 | 0 | 46.6945 | 0
11.03. | 19 | 801.7122 |  | 755.0178 | 0 | 0 | 46.6945 | 0
11.03. | 20 | 801.7122 |  | 755.0178 | 0 | 0 | 46.6945 | 0
11.03. | 21 | 801.7122 |  | 755.0178 | 0 | 0 | 46.6945 | 0
11.03. | 22 | 801.7122 |  | 755.0178 | 0 | 0 | 46.6945 | 0
11.03. | 23 | 801.7122 |  | 755.0178 | 0 | 0 | 46.6945 | 0
11.03. | 24 | 801.7122 |  | 755.0178 | 0 | 0 | 46.6945 | 0
12.03. | 1 | 801.7122 |  | 755.0178 | 0 | 0 | 46.6945 | 0
12.03. | 2 | 801.7122 |  | 755.0178 | 0 | 0 | 46.6945 | 0
12.03. | 3 | 801.7122 |  | 755.0178 | 0 | 0 | 46.6945 | 0
12.03. | 4 | 801.7122 |  | 755.0178 | 0 | 0 | 46.6945 | 0
12.03. | 5 | 801.7122 |  | 755.0178 | 0 | 0 | 46.6945 | 0
12.03. | 6 | 801.7122 |  | 755.0178 | 0 | 0 | 46.6945 | 0
12.03. | 7 | 801.7122 |  | 755.0178 | 0 | 0 | 46.6945 | 0
12.03. | 8 | 803.2044 |  | 756.5099 | 0 | 0 | 46.6945 | 0
12.03. | 9 | 803.2044 |  | 756.5099 | 0 | 0 | 46.6945 | 0
12.03. | 10 | 803.2044 |  | 756.5099 | 0 | 0 | 46.6945 | 0
12.03. | 11 | 801.7122 |  | 755.0178 | 0 | 0 | 46.6945 | 0
12.03. | 12 | 801.7122 |  | 755.0178 | 0 | 0 | 46.6945 | 0
12.03. | 13 | 801.7122 |  | 755.0178 | 0 | 0 | 46.6945 | 0
12.03. | 14 | 801.7122 |  | 755.0178 | 0 | 0 | 46.6945 | 0
12.03. | 15 | 801.7122 |  | 755.0178 | 0 | 0 | 46.6945 | 0
12.03. | 16 | 801.7122 |  | 755.0178 | 0 | 0 | 46.6945 | 0
12.03. | 17 | 801.7122 |  | 755.0178 | 0 | 0 | 46.6945 | 0
12.03. | 18 | 801.7122 |  | 755.0178 | 0 | 0 | 46.6945 | 0
12.03. | 19 | 801.7122 |  | 755.0178 | 0 | 0 | 46.6945 | 0
12.03. | 20 | 801.7122 |  | 755.0178 | 0 | 0 | 46.6945 | 0
12.03. | 21 | 801.7122 |  | 755.0178 | 0 | 0 | 46.6945 | 0
12.03. | 22 | 801.7122 |  | 755.0178 | 0 | 0 | 46.6945 | 0
12.03. | 23 | 803.2044 |  | 756.5099 | 0 | 0 | 46.6945 | 0
12.03. | 24 | 803.2044 |  | 756.5099 | 0 | 0 | 46.6945 | 0
13.03. | 1 | 803.2044 |  | 756.5099 | 0 | 0 | 46.6945 | 0
13.03. | 2 | 804.6965 |  | 758.002 | 0 | 0 | 46.6945 | 0
13.03. | 3 | 804.6965 |  | 758.002 | 0 | 0 | 46.6945 | 0
13.03. | 4 | 806.1886 |  | 759.4942 | 0 | 0 | 46.6945 | 0
13.03. | 5 | 807.6807 |  | 760.9863 | 0 | 0 | 46.6945 | 0
13.03. | 6 | 810.665 |  | 763.9706 | 0 | 0 | 46.6945 | 0
13.03. | 7 | 809.1729 |  | 762.4784 | 0 | 0 | 46.6945 | 0
13.03. | 8 | 806.1886 |  | 759.4942 | 0 | 0 | 46.6945 | 0
13.03. | 9 | 801.7122 |  | 755.0178 | 0 | 0 | 46.6945 | 0
13.03. | 10 | 801.7122 |  | 755.0178 | 0 | 0 | 46.6945 | 0
13.03. | 11 | 801.7122 |  | 755.0178 | 0 | 0 | 46.6945 | 0
13.03. | 12 | 800.2201 |  | 753.5257 | 0 | 0 | 46.6945 | 0
13.03. | 13 | 800.2201 |  | 753.5257 | 0 | 0 | 46.6945 | 0
13.03. | 14 | 798.728 |  | 752.0335 | 0 | 0 | 46.6945 | 0
13.03. | 15 | 797.2358 |  | 750.5414 | 0 | 0 | 46.6945 | 0
13.03. | 16 | 798.728 |  | 752.0335 | 0 | 0 | 46.6945 | 0
13.03. | 17 | 801.7122 |  | 755.0178 | 0 | 0 | 46.6945 | 0
13.03. | 18 | 801.7122 |  | 755.0178 | 0 | 0 | 46.6945 | 0
13.03. | 19 | 803.2044 |  | 756.5099 | 0 | 0 | 46.6945 | 0
13.03. | 20 | 804.6965 |  | 758.002 | 0 | 0 | 46.6945 | 0
13.03. | 21 | 804.6965 |  | 758.002 | 0 | 0 | 46.6945 | 0
13.03. | 22 | 804.6965 |  | 758.002 | 0 | 0 | 46.6945 | 0
13.03. | 23 | 807.6807 |  | 760.9863 | 0 | 0 | 46.6945 | 0
13.03. | 24 | 809.1729 |  | 762.4784 | 0 | 0 | 46.6945 | 0
14.03. | 1 | 810.665 |  | 763.9706 | 0 | 0 | 46.6945 | 0
14.03. | 2 | 810.665 |  | 763.9706 | 0 | 0 | 46.6945 | 0
14.03. | 3 | 810.665 |  | 763.9706 | 0 | 0 | 46.6945 | 0
14.03. | 4 | 810.665 |  | 763.9706 | 0 | 0 | 46.6945 | 0
14.03. | 5 | 809.1729 |  | 762.4784 | 0 | 0 | 46.6945 | 0
14.03. | 6 | 807.6807 |  | 760.9863 | 0 | 0 | 46.6945 | 0
14.03. | 7 | 804.6965 |  | 758.002 | 0 | 0 | 46.6945 | 0
14.03. | 8 | 803.2044 |  | 756.5099 | 0 | 0 | 46.6945 | 0
14.03. | 9 | 801.7122 |  | 755.0178 | 0 | 0 | 46.6945 | 0
14.03. | 10 | 801.7122 |  | 755.0178 | 0 | 0 | 46.6945 | 0
14.03. | 11 | 801.7122 |  | 755.0178 | 0 | 0 | 46.6945 | 0
14.03. | 12 | 801.7122 |  | 755.0178 | 0 | 0 | 46.6945 | 0
14.03. | 13 | 801.7122 |  | 755.0178 | 0 | 0 | 46.6945 | 0
14.03. | 14 | 800.2201 |  | 753.5257 | 0 | 0 | 46.6945 | 0
14.03. | 15 | 800.2201 |  | 753.5257 | 0 | 0 | 46.6945 | 0
14.03. | 16 | 800.2201 |  | 753.5257 | 0 | 0 | 46.6945 | 0
14.03. | 17 | 801.7122 |  | 755.0178 | 0 | 0 | 46.6945 | 0
14.03. | 18 | 801.7122 |  | 755.0178 | 0 | 0 | 46.6945 | 0
14.03. | 19 | 801.7122 |  | 755.0178 | 0 | 0 | 46.6945 | 0
14.03. | 20 | 801.7122 |  | 755.0178 | 0 | 0 | 46.6945 | 0
14.03. | 21 | 801.7122 |  | 755.0178 | 0 | 0 | 46.6945 | 0
14.03. | 22 | 801.7122 |  | 755.0178 | 0 | 0 | 46.6945 | 0
14.03. | 23 | 801.7122 |  | 755.0178 | 0 | 0 | 46.6945 | 0
14.03. | 24 | 803.2044 |  | 756.5099 | 0 | 0 | 46.6945 | 0
15.03. | 1 | 803.2044 |  | 756.5099 | 0 | 0 | 46.6945 | 0
15.03. | 2 | 803.2044 |  | 756.5099 | 0 | 0 | 46.6945 | 0
15.03. | 3 | 803.2044 |  | 756.5099 | 0 | 0 | 46.6945 | 0
15.03. | 4 | 803.2044 |  | 756.5099 | 0 | 0 | 46.6945 | 0
15.03. | 5 | 801.7122 |  | 755.0178 | 0 | 0 | 46.6945 | 0
15.03. | 6 | 801.7122 |  | 755.0178 | 0 | 0 | 46.6945 | 0
15.03. | 7 | 801.7122 |  | 755.0178 | 0 | 0 | 46.6945 | 0
15.03. | 8 | 801.7122 |  | 755.0178 | 0 | 0 | 46.6945 | 0
15.03. | 9 | 801.7122 |  | 755.0178 | 0 | 0 | 46.6945 | 0
15.03. | 10 | 801.7122 |  | 755.0178 | 0 | 0 | 46.6945 | 0
15.03. | 11 | 801.7122 |  | 755.0178 | 0 | 0 | 46.6945 | 0
15.03. | 12 | 801.7122 |  | 755.0178 | 0 | 0 | 46.6945 | 0
15.03. | 13 | 800.2201 |  | 753.5257 | 0 | 0 | 46.6945 | 0
15.03. | 14 | 800.2201 |  | 753.5257 | 0 | 0 | 46.6945 | 0
15.03. | 15 | 800.2201 |  | 753.5257 | 0 | 0 | 46.6945 | 0
15.03. | 16 | 800.2201 |  | 753.5257 | 0 | 0 | 46.6945 | 0
15.03. | 17 | 801.7122 |  | 755.0178 | 0 | 0 | 46.6945 | 0
15.03. | 18 | 801.7122 |  | 755.0178 | 0 | 0 | 46.6945 | 0
15.03. | 19 | 801.7122 |  | 755.0178 | 0 | 0 | 46.6945 | 0
15.03. | 20 | 801.7122 |  | 755.0178 | 0 | 0 | 46.6945 | 0
15.03. | 21 | 801.7122 |  | 755.0178 | 0 | 0 | 46.6945 | 0
15.03. | 22 | 801.7122 |  | 755.0178 | 0 | 0 | 46.6945 | 0
15.03. | 23 | 801.7122 |  | 755.0178 | 0 | 0 | 46.6945 | 0
15.03. | 24 | 801.7122 |  | 755.0178 | 0 | 0 | 46.6945 | 0
16.03. | 1 | 801.7122 |  | 755.0178 | 0 | 0 | 46.6945 | 0
16.03. | 2 | 804.6965 |  | 758.002 | 0 | 0 | 46.6945 | 0
16.03. | 3 | 807.6807 |  | 760.9863 | 0 | 0 | 46.6945 | 0
16.03. | 4 | 810.665 |  | 763.9706 | 0 | 0 | 46.6945 | 0
16.03. | 5 | 812.1571 |  | 765.4627 | 0 | 0 | 46.6945 | 0
16.03. | 6 | 810.665 |  | 763.9706 | 0 | 0 | 46.6945 | 0
16.03. | 7 | 807.6807 |  | 760.9863 | 0 | 0 | 46.6945 | 0
16.03. | 8 | 803.2044 |  | 756.5099 | 0 | 0 | 46.6945 | 0
16.03. | 9 | 801.7122 |  | 755.0178 | 0 | 0 | 46.6945 | 0
16.03. | 10 | 801.7122 |  | 755.0178 | 0 | 0 | 46.6945 | 0
16.03. | 11 | 801.7122 |  | 755.0178 | 0 | 0 | 46.6945 | 0
16.03. | 12 | 800.2201 |  | 753.5257 | 0 | 0 | 46.6945 | 0
16.03. | 13 | 800.2201 |  | 753.5257 | 0 | 0 | 46.6945 | 0
16.03. | 14 | 800.2201 |  | 753.5257 | 0 | 0 | 46.6945 | 0
16.03. | 15 | 800.2201 |  | 753.5257 | 0 | 0 | 46.6945 | 0
16.03. | 16 | 800.2201 |  | 753.5257 | 0 | 0 | 46.6945 | 0
16.03. | 17 | 801.7122 |  | 755.0178 | 0 | 0 | 46.6945 | 0
16.03. | 18 | 801.7122 |  | 755.0178 | 0 | 0 | 46.6945 | 0
16.03. | 19 | 801.7122 |  | 755.0178 | 0 | 0 | 46.6945 | 0
16.03. | 20 | 803.2044 |  | 756.5099 | 0 | 0 | 46.6945 | 0
16.03. | 21 | 807.6807 |  | 760.9863 | 0 | 0 | 46.6945 | 0
16.03. | 22 | 812.1571 |  | 765.4627 | 0 | 0 | 46.6945 | 0
16.03. | 23 | 815.1414 |  | 768.447 | 0 | 0 | 46.6945 | 0
16.03. | 24 | 815.1414 |  | 768.447 | 0 | 0 | 46.6945 | 0
17.03. | 1 | 816.6335 |  | 769.9391 | 0 | 0 | 46.6945 | 0
17.03. | 2 | 816.6335 |  | 769.9391 | 0 | 0 | 46.6945 | 0
17.03. | 3 | 816.6335 |  | 769.9391 | 0 | 0 | 46.6945 | 0
17.03. | 4 | 816.6335 |  | 769.9391 | 0 | 0 | 46.6945 | 0
17.03. | 5 | 816.6335 |  | 769.9391 | 0 | 0 | 46.6945 | 0
17.03. | 6 | 816.6335 |  | 769.9391 | 0 | 0 | 46.6945 | 0
17.03. | 7 | 813.6493 |  | 766.9548 | 0 | 0 | 46.6945 | 0
17.03. | 8 | 807.6807 |  | 760.9863 | 0 | 0 | 46.6945 | 0
17.03. | 9 | 801.7122 |  | 755.0178 | 0 | 0 | 46.6945 | 0
17.03. | 10 | 801.7122 |  | 755.0178 | 0 | 0 | 46.6945 | 0
17.03. | 11 | 800.2201 |  | 753.5257 | 0 | 0 | 46.6945 | 0
17.03. | 12 | 798.728 |  | 752.0335 | 0 | 0 | 46.6945 | 0
17.03. | 13 | 795.7437 |  | 749.0493 | 0 | 0 | 46.6945 | 0
17.03. | 14 | 792.7595 |  | 746.065 | 0 | 0 | 46.6945 | 0
17.03. | 15 | 791.2673 |  | 744.5729 | 0 | 0 | 46.6945 | 0
17.03. | 16 | 794.2516 |  | 747.5571 | 0 | 0 | 46.6945 | 0
17.03. | 17 | 798.728 |  | 752.0335 | 0 | 0 | 46.6945 | 0
17.03. | 18 | 801.7122 |  | 755.0178 | 0 | 0 | 46.6945 | 0
17.03. | 19 | 801.7122 |  | 755.0178 | 0 | 0 | 46.6945 | 0
17.03. | 20 | 803.2044 |  | 756.5099 | 0 | 0 | 46.6945 | 0
17.03. | 21 | 806.1886 |  | 759.4942 | 0 | 0 | 46.6945 | 0
17.03. | 22 | 806.1886 |  | 759.4942 | 0 | 0 | 46.6945 | 0
17.03. | 23 | 809.1729 |  | 762.4784 | 0 | 0 | 46.6945 | 0
17.03. | 24 | 810.665 |  | 763.9706 | 0 | 0 | 46.6945 | 0
18.03. | 1 | 812.1571 |  | 765.4627 | 0 | 0 | 46.6945 | 0
18.03. | 2 | 813.6493 |  | 766.9548 | 0 | 0 | 46.6945 | 0
18.03. | 3 | 815.1414 |  | 768.447 | 0 | 0 | 46.6945 | 0
18.03. | 4 | 815.1414 |  | 768.447 | 0 | 0 | 46.6945 | 0
18.03. | 5 | 815.1414 |  | 768.447 | 0 | 0 | 46.6945 | 0
18.03. | 6 | 812.1571 |  | 765.4627 | 0 | 0 | 46.6945 | 0
18.03. | 7 | 807.6807 |  | 760.9863 | 0 | 0 | 46.6945 | 0
18.03. | 8 | 801.7122 |  | 755.0178 | 0 | 0 | 46.6945 | 0
18.03. | 9 | 801.7122 |  | 755.0178 | 0 | 0 | 46.6945 | 0
18.03. | 10 | 800.2201 |  | 753.5257 | 0 | 0 | 46.6945 | 0
18.03. | 11 | 791.2673 |  | 744.5729 | 0 | 0 | 46.6945 | 0
18.03. | 12 | 780.8224 |  | 734.128 | 0 | 0 | 46.6945 | 0
18.03. | 13 | 770.3775 |  | 723.683 | 0 | 0 | 46.6945 | 0
18.03. | 14 | 762.9168 |  | 716.2224 | 0 | 0 | 46.6945 | 0
18.03. | 15 | 756.9483 |  | 710.2539 | 0 | 0 | 46.6945 | 0
18.03. | 16 | 764.409 |  | 717.7145 | 0 | 0 | 46.6945 | 0
18.03. | 17 | 777.8382 |  | 731.1437 | 0 | 0 | 46.6945 | 0
18.03. | 18 | 797.2358 |  | 750.5414 | 0 | 0 | 46.6945 | 0
18.03. | 19 | 801.7122 |  | 755.0178 | 0 | 0 | 46.6945 | 0
18.03. | 20 | 801.7122 |  | 755.0178 | 0 | 0 | 46.6945 | 0
18.03. | 21 | 801.7122 |  | 755.0178 | 0 | 0 | 46.6945 | 0
18.03. | 22 | 801.7122 |  | 755.0178 | 0 | 0 | 46.6945 | 0
18.03. | 23 | 801.7122 |  | 755.0178 | 0 | 0 | 46.6945 | 0
18.03. | 24 | 801.7122 |  | 755.0178 | 0 | 0 | 46.6945 | 0
19.03. | 1 | 801.7122 |  | 755.0178 | 0 | 0 | 46.6945 | 0
19.03. | 2 | 801.7122 |  | 755.0178 | 0 | 0 | 46.6945 | 0
19.03. | 3 | 801.7122 |  | 755.0178 | 0 | 0 | 46.6945 | 0
19.03. | 4 | 801.7122 |  | 755.0178 | 0 | 0 | 46.6945 | 0
19.03. | 5 | 801.7122 |  | 755.0178 | 0 | 0 | 46.6945 | 0
19.03. | 6 | 801.7122 |  | 755.0178 | 0 | 0 | 46.6945 | 0
19.03. | 7 | 801.7122 |  | 755.0178 | 0 | 0 | 46.6945 | 0
19.03. | 8 | 801.7122 |  | 755.0178 | 0 | 0 | 46.6945 | 0
19.03. | 9 | 794.2516 |  | 747.5571 | 0 | 0 | 46.6945 | 0
19.03. | 10 | 783.8067 |  | 737.1122 | 0 | 0 | 46.6945 | 0
19.03. | 11 | 755.4562 |  | 708.7618 | 0 | 0 | 46.6945 | 0
19.03. | 12 | 740.5349 |  | 693.8405 | 0 | 0 | 46.6945 | 0
19.03. | 13 | 731.5821 |  | 684.8877 | 0 | 0 | 46.6945 | 0
19.03. | 14 | 727.1057 |  | 680.4113 | 0 | 0 | 46.6945 | 0
19.03. | 15 | 727.1057 |  | 680.4113 | 0 | 0 | 46.6945 | 0
19.03. | 16 | 733.0743 |  | 686.3798 | 0 | 0 | 46.6945 | 0
19.03. | 17 | 739.0428 |  | 692.3483 | 0 | 0 | 46.6945 | 0
19.03. | 18 | 759.9326 |  | 713.2381 | 0 | 0 | 46.6945 | 0
19.03. | 19 | 771.8696 |  | 725.1752 | 0 | 0 | 46.6945 | 0
19.03. | 20 | 774.8539 |  | 728.1594 | 0 | 0 | 46.6945 | 0
19.03. | 21 | 782.3145 |  | 735.6201 | 0 | 0 | 46.6945 | 0
19.03. | 22 | 783.8067 |  | 737.1122 | 0 | 0 | 46.6945 | 0
19.03. | 23 | 788.2831 |  | 741.5886 | 0 | 0 | 46.6945 | 0
19.03. | 24 | 789.7752 |  | 743.0807 | 0 | 0 | 46.6945 | 0
20.03. | 1 | 791.2673 |  | 744.5729 | 0 | 0 | 46.6945 | 0
20.03. | 2 | 794.2516 |  | 747.5571 | 0 | 0 | 46.6945 | 0
20.03. | 3 | 797.2358 |  | 750.5414 | 0 | 0 | 46.6945 | 0
20.03. | 4 | 798.728 |  | 752.0335 | 0 | 0 | 46.6945 | 0
20.03. | 5 | 798.728 |  | 752.0335 | 0 | 0 | 46.6945 | 0
20.03. | 6 | 800.2201 |  | 753.5257 | 0 | 0 | 46.6945 | 0
20.03. | 7 | 798.728 |  | 752.0335 | 0 | 0 | 46.6945 | 0
20.03. | 8 | 798.728 |  | 752.0335 | 0 | 0 | 46.6945 | 0
20.03. | 9 | 788.2831 |  | 741.5886 | 0 | 0 | 46.6945 | 0
20.03. | 10 | 780.8224 |  | 734.128 | 0 | 0 | 46.6945 | 0
20.03. | 11 | 759.9326 |  | 713.2381 | 0 | 0 | 46.6945 | 0
20.03. | 12 | 752.4719 |  | 705.7775 | 0 | 0 | 46.6945 | 0
20.03. | 13 | 745.0113 |  | 698.3168 | 0 | 0 | 46.6945 | 0
20.03. | 14 | 737.5506 |  | 690.8562 | 0 | 0 | 46.6945 | 0
20.03. | 15 | 731.5821 |  | 684.8877 | 0 | 0 | 46.6945 | 0
20.03. | 16 | 739.0428 |  | 692.3483 | 0 | 0 | 46.6945 | 0
20.03. | 17 | 753.9641 |  | 707.2696 | 0 | 0 | 46.6945 | 0
20.03. | 18 | 786.7909 |  | 740.0965 | 0 | 0 | 46.6945 | 0
20.03. | 19 | 797.2358 |  | 750.5414 | 0 | 0 | 46.6945 | 0
20.03. | 20 | 800.2201 |  | 753.5257 | 0 | 0 | 46.6945 | 0
20.03. | 21 | 800.2201 |  | 753.5257 | 0 | 0 | 46.6945 | 0
20.03. | 22 | 801.7122 |  | 755.0178 | 0 | 0 | 46.6945 | 0
20.03. | 23 | 801.7122 |  | 755.0178 | 0 | 0 | 46.6945 | 0
20.03. | 24 | 801.7122 |  | 755.0178 | 0 | 0 | 46.6945 | 0
21.03. | 1 | 801.7122 |  | 755.0178 | 0 | 0 | 46.6945 | 0
21.03. | 2 | 801.7122 |  | 755.0178 | 0 | 0 | 46.6945 | 0
21.03. | 3 | 801.7122 |  | 755.0178 | 0 | 0 | 46.6945 | 0
21.03. | 4 | 801.7122 |  | 755.0178 | 0 | 0 | 46.6945 | 0
21.03. | 5 | 801.7122 |  | 755.0178 | 0 | 0 | 46.6945 | 0
21.03. | 6 | 801.7122 |  | 755.0178 | 0 | 0 | 46.6945 | 0
21.03. | 7 | 801.7122 |  | 755.0178 | 0 | 0 | 46.6945 | 0
21.03. | 8 | 800.2201 |  | 753.5257 | 0 | 0 | 46.6945 | 0
21.03. | 9 | 785.2988 |  | 738.6044 | 0 | 0 | 46.6945 | 0
21.03. | 10 | 767.3932 |  | 720.6988 | 0 | 0 | 46.6945 | 0
21.03. | 11 | 734.5664 |  | 687.8719 | 0 | 0 | 46.6945 | 0
21.03. | 12 | 731.5821 |  | 684.8877 | 0 | 0 | 46.6945 | 0
21.03. | 13 | 730.09 |  | 683.3955 | 0 | 0 | 46.6945 | 0
21.03. | 14 | 728.5979 |  | 681.9034 | 0 | 0 | 46.6945 | 0
21.03. | 15 | 730.09 |  | 683.3955 | 0 | 0 | 46.6945 | 0
21.03. | 16 | 736.0585 |  | 689.3641 | 0 | 0 | 46.6945 | 0
21.03. | 17 | 746.5034 |  | 699.809 | 0 | 0 | 46.6945 | 0
21.03. | 18 | 771.8696 |  | 725.1752 | 0 | 0 | 46.6945 | 0
21.03. | 19 | 782.3145 |  | 735.6201 | 0 | 0 | 46.6945 | 0
21.03. | 20 | 786.7909 |  | 740.0965 | 0 | 0 | 46.6945 | 0
21.03. | 21 | 792.7595 |  | 746.065 | 0 | 0 | 46.6945 | 0
21.03. | 22 | 794.2516 |  | 747.5571 | 0 | 0 | 46.6945 | 0
21.03. | 23 | 797.2358 |  | 750.5414 | 0 | 0 | 46.6945 | 0
21.03. | 24 | 797.2358 |  | 750.5414 | 0 | 0 | 46.6945 | 0
22.03. | 1 | 798.728 |  | 752.0335 | 0 | 0 | 46.6945 | 0
22.03. | 2 | 798.728 |  | 752.0335 | 0 | 0 | 46.6945 | 0
22.03. | 3 | 798.728 |  | 752.0335 | 0 | 0 | 46.6945 | 0
22.03. | 4 | 800.2201 |  | 753.5257 | 0 | 0 | 46.6945 | 0
22.03. | 5 | 800.2201 |  | 753.5257 | 0 | 0 | 46.6945 | 0
22.03. | 6 | 800.2201 |  | 753.5257 | 0 | 0 | 46.6945 | 0
22.03. | 7 | 800.2201 |  | 753.5257 | 0 | 0 | 46.6945 | 0
22.03. | 8 | 797.2358 |  | 750.5414 | 0 | 0 | 46.6945 | 0
22.03. | 9 | 786.7909 |  | 740.0965 | 0 | 0 | 46.6945 | 0
22.03. | 10 | 780.8224 |  | 734.128 | 0 | 0 | 46.6945 | 0
22.03. | 11 | 761.4247 |  | 714.7303 | 0 | 0 | 46.6945 | 0
22.03. | 12 | 756.9483 |  | 710.2539 | 0 | 0 | 46.6945 | 0
22.03. | 13 | 753.9641 |  | 707.2696 | 0 | 0 | 46.6945 | 0
22.03. | 14 | 749.4877 |  | 702.7932 | 0 | 0 | 46.6945 | 0
22.03. | 15 | 746.5034 |  | 699.809 | 0 | 0 | 46.6945 | 0
22.03. | 16 | 749.4877 |  | 702.7932 | 0 | 0 | 46.6945 | 0
22.03. | 17 | 753.9641 |  | 707.2696 | 0 | 0 | 46.6945 | 0
22.03. | 18 | 774.8539 |  | 728.1594 | 0 | 0 | 46.6945 | 0
22.03. | 19 | 783.8067 |  | 737.1122 | 0 | 0 | 46.6945 | 0
22.03. | 20 | 786.7909 |  | 740.0965 | 0 | 0 | 46.6945 | 0
22.03. | 21 | 791.2673 |  | 744.5729 | 0 | 0 | 46.6945 | 0
22.03. | 22 | 791.2673 |  | 744.5729 | 0 | 0 | 46.6945 | 0
22.03. | 23 | 794.2516 |  | 747.5571 | 0 | 0 | 46.6945 | 0
22.03. | 24 | 792.7595 |  | 746.065 | 0 | 0 | 46.6945 | 0
23.03. | 1 | 791.2673 |  | 744.5729 | 0 | 0 | 46.6945 | 0
23.03. | 2 | 789.7752 |  | 743.0807 | 0 | 0 | 46.6945 | 0
23.03. | 3 | 789.7752 |  | 743.0807 | 0 | 0 | 46.6945 | 0
23.03. | 4 | 789.7752 |  | 743.0807 | 0 | 0 | 46.6945 | 0
23.03. | 5 | 788.2831 |  | 741.5886 | 0 | 0 | 46.6945 | 0
23.03. | 6 | 788.2831 |  | 741.5886 | 0 | 0 | 46.6945 | 0
23.03. | 7 | 788.2831 |  | 741.5886 | 0 | 0 | 46.6945 | 0
23.03. | 8 | 788.2831 |  | 741.5886 | 0 | 0 | 46.6945 | 0
23.03. | 9 | 779.3303 |  | 732.6358 | 0 | 0 | 46.6945 | 0
23.03. | 10 | 780.8224 |  | 734.128 | 0 | 0 | 46.6945 | 0
23.03. | 11 | 771.8696 |  | 725.1752 | 0 | 0 | 46.6945 | 0
23.03. | 12 | 777.8382 |  | 731.1437 | 0 | 0 | 46.6945 | 0
23.03. | 13 | 783.8067 |  | 737.1122 | 0 | 0 | 46.6945 | 0
23.03. | 14 | 788.2831 |  | 741.5886 | 0 | 0 | 46.6945 | 0
23.03. | 15 | 792.7595 |  | 746.065 | 0 | 0 | 46.6945 | 0
23.03. | 16 | 795.7437 |  | 749.0493 | 0 | 0 | 46.6945 | 0
23.03. | 17 | 795.7437 |  | 749.0493 | 0 | 0 | 46.6945 | 0
23.03. | 18 | 797.2358 |  | 750.5414 | 0 | 0 | 46.6945 | 0
23.03. | 19 | 797.2358 |  | 750.5414 | 0 | 0 | 46.6945 | 0
23.03. | 20 | 797.2358 |  | 750.5414 | 0 | 0 | 46.6945 | 0
23.03. | 21 | 800.2201 |  | 753.5257 | 0 | 0 | 46.6945 | 0
23.03. | 22 | 800.2201 |  | 753.5257 | 0 | 0 | 46.6945 | 0
23.03. | 23 | 801.7122 |  | 755.0178 | 0 | 0 | 46.6945 | 0
23.03. | 24 | 801.7122 |  | 755.0178 | 0 | 0 | 46.6945 | 0
24.03. | 1 | 801.7122 |  | 755.0178 | 0 | 0 | 46.6945 | 0
24.03. | 2 | 801.7122 |  | 755.0178 | 0 | 0 | 46.6945 | 0
24.03. | 3 | 801.7122 |  | 755.0178 | 0 | 0 | 46.6945 | 0
24.03. | 4 | 801.7122 |  | 755.0178 | 0 | 0 | 46.6945 | 0
24.03. | 5 | 801.7122 |  | 755.0178 | 0 | 0 | 46.6945 | 0
24.03. | 6 | 801.7122 |  | 755.0178 | 0 | 0 | 46.6945 | 0
24.03. | 7 | 801.7122 |  | 755.0178 | 0 | 0 | 46.6945 | 0
24.03. | 8 | 801.7122 |  | 755.0178 | 0 | 0 | 46.6945 | 0
24.03. | 9 | 801.7122 |  | 755.0178 | 0 | 0 | 46.6945 | 0
24.03. | 10 | 801.7122 |  | 755.0178 | 0 | 0 | 46.6945 | 0
24.03. | 11 | 801.7122 |  | 755.0178 | 0 | 0 | 46.6945 | 0
24.03. | 12 | 800.2201 |  | 753.5257 | 0 | 0 | 46.6945 | 0
24.03. | 13 | 800.2201 |  | 753.5257 | 0 | 0 | 46.6945 | 0
24.03. | 14 | 800.2201 |  | 753.5257 | 0 | 0 | 46.6945 | 0
24.03. | 15 | 800.2201 |  | 753.5257 | 0 | 0 | 46.6945 | 0
24.03. | 16 | 801.7122 |  | 755.0178 | 0 | 0 | 46.6945 | 0
24.03. | 17 | 801.7122 |  | 755.0178 | 0 | 0 | 46.6945 | 0
24.03. | 18 | 801.7122 |  | 755.0178 | 0 | 0 | 46.6945 | 0
24.03. | 19 | 801.7122 |  | 755.0178 | 0 | 0 | 46.6945 | 0
24.03. | 20 | 801.7122 |  | 755.0178 | 0 | 0 | 46.6945 | 0
24.03. | 21 | 801.7122 |  | 755.0178 | 0 | 0 | 46.6945 | 0
24.03. | 22 | 801.7122 |  | 755.0178 | 0 | 0 | 46.6945 | 0
24.03. | 23 | 804.6965 |  | 758.002 | 0 | 0 | 46.6945 | 0
24.03. | 24 | 806.1886 |  | 759.4942 | 0 | 0 | 46.6945 | 0
25.03. | 1 | 807.6807 |  | 760.9863 | 0 | 0 | 46.6945 | 0
25.03. | 2 | 807.6807 |  | 760.9863 | 0 | 0 | 46.6945 | 0
25.03. | 3 | 807.6807 |  | 760.9863 | 0 | 0 | 46.6945 | 0
25.03. | 4 | 807.6807 |  | 760.9863 | 0 | 0 | 46.6945 | 0
25.03. | 5 | 806.1886 |  | 759.4942 | 0 | 0 | 46.6945 | 0
25.03. | 6 | 806.1886 |  | 759.4942 | 0 | 0 | 46.6945 | 0
25.03. | 7 | 804.6965 |  | 758.002 | 0 | 0 | 46.6945 | 0
25.03. | 8 | 803.2044 |  | 756.5099 | 0 | 0 | 46.6945 | 0
25.03. | 9 | 801.7122 |  | 755.0178 | 0 | 0 | 46.6945 | 0
25.03. | 10 | 801.7122 |  | 755.0178 | 0 | 0 | 46.6945 | 0
25.03. | 11 | 801.7122 |  | 755.0178 | 0 | 0 | 46.6945 | 0
25.03. | 12 | 801.7122 |  | 755.0178 | 0 | 0 | 46.6945 | 0
25.03. | 13 | 801.7122 |  | 755.0178 | 0 | 0 | 46.6945 | 0
25.03. | 14 | 801.7122 |  | 755.0178 | 0 | 0 | 46.6945 | 0
25.03. | 15 | 801.7122 |  | 755.0178 | 0 | 0 | 46.6945 | 0
25.03. | 16 | 801.7122 |  | 755.0178 | 0 | 0 | 46.6945 | 0
25.03. | 17 | 801.7122 |  | 755.0178 | 0 | 0 | 46.6945 | 0
25.03. | 18 | 801.7122 |  | 755.0178 | 0 | 0 | 46.6945 | 0
25.03. | 19 | 801.7122 |  | 755.0178 | 0 | 0 | 46.6945 | 0
25.03. | 20 | 801.7122 |  | 755.0178 | 0 | 0 | 46.6945 | 0
25.03. | 21 | 803.2044 |  | 756.5099 | 0 | 0 | 46.6945 | 0
25.03. | 22 | 804.6965 |  | 758.002 | 0 | 0 | 46.6945 | 0
25.03. | 23 | 806.1886 |  | 759.4942 | 0 | 0 | 46.6945 | 0
25.03. | 24 | 804.6965 |  | 758.002 | 0 | 0 | 46.6945 | 0
26.03. | 1 | 804.6965 |  | 758.002 | 0 | 0 | 46.6945 | 0
26.03. | 2 | 804.6965 |  | 758.002 | 0 | 0 | 46.6945 | 0
26.03. | 3 | 804.6965 |  | 758.002 | 0 | 0 | 46.6945 | 0
26.03. | 4 | 806.1886 |  | 759.4942 | 0 | 0 | 46.6945 | 0
26.03. | 5 | 806.1886 |  | 759.4942 | 0 | 0 | 46.6945 | 0
26.03. | 6 | 804.6965 |  | 758.002 | 0 | 0 | 46.6945 | 0
26.03. | 7 | 803.2044 |  | 756.5099 | 0 | 0 | 46.6945 | 0
26.03. | 8 | 801.7122 |  | 755.0178 | 0 | 0 | 46.6945 | 0
26.03. | 9 | 801.7122 |  | 755.0178 | 0 | 0 | 46.6945 | 0
26.03. | 10 | 801.7122 |  | 755.0178 | 0 | 0 | 46.6945 | 0
26.03. | 11 | 800.2201 |  | 753.5257 | 0 | 0 | 46.6945 | 0
26.03. | 12 | 798.728 |  | 752.0335 | 0 | 0 | 46.6945 | 0
26.03. | 13 | 797.2358 |  | 750.5414 | 0 | 0 | 46.6945 | 0
26.03. | 14 | 795.7437 |  | 749.0493 | 0 | 0 | 46.6945 | 0
26.03. | 15 | 792.7595 |  | 746.065 | 0 | 0 | 46.6945 | 0
26.03. | 16 | 795.7437 |  | 749.0493 | 0 | 0 | 46.6945 | 0
26.03. | 17 | 798.728 |  | 752.0335 | 0 | 0 | 46.6945 | 0
26.03. | 18 | 801.7122 |  | 755.0178 | 0 | 0 | 46.6945 | 0
26.03. | 19 | 801.7122 |  | 755.0178 | 0 | 0 | 46.6945 | 0
26.03. | 20 | 801.7122 |  | 755.0178 | 0 | 0 | 46.6945 | 0
26.03. | 21 | 801.7122 |  | 755.0178 | 0 | 0 | 46.6945 | 0
26.03. | 22 | 801.7122 |  | 755.0178 | 0 | 0 | 46.6945 | 0
26.03. | 23 | 801.7122 |  | 755.0178 | 0 | 0 | 46.6945 | 0
26.03. | 24 | 801.7122 |  | 755.0178 | 0 | 0 | 46.6945 | 0
27.03. | 1 | 801.7122 |  | 755.0178 | 0 | 0 | 46.6945 | 0
27.03. | 2 | 801.7122 |  | 755.0178 | 0 | 0 | 46.6945 | 0
27.03. | 3 | 801.7122 |  | 755.0178 | 0 | 0 | 46.6945 | 0
27.03. | 4 | 801.7122 |  | 755.0178 | 0 | 0 | 46.6945 | 0
27.03. | 5 | 801.7122 |  | 755.0178 | 0 | 0 | 46.6945 | 0
27.03. | 6 | 801.7122 |  | 755.0178 | 0 | 0 | 46.6945 | 0
27.03. | 7 | 801.7122 |  | 755.0178 | 0 | 0 | 46.6945 | 0
27.03. | 8 | 800.2201 |  | 753.5257 | 0 | 0 | 46.6945 | 0
27.03. | 9 | 797.2358 |  | 750.5414 | 0 | 0 | 46.6945 | 0
27.03. | 10 | 794.2516 |  | 747.5571 | 0 | 0 | 46.6945 | 0
27.03. | 11 | 777.8382 |  | 731.1437 | 0 | 0 | 46.6945 | 0
27.03. | 12 | 768.8854 |  | 722.1909 | 0 | 0 | 46.6945 | 0
27.03. | 13 | 759.9326 |  | 713.2381 | 0 | 0 | 46.6945 | 0
27.03. | 14 | 752.4719 |  | 705.7775 | 0 | 0 | 46.6945 | 0
27.03. | 15 | 745.0113 |  | 698.3168 | 0 | 0 | 46.6945 | 0
27.03. | 16 | 745.0113 |  | 698.3168 | 0 | 0 | 46.6945 | 0
27.03. | 17 | 743.5192 |  | 696.8247 | 0 | 0 | 46.6945 | 0
27.03. | 18 | 761.4247 |  | 714.7303 | 0 | 0 | 46.6945 | 0
27.03. | 19 | 771.8696 |  | 725.1752 | 0 | 0 | 46.6945 | 0
27.03. | 20 | 776.346 |  | 729.6516 | 0 | 0 | 46.6945 | 0
27.03. | 21 | 786.7909 |  | 740.0965 | 0 | 0 | 46.6945 | 0
27.03. | 22 | 789.7752 |  | 743.0807 | 0 | 0 | 46.6945 | 0
27.03. | 23 | 794.2516 |  | 747.5571 | 0 | 0 | 46.6945 | 0
27.03. | 24 | 795.7437 |  | 749.0493 | 0 | 0 | 46.6945 | 0
28.03. | 1 | 798.728 |  | 752.0335 | 0 | 0 | 46.6945 | 0
28.03. | 2 | 798.728 |  | 752.0335 | 0 | 0 | 46.6945 | 0
28.03. | 3 | 800.2201 |  | 753.5257 | 0 | 0 | 46.6945 | 0
28.03. | 4 | 800.2201 |  | 753.5257 | 0 | 0 | 46.6945 | 0
28.03. | 5 | 800.2201 |  | 753.5257 | 0 | 0 | 46.6945 | 0
28.03. | 6 | 798.728 |  | 752.0335 | 0 | 0 | 46.6945 | 0
28.03. | 7 | 794.2516 |  | 747.5571 | 0 | 0 | 46.6945 | 0
28.03. | 8 | 783.8067 |  | 737.1122 | 0 | 0 | 46.6945 | 0
28.03. | 9 | 743.5192 |  | 696.8247 | 0 | 0 | 46.6945 | 0
28.03. | 10 | 718.1529 |  | 671.4585 | 0 | 0 | 46.6945 | 0
28.03. | 11 | 686.8182 |  | 640.1238 | 0 | 0 | 46.6945 | 0
28.03. | 12 | 682.3418 |  | 635.6474 | 0 | 0 | 46.6945 | 0
28.03. | 13 | 682.3418 |  | 635.6474 | 0 | 0 | 46.6945 | 0
28.03. | 14 | 682.3418 |  | 635.6474 | 0 | 0 | 46.6945 | 0
28.03. | 15 | 682.3418 |  | 635.6474 | 0 | 0 | 46.6945 | 0
28.03. | 16 | 682.3418 |  | 635.6474 | 0 | 0 | 46.6945 | 0
28.03. | 17 | 682.3418 |  | 635.6474 | 0 | 0 | 46.6945 | 0
28.03. | 18 | 692.7867 |  | 646.0923 | 0 | 0 | 46.6945 | 0
28.03. | 19 | 707.708 |  | 661.0136 | 0 | 0 | 46.6945 | 0
28.03. | 20 | 718.1529 |  | 671.4585 | 0 | 0 | 46.6945 | 0
28.03. | 21 | 734.5664 |  | 687.8719 | 0 | 0 | 46.6945 | 0
28.03. | 22 | 742.027 |  | 695.3326 | 0 | 0 | 46.6945 | 0
28.03. | 23 | 753.9641 |  | 707.2696 | 0 | 0 | 46.6945 | 0
28.03. | 24 | 756.9483 |  | 710.2539 | 0 | 0 | 46.6945 | 0
29.03. | 1 | 761.4247 |  | 714.7303 | 0 | 0 | 46.6945 | 0
29.03. | 2 | 762.9168 |  | 716.2224 | 0 | 0 | 46.6945 | 0
29.03. | 3 | 765.9011 |  | 719.2067 | 0 | 0 | 46.6945 | 0
29.03. | 4 | 765.9011 |  | 719.2067 | 0 | 0 | 46.6945 | 0
29.03. | 5 | 762.9168 |  | 716.2224 | 0 | 0 | 46.6945 | 0
29.03. | 6 | 761.4247 |  | 714.7303 | 0 | 0 | 46.6945 | 0
29.03. | 7 | 756.9483 |  | 710.2539 | 0 | 0 | 46.6945 | 0
29.03. | 8 | 756.9483 |  | 710.2539 | 0 | 0 | 46.6945 | 0
29.03. | 9 | 736.0585 |  | 689.3641 | 0 | 0 | 46.6945 | 0
29.03. | 10 | 733.0743 |  | 686.3798 | 0 | 0 | 46.6945 | 0
29.03. | 11 | 712.1844 |  | 665.49 | 0 | 0 | 46.6945 | 0
29.03. | 12 | 709.2002 |  | 662.5057 | 0 | 0 | 46.6945 | 0
29.03. | 13 | 707.708 |  | 661.0136 | 0 | 0 | 46.6945 | 0
29.03. | 14 | 706.2159 |  | 659.5215 | 0 | 0 | 46.6945 | 0
29.03. | 15 | 704.7238 |  | 658.0293 | 0 | 0 | 46.6945 | 0
29.03. | 16 | 700.2474 |  | 653.5529 | 0 | 0 | 46.6945 | 0
29.03. | 17 | 691.2946 |  | 644.6002 | 0 | 0 | 46.6945 | 0
29.03. | 18 | 697.2631 |  | 650.5687 | 0 | 0 | 46.6945 | 0
29.03. | 19 | 697.2631 |  | 650.5687 | 0 | 0 | 46.6945 | 0
29.03. | 20 | 697.2631 |  | 650.5687 | 0 | 0 | 46.6945 | 0
29.03. | 21 | 707.708 |  | 661.0136 | 0 | 0 | 46.6945 | 0
29.03. | 22 | 713.6766 |  | 666.9821 | 0 | 0 | 46.6945 | 0
29.03. | 23 | 724.1215 |  | 677.427 | 0 | 0 | 46.6945 | 0
29.03. | 24 | 727.1057 |  | 680.4113 | 0 | 0 | 46.6945 | 0
30.03. | 1 | 730.09 |  | 683.3955 | 0 | 0 | 46.6945 | 0
30.03. | 2 | 733.0743 |  | 686.3798 | 0 | 0 | 46.6945 | 0
30.03. | 3 | 740.5349 |  | 693.8405 | 0 | 0 | 46.6945 | 0
30.03. | 4 | 745.0113 |  | 698.3168 | 0 | 0 | 46.6945 | 0
30.03. | 5 | 746.5034 |  | 699.809 | 0 | 0 | 46.6945 | 0
30.03. | 6 | 746.5034 |  | 699.809 | 0 | 0 | 46.6945 | 0
30.03. | 7 | 743.5192 |  | 696.8247 | 0 | 0 | 46.6945 | 0
30.03. | 8 | 746.5034 |  | 699.809 | 0 | 0 | 46.6945 | 0
30.03. | 9 | 724.1215 |  | 677.427 | 0 | 0 | 46.6945 | 0
30.03. | 10 | 721.1372 |  | 674.4428 | 0 | 0 | 46.6945 | 0
30.03. | 11 | 700.2474 |  | 653.5529 | 0 | 0 | 46.6945 | 0
30.03. | 12 | 698.7553 |  | 652.0608 | 0 | 0 | 46.6945 | 0
30.03. | 13 | 698.7553 |  | 652.0608 | 0 | 0 | 46.6945 | 0
30.03. | 14 | 698.7553 |  | 652.0608 | 0 | 0 | 46.6945 | 0
30.03. | 15 | 697.2631 |  | 650.5687 | 0 | 0 | 46.6945 | 0
30.03. | 16 | 695.771 |  | 649.0765 | 0 | 0 | 46.6945 | 0
30.03. | 17 | 694.2789 |  | 647.5844 | 0 | 0 | 46.6945 | 0
30.03. | 18 | 709.2002 |  | 662.5057 | 0 | 0 | 46.6945 | 0
30.03. | 19 | 719.6451 |  | 672.9506 | 0 | 0 | 46.6945 | 0
30.03. | 20 | 725.6136 |  | 678.9192 | 0 | 0 | 46.6945 | 0
30.03. | 21 | 742.027 |  | 695.3326 | 0 | 0 | 46.6945 | 0
30.03. | 22 | 747.9955 |  | 701.3011 | 0 | 0 | 46.6945 | 0
30.03. | 23 | 758.4405 |  | 711.746 | 0 | 0 | 46.6945 | 0
30.03. | 24 | 761.4247 |  | 714.7303 | 0 | 0 | 46.6945 | 0
31.03. | 1 | 765.9011 |  | 719.2067 | 0 | 0 | 46.6945 | 0
31.03. | 2 | 765.9011 |  | 719.2067 | 0 | 0 | 46.6945 | 0
31.03. | 3 | 771.8696 |  | 725.1752 | 0 | 0 | 46.6945 | 0
31.03. | 4 | 773.3618 |  | 726.6673 | 0 | 0 | 46.6945 | 0
31.03. | 5 | 770.3775 |  | 723.683 | 0 | 0 | 46.6945 | 0
31.03. | 6 | 764.409 |  | 717.7145 | 0 | 0 | 46.6945 | 0
31.03. | 7 | 755.4562 |  | 708.7618 | 0 | 0 | 46.6945 | 0
31.03. | 8 | 746.5034 |  | 699.809 | 0 | 0 | 46.6945 | 0
31.03. | 9 | 718.1529 |  | 671.4585 | 0 | 0 | 46.6945 | 0
31.03. | 10 | 709.2002 |  | 662.5057 | 0 | 0 | 46.6945 | 0
31.03. | 11 | 689.8025 |  | 643.108 | 0 | 0 | 46.6945 | 0
31.03. | 12 | 685.3261 |  | 638.6316 | 0 | 0 | 46.6945 | 0
31.03. | 13 | 683.834 |  | 637.1395 | 0 | 0 | 46.6945 | 0
31.03. | 14 | 682.3418 |  | 635.6474 | 0 | 0 | 46.6945 | 0
31.03. | 15 | 682.3418 |  | 635.6474 | 0 | 0 | 46.6945 | 0
31.03. | 16 | 682.3418 |  | 635.6474 | 0 | 0 | 46.6945 | 0
31.03. | 17 | 682.3418 |  | 635.6474 | 0 | 0 | 46.6945 | 0
31.03. | 18 | 698.7553 |  | 652.0608 | 0 | 0 | 46.6945 | 0
31.03. | 19 | 724.1215 |  | 677.427 | 0 | 0 | 46.6945 | 0
31.03. | 20 | 740.5349 |  | 693.8405 | 0 | 0 | 46.6945 | 0
31.03. | 21 | 756.9483 |  | 710.2539 | 0 | 0 | 46.6945 | 0
31.03. | 22 | 764.409 |  | 717.7145 | 0 | 0 | 46.6945 | 0
31.03. | 23 | 774.8539 |  | 728.1594 | 0 | 0 | 46.6945 | 0
31.03. | 24 | 779.3303 |  | 732.6358 | 0 | 0 | 46.6945 | 0
01.04. | 1 | 674.7544 |  | 623.7103 | 0 | 0 | 51.0441 | 0
01.04. | 2 | 677.7387 |  | 626.6946 | 0 | 0 | 51.0441 | 0
01.04. | 3 | 683.7072 |  | 632.6631 | 0 | 0 | 51.0441 | 0
01.04. | 4 | 685.1993 |  | 634.1553 | 0 | 0 | 51.0441 | 0
01.04. | 5 | 686.6915 |  | 635.6474 | 0 | 0 | 51.0441 | 0
01.04. | 6 | 677.7387 |  | 626.6946 | 0 | 0 | 51.0441 | 0
01.04. | 7 | 659.8331 |  | 608.789 | 0 | 0 | 51.0441 | 0
01.04. | 8 | 638.9433 |  | 587.8992 | 0 | 0 | 51.0441 | 0
01.04. | 9 | 615.0692 |  | 564.0251 | 0 | 0 | 51.0441 | 0
01.04. | 10 | 610.5928 |  | 559.5488 | 0 | 0 | 51.0441 | 0
01.04. | 11 | 601.64 |  | 550.596 | 0 | 0 | 51.0441 | 0
01.04. | 12 | 592.6873 |  | 541.6432 | 0 | 0 | 51.0441 | 0
01.04. | 13 | 579.2581 |  | 528.214 | 0 | 0 | 51.0441 | 0
01.04. | 14 | 568.8132 |  | 517.7691 | 0 | 0 | 51.0441 | 0
01.04. | 15 | 561.3525 |  | 510.3085 | 0 | 0 | 51.0441 | 0
01.04. | 16 | 567.3211 |  | 516.277 | 0 | 0 | 51.0441 | 0
01.04. | 17 | 582.2424 |  | 531.1983 | 0 | 0 | 51.0441 | 0
01.04. | 18 | 604.6243 |  | 553.5802 | 0 | 0 | 51.0441 | 0
01.04. | 19 | 610.5928 |  | 559.5488 | 0 | 0 | 51.0441 | 0
01.04. | 20 | 613.5771 |  | 562.533 | 0 | 0 | 51.0441 | 0
01.04. | 21 | 616.5613 |  | 565.5173 | 0 | 0 | 51.0441 | 0
01.04. | 22 | 618.0535 |  | 567.0094 | 0 | 0 | 51.0441 | 0
01.04. | 23 | 624.022 |  | 572.9779 | 0 | 0 | 51.0441 | 0
01.04. | 24 | 627.0063 |  | 575.9622 | 0 | 0 | 51.0441 | 0
02.04. | 1 | 631.4826 |  | 580.4386 | 0 | 0 | 51.0441 | 0
02.04. | 2 | 634.4669 |  | 583.4228 | 0 | 0 | 51.0441 | 0
02.04. | 3 | 640.4354 |  | 589.3914 | 0 | 0 | 51.0441 | 0
02.04. | 4 | 643.4197 |  | 592.3756 | 0 | 0 | 51.0441 | 0
02.04. | 5 | 644.9118 |  | 593.8677 | 0 | 0 | 51.0441 | 0
02.04. | 6 | 638.9433 |  | 587.8992 | 0 | 0 | 51.0441 | 0
02.04. | 7 | 628.4984 |  | 577.4543 | 0 | 0 | 51.0441 | 0
02.04. | 8 | 618.0535 |  | 567.0094 | 0 | 0 | 51.0441 | 0
02.04. | 9 | 609.1007 |  | 558.0566 | 0 | 0 | 51.0441 | 0
02.04. | 10 | 603.1322 |  | 552.0881 | 0 | 0 | 51.0441 | 0
02.04. | 11 | 588.2109 |  | 537.1668 | 0 | 0 | 51.0441 | 0
02.04. | 12 | 585.2266 |  | 534.1825 | 0 | 0 | 51.0441 | 0
02.04. | 13 | 582.2424 |  | 531.1983 | 0 | 0 | 51.0441 | 0
02.04. | 14 | 577.766 |  | 526.7219 | 0 | 0 | 51.0441 | 0
02.04. | 15 | 574.7817 |  | 523.7376 | 0 | 0 | 51.0441 | 0
02.04. | 16 | 580.7502 |  | 529.7061 | 0 | 0 | 51.0441 | 0
02.04. | 17 | 591.1951 |  | 540.1511 | 0 | 0 | 51.0441 | 0
02.04. | 18 | 607.6086 |  | 556.5645 | 0 | 0 | 51.0441 | 0
02.04. | 19 | 612.085 |  | 561.0409 | 0 | 0 | 51.0441 | 0
02.04. | 20 | 615.0692 |  | 564.0251 | 0 | 0 | 51.0441 | 0
02.04. | 21 | 621.0377 |  | 569.9937 | 0 | 0 | 51.0441 | 0
02.04. | 22 | 624.022 |  | 572.9779 | 0 | 0 | 51.0441 | 0
02.04. | 23 | 634.4669 |  | 583.4228 | 0 | 0 | 51.0441 | 0
02.04. | 24 | 638.9433 |  | 587.8992 | 0 | 0 | 51.0441 | 0
03.04. | 1 | 646.4039 |  | 595.3599 | 0 | 0 | 51.0441 | 0
03.04. | 2 | 652.3725 |  | 601.3284 | 0 | 0 | 51.0441 | 0
03.04. | 3 | 662.8174 |  | 611.7733 | 0 | 0 | 51.0441 | 0
03.04. | 4 | 665.8016 |  | 614.7576 | 0 | 0 | 51.0441 | 0
03.04. | 5 | 665.8016 |  | 614.7576 | 0 | 0 | 51.0441 | 0
03.04. | 6 | 653.8646 |  | 602.8205 | 0 | 0 | 51.0441 | 0
03.04. | 7 | 638.9433 |  | 587.8992 | 0 | 0 | 51.0441 | 0
03.04. | 8 | 625.5141 |  | 574.4701 | 0 | 0 | 51.0441 | 0
03.04. | 9 | 612.085 |  | 561.0409 | 0 | 0 | 51.0441 | 0
03.04. | 10 | 609.1007 |  | 558.0566 | 0 | 0 | 51.0441 | 0
03.04. | 11 | 604.6243 |  | 553.5802 | 0 | 0 | 51.0441 | 0
03.04. | 12 | 601.64 |  | 550.596 | 0 | 0 | 51.0441 | 0
03.04. | 13 | 598.6558 |  | 547.6117 | 0 | 0 | 51.0441 | 0
03.04. | 14 | 594.1794 |  | 543.1353 | 0 | 0 | 51.0441 | 0
03.04. | 15 | 588.2109 |  | 537.1668 | 0 | 0 | 51.0441 | 0
03.04. | 16 | 591.1951 |  | 540.1511 | 0 | 0 | 51.0441 | 0
03.04. | 17 | 598.6558 |  | 547.6117 | 0 | 0 | 51.0441 | 0
03.04. | 18 | 609.1007 |  | 558.0566 | 0 | 0 | 51.0441 | 0
03.04. | 19 | 613.5771 |  | 562.533 | 0 | 0 | 51.0441 | 0
03.04. | 20 | 616.5613 |  | 565.5173 | 0 | 0 | 51.0441 | 0
03.04. | 21 | 622.5299 |  | 571.4858 | 0 | 0 | 51.0441 | 0
03.04. | 22 | 625.5141 |  | 574.4701 | 0 | 0 | 51.0441 | 0
03.04. | 23 | 632.9748 |  | 581.9307 | 0 | 0 | 51.0441 | 0
03.04. | 24 | 635.959 |  | 584.915 | 0 | 0 | 51.0441 | 0
04.04. | 1 | 638.9433 |  | 587.8992 | 0 | 0 | 51.0441 | 0
04.04. | 2 | 643.4197 |  | 592.3756 | 0 | 0 | 51.0441 | 0
04.04. | 3 | 649.3882 |  | 598.3441 | 0 | 0 | 51.0441 | 0
04.04. | 4 | 652.3725 |  | 601.3284 | 0 | 0 | 51.0441 | 0
04.04. | 5 | 650.8803 |  | 599.8363 | 0 | 0 | 51.0441 | 0
04.04. | 6 | 640.4354 |  | 589.3914 | 0 | 0 | 51.0441 | 0
04.04. | 7 | 625.5141 |  | 574.4701 | 0 | 0 | 51.0441 | 0
04.04. | 8 | 615.0692 |  | 564.0251 | 0 | 0 | 51.0441 | 0
04.04. | 9 | 601.64 |  | 550.596 | 0 | 0 | 51.0441 | 0
04.04. | 10 | 583.7345 |  | 532.6904 | 0 | 0 | 51.0441 | 0
04.04. | 11 | 537.4785 |  | 486.4344 | 0 | 0 | 51.0441 | 0
04.04. | 12 | 527.0335 |  | 475.9895 | 0 | 0 | 51.0441 | 0
04.04. | 13 | 522.5571 |  | 471.5131 | 0 | 0 | 51.0441 | 0
04.04. | 14 | 522.5571 |  | 471.5131 | 0 | 0 | 51.0441 | 0
04.04. | 15 | 522.5571 |  | 471.5131 | 0 | 0 | 51.0441 | 0
04.04. | 16 | 522.5571 |  | 471.5131 | 0 | 0 | 51.0441 | 0
04.04. | 17 | 535.9863 |  | 484.9423 | 0 | 0 | 51.0441 | 0
04.04. | 18 | 589.703 |  | 538.6589 | 0 | 0 | 51.0441 | 0
04.04. | 19 | 606.1164 |  | 555.0724 | 0 | 0 | 51.0441 | 0
04.04. | 20 | 609.1007 |  | 558.0566 | 0 | 0 | 51.0441 | 0
04.04. | 21 | 612.085 |  | 561.0409 | 0 | 0 | 51.0441 | 0
04.04. | 22 | 613.5771 |  | 562.533 | 0 | 0 | 51.0441 | 0
04.04. | 23 | 619.5456 |  | 568.5015 | 0 | 0 | 51.0441 | 0
04.04. | 24 | 621.0377 |  | 569.9937 | 0 | 0 | 51.0441 | 0
05.04. | 1 | 624.022 |  | 572.9779 | 0 | 0 | 51.0441 | 0
05.04. | 2 | 627.0063 |  | 575.9622 | 0 | 0 | 51.0441 | 0
05.04. | 3 | 631.4826 |  | 580.4386 | 0 | 0 | 51.0441 | 0
05.04. | 4 | 631.4826 |  | 580.4386 | 0 | 0 | 51.0441 | 0
05.04. | 5 | 631.4826 |  | 580.4386 | 0 | 0 | 51.0441 | 0
05.04. | 6 | 625.5141 |  | 574.4701 | 0 | 0 | 51.0441 | 0
05.04. | 7 | 618.0535 |  | 567.0094 | 0 | 0 | 51.0441 | 0
05.04. | 8 | 612.085 |  | 561.0409 | 0 | 0 | 51.0441 | 0
05.04. | 9 | 603.1322 |  | 552.0881 | 0 | 0 | 51.0441 | 0
05.04. | 10 | 591.1951 |  | 540.1511 | 0 | 0 | 51.0441 | 0
05.04. | 11 | 562.8447 |  | 511.8006 | 0 | 0 | 51.0441 | 0
05.04. | 12 | 555.384 |  | 504.3399 | 0 | 0 | 51.0441 | 0
05.04. | 13 | 552.3998 |  | 501.3557 | 0 | 0 | 51.0441 | 0
05.04. | 14 | 553.8919 |  | 502.8478 | 0 | 0 | 51.0441 | 0
05.04. | 15 | 559.8604 |  | 508.8163 | 0 | 0 | 51.0441 | 0
05.04. | 16 | 568.8132 |  | 517.7691 | 0 | 0 | 51.0441 | 0
05.04. | 17 | 579.2581 |  | 528.214 | 0 | 0 | 51.0441 | 0
05.04. | 18 | 600.1479 |  | 549.1038 | 0 | 0 | 51.0441 | 0
05.04. | 19 | 607.6086 |  | 556.5645 | 0 | 0 | 51.0441 | 0
05.04. | 20 | 609.1007 |  | 558.0566 | 0 | 0 | 51.0441 | 0
05.04. | 21 | 612.085 |  | 561.0409 | 0 | 0 | 51.0441 | 0
05.04. | 22 | 613.5771 |  | 562.533 | 0 | 0 | 51.0441 | 0
05.04. | 23 | 619.5456 |  | 568.5015 | 0 | 0 | 51.0441 | 0
05.04. | 24 | 622.5299 |  | 571.4858 | 0 | 0 | 51.0441 | 0
06.04. | 1 | 627.0063 |  | 575.9622 | 0 | 0 | 51.0441 | 0
06.04. | 2 | 629.9905 |  | 578.9464 | 0 | 0 | 51.0441 | 0
06.04. | 3 | 637.4512 |  | 586.4071 | 0 | 0 | 51.0441 | 0
06.04. | 4 | 640.4354 |  | 589.3914 | 0 | 0 | 51.0441 | 0
06.04. | 5 | 640.4354 |  | 589.3914 | 0 | 0 | 51.0441 | 0
06.04. | 6 | 634.4669 |  | 583.4228 | 0 | 0 | 51.0441 | 0
06.04. | 7 | 627.0063 |  | 575.9622 | 0 | 0 | 51.0441 | 0
06.04. | 8 | 621.0377 |  | 569.9937 | 0 | 0 | 51.0441 | 0
06.04. | 9 | 612.085 |  | 561.0409 | 0 | 0 | 51.0441 | 0
06.04. | 10 | 610.5928 |  | 559.5488 | 0 | 0 | 51.0441 | 0
06.04. | 11 | 606.1164 |  | 555.0724 | 0 | 0 | 51.0441 | 0
06.04. | 12 | 606.1164 |  | 555.0724 | 0 | 0 | 51.0441 | 0
06.04. | 13 | 606.1164 |  | 555.0724 | 0 | 0 | 51.0441 | 0
06.04. | 14 | 606.1164 |  | 555.0724 | 0 | 0 | 51.0441 | 0
06.04. | 15 | 607.6086 |  | 556.5645 | 0 | 0 | 51.0441 | 0
06.04. | 16 | 609.1007 |  | 558.0566 | 0 | 0 | 51.0441 | 0
06.04. | 17 | 609.1007 |  | 558.0566 | 0 | 0 | 51.0441 | 0
06.04. | 18 | 612.085 |  | 561.0409 | 0 | 0 | 51.0441 | 0
06.04. | 19 | 616.5613 |  | 565.5173 | 0 | 0 | 51.0441 | 0
06.04. | 20 | 618.0535 |  | 567.0094 | 0 | 0 | 51.0441 | 0
06.04. | 21 | 624.022 |  | 572.9779 | 0 | 0 | 51.0441 | 0
06.04. | 22 | 625.5141 |  | 574.4701 | 0 | 0 | 51.0441 | 0
06.04. | 23 | 632.9748 |  | 581.9307 | 0 | 0 | 51.0441 | 0
06.04. | 24 | 635.959 |  | 584.915 | 0 | 0 | 51.0441 | 0
07.04. | 1 | 638.9433 |  | 587.8992 | 0 | 0 | 51.0441 | 0
07.04. | 2 | 640.4354 |  | 589.3914 | 0 | 0 | 51.0441 | 0
07.04. | 3 | 643.4197 |  | 592.3756 | 0 | 0 | 51.0441 | 0
07.04. | 4 | 646.4039 |  | 595.3599 | 0 | 0 | 51.0441 | 0
07.04. | 5 | 649.3882 |  | 598.3441 | 0 | 0 | 51.0441 | 0
07.04. | 6 | 647.8961 |  | 596.852 | 0 | 0 | 51.0441 | 0
07.04. | 7 | 643.4197 |  | 592.3756 | 0 | 0 | 51.0441 | 0
07.04. | 8 | 640.4354 |  | 589.3914 | 0 | 0 | 51.0441 | 0
07.04. | 9 | 625.5141 |  | 574.4701 | 0 | 0 | 51.0441 | 0
07.04. | 10 | 624.022 |  | 572.9779 | 0 | 0 | 51.0441 | 0
07.04. | 11 | 616.5613 |  | 565.5173 | 0 | 0 | 51.0441 | 0
07.04. | 12 | 616.5613 |  | 565.5173 | 0 | 0 | 51.0441 | 0
07.04. | 13 | 615.0692 |  | 564.0251 | 0 | 0 | 51.0441 | 0
07.04. | 14 | 616.5613 |  | 565.5173 | 0 | 0 | 51.0441 | 0
07.04. | 15 | 616.5613 |  | 565.5173 | 0 | 0 | 51.0441 | 0
07.04. | 16 | 618.0535 |  | 567.0094 | 0 | 0 | 51.0441 | 0
07.04. | 17 | 618.0535 |  | 567.0094 | 0 | 0 | 51.0441 | 0
07.04. | 18 | 624.022 |  | 572.9779 | 0 | 0 | 51.0441 | 0
07.04. | 19 | 628.4984 |  | 577.4543 | 0 | 0 | 51.0441 | 0
07.04. | 20 | 629.9905 |  | 578.9464 | 0 | 0 | 51.0441 | 0
07.04. | 21 | 640.4354 |  | 589.3914 | 0 | 0 | 51.0441 | 0
07.04. | 22 | 644.9118 |  | 593.8677 | 0 | 0 | 51.0441 | 0
07.04. | 23 | 655.3567 |  | 604.3127 | 0 | 0 | 51.0441 | 0
07.04. | 24 | 658.341 |  | 607.2969 | 0 | 0 | 51.0441 | 0
08.04. | 1 | 659.8331 |  | 608.789 | 0 | 0 | 51.0441 | 0
08.04. | 2 | 661.3252 |  | 610.2812 | 0 | 0 | 51.0441 | 0
08.04. | 3 | 667.2938 |  | 616.2497 | 0 | 0 | 51.0441 | 0
08.04. | 4 | 671.7701 |  | 620.7261 | 0 | 0 | 51.0441 | 0
08.04. | 5 | 679.2308 |  | 628.1867 | 0 | 0 | 51.0441 | 0
08.04. | 6 | 682.2151 |  | 631.171 | 0 | 0 | 51.0441 | 0
08.04. | 7 | 680.7229 |  | 629.6789 | 0 | 0 | 51.0441 | 0
08.04. | 8 | 682.2151 |  | 631.171 | 0 | 0 | 51.0441 | 0
08.04. | 9 | 670.278 |  | 619.234 | 0 | 0 | 51.0441 | 0
08.04. | 10 | 668.7859 |  | 617.7418 | 0 | 0 | 51.0441 | 0
08.04. | 11 | 656.8489 |  | 605.8048 | 0 | 0 | 51.0441 | 0
08.04. | 12 | 655.3567 |  | 604.3127 | 0 | 0 | 51.0441 | 0
08.04. | 13 | 653.8646 |  | 602.8205 | 0 | 0 | 51.0441 | 0
08.04. | 14 | 656.8489 |  | 605.8048 | 0 | 0 | 51.0441 | 0
08.04. | 15 | 659.8331 |  | 608.789 | 0 | 0 | 51.0441 | 0
08.04. | 16 | 664.3095 |  | 613.2654 | 0 | 0 | 51.0441 | 0
08.04. | 17 | 664.3095 |  | 613.2654 | 0 | 0 | 51.0441 | 0
08.04. | 18 | 668.7859 |  | 617.7418 | 0 | 0 | 51.0441 | 0
08.04. | 19 | 670.278 |  | 619.234 | 0 | 0 | 51.0441 | 0
08.04. | 20 | 670.278 |  | 619.234 | 0 | 0 | 51.0441 | 0
08.04. | 21 | 680.7229 |  | 629.6789 | 0 | 0 | 51.0441 | 0
08.04. | 22 | 685.1993 |  | 634.1553 | 0 | 0 | 51.0441 | 0
08.04. | 23 | 695.6442 |  | 644.6002 | 0 | 0 | 51.0441 | 0
08.04. | 24 | 697.1364 |  | 646.0923 | 0 | 0 | 51.0441 | 0
09.04. | 1 | 698.6285 |  | 647.5844 | 0 | 0 | 51.0441 | 0
09.04. | 2 | 700.1206 |  | 649.0765 | 0 | 0 | 51.0441 | 0
09.04. | 3 | 701.6128 |  | 650.5687 | 0 | 0 | 51.0441 | 0
09.04. | 4 | 703.1049 |  | 652.0608 | 0 | 0 | 51.0441 | 0
09.04. | 5 | 706.0891 |  | 655.0451 | 0 | 0 | 51.0441 | 0
09.04. | 6 | 703.1049 |  | 652.0608 | 0 | 0 | 51.0441 | 0
09.04. | 7 | 697.1364 |  | 646.0923 | 0 | 0 | 51.0441 | 0
09.04. | 8 | 692.66 |  | 641.6159 | 0 | 0 | 51.0441 | 0
09.04. | 9 | 676.2465 |  | 625.2025 | 0 | 0 | 51.0441 | 0
09.04. | 10 | 670.278 |  | 619.234 | 0 | 0 | 51.0441 | 0
09.04. | 11 | 655.3567 |  | 604.3127 | 0 | 0 | 51.0441 | 0
09.04. | 12 | 650.8803 |  | 599.8363 | 0 | 0 | 51.0441 | 0
09.04. | 13 | 646.4039 |  | 595.3599 | 0 | 0 | 51.0441 | 0
09.04. | 14 | 643.4197 |  | 592.3756 | 0 | 0 | 51.0441 | 0
09.04. | 15 | 640.4354 |  | 589.3914 | 0 | 0 | 51.0441 | 0
09.04. | 16 | 641.9276 |  | 590.8835 | 0 | 0 | 51.0441 | 0
09.04. | 17 | 644.9118 |  | 593.8677 | 0 | 0 | 51.0441 | 0
09.04. | 18 | 656.8489 |  | 605.8048 | 0 | 0 | 51.0441 | 0
09.04. | 19 | 662.8174 |  | 611.7733 | 0 | 0 | 51.0441 | 0
09.04. | 20 | 662.8174 |  | 611.7733 | 0 | 0 | 51.0441 | 0
09.04. | 21 | 671.7701 |  | 620.7261 | 0 | 0 | 51.0441 | 0
09.04. | 22 | 674.7544 |  | 623.7103 | 0 | 0 | 51.0441 | 0
09.04. | 23 | 683.7072 |  | 632.6631 | 0 | 0 | 51.0441 | 0
09.04. | 24 | 685.1993 |  | 634.1553 | 0 | 0 | 51.0441 | 0
10.04. | 1 | 688.1836 |  | 637.1395 | 0 | 0 | 51.0441 | 0
10.04. | 2 | 689.6757 |  | 638.6316 | 0 | 0 | 51.0441 | 0
10.04. | 3 | 695.6442 |  | 644.6002 | 0 | 0 | 51.0441 | 0
10.04. | 4 | 698.6285 |  | 647.5844 | 0 | 0 | 51.0441 | 0
10.04. | 5 | 700.1206 |  | 649.0765 | 0 | 0 | 51.0441 | 0
10.04. | 6 | 695.6442 |  | 644.6002 | 0 | 0 | 51.0441 | 0
10.04. | 7 | 686.6915 |  | 635.6474 | 0 | 0 | 51.0441 | 0
10.04. | 8 | 680.7229 |  | 629.6789 | 0 | 0 | 51.0441 | 0
10.04. | 9 | 662.8174 |  | 611.7733 | 0 | 0 | 51.0441 | 0
10.04. | 10 | 655.3567 |  | 604.3127 | 0 | 0 | 51.0441 | 0
10.04. | 11 | 641.9276 |  | 590.8835 | 0 | 0 | 51.0441 | 0
10.04. | 12 | 637.4512 |  | 586.4071 | 0 | 0 | 51.0441 | 0
10.04. | 13 | 632.9748 |  | 581.9307 | 0 | 0 | 51.0441 | 0
10.04. | 14 | 629.9905 |  | 578.9464 | 0 | 0 | 51.0441 | 0
10.04. | 15 | 627.0063 |  | 575.9622 | 0 | 0 | 51.0441 | 0
10.04. | 16 | 628.4984 |  | 577.4543 | 0 | 0 | 51.0441 | 0
10.04. | 17 | 632.9748 |  | 581.9307 | 0 | 0 | 51.0441 | 0
10.04. | 18 | 652.3725 |  | 601.3284 | 0 | 0 | 51.0441 | 0
10.04. | 19 | 665.8016 |  | 614.7576 | 0 | 0 | 51.0441 | 0
10.04. | 20 | 674.7544 |  | 623.7103 | 0 | 0 | 51.0441 | 0
10.04. | 21 | 686.6915 |  | 635.6474 | 0 | 0 | 51.0441 | 0
10.04. | 22 | 692.66 |  | 641.6159 | 0 | 0 | 51.0441 | 0
10.04. | 23 | 703.1049 |  | 652.0608 | 0 | 0 | 51.0441 | 0
10.04. | 24 | 707.5813 |  | 656.5372 | 0 | 0 | 51.0441 | 0
11.04. | 1 | 710.5655 |  | 659.5215 | 0 | 0 | 51.0441 | 0
11.04. | 2 | 712.0577 |  | 661.0136 | 0 | 0 | 51.0441 | 0
11.04. | 3 | 716.5341 |  | 665.49 | 0 | 0 | 51.0441 | 0
11.04. | 4 | 716.5341 |  | 665.49 | 0 | 0 | 51.0441 | 0
11.04. | 5 | 715.0419 |  | 663.9978 | 0 | 0 | 51.0441 | 0
11.04. | 6 | 707.5813 |  | 656.5372 | 0 | 0 | 51.0441 | 0
11.04. | 7 | 694.1521 |  | 643.108 | 0 | 0 | 51.0441 | 0
11.04. | 8 | 676.2465 |  | 625.2025 | 0 | 0 | 51.0441 | 0
11.04. | 9 | 641.9276 |  | 590.8835 | 0 | 0 | 51.0441 | 0
11.04. | 10 | 627.0063 |  | 575.9622 | 0 | 0 | 51.0441 | 0
11.04. | 11 | 616.5613 |  | 565.5173 | 0 | 0 | 51.0441 | 0
11.04. | 12 | 613.5771 |  | 562.533 | 0 | 0 | 51.0441 | 0
11.04. | 13 | 612.085 |  | 561.0409 | 0 | 0 | 51.0441 | 0
11.04. | 14 | 610.5928 |  | 559.5488 | 0 | 0 | 51.0441 | 0
11.04. | 15 | 610.5928 |  | 559.5488 | 0 | 0 | 51.0441 | 0
11.04. | 16 | 610.5928 |  | 559.5488 | 0 | 0 | 51.0441 | 0
11.04. | 17 | 612.085 |  | 561.0409 | 0 | 0 | 51.0441 | 0
11.04. | 18 | 624.022 |  | 572.9779 | 0 | 0 | 51.0441 | 0
11.04. | 19 | 638.9433 |  | 587.8992 | 0 | 0 | 51.0441 | 0
11.04. | 20 | 649.3882 |  | 598.3441 | 0 | 0 | 51.0441 | 0
11.04. | 21 | 664.3095 |  | 613.2654 | 0 | 0 | 51.0441 | 0
11.04. | 22 | 671.7701 |  | 620.7261 | 0 | 0 | 51.0441 | 0
11.04. | 23 | 683.7072 |  | 632.6631 | 0 | 0 | 51.0441 | 0
11.04. | 24 | 688.1836 |  | 637.1395 | 0 | 0 | 51.0441 | 0
12.04. | 1 | 691.1678 |  | 640.1238 | 0 | 0 | 51.0441 | 0
12.04. | 2 | 695.6442 |  | 644.6002 | 0 | 0 | 51.0441 | 0
12.04. | 3 | 701.6128 |  | 650.5687 | 0 | 0 | 51.0441 | 0
12.04. | 4 | 703.1049 |  | 652.0608 | 0 | 0 | 51.0441 | 0
12.04. | 5 | 701.6128 |  | 650.5687 | 0 | 0 | 51.0441 | 0
12.04. | 6 | 689.6757 |  | 638.6316 | 0 | 0 | 51.0441 | 0
12.04. | 7 | 671.7701 |  | 620.7261 | 0 | 0 | 51.0441 | 0
12.04. | 8 | 653.8646 |  | 602.8205 | 0 | 0 | 51.0441 | 0
12.04. | 9 | 625.5141 |  | 574.4701 | 0 | 0 | 51.0441 | 0
12.04. | 10 | 618.0535 |  | 567.0094 | 0 | 0 | 51.0441 | 0
12.04. | 11 | 612.085 |  | 561.0409 | 0 | 0 | 51.0441 | 0
12.04. | 12 | 610.5928 |  | 559.5488 | 0 | 0 | 51.0441 | 0
12.04. | 13 | 609.1007 |  | 558.0566 | 0 | 0 | 51.0441 | 0
12.04. | 14 | 609.1007 |  | 558.0566 | 0 | 0 | 51.0441 | 0
12.04. | 15 | 609.1007 |  | 558.0566 | 0 | 0 | 51.0441 | 0
12.04. | 16 | 609.1007 |  | 558.0566 | 0 | 0 | 51.0441 | 0
12.04. | 17 | 610.5928 |  | 559.5488 | 0 | 0 | 51.0441 | 0
12.04. | 18 | 618.0535 |  | 567.0094 | 0 | 0 | 51.0441 | 0
12.04. | 19 | 628.4984 |  | 577.4543 | 0 | 0 | 51.0441 | 0
12.04. | 20 | 637.4512 |  | 586.4071 | 0 | 0 | 51.0441 | 0
12.04. | 21 | 649.3882 |  | 598.3441 | 0 | 0 | 51.0441 | 0
12.04. | 22 | 656.8489 |  | 605.8048 | 0 | 0 | 51.0441 | 0
12.04. | 23 | 668.7859 |  | 617.7418 | 0 | 0 | 51.0441 | 0
12.04. | 24 | 673.2623 |  | 622.2182 | 0 | 0 | 51.0441 | 0
13.04. | 1 | 677.7387 |  | 626.6946 | 0 | 0 | 51.0441 | 0
13.04. | 2 | 682.2151 |  | 631.171 | 0 | 0 | 51.0441 | 0
13.04. | 3 | 689.6757 |  | 638.6316 | 0 | 0 | 51.0441 | 0
13.04. | 4 | 691.1678 |  | 640.1238 | 0 | 0 | 51.0441 | 0
13.04. | 5 | 688.1836 |  | 637.1395 | 0 | 0 | 51.0441 | 0
13.04. | 6 | 676.2465 |  | 625.2025 | 0 | 0 | 51.0441 | 0
13.04. | 7 | 658.341 |  | 607.2969 | 0 | 0 | 51.0441 | 0
13.04. | 8 | 641.9276 |  | 590.8835 | 0 | 0 | 51.0441 | 0
13.04. | 9 | 621.0377 |  | 569.9937 | 0 | 0 | 51.0441 | 0
13.04. | 10 | 615.0692 |  | 564.0251 | 0 | 0 | 51.0441 | 0
13.04. | 11 | 610.5928 |  | 559.5488 | 0 | 0 | 51.0441 | 0
13.04. | 12 | 609.1007 |  | 558.0566 | 0 | 0 | 51.0441 | 0
13.04. | 13 | 607.6086 |  | 556.5645 | 0 | 0 | 51.0441 | 0
13.04. | 14 | 606.1164 |  | 555.0724 | 0 | 0 | 51.0441 | 0
13.04. | 15 | 606.1164 |  | 555.0724 | 0 | 0 | 51.0441 | 0
13.04. | 16 | 607.6086 |  | 556.5645 | 0 | 0 | 51.0441 | 0
13.04. | 17 | 609.1007 |  | 558.0566 | 0 | 0 | 51.0441 | 0
13.04. | 18 | 615.0692 |  | 564.0251 | 0 | 0 | 51.0441 | 0
13.04. | 19 | 624.022 |  | 572.9779 | 0 | 0 | 51.0441 | 0
13.04. | 20 | 631.4826 |  | 580.4386 | 0 | 0 | 51.0441 | 0
13.04. | 21 | 643.4197 |  | 592.3756 | 0 | 0 | 51.0441 | 0
13.04. | 22 | 650.8803 |  | 599.8363 | 0 | 0 | 51.0441 | 0
13.04. | 23 | 664.3095 |  | 613.2654 | 0 | 0 | 51.0441 | 0
13.04. | 24 | 670.278 |  | 619.234 | 0 | 0 | 51.0441 | 0
14.04. | 1 | 676.2465 |  | 625.2025 | 0 | 0 | 51.0441 | 0
14.04. | 2 | 682.2151 |  | 631.171 | 0 | 0 | 51.0441 | 0
14.04. | 3 | 689.6757 |  | 638.6316 | 0 | 0 | 51.0441 | 0
14.04. | 4 | 691.1678 |  | 640.1238 | 0 | 0 | 51.0441 | 0
14.04. | 5 | 689.6757 |  | 638.6316 | 0 | 0 | 51.0441 | 0
14.04. | 6 | 674.7544 |  | 623.7103 | 0 | 0 | 51.0441 | 0
14.04. | 7 | 655.3567 |  | 604.3127 | 0 | 0 | 51.0441 | 0
14.04. | 8 | 638.9433 |  | 587.8992 | 0 | 0 | 51.0441 | 0
14.04. | 9 | 618.0535 |  | 567.0094 | 0 | 0 | 51.0441 | 0
14.04. | 10 | 613.5771 |  | 562.533 | 0 | 0 | 51.0441 | 0
14.04. | 11 | 609.1007 |  | 558.0566 | 0 | 0 | 51.0441 | 0
14.04. | 12 | 607.6086 |  | 556.5645 | 0 | 0 | 51.0441 | 0
14.04. | 13 | 606.1164 |  | 555.0724 | 0 | 0 | 51.0441 | 0
14.04. | 14 | 604.6243 |  | 553.5802 | 0 | 0 | 51.0441 | 0
14.04. | 15 | 603.1322 |  | 552.0881 | 0 | 0 | 51.0441 | 0
14.04. | 16 | 604.6243 |  | 553.5802 | 0 | 0 | 51.0441 | 0
14.04. | 17 | 607.6086 |  | 556.5645 | 0 | 0 | 51.0441 | 0
14.04. | 18 | 613.5771 |  | 562.533 | 0 | 0 | 51.0441 | 0
14.04. | 19 | 619.5456 |  | 568.5015 | 0 | 0 | 51.0441 | 0
14.04. | 20 | 627.0063 |  | 575.9622 | 0 | 0 | 51.0441 | 0
14.04. | 21 | 638.9433 |  | 587.8992 | 0 | 0 | 51.0441 | 0
14.04. | 22 | 646.4039 |  | 595.3599 | 0 | 0 | 51.0441 | 0
14.04. | 23 | 659.8331 |  | 608.789 | 0 | 0 | 51.0441 | 0
14.04. | 24 | 665.8016 |  | 614.7576 | 0 | 0 | 51.0441 | 0
15.04. | 1 | 673.2623 |  | 622.2182 | 0 | 0 | 51.0441 | 0
15.04. | 2 | 679.2308 |  | 628.1867 | 0 | 0 | 51.0441 | 0
15.04. | 3 | 688.1836 |  | 637.1395 | 0 | 0 | 51.0441 | 0
15.04. | 4 | 688.1836 |  | 637.1395 | 0 | 0 | 51.0441 | 0
15.04. | 5 | 685.1993 |  | 634.1553 | 0 | 0 | 51.0441 | 0
15.04. | 6 | 667.2938 |  | 616.2497 | 0 | 0 | 51.0441 | 0
15.04. | 7 | 646.4039 |  | 595.3599 | 0 | 0 | 51.0441 | 0
15.04. | 8 | 629.9905 |  | 578.9464 | 0 | 0 | 51.0441 | 0
15.04. | 9 | 613.5771 |  | 562.533 | 0 | 0 | 51.0441 | 0
15.04. | 10 | 610.5928 |  | 559.5488 | 0 | 0 | 51.0441 | 0
15.04. | 11 | 604.6243 |  | 553.5802 | 0 | 0 | 51.0441 | 0
15.04. | 12 | 600.1479 |  | 549.1038 | 0 | 0 | 51.0441 | 0
15.04. | 13 | 594.1794 |  | 543.1353 | 0 | 0 | 51.0441 | 0
15.04. | 14 | 589.703 |  | 538.6589 | 0 | 0 | 51.0441 | 0
15.04. | 15 | 586.7187 |  | 535.6747 | 0 | 0 | 51.0441 | 0
15.04. | 16 | 589.703 |  | 538.6589 | 0 | 0 | 51.0441 | 0
15.04. | 17 | 597.1637 |  | 546.1196 | 0 | 0 | 51.0441 | 0
15.04. | 18 | 609.1007 |  | 558.0566 | 0 | 0 | 51.0441 | 0
15.04. | 19 | 612.085 |  | 561.0409 | 0 | 0 | 51.0441 | 0
15.04. | 20 | 616.5613 |  | 565.5173 | 0 | 0 | 51.0441 | 0
15.04. | 21 | 624.022 |  | 572.9779 | 0 | 0 | 51.0441 | 0
15.04. | 22 | 628.4984 |  | 577.4543 | 0 | 0 | 51.0441 | 0
15.04. | 23 | 638.9433 |  | 587.8992 | 0 | 0 | 51.0441 | 0
15.04. | 24 | 643.4197 |  | 592.3756 | 0 | 0 | 51.0441 | 0
16.04. | 1 | 649.3882 |  | 598.3441 | 0 | 0 | 51.0441 | 0
16.04. | 2 | 653.8646 |  | 602.8205 | 0 | 0 | 51.0441 | 0
16.04. | 3 | 661.3252 |  | 610.2812 | 0 | 0 | 51.0441 | 0
16.04. | 4 | 661.3252 |  | 610.2812 | 0 | 0 | 51.0441 | 0
16.04. | 5 | 655.3567 |  | 604.3127 | 0 | 0 | 51.0441 | 0
16.04. | 6 | 638.9433 |  | 587.8992 | 0 | 0 | 51.0441 | 0
16.04. | 7 | 624.022 |  | 572.9779 | 0 | 0 | 51.0441 | 0
16.04. | 8 | 616.5613 |  | 565.5173 | 0 | 0 | 51.0441 | 0
16.04. | 9 | 610.5928 |  | 559.5488 | 0 | 0 | 51.0441 | 0
16.04. | 10 | 609.1007 |  | 558.0566 | 0 | 0 | 51.0441 | 0
16.04. | 11 | 603.1322 |  | 552.0881 | 0 | 0 | 51.0441 | 0
16.04. | 12 | 603.1322 |  | 552.0881 | 0 | 0 | 51.0441 | 0
16.04. | 13 | 603.1322 |  | 552.0881 | 0 | 0 | 51.0441 | 0
16.04. | 14 | 603.1322 |  | 552.0881 | 0 | 0 | 51.0441 | 0
16.04. | 15 | 604.6243 |  | 553.5802 | 0 | 0 | 51.0441 | 0
16.04. | 16 | 606.1164 |  | 555.0724 | 0 | 0 | 51.0441 | 0
16.04. | 17 | 606.1164 |  | 555.0724 | 0 | 0 | 51.0441 | 0
16.04. | 18 | 609.1007 |  | 558.0566 | 0 | 0 | 51.0441 | 0
16.04. | 19 | 612.085 |  | 561.0409 | 0 | 0 | 51.0441 | 0
16.04. | 20 | 613.5771 |  | 562.533 | 0 | 0 | 51.0441 | 0
16.04. | 21 | 619.5456 |  | 568.5015 | 0 | 0 | 51.0441 | 0
16.04. | 22 | 622.5299 |  | 571.4858 | 0 | 0 | 51.0441 | 0
16.04. | 23 | 628.4984 |  | 577.4543 | 0 | 0 | 51.0441 | 0
16.04. | 24 | 629.9905 |  | 578.9464 | 0 | 0 | 51.0441 | 0
17.04. | 1 | 632.9748 |  | 581.9307 | 0 | 0 | 51.0441 | 0
17.04. | 2 | 632.9748 |  | 581.9307 | 0 | 0 | 51.0441 | 0
17.04. | 3 | 638.9433 |  | 587.8992 | 0 | 0 | 51.0441 | 0
17.04. | 4 | 640.4354 |  | 589.3914 | 0 | 0 | 51.0441 | 0
17.04. | 5 | 643.4197 |  | 592.3756 | 0 | 0 | 51.0441 | 0
17.04. | 6 | 638.9433 |  | 587.8992 | 0 | 0 | 51.0441 | 0
17.04. | 7 | 632.9748 |  | 581.9307 | 0 | 0 | 51.0441 | 0
17.04. | 8 | 628.4984 |  | 577.4543 | 0 | 0 | 51.0441 | 0
17.04. | 9 | 618.0535 |  | 567.0094 | 0 | 0 | 51.0441 | 0
17.04. | 10 | 615.0692 |  | 564.0251 | 0 | 0 | 51.0441 | 0
17.04. | 11 | 610.5928 |  | 559.5488 | 0 | 0 | 51.0441 | 0
17.04. | 12 | 610.5928 |  | 559.5488 | 0 | 0 | 51.0441 | 0
17.04. | 13 | 609.1007 |  | 558.0566 | 0 | 0 | 51.0441 | 0
17.04. | 14 | 609.1007 |  | 558.0566 | 0 | 0 | 51.0441 | 0
17.04. | 15 | 609.1007 |  | 558.0566 | 0 | 0 | 51.0441 | 0
17.04. | 16 | 609.1007 |  | 558.0566 | 0 | 0 | 51.0441 | 0
17.04. | 17 | 609.1007 |  | 558.0566 | 0 | 0 | 51.0441 | 0
17.04. | 18 | 612.085 |  | 561.0409 | 0 | 0 | 51.0441 | 0
17.04. | 19 | 615.0692 |  | 564.0251 | 0 | 0 | 51.0441 | 0
17.04. | 20 | 616.5613 |  | 565.5173 | 0 | 0 | 51.0441 | 0
17.04. | 21 | 622.5299 |  | 571.4858 | 0 | 0 | 51.0441 | 0
17.04. | 22 | 625.5141 |  | 574.4701 | 0 | 0 | 51.0441 | 0
17.04. | 23 | 632.9748 |  | 581.9307 | 0 | 0 | 51.0441 | 0
17.04. | 24 | 635.959 |  | 584.915 | 0 | 0 | 51.0441 | 0
18.04. | 1 | 638.9433 |  | 587.8992 | 0 | 0 | 51.0441 | 0
18.04. | 2 | 638.9433 |  | 587.8992 | 0 | 0 | 51.0441 | 0
18.04. | 3 | 643.4197 |  | 592.3756 | 0 | 0 | 51.0441 | 0
18.04. | 4 | 644.9118 |  | 593.8677 | 0 | 0 | 51.0441 | 0
18.04. | 5 | 647.8961 |  | 596.852 | 0 | 0 | 51.0441 | 0
18.04. | 6 | 646.4039 |  | 595.3599 | 0 | 0 | 51.0441 | 0
18.04. | 7 | 643.4197 |  | 592.3756 | 0 | 0 | 51.0441 | 0
18.04. | 8 | 638.9433 |  | 587.8992 | 0 | 0 | 51.0441 | 0
18.04. | 9 | 624.022 |  | 572.9779 | 0 | 0 | 51.0441 | 0
18.04. | 10 | 621.0377 |  | 569.9937 | 0 | 0 | 51.0441 | 0
18.04. | 11 | 615.0692 |  | 564.0251 | 0 | 0 | 51.0441 | 0
18.04. | 12 | 613.5771 |  | 562.533 | 0 | 0 | 51.0441 | 0
18.04. | 13 | 613.5771 |  | 562.533 | 0 | 0 | 51.0441 | 0
18.04. | 14 | 613.5771 |  | 562.533 | 0 | 0 | 51.0441 | 0
18.04. | 15 | 613.5771 |  | 562.533 | 0 | 0 | 51.0441 | 0
18.04. | 16 | 615.0692 |  | 564.0251 | 0 | 0 | 51.0441 | 0
18.04. | 17 | 615.0692 |  | 564.0251 | 0 | 0 | 51.0441 | 0
18.04. | 18 | 618.0535 |  | 567.0094 | 0 | 0 | 51.0441 | 0
18.04. | 19 | 622.5299 |  | 571.4858 | 0 | 0 | 51.0441 | 0
18.04. | 20 | 627.0063 |  | 575.9622 | 0 | 0 | 51.0441 | 0
18.04. | 21 | 638.9433 |  | 587.8992 | 0 | 0 | 51.0441 | 0
18.04. | 22 | 646.4039 |  | 595.3599 | 0 | 0 | 51.0441 | 0
18.04. | 23 | 658.341 |  | 607.2969 | 0 | 0 | 51.0441 | 0
18.04. | 24 | 664.3095 |  | 613.2654 | 0 | 0 | 51.0441 | 0
19.04. | 1 | 667.2938 |  | 616.2497 | 0 | 0 | 51.0441 | 0
19.04. | 2 | 670.278 |  | 619.234 | 0 | 0 | 51.0441 | 0
19.04. | 3 | 674.7544 |  | 623.7103 | 0 | 0 | 51.0441 | 0
19.04. | 4 | 676.2465 |  | 625.2025 | 0 | 0 | 51.0441 | 0
19.04. | 5 | 677.7387 |  | 626.6946 | 0 | 0 | 51.0441 | 0
19.04. | 6 | 671.7701 |  | 620.7261 | 0 | 0 | 51.0441 | 0
19.04. | 7 | 659.8331 |  | 608.789 | 0 | 0 | 51.0441 | 0
19.04. | 8 | 650.8803 |  | 599.8363 | 0 | 0 | 51.0441 | 0
19.04. | 9 | 627.0063 |  | 575.9622 | 0 | 0 | 51.0441 | 0
19.04. | 10 | 621.0377 |  | 569.9937 | 0 | 0 | 51.0441 | 0
19.04. | 11 | 613.5771 |  | 562.533 | 0 | 0 | 51.0441 | 0
19.04. | 12 | 612.085 |  | 561.0409 | 0 | 0 | 51.0441 | 0
19.04. | 13 | 610.5928 |  | 559.5488 | 0 | 0 | 51.0441 | 0
19.04. | 14 | 610.5928 |  | 559.5488 | 0 | 0 | 51.0441 | 0
19.04. | 15 | 609.1007 |  | 558.0566 | 0 | 0 | 51.0441 | 0
19.04. | 16 | 609.1007 |  | 558.0566 | 0 | 0 | 51.0441 | 0
19.04. | 17 | 609.1007 |  | 558.0566 | 0 | 0 | 51.0441 | 0
19.04. | 18 | 613.5771 |  | 562.533 | 0 | 0 | 51.0441 | 0
19.04. | 19 | 618.0535 |  | 567.0094 | 0 | 0 | 51.0441 | 0
19.04. | 20 | 622.5299 |  | 571.4858 | 0 | 0 | 51.0441 | 0
19.04. | 21 | 631.4826 |  | 580.4386 | 0 | 0 | 51.0441 | 0
19.04. | 22 | 634.4669 |  | 583.4228 | 0 | 0 | 51.0441 | 0
19.04. | 23 | 643.4197 |  | 592.3756 | 0 | 0 | 51.0441 | 0
19.04. | 24 | 643.4197 |  | 592.3756 | 0 | 0 | 51.0441 | 0
20.04. | 1 | 643.4197 |  | 592.3756 | 0 | 0 | 51.0441 | 0
20.04. | 2 | 643.4197 |  | 592.3756 | 0 | 0 | 51.0441 | 0
20.04. | 3 | 646.4039 |  | 595.3599 | 0 | 0 | 51.0441 | 0
20.04. | 4 | 646.4039 |  | 595.3599 | 0 | 0 | 51.0441 | 0
20.04. | 5 | 646.4039 |  | 595.3599 | 0 | 0 | 51.0441 | 0
20.04. | 6 | 641.9276 |  | 590.8835 | 0 | 0 | 51.0441 | 0
20.04. | 7 | 635.959 |  | 584.915 | 0 | 0 | 51.0441 | 0
20.04. | 8 | 631.4826 |  | 580.4386 | 0 | 0 | 51.0441 | 0
20.04. | 9 | 621.0377 |  | 569.9937 | 0 | 0 | 51.0441 | 0
20.04. | 10 | 618.0535 |  | 567.0094 | 0 | 0 | 51.0441 | 0
20.04. | 11 | 613.5771 |  | 562.533 | 0 | 0 | 51.0441 | 0
20.04. | 12 | 613.5771 |  | 562.533 | 0 | 0 | 51.0441 | 0
20.04. | 13 | 613.5771 |  | 562.533 | 0 | 0 | 51.0441 | 0
20.04. | 14 | 612.085 |  | 561.0409 | 0 | 0 | 51.0441 | 0
20.04. | 15 | 612.085 |  | 561.0409 | 0 | 0 | 51.0441 | 0
20.04. | 16 | 612.085 |  | 561.0409 | 0 | 0 | 51.0441 | 0
20.04. | 17 | 612.085 |  | 561.0409 | 0 | 0 | 51.0441 | 0
20.04. | 18 | 616.5613 |  | 565.5173 | 0 | 0 | 51.0441 | 0
20.04. | 19 | 621.0377 |  | 569.9937 | 0 | 0 | 51.0441 | 0
20.04. | 20 | 625.5141 |  | 574.4701 | 0 | 0 | 51.0441 | 0
20.04. | 21 | 637.4512 |  | 586.4071 | 0 | 0 | 51.0441 | 0
20.04. | 22 | 643.4197 |  | 592.3756 | 0 | 0 | 51.0441 | 0
20.04. | 23 | 655.3567 |  | 604.3127 | 0 | 0 | 51.0441 | 0
20.04. | 24 | 658.341 |  | 607.2969 | 0 | 0 | 51.0441 | 0
21.04. | 1 | 661.3252 |  | 610.2812 | 0 | 0 | 51.0441 | 0
21.04. | 2 | 665.8016 |  | 614.7576 | 0 | 0 | 51.0441 | 0
21.04. | 3 | 673.2623 |  | 622.2182 | 0 | 0 | 51.0441 | 0
21.04. | 4 | 674.7544 |  | 623.7103 | 0 | 0 | 51.0441 | 0
21.04. | 5 | 671.7701 |  | 620.7261 | 0 | 0 | 51.0441 | 0
21.04. | 6 | 658.341 |  | 607.2969 | 0 | 0 | 51.0441 | 0
21.04. | 7 | 640.4354 |  | 589.3914 | 0 | 0 | 51.0441 | 0
21.04. | 8 | 627.0063 |  | 575.9622 | 0 | 0 | 51.0441 | 0
21.04. | 9 | 613.5771 |  | 562.533 | 0 | 0 | 51.0441 | 0
21.04. | 10 | 610.5928 |  | 559.5488 | 0 | 0 | 51.0441 | 0
21.04. | 11 | 607.6086 |  | 556.5645 | 0 | 0 | 51.0441 | 0
21.04. | 12 | 606.1164 |  | 555.0724 | 0 | 0 | 51.0441 | 0
21.04. | 13 | 606.1164 |  | 555.0724 | 0 | 0 | 51.0441 | 0
21.04. | 14 | 607.6086 |  | 556.5645 | 0 | 0 | 51.0441 | 0
21.04. | 15 | 607.6086 |  | 556.5645 | 0 | 0 | 51.0441 | 0
21.04. | 16 | 609.1007 |  | 558.0566 | 0 | 0 | 51.0441 | 0
21.04. | 17 | 610.5928 |  | 559.5488 | 0 | 0 | 51.0441 | 0
21.04. | 18 | 613.5771 |  | 562.533 | 0 | 0 | 51.0441 | 0
21.04. | 19 | 618.0535 |  | 567.0094 | 0 | 0 | 51.0441 | 0
21.04. | 20 | 622.5299 |  | 571.4858 | 0 | 0 | 51.0441 | 0
21.04. | 21 | 632.9748 |  | 581.9307 | 0 | 0 | 51.0441 | 0
21.04. | 22 | 640.4354 |  | 589.3914 | 0 | 0 | 51.0441 | 0
21.04. | 23 | 652.3725 |  | 601.3284 | 0 | 0 | 51.0441 | 0
21.04. | 24 | 658.341 |  | 607.2969 | 0 | 0 | 51.0441 | 0
22.04. | 1 | 665.8016 |  | 614.7576 | 0 | 0 | 51.0441 | 0
22.04. | 2 | 673.2623 |  | 622.2182 | 0 | 0 | 51.0441 | 0
22.04. | 3 | 683.7072 |  | 632.6631 | 0 | 0 | 51.0441 | 0
22.04. | 4 | 686.6915 |  | 635.6474 | 0 | 0 | 51.0441 | 0
22.04. | 5 | 685.1993 |  | 634.1553 | 0 | 0 | 51.0441 | 0
22.04. | 6 | 670.278 |  | 619.234 | 0 | 0 | 51.0441 | 0
22.04. | 7 | 650.8803 |  | 599.8363 | 0 | 0 | 51.0441 | 0
22.04. | 8 | 635.959 |  | 584.915 | 0 | 0 | 51.0441 | 0
22.04. | 9 | 618.0535 |  | 567.0094 | 0 | 0 | 51.0441 | 0
22.04. | 10 | 613.5771 |  | 562.533 | 0 | 0 | 51.0441 | 0
22.04. | 11 | 609.1007 |  | 558.0566 | 0 | 0 | 51.0441 | 0
22.04. | 12 | 609.1007 |  | 558.0566 | 0 | 0 | 51.0441 | 0
22.04. | 13 | 607.6086 |  | 556.5645 | 0 | 0 | 51.0441 | 0
22.04. | 14 | 607.6086 |  | 556.5645 | 0 | 0 | 51.0441 | 0
22.04. | 15 | 606.1164 |  | 555.0724 | 0 | 0 | 51.0441 | 0
22.04. | 16 | 607.6086 |  | 556.5645 | 0 | 0 | 51.0441 | 0
22.04. | 17 | 607.6086 |  | 556.5645 | 0 | 0 | 51.0441 | 0
22.04. | 18 | 612.085 |  | 561.0409 | 0 | 0 | 51.0441 | 0
22.04. | 19 | 615.0692 |  | 564.0251 | 0 | 0 | 51.0441 | 0
22.04. | 20 | 619.5456 |  | 568.5015 | 0 | 0 | 51.0441 | 0
22.04. | 21 | 629.9905 |  | 578.9464 | 0 | 0 | 51.0441 | 0
22.04. | 22 | 635.959 |  | 584.915 | 0 | 0 | 51.0441 | 0
22.04. | 23 | 647.8961 |  | 596.852 | 0 | 0 | 51.0441 | 0
22.04. | 24 | 650.8803 |  | 599.8363 | 0 | 0 | 51.0441 | 0
23.04. | 1 | 655.3567 |  | 604.3127 | 0 | 0 | 51.0441 | 0
23.04. | 2 | 661.3252 |  | 610.2812 | 0 | 0 | 51.0441 | 0
23.04. | 3 | 670.278 |  | 619.234 | 0 | 0 | 51.0441 | 0
23.04. | 4 | 668.7859 |  | 617.7418 | 0 | 0 | 51.0441 | 0
23.04. | 5 | 661.3252 |  | 610.2812 | 0 | 0 | 51.0441 | 0
23.04. | 6 | 638.9433 |  | 587.8992 | 0 | 0 | 51.0441 | 0
23.04. | 7 | 622.5299 |  | 571.4858 | 0 | 0 | 51.0441 | 0
23.04. | 8 | 613.5771 |  | 562.533 | 0 | 0 | 51.0441 | 0
23.04. | 9 | 606.1164 |  | 555.0724 | 0 | 0 | 51.0441 | 0
23.04. | 10 | 600.1479 |  | 549.1038 | 0 | 0 | 51.0441 | 0
23.04. | 11 | 582.2424 |  | 531.1983 | 0 | 0 | 51.0441 | 0
23.04. | 12 | 576.2738 |  | 525.2298 | 0 | 0 | 51.0441 | 0
23.04. | 13 | 577.766 |  | 526.7219 | 0 | 0 | 51.0441 | 0
23.04. | 14 | 583.7345 |  | 532.6904 | 0 | 0 | 51.0441 | 0
23.04. | 15 | 592.6873 |  | 541.6432 | 0 | 0 | 51.0441 | 0
23.04. | 16 | 600.1479 |  | 549.1038 | 0 | 0 | 51.0441 | 0
23.04. | 17 | 603.1322 |  | 552.0881 | 0 | 0 | 51.0441 | 0
23.04. | 18 | 609.1007 |  | 558.0566 | 0 | 0 | 51.0441 | 0
23.04. | 19 | 612.085 |  | 561.0409 | 0 | 0 | 51.0441 | 0
23.04. | 20 | 616.5613 |  | 565.5173 | 0 | 0 | 51.0441 | 0
23.04. | 21 | 624.022 |  | 572.9779 | 0 | 0 | 51.0441 | 0
23.04. | 22 | 631.4826 |  | 580.4386 | 0 | 0 | 51.0441 | 0
23.04. | 23 | 644.9118 |  | 593.8677 | 0 | 0 | 51.0441 | 0
23.04. | 24 | 650.8803 |  | 599.8363 | 0 | 0 | 51.0441 | 0
24.04. | 1 | 659.8331 |  | 608.789 | 0 | 0 | 51.0441 | 0
24.04. | 2 | 667.2938 |  | 616.2497 | 0 | 0 | 51.0441 | 0
24.04. | 3 | 677.7387 |  | 626.6946 | 0 | 0 | 51.0441 | 0
24.04. | 4 | 683.7072 |  | 632.6631 | 0 | 0 | 51.0441 | 0
24.04. | 5 | 688.1836 |  | 637.1395 | 0 | 0 | 51.0441 | 0
24.04. | 6 | 686.6915 |  | 635.6474 | 0 | 0 | 51.0441 | 0
24.04. | 7 | 679.2308 |  | 628.1867 | 0 | 0 | 51.0441 | 0
24.04. | 8 | 673.2623 |  | 622.2182 | 0 | 0 | 51.0441 | 0
24.04. | 9 | 650.8803 |  | 599.8363 | 0 | 0 | 51.0441 | 0
24.04. | 10 | 643.4197 |  | 592.3756 | 0 | 0 | 51.0441 | 0
24.04. | 11 | 628.4984 |  | 577.4543 | 0 | 0 | 51.0441 | 0
24.04. | 12 | 622.5299 |  | 571.4858 | 0 | 0 | 51.0441 | 0
24.04. | 13 | 619.5456 |  | 568.5015 | 0 | 0 | 51.0441 | 0
24.04. | 14 | 616.5613 |  | 565.5173 | 0 | 0 | 51.0441 | 0
24.04. | 15 | 615.0692 |  | 564.0251 | 0 | 0 | 51.0441 | 0
24.04. | 16 | 616.5613 |  | 565.5173 | 0 | 0 | 51.0441 | 0
24.04. | 17 | 618.0535 |  | 567.0094 | 0 | 0 | 51.0441 | 0
24.04. | 18 | 631.4826 |  | 580.4386 | 0 | 0 | 51.0441 | 0
24.04. | 19 | 647.8961 |  | 596.852 | 0 | 0 | 51.0441 | 0
24.04. | 20 | 659.8331 |  | 608.789 | 0 | 0 | 51.0441 | 0
24.04. | 21 | 676.2465 |  | 625.2025 | 0 | 0 | 51.0441 | 0
24.04. | 22 | 685.1993 |  | 634.1553 | 0 | 0 | 51.0441 | 0
24.04. | 23 | 697.1364 |  | 646.0923 | 0 | 0 | 51.0441 | 0
24.04. | 24 | 700.1206 |  | 649.0765 | 0 | 0 | 51.0441 | 0
25.04. | 1 | 701.6128 |  | 650.5687 | 0 | 0 | 51.0441 | 0
25.04. | 2 | 704.597 |  | 653.5529 | 0 | 0 | 51.0441 | 0
25.04. | 3 | 709.0734 |  | 658.0293 | 0 | 0 | 51.0441 | 0
25.04. | 4 | 707.5813 |  | 656.5372 | 0 | 0 | 51.0441 | 0
25.04. | 5 | 704.597 |  | 653.5529 | 0 | 0 | 51.0441 | 0
25.04. | 6 | 688.1836 |  | 637.1395 | 0 | 0 | 51.0441 | 0
25.04. | 7 | 667.2938 |  | 616.2497 | 0 | 0 | 51.0441 | 0
25.04. | 8 | 647.8961 |  | 596.852 | 0 | 0 | 51.0441 | 0
25.04. | 9 | 624.022 |  | 572.9779 | 0 | 0 | 51.0441 | 0
25.04. | 10 | 616.5613 |  | 565.5173 | 0 | 0 | 51.0441 | 0
25.04. | 11 | 610.5928 |  | 559.5488 | 0 | 0 | 51.0441 | 0
25.04. | 12 | 610.5928 |  | 559.5488 | 0 | 0 | 51.0441 | 0
25.04. | 13 | 609.1007 |  | 558.0566 | 0 | 0 | 51.0441 | 0
25.04. | 14 | 607.6086 |  | 556.5645 | 0 | 0 | 51.0441 | 0
25.04. | 15 | 607.6086 |  | 556.5645 | 0 | 0 | 51.0441 | 0
25.04. | 16 | 607.6086 |  | 556.5645 | 0 | 0 | 51.0441 | 0
25.04. | 17 | 609.1007 |  | 558.0566 | 0 | 0 | 51.0441 | 0
25.04. | 18 | 613.5771 |  | 562.533 | 0 | 0 | 51.0441 | 0
25.04. | 19 | 619.5456 |  | 568.5015 | 0 | 0 | 51.0441 | 0
25.04. | 20 | 625.5141 |  | 574.4701 | 0 | 0 | 51.0441 | 0
25.04. | 21 | 637.4512 |  | 586.4071 | 0 | 0 | 51.0441 | 0
25.04. | 22 | 644.9118 |  | 593.8677 | 0 | 0 | 51.0441 | 0
25.04. | 23 | 655.3567 |  | 604.3127 | 0 | 0 | 51.0441 | 0
25.04. | 24 | 656.8489 |  | 605.8048 | 0 | 0 | 51.0441 | 0
26.04. | 1 | 661.3252 |  | 610.2812 | 0 | 0 | 51.0441 | 0
26.04. | 2 | 665.8016 |  | 614.7576 | 0 | 0 | 51.0441 | 0
26.04. | 3 | 674.7544 |  | 623.7103 | 0 | 0 | 51.0441 | 0
26.04. | 4 | 674.7544 |  | 623.7103 | 0 | 0 | 51.0441 | 0
26.04. | 5 | 668.7859 |  | 617.7418 | 0 | 0 | 51.0441 | 0
26.04. | 6 | 649.3882 |  | 598.3441 | 0 | 0 | 51.0441 | 0
26.04. | 7 | 629.9905 |  | 578.9464 | 0 | 0 | 51.0441 | 0
26.04. | 8 | 618.0535 |  | 567.0094 | 0 | 0 | 51.0441 | 0
26.04. | 9 | 609.1007 |  | 558.0566 | 0 | 0 | 51.0441 | 0
26.04. | 10 | 606.1164 |  | 555.0724 | 0 | 0 | 51.0441 | 0
26.04. | 11 | 598.6558 |  | 547.6117 | 0 | 0 | 51.0441 | 0
26.04. | 12 | 595.6715 |  | 544.6274 | 0 | 0 | 51.0441 | 0
26.04. | 13 | 592.6873 |  | 541.6432 | 0 | 0 | 51.0441 | 0
26.04. | 14 | 589.703 |  | 538.6589 | 0 | 0 | 51.0441 | 0
26.04. | 15 | 586.7187 |  | 535.6747 | 0 | 0 | 51.0441 | 0
26.04. | 16 | 589.703 |  | 538.6589 | 0 | 0 | 51.0441 | 0
26.04. | 17 | 594.1794 |  | 543.1353 | 0 | 0 | 51.0441 | 0
26.04. | 18 | 606.1164 |  | 555.0724 | 0 | 0 | 51.0441 | 0
26.04. | 19 | 610.5928 |  | 559.5488 | 0 | 0 | 51.0441 | 0
26.04. | 20 | 613.5771 |  | 562.533 | 0 | 0 | 51.0441 | 0
26.04. | 21 | 621.0377 |  | 569.9937 | 0 | 0 | 51.0441 | 0
26.04. | 22 | 627.0063 |  | 575.9622 | 0 | 0 | 51.0441 | 0
26.04. | 23 | 638.9433 |  | 587.8992 | 0 | 0 | 51.0441 | 0
26.04. | 24 | 643.4197 |  | 592.3756 | 0 | 0 | 51.0441 | 0
27.04. | 1 | 649.3882 |  | 598.3441 | 0 | 0 | 51.0441 | 0
27.04. | 2 | 655.3567 |  | 604.3127 | 0 | 0 | 51.0441 | 0
27.04. | 3 | 665.8016 |  | 614.7576 | 0 | 0 | 51.0441 | 0
27.04. | 4 | 668.7859 |  | 617.7418 | 0 | 0 | 51.0441 | 0
27.04. | 5 | 664.3095 |  | 613.2654 | 0 | 0 | 51.0441 | 0
27.04. | 6 | 647.8961 |  | 596.852 | 0 | 0 | 51.0441 | 0
27.04. | 7 | 632.9748 |  | 581.9307 | 0 | 0 | 51.0441 | 0
27.04. | 8 | 625.5141 |  | 574.4701 | 0 | 0 | 51.0441 | 0
27.04. | 9 | 615.0692 |  | 564.0251 | 0 | 0 | 51.0441 | 0
27.04. | 10 | 613.5771 |  | 562.533 | 0 | 0 | 51.0441 | 0
27.04. | 11 | 610.5928 |  | 559.5488 | 0 | 0 | 51.0441 | 0
27.04. | 12 | 610.5928 |  | 559.5488 | 0 | 0 | 51.0441 | 0
27.04. | 13 | 609.1007 |  | 558.0566 | 0 | 0 | 51.0441 | 0
27.04. | 14 | 609.1007 |  | 558.0566 | 0 | 0 | 51.0441 | 0
27.04. | 15 | 609.1007 |  | 558.0566 | 0 | 0 | 51.0441 | 0
27.04. | 16 | 610.5928 |  | 559.5488 | 0 | 0 | 51.0441 | 0
27.04. | 17 | 610.5928 |  | 559.5488 | 0 | 0 | 51.0441 | 0
27.04. | 18 | 613.5771 |  | 562.533 | 0 | 0 | 51.0441 | 0
27.04. | 19 | 616.5613 |  | 565.5173 | 0 | 0 | 51.0441 | 0
27.04. | 20 | 619.5456 |  | 568.5015 | 0 | 0 | 51.0441 | 0
27.04. | 21 | 628.4984 |  | 577.4543 | 0 | 0 | 51.0441 | 0
27.04. | 22 | 634.4669 |  | 583.4228 | 0 | 0 | 51.0441 | 0
27.04. | 23 | 643.4197 |  | 592.3756 | 0 | 0 | 51.0441 | 0
27.04. | 24 | 646.4039 |  | 595.3599 | 0 | 0 | 51.0441 | 0
28.04. | 1 | 649.3882 |  | 598.3441 | 0 | 0 | 51.0441 | 0
28.04. | 2 | 652.3725 |  | 601.3284 | 0 | 0 | 51.0441 | 0
28.04. | 3 | 658.341 |  | 607.2969 | 0 | 0 | 51.0441 | 0
28.04. | 4 | 661.3252 |  | 610.2812 | 0 | 0 | 51.0441 | 0
28.04. | 5 | 661.3252 |  | 610.2812 | 0 | 0 | 51.0441 | 0
28.04. | 6 | 655.3567 |  | 604.3127 | 0 | 0 | 51.0441 | 0
28.04. | 7 | 646.4039 |  | 595.3599 | 0 | 0 | 51.0441 | 0
28.04. | 8 | 638.9433 |  | 587.8992 | 0 | 0 | 51.0441 | 0
28.04. | 9 | 624.022 |  | 572.9779 | 0 | 0 | 51.0441 | 0
28.04. | 10 | 619.5456 |  | 568.5015 | 0 | 0 | 51.0441 | 0
28.04. | 11 | 613.5771 |  | 562.533 | 0 | 0 | 51.0441 | 0
28.04. | 12 | 612.085 |  | 561.0409 | 0 | 0 | 51.0441 | 0
28.04. | 13 | 610.5928 |  | 559.5488 | 0 | 0 | 51.0441 | 0
28.04. | 14 | 610.5928 |  | 559.5488 | 0 | 0 | 51.0441 | 0
28.04. | 15 | 610.5928 |  | 559.5488 | 0 | 0 | 51.0441 | 0
28.04. | 16 | 610.5928 |  | 559.5488 | 0 | 0 | 51.0441 | 0
28.04. | 17 | 610.5928 |  | 559.5488 | 0 | 0 | 51.0441 | 0
28.04. | 18 | 612.085 |  | 561.0409 | 0 | 0 | 51.0441 | 0
28.04. | 19 | 613.5771 |  | 562.533 | 0 | 0 | 51.0441 | 0
28.04. | 20 | 613.5771 |  | 562.533 | 0 | 0 | 51.0441 | 0
28.04. | 21 | 618.0535 |  | 567.0094 | 0 | 0 | 51.0441 | 0
28.04. | 22 | 621.0377 |  | 569.9937 | 0 | 0 | 51.0441 | 0
28.04. | 23 | 627.0063 |  | 575.9622 | 0 | 0 | 51.0441 | 0
28.04. | 24 | 628.4984 |  | 577.4543 | 0 | 0 | 51.0441 | 0
29.04. | 1 | 631.4826 |  | 580.4386 | 0 | 0 | 51.0441 | 0
29.04. | 2 | 632.9748 |  | 581.9307 | 0 | 0 | 51.0441 | 0
29.04. | 3 | 638.9433 |  | 587.8992 | 0 | 0 | 51.0441 | 0
29.04. | 4 | 638.9433 |  | 587.8992 | 0 | 0 | 51.0441 | 0
29.04. | 5 | 638.9433 |  | 587.8992 | 0 | 0 | 51.0441 | 0
29.04. | 6 | 631.4826 |  | 580.4386 | 0 | 0 | 51.0441 | 0
29.04. | 7 | 625.5141 |  | 574.4701 | 0 | 0 | 51.0441 | 0
29.04. | 8 | 621.0377 |  | 569.9937 | 0 | 0 | 51.0441 | 0
29.04. | 9 | 613.5771 |  | 562.533 | 0 | 0 | 51.0441 | 0
29.04. | 10 | 612.085 |  | 561.0409 | 0 | 0 | 51.0441 | 0
29.04. | 11 | 610.5928 |  | 559.5488 | 0 | 0 | 51.0441 | 0
29.04. | 12 | 610.5928 |  | 559.5488 | 0 | 0 | 51.0441 | 0
29.04. | 13 | 610.5928 |  | 559.5488 | 0 | 0 | 51.0441 | 0
29.04. | 14 | 610.5928 |  | 559.5488 | 0 | 0 | 51.0441 | 0
29.04. | 15 | 612.085 |  | 561.0409 | 0 | 0 | 51.0441 | 0
29.04. | 16 | 612.085 |  | 561.0409 | 0 | 0 | 51.0441 | 0
29.04. | 17 | 612.085 |  | 561.0409 | 0 | 0 | 51.0441 | 0
29.04. | 18 | 612.085 |  | 561.0409 | 0 | 0 | 51.0441 | 0
29.04. | 19 | 613.5771 |  | 562.533 | 0 | 0 | 51.0441 | 0
29.04. | 20 | 615.0692 |  | 564.0251 | 0 | 0 | 51.0441 | 0
29.04. | 21 | 624.022 |  | 572.9779 | 0 | 0 | 51.0441 | 0
29.04. | 22 | 628.4984 |  | 577.4543 | 0 | 0 | 51.0441 | 0
29.04. | 23 | 637.4512 |  | 586.4071 | 0 | 0 | 51.0441 | 0
29.04. | 24 | 638.9433 |  | 587.8992 | 0 | 0 | 51.0441 | 0
30.04. | 1 | 641.9276 |  | 590.8835 | 0 | 0 | 51.0441 | 0
30.04. | 2 | 643.4197 |  | 592.3756 | 0 | 0 | 51.0441 | 0
30.04. | 3 | 649.3882 |  | 598.3441 | 0 | 0 | 51.0441 | 0
30.04. | 4 | 650.8803 |  | 599.8363 | 0 | 0 | 51.0441 | 0
30.04. | 5 | 652.3725 |  | 601.3284 | 0 | 0 | 51.0441 | 0
30.04. | 6 | 644.9118 |  | 593.8677 | 0 | 0 | 51.0441 | 0
30.04. | 7 | 637.4512 |  | 586.4071 | 0 | 0 | 51.0441 | 0
30.04. | 8 | 629.9905 |  | 578.9464 | 0 | 0 | 51.0441 | 0
30.04. | 9 | 616.5613 |  | 565.5173 | 0 | 0 | 51.0441 | 0
30.04. | 10 | 613.5771 |  | 562.533 | 0 | 0 | 51.0441 | 0
30.04. | 11 | 609.1007 |  | 558.0566 | 0 | 0 | 51.0441 | 0
30.04. | 12 | 607.6086 |  | 556.5645 | 0 | 0 | 51.0441 | 0
30.04. | 13 | 607.6086 |  | 556.5645 | 0 | 0 | 51.0441 | 0
30.04. | 14 | 607.6086 |  | 556.5645 | 0 | 0 | 51.0441 | 0
30.04. | 15 | 607.6086 |  | 556.5645 | 0 | 0 | 51.0441 | 0
30.04. | 16 | 607.6086 |  | 556.5645 | 0 | 0 | 51.0441 | 0
30.04. | 17 | 607.6086 |  | 556.5645 | 0 | 0 | 51.0441 | 0
30.04. | 18 | 609.1007 |  | 558.0566 | 0 | 0 | 51.0441 | 0
30.04. | 19 | 610.5928 |  | 559.5488 | 0 | 0 | 51.0441 | 0
30.04. | 20 | 612.085 |  | 561.0409 | 0 | 0 | 51.0441 | 0
30.04. | 21 | 618.0535 |  | 567.0094 | 0 | 0 | 51.0441 | 0
30.04. | 22 | 621.0377 |  | 569.9937 | 0 | 0 | 51.0441 | 0
30.04. | 23 | 627.0063 |  | 575.9622 | 0 | 0 | 51.0441 | 0
30.04. | 24 | 628.4984 |  | 577.4543 | 0 | 0 | 51.0441 | 0
01.05. | 1 | 506.7415 |  | 452.1154 | 0 | 0 | 54.6261 | 0
01.05. | 2 | 506.7415 |  | 452.1154 | 0 | 0 | 54.6261 | 0
01.05. | 3 | 509.7258 |  | 455.0996 | 0 | 0 | 54.6261 | 0
01.05. | 4 | 511.2179 |  | 456.5918 | 0 | 0 | 54.6261 | 0
01.05. | 5 | 514.2022 |  | 459.576 | 0 | 0 | 54.6261 | 0
01.05. | 6 | 508.2336 |  | 453.6075 | 0 | 0 | 54.6261 | 0
01.05. | 7 | 506.7415 |  | 452.1154 | 0 | 0 | 54.6261 | 0
01.05. | 8 | 505.2494 |  | 450.6233 | 0 | 0 | 54.6261 | 0
01.05. | 9 | 494.8045 |  | 440.1784 | 0 | 0 | 54.6261 | 0
01.05. | 10 | 490.3281 |  | 435.702 | 0 | 0 | 54.6261 | 0
01.05. | 11 | 485.8517 |  | 431.2256 | 0 | 0 | 54.6261 | 0
01.05. | 12 | 484.3596 |  | 429.7334 | 0 | 0 | 54.6261 | 0
01.05. | 13 | 482.8674 |  | 428.2413 | 0 | 0 | 54.6261 | 0
01.05. | 14 | 482.8674 |  | 428.2413 | 0 | 0 | 54.6261 | 0
01.05. | 15 | 482.8674 |  | 428.2413 | 0 | 0 | 54.6261 | 0
01.05. | 16 | 484.3596 |  | 429.7334 | 0 | 0 | 54.6261 | 0
01.05. | 17 | 485.8517 |  | 431.2256 | 0 | 0 | 54.6261 | 0
01.05. | 18 | 491.8202 |  | 437.1941 | 0 | 0 | 54.6261 | 0
01.05. | 19 | 496.2966 |  | 441.6705 | 0 | 0 | 54.6261 | 0
01.05. | 20 | 500.773 |  | 446.1469 | 0 | 0 | 54.6261 | 0
01.05. | 21 | 509.7258 |  | 455.0996 | 0 | 0 | 54.6261 | 0
01.05. | 22 | 514.2022 |  | 459.576 | 0 | 0 | 54.6261 | 0
01.05. | 23 | 526.1392 |  | 471.5131 | 0 | 0 | 54.6261 | 0
01.05. | 24 | 527.6313 |  | 473.0052 | 0 | 0 | 54.6261 | 0
02.05. | 1 | 530.6156 |  | 475.9895 | 0 | 0 | 54.6261 | 0
02.05. | 2 | 530.6156 |  | 475.9895 | 0 | 0 | 54.6261 | 0
02.05. | 3 | 536.5841 |  | 481.958 | 0 | 0 | 54.6261 | 0
02.05. | 4 | 536.5841 |  | 481.958 | 0 | 0 | 54.6261 | 0
02.05. | 5 | 538.0762 |  | 483.4501 | 0 | 0 | 54.6261 | 0
02.05. | 6 | 524.6471 |  | 470.021 | 0 | 0 | 54.6261 | 0
02.05. | 7 | 515.6943 |  | 461.0682 | 0 | 0 | 54.6261 | 0
02.05. | 8 | 506.7415 |  | 452.1154 | 0 | 0 | 54.6261 | 0
02.05. | 9 | 491.8202 |  | 437.1941 | 0 | 0 | 54.6261 | 0
02.05. | 10 | 487.3438 |  | 432.7177 | 0 | 0 | 54.6261 | 0
02.05. | 11 | 482.8674 |  | 428.2413 | 0 | 0 | 54.6261 | 0
02.05. | 12 | 482.8674 |  | 428.2413 | 0 | 0 | 54.6261 | 0
02.05. | 13 | 482.8674 |  | 428.2413 | 0 | 0 | 54.6261 | 0
02.05. | 14 | 482.8674 |  | 428.2413 | 0 | 0 | 54.6261 | 0
02.05. | 15 | 482.8674 |  | 428.2413 | 0 | 0 | 54.6261 | 0
02.05. | 16 | 484.3596 |  | 429.7334 | 0 | 0 | 54.6261 | 0
02.05. | 17 | 485.8517 |  | 431.2256 | 0 | 0 | 54.6261 | 0
02.05. | 18 | 493.3123 |  | 438.6862 | 0 | 0 | 54.6261 | 0
02.05. | 19 | 499.2808 |  | 444.6547 | 0 | 0 | 54.6261 | 0
02.05. | 20 | 502.2651 |  | 447.639 | 0 | 0 | 54.6261 | 0
02.05. | 21 | 509.7258 |  | 455.0996 | 0 | 0 | 54.6261 | 0
02.05. | 22 | 511.2179 |  | 456.5918 | 0 | 0 | 54.6261 | 0
02.05. | 23 | 521.6628 |  | 467.0367 | 0 | 0 | 54.6261 | 0
02.05. | 24 | 524.6471 |  | 470.021 | 0 | 0 | 54.6261 | 0
03.05. | 1 | 527.6313 |  | 473.0052 | 0 | 0 | 54.6261 | 0
03.05. | 2 | 529.1235 |  | 474.4973 | 0 | 0 | 54.6261 | 0
03.05. | 3 | 533.5998 |  | 478.9737 | 0 | 0 | 54.6261 | 0
03.05. | 4 | 538.0762 |  | 483.4501 | 0 | 0 | 54.6261 | 0
03.05. | 5 | 547.029 |  | 492.4029 | 0 | 0 | 54.6261 | 0
03.05. | 6 | 545.5369 |  | 490.9108 | 0 | 0 | 54.6261 | 0
03.05. | 7 | 545.5369 |  | 490.9108 | 0 | 0 | 54.6261 | 0
03.05. | 8 | 548.5211 |  | 493.895 | 0 | 0 | 54.6261 | 0
03.05. | 9 | 538.0762 |  | 483.4501 | 0 | 0 | 54.6261 | 0
03.05. | 10 | 535.092 |  | 480.4659 | 0 | 0 | 54.6261 | 0
03.05. | 11 | 524.6471 |  | 470.021 | 0 | 0 | 54.6261 | 0
03.05. | 12 | 520.1707 |  | 465.5446 | 0 | 0 | 54.6261 | 0
03.05. | 13 | 517.1864 |  | 462.5603 | 0 | 0 | 54.6261 | 0
03.05. | 14 | 514.2022 |  | 459.576 | 0 | 0 | 54.6261 | 0
03.05. | 15 | 514.2022 |  | 459.576 | 0 | 0 | 54.6261 | 0
03.05. | 16 | 514.2022 |  | 459.576 | 0 | 0 | 54.6261 | 0
03.05. | 17 | 515.6943 |  | 461.0682 | 0 | 0 | 54.6261 | 0
03.05. | 18 | 523.1549 |  | 468.5288 | 0 | 0 | 54.6261 | 0
03.05. | 19 | 532.1077 |  | 477.4816 | 0 | 0 | 54.6261 | 0
03.05. | 20 | 539.5684 |  | 484.9423 | 0 | 0 | 54.6261 | 0
03.05. | 21 | 554.4897 |  | 499.8636 | 0 | 0 | 54.6261 | 0
03.05. | 22 | 558.966 |  | 504.3399 | 0 | 0 | 54.6261 | 0
03.05. | 23 | 572.3952 |  | 517.7691 | 0 | 0 | 54.6261 | 0
03.05. | 24 | 575.3795 |  | 520.7534 | 0 | 0 | 54.6261 | 0
04.05. | 1 | 576.8716 |  | 522.2455 | 0 | 0 | 54.6261 | 0
04.05. | 2 | 579.8559 |  | 525.2298 | 0 | 0 | 54.6261 | 0
04.05. | 3 | 582.8401 |  | 528.214 | 0 | 0 | 54.6261 | 0
04.05. | 4 | 582.8401 |  | 528.214 | 0 | 0 | 54.6261 | 0
04.05. | 5 | 582.8401 |  | 528.214 | 0 | 0 | 54.6261 | 0
04.05. | 6 | 558.966 |  | 504.3399 | 0 | 0 | 54.6261 | 0
04.05. | 7 | 542.5526 |  | 487.9265 | 0 | 0 | 54.6261 | 0
04.05. | 8 | 533.5998 |  | 478.9737 | 0 | 0 | 54.6261 | 0
04.05. | 9 | 515.6943 |  | 461.0682 | 0 | 0 | 54.6261 | 0
04.05. | 10 | 511.2179 |  | 456.5918 | 0 | 0 | 54.6261 | 0
04.05. | 11 | 503.7572 |  | 449.1311 | 0 | 0 | 54.6261 | 0
04.05. | 12 | 503.7572 |  | 449.1311 | 0 | 0 | 54.6261 | 0
04.05. | 13 | 503.7572 |  | 449.1311 | 0 | 0 | 54.6261 | 0
04.05. | 14 | 503.7572 |  | 449.1311 | 0 | 0 | 54.6261 | 0
04.05. | 15 | 506.7415 |  | 452.1154 | 0 | 0 | 54.6261 | 0
04.05. | 16 | 509.7258 |  | 455.0996 | 0 | 0 | 54.6261 | 0
04.05. | 17 | 514.2022 |  | 459.576 | 0 | 0 | 54.6261 | 0
04.05. | 18 | 524.6471 |  | 470.021 | 0 | 0 | 54.6261 | 0
04.05. | 19 | 530.6156 |  | 475.9895 | 0 | 0 | 54.6261 | 0
04.05. | 20 | 533.5998 |  | 478.9737 | 0 | 0 | 54.6261 | 0
04.05. | 21 | 541.0605 |  | 486.4344 | 0 | 0 | 54.6261 | 0
04.05. | 22 | 544.0448 |  | 489.4186 | 0 | 0 | 54.6261 | 0
04.05. | 23 | 557.4739 |  | 502.8478 | 0 | 0 | 54.6261 | 0
04.05. | 24 | 563.4424 |  | 508.8163 | 0 | 0 | 54.6261 | 0
05.05. | 1 | 566.4267 |  | 511.8006 | 0 | 0 | 54.6261 | 0
05.05. | 2 | 566.4267 |  | 511.8006 | 0 | 0 | 54.6261 | 0
05.05. | 3 | 570.9031 |  | 516.277 | 0 | 0 | 54.6261 | 0
05.05. | 4 | 573.8874 |  | 519.2612 | 0 | 0 | 54.6261 | 0
05.05. | 5 | 582.8401 |  | 528.214 | 0 | 0 | 54.6261 | 0
05.05. | 6 | 573.8874 |  | 519.2612 | 0 | 0 | 54.6261 | 0
05.05. | 7 | 564.9346 |  | 510.3085 | 0 | 0 | 54.6261 | 0
05.05. | 8 | 558.966 |  | 504.3399 | 0 | 0 | 54.6261 | 0
05.05. | 9 | 541.0605 |  | 486.4344 | 0 | 0 | 54.6261 | 0
05.05. | 10 | 535.092 |  | 480.4659 | 0 | 0 | 54.6261 | 0
05.05. | 11 | 523.1549 |  | 468.5288 | 0 | 0 | 54.6261 | 0
05.05. | 12 | 520.1707 |  | 465.5446 | 0 | 0 | 54.6261 | 0
05.05. | 13 | 517.1864 |  | 462.5603 | 0 | 0 | 54.6261 | 0
05.05. | 14 | 517.1864 |  | 462.5603 | 0 | 0 | 54.6261 | 0
05.05. | 15 | 517.1864 |  | 462.5603 | 0 | 0 | 54.6261 | 0
05.05. | 16 | 518.6785 |  | 464.0524 | 0 | 0 | 54.6261 | 0
05.05. | 17 | 523.1549 |  | 468.5288 | 0 | 0 | 54.6261 | 0
05.05. | 18 | 536.5841 |  | 481.958 | 0 | 0 | 54.6261 | 0
05.05. | 19 | 550.0133 |  | 495.3872 | 0 | 0 | 54.6261 | 0
05.05. | 20 | 560.4582 |  | 505.8321 | 0 | 0 | 54.6261 | 0
05.05. | 21 | 578.3637 |  | 523.7376 | 0 | 0 | 54.6261 | 0
05.05. | 22 | 582.8401 |  | 528.214 | 0 | 0 | 54.6261 | 0
05.05. | 23 | 582.8401 |  | 528.214 | 0 | 0 | 54.6261 | 0
05.05. | 24 | 582.8401 |  | 528.214 | 0 | 0 | 54.6261 | 0
06.05. | 1 | 582.8401 |  | 528.214 | 0 | 0 | 54.6261 | 0
06.05. | 2 | 582.8401 |  | 528.214 | 0 | 0 | 54.6261 | 0
06.05. | 3 | 582.8401 |  | 528.214 | 0 | 0 | 54.6261 | 0
06.05. | 4 | 582.8401 |  | 528.214 | 0 | 0 | 54.6261 | 0
06.05. | 5 | 582.8401 |  | 528.214 | 0 | 0 | 54.6261 | 0
06.05. | 6 | 575.3795 |  | 520.7534 | 0 | 0 | 54.6261 | 0
06.05. | 7 | 554.4897 |  | 499.8636 | 0 | 0 | 54.6261 | 0
06.05. | 8 | 550.0133 |  | 495.3872 | 0 | 0 | 54.6261 | 0
06.05. | 9 | 536.5841 |  | 481.958 | 0 | 0 | 54.6261 | 0
06.05. | 10 | 536.5841 |  | 481.958 | 0 | 0 | 54.6261 | 0
06.05. | 11 | 529.1235 |  | 474.4973 | 0 | 0 | 54.6261 | 0
06.05. | 12 | 529.1235 |  | 474.4973 | 0 | 0 | 54.6261 | 0
06.05. | 13 | 527.6313 |  | 473.0052 | 0 | 0 | 54.6261 | 0
06.05. | 14 | 527.6313 |  | 473.0052 | 0 | 0 | 54.6261 | 0
06.05. | 15 | 526.1392 |  | 471.5131 | 0 | 0 | 54.6261 | 0
06.05. | 16 | 527.6313 |  | 473.0052 | 0 | 0 | 54.6261 | 0
06.05. | 17 | 530.6156 |  | 475.9895 | 0 | 0 | 54.6261 | 0
06.05. | 18 | 541.0605 |  | 486.4344 | 0 | 0 | 54.6261 | 0
06.05. | 19 | 547.029 |  | 492.4029 | 0 | 0 | 54.6261 | 0
06.05. | 20 | 554.4897 |  | 499.8636 | 0 | 0 | 54.6261 | 0
06.05. | 21 | 567.9188 |  | 513.2927 | 0 | 0 | 54.6261 | 0
06.05. | 22 | 564.9346 |  | 510.3085 | 0 | 0 | 54.6261 | 0
06.05. | 23 | 573.8874 |  | 519.2612 | 0 | 0 | 54.6261 | 0
06.05. | 24 | 570.9031 |  | 516.277 | 0 | 0 | 54.6261 | 0
07.05. | 1 | 569.411 |  | 514.7849 | 0 | 0 | 54.6261 | 0
07.05. | 2 | 566.4267 |  | 511.8006 | 0 | 0 | 54.6261 | 0
07.05. | 3 | 569.411 |  | 514.7849 | 0 | 0 | 54.6261 | 0
07.05. | 4 | 569.411 |  | 514.7849 | 0 | 0 | 54.6261 | 0
07.05. | 5 | 573.8874 |  | 519.2612 | 0 | 0 | 54.6261 | 0
07.05. | 6 | 558.966 |  | 504.3399 | 0 | 0 | 54.6261 | 0
07.05. | 7 | 548.5211 |  | 493.895 | 0 | 0 | 54.6261 | 0
07.05. | 8 | 539.5684 |  | 484.9423 | 0 | 0 | 54.6261 | 0
07.05. | 9 | 520.1707 |  | 465.5446 | 0 | 0 | 54.6261 | 0
07.05. | 10 | 512.71 |  | 458.0839 | 0 | 0 | 54.6261 | 0
07.05. | 11 | 502.2651 |  | 447.639 | 0 | 0 | 54.6261 | 0
07.05. | 12 | 499.2808 |  | 444.6547 | 0 | 0 | 54.6261 | 0
07.05. | 13 | 496.2966 |  | 441.6705 | 0 | 0 | 54.6261 | 0
07.05. | 14 | 494.8045 |  | 440.1784 | 0 | 0 | 54.6261 | 0
07.05. | 15 | 493.3123 |  | 438.6862 | 0 | 0 | 54.6261 | 0
07.05. | 16 | 496.2966 |  | 441.6705 | 0 | 0 | 54.6261 | 0
07.05. | 17 | 499.2808 |  | 444.6547 | 0 | 0 | 54.6261 | 0
07.05. | 18 | 509.7258 |  | 455.0996 | 0 | 0 | 54.6261 | 0
07.05. | 19 | 515.6943 |  | 461.0682 | 0 | 0 | 54.6261 | 0
07.05. | 20 | 518.6785 |  | 464.0524 | 0 | 0 | 54.6261 | 0
07.05. | 21 | 524.6471 |  | 470.021 | 0 | 0 | 54.6261 | 0
07.05. | 22 | 524.6471 |  | 470.021 | 0 | 0 | 54.6261 | 0
07.05. | 23 | 532.1077 |  | 477.4816 | 0 | 0 | 54.6261 | 0
07.05. | 24 | 530.6156 |  | 475.9895 | 0 | 0 | 54.6261 | 0
08.05. | 1 | 530.6156 |  | 475.9895 | 0 | 0 | 54.6261 | 0
08.05. | 2 | 529.1235 |  | 474.4973 | 0 | 0 | 54.6261 | 0
08.05. | 3 | 533.5998 |  | 478.9737 | 0 | 0 | 54.6261 | 0
08.05. | 4 | 532.1077 |  | 477.4816 | 0 | 0 | 54.6261 | 0
08.05. | 5 | 532.1077 |  | 477.4816 | 0 | 0 | 54.6261 | 0
08.05. | 6 | 520.1707 |  | 465.5446 | 0 | 0 | 54.6261 | 0
08.05. | 7 | 512.71 |  | 458.0839 | 0 | 0 | 54.6261 | 0
08.05. | 8 | 509.7258 |  | 455.0996 | 0 | 0 | 54.6261 | 0
08.05. | 9 | 497.7887 |  | 443.1626 | 0 | 0 | 54.6261 | 0
08.05. | 10 | 494.8045 |  | 440.1784 | 0 | 0 | 54.6261 | 0
08.05. | 11 | 490.3281 |  | 435.702 | 0 | 0 | 54.6261 | 0
08.05. | 12 | 488.8359 |  | 434.2098 | 0 | 0 | 54.6261 | 0
08.05. | 13 | 485.8517 |  | 431.2256 | 0 | 0 | 54.6261 | 0
08.05. | 14 | 484.3596 |  | 429.7334 | 0 | 0 | 54.6261 | 0
08.05. | 15 | 482.8674 |  | 428.2413 | 0 | 0 | 54.6261 | 0
08.05. | 16 | 482.8674 |  | 428.2413 | 0 | 0 | 54.6261 | 0
08.05. | 17 | 482.8674 |  | 428.2413 | 0 | 0 | 54.6261 | 0
08.05. | 18 | 488.8359 |  | 434.2098 | 0 | 0 | 54.6261 | 0
08.05. | 19 | 494.8045 |  | 440.1784 | 0 | 0 | 54.6261 | 0
08.05. | 20 | 502.2651 |  | 447.639 | 0 | 0 | 54.6261 | 0
08.05. | 21 | 518.6785 |  | 464.0524 | 0 | 0 | 54.6261 | 0
08.05. | 22 | 527.6313 |  | 473.0052 | 0 | 0 | 54.6261 | 0
08.05. | 23 | 541.0605 |  | 486.4344 | 0 | 0 | 54.6261 | 0
08.05. | 24 | 542.5526 |  | 487.9265 | 0 | 0 | 54.6261 | 0
09.05. | 1 | 544.0448 |  | 489.4186 | 0 | 0 | 54.6261 | 0
09.05. | 2 | 547.029 |  | 492.4029 | 0 | 0 | 54.6261 | 0
09.05. | 3 | 554.4897 |  | 499.8636 | 0 | 0 | 54.6261 | 0
09.05. | 4 | 554.4897 |  | 499.8636 | 0 | 0 | 54.6261 | 0
09.05. | 5 | 548.5211 |  | 493.895 | 0 | 0 | 54.6261 | 0
09.05. | 6 | 523.1549 |  | 468.5288 | 0 | 0 | 54.6261 | 0
09.05. | 7 | 503.7572 |  | 449.1311 | 0 | 0 | 54.6261 | 0
09.05. | 8 | 491.8202 |  | 437.1941 | 0 | 0 | 54.6261 | 0
09.05. | 9 | 479.8832 |  | 425.257 | 0 | 0 | 54.6261 | 0
09.05. | 10 | 473.9146 |  | 419.2885 | 0 | 0 | 54.6261 | 0
09.05. | 11 | 467.9461 |  | 413.32 | 0 | 0 | 54.6261 | 0
09.05. | 12 | 466.454 |  | 411.8279 | 0 | 0 | 54.6261 | 0
09.05. | 13 | 466.454 |  | 411.8279 | 0 | 0 | 54.6261 | 0
09.05. | 14 | 466.454 |  | 411.8279 | 0 | 0 | 54.6261 | 0
09.05. | 15 | 464.9619 |  | 410.3358 | 0 | 0 | 54.6261 | 0
09.05. | 16 | 466.454 |  | 411.8279 | 0 | 0 | 54.6261 | 0
09.05. | 17 | 467.9461 |  | 413.32 | 0 | 0 | 54.6261 | 0
09.05. | 18 | 473.9146 |  | 419.2885 | 0 | 0 | 54.6261 | 0
09.05. | 19 | 476.8989 |  | 422.2728 | 0 | 0 | 54.6261 | 0
09.05. | 20 | 479.8832 |  | 425.257 | 0 | 0 | 54.6261 | 0
09.05. | 21 | 485.8517 |  | 431.2256 | 0 | 0 | 54.6261 | 0
09.05. | 22 | 488.8359 |  | 434.2098 | 0 | 0 | 54.6261 | 0
09.05. | 23 | 496.2966 |  | 441.6705 | 0 | 0 | 54.6261 | 0
09.05. | 24 | 497.7887 |  | 443.1626 | 0 | 0 | 54.6261 | 0
10.05. | 1 | 500.773 |  | 446.1469 | 0 | 0 | 54.6261 | 0
10.05. | 2 | 503.7572 |  | 449.1311 | 0 | 0 | 54.6261 | 0
10.05. | 3 | 508.2336 |  | 453.6075 | 0 | 0 | 54.6261 | 0
10.05. | 4 | 508.2336 |  | 453.6075 | 0 | 0 | 54.6261 | 0
10.05. | 5 | 506.7415 |  | 452.1154 | 0 | 0 | 54.6261 | 0
10.05. | 6 | 494.8045 |  | 440.1784 | 0 | 0 | 54.6261 | 0
10.05. | 7 | 488.8359 |  | 434.2098 | 0 | 0 | 54.6261 | 0
10.05. | 8 | 484.3596 |  | 429.7334 | 0 | 0 | 54.6261 | 0
10.05. | 9 | 475.4068 |  | 420.7807 | 0 | 0 | 54.6261 | 0
10.05. | 10 | 472.4225 |  | 417.7964 | 0 | 0 | 54.6261 | 0
10.05. | 11 | 466.454 |  | 411.8279 | 0 | 0 | 54.6261 | 0
10.05. | 12 | 464.9619 |  | 410.3358 | 0 | 0 | 54.6261 | 0
10.05. | 13 | 464.9619 |  | 410.3358 | 0 | 0 | 54.6261 | 0
10.05. | 14 | 464.9619 |  | 410.3358 | 0 | 0 | 54.6261 | 0
10.05. | 15 | 464.9619 |  | 410.3358 | 0 | 0 | 54.6261 | 0
10.05. | 16 | 464.9619 |  | 410.3358 | 0 | 0 | 54.6261 | 0
10.05. | 17 | 464.9619 |  | 410.3358 | 0 | 0 | 54.6261 | 0
10.05. | 18 | 470.9304 |  | 416.3043 | 0 | 0 | 54.6261 | 0
10.05. | 19 | 475.4068 |  | 420.7807 | 0 | 0 | 54.6261 | 0
10.05. | 20 | 478.391 |  | 423.7649 | 0 | 0 | 54.6261 | 0
10.05. | 21 | 485.8517 |  | 431.2256 | 0 | 0 | 54.6261 | 0
10.05. | 22 | 490.3281 |  | 435.702 | 0 | 0 | 54.6261 | 0
10.05. | 23 | 499.2808 |  | 444.6547 | 0 | 0 | 54.6261 | 0
10.05. | 24 | 502.2651 |  | 447.639 | 0 | 0 | 54.6261 | 0
11.05. | 1 | 506.7415 |  | 452.1154 | 0 | 0 | 54.6261 | 0
11.05. | 2 | 509.7258 |  | 455.0996 | 0 | 0 | 54.6261 | 0
11.05. | 3 | 518.6785 |  | 464.0524 | 0 | 0 | 54.6261 | 0
11.05. | 4 | 517.1864 |  | 462.5603 | 0 | 0 | 54.6261 | 0
11.05. | 5 | 509.7258 |  | 455.0996 | 0 | 0 | 54.6261 | 0
11.05. | 6 | 493.3123 |  | 438.6862 | 0 | 0 | 54.6261 | 0
11.05. | 7 | 484.3596 |  | 429.7334 | 0 | 0 | 54.6261 | 0
11.05. | 8 | 479.8832 |  | 425.257 | 0 | 0 | 54.6261 | 0
11.05. | 9 | 470.9304 |  | 416.3043 | 0 | 0 | 54.6261 | 0
11.05. | 10 | 467.9461 |  | 413.32 | 0 | 0 | 54.6261 | 0
11.05. | 11 | 464.9619 |  | 410.3358 | 0 | 0 | 54.6261 | 0
11.05. | 12 | 464.9619 |  | 410.3358 | 0 | 0 | 54.6261 | 0
11.05. | 13 | 464.9619 |  | 410.3358 | 0 | 0 | 54.6261 | 0
11.05. | 14 | 464.9619 |  | 410.3358 | 0 | 0 | 54.6261 | 0
11.05. | 15 | 464.9619 |  | 410.3358 | 0 | 0 | 54.6261 | 0
11.05. | 16 | 464.9619 |  | 410.3358 | 0 | 0 | 54.6261 | 0
11.05. | 17 | 464.9619 |  | 410.3358 | 0 | 0 | 54.6261 | 0
11.05. | 18 | 469.4382 |  | 414.8121 | 0 | 0 | 54.6261 | 0
11.05. | 19 | 475.4068 |  | 420.7807 | 0 | 0 | 54.6261 | 0
11.05. | 20 | 478.391 |  | 423.7649 | 0 | 0 | 54.6261 | 0
11.05. | 21 | 485.8517 |  | 431.2256 | 0 | 0 | 54.6261 | 0
11.05. | 22 | 490.3281 |  | 435.702 | 0 | 0 | 54.6261 | 0
11.05. | 23 | 499.2808 |  | 444.6547 | 0 | 0 | 54.6261 | 0
11.05. | 24 | 502.2651 |  | 447.639 | 0 | 0 | 54.6261 | 0
12.05. | 1 | 506.7415 |  | 452.1154 | 0 | 0 | 54.6261 | 0
12.05. | 2 | 511.2179 |  | 456.5918 | 0 | 0 | 54.6261 | 0
12.05. | 3 | 520.1707 |  | 465.5446 | 0 | 0 | 54.6261 | 0
12.05. | 4 | 520.1707 |  | 465.5446 | 0 | 0 | 54.6261 | 0
12.05. | 5 | 512.71 |  | 458.0839 | 0 | 0 | 54.6261 | 0
12.05. | 6 | 493.3123 |  | 438.6862 | 0 | 0 | 54.6261 | 0
12.05. | 7 | 484.3596 |  | 429.7334 | 0 | 0 | 54.6261 | 0
12.05. | 8 | 479.8832 |  | 425.257 | 0 | 0 | 54.6261 | 0
12.05. | 9 | 470.9304 |  | 416.3043 | 0 | 0 | 54.6261 | 0
12.05. | 10 | 467.9461 |  | 413.32 | 0 | 0 | 54.6261 | 0
12.05. | 11 | 464.9619 |  | 410.3358 | 0 | 0 | 54.6261 | 0
12.05. | 12 | 464.9619 |  | 410.3358 | 0 | 0 | 54.6261 | 0
12.05. | 13 | 464.9619 |  | 410.3358 | 0 | 0 | 54.6261 | 0
12.05. | 14 | 464.9619 |  | 410.3358 | 0 | 0 | 54.6261 | 0
12.05. | 15 | 464.9619 |  | 410.3358 | 0 | 0 | 54.6261 | 0
12.05. | 16 | 464.9619 |  | 410.3358 | 0 | 0 | 54.6261 | 0
12.05. | 17 | 464.9619 |  | 410.3358 | 0 | 0 | 54.6261 | 0
12.05. | 18 | 469.4382 |  | 414.8121 | 0 | 0 | 54.6261 | 0
12.05. | 19 | 473.9146 |  | 419.2885 | 0 | 0 | 54.6261 | 0
12.05. | 20 | 478.391 |  | 423.7649 | 0 | 0 | 54.6261 | 0
12.05. | 21 | 485.8517 |  | 431.2256 | 0 | 0 | 54.6261 | 0
12.05. | 22 | 491.8202 |  | 437.1941 | 0 | 0 | 54.6261 | 0
12.05. | 23 | 500.773 |  | 446.1469 | 0 | 0 | 54.6261 | 0
12.05. | 24 | 503.7572 |  | 449.1311 | 0 | 0 | 54.6261 | 0
13.05. | 1 | 506.7415 |  | 452.1154 | 0 | 0 | 54.6261 | 0
13.05. | 2 | 511.2179 |  | 456.5918 | 0 | 0 | 54.6261 | 0
13.05. | 3 | 518.6785 |  | 464.0524 | 0 | 0 | 54.6261 | 0
13.05. | 4 | 517.1864 |  | 462.5603 | 0 | 0 | 54.6261 | 0
13.05. | 5 | 509.7258 |  | 455.0996 | 0 | 0 | 54.6261 | 0
13.05. | 6 | 491.8202 |  | 437.1941 | 0 | 0 | 54.6261 | 0
13.05. | 7 | 484.3596 |  | 429.7334 | 0 | 0 | 54.6261 | 0
13.05. | 8 | 478.391 |  | 423.7649 | 0 | 0 | 54.6261 | 0
13.05. | 9 | 469.4382 |  | 414.8121 | 0 | 0 | 54.6261 | 0
13.05. | 10 | 466.454 |  | 411.8279 | 0 | 0 | 54.6261 | 0
13.05. | 11 | 464.9619 |  | 410.3358 | 0 | 0 | 54.6261 | 0
13.05. | 12 | 464.9619 |  | 410.3358 | 0 | 0 | 54.6261 | 0
13.05. | 13 | 466.454 |  | 411.8279 | 0 | 0 | 54.6261 | 0
13.05. | 14 | 466.454 |  | 411.8279 | 0 | 0 | 54.6261 | 0
13.05. | 15 | 466.454 |  | 411.8279 | 0 | 0 | 54.6261 | 0
13.05. | 16 | 464.9619 |  | 410.3358 | 0 | 0 | 54.6261 | 0
13.05. | 17 | 464.9619 |  | 410.3358 | 0 | 0 | 54.6261 | 0
13.05. | 18 | 466.454 |  | 411.8279 | 0 | 0 | 54.6261 | 0
13.05. | 19 | 470.9304 |  | 416.3043 | 0 | 0 | 54.6261 | 0
13.05. | 20 | 475.4068 |  | 420.7807 | 0 | 0 | 54.6261 | 0
13.05. | 21 | 482.8674 |  | 428.2413 | 0 | 0 | 54.6261 | 0
13.05. | 22 | 487.3438 |  | 432.7177 | 0 | 0 | 54.6261 | 0
13.05. | 23 | 494.8045 |  | 440.1784 | 0 | 0 | 54.6261 | 0
13.05. | 24 | 496.2966 |  | 441.6705 | 0 | 0 | 54.6261 | 0
14.05. | 1 | 497.7887 |  | 443.1626 | 0 | 0 | 54.6261 | 0
14.05. | 2 | 500.773 |  | 446.1469 | 0 | 0 | 54.6261 | 0
14.05. | 3 | 505.2494 |  | 450.6233 | 0 | 0 | 54.6261 | 0
14.05. | 4 | 503.7572 |  | 449.1311 | 0 | 0 | 54.6261 | 0
14.05. | 5 | 500.773 |  | 446.1469 | 0 | 0 | 54.6261 | 0
14.05. | 6 | 488.8359 |  | 434.2098 | 0 | 0 | 54.6261 | 0
14.05. | 7 | 482.8674 |  | 428.2413 | 0 | 0 | 54.6261 | 0
14.05. | 8 | 478.391 |  | 423.7649 | 0 | 0 | 54.6261 | 0
14.05. | 9 | 469.4382 |  | 414.8121 | 0 | 0 | 54.6261 | 0
14.05. | 10 | 466.454 |  | 411.8279 | 0 | 0 | 54.6261 | 0
14.05. | 11 | 464.9619 |  | 410.3358 | 0 | 0 | 54.6261 | 0
14.05. | 12 | 464.9619 |  | 410.3358 | 0 | 0 | 54.6261 | 0
14.05. | 13 | 466.454 |  | 411.8279 | 0 | 0 | 54.6261 | 0
14.05. | 14 | 466.454 |  | 411.8279 | 0 | 0 | 54.6261 | 0
14.05. | 15 | 466.454 |  | 411.8279 | 0 | 0 | 54.6261 | 0
14.05. | 16 | 464.9619 |  | 410.3358 | 0 | 0 | 54.6261 | 0
14.05. | 17 | 464.9619 |  | 410.3358 | 0 | 0 | 54.6261 | 0
14.05. | 18 | 466.454 |  | 411.8279 | 0 | 0 | 54.6261 | 0
14.05. | 19 | 469.4382 |  | 414.8121 | 0 | 0 | 54.6261 | 0
14.05. | 20 | 473.9146 |  | 419.2885 | 0 | 0 | 54.6261 | 0
14.05. | 21 | 481.3753 |  | 426.7492 | 0 | 0 | 54.6261 | 0
14.05. | 22 | 485.8517 |  | 431.2256 | 0 | 0 | 54.6261 | 0
14.05. | 23 | 493.3123 |  | 438.6862 | 0 | 0 | 54.6261 | 0
14.05. | 24 | 494.8045 |  | 440.1784 | 0 | 0 | 54.6261 | 0
15.05. | 1 | 497.7887 |  | 443.1626 | 0 | 0 | 54.6261 | 0
15.05. | 2 | 500.773 |  | 446.1469 | 0 | 0 | 54.6261 | 0
15.05. | 3 | 506.7415 |  | 452.1154 | 0 | 0 | 54.6261 | 0
15.05. | 4 | 505.2494 |  | 450.6233 | 0 | 0 | 54.6261 | 0
15.05. | 5 | 499.2808 |  | 444.6547 | 0 | 0 | 54.6261 | 0
15.05. | 6 | 487.3438 |  | 432.7177 | 0 | 0 | 54.6261 | 0
15.05. | 7 | 479.8832 |  | 425.257 | 0 | 0 | 54.6261 | 0
15.05. | 8 | 475.4068 |  | 420.7807 | 0 | 0 | 54.6261 | 0
15.05. | 9 | 466.454 |  | 411.8279 | 0 | 0 | 54.6261 | 0
15.05. | 10 | 464.9619 |  | 410.3358 | 0 | 0 | 54.6261 | 0
15.05. | 11 | 467.9461 |  | 413.32 | 0 | 0 | 54.6261 | 0
15.05. | 12 | 469.4382 |  | 414.8121 | 0 | 0 | 54.6261 | 0
15.05. | 13 | 470.9304 |  | 416.3043 | 0 | 0 | 54.6261 | 0
15.05. | 14 | 472.4225 |  | 417.7964 | 0 | 0 | 54.6261 | 0
15.05. | 15 | 470.9304 |  | 416.3043 | 0 | 0 | 54.6261 | 0
15.05. | 16 | 469.4382 |  | 414.8121 | 0 | 0 | 54.6261 | 0
15.05. | 17 | 466.454 |  | 411.8279 | 0 | 0 | 54.6261 | 0
15.05. | 18 | 464.9619 |  | 410.3358 | 0 | 0 | 54.6261 | 0
15.05. | 19 | 467.9461 |  | 413.32 | 0 | 0 | 54.6261 | 0
15.05. | 20 | 470.9304 |  | 416.3043 | 0 | 0 | 54.6261 | 0
15.05. | 21 | 479.8832 |  | 425.257 | 0 | 0 | 54.6261 | 0
15.05. | 22 | 482.8674 |  | 428.2413 | 0 | 0 | 54.6261 | 0
15.05. | 23 | 488.8359 |  | 434.2098 | 0 | 0 | 54.6261 | 0
15.05. | 24 | 488.8359 |  | 434.2098 | 0 | 0 | 54.6261 | 0
16.05. | 1 | 490.3281 |  | 435.702 | 0 | 0 | 54.6261 | 0
16.05. | 2 | 493.3123 |  | 438.6862 | 0 | 0 | 54.6261 | 0
16.05. | 3 | 497.7887 |  | 443.1626 | 0 | 0 | 54.6261 | 0
16.05. | 4 | 496.2966 |  | 441.6705 | 0 | 0 | 54.6261 | 0
16.05. | 5 | 493.3123 |  | 438.6862 | 0 | 0 | 54.6261 | 0
16.05. | 6 | 482.8674 |  | 428.2413 | 0 | 0 | 54.6261 | 0
16.05. | 7 | 476.8989 |  | 422.2728 | 0 | 0 | 54.6261 | 0
16.05. | 8 | 472.4225 |  | 417.7964 | 0 | 0 | 54.6261 | 0
16.05. | 9 | 464.9619 |  | 410.3358 | 0 | 0 | 54.6261 | 0
16.05. | 10 | 464.9619 |  | 410.3358 | 0 | 0 | 54.6261 | 0
16.05. | 11 | 473.9146 |  | 419.2885 | 0 | 0 | 54.6261 | 0
16.05. | 12 | 478.391 |  | 423.7649 | 0 | 0 | 54.6261 | 0
16.05. | 13 | 479.8832 |  | 425.257 | 0 | 0 | 54.6261 | 0
16.05. | 14 | 479.8832 |  | 425.257 | 0 | 0 | 54.6261 | 0
16.05. | 15 | 479.8832 |  | 425.257 | 0 | 0 | 54.6261 | 0
16.05. | 16 | 479.8832 |  | 425.257 | 0 | 0 | 54.6261 | 0
16.05. | 17 | 475.4068 |  | 420.7807 | 0 | 0 | 54.6261 | 0
16.05. | 18 | 464.9619 |  | 410.3358 | 0 | 0 | 54.6261 | 0
16.05. | 19 | 464.9619 |  | 410.3358 | 0 | 0 | 54.6261 | 0
16.05. | 20 | 467.9461 |  | 413.32 | 0 | 0 | 54.6261 | 0
16.05. | 21 | 475.4068 |  | 420.7807 | 0 | 0 | 54.6261 | 0
16.05. | 22 | 478.391 |  | 423.7649 | 0 | 0 | 54.6261 | 0
16.05. | 23 | 484.3596 |  | 429.7334 | 0 | 0 | 54.6261 | 0
16.05. | 24 | 485.8517 |  | 431.2256 | 0 | 0 | 54.6261 | 0
17.05. | 1 | 487.3438 |  | 432.7177 | 0 | 0 | 54.6261 | 0
17.05. | 2 | 488.8359 |  | 434.2098 | 0 | 0 | 54.6261 | 0
17.05. | 3 | 493.3123 |  | 438.6862 | 0 | 0 | 54.6261 | 0
17.05. | 4 | 493.3123 |  | 438.6862 | 0 | 0 | 54.6261 | 0
17.05. | 5 | 490.3281 |  | 435.702 | 0 | 0 | 54.6261 | 0
17.05. | 6 | 481.3753 |  | 426.7492 | 0 | 0 | 54.6261 | 0
17.05. | 7 | 475.4068 |  | 420.7807 | 0 | 0 | 54.6261 | 0
17.05. | 8 | 469.4382 |  | 414.8121 | 0 | 0 | 54.6261 | 0
17.05. | 9 | 464.9619 |  | 410.3358 | 0 | 0 | 54.6261 | 0
17.05. | 10 | 467.9461 |  | 413.32 | 0 | 0 | 54.6261 | 0
17.05. | 11 | 479.8832 |  | 425.257 | 0 | 0 | 54.6261 | 0
17.05. | 12 | 479.8832 |  | 425.257 | 0 | 0 | 54.6261 | 0
17.05. | 13 | 479.8832 |  | 425.257 | 0 | 0 | 54.6261 | 0
17.05. | 14 | 479.8832 |  | 425.257 | 0 | 0 | 54.6261 | 0
17.05. | 15 | 479.8832 |  | 425.257 | 0 | 0 | 54.6261 | 0
17.05. | 16 | 479.8832 |  | 425.257 | 0 | 0 | 54.6261 | 0
17.05. | 17 | 479.8832 |  | 425.257 | 0 | 0 | 54.6261 | 0
17.05. | 18 | 469.4382 |  | 414.8121 | 0 | 0 | 54.6261 | 0
17.05. | 19 | 464.9619 |  | 410.3358 | 0 | 0 | 54.6261 | 0
17.05. | 20 | 464.9619 |  | 410.3358 | 0 | 0 | 54.6261 | 0
17.05. | 21 | 472.4225 |  | 417.7964 | 0 | 0 | 54.6261 | 0
17.05. | 22 | 475.4068 |  | 420.7807 | 0 | 0 | 54.6261 | 0
17.05. | 23 | 479.8832 |  | 425.257 | 0 | 0 | 54.6261 | 0
17.05. | 24 | 481.3753 |  | 426.7492 | 0 | 0 | 54.6261 | 0
18.05. | 1 | 482.8674 |  | 428.2413 | 0 | 0 | 54.6261 | 0
18.05. | 2 | 484.3596 |  | 429.7334 | 0 | 0 | 54.6261 | 0
18.05. | 3 | 487.3438 |  | 432.7177 | 0 | 0 | 54.6261 | 0
18.05. | 4 | 487.3438 |  | 432.7177 | 0 | 0 | 54.6261 | 0
18.05. | 5 | 485.8517 |  | 431.2256 | 0 | 0 | 54.6261 | 0
18.05. | 6 | 478.391 |  | 423.7649 | 0 | 0 | 54.6261 | 0
18.05. | 7 | 473.9146 |  | 419.2885 | 0 | 0 | 54.6261 | 0
18.05. | 8 | 467.9461 |  | 413.32 | 0 | 0 | 54.6261 | 0
18.05. | 9 | 466.454 |  | 411.8279 | 0 | 0 | 54.6261 | 0
18.05. | 10 | 470.9304 |  | 416.3043 | 0 | 0 | 54.6261 | 0
18.05. | 11 | 479.8832 |  | 425.257 | 0 | 0 | 54.6261 | 0
18.05. | 12 | 479.8832 |  | 425.257 | 0 | 0 | 54.6261 | 0
18.05. | 13 | 479.8832 |  | 425.257 | 0 | 0 | 54.6261 | 0
18.05. | 14 | 479.8832 |  | 425.257 | 0 | 0 | 54.6261 | 0
18.05. | 15 | 479.8832 |  | 425.257 | 0 | 0 | 54.6261 | 0
18.05. | 16 | 479.8832 |  | 425.257 | 0 | 0 | 54.6261 | 0
18.05. | 17 | 479.8832 |  | 425.257 | 0 | 0 | 54.6261 | 0
18.05. | 18 | 470.9304 |  | 416.3043 | 0 | 0 | 54.6261 | 0
18.05. | 19 | 464.9619 |  | 410.3358 | 0 | 0 | 54.6261 | 0
18.05. | 20 | 464.9619 |  | 410.3358 | 0 | 0 | 54.6261 | 0
18.05. | 21 | 470.9304 |  | 416.3043 | 0 | 0 | 54.6261 | 0
18.05. | 22 | 475.4068 |  | 420.7807 | 0 | 0 | 54.6261 | 0
18.05. | 23 | 479.8832 |  | 425.257 | 0 | 0 | 54.6261 | 0
18.05. | 24 | 481.3753 |  | 426.7492 | 0 | 0 | 54.6261 | 0
19.05. | 1 | 482.8674 |  | 428.2413 | 0 | 0 | 54.6261 | 0
19.05. | 2 | 484.3596 |  | 429.7334 | 0 | 0 | 54.6261 | 0
19.05. | 3 | 485.8517 |  | 431.2256 | 0 | 0 | 54.6261 | 0
19.05. | 4 | 485.8517 |  | 431.2256 | 0 | 0 | 54.6261 | 0
19.05. | 5 | 484.3596 |  | 429.7334 | 0 | 0 | 54.6261 | 0
19.05. | 6 | 478.391 |  | 423.7649 | 0 | 0 | 54.6261 | 0
19.05. | 7 | 472.4225 |  | 417.7964 | 0 | 0 | 54.6261 | 0
19.05. | 8 | 467.9461 |  | 413.32 | 0 | 0 | 54.6261 | 0
19.05. | 9 | 464.9619 |  | 410.3358 | 0 | 0 | 54.6261 | 0
19.05. | 10 | 469.4382 |  | 414.8121 | 0 | 0 | 54.6261 | 0
19.05. | 11 | 479.8832 |  | 425.257 | 0 | 0 | 54.6261 | 0
19.05. | 12 | 479.8832 |  | 425.257 | 0 | 0 | 54.6261 | 0
19.05. | 13 | 479.8832 |  | 425.257 | 0 | 0 | 54.6261 | 0
19.05. | 14 | 479.8832 |  | 425.257 | 0 | 0 | 54.6261 | 0
19.05. | 15 | 479.8832 |  | 425.257 | 0 | 0 | 54.6261 | 0
19.05. | 16 | 479.8832 |  | 425.257 | 0 | 0 | 54.6261 | 0
19.05. | 17 | 479.8832 |  | 425.257 | 0 | 0 | 54.6261 | 0
19.05. | 18 | 466.454 |  | 411.8279 | 0 | 0 | 54.6261 | 0
19.05. | 19 | 464.9619 |  | 410.3358 | 0 | 0 | 54.6261 | 0
19.05. | 20 | 466.454 |  | 411.8279 | 0 | 0 | 54.6261 | 0
19.05. | 21 | 470.9304 |  | 416.3043 | 0 | 0 | 54.6261 | 0
19.05. | 22 | 472.4225 |  | 417.7964 | 0 | 0 | 54.6261 | 0
19.05. | 23 | 475.4068 |  | 420.7807 | 0 | 0 | 54.6261 | 0
19.05. | 24 | 476.8989 |  | 422.2728 | 0 | 0 | 54.6261 | 0
20.05. | 1 | 478.391 |  | 423.7649 | 0 | 0 | 54.6261 | 0
20.05. | 2 | 478.391 |  | 423.7649 | 0 | 0 | 54.6261 | 0
20.05. | 3 | 478.391 |  | 423.7649 | 0 | 0 | 54.6261 | 0
20.05. | 4 | 479.8832 |  | 425.257 | 0 | 0 | 54.6261 | 0
20.05. | 5 | 478.391 |  | 423.7649 | 0 | 0 | 54.6261 | 0
20.05. | 6 | 475.4068 |  | 420.7807 | 0 | 0 | 54.6261 | 0
20.05. | 7 | 472.4225 |  | 417.7964 | 0 | 0 | 54.6261 | 0
20.05. | 8 | 470.9304 |  | 416.3043 | 0 | 0 | 54.6261 | 0
20.05. | 9 | 466.454 |  | 411.8279 | 0 | 0 | 54.6261 | 0
20.05. | 10 | 464.9619 |  | 410.3358 | 0 | 0 | 54.6261 | 0
20.05. | 11 | 466.454 |  | 411.8279 | 0 | 0 | 54.6261 | 0
20.05. | 12 | 466.454 |  | 411.8279 | 0 | 0 | 54.6261 | 0
20.05. | 13 | 466.454 |  | 411.8279 | 0 | 0 | 54.6261 | 0
20.05. | 14 | 467.9461 |  | 413.32 | 0 | 0 | 54.6261 | 0
20.05. | 15 | 469.4382 |  | 414.8121 | 0 | 0 | 54.6261 | 0
20.05. | 16 | 467.9461 |  | 413.32 | 0 | 0 | 54.6261 | 0
20.05. | 17 | 466.454 |  | 411.8279 | 0 | 0 | 54.6261 | 0
20.05. | 18 | 464.9619 |  | 410.3358 | 0 | 0 | 54.6261 | 0
20.05. | 19 | 466.454 |  | 411.8279 | 0 | 0 | 54.6261 | 0
20.05. | 20 | 469.4382 |  | 414.8121 | 0 | 0 | 54.6261 | 0
20.05. | 21 | 473.9146 |  | 419.2885 | 0 | 0 | 54.6261 | 0
20.05. | 22 | 476.8989 |  | 422.2728 | 0 | 0 | 54.6261 | 0
20.05. | 23 | 479.8832 |  | 425.257 | 0 | 0 | 54.6261 | 0
20.05. | 24 | 481.3753 |  | 426.7492 | 0 | 0 | 54.6261 | 0
21.05. | 1 | 482.8674 |  | 428.2413 | 0 | 0 | 54.6261 | 0
21.05. | 2 | 482.8674 |  | 428.2413 | 0 | 0 | 54.6261 | 0
21.05. | 3 | 485.8517 |  | 431.2256 | 0 | 0 | 54.6261 | 0
21.05. | 4 | 485.8517 |  | 431.2256 | 0 | 0 | 54.6261 | 0
21.05. | 5 | 485.8517 |  | 431.2256 | 0 | 0 | 54.6261 | 0
21.05. | 6 | 481.3753 |  | 426.7492 | 0 | 0 | 54.6261 | 0
21.05. | 7 | 476.8989 |  | 422.2728 | 0 | 0 | 54.6261 | 0
21.05. | 8 | 475.4068 |  | 420.7807 | 0 | 0 | 54.6261 | 0
21.05. | 9 | 467.9461 |  | 413.32 | 0 | 0 | 54.6261 | 0
21.05. | 10 | 466.454 |  | 411.8279 | 0 | 0 | 54.6261 | 0
21.05. | 11 | 464.9619 |  | 410.3358 | 0 | 0 | 54.6261 | 0
21.05. | 12 | 464.9619 |  | 410.3358 | 0 | 0 | 54.6261 | 0
21.05. | 13 | 464.9619 |  | 410.3358 | 0 | 0 | 54.6261 | 0
21.05. | 14 | 464.9619 |  | 410.3358 | 0 | 0 | 54.6261 | 0
21.05. | 15 | 466.454 |  | 411.8279 | 0 | 0 | 54.6261 | 0
21.05. | 16 | 464.9619 |  | 410.3358 | 0 | 0 | 54.6261 | 0
21.05. | 17 | 466.454 |  | 411.8279 | 0 | 0 | 54.6261 | 0
21.05. | 18 | 464.9619 |  | 410.3358 | 0 | 0 | 54.6261 | 0
21.05. | 19 | 466.454 |  | 411.8279 | 0 | 0 | 54.6261 | 0
21.05. | 20 | 467.9461 |  | 413.32 | 0 | 0 | 54.6261 | 0
21.05. | 21 | 472.4225 |  | 417.7964 | 0 | 0 | 54.6261 | 0
21.05. | 22 | 473.9146 |  | 419.2885 | 0 | 0 | 54.6261 | 0
21.05. | 23 | 478.391 |  | 423.7649 | 0 | 0 | 54.6261 | 0
21.05. | 24 | 479.8832 |  | 425.257 | 0 | 0 | 54.6261 | 0
22.05. | 1 | 481.3753 |  | 426.7492 | 0 | 0 | 54.6261 | 0
22.05. | 2 | 482.8674 |  | 428.2413 | 0 | 0 | 54.6261 | 0
22.05. | 3 | 487.3438 |  | 432.7177 | 0 | 0 | 54.6261 | 0
22.05. | 4 | 488.8359 |  | 434.2098 | 0 | 0 | 54.6261 | 0
22.05. | 5 | 490.3281 |  | 435.702 | 0 | 0 | 54.6261 | 0
22.05. | 6 | 487.3438 |  | 432.7177 | 0 | 0 | 54.6261 | 0
22.05. | 7 | 484.3596 |  | 429.7334 | 0 | 0 | 54.6261 | 0
22.05. | 8 | 484.3596 |  | 429.7334 | 0 | 0 | 54.6261 | 0
22.05. | 9 | 479.8832 |  | 425.257 | 0 | 0 | 54.6261 | 0
22.05. | 10 | 479.8832 |  | 425.257 | 0 | 0 | 54.6261 | 0
22.05. | 11 | 476.8989 |  | 422.2728 | 0 | 0 | 54.6261 | 0
22.05. | 12 | 478.391 |  | 423.7649 | 0 | 0 | 54.6261 | 0
22.05. | 13 | 478.391 |  | 423.7649 | 0 | 0 | 54.6261 | 0
22.05. | 14 | 479.8832 |  | 425.257 | 0 | 0 | 54.6261 | 0
22.05. | 15 | 479.8832 |  | 425.257 | 0 | 0 | 54.6261 | 0
22.05. | 16 | 482.8674 |  | 428.2413 | 0 | 0 | 54.6261 | 0
22.05. | 17 | 482.8674 |  | 428.2413 | 0 | 0 | 54.6261 | 0
22.05. | 18 | 487.3438 |  | 432.7177 | 0 | 0 | 54.6261 | 0
22.05. | 19 | 490.3281 |  | 435.702 | 0 | 0 | 54.6261 | 0
22.05. | 20 | 493.3123 |  | 438.6862 | 0 | 0 | 54.6261 | 0
22.05. | 21 | 502.2651 |  | 447.639 | 0 | 0 | 54.6261 | 0
22.05. | 22 | 505.2494 |  | 450.6233 | 0 | 0 | 54.6261 | 0
22.05. | 23 | 514.2022 |  | 459.576 | 0 | 0 | 54.6261 | 0
22.05. | 24 | 515.6943 |  | 461.0682 | 0 | 0 | 54.6261 | 0
23.05. | 1 | 515.6943 |  | 461.0682 | 0 | 0 | 54.6261 | 0
23.05. | 2 | 515.6943 |  | 461.0682 | 0 | 0 | 54.6261 | 0
23.05. | 3 | 520.1707 |  | 465.5446 | 0 | 0 | 54.6261 | 0
23.05. | 4 | 520.1707 |  | 465.5446 | 0 | 0 | 54.6261 | 0
23.05. | 5 | 523.1549 |  | 468.5288 | 0 | 0 | 54.6261 | 0
23.05. | 6 | 514.2022 |  | 459.576 | 0 | 0 | 54.6261 | 0
23.05. | 7 | 511.2179 |  | 456.5918 | 0 | 0 | 54.6261 | 0
23.05. | 8 | 511.2179 |  | 456.5918 | 0 | 0 | 54.6261 | 0
23.05. | 9 | 503.7572 |  | 449.1311 | 0 | 0 | 54.6261 | 0
23.05. | 10 | 503.7572 |  | 449.1311 | 0 | 0 | 54.6261 | 0
23.05. | 11 | 499.2808 |  | 444.6547 | 0 | 0 | 54.6261 | 0
23.05. | 12 | 500.773 |  | 446.1469 | 0 | 0 | 54.6261 | 0
23.05. | 13 | 499.2808 |  | 444.6547 | 0 | 0 | 54.6261 | 0
23.05. | 14 | 499.2808 |  | 444.6547 | 0 | 0 | 54.6261 | 0
23.05. | 15 | 497.7887 |  | 443.1626 | 0 | 0 | 54.6261 | 0
23.05. | 16 | 496.2966 |  | 441.6705 | 0 | 0 | 54.6261 | 0
23.05. | 17 | 494.8045 |  | 440.1784 | 0 | 0 | 54.6261 | 0
23.05. | 18 | 496.2966 |  | 441.6705 | 0 | 0 | 54.6261 | 0
23.05. | 19 | 496.2966 |  | 441.6705 | 0 | 0 | 54.6261 | 0
23.05. | 20 | 499.2808 |  | 444.6547 | 0 | 0 | 54.6261 | 0
23.05. | 21 | 509.7258 |  | 455.0996 | 0 | 0 | 54.6261 | 0
23.05. | 22 | 514.2022 |  | 459.576 | 0 | 0 | 54.6261 | 0
23.05. | 23 | 524.6471 |  | 470.021 | 0 | 0 | 54.6261 | 0
23.05. | 24 | 526.1392 |  | 471.5131 | 0 | 0 | 54.6261 | 0
24.05. | 1 | 530.6156 |  | 475.9895 | 0 | 0 | 54.6261 | 0
24.05. | 2 | 535.092 |  | 480.4659 | 0 | 0 | 54.6261 | 0
24.05. | 3 | 547.029 |  | 492.4029 | 0 | 0 | 54.6261 | 0
24.05. | 4 | 548.5211 |  | 493.895 | 0 | 0 | 54.6261 | 0
24.05. | 5 | 542.5526 |  | 487.9265 | 0 | 0 | 54.6261 | 0
24.05. | 6 | 518.6785 |  | 464.0524 | 0 | 0 | 54.6261 | 0
24.05. | 7 | 503.7572 |  | 449.1311 | 0 | 0 | 54.6261 | 0
24.05. | 8 | 496.2966 |  | 441.6705 | 0 | 0 | 54.6261 | 0
24.05. | 9 | 485.8517 |  | 431.2256 | 0 | 0 | 54.6261 | 0
24.05. | 10 | 481.3753 |  | 426.7492 | 0 | 0 | 54.6261 | 0
24.05. | 11 | 476.8989 |  | 422.2728 | 0 | 0 | 54.6261 | 0
24.05. | 12 | 473.9146 |  | 419.2885 | 0 | 0 | 54.6261 | 0
24.05. | 13 | 472.4225 |  | 417.7964 | 0 | 0 | 54.6261 | 0
24.05. | 14 | 472.4225 |  | 417.7964 | 0 | 0 | 54.6261 | 0
24.05. | 15 | 472.4225 |  | 417.7964 | 0 | 0 | 54.6261 | 0
24.05. | 16 | 472.4225 |  | 417.7964 | 0 | 0 | 54.6261 | 0
24.05. | 17 | 472.4225 |  | 417.7964 | 0 | 0 | 54.6261 | 0
24.05. | 18 | 476.8989 |  | 422.2728 | 0 | 0 | 54.6261 | 0
24.05. | 19 | 478.391 |  | 423.7649 | 0 | 0 | 54.6261 | 0
24.05. | 20 | 481.3753 |  | 426.7492 | 0 | 0 | 54.6261 | 0
24.05. | 21 | 487.3438 |  | 432.7177 | 0 | 0 | 54.6261 | 0
24.05. | 22 | 488.8359 |  | 434.2098 | 0 | 0 | 54.6261 | 0
24.05. | 23 | 496.2966 |  | 441.6705 | 0 | 0 | 54.6261 | 0
24.05. | 24 | 497.7887 |  | 443.1626 | 0 | 0 | 54.6261 | 0
25.05. | 1 | 499.2808 |  | 444.6547 | 0 | 0 | 54.6261 | 0
25.05. | 2 | 502.2651 |  | 447.639 | 0 | 0 | 54.6261 | 0
25.05. | 3 | 509.7258 |  | 455.0996 | 0 | 0 | 54.6261 | 0
25.05. | 4 | 512.71 |  | 458.0839 | 0 | 0 | 54.6261 | 0
25.05. | 5 | 511.2179 |  | 456.5918 | 0 | 0 | 54.6261 | 0
25.05. | 6 | 497.7887 |  | 443.1626 | 0 | 0 | 54.6261 | 0
25.05. | 7 | 491.8202 |  | 437.1941 | 0 | 0 | 54.6261 | 0
25.05. | 8 | 490.3281 |  | 435.702 | 0 | 0 | 54.6261 | 0
25.05. | 9 | 485.8517 |  | 431.2256 | 0 | 0 | 54.6261 | 0
25.05. | 10 | 485.8517 |  | 431.2256 | 0 | 0 | 54.6261 | 0
25.05. | 11 | 482.8674 |  | 428.2413 | 0 | 0 | 54.6261 | 0
25.05. | 12 | 482.8674 |  | 428.2413 | 0 | 0 | 54.6261 | 0
25.05. | 13 | 482.8674 |  | 428.2413 | 0 | 0 | 54.6261 | 0
25.05. | 14 | 484.3596 |  | 429.7334 | 0 | 0 | 54.6261 | 0
25.05. | 15 | 484.3596 |  | 429.7334 | 0 | 0 | 54.6261 | 0
25.05. | 16 | 485.8517 |  | 431.2256 | 0 | 0 | 54.6261 | 0
25.05. | 17 | 487.3438 |  | 432.7177 | 0 | 0 | 54.6261 | 0
25.05. | 18 | 490.3281 |  | 435.702 | 0 | 0 | 54.6261 | 0
25.05. | 19 | 493.3123 |  | 438.6862 | 0 | 0 | 54.6261 | 0
25.05. | 20 | 496.2966 |  | 441.6705 | 0 | 0 | 54.6261 | 0
25.05. | 21 | 505.2494 |  | 450.6233 | 0 | 0 | 54.6261 | 0
25.05. | 22 | 508.2336 |  | 453.6075 | 0 | 0 | 54.6261 | 0
25.05. | 23 | 518.6785 |  | 464.0524 | 0 | 0 | 54.6261 | 0
25.05. | 24 | 521.6628 |  | 467.0367 | 0 | 0 | 54.6261 | 0
26.05. | 1 | 524.6471 |  | 470.021 | 0 | 0 | 54.6261 | 0
26.05. | 2 | 526.1392 |  | 471.5131 | 0 | 0 | 54.6261 | 0
26.05. | 3 | 532.1077 |  | 477.4816 | 0 | 0 | 54.6261 | 0
26.05. | 4 | 533.5998 |  | 478.9737 | 0 | 0 | 54.6261 | 0
26.05. | 5 | 535.092 |  | 480.4659 | 0 | 0 | 54.6261 | 0
26.05. | 6 | 523.1549 |  | 468.5288 | 0 | 0 | 54.6261 | 0
26.05. | 7 | 517.1864 |  | 462.5603 | 0 | 0 | 54.6261 | 0
26.05. | 8 | 515.6943 |  | 461.0682 | 0 | 0 | 54.6261 | 0
26.05. | 9 | 505.2494 |  | 450.6233 | 0 | 0 | 54.6261 | 0
26.05. | 10 | 503.7572 |  | 449.1311 | 0 | 0 | 54.6261 | 0
26.05. | 11 | 497.7887 |  | 443.1626 | 0 | 0 | 54.6261 | 0
26.05. | 12 | 496.2966 |  | 441.6705 | 0 | 0 | 54.6261 | 0
26.05. | 13 | 494.8045 |  | 440.1784 | 0 | 0 | 54.6261 | 0
26.05. | 14 | 493.3123 |  | 438.6862 | 0 | 0 | 54.6261 | 0
26.05. | 15 | 491.8202 |  | 437.1941 | 0 | 0 | 54.6261 | 0
26.05. | 16 | 491.8202 |  | 437.1941 | 0 | 0 | 54.6261 | 0
26.05. | 17 | 491.8202 |  | 437.1941 | 0 | 0 | 54.6261 | 0
26.05. | 18 | 494.8045 |  | 440.1784 | 0 | 0 | 54.6261 | 0
26.05. | 19 | 499.2808 |  | 444.6547 | 0 | 0 | 54.6261 | 0
26.05. | 20 | 503.7572 |  | 449.1311 | 0 | 0 | 54.6261 | 0
26.05. | 21 | 520.1707 |  | 465.5446 | 0 | 0 | 54.6261 | 0
26.05. | 22 | 527.6313 |  | 473.0052 | 0 | 0 | 54.6261 | 0
26.05. | 23 | 541.0605 |  | 486.4344 | 0 | 0 | 54.6261 | 0
26.05. | 24 | 544.0448 |  | 489.4186 | 0 | 0 | 54.6261 | 0
27.05. | 1 | 547.029 |  | 492.4029 | 0 | 0 | 54.6261 | 0
27.05. | 2 | 550.0133 |  | 495.3872 | 0 | 0 | 54.6261 | 0
27.05. | 3 | 557.4739 |  | 502.8478 | 0 | 0 | 54.6261 | 0
27.05. | 4 | 555.9818 |  | 501.3557 | 0 | 0 | 54.6261 | 0
27.05. | 5 | 548.5211 |  | 493.895 | 0 | 0 | 54.6261 | 0
27.05. | 6 | 524.6471 |  | 470.021 | 0 | 0 | 54.6261 | 0
27.05. | 7 | 509.7258 |  | 455.0996 | 0 | 0 | 54.6261 | 0
27.05. | 8 | 503.7572 |  | 449.1311 | 0 | 0 | 54.6261 | 0
27.05. | 9 | 494.8045 |  | 440.1784 | 0 | 0 | 54.6261 | 0
27.05. | 10 | 491.8202 |  | 437.1941 | 0 | 0 | 54.6261 | 0
27.05. | 11 | 485.8517 |  | 431.2256 | 0 | 0 | 54.6261 | 0
27.05. | 12 | 484.3596 |  | 429.7334 | 0 | 0 | 54.6261 | 0
27.05. | 13 | 482.8674 |  | 428.2413 | 0 | 0 | 54.6261 | 0
27.05. | 14 | 481.3753 |  | 426.7492 | 0 | 0 | 54.6261 | 0
27.05. | 15 | 479.8832 |  | 425.257 | 0 | 0 | 54.6261 | 0
27.05. | 16 | 479.8832 |  | 425.257 | 0 | 0 | 54.6261 | 0
27.05. | 17 | 479.8832 |  | 425.257 | 0 | 0 | 54.6261 | 0
27.05. | 18 | 482.8674 |  | 428.2413 | 0 | 0 | 54.6261 | 0
27.05. | 19 | 487.3438 |  | 432.7177 | 0 | 0 | 54.6261 | 0
27.05. | 20 | 496.2966 |  | 441.6705 | 0 | 0 | 54.6261 | 0
27.05. | 21 | 520.1707 |  | 465.5446 | 0 | 0 | 54.6261 | 0
27.05. | 22 | 536.5841 |  | 481.958 | 0 | 0 | 54.6261 | 0
27.05. | 23 | 555.9818 |  | 501.3557 | 0 | 0 | 54.6261 | 0
27.05. | 24 | 557.4739 |  | 502.8478 | 0 | 0 | 54.6261 | 0
28.05. | 1 | 560.4582 |  | 505.8321 | 0 | 0 | 54.6261 | 0
28.05. | 2 | 564.9346 |  | 510.3085 | 0 | 0 | 54.6261 | 0
28.05. | 3 | 576.8716 |  | 522.2455 | 0 | 0 | 54.6261 | 0
28.05. | 4 | 573.8874 |  | 519.2612 | 0 | 0 | 54.6261 | 0
28.05. | 5 | 557.4739 |  | 502.8478 | 0 | 0 | 54.6261 | 0
28.05. | 6 | 518.6785 |  | 464.0524 | 0 | 0 | 54.6261 | 0
28.05. | 7 | 497.7887 |  | 443.1626 | 0 | 0 | 54.6261 | 0
28.05. | 8 | 490.3281 |  | 435.702 | 0 | 0 | 54.6261 | 0
28.05. | 9 | 482.8674 |  | 428.2413 | 0 | 0 | 54.6261 | 0
28.05. | 10 | 479.8832 |  | 425.257 | 0 | 0 | 54.6261 | 0
28.05. | 11 | 475.4068 |  | 420.7807 | 0 | 0 | 54.6261 | 0
28.05. | 12 | 472.4225 |  | 417.7964 | 0 | 0 | 54.6261 | 0
28.05. | 13 | 470.9304 |  | 416.3043 | 0 | 0 | 54.6261 | 0
28.05. | 14 | 469.4382 |  | 414.8121 | 0 | 0 | 54.6261 | 0
28.05. | 15 | 469.4382 |  | 414.8121 | 0 | 0 | 54.6261 | 0
28.05. | 16 | 469.4382 |  | 414.8121 | 0 | 0 | 54.6261 | 0
28.05. | 17 | 470.9304 |  | 416.3043 | 0 | 0 | 54.6261 | 0
28.05. | 18 | 473.9146 |  | 419.2885 | 0 | 0 | 54.6261 | 0
28.05. | 19 | 478.391 |  | 423.7649 | 0 | 0 | 54.6261 | 0
28.05. | 20 | 481.3753 |  | 426.7492 | 0 | 0 | 54.6261 | 0
28.05. | 21 | 488.8359 |  | 434.2098 | 0 | 0 | 54.6261 | 0
28.05. | 22 | 493.3123 |  | 438.6862 | 0 | 0 | 54.6261 | 0
28.05. | 23 | 502.2651 |  | 447.639 | 0 | 0 | 54.6261 | 0
28.05. | 24 | 503.7572 |  | 449.1311 | 0 | 0 | 54.6261 | 0
29.05. | 1 | 503.7572 |  | 449.1311 | 0 | 0 | 54.6261 | 0
29.05. | 2 | 503.7572 |  | 449.1311 | 0 | 0 | 54.6261 | 0
29.05. | 3 | 506.7415 |  | 452.1154 | 0 | 0 | 54.6261 | 0
29.05. | 4 | 506.7415 |  | 452.1154 | 0 | 0 | 54.6261 | 0
29.05. | 5 | 506.7415 |  | 452.1154 | 0 | 0 | 54.6261 | 0
29.05. | 6 | 499.2808 |  | 444.6547 | 0 | 0 | 54.6261 | 0
29.05. | 7 | 496.2966 |  | 441.6705 | 0 | 0 | 54.6261 | 0
29.05. | 8 | 493.3123 |  | 438.6862 | 0 | 0 | 54.6261 | 0
29.05. | 9 | 485.8517 |  | 431.2256 | 0 | 0 | 54.6261 | 0
29.05. | 10 | 482.8674 |  | 428.2413 | 0 | 0 | 54.6261 | 0
29.05. | 11 | 476.8989 |  | 422.2728 | 0 | 0 | 54.6261 | 0
29.05. | 12 | 473.9146 |  | 419.2885 | 0 | 0 | 54.6261 | 0
29.05. | 13 | 470.9304 |  | 416.3043 | 0 | 0 | 54.6261 | 0
29.05. | 14 | 469.4382 |  | 414.8121 | 0 | 0 | 54.6261 | 0
29.05. | 15 | 467.9461 |  | 413.32 | 0 | 0 | 54.6261 | 0
29.05. | 16 | 466.454 |  | 411.8279 | 0 | 0 | 54.6261 | 0
29.05. | 17 | 466.454 |  | 411.8279 | 0 | 0 | 54.6261 | 0
29.05. | 18 | 469.4382 |  | 414.8121 | 0 | 0 | 54.6261 | 0
29.05. | 19 | 472.4225 |  | 417.7964 | 0 | 0 | 54.6261 | 0
29.05. | 20 | 475.4068 |  | 420.7807 | 0 | 0 | 54.6261 | 0
29.05. | 21 | 479.8832 |  | 425.257 | 0 | 0 | 54.6261 | 0
29.05. | 22 | 482.8674 |  | 428.2413 | 0 | 0 | 54.6261 | 0
29.05. | 23 | 487.3438 |  | 432.7177 | 0 | 0 | 54.6261 | 0
29.05. | 24 | 487.3438 |  | 432.7177 | 0 | 0 | 54.6261 | 0
30.05. | 1 | 488.8359 |  | 434.2098 | 0 | 0 | 54.6261 | 0
30.05. | 2 | 490.3281 |  | 435.702 | 0 | 0 | 54.6261 | 0
30.05. | 3 | 493.3123 |  | 438.6862 | 0 | 0 | 54.6261 | 0
30.05. | 4 | 493.3123 |  | 438.6862 | 0 | 0 | 54.6261 | 0
30.05. | 5 | 490.3281 |  | 435.702 | 0 | 0 | 54.6261 | 0
30.05. | 6 | 482.8674 |  | 428.2413 | 0 | 0 | 54.6261 | 0
30.05. | 7 | 476.8989 |  | 422.2728 | 0 | 0 | 54.6261 | 0
30.05. | 8 | 470.9304 |  | 416.3043 | 0 | 0 | 54.6261 | 0
30.05. | 9 | 464.9619 |  | 410.3358 | 0 | 0 | 54.6261 | 0
30.05. | 10 | 470.9304 |  | 416.3043 | 0 | 0 | 54.6261 | 0
30.05. | 11 | 479.8832 |  | 425.257 | 0 | 0 | 54.6261 | 0
30.05. | 12 | 479.8832 |  | 425.257 | 0 | 0 | 54.6261 | 0
30.05. | 13 | 479.8832 |  | 425.257 | 0 | 0 | 54.6261 | 0
30.05. | 14 | 479.8832 |  | 425.257 | 0 | 0 | 54.6261 | 0
30.05. | 15 | 479.8832 |  | 425.257 | 0 | 0 | 54.6261 | 0
30.05. | 16 | 479.8832 |  | 425.257 | 0 | 0 | 54.6261 | 0
30.05. | 17 | 479.8832 |  | 425.257 | 0 | 0 | 54.6261 | 0
30.05. | 18 | 469.4382 |  | 414.8121 | 0 | 0 | 54.6261 | 0
30.05. | 19 | 464.9619 |  | 410.3358 | 0 | 0 | 54.6261 | 0
30.05. | 20 | 466.454 |  | 411.8279 | 0 | 0 | 54.6261 | 0
30.05. | 21 | 472.4225 |  | 417.7964 | 0 | 0 | 54.6261 | 0
30.05. | 22 | 475.4068 |  | 420.7807 | 0 | 0 | 54.6261 | 0
30.05. | 23 | 479.8832 |  | 425.257 | 0 | 0 | 54.6261 | 0
30.05. | 24 | 481.3753 |  | 426.7492 | 0 | 0 | 54.6261 | 0
31.05. | 1 | 481.3753 |  | 426.7492 | 0 | 0 | 54.6261 | 0
31.05. | 2 | 482.8674 |  | 428.2413 | 0 | 0 | 54.6261 | 0
31.05. | 3 | 484.3596 |  | 429.7334 | 0 | 0 | 54.6261 | 0
31.05. | 4 | 485.8517 |  | 431.2256 | 0 | 0 | 54.6261 | 0
31.05. | 5 | 485.8517 |  | 431.2256 | 0 | 0 | 54.6261 | 0
31.05. | 6 | 481.3753 |  | 426.7492 | 0 | 0 | 54.6261 | 0
31.05. | 7 | 479.8832 |  | 425.257 | 0 | 0 | 54.6261 | 0
31.05. | 8 | 478.391 |  | 423.7649 | 0 | 0 | 54.6261 | 0
31.05. | 9 | 473.9146 |  | 419.2885 | 0 | 0 | 54.6261 | 0
31.05. | 10 | 472.4225 |  | 417.7964 | 0 | 0 | 54.6261 | 0
31.05. | 11 | 469.4382 |  | 414.8121 | 0 | 0 | 54.6261 | 0
31.05. | 12 | 469.4382 |  | 414.8121 | 0 | 0 | 54.6261 | 0
31.05. | 13 | 469.4382 |  | 414.8121 | 0 | 0 | 54.6261 | 0
31.05. | 14 | 469.4382 |  | 414.8121 | 0 | 0 | 54.6261 | 0
31.05. | 15 | 470.9304 |  | 416.3043 | 0 | 0 | 54.6261 | 0
31.05. | 16 | 470.9304 |  | 416.3043 | 0 | 0 | 54.6261 | 0
31.05. | 17 | 472.4225 |  | 417.7964 | 0 | 0 | 54.6261 | 0
31.05. | 18 | 473.9146 |  | 419.2885 | 0 | 0 | 54.6261 | 0
31.05. | 19 | 475.4068 |  | 420.7807 | 0 | 0 | 54.6261 | 0
31.05. | 20 | 476.8989 |  | 422.2728 | 0 | 0 | 54.6261 | 0
31.05. | 21 | 481.3753 |  | 426.7492 | 0 | 0 | 54.6261 | 0
31.05. | 22 | 482.8674 |  | 428.2413 | 0 | 0 | 54.6261 | 0
31.05. | 23 | 487.3438 |  | 432.7177 | 0 | 0 | 54.6261 | 0
31.05. | 24 | 488.8359 |  | 434.2098 | 0 | 0 | 54.6261 | 0
01.06. | 1 | 419.813 |  | 370.0482 | 0 | 0 | 49.7648 | 0
01.06. | 2 | 419.813 |  | 370.0482 | 0 | 0 | 49.7648 | 0
01.06. | 3 | 419.813 |  | 370.0482 | 0 | 0 | 49.7648 | 0
01.06. | 4 | 419.813 |  | 370.0482 | 0 | 0 | 49.7648 | 0
01.06. | 5 | 419.813 |  | 370.0482 | 0 | 0 | 49.7648 | 0
01.06. | 6 | 419.813 |  | 370.0482 | 0 | 0 | 49.7648 | 0
01.06. | 7 | 419.813 |  | 370.0482 | 0 | 0 | 49.7648 | 0
01.06. | 8 | 419.813 |  | 370.0482 | 0 | 0 | 49.7648 | 0
01.06. | 9 | 418.3209 |  | 368.5561 | 0 | 0 | 49.7648 | 0
01.06. | 10 | 416.8288 |  | 367.064 | 0 | 0 | 49.7648 | 0
01.06. | 11 | 416.8288 |  | 367.064 | 0 | 0 | 49.7648 | 0
01.06. | 12 | 416.8288 |  | 367.064 | 0 | 0 | 49.7648 | 0
01.06. | 13 | 416.8288 |  | 367.064 | 0 | 0 | 49.7648 | 0
01.06. | 14 | 416.8288 |  | 367.064 | 0 | 0 | 49.7648 | 0
01.06. | 15 | 416.8288 |  | 367.064 | 0 | 0 | 49.7648 | 0
01.06. | 16 | 418.3209 |  | 368.5561 | 0 | 0 | 49.7648 | 0
01.06. | 17 | 418.3209 |  | 368.5561 | 0 | 0 | 49.7648 | 0
01.06. | 18 | 418.3209 |  | 368.5561 | 0 | 0 | 49.7648 | 0
01.06. | 19 | 419.813 |  | 370.0482 | 0 | 0 | 49.7648 | 0
01.06. | 20 | 419.813 |  | 370.0482 | 0 | 0 | 49.7648 | 0
01.06. | 21 | 421.3051 |  | 371.5404 | 0 | 0 | 49.7648 | 0
01.06. | 22 | 421.3051 |  | 371.5404 | 0 | 0 | 49.7648 | 0
01.06. | 23 | 422.7973 |  | 373.0325 | 0 | 0 | 49.7648 | 0
01.06. | 24 | 422.7973 |  | 373.0325 | 0 | 0 | 49.7648 | 0
02.06. | 1 | 424.2894 |  | 374.5246 | 0 | 0 | 49.7648 | 0
02.06. | 2 | 424.2894 |  | 374.5246 | 0 | 0 | 49.7648 | 0
02.06. | 3 | 424.2894 |  | 374.5246 | 0 | 0 | 49.7648 | 0
02.06. | 4 | 424.2894 |  | 374.5246 | 0 | 0 | 49.7648 | 0
02.06. | 5 | 424.2894 |  | 374.5246 | 0 | 0 | 49.7648 | 0
02.06. | 6 | 421.3051 |  | 371.5404 | 0 | 0 | 49.7648 | 0
02.06. | 7 | 421.3051 |  | 371.5404 | 0 | 0 | 49.7648 | 0
02.06. | 8 | 419.813 |  | 370.0482 | 0 | 0 | 49.7648 | 0
02.06. | 9 | 418.3209 |  | 368.5561 | 0 | 0 | 49.7648 | 0
02.06. | 10 | 418.3209 |  | 368.5561 | 0 | 0 | 49.7648 | 0
02.06. | 11 | 416.8288 |  | 367.064 | 0 | 0 | 49.7648 | 0
02.06. | 12 | 416.8288 |  | 367.064 | 0 | 0 | 49.7648 | 0
02.06. | 13 | 416.8288 |  | 367.064 | 0 | 0 | 49.7648 | 0
02.06. | 14 | 416.8288 |  | 367.064 | 0 | 0 | 49.7648 | 0
02.06. | 15 | 416.8288 |  | 367.064 | 0 | 0 | 49.7648 | 0
02.06. | 16 | 416.8288 |  | 367.064 | 0 | 0 | 49.7648 | 0
02.06. | 17 | 418.3209 |  | 368.5561 | 0 | 0 | 49.7648 | 0
02.06. | 18 | 418.3209 |  | 368.5561 | 0 | 0 | 49.7648 | 0
02.06. | 19 | 419.813 |  | 370.0482 | 0 | 0 | 49.7648 | 0
02.06. | 20 | 419.813 |  | 370.0482 | 0 | 0 | 49.7648 | 0
02.06. | 21 | 419.813 |  | 370.0482 | 0 | 0 | 49.7648 | 0
02.06. | 22 | 421.3051 |  | 371.5404 | 0 | 0 | 49.7648 | 0
02.06. | 23 | 421.3051 |  | 371.5404 | 0 | 0 | 49.7648 | 0
02.06. | 24 | 421.3051 |  | 371.5404 | 0 | 0 | 49.7648 | 0
03.06. | 1 | 421.3051 |  | 371.5404 | 0 | 0 | 49.7648 | 0
03.06. | 2 | 421.3051 |  | 371.5404 | 0 | 0 | 49.7648 | 0
03.06. | 3 | 421.3051 |  | 371.5404 | 0 | 0 | 49.7648 | 0
03.06. | 4 | 421.3051 |  | 371.5404 | 0 | 0 | 49.7648 | 0
03.06. | 5 | 421.3051 |  | 371.5404 | 0 | 0 | 49.7648 | 0
03.06. | 6 | 419.813 |  | 370.0482 | 0 | 0 | 49.7648 | 0
03.06. | 7 | 419.813 |  | 370.0482 | 0 | 0 | 49.7648 | 0
03.06. | 8 | 419.813 |  | 370.0482 | 0 | 0 | 49.7648 | 0
03.06. | 9 | 418.3209 |  | 368.5561 | 0 | 0 | 49.7648 | 0
03.06. | 10 | 416.8288 |  | 367.064 | 0 | 0 | 49.7648 | 0
03.06. | 11 | 415.3366 |  | 365.5718 | 0 | 0 | 49.7648 | 0
03.06. | 12 | 415.3366 |  | 365.5718 | 0 | 0 | 49.7648 | 0
03.06. | 13 | 415.3366 |  | 365.5718 | 0 | 0 | 49.7648 | 0
03.06. | 14 | 413.8445 |  | 364.0797 | 0 | 0 | 49.7648 | 0
03.06. | 15 | 413.8445 |  | 364.0797 | 0 | 0 | 49.7648 | 0
03.06. | 16 | 413.8445 |  | 364.0797 | 0 | 0 | 49.7648 | 0
03.06. | 17 | 415.3366 |  | 365.5718 | 0 | 0 | 49.7648 | 0
03.06. | 18 | 415.3366 |  | 365.5718 | 0 | 0 | 49.7648 | 0
03.06. | 19 | 416.8288 |  | 367.064 | 0 | 0 | 49.7648 | 0
03.06. | 20 | 418.3209 |  | 368.5561 | 0 | 0 | 49.7648 | 0
03.06. | 21 | 419.813 |  | 370.0482 | 0 | 0 | 49.7648 | 0
03.06. | 22 | 419.813 |  | 370.0482 | 0 | 0 | 49.7648 | 0
03.06. | 23 | 421.3051 |  | 371.5404 | 0 | 0 | 49.7648 | 0
03.06. | 24 | 422.7973 |  | 373.0325 | 0 | 0 | 49.7648 | 0
04.06. | 1 | 422.7973 |  | 373.0325 | 0 | 0 | 49.7648 | 0
04.06. | 2 | 422.7973 |  | 373.0325 | 0 | 0 | 49.7648 | 0
04.06. | 3 | 424.2894 |  | 374.5246 | 0 | 0 | 49.7648 | 0
04.06. | 4 | 422.7973 |  | 373.0325 | 0 | 0 | 49.7648 | 0
04.06. | 5 | 422.7973 |  | 373.0325 | 0 | 0 | 49.7648 | 0
04.06. | 6 | 421.3051 |  | 371.5404 | 0 | 0 | 49.7648 | 0
04.06. | 7 | 421.3051 |  | 371.5404 | 0 | 0 | 49.7648 | 0
04.06. | 8 | 421.3051 |  | 371.5404 | 0 | 0 | 49.7648 | 0
04.06. | 9 | 419.813 |  | 370.0482 | 0 | 0 | 49.7648 | 0
04.06. | 10 | 419.813 |  | 370.0482 | 0 | 0 | 49.7648 | 0
04.06. | 11 | 418.3209 |  | 368.5561 | 0 | 0 | 49.7648 | 0
04.06. | 12 | 418.3209 |  | 368.5561 | 0 | 0 | 49.7648 | 0
04.06. | 13 | 418.3209 |  | 368.5561 | 0 | 0 | 49.7648 | 0
04.06. | 14 | 418.3209 |  | 368.5561 | 0 | 0 | 49.7648 | 0
04.06. | 15 | 418.3209 |  | 368.5561 | 0 | 0 | 49.7648 | 0
04.06. | 16 | 418.3209 |  | 368.5561 | 0 | 0 | 49.7648 | 0
04.06. | 17 | 418.3209 |  | 368.5561 | 0 | 0 | 49.7648 | 0
04.06. | 18 | 419.813 |  | 370.0482 | 0 | 0 | 49.7648 | 0
04.06. | 19 | 419.813 |  | 370.0482 | 0 | 0 | 49.7648 | 0
04.06. | 20 | 419.813 |  | 370.0482 | 0 | 0 | 49.7648 | 0
04.06. | 21 | 421.3051 |  | 371.5404 | 0 | 0 | 49.7648 | 0
04.06. | 22 | 422.7973 |  | 373.0325 | 0 | 0 | 49.7648 | 0
04.06. | 23 | 424.2894 |  | 374.5246 | 0 | 0 | 49.7648 | 0
04.06. | 24 | 424.2894 |  | 374.5246 | 0 | 0 | 49.7648 | 0
05.06. | 1 | 424.2894 |  | 374.5246 | 0 | 0 | 49.7648 | 0
05.06. | 2 | 424.2894 |  | 374.5246 | 0 | 0 | 49.7648 | 0
05.06. | 3 | 424.2894 |  | 374.5246 | 0 | 0 | 49.7648 | 0
05.06. | 4 | 424.2894 |  | 374.5246 | 0 | 0 | 49.7648 | 0
05.06. | 5 | 424.2894 |  | 374.5246 | 0 | 0 | 49.7648 | 0
05.06. | 6 | 424.2894 |  | 374.5246 | 0 | 0 | 49.7648 | 0
05.06. | 7 | 422.7973 |  | 373.0325 | 0 | 0 | 49.7648 | 0
05.06. | 8 | 422.7973 |  | 373.0325 | 0 | 0 | 49.7648 | 0
05.06. | 9 | 421.3051 |  | 371.5404 | 0 | 0 | 49.7648 | 0
05.06. | 10 | 421.3051 |  | 371.5404 | 0 | 0 | 49.7648 | 0
05.06. | 11 | 419.813 |  | 370.0482 | 0 | 0 | 49.7648 | 0
05.06. | 12 | 419.813 |  | 370.0482 | 0 | 0 | 49.7648 | 0
05.06. | 13 | 419.813 |  | 370.0482 | 0 | 0 | 49.7648 | 0
05.06. | 14 | 418.3209 |  | 368.5561 | 0 | 0 | 49.7648 | 0
05.06. | 15 | 418.3209 |  | 368.5561 | 0 | 0 | 49.7648 | 0
05.06. | 16 | 418.3209 |  | 368.5561 | 0 | 0 | 49.7648 | 0
05.06. | 17 | 418.3209 |  | 368.5561 | 0 | 0 | 49.7648 | 0
05.06. | 18 | 419.813 |  | 370.0482 | 0 | 0 | 49.7648 | 0
05.06. | 19 | 419.813 |  | 370.0482 | 0 | 0 | 49.7648 | 0
05.06. | 20 | 421.3051 |  | 371.5404 | 0 | 0 | 49.7648 | 0
05.06. | 21 | 422.7973 |  | 373.0325 | 0 | 0 | 49.7648 | 0
05.06. | 22 | 424.2894 |  | 374.5246 | 0 | 0 | 49.7648 | 0
05.06. | 23 | 424.2894 |  | 374.5246 | 0 | 0 | 49.7648 | 0
05.06. | 24 | 424.2894 |  | 374.5246 | 0 | 0 | 49.7648 | 0
06.06. | 1 | 424.2894 |  | 374.5246 | 0 | 0 | 49.7648 | 0
06.06. | 2 | 424.2894 |  | 374.5246 | 0 | 0 | 49.7648 | 0
06.06. | 3 | 424.2894 |  | 374.5246 | 0 | 0 | 49.7648 | 0
06.06. | 4 | 424.2894 |  | 374.5246 | 0 | 0 | 49.7648 | 0
06.06. | 5 | 424.2894 |  | 374.5246 | 0 | 0 | 49.7648 | 0
06.06. | 6 | 424.2894 |  | 374.5246 | 0 | 0 | 49.7648 | 0
06.06. | 7 | 422.7973 |  | 373.0325 | 0 | 0 | 49.7648 | 0
06.06. | 8 | 421.3051 |  | 371.5404 | 0 | 0 | 49.7648 | 0
06.06. | 9 | 419.813 |  | 370.0482 | 0 | 0 | 49.7648 | 0
06.06. | 10 | 418.3209 |  | 368.5561 | 0 | 0 | 49.7648 | 0
06.06. | 11 | 418.3209 |  | 368.5561 | 0 | 0 | 49.7648 | 0
06.06. | 12 | 416.8288 |  | 367.064 | 0 | 0 | 49.7648 | 0
06.06. | 13 | 416.8288 |  | 367.064 | 0 | 0 | 49.7648 | 0
06.06. | 14 | 416.8288 |  | 367.064 | 0 | 0 | 49.7648 | 0
06.06. | 15 | 416.8288 |  | 367.064 | 0 | 0 | 49.7648 | 0
06.06. | 16 | 416.8288 |  | 367.064 | 0 | 0 | 49.7648 | 0
06.06. | 17 | 416.8288 |  | 367.064 | 0 | 0 | 49.7648 | 0
06.06. | 18 | 418.3209 |  | 368.5561 | 0 | 0 | 49.7648 | 0
06.06. | 19 | 418.3209 |  | 368.5561 | 0 | 0 | 49.7648 | 0
06.06. | 20 | 419.813 |  | 370.0482 | 0 | 0 | 49.7648 | 0
06.06. | 21 | 422.7973 |  | 373.0325 | 0 | 0 | 49.7648 | 0
06.06. | 22 | 424.2894 |  | 374.5246 | 0 | 0 | 49.7648 | 0
06.06. | 23 | 424.2894 |  | 374.5246 | 0 | 0 | 49.7648 | 0
06.06. | 24 | 424.2894 |  | 374.5246 | 0 | 0 | 49.7648 | 0
07.06. | 1 | 424.2894 |  | 374.5246 | 0 | 0 | 49.7648 | 0
07.06. | 2 | 424.2894 |  | 374.5246 | 0 | 0 | 49.7648 | 0
07.06. | 3 | 424.2894 |  | 374.5246 | 0 | 0 | 49.7648 | 0
07.06. | 4 | 424.2894 |  | 374.5246 | 0 | 0 | 49.7648 | 0
07.06. | 5 | 424.2894 |  | 374.5246 | 0 | 0 | 49.7648 | 0
07.06. | 6 | 424.2894 |  | 374.5246 | 0 | 0 | 49.7648 | 0
07.06. | 7 | 421.3051 |  | 371.5404 | 0 | 0 | 49.7648 | 0
07.06. | 8 | 419.813 |  | 370.0482 | 0 | 0 | 49.7648 | 0
07.06. | 9 | 418.3209 |  | 368.5561 | 0 | 0 | 49.7648 | 0
07.06. | 10 | 416.8288 |  | 367.064 | 0 | 0 | 49.7648 | 0
07.06. | 11 | 415.3366 |  | 365.5718 | 0 | 0 | 49.7648 | 0
07.06. | 12 | 415.3366 |  | 365.5718 | 0 | 0 | 49.7648 | 0
07.06. | 13 | 413.8445 |  | 364.0797 | 0 | 0 | 49.7648 | 0
07.06. | 14 | 413.8445 |  | 364.0797 | 0 | 0 | 49.7648 | 0
07.06. | 15 | 413.8445 |  | 364.0797 | 0 | 0 | 49.7648 | 0
07.06. | 16 | 413.8445 |  | 364.0797 | 0 | 0 | 49.7648 | 0
07.06. | 17 | 413.8445 |  | 364.0797 | 0 | 0 | 49.7648 | 0
07.06. | 18 | 413.8445 |  | 364.0797 | 0 | 0 | 49.7648 | 0
07.06. | 19 | 415.3366 |  | 365.5718 | 0 | 0 | 49.7648 | 0
07.06. | 20 | 415.3366 |  | 365.5718 | 0 | 0 | 49.7648 | 0
07.06. | 21 | 418.3209 |  | 368.5561 | 0 | 0 | 49.7648 | 0
07.06. | 22 | 419.813 |  | 370.0482 | 0 | 0 | 49.7648 | 0
07.06. | 23 | 421.3051 |  | 371.5404 | 0 | 0 | 49.7648 | 0
07.06. | 24 | 422.7973 |  | 373.0325 | 0 | 0 | 49.7648 | 0
08.06. | 1 | 422.7973 |  | 373.0325 | 0 | 0 | 49.7648 | 0
08.06. | 2 | 422.7973 |  | 373.0325 | 0 | 0 | 49.7648 | 0
08.06. | 3 | 424.2894 |  | 374.5246 | 0 | 0 | 49.7648 | 0
08.06. | 4 | 424.2894 |  | 374.5246 | 0 | 0 | 49.7648 | 0
08.06. | 5 | 422.7973 |  | 373.0325 | 0 | 0 | 49.7648 | 0
08.06. | 6 | 418.3209 |  | 368.5561 | 0 | 0 | 49.7648 | 0
08.06. | 7 | 416.8288 |  | 367.064 | 0 | 0 | 49.7648 | 0
08.06. | 8 | 415.3366 |  | 365.5718 | 0 | 0 | 49.7648 | 0
08.06. | 9 | 413.8445 |  | 364.0797 | 0 | 0 | 49.7648 | 0
08.06. | 10 | 415.3366 |  | 365.5718 | 0 | 0 | 49.7648 | 0
08.06. | 11 | 418.3209 |  | 368.5561 | 0 | 0 | 49.7648 | 0
08.06. | 12 | 418.3209 |  | 368.5561 | 0 | 0 | 49.7648 | 0
08.06. | 13 | 419.813 |  | 370.0482 | 0 | 0 | 49.7648 | 0
08.06. | 14 | 419.813 |  | 370.0482 | 0 | 0 | 49.7648 | 0
08.06. | 15 | 419.813 |  | 370.0482 | 0 | 0 | 49.7648 | 0
08.06. | 16 | 418.3209 |  | 368.5561 | 0 | 0 | 49.7648 | 0
08.06. | 17 | 416.8288 |  | 367.064 | 0 | 0 | 49.7648 | 0
08.06. | 18 | 415.3366 |  | 365.5718 | 0 | 0 | 49.7648 | 0
08.06. | 19 | 413.8445 |  | 364.0797 | 0 | 0 | 49.7648 | 0
08.06. | 20 | 413.8445 |  | 364.0797 | 0 | 0 | 49.7648 | 0
08.06. | 21 | 415.3366 |  | 365.5718 | 0 | 0 | 49.7648 | 0
08.06. | 22 | 415.3366 |  | 365.5718 | 0 | 0 | 49.7648 | 0
08.06. | 23 | 416.8288 |  | 367.064 | 0 | 0 | 49.7648 | 0
08.06. | 24 | 416.8288 |  | 367.064 | 0 | 0 | 49.7648 | 0
09.06. | 1 | 416.8288 |  | 367.064 | 0 | 0 | 49.7648 | 0
09.06. | 2 | 418.3209 |  | 368.5561 | 0 | 0 | 49.7648 | 0
09.06. | 3 | 418.3209 |  | 368.5561 | 0 | 0 | 49.7648 | 0
09.06. | 4 | 418.3209 |  | 368.5561 | 0 | 0 | 49.7648 | 0
09.06. | 5 | 418.3209 |  | 368.5561 | 0 | 0 | 49.7648 | 0
09.06. | 6 | 415.3366 |  | 365.5718 | 0 | 0 | 49.7648 | 0
09.06. | 7 | 415.3366 |  | 365.5718 | 0 | 0 | 49.7648 | 0
09.06. | 8 | 413.8445 |  | 364.0797 | 0 | 0 | 49.7648 | 0
09.06. | 9 | 413.8445 |  | 364.0797 | 0 | 0 | 49.7648 | 0
09.06. | 10 | 413.8445 |  | 364.0797 | 0 | 0 | 49.7648 | 0
09.06. | 11 | 415.3366 |  | 365.5718 | 0 | 0 | 49.7648 | 0
09.06. | 12 | 416.8288 |  | 367.064 | 0 | 0 | 49.7648 | 0
09.06. | 13 | 416.8288 |  | 367.064 | 0 | 0 | 49.7648 | 0
09.06. | 14 | 416.8288 |  | 367.064 | 0 | 0 | 49.7648 | 0
09.06. | 15 | 415.3366 |  | 365.5718 | 0 | 0 | 49.7648 | 0
09.06. | 16 | 415.3366 |  | 365.5718 | 0 | 0 | 49.7648 | 0
09.06. | 17 | 415.3366 |  | 365.5718 | 0 | 0 | 49.7648 | 0
09.06. | 18 | 413.8445 |  | 364.0797 | 0 | 0 | 49.7648 | 0
09.06. | 19 | 413.8445 |  | 364.0797 | 0 | 0 | 49.7648 | 0
09.06. | 20 | 413.8445 |  | 364.0797 | 0 | 0 | 49.7648 | 0
09.06. | 21 | 415.3366 |  | 365.5718 | 0 | 0 | 49.7648 | 0
09.06. | 22 | 415.3366 |  | 365.5718 | 0 | 0 | 49.7648 | 0
09.06. | 23 | 416.8288 |  | 367.064 | 0 | 0 | 49.7648 | 0
09.06. | 24 | 418.3209 |  | 368.5561 | 0 | 0 | 49.7648 | 0
10.06. | 1 | 418.3209 |  | 368.5561 | 0 | 0 | 49.7648 | 0
10.06. | 2 | 418.3209 |  | 368.5561 | 0 | 0 | 49.7648 | 0
10.06. | 3 | 418.3209 |  | 368.5561 | 0 | 0 | 49.7648 | 0
10.06. | 4 | 418.3209 |  | 368.5561 | 0 | 0 | 49.7648 | 0
10.06. | 5 | 418.3209 |  | 368.5561 | 0 | 0 | 49.7648 | 0
10.06. | 6 | 416.8288 |  | 367.064 | 0 | 0 | 49.7648 | 0
10.06. | 7 | 416.8288 |  | 367.064 | 0 | 0 | 49.7648 | 0
10.06. | 8 | 416.8288 |  | 367.064 | 0 | 0 | 49.7648 | 0
10.06. | 9 | 415.3366 |  | 365.5718 | 0 | 0 | 49.7648 | 0
10.06. | 10 | 415.3366 |  | 365.5718 | 0 | 0 | 49.7648 | 0
10.06. | 11 | 413.8445 |  | 364.0797 | 0 | 0 | 49.7648 | 0
10.06. | 12 | 413.8445 |  | 364.0797 | 0 | 0 | 49.7648 | 0
10.06. | 13 | 413.8445 |  | 364.0797 | 0 | 0 | 49.7648 | 0
10.06. | 14 | 413.8445 |  | 364.0797 | 0 | 0 | 49.7648 | 0
10.06. | 15 | 413.8445 |  | 364.0797 | 0 | 0 | 49.7648 | 0
10.06. | 16 | 413.8445 |  | 364.0797 | 0 | 0 | 49.7648 | 0
10.06. | 17 | 413.8445 |  | 364.0797 | 0 | 0 | 49.7648 | 0
10.06. | 18 | 415.3366 |  | 365.5718 | 0 | 0 | 49.7648 | 0
10.06. | 19 | 415.3366 |  | 365.5718 | 0 | 0 | 49.7648 | 0
10.06. | 20 | 415.3366 |  | 365.5718 | 0 | 0 | 49.7648 | 0
10.06. | 21 | 416.8288 |  | 367.064 | 0 | 0 | 49.7648 | 0
10.06. | 22 | 416.8288 |  | 367.064 | 0 | 0 | 49.7648 | 0
10.06. | 23 | 418.3209 |  | 368.5561 | 0 | 0 | 49.7648 | 0
10.06. | 24 | 418.3209 |  | 368.5561 | 0 | 0 | 49.7648 | 0
11.06. | 1 | 418.3209 |  | 368.5561 | 0 | 0 | 49.7648 | 0
11.06. | 2 | 418.3209 |  | 368.5561 | 0 | 0 | 49.7648 | 0
11.06. | 3 | 419.813 |  | 370.0482 | 0 | 0 | 49.7648 | 0
11.06. | 4 | 419.813 |  | 370.0482 | 0 | 0 | 49.7648 | 0
11.06. | 5 | 419.813 |  | 370.0482 | 0 | 0 | 49.7648 | 0
11.06. | 6 | 419.813 |  | 370.0482 | 0 | 0 | 49.7648 | 0
11.06. | 7 | 418.3209 |  | 368.5561 | 0 | 0 | 49.7648 | 0
11.06. | 8 | 418.3209 |  | 368.5561 | 0 | 0 | 49.7648 | 0
11.06. | 9 | 416.8288 |  | 367.064 | 0 | 0 | 49.7648 | 0
11.06. | 10 | 416.8288 |  | 367.064 | 0 | 0 | 49.7648 | 0
11.06. | 11 | 415.3366 |  | 365.5718 | 0 | 0 | 49.7648 | 0
11.06. | 12 | 415.3366 |  | 365.5718 | 0 | 0 | 49.7648 | 0
11.06. | 13 | 415.3366 |  | 365.5718 | 0 | 0 | 49.7648 | 0
11.06. | 14 | 415.3366 |  | 365.5718 | 0 | 0 | 49.7648 | 0
11.06. | 15 | 415.3366 |  | 365.5718 | 0 | 0 | 49.7648 | 0
11.06. | 16 | 415.3366 |  | 365.5718 | 0 | 0 | 49.7648 | 0
11.06. | 17 | 415.3366 |  | 365.5718 | 0 | 0 | 49.7648 | 0
11.06. | 18 | 416.8288 |  | 367.064 | 0 | 0 | 49.7648 | 0
11.06. | 19 | 416.8288 |  | 367.064 | 0 | 0 | 49.7648 | 0
11.06. | 20 | 416.8288 |  | 367.064 | 0 | 0 | 49.7648 | 0
11.06. | 21 | 418.3209 |  | 368.5561 | 0 | 0 | 49.7648 | 0
11.06. | 22 | 418.3209 |  | 368.5561 | 0 | 0 | 49.7648 | 0
11.06. | 23 | 419.813 |  | 370.0482 | 0 | 0 | 49.7648 | 0
11.06. | 24 | 419.813 |  | 370.0482 | 0 | 0 | 49.7648 | 0
12.06. | 1 | 421.3051 |  | 371.5404 | 0 | 0 | 49.7648 | 0
12.06. | 2 | 421.3051 |  | 371.5404 | 0 | 0 | 49.7648 | 0
12.06. | 3 | 422.7973 |  | 373.0325 | 0 | 0 | 49.7648 | 0
12.06. | 4 | 422.7973 |  | 373.0325 | 0 | 0 | 49.7648 | 0
12.06. | 5 | 422.7973 |  | 373.0325 | 0 | 0 | 49.7648 | 0
12.06. | 6 | 419.813 |  | 370.0482 | 0 | 0 | 49.7648 | 0
12.06. | 7 | 418.3209 |  | 368.5561 | 0 | 0 | 49.7648 | 0
12.06. | 8 | 418.3209 |  | 368.5561 | 0 | 0 | 49.7648 | 0
12.06. | 9 | 416.8288 |  | 367.064 | 0 | 0 | 49.7648 | 0
12.06. | 10 | 415.3366 |  | 365.5718 | 0 | 0 | 49.7648 | 0
12.06. | 11 | 413.8445 |  | 364.0797 | 0 | 0 | 49.7648 | 0
12.06. | 12 | 413.8445 |  | 364.0797 | 0 | 0 | 49.7648 | 0
12.06. | 13 | 413.8445 |  | 364.0797 | 0 | 0 | 49.7648 | 0
12.06. | 14 | 413.8445 |  | 364.0797 | 0 | 0 | 49.7648 | 0
12.06. | 15 | 413.8445 |  | 364.0797 | 0 | 0 | 49.7648 | 0
12.06. | 16 | 413.8445 |  | 364.0797 | 0 | 0 | 49.7648 | 0
12.06. | 17 | 413.8445 |  | 364.0797 | 0 | 0 | 49.7648 | 0
12.06. | 18 | 413.8445 |  | 364.0797 | 0 | 0 | 49.7648 | 0
12.06. | 19 | 415.3366 |  | 365.5718 | 0 | 0 | 49.7648 | 0
12.06. | 20 | 415.3366 |  | 365.5718 | 0 | 0 | 49.7648 | 0
12.06. | 21 | 416.8288 |  | 367.064 | 0 | 0 | 49.7648 | 0
12.06. | 22 | 418.3209 |  | 368.5561 | 0 | 0 | 49.7648 | 0
12.06. | 23 | 418.3209 |  | 368.5561 | 0 | 0 | 49.7648 | 0
12.06. | 24 | 419.813 |  | 370.0482 | 0 | 0 | 49.7648 | 0
13.06. | 1 | 419.813 |  | 370.0482 | 0 | 0 | 49.7648 | 0
13.06. | 2 | 419.813 |  | 370.0482 | 0 | 0 | 49.7648 | 0
13.06. | 3 | 419.813 |  | 370.0482 | 0 | 0 | 49.7648 | 0
13.06. | 4 | 419.813 |  | 370.0482 | 0 | 0 | 49.7648 | 0
13.06. | 5 | 419.813 |  | 370.0482 | 0 | 0 | 49.7648 | 0
13.06. | 6 | 418.3209 |  | 368.5561 | 0 | 0 | 49.7648 | 0
13.06. | 7 | 418.3209 |  | 368.5561 | 0 | 0 | 49.7648 | 0
13.06. | 8 | 418.3209 |  | 368.5561 | 0 | 0 | 49.7648 | 0
13.06. | 9 | 416.8288 |  | 367.064 | 0 | 0 | 49.7648 | 0
13.06. | 10 | 416.8288 |  | 367.064 | 0 | 0 | 49.7648 | 0
13.06. | 11 | 415.3366 |  | 365.5718 | 0 | 0 | 49.7648 | 0
13.06. | 12 | 415.3366 |  | 365.5718 | 0 | 0 | 49.7648 | 0
13.06. | 13 | 416.8288 |  | 367.064 | 0 | 0 | 49.7648 | 0
13.06. | 14 | 416.8288 |  | 367.064 | 0 | 0 | 49.7648 | 0
13.06. | 15 | 416.8288 |  | 367.064 | 0 | 0 | 49.7648 | 0
13.06. | 16 | 416.8288 |  | 367.064 | 0 | 0 | 49.7648 | 0
13.06. | 17 | 416.8288 |  | 367.064 | 0 | 0 | 49.7648 | 0
13.06. | 18 | 418.3209 |  | 368.5561 | 0 | 0 | 49.7648 | 0
13.06. | 19 | 418.3209 |  | 368.5561 | 0 | 0 | 49.7648 | 0
13.06. | 20 | 418.3209 |  | 368.5561 | 0 | 0 | 49.7648 | 0
13.06. | 21 | 419.813 |  | 370.0482 | 0 | 0 | 49.7648 | 0
13.06. | 22 | 419.813 |  | 370.0482 | 0 | 0 | 49.7648 | 0
13.06. | 23 | 421.3051 |  | 371.5404 | 0 | 0 | 49.7648 | 0
13.06. | 24 | 422.7973 |  | 373.0325 | 0 | 0 | 49.7648 | 0
14.06. | 1 | 422.7973 |  | 373.0325 | 0 | 0 | 49.7648 | 0
14.06. | 2 | 422.7973 |  | 373.0325 | 0 | 0 | 49.7648 | 0
14.06. | 3 | 424.2894 |  | 374.5246 | 0 | 0 | 49.7648 | 0
14.06. | 4 | 424.2894 |  | 374.5246 | 0 | 0 | 49.7648 | 0
14.06. | 5 | 424.2894 |  | 374.5246 | 0 | 0 | 49.7648 | 0
14.06. | 6 | 422.7973 |  | 373.0325 | 0 | 0 | 49.7648 | 0
14.06. | 7 | 421.3051 |  | 371.5404 | 0 | 0 | 49.7648 | 0
14.06. | 8 | 421.3051 |  | 371.5404 | 0 | 0 | 49.7648 | 0
14.06. | 9 | 419.813 |  | 370.0482 | 0 | 0 | 49.7648 | 0
14.06. | 10 | 419.813 |  | 370.0482 | 0 | 0 | 49.7648 | 0
14.06. | 11 | 418.3209 |  | 368.5561 | 0 | 0 | 49.7648 | 0
14.06. | 12 | 418.3209 |  | 368.5561 | 0 | 0 | 49.7648 | 0
14.06. | 13 | 418.3209 |  | 368.5561 | 0 | 0 | 49.7648 | 0
14.06. | 14 | 416.8288 |  | 367.064 | 0 | 0 | 49.7648 | 0
14.06. | 15 | 416.8288 |  | 367.064 | 0 | 0 | 49.7648 | 0
14.06. | 16 | 416.8288 |  | 367.064 | 0 | 0 | 49.7648 | 0
14.06. | 17 | 416.8288 |  | 367.064 | 0 | 0 | 49.7648 | 0
14.06. | 18 | 418.3209 |  | 368.5561 | 0 | 0 | 49.7648 | 0
14.06. | 19 | 419.813 |  | 370.0482 | 0 | 0 | 49.7648 | 0
14.06. | 20 | 419.813 |  | 370.0482 | 0 | 0 | 49.7648 | 0
14.06. | 21 | 421.3051 |  | 371.5404 | 0 | 0 | 49.7648 | 0
14.06. | 22 | 421.3051 |  | 371.5404 | 0 | 0 | 49.7648 | 0
14.06. | 23 | 424.2894 |  | 374.5246 | 0 | 0 | 49.7648 | 0
14.06. | 24 | 424.2894 |  | 374.5246 | 0 | 0 | 49.7648 | 0
15.06. | 1 | 424.2894 |  | 374.5246 | 0 | 0 | 49.7648 | 0
15.06. | 2 | 424.2894 |  | 374.5246 | 0 | 0 | 49.7648 | 0
15.06. | 3 | 424.2894 |  | 374.5246 | 0 | 0 | 49.7648 | 0
15.06. | 4 | 424.2894 |  | 374.5246 | 0 | 0 | 49.7648 | 0
15.06. | 5 | 424.2894 |  | 374.5246 | 0 | 0 | 49.7648 | 0
15.06. | 6 | 422.7973 |  | 373.0325 | 0 | 0 | 49.7648 | 0
15.06. | 7 | 421.3051 |  | 371.5404 | 0 | 0 | 49.7648 | 0
15.06. | 8 | 421.3051 |  | 371.5404 | 0 | 0 | 49.7648 | 0
15.06. | 9 | 419.813 |  | 370.0482 | 0 | 0 | 49.7648 | 0
15.06. | 10 | 419.813 |  | 370.0482 | 0 | 0 | 49.7648 | 0
15.06. | 11 | 418.3209 |  | 368.5561 | 0 | 0 | 49.7648 | 0
15.06. | 12 | 418.3209 |  | 368.5561 | 0 | 0 | 49.7648 | 0
15.06. | 13 | 418.3209 |  | 368.5561 | 0 | 0 | 49.7648 | 0
15.06. | 14 | 416.8288 |  | 367.064 | 0 | 0 | 49.7648 | 0
15.06. | 15 | 416.8288 |  | 367.064 | 0 | 0 | 49.7648 | 0
15.06. | 16 | 416.8288 |  | 367.064 | 0 | 0 | 49.7648 | 0
15.06. | 17 | 418.3209 |  | 368.5561 | 0 | 0 | 49.7648 | 0
15.06. | 18 | 418.3209 |  | 368.5561 | 0 | 0 | 49.7648 | 0
15.06. | 19 | 419.813 |  | 370.0482 | 0 | 0 | 49.7648 | 0
15.06. | 20 | 419.813 |  | 370.0482 | 0 | 0 | 49.7648 | 0
15.06. | 21 | 421.3051 |  | 371.5404 | 0 | 0 | 49.7648 | 0
15.06. | 22 | 421.3051 |  | 371.5404 | 0 | 0 | 49.7648 | 0
15.06. | 23 | 422.7973 |  | 373.0325 | 0 | 0 | 49.7648 | 0
15.06. | 24 | 422.7973 |  | 373.0325 | 0 | 0 | 49.7648 | 0
16.06. | 1 | 422.7973 |  | 373.0325 | 0 | 0 | 49.7648 | 0
16.06. | 2 | 422.7973 |  | 373.0325 | 0 | 0 | 49.7648 | 0
16.06. | 3 | 422.7973 |  | 373.0325 | 0 | 0 | 49.7648 | 0
16.06. | 4 | 422.7973 |  | 373.0325 | 0 | 0 | 49.7648 | 0
16.06. | 5 | 424.2894 |  | 374.5246 | 0 | 0 | 49.7648 | 0
16.06. | 6 | 422.7973 |  | 373.0325 | 0 | 0 | 49.7648 | 0
16.06. | 7 | 421.3051 |  | 371.5404 | 0 | 0 | 49.7648 | 0
16.06. | 8 | 421.3051 |  | 371.5404 | 0 | 0 | 49.7648 | 0
16.06. | 9 | 419.813 |  | 370.0482 | 0 | 0 | 49.7648 | 0
16.06. | 10 | 419.813 |  | 370.0482 | 0 | 0 | 49.7648 | 0
16.06. | 11 | 418.3209 |  | 368.5561 | 0 | 0 | 49.7648 | 0
16.06. | 12 | 418.3209 |  | 368.5561 | 0 | 0 | 49.7648 | 0
16.06. | 13 | 418.3209 |  | 368.5561 | 0 | 0 | 49.7648 | 0
16.06. | 14 | 416.8288 |  | 367.064 | 0 | 0 | 49.7648 | 0
16.06. | 15 | 416.8288 |  | 367.064 | 0 | 0 | 49.7648 | 0
16.06. | 16 | 416.8288 |  | 367.064 | 0 | 0 | 49.7648 | 0
16.06. | 17 | 416.8288 |  | 367.064 | 0 | 0 | 49.7648 | 0
16.06. | 18 | 416.8288 |  | 367.064 | 0 | 0 | 49.7648 | 0
16.06. | 19 | 416.8288 |  | 367.064 | 0 | 0 | 49.7648 | 0
16.06. | 20 | 416.8288 |  | 367.064 | 0 | 0 | 49.7648 | 0
16.06. | 21 | 416.8288 |  | 367.064 | 0 | 0 | 49.7648 | 0
16.06. | 22 | 416.8288 |  | 367.064 | 0 | 0 | 49.7648 | 0
16.06. | 23 | 418.3209 |  | 368.5561 | 0 | 0 | 49.7648 | 0
16.06. | 24 | 418.3209 |  | 368.5561 | 0 | 0 | 49.7648 | 0
17.06. | 1 | 419.813 |  | 370.0482 | 0 | 0 | 49.7648 | 0
17.06. | 2 | 419.813 |  | 370.0482 | 0 | 0 | 49.7648 | 0
17.06. | 3 | 419.813 |  | 370.0482 | 0 | 0 | 49.7648 | 0
17.06. | 4 | 419.813 |  | 370.0482 | 0 | 0 | 49.7648 | 0
17.06. | 5 | 419.813 |  | 370.0482 | 0 | 0 | 49.7648 | 0
17.06. | 6 | 419.813 |  | 370.0482 | 0 | 0 | 49.7648 | 0
17.06. | 7 | 418.3209 |  | 368.5561 | 0 | 0 | 49.7648 | 0
17.06. | 8 | 418.3209 |  | 368.5561 | 0 | 0 | 49.7648 | 0
17.06. | 9 | 416.8288 |  | 367.064 | 0 | 0 | 49.7648 | 0
17.06. | 10 | 416.8288 |  | 367.064 | 0 | 0 | 49.7648 | 0
17.06. | 11 | 415.3366 |  | 365.5718 | 0 | 0 | 49.7648 | 0
17.06. | 12 | 415.3366 |  | 365.5718 | 0 | 0 | 49.7648 | 0
17.06. | 13 | 413.8445 |  | 364.0797 | 0 | 0 | 49.7648 | 0
17.06. | 14 | 413.8445 |  | 364.0797 | 0 | 0 | 49.7648 | 0
17.06. | 15 | 413.8445 |  | 364.0797 | 0 | 0 | 49.7648 | 0
17.06. | 16 | 413.8445 |  | 364.0797 | 0 | 0 | 49.7648 | 0
17.06. | 17 | 415.3366 |  | 365.5718 | 0 | 0 | 49.7648 | 0
17.06. | 18 | 415.3366 |  | 365.5718 | 0 | 0 | 49.7648 | 0
17.06. | 19 | 416.8288 |  | 367.064 | 0 | 0 | 49.7648 | 0
17.06. | 20 | 416.8288 |  | 367.064 | 0 | 0 | 49.7648 | 0
17.06. | 21 | 418.3209 |  | 368.5561 | 0 | 0 | 49.7648 | 0
17.06. | 22 | 418.3209 |  | 368.5561 | 0 | 0 | 49.7648 | 0
17.06. | 23 | 419.813 |  | 370.0482 | 0 | 0 | 49.7648 | 0
17.06. | 24 | 419.813 |  | 370.0482 | 0 | 0 | 49.7648 | 0
18.06. | 1 | 419.813 |  | 370.0482 | 0 | 0 | 49.7648 | 0
18.06. | 2 | 419.813 |  | 370.0482 | 0 | 0 | 49.7648 | 0
18.06. | 3 | 419.813 |  | 370.0482 | 0 | 0 | 49.7648 | 0
18.06. | 4 | 419.813 |  | 370.0482 | 0 | 0 | 49.7648 | 0
18.06. | 5 | 419.813 |  | 370.0482 | 0 | 0 | 49.7648 | 0
18.06. | 6 | 419.813 |  | 370.0482 | 0 | 0 | 49.7648 | 0
18.06. | 7 | 418.3209 |  | 368.5561 | 0 | 0 | 49.7648 | 0
18.06. | 8 | 418.3209 |  | 368.5561 | 0 | 0 | 49.7648 | 0
18.06. | 9 | 416.8288 |  | 367.064 | 0 | 0 | 49.7648 | 0
18.06. | 10 | 415.3366 |  | 365.5718 | 0 | 0 | 49.7648 | 0
18.06. | 11 | 415.3366 |  | 365.5718 | 0 | 0 | 49.7648 | 0
18.06. | 12 | 413.8445 |  | 364.0797 | 0 | 0 | 49.7648 | 0
18.06. | 13 | 413.8445 |  | 364.0797 | 0 | 0 | 49.7648 | 0
18.06. | 14 | 413.8445 |  | 364.0797 | 0 | 0 | 49.7648 | 0
18.06. | 15 | 413.8445 |  | 364.0797 | 0 | 0 | 49.7648 | 0
18.06. | 16 | 413.8445 |  | 364.0797 | 0 | 0 | 49.7648 | 0
18.06. | 17 | 413.8445 |  | 364.0797 | 0 | 0 | 49.7648 | 0
18.06. | 18 | 413.8445 |  | 364.0797 | 0 | 0 | 49.7648 | 0
18.06. | 19 | 413.8445 |  | 364.0797 | 0 | 0 | 49.7648 | 0
18.06. | 20 | 415.3366 |  | 365.5718 | 0 | 0 | 49.7648 | 0
18.06. | 21 | 416.8288 |  | 367.064 | 0 | 0 | 49.7648 | 0
18.06. | 22 | 418.3209 |  | 368.5561 | 0 | 0 | 49.7648 | 0
18.06. | 23 | 419.813 |  | 370.0482 | 0 | 0 | 49.7648 | 0
18.06. | 24 | 419.813 |  | 370.0482 | 0 | 0 | 49.7648 | 0
19.06. | 1 | 419.813 |  | 370.0482 | 0 | 0 | 49.7648 | 0
19.06. | 2 | 419.813 |  | 370.0482 | 0 | 0 | 49.7648 | 0
19.06. | 3 | 421.3051 |  | 371.5404 | 0 | 0 | 49.7648 | 0
19.06. | 4 | 421.3051 |  | 371.5404 | 0 | 0 | 49.7648 | 0
19.06. | 5 | 419.813 |  | 370.0482 | 0 | 0 | 49.7648 | 0
19.06. | 6 | 416.8288 |  | 367.064 | 0 | 0 | 49.7648 | 0
19.06. | 7 | 415.3366 |  | 365.5718 | 0 | 0 | 49.7648 | 0
19.06. | 8 | 413.8445 |  | 364.0797 | 0 | 0 | 49.7648 | 0
19.06. | 9 | 413.8445 |  | 364.0797 | 0 | 0 | 49.7648 | 0
19.06. | 10 | 415.3366 |  | 365.5718 | 0 | 0 | 49.7648 | 0
19.06. | 11 | 416.8288 |  | 367.064 | 0 | 0 | 49.7648 | 0
19.06. | 12 | 416.8288 |  | 367.064 | 0 | 0 | 49.7648 | 0
19.06. | 13 | 418.3209 |  | 368.5561 | 0 | 0 | 49.7648 | 0
19.06. | 14 | 418.3209 |  | 368.5561 | 0 | 0 | 49.7648 | 0
19.06. | 15 | 419.813 |  | 370.0482 | 0 | 0 | 49.7648 | 0
19.06. | 16 | 419.813 |  | 370.0482 | 0 | 0 | 49.7648 | 0
19.06. | 17 | 419.813 |  | 370.0482 | 0 | 0 | 49.7648 | 0
19.06. | 18 | 418.3209 |  | 368.5561 | 0 | 0 | 49.7648 | 0
19.06. | 19 | 416.8288 |  | 367.064 | 0 | 0 | 49.7648 | 0
19.06. | 20 | 415.3366 |  | 365.5718 | 0 | 0 | 49.7648 | 0
19.06. | 21 | 413.8445 |  | 364.0797 | 0 | 0 | 49.7648 | 0
19.06. | 22 | 415.3366 |  | 365.5718 | 0 | 0 | 49.7648 | 0
19.06. | 23 | 416.8288 |  | 367.064 | 0 | 0 | 49.7648 | 0
19.06. | 24 | 416.8288 |  | 367.064 | 0 | 0 | 49.7648 | 0
20.06. | 1 | 416.8288 |  | 367.064 | 0 | 0 | 49.7648 | 0
20.06. | 2 | 418.3209 |  | 368.5561 | 0 | 0 | 49.7648 | 0
20.06. | 3 | 418.3209 |  | 368.5561 | 0 | 0 | 49.7648 | 0
20.06. | 4 | 418.3209 |  | 368.5561 | 0 | 0 | 49.7648 | 0
20.06. | 5 | 416.8288 |  | 367.064 | 0 | 0 | 49.7648 | 0
20.06. | 6 | 415.3366 |  | 365.5718 | 0 | 0 | 49.7648 | 0
20.06. | 7 | 413.8445 |  | 364.0797 | 0 | 0 | 49.7648 | 0
20.06. | 8 | 415.3366 |  | 365.5718 | 0 | 0 | 49.7648 | 0
20.06. | 9 | 416.8288 |  | 367.064 | 0 | 0 | 49.7648 | 0
20.06. | 10 | 418.3209 |  | 368.5561 | 0 | 0 | 49.7648 | 0
20.06. | 11 | 419.813 |  | 370.0482 | 0 | 0 | 49.7648 | 0
20.06. | 12 | 421.3051 |  | 371.5404 | 0 | 0 | 49.7648 | 0
20.06. | 13 | 421.3051 |  | 371.5404 | 0 | 0 | 49.7648 | 0
20.06. | 14 | 422.7973 |  | 373.0325 | 0 | 0 | 49.7648 | 0
20.06. | 15 | 422.7973 |  | 373.0325 | 0 | 0 | 49.7648 | 0
20.06. | 16 | 422.7973 |  | 373.0325 | 0 | 0 | 49.7648 | 0
20.06. | 17 | 422.7973 |  | 373.0325 | 0 | 0 | 49.7648 | 0
20.06. | 18 | 421.3051 |  | 371.5404 | 0 | 0 | 49.7648 | 0
20.06. | 19 | 419.813 |  | 370.0482 | 0 | 0 | 49.7648 | 0
20.06. | 20 | 416.8288 |  | 367.064 | 0 | 0 | 49.7648 | 0
20.06. | 21 | 413.8445 |  | 364.0797 | 0 | 0 | 49.7648 | 0
20.06. | 22 | 413.8445 |  | 364.0797 | 0 | 0 | 49.7648 | 0
20.06. | 23 | 415.3366 |  | 365.5718 | 0 | 0 | 49.7648 | 0
20.06. | 24 | 415.3366 |  | 365.5718 | 0 | 0 | 49.7648 | 0
21.06. | 1 | 415.3366 |  | 365.5718 | 0 | 0 | 49.7648 | 0
21.06. | 2 | 415.3366 |  | 365.5718 | 0 | 0 | 49.7648 | 0
21.06. | 3 | 416.8288 |  | 367.064 | 0 | 0 | 49.7648 | 0
21.06. | 4 | 416.8288 |  | 367.064 | 0 | 0 | 49.7648 | 0
21.06. | 5 | 415.3366 |  | 365.5718 | 0 | 0 | 49.7648 | 0
21.06. | 6 | 413.8445 |  | 364.0797 | 0 | 0 | 49.7648 | 0
21.06. | 7 | 415.3366 |  | 365.5718 | 0 | 0 | 49.7648 | 0
21.06. | 8 | 416.8288 |  | 367.064 | 0 | 0 | 49.7648 | 0
21.06. | 9 | 419.813 |  | 370.0482 | 0 | 0 | 49.7648 | 0
21.06. | 10 | 421.3051 |  | 371.5404 | 0 | 0 | 49.7648 | 0
21.06. | 11 | 422.7973 |  | 373.0325 | 0 | 0 | 49.7648 | 0
21.06. | 12 | 422.7973 |  | 373.0325 | 0 | 0 | 49.7648 | 0
21.06. | 13 | 422.7973 |  | 373.0325 | 0 | 0 | 49.7648 | 0
21.06. | 14 | 422.7973 |  | 373.0325 | 0 | 0 | 49.7648 | 0
21.06. | 15 | 422.7973 |  | 373.0325 | 0 | 0 | 49.7648 | 0
21.06. | 16 | 422.7973 |  | 373.0325 | 0 | 0 | 49.7648 | 0
21.06. | 17 | 422.7973 |  | 373.0325 | 0 | 0 | 49.7648 | 0
21.06. | 18 | 421.3051 |  | 371.5404 | 0 | 0 | 49.7648 | 0
21.06. | 19 | 419.813 |  | 370.0482 | 0 | 0 | 49.7648 | 0
21.06. | 20 | 418.3209 |  | 368.5561 | 0 | 0 | 49.7648 | 0
21.06. | 21 | 415.3366 |  | 365.5718 | 0 | 0 | 49.7648 | 0
21.06. | 22 | 413.8445 |  | 364.0797 | 0 | 0 | 49.7648 | 0
21.06. | 23 | 413.8445 |  | 364.0797 | 0 | 0 | 49.7648 | 0
21.06. | 24 | 413.8445 |  | 364.0797 | 0 | 0 | 49.7648 | 0
22.06. | 1 | 413.8445 |  | 364.0797 | 0 | 0 | 49.7648 | 0
22.06. | 2 | 415.3366 |  | 365.5718 | 0 | 0 | 49.7648 | 0
22.06. | 3 | 415.3366 |  | 365.5718 | 0 | 0 | 49.7648 | 0
22.06. | 4 | 415.3366 |  | 365.5718 | 0 | 0 | 49.7648 | 0
22.06. | 5 | 415.3366 |  | 365.5718 | 0 | 0 | 49.7648 | 0
22.06. | 6 | 413.8445 |  | 364.0797 | 0 | 0 | 49.7648 | 0
22.06. | 7 | 415.3366 |  | 365.5718 | 0 | 0 | 49.7648 | 0
22.06. | 8 | 416.8288 |  | 367.064 | 0 | 0 | 49.7648 | 0
22.06. | 9 | 421.3051 |  | 371.5404 | 0 | 0 | 49.7648 | 0
22.06. | 10 | 421.3051 |  | 371.5404 | 0 | 0 | 49.7648 | 0
22.06. | 11 | 422.7973 |  | 373.0325 | 0 | 0 | 49.7648 | 0
22.06. | 12 | 422.7973 |  | 373.0325 | 0 | 0 | 49.7648 | 0
22.06. | 13 | 422.7973 |  | 373.0325 | 0 | 0 | 49.7648 | 0
22.06. | 14 | 422.7973 |  | 373.0325 | 0 | 0 | 49.7648 | 0
22.06. | 15 | 422.7973 |  | 373.0325 | 0 | 0 | 49.7648 | 0
22.06. | 16 | 422.7973 |  | 373.0325 | 0 | 0 | 49.7648 | 0
22.06. | 17 | 422.7973 |  | 373.0325 | 0 | 0 | 49.7648 | 0
22.06. | 18 | 421.3051 |  | 371.5404 | 0 | 0 | 49.7648 | 0
22.06. | 19 | 419.813 |  | 370.0482 | 0 | 0 | 49.7648 | 0
22.06. | 20 | 418.3209 |  | 368.5561 | 0 | 0 | 49.7648 | 0
22.06. | 21 | 415.3366 |  | 365.5718 | 0 | 0 | 49.7648 | 0
22.06. | 22 | 413.8445 |  | 364.0797 | 0 | 0 | 49.7648 | 0
22.06. | 23 | 413.8445 |  | 364.0797 | 0 | 0 | 49.7648 | 0
22.06. | 24 | 413.8445 |  | 364.0797 | 0 | 0 | 49.7648 | 0
23.06. | 1 | 413.8445 |  | 364.0797 | 0 | 0 | 49.7648 | 0
23.06. | 2 | 415.3366 |  | 365.5718 | 0 | 0 | 49.7648 | 0
23.06. | 3 | 415.3366 |  | 365.5718 | 0 | 0 | 49.7648 | 0
23.06. | 4 | 415.3366 |  | 365.5718 | 0 | 0 | 49.7648 | 0
23.06. | 5 | 415.3366 |  | 365.5718 | 0 | 0 | 49.7648 | 0
23.06. | 6 | 413.8445 |  | 364.0797 | 0 | 0 | 49.7648 | 0
23.06. | 7 | 415.3366 |  | 365.5718 | 0 | 0 | 49.7648 | 0
23.06. | 8 | 416.8288 |  | 367.064 | 0 | 0 | 49.7648 | 0
23.06. | 9 | 421.3051 |  | 371.5404 | 0 | 0 | 49.7648 | 0
23.06. | 10 | 421.3051 |  | 371.5404 | 0 | 0 | 49.7648 | 0
23.06. | 11 | 422.7973 |  | 373.0325 | 0 | 0 | 49.7648 | 0
23.06. | 12 | 422.7973 |  | 373.0325 | 0 | 0 | 49.7648 | 0
23.06. | 13 | 422.7973 |  | 373.0325 | 0 | 0 | 49.7648 | 0
23.06. | 14 | 422.7973 |  | 373.0325 | 0 | 0 | 49.7648 | 0
23.06. | 15 | 422.7973 |  | 373.0325 | 0 | 0 | 49.7648 | 0
23.06. | 16 | 422.7973 |  | 373.0325 | 0 | 0 | 49.7648 | 0
23.06. | 17 | 422.7973 |  | 373.0325 | 0 | 0 | 49.7648 | 0
23.06. | 18 | 422.7973 |  | 373.0325 | 0 | 0 | 49.7648 | 0
23.06. | 19 | 421.3051 |  | 371.5404 | 0 | 0 | 49.7648 | 0
23.06. | 20 | 419.813 |  | 370.0482 | 0 | 0 | 49.7648 | 0
23.06. | 21 | 415.3366 |  | 365.5718 | 0 | 0 | 49.7648 | 0
23.06. | 22 | 415.3366 |  | 365.5718 | 0 | 0 | 49.7648 | 0
23.06. | 23 | 413.8445 |  | 364.0797 | 0 | 0 | 49.7648 | 0
23.06. | 24 | 413.8445 |  | 364.0797 | 0 | 0 | 49.7648 | 0
24.06. | 1 | 413.8445 |  | 364.0797 | 0 | 0 | 49.7648 | 0
24.06. | 2 | 413.8445 |  | 364.0797 | 0 | 0 | 49.7648 | 0
24.06. | 3 | 413.8445 |  | 364.0797 | 0 | 0 | 49.7648 | 0
24.06. | 4 | 413.8445 |  | 364.0797 | 0 | 0 | 49.7648 | 0
24.06. | 5 | 413.8445 |  | 364.0797 | 0 | 0 | 49.7648 | 0
24.06. | 6 | 413.8445 |  | 364.0797 | 0 | 0 | 49.7648 | 0
24.06. | 7 | 416.8288 |  | 367.064 | 0 | 0 | 49.7648 | 0
24.06. | 8 | 418.3209 |  | 368.5561 | 0 | 0 | 49.7648 | 0
24.06. | 9 | 422.7973 |  | 373.0325 | 0 | 0 | 49.7648 | 0
24.06. | 10 | 422.7973 |  | 373.0325 | 0 | 0 | 49.7648 | 0
24.06. | 11 | 421.3051 |  | 371.5404 | 0 | 0 | 49.7648 | 0
24.06. | 12 | 421.3051 |  | 371.5404 | 0 | 0 | 49.7648 | 0
24.06. | 13 | 421.3051 |  | 371.5404 | 0 | 0 | 49.7648 | 0
24.06. | 14 | 419.813 |  | 370.0482 | 0 | 0 | 49.7648 | 0
24.06. | 15 | 419.813 |  | 370.0482 | 0 | 0 | 49.7648 | 0
24.06. | 16 | 421.3051 |  | 371.5404 | 0 | 0 | 49.7648 | 0
24.06. | 17 | 421.3051 |  | 371.5404 | 0 | 0 | 49.7648 | 0
24.06. | 18 | 422.7973 |  | 373.0325 | 0 | 0 | 49.7648 | 0
24.06. | 19 | 421.3051 |  | 371.5404 | 0 | 0 | 49.7648 | 0
24.06. | 20 | 419.813 |  | 370.0482 | 0 | 0 | 49.7648 | 0
24.06. | 21 | 416.8288 |  | 367.064 | 0 | 0 | 49.7648 | 0
24.06. | 22 | 416.8288 |  | 367.064 | 0 | 0 | 49.7648 | 0
24.06. | 23 | 415.3366 |  | 365.5718 | 0 | 0 | 49.7648 | 0
24.06. | 24 | 415.3366 |  | 365.5718 | 0 | 0 | 49.7648 | 0
25.06. | 1 | 413.8445 |  | 364.0797 | 0 | 0 | 49.7648 | 0
25.06. | 2 | 413.8445 |  | 364.0797 | 0 | 0 | 49.7648 | 0
25.06. | 3 | 413.8445 |  | 364.0797 | 0 | 0 | 49.7648 | 0
25.06. | 4 | 413.8445 |  | 364.0797 | 0 | 0 | 49.7648 | 0
25.06. | 5 | 413.8445 |  | 364.0797 | 0 | 0 | 49.7648 | 0
25.06. | 6 | 413.8445 |  | 364.0797 | 0 | 0 | 49.7648 | 0
25.06. | 7 | 415.3366 |  | 365.5718 | 0 | 0 | 49.7648 | 0
25.06. | 8 | 415.3366 |  | 365.5718 | 0 | 0 | 49.7648 | 0
25.06. | 9 | 418.3209 |  | 368.5561 | 0 | 0 | 49.7648 | 0
25.06. | 10 | 418.3209 |  | 368.5561 | 0 | 0 | 49.7648 | 0
25.06. | 11 | 421.3051 |  | 371.5404 | 0 | 0 | 49.7648 | 0
25.06. | 12 | 421.3051 |  | 371.5404 | 0 | 0 | 49.7648 | 0
25.06. | 13 | 421.3051 |  | 371.5404 | 0 | 0 | 49.7648 | 0
25.06. | 14 | 421.3051 |  | 371.5404 | 0 | 0 | 49.7648 | 0
25.06. | 15 | 421.3051 |  | 371.5404 | 0 | 0 | 49.7648 | 0
25.06. | 16 | 421.3051 |  | 371.5404 | 0 | 0 | 49.7648 | 0
25.06. | 17 | 419.813 |  | 370.0482 | 0 | 0 | 49.7648 | 0
25.06. | 18 | 418.3209 |  | 368.5561 | 0 | 0 | 49.7648 | 0
25.06. | 19 | 416.8288 |  | 367.064 | 0 | 0 | 49.7648 | 0
25.06. | 20 | 415.3366 |  | 365.5718 | 0 | 0 | 49.7648 | 0
25.06. | 21 | 413.8445 |  | 364.0797 | 0 | 0 | 49.7648 | 0
25.06. | 22 | 413.8445 |  | 364.0797 | 0 | 0 | 49.7648 | 0
25.06. | 23 | 413.8445 |  | 364.0797 | 0 | 0 | 49.7648 | 0
25.06. | 24 | 413.8445 |  | 364.0797 | 0 | 0 | 49.7648 | 0
26.06. | 1 | 415.3366 |  | 365.5718 | 0 | 0 | 49.7648 | 0
26.06. | 2 | 415.3366 |  | 365.5718 | 0 | 0 | 49.7648 | 0
26.06. | 3 | 415.3366 |  | 365.5718 | 0 | 0 | 49.7648 | 0
26.06. | 4 | 415.3366 |  | 365.5718 | 0 | 0 | 49.7648 | 0
26.06. | 5 | 415.3366 |  | 365.5718 | 0 | 0 | 49.7648 | 0
26.06. | 6 | 415.3366 |  | 365.5718 | 0 | 0 | 49.7648 | 0
26.06. | 7 | 413.8445 |  | 364.0797 | 0 | 0 | 49.7648 | 0
26.06. | 8 | 413.8445 |  | 364.0797 | 0 | 0 | 49.7648 | 0
26.06. | 9 | 413.8445 |  | 364.0797 | 0 | 0 | 49.7648 | 0
26.06. | 10 | 413.8445 |  | 364.0797 | 0 | 0 | 49.7648 | 0
26.06. | 11 | 415.3366 |  | 365.5718 | 0 | 0 | 49.7648 | 0
26.06. | 12 | 415.3366 |  | 365.5718 | 0 | 0 | 49.7648 | 0
26.06. | 13 | 415.3366 |  | 365.5718 | 0 | 0 | 49.7648 | 0
26.06. | 14 | 415.3366 |  | 365.5718 | 0 | 0 | 49.7648 | 0
26.06. | 15 | 415.3366 |  | 365.5718 | 0 | 0 | 49.7648 | 0
26.06. | 16 | 415.3366 |  | 365.5718 | 0 | 0 | 49.7648 | 0
26.06. | 17 | 413.8445 |  | 364.0797 | 0 | 0 | 49.7648 | 0
26.06. | 18 | 413.8445 |  | 364.0797 | 0 | 0 | 49.7648 | 0
26.06. | 19 | 413.8445 |  | 364.0797 | 0 | 0 | 49.7648 | 0
26.06. | 20 | 413.8445 |  | 364.0797 | 0 | 0 | 49.7648 | 0
26.06. | 21 | 415.3366 |  | 365.5718 | 0 | 0 | 49.7648 | 0
26.06. | 22 | 415.3366 |  | 365.5718 | 0 | 0 | 49.7648 | 0
26.06. | 23 | 416.8288 |  | 367.064 | 0 | 0 | 49.7648 | 0
26.06. | 24 | 418.3209 |  | 368.5561 | 0 | 0 | 49.7648 | 0
27.06. | 1 | 418.3209 |  | 368.5561 | 0 | 0 | 49.7648 | 0
27.06. | 2 | 418.3209 |  | 368.5561 | 0 | 0 | 49.7648 | 0
27.06. | 3 | 419.813 |  | 370.0482 | 0 | 0 | 49.7648 | 0
27.06. | 4 | 419.813 |  | 370.0482 | 0 | 0 | 49.7648 | 0
27.06. | 5 | 419.813 |  | 370.0482 | 0 | 0 | 49.7648 | 0
27.06. | 6 | 416.8288 |  | 367.064 | 0 | 0 | 49.7648 | 0
27.06. | 7 | 416.8288 |  | 367.064 | 0 | 0 | 49.7648 | 0
27.06. | 8 | 415.3366 |  | 365.5718 | 0 | 0 | 49.7648 | 0
27.06. | 9 | 413.8445 |  | 364.0797 | 0 | 0 | 49.7648 | 0
27.06. | 10 | 413.8445 |  | 364.0797 | 0 | 0 | 49.7648 | 0
27.06. | 11 | 413.8445 |  | 364.0797 | 0 | 0 | 49.7648 | 0
27.06. | 12 | 413.8445 |  | 364.0797 | 0 | 0 | 49.7648 | 0
27.06. | 13 | 413.8445 |  | 364.0797 | 0 | 0 | 49.7648 | 0
27.06. | 14 | 413.8445 |  | 364.0797 | 0 | 0 | 49.7648 | 0
27.06. | 15 | 413.8445 |  | 364.0797 | 0 | 0 | 49.7648 | 0
27.06. | 16 | 413.8445 |  | 364.0797 | 0 | 0 | 49.7648 | 0
27.06. | 17 | 413.8445 |  | 364.0797 | 0 | 0 | 49.7648 | 0
27.06. | 18 | 413.8445 |  | 364.0797 | 0 | 0 | 49.7648 | 0
27.06. | 19 | 413.8445 |  | 364.0797 | 0 | 0 | 49.7648 | 0
27.06. | 20 | 415.3366 |  | 365.5718 | 0 | 0 | 49.7648 | 0
27.06. | 21 | 416.8288 |  | 367.064 | 0 | 0 | 49.7648 | 0
27.06. | 22 | 418.3209 |  | 368.5561 | 0 | 0 | 49.7648 | 0
27.06. | 23 | 419.813 |  | 370.0482 | 0 | 0 | 49.7648 | 0
27.06. | 24 | 419.813 |  | 370.0482 | 0 | 0 | 49.7648 | 0
28.06. | 1 | 419.813 |  | 370.0482 | 0 | 0 | 49.7648 | 0
28.06. | 2 | 419.813 |  | 370.0482 | 0 | 0 | 49.7648 | 0
28.06. | 3 | 421.3051 |  | 371.5404 | 0 | 0 | 49.7648 | 0
28.06. | 4 | 421.3051 |  | 371.5404 | 0 | 0 | 49.7648 | 0
28.06. | 5 | 419.813 |  | 370.0482 | 0 | 0 | 49.7648 | 0
28.06. | 6 | 416.8288 |  | 367.064 | 0 | 0 | 49.7648 | 0
28.06. | 7 | 415.3366 |  | 365.5718 | 0 | 0 | 49.7648 | 0
28.06. | 8 | 415.3366 |  | 365.5718 | 0 | 0 | 49.7648 | 0
28.06. | 9 | 413.8445 |  | 364.0797 | 0 | 0 | 49.7648 | 0
28.06. | 10 | 413.8445 |  | 364.0797 | 0 | 0 | 49.7648 | 0
28.06. | 11 | 413.8445 |  | 364.0797 | 0 | 0 | 49.7648 | 0
28.06. | 12 | 413.8445 |  | 364.0797 | 0 | 0 | 49.7648 | 0
28.06. | 13 | 415.3366 |  | 365.5718 | 0 | 0 | 49.7648 | 0
28.06. | 14 | 415.3366 |  | 365.5718 | 0 | 0 | 49.7648 | 0
28.06. | 15 | 415.3366 |  | 365.5718 | 0 | 0 | 49.7648 | 0
28.06. | 16 | 415.3366 |  | 365.5718 | 0 | 0 | 49.7648 | 0
28.06. | 17 | 415.3366 |  | 365.5718 | 0 | 0 | 49.7648 | 0
28.06. | 18 | 413.8445 |  | 364.0797 | 0 | 0 | 49.7648 | 0
28.06. | 19 | 413.8445 |  | 364.0797 | 0 | 0 | 49.7648 | 0
28.06. | 20 | 413.8445 |  | 364.0797 | 0 | 0 | 49.7648 | 0
28.06. | 21 | 416.8288 |  | 367.064 | 0 | 0 | 49.7648 | 0
28.06. | 22 | 418.3209 |  | 368.5561 | 0 | 0 | 49.7648 | 0
28.06. | 23 | 419.813 |  | 370.0482 | 0 | 0 | 49.7648 | 0
28.06. | 24 | 419.813 |  | 370.0482 | 0 | 0 | 49.7648 | 0
29.06. | 1 | 419.813 |  | 370.0482 | 0 | 0 | 49.7648 | 0
29.06. | 2 | 421.3051 |  | 371.5404 | 0 | 0 | 49.7648 | 0
29.06. | 3 | 421.3051 |  | 371.5404 | 0 | 0 | 49.7648 | 0
29.06. | 4 | 421.3051 |  | 371.5404 | 0 | 0 | 49.7648 | 0
29.06. | 5 | 421.3051 |  | 371.5404 | 0 | 0 | 49.7648 | 0
29.06. | 6 | 418.3209 |  | 368.5561 | 0 | 0 | 49.7648 | 0
29.06. | 7 | 416.8288 |  | 367.064 | 0 | 0 | 49.7648 | 0
29.06. | 8 | 415.3366 |  | 365.5718 | 0 | 0 | 49.7648 | 0
29.06. | 9 | 413.8445 |  | 364.0797 | 0 | 0 | 49.7648 | 0
29.06. | 10 | 413.8445 |  | 364.0797 | 0 | 0 | 49.7648 | 0
29.06. | 11 | 413.8445 |  | 364.0797 | 0 | 0 | 49.7648 | 0
29.06. | 12 | 413.8445 |  | 364.0797 | 0 | 0 | 49.7648 | 0
29.06. | 13 | 413.8445 |  | 364.0797 | 0 | 0 | 49.7648 | 0
29.06. | 14 | 413.8445 |  | 364.0797 | 0 | 0 | 49.7648 | 0
29.06. | 15 | 413.8445 |  | 364.0797 | 0 | 0 | 49.7648 | 0
29.06. | 16 | 413.8445 |  | 364.0797 | 0 | 0 | 49.7648 | 0
29.06. | 17 | 413.8445 |  | 364.0797 | 0 | 0 | 49.7648 | 0
29.06. | 18 | 413.8445 |  | 364.0797 | 0 | 0 | 49.7648 | 0
29.06. | 19 | 413.8445 |  | 364.0797 | 0 | 0 | 49.7648 | 0
29.06. | 20 | 413.8445 |  | 364.0797 | 0 | 0 | 49.7648 | 0
29.06. | 21 | 416.8288 |  | 367.064 | 0 | 0 | 49.7648 | 0
29.06. | 22 | 418.3209 |  | 368.5561 | 0 | 0 | 49.7648 | 0
29.06. | 23 | 419.813 |  | 370.0482 | 0 | 0 | 49.7648 | 0
29.06. | 24 | 419.813 |  | 370.0482 | 0 | 0 | 49.7648 | 0
30.06. | 1 | 419.813 |  | 370.0482 | 0 | 0 | 49.7648 | 0
30.06. | 2 | 419.813 |  | 370.0482 | 0 | 0 | 49.7648 | 0
30.06. | 3 | 421.3051 |  | 371.5404 | 0 | 0 | 49.7648 | 0
30.06. | 4 | 421.3051 |  | 371.5404 | 0 | 0 | 49.7648 | 0
30.06. | 5 | 419.813 |  | 370.0482 | 0 | 0 | 49.7648 | 0
30.06. | 6 | 416.8288 |  | 367.064 | 0 | 0 | 49.7648 | 0
30.06. | 7 | 415.3366 |  | 365.5718 | 0 | 0 | 49.7648 | 0
30.06. | 8 | 413.8445 |  | 364.0797 | 0 | 0 | 49.7648 | 0
30.06. | 9 | 413.8445 |  | 364.0797 | 0 | 0 | 49.7648 | 0
30.06. | 10 | 415.3366 |  | 365.5718 | 0 | 0 | 49.7648 | 0
30.06. | 11 | 416.8288 |  | 367.064 | 0 | 0 | 49.7648 | 0
30.06. | 12 | 416.8288 |  | 367.064 | 0 | 0 | 49.7648 | 0
30.06. | 13 | 416.8288 |  | 367.064 | 0 | 0 | 49.7648 | 0
30.06. | 14 | 416.8288 |  | 367.064 | 0 | 0 | 49.7648 | 0
30.06. | 15 | 418.3209 |  | 368.5561 | 0 | 0 | 49.7648 | 0
30.06. | 16 | 418.3209 |  | 368.5561 | 0 | 0 | 49.7648 | 0
30.06. | 17 | 418.3209 |  | 368.5561 | 0 | 0 | 49.7648 | 0
30.06. | 18 | 416.8288 |  | 367.064 | 0 | 0 | 49.7648 | 0
30.06. | 19 | 415.3366 |  | 365.5718 | 0 | 0 | 49.7648 | 0
30.06. | 20 | 415.3366 |  | 365.5718 | 0 | 0 | 49.7648 | 0
30.06. | 21 | 413.8445 |  | 364.0797 | 0 | 0 | 49.7648 | 0
30.06. | 22 | 415.3366 |  | 365.5718 | 0 | 0 | 49.7648 | 0
30.06. | 23 | 416.8288 |  | 367.064 | 0 | 0 | 49.7648 | 0
30.06. | 24 | 416.8288 |  | 367.064 | 0 | 0 | 49.7648 | 0
01.07. | 1 | 437.7209 |  | 379.001 | 0 | 0 | 58.7199 | 0
01.07. | 2 | 437.7209 |  | 379.001 | 0 | 0 | 58.7199 | 0
01.07. | 3 | 439.213 |  | 380.4932 | 0 | 0 | 58.7199 | 0
01.07. | 4 | 439.213 |  | 380.4932 | 0 | 0 | 58.7199 | 0
01.07. | 5 | 437.7209 |  | 379.001 | 0 | 0 | 58.7199 | 0
01.07. | 6 | 437.7209 |  | 379.001 | 0 | 0 | 58.7199 | 0
01.07. | 7 | 437.7209 |  | 379.001 | 0 | 0 | 58.7199 | 0
01.07. | 8 | 437.7209 |  | 379.001 | 0 | 0 | 58.7199 | 0
01.07. | 9 | 437.7209 |  | 379.001 | 0 | 0 | 58.7199 | 0
01.07. | 10 | 437.7209 |  | 379.001 | 0 | 0 | 58.7199 | 0
01.07. | 11 | 436.2288 |  | 377.5089 | 0 | 0 | 58.7199 | 0
01.07. | 12 | 436.2288 |  | 377.5089 | 0 | 0 | 58.7199 | 0
01.07. | 13 | 436.2288 |  | 377.5089 | 0 | 0 | 58.7199 | 0
01.07. | 14 | 436.2288 |  | 377.5089 | 0 | 0 | 58.7199 | 0
01.07. | 15 | 436.2288 |  | 377.5089 | 0 | 0 | 58.7199 | 0
01.07. | 16 | 436.2288 |  | 377.5089 | 0 | 0 | 58.7199 | 0
01.07. | 17 | 436.2288 |  | 377.5089 | 0 | 0 | 58.7199 | 0
01.07. | 18 | 437.7209 |  | 379.001 | 0 | 0 | 58.7199 | 0
01.07. | 19 | 437.7209 |  | 379.001 | 0 | 0 | 58.7199 | 0
01.07. | 20 | 437.7209 |  | 379.001 | 0 | 0 | 58.7199 | 0
01.07. | 21 | 437.7209 |  | 379.001 | 0 | 0 | 58.7199 | 0
01.07. | 22 | 437.7209 |  | 379.001 | 0 | 0 | 58.7199 | 0
01.07. | 23 | 437.7209 |  | 379.001 | 0 | 0 | 58.7199 | 0
01.07. | 24 | 437.7209 |  | 379.001 | 0 | 0 | 58.7199 | 0
02.07. | 1 | 437.7209 |  | 379.001 | 0 | 0 | 58.7199 | 0
02.07. | 2 | 439.213 |  | 380.4932 | 0 | 0 | 58.7199 | 0
02.07. | 3 | 439.213 |  | 380.4932 | 0 | 0 | 58.7199 | 0
02.07. | 4 | 439.213 |  | 380.4932 | 0 | 0 | 58.7199 | 0
02.07. | 5 | 440.7052 |  | 381.9853 | 0 | 0 | 58.7199 | 0
02.07. | 6 | 439.213 |  | 380.4932 | 0 | 0 | 58.7199 | 0
02.07. | 7 | 439.213 |  | 380.4932 | 0 | 0 | 58.7199 | 0
02.07. | 8 | 439.213 |  | 380.4932 | 0 | 0 | 58.7199 | 0
02.07. | 9 | 437.7209 |  | 379.001 | 0 | 0 | 58.7199 | 0
02.07. | 10 | 437.7209 |  | 379.001 | 0 | 0 | 58.7199 | 0
02.07. | 11 | 437.7209 |  | 379.001 | 0 | 0 | 58.7199 | 0
02.07. | 12 | 437.7209 |  | 379.001 | 0 | 0 | 58.7199 | 0
02.07. | 13 | 437.7209 |  | 379.001 | 0 | 0 | 58.7199 | 0
02.07. | 14 | 437.7209 |  | 379.001 | 0 | 0 | 58.7199 | 0
02.07. | 15 | 437.7209 |  | 379.001 | 0 | 0 | 58.7199 | 0
02.07. | 16 | 437.7209 |  | 379.001 | 0 | 0 | 58.7199 | 0
02.07. | 17 | 437.7209 |  | 379.001 | 0 | 0 | 58.7199 | 0
02.07. | 18 | 437.7209 |  | 379.001 | 0 | 0 | 58.7199 | 0
02.07. | 19 | 437.7209 |  | 379.001 | 0 | 0 | 58.7199 | 0
02.07. | 20 | 439.213 |  | 380.4932 | 0 | 0 | 58.7199 | 0
02.07. | 21 | 440.7052 |  | 381.9853 | 0 | 0 | 58.7199 | 0
02.07. | 22 | 440.7052 |  | 381.9853 | 0 | 0 | 58.7199 | 0
02.07. | 23 | 439.213 |  | 380.4932 | 0 | 0 | 58.7199 | 0
02.07. | 24 | 437.7209 |  | 379.001 | 0 | 0 | 58.7199 | 0
03.07. | 1 | 436.2288 |  | 377.5089 | 0 | 0 | 58.7199 | 0
03.07. | 2 | 434.7366 |  | 376.0168 | 0 | 0 | 58.7199 | 0
03.07. | 3 | 428.7681 |  | 370.0482 | 0 | 0 | 58.7199 | 0
03.07. | 4 | 430.2602 |  | 371.5404 | 0 | 0 | 58.7199 | 0
03.07. | 5 | 431.7524 |  | 373.0325 | 0 | 0 | 58.7199 | 0
03.07. | 6 | 440.7052 |  | 381.9853 | 0 | 0 | 58.7199 | 0
03.07. | 7 | 439.213 |  | 380.4932 | 0 | 0 | 58.7199 | 0
03.07. | 8 | 439.213 |  | 380.4932 | 0 | 0 | 58.7199 | 0
03.07. | 9 | 437.7209 |  | 379.001 | 0 | 0 | 58.7199 | 0
03.07. | 10 | 437.7209 |  | 379.001 | 0 | 0 | 58.7199 | 0
03.07. | 11 | 437.7209 |  | 379.001 | 0 | 0 | 58.7199 | 0
03.07. | 12 | 437.7209 |  | 379.001 | 0 | 0 | 58.7199 | 0
03.07. | 13 | 437.7209 |  | 379.001 | 0 | 0 | 58.7199 | 0
03.07. | 14 | 437.7209 |  | 379.001 | 0 | 0 | 58.7199 | 0
03.07. | 15 | 437.7209 |  | 379.001 | 0 | 0 | 58.7199 | 0
03.07. | 16 | 437.7209 |  | 379.001 | 0 | 0 | 58.7199 | 0
03.07. | 17 | 437.7209 |  | 379.001 | 0 | 0 | 58.7199 | 0
03.07. | 18 | 437.7209 |  | 379.001 | 0 | 0 | 58.7199 | 0
03.07. | 19 | 437.7209 |  | 379.001 | 0 | 0 | 58.7199 | 0
03.07. | 20 | 437.7209 |  | 379.001 | 0 | 0 | 58.7199 | 0
03.07. | 21 | 439.213 |  | 380.4932 | 0 | 0 | 58.7199 | 0
03.07. | 22 | 439.213 |  | 380.4932 | 0 | 0 | 58.7199 | 0
03.07. | 23 | 440.7052 |  | 381.9853 | 0 | 0 | 58.7199 | 0
03.07. | 24 | 440.7052 |  | 381.9853 | 0 | 0 | 58.7199 | 0
04.07. | 1 | 440.7052 |  | 381.9853 | 0 | 0 | 58.7199 | 0
04.07. | 2 | 440.7052 |  | 381.9853 | 0 | 0 | 58.7199 | 0
04.07. | 3 | 440.7052 |  | 381.9853 | 0 | 0 | 58.7199 | 0
04.07. | 4 | 440.7052 |  | 381.9853 | 0 | 0 | 58.7199 | 0
04.07. | 5 | 440.7052 |  | 381.9853 | 0 | 0 | 58.7199 | 0
04.07. | 6 | 439.213 |  | 380.4932 | 0 | 0 | 58.7199 | 0
04.07. | 7 | 439.213 |  | 380.4932 | 0 | 0 | 58.7199 | 0
04.07. | 8 | 437.7209 |  | 379.001 | 0 | 0 | 58.7199 | 0
04.07. | 9 | 437.7209 |  | 379.001 | 0 | 0 | 58.7199 | 0
04.07. | 10 | 437.7209 |  | 379.001 | 0 | 0 | 58.7199 | 0
04.07. | 11 | 437.7209 |  | 379.001 | 0 | 0 | 58.7199 | 0
04.07. | 12 | 437.7209 |  | 379.001 | 0 | 0 | 58.7199 | 0
04.07. | 13 | 437.7209 |  | 379.001 | 0 | 0 | 58.7199 | 0
04.07. | 14 | 437.7209 |  | 379.001 | 0 | 0 | 58.7199 | 0
04.07. | 15 | 437.7209 |  | 379.001 | 0 | 0 | 58.7199 | 0
04.07. | 16 | 437.7209 |  | 379.001 | 0 | 0 | 58.7199 | 0
04.07. | 17 | 437.7209 |  | 379.001 | 0 | 0 | 58.7199 | 0
04.07. | 18 | 437.7209 |  | 379.001 | 0 | 0 | 58.7199 | 0
04.07. | 19 | 437.7209 |  | 379.001 | 0 | 0 | 58.7199 | 0
04.07. | 20 | 437.7209 |  | 379.001 | 0 | 0 | 58.7199 | 0
04.07. | 21 | 439.213 |  | 380.4932 | 0 | 0 | 58.7199 | 0
04.07. | 22 | 440.7052 |  | 381.9853 | 0 | 0 | 58.7199 | 0
04.07. | 23 | 440.7052 |  | 381.9853 | 0 | 0 | 58.7199 | 0
04.07. | 24 | 440.7052 |  | 381.9853 | 0 | 0 | 58.7199 | 0
05.07. | 1 | 440.7052 |  | 381.9853 | 0 | 0 | 58.7199 | 0
05.07. | 2 | 440.7052 |  | 381.9853 | 0 | 0 | 58.7199 | 0
05.07. | 3 | 439.213 |  | 380.4932 | 0 | 0 | 58.7199 | 0
05.07. | 4 | 440.7052 |  | 381.9853 | 0 | 0 | 58.7199 | 0
05.07. | 5 | 440.7052 |  | 381.9853 | 0 | 0 | 58.7199 | 0
05.07. | 6 | 439.213 |  | 380.4932 | 0 | 0 | 58.7199 | 0
05.07. | 7 | 437.7209 |  | 379.001 | 0 | 0 | 58.7199 | 0
05.07. | 8 | 437.7209 |  | 379.001 | 0 | 0 | 58.7199 | 0
05.07. | 9 | 437.7209 |  | 379.001 | 0 | 0 | 58.7199 | 0
05.07. | 10 | 436.2288 |  | 377.5089 | 0 | 0 | 58.7199 | 0
05.07. | 11 | 434.7366 |  | 376.0168 | 0 | 0 | 58.7199 | 0
05.07. | 12 | 434.7366 |  | 376.0168 | 0 | 0 | 58.7199 | 0
05.07. | 13 | 434.7366 |  | 376.0168 | 0 | 0 | 58.7199 | 0
05.07. | 14 | 434.7366 |  | 376.0168 | 0 | 0 | 58.7199 | 0
05.07. | 15 | 436.2288 |  | 377.5089 | 0 | 0 | 58.7199 | 0
05.07. | 16 | 436.2288 |  | 377.5089 | 0 | 0 | 58.7199 | 0
05.07. | 17 | 436.2288 |  | 377.5089 | 0 | 0 | 58.7199 | 0
05.07. | 18 | 437.7209 |  | 379.001 | 0 | 0 | 58.7199 | 0
05.07. | 19 | 437.7209 |  | 379.001 | 0 | 0 | 58.7199 | 0
05.07. | 20 | 437.7209 |  | 379.001 | 0 | 0 | 58.7199 | 0
05.07. | 21 | 437.7209 |  | 379.001 | 0 | 0 | 58.7199 | 0
05.07. | 22 | 437.7209 |  | 379.001 | 0 | 0 | 58.7199 | 0
05.07. | 23 | 437.7209 |  | 379.001 | 0 | 0 | 58.7199 | 0
05.07. | 24 | 437.7209 |  | 379.001 | 0 | 0 | 58.7199 | 0
06.07. | 1 | 437.7209 |  | 379.001 | 0 | 0 | 58.7199 | 0
06.07. | 2 | 437.7209 |  | 379.001 | 0 | 0 | 58.7199 | 0
06.07. | 3 | 437.7209 |  | 379.001 | 0 | 0 | 58.7199 | 0
06.07. | 4 | 437.7209 |  | 379.001 | 0 | 0 | 58.7199 | 0
06.07. | 5 | 437.7209 |  | 379.001 | 0 | 0 | 58.7199 | 0
06.07. | 6 | 437.7209 |  | 379.001 | 0 | 0 | 58.7199 | 0
06.07. | 7 | 437.7209 |  | 379.001 | 0 | 0 | 58.7199 | 0
06.07. | 8 | 437.7209 |  | 379.001 | 0 | 0 | 58.7199 | 0
06.07. | 9 | 437.7209 |  | 379.001 | 0 | 0 | 58.7199 | 0
06.07. | 10 | 437.7209 |  | 379.001 | 0 | 0 | 58.7199 | 0
06.07. | 11 | 437.7209 |  | 379.001 | 0 | 0 | 58.7199 | 0
06.07. | 12 | 437.7209 |  | 379.001 | 0 | 0 | 58.7199 | 0
06.07. | 13 | 437.7209 |  | 379.001 | 0 | 0 | 58.7199 | 0
06.07. | 14 | 437.7209 |  | 379.001 | 0 | 0 | 58.7199 | 0
06.07. | 15 | 437.7209 |  | 379.001 | 0 | 0 | 58.7199 | 0
06.07. | 16 | 437.7209 |  | 379.001 | 0 | 0 | 58.7199 | 0
06.07. | 17 | 436.2288 |  | 377.5089 | 0 | 0 | 58.7199 | 0
06.07. | 18 | 437.7209 |  | 379.001 | 0 | 0 | 58.7199 | 0
06.07. | 19 | 437.7209 |  | 379.001 | 0 | 0 | 58.7199 | 0
06.07. | 20 | 437.7209 |  | 379.001 | 0 | 0 | 58.7199 | 0
06.07. | 21 | 437.7209 |  | 379.001 | 0 | 0 | 58.7199 | 0
06.07. | 22 | 437.7209 |  | 379.001 | 0 | 0 | 58.7199 | 0
06.07. | 23 | 437.7209 |  | 379.001 | 0 | 0 | 58.7199 | 0
06.07. | 24 | 437.7209 |  | 379.001 | 0 | 0 | 58.7199 | 0
07.07. | 1 | 437.7209 |  | 379.001 | 0 | 0 | 58.7199 | 0
07.07. | 2 | 437.7209 |  | 379.001 | 0 | 0 | 58.7199 | 0
07.07. | 3 | 437.7209 |  | 379.001 | 0 | 0 | 58.7199 | 0
07.07. | 4 | 437.7209 |  | 379.001 | 0 | 0 | 58.7199 | 0
07.07. | 5 | 437.7209 |  | 379.001 | 0 | 0 | 58.7199 | 0
07.07. | 6 | 437.7209 |  | 379.001 | 0 | 0 | 58.7199 | 0
07.07. | 7 | 437.7209 |  | 379.001 | 0 | 0 | 58.7199 | 0
07.07. | 8 | 437.7209 |  | 379.001 | 0 | 0 | 58.7199 | 0
07.07. | 9 | 437.7209 |  | 379.001 | 0 | 0 | 58.7199 | 0
07.07. | 10 | 436.2288 |  | 377.5089 | 0 | 0 | 58.7199 | 0
07.07. | 11 | 434.7366 |  | 376.0168 | 0 | 0 | 58.7199 | 0
07.07. | 12 | 434.7366 |  | 376.0168 | 0 | 0 | 58.7199 | 0
07.07. | 13 | 433.2445 |  | 374.5246 | 0 | 0 | 58.7199 | 0
07.07. | 14 | 433.2445 |  | 374.5246 | 0 | 0 | 58.7199 | 0
07.07. | 15 | 431.7524 |  | 373.0325 | 0 | 0 | 58.7199 | 0
07.07. | 16 | 430.2602 |  | 371.5404 | 0 | 0 | 58.7199 | 0
07.07. | 17 | 430.2602 |  | 371.5404 | 0 | 0 | 58.7199 | 0
07.07. | 18 | 431.7524 |  | 373.0325 | 0 | 0 | 58.7199 | 0
07.07. | 19 | 433.2445 |  | 374.5246 | 0 | 0 | 58.7199 | 0
07.07. | 20 | 434.7366 |  | 376.0168 | 0 | 0 | 58.7199 | 0
07.07. | 21 | 437.7209 |  | 379.001 | 0 | 0 | 58.7199 | 0
07.07. | 22 | 437.7209 |  | 379.001 | 0 | 0 | 58.7199 | 0
07.07. | 23 | 437.7209 |  | 379.001 | 0 | 0 | 58.7199 | 0
07.07. | 24 | 437.7209 |  | 379.001 | 0 | 0 | 58.7199 | 0
08.07. | 1 | 437.7209 |  | 379.001 | 0 | 0 | 58.7199 | 0
08.07. | 2 | 437.7209 |  | 379.001 | 0 | 0 | 58.7199 | 0
08.07. | 3 | 437.7209 |  | 379.001 | 0 | 0 | 58.7199 | 0
08.07. | 4 | 437.7209 |  | 379.001 | 0 | 0 | 58.7199 | 0
08.07. | 5 | 437.7209 |  | 379.001 | 0 | 0 | 58.7199 | 0
08.07. | 6 | 437.7209 |  | 379.001 | 0 | 0 | 58.7199 | 0
08.07. | 7 | 437.7209 |  | 379.001 | 0 | 0 | 58.7199 | 0
08.07. | 8 | 437.7209 |  | 379.001 | 0 | 0 | 58.7199 | 0
08.07. | 9 | 436.2288 |  | 377.5089 | 0 | 0 | 58.7199 | 0
08.07. | 10 | 436.2288 |  | 377.5089 | 0 | 0 | 58.7199 | 0
08.07. | 11 | 433.2445 |  | 374.5246 | 0 | 0 | 58.7199 | 0
08.07. | 12 | 433.2445 |  | 374.5246 | 0 | 0 | 58.7199 | 0
08.07. | 13 | 433.2445 |  | 374.5246 | 0 | 0 | 58.7199 | 0
08.07. | 14 | 434.7366 |  | 376.0168 | 0 | 0 | 58.7199 | 0
08.07. | 15 | 434.7366 |  | 376.0168 | 0 | 0 | 58.7199 | 0
08.07. | 16 | 434.7366 |  | 376.0168 | 0 | 0 | 58.7199 | 0
08.07. | 17 | 436.2288 |  | 377.5089 | 0 | 0 | 58.7199 | 0
08.07. | 18 | 436.2288 |  | 377.5089 | 0 | 0 | 58.7199 | 0
08.07. | 19 | 437.7209 |  | 379.001 | 0 | 0 | 58.7199 | 0
08.07. | 20 | 437.7209 |  | 379.001 | 0 | 0 | 58.7199 | 0
08.07. | 21 | 437.7209 |  | 379.001 | 0 | 0 | 58.7199 | 0
08.07. | 22 | 437.7209 |  | 379.001 | 0 | 0 | 58.7199 | 0
08.07. | 23 | 437.7209 |  | 379.001 | 0 | 0 | 58.7199 | 0
08.07. | 24 | 437.7209 |  | 379.001 | 0 | 0 | 58.7199 | 0
09.07. | 1 | 437.7209 |  | 379.001 | 0 | 0 | 58.7199 | 0
09.07. | 2 | 437.7209 |  | 379.001 | 0 | 0 | 58.7199 | 0
09.07. | 3 | 437.7209 |  | 379.001 | 0 | 0 | 58.7199 | 0
09.07. | 4 | 437.7209 |  | 379.001 | 0 | 0 | 58.7199 | 0
09.07. | 5 | 439.213 |  | 380.4932 | 0 | 0 | 58.7199 | 0
09.07. | 6 | 437.7209 |  | 379.001 | 0 | 0 | 58.7199 | 0
09.07. | 7 | 437.7209 |  | 379.001 | 0 | 0 | 58.7199 | 0
09.07. | 8 | 437.7209 |  | 379.001 | 0 | 0 | 58.7199 | 0
09.07. | 9 | 437.7209 |  | 379.001 | 0 | 0 | 58.7199 | 0
09.07. | 10 | 437.7209 |  | 379.001 | 0 | 0 | 58.7199 | 0
09.07. | 11 | 437.7209 |  | 379.001 | 0 | 0 | 58.7199 | 0
09.07. | 12 | 436.2288 |  | 377.5089 | 0 | 0 | 58.7199 | 0
09.07. | 13 | 436.2288 |  | 377.5089 | 0 | 0 | 58.7199 | 0
09.07. | 14 | 436.2288 |  | 377.5089 | 0 | 0 | 58.7199 | 0
09.07. | 15 | 436.2288 |  | 377.5089 | 0 | 0 | 58.7199 | 0
09.07. | 16 | 436.2288 |  | 377.5089 | 0 | 0 | 58.7199 | 0
09.07. | 17 | 436.2288 |  | 377.5089 | 0 | 0 | 58.7199 | 0
09.07. | 18 | 437.7209 |  | 379.001 | 0 | 0 | 58.7199 | 0
09.07. | 19 | 437.7209 |  | 379.001 | 0 | 0 | 58.7199 | 0
09.07. | 20 | 437.7209 |  | 379.001 | 0 | 0 | 58.7199 | 0
09.07. | 21 | 437.7209 |  | 379.001 | 0 | 0 | 58.7199 | 0
09.07. | 22 | 437.7209 |  | 379.001 | 0 | 0 | 58.7199 | 0
09.07. | 23 | 439.213 |  | 380.4932 | 0 | 0 | 58.7199 | 0
09.07. | 24 | 440.7052 |  | 381.9853 | 0 | 0 | 58.7199 | 0
10.07. | 1 | 440.7052 |  | 381.9853 | 0 | 0 | 58.7199 | 0
10.07. | 2 | 440.7052 |  | 381.9853 | 0 | 0 | 58.7199 | 0
10.07. | 3 | 440.7052 |  | 381.9853 | 0 | 0 | 58.7199 | 0
10.07. | 4 | 440.7052 |  | 381.9853 | 0 | 0 | 58.7199 | 0
10.07. | 5 | 440.7052 |  | 381.9853 | 0 | 0 | 58.7199 | 0
10.07. | 6 | 437.7209 |  | 379.001 | 0 | 0 | 58.7199 | 0
10.07. | 7 | 437.7209 |  | 379.001 | 0 | 0 | 58.7199 | 0
10.07. | 8 | 437.7209 |  | 379.001 | 0 | 0 | 58.7199 | 0
10.07. | 9 | 437.7209 |  | 379.001 | 0 | 0 | 58.7199 | 0
10.07. | 10 | 437.7209 |  | 379.001 | 0 | 0 | 58.7199 | 0
10.07. | 11 | 434.7366 |  | 376.0168 | 0 | 0 | 58.7199 | 0
10.07. | 12 | 434.7366 |  | 376.0168 | 0 | 0 | 58.7199 | 0
10.07. | 13 | 433.2445 |  | 374.5246 | 0 | 0 | 58.7199 | 0
10.07. | 14 | 433.2445 |  | 374.5246 | 0 | 0 | 58.7199 | 0
10.07. | 15 | 431.7524 |  | 373.0325 | 0 | 0 | 58.7199 | 0
10.07. | 16 | 431.7524 |  | 373.0325 | 0 | 0 | 58.7199 | 0
10.07. | 17 | 433.2445 |  | 374.5246 | 0 | 0 | 58.7199 | 0
10.07. | 18 | 434.7366 |  | 376.0168 | 0 | 0 | 58.7199 | 0
10.07. | 19 | 436.2288 |  | 377.5089 | 0 | 0 | 58.7199 | 0
10.07. | 20 | 437.7209 |  | 379.001 | 0 | 0 | 58.7199 | 0
10.07. | 21 | 437.7209 |  | 379.001 | 0 | 0 | 58.7199 | 0
10.07. | 22 | 437.7209 |  | 379.001 | 0 | 0 | 58.7199 | 0
10.07. | 23 | 437.7209 |  | 379.001 | 0 | 0 | 58.7199 | 0
10.07. | 24 | 437.7209 |  | 379.001 | 0 | 0 | 58.7199 | 0
11.07. | 1 | 437.7209 |  | 379.001 | 0 | 0 | 58.7199 | 0
11.07. | 2 | 439.213 |  | 380.4932 | 0 | 0 | 58.7199 | 0
11.07. | 3 | 439.213 |  | 380.4932 | 0 | 0 | 58.7199 | 0
11.07. | 4 | 439.213 |  | 380.4932 | 0 | 0 | 58.7199 | 0
11.07. | 5 | 439.213 |  | 380.4932 | 0 | 0 | 58.7199 | 0
11.07. | 6 | 437.7209 |  | 379.001 | 0 | 0 | 58.7199 | 0
11.07. | 7 | 437.7209 |  | 379.001 | 0 | 0 | 58.7199 | 0
11.07. | 8 | 437.7209 |  | 379.001 | 0 | 0 | 58.7199 | 0
11.07. | 9 | 437.7209 |  | 379.001 | 0 | 0 | 58.7199 | 0
11.07. | 10 | 437.7209 |  | 379.001 | 0 | 0 | 58.7199 | 0
11.07. | 11 | 437.7209 |  | 379.001 | 0 | 0 | 58.7199 | 0
11.07. | 12 | 437.7209 |  | 379.001 | 0 | 0 | 58.7199 | 0
11.07. | 13 | 437.7209 |  | 379.001 | 0 | 0 | 58.7199 | 0
11.07. | 14 | 437.7209 |  | 379.001 | 0 | 0 | 58.7199 | 0
11.07. | 15 | 437.7209 |  | 379.001 | 0 | 0 | 58.7199 | 0
11.07. | 16 | 437.7209 |  | 379.001 | 0 | 0 | 58.7199 | 0
11.07. | 17 | 437.7209 |  | 379.001 | 0 | 0 | 58.7199 | 0
11.07. | 18 | 437.7209 |  | 379.001 | 0 | 0 | 58.7199 | 0
11.07. | 19 | 437.7209 |  | 379.001 | 0 | 0 | 58.7199 | 0
11.07. | 20 | 437.7209 |  | 379.001 | 0 | 0 | 58.7199 | 0
11.07. | 21 | 437.7209 |  | 379.001 | 0 | 0 | 58.7199 | 0
11.07. | 22 | 439.213 |  | 380.4932 | 0 | 0 | 58.7199 | 0
11.07. | 23 | 440.7052 |  | 381.9853 | 0 | 0 | 58.7199 | 0
11.07. | 24 | 440.7052 |  | 381.9853 | 0 | 0 | 58.7199 | 0
12.07. | 1 | 439.213 |  | 380.4932 | 0 | 0 | 58.7199 | 0
12.07. | 2 | 437.7209 |  | 379.001 | 0 | 0 | 58.7199 | 0
12.07. | 3 | 433.2445 |  | 374.5246 | 0 | 0 | 58.7199 | 0
12.07. | 4 | 434.7366 |  | 376.0168 | 0 | 0 | 58.7199 | 0
12.07. | 5 | 437.7209 |  | 379.001 | 0 | 0 | 58.7199 | 0
12.07. | 6 | 439.213 |  | 380.4932 | 0 | 0 | 58.7199 | 0
12.07. | 7 | 437.7209 |  | 379.001 | 0 | 0 | 58.7199 | 0
12.07. | 8 | 437.7209 |  | 379.001 | 0 | 0 | 58.7199 | 0
12.07. | 9 | 437.7209 |  | 379.001 | 0 | 0 | 58.7199 | 0
12.07. | 10 | 437.7209 |  | 379.001 | 0 | 0 | 58.7199 | 0
12.07. | 11 | 437.7209 |  | 379.001 | 0 | 0 | 58.7199 | 0
12.07. | 12 | 437.7209 |  | 379.001 | 0 | 0 | 58.7199 | 0
12.07. | 13 | 436.2288 |  | 377.5089 | 0 | 0 | 58.7199 | 0
12.07. | 14 | 436.2288 |  | 377.5089 | 0 | 0 | 58.7199 | 0
12.07. | 15 | 436.2288 |  | 377.5089 | 0 | 0 | 58.7199 | 0
12.07. | 16 | 436.2288 |  | 377.5089 | 0 | 0 | 58.7199 | 0
12.07. | 17 | 436.2288 |  | 377.5089 | 0 | 0 | 58.7199 | 0
12.07. | 18 | 436.2288 |  | 377.5089 | 0 | 0 | 58.7199 | 0
12.07. | 19 | 437.7209 |  | 379.001 | 0 | 0 | 58.7199 | 0
12.07. | 20 | 437.7209 |  | 379.001 | 0 | 0 | 58.7199 | 0
12.07. | 21 | 437.7209 |  | 379.001 | 0 | 0 | 58.7199 | 0
12.07. | 22 | 437.7209 |  | 379.001 | 0 | 0 | 58.7199 | 0
12.07. | 23 | 439.213 |  | 380.4932 | 0 | 0 | 58.7199 | 0
12.07. | 24 | 439.213 |  | 380.4932 | 0 | 0 | 58.7199 | 0
13.07. | 1 | 439.213 |  | 380.4932 | 0 | 0 | 58.7199 | 0
13.07. | 2 | 440.7052 |  | 381.9853 | 0 | 0 | 58.7199 | 0
13.07. | 3 | 440.7052 |  | 381.9853 | 0 | 0 | 58.7199 | 0
13.07. | 4 | 440.7052 |  | 381.9853 | 0 | 0 | 58.7199 | 0
13.07. | 5 | 439.213 |  | 380.4932 | 0 | 0 | 58.7199 | 0
13.07. | 6 | 437.7209 |  | 379.001 | 0 | 0 | 58.7199 | 0
13.07. | 7 | 437.7209 |  | 379.001 | 0 | 0 | 58.7199 | 0
13.07. | 8 | 437.7209 |  | 379.001 | 0 | 0 | 58.7199 | 0
13.07. | 9 | 436.2288 |  | 377.5089 | 0 | 0 | 58.7199 | 0
13.07. | 10 | 434.7366 |  | 376.0168 | 0 | 0 | 58.7199 | 0
13.07. | 11 | 430.2602 |  | 371.5404 | 0 | 0 | 58.7199 | 0
13.07. | 12 | 428.7681 |  | 370.0482 | 0 | 0 | 58.7199 | 0
13.07. | 13 | 427.276 |  | 368.5561 | 0 | 0 | 58.7199 | 0
13.07. | 14 | 425.7838 |  | 367.064 | 0 | 0 | 58.7199 | 0
13.07. | 15 | 424.2917 |  | 365.5718 | 0 | 0 | 58.7199 | 0
13.07. | 16 | 424.2917 |  | 365.5718 | 0 | 0 | 58.7199 | 0
13.07. | 17 | 424.2917 |  | 365.5718 | 0 | 0 | 58.7199 | 0
13.07. | 18 | 427.276 |  | 368.5561 | 0 | 0 | 58.7199 | 0
13.07. | 19 | 431.7524 |  | 373.0325 | 0 | 0 | 58.7199 | 0
13.07. | 20 | 434.7366 |  | 376.0168 | 0 | 0 | 58.7199 | 0
13.07. | 21 | 437.7209 |  | 379.001 | 0 | 0 | 58.7199 | 0
13.07. | 22 | 437.7209 |  | 379.001 | 0 | 0 | 58.7199 | 0
13.07. | 23 | 437.7209 |  | 379.001 | 0 | 0 | 58.7199 | 0
13.07. | 24 | 437.7209 |  | 379.001 | 0 | 0 | 58.7199 | 0
14.07. | 1 | 437.7209 |  | 379.001 | 0 | 0 | 58.7199 | 0
14.07. | 2 | 437.7209 |  | 379.001 | 0 | 0 | 58.7199 | 0
14.07. | 3 | 437.7209 |  | 379.001 | 0 | 0 | 58.7199 | 0
14.07. | 4 | 437.7209 |  | 379.001 | 0 | 0 | 58.7199 | 0
14.07. | 5 | 437.7209 |  | 379.001 | 0 | 0 | 58.7199 | 0
14.07. | 6 | 437.7209 |  | 379.001 | 0 | 0 | 58.7199 | 0
14.07. | 7 | 437.7209 |  | 379.001 | 0 | 0 | 58.7199 | 0
14.07. | 8 | 436.2288 |  | 377.5089 | 0 | 0 | 58.7199 | 0
14.07. | 9 | 430.2602 |  | 371.5404 | 0 | 0 | 58.7199 | 0
14.07. | 10 | 425.7838 |  | 367.064 | 0 | 0 | 58.7199 | 0
14.07. | 11 | 419.8153 |  | 361.0955 | 0 | 0 | 58.7199 | 0
14.07. | 12 | 418.3232 |  | 359.6033 | 0 | 0 | 58.7199 | 0
14.07. | 13 | 418.3232 |  | 359.6033 | 0 | 0 | 58.7199 | 0
14.07. | 14 | 418.3232 |  | 359.6033 | 0 | 0 | 58.7199 | 0
14.07. | 15 | 418.3232 |  | 359.6033 | 0 | 0 | 58.7199 | 0
14.07. | 16 | 418.3232 |  | 359.6033 | 0 | 0 | 58.7199 | 0
14.07. | 17 | 418.3232 |  | 359.6033 | 0 | 0 | 58.7199 | 0
14.07. | 18 | 421.3075 |  | 362.5876 | 0 | 0 | 58.7199 | 0
14.07. | 19 | 425.7838 |  | 367.064 | 0 | 0 | 58.7199 | 0
14.07. | 20 | 430.2602 |  | 371.5404 | 0 | 0 | 58.7199 | 0
14.07. | 21 | 436.2288 |  | 377.5089 | 0 | 0 | 58.7199 | 0
14.07. | 22 | 437.7209 |  | 379.001 | 0 | 0 | 58.7199 | 0
14.07. | 23 | 437.7209 |  | 379.001 | 0 | 0 | 58.7199 | 0
14.07. | 24 | 437.7209 |  | 379.001 | 0 | 0 | 58.7199 | 0
15.07. | 1 | 437.7209 |  | 379.001 | 0 | 0 | 58.7199 | 0
15.07. | 2 | 437.7209 |  | 379.001 | 0 | 0 | 58.7199 | 0
15.07. | 3 | 437.7209 |  | 379.001 | 0 | 0 | 58.7199 | 0
15.07. | 4 | 437.7209 |  | 379.001 | 0 | 0 | 58.7199 | 0
15.07. | 5 | 437.7209 |  | 379.001 | 0 | 0 | 58.7199 | 0
15.07. | 6 | 437.7209 |  | 379.001 | 0 | 0 | 58.7199 | 0
15.07. | 7 | 436.2288 |  | 377.5089 | 0 | 0 | 58.7199 | 0
15.07. | 8 | 433.2445 |  | 374.5246 | 0 | 0 | 58.7199 | 0
15.07. | 9 | 424.2917 |  | 365.5718 | 0 | 0 | 58.7199 | 0
15.07. | 10 | 419.8153 |  | 361.0955 | 0 | 0 | 58.7199 | 0
15.07. | 11 | 418.3232 |  | 359.6033 | 0 | 0 | 58.7199 | 0
15.07. | 12 | 418.3232 |  | 359.6033 | 0 | 0 | 58.7199 | 0
15.07. | 13 | 419.8153 |  | 361.0955 | 0 | 0 | 58.7199 | 0
15.07. | 14 | 419.8153 |  | 361.0955 | 0 | 0 | 58.7199 | 0
15.07. | 15 | 419.8153 |  | 361.0955 | 0 | 0 | 58.7199 | 0
15.07. | 16 | 418.3232 |  | 359.6033 | 0 | 0 | 58.7199 | 0
15.07. | 17 | 418.3232 |  | 359.6033 | 0 | 0 | 58.7199 | 0
15.07. | 18 | 419.8153 |  | 361.0955 | 0 | 0 | 58.7199 | 0
15.07. | 19 | 424.2917 |  | 365.5718 | 0 | 0 | 58.7199 | 0
15.07. | 20 | 428.7681 |  | 370.0482 | 0 | 0 | 58.7199 | 0
15.07. | 21 | 434.7366 |  | 376.0168 | 0 | 0 | 58.7199 | 0
15.07. | 22 | 436.2288 |  | 377.5089 | 0 | 0 | 58.7199 | 0
15.07. | 23 | 437.7209 |  | 379.001 | 0 | 0 | 58.7199 | 0
15.07. | 24 | 437.7209 |  | 379.001 | 0 | 0 | 58.7199 | 0
16.07. | 1 | 437.7209 |  | 379.001 | 0 | 0 | 58.7199 | 0
16.07. | 2 | 437.7209 |  | 379.001 | 0 | 0 | 58.7199 | 0
16.07. | 3 | 437.7209 |  | 379.001 | 0 | 0 | 58.7199 | 0
16.07. | 4 | 437.7209 |  | 379.001 | 0 | 0 | 58.7199 | 0
16.07. | 5 | 437.7209 |  | 379.001 | 0 | 0 | 58.7199 | 0
16.07. | 6 | 436.2288 |  | 377.5089 | 0 | 0 | 58.7199 | 0
16.07. | 7 | 433.2445 |  | 374.5246 | 0 | 0 | 58.7199 | 0
16.07. | 8 | 430.2602 |  | 371.5404 | 0 | 0 | 58.7199 | 0
16.07. | 9 | 421.3075 |  | 362.5876 | 0 | 0 | 58.7199 | 0
16.07. | 10 | 418.3232 |  | 359.6033 | 0 | 0 | 58.7199 | 0
16.07. | 11 | 418.3232 |  | 359.6033 | 0 | 0 | 58.7199 | 0
16.07. | 12 | 418.3232 |  | 359.6033 | 0 | 0 | 58.7199 | 0
16.07. | 13 | 418.3232 |  | 359.6033 | 0 | 0 | 58.7199 | 0
16.07. | 14 | 418.3232 |  | 359.6033 | 0 | 0 | 58.7199 | 0
16.07. | 15 | 418.3232 |  | 359.6033 | 0 | 0 | 58.7199 | 0
16.07. | 16 | 418.3232 |  | 359.6033 | 0 | 0 | 58.7199 | 0
16.07. | 17 | 418.3232 |  | 359.6033 | 0 | 0 | 58.7199 | 0
16.07. | 18 | 422.7996 |  | 364.0797 | 0 | 0 | 58.7199 | 0
16.07. | 19 | 427.276 |  | 368.5561 | 0 | 0 | 58.7199 | 0
16.07. | 20 | 430.2602 |  | 371.5404 | 0 | 0 | 58.7199 | 0
16.07. | 21 | 436.2288 |  | 377.5089 | 0 | 0 | 58.7199 | 0
16.07. | 22 | 436.2288 |  | 377.5089 | 0 | 0 | 58.7199 | 0
16.07. | 23 | 437.7209 |  | 379.001 | 0 | 0 | 58.7199 | 0
16.07. | 24 | 437.7209 |  | 379.001 | 0 | 0 | 58.7199 | 0
17.07. | 1 | 437.7209 |  | 379.001 | 0 | 0 | 58.7199 | 0
17.07. | 2 | 437.7209 |  | 379.001 | 0 | 0 | 58.7199 | 0
17.07. | 3 | 437.7209 |  | 379.001 | 0 | 0 | 58.7199 | 0
17.07. | 4 | 437.7209 |  | 379.001 | 0 | 0 | 58.7199 | 0
17.07. | 5 | 437.7209 |  | 379.001 | 0 | 0 | 58.7199 | 0
17.07. | 6 | 437.7209 |  | 379.001 | 0 | 0 | 58.7199 | 0
17.07. | 7 | 434.7366 |  | 376.0168 | 0 | 0 | 58.7199 | 0
17.07. | 8 | 431.7524 |  | 373.0325 | 0 | 0 | 58.7199 | 0
17.07. | 9 | 422.7996 |  | 364.0797 | 0 | 0 | 58.7199 | 0
17.07. | 10 | 419.8153 |  | 361.0955 | 0 | 0 | 58.7199 | 0
17.07. | 11 | 418.3232 |  | 359.6033 | 0 | 0 | 58.7199 | 0
17.07. | 12 | 418.3232 |  | 359.6033 | 0 | 0 | 58.7199 | 0
17.07. | 13 | 418.3232 |  | 359.6033 | 0 | 0 | 58.7199 | 0
17.07. | 14 | 418.3232 |  | 359.6033 | 0 | 0 | 58.7199 | 0
17.07. | 15 | 419.8153 |  | 361.0955 | 0 | 0 | 58.7199 | 0
17.07. | 16 | 418.3232 |  | 359.6033 | 0 | 0 | 58.7199 | 0
17.07. | 17 | 418.3232 |  | 359.6033 | 0 | 0 | 58.7199 | 0
17.07. | 18 | 419.8153 |  | 361.0955 | 0 | 0 | 58.7199 | 0
17.07. | 19 | 424.2917 |  | 365.5718 | 0 | 0 | 58.7199 | 0
17.07. | 20 | 428.7681 |  | 370.0482 | 0 | 0 | 58.7199 | 0
17.07. | 21 | 436.2288 |  | 377.5089 | 0 | 0 | 58.7199 | 0
17.07. | 22 | 437.7209 |  | 379.001 | 0 | 0 | 58.7199 | 0
17.07. | 23 | 437.7209 |  | 379.001 | 0 | 0 | 58.7199 | 0
17.07. | 24 | 437.7209 |  | 379.001 | 0 | 0 | 58.7199 | 0
18.07. | 1 | 437.7209 |  | 379.001 | 0 | 0 | 58.7199 | 0
18.07. | 2 | 437.7209 |  | 379.001 | 0 | 0 | 58.7199 | 0
18.07. | 3 | 437.7209 |  | 379.001 | 0 | 0 | 58.7199 | 0
18.07. | 4 | 437.7209 |  | 379.001 | 0 | 0 | 58.7199 | 0
18.07. | 5 | 437.7209 |  | 379.001 | 0 | 0 | 58.7199 | 0
18.07. | 6 | 437.7209 |  | 379.001 | 0 | 0 | 58.7199 | 0
18.07. | 7 | 434.7366 |  | 376.0168 | 0 | 0 | 58.7199 | 0
18.07. | 8 | 431.7524 |  | 373.0325 | 0 | 0 | 58.7199 | 0
18.07. | 9 | 421.3075 |  | 362.5876 | 0 | 0 | 58.7199 | 0
18.07. | 10 | 418.3232 |  | 359.6033 | 0 | 0 | 58.7199 | 0
18.07. | 11 | 418.3232 |  | 359.6033 | 0 | 0 | 58.7199 | 0
18.07. | 12 | 421.3075 |  | 362.5876 | 0 | 0 | 58.7199 | 0
18.07. | 13 | 422.7996 |  | 364.0797 | 0 | 0 | 58.7199 | 0
18.07. | 14 | 424.2917 |  | 365.5718 | 0 | 0 | 58.7199 | 0
18.07. | 15 | 425.7838 |  | 367.064 | 0 | 0 | 58.7199 | 0
18.07. | 16 | 422.7996 |  | 364.0797 | 0 | 0 | 58.7199 | 0
18.07. | 17 | 421.3075 |  | 362.5876 | 0 | 0 | 58.7199 | 0
18.07. | 18 | 418.3232 |  | 359.6033 | 0 | 0 | 58.7199 | 0
18.07. | 19 | 421.3075 |  | 362.5876 | 0 | 0 | 58.7199 | 0
18.07. | 20 | 427.276 |  | 368.5561 | 0 | 0 | 58.7199 | 0
18.07. | 21 | 434.7366 |  | 376.0168 | 0 | 0 | 58.7199 | 0
18.07. | 22 | 436.2288 |  | 377.5089 | 0 | 0 | 58.7199 | 0
18.07. | 23 | 437.7209 |  | 379.001 | 0 | 0 | 58.7199 | 0
18.07. | 24 | 437.7209 |  | 379.001 | 0 | 0 | 58.7199 | 0
19.07. | 1 | 437.7209 |  | 379.001 | 0 | 0 | 58.7199 | 0
19.07. | 2 | 437.7209 |  | 379.001 | 0 | 0 | 58.7199 | 0
19.07. | 3 | 437.7209 |  | 379.001 | 0 | 0 | 58.7199 | 0
19.07. | 4 | 437.7209 |  | 379.001 | 0 | 0 | 58.7199 | 0
19.07. | 5 | 437.7209 |  | 379.001 | 0 | 0 | 58.7199 | 0
19.07. | 6 | 437.7209 |  | 379.001 | 0 | 0 | 58.7199 | 0
19.07. | 7 | 434.7366 |  | 376.0168 | 0 | 0 | 58.7199 | 0
19.07. | 8 | 430.2602 |  | 371.5404 | 0 | 0 | 58.7199 | 0
19.07. | 9 | 419.8153 |  | 361.0955 | 0 | 0 | 58.7199 | 0
19.07. | 10 | 418.3232 |  | 359.6033 | 0 | 0 | 58.7199 | 0
19.07. | 11 | 421.3075 |  | 362.5876 | 0 | 0 | 58.7199 | 0
19.07. | 12 | 422.7996 |  | 364.0797 | 0 | 0 | 58.7199 | 0
19.07. | 13 | 422.7996 |  | 364.0797 | 0 | 0 | 58.7199 | 0
19.07. | 14 | 422.7996 |  | 364.0797 | 0 | 0 | 58.7199 | 0
19.07. | 15 | 421.3075 |  | 362.5876 | 0 | 0 | 58.7199 | 0
19.07. | 16 | 418.3232 |  | 359.6033 | 0 | 0 | 58.7199 | 0
19.07. | 17 | 418.3232 |  | 359.6033 | 0 | 0 | 58.7199 | 0
19.07. | 18 | 421.3075 |  | 362.5876 | 0 | 0 | 58.7199 | 0
19.07. | 19 | 425.7838 |  | 367.064 | 0 | 0 | 58.7199 | 0
19.07. | 20 | 430.2602 |  | 371.5404 | 0 | 0 | 58.7199 | 0
19.07. | 21 | 434.7366 |  | 376.0168 | 0 | 0 | 58.7199 | 0
19.07. | 22 | 436.2288 |  | 377.5089 | 0 | 0 | 58.7199 | 0
19.07. | 23 | 437.7209 |  | 379.001 | 0 | 0 | 58.7199 | 0
19.07. | 24 | 437.7209 |  | 379.001 | 0 | 0 | 58.7199 | 0
20.07. | 1 | 437.7209 |  | 379.001 | 0 | 0 | 58.7199 | 0
20.07. | 2 | 437.7209 |  | 379.001 | 0 | 0 | 58.7199 | 0
20.07. | 3 | 437.7209 |  | 379.001 | 0 | 0 | 58.7199 | 0
20.07. | 4 | 437.7209 |  | 379.001 | 0 | 0 | 58.7199 | 0
20.07. | 5 | 437.7209 |  | 379.001 | 0 | 0 | 58.7199 | 0
20.07. | 6 | 437.7209 |  | 379.001 | 0 | 0 | 58.7199 | 0
20.07. | 7 | 436.2288 |  | 377.5089 | 0 | 0 | 58.7199 | 0
20.07. | 8 | 436.2288 |  | 377.5089 | 0 | 0 | 58.7199 | 0
20.07. | 9 | 430.2602 |  | 371.5404 | 0 | 0 | 58.7199 | 0
20.07. | 10 | 427.276 |  | 368.5561 | 0 | 0 | 58.7199 | 0
20.07. | 11 | 421.3075 |  | 362.5876 | 0 | 0 | 58.7199 | 0
20.07. | 12 | 419.8153 |  | 361.0955 | 0 | 0 | 58.7199 | 0
20.07. | 13 | 418.3232 |  | 359.6033 | 0 | 0 | 58.7199 | 0
20.07. | 14 | 418.3232 |  | 359.6033 | 0 | 0 | 58.7199 | 0
20.07. | 15 | 418.3232 |  | 359.6033 | 0 | 0 | 58.7199 | 0
20.07. | 16 | 418.3232 |  | 359.6033 | 0 | 0 | 58.7199 | 0
20.07. | 17 | 418.3232 |  | 359.6033 | 0 | 0 | 58.7199 | 0
20.07. | 18 | 421.3075 |  | 362.5876 | 0 | 0 | 58.7199 | 0
20.07. | 19 | 424.2917 |  | 365.5718 | 0 | 0 | 58.7199 | 0
20.07. | 20 | 427.276 |  | 368.5561 | 0 | 0 | 58.7199 | 0
20.07. | 21 | 434.7366 |  | 376.0168 | 0 | 0 | 58.7199 | 0
20.07. | 22 | 436.2288 |  | 377.5089 | 0 | 0 | 58.7199 | 0
20.07. | 23 | 437.7209 |  | 379.001 | 0 | 0 | 58.7199 | 0
20.07. | 24 | 437.7209 |  | 379.001 | 0 | 0 | 58.7199 | 0
21.07. | 1 | 437.7209 |  | 379.001 | 0 | 0 | 58.7199 | 0
21.07. | 2 | 437.7209 |  | 379.001 | 0 | 0 | 58.7199 | 0
21.07. | 3 | 437.7209 |  | 379.001 | 0 | 0 | 58.7199 | 0
21.07. | 4 | 437.7209 |  | 379.001 | 0 | 0 | 58.7199 | 0
21.07. | 5 | 437.7209 |  | 379.001 | 0 | 0 | 58.7199 | 0
21.07. | 6 | 437.7209 |  | 379.001 | 0 | 0 | 58.7199 | 0
21.07. | 7 | 436.2288 |  | 377.5089 | 0 | 0 | 58.7199 | 0
21.07. | 8 | 434.7366 |  | 376.0168 | 0 | 0 | 58.7199 | 0
21.07. | 9 | 425.7838 |  | 367.064 | 0 | 0 | 58.7199 | 0
21.07. | 10 | 421.3075 |  | 362.5876 | 0 | 0 | 58.7199 | 0
21.07. | 11 | 418.3232 |  | 359.6033 | 0 | 0 | 58.7199 | 0
21.07. | 12 | 418.3232 |  | 359.6033 | 0 | 0 | 58.7199 | 0
21.07. | 13 | 418.3232 |  | 359.6033 | 0 | 0 | 58.7199 | 0
21.07. | 14 | 418.3232 |  | 359.6033 | 0 | 0 | 58.7199 | 0
21.07. | 15 | 418.3232 |  | 359.6033 | 0 | 0 | 58.7199 | 0
21.07. | 16 | 419.8153 |  | 361.0955 | 0 | 0 | 58.7199 | 0
21.07. | 17 | 422.7996 |  | 364.0797 | 0 | 0 | 58.7199 | 0
21.07. | 18 | 428.7681 |  | 370.0482 | 0 | 0 | 58.7199 | 0
21.07. | 19 | 431.7524 |  | 373.0325 | 0 | 0 | 58.7199 | 0
21.07. | 20 | 433.2445 |  | 374.5246 | 0 | 0 | 58.7199 | 0
21.07. | 21 | 436.2288 |  | 377.5089 | 0 | 0 | 58.7199 | 0
21.07. | 22 | 436.2288 |  | 377.5089 | 0 | 0 | 58.7199 | 0
21.07. | 23 | 437.7209 |  | 379.001 | 0 | 0 | 58.7199 | 0
21.07. | 24 | 437.7209 |  | 379.001 | 0 | 0 | 58.7199 | 0
22.07. | 1 | 437.7209 |  | 379.001 | 0 | 0 | 58.7199 | 0
22.07. | 2 | 437.7209 |  | 379.001 | 0 | 0 | 58.7199 | 0
22.07. | 3 | 437.7209 |  | 379.001 | 0 | 0 | 58.7199 | 0
22.07. | 4 | 437.7209 |  | 379.001 | 0 | 0 | 58.7199 | 0
22.07. | 5 | 437.7209 |  | 379.001 | 0 | 0 | 58.7199 | 0
22.07. | 6 | 437.7209 |  | 379.001 | 0 | 0 | 58.7199 | 0
22.07. | 7 | 437.7209 |  | 379.001 | 0 | 0 | 58.7199 | 0
22.07. | 8 | 437.7209 |  | 379.001 | 0 | 0 | 58.7199 | 0
22.07. | 9 | 437.7209 |  | 379.001 | 0 | 0 | 58.7199 | 0
22.07. | 10 | 436.2288 |  | 377.5089 | 0 | 0 | 58.7199 | 0
22.07. | 11 | 436.2288 |  | 377.5089 | 0 | 0 | 58.7199 | 0
22.07. | 12 | 434.7366 |  | 376.0168 | 0 | 0 | 58.7199 | 0
22.07. | 13 | 434.7366 |  | 376.0168 | 0 | 0 | 58.7199 | 0
22.07. | 14 | 434.7366 |  | 376.0168 | 0 | 0 | 58.7199 | 0
22.07. | 15 | 434.7366 |  | 376.0168 | 0 | 0 | 58.7199 | 0
22.07. | 16 | 436.2288 |  | 377.5089 | 0 | 0 | 58.7199 | 0
22.07. | 17 | 436.2288 |  | 377.5089 | 0 | 0 | 58.7199 | 0
22.07. | 18 | 436.2288 |  | 377.5089 | 0 | 0 | 58.7199 | 0
22.07. | 19 | 437.7209 |  | 379.001 | 0 | 0 | 58.7199 | 0
22.07. | 20 | 437.7209 |  | 379.001 | 0 | 0 | 58.7199 | 0
22.07. | 21 | 437.7209 |  | 379.001 | 0 | 0 | 58.7199 | 0
22.07. | 22 | 437.7209 |  | 379.001 | 0 | 0 | 58.7199 | 0
22.07. | 23 | 437.7209 |  | 379.001 | 0 | 0 | 58.7199 | 0
22.07. | 24 | 437.7209 |  | 379.001 | 0 | 0 | 58.7199 | 0
23.07. | 1 | 437.7209 |  | 379.001 | 0 | 0 | 58.7199 | 0
23.07. | 2 | 439.213 |  | 380.4932 | 0 | 0 | 58.7199 | 0
23.07. | 3 | 439.213 |  | 380.4932 | 0 | 0 | 58.7199 | 0
23.07. | 4 | 439.213 |  | 380.4932 | 0 | 0 | 58.7199 | 0
23.07. | 5 | 439.213 |  | 380.4932 | 0 | 0 | 58.7199 | 0
23.07. | 6 | 437.7209 |  | 379.001 | 0 | 0 | 58.7199 | 0
23.07. | 7 | 437.7209 |  | 379.001 | 0 | 0 | 58.7199 | 0
23.07. | 8 | 437.7209 |  | 379.001 | 0 | 0 | 58.7199 | 0
23.07. | 9 | 437.7209 |  | 379.001 | 0 | 0 | 58.7199 | 0
23.07. | 10 | 436.2288 |  | 377.5089 | 0 | 0 | 58.7199 | 0
23.07. | 11 | 433.2445 |  | 374.5246 | 0 | 0 | 58.7199 | 0
23.07. | 12 | 431.7524 |  | 373.0325 | 0 | 0 | 58.7199 | 0
23.07. | 13 | 431.7524 |  | 373.0325 | 0 | 0 | 58.7199 | 0
23.07. | 14 | 430.2602 |  | 371.5404 | 0 | 0 | 58.7199 | 0
23.07. | 15 | 430.2602 |  | 371.5404 | 0 | 0 | 58.7199 | 0
23.07. | 16 | 430.2602 |  | 371.5404 | 0 | 0 | 58.7199 | 0
23.07. | 17 | 430.2602 |  | 371.5404 | 0 | 0 | 58.7199 | 0
23.07. | 18 | 433.2445 |  | 374.5246 | 0 | 0 | 58.7199 | 0
23.07. | 19 | 436.2288 |  | 377.5089 | 0 | 0 | 58.7199 | 0
23.07. | 20 | 436.2288 |  | 377.5089 | 0 | 0 | 58.7199 | 0
23.07. | 21 | 437.7209 |  | 379.001 | 0 | 0 | 58.7199 | 0
23.07. | 22 | 437.7209 |  | 379.001 | 0 | 0 | 58.7199 | 0
23.07. | 23 | 437.7209 |  | 379.001 | 0 | 0 | 58.7199 | 0
23.07. | 24 | 437.7209 |  | 379.001 | 0 | 0 | 58.7199 | 0
24.07. | 1 | 437.7209 |  | 379.001 | 0 | 0 | 58.7199 | 0
24.07. | 2 | 437.7209 |  | 379.001 | 0 | 0 | 58.7199 | 0
24.07. | 3 | 439.213 |  | 380.4932 | 0 | 0 | 58.7199 | 0
24.07. | 4 | 437.7209 |  | 379.001 | 0 | 0 | 58.7199 | 0
24.07. | 5 | 437.7209 |  | 379.001 | 0 | 0 | 58.7199 | 0
24.07. | 6 | 437.7209 |  | 379.001 | 0 | 0 | 58.7199 | 0
24.07. | 7 | 437.7209 |  | 379.001 | 0 | 0 | 58.7199 | 0
24.07. | 8 | 437.7209 |  | 379.001 | 0 | 0 | 58.7199 | 0
24.07. | 9 | 434.7366 |  | 376.0168 | 0 | 0 | 58.7199 | 0
24.07. | 10 | 433.2445 |  | 374.5246 | 0 | 0 | 58.7199 | 0
24.07. | 11 | 427.276 |  | 368.5561 | 0 | 0 | 58.7199 | 0
24.07. | 12 | 425.7838 |  | 367.064 | 0 | 0 | 58.7199 | 0
24.07. | 13 | 425.7838 |  | 367.064 | 0 | 0 | 58.7199 | 0
24.07. | 14 | 424.2917 |  | 365.5718 | 0 | 0 | 58.7199 | 0
24.07. | 15 | 424.2917 |  | 365.5718 | 0 | 0 | 58.7199 | 0
24.07. | 16 | 424.2917 |  | 365.5718 | 0 | 0 | 58.7199 | 0
24.07. | 17 | 425.7838 |  | 367.064 | 0 | 0 | 58.7199 | 0
24.07. | 18 | 430.2602 |  | 371.5404 | 0 | 0 | 58.7199 | 0
24.07. | 19 | 433.2445 |  | 374.5246 | 0 | 0 | 58.7199 | 0
24.07. | 20 | 434.7366 |  | 376.0168 | 0 | 0 | 58.7199 | 0
24.07. | 21 | 437.7209 |  | 379.001 | 0 | 0 | 58.7199 | 0
24.07. | 22 | 437.7209 |  | 379.001 | 0 | 0 | 58.7199 | 0
24.07. | 23 | 437.7209 |  | 379.001 | 0 | 0 | 58.7199 | 0
24.07. | 24 | 437.7209 |  | 379.001 | 0 | 0 | 58.7199 | 0
25.07. | 1 | 437.7209 |  | 379.001 | 0 | 0 | 58.7199 | 0
25.07. | 2 | 437.7209 |  | 379.001 | 0 | 0 | 58.7199 | 0
25.07. | 3 | 437.7209 |  | 379.001 | 0 | 0 | 58.7199 | 0
25.07. | 4 | 437.7209 |  | 379.001 | 0 | 0 | 58.7199 | 0
25.07. | 5 | 437.7209 |  | 379.001 | 0 | 0 | 58.7199 | 0
25.07. | 6 | 437.7209 |  | 379.001 | 0 | 0 | 58.7199 | 0
25.07. | 7 | 437.7209 |  | 379.001 | 0 | 0 | 58.7199 | 0
25.07. | 8 | 437.7209 |  | 379.001 | 0 | 0 | 58.7199 | 0
25.07. | 9 | 434.7366 |  | 376.0168 | 0 | 0 | 58.7199 | 0
25.07. | 10 | 433.2445 |  | 374.5246 | 0 | 0 | 58.7199 | 0
25.07. | 11 | 427.276 |  | 368.5561 | 0 | 0 | 58.7199 | 0
25.07. | 12 | 425.7838 |  | 367.064 | 0 | 0 | 58.7199 | 0
25.07. | 13 | 424.2917 |  | 365.5718 | 0 | 0 | 58.7199 | 0
25.07. | 14 | 422.7996 |  | 364.0797 | 0 | 0 | 58.7199 | 0
25.07. | 15 | 422.7996 |  | 364.0797 | 0 | 0 | 58.7199 | 0
25.07. | 16 | 422.7996 |  | 364.0797 | 0 | 0 | 58.7199 | 0
25.07. | 17 | 424.2917 |  | 365.5718 | 0 | 0 | 58.7199 | 0
25.07. | 18 | 430.2602 |  | 371.5404 | 0 | 0 | 58.7199 | 0
25.07. | 19 | 433.2445 |  | 374.5246 | 0 | 0 | 58.7199 | 0
25.07. | 20 | 434.7366 |  | 376.0168 | 0 | 0 | 58.7199 | 0
25.07. | 21 | 437.7209 |  | 379.001 | 0 | 0 | 58.7199 | 0
25.07. | 22 | 437.7209 |  | 379.001 | 0 | 0 | 58.7199 | 0
25.07. | 23 | 437.7209 |  | 379.001 | 0 | 0 | 58.7199 | 0
25.07. | 24 | 437.7209 |  | 379.001 | 0 | 0 | 58.7199 | 0
26.07. | 1 | 437.7209 |  | 379.001 | 0 | 0 | 58.7199 | 0
26.07. | 2 | 437.7209 |  | 379.001 | 0 | 0 | 58.7199 | 0
26.07. | 3 | 437.7209 |  | 379.001 | 0 | 0 | 58.7199 | 0
26.07. | 4 | 437.7209 |  | 379.001 | 0 | 0 | 58.7199 | 0
26.07. | 5 | 437.7209 |  | 379.001 | 0 | 0 | 58.7199 | 0
26.07. | 6 | 437.7209 |  | 379.001 | 0 | 0 | 58.7199 | 0
26.07. | 7 | 437.7209 |  | 379.001 | 0 | 0 | 58.7199 | 0
26.07. | 8 | 437.7209 |  | 379.001 | 0 | 0 | 58.7199 | 0
26.07. | 9 | 433.2445 |  | 374.5246 | 0 | 0 | 58.7199 | 0
26.07. | 10 | 431.7524 |  | 373.0325 | 0 | 0 | 58.7199 | 0
26.07. | 11 | 427.276 |  | 368.5561 | 0 | 0 | 58.7199 | 0
26.07. | 12 | 427.276 |  | 368.5561 | 0 | 0 | 58.7199 | 0
26.07. | 13 | 427.276 |  | 368.5561 | 0 | 0 | 58.7199 | 0
26.07. | 14 | 427.276 |  | 368.5561 | 0 | 0 | 58.7199 | 0
26.07. | 15 | 428.7681 |  | 370.0482 | 0 | 0 | 58.7199 | 0
26.07. | 16 | 430.2602 |  | 371.5404 | 0 | 0 | 58.7199 | 0
26.07. | 17 | 431.7524 |  | 373.0325 | 0 | 0 | 58.7199 | 0
26.07. | 18 | 434.7366 |  | 376.0168 | 0 | 0 | 58.7199 | 0
26.07. | 19 | 436.2288 |  | 377.5089 | 0 | 0 | 58.7199 | 0
26.07. | 20 | 437.7209 |  | 379.001 | 0 | 0 | 58.7199 | 0
26.07. | 21 | 437.7209 |  | 379.001 | 0 | 0 | 58.7199 | 0
26.07. | 22 | 437.7209 |  | 379.001 | 0 | 0 | 58.7199 | 0
26.07. | 23 | 437.7209 |  | 379.001 | 0 | 0 | 58.7199 | 0
26.07. | 24 | 437.7209 |  | 379.001 | 0 | 0 | 58.7199 | 0
27.07. | 1 | 437.7209 |  | 379.001 | 0 | 0 | 58.7199 | 0
27.07. | 2 | 437.7209 |  | 379.001 | 0 | 0 | 58.7199 | 0
27.07. | 3 | 437.7209 |  | 379.001 | 0 | 0 | 58.7199 | 0
27.07. | 4 | 437.7209 |  | 379.001 | 0 | 0 | 58.7199 | 0
27.07. | 5 | 437.7209 |  | 379.001 | 0 | 0 | 58.7199 | 0
27.07. | 6 | 437.7209 |  | 379.001 | 0 | 0 | 58.7199 | 0
27.07. | 7 | 437.7209 |  | 379.001 | 0 | 0 | 58.7199 | 0
27.07. | 8 | 437.7209 |  | 379.001 | 0 | 0 | 58.7199 | 0
27.07. | 9 | 437.7209 |  | 379.001 | 0 | 0 | 58.7199 | 0
27.07. | 10 | 437.7209 |  | 379.001 | 0 | 0 | 58.7199 | 0
27.07. | 11 | 436.2288 |  | 377.5089 | 0 | 0 | 58.7199 | 0
27.07. | 12 | 434.7366 |  | 376.0168 | 0 | 0 | 58.7199 | 0
27.07. | 13 | 434.7366 |  | 376.0168 | 0 | 0 | 58.7199 | 0
27.07. | 14 | 434.7366 |  | 376.0168 | 0 | 0 | 58.7199 | 0
27.07. | 15 | 434.7366 |  | 376.0168 | 0 | 0 | 58.7199 | 0
27.07. | 16 | 434.7366 |  | 376.0168 | 0 | 0 | 58.7199 | 0
27.07. | 17 | 436.2288 |  | 377.5089 | 0 | 0 | 58.7199 | 0
27.07. | 18 | 437.7209 |  | 379.001 | 0 | 0 | 58.7199 | 0
27.07. | 19 | 437.7209 |  | 379.001 | 0 | 0 | 58.7199 | 0
27.07. | 20 | 437.7209 |  | 379.001 | 0 | 0 | 58.7199 | 0
27.07. | 21 | 437.7209 |  | 379.001 | 0 | 0 | 58.7199 | 0
27.07. | 22 | 437.7209 |  | 379.001 | 0 | 0 | 58.7199 | 0
27.07. | 23 | 437.7209 |  | 379.001 | 0 | 0 | 58.7199 | 0
27.07. | 24 | 437.7209 |  | 379.001 | 0 | 0 | 58.7199 | 0
28.07. | 1 | 437.7209 |  | 379.001 | 0 | 0 | 58.7199 | 0
28.07. | 2 | 437.7209 |  | 379.001 | 0 | 0 | 58.7199 | 0
28.07. | 3 | 437.7209 |  | 379.001 | 0 | 0 | 58.7199 | 0
28.07. | 4 | 437.7209 |  | 379.001 | 0 | 0 | 58.7199 | 0
28.07. | 5 | 437.7209 |  | 379.001 | 0 | 0 | 58.7199 | 0
28.07. | 6 | 437.7209 |  | 379.001 | 0 | 0 | 58.7199 | 0
28.07. | 7 | 437.7209 |  | 379.001 | 0 | 0 | 58.7199 | 0
28.07. | 8 | 437.7209 |  | 379.001 | 0 | 0 | 58.7199 | 0
28.07. | 9 | 437.7209 |  | 379.001 | 0 | 0 | 58.7199 | 0
28.07. | 10 | 437.7209 |  | 379.001 | 0 | 0 | 58.7199 | 0
28.07. | 11 | 437.7209 |  | 379.001 | 0 | 0 | 58.7199 | 0
28.07. | 12 | 437.7209 |  | 379.001 | 0 | 0 | 58.7199 | 0
28.07. | 13 | 437.7209 |  | 379.001 | 0 | 0 | 58.7199 | 0
28.07. | 14 | 437.7209 |  | 379.001 | 0 | 0 | 58.7199 | 0
28.07. | 15 | 437.7209 |  | 379.001 | 0 | 0 | 58.7199 | 0
28.07. | 16 | 437.7209 |  | 379.001 | 0 | 0 | 58.7199 | 0
28.07. | 17 | 437.7209 |  | 379.001 | 0 | 0 | 58.7199 | 0
28.07. | 18 | 437.7209 |  | 379.001 | 0 | 0 | 58.7199 | 0
28.07. | 19 | 437.7209 |  | 379.001 | 0 | 0 | 58.7199 | 0
28.07. | 20 | 437.7209 |  | 379.001 | 0 | 0 | 58.7199 | 0
28.07. | 21 | 437.7209 |  | 379.001 | 0 | 0 | 58.7199 | 0
28.07. | 22 | 437.7209 |  | 379.001 | 0 | 0 | 58.7199 | 0
28.07. | 23 | 437.7209 |  | 379.001 | 0 | 0 | 58.7199 | 0
28.07. | 24 | 437.7209 |  | 379.001 | 0 | 0 | 58.7199 | 0
29.07. | 1 | 437.7209 |  | 379.001 | 0 | 0 | 58.7199 | 0
29.07. | 2 | 437.7209 |  | 379.001 | 0 | 0 | 58.7199 | 0
29.07. | 3 | 437.7209 |  | 379.001 | 0 | 0 | 58.7199 | 0
29.07. | 4 | 437.7209 |  | 379.001 | 0 | 0 | 58.7199 | 0
29.07. | 5 | 437.7209 |  | 379.001 | 0 | 0 | 58.7199 | 0
29.07. | 6 | 437.7209 |  | 379.001 | 0 | 0 | 58.7199 | 0
29.07. | 7 | 437.7209 |  | 379.001 | 0 | 0 | 58.7199 | 0
29.07. | 8 | 437.7209 |  | 379.001 | 0 | 0 | 58.7199 | 0
29.07. | 9 | 437.7209 |  | 379.001 | 0 | 0 | 58.7199 | 0
29.07. | 10 | 437.7209 |  | 379.001 | 0 | 0 | 58.7199 | 0
29.07. | 11 | 436.2288 |  | 377.5089 | 0 | 0 | 58.7199 | 0
29.07. | 12 | 436.2288 |  | 377.5089 | 0 | 0 | 58.7199 | 0
29.07. | 13 | 436.2288 |  | 377.5089 | 0 | 0 | 58.7199 | 0
29.07. | 14 | 436.2288 |  | 377.5089 | 0 | 0 | 58.7199 | 0
29.07. | 15 | 436.2288 |  | 377.5089 | 0 | 0 | 58.7199 | 0
29.07. | 16 | 436.2288 |  | 377.5089 | 0 | 0 | 58.7199 | 0
29.07. | 17 | 436.2288 |  | 377.5089 | 0 | 0 | 58.7199 | 0
29.07. | 18 | 437.7209 |  | 379.001 | 0 | 0 | 58.7199 | 0
29.07. | 19 | 437.7209 |  | 379.001 | 0 | 0 | 58.7199 | 0
29.07. | 20 | 437.7209 |  | 379.001 | 0 | 0 | 58.7199 | 0
29.07. | 21 | 437.7209 |  | 379.001 | 0 | 0 | 58.7199 | 0
29.07. | 22 | 437.7209 |  | 379.001 | 0 | 0 | 58.7199 | 0
29.07. | 23 | 437.7209 |  | 379.001 | 0 | 0 | 58.7199 | 0
29.07. | 24 | 437.7209 |  | 379.001 | 0 | 0 | 58.7199 | 0
30.07. | 1 | 437.7209 |  | 379.001 | 0 | 0 | 58.7199 | 0
30.07. | 2 | 437.7209 |  | 379.001 | 0 | 0 | 58.7199 | 0
30.07. | 3 | 437.7209 |  | 379.001 | 0 | 0 | 58.7199 | 0
30.07. | 4 | 437.7209 |  | 379.001 | 0 | 0 | 58.7199 | 0
30.07. | 5 | 437.7209 |  | 379.001 | 0 | 0 | 58.7199 | 0
30.07. | 6 | 437.7209 |  | 379.001 | 0 | 0 | 58.7199 | 0
30.07. | 7 | 437.7209 |  | 379.001 | 0 | 0 | 58.7199 | 0
30.07. | 8 | 437.7209 |  | 379.001 | 0 | 0 | 58.7199 | 0
30.07. | 9 | 434.7366 |  | 376.0168 | 0 | 0 | 58.7199 | 0
30.07. | 10 | 431.7524 |  | 373.0325 | 0 | 0 | 58.7199 | 0
30.07. | 11 | 424.2917 |  | 365.5718 | 0 | 0 | 58.7199 | 0
30.07. | 12 | 422.7996 |  | 364.0797 | 0 | 0 | 58.7199 | 0
30.07. | 13 | 421.3075 |  | 362.5876 | 0 | 0 | 58.7199 | 0
30.07. | 14 | 419.8153 |  | 361.0955 | 0 | 0 | 58.7199 | 0
30.07. | 15 | 418.3232 |  | 359.6033 | 0 | 0 | 58.7199 | 0
30.07. | 16 | 419.8153 |  | 361.0955 | 0 | 0 | 58.7199 | 0
30.07. | 17 | 419.8153 |  | 361.0955 | 0 | 0 | 58.7199 | 0
30.07. | 18 | 422.7996 |  | 364.0797 | 0 | 0 | 58.7199 | 0
30.07. | 19 | 427.276 |  | 368.5561 | 0 | 0 | 58.7199 | 0
30.07. | 20 | 430.2602 |  | 371.5404 | 0 | 0 | 58.7199 | 0
30.07. | 21 | 434.7366 |  | 376.0168 | 0 | 0 | 58.7199 | 0
30.07. | 22 | 436.2288 |  | 377.5089 | 0 | 0 | 58.7199 | 0
30.07. | 23 | 437.7209 |  | 379.001 | 0 | 0 | 58.7199 | 0
30.07. | 24 | 437.7209 |  | 379.001 | 0 | 0 | 58.7199 | 0
31.07. | 1 | 437.7209 |  | 379.001 | 0 | 0 | 58.7199 | 0
31.07. | 2 | 437.7209 |  | 379.001 | 0 | 0 | 58.7199 | 0
31.07. | 3 | 437.7209 |  | 379.001 | 0 | 0 | 58.7199 | 0
31.07. | 4 | 437.7209 |  | 379.001 | 0 | 0 | 58.7199 | 0
31.07. | 5 | 437.7209 |  | 379.001 | 0 | 0 | 58.7199 | 0
31.07. | 6 | 437.7209 |  | 379.001 | 0 | 0 | 58.7199 | 0
31.07. | 7 | 436.2288 |  | 377.5089 | 0 | 0 | 58.7199 | 0
31.07. | 8 | 433.2445 |  | 374.5246 | 0 | 0 | 58.7199 | 0
31.07. | 9 | 425.7838 |  | 367.064 | 0 | 0 | 58.7199 | 0
31.07. | 10 | 422.7996 |  | 364.0797 | 0 | 0 | 58.7199 | 0
31.07. | 11 | 419.8153 |  | 361.0955 | 0 | 0 | 58.7199 | 0
31.07. | 12 | 419.8153 |  | 361.0955 | 0 | 0 | 58.7199 | 0
31.07. | 13 | 421.3075 |  | 362.5876 | 0 | 0 | 58.7199 | 0
31.07. | 14 | 422.7996 |  | 364.0797 | 0 | 0 | 58.7199 | 0
31.07. | 15 | 424.2917 |  | 365.5718 | 0 | 0 | 58.7199 | 0
31.07. | 16 | 425.7838 |  | 367.064 | 0 | 0 | 58.7199 | 0
31.07. | 17 | 427.276 |  | 368.5561 | 0 | 0 | 58.7199 | 0
31.07. | 18 | 431.7524 |  | 373.0325 | 0 | 0 | 58.7199 | 0
31.07. | 19 | 433.2445 |  | 374.5246 | 0 | 0 | 58.7199 | 0
31.07. | 20 | 434.7366 |  | 376.0168 | 0 | 0 | 58.7199 | 0
31.07. | 21 | 436.2288 |  | 377.5089 | 0 | 0 | 58.7199 | 0
31.07. | 22 | 436.2288 |  | 377.5089 | 0 | 0 | 58.7199 | 0
31.07. | 23 | 437.7209 |  | 379.001 | 0 | 0 | 58.7199 | 0
31.07. | 24 | 437.7209 |  | 379.001 | 0 | 0 | 58.7199 | 0
01.08. | 1 | 442.495 |  | 386.4617 | 0 | 0 | 56.0333 | 0
01.08. | 2 | 442.495 |  | 386.4617 | 0 | 0 | 56.0333 | 0
01.08. | 3 | 442.495 |  | 386.4617 | 0 | 0 | 56.0333 | 0
01.08. | 4 | 441.0029 |  | 384.9695 | 0 | 0 | 56.0333 | 0
01.08. | 5 | 441.0029 |  | 384.9695 | 0 | 0 | 56.0333 | 0
01.08. | 6 | 442.495 |  | 386.4617 | 0 | 0 | 56.0333 | 0
01.08. | 7 | 443.9871 |  | 387.9538 | 0 | 0 | 56.0333 | 0
01.08. | 8 | 445.4793 |  | 389.4459 | 0 | 0 | 56.0333 | 0
01.08. | 9 | 448.4635 |  | 392.4302 | 0 | 0 | 56.0333 | 0
01.08. | 10 | 449.9557 |  | 393.9223 | 0 | 0 | 56.0333 | 0
01.08. | 11 | 451.4478 |  | 395.4144 | 0 | 0 | 56.0333 | 0
01.08. | 12 | 451.4478 |  | 395.4144 | 0 | 0 | 56.0333 | 0
01.08. | 13 | 451.4478 |  | 395.4144 | 0 | 0 | 56.0333 | 0
01.08. | 14 | 451.4478 |  | 395.4144 | 0 | 0 | 56.0333 | 0
01.08. | 15 | 451.4478 |  | 395.4144 | 0 | 0 | 56.0333 | 0
01.08. | 16 | 451.4478 |  | 395.4144 | 0 | 0 | 56.0333 | 0
01.08. | 17 | 451.4478 |  | 395.4144 | 0 | 0 | 56.0333 | 0
01.08. | 18 | 449.9557 |  | 393.9223 | 0 | 0 | 56.0333 | 0
01.08. | 19 | 449.9557 |  | 393.9223 | 0 | 0 | 56.0333 | 0
01.08. | 20 | 448.4635 |  | 392.4302 | 0 | 0 | 56.0333 | 0
01.08. | 21 | 445.4793 |  | 389.4459 | 0 | 0 | 56.0333 | 0
01.08. | 22 | 443.9871 |  | 387.9538 | 0 | 0 | 56.0333 | 0
01.08. | 23 | 442.495 |  | 386.4617 | 0 | 0 | 56.0333 | 0
01.08. | 24 | 442.495 |  | 386.4617 | 0 | 0 | 56.0333 | 0
02.08. | 1 | 441.0029 |  | 384.9695 | 0 | 0 | 56.0333 | 0
02.08. | 2 | 441.0029 |  | 384.9695 | 0 | 0 | 56.0333 | 0
02.08. | 3 | 439.5107 |  | 383.4774 | 0 | 0 | 56.0333 | 0
02.08. | 4 | 439.5107 |  | 383.4774 | 0 | 0 | 56.0333 | 0
02.08. | 5 | 439.5107 |  | 383.4774 | 0 | 0 | 56.0333 | 0
02.08. | 6 | 442.495 |  | 386.4617 | 0 | 0 | 56.0333 | 0
02.08. | 7 | 443.9871 |  | 387.9538 | 0 | 0 | 56.0333 | 0
02.08. | 8 | 445.4793 |  | 389.4459 | 0 | 0 | 56.0333 | 0
02.08. | 9 | 448.4635 |  | 392.4302 | 0 | 0 | 56.0333 | 0
02.08. | 10 | 449.9557 |  | 393.9223 | 0 | 0 | 56.0333 | 0
02.08. | 11 | 451.4478 |  | 395.4144 | 0 | 0 | 56.0333 | 0
02.08. | 12 | 451.4478 |  | 395.4144 | 0 | 0 | 56.0333 | 0
02.08. | 13 | 451.4478 |  | 395.4144 | 0 | 0 | 56.0333 | 0
02.08. | 14 | 451.4478 |  | 395.4144 | 0 | 0 | 56.0333 | 0
02.08. | 15 | 451.4478 |  | 395.4144 | 0 | 0 | 56.0333 | 0
02.08. | 16 | 451.4478 |  | 395.4144 | 0 | 0 | 56.0333 | 0
02.08. | 17 | 451.4478 |  | 395.4144 | 0 | 0 | 56.0333 | 0
02.08. | 18 | 449.9557 |  | 393.9223 | 0 | 0 | 56.0333 | 0
02.08. | 19 | 448.4635 |  | 392.4302 | 0 | 0 | 56.0333 | 0
02.08. | 20 | 446.9714 |  | 390.9381 | 0 | 0 | 56.0333 | 0
02.08. | 21 | 445.4793 |  | 389.4459 | 0 | 0 | 56.0333 | 0
02.08. | 22 | 443.9871 |  | 387.9538 | 0 | 0 | 56.0333 | 0
02.08. | 23 | 441.0029 |  | 384.9695 | 0 | 0 | 56.0333 | 0
02.08. | 24 | 441.0029 |  | 384.9695 | 0 | 0 | 56.0333 | 0
03.08. | 1 | 441.0029 |  | 384.9695 | 0 | 0 | 56.0333 | 0
03.08. | 2 | 441.0029 |  | 384.9695 | 0 | 0 | 56.0333 | 0
03.08. | 3 | 439.5107 |  | 383.4774 | 0 | 0 | 56.0333 | 0
03.08. | 4 | 439.5107 |  | 383.4774 | 0 | 0 | 56.0333 | 0
03.08. | 5 | 438.0186 |  | 381.9853 | 0 | 0 | 56.0333 | 0
03.08. | 6 | 439.5107 |  | 383.4774 | 0 | 0 | 56.0333 | 0
03.08. | 7 | 441.0029 |  | 384.9695 | 0 | 0 | 56.0333 | 0
03.08. | 8 | 442.495 |  | 386.4617 | 0 | 0 | 56.0333 | 0
03.08. | 9 | 445.4793 |  | 389.4459 | 0 | 0 | 56.0333 | 0
03.08. | 10 | 446.9714 |  | 390.9381 | 0 | 0 | 56.0333 | 0
03.08. | 11 | 448.4635 |  | 392.4302 | 0 | 0 | 56.0333 | 0
03.08. | 12 | 448.4635 |  | 392.4302 | 0 | 0 | 56.0333 | 0
03.08. | 13 | 448.4635 |  | 392.4302 | 0 | 0 | 56.0333 | 0
03.08. | 14 | 446.9714 |  | 390.9381 | 0 | 0 | 56.0333 | 0
03.08. | 15 | 446.9714 |  | 390.9381 | 0 | 0 | 56.0333 | 0
03.08. | 16 | 446.9714 |  | 390.9381 | 0 | 0 | 56.0333 | 0
03.08. | 17 | 446.9714 |  | 390.9381 | 0 | 0 | 56.0333 | 0
03.08. | 18 | 446.9714 |  | 390.9381 | 0 | 0 | 56.0333 | 0
03.08. | 19 | 445.4793 |  | 389.4459 | 0 | 0 | 56.0333 | 0
03.08. | 20 | 443.9871 |  | 387.9538 | 0 | 0 | 56.0333 | 0
03.08. | 21 | 439.5107 |  | 383.4774 | 0 | 0 | 56.0333 | 0
03.08. | 22 | 438.0186 |  | 381.9853 | 0 | 0 | 56.0333 | 0
03.08. | 23 | 433.5422 |  | 377.5089 | 0 | 0 | 56.0333 | 0
03.08. | 24 | 432.0501 |  | 376.0168 | 0 | 0 | 56.0333 | 0
04.08. | 1 | 430.558 |  | 374.5246 | 0 | 0 | 56.0333 | 0
04.08. | 2 | 430.558 |  | 374.5246 | 0 | 0 | 56.0333 | 0
04.08. | 3 | 427.5737 |  | 371.5404 | 0 | 0 | 56.0333 | 0
04.08. | 4 | 426.0816 |  | 370.0482 | 0 | 0 | 56.0333 | 0
04.08. | 5 | 426.0816 |  | 370.0482 | 0 | 0 | 56.0333 | 0
04.08. | 6 | 432.0501 |  | 376.0168 | 0 | 0 | 56.0333 | 0
04.08. | 7 | 436.5265 |  | 380.4932 | 0 | 0 | 56.0333 | 0
04.08. | 8 | 439.5107 |  | 383.4774 | 0 | 0 | 56.0333 | 0
04.08. | 9 | 445.4793 |  | 389.4459 | 0 | 0 | 56.0333 | 0
04.08. | 10 | 446.9714 |  | 390.9381 | 0 | 0 | 56.0333 | 0
04.08. | 11 | 448.4635 |  | 392.4302 | 0 | 0 | 56.0333 | 0
04.08. | 12 | 448.4635 |  | 392.4302 | 0 | 0 | 56.0333 | 0
04.08. | 13 | 449.9557 |  | 393.9223 | 0 | 0 | 56.0333 | 0
04.08. | 14 | 449.9557 |  | 393.9223 | 0 | 0 | 56.0333 | 0
04.08. | 15 | 449.9557 |  | 393.9223 | 0 | 0 | 56.0333 | 0
04.08. | 16 | 449.9557 |  | 393.9223 | 0 | 0 | 56.0333 | 0
04.08. | 17 | 449.9557 |  | 393.9223 | 0 | 0 | 56.0333 | 0
04.08. | 18 | 448.4635 |  | 392.4302 | 0 | 0 | 56.0333 | 0
04.08. | 19 | 446.9714 |  | 390.9381 | 0 | 0 | 56.0333 | 0
04.08. | 20 | 443.9871 |  | 387.9538 | 0 | 0 | 56.0333 | 0
04.08. | 21 | 439.5107 |  | 383.4774 | 0 | 0 | 56.0333 | 0
04.08. | 22 | 435.0344 |  | 379.001 | 0 | 0 | 56.0333 | 0
04.08. | 23 | 427.5737 |  | 371.5404 | 0 | 0 | 56.0333 | 0
04.08. | 24 | 427.5737 |  | 371.5404 | 0 | 0 | 56.0333 | 0
05.08. | 1 | 426.0816 |  | 370.0482 | 0 | 0 | 56.0333 | 0
05.08. | 2 | 424.5894 |  | 368.5561 | 0 | 0 | 56.0333 | 0
05.08. | 3 | 424.5894 |  | 368.5561 | 0 | 0 | 56.0333 | 0
05.08. | 4 | 424.5894 |  | 368.5561 | 0 | 0 | 56.0333 | 0
05.08. | 5 | 424.5894 |  | 368.5561 | 0 | 0 | 56.0333 | 0
05.08. | 6 | 432.0501 |  | 376.0168 | 0 | 0 | 56.0333 | 0
05.08. | 7 | 438.0186 |  | 381.9853 | 0 | 0 | 56.0333 | 0
05.08. | 8 | 442.495 |  | 386.4617 | 0 | 0 | 56.0333 | 0
05.08. | 9 | 446.9714 |  | 390.9381 | 0 | 0 | 56.0333 | 0
05.08. | 10 | 448.4635 |  | 392.4302 | 0 | 0 | 56.0333 | 0
05.08. | 11 | 449.9557 |  | 393.9223 | 0 | 0 | 56.0333 | 0
05.08. | 12 | 449.9557 |  | 393.9223 | 0 | 0 | 56.0333 | 0
05.08. | 13 | 449.9557 |  | 393.9223 | 0 | 0 | 56.0333 | 0
05.08. | 14 | 449.9557 |  | 393.9223 | 0 | 0 | 56.0333 | 0
05.08. | 15 | 449.9557 |  | 393.9223 | 0 | 0 | 56.0333 | 0
05.08. | 16 | 449.9557 |  | 393.9223 | 0 | 0 | 56.0333 | 0
05.08. | 17 | 449.9557 |  | 393.9223 | 0 | 0 | 56.0333 | 0
05.08. | 18 | 448.4635 |  | 392.4302 | 0 | 0 | 56.0333 | 0
05.08. | 19 | 446.9714 |  | 390.9381 | 0 | 0 | 56.0333 | 0
05.08. | 20 | 445.4793 |  | 389.4459 | 0 | 0 | 56.0333 | 0
05.08. | 21 | 441.0029 |  | 384.9695 | 0 | 0 | 56.0333 | 0
05.08. | 22 | 436.5265 |  | 380.4932 | 0 | 0 | 56.0333 | 0
05.08. | 23 | 432.0501 |  | 376.0168 | 0 | 0 | 56.0333 | 0
05.08. | 24 | 430.558 |  | 374.5246 | 0 | 0 | 56.0333 | 0
06.08. | 1 | 429.0658 |  | 373.0325 | 0 | 0 | 56.0333 | 0
06.08. | 2 | 427.5737 |  | 371.5404 | 0 | 0 | 56.0333 | 0
06.08. | 3 | 424.5894 |  | 368.5561 | 0 | 0 | 56.0333 | 0
06.08. | 4 | 424.5894 |  | 368.5561 | 0 | 0 | 56.0333 | 0
06.08. | 5 | 424.5894 |  | 368.5561 | 0 | 0 | 56.0333 | 0
06.08. | 6 | 433.5422 |  | 377.5089 | 0 | 0 | 56.0333 | 0
06.08. | 7 | 438.0186 |  | 381.9853 | 0 | 0 | 56.0333 | 0
06.08. | 8 | 441.0029 |  | 384.9695 | 0 | 0 | 56.0333 | 0
06.08. | 9 | 445.4793 |  | 389.4459 | 0 | 0 | 56.0333 | 0
06.08. | 10 | 446.9714 |  | 390.9381 | 0 | 0 | 56.0333 | 0
06.08. | 11 | 448.4635 |  | 392.4302 | 0 | 0 | 56.0333 | 0
06.08. | 12 | 448.4635 |  | 392.4302 | 0 | 0 | 56.0333 | 0
06.08. | 13 | 449.9557 |  | 393.9223 | 0 | 0 | 56.0333 | 0
06.08. | 14 | 449.9557 |  | 393.9223 | 0 | 0 | 56.0333 | 0
06.08. | 15 | 449.9557 |  | 393.9223 | 0 | 0 | 56.0333 | 0
06.08. | 16 | 449.9557 |  | 393.9223 | 0 | 0 | 56.0333 | 0
06.08. | 17 | 449.9557 |  | 393.9223 | 0 | 0 | 56.0333 | 0
06.08. | 18 | 448.4635 |  | 392.4302 | 0 | 0 | 56.0333 | 0
06.08. | 19 | 446.9714 |  | 390.9381 | 0 | 0 | 56.0333 | 0
06.08. | 20 | 443.9871 |  | 387.9538 | 0 | 0 | 56.0333 | 0
06.08. | 21 | 438.0186 |  | 381.9853 | 0 | 0 | 56.0333 | 0
06.08. | 22 | 433.5422 |  | 377.5089 | 0 | 0 | 56.0333 | 0
06.08. | 23 | 427.5737 |  | 371.5404 | 0 | 0 | 56.0333 | 0
06.08. | 24 | 426.0816 |  | 370.0482 | 0 | 0 | 56.0333 | 0
07.08. | 1 | 424.5894 |  | 368.5561 | 0 | 0 | 56.0333 | 0
07.08. | 2 | 424.5894 |  | 368.5561 | 0 | 0 | 56.0333 | 0
07.08. | 3 | 424.5894 |  | 368.5561 | 0 | 0 | 56.0333 | 0
07.08. | 4 | 424.5894 |  | 368.5561 | 0 | 0 | 56.0333 | 0
07.08. | 5 | 424.5894 |  | 368.5561 | 0 | 0 | 56.0333 | 0
07.08. | 6 | 432.0501 |  | 376.0168 | 0 | 0 | 56.0333 | 0
07.08. | 7 | 438.0186 |  | 381.9853 | 0 | 0 | 56.0333 | 0
07.08. | 8 | 442.495 |  | 386.4617 | 0 | 0 | 56.0333 | 0
07.08. | 9 | 446.9714 |  | 390.9381 | 0 | 0 | 56.0333 | 0
07.08. | 10 | 448.4635 |  | 392.4302 | 0 | 0 | 56.0333 | 0
07.08. | 11 | 449.9557 |  | 393.9223 | 0 | 0 | 56.0333 | 0
07.08. | 12 | 451.4478 |  | 395.4144 | 0 | 0 | 56.0333 | 0
07.08. | 13 | 451.4478 |  | 395.4144 | 0 | 0 | 56.0333 | 0
07.08. | 14 | 451.4478 |  | 395.4144 | 0 | 0 | 56.0333 | 0
07.08. | 15 | 451.4478 |  | 395.4144 | 0 | 0 | 56.0333 | 0
07.08. | 16 | 451.4478 |  | 395.4144 | 0 | 0 | 56.0333 | 0
07.08. | 17 | 451.4478 |  | 395.4144 | 0 | 0 | 56.0333 | 0
07.08. | 18 | 449.9557 |  | 393.9223 | 0 | 0 | 56.0333 | 0
07.08. | 19 | 448.4635 |  | 392.4302 | 0 | 0 | 56.0333 | 0
07.08. | 20 | 446.9714 |  | 390.9381 | 0 | 0 | 56.0333 | 0
07.08. | 21 | 443.9871 |  | 387.9538 | 0 | 0 | 56.0333 | 0
07.08. | 22 | 442.495 |  | 386.4617 | 0 | 0 | 56.0333 | 0
07.08. | 23 | 439.5107 |  | 383.4774 | 0 | 0 | 56.0333 | 0
07.08. | 24 | 439.5107 |  | 383.4774 | 0 | 0 | 56.0333 | 0
08.08. | 1 | 439.5107 |  | 383.4774 | 0 | 0 | 56.0333 | 0
08.08. | 2 | 438.0186 |  | 381.9853 | 0 | 0 | 56.0333 | 0
08.08. | 3 | 436.5265 |  | 380.4932 | 0 | 0 | 56.0333 | 0
08.08. | 4 | 436.5265 |  | 380.4932 | 0 | 0 | 56.0333 | 0
08.08. | 5 | 436.5265 |  | 380.4932 | 0 | 0 | 56.0333 | 0
08.08. | 6 | 439.5107 |  | 383.4774 | 0 | 0 | 56.0333 | 0
08.08. | 7 | 441.0029 |  | 384.9695 | 0 | 0 | 56.0333 | 0
08.08. | 8 | 443.9871 |  | 387.9538 | 0 | 0 | 56.0333 | 0
08.08. | 9 | 446.9714 |  | 390.9381 | 0 | 0 | 56.0333 | 0
08.08. | 10 | 448.4635 |  | 392.4302 | 0 | 0 | 56.0333 | 0
08.08. | 11 | 449.9557 |  | 393.9223 | 0 | 0 | 56.0333 | 0
08.08. | 12 | 449.9557 |  | 393.9223 | 0 | 0 | 56.0333 | 0
08.08. | 13 | 449.9557 |  | 393.9223 | 0 | 0 | 56.0333 | 0
08.08. | 14 | 448.4635 |  | 392.4302 | 0 | 0 | 56.0333 | 0
08.08. | 15 | 448.4635 |  | 392.4302 | 0 | 0 | 56.0333 | 0
08.08. | 16 | 448.4635 |  | 392.4302 | 0 | 0 | 56.0333 | 0
08.08. | 17 | 448.4635 |  | 392.4302 | 0 | 0 | 56.0333 | 0
08.08. | 18 | 446.9714 |  | 390.9381 | 0 | 0 | 56.0333 | 0
08.08. | 19 | 446.9714 |  | 390.9381 | 0 | 0 | 56.0333 | 0
08.08. | 20 | 445.4793 |  | 389.4459 | 0 | 0 | 56.0333 | 0
08.08. | 21 | 442.495 |  | 386.4617 | 0 | 0 | 56.0333 | 0
08.08. | 22 | 441.0029 |  | 384.9695 | 0 | 0 | 56.0333 | 0
08.08. | 23 | 438.0186 |  | 381.9853 | 0 | 0 | 56.0333 | 0
08.08. | 24 | 436.5265 |  | 380.4932 | 0 | 0 | 56.0333 | 0
09.08. | 1 | 436.5265 |  | 380.4932 | 0 | 0 | 56.0333 | 0
09.08. | 2 | 435.0344 |  | 379.001 | 0 | 0 | 56.0333 | 0
09.08. | 3 | 433.5422 |  | 377.5089 | 0 | 0 | 56.0333 | 0
09.08. | 4 | 433.5422 |  | 377.5089 | 0 | 0 | 56.0333 | 0
09.08. | 5 | 432.0501 |  | 376.0168 | 0 | 0 | 56.0333 | 0
09.08. | 6 | 435.0344 |  | 379.001 | 0 | 0 | 56.0333 | 0
09.08. | 7 | 439.5107 |  | 383.4774 | 0 | 0 | 56.0333 | 0
09.08. | 8 | 442.495 |  | 386.4617 | 0 | 0 | 56.0333 | 0
09.08. | 9 | 446.9714 |  | 390.9381 | 0 | 0 | 56.0333 | 0
09.08. | 10 | 448.4635 |  | 392.4302 | 0 | 0 | 56.0333 | 0
09.08. | 11 | 449.9557 |  | 393.9223 | 0 | 0 | 56.0333 | 0
09.08. | 12 | 451.4478 |  | 395.4144 | 0 | 0 | 56.0333 | 0
09.08. | 13 | 451.4478 |  | 395.4144 | 0 | 0 | 56.0333 | 0
09.08. | 14 | 451.4478 |  | 395.4144 | 0 | 0 | 56.0333 | 0
09.08. | 15 | 451.4478 |  | 395.4144 | 0 | 0 | 56.0333 | 0
09.08. | 16 | 451.4478 |  | 395.4144 | 0 | 0 | 56.0333 | 0
09.08. | 17 | 451.4478 |  | 395.4144 | 0 | 0 | 56.0333 | 0
09.08. | 18 | 449.9557 |  | 393.9223 | 0 | 0 | 56.0333 | 0
09.08. | 19 | 448.4635 |  | 392.4302 | 0 | 0 | 56.0333 | 0
09.08. | 20 | 446.9714 |  | 390.9381 | 0 | 0 | 56.0333 | 0
09.08. | 21 | 443.9871 |  | 387.9538 | 0 | 0 | 56.0333 | 0
09.08. | 22 | 442.495 |  | 386.4617 | 0 | 0 | 56.0333 | 0
09.08. | 23 | 438.0186 |  | 381.9853 | 0 | 0 | 56.0333 | 0
09.08. | 24 | 436.5265 |  | 380.4932 | 0 | 0 | 56.0333 | 0
10.08. | 1 | 435.0344 |  | 379.001 | 0 | 0 | 56.0333 | 0
10.08. | 2 | 435.0344 |  | 379.001 | 0 | 0 | 56.0333 | 0
10.08. | 3 | 432.0501 |  | 376.0168 | 0 | 0 | 56.0333 | 0
10.08. | 4 | 432.0501 |  | 376.0168 | 0 | 0 | 56.0333 | 0
10.08. | 5 | 433.5422 |  | 377.5089 | 0 | 0 | 56.0333 | 0
10.08. | 6 | 438.0186 |  | 381.9853 | 0 | 0 | 56.0333 | 0
10.08. | 7 | 442.495 |  | 386.4617 | 0 | 0 | 56.0333 | 0
10.08. | 8 | 445.4793 |  | 389.4459 | 0 | 0 | 56.0333 | 0
10.08. | 9 | 448.4635 |  | 392.4302 | 0 | 0 | 56.0333 | 0
10.08. | 10 | 449.9557 |  | 393.9223 | 0 | 0 | 56.0333 | 0
10.08. | 11 | 451.4478 |  | 395.4144 | 0 | 0 | 56.0333 | 0
10.08. | 12 | 451.4478 |  | 395.4144 | 0 | 0 | 56.0333 | 0
10.08. | 13 | 451.4478 |  | 395.4144 | 0 | 0 | 56.0333 | 0
10.08. | 14 | 451.4478 |  | 395.4144 | 0 | 0 | 56.0333 | 0
10.08. | 15 | 451.4478 |  | 395.4144 | 0 | 0 | 56.0333 | 0
10.08. | 16 | 451.4478 |  | 395.4144 | 0 | 0 | 56.0333 | 0
10.08. | 17 | 451.4478 |  | 395.4144 | 0 | 0 | 56.0333 | 0
10.08. | 18 | 449.9557 |  | 393.9223 | 0 | 0 | 56.0333 | 0
10.08. | 19 | 448.4635 |  | 392.4302 | 0 | 0 | 56.0333 | 0
10.08. | 20 | 448.4635 |  | 392.4302 | 0 | 0 | 56.0333 | 0
10.08. | 21 | 445.4793 |  | 389.4459 | 0 | 0 | 56.0333 | 0
10.08. | 22 | 443.9871 |  | 387.9538 | 0 | 0 | 56.0333 | 0
10.08. | 23 | 442.495 |  | 386.4617 | 0 | 0 | 56.0333 | 0
10.08. | 24 | 442.495 |  | 386.4617 | 0 | 0 | 56.0333 | 0
11.08. | 1 | 441.0029 |  | 384.9695 | 0 | 0 | 56.0333 | 0
11.08. | 2 | 441.0029 |  | 384.9695 | 0 | 0 | 56.0333 | 0
11.08. | 3 | 439.5107 |  | 383.4774 | 0 | 0 | 56.0333 | 0
11.08. | 4 | 438.0186 |  | 381.9853 | 0 | 0 | 56.0333 | 0
11.08. | 5 | 438.0186 |  | 381.9853 | 0 | 0 | 56.0333 | 0
11.08. | 6 | 439.5107 |  | 383.4774 | 0 | 0 | 56.0333 | 0
11.08. | 7 | 441.0029 |  | 384.9695 | 0 | 0 | 56.0333 | 0
11.08. | 8 | 442.495 |  | 386.4617 | 0 | 0 | 56.0333 | 0
11.08. | 9 | 446.9714 |  | 390.9381 | 0 | 0 | 56.0333 | 0
11.08. | 10 | 446.9714 |  | 390.9381 | 0 | 0 | 56.0333 | 0
11.08. | 11 | 448.4635 |  | 392.4302 | 0 | 0 | 56.0333 | 0
11.08. | 12 | 448.4635 |  | 392.4302 | 0 | 0 | 56.0333 | 0
11.08. | 13 | 448.4635 |  | 392.4302 | 0 | 0 | 56.0333 | 0
11.08. | 14 | 448.4635 |  | 392.4302 | 0 | 0 | 56.0333 | 0
11.08. | 15 | 448.4635 |  | 392.4302 | 0 | 0 | 56.0333 | 0
11.08. | 16 | 448.4635 |  | 392.4302 | 0 | 0 | 56.0333 | 0
11.08. | 17 | 448.4635 |  | 392.4302 | 0 | 0 | 56.0333 | 0
11.08. | 18 | 446.9714 |  | 390.9381 | 0 | 0 | 56.0333 | 0
11.08. | 19 | 445.4793 |  | 389.4459 | 0 | 0 | 56.0333 | 0
11.08. | 20 | 442.495 |  | 386.4617 | 0 | 0 | 56.0333 | 0
11.08. | 21 | 438.0186 |  | 381.9853 | 0 | 0 | 56.0333 | 0
11.08. | 22 | 433.5422 |  | 377.5089 | 0 | 0 | 56.0333 | 0
11.08. | 23 | 426.0816 |  | 370.0482 | 0 | 0 | 56.0333 | 0
11.08. | 24 | 424.5894 |  | 368.5561 | 0 | 0 | 56.0333 | 0
12.08. | 1 | 424.5894 |  | 368.5561 | 0 | 0 | 56.0333 | 0
12.08. | 2 | 424.5894 |  | 368.5561 | 0 | 0 | 56.0333 | 0
12.08. | 3 | 424.5894 |  | 368.5561 | 0 | 0 | 56.0333 | 0
12.08. | 4 | 424.5894 |  | 368.5561 | 0 | 0 | 56.0333 | 0
12.08. | 5 | 424.5894 |  | 368.5561 | 0 | 0 | 56.0333 | 0
12.08. | 6 | 426.0816 |  | 370.0482 | 0 | 0 | 56.0333 | 0
12.08. | 7 | 435.0344 |  | 379.001 | 0 | 0 | 56.0333 | 0
12.08. | 8 | 439.5107 |  | 383.4774 | 0 | 0 | 56.0333 | 0
12.08. | 9 | 445.4793 |  | 389.4459 | 0 | 0 | 56.0333 | 0
12.08. | 10 | 446.9714 |  | 390.9381 | 0 | 0 | 56.0333 | 0
12.08. | 11 | 448.4635 |  | 392.4302 | 0 | 0 | 56.0333 | 0
12.08. | 12 | 449.9557 |  | 393.9223 | 0 | 0 | 56.0333 | 0
12.08. | 13 | 449.9557 |  | 393.9223 | 0 | 0 | 56.0333 | 0
12.08. | 14 | 449.9557 |  | 393.9223 | 0 | 0 | 56.0333 | 0
12.08. | 15 | 449.9557 |  | 393.9223 | 0 | 0 | 56.0333 | 0
12.08. | 16 | 449.9557 |  | 393.9223 | 0 | 0 | 56.0333 | 0
12.08. | 17 | 449.9557 |  | 393.9223 | 0 | 0 | 56.0333 | 0
12.08. | 18 | 448.4635 |  | 392.4302 | 0 | 0 | 56.0333 | 0
12.08. | 19 | 446.9714 |  | 390.9381 | 0 | 0 | 56.0333 | 0
12.08. | 20 | 445.4793 |  | 389.4459 | 0 | 0 | 56.0333 | 0
12.08. | 21 | 439.5107 |  | 383.4774 | 0 | 0 | 56.0333 | 0
12.08. | 22 | 438.0186 |  | 381.9853 | 0 | 0 | 56.0333 | 0
12.08. | 23 | 432.0501 |  | 376.0168 | 0 | 0 | 56.0333 | 0
12.08. | 24 | 432.0501 |  | 376.0168 | 0 | 0 | 56.0333 | 0
13.08. | 1 | 432.0501 |  | 376.0168 | 0 | 0 | 56.0333 | 0
13.08. | 2 | 430.558 |  | 374.5246 | 0 | 0 | 56.0333 | 0
13.08. | 3 | 427.5737 |  | 371.5404 | 0 | 0 | 56.0333 | 0
13.08. | 4 | 427.5737 |  | 371.5404 | 0 | 0 | 56.0333 | 0
13.08. | 5 | 427.5737 |  | 371.5404 | 0 | 0 | 56.0333 | 0
13.08. | 6 | 435.0344 |  | 379.001 | 0 | 0 | 56.0333 | 0
13.08. | 7 | 439.5107 |  | 383.4774 | 0 | 0 | 56.0333 | 0
13.08. | 8 | 443.9871 |  | 387.9538 | 0 | 0 | 56.0333 | 0
13.08. | 9 | 448.4635 |  | 392.4302 | 0 | 0 | 56.0333 | 0
13.08. | 10 | 449.9557 |  | 393.9223 | 0 | 0 | 56.0333 | 0
13.08. | 11 | 451.4478 |  | 395.4144 | 0 | 0 | 56.0333 | 0
13.08. | 12 | 451.4478 |  | 395.4144 | 0 | 0 | 56.0333 | 0
13.08. | 13 | 451.4478 |  | 395.4144 | 0 | 0 | 56.0333 | 0
13.08. | 14 | 451.4478 |  | 395.4144 | 0 | 0 | 56.0333 | 0
13.08. | 15 | 451.4478 |  | 395.4144 | 0 | 0 | 56.0333 | 0
13.08. | 16 | 451.4478 |  | 395.4144 | 0 | 0 | 56.0333 | 0
13.08. | 17 | 451.4478 |  | 395.4144 | 0 | 0 | 56.0333 | 0
13.08. | 18 | 449.9557 |  | 393.9223 | 0 | 0 | 56.0333 | 0
13.08. | 19 | 448.4635 |  | 392.4302 | 0 | 0 | 56.0333 | 0
13.08. | 20 | 446.9714 |  | 390.9381 | 0 | 0 | 56.0333 | 0
13.08. | 21 | 443.9871 |  | 387.9538 | 0 | 0 | 56.0333 | 0
13.08. | 22 | 442.495 |  | 386.4617 | 0 | 0 | 56.0333 | 0
13.08. | 23 | 441.0029 |  | 384.9695 | 0 | 0 | 56.0333 | 0
13.08. | 24 | 439.5107 |  | 383.4774 | 0 | 0 | 56.0333 | 0
14.08. | 1 | 439.5107 |  | 383.4774 | 0 | 0 | 56.0333 | 0
14.08. | 2 | 438.0186 |  | 381.9853 | 0 | 0 | 56.0333 | 0
14.08. | 3 | 436.5265 |  | 380.4932 | 0 | 0 | 56.0333 | 0
14.08. | 4 | 436.5265 |  | 380.4932 | 0 | 0 | 56.0333 | 0
14.08. | 5 | 436.5265 |  | 380.4932 | 0 | 0 | 56.0333 | 0
14.08. | 6 | 439.5107 |  | 383.4774 | 0 | 0 | 56.0333 | 0
14.08. | 7 | 442.495 |  | 386.4617 | 0 | 0 | 56.0333 | 0
14.08. | 8 | 443.9871 |  | 387.9538 | 0 | 0 | 56.0333 | 0
14.08. | 9 | 448.4635 |  | 392.4302 | 0 | 0 | 56.0333 | 0
14.08. | 10 | 449.9557 |  | 393.9223 | 0 | 0 | 56.0333 | 0
14.08. | 11 | 451.4478 |  | 395.4144 | 0 | 0 | 56.0333 | 0
14.08. | 12 | 451.4478 |  | 395.4144 | 0 | 0 | 56.0333 | 0
14.08. | 13 | 451.4478 |  | 395.4144 | 0 | 0 | 56.0333 | 0
14.08. | 14 | 451.4478 |  | 395.4144 | 0 | 0 | 56.0333 | 0
14.08. | 15 | 451.4478 |  | 395.4144 | 0 | 0 | 56.0333 | 0
14.08. | 16 | 449.9557 |  | 393.9223 | 0 | 0 | 56.0333 | 0
14.08. | 17 | 449.9557 |  | 393.9223 | 0 | 0 | 56.0333 | 0
14.08. | 18 | 448.4635 |  | 392.4302 | 0 | 0 | 56.0333 | 0
14.08. | 19 | 446.9714 |  | 390.9381 | 0 | 0 | 56.0333 | 0
14.08. | 20 | 445.4793 |  | 389.4459 | 0 | 0 | 56.0333 | 0
14.08. | 21 | 441.0029 |  | 384.9695 | 0 | 0 | 56.0333 | 0
14.08. | 22 | 439.5107 |  | 383.4774 | 0 | 0 | 56.0333 | 0
14.08. | 23 | 433.5422 |  | 377.5089 | 0 | 0 | 56.0333 | 0
14.08. | 24 | 430.558 |  | 374.5246 | 0 | 0 | 56.0333 | 0
15.08. | 1 | 427.5737 |  | 371.5404 | 0 | 0 | 56.0333 | 0
15.08. | 2 | 424.5894 |  | 368.5561 | 0 | 0 | 56.0333 | 0
15.08. | 3 | 424.5894 |  | 368.5561 | 0 | 0 | 56.0333 | 0
15.08. | 4 | 424.5894 |  | 368.5561 | 0 | 0 | 56.0333 | 0
15.08. | 5 | 424.5894 |  | 368.5561 | 0 | 0 | 56.0333 | 0
15.08. | 6 | 426.0816 |  | 370.0482 | 0 | 0 | 56.0333 | 0
15.08. | 7 | 432.0501 |  | 376.0168 | 0 | 0 | 56.0333 | 0
15.08. | 8 | 435.0344 |  | 379.001 | 0 | 0 | 56.0333 | 0
15.08. | 9 | 441.0029 |  | 384.9695 | 0 | 0 | 56.0333 | 0
15.08. | 10 | 441.0029 |  | 384.9695 | 0 | 0 | 56.0333 | 0
15.08. | 11 | 443.9871 |  | 387.9538 | 0 | 0 | 56.0333 | 0
15.08. | 12 | 443.9871 |  | 387.9538 | 0 | 0 | 56.0333 | 0
15.08. | 13 | 443.9871 |  | 387.9538 | 0 | 0 | 56.0333 | 0
15.08. | 14 | 443.9871 |  | 387.9538 | 0 | 0 | 56.0333 | 0
15.08. | 15 | 443.9871 |  | 387.9538 | 0 | 0 | 56.0333 | 0
15.08. | 16 | 443.9871 |  | 387.9538 | 0 | 0 | 56.0333 | 0
15.08. | 17 | 442.495 |  | 386.4617 | 0 | 0 | 56.0333 | 0
15.08. | 18 | 439.5107 |  | 383.4774 | 0 | 0 | 56.0333 | 0
15.08. | 19 | 436.5265 |  | 380.4932 | 0 | 0 | 56.0333 | 0
15.08. | 20 | 432.0501 |  | 376.0168 | 0 | 0 | 56.0333 | 0
15.08. | 21 | 424.5894 |  | 368.5561 | 0 | 0 | 56.0333 | 0
15.08. | 22 | 424.5894 |  | 368.5561 | 0 | 0 | 56.0333 | 0
15.08. | 23 | 424.5894 |  | 368.5561 | 0 | 0 | 56.0333 | 0
15.08. | 24 | 424.5894 |  | 368.5561 | 0 | 0 | 56.0333 | 0
16.08. | 1 | 424.5894 |  | 368.5561 | 0 | 0 | 56.0333 | 0
16.08. | 2 | 424.5894 |  | 368.5561 | 0 | 0 | 56.0333 | 0
16.08. | 3 | 424.5894 |  | 368.5561 | 0 | 0 | 56.0333 | 0
16.08. | 4 | 424.5894 |  | 368.5561 | 0 | 0 | 56.0333 | 0
16.08. | 5 | 424.5894 |  | 368.5561 | 0 | 0 | 56.0333 | 0
16.08. | 6 | 424.5894 |  | 368.5561 | 0 | 0 | 56.0333 | 0
16.08. | 7 | 424.5894 |  | 368.5561 | 0 | 0 | 56.0333 | 0
16.08. | 8 | 424.5894 |  | 368.5561 | 0 | 0 | 56.0333 | 0
16.08. | 9 | 435.0344 |  | 379.001 | 0 | 0 | 56.0333 | 0
16.08. | 10 | 436.5265 |  | 380.4932 | 0 | 0 | 56.0333 | 0
16.08. | 11 | 441.0029 |  | 384.9695 | 0 | 0 | 56.0333 | 0
16.08. | 12 | 441.0029 |  | 384.9695 | 0 | 0 | 56.0333 | 0
16.08. | 13 | 441.0029 |  | 384.9695 | 0 | 0 | 56.0333 | 0
16.08. | 14 | 441.0029 |  | 384.9695 | 0 | 0 | 56.0333 | 0
16.08. | 15 | 441.0029 |  | 384.9695 | 0 | 0 | 56.0333 | 0
16.08. | 16 | 441.0029 |  | 384.9695 | 0 | 0 | 56.0333 | 0
16.08. | 17 | 441.0029 |  | 384.9695 | 0 | 0 | 56.0333 | 0
16.08. | 18 | 439.5107 |  | 383.4774 | 0 | 0 | 56.0333 | 0
16.08. | 19 | 438.0186 |  | 381.9853 | 0 | 0 | 56.0333 | 0
16.08. | 20 | 436.5265 |  | 380.4932 | 0 | 0 | 56.0333 | 0
16.08. | 21 | 432.0501 |  | 376.0168 | 0 | 0 | 56.0333 | 0
16.08. | 22 | 430.558 |  | 374.5246 | 0 | 0 | 56.0333 | 0
16.08. | 23 | 426.0816 |  | 370.0482 | 0 | 0 | 56.0333 | 0
16.08. | 24 | 426.0816 |  | 370.0482 | 0 | 0 | 56.0333 | 0
17.08. | 1 | 424.5894 |  | 368.5561 | 0 | 0 | 56.0333 | 0
17.08. | 2 | 424.5894 |  | 368.5561 | 0 | 0 | 56.0333 | 0
17.08. | 3 | 424.5894 |  | 368.5561 | 0 | 0 | 56.0333 | 0
17.08. | 4 | 424.5894 |  | 368.5561 | 0 | 0 | 56.0333 | 0
17.08. | 5 | 424.5894 |  | 368.5561 | 0 | 0 | 56.0333 | 0
17.08. | 6 | 426.0816 |  | 370.0482 | 0 | 0 | 56.0333 | 0
17.08. | 7 | 430.558 |  | 374.5246 | 0 | 0 | 56.0333 | 0
17.08. | 8 | 433.5422 |  | 377.5089 | 0 | 0 | 56.0333 | 0
17.08. | 9 | 439.5107 |  | 383.4774 | 0 | 0 | 56.0333 | 0
17.08. | 10 | 441.0029 |  | 384.9695 | 0 | 0 | 56.0333 | 0
17.08. | 11 | 445.4793 |  | 389.4459 | 0 | 0 | 56.0333 | 0
17.08. | 12 | 445.4793 |  | 389.4459 | 0 | 0 | 56.0333 | 0
17.08. | 13 | 446.9714 |  | 390.9381 | 0 | 0 | 56.0333 | 0
17.08. | 14 | 446.9714 |  | 390.9381 | 0 | 0 | 56.0333 | 0
17.08. | 15 | 448.4635 |  | 392.4302 | 0 | 0 | 56.0333 | 0
17.08. | 16 | 448.4635 |  | 392.4302 | 0 | 0 | 56.0333 | 0
17.08. | 17 | 448.4635 |  | 392.4302 | 0 | 0 | 56.0333 | 0
17.08. | 18 | 445.4793 |  | 389.4459 | 0 | 0 | 56.0333 | 0
17.08. | 19 | 443.9871 |  | 387.9538 | 0 | 0 | 56.0333 | 0
17.08. | 20 | 442.495 |  | 386.4617 | 0 | 0 | 56.0333 | 0
17.08. | 21 | 436.5265 |  | 380.4932 | 0 | 0 | 56.0333 | 0
17.08. | 22 | 433.5422 |  | 377.5089 | 0 | 0 | 56.0333 | 0
17.08. | 23 | 427.5737 |  | 371.5404 | 0 | 0 | 56.0333 | 0
17.08. | 24 | 426.0816 |  | 370.0482 | 0 | 0 | 56.0333 | 0
18.08. | 1 | 426.0816 |  | 370.0482 | 0 | 0 | 56.0333 | 0
18.08. | 2 | 424.5894 |  | 368.5561 | 0 | 0 | 56.0333 | 0
18.08. | 3 | 424.5894 |  | 368.5561 | 0 | 0 | 56.0333 | 0
18.08. | 4 | 424.5894 |  | 368.5561 | 0 | 0 | 56.0333 | 0
18.08. | 5 | 424.5894 |  | 368.5561 | 0 | 0 | 56.0333 | 0
18.08. | 6 | 433.5422 |  | 377.5089 | 0 | 0 | 56.0333 | 0
18.08. | 7 | 438.0186 |  | 381.9853 | 0 | 0 | 56.0333 | 0
18.08. | 8 | 442.495 |  | 386.4617 | 0 | 0 | 56.0333 | 0
18.08. | 9 | 446.9714 |  | 390.9381 | 0 | 0 | 56.0333 | 0
18.08. | 10 | 448.4635 |  | 392.4302 | 0 | 0 | 56.0333 | 0
18.08. | 11 | 449.9557 |  | 393.9223 | 0 | 0 | 56.0333 | 0
18.08. | 12 | 449.9557 |  | 393.9223 | 0 | 0 | 56.0333 | 0
18.08. | 13 | 451.4478 |  | 395.4144 | 0 | 0 | 56.0333 | 0
18.08. | 14 | 451.4478 |  | 395.4144 | 0 | 0 | 56.0333 | 0
18.08. | 15 | 451.4478 |  | 395.4144 | 0 | 0 | 56.0333 | 0
18.08. | 16 | 451.4478 |  | 395.4144 | 0 | 0 | 56.0333 | 0
18.08. | 17 | 451.4478 |  | 395.4144 | 0 | 0 | 56.0333 | 0
18.08. | 18 | 449.9557 |  | 393.9223 | 0 | 0 | 56.0333 | 0
18.08. | 19 | 448.4635 |  | 392.4302 | 0 | 0 | 56.0333 | 0
18.08. | 20 | 446.9714 |  | 390.9381 | 0 | 0 | 56.0333 | 0
18.08. | 21 | 443.9871 |  | 387.9538 | 0 | 0 | 56.0333 | 0
18.08. | 22 | 442.495 |  | 386.4617 | 0 | 0 | 56.0333 | 0
18.08. | 23 | 439.5107 |  | 383.4774 | 0 | 0 | 56.0333 | 0
18.08. | 24 | 439.5107 |  | 383.4774 | 0 | 0 | 56.0333 | 0
19.08. | 1 | 438.0186 |  | 381.9853 | 0 | 0 | 56.0333 | 0
19.08. | 2 | 438.0186 |  | 381.9853 | 0 | 0 | 56.0333 | 0
19.08. | 3 | 436.5265 |  | 380.4932 | 0 | 0 | 56.0333 | 0
19.08. | 4 | 436.5265 |  | 380.4932 | 0 | 0 | 56.0333 | 0
19.08. | 5 | 438.0186 |  | 381.9853 | 0 | 0 | 56.0333 | 0
19.08. | 6 | 442.495 |  | 386.4617 | 0 | 0 | 56.0333 | 0
19.08. | 7 | 445.4793 |  | 389.4459 | 0 | 0 | 56.0333 | 0
19.08. | 8 | 446.9714 |  | 390.9381 | 0 | 0 | 56.0333 | 0
19.08. | 9 | 449.9557 |  | 393.9223 | 0 | 0 | 56.0333 | 0
19.08. | 10 | 451.4478 |  | 395.4144 | 0 | 0 | 56.0333 | 0
19.08. | 11 | 451.4478 |  | 395.4144 | 0 | 0 | 56.0333 | 0
19.08. | 12 | 451.4478 |  | 395.4144 | 0 | 0 | 56.0333 | 0
19.08. | 13 | 451.4478 |  | 395.4144 | 0 | 0 | 56.0333 | 0
19.08. | 14 | 451.4478 |  | 395.4144 | 0 | 0 | 56.0333 | 0
19.08. | 15 | 451.4478 |  | 395.4144 | 0 | 0 | 56.0333 | 0
19.08. | 16 | 451.4478 |  | 395.4144 | 0 | 0 | 56.0333 | 0
19.08. | 17 | 451.4478 |  | 395.4144 | 0 | 0 | 56.0333 | 0
19.08. | 18 | 449.9557 |  | 393.9223 | 0 | 0 | 56.0333 | 0
19.08. | 19 | 448.4635 |  | 392.4302 | 0 | 0 | 56.0333 | 0
19.08. | 20 | 448.4635 |  | 392.4302 | 0 | 0 | 56.0333 | 0
19.08. | 21 | 445.4793 |  | 389.4459 | 0 | 0 | 56.0333 | 0
19.08. | 22 | 443.9871 |  | 387.9538 | 0 | 0 | 56.0333 | 0
19.08. | 23 | 441.0029 |  | 384.9695 | 0 | 0 | 56.0333 | 0
19.08. | 24 | 441.0029 |  | 384.9695 | 0 | 0 | 56.0333 | 0
20.08. | 1 | 439.5107 |  | 383.4774 | 0 | 0 | 56.0333 | 0
20.08. | 2 | 438.0186 |  | 381.9853 | 0 | 0 | 56.0333 | 0
20.08. | 3 | 435.0344 |  | 379.001 | 0 | 0 | 56.0333 | 0
20.08. | 4 | 433.5422 |  | 377.5089 | 0 | 0 | 56.0333 | 0
20.08. | 5 | 429.0658 |  | 373.0325 | 0 | 0 | 56.0333 | 0
20.08. | 6 | 429.0658 |  | 373.0325 | 0 | 0 | 56.0333 | 0
20.08. | 7 | 432.0501 |  | 376.0168 | 0 | 0 | 56.0333 | 0
20.08. | 8 | 432.0501 |  | 376.0168 | 0 | 0 | 56.0333 | 0
20.08. | 9 | 439.5107 |  | 383.4774 | 0 | 0 | 56.0333 | 0
20.08. | 10 | 441.0029 |  | 384.9695 | 0 | 0 | 56.0333 | 0
20.08. | 11 | 443.9871 |  | 387.9538 | 0 | 0 | 56.0333 | 0
20.08. | 12 | 445.4793 |  | 389.4459 | 0 | 0 | 56.0333 | 0
20.08. | 13 | 445.4793 |  | 389.4459 | 0 | 0 | 56.0333 | 0
20.08. | 14 | 446.9714 |  | 390.9381 | 0 | 0 | 56.0333 | 0
20.08. | 15 | 446.9714 |  | 390.9381 | 0 | 0 | 56.0333 | 0
20.08. | 16 | 446.9714 |  | 390.9381 | 0 | 0 | 56.0333 | 0
20.08. | 17 | 445.4793 |  | 389.4459 | 0 | 0 | 56.0333 | 0
20.08. | 18 | 441.0029 |  | 384.9695 | 0 | 0 | 56.0333 | 0
20.08. | 19 | 436.5265 |  | 380.4932 | 0 | 0 | 56.0333 | 0
20.08. | 20 | 430.558 |  | 374.5246 | 0 | 0 | 56.0333 | 0
20.08. | 21 | 424.5894 |  | 368.5561 | 0 | 0 | 56.0333 | 0
20.08. | 22 | 424.5894 |  | 368.5561 | 0 | 0 | 56.0333 | 0
20.08. | 23 | 424.5894 |  | 368.5561 | 0 | 0 | 56.0333 | 0
20.08. | 24 | 424.5894 |  | 368.5561 | 0 | 0 | 56.0333 | 0
21.08. | 1 | 424.5894 |  | 368.5561 | 0 | 0 | 56.0333 | 0
21.08. | 2 | 424.5894 |  | 368.5561 | 0 | 0 | 56.0333 | 0
21.08. | 3 | 424.5894 |  | 368.5561 | 0 | 0 | 56.0333 | 0
21.08. | 4 | 424.5894 |  | 368.5561 | 0 | 0 | 56.0333 | 0
21.08. | 5 | 424.5894 |  | 368.5561 | 0 | 0 | 56.0333 | 0
21.08. | 6 | 424.5894 |  | 368.5561 | 0 | 0 | 56.0333 | 0
21.08. | 7 | 427.5737 |  | 371.5404 | 0 | 0 | 56.0333 | 0
21.08. | 8 | 435.0344 |  | 379.001 | 0 | 0 | 56.0333 | 0
21.08. | 9 | 443.9871 |  | 387.9538 | 0 | 0 | 56.0333 | 0
21.08. | 10 | 446.9714 |  | 390.9381 | 0 | 0 | 56.0333 | 0
21.08. | 11 | 448.4635 |  | 392.4302 | 0 | 0 | 56.0333 | 0
21.08. | 12 | 448.4635 |  | 392.4302 | 0 | 0 | 56.0333 | 0
21.08. | 13 | 449.9557 |  | 393.9223 | 0 | 0 | 56.0333 | 0
21.08. | 14 | 449.9557 |  | 393.9223 | 0 | 0 | 56.0333 | 0
21.08. | 15 | 449.9557 |  | 393.9223 | 0 | 0 | 56.0333 | 0
21.08. | 16 | 449.9557 |  | 393.9223 | 0 | 0 | 56.0333 | 0
21.08. | 17 | 449.9557 |  | 393.9223 | 0 | 0 | 56.0333 | 0
21.08. | 18 | 446.9714 |  | 390.9381 | 0 | 0 | 56.0333 | 0
21.08. | 19 | 445.4793 |  | 389.4459 | 0 | 0 | 56.0333 | 0
21.08. | 20 | 445.4793 |  | 389.4459 | 0 | 0 | 56.0333 | 0
21.08. | 21 | 441.0029 |  | 384.9695 | 0 | 0 | 56.0333 | 0
21.08. | 22 | 439.5107 |  | 383.4774 | 0 | 0 | 56.0333 | 0
21.08. | 23 | 436.5265 |  | 380.4932 | 0 | 0 | 56.0333 | 0
21.08. | 24 | 435.0344 |  | 379.001 | 0 | 0 | 56.0333 | 0
22.08. | 1 | 433.5422 |  | 377.5089 | 0 | 0 | 56.0333 | 0
22.08. | 2 | 432.0501 |  | 376.0168 | 0 | 0 | 56.0333 | 0
22.08. | 3 | 427.5737 |  | 371.5404 | 0 | 0 | 56.0333 | 0
22.08. | 4 | 426.0816 |  | 370.0482 | 0 | 0 | 56.0333 | 0
22.08. | 5 | 427.5737 |  | 371.5404 | 0 | 0 | 56.0333 | 0
22.08. | 6 | 435.0344 |  | 379.001 | 0 | 0 | 56.0333 | 0
22.08. | 7 | 439.5107 |  | 383.4774 | 0 | 0 | 56.0333 | 0
22.08. | 8 | 442.495 |  | 386.4617 | 0 | 0 | 56.0333 | 0
22.08. | 9 | 446.9714 |  | 390.9381 | 0 | 0 | 56.0333 | 0
22.08. | 10 | 446.9714 |  | 390.9381 | 0 | 0 | 56.0333 | 0
22.08. | 11 | 448.4635 |  | 392.4302 | 0 | 0 | 56.0333 | 0
22.08. | 12 | 449.9557 |  | 393.9223 | 0 | 0 | 56.0333 | 0
22.08. | 13 | 449.9557 |  | 393.9223 | 0 | 0 | 56.0333 | 0
22.08. | 14 | 449.9557 |  | 393.9223 | 0 | 0 | 56.0333 | 0
22.08. | 15 | 449.9557 |  | 393.9223 | 0 | 0 | 56.0333 | 0
22.08. | 16 | 449.9557 |  | 393.9223 | 0 | 0 | 56.0333 | 0
22.08. | 17 | 448.4635 |  | 392.4302 | 0 | 0 | 56.0333 | 0
22.08. | 18 | 446.9714 |  | 390.9381 | 0 | 0 | 56.0333 | 0
22.08. | 19 | 443.9871 |  | 387.9538 | 0 | 0 | 56.0333 | 0
22.08. | 20 | 439.5107 |  | 383.4774 | 0 | 0 | 56.0333 | 0
22.08. | 21 | 432.0501 |  | 376.0168 | 0 | 0 | 56.0333 | 0
22.08. | 22 | 426.0816 |  | 370.0482 | 0 | 0 | 56.0333 | 0
22.08. | 23 | 424.5894 |  | 368.5561 | 0 | 0 | 56.0333 | 0
22.08. | 24 | 424.5894 |  | 368.5561 | 0 | 0 | 56.0333 | 0
23.08. | 1 | 424.5894 |  | 368.5561 | 0 | 0 | 56.0333 | 0
23.08. | 2 | 424.5894 |  | 368.5561 | 0 | 0 | 56.0333 | 0
23.08. | 3 | 424.5894 |  | 368.5561 | 0 | 0 | 56.0333 | 0
23.08. | 4 | 424.5894 |  | 368.5561 | 0 | 0 | 56.0333 | 0
23.08. | 5 | 424.5894 |  | 368.5561 | 0 | 0 | 56.0333 | 0
23.08. | 6 | 424.5894 |  | 368.5561 | 0 | 0 | 56.0333 | 0
23.08. | 7 | 435.0344 |  | 379.001 | 0 | 0 | 56.0333 | 0
23.08. | 8 | 441.0029 |  | 384.9695 | 0 | 0 | 56.0333 | 0
23.08. | 9 | 446.9714 |  | 390.9381 | 0 | 0 | 56.0333 | 0
23.08. | 10 | 448.4635 |  | 392.4302 | 0 | 0 | 56.0333 | 0
23.08. | 11 | 449.9557 |  | 393.9223 | 0 | 0 | 56.0333 | 0
23.08. | 12 | 449.9557 |  | 393.9223 | 0 | 0 | 56.0333 | 0
23.08. | 13 | 451.4478 |  | 395.4144 | 0 | 0 | 56.0333 | 0
23.08. | 14 | 451.4478 |  | 395.4144 | 0 | 0 | 56.0333 | 0
23.08. | 15 | 451.4478 |  | 395.4144 | 0 | 0 | 56.0333 | 0
23.08. | 16 | 449.9557 |  | 393.9223 | 0 | 0 | 56.0333 | 0
23.08. | 17 | 449.9557 |  | 393.9223 | 0 | 0 | 56.0333 | 0
23.08. | 18 | 448.4635 |  | 392.4302 | 0 | 0 | 56.0333 | 0
23.08. | 19 | 445.4793 |  | 389.4459 | 0 | 0 | 56.0333 | 0
23.08. | 20 | 443.9871 |  | 387.9538 | 0 | 0 | 56.0333 | 0
23.08. | 21 | 439.5107 |  | 383.4774 | 0 | 0 | 56.0333 | 0
23.08. | 22 | 436.5265 |  | 380.4932 | 0 | 0 | 56.0333 | 0
23.08. | 23 | 430.558 |  | 374.5246 | 0 | 0 | 56.0333 | 0
23.08. | 24 | 427.5737 |  | 371.5404 | 0 | 0 | 56.0333 | 0
24.08. | 1 | 426.0816 |  | 370.0482 | 0 | 0 | 56.0333 | 0
24.08. | 2 | 424.5894 |  | 368.5561 | 0 | 0 | 56.0333 | 0
24.08. | 3 | 424.5894 |  | 368.5561 | 0 | 0 | 56.0333 | 0
24.08. | 4 | 424.5894 |  | 368.5561 | 0 | 0 | 56.0333 | 0
24.08. | 5 | 424.5894 |  | 368.5561 | 0 | 0 | 56.0333 | 0
24.08. | 6 | 424.5894 |  | 368.5561 | 0 | 0 | 56.0333 | 0
24.08. | 7 | 432.0501 |  | 376.0168 | 0 | 0 | 56.0333 | 0
24.08. | 8 | 436.5265 |  | 380.4932 | 0 | 0 | 56.0333 | 0
24.08. | 9 | 443.9871 |  | 387.9538 | 0 | 0 | 56.0333 | 0
24.08. | 10 | 446.9714 |  | 390.9381 | 0 | 0 | 56.0333 | 0
24.08. | 11 | 448.4635 |  | 392.4302 | 0 | 0 | 56.0333 | 0
24.08. | 12 | 449.9557 |  | 393.9223 | 0 | 0 | 56.0333 | 0
24.08. | 13 | 449.9557 |  | 393.9223 | 0 | 0 | 56.0333 | 0
24.08. | 14 | 449.9557 |  | 393.9223 | 0 | 0 | 56.0333 | 0
24.08. | 15 | 449.9557 |  | 393.9223 | 0 | 0 | 56.0333 | 0
24.08. | 16 | 449.9557 |  | 393.9223 | 0 | 0 | 56.0333 | 0
24.08. | 17 | 449.9557 |  | 393.9223 | 0 | 0 | 56.0333 | 0
24.08. | 18 | 446.9714 |  | 390.9381 | 0 | 0 | 56.0333 | 0
24.08. | 19 | 445.4793 |  | 389.4459 | 0 | 0 | 56.0333 | 0
24.08. | 20 | 443.9871 |  | 387.9538 | 0 | 0 | 56.0333 | 0
24.08. | 21 | 441.0029 |  | 384.9695 | 0 | 0 | 56.0333 | 0
24.08. | 22 | 439.5107 |  | 383.4774 | 0 | 0 | 56.0333 | 0
24.08. | 23 | 435.0344 |  | 379.001 | 0 | 0 | 56.0333 | 0
24.08. | 24 | 433.5422 |  | 377.5089 | 0 | 0 | 56.0333 | 0
25.08. | 1 | 433.5422 |  | 377.5089 | 0 | 0 | 56.0333 | 0
25.08. | 2 | 432.0501 |  | 376.0168 | 0 | 0 | 56.0333 | 0
25.08. | 3 | 429.0658 |  | 373.0325 | 0 | 0 | 56.0333 | 0
25.08. | 4 | 426.0816 |  | 370.0482 | 0 | 0 | 56.0333 | 0
25.08. | 5 | 424.5894 |  | 368.5561 | 0 | 0 | 56.0333 | 0
25.08. | 6 | 424.5894 |  | 368.5561 | 0 | 0 | 56.0333 | 0
25.08. | 7 | 424.5894 |  | 368.5561 | 0 | 0 | 56.0333 | 0
25.08. | 8 | 424.5894 |  | 368.5561 | 0 | 0 | 56.0333 | 0
25.08. | 9 | 432.0501 |  | 376.0168 | 0 | 0 | 56.0333 | 0
25.08. | 10 | 433.5422 |  | 377.5089 | 0 | 0 | 56.0333 | 0
25.08. | 11 | 438.0186 |  | 381.9853 | 0 | 0 | 56.0333 | 0
25.08. | 12 | 438.0186 |  | 381.9853 | 0 | 0 | 56.0333 | 0
25.08. | 13 | 438.0186 |  | 381.9853 | 0 | 0 | 56.0333 | 0
25.08. | 14 | 436.5265 |  | 380.4932 | 0 | 0 | 56.0333 | 0
25.08. | 15 | 433.5422 |  | 377.5089 | 0 | 0 | 56.0333 | 0
25.08. | 16 | 430.558 |  | 374.5246 | 0 | 0 | 56.0333 | 0
25.08. | 17 | 430.558 |  | 374.5246 | 0 | 0 | 56.0333 | 0
25.08. | 18 | 426.0816 |  | 370.0482 | 0 | 0 | 56.0333 | 0
25.08. | 19 | 424.5894 |  | 368.5561 | 0 | 0 | 56.0333 | 0
25.08. | 20 | 424.5894 |  | 368.5561 | 0 | 0 | 56.0333 | 0
25.08. | 21 | 424.5894 |  | 368.5561 | 0 | 0 | 56.0333 | 0
25.08. | 22 | 424.5894 |  | 368.5561 | 0 | 0 | 56.0333 | 0
25.08. | 23 | 424.5894 |  | 368.5561 | 0 | 0 | 56.0333 | 0
25.08. | 24 | 424.5894 |  | 368.5561 | 0 | 0 | 56.0333 | 0
26.08. | 1 | 424.5894 |  | 368.5561 | 0 | 0 | 56.0333 | 0
26.08. | 2 | 424.5894 |  | 368.5561 | 0 | 0 | 56.0333 | 0
26.08. | 3 | 424.5894 |  | 368.5561 | 0 | 0 | 56.0333 | 0
26.08. | 4 | 424.5894 |  | 368.5561 | 0 | 0 | 56.0333 | 0
26.08. | 5 | 424.5894 |  | 368.5561 | 0 | 0 | 56.0333 | 0
26.08. | 6 | 424.5894 |  | 368.5561 | 0 | 0 | 56.0333 | 0
26.08. | 7 | 424.5894 |  | 368.5561 | 0 | 0 | 56.0333 | 0
26.08. | 8 | 424.5894 |  | 368.5561 | 0 | 0 | 56.0333 | 0
26.08. | 9 | 427.5737 |  | 371.5404 | 0 | 0 | 56.0333 | 0
26.08. | 10 | 433.5422 |  | 377.5089 | 0 | 0 | 56.0333 | 0
26.08. | 11 | 439.5107 |  | 383.4774 | 0 | 0 | 56.0333 | 0
26.08. | 12 | 441.0029 |  | 384.9695 | 0 | 0 | 56.0333 | 0
26.08. | 13 | 441.0029 |  | 384.9695 | 0 | 0 | 56.0333 | 0
26.08. | 14 | 441.0029 |  | 384.9695 | 0 | 0 | 56.0333 | 0
26.08. | 15 | 441.0029 |  | 384.9695 | 0 | 0 | 56.0333 | 0
26.08. | 16 | 441.0029 |  | 384.9695 | 0 | 0 | 56.0333 | 0
26.08. | 17 | 439.5107 |  | 383.4774 | 0 | 0 | 56.0333 | 0
26.08. | 18 | 433.5422 |  | 377.5089 | 0 | 0 | 56.0333 | 0
26.08. | 19 | 427.5737 |  | 371.5404 | 0 | 0 | 56.0333 | 0
26.08. | 20 | 424.5894 |  | 368.5561 | 0 | 0 | 56.0333 | 0
26.08. | 21 | 424.5894 |  | 368.5561 | 0 | 0 | 56.0333 | 0
26.08. | 22 | 424.5894 |  | 368.5561 | 0 | 0 | 56.0333 | 0
26.08. | 23 | 424.5894 |  | 368.5561 | 0 | 0 | 56.0333 | 0
26.08. | 24 | 424.5894 |  | 368.5561 | 0 | 0 | 56.0333 | 0
27.08. | 1 | 424.5894 |  | 368.5561 | 0 | 0 | 56.0333 | 0
27.08. | 2 | 424.5894 |  | 368.5561 | 0 | 0 | 56.0333 | 0
27.08. | 3 | 424.5894 |  | 368.5561 | 0 | 0 | 56.0333 | 0
27.08. | 4 | 424.5894 |  | 368.5561 | 0 | 0 | 56.0333 | 0
27.08. | 5 | 424.5894 |  | 368.5561 | 0 | 0 | 56.0333 | 0
27.08. | 6 | 424.5894 |  | 368.5561 | 0 | 0 | 56.0333 | 0
27.08. | 7 | 424.5894 |  | 368.5561 | 0 | 0 | 56.0333 | 0
27.08. | 8 | 424.5894 |  | 368.5561 | 0 | 0 | 56.0333 | 0
27.08. | 9 | 432.0501 |  | 376.0168 | 0 | 0 | 56.0333 | 0
27.08. | 10 | 436.5265 |  | 380.4932 | 0 | 0 | 56.0333 | 0
27.08. | 11 | 441.0029 |  | 384.9695 | 0 | 0 | 56.0333 | 0
27.08. | 12 | 442.495 |  | 386.4617 | 0 | 0 | 56.0333 | 0
27.08. | 13 | 442.495 |  | 386.4617 | 0 | 0 | 56.0333 | 0
27.08. | 14 | 443.9871 |  | 387.9538 | 0 | 0 | 56.0333 | 0
27.08. | 15 | 443.9871 |  | 387.9538 | 0 | 0 | 56.0333 | 0
27.08. | 16 | 442.495 |  | 386.4617 | 0 | 0 | 56.0333 | 0
27.08. | 17 | 441.0029 |  | 384.9695 | 0 | 0 | 56.0333 | 0
27.08. | 18 | 433.5422 |  | 377.5089 | 0 | 0 | 56.0333 | 0
27.08. | 19 | 427.5737 |  | 371.5404 | 0 | 0 | 56.0333 | 0
27.08. | 20 | 426.0816 |  | 370.0482 | 0 | 0 | 56.0333 | 0
27.08. | 21 | 424.5894 |  | 368.5561 | 0 | 0 | 56.0333 | 0
27.08. | 22 | 424.5894 |  | 368.5561 | 0 | 0 | 56.0333 | 0
27.08. | 23 | 424.5894 |  | 368.5561 | 0 | 0 | 56.0333 | 0
27.08. | 24 | 424.5894 |  | 368.5561 | 0 | 0 | 56.0333 | 0
28.08. | 1 | 424.5894 |  | 368.5561 | 0 | 0 | 56.0333 | 0
28.08. | 2 | 424.5894 |  | 368.5561 | 0 | 0 | 56.0333 | 0
28.08. | 3 | 424.5894 |  | 368.5561 | 0 | 0 | 56.0333 | 0
28.08. | 4 | 424.5894 |  | 368.5561 | 0 | 0 | 56.0333 | 0
28.08. | 5 | 424.5894 |  | 368.5561 | 0 | 0 | 56.0333 | 0
28.08. | 6 | 424.5894 |  | 368.5561 | 0 | 0 | 56.0333 | 0
28.08. | 7 | 424.5894 |  | 368.5561 | 0 | 0 | 56.0333 | 0
28.08. | 8 | 424.5894 |  | 368.5561 | 0 | 0 | 56.0333 | 0
28.08. | 9 | 430.558 |  | 374.5246 | 0 | 0 | 56.0333 | 0
28.08. | 10 | 433.5422 |  | 377.5089 | 0 | 0 | 56.0333 | 0
28.08. | 11 | 436.5265 |  | 380.4932 | 0 | 0 | 56.0333 | 0
28.08. | 12 | 435.0344 |  | 379.001 | 0 | 0 | 56.0333 | 0
28.08. | 13 | 433.5422 |  | 377.5089 | 0 | 0 | 56.0333 | 0
28.08. | 14 | 432.0501 |  | 376.0168 | 0 | 0 | 56.0333 | 0
28.08. | 15 | 427.5737 |  | 371.5404 | 0 | 0 | 56.0333 | 0
28.08. | 16 | 424.5894 |  | 368.5561 | 0 | 0 | 56.0333 | 0
28.08. | 17 | 424.5894 |  | 368.5561 | 0 | 0 | 56.0333 | 0
28.08. | 18 | 424.5894 |  | 368.5561 | 0 | 0 | 56.0333 | 0
28.08. | 19 | 424.5894 |  | 368.5561 | 0 | 0 | 56.0333 | 0
28.08. | 20 | 424.5894 |  | 368.5561 | 0 | 0 | 56.0333 | 0
28.08. | 21 | 424.5894 |  | 368.5561 | 0 | 0 | 56.0333 | 0
28.08. | 22 | 424.5894 |  | 368.5561 | 0 | 0 | 56.0333 | 0
28.08. | 23 | 424.5894 |  | 368.5561 | 0 | 0 | 56.0333 | 0
28.08. | 24 | 424.5894 |  | 368.5561 | 0 | 0 | 56.0333 | 0
29.08. | 1 | 424.5894 |  | 368.5561 | 0 | 0 | 56.0333 | 0
29.08. | 2 | 424.5894 |  | 368.5561 | 0 | 0 | 56.0333 | 0
29.08. | 3 | 424.5894 |  | 368.5561 | 0 | 0 | 56.0333 | 0
29.08. | 4 | 424.5894 |  | 368.5561 | 0 | 0 | 56.0333 | 0
29.08. | 5 | 424.5894 |  | 368.5561 | 0 | 0 | 56.0333 | 0
29.08. | 6 | 424.5894 |  | 368.5561 | 0 | 0 | 56.0333 | 0
29.08. | 7 | 424.5894 |  | 368.5561 | 0 | 0 | 56.0333 | 0
29.08. | 8 | 424.5894 |  | 368.5561 | 0 | 0 | 56.0333 | 0
29.08. | 9 | 424.5894 |  | 368.5561 | 0 | 0 | 56.0333 | 0
29.08. | 10 | 424.5894 |  | 368.5561 | 0 | 0 | 56.0333 | 0
29.08. | 11 | 426.0816 |  | 370.0482 | 0 | 0 | 56.0333 | 0
29.08. | 12 | 430.558 |  | 374.5246 | 0 | 0 | 56.0333 | 0
29.08. | 13 | 433.5422 |  | 377.5089 | 0 | 0 | 56.0333 | 0
29.08. | 14 | 435.0344 |  | 379.001 | 0 | 0 | 56.0333 | 0
29.08. | 15 | 435.0344 |  | 379.001 | 0 | 0 | 56.0333 | 0
29.08. | 16 | 433.5422 |  | 377.5089 | 0 | 0 | 56.0333 | 0
29.08. | 17 | 430.558 |  | 374.5246 | 0 | 0 | 56.0333 | 0
29.08. | 18 | 424.5894 |  | 368.5561 | 0 | 0 | 56.0333 | 0
29.08. | 19 | 424.5894 |  | 368.5561 | 0 | 0 | 56.0333 | 0
29.08. | 20 | 424.5894 |  | 368.5561 | 0 | 0 | 56.0333 | 0
29.08. | 21 | 424.5894 |  | 368.5561 | 0 | 0 | 56.0333 | 0
29.08. | 22 | 424.5894 |  | 368.5561 | 0 | 0 | 56.0333 | 0
29.08. | 23 | 424.5894 |  | 368.5561 | 0 | 0 | 56.0333 | 0
29.08. | 24 | 424.5894 |  | 368.5561 | 0 | 0 | 56.0333 | 0
30.08. | 1 | 424.5894 |  | 368.5561 | 0 | 0 | 56.0333 | 0
30.08. | 2 | 424.5894 |  | 368.5561 | 0 | 0 | 56.0333 | 0
30.08. | 3 | 424.5894 |  | 368.5561 | 0 | 0 | 56.0333 | 0
30.08. | 4 | 424.5894 |  | 368.5561 | 0 | 0 | 56.0333 | 0
30.08. | 5 | 424.5894 |  | 368.5561 | 0 | 0 | 56.0333 | 0
30.08. | 6 | 424.5894 |  | 368.5561 | 0 | 0 | 56.0333 | 0
30.08. | 7 | 424.5894 |  | 368.5561 | 0 | 0 | 56.0333 | 0
30.08. | 8 | 424.5894 |  | 368.5561 | 0 | 0 | 56.0333 | 0
30.08. | 9 | 424.5894 |  | 368.5561 | 0 | 0 | 56.0333 | 0
30.08. | 10 | 429.0658 |  | 373.0325 | 0 | 0 | 56.0333 | 0
30.08. | 11 | 436.5265 |  | 380.4932 | 0 | 0 | 56.0333 | 0
30.08. | 12 | 438.0186 |  | 381.9853 | 0 | 0 | 56.0333 | 0
30.08. | 13 | 439.5107 |  | 383.4774 | 0 | 0 | 56.0333 | 0
30.08. | 14 | 441.0029 |  | 384.9695 | 0 | 0 | 56.0333 | 0
30.08. | 15 | 442.495 |  | 386.4617 | 0 | 0 | 56.0333 | 0
30.08. | 16 | 441.0029 |  | 384.9695 | 0 | 0 | 56.0333 | 0
30.08. | 17 | 439.5107 |  | 383.4774 | 0 | 0 | 56.0333 | 0
30.08. | 18 | 430.558 |  | 374.5246 | 0 | 0 | 56.0333 | 0
30.08. | 19 | 424.5894 |  | 368.5561 | 0 | 0 | 56.0333 | 0
30.08. | 20 | 424.5894 |  | 368.5561 | 0 | 0 | 56.0333 | 0
30.08. | 21 | 424.5894 |  | 368.5561 | 0 | 0 | 56.0333 | 0
30.08. | 22 | 424.5894 |  | 368.5561 | 0 | 0 | 56.0333 | 0
30.08. | 23 | 424.5894 |  | 368.5561 | 0 | 0 | 56.0333 | 0
30.08. | 24 | 424.5894 |  | 368.5561 | 0 | 0 | 56.0333 | 0
31.08. | 1 | 424.5894 |  | 368.5561 | 0 | 0 | 56.0333 | 0
31.08. | 2 | 424.5894 |  | 368.5561 | 0 | 0 | 56.0333 | 0
31.08. | 3 | 424.5894 |  | 368.5561 | 0 | 0 | 56.0333 | 0
31.08. | 4 | 424.5894 |  | 368.5561 | 0 | 0 | 56.0333 | 0
31.08. | 5 | 424.5894 |  | 368.5561 | 0 | 0 | 56.0333 | 0
31.08. | 6 | 424.5894 |  | 368.5561 | 0 | 0 | 56.0333 | 0
31.08. | 7 | 424.5894 |  | 368.5561 | 0 | 0 | 56.0333 | 0
31.08. | 8 | 424.5894 |  | 368.5561 | 0 | 0 | 56.0333 | 0
31.08. | 9 | 435.0344 |  | 379.001 | 0 | 0 | 56.0333 | 0
31.08. | 10 | 439.5107 |  | 383.4774 | 0 | 0 | 56.0333 | 0
31.08. | 11 | 443.9871 |  | 387.9538 | 0 | 0 | 56.0333 | 0
31.08. | 12 | 445.4793 |  | 389.4459 | 0 | 0 | 56.0333 | 0
31.08. | 13 | 445.4793 |  | 389.4459 | 0 | 0 | 56.0333 | 0
31.08. | 14 | 446.9714 |  | 390.9381 | 0 | 0 | 56.0333 | 0
31.08. | 15 | 446.9714 |  | 390.9381 | 0 | 0 | 56.0333 | 0
31.08. | 16 | 446.9714 |  | 390.9381 | 0 | 0 | 56.0333 | 0
31.08. | 17 | 445.4793 |  | 389.4459 | 0 | 0 | 56.0333 | 0
31.08. | 18 | 441.0029 |  | 384.9695 | 0 | 0 | 56.0333 | 0
31.08. | 19 | 435.0344 |  | 379.001 | 0 | 0 | 56.0333 | 0
31.08. | 20 | 432.0501 |  | 376.0168 | 0 | 0 | 56.0333 | 0
31.08. | 21 | 424.5894 |  | 368.5561 | 0 | 0 | 56.0333 | 0
31.08. | 22 | 424.5894 |  | 368.5561 | 0 | 0 | 56.0333 | 0
31.08. | 23 | 424.5894 |  | 368.5561 | 0 | 0 | 56.0333 | 0
31.08. | 24 | 424.5894 |  | 368.5561 | 0 | 0 | 56.0333 | 0
01.09. | 1 | 473.2285 |  | 434.2098 | 0 | 0 | 39.0187 | 0
01.09. | 2 | 473.2285 |  | 434.2098 | 0 | 0 | 39.0187 | 0
01.09. | 3 | 471.7364 |  | 432.7177 | 0 | 0 | 39.0187 | 0
01.09. | 4 | 471.7364 |  | 432.7177 | 0 | 0 | 39.0187 | 0
01.09. | 5 | 471.7364 |  | 432.7177 | 0 | 0 | 39.0187 | 0
01.09. | 6 | 473.2285 |  | 434.2098 | 0 | 0 | 39.0187 | 0
01.09. | 7 | 476.2127 |  | 437.1941 | 0 | 0 | 39.0187 | 0
01.09. | 8 | 477.7049 |  | 438.6862 | 0 | 0 | 39.0187 | 0
01.09. | 9 | 479.197 |  | 440.1784 | 0 | 0 | 39.0187 | 0
01.09. | 10 | 479.197 |  | 440.1784 | 0 | 0 | 39.0187 | 0
01.09. | 11 | 479.197 |  | 440.1784 | 0 | 0 | 39.0187 | 0
01.09. | 12 | 479.197 |  | 440.1784 | 0 | 0 | 39.0187 | 0
01.09. | 13 | 479.197 |  | 440.1784 | 0 | 0 | 39.0187 | 0
01.09. | 14 | 479.197 |  | 440.1784 | 0 | 0 | 39.0187 | 0
01.09. | 15 | 479.197 |  | 440.1784 | 0 | 0 | 39.0187 | 0
01.09. | 16 | 479.197 |  | 440.1784 | 0 | 0 | 39.0187 | 0
01.09. | 17 | 479.197 |  | 440.1784 | 0 | 0 | 39.0187 | 0
01.09. | 18 | 479.197 |  | 440.1784 | 0 | 0 | 39.0187 | 0
01.09. | 19 | 479.197 |  | 440.1784 | 0 | 0 | 39.0187 | 0
01.09. | 20 | 479.197 |  | 440.1784 | 0 | 0 | 39.0187 | 0
01.09. | 21 | 477.7049 |  | 438.6862 | 0 | 0 | 39.0187 | 0
01.09. | 22 | 477.7049 |  | 438.6862 | 0 | 0 | 39.0187 | 0
01.09. | 23 | 476.2127 |  | 437.1941 | 0 | 0 | 39.0187 | 0
01.09. | 24 | 474.7206 |  | 435.702 | 0 | 0 | 39.0187 | 0
02.09. | 1 | 474.7206 |  | 435.702 | 0 | 0 | 39.0187 | 0
02.09. | 2 | 474.7206 |  | 435.702 | 0 | 0 | 39.0187 | 0
02.09. | 3 | 473.2285 |  | 434.2098 | 0 | 0 | 39.0187 | 0
02.09. | 4 | 473.2285 |  | 434.2098 | 0 | 0 | 39.0187 | 0
02.09. | 5 | 474.7206 |  | 435.702 | 0 | 0 | 39.0187 | 0
02.09. | 6 | 476.2127 |  | 437.1941 | 0 | 0 | 39.0187 | 0
02.09. | 7 | 477.7049 |  | 438.6862 | 0 | 0 | 39.0187 | 0
02.09. | 8 | 477.7049 |  | 438.6862 | 0 | 0 | 39.0187 | 0
02.09. | 9 | 479.197 |  | 440.1784 | 0 | 0 | 39.0187 | 0
02.09. | 10 | 479.197 |  | 440.1784 | 0 | 0 | 39.0187 | 0
02.09. | 11 | 479.197 |  | 440.1784 | 0 | 0 | 39.0187 | 0
02.09. | 12 | 479.197 |  | 440.1784 | 0 | 0 | 39.0187 | 0
02.09. | 13 | 479.197 |  | 440.1784 | 0 | 0 | 39.0187 | 0
02.09. | 14 | 479.197 |  | 440.1784 | 0 | 0 | 39.0187 | 0
02.09. | 15 | 479.197 |  | 440.1784 | 0 | 0 | 39.0187 | 0
02.09. | 16 | 479.197 |  | 440.1784 | 0 | 0 | 39.0187 | 0
02.09. | 17 | 479.197 |  | 440.1784 | 0 | 0 | 39.0187 | 0
02.09. | 18 | 479.197 |  | 440.1784 | 0 | 0 | 39.0187 | 0
02.09. | 19 | 479.197 |  | 440.1784 | 0 | 0 | 39.0187 | 0
02.09. | 20 | 477.7049 |  | 438.6862 | 0 | 0 | 39.0187 | 0
02.09. | 21 | 476.2127 |  | 437.1941 | 0 | 0 | 39.0187 | 0
02.09. | 22 | 474.7206 |  | 435.702 | 0 | 0 | 39.0187 | 0
02.09. | 23 | 473.2285 |  | 434.2098 | 0 | 0 | 39.0187 | 0
02.09. | 24 | 473.2285 |  | 434.2098 | 0 | 0 | 39.0187 | 0
03.09. | 1 | 471.7364 |  | 432.7177 | 0 | 0 | 39.0187 | 0
03.09. | 2 | 471.7364 |  | 432.7177 | 0 | 0 | 39.0187 | 0
03.09. | 3 | 470.2442 |  | 431.2256 | 0 | 0 | 39.0187 | 0
03.09. | 4 | 470.2442 |  | 431.2256 | 0 | 0 | 39.0187 | 0
03.09. | 5 | 471.7364 |  | 432.7177 | 0 | 0 | 39.0187 | 0
03.09. | 6 | 473.2285 |  | 434.2098 | 0 | 0 | 39.0187 | 0
03.09. | 7 | 477.7049 |  | 438.6862 | 0 | 0 | 39.0187 | 0
03.09. | 8 | 479.197 |  | 440.1784 | 0 | 0 | 39.0187 | 0
03.09. | 9 | 479.197 |  | 440.1784 | 0 | 0 | 39.0187 | 0
03.09. | 10 | 480.6891 |  | 441.6705 | 0 | 0 | 39.0187 | 0
03.09. | 11 | 489.6419 |  | 450.6233 | 0 | 0 | 39.0187 | 0
03.09. | 12 | 491.134 |  | 452.1154 | 0 | 0 | 39.0187 | 0
03.09. | 13 | 494.1183 |  | 455.0996 | 0 | 0 | 39.0187 | 0
03.09. | 14 | 495.6104 |  | 456.5918 | 0 | 0 | 39.0187 | 0
03.09. | 15 | 495.6104 |  | 456.5918 | 0 | 0 | 39.0187 | 0
03.09. | 16 | 495.6104 |  | 456.5918 | 0 | 0 | 39.0187 | 0
03.09. | 17 | 494.1183 |  | 455.0996 | 0 | 0 | 39.0187 | 0
03.09. | 18 | 482.1813 |  | 443.1626 | 0 | 0 | 39.0187 | 0
03.09. | 19 | 479.197 |  | 440.1784 | 0 | 0 | 39.0187 | 0
03.09. | 20 | 479.197 |  | 440.1784 | 0 | 0 | 39.0187 | 0
03.09. | 21 | 479.197 |  | 440.1784 | 0 | 0 | 39.0187 | 0
03.09. | 22 | 479.197 |  | 440.1784 | 0 | 0 | 39.0187 | 0
03.09. | 23 | 479.197 |  | 440.1784 | 0 | 0 | 39.0187 | 0
03.09. | 24 | 479.197 |  | 440.1784 | 0 | 0 | 39.0187 | 0
04.09. | 1 | 479.197 |  | 440.1784 | 0 | 0 | 39.0187 | 0
04.09. | 2 | 479.197 |  | 440.1784 | 0 | 0 | 39.0187 | 0
04.09. | 3 | 479.197 |  | 440.1784 | 0 | 0 | 39.0187 | 0
04.09. | 4 | 479.197 |  | 440.1784 | 0 | 0 | 39.0187 | 0
04.09. | 5 | 479.197 |  | 440.1784 | 0 | 0 | 39.0187 | 0
04.09. | 6 | 479.197 |  | 440.1784 | 0 | 0 | 39.0187 | 0
04.09. | 7 | 479.197 |  | 440.1784 | 0 | 0 | 39.0187 | 0
04.09. | 8 | 479.197 |  | 440.1784 | 0 | 0 | 39.0187 | 0
04.09. | 9 | 479.197 |  | 440.1784 | 0 | 0 | 39.0187 | 0
04.09. | 10 | 479.197 |  | 440.1784 | 0 | 0 | 39.0187 | 0
04.09. | 11 | 480.6891 |  | 441.6705 | 0 | 0 | 39.0187 | 0
04.09. | 12 | 479.197 |  | 440.1784 | 0 | 0 | 39.0187 | 0
04.09. | 13 | 479.197 |  | 440.1784 | 0 | 0 | 39.0187 | 0
04.09. | 14 | 479.197 |  | 440.1784 | 0 | 0 | 39.0187 | 0
04.09. | 15 | 479.197 |  | 440.1784 | 0 | 0 | 39.0187 | 0
04.09. | 16 | 479.197 |  | 440.1784 | 0 | 0 | 39.0187 | 0
04.09. | 17 | 479.197 |  | 440.1784 | 0 | 0 | 39.0187 | 0
04.09. | 18 | 479.197 |  | 440.1784 | 0 | 0 | 39.0187 | 0
04.09. | 19 | 479.197 |  | 440.1784 | 0 | 0 | 39.0187 | 0
04.09. | 20 | 479.197 |  | 440.1784 | 0 | 0 | 39.0187 | 0
04.09. | 21 | 477.7049 |  | 438.6862 | 0 | 0 | 39.0187 | 0
04.09. | 22 | 477.7049 |  | 438.6862 | 0 | 0 | 39.0187 | 0
04.09. | 23 | 476.2127 |  | 437.1941 | 0 | 0 | 39.0187 | 0
04.09. | 24 | 474.7206 |  | 435.702 | 0 | 0 | 39.0187 | 0
05.09. | 1 | 474.7206 |  | 435.702 | 0 | 0 | 39.0187 | 0
05.09. | 2 | 473.2285 |  | 434.2098 | 0 | 0 | 39.0187 | 0
05.09. | 3 | 473.2285 |  | 434.2098 | 0 | 0 | 39.0187 | 0
05.09. | 4 | 471.7364 |  | 432.7177 | 0 | 0 | 39.0187 | 0
05.09. | 5 | 470.2442 |  | 431.2256 | 0 | 0 | 39.0187 | 0
05.09. | 6 | 468.7521 |  | 429.7334 | 0 | 0 | 39.0187 | 0
05.09. | 7 | 468.7521 |  | 429.7334 | 0 | 0 | 39.0187 | 0
05.09. | 8 | 467.26 |  | 428.2413 | 0 | 0 | 39.0187 | 0
05.09. | 9 | 470.2442 |  | 431.2256 | 0 | 0 | 39.0187 | 0
05.09. | 10 | 470.2442 |  | 431.2256 | 0 | 0 | 39.0187 | 0
05.09. | 11 | 471.7364 |  | 432.7177 | 0 | 0 | 39.0187 | 0
05.09. | 12 | 471.7364 |  | 432.7177 | 0 | 0 | 39.0187 | 0
05.09. | 13 | 471.7364 |  | 432.7177 | 0 | 0 | 39.0187 | 0
05.09. | 14 | 471.7364 |  | 432.7177 | 0 | 0 | 39.0187 | 0
05.09. | 15 | 471.7364 |  | 432.7177 | 0 | 0 | 39.0187 | 0
05.09. | 16 | 471.7364 |  | 432.7177 | 0 | 0 | 39.0187 | 0
05.09. | 17 | 471.7364 |  | 432.7177 | 0 | 0 | 39.0187 | 0
05.09. | 18 | 468.7521 |  | 429.7334 | 0 | 0 | 39.0187 | 0
05.09. | 19 | 468.7521 |  | 429.7334 | 0 | 0 | 39.0187 | 0
05.09. | 20 | 468.7521 |  | 429.7334 | 0 | 0 | 39.0187 | 0
05.09. | 21 | 467.26 |  | 428.2413 | 0 | 0 | 39.0187 | 0
05.09. | 22 | 465.7678 |  | 426.7492 | 0 | 0 | 39.0187 | 0
05.09. | 23 | 465.7678 |  | 426.7492 | 0 | 0 | 39.0187 | 0
05.09. | 24 | 465.7678 |  | 426.7492 | 0 | 0 | 39.0187 | 0
06.09. | 1 | 465.7678 |  | 426.7492 | 0 | 0 | 39.0187 | 0
06.09. | 2 | 465.7678 |  | 426.7492 | 0 | 0 | 39.0187 | 0
06.09. | 3 | 465.7678 |  | 426.7492 | 0 | 0 | 39.0187 | 0
06.09. | 4 | 465.7678 |  | 426.7492 | 0 | 0 | 39.0187 | 0
06.09. | 5 | 465.7678 |  | 426.7492 | 0 | 0 | 39.0187 | 0
06.09. | 6 | 465.7678 |  | 426.7492 | 0 | 0 | 39.0187 | 0
06.09. | 7 | 465.7678 |  | 426.7492 | 0 | 0 | 39.0187 | 0
06.09. | 8 | 465.7678 |  | 426.7492 | 0 | 0 | 39.0187 | 0
06.09. | 9 | 468.7521 |  | 429.7334 | 0 | 0 | 39.0187 | 0
06.09. | 10 | 470.2442 |  | 431.2256 | 0 | 0 | 39.0187 | 0
06.09. | 11 | 474.7206 |  | 435.702 | 0 | 0 | 39.0187 | 0
06.09. | 12 | 474.7206 |  | 435.702 | 0 | 0 | 39.0187 | 0
06.09. | 13 | 476.2127 |  | 437.1941 | 0 | 0 | 39.0187 | 0
06.09. | 14 | 476.2127 |  | 437.1941 | 0 | 0 | 39.0187 | 0
06.09. | 15 | 476.2127 |  | 437.1941 | 0 | 0 | 39.0187 | 0
06.09. | 16 | 476.2127 |  | 437.1941 | 0 | 0 | 39.0187 | 0
06.09. | 17 | 476.2127 |  | 437.1941 | 0 | 0 | 39.0187 | 0
06.09. | 18 | 471.7364 |  | 432.7177 | 0 | 0 | 39.0187 | 0
06.09. | 19 | 470.2442 |  | 431.2256 | 0 | 0 | 39.0187 | 0
06.09. | 20 | 468.7521 |  | 429.7334 | 0 | 0 | 39.0187 | 0
06.09. | 21 | 467.26 |  | 428.2413 | 0 | 0 | 39.0187 | 0
06.09. | 22 | 467.26 |  | 428.2413 | 0 | 0 | 39.0187 | 0
06.09. | 23 | 465.7678 |  | 426.7492 | 0 | 0 | 39.0187 | 0
06.09. | 24 | 465.7678 |  | 426.7492 | 0 | 0 | 39.0187 | 0
07.09. | 1 | 465.7678 |  | 426.7492 | 0 | 0 | 39.0187 | 0
07.09. | 2 | 465.7678 |  | 426.7492 | 0 | 0 | 39.0187 | 0
07.09. | 3 | 465.7678 |  | 426.7492 | 0 | 0 | 39.0187 | 0
07.09. | 4 | 465.7678 |  | 426.7492 | 0 | 0 | 39.0187 | 0
07.09. | 5 | 465.7678 |  | 426.7492 | 0 | 0 | 39.0187 | 0
07.09. | 6 | 465.7678 |  | 426.7492 | 0 | 0 | 39.0187 | 0
07.09. | 7 | 467.26 |  | 428.2413 | 0 | 0 | 39.0187 | 0
07.09. | 8 | 468.7521 |  | 429.7334 | 0 | 0 | 39.0187 | 0
07.09. | 9 | 473.2285 |  | 434.2098 | 0 | 0 | 39.0187 | 0
07.09. | 10 | 474.7206 |  | 435.702 | 0 | 0 | 39.0187 | 0
07.09. | 11 | 477.7049 |  | 438.6862 | 0 | 0 | 39.0187 | 0
07.09. | 12 | 477.7049 |  | 438.6862 | 0 | 0 | 39.0187 | 0
07.09. | 13 | 477.7049 |  | 438.6862 | 0 | 0 | 39.0187 | 0
07.09. | 14 | 477.7049 |  | 438.6862 | 0 | 0 | 39.0187 | 0
07.09. | 15 | 477.7049 |  | 438.6862 | 0 | 0 | 39.0187 | 0
07.09. | 16 | 476.2127 |  | 437.1941 | 0 | 0 | 39.0187 | 0
07.09. | 17 | 476.2127 |  | 437.1941 | 0 | 0 | 39.0187 | 0
07.09. | 18 | 473.2285 |  | 434.2098 | 0 | 0 | 39.0187 | 0
07.09. | 19 | 471.7364 |  | 432.7177 | 0 | 0 | 39.0187 | 0
07.09. | 20 | 471.7364 |  | 432.7177 | 0 | 0 | 39.0187 | 0
07.09. | 21 | 470.2442 |  | 431.2256 | 0 | 0 | 39.0187 | 0
07.09. | 22 | 468.7521 |  | 429.7334 | 0 | 0 | 39.0187 | 0
07.09. | 23 | 468.7521 |  | 429.7334 | 0 | 0 | 39.0187 | 0
07.09. | 24 | 468.7521 |  | 429.7334 | 0 | 0 | 39.0187 | 0
08.09. | 1 | 468.7521 |  | 429.7334 | 0 | 0 | 39.0187 | 0
08.09. | 2 | 468.7521 |  | 429.7334 | 0 | 0 | 39.0187 | 0
08.09. | 3 | 467.26 |  | 428.2413 | 0 | 0 | 39.0187 | 0
08.09. | 4 | 467.26 |  | 428.2413 | 0 | 0 | 39.0187 | 0
08.09. | 5 | 467.26 |  | 428.2413 | 0 | 0 | 39.0187 | 0
08.09. | 6 | 467.26 |  | 428.2413 | 0 | 0 | 39.0187 | 0
08.09. | 7 | 468.7521 |  | 429.7334 | 0 | 0 | 39.0187 | 0
08.09. | 8 | 468.7521 |  | 429.7334 | 0 | 0 | 39.0187 | 0
08.09. | 9 | 473.2285 |  | 434.2098 | 0 | 0 | 39.0187 | 0
08.09. | 10 | 474.7206 |  | 435.702 | 0 | 0 | 39.0187 | 0
08.09. | 11 | 477.7049 |  | 438.6862 | 0 | 0 | 39.0187 | 0
08.09. | 12 | 477.7049 |  | 438.6862 | 0 | 0 | 39.0187 | 0
08.09. | 13 | 477.7049 |  | 438.6862 | 0 | 0 | 39.0187 | 0
08.09. | 14 | 477.7049 |  | 438.6862 | 0 | 0 | 39.0187 | 0
08.09. | 15 | 477.7049 |  | 438.6862 | 0 | 0 | 39.0187 | 0
08.09. | 16 | 477.7049 |  | 438.6862 | 0 | 0 | 39.0187 | 0
08.09. | 17 | 477.7049 |  | 438.6862 | 0 | 0 | 39.0187 | 0
08.09. | 18 | 474.7206 |  | 435.702 | 0 | 0 | 39.0187 | 0
08.09. | 19 | 471.7364 |  | 432.7177 | 0 | 0 | 39.0187 | 0
08.09. | 20 | 470.2442 |  | 431.2256 | 0 | 0 | 39.0187 | 0
08.09. | 21 | 467.26 |  | 428.2413 | 0 | 0 | 39.0187 | 0
08.09. | 22 | 465.7678 |  | 426.7492 | 0 | 0 | 39.0187 | 0
08.09. | 23 | 465.7678 |  | 426.7492 | 0 | 0 | 39.0187 | 0
08.09. | 24 | 465.7678 |  | 426.7492 | 0 | 0 | 39.0187 | 0
09.09. | 1 | 465.7678 |  | 426.7492 | 0 | 0 | 39.0187 | 0
09.09. | 2 | 467.26 |  | 428.2413 | 0 | 0 | 39.0187 | 0
09.09. | 3 | 467.26 |  | 428.2413 | 0 | 0 | 39.0187 | 0
09.09. | 4 | 468.7521 |  | 429.7334 | 0 | 0 | 39.0187 | 0
09.09. | 5 | 468.7521 |  | 429.7334 | 0 | 0 | 39.0187 | 0
09.09. | 6 | 467.26 |  | 428.2413 | 0 | 0 | 39.0187 | 0
09.09. | 7 | 465.7678 |  | 426.7492 | 0 | 0 | 39.0187 | 0
09.09. | 8 | 467.26 |  | 428.2413 | 0 | 0 | 39.0187 | 0
09.09. | 9 | 471.7364 |  | 432.7177 | 0 | 0 | 39.0187 | 0
09.09. | 10 | 474.7206 |  | 435.702 | 0 | 0 | 39.0187 | 0
09.09. | 11 | 477.7049 |  | 438.6862 | 0 | 0 | 39.0187 | 0
09.09. | 12 | 477.7049 |  | 438.6862 | 0 | 0 | 39.0187 | 0
09.09. | 13 | 477.7049 |  | 438.6862 | 0 | 0 | 39.0187 | 0
09.09. | 14 | 476.2127 |  | 437.1941 | 0 | 0 | 39.0187 | 0
09.09. | 15 | 476.2127 |  | 437.1941 | 0 | 0 | 39.0187 | 0
09.09. | 16 | 474.7206 |  | 435.702 | 0 | 0 | 39.0187 | 0
09.09. | 17 | 474.7206 |  | 435.702 | 0 | 0 | 39.0187 | 0
09.09. | 18 | 473.2285 |  | 434.2098 | 0 | 0 | 39.0187 | 0
09.09. | 19 | 471.7364 |  | 432.7177 | 0 | 0 | 39.0187 | 0
09.09. | 20 | 471.7364 |  | 432.7177 | 0 | 0 | 39.0187 | 0
09.09. | 21 | 468.7521 |  | 429.7334 | 0 | 0 | 39.0187 | 0
09.09. | 22 | 468.7521 |  | 429.7334 | 0 | 0 | 39.0187 | 0
09.09. | 23 | 467.26 |  | 428.2413 | 0 | 0 | 39.0187 | 0
09.09. | 24 | 465.7678 |  | 426.7492 | 0 | 0 | 39.0187 | 0
10.09. | 1 | 465.7678 |  | 426.7492 | 0 | 0 | 39.0187 | 0
10.09. | 2 | 465.7678 |  | 426.7492 | 0 | 0 | 39.0187 | 0
10.09. | 3 | 465.7678 |  | 426.7492 | 0 | 0 | 39.0187 | 0
10.09. | 4 | 465.7678 |  | 426.7492 | 0 | 0 | 39.0187 | 0
10.09. | 5 | 467.26 |  | 428.2413 | 0 | 0 | 39.0187 | 0
10.09. | 6 | 467.26 |  | 428.2413 | 0 | 0 | 39.0187 | 0
10.09. | 7 | 467.26 |  | 428.2413 | 0 | 0 | 39.0187 | 0
10.09. | 8 | 467.26 |  | 428.2413 | 0 | 0 | 39.0187 | 0
10.09. | 9 | 465.7678 |  | 426.7492 | 0 | 0 | 39.0187 | 0
10.09. | 10 | 465.7678 |  | 426.7492 | 0 | 0 | 39.0187 | 0
10.09. | 11 | 467.26 |  | 428.2413 | 0 | 0 | 39.0187 | 0
10.09. | 12 | 467.26 |  | 428.2413 | 0 | 0 | 39.0187 | 0
10.09. | 13 | 467.26 |  | 428.2413 | 0 | 0 | 39.0187 | 0
10.09. | 14 | 467.26 |  | 428.2413 | 0 | 0 | 39.0187 | 0
10.09. | 15 | 467.26 |  | 428.2413 | 0 | 0 | 39.0187 | 0
10.09. | 16 | 467.26 |  | 428.2413 | 0 | 0 | 39.0187 | 0
10.09. | 17 | 468.7521 |  | 429.7334 | 0 | 0 | 39.0187 | 0
10.09. | 18 | 468.7521 |  | 429.7334 | 0 | 0 | 39.0187 | 0
10.09. | 19 | 468.7521 |  | 429.7334 | 0 | 0 | 39.0187 | 0
10.09. | 20 | 468.7521 |  | 429.7334 | 0 | 0 | 39.0187 | 0
10.09. | 21 | 467.26 |  | 428.2413 | 0 | 0 | 39.0187 | 0
10.09. | 22 | 467.26 |  | 428.2413 | 0 | 0 | 39.0187 | 0
10.09. | 23 | 467.26 |  | 428.2413 | 0 | 0 | 39.0187 | 0
10.09. | 24 | 467.26 |  | 428.2413 | 0 | 0 | 39.0187 | 0
11.09. | 1 | 467.26 |  | 428.2413 | 0 | 0 | 39.0187 | 0
11.09. | 2 | 467.26 |  | 428.2413 | 0 | 0 | 39.0187 | 0
11.09. | 3 | 467.26 |  | 428.2413 | 0 | 0 | 39.0187 | 0
11.09. | 4 | 467.26 |  | 428.2413 | 0 | 0 | 39.0187 | 0
11.09. | 5 | 467.26 |  | 428.2413 | 0 | 0 | 39.0187 | 0
11.09. | 6 | 465.7678 |  | 426.7492 | 0 | 0 | 39.0187 | 0
11.09. | 7 | 467.26 |  | 428.2413 | 0 | 0 | 39.0187 | 0
11.09. | 8 | 465.7678 |  | 426.7492 | 0 | 0 | 39.0187 | 0
11.09. | 9 | 468.7521 |  | 429.7334 | 0 | 0 | 39.0187 | 0
11.09. | 10 | 468.7521 |  | 429.7334 | 0 | 0 | 39.0187 | 0
11.09. | 11 | 471.7364 |  | 432.7177 | 0 | 0 | 39.0187 | 0
11.09. | 12 | 471.7364 |  | 432.7177 | 0 | 0 | 39.0187 | 0
11.09. | 13 | 471.7364 |  | 432.7177 | 0 | 0 | 39.0187 | 0
11.09. | 14 | 471.7364 |  | 432.7177 | 0 | 0 | 39.0187 | 0
11.09. | 15 | 471.7364 |  | 432.7177 | 0 | 0 | 39.0187 | 0
11.09. | 16 | 471.7364 |  | 432.7177 | 0 | 0 | 39.0187 | 0
11.09. | 17 | 471.7364 |  | 432.7177 | 0 | 0 | 39.0187 | 0
11.09. | 18 | 470.2442 |  | 431.2256 | 0 | 0 | 39.0187 | 0
11.09. | 19 | 470.2442 |  | 431.2256 | 0 | 0 | 39.0187 | 0
11.09. | 20 | 470.2442 |  | 431.2256 | 0 | 0 | 39.0187 | 0
11.09. | 21 | 468.7521 |  | 429.7334 | 0 | 0 | 39.0187 | 0
11.09. | 22 | 468.7521 |  | 429.7334 | 0 | 0 | 39.0187 | 0
11.09. | 23 | 467.26 |  | 428.2413 | 0 | 0 | 39.0187 | 0
11.09. | 24 | 467.26 |  | 428.2413 | 0 | 0 | 39.0187 | 0
12.09. | 1 | 467.26 |  | 428.2413 | 0 | 0 | 39.0187 | 0
12.09. | 2 | 467.26 |  | 428.2413 | 0 | 0 | 39.0187 | 0
12.09. | 3 | 465.7678 |  | 426.7492 | 0 | 0 | 39.0187 | 0
12.09. | 4 | 465.7678 |  | 426.7492 | 0 | 0 | 39.0187 | 0
12.09. | 5 | 465.7678 |  | 426.7492 | 0 | 0 | 39.0187 | 0
12.09. | 6 | 465.7678 |  | 426.7492 | 0 | 0 | 39.0187 | 0
12.09. | 7 | 465.7678 |  | 426.7492 | 0 | 0 | 39.0187 | 0
12.09. | 8 | 465.7678 |  | 426.7492 | 0 | 0 | 39.0187 | 0
12.09. | 9 | 468.7521 |  | 429.7334 | 0 | 0 | 39.0187 | 0
12.09. | 10 | 470.2442 |  | 431.2256 | 0 | 0 | 39.0187 | 0
12.09. | 11 | 473.2285 |  | 434.2098 | 0 | 0 | 39.0187 | 0
12.09. | 12 | 473.2285 |  | 434.2098 | 0 | 0 | 39.0187 | 0
12.09. | 13 | 474.7206 |  | 435.702 | 0 | 0 | 39.0187 | 0
12.09. | 14 | 474.7206 |  | 435.702 | 0 | 0 | 39.0187 | 0
12.09. | 15 | 473.2285 |  | 434.2098 | 0 | 0 | 39.0187 | 0
12.09. | 16 | 473.2285 |  | 434.2098 | 0 | 0 | 39.0187 | 0
12.09. | 17 | 473.2285 |  | 434.2098 | 0 | 0 | 39.0187 | 0
12.09. | 18 | 470.2442 |  | 431.2256 | 0 | 0 | 39.0187 | 0
12.09. | 19 | 470.2442 |  | 431.2256 | 0 | 0 | 39.0187 | 0
12.09. | 20 | 468.7521 |  | 429.7334 | 0 | 0 | 39.0187 | 0
12.09. | 21 | 467.26 |  | 428.2413 | 0 | 0 | 39.0187 | 0
12.09. | 22 | 467.26 |  | 428.2413 | 0 | 0 | 39.0187 | 0
12.09. | 23 | 465.7678 |  | 426.7492 | 0 | 0 | 39.0187 | 0
12.09. | 24 | 465.7678 |  | 426.7492 | 0 | 0 | 39.0187 | 0
13.09. | 1 | 465.7678 |  | 426.7492 | 0 | 0 | 39.0187 | 0
13.09. | 2 | 465.7678 |  | 426.7492 | 0 | 0 | 39.0187 | 0
13.09. | 3 | 465.7678 |  | 426.7492 | 0 | 0 | 39.0187 | 0
13.09. | 4 | 465.7678 |  | 426.7492 | 0 | 0 | 39.0187 | 0
13.09. | 5 | 465.7678 |  | 426.7492 | 0 | 0 | 39.0187 | 0
13.09. | 6 | 465.7678 |  | 426.7492 | 0 | 0 | 39.0187 | 0
13.09. | 7 | 465.7678 |  | 426.7492 | 0 | 0 | 39.0187 | 0
13.09. | 8 | 465.7678 |  | 426.7492 | 0 | 0 | 39.0187 | 0
13.09. | 9 | 468.7521 |  | 429.7334 | 0 | 0 | 39.0187 | 0
13.09. | 10 | 470.2442 |  | 431.2256 | 0 | 0 | 39.0187 | 0
13.09. | 11 | 473.2285 |  | 434.2098 | 0 | 0 | 39.0187 | 0
13.09. | 12 | 473.2285 |  | 434.2098 | 0 | 0 | 39.0187 | 0
13.09. | 13 | 474.7206 |  | 435.702 | 0 | 0 | 39.0187 | 0
13.09. | 14 | 474.7206 |  | 435.702 | 0 | 0 | 39.0187 | 0
13.09. | 15 | 474.7206 |  | 435.702 | 0 | 0 | 39.0187 | 0
13.09. | 16 | 473.2285 |  | 434.2098 | 0 | 0 | 39.0187 | 0
13.09. | 17 | 474.7206 |  | 435.702 | 0 | 0 | 39.0187 | 0
13.09. | 18 | 471.7364 |  | 432.7177 | 0 | 0 | 39.0187 | 0
13.09. | 19 | 470.2442 |  | 431.2256 | 0 | 0 | 39.0187 | 0
13.09. | 20 | 471.7364 |  | 432.7177 | 0 | 0 | 39.0187 | 0
13.09. | 21 | 468.7521 |  | 429.7334 | 0 | 0 | 39.0187 | 0
13.09. | 22 | 468.7521 |  | 429.7334 | 0 | 0 | 39.0187 | 0
13.09. | 23 | 467.26 |  | 428.2413 | 0 | 0 | 39.0187 | 0
13.09. | 24 | 467.26 |  | 428.2413 | 0 | 0 | 39.0187 | 0
14.09. | 1 | 467.26 |  | 428.2413 | 0 | 0 | 39.0187 | 0
14.09. | 2 | 467.26 |  | 428.2413 | 0 | 0 | 39.0187 | 0
14.09. | 3 | 467.26 |  | 428.2413 | 0 | 0 | 39.0187 | 0
14.09. | 4 | 467.26 |  | 428.2413 | 0 | 0 | 39.0187 | 0
14.09. | 5 | 467.26 |  | 428.2413 | 0 | 0 | 39.0187 | 0
14.09. | 6 | 467.26 |  | 428.2413 | 0 | 0 | 39.0187 | 0
14.09. | 7 | 467.26 |  | 428.2413 | 0 | 0 | 39.0187 | 0
14.09. | 8 | 467.26 |  | 428.2413 | 0 | 0 | 39.0187 | 0
14.09. | 9 | 468.7521 |  | 429.7334 | 0 | 0 | 39.0187 | 0
14.09. | 10 | 470.2442 |  | 431.2256 | 0 | 0 | 39.0187 | 0
14.09. | 11 | 473.2285 |  | 434.2098 | 0 | 0 | 39.0187 | 0
14.09. | 12 | 473.2285 |  | 434.2098 | 0 | 0 | 39.0187 | 0
14.09. | 13 | 473.2285 |  | 434.2098 | 0 | 0 | 39.0187 | 0
14.09. | 14 | 473.2285 |  | 434.2098 | 0 | 0 | 39.0187 | 0
14.09. | 15 | 471.7364 |  | 432.7177 | 0 | 0 | 39.0187 | 0
14.09. | 16 | 471.7364 |  | 432.7177 | 0 | 0 | 39.0187 | 0
14.09. | 17 | 473.2285 |  | 434.2098 | 0 | 0 | 39.0187 | 0
14.09. | 18 | 471.7364 |  | 432.7177 | 0 | 0 | 39.0187 | 0
14.09. | 19 | 473.2285 |  | 434.2098 | 0 | 0 | 39.0187 | 0
14.09. | 20 | 473.2285 |  | 434.2098 | 0 | 0 | 39.0187 | 0
14.09. | 21 | 471.7364 |  | 432.7177 | 0 | 0 | 39.0187 | 0
14.09. | 22 | 471.7364 |  | 432.7177 | 0 | 0 | 39.0187 | 0
14.09. | 23 | 470.2442 |  | 431.2256 | 0 | 0 | 39.0187 | 0
14.09. | 24 | 470.2442 |  | 431.2256 | 0 | 0 | 39.0187 | 0
15.09. | 1 | 470.2442 |  | 431.2256 | 0 | 0 | 39.0187 | 0
15.09. | 2 | 470.2442 |  | 431.2256 | 0 | 0 | 39.0187 | 0
15.09. | 3 | 468.7521 |  | 429.7334 | 0 | 0 | 39.0187 | 0
15.09. | 4 | 468.7521 |  | 429.7334 | 0 | 0 | 39.0187 | 0
15.09. | 5 | 468.7521 |  | 429.7334 | 0 | 0 | 39.0187 | 0
15.09. | 6 | 468.7521 |  | 429.7334 | 0 | 0 | 39.0187 | 0
15.09. | 7 | 468.7521 |  | 429.7334 | 0 | 0 | 39.0187 | 0
15.09. | 8 | 468.7521 |  | 429.7334 | 0 | 0 | 39.0187 | 0
15.09. | 9 | 470.2442 |  | 431.2256 | 0 | 0 | 39.0187 | 0
15.09. | 10 | 471.7364 |  | 432.7177 | 0 | 0 | 39.0187 | 0
15.09. | 11 | 474.7206 |  | 435.702 | 0 | 0 | 39.0187 | 0
15.09. | 12 | 474.7206 |  | 435.702 | 0 | 0 | 39.0187 | 0
15.09. | 13 | 476.2127 |  | 437.1941 | 0 | 0 | 39.0187 | 0
15.09. | 14 | 476.2127 |  | 437.1941 | 0 | 0 | 39.0187 | 0
15.09. | 15 | 476.2127 |  | 437.1941 | 0 | 0 | 39.0187 | 0
15.09. | 16 | 474.7206 |  | 435.702 | 0 | 0 | 39.0187 | 0
15.09. | 17 | 476.2127 |  | 437.1941 | 0 | 0 | 39.0187 | 0
15.09. | 18 | 473.2285 |  | 434.2098 | 0 | 0 | 39.0187 | 0
15.09. | 19 | 471.7364 |  | 432.7177 | 0 | 0 | 39.0187 | 0
15.09. | 20 | 471.7364 |  | 432.7177 | 0 | 0 | 39.0187 | 0
15.09. | 21 | 470.2442 |  | 431.2256 | 0 | 0 | 39.0187 | 0
15.09. | 22 | 468.7521 |  | 429.7334 | 0 | 0 | 39.0187 | 0
15.09. | 23 | 467.26 |  | 428.2413 | 0 | 0 | 39.0187 | 0
15.09. | 24 | 467.26 |  | 428.2413 | 0 | 0 | 39.0187 | 0
16.09. | 1 | 467.26 |  | 428.2413 | 0 | 0 | 39.0187 | 0
16.09. | 2 | 467.26 |  | 428.2413 | 0 | 0 | 39.0187 | 0
16.09. | 3 | 467.26 |  | 428.2413 | 0 | 0 | 39.0187 | 0
16.09. | 4 | 467.26 |  | 428.2413 | 0 | 0 | 39.0187 | 0
16.09. | 5 | 465.7678 |  | 426.7492 | 0 | 0 | 39.0187 | 0
16.09. | 6 | 467.26 |  | 428.2413 | 0 | 0 | 39.0187 | 0
16.09. | 7 | 467.26 |  | 428.2413 | 0 | 0 | 39.0187 | 0
16.09. | 8 | 467.26 |  | 428.2413 | 0 | 0 | 39.0187 | 0
16.09. | 9 | 470.2442 |  | 431.2256 | 0 | 0 | 39.0187 | 0
16.09. | 10 | 471.7364 |  | 432.7177 | 0 | 0 | 39.0187 | 0
16.09. | 11 | 474.7206 |  | 435.702 | 0 | 0 | 39.0187 | 0
16.09. | 12 | 474.7206 |  | 435.702 | 0 | 0 | 39.0187 | 0
16.09. | 13 | 476.2127 |  | 437.1941 | 0 | 0 | 39.0187 | 0
16.09. | 14 | 476.2127 |  | 437.1941 | 0 | 0 | 39.0187 | 0
16.09. | 15 | 476.2127 |  | 437.1941 | 0 | 0 | 39.0187 | 0
16.09. | 16 | 474.7206 |  | 435.702 | 0 | 0 | 39.0187 | 0
16.09. | 17 | 474.7206 |  | 435.702 | 0 | 0 | 39.0187 | 0
16.09. | 18 | 471.7364 |  | 432.7177 | 0 | 0 | 39.0187 | 0
16.09. | 19 | 470.2442 |  | 431.2256 | 0 | 0 | 39.0187 | 0
16.09. | 20 | 470.2442 |  | 431.2256 | 0 | 0 | 39.0187 | 0
16.09. | 21 | 468.7521 |  | 429.7334 | 0 | 0 | 39.0187 | 0
16.09. | 22 | 467.26 |  | 428.2413 | 0 | 0 | 39.0187 | 0
16.09. | 23 | 465.7678 |  | 426.7492 | 0 | 0 | 39.0187 | 0
16.09. | 24 | 465.7678 |  | 426.7492 | 0 | 0 | 39.0187 | 0
17.09. | 1 | 465.7678 |  | 426.7492 | 0 | 0 | 39.0187 | 0
17.09. | 2 | 465.7678 |  | 426.7492 | 0 | 0 | 39.0187 | 0
17.09. | 3 | 465.7678 |  | 426.7492 | 0 | 0 | 39.0187 | 0
17.09. | 4 | 465.7678 |  | 426.7492 | 0 | 0 | 39.0187 | 0
17.09. | 5 | 465.7678 |  | 426.7492 | 0 | 0 | 39.0187 | 0
17.09. | 6 | 465.7678 |  | 426.7492 | 0 | 0 | 39.0187 | 0
17.09. | 7 | 465.7678 |  | 426.7492 | 0 | 0 | 39.0187 | 0
17.09. | 8 | 467.26 |  | 428.2413 | 0 | 0 | 39.0187 | 0
17.09. | 9 | 473.2285 |  | 434.2098 | 0 | 0 | 39.0187 | 0
17.09. | 10 | 474.7206 |  | 435.702 | 0 | 0 | 39.0187 | 0
17.09. | 11 | 477.7049 |  | 438.6862 | 0 | 0 | 39.0187 | 0
17.09. | 12 | 477.7049 |  | 438.6862 | 0 | 0 | 39.0187 | 0
17.09. | 13 | 477.7049 |  | 438.6862 | 0 | 0 | 39.0187 | 0
17.09. | 14 | 479.197 |  | 440.1784 | 0 | 0 | 39.0187 | 0
17.09. | 15 | 479.197 |  | 440.1784 | 0 | 0 | 39.0187 | 0
17.09. | 16 | 477.7049 |  | 438.6862 | 0 | 0 | 39.0187 | 0
17.09. | 17 | 477.7049 |  | 438.6862 | 0 | 0 | 39.0187 | 0
17.09. | 18 | 473.2285 |  | 434.2098 | 0 | 0 | 39.0187 | 0
17.09. | 19 | 468.7521 |  | 429.7334 | 0 | 0 | 39.0187 | 0
17.09. | 20 | 468.7521 |  | 429.7334 | 0 | 0 | 39.0187 | 0
17.09. | 21 | 467.26 |  | 428.2413 | 0 | 0 | 39.0187 | 0
17.09. | 22 | 465.7678 |  | 426.7492 | 0 | 0 | 39.0187 | 0
17.09. | 23 | 465.7678 |  | 426.7492 | 0 | 0 | 39.0187 | 0
17.09. | 24 | 465.7678 |  | 426.7492 | 0 | 0 | 39.0187 | 0
18.09. | 1 | 465.7678 |  | 426.7492 | 0 | 0 | 39.0187 | 0
18.09. | 2 | 465.7678 |  | 426.7492 | 0 | 0 | 39.0187 | 0
18.09. | 3 | 467.26 |  | 428.2413 | 0 | 0 | 39.0187 | 0
18.09. | 4 | 467.26 |  | 428.2413 | 0 | 0 | 39.0187 | 0
18.09. | 5 | 467.26 |  | 428.2413 | 0 | 0 | 39.0187 | 0
18.09. | 6 | 467.26 |  | 428.2413 | 0 | 0 | 39.0187 | 0
18.09. | 7 | 465.7678 |  | 426.7492 | 0 | 0 | 39.0187 | 0
18.09. | 8 | 467.26 |  | 428.2413 | 0 | 0 | 39.0187 | 0
18.09. | 9 | 474.7206 |  | 435.702 | 0 | 0 | 39.0187 | 0
18.09. | 10 | 477.7049 |  | 438.6862 | 0 | 0 | 39.0187 | 0
18.09. | 11 | 479.197 |  | 440.1784 | 0 | 0 | 39.0187 | 0
18.09. | 12 | 479.197 |  | 440.1784 | 0 | 0 | 39.0187 | 0
18.09. | 13 | 479.197 |  | 440.1784 | 0 | 0 | 39.0187 | 0
18.09. | 14 | 479.197 |  | 440.1784 | 0 | 0 | 39.0187 | 0
18.09. | 15 | 479.197 |  | 440.1784 | 0 | 0 | 39.0187 | 0
18.09. | 16 | 479.197 |  | 440.1784 | 0 | 0 | 39.0187 | 0
18.09. | 17 | 479.197 |  | 440.1784 | 0 | 0 | 39.0187 | 0
18.09. | 18 | 476.2127 |  | 437.1941 | 0 | 0 | 39.0187 | 0
18.09. | 19 | 473.2285 |  | 434.2098 | 0 | 0 | 39.0187 | 0
18.09. | 20 | 473.2285 |  | 434.2098 | 0 | 0 | 39.0187 | 0
18.09. | 21 | 470.2442 |  | 431.2256 | 0 | 0 | 39.0187 | 0
18.09. | 22 | 470.2442 |  | 431.2256 | 0 | 0 | 39.0187 | 0
18.09. | 23 | 468.7521 |  | 429.7334 | 0 | 0 | 39.0187 | 0
18.09. | 24 | 470.2442 |  | 431.2256 | 0 | 0 | 39.0187 | 0
19.09. | 1 | 468.7521 |  | 429.7334 | 0 | 0 | 39.0187 | 0
19.09. | 2 | 468.7521 |  | 429.7334 | 0 | 0 | 39.0187 | 0
19.09. | 3 | 468.7521 |  | 429.7334 | 0 | 0 | 39.0187 | 0
19.09. | 4 | 468.7521 |  | 429.7334 | 0 | 0 | 39.0187 | 0
19.09. | 5 | 467.26 |  | 428.2413 | 0 | 0 | 39.0187 | 0
19.09. | 6 | 467.26 |  | 428.2413 | 0 | 0 | 39.0187 | 0
19.09. | 7 | 468.7521 |  | 429.7334 | 0 | 0 | 39.0187 | 0
19.09. | 8 | 468.7521 |  | 429.7334 | 0 | 0 | 39.0187 | 0
19.09. | 9 | 474.7206 |  | 435.702 | 0 | 0 | 39.0187 | 0
19.09. | 10 | 476.2127 |  | 437.1941 | 0 | 0 | 39.0187 | 0
19.09. | 11 | 479.197 |  | 440.1784 | 0 | 0 | 39.0187 | 0
19.09. | 12 | 479.197 |  | 440.1784 | 0 | 0 | 39.0187 | 0
19.09. | 13 | 479.197 |  | 440.1784 | 0 | 0 | 39.0187 | 0
19.09. | 14 | 479.197 |  | 440.1784 | 0 | 0 | 39.0187 | 0
19.09. | 15 | 479.197 |  | 440.1784 | 0 | 0 | 39.0187 | 0
19.09. | 16 | 479.197 |  | 440.1784 | 0 | 0 | 39.0187 | 0
19.09. | 17 | 479.197 |  | 440.1784 | 0 | 0 | 39.0187 | 0
19.09. | 18 | 476.2127 |  | 437.1941 | 0 | 0 | 39.0187 | 0
19.09. | 19 | 473.2285 |  | 434.2098 | 0 | 0 | 39.0187 | 0
19.09. | 20 | 471.7364 |  | 432.7177 | 0 | 0 | 39.0187 | 0
19.09. | 21 | 470.2442 |  | 431.2256 | 0 | 0 | 39.0187 | 0
19.09. | 22 | 468.7521 |  | 429.7334 | 0 | 0 | 39.0187 | 0
19.09. | 23 | 467.26 |  | 428.2413 | 0 | 0 | 39.0187 | 0
19.09. | 24 | 467.26 |  | 428.2413 | 0 | 0 | 39.0187 | 0
20.09. | 1 | 467.26 |  | 428.2413 | 0 | 0 | 39.0187 | 0
20.09. | 2 | 467.26 |  | 428.2413 | 0 | 0 | 39.0187 | 0
20.09. | 3 | 467.26 |  | 428.2413 | 0 | 0 | 39.0187 | 0
20.09. | 4 | 467.26 |  | 428.2413 | 0 | 0 | 39.0187 | 0
20.09. | 5 | 465.7678 |  | 426.7492 | 0 | 0 | 39.0187 | 0
20.09. | 6 | 467.26 |  | 428.2413 | 0 | 0 | 39.0187 | 0
20.09. | 7 | 468.7521 |  | 429.7334 | 0 | 0 | 39.0187 | 0
20.09. | 8 | 471.7364 |  | 432.7177 | 0 | 0 | 39.0187 | 0
20.09. | 9 | 477.7049 |  | 438.6862 | 0 | 0 | 39.0187 | 0
20.09. | 10 | 479.197 |  | 440.1784 | 0 | 0 | 39.0187 | 0
20.09. | 11 | 479.197 |  | 440.1784 | 0 | 0 | 39.0187 | 0
20.09. | 12 | 479.197 |  | 440.1784 | 0 | 0 | 39.0187 | 0
20.09. | 13 | 479.197 |  | 440.1784 | 0 | 0 | 39.0187 | 0
20.09. | 14 | 479.197 |  | 440.1784 | 0 | 0 | 39.0187 | 0
20.09. | 15 | 479.197 |  | 440.1784 | 0 | 0 | 39.0187 | 0
20.09. | 16 | 479.197 |  | 440.1784 | 0 | 0 | 39.0187 | 0
20.09. | 17 | 479.197 |  | 440.1784 | 0 | 0 | 39.0187 | 0
20.09. | 18 | 477.7049 |  | 438.6862 | 0 | 0 | 39.0187 | 0
20.09. | 19 | 476.2127 |  | 437.1941 | 0 | 0 | 39.0187 | 0
20.09. | 20 | 474.7206 |  | 435.702 | 0 | 0 | 39.0187 | 0
20.09. | 21 | 471.7364 |  | 432.7177 | 0 | 0 | 39.0187 | 0
20.09. | 22 | 470.2442 |  | 431.2256 | 0 | 0 | 39.0187 | 0
20.09. | 23 | 468.7521 |  | 429.7334 | 0 | 0 | 39.0187 | 0
20.09. | 24 | 468.7521 |  | 429.7334 | 0 | 0 | 39.0187 | 0
21.09. | 1 | 467.26 |  | 428.2413 | 0 | 0 | 39.0187 | 0
21.09. | 2 | 467.26 |  | 428.2413 | 0 | 0 | 39.0187 | 0
21.09. | 3 | 467.26 |  | 428.2413 | 0 | 0 | 39.0187 | 0
21.09. | 4 | 467.26 |  | 428.2413 | 0 | 0 | 39.0187 | 0
21.09. | 5 | 467.26 |  | 428.2413 | 0 | 0 | 39.0187 | 0
21.09. | 6 | 467.26 |  | 428.2413 | 0 | 0 | 39.0187 | 0
21.09. | 7 | 468.7521 |  | 429.7334 | 0 | 0 | 39.0187 | 0
21.09. | 8 | 470.2442 |  | 431.2256 | 0 | 0 | 39.0187 | 0
21.09. | 9 | 474.7206 |  | 435.702 | 0 | 0 | 39.0187 | 0
21.09. | 10 | 476.2127 |  | 437.1941 | 0 | 0 | 39.0187 | 0
21.09. | 11 | 477.7049 |  | 438.6862 | 0 | 0 | 39.0187 | 0
21.09. | 12 | 477.7049 |  | 438.6862 | 0 | 0 | 39.0187 | 0
21.09. | 13 | 477.7049 |  | 438.6862 | 0 | 0 | 39.0187 | 0
21.09. | 14 | 477.7049 |  | 438.6862 | 0 | 0 | 39.0187 | 0
21.09. | 15 | 477.7049 |  | 438.6862 | 0 | 0 | 39.0187 | 0
21.09. | 16 | 477.7049 |  | 438.6862 | 0 | 0 | 39.0187 | 0
21.09. | 17 | 476.2127 |  | 437.1941 | 0 | 0 | 39.0187 | 0
21.09. | 18 | 471.7364 |  | 432.7177 | 0 | 0 | 39.0187 | 0
21.09. | 19 | 468.7521 |  | 429.7334 | 0 | 0 | 39.0187 | 0
21.09. | 20 | 467.26 |  | 428.2413 | 0 | 0 | 39.0187 | 0
21.09. | 21 | 465.7678 |  | 426.7492 | 0 | 0 | 39.0187 | 0
21.09. | 22 | 465.7678 |  | 426.7492 | 0 | 0 | 39.0187 | 0
21.09. | 23 | 468.7521 |  | 429.7334 | 0 | 0 | 39.0187 | 0
21.09. | 24 | 470.2442 |  | 431.2256 | 0 | 0 | 39.0187 | 0
22.09. | 1 | 471.7364 |  | 432.7177 | 0 | 0 | 39.0187 | 0
22.09. | 2 | 471.7364 |  | 432.7177 | 0 | 0 | 39.0187 | 0
22.09. | 3 | 474.7206 |  | 435.702 | 0 | 0 | 39.0187 | 0
22.09. | 4 | 474.7206 |  | 435.702 | 0 | 0 | 39.0187 | 0
22.09. | 5 | 474.7206 |  | 435.702 | 0 | 0 | 39.0187 | 0
22.09. | 6 | 471.7364 |  | 432.7177 | 0 | 0 | 39.0187 | 0
22.09. | 7 | 467.26 |  | 428.2413 | 0 | 0 | 39.0187 | 0
22.09. | 8 | 465.7678 |  | 426.7492 | 0 | 0 | 39.0187 | 0
22.09. | 9 | 473.2285 |  | 434.2098 | 0 | 0 | 39.0187 | 0
22.09. | 10 | 476.2127 |  | 437.1941 | 0 | 0 | 39.0187 | 0
22.09. | 11 | 479.197 |  | 440.1784 | 0 | 0 | 39.0187 | 0
22.09. | 12 | 479.197 |  | 440.1784 | 0 | 0 | 39.0187 | 0
22.09. | 13 | 479.197 |  | 440.1784 | 0 | 0 | 39.0187 | 0
22.09. | 14 | 479.197 |  | 440.1784 | 0 | 0 | 39.0187 | 0
22.09. | 15 | 479.197 |  | 440.1784 | 0 | 0 | 39.0187 | 0
22.09. | 16 | 479.197 |  | 440.1784 | 0 | 0 | 39.0187 | 0
22.09. | 17 | 479.197 |  | 440.1784 | 0 | 0 | 39.0187 | 0
22.09. | 18 | 477.7049 |  | 438.6862 | 0 | 0 | 39.0187 | 0
22.09. | 19 | 474.7206 |  | 435.702 | 0 | 0 | 39.0187 | 0
22.09. | 20 | 473.2285 |  | 434.2098 | 0 | 0 | 39.0187 | 0
22.09. | 21 | 471.7364 |  | 432.7177 | 0 | 0 | 39.0187 | 0
22.09. | 22 | 470.2442 |  | 431.2256 | 0 | 0 | 39.0187 | 0
22.09. | 23 | 468.7521 |  | 429.7334 | 0 | 0 | 39.0187 | 0
22.09. | 24 | 468.7521 |  | 429.7334 | 0 | 0 | 39.0187 | 0
23.09. | 1 | 468.7521 |  | 429.7334 | 0 | 0 | 39.0187 | 0
23.09. | 2 | 468.7521 |  | 429.7334 | 0 | 0 | 39.0187 | 0
23.09. | 3 | 468.7521 |  | 429.7334 | 0 | 0 | 39.0187 | 0
23.09. | 4 | 467.26 |  | 428.2413 | 0 | 0 | 39.0187 | 0
23.09. | 5 | 467.26 |  | 428.2413 | 0 | 0 | 39.0187 | 0
23.09. | 6 | 467.26 |  | 428.2413 | 0 | 0 | 39.0187 | 0
23.09. | 7 | 470.2442 |  | 431.2256 | 0 | 0 | 39.0187 | 0
23.09. | 8 | 474.7206 |  | 435.702 | 0 | 0 | 39.0187 | 0
23.09. | 9 | 479.197 |  | 440.1784 | 0 | 0 | 39.0187 | 0
23.09. | 10 | 479.197 |  | 440.1784 | 0 | 0 | 39.0187 | 0
23.09. | 11 | 482.1813 |  | 443.1626 | 0 | 0 | 39.0187 | 0
23.09. | 12 | 485.1655 |  | 446.1469 | 0 | 0 | 39.0187 | 0
23.09. | 13 | 486.6576 |  | 447.639 | 0 | 0 | 39.0187 | 0
23.09. | 14 | 486.6576 |  | 447.639 | 0 | 0 | 39.0187 | 0
23.09. | 15 | 486.6576 |  | 447.639 | 0 | 0 | 39.0187 | 0
23.09. | 16 | 483.6734 |  | 444.6547 | 0 | 0 | 39.0187 | 0
23.09. | 17 | 480.6891 |  | 441.6705 | 0 | 0 | 39.0187 | 0
23.09. | 18 | 479.197 |  | 440.1784 | 0 | 0 | 39.0187 | 0
23.09. | 19 | 479.197 |  | 440.1784 | 0 | 0 | 39.0187 | 0
23.09. | 20 | 477.7049 |  | 438.6862 | 0 | 0 | 39.0187 | 0
23.09. | 21 | 477.7049 |  | 438.6862 | 0 | 0 | 39.0187 | 0
23.09. | 22 | 476.2127 |  | 437.1941 | 0 | 0 | 39.0187 | 0
23.09. | 23 | 473.2285 |  | 434.2098 | 0 | 0 | 39.0187 | 0
23.09. | 24 | 471.7364 |  | 432.7177 | 0 | 0 | 39.0187 | 0
24.09. | 1 | 470.2442 |  | 431.2256 | 0 | 0 | 39.0187 | 0
24.09. | 2 | 470.2442 |  | 431.2256 | 0 | 0 | 39.0187 | 0
24.09. | 3 | 468.7521 |  | 429.7334 | 0 | 0 | 39.0187 | 0
24.09. | 4 | 467.26 |  | 428.2413 | 0 | 0 | 39.0187 | 0
24.09. | 5 | 467.26 |  | 428.2413 | 0 | 0 | 39.0187 | 0
24.09. | 6 | 467.26 |  | 428.2413 | 0 | 0 | 39.0187 | 0
24.09. | 7 | 468.7521 |  | 429.7334 | 0 | 0 | 39.0187 | 0
24.09. | 8 | 470.2442 |  | 431.2256 | 0 | 0 | 39.0187 | 0
24.09. | 9 | 476.2127 |  | 437.1941 | 0 | 0 | 39.0187 | 0
24.09. | 10 | 476.2127 |  | 437.1941 | 0 | 0 | 39.0187 | 0
24.09. | 11 | 479.197 |  | 440.1784 | 0 | 0 | 39.0187 | 0
24.09. | 12 | 479.197 |  | 440.1784 | 0 | 0 | 39.0187 | 0
24.09. | 13 | 479.197 |  | 440.1784 | 0 | 0 | 39.0187 | 0
24.09. | 14 | 479.197 |  | 440.1784 | 0 | 0 | 39.0187 | 0
24.09. | 15 | 479.197 |  | 440.1784 | 0 | 0 | 39.0187 | 0
24.09. | 16 | 479.197 |  | 440.1784 | 0 | 0 | 39.0187 | 0
24.09. | 17 | 477.7049 |  | 438.6862 | 0 | 0 | 39.0187 | 0
24.09. | 18 | 474.7206 |  | 435.702 | 0 | 0 | 39.0187 | 0
24.09. | 19 | 470.2442 |  | 431.2256 | 0 | 0 | 39.0187 | 0
24.09. | 20 | 468.7521 |  | 429.7334 | 0 | 0 | 39.0187 | 0
24.09. | 21 | 467.26 |  | 428.2413 | 0 | 0 | 39.0187 | 0
24.09. | 22 | 465.7678 |  | 426.7492 | 0 | 0 | 39.0187 | 0
24.09. | 23 | 465.7678 |  | 426.7492 | 0 | 0 | 39.0187 | 0
24.09. | 24 | 465.7678 |  | 426.7492 | 0 | 0 | 39.0187 | 0
25.09. | 1 | 467.26 |  | 428.2413 | 0 | 0 | 39.0187 | 0
25.09. | 2 | 467.26 |  | 428.2413 | 0 | 0 | 39.0187 | 0
25.09. | 3 | 468.7521 |  | 429.7334 | 0 | 0 | 39.0187 | 0
25.09. | 4 | 468.7521 |  | 429.7334 | 0 | 0 | 39.0187 | 0
25.09. | 5 | 470.2442 |  | 431.2256 | 0 | 0 | 39.0187 | 0
25.09. | 6 | 468.7521 |  | 429.7334 | 0 | 0 | 39.0187 | 0
25.09. | 7 | 467.26 |  | 428.2413 | 0 | 0 | 39.0187 | 0
25.09. | 8 | 465.7678 |  | 426.7492 | 0 | 0 | 39.0187 | 0
25.09. | 9 | 470.2442 |  | 431.2256 | 0 | 0 | 39.0187 | 0
25.09. | 10 | 473.2285 |  | 434.2098 | 0 | 0 | 39.0187 | 0
25.09. | 11 | 476.2127 |  | 437.1941 | 0 | 0 | 39.0187 | 0
25.09. | 12 | 477.7049 |  | 438.6862 | 0 | 0 | 39.0187 | 0
25.09. | 13 | 477.7049 |  | 438.6862 | 0 | 0 | 39.0187 | 0
25.09. | 14 | 477.7049 |  | 438.6862 | 0 | 0 | 39.0187 | 0
25.09. | 15 | 477.7049 |  | 438.6862 | 0 | 0 | 39.0187 | 0
25.09. | 16 | 477.7049 |  | 438.6862 | 0 | 0 | 39.0187 | 0
25.09. | 17 | 476.2127 |  | 437.1941 | 0 | 0 | 39.0187 | 0
25.09. | 18 | 470.2442 |  | 431.2256 | 0 | 0 | 39.0187 | 0
25.09. | 19 | 467.26 |  | 428.2413 | 0 | 0 | 39.0187 | 0
25.09. | 20 | 467.26 |  | 428.2413 | 0 | 0 | 39.0187 | 0
25.09. | 21 | 465.7678 |  | 426.7492 | 0 | 0 | 39.0187 | 0
25.09. | 22 | 465.7678 |  | 426.7492 | 0 | 0 | 39.0187 | 0
25.09. | 23 | 465.7678 |  | 426.7492 | 0 | 0 | 39.0187 | 0
25.09. | 24 | 467.26 |  | 428.2413 | 0 | 0 | 39.0187 | 0
26.09. | 1 | 467.26 |  | 428.2413 | 0 | 0 | 39.0187 | 0
26.09. | 2 | 467.26 |  | 428.2413 | 0 | 0 | 39.0187 | 0
26.09. | 3 | 467.26 |  | 428.2413 | 0 | 0 | 39.0187 | 0
26.09. | 4 | 468.7521 |  | 429.7334 | 0 | 0 | 39.0187 | 0
26.09. | 5 | 468.7521 |  | 429.7334 | 0 | 0 | 39.0187 | 0
26.09. | 6 | 468.7521 |  | 429.7334 | 0 | 0 | 39.0187 | 0
26.09. | 7 | 465.7678 |  | 426.7492 | 0 | 0 | 39.0187 | 0
26.09. | 8 | 467.26 |  | 428.2413 | 0 | 0 | 39.0187 | 0
26.09. | 9 | 476.2127 |  | 437.1941 | 0 | 0 | 39.0187 | 0
26.09. | 10 | 477.7049 |  | 438.6862 | 0 | 0 | 39.0187 | 0
26.09. | 11 | 479.197 |  | 440.1784 | 0 | 0 | 39.0187 | 0
26.09. | 12 | 479.197 |  | 440.1784 | 0 | 0 | 39.0187 | 0
26.09. | 13 | 479.197 |  | 440.1784 | 0 | 0 | 39.0187 | 0
26.09. | 14 | 479.197 |  | 440.1784 | 0 | 0 | 39.0187 | 0
26.09. | 15 | 479.197 |  | 440.1784 | 0 | 0 | 39.0187 | 0
26.09. | 16 | 479.197 |  | 440.1784 | 0 | 0 | 39.0187 | 0
26.09. | 17 | 479.197 |  | 440.1784 | 0 | 0 | 39.0187 | 0
26.09. | 18 | 479.197 |  | 440.1784 | 0 | 0 | 39.0187 | 0
26.09. | 19 | 479.197 |  | 440.1784 | 0 | 0 | 39.0187 | 0
26.09. | 20 | 479.197 |  | 440.1784 | 0 | 0 | 39.0187 | 0
26.09. | 21 | 477.7049 |  | 438.6862 | 0 | 0 | 39.0187 | 0
26.09. | 22 | 477.7049 |  | 438.6862 | 0 | 0 | 39.0187 | 0
26.09. | 23 | 476.2127 |  | 437.1941 | 0 | 0 | 39.0187 | 0
26.09. | 24 | 476.2127 |  | 437.1941 | 0 | 0 | 39.0187 | 0
27.09. | 1 | 474.7206 |  | 435.702 | 0 | 0 | 39.0187 | 0
27.09. | 2 | 473.2285 |  | 434.2098 | 0 | 0 | 39.0187 | 0
27.09. | 3 | 473.2285 |  | 434.2098 | 0 | 0 | 39.0187 | 0
27.09. | 4 | 471.7364 |  | 432.7177 | 0 | 0 | 39.0187 | 0
27.09. | 5 | 470.2442 |  | 431.2256 | 0 | 0 | 39.0187 | 0
27.09. | 6 | 470.2442 |  | 431.2256 | 0 | 0 | 39.0187 | 0
27.09. | 7 | 470.2442 |  | 431.2256 | 0 | 0 | 39.0187 | 0
27.09. | 8 | 471.7364 |  | 432.7177 | 0 | 0 | 39.0187 | 0
27.09. | 9 | 476.2127 |  | 437.1941 | 0 | 0 | 39.0187 | 0
27.09. | 10 | 477.7049 |  | 438.6862 | 0 | 0 | 39.0187 | 0
27.09. | 11 | 479.197 |  | 440.1784 | 0 | 0 | 39.0187 | 0
27.09. | 12 | 479.197 |  | 440.1784 | 0 | 0 | 39.0187 | 0
27.09. | 13 | 479.197 |  | 440.1784 | 0 | 0 | 39.0187 | 0
27.09. | 14 | 479.197 |  | 440.1784 | 0 | 0 | 39.0187 | 0
27.09. | 15 | 479.197 |  | 440.1784 | 0 | 0 | 39.0187 | 0
27.09. | 16 | 479.197 |  | 440.1784 | 0 | 0 | 39.0187 | 0
27.09. | 17 | 479.197 |  | 440.1784 | 0 | 0 | 39.0187 | 0
27.09. | 18 | 477.7049 |  | 438.6862 | 0 | 0 | 39.0187 | 0
27.09. | 19 | 477.7049 |  | 438.6862 | 0 | 0 | 39.0187 | 0
27.09. | 20 | 477.7049 |  | 438.6862 | 0 | 0 | 39.0187 | 0
27.09. | 21 | 476.2127 |  | 437.1941 | 0 | 0 | 39.0187 | 0
27.09. | 22 | 476.2127 |  | 437.1941 | 0 | 0 | 39.0187 | 0
27.09. | 23 | 474.7206 |  | 435.702 | 0 | 0 | 39.0187 | 0
27.09. | 24 | 473.2285 |  | 434.2098 | 0 | 0 | 39.0187 | 0
28.09. | 1 | 473.2285 |  | 434.2098 | 0 | 0 | 39.0187 | 0
28.09. | 2 | 471.7364 |  | 432.7177 | 0 | 0 | 39.0187 | 0
28.09. | 3 | 471.7364 |  | 432.7177 | 0 | 0 | 39.0187 | 0
28.09. | 4 | 470.2442 |  | 431.2256 | 0 | 0 | 39.0187 | 0
28.09. | 5 | 470.2442 |  | 431.2256 | 0 | 0 | 39.0187 | 0
28.09. | 6 | 470.2442 |  | 431.2256 | 0 | 0 | 39.0187 | 0
28.09. | 7 | 471.7364 |  | 432.7177 | 0 | 0 | 39.0187 | 0
28.09. | 8 | 474.7206 |  | 435.702 | 0 | 0 | 39.0187 | 0
28.09. | 9 | 479.197 |  | 440.1784 | 0 | 0 | 39.0187 | 0
28.09. | 10 | 479.197 |  | 440.1784 | 0 | 0 | 39.0187 | 0
28.09. | 11 | 479.197 |  | 440.1784 | 0 | 0 | 39.0187 | 0
28.09. | 12 | 480.6891 |  | 441.6705 | 0 | 0 | 39.0187 | 0
28.09. | 13 | 480.6891 |  | 441.6705 | 0 | 0 | 39.0187 | 0
28.09. | 14 | 480.6891 |  | 441.6705 | 0 | 0 | 39.0187 | 0
28.09. | 15 | 479.197 |  | 440.1784 | 0 | 0 | 39.0187 | 0
28.09. | 16 | 479.197 |  | 440.1784 | 0 | 0 | 39.0187 | 0
28.09. | 17 | 479.197 |  | 440.1784 | 0 | 0 | 39.0187 | 0
28.09. | 18 | 479.197 |  | 440.1784 | 0 | 0 | 39.0187 | 0
28.09. | 19 | 479.197 |  | 440.1784 | 0 | 0 | 39.0187 | 0
28.09. | 20 | 479.197 |  | 440.1784 | 0 | 0 | 39.0187 | 0
28.09. | 21 | 479.197 |  | 440.1784 | 0 | 0 | 39.0187 | 0
28.09. | 22 | 477.7049 |  | 438.6862 | 0 | 0 | 39.0187 | 0
28.09. | 23 | 477.7049 |  | 438.6862 | 0 | 0 | 39.0187 | 0
28.09. | 24 | 476.2127 |  | 437.1941 | 0 | 0 | 39.0187 | 0
29.09. | 1 | 476.2127 |  | 437.1941 | 0 | 0 | 39.0187 | 0
29.09. | 2 | 474.7206 |  | 435.702 | 0 | 0 | 39.0187 | 0
29.09. | 3 | 473.2285 |  | 434.2098 | 0 | 0 | 39.0187 | 0
29.09. | 4 | 473.2285 |  | 434.2098 | 0 | 0 | 39.0187 | 0
29.09. | 5 | 471.7364 |  | 432.7177 | 0 | 0 | 39.0187 | 0
29.09. | 6 | 471.7364 |  | 432.7177 | 0 | 0 | 39.0187 | 0
29.09. | 7 | 471.7364 |  | 432.7177 | 0 | 0 | 39.0187 | 0
29.09. | 8 | 473.2285 |  | 434.2098 | 0 | 0 | 39.0187 | 0
29.09. | 9 | 476.2127 |  | 437.1941 | 0 | 0 | 39.0187 | 0
29.09. | 10 | 477.7049 |  | 438.6862 | 0 | 0 | 39.0187 | 0
29.09. | 11 | 479.197 |  | 440.1784 | 0 | 0 | 39.0187 | 0
29.09. | 12 | 479.197 |  | 440.1784 | 0 | 0 | 39.0187 | 0
29.09. | 13 | 479.197 |  | 440.1784 | 0 | 0 | 39.0187 | 0
29.09. | 14 | 479.197 |  | 440.1784 | 0 | 0 | 39.0187 | 0
29.09. | 15 | 479.197 |  | 440.1784 | 0 | 0 | 39.0187 | 0
29.09. | 16 | 479.197 |  | 440.1784 | 0 | 0 | 39.0187 | 0
29.09. | 17 | 479.197 |  | 440.1784 | 0 | 0 | 39.0187 | 0
29.09. | 18 | 477.7049 |  | 438.6862 | 0 | 0 | 39.0187 | 0
29.09. | 19 | 476.2127 |  | 437.1941 | 0 | 0 | 39.0187 | 0
29.09. | 20 | 476.2127 |  | 437.1941 | 0 | 0 | 39.0187 | 0
29.09. | 21 | 474.7206 |  | 435.702 | 0 | 0 | 39.0187 | 0
29.09. | 22 | 474.7206 |  | 435.702 | 0 | 0 | 39.0187 | 0
29.09. | 23 | 473.2285 |  | 434.2098 | 0 | 0 | 39.0187 | 0
29.09. | 24 | 474.7206 |  | 435.702 | 0 | 0 | 39.0187 | 0
30.09. | 1 | 473.2285 |  | 434.2098 | 0 | 0 | 39.0187 | 0
30.09. | 2 | 474.7206 |  | 435.702 | 0 | 0 | 39.0187 | 0
30.09. | 3 | 473.2285 |  | 434.2098 | 0 | 0 | 39.0187 | 0
30.09. | 4 | 473.2285 |  | 434.2098 | 0 | 0 | 39.0187 | 0
30.09. | 5 | 471.7364 |  | 432.7177 | 0 | 0 | 39.0187 | 0
30.09. | 6 | 471.7364 |  | 432.7177 | 0 | 0 | 39.0187 | 0
30.09. | 7 | 473.2285 |  | 434.2098 | 0 | 0 | 39.0187 | 0
30.09. | 8 | 474.7206 |  | 435.702 | 0 | 0 | 39.0187 | 0
30.09. | 9 | 477.7049 |  | 438.6862 | 0 | 0 | 39.0187 | 0
30.09. | 10 | 479.197 |  | 440.1784 | 0 | 0 | 39.0187 | 0
30.09. | 11 | 479.197 |  | 440.1784 | 0 | 0 | 39.0187 | 0
30.09. | 12 | 479.197 |  | 440.1784 | 0 | 0 | 39.0187 | 0
30.09. | 13 | 479.197 |  | 440.1784 | 0 | 0 | 39.0187 | 0
30.09. | 14 | 479.197 |  | 440.1784 | 0 | 0 | 39.0187 | 0
30.09. | 15 | 479.197 |  | 440.1784 | 0 | 0 | 39.0187 | 0
30.09. | 16 | 479.197 |  | 440.1784 | 0 | 0 | 39.0187 | 0
30.09. | 17 | 479.197 |  | 440.1784 | 0 | 0 | 39.0187 | 0
30.09. | 18 | 477.7049 |  | 438.6862 | 0 | 0 | 39.0187 | 0
30.09. | 19 | 477.7049 |  | 438.6862 | 0 | 0 | 39.0187 | 0
30.09. | 20 | 477.7049 |  | 438.6862 | 0 | 0 | 39.0187 | 0
30.09. | 21 | 474.7206 |  | 435.702 | 0 | 0 | 39.0187 | 0
30.09. | 22 | 473.2285 |  | 434.2098 | 0 | 0 | 39.0187 | 0
30.09. | 23 | 470.2442 |  | 431.2256 | 0 | 0 | 39.0187 | 0
30.09. | 24 | 470.2442 |  | 431.2256 | 0 | 0 | 39.0187 | 0
01.10. | 1 | 579.3418 |  | 534.1825 | 0 | 0 | 45.1593 | 0
01.10. | 2 | 582.3261 |  | 537.1668 | 0 | 0 | 45.1593 | 0
01.10. | 3 | 586.8025 |  | 541.6432 | 0 | 0 | 45.1593 | 0
01.10. | 4 | 588.2946 |  | 543.1353 | 0 | 0 | 45.1593 | 0
01.10. | 5 | 589.7867 |  | 544.6274 | 0 | 0 | 45.1593 | 0
01.10. | 6 | 589.7867 |  | 544.6274 | 0 | 0 | 45.1593 | 0
01.10. | 7 | 585.3103 |  | 540.1511 | 0 | 0 | 45.1593 | 0
01.10. | 8 | 580.834 |  | 535.6747 | 0 | 0 | 45.1593 | 0
01.10. | 9 | 567.4048 |  | 522.2455 | 0 | 0 | 45.1593 | 0
01.10. | 10 | 564.4205 |  | 519.2612 | 0 | 0 | 45.1593 | 0
01.10. | 11 | 550.9914 |  | 505.8321 | 0 | 0 | 45.1593 | 0
01.10. | 12 | 549.4992 |  | 504.3399 | 0 | 0 | 45.1593 | 0
01.10. | 13 | 546.515 |  | 501.3557 | 0 | 0 | 45.1593 | 0
01.10. | 14 | 545.0228 |  | 499.8636 | 0 | 0 | 45.1593 | 0
01.10. | 15 | 546.515 |  | 501.3557 | 0 | 0 | 45.1593 | 0
01.10. | 16 | 550.9914 |  | 505.8321 | 0 | 0 | 45.1593 | 0
01.10. | 17 | 553.9756 |  | 508.8163 | 0 | 0 | 45.1593 | 0
01.10. | 18 | 565.9127 |  | 520.7534 | 0 | 0 | 45.1593 | 0
01.10. | 19 | 568.8969 |  | 523.7376 | 0 | 0 | 45.1593 | 0
01.10. | 20 | 571.8812 |  | 526.7219 | 0 | 0 | 45.1593 | 0
01.10. | 21 | 574.8654 |  | 529.7061 | 0 | 0 | 45.1593 | 0
01.10. | 22 | 576.3576 |  | 531.1983 | 0 | 0 | 45.1593 | 0
01.10. | 23 | 579.3418 |  | 534.1825 | 0 | 0 | 45.1593 | 0
01.10. | 24 | 579.3418 |  | 534.1825 | 0 | 0 | 45.1593 | 0
02.10. | 1 | 580.834 |  | 535.6747 | 0 | 0 | 45.1593 | 0
02.10. | 2 | 580.834 |  | 535.6747 | 0 | 0 | 45.1593 | 0
02.10. | 3 | 582.3261 |  | 537.1668 | 0 | 0 | 45.1593 | 0
02.10. | 4 | 582.3261 |  | 537.1668 | 0 | 0 | 45.1593 | 0
02.10. | 5 | 580.834 |  | 535.6747 | 0 | 0 | 45.1593 | 0
02.10. | 6 | 579.3418 |  | 534.1825 | 0 | 0 | 45.1593 | 0
02.10. | 7 | 574.8654 |  | 529.7061 | 0 | 0 | 45.1593 | 0
02.10. | 8 | 570.389 |  | 525.2298 | 0 | 0 | 45.1593 | 0
02.10. | 9 | 558.452 |  | 513.2927 | 0 | 0 | 45.1593 | 0
02.10. | 10 | 549.4992 |  | 504.3399 | 0 | 0 | 45.1593 | 0
02.10. | 11 | 540.5465 |  | 495.3872 | 0 | 0 | 45.1593 | 0
02.10. | 12 | 540.5465 |  | 495.3872 | 0 | 0 | 45.1593 | 0
02.10. | 13 | 540.5465 |  | 495.3872 | 0 | 0 | 45.1593 | 0
02.10. | 14 | 540.5465 |  | 495.3872 | 0 | 0 | 45.1593 | 0
02.10. | 15 | 540.5465 |  | 495.3872 | 0 | 0 | 45.1593 | 0
02.10. | 16 | 540.5465 |  | 495.3872 | 0 | 0 | 45.1593 | 0
02.10. | 17 | 540.5465 |  | 495.3872 | 0 | 0 | 45.1593 | 0
02.10. | 18 | 542.0386 |  | 496.8793 | 0 | 0 | 45.1593 | 0
02.10. | 19 | 546.515 |  | 501.3557 | 0 | 0 | 45.1593 | 0
02.10. | 20 | 548.0071 |  | 502.8478 | 0 | 0 | 45.1593 | 0
02.10. | 21 | 553.9756 |  | 508.8163 | 0 | 0 | 45.1593 | 0
02.10. | 22 | 556.9599 |  | 511.8006 | 0 | 0 | 45.1593 | 0
02.10. | 23 | 559.9441 |  | 514.7849 | 0 | 0 | 45.1593 | 0
02.10. | 24 | 561.4363 |  | 516.277 | 0 | 0 | 45.1593 | 0
03.10. | 1 | 562.9284 |  | 517.7691 | 0 | 0 | 45.1593 | 0
03.10. | 2 | 564.4205 |  | 519.2612 | 0 | 0 | 45.1593 | 0
03.10. | 3 | 567.4048 |  | 522.2455 | 0 | 0 | 45.1593 | 0
03.10. | 4 | 568.8969 |  | 523.7376 | 0 | 0 | 45.1593 | 0
03.10. | 5 | 570.389 |  | 525.2298 | 0 | 0 | 45.1593 | 0
03.10. | 6 | 570.389 |  | 525.2298 | 0 | 0 | 45.1593 | 0
03.10. | 7 | 568.8969 |  | 523.7376 | 0 | 0 | 45.1593 | 0
03.10. | 8 | 567.4048 |  | 522.2455 | 0 | 0 | 45.1593 | 0
03.10. | 9 | 556.9599 |  | 511.8006 | 0 | 0 | 45.1593 | 0
03.10. | 10 | 553.9756 |  | 508.8163 | 0 | 0 | 45.1593 | 0
03.10. | 11 | 540.5465 |  | 495.3872 | 0 | 0 | 45.1593 | 0
03.10. | 12 | 540.5465 |  | 495.3872 | 0 | 0 | 45.1593 | 0
03.10. | 13 | 540.5465 |  | 495.3872 | 0 | 0 | 45.1593 | 0
03.10. | 14 | 540.5465 |  | 495.3872 | 0 | 0 | 45.1593 | 0
03.10. | 15 | 543.5307 |  | 498.3714 | 0 | 0 | 45.1593 | 0
03.10. | 16 | 549.4992 |  | 504.3399 | 0 | 0 | 45.1593 | 0
03.10. | 17 | 552.4835 |  | 507.3242 | 0 | 0 | 45.1593 | 0
03.10. | 18 | 561.4363 |  | 516.277 | 0 | 0 | 45.1593 | 0
03.10. | 19 | 564.4205 |  | 519.2612 | 0 | 0 | 45.1593 | 0
03.10. | 20 | 565.9127 |  | 520.7534 | 0 | 0 | 45.1593 | 0
03.10. | 21 | 570.389 |  | 525.2298 | 0 | 0 | 45.1593 | 0
03.10. | 22 | 571.8812 |  | 526.7219 | 0 | 0 | 45.1593 | 0
03.10. | 23 | 576.3576 |  | 531.1983 | 0 | 0 | 45.1593 | 0
03.10. | 24 | 577.8497 |  | 532.6904 | 0 | 0 | 45.1593 | 0
04.10. | 1 | 580.834 |  | 535.6747 | 0 | 0 | 45.1593 | 0
04.10. | 2 | 583.8182 |  | 538.6589 | 0 | 0 | 45.1593 | 0
04.10. | 3 | 588.2946 |  | 543.1353 | 0 | 0 | 45.1593 | 0
04.10. | 4 | 591.2789 |  | 546.1196 | 0 | 0 | 45.1593 | 0
04.10. | 5 | 591.2789 |  | 546.1196 | 0 | 0 | 45.1593 | 0
04.10. | 6 | 589.7867 |  | 544.6274 | 0 | 0 | 45.1593 | 0
04.10. | 7 | 585.3103 |  | 540.1511 | 0 | 0 | 45.1593 | 0
04.10. | 8 | 577.8497 |  | 532.6904 | 0 | 0 | 45.1593 | 0
04.10. | 9 | 565.9127 |  | 520.7534 | 0 | 0 | 45.1593 | 0
04.10. | 10 | 559.9441 |  | 514.7849 | 0 | 0 | 45.1593 | 0
04.10. | 11 | 543.5307 |  | 498.3714 | 0 | 0 | 45.1593 | 0
04.10. | 12 | 540.5465 |  | 495.3872 | 0 | 0 | 45.1593 | 0
04.10. | 13 | 540.5465 |  | 495.3872 | 0 | 0 | 45.1593 | 0
04.10. | 14 | 540.5465 |  | 495.3872 | 0 | 0 | 45.1593 | 0
04.10. | 15 | 540.5465 |  | 495.3872 | 0 | 0 | 45.1593 | 0
04.10. | 16 | 545.0228 |  | 499.8636 | 0 | 0 | 45.1593 | 0
04.10. | 17 | 548.0071 |  | 502.8478 | 0 | 0 | 45.1593 | 0
04.10. | 18 | 559.9441 |  | 514.7849 | 0 | 0 | 45.1593 | 0
04.10. | 19 | 562.9284 |  | 517.7691 | 0 | 0 | 45.1593 | 0
04.10. | 20 | 564.4205 |  | 519.2612 | 0 | 0 | 45.1593 | 0
04.10. | 21 | 567.4048 |  | 522.2455 | 0 | 0 | 45.1593 | 0
04.10. | 22 | 568.8969 |  | 523.7376 | 0 | 0 | 45.1593 | 0
04.10. | 23 | 571.8812 |  | 526.7219 | 0 | 0 | 45.1593 | 0
04.10. | 24 | 573.3733 |  | 528.214 | 0 | 0 | 45.1593 | 0
05.10. | 1 | 574.8654 |  | 529.7061 | 0 | 0 | 45.1593 | 0
05.10. | 2 | 576.3576 |  | 531.1983 | 0 | 0 | 45.1593 | 0
05.10. | 3 | 580.834 |  | 535.6747 | 0 | 0 | 45.1593 | 0
05.10. | 4 | 582.3261 |  | 537.1668 | 0 | 0 | 45.1593 | 0
05.10. | 5 | 583.8182 |  | 538.6589 | 0 | 0 | 45.1593 | 0
05.10. | 6 | 583.8182 |  | 538.6589 | 0 | 0 | 45.1593 | 0
05.10. | 7 | 579.3418 |  | 534.1825 | 0 | 0 | 45.1593 | 0
05.10. | 8 | 573.3733 |  | 528.214 | 0 | 0 | 45.1593 | 0
05.10. | 9 | 561.4363 |  | 516.277 | 0 | 0 | 45.1593 | 0
05.10. | 10 | 553.9756 |  | 508.8163 | 0 | 0 | 45.1593 | 0
05.10. | 11 | 540.5465 |  | 495.3872 | 0 | 0 | 45.1593 | 0
05.10. | 12 | 540.5465 |  | 495.3872 | 0 | 0 | 45.1593 | 0
05.10. | 13 | 540.5465 |  | 495.3872 | 0 | 0 | 45.1593 | 0
05.10. | 14 | 540.5465 |  | 495.3872 | 0 | 0 | 45.1593 | 0
05.10. | 15 | 540.5465 |  | 495.3872 | 0 | 0 | 45.1593 | 0
05.10. | 16 | 540.5465 |  | 495.3872 | 0 | 0 | 45.1593 | 0
05.10. | 17 | 540.5465 |  | 495.3872 | 0 | 0 | 45.1593 | 0
05.10. | 18 | 550.9914 |  | 505.8321 | 0 | 0 | 45.1593 | 0
05.10. | 19 | 555.4678 |  | 510.3085 | 0 | 0 | 45.1593 | 0
05.10. | 20 | 558.452 |  | 513.2927 | 0 | 0 | 45.1593 | 0
05.10. | 21 | 561.4363 |  | 516.277 | 0 | 0 | 45.1593 | 0
05.10. | 22 | 562.9284 |  | 517.7691 | 0 | 0 | 45.1593 | 0
05.10. | 23 | 565.9127 |  | 520.7534 | 0 | 0 | 45.1593 | 0
05.10. | 24 | 565.9127 |  | 520.7534 | 0 | 0 | 45.1593 | 0
06.10. | 1 | 567.4048 |  | 522.2455 | 0 | 0 | 45.1593 | 0
06.10. | 2 | 568.8969 |  | 523.7376 | 0 | 0 | 45.1593 | 0
06.10. | 3 | 570.389 |  | 525.2298 | 0 | 0 | 45.1593 | 0
06.10. | 4 | 571.8812 |  | 526.7219 | 0 | 0 | 45.1593 | 0
06.10. | 5 | 573.3733 |  | 528.214 | 0 | 0 | 45.1593 | 0
06.10. | 6 | 573.3733 |  | 528.214 | 0 | 0 | 45.1593 | 0
06.10. | 7 | 571.8812 |  | 526.7219 | 0 | 0 | 45.1593 | 0
06.10. | 8 | 567.4048 |  | 522.2455 | 0 | 0 | 45.1593 | 0
06.10. | 9 | 553.9756 |  | 508.8163 | 0 | 0 | 45.1593 | 0
06.10. | 10 | 543.5307 |  | 498.3714 | 0 | 0 | 45.1593 | 0
06.10. | 11 | 540.5465 |  | 495.3872 | 0 | 0 | 45.1593 | 0
06.10. | 12 | 540.5465 |  | 495.3872 | 0 | 0 | 45.1593 | 0
06.10. | 13 | 540.5465 |  | 495.3872 | 0 | 0 | 45.1593 | 0
06.10. | 14 | 540.5465 |  | 495.3872 | 0 | 0 | 45.1593 | 0
06.10. | 15 | 540.5465 |  | 495.3872 | 0 | 0 | 45.1593 | 0
06.10. | 16 | 540.5465 |  | 495.3872 | 0 | 0 | 45.1593 | 0
06.10. | 17 | 540.5465 |  | 495.3872 | 0 | 0 | 45.1593 | 0
06.10. | 18 | 552.4835 |  | 507.3242 | 0 | 0 | 45.1593 | 0
06.10. | 19 | 558.452 |  | 513.2927 | 0 | 0 | 45.1593 | 0
06.10. | 20 | 561.4363 |  | 516.277 | 0 | 0 | 45.1593 | 0
06.10. | 21 | 564.4205 |  | 519.2612 | 0 | 0 | 45.1593 | 0
06.10. | 22 | 565.9127 |  | 520.7534 | 0 | 0 | 45.1593 | 0
06.10. | 23 | 568.8969 |  | 523.7376 | 0 | 0 | 45.1593 | 0
06.10. | 24 | 570.389 |  | 525.2298 | 0 | 0 | 45.1593 | 0
07.10. | 1 | 571.8812 |  | 526.7219 | 0 | 0 | 45.1593 | 0
07.10. | 2 | 571.8812 |  | 526.7219 | 0 | 0 | 45.1593 | 0
07.10. | 3 | 573.3733 |  | 528.214 | 0 | 0 | 45.1593 | 0
07.10. | 4 | 574.8654 |  | 529.7061 | 0 | 0 | 45.1593 | 0
07.10. | 5 | 576.3576 |  | 531.1983 | 0 | 0 | 45.1593 | 0
07.10. | 6 | 577.8497 |  | 532.6904 | 0 | 0 | 45.1593 | 0
07.10. | 7 | 574.8654 |  | 529.7061 | 0 | 0 | 45.1593 | 0
07.10. | 8 | 568.8969 |  | 523.7376 | 0 | 0 | 45.1593 | 0
07.10. | 9 | 556.9599 |  | 511.8006 | 0 | 0 | 45.1593 | 0
07.10. | 10 | 545.0228 |  | 499.8636 | 0 | 0 | 45.1593 | 0
07.10. | 11 | 540.5465 |  | 495.3872 | 0 | 0 | 45.1593 | 0
07.10. | 12 | 540.5465 |  | 495.3872 | 0 | 0 | 45.1593 | 0
07.10. | 13 | 540.5465 |  | 495.3872 | 0 | 0 | 45.1593 | 0
07.10. | 14 | 540.5465 |  | 495.3872 | 0 | 0 | 45.1593 | 0
07.10. | 15 | 540.5465 |  | 495.3872 | 0 | 0 | 45.1593 | 0
07.10. | 16 | 540.5465 |  | 495.3872 | 0 | 0 | 45.1593 | 0
07.10. | 17 | 540.5465 |  | 495.3872 | 0 | 0 | 45.1593 | 0
07.10. | 18 | 546.515 |  | 501.3557 | 0 | 0 | 45.1593 | 0
07.10. | 19 | 552.4835 |  | 507.3242 | 0 | 0 | 45.1593 | 0
07.10. | 20 | 555.4678 |  | 510.3085 | 0 | 0 | 45.1593 | 0
07.10. | 21 | 561.4363 |  | 516.277 | 0 | 0 | 45.1593 | 0
07.10. | 22 | 564.4205 |  | 519.2612 | 0 | 0 | 45.1593 | 0
07.10. | 23 | 567.4048 |  | 522.2455 | 0 | 0 | 45.1593 | 0
07.10. | 24 | 570.389 |  | 525.2298 | 0 | 0 | 45.1593 | 0
08.10. | 1 | 571.8812 |  | 526.7219 | 0 | 0 | 45.1593 | 0
08.10. | 2 | 574.8654 |  | 529.7061 | 0 | 0 | 45.1593 | 0
08.10. | 3 | 579.3418 |  | 534.1825 | 0 | 0 | 45.1593 | 0
08.10. | 4 | 583.8182 |  | 538.6589 | 0 | 0 | 45.1593 | 0
08.10. | 5 | 586.8025 |  | 541.6432 | 0 | 0 | 45.1593 | 0
08.10. | 6 | 588.2946 |  | 543.1353 | 0 | 0 | 45.1593 | 0
08.10. | 7 | 586.8025 |  | 541.6432 | 0 | 0 | 45.1593 | 0
08.10. | 8 | 582.3261 |  | 537.1668 | 0 | 0 | 45.1593 | 0
08.10. | 9 | 570.389 |  | 525.2298 | 0 | 0 | 45.1593 | 0
08.10. | 10 | 567.4048 |  | 522.2455 | 0 | 0 | 45.1593 | 0
08.10. | 11 | 559.9441 |  | 514.7849 | 0 | 0 | 45.1593 | 0
08.10. | 12 | 561.4363 |  | 516.277 | 0 | 0 | 45.1593 | 0
08.10. | 13 | 562.9284 |  | 517.7691 | 0 | 0 | 45.1593 | 0
08.10. | 14 | 565.9127 |  | 520.7534 | 0 | 0 | 45.1593 | 0
08.10. | 15 | 568.8969 |  | 523.7376 | 0 | 0 | 45.1593 | 0
08.10. | 16 | 573.3733 |  | 528.214 | 0 | 0 | 45.1593 | 0
08.10. | 17 | 574.8654 |  | 529.7061 | 0 | 0 | 45.1593 | 0
08.10. | 18 | 583.8182 |  | 538.6589 | 0 | 0 | 45.1593 | 0
08.10. | 19 | 589.7867 |  | 544.6274 | 0 | 0 | 45.1593 | 0
08.10. | 20 | 595.7553 |  | 550.596 | 0 | 0 | 45.1593 | 0
08.10. | 21 | 607.6923 |  | 562.533 | 0 | 0 | 45.1593 | 0
08.10. | 22 | 616.6451 |  | 571.4858 | 0 | 0 | 45.1593 | 0
08.10. | 23 | 630.0743 |  | 584.915 | 0 | 0 | 45.1593 | 0
08.10. | 24 | 636.0428 |  | 590.8835 | 0 | 0 | 45.1593 | 0
09.10. | 1 | 642.0113 |  | 596.852 | 0 | 0 | 45.1593 | 0
09.10. | 2 | 646.4877 |  | 601.3284 | 0 | 0 | 45.1593 | 0
09.10. | 3 | 653.9483 |  | 608.789 | 0 | 0 | 45.1593 | 0
09.10. | 4 | 659.9169 |  | 614.7576 | 0 | 0 | 45.1593 | 0
09.10. | 5 | 664.3932 |  | 619.234 | 0 | 0 | 45.1593 | 0
09.10. | 6 | 667.3775 |  | 622.2182 | 0 | 0 | 45.1593 | 0
09.10. | 7 | 665.8854 |  | 620.7261 | 0 | 0 | 45.1593 | 0
09.10. | 8 | 659.9169 |  | 614.7576 | 0 | 0 | 45.1593 | 0
09.10. | 9 | 633.0585 |  | 587.8992 | 0 | 0 | 45.1593 | 0
09.10. | 10 | 616.6451 |  | 571.4858 | 0 | 0 | 45.1593 | 0
09.10. | 11 | 595.7553 |  | 550.596 | 0 | 0 | 45.1593 | 0
09.10. | 12 | 592.771 |  | 547.6117 | 0 | 0 | 45.1593 | 0
09.10. | 13 | 589.7867 |  | 544.6274 | 0 | 0 | 45.1593 | 0
09.10. | 14 | 586.8025 |  | 541.6432 | 0 | 0 | 45.1593 | 0
09.10. | 15 | 586.8025 |  | 541.6432 | 0 | 0 | 45.1593 | 0
09.10. | 16 | 592.771 |  | 547.6117 | 0 | 0 | 45.1593 | 0
09.10. | 17 | 607.6923 |  | 562.533 | 0 | 0 | 45.1593 | 0
09.10. | 18 | 642.0113 |  | 596.852 | 0 | 0 | 45.1593 | 0
09.10. | 19 | 658.4247 |  | 613.2654 | 0 | 0 | 45.1593 | 0
09.10. | 20 | 665.8854 |  | 620.7261 | 0 | 0 | 45.1593 | 0
09.10. | 21 | 670.3618 |  | 625.2025 | 0 | 0 | 45.1593 | 0
09.10. | 22 | 671.8539 |  | 626.6946 | 0 | 0 | 45.1593 | 0
09.10. | 23 | 673.346 |  | 628.1867 | 0 | 0 | 45.1593 | 0
09.10. | 24 | 673.346 |  | 628.1867 | 0 | 0 | 45.1593 | 0
10.10. | 1 | 673.346 |  | 628.1867 | 0 | 0 | 45.1593 | 0
10.10. | 2 | 673.346 |  | 628.1867 | 0 | 0 | 45.1593 | 0
10.10. | 3 | 673.346 |  | 628.1867 | 0 | 0 | 45.1593 | 0
10.10. | 4 | 673.346 |  | 628.1867 | 0 | 0 | 45.1593 | 0
10.10. | 5 | 673.346 |  | 628.1867 | 0 | 0 | 45.1593 | 0
10.10. | 6 | 673.346 |  | 628.1867 | 0 | 0 | 45.1593 | 0
10.10. | 7 | 673.346 |  | 628.1867 | 0 | 0 | 45.1593 | 0
10.10. | 8 | 673.346 |  | 628.1867 | 0 | 0 | 45.1593 | 0
10.10. | 9 | 649.4719 |  | 604.3127 | 0 | 0 | 45.1593 | 0
10.10. | 10 | 621.1215 |  | 575.9622 | 0 | 0 | 45.1593 | 0
10.10. | 11 | 595.7553 |  | 550.596 | 0 | 0 | 45.1593 | 0
10.10. | 12 | 595.7553 |  | 550.596 | 0 | 0 | 45.1593 | 0
10.10. | 13 | 594.2631 |  | 549.1038 | 0 | 0 | 45.1593 | 0
10.10. | 14 | 592.771 |  | 547.6117 | 0 | 0 | 45.1593 | 0
10.10. | 15 | 591.2789 |  | 546.1196 | 0 | 0 | 45.1593 | 0
10.10. | 16 | 597.2474 |  | 552.0881 | 0 | 0 | 45.1593 | 0
10.10. | 17 | 613.6608 |  | 568.5015 | 0 | 0 | 45.1593 | 0
10.10. | 18 | 646.4877 |  | 601.3284 | 0 | 0 | 45.1593 | 0
10.10. | 19 | 661.409 |  | 616.2497 | 0 | 0 | 45.1593 | 0
10.10. | 20 | 665.8854 |  | 620.7261 | 0 | 0 | 45.1593 | 0
10.10. | 21 | 668.8696 |  | 623.7103 | 0 | 0 | 45.1593 | 0
10.10. | 22 | 670.3618 |  | 625.2025 | 0 | 0 | 45.1593 | 0
10.10. | 23 | 671.8539 |  | 626.6946 | 0 | 0 | 45.1593 | 0
10.10. | 24 | 673.346 |  | 628.1867 | 0 | 0 | 45.1593 | 0
11.10. | 1 | 673.346 |  | 628.1867 | 0 | 0 | 45.1593 | 0
11.10. | 2 | 673.346 |  | 628.1867 | 0 | 0 | 45.1593 | 0
11.10. | 3 | 673.346 |  | 628.1867 | 0 | 0 | 45.1593 | 0
11.10. | 4 | 673.346 |  | 628.1867 | 0 | 0 | 45.1593 | 0
11.10. | 5 | 673.346 |  | 628.1867 | 0 | 0 | 45.1593 | 0
11.10. | 6 | 673.346 |  | 628.1867 | 0 | 0 | 45.1593 | 0
11.10. | 7 | 673.346 |  | 628.1867 | 0 | 0 | 45.1593 | 0
11.10. | 8 | 671.8539 |  | 626.6946 | 0 | 0 | 45.1593 | 0
11.10. | 9 | 643.5034 |  | 598.3441 | 0 | 0 | 45.1593 | 0
11.10. | 10 | 612.1687 |  | 567.0094 | 0 | 0 | 45.1593 | 0
11.10. | 11 | 588.2946 |  | 543.1353 | 0 | 0 | 45.1593 | 0
11.10. | 12 | 583.8182 |  | 538.6589 | 0 | 0 | 45.1593 | 0
11.10. | 13 | 580.834 |  | 535.6747 | 0 | 0 | 45.1593 | 0
11.10. | 14 | 577.8497 |  | 532.6904 | 0 | 0 | 45.1593 | 0
11.10. | 15 | 577.8497 |  | 532.6904 | 0 | 0 | 45.1593 | 0
11.10. | 16 | 583.8182 |  | 538.6589 | 0 | 0 | 45.1593 | 0
11.10. | 17 | 603.2159 |  | 558.0566 | 0 | 0 | 45.1593 | 0
11.10. | 18 | 644.9956 |  | 599.8363 | 0 | 0 | 45.1593 | 0
11.10. | 19 | 665.8854 |  | 620.7261 | 0 | 0 | 45.1593 | 0
11.10. | 20 | 670.3618 |  | 625.2025 | 0 | 0 | 45.1593 | 0
11.10. | 21 | 671.8539 |  | 626.6946 | 0 | 0 | 45.1593 | 0
11.10. | 22 | 673.346 |  | 628.1867 | 0 | 0 | 45.1593 | 0
11.10. | 23 | 673.346 |  | 628.1867 | 0 | 0 | 45.1593 | 0
11.10. | 24 | 673.346 |  | 628.1867 | 0 | 0 | 45.1593 | 0
12.10. | 1 | 673.346 |  | 628.1867 | 0 | 0 | 45.1593 | 0
12.10. | 2 | 673.346 |  | 628.1867 | 0 | 0 | 45.1593 | 0
12.10. | 3 | 673.346 |  | 628.1867 | 0 | 0 | 45.1593 | 0
12.10. | 4 | 673.346 |  | 628.1867 | 0 | 0 | 45.1593 | 0
12.10. | 5 | 673.346 |  | 628.1867 | 0 | 0 | 45.1593 | 0
12.10. | 6 | 673.346 |  | 628.1867 | 0 | 0 | 45.1593 | 0
12.10. | 7 | 673.346 |  | 628.1867 | 0 | 0 | 45.1593 | 0
12.10. | 8 | 673.346 |  | 628.1867 | 0 | 0 | 45.1593 | 0
12.10. | 9 | 647.9798 |  | 602.8205 | 0 | 0 | 45.1593 | 0
12.10. | 10 | 609.1844 |  | 564.0251 | 0 | 0 | 45.1593 | 0
12.10. | 11 | 579.3418 |  | 534.1825 | 0 | 0 | 45.1593 | 0
12.10. | 12 | 573.3733 |  | 528.214 | 0 | 0 | 45.1593 | 0
12.10. | 13 | 568.8969 |  | 523.7376 | 0 | 0 | 45.1593 | 0
12.10. | 14 | 567.4048 |  | 522.2455 | 0 | 0 | 45.1593 | 0
12.10. | 15 | 567.4048 |  | 522.2455 | 0 | 0 | 45.1593 | 0
12.10. | 16 | 571.8812 |  | 526.7219 | 0 | 0 | 45.1593 | 0
12.10. | 17 | 582.3261 |  | 537.1668 | 0 | 0 | 45.1593 | 0
12.10. | 18 | 613.6608 |  | 568.5015 | 0 | 0 | 45.1593 | 0
12.10. | 19 | 636.0428 |  | 590.8835 | 0 | 0 | 45.1593 | 0
12.10. | 20 | 643.5034 |  | 598.3441 | 0 | 0 | 45.1593 | 0
12.10. | 21 | 647.9798 |  | 602.8205 | 0 | 0 | 45.1593 | 0
12.10. | 22 | 646.4877 |  | 601.3284 | 0 | 0 | 45.1593 | 0
12.10. | 23 | 649.4719 |  | 604.3127 | 0 | 0 | 45.1593 | 0
12.10. | 24 | 646.4877 |  | 601.3284 | 0 | 0 | 45.1593 | 0
13.10. | 1 | 644.9956 |  | 599.8363 | 0 | 0 | 45.1593 | 0
13.10. | 2 | 642.0113 |  | 596.852 | 0 | 0 | 45.1593 | 0
13.10. | 3 | 642.0113 |  | 596.852 | 0 | 0 | 45.1593 | 0
13.10. | 4 | 642.0113 |  | 596.852 | 0 | 0 | 45.1593 | 0
13.10. | 5 | 640.5192 |  | 595.3599 | 0 | 0 | 45.1593 | 0
13.10. | 6 | 640.5192 |  | 595.3599 | 0 | 0 | 45.1593 | 0
13.10. | 7 | 636.0428 |  | 590.8835 | 0 | 0 | 45.1593 | 0
13.10. | 8 | 628.5821 |  | 583.4228 | 0 | 0 | 45.1593 | 0
13.10. | 9 | 604.708 |  | 559.5488 | 0 | 0 | 45.1593 | 0
13.10. | 10 | 598.7395 |  | 553.5802 | 0 | 0 | 45.1593 | 0
13.10. | 11 | 585.3103 |  | 540.1511 | 0 | 0 | 45.1593 | 0
13.10. | 12 | 583.8182 |  | 538.6589 | 0 | 0 | 45.1593 | 0
13.10. | 13 | 582.3261 |  | 537.1668 | 0 | 0 | 45.1593 | 0
13.10. | 14 | 582.3261 |  | 537.1668 | 0 | 0 | 45.1593 | 0
13.10. | 15 | 585.3103 |  | 540.1511 | 0 | 0 | 45.1593 | 0
13.10. | 16 | 592.771 |  | 547.6117 | 0 | 0 | 45.1593 | 0
13.10. | 17 | 604.708 |  | 559.5488 | 0 | 0 | 45.1593 | 0
13.10. | 18 | 628.5821 |  | 583.4228 | 0 | 0 | 45.1593 | 0
13.10. | 19 | 642.0113 |  | 596.852 | 0 | 0 | 45.1593 | 0
13.10. | 20 | 647.9798 |  | 602.8205 | 0 | 0 | 45.1593 | 0
13.10. | 21 | 655.4405 |  | 610.2812 | 0 | 0 | 45.1593 | 0
13.10. | 22 | 658.4247 |  | 613.2654 | 0 | 0 | 45.1593 | 0
13.10. | 23 | 662.9011 |  | 617.7418 | 0 | 0 | 45.1593 | 0
13.10. | 24 | 662.9011 |  | 617.7418 | 0 | 0 | 45.1593 | 0
14.10. | 1 | 661.409 |  | 616.2497 | 0 | 0 | 45.1593 | 0
14.10. | 2 | 661.409 |  | 616.2497 | 0 | 0 | 45.1593 | 0
14.10. | 3 | 662.9011 |  | 617.7418 | 0 | 0 | 45.1593 | 0
14.10. | 4 | 662.9011 |  | 617.7418 | 0 | 0 | 45.1593 | 0
14.10. | 5 | 661.409 |  | 616.2497 | 0 | 0 | 45.1593 | 0
14.10. | 6 | 659.9169 |  | 614.7576 | 0 | 0 | 45.1593 | 0
14.10. | 7 | 656.9326 |  | 611.7733 | 0 | 0 | 45.1593 | 0
14.10. | 8 | 653.9483 |  | 608.789 | 0 | 0 | 45.1593 | 0
14.10. | 9 | 637.5349 |  | 592.3756 | 0 | 0 | 45.1593 | 0
14.10. | 10 | 633.0585 |  | 587.8992 | 0 | 0 | 45.1593 | 0
14.10. | 11 | 616.6451 |  | 571.4858 | 0 | 0 | 45.1593 | 0
14.10. | 12 | 618.1372 |  | 572.9779 | 0 | 0 | 45.1593 | 0
14.10. | 13 | 616.6451 |  | 571.4858 | 0 | 0 | 45.1593 | 0
14.10. | 14 | 613.6608 |  | 568.5015 | 0 | 0 | 45.1593 | 0
14.10. | 15 | 612.1687 |  | 567.0094 | 0 | 0 | 45.1593 | 0
14.10. | 16 | 612.1687 |  | 567.0094 | 0 | 0 | 45.1593 | 0
14.10. | 17 | 612.1687 |  | 567.0094 | 0 | 0 | 45.1593 | 0
14.10. | 18 | 618.1372 |  | 572.9779 | 0 | 0 | 45.1593 | 0
14.10. | 19 | 616.6451 |  | 571.4858 | 0 | 0 | 45.1593 | 0
14.10. | 20 | 613.6608 |  | 568.5015 | 0 | 0 | 45.1593 | 0
14.10. | 21 | 618.1372 |  | 572.9779 | 0 | 0 | 45.1593 | 0
14.10. | 22 | 618.1372 |  | 572.9779 | 0 | 0 | 45.1593 | 0
14.10. | 23 | 625.5979 |  | 580.4386 | 0 | 0 | 45.1593 | 0
14.10. | 24 | 627.09 |  | 581.9307 | 0 | 0 | 45.1593 | 0
15.10. | 1 | 631.5664 |  | 586.4071 | 0 | 0 | 45.1593 | 0
15.10. | 2 | 633.0585 |  | 587.8992 | 0 | 0 | 45.1593 | 0
15.10. | 3 | 639.027 |  | 593.8677 | 0 | 0 | 45.1593 | 0
15.10. | 4 | 643.5034 |  | 598.3441 | 0 | 0 | 45.1593 | 0
15.10. | 5 | 646.4877 |  | 601.3284 | 0 | 0 | 45.1593 | 0
15.10. | 6 | 649.4719 |  | 604.3127 | 0 | 0 | 45.1593 | 0
15.10. | 7 | 646.4877 |  | 601.3284 | 0 | 0 | 45.1593 | 0
15.10. | 8 | 639.027 |  | 593.8677 | 0 | 0 | 45.1593 | 0
15.10. | 9 | 615.1529 |  | 569.9937 | 0 | 0 | 45.1593 | 0
15.10. | 10 | 606.2002 |  | 561.0409 | 0 | 0 | 45.1593 | 0
15.10. | 11 | 592.771 |  | 547.6117 | 0 | 0 | 45.1593 | 0
15.10. | 12 | 591.2789 |  | 546.1196 | 0 | 0 | 45.1593 | 0
15.10. | 13 | 591.2789 |  | 546.1196 | 0 | 0 | 45.1593 | 0
15.10. | 14 | 588.2946 |  | 543.1353 | 0 | 0 | 45.1593 | 0
15.10. | 15 | 588.2946 |  | 543.1353 | 0 | 0 | 45.1593 | 0
15.10. | 16 | 592.771 |  | 547.6117 | 0 | 0 | 45.1593 | 0
15.10. | 17 | 603.2159 |  | 558.0566 | 0 | 0 | 45.1593 | 0
15.10. | 18 | 628.5821 |  | 583.4228 | 0 | 0 | 45.1593 | 0
15.10. | 19 | 642.0113 |  | 596.852 | 0 | 0 | 45.1593 | 0
15.10. | 20 | 647.9798 |  | 602.8205 | 0 | 0 | 45.1593 | 0
15.10. | 21 | 653.9483 |  | 608.789 | 0 | 0 | 45.1593 | 0
15.10. | 22 | 655.4405 |  | 610.2812 | 0 | 0 | 45.1593 | 0
15.10. | 23 | 661.409 |  | 616.2497 | 0 | 0 | 45.1593 | 0
15.10. | 24 | 661.409 |  | 616.2497 | 0 | 0 | 45.1593 | 0
16.10. | 1 | 662.9011 |  | 617.7418 | 0 | 0 | 45.1593 | 0
16.10. | 2 | 664.3932 |  | 619.234 | 0 | 0 | 45.1593 | 0
16.10. | 3 | 667.3775 |  | 622.2182 | 0 | 0 | 45.1593 | 0
16.10. | 4 | 668.8696 |  | 623.7103 | 0 | 0 | 45.1593 | 0
16.10. | 5 | 670.3618 |  | 625.2025 | 0 | 0 | 45.1593 | 0
16.10. | 6 | 671.8539 |  | 626.6946 | 0 | 0 | 45.1593 | 0
16.10. | 7 | 670.3618 |  | 625.2025 | 0 | 0 | 45.1593 | 0
16.10. | 8 | 664.3932 |  | 619.234 | 0 | 0 | 45.1593 | 0
16.10. | 9 | 634.5506 |  | 589.3914 | 0 | 0 | 45.1593 | 0
16.10. | 10 | 612.1687 |  | 567.0094 | 0 | 0 | 45.1593 | 0
16.10. | 11 | 585.3103 |  | 540.1511 | 0 | 0 | 45.1593 | 0
16.10. | 12 | 577.8497 |  | 532.6904 | 0 | 0 | 45.1593 | 0
16.10. | 13 | 574.8654 |  | 529.7061 | 0 | 0 | 45.1593 | 0
16.10. | 14 | 574.8654 |  | 529.7061 | 0 | 0 | 45.1593 | 0
16.10. | 15 | 576.3576 |  | 531.1983 | 0 | 0 | 45.1593 | 0
16.10. | 16 | 580.834 |  | 535.6747 | 0 | 0 | 45.1593 | 0
16.10. | 17 | 583.8182 |  | 538.6589 | 0 | 0 | 45.1593 | 0
16.10. | 18 | 592.771 |  | 547.6117 | 0 | 0 | 45.1593 | 0
16.10. | 19 | 595.7553 |  | 550.596 | 0 | 0 | 45.1593 | 0
16.10. | 20 | 597.2474 |  | 552.0881 | 0 | 0 | 45.1593 | 0
16.10. | 21 | 603.2159 |  | 558.0566 | 0 | 0 | 45.1593 | 0
16.10. | 22 | 606.2002 |  | 561.0409 | 0 | 0 | 45.1593 | 0
16.10. | 23 | 612.1687 |  | 567.0094 | 0 | 0 | 45.1593 | 0
16.10. | 24 | 612.1687 |  | 567.0094 | 0 | 0 | 45.1593 | 0
17.10. | 1 | 612.1687 |  | 567.0094 | 0 | 0 | 45.1593 | 0
17.10. | 2 | 612.1687 |  | 567.0094 | 0 | 0 | 45.1593 | 0
17.10. | 3 | 613.6608 |  | 568.5015 | 0 | 0 | 45.1593 | 0
17.10. | 4 | 615.1529 |  | 569.9937 | 0 | 0 | 45.1593 | 0
17.10. | 5 | 615.1529 |  | 569.9937 | 0 | 0 | 45.1593 | 0
17.10. | 6 | 615.1529 |  | 569.9937 | 0 | 0 | 45.1593 | 0
17.10. | 7 | 613.6608 |  | 568.5015 | 0 | 0 | 45.1593 | 0
17.10. | 8 | 612.1687 |  | 567.0094 | 0 | 0 | 45.1593 | 0
17.10. | 9 | 598.7395 |  | 553.5802 | 0 | 0 | 45.1593 | 0
17.10. | 10 | 600.2316 |  | 555.0724 | 0 | 0 | 45.1593 | 0
17.10. | 11 | 591.2789 |  | 546.1196 | 0 | 0 | 45.1593 | 0
17.10. | 12 | 592.771 |  | 547.6117 | 0 | 0 | 45.1593 | 0
17.10. | 13 | 592.771 |  | 547.6117 | 0 | 0 | 45.1593 | 0
17.10. | 14 | 591.2789 |  | 546.1196 | 0 | 0 | 45.1593 | 0
17.10. | 15 | 592.771 |  | 547.6117 | 0 | 0 | 45.1593 | 0
17.10. | 16 | 595.7553 |  | 550.596 | 0 | 0 | 45.1593 | 0
17.10. | 17 | 598.7395 |  | 553.5802 | 0 | 0 | 45.1593 | 0
17.10. | 18 | 609.1844 |  | 564.0251 | 0 | 0 | 45.1593 | 0
17.10. | 19 | 613.6608 |  | 568.5015 | 0 | 0 | 45.1593 | 0
17.10. | 20 | 615.1529 |  | 569.9937 | 0 | 0 | 45.1593 | 0
17.10. | 21 | 621.1215 |  | 575.9622 | 0 | 0 | 45.1593 | 0
17.10. | 22 | 624.1057 |  | 578.9464 | 0 | 0 | 45.1593 | 0
17.10. | 23 | 630.0743 |  | 584.915 | 0 | 0 | 45.1593 | 0
17.10. | 24 | 630.0743 |  | 584.915 | 0 | 0 | 45.1593 | 0
18.10. | 1 | 633.0585 |  | 587.8992 | 0 | 0 | 45.1593 | 0
18.10. | 2 | 634.5506 |  | 589.3914 | 0 | 0 | 45.1593 | 0
18.10. | 3 | 639.027 |  | 593.8677 | 0 | 0 | 45.1593 | 0
18.10. | 4 | 642.0113 |  | 596.852 | 0 | 0 | 45.1593 | 0
18.10. | 5 | 643.5034 |  | 598.3441 | 0 | 0 | 45.1593 | 0
18.10. | 6 | 644.9956 |  | 599.8363 | 0 | 0 | 45.1593 | 0
18.10. | 7 | 644.9956 |  | 599.8363 | 0 | 0 | 45.1593 | 0
18.10. | 8 | 643.5034 |  | 598.3441 | 0 | 0 | 45.1593 | 0
18.10. | 9 | 631.5664 |  | 586.4071 | 0 | 0 | 45.1593 | 0
18.10. | 10 | 631.5664 |  | 586.4071 | 0 | 0 | 45.1593 | 0
18.10. | 11 | 618.1372 |  | 572.9779 | 0 | 0 | 45.1593 | 0
18.10. | 12 | 618.1372 |  | 572.9779 | 0 | 0 | 45.1593 | 0
18.10. | 13 | 616.6451 |  | 571.4858 | 0 | 0 | 45.1593 | 0
18.10. | 14 | 616.6451 |  | 571.4858 | 0 | 0 | 45.1593 | 0
18.10. | 15 | 618.1372 |  | 572.9779 | 0 | 0 | 45.1593 | 0
18.10. | 16 | 622.6136 |  | 577.4543 | 0 | 0 | 45.1593 | 0
18.10. | 17 | 627.09 |  | 581.9307 | 0 | 0 | 45.1593 | 0
18.10. | 18 | 640.5192 |  | 595.3599 | 0 | 0 | 45.1593 | 0
18.10. | 19 | 646.4877 |  | 601.3284 | 0 | 0 | 45.1593 | 0
18.10. | 20 | 649.4719 |  | 604.3127 | 0 | 0 | 45.1593 | 0
18.10. | 21 | 658.4247 |  | 613.2654 | 0 | 0 | 45.1593 | 0
18.10. | 22 | 662.9011 |  | 617.7418 | 0 | 0 | 45.1593 | 0
18.10. | 23 | 667.3775 |  | 622.2182 | 0 | 0 | 45.1593 | 0
18.10. | 24 | 668.8696 |  | 623.7103 | 0 | 0 | 45.1593 | 0
19.10. | 1 | 670.3618 |  | 625.2025 | 0 | 0 | 45.1593 | 0
19.10. | 2 | 670.3618 |  | 625.2025 | 0 | 0 | 45.1593 | 0
19.10. | 3 | 671.8539 |  | 626.6946 | 0 | 0 | 45.1593 | 0
19.10. | 4 | 673.346 |  | 628.1867 | 0 | 0 | 45.1593 | 0
19.10. | 5 | 673.346 |  | 628.1867 | 0 | 0 | 45.1593 | 0
19.10. | 6 | 673.346 |  | 628.1867 | 0 | 0 | 45.1593 | 0
19.10. | 7 | 673.346 |  | 628.1867 | 0 | 0 | 45.1593 | 0
19.10. | 8 | 673.346 |  | 628.1867 | 0 | 0 | 45.1593 | 0
19.10. | 9 | 668.8696 |  | 623.7103 | 0 | 0 | 45.1593 | 0
19.10. | 10 | 662.9011 |  | 617.7418 | 0 | 0 | 45.1593 | 0
19.10. | 11 | 642.0113 |  | 596.852 | 0 | 0 | 45.1593 | 0
19.10. | 12 | 630.0743 |  | 584.915 | 0 | 0 | 45.1593 | 0
19.10. | 13 | 619.6293 |  | 574.4701 | 0 | 0 | 45.1593 | 0
19.10. | 14 | 613.6608 |  | 568.5015 | 0 | 0 | 45.1593 | 0
19.10. | 15 | 613.6608 |  | 568.5015 | 0 | 0 | 45.1593 | 0
19.10. | 16 | 624.1057 |  | 578.9464 | 0 | 0 | 45.1593 | 0
19.10. | 17 | 642.0113 |  | 596.852 | 0 | 0 | 45.1593 | 0
19.10. | 18 | 665.8854 |  | 620.7261 | 0 | 0 | 45.1593 | 0
19.10. | 19 | 671.8539 |  | 626.6946 | 0 | 0 | 45.1593 | 0
19.10. | 20 | 673.346 |  | 628.1867 | 0 | 0 | 45.1593 | 0
19.10. | 21 | 673.346 |  | 628.1867 | 0 | 0 | 45.1593 | 0
19.10. | 22 | 673.346 |  | 628.1867 | 0 | 0 | 45.1593 | 0
19.10. | 23 | 673.346 |  | 628.1867 | 0 | 0 | 45.1593 | 0
19.10. | 24 | 673.346 |  | 628.1867 | 0 | 0 | 45.1593 | 0
20.10. | 1 | 673.346 |  | 628.1867 | 0 | 0 | 45.1593 | 0
20.10. | 2 | 673.346 |  | 628.1867 | 0 | 0 | 45.1593 | 0
20.10. | 3 | 673.346 |  | 628.1867 | 0 | 0 | 45.1593 | 0
20.10. | 4 | 673.346 |  | 628.1867 | 0 | 0 | 45.1593 | 0
20.10. | 5 | 673.346 |  | 628.1867 | 0 | 0 | 45.1593 | 0
20.10. | 6 | 673.346 |  | 628.1867 | 0 | 0 | 45.1593 | 0
20.10. | 7 | 673.346 |  | 628.1867 | 0 | 0 | 45.1593 | 0
20.10. | 8 | 673.346 |  | 628.1867 | 0 | 0 | 45.1593 | 0
20.10. | 9 | 661.409 |  | 616.2497 | 0 | 0 | 45.1593 | 0
20.10. | 10 | 634.5506 |  | 589.3914 | 0 | 0 | 45.1593 | 0
20.10. | 11 | 600.2316 |  | 555.0724 | 0 | 0 | 45.1593 | 0
20.10. | 12 | 586.8025 |  | 541.6432 | 0 | 0 | 45.1593 | 0
20.10. | 13 | 580.834 |  | 535.6747 | 0 | 0 | 45.1593 | 0
20.10. | 14 | 579.3418 |  | 534.1825 | 0 | 0 | 45.1593 | 0
20.10. | 15 | 583.8182 |  | 538.6589 | 0 | 0 | 45.1593 | 0
20.10. | 16 | 588.2946 |  | 543.1353 | 0 | 0 | 45.1593 | 0
20.10. | 17 | 592.771 |  | 547.6117 | 0 | 0 | 45.1593 | 0
20.10. | 18 | 604.708 |  | 559.5488 | 0 | 0 | 45.1593 | 0
20.10. | 19 | 610.6766 |  | 565.5173 | 0 | 0 | 45.1593 | 0
20.10. | 20 | 612.1687 |  | 567.0094 | 0 | 0 | 45.1593 | 0
20.10. | 21 | 621.1215 |  | 575.9622 | 0 | 0 | 45.1593 | 0
20.10. | 22 | 625.5979 |  | 580.4386 | 0 | 0 | 45.1593 | 0
20.10. | 23 | 633.0585 |  | 587.8992 | 0 | 0 | 45.1593 | 0
20.10. | 24 | 636.0428 |  | 590.8835 | 0 | 0 | 45.1593 | 0
21.10. | 1 | 639.027 |  | 593.8677 | 0 | 0 | 45.1593 | 0
21.10. | 2 | 639.027 |  | 593.8677 | 0 | 0 | 45.1593 | 0
21.10. | 3 | 643.5034 |  | 598.3441 | 0 | 0 | 45.1593 | 0
21.10. | 4 | 643.5034 |  | 598.3441 | 0 | 0 | 45.1593 | 0
21.10. | 5 | 644.9956 |  | 599.8363 | 0 | 0 | 45.1593 | 0
21.10. | 6 | 644.9956 |  | 599.8363 | 0 | 0 | 45.1593 | 0
21.10. | 7 | 643.5034 |  | 598.3441 | 0 | 0 | 45.1593 | 0
21.10. | 8 | 640.5192 |  | 595.3599 | 0 | 0 | 45.1593 | 0
21.10. | 9 | 627.09 |  | 581.9307 | 0 | 0 | 45.1593 | 0
21.10. | 10 | 625.5979 |  | 580.4386 | 0 | 0 | 45.1593 | 0
21.10. | 11 | 610.6766 |  | 565.5173 | 0 | 0 | 45.1593 | 0
21.10. | 12 | 607.6923 |  | 562.533 | 0 | 0 | 45.1593 | 0
21.10. | 13 | 607.6923 |  | 562.533 | 0 | 0 | 45.1593 | 0
21.10. | 14 | 612.1687 |  | 567.0094 | 0 | 0 | 45.1593 | 0
21.10. | 15 | 619.6293 |  | 574.4701 | 0 | 0 | 45.1593 | 0
21.10. | 16 | 624.1057 |  | 578.9464 | 0 | 0 | 45.1593 | 0
21.10. | 17 | 619.6293 |  | 574.4701 | 0 | 0 | 45.1593 | 0
21.10. | 18 | 616.6451 |  | 571.4858 | 0 | 0 | 45.1593 | 0
21.10. | 19 | 610.6766 |  | 565.5173 | 0 | 0 | 45.1593 | 0
21.10. | 20 | 606.2002 |  | 561.0409 | 0 | 0 | 45.1593 | 0
21.10. | 21 | 610.6766 |  | 565.5173 | 0 | 0 | 45.1593 | 0
21.10. | 22 | 613.6608 |  | 568.5015 | 0 | 0 | 45.1593 | 0
21.10. | 23 | 618.1372 |  | 572.9779 | 0 | 0 | 45.1593 | 0
21.10. | 24 | 616.6451 |  | 571.4858 | 0 | 0 | 45.1593 | 0
22.10. | 1 | 618.1372 |  | 572.9779 | 0 | 0 | 45.1593 | 0
22.10. | 2 | 619.6293 |  | 574.4701 | 0 | 0 | 45.1593 | 0
22.10. | 3 | 624.1057 |  | 578.9464 | 0 | 0 | 45.1593 | 0
22.10. | 4 | 628.5821 |  | 583.4228 | 0 | 0 | 45.1593 | 0
22.10. | 5 | 633.0585 |  | 587.8992 | 0 | 0 | 45.1593 | 0
22.10. | 6 | 637.5349 |  | 592.3756 | 0 | 0 | 45.1593 | 0
22.10. | 7 | 639.027 |  | 593.8677 | 0 | 0 | 45.1593 | 0
22.10. | 8 | 639.027 |  | 593.8677 | 0 | 0 | 45.1593 | 0
22.10. | 9 | 622.6136 |  | 577.4543 | 0 | 0 | 45.1593 | 0
22.10. | 10 | 621.1215 |  | 575.9622 | 0 | 0 | 45.1593 | 0
22.10. | 11 | 607.6923 |  | 562.533 | 0 | 0 | 45.1593 | 0
22.10. | 12 | 607.6923 |  | 562.533 | 0 | 0 | 45.1593 | 0
22.10. | 13 | 606.2002 |  | 561.0409 | 0 | 0 | 45.1593 | 0
22.10. | 14 | 606.2002 |  | 561.0409 | 0 | 0 | 45.1593 | 0
22.10. | 15 | 607.6923 |  | 562.533 | 0 | 0 | 45.1593 | 0
22.10. | 16 | 613.6608 |  | 568.5015 | 0 | 0 | 45.1593 | 0
22.10. | 17 | 622.6136 |  | 577.4543 | 0 | 0 | 45.1593 | 0
22.10. | 18 | 643.5034 |  | 598.3441 | 0 | 0 | 45.1593 | 0
22.10. | 19 | 650.9641 |  | 605.8048 | 0 | 0 | 45.1593 | 0
22.10. | 20 | 655.4405 |  | 610.2812 | 0 | 0 | 45.1593 | 0
22.10. | 21 | 662.9011 |  | 617.7418 | 0 | 0 | 45.1593 | 0
22.10. | 22 | 665.8854 |  | 620.7261 | 0 | 0 | 45.1593 | 0
22.10. | 23 | 670.3618 |  | 625.2025 | 0 | 0 | 45.1593 | 0
22.10. | 24 | 670.3618 |  | 625.2025 | 0 | 0 | 45.1593 | 0
23.10. | 1 | 671.8539 |  | 626.6946 | 0 | 0 | 45.1593 | 0
23.10. | 2 | 671.8539 |  | 626.6946 | 0 | 0 | 45.1593 | 0
23.10. | 3 | 671.8539 |  | 626.6946 | 0 | 0 | 45.1593 | 0
23.10. | 4 | 673.346 |  | 628.1867 | 0 | 0 | 45.1593 | 0
23.10. | 5 | 673.346 |  | 628.1867 | 0 | 0 | 45.1593 | 0
23.10. | 6 | 673.346 |  | 628.1867 | 0 | 0 | 45.1593 | 0
23.10. | 7 | 673.346 |  | 628.1867 | 0 | 0 | 45.1593 | 0
23.10. | 8 | 671.8539 |  | 626.6946 | 0 | 0 | 45.1593 | 0
23.10. | 9 | 661.409 |  | 616.2497 | 0 | 0 | 45.1593 | 0
23.10. | 10 | 650.9641 |  | 605.8048 | 0 | 0 | 45.1593 | 0
23.10. | 11 | 621.1215 |  | 575.9622 | 0 | 0 | 45.1593 | 0
23.10. | 12 | 609.1844 |  | 564.0251 | 0 | 0 | 45.1593 | 0
23.10. | 13 | 601.7238 |  | 556.5645 | 0 | 0 | 45.1593 | 0
23.10. | 14 | 598.7395 |  | 553.5802 | 0 | 0 | 45.1593 | 0
23.10. | 15 | 601.7238 |  | 556.5645 | 0 | 0 | 45.1593 | 0
23.10. | 16 | 606.2002 |  | 561.0409 | 0 | 0 | 45.1593 | 0
23.10. | 17 | 607.6923 |  | 562.533 | 0 | 0 | 45.1593 | 0
23.10. | 18 | 619.6293 |  | 574.4701 | 0 | 0 | 45.1593 | 0
23.10. | 19 | 619.6293 |  | 574.4701 | 0 | 0 | 45.1593 | 0
23.10. | 20 | 618.1372 |  | 572.9779 | 0 | 0 | 45.1593 | 0
23.10. | 21 | 622.6136 |  | 577.4543 | 0 | 0 | 45.1593 | 0
23.10. | 22 | 625.5979 |  | 580.4386 | 0 | 0 | 45.1593 | 0
23.10. | 23 | 633.0585 |  | 587.8992 | 0 | 0 | 45.1593 | 0
23.10. | 24 | 636.0428 |  | 590.8835 | 0 | 0 | 45.1593 | 0
24.10. | 1 | 642.0113 |  | 596.852 | 0 | 0 | 45.1593 | 0
24.10. | 2 | 644.9956 |  | 599.8363 | 0 | 0 | 45.1593 | 0
24.10. | 3 | 652.4562 |  | 607.2969 | 0 | 0 | 45.1593 | 0
24.10. | 4 | 656.9326 |  | 611.7733 | 0 | 0 | 45.1593 | 0
24.10. | 5 | 659.9169 |  | 614.7576 | 0 | 0 | 45.1593 | 0
24.10. | 6 | 661.409 |  | 616.2497 | 0 | 0 | 45.1593 | 0
24.10. | 7 | 661.409 |  | 616.2497 | 0 | 0 | 45.1593 | 0
24.10. | 8 | 662.9011 |  | 617.7418 | 0 | 0 | 45.1593 | 0
24.10. | 9 | 653.9483 |  | 608.789 | 0 | 0 | 45.1593 | 0
24.10. | 10 | 652.4562 |  | 607.2969 | 0 | 0 | 45.1593 | 0
24.10. | 11 | 639.027 |  | 593.8677 | 0 | 0 | 45.1593 | 0
24.10. | 12 | 639.027 |  | 593.8677 | 0 | 0 | 45.1593 | 0
24.10. | 13 | 637.5349 |  | 592.3756 | 0 | 0 | 45.1593 | 0
24.10. | 14 | 634.5506 |  | 589.3914 | 0 | 0 | 45.1593 | 0
24.10. | 15 | 636.0428 |  | 590.8835 | 0 | 0 | 45.1593 | 0
24.10. | 16 | 639.027 |  | 593.8677 | 0 | 0 | 45.1593 | 0
24.10. | 17 | 642.0113 |  | 596.852 | 0 | 0 | 45.1593 | 0
24.10. | 18 | 652.4562 |  | 607.2969 | 0 | 0 | 45.1593 | 0
24.10. | 19 | 652.4562 |  | 607.2969 | 0 | 0 | 45.1593 | 0
24.10. | 20 | 652.4562 |  | 607.2969 | 0 | 0 | 45.1593 | 0
24.10. | 21 | 658.4247 |  | 613.2654 | 0 | 0 | 45.1593 | 0
24.10. | 22 | 661.409 |  | 616.2497 | 0 | 0 | 45.1593 | 0
24.10. | 23 | 664.3932 |  | 619.234 | 0 | 0 | 45.1593 | 0
24.10. | 24 | 664.3932 |  | 619.234 | 0 | 0 | 45.1593 | 0
25.10. | 1 | 664.3932 |  | 619.234 | 0 | 0 | 45.1593 | 0
25.10. | 2 | 664.3932 |  | 619.234 | 0 | 0 | 45.1593 | 0
25.10. | 3 | 664.3932 |  | 619.234 | 0 | 0 | 45.1593 | 0
25.10. | 4 | 664.3932 |  | 619.234 | 0 | 0 | 45.1593 | 0
25.10. | 5 | 664.3932 |  | 619.234 | 0 | 0 | 45.1593 | 0
25.10. | 6 | 664.3932 |  | 619.234 | 0 | 0 | 45.1593 | 0
25.10. | 7 | 662.9011 |  | 617.7418 | 0 | 0 | 45.1593 | 0
25.10. | 8 | 662.9011 |  | 617.7418 | 0 | 0 | 45.1593 | 0
25.10. | 9 | 658.4247 |  | 613.2654 | 0 | 0 | 45.1593 | 0
25.10. | 10 | 656.9326 |  | 611.7733 | 0 | 0 | 45.1593 | 0
25.10. | 11 | 642.0113 |  | 596.852 | 0 | 0 | 45.1593 | 0
25.10. | 12 | 636.0428 |  | 590.8835 | 0 | 0 | 45.1593 | 0
25.10. | 13 | 631.5664 |  | 586.4071 | 0 | 0 | 45.1593 | 0
25.10. | 14 | 628.5821 |  | 583.4228 | 0 | 0 | 45.1593 | 0
25.10. | 15 | 631.5664 |  | 586.4071 | 0 | 0 | 45.1593 | 0
25.10. | 16 | 634.5506 |  | 589.3914 | 0 | 0 | 45.1593 | 0
25.10. | 17 | 633.0585 |  | 587.8992 | 0 | 0 | 45.1593 | 0
25.10. | 18 | 634.5506 |  | 589.3914 | 0 | 0 | 45.1593 | 0
25.10. | 19 | 631.5664 |  | 586.4071 | 0 | 0 | 45.1593 | 0
25.10. | 20 | 630.0743 |  | 584.915 | 0 | 0 | 45.1593 | 0
25.10. | 21 | 637.5349 |  | 592.3756 | 0 | 0 | 45.1593 | 0
25.10. | 22 | 639.027 |  | 593.8677 | 0 | 0 | 45.1593 | 0
25.10. | 23 | 643.5034 |  | 598.3441 | 0 | 0 | 45.1593 | 0
25.10. | 24 | 642.0113 |  | 596.852 | 0 | 0 | 45.1593 | 0
26.10. | 1 | 643.5034 |  | 598.3441 | 0 | 0 | 45.1593 | 0
26.10. | 2 | 643.5034 |  | 598.3441 | 0 | 0 | 45.1593 | 0
26.10. | 3 | 646.4877 |  | 601.3284 | 0 | 0 | 45.1593 | 0
26.10. | 4 | 647.9798 |  | 602.8205 | 0 | 0 | 45.1593 | 0
26.10. | 5 | 647.9798 |  | 602.8205 | 0 | 0 | 45.1593 | 0
26.10. | 6 | 649.4719 |  | 604.3127 | 0 | 0 | 45.1593 | 0
26.10. | 7 | 649.4719 |  | 604.3127 | 0 | 0 | 45.1593 | 0
26.10. | 8 | 650.9641 |  | 605.8048 | 0 | 0 | 45.1593 | 0
26.10. | 9 | 643.5034 |  | 598.3441 | 0 | 0 | 45.1593 | 0
26.10. | 10 | 646.4877 |  | 601.3284 | 0 | 0 | 45.1593 | 0
26.10. | 11 | 633.0585 |  | 587.8992 | 0 | 0 | 45.1593 | 0
26.10. | 12 | 631.5664 |  | 586.4071 | 0 | 0 | 45.1593 | 0
26.10. | 13 | 630.0743 |  | 584.915 | 0 | 0 | 45.1593 | 0
26.10. | 14 | 630.0743 |  | 584.915 | 0 | 0 | 45.1593 | 0
26.10. | 15 | 633.0585 |  | 587.8992 | 0 | 0 | 45.1593 | 0
26.10. | 16 | 637.5349 |  | 592.3756 | 0 | 0 | 45.1593 | 0
26.10. | 17 | 640.5192 |  | 595.3599 | 0 | 0 | 45.1593 | 0
26.10. | 18 | 647.9798 |  | 602.8205 | 0 | 0 | 45.1593 | 0
26.10. | 19 | 647.9798 |  | 602.8205 | 0 | 0 | 45.1593 | 0
26.10. | 20 | 647.9798 |  | 602.8205 | 0 | 0 | 45.1593 | 0
26.10. | 21 | 652.4562 |  | 607.2969 | 0 | 0 | 45.1593 | 0
26.10. | 22 | 653.9483 |  | 608.789 | 0 | 0 | 45.1593 | 0
26.10. | 23 | 658.4247 |  | 613.2654 | 0 | 0 | 45.1593 | 0
26.10. | 24 | 658.4247 |  | 613.2654 | 0 | 0 | 45.1593 | 0
27.10. | 1 | 658.4247 |  | 613.2654 | 0 | 0 | 45.1593 | 0
27.10. | 2 | 659.9169 |  | 614.7576 | 0 | 0 | 45.1593 | 0
27.10. | 3 | 661.409 |  | 616.2497 | 0 | 0 | 45.1593 | 0
27.10. | 4 | 662.9011 |  | 617.7418 | 0 | 0 | 45.1593 | 0
27.10. | 5 | 662.9011 |  | 617.7418 | 0 | 0 | 45.1593 | 0
27.10. | 6 | 662.9011 |  | 617.7418 | 0 | 0 | 45.1593 | 0
27.10. | 7 | 662.9011 |  | 617.7418 | 0 | 0 | 45.1593 | 0
27.10. | 8 | 662.9011 |  | 617.7418 | 0 | 0 | 45.1593 | 0
27.10. | 9 | 658.4247 |  | 613.2654 | 0 | 0 | 45.1593 | 0
27.10. | 10 | 659.9169 |  | 614.7576 | 0 | 0 | 45.1593 | 0
27.10. | 11 | 647.9798 |  | 602.8205 | 0 | 0 | 45.1593 | 0
27.10. | 12 | 646.4877 |  | 601.3284 | 0 | 0 | 45.1593 | 0
27.10. | 13 | 644.9956 |  | 599.8363 | 0 | 0 | 45.1593 | 0
27.10. | 14 | 644.9956 |  | 599.8363 | 0 | 0 | 45.1593 | 0
27.10. | 15 | 647.9798 |  | 602.8205 | 0 | 0 | 45.1593 | 0
27.10. | 16 | 653.9483 |  | 608.789 | 0 | 0 | 45.1593 | 0
27.10. | 17 | 656.9326 |  | 611.7733 | 0 | 0 | 45.1593 | 0
27.10. | 18 | 662.9011 |  | 617.7418 | 0 | 0 | 45.1593 | 0
27.10. | 19 | 662.9011 |  | 617.7418 | 0 | 0 | 45.1593 | 0
27.10. | 20 | 662.9011 |  | 617.7418 | 0 | 0 | 45.1593 | 0
27.10. | 21 | 667.3775 |  | 622.2182 | 0 | 0 | 45.1593 | 0
27.10. | 22 | 668.8696 |  | 623.7103 | 0 | 0 | 45.1593 | 0
27.10. | 23 | 670.3618 |  | 625.2025 | 0 | 0 | 45.1593 | 0
27.10. | 24 | 670.3618 |  | 625.2025 | 0 | 0 | 45.1593 | 0
28.10. | 1 | 670.3618 |  | 625.2025 | 0 | 0 | 45.1593 | 0
28.10. | 2 | 671.8539 |  | 626.6946 | 0 | 0 | 45.1593 | 0
28.10. | 3 | 671.8539 |  | 626.6946 | 0 | 0 | 45.1593 | 0
28.10. | 4 | 673.346 |  | 628.1867 | 0 | 0 | 45.1593 | 0
28.10. | 5 | 673.346 |  | 628.1867 | 0 | 0 | 45.1593 | 0
28.10. | 6 | 673.346 |  | 628.1867 | 0 | 0 | 45.1593 | 0
28.10. | 7 | 673.346 |  | 628.1867 | 0 | 0 | 45.1593 | 0
28.10. | 8 | 673.346 |  | 628.1867 | 0 | 0 | 45.1593 | 0
28.10. | 9 | 671.8539 |  | 626.6946 | 0 | 0 | 45.1593 | 0
28.10. | 10 | 670.3618 |  | 625.2025 | 0 | 0 | 45.1593 | 0
28.10. | 11 | 662.9011 |  | 617.7418 | 0 | 0 | 45.1593 | 0
28.10. | 12 | 658.4247 |  | 613.2654 | 0 | 0 | 45.1593 | 0
28.10. | 13 | 655.4405 |  | 610.2812 | 0 | 0 | 45.1593 | 0
28.10. | 14 | 653.9483 |  | 608.789 | 0 | 0 | 45.1593 | 0
28.10. | 15 | 658.4247 |  | 613.2654 | 0 | 0 | 45.1593 | 0
28.10. | 16 | 664.3932 |  | 619.234 | 0 | 0 | 45.1593 | 0
28.10. | 17 | 668.8696 |  | 623.7103 | 0 | 0 | 45.1593 | 0
28.10. | 18 | 671.8539 |  | 626.6946 | 0 | 0 | 45.1593 | 0
28.10. | 19 | 673.346 |  | 628.1867 | 0 | 0 | 45.1593 | 0
28.10. | 20 | 673.346 |  | 628.1867 | 0 | 0 | 45.1593 | 0
28.10. | 21 | 673.346 |  | 628.1867 | 0 | 0 | 45.1593 | 0
28.10. | 22 | 673.346 |  | 628.1867 | 0 | 0 | 45.1593 | 0
28.10. | 23 | 673.346 |  | 628.1867 | 0 | 0 | 45.1593 | 0
28.10. | 24 | 673.346 |  | 628.1867 | 0 | 0 | 45.1593 | 0
29.10. | 1 | 673.346 |  | 628.1867 | 0 | 0 | 45.1593 | 0
29.10. | 2 | 673.346 |  | 628.1867 | 0 | 0 | 45.1593 | 0
29.10. | 3 | 673.346 |  | 628.1867 | 0 | 0 | 45.1593 | 0
29.10. | 4 | 673.346 |  | 628.1867 | 0 | 0 | 45.1593 | 0
29.10. | 5 | 673.346 |  | 628.1867 | 0 | 0 | 45.1593 | 0
29.10. | 6 | 673.346 |  | 628.1867 | 0 | 0 | 45.1593 | 0
29.10. | 7 | 673.346 |  | 628.1867 | 0 | 0 | 45.1593 | 0
29.10. | 8 | 673.346 |  | 628.1867 | 0 | 0 | 45.1593 | 0
29.10. | 9 | 673.346 |  | 628.1867 | 0 | 0 | 45.1593 | 0
29.10. | 10 | 671.8539 |  | 626.6946 | 0 | 0 | 45.1593 | 0
29.10. | 11 | 659.9169 |  | 614.7576 | 0 | 0 | 45.1593 | 0
29.10. | 12 | 650.9641 |  | 605.8048 | 0 | 0 | 45.1593 | 0
29.10. | 13 | 644.9956 |  | 599.8363 | 0 | 0 | 45.1593 | 0
29.10. | 14 | 643.5034 |  | 598.3441 | 0 | 0 | 45.1593 | 0
29.10. | 15 | 649.4719 |  | 604.3127 | 0 | 0 | 45.1593 | 0
29.10. | 16 | 656.9326 |  | 611.7733 | 0 | 0 | 45.1593 | 0
29.10. | 17 | 661.409 |  | 616.2497 | 0 | 0 | 45.1593 | 0
29.10. | 18 | 665.8854 |  | 620.7261 | 0 | 0 | 45.1593 | 0
29.10. | 19 | 665.8854 |  | 620.7261 | 0 | 0 | 45.1593 | 0
29.10. | 20 | 665.8854 |  | 620.7261 | 0 | 0 | 45.1593 | 0
29.10. | 21 | 668.8696 |  | 623.7103 | 0 | 0 | 45.1593 | 0
29.10. | 22 | 670.3618 |  | 625.2025 | 0 | 0 | 45.1593 | 0
29.10. | 23 | 671.8539 |  | 626.6946 | 0 | 0 | 45.1593 | 0
29.10. | 24 | 673.346 |  | 628.1867 | 0 | 0 | 45.1593 | 0
30.10. | 1 | 673.346 |  | 628.1867 | 0 | 0 | 45.1593 | 0
30.10. | 2 | 673.346 |  | 628.1867 | 0 | 0 | 45.1593 | 0
30.10. | 3 | 673.346 |  | 628.1867 | 0 | 0 | 45.1593 | 0
30.10. | 4 | 673.346 |  | 628.1867 | 0 | 0 | 45.1593 | 0
30.10. | 5 | 673.346 |  | 628.1867 | 0 | 0 | 45.1593 | 0
30.10. | 6 | 673.346 |  | 628.1867 | 0 | 0 | 45.1593 | 0
30.10. | 7 | 673.346 |  | 628.1867 | 0 | 0 | 45.1593 | 0
30.10. | 8 | 673.346 |  | 628.1867 | 0 | 0 | 45.1593 | 0
30.10. | 9 | 673.346 |  | 628.1867 | 0 | 0 | 45.1593 | 0
30.10. | 10 | 667.3775 |  | 622.2182 | 0 | 0 | 45.1593 | 0
30.10. | 11 | 643.5034 |  | 598.3441 | 0 | 0 | 45.1593 | 0
30.10. | 12 | 630.0743 |  | 584.915 | 0 | 0 | 45.1593 | 0
30.10. | 13 | 625.5979 |  | 580.4386 | 0 | 0 | 45.1593 | 0
30.10. | 14 | 625.5979 |  | 580.4386 | 0 | 0 | 45.1593 | 0
30.10. | 15 | 636.0428 |  | 590.8835 | 0 | 0 | 45.1593 | 0
30.10. | 16 | 655.4405 |  | 610.2812 | 0 | 0 | 45.1593 | 0
30.10. | 17 | 670.3618 |  | 625.2025 | 0 | 0 | 45.1593 | 0
30.10. | 18 | 673.346 |  | 628.1867 | 0 | 0 | 45.1593 | 0
30.10. | 19 | 673.346 |  | 628.1867 | 0 | 0 | 45.1593 | 0
30.10. | 20 | 673.346 |  | 628.1867 | 0 | 0 | 45.1593 | 0
30.10. | 21 | 673.346 |  | 628.1867 | 0 | 0 | 45.1593 | 0
30.10. | 22 | 673.346 |  | 628.1867 | 0 | 0 | 45.1593 | 0
30.10. | 23 | 673.346 |  | 628.1867 | 0 | 0 | 45.1593 | 0
30.10. | 24 | 673.346 |  | 628.1867 | 0 | 0 | 45.1593 | 0
31.10. | 1 | 673.346 |  | 628.1867 | 0 | 0 | 45.1593 | 0
31.10. | 2 | 673.346 |  | 628.1867 | 0 | 0 | 45.1593 | 0
31.10. | 3 | 673.346 |  | 628.1867 | 0 | 0 | 45.1593 | 0
31.10. | 4 | 673.346 |  | 628.1867 | 0 | 0 | 45.1593 | 0
31.10. | 5 | 673.346 |  | 628.1867 | 0 | 0 | 45.1593 | 0
31.10. | 6 | 673.346 |  | 628.1867 | 0 | 0 | 45.1593 | 0
31.10. | 7 | 673.346 |  | 628.1867 | 0 | 0 | 45.1593 | 0
31.10. | 8 | 673.346 |  | 628.1867 | 0 | 0 | 45.1593 | 0
31.10. | 9 | 673.346 |  | 628.1867 | 0 | 0 | 45.1593 | 0
31.10. | 10 | 671.8539 |  | 626.6946 | 0 | 0 | 45.1593 | 0
31.10. | 11 | 646.4877 |  | 601.3284 | 0 | 0 | 45.1593 | 0
31.10. | 12 | 627.09 |  | 581.9307 | 0 | 0 | 45.1593 | 0
31.10. | 13 | 619.6293 |  | 574.4701 | 0 | 0 | 45.1593 | 0
31.10. | 14 | 619.6293 |  | 574.4701 | 0 | 0 | 45.1593 | 0
31.10. | 15 | 633.0585 |  | 587.8992 | 0 | 0 | 45.1593 | 0
31.10. | 16 | 646.4877 |  | 601.3284 | 0 | 0 | 45.1593 | 0
31.10. | 17 | 655.4405 |  | 610.2812 | 0 | 0 | 45.1593 | 0
31.10. | 18 | 664.3932 |  | 619.234 | 0 | 0 | 45.1593 | 0
31.10. | 19 | 665.8854 |  | 620.7261 | 0 | 0 | 45.1593 | 0
31.10. | 20 | 665.8854 |  | 620.7261 | 0 | 0 | 45.1593 | 0
31.10. | 21 | 667.3775 |  | 622.2182 | 0 | 0 | 45.1593 | 0
31.10. | 22 | 668.8696 |  | 623.7103 | 0 | 0 | 45.1593 | 0
31.10. | 23 | 670.3618 |  | 625.2025 | 0 | 0 | 45.1593 | 0
31.10. | 24 | 670.3618 |  | 625.2025 | 0 | 0 | 45.1593 | 0
01.11. | 1 | 749.1039 |  | 702.7932 | 0 | 0 | 46.3107 | 0
01.11. | 2 | 749.1039 |  | 702.7932 | 0 | 0 | 46.3107 | 0
01.11. | 3 | 747.6118 |  | 701.3011 | 0 | 0 | 46.3107 | 0
01.11. | 4 | 746.1196 |  | 699.809 | 0 | 0 | 46.3107 | 0
01.11. | 5 | 743.1354 |  | 696.8247 | 0 | 0 | 46.3107 | 0
01.11. | 6 | 741.6432 |  | 695.3326 | 0 | 0 | 46.3107 | 0
01.11. | 7 | 738.659 |  | 692.3483 | 0 | 0 | 46.3107 | 0
01.11. | 8 | 737.1669 |  | 690.8562 | 0 | 0 | 46.3107 | 0
01.11. | 9 | 723.7377 |  | 677.427 | 0 | 0 | 46.3107 | 0
01.11. | 10 | 716.277 |  | 669.9664 | 0 | 0 | 46.3107 | 0
01.11. | 11 | 701.3557 |  | 655.0451 | 0 | 0 | 46.3107 | 0
01.11. | 12 | 701.3557 |  | 655.0451 | 0 | 0 | 46.3107 | 0
01.11. | 13 | 696.8793 |  | 650.5687 | 0 | 0 | 46.3107 | 0
01.11. | 14 | 687.9266 |  | 641.6159 | 0 | 0 | 46.3107 | 0
01.11. | 15 | 681.958 |  | 635.6474 | 0 | 0 | 46.3107 | 0
01.11. | 16 | 683.4502 |  | 637.1395 | 0 | 0 | 46.3107 | 0
01.11. | 17 | 686.4344 |  | 640.1238 | 0 | 0 | 46.3107 | 0
01.11. | 18 | 695.3872 |  | 649.0765 | 0 | 0 | 46.3107 | 0
01.11. | 19 | 698.3715 |  | 652.0608 | 0 | 0 | 46.3107 | 0
01.11. | 20 | 699.8636 |  | 653.5529 | 0 | 0 | 46.3107 | 0
01.11. | 21 | 702.8479 |  | 656.5372 | 0 | 0 | 46.3107 | 0
01.11. | 22 | 704.34 |  | 658.0293 | 0 | 0 | 46.3107 | 0
01.11. | 23 | 708.8164 |  | 662.5057 | 0 | 0 | 46.3107 | 0
01.11. | 24 | 711.8006 |  | 665.49 | 0 | 0 | 46.3107 | 0
02.11. | 1 | 714.7849 |  | 668.4742 | 0 | 0 | 46.3107 | 0
02.11. | 2 | 714.7849 |  | 668.4742 | 0 | 0 | 46.3107 | 0
02.11. | 3 | 716.277 |  | 669.9664 | 0 | 0 | 46.3107 | 0
02.11. | 4 | 717.7692 |  | 671.4585 | 0 | 0 | 46.3107 | 0
02.11. | 5 | 717.7692 |  | 671.4585 | 0 | 0 | 46.3107 | 0
02.11. | 6 | 717.7692 |  | 671.4585 | 0 | 0 | 46.3107 | 0
02.11. | 7 | 716.277 |  | 669.9664 | 0 | 0 | 46.3107 | 0
02.11. | 8 | 713.2928 |  | 666.9821 | 0 | 0 | 46.3107 | 0
02.11. | 9 | 701.3557 |  | 655.0451 | 0 | 0 | 46.3107 | 0
02.11. | 10 | 695.3872 |  | 649.0765 | 0 | 0 | 46.3107 | 0
02.11. | 11 | 680.4659 |  | 634.1553 | 0 | 0 | 46.3107 | 0
02.11. | 12 | 684.9423 |  | 638.6316 | 0 | 0 | 46.3107 | 0
02.11. | 13 | 686.4344 |  | 640.1238 | 0 | 0 | 46.3107 | 0
02.11. | 14 | 681.958 |  | 635.6474 | 0 | 0 | 46.3107 | 0
02.11. | 15 | 680.4659 |  | 634.1553 | 0 | 0 | 46.3107 | 0
02.11. | 16 | 684.9423 |  | 638.6316 | 0 | 0 | 46.3107 | 0
02.11. | 17 | 689.4187 |  | 643.108 | 0 | 0 | 46.3107 | 0
02.11. | 18 | 699.8636 |  | 653.5529 | 0 | 0 | 46.3107 | 0
02.11. | 19 | 704.34 |  | 658.0293 | 0 | 0 | 46.3107 | 0
02.11. | 20 | 705.8321 |  | 659.5215 | 0 | 0 | 46.3107 | 0
02.11. | 21 | 708.8164 |  | 662.5057 | 0 | 0 | 46.3107 | 0
02.11. | 22 | 708.8164 |  | 662.5057 | 0 | 0 | 46.3107 | 0
02.11. | 23 | 713.2928 |  | 666.9821 | 0 | 0 | 46.3107 | 0
02.11. | 24 | 713.2928 |  | 666.9821 | 0 | 0 | 46.3107 | 0
03.11. | 1 | 716.277 |  | 669.9664 | 0 | 0 | 46.3107 | 0
03.11. | 2 | 719.2613 |  | 672.9506 | 0 | 0 | 46.3107 | 0
03.11. | 3 | 722.2455 |  | 675.9349 | 0 | 0 | 46.3107 | 0
03.11. | 4 | 726.7219 |  | 680.4113 | 0 | 0 | 46.3107 | 0
03.11. | 5 | 729.7062 |  | 683.3955 | 0 | 0 | 46.3107 | 0
03.11. | 6 | 735.6747 |  | 689.3641 | 0 | 0 | 46.3107 | 0
03.11. | 7 | 738.659 |  | 692.3483 | 0 | 0 | 46.3107 | 0
03.11. | 8 | 738.659 |  | 692.3483 | 0 | 0 | 46.3107 | 0
03.11. | 9 | 729.7062 |  | 683.3955 | 0 | 0 | 46.3107 | 0
03.11. | 10 | 726.7219 |  | 680.4113 | 0 | 0 | 46.3107 | 0
03.11. | 11 | 716.277 |  | 669.9664 | 0 | 0 | 46.3107 | 0
03.11. | 12 | 720.7534 |  | 674.4428 | 0 | 0 | 46.3107 | 0
03.11. | 13 | 720.7534 |  | 674.4428 | 0 | 0 | 46.3107 | 0
03.11. | 14 | 717.7692 |  | 671.4585 | 0 | 0 | 46.3107 | 0
03.11. | 15 | 714.7849 |  | 668.4742 | 0 | 0 | 46.3107 | 0
03.11. | 16 | 722.2455 |  | 675.9349 | 0 | 0 | 46.3107 | 0
03.11. | 17 | 735.6747 |  | 689.3641 | 0 | 0 | 46.3107 | 0
03.11. | 18 | 756.5645 |  | 710.2539 | 0 | 0 | 46.3107 | 0
03.11. | 19 | 768.5016 |  | 722.1909 | 0 | 0 | 46.3107 | 0
03.11. | 20 | 775.9622 |  | 729.6516 | 0 | 0 | 46.3107 | 0
03.11. | 21 | 781.9308 |  | 735.6201 | 0 | 0 | 46.3107 | 0
03.11. | 22 | 783.4229 |  | 737.1122 | 0 | 0 | 46.3107 | 0
03.11. | 23 | 786.4071 |  | 740.0965 | 0 | 0 | 46.3107 | 0
03.11. | 24 | 786.4071 |  | 740.0965 | 0 | 0 | 46.3107 | 0
04.11. | 1 | 786.4071 |  | 740.0965 | 0 | 0 | 46.3107 | 0
04.11. | 2 | 786.4071 |  | 740.0965 | 0 | 0 | 46.3107 | 0
04.11. | 3 | 786.4071 |  | 740.0965 | 0 | 0 | 46.3107 | 0
04.11. | 4 | 786.4071 |  | 740.0965 | 0 | 0 | 46.3107 | 0
04.11. | 5 | 784.915 |  | 738.6044 | 0 | 0 | 46.3107 | 0
04.11. | 6 | 784.915 |  | 738.6044 | 0 | 0 | 46.3107 | 0
04.11. | 7 | 783.4229 |  | 737.1122 | 0 | 0 | 46.3107 | 0
04.11. | 8 | 778.9465 |  | 732.6358 | 0 | 0 | 46.3107 | 0
04.11. | 9 | 762.5331 |  | 716.2224 | 0 | 0 | 46.3107 | 0
04.11. | 10 | 747.6118 |  | 701.3011 | 0 | 0 | 46.3107 | 0
04.11. | 11 | 722.2455 |  | 675.9349 | 0 | 0 | 46.3107 | 0
04.11. | 12 | 713.2928 |  | 666.9821 | 0 | 0 | 46.3107 | 0
04.11. | 13 | 705.8321 |  | 659.5215 | 0 | 0 | 46.3107 | 0
04.11. | 14 | 699.8636 |  | 653.5529 | 0 | 0 | 46.3107 | 0
04.11. | 15 | 702.8479 |  | 656.5372 | 0 | 0 | 46.3107 | 0
04.11. | 16 | 716.277 |  | 669.9664 | 0 | 0 | 46.3107 | 0
04.11. | 17 | 728.2141 |  | 681.9034 | 0 | 0 | 46.3107 | 0
04.11. | 18 | 749.1039 |  | 702.7932 | 0 | 0 | 46.3107 | 0
04.11. | 19 | 761.0409 |  | 714.7303 | 0 | 0 | 46.3107 | 0
04.11. | 20 | 767.0095 |  | 720.6988 | 0 | 0 | 46.3107 | 0
04.11. | 21 | 769.9937 |  | 723.683 | 0 | 0 | 46.3107 | 0
04.11. | 22 | 771.4858 |  | 725.1752 | 0 | 0 | 46.3107 | 0
04.11. | 23 | 774.4701 |  | 728.1594 | 0 | 0 | 46.3107 | 0
04.11. | 24 | 774.4701 |  | 728.1594 | 0 | 0 | 46.3107 | 0
05.11. | 1 | 774.4701 |  | 728.1594 | 0 | 0 | 46.3107 | 0
05.11. | 2 | 774.4701 |  | 728.1594 | 0 | 0 | 46.3107 | 0
05.11. | 3 | 775.9622 |  | 729.6516 | 0 | 0 | 46.3107 | 0
05.11. | 4 | 775.9622 |  | 729.6516 | 0 | 0 | 46.3107 | 0
05.11. | 5 | 777.4544 |  | 731.1437 | 0 | 0 | 46.3107 | 0
05.11. | 6 | 778.9465 |  | 732.6358 | 0 | 0 | 46.3107 | 0
05.11. | 7 | 777.4544 |  | 731.1437 | 0 | 0 | 46.3107 | 0
05.11. | 8 | 771.4858 |  | 725.1752 | 0 | 0 | 46.3107 | 0
05.11. | 9 | 753.5803 |  | 707.2696 | 0 | 0 | 46.3107 | 0
05.11. | 10 | 738.659 |  | 692.3483 | 0 | 0 | 46.3107 | 0
05.11. | 11 | 714.7849 |  | 668.4742 | 0 | 0 | 46.3107 | 0
05.11. | 12 | 707.3243 |  | 661.0136 | 0 | 0 | 46.3107 | 0
05.11. | 13 | 699.8636 |  | 653.5529 | 0 | 0 | 46.3107 | 0
05.11. | 14 | 693.8951 |  | 647.5844 | 0 | 0 | 46.3107 | 0
05.11. | 15 | 693.8951 |  | 647.5844 | 0 | 0 | 46.3107 | 0
05.11. | 16 | 701.3557 |  | 655.0451 | 0 | 0 | 46.3107 | 0
05.11. | 17 | 705.8321 |  | 659.5215 | 0 | 0 | 46.3107 | 0
05.11. | 18 | 716.277 |  | 669.9664 | 0 | 0 | 46.3107 | 0
05.11. | 19 | 722.2455 |  | 675.9349 | 0 | 0 | 46.3107 | 0
05.11. | 20 | 725.2298 |  | 678.9192 | 0 | 0 | 46.3107 | 0
05.11. | 21 | 728.2141 |  | 681.9034 | 0 | 0 | 46.3107 | 0
05.11. | 22 | 731.1983 |  | 684.8877 | 0 | 0 | 46.3107 | 0
05.11. | 23 | 734.1826 |  | 687.8719 | 0 | 0 | 46.3107 | 0
05.11. | 24 | 737.1669 |  | 690.8562 | 0 | 0 | 46.3107 | 0
06.11. | 1 | 740.1511 |  | 693.8405 | 0 | 0 | 46.3107 | 0
06.11. | 2 | 743.1354 |  | 696.8247 | 0 | 0 | 46.3107 | 0
06.11. | 3 | 746.1196 |  | 699.809 | 0 | 0 | 46.3107 | 0
06.11. | 4 | 749.1039 |  | 702.7932 | 0 | 0 | 46.3107 | 0
06.11. | 5 | 750.596 |  | 704.2854 | 0 | 0 | 46.3107 | 0
06.11. | 6 | 753.5803 |  | 707.2696 | 0 | 0 | 46.3107 | 0
06.11. | 7 | 752.0882 |  | 705.7775 | 0 | 0 | 46.3107 | 0
06.11. | 8 | 746.1196 |  | 699.809 | 0 | 0 | 46.3107 | 0
06.11. | 9 | 725.2298 |  | 678.9192 | 0 | 0 | 46.3107 | 0
06.11. | 10 | 707.3243 |  | 661.0136 | 0 | 0 | 46.3107 | 0
06.11. | 11 | 680.4659 |  | 634.1553 | 0 | 0 | 46.3107 | 0
06.11. | 12 | 667.0367 |  | 620.7261 | 0 | 0 | 46.3107 | 0
06.11. | 13 | 659.5761 |  | 613.2654 | 0 | 0 | 46.3107 | 0
06.11. | 14 | 658.084 |  | 611.7733 | 0 | 0 | 46.3107 | 0
06.11. | 15 | 665.5446 |  | 619.234 | 0 | 0 | 46.3107 | 0
06.11. | 16 | 680.4659 |  | 634.1553 | 0 | 0 | 46.3107 | 0
06.11. | 17 | 698.3715 |  | 652.0608 | 0 | 0 | 46.3107 | 0
06.11. | 18 | 725.2298 |  | 678.9192 | 0 | 0 | 46.3107 | 0
06.11. | 19 | 743.1354 |  | 696.8247 | 0 | 0 | 46.3107 | 0
06.11. | 20 | 753.5803 |  | 707.2696 | 0 | 0 | 46.3107 | 0
06.11. | 21 | 761.0409 |  | 714.7303 | 0 | 0 | 46.3107 | 0
06.11. | 22 | 765.5173 |  | 719.2067 | 0 | 0 | 46.3107 | 0
06.11. | 23 | 771.4858 |  | 725.1752 | 0 | 0 | 46.3107 | 0
06.11. | 24 | 774.4701 |  | 728.1594 | 0 | 0 | 46.3107 | 0
07.11. | 1 | 777.4544 |  | 731.1437 | 0 | 0 | 46.3107 | 0
07.11. | 2 | 778.9465 |  | 732.6358 | 0 | 0 | 46.3107 | 0
07.11. | 3 | 781.9308 |  | 735.6201 | 0 | 0 | 46.3107 | 0
07.11. | 4 | 783.4229 |  | 737.1122 | 0 | 0 | 46.3107 | 0
07.11. | 5 | 786.4071 |  | 740.0965 | 0 | 0 | 46.3107 | 0
07.11. | 6 | 787.8993 |  | 741.5886 | 0 | 0 | 46.3107 | 0
07.11. | 7 | 786.4071 |  | 740.0965 | 0 | 0 | 46.3107 | 0
07.11. | 8 | 778.9465 |  | 732.6358 | 0 | 0 | 46.3107 | 0
07.11. | 9 | 755.0724 |  | 708.7618 | 0 | 0 | 46.3107 | 0
07.11. | 10 | 723.7377 |  | 677.427 | 0 | 0 | 46.3107 | 0
07.11. | 11 | 681.958 |  | 635.6474 | 0 | 0 | 46.3107 | 0
07.11. | 12 | 659.5761 |  | 613.2654 | 0 | 0 | 46.3107 | 0
07.11. | 13 | 649.1312 |  | 602.8205 | 0 | 0 | 46.3107 | 0
07.11. | 14 | 649.1312 |  | 602.8205 | 0 | 0 | 46.3107 | 0
07.11. | 15 | 661.0682 |  | 614.7576 | 0 | 0 | 46.3107 | 0
07.11. | 16 | 678.9738 |  | 632.6631 | 0 | 0 | 46.3107 | 0
07.11. | 17 | 695.3872 |  | 649.0765 | 0 | 0 | 46.3107 | 0
07.11. | 18 | 717.7692 |  | 671.4585 | 0 | 0 | 46.3107 | 0
07.11. | 19 | 731.1983 |  | 684.8877 | 0 | 0 | 46.3107 | 0
07.11. | 20 | 738.659 |  | 692.3483 | 0 | 0 | 46.3107 | 0
07.11. | 21 | 744.6275 |  | 698.3168 | 0 | 0 | 46.3107 | 0
07.11. | 22 | 746.1196 |  | 699.809 | 0 | 0 | 46.3107 | 0
07.11. | 23 | 750.596 |  | 704.2854 | 0 | 0 | 46.3107 | 0
07.11. | 24 | 750.596 |  | 704.2854 | 0 | 0 | 46.3107 | 0
08.11. | 1 | 752.0882 |  | 705.7775 | 0 | 0 | 46.3107 | 0
08.11. | 2 | 753.5803 |  | 707.2696 | 0 | 0 | 46.3107 | 0
08.11. | 3 | 756.5645 |  | 710.2539 | 0 | 0 | 46.3107 | 0
08.11. | 4 | 761.0409 |  | 714.7303 | 0 | 0 | 46.3107 | 0
08.11. | 5 | 764.0252 |  | 717.7145 | 0 | 0 | 46.3107 | 0
08.11. | 6 | 768.5016 |  | 722.1909 | 0 | 0 | 46.3107 | 0
08.11. | 7 | 765.5173 |  | 719.2067 | 0 | 0 | 46.3107 | 0
08.11. | 8 | 755.0724 |  | 708.7618 | 0 | 0 | 46.3107 | 0
08.11. | 9 | 725.2298 |  | 678.9192 | 0 | 0 | 46.3107 | 0
08.11. | 10 | 698.3715 |  | 652.0608 | 0 | 0 | 46.3107 | 0
08.11. | 11 | 668.5289 |  | 622.2182 | 0 | 0 | 46.3107 | 0
08.11. | 12 | 659.5761 |  | 613.2654 | 0 | 0 | 46.3107 | 0
08.11. | 13 | 655.0997 |  | 608.789 | 0 | 0 | 46.3107 | 0
08.11. | 14 | 653.6076 |  | 607.2969 | 0 | 0 | 46.3107 | 0
08.11. | 15 | 662.5604 |  | 616.2497 | 0 | 0 | 46.3107 | 0
08.11. | 16 | 675.9895 |  | 629.6789 | 0 | 0 | 46.3107 | 0
08.11. | 17 | 689.4187 |  | 643.108 | 0 | 0 | 46.3107 | 0
08.11. | 18 | 707.3243 |  | 661.0136 | 0 | 0 | 46.3107 | 0
08.11. | 19 | 717.7692 |  | 671.4585 | 0 | 0 | 46.3107 | 0
08.11. | 20 | 722.2455 |  | 675.9349 | 0 | 0 | 46.3107 | 0
08.11. | 21 | 723.7377 |  | 677.427 | 0 | 0 | 46.3107 | 0
08.11. | 22 | 725.2298 |  | 678.9192 | 0 | 0 | 46.3107 | 0
08.11. | 23 | 729.7062 |  | 683.3955 | 0 | 0 | 46.3107 | 0
08.11. | 24 | 731.1983 |  | 684.8877 | 0 | 0 | 46.3107 | 0
09.11. | 1 | 732.6905 |  | 686.3798 | 0 | 0 | 46.3107 | 0
09.11. | 2 | 729.7062 |  | 683.3955 | 0 | 0 | 46.3107 | 0
09.11. | 3 | 726.7219 |  | 680.4113 | 0 | 0 | 46.3107 | 0
09.11. | 4 | 725.2298 |  | 678.9192 | 0 | 0 | 46.3107 | 0
09.11. | 5 | 725.2298 |  | 678.9192 | 0 | 0 | 46.3107 | 0
09.11. | 6 | 725.2298 |  | 678.9192 | 0 | 0 | 46.3107 | 0
09.11. | 7 | 725.2298 |  | 678.9192 | 0 | 0 | 46.3107 | 0
09.11. | 8 | 723.7377 |  | 677.427 | 0 | 0 | 46.3107 | 0
09.11. | 9 | 711.8006 |  | 665.49 | 0 | 0 | 46.3107 | 0
09.11. | 10 | 705.8321 |  | 659.5215 | 0 | 0 | 46.3107 | 0
09.11. | 11 | 692.403 |  | 646.0923 | 0 | 0 | 46.3107 | 0
09.11. | 12 | 695.3872 |  | 649.0765 | 0 | 0 | 46.3107 | 0
09.11. | 13 | 695.3872 |  | 649.0765 | 0 | 0 | 46.3107 | 0
09.11. | 14 | 690.9108 |  | 644.6002 | 0 | 0 | 46.3107 | 0
09.11. | 15 | 690.9108 |  | 644.6002 | 0 | 0 | 46.3107 | 0
09.11. | 16 | 693.8951 |  | 647.5844 | 0 | 0 | 46.3107 | 0
09.11. | 17 | 696.8793 |  | 650.5687 | 0 | 0 | 46.3107 | 0
09.11. | 18 | 704.34 |  | 658.0293 | 0 | 0 | 46.3107 | 0
09.11. | 19 | 710.3085 |  | 663.9978 | 0 | 0 | 46.3107 | 0
09.11. | 20 | 714.7849 |  | 668.4742 | 0 | 0 | 46.3107 | 0
09.11. | 21 | 722.2455 |  | 675.9349 | 0 | 0 | 46.3107 | 0
09.11. | 22 | 726.7219 |  | 680.4113 | 0 | 0 | 46.3107 | 0
09.11. | 23 | 731.1983 |  | 684.8877 | 0 | 0 | 46.3107 | 0
09.11. | 24 | 732.6905 |  | 686.3798 | 0 | 0 | 46.3107 | 0
10.11. | 1 | 734.1826 |  | 687.8719 | 0 | 0 | 46.3107 | 0
10.11. | 2 | 735.6747 |  | 689.3641 | 0 | 0 | 46.3107 | 0
10.11. | 3 | 738.659 |  | 692.3483 | 0 | 0 | 46.3107 | 0
10.11. | 4 | 741.6432 |  | 695.3326 | 0 | 0 | 46.3107 | 0
10.11. | 5 | 744.6275 |  | 698.3168 | 0 | 0 | 46.3107 | 0
10.11. | 6 | 747.6118 |  | 701.3011 | 0 | 0 | 46.3107 | 0
10.11. | 7 | 747.6118 |  | 701.3011 | 0 | 0 | 46.3107 | 0
10.11. | 8 | 744.6275 |  | 698.3168 | 0 | 0 | 46.3107 | 0
10.11. | 9 | 731.1983 |  | 684.8877 | 0 | 0 | 46.3107 | 0
10.11. | 10 | 720.7534 |  | 674.4428 | 0 | 0 | 46.3107 | 0
10.11. | 11 | 702.8479 |  | 656.5372 | 0 | 0 | 46.3107 | 0
10.11. | 12 | 698.3715 |  | 652.0608 | 0 | 0 | 46.3107 | 0
10.11. | 13 | 695.3872 |  | 649.0765 | 0 | 0 | 46.3107 | 0
10.11. | 14 | 690.9108 |  | 644.6002 | 0 | 0 | 46.3107 | 0
10.11. | 15 | 693.8951 |  | 647.5844 | 0 | 0 | 46.3107 | 0
10.11. | 16 | 707.3243 |  | 661.0136 | 0 | 0 | 46.3107 | 0
10.11. | 17 | 719.2613 |  | 672.9506 | 0 | 0 | 46.3107 | 0
10.11. | 18 | 740.1511 |  | 693.8405 | 0 | 0 | 46.3107 | 0
10.11. | 19 | 752.0882 |  | 705.7775 | 0 | 0 | 46.3107 | 0
10.11. | 20 | 759.5488 |  | 713.2381 | 0 | 0 | 46.3107 | 0
10.11. | 21 | 764.0252 |  | 717.7145 | 0 | 0 | 46.3107 | 0
10.11. | 22 | 765.5173 |  | 719.2067 | 0 | 0 | 46.3107 | 0
10.11. | 23 | 768.5016 |  | 722.1909 | 0 | 0 | 46.3107 | 0
10.11. | 24 | 768.5016 |  | 722.1909 | 0 | 0 | 46.3107 | 0
11.11. | 1 | 769.9937 |  | 723.683 | 0 | 0 | 46.3107 | 0
11.11. | 2 | 769.9937 |  | 723.683 | 0 | 0 | 46.3107 | 0
11.11. | 3 | 769.9937 |  | 723.683 | 0 | 0 | 46.3107 | 0
11.11. | 4 | 771.4858 |  | 725.1752 | 0 | 0 | 46.3107 | 0
11.11. | 5 | 772.978 |  | 726.6673 | 0 | 0 | 46.3107 | 0
11.11. | 6 | 775.9622 |  | 729.6516 | 0 | 0 | 46.3107 | 0
11.11. | 7 | 774.4701 |  | 728.1594 | 0 | 0 | 46.3107 | 0
11.11. | 8 | 769.9937 |  | 723.683 | 0 | 0 | 46.3107 | 0
11.11. | 9 | 756.5645 |  | 710.2539 | 0 | 0 | 46.3107 | 0
11.11. | 10 | 744.6275 |  | 698.3168 | 0 | 0 | 46.3107 | 0
11.11. | 11 | 723.7377 |  | 677.427 | 0 | 0 | 46.3107 | 0
11.11. | 12 | 720.7534 |  | 674.4428 | 0 | 0 | 46.3107 | 0
11.11. | 13 | 719.2613 |  | 672.9506 | 0 | 0 | 46.3107 | 0
11.11. | 14 | 717.7692 |  | 671.4585 | 0 | 0 | 46.3107 | 0
11.11. | 15 | 723.7377 |  | 677.427 | 0 | 0 | 46.3107 | 0
11.11. | 16 | 732.6905 |  | 686.3798 | 0 | 0 | 46.3107 | 0
11.11. | 17 | 737.1669 |  | 690.8562 | 0 | 0 | 46.3107 | 0
11.11. | 18 | 747.6118 |  | 701.3011 | 0 | 0 | 46.3107 | 0
11.11. | 19 | 752.0882 |  | 705.7775 | 0 | 0 | 46.3107 | 0
11.11. | 20 | 756.5645 |  | 710.2539 | 0 | 0 | 46.3107 | 0
11.11. | 21 | 759.5488 |  | 713.2381 | 0 | 0 | 46.3107 | 0
11.11. | 22 | 761.0409 |  | 714.7303 | 0 | 0 | 46.3107 | 0
11.11. | 23 | 764.0252 |  | 717.7145 | 0 | 0 | 46.3107 | 0
11.11. | 24 | 765.5173 |  | 719.2067 | 0 | 0 | 46.3107 | 0
12.11. | 1 | 765.5173 |  | 719.2067 | 0 | 0 | 46.3107 | 0
12.11. | 2 | 767.0095 |  | 720.6988 | 0 | 0 | 46.3107 | 0
12.11. | 3 | 768.5016 |  | 722.1909 | 0 | 0 | 46.3107 | 0
12.11. | 4 | 769.9937 |  | 723.683 | 0 | 0 | 46.3107 | 0
12.11. | 5 | 769.9937 |  | 723.683 | 0 | 0 | 46.3107 | 0
12.11. | 6 | 771.4858 |  | 725.1752 | 0 | 0 | 46.3107 | 0
12.11. | 7 | 771.4858 |  | 725.1752 | 0 | 0 | 46.3107 | 0
12.11. | 8 | 769.9937 |  | 723.683 | 0 | 0 | 46.3107 | 0
12.11. | 9 | 761.0409 |  | 714.7303 | 0 | 0 | 46.3107 | 0
12.11. | 10 | 755.0724 |  | 708.7618 | 0 | 0 | 46.3107 | 0
12.11. | 11 | 734.1826 |  | 687.8719 | 0 | 0 | 46.3107 | 0
12.11. | 12 | 725.2298 |  | 678.9192 | 0 | 0 | 46.3107 | 0
12.11. | 13 | 720.7534 |  | 674.4428 | 0 | 0 | 46.3107 | 0
12.11. | 14 | 723.7377 |  | 677.427 | 0 | 0 | 46.3107 | 0
12.11. | 15 | 735.6747 |  | 689.3641 | 0 | 0 | 46.3107 | 0
12.11. | 16 | 747.6118 |  | 701.3011 | 0 | 0 | 46.3107 | 0
12.11. | 17 | 752.0882 |  | 705.7775 | 0 | 0 | 46.3107 | 0
12.11. | 18 | 758.0567 |  | 711.746 | 0 | 0 | 46.3107 | 0
12.11. | 19 | 761.0409 |  | 714.7303 | 0 | 0 | 46.3107 | 0
12.11. | 20 | 761.0409 |  | 714.7303 | 0 | 0 | 46.3107 | 0
12.11. | 21 | 762.5331 |  | 716.2224 | 0 | 0 | 46.3107 | 0
12.11. | 22 | 762.5331 |  | 716.2224 | 0 | 0 | 46.3107 | 0
12.11. | 23 | 764.0252 |  | 717.7145 | 0 | 0 | 46.3107 | 0
12.11. | 24 | 762.5331 |  | 716.2224 | 0 | 0 | 46.3107 | 0
13.11. | 1 | 761.0409 |  | 714.7303 | 0 | 0 | 46.3107 | 0
13.11. | 2 | 759.5488 |  | 713.2381 | 0 | 0 | 46.3107 | 0
13.11. | 3 | 759.5488 |  | 713.2381 | 0 | 0 | 46.3107 | 0
13.11. | 4 | 758.0567 |  | 711.746 | 0 | 0 | 46.3107 | 0
13.11. | 5 | 755.0724 |  | 708.7618 | 0 | 0 | 46.3107 | 0
13.11. | 6 | 753.5803 |  | 707.2696 | 0 | 0 | 46.3107 | 0
13.11. | 7 | 752.0882 |  | 705.7775 | 0 | 0 | 46.3107 | 0
13.11. | 8 | 752.0882 |  | 705.7775 | 0 | 0 | 46.3107 | 0
13.11. | 9 | 746.1196 |  | 699.809 | 0 | 0 | 46.3107 | 0
13.11. | 10 | 746.1196 |  | 699.809 | 0 | 0 | 46.3107 | 0
13.11. | 11 | 737.1669 |  | 690.8562 | 0 | 0 | 46.3107 | 0
13.11. | 12 | 741.6432 |  | 695.3326 | 0 | 0 | 46.3107 | 0
13.11. | 13 | 741.6432 |  | 695.3326 | 0 | 0 | 46.3107 | 0
13.11. | 14 | 735.6747 |  | 689.3641 | 0 | 0 | 46.3107 | 0
13.11. | 15 | 731.1983 |  | 684.8877 | 0 | 0 | 46.3107 | 0
13.11. | 16 | 728.2141 |  | 681.9034 | 0 | 0 | 46.3107 | 0
13.11. | 17 | 726.7219 |  | 680.4113 | 0 | 0 | 46.3107 | 0
13.11. | 18 | 732.6905 |  | 686.3798 | 0 | 0 | 46.3107 | 0
13.11. | 19 | 735.6747 |  | 689.3641 | 0 | 0 | 46.3107 | 0
13.11. | 20 | 738.659 |  | 692.3483 | 0 | 0 | 46.3107 | 0
13.11. | 21 | 746.1196 |  | 699.809 | 0 | 0 | 46.3107 | 0
13.11. | 22 | 750.596 |  | 704.2854 | 0 | 0 | 46.3107 | 0
13.11. | 23 | 756.5645 |  | 710.2539 | 0 | 0 | 46.3107 | 0
13.11. | 24 | 761.0409 |  | 714.7303 | 0 | 0 | 46.3107 | 0
14.11. | 1 | 764.0252 |  | 717.7145 | 0 | 0 | 46.3107 | 0
14.11. | 2 | 768.5016 |  | 722.1909 | 0 | 0 | 46.3107 | 0
14.11. | 3 | 774.4701 |  | 728.1594 | 0 | 0 | 46.3107 | 0
14.11. | 4 | 778.9465 |  | 732.6358 | 0 | 0 | 46.3107 | 0
14.11. | 5 | 781.9308 |  | 735.6201 | 0 | 0 | 46.3107 | 0
14.11. | 6 | 784.915 |  | 738.6044 | 0 | 0 | 46.3107 | 0
14.11. | 7 | 786.4071 |  | 740.0965 | 0 | 0 | 46.3107 | 0
14.11. | 8 | 786.4071 |  | 740.0965 | 0 | 0 | 46.3107 | 0
14.11. | 9 | 780.4386 |  | 734.128 | 0 | 0 | 46.3107 | 0
14.11. | 10 | 774.4701 |  | 728.1594 | 0 | 0 | 46.3107 | 0
14.11. | 11 | 759.5488 |  | 713.2381 | 0 | 0 | 46.3107 | 0
14.11. | 12 | 756.5645 |  | 710.2539 | 0 | 0 | 46.3107 | 0
14.11. | 13 | 756.5645 |  | 710.2539 | 0 | 0 | 46.3107 | 0
14.11. | 14 | 759.5488 |  | 713.2381 | 0 | 0 | 46.3107 | 0
14.11. | 15 | 768.5016 |  | 722.1909 | 0 | 0 | 46.3107 | 0
14.11. | 16 | 777.4544 |  | 731.1437 | 0 | 0 | 46.3107 | 0
14.11. | 17 | 786.4071 |  | 740.0965 | 0 | 0 | 46.3107 | 0
14.11. | 18 | 789.3914 |  | 743.0807 | 0 | 0 | 46.3107 | 0
14.11. | 19 | 789.3914 |  | 743.0807 | 0 | 0 | 46.3107 | 0
14.11. | 20 | 787.8993 |  | 741.5886 | 0 | 0 | 46.3107 | 0
14.11. | 21 | 787.8993 |  | 741.5886 | 0 | 0 | 46.3107 | 0
14.11. | 22 | 787.8993 |  | 741.5886 | 0 | 0 | 46.3107 | 0
14.11. | 23 | 786.4071 |  | 740.0965 | 0 | 0 | 46.3107 | 0
14.11. | 24 | 786.4071 |  | 740.0965 | 0 | 0 | 46.3107 | 0
15.11. | 1 | 787.8993 |  | 741.5886 | 0 | 0 | 46.3107 | 0
15.11. | 2 | 787.8993 |  | 741.5886 | 0 | 0 | 46.3107 | 0
15.11. | 3 | 787.8993 |  | 741.5886 | 0 | 0 | 46.3107 | 0
15.11. | 4 | 787.8993 |  | 741.5886 | 0 | 0 | 46.3107 | 0
15.11. | 5 | 787.8993 |  | 741.5886 | 0 | 0 | 46.3107 | 0
15.11. | 6 | 787.8993 |  | 741.5886 | 0 | 0 | 46.3107 | 0
15.11. | 7 | 787.8993 |  | 741.5886 | 0 | 0 | 46.3107 | 0
15.11. | 8 | 787.8993 |  | 741.5886 | 0 | 0 | 46.3107 | 0
15.11. | 9 | 789.3914 |  | 743.0807 | 0 | 0 | 46.3107 | 0
15.11. | 10 | 789.3914 |  | 743.0807 | 0 | 0 | 46.3107 | 0
15.11. | 11 | 786.4071 |  | 740.0965 | 0 | 0 | 46.3107 | 0
15.11. | 12 | 783.4229 |  | 737.1122 | 0 | 0 | 46.3107 | 0
15.11. | 13 | 781.9308 |  | 735.6201 | 0 | 0 | 46.3107 | 0
15.11. | 14 | 780.4386 |  | 734.128 | 0 | 0 | 46.3107 | 0
15.11. | 15 | 781.9308 |  | 735.6201 | 0 | 0 | 46.3107 | 0
15.11. | 16 | 783.4229 |  | 737.1122 | 0 | 0 | 46.3107 | 0
15.11. | 17 | 783.4229 |  | 737.1122 | 0 | 0 | 46.3107 | 0
15.11. | 18 | 783.4229 |  | 737.1122 | 0 | 0 | 46.3107 | 0
15.11. | 19 | 783.4229 |  | 737.1122 | 0 | 0 | 46.3107 | 0
15.11. | 20 | 783.4229 |  | 737.1122 | 0 | 0 | 46.3107 | 0
15.11. | 21 | 784.915 |  | 738.6044 | 0 | 0 | 46.3107 | 0
15.11. | 22 | 786.4071 |  | 740.0965 | 0 | 0 | 46.3107 | 0
15.11. | 23 | 786.4071 |  | 740.0965 | 0 | 0 | 46.3107 | 0
15.11. | 24 | 786.4071 |  | 740.0965 | 0 | 0 | 46.3107 | 0
16.11. | 1 | 786.4071 |  | 740.0965 | 0 | 0 | 46.3107 | 0
16.11. | 2 | 786.4071 |  | 740.0965 | 0 | 0 | 46.3107 | 0
16.11. | 3 | 786.4071 |  | 740.0965 | 0 | 0 | 46.3107 | 0
16.11. | 4 | 786.4071 |  | 740.0965 | 0 | 0 | 46.3107 | 0
16.11. | 5 | 786.4071 |  | 740.0965 | 0 | 0 | 46.3107 | 0
16.11. | 6 | 784.915 |  | 738.6044 | 0 | 0 | 46.3107 | 0
16.11. | 7 | 784.915 |  | 738.6044 | 0 | 0 | 46.3107 | 0
16.11. | 8 | 786.4071 |  | 740.0965 | 0 | 0 | 46.3107 | 0
16.11. | 9 | 786.4071 |  | 740.0965 | 0 | 0 | 46.3107 | 0
16.11. | 10 | 786.4071 |  | 740.0965 | 0 | 0 | 46.3107 | 0
16.11. | 11 | 783.4229 |  | 737.1122 | 0 | 0 | 46.3107 | 0
16.11. | 12 | 784.915 |  | 738.6044 | 0 | 0 | 46.3107 | 0
16.11. | 13 | 784.915 |  | 738.6044 | 0 | 0 | 46.3107 | 0
16.11. | 14 | 781.9308 |  | 735.6201 | 0 | 0 | 46.3107 | 0
16.11. | 15 | 778.9465 |  | 732.6358 | 0 | 0 | 46.3107 | 0
16.11. | 16 | 774.4701 |  | 728.1594 | 0 | 0 | 46.3107 | 0
16.11. | 17 | 771.4858 |  | 725.1752 | 0 | 0 | 46.3107 | 0
16.11. | 18 | 771.4858 |  | 725.1752 | 0 | 0 | 46.3107 | 0
16.11. | 19 | 769.9937 |  | 723.683 | 0 | 0 | 46.3107 | 0
16.11. | 20 | 768.5016 |  | 722.1909 | 0 | 0 | 46.3107 | 0
16.11. | 21 | 769.9937 |  | 723.683 | 0 | 0 | 46.3107 | 0
16.11. | 22 | 769.9937 |  | 723.683 | 0 | 0 | 46.3107 | 0
16.11. | 23 | 771.4858 |  | 725.1752 | 0 | 0 | 46.3107 | 0
16.11. | 24 | 769.9937 |  | 723.683 | 0 | 0 | 46.3107 | 0
17.11. | 1 | 768.5016 |  | 722.1909 | 0 | 0 | 46.3107 | 0
17.11. | 2 | 768.5016 |  | 722.1909 | 0 | 0 | 46.3107 | 0
17.11. | 3 | 767.0095 |  | 720.6988 | 0 | 0 | 46.3107 | 0
17.11. | 4 | 767.0095 |  | 720.6988 | 0 | 0 | 46.3107 | 0
17.11. | 5 | 765.5173 |  | 719.2067 | 0 | 0 | 46.3107 | 0
17.11. | 6 | 762.5331 |  | 716.2224 | 0 | 0 | 46.3107 | 0
17.11. | 7 | 762.5331 |  | 716.2224 | 0 | 0 | 46.3107 | 0
17.11. | 8 | 765.5173 |  | 719.2067 | 0 | 0 | 46.3107 | 0
17.11. | 9 | 765.5173 |  | 719.2067 | 0 | 0 | 46.3107 | 0
17.11. | 10 | 767.0095 |  | 720.6988 | 0 | 0 | 46.3107 | 0
17.11. | 11 | 758.0567 |  | 711.746 | 0 | 0 | 46.3107 | 0
17.11. | 12 | 758.0567 |  | 711.746 | 0 | 0 | 46.3107 | 0
17.11. | 13 | 755.0724 |  | 708.7618 | 0 | 0 | 46.3107 | 0
17.11. | 14 | 747.6118 |  | 701.3011 | 0 | 0 | 46.3107 | 0
17.11. | 15 | 740.1511 |  | 693.8405 | 0 | 0 | 46.3107 | 0
17.11. | 16 | 734.1826 |  | 687.8719 | 0 | 0 | 46.3107 | 0
17.11. | 17 | 728.2141 |  | 681.9034 | 0 | 0 | 46.3107 | 0
17.11. | 18 | 728.2141 |  | 681.9034 | 0 | 0 | 46.3107 | 0
17.11. | 19 | 725.2298 |  | 678.9192 | 0 | 0 | 46.3107 | 0
17.11. | 20 | 723.7377 |  | 677.427 | 0 | 0 | 46.3107 | 0
17.11. | 21 | 725.2298 |  | 678.9192 | 0 | 0 | 46.3107 | 0
17.11. | 22 | 726.7219 |  | 680.4113 | 0 | 0 | 46.3107 | 0
17.11. | 23 | 728.2141 |  | 681.9034 | 0 | 0 | 46.3107 | 0
17.11. | 24 | 726.7219 |  | 680.4113 | 0 | 0 | 46.3107 | 0
18.11. | 1 | 726.7219 |  | 680.4113 | 0 | 0 | 46.3107 | 0
18.11. | 2 | 726.7219 |  | 680.4113 | 0 | 0 | 46.3107 | 0
18.11. | 3 | 728.2141 |  | 681.9034 | 0 | 0 | 46.3107 | 0
18.11. | 4 | 728.2141 |  | 681.9034 | 0 | 0 | 46.3107 | 0
18.11. | 5 | 726.7219 |  | 680.4113 | 0 | 0 | 46.3107 | 0
18.11. | 6 | 726.7219 |  | 680.4113 | 0 | 0 | 46.3107 | 0
18.11. | 7 | 729.7062 |  | 683.3955 | 0 | 0 | 46.3107 | 0
18.11. | 8 | 735.6747 |  | 689.3641 | 0 | 0 | 46.3107 | 0
18.11. | 9 | 734.1826 |  | 687.8719 | 0 | 0 | 46.3107 | 0
18.11. | 10 | 741.6432 |  | 695.3326 | 0 | 0 | 46.3107 | 0
18.11. | 11 | 737.1669 |  | 690.8562 | 0 | 0 | 46.3107 | 0
18.11. | 12 | 744.6275 |  | 698.3168 | 0 | 0 | 46.3107 | 0
18.11. | 13 | 747.6118 |  | 701.3011 | 0 | 0 | 46.3107 | 0
18.11. | 14 | 743.1354 |  | 696.8247 | 0 | 0 | 46.3107 | 0
18.11. | 15 | 738.659 |  | 692.3483 | 0 | 0 | 46.3107 | 0
18.11. | 16 | 735.6747 |  | 689.3641 | 0 | 0 | 46.3107 | 0
18.11. | 17 | 731.1983 |  | 684.8877 | 0 | 0 | 46.3107 | 0
18.11. | 18 | 732.6905 |  | 686.3798 | 0 | 0 | 46.3107 | 0
18.11. | 19 | 734.1826 |  | 687.8719 | 0 | 0 | 46.3107 | 0
18.11. | 20 | 735.6747 |  | 689.3641 | 0 | 0 | 46.3107 | 0
18.11. | 21 | 740.1511 |  | 693.8405 | 0 | 0 | 46.3107 | 0
18.11. | 22 | 743.1354 |  | 696.8247 | 0 | 0 | 46.3107 | 0
18.11. | 23 | 747.6118 |  | 701.3011 | 0 | 0 | 46.3107 | 0
18.11. | 24 | 749.1039 |  | 702.7932 | 0 | 0 | 46.3107 | 0
19.11. | 1 | 752.0882 |  | 705.7775 | 0 | 0 | 46.3107 | 0
19.11. | 2 | 753.5803 |  | 707.2696 | 0 | 0 | 46.3107 | 0
19.11. | 3 | 755.0724 |  | 708.7618 | 0 | 0 | 46.3107 | 0
19.11. | 4 | 758.0567 |  | 711.746 | 0 | 0 | 46.3107 | 0
19.11. | 5 | 758.0567 |  | 711.746 | 0 | 0 | 46.3107 | 0
19.11. | 6 | 758.0567 |  | 711.746 | 0 | 0 | 46.3107 | 0
19.11. | 7 | 761.0409 |  | 714.7303 | 0 | 0 | 46.3107 | 0
19.11. | 8 | 765.5173 |  | 719.2067 | 0 | 0 | 46.3107 | 0
19.11. | 9 | 765.5173 |  | 719.2067 | 0 | 0 | 46.3107 | 0
19.11. | 10 | 771.4858 |  | 725.1752 | 0 | 0 | 46.3107 | 0
19.11. | 11 | 768.5016 |  | 722.1909 | 0 | 0 | 46.3107 | 0
19.11. | 12 | 772.978 |  | 726.6673 | 0 | 0 | 46.3107 | 0
19.11. | 13 | 774.4701 |  | 728.1594 | 0 | 0 | 46.3107 | 0
19.11. | 14 | 771.4858 |  | 725.1752 | 0 | 0 | 46.3107 | 0
19.11. | 15 | 768.5016 |  | 722.1909 | 0 | 0 | 46.3107 | 0
19.11. | 16 | 767.0095 |  | 720.6988 | 0 | 0 | 46.3107 | 0
19.11. | 17 | 765.5173 |  | 719.2067 | 0 | 0 | 46.3107 | 0
19.11. | 18 | 765.5173 |  | 719.2067 | 0 | 0 | 46.3107 | 0
19.11. | 19 | 765.5173 |  | 719.2067 | 0 | 0 | 46.3107 | 0
19.11. | 20 | 767.0095 |  | 720.6988 | 0 | 0 | 46.3107 | 0
19.11. | 21 | 769.9937 |  | 723.683 | 0 | 0 | 46.3107 | 0
19.11. | 22 | 771.4858 |  | 725.1752 | 0 | 0 | 46.3107 | 0
19.11. | 23 | 772.978 |  | 726.6673 | 0 | 0 | 46.3107 | 0
19.11. | 24 | 772.978 |  | 726.6673 | 0 | 0 | 46.3107 | 0
20.11. | 1 | 772.978 |  | 726.6673 | 0 | 0 | 46.3107 | 0
20.11. | 2 | 772.978 |  | 726.6673 | 0 | 0 | 46.3107 | 0
20.11. | 3 | 774.4701 |  | 728.1594 | 0 | 0 | 46.3107 | 0
20.11. | 4 | 774.4701 |  | 728.1594 | 0 | 0 | 46.3107 | 0
20.11. | 5 | 774.4701 |  | 728.1594 | 0 | 0 | 46.3107 | 0
20.11. | 6 | 772.978 |  | 726.6673 | 0 | 0 | 46.3107 | 0
20.11. | 7 | 772.978 |  | 726.6673 | 0 | 0 | 46.3107 | 0
20.11. | 8 | 775.9622 |  | 729.6516 | 0 | 0 | 46.3107 | 0
20.11. | 9 | 774.4701 |  | 728.1594 | 0 | 0 | 46.3107 | 0
20.11. | 10 | 775.9622 |  | 729.6516 | 0 | 0 | 46.3107 | 0
20.11. | 11 | 769.9937 |  | 723.683 | 0 | 0 | 46.3107 | 0
20.11. | 12 | 769.9937 |  | 723.683 | 0 | 0 | 46.3107 | 0
20.11. | 13 | 768.5016 |  | 722.1909 | 0 | 0 | 46.3107 | 0
20.11. | 14 | 765.5173 |  | 719.2067 | 0 | 0 | 46.3107 | 0
20.11. | 15 | 762.5331 |  | 716.2224 | 0 | 0 | 46.3107 | 0
20.11. | 16 | 761.0409 |  | 714.7303 | 0 | 0 | 46.3107 | 0
20.11. | 17 | 755.0724 |  | 708.7618 | 0 | 0 | 46.3107 | 0
20.11. | 18 | 755.0724 |  | 708.7618 | 0 | 0 | 46.3107 | 0
20.11. | 19 | 753.5803 |  | 707.2696 | 0 | 0 | 46.3107 | 0
20.11. | 20 | 752.0882 |  | 705.7775 | 0 | 0 | 46.3107 | 0
20.11. | 21 | 752.0882 |  | 705.7775 | 0 | 0 | 46.3107 | 0
20.11. | 22 | 752.0882 |  | 705.7775 | 0 | 0 | 46.3107 | 0
20.11. | 23 | 753.5803 |  | 707.2696 | 0 | 0 | 46.3107 | 0
20.11. | 24 | 750.596 |  | 704.2854 | 0 | 0 | 46.3107 | 0
21.11. | 1 | 750.596 |  | 704.2854 | 0 | 0 | 46.3107 | 0
21.11. | 2 | 750.596 |  | 704.2854 | 0 | 0 | 46.3107 | 0
21.11. | 3 | 750.596 |  | 704.2854 | 0 | 0 | 46.3107 | 0
21.11. | 4 | 752.0882 |  | 705.7775 | 0 | 0 | 46.3107 | 0
21.11. | 5 | 750.596 |  | 704.2854 | 0 | 0 | 46.3107 | 0
21.11. | 6 | 750.596 |  | 704.2854 | 0 | 0 | 46.3107 | 0
21.11. | 7 | 752.0882 |  | 705.7775 | 0 | 0 | 46.3107 | 0
21.11. | 8 | 753.5803 |  | 707.2696 | 0 | 0 | 46.3107 | 0
21.11. | 9 | 752.0882 |  | 705.7775 | 0 | 0 | 46.3107 | 0
21.11. | 10 | 753.5803 |  | 707.2696 | 0 | 0 | 46.3107 | 0
21.11. | 11 | 746.1196 |  | 699.809 | 0 | 0 | 46.3107 | 0
21.11. | 12 | 749.1039 |  | 702.7932 | 0 | 0 | 46.3107 | 0
21.11. | 13 | 749.1039 |  | 702.7932 | 0 | 0 | 46.3107 | 0
21.11. | 14 | 744.6275 |  | 698.3168 | 0 | 0 | 46.3107 | 0
21.11. | 15 | 740.1511 |  | 693.8405 | 0 | 0 | 46.3107 | 0
21.11. | 16 | 738.659 |  | 692.3483 | 0 | 0 | 46.3107 | 0
21.11. | 17 | 732.6905 |  | 686.3798 | 0 | 0 | 46.3107 | 0
21.11. | 18 | 735.6747 |  | 689.3641 | 0 | 0 | 46.3107 | 0
21.11. | 19 | 737.1669 |  | 690.8562 | 0 | 0 | 46.3107 | 0
21.11. | 20 | 738.659 |  | 692.3483 | 0 | 0 | 46.3107 | 0
21.11. | 21 | 744.6275 |  | 698.3168 | 0 | 0 | 46.3107 | 0
21.11. | 22 | 747.6118 |  | 701.3011 | 0 | 0 | 46.3107 | 0
21.11. | 23 | 753.5803 |  | 707.2696 | 0 | 0 | 46.3107 | 0
21.11. | 24 | 756.5645 |  | 710.2539 | 0 | 0 | 46.3107 | 0
22.11. | 1 | 759.5488 |  | 713.2381 | 0 | 0 | 46.3107 | 0
22.11. | 2 | 762.5331 |  | 716.2224 | 0 | 0 | 46.3107 | 0
22.11. | 3 | 767.0095 |  | 720.6988 | 0 | 0 | 46.3107 | 0
22.11. | 4 | 769.9937 |  | 723.683 | 0 | 0 | 46.3107 | 0
22.11. | 5 | 771.4858 |  | 725.1752 | 0 | 0 | 46.3107 | 0
22.11. | 6 | 774.4701 |  | 728.1594 | 0 | 0 | 46.3107 | 0
22.11. | 7 | 774.4701 |  | 728.1594 | 0 | 0 | 46.3107 | 0
22.11. | 8 | 775.9622 |  | 729.6516 | 0 | 0 | 46.3107 | 0
22.11. | 9 | 771.4858 |  | 725.1752 | 0 | 0 | 46.3107 | 0
22.11. | 10 | 769.9937 |  | 723.683 | 0 | 0 | 46.3107 | 0
22.11. | 11 | 761.0409 |  | 714.7303 | 0 | 0 | 46.3107 | 0
22.11. | 12 | 762.5331 |  | 716.2224 | 0 | 0 | 46.3107 | 0
22.11. | 13 | 762.5331 |  | 716.2224 | 0 | 0 | 46.3107 | 0
22.11. | 14 | 761.0409 |  | 714.7303 | 0 | 0 | 46.3107 | 0
22.11. | 15 | 762.5331 |  | 716.2224 | 0 | 0 | 46.3107 | 0
22.11. | 16 | 765.5173 |  | 719.2067 | 0 | 0 | 46.3107 | 0
22.11. | 17 | 765.5173 |  | 719.2067 | 0 | 0 | 46.3107 | 0
22.11. | 18 | 769.9937 |  | 723.683 | 0 | 0 | 46.3107 | 0
22.11. | 19 | 771.4858 |  | 725.1752 | 0 | 0 | 46.3107 | 0
22.11. | 20 | 774.4701 |  | 728.1594 | 0 | 0 | 46.3107 | 0
22.11. | 21 | 777.4544 |  | 731.1437 | 0 | 0 | 46.3107 | 0
22.11. | 22 | 780.4386 |  | 734.128 | 0 | 0 | 46.3107 | 0
22.11. | 23 | 783.4229 |  | 737.1122 | 0 | 0 | 46.3107 | 0
22.11. | 24 | 784.915 |  | 738.6044 | 0 | 0 | 46.3107 | 0
23.11. | 1 | 786.4071 |  | 740.0965 | 0 | 0 | 46.3107 | 0
23.11. | 2 | 786.4071 |  | 740.0965 | 0 | 0 | 46.3107 | 0
23.11. | 3 | 786.4071 |  | 740.0965 | 0 | 0 | 46.3107 | 0
23.11. | 4 | 787.8993 |  | 741.5886 | 0 | 0 | 46.3107 | 0
23.11. | 5 | 786.4071 |  | 740.0965 | 0 | 0 | 46.3107 | 0
23.11. | 6 | 786.4071 |  | 740.0965 | 0 | 0 | 46.3107 | 0
23.11. | 7 | 786.4071 |  | 740.0965 | 0 | 0 | 46.3107 | 0
23.11. | 8 | 786.4071 |  | 740.0965 | 0 | 0 | 46.3107 | 0
23.11. | 9 | 784.915 |  | 738.6044 | 0 | 0 | 46.3107 | 0
23.11. | 10 | 784.915 |  | 738.6044 | 0 | 0 | 46.3107 | 0
23.11. | 11 | 780.4386 |  | 734.128 | 0 | 0 | 46.3107 | 0
23.11. | 12 | 780.4386 |  | 734.128 | 0 | 0 | 46.3107 | 0
23.11. | 13 | 780.4386 |  | 734.128 | 0 | 0 | 46.3107 | 0
23.11. | 14 | 777.4544 |  | 731.1437 | 0 | 0 | 46.3107 | 0
23.11. | 15 | 777.4544 |  | 731.1437 | 0 | 0 | 46.3107 | 0
23.11. | 16 | 777.4544 |  | 731.1437 | 0 | 0 | 46.3107 | 0
23.11. | 17 | 775.9622 |  | 729.6516 | 0 | 0 | 46.3107 | 0
23.11. | 18 | 777.4544 |  | 731.1437 | 0 | 0 | 46.3107 | 0
23.11. | 19 | 777.4544 |  | 731.1437 | 0 | 0 | 46.3107 | 0
23.11. | 20 | 777.4544 |  | 731.1437 | 0 | 0 | 46.3107 | 0
23.11. | 21 | 778.9465 |  | 732.6358 | 0 | 0 | 46.3107 | 0
23.11. | 22 | 780.4386 |  | 734.128 | 0 | 0 | 46.3107 | 0
23.11. | 23 | 783.4229 |  | 737.1122 | 0 | 0 | 46.3107 | 0
23.11. | 24 | 784.915 |  | 738.6044 | 0 | 0 | 46.3107 | 0
24.11. | 1 | 786.4071 |  | 740.0965 | 0 | 0 | 46.3107 | 0
24.11. | 2 | 786.4071 |  | 740.0965 | 0 | 0 | 46.3107 | 0
24.11. | 3 | 787.8993 |  | 741.5886 | 0 | 0 | 46.3107 | 0
24.11. | 4 | 787.8993 |  | 741.5886 | 0 | 0 | 46.3107 | 0
24.11. | 5 | 787.8993 |  | 741.5886 | 0 | 0 | 46.3107 | 0
24.11. | 6 | 787.8993 |  | 741.5886 | 0 | 0 | 46.3107 | 0
24.11. | 7 | 787.8993 |  | 741.5886 | 0 | 0 | 46.3107 | 0
24.11. | 8 | 787.8993 |  | 741.5886 | 0 | 0 | 46.3107 | 0
24.11. | 9 | 787.8993 |  | 741.5886 | 0 | 0 | 46.3107 | 0
24.11. | 10 | 789.3914 |  | 743.0807 | 0 | 0 | 46.3107 | 0
24.11. | 11 | 786.4071 |  | 740.0965 | 0 | 0 | 46.3107 | 0
24.11. | 12 | 786.4071 |  | 740.0965 | 0 | 0 | 46.3107 | 0
24.11. | 13 | 786.4071 |  | 740.0965 | 0 | 0 | 46.3107 | 0
24.11. | 14 | 786.4071 |  | 740.0965 | 0 | 0 | 46.3107 | 0
24.11. | 15 | 787.8993 |  | 741.5886 | 0 | 0 | 46.3107 | 0
24.11. | 16 | 787.8993 |  | 741.5886 | 0 | 0 | 46.3107 | 0
24.11. | 17 | 787.8993 |  | 741.5886 | 0 | 0 | 46.3107 | 0
24.11. | 18 | 789.3914 |  | 743.0807 | 0 | 0 | 46.3107 | 0
24.11. | 19 | 789.3914 |  | 743.0807 | 0 | 0 | 46.3107 | 0
24.11. | 20 | 789.3914 |  | 743.0807 | 0 | 0 | 46.3107 | 0
24.11. | 21 | 789.3914 |  | 743.0807 | 0 | 0 | 46.3107 | 0
24.11. | 22 | 789.3914 |  | 743.0807 | 0 | 0 | 46.3107 | 0
24.11. | 23 | 789.3914 |  | 743.0807 | 0 | 0 | 46.3107 | 0
24.11. | 24 | 789.3914 |  | 743.0807 | 0 | 0 | 46.3107 | 0
25.11. | 1 | 789.3914 |  | 743.0807 | 0 | 0 | 46.3107 | 0
25.11. | 2 | 789.3914 |  | 743.0807 | 0 | 0 | 46.3107 | 0
25.11. | 3 | 789.3914 |  | 743.0807 | 0 | 0 | 46.3107 | 0
25.11. | 4 | 789.3914 |  | 743.0807 | 0 | 0 | 46.3107 | 0
25.11. | 5 | 789.3914 |  | 743.0807 | 0 | 0 | 46.3107 | 0
25.11. | 6 | 789.3914 |  | 743.0807 | 0 | 0 | 46.3107 | 0
25.11. | 7 | 789.3914 |  | 743.0807 | 0 | 0 | 46.3107 | 0
25.11. | 8 | 789.3914 |  | 743.0807 | 0 | 0 | 46.3107 | 0
25.11. | 9 | 789.3914 |  | 743.0807 | 0 | 0 | 46.3107 | 0
25.11. | 10 | 789.3914 |  | 743.0807 | 0 | 0 | 46.3107 | 0
25.11. | 11 | 789.3914 |  | 743.0807 | 0 | 0 | 46.3107 | 0
25.11. | 12 | 787.8993 |  | 741.5886 | 0 | 0 | 46.3107 | 0
25.11. | 13 | 787.8993 |  | 741.5886 | 0 | 0 | 46.3107 | 0
25.11. | 14 | 787.8993 |  | 741.5886 | 0 | 0 | 46.3107 | 0
25.11. | 15 | 789.3914 |  | 743.0807 | 0 | 0 | 46.3107 | 0
25.11. | 16 | 789.3914 |  | 743.0807 | 0 | 0 | 46.3107 | 0
25.11. | 17 | 789.3914 |  | 743.0807 | 0 | 0 | 46.3107 | 0
25.11. | 18 | 789.3914 |  | 743.0807 | 0 | 0 | 46.3107 | 0
25.11. | 19 | 787.8993 |  | 741.5886 | 0 | 0 | 46.3107 | 0
25.11. | 20 | 787.8993 |  | 741.5886 | 0 | 0 | 46.3107 | 0
25.11. | 21 | 787.8993 |  | 741.5886 | 0 | 0 | 46.3107 | 0
25.11. | 22 | 786.4071 |  | 740.0965 | 0 | 0 | 46.3107 | 0
25.11. | 23 | 786.4071 |  | 740.0965 | 0 | 0 | 46.3107 | 0
25.11. | 24 | 786.4071 |  | 740.0965 | 0 | 0 | 46.3107 | 0
26.11. | 1 | 786.4071 |  | 740.0965 | 0 | 0 | 46.3107 | 0
26.11. | 2 | 787.8993 |  | 741.5886 | 0 | 0 | 46.3107 | 0
26.11. | 3 | 787.8993 |  | 741.5886 | 0 | 0 | 46.3107 | 0
26.11. | 4 | 787.8993 |  | 741.5886 | 0 | 0 | 46.3107 | 0
26.11. | 5 | 789.3914 |  | 743.0807 | 0 | 0 | 46.3107 | 0
26.11. | 6 | 789.3914 |  | 743.0807 | 0 | 0 | 46.3107 | 0
26.11. | 7 | 789.3914 |  | 743.0807 | 0 | 0 | 46.3107 | 0
26.11. | 8 | 789.3914 |  | 743.0807 | 0 | 0 | 46.3107 | 0
26.11. | 9 | 789.3914 |  | 743.0807 | 0 | 0 | 46.3107 | 0
26.11. | 10 | 787.8993 |  | 741.5886 | 0 | 0 | 46.3107 | 0
26.11. | 11 | 784.915 |  | 738.6044 | 0 | 0 | 46.3107 | 0
26.11. | 12 | 783.4229 |  | 737.1122 | 0 | 0 | 46.3107 | 0
26.11. | 13 | 781.9308 |  | 735.6201 | 0 | 0 | 46.3107 | 0
26.11. | 14 | 778.9465 |  | 732.6358 | 0 | 0 | 46.3107 | 0
26.11. | 15 | 777.4544 |  | 731.1437 | 0 | 0 | 46.3107 | 0
26.11. | 16 | 774.4701 |  | 728.1594 | 0 | 0 | 46.3107 | 0
26.11. | 17 | 769.9937 |  | 723.683 | 0 | 0 | 46.3107 | 0
26.11. | 18 | 767.0095 |  | 720.6988 | 0 | 0 | 46.3107 | 0
26.11. | 19 | 762.5331 |  | 716.2224 | 0 | 0 | 46.3107 | 0
26.11. | 20 | 759.5488 |  | 713.2381 | 0 | 0 | 46.3107 | 0
26.11. | 21 | 761.0409 |  | 714.7303 | 0 | 0 | 46.3107 | 0
26.11. | 22 | 759.5488 |  | 713.2381 | 0 | 0 | 46.3107 | 0
26.11. | 23 | 761.0409 |  | 714.7303 | 0 | 0 | 46.3107 | 0
26.11. | 24 | 759.5488 |  | 713.2381 | 0 | 0 | 46.3107 | 0
27.11. | 1 | 759.5488 |  | 713.2381 | 0 | 0 | 46.3107 | 0
27.11. | 2 | 759.5488 |  | 713.2381 | 0 | 0 | 46.3107 | 0
27.11. | 3 | 761.0409 |  | 714.7303 | 0 | 0 | 46.3107 | 0
27.11. | 4 | 762.5331 |  | 716.2224 | 0 | 0 | 46.3107 | 0
27.11. | 5 | 764.0252 |  | 717.7145 | 0 | 0 | 46.3107 | 0
27.11. | 6 | 767.0095 |  | 720.6988 | 0 | 0 | 46.3107 | 0
27.11. | 7 | 768.5016 |  | 722.1909 | 0 | 0 | 46.3107 | 0
27.11. | 8 | 771.4858 |  | 725.1752 | 0 | 0 | 46.3107 | 0
27.11. | 9 | 769.9937 |  | 723.683 | 0 | 0 | 46.3107 | 0
27.11. | 10 | 769.9937 |  | 723.683 | 0 | 0 | 46.3107 | 0
27.11. | 11 | 762.5331 |  | 716.2224 | 0 | 0 | 46.3107 | 0
27.11. | 12 | 764.0252 |  | 717.7145 | 0 | 0 | 46.3107 | 0
27.11. | 13 | 765.5173 |  | 719.2067 | 0 | 0 | 46.3107 | 0
27.11. | 14 | 764.0252 |  | 717.7145 | 0 | 0 | 46.3107 | 0
27.11. | 15 | 765.5173 |  | 719.2067 | 0 | 0 | 46.3107 | 0
27.11. | 16 | 768.5016 |  | 722.1909 | 0 | 0 | 46.3107 | 0
27.11. | 17 | 767.0095 |  | 720.6988 | 0 | 0 | 46.3107 | 0
27.11. | 18 | 767.0095 |  | 720.6988 | 0 | 0 | 46.3107 | 0
27.11. | 19 | 764.0252 |  | 717.7145 | 0 | 0 | 46.3107 | 0
27.11. | 20 | 761.0409 |  | 714.7303 | 0 | 0 | 46.3107 | 0
27.11. | 21 | 761.0409 |  | 714.7303 | 0 | 0 | 46.3107 | 0
27.11. | 22 | 759.5488 |  | 713.2381 | 0 | 0 | 46.3107 | 0
27.11. | 23 | 759.5488 |  | 713.2381 | 0 | 0 | 46.3107 | 0
27.11. | 24 | 758.0567 |  | 711.746 | 0 | 0 | 46.3107 | 0
28.11. | 1 | 758.0567 |  | 711.746 | 0 | 0 | 46.3107 | 0
28.11. | 2 | 756.5645 |  | 710.2539 | 0 | 0 | 46.3107 | 0
28.11. | 3 | 758.0567 |  | 711.746 | 0 | 0 | 46.3107 | 0
28.11. | 4 | 759.5488 |  | 713.2381 | 0 | 0 | 46.3107 | 0
28.11. | 5 | 761.0409 |  | 714.7303 | 0 | 0 | 46.3107 | 0
28.11. | 6 | 764.0252 |  | 717.7145 | 0 | 0 | 46.3107 | 0
28.11. | 7 | 767.0095 |  | 720.6988 | 0 | 0 | 46.3107 | 0
28.11. | 8 | 769.9937 |  | 723.683 | 0 | 0 | 46.3107 | 0
28.11. | 9 | 767.0095 |  | 720.6988 | 0 | 0 | 46.3107 | 0
28.11. | 10 | 767.0095 |  | 720.6988 | 0 | 0 | 46.3107 | 0
28.11. | 11 | 759.5488 |  | 713.2381 | 0 | 0 | 46.3107 | 0
28.11. | 12 | 762.5331 |  | 716.2224 | 0 | 0 | 46.3107 | 0
28.11. | 13 | 764.0252 |  | 717.7145 | 0 | 0 | 46.3107 | 0
28.11. | 14 | 765.5173 |  | 719.2067 | 0 | 0 | 46.3107 | 0
28.11. | 15 | 767.0095 |  | 720.6988 | 0 | 0 | 46.3107 | 0
28.11. | 16 | 768.5016 |  | 722.1909 | 0 | 0 | 46.3107 | 0
28.11. | 17 | 765.5173 |  | 719.2067 | 0 | 0 | 46.3107 | 0
28.11. | 18 | 762.5331 |  | 716.2224 | 0 | 0 | 46.3107 | 0
28.11. | 19 | 758.0567 |  | 711.746 | 0 | 0 | 46.3107 | 0
28.11. | 20 | 752.0882 |  | 705.7775 | 0 | 0 | 46.3107 | 0
28.11. | 21 | 750.596 |  | 704.2854 | 0 | 0 | 46.3107 | 0
28.11. | 22 | 746.1196 |  | 699.809 | 0 | 0 | 46.3107 | 0
28.11. | 23 | 741.6432 |  | 695.3326 | 0 | 0 | 46.3107 | 0
28.11. | 24 | 735.6747 |  | 689.3641 | 0 | 0 | 46.3107 | 0
29.11. | 1 | 731.1983 |  | 684.8877 | 0 | 0 | 46.3107 | 0
29.11. | 2 | 726.7219 |  | 680.4113 | 0 | 0 | 46.3107 | 0
29.11. | 3 | 723.7377 |  | 677.427 | 0 | 0 | 46.3107 | 0
29.11. | 4 | 720.7534 |  | 674.4428 | 0 | 0 | 46.3107 | 0
29.11. | 5 | 714.7849 |  | 668.4742 | 0 | 0 | 46.3107 | 0
29.11. | 6 | 711.8006 |  | 665.49 | 0 | 0 | 46.3107 | 0
29.11. | 7 | 711.8006 |  | 665.49 | 0 | 0 | 46.3107 | 0
29.11. | 8 | 716.277 |  | 669.9664 | 0 | 0 | 46.3107 | 0
29.11. | 9 | 713.2928 |  | 666.9821 | 0 | 0 | 46.3107 | 0
29.11. | 10 | 716.277 |  | 669.9664 | 0 | 0 | 46.3107 | 0
29.11. | 11 | 708.8164 |  | 662.5057 | 0 | 0 | 46.3107 | 0
29.11. | 12 | 714.7849 |  | 668.4742 | 0 | 0 | 46.3107 | 0
29.11. | 13 | 719.2613 |  | 672.9506 | 0 | 0 | 46.3107 | 0
29.11. | 14 | 723.7377 |  | 677.427 | 0 | 0 | 46.3107 | 0
29.11. | 15 | 729.7062 |  | 683.3955 | 0 | 0 | 46.3107 | 0
29.11. | 16 | 738.659 |  | 692.3483 | 0 | 0 | 46.3107 | 0
29.11. | 17 | 743.1354 |  | 696.8247 | 0 | 0 | 46.3107 | 0
29.11. | 18 | 752.0882 |  | 705.7775 | 0 | 0 | 46.3107 | 0
29.11. | 19 | 756.5645 |  | 710.2539 | 0 | 0 | 46.3107 | 0
29.11. | 20 | 759.5488 |  | 713.2381 | 0 | 0 | 46.3107 | 0
29.11. | 21 | 767.0095 |  | 720.6988 | 0 | 0 | 46.3107 | 0
29.11. | 22 | 769.9937 |  | 723.683 | 0 | 0 | 46.3107 | 0
29.11. | 23 | 774.4701 |  | 728.1594 | 0 | 0 | 46.3107 | 0
29.11. | 24 | 774.4701 |  | 728.1594 | 0 | 0 | 46.3107 | 0
30.11. | 1 | 774.4701 |  | 728.1594 | 0 | 0 | 46.3107 | 0
30.11. | 2 | 774.4701 |  | 728.1594 | 0 | 0 | 46.3107 | 0
30.11. | 3 | 774.4701 |  | 728.1594 | 0 | 0 | 46.3107 | 0
30.11. | 4 | 774.4701 |  | 728.1594 | 0 | 0 | 46.3107 | 0
30.11. | 5 | 771.4858 |  | 725.1752 | 0 | 0 | 46.3107 | 0
30.11. | 6 | 768.5016 |  | 722.1909 | 0 | 0 | 46.3107 | 0
30.11. | 7 | 767.0095 |  | 720.6988 | 0 | 0 | 46.3107 | 0
30.11. | 8 | 768.5016 |  | 722.1909 | 0 | 0 | 46.3107 | 0
30.11. | 9 | 765.5173 |  | 719.2067 | 0 | 0 | 46.3107 | 0
30.11. | 10 | 765.5173 |  | 719.2067 | 0 | 0 | 46.3107 | 0
30.11. | 11 | 755.0724 |  | 708.7618 | 0 | 0 | 46.3107 | 0
30.11. | 12 | 753.5803 |  | 707.2696 | 0 | 0 | 46.3107 | 0
30.11. | 13 | 752.0882 |  | 705.7775 | 0 | 0 | 46.3107 | 0
30.11. | 14 | 750.596 |  | 704.2854 | 0 | 0 | 46.3107 | 0
30.11. | 15 | 753.5803 |  | 707.2696 | 0 | 0 | 46.3107 | 0
30.11. | 16 | 758.0567 |  | 711.746 | 0 | 0 | 46.3107 | 0
30.11. | 17 | 758.0567 |  | 711.746 | 0 | 0 | 46.3107 | 0
30.11. | 18 | 762.5331 |  | 716.2224 | 0 | 0 | 46.3107 | 0
30.11. | 19 | 764.0252 |  | 717.7145 | 0 | 0 | 46.3107 | 0
30.11. | 20 | 765.5173 |  | 719.2067 | 0 | 0 | 46.3107 | 0
30.11. | 21 | 769.9937 |  | 723.683 | 0 | 0 | 46.3107 | 0
30.11. | 22 | 774.4701 |  | 728.1594 | 0 | 0 | 46.3107 | 0
30.11. | 23 | 777.4544 |  | 731.1437 | 0 | 0 | 46.3107 | 0
30.11. | 24 | 780.4386 |  | 734.128 | 0 | 0 | 46.3107 | 0
01.12. | 1 | 805.6769 |  | 759.4942 | 0 | 0 | 46.1827 | 0
01.12. | 2 | 807.169 |  | 760.9863 | 0 | 0 | 46.1827 | 0
01.12. | 3 | 807.169 |  | 760.9863 | 0 | 0 | 46.1827 | 0
01.12. | 4 | 808.6612 |  | 762.4784 | 0 | 0 | 46.1827 | 0
01.12. | 5 | 810.1533 |  | 763.9706 | 0 | 0 | 46.1827 | 0
01.12. | 6 | 813.1375 |  | 766.9548 | 0 | 0 | 46.1827 | 0
01.12. | 7 | 814.6297 |  | 768.447 | 0 | 0 | 46.1827 | 0
01.12. | 8 | 813.1375 |  | 766.9548 | 0 | 0 | 46.1827 | 0
01.12. | 9 | 807.169 |  | 760.9863 | 0 | 0 | 46.1827 | 0
01.12. | 10 | 804.1848 |  | 758.002 | 0 | 0 | 46.1827 | 0
01.12. | 11 | 796.7241 |  | 750.5414 | 0 | 0 | 46.1827 | 0
01.12. | 12 | 792.2477 |  | 746.065 | 0 | 0 | 46.1827 | 0
01.12. | 13 | 792.2477 |  | 746.065 | 0 | 0 | 46.1827 | 0
01.12. | 14 | 795.232 |  | 749.0493 | 0 | 0 | 46.1827 | 0
01.12. | 15 | 804.1848 |  | 758.002 | 0 | 0 | 46.1827 | 0
01.12. | 16 | 811.6454 |  | 765.4627 | 0 | 0 | 46.1827 | 0
01.12. | 17 | 814.6297 |  | 768.447 | 0 | 0 | 46.1827 | 0
01.12. | 18 | 817.6139 |  | 771.4312 | 0 | 0 | 46.1827 | 0
01.12. | 19 | 819.1061 |  | 772.9233 | 0 | 0 | 46.1827 | 0
01.12. | 20 | 820.5982 |  | 774.4155 | 0 | 0 | 46.1827 | 0
01.12. | 21 | 820.5982 |  | 774.4155 | 0 | 0 | 46.1827 | 0
01.12. | 22 | 822.0903 |  | 775.9076 | 0 | 0 | 46.1827 | 0
01.12. | 23 | 822.0903 |  | 775.9076 | 0 | 0 | 46.1827 | 0
01.12. | 24 | 822.0903 |  | 775.9076 | 0 | 0 | 46.1827 | 0
02.12. | 1 | 822.0903 |  | 775.9076 | 0 | 0 | 46.1827 | 0
02.12. | 2 | 822.0903 |  | 775.9076 | 0 | 0 | 46.1827 | 0
02.12. | 3 | 820.5982 |  | 774.4155 | 0 | 0 | 46.1827 | 0
02.12. | 4 | 819.1061 |  | 772.9233 | 0 | 0 | 46.1827 | 0
02.12. | 5 | 819.1061 |  | 772.9233 | 0 | 0 | 46.1827 | 0
02.12. | 6 | 817.6139 |  | 771.4312 | 0 | 0 | 46.1827 | 0
02.12. | 7 | 814.6297 |  | 768.447 | 0 | 0 | 46.1827 | 0
02.12. | 8 | 813.1375 |  | 766.9548 | 0 | 0 | 46.1827 | 0
02.12. | 9 | 807.169 |  | 760.9863 | 0 | 0 | 46.1827 | 0
02.12. | 10 | 801.2005 |  | 755.0178 | 0 | 0 | 46.1827 | 0
02.12. | 11 | 790.7556 |  | 744.5729 | 0 | 0 | 46.1827 | 0
02.12. | 12 | 783.2949 |  | 737.1122 | 0 | 0 | 46.1827 | 0
02.12. | 13 | 777.3264 |  | 731.1437 | 0 | 0 | 46.1827 | 0
02.12. | 14 | 772.85 |  | 726.6673 | 0 | 0 | 46.1827 | 0
02.12. | 15 | 778.8186 |  | 732.6358 | 0 | 0 | 46.1827 | 0
02.12. | 16 | 784.7871 |  | 738.6044 | 0 | 0 | 46.1827 | 0
02.12. | 17 | 786.2792 |  | 740.0965 | 0 | 0 | 46.1827 | 0
02.12. | 18 | 786.2792 |  | 740.0965 | 0 | 0 | 46.1827 | 0
02.12. | 19 | 787.7713 |  | 741.5886 | 0 | 0 | 46.1827 | 0
02.12. | 20 | 786.2792 |  | 740.0965 | 0 | 0 | 46.1827 | 0
02.12. | 21 | 787.7713 |  | 741.5886 | 0 | 0 | 46.1827 | 0
02.12. | 22 | 789.2635 |  | 743.0807 | 0 | 0 | 46.1827 | 0
02.12. | 23 | 790.7556 |  | 744.5729 | 0 | 0 | 46.1827 | 0
02.12. | 24 | 790.7556 |  | 744.5729 | 0 | 0 | 46.1827 | 0
03.12. | 1 | 793.7399 |  | 747.5571 | 0 | 0 | 46.1827 | 0
03.12. | 2 | 795.232 |  | 749.0493 | 0 | 0 | 46.1827 | 0
03.12. | 3 | 796.7241 |  | 750.5414 | 0 | 0 | 46.1827 | 0
03.12. | 4 | 799.7084 |  | 753.5257 | 0 | 0 | 46.1827 | 0
03.12. | 5 | 801.2005 |  | 755.0178 | 0 | 0 | 46.1827 | 0
03.12. | 6 | 804.1848 |  | 758.002 | 0 | 0 | 46.1827 | 0
03.12. | 7 | 804.1848 |  | 758.002 | 0 | 0 | 46.1827 | 0
03.12. | 8 | 801.2005 |  | 755.0178 | 0 | 0 | 46.1827 | 0
03.12. | 9 | 795.232 |  | 749.0493 | 0 | 0 | 46.1827 | 0
03.12. | 10 | 787.7713 |  | 741.5886 | 0 | 0 | 46.1827 | 0
03.12. | 11 | 777.3264 |  | 731.1437 | 0 | 0 | 46.1827 | 0
03.12. | 12 | 774.3422 |  | 728.1594 | 0 | 0 | 46.1827 | 0
03.12. | 13 | 772.85 |  | 726.6673 | 0 | 0 | 46.1827 | 0
03.12. | 14 | 774.3422 |  | 728.1594 | 0 | 0 | 46.1827 | 0
03.12. | 15 | 784.7871 |  | 738.6044 | 0 | 0 | 46.1827 | 0
03.12. | 16 | 792.2477 |  | 746.065 | 0 | 0 | 46.1827 | 0
03.12. | 17 | 795.232 |  | 749.0493 | 0 | 0 | 46.1827 | 0
03.12. | 18 | 796.7241 |  | 750.5414 | 0 | 0 | 46.1827 | 0
03.12. | 19 | 799.7084 |  | 753.5257 | 0 | 0 | 46.1827 | 0
03.12. | 20 | 801.2005 |  | 755.0178 | 0 | 0 | 46.1827 | 0
03.12. | 21 | 802.6926 |  | 756.5099 | 0 | 0 | 46.1827 | 0
03.12. | 22 | 805.6769 |  | 759.4942 | 0 | 0 | 46.1827 | 0
03.12. | 23 | 807.169 |  | 760.9863 | 0 | 0 | 46.1827 | 0
03.12. | 24 | 810.1533 |  | 763.9706 | 0 | 0 | 46.1827 | 0
04.12. | 1 | 813.1375 |  | 766.9548 | 0 | 0 | 46.1827 | 0
04.12. | 2 | 816.1218 |  | 769.9391 | 0 | 0 | 46.1827 | 0
04.12. | 3 | 819.1061 |  | 772.9233 | 0 | 0 | 46.1827 | 0
04.12. | 4 | 822.0903 |  | 775.9076 | 0 | 0 | 46.1827 | 0
04.12. | 5 | 825.0746 |  | 778.8919 | 0 | 0 | 46.1827 | 0
04.12. | 6 | 825.0746 |  | 778.8919 | 0 | 0 | 46.1827 | 0
04.12. | 7 | 825.0746 |  | 778.8919 | 0 | 0 | 46.1827 | 0
04.12. | 8 | 825.0746 |  | 778.8919 | 0 | 0 | 46.1827 | 0
04.12. | 9 | 825.0746 |  | 778.8919 | 0 | 0 | 46.1827 | 0
04.12. | 10 | 823.5825 |  | 777.3997 | 0 | 0 | 46.1827 | 0
04.12. | 11 | 819.1061 |  | 772.9233 | 0 | 0 | 46.1827 | 0
04.12. | 12 | 817.6139 |  | 771.4312 | 0 | 0 | 46.1827 | 0
04.12. | 13 | 817.6139 |  | 771.4312 | 0 | 0 | 46.1827 | 0
04.12. | 14 | 819.1061 |  | 772.9233 | 0 | 0 | 46.1827 | 0
04.12. | 15 | 823.5825 |  | 777.3997 | 0 | 0 | 46.1827 | 0
04.12. | 16 | 825.0746 |  | 778.8919 | 0 | 0 | 46.1827 | 0
04.12. | 17 | 823.5825 |  | 777.3997 | 0 | 0 | 46.1827 | 0
04.12. | 18 | 822.0903 |  | 775.9076 | 0 | 0 | 46.1827 | 0
04.12. | 19 | 820.5982 |  | 774.4155 | 0 | 0 | 46.1827 | 0
04.12. | 20 | 820.5982 |  | 774.4155 | 0 | 0 | 46.1827 | 0
04.12. | 21 | 820.5982 |  | 774.4155 | 0 | 0 | 46.1827 | 0
04.12. | 22 | 820.5982 |  | 774.4155 | 0 | 0 | 46.1827 | 0
04.12. | 23 | 822.0903 |  | 775.9076 | 0 | 0 | 46.1827 | 0
04.12. | 24 | 823.5825 |  | 777.3997 | 0 | 0 | 46.1827 | 0
05.12. | 1 | 825.0746 |  | 778.8919 | 0 | 0 | 46.1827 | 0
05.12. | 2 | 825.0746 |  | 778.8919 | 0 | 0 | 46.1827 | 0
05.12. | 3 | 825.0746 |  | 778.8919 | 0 | 0 | 46.1827 | 0
05.12. | 4 | 825.0746 |  | 778.8919 | 0 | 0 | 46.1827 | 0
05.12. | 5 | 825.0746 |  | 778.8919 | 0 | 0 | 46.1827 | 0
05.12. | 6 | 823.5825 |  | 777.3997 | 0 | 0 | 46.1827 | 0
05.12. | 7 | 823.5825 |  | 777.3997 | 0 | 0 | 46.1827 | 0
05.12. | 8 | 823.5825 |  | 777.3997 | 0 | 0 | 46.1827 | 0
05.12. | 9 | 822.0903 |  | 775.9076 | 0 | 0 | 46.1827 | 0
05.12. | 10 | 822.0903 |  | 775.9076 | 0 | 0 | 46.1827 | 0
05.12. | 11 | 819.1061 |  | 772.9233 | 0 | 0 | 46.1827 | 0
05.12. | 12 | 817.6139 |  | 771.4312 | 0 | 0 | 46.1827 | 0
05.12. | 13 | 816.1218 |  | 769.9391 | 0 | 0 | 46.1827 | 0
05.12. | 14 | 810.1533 |  | 763.9706 | 0 | 0 | 46.1827 | 0
05.12. | 15 | 802.6926 |  | 756.5099 | 0 | 0 | 46.1827 | 0
05.12. | 16 | 798.2163 |  | 752.0335 | 0 | 0 | 46.1827 | 0
05.12. | 17 | 795.232 |  | 749.0493 | 0 | 0 | 46.1827 | 0
05.12. | 18 | 793.7399 |  | 747.5571 | 0 | 0 | 46.1827 | 0
05.12. | 19 | 795.232 |  | 749.0493 | 0 | 0 | 46.1827 | 0
05.12. | 20 | 795.232 |  | 749.0493 | 0 | 0 | 46.1827 | 0
05.12. | 21 | 798.2163 |  | 752.0335 | 0 | 0 | 46.1827 | 0
05.12. | 22 | 799.7084 |  | 753.5257 | 0 | 0 | 46.1827 | 0
05.12. | 23 | 802.6926 |  | 756.5099 | 0 | 0 | 46.1827 | 0
05.12. | 24 | 804.1848 |  | 758.002 | 0 | 0 | 46.1827 | 0
06.12. | 1 | 805.6769 |  | 759.4942 | 0 | 0 | 46.1827 | 0
06.12. | 2 | 804.1848 |  | 758.002 | 0 | 0 | 46.1827 | 0
06.12. | 3 | 804.1848 |  | 758.002 | 0 | 0 | 46.1827 | 0
06.12. | 4 | 802.6926 |  | 756.5099 | 0 | 0 | 46.1827 | 0
06.12. | 5 | 801.2005 |  | 755.0178 | 0 | 0 | 46.1827 | 0
06.12. | 6 | 798.2163 |  | 752.0335 | 0 | 0 | 46.1827 | 0
06.12. | 7 | 796.7241 |  | 750.5414 | 0 | 0 | 46.1827 | 0
06.12. | 8 | 796.7241 |  | 750.5414 | 0 | 0 | 46.1827 | 0
06.12. | 9 | 796.7241 |  | 750.5414 | 0 | 0 | 46.1827 | 0
06.12. | 10 | 798.2163 |  | 752.0335 | 0 | 0 | 46.1827 | 0
06.12. | 11 | 795.232 |  | 749.0493 | 0 | 0 | 46.1827 | 0
06.12. | 12 | 798.2163 |  | 752.0335 | 0 | 0 | 46.1827 | 0
06.12. | 13 | 798.2163 |  | 752.0335 | 0 | 0 | 46.1827 | 0
06.12. | 14 | 795.232 |  | 749.0493 | 0 | 0 | 46.1827 | 0
06.12. | 15 | 792.2477 |  | 746.065 | 0 | 0 | 46.1827 | 0
06.12. | 16 | 792.2477 |  | 746.065 | 0 | 0 | 46.1827 | 0
06.12. | 17 | 792.2477 |  | 746.065 | 0 | 0 | 46.1827 | 0
06.12. | 18 | 795.232 |  | 749.0493 | 0 | 0 | 46.1827 | 0
06.12. | 19 | 798.2163 |  | 752.0335 | 0 | 0 | 46.1827 | 0
06.12. | 20 | 799.7084 |  | 753.5257 | 0 | 0 | 46.1827 | 0
06.12. | 21 | 801.2005 |  | 755.0178 | 0 | 0 | 46.1827 | 0
06.12. | 22 | 802.6926 |  | 756.5099 | 0 | 0 | 46.1827 | 0
06.12. | 23 | 805.6769 |  | 759.4942 | 0 | 0 | 46.1827 | 0
06.12. | 24 | 807.169 |  | 760.9863 | 0 | 0 | 46.1827 | 0
07.12. | 1 | 808.6612 |  | 762.4784 | 0 | 0 | 46.1827 | 0
07.12. | 2 | 808.6612 |  | 762.4784 | 0 | 0 | 46.1827 | 0
07.12. | 3 | 808.6612 |  | 762.4784 | 0 | 0 | 46.1827 | 0
07.12. | 4 | 810.1533 |  | 763.9706 | 0 | 0 | 46.1827 | 0
07.12. | 5 | 810.1533 |  | 763.9706 | 0 | 0 | 46.1827 | 0
07.12. | 6 | 810.1533 |  | 763.9706 | 0 | 0 | 46.1827 | 0
07.12. | 7 | 810.1533 |  | 763.9706 | 0 | 0 | 46.1827 | 0
07.12. | 8 | 810.1533 |  | 763.9706 | 0 | 0 | 46.1827 | 0
07.12. | 9 | 808.6612 |  | 762.4784 | 0 | 0 | 46.1827 | 0
07.12. | 10 | 808.6612 |  | 762.4784 | 0 | 0 | 46.1827 | 0
07.12. | 11 | 805.6769 |  | 759.4942 | 0 | 0 | 46.1827 | 0
07.12. | 12 | 805.6769 |  | 759.4942 | 0 | 0 | 46.1827 | 0
07.12. | 13 | 804.1848 |  | 758.002 | 0 | 0 | 46.1827 | 0
07.12. | 14 | 804.1848 |  | 758.002 | 0 | 0 | 46.1827 | 0
07.12. | 15 | 804.1848 |  | 758.002 | 0 | 0 | 46.1827 | 0
07.12. | 16 | 805.6769 |  | 759.4942 | 0 | 0 | 46.1827 | 0
07.12. | 17 | 807.169 |  | 760.9863 | 0 | 0 | 46.1827 | 0
07.12. | 18 | 810.1533 |  | 763.9706 | 0 | 0 | 46.1827 | 0
07.12. | 19 | 810.1533 |  | 763.9706 | 0 | 0 | 46.1827 | 0
07.12. | 20 | 810.1533 |  | 763.9706 | 0 | 0 | 46.1827 | 0
07.12. | 21 | 810.1533 |  | 763.9706 | 0 | 0 | 46.1827 | 0
07.12. | 22 | 810.1533 |  | 763.9706 | 0 | 0 | 46.1827 | 0
07.12. | 23 | 810.1533 |  | 763.9706 | 0 | 0 | 46.1827 | 0
07.12. | 24 | 810.1533 |  | 763.9706 | 0 | 0 | 46.1827 | 0
08.12. | 1 | 810.1533 |  | 763.9706 | 0 | 0 | 46.1827 | 0
08.12. | 2 | 810.1533 |  | 763.9706 | 0 | 0 | 46.1827 | 0
08.12. | 3 | 810.1533 |  | 763.9706 | 0 | 0 | 46.1827 | 0
08.12. | 4 | 811.6454 |  | 765.4627 | 0 | 0 | 46.1827 | 0
08.12. | 5 | 811.6454 |  | 765.4627 | 0 | 0 | 46.1827 | 0
08.12. | 6 | 813.1375 |  | 766.9548 | 0 | 0 | 46.1827 | 0
08.12. | 7 | 813.1375 |  | 766.9548 | 0 | 0 | 46.1827 | 0
08.12. | 8 | 813.1375 |  | 766.9548 | 0 | 0 | 46.1827 | 0
08.12. | 9 | 811.6454 |  | 765.4627 | 0 | 0 | 46.1827 | 0
08.12. | 10 | 810.1533 |  | 763.9706 | 0 | 0 | 46.1827 | 0
08.12. | 11 | 805.6769 |  | 759.4942 | 0 | 0 | 46.1827 | 0
08.12. | 12 | 805.6769 |  | 759.4942 | 0 | 0 | 46.1827 | 0
08.12. | 13 | 805.6769 |  | 759.4942 | 0 | 0 | 46.1827 | 0
08.12. | 14 | 807.169 |  | 760.9863 | 0 | 0 | 46.1827 | 0
08.12. | 15 | 811.6454 |  | 765.4627 | 0 | 0 | 46.1827 | 0
08.12. | 16 | 814.6297 |  | 768.447 | 0 | 0 | 46.1827 | 0
08.12. | 17 | 816.1218 |  | 769.9391 | 0 | 0 | 46.1827 | 0
08.12. | 18 | 819.1061 |  | 772.9233 | 0 | 0 | 46.1827 | 0
08.12. | 19 | 820.5982 |  | 774.4155 | 0 | 0 | 46.1827 | 0
08.12. | 20 | 822.0903 |  | 775.9076 | 0 | 0 | 46.1827 | 0
08.12. | 21 | 823.5825 |  | 777.3997 | 0 | 0 | 46.1827 | 0
08.12. | 22 | 823.5825 |  | 777.3997 | 0 | 0 | 46.1827 | 0
08.12. | 23 | 825.0746 |  | 778.8919 | 0 | 0 | 46.1827 | 0
08.12. | 24 | 825.0746 |  | 778.8919 | 0 | 0 | 46.1827 | 0
09.12. | 1 | 825.0746 |  | 778.8919 | 0 | 0 | 46.1827 | 0
09.12. | 2 | 825.0746 |  | 778.8919 | 0 | 0 | 46.1827 | 0
09.12. | 3 | 825.0746 |  | 778.8919 | 0 | 0 | 46.1827 | 0
09.12. | 4 | 825.0746 |  | 778.8919 | 0 | 0 | 46.1827 | 0
09.12. | 5 | 825.0746 |  | 778.8919 | 0 | 0 | 46.1827 | 0
09.12. | 6 | 825.0746 |  | 778.8919 | 0 | 0 | 46.1827 | 0
09.12. | 7 | 825.0746 |  | 778.8919 | 0 | 0 | 46.1827 | 0
09.12. | 8 | 823.5825 |  | 777.3997 | 0 | 0 | 46.1827 | 0
09.12. | 9 | 822.0903 |  | 775.9076 | 0 | 0 | 46.1827 | 0
09.12. | 10 | 820.5982 |  | 774.4155 | 0 | 0 | 46.1827 | 0
09.12. | 11 | 817.6139 |  | 771.4312 | 0 | 0 | 46.1827 | 0
09.12. | 12 | 814.6297 |  | 768.447 | 0 | 0 | 46.1827 | 0
09.12. | 13 | 814.6297 |  | 768.447 | 0 | 0 | 46.1827 | 0
09.12. | 14 | 814.6297 |  | 768.447 | 0 | 0 | 46.1827 | 0
09.12. | 15 | 817.6139 |  | 771.4312 | 0 | 0 | 46.1827 | 0
09.12. | 16 | 820.5982 |  | 774.4155 | 0 | 0 | 46.1827 | 0
09.12. | 17 | 822.0903 |  | 775.9076 | 0 | 0 | 46.1827 | 0
09.12. | 18 | 822.0903 |  | 775.9076 | 0 | 0 | 46.1827 | 0
09.12. | 19 | 822.0903 |  | 775.9076 | 0 | 0 | 46.1827 | 0
09.12. | 20 | 822.0903 |  | 775.9076 | 0 | 0 | 46.1827 | 0
09.12. | 21 | 822.0903 |  | 775.9076 | 0 | 0 | 46.1827 | 0
09.12. | 22 | 822.0903 |  | 775.9076 | 0 | 0 | 46.1827 | 0
09.12. | 23 | 820.5982 |  | 774.4155 | 0 | 0 | 46.1827 | 0
09.12. | 24 | 820.5982 |  | 774.4155 | 0 | 0 | 46.1827 | 0
10.12. | 1 | 819.1061 |  | 772.9233 | 0 | 0 | 46.1827 | 0
10.12. | 2 | 819.1061 |  | 772.9233 | 0 | 0 | 46.1827 | 0
10.12. | 3 | 819.1061 |  | 772.9233 | 0 | 0 | 46.1827 | 0
10.12. | 4 | 820.5982 |  | 774.4155 | 0 | 0 | 46.1827 | 0
10.12. | 5 | 820.5982 |  | 774.4155 | 0 | 0 | 46.1827 | 0
10.12. | 6 | 822.0903 |  | 775.9076 | 0 | 0 | 46.1827 | 0
10.12. | 7 | 822.0903 |  | 775.9076 | 0 | 0 | 46.1827 | 0
10.12. | 8 | 822.0903 |  | 775.9076 | 0 | 0 | 46.1827 | 0
10.12. | 9 | 820.5982 |  | 774.4155 | 0 | 0 | 46.1827 | 0
10.12. | 10 | 819.1061 |  | 772.9233 | 0 | 0 | 46.1827 | 0
10.12. | 11 | 816.1218 |  | 769.9391 | 0 | 0 | 46.1827 | 0
10.12. | 12 | 817.6139 |  | 771.4312 | 0 | 0 | 46.1827 | 0
10.12. | 13 | 817.6139 |  | 771.4312 | 0 | 0 | 46.1827 | 0
10.12. | 14 | 817.6139 |  | 771.4312 | 0 | 0 | 46.1827 | 0
10.12. | 15 | 819.1061 |  | 772.9233 | 0 | 0 | 46.1827 | 0
10.12. | 16 | 820.5982 |  | 774.4155 | 0 | 0 | 46.1827 | 0
10.12. | 17 | 820.5982 |  | 774.4155 | 0 | 0 | 46.1827 | 0
10.12. | 18 | 822.0903 |  | 775.9076 | 0 | 0 | 46.1827 | 0
10.12. | 19 | 822.0903 |  | 775.9076 | 0 | 0 | 46.1827 | 0
10.12. | 20 | 822.0903 |  | 775.9076 | 0 | 0 | 46.1827 | 0
10.12. | 21 | 823.5825 |  | 777.3997 | 0 | 0 | 46.1827 | 0
10.12. | 22 | 823.5825 |  | 777.3997 | 0 | 0 | 46.1827 | 0
10.12. | 23 | 823.5825 |  | 777.3997 | 0 | 0 | 46.1827 | 0
10.12. | 24 | 823.5825 |  | 777.3997 | 0 | 0 | 46.1827 | 0
11.12. | 1 | 823.5825 |  | 777.3997 | 0 | 0 | 46.1827 | 0
11.12. | 2 | 825.0746 |  | 778.8919 | 0 | 0 | 46.1827 | 0
11.12. | 3 | 825.0746 |  | 778.8919 | 0 | 0 | 46.1827 | 0
11.12. | 4 | 825.0746 |  | 778.8919 | 0 | 0 | 46.1827 | 0
11.12. | 5 | 825.0746 |  | 778.8919 | 0 | 0 | 46.1827 | 0
11.12. | 6 | 825.0746 |  | 778.8919 | 0 | 0 | 46.1827 | 0
11.12. | 7 | 825.0746 |  | 778.8919 | 0 | 0 | 46.1827 | 0
11.12. | 8 | 825.0746 |  | 778.8919 | 0 | 0 | 46.1827 | 0
11.12. | 9 | 825.0746 |  | 778.8919 | 0 | 0 | 46.1827 | 0
11.12. | 10 | 825.0746 |  | 778.8919 | 0 | 0 | 46.1827 | 0
11.12. | 11 | 823.5825 |  | 777.3997 | 0 | 0 | 46.1827 | 0
11.12. | 12 | 822.0903 |  | 775.9076 | 0 | 0 | 46.1827 | 0
11.12. | 13 | 822.0903 |  | 775.9076 | 0 | 0 | 46.1827 | 0
11.12. | 14 | 822.0903 |  | 775.9076 | 0 | 0 | 46.1827 | 0
11.12. | 15 | 823.5825 |  | 777.3997 | 0 | 0 | 46.1827 | 0
11.12. | 16 | 825.0746 |  | 778.8919 | 0 | 0 | 46.1827 | 0
11.12. | 17 | 825.0746 |  | 778.8919 | 0 | 0 | 46.1827 | 0
11.12. | 18 | 825.0746 |  | 778.8919 | 0 | 0 | 46.1827 | 0
11.12. | 19 | 825.0746 |  | 778.8919 | 0 | 0 | 46.1827 | 0
11.12. | 20 | 825.0746 |  | 778.8919 | 0 | 0 | 46.1827 | 0
11.12. | 21 | 825.0746 |  | 778.8919 | 0 | 0 | 46.1827 | 0
11.12. | 22 | 825.0746 |  | 778.8919 | 0 | 0 | 46.1827 | 0
11.12. | 23 | 825.0746 |  | 778.8919 | 0 | 0 | 46.1827 | 0
11.12. | 24 | 825.0746 |  | 778.8919 | 0 | 0 | 46.1827 | 0
12.12. | 1 | 825.0746 |  | 778.8919 | 0 | 0 | 46.1827 | 0
12.12. | 2 | 825.0746 |  | 778.8919 | 0 | 0 | 46.1827 | 0
12.12. | 3 | 825.0746 |  | 778.8919 | 0 | 0 | 46.1827 | 0
12.12. | 4 | 825.0746 |  | 778.8919 | 0 | 0 | 46.1827 | 0
12.12. | 5 | 825.0746 |  | 778.8919 | 0 | 0 | 46.1827 | 0
12.12. | 6 | 825.0746 |  | 778.8919 | 0 | 0 | 46.1827 | 0
12.12. | 7 | 825.0746 |  | 778.8919 | 0 | 0 | 46.1827 | 0
12.12. | 8 | 823.5825 |  | 777.3997 | 0 | 0 | 46.1827 | 0
12.12. | 9 | 823.5825 |  | 777.3997 | 0 | 0 | 46.1827 | 0
12.12. | 10 | 822.0903 |  | 775.9076 | 0 | 0 | 46.1827 | 0
12.12. | 11 | 823.5825 |  | 777.3997 | 0 | 0 | 46.1827 | 0
12.12. | 12 | 823.5825 |  | 777.3997 | 0 | 0 | 46.1827 | 0
12.12. | 13 | 823.5825 |  | 777.3997 | 0 | 0 | 46.1827 | 0
12.12. | 14 | 823.5825 |  | 777.3997 | 0 | 0 | 46.1827 | 0
12.12. | 15 | 823.5825 |  | 777.3997 | 0 | 0 | 46.1827 | 0
12.12. | 16 | 822.0903 |  | 775.9076 | 0 | 0 | 46.1827 | 0
12.12. | 17 | 822.0903 |  | 775.9076 | 0 | 0 | 46.1827 | 0
12.12. | 18 | 820.5982 |  | 774.4155 | 0 | 0 | 46.1827 | 0
12.12. | 19 | 819.1061 |  | 772.9233 | 0 | 0 | 46.1827 | 0
12.12. | 20 | 819.1061 |  | 772.9233 | 0 | 0 | 46.1827 | 0
12.12. | 21 | 817.6139 |  | 771.4312 | 0 | 0 | 46.1827 | 0
12.12. | 22 | 816.1218 |  | 769.9391 | 0 | 0 | 46.1827 | 0
12.12. | 23 | 814.6297 |  | 768.447 | 0 | 0 | 46.1827 | 0
12.12. | 24 | 813.1375 |  | 766.9548 | 0 | 0 | 46.1827 | 0
13.12. | 1 | 811.6454 |  | 765.4627 | 0 | 0 | 46.1827 | 0
13.12. | 2 | 810.1533 |  | 763.9706 | 0 | 0 | 46.1827 | 0
13.12. | 3 | 810.1533 |  | 763.9706 | 0 | 0 | 46.1827 | 0
13.12. | 4 | 810.1533 |  | 763.9706 | 0 | 0 | 46.1827 | 0
13.12. | 5 | 810.1533 |  | 763.9706 | 0 | 0 | 46.1827 | 0
13.12. | 6 | 810.1533 |  | 763.9706 | 0 | 0 | 46.1827 | 0
13.12. | 7 | 811.6454 |  | 765.4627 | 0 | 0 | 46.1827 | 0
13.12. | 8 | 808.6612 |  | 762.4784 | 0 | 0 | 46.1827 | 0
13.12. | 9 | 811.6454 |  | 765.4627 | 0 | 0 | 46.1827 | 0
13.12. | 10 | 811.6454 |  | 765.4627 | 0 | 0 | 46.1827 | 0
13.12. | 11 | 817.6139 |  | 771.4312 | 0 | 0 | 46.1827 | 0
13.12. | 12 | 817.6139 |  | 771.4312 | 0 | 0 | 46.1827 | 0
13.12. | 13 | 819.1061 |  | 772.9233 | 0 | 0 | 46.1827 | 0
13.12. | 14 | 819.1061 |  | 772.9233 | 0 | 0 | 46.1827 | 0
13.12. | 15 | 819.1061 |  | 772.9233 | 0 | 0 | 46.1827 | 0
13.12. | 16 | 817.6139 |  | 771.4312 | 0 | 0 | 46.1827 | 0
13.12. | 17 | 817.6139 |  | 771.4312 | 0 | 0 | 46.1827 | 0
13.12. | 18 | 813.1375 |  | 766.9548 | 0 | 0 | 46.1827 | 0
13.12. | 19 | 810.1533 |  | 763.9706 | 0 | 0 | 46.1827 | 0
13.12. | 20 | 810.1533 |  | 763.9706 | 0 | 0 | 46.1827 | 0
13.12. | 21 | 808.6612 |  | 762.4784 | 0 | 0 | 46.1827 | 0
13.12. | 22 | 808.6612 |  | 762.4784 | 0 | 0 | 46.1827 | 0
13.12. | 23 | 805.6769 |  | 759.4942 | 0 | 0 | 46.1827 | 0
13.12. | 24 | 802.6926 |  | 756.5099 | 0 | 0 | 46.1827 | 0
14.12. | 1 | 801.2005 |  | 755.0178 | 0 | 0 | 46.1827 | 0
14.12. | 2 | 801.2005 |  | 755.0178 | 0 | 0 | 46.1827 | 0
14.12. | 3 | 801.2005 |  | 755.0178 | 0 | 0 | 46.1827 | 0
14.12. | 4 | 801.2005 |  | 755.0178 | 0 | 0 | 46.1827 | 0
14.12. | 5 | 801.2005 |  | 755.0178 | 0 | 0 | 46.1827 | 0
14.12. | 6 | 801.2005 |  | 755.0178 | 0 | 0 | 46.1827 | 0
14.12. | 7 | 801.2005 |  | 755.0178 | 0 | 0 | 46.1827 | 0
14.12. | 8 | 801.2005 |  | 755.0178 | 0 | 0 | 46.1827 | 0
14.12. | 9 | 801.2005 |  | 755.0178 | 0 | 0 | 46.1827 | 0
14.12. | 10 | 801.2005 |  | 755.0178 | 0 | 0 | 46.1827 | 0
14.12. | 11 | 802.6926 |  | 756.5099 | 0 | 0 | 46.1827 | 0
14.12. | 12 | 804.1848 |  | 758.002 | 0 | 0 | 46.1827 | 0
14.12. | 13 | 804.1848 |  | 758.002 | 0 | 0 | 46.1827 | 0
14.12. | 14 | 801.2005 |  | 755.0178 | 0 | 0 | 46.1827 | 0
14.12. | 15 | 801.2005 |  | 755.0178 | 0 | 0 | 46.1827 | 0
14.12. | 16 | 801.2005 |  | 755.0178 | 0 | 0 | 46.1827 | 0
14.12. | 17 | 801.2005 |  | 755.0178 | 0 | 0 | 46.1827 | 0
14.12. | 18 | 801.2005 |  | 755.0178 | 0 | 0 | 46.1827 | 0
14.12. | 19 | 801.2005 |  | 755.0178 | 0 | 0 | 46.1827 | 0
14.12. | 20 | 801.2005 |  | 755.0178 | 0 | 0 | 46.1827 | 0
14.12. | 21 | 801.2005 |  | 755.0178 | 0 | 0 | 46.1827 | 0
14.12. | 22 | 801.2005 |  | 755.0178 | 0 | 0 | 46.1827 | 0
14.12. | 23 | 801.2005 |  | 755.0178 | 0 | 0 | 46.1827 | 0
14.12. | 24 | 801.2005 |  | 755.0178 | 0 | 0 | 46.1827 | 0
15.12. | 1 | 801.2005 |  | 755.0178 | 0 | 0 | 46.1827 | 0
15.12. | 2 | 801.2005 |  | 755.0178 | 0 | 0 | 46.1827 | 0
15.12. | 3 | 801.2005 |  | 755.0178 | 0 | 0 | 46.1827 | 0
15.12. | 4 | 801.2005 |  | 755.0178 | 0 | 0 | 46.1827 | 0
15.12. | 5 | 801.2005 |  | 755.0178 | 0 | 0 | 46.1827 | 0
15.12. | 6 | 801.2005 |  | 755.0178 | 0 | 0 | 46.1827 | 0
15.12. | 7 | 801.2005 |  | 755.0178 | 0 | 0 | 46.1827 | 0
15.12. | 8 | 801.2005 |  | 755.0178 | 0 | 0 | 46.1827 | 0
15.12. | 9 | 801.2005 |  | 755.0178 | 0 | 0 | 46.1827 | 0
15.12. | 10 | 801.2005 |  | 755.0178 | 0 | 0 | 46.1827 | 0
15.12. | 11 | 801.2005 |  | 755.0178 | 0 | 0 | 46.1827 | 0
15.12. | 12 | 805.6769 |  | 759.4942 | 0 | 0 | 46.1827 | 0
15.12. | 13 | 810.1533 |  | 763.9706 | 0 | 0 | 46.1827 | 0
15.12. | 14 | 807.169 |  | 760.9863 | 0 | 0 | 46.1827 | 0
15.12. | 15 | 801.2005 |  | 755.0178 | 0 | 0 | 46.1827 | 0
15.12. | 16 | 801.2005 |  | 755.0178 | 0 | 0 | 46.1827 | 0
15.12. | 17 | 801.2005 |  | 755.0178 | 0 | 0 | 46.1827 | 0
15.12. | 18 | 801.2005 |  | 755.0178 | 0 | 0 | 46.1827 | 0
15.12. | 19 | 801.2005 |  | 755.0178 | 0 | 0 | 46.1827 | 0
15.12. | 20 | 801.2005 |  | 755.0178 | 0 | 0 | 46.1827 | 0
15.12. | 21 | 801.2005 |  | 755.0178 | 0 | 0 | 46.1827 | 0
15.12. | 22 | 801.2005 |  | 755.0178 | 0 | 0 | 46.1827 | 0
15.12. | 23 | 801.2005 |  | 755.0178 | 0 | 0 | 46.1827 | 0
15.12. | 24 | 801.2005 |  | 755.0178 | 0 | 0 | 46.1827 | 0
16.12. | 1 | 801.2005 |  | 755.0178 | 0 | 0 | 46.1827 | 0
16.12. | 2 | 801.2005 |  | 755.0178 | 0 | 0 | 46.1827 | 0
16.12. | 3 | 801.2005 |  | 755.0178 | 0 | 0 | 46.1827 | 0
16.12. | 4 | 801.2005 |  | 755.0178 | 0 | 0 | 46.1827 | 0
16.12. | 5 | 801.2005 |  | 755.0178 | 0 | 0 | 46.1827 | 0
16.12. | 6 | 801.2005 |  | 755.0178 | 0 | 0 | 46.1827 | 0
16.12. | 7 | 801.2005 |  | 755.0178 | 0 | 0 | 46.1827 | 0
16.12. | 8 | 801.2005 |  | 755.0178 | 0 | 0 | 46.1827 | 0
16.12. | 9 | 801.2005 |  | 755.0178 | 0 | 0 | 46.1827 | 0
16.12. | 10 | 801.2005 |  | 755.0178 | 0 | 0 | 46.1827 | 0
16.12. | 11 | 811.6454 |  | 765.4627 | 0 | 0 | 46.1827 | 0
16.12. | 12 | 814.6297 |  | 768.447 | 0 | 0 | 46.1827 | 0
16.12. | 13 | 816.1218 |  | 769.9391 | 0 | 0 | 46.1827 | 0
16.12. | 14 | 817.6139 |  | 771.4312 | 0 | 0 | 46.1827 | 0
16.12. | 15 | 819.1061 |  | 772.9233 | 0 | 0 | 46.1827 | 0
16.12. | 16 | 820.5982 |  | 774.4155 | 0 | 0 | 46.1827 | 0
16.12. | 17 | 822.0903 |  | 775.9076 | 0 | 0 | 46.1827 | 0
16.12. | 18 | 820.5982 |  | 774.4155 | 0 | 0 | 46.1827 | 0
16.12. | 19 | 820.5982 |  | 774.4155 | 0 | 0 | 46.1827 | 0
16.12. | 20 | 822.0903 |  | 775.9076 | 0 | 0 | 46.1827 | 0
16.12. | 21 | 822.0903 |  | 775.9076 | 0 | 0 | 46.1827 | 0
16.12. | 22 | 823.5825 |  | 777.3997 | 0 | 0 | 46.1827 | 0
16.12. | 23 | 823.5825 |  | 777.3997 | 0 | 0 | 46.1827 | 0
16.12. | 24 | 823.5825 |  | 777.3997 | 0 | 0 | 46.1827 | 0
17.12. | 1 | 823.5825 |  | 777.3997 | 0 | 0 | 46.1827 | 0
17.12. | 2 | 823.5825 |  | 777.3997 | 0 | 0 | 46.1827 | 0
17.12. | 3 | 823.5825 |  | 777.3997 | 0 | 0 | 46.1827 | 0
17.12. | 4 | 825.0746 |  | 778.8919 | 0 | 0 | 46.1827 | 0
17.12. | 5 | 825.0746 |  | 778.8919 | 0 | 0 | 46.1827 | 0
17.12. | 6 | 825.0746 |  | 778.8919 | 0 | 0 | 46.1827 | 0
17.12. | 7 | 825.0746 |  | 778.8919 | 0 | 0 | 46.1827 | 0
17.12. | 8 | 825.0746 |  | 778.8919 | 0 | 0 | 46.1827 | 0
17.12. | 9 | 825.0746 |  | 778.8919 | 0 | 0 | 46.1827 | 0
17.12. | 10 | 823.5825 |  | 777.3997 | 0 | 0 | 46.1827 | 0
17.12. | 11 | 825.0746 |  | 778.8919 | 0 | 0 | 46.1827 | 0
17.12. | 12 | 823.5825 |  | 777.3997 | 0 | 0 | 46.1827 | 0
17.12. | 13 | 823.5825 |  | 777.3997 | 0 | 0 | 46.1827 | 0
17.12. | 14 | 825.0746 |  | 778.8919 | 0 | 0 | 46.1827 | 0
17.12. | 15 | 825.0746 |  | 778.8919 | 0 | 0 | 46.1827 | 0
17.12. | 16 | 825.0746 |  | 778.8919 | 0 | 0 | 46.1827 | 0
17.12. | 17 | 825.0746 |  | 778.8919 | 0 | 0 | 46.1827 | 0
17.12. | 18 | 825.0746 |  | 778.8919 | 0 | 0 | 46.1827 | 0
17.12. | 19 | 825.0746 |  | 778.8919 | 0 | 0 | 46.1827 | 0
17.12. | 20 | 825.0746 |  | 778.8919 | 0 | 0 | 46.1827 | 0
17.12. | 21 | 823.5825 |  | 777.3997 | 0 | 0 | 46.1827 | 0
17.12. | 22 | 823.5825 |  | 777.3997 | 0 | 0 | 46.1827 | 0
17.12. | 23 | 822.0903 |  | 775.9076 | 0 | 0 | 46.1827 | 0
17.12. | 24 | 822.0903 |  | 775.9076 | 0 | 0 | 46.1827 | 0
18.12. | 1 | 820.5982 |  | 774.4155 | 0 | 0 | 46.1827 | 0
18.12. | 2 | 820.5982 |  | 774.4155 | 0 | 0 | 46.1827 | 0
18.12. | 3 | 819.1061 |  | 772.9233 | 0 | 0 | 46.1827 | 0
18.12. | 4 | 817.6139 |  | 771.4312 | 0 | 0 | 46.1827 | 0
18.12. | 5 | 817.6139 |  | 771.4312 | 0 | 0 | 46.1827 | 0
18.12. | 6 | 816.1218 |  | 769.9391 | 0 | 0 | 46.1827 | 0
18.12. | 7 | 816.1218 |  | 769.9391 | 0 | 0 | 46.1827 | 0
18.12. | 8 | 814.6297 |  | 768.447 | 0 | 0 | 46.1827 | 0
18.12. | 9 | 817.6139 |  | 771.4312 | 0 | 0 | 46.1827 | 0
18.12. | 10 | 817.6139 |  | 771.4312 | 0 | 0 | 46.1827 | 0
18.12. | 11 | 822.0903 |  | 775.9076 | 0 | 0 | 46.1827 | 0
18.12. | 12 | 822.0903 |  | 775.9076 | 0 | 0 | 46.1827 | 0
18.12. | 13 | 822.0903 |  | 775.9076 | 0 | 0 | 46.1827 | 0
18.12. | 14 | 823.5825 |  | 777.3997 | 0 | 0 | 46.1827 | 0
18.12. | 15 | 823.5825 |  | 777.3997 | 0 | 0 | 46.1827 | 0
18.12. | 16 | 823.5825 |  | 777.3997 | 0 | 0 | 46.1827 | 0
18.12. | 17 | 823.5825 |  | 777.3997 | 0 | 0 | 46.1827 | 0
18.12. | 18 | 822.0903 |  | 775.9076 | 0 | 0 | 46.1827 | 0
18.12. | 19 | 820.5982 |  | 774.4155 | 0 | 0 | 46.1827 | 0
18.12. | 20 | 820.5982 |  | 774.4155 | 0 | 0 | 46.1827 | 0
18.12. | 21 | 819.1061 |  | 772.9233 | 0 | 0 | 46.1827 | 0
18.12. | 22 | 819.1061 |  | 772.9233 | 0 | 0 | 46.1827 | 0
18.12. | 23 | 819.1061 |  | 772.9233 | 0 | 0 | 46.1827 | 0
18.12. | 24 | 817.6139 |  | 771.4312 | 0 | 0 | 46.1827 | 0
19.12. | 1 | 817.6139 |  | 771.4312 | 0 | 0 | 46.1827 | 0
19.12. | 2 | 817.6139 |  | 771.4312 | 0 | 0 | 46.1827 | 0
19.12. | 3 | 817.6139 |  | 771.4312 | 0 | 0 | 46.1827 | 0
19.12. | 4 | 817.6139 |  | 771.4312 | 0 | 0 | 46.1827 | 0
19.12. | 5 | 817.6139 |  | 771.4312 | 0 | 0 | 46.1827 | 0
19.12. | 6 | 816.1218 |  | 769.9391 | 0 | 0 | 46.1827 | 0
19.12. | 7 | 816.1218 |  | 769.9391 | 0 | 0 | 46.1827 | 0
19.12. | 8 | 814.6297 |  | 768.447 | 0 | 0 | 46.1827 | 0
19.12. | 9 | 814.6297 |  | 768.447 | 0 | 0 | 46.1827 | 0
19.12. | 10 | 814.6297 |  | 768.447 | 0 | 0 | 46.1827 | 0
19.12. | 11 | 820.5982 |  | 774.4155 | 0 | 0 | 46.1827 | 0
19.12. | 12 | 820.5982 |  | 774.4155 | 0 | 0 | 46.1827 | 0
19.12. | 13 | 820.5982 |  | 774.4155 | 0 | 0 | 46.1827 | 0
19.12. | 14 | 822.0903 |  | 775.9076 | 0 | 0 | 46.1827 | 0
19.12. | 15 | 822.0903 |  | 775.9076 | 0 | 0 | 46.1827 | 0
19.12. | 16 | 820.5982 |  | 774.4155 | 0 | 0 | 46.1827 | 0
19.12. | 17 | 820.5982 |  | 774.4155 | 0 | 0 | 46.1827 | 0
19.12. | 18 | 817.6139 |  | 771.4312 | 0 | 0 | 46.1827 | 0
19.12. | 19 | 816.1218 |  | 769.9391 | 0 | 0 | 46.1827 | 0
19.12. | 20 | 814.6297 |  | 768.447 | 0 | 0 | 46.1827 | 0
19.12. | 21 | 811.6454 |  | 765.4627 | 0 | 0 | 46.1827 | 0
19.12. | 22 | 808.6612 |  | 762.4784 | 0 | 0 | 46.1827 | 0
19.12. | 23 | 804.1848 |  | 758.002 | 0 | 0 | 46.1827 | 0
19.12. | 24 | 801.2005 |  | 755.0178 | 0 | 0 | 46.1827 | 0
20.12. | 1 | 801.2005 |  | 755.0178 | 0 | 0 | 46.1827 | 0
20.12. | 2 | 801.2005 |  | 755.0178 | 0 | 0 | 46.1827 | 0
20.12. | 3 | 801.2005 |  | 755.0178 | 0 | 0 | 46.1827 | 0
20.12. | 4 | 801.2005 |  | 755.0178 | 0 | 0 | 46.1827 | 0
20.12. | 5 | 801.2005 |  | 755.0178 | 0 | 0 | 46.1827 | 0
20.12. | 6 | 801.2005 |  | 755.0178 | 0 | 0 | 46.1827 | 0
20.12. | 7 | 801.2005 |  | 755.0178 | 0 | 0 | 46.1827 | 0
20.12. | 8 | 801.2005 |  | 755.0178 | 0 | 0 | 46.1827 | 0
20.12. | 9 | 801.2005 |  | 755.0178 | 0 | 0 | 46.1827 | 0
20.12. | 10 | 801.2005 |  | 755.0178 | 0 | 0 | 46.1827 | 0
20.12. | 11 | 810.1533 |  | 763.9706 | 0 | 0 | 46.1827 | 0
20.12. | 12 | 816.1218 |  | 769.9391 | 0 | 0 | 46.1827 | 0
20.12. | 13 | 817.6139 |  | 771.4312 | 0 | 0 | 46.1827 | 0
20.12. | 14 | 817.6139 |  | 771.4312 | 0 | 0 | 46.1827 | 0
20.12. | 15 | 813.1375 |  | 766.9548 | 0 | 0 | 46.1827 | 0
20.12. | 16 | 808.6612 |  | 762.4784 | 0 | 0 | 46.1827 | 0
20.12. | 17 | 807.169 |  | 760.9863 | 0 | 0 | 46.1827 | 0
20.12. | 18 | 802.6926 |  | 756.5099 | 0 | 0 | 46.1827 | 0
20.12. | 19 | 801.2005 |  | 755.0178 | 0 | 0 | 46.1827 | 0
20.12. | 20 | 801.2005 |  | 755.0178 | 0 | 0 | 46.1827 | 0
20.12. | 21 | 801.2005 |  | 755.0178 | 0 | 0 | 46.1827 | 0
20.12. | 22 | 801.2005 |  | 755.0178 | 0 | 0 | 46.1827 | 0
20.12. | 23 | 801.2005 |  | 755.0178 | 0 | 0 | 46.1827 | 0
20.12. | 24 | 801.2005 |  | 755.0178 | 0 | 0 | 46.1827 | 0
21.12. | 1 | 801.2005 |  | 755.0178 | 0 | 0 | 46.1827 | 0
21.12. | 2 | 801.2005 |  | 755.0178 | 0 | 0 | 46.1827 | 0
21.12. | 3 | 801.2005 |  | 755.0178 | 0 | 0 | 46.1827 | 0
21.12. | 4 | 801.2005 |  | 755.0178 | 0 | 0 | 46.1827 | 0
21.12. | 5 | 801.2005 |  | 755.0178 | 0 | 0 | 46.1827 | 0
21.12. | 6 | 801.2005 |  | 755.0178 | 0 | 0 | 46.1827 | 0
21.12. | 7 | 801.2005 |  | 755.0178 | 0 | 0 | 46.1827 | 0
21.12. | 8 | 801.2005 |  | 755.0178 | 0 | 0 | 46.1827 | 0
21.12. | 9 | 801.2005 |  | 755.0178 | 0 | 0 | 46.1827 | 0
21.12. | 10 | 801.2005 |  | 755.0178 | 0 | 0 | 46.1827 | 0
21.12. | 11 | 805.6769 |  | 759.4942 | 0 | 0 | 46.1827 | 0
21.12. | 12 | 807.169 |  | 760.9863 | 0 | 0 | 46.1827 | 0
21.12. | 13 | 808.6612 |  | 762.4784 | 0 | 0 | 46.1827 | 0
21.12. | 14 | 811.6454 |  | 765.4627 | 0 | 0 | 46.1827 | 0
21.12. | 15 | 810.1533 |  | 763.9706 | 0 | 0 | 46.1827 | 0
21.12. | 16 | 808.6612 |  | 762.4784 | 0 | 0 | 46.1827 | 0
21.12. | 17 | 807.169 |  | 760.9863 | 0 | 0 | 46.1827 | 0
21.12. | 18 | 801.2005 |  | 755.0178 | 0 | 0 | 46.1827 | 0
21.12. | 19 | 801.2005 |  | 755.0178 | 0 | 0 | 46.1827 | 0
21.12. | 20 | 801.2005 |  | 755.0178 | 0 | 0 | 46.1827 | 0
21.12. | 21 | 801.2005 |  | 755.0178 | 0 | 0 | 46.1827 | 0
21.12. | 22 | 801.2005 |  | 755.0178 | 0 | 0 | 46.1827 | 0
21.12. | 23 | 801.2005 |  | 755.0178 | 0 | 0 | 46.1827 | 0
21.12. | 24 | 801.2005 |  | 755.0178 | 0 | 0 | 46.1827 | 0
22.12. | 1 | 801.2005 |  | 755.0178 | 0 | 0 | 46.1827 | 0
22.12. | 2 | 801.2005 |  | 755.0178 | 0 | 0 | 46.1827 | 0
22.12. | 3 | 801.2005 |  | 755.0178 | 0 | 0 | 46.1827 | 0
22.12. | 4 | 801.2005 |  | 755.0178 | 0 | 0 | 46.1827 | 0
22.12. | 5 | 801.2005 |  | 755.0178 | 0 | 0 | 46.1827 | 0
22.12. | 6 | 801.2005 |  | 755.0178 | 0 | 0 | 46.1827 | 0
22.12. | 7 | 801.2005 |  | 755.0178 | 0 | 0 | 46.1827 | 0
22.12. | 8 | 801.2005 |  | 755.0178 | 0 | 0 | 46.1827 | 0
22.12. | 9 | 801.2005 |  | 755.0178 | 0 | 0 | 46.1827 | 0
22.12. | 10 | 801.2005 |  | 755.0178 | 0 | 0 | 46.1827 | 0
22.12. | 11 | 801.2005 |  | 755.0178 | 0 | 0 | 46.1827 | 0
22.12. | 12 | 801.2005 |  | 755.0178 | 0 | 0 | 46.1827 | 0
22.12. | 13 | 801.2005 |  | 755.0178 | 0 | 0 | 46.1827 | 0
22.12. | 14 | 801.2005 |  | 755.0178 | 0 | 0 | 46.1827 | 0
22.12. | 15 | 801.2005 |  | 755.0178 | 0 | 0 | 46.1827 | 0
22.12. | 16 | 801.2005 |  | 755.0178 | 0 | 0 | 46.1827 | 0
22.12. | 17 | 801.2005 |  | 755.0178 | 0 | 0 | 46.1827 | 0
22.12. | 18 | 801.2005 |  | 755.0178 | 0 | 0 | 46.1827 | 0
22.12. | 19 | 801.2005 |  | 755.0178 | 0 | 0 | 46.1827 | 0
22.12. | 20 | 801.2005 |  | 755.0178 | 0 | 0 | 46.1827 | 0
22.12. | 21 | 801.2005 |  | 755.0178 | 0 | 0 | 46.1827 | 0
22.12. | 22 | 801.2005 |  | 755.0178 | 0 | 0 | 46.1827 | 0
22.12. | 23 | 801.2005 |  | 755.0178 | 0 | 0 | 46.1827 | 0
22.12. | 24 | 801.2005 |  | 755.0178 | 0 | 0 | 46.1827 | 0
23.12. | 1 | 801.2005 |  | 755.0178 | 0 | 0 | 46.1827 | 0
23.12. | 2 | 801.2005 |  | 755.0178 | 0 | 0 | 46.1827 | 0
23.12. | 3 | 801.2005 |  | 755.0178 | 0 | 0 | 46.1827 | 0
23.12. | 4 | 801.2005 |  | 755.0178 | 0 | 0 | 46.1827 | 0
23.12. | 5 | 801.2005 |  | 755.0178 | 0 | 0 | 46.1827 | 0
23.12. | 6 | 801.2005 |  | 755.0178 | 0 | 0 | 46.1827 | 0
23.12. | 7 | 801.2005 |  | 755.0178 | 0 | 0 | 46.1827 | 0
23.12. | 8 | 801.2005 |  | 755.0178 | 0 | 0 | 46.1827 | 0
23.12. | 9 | 801.2005 |  | 755.0178 | 0 | 0 | 46.1827 | 0
23.12. | 10 | 801.2005 |  | 755.0178 | 0 | 0 | 46.1827 | 0
23.12. | 11 | 801.2005 |  | 755.0178 | 0 | 0 | 46.1827 | 0
23.12. | 12 | 801.2005 |  | 755.0178 | 0 | 0 | 46.1827 | 0
23.12. | 13 | 801.2005 |  | 755.0178 | 0 | 0 | 46.1827 | 0
23.12. | 14 | 801.2005 |  | 755.0178 | 0 | 0 | 46.1827 | 0
23.12. | 15 | 801.2005 |  | 755.0178 | 0 | 0 | 46.1827 | 0
23.12. | 16 | 801.2005 |  | 755.0178 | 0 | 0 | 46.1827 | 0
23.12. | 17 | 801.2005 |  | 755.0178 | 0 | 0 | 46.1827 | 0
23.12. | 18 | 801.2005 |  | 755.0178 | 0 | 0 | 46.1827 | 0
23.12. | 19 | 801.2005 |  | 755.0178 | 0 | 0 | 46.1827 | 0
23.12. | 20 | 801.2005 |  | 755.0178 | 0 | 0 | 46.1827 | 0
23.12. | 21 | 801.2005 |  | 755.0178 | 0 | 0 | 46.1827 | 0
23.12. | 22 | 801.2005 |  | 755.0178 | 0 | 0 | 46.1827 | 0
23.12. | 23 | 801.2005 |  | 755.0178 | 0 | 0 | 46.1827 | 0
23.12. | 24 | 801.2005 |  | 755.0178 | 0 | 0 | 46.1827 | 0
24.12. | 1 | 801.2005 |  | 755.0178 | 0 | 0 | 46.1827 | 0
24.12. | 2 | 801.2005 |  | 755.0178 | 0 | 0 | 46.1827 | 0
24.12. | 3 | 801.2005 |  | 755.0178 | 0 | 0 | 46.1827 | 0
24.12. | 4 | 801.2005 |  | 755.0178 | 0 | 0 | 46.1827 | 0
24.12. | 5 | 801.2005 |  | 755.0178 | 0 | 0 | 46.1827 | 0
24.12. | 6 | 801.2005 |  | 755.0178 | 0 | 0 | 46.1827 | 0
24.12. | 7 | 801.2005 |  | 755.0178 | 0 | 0 | 46.1827 | 0
24.12. | 8 | 801.2005 |  | 755.0178 | 0 | 0 | 46.1827 | 0
24.12. | 9 | 801.2005 |  | 755.0178 | 0 | 0 | 46.1827 | 0
24.12. | 10 | 801.2005 |  | 755.0178 | 0 | 0 | 46.1827 | 0
24.12. | 11 | 801.2005 |  | 755.0178 | 0 | 0 | 46.1827 | 0
24.12. | 12 | 801.2005 |  | 755.0178 | 0 | 0 | 46.1827 | 0
24.12. | 13 | 801.2005 |  | 755.0178 | 0 | 0 | 46.1827 | 0
24.12. | 14 | 801.2005 |  | 755.0178 | 0 | 0 | 46.1827 | 0
24.12. | 15 | 801.2005 |  | 755.0178 | 0 | 0 | 46.1827 | 0
24.12. | 16 | 801.2005 |  | 755.0178 | 0 | 0 | 46.1827 | 0
24.12. | 17 | 801.2005 |  | 755.0178 | 0 | 0 | 46.1827 | 0
24.12. | 18 | 801.2005 |  | 755.0178 | 0 | 0 | 46.1827 | 0
24.12. | 19 | 801.2005 |  | 755.0178 | 0 | 0 | 46.1827 | 0
24.12. | 20 | 801.2005 |  | 755.0178 | 0 | 0 | 46.1827 | 0
24.12. | 21 | 801.2005 |  | 755.0178 | 0 | 0 | 46.1827 | 0
24.12. | 22 | 801.2005 |  | 755.0178 | 0 | 0 | 46.1827 | 0
24.12. | 23 | 801.2005 |  | 755.0178 | 0 | 0 | 46.1827 | 0
24.12. | 24 | 801.2005 |  | 755.0178 | 0 | 0 | 46.1827 | 0
25.12. | 1 | 801.2005 |  | 755.0178 | 0 | 0 | 46.1827 | 0
25.12. | 2 | 801.2005 |  | 755.0178 | 0 | 0 | 46.1827 | 0
25.12. | 3 | 801.2005 |  | 755.0178 | 0 | 0 | 46.1827 | 0
25.12. | 4 | 801.2005 |  | 755.0178 | 0 | 0 | 46.1827 | 0
25.12. | 5 | 801.2005 |  | 755.0178 | 0 | 0 | 46.1827 | 0
25.12. | 6 | 801.2005 |  | 755.0178 | 0 | 0 | 46.1827 | 0
25.12. | 7 | 801.2005 |  | 755.0178 | 0 | 0 | 46.1827 | 0
25.12. | 8 | 801.2005 |  | 755.0178 | 0 | 0 | 46.1827 | 0
25.12. | 9 | 801.2005 |  | 755.0178 | 0 | 0 | 46.1827 | 0
25.12. | 10 | 801.2005 |  | 755.0178 | 0 | 0 | 46.1827 | 0
25.12. | 11 | 801.2005 |  | 755.0178 | 0 | 0 | 46.1827 | 0
25.12. | 12 | 801.2005 |  | 755.0178 | 0 | 0 | 46.1827 | 0
25.12. | 13 | 801.2005 |  | 755.0178 | 0 | 0 | 46.1827 | 0
25.12. | 14 | 801.2005 |  | 755.0178 | 0 | 0 | 46.1827 | 0
25.12. | 15 | 801.2005 |  | 755.0178 | 0 | 0 | 46.1827 | 0
25.12. | 16 | 801.2005 |  | 755.0178 | 0 | 0 | 46.1827 | 0
25.12. | 17 | 801.2005 |  | 755.0178 | 0 | 0 | 46.1827 | 0
25.12. | 18 | 801.2005 |  | 755.0178 | 0 | 0 | 46.1827 | 0
25.12. | 19 | 801.2005 |  | 755.0178 | 0 | 0 | 46.1827 | 0
25.12. | 20 | 801.2005 |  | 755.0178 | 0 | 0 | 46.1827 | 0
25.12. | 21 | 801.2005 |  | 755.0178 | 0 | 0 | 46.1827 | 0
25.12. | 22 | 801.2005 |  | 755.0178 | 0 | 0 | 46.1827 | 0
25.12. | 23 | 801.2005 |  | 755.0178 | 0 | 0 | 46.1827 | 0
25.12. | 24 | 801.2005 |  | 755.0178 | 0 | 0 | 46.1827 | 0
26.12. | 1 | 801.2005 |  | 755.0178 | 0 | 0 | 46.1827 | 0
26.12. | 2 | 801.2005 |  | 755.0178 | 0 | 0 | 46.1827 | 0
26.12. | 3 | 801.2005 |  | 755.0178 | 0 | 0 | 46.1827 | 0
26.12. | 4 | 801.2005 |  | 755.0178 | 0 | 0 | 46.1827 | 0
26.12. | 5 | 801.2005 |  | 755.0178 | 0 | 0 | 46.1827 | 0
26.12. | 6 | 801.2005 |  | 755.0178 | 0 | 0 | 46.1827 | 0
26.12. | 7 | 801.2005 |  | 755.0178 | 0 | 0 | 46.1827 | 0
26.12. | 8 | 801.2005 |  | 755.0178 | 0 | 0 | 46.1827 | 0
26.12. | 9 | 801.2005 |  | 755.0178 | 0 | 0 | 46.1827 | 0
26.12. | 10 | 801.2005 |  | 755.0178 | 0 | 0 | 46.1827 | 0
26.12. | 11 | 801.2005 |  | 755.0178 | 0 | 0 | 46.1827 | 0
26.12. | 12 | 801.2005 |  | 755.0178 | 0 | 0 | 46.1827 | 0
26.12. | 13 | 801.2005 |  | 755.0178 | 0 | 0 | 46.1827 | 0
26.12. | 14 | 801.2005 |  | 755.0178 | 0 | 0 | 46.1827 | 0
26.12. | 15 | 801.2005 |  | 755.0178 | 0 | 0 | 46.1827 | 0
26.12. | 16 | 801.2005 |  | 755.0178 | 0 | 0 | 46.1827 | 0
26.12. | 17 | 801.2005 |  | 755.0178 | 0 | 0 | 46.1827 | 0
26.12. | 18 | 801.2005 |  | 755.0178 | 0 | 0 | 46.1827 | 0
26.12. | 19 | 801.2005 |  | 755.0178 | 0 | 0 | 46.1827 | 0
26.12. | 20 | 801.2005 |  | 755.0178 | 0 | 0 | 46.1827 | 0
26.12. | 21 | 801.2005 |  | 755.0178 | 0 | 0 | 46.1827 | 0
26.12. | 22 | 801.2005 |  | 755.0178 | 0 | 0 | 46.1827 | 0
26.12. | 23 | 801.2005 |  | 755.0178 | 0 | 0 | 46.1827 | 0
26.12. | 24 | 801.2005 |  | 755.0178 | 0 | 0 | 46.1827 | 0
27.12. | 1 | 801.2005 |  | 755.0178 | 0 | 0 | 46.1827 | 0
27.12. | 2 | 801.2005 |  | 755.0178 | 0 | 0 | 46.1827 | 0
27.12. | 3 | 801.2005 |  | 755.0178 | 0 | 0 | 46.1827 | 0
27.12. | 4 | 801.2005 |  | 755.0178 | 0 | 0 | 46.1827 | 0
27.12. | 5 | 801.2005 |  | 755.0178 | 0 | 0 | 46.1827 | 0
27.12. | 6 | 801.2005 |  | 755.0178 | 0 | 0 | 46.1827 | 0
27.12. | 7 | 801.2005 |  | 755.0178 | 0 | 0 | 46.1827 | 0
27.12. | 8 | 801.2005 |  | 755.0178 | 0 | 0 | 46.1827 | 0
27.12. | 9 | 801.2005 |  | 755.0178 | 0 | 0 | 46.1827 | 0
27.12. | 10 | 801.2005 |  | 755.0178 | 0 | 0 | 46.1827 | 0
27.12. | 11 | 801.2005 |  | 755.0178 | 0 | 0 | 46.1827 | 0
27.12. | 12 | 801.2005 |  | 755.0178 | 0 | 0 | 46.1827 | 0
27.12. | 13 | 801.2005 |  | 755.0178 | 0 | 0 | 46.1827 | 0
27.12. | 14 | 801.2005 |  | 755.0178 | 0 | 0 | 46.1827 | 0
27.12. | 15 | 801.2005 |  | 755.0178 | 0 | 0 | 46.1827 | 0
27.12. | 16 | 801.2005 |  | 755.0178 | 0 | 0 | 46.1827 | 0
27.12. | 17 | 801.2005 |  | 755.0178 | 0 | 0 | 46.1827 | 0
27.12. | 18 | 801.2005 |  | 755.0178 | 0 | 0 | 46.1827 | 0
27.12. | 19 | 801.2005 |  | 755.0178 | 0 | 0 | 46.1827 | 0
27.12. | 20 | 801.2005 |  | 755.0178 | 0 | 0 | 46.1827 | 0
27.12. | 21 | 801.2005 |  | 755.0178 | 0 | 0 | 46.1827 | 0
27.12. | 22 | 801.2005 |  | 755.0178 | 0 | 0 | 46.1827 | 0
27.12. | 23 | 801.2005 |  | 755.0178 | 0 | 0 | 46.1827 | 0
27.12. | 24 | 801.2005 |  | 755.0178 | 0 | 0 | 46.1827 | 0
28.12. | 1 | 801.2005 |  | 755.0178 | 0 | 0 | 46.1827 | 0
28.12. | 2 | 801.2005 |  | 755.0178 | 0 | 0 | 46.1827 | 0
28.12. | 3 | 801.2005 |  | 755.0178 | 0 | 0 | 46.1827 | 0
28.12. | 4 | 801.2005 |  | 755.0178 | 0 | 0 | 46.1827 | 0
28.12. | 5 | 801.2005 |  | 755.0178 | 0 | 0 | 46.1827 | 0
28.12. | 6 | 801.2005 |  | 755.0178 | 0 | 0 | 46.1827 | 0
28.12. | 7 | 801.2005 |  | 755.0178 | 0 | 0 | 46.1827 | 0
28.12. | 8 | 801.2005 |  | 755.0178 | 0 | 0 | 46.1827 | 0
28.12. | 9 | 801.2005 |  | 755.0178 | 0 | 0 | 46.1827 | 0
28.12. | 10 | 801.2005 |  | 755.0178 | 0 | 0 | 46.1827 | 0
28.12. | 11 | 801.2005 |  | 755.0178 | 0 | 0 | 46.1827 | 0
28.12. | 12 | 801.2005 |  | 755.0178 | 0 | 0 | 46.1827 | 0
28.12. | 13 | 801.2005 |  | 755.0178 | 0 | 0 | 46.1827 | 0
28.12. | 14 | 801.2005 |  | 755.0178 | 0 | 0 | 46.1827 | 0
28.12. | 15 | 801.2005 |  | 755.0178 | 0 | 0 | 46.1827 | 0
28.12. | 16 | 802.6926 |  | 756.5099 | 0 | 0 | 46.1827 | 0
28.12. | 17 | 802.6926 |  | 756.5099 | 0 | 0 | 46.1827 | 0
28.12. | 18 | 801.2005 |  | 755.0178 | 0 | 0 | 46.1827 | 0
28.12. | 19 | 801.2005 |  | 755.0178 | 0 | 0 | 46.1827 | 0
28.12. | 20 | 801.2005 |  | 755.0178 | 0 | 0 | 46.1827 | 0
28.12. | 21 | 801.2005 |  | 755.0178 | 0 | 0 | 46.1827 | 0
28.12. | 22 | 801.2005 |  | 755.0178 | 0 | 0 | 46.1827 | 0
28.12. | 23 | 801.2005 |  | 755.0178 | 0 | 0 | 46.1827 | 0
28.12. | 24 | 801.2005 |  | 755.0178 | 0 | 0 | 46.1827 | 0
29.12. | 1 | 801.2005 |  | 755.0178 | 0 | 0 | 46.1827 | 0
29.12. | 2 | 801.2005 |  | 755.0178 | 0 | 0 | 46.1827 | 0
29.12. | 3 | 801.2005 |  | 755.0178 | 0 | 0 | 46.1827 | 0
29.12. | 4 | 805.6769 |  | 759.4942 | 0 | 0 | 46.1827 | 0
29.12. | 5 | 810.1533 |  | 763.9706 | 0 | 0 | 46.1827 | 0
29.12. | 6 | 816.1218 |  | 769.9391 | 0 | 0 | 46.1827 | 0
29.12. | 7 | 819.1061 |  | 772.9233 | 0 | 0 | 46.1827 | 0
29.12. | 8 | 820.5982 |  | 774.4155 | 0 | 0 | 46.1827 | 0
29.12. | 9 | 822.0903 |  | 775.9076 | 0 | 0 | 46.1827 | 0
29.12. | 10 | 823.5825 |  | 777.3997 | 0 | 0 | 46.1827 | 0
29.12. | 11 | 825.0746 |  | 778.8919 | 0 | 0 | 46.1827 | 0
29.12. | 12 | 825.0746 |  | 778.8919 | 0 | 0 | 46.1827 | 0
29.12. | 13 | 825.0746 |  | 778.8919 | 0 | 0 | 46.1827 | 0
29.12. | 14 | 825.0746 |  | 778.8919 | 0 | 0 | 46.1827 | 0
29.12. | 15 | 825.0746 |  | 778.8919 | 0 | 0 | 46.1827 | 0
29.12. | 16 | 825.0746 |  | 778.8919 | 0 | 0 | 46.1827 | 0
29.12. | 17 | 825.0746 |  | 778.8919 | 0 | 0 | 46.1827 | 0
29.12. | 18 | 825.0746 |  | 778.8919 | 0 | 0 | 46.1827 | 0
29.12. | 19 | 825.0746 |  | 778.8919 | 0 | 0 | 46.1827 | 0
29.12. | 20 | 825.0746 |  | 778.8919 | 0 | 0 | 46.1827 | 0
29.12. | 21 | 825.0746 |  | 778.8919 | 0 | 0 | 46.1827 | 0
29.12. | 22 | 825.0746 |  | 778.8919 | 0 | 0 | 46.1827 | 0
29.12. | 23 | 825.0746 |  | 778.8919 | 0 | 0 | 46.1827 | 0
29.12. | 24 | 825.0746 |  | 778.8919 | 0 | 0 | 46.1827 | 0
30.12. | 1 | 825.0746 |  | 778.8919 | 0 | 0 | 46.1827 | 0
30.12. | 2 | 825.0746 |  | 778.8919 | 0 | 0 | 46.1827 | 0
30.12. | 3 | 825.0746 |  | 778.8919 | 0 | 0 | 46.1827 | 0
30.12. | 4 | 825.0746 |  | 778.8919 | 0 | 0 | 46.1827 | 0
30.12. | 5 | 825.0746 |  | 778.8919 | 0 | 0 | 46.1827 | 0
30.12. | 6 | 825.0746 |  | 778.8919 | 0 | 0 | 46.1827 | 0
30.12. | 7 | 825.0746 |  | 778.8919 | 0 | 0 | 46.1827 | 0
30.12. | 8 | 825.0746 |  | 778.8919 | 0 | 0 | 46.1827 | 0
30.12. | 9 | 825.0746 |  | 778.8919 | 0 | 0 | 46.1827 | 0
30.12. | 10 | 825.0746 |  | 778.8919 | 0 | 0 | 46.1827 | 0
30.12. | 11 | 825.0746 |  | 778.8919 | 0 | 0 | 46.1827 | 0
30.12. | 12 | 825.0746 |  | 778.8919 | 0 | 0 | 46.1827 | 0
30.12. | 13 | 825.0746 |  | 778.8919 | 0 | 0 | 46.1827 | 0
30.12. | 14 | 825.0746 |  | 778.8919 | 0 | 0 | 46.1827 | 0
30.12. | 15 | 825.0746 |  | 778.8919 | 0 | 0 | 46.1827 | 0
30.12. | 16 | 825.0746 |  | 778.8919 | 0 | 0 | 46.1827 | 0
30.12. | 17 | 825.0746 |  | 778.8919 | 0 | 0 | 46.1827 | 0
30.12. | 18 | 825.0746 |  | 778.8919 | 0 | 0 | 46.1827 | 0
30.12. | 19 | 825.0746 |  | 778.8919 | 0 | 0 | 46.1827 | 0
30.12. | 20 | 825.0746 |  | 778.8919 | 0 | 0 | 46.1827 | 0
30.12. | 21 | 825.0746 |  | 778.8919 | 0 | 0 | 46.1827 | 0
30.12. | 22 | 825.0746 |  | 778.8919 | 0 | 0 | 46.1827 | 0
30.12. | 23 | 825.0746 |  | 778.8919 | 0 | 0 | 46.1827 | 0
30.12. | 24 | 825.0746 |  | 778.8919 | 0 | 0 | 46.1827 | 0
31.12. | 1 | 825.0746 |  | 778.8919 | 0 | 0 | 46.1827 | 0
31.12. | 2 | 825.0746 |  | 778.8919 | 0 | 0 | 46.1827 | 0
31.12. | 3 | 823.5825 |  | 777.3997 | 0 | 0 | 46.1827 | 0
31.12. | 4 | 822.0903 |  | 775.9076 | 0 | 0 | 46.1827 | 0
31.12. | 5 | 819.1061 |  | 772.9233 | 0 | 0 | 46.1827 | 0
31.12. | 6 | 817.6139 |  | 771.4312 | 0 | 0 | 46.1827 | 0
31.12. | 7 | 816.1218 |  | 769.9391 | 0 | 0 | 46.1827 | 0
31.12. | 8 | 814.6297 |  | 768.447 | 0 | 0 | 46.1827 | 0
31.12. | 9 | 817.6139 |  | 771.4312 | 0 | 0 | 46.1827 | 0
31.12. | 10 | 820.5982 |  | 774.4155 | 0 | 0 | 46.1827 | 0
31.12. | 11 | 825.0746 |  | 778.8919 | 0 | 0 | 46.1827 | 0
31.12. | 12 | 825.0746 |  | 778.8919 | 0 | 0 | 46.1827 | 0
31.12. | 13 | 825.0746 |  | 778.8919 | 0 | 0 | 46.1827 | 0
31.12. | 14 | 825.0746 |  | 778.8919 | 0 | 0 | 46.1827 | 0
31.12. | 15 | 825.0746 |  | 778.8919 | 0 | 0 | 46.1827 | 0
31.12. | 16 | 823.5825 |  | 777.3997 | 0 | 0 | 46.1827 | 0
31.12. | 17 | 822.0903 |  | 775.9076 | 0 | 0 | 46.1827 | 0
31.12. | 18 | 819.1061 |  | 772.9233 | 0 | 0 | 46.1827 | 0
31.12. | 19 | 817.6139 |  | 771.4312 | 0 | 0 | 46.1827 | 0
31.12. | 20 | 816.1218 |  | 769.9391 | 0 | 0 | 46.1827 | 0
31.12. | 21 | 814.6297 |  | 768.447 | 0 | 0 | 46.1827 | 0
31.12. | 22 | 816.1218 |  | 769.9391 | 0 | 0 | 46.1827 | 0
31.12. | 23 | 817.6139 |  | 771.4312 | 0 | 0 | 46.1827 | 0
31.12. | 24 | 819.1061 |  | 772.9233 | 0 | 0 | 46.1827 | 0