## Thermal
ENTSO-E Market Modelling Database: Thermal generation
Country:
Market Node: | UKNI
Year:
Climate year
Scenario
Fuel & Plant type |  | Net generating capacity (MW) | Number of units | Number of biofuel units | Biofuel usage [%] | MUST RUN OBLIGATIONS | [13 empty] | Daily limitation in MWh (optional) | [11 empty] | Unavailability |  |  | Min stable power (% of max power) | Ramp up rate(MW/h) | Ramp down rate (MW/h) | fixed generation reduction (% of max power output) | Median Start-up fuel name | Custom biofuel price (EUR/Net GJ) | Maximum number of units on maintenance
[32 empty] | Forced outage (annual rate) | Planned outage | Planned outage
[33 empty] | annual rate | winter
[7 empty] | Jan | Feb | Mar | April | May | June | July | Aug | Sept | Oct | Nov | Dec | causes (e.g technical, subsidies, environmental, grid constraints... | Jan | Feb | Mar | April | May | June | July | Aug | Sept | Oct | Nov | Dec | % | number of days | minimum % of annual number of days
Nuclear |  | 0 | 0 | 0 | 0 | number of must run units | 0 | 0 | 0 | 0 | 0 | 0 | 0 | 0 | 0 | 0 | 0 | 0 | [13 empty] | 5 | 54 | 15 |  |  |  | 0 | 0 |  | 0
[6 empty] | % of installed capacity | 0 | 0 | 0 | 0 | 0 | 0 | 0 | 0 | 0 | 0 | 0 | 0
Hard coal | old 1 | 0 | 0 | 0 | 0 | number of must run units | 0 | 0 | 0 | 0 | 0 | 0 | 0 | 0 | 0 | 0 | 0 | 0 | [13 empty] | 10 | 27 | 15 |  |  |  | 0 | 0 |  | 0
[6 empty] | % of installed capacity | 0 | 0 | 0 | 0 | 0 | 0 | 0 | 0 | 0 | 0 | 0 | 0
| old 2 | 0 | 0 | 0 | 0 | number of must run units | 0 | 0 | 0 | 0 | 0 | 0 | 0 | 0 | 0 | 0 | 0 | 0 | [13 empty] | 10 | 27 | 15 |  |  |  | 0 | 0 |  | 0
[6 empty] | % of installed capacity | 0 | 0 | 0 | 0 | 0 | 0 | 0 | 0 | 0 | 0 | 0 | 0
| new | 0 | 0 | 0 | 0 | number of must run units | 0 | 0 | 0 | 0 | 0 | 0 | 0 | 0 | 0 | 0 | 0 | 0 | [13 empty] | 7.5 | 27 | 15 |  |  |  | 0 | 0 |  | 0
[6 empty] | % of installed capacity | 0 | 0 | 0 | 0 | 0 | 0 | 0 | 0 | 0 | 0 | 0 | 0
| CCS | 0 | 0 | 0 | 0 | number of must run units | 0 | 0 | 0 | 0 | 0 | 0 | 0 | 0 | 0 | 0 | 0 | 0 | [13 empty] | 7.5 | 27 | 15 |  |  |  | 0 | 0 |  | 0
[6 empty] | % of installed capacity | 0 | 0 | 0 | 0 | 0 | 0 | 0 | 0 | 0 | 0 | 0 | 0
Lignite | old 1 | 0 | 0 | 0 | 0 | number of must run units | 0 | 0 | 0 | 0 | 0 | 0 | 0 | 0 | 0 | 0 | 0 | 0 | [13 empty] | 10 | 27 | 15 |  |  |  | 0 | 0 |  | 0
[6 empty] | % of installed capacity | 0 | 0 | 0 | 0 | 0 | 0 | 0 | 0 | 0 | 0 | 0 | 0
| old 2 | 0 | 0 | 0 | 0 | number of must run units | 0 | 0 | 0 | 0 | 0 | 0 | 0 | 0 | 0 | 0 | 0 | 0 | [13 empty] | 10 | 27 | 15 |  |  |  | 0 | 0 |  | 0
[6 empty] | % of installed capacity | 0 | 0 | 0 | 0 | 0 | 0 | 0 | 0 | 0 | 0 | 0 | 0
| new | 0 | 0 | 0 | 0 | number of must run units | 0 | 0 | 0 | 0 | 0 | 0 | 0 | 0 | 0 | 0 | 0 | 0 | [13 empty] | 7.5 | 27 | 15 |  |  |  | 0 | 0 |  | 0
[6 empty] | % of installed capacity | 0 | 0 | 0 | 0 | 0 | 0 | 0 | 0 | 0 | 0 | 0 | 0
| CCS | 0 | 0 | 0 | 0 | number of must run units | 0 | 0 | 0 | 0 | 0 | 0 | 0 | 0 | 0 | 0 | 0 | 0 | [13 empty] | 7.5 | 27 | 15 |  |  |  | 0 | 0 |  | 0
[6 empty] | % of installed capacity | 0 | 0 | 0 | 0 | 0 | 0 | 0 | 0 | 0 | 0 | 0 | 0
Gas | Conventional old 1 | 0 | 0 | 0 | 0 | number of must run units | 0 | 0 | 0 | 0 | 0 | 0 | 0 | 0 | 0 | 0 | 0 | 0 | [13 empty] | 8 | 27 | 15 |  |  |  | 0 | 0 |  | 0
[6 empty] | % of installed capacity | 0 | 0 | 0 | 0 | 0 | 0 | 0 | 0 | 0 | 0 | 0 | 0
| Conventional old 2 | 0 | 0 | 0 | 0 | number of must run units | 0 | 0 | 0 | 0 | 0 | 0 | 0 | 0 | 0 | 0 | 0 | 0 | [13 empty] | 8 | 27 | 15 |  |  |  | 0 | 0 |  | 0
[6 empty] | % of installed capacity | 0 | 0 | 0 | 0 | 0 | 0 | 0 | 0 | 0 | 0 | 0 | 0
| CCGT old 1 | 0 | 0 | 0 | 0 | number of must run units | 0 | 0 | 0 | 0 | 0 | 0 | 0 | 0 | 0 | 0 | 0 | 0 | [13 empty] | 8 | 27 | 15 |  |  |  | 0 | 0 |  | 0
[6 empty] | % of installed capacity | 0 | 0 | 0 | 0 | 0 | 0 | 0 | 0 | 0 | 0 | 0 | 0
| CCGT old 2 | 0 | 0 | 0 | 0 | number of must run units | 0 | 0 | 0 | 0 | 0 | 0 | 0 | 0 | 0 | 0 | 0 | 0 | [13 empty] | 8 | 27 | 15 |  |  |  | 0 | 0 |  | 0
[6 empty] | % of installed capacity | 0 | 0 | 0 | 0 | 0 | 0 | 0 | 0 | 0 | 0 | 0 | 0
| CCGT new | 1320 | 3 | 0 | 0 | number of must run units | 0 | 0 | 0 | 0 | 0 | 0 | 0 | 0 | 0 | 0 | 0 | 0 | [13 empty] | 5 | 27 | 15 | 0 | 2.4 | 3 | 0 | 0 | 0 | 3
[6 empty] | % of installed capacity | 0 | 0 | 0 | 0 | 0 | 0 | 0 | 0 | 0 | 0 | 0 | 0
| CCGT CCS | 0 | 0 | 0 | 0 | number of must run units | 0 | 0 | 0 | 0 | 0 | 0 | 0 | 0 | 0 | 0 | 0 | 0 | [13 empty] | 5 | 27 | 15 |  |  |  | 0 | 0 |  | 0
[6 empty] | % of installed capacity | 0 | 0 | 0 | 0 | 0 | 0 | 0 | 0 | 0 | 0 | 0 | 0
| OCGT old | 0 | 0 | 0 | 0 | number of must run units | 0 | 0 | 0 | 0 | 0 | 0 | 0 | 0 | 0 | 0 | 0 | 0 | [13 empty] | 8 | 13 | 15 |  |  |  | 0 | 0 |  | 0
[6 empty] | % of installed capacity | 0 | 0 | 0 | 0 | 0 | 0 | 0 | 0 | 0 | 0 | 0 | 0
| OCGT new | 831 | 4 | 0 | 0 | number of must run units | 0 | 0 | 0 | 0 | 0 | 0 | 0 | 0 | 0 | 0 | 0 | 0 | [13 empty] | 5 | 13 | 15 | 0 | 7.2 | 7.2 | 0 | 0 | 0 | 4
[6 empty] | % of installed capacity | 0 | 0 | 0 | 0 | 0 | 0 | 0 | 0 | 0 | 0 | 0 | 0
Light oil |  | 0 | 0 | 0 | 0 | number of must run units | 0 | 0 | 0 | 0 | 0 | 0 | 0 | 0 | 0 | 0 | 0 | 0 | [13 empty] | 8 | 13 | 15 |  |  |  | 0 | 0 |  | 0
[6 empty] | % of installed capacity | 0 | 0 | 0 | 0 | 0 | 0 | 0 | 0 | 0 | 0 | 0 | 0
Heavy oil | old 1 | 0 | 0 | 0 | 0 | number of must run units | 0 | 0 | 0 | 0 | 0 | 0 | 0 | 0 | 0 | 0 | 0 | 0 | [13 empty] | 10 | 27 | 15 |  |  |  | 0 | 0 |  | 0
[6 empty] | % of installed capacity | 0 | 0 | 0 | 0 | 0 | 0 | 0 | 0 | 0 | 0 | 0 | 0
| old 2 | 0 | 0 | 0 | 0 | number of must run units | 0 | 0 | 0 | 0 | 0 | 0 | 0 | 0 | 0 | 0 | 0 | 0 | [13 empty] | 10 | 27 | 15 |  |  |  | 0 | 0 |  | 0
[6 empty] | % of installed capacity | 0 | 0 | 0 | 0 | 0 | 0 | 0 | 0 | 0 | 0 | 0 | 0
Oil shale | old | 0 | 0 | 0 | 0 | number of must run units | 0 | 0 | 0 | 0 | 0 | 0 | 0 | 0 | 0 | 0 | 0 | 0 | [13 empty] | 10 | 27 | 15 |  |  |  | 0 | 0 |  | 0
[6 empty] | % of installed capacity | 0 | 0 | 0 | 0 | 0 | 0 | 0 | 0 | 0 | 0 | 0 | 0
| new | 0 | 0 | 0 | 0 | number of must run units | 0 | 0 | 0 | 0 | 0 | 0 | 0 | 0 | 0 | 0 | 0 | 0 | [13 empty] | 7.5 | 27 | 15 |  |  |  | 0 | 0 |  | 0
[6 empty] | % of installed capacity | 0 | 0 | 0 | 0 | 0 | 0 | 0 | 0 | 0 | 0 | 0 | 0
Gas | CCGT present 1 | 0 | 0 | 0 | 0 | number of must run units | 0 | 0 | 0 | 0 | 0 | 0 | 0 | 0 | 0 | 0 | 0 | 0 | [13 empty] | 5 | 27 | 15 |  |  |  | 0 | 0 |  | 0
[6 empty] | % of installed capacity | 0 | 0 | 0 | 0 | 0 | 0 | 0 | 0 | 0 | 0 | 0 | 0
| CCGT present 2 | 0 | 0 | 0 | 0 | number of must run units | 0 | 0 | 0 | 0 | 0 | 0 | 0 | 0 | 0 | 0 | 0 | 0 | [13 empty] | 5 | 27 | 15 |  |  |  | 0 | 0 |  | 0
[6 empty] | % of installed capacity | 0 | 0 | 0 | 0 | 0 | 0 | 0 | 0 | 0 | 0 | 0 | 0
Hydrogen | Fuel Cell | 0 | 0 | 0 | 0 | number of must run units | 0 | 0 | 0 | 0 | 0 | 0 | 0 | 0 | 0 | 0 | 0 | 0 | [13 empty] | 2.5 | 7 | 0 |  |  |  | 0 | 0 |  | 0
[6 empty] | % of installed capacity | 0 | 0 | 0 | 0 | 0 | 0 | 0 | 0 | 0 | 0 | 0 | 0
Hydrogen | CCGT | 141.21 | 1 | 0 | 0 | number of must run units | 0 | 0 | 0 | 0 | 0 | 0 | 0 | 0 | 0 | 0 | 0 | 0 | [13 empty] | 5 | 27 | 15 | 0 | 0 | 0 | 0 | 0 | 0 | 1
[6 empty] | % of installed capacity | 0 | 0 | 0 | 0 | 0 | 0 | 0 | 0 | 0 | 0 | 0 | 0
Hydrogen | OCGT | 1021.85 | 7 | 0 | 0 | number of must run units | 0 | 0 | 0 | 0 | 0 | 0 | 0 | 0 | 0 | 0 | 0 | 0 | [13 empty] | 5 | 13 | 15 | 0 | 0 | 0 | 0 | 0 | 0 | 7
[6 empty] | % of installed capacity | 0 | 0 | 0 | 0 | 0 | 0 | 0 | 0 | 0 | 0 | 0 | 0

## Other Non-RES
ENTSO-E Market Modelling Database: Other non-RES
Country:
Market Node: | UKNI
Year:
Climate year |  |  | N.B. use convention first January always Monday (2007 calendar year) --> see guidelines for further details
Scenario
|  | Price Band 1 | Price Band 2
| Installed capacity (MW) | 1320 | 831
| Number of units | 3 | 4
| PEMMDB type(s) | OtherNon-RES/Gas/CCGT new | OtherNon-RES/Gas/OCGT new
Purpose
| Avg. Market Offer Price (€/MWh) | 0 | 0
| Avg. Efficiency Ratio | 0.6 | 0.42
| Avg. CO2 em. factor (ton/MWh) | 95 | 135.7143
| Start climate year | 2035 | 2035
| End climate year | 2035 | 2035
Date | Hour | Available capacity (MW) | Available capacity (MW) | Available capacity (MW) | Available capacity (MW) | Available capacity (MW) | Available capacity (MW) | Available capacity (MW) | Available capacity (MW) | Available capacity (MW) | Available capacity (MW) | Available capacity (MW) | Available capacity (MW) | Available capacity (MW) | Available capacity (MW) | Available capacity (MW) | Available capacity (MW) | Available capacity (MW) | Available capacity (MW) | Available capacity (MW) | Available capacity (MW) | Available capacity (MW) | Available capacity (MW) | Available capacity (MW) | Available capacity (MW) | Available capacity (MW) | Available capacity (MW) | Available capacity (MW)
01.01. | 1 | 1320 | 831
01.01. | 2 | 1320 | 831
01.01. | 3 | 1320 | 831
01.01. | 4 | 1320 | 831
01.01. | 5 | 1320 | 831
01.01. | 6 | 1320 | 831
01.01. | 7 | 1320 | 831
01.01. | 8 | 1320 | 831
01.01. | 9 | 1320 | 831
01.01. | 10 | 1320 | 831
01.01. | 11 | 1320 | 831
01.01. | 12 | 1320 | 831
01.01. | 13 | 1320 | 831
01.01. | 14 | 1320 | 831
01.01. | 15 | 1320 | 831
01.01. | 16 | 1320 | 831
01.01. | 17 | 1320 | 831
01.01. | 18 | 1320 | 831
01.01. | 19 | 1320 | 831
01.01. | 20 | 1320 | 831
01.01. | 21 | 1320 | 831
01.01. | 22 | 1320 | 831
01.01. | 23 | 1320 | 831
01.01. | 24 | 1320 | 831
02.01. | 1 | 1320 | 831
02.01. | 2 | 1320 | 831
02.01. | 3 | 1320 | 831
02.01. | 4 | 1320 | 831
02.01. | 5 | 1320 | 831
02.01. | 6 | 1320 | 831
02.01. | 7 | 1320 | 831
02.01. | 8 | 1320 | 831
02.01. | 9 | 1320 | 831
02.01. | 10 | 1320 | 831
02.01. | 11 | 1320 | 831
02.01. | 12 | 1320 | 831
02.01. | 13 | 1320 | 831
02.01. | 14 | 1320 | 831
02.01. | 15 | 1320 | 831
02.01. | 16 | 1320 | 831
02.01. | 17 | 1320 | 831
02.01. | 18 | 1320 | 831
02.01. | 19 | 1320 | 831
02.01. | 20 | 1320 | 831
02.01. | 21 | 1320 | 831
02.01. | 22 | 1320 | 831
02.01. | 23 | 1320 | 831
02.01. | 24 | 1320 | 831
03.01. | 1 | 1320 | 831
03.01. | 2 | 1320 | 831
03.01. | 3 | 1320 | 831
03.01. | 4 | 1320 | 831
03.01. | 5 | 1320 | 831
03.01. | 6 | 1320 | 831
03.01. | 7 | 1320 | 831
03.01. | 8 | 1320 | 831
03.01. | 9 | 1320 | 831
03.01. | 10 | 1320 | 831
03.01. | 11 | 1320 | 831
03.01. | 12 | 1320 | 831
03.01. | 13 | 1320 | 831
03.01. | 14 | 1320 | 831
03.01. | 15 | 1320 | 831
03.01. | 16 | 1320 | 831
03.01. | 17 | 1320 | 831
03.01. | 18 | 1320 | 831
03.01. | 19 | 1320 | 831
03.01. | 20 | 1320 | 831
03.01. | 21 | 1320 | 831
03.01. | 22 | 1320 | 831
03.01. | 23 | 1320 | 831
03.01. | 24 | 1320 | 831
04.01. | 1 | 1320 | 831
04.01. | 2 | 1320 | 831
04.01. | 3 | 1320 | 831
04.01. | 4 | 1320 | 831
04.01. | 5 | 1320 | 831
04.01. | 6 | 1320 | 831
04.01. | 7 | 1320 | 831
04.01. | 8 | 1320 | 831
04.01. | 9 | 1320 | 831
04.01. | 10 | 1320 | 831
04.01. | 11 | 1320 | 831
04.01. | 12 | 1320 | 831
04.01. | 13 | 1320 | 831
04.01. | 14 | 1320 | 831
04.01. | 15 | 1320 | 831
04.01. | 16 | 1320 | 831
04.01. | 17 | 1320 | 831
04.01. | 18 | 1320 | 831
04.01. | 19 | 1320 | 831
04.01. | 20 | 1320 | 831
04.01. | 21 | 1320 | 831
04.01. | 22 | 1320 | 831
04.01. | 23 | 1320 | 831
04.01. | 24 | 1320 | 831
05.01. | 1 | 1320 | 831
05.01. | 2 | 1320 | 831
05.01. | 3 | 1320 | 831
05.01. | 4 | 1320 | 831
05.01. | 5 | 1320 | 831
05.01. | 6 | 1320 | 831
05.01. | 7 | 1320 | 831
05.01. | 8 | 1320 | 831
05.01. | 9 | 1320 | 831
05.01. | 10 | 1320 | 831
05.01. | 11 | 1320 | 831
05.01. | 12 | 1320 | 831
05.01. | 13 | 1320 | 831
05.01. | 14 | 1320 | 831
05.01. | 15 | 1320 | 831
05.01. | 16 | 1320 | 831
05.01. | 17 | 1320 | 831
05.01. | 18 | 1320 | 831
05.01. | 19 | 1320 | 831
05.01. | 20 | 1320 | 831
05.01. | 21 | 1320 | 831
05.01. | 22 | 1320 | 831
05.01. | 23 | 1320 | 831
05.01. | 24 | 1320 | 831
06.01. | 1 | 1320 | 831
06.01. | 2 | 1320 | 831
06.01. | 3 | 1320 | 831
06.01. | 4 | 1320 | 831
06.01. | 5 | 1320 | 831
06.01. | 6 | 1320 | 831
06.01. | 7 | 1320 | 831
06.01. | 8 | 1320 | 831
06.01. | 9 | 1320 | 831
06.01. | 10 | 1320 | 831
06.01. | 11 | 1320 | 831
06.01. | 12 | 1320 | 831
06.01. | 13 | 1320 | 831
06.01. | 14 | 1320 | 831
06.01. | 15 | 1320 | 831
06.01. | 16 | 1320 | 831
06.01. | 17 | 1320 | 831
06.01. | 18 | 1320 | 831
06.01. | 19 | 1320 | 831
06.01. | 20 | 1320 | 831
06.01. | 21 | 1320 | 831
06.01. | 22 | 1320 | 831
06.01. | 23 | 1320 | 831
06.01. | 24 | 1320 | 831
07.01. | 1 | 1320 | 831
07.01. | 2 | 1320 | 831
07.01. | 3 | 1320 | 831
07.01. | 4 | 1320 | 831
07.01. | 5 | 1320 | 831
07.01. | 6 | 1320 | 831
07.01. | 7 | 1320 | 831
07.01. | 8 | 1320 | 831
07.01. | 9 | 1320 | 831
07.01. | 10 | 1320 | 831
07.01. | 11 | 1320 | 831
07.01. | 12 | 1320 | 831
07.01. | 13 | 1320 | 831
07.01. | 14 | 1320 | 831
07.01. | 15 | 1320 | 831
07.01. | 16 | 1320 | 831
07.01. | 17 | 1320 | 831
07.01. | 18 | 1320 | 831
07.01. | 19 | 1320 | 831
07.01. | 20 | 1320 | 831
07.01. | 21 | 1320 | 831
07.01. | 22 | 1320 | 831
07.01. | 23 | 1320 | 831
07.01. | 24 | 1320 | 831
08.01. | 1 | 1320 | 831
08.01. | 2 | 1320 | 831
08.01. | 3 | 1320 | 831
08.01. | 4 | 1320 | 831
08.01. | 5 | 1320 | 831
08.01. | 6 | 1320 | 831
08.01. | 7 | 1320 | 831
08.01. | 8 | 1320 | 831
08.01. | 9 | 1320 | 831
08.01. | 10 | 1320 | 831
08.01. | 11 | 1320 | 831
08.01. | 12 | 1320 | 831
08.01. | 13 | 1320 | 831
08.01. | 14 | 1320 | 831
08.01. | 15 | 1320 | 831
08.01. | 16 | 1320 | 831
08.01. | 17 | 1320 | 831
08.01. | 18 | 1320 | 831
08.01. | 19 | 1320 | 831
08.01. | 20 | 1320 | 831
08.01. | 21 | 1320 | 831
08.01. | 22 | 1320 | 831
08.01. | 23 | 1320 | 831
08.01. | 24 | 1320 | 831
09.01. | 1 | 1320 | 831
09.01. | 2 | 1320 | 831
09.01. | 3 | 1320 | 831
09.01. | 4 | 1320 | 831
09.01. | 5 | 1320 | 831
09.01. | 6 | 1320 | 831
09.01. | 7 | 1320 | 831
09.01. | 8 | 1320 | 831
09.01. | 9 | 1320 | 831
09.01. | 10 | 1320 | 831
09.01. | 11 | 1320 | 831
09.01. | 12 | 1320 | 831
09.01. | 13 | 1320 | 831
09.01. | 14 | 1320 | 831
09.01. | 15 | 1320 | 831
09.01. | 16 | 1320 | 831
09.01. | 17 | 1320 | 831
09.01. | 18 | 1320 | 831
09.01. | 19 | 1320 | 831
09.01. | 20 | 1320 | 831
09.01. | 21 | 1320 | 831
09.01. | 22 | 1320 | 831
09.01. | 23 | 1320 | 831
09.01. | 24 | 1320 | 831
10.01. | 1 | 1320 | 831
10.01. | 2 | 1320 | 831
10.01. | 3 | 1320 | 831
10.01. | 4 | 1320 | 831
10.01. | 5 | 1320 | 831
10.01. | 6 | 1320 | 831
10.01. | 7 | 1320 | 831
10.01. | 8 | 1320 | 831
10.01. | 9 | 1320 | 831
10.01. | 10 | 1320 | 831
10.01. | 11 | 1320 | 831
10.01. | 12 | 1320 | 831
10.01. | 13 | 1320 | 831
10.01. | 14 | 1320 | 831
10.01. | 15 | 1320 | 831
10.01. | 16 | 1320 | 831
10.01. | 17 | 1320 | 831
10.01. | 18 | 1320 | 831
10.01. | 19 | 1320 | 831
10.01. | 20 | 1320 | 831
10.01. | 21 | 1320 | 831
10.01. | 22 | 1320 | 831
10.01. | 23 | 1320 | 831
10.01. | 24 | 1320 | 831
11.01. | 1 | 1320 | 831
11.01. | 2 | 1320 | 831
11.01. | 3 | 1320 | 831
11.01. | 4 | 1320 | 831
11.01. | 5 | 1320 | 831
11.01. | 6 | 1320 | 831
11.01. | 7 | 1320 | 831
11.01. | 8 | 1320 | 831
11.01. | 9 | 1320 | 831
11.01. | 10 | 1320 | 831
11.01. | 11 | 1320 | 831
11.01. | 12 | 1320 | 831
11.01. | 13 | 1320 | 831
11.01. | 14 | 1320 | 831
11.01. | 15 | 1320 | 831
11.01. | 16 | 1320 | 831
11.01. | 17 | 1320 | 831
11.01. | 18 | 1320 | 831
11.01. | 19 | 1320 | 831
11.01. | 20 | 1320 | 831
11.01. | 21 | 1320 | 831
11.01. | 22 | 1320 | 831
11.01. | 23 | 1320 | 831
11.01. | 24 | 1320 | 831
12.01. | 1 | 1320 | 831
12.01. | 2 | 1320 | 831
12.01. | 3 | 1320 | 831
12.01. | 4 | 1320 | 831
12.01. | 5 | 1320 | 831
12.01. | 6 | 1320 | 831
12.01. | 7 | 1320 | 831
12.01. | 8 | 1320 | 831
12.01. | 9 | 1320 | 831
12.01. | 10 | 1320 | 831
12.01. | 11 | 1320 | 831
12.01. | 12 | 1320 | 831
12.01. | 13 | 1320 | 831
12.01. | 14 | 1320 | 831
12.01. | 15 | 1320 | 831
12.01. | 16 | 1320 | 831
12.01. | 17 | 1320 | 831
12.01. | 18 | 1320 | 831
12.01. | 19 | 1320 | 831
12.01. | 20 | 1320 | 831
12.01. | 21 | 1320 | 831
12.01. | 22 | 1320 | 831
12.01. | 23 | 1320 | 831
12.01. | 24 | 1320 | 831
13.01. | 1 | 1320 | 831
13.01. | 2 | 1320 | 831
13.01. | 3 | 1320 | 831
13.01. | 4 | 1320 | 831
13.01. | 5 | 1320 | 831
13.01. | 6 | 1320 | 831
13.01. | 7 | 1320 | 831
13.01. | 8 | 1320 | 831
13.01. | 9 | 1320 | 831
13.01. | 10 | 1320 | 831
13.01. | 11 | 1320 | 831
13.01. | 12 | 1320 | 831
13.01. | 13 | 1320 | 831
13.01. | 14 | 1320 | 831
13.01. | 15 | 1320 | 831
13.01. | 16 | 1320 | 831
13.01. | 17 | 1320 | 831
13.01. | 18 | 1320 | 831
13.01. | 19 | 1320 | 831
13.01. | 20 | 1320 | 831
13.01. | 21 | 1320 | 831
13.01. | 22 | 1320 | 831
13.01. | 23 | 1320 | 831
13.01. | 24 | 1320 | 831
14.01. | 1 | 1320 | 831
14.01. | 2 | 1320 | 831
14.01. | 3 | 1320 | 831
14.01. | 4 | 1320 | 831
14.01. | 5 | 1320 | 831
14.01. | 6 | 1320 | 831
14.01. | 7 | 1320 | 831
14.01. | 8 | 1320 | 831
14.01. | 9 | 1320 | 831
14.01. | 10 | 1320 | 831
14.01. | 11 | 1320 | 831
14.01. | 12 | 1320 | 831
14.01. | 13 | 1320 | 831
14.01. | 14 | 1320 | 831
14.01. | 15 | 1320 | 831
14.01. | 16 | 1320 | 831
14.01. | 17 | 1320 | 831
14.01. | 18 | 1320 | 831
14.01. | 19 | 1320 | 831
14.01. | 20 | 1320 | 831
14.01. | 21 | 1320 | 831
14.01. | 22 | 1320 | 831
14.01. | 23 | 1320 | 831
14.01. | 24 | 1320 | 831
15.01. | 1 | 1320 | 831
15.01. | 2 | 1320 | 831
15.01. | 3 | 1320 | 831
15.01. | 4 | 1320 | 831
15.01. | 5 | 1320 | 831
15.01. | 6 | 1320 | 831
15.01. | 7 | 1320 | 831
15.01. | 8 | 1320 | 831
15.01. | 9 | 1320 | 831
15.01. | 10 | 1320 | 831
15.01. | 11 | 1320 | 831
15.01. | 12 | 1320 | 831
15.01. | 13 | 1320 | 831
15.01. | 14 | 1320 | 831
15.01. | 15 | 1320 | 831
15.01. | 16 | 1320 | 831
15.01. | 17 | 1320 | 831
15.01. | 18 | 1320 | 831
15.01. | 19 | 1320 | 831
15.01. | 20 | 1320 | 831
15.01. | 21 | 1320 | 831
15.01. | 22 | 1320 | 831
15.01. | 23 | 1320 | 831
15.01. | 24 | 1320 | 831
16.01. | 1 | 1320 | 831
16.01. | 2 | 1320 | 831
16.01. | 3 | 1320 | 831
16.01. | 4 | 1320 | 831
16.01. | 5 | 1320 | 831
16.01. | 6 | 1320 | 831
16.01. | 7 | 1320 | 831
16.01. | 8 | 1320 | 831
16.01. | 9 | 1320 | 831
16.01. | 10 | 1320 | 831
16.01. | 11 | 1320 | 831
16.01. | 12 | 1320 | 831
16.01. | 13 | 1320 | 831
16.01. | 14 | 1320 | 831
16.01. | 15 | 1320 | 831
16.01. | 16 | 1320 | 831
16.01. | 17 | 1320 | 831
16.01. | 18 | 1320 | 831
16.01. | 19 | 1320 | 831
16.01. | 20 | 1320 | 831
16.01. | 21 | 1320 | 831
16.01. | 22 | 1320 | 831
16.01. | 23 | 1320 | 831
16.01. | 24 | 1320 | 831
17.01. | 1 | 1320 | 831
17.01. | 2 | 1320 | 831
17.01. | 3 | 1320 | 831
17.01. | 4 | 1320 | 831
17.01. | 5 | 1320 | 831
17.01. | 6 | 1320 | 831
17.01. | 7 | 1320 | 831
17.01. | 8 | 1320 | 831
17.01. | 9 | 1320 | 831
17.01. | 10 | 1320 | 831
17.01. | 11 | 1320 | 831
17.01. | 12 | 1320 | 831
17.01. | 13 | 1320 | 831
17.01. | 14 | 1320 | 831
17.01. | 15 | 1320 | 831
17.01. | 16 | 1320 | 831
17.01. | 17 | 1320 | 831
17.01. | 18 | 1320 | 831
17.01. | 19 | 1320 | 831
17.01. | 20 | 1320 | 831
17.01. | 21 | 1320 | 831
17.01. | 22 | 1320 | 831
17.01. | 23 | 1320 | 831
17.01. | 24 | 1320 | 831
18.01. | 1 | 1320 | 831
18.01. | 2 | 1320 | 831
18.01. | 3 | 1320 | 831
18.01. | 4 | 1320 | 831
18.01. | 5 | 1320 | 831
18.01. | 6 | 1320 | 831
18.01. | 7 | 1320 | 831
18.01. | 8 | 1320 | 831
18.01. | 9 | 1320 | 831
18.01. | 10 | 1320 | 831
18.01. | 11 | 1320 | 831
18.01. | 12 | 1320 | 831
18.01. | 13 | 1320 | 831
18.01. | 14 | 1320 | 831
18.01. | 15 | 1320 | 831
18.01. | 16 | 1320 | 831
18.01. | 17 | 1320 | 831
18.01. | 18 | 1320 | 831
18.01. | 19 | 1320 | 831
18.01. | 20 | 1320 | 831
18.01. | 21 | 1320 | 831
18.01. | 22 | 1320 | 831
18.01. | 23 | 1320 | 831
18.01. | 24 | 1320 | 831
19.01. | 1 | 1320 | 831
19.01. | 2 | 1320 | 831
19.01. | 3 | 1320 | 831
19.01. | 4 | 1320 | 831
19.01. | 5 | 1320 | 831
19.01. | 6 | 1320 | 831
19.01. | 7 | 1320 | 831
19.01. | 8 | 1320 | 831
19.01. | 9 | 1320 | 831
19.01. | 10 | 1320 | 831
19.01. | 11 | 1320 | 831
19.01. | 12 | 1320 | 831
19.01. | 13 | 1320 | 831
19.01. | 14 | 1320 | 831
19.01. | 15 | 1320 | 831
19.01. | 16 | 1320 | 831
19.01. | 17 | 1320 | 831
19.01. | 18 | 1320 | 831
19.01. | 19 | 1320 | 831
19.01. | 20 | 1320 | 831
19.01. | 21 | 1320 | 831
19.01. | 22 | 1320 | 831
19.01. | 23 | 1320 | 831
19.01. | 24 | 1320 | 831
20.01. | 1 | 1320 | 831
20.01. | 2 | 1320 | 831
20.01. | 3 | 1320 | 831
20.01. | 4 | 1320 | 831
20.01. | 5 | 1320 | 831
20.01. | 6 | 1320 | 831
20.01. | 7 | 1320 | 831
20.01. | 8 | 1320 | 831
20.01. | 9 | 1320 | 831
20.01. | 10 | 1320 | 831
20.01. | 11 | 1320 | 831
20.01. | 12 | 1320 | 831
20.01. | 13 | 1320 | 831
20.01. | 14 | 1320 | 831
20.01. | 15 | 1320 | 831
20.01. | 16 | 1320 | 831
20.01. | 17 | 1320 | 831
20.01. | 18 | 1320 | 831
20.01. | 19 | 1320 | 831
20.01. | 20 | 1320 | 831
20.01. | 21 | 1320 | 831
20.01. | 22 | 1320 | 831
20.01. | 23 | 1320 | 831
20.01. | 24 | 1320 | 831
21.01. | 1 | 1320 | 831
21.01. | 2 | 1320 | 831
21.01. | 3 | 1320 | 831
21.01. | 4 | 1320 | 831
21.01. | 5 | 1320 | 831
21.01. | 6 | 1320 | 831
21.01. | 7 | 1320 | 831
21.01. | 8 | 1320 | 831
21.01. | 9 | 1320 | 831
21.01. | 10 | 1320 | 831
21.01. | 11 | 1320 | 831
21.01. | 12 | 1320 | 831
21.01. | 13 | 1320 | 831
21.01. | 14 | 1320 | 831
21.01. | 15 | 1320 | 831
21.01. | 16 | 1320 | 831
21.01. | 17 | 1320 | 831
21.01. | 18 | 1320 | 831
21.01. | 19 | 1320 | 831
21.01. | 20 | 1320 | 831
21.01. | 21 | 1320 | 831
21.01. | 22 | 1320 | 831
21.01. | 23 | 1320 | 831
21.01. | 24 | 1320 | 831
22.01. | 1 | 1320 | 831
22.01. | 2 | 1320 | 831
22.01. | 3 | 1320 | 831
22.01. | 4 | 1320 | 831
22.01. | 5 | 1320 | 831
22.01. | 6 | 1320 | 831
22.01. | 7 | 1320 | 831
22.01. | 8 | 1320 | 831
22.01. | 9 | 1320 | 831
22.01. | 10 | 1320 | 831
22.01. | 11 | 1320 | 831
22.01. | 12 | 1320 | 831
22.01. | 13 | 1320 | 831
22.01. | 14 | 1320 | 831
22.01. | 15 | 1320 | 831
22.01. | 16 | 1320 | 831
22.01. | 17 | 1320 | 831
22.01. | 18 | 1320 | 831
22.01. | 19 | 1320 | 831
22.01. | 20 | 1320 | 831
22.01. | 21 | 1320 | 831
22.01. | 22 | 1320 | 831
22.01. | 23 | 1320 | 831
22.01. | 24 | 1320 | 831
23.01. | 1 | 1320 | 831
23.01. | 2 | 1320 | 831
23.01. | 3 | 1320 | 831
23.01. | 4 | 1320 | 831
23.01. | 5 | 1320 | 831
23.01. | 6 | 1320 | 831
23.01. | 7 | 1320 | 831
23.01. | 8 | 1320 | 831
23.01. | 9 | 1320 | 831
23.01. | 10 | 1320 | 831
23.01. | 11 | 1320 | 831
23.01. | 12 | 1320 | 831
23.01. | 13 | 1320 | 831
23.01. | 14 | 1320 | 831
23.01. | 15 | 1320 | 831
23.01. | 16 | 1320 | 831
23.01. | 17 | 1320 | 831
23.01. | 18 | 1320 | 831
23.01. | 19 | 1320 | 831
23.01. | 20 | 1320 | 831
23.01. | 21 | 1320 | 831
23.01. | 22 | 1320 | 831
23.01. | 23 | 1320 | 831
23.01. | 24 | 1320 | 831
24.01. | 1 | 1320 | 831
24.01. | 2 | 1320 | 831
24.01. | 3 | 1320 | 831
24.01. | 4 | 1320 | 831
24.01. | 5 | 1320 | 831
24.01. | 6 | 1320 | 831
24.01. | 7 | 1320 | 831
24.01. | 8 | 1320 | 831
24.01. | 9 | 1320 | 831
24.01. | 10 | 1320 | 831
24.01. | 11 | 1320 | 831
24.01. | 12 | 1320 | 831
24.01. | 13 | 1320 | 831
24.01. | 14 | 1320 | 831
24.01. | 15 | 1320 | 831
24.01. | 16 | 1320 | 831
24.01. | 17 | 1320 | 831
24.01. | 18 | 1320 | 831
24.01. | 19 | 1320 | 831
24.01. | 20 | 1320 | 831
24.01. | 21 | 1320 | 831
24.01. | 22 | 1320 | 831
24.01. | 23 | 1320 | 831
24.01. | 24 | 1320 | 831
25.01. | 1 | 1320 | 831
25.01. | 2 | 1320 | 831
25.01. | 3 | 1320 | 831
25.01. | 4 | 1320 | 831
25.01. | 5 | 1320 | 831
25.01. | 6 | 1320 | 831
25.01. | 7 | 1320 | 831
25.01. | 8 | 1320 | 831
25.01. | 9 | 1320 | 831
25.01. | 10 | 1320 | 831
25.01. | 11 | 1320 | 831
25.01. | 12 | 1320 | 831
25.01. | 13 | 1320 | 831
25.01. | 14 | 1320 | 831
25.01. | 15 | 1320 | 831
25.01. | 16 | 1320 | 831
25.01. | 17 | 1320 | 831
25.01. | 18 | 1320 | 831
25.01. | 19 | 1320 | 831
25.01. | 20 | 1320 | 831
25.01. | 21 | 1320 | 831
25.01. | 22 | 1320 | 831
25.01. | 23 | 1320 | 831
25.01. | 24 | 1320 | 831
26.01. | 1 | 1320 | 831
26.01. | 2 | 1320 | 831
26.01. | 3 | 1320 | 831
26.01. | 4 | 1320 | 831
26.01. | 5 | 1320 | 831
26.01. | 6 | 1320 | 831
26.01. | 7 | 1320 | 831
26.01. | 8 | 1320 | 831
26.01. | 9 | 1320 | 831
26.01. | 10 | 1320 | 831
26.01. | 11 | 1320 | 831
26.01. | 12 | 1320 | 831
26.01. | 13 | 1320 | 831
26.01. | 14 | 1320 | 831
26.01. | 15 | 1320 | 831
26.01. | 16 | 1320 | 831
26.01. | 17 | 1320 | 831
26.01. | 18 | 1320 | 831
26.01. | 19 | 1320 | 831
26.01. | 20 | 1320 | 831
26.01. | 21 | 1320 | 831
26.01. | 22 | 1320 | 831
26.01. | 23 | 1320 | 831
26.01. | 24 | 1320 | 831
27.01. | 1 | 1320 | 831
27.01. | 2 | 1320 | 831
27.01. | 3 | 1320 | 831
27.01. | 4 | 1320 | 831
27.01. | 5 | 1320 | 831
27.01. | 6 | 1320 | 831
27.01. | 7 | 1320 | 831
27.01. | 8 | 1320 | 831
27.01. | 9 | 1320 | 831
27.01. | 10 | 1320 | 831
27.01. | 11 | 1320 | 831
27.01. | 12 | 1320 | 831
27.01. | 13 | 1320 | 831
27.01. | 14 | 1320 | 831
27.01. | 15 | 1320 | 831
27.01. | 16 | 1320 | 831
27.01. | 17 | 1320 | 831
27.01. | 18 | 1320 | 831
27.01. | 19 | 1320 | 831
27.01. | 20 | 1320 | 831
27.01. | 21 | 1320 | 831
27.01. | 22 | 1320 | 831
27.01. | 23 | 1320 | 831
27.01. | 24 | 1320 | 831
28.01. | 1 | 1320 | 831
28.01. | 2 | 1320 | 831
28.01. | 3 | 1320 | 831
28.01. | 4 | 1320 | 831
28.01. | 5 | 1320 | 831
28.01. | 6 | 1320 | 831
28.01. | 7 | 1320 | 831
28.01. | 8 | 1320 | 831
28.01. | 9 | 1320 | 831
28.01. | 10 | 1320 | 831
28.01. | 11 | 1320 | 831
28.01. | 12 | 1320 | 831
28.01. | 13 | 1320 | 831
28.01. | 14 | 1320 | 831
28.01. | 15 | 1320 | 831
28.01. | 16 | 1320 | 831
28.01. | 17 | 1320 | 831
28.01. | 18 | 1320 | 831
28.01. | 19 | 1320 | 831
28.01. | 20 | 1320 | 831
28.01. | 21 | 1320 | 831
28.01. | 22 | 1320 | 831
28.01. | 23 | 1320 | 831
28.01. | 24 | 1320 | 831
29.01. | 1 | 1320 | 831
29.01. | 2 | 1320 | 831
29.01. | 3 | 1320 | 831
29.01. | 4 | 1320 | 831
29.01. | 5 | 1320 | 831
29.01. | 6 | 1320 | 831
29.01. | 7 | 1320 | 831
29.01. | 8 | 1320 | 831
29.01. | 9 | 1320 | 831
29.01. | 10 | 1320 | 831
29.01. | 11 | 1320 | 831
29.01. | 12 | 1320 | 831
29.01. | 13 | 1320 | 831
29.01. | 14 | 1320 | 831
29.01. | 15 | 1320 | 831
29.01. | 16 | 1320 | 831
29.01. | 17 | 1320 | 831
29.01. | 18 | 1320 | 831
29.01. | 19 | 1320 | 831
29.01. | 20 | 1320 | 831
29.01. | 21 | 1320 | 831
29.01. | 22 | 1320 | 831
29.01. | 23 | 1320 | 831
29.01. | 24 | 1320 | 831
30.01. | 1 | 1320 | 831
30.01. | 2 | 1320 | 831
30.01. | 3 | 1320 | 831
30.01. | 4 | 1320 | 831
30.01. | 5 | 1320 | 831
30.01. | 6 | 1320 | 831
30.01. | 7 | 1320 | 831
30.01. | 8 | 1320 | 831
30.01. | 9 | 1320 | 831
30.01. | 10 | 1320 | 831
30.01. | 11 | 1320 | 831
30.01. | 12 | 1320 | 831
30.01. | 13 | 1320 | 831
30.01. | 14 | 1320 | 831
30.01. | 15 | 1320 | 831
30.01. | 16 | 1320 | 831
30.01. | 17 | 1320 | 831
30.01. | 18 | 1320 | 831
30.01. | 19 | 1320 | 831
30.01. | 20 | 1320 | 831
30.01. | 21 | 1320 | 831
30.01. | 22 | 1320 | 831
30.01. | 23 | 1320 | 831
30.01. | 24 | 1320 | 831
31.01. | 1 | 1320 | 831
31.01. | 2 | 1320 | 831
31.01. | 3 | 1320 | 831
31.01. | 4 | 1320 | 831
31.01. | 5 | 1320 | 831
31.01. | 6 | 1320 | 831
31.01. | 7 | 1320 | 831
31.01. | 8 | 1320 | 831
31.01. | 9 | 1320 | 831
31.01. | 10 | 1320 | 831
31.01. | 11 | 1320 | 831
31.01. | 12 | 1320 | 831
31.01. | 13 | 1320 | 831
31.01. | 14 | 1320 | 831
31.01. | 15 | 1320 | 831
31.01. | 16 | 1320 | 831
31.01. | 17 | 1320 | 831
31.01. | 18 | 1320 | 831
31.01. | 19 | 1320 | 831
31.01. | 20 | 1320 | 831
31.01. | 21 | 1320 | 831
31.01. | 22 | 1320 | 831
31.01. | 23 | 1320 | 831
31.01. | 24 | 1320 | 831
01.02. | 1 | 1320 | 831
01.02. | 2 | 1320 | 831
01.02. | 3 | 1320 | 831
01.02. | 4 | 1320 | 831
01.02. | 5 | 1320 | 831
01.02. | 6 | 1320 | 831
01.02. | 7 | 1320 | 831
01.02. | 8 | 1320 | 831
01.02. | 9 | 1320 | 831
01.02. | 10 | 1320 | 831
01.02. | 11 | 1320 | 831
01.02. | 12 | 1320 | 831
01.02. | 13 | 1320 | 831
01.02. | 14 | 1320 | 831
01.02. | 15 | 1320 | 831
01.02. | 16 | 1320 | 831
01.02. | 17 | 1320 | 831
01.02. | 18 | 1320 | 831
01.02. | 19 | 1320 | 831
01.02. | 20 | 1320 | 831
01.02. | 21 | 1320 | 831
01.02. | 22 | 1320 | 831
01.02. | 23 | 1320 | 831
01.02. | 24 | 1320 | 831
02.02. | 1 | 1320 | 831
02.02. | 2 | 1320 | 831
02.02. | 3 | 1320 | 831
02.02. | 4 | 1320 | 831
02.02. | 5 | 1320 | 831
02.02. | 6 | 1320 | 831
02.02. | 7 | 1320 | 831
02.02. | 8 | 1320 | 831
02.02. | 9 | 1320 | 831
02.02. | 10 | 1320 | 831
02.02. | 11 | 1320 | 831
02.02. | 12 | 1320 | 831
02.02. | 13 | 1320 | 831
02.02. | 14 | 1320 | 831
02.02. | 15 | 1320 | 831
02.02. | 16 | 1320 | 831
02.02. | 17 | 1320 | 831
02.02. | 18 | 1320 | 831
02.02. | 19 | 1320 | 831
02.02. | 20 | 1320 | 831
02.02. | 21 | 1320 | 831
02.02. | 22 | 1320 | 831
02.02. | 23 | 1320 | 831
02.02. | 24 | 1320 | 831
03.02. | 1 | 1320 | 831
03.02. | 2 | 1320 | 831
03.02. | 3 | 1320 | 831
03.02. | 4 | 1320 | 831
03.02. | 5 | 1320 | 831
03.02. | 6 | 1320 | 831
03.02. | 7 | 1320 | 831
03.02. | 8 | 1320 | 831
03.02. | 9 | 1320 | 831
03.02. | 10 | 1320 | 831
03.02. | 11 | 1320 | 831
03.02. | 12 | 1320 | 831
03.02. | 13 | 1320 | 831
03.02. | 14 | 1320 | 831
03.02. | 15 | 1320 | 831
03.02. | 16 | 1320 | 831
03.02. | 17 | 1320 | 831
03.02. | 18 | 1320 | 831
03.02. | 19 | 1320 | 831
03.02. | 20 | 1320 | 831
03.02. | 21 | 1320 | 831
03.02. | 22 | 1320 | 831
03.02. | 23 | 1320 | 831
03.02. | 24 | 1320 | 831
04.02. | 1 | 1320 | 831
04.02. | 2 | 1320 | 831
04.02. | 3 | 1320 | 831
04.02. | 4 | 1320 | 831
04.02. | 5 | 1320 | 831
04.02. | 6 | 1320 | 831
04.02. | 7 | 1320 | 831
04.02. | 8 | 1320 | 831
04.02. | 9 | 1320 | 831
04.02. | 10 | 1320 | 831
04.02. | 11 | 1320 | 831
04.02. | 12 | 1320 | 831
04.02. | 13 | 1320 | 831
04.02. | 14 | 1320 | 831
04.02. | 15 | 1320 | 831
04.02. | 16 | 1320 | 831
04.02. | 17 | 1320 | 831
04.02. | 18 | 1320 | 831
04.02. | 19 | 1320 | 831
04.02. | 20 | 1320 | 831
04.02. | 21 | 1320 | 831
04.02. | 22 | 1320 | 831
04.02. | 23 | 1320 | 831
04.02. | 24 | 1320 | 831
05.02. | 1 | 1320 | 831
05.02. | 2 | 1320 | 831
05.02. | 3 | 1320 | 831
05.02. | 4 | 1320 | 831
05.02. | 5 | 1320 | 831
05.02. | 6 | 1320 | 831
05.02. | 7 | 1320 | 831
05.02. | 8 | 1320 | 831
05.02. | 9 | 1320 | 831
05.02. | 10 | 1320 | 831
05.02. | 11 | 1320 | 831
05.02. | 12 | 1320 | 831
05.02. | 13 | 1320 | 831
05.02. | 14 | 1320 | 831
05.02. | 15 | 1320 | 831
05.02. | 16 | 1320 | 831
05.02. | 17 | 1320 | 831
05.02. | 18 | 1320 | 831
05.02. | 19 | 1320 | 831
05.02. | 20 | 1320 | 831
05.02. | 21 | 1320 | 831
05.02. | 22 | 1320 | 831
05.02. | 23 | 1320 | 831
05.02. | 24 | 1320 | 831
06.02. | 1 | 1320 | 831
06.02. | 2 | 1320 | 831
06.02. | 3 | 1320 | 831
06.02. | 4 | 1320 | 831
06.02. | 5 | 1320 | 831
06.02. | 6 | 1320 | 831
06.02. | 7 | 1320 | 831
06.02. | 8 | 1320 | 831
06.02. | 9 | 1320 | 831
06.02. | 10 | 1320 | 831
06.02. | 11 | 1320 | 831
06.02. | 12 | 1320 | 831
06.02. | 13 | 1320 | 831
06.02. | 14 | 1320 | 831
06.02. | 15 | 1320 | 831
06.02. | 16 | 1320 | 831
06.02. | 17 | 1320 | 831
06.02. | 18 | 1320 | 831
06.02. | 19 | 1320 | 831
06.02. | 20 | 1320 | 831
06.02. | 21 | 1320 | 831
06.02. | 22 | 1320 | 831
06.02. | 23 | 1320 | 831
06.02. | 24 | 1320 | 831
07.02. | 1 | 1320 | 831
07.02. | 2 | 1320 | 831
07.02. | 3 | 1320 | 831
07.02. | 4 | 1320 | 831
07.02. | 5 | 1320 | 831
07.02. | 6 | 1320 | 831
07.02. | 7 | 1320 | 831
07.02. | 8 | 1320 | 831
07.02. | 9 | 1320 | 831
07.02. | 10 | 1320 | 831
07.02. | 11 | 1320 | 831
07.02. | 12 | 1320 | 831
07.02. | 13 | 1320 | 831
07.02. | 14 | 1320 | 831
07.02. | 15 | 1320 | 831
07.02. | 16 | 1320 | 831
07.02. | 17 | 1320 | 831
07.02. | 18 | 1320 | 831
07.02. | 19 | 1320 | 831
07.02. | 20 | 1320 | 831
07.02. | 21 | 1320 | 831
07.02. | 22 | 1320 | 831
07.02. | 23 | 1320 | 831
07.02. | 24 | 1320 | 831
08.02. | 1 | 1320 | 831
08.02. | 2 | 1320 | 831
08.02. | 3 | 1320 | 831
08.02. | 4 | 1320 | 831
08.02. | 5 | 1320 | 831
08.02. | 6 | 1320 | 831
08.02. | 7 | 1320 | 831
08.02. | 8 | 1320 | 831
08.02. | 9 | 1320 | 831
08.02. | 10 | 1320 | 831
08.02. | 11 | 1320 | 831
08.02. | 12 | 1320 | 831
08.02. | 13 | 1320 | 831
08.02. | 14 | 1320 | 831
08.02. | 15 | 1320 | 831
08.02. | 16 | 1320 | 831
08.02. | 17 | 1320 | 831
08.02. | 18 | 1320 | 831
08.02. | 19 | 1320 | 831
08.02. | 20 | 1320 | 831
08.02. | 21 | 1320 | 831
08.02. | 22 | 1320 | 831
08.02. | 23 | 1320 | 831
08.02. | 24 | 1320 | 831
09.02. | 1 | 1320 | 831
09.02. | 2 | 1320 | 831
09.02. | 3 | 1320 | 831
09.02. | 4 | 1320 | 831
09.02. | 5 | 1320 | 831
09.02. | 6 | 1320 | 831
09.02. | 7 | 1320 | 831
09.02. | 8 | 1320 | 831
09.02. | 9 | 1320 | 831
09.02. | 10 | 1320 | 831
09.02. | 11 | 1320 | 831
09.02. | 12 | 1320 | 831
09.02. | 13 | 1320 | 831
09.02. | 14 | 1320 | 831
09.02. | 15 | 1320 | 831
09.02. | 16 | 1320 | 831
09.02. | 17 | 1320 | 831
09.02. | 18 | 1320 | 831
09.02. | 19 | 1320 | 831
09.02. | 20 | 1320 | 831
09.02. | 21 | 1320 | 831
09.02. | 22 | 1320 | 831
09.02. | 23 | 1320 | 831
09.02. | 24 | 1320 | 831
10.02. | 1 | 1320 | 831
10.02. | 2 | 1320 | 831
10.02. | 3 | 1320 | 831
10.02. | 4 | 1320 | 831
10.02. | 5 | 1320 | 831
10.02. | 6 | 1320 | 831
10.02. | 7 | 1320 | 831
10.02. | 8 | 1320 | 831
10.02. | 9 | 1320 | 831
10.02. | 10 | 1320 | 831
10.02. | 11 | 1320 | 831
10.02. | 12 | 1320 | 831
10.02. | 13 | 1320 | 831
10.02. | 14 | 1320 | 831
10.02. | 15 | 1320 | 831
10.02. | 16 | 1320 | 831
10.02. | 17 | 1320 | 831
10.02. | 18 | 1320 | 831
10.02. | 19 | 1320 | 831
10.02. | 20 | 1320 | 831
10.02. | 21 | 1320 | 831
10.02. | 22 | 1320 | 831
10.02. | 23 | 1320 | 831
10.02. | 24 | 1320 | 831
11.02. | 1 | 1320 | 831
11.02. | 2 | 1320 | 831
11.02. | 3 | 1320 | 831
11.02. | 4 | 1320 | 831
11.02. | 5 | 1320 | 831
11.02. | 6 | 1320 | 831
11.02. | 7 | 1320 | 831
11.02. | 8 | 1320 | 831
11.02. | 9 | 1320 | 831
11.02. | 10 | 1320 | 831
11.02. | 11 | 1320 | 831
11.02. | 12 | 1320 | 831
11.02. | 13 | 1320 | 831
11.02. | 14 | 1320 | 831
11.02. | 15 | 1320 | 831
11.02. | 16 | 1320 | 831
11.02. | 17 | 1320 | 831
11.02. | 18 | 1320 | 831
11.02. | 19 | 1320 | 831
11.02. | 20 | 1320 | 831
11.02. | 21 | 1320 | 831
11.02. | 22 | 1320 | 831
11.02. | 23 | 1320 | 831
11.02. | 24 | 1320 | 831
12.02. | 1 | 1320 | 831
12.02. | 2 | 1320 | 831
12.02. | 3 | 1320 | 831
12.02. | 4 | 1320 | 831
12.02. | 5 | 1320 | 831
12.02. | 6 | 1320 | 831
12.02. | 7 | 1320 | 831
12.02. | 8 | 1320 | 831
12.02. | 9 | 1320 | 831
12.02. | 10 | 1320 | 831
12.02. | 11 | 1320 | 831
12.02. | 12 | 1320 | 831
12.02. | 13 | 1320 | 831
12.02. | 14 | 1320 | 831
12.02. | 15 | 1320 | 831
12.02. | 16 | 1320 | 831
12.02. | 17 | 1320 | 831
12.02. | 18 | 1320 | 831
12.02. | 19 | 1320 | 831
12.02. | 20 | 1320 | 831
12.02. | 21 | 1320 | 831
12.02. | 22 | 1320 | 831
12.02. | 23 | 1320 | 831
12.02. | 24 | 1320 | 831
13.02. | 1 | 1320 | 831
13.02. | 2 | 1320 | 831
13.02. | 3 | 1320 | 831
13.02. | 4 | 1320 | 831
13.02. | 5 | 1320 | 831
13.02. | 6 | 1320 | 831
13.02. | 7 | 1320 | 831
13.02. | 8 | 1320 | 831
13.02. | 9 | 1320 | 831
13.02. | 10 | 1320 | 831
13.02. | 11 | 1320 | 831
13.02. | 12 | 1320 | 831
13.02. | 13 | 1320 | 831
13.02. | 14 | 1320 | 831
13.02. | 15 | 1320 | 831
13.02. | 16 | 1320 | 831
13.02. | 17 | 1320 | 831
13.02. | 18 | 1320 | 831
13.02. | 19 | 1320 | 831
13.02. | 20 | 1320 | 831
13.02. | 21 | 1320 | 831
13.02. | 22 | 1320 | 831
13.02. | 23 | 1320 | 831
13.02. | 24 | 1320 | 831
14.02. | 1 | 1320 | 831
14.02. | 2 | 1320 | 831
14.02. | 3 | 1320 | 831
14.02. | 4 | 1320 | 831
14.02. | 5 | 1320 | 831
14.02. | 6 | 1320 | 831
14.02. | 7 | 1320 | 831
14.02. | 8 | 1320 | 831
14.02. | 9 | 1320 | 831
14.02. | 10 | 1320 | 831
14.02. | 11 | 1320 | 831
14.02. | 12 | 1320 | 831
14.02. | 13 | 1320 | 831
14.02. | 14 | 1320 | 831
14.02. | 15 | 1320 | 831
14.02. | 16 | 1320 | 831
14.02. | 17 | 1320 | 831
14.02. | 18 | 1320 | 831
14.02. | 19 | 1320 | 831
14.02. | 20 | 1320 | 831
14.02. | 21 | 1320 | 831
14.02. | 22 | 1320 | 831
14.02. | 23 | 1320 | 831
14.02. | 24 | 1320 | 831
15.02. | 1 | 1320 | 831
15.02. | 2 | 1320 | 831
15.02. | 3 | 1320 | 831
15.02. | 4 | 1320 | 831
15.02. | 5 | 1320 | 831
15.02. | 6 | 1320 | 831
15.02. | 7 | 1320 | 831
15.02. | 8 | 1320 | 831
15.02. | 9 | 1320 | 831
15.02. | 10 | 1320 | 831
15.02. | 11 | 1320 | 831
15.02. | 12 | 1320 | 831
15.02. | 13 | 1320 | 831
15.02. | 14 | 1320 | 831
15.02. | 15 | 1320 | 831
15.02. | 16 | 1320 | 831
15.02. | 17 | 1320 | 831
15.02. | 18 | 1320 | 831
15.02. | 19 | 1320 | 831
15.02. | 20 | 1320 | 831
15.02. | 21 | 1320 | 831
15.02. | 22 | 1320 | 831
15.02. | 23 | 1320 | 831
15.02. | 24 | 1320 | 831
16.02. | 1 | 1320 | 831
16.02. | 2 | 1320 | 831
16.02. | 3 | 1320 | 831
16.02. | 4 | 1320 | 831
16.02. | 5 | 1320 | 831
16.02. | 6 | 1320 | 831
16.02. | 7 | 1320 | 831
16.02. | 8 | 1320 | 831
16.02. | 9 | 1320 | 831
16.02. | 10 | 1320 | 831
16.02. | 11 | 1320 | 831
16.02. | 12 | 1320 | 831
16.02. | 13 | 1320 | 831
16.02. | 14 | 1320 | 831
16.02. | 15 | 1320 | 831
16.02. | 16 | 1320 | 831
16.02. | 17 | 1320 | 831
16.02. | 18 | 1320 | 831
16.02. | 19 | 1320 | 831
16.02. | 20 | 1320 | 831
16.02. | 21 | 1320 | 831
16.02. | 22 | 1320 | 831
16.02. | 23 | 1320 | 831
16.02. | 24 | 1320 | 831
17.02. | 1 | 1320 | 831
17.02. | 2 | 1320 | 831
17.02. | 3 | 1320 | 831
17.02. | 4 | 1320 | 831
17.02. | 5 | 1320 | 831
17.02. | 6 | 1320 | 831
17.02. | 7 | 1320 | 831
17.02. | 8 | 1320 | 831
17.02. | 9 | 1320 | 831
17.02. | 10 | 1320 | 831
17.02. | 11 | 1320 | 831
17.02. | 12 | 1320 | 831
17.02. | 13 | 1320 | 831
17.02. | 14 | 1320 | 831
17.02. | 15 | 1320 | 831
17.02. | 16 | 1320 | 831
17.02. | 17 | 1320 | 831
17.02. | 18 | 1320 | 831
17.02. | 19 | 1320 | 831
17.02. | 20 | 1320 | 831
17.02. | 21 | 1320 | 831
17.02. | 22 | 1320 | 831
17.02. | 23 | 1320 | 831
17.02. | 24 | 1320 | 831
18.02. | 1 | 1320 | 831
18.02. | 2 | 1320 | 831
18.02. | 3 | 1320 | 831
18.02. | 4 | 1320 | 831
18.02. | 5 | 1320 | 831
18.02. | 6 | 1320 | 831
18.02. | 7 | 1320 | 831
18.02. | 8 | 1320 | 831
18.02. | 9 | 1320 | 831
18.02. | 10 | 1320 | 831
18.02. | 11 | 1320 | 831
18.02. | 12 | 1320 | 831
18.02. | 13 | 1320 | 831
18.02. | 14 | 1320 | 831
18.02. | 15 | 1320 | 831
18.02. | 16 | 1320 | 831
18.02. | 17 | 1320 | 831
18.02. | 18 | 1320 | 831
18.02. | 19 | 1320 | 831
18.02. | 20 | 1320 | 831
18.02. | 21 | 1320 | 831
18.02. | 22 | 1320 | 831
18.02. | 23 | 1320 | 831
18.02. | 24 | 1320 | 831
19.02. | 1 | 1320 | 831
19.02. | 2 | 1320 | 831
19.02. | 3 | 1320 | 831
19.02. | 4 | 1320 | 831
19.02. | 5 | 1320 | 831
19.02. | 6 | 1320 | 831
19.02. | 7 | 1320 | 831
19.02. | 8 | 1320 | 831
19.02. | 9 | 1320 | 831
19.02. | 10 | 1320 | 831
19.02. | 11 | 1320 | 831
19.02. | 12 | 1320 | 831
19.02. | 13 | 1320 | 831
19.02. | 14 | 1320 | 831
19.02. | 15 | 1320 | 831
19.02. | 16 | 1320 | 831
19.02. | 17 | 1320 | 831
19.02. | 18 | 1320 | 831
19.02. | 19 | 1320 | 831
19.02. | 20 | 1320 | 831
19.02. | 21 | 1320 | 831
19.02. | 22 | 1320 | 831
19.02. | 23 | 1320 | 831
19.02. | 24 | 1320 | 831
20.02. | 1 | 1320 | 831
20.02. | 2 | 1320 | 831
20.02. | 3 | 1320 | 831
20.02. | 4 | 1320 | 831
20.02. | 5 | 1320 | 831
20.02. | 6 | 1320 | 831
20.02. | 7 | 1320 | 831
20.02. | 8 | 1320 | 831
20.02. | 9 | 1320 | 831
20.02. | 10 | 1320 | 831
20.02. | 11 | 1320 | 831
20.02. | 12 | 1320 | 831
20.02. | 13 | 1320 | 831
20.02. | 14 | 1320 | 831
20.02. | 15 | 1320 | 831
20.02. | 16 | 1320 | 831
20.02. | 17 | 1320 | 831
20.02. | 18 | 1320 | 831
20.02. | 19 | 1320 | 831
20.02. | 20 | 1320 | 831
20.02. | 21 | 1320 | 831
20.02. | 22 | 1320 | 831
20.02. | 23 | 1320 | 831
20.02. | 24 | 1320 | 831
21.02. | 1 | 1320 | 831
21.02. | 2 | 1320 | 831
21.02. | 3 | 1320 | 831
21.02. | 4 | 1320 | 831
21.02. | 5 | 1320 | 831
21.02. | 6 | 1320 | 831
21.02. | 7 | 1320 | 831
21.02. | 8 | 1320 | 831
21.02. | 9 | 1320 | 831
21.02. | 10 | 1320 | 831
21.02. | 11 | 1320 | 831
21.02. | 12 | 1320 | 831
21.02. | 13 | 1320 | 831
21.02. | 14 | 1320 | 831
21.02. | 15 | 1320 | 831
21.02. | 16 | 1320 | 831
21.02. | 17 | 1320 | 831
21.02. | 18 | 1320 | 831
21.02. | 19 | 1320 | 831
21.02. | 20 | 1320 | 831
21.02. | 21 | 1320 | 831
21.02. | 22 | 1320 | 831
21.02. | 23 | 1320 | 831
21.02. | 24 | 1320 | 831
22.02. | 1 | 1320 | 831
22.02. | 2 | 1320 | 831
22.02. | 3 | 1320 | 831
22.02. | 4 | 1320 | 831
22.02. | 5 | 1320 | 831
22.02. | 6 | 1320 | 831
22.02. | 7 | 1320 | 831
22.02. | 8 | 1320 | 831
22.02. | 9 | 1320 | 831
22.02. | 10 | 1320 | 831
22.02. | 11 | 1320 | 831
22.02. | 12 | 1320 | 831
22.02. | 13 | 1320 | 831
22.02. | 14 | 1320 | 831
22.02. | 15 | 1320 | 831
22.02. | 16 | 1320 | 831
22.02. | 17 | 1320 | 831
22.02. | 18 | 1320 | 831
22.02. | 19 | 1320 | 831
22.02. | 20 | 1320 | 831
22.02. | 21 | 1320 | 831
22.02. | 22 | 1320 | 831
22.02. | 23 | 1320 | 831
22.02. | 24 | 1320 | 831
23.02. | 1 | 1320 | 831
23.02. | 2 | 1320 | 831
23.02. | 3 | 1320 | 831
23.02. | 4 | 1320 | 831
23.02. | 5 | 1320 | 831
23.02. | 6 | 1320 | 831
23.02. | 7 | 1320 | 831
23.02. | 8 | 1320 | 831
23.02. | 9 | 1320 | 831
23.02. | 10 | 1320 | 831
23.02. | 11 | 1320 | 831
23.02. | 12 | 1320 | 831
23.02. | 13 | 1320 | 831
23.02. | 14 | 1320 | 831
23.02. | 15 | 1320 | 831
23.02. | 16 | 1320 | 831
23.02. | 17 | 1320 | 831
23.02. | 18 | 1320 | 831
23.02. | 19 | 1320 | 831
23.02. | 20 | 1320 | 831
23.02. | 21 | 1320 | 831
23.02. | 22 | 1320 | 831
23.02. | 23 | 1320 | 831
23.02. | 24 | 1320 | 831
24.02. | 1 | 1320 | 831
24.02. | 2 | 1320 | 831
24.02. | 3 | 1320 | 831
24.02. | 4 | 1320 | 831
24.02. | 5 | 1320 | 831
24.02. | 6 | 1320 | 831
24.02. | 7 | 1320 | 831
24.02. | 8 | 1320 | 831
24.02. | 9 | 1320 | 831
24.02. | 10 | 1320 | 831
24.02. | 11 | 1320 | 831
24.02. | 12 | 1320 | 831
24.02. | 13 | 1320 | 831
24.02. | 14 | 1320 | 831
24.02. | 15 | 1320 | 831
24.02. | 16 | 1320 | 831
24.02. | 17 | 1320 | 831
24.02. | 18 | 1320 | 831
24.02. | 19 | 1320 | 831
24.02. | 20 | 1320 | 831
24.02. | 21 | 1320 | 831
24.02. | 22 | 1320 | 831
24.02. | 23 | 1320 | 831
24.02. | 24 | 1320 | 831
25.02. | 1 | 1320 | 831
25.02. | 2 | 1320 | 831
25.02. | 3 | 1320 | 831
25.02. | 4 | 1320 | 831
25.02. | 5 | 1320 | 831
25.02. | 6 | 1320 | 831
25.02. | 7 | 1320 | 831
25.02. | 8 | 1320 | 831
25.02. | 9 | 1320 | 831
25.02. | 10 | 1320 | 831
25.02. | 11 | 1320 | 831
25.02. | 12 | 1320 | 831
25.02. | 13 | 1320 | 831
25.02. | 14 | 1320 | 831
25.02. | 15 | 1320 | 831
25.02. | 16 | 1320 | 831
25.02. | 17 | 1320 | 831
25.02. | 18 | 1320 | 831
25.02. | 19 | 1320 | 831
25.02. | 20 | 1320 | 831
25.02. | 21 | 1320 | 831
25.02. | 22 | 1320 | 831
25.02. | 23 | 1320 | 831
25.02. | 24 | 1320 | 831
26.02. | 1 | 1320 | 831
26.02. | 2 | 1320 | 831
26.02. | 3 | 1320 | 831
26.02. | 4 | 1320 | 831
26.02. | 5 | 1320 | 831
26.02. | 6 | 1320 | 831
26.02. | 7 | 1320 | 831
26.02. | 8 | 1320 | 831
26.02. | 9 | 1320 | 831
26.02. | 10 | 1320 | 831
26.02. | 11 | 1320 | 831
26.02. | 12 | 1320 | 831
26.02. | 13 | 1320 | 831
26.02. | 14 | 1320 | 831
26.02. | 15 | 1320 | 831
26.02. | 16 | 1320 | 831
26.02. | 17 | 1320 | 831
26.02. | 18 | 1320 | 831
26.02. | 19 | 1320 | 831
26.02. | 20 | 1320 | 831
26.02. | 21 | 1320 | 831
26.02. | 22 | 1320 | 831
26.02. | 23 | 1320 | 831
26.02. | 24 | 1320 | 831
27.02. | 1 | 1320 | 831
27.02. | 2 | 1320 | 831
27.02. | 3 | 1320 | 831
27.02. | 4 | 1320 | 831
27.02. | 5 | 1320 | 831
27.02. | 6 | 1320 | 831
27.02. | 7 | 1320 | 831
27.02. | 8 | 1320 | 831
27.02. | 9 | 1320 | 831
27.02. | 10 | 1320 | 831
27.02. | 11 | 1320 | 831
27.02. | 12 | 1320 | 831
27.02. | 13 | 1320 | 831
27.02. | 14 | 1320 | 831
27.02. | 15 | 1320 | 831
27.02. | 16 | 1320 | 831
27.02. | 17 | 1320 | 831
27.02. | 18 | 1320 | 831
27.02. | 19 | 1320 | 831
27.02. | 20 | 1320 | 831
27.02. | 21 | 1320 | 831
27.02. | 22 | 1320 | 831
27.02. | 23 | 1320 | 831
27.02. | 24 | 1320 | 831
28.02. | 1 | 1320 | 831
28.02. | 2 | 1320 | 831
28.02. | 3 | 1320 | 831
28.02. | 4 | 1320 | 831
28.02. | 5 | 1320 | 831
28.02. | 6 | 1320 | 831
28.02. | 7 | 1320 | 831
28.02. | 8 | 1320 | 831
28.02. | 9 | 1320 | 831
28.02. | 10 | 1320 | 831
28.02. | 11 | 1320 | 831
28.02. | 12 | 1320 | 831
28.02. | 13 | 1320 | 831
28.02. | 14 | 1320 | 831
28.02. | 15 | 1320 | 831
28.02. | 16 | 1320 | 831
28.02. | 17 | 1320 | 831
28.02. | 18 | 1320 | 831
28.02. | 19 | 1320 | 831
28.02. | 20 | 1320 | 831
28.02. | 21 | 1320 | 831
28.02. | 22 | 1320 | 831
28.02. | 23 | 1320 | 831
28.02. | 24 | 1320 | 831
01.03. | 1 | 1320 | 831
01.03. | 2 | 1320 | 831
01.03. | 3 | 1320 | 831
01.03. | 4 | 1320 | 831
01.03. | 5 | 1320 | 831
01.03. | 6 | 1320 | 831
01.03. | 7 | 1320 | 831
01.03. | 8 | 1320 | 831
01.03. | 9 | 1320 | 831
01.03. | 10 | 1320 | 831
01.03. | 11 | 1320 | 831
01.03. | 12 | 1320 | 831
01.03. | 13 | 1320 | 831
01.03. | 14 | 1320 | 831
01.03. | 15 | 1320 | 831
01.03. | 16 | 1320 | 831
01.03. | 17 | 1320 | 831
01.03. | 18 | 1320 | 831
01.03. | 19 | 1320 | 831
01.03. | 20 | 1320 | 831
01.03. | 21 | 1320 | 831
01.03. | 22 | 1320 | 831
01.03. | 23 | 1320 | 831
01.03. | 24 | 1320 | 831
02.03. | 1 | 1320 | 831
02.03. | 2 | 1320 | 831
02.03. | 3 | 1320 | 831
02.03. | 4 | 1320 | 831
02.03. | 5 | 1320 | 831
02.03. | 6 | 1320 | 831
02.03. | 7 | 1320 | 831
02.03. | 8 | 1320 | 831
02.03. | 9 | 1320 | 831
02.03. | 10 | 1320 | 831
02.03. | 11 | 1320 | 831
02.03. | 12 | 1320 | 831
02.03. | 13 | 1320 | 831
02.03. | 14 | 1320 | 831
02.03. | 15 | 1320 | 831
02.03. | 16 | 1320 | 831
02.03. | 17 | 1320 | 831
02.03. | 18 | 1320 | 831
02.03. | 19 | 1320 | 831
02.03. | 20 | 1320 | 831
02.03. | 21 | 1320 | 831
02.03. | 22 | 1320 | 831
02.03. | 23 | 1320 | 831
02.03. | 24 | 1320 | 831
03.03. | 1 | 1320 | 831
03.03. | 2 | 1320 | 831
03.03. | 3 | 1320 | 831
03.03. | 4 | 1320 | 831
03.03. | 5 | 1320 | 831
03.03. | 6 | 1320 | 831
03.03. | 7 | 1320 | 831
03.03. | 8 | 1320 | 831
03.03. | 9 | 1320 | 831
03.03. | 10 | 1320 | 831
03.03. | 11 | 1320 | 831
03.03. | 12 | 1320 | 831
03.03. | 13 | 1320 | 831
03.03. | 14 | 1320 | 831
03.03. | 15 | 1320 | 831
03.03. | 16 | 1320 | 831
03.03. | 17 | 1320 | 831
03.03. | 18 | 1320 | 831
03.03. | 19 | 1320 | 831
03.03. | 20 | 1320 | 831
03.03. | 21 | 1320 | 831
03.03. | 22 | 1320 | 831
03.03. | 23 | 1320 | 831
03.03. | 24 | 1320 | 831
04.03. | 1 | 1320 | 831
04.03. | 2 | 1320 | 831
04.03. | 3 | 1320 | 831
04.03. | 4 | 1320 | 831
04.03. | 5 | 1320 | 831
04.03. | 6 | 1320 | 831
04.03. | 7 | 1320 | 831
04.03. | 8 | 1320 | 831
04.03. | 9 | 1320 | 831
04.03. | 10 | 1320 | 831
04.03. | 11 | 1320 | 831
04.03. | 12 | 1320 | 831
04.03. | 13 | 1320 | 831
04.03. | 14 | 1320 | 831
04.03. | 15 | 1320 | 831
04.03. | 16 | 1320 | 831
04.03. | 17 | 1320 | 831
04.03. | 18 | 1320 | 831
04.03. | 19 | 1320 | 831
04.03. | 20 | 1320 | 831
04.03. | 21 | 1320 | 831
04.03. | 22 | 1320 | 831
04.03. | 23 | 1320 | 831
04.03. | 24 | 1320 | 831
05.03. | 1 | 1320 | 831
05.03. | 2 | 1320 | 831
05.03. | 3 | 1320 | 831
05.03. | 4 | 1320 | 831
05.03. | 5 | 1320 | 831
05.03. | 6 | 1320 | 831
05.03. | 7 | 1320 | 831
05.03. | 8 | 1320 | 831
05.03. | 9 | 1320 | 831
05.03. | 10 | 1320 | 831
05.03. | 11 | 1320 | 831
05.03. | 12 | 1320 | 831
05.03. | 13 | 1320 | 831
05.03. | 14 | 1320 | 831
05.03. | 15 | 1320 | 831
05.03. | 16 | 1320 | 831
05.03. | 17 | 1320 | 831
05.03. | 18 | 1320 | 831
05.03. | 19 | 1320 | 831
05.03. | 20 | 1320 | 831
05.03. | 21 | 1320 | 831
05.03. | 22 | 1320 | 831
05.03. | 23 | 1320 | 831
05.03. | 24 | 1320 | 831
06.03. | 1 | 1320 | 831
06.03. | 2 | 1320 | 831
06.03. | 3 | 1320 | 831
06.03. | 4 | 1320 | 831
06.03. | 5 | 1320 | 831
06.03. | 6 | 1320 | 831
06.03. | 7 | 1320 | 831
06.03. | 8 | 1320 | 831
06.03. | 9 | 1320 | 831
06.03. | 10 | 1320 | 831
06.03. | 11 | 1320 | 831
06.03. | 12 | 1320 | 831
06.03. | 13 | 1320 | 831
06.03. | 14 | 1320 | 831
06.03. | 15 | 1320 | 831
06.03. | 16 | 1320 | 831
06.03. | 17 | 1320 | 831
06.03. | 18 | 1320 | 831
06.03. | 19 | 1320 | 831
06.03. | 20 | 1320 | 831
06.03. | 21 | 1320 | 831
06.03. | 22 | 1320 | 831
06.03. | 23 | 1320 | 831
06.03. | 24 | 1320 | 831
07.03. | 1 | 1320 | 831
07.03. | 2 | 1320 | 831
07.03. | 3 | 1320 | 831
07.03. | 4 | 1320 | 831
07.03. | 5 | 1320 | 831
07.03. | 6 | 1320 | 831
07.03. | 7 | 1320 | 831
07.03. | 8 | 1320 | 831
07.03. | 9 | 1320 | 831
07.03. | 10 | 1320 | 831
07.03. | 11 | 1320 | 831
07.03. | 12 | 1320 | 831
07.03. | 13 | 1320 | 831
07.03. | 14 | 1320 | 831
07.03. | 15 | 1320 | 831
07.03. | 16 | 1320 | 831
07.03. | 17 | 1320 | 831
07.03. | 18 | 1320 | 831
07.03. | 19 | 1320 | 831
07.03. | 20 | 1320 | 831
07.03. | 21 | 1320 | 831
07.03. | 22 | 1320 | 831
07.03. | 23 | 1320 | 831
07.03. | 24 | 1320 | 831
08.03. | 1 | 1320 | 831
08.03. | 2 | 1320 | 831
08.03. | 3 | 1320 | 831
08.03. | 4 | 1320 | 831
08.03. | 5 | 1320 | 831
08.03. | 6 | 1320 | 831
08.03. | 7 | 1320 | 831
08.03. | 8 | 1320 | 831
08.03. | 9 | 1320 | 831
08.03. | 10 | 1320 | 831
08.03. | 11 | 1320 | 831
08.03. | 12 | 1320 | 831
08.03. | 13 | 1320 | 831
08.03. | 14 | 1320 | 831
08.03. | 15 | 1320 | 831
08.03. | 16 | 1320 | 831
08.03. | 17 | 1320 | 831
08.03. | 18 | 1320 | 831
08.03. | 19 | 1320 | 831
08.03. | 20 | 1320 | 831
08.03. | 21 | 1320 | 831
08.03. | 22 | 1320 | 831
08.03. | 23 | 1320 | 831
08.03. | 24 | 1320 | 831
09.03. | 1 | 1320 | 831
09.03. | 2 | 1320 | 831
09.03. | 3 | 1320 | 831
09.03. | 4 | 1320 | 831
09.03. | 5 | 1320 | 831
09.03. | 6 | 1320 | 831
09.03. | 7 | 1320 | 831
09.03. | 8 | 1320 | 831
09.03. | 9 | 1320 | 831
09.03. | 10 | 1320 | 831
09.03. | 11 | 1320 | 831
09.03. | 12 | 1320 | 831
09.03. | 13 | 1320 | 831
09.03. | 14 | 1320 | 831
09.03. | 15 | 1320 | 831
09.03. | 16 | 1320 | 831
09.03. | 17 | 1320 | 831
09.03. | 18 | 1320 | 831
09.03. | 19 | 1320 | 831
09.03. | 20 | 1320 | 831
09.03. | 21 | 1320 | 831
09.03. | 22 | 1320 | 831
09.03. | 23 | 1320 | 831
09.03. | 24 | 1320 | 831
10.03. | 1 | 1320 | 831
10.03. | 2 | 1320 | 831
10.03. | 3 | 1320 | 831
10.03. | 4 | 1320 | 831
10.03. | 5 | 1320 | 831
10.03. | 6 | 1320 | 831
10.03. | 7 | 1320 | 831
10.03. | 8 | 1320 | 831
10.03. | 9 | 1320 | 831
10.03. | 10 | 1320 | 831
10.03. | 11 | 1320 | 831
10.03. | 12 | 1320 | 831
10.03. | 13 | 1320 | 831
10.03. | 14 | 1320 | 831
10.03. | 15 | 1320 | 831
10.03. | 16 | 1320 | 831
10.03. | 17 | 1320 | 831
10.03. | 18 | 1320 | 831
10.03. | 19 | 1320 | 831
10.03. | 20 | 1320 | 831
10.03. | 21 | 1320 | 831
10.03. | 22 | 1320 | 831
10.03. | 23 | 1320 | 831
10.03. | 24 | 1320 | 831
11.03. | 1 | 1320 | 831
11.03. | 2 | 1320 | 831
11.03. | 3 | 1320 | 831
11.03. | 4 | 1320 | 831
11.03. | 5 | 1320 | 831
11.03. | 6 | 1320 | 831
11.03. | 7 | 1320 | 831
11.03. | 8 | 1320 | 831
11.03. | 9 | 1320 | 831
11.03. | 10 | 1320 | 831
11.03. | 11 | 1320 | 831
11.03. | 12 | 1320 | 831
11.03. | 13 | 1320 | 831
11.03. | 14 | 1320 | 831
11.03. | 15 | 1320 | 831
11.03. | 16 | 1320 | 831
11.03. | 17 | 1320 | 831
11.03. | 18 | 1320 | 831
11.03. | 19 | 1320 | 831
11.03. | 20 | 1320 | 831
11.03. | 21 | 1320 | 831
11.03. | 22 | 1320 | 831
11.03. | 23 | 1320 | 831
11.03. | 24 | 1320 | 831
12.03. | 1 | 1320 | 831
12.03. | 2 | 1320 | 831
12.03. | 3 | 1320 | 831
12.03. | 4 | 1320 | 831
12.03. | 5 | 1320 | 831
12.03. | 6 | 1320 | 831
12.03. | 7 | 1320 | 831
12.03. | 8 | 1320 | 831
12.03. | 9 | 1320 | 831
12.03. | 10 | 1320 | 831
12.03. | 11 | 1320 | 831
12.03. | 12 | 1320 | 831
12.03. | 13 | 1320 | 831
12.03. | 14 | 1320 | 831
12.03. | 15 | 1320 | 831
12.03. | 16 | 1320 | 831
12.03. | 17 | 1320 | 831
12.03. | 18 | 1320 | 831
12.03. | 19 | 1320 | 831
12.03. | 20 | 1320 | 831
12.03. | 21 | 1320 | 831
12.03. | 22 | 1320 | 831
12.03. | 23 | 1320 | 831
12.03. | 24 | 1320 | 831
13.03. | 1 | 1320 | 831
13.03. | 2 | 1320 | 831
13.03. | 3 | 1320 | 831
13.03. | 4 | 1320 | 831
13.03. | 5 | 1320 | 831
13.03. | 6 | 1320 | 831
13.03. | 7 | 1320 | 831
13.03. | 8 | 1320 | 831
13.03. | 9 | 1320 | 831
13.03. | 10 | 1320 | 831
13.03. | 11 | 1320 | 831
13.03. | 12 | 1320 | 831
13.03. | 13 | 1320 | 831
13.03. | 14 | 1320 | 831
13.03. | 15 | 1320 | 831
13.03. | 16 | 1320 | 831
13.03. | 17 | 1320 | 831
13.03. | 18 | 1320 | 831
13.03. | 19 | 1320 | 831
13.03. | 20 | 1320 | 831
13.03. | 21 | 1320 | 831
13.03. | 22 | 1320 | 831
13.03. | 23 | 1320 | 831
13.03. | 24 | 1320 | 831
14.03. | 1 | 1320 | 831
14.03. | 2 | 1320 | 831
14.03. | 3 | 1320 | 831
14.03. | 4 | 1320 | 831
14.03. | 5 | 1320 | 831
14.03. | 6 | 1320 | 831
14.03. | 7 | 1320 | 831
14.03. | 8 | 1320 | 831
14.03. | 9 | 1320 | 831
14.03. | 10 | 1320 | 831
14.03. | 11 | 1320 | 831
14.03. | 12 | 1320 | 831
14.03. | 13 | 1320 | 831
14.03. | 14 | 1320 | 831
14.03. | 15 | 1320 | 831
14.03. | 16 | 1320 | 831
14.03. | 17 | 1320 | 831
14.03. | 18 | 1320 | 831
14.03. | 19 | 1320 | 831
14.03. | 20 | 1320 | 831
14.03. | 21 | 1320 | 831
14.03. | 22 | 1320 | 831
14.03. | 23 | 1320 | 831
14.03. | 24 | 1320 | 831
15.03. | 1 | 1320 | 831
15.03. | 2 | 1320 | 831
15.03. | 3 | 1320 | 831
15.03. | 4 | 1320 | 831
15.03. | 5 | 1320 | 831
15.03. | 6 | 1320 | 831
15.03. | 7 | 1320 | 831
15.03. | 8 | 1320 | 831
15.03. | 9 | 1320 | 831
15.03. | 10 | 1320 | 831
15.03. | 11 | 1320 | 831
15.03. | 12 | 1320 | 831
15.03. | 13 | 1320 | 831
15.03. | 14 | 1320 | 831
15.03. | 15 | 1320 | 831
15.03. | 16 | 1320 | 831
15.03. | 17 | 1320 | 831
15.03. | 18 | 1320 | 831
15.03. | 19 | 1320 | 831
15.03. | 20 | 1320 | 831
15.03. | 21 | 1320 | 831
15.03. | 22 | 1320 | 831
15.03. | 23 | 1320 | 831
15.03. | 24 | 1320 | 831
16.03. | 1 | 1320 | 831
16.03. | 2 | 1320 | 831
16.03. | 3 | 1320 | 831
16.03. | 4 | 1320 | 831
16.03. | 5 | 1320 | 831
16.03. | 6 | 1320 | 831
16.03. | 7 | 1320 | 831
16.03. | 8 | 1320 | 831
16.03. | 9 | 1320 | 831
16.03. | 10 | 1320 | 831
16.03. | 11 | 1320 | 831
16.03. | 12 | 1320 | 831
16.03. | 13 | 1320 | 831
16.03. | 14 | 1320 | 831
16.03. | 15 | 1320 | 831
16.03. | 16 | 1320 | 831
16.03. | 17 | 1320 | 831
16.03. | 18 | 1320 | 831
16.03. | 19 | 1320 | 831
16.03. | 20 | 1320 | 831
16.03. | 21 | 1320 | 831
16.03. | 22 | 1320 | 831
16.03. | 23 | 1320 | 831
16.03. | 24 | 1320 | 831
17.03. | 1 | 1320 | 831
17.03. | 2 | 1320 | 831
17.03. | 3 | 1320 | 831
17.03. | 4 | 1320 | 831
17.03. | 5 | 1320 | 831
17.03. | 6 | 1320 | 831
17.03. | 7 | 1320 | 831
17.03. | 8 | 1320 | 831
17.03. | 9 | 1320 | 831
17.03. | 10 | 1320 | 831
17.03. | 11 | 1320 | 831
17.03. | 12 | 1320 | 831
17.03. | 13 | 1320 | 831
17.03. | 14 | 1320 | 831
17.03. | 15 | 1320 | 831
17.03. | 16 | 1320 | 831
17.03. | 17 | 1320 | 831
17.03. | 18 | 1320 | 831
17.03. | 19 | 1320 | 831
17.03. | 20 | 1320 | 831
17.03. | 21 | 1320 | 831
17.03. | 22 | 1320 | 831
17.03. | 23 | 1320 | 831
17.03. | 24 | 1320 | 831
18.03. | 1 | 1320 | 831
18.03. | 2 | 1320 | 831
18.03. | 3 | 1320 | 831
18.03. | 4 | 1320 | 831
18.03. | 5 | 1320 | 831
18.03. | 6 | 1320 | 831
18.03. | 7 | 1320 | 831
18.03. | 8 | 1320 | 831
18.03. | 9 | 1320 | 831
18.03. | 10 | 1320 | 831
18.03. | 11 | 1320 | 831
18.03. | 12 | 1320 | 831
18.03. | 13 | 1320 | 831
18.03. | 14 | 1320 | 831
18.03. | 15 | 1320 | 831
18.03. | 16 | 1320 | 831
18.03. | 17 | 1320 | 831
18.03. | 18 | 1320 | 831
18.03. | 19 | 1320 | 831
18.03. | 20 | 1320 | 831
18.03. | 21 | 1320 | 831
18.03. | 22 | 1320 | 831
18.03. | 23 | 1320 | 831
18.03. | 24 | 1320 | 831
19.03. | 1 | 1320 | 831
19.03. | 2 | 1320 | 831
19.03. | 3 | 1320 | 831
19.03. | 4 | 1320 | 831
19.03. | 5 | 1320 | 831
19.03. | 6 | 1320 | 831
19.03. | 7 | 1320 | 831
19.03. | 8 | 1320 | 831
19.03. | 9 | 1320 | 831
19.03. | 10 | 1320 | 831
19.03. | 11 | 1320 | 831
19.03. | 12 | 1320 | 831
19.03. | 13 | 1320 | 831
19.03. | 14 | 1320 | 831
19.03. | 15 | 1320 | 831
19.03. | 16 | 1320 | 831
19.03. | 17 | 1320 | 831
19.03. | 18 | 1320 | 831
19.03. | 19 | 1320 | 831
19.03. | 20 | 1320 | 831
19.03. | 21 | 1320 | 831
19.03. | 22 | 1320 | 831
19.03. | 23 | 1320 | 831
19.03. | 24 | 1320 | 831
20.03. | 1 | 1320 | 831
20.03. | 2 | 1320 | 831
20.03. | 3 | 1320 | 831
20.03. | 4 | 1320 | 831
20.03. | 5 | 1320 | 831
20.03. | 6 | 1320 | 831
20.03. | 7 | 1320 | 831
20.03. | 8 | 1320 | 831
20.03. | 9 | 1320 | 831
20.03. | 10 | 1320 | 831
20.03. | 11 | 1320 | 831
20.03. | 12 | 1320 | 831
20.03. | 13 | 1320 | 831
20.03. | 14 | 1320 | 831
20.03. | 15 | 1320 | 831
20.03. | 16 | 1320 | 831
20.03. | 17 | 1320 | 831
20.03. | 18 | 1320 | 831
20.03. | 19 | 1320 | 831
20.03. | 20 | 1320 | 831
20.03. | 21 | 1320 | 831
20.03. | 22 | 1320 | 831
20.03. | 23 | 1320 | 831
20.03. | 24 | 1320 | 831
21.03. | 1 | 1320 | 831
21.03. | 2 | 1320 | 831
21.03. | 3 | 1320 | 831
21.03. | 4 | 1320 | 831
21.03. | 5 | 1320 | 831
21.03. | 6 | 1320 | 831
21.03. | 7 | 1320 | 831
21.03. | 8 | 1320 | 831
21.03. | 9 | 1320 | 831
21.03. | 10 | 1320 | 831
21.03. | 11 | 1320 | 831
21.03. | 12 | 1320 | 831
21.03. | 13 | 1320 | 831
21.03. | 14 | 1320 | 831
21.03. | 15 | 1320 | 831
21.03. | 16 | 1320 | 831
21.03. | 17 | 1320 | 831
21.03. | 18 | 1320 | 831
21.03. | 19 | 1320 | 831
21.03. | 20 | 1320 | 831
21.03. | 21 | 1320 | 831
21.03. | 22 | 1320 | 831
21.03. | 23 | 1320 | 831
21.03. | 24 | 1320 | 831
22.03. | 1 | 1320 | 831
22.03. | 2 | 1320 | 831
22.03. | 3 | 1320 | 831
22.03. | 4 | 1320 | 831
22.03. | 5 | 1320 | 831
22.03. | 6 | 1320 | 831
22.03. | 7 | 1320 | 831
22.03. | 8 | 1320 | 831
22.03. | 9 | 1320 | 831
22.03. | 10 | 1320 | 831
22.03. | 11 | 1320 | 831
22.03. | 12 | 1320 | 831
22.03. | 13 | 1320 | 831
22.03. | 14 | 1320 | 831
22.03. | 15 | 1320 | 831
22.03. | 16 | 1320 | 831
22.03. | 17 | 1320 | 831
22.03. | 18 | 1320 | 831
22.03. | 19 | 1320 | 831
22.03. | 20 | 1320 | 831
22.03. | 21 | 1320 | 831
22.03. | 22 | 1320 | 831
22.03. | 23 | 1320 | 831
22.03. | 24 | 1320 | 831
23.03. | 1 | 1320 | 831
23.03. | 2 | 1320 | 831
23.03. | 3 | 1320 | 831
23.03. | 4 | 1320 | 831
23.03. | 5 | 1320 | 831
23.03. | 6 | 1320 | 831
23.03. | 7 | 1320 | 831
23.03. | 8 | 1320 | 831
23.03. | 9 | 1320 | 831
23.03. | 10 | 1320 | 831
23.03. | 11 | 1320 | 831
23.03. | 12 | 1320 | 831
23.03. | 13 | 1320 | 831
23.03. | 14 | 1320 | 831
23.03. | 15 | 1320 | 831
23.03. | 16 | 1320 | 831
23.03. | 17 | 1320 | 831
23.03. | 18 | 1320 | 831
23.03. | 19 | 1320 | 831
23.03. | 20 | 1320 | 831
23.03. | 21 | 1320 | 831
23.03. | 22 | 1320 | 831
23.03. | 23 | 1320 | 831
23.03. | 24 | 1320 | 831
24.03. | 1 | 1320 | 831
24.03. | 2 | 1320 | 831
24.03. | 3 | 1320 | 831
24.03. | 4 | 1320 | 831
24.03. | 5 | 1320 | 831
24.03. | 6 | 1320 | 831
24.03. | 7 | 1320 | 831
24.03. | 8 | 1320 | 831
24.03. | 9 | 1320 | 831
24.03. | 10 | 1320 | 831
24.03. | 11 | 1320 | 831
24.03. | 12 | 1320 | 831
24.03. | 13 | 1320 | 831
24.03. | 14 | 1320 | 831
24.03. | 15 | 1320 | 831
24.03. | 16 | 1320 | 831
24.03. | 17 | 1320 | 831
24.03. | 18 | 1320 | 831
24.03. | 19 | 1320 | 831
24.03. | 20 | 1320 | 831
24.03. | 21 | 1320 | 831
24.03. | 22 | 1320 | 831
24.03. | 23 | 1320 | 831
24.03. | 24 | 1320 | 831
25.03. | 1 | 1320 | 831
25.03. | 2 | 1320 | 831
25.03. | 3 | 1320 | 831
25.03. | 4 | 1320 | 831
25.03. | 5 | 1320 | 831
25.03. | 6 | 1320 | 831
25.03. | 7 | 1320 | 831
25.03. | 8 | 1320 | 831
25.03. | 9 | 1320 | 831
25.03. | 10 | 1320 | 831
25.03. | 11 | 1320 | 831
25.03. | 12 | 1320 | 831
25.03. | 13 | 1320 | 831
25.03. | 14 | 1320 | 831
25.03. | 15 | 1320 | 831
25.03. | 16 | 1320 | 831
25.03. | 17 | 1320 | 831
25.03. | 18 | 1320 | 831
25.03. | 19 | 1320 | 831
25.03. | 20 | 1320 | 831
25.03. | 21 | 1320 | 831
25.03. | 22 | 1320 | 831
25.03. | 23 | 1320 | 831
25.03. | 24 | 1320 | 831
26.03. | 1 | 1320 | 831
26.03. | 2 | 1320 | 831
26.03. | 3 | 1320 | 831
26.03. | 4 | 1320 | 831
26.03. | 5 | 1320 | 831
26.03. | 6 | 1320 | 831
26.03. | 7 | 1320 | 831
26.03. | 8 | 1320 | 831
26.03. | 9 | 1320 | 831
26.03. | 10 | 1320 | 831
26.03. | 11 | 1320 | 831
26.03. | 12 | 1320 | 831
26.03. | 13 | 1320 | 831
26.03. | 14 | 1320 | 831
26.03. | 15 | 1320 | 831
26.03. | 16 | 1320 | 831
26.03. | 17 | 1320 | 831
26.03. | 18 | 1320 | 831
26.03. | 19 | 1320 | 831
26.03. | 20 | 1320 | 831
26.03. | 21 | 1320 | 831
26.03. | 22 | 1320 | 831
26.03. | 23 | 1320 | 831
26.03. | 24 | 1320 | 831
27.03. | 1 | 1320 | 831
27.03. | 2 | 1320 | 831
27.03. | 3 | 1320 | 831
27.03. | 4 | 1320 | 831
27.03. | 5 | 1320 | 831
27.03. | 6 | 1320 | 831
27.03. | 7 | 1320 | 831
27.03. | 8 | 1320 | 831
27.03. | 9 | 1320 | 831
27.03. | 10 | 1320 | 831
27.03. | 11 | 1320 | 831
27.03. | 12 | 1320 | 831
27.03. | 13 | 1320 | 831
27.03. | 14 | 1320 | 831
27.03. | 15 | 1320 | 831
27.03. | 16 | 1320 | 831
27.03. | 17 | 1320 | 831
27.03. | 18 | 1320 | 831
27.03. | 19 | 1320 | 831
27.03. | 20 | 1320 | 831
27.03. | 21 | 1320 | 831
27.03. | 22 | 1320 | 831
27.03. | 23 | 1320 | 831
27.03. | 24 | 1320 | 831
28.03. | 1 | 1320 | 831
28.03. | 2 | 1320 | 831
28.03. | 3 | 1320 | 831
28.03. | 4 | 1320 | 831
28.03. | 5 | 1320 | 831
28.03. | 6 | 1320 | 831
28.03. | 7 | 1320 | 831
28.03. | 8 | 1320 | 831
28.03. | 9 | 1320 | 831
28.03. | 10 | 1320 | 831
28.03. | 11 | 1320 | 831
28.03. | 12 | 1320 | 831
28.03. | 13 | 1320 | 831
28.03. | 14 | 1320 | 831
28.03. | 15 | 1320 | 831
28.03. | 16 | 1320 | 831
28.03. | 17 | 1320 | 831
28.03. | 18 | 1320 | 831
28.03. | 19 | 1320 | 831
28.03. | 20 | 1320 | 831
28.03. | 21 | 1320 | 831
28.03. | 22 | 1320 | 831
28.03. | 23 | 1320 | 831
28.03. | 24 | 1320 | 831
29.03. | 1 | 1320 | 831
29.03. | 2 | 1320 | 831
29.03. | 3 | 1320 | 831
29.03. | 4 | 1320 | 831
29.03. | 5 | 1320 | 831
29.03. | 6 | 1320 | 831
29.03. | 7 | 1320 | 831
29.03. | 8 | 1320 | 831
29.03. | 9 | 1320 | 831
29.03. | 10 | 1320 | 831
29.03. | 11 | 1320 | 831
29.03. | 12 | 1320 | 831
29.03. | 13 | 1320 | 831
29.03. | 14 | 1320 | 831
29.03. | 15 | 1320 | 831
29.03. | 16 | 1320 | 831
29.03. | 17 | 1320 | 831
29.03. | 18 | 1320 | 831
29.03. | 19 | 1320 | 831
29.03. | 20 | 1320 | 831
29.03. | 21 | 1320 | 831
29.03. | 22 | 1320 | 831
29.03. | 23 | 1320 | 831
29.03. | 24 | 1320 | 831
30.03. | 1 | 1320 | 831
30.03. | 2 | 1320 | 831
30.03. | 3 | 1320 | 831
30.03. | 4 | 1320 | 831
30.03. | 5 | 1320 | 831
30.03. | 6 | 1320 | 831
30.03. | 7 | 1320 | 831
30.03. | 8 | 1320 | 831
30.03. | 9 | 1320 | 831
30.03. | 10 | 1320 | 831
30.03. | 11 | 1320 | 831
30.03. | 12 | 1320 | 831
30.03. | 13 | 1320 | 831
30.03. | 14 | 1320 | 831
30.03. | 15 | 1320 | 831
30.03. | 16 | 1320 | 831
30.03. | 17 | 1320 | 831
30.03. | 18 | 1320 | 831
30.03. | 19 | 1320 | 831
30.03. | 20 | 1320 | 831
30.03. | 21 | 1320 | 831
30.03. | 22 | 1320 | 831
30.03. | 23 | 1320 | 831
30.03. | 24 | 1320 | 831
31.03. | 1 | 1320 | 831
31.03. | 2 | 1320 | 831
31.03. | 3 | 1320 | 831
31.03. | 4 | 1320 | 831
31.03. | 5 | 1320 | 831
31.03. | 6 | 1320 | 831
31.03. | 7 | 1320 | 831
31.03. | 8 | 1320 | 831
31.03. | 9 | 1320 | 831
31.03. | 10 | 1320 | 831
31.03. | 11 | 1320 | 831
31.03. | 12 | 1320 | 831
31.03. | 13 | 1320 | 831
31.03. | 14 | 1320 | 831
31.03. | 15 | 1320 | 831
31.03. | 16 | 1320 | 831
31.03. | 17 | 1320 | 831
31.03. | 18 | 1320 | 831
31.03. | 19 | 1320 | 831
31.03. | 20 | 1320 | 831
31.03. | 21 | 1320 | 831
31.03. | 22 | 1320 | 831
31.03. | 23 | 1320 | 831
31.03. | 24 | 1320 | 831
01.04. | 1 | 1320 | 831
01.04. | 2 | 1320 | 831
01.04. | 3 | 1320 | 831
01.04. | 4 | 1320 | 831
01.04. | 5 | 1320 | 831
01.04. | 6 | 1320 | 831
01.04. | 7 | 1320 | 831
01.04. | 8 | 1320 | 831
01.04. | 9 | 1320 | 831
01.04. | 10 | 1320 | 831
01.04. | 11 | 1320 | 831
01.04. | 12 | 1320 | 831
01.04. | 13 | 1320 | 831
01.04. | 14 | 1320 | 831
01.04. | 15 | 1320 | 831
01.04. | 16 | 1320 | 831
01.04. | 17 | 1320 | 831
01.04. | 18 | 1320 | 831
01.04. | 19 | 1320 | 831
01.04. | 20 | 1320 | 831
01.04. | 21 | 1320 | 831
01.04. | 22 | 1320 | 831
01.04. | 23 | 1320 | 831
01.04. | 24 | 1320 | 831
02.04. | 1 | 1320 | 831
02.04. | 2 | 1320 | 831
02.04. | 3 | 1320 | 831
02.04. | 4 | 1320 | 831
02.04. | 5 | 1320 | 831
02.04. | 6 | 1320 | 831
02.04. | 7 | 1320 | 831
02.04. | 8 | 1320 | 831
02.04. | 9 | 1320 | 831
02.04. | 10 | 1320 | 831
02.04. | 11 | 1320 | 831
02.04. | 12 | 1320 | 831
02.04. | 13 | 1320 | 831
02.04. | 14 | 1320 | 831
02.04. | 15 | 1320 | 831
02.04. | 16 | 1320 | 831
02.04. | 17 | 1320 | 831
02.04. | 18 | 1320 | 831
02.04. | 19 | 1320 | 831
02.04. | 20 | 1320 | 831
02.04. | 21 | 1320 | 831
02.04. | 22 | 1320 | 831
02.04. | 23 | 1320 | 831
02.04. | 24 | 1320 | 831
03.04. | 1 | 1320 | 831
03.04. | 2 | 1320 | 831
03.04. | 3 | 1320 | 831
03.04. | 4 | 1320 | 831
03.04. | 5 | 1320 | 831
03.04. | 6 | 1320 | 831
03.04. | 7 | 1320 | 831
03.04. | 8 | 1320 | 831
03.04. | 9 | 1320 | 831
03.04. | 10 | 1320 | 831
03.04. | 11 | 1320 | 831
03.04. | 12 | 1320 | 831
03.04. | 13 | 1320 | 831
03.04. | 14 | 1320 | 831
03.04. | 15 | 1320 | 831
03.04. | 16 | 1320 | 831
03.04. | 17 | 1320 | 831
03.04. | 18 | 1320 | 831
03.04. | 19 | 1320 | 831
03.04. | 20 | 1320 | 831
03.04. | 21 | 1320 | 831
03.04. | 22 | 1320 | 831
03.04. | 23 | 1320 | 831
03.04. | 24 | 1320 | 831
04.04. | 1 | 1320 | 831
04.04. | 2 | 1320 | 831
04.04. | 3 | 1320 | 831
04.04. | 4 | 1320 | 831
04.04. | 5 | 1320 | 831
04.04. | 6 | 1320 | 831
04.04. | 7 | 1320 | 831
04.04. | 8 | 1320 | 831
04.04. | 9 | 1320 | 831
04.04. | 10 | 1320 | 831
04.04. | 11 | 1320 | 831
04.04. | 12 | 1320 | 831
04.04. | 13 | 1320 | 831
04.04. | 14 | 1320 | 831
04.04. | 15 | 1320 | 831
04.04. | 16 | 1320 | 831
04.04. | 17 | 1320 | 831
04.04. | 18 | 1320 | 831
04.04. | 19 | 1320 | 831
04.04. | 20 | 1320 | 831
04.04. | 21 | 1320 | 831
04.04. | 22 | 1320 | 831
04.04. | 23 | 1320 | 831
04.04. | 24 | 1320 | 831
05.04. | 1 | 1320 | 831
05.04. | 2 | 1320 | 831
05.04. | 3 | 1320 | 831
05.04. | 4 | 1320 | 831
05.04. | 5 | 1320 | 831
05.04. | 6 | 1320 | 831
05.04. | 7 | 1320 | 831
05.04. | 8 | 1320 | 831
05.04. | 9 | 1320 | 831
05.04. | 10 | 1320 | 831
05.04. | 11 | 1320 | 831
05.04. | 12 | 1320 | 831
05.04. | 13 | 1320 | 831
05.04. | 14 | 1320 | 831
05.04. | 15 | 1320 | 831
05.04. | 16 | 1320 | 831
05.04. | 17 | 1320 | 831
05.04. | 18 | 1320 | 831
05.04. | 19 | 1320 | 831
05.04. | 20 | 1320 | 831
05.04. | 21 | 1320 | 831
05.04. | 22 | 1320 | 831
05.04. | 23 | 1320 | 831
05.04. | 24 | 1320 | 831
06.04. | 1 | 1320 | 831
06.04. | 2 | 1320 | 831
06.04. | 3 | 1320 | 831
06.04. | 4 | 1320 | 831
06.04. | 5 | 1320 | 831
06.04. | 6 | 1320 | 831
06.04. | 7 | 1320 | 831
06.04. | 8 | 1320 | 831
06.04. | 9 | 1320 | 831
06.04. | 10 | 1320 | 831
06.04. | 11 | 1320 | 831
06.04. | 12 | 1320 | 831
06.04. | 13 | 1320 | 831
06.04. | 14 | 1320 | 831
06.04. | 15 | 1320 | 831
06.04. | 16 | 1320 | 831
06.04. | 17 | 1320 | 831
06.04. | 18 | 1320 | 831
06.04. | 19 | 1320 | 831
06.04. | 20 | 1320 | 831
06.04. | 21 | 1320 | 831
06.04. | 22 | 1320 | 831
06.04. | 23 | 1320 | 831
06.04. | 24 | 1320 | 831
07.04. | 1 | 1320 | 831
07.04. | 2 | 1320 | 831
07.04. | 3 | 1320 | 831
07.04. | 4 | 1320 | 831
07.04. | 5 | 1320 | 831
07.04. | 6 | 1320 | 831
07.04. | 7 | 1320 | 831
07.04. | 8 | 1320 | 831
07.04. | 9 | 1320 | 831
07.04. | 10 | 1320 | 831
07.04. | 11 | 1320 | 831
07.04. | 12 | 1320 | 831
07.04. | 13 | 1320 | 831
07.04. | 14 | 1320 | 831
07.04. | 15 | 1320 | 831
07.04. | 16 | 1320 | 831
07.04. | 17 | 1320 | 831
07.04. | 18 | 1320 | 831
07.04. | 19 | 1320 | 831
07.04. | 20 | 1320 | 831
07.04. | 21 | 1320 | 831
07.04. | 22 | 1320 | 831
07.04. | 23 | 1320 | 831
07.04. | 24 | 1320 | 831
08.04. | 1 | 1320 | 831
08.04. | 2 | 1320 | 831
08.04. | 3 | 1320 | 831
08.04. | 4 | 1320 | 831
08.04. | 5 | 1320 | 831
08.04. | 6 | 1320 | 831
08.04. | 7 | 1320 | 831
08.04. | 8 | 1320 | 831
08.04. | 9 | 1320 | 831
08.04. | 10 | 1320 | 831
08.04. | 11 | 1320 | 831
08.04. | 12 | 1320 | 831
08.04. | 13 | 1320 | 831
08.04. | 14 | 1320 | 831
08.04. | 15 | 1320 | 831
08.04. | 16 | 1320 | 831
08.04. | 17 | 1320 | 831
08.04. | 18 | 1320 | 831
08.04. | 19 | 1320 | 831
08.04. | 20 | 1320 | 831
08.04. | 21 | 1320 | 831
08.04. | 22 | 1320 | 831
08.04. | 23 | 1320 | 831
08.04. | 24 | 1320 | 831
09.04. | 1 | 1320 | 831
09.04. | 2 | 1320 | 831
09.04. | 3 | 1320 | 831
09.04. | 4 | 1320 | 831
09.04. | 5 | 1320 | 831
09.04. | 6 | 1320 | 831
09.04. | 7 | 1320 | 831
09.04. | 8 | 1320 | 831
09.04. | 9 | 1320 | 831
09.04. | 10 | 1320 | 831
09.04. | 11 | 1320 | 831
09.04. | 12 | 1320 | 831
09.04. | 13 | 1320 | 831
09.04. | 14 | 1320 | 831
09.04. | 15 | 1320 | 831
09.04. | 16 | 1320 | 831
09.04. | 17 | 1320 | 831
09.04. | 18 | 1320 | 831
09.04. | 19 | 1320 | 831
09.04. | 20 | 1320 | 831
09.04. | 21 | 1320 | 831
09.04. | 22 | 1320 | 831
09.04. | 23 | 1320 | 831
09.04. | 24 | 1320 | 831
10.04. | 1 | 1320 | 831
10.04. | 2 | 1320 | 831
10.04. | 3 | 1320 | 831
10.04. | 4 | 1320 | 831
10.04. | 5 | 1320 | 831
10.04. | 6 | 1320 | 831
10.04. | 7 | 1320 | 831
10.04. | 8 | 1320 | 831
10.04. | 9 | 1320 | 831
10.04. | 10 | 1320 | 831
10.04. | 11 | 1320 | 831
10.04. | 12 | 1320 | 831
10.04. | 13 | 1320 | 831
10.04. | 14 | 1320 | 831
10.04. | 15 | 1320 | 831
10.04. | 16 | 1320 | 831
10.04. | 17 | 1320 | 831
10.04. | 18 | 1320 | 831
10.04. | 19 | 1320 | 831
10.04. | 20 | 1320 | 831
10.04. | 21 | 1320 | 831
10.04. | 22 | 1320 | 831
10.04. | 23 | 1320 | 831
10.04. | 24 | 1320 | 831
11.04. | 1 | 1320 | 831
11.04. | 2 | 1320 | 831
11.04. | 3 | 1320 | 831
11.04. | 4 | 1320 | 831
11.04. | 5 | 1320 | 831
11.04. | 6 | 1320 | 831
11.04. | 7 | 1320 | 831
11.04. | 8 | 1320 | 831
11.04. | 9 | 1320 | 831
11.04. | 10 | 1320 | 831
11.04. | 11 | 1320 | 831
11.04. | 12 | 1320 | 831
11.04. | 13 | 1320 | 831
11.04. | 14 | 1320 | 831
11.04. | 15 | 1320 | 831
11.04. | 16 | 1320 | 831
11.04. | 17 | 1320 | 831
11.04. | 18 | 1320 | 831
11.04. | 19 | 1320 | 831
11.04. | 20 | 1320 | 831
11.04. | 21 | 1320 | 831
11.04. | 22 | 1320 | 831
11.04. | 23 | 1320 | 831
11.04. | 24 | 1320 | 831
12.04. | 1 | 1320 | 831
12.04. | 2 | 1320 | 831
12.04. | 3 | 1320 | 831
12.04. | 4 | 1320 | 831
12.04. | 5 | 1320 | 831
12.04. | 6 | 1320 | 831
12.04. | 7 | 1320 | 831
12.04. | 8 | 1320 | 831
12.04. | 9 | 1320 | 831
12.04. | 10 | 1320 | 831
12.04. | 11 | 1320 | 831
12.04. | 12 | 1320 | 831
12.04. | 13 | 1320 | 831
12.04. | 14 | 1320 | 831
12.04. | 15 | 1320 | 831
12.04. | 16 | 1320 | 831
12.04. | 17 | 1320 | 831
12.04. | 18 | 1320 | 831
12.04. | 19 | 1320 | 831
12.04. | 20 | 1320 | 831
12.04. | 21 | 1320 | 831
12.04. | 22 | 1320 | 831
12.04. | 23 | 1320 | 831
12.04. | 24 | 1320 | 831
13.04. | 1 | 1320 | 831
13.04. | 2 | 1320 | 831
13.04. | 3 | 1320 | 831
13.04. | 4 | 1320 | 831
13.04. | 5 | 1320 | 831
13.04. | 6 | 1320 | 831
13.04. | 7 | 1320 | 831
13.04. | 8 | 1320 | 831
13.04. | 9 | 1320 | 831
13.04. | 10 | 1320 | 831
13.04. | 11 | 1320 | 831
13.04. | 12 | 1320 | 831
13.04. | 13 | 1320 | 831
13.04. | 14 | 1320 | 831
13.04. | 15 | 1320 | 831
13.04. | 16 | 1320 | 831
13.04. | 17 | 1320 | 831
13.04. | 18 | 1320 | 831
13.04. | 19 | 1320 | 831
13.04. | 20 | 1320 | 831
13.04. | 21 | 1320 | 831
13.04. | 22 | 1320 | 831
13.04. | 23 | 1320 | 831
13.04. | 24 | 1320 | 831
14.04. | 1 | 1320 | 831
14.04. | 2 | 1320 | 831
14.04. | 3 | 1320 | 831
14.04. | 4 | 1320 | 831
14.04. | 5 | 1320 | 831
14.04. | 6 | 1320 | 831
14.04. | 7 | 1320 | 831
14.04. | 8 | 1320 | 831
14.04. | 9 | 1320 | 831
14.04. | 10 | 1320 | 831
14.04. | 11 | 1320 | 831
14.04. | 12 | 1320 | 831
14.04. | 13 | 1320 | 831
14.04. | 14 | 1320 | 831
14.04. | 15 | 1320 | 831
14.04. | 16 | 1320 | 831
14.04. | 17 | 1320 | 831
14.04. | 18 | 1320 | 831
14.04. | 19 | 1320 | 831
14.04. | 20 | 1320 | 831
14.04. | 21 | 1320 | 831
14.04. | 22 | 1320 | 831
14.04. | 23 | 1320 | 831
14.04. | 24 | 1320 | 831
15.04. | 1 | 1320 | 831
15.04. | 2 | 1320 | 831
15.04. | 3 | 1320 | 831
15.04. | 4 | 1320 | 831
15.04. | 5 | 1320 | 831
15.04. | 6 | 1320 | 831
15.04. | 7 | 1320 | 831
15.04. | 8 | 1320 | 831
15.04. | 9 | 1320 | 831
15.04. | 10 | 1320 | 831
15.04. | 11 | 1320 | 831
15.04. | 12 | 1320 | 831
15.04. | 13 | 1320 | 831
15.04. | 14 | 1320 | 831
15.04. | 15 | 1320 | 831
15.04. | 16 | 1320 | 831
15.04. | 17 | 1320 | 831
15.04. | 18 | 1320 | 831
15.04. | 19 | 1320 | 831
15.04. | 20 | 1320 | 831
15.04. | 21 | 1320 | 831
15.04. | 22 | 1320 | 831
15.04. | 23 | 1320 | 831
15.04. | 24 | 1320 | 831
16.04. | 1 | 1320 | 831
16.04. | 2 | 1320 | 831
16.04. | 3 | 1320 | 831
16.04. | 4 | 1320 | 831
16.04. | 5 | 1320 | 831
16.04. | 6 | 1320 | 831
16.04. | 7 | 1320 | 831
16.04. | 8 | 1320 | 831
16.04. | 9 | 1320 | 831
16.04. | 10 | 1320 | 831
16.04. | 11 | 1320 | 831
16.04. | 12 | 1320 | 831
16.04. | 13 | 1320 | 831
16.04. | 14 | 1320 | 831
16.04. | 15 | 1320 | 831
16.04. | 16 | 1320 | 831
16.04. | 17 | 1320 | 831
16.04. | 18 | 1320 | 831
16.04. | 19 | 1320 | 831
16.04. | 20 | 1320 | 831
16.04. | 21 | 1320 | 831
16.04. | 22 | 1320 | 831
16.04. | 23 | 1320 | 831
16.04. | 24 | 1320 | 831
17.04. | 1 | 1320 | 831
17.04. | 2 | 1320 | 831
17.04. | 3 | 1320 | 831
17.04. | 4 | 1320 | 831
17.04. | 5 | 1320 | 831
17.04. | 6 | 1320 | 831
17.04. | 7 | 1320 | 831
17.04. | 8 | 1320 | 831
17.04. | 9 | 1320 | 831
17.04. | 10 | 1320 | 831
17.04. | 11 | 1320 | 831
17.04. | 12 | 1320 | 831
17.04. | 13 | 1320 | 831
17.04. | 14 | 1320 | 831
17.04. | 15 | 1320 | 831
17.04. | 16 | 1320 | 831
17.04. | 17 | 1320 | 831
17.04. | 18 | 1320 | 831
17.04. | 19 | 1320 | 831
17.04. | 20 | 1320 | 831
17.04. | 21 | 1320 | 831
17.04. | 22 | 1320 | 831
17.04. | 23 | 1320 | 831
17.04. | 24 | 1320 | 831
18.04. | 1 | 1320 | 831
18.04. | 2 | 1320 | 831
18.04. | 3 | 1320 | 831
18.04. | 4 | 1320 | 831
18.04. | 5 | 1320 | 831
18.04. | 6 | 1320 | 831
18.04. | 7 | 1320 | 831
18.04. | 8 | 1320 | 831
18.04. | 9 | 1320 | 831
18.04. | 10 | 1320 | 831
18.04. | 11 | 1320 | 831
18.04. | 12 | 1320 | 831
18.04. | 13 | 1320 | 831
18.04. | 14 | 1320 | 831
18.04. | 15 | 1320 | 831
18.04. | 16 | 1320 | 831
18.04. | 17 | 1320 | 831
18.04. | 18 | 1320 | 831
18.04. | 19 | 1320 | 831
18.04. | 20 | 1320 | 831
18.04. | 21 | 1320 | 831
18.04. | 22 | 1320 | 831
18.04. | 23 | 1320 | 831
18.04. | 24 | 1320 | 831
19.04. | 1 | 1320 | 831
19.04. | 2 | 1320 | 831
19.04. | 3 | 1320 | 831
19.04. | 4 | 1320 | 831
19.04. | 5 | 1320 | 831
19.04. | 6 | 1320 | 831
19.04. | 7 | 1320 | 831
19.04. | 8 | 1320 | 831
19.04. | 9 | 1320 | 831
19.04. | 10 | 1320 | 831
19.04. | 11 | 1320 | 831
19.04. | 12 | 1320 | 831
19.04. | 13 | 1320 | 831
19.04. | 14 | 1320 | 831
19.04. | 15 | 1320 | 831
19.04. | 16 | 1320 | 831
19.04. | 17 | 1320 | 831
19.04. | 18 | 1320 | 831
19.04. | 19 | 1320 | 831
19.04. | 20 | 1320 | 831
19.04. | 21 | 1320 | 831
19.04. | 22 | 1320 | 831
19.04. | 23 | 1320 | 831
19.04. | 24 | 1320 | 831
20.04. | 1 | 1320 | 831
20.04. | 2 | 1320 | 831
20.04. | 3 | 1320 | 831
20.04. | 4 | 1320 | 831
20.04. | 5 | 1320 | 831
20.04. | 6 | 1320 | 831
20.04. | 7 | 1320 | 831
20.04. | 8 | 1320 | 831
20.04. | 9 | 1320 | 831
20.04. | 10 | 1320 | 831
20.04. | 11 | 1320 | 831
20.04. | 12 | 1320 | 831
20.04. | 13 | 1320 | 831
20.04. | 14 | 1320 | 831
20.04. | 15 | 1320 | 831
20.04. | 16 | 1320 | 831
20.04. | 17 | 1320 | 831
20.04. | 18 | 1320 | 831
20.04. | 19 | 1320 | 831
20.04. | 20 | 1320 | 831
20.04. | 21 | 1320 | 831
20.04. | 22 | 1320 | 831
20.04. | 23 | 1320 | 831
20.04. | 24 | 1320 | 831
21.04. | 1 | 1320 | 831
21.04. | 2 | 1320 | 831
21.04. | 3 | 1320 | 831
21.04. | 4 | 1320 | 831
21.04. | 5 | 1320 | 831
21.04. | 6 | 1320 | 831
21.04. | 7 | 1320 | 831
21.04. | 8 | 1320 | 831
21.04. | 9 | 1320 | 831
21.04. | 10 | 1320 | 831
21.04. | 11 | 1320 | 831
21.04. | 12 | 1320 | 831
21.04. | 13 | 1320 | 831
21.04. | 14 | 1320 | 831
21.04. | 15 | 1320 | 831
21.04. | 16 | 1320 | 831
21.04. | 17 | 1320 | 831
21.04. | 18 | 1320 | 831
21.04. | 19 | 1320 | 831
21.04. | 20 | 1320 | 831
21.04. | 21 | 1320 | 831
21.04. | 22 | 1320 | 831
21.04. | 23 | 1320 | 831
21.04. | 24 | 1320 | 831
22.04. | 1 | 1320 | 831
22.04. | 2 | 1320 | 831
22.04. | 3 | 1320 | 831
22.04. | 4 | 1320 | 831
22.04. | 5 | 1320 | 831
22.04. | 6 | 1320 | 831
22.04. | 7 | 1320 | 831
22.04. | 8 | 1320 | 831
22.04. | 9 | 1320 | 831
22.04. | 10 | 1320 | 831
22.04. | 11 | 1320 | 831
22.04. | 12 | 1320 | 831
22.04. | 13 | 1320 | 831
22.04. | 14 | 1320 | 831
22.04. | 15 | 1320 | 831
22.04. | 16 | 1320 | 831
22.04. | 17 | 1320 | 831
22.04. | 18 | 1320 | 831
22.04. | 19 | 1320 | 831
22.04. | 20 | 1320 | 831
22.04. | 21 | 1320 | 831
22.04. | 22 | 1320 | 831
22.04. | 23 | 1320 | 831
22.04. | 24 | 1320 | 831
23.04. | 1 | 1320 | 831
23.04. | 2 | 1320 | 831
23.04. | 3 | 1320 | 831
23.04. | 4 | 1320 | 831
23.04. | 5 | 1320 | 831
23.04. | 6 | 1320 | 831
23.04. | 7 | 1320 | 831
23.04. | 8 | 1320 | 831
23.04. | 9 | 1320 | 831
23.04. | 10 | 1320 | 831
23.04. | 11 | 1320 | 831
23.04. | 12 | 1320 | 831
23.04. | 13 | 1320 | 831
23.04. | 14 | 1320 | 831
23.04. | 15 | 1320 | 831
23.04. | 16 | 1320 | 831
23.04. | 17 | 1320 | 831
23.04. | 18 | 1320 | 831
23.04. | 19 | 1320 | 831
23.04. | 20 | 1320 | 831
23.04. | 21 | 1320 | 831
23.04. | 22 | 1320 | 831
23.04. | 23 | 1320 | 831
23.04. | 24 | 1320 | 831
24.04. | 1 | 1320 | 831
24.04. | 2 | 1320 | 831
24.04. | 3 | 1320 | 831
24.04. | 4 | 1320 | 831
24.04. | 5 | 1320 | 831
24.04. | 6 | 1320 | 831
24.04. | 7 | 1320 | 831
24.04. | 8 | 1320 | 831
24.04. | 9 | 1320 | 831
24.04. | 10 | 1320 | 831
24.04. | 11 | 1320 | 831
24.04. | 12 | 1320 | 831
24.04. | 13 | 1320 | 831
24.04. | 14 | 1320 | 831
24.04. | 15 | 1320 | 831
24.04. | 16 | 1320 | 831
24.04. | 17 | 1320 | 831
24.04. | 18 | 1320 | 831
24.04. | 19 | 1320 | 831
24.04. | 20 | 1320 | 831
24.04. | 21 | 1320 | 831
24.04. | 22 | 1320 | 831
24.04. | 23 | 1320 | 831
24.04. | 24 | 1320 | 831
25.04. | 1 | 1320 | 831
25.04. | 2 | 1320 | 831
25.04. | 3 | 1320 | 831
25.04. | 4 | 1320 | 831
25.04. | 5 | 1320 | 831
25.04. | 6 | 1320 | 831
25.04. | 7 | 1320 | 831
25.04. | 8 | 1320 | 831
25.04. | 9 | 1320 | 831
25.04. | 10 | 1320 | 831
25.04. | 11 | 1320 | 831
25.04. | 12 | 1320 | 831
25.04. | 13 | 1320 | 831
25.04. | 14 | 1320 | 831
25.04. | 15 | 1320 | 831
25.04. | 16 | 1320 | 831
25.04. | 17 | 1320 | 831
25.04. | 18 | 1320 | 831
25.04. | 19 | 1320 | 831
25.04. | 20 | 1320 | 831
25.04. | 21 | 1320 | 831
25.04. | 22 | 1320 | 831
25.04. | 23 | 1320 | 831
25.04. | 24 | 1320 | 831
26.04. | 1 | 1320 | 831
26.04. | 2 | 1320 | 831
26.04. | 3 | 1320 | 831
26.04. | 4 | 1320 | 831
26.04. | 5 | 1320 | 831
26.04. | 6 | 1320 | 831
26.04. | 7 | 1320 | 831
26.04. | 8 | 1320 | 831
26.04. | 9 | 1320 | 831
26.04. | 10 | 1320 | 831
26.04. | 11 | 1320 | 831
26.04. | 12 | 1320 | 831
26.04. | 13 | 1320 | 831
26.04. | 14 | 1320 | 831
26.04. | 15 | 1320 | 831
26.04. | 16 | 1320 | 831
26.04. | 17 | 1320 | 831
26.04. | 18 | 1320 | 831
26.04. | 19 | 1320 | 831
26.04. | 20 | 1320 | 831
26.04. | 21 | 1320 | 831
26.04. | 22 | 1320 | 831
26.04. | 23 | 1320 | 831
26.04. | 24 | 1320 | 831
27.04. | 1 | 1320 | 831
27.04. | 2 | 1320 | 831
27.04. | 3 | 1320 | 831
27.04. | 4 | 1320 | 831
27.04. | 5 | 1320 | 831
27.04. | 6 | 1320 | 831
27.04. | 7 | 1320 | 831
27.04. | 8 | 1320 | 831
27.04. | 9 | 1320 | 831
27.04. | 10 | 1320 | 831
27.04. | 11 | 1320 | 831
27.04. | 12 | 1320 | 831
27.04. | 13 | 1320 | 831
27.04. | 14 | 1320 | 831
27.04. | 15 | 1320 | 831
27.04. | 16 | 1320 | 831
27.04. | 17 | 1320 | 831
27.04. | 18 | 1320 | 831
27.04. | 19 | 1320 | 831
27.04. | 20 | 1320 | 831
27.04. | 21 | 1320 | 831
27.04. | 22 | 1320 | 831
27.04. | 23 | 1320 | 831
27.04. | 24 | 1320 | 831
28.04. | 1 | 1320 | 831
28.04. | 2 | 1320 | 831
28.04. | 3 | 1320 | 831
28.04. | 4 | 1320 | 831
28.04. | 5 | 1320 | 831
28.04. | 6 | 1320 | 831
28.04. | 7 | 1320 | 831
28.04. | 8 | 1320 | 831
28.04. | 9 | 1320 | 831
28.04. | 10 | 1320 | 831
28.04. | 11 | 1320 | 831
28.04. | 12 | 1320 | 831
28.04. | 13 | 1320 | 831
28.04. | 14 | 1320 | 831
28.04. | 15 | 1320 | 831
28.04. | 16 | 1320 | 831
28.04. | 17 | 1320 | 831
28.04. | 18 | 1320 | 831
28.04. | 19 | 1320 | 831
28.04. | 20 | 1320 | 831
28.04. | 21 | 1320 | 831
28.04. | 22 | 1320 | 831
28.04. | 23 | 1320 | 831
28.04. | 24 | 1320 | 831
29.04. | 1 | 1320 | 831
29.04. | 2 | 1320 | 831
29.04. | 3 | 1320 | 831
29.04. | 4 | 1320 | 831
29.04. | 5 | 1320 | 831
29.04. | 6 | 1320 | 831
29.04. | 7 | 1320 | 831
29.04. | 8 | 1320 | 831
29.04. | 9 | 1320 | 831
29.04. | 10 | 1320 | 831
29.04. | 11 | 1320 | 831
29.04. | 12 | 1320 | 831
29.04. | 13 | 1320 | 831
29.04. | 14 | 1320 | 831
29.04. | 15 | 1320 | 831
29.04. | 16 | 1320 | 831
29.04. | 17 | 1320 | 831
29.04. | 18 | 1320 | 831
29.04. | 19 | 1320 | 831
29.04. | 20 | 1320 | 831
29.04. | 21 | 1320 | 831
29.04. | 22 | 1320 | 831
29.04. | 23 | 1320 | 831
29.04. | 24 | 1320 | 831
30.04. | 1 | 1320 | 831
30.04. | 2 | 1320 | 831
30.04. | 3 | 1320 | 831
30.04. | 4 | 1320 | 831
30.04. | 5 | 1320 | 831
30.04. | 6 | 1320 | 831
30.04. | 7 | 1320 | 831
30.04. | 8 | 1320 | 831
30.04. | 9 | 1320 | 831
30.04. | 10 | 1320 | 831
30.04. | 11 | 1320 | 831
30.04. | 12 | 1320 | 831
30.04. | 13 | 1320 | 831
30.04. | 14 | 1320 | 831
30.04. | 15 | 1320 | 831
30.04. | 16 | 1320 | 831
30.04. | 17 | 1320 | 831
30.04. | 18 | 1320 | 831
30.04. | 19 | 1320 | 831
30.04. | 20 | 1320 | 831
30.04. | 21 | 1320 | 831
30.04. | 22 | 1320 | 831
30.04. | 23 | 1320 | 831
30.04. | 24 | 1320 | 831
01.05. | 1 | 1320 | 831
01.05. | 2 | 1320 | 831
01.05. | 3 | 1320 | 831
01.05. | 4 | 1320 | 831
01.05. | 5 | 1320 | 831
01.05. | 6 | 1320 | 831
01.05. | 7 | 1320 | 831
01.05. | 8 | 1320 | 831
01.05. | 9 | 1320 | 831
01.05. | 10 | 1320 | 831
01.05. | 11 | 1320 | 831
01.05. | 12 | 1320 | 831
01.05. | 13 | 1320 | 831
01.05. | 14 | 1320 | 831
01.05. | 15 | 1320 | 831
01.05. | 16 | 1320 | 831
01.05. | 17 | 1320 | 831
01.05. | 18 | 1320 | 831
01.05. | 19 | 1320 | 831
01.05. | 20 | 1320 | 831
01.05. | 21 | 1320 | 831
01.05. | 22 | 1320 | 831
01.05. | 23 | 1320 | 831
01.05. | 24 | 1320 | 831
02.05. | 1 | 1320 | 831
02.05. | 2 | 1320 | 831
02.05. | 3 | 1320 | 831
02.05. | 4 | 1320 | 831
02.05. | 5 | 1320 | 831
02.05. | 6 | 1320 | 831
02.05. | 7 | 1320 | 831
02.05. | 8 | 1320 | 831
02.05. | 9 | 1320 | 831
02.05. | 10 | 1320 | 831
02.05. | 11 | 1320 | 831
02.05. | 12 | 1320 | 831
02.05. | 13 | 1320 | 831
02.05. | 14 | 1320 | 831
02.05. | 15 | 1320 | 831
02.05. | 16 | 1320 | 831
02.05. | 17 | 1320 | 831
02.05. | 18 | 1320 | 831
02.05. | 19 | 1320 | 831
02.05. | 20 | 1320 | 831
02.05. | 21 | 1320 | 831
02.05. | 22 | 1320 | 831
02.05. | 23 | 1320 | 831
02.05. | 24 | 1320 | 831
03.05. | 1 | 1320 | 831
03.05. | 2 | 1320 | 831
03.05. | 3 | 1320 | 831
03.05. | 4 | 1320 | 831
03.05. | 5 | 1320 | 831
03.05. | 6 | 1320 | 831
03.05. | 7 | 1320 | 831
03.05. | 8 | 1320 | 831
03.05. | 9 | 1320 | 831
03.05. | 10 | 1320 | 831
03.05. | 11 | 1320 | 831
03.05. | 12 | 1320 | 831
03.05. | 13 | 1320 | 831
03.05. | 14 | 1320 | 831
03.05. | 15 | 1320 | 831
03.05. | 16 | 1320 | 831
03.05. | 17 | 1320 | 831
03.05. | 18 | 1320 | 831
03.05. | 19 | 1320 | 831
03.05. | 20 | 1320 | 831
03.05. | 21 | 1320 | 831
03.05. | 22 | 1320 | 831
03.05. | 23 | 1320 | 831
03.05. | 24 | 1320 | 831
04.05. | 1 | 1320 | 831
04.05. | 2 | 1320 | 831
04.05. | 3 | 1320 | 831
04.05. | 4 | 1320 | 831
04.05. | 5 | 1320 | 831
04.05. | 6 | 1320 | 831
04.05. | 7 | 1320 | 831
04.05. | 8 | 1320 | 831
04.05. | 9 | 1320 | 831
04.05. | 10 | 1320 | 831
04.05. | 11 | 1320 | 831
04.05. | 12 | 1320 | 831
04.05. | 13 | 1320 | 831
04.05. | 14 | 1320 | 831
04.05. | 15 | 1320 | 831
04.05. | 16 | 1320 | 831
04.05. | 17 | 1320 | 831
04.05. | 18 | 1320 | 831
04.05. | 19 | 1320 | 831
04.05. | 20 | 1320 | 831
04.05. | 21 | 1320 | 831
04.05. | 22 | 1320 | 831
04.05. | 23 | 1320 | 831
04.05. | 24 | 1320 | 831
05.05. | 1 | 1320 | 831
05.05. | 2 | 1320 | 831
05.05. | 3 | 1320 | 831
05.05. | 4 | 1320 | 831
05.05. | 5 | 1320 | 831
05.05. | 6 | 1320 | 831
05.05. | 7 | 1320 | 831
05.05. | 8 | 1320 | 831
05.05. | 9 | 1320 | 831
05.05. | 10 | 1320 | 831
05.05. | 11 | 1320 | 831
05.05. | 12 | 1320 | 831
05.05. | 13 | 1320 | 831
05.05. | 14 | 1320 | 831
05.05. | 15 | 1320 | 831
05.05. | 16 | 1320 | 831
05.05. | 17 | 1320 | 831
05.05. | 18 | 1320 | 831
05.05. | 19 | 1320 | 831
05.05. | 20 | 1320 | 831
05.05. | 21 | 1320 | 831
05.05. | 22 | 1320 | 831
05.05. | 23 | 1320 | 831
05.05. | 24 | 1320 | 831
06.05. | 1 | 1320 | 831
06.05. | 2 | 1320 | 831
06.05. | 3 | 1320 | 831
06.05. | 4 | 1320 | 831
06.05. | 5 | 1320 | 831
06.05. | 6 | 1320 | 831
06.05. | 7 | 1320 | 831
06.05. | 8 | 1320 | 831
06.05. | 9 | 1320 | 831
06.05. | 10 | 1320 | 831
06.05. | 11 | 1320 | 831
06.05. | 12 | 1320 | 831
06.05. | 13 | 1320 | 831
06.05. | 14 | 1320 | 831
06.05. | 15 | 1320 | 831
06.05. | 16 | 1320 | 831
06.05. | 17 | 1320 | 831
06.05. | 18 | 1320 | 831
06.05. | 19 | 1320 | 831
06.05. | 20 | 1320 | 831
06.05. | 21 | 1320 | 831
06.05. | 22 | 1320 | 831
06.05. | 23 | 1320 | 831
06.05. | 24 | 1320 | 831
07.05. | 1 | 1320 | 831
07.05. | 2 | 1320 | 831
07.05. | 3 | 1320 | 831
07.05. | 4 | 1320 | 831
07.05. | 5 | 1320 | 831
07.05. | 6 | 1320 | 831
07.05. | 7 | 1320 | 831
07.05. | 8 | 1320 | 831
07.05. | 9 | 1320 | 831
07.05. | 10 | 1320 | 831
07.05. | 11 | 1320 | 831
07.05. | 12 | 1320 | 831
07.05. | 13 | 1320 | 831
07.05. | 14 | 1320 | 831
07.05. | 15 | 1320 | 831
07.05. | 16 | 1320 | 831
07.05. | 17 | 1320 | 831
07.05. | 18 | 1320 | 831
07.05. | 19 | 1320 | 831
07.05. | 20 | 1320 | 831
07.05. | 21 | 1320 | 831
07.05. | 22 | 1320 | 831
07.05. | 23 | 1320 | 831
07.05. | 24 | 1320 | 831
08.05. | 1 | 1320 | 831
08.05. | 2 | 1320 | 831
08.05. | 3 | 1320 | 831
08.05. | 4 | 1320 | 831
08.05. | 5 | 1320 | 831
08.05. | 6 | 1320 | 831
08.05. | 7 | 1320 | 831
08.05. | 8 | 1320 | 831
08.05. | 9 | 1320 | 831
08.05. | 10 | 1320 | 831
08.05. | 11 | 1320 | 831
08.05. | 12 | 1320 | 831
08.05. | 13 | 1320 | 831
08.05. | 14 | 1320 | 831
08.05. | 15 | 1320 | 831
08.05. | 16 | 1320 | 831
08.05. | 17 | 1320 | 831
08.05. | 18 | 1320 | 831
08.05. | 19 | 1320 | 831
08.05. | 20 | 1320 | 831
08.05. | 21 | 1320 | 831
08.05. | 22 | 1320 | 831
08.05. | 23 | 1320 | 831
08.05. | 24 | 1320 | 831
09.05. | 1 | 1320 | 831
09.05. | 2 | 1320 | 831
09.05. | 3 | 1320 | 831
09.05. | 4 | 1320 | 831
09.05. | 5 | 1320 | 831
09.05. | 6 | 1320 | 831
09.05. | 7 | 1320 | 831
09.05. | 8 | 1320 | 831
09.05. | 9 | 1320 | 831
09.05. | 10 | 1320 | 831
09.05. | 11 | 1320 | 831
09.05. | 12 | 1320 | 831
09.05. | 13 | 1320 | 831
09.05. | 14 | 1320 | 831
09.05. | 15 | 1320 | 831
09.05. | 16 | 1320 | 831
09.05. | 17 | 1320 | 831
09.05. | 18 | 1320 | 831
09.05. | 19 | 1320 | 831
09.05. | 20 | 1320 | 831
09.05. | 21 | 1320 | 831
09.05. | 22 | 1320 | 831
09.05. | 23 | 1320 | 831
09.05. | 24 | 1320 | 831
10.05. | 1 | 1320 | 831
10.05. | 2 | 1320 | 831
10.05. | 3 | 1320 | 831
10.05. | 4 | 1320 | 831
10.05. | 5 | 1320 | 831
10.05. | 6 | 1320 | 831
10.05. | 7 | 1320 | 831
10.05. | 8 | 1320 | 831
10.05. | 9 | 1320 | 831
10.05. | 10 | 1320 | 831
10.05. | 11 | 1320 | 831
10.05. | 12 | 1320 | 831
10.05. | 13 | 1320 | 831
10.05. | 14 | 1320 | 831
10.05. | 15 | 1320 | 831
10.05. | 16 | 1320 | 831
10.05. | 17 | 1320 | 831
10.05. | 18 | 1320 | 831
10.05. | 19 | 1320 | 831
10.05. | 20 | 1320 | 831
10.05. | 21 | 1320 | 831
10.05. | 22 | 1320 | 831
10.05. | 23 | 1320 | 831
10.05. | 24 | 1320 | 831
11.05. | 1 | 1320 | 831
11.05. | 2 | 1320 | 831
11.05. | 3 | 1320 | 831
11.05. | 4 | 1320 | 831
11.05. | 5 | 1320 | 831
11.05. | 6 | 1320 | 831
11.05. | 7 | 1320 | 831
11.05. | 8 | 1320 | 831
11.05. | 9 | 1320 | 831
11.05. | 10 | 1320 | 831
11.05. | 11 | 1320 | 831
11.05. | 12 | 1320 | 831
11.05. | 13 | 1320 | 831
11.05. | 14 | 1320 | 831
11.05. | 15 | 1320 | 831
11.05. | 16 | 1320 | 831
11.05. | 17 | 1320 | 831
11.05. | 18 | 1320 | 831
11.05. | 19 | 1320 | 831
11.05. | 20 | 1320 | 831
11.05. | 21 | 1320 | 831
11.05. | 22 | 1320 | 831
11.05. | 23 | 1320 | 831
11.05. | 24 | 1320 | 831
12.05. | 1 | 1320 | 831
12.05. | 2 | 1320 | 831
12.05. | 3 | 1320 | 831
12.05. | 4 | 1320 | 831
12.05. | 5 | 1320 | 831
12.05. | 6 | 1320 | 831
12.05. | 7 | 1320 | 831
12.05. | 8 | 1320 | 831
12.05. | 9 | 1320 | 831
12.05. | 10 | 1320 | 831
12.05. | 11 | 1320 | 831
12.05. | 12 | 1320 | 831
12.05. | 13 | 1320 | 831
12.05. | 14 | 1320 | 831
12.05. | 15 | 1320 | 831
12.05. | 16 | 1320 | 831
12.05. | 17 | 1320 | 831
12.05. | 18 | 1320 | 831
12.05. | 19 | 1320 | 831
12.05. | 20 | 1320 | 831
12.05. | 21 | 1320 | 831
12.05. | 22 | 1320 | 831
12.05. | 23 | 1320 | 831
12.05. | 24 | 1320 | 831
13.05. | 1 | 1320 | 831
13.05. | 2 | 1320 | 831
13.05. | 3 | 1320 | 831
13.05. | 4 | 1320 | 831
13.05. | 5 | 1320 | 831
13.05. | 6 | 1320 | 831
13.05. | 7 | 1320 | 831
13.05. | 8 | 1320 | 831
13.05. | 9 | 1320 | 831
13.05. | 10 | 1320 | 831
13.05. | 11 | 1320 | 831
13.05. | 12 | 1320 | 831
13.05. | 13 | 1320 | 831
13.05. | 14 | 1320 | 831
13.05. | 15 | 1320 | 831
13.05. | 16 | 1320 | 831
13.05. | 17 | 1320 | 831
13.05. | 18 | 1320 | 831
13.05. | 19 | 1320 | 831
13.05. | 20 | 1320 | 831
13.05. | 21 | 1320 | 831
13.05. | 22 | 1320 | 831
13.05. | 23 | 1320 | 831
13.05. | 24 | 1320 | 831
14.05. | 1 | 1320 | 831
14.05. | 2 | 1320 | 831
14.05. | 3 | 1320 | 831
14.05. | 4 | 1320 | 831
14.05. | 5 | 1320 | 831
14.05. | 6 | 1320 | 831
14.05. | 7 | 1320 | 831
14.05. | 8 | 1320 | 831
14.05. | 9 | 1320 | 831
14.05. | 10 | 1320 | 831
14.05. | 11 | 1320 | 831
14.05. | 12 | 1320 | 831
14.05. | 13 | 1320 | 831
14.05. | 14 | 1320 | 831
14.05. | 15 | 1320 | 831
14.05. | 16 | 1320 | 831
14.05. | 17 | 1320 | 831
14.05. | 18 | 1320 | 831
14.05. | 19 | 1320 | 831
14.05. | 20 | 1320 | 831
14.05. | 21 | 1320 | 831
14.05. | 22 | 1320 | 831
14.05. | 23 | 1320 | 831
14.05. | 24 | 1320 | 831
15.05. | 1 | 1320 | 831
15.05. | 2 | 1320 | 831
15.05. | 3 | 1320 | 831
15.05. | 4 | 1320 | 831
15.05. | 5 | 1320 | 831
15.05. | 6 | 1320 | 831
15.05. | 7 | 1320 | 831
15.05. | 8 | 1320 | 831
15.05. | 9 | 1320 | 831
15.05. | 10 | 1320 | 831
15.05. | 11 | 1320 | 831
15.05. | 12 | 1320 | 831
15.05. | 13 | 1320 | 831
15.05. | 14 | 1320 | 831
15.05. | 15 | 1320 | 831
15.05. | 16 | 1320 | 831
15.05. | 17 | 1320 | 831
15.05. | 18 | 1320 | 831
15.05. | 19 | 1320 | 831
15.05. | 20 | 1320 | 831
15.05. | 21 | 1320 | 831
15.05. | 22 | 1320 | 831
15.05. | 23 | 1320 | 831
15.05. | 24 | 1320 | 831
16.05. | 1 | 1320 | 831
16.05. | 2 | 1320 | 831
16.05. | 3 | 1320 | 831
16.05. | 4 | 1320 | 831
16.05. | 5 | 1320 | 831
16.05. | 6 | 1320 | 831
16.05. | 7 | 1320 | 831
16.05. | 8 | 1320 | 831
16.05. | 9 | 1320 | 831
16.05. | 10 | 1320 | 831
16.05. | 11 | 1320 | 831
16.05. | 12 | 1320 | 831
16.05. | 13 | 1320 | 831
16.05. | 14 | 1320 | 831
16.05. | 15 | 1320 | 831
16.05. | 16 | 1320 | 831
16.05. | 17 | 1320 | 831
16.05. | 18 | 1320 | 831
16.05. | 19 | 1320 | 831
16.05. | 20 | 1320 | 831
16.05. | 21 | 1320 | 831
16.05. | 22 | 1320 | 831
16.05. | 23 | 1320 | 831
16.05. | 24 | 1320 | 831
17.05. | 1 | 1320 | 831
17.05. | 2 | 1320 | 831
17.05. | 3 | 1320 | 831
17.05. | 4 | 1320 | 831
17.05. | 5 | 1320 | 831
17.05. | 6 | 1320 | 831
17.05. | 7 | 1320 | 831
17.05. | 8 | 1320 | 831
17.05. | 9 | 1320 | 831
17.05. | 10 | 1320 | 831
17.05. | 11 | 1320 | 831
17.05. | 12 | 1320 | 831
17.05. | 13 | 1320 | 831
17.05. | 14 | 1320 | 831
17.05. | 15 | 1320 | 831
17.05. | 16 | 1320 | 831
17.05. | 17 | 1320 | 831
17.05. | 18 | 1320 | 831
17.05. | 19 | 1320 | 831
17.05. | 20 | 1320 | 831
17.05. | 21 | 1320 | 831
17.05. | 22 | 1320 | 831
17.05. | 23 | 1320 | 831
17.05. | 24 | 1320 | 831
18.05. | 1 | 1320 | 831
18.05. | 2 | 1320 | 831
18.05. | 3 | 1320 | 831
18.05. | 4 | 1320 | 831
18.05. | 5 | 1320 | 831
18.05. | 6 | 1320 | 831
18.05. | 7 | 1320 | 831
18.05. | 8 | 1320 | 831
18.05. | 9 | 1320 | 831
18.05. | 10 | 1320 | 831
18.05. | 11 | 1320 | 831
18.05. | 12 | 1320 | 831
18.05. | 13 | 1320 | 831
18.05. | 14 | 1320 | 831
18.05. | 15 | 1320 | 831
18.05. | 16 | 1320 | 831
18.05. | 17 | 1320 | 831
18.05. | 18 | 1320 | 831
18.05. | 19 | 1320 | 831
18.05. | 20 | 1320 | 831
18.05. | 21 | 1320 | 831
18.05. | 22 | 1320 | 831
18.05. | 23 | 1320 | 831
18.05. | 24 | 1320 | 831
19.05. | 1 | 1320 | 831
19.05. | 2 | 1320 | 831
19.05. | 3 | 1320 | 831
19.05. | 4 | 1320 | 831
19.05. | 5 | 1320 | 831
19.05. | 6 | 1320 | 831
19.05. | 7 | 1320 | 831
19.05. | 8 | 1320 | 831
19.05. | 9 | 1320 | 831
19.05. | 10 | 1320 | 831
19.05. | 11 | 1320 | 831
19.05. | 12 | 1320 | 831
19.05. | 13 | 1320 | 831
19.05. | 14 | 1320 | 831
19.05. | 15 | 1320 | 831
19.05. | 16 | 1320 | 831
19.05. | 17 | 1320 | 831
19.05. | 18 | 1320 | 831
19.05. | 19 | 1320 | 831
19.05. | 20 | 1320 | 831
19.05. | 21 | 1320 | 831
19.05. | 22 | 1320 | 831
19.05. | 23 | 1320 | 831
19.05. | 24 | 1320 | 831
20.05. | 1 | 1320 | 831
20.05. | 2 | 1320 | 831
20.05. | 3 | 1320 | 831
20.05. | 4 | 1320 | 831
20.05. | 5 | 1320 | 831
20.05. | 6 | 1320 | 831
20.05. | 7 | 1320 | 831
20.05. | 8 | 1320 | 831
20.05. | 9 | 1320 | 831
20.05. | 10 | 1320 | 831
20.05. | 11 | 1320 | 831
20.05. | 12 | 1320 | 831
20.05. | 13 | 1320 | 831
20.05. | 14 | 1320 | 831
20.05. | 15 | 1320 | 831
20.05. | 16 | 1320 | 831
20.05. | 17 | 1320 | 831
20.05. | 18 | 1320 | 831
20.05. | 19 | 1320 | 831
20.05. | 20 | 1320 | 831
20.05. | 21 | 1320 | 831
20.05. | 22 | 1320 | 831
20.05. | 23 | 1320 | 831
20.05. | 24 | 1320 | 831
21.05. | 1 | 1320 | 831
21.05. | 2 | 1320 | 831
21.05. | 3 | 1320 | 831
21.05. | 4 | 1320 | 831
21.05. | 5 | 1320 | 831
21.05. | 6 | 1320 | 831
21.05. | 7 | 1320 | 831
21.05. | 8 | 1320 | 831
21.05. | 9 | 1320 | 831
21.05. | 10 | 1320 | 831
21.05. | 11 | 1320 | 831
21.05. | 12 | 1320 | 831
21.05. | 13 | 1320 | 831
21.05. | 14 | 1320 | 831
21.05. | 15 | 1320 | 831
21.05. | 16 | 1320 | 831
21.05. | 17 | 1320 | 831
21.05. | 18 | 1320 | 831
21.05. | 19 | 1320 | 831
21.05. | 20 | 1320 | 831
21.05. | 21 | 1320 | 831
21.05. | 22 | 1320 | 831
21.05. | 23 | 1320 | 831
21.05. | 24 | 1320 | 831
22.05. | 1 | 1320 | 831
22.05. | 2 | 1320 | 831
22.05. | 3 | 1320 | 831
22.05. | 4 | 1320 | 831
22.05. | 5 | 1320 | 831
22.05. | 6 | 1320 | 831
22.05. | 7 | 1320 | 831
22.05. | 8 | 1320 | 831
22.05. | 9 | 1320 | 831
22.05. | 10 | 1320 | 831
22.05. | 11 | 1320 | 831
22.05. | 12 | 1320 | 831
22.05. | 13 | 1320 | 831
22.05. | 14 | 1320 | 831
22.05. | 15 | 1320 | 831
22.05. | 16 | 1320 | 831
22.05. | 17 | 1320 | 831
22.05. | 18 | 1320 | 831
22.05. | 19 | 1320 | 831
22.05. | 20 | 1320 | 831
22.05. | 21 | 1320 | 831
22.05. | 22 | 1320 | 831
22.05. | 23 | 1320 | 831
22.05. | 24 | 1320 | 831
23.05. | 1 | 1320 | 831
23.05. | 2 | 1320 | 831
23.05. | 3 | 1320 | 831
23.05. | 4 | 1320 | 831
23.05. | 5 | 1320 | 831
23.05. | 6 | 1320 | 831
23.05. | 7 | 1320 | 831
23.05. | 8 | 1320 | 831
23.05. | 9 | 1320 | 831
23.05. | 10 | 1320 | 831
23.05. | 11 | 1320 | 831
23.05. | 12 | 1320 | 831
23.05. | 13 | 1320 | 831
23.05. | 14 | 1320 | 831
23.05. | 15 | 1320 | 831
23.05. | 16 | 1320 | 831
23.05. | 17 | 1320 | 831
23.05. | 18 | 1320 | 831
23.05. | 19 | 1320 | 831
23.05. | 20 | 1320 | 831
23.05. | 21 | 1320 | 831
23.05. | 22 | 1320 | 831
23.05. | 23 | 1320 | 831
23.05. | 24 | 1320 | 831
24.05. | 1 | 1320 | 831
24.05. | 2 | 1320 | 831
24.05. | 3 | 1320 | 831
24.05. | 4 | 1320 | 831
24.05. | 5 | 1320 | 831
24.05. | 6 | 1320 | 831
24.05. | 7 | 1320 | 831
24.05. | 8 | 1320 | 831
24.05. | 9 | 1320 | 831
24.05. | 10 | 1320 | 831
24.05. | 11 | 1320 | 831
24.05. | 12 | 1320 | 831
24.05. | 13 | 1320 | 831
24.05. | 14 | 1320 | 831
24.05. | 15 | 1320 | 831
24.05. | 16 | 1320 | 831
24.05. | 17 | 1320 | 831
24.05. | 18 | 1320 | 831
24.05. | 19 | 1320 | 831
24.05. | 20 | 1320 | 831
24.05. | 21 | 1320 | 831
24.05. | 22 | 1320 | 831
24.05. | 23 | 1320 | 831
24.05. | 24 | 1320 | 831
25.05. | 1 | 1320 | 831
25.05. | 2 | 1320 | 831
25.05. | 3 | 1320 | 831
25.05. | 4 | 1320 | 831
25.05. | 5 | 1320 | 831
25.05. | 6 | 1320 | 831
25.05. | 7 | 1320 | 831
25.05. | 8 | 1320 | 831
25.05. | 9 | 1320 | 831
25.05. | 10 | 1320 | 831
25.05. | 11 | 1320 | 831
25.05. | 12 | 1320 | 831
25.05. | 13 | 1320 | 831
25.05. | 14 | 1320 | 831
25.05. | 15 | 1320 | 831
25.05. | 16 | 1320 | 831
25.05. | 17 | 1320 | 831
25.05. | 18 | 1320 | 831
25.05. | 19 | 1320 | 831
25.05. | 20 | 1320 | 831
25.05. | 21 | 1320 | 831
25.05. | 22 | 1320 | 831
25.05. | 23 | 1320 | 831
25.05. | 24 | 1320 | 831
26.05. | 1 | 1320 | 831
26.05. | 2 | 1320 | 831
26.05. | 3 | 1320 | 831
26.05. | 4 | 1320 | 831
26.05. | 5 | 1320 | 831
26.05. | 6 | 1320 | 831
26.05. | 7 | 1320 | 831
26.05. | 8 | 1320 | 831
26.05. | 9 | 1320 | 831
26.05. | 10 | 1320 | 831
26.05. | 11 | 1320 | 831
26.05. | 12 | 1320 | 831
26.05. | 13 | 1320 | 831
26.05. | 14 | 1320 | 831
26.05. | 15 | 1320 | 831
26.05. | 16 | 1320 | 831
26.05. | 17 | 1320 | 831
26.05. | 18 | 1320 | 831
26.05. | 19 | 1320 | 831
26.05. | 20 | 1320 | 831
26.05. | 21 | 1320 | 831
26.05. | 22 | 1320 | 831
26.05. | 23 | 1320 | 831
26.05. | 24 | 1320 | 831
27.05. | 1 | 1320 | 831
27.05. | 2 | 1320 | 831
27.05. | 3 | 1320 | 831
27.05. | 4 | 1320 | 831
27.05. | 5 | 1320 | 831
27.05. | 6 | 1320 | 831
27.05. | 7 | 1320 | 831
27.05. | 8 | 1320 | 831
27.05. | 9 | 1320 | 831
27.05. | 10 | 1320 | 831
27.05. | 11 | 1320 | 831
27.05. | 12 | 1320 | 831
27.05. | 13 | 1320 | 831
27.05. | 14 | 1320 | 831
27.05. | 15 | 1320 | 831
27.05. | 16 | 1320 | 831
27.05. | 17 | 1320 | 831
27.05. | 18 | 1320 | 831
27.05. | 19 | 1320 | 831
27.05. | 20 | 1320 | 831
27.05. | 21 | 1320 | 831
27.05. | 22 | 1320 | 831
27.05. | 23 | 1320 | 831
27.05. | 24 | 1320 | 831
28.05. | 1 | 1320 | 831
28.05. | 2 | 1320 | 831
28.05. | 3 | 1320 | 831
28.05. | 4 | 1320 | 831
28.05. | 5 | 1320 | 831
28.05. | 6 | 1320 | 831
28.05. | 7 | 1320 | 831
28.05. | 8 | 1320 | 831
28.05. | 9 | 1320 | 831
28.05. | 10 | 1320 | 831
28.05. | 11 | 1320 | 831
28.05. | 12 | 1320 | 831
28.05. | 13 | 1320 | 831
28.05. | 14 | 1320 | 831
28.05. | 15 | 1320 | 831
28.05. | 16 | 1320 | 831
28.05. | 17 | 1320 | 831
28.05. | 18 | 1320 | 831
28.05. | 19 | 1320 | 831
28.05. | 20 | 1320 | 831
28.05. | 21 | 1320 | 831
28.05. | 22 | 1320 | 831
28.05. | 23 | 1320 | 831
28.05. | 24 | 1320 | 831
29.05. | 1 | 1320 | 831
29.05. | 2 | 1320 | 831
29.05. | 3 | 1320 | 831
29.05. | 4 | 1320 | 831
29.05. | 5 | 1320 | 831
29.05. | 6 | 1320 | 831
29.05. | 7 | 1320 | 831
29.05. | 8 | 1320 | 831
29.05. | 9 | 1320 | 831
29.05. | 10 | 1320 | 831
29.05. | 11 | 1320 | 831
29.05. | 12 | 1320 | 831
29.05. | 13 | 1320 | 831
29.05. | 14 | 1320 | 831
29.05. | 15 | 1320 | 831
29.05. | 16 | 1320 | 831
29.05. | 17 | 1320 | 831
29.05. | 18 | 1320 | 831
29.05. | 19 | 1320 | 831
29.05. | 20 | 1320 | 831
29.05. | 21 | 1320 | 831
29.05. | 22 | 1320 | 831
29.05. | 23 | 1320 | 831
29.05. | 24 | 1320 | 831
30.05. | 1 | 1320 | 831
30.05. | 2 | 1320 | 831
30.05. | 3 | 1320 | 831
30.05. | 4 | 1320 | 831
30.05. | 5 | 1320 | 831
30.05. | 6 | 1320 | 831
30.05. | 7 | 1320 | 831
30.05. | 8 | 1320 | 831
30.05. | 9 | 1320 | 831
30.05. | 10 | 1320 | 831
30.05. | 11 | 1320 | 831
30.05. | 12 | 1320 | 831
30.05. | 13 | 1320 | 831
30.05. | 14 | 1320 | 831
30.05. | 15 | 1320 | 831
30.05. | 16 | 1320 | 831
30.05. | 17 | 1320 | 831
30.05. | 18 | 1320 | 831
30.05. | 19 | 1320 | 831
30.05. | 20 | 1320 | 831
30.05. | 21 | 1320 | 831
30.05. | 22 | 1320 | 831
30.05. | 23 | 1320 | 831
30.05. | 24 | 1320 | 831
31.05. | 1 | 1320 | 831
31.05. | 2 | 1320 | 831
31.05. | 3 | 1320 | 831
31.05. | 4 | 1320 | 831
31.05. | 5 | 1320 | 831
31.05. | 6 | 1320 | 831
31.05. | 7 | 1320 | 831
31.05. | 8 | 1320 | 831
31.05. | 9 | 1320 | 831
31.05. | 10 | 1320 | 831
31.05. | 11 | 1320 | 831
31.05. | 12 | 1320 | 831
31.05. | 13 | 1320 | 831
31.05. | 14 | 1320 | 831
31.05. | 15 | 1320 | 831
31.05. | 16 | 1320 | 831
31.05. | 17 | 1320 | 831
31.05. | 18 | 1320 | 831
31.05. | 19 | 1320 | 831
31.05. | 20 | 1320 | 831
31.05. | 21 | 1320 | 831
31.05. | 22 | 1320 | 831
31.05. | 23 | 1320 | 831
31.05. | 24 | 1320 | 831
01.06. | 1 | 1320 | 831
01.06. | 2 | 1320 | 831
01.06. | 3 | 1320 | 831
01.06. | 4 | 1320 | 831
01.06. | 5 | 1320 | 831
01.06. | 6 | 1320 | 831
01.06. | 7 | 1320 | 831
01.06. | 8 | 1320 | 831
01.06. | 9 | 1320 | 831
01.06. | 10 | 1320 | 831
01.06. | 11 | 1320 | 831
01.06. | 12 | 1320 | 831
01.06. | 13 | 1320 | 831
01.06. | 14 | 1320 | 831
01.06. | 15 | 1320 | 831
01.06. | 16 | 1320 | 831
01.06. | 17 | 1320 | 831
01.06. | 18 | 1320 | 831
01.06. | 19 | 1320 | 831
01.06. | 20 | 1320 | 831
01.06. | 21 | 1320 | 831
01.06. | 22 | 1320 | 831
01.06. | 23 | 1320 | 831
01.06. | 24 | 1320 | 831
02.06. | 1 | 1320 | 831
02.06. | 2 | 1320 | 831
02.06. | 3 | 1320 | 831
02.06. | 4 | 1320 | 831
02.06. | 5 | 1320 | 831
02.06. | 6 | 1320 | 831
02.06. | 7 | 1320 | 831
02.06. | 8 | 1320 | 831
02.06. | 9 | 1320 | 831
02.06. | 10 | 1320 | 831
02.06. | 11 | 1320 | 831
02.06. | 12 | 1320 | 831
02.06. | 13 | 1320 | 831
02.06. | 14 | 1320 | 831
02.06. | 15 | 1320 | 831
02.06. | 16 | 1320 | 831
02.06. | 17 | 1320 | 831
02.06. | 18 | 1320 | 831
02.06. | 19 | 1320 | 831
02.06. | 20 | 1320 | 831
02.06. | 21 | 1320 | 831
02.06. | 22 | 1320 | 831
02.06. | 23 | 1320 | 831
02.06. | 24 | 1320 | 831
03.06. | 1 | 1320 | 831
03.06. | 2 | 1320 | 831
03.06. | 3 | 1320 | 831
03.06. | 4 | 1320 | 831
03.06. | 5 | 1320 | 831
03.06. | 6 | 1320 | 831
03.06. | 7 | 1320 | 831
03.06. | 8 | 1320 | 831
03.06. | 9 | 1320 | 831
03.06. | 10 | 1320 | 831
03.06. | 11 | 1320 | 831
03.06. | 12 | 1320 | 831
03.06. | 13 | 1320 | 831
03.06. | 14 | 1320 | 831
03.06. | 15 | 1320 | 831
03.06. | 16 | 1320 | 831
03.06. | 17 | 1320 | 831
03.06. | 18 | 1320 | 831
03.06. | 19 | 1320 | 831
03.06. | 20 | 1320 | 831
03.06. | 21 | 1320 | 831
03.06. | 22 | 1320 | 831
03.06. | 23 | 1320 | 831
03.06. | 24 | 1320 | 831
04.06. | 1 | 1320 | 831
04.06. | 2 | 1320 | 831
04.06. | 3 | 1320 | 831
04.06. | 4 | 1320 | 831
04.06. | 5 | 1320 | 831
04.06. | 6 | 1320 | 831
04.06. | 7 | 1320 | 831
04.06. | 8 | 1320 | 831
04.06. | 9 | 1320 | 831
04.06. | 10 | 1320 | 831
04.06. | 11 | 1320 | 831
04.06. | 12 | 1320 | 831
04.06. | 13 | 1320 | 831
04.06. | 14 | 1320 | 831
04.06. | 15 | 1320 | 831
04.06. | 16 | 1320 | 831
04.06. | 17 | 1320 | 831
04.06. | 18 | 1320 | 831
04.06. | 19 | 1320 | 831
04.06. | 20 | 1320 | 831
04.06. | 21 | 1320 | 831
04.06. | 22 | 1320 | 831
04.06. | 23 | 1320 | 831
04.06. | 24 | 1320 | 831
05.06. | 1 | 1320 | 831
05.06. | 2 | 1320 | 831
05.06. | 3 | 1320 | 831
05.06. | 4 | 1320 | 831
05.06. | 5 | 1320 | 831
05.06. | 6 | 1320 | 831
05.06. | 7 | 1320 | 831
05.06. | 8 | 1320 | 831
05.06. | 9 | 1320 | 831
05.06. | 10 | 1320 | 831
05.06. | 11 | 1320 | 831
05.06. | 12 | 1320 | 831
05.06. | 13 | 1320 | 831
05.06. | 14 | 1320 | 831
05.06. | 15 | 1320 | 831
05.06. | 16 | 1320 | 831
05.06. | 17 | 1320 | 831
05.06. | 18 | 1320 | 831
05.06. | 19 | 1320 | 831
05.06. | 20 | 1320 | 831
05.06. | 21 | 1320 | 831
05.06. | 22 | 1320 | 831
05.06. | 23 | 1320 | 831
05.06. | 24 | 1320 | 831
06.06. | 1 | 1320 | 831
06.06. | 2 | 1320 | 831
06.06. | 3 | 1320 | 831
06.06. | 4 | 1320 | 831
06.06. | 5 | 1320 | 831
06.06. | 6 | 1320 | 831
06.06. | 7 | 1320 | 831
06.06. | 8 | 1320 | 831
06.06. | 9 | 1320 | 831
06.06. | 10 | 1320 | 831
06.06. | 11 | 1320 | 831
06.06. | 12 | 1320 | 831
06.06. | 13 | 1320 | 831
06.06. | 14 | 1320 | 831
06.06. | 15 | 1320 | 831
06.06. | 16 | 1320 | 831
06.06. | 17 | 1320 | 831
06.06. | 18 | 1320 | 831
06.06. | 19 | 1320 | 831
06.06. | 20 | 1320 | 831
06.06. | 21 | 1320 | 831
06.06. | 22 | 1320 | 831
06.06. | 23 | 1320 | 831
06.06. | 24 | 1320 | 831
07.06. | 1 | 1320 | 831
07.06. | 2 | 1320 | 831
07.06. | 3 | 1320 | 831
07.06. | 4 | 1320 | 831
07.06. | 5 | 1320 | 831
07.06. | 6 | 1320 | 831
07.06. | 7 | 1320 | 831
07.06. | 8 | 1320 | 831
07.06. | 9 | 1320 | 831
07.06. | 10 | 1320 | 831
07.06. | 11 | 1320 | 831
07.06. | 12 | 1320 | 831
07.06. | 13 | 1320 | 831
07.06. | 14 | 1320 | 831
07.06. | 15 | 1320 | 831
07.06. | 16 | 1320 | 831
07.06. | 17 | 1320 | 831
07.06. | 18 | 1320 | 831
07.06. | 19 | 1320 | 831
07.06. | 20 | 1320 | 831
07.06. | 21 | 1320 | 831
07.06. | 22 | 1320 | 831
07.06. | 23 | 1320 | 831
07.06. | 24 | 1320 | 831
08.06. | 1 | 1320 | 831
08.06. | 2 | 1320 | 831
08.06. | 3 | 1320 | 831
08.06. | 4 | 1320 | 831
08.06. | 5 | 1320 | 831
08.06. | 6 | 1320 | 831
08.06. | 7 | 1320 | 831
08.06. | 8 | 1320 | 831
08.06. | 9 | 1320 | 831
08.06. | 10 | 1320 | 831
08.06. | 11 | 1320 | 831
08.06. | 12 | 1320 | 831
08.06. | 13 | 1320 | 831
08.06. | 14 | 1320 | 831
08.06. | 15 | 1320 | 831
08.06. | 16 | 1320 | 831
08.06. | 17 | 1320 | 831
08.06. | 18 | 1320 | 831
08.06. | 19 | 1320 | 831
08.06. | 20 | 1320 | 831
08.06. | 21 | 1320 | 831
08.06. | 22 | 1320 | 831
08.06. | 23 | 1320 | 831
08.06. | 24 | 1320 | 831
09.06. | 1 | 1320 | 831
09.06. | 2 | 1320 | 831
09.06. | 3 | 1320 | 831
09.06. | 4 | 1320 | 831
09.06. | 5 | 1320 | 831
09.06. | 6 | 1320 | 831
09.06. | 7 | 1320 | 831
09.06. | 8 | 1320 | 831
09.06. | 9 | 1320 | 831
09.06. | 10 | 1320 | 831
09.06. | 11 | 1320 | 831
09.06. | 12 | 1320 | 831
09.06. | 13 | 1320 | 831
09.06. | 14 | 1320 | 831
09.06. | 15 | 1320 | 831
09.06. | 16 | 1320 | 831
09.06. | 17 | 1320 | 831
09.06. | 18 | 1320 | 831
09.06. | 19 | 1320 | 831
09.06. | 20 | 1320 | 831
09.06. | 21 | 1320 | 831
09.06. | 22 | 1320 | 831
09.06. | 23 | 1320 | 831
09.06. | 24 | 1320 | 831
10.06. | 1 | 1320 | 831
10.06. | 2 | 1320 | 831
10.06. | 3 | 1320 | 831
10.06. | 4 | 1320 | 831
10.06. | 5 | 1320 | 831
10.06. | 6 | 1320 | 831
10.06. | 7 | 1320 | 831
10.06. | 8 | 1320 | 831
10.06. | 9 | 1320 | 831
10.06. | 10 | 1320 | 831
10.06. | 11 | 1320 | 831
10.06. | 12 | 1320 | 831
10.06. | 13 | 1320 | 831
10.06. | 14 | 1320 | 831
10.06. | 15 | 1320 | 831
10.06. | 16 | 1320 | 831
10.06. | 17 | 1320 | 831
10.06. | 18 | 1320 | 831
10.06. | 19 | 1320 | 831
10.06. | 20 | 1320 | 831
10.06. | 21 | 1320 | 831
10.06. | 22 | 1320 | 831
10.06. | 23 | 1320 | 831
10.06. | 24 | 1320 | 831
11.06. | 1 | 1320 | 831
11.06. | 2 | 1320 | 831
11.06. | 3 | 1320 | 831
11.06. | 4 | 1320 | 831
11.06. | 5 | 1320 | 831
11.06. | 6 | 1320 | 831
11.06. | 7 | 1320 | 831
11.06. | 8 | 1320 | 831
11.06. | 9 | 1320 | 831
11.06. | 10 | 1320 | 831
11.06. | 11 | 1320 | 831
11.06. | 12 | 1320 | 831
11.06. | 13 | 1320 | 831
11.06. | 14 | 1320 | 831
11.06. | 15 | 1320 | 831
11.06. | 16 | 1320 | 831
11.06. | 17 | 1320 | 831
11.06. | 18 | 1320 | 831
11.06. | 19 | 1320 | 831
11.06. | 20 | 1320 | 831
11.06. | 21 | 1320 | 831
11.06. | 22 | 1320 | 831
11.06. | 23 | 1320 | 831
11.06. | 24 | 1320 | 831
12.06. | 1 | 1320 | 831
12.06. | 2 | 1320 | 831
12.06. | 3 | 1320 | 831
12.06. | 4 | 1320 | 831
12.06. | 5 | 1320 | 831
12.06. | 6 | 1320 | 831
12.06. | 7 | 1320 | 831
12.06. | 8 | 1320 | 831
12.06. | 9 | 1320 | 831
12.06. | 10 | 1320 | 831
12.06. | 11 | 1320 | 831
12.06. | 12 | 1320 | 831
12.06. | 13 | 1320 | 831
12.06. | 14 | 1320 | 831
12.06. | 15 | 1320 | 831
12.06. | 16 | 1320 | 831
12.06. | 17 | 1320 | 831
12.06. | 18 | 1320 | 831
12.06. | 19 | 1320 | 831
12.06. | 20 | 1320 | 831
12.06. | 21 | 1320 | 831
12.06. | 22 | 1320 | 831
12.06. | 23 | 1320 | 831
12.06. | 24 | 1320 | 831
13.06. | 1 | 1320 | 831
13.06. | 2 | 1320 | 831
13.06. | 3 | 1320 | 831
13.06. | 4 | 1320 | 831
13.06. | 5 | 1320 | 831
13.06. | 6 | 1320 | 831
13.06. | 7 | 1320 | 831
13.06. | 8 | 1320 | 831
13.06. | 9 | 1320 | 831
13.06. | 10 | 1320 | 831
13.06. | 11 | 1320 | 831
13.06. | 12 | 1320 | 831
13.06. | 13 | 1320 | 831
13.06. | 14 | 1320 | 831
13.06. | 15 | 1320 | 831
13.06. | 16 | 1320 | 831
13.06. | 17 | 1320 | 831
13.06. | 18 | 1320 | 831
13.06. | 19 | 1320 | 831
13.06. | 20 | 1320 | 831
13.06. | 21 | 1320 | 831
13.06. | 22 | 1320 | 831
13.06. | 23 | 1320 | 831
13.06. | 24 | 1320 | 831
14.06. | 1 | 1320 | 831
14.06. | 2 | 1320 | 831
14.06. | 3 | 1320 | 831
14.06. | 4 | 1320 | 831
14.06. | 5 | 1320 | 831
14.06. | 6 | 1320 | 831
14.06. | 7 | 1320 | 831
14.06. | 8 | 1320 | 831
14.06. | 9 | 1320 | 831
14.06. | 10 | 1320 | 831
14.06. | 11 | 1320 | 831
14.06. | 12 | 1320 | 831
14.06. | 13 | 1320 | 831
14.06. | 14 | 1320 | 831
14.06. | 15 | 1320 | 831
14.06. | 16 | 1320 | 831
14.06. | 17 | 1320 | 831
14.06. | 18 | 1320 | 831
14.06. | 19 | 1320 | 831
14.06. | 20 | 1320 | 831
14.06. | 21 | 1320 | 831
14.06. | 22 | 1320 | 831
14.06. | 23 | 1320 | 831
14.06. | 24 | 1320 | 831
15.06. | 1 | 1320 | 831
15.06. | 2 | 1320 | 831
15.06. | 3 | 1320 | 831
15.06. | 4 | 1320 | 831
15.06. | 5 | 1320 | 831
15.06. | 6 | 1320 | 831
15.06. | 7 | 1320 | 831
15.06. | 8 | 1320 | 831
15.06. | 9 | 1320 | 831
15.06. | 10 | 1320 | 831
15.06. | 11 | 1320 | 831
15.06. | 12 | 1320 | 831
15.06. | 13 | 1320 | 831
15.06. | 14 | 1320 | 831
15.06. | 15 | 1320 | 831
15.06. | 16 | 1320 | 831
15.06. | 17 | 1320 | 831
15.06. | 18 | 1320 | 831
15.06. | 19 | 1320 | 831
15.06. | 20 | 1320 | 831
15.06. | 21 | 1320 | 831
15.06. | 22 | 1320 | 831
15.06. | 23 | 1320 | 831
15.06. | 24 | 1320 | 831
16.06. | 1 | 1320 | 831
16.06. | 2 | 1320 | 831
16.06. | 3 | 1320 | 831
16.06. | 4 | 1320 | 831
16.06. | 5 | 1320 | 831
16.06. | 6 | 1320 | 831
16.06. | 7 | 1320 | 831
16.06. | 8 | 1320 | 831
16.06. | 9 | 1320 | 831
16.06. | 10 | 1320 | 831
16.06. | 11 | 1320 | 831
16.06. | 12 | 1320 | 831
16.06. | 13 | 1320 | 831
16.06. | 14 | 1320 | 831
16.06. | 15 | 1320 | 831
16.06. | 16 | 1320 | 831
16.06. | 17 | 1320 | 831
16.06. | 18 | 1320 | 831
16.06. | 19 | 1320 | 831
16.06. | 20 | 1320 | 831
16.06. | 21 | 1320 | 831
16.06. | 22 | 1320 | 831
16.06. | 23 | 1320 | 831
16.06. | 24 | 1320 | 831
17.06. | 1 | 1320 | 831
17.06. | 2 | 1320 | 831
17.06. | 3 | 1320 | 831
17.06. | 4 | 1320 | 831
17.06. | 5 | 1320 | 831
17.06. | 6 | 1320 | 831
17.06. | 7 | 1320 | 831
17.06. | 8 | 1320 | 831
17.06. | 9 | 1320 | 831
17.06. | 10 | 1320 | 831
17.06. | 11 | 1320 | 831
17.06. | 12 | 1320 | 831
17.06. | 13 | 1320 | 831
17.06. | 14 | 1320 | 831
17.06. | 15 | 1320 | 831
17.06. | 16 | 1320 | 831
17.06. | 17 | 1320 | 831
17.06. | 18 | 1320 | 831
17.06. | 19 | 1320 | 831
17.06. | 20 | 1320 | 831
17.06. | 21 | 1320 | 831
17.06. | 22 | 1320 | 831
17.06. | 23 | 1320 | 831
17.06. | 24 | 1320 | 831
18.06. | 1 | 1320 | 831
18.06. | 2 | 1320 | 831
18.06. | 3 | 1320 | 831
18.06. | 4 | 1320 | 831
18.06. | 5 | 1320 | 831
18.06. | 6 | 1320 | 831
18.06. | 7 | 1320 | 831
18.06. | 8 | 1320 | 831
18.06. | 9 | 1320 | 831
18.06. | 10 | 1320 | 831
18.06. | 11 | 1320 | 831
18.06. | 12 | 1320 | 831
18.06. | 13 | 1320 | 831
18.06. | 14 | 1320 | 831
18.06. | 15 | 1320 | 831
18.06. | 16 | 1320 | 831
18.06. | 17 | 1320 | 831
18.06. | 18 | 1320 | 831
18.06. | 19 | 1320 | 831
18.06. | 20 | 1320 | 831
18.06. | 21 | 1320 | 831
18.06. | 22 | 1320 | 831
18.06. | 23 | 1320 | 831
18.06. | 24 | 1320 | 831
19.06. | 1 | 1320 | 831
19.06. | 2 | 1320 | 831
19.06. | 3 | 1320 | 831
19.06. | 4 | 1320 | 831
19.06. | 5 | 1320 | 831
19.06. | 6 | 1320 | 831
19.06. | 7 | 1320 | 831
19.06. | 8 | 1320 | 831
19.06. | 9 | 1320 | 831
19.06. | 10 | 1320 | 831
19.06. | 11 | 1320 | 831
19.06. | 12 | 1320 | 831
19.06. | 13 | 1320 | 831
19.06. | 14 | 1320 | 831
19.06. | 15 | 1320 | 831
19.06. | 16 | 1320 | 831
19.06. | 17 | 1320 | 831
19.06. | 18 | 1320 | 831
19.06. | 19 | 1320 | 831
19.06. | 20 | 1320 | 831
19.06. | 21 | 1320 | 831
19.06. | 22 | 1320 | 831
19.06. | 23 | 1320 | 831
19.06. | 24 | 1320 | 831
20.06. | 1 | 1320 | 831
20.06. | 2 | 1320 | 831
20.06. | 3 | 1320 | 831
20.06. | 4 | 1320 | 831
20.06. | 5 | 1320 | 831
20.06. | 6 | 1320 | 831
20.06. | 7 | 1320 | 831
20.06. | 8 | 1320 | 831
20.06. | 9 | 1320 | 831
20.06. | 10 | 1320 | 831
20.06. | 11 | 1320 | 831
20.06. | 12 | 1320 | 831
20.06. | 13 | 1320 | 831
20.06. | 14 | 1320 | 831
20.06. | 15 | 1320 | 831
20.06. | 16 | 1320 | 831
20.06. | 17 | 1320 | 831
20.06. | 18 | 1320 | 831
20.06. | 19 | 1320 | 831
20.06. | 20 | 1320 | 831
20.06. | 21 | 1320 | 831
20.06. | 22 | 1320 | 831
20.06. | 23 | 1320 | 831
20.06. | 24 | 1320 | 831
21.06. | 1 | 1320 | 831
21.06. | 2 | 1320 | 831
21.06. | 3 | 1320 | 831
21.06. | 4 | 1320 | 831
21.06. | 5 | 1320 | 831
21.06. | 6 | 1320 | 831
21.06. | 7 | 1320 | 831
21.06. | 8 | 1320 | 831
21.06. | 9 | 1320 | 831
21.06. | 10 | 1320 | 831
21.06. | 11 | 1320 | 831
21.06. | 12 | 1320 | 831
21.06. | 13 | 1320 | 831
21.06. | 14 | 1320 | 831
21.06. | 15 | 1320 | 831
21.06. | 16 | 1320 | 831
21.06. | 17 | 1320 | 831
21.06. | 18 | 1320 | 831
21.06. | 19 | 1320 | 831
21.06. | 20 | 1320 | 831
21.06. | 21 | 1320 | 831
21.06. | 22 | 1320 | 831
21.06. | 23 | 1320 | 831
21.06. | 24 | 1320 | 831
22.06. | 1 | 1320 | 831
22.06. | 2 | 1320 | 831
22.06. | 3 | 1320 | 831
22.06. | 4 | 1320 | 831
22.06. | 5 | 1320 | 831
22.06. | 6 | 1320 | 831
22.06. | 7 | 1320 | 831
22.06. | 8 | 1320 | 831
22.06. | 9 | 1320 | 831
22.06. | 10 | 1320 | 831
22.06. | 11 | 1320 | 831
22.06. | 12 | 1320 | 831
22.06. | 13 | 1320 | 831
22.06. | 14 | 1320 | 831
22.06. | 15 | 1320 | 831
22.06. | 16 | 1320 | 831
22.06. | 17 | 1320 | 831
22.06. | 18 | 1320 | 831
22.06. | 19 | 1320 | 831
22.06. | 20 | 1320 | 831
22.06. | 21 | 1320 | 831
22.06. | 22 | 1320 | 831
22.06. | 23 | 1320 | 831
22.06. | 24 | 1320 | 831
23.06. | 1 | 1320 | 831
23.06. | 2 | 1320 | 831
23.06. | 3 | 1320 | 831
23.06. | 4 | 1320 | 831
23.06. | 5 | 1320 | 831
23.06. | 6 | 1320 | 831
23.06. | 7 | 1320 | 831
23.06. | 8 | 1320 | 831
23.06. | 9 | 1320 | 831
23.06. | 10 | 1320 | 831
23.06. | 11 | 1320 | 831
23.06. | 12 | 1320 | 831
23.06. | 13 | 1320 | 831
23.06. | 14 | 1320 | 831
23.06. | 15 | 1320 | 831
23.06. | 16 | 1320 | 831
23.06. | 17 | 1320 | 831
23.06. | 18 | 1320 | 831
23.06. | 19 | 1320 | 831
23.06. | 20 | 1320 | 831
23.06. | 21 | 1320 | 831
23.06. | 22 | 1320 | 831
23.06. | 23 | 1320 | 831
23.06. | 24 | 1320 | 831
24.06. | 1 | 1320 | 831
24.06. | 2 | 1320 | 831
24.06. | 3 | 1320 | 831
24.06. | 4 | 1320 | 831
24.06. | 5 | 1320 | 831
24.06. | 6 | 1320 | 831
24.06. | 7 | 1320 | 831
24.06. | 8 | 1320 | 831
24.06. | 9 | 1320 | 831
24.06. | 10 | 1320 | 831
24.06. | 11 | 1320 | 831
24.06. | 12 | 1320 | 831
24.06. | 13 | 1320 | 831
24.06. | 14 | 1320 | 831
24.06. | 15 | 1320 | 831
24.06. | 16 | 1320 | 831
24.06. | 17 | 1320 | 831
24.06. | 18 | 1320 | 831
24.06. | 19 | 1320 | 831
24.06. | 20 | 1320 | 831
24.06. | 21 | 1320 | 831
24.06. | 22 | 1320 | 831
24.06. | 23 | 1320 | 831
24.06. | 24 | 1320 | 831
25.06. | 1 | 1320 | 831
25.06. | 2 | 1320 | 831
25.06. | 3 | 1320 | 831
25.06. | 4 | 1320 | 831
25.06. | 5 | 1320 | 831
25.06. | 6 | 1320 | 831
25.06. | 7 | 1320 | 831
25.06. | 8 | 1320 | 831
25.06. | 9 | 1320 | 831
25.06. | 10 | 1320 | 831
25.06. | 11 | 1320 | 831
25.06. | 12 | 1320 | 831
25.06. | 13 | 1320 | 831
25.06. | 14 | 1320 | 831
25.06. | 15 | 1320 | 831
25.06. | 16 | 1320 | 831
25.06. | 17 | 1320 | 831
25.06. | 18 | 1320 | 831
25.06. | 19 | 1320 | 831
25.06. | 20 | 1320 | 831
25.06. | 21 | 1320 | 831
25.06. | 22 | 1320 | 831
25.06. | 23 | 1320 | 831
25.06. | 24 | 1320 | 831
26.06. | 1 | 1320 | 831
26.06. | 2 | 1320 | 831
26.06. | 3 | 1320 | 831
26.06. | 4 | 1320 | 831
26.06. | 5 | 1320 | 831
26.06. | 6 | 1320 | 831
26.06. | 7 | 1320 | 831
26.06. | 8 | 1320 | 831
26.06. | 9 | 1320 | 831
26.06. | 10 | 1320 | 831
26.06. | 11 | 1320 | 831
26.06. | 12 | 1320 | 831
26.06. | 13 | 1320 | 831
26.06. | 14 | 1320 | 831
26.06. | 15 | 1320 | 831
26.06. | 16 | 1320 | 831
26.06. | 17 | 1320 | 831
26.06. | 18 | 1320 | 831
26.06. | 19 | 1320 | 831
26.06. | 20 | 1320 | 831
26.06. | 21 | 1320 | 831
26.06. | 22 | 1320 | 831
26.06. | 23 | 1320 | 831
26.06. | 24 | 1320 | 831
27.06. | 1 | 1320 | 831
27.06. | 2 | 1320 | 831
27.06. | 3 | 1320 | 831
27.06. | 4 | 1320 | 831
27.06. | 5 | 1320 | 831
27.06. | 6 | 1320 | 831
27.06. | 7 | 1320 | 831
27.06. | 8 | 1320 | 831
27.06. | 9 | 1320 | 831
27.06. | 10 | 1320 | 831
27.06. | 11 | 1320 | 831
27.06. | 12 | 1320 | 831
27.06. | 13 | 1320 | 831
27.06. | 14 | 1320 | 831
27.06. | 15 | 1320 | 831
27.06. | 16 | 1320 | 831
27.06. | 17 | 1320 | 831
27.06. | 18 | 1320 | 831
27.06. | 19 | 1320 | 831
27.06. | 20 | 1320 | 831
27.06. | 21 | 1320 | 831
27.06. | 22 | 1320 | 831
27.06. | 23 | 1320 | 831
27.06. | 24 | 1320 | 831
28.06. | 1 | 1320 | 831
28.06. | 2 | 1320 | 831
28.06. | 3 | 1320 | 831
28.06. | 4 | 1320 | 831
28.06. | 5 | 1320 | 831
28.06. | 6 | 1320 | 831
28.06. | 7 | 1320 | 831
28.06. | 8 | 1320 | 831
28.06. | 9 | 1320 | 831
28.06. | 10 | 1320 | 831
28.06. | 11 | 1320 | 831
28.06. | 12 | 1320 | 831
28.06. | 13 | 1320 | 831
28.06. | 14 | 1320 | 831
28.06. | 15 | 1320 | 831
28.06. | 16 | 1320 | 831
28.06. | 17 | 1320 | 831
28.06. | 18 | 1320 | 831
28.06. | 19 | 1320 | 831
28.06. | 20 | 1320 | 831
28.06. | 21 | 1320 | 831
28.06. | 22 | 1320 | 831
28.06. | 23 | 1320 | 831
28.06. | 24 | 1320 | 831
29.06. | 1 | 1320 | 831
29.06. | 2 | 1320 | 831
29.06. | 3 | 1320 | 831
29.06. | 4 | 1320 | 831
29.06. | 5 | 1320 | 831
29.06. | 6 | 1320 | 831
29.06. | 7 | 1320 | 831
29.06. | 8 | 1320 | 831
29.06. | 9 | 1320 | 831
29.06. | 10 | 1320 | 831
29.06. | 11 | 1320 | 831
29.06. | 12 | 1320 | 831
29.06. | 13 | 1320 | 831
29.06. | 14 | 1320 | 831
29.06. | 15 | 1320 | 831
29.06. | 16 | 1320 | 831
29.06. | 17 | 1320 | 831
29.06. | 18 | 1320 | 831
29.06. | 19 | 1320 | 831
29.06. | 20 | 1320 | 831
29.06. | 21 | 1320 | 831
29.06. | 22 | 1320 | 831
29.06. | 23 | 1320 | 831
29.06. | 24 | 1320 | 831
30.06. | 1 | 1320 | 831
30.06. | 2 | 1320 | 831
30.06. | 3 | 1320 | 831
30.06. | 4 | 1320 | 831
30.06. | 5 | 1320 | 831
30.06. | 6 | 1320 | 831
30.06. | 7 | 1320 | 831
30.06. | 8 | 1320 | 831
30.06. | 9 | 1320 | 831
30.06. | 10 | 1320 | 831
30.06. | 11 | 1320 | 831
30.06. | 12 | 1320 | 831
30.06. | 13 | 1320 | 831
30.06. | 14 | 1320 | 831
30.06. | 15 | 1320 | 831
30.06. | 16 | 1320 | 831
30.06. | 17 | 1320 | 831
30.06. | 18 | 1320 | 831
30.06. | 19 | 1320 | 831
30.06. | 20 | 1320 | 831
30.06. | 21 | 1320 | 831
30.06. | 22 | 1320 | 831
30.06. | 23 | 1320 | 831
30.06. | 24 | 1320 | 831
01.07. | 1 | 1320 | 831
01.07. | 2 | 1320 | 831
01.07. | 3 | 1320 | 831
01.07. | 4 | 1320 | 831
01.07. | 5 | 1320 | 831
01.07. | 6 | 1320 | 831
01.07. | 7 | 1320 | 831
01.07. | 8 | 1320 | 831
01.07. | 9 | 1320 | 831
01.07. | 10 | 1320 | 831
01.07. | 11 | 1320 | 831
01.07. | 12 | 1320 | 831
01.07. | 13 | 1320 | 831
01.07. | 14 | 1320 | 831
01.07. | 15 | 1320 | 831
01.07. | 16 | 1320 | 831
01.07. | 17 | 1320 | 831
01.07. | 18 | 1320 | 831
01.07. | 19 | 1320 | 831
01.07. | 20 | 1320 | 831
01.07. | 21 | 1320 | 831
01.07. | 22 | 1320 | 831
01.07. | 23 | 1320 | 831
01.07. | 24 | 1320 | 831
02.07. | 1 | 1320 | 831
02.07. | 2 | 1320 | 831
02.07. | 3 | 1320 | 831
02.07. | 4 | 1320 | 831
02.07. | 5 | 1320 | 831
02.07. | 6 | 1320 | 831
02.07. | 7 | 1320 | 831
02.07. | 8 | 1320 | 831
02.07. | 9 | 1320 | 831
02.07. | 10 | 1320 | 831
02.07. | 11 | 1320 | 831
02.07. | 12 | 1320 | 831
02.07. | 13 | 1320 | 831
02.07. | 14 | 1320 | 831
02.07. | 15 | 1320 | 831
02.07. | 16 | 1320 | 831
02.07. | 17 | 1320 | 831
02.07. | 18 | 1320 | 831
02.07. | 19 | 1320 | 831
02.07. | 20 | 1320 | 831
02.07. | 21 | 1320 | 831
02.07. | 22 | 1320 | 831
02.07. | 23 | 1320 | 831
02.07. | 24 | 1320 | 831
03.07. | 1 | 1320 | 831
03.07. | 2 | 1320 | 831
03.07. | 3 | 1320 | 831
03.07. | 4 | 1320 | 831
03.07. | 5 | 1320 | 831
03.07. | 6 | 1320 | 831
03.07. | 7 | 1320 | 831
03.07. | 8 | 1320 | 831
03.07. | 9 | 1320 | 831
03.07. | 10 | 1320 | 831
03.07. | 11 | 1320 | 831
03.07. | 12 | 1320 | 831
03.07. | 13 | 1320 | 831
03.07. | 14 | 1320 | 831
03.07. | 15 | 1320 | 831
03.07. | 16 | 1320 | 831
03.07. | 17 | 1320 | 831
03.07. | 18 | 1320 | 831
03.07. | 19 | 1320 | 831
03.07. | 20 | 1320 | 831
03.07. | 21 | 1320 | 831
03.07. | 22 | 1320 | 831
03.07. | 23 | 1320 | 831
03.07. | 24 | 1320 | 831
04.07. | 1 | 1320 | 831
04.07. | 2 | 1320 | 831
04.07. | 3 | 1320 | 831
04.07. | 4 | 1320 | 831
04.07. | 5 | 1320 | 831
04.07. | 6 | 1320 | 831
04.07. | 7 | 1320 | 831
04.07. | 8 | 1320 | 831
04.07. | 9 | 1320 | 831
04.07. | 10 | 1320 | 831
04.07. | 11 | 1320 | 831
04.07. | 12 | 1320 | 831
04.07. | 13 | 1320 | 831
04.07. | 14 | 1320 | 831
04.07. | 15 | 1320 | 831
04.07. | 16 | 1320 | 831
04.07. | 17 | 1320 | 831
04.07. | 18 | 1320 | 831
04.07. | 19 | 1320 | 831
04.07. | 20 | 1320 | 831
04.07. | 21 | 1320 | 831
04.07. | 22 | 1320 | 831
04.07. | 23 | 1320 | 831
04.07. | 24 | 1320 | 831
05.07. | 1 | 1320 | 831
05.07. | 2 | 1320 | 831
05.07. | 3 | 1320 | 831
05.07. | 4 | 1320 | 831
05.07. | 5 | 1320 | 831
05.07. | 6 | 1320 | 831
05.07. | 7 | 1320 | 831
05.07. | 8 | 1320 | 831
05.07. | 9 | 1320 | 831
05.07. | 10 | 1320 | 831
05.07. | 11 | 1320 | 831
05.07. | 12 | 1320 | 831
05.07. | 13 | 1320 | 831
05.07. | 14 | 1320 | 831
05.07. | 15 | 1320 | 831
05.07. | 16 | 1320 | 831
05.07. | 17 | 1320 | 831
05.07. | 18 | 1320 | 831
05.07. | 19 | 1320 | 831
05.07. | 20 | 1320 | 831
05.07. | 21 | 1320 | 831
05.07. | 22 | 1320 | 831
05.07. | 23 | 1320 | 831
05.07. | 24 | 1320 | 831
06.07. | 1 | 1320 | 831
06.07. | 2 | 1320 | 831
06.07. | 3 | 1320 | 831
06.07. | 4 | 1320 | 831
06.07. | 5 | 1320 | 831
06.07. | 6 | 1320 | 831
06.07. | 7 | 1320 | 831
06.07. | 8 | 1320 | 831
06.07. | 9 | 1320 | 831
06.07. | 10 | 1320 | 831
06.07. | 11 | 1320 | 831
06.07. | 12 | 1320 | 831
06.07. | 13 | 1320 | 831
06.07. | 14 | 1320 | 831
06.07. | 15 | 1320 | 831
06.07. | 16 | 1320 | 831
06.07. | 17 | 1320 | 831
06.07. | 18 | 1320 | 831
06.07. | 19 | 1320 | 831
06.07. | 20 | 1320 | 831
06.07. | 21 | 1320 | 831
06.07. | 22 | 1320 | 831
06.07. | 23 | 1320 | 831
06.07. | 24 | 1320 | 831
07.07. | 1 | 1320 | 831
07.07. | 2 | 1320 | 831
07.07. | 3 | 1320 | 831
07.07. | 4 | 1320 | 831
07.07. | 5 | 1320 | 831
07.07. | 6 | 1320 | 831
07.07. | 7 | 1320 | 831
07.07. | 8 | 1320 | 831
07.07. | 9 | 1320 | 831
07.07. | 10 | 1320 | 831
07.07. | 11 | 1320 | 831
07.07. | 12 | 1320 | 831
07.07. | 13 | 1320 | 831
07.07. | 14 | 1320 | 831
07.07. | 15 | 1320 | 831
07.07. | 16 | 1320 | 831
07.07. | 17 | 1320 | 831
07.07. | 18 | 1320 | 831
07.07. | 19 | 1320 | 831
07.07. | 20 | 1320 | 831
07.07. | 21 | 1320 | 831
07.07. | 22 | 1320 | 831
07.07. | 23 | 1320 | 831
07.07. | 24 | 1320 | 831
08.07. | 1 | 1320 | 831
08.07. | 2 | 1320 | 831
08.07. | 3 | 1320 | 831
08.07. | 4 | 1320 | 831
08.07. | 5 | 1320 | 831
08.07. | 6 | 1320 | 831
08.07. | 7 | 1320 | 831
08.07. | 8 | 1320 | 831
08.07. | 9 | 1320 | 831
08.07. | 10 | 1320 | 831
08.07. | 11 | 1320 | 831
08.07. | 12 | 1320 | 831
08.07. | 13 | 1320 | 831
08.07. | 14 | 1320 | 831
08.07. | 15 | 1320 | 831
08.07. | 16 | 1320 | 831
08.07. | 17 | 1320 | 831
08.07. | 18 | 1320 | 831
08.07. | 19 | 1320 | 831
08.07. | 20 | 1320 | 831
08.07. | 21 | 1320 | 831
08.07. | 22 | 1320 | 831
08.07. | 23 | 1320 | 831
08.07. | 24 | 1320 | 831
09.07. | 1 | 1320 | 831
09.07. | 2 | 1320 | 831
09.07. | 3 | 1320 | 831
09.07. | 4 | 1320 | 831
09.07. | 5 | 1320 | 831
09.07. | 6 | 1320 | 831
09.07. | 7 | 1320 | 831
09.07. | 8 | 1320 | 831
09.07. | 9 | 1320 | 831
09.07. | 10 | 1320 | 831
09.07. | 11 | 1320 | 831
09.07. | 12 | 1320 | 831
09.07. | 13 | 1320 | 831
09.07. | 14 | 1320 | 831
09.07. | 15 | 1320 | 831
09.07. | 16 | 1320 | 831
09.07. | 17 | 1320 | 831
09.07. | 18 | 1320 | 831
09.07. | 19 | 1320 | 831
09.07. | 20 | 1320 | 831
09.07. | 21 | 1320 | 831
09.07. | 22 | 1320 | 831
09.07. | 23 | 1320 | 831
09.07. | 24 | 1320 | 831
10.07. | 1 | 1320 | 831
10.07. | 2 | 1320 | 831
10.07. | 3 | 1320 | 831
10.07. | 4 | 1320 | 831
10.07. | 5 | 1320 | 831
10.07. | 6 | 1320 | 831
10.07. | 7 | 1320 | 831
10.07. | 8 | 1320 | 831
10.07. | 9 | 1320 | 831
10.07. | 10 | 1320 | 831
10.07. | 11 | 1320 | 831
10.07. | 12 | 1320 | 831
10.07. | 13 | 1320 | 831
10.07. | 14 | 1320 | 831
10.07. | 15 | 1320 | 831
10.07. | 16 | 1320 | 831
10.07. | 17 | 1320 | 831
10.07. | 18 | 1320 | 831
10.07. | 19 | 1320 | 831
10.07. | 20 | 1320 | 831
10.07. | 21 | 1320 | 831
10.07. | 22 | 1320 | 831
10.07. | 23 | 1320 | 831
10.07. | 24 | 1320 | 831
11.07. | 1 | 1320 | 831
11.07. | 2 | 1320 | 831
11.07. | 3 | 1320 | 831
11.07. | 4 | 1320 | 831
11.07. | 5 | 1320 | 831
11.07. | 6 | 1320 | 831
11.07. | 7 | 1320 | 831
11.07. | 8 | 1320 | 831
11.07. | 9 | 1320 | 831
11.07. | 10 | 1320 | 831
11.07. | 11 | 1320 | 831
11.07. | 12 | 1320 | 831
11.07. | 13 | 1320 | 831
11.07. | 14 | 1320 | 831
11.07. | 15 | 1320 | 831
11.07. | 16 | 1320 | 831
11.07. | 17 | 1320 | 831
11.07. | 18 | 1320 | 831
11.07. | 19 | 1320 | 831
11.07. | 20 | 1320 | 831
11.07. | 21 | 1320 | 831
11.07. | 22 | 1320 | 831
11.07. | 23 | 1320 | 831
11.07. | 24 | 1320 | 831
12.07. | 1 | 1320 | 831
12.07. | 2 | 1320 | 831
12.07. | 3 | 1320 | 831
12.07. | 4 | 1320 | 831
12.07. | 5 | 1320 | 831
12.07. | 6 | 1320 | 831
12.07. | 7 | 1320 | 831
12.07. | 8 | 1320 | 831
12.07. | 9 | 1320 | 831
12.07. | 10 | 1320 | 831
12.07. | 11 | 1320 | 831
12.07. | 12 | 1320 | 831
12.07. | 13 | 1320 | 831
12.07. | 14 | 1320 | 831
12.07. | 15 | 1320 | 831
12.07. | 16 | 1320 | 831
12.07. | 17 | 1320 | 831
12.07. | 18 | 1320 | 831
12.07. | 19 | 1320 | 831
12.07. | 20 | 1320 | 831
12.07. | 21 | 1320 | 831
12.07. | 22 | 1320 | 831
12.07. | 23 | 1320 | 831
12.07. | 24 | 1320 | 831
13.07. | 1 | 1320 | 831
13.07. | 2 | 1320 | 831
13.07. | 3 | 1320 | 831
13.07. | 4 | 1320 | 831
13.07. | 5 | 1320 | 831
13.07. | 6 | 1320 | 831
13.07. | 7 | 1320 | 831
13.07. | 8 | 1320 | 831
13.07. | 9 | 1320 | 831
13.07. | 10 | 1320 | 831
13.07. | 11 | 1320 | 831
13.07. | 12 | 1320 | 831
13.07. | 13 | 1320 | 831
13.07. | 14 | 1320 | 831
13.07. | 15 | 1320 | 831
13.07. | 16 | 1320 | 831
13.07. | 17 | 1320 | 831
13.07. | 18 | 1320 | 831
13.07. | 19 | 1320 | 831
13.07. | 20 | 1320 | 831
13.07. | 21 | 1320 | 831
13.07. | 22 | 1320 | 831
13.07. | 23 | 1320 | 831
13.07. | 24 | 1320 | 831
14.07. | 1 | 1320 | 831
14.07. | 2 | 1320 | 831
14.07. | 3 | 1320 | 831
14.07. | 4 | 1320 | 831
14.07. | 5 | 1320 | 831
14.07. | 6 | 1320 | 831
14.07. | 7 | 1320 | 831
14.07. | 8 | 1320 | 831
14.07. | 9 | 1320 | 831
14.07. | 10 | 1320 | 831
14.07. | 11 | 1320 | 831
14.07. | 12 | 1320 | 831
14.07. | 13 | 1320 | 831
14.07. | 14 | 1320 | 831
14.07. | 15 | 1320 | 831
14.07. | 16 | 1320 | 831
14.07. | 17 | 1320 | 831
14.07. | 18 | 1320 | 831
14.07. | 19 | 1320 | 831
14.07. | 20 | 1320 | 831
14.07. | 21 | 1320 | 831
14.07. | 22 | 1320 | 831
14.07. | 23 | 1320 | 831
14.07. | 24 | 1320 | 831
15.07. | 1 | 1320 | 831
15.07. | 2 | 1320 | 831
15.07. | 3 | 1320 | 831
15.07. | 4 | 1320 | 831
15.07. | 5 | 1320 | 831
15.07. | 6 | 1320 | 831
15.07. | 7 | 1320 | 831
15.07. | 8 | 1320 | 831
15.07. | 9 | 1320 | 831
15.07. | 10 | 1320 | 831
15.07. | 11 | 1320 | 831
15.07. | 12 | 1320 | 831
15.07. | 13 | 1320 | 831
15.07. | 14 | 1320 | 831
15.07. | 15 | 1320 | 831
15.07. | 16 | 1320 | 831
15.07. | 17 | 1320 | 831
15.07. | 18 | 1320 | 831
15.07. | 19 | 1320 | 831
15.07. | 20 | 1320 | 831
15.07. | 21 | 1320 | 831
15.07. | 22 | 1320 | 831
15.07. | 23 | 1320 | 831
15.07. | 24 | 1320 | 831
16.07. | 1 | 1320 | 831
16.07. | 2 | 1320 | 831
16.07. | 3 | 1320 | 831
16.07. | 4 | 1320 | 831
16.07. | 5 | 1320 | 831
16.07. | 6 | 1320 | 831
16.07. | 7 | 1320 | 831
16.07. | 8 | 1320 | 831
16.07. | 9 | 1320 | 831
16.07. | 10 | 1320 | 831
16.07. | 11 | 1320 | 831
16.07. | 12 | 1320 | 831
16.07. | 13 | 1320 | 831
16.07. | 14 | 1320 | 831
16.07. | 15 | 1320 | 831
16.07. | 16 | 1320 | 831
16.07. | 17 | 1320 | 831
16.07. | 18 | 1320 | 831
16.07. | 19 | 1320 | 831
16.07. | 20 | 1320 | 831
16.07. | 21 | 1320 | 831
16.07. | 22 | 1320 | 831
16.07. | 23 | 1320 | 831
16.07. | 24 | 1320 | 831
17.07. | 1 | 1320 | 831
17.07. | 2 | 1320 | 831
17.07. | 3 | 1320 | 831
17.07. | 4 | 1320 | 831
17.07. | 5 | 1320 | 831
17.07. | 6 | 1320 | 831
17.07. | 7 | 1320 | 831
17.07. | 8 | 1320 | 831
17.07. | 9 | 1320 | 831
17.07. | 10 | 1320 | 831
17.07. | 11 | 1320 | 831
17.07. | 12 | 1320 | 831
17.07. | 13 | 1320 | 831
17.07. | 14 | 1320 | 831
17.07. | 15 | 1320 | 831
17.07. | 16 | 1320 | 831
17.07. | 17 | 1320 | 831
17.07. | 18 | 1320 | 831
17.07. | 19 | 1320 | 831
17.07. | 20 | 1320 | 831
17.07. | 21 | 1320 | 831
17.07. | 22 | 1320 | 831
17.07. | 23 | 1320 | 831
17.07. | 24 | 1320 | 831
18.07. | 1 | 1320 | 831
18.07. | 2 | 1320 | 831
18.07. | 3 | 1320 | 831
18.07. | 4 | 1320 | 831
18.07. | 5 | 1320 | 831
18.07. | 6 | 1320 | 831
18.07. | 7 | 1320 | 831
18.07. | 8 | 1320 | 831
18.07. | 9 | 1320 | 831
18.07. | 10 | 1320 | 831
18.07. | 11 | 1320 | 831
18.07. | 12 | 1320 | 831
18.07. | 13 | 1320 | 831
18.07. | 14 | 1320 | 831
18.07. | 15 | 1320 | 831
18.07. | 16 | 1320 | 831
18.07. | 17 | 1320 | 831
18.07. | 18 | 1320 | 831
18.07. | 19 | 1320 | 831
18.07. | 20 | 1320 | 831
18.07. | 21 | 1320 | 831
18.07. | 22 | 1320 | 831
18.07. | 23 | 1320 | 831
18.07. | 24 | 1320 | 831
19.07. | 1 | 1320 | 831
19.07. | 2 | 1320 | 831
19.07. | 3 | 1320 | 831
19.07. | 4 | 1320 | 831
19.07. | 5 | 1320 | 831
19.07. | 6 | 1320 | 831
19.07. | 7 | 1320 | 831
19.07. | 8 | 1320 | 831
19.07. | 9 | 1320 | 831
19.07. | 10 | 1320 | 831
19.07. | 11 | 1320 | 831
19.07. | 12 | 1320 | 831
19.07. | 13 | 1320 | 831
19.07. | 14 | 1320 | 831
19.07. | 15 | 1320 | 831
19.07. | 16 | 1320 | 831
19.07. | 17 | 1320 | 831
19.07. | 18 | 1320 | 831
19.07. | 19 | 1320 | 831
19.07. | 20 | 1320 | 831
19.07. | 21 | 1320 | 831
19.07. | 22 | 1320 | 831
19.07. | 23 | 1320 | 831
19.07. | 24 | 1320 | 831
20.07. | 1 | 1320 | 831
20.07. | 2 | 1320 | 831
20.07. | 3 | 1320 | 831
20.07. | 4 | 1320 | 831
20.07. | 5 | 1320 | 831
20.07. | 6 | 1320 | 831
20.07. | 7 | 1320 | 831
20.07. | 8 | 1320 | 831
20.07. | 9 | 1320 | 831
20.07. | 10 | 1320 | 831
20.07. | 11 | 1320 | 831
20.07. | 12 | 1320 | 831
20.07. | 13 | 1320 | 831
20.07. | 14 | 1320 | 831
20.07. | 15 | 1320 | 831
20.07. | 16 | 1320 | 831
20.07. | 17 | 1320 | 831
20.07. | 18 | 1320 | 831
20.07. | 19 | 1320 | 831
20.07. | 20 | 1320 | 831
20.07. | 21 | 1320 | 831
20.07. | 22 | 1320 | 831
20.07. | 23 | 1320 | 831
20.07. | 24 | 1320 | 831
21.07. | 1 | 1320 | 831
21.07. | 2 | 1320 | 831
21.07. | 3 | 1320 | 831
21.07. | 4 | 1320 | 831
21.07. | 5 | 1320 | 831
21.07. | 6 | 1320 | 831
21.07. | 7 | 1320 | 831
21.07. | 8 | 1320 | 831
21.07. | 9 | 1320 | 831
21.07. | 10 | 1320 | 831
21.07. | 11 | 1320 | 831
21.07. | 12 | 1320 | 831
21.07. | 13 | 1320 | 831
21.07. | 14 | 1320 | 831
21.07. | 15 | 1320 | 831
21.07. | 16 | 1320 | 831
21.07. | 17 | 1320 | 831
21.07. | 18 | 1320 | 831
21.07. | 19 | 1320 | 831
21.07. | 20 | 1320 | 831
21.07. | 21 | 1320 | 831
21.07. | 22 | 1320 | 831
21.07. | 23 | 1320 | 831
21.07. | 24 | 1320 | 831
22.07. | 1 | 1320 | 831
22.07. | 2 | 1320 | 831
22.07. | 3 | 1320 | 831
22.07. | 4 | 1320 | 831
22.07. | 5 | 1320 | 831
22.07. | 6 | 1320 | 831
22.07. | 7 | 1320 | 831
22.07. | 8 | 1320 | 831
22.07. | 9 | 1320 | 831
22.07. | 10 | 1320 | 831
22.07. | 11 | 1320 | 831
22.07. | 12 | 1320 | 831
22.07. | 13 | 1320 | 831
22.07. | 14 | 1320 | 831
22.07. | 15 | 1320 | 831
22.07. | 16 | 1320 | 831
22.07. | 17 | 1320 | 831
22.07. | 18 | 1320 | 831
22.07. | 19 | 1320 | 831
22.07. | 20 | 1320 | 831
22.07. | 21 | 1320 | 831
22.07. | 22 | 1320 | 831
22.07. | 23 | 1320 | 831
22.07. | 24 | 1320 | 831
23.07. | 1 | 1320 | 831
23.07. | 2 | 1320 | 831
23.07. | 3 | 1320 | 831
23.07. | 4 | 1320 | 831
23.07. | 5 | 1320 | 831
23.07. | 6 | 1320 | 831
23.07. | 7 | 1320 | 831
23.07. | 8 | 1320 | 831
23.07. | 9 | 1320 | 831
23.07. | 10 | 1320 | 831
23.07. | 11 | 1320 | 831
23.07. | 12 | 1320 | 831
23.07. | 13 | 1320 | 831
23.07. | 14 | 1320 | 831
23.07. | 15 | 1320 | 831
23.07. | 16 | 1320 | 831
23.07. | 17 | 1320 | 831
23.07. | 18 | 1320 | 831
23.07. | 19 | 1320 | 831
23.07. | 20 | 1320 | 831
23.07. | 21 | 1320 | 831
23.07. | 22 | 1320 | 831
23.07. | 23 | 1320 | 831
23.07. | 24 | 1320 | 831
24.07. | 1 | 1320 | 831
24.07. | 2 | 1320 | 831
24.07. | 3 | 1320 | 831
24.07. | 4 | 1320 | 831
24.07. | 5 | 1320 | 831
24.07. | 6 | 1320 | 831
24.07. | 7 | 1320 | 831
24.07. | 8 | 1320 | 831
24.07. | 9 | 1320 | 831
24.07. | 10 | 1320 | 831
24.07. | 11 | 1320 | 831
24.07. | 12 | 1320 | 831
24.07. | 13 | 1320 | 831
24.07. | 14 | 1320 | 831
24.07. | 15 | 1320 | 831
24.07. | 16 | 1320 | 831
24.07. | 17 | 1320 | 831
24.07. | 18 | 1320 | 831
24.07. | 19 | 1320 | 831
24.07. | 20 | 1320 | 831
24.07. | 21 | 1320 | 831
24.07. | 22 | 1320 | 831
24.07. | 23 | 1320 | 831
24.07. | 24 | 1320 | 831
25.07. | 1 | 1320 | 831
25.07. | 2 | 1320 | 831
25.07. | 3 | 1320 | 831
25.07. | 4 | 1320 | 831
25.07. | 5 | 1320 | 831
25.07. | 6 | 1320 | 831
25.07. | 7 | 1320 | 831
25.07. | 8 | 1320 | 831
25.07. | 9 | 1320 | 831
25.07. | 10 | 1320 | 831
25.07. | 11 | 1320 | 831
25.07. | 12 | 1320 | 831
25.07. | 13 | 1320 | 831
25.07. | 14 | 1320 | 831
25.07. | 15 | 1320 | 831
25.07. | 16 | 1320 | 831
25.07. | 17 | 1320 | 831
25.07. | 18 | 1320 | 831
25.07. | 19 | 1320 | 831
25.07. | 20 | 1320 | 831
25.07. | 21 | 1320 | 831
25.07. | 22 | 1320 | 831
25.07. | 23 | 1320 | 831
25.07. | 24 | 1320 | 831
26.07. | 1 | 1320 | 831
26.07. | 2 | 1320 | 831
26.07. | 3 | 1320 | 831
26.07. | 4 | 1320 | 831
26.07. | 5 | 1320 | 831
26.07. | 6 | 1320 | 831
26.07. | 7 | 1320 | 831
26.07. | 8 | 1320 | 831
26.07. | 9 | 1320 | 831
26.07. | 10 | 1320 | 831
26.07. | 11 | 1320 | 831
26.07. | 12 | 1320 | 831
26.07. | 13 | 1320 | 831
26.07. | 14 | 1320 | 831
26.07. | 15 | 1320 | 831
26.07. | 16 | 1320 | 831
26.07. | 17 | 1320 | 831
26.07. | 18 | 1320 | 831
26.07. | 19 | 1320 | 831
26.07. | 20 | 1320 | 831
26.07. | 21 | 1320 | 831
26.07. | 22 | 1320 | 831
26.07. | 23 | 1320 | 831
26.07. | 24 | 1320 | 831
27.07. | 1 | 1320 | 831
27.07. | 2 | 1320 | 831
27.07. | 3 | 1320 | 831
27.07. | 4 | 1320 | 831
27.07. | 5 | 1320 | 831
27.07. | 6 | 1320 | 831
27.07. | 7 | 1320 | 831
27.07. | 8 | 1320 | 831
27.07. | 9 | 1320 | 831
27.07. | 10 | 1320 | 831
27.07. | 11 | 1320 | 831
27.07. | 12 | 1320 | 831
27.07. | 13 | 1320 | 831
27.07. | 14 | 1320 | 831
27.07. | 15 | 1320 | 831
27.07. | 16 | 1320 | 831
27.07. | 17 | 1320 | 831
27.07. | 18 | 1320 | 831
27.07. | 19 | 1320 | 831
27.07. | 20 | 1320 | 831
27.07. | 21 | 1320 | 831
27.07. | 22 | 1320 | 831
27.07. | 23 | 1320 | 831
27.07. | 24 | 1320 | 831
28.07. | 1 | 1320 | 831
28.07. | 2 | 1320 | 831
28.07. | 3 | 1320 | 831
28.07. | 4 | 1320 | 831
28.07. | 5 | 1320 | 831
28.07. | 6 | 1320 | 831
28.07. | 7 | 1320 | 831
28.07. | 8 | 1320 | 831
28.07. | 9 | 1320 | 831
28.07. | 10 | 1320 | 831
28.07. | 11 | 1320 | 831
28.07. | 12 | 1320 | 831
28.07. | 13 | 1320 | 831
28.07. | 14 | 1320 | 831
28.07. | 15 | 1320 | 831
28.07. | 16 | 1320 | 831
28.07. | 17 | 1320 | 831
28.07. | 18 | 1320 | 831
28.07. | 19 | 1320 | 831
28.07. | 20 | 1320 | 831
28.07. | 21 | 1320 | 831
28.07. | 22 | 1320 | 831
28.07. | 23 | 1320 | 831
28.07. | 24 | 1320 | 831
29.07. | 1 | 1320 | 831
29.07. | 2 | 1320 | 831
29.07. | 3 | 1320 | 831
29.07. | 4 | 1320 | 831
29.07. | 5 | 1320 | 831
29.07. | 6 | 1320 | 831
29.07. | 7 | 1320 | 831
29.07. | 8 | 1320 | 831
29.07. | 9 | 1320 | 831
29.07. | 10 | 1320 | 831
29.07. | 11 | 1320 | 831
29.07. | 12 | 1320 | 831
29.07. | 13 | 1320 | 831
29.07. | 14 | 1320 | 831
29.07. | 15 | 1320 | 831
29.07. | 16 | 1320 | 831
29.07. | 17 | 1320 | 831
29.07. | 18 | 1320 | 831
29.07. | 19 | 1320 | 831
29.07. | 20 | 1320 | 831
29.07. | 21 | 1320 | 831
29.07. | 22 | 1320 | 831
29.07. | 23 | 1320 | 831
29.07. | 24 | 1320 | 831
30.07. | 1 | 1320 | 831
30.07. | 2 | 1320 | 831
30.07. | 3 | 1320 | 831
30.07. | 4 | 1320 | 831
30.07. | 5 | 1320 | 831
30.07. | 6 | 1320 | 831
30.07. | 7 | 1320 | 831
30.07. | 8 | 1320 | 831
30.07. | 9 | 1320 | 831
30.07. | 10 | 1320 | 831
30.07. | 11 | 1320 | 831
30.07. | 12 | 1320 | 831
30.07. | 13 | 1320 | 831
30.07. | 14 | 1320 | 831
30.07. | 15 | 1320 | 831
30.07. | 16 | 1320 | 831
30.07. | 17 | 1320 | 831
30.07. | 18 | 1320 | 831
30.07. | 19 | 1320 | 831
30.07. | 20 | 1320 | 831
30.07. | 21 | 1320 | 831
30.07. | 22 | 1320 | 831
30.07. | 23 | 1320 | 831
30.07. | 24 | 1320 | 831
31.07. | 1 | 1320 | 831
31.07. | 2 | 1320 | 831
31.07. | 3 | 1320 | 831
31.07. | 4 | 1320 | 831
31.07. | 5 | 1320 | 831
31.07. | 6 | 1320 | 831
31.07. | 7 | 1320 | 831
31.07. | 8 | 1320 | 831
31.07. | 9 | 1320 | 831
31.07. | 10 | 1320 | 831
31.07. | 11 | 1320 | 831
31.07. | 12 | 1320 | 831
31.07. | 13 | 1320 | 831
31.07. | 14 | 1320 | 831
31.07. | 15 | 1320 | 831
31.07. | 16 | 1320 | 831
31.07. | 17 | 1320 | 831
31.07. | 18 | 1320 | 831
31.07. | 19 | 1320 | 831
31.07. | 20 | 1320 | 831
31.07. | 21 | 1320 | 831
31.07. | 22 | 1320 | 831
31.07. | 23 | 1320 | 831
31.07. | 24 | 1320 | 831
01.08. | 1 | 1320 | 831
01.08. | 2 | 1320 | 831
01.08. | 3 | 1320 | 831
01.08. | 4 | 1320 | 831
01.08. | 5 | 1320 | 831
01.08. | 6 | 1320 | 831
01.08. | 7 | 1320 | 831
01.08. | 8 | 1320 | 831
01.08. | 9 | 1320 | 831
01.08. | 10 | 1320 | 831
01.08. | 11 | 1320 | 831
01.08. | 12 | 1320 | 831
01.08. | 13 | 1320 | 831
01.08. | 14 | 1320 | 831
01.08. | 15 | 1320 | 831
01.08. | 16 | 1320 | 831
01.08. | 17 | 1320 | 831
01.08. | 18 | 1320 | 831
01.08. | 19 | 1320 | 831
01.08. | 20 | 1320 | 831
01.08. | 21 | 1320 | 831
01.08. | 22 | 1320 | 831
01.08. | 23 | 1320 | 831
01.08. | 24 | 1320 | 831
02.08. | 1 | 1320 | 831
02.08. | 2 | 1320 | 831
02.08. | 3 | 1320 | 831
02.08. | 4 | 1320 | 831
02.08. | 5 | 1320 | 831
02.08. | 6 | 1320 | 831
02.08. | 7 | 1320 | 831
02.08. | 8 | 1320 | 831
02.08. | 9 | 1320 | 831
02.08. | 10 | 1320 | 831
02.08. | 11 | 1320 | 831
02.08. | 12 | 1320 | 831
02.08. | 13 | 1320 | 831
02.08. | 14 | 1320 | 831
02.08. | 15 | 1320 | 831
02.08. | 16 | 1320 | 831
02.08. | 17 | 1320 | 831
02.08. | 18 | 1320 | 831
02.08. | 19 | 1320 | 831
02.08. | 20 | 1320 | 831
02.08. | 21 | 1320 | 831
02.08. | 22 | 1320 | 831
02.08. | 23 | 1320 | 831
02.08. | 24 | 1320 | 831
03.08. | 1 | 1320 | 831
03.08. | 2 | 1320 | 831
03.08. | 3 | 1320 | 831
03.08. | 4 | 1320 | 831
03.08. | 5 | 1320 | 831
03.08. | 6 | 1320 | 831
03.08. | 7 | 1320 | 831
03.08. | 8 | 1320 | 831
03.08. | 9 | 1320 | 831
03.08. | 10 | 1320 | 831
03.08. | 11 | 1320 | 831
03.08. | 12 | 1320 | 831
03.08. | 13 | 1320 | 831
03.08. | 14 | 1320 | 831
03.08. | 15 | 1320 | 831
03.08. | 16 | 1320 | 831
03.08. | 17 | 1320 | 831
03.08. | 18 | 1320 | 831
03.08. | 19 | 1320 | 831
03.08. | 20 | 1320 | 831
03.08. | 21 | 1320 | 831
03.08. | 22 | 1320 | 831
03.08. | 23 | 1320 | 831
03.08. | 24 | 1320 | 831
04.08. | 1 | 1320 | 831
04.08. | 2 | 1320 | 831
04.08. | 3 | 1320 | 831
04.08. | 4 | 1320 | 831
04.08. | 5 | 1320 | 831
04.08. | 6 | 1320 | 831
04.08. | 7 | 1320 | 831
04.08. | 8 | 1320 | 831
04.08. | 9 | 1320 | 831
04.08. | 10 | 1320 | 831
04.08. | 11 | 1320 | 831
04.08. | 12 | 1320 | 831
04.08. | 13 | 1320 | 831
04.08. | 14 | 1320 | 831
04.08. | 15 | 1320 | 831
04.08. | 16 | 1320 | 831
04.08. | 17 | 1320 | 831
04.08. | 18 | 1320 | 831
04.08. | 19 | 1320 | 831
04.08. | 20 | 1320 | 831
04.08. | 21 | 1320 | 831
04.08. | 22 | 1320 | 831
04.08. | 23 | 1320 | 831
04.08. | 24 | 1320 | 831
05.08. | 1 | 1320 | 831
05.08. | 2 | 1320 | 831
05.08. | 3 | 1320 | 831
05.08. | 4 | 1320 | 831
05.08. | 5 | 1320 | 831
05.08. | 6 | 1320 | 831
05.08. | 7 | 1320 | 831
05.08. | 8 | 1320 | 831
05.08. | 9 | 1320 | 831
05.08. | 10 | 1320 | 831
05.08. | 11 | 1320 | 831
05.08. | 12 | 1320 | 831
05.08. | 13 | 1320 | 831
05.08. | 14 | 1320 | 831
05.08. | 15 | 1320 | 831
05.08. | 16 | 1320 | 831
05.08. | 17 | 1320 | 831
05.08. | 18 | 1320 | 831
05.08. | 19 | 1320 | 831
05.08. | 20 | 1320 | 831
05.08. | 21 | 1320 | 831
05.08. | 22 | 1320 | 831
05.08. | 23 | 1320 | 831
05.08. | 24 | 1320 | 831
06.08. | 1 | 1320 | 831
06.08. | 2 | 1320 | 831
06.08. | 3 | 1320 | 831
06.08. | 4 | 1320 | 831
06.08. | 5 | 1320 | 831
06.08. | 6 | 1320 | 831
06.08. | 7 | 1320 | 831
06.08. | 8 | 1320 | 831
06.08. | 9 | 1320 | 831
06.08. | 10 | 1320 | 831
06.08. | 11 | 1320 | 831
06.08. | 12 | 1320 | 831
06.08. | 13 | 1320 | 831
06.08. | 14 | 1320 | 831
06.08. | 15 | 1320 | 831
06.08. | 16 | 1320 | 831
06.08. | 17 | 1320 | 831
06.08. | 18 | 1320 | 831
06.08. | 19 | 1320 | 831
06.08. | 20 | 1320 | 831
06.08. | 21 | 1320 | 831
06.08. | 22 | 1320 | 831
06.08. | 23 | 1320 | 831
06.08. | 24 | 1320 | 831
07.08. | 1 | 1320 | 831
07.08. | 2 | 1320 | 831
07.08. | 3 | 1320 | 831
07.08. | 4 | 1320 | 831
07.08. | 5 | 1320 | 831
07.08. | 6 | 1320 | 831
07.08. | 7 | 1320 | 831
07.08. | 8 | 1320 | 831
07.08. | 9 | 1320 | 831
07.08. | 10 | 1320 | 831
07.08. | 11 | 1320 | 831
07.08. | 12 | 1320 | 831
07.08. | 13 | 1320 | 831
07.08. | 14 | 1320 | 831
07.08. | 15 | 1320 | 831
07.08. | 16 | 1320 | 831
07.08. | 17 | 1320 | 831
07.08. | 18 | 1320 | 831
07.08. | 19 | 1320 | 831
07.08. | 20 | 1320 | 831
07.08. | 21 | 1320 | 831
07.08. | 22 | 1320 | 831
07.08. | 23 | 1320 | 831
07.08. | 24 | 1320 | 831
08.08. | 1 | 1320 | 831
08.08. | 2 | 1320 | 831
08.08. | 3 | 1320 | 831
08.08. | 4 | 1320 | 831
08.08. | 5 | 1320 | 831
08.08. | 6 | 1320 | 831
08.08. | 7 | 1320 | 831
08.08. | 8 | 1320 | 831
08.08. | 9 | 1320 | 831
08.08. | 10 | 1320 | 831
08.08. | 11 | 1320 | 831
08.08. | 12 | 1320 | 831
08.08. | 13 | 1320 | 831
08.08. | 14 | 1320 | 831
08.08. | 15 | 1320 | 831
08.08. | 16 | 1320 | 831
08.08. | 17 | 1320 | 831
08.08. | 18 | 1320 | 831
08.08. | 19 | 1320 | 831
08.08. | 20 | 1320 | 831
08.08. | 21 | 1320 | 831
08.08. | 22 | 1320 | 831
08.08. | 23 | 1320 | 831
08.08. | 24 | 1320 | 831
09.08. | 1 | 1320 | 831
09.08. | 2 | 1320 | 831
09.08. | 3 | 1320 | 831
09.08. | 4 | 1320 | 831
09.08. | 5 | 1320 | 831
09.08. | 6 | 1320 | 831
09.08. | 7 | 1320 | 831
09.08. | 8 | 1320 | 831
09.08. | 9 | 1320 | 831
09.08. | 10 | 1320 | 831
09.08. | 11 | 1320 | 831
09.08. | 12 | 1320 | 831
09.08. | 13 | 1320 | 831
09.08. | 14 | 1320 | 831
09.08. | 15 | 1320 | 831
09.08. | 16 | 1320 | 831
09.08. | 17 | 1320 | 831
09.08. | 18 | 1320 | 831
09.08. | 19 | 1320 | 831
09.08. | 20 | 1320 | 831
09.08. | 21 | 1320 | 831
09.08. | 22 | 1320 | 831
09.08. | 23 | 1320 | 831
09.08. | 24 | 1320 | 831
10.08. | 1 | 1320 | 831
10.08. | 2 | 1320 | 831
10.08. | 3 | 1320 | 831
10.08. | 4 | 1320 | 831
10.08. | 5 | 1320 | 831
10.08. | 6 | 1320 | 831
10.08. | 7 | 1320 | 831
10.08. | 8 | 1320 | 831
10.08. | 9 | 1320 | 831
10.08. | 10 | 1320 | 831
10.08. | 11 | 1320 | 831
10.08. | 12 | 1320 | 831
10.08. | 13 | 1320 | 831
10.08. | 14 | 1320 | 831
10.08. | 15 | 1320 | 831
10.08. | 16 | 1320 | 831
10.08. | 17 | 1320 | 831
10.08. | 18 | 1320 | 831
10.08. | 19 | 1320 | 831
10.08. | 20 | 1320 | 831
10.08. | 21 | 1320 | 831
10.08. | 22 | 1320 | 831
10.08. | 23 | 1320 | 831
10.08. | 24 | 1320 | 831
11.08. | 1 | 1320 | 831
11.08. | 2 | 1320 | 831
11.08. | 3 | 1320 | 831
11.08. | 4 | 1320 | 831
11.08. | 5 | 1320 | 831
11.08. | 6 | 1320 | 831
11.08. | 7 | 1320 | 831
11.08. | 8 | 1320 | 831
11.08. | 9 | 1320 | 831
11.08. | 10 | 1320 | 831
11.08. | 11 | 1320 | 831
11.08. | 12 | 1320 | 831
11.08. | 13 | 1320 | 831
11.08. | 14 | 1320 | 831
11.08. | 15 | 1320 | 831
11.08. | 16 | 1320 | 831
11.08. | 17 | 1320 | 831
11.08. | 18 | 1320 | 831
11.08. | 19 | 1320 | 831
11.08. | 20 | 1320 | 831
11.08. | 21 | 1320 | 831
11.08. | 22 | 1320 | 831
11.08. | 23 | 1320 | 831
11.08. | 24 | 1320 | 831
12.08. | 1 | 1320 | 831
12.08. | 2 | 1320 | 831
12.08. | 3 | 1320 | 831
12.08. | 4 | 1320 | 831
12.08. | 5 | 1320 | 831
12.08. | 6 | 1320 | 831
12.08. | 7 | 1320 | 831
12.08. | 8 | 1320 | 831
12.08. | 9 | 1320 | 831
12.08. | 10 | 1320 | 831
12.08. | 11 | 1320 | 831
12.08. | 12 | 1320 | 831
12.08. | 13 | 1320 | 831
12.08. | 14 | 1320 | 831
12.08. | 15 | 1320 | 831
12.08. | 16 | 1320 | 831
12.08. | 17 | 1320 | 831
12.08. | 18 | 1320 | 831
12.08. | 19 | 1320 | 831
12.08. | 20 | 1320 | 831
12.08. | 21 | 1320 | 831
12.08. | 22 | 1320 | 831
12.08. | 23 | 1320 | 831
12.08. | 24 | 1320 | 831
13.08. | 1 | 1320 | 831
13.08. | 2 | 1320 | 831
13.08. | 3 | 1320 | 831
13.08. | 4 | 1320 | 831
13.08. | 5 | 1320 | 831
13.08. | 6 | 1320 | 831
13.08. | 7 | 1320 | 831
13.08. | 8 | 1320 | 831
13.08. | 9 | 1320 | 831
13.08. | 10 | 1320 | 831
13.08. | 11 | 1320 | 831
13.08. | 12 | 1320 | 831
13.08. | 13 | 1320 | 831
13.08. | 14 | 1320 | 831
13.08. | 15 | 1320 | 831
13.08. | 16 | 1320 | 831
13.08. | 17 | 1320 | 831
13.08. | 18 | 1320 | 831
13.08. | 19 | 1320 | 831
13.08. | 20 | 1320 | 831
13.08. | 21 | 1320 | 831
13.08. | 22 | 1320 | 831
13.08. | 23 | 1320 | 831
13.08. | 24 | 1320 | 831
14.08. | 1 | 1320 | 831
14.08. | 2 | 1320 | 831
14.08. | 3 | 1320 | 831
14.08. | 4 | 1320 | 831
14.08. | 5 | 1320 | 831
14.08. | 6 | 1320 | 831
14.08. | 7 | 1320 | 831
14.08. | 8 | 1320 | 831
14.08. | 9 | 1320 | 831
14.08. | 10 | 1320 | 831
14.08. | 11 | 1320 | 831
14.08. | 12 | 1320 | 831
14.08. | 13 | 1320 | 831
14.08. | 14 | 1320 | 831
14.08. | 15 | 1320 | 831
14.08. | 16 | 1320 | 831
14.08. | 17 | 1320 | 831
14.08. | 18 | 1320 | 831
14.08. | 19 | 1320 | 831
14.08. | 20 | 1320 | 831
14.08. | 21 | 1320 | 831
14.08. | 22 | 1320 | 831
14.08. | 23 | 1320 | 831
14.08. | 24 | 1320 | 831
15.08. | 1 | 1320 | 831
15.08. | 2 | 1320 | 831
15.08. | 3 | 1320 | 831
15.08. | 4 | 1320 | 831
15.08. | 5 | 1320 | 831
15.08. | 6 | 1320 | 831
15.08. | 7 | 1320 | 831
15.08. | 8 | 1320 | 831
15.08. | 9 | 1320 | 831
15.08. | 10 | 1320 | 831
15.08. | 11 | 1320 | 831
15.08. | 12 | 1320 | 831
15.08. | 13 | 1320 | 831
15.08. | 14 | 1320 | 831
15.08. | 15 | 1320 | 831
15.08. | 16 | 1320 | 831
15.08. | 17 | 1320 | 831
15.08. | 18 | 1320 | 831
15.08. | 19 | 1320 | 831
15.08. | 20 | 1320 | 831
15.08. | 21 | 1320 | 831
15.08. | 22 | 1320 | 831
15.08. | 23 | 1320 | 831
15.08. | 24 | 1320 | 831
16.08. | 1 | 1320 | 831
16.08. | 2 | 1320 | 831
16.08. | 3 | 1320 | 831
16.08. | 4 | 1320 | 831
16.08. | 5 | 1320 | 831
16.08. | 6 | 1320 | 831
16.08. | 7 | 1320 | 831
16.08. | 8 | 1320 | 831
16.08. | 9 | 1320 | 831
16.08. | 10 | 1320 | 831
16.08. | 11 | 1320 | 831
16.08. | 12 | 1320 | 831
16.08. | 13 | 1320 | 831
16.08. | 14 | 1320 | 831
16.08. | 15 | 1320 | 831
16.08. | 16 | 1320 | 831
16.08. | 17 | 1320 | 831
16.08. | 18 | 1320 | 831
16.08. | 19 | 1320 | 831
16.08. | 20 | 1320 | 831
16.08. | 21 | 1320 | 831
16.08. | 22 | 1320 | 831
16.08. | 23 | 1320 | 831
16.08. | 24 | 1320 | 831
17.08. | 1 | 1320 | 831
17.08. | 2 | 1320 | 831
17.08. | 3 | 1320 | 831
17.08. | 4 | 1320 | 831
17.08. | 5 | 1320 | 831
17.08. | 6 | 1320 | 831
17.08. | 7 | 1320 | 831
17.08. | 8 | 1320 | 831
17.08. | 9 | 1320 | 831
17.08. | 10 | 1320 | 831
17.08. | 11 | 1320 | 831
17.08. | 12 | 1320 | 831
17.08. | 13 | 1320 | 831
17.08. | 14 | 1320 | 831
17.08. | 15 | 1320 | 831
17.08. | 16 | 1320 | 831
17.08. | 17 | 1320 | 831
17.08. | 18 | 1320 | 831
17.08. | 19 | 1320 | 831
17.08. | 20 | 1320 | 831
17.08. | 21 | 1320 | 831
17.08. | 22 | 1320 | 831
17.08. | 23 | 1320 | 831
17.08. | 24 | 1320 | 831
18.08. | 1 | 1320 | 831
18.08. | 2 | 1320 | 831
18.08. | 3 | 1320 | 831
18.08. | 4 | 1320 | 831
18.08. | 5 | 1320 | 831
18.08. | 6 | 1320 | 831
18.08. | 7 | 1320 | 831
18.08. | 8 | 1320 | 831
18.08. | 9 | 1320 | 831
18.08. | 10 | 1320 | 831
18.08. | 11 | 1320 | 831
18.08. | 12 | 1320 | 831
18.08. | 13 | 1320 | 831
18.08. | 14 | 1320 | 831
18.08. | 15 | 1320 | 831
18.08. | 16 | 1320 | 831
18.08. | 17 | 1320 | 831
18.08. | 18 | 1320 | 831
18.08. | 19 | 1320 | 831
18.08. | 20 | 1320 | 831
18.08. | 21 | 1320 | 831
18.08. | 22 | 1320 | 831
18.08. | 23 | 1320 | 831
18.08. | 24 | 1320 | 831
19.08. | 1 | 1320 | 831
19.08. | 2 | 1320 | 831
19.08. | 3 | 1320 | 831
19.08. | 4 | 1320 | 831
19.08. | 5 | 1320 | 831
19.08. | 6 | 1320 | 831
19.08. | 7 | 1320 | 831
19.08. | 8 | 1320 | 831
19.08. | 9 | 1320 | 831
19.08. | 10 | 1320 | 831
19.08. | 11 | 1320 | 831
19.08. | 12 | 1320 | 831
19.08. | 13 | 1320 | 831
19.08. | 14 | 1320 | 831
19.08. | 15 | 1320 | 831
19.08. | 16 | 1320 | 831
19.08. | 17 | 1320 | 831
19.08. | 18 | 1320 | 831
19.08. | 19 | 1320 | 831
19.08. | 20 | 1320 | 831
19.08. | 21 | 1320 | 831
19.08. | 22 | 1320 | 831
19.08. | 23 | 1320 | 831
19.08. | 24 | 1320 | 831
20.08. | 1 | 1320 | 831
20.08. | 2 | 1320 | 831
20.08. | 3 | 1320 | 831
20.08. | 4 | 1320 | 831
20.08. | 5 | 1320 | 831
20.08. | 6 | 1320 | 831
20.08. | 7 | 1320 | 831
20.08. | 8 | 1320 | 831
20.08. | 9 | 1320 | 831
20.08. | 10 | 1320 | 831
20.08. | 11 | 1320 | 831
20.08. | 12 | 1320 | 831
20.08. | 13 | 1320 | 831
20.08. | 14 | 1320 | 831
20.08. | 15 | 1320 | 831
20.08. | 16 | 1320 | 831
20.08. | 17 | 1320 | 831
20.08. | 18 | 1320 | 831
20.08. | 19 | 1320 | 831
20.08. | 20 | 1320 | 831
20.08. | 21 | 1320 | 831
20.08. | 22 | 1320 | 831
20.08. | 23 | 1320 | 831
20.08. | 24 | 1320 | 831
21.08. | 1 | 1320 | 831
21.08. | 2 | 1320 | 831
21.08. | 3 | 1320 | 831
21.08. | 4 | 1320 | 831
21.08. | 5 | 1320 | 831
21.08. | 6 | 1320 | 831
21.08. | 7 | 1320 | 831
21.08. | 8 | 1320 | 831
21.08. | 9 | 1320 | 831
21.08. | 10 | 1320 | 831
21.08. | 11 | 1320 | 831
21.08. | 12 | 1320 | 831
21.08. | 13 | 1320 | 831
21.08. | 14 | 1320 | 831
21.08. | 15 | 1320 | 831
21.08. | 16 | 1320 | 831
21.08. | 17 | 1320 | 831
21.08. | 18 | 1320 | 831
21.08. | 19 | 1320 | 831
21.08. | 20 | 1320 | 831
21.08. | 21 | 1320 | 831
21.08. | 22 | 1320 | 831
21.08. | 23 | 1320 | 831
21.08. | 24 | 1320 | 831
22.08. | 1 | 1320 | 831
22.08. | 2 | 1320 | 831
22.08. | 3 | 1320 | 831
22.08. | 4 | 1320 | 831
22.08. | 5 | 1320 | 831
22.08. | 6 | 1320 | 831
22.08. | 7 | 1320 | 831
22.08. | 8 | 1320 | 831
22.08. | 9 | 1320 | 831
22.08. | 10 | 1320 | 831
22.08. | 11 | 1320 | 831
22.08. | 12 | 1320 | 831
22.08. | 13 | 1320 | 831
22.08. | 14 | 1320 | 831
22.08. | 15 | 1320 | 831
22.08. | 16 | 1320 | 831
22.08. | 17 | 1320 | 831
22.08. | 18 | 1320 | 831
22.08. | 19 | 1320 | 831
22.08. | 20 | 1320 | 831
22.08. | 21 | 1320 | 831
22.08. | 22 | 1320 | 831
22.08. | 23 | 1320 | 831
22.08. | 24 | 1320 | 831
23.08. | 1 | 1320 | 831
23.08. | 2 | 1320 | 831
23.08. | 3 | 1320 | 831
23.08. | 4 | 1320 | 831
23.08. | 5 | 1320 | 831
23.08. | 6 | 1320 | 831
23.08. | 7 | 1320 | 831
23.08. | 8 | 1320 | 831
23.08. | 9 | 1320 | 831
23.08. | 10 | 1320 | 831
23.08. | 11 | 1320 | 831
23.08. | 12 | 1320 | 831
23.08. | 13 | 1320 | 831
23.08. | 14 | 1320 | 831
23.08. | 15 | 1320 | 831
23.08. | 16 | 1320 | 831
23.08. | 17 | 1320 | 831
23.08. | 18 | 1320 | 831
23.08. | 19 | 1320 | 831
23.08. | 20 | 1320 | 831
23.08. | 21 | 1320 | 831
23.08. | 22 | 1320 | 831
23.08. | 23 | 1320 | 831
23.08. | 24 | 1320 | 831
24.08. | 1 | 1320 | 831
24.08. | 2 | 1320 | 831
24.08. | 3 | 1320 | 831
24.08. | 4 | 1320 | 831
24.08. | 5 | 1320 | 831
24.08. | 6 | 1320 | 831
24.08. | 7 | 1320 | 831
24.08. | 8 | 1320 | 831
24.08. | 9 | 1320 | 831
24.08. | 10 | 1320 | 831
24.08. | 11 | 1320 | 831
24.08. | 12 | 1320 | 831
24.08. | 13 | 1320 | 831
24.08. | 14 | 1320 | 831
24.08. | 15 | 1320 | 831
24.08. | 16 | 1320 | 831
24.08. | 17 | 1320 | 831
24.08. | 18 | 1320 | 831
24.08. | 19 | 1320 | 831
24.08. | 20 | 1320 | 831
24.08. | 21 | 1320 | 831
24.08. | 22 | 1320 | 831
24.08. | 23 | 1320 | 831
24.08. | 24 | 1320 | 831
25.08. | 1 | 1320 | 831
25.08. | 2 | 1320 | 831
25.08. | 3 | 1320 | 831
25.08. | 4 | 1320 | 831
25.08. | 5 | 1320 | 831
25.08. | 6 | 1320 | 831
25.08. | 7 | 1320 | 831
25.08. | 8 | 1320 | 831
25.08. | 9 | 1320 | 831
25.08. | 10 | 1320 | 831
25.08. | 11 | 1320 | 831
25.08. | 12 | 1320 | 831
25.08. | 13 | 1320 | 831
25.08. | 14 | 1320 | 831
25.08. | 15 | 1320 | 831
25.08. | 16 | 1320 | 831
25.08. | 17 | 1320 | 831
25.08. | 18 | 1320 | 831
25.08. | 19 | 1320 | 831
25.08. | 20 | 1320 | 831
25.08. | 21 | 1320 | 831
25.08. | 22 | 1320 | 831
25.08. | 23 | 1320 | 831
25.08. | 24 | 1320 | 831
26.08. | 1 | 1320 | 831
26.08. | 2 | 1320 | 831
26.08. | 3 | 1320 | 831
26.08. | 4 | 1320 | 831
26.08. | 5 | 1320 | 831
26.08. | 6 | 1320 | 831
26.08. | 7 | 1320 | 831
26.08. | 8 | 1320 | 831
26.08. | 9 | 1320 | 831
26.08. | 10 | 1320 | 831
26.08. | 11 | 1320 | 831
26.08. | 12 | 1320 | 831
26.08. | 13 | 1320 | 831
26.08. | 14 | 1320 | 831
26.08. | 15 | 1320 | 831
26.08. | 16 | 1320 | 831
26.08. | 17 | 1320 | 831
26.08. | 18 | 1320 | 831
26.08. | 19 | 1320 | 831
26.08. | 20 | 1320 | 831
26.08. | 21 | 1320 | 831
26.08. | 22 | 1320 | 831
26.08. | 23 | 1320 | 831
26.08. | 24 | 1320 | 831
27.08. | 1 | 1320 | 831
27.08. | 2 | 1320 | 831
27.08. | 3 | 1320 | 831
27.08. | 4 | 1320 | 831
27.08. | 5 | 1320 | 831
27.08. | 6 | 1320 | 831
27.08. | 7 | 1320 | 831
27.08. | 8 | 1320 | 831
27.08. | 9 | 1320 | 831
27.08. | 10 | 1320 | 831
27.08. | 11 | 1320 | 831
27.08. | 12 | 1320 | 831
27.08. | 13 | 1320 | 831
27.08. | 14 | 1320 | 831
27.08. | 15 | 1320 | 831
27.08. | 16 | 1320 | 831
27.08. | 17 | 1320 | 831
27.08. | 18 | 1320 | 831
27.08. | 19 | 1320 | 831
27.08. | 20 | 1320 | 831
27.08. | 21 | 1320 | 831
27.08. | 22 | 1320 | 831
27.08. | 23 | 1320 | 831
27.08. | 24 | 1320 | 831
28.08. | 1 | 1320 | 831
28.08. | 2 | 1320 | 831
28.08. | 3 | 1320 | 831
28.08. | 4 | 1320 | 831
28.08. | 5 | 1320 | 831
28.08. | 6 | 1320 | 831
28.08. | 7 | 1320 | 831
28.08. | 8 | 1320 | 831
28.08. | 9 | 1320 | 831
28.08. | 10 | 1320 | 831
28.08. | 11 | 1320 | 831
28.08. | 12 | 1320 | 831
28.08. | 13 | 1320 | 831
28.08. | 14 | 1320 | 831
28.08. | 15 | 1320 | 831
28.08. | 16 | 1320 | 831
28.08. | 17 | 1320 | 831
28.08. | 18 | 1320 | 831
28.08. | 19 | 1320 | 831
28.08. | 20 | 1320 | 831
28.08. | 21 | 1320 | 831
28.08. | 22 | 1320 | 831
28.08. | 23 | 1320 | 831
28.08. | 24 | 1320 | 831
29.08. | 1 | 1320 | 831
29.08. | 2 | 1320 | 831
29.08. | 3 | 1320 | 831
29.08. | 4 | 1320 | 831
29.08. | 5 | 1320 | 831
29.08. | 6 | 1320 | 831
29.08. | 7 | 1320 | 831
29.08. | 8 | 1320 | 831
29.08. | 9 | 1320 | 831
29.08. | 10 | 1320 | 831
29.08. | 11 | 1320 | 831
29.08. | 12 | 1320 | 831
29.08. | 13 | 1320 | 831
29.08. | 14 | 1320 | 831
29.08. | 15 | 1320 | 831
29.08. | 16 | 1320 | 831
29.08. | 17 | 1320 | 831
29.08. | 18 | 1320 | 831
29.08. | 19 | 1320 | 831
29.08. | 20 | 1320 | 831
29.08. | 21 | 1320 | 831
29.08. | 22 | 1320 | 831
29.08. | 23 | 1320 | 831
29.08. | 24 | 1320 | 831
30.08. | 1 | 1320 | 831
30.08. | 2 | 1320 | 831
30.08. | 3 | 1320 | 831
30.08. | 4 | 1320 | 831
30.08. | 5 | 1320 | 831
30.08. | 6 | 1320 | 831
30.08. | 7 | 1320 | 831
30.08. | 8 | 1320 | 831
30.08. | 9 | 1320 | 831
30.08. | 10 | 1320 | 831
30.08. | 11 | 1320 | 831
30.08. | 12 | 1320 | 831
30.08. | 13 | 1320 | 831
30.08. | 14 | 1320 | 831
30.08. | 15 | 1320 | 831
30.08. | 16 | 1320 | 831
30.08. | 17 | 1320 | 831
30.08. | 18 | 1320 | 831
30.08. | 19 | 1320 | 831
30.08. | 20 | 1320 | 831
30.08. | 21 | 1320 | 831
30.08. | 22 | 1320 | 831
30.08. | 23 | 1320 | 831
30.08. | 24 | 1320 | 831
31.08. | 1 | 1320 | 831
31.08. | 2 | 1320 | 831
31.08. | 3 | 1320 | 831
31.08. | 4 | 1320 | 831
31.08. | 5 | 1320 | 831
31.08. | 6 | 1320 | 831
31.08. | 7 | 1320 | 831
31.08. | 8 | 1320 | 831
31.08. | 9 | 1320 | 831
31.08. | 10 | 1320 | 831
31.08. | 11 | 1320 | 831
31.08. | 12 | 1320 | 831
31.08. | 13 | 1320 | 831
31.08. | 14 | 1320 | 831
31.08. | 15 | 1320 | 831
31.08. | 16 | 1320 | 831
31.08. | 17 | 1320 | 831
31.08. | 18 | 1320 | 831
31.08. | 19 | 1320 | 831
31.08. | 20 | 1320 | 831
31.08. | 21 | 1320 | 831
31.08. | 22 | 1320 | 831
31.08. | 23 | 1320 | 831
31.08. | 24 | 1320 | 831
01.09. | 1 | 1320 | 831
01.09. | 2 | 1320 | 831
01.09. | 3 | 1320 | 831
01.09. | 4 | 1320 | 831
01.09. | 5 | 1320 | 831
01.09. | 6 | 1320 | 831
01.09. | 7 | 1320 | 831
01.09. | 8 | 1320 | 831
01.09. | 9 | 1320 | 831
01.09. | 10 | 1320 | 831
01.09. | 11 | 1320 | 831
01.09. | 12 | 1320 | 831
01.09. | 13 | 1320 | 831
01.09. | 14 | 1320 | 831
01.09. | 15 | 1320 | 831
01.09. | 16 | 1320 | 831
01.09. | 17 | 1320 | 831
01.09. | 18 | 1320 | 831
01.09. | 19 | 1320 | 831
01.09. | 20 | 1320 | 831
01.09. | 21 | 1320 | 831
01.09. | 22 | 1320 | 831
01.09. | 23 | 1320 | 831
01.09. | 24 | 1320 | 831
02.09. | 1 | 1320 | 831
02.09. | 2 | 1320 | 831
02.09. | 3 | 1320 | 831
02.09. | 4 | 1320 | 831
02.09. | 5 | 1320 | 831
02.09. | 6 | 1320 | 831
02.09. | 7 | 1320 | 831
02.09. | 8 | 1320 | 831
02.09. | 9 | 1320 | 831
02.09. | 10 | 1320 | 831
02.09. | 11 | 1320 | 831
02.09. | 12 | 1320 | 831
02.09. | 13 | 1320 | 831
02.09. | 14 | 1320 | 831
02.09. | 15 | 1320 | 831
02.09. | 16 | 1320 | 831
02.09. | 17 | 1320 | 831
02.09. | 18 | 1320 | 831
02.09. | 19 | 1320 | 831
02.09. | 20 | 1320 | 831
02.09. | 21 | 1320 | 831
02.09. | 22 | 1320 | 831
02.09. | 23 | 1320 | 831
02.09. | 24 | 1320 | 831
03.09. | 1 | 1320 | 831
03.09. | 2 | 1320 | 831
03.09. | 3 | 1320 | 831
03.09. | 4 | 1320 | 831
03.09. | 5 | 1320 | 831
03.09. | 6 | 1320 | 831
03.09. | 7 | 1320 | 831
03.09. | 8 | 1320 | 831
03.09. | 9 | 1320 | 831
03.09. | 10 | 1320 | 831
03.09. | 11 | 1320 | 831
03.09. | 12 | 1320 | 831
03.09. | 13 | 1320 | 831
03.09. | 14 | 1320 | 831
03.09. | 15 | 1320 | 831
03.09. | 16 | 1320 | 831
03.09. | 17 | 1320 | 831
03.09. | 18 | 1320 | 831
03.09. | 19 | 1320 | 831
03.09. | 20 | 1320 | 831
03.09. | 21 | 1320 | 831
03.09. | 22 | 1320 | 831
03.09. | 23 | 1320 | 831
03.09. | 24 | 1320 | 831
04.09. | 1 | 1320 | 831
04.09. | 2 | 1320 | 831
04.09. | 3 | 1320 | 831
04.09. | 4 | 1320 | 831
04.09. | 5 | 1320 | 831
04.09. | 6 | 1320 | 831
04.09. | 7 | 1320 | 831
04.09. | 8 | 1320 | 831
04.09. | 9 | 1320 | 831
04.09. | 10 | 1320 | 831
04.09. | 11 | 1320 | 831
04.09. | 12 | 1320 | 831
04.09. | 13 | 1320 | 831
04.09. | 14 | 1320 | 831
04.09. | 15 | 1320 | 831
04.09. | 16 | 1320 | 831
04.09. | 17 | 1320 | 831
04.09. | 18 | 1320 | 831
04.09. | 19 | 1320 | 831
04.09. | 20 | 1320 | 831
04.09. | 21 | 1320 | 831
04.09. | 22 | 1320 | 831
04.09. | 23 | 1320 | 831
04.09. | 24 | 1320 | 831
05.09. | 1 | 1320 | 831
05.09. | 2 | 1320 | 831
05.09. | 3 | 1320 | 831
05.09. | 4 | 1320 | 831
05.09. | 5 | 1320 | 831
05.09. | 6 | 1320 | 831
05.09. | 7 | 1320 | 831
05.09. | 8 | 1320 | 831
05.09. | 9 | 1320 | 831
05.09. | 10 | 1320 | 831
05.09. | 11 | 1320 | 831
05.09. | 12 | 1320 | 831
05.09. | 13 | 1320 | 831
05.09. | 14 | 1320 | 831
05.09. | 15 | 1320 | 831
05.09. | 16 | 1320 | 831
05.09. | 17 | 1320 | 831
05.09. | 18 | 1320 | 831
05.09. | 19 | 1320 | 831
05.09. | 20 | 1320 | 831
05.09. | 21 | 1320 | 831
05.09. | 22 | 1320 | 831
05.09. | 23 | 1320 | 831
05.09. | 24 | 1320 | 831
06.09. | 1 | 1320 | 831
06.09. | 2 | 1320 | 831
06.09. | 3 | 1320 | 831
06.09. | 4 | 1320 | 831
06.09. | 5 | 1320 | 831
06.09. | 6 | 1320 | 831
06.09. | 7 | 1320 | 831
06.09. | 8 | 1320 | 831
06.09. | 9 | 1320 | 831
06.09. | 10 | 1320 | 831
06.09. | 11 | 1320 | 831
06.09. | 12 | 1320 | 831
06.09. | 13 | 1320 | 831
06.09. | 14 | 1320 | 831
06.09. | 15 | 1320 | 831
06.09. | 16 | 1320 | 831
06.09. | 17 | 1320 | 831
06.09. | 18 | 1320 | 831
06.09. | 19 | 1320 | 831
06.09. | 20 | 1320 | 831
06.09. | 21 | 1320 | 831
06.09. | 22 | 1320 | 831
06.09. | 23 | 1320 | 831
06.09. | 24 | 1320 | 831
07.09. | 1 | 1320 | 831
07.09. | 2 | 1320 | 831
07.09. | 3 | 1320 | 831
07.09. | 4 | 1320 | 831
07.09. | 5 | 1320 | 831
07.09. | 6 | 1320 | 831
07.09. | 7 | 1320 | 831
07.09. | 8 | 1320 | 831
07.09. | 9 | 1320 | 831
07.09. | 10 | 1320 | 831
07.09. | 11 | 1320 | 831
07.09. | 12 | 1320 | 831
07.09. | 13 | 1320 | 831
07.09. | 14 | 1320 | 831
07.09. | 15 | 1320 | 831
07.09. | 16 | 1320 | 831
07.09. | 17 | 1320 | 831
07.09. | 18 | 1320 | 831
07.09. | 19 | 1320 | 831
07.09. | 20 | 1320 | 831
07.09. | 21 | 1320 | 831
07.09. | 22 | 1320 | 831
07.09. | 23 | 1320 | 831
07.09. | 24 | 1320 | 831
08.09. | 1 | 1320 | 831
08.09. | 2 | 1320 | 831
08.09. | 3 | 1320 | 831
08.09. | 4 | 1320 | 831
08.09. | 5 | 1320 | 831
08.09. | 6 | 1320 | 831
08.09. | 7 | 1320 | 831
08.09. | 8 | 1320 | 831
08.09. | 9 | 1320 | 831
08.09. | 10 | 1320 | 831
08.09. | 11 | 1320 | 831
08.09. | 12 | 1320 | 831
08.09. | 13 | 1320 | 831
08.09. | 14 | 1320 | 831
08.09. | 15 | 1320 | 831
08.09. | 16 | 1320 | 831
08.09. | 17 | 1320 | 831
08.09. | 18 | 1320 | 831
08.09. | 19 | 1320 | 831
08.09. | 20 | 1320 | 831
08.09. | 21 | 1320 | 831
08.09. | 22 | 1320 | 831
08.09. | 23 | 1320 | 831
08.09. | 24 | 1320 | 831
09.09. | 1 | 1320 | 831
09.09. | 2 | 1320 | 831
09.09. | 3 | 1320 | 831
09.09. | 4 | 1320 | 831
09.09. | 5 | 1320 | 831
09.09. | 6 | 1320 | 831
09.09. | 7 | 1320 | 831
09.09. | 8 | 1320 | 831
09.09. | 9 | 1320 | 831
09.09. | 10 | 1320 | 831
09.09. | 11 | 1320 | 831
09.09. | 12 | 1320 | 831
09.09. | 13 | 1320 | 831
09.09. | 14 | 1320 | 831
09.09. | 15 | 1320 | 831
09.09. | 16 | 1320 | 831
09.09. | 17 | 1320 | 831
09.09. | 18 | 1320 | 831
09.09. | 19 | 1320 | 831
09.09. | 20 | 1320 | 831
09.09. | 21 | 1320 | 831
09.09. | 22 | 1320 | 831
09.09. | 23 | 1320 | 831
09.09. | 24 | 1320 | 831
10.09. | 1 | 1320 | 831
10.09. | 2 | 1320 | 831
10.09. | 3 | 1320 | 831
10.09. | 4 | 1320 | 831
10.09. | 5 | 1320 | 831
10.09. | 6 | 1320 | 831
10.09. | 7 | 1320 | 831
10.09. | 8 | 1320 | 831
10.09. | 9 | 1320 | 831
10.09. | 10 | 1320 | 831
10.09. | 11 | 1320 | 831
10.09. | 12 | 1320 | 831
10.09. | 13 | 1320 | 831
10.09. | 14 | 1320 | 831
10.09. | 15 | 1320 | 831
10.09. | 16 | 1320 | 831
10.09. | 17 | 1320 | 831
10.09. | 18 | 1320 | 831
10.09. | 19 | 1320 | 831
10.09. | 20 | 1320 | 831
10.09. | 21 | 1320 | 831
10.09. | 22 | 1320 | 831
10.09. | 23 | 1320 | 831
10.09. | 24 | 1320 | 831
11.09. | 1 | 1320 | 831
11.09. | 2 | 1320 | 831
11.09. | 3 | 1320 | 831
11.09. | 4 | 1320 | 831
11.09. | 5 | 1320 | 831
11.09. | 6 | 1320 | 831
11.09. | 7 | 1320 | 831
11.09. | 8 | 1320 | 831
11.09. | 9 | 1320 | 831
11.09. | 10 | 1320 | 831
11.09. | 11 | 1320 | 831
11.09. | 12 | 1320 | 831
11.09. | 13 | 1320 | 831
11.09. | 14 | 1320 | 831
11.09. | 15 | 1320 | 831
11.09. | 16 | 1320 | 831
11.09. | 17 | 1320 | 831
11.09. | 18 | 1320 | 831
11.09. | 19 | 1320 | 831
11.09. | 20 | 1320 | 831
11.09. | 21 | 1320 | 831
11.09. | 22 | 1320 | 831
11.09. | 23 | 1320 | 831
11.09. | 24 | 1320 | 831
12.09. | 1 | 1320 | 831
12.09. | 2 | 1320 | 831
12.09. | 3 | 1320 | 831
12.09. | 4 | 1320 | 831
12.09. | 5 | 1320 | 831
12.09. | 6 | 1320 | 831
12.09. | 7 | 1320 | 831
12.09. | 8 | 1320 | 831
12.09. | 9 | 1320 | 831
12.09. | 10 | 1320 | 831
12.09. | 11 | 1320 | 831
12.09. | 12 | 1320 | 831
12.09. | 13 | 1320 | 831
12.09. | 14 | 1320 | 831
12.09. | 15 | 1320 | 831
12.09. | 16 | 1320 | 831
12.09. | 17 | 1320 | 831
12.09. | 18 | 1320 | 831
12.09. | 19 | 1320 | 831
12.09. | 20 | 1320 | 831
12.09. | 21 | 1320 | 831
12.09. | 22 | 1320 | 831
12.09. | 23 | 1320 | 831
12.09. | 24 | 1320 | 831
13.09. | 1 | 1320 | 831
13.09. | 2 | 1320 | 831
13.09. | 3 | 1320 | 831
13.09. | 4 | 1320 | 831
13.09. | 5 | 1320 | 831
13.09. | 6 | 1320 | 831
13.09. | 7 | 1320 | 831
13.09. | 8 | 1320 | 831
13.09. | 9 | 1320 | 831
13.09. | 10 | 1320 | 831
13.09. | 11 | 1320 | 831
13.09. | 12 | 1320 | 831
13.09. | 13 | 1320 | 831
13.09. | 14 | 1320 | 831
13.09. | 15 | 1320 | 831
13.09. | 16 | 1320 | 831
13.09. | 17 | 1320 | 831
13.09. | 18 | 1320 | 831
13.09. | 19 | 1320 | 831
13.09. | 20 | 1320 | 831
13.09. | 21 | 1320 | 831
13.09. | 22 | 1320 | 831
13.09. | 23 | 1320 | 831
13.09. | 24 | 1320 | 831
14.09. | 1 | 1320 | 831
14.09. | 2 | 1320 | 831
14.09. | 3 | 1320 | 831
14.09. | 4 | 1320 | 831
14.09. | 5 | 1320 | 831
14.09. | 6 | 1320 | 831
14.09. | 7 | 1320 | 831
14.09. | 8 | 1320 | 831
14.09. | 9 | 1320 | 831
14.09. | 10 | 1320 | 831
14.09. | 11 | 1320 | 831
14.09. | 12 | 1320 | 831
14.09. | 13 | 1320 | 831
14.09. | 14 | 1320 | 831
14.09. | 15 | 1320 | 831
14.09. | 16 | 1320 | 831
14.09. | 17 | 1320 | 831
14.09. | 18 | 1320 | 831
14.09. | 19 | 1320 | 831
14.09. | 20 | 1320 | 831
14.09. | 21 | 1320 | 831
14.09. | 22 | 1320 | 831
14.09. | 23 | 1320 | 831
14.09. | 24 | 1320 | 831
15.09. | 1 | 1320 | 831
15.09. | 2 | 1320 | 831
15.09. | 3 | 1320 | 831
15.09. | 4 | 1320 | 831
15.09. | 5 | 1320 | 831
15.09. | 6 | 1320 | 831
15.09. | 7 | 1320 | 831
15.09. | 8 | 1320 | 831
15.09. | 9 | 1320 | 831
15.09. | 10 | 1320 | 831
15.09. | 11 | 1320 | 831
15.09. | 12 | 1320 | 831
15.09. | 13 | 1320 | 831
15.09. | 14 | 1320 | 831
15.09. | 15 | 1320 | 831
15.09. | 16 | 1320 | 831
15.09. | 17 | 1320 | 831
15.09. | 18 | 1320 | 831
15.09. | 19 | 1320 | 831
15.09. | 20 | 1320 | 831
15.09. | 21 | 1320 | 831
15.09. | 22 | 1320 | 831
15.09. | 23 | 1320 | 831
15.09. | 24 | 1320 | 831
16.09. | 1 | 1320 | 831
16.09. | 2 | 1320 | 831
16.09. | 3 | 1320 | 831
16.09. | 4 | 1320 | 831
16.09. | 5 | 1320 | 831
16.09. | 6 | 1320 | 831
16.09. | 7 | 1320 | 831
16.09. | 8 | 1320 | 831
16.09. | 9 | 1320 | 831
16.09. | 10 | 1320 | 831
16.09. | 11 | 1320 | 831
16.09. | 12 | 1320 | 831
16.09. | 13 | 1320 | 831
16.09. | 14 | 1320 | 831
16.09. | 15 | 1320 | 831
16.09. | 16 | 1320 | 831
16.09. | 17 | 1320 | 831
16.09. | 18 | 1320 | 831
16.09. | 19 | 1320 | 831
16.09. | 20 | 1320 | 831
16.09. | 21 | 1320 | 831
16.09. | 22 | 1320 | 831
16.09. | 23 | 1320 | 831
16.09. | 24 | 1320 | 831
17.09. | 1 | 1320 | 831
17.09. | 2 | 1320 | 831
17.09. | 3 | 1320 | 831
17.09. | 4 | 1320 | 831
17.09. | 5 | 1320 | 831
17.09. | 6 | 1320 | 831
17.09. | 7 | 1320 | 831
17.09. | 8 | 1320 | 831
17.09. | 9 | 1320 | 831
17.09. | 10 | 1320 | 831
17.09. | 11 | 1320 | 831
17.09. | 12 | 1320 | 831
17.09. | 13 | 1320 | 831
17.09. | 14 | 1320 | 831
17.09. | 15 | 1320 | 831
17.09. | 16 | 1320 | 831
17.09. | 17 | 1320 | 831
17.09. | 18 | 1320 | 831
17.09. | 19 | 1320 | 831
17.09. | 20 | 1320 | 831
17.09. | 21 | 1320 | 831
17.09. | 22 | 1320 | 831
17.09. | 23 | 1320 | 831
17.09. | 24 | 1320 | 831
18.09. | 1 | 1320 | 831
18.09. | 2 | 1320 | 831
18.09. | 3 | 1320 | 831
18.09. | 4 | 1320 | 831
18.09. | 5 | 1320 | 831
18.09. | 6 | 1320 | 831
18.09. | 7 | 1320 | 831
18.09. | 8 | 1320 | 831
18.09. | 9 | 1320 | 831
18.09. | 10 | 1320 | 831
18.09. | 11 | 1320 | 831
18.09. | 12 | 1320 | 831
18.09. | 13 | 1320 | 831
18.09. | 14 | 1320 | 831
18.09. | 15 | 1320 | 831
18.09. | 16 | 1320 | 831
18.09. | 17 | 1320 | 831
18.09. | 18 | 1320 | 831
18.09. | 19 | 1320 | 831
18.09. | 20 | 1320 | 831
18.09. | 21 | 1320 | 831
18.09. | 22 | 1320 | 831
18.09. | 23 | 1320 | 831
18.09. | 24 | 1320 | 831
19.09. | 1 | 1320 | 831
19.09. | 2 | 1320 | 831
19.09. | 3 | 1320 | 831
19.09. | 4 | 1320 | 831
19.09. | 5 | 1320 | 831
19.09. | 6 | 1320 | 831
19.09. | 7 | 1320 | 831
19.09. | 8 | 1320 | 831
19.09. | 9 | 1320 | 831
19.09. | 10 | 1320 | 831
19.09. | 11 | 1320 | 831
19.09. | 12 | 1320 | 831
19.09. | 13 | 1320 | 831
19.09. | 14 | 1320 | 831
19.09. | 15 | 1320 | 831
19.09. | 16 | 1320 | 831
19.09. | 17 | 1320 | 831
19.09. | 18 | 1320 | 831
19.09. | 19 | 1320 | 831
19.09. | 20 | 1320 | 831
19.09. | 21 | 1320 | 831
19.09. | 22 | 1320 | 831
19.09. | 23 | 1320 | 831
19.09. | 24 | 1320 | 831
20.09. | 1 | 1320 | 831
20.09. | 2 | 1320 | 831
20.09. | 3 | 1320 | 831
20.09. | 4 | 1320 | 831
20.09. | 5 | 1320 | 831
20.09. | 6 | 1320 | 831
20.09. | 7 | 1320 | 831
20.09. | 8 | 1320 | 831
20.09. | 9 | 1320 | 831
20.09. | 10 | 1320 | 831
20.09. | 11 | 1320 | 831
20.09. | 12 | 1320 | 831
20.09. | 13 | 1320 | 831
20.09. | 14 | 1320 | 831
20.09. | 15 | 1320 | 831
20.09. | 16 | 1320 | 831
20.09. | 17 | 1320 | 831
20.09. | 18 | 1320 | 831
20.09. | 19 | 1320 | 831
20.09. | 20 | 1320 | 831
20.09. | 21 | 1320 | 831
20.09. | 22 | 1320 | 831
20.09. | 23 | 1320 | 831
20.09. | 24 | 1320 | 831
21.09. | 1 | 1320 | 831
21.09. | 2 | 1320 | 831
21.09. | 3 | 1320 | 831
21.09. | 4 | 1320 | 831
21.09. | 5 | 1320 | 831
21.09. | 6 | 1320 | 831
21.09. | 7 | 1320 | 831
21.09. | 8 | 1320 | 831
21.09. | 9 | 1320 | 831
21.09. | 10 | 1320 | 831
21.09. | 11 | 1320 | 831
21.09. | 12 | 1320 | 831
21.09. | 13 | 1320 | 831
21.09. | 14 | 1320 | 831
21.09. | 15 | 1320 | 831
21.09. | 16 | 1320 | 831
21.09. | 17 | 1320 | 831
21.09. | 18 | 1320 | 831
21.09. | 19 | 1320 | 831
21.09. | 20 | 1320 | 831
21.09. | 21 | 1320 | 831
21.09. | 22 | 1320 | 831
21.09. | 23 | 1320 | 831
21.09. | 24 | 1320 | 831
22.09. | 1 | 1320 | 831
22.09. | 2 | 1320 | 831
22.09. | 3 | 1320 | 831
22.09. | 4 | 1320 | 831
22.09. | 5 | 1320 | 831
22.09. | 6 | 1320 | 831
22.09. | 7 | 1320 | 831
22.09. | 8 | 1320 | 831
22.09. | 9 | 1320 | 831
22.09. | 10 | 1320 | 831
22.09. | 11 | 1320 | 831
22.09. | 12 | 1320 | 831
22.09. | 13 | 1320 | 831
22.09. | 14 | 1320 | 831
22.09. | 15 | 1320 | 831
22.09. | 16 | 1320 | 831
22.09. | 17 | 1320 | 831
22.09. | 18 | 1320 | 831
22.09. | 19 | 1320 | 831
22.09. | 20 | 1320 | 831
22.09. | 21 | 1320 | 831
22.09. | 22 | 1320 | 831
22.09. | 23 | 1320 | 831
22.09. | 24 | 1320 | 831
23.09. | 1 | 1320 | 831
23.09. | 2 | 1320 | 831
23.09. | 3 | 1320 | 831
23.09. | 4 | 1320 | 831
23.09. | 5 | 1320 | 831
23.09. | 6 | 1320 | 831
23.09. | 7 | 1320 | 831
23.09. | 8 | 1320 | 831
23.09. | 9 | 1320 | 831
23.09. | 10 | 1320 | 831
23.09. | 11 | 1320 | 831
23.09. | 12 | 1320 | 831
23.09. | 13 | 1320 | 831
23.09. | 14 | 1320 | 831
23.09. | 15 | 1320 | 831
23.09. | 16 | 1320 | 831
23.09. | 17 | 1320 | 831
23.09. | 18 | 1320 | 831
23.09. | 19 | 1320 | 831
23.09. | 20 | 1320 | 831
23.09. | 21 | 1320 | 831
23.09. | 22 | 1320 | 831
23.09. | 23 | 1320 | 831
23.09. | 24 | 1320 | 831
24.09. | 1 | 1320 | 831
24.09. | 2 | 1320 | 831
24.09. | 3 | 1320 | 831
24.09. | 4 | 1320 | 831
24.09. | 5 | 1320 | 831
24.09. | 6 | 1320 | 831
24.09. | 7 | 1320 | 831
24.09. | 8 | 1320 | 831
24.09. | 9 | 1320 | 831
24.09. | 10 | 1320 | 831
24.09. | 11 | 1320 | 831
24.09. | 12 | 1320 | 831
24.09. | 13 | 1320 | 831
24.09. | 14 | 1320 | 831
24.09. | 15 | 1320 | 831
24.09. | 16 | 1320 | 831
24.09. | 17 | 1320 | 831
24.09. | 18 | 1320 | 831
24.09. | 19 | 1320 | 831
24.09. | 20 | 1320 | 831
24.09. | 21 | 1320 | 831
24.09. | 22 | 1320 | 831
24.09. | 23 | 1320 | 831
24.09. | 24 | 1320 | 831
25.09. | 1 | 1320 | 831
25.09. | 2 | 1320 | 831
25.09. | 3 | 1320 | 831
25.09. | 4 | 1320 | 831
25.09. | 5 | 1320 | 831
25.09. | 6 | 1320 | 831
25.09. | 7 | 1320 | 831
25.09. | 8 | 1320 | 831
25.09. | 9 | 1320 | 831
25.09. | 10 | 1320 | 831
25.09. | 11 | 1320 | 831
25.09. | 12 | 1320 | 831
25.09. | 13 | 1320 | 831
25.09. | 14 | 1320 | 831
25.09. | 15 | 1320 | 831
25.09. | 16 | 1320 | 831
25.09. | 17 | 1320 | 831
25.09. | 18 | 1320 | 831
25.09. | 19 | 1320 | 831
25.09. | 20 | 1320 | 831
25.09. | 21 | 1320 | 831
25.09. | 22 | 1320 | 831
25.09. | 23 | 1320 | 831
25.09. | 24 | 1320 | 831
26.09. | 1 | 1320 | 831
26.09. | 2 | 1320 | 831
26.09. | 3 | 1320 | 831
26.09. | 4 | 1320 | 831
26.09. | 5 | 1320 | 831
26.09. | 6 | 1320 | 831
26.09. | 7 | 1320 | 831
26.09. | 8 | 1320 | 831
26.09. | 9 | 1320 | 831
26.09. | 10 | 1320 | 831
26.09. | 11 | 1320 | 831
26.09. | 12 | 1320 | 831
26.09. | 13 | 1320 | 831
26.09. | 14 | 1320 | 831
26.09. | 15 | 1320 | 831
26.09. | 16 | 1320 | 831
26.09. | 17 | 1320 | 831
26.09. | 18 | 1320 | 831
26.09. | 19 | 1320 | 831
26.09. | 20 | 1320 | 831
26.09. | 21 | 1320 | 831
26.09. | 22 | 1320 | 831
26.09. | 23 | 1320 | 831
26.09. | 24 | 1320 | 831
27.09. | 1 | 1320 | 831
27.09. | 2 | 1320 | 831
27.09. | 3 | 1320 | 831
27.09. | 4 | 1320 | 831
27.09. | 5 | 1320 | 831
27.09. | 6 | 1320 | 831
27.09. | 7 | 1320 | 831
27.09. | 8 | 1320 | 831
27.09. | 9 | 1320 | 831
27.09. | 10 | 1320 | 831
27.09. | 11 | 1320 | 831
27.09. | 12 | 1320 | 831
27.09. | 13 | 1320 | 831
27.09. | 14 | 1320 | 831
27.09. | 15 | 1320 | 831
27.09. | 16 | 1320 | 831
27.09. | 17 | 1320 | 831
27.09. | 18 | 1320 | 831
27.09. | 19 | 1320 | 831
27.09. | 20 | 1320 | 831
27.09. | 21 | 1320 | 831
27.09. | 22 | 1320 | 831
27.09. | 23 | 1320 | 831
27.09. | 24 | 1320 | 831
28.09. | 1 | 1320 | 831
28.09. | 2 | 1320 | 831
28.09. | 3 | 1320 | 831
28.09. | 4 | 1320 | 831
28.09. | 5 | 1320 | 831
28.09. | 6 | 1320 | 831
28.09. | 7 | 1320 | 831
28.09. | 8 | 1320 | 831
28.09. | 9 | 1320 | 831
28.09. | 10 | 1320 | 831
28.09. | 11 | 1320 | 831
28.09. | 12 | 1320 | 831
28.09. | 13 | 1320 | 831
28.09. | 14 | 1320 | 831
28.09. | 15 | 1320 | 831
28.09. | 16 | 1320 | 831
28.09. | 17 | 1320 | 831
28.09. | 18 | 1320 | 831
28.09. | 19 | 1320 | 831
28.09. | 20 | 1320 | 831
28.09. | 21 | 1320 | 831
28.09. | 22 | 1320 | 831
28.09. | 23 | 1320 | 831
28.09. | 24 | 1320 | 831
29.09. | 1 | 1320 | 831
29.09. | 2 | 1320 | 831
29.09. | 3 | 1320 | 831
29.09. | 4 | 1320 | 831
29.09. | 5 | 1320 | 831
29.09. | 6 | 1320 | 831
29.09. | 7 | 1320 | 831
29.09. | 8 | 1320 | 831
29.09. | 9 | 1320 | 831
29.09. | 10 | 1320 | 831
29.09. | 11 | 1320 | 831
29.09. | 12 | 1320 | 831
29.09. | 13 | 1320 | 831
29.09. | 14 | 1320 | 831
29.09. | 15 | 1320 | 831
29.09. | 16 | 1320 | 831
29.09. | 17 | 1320 | 831
29.09. | 18 | 1320 | 831
29.09. | 19 | 1320 | 831
29.09. | 20 | 1320 | 831
29.09. | 21 | 1320 | 831
29.09. | 22 | 1320 | 831
29.09. | 23 | 1320 | 831
29.09. | 24 | 1320 | 831
30.09. | 1 | 1320 | 831
30.09. | 2 | 1320 | 831
30.09. | 3 | 1320 | 831
30.09. | 4 | 1320 | 831
30.09. | 5 | 1320 | 831
30.09. | 6 | 1320 | 831
30.09. | 7 | 1320 | 831
30.09. | 8 | 1320 | 831
30.09. | 9 | 1320 | 831
30.09. | 10 | 1320 | 831
30.09. | 11 | 1320 | 831
30.09. | 12 | 1320 | 831
30.09. | 13 | 1320 | 831
30.09. | 14 | 1320 | 831
30.09. | 15 | 1320 | 831
30.09. | 16 | 1320 | 831
30.09. | 17 | 1320 | 831
30.09. | 18 | 1320 | 831
30.09. | 19 | 1320 | 831
30.09. | 20 | 1320 | 831
30.09. | 21 | 1320 | 831
30.09. | 22 | 1320 | 831
30.09. | 23 | 1320 | 831
30.09. | 24 | 1320 | 831
01.10. | 1 | 1320 | 831
01.10. | 2 | 1320 | 831
01.10. | 3 | 1320 | 831
01.10. | 4 | 1320 | 831
01.10. | 5 | 1320 | 831
01.10. | 6 | 1320 | 831
01.10. | 7 | 1320 | 831
01.10. | 8 | 1320 | 831
01.10. | 9 | 1320 | 831
01.10. | 10 | 1320 | 831
01.10. | 11 | 1320 | 831
01.10. | 12 | 1320 | 831
01.10. | 13 | 1320 | 831
01.10. | 14 | 1320 | 831
01.10. | 15 | 1320 | 831
01.10. | 16 | 1320 | 831
01.10. | 17 | 1320 | 831
01.10. | 18 | 1320 | 831
01.10. | 19 | 1320 | 831
01.10. | 20 | 1320 | 831
01.10. | 21 | 1320 | 831
01.10. | 22 | 1320 | 831
01.10. | 23 | 1320 | 831
01.10. | 24 | 1320 | 831
02.10. | 1 | 1320 | 831
02.10. | 2 | 1320 | 831
02.10. | 3 | 1320 | 831
02.10. | 4 | 1320 | 831
02.10. | 5 | 1320 | 831
02.10. | 6 | 1320 | 831
02.10. | 7 | 1320 | 831
02.10. | 8 | 1320 | 831
02.10. | 9 | 1320 | 831
02.10. | 10 | 1320 | 831
02.10. | 11 | 1320 | 831
02.10. | 12 | 1320 | 831
02.10. | 13 | 1320 | 831
02.10. | 14 | 1320 | 831
02.10. | 15 | 1320 | 831
02.10. | 16 | 1320 | 831
02.10. | 17 | 1320 | 831
02.10. | 18 | 1320 | 831
02.10. | 19 | 1320 | 831
02.10. | 20 | 1320 | 831
02.10. | 21 | 1320 | 831
02.10. | 22 | 1320 | 831
02.10. | 23 | 1320 | 831
02.10. | 24 | 1320 | 831
03.10. | 1 | 1320 | 831
03.10. | 2 | 1320 | 831
03.10. | 3 | 1320 | 831
03.10. | 4 | 1320 | 831
03.10. | 5 | 1320 | 831
03.10. | 6 | 1320 | 831
03.10. | 7 | 1320 | 831
03.10. | 8 | 1320 | 831
03.10. | 9 | 1320 | 831
03.10. | 10 | 1320 | 831
03.10. | 11 | 1320 | 831
03.10. | 12 | 1320 | 831
03.10. | 13 | 1320 | 831
03.10. | 14 | 1320 | 831
03.10. | 15 | 1320 | 831
03.10. | 16 | 1320 | 831
03.10. | 17 | 1320 | 831
03.10. | 18 | 1320 | 831
03.10. | 19 | 1320 | 831
03.10. | 20 | 1320 | 831
03.10. | 21 | 1320 | 831
03.10. | 22 | 1320 | 831
03.10. | 23 | 1320 | 831
03.10. | 24 | 1320 | 831
04.10. | 1 | 1320 | 831
04.10. | 2 | 1320 | 831
04.10. | 3 | 1320 | 831
04.10. | 4 | 1320 | 831
04.10. | 5 | 1320 | 831
04.10. | 6 | 1320 | 831
04.10. | 7 | 1320 | 831
04.10. | 8 | 1320 | 831
04.10. | 9 | 1320 | 831
04.10. | 10 | 1320 | 831
04.10. | 11 | 1320 | 831
04.10. | 12 | 1320 | 831
04.10. | 13 | 1320 | 831
04.10. | 14 | 1320 | 831
04.10. | 15 | 1320 | 831
04.10. | 16 | 1320 | 831
04.10. | 17 | 1320 | 831
04.10. | 18 | 1320 | 831
04.10. | 19 | 1320 | 831
04.10. | 20 | 1320 | 831
04.10. | 21 | 1320 | 831
04.10. | 22 | 1320 | 831
04.10. | 23 | 1320 | 831
04.10. | 24 | 1320 | 831
05.10. | 1 | 1320 | 831
05.10. | 2 | 1320 | 831
05.10. | 3 | 1320 | 831
05.10. | 4 | 1320 | 831
05.10. | 5 | 1320 | 831
05.10. | 6 | 1320 | 831
05.10. | 7 | 1320 | 831
05.10. | 8 | 1320 | 831
05.10. | 9 | 1320 | 831
05.10. | 10 | 1320 | 831
05.10. | 11 | 1320 | 831
05.10. | 12 | 1320 | 831
05.10. | 13 | 1320 | 831
05.10. | 14 | 1320 | 831
05.10. | 15 | 1320 | 831
05.10. | 16 | 1320 | 831
05.10. | 17 | 1320 | 831
05.10. | 18 | 1320 | 831
05.10. | 19 | 1320 | 831
05.10. | 20 | 1320 | 831
05.10. | 21 | 1320 | 831
05.10. | 22 | 1320 | 831
05.10. | 23 | 1320 | 831
05.10. | 24 | 1320 | 831
06.10. | 1 | 1320 | 831
06.10. | 2 | 1320 | 831
06.10. | 3 | 1320 | 831
06.10. | 4 | 1320 | 831
06.10. | 5 | 1320 | 831
06.10. | 6 | 1320 | 831
06.10. | 7 | 1320 | 831
06.10. | 8 | 1320 | 831
06.10. | 9 | 1320 | 831
06.10. | 10 | 1320 | 831
06.10. | 11 | 1320 | 831
06.10. | 12 | 1320 | 831
06.10. | 13 | 1320 | 831
06.10. | 14 | 1320 | 831
06.10. | 15 | 1320 | 831
06.10. | 16 | 1320 | 831
06.10. | 17 | 1320 | 831
06.10. | 18 | 1320 | 831
06.10. | 19 | 1320 | 831
06.10. | 20 | 1320 | 831
06.10. | 21 | 1320 | 831
06.10. | 22 | 1320 | 831
06.10. | 23 | 1320 | 831
06.10. | 24 | 1320 | 831
07.10. | 1 | 1320 | 831
07.10. | 2 | 1320 | 831
07.10. | 3 | 1320 | 831
07.10. | 4 | 1320 | 831
07.10. | 5 | 1320 | 831
07.10. | 6 | 1320 | 831
07.10. | 7 | 1320 | 831
07.10. | 8 | 1320 | 831
07.10. | 9 | 1320 | 831
07.10. | 10 | 1320 | 831
07.10. | 11 | 1320 | 831
07.10. | 12 | 1320 | 831
07.10. | 13 | 1320 | 831
07.10. | 14 | 1320 | 831
07.10. | 15 | 1320 | 831
07.10. | 16 | 1320 | 831
07.10. | 17 | 1320 | 831
07.10. | 18 | 1320 | 831
07.10. | 19 | 1320 | 831
07.10. | 20 | 1320 | 831
07.10. | 21 | 1320 | 831
07.10. | 22 | 1320 | 831
07.10. | 23 | 1320 | 831
07.10. | 24 | 1320 | 831
08.10. | 1 | 1320 | 831
08.10. | 2 | 1320 | 831
08.10. | 3 | 1320 | 831
08.10. | 4 | 1320 | 831
08.10. | 5 | 1320 | 831
08.10. | 6 | 1320 | 831
08.10. | 7 | 1320 | 831
08.10. | 8 | 1320 | 831
08.10. | 9 | 1320 | 831
08.10. | 10 | 1320 | 831
08.10. | 11 | 1320 | 831
08.10. | 12 | 1320 | 831
08.10. | 13 | 1320 | 831
08.10. | 14 | 1320 | 831
08.10. | 15 | 1320 | 831
08.10. | 16 | 1320 | 831
08.10. | 17 | 1320 | 831
08.10. | 18 | 1320 | 831
08.10. | 19 | 1320 | 831
08.10. | 20 | 1320 | 831
08.10. | 21 | 1320 | 831
08.10. | 22 | 1320 | 831
08.10. | 23 | 1320 | 831
08.10. | 24 | 1320 | 831
09.10. | 1 | 1320 | 831
09.10. | 2 | 1320 | 831
09.10. | 3 | 1320 | 831
09.10. | 4 | 1320 | 831
09.10. | 5 | 1320 | 831
09.10. | 6 | 1320 | 831
09.10. | 7 | 1320 | 831
09.10. | 8 | 1320 | 831
09.10. | 9 | 1320 | 831
09.10. | 10 | 1320 | 831
09.10. | 11 | 1320 | 831
09.10. | 12 | 1320 | 831
09.10. | 13 | 1320 | 831
09.10. | 14 | 1320 | 831
09.10. | 15 | 1320 | 831
09.10. | 16 | 1320 | 831
09.10. | 17 | 1320 | 831
09.10. | 18 | 1320 | 831
09.10. | 19 | 1320 | 831
09.10. | 20 | 1320 | 831
09.10. | 21 | 1320 | 831
09.10. | 22 | 1320 | 831
09.10. | 23 | 1320 | 831
09.10. | 24 | 1320 | 831
10.10. | 1 | 1320 | 831
10.10. | 2 | 1320 | 831
10.10. | 3 | 1320 | 831
10.10. | 4 | 1320 | 831
10.10. | 5 | 1320 | 831
10.10. | 6 | 1320 | 831
10.10. | 7 | 1320 | 831
10.10. | 8 | 1320 | 831
10.10. | 9 | 1320 | 831
10.10. | 10 | 1320 | 831
10.10. | 11 | 1320 | 831
10.10. | 12 | 1320 | 831
10.10. | 13 | 1320 | 831
10.10. | 14 | 1320 | 831
10.10. | 15 | 1320 | 831
10.10. | 16 | 1320 | 831
10.10. | 17 | 1320 | 831
10.10. | 18 | 1320 | 831
10.10. | 19 | 1320 | 831
10.10. | 20 | 1320 | 831
10.10. | 21 | 1320 | 831
10.10. | 22 | 1320 | 831
10.10. | 23 | 1320 | 831
10.10. | 24 | 1320 | 831
11.10. | 1 | 1320 | 831
11.10. | 2 | 1320 | 831
11.10. | 3 | 1320 | 831
11.10. | 4 | 1320 | 831
11.10. | 5 | 1320 | 831
11.10. | 6 | 1320 | 831
11.10. | 7 | 1320 | 831
11.10. | 8 | 1320 | 831
11.10. | 9 | 1320 | 831
11.10. | 10 | 1320 | 831
11.10. | 11 | 1320 | 831
11.10. | 12 | 1320 | 831
11.10. | 13 | 1320 | 831
11.10. | 14 | 1320 | 831
11.10. | 15 | 1320 | 831
11.10. | 16 | 1320 | 831
11.10. | 17 | 1320 | 831
11.10. | 18 | 1320 | 831
11.10. | 19 | 1320 | 831
11.10. | 20 | 1320 | 831
11.10. | 21 | 1320 | 831
11.10. | 22 | 1320 | 831
11.10. | 23 | 1320 | 831
11.10. | 24 | 1320 | 831
12.10. | 1 | 1320 | 831
12.10. | 2 | 1320 | 831
12.10. | 3 | 1320 | 831
12.10. | 4 | 1320 | 831
12.10. | 5 | 1320 | 831
12.10. | 6 | 1320 | 831
12.10. | 7 | 1320 | 831
12.10. | 8 | 1320 | 831
12.10. | 9 | 1320 | 831
12.10. | 10 | 1320 | 831
12.10. | 11 | 1320 | 831
12.10. | 12 | 1320 | 831
12.10. | 13 | 1320 | 831
12.10. | 14 | 1320 | 831
12.10. | 15 | 1320 | 831
12.10. | 16 | 1320 | 831
12.10. | 17 | 1320 | 831
12.10. | 18 | 1320 | 831
12.10. | 19 | 1320 | 831
12.10. | 20 | 1320 | 831
12.10. | 21 | 1320 | 831
12.10. | 22 | 1320 | 831
12.10. | 23 | 1320 | 831
12.10. | 24 | 1320 | 831
13.10. | 1 | 1320 | 831
13.10. | 2 | 1320 | 831
13.10. | 3 | 1320 | 831
13.10. | 4 | 1320 | 831
13.10. | 5 | 1320 | 831
13.10. | 6 | 1320 | 831
13.10. | 7 | 1320 | 831
13.10. | 8 | 1320 | 831
13.10. | 9 | 1320 | 831
13.10. | 10 | 1320 | 831
13.10. | 11 | 1320 | 831
13.10. | 12 | 1320 | 831
13.10. | 13 | 1320 | 831
13.10. | 14 | 1320 | 831
13.10. | 15 | 1320 | 831
13.10. | 16 | 1320 | 831
13.10. | 17 | 1320 | 831
13.10. | 18 | 1320 | 831
13.10. | 19 | 1320 | 831
13.10. | 20 | 1320 | 831
13.10. | 21 | 1320 | 831
13.10. | 22 | 1320 | 831
13.10. | 23 | 1320 | 831
13.10. | 24 | 1320 | 831
14.10. | 1 | 1320 | 831
14.10. | 2 | 1320 | 831
14.10. | 3 | 1320 | 831
14.10. | 4 | 1320 | 831
14.10. | 5 | 1320 | 831
14.10. | 6 | 1320 | 831
14.10. | 7 | 1320 | 831
14.10. | 8 | 1320 | 831
14.10. | 9 | 1320 | 831
14.10. | 10 | 1320 | 831
14.10. | 11 | 1320 | 831
14.10. | 12 | 1320 | 831
14.10. | 13 | 1320 | 831
14.10. | 14 | 1320 | 831
14.10. | 15 | 1320 | 831
14.10. | 16 | 1320 | 831
14.10. | 17 | 1320 | 831
14.10. | 18 | 1320 | 831
14.10. | 19 | 1320 | 831
14.10. | 20 | 1320 | 831
14.10. | 21 | 1320 | 831
14.10. | 22 | 1320 | 831
14.10. | 23 | 1320 | 831
14.10. | 24 | 1320 | 831
15.10. | 1 | 1320 | 831
15.10. | 2 | 1320 | 831
15.10. | 3 | 1320 | 831
15.10. | 4 | 1320 | 831
15.10. | 5 | 1320 | 831
15.10. | 6 | 1320 | 831
15.10. | 7 | 1320 | 831
15.10. | 8 | 1320 | 831
15.10. | 9 | 1320 | 831
15.10. | 10 | 1320 | 831
15.10. | 11 | 1320 | 831
15.10. | 12 | 1320 | 831
15.10. | 13 | 1320 | 831
15.10. | 14 | 1320 | 831
15.10. | 15 | 1320 | 831
15.10. | 16 | 1320 | 831
15.10. | 17 | 1320 | 831
15.10. | 18 | 1320 | 831
15.10. | 19 | 1320 | 831
15.10. | 20 | 1320 | 831
15.10. | 21 | 1320 | 831
15.10. | 22 | 1320 | 831
15.10. | 23 | 1320 | 831
15.10. | 24 | 1320 | 831
16.10. | 1 | 1320 | 831
16.10. | 2 | 1320 | 831
16.10. | 3 | 1320 | 831
16.10. | 4 | 1320 | 831
16.10. | 5 | 1320 | 831
16.10. | 6 | 1320 | 831
16.10. | 7 | 1320 | 831
16.10. | 8 | 1320 | 831
16.10. | 9 | 1320 | 831
16.10. | 10 | 1320 | 831
16.10. | 11 | 1320 | 831
16.10. | 12 | 1320 | 831
16.10. | 13 | 1320 | 831
16.10. | 14 | 1320 | 831
16.10. | 15 | 1320 | 831
16.10. | 16 | 1320 | 831
16.10. | 17 | 1320 | 831
16.10. | 18 | 1320 | 831
16.10. | 19 | 1320 | 831
16.10. | 20 | 1320 | 831
16.10. | 21 | 1320 | 831
16.10. | 22 | 1320 | 831
16.10. | 23 | 1320 | 831
16.10. | 24 | 1320 | 831
17.10. | 1 | 1320 | 831
17.10. | 2 | 1320 | 831
17.10. | 3 | 1320 | 831
17.10. | 4 | 1320 | 831
17.10. | 5 | 1320 | 831
17.10. | 6 | 1320 | 831
17.10. | 7 | 1320 | 831
17.10. | 8 | 1320 | 831
17.10. | 9 | 1320 | 831
17.10. | 10 | 1320 | 831
17.10. | 11 | 1320 | 831
17.10. | 12 | 1320 | 831
17.10. | 13 | 1320 | 831
17.10. | 14 | 1320 | 831
17.10. | 15 | 1320 | 831
17.10. | 16 | 1320 | 831
17.10. | 17 | 1320 | 831
17.10. | 18 | 1320 | 831
17.10. | 19 | 1320 | 831
17.10. | 20 | 1320 | 831
17.10. | 21 | 1320 | 831
17.10. | 22 | 1320 | 831
17.10. | 23 | 1320 | 831
17.10. | 24 | 1320 | 831
18.10. | 1 | 1320 | 831
18.10. | 2 | 1320 | 831
18.10. | 3 | 1320 | 831
18.10. | 4 | 1320 | 831
18.10. | 5 | 1320 | 831
18.10. | 6 | 1320 | 831
18.10. | 7 | 1320 | 831
18.10. | 8 | 1320 | 831
18.10. | 9 | 1320 | 831
18.10. | 10 | 1320 | 831
18.10. | 11 | 1320 | 831
18.10. | 12 | 1320 | 831
18.10. | 13 | 1320 | 831
18.10. | 14 | 1320 | 831
18.10. | 15 | 1320 | 831
18.10. | 16 | 1320 | 831
18.10. | 17 | 1320 | 831
18.10. | 18 | 1320 | 831
18.10. | 19 | 1320 | 831
18.10. | 20 | 1320 | 831
18.10. | 21 | 1320 | 831
18.10. | 22 | 1320 | 831
18.10. | 23 | 1320 | 831
18.10. | 24 | 1320 | 831
19.10. | 1 | 1320 | 831
19.10. | 2 | 1320 | 831
19.10. | 3 | 1320 | 831
19.10. | 4 | 1320 | 831
19.10. | 5 | 1320 | 831
19.10. | 6 | 1320 | 831
19.10. | 7 | 1320 | 831
19.10. | 8 | 1320 | 831
19.10. | 9 | 1320 | 831
19.10. | 10 | 1320 | 831
19.10. | 11 | 1320 | 831
19.10. | 12 | 1320 | 831
19.10. | 13 | 1320 | 831
19.10. | 14 | 1320 | 831
19.10. | 15 | 1320 | 831
19.10. | 16 | 1320 | 831
19.10. | 17 | 1320 | 831
19.10. | 18 | 1320 | 831
19.10. | 19 | 1320 | 831
19.10. | 20 | 1320 | 831
19.10. | 21 | 1320 | 831
19.10. | 22 | 1320 | 831
19.10. | 23 | 1320 | 831
19.10. | 24 | 1320 | 831
20.10. | 1 | 1320 | 831
20.10. | 2 | 1320 | 831
20.10. | 3 | 1320 | 831
20.10. | 4 | 1320 | 831
20.10. | 5 | 1320 | 831
20.10. | 6 | 1320 | 831
20.10. | 7 | 1320 | 831
20.10. | 8 | 1320 | 831
20.10. | 9 | 1320 | 831
20.10. | 10 | 1320 | 831
20.10. | 11 | 1320 | 831
20.10. | 12 | 1320 | 831
20.10. | 13 | 1320 | 831
20.10. | 14 | 1320 | 831
20.10. | 15 | 1320 | 831
20.10. | 16 | 1320 | 831
20.10. | 17 | 1320 | 831
20.10. | 18 | 1320 | 831
20.10. | 19 | 1320 | 831
20.10. | 20 | 1320 | 831
20.10. | 21 | 1320 | 831
20.10. | 22 | 1320 | 831
20.10. | 23 | 1320 | 831
20.10. | 24 | 1320 | 831
21.10. | 1 | 1320 | 831
21.10. | 2 | 1320 | 831
21.10. | 3 | 1320 | 831
21.10. | 4 | 1320 | 831
21.10. | 5 | 1320 | 831
21.10. | 6 | 1320 | 831
21.10. | 7 | 1320 | 831
21.10. | 8 | 1320 | 831
21.10. | 9 | 1320 | 831
21.10. | 10 | 1320 | 831
21.10. | 11 | 1320 | 831
21.10. | 12 | 1320 | 831
21.10. | 13 | 1320 | 831
21.10. | 14 | 1320 | 831
21.10. | 15 | 1320 | 831
21.10. | 16 | 1320 | 831
21.10. | 17 | 1320 | 831
21.10. | 18 | 1320 | 831
21.10. | 19 | 1320 | 831
21.10. | 20 | 1320 | 831
21.10. | 21 | 1320 | 831
21.10. | 22 | 1320 | 831
21.10. | 23 | 1320 | 831
21.10. | 24 | 1320 | 831
22.10. | 1 | 1320 | 831
22.10. | 2 | 1320 | 831
22.10. | 3 | 1320 | 831
22.10. | 4 | 1320 | 831
22.10. | 5 | 1320 | 831
22.10. | 6 | 1320 | 831
22.10. | 7 | 1320 | 831
22.10. | 8 | 1320 | 831
22.10. | 9 | 1320 | 831
22.10. | 10 | 1320 | 831
22.10. | 11 | 1320 | 831
22.10. | 12 | 1320 | 831
22.10. | 13 | 1320 | 831
22.10. | 14 | 1320 | 831
22.10. | 15 | 1320 | 831
22.10. | 16 | 1320 | 831
22.10. | 17 | 1320 | 831
22.10. | 18 | 1320 | 831
22.10. | 19 | 1320 | 831
22.10. | 20 | 1320 | 831
22.10. | 21 | 1320 | 831
22.10. | 22 | 1320 | 831
22.10. | 23 | 1320 | 831
22.10. | 24 | 1320 | 831
23.10. | 1 | 1320 | 831
23.10. | 2 | 1320 | 831
23.10. | 3 | 1320 | 831
23.10. | 4 | 1320 | 831
23.10. | 5 | 1320 | 831
23.10. | 6 | 1320 | 831
23.10. | 7 | 1320 | 831
23.10. | 8 | 1320 | 831
23.10. | 9 | 1320 | 831
23.10. | 10 | 1320 | 831
23.10. | 11 | 1320 | 831
23.10. | 12 | 1320 | 831
23.10. | 13 | 1320 | 831
23.10. | 14 | 1320 | 831
23.10. | 15 | 1320 | 831
23.10. | 16 | 1320 | 831
23.10. | 17 | 1320 | 831
23.10. | 18 | 1320 | 831
23.10. | 19 | 1320 | 831
23.10. | 20 | 1320 | 831
23.10. | 21 | 1320 | 831
23.10. | 22 | 1320 | 831
23.10. | 23 | 1320 | 831
23.10. | 24 | 1320 | 831
24.10. | 1 | 1320 | 831
24.10. | 2 | 1320 | 831
24.10. | 3 | 1320 | 831
24.10. | 4 | 1320 | 831
24.10. | 5 | 1320 | 831
24.10. | 6 | 1320 | 831
24.10. | 7 | 1320 | 831
24.10. | 8 | 1320 | 831
24.10. | 9 | 1320 | 831
24.10. | 10 | 1320 | 831
24.10. | 11 | 1320 | 831
24.10. | 12 | 1320 | 831
24.10. | 13 | 1320 | 831
24.10. | 14 | 1320 | 831
24.10. | 15 | 1320 | 831
24.10. | 16 | 1320 | 831
24.10. | 17 | 1320 | 831
24.10. | 18 | 1320 | 831
24.10. | 19 | 1320 | 831
24.10. | 20 | 1320 | 831
24.10. | 21 | 1320 | 831
24.10. | 22 | 1320 | 831
24.10. | 23 | 1320 | 831
24.10. | 24 | 1320 | 831
25.10. | 1 | 1320 | 831
25.10. | 2 | 1320 | 831
25.10. | 3 | 1320 | 831
25.10. | 4 | 1320 | 831
25.10. | 5 | 1320 | 831
25.10. | 6 | 1320 | 831
25.10. | 7 | 1320 | 831
25.10. | 8 | 1320 | 831
25.10. | 9 | 1320 | 831
25.10. | 10 | 1320 | 831
25.10. | 11 | 1320 | 831
25.10. | 12 | 1320 | 831
25.10. | 13 | 1320 | 831
25.10. | 14 | 1320 | 831
25.10. | 15 | 1320 | 831
25.10. | 16 | 1320 | 831
25.10. | 17 | 1320 | 831
25.10. | 18 | 1320 | 831
25.10. | 19 | 1320 | 831
25.10. | 20 | 1320 | 831
25.10. | 21 | 1320 | 831
25.10. | 22 | 1320 | 831
25.10. | 23 | 1320 | 831
25.10. | 24 | 1320 | 831
26.10. | 1 | 1320 | 831
26.10. | 2 | 1320 | 831
26.10. | 3 | 1320 | 831
26.10. | 4 | 1320 | 831
26.10. | 5 | 1320 | 831
26.10. | 6 | 1320 | 831
26.10. | 7 | 1320 | 831
26.10. | 8 | 1320 | 831
26.10. | 9 | 1320 | 831
26.10. | 10 | 1320 | 831
26.10. | 11 | 1320 | 831
26.10. | 12 | 1320 | 831
26.10. | 13 | 1320 | 831
26.10. | 14 | 1320 | 831
26.10. | 15 | 1320 | 831
26.10. | 16 | 1320 | 831
26.10. | 17 | 1320 | 831
26.10. | 18 | 1320 | 831
26.10. | 19 | 1320 | 831
26.10. | 20 | 1320 | 831
26.10. | 21 | 1320 | 831
26.10. | 22 | 1320 | 831
26.10. | 23 | 1320 | 831
26.10. | 24 | 1320 | 831
27.10. | 1 | 1320 | 831
27.10. | 2 | 1320 | 831
27.10. | 3 | 1320 | 831
27.10. | 4 | 1320 | 831
27.10. | 5 | 1320 | 831
27.10. | 6 | 1320 | 831
27.10. | 7 | 1320 | 831
27.10. | 8 | 1320 | 831
27.10. | 9 | 1320 | 831
27.10. | 10 | 1320 | 831
27.10. | 11 | 1320 | 831
27.10. | 12 | 1320 | 831
27.10. | 13 | 1320 | 831
27.10. | 14 | 1320 | 831
27.10. | 15 | 1320 | 831
27.10. | 16 | 1320 | 831
27.10. | 17 | 1320 | 831
27.10. | 18 | 1320 | 831
27.10. | 19 | 1320 | 831
27.10. | 20 | 1320 | 831
27.10. | 21 | 1320 | 831
27.10. | 22 | 1320 | 831
27.10. | 23 | 1320 | 831
27.10. | 24 | 1320 | 831
28.10. | 1 | 1320 | 831
28.10. | 2 | 1320 | 831
28.10. | 3 | 1320 | 831
28.10. | 4 | 1320 | 831
28.10. | 5 | 1320 | 831
28.10. | 6 | 1320 | 831
28.10. | 7 | 1320 | 831
28.10. | 8 | 1320 | 831
28.10. | 9 | 1320 | 831
28.10. | 10 | 1320 | 831
28.10. | 11 | 1320 | 831
28.10. | 12 | 1320 | 831
28.10. | 13 | 1320 | 831
28.10. | 14 | 1320 | 831
28.10. | 15 | 1320 | 831
28.10. | 16 | 1320 | 831
28.10. | 17 | 1320 | 831
28.10. | 18 | 1320 | 831
28.10. | 19 | 1320 | 831
28.10. | 20 | 1320 | 831
28.10. | 21 | 1320 | 831
28.10. | 22 | 1320 | 831
28.10. | 23 | 1320 | 831
28.10. | 24 | 1320 | 831
29.10. | 1 | 1320 | 831
29.10. | 2 | 1320 | 831
29.10. | 3 | 1320 | 831
29.10. | 4 | 1320 | 831
29.10. | 5 | 1320 | 831
29.10. | 6 | 1320 | 831
29.10. | 7 | 1320 | 831
29.10. | 8 | 1320 | 831
29.10. | 9 | 1320 | 831
29.10. | 10 | 1320 | 831
29.10. | 11 | 1320 | 831
29.10. | 12 | 1320 | 831
29.10. | 13 | 1320 | 831
29.10. | 14 | 1320 | 831
29.10. | 15 | 1320 | 831
29.10. | 16 | 1320 | 831
29.10. | 17 | 1320 | 831
29.10. | 18 | 1320 | 831
29.10. | 19 | 1320 | 831
29.10. | 20 | 1320 | 831
29.10. | 21 | 1320 | 831
29.10. | 22 | 1320 | 831
29.10. | 23 | 1320 | 831
29.10. | 24 | 1320 | 831
30.10. | 1 | 1320 | 831
30.10. | 2 | 1320 | 831
30.10. | 3 | 1320 | 831
30.10. | 4 | 1320 | 831
30.10. | 5 | 1320 | 831
30.10. | 6 | 1320 | 831
30.10. | 7 | 1320 | 831
30.10. | 8 | 1320 | 831
30.10. | 9 | 1320 | 831
30.10. | 10 | 1320 | 831
30.10. | 11 | 1320 | 831
30.10. | 12 | 1320 | 831
30.10. | 13 | 1320 | 831
30.10. | 14 | 1320 | 831
30.10. | 15 | 1320 | 831
30.10. | 16 | 1320 | 831
30.10. | 17 | 1320 | 831
30.10. | 18 | 1320 | 831
30.10. | 19 | 1320 | 831
30.10. | 20 | 1320 | 831
30.10. | 21 | 1320 | 831
30.10. | 22 | 1320 | 831
30.10. | 23 | 1320 | 831
30.10. | 24 | 1320 | 831
31.10. | 1 | 1320 | 831
31.10. | 2 | 1320 | 831
31.10. | 3 | 1320 | 831
31.10. | 4 | 1320 | 831
31.10. | 5 | 1320 | 831
31.10. | 6 | 1320 | 831
31.10. | 7 | 1320 | 831
31.10. | 8 | 1320 | 831
31.10. | 9 | 1320 | 831
31.10. | 10 | 1320 | 831
31.10. | 11 | 1320 | 831
31.10. | 12 | 1320 | 831
31.10. | 13 | 1320 | 831
31.10. | 14 | 1320 | 831
31.10. | 15 | 1320 | 831
31.10. | 16 | 1320 | 831
31.10. | 17 | 1320 | 831
31.10. | 18 | 1320 | 831
31.10. | 19 | 1320 | 831
31.10. | 20 | 1320 | 831
31.10. | 21 | 1320 | 831
31.10. | 22 | 1320 | 831
31.10. | 23 | 1320 | 831
31.10. | 24 | 1320 | 831
01.11. | 1 | 1320 | 831
01.11. | 2 | 1320 | 831
01.11. | 3 | 1320 | 831
01.11. | 4 | 1320 | 831
01.11. | 5 | 1320 | 831
01.11. | 6 | 1320 | 831
01.11. | 7 | 1320 | 831
01.11. | 8 | 1320 | 831
01.11. | 9 | 1320 | 831
01.11. | 10 | 1320 | 831
01.11. | 11 | 1320 | 831
01.11. | 12 | 1320 | 831
01.11. | 13 | 1320 | 831
01.11. | 14 | 1320 | 831
01.11. | 15 | 1320 | 831
01.11. | 16 | 1320 | 831
01.11. | 17 | 1320 | 831
01.11. | 18 | 1320 | 831
01.11. | 19 | 1320 | 831
01.11. | 20 | 1320 | 831
01.11. | 21 | 1320 | 831
01.11. | 22 | 1320 | 831
01.11. | 23 | 1320 | 831
01.11. | 24 | 1320 | 831
02.11. | 1 | 1320 | 831
02.11. | 2 | 1320 | 831
02.11. | 3 | 1320 | 831
02.11. | 4 | 1320 | 831
02.11. | 5 | 1320 | 831
02.11. | 6 | 1320 | 831
02.11. | 7 | 1320 | 831
02.11. | 8 | 1320 | 831
02.11. | 9 | 1320 | 831
02.11. | 10 | 1320 | 831
02.11. | 11 | 1320 | 831
02.11. | 12 | 1320 | 831
02.11. | 13 | 1320 | 831
02.11. | 14 | 1320 | 831
02.11. | 15 | 1320 | 831
02.11. | 16 | 1320 | 831
02.11. | 17 | 1320 | 831
02.11. | 18 | 1320 | 831
02.11. | 19 | 1320 | 831
02.11. | 20 | 1320 | 831
02.11. | 21 | 1320 | 831
02.11. | 22 | 1320 | 831
02.11. | 23 | 1320 | 831
02.11. | 24 | 1320 | 831
03.11. | 1 | 1320 | 831
03.11. | 2 | 1320 | 831
03.11. | 3 | 1320 | 831
03.11. | 4 | 1320 | 831
03.11. | 5 | 1320 | 831
03.11. | 6 | 1320 | 831
03.11. | 7 | 1320 | 831
03.11. | 8 | 1320 | 831
03.11. | 9 | 1320 | 831
03.11. | 10 | 1320 | 831
03.11. | 11 | 1320 | 831
03.11. | 12 | 1320 | 831
03.11. | 13 | 1320 | 831
03.11. | 14 | 1320 | 831
03.11. | 15 | 1320 | 831
03.11. | 16 | 1320 | 831
03.11. | 17 | 1320 | 831
03.11. | 18 | 1320 | 831
03.11. | 19 | 1320 | 831
03.11. | 20 | 1320 | 831
03.11. | 21 | 1320 | 831
03.11. | 22 | 1320 | 831
03.11. | 23 | 1320 | 831
03.11. | 24 | 1320 | 831
04.11. | 1 | 1320 | 831
04.11. | 2 | 1320 | 831
04.11. | 3 | 1320 | 831
04.11. | 4 | 1320 | 831
04.11. | 5 | 1320 | 831
04.11. | 6 | 1320 | 831
04.11. | 7 | 1320 | 831
04.11. | 8 | 1320 | 831
04.11. | 9 | 1320 | 831
04.11. | 10 | 1320 | 831
04.11. | 11 | 1320 | 831
04.11. | 12 | 1320 | 831
04.11. | 13 | 1320 | 831
04.11. | 14 | 1320 | 831
04.11. | 15 | 1320 | 831
04.11. | 16 | 1320 | 831
04.11. | 17 | 1320 | 831
04.11. | 18 | 1320 | 831
04.11. | 19 | 1320 | 831
04.11. | 20 | 1320 | 831
04.11. | 21 | 1320 | 831
04.11. | 22 | 1320 | 831
04.11. | 23 | 1320 | 831
04.11. | 24 | 1320 | 831
05.11. | 1 | 1320 | 831
05.11. | 2 | 1320 | 831
05.11. | 3 | 1320 | 831
05.11. | 4 | 1320 | 831
05.11. | 5 | 1320 | 831
05.11. | 6 | 1320 | 831
05.11. | 7 | 1320 | 831
05.11. | 8 | 1320 | 831
05.11. | 9 | 1320 | 831
05.11. | 10 | 1320 | 831
05.11. | 11 | 1320 | 831
05.11. | 12 | 1320 | 831
05.11. | 13 | 1320 | 831
05.11. | 14 | 1320 | 831
05.11. | 15 | 1320 | 831
05.11. | 16 | 1320 | 831
05.11. | 17 | 1320 | 831
05.11. | 18 | 1320 | 831
05.11. | 19 | 1320 | 831
05.11. | 20 | 1320 | 831
05.11. | 21 | 1320 | 831
05.11. | 22 | 1320 | 831
05.11. | 23 | 1320 | 831
05.11. | 24 | 1320 | 831
06.11. | 1 | 1320 | 831
06.11. | 2 | 1320 | 831
06.11. | 3 | 1320 | 831
06.11. | 4 | 1320 | 831
06.11. | 5 | 1320 | 831
06.11. | 6 | 1320 | 831
06.11. | 7 | 1320 | 831
06.11. | 8 | 1320 | 831
06.11. | 9 | 1320 | 831
06.11. | 10 | 1320 | 831
06.11. | 11 | 1320 | 831
06.11. | 12 | 1320 | 831
06.11. | 13 | 1320 | 831
06.11. | 14 | 1320 | 831
06.11. | 15 | 1320 | 831
06.11. | 16 | 1320 | 831
06.11. | 17 | 1320 | 831
06.11. | 18 | 1320 | 831
06.11. | 19 | 1320 | 831
06.11. | 20 | 1320 | 831
06.11. | 21 | 1320 | 831
06.11. | 22 | 1320 | 831
06.11. | 23 | 1320 | 831
06.11. | 24 | 1320 | 831
07.11. | 1 | 1320 | 831
07.11. | 2 | 1320 | 831
07.11. | 3 | 1320 | 831
07.11. | 4 | 1320 | 831
07.11. | 5 | 1320 | 831
07.11. | 6 | 1320 | 831
07.11. | 7 | 1320 | 831
07.11. | 8 | 1320 | 831
07.11. | 9 | 1320 | 831
07.11. | 10 | 1320 | 831
07.11. | 11 | 1320 | 831
07.11. | 12 | 1320 | 831
07.11. | 13 | 1320 | 831
07.11. | 14 | 1320 | 831
07.11. | 15 | 1320 | 831
07.11. | 16 | 1320 | 831
07.11. | 17 | 1320 | 831
07.11. | 18 | 1320 | 831
07.11. | 19 | 1320 | 831
07.11. | 20 | 1320 | 831
07.11. | 21 | 1320 | 831
07.11. | 22 | 1320 | 831
07.11. | 23 | 1320 | 831
07.11. | 24 | 1320 | 831
08.11. | 1 | 1320 | 831
08.11. | 2 | 1320 | 831
08.11. | 3 | 1320 | 831
08.11. | 4 | 1320 | 831
08.11. | 5 | 1320 | 831
08.11. | 6 | 1320 | 831
08.11. | 7 | 1320 | 831
08.11. | 8 | 1320 | 831
08.11. | 9 | 1320 | 831
08.11. | 10 | 1320 | 831
08.11. | 11 | 1320 | 831
08.11. | 12 | 1320 | 831
08.11. | 13 | 1320 | 831
08.11. | 14 | 1320 | 831
08.11. | 15 | 1320 | 831
08.11. | 16 | 1320 | 831
08.11. | 17 | 1320 | 831
08.11. | 18 | 1320 | 831
08.11. | 19 | 1320 | 831
08.11. | 20 | 1320 | 831
08.11. | 21 | 1320 | 831
08.11. | 22 | 1320 | 831
08.11. | 23 | 1320 | 831
08.11. | 24 | 1320 | 831
09.11. | 1 | 1320 | 831
09.11. | 2 | 1320 | 831
09.11. | 3 | 1320 | 831
09.11. | 4 | 1320 | 831
09.11. | 5 | 1320 | 831
09.11. | 6 | 1320 | 831
09.11. | 7 | 1320 | 831
09.11. | 8 | 1320 | 831
09.11. | 9 | 1320 | 831
09.11. | 10 | 1320 | 831
09.11. | 11 | 1320 | 831
09.11. | 12 | 1320 | 831
09.11. | 13 | 1320 | 831
09.11. | 14 | 1320 | 831
09.11. | 15 | 1320 | 831
09.11. | 16 | 1320 | 831
09.11. | 17 | 1320 | 831
09.11. | 18 | 1320 | 831
09.11. | 19 | 1320 | 831
09.11. | 20 | 1320 | 831
09.11. | 21 | 1320 | 831
09.11. | 22 | 1320 | 831
09.11. | 23 | 1320 | 831
09.11. | 24 | 1320 | 831
10.11. | 1 | 1320 | 831
10.11. | 2 | 1320 | 831
10.11. | 3 | 1320 | 831
10.11. | 4 | 1320 | 831
10.11. | 5 | 1320 | 831
10.11. | 6 | 1320 | 831
10.11. | 7 | 1320 | 831
10.11. | 8 | 1320 | 831
10.11. | 9 | 1320 | 831
10.11. | 10 | 1320 | 831
10.11. | 11 | 1320 | 831
10.11. | 12 | 1320 | 831
10.11. | 13 | 1320 | 831
10.11. | 14 | 1320 | 831
10.11. | 15 | 1320 | 831
10.11. | 16 | 1320 | 831
10.11. | 17 | 1320 | 831
10.11. | 18 | 1320 | 831
10.11. | 19 | 1320 | 831
10.11. | 20 | 1320 | 831
10.11. | 21 | 1320 | 831
10.11. | 22 | 1320 | 831
10.11. | 23 | 1320 | 831
10.11. | 24 | 1320 | 831
11.11. | 1 | 1320 | 831
11.11. | 2 | 1320 | 831
11.11. | 3 | 1320 | 831
11.11. | 4 | 1320 | 831
11.11. | 5 | 1320 | 831
11.11. | 6 | 1320 | 831
11.11. | 7 | 1320 | 831
11.11. | 8 | 1320 | 831
11.11. | 9 | 1320 | 831
11.11. | 10 | 1320 | 831
11.11. | 11 | 1320 | 831
11.11. | 12 | 1320 | 831
11.11. | 13 | 1320 | 831
11.11. | 14 | 1320 | 831
11.11. | 15 | 1320 | 831
11.11. | 16 | 1320 | 831
11.11. | 17 | 1320 | 831
11.11. | 18 | 1320 | 831
11.11. | 19 | 1320 | 831
11.11. | 20 | 1320 | 831
11.11. | 21 | 1320 | 831
11.11. | 22 | 1320 | 831
11.11. | 23 | 1320 | 831
11.11. | 24 | 1320 | 831
12.11. | 1 | 1320 | 831
12.11. | 2 | 1320 | 831
12.11. | 3 | 1320 | 831
12.11. | 4 | 1320 | 831
12.11. | 5 | 1320 | 831
12.11. | 6 | 1320 | 831
12.11. | 7 | 1320 | 831
12.11. | 8 | 1320 | 831
12.11. | 9 | 1320 | 831
12.11. | 10 | 1320 | 831
12.11. | 11 | 1320 | 831
12.11. | 12 | 1320 | 831
12.11. | 13 | 1320 | 831
12.11. | 14 | 1320 | 831
12.11. | 15 | 1320 | 831
12.11. | 16 | 1320 | 831
12.11. | 17 | 1320 | 831
12.11. | 18 | 1320 | 831
12.11. | 19 | 1320 | 831
12.11. | 20 | 1320 | 831
12.11. | 21 | 1320 | 831
12.11. | 22 | 1320 | 831
12.11. | 23 | 1320 | 831
12.11. | 24 | 1320 | 831
13.11. | 1 | 1320 | 831
13.11. | 2 | 1320 | 831
13.11. | 3 | 1320 | 831
13.11. | 4 | 1320 | 831
13.11. | 5 | 1320 | 831
13.11. | 6 | 1320 | 831
13.11. | 7 | 1320 | 831
13.11. | 8 | 1320 | 831
13.11. | 9 | 1320 | 831
13.11. | 10 | 1320 | 831
13.11. | 11 | 1320 | 831
13.11. | 12 | 1320 | 831
13.11. | 13 | 1320 | 831
13.11. | 14 | 1320 | 831
13.11. | 15 | 1320 | 831
13.11. | 16 | 1320 | 831
13.11. | 17 | 1320 | 831
13.11. | 18 | 1320 | 831
13.11. | 19 | 1320 | 831
13.11. | 20 | 1320 | 831
13.11. | 21 | 1320 | 831
13.11. | 22 | 1320 | 831
13.11. | 23 | 1320 | 831
13.11. | 24 | 1320 | 831
14.11. | 1 | 1320 | 831
14.11. | 2 | 1320 | 831
14.11. | 3 | 1320 | 831
14.11. | 4 | 1320 | 831
14.11. | 5 | 1320 | 831
14.11. | 6 | 1320 | 831
14.11. | 7 | 1320 | 831
14.11. | 8 | 1320 | 831
14.11. | 9 | 1320 | 831
14.11. | 10 | 1320 | 831
14.11. | 11 | 1320 | 831
14.11. | 12 | 1320 | 831
14.11. | 13 | 1320 | 831
14.11. | 14 | 1320 | 831
14.11. | 15 | 1320 | 831
14.11. | 16 | 1320 | 831
14.11. | 17 | 1320 | 831
14.11. | 18 | 1320 | 831
14.11. | 19 | 1320 | 831
14.11. | 20 | 1320 | 831
14.11. | 21 | 1320 | 831
14.11. | 22 | 1320 | 831
14.11. | 23 | 1320 | 831
14.11. | 24 | 1320 | 831
15.11. | 1 | 1320 | 831
15.11. | 2 | 1320 | 831
15.11. | 3 | 1320 | 831
15.11. | 4 | 1320 | 831
15.11. | 5 | 1320 | 831
15.11. | 6 | 1320 | 831
15.11. | 7 | 1320 | 831
15.11. | 8 | 1320 | 831
15.11. | 9 | 1320 | 831
15.11. | 10 | 1320 | 831
15.11. | 11 | 1320 | 831
15.11. | 12 | 1320 | 831
15.11. | 13 | 1320 | 831
15.11. | 14 | 1320 | 831
15.11. | 15 | 1320 | 831
15.11. | 16 | 1320 | 831
15.11. | 17 | 1320 | 831
15.11. | 18 | 1320 | 831
15.11. | 19 | 1320 | 831
15.11. | 20 | 1320 | 831
15.11. | 21 | 1320 | 831
15.11. | 22 | 1320 | 831
15.11. | 23 | 1320 | 831
15.11. | 24 | 1320 | 831
16.11. | 1 | 1320 | 831
16.11. | 2 | 1320 | 831
16.11. | 3 | 1320 | 831
16.11. | 4 | 1320 | 831
16.11. | 5 | 1320 | 831
16.11. | 6 | 1320 | 831
16.11. | 7 | 1320 | 831
16.11. | 8 | 1320 | 831
16.11. | 9 | 1320 | 831
16.11. | 10 | 1320 | 831
16.11. | 11 | 1320 | 831
16.11. | 12 | 1320 | 831
16.11. | 13 | 1320 | 831
16.11. | 14 | 1320 | 831
16.11. | 15 | 1320 | 831
16.11. | 16 | 1320 | 831
16.11. | 17 | 1320 | 831
16.11. | 18 | 1320 | 831
16.11. | 19 | 1320 | 831
16.11. | 20 | 1320 | 831
16.11. | 21 | 1320 | 831
16.11. | 22 | 1320 | 831
16.11. | 23 | 1320 | 831
16.11. | 24 | 1320 | 831
17.11. | 1 | 1320 | 831
17.11. | 2 | 1320 | 831
17.11. | 3 | 1320 | 831
17.11. | 4 | 1320 | 831
17.11. | 5 | 1320 | 831
17.11. | 6 | 1320 | 831
17.11. | 7 | 1320 | 831
17.11. | 8 | 1320 | 831
17.11. | 9 | 1320 | 831
17.11. | 10 | 1320 | 831
17.11. | 11 | 1320 | 831
17.11. | 12 | 1320 | 831
17.11. | 13 | 1320 | 831
17.11. | 14 | 1320 | 831
17.11. | 15 | 1320 | 831
17.11. | 16 | 1320 | 831
17.11. | 17 | 1320 | 831
17.11. | 18 | 1320 | 831
17.11. | 19 | 1320 | 831
17.11. | 20 | 1320 | 831
17.11. | 21 | 1320 | 831
17.11. | 22 | 1320 | 831
17.11. | 23 | 1320 | 831
17.11. | 24 | 1320 | 831
18.11. | 1 | 1320 | 831
18.11. | 2 | 1320 | 831
18.11. | 3 | 1320 | 831
18.11. | 4 | 1320 | 831
18.11. | 5 | 1320 | 831
18.11. | 6 | 1320 | 831
18.11. | 7 | 1320 | 831
18.11. | 8 | 1320 | 831
18.11. | 9 | 1320 | 831
18.11. | 10 | 1320 | 831
18.11. | 11 | 1320 | 831
18.11. | 12 | 1320 | 831
18.11. | 13 | 1320 | 831
18.11. | 14 | 1320 | 831
18.11. | 15 | 1320 | 831
18.11. | 16 | 1320 | 831
18.11. | 17 | 1320 | 831
18.11. | 18 | 1320 | 831
18.11. | 19 | 1320 | 831
18.11. | 20 | 1320 | 831
18.11. | 21 | 1320 | 831
18.11. | 22 | 1320 | 831
18.11. | 23 | 1320 | 831
18.11. | 24 | 1320 | 831
19.11. | 1 | 1320 | 831
19.11. | 2 | 1320 | 831
19.11. | 3 | 1320 | 831
19.11. | 4 | 1320 | 831
19.11. | 5 | 1320 | 831
19.11. | 6 | 1320 | 831
19.11. | 7 | 1320 | 831
19.11. | 8 | 1320 | 831
19.11. | 9 | 1320 | 831
19.11. | 10 | 1320 | 831
19.11. | 11 | 1320 | 831
19.11. | 12 | 1320 | 831
19.11. | 13 | 1320 | 831
19.11. | 14 | 1320 | 831
19.11. | 15 | 1320 | 831
19.11. | 16 | 1320 | 831
19.11. | 17 | 1320 | 831
19.11. | 18 | 1320 | 831
19.11. | 19 | 1320 | 831
19.11. | 20 | 1320 | 831
19.11. | 21 | 1320 | 831
19.11. | 22 | 1320 | 831
19.11. | 23 | 1320 | 831
19.11. | 24 | 1320 | 831
20.11. | 1 | 1320 | 831
20.11. | 2 | 1320 | 831
20.11. | 3 | 1320 | 831
20.11. | 4 | 1320 | 831
20.11. | 5 | 1320 | 831
20.11. | 6 | 1320 | 831
20.11. | 7 | 1320 | 831
20.11. | 8 | 1320 | 831
20.11. | 9 | 1320 | 831
20.11. | 10 | 1320 | 831
20.11. | 11 | 1320 | 831
20.11. | 12 | 1320 | 831
20.11. | 13 | 1320 | 831
20.11. | 14 | 1320 | 831
20.11. | 15 | 1320 | 831
20.11. | 16 | 1320 | 831
20.11. | 17 | 1320 | 831
20.11. | 18 | 1320 | 831
20.11. | 19 | 1320 | 831
20.11. | 20 | 1320 | 831
20.11. | 21 | 1320 | 831
20.11. | 22 | 1320 | 831
20.11. | 23 | 1320 | 831
20.11. | 24 | 1320 | 831
21.11. | 1 | 1320 | 831
21.11. | 2 | 1320 | 831
21.11. | 3 | 1320 | 831
21.11. | 4 | 1320 | 831
21.11. | 5 | 1320 | 831
21.11. | 6 | 1320 | 831
21.11. | 7 | 1320 | 831
21.11. | 8 | 1320 | 831
21.11. | 9 | 1320 | 831
21.11. | 10 | 1320 | 831
21.11. | 11 | 1320 | 831
21.11. | 12 | 1320 | 831
21.11. | 13 | 1320 | 831
21.11. | 14 | 1320 | 831
21.11. | 15 | 1320 | 831
21.11. | 16 | 1320 | 831
21.11. | 17 | 1320 | 831
21.11. | 18 | 1320 | 831
21.11. | 19 | 1320 | 831
21.11. | 20 | 1320 | 831
21.11. | 21 | 1320 | 831
21.11. | 22 | 1320 | 831
21.11. | 23 | 1320 | 831
21.11. | 24 | 1320 | 831
22.11. | 1 | 1320 | 831
22.11. | 2 | 1320 | 831
22.11. | 3 | 1320 | 831
22.11. | 4 | 1320 | 831
22.11. | 5 | 1320 | 831
22.11. | 6 | 1320 | 831
22.11. | 7 | 1320 | 831
22.11. | 8 | 1320 | 831
22.11. | 9 | 1320 | 831
22.11. | 10 | 1320 | 831
22.11. | 11 | 1320 | 831
22.11. | 12 | 1320 | 831
22.11. | 13 | 1320 | 831
22.11. | 14 | 1320 | 831
22.11. | 15 | 1320 | 831
22.11. | 16 | 1320 | 831
22.11. | 17 | 1320 | 831
22.11. | 18 | 1320 | 831
22.11. | 19 | 1320 | 831
22.11. | 20 | 1320 | 831
22.11. | 21 | 1320 | 831
22.11. | 22 | 1320 | 831
22.11. | 23 | 1320 | 831
22.11. | 24 | 1320 | 831
23.11. | 1 | 1320 | 831
23.11. | 2 | 1320 | 831
23.11. | 3 | 1320 | 831
23.11. | 4 | 1320 | 831
23.11. | 5 | 1320 | 831
23.11. | 6 | 1320 | 831
23.11. | 7 | 1320 | 831
23.11. | 8 | 1320 | 831
23.11. | 9 | 1320 | 831
23.11. | 10 | 1320 | 831
23.11. | 11 | 1320 | 831
23.11. | 12 | 1320 | 831
23.11. | 13 | 1320 | 831
23.11. | 14 | 1320 | 831
23.11. | 15 | 1320 | 831
23.11. | 16 | 1320 | 831
23.11. | 17 | 1320 | 831
23.11. | 18 | 1320 | 831
23.11. | 19 | 1320 | 831
23.11. | 20 | 1320 | 831
23.11. | 21 | 1320 | 831
23.11. | 22 | 1320 | 831
23.11. | 23 | 1320 | 831
23.11. | 24 | 1320 | 831
24.11. | 1 | 1320 | 831
24.11. | 2 | 1320 | 831
24.11. | 3 | 1320 | 831
24.11. | 4 | 1320 | 831
24.11. | 5 | 1320 | 831
24.11. | 6 | 1320 | 831
24.11. | 7 | 1320 | 831
24.11. | 8 | 1320 | 831
24.11. | 9 | 1320 | 831
24.11. | 10 | 1320 | 831
24.11. | 11 | 1320 | 831
24.11. | 12 | 1320 | 831
24.11. | 13 | 1320 | 831
24.11. | 14 | 1320 | 831
24.11. | 15 | 1320 | 831
24.11. | 16 | 1320 | 831
24.11. | 17 | 1320 | 831
24.11. | 18 | 1320 | 831
24.11. | 19 | 1320 | 831
24.11. | 20 | 1320 | 831
24.11. | 21 | 1320 | 831
24.11. | 22 | 1320 | 831
24.11. | 23 | 1320 | 831
24.11. | 24 | 1320 | 831
25.11. | 1 | 1320 | 831
25.11. | 2 | 1320 | 831
25.11. | 3 | 1320 | 831
25.11. | 4 | 1320 | 831
25.11. | 5 | 1320 | 831
25.11. | 6 | 1320 | 831
25.11. | 7 | 1320 | 831
25.11. | 8 | 1320 | 831
25.11. | 9 | 1320 | 831
25.11. | 10 | 1320 | 831
25.11. | 11 | 1320 | 831
25.11. | 12 | 1320 | 831
25.11. | 13 | 1320 | 831
25.11. | 14 | 1320 | 831
25.11. | 15 | 1320 | 831
25.11. | 16 | 1320 | 831
25.11. | 17 | 1320 | 831
25.11. | 18 | 1320 | 831
25.11. | 19 | 1320 | 831
25.11. | 20 | 1320 | 831
25.11. | 21 | 1320 | 831
25.11. | 22 | 1320 | 831
25.11. | 23 | 1320 | 831
25.11. | 24 | 1320 | 831
26.11. | 1 | 1320 | 831
26.11. | 2 | 1320 | 831
26.11. | 3 | 1320 | 831
26.11. | 4 | 1320 | 831
26.11. | 5 | 1320 | 831
26.11. | 6 | 1320 | 831
26.11. | 7 | 1320 | 831
26.11. | 8 | 1320 | 831
26.11. | 9 | 1320 | 831
26.11. | 10 | 1320 | 831
26.11. | 11 | 1320 | 831
26.11. | 12 | 1320 | 831
26.11. | 13 | 1320 | 831
26.11. | 14 | 1320 | 831
26.11. | 15 | 1320 | 831
26.11. | 16 | 1320 | 831
26.11. | 17 | 1320 | 831
26.11. | 18 | 1320 | 831
26.11. | 19 | 1320 | 831
26.11. | 20 | 1320 | 831
26.11. | 21 | 1320 | 831
26.11. | 22 | 1320 | 831
26.11. | 23 | 1320 | 831
26.11. | 24 | 1320 | 831
27.11. | 1 | 1320 | 831
27.11. | 2 | 1320 | 831
27.11. | 3 | 1320 | 831
27.11. | 4 | 1320 | 831
27.11. | 5 | 1320 | 831
27.11. | 6 | 1320 | 831
27.11. | 7 | 1320 | 831
27.11. | 8 | 1320 | 831
27.11. | 9 | 1320 | 831
27.11. | 10 | 1320 | 831
27.11. | 11 | 1320 | 831
27.11. | 12 | 1320 | 831
27.11. | 13 | 1320 | 831
27.11. | 14 | 1320 | 831
27.11. | 15 | 1320 | 831
27.11. | 16 | 1320 | 831
27.11. | 17 | 1320 | 831
27.11. | 18 | 1320 | 831
27.11. | 19 | 1320 | 831
27.11. | 20 | 1320 | 831
27.11. | 21 | 1320 | 831
27.11. | 22 | 1320 | 831
27.11. | 23 | 1320 | 831
27.11. | 24 | 1320 | 831
28.11. | 1 | 1320 | 831
28.11. | 2 | 1320 | 831
28.11. | 3 | 1320 | 831
28.11. | 4 | 1320 | 831
28.11. | 5 | 1320 | 831
28.11. | 6 | 1320 | 831
28.11. | 7 | 1320 | 831
28.11. | 8 | 1320 | 831
28.11. | 9 | 1320 | 831
28.11. | 10 | 1320 | 831
28.11. | 11 | 1320 | 831
28.11. | 12 | 1320 | 831
28.11. | 13 | 1320 | 831
28.11. | 14 | 1320 | 831
28.11. | 15 | 1320 | 831
28.11. | 16 | 1320 | 831
28.11. | 17 | 1320 | 831
28.11. | 18 | 1320 | 831
28.11. | 19 | 1320 | 831
28.11. | 20 | 1320 | 831
28.11. | 21 | 1320 | 831
28.11. | 22 | 1320 | 831
28.11. | 23 | 1320 | 831
28.11. | 24 | 1320 | 831
29.11. | 1 | 1320 | 831
29.11. | 2 | 1320 | 831
29.11. | 3 | 1320 | 831
29.11. | 4 | 1320 | 831
29.11. | 5 | 1320 | 831
29.11. | 6 | 1320 | 831
29.11. | 7 | 1320 | 831
29.11. | 8 | 1320 | 831
29.11. | 9 | 1320 | 831
29.11. | 10 | 1320 | 831
29.11. | 11 | 1320 | 831
29.11. | 12 | 1320 | 831
29.11. | 13 | 1320 | 831
29.11. | 14 | 1320 | 831
29.11. | 15 | 1320 | 831
29.11. | 16 | 1320 | 831
29.11. | 17 | 1320 | 831
29.11. | 18 | 1320 | 831
29.11. | 19 | 1320 | 831
29.11. | 20 | 1320 | 831
29.11. | 21 | 1320 | 831
29.11. | 22 | 1320 | 831
29.11. | 23 | 1320 | 831
29.11. | 24 | 1320 | 831
30.11. | 1 | 1320 | 831
30.11. | 2 | 1320 | 831
30.11. | 3 | 1320 | 831
30.11. | 4 | 1320 | 831
30.11. | 5 | 1320 | 831
30.11. | 6 | 1320 | 831
30.11. | 7 | 1320 | 831
30.11. | 8 | 1320 | 831
30.11. | 9 | 1320 | 831
30.11. | 10 | 1320 | 831
30.11. | 11 | 1320 | 831
30.11. | 12 | 1320 | 831
30.11. | 13 | 1320 | 831
30.11. | 14 | 1320 | 831
30.11. | 15 | 1320 | 831
30.11. | 16 | 1320 | 831
30.11. | 17 | 1320 | 831
30.11. | 18 | 1320 | 831
30.11. | 19 | 1320 | 831
30.11. | 20 | 1320 | 831
30.11. | 21 | 1320 | 831
30.11. | 22 | 1320 | 831
30.11. | 23 | 1320 | 831
30.11. | 24 | 1320 | 831
01.12. | 1 | 1320 | 831
01.12. | 2 | 1320 | 831
01.12. | 3 | 1320 | 831
01.12. | 4 | 1320 | 831
01.12. | 5 | 1320 | 831
01.12. | 6 | 1320 | 831
01.12. | 7 | 1320 | 831
01.12. | 8 | 1320 | 831
01.12. | 9 | 1320 | 831
01.12. | 10 | 1320 | 831
01.12. | 11 | 1320 | 831
01.12. | 12 | 1320 | 831
01.12. | 13 | 1320 | 831
01.12. | 14 | 1320 | 831
01.12. | 15 | 1320 | 831
01.12. | 16 | 1320 | 831
01.12. | 17 | 1320 | 831
01.12. | 18 | 1320 | 831
01.12. | 19 | 1320 | 831
01.12. | 20 | 1320 | 831
01.12. | 21 | 1320 | 831
01.12. | 22 | 1320 | 831
01.12. | 23 | 1320 | 831
01.12. | 24 | 1320 | 831
02.12. | 1 | 1320 | 831
02.12. | 2 | 1320 | 831
02.12. | 3 | 1320 | 831
02.12. | 4 | 1320 | 831
02.12. | 5 | 1320 | 831
02.12. | 6 | 1320 | 831
02.12. | 7 | 1320 | 831
02.12. | 8 | 1320 | 831
02.12. | 9 | 1320 | 831
02.12. | 10 | 1320 | 831
02.12. | 11 | 1320 | 831
02.12. | 12 | 1320 | 831
02.12. | 13 | 1320 | 831
02.12. | 14 | 1320 | 831
02.12. | 15 | 1320 | 831
02.12. | 16 | 1320 | 831
02.12. | 17 | 1320 | 831
02.12. | 18 | 1320 | 831
02.12. | 19 | 1320 | 831
02.12. | 20 | 1320 | 831
02.12. | 21 | 1320 | 831
02.12. | 22 | 1320 | 831
02.12. | 23 | 1320 | 831
02.12. | 24 | 1320 | 831
03.12. | 1 | 1320 | 831
03.12. | 2 | 1320 | 831
03.12. | 3 | 1320 | 831
03.12. | 4 | 1320 | 831
03.12. | 5 | 1320 | 831
03.12. | 6 | 1320 | 831
03.12. | 7 | 1320 | 831
03.12. | 8 | 1320 | 831
03.12. | 9 | 1320 | 831
03.12. | 10 | 1320 | 831
03.12. | 11 | 1320 | 831
03.12. | 12 | 1320 | 831
03.12. | 13 | 1320 | 831
03.12. | 14 | 1320 | 831
03.12. | 15 | 1320 | 831
03.12. | 16 | 1320 | 831
03.12. | 17 | 1320 | 831
03.12. | 18 | 1320 | 831
03.12. | 19 | 1320 | 831
03.12. | 20 | 1320 | 831
03.12. | 21 | 1320 | 831
03.12. | 22 | 1320 | 831
03.12. | 23 | 1320 | 831
03.12. | 24 | 1320 | 831
04.12. | 1 | 1320 | 831
04.12. | 2 | 1320 | 831
04.12. | 3 | 1320 | 831
04.12. | 4 | 1320 | 831
04.12. | 5 | 1320 | 831
04.12. | 6 | 1320 | 831
04.12. | 7 | 1320 | 831
04.12. | 8 | 1320 | 831
04.12. | 9 | 1320 | 831
04.12. | 10 | 1320 | 831
04.12. | 11 | 1320 | 831
04.12. | 12 | 1320 | 831
04.12. | 13 | 1320 | 831
04.12. | 14 | 1320 | 831
04.12. | 15 | 1320 | 831
04.12. | 16 | 1320 | 831
04.12. | 17 | 1320 | 831
04.12. | 18 | 1320 | 831
04.12. | 19 | 1320 | 831
04.12. | 20 | 1320 | 831
04.12. | 21 | 1320 | 831
04.12. | 22 | 1320 | 831
04.12. | 23 | 1320 | 831
04.12. | 24 | 1320 | 831
05.12. | 1 | 1320 | 831
05.12. | 2 | 1320 | 831
05.12. | 3 | 1320 | 831
05.12. | 4 | 1320 | 831
05.12. | 5 | 1320 | 831
05.12. | 6 | 1320 | 831
05.12. | 7 | 1320 | 831
05.12. | 8 | 1320 | 831
05.12. | 9 | 1320 | 831
05.12. | 10 | 1320 | 831
05.12. | 11 | 1320 | 831
05.12. | 12 | 1320 | 831
05.12. | 13 | 1320 | 831
05.12. | 14 | 1320 | 831
05.12. | 15 | 1320 | 831
05.12. | 16 | 1320 | 831
05.12. | 17 | 1320 | 831
05.12. | 18 | 1320 | 831
05.12. | 19 | 1320 | 831
05.12. | 20 | 1320 | 831
05.12. | 21 | 1320 | 831
05.12. | 22 | 1320 | 831
05.12. | 23 | 1320 | 831
05.12. | 24 | 1320 | 831
06.12. | 1 | 1320 | 831
06.12. | 2 | 1320 | 831
06.12. | 3 | 1320 | 831
06.12. | 4 | 1320 | 831
06.12. | 5 | 1320 | 831
06.12. | 6 | 1320 | 831
06.12. | 7 | 1320 | 831
06.12. | 8 | 1320 | 831
06.12. | 9 | 1320 | 831
06.12. | 10 | 1320 | 831
06.12. | 11 | 1320 | 831
06.12. | 12 | 1320 | 831
06.12. | 13 | 1320 | 831
06.12. | 14 | 1320 | 831
06.12. | 15 | 1320 | 831
06.12. | 16 | 1320 | 831
06.12. | 17 | 1320 | 831
06.12. | 18 | 1320 | 831
06.12. | 19 | 1320 | 831
06.12. | 20 | 1320 | 831
06.12. | 21 | 1320 | 831
06.12. | 22 | 1320 | 831
06.12. | 23 | 1320 | 831
06.12. | 24 | 1320 | 831
07.12. | 1 | 1320 | 831
07.12. | 2 | 1320 | 831
07.12. | 3 | 1320 | 831
07.12. | 4 | 1320 | 831
07.12. | 5 | 1320 | 831
07.12. | 6 | 1320 | 831
07.12. | 7 | 1320 | 831
07.12. | 8 | 1320 | 831
07.12. | 9 | 1320 | 831
07.12. | 10 | 1320 | 831
07.12. | 11 | 1320 | 831
07.12. | 12 | 1320 | 831
07.12. | 13 | 1320 | 831
07.12. | 14 | 1320 | 831
07.12. | 15 | 1320 | 831
07.12. | 16 | 1320 | 831
07.12. | 17 | 1320 | 831
07.12. | 18 | 1320 | 831
07.12. | 19 | 1320 | 831
07.12. | 20 | 1320 | 831
07.12. | 21 | 1320 | 831
07.12. | 22 | 1320 | 831
07.12. | 23 | 1320 | 831
07.12. | 24 | 1320 | 831
08.12. | 1 | 1320 | 831
08.12. | 2 | 1320 | 831
08.12. | 3 | 1320 | 831
08.12. | 4 | 1320 | 831
08.12. | 5 | 1320 | 831
08.12. | 6 | 1320 | 831
08.12. | 7 | 1320 | 831
08.12. | 8 | 1320 | 831
08.12. | 9 | 1320 | 831
08.12. | 10 | 1320 | 831
08.12. | 11 | 1320 | 831
08.12. | 12 | 1320 | 831
08.12. | 13 | 1320 | 831
08.12. | 14 | 1320 | 831
08.12. | 15 | 1320 | 831
08.12. | 16 | 1320 | 831
08.12. | 17 | 1320 | 831
08.12. | 18 | 1320 | 831
08.12. | 19 | 1320 | 831
08.12. | 20 | 1320 | 831
08.12. | 21 | 1320 | 831
08.12. | 22 | 1320 | 831
08.12. | 23 | 1320 | 831
08.12. | 24 | 1320 | 831
09.12. | 1 | 1320 | 831
09.12. | 2 | 1320 | 831
09.12. | 3 | 1320 | 831
09.12. | 4 | 1320 | 831
09.12. | 5 | 1320 | 831
09.12. | 6 | 1320 | 831
09.12. | 7 | 1320 | 831
09.12. | 8 | 1320 | 831
09.12. | 9 | 1320 | 831
09.12. | 10 | 1320 | 831
09.12. | 11 | 1320 | 831
09.12. | 12 | 1320 | 831
09.12. | 13 | 1320 | 831
09.12. | 14 | 1320 | 831
09.12. | 15 | 1320 | 831
09.12. | 16 | 1320 | 831
09.12. | 17 | 1320 | 831
09.12. | 18 | 1320 | 831
09.12. | 19 | 1320 | 831
09.12. | 20 | 1320 | 831
09.12. | 21 | 1320 | 831
09.12. | 22 | 1320 | 831
09.12. | 23 | 1320 | 831
09.12. | 24 | 1320 | 831
10.12. | 1 | 1320 | 831
10.12. | 2 | 1320 | 831
10.12. | 3 | 1320 | 831
10.12. | 4 | 1320 | 831
10.12. | 5 | 1320 | 831
10.12. | 6 | 1320 | 831
10.12. | 7 | 1320 | 831
10.12. | 8 | 1320 | 831
10.12. | 9 | 1320 | 831
10.12. | 10 | 1320 | 831
10.12. | 11 | 1320 | 831
10.12. | 12 | 1320 | 831
10.12. | 13 | 1320 | 831
10.12. | 14 | 1320 | 831
10.12. | 15 | 1320 | 831
10.12. | 16 | 1320 | 831
10.12. | 17 | 1320 | 831
10.12. | 18 | 1320 | 831
10.12. | 19 | 1320 | 831
10.12. | 20 | 1320 | 831
10.12. | 21 | 1320 | 831
10.12. | 22 | 1320 | 831
10.12. | 23 | 1320 | 831
10.12. | 24 | 1320 | 831
11.12. | 1 | 1320 | 831
11.12. | 2 | 1320 | 831
11.12. | 3 | 1320 | 831
11.12. | 4 | 1320 | 831
11.12. | 5 | 1320 | 831
11.12. | 6 | 1320 | 831
11.12. | 7 | 1320 | 831
11.12. | 8 | 1320 | 831
11.12. | 9 | 1320 | 831
11.12. | 10 | 1320 | 831
11.12. | 11 | 1320 | 831
11.12. | 12 | 1320 | 831
11.12. | 13 | 1320 | 831
11.12. | 14 | 1320 | 831
11.12. | 15 | 1320 | 831
11.12. | 16 | 1320 | 831
11.12. | 17 | 1320 | 831
11.12. | 18 | 1320 | 831
11.12. | 19 | 1320 | 831
11.12. | 20 | 1320 | 831
11.12. | 21 | 1320 | 831
11.12. | 22 | 1320 | 831
11.12. | 23 | 1320 | 831
11.12. | 24 | 1320 | 831
12.12. | 1 | 1320 | 831
12.12. | 2 | 1320 | 831
12.12. | 3 | 1320 | 831
12.12. | 4 | 1320 | 831
12.12. | 5 | 1320 | 831
12.12. | 6 | 1320 | 831
12.12. | 7 | 1320 | 831
12.12. | 8 | 1320 | 831
12.12. | 9 | 1320 | 831
12.12. | 10 | 1320 | 831
12.12. | 11 | 1320 | 831
12.12. | 12 | 1320 | 831
12.12. | 13 | 1320 | 831
12.12. | 14 | 1320 | 831
12.12. | 15 | 1320 | 831
12.12. | 16 | 1320 | 831
12.12. | 17 | 1320 | 831
12.12. | 18 | 1320 | 831
12.12. | 19 | 1320 | 831
12.12. | 20 | 1320 | 831
12.12. | 21 | 1320 | 831
12.12. | 22 | 1320 | 831
12.12. | 23 | 1320 | 831
12.12. | 24 | 1320 | 831
13.12. | 1 | 1320 | 831
13.12. | 2 | 1320 | 831
13.12. | 3 | 1320 | 831
13.12. | 4 | 1320 | 831
13.12. | 5 | 1320 | 831
13.12. | 6 | 1320 | 831
13.12. | 7 | 1320 | 831
13.12. | 8 | 1320 | 831
13.12. | 9 | 1320 | 831
13.12. | 10 | 1320 | 831
13.12. | 11 | 1320 | 831
13.12. | 12 | 1320 | 831
13.12. | 13 | 1320 | 831
13.12. | 14 | 1320 | 831
13.12. | 15 | 1320 | 831
13.12. | 16 | 1320 | 831
13.12. | 17 | 1320 | 831
13.12. | 18 | 1320 | 831
13.12. | 19 | 1320 | 831
13.12. | 20 | 1320 | 831
13.12. | 21 | 1320 | 831
13.12. | 22 | 1320 | 831
13.12. | 23 | 1320 | 831
13.12. | 24 | 1320 | 831
14.12. | 1 | 1320 | 831
14.12. | 2 | 1320 | 831
14.12. | 3 | 1320 | 831
14.12. | 4 | 1320 | 831
14.12. | 5 | 1320 | 831
14.12. | 6 | 1320 | 831
14.12. | 7 | 1320 | 831
14.12. | 8 | 1320 | 831
14.12. | 9 | 1320 | 831
14.12. | 10 | 1320 | 831
14.12. | 11 | 1320 | 831
14.12. | 12 | 1320 | 831
14.12. | 13 | 1320 | 831
14.12. | 14 | 1320 | 831
14.12. | 15 | 1320 | 831
14.12. | 16 | 1320 | 831
14.12. | 17 | 1320 | 831
14.12. | 18 | 1320 | 831
14.12. | 19 | 1320 | 831
14.12. | 20 | 1320 | 831
14.12. | 21 | 1320 | 831
14.12. | 22 | 1320 | 831
14.12. | 23 | 1320 | 831
14.12. | 24 | 1320 | 831
15.12. | 1 | 1320 | 831
15.12. | 2 | 1320 | 831
15.12. | 3 | 1320 | 831
15.12. | 4 | 1320 | 831
15.12. | 5 | 1320 | 831
15.12. | 6 | 1320 | 831
15.12. | 7 | 1320 | 831
15.12. | 8 | 1320 | 831
15.12. | 9 | 1320 | 831
15.12. | 10 | 1320 | 831
15.12. | 11 | 1320 | 831
15.12. | 12 | 1320 | 831
15.12. | 13 | 1320 | 831
15.12. | 14 | 1320 | 831
15.12. | 15 | 1320 | 831
15.12. | 16 | 1320 | 831
15.12. | 17 | 1320 | 831
15.12. | 18 | 1320 | 831
15.12. | 19 | 1320 | 831
15.12. | 20 | 1320 | 831
15.12. | 21 | 1320 | 831
15.12. | 22 | 1320 | 831
15.12. | 23 | 1320 | 831
15.12. | 24 | 1320 | 831
16.12. | 1 | 1320 | 831
16.12. | 2 | 1320 | 831
16.12. | 3 | 1320 | 831
16.12. | 4 | 1320 | 831
16.12. | 5 | 1320 | 831
16.12. | 6 | 1320 | 831
16.12. | 7 | 1320 | 831
16.12. | 8 | 1320 | 831
16.12. | 9 | 1320 | 831
16.12. | 10 | 1320 | 831
16.12. | 11 | 1320 | 831
16.12. | 12 | 1320 | 831
16.12. | 13 | 1320 | 831
16.12. | 14 | 1320 | 831
16.12. | 15 | 1320 | 831
16.12. | 16 | 1320 | 831
16.12. | 17 | 1320 | 831
16.12. | 18 | 1320 | 831
16.12. | 19 | 1320 | 831
16.12. | 20 | 1320 | 831
16.12. | 21 | 1320 | 831
16.12. | 22 | 1320 | 831
16.12. | 23 | 1320 | 831
16.12. | 24 | 1320 | 831
17.12. | 1 | 1320 | 831
17.12. | 2 | 1320 | 831
17.12. | 3 | 1320 | 831
17.12. | 4 | 1320 | 831
17.12. | 5 | 1320 | 831
17.12. | 6 | 1320 | 831
17.12. | 7 | 1320 | 831
17.12. | 8 | 1320 | 831
17.12. | 9 | 1320 | 831
17.12. | 10 | 1320 | 831
17.12. | 11 | 1320 | 831
17.12. | 12 | 1320 | 831
17.12. | 13 | 1320 | 831
17.12. | 14 | 1320 | 831
17.12. | 15 | 1320 | 831
17.12. | 16 | 1320 | 831
17.12. | 17 | 1320 | 831
17.12. | 18 | 1320 | 831
17.12. | 19 | 1320 | 831
17.12. | 20 | 1320 | 831
17.12. | 21 | 1320 | 831
17.12. | 22 | 1320 | 831
17.12. | 23 | 1320 | 831
17.12. | 24 | 1320 | 831
18.12. | 1 | 1320 | 831
18.12. | 2 | 1320 | 831
18.12. | 3 | 1320 | 831
18.12. | 4 | 1320 | 831
18.12. | 5 | 1320 | 831
18.12. | 6 | 1320 | 831
18.12. | 7 | 1320 | 831
18.12. | 8 | 1320 | 831
18.12. | 9 | 1320 | 831
18.12. | 10 | 1320 | 831
18.12. | 11 | 1320 | 831
18.12. | 12 | 1320 | 831
18.12. | 13 | 1320 | 831
18.12. | 14 | 1320 | 831
18.12. | 15 | 1320 | 831
18.12. | 16 | 1320 | 831
18.12. | 17 | 1320 | 831
18.12. | 18 | 1320 | 831
18.12. | 19 | 1320 | 831
18.12. | 20 | 1320 | 831
18.12. | 21 | 1320 | 831
18.12. | 22 | 1320 | 831
18.12. | 23 | 1320 | 831
18.12. | 24 | 1320 | 831
19.12. | 1 | 1320 | 831
19.12. | 2 | 1320 | 831
19.12. | 3 | 1320 | 831
19.12. | 4 | 1320 | 831
19.12. | 5 | 1320 | 831
19.12. | 6 | 1320 | 831
19.12. | 7 | 1320 | 831
19.12. | 8 | 1320 | 831
19.12. | 9 | 1320 | 831
19.12. | 10 | 1320 | 831
19.12. | 11 | 1320 | 831
19.12. | 12 | 1320 | 831
19.12. | 13 | 1320 | 831
19.12. | 14 | 1320 | 831
19.12. | 15 | 1320 | 831
19.12. | 16 | 1320 | 831
19.12. | 17 | 1320 | 831
19.12. | 18 | 1320 | 831
19.12. | 19 | 1320 | 831
19.12. | 20 | 1320 | 831
19.12. | 21 | 1320 | 831
19.12. | 22 | 1320 | 831
19.12. | 23 | 1320 | 831
19.12. | 24 | 1320 | 831
20.12. | 1 | 1320 | 831
20.12. | 2 | 1320 | 831
20.12. | 3 | 1320 | 831
20.12. | 4 | 1320 | 831
20.12. | 5 | 1320 | 831
20.12. | 6 | 1320 | 831
20.12. | 7 | 1320 | 831
20.12. | 8 | 1320 | 831
20.12. | 9 | 1320 | 831
20.12. | 10 | 1320 | 831
20.12. | 11 | 1320 | 831
20.12. | 12 | 1320 | 831
20.12. | 13 | 1320 | 831
20.12. | 14 | 1320 | 831
20.12. | 15 | 1320 | 831
20.12. | 16 | 1320 | 831
20.12. | 17 | 1320 | 831
20.12. | 18 | 1320 | 831
20.12. | 19 | 1320 | 831
20.12. | 20 | 1320 | 831
20.12. | 21 | 1320 | 831
20.12. | 22 | 1320 | 831
20.12. | 23 | 1320 | 831
20.12. | 24 | 1320 | 831
21.12. | 1 | 1320 | 831
21.12. | 2 | 1320 | 831
21.12. | 3 | 1320 | 831
21.12. | 4 | 1320 | 831
21.12. | 5 | 1320 | 831
21.12. | 6 | 1320 | 831
21.12. | 7 | 1320 | 831
21.12. | 8 | 1320 | 831
21.12. | 9 | 1320 | 831
21.12. | 10 | 1320 | 831
21.12. | 11 | 1320 | 831
21.12. | 12 | 1320 | 831
21.12. | 13 | 1320 | 831
21.12. | 14 | 1320 | 831
21.12. | 15 | 1320 | 831
21.12. | 16 | 1320 | 831
21.12. | 17 | 1320 | 831
21.12. | 18 | 1320 | 831
21.12. | 19 | 1320 | 831
21.12. | 20 | 1320 | 831
21.12. | 21 | 1320 | 831
21.12. | 22 | 1320 | 831
21.12. | 23 | 1320 | 831
21.12. | 24 | 1320 | 831
22.12. | 1 | 1320 | 831
22.12. | 2 | 1320 | 831
22.12. | 3 | 1320 | 831
22.12. | 4 | 1320 | 831
22.12. | 5 | 1320 | 831
22.12. | 6 | 1320 | 831
22.12. | 7 | 1320 | 831
22.12. | 8 | 1320 | 831
22.12. | 9 | 1320 | 831
22.12. | 10 | 1320 | 831
22.12. | 11 | 1320 | 831
22.12. | 12 | 1320 | 831
22.12. | 13 | 1320 | 831
22.12. | 14 | 1320 | 831
22.12. | 15 | 1320 | 831
22.12. | 16 | 1320 | 831
22.12. | 17 | 1320 | 831
22.12. | 18 | 1320 | 831
22.12. | 19 | 1320 | 831
22.12. | 20 | 1320 | 831
22.12. | 21 | 1320 | 831
22.12. | 22 | 1320 | 831
22.12. | 23 | 1320 | 831
22.12. | 24 | 1320 | 831
23.12. | 1 | 1320 | 831
23.12. | 2 | 1320 | 831
23.12. | 3 | 1320 | 831
23.12. | 4 | 1320 | 831
23.12. | 5 | 1320 | 831
23.12. | 6 | 1320 | 831
23.12. | 7 | 1320 | 831
23.12. | 8 | 1320 | 831
23.12. | 9 | 1320 | 831
23.12. | 10 | 1320 | 831
23.12. | 11 | 1320 | 831
23.12. | 12 | 1320 | 831
23.12. | 13 | 1320 | 831
23.12. | 14 | 1320 | 831
23.12. | 15 | 1320 | 831
23.12. | 16 | 1320 | 831
23.12. | 17 | 1320 | 831
23.12. | 18 | 1320 | 831
23.12. | 19 | 1320 | 831
23.12. | 20 | 1320 | 831
23.12. | 21 | 1320 | 831
23.12. | 22 | 1320 | 831
23.12. | 23 | 1320 | 831
23.12. | 24 | 1320 | 831
24.12. | 1 | 1320 | 831
24.12. | 2 | 1320 | 831
24.12. | 3 | 1320 | 831
24.12. | 4 | 1320 | 831
24.12. | 5 | 1320 | 831
24.12. | 6 | 1320 | 831
24.12. | 7 | 1320 | 831
24.12. | 8 | 1320 | 831
24.12. | 9 | 1320 | 831
24.12. | 10 | 1320 | 831
24.12. | 11 | 1320 | 831
24.12. | 12 | 1320 | 831
24.12. | 13 | 1320 | 831
24.12. | 14 | 1320 | 831
24.12. | 15 | 1320 | 831
24.12. | 16 | 1320 | 831
24.12. | 17 | 1320 | 831
24.12. | 18 | 1320 | 831
24.12. | 19 | 1320 | 831
24.12. | 20 | 1320 | 831
24.12. | 21 | 1320 | 831
24.12. | 22 | 1320 | 831
24.12. | 23 | 1320 | 831
24.12. | 24 | 1320 | 831
25.12. | 1 | 1320 | 831
25.12. | 2 | 1320 | 831
25.12. | 3 | 1320 | 831
25.12. | 4 | 1320 | 831
25.12. | 5 | 1320 | 831
25.12. | 6 | 1320 | 831
25.12. | 7 | 1320 | 831
25.12. | 8 | 1320 | 831
25.12. | 9 | 1320 | 831
25.12. | 10 | 1320 | 831
25.12. | 11 | 1320 | 831
25.12. | 12 | 1320 | 831
25.12. | 13 | 1320 | 831
25.12. | 14 | 1320 | 831
25.12. | 15 | 1320 | 831
25.12. | 16 | 1320 | 831
25.12. | 17 | 1320 | 831
25.12. | 18 | 1320 | 831
25.12. | 19 | 1320 | 831
25.12. | 20 | 1320 | 831
25.12. | 21 | 1320 | 831
25.12. | 22 | 1320 | 831
25.12. | 23 | 1320 | 831
25.12. | 24 | 1320 | 831
26.12. | 1 | 1320 | 831
26.12. | 2 | 1320 | 831
26.12. | 3 | 1320 | 831
26.12. | 4 | 1320 | 831
26.12. | 5 | 1320 | 831
26.12. | 6 | 1320 | 831
26.12. | 7 | 1320 | 831
26.12. | 8 | 1320 | 831
26.12. | 9 | 1320 | 831
26.12. | 10 | 1320 | 831
26.12. | 11 | 1320 | 831
26.12. | 12 | 1320 | 831
26.12. | 13 | 1320 | 831
26.12. | 14 | 1320 | 831
26.12. | 15 | 1320 | 831
26.12. | 16 | 1320 | 831
26.12. | 17 | 1320 | 831
26.12. | 18 | 1320 | 831
26.12. | 19 | 1320 | 831
26.12. | 20 | 1320 | 831
26.12. | 21 | 1320 | 831
26.12. | 22 | 1320 | 831
26.12. | 23 | 1320 | 831
26.12. | 24 | 1320 | 831
27.12. | 1 | 1320 | 831
27.12. | 2 | 1320 | 831
27.12. | 3 | 1320 | 831
27.12. | 4 | 1320 | 831
27.12. | 5 | 1320 | 831
27.12. | 6 | 1320 | 831
27.12. | 7 | 1320 | 831
27.12. | 8 | 1320 | 831
27.12. | 9 | 1320 | 831
27.12. | 10 | 1320 | 831
27.12. | 11 | 1320 | 831
27.12. | 12 | 1320 | 831
27.12. | 13 | 1320 | 831
27.12. | 14 | 1320 | 831
27.12. | 15 | 1320 | 831
27.12. | 16 | 1320 | 831
27.12. | 17 | 1320 | 831
27.12. | 18 | 1320 | 831
27.12. | 19 | 1320 | 831
27.12. | 20 | 1320 | 831
27.12. | 21 | 1320 | 831
27.12. | 22 | 1320 | 831
27.12. | 23 | 1320 | 831
27.12. | 24 | 1320 | 831
28.12. | 1 | 1320 | 831
28.12. | 2 | 1320 | 831
28.12. | 3 | 1320 | 831
28.12. | 4 | 1320 | 831
28.12. | 5 | 1320 | 831
28.12. | 6 | 1320 | 831
28.12. | 7 | 1320 | 831
28.12. | 8 | 1320 | 831
28.12. | 9 | 1320 | 831
28.12. | 10 | 1320 | 831
28.12. | 11 | 1320 | 831
28.12. | 12 | 1320 | 831
28.12. | 13 | 1320 | 831
28.12. | 14 | 1320 | 831
28.12. | 15 | 1320 | 831
28.12. | 16 | 1320 | 831
28.12. | 17 | 1320 | 831
28.12. | 18 | 1320 | 831
28.12. | 19 | 1320 | 831
28.12. | 20 | 1320 | 831
28.12. | 21 | 1320 | 831
28.12. | 22 | 1320 | 831
28.12. | 23 | 1320 | 831
28.12. | 24 | 1320 | 831
29.12. | 1 | 1320 | 831
29.12. | 2 | 1320 | 831
29.12. | 3 | 1320 | 831
29.12. | 4 | 1320 | 831
29.12. | 5 | 1320 | 831
29.12. | 6 | 1320 | 831
29.12. | 7 | 1320 | 831
29.12. | 8 | 1320 | 831
29.12. | 9 | 1320 | 831
29.12. | 10 | 1320 | 831
29.12. | 11 | 1320 | 831
29.12. | 12 | 1320 | 831
29.12. | 13 | 1320 | 831
29.12. | 14 | 1320 | 831
29.12. | 15 | 1320 | 831
29.12. | 16 | 1320 | 831
29.12. | 17 | 1320 | 831
29.12. | 18 | 1320 | 831
29.12. | 19 | 1320 | 831
29.12. | 20 | 1320 | 831
29.12. | 21 | 1320 | 831
29.12. | 22 | 1320 | 831
29.12. | 23 | 1320 | 831
29.12. | 24 | 1320 | 831
30.12. | 1 | 1320 | 831
30.12. | 2 | 1320 | 831
30.12. | 3 | 1320 | 831
30.12. | 4 | 1320 | 831
30.12. | 5 | 1320 | 831
30.12. | 6 | 1320 | 831
30.12. | 7 | 1320 | 831
30.12. | 8 | 1320 | 831
30.12. | 9 | 1320 | 831
30.12. | 10 | 1320 | 831
30.12. | 11 | 1320 | 831
30.12. | 12 | 1320 | 831
30.12. | 13 | 1320 | 831
30.12. | 14 | 1320 | 831
30.12. | 15 | 1320 | 831
30.12. | 16 | 1320 | 831
30.12. | 17 | 1320 | 831
30.12. | 18 | 1320 | 831
30.12. | 19 | 1320 | 831
30.12. | 20 | 1320 | 831
30.12. | 21 | 1320 | 831
30.12. | 22 | 1320 | 831
30.12. | 23 | 1320 | 831
30.12. | 24 | 1320 | 831
31.12. | 1 | 1320 | 831
31.12. | 2 | 1320 | 831
31.12. | 3 | 1320 | 831
31.12. | 4 | 1320 | 831
31.12. | 5 | 1320 | 831
31.12. | 6 | 1320 | 831
31.12. | 7 | 1320 | 831
31.12. | 8 | 1320 | 831
31.12. | 9 | 1320 | 831
31.12. | 10 | 1320 | 831
31.12. | 11 | 1320 | 831
31.12. | 12 | 1320 | 831
31.12. | 13 | 1320 | 831
31.12. | 14 | 1320 | 831
31.12. | 15 | 1320 | 831
31.12. | 16 | 1320 | 831
31.12. | 17 | 1320 | 831
31.12. | 18 | 1320 | 831
31.12. | 19 | 1320 | 831
31.12. | 20 | 1320 | 831
31.12. | 21 | 1320 | 831
31.12. | 22 | 1320 | 831
31.12. | 23 | 1320 | 831
31.12. | 24 | 1320 | 831

## Exchanges
ENTSO-E Market Modelling Database: Exchanges with non-ENTSO-E countries
Country:
Market Node: | UKNI
Year:
Climate year |  |  | N.B. use convention first January always Monday (2007 calendar year) --> see guidelines for further details
Scenario
name of the non-ENTSOE country:
average import capacity from non-ENTSO-E country (MW) (optional):
average export capacity to non-ENTSO-E country (MW) (optional):
name of the non-ENTSOE country:
average import capacity from non-ENTSO-E country (MW) (optional):
average export capacity to non-ENTSO-E country (MW) (optional):
name of the non-ENTSOE country:
average import capacity from non-ENTSO-E country (MW) (optional):
average export capacity to non-ENTSO-E country (MW) (optional):
name of the non-ENTSOE country:
average import capacity from non-ENTSO-E country (MW) (optional):
average export capacity to non-ENTSO-E country (MW) (optional):
name of the non-ENTSOE country:
average import capacity from non-ENTSO-E country (MW) (optional):
average export capacity to non-ENTSO-E country (MW) (optional):
Date | Hour | Total exchanges with all non ENTSO-E countries (MW) (>0 for import)
01.01. | 1
01.01. | 2
01.01. | 3
01.01. | 4
01.01. | 5
01.01. | 6
01.01. | 7
01.01. | 8
01.01. | 9
01.01. | 10
01.01. | 11
01.01. | 12
01.01. | 13
01.01. | 14
01.01. | 15
01.01. | 16
01.01. | 17
01.01. | 18
01.01. | 19
01.01. | 20
01.01. | 21
01.01. | 22
01.01. | 23
01.01. | 24
02.01. | 1
02.01. | 2
02.01. | 3
02.01. | 4
02.01. | 5
02.01. | 6
02.01. | 7
02.01. | 8
02.01. | 9
02.01. | 10
02.01. | 11
02.01. | 12
02.01. | 13
02.01. | 14
02.01. | 15
02.01. | 16
02.01. | 17
02.01. | 18
02.01. | 19
02.01. | 20
02.01. | 21
02.01. | 22
02.01. | 23
02.01. | 24
03.01. | 1
03.01. | 2
03.01. | 3
03.01. | 4
03.01. | 5
03.01. | 6
03.01. | 7
03.01. | 8
03.01. | 9
03.01. | 10
03.01. | 11
03.01. | 12
03.01. | 13
03.01. | 14
03.01. | 15
03.01. | 16
03.01. | 17
03.01. | 18
03.01. | 19
03.01. | 20
03.01. | 21
03.01. | 22
03.01. | 23
03.01. | 24
04.01. | 1
04.01. | 2
04.01. | 3
04.01. | 4
04.01. | 5
04.01. | 6
04.01. | 7
04.01. | 8
04.01. | 9
04.01. | 10
04.01. | 11
04.01. | 12
04.01. | 13
04.01. | 14
04.01. | 15
04.01. | 16
04.01. | 17
04.01. | 18
04.01. | 19
04.01. | 20
04.01. | 21
04.01. | 22
04.01. | 23
04.01. | 24
05.01. | 1
05.01. | 2
05.01. | 3
05.01. | 4
05.01. | 5
05.01. | 6
05.01. | 7
05.01. | 8
05.01. | 9
05.01. | 10
05.01. | 11
05.01. | 12
05.01. | 13
05.01. | 14
05.01. | 15
05.01. | 16
05.01. | 17
05.01. | 18
05.01. | 19
05.01. | 20
05.01. | 21
05.01. | 22
05.01. | 23
05.01. | 24
06.01. | 1
06.01. | 2
06.01. | 3
06.01. | 4
06.01. | 5
06.01. | 6
06.01. | 7
06.01. | 8
06.01. | 9
06.01. | 10
06.01. | 11
06.01. | 12
06.01. | 13
06.01. | 14
06.01. | 15
06.01. | 16
06.01. | 17
06.01. | 18
06.01. | 19
06.01. | 20
06.01. | 21
06.01. | 22
06.01. | 23
06.01. | 24
07.01. | 1
07.01. | 2
07.01. | 3
07.01. | 4
07.01. | 5
07.01. | 6
07.01. | 7
07.01. | 8
07.01. | 9
07.01. | 10
07.01. | 11
07.01. | 12
07.01. | 13
07.01. | 14
07.01. | 15
07.01. | 16
07.01. | 17
07.01. | 18
07.01. | 19
07.01. | 20
07.01. | 21
07.01. | 22
07.01. | 23
07.01. | 24
08.01. | 1
08.01. | 2
08.01. | 3
08.01. | 4
08.01. | 5
08.01. | 6
08.01. | 7
08.01. | 8
08.01. | 9
08.01. | 10
08.01. | 11
08.01. | 12
08.01. | 13
08.01. | 14
08.01. | 15
08.01. | 16
08.01. | 17
08.01. | 18
08.01. | 19
08.01. | 20
08.01. | 21
08.01. | 22
08.01. | 23
08.01. | 24
09.01. | 1
09.01. | 2
09.01. | 3
09.01. | 4
09.01. | 5
09.01. | 6
09.01. | 7
09.01. | 8
09.01. | 9
09.01. | 10
09.01. | 11
09.01. | 12
09.01. | 13
09.01. | 14
09.01. | 15
09.01. | 16
09.01. | 17
09.01. | 18
09.01. | 19
09.01. | 20
09.01. | 21
09.01. | 22
09.01. | 23
09.01. | 24
10.01. | 1
10.01. | 2
10.01. | 3
10.01. | 4
10.01. | 5
10.01. | 6
10.01. | 7
10.01. | 8
10.01. | 9
10.01. | 10
10.01. | 11
10.01. | 12
10.01. | 13
10.01. | 14
10.01. | 15
10.01. | 16
10.01. | 17
10.01. | 18
10.01. | 19
10.01. | 20
10.01. | 21
10.01. | 22
10.01. | 23
10.01. | 24
11.01. | 1
11.01. | 2
11.01. | 3
11.01. | 4
11.01. | 5
11.01. | 6
11.01. | 7
11.01. | 8
11.01. | 9
11.01. | 10
11.01. | 11
11.01. | 12
11.01. | 13
11.01. | 14
11.01. | 15
11.01. | 16
11.01. | 17
11.01. | 18
11.01. | 19
11.01. | 20
11.01. | 21
11.01. | 22
11.01. | 23
11.01. | 24
12.01. | 1
12.01. | 2
12.01. | 3
12.01. | 4
12.01. | 5
12.01. | 6
12.01. | 7
12.01. | 8
12.01. | 9
12.01. | 10
12.01. | 11
12.01. | 12
12.01. | 13
12.01. | 14
12.01. | 15
12.01. | 16
12.01. | 17
12.01. | 18
12.01. | 19
12.01. | 20
12.01. | 21
12.01. | 22
12.01. | 23
12.01. | 24
13.01. | 1
13.01. | 2
13.01. | 3
13.01. | 4
13.01. | 5
13.01. | 6
13.01. | 7
13.01. | 8
13.01. | 9
13.01. | 10
13.01. | 11
13.01. | 12
13.01. | 13
13.01. | 14
13.01. | 15
13.01. | 16
13.01. | 17
13.01. | 18
13.01. | 19
13.01. | 20
13.01. | 21
13.01. | 22
13.01. | 23
13.01. | 24
14.01. | 1
14.01. | 2
14.01. | 3
14.01. | 4
14.01. | 5
14.01. | 6
14.01. | 7
14.01. | 8
14.01. | 9
14.01. | 10
14.01. | 11
14.01. | 12
14.01. | 13
14.01. | 14
14.01. | 15
14.01. | 16
14.01. | 17
14.01. | 18
14.01. | 19
14.01. | 20
14.01. | 21
14.01. | 22
14.01. | 23
14.01. | 24
15.01. | 1
15.01. | 2
15.01. | 3
15.01. | 4
15.01. | 5
15.01. | 6
15.01. | 7
15.01. | 8
15.01. | 9
15.01. | 10
15.01. | 11
15.01. | 12
15.01. | 13
15.01. | 14
15.01. | 15
15.01. | 16
15.01. | 17
15.01. | 18
15.01. | 19
15.01. | 20
15.01. | 21
15.01. | 22
15.01. | 23
15.01. | 24
16.01. | 1
16.01. | 2
16.01. | 3
16.01. | 4
16.01. | 5
16.01. | 6
16.01. | 7
16.01. | 8
16.01. | 9
16.01. | 10
16.01. | 11
16.01. | 12
16.01. | 13
16.01. | 14
16.01. | 15
16.01. | 16
16.01. | 17
16.01. | 18
16.01. | 19
16.01. | 20
16.01. | 21
16.01. | 22
16.01. | 23
16.01. | 24
17.01. | 1
17.01. | 2
17.01. | 3
17.01. | 4
17.01. | 5
17.01. | 6
17.01. | 7
17.01. | 8
17.01. | 9
17.01. | 10
17.01. | 11
17.01. | 12
17.01. | 13
17.01. | 14
17.01. | 15
17.01. | 16
17.01. | 17
17.01. | 18
17.01. | 19
17.01. | 20
17.01. | 21
17.01. | 22
17.01. | 23
17.01. | 24
18.01. | 1
18.01. | 2
18.01. | 3
18.01. | 4
18.01. | 5
18.01. | 6
18.01. | 7
18.01. | 8
18.01. | 9
18.01. | 10
18.01. | 11
18.01. | 12
18.01. | 13
18.01. | 14
18.01. | 15
18.01. | 16
18.01. | 17
18.01. | 18
18.01. | 19
18.01. | 20
18.01. | 21
18.01. | 22
18.01. | 23
18.01. | 24
19.01. | 1
19.01. | 2
19.01. | 3
19.01. | 4
19.01. | 5
19.01. | 6
19.01. | 7
19.01. | 8
19.01. | 9
19.01. | 10
19.01. | 11
19.01. | 12
19.01. | 13
19.01. | 14
19.01. | 15
19.01. | 16
19.01. | 17
19.01. | 18
19.01. | 19
19.01. | 20
19.01. | 21
19.01. | 22
19.01. | 23
19.01. | 24
20.01. | 1
20.01. | 2
20.01. | 3
20.01. | 4
20.01. | 5
20.01. | 6
20.01. | 7
20.01. | 8
20.01. | 9
20.01. | 10
20.01. | 11
20.01. | 12
20.01. | 13
20.01. | 14
20.01. | 15
20.01. | 16
20.01. | 17
20.01. | 18
20.01. | 19
20.01. | 20
20.01. | 21
20.01. | 22
20.01. | 23
20.01. | 24
21.01. | 1
21.01. | 2
21.01. | 3
21.01. | 4
21.01. | 5
21.01. | 6
21.01. | 7
21.01. | 8
21.01. | 9
21.01. | 10
21.01. | 11
21.01. | 12
21.01. | 13
21.01. | 14
21.01. | 15
21.01. | 16
21.01. | 17
21.01. | 18
21.01. | 19
21.01. | 20
21.01. | 21
21.01. | 22
21.01. | 23
21.01. | 24
22.01. | 1
22.01. | 2
22.01. | 3
22.01. | 4
22.01. | 5
22.01. | 6
22.01. | 7
22.01. | 8
22.01. | 9
22.01. | 10
22.01. | 11
22.01. | 12
22.01. | 13
22.01. | 14
22.01. | 15
22.01. | 16
22.01. | 17
22.01. | 18
22.01. | 19
22.01. | 20
22.01. | 21
22.01. | 22
22.01. | 23
22.01. | 24
23.01. | 1
23.01. | 2
23.01. | 3
23.01. | 4
23.01. | 5
23.01. | 6
23.01. | 7
23.01. | 8
23.01. | 9
23.01. | 10
23.01. | 11
23.01. | 12
23.01. | 13
23.01. | 14
23.01. | 15
23.01. | 16
23.01. | 17
23.01. | 18
23.01. | 19
23.01. | 20
23.01. | 21
23.01. | 22
23.01. | 23
23.01. | 24
24.01. | 1
24.01. | 2
24.01. | 3
24.01. | 4
24.01. | 5
24.01. | 6
24.01. | 7
24.01. | 8
24.01. | 9
24.01. | 10
24.01. | 11
24.01. | 12
24.01. | 13
24.01. | 14
24.01. | 15
24.01. | 16
24.01. | 17
24.01. | 18
24.01. | 19
24.01. | 20
24.01. | 21
24.01. | 22
24.01. | 23
24.01. | 24
25.01. | 1
25.01. | 2
25.01. | 3
25.01. | 4
25.01. | 5
25.01. | 6
25.01. | 7
25.01. | 8
25.01. | 9
25.01. | 10
25.01. | 11
25.01. | 12
25.01. | 13
25.01. | 14
25.01. | 15
25.01. | 16
25.01. | 17
25.01. | 18
25.01. | 19
25.01. | 20
25.01. | 21
25.01. | 22
25.01. | 23
25.01. | 24
26.01. | 1
26.01. | 2
26.01. | 3
26.01. | 4
26.01. | 5
26.01. | 6
26.01. | 7
26.01. | 8
26.01. | 9
26.01. | 10
26.01. | 11
26.01. | 12
26.01. | 13
26.01. | 14
26.01. | 15
26.01. | 16
26.01. | 17
26.01. | 18
26.01. | 19
26.01. | 20
26.01. | 21
26.01. | 22
26.01. | 23
26.01. | 24
27.01. | 1
27.01. | 2
27.01. | 3
27.01. | 4
27.01. | 5
27.01. | 6
27.01. | 7
27.01. | 8
27.01. | 9
27.01. | 10
27.01. | 11
27.01. | 12
27.01. | 13
27.01. | 14
27.01. | 15
27.01. | 16
27.01. | 17
27.01. | 18
27.01. | 19
27.01. | 20
27.01. | 21
27.01. | 22
27.01. | 23
27.01. | 24
28.01. | 1
28.01. | 2
28.01. | 3
28.01. | 4
28.01. | 5
28.01. | 6
28.01. | 7
28.01. | 8
28.01. | 9
28.01. | 10
28.01. | 11
28.01. | 12
28.01. | 13
28.01. | 14
28.01. | 15
28.01. | 16
28.01. | 17
28.01. | 18
28.01. | 19
28.01. | 20
28.01. | 21
28.01. | 22
28.01. | 23
28.01. | 24
29.01. | 1
29.01. | 2
29.01. | 3
29.01. | 4
29.01. | 5
29.01. | 6
29.01. | 7
29.01. | 8
29.01. | 9
29.01. | 10
29.01. | 11
29.01. | 12
29.01. | 13
29.01. | 14
29.01. | 15
29.01. | 16
29.01. | 17
29.01. | 18
29.01. | 19
29.01. | 20
29.01. | 21
29.01. | 22
29.01. | 23
29.01. | 24
30.01. | 1
30.01. | 2
30.01. | 3
30.01. | 4
30.01. | 5
30.01. | 6
30.01. | 7
30.01. | 8
30.01. | 9
30.01. | 10
30.01. | 11
30.01. | 12
30.01. | 13
30.01. | 14
30.01. | 15
30.01. | 16
30.01. | 17
30.01. | 18
30.01. | 19
30.01. | 20
30.01. | 21
30.01. | 22
30.01. | 23
30.01. | 24
31.01. | 1
31.01. | 2
31.01. | 3
31.01. | 4
31.01. | 5
31.01. | 6
31.01. | 7
31.01. | 8
31.01. | 9
31.01. | 10
31.01. | 11
31.01. | 12
31.01. | 13
31.01. | 14
31.01. | 15
31.01. | 16
31.01. | 17
31.01. | 18
31.01. | 19
31.01. | 20
31.01. | 21
31.01. | 22
31.01. | 23
31.01. | 24
01.02. | 1
01.02. | 2
01.02. | 3
01.02. | 4
01.02. | 5
01.02. | 6
01.02. | 7
01.02. | 8
01.02. | 9
01.02. | 10
01.02. | 11
01.02. | 12
01.02. | 13
01.02. | 14
01.02. | 15
01.02. | 16
01.02. | 17
01.02. | 18
01.02. | 19
01.02. | 20
01.02. | 21
01.02. | 22
01.02. | 23
01.02. | 24
02.02. | 1
02.02. | 2
02.02. | 3
02.02. | 4
02.02. | 5
02.02. | 6
02.02. | 7
02.02. | 8
02.02. | 9
02.02. | 10
02.02. | 11
02.02. | 12
02.02. | 13
02.02. | 14
02.02. | 15
02.02. | 16
02.02. | 17
02.02. | 18
02.02. | 19
02.02. | 20
02.02. | 21
02.02. | 22
02.02. | 23
02.02. | 24
03.02. | 1
03.02. | 2
03.02. | 3
03.02. | 4
03.02. | 5
03.02. | 6
03.02. | 7
03.02. | 8
03.02. | 9
03.02. | 10
03.02. | 11
03.02. | 12
03.02. | 13
03.02. | 14
03.02. | 15
03.02. | 16
03.02. | 17
03.02. | 18
03.02. | 19
03.02. | 20
03.02. | 21
03.02. | 22
03.02. | 23
03.02. | 24
04.02. | 1
04.02. | 2
04.02. | 3
04.02. | 4
04.02. | 5
04.02. | 6
04.02. | 7
04.02. | 8
04.02. | 9
04.02. | 10
04.02. | 11
04.02. | 12
04.02. | 13
04.02. | 14
04.02. | 15
04.02. | 16
04.02. | 17
04.02. | 18
04.02. | 19
04.02. | 20
04.02. | 21
04.02. | 22
04.02. | 23
04.02. | 24
05.02. | 1
05.02. | 2
05.02. | 3
05.02. | 4
05.02. | 5
05.02. | 6
05.02. | 7
05.02. | 8
05.02. | 9
05.02. | 10
05.02. | 11
05.02. | 12
05.02. | 13
05.02. | 14
05.02. | 15
05.02. | 16
05.02. | 17
05.02. | 18
05.02. | 19
05.02. | 20
05.02. | 21
05.02. | 22
05.02. | 23
05.02. | 24
06.02. | 1
06.02. | 2
06.02. | 3
06.02. | 4
06.02. | 5
06.02. | 6
06.02. | 7
06.02. | 8
06.02. | 9
06.02. | 10
06.02. | 11
06.02. | 12
06.02. | 13
06.02. | 14
06.02. | 15
06.02. | 16
06.02. | 17
06.02. | 18
06.02. | 19
06.02. | 20
06.02. | 21
06.02. | 22
06.02. | 23
06.02. | 24
07.02. | 1
07.02. | 2
07.02. | 3
07.02. | 4
07.02. | 5
07.02. | 6
07.02. | 7
07.02. | 8
07.02. | 9
07.02. | 10
07.02. | 11
07.02. | 12
07.02. | 13
07.02. | 14
07.02. | 15
07.02. | 16
07.02. | 17
07.02. | 18
07.02. | 19
07.02. | 20
07.02. | 21
07.02. | 22
07.02. | 23
07.02. | 24
08.02. | 1
08.02. | 2
08.02. | 3
08.02. | 4
08.02. | 5
08.02. | 6
08.02. | 7
08.02. | 8
08.02. | 9
08.02. | 10
08.02. | 11
08.02. | 12
08.02. | 13
08.02. | 14
08.02. | 15
08.02. | 16
08.02. | 17
08.02. | 18
08.02. | 19
08.02. | 20
08.02. | 21
08.02. | 22
08.02. | 23
08.02. | 24
09.02. | 1
09.02. | 2
09.02. | 3
09.02. | 4
09.02. | 5
09.02. | 6
09.02. | 7
09.02. | 8
09.02. | 9
09.02. | 10
09.02. | 11
09.02. | 12
09.02. | 13
09.02. | 14
09.02. | 15
09.02. | 16
09.02. | 17
09.02. | 18
09.02. | 19
09.02. | 20
09.02. | 21
09.02. | 22
09.02. | 23
09.02. | 24
10.02. | 1
10.02. | 2
10.02. | 3
10.02. | 4
10.02. | 5
10.02. | 6
10.02. | 7
10.02. | 8
10.02. | 9
10.02. | 10
10.02. | 11
10.02. | 12
10.02. | 13
10.02. | 14
10.02. | 15
10.02. | 16
10.02. | 17
10.02. | 18
10.02. | 19
10.02. | 20
10.02. | 21
10.02. | 22
10.02. | 23
10.02. | 24
11.02. | 1
11.02. | 2
11.02. | 3
11.02. | 4
11.02. | 5
11.02. | 6
11.02. | 7
11.02. | 8
11.02. | 9
11.02. | 10
11.02. | 11
11.02. | 12
11.02. | 13
11.02. | 14
11.02. | 15
11.02. | 16
11.02. | 17
11.02. | 18
11.02. | 19
11.02. | 20
11.02. | 21
11.02. | 22
11.02. | 23
11.02. | 24
12.02. | 1
12.02. | 2
12.02. | 3
12.02. | 4
12.02. | 5
12.02. | 6
12.02. | 7
12.02. | 8
12.02. | 9
12.02. | 10
12.02. | 11
12.02. | 12
12.02. | 13
12.02. | 14
12.02. | 15
12.02. | 16
12.02. | 17
12.02. | 18
12.02. | 19
12.02. | 20
12.02. | 21
12.02. | 22
12.02. | 23
12.02. | 24
13.02. | 1
13.02. | 2
13.02. | 3
13.02. | 4
13.02. | 5
13.02. | 6
13.02. | 7
13.02. | 8
13.02. | 9
13.02. | 10
13.02. | 11
13.02. | 12
13.02. | 13
13.02. | 14
13.02. | 15
13.02. | 16
13.02. | 17
13.02. | 18
13.02. | 19
13.02. | 20
13.02. | 21
13.02. | 22
13.02. | 23
13.02. | 24
14.02. | 1
14.02. | 2
14.02. | 3
14.02. | 4
14.02. | 5
14.02. | 6
14.02. | 7
14.02. | 8
14.02. | 9
14.02. | 10
14.02. | 11
14.02. | 12
14.02. | 13
14.02. | 14
14.02. | 15
14.02. | 16
14.02. | 17
14.02. | 18
14.02. | 19
14.02. | 20
14.02. | 21
14.02. | 22
14.02. | 23
14.02. | 24
15.02. | 1
15.02. | 2
15.02. | 3
15.02. | 4
15.02. | 5
15.02. | 6
15.02. | 7
15.02. | 8
15.02. | 9
15.02. | 10
15.02. | 11
15.02. | 12
15.02. | 13
15.02. | 14
15.02. | 15
15.02. | 16
15.02. | 17
15.02. | 18
15.02. | 19
15.02. | 20
15.02. | 21
15.02. | 22
15.02. | 23
15.02. | 24
16.02. | 1
16.02. | 2
16.02. | 3
16.02. | 4
16.02. | 5
16.02. | 6
16.02. | 7
16.02. | 8
16.02. | 9
16.02. | 10
16.02. | 11
16.02. | 12
16.02. | 13
16.02. | 14
16.02. | 15
16.02. | 16
16.02. | 17
16.02. | 18
16.02. | 19
16.02. | 20
16.02. | 21
16.02. | 22
16.02. | 23
16.02. | 24
17.02. | 1
17.02. | 2
17.02. | 3
17.02. | 4
17.02. | 5
17.02. | 6
17.02. | 7
17.02. | 8
17.02. | 9
17.02. | 10
17.02. | 11
17.02. | 12
17.02. | 13
17.02. | 14
17.02. | 15
17.02. | 16
17.02. | 17
17.02. | 18
17.02. | 19
17.02. | 20
17.02. | 21
17.02. | 22
17.02. | 23
17.02. | 24
18.02. | 1
18.02. | 2
18.02. | 3
18.02. | 4
18.02. | 5
18.02. | 6
18.02. | 7
18.02. | 8
18.02. | 9
18.02. | 10
18.02. | 11
18.02. | 12
18.02. | 13
18.02. | 14
18.02. | 15
18.02. | 16
18.02. | 17
18.02. | 18
18.02. | 19
18.02. | 20
18.02. | 21
18.02. | 22
18.02. | 23
18.02. | 24
19.02. | 1
19.02. | 2
19.02. | 3
19.02. | 4
19.02. | 5
19.02. | 6
19.02. | 7
19.02. | 8
19.02. | 9
19.02. | 10
19.02. | 11
19.02. | 12
19.02. | 13
19.02. | 14
19.02. | 15
19.02. | 16
19.02. | 17
19.02. | 18
19.02. | 19
19.02. | 20
19.02. | 21
19.02. | 22
19.02. | 23
19.02. | 24
20.02. | 1
20.02. | 2
20.02. | 3
20.02. | 4
20.02. | 5
20.02. | 6
20.02. | 7
20.02. | 8
20.02. | 9
20.02. | 10
20.02. | 11
20.02. | 12
20.02. | 13
20.02. | 14
20.02. | 15
20.02. | 16
20.02. | 17
20.02. | 18
20.02. | 19
20.02. | 20
20.02. | 21
20.02. | 22
20.02. | 23
20.02. | 24
21.02. | 1
21.02. | 2
21.02. | 3
21.02. | 4
21.02. | 5
21.02. | 6
21.02. | 7
21.02. | 8
21.02. | 9
21.02. | 10
21.02. | 11
21.02. | 12
21.02. | 13
21.02. | 14
21.02. | 15
21.02. | 16
21.02. | 17
21.02. | 18
21.02. | 19
21.02. | 20
21.02. | 21
21.02. | 22
21.02. | 23
21.02. | 24
22.02. | 1
22.02. | 2
22.02. | 3
22.02. | 4
22.02. | 5
22.02. | 6
22.02. | 7
22.02. | 8
22.02. | 9
22.02. | 10
22.02. | 11
22.02. | 12
22.02. | 13
22.02. | 14
22.02. | 15
22.02. | 16
22.02. | 17
22.02. | 18
22.02. | 19
22.02. | 20
22.02. | 21
22.02. | 22
22.02. | 23
22.02. | 24
23.02. | 1
23.02. | 2
23.02. | 3
23.02. | 4
23.02. | 5
23.02. | 6
23.02. | 7
23.02. | 8
23.02. | 9
23.02. | 10
23.02. | 11
23.02. | 12
23.02. | 13
23.02. | 14
23.02. | 15
23.02. | 16
23.02. | 17
23.02. | 18
23.02. | 19
23.02. | 20
23.02. | 21
23.02. | 22
23.02. | 23
23.02. | 24
24.02. | 1
24.02. | 2
24.02. | 3
24.02. | 4
24.02. | 5
24.02. | 6
24.02. | 7
24.02. | 8
24.02. | 9
24.02. | 10
24.02. | 11
24.02. | 12
24.02. | 13
24.02. | 14
24.02. | 15
24.02. | 16
24.02. | 17
24.02. | 18
24.02. | 19
24.02. | 20
24.02. | 21
24.02. | 22
24.02. | 23
24.02. | 24
25.02. | 1
25.02. | 2
25.02. | 3
25.02. | 4
25.02. | 5
25.02. | 6
25.02. | 7
25.02. | 8
25.02. | 9
25.02. | 10
25.02. | 11
25.02. | 12
25.02. | 13
25.02. | 14
25.02. | 15
25.02. | 16
25.02. | 17
25.02. | 18
25.02. | 19
25.02. | 20
25.02. | 21
25.02. | 22
25.02. | 23
25.02. | 24
26.02. | 1
26.02. | 2
26.02. | 3
26.02. | 4
26.02. | 5
26.02. | 6
26.02. | 7
26.02. | 8
26.02. | 9
26.02. | 10
26.02. | 11
26.02. | 12
26.02. | 13
26.02. | 14
26.02. | 15
26.02. | 16
26.02. | 17
26.02. | 18
26.02. | 19
26.02. | 20
26.02. | 21
26.02. | 22
26.02. | 23
26.02. | 24
27.02. | 1
27.02. | 2
27.02. | 3
27.02. | 4
27.02. | 5
27.02. | 6
27.02. | 7
27.02. | 8
27.02. | 9
27.02. | 10
27.02. | 11
27.02. | 12
27.02. | 13
27.02. | 14
27.02. | 15
27.02. | 16
27.02. | 17
27.02. | 18
27.02. | 19
27.02. | 20
27.02. | 21
27.02. | 22
27.02. | 23
27.02. | 24
28.02. | 1
28.02. | 2
28.02. | 3
28.02. | 4
28.02. | 5
28.02. | 6
28.02. | 7
28.02. | 8
28.02. | 9
28.02. | 10
28.02. | 11
28.02. | 12
28.02. | 13
28.02. | 14
28.02. | 15
28.02. | 16
28.02. | 17
28.02. | 18
28.02. | 19
28.02. | 20
28.02. | 21
28.02. | 22
28.02. | 23
28.02. | 24
01.03. | 1
01.03. | 2
01.03. | 3
01.03. | 4
01.03. | 5
01.03. | 6
01.03. | 7
01.03. | 8
01.03. | 9
01.03. | 10
01.03. | 11
01.03. | 12
01.03. | 13
01.03. | 14
01.03. | 15
01.03. | 16
01.03. | 17
01.03. | 18
01.03. | 19
01.03. | 20
01.03. | 21
01.03. | 22
01.03. | 23
01.03. | 24
02.03. | 1
02.03. | 2
02.03. | 3
02.03. | 4
02.03. | 5
02.03. | 6
02.03. | 7
02.03. | 8
02.03. | 9
02.03. | 10
02.03. | 11
02.03. | 12
02.03. | 13
02.03. | 14
02.03. | 15
02.03. | 16
02.03. | 17
02.03. | 18
02.03. | 19
02.03. | 20
02.03. | 21
02.03. | 22
02.03. | 23
02.03. | 24
03.03. | 1
03.03. | 2
03.03. | 3
03.03. | 4
03.03. | 5
03.03. | 6
03.03. | 7
03.03. | 8
03.03. | 9
03.03. | 10
03.03. | 11
03.03. | 12
03.03. | 13
03.03. | 14
03.03. | 15
03.03. | 16
03.03. | 17
03.03. | 18
03.03. | 19
03.03. | 20
03.03. | 21
03.03. | 22
03.03. | 23
03.03. | 24
04.03. | 1
04.03. | 2
04.03. | 3
04.03. | 4
04.03. | 5
04.03. | 6
04.03. | 7
04.03. | 8
04.03. | 9
04.03. | 10
04.03. | 11
04.03. | 12
04.03. | 13
04.03. | 14
04.03. | 15
04.03. | 16
04.03. | 17
04.03. | 18
04.03. | 19
04.03. | 20
04.03. | 21
04.03. | 22
04.03. | 23
04.03. | 24
05.03. | 1
05.03. | 2
05.03. | 3
05.03. | 4
05.03. | 5
05.03. | 6
05.03. | 7
05.03. | 8
05.03. | 9
05.03. | 10
05.03. | 11
05.03. | 12
05.03. | 13
05.03. | 14
05.03. | 15
05.03. | 16
05.03. | 17
05.03. | 18
05.03. | 19
05.03. | 20
05.03. | 21
05.03. | 22
05.03. | 23
05.03. | 24
06.03. | 1
06.03. | 2
06.03. | 3
06.03. | 4
06.03. | 5
06.03. | 6
06.03. | 7
06.03. | 8
06.03. | 9
06.03. | 10
06.03. | 11
06.03. | 12
06.03. | 13
06.03. | 14
06.03. | 15
06.03. | 16
06.03. | 17
06.03. | 18
06.03. | 19
06.03. | 20
06.03. | 21
06.03. | 22
06.03. | 23
06.03. | 24
07.03. | 1
07.03. | 2
07.03. | 3
07.03. | 4
07.03. | 5
07.03. | 6
07.03. | 7
07.03. | 8
07.03. | 9
07.03. | 10
07.03. | 11
07.03. | 12
07.03. | 13
07.03. | 14
07.03. | 15
07.03. | 16
07.03. | 17
07.03. | 18
07.03. | 19
07.03. | 20
07.03. | 21
07.03. | 22
07.03. | 23
07.03. | 24
08.03. | 1
08.03. | 2
08.03. | 3
08.03. | 4
08.03. | 5
08.03. | 6
08.03. | 7
08.03. | 8
08.03. | 9
08.03. | 10
08.03. | 11
08.03. | 12
08.03. | 13
08.03. | 14
08.03. | 15
08.03. | 16
08.03. | 17
08.03. | 18
08.03. | 19
08.03. | 20
08.03. | 21
08.03. | 22
08.03. | 23
08.03. | 24
09.03. | 1
09.03. | 2
09.03. | 3
09.03. | 4
09.03. | 5
09.03. | 6
09.03. | 7
09.03. | 8
09.03. | 9
09.03. | 10
09.03. | 11
09.03. | 12
09.03. | 13
09.03. | 14
09.03. | 15
09.03. | 16
09.03. | 17
09.03. | 18
09.03. | 19
09.03. | 20
09.03. | 21
09.03. | 22
09.03. | 23
09.03. | 24
10.03. | 1
10.03. | 2
10.03. | 3
10.03. | 4
10.03. | 5
10.03. | 6
10.03. | 7
10.03. | 8
10.03. | 9
10.03. | 10
10.03. | 11
10.03. | 12
10.03. | 13
10.03. | 14
10.03. | 15
10.03. | 16
10.03. | 17
10.03. | 18
10.03. | 19
10.03. | 20
10.03. | 21
10.03. | 22
10.03. | 23
10.03. | 24
11.03. | 1
11.03. | 2
11.03. | 3
11.03. | 4
11.03. | 5
11.03. | 6
11.03. | 7
11.03. | 8
11.03. | 9
11.03. | 10
11.03. | 11
11.03. | 12
11.03. | 13
11.03. | 14
11.03. | 15
11.03. | 16
11.03. | 17
11.03. | 18
11.03. | 19
11.03. | 20
11.03. | 21
11.03. | 22
11.03. | 23
11.03. | 24
12.03. | 1
12.03. | 2
12.03. | 3
12.03. | 4
12.03. | 5
12.03. | 6
12.03. | 7
12.03. | 8
12.03. | 9
12.03. | 10
12.03. | 11
12.03. | 12
12.03. | 13
12.03. | 14
12.03. | 15
12.03. | 16
12.03. | 17
12.03. | 18
12.03. | 19
12.03. | 20
12.03. | 21
12.03. | 22
12.03. | 23
12.03. | 24
13.03. | 1
13.03. | 2
13.03. | 3
13.03. | 4
13.03. | 5
13.03. | 6
13.03. | 7
13.03. | 8
13.03. | 9
13.03. | 10
13.03. | 11
13.03. | 12
13.03. | 13
13.03. | 14
13.03. | 15
13.03. | 16
13.03. | 17
13.03. | 18
13.03. | 19
13.03. | 20
13.03. | 21
13.03. | 22
13.03. | 23
13.03. | 24
14.03. | 1
14.03. | 2
14.03. | 3
14.03. | 4
14.03. | 5
14.03. | 6
14.03. | 7
14.03. | 8
14.03. | 9
14.03. | 10
14.03. | 11
14.03. | 12
14.03. | 13
14.03. | 14
14.03. | 15
14.03. | 16
14.03. | 17
14.03. | 18
14.03. | 19
14.03. | 20
14.03. | 21
14.03. | 22
14.03. | 23
14.03. | 24
15.03. | 1
15.03. | 2
15.03. | 3
15.03. | 4
15.03. | 5
15.03. | 6
15.03. | 7
15.03. | 8
15.03. | 9
15.03. | 10
15.03. | 11
15.03. | 12
15.03. | 13
15.03. | 14
15.03. | 15
15.03. | 16
15.03. | 17
15.03. | 18
15.03. | 19
15.03. | 20
15.03. | 21
15.03. | 22
15.03. | 23
15.03. | 24
16.03. | 1
16.03. | 2
16.03. | 3
16.03. | 4
16.03. | 5
16.03. | 6
16.03. | 7
16.03. | 8
16.03. | 9
16.03. | 10
16.03. | 11
16.03. | 12
16.03. | 13
16.03. | 14
16.03. | 15
16.03. | 16
16.03. | 17
16.03. | 18
16.03. | 19
16.03. | 20
16.03. | 21
16.03. | 22
16.03. | 23
16.03. | 24
17.03. | 1
17.03. | 2
17.03. | 3
17.03. | 4
17.03. | 5
17.03. | 6
17.03. | 7
17.03. | 8
17.03. | 9
17.03. | 10
17.03. | 11
17.03. | 12
17.03. | 13
17.03. | 14
17.03. | 15
17.03. | 16
17.03. | 17
17.03. | 18
17.03. | 19
17.03. | 20
17.03. | 21
17.03. | 22
17.03. | 23
17.03. | 24
18.03. | 1
18.03. | 2
18.03. | 3
18.03. | 4
18.03. | 5
18.03. | 6
18.03. | 7
18.03. | 8
18.03. | 9
18.03. | 10
18.03. | 11
18.03. | 12
18.03. | 13
18.03. | 14
18.03. | 15
18.03. | 16
18.03. | 17
18.03. | 18
18.03. | 19
18.03. | 20
18.03. | 21
18.03. | 22
18.03. | 23
18.03. | 24
19.03. | 1
19.03. | 2
19.03. | 3
19.03. | 4
19.03. | 5
19.03. | 6
19.03. | 7
19.03. | 8
19.03. | 9
19.03. | 10
19.03. | 11
19.03. | 12
19.03. | 13
19.03. | 14
19.03. | 15
19.03. | 16
19.03. | 17
19.03. | 18
19.03. | 19
19.03. | 20
19.03. | 21
19.03. | 22
19.03. | 23
19.03. | 24
20.03. | 1
20.03. | 2
20.03. | 3
20.03. | 4
20.03. | 5
20.03. | 6
20.03. | 7
20.03. | 8
20.03. | 9
20.03. | 10
20.03. | 11
20.03. | 12
20.03. | 13
20.03. | 14
20.03. | 15
20.03. | 16
20.03. | 17
20.03. | 18
20.03. | 19
20.03. | 20
20.03. | 21
20.03. | 22
20.03. | 23
20.03. | 24
21.03. | 1
21.03. | 2
21.03. | 3
21.03. | 4
21.03. | 5
21.03. | 6
21.03. | 7
21.03. | 8
21.03. | 9
21.03. | 10
21.03. | 11
21.03. | 12
21.03. | 13
21.03. | 14
21.03. | 15
21.03. | 16
21.03. | 17
21.03. | 18
21.03. | 19
21.03. | 20
21.03. | 21
21.03. | 22
21.03. | 23
21.03. | 24
22.03. | 1
22.03. | 2
22.03. | 3
22.03. | 4
22.03. | 5
22.03. | 6
22.03. | 7
22.03. | 8
22.03. | 9
22.03. | 10
22.03. | 11
22.03. | 12
22.03. | 13
22.03. | 14
22.03. | 15
22.03. | 16
22.03. | 17
22.03. | 18
22.03. | 19
22.03. | 20
22.03. | 21
22.03. | 22
22.03. | 23
22.03. | 24
23.03. | 1
23.03. | 2
23.03. | 3
23.03. | 4
23.03. | 5
23.03. | 6
23.03. | 7
23.03. | 8
23.03. | 9
23.03. | 10
23.03. | 11
23.03. | 12
23.03. | 13
23.03. | 14
23.03. | 15
23.03. | 16
23.03. | 17
23.03. | 18
23.03. | 19
23.03. | 20
23.03. | 21
23.03. | 22
23.03. | 23
23.03. | 24
24.03. | 1
24.03. | 2
24.03. | 3
24.03. | 4
24.03. | 5
24.03. | 6
24.03. | 7
24.03. | 8
24.03. | 9
24.03. | 10
24.03. | 11
24.03. | 12
24.03. | 13
24.03. | 14
24.03. | 15
24.03. | 16
24.03. | 17
24.03. | 18
24.03. | 19
24.03. | 20
24.03. | 21
24.03. | 22
24.03. | 23
24.03. | 24
25.03. | 1
25.03. | 2
25.03. | 3
25.03. | 4
25.03. | 5
25.03. | 6
25.03. | 7
25.03. | 8
25.03. | 9
25.03. | 10
25.03. | 11
25.03. | 12
25.03. | 13
25.03. | 14
25.03. | 15
25.03. | 16
25.03. | 17
25.03. | 18
25.03. | 19
25.03. | 20
25.03. | 21
25.03. | 22
25.03. | 23
25.03. | 24
26.03. | 1
26.03. | 2
26.03. | 3
26.03. | 4
26.03. | 5
26.03. | 6
26.03. | 7
26.03. | 8
26.03. | 9
26.03. | 10
26.03. | 11
26.03. | 12
26.03. | 13
26.03. | 14
26.03. | 15
26.03. | 16
26.03. | 17
26.03. | 18
26.03. | 19
26.03. | 20
26.03. | 21
26.03. | 22
26.03. | 23
26.03. | 24
27.03. | 1
27.03. | 2
27.03. | 3
27.03. | 4
27.03. | 5
27.03. | 6
27.03. | 7
27.03. | 8
27.03. | 9
27.03. | 10
27.03. | 11
27.03. | 12
27.03. | 13
27.03. | 14
27.03. | 15
27.03. | 16
27.03. | 17
27.03. | 18
27.03. | 19
27.03. | 20
27.03. | 21
27.03. | 22
27.03. | 23
27.03. | 24
28.03. | 1
28.03. | 2
28.03. | 3
28.03. | 4
28.03. | 5
28.03. | 6
28.03. | 7
28.03. | 8
28.03. | 9
28.03. | 10
28.03. | 11
28.03. | 12
28.03. | 13
28.03. | 14
28.03. | 15
28.03. | 16
28.03. | 17
28.03. | 18
28.03. | 19
28.03. | 20
28.03. | 21
28.03. | 22
28.03. | 23
28.03. | 24
29.03. | 1
29.03. | 2
29.03. | 3
29.03. | 4
29.03. | 5
29.03. | 6
29.03. | 7
29.03. | 8
29.03. | 9
29.03. | 10
29.03. | 11
29.03. | 12
29.03. | 13
29.03. | 14
29.03. | 15
29.03. | 16
29.03. | 17
29.03. | 18
29.03. | 19
29.03. | 20
29.03. | 21
29.03. | 22
29.03. | 23
29.03. | 24
30.03. | 1
30.03. | 2
30.03. | 3
30.03. | 4
30.03. | 5
30.03. | 6
30.03. | 7
30.03. | 8
30.03. | 9
30.03. | 10
30.03. | 11
30.03. | 12
30.03. | 13
30.03. | 14
30.03. | 15
30.03. | 16
30.03. | 17
30.03. | 18
30.03. | 19
30.03. | 20
30.03. | 21
30.03. | 22
30.03. | 23
30.03. | 24
31.03. | 1
31.03. | 2
31.03. | 3
31.03. | 4
31.03. | 5
31.03. | 6
31.03. | 7
31.03. | 8
31.03. | 9
31.03. | 10
31.03. | 11
31.03. | 12
31.03. | 13
31.03. | 14
31.03. | 15
31.03. | 16
31.03. | 17
31.03. | 18
31.03. | 19
31.03. | 20
31.03. | 21
31.03. | 22
31.03. | 23
31.03. | 24
01.04. | 1
01.04. | 2
01.04. | 3
01.04. | 4
01.04. | 5
01.04. | 6
01.04. | 7
01.04. | 8
01.04. | 9
01.04. | 10
01.04. | 11
01.04. | 12
01.04. | 13
01.04. | 14
01.04. | 15
01.04. | 16
01.04. | 17
01.04. | 18
01.04. | 19
01.04. | 20
01.04. | 21
01.04. | 22
01.04. | 23
01.04. | 24
02.04. | 1
02.04. | 2
02.04. | 3
02.04. | 4
02.04. | 5
02.04. | 6
02.04. | 7
02.04. | 8
02.04. | 9
02.04. | 10
02.04. | 11
02.04. | 12
02.04. | 13
02.04. | 14
02.04. | 15
02.04. | 16
02.04. | 17
02.04. | 18
02.04. | 19
02.04. | 20
02.04. | 21
02.04. | 22
02.04. | 23
02.04. | 24
03.04. | 1
03.04. | 2
03.04. | 3
03.04. | 4
03.04. | 5
03.04. | 6
03.04. | 7
03.04. | 8
03.04. | 9
03.04. | 10
03.04. | 11
03.04. | 12
03.04. | 13
03.04. | 14
03.04. | 15
03.04. | 16
03.04. | 17
03.04. | 18
03.04. | 19
03.04. | 20
03.04. | 21
03.04. | 22
03.04. | 23
03.04. | 24
04.04. | 1
04.04. | 2
04.04. | 3
04.04. | 4
04.04. | 5
04.04. | 6
04.04. | 7
04.04. | 8
04.04. | 9
04.04. | 10
04.04. | 11
04.04. | 12
04.04. | 13
04.04. | 14
04.04. | 15
04.04. | 16
04.04. | 17
04.04. | 18
04.04. | 19
04.04. | 20
04.04. | 21
04.04. | 22
04.04. | 23
04.04. | 24
05.04. | 1
05.04. | 2
05.04. | 3
05.04. | 4
05.04. | 5
05.04. | 6
05.04. | 7
05.04. | 8
05.04. | 9
05.04. | 10
05.04. | 11
05.04. | 12
05.04. | 13
05.04. | 14
05.04. | 15
05.04. | 16
05.04. | 17
05.04. | 18
05.04. | 19
05.04. | 20
05.04. | 21
05.04. | 22
05.04. | 23
05.04. | 24
06.04. | 1
06.04. | 2
06.04. | 3
06.04. | 4
06.04. | 5
06.04. | 6
06.04. | 7
06.04. | 8
06.04. | 9
06.04. | 10
06.04. | 11
06.04. | 12
06.04. | 13
06.04. | 14
06.04. | 15
06.04. | 16
06.04. | 17
06.04. | 18
06.04. | 19
06.04. | 20
06.04. | 21
06.04. | 22
06.04. | 23
06.04. | 24
07.04. | 1
07.04. | 2
07.04. | 3
07.04. | 4
07.04. | 5
07.04. | 6
07.04. | 7
07.04. | 8
07.04. | 9
07.04. | 10
07.04. | 11
07.04. | 12
07.04. | 13
07.04. | 14
07.04. | 15
07.04. | 16
07.04. | 17
07.04. | 18
07.04. | 19
07.04. | 20
07.04. | 21
07.04. | 22
07.04. | 23
07.04. | 24
08.04. | 1
08.04. | 2
08.04. | 3
08.04. | 4
08.04. | 5
08.04. | 6
08.04. | 7
08.04. | 8
08.04. | 9
08.04. | 10
08.04. | 11
08.04. | 12
08.04. | 13
08.04. | 14
08.04. | 15
08.04. | 16
08.04. | 17
08.04. | 18
08.04. | 19
08.04. | 20
08.04. | 21
08.04. | 22
08.04. | 23
08.04. | 24
09.04. | 1
09.04. | 2
09.04. | 3
09.04. | 4
09.04. | 5
09.04. | 6
09.04. | 7
09.04. | 8
09.04. | 9
09.04. | 10
09.04. | 11
09.04. | 12
09.04. | 13
09.04. | 14
09.04. | 15
09.04. | 16
09.04. | 17
09.04. | 18
09.04. | 19
09.04. | 20
09.04. | 21
09.04. | 22
09.04. | 23
09.04. | 24
10.04. | 1
10.04. | 2
10.04. | 3
10.04. | 4
10.04. | 5
10.04. | 6
10.04. | 7
10.04. | 8
10.04. | 9
10.04. | 10
10.04. | 11
10.04. | 12
10.04. | 13
10.04. | 14
10.04. | 15
10.04. | 16
10.04. | 17
10.04. | 18
10.04. | 19
10.04. | 20
10.04. | 21
10.04. | 22
10.04. | 23
10.04. | 24
11.04. | 1
11.04. | 2
11.04. | 3
11.04. | 4
11.04. | 5
11.04. | 6
11.04. | 7
11.04. | 8
11.04. | 9
11.04. | 10
11.04. | 11
11.04. | 12
11.04. | 13
11.04. | 14
11.04. | 15
11.04. | 16
11.04. | 17
11.04. | 18
11.04. | 19
11.04. | 20
11.04. | 21
11.04. | 22
11.04. | 23
11.04. | 24
12.04. | 1
12.04. | 2
12.04. | 3
12.04. | 4
12.04. | 5
12.04. | 6
12.04. | 7
12.04. | 8
12.04. | 9
12.04. | 10
12.04. | 11
12.04. | 12
12.04. | 13
12.04. | 14
12.04. | 15
12.04. | 16
12.04. | 17
12.04. | 18
12.04. | 19
12.04. | 20
12.04. | 21
12.04. | 22
12.04. | 23
12.04. | 24
13.04. | 1
13.04. | 2
13.04. | 3
13.04. | 4
13.04. | 5
13.04. | 6
13.04. | 7
13.04. | 8
13.04. | 9
13.04. | 10
13.04. | 11
13.04. | 12
13.04. | 13
13.04. | 14
13.04. | 15
13.04. | 16
13.04. | 17
13.04. | 18
13.04. | 19
13.04. | 20
13.04. | 21
13.04. | 22
13.04. | 23
13.04. | 24
14.04. | 1
14.04. | 2
14.04. | 3
14.04. | 4
14.04. | 5
14.04. | 6
14.04. | 7
14.04. | 8
14.04. | 9
14.04. | 10
14.04. | 11
14.04. | 12
14.04. | 13
14.04. | 14
14.04. | 15
14.04. | 16
14.04. | 17
14.04. | 18
14.04. | 19
14.04. | 20
14.04. | 21
14.04. | 22
14.04. | 23
14.04. | 24
15.04. | 1
15.04. | 2
15.04. | 3
15.04. | 4
15.04. | 5
15.04. | 6
15.04. | 7
15.04. | 8
15.04. | 9
15.04. | 10
15.04. | 11
15.04. | 12
15.04. | 13
15.04. | 14
15.04. | 15
15.04. | 16
15.04. | 17
15.04. | 18
15.04. | 19
15.04. | 20
15.04. | 21
15.04. | 22
15.04. | 23
15.04. | 24
16.04. | 1
16.04. | 2
16.04. | 3
16.04. | 4
16.04. | 5
16.04. | 6
16.04. | 7
16.04. | 8
16.04. | 9
16.04. | 10
16.04. | 11
16.04. | 12
16.04. | 13
16.04. | 14
16.04. | 15
16.04. | 16
16.04. | 17
16.04. | 18
16.04. | 19
16.04. | 20
16.04. | 21
16.04. | 22
16.04. | 23
16.04. | 24
17.04. | 1
17.04. | 2
17.04. | 3
17.04. | 4
17.04. | 5
17.04. | 6
17.04. | 7
17.04. | 8
17.04. | 9
17.04. | 10
17.04. | 11
17.04. | 12
17.04. | 13
17.04. | 14
17.04. | 15
17.04. | 16
17.04. | 17
17.04. | 18
17.04. | 19
17.04. | 20
17.04. | 21
17.04. | 22
17.04. | 23
17.04. | 24
18.04. | 1
18.04. | 2
18.04. | 3
18.04. | 4
18.04. | 5
18.04. | 6
18.04. | 7
18.04. | 8
18.04. | 9
18.04. | 10
18.04. | 11
18.04. | 12
18.04. | 13
18.04. | 14
18.04. | 15
18.04. | 16
18.04. | 17
18.04. | 18
18.04. | 19
18.04. | 20
18.04. | 21
18.04. | 22
18.04. | 23
18.04. | 24
19.04. | 1
19.04. | 2
19.04. | 3
19.04. | 4
19.04. | 5
19.04. | 6
19.04. | 7
19.04. | 8
19.04. | 9
19.04. | 10
19.04. | 11
19.04. | 12
19.04. | 13
19.04. | 14
19.04. | 15
19.04. | 16
19.04. | 17
19.04. | 18
19.04. | 19
19.04. | 20
19.04. | 21
19.04. | 22
19.04. | 23
19.04. | 24
20.04. | 1
20.04. | 2
20.04. | 3
20.04. | 4
20.04. | 5
20.04. | 6
20.04. | 7
20.04. | 8
20.04. | 9
20.04. | 10
20.04. | 11
20.04. | 12
20.04. | 13
20.04. | 14
20.04. | 15
20.04. | 16
20.04. | 17
20.04. | 18
20.04. | 19
20.04. | 20
20.04. | 21
20.04. | 22
20.04. | 23
20.04. | 24
21.04. | 1
21.04. | 2
21.04. | 3
21.04. | 4
21.04. | 5
21.04. | 6
21.04. | 7
21.04. | 8
21.04. | 9
21.04. | 10
21.04. | 11
21.04. | 12
21.04. | 13
21.04. | 14
21.04. | 15
21.04. | 16
21.04. | 17
21.04. | 18
21.04. | 19
21.04. | 20
21.04. | 21
21.04. | 22
21.04. | 23
21.04. | 24
22.04. | 1
22.04. | 2
22.04. | 3
22.04. | 4
22.04. | 5
22.04. | 6
22.04. | 7
22.04. | 8
22.04. | 9
22.04. | 10
22.04. | 11
22.04. | 12
22.04. | 13
22.04. | 14
22.04. | 15
22.04. | 16
22.04. | 17
22.04. | 18
22.04. | 19
22.04. | 20
22.04. | 21
22.04. | 22
22.04. | 23
22.04. | 24
23.04. | 1
23.04. | 2
23.04. | 3
23.04. | 4
23.04. | 5
23.04. | 6
23.04. | 7
23.04. | 8
23.04. | 9
23.04. | 10
23.04. | 11
23.04. | 12
23.04. | 13
23.04. | 14
23.04. | 15
23.04. | 16
23.04. | 17
23.04. | 18
23.04. | 19
23.04. | 20
23.04. | 21
23.04. | 22
23.04. | 23
23.04. | 24
24.04. | 1
24.04. | 2
24.04. | 3
24.04. | 4
24.04. | 5
24.04. | 6
24.04. | 7
24.04. | 8
24.04. | 9
24.04. | 10
24.04. | 11
24.04. | 12
24.04. | 13
24.04. | 14
24.04. | 15
24.04. | 16
24.04. | 17
24.04. | 18
24.04. | 19
24.04. | 20
24.04. | 21
24.04. | 22
24.04. | 23
24.04. | 24
25.04. | 1
25.04. | 2
25.04. | 3
25.04. | 4
25.04. | 5
25.04. | 6
25.04. | 7
25.04. | 8
25.04. | 9
25.04. | 10
25.04. | 11
25.04. | 12
25.04. | 13
25.04. | 14
25.04. | 15
25.04. | 16
25.04. | 17
25.04. | 18
25.04. | 19
25.04. | 20
25.04. | 21
25.04. | 22
25.04. | 23
25.04. | 24
26.04. | 1
26.04. | 2
26.04. | 3
26.04. | 4
26.04. | 5
26.04. | 6
26.04. | 7
26.04. | 8
26.04. | 9
26.04. | 10
26.04. | 11
26.04. | 12
26.04. | 13
26.04. | 14
26.04. | 15
26.04. | 16
26.04. | 17
26.04. | 18
26.04. | 19
26.04. | 20
26.04. | 21
26.04. | 22
26.04. | 23
26.04. | 24
27.04. | 1
27.04. | 2
27.04. | 3
27.04. | 4
27.04. | 5
27.04. | 6
27.04. | 7
27.04. | 8
27.04. | 9
27.04. | 10
27.04. | 11
27.04. | 12
27.04. | 13
27.04. | 14
27.04. | 15
27.04. | 16
27.04. | 17
27.04. | 18
27.04. | 19
27.04. | 20
27.04. | 21
27.04. | 22
27.04. | 23
27.04. | 24
28.04. | 1
28.04. | 2
28.04. | 3
28.04. | 4
28.04. | 5
28.04. | 6
28.04. | 7
28.04. | 8
28.04. | 9
28.04. | 10
28.04. | 11
28.04. | 12
28.04. | 13
28.04. | 14
28.04. | 15
28.04. | 16
28.04. | 17
28.04. | 18
28.04. | 19
28.04. | 20
28.04. | 21
28.04. | 22
28.04. | 23
28.04. | 24
29.04. | 1
29.04. | 2
29.04. | 3
29.04. | 4
29.04. | 5
29.04. | 6
29.04. | 7
29.04. | 8
29.04. | 9
29.04. | 10
29.04. | 11
29.04. | 12
29.04. | 13
29.04. | 14
29.04. | 15
29.04. | 16
29.04. | 17
29.04. | 18
29.04. | 19
29.04. | 20
29.04. | 21
29.04. | 22
29.04. | 23
29.04. | 24
30.04. | 1
30.04. | 2
30.04. | 3
30.04. | 4
30.04. | 5
30.04. | 6
30.04. | 7
30.04. | 8
30.04. | 9
30.04. | 10
30.04. | 11
30.04. | 12
30.04. | 13
30.04. | 14
30.04. | 15
30.04. | 16
30.04. | 17
30.04. | 18
30.04. | 19
30.04. | 20
30.04. | 21
30.04. | 22
30.04. | 23
30.04. | 24
01.05. | 1
01.05. | 2
01.05. | 3
01.05. | 4
01.05. | 5
01.05. | 6
01.05. | 7
01.05. | 8
01.05. | 9
01.05. | 10
01.05. | 11
01.05. | 12
01.05. | 13
01.05. | 14
01.05. | 15
01.05. | 16
01.05. | 17
01.05. | 18
01.05. | 19
01.05. | 20
01.05. | 21
01.05. | 22
01.05. | 23
01.05. | 24
02.05. | 1
02.05. | 2
02.05. | 3
02.05. | 4
02.05. | 5
02.05. | 6
02.05. | 7
02.05. | 8
02.05. | 9
02.05. | 10
02.05. | 11
02.05. | 12
02.05. | 13
02.05. | 14
02.05. | 15
02.05. | 16
02.05. | 17
02.05. | 18
02.05. | 19
02.05. | 20
02.05. | 21
02.05. | 22
02.05. | 23
02.05. | 24
03.05. | 1
03.05. | 2
03.05. | 3
03.05. | 4
03.05. | 5
03.05. | 6
03.05. | 7
03.05. | 8
03.05. | 9
03.05. | 10
03.05. | 11
03.05. | 12
03.05. | 13
03.05. | 14
03.05. | 15
03.05. | 16
03.05. | 17
03.05. | 18
03.05. | 19
03.05. | 20
03.05. | 21
03.05. | 22
03.05. | 23
03.05. | 24
04.05. | 1
04.05. | 2
04.05. | 3
04.05. | 4
04.05. | 5
04.05. | 6
04.05. | 7
04.05. | 8
04.05. | 9
04.05. | 10
04.05. | 11
04.05. | 12
04.05. | 13
04.05. | 14
04.05. | 15
04.05. | 16
04.05. | 17
04.05. | 18
04.05. | 19
04.05. | 20
04.05. | 21
04.05. | 22
04.05. | 23
04.05. | 24
05.05. | 1
05.05. | 2
05.05. | 3
05.05. | 4
05.05. | 5
05.05. | 6
05.05. | 7
05.05. | 8
05.05. | 9
05.05. | 10
05.05. | 11
05.05. | 12
05.05. | 13
05.05. | 14
05.05. | 15
05.05. | 16
05.05. | 17
05.05. | 18
05.05. | 19
05.05. | 20
05.05. | 21
05.05. | 22
05.05. | 23
05.05. | 24
06.05. | 1
06.05. | 2
06.05. | 3
06.05. | 4
06.05. | 5
06.05. | 6
06.05. | 7
06.05. | 8
06.05. | 9
06.05. | 10
06.05. | 11
06.05. | 12
06.05. | 13
06.05. | 14
06.05. | 15
06.05. | 16
06.05. | 17
06.05. | 18
06.05. | 19
06.05. | 20
06.05. | 21
06.05. | 22
06.05. | 23
06.05. | 24
07.05. | 1
07.05. | 2
07.05. | 3
07.05. | 4
07.05. | 5
07.05. | 6
07.05. | 7
07.05. | 8
07.05. | 9
07.05. | 10
07.05. | 11
07.05. | 12
07.05. | 13
07.05. | 14
07.05. | 15
07.05. | 16
07.05. | 17
07.05. | 18
07.05. | 19
07.05. | 20
07.05. | 21
07.05. | 22
07.05. | 23
07.05. | 24
08.05. | 1
08.05. | 2
08.05. | 3
08.05. | 4
08.05. | 5
08.05. | 6
08.05. | 7
08.05. | 8
08.05. | 9
08.05. | 10
08.05. | 11
08.05. | 12
08.05. | 13
08.05. | 14
08.05. | 15
08.05. | 16
08.05. | 17
08.05. | 18
08.05. | 19
08.05. | 20
08.05. | 21
08.05. | 22
08.05. | 23
08.05. | 24
09.05. | 1
09.05. | 2
09.05. | 3
09.05. | 4
09.05. | 5
09.05. | 6
09.05. | 7
09.05. | 8
09.05. | 9
09.05. | 10
09.05. | 11
09.05. | 12
09.05. | 13
09.05. | 14
09.05. | 15
09.05. | 16
09.05. | 17
09.05. | 18
09.05. | 19
09.05. | 20
09.05. | 21
09.05. | 22
09.05. | 23
09.05. | 24
10.05. | 1
10.05. | 2
10.05. | 3
10.05. | 4
10.05. | 5
10.05. | 6
10.05. | 7
10.05. | 8
10.05. | 9
10.05. | 10
10.05. | 11
10.05. | 12
10.05. | 13
10.05. | 14
10.05. | 15
10.05. | 16
10.05. | 17
10.05. | 18
10.05. | 19
10.05. | 20
10.05. | 21
10.05. | 22
10.05. | 23
10.05. | 24
11.05. | 1
11.05. | 2
11.05. | 3
11.05. | 4
11.05. | 5
11.05. | 6
11.05. | 7
11.05. | 8
11.05. | 9
11.05. | 10
11.05. | 11
11.05. | 12
11.05. | 13
11.05. | 14
11.05. | 15
11.05. | 16
11.05. | 17
11.05. | 18
11.05. | 19
11.05. | 20
11.05. | 21
11.05. | 22
11.05. | 23
11.05. | 24
12.05. | 1
12.05. | 2
12.05. | 3
12.05. | 4
12.05. | 5
12.05. | 6
12.05. | 7
12.05. | 8
12.05. | 9
12.05. | 10
12.05. | 11
12.05. | 12
12.05. | 13
12.05. | 14
12.05. | 15
12.05. | 16
12.05. | 17
12.05. | 18
12.05. | 19
12.05. | 20
12.05. | 21
12.05. | 22
12.05. | 23
12.05. | 24
13.05. | 1
13.05. | 2
13.05. | 3
13.05. | 4
13.05. | 5
13.05. | 6
13.05. | 7
13.05. | 8
13.05. | 9
13.05. | 10
13.05. | 11
13.05. | 12
13.05. | 13
13.05. | 14
13.05. | 15
13.05. | 16
13.05. | 17
13.05. | 18
13.05. | 19
13.05. | 20
13.05. | 21
13.05. | 22
13.05. | 23
13.05. | 24
14.05. | 1
14.05. | 2
14.05. | 3
14.05. | 4
14.05. | 5
14.05. | 6
14.05. | 7
14.05. | 8
14.05. | 9
14.05. | 10
14.05. | 11
14.05. | 12
14.05. | 13
14.05. | 14
14.05. | 15
14.05. | 16
14.05. | 17
14.05. | 18
14.05. | 19
14.05. | 20
14.05. | 21
14.05. | 22
14.05. | 23
14.05. | 24
15.05. | 1
15.05. | 2
15.05. | 3
15.05. | 4
15.05. | 5
15.05. | 6
15.05. | 7
15.05. | 8
15.05. | 9
15.05. | 10
15.05. | 11
15.05. | 12
15.05. | 13
15.05. | 14
15.05. | 15
15.05. | 16
15.05. | 17
15.05. | 18
15.05. | 19
15.05. | 20
15.05. | 21
15.05. | 22
15.05. | 23
15.05. | 24
16.05. | 1
16.05. | 2
16.05. | 3
16.05. | 4
16.05. | 5
16.05. | 6
16.05. | 7
16.05. | 8
16.05. | 9
16.05. | 10
16.05. | 11
16.05. | 12
16.05. | 13
16.05. | 14
16.05. | 15
16.05. | 16
16.05. | 17
16.05. | 18
16.05. | 19
16.05. | 20
16.05. | 21
16.05. | 22
16.05. | 23
16.05. | 24
17.05. | 1
17.05. | 2
17.05. | 3
17.05. | 4
17.05. | 5
17.05. | 6
17.05. | 7
17.05. | 8
17.05. | 9
17.05. | 10
17.05. | 11
17.05. | 12
17.05. | 13
17.05. | 14
17.05. | 15
17.05. | 16
17.05. | 17
17.05. | 18
17.05. | 19
17.05. | 20
17.05. | 21
17.05. | 22
17.05. | 23
17.05. | 24
18.05. | 1
18.05. | 2
18.05. | 3
18.05. | 4
18.05. | 5
18.05. | 6
18.05. | 7
18.05. | 8
18.05. | 9
18.05. | 10
18.05. | 11
18.05. | 12
18.05. | 13
18.05. | 14
18.05. | 15
18.05. | 16
18.05. | 17
18.05. | 18
18.05. | 19
18.05. | 20
18.05. | 21
18.05. | 22
18.05. | 23
18.05. | 24
19.05. | 1
19.05. | 2
19.05. | 3
19.05. | 4
19.05. | 5
19.05. | 6
19.05. | 7
19.05. | 8
19.05. | 9
19.05. | 10
19.05. | 11
19.05. | 12
19.05. | 13
19.05. | 14
19.05. | 15
19.05. | 16
19.05. | 17
19.05. | 18
19.05. | 19
19.05. | 20
19.05. | 21
19.05. | 22
19.05. | 23
19.05. | 24
20.05. | 1
20.05. | 2
20.05. | 3
20.05. | 4
20.05. | 5
20.05. | 6
20.05. | 7
20.05. | 8
20.05. | 9
20.05. | 10
20.05. | 11
20.05. | 12
20.05. | 13
20.05. | 14
20.05. | 15
20.05. | 16
20.05. | 17
20.05. | 18
20.05. | 19
20.05. | 20
20.05. | 21
20.05. | 22
20.05. | 23
20.05. | 24
21.05. | 1
21.05. | 2
21.05. | 3
21.05. | 4
21.05. | 5
21.05. | 6
21.05. | 7
21.05. | 8
21.05. | 9
21.05. | 10
21.05. | 11
21.05. | 12
21.05. | 13
21.05. | 14
21.05. | 15
21.05. | 16
21.05. | 17
21.05. | 18
21.05. | 19
21.05. | 20
21.05. | 21
21.05. | 22
21.05. | 23
21.05. | 24
22.05. | 1
22.05. | 2
22.05. | 3
22.05. | 4
22.05. | 5
22.05. | 6
22.05. | 7
22.05. | 8
22.05. | 9
22.05. | 10
22.05. | 11
22.05. | 12
22.05. | 13
22.05. | 14
22.05. | 15
22.05. | 16
22.05. | 17
22.05. | 18
22.05. | 19
22.05. | 20
22.05. | 21
22.05. | 22
22.05. | 23
22.05. | 24
23.05. | 1
23.05. | 2
23.05. | 3
23.05. | 4
23.05. | 5
23.05. | 6
23.05. | 7
23.05. | 8
23.05. | 9
23.05. | 10
23.05. | 11
23.05. | 12
23.05. | 13
23.05. | 14
23.05. | 15
23.05. | 16
23.05. | 17
23.05. | 18
23.05. | 19
23.05. | 20
23.05. | 21
23.05. | 22
23.05. | 23
23.05. | 24
24.05. | 1
24.05. | 2
24.05. | 3
24.05. | 4
24.05. | 5
24.05. | 6
24.05. | 7
24.05. | 8
24.05. | 9
24.05. | 10
24.05. | 11
24.05. | 12
24.05. | 13
24.05. | 14
24.05. | 15
24.05. | 16
24.05. | 17
24.05. | 18
24.05. | 19
24.05. | 20
24.05. | 21
24.05. | 22
24.05. | 23
24.05. | 24
25.05. | 1
25.05. | 2
25.05. | 3
25.05. | 4
25.05. | 5
25.05. | 6
25.05. | 7
25.05. | 8
25.05. | 9
25.05. | 10
25.05. | 11
25.05. | 12
25.05. | 13
25.05. | 14
25.05. | 15
25.05. | 16
25.05. | 17
25.05. | 18
25.05. | 19
25.05. | 20
25.05. | 21
25.05. | 22
25.05. | 23
25.05. | 24
26.05. | 1
26.05. | 2
26.05. | 3
26.05. | 4
26.05. | 5
26.05. | 6
26.05. | 7
26.05. | 8
26.05. | 9
26.05. | 10
26.05. | 11
26.05. | 12
26.05. | 13
26.05. | 14
26.05. | 15
26.05. | 16
26.05. | 17
26.05. | 18
26.05. | 19
26.05. | 20
26.05. | 21
26.05. | 22
26.05. | 23
26.05. | 24
27.05. | 1
27.05. | 2
27.05. | 3
27.05. | 4
27.05. | 5
27.05. | 6
27.05. | 7
27.05. | 8
27.05. | 9
27.05. | 10
27.05. | 11
27.05. | 12
27.05. | 13
27.05. | 14
27.05. | 15
27.05. | 16
27.05. | 17
27.05. | 18
27.05. | 19
27.05. | 20
27.05. | 21
27.05. | 22
27.05. | 23
27.05. | 24
28.05. | 1
28.05. | 2
28.05. | 3
28.05. | 4
28.05. | 5
28.05. | 6
28.05. | 7
28.05. | 8
28.05. | 9
28.05. | 10
28.05. | 11
28.05. | 12
28.05. | 13
28.05. | 14
28.05. | 15
28.05. | 16
28.05. | 17
28.05. | 18
28.05. | 19
28.05. | 20
28.05. | 21
28.05. | 22
28.05. | 23
28.05. | 24
29.05. | 1
29.05. | 2
29.05. | 3
29.05. | 4
29.05. | 5
29.05. | 6
29.05. | 7
29.05. | 8
29.05. | 9
29.05. | 10
29.05. | 11
29.05. | 12
29.05. | 13
29.05. | 14
29.05. | 15
29.05. | 16
29.05. | 17
29.05. | 18
29.05. | 19
29.05. | 20
29.05. | 21
29.05. | 22
29.05. | 23
29.05. | 24
30.05. | 1
30.05. | 2
30.05. | 3
30.05. | 4
30.05. | 5
30.05. | 6
30.05. | 7
30.05. | 8
30.05. | 9
30.05. | 10
30.05. | 11
30.05. | 12
30.05. | 13
30.05. | 14
30.05. | 15
30.05. | 16
30.05. | 17
30.05. | 18
30.05. | 19
30.05. | 20
30.05. | 21
30.05. | 22
30.05. | 23
30.05. | 24
31.05. | 1
31.05. | 2
31.05. | 3
31.05. | 4
31.05. | 5
31.05. | 6
31.05. | 7
31.05. | 8
31.05. | 9
31.05. | 10
31.05. | 11
31.05. | 12
31.05. | 13
31.05. | 14
31.05. | 15
31.05. | 16
31.05. | 17
31.05. | 18
31.05. | 19
31.05. | 20
31.05. | 21
31.05. | 22
31.05. | 23
31.05. | 24
01.06. | 1
01.06. | 2
01.06. | 3
01.06. | 4
01.06. | 5
01.06. | 6
01.06. | 7
01.06. | 8
01.06. | 9
01.06. | 10
01.06. | 11
01.06. | 12
01.06. | 13
01.06. | 14
01.06. | 15
01.06. | 16
01.06. | 17
01.06. | 18
01.06. | 19
01.06. | 20
01.06. | 21
01.06. | 22
01.06. | 23
01.06. | 24
02.06. | 1
02.06. | 2
02.06. | 3
02.06. | 4
02.06. | 5
02.06. | 6
02.06. | 7
02.06. | 8
02.06. | 9
02.06. | 10
02.06. | 11
02.06. | 12
02.06. | 13
02.06. | 14
02.06. | 15
02.06. | 16
02.06. | 17
02.06. | 18
02.06. | 19
02.06. | 20
02.06. | 21
02.06. | 22
02.06. | 23
02.06. | 24
03.06. | 1
03.06. | 2
03.06. | 3
03.06. | 4
03.06. | 5
03.06. | 6
03.06. | 7
03.06. | 8
03.06. | 9
03.06. | 10
03.06. | 11
03.06. | 12
03.06. | 13
03.06. | 14
03.06. | 15
03.06. | 16
03.06. | 17
03.06. | 18
03.06. | 19
03.06. | 20
03.06. | 21
03.06. | 22
03.06. | 23
03.06. | 24
04.06. | 1
04.06. | 2
04.06. | 3
04.06. | 4
04.06. | 5
04.06. | 6
04.06. | 7
04.06. | 8
04.06. | 9
04.06. | 10
04.06. | 11
04.06. | 12
04.06. | 13
04.06. | 14
04.06. | 15
04.06. | 16
04.06. | 17
04.06. | 18
04.06. | 19
04.06. | 20
04.06. | 21
04.06. | 22
04.06. | 23
04.06. | 24
05.06. | 1
05.06. | 2
05.06. | 3
05.06. | 4
05.06. | 5
05.06. | 6
05.06. | 7
05.06. | 8
05.06. | 9
05.06. | 10
05.06. | 11
05.06. | 12
05.06. | 13
05.06. | 14
05.06. | 15
05.06. | 16
05.06. | 17
05.06. | 18
05.06. | 19
05.06. | 20
05.06. | 21
05.06. | 22
05.06. | 23
05.06. | 24
06.06. | 1
06.06. | 2
06.06. | 3
06.06. | 4
06.06. | 5
06.06. | 6
06.06. | 7
06.06. | 8
06.06. | 9
06.06. | 10
06.06. | 11
06.06. | 12
06.06. | 13
06.06. | 14
06.06. | 15
06.06. | 16
06.06. | 17
06.06. | 18
06.06. | 19
06.06. | 20
06.06. | 21
06.06. | 22
06.06. | 23
06.06. | 24
07.06. | 1
07.06. | 2
07.06. | 3
07.06. | 4
07.06. | 5
07.06. | 6
07.06. | 7
07.06. | 8
07.06. | 9
07.06. | 10
07.06. | 11
07.06. | 12
07.06. | 13
07.06. | 14
07.06. | 15
07.06. | 16
07.06. | 17
07.06. | 18
07.06. | 19
07.06. | 20
07.06. | 21
07.06. | 22
07.06. | 23
07.06. | 24
08.06. | 1
08.06. | 2
08.06. | 3
08.06. | 4
08.06. | 5
08.06. | 6
08.06. | 7
08.06. | 8
08.06. | 9
08.06. | 10
08.06. | 11
08.06. | 12
08.06. | 13
08.06. | 14
08.06. | 15
08.06. | 16
08.06. | 17
08.06. | 18
08.06. | 19
08.06. | 20
08.06. | 21
08.06. | 22
08.06. | 23
08.06. | 24
09.06. | 1
09.06. | 2
09.06. | 3
09.06. | 4
09.06. | 5
09.06. | 6
09.06. | 7
09.06. | 8
09.06. | 9
09.06. | 10
09.06. | 11
09.06. | 12
09.06. | 13
09.06. | 14
09.06. | 15
09.06. | 16
09.06. | 17
09.06. | 18
09.06. | 19
09.06. | 20
09.06. | 21
09.06. | 22
09.06. | 23
09.06. | 24
10.06. | 1
10.06. | 2
10.06. | 3
10.06. | 4
10.06. | 5
10.06. | 6
10.06. | 7
10.06. | 8
10.06. | 9
10.06. | 10
10.06. | 11
10.06. | 12
10.06. | 13
10.06. | 14
10.06. | 15
10.06. | 16
10.06. | 17
10.06. | 18
10.06. | 19
10.06. | 20
10.06. | 21
10.06. | 22
10.06. | 23
10.06. | 24
11.06. | 1
11.06. | 2
11.06. | 3
11.06. | 4
11.06. | 5
11.06. | 6
11.06. | 7
11.06. | 8
11.06. | 9
11.06. | 10
11.06. | 11
11.06. | 12
11.06. | 13
11.06. | 14
11.06. | 15
11.06. | 16
11.06. | 17
11.06. | 18
11.06. | 19
11.06. | 20
11.06. | 21
11.06. | 22
11.06. | 23
11.06. | 24
12.06. | 1
12.06. | 2
12.06. | 3
12.06. | 4
12.06. | 5
12.06. | 6
12.06. | 7
12.06. | 8
12.06. | 9
12.06. | 10
12.06. | 11
12.06. | 12
12.06. | 13
12.06. | 14
12.06. | 15
12.06. | 16
12.06. | 17
12.06. | 18
12.06. | 19
12.06. | 20
12.06. | 21
12.06. | 22
12.06. | 23
12.06. | 24
13.06. | 1
13.06. | 2
13.06. | 3
13.06. | 4
13.06. | 5
13.06. | 6
13.06. | 7
13.06. | 8
13.06. | 9
13.06. | 10
13.06. | 11
13.06. | 12
13.06. | 13
13.06. | 14
13.06. | 15
13.06. | 16
13.06. | 17
13.06. | 18
13.06. | 19
13.06. | 20
13.06. | 21
13.06. | 22
13.06. | 23
13.06. | 24
14.06. | 1
14.06. | 2
14.06. | 3
14.06. | 4
14.06. | 5
14.06. | 6
14.06. | 7
14.06. | 8
14.06. | 9
14.06. | 10
14.06. | 11
14.06. | 12
14.06. | 13
14.06. | 14
14.06. | 15
14.06. | 16
14.06. | 17
14.06. | 18
14.06. | 19
14.06. | 20
14.06. | 21
14.06. | 22
14.06. | 23
14.06. | 24
15.06. | 1
15.06. | 2
15.06. | 3
15.06. | 4
15.06. | 5
15.06. | 6
15.06. | 7
15.06. | 8
15.06. | 9
15.06. | 10
15.06. | 11
15.06. | 12
15.06. | 13
15.06. | 14
15.06. | 15
15.06. | 16
15.06. | 17
15.06. | 18
15.06. | 19
15.06. | 20
15.06. | 21
15.06. | 22
15.06. | 23
15.06. | 24
16.06. | 1
16.06. | 2
16.06. | 3
16.06. | 4
16.06. | 5
16.06. | 6
16.06. | 7
16.06. | 8
16.06. | 9
16.06. | 10
16.06. | 11
16.06. | 12
16.06. | 13
16.06. | 14
16.06. | 15
16.06. | 16
16.06. | 17
16.06. | 18
16.06. | 19
16.06. | 20
16.06. | 21
16.06. | 22
16.06. | 23
16.06. | 24
17.06. | 1
17.06. | 2
17.06. | 3
17.06. | 4
17.06. | 5
17.06. | 6
17.06. | 7
17.06. | 8
17.06. | 9
17.06. | 10
17.06. | 11
17.06. | 12
17.06. | 13
17.06. | 14
17.06. | 15
17.06. | 16
17.06. | 17
17.06. | 18
17.06. | 19
17.06. | 20
17.06. | 21
17.06. | 22
17.06. | 23
17.06. | 24
18.06. | 1
18.06. | 2
18.06. | 3
18.06. | 4
18.06. | 5
18.06. | 6
18.06. | 7
18.06. | 8
18.06. | 9
18.06. | 10
18.06. | 11
18.06. | 12
18.06. | 13
18.06. | 14
18.06. | 15
18.06. | 16
18.06. | 17
18.06. | 18
18.06. | 19
18.06. | 20
18.06. | 21
18.06. | 22
18.06. | 23
18.06. | 24
19.06. | 1
19.06. | 2
19.06. | 3
19.06. | 4
19.06. | 5
19.06. | 6
19.06. | 7
19.06. | 8
19.06. | 9
19.06. | 10
19.06. | 11
19.06. | 12
19.06. | 13
19.06. | 14
19.06. | 15
19.06. | 16
19.06. | 17
19.06. | 18
19.06. | 19
19.06. | 20
19.06. | 21
19.06. | 22
19.06. | 23
19.06. | 24
20.06. | 1
20.06. | 2
20.06. | 3
20.06. | 4
20.06. | 5
20.06. | 6
20.06. | 7
20.06. | 8
20.06. | 9
20.06. | 10
20.06. | 11
20.06. | 12
20.06. | 13
20.06. | 14
20.06. | 15
20.06. | 16
20.06. | 17
20.06. | 18
20.06. | 19
20.06. | 20
20.06. | 21
20.06. | 22
20.06. | 23
20.06. | 24
21.06. | 1
21.06. | 2
21.06. | 3
21.06. | 4
21.06. | 5
21.06. | 6
21.06. | 7
21.06. | 8
21.06. | 9
21.06. | 10
21.06. | 11
21.06. | 12
21.06. | 13
21.06. | 14
21.06. | 15
21.06. | 16
21.06. | 17
21.06. | 18
21.06. | 19
21.06. | 20
21.06. | 21
21.06. | 22
21.06. | 23
21.06. | 24
22.06. | 1
22.06. | 2
22.06. | 3
22.06. | 4
22.06. | 5
22.06. | 6
22.06. | 7
22.06. | 8
22.06. | 9
22.06. | 10
22.06. | 11
22.06. | 12
22.06. | 13
22.06. | 14
22.06. | 15
22.06. | 16
22.06. | 17
22.06. | 18
22.06. | 19
22.06. | 20
22.06. | 21
22.06. | 22
22.06. | 23
22.06. | 24
23.06. | 1
23.06. | 2
23.06. | 3
23.06. | 4
23.06. | 5
23.06. | 6
23.06. | 7
23.06. | 8
23.06. | 9
23.06. | 10
23.06. | 11
23.06. | 12
23.06. | 13
23.06. | 14
23.06. | 15
23.06. | 16
23.06. | 17
23.06. | 18
23.06. | 19
23.06. | 20
23.06. | 21
23.06. | 22
23.06. | 23
23.06. | 24
24.06. | 1
24.06. | 2
24.06. | 3
24.06. | 4
24.06. | 5
24.06. | 6
24.06. | 7
24.06. | 8
24.06. | 9
24.06. | 10
24.06. | 11
24.06. | 12
24.06. | 13
24.06. | 14
24.06. | 15
24.06. | 16
24.06. | 17
24.06. | 18
24.06. | 19
24.06. | 20
24.06. | 21
24.06. | 22
24.06. | 23
24.06. | 24
25.06. | 1
25.06. | 2
25.06. | 3
25.06. | 4
25.06. | 5
25.06. | 6
25.06. | 7
25.06. | 8
25.06. | 9
25.06. | 10
25.06. | 11
25.06. | 12
25.06. | 13
25.06. | 14
25.06. | 15
25.06. | 16
25.06. | 17
25.06. | 18
25.06. | 19
25.06. | 20
25.06. | 21
25.06. | 22
25.06. | 23
25.06. | 24
26.06. | 1
26.06. | 2
26.06. | 3
26.06. | 4
26.06. | 5
26.06. | 6
26.06. | 7
26.06. | 8
26.06. | 9
26.06. | 10
26.06. | 11
26.06. | 12
26.06. | 13
26.06. | 14
26.06. | 15
26.06. | 16
26.06. | 17
26.06. | 18
26.06. | 19
26.06. | 20
26.06. | 21
26.06. | 22
26.06. | 23
26.06. | 24
27.06. | 1
27.06. | 2
27.06. | 3
27.06. | 4
27.06. | 5
27.06. | 6
27.06. | 7
27.06. | 8
27.06. | 9
27.06. | 10
27.06. | 11
27.06. | 12
27.06. | 13
27.06. | 14
27.06. | 15
27.06. | 16
27.06. | 17
27.06. | 18
27.06. | 19
27.06. | 20
27.06. | 21
27.06. | 22
27.06. | 23
27.06. | 24
28.06. | 1
28.06. | 2
28.06. | 3
28.06. | 4
28.06. | 5
28.06. | 6
28.06. | 7
28.06. | 8
28.06. | 9
28.06. | 10
28.06. | 11
28.06. | 12
28.06. | 13
28.06. | 14
28.06. | 15
28.06. | 16
28.06. | 17
28.06. | 18
28.06. | 19
28.06. | 20
28.06. | 21
28.06. | 22
28.06. | 23
28.06. | 24
29.06. | 1
29.06. | 2
29.06. | 3
29.06. | 4
29.06. | 5
29.06. | 6
29.06. | 7
29.06. | 8
29.06. | 9
29.06. | 10
29.06. | 11
29.06. | 12
29.06. | 13
29.06. | 14
29.06. | 15
29.06. | 16
29.06. | 17
29.06. | 18
29.06. | 19
29.06. | 20
29.06. | 21
29.06. | 22
29.06. | 23
29.06. | 24
30.06. | 1
30.06. | 2
30.06. | 3
30.06. | 4
30.06. | 5
30.06. | 6
30.06. | 7
30.06. | 8
30.06. | 9
30.06. | 10
30.06. | 11
30.06. | 12
30.06. | 13
30.06. | 14
30.06. | 15
30.06. | 16
30.06. | 17
30.06. | 18
30.06. | 19
30.06. | 20
30.06. | 21
30.06. | 22
30.06. | 23
30.06. | 24
01.07. | 1
01.07. | 2
01.07. | 3
01.07. | 4
01.07. | 5
01.07. | 6
01.07. | 7
01.07. | 8
01.07. | 9
01.07. | 10
01.07. | 11
01.07. | 12
01.07. | 13
01.07. | 14
01.07. | 15
01.07. | 16
01.07. | 17
01.07. | 18
01.07. | 19
01.07. | 20
01.07. | 21
01.07. | 22
01.07. | 23
01.07. | 24
02.07. | 1
02.07. | 2
02.07. | 3
02.07. | 4
02.07. | 5
02.07. | 6
02.07. | 7
02.07. | 8
02.07. | 9
02.07. | 10
02.07. | 11
02.07. | 12
02.07. | 13
02.07. | 14
02.07. | 15
02.07. | 16
02.07. | 17
02.07. | 18
02.07. | 19
02.07. | 20
02.07. | 21
02.07. | 22
02.07. | 23
02.07. | 24
03.07. | 1
03.07. | 2
03.07. | 3
03.07. | 4
03.07. | 5
03.07. | 6
03.07. | 7
03.07. | 8
03.07. | 9
03.07. | 10
03.07. | 11
03.07. | 12
03.07. | 13
03.07. | 14
03.07. | 15
03.07. | 16
03.07. | 17
03.07. | 18
03.07. | 19
03.07. | 20
03.07. | 21
03.07. | 22
03.07. | 23
03.07. | 24
04.07. | 1
04.07. | 2
04.07. | 3
04.07. | 4
04.07. | 5
04.07. | 6
04.07. | 7
04.07. | 8
04.07. | 9
04.07. | 10
04.07. | 11
04.07. | 12
04.07. | 13
04.07. | 14
04.07. | 15
04.07. | 16
04.07. | 17
04.07. | 18
04.07. | 19
04.07. | 20
04.07. | 21
04.07. | 22
04.07. | 23
04.07. | 24
05.07. | 1
05.07. | 2
05.07. | 3
05.07. | 4
05.07. | 5
05.07. | 6
05.07. | 7
05.07. | 8
05.07. | 9
05.07. | 10
05.07. | 11
05.07. | 12
05.07. | 13
05.07. | 14
05.07. | 15
05.07. | 16
05.07. | 17
05.07. | 18
05.07. | 19
05.07. | 20
05.07. | 21
05.07. | 22
05.07. | 23
05.07. | 24
06.07. | 1
06.07. | 2
06.07. | 3
06.07. | 4
06.07. | 5
06.07. | 6
06.07. | 7
06.07. | 8
06.07. | 9
06.07. | 10
06.07. | 11
06.07. | 12
06.07. | 13
06.07. | 14
06.07. | 15
06.07. | 16
06.07. | 17
06.07. | 18
06.07. | 19
06.07. | 20
06.07. | 21
06.07. | 22
06.07. | 23
06.07. | 24
07.07. | 1
07.07. | 2
07.07. | 3
07.07. | 4
07.07. | 5
07.07. | 6
07.07. | 7
07.07. | 8
07.07. | 9
07.07. | 10
07.07. | 11
07.07. | 12
07.07. | 13
07.07. | 14
07.07. | 15
07.07. | 16
07.07. | 17
07.07. | 18
07.07. | 19
07.07. | 20
07.07. | 21
07.07. | 22
07.07. | 23
07.07. | 24
08.07. | 1
08.07. | 2
08.07. | 3
08.07. | 4
08.07. | 5
08.07. | 6
08.07. | 7
08.07. | 8
08.07. | 9
08.07. | 10
08.07. | 11
08.07. | 12
08.07. | 13
08.07. | 14
08.07. | 15
08.07. | 16
08.07. | 17
08.07. | 18
08.07. | 19
08.07. | 20
08.07. | 21
08.07. | 22
08.07. | 23
08.07. | 24
09.07. | 1
09.07. | 2
09.07. | 3
09.07. | 4
09.07. | 5
09.07. | 6
09.07. | 7
09.07. | 8
09.07. | 9
09.07. | 10
09.07. | 11
09.07. | 12
09.07. | 13
09.07. | 14
09.07. | 15
09.07. | 16
09.07. | 17
09.07. | 18
09.07. | 19
09.07. | 20
09.07. | 21
09.07. | 22
09.07. | 23
09.07. | 24
10.07. | 1
10.07. | 2
10.07. | 3
10.07. | 4
10.07. | 5
10.07. | 6
10.07. | 7
10.07. | 8
10.07. | 9
10.07. | 10
10.07. | 11
10.07. | 12
10.07. | 13
10.07. | 14
10.07. | 15
10.07. | 16
10.07. | 17
10.07. | 18
10.07. | 19
10.07. | 20
10.07. | 21
10.07. | 22
10.07. | 23
10.07. | 24
11.07. | 1
11.07. | 2
11.07. | 3
11.07. | 4
11.07. | 5
11.07. | 6
11.07. | 7
11.07. | 8
11.07. | 9
11.07. | 10
11.07. | 11
11.07. | 12
11.07. | 13
11.07. | 14
11.07. | 15
11.07. | 16
11.07. | 17
11.07. | 18
11.07. | 19
11.07. | 20
11.07. | 21
11.07. | 22
11.07. | 23
11.07. | 24
12.07. | 1
12.07. | 2
12.07. | 3
12.07. | 4
12.07. | 5
12.07. | 6
12.07. | 7
12.07. | 8
12.07. | 9
12.07. | 10
12.07. | 11
12.07. | 12
12.07. | 13
12.07. | 14
12.07. | 15
12.07. | 16
12.07. | 17
12.07. | 18
12.07. | 19
12.07. | 20
12.07. | 21
12.07. | 22
12.07. | 23
12.07. | 24
13.07. | 1
13.07. | 2
13.07. | 3
13.07. | 4
13.07. | 5
13.07. | 6
13.07. | 7
13.07. | 8
13.07. | 9
13.07. | 10
13.07. | 11
13.07. | 12
13.07. | 13
13.07. | 14
13.07. | 15
13.07. | 16
13.07. | 17
13.07. | 18
13.07. | 19
13.07. | 20
13.07. | 21
13.07. | 22
13.07. | 23
13.07. | 24
14.07. | 1
14.07. | 2
14.07. | 3
14.07. | 4
14.07. | 5
14.07. | 6
14.07. | 7
14.07. | 8
14.07. | 9
14.07. | 10
14.07. | 11
14.07. | 12
14.07. | 13
14.07. | 14
14.07. | 15
14.07. | 16
14.07. | 17
14.07. | 18
14.07. | 19
14.07. | 20
14.07. | 21
14.07. | 22
14.07. | 23
14.07. | 24
15.07. | 1
15.07. | 2
15.07. | 3
15.07. | 4
15.07. | 5
15.07. | 6
15.07. | 7
15.07. | 8
15.07. | 9
15.07. | 10
15.07. | 11
15.07. | 12
15.07. | 13
15.07. | 14
15.07. | 15
15.07. | 16
15.07. | 17
15.07. | 18
15.07. | 19
15.07. | 20
15.07. | 21
15.07. | 22
15.07. | 23
15.07. | 24
16.07. | 1
16.07. | 2
16.07. | 3
16.07. | 4
16.07. | 5
16.07. | 6
16.07. | 7
16.07. | 8
16.07. | 9
16.07. | 10
16.07. | 11
16.07. | 12
16.07. | 13
16.07. | 14
16.07. | 15
16.07. | 16
16.07. | 17
16.07. | 18
16.07. | 19
16.07. | 20
16.07. | 21
16.07. | 22
16.07. | 23
16.07. | 24
17.07. | 1
17.07. | 2
17.07. | 3
17.07. | 4
17.07. | 5
17.07. | 6
17.07. | 7
17.07. | 8
17.07. | 9
17.07. | 10
17.07. | 11
17.07. | 12
17.07. | 13
17.07. | 14
17.07. | 15
17.07. | 16
17.07. | 17
17.07. | 18
17.07. | 19
17.07. | 20
17.07. | 21
17.07. | 22
17.07. | 23
17.07. | 24
18.07. | 1
18.07. | 2
18.07. | 3
18.07. | 4
18.07. | 5
18.07. | 6
18.07. | 7
18.07. | 8
18.07. | 9
18.07. | 10
18.07. | 11
18.07. | 12
18.07. | 13
18.07. | 14
18.07. | 15
18.07. | 16
18.07. | 17
18.07. | 18
18.07. | 19
18.07. | 20
18.07. | 21
18.07. | 22
18.07. | 23
18.07. | 24
19.07. | 1
19.07. | 2
19.07. | 3
19.07. | 4
19.07. | 5
19.07. | 6
19.07. | 7
19.07. | 8
19.07. | 9
19.07. | 10
19.07. | 11
19.07. | 12
19.07. | 13
19.07. | 14
19.07. | 15
19.07. | 16
19.07. | 17
19.07. | 18
19.07. | 19
19.07. | 20
19.07. | 21
19.07. | 22
19.07. | 23
19.07. | 24
20.07. | 1
20.07. | 2
20.07. | 3
20.07. | 4
20.07. | 5
20.07. | 6
20.07. | 7
20.07. | 8
20.07. | 9
20.07. | 10
20.07. | 11
20.07. | 12
20.07. | 13
20.07. | 14
20.07. | 15
20.07. | 16
20.07. | 17
20.07. | 18
20.07. | 19
20.07. | 20
20.07. | 21
20.07. | 22
20.07. | 23
20.07. | 24
21.07. | 1
21.07. | 2
21.07. | 3
21.07. | 4
21.07. | 5
21.07. | 6
21.07. | 7
21.07. | 8
21.07. | 9
21.07. | 10
21.07. | 11
21.07. | 12
21.07. | 13
21.07. | 14
21.07. | 15
21.07. | 16
21.07. | 17
21.07. | 18
21.07. | 19
21.07. | 20
21.07. | 21
21.07. | 22
21.07. | 23
21.07. | 24
22.07. | 1
22.07. | 2
22.07. | 3
22.07. | 4
22.07. | 5
22.07. | 6
22.07. | 7
22.07. | 8
22.07. | 9
22.07. | 10
22.07. | 11
22.07. | 12
22.07. | 13
22.07. | 14
22.07. | 15
22.07. | 16
22.07. | 17
22.07. | 18
22.07. | 19
22.07. | 20
22.07. | 21
22.07. | 22
22.07. | 23
22.07. | 24
23.07. | 1
23.07. | 2
23.07. | 3
23.07. | 4
23.07. | 5
23.07. | 6
23.07. | 7
23.07. | 8
23.07. | 9
23.07. | 10
23.07. | 11
23.07. | 12
23.07. | 13
23.07. | 14
23.07. | 15
23.07. | 16
23.07. | 17
23.07. | 18
23.07. | 19
23.07. | 20
23.07. | 21
23.07. | 22
23.07. | 23
23.07. | 24
24.07. | 1
24.07. | 2
24.07. | 3
24.07. | 4
24.07. | 5
24.07. | 6
24.07. | 7
24.07. | 8
24.07. | 9
24.07. | 10
24.07. | 11
24.07. | 12
24.07. | 13
24.07. | 14
24.07. | 15
24.07. | 16
24.07. | 17
24.07. | 18
24.07. | 19
24.07. | 20
24.07. | 21
24.07. | 22
24.07. | 23
24.07. | 24
25.07. | 1
25.07. | 2
25.07. | 3
25.07. | 4
25.07. | 5
25.07. | 6
25.07. | 7
25.07. | 8
25.07. | 9
25.07. | 10
25.07. | 11
25.07. | 12
25.07. | 13
25.07. | 14
25.07. | 15
25.07. | 16
25.07. | 17
25.07. | 18
25.07. | 19
25.07. | 20
25.07. | 21
25.07. | 22
25.07. | 23
25.07. | 24
26.07. | 1
26.07. | 2
26.07. | 3
26.07. | 4
26.07. | 5
26.07. | 6
26.07. | 7
26.07. | 8
26.07. | 9
26.07. | 10
26.07. | 11
26.07. | 12
26.07. | 13
26.07. | 14
26.07. | 15
26.07. | 16
26.07. | 17
26.07. | 18
26.07. | 19
26.07. | 20
26.07. | 21
26.07. | 22
26.07. | 23
26.07. | 24
27.07. | 1
27.07. | 2
27.07. | 3
27.07. | 4
27.07. | 5
27.07. | 6
27.07. | 7
27.07. | 8
27.07. | 9
27.07. | 10
27.07. | 11
27.07. | 12
27.07. | 13
27.07. | 14
27.07. | 15
27.07. | 16
27.07. | 17
27.07. | 18
27.07. | 19
27.07. | 20
27.07. | 21
27.07. | 22
27.07. | 23
27.07. | 24
28.07. | 1
28.07. | 2
28.07. | 3
28.07. | 4
28.07. | 5
28.07. | 6
28.07. | 7
28.07. | 8
28.07. | 9
28.07. | 10
28.07. | 11
28.07. | 12
28.07. | 13
28.07. | 14
28.07. | 15
28.07. | 16
28.07. | 17
28.07. | 18
28.07. | 19
28.07. | 20
28.07. | 21
28.07. | 22
28.07. | 23
28.07. | 24
29.07. | 1
29.07. | 2
29.07. | 3
29.07. | 4
29.07. | 5
29.07. | 6
29.07. | 7
29.07. | 8
29.07. | 9
29.07. | 10
29.07. | 11
29.07. | 12
29.07. | 13
29.07. | 14
29.07. | 15
29.07. | 16
29.07. | 17
29.07. | 18
29.07. | 19
29.07. | 20
29.07. | 21
29.07. | 22
29.07. | 23
29.07. | 24
30.07. | 1
30.07. | 2
30.07. | 3
30.07. | 4
30.07. | 5
30.07. | 6
30.07. | 7
30.07. | 8
30.07. | 9
30.07. | 10
30.07. | 11
30.07. | 12
30.07. | 13
30.07. | 14
30.07. | 15
30.07. | 16
30.07. | 17
30.07. | 18
30.07. | 19
30.07. | 20
30.07. | 21
30.07. | 22
30.07. | 23
30.07. | 24
31.07. | 1
31.07. | 2
31.07. | 3
31.07. | 4
31.07. | 5
31.07. | 6
31.07. | 7
31.07. | 8
31.07. | 9
31.07. | 10
31.07. | 11
31.07. | 12
31.07. | 13
31.07. | 14
31.07. | 15
31.07. | 16
31.07. | 17
31.07. | 18
31.07. | 19
31.07. | 20
31.07. | 21
31.07. | 22
31.07. | 23
31.07. | 24
01.08. | 1
01.08. | 2
01.08. | 3
01.08. | 4
01.08. | 5
01.08. | 6
01.08. | 7
01.08. | 8
01.08. | 9
01.08. | 10
01.08. | 11
01.08. | 12
01.08. | 13
01.08. | 14
01.08. | 15
01.08. | 16
01.08. | 17
01.08. | 18
01.08. | 19
01.08. | 20
01.08. | 21
01.08. | 22
01.08. | 23
01.08. | 24
02.08. | 1
02.08. | 2
02.08. | 3
02.08. | 4
02.08. | 5
02.08. | 6
02.08. | 7
02.08. | 8
02.08. | 9
02.08. | 10
02.08. | 11
02.08. | 12
02.08. | 13
02.08. | 14
02.08. | 15
02.08. | 16
02.08. | 17
02.08. | 18
02.08. | 19
02.08. | 20
02.08. | 21
02.08. | 22
02.08. | 23
02.08. | 24
03.08. | 1
03.08. | 2
03.08. | 3
03.08. | 4
03.08. | 5
03.08. | 6
03.08. | 7
03.08. | 8
03.08. | 9
03.08. | 10
03.08. | 11
03.08. | 12
03.08. | 13
03.08. | 14
03.08. | 15
03.08. | 16
03.08. | 17
03.08. | 18
03.08. | 19
03.08. | 20
03.08. | 21
03.08. | 22
03.08. | 23
03.08. | 24
04.08. | 1
04.08. | 2
04.08. | 3
04.08. | 4
04.08. | 5
04.08. | 6
04.08. | 7
04.08. | 8
04.08. | 9
04.08. | 10
04.08. | 11
04.08. | 12
04.08. | 13
04.08. | 14
04.08. | 15
04.08. | 16
04.08. | 17
04.08. | 18
04.08. | 19
04.08. | 20
04.08. | 21
04.08. | 22
04.08. | 23
04.08. | 24
05.08. | 1
05.08. | 2
05.08. | 3
05.08. | 4
05.08. | 5
05.08. | 6
05.08. | 7
05.08. | 8
05.08. | 9
05.08. | 10
05.08. | 11
05.08. | 12
05.08. | 13
05.08. | 14
05.08. | 15
05.08. | 16
05.08. | 17
05.08. | 18
05.08. | 19
05.08. | 20
05.08. | 21
05.08. | 22
05.08. | 23
05.08. | 24
06.08. | 1
06.08. | 2
06.08. | 3
06.08. | 4
06.08. | 5
06.08. | 6
06.08. | 7
06.08. | 8
06.08. | 9
06.08. | 10
06.08. | 11
06.08. | 12
06.08. | 13
06.08. | 14
06.08. | 15
06.08. | 16
06.08. | 17
06.08. | 18
06.08. | 19
06.08. | 20
06.08. | 21
06.08. | 22
06.08. | 23
06.08. | 24
07.08. | 1
07.08. | 2
07.08. | 3
07.08. | 4
07.08. | 5
07.08. | 6
07.08. | 7
07.08. | 8
07.08. | 9
07.08. | 10
07.08. | 11
07.08. | 12
07.08. | 13
07.08. | 14
07.08. | 15
07.08. | 16
07.08. | 17
07.08. | 18
07.08. | 19
07.08. | 20
07.08. | 21
07.08. | 22
07.08. | 23
07.08. | 24
08.08. | 1
08.08. | 2
08.08. | 3
08.08. | 4
08.08. | 5
08.08. | 6
08.08. | 7
08.08. | 8
08.08. | 9
08.08. | 10
08.08. | 11
08.08. | 12
08.08. | 13
08.08. | 14
08.08. | 15
08.08. | 16
08.08. | 17
08.08. | 18
08.08. | 19
08.08. | 20
08.08. | 21
08.08. | 22
08.08. | 23
08.08. | 24
09.08. | 1
09.08. | 2
09.08. | 3
09.08. | 4
09.08. | 5
09.08. | 6
09.08. | 7
09.08. | 8
09.08. | 9
09.08. | 10
09.08. | 11
09.08. | 12
09.08. | 13
09.08. | 14
09.08. | 15
09.08. | 16
09.08. | 17
09.08. | 18
09.08. | 19
09.08. | 20
09.08. | 21
09.08. | 22
09.08. | 23
09.08. | 24
10.08. | 1
10.08. | 2
10.08. | 3
10.08. | 4
10.08. | 5
10.08. | 6
10.08. | 7
10.08. | 8
10.08. | 9
10.08. | 10
10.08. | 11
10.08. | 12
10.08. | 13
10.08. | 14
10.08. | 15
10.08. | 16
10.08. | 17
10.08. | 18
10.08. | 19
10.08. | 20
10.08. | 21
10.08. | 22
10.08. | 23
10.08. | 24
11.08. | 1
11.08. | 2
11.08. | 3
11.08. | 4
11.08. | 5
11.08. | 6
11.08. | 7
11.08. | 8
11.08. | 9
11.08. | 10
11.08. | 11
11.08. | 12
11.08. | 13
11.08. | 14
11.08. | 15
11.08. | 16
11.08. | 17
11.08. | 18
11.08. | 19
11.08. | 20
11.08. | 21
11.08. | 22
11.08. | 23
11.08. | 24
12.08. | 1
12.08. | 2
12.08. | 3
12.08. | 4
12.08. | 5
12.08. | 6
12.08. | 7
12.08. | 8
12.08. | 9
12.08. | 10
12.08. | 11
12.08. | 12
12.08. | 13
12.08. | 14
12.08. | 15
12.08. | 16
12.08. | 17
12.08. | 18
12.08. | 19
12.08. | 20
12.08. | 21
12.08. | 22
12.08. | 23
12.08. | 24
13.08. | 1
13.08. | 2
13.08. | 3
13.08. | 4
13.08. | 5
13.08. | 6
13.08. | 7
13.08. | 8
13.08. | 9
13.08. | 10
13.08. | 11
13.08. | 12
13.08. | 13
13.08. | 14
13.08. | 15
13.08. | 16
13.08. | 17
13.08. | 18
13.08. | 19
13.08. | 20
13.08. | 21
13.08. | 22
13.08. | 23
13.08. | 24
14.08. | 1
14.08. | 2
14.08. | 3
14.08. | 4
14.08. | 5
14.08. | 6
14.08. | 7
14.08. | 8
14.08. | 9
14.08. | 10
14.08. | 11
14.08. | 12
14.08. | 13
14.08. | 14
14.08. | 15
14.08. | 16
14.08. | 17
14.08. | 18
14.08. | 19
14.08. | 20
14.08. | 21
14.08. | 22
14.08. | 23
14.08. | 24
15.08. | 1
15.08. | 2
15.08. | 3
15.08. | 4
15.08. | 5
15.08. | 6
15.08. | 7
15.08. | 8
15.08. | 9
15.08. | 10
15.08. | 11
15.08. | 12
15.08. | 13
15.08. | 14
15.08. | 15
15.08. | 16
15.08. | 17
15.08. | 18
15.08. | 19
15.08. | 20
15.08. | 21
15.08. | 22
15.08. | 23
15.08. | 24
16.08. | 1
16.08. | 2
16.08. | 3
16.08. | 4
16.08. | 5
16.08. | 6
16.08. | 7
16.08. | 8
16.08. | 9
16.08. | 10
16.08. | 11
16.08. | 12
16.08. | 13
16.08. | 14
16.08. | 15
16.08. | 16
16.08. | 17
16.08. | 18
16.08. | 19
16.08. | 20
16.08. | 21
16.08. | 22
16.08. | 23
16.08. | 24
17.08. | 1
17.08. | 2
17.08. | 3
17.08. | 4
17.08. | 5
17.08. | 6
17.08. | 7
17.08. | 8
17.08. | 9
17.08. | 10
17.08. | 11
17.08. | 12
17.08. | 13
17.08. | 14
17.08. | 15
17.08. | 16
17.08. | 17
17.08. | 18
17.08. | 19
17.08. | 20
17.08. | 21
17.08. | 22
17.08. | 23
17.08. | 24
18.08. | 1
18.08. | 2
18.08. | 3
18.08. | 4
18.08. | 5
18.08. | 6
18.08. | 7
18.08. | 8
18.08. | 9
18.08. | 10
18.08. | 11
18.08. | 12
18.08. | 13
18.08. | 14
18.08. | 15
18.08. | 16
18.08. | 17
18.08. | 18
18.08. | 19
18.08. | 20
18.08. | 21
18.08. | 22
18.08. | 23
18.08. | 24
19.08. | 1
19.08. | 2
19.08. | 3
19.08. | 4
19.08. | 5
19.08. | 6
19.08. | 7
19.08. | 8
19.08. | 9
19.08. | 10
19.08. | 11
19.08. | 12
19.08. | 13
19.08. | 14
19.08. | 15
19.08. | 16
19.08. | 17
19.08. | 18
19.08. | 19
19.08. | 20
19.08. | 21
19.08. | 22
19.08. | 23
19.08. | 24
20.08. | 1
20.08. | 2
20.08. | 3
20.08. | 4
20.08. | 5
20.08. | 6
20.08. | 7
20.08. | 8
20.08. | 9
20.08. | 10
20.08. | 11
20.08. | 12
20.08. | 13
20.08. | 14
20.08. | 15
20.08. | 16
20.08. | 17
20.08. | 18
20.08. | 19
20.08. | 20
20.08. | 21
20.08. | 22
20.08. | 23
20.08. | 24
21.08. | 1
21.08. | 2
21.08. | 3
21.08. | 4
21.08. | 5
21.08. | 6
21.08. | 7
21.08. | 8
21.08. | 9
21.08. | 10
21.08. | 11
21.08. | 12
21.08. | 13
21.08. | 14
21.08. | 15
21.08. | 16
21.08. | 17
21.08. | 18
21.08. | 19
21.08. | 20
21.08. | 21
21.08. | 22
21.08. | 23
21.08. | 24
22.08. | 1
22.08. | 2
22.08. | 3
22.08. | 4
22.08. | 5
22.08. | 6
22.08. | 7
22.08. | 8
22.08. | 9
22.08. | 10
22.08. | 11
22.08. | 12
22.08. | 13
22.08. | 14
22.08. | 15
22.08. | 16
22.08. | 17
22.08. | 18
22.08. | 19
22.08. | 20
22.08. | 21
22.08. | 22
22.08. | 23
22.08. | 24
23.08. | 1
23.08. | 2
23.08. | 3
23.08. | 4
23.08. | 5
23.08. | 6
23.08. | 7
23.08. | 8
23.08. | 9
23.08. | 10
23.08. | 11
23.08. | 12
23.08. | 13
23.08. | 14
23.08. | 15
23.08. | 16
23.08. | 17
23.08. | 18
23.08. | 19
23.08. | 20
23.08. | 21
23.08. | 22
23.08. | 23
23.08. | 24
24.08. | 1
24.08. | 2
24.08. | 3
24.08. | 4
24.08. | 5
24.08. | 6
24.08. | 7
24.08. | 8
24.08. | 9
24.08. | 10
24.08. | 11
24.08. | 12
24.08. | 13
24.08. | 14
24.08. | 15
24.08. | 16
24.08. | 17
24.08. | 18
24.08. | 19
24.08. | 20
24.08. | 21
24.08. | 22
24.08. | 23
24.08. | 24
25.08. | 1
25.08. | 2
25.08. | 3
25.08. | 4
25.08. | 5
25.08. | 6
25.08. | 7
25.08. | 8
25.08. | 9
25.08. | 10
25.08. | 11
25.08. | 12
25.08. | 13
25.08. | 14
25.08. | 15
25.08. | 16
25.08. | 17
25.08. | 18
25.08. | 19
25.08. | 20
25.08. | 21
25.08. | 22
25.08. | 23
25.08. | 24
26.08. | 1
26.08. | 2
26.08. | 3
26.08. | 4
26.08. | 5
26.08. | 6
26.08. | 7
26.08. | 8
26.08. | 9
26.08. | 10
26.08. | 11
26.08. | 12
26.08. | 13
26.08. | 14
26.08. | 15
26.08. | 16
26.08. | 17
26.08. | 18
26.08. | 19
26.08. | 20
26.08. | 21
26.08. | 22
26.08. | 23
26.08. | 24
27.08. | 1
27.08. | 2
27.08. | 3
27.08. | 4
27.08. | 5
27.08. | 6
27.08. | 7
27.08. | 8
27.08. | 9
27.08. | 10
27.08. | 11
27.08. | 12
27.08. | 13
27.08. | 14
27.08. | 15
27.08. | 16
27.08. | 17
27.08. | 18
27.08. | 19
27.08. | 20
27.08. | 21
27.08. | 22
27.08. | 23
27.08. | 24
28.08. | 1
28.08. | 2
28.08. | 3
28.08. | 4
28.08. | 5
28.08. | 6
28.08. | 7
28.08. | 8
28.08. | 9
28.08. | 10
28.08. | 11
28.08. | 12
28.08. | 13
28.08. | 14
28.08. | 15
28.08. | 16
28.08. | 17
28.08. | 18
28.08. | 19
28.08. | 20
28.08. | 21
28.08. | 22
28.08. | 23
28.08. | 24
29.08. | 1
29.08. | 2
29.08. | 3
29.08. | 4
29.08. | 5
29.08. | 6
29.08. | 7
29.08. | 8
29.08. | 9
29.08. | 10
29.08. | 11
29.08. | 12
29.08. | 13
29.08. | 14
29.08. | 15
29.08. | 16
29.08. | 17
29.08. | 18
29.08. | 19
29.08. | 20
29.08. | 21
29.08. | 22
29.08. | 23
29.08. | 24
30.08. | 1
30.08. | 2
30.08. | 3
30.08. | 4
30.08. | 5
30.08. | 6
30.08. | 7
30.08. | 8
30.08. | 9
30.08. | 10
30.08. | 11
30.08. | 12
30.08. | 13
30.08. | 14
30.08. | 15
30.08. | 16
30.08. | 17
30.08. | 18
30.08. | 19
30.08. | 20
30.08. | 21
30.08. | 22
30.08. | 23
30.08. | 24
31.08. | 1
31.08. | 2
31.08. | 3
31.08. | 4
31.08. | 5
31.08. | 6
31.08. | 7
31.08. | 8
31.08. | 9
31.08. | 10
31.08. | 11
31.08. | 12
31.08. | 13
31.08. | 14
31.08. | 15
31.08. | 16
31.08. | 17
31.08. | 18
31.08. | 19
31.08. | 20
31.08. | 21
31.08. | 22
31.08. | 23
31.08. | 24
01.09. | 1
01.09. | 2
01.09. | 3
01.09. | 4
01.09. | 5
01.09. | 6
01.09. | 7
01.09. | 8
01.09. | 9
01.09. | 10
01.09. | 11
01.09. | 12
01.09. | 13
01.09. | 14
01.09. | 15
01.09. | 16
01.09. | 17
01.09. | 18
01.09. | 19
01.09. | 20
01.09. | 21
01.09. | 22
01.09. | 23
01.09. | 24
02.09. | 1
02.09. | 2
02.09. | 3
02.09. | 4
02.09. | 5
02.09. | 6
02.09. | 7
02.09. | 8
02.09. | 9
02.09. | 10
02.09. | 11
02.09. | 12
02.09. | 13
02.09. | 14
02.09. | 15
02.09. | 16
02.09. | 17
02.09. | 18
02.09. | 19
02.09. | 20
02.09. | 21
02.09. | 22
02.09. | 23
02.09. | 24
03.09. | 1
03.09. | 2
03.09. | 3
03.09. | 4
03.09. | 5
03.09. | 6
03.09. | 7
03.09. | 8
03.09. | 9
03.09. | 10
03.09. | 11
03.09. | 12
03.09. | 13
03.09. | 14
03.09. | 15
03.09. | 16
03.09. | 17
03.09. | 18
03.09. | 19
03.09. | 20
03.09. | 21
03.09. | 22
03.09. | 23
03.09. | 24
04.09. | 1
04.09. | 2
04.09. | 3
04.09. | 4
04.09. | 5
04.09. | 6
04.09. | 7
04.09. | 8
04.09. | 9
04.09. | 10
04.09. | 11
04.09. | 12
04.09. | 13
04.09. | 14
04.09. | 15
04.09. | 16
04.09. | 17
04.09. | 18
04.09. | 19
04.09. | 20
04.09. | 21
04.09. | 22
04.09. | 23
04.09. | 24
05.09. | 1
05.09. | 2
05.09. | 3
05.09. | 4
05.09. | 5
05.09. | 6
05.09. | 7
05.09. | 8
05.09. | 9
05.09. | 10
05.09. | 11
05.09. | 12
05.09. | 13
05.09. | 14
05.09. | 15
05.09. | 16
05.09. | 17
05.09. | 18
05.09. | 19
05.09. | 20
05.09. | 21
05.09. | 22
05.09. | 23
05.09. | 24
06.09. | 1
06.09. | 2
06.09. | 3
06.09. | 4
06.09. | 5
06.09. | 6
06.09. | 7
06.09. | 8
06.09. | 9
06.09. | 10
06.09. | 11
06.09. | 12
06.09. | 13
06.09. | 14
06.09. | 15
06.09. | 16
06.09. | 17
06.09. | 18
06.09. | 19
06.09. | 20
06.09. | 21
06.09. | 22
06.09. | 23
06.09. | 24
07.09. | 1
07.09. | 2
07.09. | 3
07.09. | 4
07.09. | 5
07.09. | 6
07.09. | 7
07.09. | 8
07.09. | 9
07.09. | 10
07.09. | 11
07.09. | 12
07.09. | 13
07.09. | 14
07.09. | 15
07.09. | 16
07.09. | 17
07.09. | 18
07.09. | 19
07.09. | 20
07.09. | 21
07.09. | 22
07.09. | 23
07.09. | 24
08.09. | 1
08.09. | 2
08.09. | 3
08.09. | 4
08.09. | 5
08.09. | 6
08.09. | 7
08.09. | 8
08.09. | 9
08.09. | 10
08.09. | 11
08.09. | 12
08.09. | 13
08.09. | 14
08.09. | 15
08.09. | 16
08.09. | 17
08.09. | 18
08.09. | 19
08.09. | 20
08.09. | 21
08.09. | 22
08.09. | 23
08.09. | 24
09.09. | 1
09.09. | 2
09.09. | 3
09.09. | 4
09.09. | 5
09.09. | 6
09.09. | 7
09.09. | 8
09.09. | 9
09.09. | 10
09.09. | 11
09.09. | 12
09.09. | 13
09.09. | 14
09.09. | 15
09.09. | 16
09.09. | 17
09.09. | 18
09.09. | 19
09.09. | 20
09.09. | 21
09.09. | 22
09.09. | 23
09.09. | 24
10.09. | 1
10.09. | 2
10.09. | 3
10.09. | 4
10.09. | 5
10.09. | 6
10.09. | 7
10.09. | 8
10.09. | 9
10.09. | 10
10.09. | 11
10.09. | 12
10.09. | 13
10.09. | 14
10.09. | 15
10.09. | 16
10.09. | 17
10.09. | 18
10.09. | 19
10.09. | 20
10.09. | 21
10.09. | 22
10.09. | 23
10.09. | 24
11.09. | 1
11.09. | 2
11.09. | 3
11.09. | 4
11.09. | 5
11.09. | 6
11.09. | 7
11.09. | 8
11.09. | 9
11.09. | 10
11.09. | 11
11.09. | 12
11.09. | 13
11.09. | 14
11.09. | 15
11.09. | 16
11.09. | 17
11.09. | 18
11.09. | 19
11.09. | 20
11.09. | 21
11.09. | 22
11.09. | 23
11.09. | 24
12.09. | 1
12.09. | 2
12.09. | 3
12.09. | 4
12.09. | 5
12.09. | 6
12.09. | 7
12.09. | 8
12.09. | 9
12.09. | 10
12.09. | 11
12.09. | 12
12.09. | 13
12.09. | 14
12.09. | 15
12.09. | 16
12.09. | 17
12.09. | 18
12.09. | 19
12.09. | 20
12.09. | 21
12.09. | 22
12.09. | 23
12.09. | 24
13.09. | 1
13.09. | 2
13.09. | 3
13.09. | 4
13.09. | 5
13.09. | 6
13.09. | 7
13.09. | 8
13.09. | 9
13.09. | 10
13.09. | 11
13.09. | 12
13.09. | 13
13.09. | 14
13.09. | 15
13.09. | 16
13.09. | 17
13.09. | 18
13.09. | 19
13.09. | 20
13.09. | 21
13.09. | 22
13.09. | 23
13.09. | 24
14.09. | 1
14.09. | 2
14.09. | 3
14.09. | 4
14.09. | 5
14.09. | 6
14.09. | 7
14.09. | 8
14.09. | 9
14.09. | 10
14.09. | 11
14.09. | 12
14.09. | 13
14.09. | 14
14.09. | 15
14.09. | 16
14.09. | 17
14.09. | 18
14.09. | 19
14.09. | 20
14.09. | 21
14.09. | 22
14.09. | 23
14.09. | 24
15.09. | 1
15.09. | 2
15.09. | 3
15.09. | 4
15.09. | 5
15.09. | 6
15.09. | 7
15.09. | 8
15.09. | 9
15.09. | 10
15.09. | 11
15.09. | 12
15.09. | 13
15.09. | 14
15.09. | 15
15.09. | 16
15.09. | 17
15.09. | 18
15.09. | 19
15.09. | 20
15.09. | 21
15.09. | 22
15.09. | 23
15.09. | 24
16.09. | 1
16.09. | 2
16.09. | 3
16.09. | 4
16.09. | 5
16.09. | 6
16.09. | 7
16.09. | 8
16.09. | 9
16.09. | 10
16.09. | 11
16.09. | 12
16.09. | 13
16.09. | 14
16.09. | 15
16.09. | 16
16.09. | 17
16.09. | 18
16.09. | 19
16.09. | 20
16.09. | 21
16.09. | 22
16.09. | 23
16.09. | 24
17.09. | 1
17.09. | 2
17.09. | 3
17.09. | 4
17.09. | 5
17.09. | 6
17.09. | 7
17.09. | 8
17.09. | 9
17.09. | 10
17.09. | 11
17.09. | 12
17.09. | 13
17.09. | 14
17.09. | 15
17.09. | 16
17.09. | 17
17.09. | 18
17.09. | 19
17.09. | 20
17.09. | 21
17.09. | 22
17.09. | 23
17.09. | 24
18.09. | 1
18.09. | 2
18.09. | 3
18.09. | 4
18.09. | 5
18.09. | 6
18.09. | 7
18.09. | 8
18.09. | 9
18.09. | 10
18.09. | 11
18.09. | 12
18.09. | 13
18.09. | 14
18.09. | 15
18.09. | 16
18.09. | 17
18.09. | 18
18.09. | 19
18.09. | 20
18.09. | 21
18.09. | 22
18.09. | 23
18.09. | 24
19.09. | 1
19.09. | 2
19.09. | 3
19.09. | 4
19.09. | 5
19.09. | 6
19.09. | 7
19.09. | 8
19.09. | 9
19.09. | 10
19.09. | 11
19.09. | 12
19.09. | 13
19.09. | 14
19.09. | 15
19.09. | 16
19.09. | 17
19.09. | 18
19.09. | 19
19.09. | 20
19.09. | 21
19.09. | 22
19.09. | 23
19.09. | 24
20.09. | 1
20.09. | 2
20.09. | 3
20.09. | 4
20.09. | 5
20.09. | 6
20.09. | 7
20.09. | 8
20.09. | 9
20.09. | 10
20.09. | 11
20.09. | 12
20.09. | 13
20.09. | 14
20.09. | 15
20.09. | 16
20.09. | 17
20.09. | 18
20.09. | 19
20.09. | 20
20.09. | 21
20.09. | 22
20.09. | 23
20.09. | 24
21.09. | 1
21.09. | 2
21.09. | 3
21.09. | 4
21.09. | 5
21.09. | 6
21.09. | 7
21.09. | 8
21.09. | 9
21.09. | 10
21.09. | 11
21.09. | 12
21.09. | 13
21.09. | 14
21.09. | 15
21.09. | 16
21.09. | 17
21.09. | 18
21.09. | 19
21.09. | 20
21.09. | 21
21.09. | 22
21.09. | 23
21.09. | 24
22.09. | 1
22.09. | 2
22.09. | 3
22.09. | 4
22.09. | 5
22.09. | 6
22.09. | 7
22.09. | 8
22.09. | 9
22.09. | 10
22.09. | 11
22.09. | 12
22.09. | 13
22.09. | 14
22.09. | 15
22.09. | 16
22.09. | 17
22.09. | 18
22.09. | 19
22.09. | 20
22.09. | 21
22.09. | 22
22.09. | 23
22.09. | 24
23.09. | 1
23.09. | 2
23.09. | 3
23.09. | 4
23.09. | 5
23.09. | 6
23.09. | 7
23.09. | 8
23.09. | 9
23.09. | 10
23.09. | 11
23.09. | 12
23.09. | 13
23.09. | 14
23.09. | 15
23.09. | 16
23.09. | 17
23.09. | 18
23.09. | 19
23.09. | 20
23.09. | 21
23.09. | 22
23.09. | 23
23.09. | 24
24.09. | 1
24.09. | 2
24.09. | 3
24.09. | 4
24.09. | 5
24.09. | 6
24.09. | 7
24.09. | 8
24.09. | 9
24.09. | 10
24.09. | 11
24.09. | 12
24.09. | 13
24.09. | 14
24.09. | 15
24.09. | 16
24.09. | 17
24.09. | 18
24.09. | 19
24.09. | 20
24.09. | 21
24.09. | 22
24.09. | 23
24.09. | 24
25.09. | 1
25.09. | 2
25.09. | 3
25.09. | 4
25.09. | 5
25.09. | 6
25.09. | 7
25.09. | 8
25.09. | 9
25.09. | 10
25.09. | 11
25.09. | 12
25.09. | 13
25.09. | 14
25.09. | 15
25.09. | 16
25.09. | 17
25.09. | 18
25.09. | 19
25.09. | 20
25.09. | 21
25.09. | 22
25.09. | 23
25.09. | 24
26.09. | 1
26.09. | 2
26.09. | 3
26.09. | 4
26.09. | 5
26.09. | 6
26.09. | 7
26.09. | 8
26.09. | 9
26.09. | 10
26.09. | 11
26.09. | 12
26.09. | 13
26.09. | 14
26.09. | 15
26.09. | 16
26.09. | 17
26.09. | 18
26.09. | 19
26.09. | 20
26.09. | 21
26.09. | 22
26.09. | 23
26.09. | 24
27.09. | 1
27.09. | 2
27.09. | 3
27.09. | 4
27.09. | 5
27.09. | 6
27.09. | 7
27.09. | 8
27.09. | 9
27.09. | 10
27.09. | 11
27.09. | 12
27.09. | 13
27.09. | 14
27.09. | 15
27.09. | 16
27.09. | 17
27.09. | 18
27.09. | 19
27.09. | 20
27.09. | 21
27.09. | 22
27.09. | 23
27.09. | 24
28.09. | 1
28.09. | 2
28.09. | 3
28.09. | 4
28.09. | 5
28.09. | 6
28.09. | 7
28.09. | 8
28.09. | 9
28.09. | 10
28.09. | 11
28.09. | 12
28.09. | 13
28.09. | 14
28.09. | 15
28.09. | 16
28.09. | 17
28.09. | 18
28.09. | 19
28.09. | 20
28.09. | 21
28.09. | 22
28.09. | 23
28.09. | 24
29.09. | 1
29.09. | 2
29.09. | 3
29.09. | 4
29.09. | 5
29.09. | 6
29.09. | 7
29.09. | 8
29.09. | 9
29.09. | 10
29.09. | 11
29.09. | 12
29.09. | 13
29.09. | 14
29.09. | 15
29.09. | 16
29.09. | 17
29.09. | 18
29.09. | 19
29.09. | 20
29.09. | 21
29.09. | 22
29.09. | 23
29.09. | 24
30.09. | 1
30.09. | 2
30.09. | 3
30.09. | 4
30.09. | 5
30.09. | 6
30.09. | 7
30.09. | 8
30.09. | 9
30.09. | 10
30.09. | 11
30.09. | 12
30.09. | 13
30.09. | 14
30.09. | 15
30.09. | 16
30.09. | 17
30.09. | 18
30.09. | 19
30.09. | 20
30.09. | 21
30.09. | 22
30.09. | 23
30.09. | 24
01.10. | 1
01.10. | 2
01.10. | 3
01.10. | 4
01.10. | 5
01.10. | 6
01.10. | 7
01.10. | 8
01.10. | 9
01.10. | 10
01.10. | 11
01.10. | 12
01.10. | 13
01.10. | 14
01.10. | 15
01.10. | 16
01.10. | 17
01.10. | 18
01.10. | 19
01.10. | 20
01.10. | 21
01.10. | 22
01.10. | 23
01.10. | 24
02.10. | 1
02.10. | 2
02.10. | 3
02.10. | 4
02.10. | 5
02.10. | 6
02.10. | 7
02.10. | 8
02.10. | 9
02.10. | 10
02.10. | 11
02.10. | 12
02.10. | 13
02.10. | 14
02.10. | 15
02.10. | 16
02.10. | 17
02.10. | 18
02.10. | 19
02.10. | 20
02.10. | 21
02.10. | 22
02.10. | 23
02.10. | 24
03.10. | 1
03.10. | 2
03.10. | 3
03.10. | 4
03.10. | 5
03.10. | 6
03.10. | 7
03.10. | 8
03.10. | 9
03.10. | 10
03.10. | 11
03.10. | 12
03.10. | 13
03.10. | 14
03.10. | 15
03.10. | 16
03.10. | 17
03.10. | 18
03.10. | 19
03.10. | 20
03.10. | 21
03.10. | 22
03.10. | 23
03.10. | 24
04.10. | 1
04.10. | 2
04.10. | 3
04.10. | 4
04.10. | 5
04.10. | 6
04.10. | 7
04.10. | 8
04.10. | 9
04.10. | 10
04.10. | 11
04.10. | 12
04.10. | 13
04.10. | 14
04.10. | 15
04.10. | 16
04.10. | 17
04.10. | 18
04.10. | 19
04.10. | 20
04.10. | 21
04.10. | 22
04.10. | 23
04.10. | 24
05.10. | 1
05.10. | 2
05.10. | 3
05.10. | 4
05.10. | 5
05.10. | 6
05.10. | 7
05.10. | 8
05.10. | 9
05.10. | 10
05.10. | 11
05.10. | 12
05.10. | 13
05.10. | 14
05.10. | 15
05.10. | 16
05.10. | 17
05.10. | 18
05.10. | 19
05.10. | 20
05.10. | 21
05.10. | 22
05.10. | 23
05.10. | 24
06.10. | 1
06.10. | 2
06.10. | 3
06.10. | 4
06.10. | 5
06.10. | 6
06.10. | 7
06.10. | 8
06.10. | 9
06.10. | 10
06.10. | 11
06.10. | 12
06.10. | 13
06.10. | 14
06.10. | 15
06.10. | 16
06.10. | 17
06.10. | 18
06.10. | 19
06.10. | 20
06.10. | 21
06.10. | 22
06.10. | 23
06.10. | 24
07.10. | 1
07.10. | 2
07.10. | 3
07.10. | 4
07.10. | 5
07.10. | 6
07.10. | 7
07.10. | 8
07.10. | 9
07.10. | 10
07.10. | 11
07.10. | 12
07.10. | 13
07.10. | 14
07.10. | 15
07.10. | 16
07.10. | 17
07.10. | 18
07.10. | 19
07.10. | 20
07.10. | 21
07.10. | 22
07.10. | 23
07.10. | 24
08.10. | 1
08.10. | 2
08.10. | 3
08.10. | 4
08.10. | 5
08.10. | 6
08.10. | 7
08.10. | 8
08.10. | 9
08.10. | 10
08.10. | 11
08.10. | 12
08.10. | 13
08.10. | 14
08.10. | 15
08.10. | 16
08.10. | 17
08.10. | 18
08.10. | 19
08.10. | 20
08.10. | 21
08.10. | 22
08.10. | 23
08.10. | 24
09.10. | 1
09.10. | 2
09.10. | 3
09.10. | 4
09.10. | 5
09.10. | 6
09.10. | 7
09.10. | 8
09.10. | 9
09.10. | 10
09.10. | 11
09.10. | 12
09.10. | 13
09.10. | 14
09.10. | 15
09.10. | 16
09.10. | 17
09.10. | 18
09.10. | 19
09.10. | 20
09.10. | 21
09.10. | 22
09.10. | 23
09.10. | 24
10.10. | 1
10.10. | 2
10.10. | 3
10.10. | 4
10.10. | 5
10.10. | 6
10.10. | 7
10.10. | 8
10.10. | 9
10.10. | 10
10.10. | 11
10.10. | 12
10.10. | 13
10.10. | 14
10.10. | 15
10.10. | 16
10.10. | 17
10.10. | 18
10.10. | 19
10.10. | 20
10.10. | 21
10.10. | 22
10.10. | 23
10.10. | 24
11.10. | 1
11.10. | 2
11.10. | 3
11.10. | 4
11.10. | 5
11.10. | 6
11.10. | 7
11.10. | 8
11.10. | 9
11.10. | 10
11.10. | 11
11.10. | 12
11.10. | 13
11.10. | 14
11.10. | 15
11.10. | 16
11.10. | 17
11.10. | 18
11.10. | 19
11.10. | 20
11.10. | 21
11.10. | 22
11.10. | 23
11.10. | 24
12.10. | 1
12.10. | 2
12.10. | 3
12.10. | 4
12.10. | 5
12.10. | 6
12.10. | 7
12.10. | 8
12.10. | 9
12.10. | 10
12.10. | 11
12.10. | 12
12.10. | 13
12.10. | 14
12.10. | 15
12.10. | 16
12.10. | 17
12.10. | 18
12.10. | 19
12.10. | 20
12.10. | 21
12.10. | 22
12.10. | 23
12.10. | 24
13.10. | 1
13.10. | 2
13.10. | 3
13.10. | 4
13.10. | 5
13.10. | 6
13.10. | 7
13.10. | 8
13.10. | 9
13.10. | 10
13.10. | 11
13.10. | 12
13.10. | 13
13.10. | 14
13.10. | 15
13.10. | 16
13.10. | 17
13.10. | 18
13.10. | 19
13.10. | 20
13.10. | 21
13.10. | 22
13.10. | 23
13.10. | 24
14.10. | 1
14.10. | 2
14.10. | 3
14.10. | 4
14.10. | 5
14.10. | 6
14.10. | 7
14.10. | 8
14.10. | 9
14.10. | 10
14.10. | 11
14.10. | 12
14.10. | 13
14.10. | 14
14.10. | 15
14.10. | 16
14.10. | 17
14.10. | 18
14.10. | 19
14.10. | 20
14.10. | 21
14.10. | 22
14.10. | 23
14.10. | 24
15.10. | 1
15.10. | 2
15.10. | 3
15.10. | 4
15.10. | 5
15.10. | 6
15.10. | 7
15.10. | 8
15.10. | 9
15.10. | 10
15.10. | 11
15.10. | 12
15.10. | 13
15.10. | 14
15.10. | 15
15.10. | 16
15.10. | 17
15.10. | 18
15.10. | 19
15.10. | 20
15.10. | 21
15.10. | 22
15.10. | 23
15.10. | 24
16.10. | 1
16.10. | 2
16.10. | 3
16.10. | 4
16.10. | 5
16.10. | 6
16.10. | 7
16.10. | 8
16.10. | 9
16.10. | 10
16.10. | 11
16.10. | 12
16.10. | 13
16.10. | 14
16.10. | 15
16.10. | 16
16.10. | 17
16.10. | 18
16.10. | 19
16.10. | 20
16.10. | 21
16.10. | 22
16.10. | 23
16.10. | 24
17.10. | 1
17.10. | 2
17.10. | 3
17.10. | 4
17.10. | 5
17.10. | 6
17.10. | 7
17.10. | 8
17.10. | 9
17.10. | 10
17.10. | 11
17.10. | 12
17.10. | 13
17.10. | 14
17.10. | 15
17.10. | 16
17.10. | 17
17.10. | 18
17.10. | 19
17.10. | 20
17.10. | 21
17.10. | 22
17.10. | 23
17.10. | 24
18.10. | 1
18.10. | 2
18.10. | 3
18.10. | 4
18.10. | 5
18.10. | 6
18.10. | 7
18.10. | 8
18.10. | 9
18.10. | 10
18.10. | 11
18.10. | 12
18.10. | 13
18.10. | 14
18.10. | 15
18.10. | 16
18.10. | 17
18.10. | 18
18.10. | 19
18.10. | 20
18.10. | 21
18.10. | 22
18.10. | 23
18.10. | 24
19.10. | 1
19.10. | 2
19.10. | 3
19.10. | 4
19.10. | 5
19.10. | 6
19.10. | 7
19.10. | 8
19.10. | 9
19.10. | 10
19.10. | 11
19.10. | 12
19.10. | 13
19.10. | 14
19.10. | 15
19.10. | 16
19.10. | 17
19.10. | 18
19.10. | 19
19.10. | 20
19.10. | 21
19.10. | 22
19.10. | 23
19.10. | 24
20.10. | 1
20.10. | 2
20.10. | 3
20.10. | 4
20.10. | 5
20.10. | 6
20.10. | 7
20.10. | 8
20.10. | 9
20.10. | 10
20.10. | 11
20.10. | 12
20.10. | 13
20.10. | 14
20.10. | 15
20.10. | 16
20.10. | 17
20.10. | 18
20.10. | 19
20.10. | 20
20.10. | 21
20.10. | 22
20.10. | 23
20.10. | 24
21.10. | 1
21.10. | 2
21.10. | 3
21.10. | 4
21.10. | 5
21.10. | 6
21.10. | 7
21.10. | 8
21.10. | 9
21.10. | 10
21.10. | 11
21.10. | 12
21.10. | 13
21.10. | 14
21.10. | 15
21.10. | 16
21.10. | 17
21.10. | 18
21.10. | 19
21.10. | 20
21.10. | 21
21.10. | 22
21.10. | 23
21.10. | 24
22.10. | 1
22.10. | 2
22.10. | 3
22.10. | 4
22.10. | 5
22.10. | 6
22.10. | 7
22.10. | 8
22.10. | 9
22.10. | 10
22.10. | 11
22.10. | 12
22.10. | 13
22.10. | 14
22.10. | 15
22.10. | 16
22.10. | 17
22.10. | 18
22.10. | 19
22.10. | 20
22.10. | 21
22.10. | 22
22.10. | 23
22.10. | 24
23.10. | 1
23.10. | 2
23.10. | 3
23.10. | 4
23.10. | 5
23.10. | 6
23.10. | 7
23.10. | 8
23.10. | 9
23.10. | 10
23.10. | 11
23.10. | 12
23.10. | 13
23.10. | 14
23.10. | 15
23.10. | 16
23.10. | 17
23.10. | 18
23.10. | 19
23.10. | 20
23.10. | 21
23.10. | 22
23.10. | 23
23.10. | 24
24.10. | 1
24.10. | 2
24.10. | 3
24.10. | 4
24.10. | 5
24.10. | 6
24.10. | 7
24.10. | 8
24.10. | 9
24.10. | 10
24.10. | 11
24.10. | 12
24.10. | 13
24.10. | 14
24.10. | 15
24.10. | 16
24.10. | 17
24.10. | 18
24.10. | 19
24.10. | 20
24.10. | 21
24.10. | 22
24.10. | 23
24.10. | 24
25.10. | 1
25.10. | 2
25.10. | 3
25.10. | 4
25.10. | 5
25.10. | 6
25.10. | 7
25.10. | 8
25.10. | 9
25.10. | 10
25.10. | 11
25.10. | 12
25.10. | 13
25.10. | 14
25.10. | 15
25.10. | 16
25.10. | 17
25.10. | 18
25.10. | 19
25.10. | 20
25.10. | 21
25.10. | 22
25.10. | 23
25.10. | 24
26.10. | 1
26.10. | 2
26.10. | 3
26.10. | 4
26.10. | 5
26.10. | 6
26.10. | 7
26.10. | 8
26.10. | 9
26.10. | 10
26.10. | 11
26.10. | 12
26.10. | 13
26.10. | 14
26.10. | 15
26.10. | 16
26.10. | 17
26.10. | 18
26.10. | 19
26.10. | 20
26.10. | 21
26.10. | 22
26.10. | 23
26.10. | 24
27.10. | 1
27.10. | 2
27.10. | 3
27.10. | 4
27.10. | 5
27.10. | 6
27.10. | 7
27.10. | 8
27.10. | 9
27.10. | 10
27.10. | 11
27.10. | 12
27.10. | 13
27.10. | 14
27.10. | 15
27.10. | 16
27.10. | 17
27.10. | 18
27.10. | 19
27.10. | 20
27.10. | 21
27.10. | 22
27.10. | 23
27.10. | 24
28.10. | 1
28.10. | 2
28.10. | 3
28.10. | 4
28.10. | 5
28.10. | 6
28.10. | 7
28.10. | 8
28.10. | 9
28.10. | 10
28.10. | 11
28.10. | 12
28.10. | 13
28.10. | 14
28.10. | 15
28.10. | 16
28.10. | 17
28.10. | 18
28.10. | 19
28.10. | 20
28.10. | 21
28.10. | 22
28.10. | 23
28.10. | 24
29.10. | 1
29.10. | 2
29.10. | 3
29.10. | 4
29.10. | 5
29.10. | 6
29.10. | 7
29.10. | 8
29.10. | 9
29.10. | 10
29.10. | 11
29.10. | 12
29.10. | 13
29.10. | 14
29.10. | 15
29.10. | 16
29.10. | 17
29.10. | 18
29.10. | 19
29.10. | 20
29.10. | 21
29.10. | 22
29.10. | 23
29.10. | 24
30.10. | 1
30.10. | 2
30.10. | 3
30.10. | 4
30.10. | 5
30.10. | 6
30.10. | 7
30.10. | 8
30.10. | 9
30.10. | 10
30.10. | 11
30.10. | 12
30.10. | 13
30.10. | 14
30.10. | 15
30.10. | 16
30.10. | 17
30.10. | 18
30.10. | 19
30.10. | 20
30.10. | 21
30.10. | 22
30.10. | 23
30.10. | 24
31.10. | 1
31.10. | 2
31.10. | 3
31.10. | 4
31.10. | 5
31.10. | 6
31.10. | 7
31.10. | 8
31.10. | 9
31.10. | 10
31.10. | 11
31.10. | 12
31.10. | 13
31.10. | 14
31.10. | 15
31.10. | 16
31.10. | 17
31.10. | 18
31.10. | 19
31.10. | 20
31.10. | 21
31.10. | 22
31.10. | 23
31.10. | 24
01.11. | 1
01.11. | 2
01.11. | 3
01.11. | 4
01.11. | 5
01.11. | 6
01.11. | 7
01.11. | 8
01.11. | 9
01.11. | 10
01.11. | 11
01.11. | 12
01.11. | 13
01.11. | 14
01.11. | 15
01.11. | 16
01.11. | 17
01.11. | 18
01.11. | 19
01.11. | 20
01.11. | 21
01.11. | 22
01.11. | 23
01.11. | 24
02.11. | 1
02.11. | 2
02.11. | 3
02.11. | 4
02.11. | 5
02.11. | 6
02.11. | 7
02.11. | 8
02.11. | 9
02.11. | 10
02.11. | 11
02.11. | 12
02.11. | 13
02.11. | 14
02.11. | 15
02.11. | 16
02.11. | 17
02.11. | 18
02.11. | 19
02.11. | 20
02.11. | 21
02.11. | 22
02.11. | 23
02.11. | 24
03.11. | 1
03.11. | 2
03.11. | 3
03.11. | 4
03.11. | 5
03.11. | 6
03.11. | 7
03.11. | 8
03.11. | 9
03.11. | 10
03.11. | 11
03.11. | 12
03.11. | 13
03.11. | 14
03.11. | 15
03.11. | 16
03.11. | 17
03.11. | 18
03.11. | 19
03.11. | 20
03.11. | 21
03.11. | 22
03.11. | 23
03.11. | 24
04.11. | 1
04.11. | 2
04.11. | 3
04.11. | 4
04.11. | 5
04.11. | 6
04.11. | 7
04.11. | 8
04.11. | 9
04.11. | 10
04.11. | 11
04.11. | 12
04.11. | 13
04.11. | 14
04.11. | 15
04.11. | 16
04.11. | 17
04.11. | 18
04.11. | 19
04.11. | 20
04.11. | 21
04.11. | 22
04.11. | 23
04.11. | 24
05.11. | 1
05.11. | 2
05.11. | 3
05.11. | 4
05.11. | 5
05.11. | 6
05.11. | 7
05.11. | 8
05.11. | 9
05.11. | 10
05.11. | 11
05.11. | 12
05.11. | 13
05.11. | 14
05.11. | 15
05.11. | 16
05.11. | 17
05.11. | 18
05.11. | 19
05.11. | 20
05.11. | 21
05.11. | 22
05.11. | 23
05.11. | 24
06.11. | 1
06.11. | 2
06.11. | 3
06.11. | 4
06.11. | 5
06.11. | 6
06.11. | 7
06.11. | 8
06.11. | 9
06.11. | 10
06.11. | 11
06.11. | 12
06.11. | 13
06.11. | 14
06.11. | 15
06.11. | 16
06.11. | 17
06.11. | 18
06.11. | 19
06.11. | 20
06.11. | 21
06.11. | 22
06.11. | 23
06.11. | 24
07.11. | 1
07.11. | 2
07.11. | 3
07.11. | 4
07.11. | 5
07.11. | 6
07.11. | 7
07.11. | 8
07.11. | 9
07.11. | 10
07.11. | 11
07.11. | 12
07.11. | 13
07.11. | 14
07.11. | 15
07.11. | 16
07.11. | 17
07.11. | 18
07.11. | 19
07.11. | 20
07.11. | 21
07.11. | 22
07.11. | 23
07.11. | 24
08.11. | 1
08.11. | 2
08.11. | 3
08.11. | 4
08.11. | 5
08.11. | 6
08.11. | 7
08.11. | 8
08.11. | 9
08.11. | 10
08.11. | 11
08.11. | 12
08.11. | 13
08.11. | 14
08.11. | 15
08.11. | 16
08.11. | 17
08.11. | 18
08.11. | 19
08.11. | 20
08.11. | 21
08.11. | 22
08.11. | 23
08.11. | 24
09.11. | 1
09.11. | 2
09.11. | 3
09.11. | 4
09.11. | 5
09.11. | 6
09.11. | 7
09.11. | 8
09.11. | 9
09.11. | 10
09.11. | 11
09.11. | 12
09.11. | 13
09.11. | 14
09.11. | 15
09.11. | 16
09.11. | 17
09.11. | 18
09.11. | 19
09.11. | 20
09.11. | 21
09.11. | 22
09.11. | 23
09.11. | 24
10.11. | 1
10.11. | 2
10.11. | 3
10.11. | 4
10.11. | 5
10.11. | 6
10.11. | 7
10.11. | 8
10.11. | 9
10.11. | 10
10.11. | 11
10.11. | 12
10.11. | 13
10.11. | 14
10.11. | 15
10.11. | 16
10.11. | 17
10.11. | 18
10.11. | 19
10.11. | 20
10.11. | 21
10.11. | 22
10.11. | 23
10.11. | 24
11.11. | 1
11.11. | 2
11.11. | 3
11.11. | 4
11.11. | 5
11.11. | 6
11.11. | 7
11.11. | 8
11.11. | 9
11.11. | 10
11.11. | 11
11.11. | 12
11.11. | 13
11.11. | 14
11.11. | 15
11.11. | 16
11.11. | 17
11.11. | 18
11.11. | 19
11.11. | 20
11.11. | 21
11.11. | 22
11.11. | 23
11.11. | 24
12.11. | 1
12.11. | 2
12.11. | 3
12.11. | 4
12.11. | 5
12.11. | 6
12.11. | 7
12.11. | 8
12.11. | 9
12.11. | 10
12.11. | 11
12.11. | 12
12.11. | 13
12.11. | 14
12.11. | 15
12.11. | 16
12.11. | 17
12.11. | 18
12.11. | 19
12.11. | 20
12.11. | 21
12.11. | 22
12.11. | 23
12.11. | 24
13.11. | 1
13.11. | 2
13.11. | 3
13.11. | 4
13.11. | 5
13.11. | 6
13.11. | 7
13.11. | 8
13.11. | 9
13.11. | 10
13.11. | 11
13.11. | 12
13.11. | 13
13.11. | 14
13.11. | 15
13.11. | 16
13.11. | 17
13.11. | 18
13.11. | 19
13.11. | 20
13.11. | 21
13.11. | 22
13.11. | 23
13.11. | 24
14.11. | 1
14.11. | 2
14.11. | 3
14.11. | 4
14.11. | 5
14.11. | 6
14.11. | 7
14.11. | 8
14.11. | 9
14.11. | 10
14.11. | 11
14.11. | 12
14.11. | 13
14.11. | 14
14.11. | 15
14.11. | 16
14.11. | 17
14.11. | 18
14.11. | 19
14.11. | 20
14.11. | 21
14.11. | 22
14.11. | 23
14.11. | 24
15.11. | 1
15.11. | 2
15.11. | 3
15.11. | 4
15.11. | 5
15.11. | 6
15.11. | 7
15.11. | 8
15.11. | 9
15.11. | 10
15.11. | 11
15.11. | 12
15.11. | 13
15.11. | 14
15.11. | 15
15.11. | 16
15.11. | 17
15.11. | 18
15.11. | 19
15.11. | 20
15.11. | 21
15.11. | 22
15.11. | 23
15.11. | 24
16.11. | 1
16.11. | 2
16.11. | 3
16.11. | 4
16.11. | 5
16.11. | 6
16.11. | 7
16.11. | 8
16.11. | 9
16.11. | 10
16.11. | 11
16.11. | 12
16.11. | 13
16.11. | 14
16.11. | 15
16.11. | 16
16.11. | 17
16.11. | 18
16.11. | 19
16.11. | 20
16.11. | 21
16.11. | 22
16.11. | 23
16.11. | 24
17.11. | 1
17.11. | 2
17.11. | 3
17.11. | 4
17.11. | 5
17.11. | 6
17.11. | 7
17.11. | 8
17.11. | 9
17.11. | 10
17.11. | 11
17.11. | 12
17.11. | 13
17.11. | 14
17.11. | 15
17.11. | 16
17.11. | 17
17.11. | 18
17.11. | 19
17.11. | 20
17.11. | 21
17.11. | 22
17.11. | 23
17.11. | 24
18.11. | 1
18.11. | 2
18.11. | 3
18.11. | 4
18.11. | 5
18.11. | 6
18.11. | 7
18.11. | 8
18.11. | 9
18.11. | 10
18.11. | 11
18.11. | 12
18.11. | 13
18.11. | 14
18.11. | 15
18.11. | 16
18.11. | 17
18.11. | 18
18.11. | 19
18.11. | 20
18.11. | 21
18.11. | 22
18.11. | 23
18.11. | 24
19.11. | 1
19.11. | 2
19.11. | 3
19.11. | 4
19.11. | 5
19.11. | 6
19.11. | 7
19.11. | 8
19.11. | 9
19.11. | 10
19.11. | 11
19.11. | 12
19.11. | 13
19.11. | 14
19.11. | 15
19.11. | 16
19.11. | 17
19.11. | 18
19.11. | 19
19.11. | 20
19.11. | 21
19.11. | 22
19.11. | 23
19.11. | 24
20.11. | 1
20.11. | 2
20.11. | 3
20.11. | 4
20.11. | 5
20.11. | 6
20.11. | 7
20.11. | 8
20.11. | 9
20.11. | 10
20.11. | 11
20.11. | 12
20.11. | 13
20.11. | 14
20.11. | 15
20.11. | 16
20.11. | 17
20.11. | 18
20.11. | 19
20.11. | 20
20.11. | 21
20.11. | 22
20.11. | 23
20.11. | 24
21.11. | 1
21.11. | 2
21.11. | 3
21.11. | 4
21.11. | 5
21.11. | 6
21.11. | 7
21.11. | 8
21.11. | 9
21.11. | 10
21.11. | 11
21.11. | 12
21.11. | 13
21.11. | 14
21.11. | 15
21.11. | 16
21.11. | 17
21.11. | 18
21.11. | 19
21.11. | 20
21.11. | 21
21.11. | 22
21.11. | 23
21.11. | 24
22.11. | 1
22.11. | 2
22.11. | 3
22.11. | 4
22.11. | 5
22.11. | 6
22.11. | 7
22.11. | 8
22.11. | 9
22.11. | 10
22.11. | 11
22.11. | 12
22.11. | 13
22.11. | 14
22.11. | 15
22.11. | 16
22.11. | 17
22.11. | 18
22.11. | 19
22.11. | 20
22.11. | 21
22.11. | 22
22.11. | 23
22.11. | 24
23.11. | 1
23.11. | 2
23.11. | 3
23.11. | 4
23.11. | 5
23.11. | 6
23.11. | 7
23.11. | 8
23.11. | 9
23.11. | 10
23.11. | 11
23.11. | 12
23.11. | 13
23.11. | 14
23.11. | 15
23.11. | 16
23.11. | 17
23.11. | 18
23.11. | 19
23.11. | 20
23.11. | 21
23.11. | 22
23.11. | 23
23.11. | 24
24.11. | 1
24.11. | 2
24.11. | 3
24.11. | 4
24.11. | 5
24.11. | 6
24.11. | 7
24.11. | 8
24.11. | 9
24.11. | 10
24.11. | 11
24.11. | 12
24.11. | 13
24.11. | 14
24.11. | 15
24.11. | 16
24.11. | 17
24.11. | 18
24.11. | 19
24.11. | 20
24.11. | 21
24.11. | 22
24.11. | 23
24.11. | 24
25.11. | 1
25.11. | 2
25.11. | 3
25.11. | 4
25.11. | 5
25.11. | 6
25.11. | 7
25.11. | 8
25.11. | 9
25.11. | 10
25.11. | 11
25.11. | 12
25.11. | 13
25.11. | 14
25.11. | 15
25.11. | 16
25.11. | 17
25.11. | 18
25.11. | 19
25.11. | 20
25.11. | 21
25.11. | 22
25.11. | 23
25.11. | 24
26.11. | 1
26.11. | 2
26.11. | 3
26.11. | 4
26.11. | 5
26.11. | 6
26.11. | 7
26.11. | 8
26.11. | 9
26.11. | 10
26.11. | 11
26.11. | 12
26.11. | 13
26.11. | 14
26.11. | 15
26.11. | 16
26.11. | 17
26.11. | 18
26.11. | 19
26.11. | 20
26.11. | 21
26.11. | 22
26.11. | 23
26.11. | 24
27.11. | 1
27.11. | 2
27.11. | 3
27.11. | 4
27.11. | 5
27.11. | 6
27.11. | 7
27.11. | 8
27.11. | 9
27.11. | 10
27.11. | 11
27.11. | 12
27.11. | 13
27.11. | 14
27.11. | 15
27.11. | 16
27.11. | 17
27.11. | 18
27.11. | 19
27.11. | 20
27.11. | 21
27.11. | 22
27.11. | 23
27.11. | 24
28.11. | 1
28.11. | 2
28.11. | 3
28.11. | 4
28.11. | 5
28.11. | 6
28.11. | 7
28.11. | 8
28.11. | 9
28.11. | 10
28.11. | 11
28.11. | 12
28.11. | 13
28.11. | 14
28.11. | 15
28.11. | 16
28.11. | 17
28.11. | 18
28.11. | 19
28.11. | 20
28.11. | 21
28.11. | 22
28.11. | 23
28.11. | 24
29.11. | 1
29.11. | 2
29.11. | 3
29.11. | 4
29.11. | 5
29.11. | 6
29.11. | 7
29.11. | 8
29.11. | 9
29.11. | 10
29.11. | 11
29.11. | 12
29.11. | 13
29.11. | 14
29.11. | 15
29.11. | 16
29.11. | 17
29.11. | 18
29.11. | 19
29.11. | 20
29.11. | 21
29.11. | 22
29.11. | 23
29.11. | 24
30.11. | 1
30.11. | 2
30.11. | 3
30.11. | 4
30.11. | 5
30.11. | 6
30.11. | 7
30.11. | 8
30.11. | 9
30.11. | 10
30.11. | 11
30.11. | 12
30.11. | 13
30.11. | 14
30.11. | 15
30.11. | 16
30.11. | 17
30.11. | 18
30.11. | 19
30.11. | 20
30.11. | 21
30.11. | 22
30.11. | 23
30.11. | 24
01.12. | 1
01.12. | 2
01.12. | 3
01.12. | 4
01.12. | 5
01.12. | 6
01.12. | 7
01.12. | 8
01.12. | 9
01.12. | 10
01.12. | 11
01.12. | 12
01.12. | 13
01.12. | 14
01.12. | 15
01.12. | 16
01.12. | 17
01.12. | 18
01.12. | 19
01.12. | 20
01.12. | 21
01.12. | 22
01.12. | 23
01.12. | 24
02.12. | 1
02.12. | 2
02.12. | 3
02.12. | 4
02.12. | 5
02.12. | 6
02.12. | 7
02.12. | 8
02.12. | 9
02.12. | 10
02.12. | 11
02.12. | 12
02.12. | 13
02.12. | 14
02.12. | 15
02.12. | 16
02.12. | 17
02.12. | 18
02.12. | 19
02.12. | 20
02.12. | 21
02.12. | 22
02.12. | 23
02.12. | 24
03.12. | 1
03.12. | 2
03.12. | 3
03.12. | 4
03.12. | 5
03.12. | 6
03.12. | 7
03.12. | 8
03.12. | 9
03.12. | 10
03.12. | 11
03.12. | 12
03.12. | 13
03.12. | 14
03.12. | 15
03.12. | 16
03.12. | 17
03.12. | 18
03.12. | 19
03.12. | 20
03.12. | 21
03.12. | 22
03.12. | 23
03.12. | 24
04.12. | 1
04.12. | 2
04.12. | 3
04.12. | 4
04.12. | 5
04.12. | 6
04.12. | 7
04.12. | 8
04.12. | 9
04.12. | 10
04.12. | 11
04.12. | 12
04.12. | 13
04.12. | 14
04.12. | 15
04.12. | 16
04.12. | 17
04.12. | 18
04.12. | 19
04.12. | 20
04.12. | 21
04.12. | 22
04.12. | 23
04.12. | 24
05.12. | 1
05.12. | 2
05.12. | 3
05.12. | 4
05.12. | 5
05.12. | 6
05.12. | 7
05.12. | 8
05.12. | 9
05.12. | 10
05.12. | 11
05.12. | 12
05.12. | 13
05.12. | 14
05.12. | 15
05.12. | 16
05.12. | 17
05.12. | 18
05.12. | 19
05.12. | 20
05.12. | 21
05.12. | 22
05.12. | 23
05.12. | 24
06.12. | 1
06.12. | 2
06.12. | 3
06.12. | 4
06.12. | 5
06.12. | 6
06.12. | 7
06.12. | 8
06.12. | 9
06.12. | 10
06.12. | 11
06.12. | 12
06.12. | 13
06.12. | 14
06.12. | 15
06.12. | 16
06.12. | 17
06.12. | 18
06.12. | 19
06.12. | 20
06.12. | 21
06.12. | 22
06.12. | 23
06.12. | 24
07.12. | 1
07.12. | 2
07.12. | 3
07.12. | 4
07.12. | 5
07.12. | 6
07.12. | 7
07.12. | 8
07.12. | 9
07.12. | 10
07.12. | 11
07.12. | 12
07.12. | 13
07.12. | 14
07.12. | 15
07.12. | 16
07.12. | 17
07.12. | 18
07.12. | 19
07.12. | 20
07.12. | 21
07.12. | 22
07.12. | 23
07.12. | 24
08.12. | 1
08.12. | 2
08.12. | 3
08.12. | 4
08.12. | 5
08.12. | 6
08.12. | 7
08.12. | 8
08.12. | 9
08.12. | 10
08.12. | 11
08.12. | 12
08.12. | 13
08.12. | 14
08.12. | 15
08.12. | 16
08.12. | 17
08.12. | 18
08.12. | 19
08.12. | 20
08.12. | 21
08.12. | 22
08.12. | 23
08.12. | 24
09.12. | 1
09.12. | 2
09.12. | 3
09.12. | 4
09.12. | 5
09.12. | 6
09.12. | 7
09.12. | 8
09.12. | 9
09.12. | 10
09.12. | 11
09.12. | 12
09.12. | 13
09.12. | 14
09.12. | 15
09.12. | 16
09.12. | 17
09.12. | 18
09.12. | 19
09.12. | 20
09.12. | 21
09.12. | 22
09.12. | 23
09.12. | 24
10.12. | 1
10.12. | 2
10.12. | 3
10.12. | 4
10.12. | 5
10.12. | 6
10.12. | 7
10.12. | 8
10.12. | 9
10.12. | 10
10.12. | 11
10.12. | 12
10.12. | 13
10.12. | 14
10.12. | 15
10.12. | 16
10.12. | 17
10.12. | 18
10.12. | 19
10.12. | 20
10.12. | 21
10.12. | 22
10.12. | 23
10.12. | 24
11.12. | 1
11.12. | 2
11.12. | 3
11.12. | 4
11.12. | 5
11.12. | 6
11.12. | 7
11.12. | 8
11.12. | 9
11.12. | 10
11.12. | 11
11.12. | 12
11.12. | 13
11.12. | 14
11.12. | 15
11.12. | 16
11.12. | 17
11.12. | 18
11.12. | 19
11.12. | 20
11.12. | 21
11.12. | 22
11.12. | 23
11.12. | 24
12.12. | 1
12.12. | 2
12.12. | 3
12.12. | 4
12.12. | 5
12.12. | 6
12.12. | 7
12.12. | 8
12.12. | 9
12.12. | 10
12.12. | 11
12.12. | 12
12.12. | 13
12.12. | 14
12.12. | 15
12.12. | 16
12.12. | 17
12.12. | 18
12.12. | 19
12.12. | 20
12.12. | 21
12.12. | 22
12.12. | 23
12.12. | 24
13.12. | 1
13.12. | 2
13.12. | 3
13.12. | 4
13.12. | 5
13.12. | 6
13.12. | 7
13.12. | 8
13.12. | 9
13.12. | 10
13.12. | 11
13.12. | 12
13.12. | 13
13.12. | 14
13.12. | 15
13.12. | 16
13.12. | 17
13.12. | 18
13.12. | 19
13.12. | 20
13.12. | 21
13.12. | 22
13.12. | 23
13.12. | 24
14.12. | 1
14.12. | 2
14.12. | 3
14.12. | 4
14.12. | 5
14.12. | 6
14.12. | 7
14.12. | 8
14.12. | 9
14.12. | 10
14.12. | 11
14.12. | 12
14.12. | 13
14.12. | 14
14.12. | 15
14.12. | 16
14.12. | 17
14.12. | 18
14.12. | 19
14.12. | 20
14.12. | 21
14.12. | 22
14.12. | 23
14.12. | 24
15.12. | 1
15.12. | 2
15.12. | 3
15.12. | 4
15.12. | 5
15.12. | 6
15.12. | 7
15.12. | 8
15.12. | 9
15.12. | 10
15.12. | 11
15.12. | 12
15.12. | 13
15.12. | 14
15.12. | 15
15.12. | 16
15.12. | 17
15.12. | 18
15.12. | 19
15.12. | 20
15.12. | 21
15.12. | 22
15.12. | 23
15.12. | 24
16.12. | 1
16.12. | 2
16.12. | 3
16.12. | 4
16.12. | 5
16.12. | 6
16.12. | 7
16.12. | 8
16.12. | 9
16.12. | 10
16.12. | 11
16.12. | 12
16.12. | 13
16.12. | 14
16.12. | 15
16.12. | 16
16.12. | 17
16.12. | 18
16.12. | 19
16.12. | 20
16.12. | 21
16.12. | 22
16.12. | 23
16.12. | 24
17.12. | 1
17.12. | 2
17.12. | 3
17.12. | 4
17.12. | 5
17.12. | 6
17.12. | 7
17.12. | 8
17.12. | 9
17.12. | 10
17.12. | 11
17.12. | 12
17.12. | 13
17.12. | 14
17.12. | 15
17.12. | 16
17.12. | 17
17.12. | 18
17.12. | 19
17.12. | 20
17.12. | 21
17.12. | 22
17.12. | 23
17.12. | 24
18.12. | 1
18.12. | 2
18.12. | 3
18.12. | 4
18.12. | 5
18.12. | 6
18.12. | 7
18.12. | 8
18.12. | 9
18.12. | 10
18.12. | 11
18.12. | 12
18.12. | 13
18.12. | 14
18.12. | 15
18.12. | 16
18.12. | 17
18.12. | 18
18.12. | 19
18.12. | 20
18.12. | 21
18.12. | 22
18.12. | 23
18.12. | 24
19.12. | 1
19.12. | 2
19.12. | 3
19.12. | 4
19.12. | 5
19.12. | 6
19.12. | 7
19.12. | 8
19.12. | 9
19.12. | 10
19.12. | 11
19.12. | 12
19.12. | 13
19.12. | 14
19.12. | 15
19.12. | 16
19.12. | 17
19.12. | 18
19.12. | 19
19.12. | 20
19.12. | 21
19.12. | 22
19.12. | 23
19.12. | 24
20.12. | 1
20.12. | 2
20.12. | 3
20.12. | 4
20.12. | 5
20.12. | 6
20.12. | 7
20.12. | 8
20.12. | 9
20.12. | 10
20.12. | 11
20.12. | 12
20.12. | 13
20.12. | 14
20.12. | 15
20.12. | 16
20.12. | 17
20.12. | 18
20.12. | 19
20.12. | 20
20.12. | 21
20.12. | 22
20.12. | 23
20.12. | 24
21.12. | 1
21.12. | 2
21.12. | 3
21.12. | 4
21.12. | 5
21.12. | 6
21.12. | 7
21.12. | 8
21.12. | 9
21.12. | 10
21.12. | 11
21.12. | 12
21.12. | 13
21.12. | 14
21.12. | 15
21.12. | 16
21.12. | 17
21.12. | 18
21.12. | 19
21.12. | 20
21.12. | 21
21.12. | 22
21.12. | 23
21.12. | 24
22.12. | 1
22.12. | 2
22.12. | 3
22.12. | 4
22.12. | 5
22.12. | 6
22.12. | 7
22.12. | 8
22.12. | 9
22.12. | 10
22.12. | 11
22.12. | 12
22.12. | 13
22.12. | 14
22.12. | 15
22.12. | 16
22.12. | 17
22.12. | 18
22.12. | 19
22.12. | 20
22.12. | 21
22.12. | 22
22.12. | 23
22.12. | 24
23.12. | 1
23.12. | 2
23.12. | 3
23.12. | 4
23.12. | 5
23.12. | 6
23.12. | 7
23.12. | 8
23.12. | 9
23.12. | 10
23.12. | 11
23.12. | 12
23.12. | 13
23.12. | 14
23.12. | 15
23.12. | 16
23.12. | 17
23.12. | 18
23.12. | 19
23.12. | 20
23.12. | 21
23.12. | 22
23.12. | 23
23.12. | 24
24.12. | 1
24.12. | 2
24.12. | 3
24.12. | 4
24.12. | 5
24.12. | 6
24.12. | 7
24.12. | 8
24.12. | 9
24.12. | 10
24.12. | 11
24.12. | 12
24.12. | 13
24.12. | 14
24.12. | 15
24.12. | 16
24.12. | 17
24.12. | 18
24.12. | 19
24.12. | 20
24.12. | 21
24.12. | 22
24.12. | 23
24.12. | 24
25.12. | 1
25.12. | 2
25.12. | 3
25.12. | 4
25.12. | 5
25.12. | 6
25.12. | 7
25.12. | 8
25.12. | 9
25.12. | 10
25.12. | 11
25.12. | 12
25.12. | 13
25.12. | 14
25.12. | 15
25.12. | 16
25.12. | 17
25.12. | 18
25.12. | 19
25.12. | 20
25.12. | 21
25.12. | 22
25.12. | 23
25.12. | 24
26.12. | 1
26.12. | 2
26.12. | 3
26.12. | 4
26.12. | 5
26.12. | 6
26.12. | 7
26.12. | 8
26.12. | 9
26.12. | 10
26.12. | 11
26.12. | 12
26.12. | 13
26.12. | 14
26.12. | 15
26.12. | 16
26.12. | 17
26.12. | 18
26.12. | 19
26.12. | 20
26.12. | 21
26.12. | 22
26.12. | 23
26.12. | 24
27.12. | 1
27.12. | 2
27.12. | 3
27.12. | 4
27.12. | 5
27.12. | 6
27.12. | 7
27.12. | 8
27.12. | 9
27.12. | 10
27.12. | 11
27.12. | 12
27.12. | 13
27.12. | 14
27.12. | 15
27.12. | 16
27.12. | 17
27.12. | 18
27.12. | 19
27.12. | 20
27.12. | 21
27.12. | 22
27.12. | 23
27.12. | 24
28.12. | 1
28.12. | 2
28.12. | 3
28.12. | 4
28.12. | 5
28.12. | 6
28.12. | 7
28.12. | 8
28.12. | 9
28.12. | 10
28.12. | 11
28.12. | 12
28.12. | 13
28.12. | 14
28.12. | 15
28.12. | 16
28.12. | 17
28.12. | 18
28.12. | 19
28.12. | 20
28.12. | 21
28.12. | 22
28.12. | 23
28.12. | 24
29.12. | 1
29.12. | 2
29.12. | 3
29.12. | 4
29.12. | 5
29.12. | 6
29.12. | 7
29.12. | 8
29.12. | 9
29.12. | 10
29.12. | 11
29.12. | 12
29.12. | 13
29.12. | 14
29.12. | 15
29.12. | 16
29.12. | 17
29.12. | 18
29.12. | 19
29.12. | 20
29.12. | 21
29.12. | 22
29.12. | 23
29.12. | 24
30.12. | 1
30.12. | 2
30.12. | 3
30.12. | 4
30.12. | 5
30.12. | 6
30.12. | 7
30.12. | 8
30.12. | 9
30.12. | 10
30.12. | 11
30.12. | 12
30.12. | 13
30.12. | 14
30.12. | 15
30.12. | 16
30.12. | 17
30.12. | 18
30.12. | 19
30.12. | 20
30.12. | 21
30.12. | 22
30.12. | 23
30.12. | 24
31.12. | 1
31.12. | 2
31.12. | 3
31.12. | 4
31.12. | 5
31.12. | 6
31.12. | 7
31.12. | 8
31.12. | 9
31.12. | 10
31.12. | 11
31.12. | 12
31.12. | 13
31.12. | 14
31.12. | 15
31.12. | 16
31.12. | 17
31.12. | 18
31.12. | 19
31.12. | 20
31.12. | 21
31.12. | 22
31.12. | 23
31.12. | 24

## Reserves
ENTSO-E Market Modelling Database: Reserves
Country:
Market Node: | UKNI
Year:
Climate year
Scenario
Frequency Containment Reserves (FCR)
Total Market Node Requirement | [MW] | 0
FCR that need to be made available by thermal unit commitment (already net with generating capacities on Thermal sheet, not causing additional commitment on Thermal units apart from what highlighted in the unit-by-unit Thermal sheet) | [MW]
Provided by HYDRO - Reserve that should be procured by further constraining the 'Maximum generation' of either Reservoir either Pumped Storage | [MW] | 0
Reserve available from Demand (reduction of demand possible thanks to specific contract to cope with system imbalances; while DSR would work on the DA & ID,here it should be considered only interruptible contract activated to contain system frequency) | [MW] | 0
FCR that need to be made available by thermal unit commitment additional to the FCR allocations highlighted in the unit-by-unit Thermal sheet (this will be allocated additionally on Thermal units as provided FCR) | [MW] | 0
Frequency Restoration Reserves (FRR) - includind both automatic (aFRR) and manual (mFRR)
Total Market Node Requirement | [MW] | 125
FRR that will be procured by thermal (unit commitment of thermal units able to provide FRR take IN REAL LIFE into account this requirements) | [MW] | 125
Provided by HYDRO - Reserve that should be procured by further constraining the 'Maximum generation' of either Reservoir either Pumped Storage | [MW] | 0
Simplified modelling assumptions (to account reserve requirements on e.g. day ahead market as currently done for MAF)
Additional load (should be <= FCR + FRR needed from thermal) | [MW]
Provided by HYDRO - Reserve that should be procured by further constraining the 'Maximum generation' of Reservoir units | [MW]
Provided by HYDRO - Reserve that should be procured by further constraining the 'Maximum generation' of Pumped Storage Open Loop units | [MW]
Provided by HYDRO - Reserve that should be procured by further constraining the 'Maximum generation' of Pumped Storage Closed Loop units | [MW]

## DSR
ENTSO-E Market Modelling Database: DSR
Country:
Market Node: | UKNI
Year:
Climate year
Scenario
| Demand Side Response | Price Band 1 | Price Band 2 | Price Band 3 | Price Band 4 | Price Band 5 | Price Band 6 | Price Band 7 | Price Band 8 | Price Band 9 | Price Band 10 | Price Band 11
| Capacity | 231
| Units | 2
| Hours | 4.5108
| Price | 500
| Climate year start | 2035
Climate year end
Date | Hour | Available Demand Response (MW) | Available Demand Response (MW) | Available Demand Response (MW) | Available Demand Response (MW) | Available Demand Response (MW) | Available Demand Response (MW) | Available Demand Response (MW) | Available Demand Response (MW) | Available Demand Response (MW) | Available Demand Response (MW) | N.B. use convention first January always Monday (2007 calendar year) --> see guidelines for further details
01.01. | 1 | 231
01.01. | 2 | 231
01.01. | 3 | 231
01.01. | 4 | 231
01.01. | 5 | 231
01.01. | 6 | 231
01.01. | 7 | 231
01.01. | 8 | 231
01.01. | 9 | 231
01.01. | 10 | 231
01.01. | 11 | 231
01.01. | 12 | 231
01.01. | 13 | 231
01.01. | 14 | 231
01.01. | 15 | 231
01.01. | 16 | 231
01.01. | 17 | 231
01.01. | 18 | 231
01.01. | 19 | 231
01.01. | 20 | 231
01.01. | 21 | 231
01.01. | 22 | 231
01.01. | 23 | 231
01.01. | 24 | 231
02.01. | 1 | 231
02.01. | 2 | 231
02.01. | 3 | 231
02.01. | 4 | 231
02.01. | 5 | 231
02.01. | 6 | 231
02.01. | 7 | 231
02.01. | 8 | 231
02.01. | 9 | 231
02.01. | 10 | 231
02.01. | 11 | 231
02.01. | 12 | 231
02.01. | 13 | 231
02.01. | 14 | 231
02.01. | 15 | 231
02.01. | 16 | 231
02.01. | 17 | 231
02.01. | 18 | 231
02.01. | 19 | 231
02.01. | 20 | 231
02.01. | 21 | 231
02.01. | 22 | 231
02.01. | 23 | 231
02.01. | 24 | 231
03.01. | 1 | 231
03.01. | 2 | 231
03.01. | 3 | 231
03.01. | 4 | 231
03.01. | 5 | 231
03.01. | 6 | 231
03.01. | 7 | 231
03.01. | 8 | 231
03.01. | 9 | 231
03.01. | 10 | 231
03.01. | 11 | 231
03.01. | 12 | 231
03.01. | 13 | 231
03.01. | 14 | 231
03.01. | 15 | 231
03.01. | 16 | 231
03.01. | 17 | 231
03.01. | 18 | 231
03.01. | 19 | 231
03.01. | 20 | 231
03.01. | 21 | 231
03.01. | 22 | 231
03.01. | 23 | 231
03.01. | 24 | 231
04.01. | 1 | 231
04.01. | 2 | 231
04.01. | 3 | 231
04.01. | 4 | 231
04.01. | 5 | 231
04.01. | 6 | 231
04.01. | 7 | 231
04.01. | 8 | 231
04.01. | 9 | 231
04.01. | 10 | 231
04.01. | 11 | 231
04.01. | 12 | 231
04.01. | 13 | 231
04.01. | 14 | 231
04.01. | 15 | 231
04.01. | 16 | 231
04.01. | 17 | 231
04.01. | 18 | 231
04.01. | 19 | 231
04.01. | 20 | 231
04.01. | 21 | 231
04.01. | 22 | 231
04.01. | 23 | 231
04.01. | 24 | 231
05.01. | 1 | 231
05.01. | 2 | 231
05.01. | 3 | 231
05.01. | 4 | 231
05.01. | 5 | 231
05.01. | 6 | 231
05.01. | 7 | 231
05.01. | 8 | 231
05.01. | 9 | 231
05.01. | 10 | 231
05.01. | 11 | 231
05.01. | 12 | 231
05.01. | 13 | 231
05.01. | 14 | 231
05.01. | 15 | 231
05.01. | 16 | 231
05.01. | 17 | 231
05.01. | 18 | 231
05.01. | 19 | 231
05.01. | 20 | 231
05.01. | 21 | 231
05.01. | 22 | 231
05.01. | 23 | 231
05.01. | 24 | 231
06.01. | 1 | 231
06.01. | 2 | 231
06.01. | 3 | 231
06.01. | 4 | 231
06.01. | 5 | 231
06.01. | 6 | 231
06.01. | 7 | 231
06.01. | 8 | 231
06.01. | 9 | 231
06.01. | 10 | 231
06.01. | 11 | 231
06.01. | 12 | 231
06.01. | 13 | 231
06.01. | 14 | 231
06.01. | 15 | 231
06.01. | 16 | 231
06.01. | 17 | 231
06.01. | 18 | 231
06.01. | 19 | 231
06.01. | 20 | 231
06.01. | 21 | 231
06.01. | 22 | 231
06.01. | 23 | 231
06.01. | 24 | 231
07.01. | 1 | 231
07.01. | 2 | 231
07.01. | 3 | 231
07.01. | 4 | 231
07.01. | 5 | 231
07.01. | 6 | 231
07.01. | 7 | 231
07.01. | 8 | 231
07.01. | 9 | 231
07.01. | 10 | 231
07.01. | 11 | 231
07.01. | 12 | 231
07.01. | 13 | 231
07.01. | 14 | 231
07.01. | 15 | 231
07.01. | 16 | 231
07.01. | 17 | 231
07.01. | 18 | 231
07.01. | 19 | 231
07.01. | 20 | 231
07.01. | 21 | 231
07.01. | 22 | 231
07.01. | 23 | 231
07.01. | 24 | 231
08.01. | 1 | 231
08.01. | 2 | 231
08.01. | 3 | 231
08.01. | 4 | 231
08.01. | 5 | 231
08.01. | 6 | 231
08.01. | 7 | 231
08.01. | 8 | 231
08.01. | 9 | 231
08.01. | 10 | 231
08.01. | 11 | 231
08.01. | 12 | 231
08.01. | 13 | 231
08.01. | 14 | 231
08.01. | 15 | 231
08.01. | 16 | 231
08.01. | 17 | 231
08.01. | 18 | 231
08.01. | 19 | 231
08.01. | 20 | 231
08.01. | 21 | 231
08.01. | 22 | 231
08.01. | 23 | 231
08.01. | 24 | 231
09.01. | 1 | 231
09.01. | 2 | 231
09.01. | 3 | 231
09.01. | 4 | 231
09.01. | 5 | 231
09.01. | 6 | 231
09.01. | 7 | 231
09.01. | 8 | 231
09.01. | 9 | 231
09.01. | 10 | 231
09.01. | 11 | 231
09.01. | 12 | 231
09.01. | 13 | 231
09.01. | 14 | 231
09.01. | 15 | 231
09.01. | 16 | 231
09.01. | 17 | 231
09.01. | 18 | 231
09.01. | 19 | 231
09.01. | 20 | 231
09.01. | 21 | 231
09.01. | 22 | 231
09.01. | 23 | 231
09.01. | 24 | 231
10.01. | 1 | 231
10.01. | 2 | 231
10.01. | 3 | 231
10.01. | 4 | 231
10.01. | 5 | 231
10.01. | 6 | 231
10.01. | 7 | 231
10.01. | 8 | 231
10.01. | 9 | 231
10.01. | 10 | 231
10.01. | 11 | 231
10.01. | 12 | 231
10.01. | 13 | 231
10.01. | 14 | 231
10.01. | 15 | 231
10.01. | 16 | 231
10.01. | 17 | 231
10.01. | 18 | 231
10.01. | 19 | 231
10.01. | 20 | 231
10.01. | 21 | 231
10.01. | 22 | 231
10.01. | 23 | 231
10.01. | 24 | 231
11.01. | 1 | 231
11.01. | 2 | 231
11.01. | 3 | 231
11.01. | 4 | 231
11.01. | 5 | 231
11.01. | 6 | 231
11.01. | 7 | 231
11.01. | 8 | 231
11.01. | 9 | 231
11.01. | 10 | 231
11.01. | 11 | 231
11.01. | 12 | 231
11.01. | 13 | 231
11.01. | 14 | 231
11.01. | 15 | 231
11.01. | 16 | 231
11.01. | 17 | 231
11.01. | 18 | 231
11.01. | 19 | 231
11.01. | 20 | 231
11.01. | 21 | 231
11.01. | 22 | 231
11.01. | 23 | 231
11.01. | 24 | 231
12.01. | 1 | 231
12.01. | 2 | 231
12.01. | 3 | 231
12.01. | 4 | 231
12.01. | 5 | 231
12.01. | 6 | 231
12.01. | 7 | 231
12.01. | 8 | 231
12.01. | 9 | 231
12.01. | 10 | 231
12.01. | 11 | 231
12.01. | 12 | 231
12.01. | 13 | 231
12.01. | 14 | 231
12.01. | 15 | 231
12.01. | 16 | 231
12.01. | 17 | 231
12.01. | 18 | 231
12.01. | 19 | 231
12.01. | 20 | 231
12.01. | 21 | 231
12.01. | 22 | 231
12.01. | 23 | 231
12.01. | 24 | 231
13.01. | 1 | 231
13.01. | 2 | 231
13.01. | 3 | 231
13.01. | 4 | 231
13.01. | 5 | 231
13.01. | 6 | 231
13.01. | 7 | 231
13.01. | 8 | 231
13.01. | 9 | 231
13.01. | 10 | 231
13.01. | 11 | 231
13.01. | 12 | 231
13.01. | 13 | 231
13.01. | 14 | 231
13.01. | 15 | 231
13.01. | 16 | 231
13.01. | 17 | 231
13.01. | 18 | 231
13.01. | 19 | 231
13.01. | 20 | 231
13.01. | 21 | 231
13.01. | 22 | 231
13.01. | 23 | 231
13.01. | 24 | 231
14.01. | 1 | 231
14.01. | 2 | 231
14.01. | 3 | 231
14.01. | 4 | 231
14.01. | 5 | 231
14.01. | 6 | 231
14.01. | 7 | 231
14.01. | 8 | 231
14.01. | 9 | 231
14.01. | 10 | 231
14.01. | 11 | 231
14.01. | 12 | 231
14.01. | 13 | 231
14.01. | 14 | 231
14.01. | 15 | 231
14.01. | 16 | 231
14.01. | 17 | 231
14.01. | 18 | 231
14.01. | 19 | 231
14.01. | 20 | 231
14.01. | 21 | 231
14.01. | 22 | 231
14.01. | 23 | 231
14.01. | 24 | 231
15.01. | 1 | 231
15.01. | 2 | 231
15.01. | 3 | 231
15.01. | 4 | 231
15.01. | 5 | 231
15.01. | 6 | 231
15.01. | 7 | 231
15.01. | 8 | 231
15.01. | 9 | 231
15.01. | 10 | 231
15.01. | 11 | 231
15.01. | 12 | 231
15.01. | 13 | 231
15.01. | 14 | 231
15.01. | 15 | 231
15.01. | 16 | 231
15.01. | 17 | 231
15.01. | 18 | 231
15.01. | 19 | 231
15.01. | 20 | 231
15.01. | 21 | 231
15.01. | 22 | 231
15.01. | 23 | 231
15.01. | 24 | 231
16.01. | 1 | 231
16.01. | 2 | 231
16.01. | 3 | 231
16.01. | 4 | 231
16.01. | 5 | 231
16.01. | 6 | 231
16.01. | 7 | 231
16.01. | 8 | 231
16.01. | 9 | 231
16.01. | 10 | 231
16.01. | 11 | 231
16.01. | 12 | 231
16.01. | 13 | 231
16.01. | 14 | 231
16.01. | 15 | 231
16.01. | 16 | 231
16.01. | 17 | 231
16.01. | 18 | 231
16.01. | 19 | 231
16.01. | 20 | 231
16.01. | 21 | 231
16.01. | 22 | 231
16.01. | 23 | 231
16.01. | 24 | 231
17.01. | 1 | 231
17.01. | 2 | 231
17.01. | 3 | 231
17.01. | 4 | 231
17.01. | 5 | 231
17.01. | 6 | 231
17.01. | 7 | 231
17.01. | 8 | 231
17.01. | 9 | 231
17.01. | 10 | 231
17.01. | 11 | 231
17.01. | 12 | 231
17.01. | 13 | 231
17.01. | 14 | 231
17.01. | 15 | 231
17.01. | 16 | 231
17.01. | 17 | 231
17.01. | 18 | 231
17.01. | 19 | 231
17.01. | 20 | 231
17.01. | 21 | 231
17.01. | 22 | 231
17.01. | 23 | 231
17.01. | 24 | 231
18.01. | 1 | 231
18.01. | 2 | 231
18.01. | 3 | 231
18.01. | 4 | 231
18.01. | 5 | 231
18.01. | 6 | 231
18.01. | 7 | 231
18.01. | 8 | 231
18.01. | 9 | 231
18.01. | 10 | 231
18.01. | 11 | 231
18.01. | 12 | 231
18.01. | 13 | 231
18.01. | 14 | 231
18.01. | 15 | 231
18.01. | 16 | 231
18.01. | 17 | 231
18.01. | 18 | 231
18.01. | 19 | 231
18.01. | 20 | 231
18.01. | 21 | 231
18.01. | 22 | 231
18.01. | 23 | 231
18.01. | 24 | 231
19.01. | 1 | 231
19.01. | 2 | 231
19.01. | 3 | 231
19.01. | 4 | 231
19.01. | 5 | 231
19.01. | 6 | 231
19.01. | 7 | 231
19.01. | 8 | 231
19.01. | 9 | 231
19.01. | 10 | 231
19.01. | 11 | 231
19.01. | 12 | 231
19.01. | 13 | 231
19.01. | 14 | 231
19.01. | 15 | 231
19.01. | 16 | 231
19.01. | 17 | 231
19.01. | 18 | 231
19.01. | 19 | 231
19.01. | 20 | 231
19.01. | 21 | 231
19.01. | 22 | 231
19.01. | 23 | 231
19.01. | 24 | 231
20.01. | 1 | 231
20.01. | 2 | 231
20.01. | 3 | 231
20.01. | 4 | 231
20.01. | 5 | 231
20.01. | 6 | 231
20.01. | 7 | 231
20.01. | 8 | 231
20.01. | 9 | 231
20.01. | 10 | 231
20.01. | 11 | 231
20.01. | 12 | 231
20.01. | 13 | 231
20.01. | 14 | 231
20.01. | 15 | 231
20.01. | 16 | 231
20.01. | 17 | 231
20.01. | 18 | 231
20.01. | 19 | 231
20.01. | 20 | 231
20.01. | 21 | 231
20.01. | 22 | 231
20.01. | 23 | 231
20.01. | 24 | 231
21.01. | 1 | 231
21.01. | 2 | 231
21.01. | 3 | 231
21.01. | 4 | 231
21.01. | 5 | 231
21.01. | 6 | 231
21.01. | 7 | 231
21.01. | 8 | 231
21.01. | 9 | 231
21.01. | 10 | 231
21.01. | 11 | 231
21.01. | 12 | 231
21.01. | 13 | 231
21.01. | 14 | 231
21.01. | 15 | 231
21.01. | 16 | 231
21.01. | 17 | 231
21.01. | 18 | 231
21.01. | 19 | 231
21.01. | 20 | 231
21.01. | 21 | 231
21.01. | 22 | 231
21.01. | 23 | 231
21.01. | 24 | 231
22.01. | 1 | 231
22.01. | 2 | 231
22.01. | 3 | 231
22.01. | 4 | 231
22.01. | 5 | 231
22.01. | 6 | 231
22.01. | 7 | 231
22.01. | 8 | 231
22.01. | 9 | 231
22.01. | 10 | 231
22.01. | 11 | 231
22.01. | 12 | 231
22.01. | 13 | 231
22.01. | 14 | 231
22.01. | 15 | 231
22.01. | 16 | 231
22.01. | 17 | 231
22.01. | 18 | 231
22.01. | 19 | 231
22.01. | 20 | 231
22.01. | 21 | 231
22.01. | 22 | 231
22.01. | 23 | 231
22.01. | 24 | 231
23.01. | 1 | 231
23.01. | 2 | 231
23.01. | 3 | 231
23.01. | 4 | 231
23.01. | 5 | 231
23.01. | 6 | 231
23.01. | 7 | 231
23.01. | 8 | 231
23.01. | 9 | 231
23.01. | 10 | 231
23.01. | 11 | 231
23.01. | 12 | 231
23.01. | 13 | 231
23.01. | 14 | 231
23.01. | 15 | 231
23.01. | 16 | 231
23.01. | 17 | 231
23.01. | 18 | 231
23.01. | 19 | 231
23.01. | 20 | 231
23.01. | 21 | 231
23.01. | 22 | 231
23.01. | 23 | 231
23.01. | 24 | 231
24.01. | 1 | 231
24.01. | 2 | 231
24.01. | 3 | 231
24.01. | 4 | 231
24.01. | 5 | 231
24.01. | 6 | 231
24.01. | 7 | 231
24.01. | 8 | 231
24.01. | 9 | 231
24.01. | 10 | 231
24.01. | 11 | 231
24.01. | 12 | 231
24.01. | 13 | 231
24.01. | 14 | 231
24.01. | 15 | 231
24.01. | 16 | 231
24.01. | 17 | 231
24.01. | 18 | 231
24.01. | 19 | 231
24.01. | 20 | 231
24.01. | 21 | 231
24.01. | 22 | 231
24.01. | 23 | 231
24.01. | 24 | 231
25.01. | 1 | 231
25.01. | 2 | 231
25.01. | 3 | 231
25.01. | 4 | 231
25.01. | 5 | 231
25.01. | 6 | 231
25.01. | 7 | 231
25.01. | 8 | 231
25.01. | 9 | 231
25.01. | 10 | 231
25.01. | 11 | 231
25.01. | 12 | 231
25.01. | 13 | 231
25.01. | 14 | 231
25.01. | 15 | 231
25.01. | 16 | 231
25.01. | 17 | 231
25.01. | 18 | 231
25.01. | 19 | 231
25.01. | 20 | 231
25.01. | 21 | 231
25.01. | 22 | 231
25.01. | 23 | 231
25.01. | 24 | 231
26.01. | 1 | 231
26.01. | 2 | 231
26.01. | 3 | 231
26.01. | 4 | 231
26.01. | 5 | 231
26.01. | 6 | 231
26.01. | 7 | 231
26.01. | 8 | 231
26.01. | 9 | 231
26.01. | 10 | 231
26.01. | 11 | 231
26.01. | 12 | 231
26.01. | 13 | 231
26.01. | 14 | 231
26.01. | 15 | 231
26.01. | 16 | 231
26.01. | 17 | 231
26.01. | 18 | 231
26.01. | 19 | 231
26.01. | 20 | 231
26.01. | 21 | 231
26.01. | 22 | 231
26.01. | 23 | 231
26.01. | 24 | 231
27.01. | 1 | 231
27.01. | 2 | 231
27.01. | 3 | 231
27.01. | 4 | 231
27.01. | 5 | 231
27.01. | 6 | 231
27.01. | 7 | 231
27.01. | 8 | 231
27.01. | 9 | 231
27.01. | 10 | 231
27.01. | 11 | 231
27.01. | 12 | 231
27.01. | 13 | 231
27.01. | 14 | 231
27.01. | 15 | 231
27.01. | 16 | 231
27.01. | 17 | 231
27.01. | 18 | 231
27.01. | 19 | 231
27.01. | 20 | 231
27.01. | 21 | 231
27.01. | 22 | 231
27.01. | 23 | 231
27.01. | 24 | 231
28.01. | 1 | 231
28.01. | 2 | 231
28.01. | 3 | 231
28.01. | 4 | 231
28.01. | 5 | 231
28.01. | 6 | 231
28.01. | 7 | 231
28.01. | 8 | 231
28.01. | 9 | 231
28.01. | 10 | 231
28.01. | 11 | 231
28.01. | 12 | 231
28.01. | 13 | 231
28.01. | 14 | 231
28.01. | 15 | 231
28.01. | 16 | 231
28.01. | 17 | 231
28.01. | 18 | 231
28.01. | 19 | 231
28.01. | 20 | 231
28.01. | 21 | 231
28.01. | 22 | 231
28.01. | 23 | 231
28.01. | 24 | 231
29.01. | 1 | 231
29.01. | 2 | 231
29.01. | 3 | 231
29.01. | 4 | 231
29.01. | 5 | 231
29.01. | 6 | 231
29.01. | 7 | 231
29.01. | 8 | 231
29.01. | 9 | 231
29.01. | 10 | 231
29.01. | 11 | 231
29.01. | 12 | 231
29.01. | 13 | 231
29.01. | 14 | 231
29.01. | 15 | 231
29.01. | 16 | 231
29.01. | 17 | 231
29.01. | 18 | 231
29.01. | 19 | 231
29.01. | 20 | 231
29.01. | 21 | 231
29.01. | 22 | 231
29.01. | 23 | 231
29.01. | 24 | 231
30.01. | 1 | 231
30.01. | 2 | 231
30.01. | 3 | 231
30.01. | 4 | 231
30.01. | 5 | 231
30.01. | 6 | 231
30.01. | 7 | 231
30.01. | 8 | 231
30.01. | 9 | 231
30.01. | 10 | 231
30.01. | 11 | 231
30.01. | 12 | 231
30.01. | 13 | 231
30.01. | 14 | 231
30.01. | 15 | 231
30.01. | 16 | 231
30.01. | 17 | 231
30.01. | 18 | 231
30.01. | 19 | 231
30.01. | 20 | 231
30.01. | 21 | 231
30.01. | 22 | 231
30.01. | 23 | 231
30.01. | 24 | 231
31.01. | 1 | 231
31.01. | 2 | 231
31.01. | 3 | 231
31.01. | 4 | 231
31.01. | 5 | 231
31.01. | 6 | 231
31.01. | 7 | 231
31.01. | 8 | 231
31.01. | 9 | 231
31.01. | 10 | 231
31.01. | 11 | 231
31.01. | 12 | 231
31.01. | 13 | 231
31.01. | 14 | 231
31.01. | 15 | 231
31.01. | 16 | 231
31.01. | 17 | 231
31.01. | 18 | 231
31.01. | 19 | 231
31.01. | 20 | 231
31.01. | 21 | 231
31.01. | 22 | 231
31.01. | 23 | 231
31.01. | 24 | 231
01.02. | 1 | 231
01.02. | 2 | 231
01.02. | 3 | 231
01.02. | 4 | 231
01.02. | 5 | 231
01.02. | 6 | 231
01.02. | 7 | 231
01.02. | 8 | 231
01.02. | 9 | 231
01.02. | 10 | 231
01.02. | 11 | 231
01.02. | 12 | 231
01.02. | 13 | 231
01.02. | 14 | 231
01.02. | 15 | 231
01.02. | 16 | 231
01.02. | 17 | 231
01.02. | 18 | 231
01.02. | 19 | 231
01.02. | 20 | 231
01.02. | 21 | 231
01.02. | 22 | 231
01.02. | 23 | 231
01.02. | 24 | 231
02.02. | 1 | 231
02.02. | 2 | 231
02.02. | 3 | 231
02.02. | 4 | 231
02.02. | 5 | 231
02.02. | 6 | 231
02.02. | 7 | 231
02.02. | 8 | 231
02.02. | 9 | 231
02.02. | 10 | 231
02.02. | 11 | 231
02.02. | 12 | 231
02.02. | 13 | 231
02.02. | 14 | 231
02.02. | 15 | 231
02.02. | 16 | 231
02.02. | 17 | 231
02.02. | 18 | 231
02.02. | 19 | 231
02.02. | 20 | 231
02.02. | 21 | 231
02.02. | 22 | 231
02.02. | 23 | 231
02.02. | 24 | 231
03.02. | 1 | 231
03.02. | 2 | 231
03.02. | 3 | 231
03.02. | 4 | 231
03.02. | 5 | 231
03.02. | 6 | 231
03.02. | 7 | 231
03.02. | 8 | 231
03.02. | 9 | 231
03.02. | 10 | 231
03.02. | 11 | 231
03.02. | 12 | 231
03.02. | 13 | 231
03.02. | 14 | 231
03.02. | 15 | 231
03.02. | 16 | 231
03.02. | 17 | 231
03.02. | 18 | 231
03.02. | 19 | 231
03.02. | 20 | 231
03.02. | 21 | 231
03.02. | 22 | 231
03.02. | 23 | 231
03.02. | 24 | 231
04.02. | 1 | 231
04.02. | 2 | 231
04.02. | 3 | 231
04.02. | 4 | 231
04.02. | 5 | 231
04.02. | 6 | 231
04.02. | 7 | 231
04.02. | 8 | 231
04.02. | 9 | 231
04.02. | 10 | 231
04.02. | 11 | 231
04.02. | 12 | 231
04.02. | 13 | 231
04.02. | 14 | 231
04.02. | 15 | 231
04.02. | 16 | 231
04.02. | 17 | 231
04.02. | 18 | 231
04.02. | 19 | 231
04.02. | 20 | 231
04.02. | 21 | 231
04.02. | 22 | 231
04.02. | 23 | 231
04.02. | 24 | 231
05.02. | 1 | 231
05.02. | 2 | 231
05.02. | 3 | 231
05.02. | 4 | 231
05.02. | 5 | 231
05.02. | 6 | 231
05.02. | 7 | 231
05.02. | 8 | 231
05.02. | 9 | 231
05.02. | 10 | 231
05.02. | 11 | 231
05.02. | 12 | 231
05.02. | 13 | 231
05.02. | 14 | 231
05.02. | 15 | 231
05.02. | 16 | 231
05.02. | 17 | 231
05.02. | 18 | 231
05.02. | 19 | 231
05.02. | 20 | 231
05.02. | 21 | 231
05.02. | 22 | 231
05.02. | 23 | 231
05.02. | 24 | 231
06.02. | 1 | 231
06.02. | 2 | 231
06.02. | 3 | 231
06.02. | 4 | 231
06.02. | 5 | 231
06.02. | 6 | 231
06.02. | 7 | 231
06.02. | 8 | 231
06.02. | 9 | 231
06.02. | 10 | 231
06.02. | 11 | 231
06.02. | 12 | 231
06.02. | 13 | 231
06.02. | 14 | 231
06.02. | 15 | 231
06.02. | 16 | 231
06.02. | 17 | 231
06.02. | 18 | 231
06.02. | 19 | 231
06.02. | 20 | 231
06.02. | 21 | 231
06.02. | 22 | 231
06.02. | 23 | 231
06.02. | 24 | 231
07.02. | 1 | 231
07.02. | 2 | 231
07.02. | 3 | 231
07.02. | 4 | 231
07.02. | 5 | 231
07.02. | 6 | 231
07.02. | 7 | 231
07.02. | 8 | 231
07.02. | 9 | 231
07.02. | 10 | 231
07.02. | 11 | 231
07.02. | 12 | 231
07.02. | 13 | 231
07.02. | 14 | 231
07.02. | 15 | 231
07.02. | 16 | 231
07.02. | 17 | 231
07.02. | 18 | 231
07.02. | 19 | 231
07.02. | 20 | 231
07.02. | 21 | 231
07.02. | 22 | 231
07.02. | 23 | 231
07.02. | 24 | 231
08.02. | 1 | 231
08.02. | 2 | 231
08.02. | 3 | 231
08.02. | 4 | 231
08.02. | 5 | 231
08.02. | 6 | 231
08.02. | 7 | 231
08.02. | 8 | 231
08.02. | 9 | 231
08.02. | 10 | 231
08.02. | 11 | 231
08.02. | 12 | 231
08.02. | 13 | 231
08.02. | 14 | 231
08.02. | 15 | 231
08.02. | 16 | 231
08.02. | 17 | 231
08.02. | 18 | 231
08.02. | 19 | 231
08.02. | 20 | 231
08.02. | 21 | 231
08.02. | 22 | 231
08.02. | 23 | 231
08.02. | 24 | 231
09.02. | 1 | 231
09.02. | 2 | 231
09.02. | 3 | 231
09.02. | 4 | 231
09.02. | 5 | 231
09.02. | 6 | 231
09.02. | 7 | 231
09.02. | 8 | 231
09.02. | 9 | 231
09.02. | 10 | 231
09.02. | 11 | 231
09.02. | 12 | 231
09.02. | 13 | 231
09.02. | 14 | 231
09.02. | 15 | 231
09.02. | 16 | 231
09.02. | 17 | 231
09.02. | 18 | 231
09.02. | 19 | 231
09.02. | 20 | 231
09.02. | 21 | 231
09.02. | 22 | 231
09.02. | 23 | 231
09.02. | 24 | 231
10.02. | 1 | 231
10.02. | 2 | 231
10.02. | 3 | 231
10.02. | 4 | 231
10.02. | 5 | 231
10.02. | 6 | 231
10.02. | 7 | 231
10.02. | 8 | 231
10.02. | 9 | 231
10.02. | 10 | 231
10.02. | 11 | 231
10.02. | 12 | 231
10.02. | 13 | 231
10.02. | 14 | 231
10.02. | 15 | 231
10.02. | 16 | 231
10.02. | 17 | 231
10.02. | 18 | 231
10.02. | 19 | 231
10.02. | 20 | 231
10.02. | 21 | 231
10.02. | 22 | 231
10.02. | 23 | 231
10.02. | 24 | 231
11.02. | 1 | 231
11.02. | 2 | 231
11.02. | 3 | 231
11.02. | 4 | 231
11.02. | 5 | 231
11.02. | 6 | 231
11.02. | 7 | 231
11.02. | 8 | 231
11.02. | 9 | 231
11.02. | 10 | 231
11.02. | 11 | 231
11.02. | 12 | 231
11.02. | 13 | 231
11.02. | 14 | 231
11.02. | 15 | 231
11.02. | 16 | 231
11.02. | 17 | 231
11.02. | 18 | 231
11.02. | 19 | 231
11.02. | 20 | 231
11.02. | 21 | 231
11.02. | 22 | 231
11.02. | 23 | 231
11.02. | 24 | 231
12.02. | 1 | 231
12.02. | 2 | 231
12.02. | 3 | 231
12.02. | 4 | 231
12.02. | 5 | 231
12.02. | 6 | 231
12.02. | 7 | 231
12.02. | 8 | 231
12.02. | 9 | 231
12.02. | 10 | 231
12.02. | 11 | 231
12.02. | 12 | 231
12.02. | 13 | 231
12.02. | 14 | 231
12.02. | 15 | 231
12.02. | 16 | 231
12.02. | 17 | 231
12.02. | 18 | 231
12.02. | 19 | 231
12.02. | 20 | 231
12.02. | 21 | 231
12.02. | 22 | 231
12.02. | 23 | 231
12.02. | 24 | 231
13.02. | 1 | 231
13.02. | 2 | 231
13.02. | 3 | 231
13.02. | 4 | 231
13.02. | 5 | 231
13.02. | 6 | 231
13.02. | 7 | 231
13.02. | 8 | 231
13.02. | 9 | 231
13.02. | 10 | 231
13.02. | 11 | 231
13.02. | 12 | 231
13.02. | 13 | 231
13.02. | 14 | 231
13.02. | 15 | 231
13.02. | 16 | 231
13.02. | 17 | 231
13.02. | 18 | 231
13.02. | 19 | 231
13.02. | 20 | 231
13.02. | 21 | 231
13.02. | 22 | 231
13.02. | 23 | 231
13.02. | 24 | 231
14.02. | 1 | 231
14.02. | 2 | 231
14.02. | 3 | 231
14.02. | 4 | 231
14.02. | 5 | 231
14.02. | 6 | 231
14.02. | 7 | 231
14.02. | 8 | 231
14.02. | 9 | 231
14.02. | 10 | 231
14.02. | 11 | 231
14.02. | 12 | 231
14.02. | 13 | 231
14.02. | 14 | 231
14.02. | 15 | 231
14.02. | 16 | 231
14.02. | 17 | 231
14.02. | 18 | 231
14.02. | 19 | 231
14.02. | 20 | 231
14.02. | 21 | 231
14.02. | 22 | 231
14.02. | 23 | 231
14.02. | 24 | 231
15.02. | 1 | 231
15.02. | 2 | 231
15.02. | 3 | 231
15.02. | 4 | 231
15.02. | 5 | 231
15.02. | 6 | 231
15.02. | 7 | 231
15.02. | 8 | 231
15.02. | 9 | 231
15.02. | 10 | 231
15.02. | 11 | 231
15.02. | 12 | 231
15.02. | 13 | 231
15.02. | 14 | 231
15.02. | 15 | 231
15.02. | 16 | 231
15.02. | 17 | 231
15.02. | 18 | 231
15.02. | 19 | 231
15.02. | 20 | 231
15.02. | 21 | 231
15.02. | 22 | 231
15.02. | 23 | 231
15.02. | 24 | 231
16.02. | 1 | 231
16.02. | 2 | 231
16.02. | 3 | 231
16.02. | 4 | 231
16.02. | 5 | 231
16.02. | 6 | 231
16.02. | 7 | 231
16.02. | 8 | 231
16.02. | 9 | 231
16.02. | 10 | 231
16.02. | 11 | 231
16.02. | 12 | 231
16.02. | 13 | 231
16.02. | 14 | 231
16.02. | 15 | 231
16.02. | 16 | 231
16.02. | 17 | 231
16.02. | 18 | 231
16.02. | 19 | 231
16.02. | 20 | 231
16.02. | 21 | 231
16.02. | 22 | 231
16.02. | 23 | 231
16.02. | 24 | 231
17.02. | 1 | 231
17.02. | 2 | 231
17.02. | 3 | 231
17.02. | 4 | 231
17.02. | 5 | 231
17.02. | 6 | 231
17.02. | 7 | 231
17.02. | 8 | 231
17.02. | 9 | 231
17.02. | 10 | 231
17.02. | 11 | 231
17.02. | 12 | 231
17.02. | 13 | 231
17.02. | 14 | 231
17.02. | 15 | 231
17.02. | 16 | 231
17.02. | 17 | 231
17.02. | 18 | 231
17.02. | 19 | 231
17.02. | 20 | 231
17.02. | 21 | 231
17.02. | 22 | 231
17.02. | 23 | 231
17.02. | 24 | 231
18.02. | 1 | 231
18.02. | 2 | 231
18.02. | 3 | 231
18.02. | 4 | 231
18.02. | 5 | 231
18.02. | 6 | 231
18.02. | 7 | 231
18.02. | 8 | 231
18.02. | 9 | 231
18.02. | 10 | 231
18.02. | 11 | 231
18.02. | 12 | 231
18.02. | 13 | 231
18.02. | 14 | 231
18.02. | 15 | 231
18.02. | 16 | 231
18.02. | 17 | 231
18.02. | 18 | 231
18.02. | 19 | 231
18.02. | 20 | 231
18.02. | 21 | 231
18.02. | 22 | 231
18.02. | 23 | 231
18.02. | 24 | 231
19.02. | 1 | 231
19.02. | 2 | 231
19.02. | 3 | 231
19.02. | 4 | 231
19.02. | 5 | 231
19.02. | 6 | 231
19.02. | 7 | 231
19.02. | 8 | 231
19.02. | 9 | 231
19.02. | 10 | 231
19.02. | 11 | 231
19.02. | 12 | 231
19.02. | 13 | 231
19.02. | 14 | 231
19.02. | 15 | 231
19.02. | 16 | 231
19.02. | 17 | 231
19.02. | 18 | 231
19.02. | 19 | 231
19.02. | 20 | 231
19.02. | 21 | 231
19.02. | 22 | 231
19.02. | 23 | 231
19.02. | 24 | 231
20.02. | 1 | 231
20.02. | 2 | 231
20.02. | 3 | 231
20.02. | 4 | 231
20.02. | 5 | 231
20.02. | 6 | 231
20.02. | 7 | 231
20.02. | 8 | 231
20.02. | 9 | 231
20.02. | 10 | 231
20.02. | 11 | 231
20.02. | 12 | 231
20.02. | 13 | 231
20.02. | 14 | 231
20.02. | 15 | 231
20.02. | 16 | 231
20.02. | 17 | 231
20.02. | 18 | 231
20.02. | 19 | 231
20.02. | 20 | 231
20.02. | 21 | 231
20.02. | 22 | 231
20.02. | 23 | 231
20.02. | 24 | 231
21.02. | 1 | 231
21.02. | 2 | 231
21.02. | 3 | 231
21.02. | 4 | 231
21.02. | 5 | 231
21.02. | 6 | 231
21.02. | 7 | 231
21.02. | 8 | 231
21.02. | 9 | 231
21.02. | 10 | 231
21.02. | 11 | 231
21.02. | 12 | 231
21.02. | 13 | 231
21.02. | 14 | 231
21.02. | 15 | 231
21.02. | 16 | 231
21.02. | 17 | 231
21.02. | 18 | 231
21.02. | 19 | 231
21.02. | 20 | 231
21.02. | 21 | 231
21.02. | 22 | 231
21.02. | 23 | 231
21.02. | 24 | 231
22.02. | 1 | 231
22.02. | 2 | 231
22.02. | 3 | 231
22.02. | 4 | 231
22.02. | 5 | 231
22.02. | 6 | 231
22.02. | 7 | 231
22.02. | 8 | 231
22.02. | 9 | 231
22.02. | 10 | 231
22.02. | 11 | 231
22.02. | 12 | 231
22.02. | 13 | 231
22.02. | 14 | 231
22.02. | 15 | 231
22.02. | 16 | 231
22.02. | 17 | 231
22.02. | 18 | 231
22.02. | 19 | 231
22.02. | 20 | 231
22.02. | 21 | 231
22.02. | 22 | 231
22.02. | 23 | 231
22.02. | 24 | 231
23.02. | 1 | 231
23.02. | 2 | 231
23.02. | 3 | 231
23.02. | 4 | 231
23.02. | 5 | 231
23.02. | 6 | 231
23.02. | 7 | 231
23.02. | 8 | 231
23.02. | 9 | 231
23.02. | 10 | 231
23.02. | 11 | 231
23.02. | 12 | 231
23.02. | 13 | 231
23.02. | 14 | 231
23.02. | 15 | 231
23.02. | 16 | 231
23.02. | 17 | 231
23.02. | 18 | 231
23.02. | 19 | 231
23.02. | 20 | 231
23.02. | 21 | 231
23.02. | 22 | 231
23.02. | 23 | 231
23.02. | 24 | 231
24.02. | 1 | 231
24.02. | 2 | 231
24.02. | 3 | 231
24.02. | 4 | 231
24.02. | 5 | 231
24.02. | 6 | 231
24.02. | 7 | 231
24.02. | 8 | 231
24.02. | 9 | 231
24.02. | 10 | 231
24.02. | 11 | 231
24.02. | 12 | 231
24.02. | 13 | 231
24.02. | 14 | 231
24.02. | 15 | 231
24.02. | 16 | 231
24.02. | 17 | 231
24.02. | 18 | 231
24.02. | 19 | 231
24.02. | 20 | 231
24.02. | 21 | 231
24.02. | 22 | 231
24.02. | 23 | 231
24.02. | 24 | 231
25.02. | 1 | 231
25.02. | 2 | 231
25.02. | 3 | 231
25.02. | 4 | 231
25.02. | 5 | 231
25.02. | 6 | 231
25.02. | 7 | 231
25.02. | 8 | 231
25.02. | 9 | 231
25.02. | 10 | 231
25.02. | 11 | 231
25.02. | 12 | 231
25.02. | 13 | 231
25.02. | 14 | 231
25.02. | 15 | 231
25.02. | 16 | 231
25.02. | 17 | 231
25.02. | 18 | 231
25.02. | 19 | 231
25.02. | 20 | 231
25.02. | 21 | 231
25.02. | 22 | 231
25.02. | 23 | 231
25.02. | 24 | 231
26.02. | 1 | 231
26.02. | 2 | 231
26.02. | 3 | 231
26.02. | 4 | 231
26.02. | 5 | 231
26.02. | 6 | 231
26.02. | 7 | 231
26.02. | 8 | 231
26.02. | 9 | 231
26.02. | 10 | 231
26.02. | 11 | 231
26.02. | 12 | 231
26.02. | 13 | 231
26.02. | 14 | 231
26.02. | 15 | 231
26.02. | 16 | 231
26.02. | 17 | 231
26.02. | 18 | 231
26.02. | 19 | 231
26.02. | 20 | 231
26.02. | 21 | 231
26.02. | 22 | 231
26.02. | 23 | 231
26.02. | 24 | 231
27.02. | 1 | 231
27.02. | 2 | 231
27.02. | 3 | 231
27.02. | 4 | 231
27.02. | 5 | 231
27.02. | 6 | 231
27.02. | 7 | 231
27.02. | 8 | 231
27.02. | 9 | 231
27.02. | 10 | 231
27.02. | 11 | 231
27.02. | 12 | 231
27.02. | 13 | 231
27.02. | 14 | 231
27.02. | 15 | 231
27.02. | 16 | 231
27.02. | 17 | 231
27.02. | 18 | 231
27.02. | 19 | 231
27.02. | 20 | 231
27.02. | 21 | 231
27.02. | 22 | 231
27.02. | 23 | 231
27.02. | 24 | 231
28.02. | 1 | 231
28.02. | 2 | 231
28.02. | 3 | 231
28.02. | 4 | 231
28.02. | 5 | 231
28.02. | 6 | 231
28.02. | 7 | 231
28.02. | 8 | 231
28.02. | 9 | 231
28.02. | 10 | 231
28.02. | 11 | 231
28.02. | 12 | 231
28.02. | 13 | 231
28.02. | 14 | 231
28.02. | 15 | 231
28.02. | 16 | 231
28.02. | 17 | 231
28.02. | 18 | 231
28.02. | 19 | 231
28.02. | 20 | 231
28.02. | 21 | 231
28.02. | 22 | 231
28.02. | 23 | 231
28.02. | 24 | 231
01.03. | 1 | 231
01.03. | 2 | 231
01.03. | 3 | 231
01.03. | 4 | 231
01.03. | 5 | 231
01.03. | 6 | 231
01.03. | 7 | 231
01.03. | 8 | 231
01.03. | 9 | 231
01.03. | 10 | 231
01.03. | 11 | 231
01.03. | 12 | 231
01.03. | 13 | 231
01.03. | 14 | 231
01.03. | 15 | 231
01.03. | 16 | 231
01.03. | 17 | 231
01.03. | 18 | 231
01.03. | 19 | 231
01.03. | 20 | 231
01.03. | 21 | 231
01.03. | 22 | 231
01.03. | 23 | 231
01.03. | 24 | 231
02.03. | 1 | 231
02.03. | 2 | 231
02.03. | 3 | 231
02.03. | 4 | 231
02.03. | 5 | 231
02.03. | 6 | 231
02.03. | 7 | 231
02.03. | 8 | 231
02.03. | 9 | 231
02.03. | 10 | 231
02.03. | 11 | 231
02.03. | 12 | 231
02.03. | 13 | 231
02.03. | 14 | 231
02.03. | 15 | 231
02.03. | 16 | 231
02.03. | 17 | 231
02.03. | 18 | 231
02.03. | 19 | 231
02.03. | 20 | 231
02.03. | 21 | 231
02.03. | 22 | 231
02.03. | 23 | 231
02.03. | 24 | 231
03.03. | 1 | 231
03.03. | 2 | 231
03.03. | 3 | 231
03.03. | 4 | 231
03.03. | 5 | 231
03.03. | 6 | 231
03.03. | 7 | 231
03.03. | 8 | 231
03.03. | 9 | 231
03.03. | 10 | 231
03.03. | 11 | 231
03.03. | 12 | 231
03.03. | 13 | 231
03.03. | 14 | 231
03.03. | 15 | 231
03.03. | 16 | 231
03.03. | 17 | 231
03.03. | 18 | 231
03.03. | 19 | 231
03.03. | 20 | 231
03.03. | 21 | 231
03.03. | 22 | 231
03.03. | 23 | 231
03.03. | 24 | 231
04.03. | 1 | 231
04.03. | 2 | 231
04.03. | 3 | 231
04.03. | 4 | 231
04.03. | 5 | 231
04.03. | 6 | 231
04.03. | 7 | 231
04.03. | 8 | 231
04.03. | 9 | 231
04.03. | 10 | 231
04.03. | 11 | 231
04.03. | 12 | 231
04.03. | 13 | 231
04.03. | 14 | 231
04.03. | 15 | 231
04.03. | 16 | 231
04.03. | 17 | 231
04.03. | 18 | 231
04.03. | 19 | 231
04.03. | 20 | 231
04.03. | 21 | 231
04.03. | 22 | 231
04.03. | 23 | 231
04.03. | 24 | 231
05.03. | 1 | 231
05.03. | 2 | 231
05.03. | 3 | 231
05.03. | 4 | 231
05.03. | 5 | 231
05.03. | 6 | 231
05.03. | 7 | 231
05.03. | 8 | 231
05.03. | 9 | 231
05.03. | 10 | 231
05.03. | 11 | 231
05.03. | 12 | 231
05.03. | 13 | 231
05.03. | 14 | 231
05.03. | 15 | 231
05.03. | 16 | 231
05.03. | 17 | 231
05.03. | 18 | 231
05.03. | 19 | 231
05.03. | 20 | 231
05.03. | 21 | 231
05.03. | 22 | 231
05.03. | 23 | 231
05.03. | 24 | 231
06.03. | 1 | 231
06.03. | 2 | 231
06.03. | 3 | 231
06.03. | 4 | 231
06.03. | 5 | 231
06.03. | 6 | 231
06.03. | 7 | 231
06.03. | 8 | 231
06.03. | 9 | 231
06.03. | 10 | 231
06.03. | 11 | 231
06.03. | 12 | 231
06.03. | 13 | 231
06.03. | 14 | 231
06.03. | 15 | 231
06.03. | 16 | 231
06.03. | 17 | 231
06.03. | 18 | 231
06.03. | 19 | 231
06.03. | 20 | 231
06.03. | 21 | 231
06.03. | 22 | 231
06.03. | 23 | 231
06.03. | 24 | 231
07.03. | 1 | 231
07.03. | 2 | 231
07.03. | 3 | 231
07.03. | 4 | 231
07.03. | 5 | 231
07.03. | 6 | 231
07.03. | 7 | 231
07.03. | 8 | 231
07.03. | 9 | 231
07.03. | 10 | 231
07.03. | 11 | 231
07.03. | 12 | 231
07.03. | 13 | 231
07.03. | 14 | 231
07.03. | 15 | 231
07.03. | 16 | 231
07.03. | 17 | 231
07.03. | 18 | 231
07.03. | 19 | 231
07.03. | 20 | 231
07.03. | 21 | 231
07.03. | 22 | 231
07.03. | 23 | 231
07.03. | 24 | 231
08.03. | 1 | 231
08.03. | 2 | 231
08.03. | 3 | 231
08.03. | 4 | 231
08.03. | 5 | 231
08.03. | 6 | 231
08.03. | 7 | 231
08.03. | 8 | 231
08.03. | 9 | 231
08.03. | 10 | 231
08.03. | 11 | 231
08.03. | 12 | 231
08.03. | 13 | 231
08.03. | 14 | 231
08.03. | 15 | 231
08.03. | 16 | 231
08.03. | 17 | 231
08.03. | 18 | 231
08.03. | 19 | 231
08.03. | 20 | 231
08.03. | 21 | 231
08.03. | 22 | 231
08.03. | 23 | 231
08.03. | 24 | 231
09.03. | 1 | 231
09.03. | 2 | 231
09.03. | 3 | 231
09.03. | 4 | 231
09.03. | 5 | 231
09.03. | 6 | 231
09.03. | 7 | 231
09.03. | 8 | 231
09.03. | 9 | 231
09.03. | 10 | 231
09.03. | 11 | 231
09.03. | 12 | 231
09.03. | 13 | 231
09.03. | 14 | 231
09.03. | 15 | 231
09.03. | 16 | 231
09.03. | 17 | 231
09.03. | 18 | 231
09.03. | 19 | 231
09.03. | 20 | 231
09.03. | 21 | 231
09.03. | 22 | 231
09.03. | 23 | 231
09.03. | 24 | 231
10.03. | 1 | 231
10.03. | 2 | 231
10.03. | 3 | 231
10.03. | 4 | 231
10.03. | 5 | 231
10.03. | 6 | 231
10.03. | 7 | 231
10.03. | 8 | 231
10.03. | 9 | 231
10.03. | 10 | 231
10.03. | 11 | 231
10.03. | 12 | 231
10.03. | 13 | 231
10.03. | 14 | 231
10.03. | 15 | 231
10.03. | 16 | 231
10.03. | 17 | 231
10.03. | 18 | 231
10.03. | 19 | 231
10.03. | 20 | 231
10.03. | 21 | 231
10.03. | 22 | 231
10.03. | 23 | 231
10.03. | 24 | 231
11.03. | 1 | 231
11.03. | 2 | 231
11.03. | 3 | 231
11.03. | 4 | 231
11.03. | 5 | 231
11.03. | 6 | 231
11.03. | 7 | 231
11.03. | 8 | 231
11.03. | 9 | 231
11.03. | 10 | 231
11.03. | 11 | 231
11.03. | 12 | 231
11.03. | 13 | 231
11.03. | 14 | 231
11.03. | 15 | 231
11.03. | 16 | 231
11.03. | 17 | 231
11.03. | 18 | 231
11.03. | 19 | 231
11.03. | 20 | 231
11.03. | 21 | 231
11.03. | 22 | 231
11.03. | 23 | 231
11.03. | 24 | 231
12.03. | 1 | 231
12.03. | 2 | 231
12.03. | 3 | 231
12.03. | 4 | 231
12.03. | 5 | 231
12.03. | 6 | 231
12.03. | 7 | 231
12.03. | 8 | 231
12.03. | 9 | 231
12.03. | 10 | 231
12.03. | 11 | 231
12.03. | 12 | 231
12.03. | 13 | 231
12.03. | 14 | 231
12.03. | 15 | 231
12.03. | 16 | 231
12.03. | 17 | 231
12.03. | 18 | 231
12.03. | 19 | 231
12.03. | 20 | 231
12.03. | 21 | 231
12.03. | 22 | 231
12.03. | 23 | 231
12.03. | 24 | 231
13.03. | 1 | 231
13.03. | 2 | 231
13.03. | 3 | 231
13.03. | 4 | 231
13.03. | 5 | 231
13.03. | 6 | 231
13.03. | 7 | 231
13.03. | 8 | 231
13.03. | 9 | 231
13.03. | 10 | 231
13.03. | 11 | 231
13.03. | 12 | 231
13.03. | 13 | 231
13.03. | 14 | 231
13.03. | 15 | 231
13.03. | 16 | 231
13.03. | 17 | 231
13.03. | 18 | 231
13.03. | 19 | 231
13.03. | 20 | 231
13.03. | 21 | 231
13.03. | 22 | 231
13.03. | 23 | 231
13.03. | 24 | 231
14.03. | 1 | 231
14.03. | 2 | 231
14.03. | 3 | 231
14.03. | 4 | 231
14.03. | 5 | 231
14.03. | 6 | 231
14.03. | 7 | 231
14.03. | 8 | 231
14.03. | 9 | 231
14.03. | 10 | 231
14.03. | 11 | 231
14.03. | 12 | 231
14.03. | 13 | 231
14.03. | 14 | 231
14.03. | 15 | 231
14.03. | 16 | 231
14.03. | 17 | 231
14.03. | 18 | 231
14.03. | 19 | 231
14.03. | 20 | 231
14.03. | 21 | 231
14.03. | 22 | 231
14.03. | 23 | 231
14.03. | 24 | 231
15.03. | 1 | 231
15.03. | 2 | 231
15.03. | 3 | 231
15.03. | 4 | 231
15.03. | 5 | 231
15.03. | 6 | 231
15.03. | 7 | 231
15.03. | 8 | 231
15.03. | 9 | 231
15.03. | 10 | 231
15.03. | 11 | 231
15.03. | 12 | 231
15.03. | 13 | 231
15.03. | 14 | 231
15.03. | 15 | 231
15.03. | 16 | 231
15.03. | 17 | 231
15.03. | 18 | 231
15.03. | 19 | 231
15.03. | 20 | 231
15.03. | 21 | 231
15.03. | 22 | 231
15.03. | 23 | 231
15.03. | 24 | 231
16.03. | 1 | 231
16.03. | 2 | 231
16.03. | 3 | 231
16.03. | 4 | 231
16.03. | 5 | 231
16.03. | 6 | 231
16.03. | 7 | 231
16.03. | 8 | 231
16.03. | 9 | 231
16.03. | 10 | 231
16.03. | 11 | 231
16.03. | 12 | 231
16.03. | 13 | 231
16.03. | 14 | 231
16.03. | 15 | 231
16.03. | 16 | 231
16.03. | 17 | 231
16.03. | 18 | 231
16.03. | 19 | 231
16.03. | 20 | 231
16.03. | 21 | 231
16.03. | 22 | 231
16.03. | 23 | 231
16.03. | 24 | 231
17.03. | 1 | 231
17.03. | 2 | 231
17.03. | 3 | 231
17.03. | 4 | 231
17.03. | 5 | 231
17.03. | 6 | 231
17.03. | 7 | 231
17.03. | 8 | 231
17.03. | 9 | 231
17.03. | 10 | 231
17.03. | 11 | 231
17.03. | 12 | 231
17.03. | 13 | 231
17.03. | 14 | 231
17.03. | 15 | 231
17.03. | 16 | 231
17.03. | 17 | 231
17.03. | 18 | 231
17.03. | 19 | 231
17.03. | 20 | 231
17.03. | 21 | 231
17.03. | 22 | 231
17.03. | 23 | 231
17.03. | 24 | 231
18.03. | 1 | 231
18.03. | 2 | 231
18.03. | 3 | 231
18.03. | 4 | 231
18.03. | 5 | 231
18.03. | 6 | 231
18.03. | 7 | 231
18.03. | 8 | 231
18.03. | 9 | 231
18.03. | 10 | 231
18.03. | 11 | 231
18.03. | 12 | 231
18.03. | 13 | 231
18.03. | 14 | 231
18.03. | 15 | 231
18.03. | 16 | 231
18.03. | 17 | 231
18.03. | 18 | 231
18.03. | 19 | 231
18.03. | 20 | 231
18.03. | 21 | 231
18.03. | 22 | 231
18.03. | 23 | 231
18.03. | 24 | 231
19.03. | 1 | 231
19.03. | 2 | 231
19.03. | 3 | 231
19.03. | 4 | 231
19.03. | 5 | 231
19.03. | 6 | 231
19.03. | 7 | 231
19.03. | 8 | 231
19.03. | 9 | 231
19.03. | 10 | 231
19.03. | 11 | 231
19.03. | 12 | 231
19.03. | 13 | 231
19.03. | 14 | 231
19.03. | 15 | 231
19.03. | 16 | 231
19.03. | 17 | 231
19.03. | 18 | 231
19.03. | 19 | 231
19.03. | 20 | 231
19.03. | 21 | 231
19.03. | 22 | 231
19.03. | 23 | 231
19.03. | 24 | 231
20.03. | 1 | 231
20.03. | 2 | 231
20.03. | 3 | 231
20.03. | 4 | 231
20.03. | 5 | 231
20.03. | 6 | 231
20.03. | 7 | 231
20.03. | 8 | 231
20.03. | 9 | 231
20.03. | 10 | 231
20.03. | 11 | 231
20.03. | 12 | 231
20.03. | 13 | 231
20.03. | 14 | 231
20.03. | 15 | 231
20.03. | 16 | 231
20.03. | 17 | 231
20.03. | 18 | 231
20.03. | 19 | 231
20.03. | 20 | 231
20.03. | 21 | 231
20.03. | 22 | 231
20.03. | 23 | 231
20.03. | 24 | 231
21.03. | 1 | 231
21.03. | 2 | 231
21.03. | 3 | 231
21.03. | 4 | 231
21.03. | 5 | 231
21.03. | 6 | 231
21.03. | 7 | 231
21.03. | 8 | 231
21.03. | 9 | 231
21.03. | 10 | 231
21.03. | 11 | 231
21.03. | 12 | 231
21.03. | 13 | 231
21.03. | 14 | 231
21.03. | 15 | 231
21.03. | 16 | 231
21.03. | 17 | 231
21.03. | 18 | 231
21.03. | 19 | 231
21.03. | 20 | 231
21.03. | 21 | 231
21.03. | 22 | 231
21.03. | 23 | 231
21.03. | 24 | 231
22.03. | 1 | 231
22.03. | 2 | 231
22.03. | 3 | 231
22.03. | 4 | 231
22.03. | 5 | 231
22.03. | 6 | 231
22.03. | 7 | 231
22.03. | 8 | 231
22.03. | 9 | 231
22.03. | 10 | 231
22.03. | 11 | 231
22.03. | 12 | 231
22.03. | 13 | 231
22.03. | 14 | 231
22.03. | 15 | 231
22.03. | 16 | 231
22.03. | 17 | 231
22.03. | 18 | 231
22.03. | 19 | 231
22.03. | 20 | 231
22.03. | 21 | 231
22.03. | 22 | 231
22.03. | 23 | 231
22.03. | 24 | 231
23.03. | 1 | 231
23.03. | 2 | 231
23.03. | 3 | 231
23.03. | 4 | 231
23.03. | 5 | 231
23.03. | 6 | 231
23.03. | 7 | 231
23.03. | 8 | 231
23.03. | 9 | 231
23.03. | 10 | 231
23.03. | 11 | 231
23.03. | 12 | 231
23.03. | 13 | 231
23.03. | 14 | 231
23.03. | 15 | 231
23.03. | 16 | 231
23.03. | 17 | 231
23.03. | 18 | 231
23.03. | 19 | 231
23.03. | 20 | 231
23.03. | 21 | 231
23.03. | 22 | 231
23.03. | 23 | 231
23.03. | 24 | 231
24.03. | 1 | 231
24.03. | 2 | 231
24.03. | 3 | 231
24.03. | 4 | 231
24.03. | 5 | 231
24.03. | 6 | 231
24.03. | 7 | 231
24.03. | 8 | 231
24.03. | 9 | 231
24.03. | 10 | 231
24.03. | 11 | 231
24.03. | 12 | 231
24.03. | 13 | 231
24.03. | 14 | 231
24.03. | 15 | 231
24.03. | 16 | 231
24.03. | 17 | 231
24.03. | 18 | 231
24.03. | 19 | 231
24.03. | 20 | 231
24.03. | 21 | 231
24.03. | 22 | 231
24.03. | 23 | 231
24.03. | 24 | 231
25.03. | 1 | 231
25.03. | 2 | 231
25.03. | 3 | 231
25.03. | 4 | 231
25.03. | 5 | 231
25.03. | 6 | 231
25.03. | 7 | 231
25.03. | 8 | 231
25.03. | 9 | 231
25.03. | 10 | 231
25.03. | 11 | 231
25.03. | 12 | 231
25.03. | 13 | 231
25.03. | 14 | 231
25.03. | 15 | 231
25.03. | 16 | 231
25.03. | 17 | 231
25.03. | 18 | 231
25.03. | 19 | 231
25.03. | 20 | 231
25.03. | 21 | 231
25.03. | 22 | 231
25.03. | 23 | 231
25.03. | 24 | 231
26.03. | 1 | 231
26.03. | 2 | 231
26.03. | 3 | 231
26.03. | 4 | 231
26.03. | 5 | 231
26.03. | 6 | 231
26.03. | 7 | 231
26.03. | 8 | 231
26.03. | 9 | 231
26.03. | 10 | 231
26.03. | 11 | 231
26.03. | 12 | 231
26.03. | 13 | 231
26.03. | 14 | 231
26.03. | 15 | 231
26.03. | 16 | 231
26.03. | 17 | 231
26.03. | 18 | 231
26.03. | 19 | 231
26.03. | 20 | 231
26.03. | 21 | 231
26.03. | 22 | 231
26.03. | 23 | 231
26.03. | 24 | 231
27.03. | 1 | 231
27.03. | 2 | 231
27.03. | 3 | 231
27.03. | 4 | 231
27.03. | 5 | 231
27.03. | 6 | 231
27.03. | 7 | 231
27.03. | 8 | 231
27.03. | 9 | 231
27.03. | 10 | 231
27.03. | 11 | 231
27.03. | 12 | 231
27.03. | 13 | 231
27.03. | 14 | 231
27.03. | 15 | 231
27.03. | 16 | 231
27.03. | 17 | 231
27.03. | 18 | 231
27.03. | 19 | 231
27.03. | 20 | 231
27.03. | 21 | 231
27.03. | 22 | 231
27.03. | 23 | 231
27.03. | 24 | 231
28.03. | 1 | 231
28.03. | 2 | 231
28.03. | 3 | 231
28.03. | 4 | 231
28.03. | 5 | 231
28.03. | 6 | 231
28.03. | 7 | 231
28.03. | 8 | 231
28.03. | 9 | 231
28.03. | 10 | 231
28.03. | 11 | 231
28.03. | 12 | 231
28.03. | 13 | 231
28.03. | 14 | 231
28.03. | 15 | 231
28.03. | 16 | 231
28.03. | 17 | 231
28.03. | 18 | 231
28.03. | 19 | 231
28.03. | 20 | 231
28.03. | 21 | 231
28.03. | 22 | 231
28.03. | 23 | 231
28.03. | 24 | 231
29.03. | 1 | 231
29.03. | 2 | 231
29.03. | 3 | 231
29.03. | 4 | 231
29.03. | 5 | 231
29.03. | 6 | 231
29.03. | 7 | 231
29.03. | 8 | 231
29.03. | 9 | 231
29.03. | 10 | 231
29.03. | 11 | 231
29.03. | 12 | 231
29.03. | 13 | 231
29.03. | 14 | 231
29.03. | 15 | 231
29.03. | 16 | 231
29.03. | 17 | 231
29.03. | 18 | 231
29.03. | 19 | 231
29.03. | 20 | 231
29.03. | 21 | 231
29.03. | 22 | 231
29.03. | 23 | 231
29.03. | 24 | 231
30.03. | 1 | 231
30.03. | 2 | 231
30.03. | 3 | 231
30.03. | 4 | 231
30.03. | 5 | 231
30.03. | 6 | 231
30.03. | 7 | 231
30.03. | 8 | 231
30.03. | 9 | 231
30.03. | 10 | 231
30.03. | 11 | 231
30.03. | 12 | 231
30.03. | 13 | 231
30.03. | 14 | 231
30.03. | 15 | 231
30.03. | 16 | 231
30.03. | 17 | 231
30.03. | 18 | 231
30.03. | 19 | 231
30.03. | 20 | 231
30.03. | 21 | 231
30.03. | 22 | 231
30.03. | 23 | 231
30.03. | 24 | 231
31.03. | 1 | 231
31.03. | 2 | 231
31.03. | 3 | 231
31.03. | 4 | 231
31.03. | 5 | 231
31.03. | 6 | 231
31.03. | 7 | 231
31.03. | 8 | 231
31.03. | 9 | 231
31.03. | 10 | 231
31.03. | 11 | 231
31.03. | 12 | 231
31.03. | 13 | 231
31.03. | 14 | 231
31.03. | 15 | 231
31.03. | 16 | 231
31.03. | 17 | 231
31.03. | 18 | 231
31.03. | 19 | 231
31.03. | 20 | 231
31.03. | 21 | 231
31.03. | 22 | 231
31.03. | 23 | 231
31.03. | 24 | 231
01.04. | 1 | 231
01.04. | 2 | 231
01.04. | 3 | 231
01.04. | 4 | 231
01.04. | 5 | 231
01.04. | 6 | 231
01.04. | 7 | 231
01.04. | 8 | 231
01.04. | 9 | 231
01.04. | 10 | 231
01.04. | 11 | 231
01.04. | 12 | 231
01.04. | 13 | 231
01.04. | 14 | 231
01.04. | 15 | 231
01.04. | 16 | 231
01.04. | 17 | 231
01.04. | 18 | 231
01.04. | 19 | 231
01.04. | 20 | 231
01.04. | 21 | 231
01.04. | 22 | 231
01.04. | 23 | 231
01.04. | 24 | 231
02.04. | 1 | 231
02.04. | 2 | 231
02.04. | 3 | 231
02.04. | 4 | 231
02.04. | 5 | 231
02.04. | 6 | 231
02.04. | 7 | 231
02.04. | 8 | 231
02.04. | 9 | 231
02.04. | 10 | 231
02.04. | 11 | 231
02.04. | 12 | 231
02.04. | 13 | 231
02.04. | 14 | 231
02.04. | 15 | 231
02.04. | 16 | 231
02.04. | 17 | 231
02.04. | 18 | 231
02.04. | 19 | 231
02.04. | 20 | 231
02.04. | 21 | 231
02.04. | 22 | 231
02.04. | 23 | 231
02.04. | 24 | 231
03.04. | 1 | 231
03.04. | 2 | 231
03.04. | 3 | 231
03.04. | 4 | 231
03.04. | 5 | 231
03.04. | 6 | 231
03.04. | 7 | 231
03.04. | 8 | 231
03.04. | 9 | 231
03.04. | 10 | 231
03.04. | 11 | 231
03.04. | 12 | 231
03.04. | 13 | 231
03.04. | 14 | 231
03.04. | 15 | 231
03.04. | 16 | 231
03.04. | 17 | 231
03.04. | 18 | 231
03.04. | 19 | 231
03.04. | 20 | 231
03.04. | 21 | 231
03.04. | 22 | 231
03.04. | 23 | 231
03.04. | 24 | 231
04.04. | 1 | 231
04.04. | 2 | 231
04.04. | 3 | 231
04.04. | 4 | 231
04.04. | 5 | 231
04.04. | 6 | 231
04.04. | 7 | 231
04.04. | 8 | 231
04.04. | 9 | 231
04.04. | 10 | 231
04.04. | 11 | 231
04.04. | 12 | 231
04.04. | 13 | 231
04.04. | 14 | 231
04.04. | 15 | 231
04.04. | 16 | 231
04.04. | 17 | 231
04.04. | 18 | 231
04.04. | 19 | 231
04.04. | 20 | 231
04.04. | 21 | 231
04.04. | 22 | 231
04.04. | 23 | 231
04.04. | 24 | 231
05.04. | 1 | 231
05.04. | 2 | 231
05.04. | 3 | 231
05.04. | 4 | 231
05.04. | 5 | 231
05.04. | 6 | 231
05.04. | 7 | 231
05.04. | 8 | 231
05.04. | 9 | 231
05.04. | 10 | 231
05.04. | 11 | 231
05.04. | 12 | 231
05.04. | 13 | 231
05.04. | 14 | 231
05.04. | 15 | 231
05.04. | 16 | 231
05.04. | 17 | 231
05.04. | 18 | 231
05.04. | 19 | 231
05.04. | 20 | 231
05.04. | 21 | 231
05.04. | 22 | 231
05.04. | 23 | 231
05.04. | 24 | 231
06.04. | 1 | 231
06.04. | 2 | 231
06.04. | 3 | 231
06.04. | 4 | 231
06.04. | 5 | 231
06.04. | 6 | 231
06.04. | 7 | 231
06.04. | 8 | 231
06.04. | 9 | 231
06.04. | 10 | 231
06.04. | 11 | 231
06.04. | 12 | 231
06.04. | 13 | 231
06.04. | 14 | 231
06.04. | 15 | 231
06.04. | 16 | 231
06.04. | 17 | 231
06.04. | 18 | 231
06.04. | 19 | 231
06.04. | 20 | 231
06.04. | 21 | 231
06.04. | 22 | 231
06.04. | 23 | 231
06.04. | 24 | 231
07.04. | 1 | 231
07.04. | 2 | 231
07.04. | 3 | 231
07.04. | 4 | 231
07.04. | 5 | 231
07.04. | 6 | 231
07.04. | 7 | 231
07.04. | 8 | 231
07.04. | 9 | 231
07.04. | 10 | 231
07.04. | 11 | 231
07.04. | 12 | 231
07.04. | 13 | 231
07.04. | 14 | 231
07.04. | 15 | 231
07.04. | 16 | 231
07.04. | 17 | 231
07.04. | 18 | 231
07.04. | 19 | 231
07.04. | 20 | 231
07.04. | 21 | 231
07.04. | 22 | 231
07.04. | 23 | 231
07.04. | 24 | 231
08.04. | 1 | 231
08.04. | 2 | 231
08.04. | 3 | 231
08.04. | 4 | 231
08.04. | 5 | 231
08.04. | 6 | 231
08.04. | 7 | 231
08.04. | 8 | 231
08.04. | 9 | 231
08.04. | 10 | 231
08.04. | 11 | 231
08.04. | 12 | 231
08.04. | 13 | 231
08.04. | 14 | 231
08.04. | 15 | 231
08.04. | 16 | 231
08.04. | 17 | 231
08.04. | 18 | 231
08.04. | 19 | 231
08.04. | 20 | 231
08.04. | 21 | 231
08.04. | 22 | 231
08.04. | 23 | 231
08.04. | 24 | 231
09.04. | 1 | 231
09.04. | 2 | 231
09.04. | 3 | 231
09.04. | 4 | 231
09.04. | 5 | 231
09.04. | 6 | 231
09.04. | 7 | 231
09.04. | 8 | 231
09.04. | 9 | 231
09.04. | 10 | 231
09.04. | 11 | 231
09.04. | 12 | 231
09.04. | 13 | 231
09.04. | 14 | 231
09.04. | 15 | 231
09.04. | 16 | 231
09.04. | 17 | 231
09.04. | 18 | 231
09.04. | 19 | 231
09.04. | 20 | 231
09.04. | 21 | 231
09.04. | 22 | 231
09.04. | 23 | 231
09.04. | 24 | 231
10.04. | 1 | 231
10.04. | 2 | 231
10.04. | 3 | 231
10.04. | 4 | 231
10.04. | 5 | 231
10.04. | 6 | 231
10.04. | 7 | 231
10.04. | 8 | 231
10.04. | 9 | 231
10.04. | 10 | 231
10.04. | 11 | 231
10.04. | 12 | 231
10.04. | 13 | 231
10.04. | 14 | 231
10.04. | 15 | 231
10.04. | 16 | 231
10.04. | 17 | 231
10.04. | 18 | 231
10.04. | 19 | 231
10.04. | 20 | 231
10.04. | 21 | 231
10.04. | 22 | 231
10.04. | 23 | 231
10.04. | 24 | 231
11.04. | 1 | 231
11.04. | 2 | 231
11.04. | 3 | 231
11.04. | 4 | 231
11.04. | 5 | 231
11.04. | 6 | 231
11.04. | 7 | 231
11.04. | 8 | 231
11.04. | 9 | 231
11.04. | 10 | 231
11.04. | 11 | 231
11.04. | 12 | 231
11.04. | 13 | 231
11.04. | 14 | 231
11.04. | 15 | 231
11.04. | 16 | 231
11.04. | 17 | 231
11.04. | 18 | 231
11.04. | 19 | 231
11.04. | 20 | 231
11.04. | 21 | 231
11.04. | 22 | 231
11.04. | 23 | 231
11.04. | 24 | 231
12.04. | 1 | 231
12.04. | 2 | 231
12.04. | 3 | 231
12.04. | 4 | 231
12.04. | 5 | 231
12.04. | 6 | 231
12.04. | 7 | 231
12.04. | 8 | 231
12.04. | 9 | 231
12.04. | 10 | 231
12.04. | 11 | 231
12.04. | 12 | 231
12.04. | 13 | 231
12.04. | 14 | 231
12.04. | 15 | 231
12.04. | 16 | 231
12.04. | 17 | 231
12.04. | 18 | 231
12.04. | 19 | 231
12.04. | 20 | 231
12.04. | 21 | 231
12.04. | 22 | 231
12.04. | 23 | 231
12.04. | 24 | 231
13.04. | 1 | 231
13.04. | 2 | 231
13.04. | 3 | 231
13.04. | 4 | 231
13.04. | 5 | 231
13.04. | 6 | 231
13.04. | 7 | 231
13.04. | 8 | 231
13.04. | 9 | 231
13.04. | 10 | 231
13.04. | 11 | 231
13.04. | 12 | 231
13.04. | 13 | 231
13.04. | 14 | 231
13.04. | 15 | 231
13.04. | 16 | 231
13.04. | 17 | 231
13.04. | 18 | 231
13.04. | 19 | 231
13.04. | 20 | 231
13.04. | 21 | 231
13.04. | 22 | 231
13.04. | 23 | 231
13.04. | 24 | 231
14.04. | 1 | 231
14.04. | 2 | 231
14.04. | 3 | 231
14.04. | 4 | 231
14.04. | 5 | 231
14.04. | 6 | 231
14.04. | 7 | 231
14.04. | 8 | 231
14.04. | 9 | 231
14.04. | 10 | 231
14.04. | 11 | 231
14.04. | 12 | 231
14.04. | 13 | 231
14.04. | 14 | 231
14.04. | 15 | 231
14.04. | 16 | 231
14.04. | 17 | 231
14.04. | 18 | 231
14.04. | 19 | 231
14.04. | 20 | 231
14.04. | 21 | 231
14.04. | 22 | 231
14.04. | 23 | 231
14.04. | 24 | 231
15.04. | 1 | 231
15.04. | 2 | 231
15.04. | 3 | 231
15.04. | 4 | 231
15.04. | 5 | 231
15.04. | 6 | 231
15.04. | 7 | 231
15.04. | 8 | 231
15.04. | 9 | 231
15.04. | 10 | 231
15.04. | 11 | 231
15.04. | 12 | 231
15.04. | 13 | 231
15.04. | 14 | 231
15.04. | 15 | 231
15.04. | 16 | 231
15.04. | 17 | 231
15.04. | 18 | 231
15.04. | 19 | 231
15.04. | 20 | 231
15.04. | 21 | 231
15.04. | 22 | 231
15.04. | 23 | 231
15.04. | 24 | 231
16.04. | 1 | 231
16.04. | 2 | 231
16.04. | 3 | 231
16.04. | 4 | 231
16.04. | 5 | 231
16.04. | 6 | 231
16.04. | 7 | 231
16.04. | 8 | 231
16.04. | 9 | 231
16.04. | 10 | 231
16.04. | 11 | 231
16.04. | 12 | 231
16.04. | 13 | 231
16.04. | 14 | 231
16.04. | 15 | 231
16.04. | 16 | 231
16.04. | 17 | 231
16.04. | 18 | 231
16.04. | 19 | 231
16.04. | 20 | 231
16.04. | 21 | 231
16.04. | 22 | 231
16.04. | 23 | 231
16.04. | 24 | 231
17.04. | 1 | 231
17.04. | 2 | 231
17.04. | 3 | 231
17.04. | 4 | 231
17.04. | 5 | 231
17.04. | 6 | 231
17.04. | 7 | 231
17.04. | 8 | 231
17.04. | 9 | 231
17.04. | 10 | 231
17.04. | 11 | 231
17.04. | 12 | 231
17.04. | 13 | 231
17.04. | 14 | 231
17.04. | 15 | 231
17.04. | 16 | 231
17.04. | 17 | 231
17.04. | 18 | 231
17.04. | 19 | 231
17.04. | 20 | 231
17.04. | 21 | 231
17.04. | 22 | 231
17.04. | 23 | 231
17.04. | 24 | 231
18.04. | 1 | 231
18.04. | 2 | 231
18.04. | 3 | 231
18.04. | 4 | 231
18.04. | 5 | 231
18.04. | 6 | 231
18.04. | 7 | 231
18.04. | 8 | 231
18.04. | 9 | 231
18.04. | 10 | 231
18.04. | 11 | 231
18.04. | 12 | 231
18.04. | 13 | 231
18.04. | 14 | 231
18.04. | 15 | 231
18.04. | 16 | 231
18.04. | 17 | 231
18.04. | 18 | 231
18.04. | 19 | 231
18.04. | 20 | 231
18.04. | 21 | 231
18.04. | 22 | 231
18.04. | 23 | 231
18.04. | 24 | 231
19.04. | 1 | 231
19.04. | 2 | 231
19.04. | 3 | 231
19.04. | 4 | 231
19.04. | 5 | 231
19.04. | 6 | 231
19.04. | 7 | 231
19.04. | 8 | 231
19.04. | 9 | 231
19.04. | 10 | 231
19.04. | 11 | 231
19.04. | 12 | 231
19.04. | 13 | 231
19.04. | 14 | 231
19.04. | 15 | 231
19.04. | 16 | 231
19.04. | 17 | 231
19.04. | 18 | 231
19.04. | 19 | 231
19.04. | 20 | 231
19.04. | 21 | 231
19.04. | 22 | 231
19.04. | 23 | 231
19.04. | 24 | 231
20.04. | 1 | 231
20.04. | 2 | 231
20.04. | 3 | 231
20.04. | 4 | 231
20.04. | 5 | 231
20.04. | 6 | 231
20.04. | 7 | 231
20.04. | 8 | 231
20.04. | 9 | 231
20.04. | 10 | 231
20.04. | 11 | 231
20.04. | 12 | 231
20.04. | 13 | 231
20.04. | 14 | 231
20.04. | 15 | 231
20.04. | 16 | 231
20.04. | 17 | 231
20.04. | 18 | 231
20.04. | 19 | 231
20.04. | 20 | 231
20.04. | 21 | 231
20.04. | 22 | 231
20.04. | 23 | 231
20.04. | 24 | 231
21.04. | 1 | 231
21.04. | 2 | 231
21.04. | 3 | 231
21.04. | 4 | 231
21.04. | 5 | 231
21.04. | 6 | 231
21.04. | 7 | 231
21.04. | 8 | 231
21.04. | 9 | 231
21.04. | 10 | 231
21.04. | 11 | 231
21.04. | 12 | 231
21.04. | 13 | 231
21.04. | 14 | 231
21.04. | 15 | 231
21.04. | 16 | 231
21.04. | 17 | 231
21.04. | 18 | 231
21.04. | 19 | 231
21.04. | 20 | 231
21.04. | 21 | 231
21.04. | 22 | 231
21.04. | 23 | 231
21.04. | 24 | 231
22.04. | 1 | 231
22.04. | 2 | 231
22.04. | 3 | 231
22.04. | 4 | 231
22.04. | 5 | 231
22.04. | 6 | 231
22.04. | 7 | 231
22.04. | 8 | 231
22.04. | 9 | 231
22.04. | 10 | 231
22.04. | 11 | 231
22.04. | 12 | 231
22.04. | 13 | 231
22.04. | 14 | 231
22.04. | 15 | 231
22.04. | 16 | 231
22.04. | 17 | 231
22.04. | 18 | 231
22.04. | 19 | 231
22.04. | 20 | 231
22.04. | 21 | 231
22.04. | 22 | 231
22.04. | 23 | 231
22.04. | 24 | 231
23.04. | 1 | 231
23.04. | 2 | 231
23.04. | 3 | 231
23.04. | 4 | 231
23.04. | 5 | 231
23.04. | 6 | 231
23.04. | 7 | 231
23.04. | 8 | 231
23.04. | 9 | 231
23.04. | 10 | 231
23.04. | 11 | 231
23.04. | 12 | 231
23.04. | 13 | 231
23.04. | 14 | 231
23.04. | 15 | 231
23.04. | 16 | 231
23.04. | 17 | 231
23.04. | 18 | 231
23.04. | 19 | 231
23.04. | 20 | 231
23.04. | 21 | 231
23.04. | 22 | 231
23.04. | 23 | 231
23.04. | 24 | 231
24.04. | 1 | 231
24.04. | 2 | 231
24.04. | 3 | 231
24.04. | 4 | 231
24.04. | 5 | 231
24.04. | 6 | 231
24.04. | 7 | 231
24.04. | 8 | 231
24.04. | 9 | 231
24.04. | 10 | 231
24.04. | 11 | 231
24.04. | 12 | 231
24.04. | 13 | 231
24.04. | 14 | 231
24.04. | 15 | 231
24.04. | 16 | 231
24.04. | 17 | 231
24.04. | 18 | 231
24.04. | 19 | 231
24.04. | 20 | 231
24.04. | 21 | 231
24.04. | 22 | 231
24.04. | 23 | 231
24.04. | 24 | 231
25.04. | 1 | 231
25.04. | 2 | 231
25.04. | 3 | 231
25.04. | 4 | 231
25.04. | 5 | 231
25.04. | 6 | 231
25.04. | 7 | 231
25.04. | 8 | 231
25.04. | 9 | 231
25.04. | 10 | 231
25.04. | 11 | 231
25.04. | 12 | 231
25.04. | 13 | 231
25.04. | 14 | 231
25.04. | 15 | 231
25.04. | 16 | 231
25.04. | 17 | 231
25.04. | 18 | 231
25.04. | 19 | 231
25.04. | 20 | 231
25.04. | 21 | 231
25.04. | 22 | 231
25.04. | 23 | 231
25.04. | 24 | 231
26.04. | 1 | 231
26.04. | 2 | 231
26.04. | 3 | 231
26.04. | 4 | 231
26.04. | 5 | 231
26.04. | 6 | 231
26.04. | 7 | 231
26.04. | 8 | 231
26.04. | 9 | 231
26.04. | 10 | 231
26.04. | 11 | 231
26.04. | 12 | 231
26.04. | 13 | 231
26.04. | 14 | 231
26.04. | 15 | 231
26.04. | 16 | 231
26.04. | 17 | 231
26.04. | 18 | 231
26.04. | 19 | 231
26.04. | 20 | 231
26.04. | 21 | 231
26.04. | 22 | 231
26.04. | 23 | 231
26.04. | 24 | 231
27.04. | 1 | 231
27.04. | 2 | 231
27.04. | 3 | 231
27.04. | 4 | 231
27.04. | 5 | 231
27.04. | 6 | 231
27.04. | 7 | 231
27.04. | 8 | 231
27.04. | 9 | 231
27.04. | 10 | 231
27.04. | 11 | 231
27.04. | 12 | 231
27.04. | 13 | 231
27.04. | 14 | 231
27.04. | 15 | 231
27.04. | 16 | 231
27.04. | 17 | 231
27.04. | 18 | 231
27.04. | 19 | 231
27.04. | 20 | 231
27.04. | 21 | 231
27.04. | 22 | 231
27.04. | 23 | 231
27.04. | 24 | 231
28.04. | 1 | 231
28.04. | 2 | 231
28.04. | 3 | 231
28.04. | 4 | 231
28.04. | 5 | 231
28.04. | 6 | 231
28.04. | 7 | 231
28.04. | 8 | 231
28.04. | 9 | 231
28.04. | 10 | 231
28.04. | 11 | 231
28.04. | 12 | 231
28.04. | 13 | 231
28.04. | 14 | 231
28.04. | 15 | 231
28.04. | 16 | 231
28.04. | 17 | 231
28.04. | 18 | 231
28.04. | 19 | 231
28.04. | 20 | 231
28.04. | 21 | 231
28.04. | 22 | 231
28.04. | 23 | 231
28.04. | 24 | 231
29.04. | 1 | 231
29.04. | 2 | 231
29.04. | 3 | 231
29.04. | 4 | 231
29.04. | 5 | 231
29.04. | 6 | 231
29.04. | 7 | 231
29.04. | 8 | 231
29.04. | 9 | 231
29.04. | 10 | 231
29.04. | 11 | 231
29.04. | 12 | 231
29.04. | 13 | 231
29.04. | 14 | 231
29.04. | 15 | 231
29.04. | 16 | 231
29.04. | 17 | 231
29.04. | 18 | 231
29.04. | 19 | 231
29.04. | 20 | 231
29.04. | 21 | 231
29.04. | 22 | 231
29.04. | 23 | 231
29.04. | 24 | 231
30.04. | 1 | 231
30.04. | 2 | 231
30.04. | 3 | 231
30.04. | 4 | 231
30.04. | 5 | 231
30.04. | 6 | 231
30.04. | 7 | 231
30.04. | 8 | 231
30.04. | 9 | 231
30.04. | 10 | 231
30.04. | 11 | 231
30.04. | 12 | 231
30.04. | 13 | 231
30.04. | 14 | 231
30.04. | 15 | 231
30.04. | 16 | 231
30.04. | 17 | 231
30.04. | 18 | 231
30.04. | 19 | 231
30.04. | 20 | 231
30.04. | 21 | 231
30.04. | 22 | 231
30.04. | 23 | 231
30.04. | 24 | 231
01.05. | 1 | 231
01.05. | 2 | 231
01.05. | 3 | 231
01.05. | 4 | 231
01.05. | 5 | 231
01.05. | 6 | 231
01.05. | 7 | 231
01.05. | 8 | 231
01.05. | 9 | 231
01.05. | 10 | 231
01.05. | 11 | 231
01.05. | 12 | 231
01.05. | 13 | 231
01.05. | 14 | 231
01.05. | 15 | 231
01.05. | 16 | 231
01.05. | 17 | 231
01.05. | 18 | 231
01.05. | 19 | 231
01.05. | 20 | 231
01.05. | 21 | 231
01.05. | 22 | 231
01.05. | 23 | 231
01.05. | 24 | 231
02.05. | 1 | 231
02.05. | 2 | 231
02.05. | 3 | 231
02.05. | 4 | 231
02.05. | 5 | 231
02.05. | 6 | 231
02.05. | 7 | 231
02.05. | 8 | 231
02.05. | 9 | 231
02.05. | 10 | 231
02.05. | 11 | 231
02.05. | 12 | 231
02.05. | 13 | 231
02.05. | 14 | 231
02.05. | 15 | 231
02.05. | 16 | 231
02.05. | 17 | 231
02.05. | 18 | 231
02.05. | 19 | 231
02.05. | 20 | 231
02.05. | 21 | 231
02.05. | 22 | 231
02.05. | 23 | 231
02.05. | 24 | 231
03.05. | 1 | 231
03.05. | 2 | 231
03.05. | 3 | 231
03.05. | 4 | 231
03.05. | 5 | 231
03.05. | 6 | 231
03.05. | 7 | 231
03.05. | 8 | 231
03.05. | 9 | 231
03.05. | 10 | 231
03.05. | 11 | 231
03.05. | 12 | 231
03.05. | 13 | 231
03.05. | 14 | 231
03.05. | 15 | 231
03.05. | 16 | 231
03.05. | 17 | 231
03.05. | 18 | 231
03.05. | 19 | 231
03.05. | 20 | 231
03.05. | 21 | 231
03.05. | 22 | 231
03.05. | 23 | 231
03.05. | 24 | 231
04.05. | 1 | 231
04.05. | 2 | 231
04.05. | 3 | 231
04.05. | 4 | 231
04.05. | 5 | 231
04.05. | 6 | 231
04.05. | 7 | 231
04.05. | 8 | 231
04.05. | 9 | 231
04.05. | 10 | 231
04.05. | 11 | 231
04.05. | 12 | 231
04.05. | 13 | 231
04.05. | 14 | 231
04.05. | 15 | 231
04.05. | 16 | 231
04.05. | 17 | 231
04.05. | 18 | 231
04.05. | 19 | 231
04.05. | 20 | 231
04.05. | 21 | 231
04.05. | 22 | 231
04.05. | 23 | 231
04.05. | 24 | 231
05.05. | 1 | 231
05.05. | 2 | 231
05.05. | 3 | 231
05.05. | 4 | 231
05.05. | 5 | 231
05.05. | 6 | 231
05.05. | 7 | 231
05.05. | 8 | 231
05.05. | 9 | 231
05.05. | 10 | 231
05.05. | 11 | 231
05.05. | 12 | 231
05.05. | 13 | 231
05.05. | 14 | 231
05.05. | 15 | 231
05.05. | 16 | 231
05.05. | 17 | 231
05.05. | 18 | 231
05.05. | 19 | 231
05.05. | 20 | 231
05.05. | 21 | 231
05.05. | 22 | 231
05.05. | 23 | 231
05.05. | 24 | 231
06.05. | 1 | 231
06.05. | 2 | 231
06.05. | 3 | 231
06.05. | 4 | 231
06.05. | 5 | 231
06.05. | 6 | 231
06.05. | 7 | 231
06.05. | 8 | 231
06.05. | 9 | 231
06.05. | 10 | 231
06.05. | 11 | 231
06.05. | 12 | 231
06.05. | 13 | 231
06.05. | 14 | 231
06.05. | 15 | 231
06.05. | 16 | 231
06.05. | 17 | 231
06.05. | 18 | 231
06.05. | 19 | 231
06.05. | 20 | 231
06.05. | 21 | 231
06.05. | 22 | 231
06.05. | 23 | 231
06.05. | 24 | 231
07.05. | 1 | 231
07.05. | 2 | 231
07.05. | 3 | 231
07.05. | 4 | 231
07.05. | 5 | 231
07.05. | 6 | 231
07.05. | 7 | 231
07.05. | 8 | 231
07.05. | 9 | 231
07.05. | 10 | 231
07.05. | 11 | 231
07.05. | 12 | 231
07.05. | 13 | 231
07.05. | 14 | 231
07.05. | 15 | 231
07.05. | 16 | 231
07.05. | 17 | 231
07.05. | 18 | 231
07.05. | 19 | 231
07.05. | 20 | 231
07.05. | 21 | 231
07.05. | 22 | 231
07.05. | 23 | 231
07.05. | 24 | 231
08.05. | 1 | 231
08.05. | 2 | 231
08.05. | 3 | 231
08.05. | 4 | 231
08.05. | 5 | 231
08.05. | 6 | 231
08.05. | 7 | 231
08.05. | 8 | 231
08.05. | 9 | 231
08.05. | 10 | 231
08.05. | 11 | 231
08.05. | 12 | 231
08.05. | 13 | 231
08.05. | 14 | 231
08.05. | 15 | 231
08.05. | 16 | 231
08.05. | 17 | 231
08.05. | 18 | 231
08.05. | 19 | 231
08.05. | 20 | 231
08.05. | 21 | 231
08.05. | 22 | 231
08.05. | 23 | 231
08.05. | 24 | 231
09.05. | 1 | 231
09.05. | 2 | 231
09.05. | 3 | 231
09.05. | 4 | 231
09.05. | 5 | 231
09.05. | 6 | 231
09.05. | 7 | 231
09.05. | 8 | 231
09.05. | 9 | 231
09.05. | 10 | 231
09.05. | 11 | 231
09.05. | 12 | 231
09.05. | 13 | 231
09.05. | 14 | 231
09.05. | 15 | 231
09.05. | 16 | 231
09.05. | 17 | 231
09.05. | 18 | 231
09.05. | 19 | 231
09.05. | 20 | 231
09.05. | 21 | 231
09.05. | 22 | 231
09.05. | 23 | 231
09.05. | 24 | 231
10.05. | 1 | 231
10.05. | 2 | 231
10.05. | 3 | 231
10.05. | 4 | 231
10.05. | 5 | 231
10.05. | 6 | 231
10.05. | 7 | 231
10.05. | 8 | 231
10.05. | 9 | 231
10.05. | 10 | 231
10.05. | 11 | 231
10.05. | 12 | 231
10.05. | 13 | 231
10.05. | 14 | 231
10.05. | 15 | 231
10.05. | 16 | 231
10.05. | 17 | 231
10.05. | 18 | 231
10.05. | 19 | 231
10.05. | 20 | 231
10.05. | 21 | 231
10.05. | 22 | 231
10.05. | 23 | 231
10.05. | 24 | 231
11.05. | 1 | 231
11.05. | 2 | 231
11.05. | 3 | 231
11.05. | 4 | 231
11.05. | 5 | 231
11.05. | 6 | 231
11.05. | 7 | 231
11.05. | 8 | 231
11.05. | 9 | 231
11.05. | 10 | 231
11.05. | 11 | 231
11.05. | 12 | 231
11.05. | 13 | 231
11.05. | 14 | 231
11.05. | 15 | 231
11.05. | 16 | 231
11.05. | 17 | 231
11.05. | 18 | 231
11.05. | 19 | 231
11.05. | 20 | 231
11.05. | 21 | 231
11.05. | 22 | 231
11.05. | 23 | 231
11.05. | 24 | 231
12.05. | 1 | 231
12.05. | 2 | 231
12.05. | 3 | 231
12.05. | 4 | 231
12.05. | 5 | 231
12.05. | 6 | 231
12.05. | 7 | 231
12.05. | 8 | 231
12.05. | 9 | 231
12.05. | 10 | 231
12.05. | 11 | 231
12.05. | 12 | 231
12.05. | 13 | 231
12.05. | 14 | 231
12.05. | 15 | 231
12.05. | 16 | 231
12.05. | 17 | 231
12.05. | 18 | 231
12.05. | 19 | 231
12.05. | 20 | 231
12.05. | 21 | 231
12.05. | 22 | 231
12.05. | 23 | 231
12.05. | 24 | 231
13.05. | 1 | 231
13.05. | 2 | 231
13.05. | 3 | 231
13.05. | 4 | 231
13.05. | 5 | 231
13.05. | 6 | 231
13.05. | 7 | 231
13.05. | 8 | 231
13.05. | 9 | 231
13.05. | 10 | 231
13.05. | 11 | 231
13.05. | 12 | 231
13.05. | 13 | 231
13.05. | 14 | 231
13.05. | 15 | 231
13.05. | 16 | 231
13.05. | 17 | 231
13.05. | 18 | 231
13.05. | 19 | 231
13.05. | 20 | 231
13.05. | 21 | 231
13.05. | 22 | 231
13.05. | 23 | 231
13.05. | 24 | 231
14.05. | 1 | 231
14.05. | 2 | 231
14.05. | 3 | 231
14.05. | 4 | 231
14.05. | 5 | 231
14.05. | 6 | 231
14.05. | 7 | 231
14.05. | 8 | 231
14.05. | 9 | 231
14.05. | 10 | 231
14.05. | 11 | 231
14.05. | 12 | 231
14.05. | 13 | 231
14.05. | 14 | 231
14.05. | 15 | 231
14.05. | 16 | 231
14.05. | 17 | 231
14.05. | 18 | 231
14.05. | 19 | 231
14.05. | 20 | 231
14.05. | 21 | 231
14.05. | 22 | 231
14.05. | 23 | 231
14.05. | 24 | 231
15.05. | 1 | 231
15.05. | 2 | 231
15.05. | 3 | 231
15.05. | 4 | 231
15.05. | 5 | 231
15.05. | 6 | 231
15.05. | 7 | 231
15.05. | 8 | 231
15.05. | 9 | 231
15.05. | 10 | 231
15.05. | 11 | 231
15.05. | 12 | 231
15.05. | 13 | 231
15.05. | 14 | 231
15.05. | 15 | 231
15.05. | 16 | 231
15.05. | 17 | 231
15.05. | 18 | 231
15.05. | 19 | 231
15.05. | 20 | 231
15.05. | 21 | 231
15.05. | 22 | 231
15.05. | 23 | 231
15.05. | 24 | 231
16.05. | 1 | 231
16.05. | 2 | 231
16.05. | 3 | 231
16.05. | 4 | 231
16.05. | 5 | 231
16.05. | 6 | 231
16.05. | 7 | 231
16.05. | 8 | 231
16.05. | 9 | 231
16.05. | 10 | 231
16.05. | 11 | 231
16.05. | 12 | 231
16.05. | 13 | 231
16.05. | 14 | 231
16.05. | 15 | 231
16.05. | 16 | 231
16.05. | 17 | 231
16.05. | 18 | 231
16.05. | 19 | 231
16.05. | 20 | 231
16.05. | 21 | 231
16.05. | 22 | 231
16.05. | 23 | 231
16.05. | 24 | 231
17.05. | 1 | 231
17.05. | 2 | 231
17.05. | 3 | 231
17.05. | 4 | 231
17.05. | 5 | 231
17.05. | 6 | 231
17.05. | 7 | 231
17.05. | 8 | 231
17.05. | 9 | 231
17.05. | 10 | 231
17.05. | 11 | 231
17.05. | 12 | 231
17.05. | 13 | 231
17.05. | 14 | 231
17.05. | 15 | 231
17.05. | 16 | 231
17.05. | 17 | 231
17.05. | 18 | 231
17.05. | 19 | 231
17.05. | 20 | 231
17.05. | 21 | 231
17.05. | 22 | 231
17.05. | 23 | 231
17.05. | 24 | 231
18.05. | 1 | 231
18.05. | 2 | 231
18.05. | 3 | 231
18.05. | 4 | 231
18.05. | 5 | 231
18.05. | 6 | 231
18.05. | 7 | 231
18.05. | 8 | 231
18.05. | 9 | 231
18.05. | 10 | 231
18.05. | 11 | 231
18.05. | 12 | 231
18.05. | 13 | 231
18.05. | 14 | 231
18.05. | 15 | 231
18.05. | 16 | 231
18.05. | 17 | 231
18.05. | 18 | 231
18.05. | 19 | 231
18.05. | 20 | 231
18.05. | 21 | 231
18.05. | 22 | 231
18.05. | 23 | 231
18.05. | 24 | 231
19.05. | 1 | 231
19.05. | 2 | 231
19.05. | 3 | 231
19.05. | 4 | 231
19.05. | 5 | 231
19.05. | 6 | 231
19.05. | 7 | 231
19.05. | 8 | 231
19.05. | 9 | 231
19.05. | 10 | 231
19.05. | 11 | 231
19.05. | 12 | 231
19.05. | 13 | 231
19.05. | 14 | 231
19.05. | 15 | 231
19.05. | 16 | 231
19.05. | 17 | 231
19.05. | 18 | 231
19.05. | 19 | 231
19.05. | 20 | 231
19.05. | 21 | 231
19.05. | 22 | 231
19.05. | 23 | 231
19.05. | 24 | 231
20.05. | 1 | 231
20.05. | 2 | 231
20.05. | 3 | 231
20.05. | 4 | 231
20.05. | 5 | 231
20.05. | 6 | 231
20.05. | 7 | 231
20.05. | 8 | 231
20.05. | 9 | 231
20.05. | 10 | 231
20.05. | 11 | 231
20.05. | 12 | 231
20.05. | 13 | 231
20.05. | 14 | 231
20.05. | 15 | 231
20.05. | 16 | 231
20.05. | 17 | 231
20.05. | 18 | 231
20.05. | 19 | 231
20.05. | 20 | 231
20.05. | 21 | 231
20.05. | 22 | 231
20.05. | 23 | 231
20.05. | 24 | 231
21.05. | 1 | 231
21.05. | 2 | 231
21.05. | 3 | 231
21.05. | 4 | 231
21.05. | 5 | 231
21.05. | 6 | 231
21.05. | 7 | 231
21.05. | 8 | 231
21.05. | 9 | 231
21.05. | 10 | 231
21.05. | 11 | 231
21.05. | 12 | 231
21.05. | 13 | 231
21.05. | 14 | 231
21.05. | 15 | 231
21.05. | 16 | 231
21.05. | 17 | 231
21.05. | 18 | 231
21.05. | 19 | 231
21.05. | 20 | 231
21.05. | 21 | 231
21.05. | 22 | 231
21.05. | 23 | 231
21.05. | 24 | 231
22.05. | 1 | 231
22.05. | 2 | 231
22.05. | 3 | 231
22.05. | 4 | 231
22.05. | 5 | 231
22.05. | 6 | 231
22.05. | 7 | 231
22.05. | 8 | 231
22.05. | 9 | 231
22.05. | 10 | 231
22.05. | 11 | 231
22.05. | 12 | 231
22.05. | 13 | 231
22.05. | 14 | 231
22.05. | 15 | 231
22.05. | 16 | 231
22.05. | 17 | 231
22.05. | 18 | 231
22.05. | 19 | 231
22.05. | 20 | 231
22.05. | 21 | 231
22.05. | 22 | 231
22.05. | 23 | 231
22.05. | 24 | 231
23.05. | 1 | 231
23.05. | 2 | 231
23.05. | 3 | 231
23.05. | 4 | 231
23.05. | 5 | 231
23.05. | 6 | 231
23.05. | 7 | 231
23.05. | 8 | 231
23.05. | 9 | 231
23.05. | 10 | 231
23.05. | 11 | 231
23.05. | 12 | 231
23.05. | 13 | 231
23.05. | 14 | 231
23.05. | 15 | 231
23.05. | 16 | 231
23.05. | 17 | 231
23.05. | 18 | 231
23.05. | 19 | 231
23.05. | 20 | 231
23.05. | 21 | 231
23.05. | 22 | 231
23.05. | 23 | 231
23.05. | 24 | 231
24.05. | 1 | 231
24.05. | 2 | 231
24.05. | 3 | 231
24.05. | 4 | 231
24.05. | 5 | 231
24.05. | 6 | 231
24.05. | 7 | 231
24.05. | 8 | 231
24.05. | 9 | 231
24.05. | 10 | 231
24.05. | 11 | 231
24.05. | 12 | 231
24.05. | 13 | 231
24.05. | 14 | 231
24.05. | 15 | 231
24.05. | 16 | 231
24.05. | 17 | 231
24.05. | 18 | 231
24.05. | 19 | 231
24.05. | 20 | 231
24.05. | 21 | 231
24.05. | 22 | 231
24.05. | 23 | 231
24.05. | 24 | 231
25.05. | 1 | 231
25.05. | 2 | 231
25.05. | 3 | 231
25.05. | 4 | 231
25.05. | 5 | 231
25.05. | 6 | 231
25.05. | 7 | 231
25.05. | 8 | 231
25.05. | 9 | 231
25.05. | 10 | 231
25.05. | 11 | 231
25.05. | 12 | 231
25.05. | 13 | 231
25.05. | 14 | 231
25.05. | 15 | 231
25.05. | 16 | 231
25.05. | 17 | 231
25.05. | 18 | 231
25.05. | 19 | 231
25.05. | 20 | 231
25.05. | 21 | 231
25.05. | 22 | 231
25.05. | 23 | 231
25.05. | 24 | 231
26.05. | 1 | 231
26.05. | 2 | 231
26.05. | 3 | 231
26.05. | 4 | 231
26.05. | 5 | 231
26.05. | 6 | 231
26.05. | 7 | 231
26.05. | 8 | 231
26.05. | 9 | 231
26.05. | 10 | 231
26.05. | 11 | 231
26.05. | 12 | 231
26.05. | 13 | 231
26.05. | 14 | 231
26.05. | 15 | 231
26.05. | 16 | 231
26.05. | 17 | 231
26.05. | 18 | 231
26.05. | 19 | 231
26.05. | 20 | 231
26.05. | 21 | 231
26.05. | 22 | 231
26.05. | 23 | 231
26.05. | 24 | 231
27.05. | 1 | 231
27.05. | 2 | 231
27.05. | 3 | 231
27.05. | 4 | 231
27.05. | 5 | 231
27.05. | 6 | 231
27.05. | 7 | 231
27.05. | 8 | 231
27.05. | 9 | 231
27.05. | 10 | 231
27.05. | 11 | 231
27.05. | 12 | 231
27.05. | 13 | 231
27.05. | 14 | 231
27.05. | 15 | 231
27.05. | 16 | 231
27.05. | 17 | 231
27.05. | 18 | 231
27.05. | 19 | 231
27.05. | 20 | 231
27.05. | 21 | 231
27.05. | 22 | 231
27.05. | 23 | 231
27.05. | 24 | 231
28.05. | 1 | 231
28.05. | 2 | 231
28.05. | 3 | 231
28.05. | 4 | 231
28.05. | 5 | 231
28.05. | 6 | 231
28.05. | 7 | 231
28.05. | 8 | 231
28.05. | 9 | 231
28.05. | 10 | 231
28.05. | 11 | 231
28.05. | 12 | 231
28.05. | 13 | 231
28.05. | 14 | 231
28.05. | 15 | 231
28.05. | 16 | 231
28.05. | 17 | 231
28.05. | 18 | 231
28.05. | 19 | 231
28.05. | 20 | 231
28.05. | 21 | 231
28.05. | 22 | 231
28.05. | 23 | 231
28.05. | 24 | 231
29.05. | 1 | 231
29.05. | 2 | 231
29.05. | 3 | 231
29.05. | 4 | 231
29.05. | 5 | 231
29.05. | 6 | 231
29.05. | 7 | 231
29.05. | 8 | 231
29.05. | 9 | 231
29.05. | 10 | 231
29.05. | 11 | 231
29.05. | 12 | 231
29.05. | 13 | 231
29.05. | 14 | 231
29.05. | 15 | 231
29.05. | 16 | 231
29.05. | 17 | 231
29.05. | 18 | 231
29.05. | 19 | 231
29.05. | 20 | 231
29.05. | 21 | 231
29.05. | 22 | 231
29.05. | 23 | 231
29.05. | 24 | 231
30.05. | 1 | 231
30.05. | 2 | 231
30.05. | 3 | 231
30.05. | 4 | 231
30.05. | 5 | 231
30.05. | 6 | 231
30.05. | 7 | 231
30.05. | 8 | 231
30.05. | 9 | 231
30.05. | 10 | 231
30.05. | 11 | 231
30.05. | 12 | 231
30.05. | 13 | 231
30.05. | 14 | 231
30.05. | 15 | 231
30.05. | 16 | 231
30.05. | 17 | 231
30.05. | 18 | 231
30.05. | 19 | 231
30.05. | 20 | 231
30.05. | 21 | 231
30.05. | 22 | 231
30.05. | 23 | 231
30.05. | 24 | 231
31.05. | 1 | 231
31.05. | 2 | 231
31.05. | 3 | 231
31.05. | 4 | 231
31.05. | 5 | 231
31.05. | 6 | 231
31.05. | 7 | 231
31.05. | 8 | 231
31.05. | 9 | 231
31.05. | 10 | 231
31.05. | 11 | 231
31.05. | 12 | 231
31.05. | 13 | 231
31.05. | 14 | 231
31.05. | 15 | 231
31.05. | 16 | 231
31.05. | 17 | 231
31.05. | 18 | 231
31.05. | 19 | 231
31.05. | 20 | 231
31.05. | 21 | 231
31.05. | 22 | 231
31.05. | 23 | 231
31.05. | 24 | 231
01.06. | 1 | 231
01.06. | 2 | 231
01.06. | 3 | 231
01.06. | 4 | 231
01.06. | 5 | 231
01.06. | 6 | 231
01.06. | 7 | 231
01.06. | 8 | 231
01.06. | 9 | 231
01.06. | 10 | 231
01.06. | 11 | 231
01.06. | 12 | 231
01.06. | 13 | 231
01.06. | 14 | 231
01.06. | 15 | 231
01.06. | 16 | 231
01.06. | 17 | 231
01.06. | 18 | 231
01.06. | 19 | 231
01.06. | 20 | 231
01.06. | 21 | 231
01.06. | 22 | 231
01.06. | 23 | 231
01.06. | 24 | 231
02.06. | 1 | 231
02.06. | 2 | 231
02.06. | 3 | 231
02.06. | 4 | 231
02.06. | 5 | 231
02.06. | 6 | 231
02.06. | 7 | 231
02.06. | 8 | 231
02.06. | 9 | 231
02.06. | 10 | 231
02.06. | 11 | 231
02.06. | 12 | 231
02.06. | 13 | 231
02.06. | 14 | 231
02.06. | 15 | 231
02.06. | 16 | 231
02.06. | 17 | 231
02.06. | 18 | 231
02.06. | 19 | 231
02.06. | 20 | 231
02.06. | 21 | 231
02.06. | 22 | 231
02.06. | 23 | 231
02.06. | 24 | 231
03.06. | 1 | 231
03.06. | 2 | 231
03.06. | 3 | 231
03.06. | 4 | 231
03.06. | 5 | 231
03.06. | 6 | 231
03.06. | 7 | 231
03.06. | 8 | 231
03.06. | 9 | 231
03.06. | 10 | 231
03.06. | 11 | 231
03.06. | 12 | 231
03.06. | 13 | 231
03.06. | 14 | 231
03.06. | 15 | 231
03.06. | 16 | 231
03.06. | 17 | 231
03.06. | 18 | 231
03.06. | 19 | 231
03.06. | 20 | 231
03.06. | 21 | 231
03.06. | 22 | 231
03.06. | 23 | 231
03.06. | 24 | 231
04.06. | 1 | 231
04.06. | 2 | 231
04.06. | 3 | 231
04.06. | 4 | 231
04.06. | 5 | 231
04.06. | 6 | 231
04.06. | 7 | 231
04.06. | 8 | 231
04.06. | 9 | 231
04.06. | 10 | 231
04.06. | 11 | 231
04.06. | 12 | 231
04.06. | 13 | 231
04.06. | 14 | 231
04.06. | 15 | 231
04.06. | 16 | 231
04.06. | 17 | 231
04.06. | 18 | 231
04.06. | 19 | 231
04.06. | 20 | 231
04.06. | 21 | 231
04.06. | 22 | 231
04.06. | 23 | 231
04.06. | 24 | 231
05.06. | 1 | 231
05.06. | 2 | 231
05.06. | 3 | 231
05.06. | 4 | 231
05.06. | 5 | 231
05.06. | 6 | 231
05.06. | 7 | 231
05.06. | 8 | 231
05.06. | 9 | 231
05.06. | 10 | 231
05.06. | 11 | 231
05.06. | 12 | 231
05.06. | 13 | 231
05.06. | 14 | 231
05.06. | 15 | 231
05.06. | 16 | 231
05.06. | 17 | 231
05.06. | 18 | 231
05.06. | 19 | 231
05.06. | 20 | 231
05.06. | 21 | 231
05.06. | 22 | 231
05.06. | 23 | 231
05.06. | 24 | 231
06.06. | 1 | 231
06.06. | 2 | 231
06.06. | 3 | 231
06.06. | 4 | 231
06.06. | 5 | 231
06.06. | 6 | 231
06.06. | 7 | 231
06.06. | 8 | 231
06.06. | 9 | 231
06.06. | 10 | 231
06.06. | 11 | 231
06.06. | 12 | 231
06.06. | 13 | 231
06.06. | 14 | 231
06.06. | 15 | 231
06.06. | 16 | 231
06.06. | 17 | 231
06.06. | 18 | 231
06.06. | 19 | 231
06.06. | 20 | 231
06.06. | 21 | 231
06.06. | 22 | 231
06.06. | 23 | 231
06.06. | 24 | 231
07.06. | 1 | 231
07.06. | 2 | 231
07.06. | 3 | 231
07.06. | 4 | 231
07.06. | 5 | 231
07.06. | 6 | 231
07.06. | 7 | 231
07.06. | 8 | 231
07.06. | 9 | 231
07.06. | 10 | 231
07.06. | 11 | 231
07.06. | 12 | 231
07.06. | 13 | 231
07.06. | 14 | 231
07.06. | 15 | 231
07.06. | 16 | 231
07.06. | 17 | 231
07.06. | 18 | 231
07.06. | 19 | 231
07.06. | 20 | 231
07.06. | 21 | 231
07.06. | 22 | 231
07.06. | 23 | 231
07.06. | 24 | 231
08.06. | 1 | 231
08.06. | 2 | 231
08.06. | 3 | 231
08.06. | 4 | 231
08.06. | 5 | 231
08.06. | 6 | 231
08.06. | 7 | 231
08.06. | 8 | 231
08.06. | 9 | 231
08.06. | 10 | 231
08.06. | 11 | 231
08.06. | 12 | 231
08.06. | 13 | 231
08.06. | 14 | 231
08.06. | 15 | 231
08.06. | 16 | 231
08.06. | 17 | 231
08.06. | 18 | 231
08.06. | 19 | 231
08.06. | 20 | 231
08.06. | 21 | 231
08.06. | 22 | 231
08.06. | 23 | 231
08.06. | 24 | 231
09.06. | 1 | 231
09.06. | 2 | 231
09.06. | 3 | 231
09.06. | 4 | 231
09.06. | 5 | 231
09.06. | 6 | 231
09.06. | 7 | 231
09.06. | 8 | 231
09.06. | 9 | 231
09.06. | 10 | 231
09.06. | 11 | 231
09.06. | 12 | 231
09.06. | 13 | 231
09.06. | 14 | 231
09.06. | 15 | 231
09.06. | 16 | 231
09.06. | 17 | 231
09.06. | 18 | 231
09.06. | 19 | 231
09.06. | 20 | 231
09.06. | 21 | 231
09.06. | 22 | 231
09.06. | 23 | 231
09.06. | 24 | 231
10.06. | 1 | 231
10.06. | 2 | 231
10.06. | 3 | 231
10.06. | 4 | 231
10.06. | 5 | 231
10.06. | 6 | 231
10.06. | 7 | 231
10.06. | 8 | 231
10.06. | 9 | 231
10.06. | 10 | 231
10.06. | 11 | 231
10.06. | 12 | 231
10.06. | 13 | 231
10.06. | 14 | 231
10.06. | 15 | 231
10.06. | 16 | 231
10.06. | 17 | 231
10.06. | 18 | 231
10.06. | 19 | 231
10.06. | 20 | 231
10.06. | 21 | 231
10.06. | 22 | 231
10.06. | 23 | 231
10.06. | 24 | 231
11.06. | 1 | 231
11.06. | 2 | 231
11.06. | 3 | 231
11.06. | 4 | 231
11.06. | 5 | 231
11.06. | 6 | 231
11.06. | 7 | 231
11.06. | 8 | 231
11.06. | 9 | 231
11.06. | 10 | 231
11.06. | 11 | 231
11.06. | 12 | 231
11.06. | 13 | 231
11.06. | 14 | 231
11.06. | 15 | 231
11.06. | 16 | 231
11.06. | 17 | 231
11.06. | 18 | 231
11.06. | 19 | 231
11.06. | 20 | 231
11.06. | 21 | 231
11.06. | 22 | 231
11.06. | 23 | 231
11.06. | 24 | 231
12.06. | 1 | 231
12.06. | 2 | 231
12.06. | 3 | 231
12.06. | 4 | 231
12.06. | 5 | 231
12.06. | 6 | 231
12.06. | 7 | 231
12.06. | 8 | 231
12.06. | 9 | 231
12.06. | 10 | 231
12.06. | 11 | 231
12.06. | 12 | 231
12.06. | 13 | 231
12.06. | 14 | 231
12.06. | 15 | 231
12.06. | 16 | 231
12.06. | 17 | 231
12.06. | 18 | 231
12.06. | 19 | 231
12.06. | 20 | 231
12.06. | 21 | 231
12.06. | 22 | 231
12.06. | 23 | 231
12.06. | 24 | 231
13.06. | 1 | 231
13.06. | 2 | 231
13.06. | 3 | 231
13.06. | 4 | 231
13.06. | 5 | 231
13.06. | 6 | 231
13.06. | 7 | 231
13.06. | 8 | 231
13.06. | 9 | 231
13.06. | 10 | 231
13.06. | 11 | 231
13.06. | 12 | 231
13.06. | 13 | 231
13.06. | 14 | 231
13.06. | 15 | 231
13.06. | 16 | 231
13.06. | 17 | 231
13.06. | 18 | 231
13.06. | 19 | 231
13.06. | 20 | 231
13.06. | 21 | 231
13.06. | 22 | 231
13.06. | 23 | 231
13.06. | 24 | 231
14.06. | 1 | 231
14.06. | 2 | 231
14.06. | 3 | 231
14.06. | 4 | 231
14.06. | 5 | 231
14.06. | 6 | 231
14.06. | 7 | 231
14.06. | 8 | 231
14.06. | 9 | 231
14.06. | 10 | 231
14.06. | 11 | 231
14.06. | 12 | 231
14.06. | 13 | 231
14.06. | 14 | 231
14.06. | 15 | 231
14.06. | 16 | 231
14.06. | 17 | 231
14.06. | 18 | 231
14.06. | 19 | 231
14.06. | 20 | 231
14.06. | 21 | 231
14.06. | 22 | 231
14.06. | 23 | 231
14.06. | 24 | 231
15.06. | 1 | 231
15.06. | 2 | 231
15.06. | 3 | 231
15.06. | 4 | 231
15.06. | 5 | 231
15.06. | 6 | 231
15.06. | 7 | 231
15.06. | 8 | 231
15.06. | 9 | 231
15.06. | 10 | 231
15.06. | 11 | 231
15.06. | 12 | 231
15.06. | 13 | 231
15.06. | 14 | 231
15.06. | 15 | 231
15.06. | 16 | 231
15.06. | 17 | 231
15.06. | 18 | 231
15.06. | 19 | 231
15.06. | 20 | 231
15.06. | 21 | 231
15.06. | 22 | 231
15.06. | 23 | 231
15.06. | 24 | 231
16.06. | 1 | 231
16.06. | 2 | 231
16.06. | 3 | 231
16.06. | 4 | 231
16.06. | 5 | 231
16.06. | 6 | 231
16.06. | 7 | 231
16.06. | 8 | 231
16.06. | 9 | 231
16.06. | 10 | 231
16.06. | 11 | 231
16.06. | 12 | 231
16.06. | 13 | 231
16.06. | 14 | 231
16.06. | 15 | 231
16.06. | 16 | 231
16.06. | 17 | 231
16.06. | 18 | 231
16.06. | 19 | 231
16.06. | 20 | 231
16.06. | 21 | 231
16.06. | 22 | 231
16.06. | 23 | 231
16.06. | 24 | 231
17.06. | 1 | 231
17.06. | 2 | 231
17.06. | 3 | 231
17.06. | 4 | 231
17.06. | 5 | 231
17.06. | 6 | 231
17.06. | 7 | 231
17.06. | 8 | 231
17.06. | 9 | 231
17.06. | 10 | 231
17.06. | 11 | 231
17.06. | 12 | 231
17.06. | 13 | 231
17.06. | 14 | 231
17.06. | 15 | 231
17.06. | 16 | 231
17.06. | 17 | 231
17.06. | 18 | 231
17.06. | 19 | 231
17.06. | 20 | 231
17.06. | 21 | 231
17.06. | 22 | 231
17.06. | 23 | 231
17.06. | 24 | 231
18.06. | 1 | 231
18.06. | 2 | 231
18.06. | 3 | 231
18.06. | 4 | 231
18.06. | 5 | 231
18.06. | 6 | 231
18.06. | 7 | 231
18.06. | 8 | 231
18.06. | 9 | 231
18.06. | 10 | 231
18.06. | 11 | 231
18.06. | 12 | 231
18.06. | 13 | 231
18.06. | 14 | 231
18.06. | 15 | 231
18.06. | 16 | 231
18.06. | 17 | 231
18.06. | 18 | 231
18.06. | 19 | 231
18.06. | 20 | 231
18.06. | 21 | 231
18.06. | 22 | 231
18.06. | 23 | 231
18.06. | 24 | 231
19.06. | 1 | 231
19.06. | 2 | 231
19.06. | 3 | 231
19.06. | 4 | 231
19.06. | 5 | 231
19.06. | 6 | 231
19.06. | 7 | 231
19.06. | 8 | 231
19.06. | 9 | 231
19.06. | 10 | 231
19.06. | 11 | 231
19.06. | 12 | 231
19.06. | 13 | 231
19.06. | 14 | 231
19.06. | 15 | 231
19.06. | 16 | 231
19.06. | 17 | 231
19.06. | 18 | 231
19.06. | 19 | 231
19.06. | 20 | 231
19.06. | 21 | 231
19.06. | 22 | 231
19.06. | 23 | 231
19.06. | 24 | 231
20.06. | 1 | 231
20.06. | 2 | 231
20.06. | 3 | 231
20.06. | 4 | 231
20.06. | 5 | 231
20.06. | 6 | 231
20.06. | 7 | 231
20.06. | 8 | 231
20.06. | 9 | 231
20.06. | 10 | 231
20.06. | 11 | 231
20.06. | 12 | 231
20.06. | 13 | 231
20.06. | 14 | 231
20.06. | 15 | 231
20.06. | 16 | 231
20.06. | 17 | 231
20.06. | 18 | 231
20.06. | 19 | 231
20.06. | 20 | 231
20.06. | 21 | 231
20.06. | 22 | 231
20.06. | 23 | 231
20.06. | 24 | 231
21.06. | 1 | 231
21.06. | 2 | 231
21.06. | 3 | 231
21.06. | 4 | 231
21.06. | 5 | 231
21.06. | 6 | 231
21.06. | 7 | 231
21.06. | 8 | 231
21.06. | 9 | 231
21.06. | 10 | 231
21.06. | 11 | 231
21.06. | 12 | 231
21.06. | 13 | 231
21.06. | 14 | 231
21.06. | 15 | 231
21.06. | 16 | 231
21.06. | 17 | 231
21.06. | 18 | 231
21.06. | 19 | 231
21.06. | 20 | 231
21.06. | 21 | 231
21.06. | 22 | 231
21.06. | 23 | 231
21.06. | 24 | 231
22.06. | 1 | 231
22.06. | 2 | 231
22.06. | 3 | 231
22.06. | 4 | 231
22.06. | 5 | 231
22.06. | 6 | 231
22.06. | 7 | 231
22.06. | 8 | 231
22.06. | 9 | 231
22.06. | 10 | 231
22.06. | 11 | 231
22.06. | 12 | 231
22.06. | 13 | 231
22.06. | 14 | 231
22.06. | 15 | 231
22.06. | 16 | 231
22.06. | 17 | 231
22.06. | 18 | 231
22.06. | 19 | 231
22.06. | 20 | 231
22.06. | 21 | 231
22.06. | 22 | 231
22.06. | 23 | 231
22.06. | 24 | 231
23.06. | 1 | 231
23.06. | 2 | 231
23.06. | 3 | 231
23.06. | 4 | 231
23.06. | 5 | 231
23.06. | 6 | 231
23.06. | 7 | 231
23.06. | 8 | 231
23.06. | 9 | 231
23.06. | 10 | 231
23.06. | 11 | 231
23.06. | 12 | 231
23.06. | 13 | 231
23.06. | 14 | 231
23.06. | 15 | 231
23.06. | 16 | 231
23.06. | 17 | 231
23.06. | 18 | 231
23.06. | 19 | 231
23.06. | 20 | 231
23.06. | 21 | 231
23.06. | 22 | 231
23.06. | 23 | 231
23.06. | 24 | 231
24.06. | 1 | 231
24.06. | 2 | 231
24.06. | 3 | 231
24.06. | 4 | 231
24.06. | 5 | 231
24.06. | 6 | 231
24.06. | 7 | 231
24.06. | 8 | 231
24.06. | 9 | 231
24.06. | 10 | 231
24.06. | 11 | 231
24.06. | 12 | 231
24.06. | 13 | 231
24.06. | 14 | 231
24.06. | 15 | 231
24.06. | 16 | 231
24.06. | 17 | 231
24.06. | 18 | 231
24.06. | 19 | 231
24.06. | 20 | 231
24.06. | 21 | 231
24.06. | 22 | 231
24.06. | 23 | 231
24.06. | 24 | 231
25.06. | 1 | 231
25.06. | 2 | 231
25.06. | 3 | 231
25.06. | 4 | 231
25.06. | 5 | 231
25.06. | 6 | 231
25.06. | 7 | 231
25.06. | 8 | 231
25.06. | 9 | 231
25.06. | 10 | 231
25.06. | 11 | 231
25.06. | 12 | 231
25.06. | 13 | 231
25.06. | 14 | 231
25.06. | 15 | 231
25.06. | 16 | 231
25.06. | 17 | 231
25.06. | 18 | 231
25.06. | 19 | 231
25.06. | 20 | 231
25.06. | 21 | 231
25.06. | 22 | 231
25.06. | 23 | 231
25.06. | 24 | 231
26.06. | 1 | 231
26.06. | 2 | 231
26.06. | 3 | 231
26.06. | 4 | 231
26.06. | 5 | 231
26.06. | 6 | 231
26.06. | 7 | 231
26.06. | 8 | 231
26.06. | 9 | 231
26.06. | 10 | 231
26.06. | 11 | 231
26.06. | 12 | 231
26.06. | 13 | 231
26.06. | 14 | 231
26.06. | 15 | 231
26.06. | 16 | 231
26.06. | 17 | 231
26.06. | 18 | 231
26.06. | 19 | 231
26.06. | 20 | 231
26.06. | 21 | 231
26.06. | 22 | 231
26.06. | 23 | 231
26.06. | 24 | 231
27.06. | 1 | 231
27.06. | 2 | 231
27.06. | 3 | 231
27.06. | 4 | 231
27.06. | 5 | 231
27.06. | 6 | 231
27.06. | 7 | 231
27.06. | 8 | 231
27.06. | 9 | 231
27.06. | 10 | 231
27.06. | 11 | 231
27.06. | 12 | 231
27.06. | 13 | 231
27.06. | 14 | 231
27.06. | 15 | 231
27.06. | 16 | 231
27.06. | 17 | 231
27.06. | 18 | 231
27.06. | 19 | 231
27.06. | 20 | 231
27.06. | 21 | 231
27.06. | 22 | 231
27.06. | 23 | 231
27.06. | 24 | 231
28.06. | 1 | 231
28.06. | 2 | 231
28.06. | 3 | 231
28.06. | 4 | 231
28.06. | 5 | 231
28.06. | 6 | 231
28.06. | 7 | 231
28.06. | 8 | 231
28.06. | 9 | 231
28.06. | 10 | 231
28.06. | 11 | 231
28.06. | 12 | 231
28.06. | 13 | 231
28.06. | 14 | 231
28.06. | 15 | 231
28.06. | 16 | 231
28.06. | 17 | 231
28.06. | 18 | 231
28.06. | 19 | 231
28.06. | 20 | 231
28.06. | 21 | 231
28.06. | 22 | 231
28.06. | 23 | 231
28.06. | 24 | 231
29.06. | 1 | 231
29.06. | 2 | 231
29.06. | 3 | 231
29.06. | 4 | 231
29.06. | 5 | 231
29.06. | 6 | 231
29.06. | 7 | 231
29.06. | 8 | 231
29.06. | 9 | 231
29.06. | 10 | 231
29.06. | 11 | 231
29.06. | 12 | 231
29.06. | 13 | 231
29.06. | 14 | 231
29.06. | 15 | 231
29.06. | 16 | 231
29.06. | 17 | 231
29.06. | 18 | 231
29.06. | 19 | 231
29.06. | 20 | 231
29.06. | 21 | 231
29.06. | 22 | 231
29.06. | 23 | 231
29.06. | 24 | 231
30.06. | 1 | 231
30.06. | 2 | 231
30.06. | 3 | 231
30.06. | 4 | 231
30.06. | 5 | 231
30.06. | 6 | 231
30.06. | 7 | 231
30.06. | 8 | 231
30.06. | 9 | 231
30.06. | 10 | 231
30.06. | 11 | 231
30.06. | 12 | 231
30.06. | 13 | 231
30.06. | 14 | 231
30.06. | 15 | 231
30.06. | 16 | 231
30.06. | 17 | 231
30.06. | 18 | 231
30.06. | 19 | 231
30.06. | 20 | 231
30.06. | 21 | 231
30.06. | 22 | 231
30.06. | 23 | 231
30.06. | 24 | 231
01.07. | 1 | 231
01.07. | 2 | 231
01.07. | 3 | 231
01.07. | 4 | 231
01.07. | 5 | 231
01.07. | 6 | 231
01.07. | 7 | 231
01.07. | 8 | 231
01.07. | 9 | 231
01.07. | 10 | 231
01.07. | 11 | 231
01.07. | 12 | 231
01.07. | 13 | 231
01.07. | 14 | 231
01.07. | 15 | 231
01.07. | 16 | 231
01.07. | 17 | 231
01.07. | 18 | 231
01.07. | 19 | 231
01.07. | 20 | 231
01.07. | 21 | 231
01.07. | 22 | 231
01.07. | 23 | 231
01.07. | 24 | 231
02.07. | 1 | 231
02.07. | 2 | 231
02.07. | 3 | 231
02.07. | 4 | 231
02.07. | 5 | 231
02.07. | 6 | 231
02.07. | 7 | 231
02.07. | 8 | 231
02.07. | 9 | 231
02.07. | 10 | 231
02.07. | 11 | 231
02.07. | 12 | 231
02.07. | 13 | 231
02.07. | 14 | 231
02.07. | 15 | 231
02.07. | 16 | 231
02.07. | 17 | 231
02.07. | 18 | 231
02.07. | 19 | 231
02.07. | 20 | 231
02.07. | 21 | 231
02.07. | 22 | 231
02.07. | 23 | 231
02.07. | 24 | 231
03.07. | 1 | 231
03.07. | 2 | 231
03.07. | 3 | 231
03.07. | 4 | 231
03.07. | 5 | 231
03.07. | 6 | 231
03.07. | 7 | 231
03.07. | 8 | 231
03.07. | 9 | 231
03.07. | 10 | 231
03.07. | 11 | 231
03.07. | 12 | 231
03.07. | 13 | 231
03.07. | 14 | 231
03.07. | 15 | 231
03.07. | 16 | 231
03.07. | 17 | 231
03.07. | 18 | 231
03.07. | 19 | 231
03.07. | 20 | 231
03.07. | 21 | 231
03.07. | 22 | 231
03.07. | 23 | 231
03.07. | 24 | 231
04.07. | 1 | 231
04.07. | 2 | 231
04.07. | 3 | 231
04.07. | 4 | 231
04.07. | 5 | 231
04.07. | 6 | 231
04.07. | 7 | 231
04.07. | 8 | 231
04.07. | 9 | 231
04.07. | 10 | 231
04.07. | 11 | 231
04.07. | 12 | 231
04.07. | 13 | 231
04.07. | 14 | 231
04.07. | 15 | 231
04.07. | 16 | 231
04.07. | 17 | 231
04.07. | 18 | 231
04.07. | 19 | 231
04.07. | 20 | 231
04.07. | 21 | 231
04.07. | 22 | 231
04.07. | 23 | 231
04.07. | 24 | 231
05.07. | 1 | 231
05.07. | 2 | 231
05.07. | 3 | 231
05.07. | 4 | 231
05.07. | 5 | 231
05.07. | 6 | 231
05.07. | 7 | 231
05.07. | 8 | 231
05.07. | 9 | 231
05.07. | 10 | 231
05.07. | 11 | 231
05.07. | 12 | 231
05.07. | 13 | 231
05.07. | 14 | 231
05.07. | 15 | 231
05.07. | 16 | 231
05.07. | 17 | 231
05.07. | 18 | 231
05.07. | 19 | 231
05.07. | 20 | 231
05.07. | 21 | 231
05.07. | 22 | 231
05.07. | 23 | 231
05.07. | 24 | 231
06.07. | 1 | 231
06.07. | 2 | 231
06.07. | 3 | 231
06.07. | 4 | 231
06.07. | 5 | 231
06.07. | 6 | 231
06.07. | 7 | 231
06.07. | 8 | 231
06.07. | 9 | 231
06.07. | 10 | 231
06.07. | 11 | 231
06.07. | 12 | 231
06.07. | 13 | 231
06.07. | 14 | 231
06.07. | 15 | 231
06.07. | 16 | 231
06.07. | 17 | 231
06.07. | 18 | 231
06.07. | 19 | 231
06.07. | 20 | 231
06.07. | 21 | 231
06.07. | 22 | 231
06.07. | 23 | 231
06.07. | 24 | 231
07.07. | 1 | 231
07.07. | 2 | 231
07.07. | 3 | 231
07.07. | 4 | 231
07.07. | 5 | 231
07.07. | 6 | 231
07.07. | 7 | 231
07.07. | 8 | 231
07.07. | 9 | 231
07.07. | 10 | 231
07.07. | 11 | 231
07.07. | 12 | 231
07.07. | 13 | 231
07.07. | 14 | 231
07.07. | 15 | 231
07.07. | 16 | 231
07.07. | 17 | 231
07.07. | 18 | 231
07.07. | 19 | 231
07.07. | 20 | 231
07.07. | 21 | 231
07.07. | 22 | 231
07.07. | 23 | 231
07.07. | 24 | 231
08.07. | 1 | 231
08.07. | 2 | 231
08.07. | 3 | 231
08.07. | 4 | 231
08.07. | 5 | 231
08.07. | 6 | 231
08.07. | 7 | 231
08.07. | 8 | 231
08.07. | 9 | 231
08.07. | 10 | 231
08.07. | 11 | 231
08.07. | 12 | 231
08.07. | 13 | 231
08.07. | 14 | 231
08.07. | 15 | 231
08.07. | 16 | 231
08.07. | 17 | 231
08.07. | 18 | 231
08.07. | 19 | 231
08.07. | 20 | 231
08.07. | 21 | 231
08.07. | 22 | 231
08.07. | 23 | 231
08.07. | 24 | 231
09.07. | 1 | 231
09.07. | 2 | 231
09.07. | 3 | 231
09.07. | 4 | 231
09.07. | 5 | 231
09.07. | 6 | 231
09.07. | 7 | 231
09.07. | 8 | 231
09.07. | 9 | 231
09.07. | 10 | 231
09.07. | 11 | 231
09.07. | 12 | 231
09.07. | 13 | 231
09.07. | 14 | 231
09.07. | 15 | 231
09.07. | 16 | 231
09.07. | 17 | 231
09.07. | 18 | 231
09.07. | 19 | 231
09.07. | 20 | 231
09.07. | 21 | 231
09.07. | 22 | 231
09.07. | 23 | 231
09.07. | 24 | 231
10.07. | 1 | 231
10.07. | 2 | 231
10.07. | 3 | 231
10.07. | 4 | 231
10.07. | 5 | 231
10.07. | 6 | 231
10.07. | 7 | 231
10.07. | 8 | 231
10.07. | 9 | 231
10.07. | 10 | 231
10.07. | 11 | 231
10.07. | 12 | 231
10.07. | 13 | 231
10.07. | 14 | 231
10.07. | 15 | 231
10.07. | 16 | 231
10.07. | 17 | 231
10.07. | 18 | 231
10.07. | 19 | 231
10.07. | 20 | 231
10.07. | 21 | 231
10.07. | 22 | 231
10.07. | 23 | 231
10.07. | 24 | 231
11.07. | 1 | 231
11.07. | 2 | 231
11.07. | 3 | 231
11.07. | 4 | 231
11.07. | 5 | 231
11.07. | 6 | 231
11.07. | 7 | 231
11.07. | 8 | 231
11.07. | 9 | 231
11.07. | 10 | 231
11.07. | 11 | 231
11.07. | 12 | 231
11.07. | 13 | 231
11.07. | 14 | 231
11.07. | 15 | 231
11.07. | 16 | 231
11.07. | 17 | 231
11.07. | 18 | 231
11.07. | 19 | 231
11.07. | 20 | 231
11.07. | 21 | 231
11.07. | 22 | 231
11.07. | 23 | 231
11.07. | 24 | 231
12.07. | 1 | 231
12.07. | 2 | 231
12.07. | 3 | 231
12.07. | 4 | 231
12.07. | 5 | 231
12.07. | 6 | 231
12.07. | 7 | 231
12.07. | 8 | 231
12.07. | 9 | 231
12.07. | 10 | 231
12.07. | 11 | 231
12.07. | 12 | 231
12.07. | 13 | 231
12.07. | 14 | 231
12.07. | 15 | 231
12.07. | 16 | 231
12.07. | 17 | 231
12.07. | 18 | 231
12.07. | 19 | 231
12.07. | 20 | 231
12.07. | 21 | 231
12.07. | 22 | 231
12.07. | 23 | 231
12.07. | 24 | 231
13.07. | 1 | 231
13.07. | 2 | 231
13.07. | 3 | 231
13.07. | 4 | 231
13.07. | 5 | 231
13.07. | 6 | 231
13.07. | 7 | 231
13.07. | 8 | 231
13.07. | 9 | 231
13.07. | 10 | 231
13.07. | 11 | 231
13.07. | 12 | 231
13.07. | 13 | 231
13.07. | 14 | 231
13.07. | 15 | 231
13.07. | 16 | 231
13.07. | 17 | 231
13.07. | 18 | 231
13.07. | 19 | 231
13.07. | 20 | 231
13.07. | 21 | 231
13.07. | 22 | 231
13.07. | 23 | 231
13.07. | 24 | 231
14.07. | 1 | 231
14.07. | 2 | 231
14.07. | 3 | 231
14.07. | 4 | 231
14.07. | 5 | 231
14.07. | 6 | 231
14.07. | 7 | 231
14.07. | 8 | 231
14.07. | 9 | 231
14.07. | 10 | 231
14.07. | 11 | 231
14.07. | 12 | 231
14.07. | 13 | 231
14.07. | 14 | 231
14.07. | 15 | 231
14.07. | 16 | 231
14.07. | 17 | 231
14.07. | 18 | 231
14.07. | 19 | 231
14.07. | 20 | 231
14.07. | 21 | 231
14.07. | 22 | 231
14.07. | 23 | 231
14.07. | 24 | 231
15.07. | 1 | 231
15.07. | 2 | 231
15.07. | 3 | 231
15.07. | 4 | 231
15.07. | 5 | 231
15.07. | 6 | 231
15.07. | 7 | 231
15.07. | 8 | 231
15.07. | 9 | 231
15.07. | 10 | 231
15.07. | 11 | 231
15.07. | 12 | 231
15.07. | 13 | 231
15.07. | 14 | 231
15.07. | 15 | 231
15.07. | 16 | 231
15.07. | 17 | 231
15.07. | 18 | 231
15.07. | 19 | 231
15.07. | 20 | 231
15.07. | 21 | 231
15.07. | 22 | 231
15.07. | 23 | 231
15.07. | 24 | 231
16.07. | 1 | 231
16.07. | 2 | 231
16.07. | 3 | 231
16.07. | 4 | 231
16.07. | 5 | 231
16.07. | 6 | 231
16.07. | 7 | 231
16.07. | 8 | 231
16.07. | 9 | 231
16.07. | 10 | 231
16.07. | 11 | 231
16.07. | 12 | 231
16.07. | 13 | 231
16.07. | 14 | 231
16.07. | 15 | 231
16.07. | 16 | 231
16.07. | 17 | 231
16.07. | 18 | 231
16.07. | 19 | 231
16.07. | 20 | 231
16.07. | 21 | 231
16.07. | 22 | 231
16.07. | 23 | 231
16.07. | 24 | 231
17.07. | 1 | 231
17.07. | 2 | 231
17.07. | 3 | 231
17.07. | 4 | 231
17.07. | 5 | 231
17.07. | 6 | 231
17.07. | 7 | 231
17.07. | 8 | 231
17.07. | 9 | 231
17.07. | 10 | 231
17.07. | 11 | 231
17.07. | 12 | 231
17.07. | 13 | 231
17.07. | 14 | 231
17.07. | 15 | 231
17.07. | 16 | 231
17.07. | 17 | 231
17.07. | 18 | 231
17.07. | 19 | 231
17.07. | 20 | 231
17.07. | 21 | 231
17.07. | 22 | 231
17.07. | 23 | 231
17.07. | 24 | 231
18.07. | 1 | 231
18.07. | 2 | 231
18.07. | 3 | 231
18.07. | 4 | 231
18.07. | 5 | 231
18.07. | 6 | 231
18.07. | 7 | 231
18.07. | 8 | 231
18.07. | 9 | 231
18.07. | 10 | 231
18.07. | 11 | 231
18.07. | 12 | 231
18.07. | 13 | 231
18.07. | 14 | 231
18.07. | 15 | 231
18.07. | 16 | 231
18.07. | 17 | 231
18.07. | 18 | 231
18.07. | 19 | 231
18.07. | 20 | 231
18.07. | 21 | 231
18.07. | 22 | 231
18.07. | 23 | 231
18.07. | 24 | 231
19.07. | 1 | 231
19.07. | 2 | 231
19.07. | 3 | 231
19.07. | 4 | 231
19.07. | 5 | 231
19.07. | 6 | 231
19.07. | 7 | 231
19.07. | 8 | 231
19.07. | 9 | 231
19.07. | 10 | 231
19.07. | 11 | 231
19.07. | 12 | 231
19.07. | 13 | 231
19.07. | 14 | 231
19.07. | 15 | 231
19.07. | 16 | 231
19.07. | 17 | 231
19.07. | 18 | 231
19.07. | 19 | 231
19.07. | 20 | 231
19.07. | 21 | 231
19.07. | 22 | 231
19.07. | 23 | 231
19.07. | 24 | 231
20.07. | 1 | 231
20.07. | 2 | 231
20.07. | 3 | 231
20.07. | 4 | 231
20.07. | 5 | 231
20.07. | 6 | 231
20.07. | 7 | 231
20.07. | 8 | 231
20.07. | 9 | 231
20.07. | 10 | 231
20.07. | 11 | 231
20.07. | 12 | 231
20.07. | 13 | 231
20.07. | 14 | 231
20.07. | 15 | 231
20.07. | 16 | 231
20.07. | 17 | 231
20.07. | 18 | 231
20.07. | 19 | 231
20.07. | 20 | 231
20.07. | 21 | 231
20.07. | 22 | 231
20.07. | 23 | 231
20.07. | 24 | 231
21.07. | 1 | 231
21.07. | 2 | 231
21.07. | 3 | 231
21.07. | 4 | 231
21.07. | 5 | 231
21.07. | 6 | 231
21.07. | 7 | 231
21.07. | 8 | 231
21.07. | 9 | 231
21.07. | 10 | 231
21.07. | 11 | 231
21.07. | 12 | 231
21.07. | 13 | 231
21.07. | 14 | 231
21.07. | 15 | 231
21.07. | 16 | 231
21.07. | 17 | 231
21.07. | 18 | 231
21.07. | 19 | 231
21.07. | 20 | 231
21.07. | 21 | 231
21.07. | 22 | 231
21.07. | 23 | 231
21.07. | 24 | 231
22.07. | 1 | 231
22.07. | 2 | 231
22.07. | 3 | 231
22.07. | 4 | 231
22.07. | 5 | 231
22.07. | 6 | 231
22.07. | 7 | 231
22.07. | 8 | 231
22.07. | 9 | 231
22.07. | 10 | 231
22.07. | 11 | 231
22.07. | 12 | 231
22.07. | 13 | 231
22.07. | 14 | 231
22.07. | 15 | 231
22.07. | 16 | 231
22.07. | 17 | 231
22.07. | 18 | 231
22.07. | 19 | 231
22.07. | 20 | 231
22.07. | 21 | 231
22.07. | 22 | 231
22.07. | 23 | 231
22.07. | 24 | 231
23.07. | 1 | 231
23.07. | 2 | 231
23.07. | 3 | 231
23.07. | 4 | 231
23.07. | 5 | 231
23.07. | 6 | 231
23.07. | 7 | 231
23.07. | 8 | 231
23.07. | 9 | 231
23.07. | 10 | 231
23.07. | 11 | 231
23.07. | 12 | 231
23.07. | 13 | 231
23.07. | 14 | 231
23.07. | 15 | 231
23.07. | 16 | 231
23.07. | 17 | 231
23.07. | 18 | 231
23.07. | 19 | 231
23.07. | 20 | 231
23.07. | 21 | 231
23.07. | 22 | 231
23.07. | 23 | 231
23.07. | 24 | 231
24.07. | 1 | 231
24.07. | 2 | 231
24.07. | 3 | 231
24.07. | 4 | 231
24.07. | 5 | 231
24.07. | 6 | 231
24.07. | 7 | 231
24.07. | 8 | 231
24.07. | 9 | 231
24.07. | 10 | 231
24.07. | 11 | 231
24.07. | 12 | 231
24.07. | 13 | 231
24.07. | 14 | 231
24.07. | 15 | 231
24.07. | 16 | 231
24.07. | 17 | 231
24.07. | 18 | 231
24.07. | 19 | 231
24.07. | 20 | 231
24.07. | 21 | 231
24.07. | 22 | 231
24.07. | 23 | 231
24.07. | 24 | 231
25.07. | 1 | 231
25.07. | 2 | 231
25.07. | 3 | 231
25.07. | 4 | 231
25.07. | 5 | 231
25.07. | 6 | 231
25.07. | 7 | 231
25.07. | 8 | 231
25.07. | 9 | 231
25.07. | 10 | 231
25.07. | 11 | 231
25.07. | 12 | 231
25.07. | 13 | 231
25.07. | 14 | 231
25.07. | 15 | 231
25.07. | 16 | 231
25.07. | 17 | 231
25.07. | 18 | 231
25.07. | 19 | 231
25.07. | 20 | 231
25.07. | 21 | 231
25.07. | 22 | 231
25.07. | 23 | 231
25.07. | 24 | 231
26.07. | 1 | 231
26.07. | 2 | 231
26.07. | 3 | 231
26.07. | 4 | 231
26.07. | 5 | 231
26.07. | 6 | 231
26.07. | 7 | 231
26.07. | 8 | 231
26.07. | 9 | 231
26.07. | 10 | 231
26.07. | 11 | 231
26.07. | 12 | 231
26.07. | 13 | 231
26.07. | 14 | 231
26.07. | 15 | 231
26.07. | 16 | 231
26.07. | 17 | 231
26.07. | 18 | 231
26.07. | 19 | 231
26.07. | 20 | 231
26.07. | 21 | 231
26.07. | 22 | 231
26.07. | 23 | 231
26.07. | 24 | 231
27.07. | 1 | 231
27.07. | 2 | 231
27.07. | 3 | 231
27.07. | 4 | 231
27.07. | 5 | 231
27.07. | 6 | 231
27.07. | 7 | 231
27.07. | 8 | 231
27.07. | 9 | 231
27.07. | 10 | 231
27.07. | 11 | 231
27.07. | 12 | 231
27.07. | 13 | 231
27.07. | 14 | 231
27.07. | 15 | 231
27.07. | 16 | 231
27.07. | 17 | 231
27.07. | 18 | 231
27.07. | 19 | 231
27.07. | 20 | 231
27.07. | 21 | 231
27.07. | 22 | 231
27.07. | 23 | 231
27.07. | 24 | 231
28.07. | 1 | 231
28.07. | 2 | 231
28.07. | 3 | 231
28.07. | 4 | 231
28.07. | 5 | 231
28.07. | 6 | 231
28.07. | 7 | 231
28.07. | 8 | 231
28.07. | 9 | 231
28.07. | 10 | 231
28.07. | 11 | 231
28.07. | 12 | 231
28.07. | 13 | 231
28.07. | 14 | 231
28.07. | 15 | 231
28.07. | 16 | 231
28.07. | 17 | 231
28.07. | 18 | 231
28.07. | 19 | 231
28.07. | 20 | 231
28.07. | 21 | 231
28.07. | 22 | 231
28.07. | 23 | 231
28.07. | 24 | 231
29.07. | 1 | 231
29.07. | 2 | 231
29.07. | 3 | 231
29.07. | 4 | 231
29.07. | 5 | 231
29.07. | 6 | 231
29.07. | 7 | 231
29.07. | 8 | 231
29.07. | 9 | 231
29.07. | 10 | 231
29.07. | 11 | 231
29.07. | 12 | 231
29.07. | 13 | 231
29.07. | 14 | 231
29.07. | 15 | 231
29.07. | 16 | 231
29.07. | 17 | 231
29.07. | 18 | 231
29.07. | 19 | 231
29.07. | 20 | 231
29.07. | 21 | 231
29.07. | 22 | 231
29.07. | 23 | 231
29.07. | 24 | 231
30.07. | 1 | 231
30.07. | 2 | 231
30.07. | 3 | 231
30.07. | 4 | 231
30.07. | 5 | 231
30.07. | 6 | 231
30.07. | 7 | 231
30.07. | 8 | 231
30.07. | 9 | 231
30.07. | 10 | 231
30.07. | 11 | 231
30.07. | 12 | 231
30.07. | 13 | 231
30.07. | 14 | 231
30.07. | 15 | 231
30.07. | 16 | 231
30.07. | 17 | 231
30.07. | 18 | 231
30.07. | 19 | 231
30.07. | 20 | 231
30.07. | 21 | 231
30.07. | 22 | 231
30.07. | 23 | 231
30.07. | 24 | 231
31.07. | 1 | 231
31.07. | 2 | 231
31.07. | 3 | 231
31.07. | 4 | 231
31.07. | 5 | 231
31.07. | 6 | 231
31.07. | 7 | 231
31.07. | 8 | 231
31.07. | 9 | 231
31.07. | 10 | 231
31.07. | 11 | 231
31.07. | 12 | 231
31.07. | 13 | 231
31.07. | 14 | 231
31.07. | 15 | 231
31.07. | 16 | 231
31.07. | 17 | 231
31.07. | 18 | 231
31.07. | 19 | 231
31.07. | 20 | 231
31.07. | 21 | 231
31.07. | 22 | 231
31.07. | 23 | 231
31.07. | 24 | 231
01.08. | 1 | 231
01.08. | 2 | 231
01.08. | 3 | 231
01.08. | 4 | 231
01.08. | 5 | 231
01.08. | 6 | 231
01.08. | 7 | 231
01.08. | 8 | 231
01.08. | 9 | 231
01.08. | 10 | 231
01.08. | 11 | 231
01.08. | 12 | 231
01.08. | 13 | 231
01.08. | 14 | 231
01.08. | 15 | 231
01.08. | 16 | 231
01.08. | 17 | 231
01.08. | 18 | 231
01.08. | 19 | 231
01.08. | 20 | 231
01.08. | 21 | 231
01.08. | 22 | 231
01.08. | 23 | 231
01.08. | 24 | 231
02.08. | 1 | 231
02.08. | 2 | 231
02.08. | 3 | 231
02.08. | 4 | 231
02.08. | 5 | 231
02.08. | 6 | 231
02.08. | 7 | 231
02.08. | 8 | 231
02.08. | 9 | 231
02.08. | 10 | 231
02.08. | 11 | 231
02.08. | 12 | 231
02.08. | 13 | 231
02.08. | 14 | 231
02.08. | 15 | 231
02.08. | 16 | 231
02.08. | 17 | 231
02.08. | 18 | 231
02.08. | 19 | 231
02.08. | 20 | 231
02.08. | 21 | 231
02.08. | 22 | 231
02.08. | 23 | 231
02.08. | 24 | 231
03.08. | 1 | 231
03.08. | 2 | 231
03.08. | 3 | 231
03.08. | 4 | 231
03.08. | 5 | 231
03.08. | 6 | 231
03.08. | 7 | 231
03.08. | 8 | 231
03.08. | 9 | 231
03.08. | 10 | 231
03.08. | 11 | 231
03.08. | 12 | 231
03.08. | 13 | 231
03.08. | 14 | 231
03.08. | 15 | 231
03.08. | 16 | 231
03.08. | 17 | 231
03.08. | 18 | 231
03.08. | 19 | 231
03.08. | 20 | 231
03.08. | 21 | 231
03.08. | 22 | 231
03.08. | 23 | 231
03.08. | 24 | 231
04.08. | 1 | 231
04.08. | 2 | 231
04.08. | 3 | 231
04.08. | 4 | 231
04.08. | 5 | 231
04.08. | 6 | 231
04.08. | 7 | 231
04.08. | 8 | 231
04.08. | 9 | 231
04.08. | 10 | 231
04.08. | 11 | 231
04.08. | 12 | 231
04.08. | 13 | 231
04.08. | 14 | 231
04.08. | 15 | 231
04.08. | 16 | 231
04.08. | 17 | 231
04.08. | 18 | 231
04.08. | 19 | 231
04.08. | 20 | 231
04.08. | 21 | 231
04.08. | 22 | 231
04.08. | 23 | 231
04.08. | 24 | 231
05.08. | 1 | 231
05.08. | 2 | 231
05.08. | 3 | 231
05.08. | 4 | 231
05.08. | 5 | 231
05.08. | 6 | 231
05.08. | 7 | 231
05.08. | 8 | 231
05.08. | 9 | 231
05.08. | 10 | 231
05.08. | 11 | 231
05.08. | 12 | 231
05.08. | 13 | 231
05.08. | 14 | 231
05.08. | 15 | 231
05.08. | 16 | 231
05.08. | 17 | 231
05.08. | 18 | 231
05.08. | 19 | 231
05.08. | 20 | 231
05.08. | 21 | 231
05.08. | 22 | 231
05.08. | 23 | 231
05.08. | 24 | 231
06.08. | 1 | 231
06.08. | 2 | 231
06.08. | 3 | 231
06.08. | 4 | 231
06.08. | 5 | 231
06.08. | 6 | 231
06.08. | 7 | 231
06.08. | 8 | 231
06.08. | 9 | 231
06.08. | 10 | 231
06.08. | 11 | 231
06.08. | 12 | 231
06.08. | 13 | 231
06.08. | 14 | 231
06.08. | 15 | 231
06.08. | 16 | 231
06.08. | 17 | 231
06.08. | 18 | 231
06.08. | 19 | 231
06.08. | 20 | 231
06.08. | 21 | 231
06.08. | 22 | 231
06.08. | 23 | 231
06.08. | 24 | 231
07.08. | 1 | 231
07.08. | 2 | 231
07.08. | 3 | 231
07.08. | 4 | 231
07.08. | 5 | 231
07.08. | 6 | 231
07.08. | 7 | 231
07.08. | 8 | 231
07.08. | 9 | 231
07.08. | 10 | 231
07.08. | 11 | 231
07.08. | 12 | 231
07.08. | 13 | 231
07.08. | 14 | 231
07.08. | 15 | 231
07.08. | 16 | 231
07.08. | 17 | 231
07.08. | 18 | 231
07.08. | 19 | 231
07.08. | 20 | 231
07.08. | 21 | 231
07.08. | 22 | 231
07.08. | 23 | 231
07.08. | 24 | 231
08.08. | 1 | 231
08.08. | 2 | 231
08.08. | 3 | 231
08.08. | 4 | 231
08.08. | 5 | 231
08.08. | 6 | 231
08.08. | 7 | 231
08.08. | 8 | 231
08.08. | 9 | 231
08.08. | 10 | 231
08.08. | 11 | 231
08.08. | 12 | 231
08.08. | 13 | 231
08.08. | 14 | 231
08.08. | 15 | 231
08.08. | 16 | 231
08.08. | 17 | 231
08.08. | 18 | 231
08.08. | 19 | 231
08.08. | 20 | 231
08.08. | 21 | 231
08.08. | 22 | 231
08.08. | 23 | 231
08.08. | 24 | 231
09.08. | 1 | 231
09.08. | 2 | 231
09.08. | 3 | 231
09.08. | 4 | 231
09.08. | 5 | 231
09.08. | 6 | 231
09.08. | 7 | 231
09.08. | 8 | 231
09.08. | 9 | 231
09.08. | 10 | 231
09.08. | 11 | 231
09.08. | 12 | 231
09.08. | 13 | 231
09.08. | 14 | 231
09.08. | 15 | 231
09.08. | 16 | 231
09.08. | 17 | 231
09.08. | 18 | 231
09.08. | 19 | 231
09.08. | 20 | 231
09.08. | 21 | 231
09.08. | 22 | 231
09.08. | 23 | 231
09.08. | 24 | 231
10.08. | 1 | 231
10.08. | 2 | 231
10.08. | 3 | 231
10.08. | 4 | 231
10.08. | 5 | 231
10.08. | 6 | 231
10.08. | 7 | 231
10.08. | 8 | 231
10.08. | 9 | 231
10.08. | 10 | 231
10.08. | 11 | 231
10.08. | 12 | 231
10.08. | 13 | 231
10.08. | 14 | 231
10.08. | 15 | 231
10.08. | 16 | 231
10.08. | 17 | 231
10.08. | 18 | 231
10.08. | 19 | 231
10.08. | 20 | 231
10.08. | 21 | 231
10.08. | 22 | 231
10.08. | 23 | 231
10.08. | 24 | 231
11.08. | 1 | 231
11.08. | 2 | 231
11.08. | 3 | 231
11.08. | 4 | 231
11.08. | 5 | 231
11.08. | 6 | 231
11.08. | 7 | 231
11.08. | 8 | 231
11.08. | 9 | 231
11.08. | 10 | 231
11.08. | 11 | 231
11.08. | 12 | 231
11.08. | 13 | 231
11.08. | 14 | 231
11.08. | 15 | 231
11.08. | 16 | 231
11.08. | 17 | 231
11.08. | 18 | 231
11.08. | 19 | 231
11.08. | 20 | 231
11.08. | 21 | 231
11.08. | 22 | 231
11.08. | 23 | 231
11.08. | 24 | 231
12.08. | 1 | 231
12.08. | 2 | 231
12.08. | 3 | 231
12.08. | 4 | 231
12.08. | 5 | 231
12.08. | 6 | 231
12.08. | 7 | 231
12.08. | 8 | 231
12.08. | 9 | 231
12.08. | 10 | 231
12.08. | 11 | 231
12.08. | 12 | 231
12.08. | 13 | 231
12.08. | 14 | 231
12.08. | 15 | 231
12.08. | 16 | 231
12.08. | 17 | 231
12.08. | 18 | 231
12.08. | 19 | 231
12.08. | 20 | 231
12.08. | 21 | 231
12.08. | 22 | 231
12.08. | 23 | 231
12.08. | 24 | 231
13.08. | 1 | 231
13.08. | 2 | 231
13.08. | 3 | 231
13.08. | 4 | 231
13.08. | 5 | 231
13.08. | 6 | 231
13.08. | 7 | 231
13.08. | 8 | 231
13.08. | 9 | 231
13.08. | 10 | 231
13.08. | 11 | 231
13.08. | 12 | 231
13.08. | 13 | 231
13.08. | 14 | 231
13.08. | 15 | 231
13.08. | 16 | 231
13.08. | 17 | 231
13.08. | 18 | 231
13.08. | 19 | 231
13.08. | 20 | 231
13.08. | 21 | 231
13.08. | 22 | 231
13.08. | 23 | 231
13.08. | 24 | 231
14.08. | 1 | 231
14.08. | 2 | 231
14.08. | 3 | 231
14.08. | 4 | 231
14.08. | 5 | 231
14.08. | 6 | 231
14.08. | 7 | 231
14.08. | 8 | 231
14.08. | 9 | 231
14.08. | 10 | 231
14.08. | 11 | 231
14.08. | 12 | 231
14.08. | 13 | 231
14.08. | 14 | 231
14.08. | 15 | 231
14.08. | 16 | 231
14.08. | 17 | 231
14.08. | 18 | 231
14.08. | 19 | 231
14.08. | 20 | 231
14.08. | 21 | 231
14.08. | 22 | 231
14.08. | 23 | 231
14.08. | 24 | 231
15.08. | 1 | 231
15.08. | 2 | 231
15.08. | 3 | 231
15.08. | 4 | 231
15.08. | 5 | 231
15.08. | 6 | 231
15.08. | 7 | 231
15.08. | 8 | 231
15.08. | 9 | 231
15.08. | 10 | 231
15.08. | 11 | 231
15.08. | 12 | 231
15.08. | 13 | 231
15.08. | 14 | 231
15.08. | 15 | 231
15.08. | 16 | 231
15.08. | 17 | 231
15.08. | 18 | 231
15.08. | 19 | 231
15.08. | 20 | 231
15.08. | 21 | 231
15.08. | 22 | 231
15.08. | 23 | 231
15.08. | 24 | 231
16.08. | 1 | 231
16.08. | 2 | 231
16.08. | 3 | 231
16.08. | 4 | 231
16.08. | 5 | 231
16.08. | 6 | 231
16.08. | 7 | 231
16.08. | 8 | 231
16.08. | 9 | 231
16.08. | 10 | 231
16.08. | 11 | 231
16.08. | 12 | 231
16.08. | 13 | 231
16.08. | 14 | 231
16.08. | 15 | 231
16.08. | 16 | 231
16.08. | 17 | 231
16.08. | 18 | 231
16.08. | 19 | 231
16.08. | 20 | 231
16.08. | 21 | 231
16.08. | 22 | 231
16.08. | 23 | 231
16.08. | 24 | 231
17.08. | 1 | 231
17.08. | 2 | 231
17.08. | 3 | 231
17.08. | 4 | 231
17.08. | 5 | 231
17.08. | 6 | 231
17.08. | 7 | 231
17.08. | 8 | 231
17.08. | 9 | 231
17.08. | 10 | 231
17.08. | 11 | 231
17.08. | 12 | 231
17.08. | 13 | 231
17.08. | 14 | 231
17.08. | 15 | 231
17.08. | 16 | 231
17.08. | 17 | 231
17.08. | 18 | 231
17.08. | 19 | 231
17.08. | 20 | 231
17.08. | 21 | 231
17.08. | 22 | 231
17.08. | 23 | 231
17.08. | 24 | 231
18.08. | 1 | 231
18.08. | 2 | 231
18.08. | 3 | 231
18.08. | 4 | 231
18.08. | 5 | 231
18.08. | 6 | 231
18.08. | 7 | 231
18.08. | 8 | 231
18.08. | 9 | 231
18.08. | 10 | 231
18.08. | 11 | 231
18.08. | 12 | 231
18.08. | 13 | 231
18.08. | 14 | 231
18.08. | 15 | 231
18.08. | 16 | 231
18.08. | 17 | 231
18.08. | 18 | 231
18.08. | 19 | 231
18.08. | 20 | 231
18.08. | 21 | 231
18.08. | 22 | 231
18.08. | 23 | 231
18.08. | 24 | 231
19.08. | 1 | 231
19.08. | 2 | 231
19.08. | 3 | 231
19.08. | 4 | 231
19.08. | 5 | 231
19.08. | 6 | 231
19.08. | 7 | 231
19.08. | 8 | 231
19.08. | 9 | 231
19.08. | 10 | 231
19.08. | 11 | 231
19.08. | 12 | 231
19.08. | 13 | 231
19.08. | 14 | 231
19.08. | 15 | 231
19.08. | 16 | 231
19.08. | 17 | 231
19.08. | 18 | 231
19.08. | 19 | 231
19.08. | 20 | 231
19.08. | 21 | 231
19.08. | 22 | 231
19.08. | 23 | 231
19.08. | 24 | 231
20.08. | 1 | 231
20.08. | 2 | 231
20.08. | 3 | 231
20.08. | 4 | 231
20.08. | 5 | 231
20.08. | 6 | 231
20.08. | 7 | 231
20.08. | 8 | 231
20.08. | 9 | 231
20.08. | 10 | 231
20.08. | 11 | 231
20.08. | 12 | 231
20.08. | 13 | 231
20.08. | 14 | 231
20.08. | 15 | 231
20.08. | 16 | 231
20.08. | 17 | 231
20.08. | 18 | 231
20.08. | 19 | 231
20.08. | 20 | 231
20.08. | 21 | 231
20.08. | 22 | 231
20.08. | 23 | 231
20.08. | 24 | 231
21.08. | 1 | 231
21.08. | 2 | 231
21.08. | 3 | 231
21.08. | 4 | 231
21.08. | 5 | 231
21.08. | 6 | 231
21.08. | 7 | 231
21.08. | 8 | 231
21.08. | 9 | 231
21.08. | 10 | 231
21.08. | 11 | 231
21.08. | 12 | 231
21.08. | 13 | 231
21.08. | 14 | 231
21.08. | 15 | 231
21.08. | 16 | 231
21.08. | 17 | 231
21.08. | 18 | 231
21.08. | 19 | 231
21.08. | 20 | 231
21.08. | 21 | 231
21.08. | 22 | 231
21.08. | 23 | 231
21.08. | 24 | 231
22.08. | 1 | 231
22.08. | 2 | 231
22.08. | 3 | 231
22.08. | 4 | 231
22.08. | 5 | 231
22.08. | 6 | 231
22.08. | 7 | 231
22.08. | 8 | 231
22.08. | 9 | 231
22.08. | 10 | 231
22.08. | 11 | 231
22.08. | 12 | 231
22.08. | 13 | 231
22.08. | 14 | 231
22.08. | 15 | 231
22.08. | 16 | 231
22.08. | 17 | 231
22.08. | 18 | 231
22.08. | 19 | 231
22.08. | 20 | 231
22.08. | 21 | 231
22.08. | 22 | 231
22.08. | 23 | 231
22.08. | 24 | 231
23.08. | 1 | 231
23.08. | 2 | 231
23.08. | 3 | 231
23.08. | 4 | 231
23.08. | 5 | 231
23.08. | 6 | 231
23.08. | 7 | 231
23.08. | 8 | 231
23.08. | 9 | 231
23.08. | 10 | 231
23.08. | 11 | 231
23.08. | 12 | 231
23.08. | 13 | 231
23.08. | 14 | 231
23.08. | 15 | 231
23.08. | 16 | 231
23.08. | 17 | 231
23.08. | 18 | 231
23.08. | 19 | 231
23.08. | 20 | 231
23.08. | 21 | 231
23.08. | 22 | 231
23.08. | 23 | 231
23.08. | 24 | 231
24.08. | 1 | 231
24.08. | 2 | 231
24.08. | 3 | 231
24.08. | 4 | 231
24.08. | 5 | 231
24.08. | 6 | 231
24.08. | 7 | 231
24.08. | 8 | 231
24.08. | 9 | 231
24.08. | 10 | 231
24.08. | 11 | 231
24.08. | 12 | 231
24.08. | 13 | 231
24.08. | 14 | 231
24.08. | 15 | 231
24.08. | 16 | 231
24.08. | 17 | 231
24.08. | 18 | 231
24.08. | 19 | 231
24.08. | 20 | 231
24.08. | 21 | 231
24.08. | 22 | 231
24.08. | 23 | 231
24.08. | 24 | 231
25.08. | 1 | 231
25.08. | 2 | 231
25.08. | 3 | 231
25.08. | 4 | 231
25.08. | 5 | 231
25.08. | 6 | 231
25.08. | 7 | 231
25.08. | 8 | 231
25.08. | 9 | 231
25.08. | 10 | 231
25.08. | 11 | 231
25.08. | 12 | 231
25.08. | 13 | 231
25.08. | 14 | 231
25.08. | 15 | 231
25.08. | 16 | 231
25.08. | 17 | 231
25.08. | 18 | 231
25.08. | 19 | 231
25.08. | 20 | 231
25.08. | 21 | 231
25.08. | 22 | 231
25.08. | 23 | 231
25.08. | 24 | 231
26.08. | 1 | 231
26.08. | 2 | 231
26.08. | 3 | 231
26.08. | 4 | 231
26.08. | 5 | 231
26.08. | 6 | 231
26.08. | 7 | 231
26.08. | 8 | 231
26.08. | 9 | 231
26.08. | 10 | 231
26.08. | 11 | 231
26.08. | 12 | 231
26.08. | 13 | 231
26.08. | 14 | 231
26.08. | 15 | 231
26.08. | 16 | 231
26.08. | 17 | 231
26.08. | 18 | 231
26.08. | 19 | 231
26.08. | 20 | 231
26.08. | 21 | 231
26.08. | 22 | 231
26.08. | 23 | 231
26.08. | 24 | 231
27.08. | 1 | 231
27.08. | 2 | 231
27.08. | 3 | 231
27.08. | 4 | 231
27.08. | 5 | 231
27.08. | 6 | 231
27.08. | 7 | 231
27.08. | 8 | 231
27.08. | 9 | 231
27.08. | 10 | 231
27.08. | 11 | 231
27.08. | 12 | 231
27.08. | 13 | 231
27.08. | 14 | 231
27.08. | 15 | 231
27.08. | 16 | 231
27.08. | 17 | 231
27.08. | 18 | 231
27.08. | 19 | 231
27.08. | 20 | 231
27.08. | 21 | 231
27.08. | 22 | 231
27.08. | 23 | 231
27.08. | 24 | 231
28.08. | 1 | 231
28.08. | 2 | 231
28.08. | 3 | 231
28.08. | 4 | 231
28.08. | 5 | 231
28.08. | 6 | 231
28.08. | 7 | 231
28.08. | 8 | 231
28.08. | 9 | 231
28.08. | 10 | 231
28.08. | 11 | 231
28.08. | 12 | 231
28.08. | 13 | 231
28.08. | 14 | 231
28.08. | 15 | 231
28.08. | 16 | 231
28.08. | 17 | 231
28.08. | 18 | 231
28.08. | 19 | 231
28.08. | 20 | 231
28.08. | 21 | 231
28.08. | 22 | 231
28.08. | 23 | 231
28.08. | 24 | 231
29.08. | 1 | 231
29.08. | 2 | 231
29.08. | 3 | 231
29.08. | 4 | 231
29.08. | 5 | 231
29.08. | 6 | 231
29.08. | 7 | 231
29.08. | 8 | 231
29.08. | 9 | 231
29.08. | 10 | 231
29.08. | 11 | 231
29.08. | 12 | 231
29.08. | 13 | 231
29.08. | 14 | 231
29.08. | 15 | 231
29.08. | 16 | 231
29.08. | 17 | 231
29.08. | 18 | 231
29.08. | 19 | 231
29.08. | 20 | 231
29.08. | 21 | 231
29.08. | 22 | 231
29.08. | 23 | 231
29.08. | 24 | 231
30.08. | 1 | 231
30.08. | 2 | 231
30.08. | 3 | 231
30.08. | 4 | 231
30.08. | 5 | 231
30.08. | 6 | 231
30.08. | 7 | 231
30.08. | 8 | 231
30.08. | 9 | 231
30.08. | 10 | 231
30.08. | 11 | 231
30.08. | 12 | 231
30.08. | 13 | 231
30.08. | 14 | 231
30.08. | 15 | 231
30.08. | 16 | 231
30.08. | 17 | 231
30.08. | 18 | 231
30.08. | 19 | 231
30.08. | 20 | 231
30.08. | 21 | 231
30.08. | 22 | 231
30.08. | 23 | 231
30.08. | 24 | 231
31.08. | 1 | 231
31.08. | 2 | 231
31.08. | 3 | 231
31.08. | 4 | 231
31.08. | 5 | 231
31.08. | 6 | 231
31.08. | 7 | 231
31.08. | 8 | 231
31.08. | 9 | 231
31.08. | 10 | 231
31.08. | 11 | 231
31.08. | 12 | 231
31.08. | 13 | 231
31.08. | 14 | 231
31.08. | 15 | 231
31.08. | 16 | 231
31.08. | 17 | 231
31.08. | 18 | 231
31.08. | 19 | 231
31.08. | 20 | 231
31.08. | 21 | 231
31.08. | 22 | 231
31.08. | 23 | 231
31.08. | 24 | 231
01.09. | 1 | 231
01.09. | 2 | 231
01.09. | 3 | 231
01.09. | 4 | 231
01.09. | 5 | 231
01.09. | 6 | 231
01.09. | 7 | 231
01.09. | 8 | 231
01.09. | 9 | 231
01.09. | 10 | 231
01.09. | 11 | 231
01.09. | 12 | 231
01.09. | 13 | 231
01.09. | 14 | 231
01.09. | 15 | 231
01.09. | 16 | 231
01.09. | 17 | 231
01.09. | 18 | 231
01.09. | 19 | 231
01.09. | 20 | 231
01.09. | 21 | 231
01.09. | 22 | 231
01.09. | 23 | 231
01.09. | 24 | 231
02.09. | 1 | 231
02.09. | 2 | 231
02.09. | 3 | 231
02.09. | 4 | 231
02.09. | 5 | 231
02.09. | 6 | 231
02.09. | 7 | 231
02.09. | 8 | 231
02.09. | 9 | 231
02.09. | 10 | 231
02.09. | 11 | 231
02.09. | 12 | 231
02.09. | 13 | 231
02.09. | 14 | 231
02.09. | 15 | 231
02.09. | 16 | 231
02.09. | 17 | 231
02.09. | 18 | 231
02.09. | 19 | 231
02.09. | 20 | 231
02.09. | 21 | 231
02.09. | 22 | 231
02.09. | 23 | 231
02.09. | 24 | 231
03.09. | 1 | 231
03.09. | 2 | 231
03.09. | 3 | 231
03.09. | 4 | 231
03.09. | 5 | 231
03.09. | 6 | 231
03.09. | 7 | 231
03.09. | 8 | 231
03.09. | 9 | 231
03.09. | 10 | 231
03.09. | 11 | 231
03.09. | 12 | 231
03.09. | 13 | 231
03.09. | 14 | 231
03.09. | 15 | 231
03.09. | 16 | 231
03.09. | 17 | 231
03.09. | 18 | 231
03.09. | 19 | 231
03.09. | 20 | 231
03.09. | 21 | 231
03.09. | 22 | 231
03.09. | 23 | 231
03.09. | 24 | 231
04.09. | 1 | 231
04.09. | 2 | 231
04.09. | 3 | 231
04.09. | 4 | 231
04.09. | 5 | 231
04.09. | 6 | 231
04.09. | 7 | 231
04.09. | 8 | 231
04.09. | 9 | 231
04.09. | 10 | 231
04.09. | 11 | 231
04.09. | 12 | 231
04.09. | 13 | 231
04.09. | 14 | 231
04.09. | 15 | 231
04.09. | 16 | 231
04.09. | 17 | 231
04.09. | 18 | 231
04.09. | 19 | 231
04.09. | 20 | 231
04.09. | 21 | 231
04.09. | 22 | 231
04.09. | 23 | 231
04.09. | 24 | 231
05.09. | 1 | 231
05.09. | 2 | 231
05.09. | 3 | 231
05.09. | 4 | 231
05.09. | 5 | 231
05.09. | 6 | 231
05.09. | 7 | 231
05.09. | 8 | 231
05.09. | 9 | 231
05.09. | 10 | 231
05.09. | 11 | 231
05.09. | 12 | 231
05.09. | 13 | 231
05.09. | 14 | 231
05.09. | 15 | 231
05.09. | 16 | 231
05.09. | 17 | 231
05.09. | 18 | 231
05.09. | 19 | 231
05.09. | 20 | 231
05.09. | 21 | 231
05.09. | 22 | 231
05.09. | 23 | 231
05.09. | 24 | 231
06.09. | 1 | 231
06.09. | 2 | 231
06.09. | 3 | 231
06.09. | 4 | 231
06.09. | 5 | 231
06.09. | 6 | 231
06.09. | 7 | 231
06.09. | 8 | 231
06.09. | 9 | 231
06.09. | 10 | 231
06.09. | 11 | 231
06.09. | 12 | 231
06.09. | 13 | 231
06.09. | 14 | 231
06.09. | 15 | 231
06.09. | 16 | 231
06.09. | 17 | 231
06.09. | 18 | 231
06.09. | 19 | 231
06.09. | 20 | 231
06.09. | 21 | 231
06.09. | 22 | 231
06.09. | 23 | 231
06.09. | 24 | 231
07.09. | 1 | 231
07.09. | 2 | 231
07.09. | 3 | 231
07.09. | 4 | 231
07.09. | 5 | 231
07.09. | 6 | 231
07.09. | 7 | 231
07.09. | 8 | 231
07.09. | 9 | 231
07.09. | 10 | 231
07.09. | 11 | 231
07.09. | 12 | 231
07.09. | 13 | 231
07.09. | 14 | 231
07.09. | 15 | 231
07.09. | 16 | 231
07.09. | 17 | 231
07.09. | 18 | 231
07.09. | 19 | 231
07.09. | 20 | 231
07.09. | 21 | 231
07.09. | 22 | 231
07.09. | 23 | 231
07.09. | 24 | 231
08.09. | 1 | 231
08.09. | 2 | 231
08.09. | 3 | 231
08.09. | 4 | 231
08.09. | 5 | 231
08.09. | 6 | 231
08.09. | 7 | 231
08.09. | 8 | 231
08.09. | 9 | 231
08.09. | 10 | 231
08.09. | 11 | 231
08.09. | 12 | 231
08.09. | 13 | 231
08.09. | 14 | 231
08.09. | 15 | 231
08.09. | 16 | 231
08.09. | 17 | 231
08.09. | 18 | 231
08.09. | 19 | 231
08.09. | 20 | 231
08.09. | 21 | 231
08.09. | 22 | 231
08.09. | 23 | 231
08.09. | 24 | 231
09.09. | 1 | 231
09.09. | 2 | 231
09.09. | 3 | 231
09.09. | 4 | 231
09.09. | 5 | 231
09.09. | 6 | 231
09.09. | 7 | 231
09.09. | 8 | 231
09.09. | 9 | 231
09.09. | 10 | 231
09.09. | 11 | 231
09.09. | 12 | 231
09.09. | 13 | 231
09.09. | 14 | 231
09.09. | 15 | 231
09.09. | 16 | 231
09.09. | 17 | 231
09.09. | 18 | 231
09.09. | 19 | 231
09.09. | 20 | 231
09.09. | 21 | 231
09.09. | 22 | 231
09.09. | 23 | 231
09.09. | 24 | 231
10.09. | 1 | 231
10.09. | 2 | 231
10.09. | 3 | 231
10.09. | 4 | 231
10.09. | 5 | 231
10.09. | 6 | 231
10.09. | 7 | 231
10.09. | 8 | 231
10.09. | 9 | 231
10.09. | 10 | 231
10.09. | 11 | 231
10.09. | 12 | 231
10.09. | 13 | 231
10.09. | 14 | 231
10.09. | 15 | 231
10.09. | 16 | 231
10.09. | 17 | 231
10.09. | 18 | 231
10.09. | 19 | 231
10.09. | 20 | 231
10.09. | 21 | 231
10.09. | 22 | 231
10.09. | 23 | 231
10.09. | 24 | 231
11.09. | 1 | 231
11.09. | 2 | 231
11.09. | 3 | 231
11.09. | 4 | 231
11.09. | 5 | 231
11.09. | 6 | 231
11.09. | 7 | 231
11.09. | 8 | 231
11.09. | 9 | 231
11.09. | 10 | 231
11.09. | 11 | 231
11.09. | 12 | 231
11.09. | 13 | 231
11.09. | 14 | 231
11.09. | 15 | 231
11.09. | 16 | 231
11.09. | 17 | 231
11.09. | 18 | 231
11.09. | 19 | 231
11.09. | 20 | 231
11.09. | 21 | 231
11.09. | 22 | 231
11.09. | 23 | 231
11.09. | 24 | 231
12.09. | 1 | 231
12.09. | 2 | 231
12.09. | 3 | 231
12.09. | 4 | 231
12.09. | 5 | 231
12.09. | 6 | 231
12.09. | 7 | 231
12.09. | 8 | 231
12.09. | 9 | 231
12.09. | 10 | 231
12.09. | 11 | 231
12.09. | 12 | 231
12.09. | 13 | 231
12.09. | 14 | 231
12.09. | 15 | 231
12.09. | 16 | 231
12.09. | 17 | 231
12.09. | 18 | 231
12.09. | 19 | 231
12.09. | 20 | 231
12.09. | 21 | 231
12.09. | 22 | 231
12.09. | 23 | 231
12.09. | 24 | 231
13.09. | 1 | 231
13.09. | 2 | 231
13.09. | 3 | 231
13.09. | 4 | 231
13.09. | 5 | 231
13.09. | 6 | 231
13.09. | 7 | 231
13.09. | 8 | 231
13.09. | 9 | 231
13.09. | 10 | 231
13.09. | 11 | 231
13.09. | 12 | 231
13.09. | 13 | 231
13.09. | 14 | 231
13.09. | 15 | 231
13.09. | 16 | 231
13.09. | 17 | 231
13.09. | 18 | 231
13.09. | 19 | 231
13.09. | 20 | 231
13.09. | 21 | 231
13.09. | 22 | 231
13.09. | 23 | 231
13.09. | 24 | 231
14.09. | 1 | 231
14.09. | 2 | 231
14.09. | 3 | 231
14.09. | 4 | 231
14.09. | 5 | 231
14.09. | 6 | 231
14.09. | 7 | 231
14.09. | 8 | 231
14.09. | 9 | 231
14.09. | 10 | 231
14.09. | 11 | 231
14.09. | 12 | 231
14.09. | 13 | 231
14.09. | 14 | 231
14.09. | 15 | 231
14.09. | 16 | 231
14.09. | 17 | 231
14.09. | 18 | 231
14.09. | 19 | 231
14.09. | 20 | 231
14.09. | 21 | 231
14.09. | 22 | 231
14.09. | 23 | 231
14.09. | 24 | 231
15.09. | 1 | 231
15.09. | 2 | 231
15.09. | 3 | 231
15.09. | 4 | 231
15.09. | 5 | 231
15.09. | 6 | 231
15.09. | 7 | 231
15.09. | 8 | 231
15.09. | 9 | 231
15.09. | 10 | 231
15.09. | 11 | 231
15.09. | 12 | 231
15.09. | 13 | 231
15.09. | 14 | 231
15.09. | 15 | 231
15.09. | 16 | 231
15.09. | 17 | 231
15.09. | 18 | 231
15.09. | 19 | 231
15.09. | 20 | 231
15.09. | 21 | 231
15.09. | 22 | 231
15.09. | 23 | 231
15.09. | 24 | 231
16.09. | 1 | 231
16.09. | 2 | 231
16.09. | 3 | 231
16.09. | 4 | 231
16.09. | 5 | 231
16.09. | 6 | 231
16.09. | 7 | 231
16.09. | 8 | 231
16.09. | 9 | 231
16.09. | 10 | 231
16.09. | 11 | 231
16.09. | 12 | 231
16.09. | 13 | 231
16.09. | 14 | 231
16.09. | 15 | 231
16.09. | 16 | 231
16.09. | 17 | 231
16.09. | 18 | 231
16.09. | 19 | 231
16.09. | 20 | 231
16.09. | 21 | 231
16.09. | 22 | 231
16.09. | 23 | 231
16.09. | 24 | 231
17.09. | 1 | 231
17.09. | 2 | 231
17.09. | 3 | 231
17.09. | 4 | 231
17.09. | 5 | 231
17.09. | 6 | 231
17.09. | 7 | 231
17.09. | 8 | 231
17.09. | 9 | 231
17.09. | 10 | 231
17.09. | 11 | 231
17.09. | 12 | 231
17.09. | 13 | 231
17.09. | 14 | 231
17.09. | 15 | 231
17.09. | 16 | 231
17.09. | 17 | 231
17.09. | 18 | 231
17.09. | 19 | 231
17.09. | 20 | 231
17.09. | 21 | 231
17.09. | 22 | 231
17.09. | 23 | 231
17.09. | 24 | 231
18.09. | 1 | 231
18.09. | 2 | 231
18.09. | 3 | 231
18.09. | 4 | 231
18.09. | 5 | 231
18.09. | 6 | 231
18.09. | 7 | 231
18.09. | 8 | 231
18.09. | 9 | 231
18.09. | 10 | 231
18.09. | 11 | 231
18.09. | 12 | 231
18.09. | 13 | 231
18.09. | 14 | 231
18.09. | 15 | 231
18.09. | 16 | 231
18.09. | 17 | 231
18.09. | 18 | 231
18.09. | 19 | 231
18.09. | 20 | 231
18.09. | 21 | 231
18.09. | 22 | 231
18.09. | 23 | 231
18.09. | 24 | 231
19.09. | 1 | 231
19.09. | 2 | 231
19.09. | 3 | 231
19.09. | 4 | 231
19.09. | 5 | 231
19.09. | 6 | 231
19.09. | 7 | 231
19.09. | 8 | 231
19.09. | 9 | 231
19.09. | 10 | 231
19.09. | 11 | 231
19.09. | 12 | 231
19.09. | 13 | 231
19.09. | 14 | 231
19.09. | 15 | 231
19.09. | 16 | 231
19.09. | 17 | 231
19.09. | 18 | 231
19.09. | 19 | 231
19.09. | 20 | 231
19.09. | 21 | 231
19.09. | 22 | 231
19.09. | 23 | 231
19.09. | 24 | 231
20.09. | 1 | 231
20.09. | 2 | 231
20.09. | 3 | 231
20.09. | 4 | 231
20.09. | 5 | 231
20.09. | 6 | 231
20.09. | 7 | 231
20.09. | 8 | 231
20.09. | 9 | 231
20.09. | 10 | 231
20.09. | 11 | 231
20.09. | 12 | 231
20.09. | 13 | 231
20.09. | 14 | 231
20.09. | 15 | 231
20.09. | 16 | 231
20.09. | 17 | 231
20.09. | 18 | 231
20.09. | 19 | 231
20.09. | 20 | 231
20.09. | 21 | 231
20.09. | 22 | 231
20.09. | 23 | 231
20.09. | 24 | 231
21.09. | 1 | 231
21.09. | 2 | 231
21.09. | 3 | 231
21.09. | 4 | 231
21.09. | 5 | 231
21.09. | 6 | 231
21.09. | 7 | 231
21.09. | 8 | 231
21.09. | 9 | 231
21.09. | 10 | 231
21.09. | 11 | 231
21.09. | 12 | 231
21.09. | 13 | 231
21.09. | 14 | 231
21.09. | 15 | 231
21.09. | 16 | 231
21.09. | 17 | 231
21.09. | 18 | 231
21.09. | 19 | 231
21.09. | 20 | 231
21.09. | 21 | 231
21.09. | 22 | 231
21.09. | 23 | 231
21.09. | 24 | 231
22.09. | 1 | 231
22.09. | 2 | 231
22.09. | 3 | 231
22.09. | 4 | 231
22.09. | 5 | 231
22.09. | 6 | 231
22.09. | 7 | 231
22.09. | 8 | 231
22.09. | 9 | 231
22.09. | 10 | 231
22.09. | 11 | 231
22.09. | 12 | 231
22.09. | 13 | 231
22.09. | 14 | 231
22.09. | 15 | 231
22.09. | 16 | 231
22.09. | 17 | 231
22.09. | 18 | 231
22.09. | 19 | 231
22.09. | 20 | 231
22.09. | 21 | 231
22.09. | 22 | 231
22.09. | 23 | 231
22.09. | 24 | 231
23.09. | 1 | 231
23.09. | 2 | 231
23.09. | 3 | 231
23.09. | 4 | 231
23.09. | 5 | 231
23.09. | 6 | 231
23.09. | 7 | 231
23.09. | 8 | 231
23.09. | 9 | 231
23.09. | 10 | 231
23.09. | 11 | 231
23.09. | 12 | 231
23.09. | 13 | 231
23.09. | 14 | 231
23.09. | 15 | 231
23.09. | 16 | 231
23.09. | 17 | 231
23.09. | 18 | 231
23.09. | 19 | 231
23.09. | 20 | 231
23.09. | 21 | 231
23.09. | 22 | 231
23.09. | 23 | 231
23.09. | 24 | 231
24.09. | 1 | 231
24.09. | 2 | 231
24.09. | 3 | 231
24.09. | 4 | 231
24.09. | 5 | 231
24.09. | 6 | 231
24.09. | 7 | 231
24.09. | 8 | 231
24.09. | 9 | 231
24.09. | 10 | 231
24.09. | 11 | 231
24.09. | 12 | 231
24.09. | 13 | 231
24.09. | 14 | 231
24.09. | 15 | 231
24.09. | 16 | 231
24.09. | 17 | 231
24.09. | 18 | 231
24.09. | 19 | 231
24.09. | 20 | 231
24.09. | 21 | 231
24.09. | 22 | 231
24.09. | 23 | 231
24.09. | 24 | 231
25.09. | 1 | 231
25.09. | 2 | 231
25.09. | 3 | 231
25.09. | 4 | 231
25.09. | 5 | 231
25.09. | 6 | 231
25.09. | 7 | 231
25.09. | 8 | 231
25.09. | 9 | 231
25.09. | 10 | 231
25.09. | 11 | 231
25.09. | 12 | 231
25.09. | 13 | 231
25.09. | 14 | 231
25.09. | 15 | 231
25.09. | 16 | 231
25.09. | 17 | 231
25.09. | 18 | 231
25.09. | 19 | 231
25.09. | 20 | 231
25.09. | 21 | 231
25.09. | 22 | 231
25.09. | 23 | 231
25.09. | 24 | 231
26.09. | 1 | 231
26.09. | 2 | 231
26.09. | 3 | 231
26.09. | 4 | 231
26.09. | 5 | 231
26.09. | 6 | 231
26.09. | 7 | 231
26.09. | 8 | 231
26.09. | 9 | 231
26.09. | 10 | 231
26.09. | 11 | 231
26.09. | 12 | 231
26.09. | 13 | 231
26.09. | 14 | 231
26.09. | 15 | 231
26.09. | 16 | 231
26.09. | 17 | 231
26.09. | 18 | 231
26.09. | 19 | 231
26.09. | 20 | 231
26.09. | 21 | 231
26.09. | 22 | 231
26.09. | 23 | 231
26.09. | 24 | 231
27.09. | 1 | 231
27.09. | 2 | 231
27.09. | 3 | 231
27.09. | 4 | 231
27.09. | 5 | 231
27.09. | 6 | 231
27.09. | 7 | 231
27.09. | 8 | 231
27.09. | 9 | 231
27.09. | 10 | 231
27.09. | 11 | 231
27.09. | 12 | 231
27.09. | 13 | 231
27.09. | 14 | 231
27.09. | 15 | 231
27.09. | 16 | 231
27.09. | 17 | 231
27.09. | 18 | 231
27.09. | 19 | 231
27.09. | 20 | 231
27.09. | 21 | 231
27.09. | 22 | 231
27.09. | 23 | 231
27.09. | 24 | 231
28.09. | 1 | 231
28.09. | 2 | 231
28.09. | 3 | 231
28.09. | 4 | 231
28.09. | 5 | 231
28.09. | 6 | 231
28.09. | 7 | 231
28.09. | 8 | 231
28.09. | 9 | 231
28.09. | 10 | 231
28.09. | 11 | 231
28.09. | 12 | 231
28.09. | 13 | 231
28.09. | 14 | 231
28.09. | 15 | 231
28.09. | 16 | 231
28.09. | 17 | 231
28.09. | 18 | 231
28.09. | 19 | 231
28.09. | 20 | 231
28.09. | 21 | 231
28.09. | 22 | 231
28.09. | 23 | 231
28.09. | 24 | 231
29.09. | 1 | 231
29.09. | 2 | 231
29.09. | 3 | 231
29.09. | 4 | 231
29.09. | 5 | 231
29.09. | 6 | 231
29.09. | 7 | 231
29.09. | 8 | 231
29.09. | 9 | 231
29.09. | 10 | 231
29.09. | 11 | 231
29.09. | 12 | 231
29.09. | 13 | 231
29.09. | 14 | 231
29.09. | 15 | 231
29.09. | 16 | 231
29.09. | 17 | 231
29.09. | 18 | 231
29.09. | 19 | 231
29.09. | 20 | 231
29.09. | 21 | 231
29.09. | 22 | 231
29.09. | 23 | 231
29.09. | 24 | 231
30.09. | 1 | 231
30.09. | 2 | 231
30.09. | 3 | 231
30.09. | 4 | 231
30.09. | 5 | 231
30.09. | 6 | 231
30.09. | 7 | 231
30.09. | 8 | 231
30.09. | 9 | 231
30.09. | 10 | 231
30.09. | 11 | 231
30.09. | 12 | 231
30.09. | 13 | 231
30.09. | 14 | 231
30.09. | 15 | 231
30.09. | 16 | 231
30.09. | 17 | 231
30.09. | 18 | 231
30.09. | 19 | 231
30.09. | 20 | 231
30.09. | 21 | 231
30.09. | 22 | 231
30.09. | 23 | 231
30.09. | 24 | 231
01.10. | 1 | 231
01.10. | 2 | 231
01.10. | 3 | 231
01.10. | 4 | 231
01.10. | 5 | 231
01.10. | 6 | 231
01.10. | 7 | 231
01.10. | 8 | 231
01.10. | 9 | 231
01.10. | 10 | 231
01.10. | 11 | 231
01.10. | 12 | 231
01.10. | 13 | 231
01.10. | 14 | 231
01.10. | 15 | 231
01.10. | 16 | 231
01.10. | 17 | 231
01.10. | 18 | 231
01.10. | 19 | 231
01.10. | 20 | 231
01.10. | 21 | 231
01.10. | 22 | 231
01.10. | 23 | 231
01.10. | 24 | 231
02.10. | 1 | 231
02.10. | 2 | 231
02.10. | 3 | 231
02.10. | 4 | 231
02.10. | 5 | 231
02.10. | 6 | 231
02.10. | 7 | 231
02.10. | 8 | 231
02.10. | 9 | 231
02.10. | 10 | 231
02.10. | 11 | 231
02.10. | 12 | 231
02.10. | 13 | 231
02.10. | 14 | 231
02.10. | 15 | 231
02.10. | 16 | 231
02.10. | 17 | 231
02.10. | 18 | 231
02.10. | 19 | 231
02.10. | 20 | 231
02.10. | 21 | 231
02.10. | 22 | 231
02.10. | 23 | 231
02.10. | 24 | 231
03.10. | 1 | 231
03.10. | 2 | 231
03.10. | 3 | 231
03.10. | 4 | 231
03.10. | 5 | 231
03.10. | 6 | 231
03.10. | 7 | 231
03.10. | 8 | 231
03.10. | 9 | 231
03.10. | 10 | 231
03.10. | 11 | 231
03.10. | 12 | 231
03.10. | 13 | 231
03.10. | 14 | 231
03.10. | 15 | 231
03.10. | 16 | 231
03.10. | 17 | 231
03.10. | 18 | 231
03.10. | 19 | 231
03.10. | 20 | 231
03.10. | 21 | 231
03.10. | 22 | 231
03.10. | 23 | 231
03.10. | 24 | 231
04.10. | 1 | 231
04.10. | 2 | 231
04.10. | 3 | 231
04.10. | 4 | 231
04.10. | 5 | 231
04.10. | 6 | 231
04.10. | 7 | 231
04.10. | 8 | 231
04.10. | 9 | 231
04.10. | 10 | 231
04.10. | 11 | 231
04.10. | 12 | 231
04.10. | 13 | 231
04.10. | 14 | 231
04.10. | 15 | 231
04.10. | 16 | 231
04.10. | 17 | 231
04.10. | 18 | 231
04.10. | 19 | 231
04.10. | 20 | 231
04.10. | 21 | 231
04.10. | 22 | 231
04.10. | 23 | 231
04.10. | 24 | 231
05.10. | 1 | 231
05.10. | 2 | 231
05.10. | 3 | 231
05.10. | 4 | 231
05.10. | 5 | 231
05.10. | 6 | 231
05.10. | 7 | 231
05.10. | 8 | 231
05.10. | 9 | 231
05.10. | 10 | 231
05.10. | 11 | 231
05.10. | 12 | 231
05.10. | 13 | 231
05.10. | 14 | 231
05.10. | 15 | 231
05.10. | 16 | 231
05.10. | 17 | 231
05.10. | 18 | 231
05.10. | 19 | 231
05.10. | 20 | 231
05.10. | 21 | 231
05.10. | 22 | 231
05.10. | 23 | 231
05.10. | 24 | 231
06.10. | 1 | 231
06.10. | 2 | 231
06.10. | 3 | 231
06.10. | 4 | 231
06.10. | 5 | 231
06.10. | 6 | 231
06.10. | 7 | 231
06.10. | 8 | 231
06.10. | 9 | 231
06.10. | 10 | 231
06.10. | 11 | 231
06.10. | 12 | 231
06.10. | 13 | 231
06.10. | 14 | 231
06.10. | 15 | 231
06.10. | 16 | 231
06.10. | 17 | 231
06.10. | 18 | 231
06.10. | 19 | 231
06.10. | 20 | 231
06.10. | 21 | 231
06.10. | 22 | 231
06.10. | 23 | 231
06.10. | 24 | 231
07.10. | 1 | 231
07.10. | 2 | 231
07.10. | 3 | 231
07.10. | 4 | 231
07.10. | 5 | 231
07.10. | 6 | 231
07.10. | 7 | 231
07.10. | 8 | 231
07.10. | 9 | 231
07.10. | 10 | 231
07.10. | 11 | 231
07.10. | 12 | 231
07.10. | 13 | 231
07.10. | 14 | 231
07.10. | 15 | 231
07.10. | 16 | 231
07.10. | 17 | 231
07.10. | 18 | 231
07.10. | 19 | 231
07.10. | 20 | 231
07.10. | 21 | 231
07.10. | 22 | 231
07.10. | 23 | 231
07.10. | 24 | 231
08.10. | 1 | 231
08.10. | 2 | 231
08.10. | 3 | 231
08.10. | 4 | 231
08.10. | 5 | 231
08.10. | 6 | 231
08.10. | 7 | 231
08.10. | 8 | 231
08.10. | 9 | 231
08.10. | 10 | 231
08.10. | 11 | 231
08.10. | 12 | 231
08.10. | 13 | 231
08.10. | 14 | 231
08.10. | 15 | 231
08.10. | 16 | 231
08.10. | 17 | 231
08.10. | 18 | 231
08.10. | 19 | 231
08.10. | 20 | 231
08.10. | 21 | 231
08.10. | 22 | 231
08.10. | 23 | 231
08.10. | 24 | 231
09.10. | 1 | 231
09.10. | 2 | 231
09.10. | 3 | 231
09.10. | 4 | 231
09.10. | 5 | 231
09.10. | 6 | 231
09.10. | 7 | 231
09.10. | 8 | 231
09.10. | 9 | 231
09.10. | 10 | 231
09.10. | 11 | 231
09.10. | 12 | 231
09.10. | 13 | 231
09.10. | 14 | 231
09.10. | 15 | 231
09.10. | 16 | 231
09.10. | 17 | 231
09.10. | 18 | 231
09.10. | 19 | 231
09.10. | 20 | 231
09.10. | 21 | 231
09.10. | 22 | 231
09.10. | 23 | 231
09.10. | 24 | 231
10.10. | 1 | 231
10.10. | 2 | 231
10.10. | 3 | 231
10.10. | 4 | 231
10.10. | 5 | 231
10.10. | 6 | 231
10.10. | 7 | 231
10.10. | 8 | 231
10.10. | 9 | 231
10.10. | 10 | 231
10.10. | 11 | 231
10.10. | 12 | 231
10.10. | 13 | 231
10.10. | 14 | 231
10.10. | 15 | 231
10.10. | 16 | 231
10.10. | 17 | 231
10.10. | 18 | 231
10.10. | 19 | 231
10.10. | 20 | 231
10.10. | 21 | 231
10.10. | 22 | 231
10.10. | 23 | 231
10.10. | 24 | 231
11.10. | 1 | 231
11.10. | 2 | 231
11.10. | 3 | 231
11.10. | 4 | 231
11.10. | 5 | 231
11.10. | 6 | 231
11.10. | 7 | 231
11.10. | 8 | 231
11.10. | 9 | 231
11.10. | 10 | 231
11.10. | 11 | 231
11.10. | 12 | 231
11.10. | 13 | 231
11.10. | 14 | 231
11.10. | 15 | 231
11.10. | 16 | 231
11.10. | 17 | 231
11.10. | 18 | 231
11.10. | 19 | 231
11.10. | 20 | 231
11.10. | 21 | 231
11.10. | 22 | 231
11.10. | 23 | 231
11.10. | 24 | 231
12.10. | 1 | 231
12.10. | 2 | 231
12.10. | 3 | 231
12.10. | 4 | 231
12.10. | 5 | 231
12.10. | 6 | 231
12.10. | 7 | 231
12.10. | 8 | 231
12.10. | 9 | 231
12.10. | 10 | 231
12.10. | 11 | 231
12.10. | 12 | 231
12.10. | 13 | 231
12.10. | 14 | 231
12.10. | 15 | 231
12.10. | 16 | 231
12.10. | 17 | 231
12.10. | 18 | 231
12.10. | 19 | 231
12.10. | 20 | 231
12.10. | 21 | 231
12.10. | 22 | 231
12.10. | 23 | 231
12.10. | 24 | 231
13.10. | 1 | 231
13.10. | 2 | 231
13.10. | 3 | 231
13.10. | 4 | 231
13.10. | 5 | 231
13.10. | 6 | 231
13.10. | 7 | 231
13.10. | 8 | 231
13.10. | 9 | 231
13.10. | 10 | 231
13.10. | 11 | 231
13.10. | 12 | 231
13.10. | 13 | 231
13.10. | 14 | 231
13.10. | 15 | 231
13.10. | 16 | 231
13.10. | 17 | 231
13.10. | 18 | 231
13.10. | 19 | 231
13.10. | 20 | 231
13.10. | 21 | 231
13.10. | 22 | 231
13.10. | 23 | 231
13.10. | 24 | 231
14.10. | 1 | 231
14.10. | 2 | 231
14.10. | 3 | 231
14.10. | 4 | 231
14.10. | 5 | 231
14.10. | 6 | 231
14.10. | 7 | 231
14.10. | 8 | 231
14.10. | 9 | 231
14.10. | 10 | 231
14.10. | 11 | 231
14.10. | 12 | 231
14.10. | 13 | 231
14.10. | 14 | 231
14.10. | 15 | 231
14.10. | 16 | 231
14.10. | 17 | 231
14.10. | 18 | 231
14.10. | 19 | 231
14.10. | 20 | 231
14.10. | 21 | 231
14.10. | 22 | 231
14.10. | 23 | 231
14.10. | 24 | 231
15.10. | 1 | 231
15.10. | 2 | 231
15.10. | 3 | 231
15.10. | 4 | 231
15.10. | 5 | 231
15.10. | 6 | 231
15.10. | 7 | 231
15.10. | 8 | 231
15.10. | 9 | 231
15.10. | 10 | 231
15.10. | 11 | 231
15.10. | 12 | 231
15.10. | 13 | 231
15.10. | 14 | 231
15.10. | 15 | 231
15.10. | 16 | 231
15.10. | 17 | 231
15.10. | 18 | 231
15.10. | 19 | 231
15.10. | 20 | 231
15.10. | 21 | 231
15.10. | 22 | 231
15.10. | 23 | 231
15.10. | 24 | 231
16.10. | 1 | 231
16.10. | 2 | 231
16.10. | 3 | 231
16.10. | 4 | 231
16.10. | 5 | 231
16.10. | 6 | 231
16.10. | 7 | 231
16.10. | 8 | 231
16.10. | 9 | 231
16.10. | 10 | 231
16.10. | 11 | 231
16.10. | 12 | 231
16.10. | 13 | 231
16.10. | 14 | 231
16.10. | 15 | 231
16.10. | 16 | 231
16.10. | 17 | 231
16.10. | 18 | 231
16.10. | 19 | 231
16.10. | 20 | 231
16.10. | 21 | 231
16.10. | 22 | 231
16.10. | 23 | 231
16.10. | 24 | 231
17.10. | 1 | 231
17.10. | 2 | 231
17.10. | 3 | 231
17.10. | 4 | 231
17.10. | 5 | 231
17.10. | 6 | 231
17.10. | 7 | 231
17.10. | 8 | 231
17.10. | 9 | 231
17.10. | 10 | 231
17.10. | 11 | 231
17.10. | 12 | 231
17.10. | 13 | 231
17.10. | 14 | 231
17.10. | 15 | 231
17.10. | 16 | 231
17.10. | 17 | 231
17.10. | 18 | 231
17.10. | 19 | 231
17.10. | 20 | 231
17.10. | 21 | 231
17.10. | 22 | 231
17.10. | 23 | 231
17.10. | 24 | 231
18.10. | 1 | 231
18.10. | 2 | 231
18.10. | 3 | 231
18.10. | 4 | 231
18.10. | 5 | 231
18.10. | 6 | 231
18.10. | 7 | 231
18.10. | 8 | 231
18.10. | 9 | 231
18.10. | 10 | 231
18.10. | 11 | 231
18.10. | 12 | 231
18.10. | 13 | 231
18.10. | 14 | 231
18.10. | 15 | 231
18.10. | 16 | 231
18.10. | 17 | 231
18.10. | 18 | 231
18.10. | 19 | 231
18.10. | 20 | 231
18.10. | 21 | 231
18.10. | 22 | 231
18.10. | 23 | 231
18.10. | 24 | 231
19.10. | 1 | 231
19.10. | 2 | 231
19.10. | 3 | 231
19.10. | 4 | 231
19.10. | 5 | 231
19.10. | 6 | 231
19.10. | 7 | 231
19.10. | 8 | 231
19.10. | 9 | 231
19.10. | 10 | 231
19.10. | 11 | 231
19.10. | 12 | 231
19.10. | 13 | 231
19.10. | 14 | 231
19.10. | 15 | 231
19.10. | 16 | 231
19.10. | 17 | 231
19.10. | 18 | 231
19.10. | 19 | 231
19.10. | 20 | 231
19.10. | 21 | 231
19.10. | 22 | 231
19.10. | 23 | 231
19.10. | 24 | 231
20.10. | 1 | 231
20.10. | 2 | 231
20.10. | 3 | 231
20.10. | 4 | 231
20.10. | 5 | 231
20.10. | 6 | 231
20.10. | 7 | 231
20.10. | 8 | 231
20.10. | 9 | 231
20.10. | 10 | 231
20.10. | 11 | 231
20.10. | 12 | 231
20.10. | 13 | 231
20.10. | 14 | 231
20.10. | 15 | 231
20.10. | 16 | 231
20.10. | 17 | 231
20.10. | 18 | 231
20.10. | 19 | 231
20.10. | 20 | 231
20.10. | 21 | 231
20.10. | 22 | 231
20.10. | 23 | 231
20.10. | 24 | 231
21.10. | 1 | 231
21.10. | 2 | 231
21.10. | 3 | 231
21.10. | 4 | 231
21.10. | 5 | 231
21.10. | 6 | 231
21.10. | 7 | 231
21.10. | 8 | 231
21.10. | 9 | 231
21.10. | 10 | 231
21.10. | 11 | 231
21.10. | 12 | 231
21.10. | 13 | 231
21.10. | 14 | 231
21.10. | 15 | 231
21.10. | 16 | 231
21.10. | 17 | 231
21.10. | 18 | 231
21.10. | 19 | 231
21.10. | 20 | 231
21.10. | 21 | 231
21.10. | 22 | 231
21.10. | 23 | 231
21.10. | 24 | 231
22.10. | 1 | 231
22.10. | 2 | 231
22.10. | 3 | 231
22.10. | 4 | 231
22.10. | 5 | 231
22.10. | 6 | 231
22.10. | 7 | 231
22.10. | 8 | 231
22.10. | 9 | 231
22.10. | 10 | 231
22.10. | 11 | 231
22.10. | 12 | 231
22.10. | 13 | 231
22.10. | 14 | 231
22.10. | 15 | 231
22.10. | 16 | 231
22.10. | 17 | 231
22.10. | 18 | 231
22.10. | 19 | 231
22.10. | 20 | 231
22.10. | 21 | 231
22.10. | 22 | 231
22.10. | 23 | 231
22.10. | 24 | 231
23.10. | 1 | 231
23.10. | 2 | 231
23.10. | 3 | 231
23.10. | 4 | 231
23.10. | 5 | 231
23.10. | 6 | 231
23.10. | 7 | 231
23.10. | 8 | 231
23.10. | 9 | 231
23.10. | 10 | 231
23.10. | 11 | 231
23.10. | 12 | 231
23.10. | 13 | 231
23.10. | 14 | 231
23.10. | 15 | 231
23.10. | 16 | 231
23.10. | 17 | 231
23.10. | 18 | 231
23.10. | 19 | 231
23.10. | 20 | 231
23.10. | 21 | 231
23.10. | 22 | 231
23.10. | 23 | 231
23.10. | 24 | 231
24.10. | 1 | 231
24.10. | 2 | 231
24.10. | 3 | 231
24.10. | 4 | 231
24.10. | 5 | 231
24.10. | 6 | 231
24.10. | 7 | 231
24.10. | 8 | 231
24.10. | 9 | 231
24.10. | 10 | 231
24.10. | 11 | 231
24.10. | 12 | 231
24.10. | 13 | 231
24.10. | 14 | 231
24.10. | 15 | 231
24.10. | 16 | 231
24.10. | 17 | 231
24.10. | 18 | 231
24.10. | 19 | 231
24.10. | 20 | 231
24.10. | 21 | 231
24.10. | 22 | 231
24.10. | 23 | 231
24.10. | 24 | 231
25.10. | 1 | 231
25.10. | 2 | 231
25.10. | 3 | 231
25.10. | 4 | 231
25.10. | 5 | 231
25.10. | 6 | 231
25.10. | 7 | 231
25.10. | 8 | 231
25.10. | 9 | 231
25.10. | 10 | 231
25.10. | 11 | 231
25.10. | 12 | 231
25.10. | 13 | 231
25.10. | 14 | 231
25.10. | 15 | 231
25.10. | 16 | 231
25.10. | 17 | 231
25.10. | 18 | 231
25.10. | 19 | 231
25.10. | 20 | 231
25.10. | 21 | 231
25.10. | 22 | 231
25.10. | 23 | 231
25.10. | 24 | 231
26.10. | 1 | 231
26.10. | 2 | 231
26.10. | 3 | 231
26.10. | 4 | 231
26.10. | 5 | 231
26.10. | 6 | 231
26.10. | 7 | 231
26.10. | 8 | 231
26.10. | 9 | 231
26.10. | 10 | 231
26.10. | 11 | 231
26.10. | 12 | 231
26.10. | 13 | 231
26.10. | 14 | 231
26.10. | 15 | 231
26.10. | 16 | 231
26.10. | 17 | 231
26.10. | 18 | 231
26.10. | 19 | 231
26.10. | 20 | 231
26.10. | 21 | 231
26.10. | 22 | 231
26.10. | 23 | 231
26.10. | 24 | 231
27.10. | 1 | 231
27.10. | 2 | 231
27.10. | 3 | 231
27.10. | 4 | 231
27.10. | 5 | 231
27.10. | 6 | 231
27.10. | 7 | 231
27.10. | 8 | 231
27.10. | 9 | 231
27.10. | 10 | 231
27.10. | 11 | 231
27.10. | 12 | 231
27.10. | 13 | 231
27.10. | 14 | 231
27.10. | 15 | 231
27.10. | 16 | 231
27.10. | 17 | 231
27.10. | 18 | 231
27.10. | 19 | 231
27.10. | 20 | 231
27.10. | 21 | 231
27.10. | 22 | 231
27.10. | 23 | 231
27.10. | 24 | 231
28.10. | 1 | 231
28.10. | 2 | 231
28.10. | 3 | 231
28.10. | 4 | 231
28.10. | 5 | 231
28.10. | 6 | 231
28.10. | 7 | 231
28.10. | 8 | 231
28.10. | 9 | 231
28.10. | 10 | 231
28.10. | 11 | 231
28.10. | 12 | 231
28.10. | 13 | 231
28.10. | 14 | 231
28.10. | 15 | 231
28.10. | 16 | 231
28.10. | 17 | 231
28.10. | 18 | 231
28.10. | 19 | 231
28.10. | 20 | 231
28.10. | 21 | 231
28.10. | 22 | 231
28.10. | 23 | 231
28.10. | 24 | 231
29.10. | 1 | 231
29.10. | 2 | 231
29.10. | 3 | 231
29.10. | 4 | 231
29.10. | 5 | 231
29.10. | 6 | 231
29.10. | 7 | 231
29.10. | 8 | 231
29.10. | 9 | 231
29.10. | 10 | 231
29.10. | 11 | 231
29.10. | 12 | 231
29.10. | 13 | 231
29.10. | 14 | 231
29.10. | 15 | 231
29.10. | 16 | 231
29.10. | 17 | 231
29.10. | 18 | 231
29.10. | 19 | 231
29.10. | 20 | 231
29.10. | 21 | 231
29.10. | 22 | 231
29.10. | 23 | 231
29.10. | 24 | 231
30.10. | 1 | 231
30.10. | 2 | 231
30.10. | 3 | 231
30.10. | 4 | 231
30.10. | 5 | 231
30.10. | 6 | 231
30.10. | 7 | 231
30.10. | 8 | 231
30.10. | 9 | 231
30.10. | 10 | 231
30.10. | 11 | 231
30.10. | 12 | 231
30.10. | 13 | 231
30.10. | 14 | 231
30.10. | 15 | 231
30.10. | 16 | 231
30.10. | 17 | 231
30.10. | 18 | 231
30.10. | 19 | 231
30.10. | 20 | 231
30.10. | 21 | 231
30.10. | 22 | 231
30.10. | 23 | 231
30.10. | 24 | 231
31.10. | 1 | 231
31.10. | 2 | 231
31.10. | 3 | 231
31.10. | 4 | 231
31.10. | 5 | 231
31.10. | 6 | 231
31.10. | 7 | 231
31.10. | 8 | 231
31.10. | 9 | 231
31.10. | 10 | 231
31.10. | 11 | 231
31.10. | 12 | 231
31.10. | 13 | 231
31.10. | 14 | 231
31.10. | 15 | 231
31.10. | 16 | 231
31.10. | 17 | 231
31.10. | 18 | 231
31.10. | 19 | 231
31.10. | 20 | 231
31.10. | 21 | 231
31.10. | 22 | 231
31.10. | 23 | 231
31.10. | 24 | 231
01.11. | 1 | 231
01.11. | 2 | 231
01.11. | 3 | 231
01.11. | 4 | 231
01.11. | 5 | 231
01.11. | 6 | 231
01.11. | 7 | 231
01.11. | 8 | 231
01.11. | 9 | 231
01.11. | 10 | 231
01.11. | 11 | 231
01.11. | 12 | 231
01.11. | 13 | 231
01.11. | 14 | 231
01.11. | 15 | 231
01.11. | 16 | 231
01.11. | 17 | 231
01.11. | 18 | 231
01.11. | 19 | 231
01.11. | 20 | 231
01.11. | 21 | 231
01.11. | 22 | 231
01.11. | 23 | 231
01.11. | 24 | 231
02.11. | 1 | 231
02.11. | 2 | 231
02.11. | 3 | 231
02.11. | 4 | 231
02.11. | 5 | 231
02.11. | 6 | 231
02.11. | 7 | 231
02.11. | 8 | 231
02.11. | 9 | 231
02.11. | 10 | 231
02.11. | 11 | 231
02.11. | 12 | 231
02.11. | 13 | 231
02.11. | 14 | 231
02.11. | 15 | 231
02.11. | 16 | 231
02.11. | 17 | 231
02.11. | 18 | 231
02.11. | 19 | 231
02.11. | 20 | 231
02.11. | 21 | 231
02.11. | 22 | 231
02.11. | 23 | 231
02.11. | 24 | 231
03.11. | 1 | 231
03.11. | 2 | 231
03.11. | 3 | 231
03.11. | 4 | 231
03.11. | 5 | 231
03.11. | 6 | 231
03.11. | 7 | 231
03.11. | 8 | 231
03.11. | 9 | 231
03.11. | 10 | 231
03.11. | 11 | 231
03.11. | 12 | 231
03.11. | 13 | 231
03.11. | 14 | 231
03.11. | 15 | 231
03.11. | 16 | 231
03.11. | 17 | 231
03.11. | 18 | 231
03.11. | 19 | 231
03.11. | 20 | 231
03.11. | 21 | 231
03.11. | 22 | 231
03.11. | 23 | 231
03.11. | 24 | 231
04.11. | 1 | 231
04.11. | 2 | 231
04.11. | 3 | 231
04.11. | 4 | 231
04.11. | 5 | 231
04.11. | 6 | 231
04.11. | 7 | 231
04.11. | 8 | 231
04.11. | 9 | 231
04.11. | 10 | 231
04.11. | 11 | 231
04.11. | 12 | 231
04.11. | 13 | 231
04.11. | 14 | 231
04.11. | 15 | 231
04.11. | 16 | 231
04.11. | 17 | 231
04.11. | 18 | 231
04.11. | 19 | 231
04.11. | 20 | 231
04.11. | 21 | 231
04.11. | 22 | 231
04.11. | 23 | 231
04.11. | 24 | 231
05.11. | 1 | 231
05.11. | 2 | 231
05.11. | 3 | 231
05.11. | 4 | 231
05.11. | 5 | 231
05.11. | 6 | 231
05.11. | 7 | 231
05.11. | 8 | 231
05.11. | 9 | 231
05.11. | 10 | 231
05.11. | 11 | 231
05.11. | 12 | 231
05.11. | 13 | 231
05.11. | 14 | 231
05.11. | 15 | 231
05.11. | 16 | 231
05.11. | 17 | 231
05.11. | 18 | 231
05.11. | 19 | 231
05.11. | 20 | 231
05.11. | 21 | 231
05.11. | 22 | 231
05.11. | 23 | 231
05.11. | 24 | 231
06.11. | 1 | 231
06.11. | 2 | 231
06.11. | 3 | 231
06.11. | 4 | 231
06.11. | 5 | 231
06.11. | 6 | 231
06.11. | 7 | 231
06.11. | 8 | 231
06.11. | 9 | 231
06.11. | 10 | 231
06.11. | 11 | 231
06.11. | 12 | 231
06.11. | 13 | 231
06.11. | 14 | 231
06.11. | 15 | 231
06.11. | 16 | 231
06.11. | 17 | 231
06.11. | 18 | 231
06.11. | 19 | 231
06.11. | 20 | 231
06.11. | 21 | 231
06.11. | 22 | 231
06.11. | 23 | 231
06.11. | 24 | 231
07.11. | 1 | 231
07.11. | 2 | 231
07.11. | 3 | 231
07.11. | 4 | 231
07.11. | 5 | 231
07.11. | 6 | 231
07.11. | 7 | 231
07.11. | 8 | 231
07.11. | 9 | 231
07.11. | 10 | 231
07.11. | 11 | 231
07.11. | 12 | 231
07.11. | 13 | 231
07.11. | 14 | 231
07.11. | 15 | 231
07.11. | 16 | 231
07.11. | 17 | 231
07.11. | 18 | 231
07.11. | 19 | 231
07.11. | 20 | 231
07.11. | 21 | 231
07.11. | 22 | 231
07.11. | 23 | 231
07.11. | 24 | 231
08.11. | 1 | 231
08.11. | 2 | 231
08.11. | 3 | 231
08.11. | 4 | 231
08.11. | 5 | 231
08.11. | 6 | 231
08.11. | 7 | 231
08.11. | 8 | 231
08.11. | 9 | 231
08.11. | 10 | 231
08.11. | 11 | 231
08.11. | 12 | 231
08.11. | 13 | 231
08.11. | 14 | 231
08.11. | 15 | 231
08.11. | 16 | 231
08.11. | 17 | 231
08.11. | 18 | 231
08.11. | 19 | 231
08.11. | 20 | 231
08.11. | 21 | 231
08.11. | 22 | 231
08.11. | 23 | 231
08.11. | 24 | 231
09.11. | 1 | 231
09.11. | 2 | 231
09.11. | 3 | 231
09.11. | 4 | 231
09.11. | 5 | 231
09.11. | 6 | 231
09.11. | 7 | 231
09.11. | 8 | 231
09.11. | 9 | 231
09.11. | 10 | 231
09.11. | 11 | 231
09.11. | 12 | 231
09.11. | 13 | 231
09.11. | 14 | 231
09.11. | 15 | 231
09.11. | 16 | 231
09.11. | 17 | 231
09.11. | 18 | 231
09.11. | 19 | 231
09.11. | 20 | 231
09.11. | 21 | 231
09.11. | 22 | 231
09.11. | 23 | 231
09.11. | 24 | 231
10.11. | 1 | 231
10.11. | 2 | 231
10.11. | 3 | 231
10.11. | 4 | 231
10.11. | 5 | 231
10.11. | 6 | 231
10.11. | 7 | 231
10.11. | 8 | 231
10.11. | 9 | 231
10.11. | 10 | 231
10.11. | 11 | 231
10.11. | 12 | 231
10.11. | 13 | 231
10.11. | 14 | 231
10.11. | 15 | 231
10.11. | 16 | 231
10.11. | 17 | 231
10.11. | 18 | 231
10.11. | 19 | 231
10.11. | 20 | 231
10.11. | 21 | 231
10.11. | 22 | 231
10.11. | 23 | 231
10.11. | 24 | 231
11.11. | 1 | 231
11.11. | 2 | 231
11.11. | 3 | 231
11.11. | 4 | 231
11.11. | 5 | 231
11.11. | 6 | 231
11.11. | 7 | 231
11.11. | 8 | 231
11.11. | 9 | 231
11.11. | 10 | 231
11.11. | 11 | 231
11.11. | 12 | 231
11.11. | 13 | 231
11.11. | 14 | 231
11.11. | 15 | 231
11.11. | 16 | 231
11.11. | 17 | 231
11.11. | 18 | 231
11.11. | 19 | 231
11.11. | 20 | 231
11.11. | 21 | 231
11.11. | 22 | 231
11.11. | 23 | 231
11.11. | 24 | 231
12.11. | 1 | 231
12.11. | 2 | 231
12.11. | 3 | 231
12.11. | 4 | 231
12.11. | 5 | 231
12.11. | 6 | 231
12.11. | 7 | 231
12.11. | 8 | 231
12.11. | 9 | 231
12.11. | 10 | 231
12.11. | 11 | 231
12.11. | 12 | 231
12.11. | 13 | 231
12.11. | 14 | 231
12.11. | 15 | 231
12.11. | 16 | 231
12.11. | 17 | 231
12.11. | 18 | 231
12.11. | 19 | 231
12.11. | 20 | 231
12.11. | 21 | 231
12.11. | 22 | 231
12.11. | 23 | 231
12.11. | 24 | 231
13.11. | 1 | 231
13.11. | 2 | 231
13.11. | 3 | 231
13.11. | 4 | 231
13.11. | 5 | 231
13.11. | 6 | 231
13.11. | 7 | 231
13.11. | 8 | 231
13.11. | 9 | 231
13.11. | 10 | 231
13.11. | 11 | 231
13.11. | 12 | 231
13.11. | 13 | 231
13.11. | 14 | 231
13.11. | 15 | 231
13.11. | 16 | 231
13.11. | 17 | 231
13.11. | 18 | 231
13.11. | 19 | 231
13.11. | 20 | 231
13.11. | 21 | 231
13.11. | 22 | 231
13.11. | 23 | 231
13.11. | 24 | 231
14.11. | 1 | 231
14.11. | 2 | 231
14.11. | 3 | 231
14.11. | 4 | 231
14.11. | 5 | 231
14.11. | 6 | 231
14.11. | 7 | 231
14.11. | 8 | 231
14.11. | 9 | 231
14.11. | 10 | 231
14.11. | 11 | 231
14.11. | 12 | 231
14.11. | 13 | 231
14.11. | 14 | 231
14.11. | 15 | 231
14.11. | 16 | 231
14.11. | 17 | 231
14.11. | 18 | 231
14.11. | 19 | 231
14.11. | 20 | 231
14.11. | 21 | 231
14.11. | 22 | 231
14.11. | 23 | 231
14.11. | 24 | 231
15.11. | 1 | 231
15.11. | 2 | 231
15.11. | 3 | 231
15.11. | 4 | 231
15.11. | 5 | 231
15.11. | 6 | 231
15.11. | 7 | 231
15.11. | 8 | 231
15.11. | 9 | 231
15.11. | 10 | 231
15.11. | 11 | 231
15.11. | 12 | 231
15.11. | 13 | 231
15.11. | 14 | 231
15.11. | 15 | 231
15.11. | 16 | 231
15.11. | 17 | 231
15.11. | 18 | 231
15.11. | 19 | 231
15.11. | 20 | 231
15.11. | 21 | 231
15.11. | 22 | 231
15.11. | 23 | 231
15.11. | 24 | 231
16.11. | 1 | 231
16.11. | 2 | 231
16.11. | 3 | 231
16.11. | 4 | 231
16.11. | 5 | 231
16.11. | 6 | 231
16.11. | 7 | 231
16.11. | 8 | 231
16.11. | 9 | 231
16.11. | 10 | 231
16.11. | 11 | 231
16.11. | 12 | 231
16.11. | 13 | 231
16.11. | 14 | 231
16.11. | 15 | 231
16.11. | 16 | 231
16.11. | 17 | 231
16.11. | 18 | 231
16.11. | 19 | 231
16.11. | 20 | 231
16.11. | 21 | 231
16.11. | 22 | 231
16.11. | 23 | 231
16.11. | 24 | 231
17.11. | 1 | 231
17.11. | 2 | 231
17.11. | 3 | 231
17.11. | 4 | 231
17.11. | 5 | 231
17.11. | 6 | 231
17.11. | 7 | 231
17.11. | 8 | 231
17.11. | 9 | 231
17.11. | 10 | 231
17.11. | 11 | 231
17.11. | 12 | 231
17.11. | 13 | 231
17.11. | 14 | 231
17.11. | 15 | 231
17.11. | 16 | 231
17.11. | 17 | 231
17.11. | 18 | 231
17.11. | 19 | 231
17.11. | 20 | 231
17.11. | 21 | 231
17.11. | 22 | 231
17.11. | 23 | 231
17.11. | 24 | 231
18.11. | 1 | 231
18.11. | 2 | 231
18.11. | 3 | 231
18.11. | 4 | 231
18.11. | 5 | 231
18.11. | 6 | 231
18.11. | 7 | 231
18.11. | 8 | 231
18.11. | 9 | 231
18.11. | 10 | 231
18.11. | 11 | 231
18.11. | 12 | 231
18.11. | 13 | 231
18.11. | 14 | 231
18.11. | 15 | 231
18.11. | 16 | 231
18.11. | 17 | 231
18.11. | 18 | 231
18.11. | 19 | 231
18.11. | 20 | 231
18.11. | 21 | 231
18.11. | 22 | 231
18.11. | 23 | 231
18.11. | 24 | 231
19.11. | 1 | 231
19.11. | 2 | 231
19.11. | 3 | 231
19.11. | 4 | 231
19.11. | 5 | 231
19.11. | 6 | 231
19.11. | 7 | 231
19.11. | 8 | 231
19.11. | 9 | 231
19.11. | 10 | 231
19.11. | 11 | 231
19.11. | 12 | 231
19.11. | 13 | 231
19.11. | 14 | 231
19.11. | 15 | 231
19.11. | 16 | 231
19.11. | 17 | 231
19.11. | 18 | 231
19.11. | 19 | 231
19.11. | 20 | 231
19.11. | 21 | 231
19.11. | 22 | 231
19.11. | 23 | 231
19.11. | 24 | 231
20.11. | 1 | 231
20.11. | 2 | 231
20.11. | 3 | 231
20.11. | 4 | 231
20.11. | 5 | 231
20.11. | 6 | 231
20.11. | 7 | 231
20.11. | 8 | 231
20.11. | 9 | 231
20.11. | 10 | 231
20.11. | 11 | 231
20.11. | 12 | 231
20.11. | 13 | 231
20.11. | 14 | 231
20.11. | 15 | 231
20.11. | 16 | 231
20.11. | 17 | 231
20.11. | 18 | 231
20.11. | 19 | 231
20.11. | 20 | 231
20.11. | 21 | 231
20.11. | 22 | 231
20.11. | 23 | 231
20.11. | 24 | 231
21.11. | 1 | 231
21.11. | 2 | 231
21.11. | 3 | 231
21.11. | 4 | 231
21.11. | 5 | 231
21.11. | 6 | 231
21.11. | 7 | 231
21.11. | 8 | 231
21.11. | 9 | 231
21.11. | 10 | 231
21.11. | 11 | 231
21.11. | 12 | 231
21.11. | 13 | 231
21.11. | 14 | 231
21.11. | 15 | 231
21.11. | 16 | 231
21.11. | 17 | 231
21.11. | 18 | 231
21.11. | 19 | 231
21.11. | 20 | 231
21.11. | 21 | 231
21.11. | 22 | 231
21.11. | 23 | 231
21.11. | 24 | 231
22.11. | 1 | 231
22.11. | 2 | 231
22.11. | 3 | 231
22.11. | 4 | 231
22.11. | 5 | 231
22.11. | 6 | 231
22.11. | 7 | 231
22.11. | 8 | 231
22.11. | 9 | 231
22.11. | 10 | 231
22.11. | 11 | 231
22.11. | 12 | 231
22.11. | 13 | 231
22.11. | 14 | 231
22.11. | 15 | 231
22.11. | 16 | 231
22.11. | 17 | 231
22.11. | 18 | 231
22.11. | 19 | 231
22.11. | 20 | 231
22.11. | 21 | 231
22.11. | 22 | 231
22.11. | 23 | 231
22.11. | 24 | 231
23.11. | 1 | 231
23.11. | 2 | 231
23.11. | 3 | 231
23.11. | 4 | 231
23.11. | 5 | 231
23.11. | 6 | 231
23.11. | 7 | 231
23.11. | 8 | 231
23.11. | 9 | 231
23.11. | 10 | 231
23.11. | 11 | 231
23.11. | 12 | 231
23.11. | 13 | 231
23.11. | 14 | 231
23.11. | 15 | 231
23.11. | 16 | 231
23.11. | 17 | 231
23.11. | 18 | 231
23.11. | 19 | 231
23.11. | 20 | 231
23.11. | 21 | 231
23.11. | 22 | 231
23.11. | 23 | 231
23.11. | 24 | 231
24.11. | 1 | 231
24.11. | 2 | 231
24.11. | 3 | 231
24.11. | 4 | 231
24.11. | 5 | 231
24.11. | 6 | 231
24.11. | 7 | 231
24.11. | 8 | 231
24.11. | 9 | 231
24.11. | 10 | 231
24.11. | 11 | 231
24.11. | 12 | 231
24.11. | 13 | 231
24.11. | 14 | 231
24.11. | 15 | 231
24.11. | 16 | 231
24.11. | 17 | 231
24.11. | 18 | 231
24.11. | 19 | 231
24.11. | 20 | 231
24.11. | 21 | 231
24.11. | 22 | 231
24.11. | 23 | 231
24.11. | 24 | 231
25.11. | 1 | 231
25.11. | 2 | 231
25.11. | 3 | 231
25.11. | 4 | 231
25.11. | 5 | 231
25.11. | 6 | 231
25.11. | 7 | 231
25.11. | 8 | 231
25.11. | 9 | 231
25.11. | 10 | 231
25.11. | 11 | 231
25.11. | 12 | 231
25.11. | 13 | 231
25.11. | 14 | 231
25.11. | 15 | 231
25.11. | 16 | 231
25.11. | 17 | 231
25.11. | 18 | 231
25.11. | 19 | 231
25.11. | 20 | 231
25.11. | 21 | 231
25.11. | 22 | 231
25.11. | 23 | 231
25.11. | 24 | 231
26.11. | 1 | 231
26.11. | 2 | 231
26.11. | 3 | 231
26.11. | 4 | 231
26.11. | 5 | 231
26.11. | 6 | 231
26.11. | 7 | 231
26.11. | 8 | 231
26.11. | 9 | 231
26.11. | 10 | 231
26.11. | 11 | 231
26.11. | 12 | 231
26.11. | 13 | 231
26.11. | 14 | 231
26.11. | 15 | 231
26.11. | 16 | 231
26.11. | 17 | 231
26.11. | 18 | 231
26.11. | 19 | 231
26.11. | 20 | 231
26.11. | 21 | 231
26.11. | 22 | 231
26.11. | 23 | 231
26.11. | 24 | 231
27.11. | 1 | 231
27.11. | 2 | 231
27.11. | 3 | 231
27.11. | 4 | 231
27.11. | 5 | 231
27.11. | 6 | 231
27.11. | 7 | 231
27.11. | 8 | 231
27.11. | 9 | 231
27.11. | 10 | 231
27.11. | 11 | 231
27.11. | 12 | 231
27.11. | 13 | 231
27.11. | 14 | 231
27.11. | 15 | 231
27.11. | 16 | 231
27.11. | 17 | 231
27.11. | 18 | 231
27.11. | 19 | 231
27.11. | 20 | 231
27.11. | 21 | 231
27.11. | 22 | 231
27.11. | 23 | 231
27.11. | 24 | 231
28.11. | 1 | 231
28.11. | 2 | 231
28.11. | 3 | 231
28.11. | 4 | 231
28.11. | 5 | 231
28.11. | 6 | 231
28.11. | 7 | 231
28.11. | 8 | 231
28.11. | 9 | 231
28.11. | 10 | 231
28.11. | 11 | 231
28.11. | 12 | 231
28.11. | 13 | 231
28.11. | 14 | 231
28.11. | 15 | 231
28.11. | 16 | 231
28.11. | 17 | 231
28.11. | 18 | 231
28.11. | 19 | 231
28.11. | 20 | 231
28.11. | 21 | 231
28.11. | 22 | 231
28.11. | 23 | 231
28.11. | 24 | 231
29.11. | 1 | 231
29.11. | 2 | 231
29.11. | 3 | 231
29.11. | 4 | 231
29.11. | 5 | 231
29.11. | 6 | 231
29.11. | 7 | 231
29.11. | 8 | 231
29.11. | 9 | 231
29.11. | 10 | 231
29.11. | 11 | 231
29.11. | 12 | 231
29.11. | 13 | 231
29.11. | 14 | 231
29.11. | 15 | 231
29.11. | 16 | 231
29.11. | 17 | 231
29.11. | 18 | 231
29.11. | 19 | 231
29.11. | 20 | 231
29.11. | 21 | 231
29.11. | 22 | 231
29.11. | 23 | 231
29.11. | 24 | 231
30.11. | 1 | 231
30.11. | 2 | 231
30.11. | 3 | 231
30.11. | 4 | 231
30.11. | 5 | 231
30.11. | 6 | 231
30.11. | 7 | 231
30.11. | 8 | 231
30.11. | 9 | 231
30.11. | 10 | 231
30.11. | 11 | 231
30.11. | 12 | 231
30.11. | 13 | 231
30.11. | 14 | 231
30.11. | 15 | 231
30.11. | 16 | 231
30.11. | 17 | 231
30.11. | 18 | 231
30.11. | 19 | 231
30.11. | 20 | 231
30.11. | 21 | 231
30.11. | 22 | 231
30.11. | 23 | 231
30.11. | 24 | 231
01.12. | 1 | 231
01.12. | 2 | 231
01.12. | 3 | 231
01.12. | 4 | 231
01.12. | 5 | 231
01.12. | 6 | 231
01.12. | 7 | 231
01.12. | 8 | 231
01.12. | 9 | 231
01.12. | 10 | 231
01.12. | 11 | 231
01.12. | 12 | 231
01.12. | 13 | 231
01.12. | 14 | 231
01.12. | 15 | 231
01.12. | 16 | 231
01.12. | 17 | 231
01.12. | 18 | 231
01.12. | 19 | 231
01.12. | 20 | 231
01.12. | 21 | 231
01.12. | 22 | 231
01.12. | 23 | 231
01.12. | 24 | 231
02.12. | 1 | 231
02.12. | 2 | 231
02.12. | 3 | 231
02.12. | 4 | 231
02.12. | 5 | 231
02.12. | 6 | 231
02.12. | 7 | 231
02.12. | 8 | 231
02.12. | 9 | 231
02.12. | 10 | 231
02.12. | 11 | 231
02.12. | 12 | 231
02.12. | 13 | 231
02.12. | 14 | 231
02.12. | 15 | 231
02.12. | 16 | 231
02.12. | 17 | 231
02.12. | 18 | 231
02.12. | 19 | 231
02.12. | 20 | 231
02.12. | 21 | 231
02.12. | 22 | 231
02.12. | 23 | 231
02.12. | 24 | 231
03.12. | 1 | 231
03.12. | 2 | 231
03.12. | 3 | 231
03.12. | 4 | 231
03.12. | 5 | 231
03.12. | 6 | 231
03.12. | 7 | 231
03.12. | 8 | 231
03.12. | 9 | 231
03.12. | 10 | 231
03.12. | 11 | 231
03.12. | 12 | 231
03.12. | 13 | 231
03.12. | 14 | 231
03.12. | 15 | 231
03.12. | 16 | 231
03.12. | 17 | 231
03.12. | 18 | 231
03.12. | 19 | 231
03.12. | 20 | 231
03.12. | 21 | 231
03.12. | 22 | 231
03.12. | 23 | 231
03.12. | 24 | 231
04.12. | 1 | 231
04.12. | 2 | 231
04.12. | 3 | 231
04.12. | 4 | 231
04.12. | 5 | 231
04.12. | 6 | 231
04.12. | 7 | 231
04.12. | 8 | 231
04.12. | 9 | 231
04.12. | 10 | 231
04.12. | 11 | 231
04.12. | 12 | 231
04.12. | 13 | 231
04.12. | 14 | 231
04.12. | 15 | 231
04.12. | 16 | 231
04.12. | 17 | 231
04.12. | 18 | 231
04.12. | 19 | 231
04.12. | 20 | 231
04.12. | 21 | 231
04.12. | 22 | 231
04.12. | 23 | 231
04.12. | 24 | 231
05.12. | 1 | 231
05.12. | 2 | 231
05.12. | 3 | 231
05.12. | 4 | 231
05.12. | 5 | 231
05.12. | 6 | 231
05.12. | 7 | 231
05.12. | 8 | 231
05.12. | 9 | 231
05.12. | 10 | 231
05.12. | 11 | 231
05.12. | 12 | 231
05.12. | 13 | 231
05.12. | 14 | 231
05.12. | 15 | 231
05.12. | 16 | 231
05.12. | 17 | 231
05.12. | 18 | 231
05.12. | 19 | 231
05.12. | 20 | 231
05.12. | 21 | 231
05.12. | 22 | 231
05.12. | 23 | 231
05.12. | 24 | 231
06.12. | 1 | 231
06.12. | 2 | 231
06.12. | 3 | 231
06.12. | 4 | 231
06.12. | 5 | 231
06.12. | 6 | 231
06.12. | 7 | 231
06.12. | 8 | 231
06.12. | 9 | 231
06.12. | 10 | 231
06.12. | 11 | 231
06.12. | 12 | 231
06.12. | 13 | 231
06.12. | 14 | 231
06.12. | 15 | 231
06.12. | 16 | 231
06.12. | 17 | 231
06.12. | 18 | 231
06.12. | 19 | 231
06.12. | 20 | 231
06.12. | 21 | 231
06.12. | 22 | 231
06.12. | 23 | 231
06.12. | 24 | 231
07.12. | 1 | 231
07.12. | 2 | 231
07.12. | 3 | 231
07.12. | 4 | 231
07.12. | 5 | 231
07.12. | 6 | 231
07.12. | 7 | 231
07.12. | 8 | 231
07.12. | 9 | 231
07.12. | 10 | 231
07.12. | 11 | 231
07.12. | 12 | 231
07.12. | 13 | 231
07.12. | 14 | 231
07.12. | 15 | 231
07.12. | 16 | 231
07.12. | 17 | 231
07.12. | 18 | 231
07.12. | 19 | 231
07.12. | 20 | 231
07.12. | 21 | 231
07.12. | 22 | 231
07.12. | 23 | 231
07.12. | 24 | 231
08.12. | 1 | 231
08.12. | 2 | 231
08.12. | 3 | 231
08.12. | 4 | 231
08.12. | 5 | 231
08.12. | 6 | 231
08.12. | 7 | 231
08.12. | 8 | 231
08.12. | 9 | 231
08.12. | 10 | 231
08.12. | 11 | 231
08.12. | 12 | 231
08.12. | 13 | 231
08.12. | 14 | 231
08.12. | 15 | 231
08.12. | 16 | 231
08.12. | 17 | 231
08.12. | 18 | 231
08.12. | 19 | 231
08.12. | 20 | 231
08.12. | 21 | 231
08.12. | 22 | 231
08.12. | 23 | 231
08.12. | 24 | 231
09.12. | 1 | 231
09.12. | 2 | 231
09.12. | 3 | 231
09.12. | 4 | 231
09.12. | 5 | 231
09.12. | 6 | 231
09.12. | 7 | 231
09.12. | 8 | 231
09.12. | 9 | 231
09.12. | 10 | 231
09.12. | 11 | 231
09.12. | 12 | 231
09.12. | 13 | 231
09.12. | 14 | 231
09.12. | 15 | 231
09.12. | 16 | 231
09.12. | 17 | 231
09.12. | 18 | 231
09.12. | 19 | 231
09.12. | 20 | 231
09.12. | 21 | 231
09.12. | 22 | 231
09.12. | 23 | 231
09.12. | 24 | 231
10.12. | 1 | 231
10.12. | 2 | 231
10.12. | 3 | 231
10.12. | 4 | 231
10.12. | 5 | 231
10.12. | 6 | 231
10.12. | 7 | 231
10.12. | 8 | 231
10.12. | 9 | 231
10.12. | 10 | 231
10.12. | 11 | 231
10.12. | 12 | 231
10.12. | 13 | 231
10.12. | 14 | 231
10.12. | 15 | 231
10.12. | 16 | 231
10.12. | 17 | 231
10.12. | 18 | 231
10.12. | 19 | 231
10.12. | 20 | 231
10.12. | 21 | 231
10.12. | 22 | 231
10.12. | 23 | 231
10.12. | 24 | 231
11.12. | 1 | 231
11.12. | 2 | 231
11.12. | 3 | 231
11.12. | 4 | 231
11.12. | 5 | 231
11.12. | 6 | 231
11.12. | 7 | 231
11.12. | 8 | 231
11.12. | 9 | 231
11.12. | 10 | 231
11.12. | 11 | 231
11.12. | 12 | 231
11.12. | 13 | 231
11.12. | 14 | 231
11.12. | 15 | 231
11.12. | 16 | 231
11.12. | 17 | 231
11.12. | 18 | 231
11.12. | 19 | 231
11.12. | 20 | 231
11.12. | 21 | 231
11.12. | 22 | 231
11.12. | 23 | 231
11.12. | 24 | 231
12.12. | 1 | 231
12.12. | 2 | 231
12.12. | 3 | 231
12.12. | 4 | 231
12.12. | 5 | 231
12.12. | 6 | 231
12.12. | 7 | 231
12.12. | 8 | 231
12.12. | 9 | 231
12.12. | 10 | 231
12.12. | 11 | 231
12.12. | 12 | 231
12.12. | 13 | 231
12.12. | 14 | 231
12.12. | 15 | 231
12.12. | 16 | 231
12.12. | 17 | 231
12.12. | 18 | 231
12.12. | 19 | 231
12.12. | 20 | 231
12.12. | 21 | 231
12.12. | 22 | 231
12.12. | 23 | 231
12.12. | 24 | 231
13.12. | 1 | 231
13.12. | 2 | 231
13.12. | 3 | 231
13.12. | 4 | 231
13.12. | 5 | 231
13.12. | 6 | 231
13.12. | 7 | 231
13.12. | 8 | 231
13.12. | 9 | 231
13.12. | 10 | 231
13.12. | 11 | 231
13.12. | 12 | 231
13.12. | 13 | 231
13.12. | 14 | 231
13.12. | 15 | 231
13.12. | 16 | 231
13.12. | 17 | 231
13.12. | 18 | 231
13.12. | 19 | 231
13.12. | 20 | 231
13.12. | 21 | 231
13.12. | 22 | 231
13.12. | 23 | 231
13.12. | 24 | 231
14.12. | 1 | 231
14.12. | 2 | 231
14.12. | 3 | 231
14.12. | 4 | 231
14.12. | 5 | 231
14.12. | 6 | 231
14.12. | 7 | 231
14.12. | 8 | 231
14.12. | 9 | 231
14.12. | 10 | 231
14.12. | 11 | 231
14.12. | 12 | 231
14.12. | 13 | 231
14.12. | 14 | 231
14.12. | 15 | 231
14.12. | 16 | 231
14.12. | 17 | 231
14.12. | 18 | 231
14.12. | 19 | 231
14.12. | 20 | 231
14.12. | 21 | 231
14.12. | 22 | 231
14.12. | 23 | 231
14.12. | 24 | 231
15.12. | 1 | 231
15.12. | 2 | 231
15.12. | 3 | 231
15.12. | 4 | 231
15.12. | 5 | 231
15.12. | 6 | 231
15.12. | 7 | 231
15.12. | 8 | 231
15.12. | 9 | 231
15.12. | 10 | 231
15.12. | 11 | 231
15.12. | 12 | 231
15.12. | 13 | 231
15.12. | 14 | 231
15.12. | 15 | 231
15.12. | 16 | 231
15.12. | 17 | 231
15.12. | 18 | 231
15.12. | 19 | 231
15.12. | 20 | 231
15.12. | 21 | 231
15.12. | 22 | 231
15.12. | 23 | 231
15.12. | 24 | 231
16.12. | 1 | 231
16.12. | 2 | 231
16.12. | 3 | 231
16.12. | 4 | 231
16.12. | 5 | 231
16.12. | 6 | 231
16.12. | 7 | 231
16.12. | 8 | 231
16.12. | 9 | 231
16.12. | 10 | 231
16.12. | 11 | 231
16.12. | 12 | 231
16.12. | 13 | 231
16.12. | 14 | 231
16.12. | 15 | 231
16.12. | 16 | 231
16.12. | 17 | 231
16.12. | 18 | 231
16.12. | 19 | 231
16.12. | 20 | 231
16.12. | 21 | 231
16.12. | 22 | 231
16.12. | 23 | 231
16.12. | 24 | 231
17.12. | 1 | 231
17.12. | 2 | 231
17.12. | 3 | 231
17.12. | 4 | 231
17.12. | 5 | 231
17.12. | 6 | 231
17.12. | 7 | 231
17.12. | 8 | 231
17.12. | 9 | 231
17.12. | 10 | 231
17.12. | 11 | 231
17.12. | 12 | 231
17.12. | 13 | 231
17.12. | 14 | 231
17.12. | 15 | 231
17.12. | 16 | 231
17.12. | 17 | 231
17.12. | 18 | 231
17.12. | 19 | 231
17.12. | 20 | 231
17.12. | 21 | 231
17.12. | 22 | 231
17.12. | 23 | 231
17.12. | 24 | 231
18.12. | 1 | 231
18.12. | 2 | 231
18.12. | 3 | 231
18.12. | 4 | 231
18.12. | 5 | 231
18.12. | 6 | 231
18.12. | 7 | 231
18.12. | 8 | 231
18.12. | 9 | 231
18.12. | 10 | 231
18.12. | 11 | 231
18.12. | 12 | 231
18.12. | 13 | 231
18.12. | 14 | 231
18.12. | 15 | 231
18.12. | 16 | 231
18.12. | 17 | 231
18.12. | 18 | 231
18.12. | 19 | 231
18.12. | 20 | 231
18.12. | 21 | 231
18.12. | 22 | 231
18.12. | 23 | 231
18.12. | 24 | 231
19.12. | 1 | 231
19.12. | 2 | 231
19.12. | 3 | 231
19.12. | 4 | 231
19.12. | 5 | 231
19.12. | 6 | 231
19.12. | 7 | 231
19.12. | 8 | 231
19.12. | 9 | 231
19.12. | 10 | 231
19.12. | 11 | 231
19.12. | 12 | 231
19.12. | 13 | 231
19.12. | 14 | 231
19.12. | 15 | 231
19.12. | 16 | 231
19.12. | 17 | 231
19.12. | 18 | 231
19.12. | 19 | 231
19.12. | 20 | 231
19.12. | 21 | 231
19.12. | 22 | 231
19.12. | 23 | 231
19.12. | 24 | 231
20.12. | 1 | 231
20.12. | 2 | 231
20.12. | 3 | 231
20.12. | 4 | 231
20.12. | 5 | 231
20.12. | 6 | 231
20.12. | 7 | 231
20.12. | 8 | 231
20.12. | 9 | 231
20.12. | 10 | 231
20.12. | 11 | 231
20.12. | 12 | 231
20.12. | 13 | 231
20.12. | 14 | 231
20.12. | 15 | 231
20.12. | 16 | 231
20.12. | 17 | 231
20.12. | 18 | 231
20.12. | 19 | 231
20.12. | 20 | 231
20.12. | 21 | 231
20.12. | 22 | 231
20.12. | 23 | 231
20.12. | 24 | 231
21.12. | 1 | 231
21.12. | 2 | 231
21.12. | 3 | 231
21.12. | 4 | 231
21.12. | 5 | 231
21.12. | 6 | 231
21.12. | 7 | 231
21.12. | 8 | 231
21.12. | 9 | 231
21.12. | 10 | 231
21.12. | 11 | 231
21.12. | 12 | 231
21.12. | 13 | 231
21.12. | 14 | 231
21.12. | 15 | 231
21.12. | 16 | 231
21.12. | 17 | 231
21.12. | 18 | 231
21.12. | 19 | 231
21.12. | 20 | 231
21.12. | 21 | 231
21.12. | 22 | 231
21.12. | 23 | 231
21.12. | 24 | 231
22.12. | 1 | 231
22.12. | 2 | 231
22.12. | 3 | 231
22.12. | 4 | 231
22.12. | 5 | 231
22.12. | 6 | 231
22.12. | 7 | 231
22.12. | 8 | 231
22.12. | 9 | 231
22.12. | 10 | 231
22.12. | 11 | 231
22.12. | 12 | 231
22.12. | 13 | 231
22.12. | 14 | 231
22.12. | 15 | 231
22.12. | 16 | 231
22.12. | 17 | 231
22.12. | 18 | 231
22.12. | 19 | 231
22.12. | 20 | 231
22.12. | 21 | 231
22.12. | 22 | 231
22.12. | 23 | 231
22.12. | 24 | 231
23.12. | 1 | 231
23.12. | 2 | 231
23.12. | 3 | 231
23.12. | 4 | 231
23.12. | 5 | 231
23.12. | 6 | 231
23.12. | 7 | 231
23.12. | 8 | 231
23.12. | 9 | 231
23.12. | 10 | 231
23.12. | 11 | 231
23.12. | 12 | 231
23.12. | 13 | 231
23.12. | 14 | 231
23.12. | 15 | 231
23.12. | 16 | 231
23.12. | 17 | 231
23.12. | 18 | 231
23.12. | 19 | 231
23.12. | 20 | 231
23.12. | 21 | 231
23.12. | 22 | 231
23.12. | 23 | 231
23.12. | 24 | 231
24.12. | 1 | 231
24.12. | 2 | 231
24.12. | 3 | 231
24.12. | 4 | 231
24.12. | 5 | 231
24.12. | 6 | 231
24.12. | 7 | 231
24.12. | 8 | 231
24.12. | 9 | 231
24.12. | 10 | 231
24.12. | 11 | 231
24.12. | 12 | 231
24.12. | 13 | 231
24.12. | 14 | 231
24.12. | 15 | 231
24.12. | 16 | 231
24.12. | 17 | 231
24.12. | 18 | 231
24.12. | 19 | 231
24.12. | 20 | 231
24.12. | 21 | 231
24.12. | 22 | 231
24.12. | 23 | 231
24.12. | 24 | 231
25.12. | 1 | 231
25.12. | 2 | 231
25.12. | 3 | 231
25.12. | 4 | 231
25.12. | 5 | 231
25.12. | 6 | 231
25.12. | 7 | 231
25.12. | 8 | 231
25.12. | 9 | 231
25.12. | 10 | 231
25.12. | 11 | 231
25.12. | 12 | 231
25.12. | 13 | 231
25.12. | 14 | 231
25.12. | 15 | 231
25.12. | 16 | 231
25.12. | 17 | 231
25.12. | 18 | 231
25.12. | 19 | 231
25.12. | 20 | 231
25.12. | 21 | 231
25.12. | 22 | 231
25.12. | 23 | 231
25.12. | 24 | 231
26.12. | 1 | 231
26.12. | 2 | 231
26.12. | 3 | 231
26.12. | 4 | 231
26.12. | 5 | 231
26.12. | 6 | 231
26.12. | 7 | 231
26.12. | 8 | 231
26.12. | 9 | 231
26.12. | 10 | 231
26.12. | 11 | 231
26.12. | 12 | 231
26.12. | 13 | 231
26.12. | 14 | 231
26.12. | 15 | 231
26.12. | 16 | 231
26.12. | 17 | 231
26.12. | 18 | 231
26.12. | 19 | 231
26.12. | 20 | 231
26.12. | 21 | 231
26.12. | 22 | 231
26.12. | 23 | 231
26.12. | 24 | 231
27.12. | 1 | 231
27.12. | 2 | 231
27.12. | 3 | 231
27.12. | 4 | 231
27.12. | 5 | 231
27.12. | 6 | 231
27.12. | 7 | 231
27.12. | 8 | 231
27.12. | 9 | 231
27.12. | 10 | 231
27.12. | 11 | 231
27.12. | 12 | 231
27.12. | 13 | 231
27.12. | 14 | 231
27.12. | 15 | 231
27.12. | 16 | 231
27.12. | 17 | 231
27.12. | 18 | 231
27.12. | 19 | 231
27.12. | 20 | 231
27.12. | 21 | 231
27.12. | 22 | 231
27.12. | 23 | 231
27.12. | 24 | 231
28.12. | 1 | 231
28.12. | 2 | 231
28.12. | 3 | 231
28.12. | 4 | 231
28.12. | 5 | 231
28.12. | 6 | 231
28.12. | 7 | 231
28.12. | 8 | 231
28.12. | 9 | 231
28.12. | 10 | 231
28.12. | 11 | 231
28.12. | 12 | 231
28.12. | 13 | 231
28.12. | 14 | 231
28.12. | 15 | 231
28.12. | 16 | 231
28.12. | 17 | 231
28.12. | 18 | 231
28.12. | 19 | 231
28.12. | 20 | 231
28.12. | 21 | 231
28.12. | 22 | 231
28.12. | 23 | 231
28.12. | 24 | 231
29.12. | 1 | 231
29.12. | 2 | 231
29.12. | 3 | 231
29.12. | 4 | 231
29.12. | 5 | 231
29.12. | 6 | 231
29.12. | 7 | 231
29.12. | 8 | 231
29.12. | 9 | 231
29.12. | 10 | 231
29.12. | 11 | 231
29.12. | 12 | 231
29.12. | 13 | 231
29.12. | 14 | 231
29.12. | 15 | 231
29.12. | 16 | 231
29.12. | 17 | 231
29.12. | 18 | 231
29.12. | 19 | 231
29.12. | 20 | 231
29.12. | 21 | 231
29.12. | 22 | 231
29.12. | 23 | 231
29.12. | 24 | 231
30.12. | 1 | 231
30.12. | 2 | 231
30.12. | 3 | 231
30.12. | 4 | 231
30.12. | 5 | 231
30.12. | 6 | 231
30.12. | 7 | 231
30.12. | 8 | 231
30.12. | 9 | 231
30.12. | 10 | 231
30.12. | 11 | 231
30.12. | 12 | 231
30.12. | 13 | 231
30.12. | 14 | 231
30.12. | 15 | 231
30.12. | 16 | 231
30.12. | 17 | 231
30.12. | 18 | 231
30.12. | 19 | 231
30.12. | 20 | 231
30.12. | 21 | 231
30.12. | 22 | 231
30.12. | 23 | 231
30.12. | 24 | 231
31.12. | 1 | 231
31.12. | 2 | 231
31.12. | 3 | 231
31.12. | 4 | 231
31.12. | 5 | 231
31.12. | 6 | 231
31.12. | 7 | 231
31.12. | 8 | 231
31.12. | 9 | 231
31.12. | 10 | 231
31.12. | 11 | 231
31.12. | 12 | 231
31.12. | 13 | 231
31.12. | 14 | 231
31.12. | 15 | 231
31.12. | 16 | 231
31.12. | 17 | 231
31.12. | 18 | 231
31.12. | 19 | 231
31.12. | 20 | 231
31.12. | 21 | 231
31.12. | 22 | 231
31.12. | 23 | 231
31.12. | 24 | 231

## Battery
ENTSO-E Market Modelling Database: Batteries
Country:
Market Node: | UKNI
Year:
Climate year
Scenario
Type |  | Net maximum capacity - generation perspective (MW) | Net maximum capacity - demand perspective (MW) | Storage capacity (MWh) | Number of units | Average efficiency | Ramp up rate (MW/h) | Ramp down rate (MW/h)
Battery Total |  | 1320 | 660 | 14000 | 6 | 0.8 | 0 | 0
Battery Utility Scale |  | 1320 | 660 | 14000 | 6 | 0.8 | 0 | 0
Battery Residential |  | 0 | 0 | 0 | 0 | 0 | 0 | 0

## Electrolyser
ENTSO-E Market Modelling Database: Electrolysers
Country:
Market Node: | UKNI
Year:
Climate year
Scenario
Type |  | Net maximum capacity (MW) | Number of units | Average efficiency | H2 storage (GWh) | Ramp up rate (MW/h) | Ramp down rate (MW/h) | Fixed generation reduction (% of max power output)
Electrolyser e-market Z1 |  | 0 | 0 | 0 | 0 | 0 | 0 | 100
Electrolyser e-market Z2 |  | 0 | 0 | 0 | 0 | 0 | 0 | 100
Electrolyser Shared RES Z1 |  | 0 | 0 | 0 | 0 | 0 | 0 | 100
Electrolyser Shared RES Z2 |  | 0 | 0 | 0 | 0 | 0 | 0 | 100
Electrolyser Dedicated RES Z1 |  | 0 | 0 | 0 | 0 | 0 | 0 | 100
Electrolyser Dedicated RES Z2 |  | 0 | 0 | 0 | 0 | 0 | 0 | 100

## Wind
ENTSO-E Market Modelling Database: Wind
Country:
Market Node: | UKNI
Year:
Scenario
Installed capacities Onshore wind Total(GW): | 3.3283
Installed capacities Onshore wind e-market (GW): | 3.3283
Installed capacities Onshore wind dedicated (GW): | 0
Installed capacities Onshore wind Shared RES - H2Z1 (GW): | 0
Installed capacities Onshore wind Shared RES - H2Z2 (GW): | 0
Installed capacities Offshore wind Total (GW): | 2
Installed capacities Offshore wind e-market - hub ready (GW): | 0
Installed capacities Offshore wind dedicated - hub ready (GW): | 0
Installed capacities Offshore wind Shared RES - H2Z1 - hub ready (GW): | 0
Installed capacities Offshore wind Shared RES - H2Z2 - hub ready (GW): | 0
Installed capacities Offshore wind e-market - radial (GW): | 2
Installed capacities Offshore wind dedicated - radial (GW): | 0
Installed capacities Offshore wind Shared RES - H2Z1 - radial (GW): | 0
Installed capacities Offshore wind Shared RES - H2Z2 - radial (GW): | 0

## Solar
ENTSO-E Market Modelling Database: Solar
Country:
Market Node: | UKNI
Year:
Scenario
Installed capacities Thermal Solar (GW): | 0
Installed capacities Photovoltaic (GW): | 1.426
Installed capacities Photovoltaic e-market (GW): | 0.714
Installed capacities Photovoltaic dedicated (GW): | 0
Installed capacities Photovoltaic Shared RES - H2Z1 (GW): | 0
Installed capacities Photovoltaic Shared RES - H2Z2 (GW): | 0
Installed capacities Rooftop (GW): | 0.712
Installed capacities Solar Thermal with Storage (GW): | 0
Storage capacities Solar Thermal with Storage (GWh): | 0

## Hydro
ENTSO-E Market Modelling Database: Hydro
Country:
Market Node: | UKNI
Year:
Scenario
Hydro PEMMDB 3.4
Run of River - Total turbining capacity (MW)
Pondage - Total reservoir capacity (GWh)
Pondage - Total turbining capacity (MW)
Reservoir - Total reservoir capacity (GWh)
Reservoir - Total turbining capacity (MW)
Pump Storage (open loop, with natural inflows) - Total reservoir capacity (GWh)
Pump Storage (open loop, with natural inflows) - Total turbining capacity (MW)
Pump Storage (open loop, with natural inflows) - Total pumping capacity (MW)
Pure Pump Storage (closed loop, no natural inflows) - Total reservoir capacity (GWh)
Pure Pump Storage (closed loop, no natural inflows) - Total turbining capacity (MW)
Pure Pump Storage (closed loop, no natural inflows) - Total pumping capacity (MW)

## Other RES
ENTSO-E Market Modelling Database: Other RES
Country:
Market Node: | UKNI
Year:
Scenario:
Installed capacity excl. clim.dependent bands (MW): | 0 |  |  | Small Biomass | Geothermal | Marine | Waste | Not Defined / Splitting not known
N.B. use convention first January always Monday (2007 calendar year) --> see guidelines for further details |  |  | Installed capacity (MW): | 0 | 0 | 0 | 0 | 0
Date | Hour | TOTAL Other RES Output (MW) (excl. climate dependent bands) |  | Output (MW) | Output (MW) | Output (MW) | Output (MW) | Output (MW)
01.01. | 1 | 0 |  | 0 | 0 | 0 | 0 | 0
01.01. | 2 | 0 |  | 0 | 0 | 0 | 0 | 0
01.01. | 3 | 0 |  | 0 | 0 | 0 | 0 | 0
01.01. | 4 | 0 |  | 0 | 0 | 0 | 0 | 0
01.01. | 5 | 0 |  | 0 | 0 | 0 | 0 | 0
01.01. | 6 | 0 |  | 0 | 0 | 0 | 0 | 0
01.01. | 7 | 0 |  | 0 | 0 | 0 | 0 | 0
01.01. | 8 | 0 |  | 0 | 0 | 0 | 0 | 0
01.01. | 9 | 0 |  | 0 | 0 | 0 | 0 | 0
01.01. | 10 | 0 |  | 0 | 0 | 0 | 0 | 0
01.01. | 11 | 0 |  | 0 | 0 | 0 | 0 | 0
01.01. | 12 | 0 |  | 0 | 0 | 0 | 0 | 0
01.01. | 13 | 0 |  | 0 | 0 | 0 | 0 | 0
01.01. | 14 | 0 |  | 0 | 0 | 0 | 0 | 0
01.01. | 15 | 0 |  | 0 | 0 | 0 | 0 | 0
01.01. | 16 | 0 |  | 0 | 0 | 0 | 0 | 0
01.01. | 17 | 0 |  | 0 | 0 | 0 | 0 | 0
01.01. | 18 | 0 |  | 0 | 0 | 0 | 0 | 0
01.01. | 19 | 0 |  | 0 | 0 | 0 | 0 | 0
01.01. | 20 | 0 |  | 0 | 0 | 0 | 0 | 0
01.01. | 21 | 0 |  | 0 | 0 | 0 | 0 | 0
01.01. | 22 | 0 |  | 0 | 0 | 0 | 0 | 0
01.01. | 23 | 0 |  | 0 | 0 | 0 | 0 | 0
01.01. | 24 | 0 |  | 0 | 0 | 0 | 0 | 0
02.01. | 1 | 0 |  | 0 | 0 | 0 | 0 | 0
02.01. | 2 | 0 |  | 0 | 0 | 0 | 0 | 0
02.01. | 3 | 0 |  | 0 | 0 | 0 | 0 | 0
02.01. | 4 | 0 |  | 0 | 0 | 0 | 0 | 0
02.01. | 5 | 0 |  | 0 | 0 | 0 | 0 | 0
02.01. | 6 | 0 |  | 0 | 0 | 0 | 0 | 0
02.01. | 7 | 0 |  | 0 | 0 | 0 | 0 | 0
02.01. | 8 | 0 |  | 0 | 0 | 0 | 0 | 0
02.01. | 9 | 0 |  | 0 | 0 | 0 | 0 | 0
02.01. | 10 | 0 |  | 0 | 0 | 0 | 0 | 0
02.01. | 11 | 0 |  | 0 | 0 | 0 | 0 | 0
02.01. | 12 | 0 |  | 0 | 0 | 0 | 0 | 0
02.01. | 13 | 0 |  | 0 | 0 | 0 | 0 | 0
02.01. | 14 | 0 |  | 0 | 0 | 0 | 0 | 0
02.01. | 15 | 0 |  | 0 | 0 | 0 | 0 | 0
02.01. | 16 | 0 |  | 0 | 0 | 0 | 0 | 0
02.01. | 17 | 0 |  | 0 | 0 | 0 | 0 | 0
02.01. | 18 | 0 |  | 0 | 0 | 0 | 0 | 0
02.01. | 19 | 0 |  | 0 | 0 | 0 | 0 | 0
02.01. | 20 | 0 |  | 0 | 0 | 0 | 0 | 0
02.01. | 21 | 0 |  | 0 | 0 | 0 | 0 | 0
02.01. | 22 | 0 |  | 0 | 0 | 0 | 0 | 0
02.01. | 23 | 0 |  | 0 | 0 | 0 | 0 | 0
02.01. | 24 | 0 |  | 0 | 0 | 0 | 0 | 0
03.01. | 1 | 0 |  | 0 | 0 | 0 | 0 | 0
03.01. | 2 | 0 |  | 0 | 0 | 0 | 0 | 0
03.01. | 3 | 0 |  | 0 | 0 | 0 | 0 | 0
03.01. | 4 | 0 |  | 0 | 0 | 0 | 0 | 0
03.01. | 5 | 0 |  | 0 | 0 | 0 | 0 | 0
03.01. | 6 | 0 |  | 0 | 0 | 0 | 0 | 0
03.01. | 7 | 0 |  | 0 | 0 | 0 | 0 | 0
03.01. | 8 | 0 |  | 0 | 0 | 0 | 0 | 0
03.01. | 9 | 0 |  | 0 | 0 | 0 | 0 | 0
03.01. | 10 | 0 |  | 0 | 0 | 0 | 0 | 0
03.01. | 11 | 0 |  | 0 | 0 | 0 | 0 | 0
03.01. | 12 | 0 |  | 0 | 0 | 0 | 0 | 0
03.01. | 13 | 0 |  | 0 | 0 | 0 | 0 | 0
03.01. | 14 | 0 |  | 0 | 0 | 0 | 0 | 0
03.01. | 15 | 0 |  | 0 | 0 | 0 | 0 | 0
03.01. | 16 | 0 |  | 0 | 0 | 0 | 0 | 0
03.01. | 17 | 0 |  | 0 | 0 | 0 | 0 | 0
03.01. | 18 | 0 |  | 0 | 0 | 0 | 0 | 0
03.01. | 19 | 0 |  | 0 | 0 | 0 | 0 | 0
03.01. | 20 | 0 |  | 0 | 0 | 0 | 0 | 0
03.01. | 21 | 0 |  | 0 | 0 | 0 | 0 | 0
03.01. | 22 | 0 |  | 0 | 0 | 0 | 0 | 0
03.01. | 23 | 0 |  | 0 | 0 | 0 | 0 | 0
03.01. | 24 | 0 |  | 0 | 0 | 0 | 0 | 0
04.01. | 1 | 0 |  | 0 | 0 | 0 | 0 | 0
04.01. | 2 | 0 |  | 0 | 0 | 0 | 0 | 0
04.01. | 3 | 0 |  | 0 | 0 | 0 | 0 | 0
04.01. | 4 | 0 |  | 0 | 0 | 0 | 0 | 0
04.01. | 5 | 0 |  | 0 | 0 | 0 | 0 | 0
04.01. | 6 | 0 |  | 0 | 0 | 0 | 0 | 0
04.01. | 7 | 0 |  | 0 | 0 | 0 | 0 | 0
04.01. | 8 | 0 |  | 0 | 0 | 0 | 0 | 0
04.01. | 9 | 0 |  | 0 | 0 | 0 | 0 | 0
04.01. | 10 | 0 |  | 0 | 0 | 0 | 0 | 0
04.01. | 11 | 0 |  | 0 | 0 | 0 | 0 | 0
04.01. | 12 | 0 |  | 0 | 0 | 0 | 0 | 0
04.01. | 13 | 0 |  | 0 | 0 | 0 | 0 | 0
04.01. | 14 | 0 |  | 0 | 0 | 0 | 0 | 0
04.01. | 15 | 0 |  | 0 | 0 | 0 | 0 | 0
04.01. | 16 | 0 |  | 0 | 0 | 0 | 0 | 0
04.01. | 17 | 0 |  | 0 | 0 | 0 | 0 | 0
04.01. | 18 | 0 |  | 0 | 0 | 0 | 0 | 0
04.01. | 19 | 0 |  | 0 | 0 | 0 | 0 | 0
04.01. | 20 | 0 |  | 0 | 0 | 0 | 0 | 0
04.01. | 21 | 0 |  | 0 | 0 | 0 | 0 | 0
04.01. | 22 | 0 |  | 0 | 0 | 0 | 0 | 0
04.01. | 23 | 0 |  | 0 | 0 | 0 | 0 | 0
04.01. | 24 | 0 |  | 0 | 0 | 0 | 0 | 0
05.01. | 1 | 0 |  | 0 | 0 | 0 | 0 | 0
05.01. | 2 | 0 |  | 0 | 0 | 0 | 0 | 0
05.01. | 3 | 0 |  | 0 | 0 | 0 | 0 | 0
05.01. | 4 | 0 |  | 0 | 0 | 0 | 0 | 0
05.01. | 5 | 0 |  | 0 | 0 | 0 | 0 | 0
05.01. | 6 | 0 |  | 0 | 0 | 0 | 0 | 0
05.01. | 7 | 0 |  | 0 | 0 | 0 | 0 | 0
05.01. | 8 | 0 |  | 0 | 0 | 0 | 0 | 0
05.01. | 9 | 0 |  | 0 | 0 | 0 | 0 | 0
05.01. | 10 | 0 |  | 0 | 0 | 0 | 0 | 0
05.01. | 11 | 0 |  | 0 | 0 | 0 | 0 | 0
05.01. | 12 | 0 |  | 0 | 0 | 0 | 0 | 0
05.01. | 13 | 0 |  | 0 | 0 | 0 | 0 | 0
05.01. | 14 | 0 |  | 0 | 0 | 0 | 0 | 0
05.01. | 15 | 0 |  | 0 | 0 | 0 | 0 | 0
05.01. | 16 | 0 |  | 0 | 0 | 0 | 0 | 0
05.01. | 17 | 0 |  | 0 | 0 | 0 | 0 | 0
05.01. | 18 | 0 |  | 0 | 0 | 0 | 0 | 0
05.01. | 19 | 0 |  | 0 | 0 | 0 | 0 | 0
05.01. | 20 | 0 |  | 0 | 0 | 0 | 0 | 0
05.01. | 21 | 0 |  | 0 | 0 | 0 | 0 | 0
05.01. | 22 | 0 |  | 0 | 0 | 0 | 0 | 0
05.01. | 23 | 0 |  | 0 | 0 | 0 | 0 | 0
05.01. | 24 | 0 |  | 0 | 0 | 0 | 0 | 0
06.01. | 1 | 0 |  | 0 | 0 | 0 | 0 | 0
06.01. | 2 | 0 |  | 0 | 0 | 0 | 0 | 0
06.01. | 3 | 0 |  | 0 | 0 | 0 | 0 | 0
06.01. | 4 | 0 |  | 0 | 0 | 0 | 0 | 0
06.01. | 5 | 0 |  | 0 | 0 | 0 | 0 | 0
06.01. | 6 | 0 |  | 0 | 0 | 0 | 0 | 0
06.01. | 7 | 0 |  | 0 | 0 | 0 | 0 | 0
06.01. | 8 | 0 |  | 0 | 0 | 0 | 0 | 0
06.01. | 9 | 0 |  | 0 | 0 | 0 | 0 | 0
06.01. | 10 | 0 |  | 0 | 0 | 0 | 0 | 0
06.01. | 11 | 0 |  | 0 | 0 | 0 | 0 | 0
06.01. | 12 | 0 |  | 0 | 0 | 0 | 0 | 0
06.01. | 13 | 0 |  | 0 | 0 | 0 | 0 | 0
06.01. | 14 | 0 |  | 0 | 0 | 0 | 0 | 0
06.01. | 15 | 0 |  | 0 | 0 | 0 | 0 | 0
06.01. | 16 | 0 |  | 0 | 0 | 0 | 0 | 0
06.01. | 17 | 0 |  | 0 | 0 | 0 | 0 | 0
06.01. | 18 | 0 |  | 0 | 0 | 0 | 0 | 0
06.01. | 19 | 0 |  | 0 | 0 | 0 | 0 | 0
06.01. | 20 | 0 |  | 0 | 0 | 0 | 0 | 0
06.01. | 21 | 0 |  | 0 | 0 | 0 | 0 | 0
06.01. | 22 | 0 |  | 0 | 0 | 0 | 0 | 0
06.01. | 23 | 0 |  | 0 | 0 | 0 | 0 | 0
06.01. | 24 | 0 |  | 0 | 0 | 0 | 0 | 0
07.01. | 1 | 0 |  | 0 | 0 | 0 | 0 | 0
07.01. | 2 | 0 |  | 0 | 0 | 0 | 0 | 0
07.01. | 3 | 0 |  | 0 | 0 | 0 | 0 | 0
07.01. | 4 | 0 |  | 0 | 0 | 0 | 0 | 0
07.01. | 5 | 0 |  | 0 | 0 | 0 | 0 | 0
07.01. | 6 | 0 |  | 0 | 0 | 0 | 0 | 0
07.01. | 7 | 0 |  | 0 | 0 | 0 | 0 | 0
07.01. | 8 | 0 |  | 0 | 0 | 0 | 0 | 0
07.01. | 9 | 0 |  | 0 | 0 | 0 | 0 | 0
07.01. | 10 | 0 |  | 0 | 0 | 0 | 0 | 0
07.01. | 11 | 0 |  | 0 | 0 | 0 | 0 | 0
07.01. | 12 | 0 |  | 0 | 0 | 0 | 0 | 0
07.01. | 13 | 0 |  | 0 | 0 | 0 | 0 | 0
07.01. | 14 | 0 |  | 0 | 0 | 0 | 0 | 0
07.01. | 15 | 0 |  | 0 | 0 | 0 | 0 | 0
07.01. | 16 | 0 |  | 0 | 0 | 0 | 0 | 0
07.01. | 17 | 0 |  | 0 | 0 | 0 | 0 | 0
07.01. | 18 | 0 |  | 0 | 0 | 0 | 0 | 0
07.01. | 19 | 0 |  | 0 | 0 | 0 | 0 | 0
07.01. | 20 | 0 |  | 0 | 0 | 0 | 0 | 0
07.01. | 21 | 0 |  | 0 | 0 | 0 | 0 | 0
07.01. | 22 | 0 |  | 0 | 0 | 0 | 0 | 0
07.01. | 23 | 0 |  | 0 | 0 | 0 | 0 | 0
07.01. | 24 | 0 |  | 0 | 0 | 0 | 0 | 0
08.01. | 1 | 0 |  | 0 | 0 | 0 | 0 | 0
08.01. | 2 | 0 |  | 0 | 0 | 0 | 0 | 0
08.01. | 3 | 0 |  | 0 | 0 | 0 | 0 | 0
08.01. | 4 | 0 |  | 0 | 0 | 0 | 0 | 0
08.01. | 5 | 0 |  | 0 | 0 | 0 | 0 | 0
08.01. | 6 | 0 |  | 0 | 0 | 0 | 0 | 0
08.01. | 7 | 0 |  | 0 | 0 | 0 | 0 | 0
08.01. | 8 | 0 |  | 0 | 0 | 0 | 0 | 0
08.01. | 9 | 0 |  | 0 | 0 | 0 | 0 | 0
08.01. | 10 | 0 |  | 0 | 0 | 0 | 0 | 0
08.01. | 11 | 0 |  | 0 | 0 | 0 | 0 | 0
08.01. | 12 | 0 |  | 0 | 0 | 0 | 0 | 0
08.01. | 13 | 0 |  | 0 | 0 | 0 | 0 | 0
08.01. | 14 | 0 |  | 0 | 0 | 0 | 0 | 0
08.01. | 15 | 0 |  | 0 | 0 | 0 | 0 | 0
08.01. | 16 | 0 |  | 0 | 0 | 0 | 0 | 0
08.01. | 17 | 0 |  | 0 | 0 | 0 | 0 | 0
08.01. | 18 | 0 |  | 0 | 0 | 0 | 0 | 0
08.01. | 19 | 0 |  | 0 | 0 | 0 | 0 | 0
08.01. | 20 | 0 |  | 0 | 0 | 0 | 0 | 0
08.01. | 21 | 0 |  | 0 | 0 | 0 | 0 | 0
08.01. | 22 | 0 |  | 0 | 0 | 0 | 0 | 0
08.01. | 23 | 0 |  | 0 | 0 | 0 | 0 | 0
08.01. | 24 | 0 |  | 0 | 0 | 0 | 0 | 0
09.01. | 1 | 0 |  | 0 | 0 | 0 | 0 | 0
09.01. | 2 | 0 |  | 0 | 0 | 0 | 0 | 0
09.01. | 3 | 0 |  | 0 | 0 | 0 | 0 | 0
09.01. | 4 | 0 |  | 0 | 0 | 0 | 0 | 0
09.01. | 5 | 0 |  | 0 | 0 | 0 | 0 | 0
09.01. | 6 | 0 |  | 0 | 0 | 0 | 0 | 0
09.01. | 7 | 0 |  | 0 | 0 | 0 | 0 | 0
09.01. | 8 | 0 |  | 0 | 0 | 0 | 0 | 0
09.01. | 9 | 0 |  | 0 | 0 | 0 | 0 | 0
09.01. | 10 | 0 |  | 0 | 0 | 0 | 0 | 0
09.01. | 11 | 0 |  | 0 | 0 | 0 | 0 | 0
09.01. | 12 | 0 |  | 0 | 0 | 0 | 0 | 0
09.01. | 13 | 0 |  | 0 | 0 | 0 | 0 | 0
09.01. | 14 | 0 |  | 0 | 0 | 0 | 0 | 0
09.01. | 15 | 0 |  | 0 | 0 | 0 | 0 | 0
09.01. | 16 | 0 |  | 0 | 0 | 0 | 0 | 0
09.01. | 17 | 0 |  | 0 | 0 | 0 | 0 | 0
09.01. | 18 | 0 |  | 0 | 0 | 0 | 0 | 0
09.01. | 19 | 0 |  | 0 | 0 | 0 | 0 | 0
09.01. | 20 | 0 |  | 0 | 0 | 0 | 0 | 0
09.01. | 21 | 0 |  | 0 | 0 | 0 | 0 | 0
09.01. | 22 | 0 |  | 0 | 0 | 0 | 0 | 0
09.01. | 23 | 0 |  | 0 | 0 | 0 | 0 | 0
09.01. | 24 | 0 |  | 0 | 0 | 0 | 0 | 0
10.01. | 1 | 0 |  | 0 | 0 | 0 | 0 | 0
10.01. | 2 | 0 |  | 0 | 0 | 0 | 0 | 0
10.01. | 3 | 0 |  | 0 | 0 | 0 | 0 | 0
10.01. | 4 | 0 |  | 0 | 0 | 0 | 0 | 0
10.01. | 5 | 0 |  | 0 | 0 | 0 | 0 | 0
10.01. | 6 | 0 |  | 0 | 0 | 0 | 0 | 0
10.01. | 7 | 0 |  | 0 | 0 | 0 | 0 | 0
10.01. | 8 | 0 |  | 0 | 0 | 0 | 0 | 0
10.01. | 9 | 0 |  | 0 | 0 | 0 | 0 | 0
10.01. | 10 | 0 |  | 0 | 0 | 0 | 0 | 0
10.01. | 11 | 0 |  | 0 | 0 | 0 | 0 | 0
10.01. | 12 | 0 |  | 0 | 0 | 0 | 0 | 0
10.01. | 13 | 0 |  | 0 | 0 | 0 | 0 | 0
10.01. | 14 | 0 |  | 0 | 0 | 0 | 0 | 0
10.01. | 15 | 0 |  | 0 | 0 | 0 | 0 | 0
10.01. | 16 | 0 |  | 0 | 0 | 0 | 0 | 0
10.01. | 17 | 0 |  | 0 | 0 | 0 | 0 | 0
10.01. | 18 | 0 |  | 0 | 0 | 0 | 0 | 0
10.01. | 19 | 0 |  | 0 | 0 | 0 | 0 | 0
10.01. | 20 | 0 |  | 0 | 0 | 0 | 0 | 0
10.01. | 21 | 0 |  | 0 | 0 | 0 | 0 | 0
10.01. | 22 | 0 |  | 0 | 0 | 0 | 0 | 0
10.01. | 23 | 0 |  | 0 | 0 | 0 | 0 | 0
10.01. | 24 | 0 |  | 0 | 0 | 0 | 0 | 0
11.01. | 1 | 0 |  | 0 | 0 | 0 | 0 | 0
11.01. | 2 | 0 |  | 0 | 0 | 0 | 0 | 0
11.01. | 3 | 0 |  | 0 | 0 | 0 | 0 | 0
11.01. | 4 | 0 |  | 0 | 0 | 0 | 0 | 0
11.01. | 5 | 0 |  | 0 | 0 | 0 | 0 | 0
11.01. | 6 | 0 |  | 0 | 0 | 0 | 0 | 0
11.01. | 7 | 0 |  | 0 | 0 | 0 | 0 | 0
11.01. | 8 | 0 |  | 0 | 0 | 0 | 0 | 0
11.01. | 9 | 0 |  | 0 | 0 | 0 | 0 | 0
11.01. | 10 | 0 |  | 0 | 0 | 0 | 0 | 0
11.01. | 11 | 0 |  | 0 | 0 | 0 | 0 | 0
11.01. | 12 | 0 |  | 0 | 0 | 0 | 0 | 0
11.01. | 13 | 0 |  | 0 | 0 | 0 | 0 | 0
11.01. | 14 | 0 |  | 0 | 0 | 0 | 0 | 0
11.01. | 15 | 0 |  | 0 | 0 | 0 | 0 | 0
11.01. | 16 | 0 |  | 0 | 0 | 0 | 0 | 0
11.01. | 17 | 0 |  | 0 | 0 | 0 | 0 | 0
11.01. | 18 | 0 |  | 0 | 0 | 0 | 0 | 0
11.01. | 19 | 0 |  | 0 | 0 | 0 | 0 | 0
11.01. | 20 | 0 |  | 0 | 0 | 0 | 0 | 0
11.01. | 21 | 0 |  | 0 | 0 | 0 | 0 | 0
11.01. | 22 | 0 |  | 0 | 0 | 0 | 0 | 0
11.01. | 23 | 0 |  | 0 | 0 | 0 | 0 | 0
11.01. | 24 | 0 |  | 0 | 0 | 0 | 0 | 0
12.01. | 1 | 0 |  | 0 | 0 | 0 | 0 | 0
12.01. | 2 | 0 |  | 0 | 0 | 0 | 0 | 0
12.01. | 3 | 0 |  | 0 | 0 | 0 | 0 | 0
12.01. | 4 | 0 |  | 0 | 0 | 0 | 0 | 0
12.01. | 5 | 0 |  | 0 | 0 | 0 | 0 | 0
12.01. | 6 | 0 |  | 0 | 0 | 0 | 0 | 0
12.01. | 7 | 0 |  | 0 | 0 | 0 | 0 | 0
12.01. | 8 | 0 |  | 0 | 0 | 0 | 0 | 0
12.01. | 9 | 0 |  | 0 | 0 | 0 | 0 | 0
12.01. | 10 | 0 |  | 0 | 0 | 0 | 0 | 0
12.01. | 11 | 0 |  | 0 | 0 | 0 | 0 | 0
12.01. | 12 | 0 |  | 0 | 0 | 0 | 0 | 0
12.01. | 13 | 0 |  | 0 | 0 | 0 | 0 | 0
12.01. | 14 | 0 |  | 0 | 0 | 0 | 0 | 0
12.01. | 15 | 0 |  | 0 | 0 | 0 | 0 | 0
12.01. | 16 | 0 |  | 0 | 0 | 0 | 0 | 0
12.01. | 17 | 0 |  | 0 | 0 | 0 | 0 | 0
12.01. | 18 | 0 |  | 0 | 0 | 0 | 0 | 0
12.01. | 19 | 0 |  | 0 | 0 | 0 | 0 | 0
12.01. | 20 | 0 |  | 0 | 0 | 0 | 0 | 0
12.01. | 21 | 0 |  | 0 | 0 | 0 | 0 | 0
12.01. | 22 | 0 |  | 0 | 0 | 0 | 0 | 0
12.01. | 23 | 0 |  | 0 | 0 | 0 | 0 | 0
12.01. | 24 | 0 |  | 0 | 0 | 0 | 0 | 0
13.01. | 1 | 0 |  | 0 | 0 | 0 | 0 | 0
13.01. | 2 | 0 |  | 0 | 0 | 0 | 0 | 0
13.01. | 3 | 0 |  | 0 | 0 | 0 | 0 | 0
13.01. | 4 | 0 |  | 0 | 0 | 0 | 0 | 0
13.01. | 5 | 0 |  | 0 | 0 | 0 | 0 | 0
13.01. | 6 | 0 |  | 0 | 0 | 0 | 0 | 0
13.01. | 7 | 0 |  | 0 | 0 | 0 | 0 | 0
13.01. | 8 | 0 |  | 0 | 0 | 0 | 0 | 0
13.01. | 9 | 0 |  | 0 | 0 | 0 | 0 | 0
13.01. | 10 | 0 |  | 0 | 0 | 0 | 0 | 0
13.01. | 11 | 0 |  | 0 | 0 | 0 | 0 | 0
13.01. | 12 | 0 |  | 0 | 0 | 0 | 0 | 0
13.01. | 13 | 0 |  | 0 | 0 | 0 | 0 | 0
13.01. | 14 | 0 |  | 0 | 0 | 0 | 0 | 0
13.01. | 15 | 0 |  | 0 | 0 | 0 | 0 | 0
13.01. | 16 | 0 |  | 0 | 0 | 0 | 0 | 0
13.01. | 17 | 0 |  | 0 | 0 | 0 | 0 | 0
13.01. | 18 | 0 |  | 0 | 0 | 0 | 0 | 0
13.01. | 19 | 0 |  | 0 | 0 | 0 | 0 | 0
13.01. | 20 | 0 |  | 0 | 0 | 0 | 0 | 0
13.01. | 21 | 0 |  | 0 | 0 | 0 | 0 | 0
13.01. | 22 | 0 |  | 0 | 0 | 0 | 0 | 0
13.01. | 23 | 0 |  | 0 | 0 | 0 | 0 | 0
13.01. | 24 | 0 |  | 0 | 0 | 0 | 0 | 0
14.01. | 1 | 0 |  | 0 | 0 | 0 | 0 | 0
14.01. | 2 | 0 |  | 0 | 0 | 0 | 0 | 0
14.01. | 3 | 0 |  | 0 | 0 | 0 | 0 | 0
14.01. | 4 | 0 |  | 0 | 0 | 0 | 0 | 0
14.01. | 5 | 0 |  | 0 | 0 | 0 | 0 | 0
14.01. | 6 | 0 |  | 0 | 0 | 0 | 0 | 0
14.01. | 7 | 0 |  | 0 | 0 | 0 | 0 | 0
14.01. | 8 | 0 |  | 0 | 0 | 0 | 0 | 0
14.01. | 9 | 0 |  | 0 | 0 | 0 | 0 | 0
14.01. | 10 | 0 |  | 0 | 0 | 0 | 0 | 0
14.01. | 11 | 0 |  | 0 | 0 | 0 | 0 | 0
14.01. | 12 | 0 |  | 0 | 0 | 0 | 0 | 0
14.01. | 13 | 0 |  | 0 | 0 | 0 | 0 | 0
14.01. | 14 | 0 |  | 0 | 0 | 0 | 0 | 0
14.01. | 15 | 0 |  | 0 | 0 | 0 | 0 | 0
14.01. | 16 | 0 |  | 0 | 0 | 0 | 0 | 0
14.01. | 17 | 0 |  | 0 | 0 | 0 | 0 | 0
14.01. | 18 | 0 |  | 0 | 0 | 0 | 0 | 0
14.01. | 19 | 0 |  | 0 | 0 | 0 | 0 | 0
14.01. | 20 | 0 |  | 0 | 0 | 0 | 0 | 0
14.01. | 21 | 0 |  | 0 | 0 | 0 | 0 | 0
14.01. | 22 | 0 |  | 0 | 0 | 0 | 0 | 0
14.01. | 23 | 0 |  | 0 | 0 | 0 | 0 | 0
14.01. | 24 | 0 |  | 0 | 0 | 0 | 0 | 0
15.01. | 1 | 0 |  | 0 | 0 | 0 | 0 | 0
15.01. | 2 | 0 |  | 0 | 0 | 0 | 0 | 0
15.01. | 3 | 0 |  | 0 | 0 | 0 | 0 | 0
15.01. | 4 | 0 |  | 0 | 0 | 0 | 0 | 0
15.01. | 5 | 0 |  | 0 | 0 | 0 | 0 | 0
15.01. | 6 | 0 |  | 0 | 0 | 0 | 0 | 0
15.01. | 7 | 0 |  | 0 | 0 | 0 | 0 | 0
15.01. | 8 | 0 |  | 0 | 0 | 0 | 0 | 0
15.01. | 9 | 0 |  | 0 | 0 | 0 | 0 | 0
15.01. | 10 | 0 |  | 0 | 0 | 0 | 0 | 0
15.01. | 11 | 0 |  | 0 | 0 | 0 | 0 | 0
15.01. | 12 | 0 |  | 0 | 0 | 0 | 0 | 0
15.01. | 13 | 0 |  | 0 | 0 | 0 | 0 | 0
15.01. | 14 | 0 |  | 0 | 0 | 0 | 0 | 0
15.01. | 15 | 0 |  | 0 | 0 | 0 | 0 | 0
15.01. | 16 | 0 |  | 0 | 0 | 0 | 0 | 0
15.01. | 17 | 0 |  | 0 | 0 | 0 | 0 | 0
15.01. | 18 | 0 |  | 0 | 0 | 0 | 0 | 0
15.01. | 19 | 0 |  | 0 | 0 | 0 | 0 | 0
15.01. | 20 | 0 |  | 0 | 0 | 0 | 0 | 0
15.01. | 21 | 0 |  | 0 | 0 | 0 | 0 | 0
15.01. | 22 | 0 |  | 0 | 0 | 0 | 0 | 0
15.01. | 23 | 0 |  | 0 | 0 | 0 | 0 | 0
15.01. | 24 | 0 |  | 0 | 0 | 0 | 0 | 0
16.01. | 1 | 0 |  | 0 | 0 | 0 | 0 | 0
16.01. | 2 | 0 |  | 0 | 0 | 0 | 0 | 0
16.01. | 3 | 0 |  | 0 | 0 | 0 | 0 | 0
16.01. | 4 | 0 |  | 0 | 0 | 0 | 0 | 0
16.01. | 5 | 0 |  | 0 | 0 | 0 | 0 | 0
16.01. | 6 | 0 |  | 0 | 0 | 0 | 0 | 0
16.01. | 7 | 0 |  | 0 | 0 | 0 | 0 | 0
16.01. | 8 | 0 |  | 0 | 0 | 0 | 0 | 0
16.01. | 9 | 0 |  | 0 | 0 | 0 | 0 | 0
16.01. | 10 | 0 |  | 0 | 0 | 0 | 0 | 0
16.01. | 11 | 0 |  | 0 | 0 | 0 | 0 | 0
16.01. | 12 | 0 |  | 0 | 0 | 0 | 0 | 0
16.01. | 13 | 0 |  | 0 | 0 | 0 | 0 | 0
16.01. | 14 | 0 |  | 0 | 0 | 0 | 0 | 0
16.01. | 15 | 0 |  | 0 | 0 | 0 | 0 | 0
16.01. | 16 | 0 |  | 0 | 0 | 0 | 0 | 0
16.01. | 17 | 0 |  | 0 | 0 | 0 | 0 | 0
16.01. | 18 | 0 |  | 0 | 0 | 0 | 0 | 0
16.01. | 19 | 0 |  | 0 | 0 | 0 | 0 | 0
16.01. | 20 | 0 |  | 0 | 0 | 0 | 0 | 0
16.01. | 21 | 0 |  | 0 | 0 | 0 | 0 | 0
16.01. | 22 | 0 |  | 0 | 0 | 0 | 0 | 0
16.01. | 23 | 0 |  | 0 | 0 | 0 | 0 | 0
16.01. | 24 | 0 |  | 0 | 0 | 0 | 0 | 0
17.01. | 1 | 0 |  | 0 | 0 | 0 | 0 | 0
17.01. | 2 | 0 |  | 0 | 0 | 0 | 0 | 0
17.01. | 3 | 0 |  | 0 | 0 | 0 | 0 | 0
17.01. | 4 | 0 |  | 0 | 0 | 0 | 0 | 0
17.01. | 5 | 0 |  | 0 | 0 | 0 | 0 | 0
17.01. | 6 | 0 |  | 0 | 0 | 0 | 0 | 0
17.01. | 7 | 0 |  | 0 | 0 | 0 | 0 | 0
17.01. | 8 | 0 |  | 0 | 0 | 0 | 0 | 0
17.01. | 9 | 0 |  | 0 | 0 | 0 | 0 | 0
17.01. | 10 | 0 |  | 0 | 0 | 0 | 0 | 0
17.01. | 11 | 0 |  | 0 | 0 | 0 | 0 | 0
17.01. | 12 | 0 |  | 0 | 0 | 0 | 0 | 0
17.01. | 13 | 0 |  | 0 | 0 | 0 | 0 | 0
17.01. | 14 | 0 |  | 0 | 0 | 0 | 0 | 0
17.01. | 15 | 0 |  | 0 | 0 | 0 | 0 | 0
17.01. | 16 | 0 |  | 0 | 0 | 0 | 0 | 0
17.01. | 17 | 0 |  | 0 | 0 | 0 | 0 | 0
17.01. | 18 | 0 |  | 0 | 0 | 0 | 0 | 0
17.01. | 19 | 0 |  | 0 | 0 | 0 | 0 | 0
17.01. | 20 | 0 |  | 0 | 0 | 0 | 0 | 0
17.01. | 21 | 0 |  | 0 | 0 | 0 | 0 | 0
17.01. | 22 | 0 |  | 0 | 0 | 0 | 0 | 0
17.01. | 23 | 0 |  | 0 | 0 | 0 | 0 | 0
17.01. | 24 | 0 |  | 0 | 0 | 0 | 0 | 0
18.01. | 1 | 0 |  | 0 | 0 | 0 | 0 | 0
18.01. | 2 | 0 |  | 0 | 0 | 0 | 0 | 0
18.01. | 3 | 0 |  | 0 | 0 | 0 | 0 | 0
18.01. | 4 | 0 |  | 0 | 0 | 0 | 0 | 0
18.01. | 5 | 0 |  | 0 | 0 | 0 | 0 | 0
18.01. | 6 | 0 |  | 0 | 0 | 0 | 0 | 0
18.01. | 7 | 0 |  | 0 | 0 | 0 | 0 | 0
18.01. | 8 | 0 |  | 0 | 0 | 0 | 0 | 0
18.01. | 9 | 0 |  | 0 | 0 | 0 | 0 | 0
18.01. | 10 | 0 |  | 0 | 0 | 0 | 0 | 0
18.01. | 11 | 0 |  | 0 | 0 | 0 | 0 | 0
18.01. | 12 | 0 |  | 0 | 0 | 0 | 0 | 0
18.01. | 13 | 0 |  | 0 | 0 | 0 | 0 | 0
18.01. | 14 | 0 |  | 0 | 0 | 0 | 0 | 0
18.01. | 15 | 0 |  | 0 | 0 | 0 | 0 | 0
18.01. | 16 | 0 |  | 0 | 0 | 0 | 0 | 0
18.01. | 17 | 0 |  | 0 | 0 | 0 | 0 | 0
18.01. | 18 | 0 |  | 0 | 0 | 0 | 0 | 0
18.01. | 19 | 0 |  | 0 | 0 | 0 | 0 | 0
18.01. | 20 | 0 |  | 0 | 0 | 0 | 0 | 0
18.01. | 21 | 0 |  | 0 | 0 | 0 | 0 | 0
18.01. | 22 | 0 |  | 0 | 0 | 0 | 0 | 0
18.01. | 23 | 0 |  | 0 | 0 | 0 | 0 | 0
18.01. | 24 | 0 |  | 0 | 0 | 0 | 0 | 0
19.01. | 1 | 0 |  | 0 | 0 | 0 | 0 | 0
19.01. | 2 | 0 |  | 0 | 0 | 0 | 0 | 0
19.01. | 3 | 0 |  | 0 | 0 | 0 | 0 | 0
19.01. | 4 | 0 |  | 0 | 0 | 0 | 0 | 0
19.01. | 5 | 0 |  | 0 | 0 | 0 | 0 | 0
19.01. | 6 | 0 |  | 0 | 0 | 0 | 0 | 0
19.01. | 7 | 0 |  | 0 | 0 | 0 | 0 | 0
19.01. | 8 | 0 |  | 0 | 0 | 0 | 0 | 0
19.01. | 9 | 0 |  | 0 | 0 | 0 | 0 | 0
19.01. | 10 | 0 |  | 0 | 0 | 0 | 0 | 0
19.01. | 11 | 0 |  | 0 | 0 | 0 | 0 | 0
19.01. | 12 | 0 |  | 0 | 0 | 0 | 0 | 0
19.01. | 13 | 0 |  | 0 | 0 | 0 | 0 | 0
19.01. | 14 | 0 |  | 0 | 0 | 0 | 0 | 0
19.01. | 15 | 0 |  | 0 | 0 | 0 | 0 | 0
19.01. | 16 | 0 |  | 0 | 0 | 0 | 0 | 0
19.01. | 17 | 0 |  | 0 | 0 | 0 | 0 | 0
19.01. | 18 | 0 |  | 0 | 0 | 0 | 0 | 0
19.01. | 19 | 0 |  | 0 | 0 | 0 | 0 | 0
19.01. | 20 | 0 |  | 0 | 0 | 0 | 0 | 0
19.01. | 21 | 0 |  | 0 | 0 | 0 | 0 | 0
19.01. | 22 | 0 |  | 0 | 0 | 0 | 0 | 0
19.01. | 23 | 0 |  | 0 | 0 | 0 | 0 | 0
19.01. | 24 | 0 |  | 0 | 0 | 0 | 0 | 0
20.01. | 1 | 0 |  | 0 | 0 | 0 | 0 | 0
20.01. | 2 | 0 |  | 0 | 0 | 0 | 0 | 0
20.01. | 3 | 0 |  | 0 | 0 | 0 | 0 | 0
20.01. | 4 | 0 |  | 0 | 0 | 0 | 0 | 0
20.01. | 5 | 0 |  | 0 | 0 | 0 | 0 | 0
20.01. | 6 | 0 |  | 0 | 0 | 0 | 0 | 0
20.01. | 7 | 0 |  | 0 | 0 | 0 | 0 | 0
20.01. | 8 | 0 |  | 0 | 0 | 0 | 0 | 0
20.01. | 9 | 0 |  | 0 | 0 | 0 | 0 | 0
20.01. | 10 | 0 |  | 0 | 0 | 0 | 0 | 0
20.01. | 11 | 0 |  | 0 | 0 | 0 | 0 | 0
20.01. | 12 | 0 |  | 0 | 0 | 0 | 0 | 0
20.01. | 13 | 0 |  | 0 | 0 | 0 | 0 | 0
20.01. | 14 | 0 |  | 0 | 0 | 0 | 0 | 0
20.01. | 15 | 0 |  | 0 | 0 | 0 | 0 | 0
20.01. | 16 | 0 |  | 0 | 0 | 0 | 0 | 0
20.01. | 17 | 0 |  | 0 | 0 | 0 | 0 | 0
20.01. | 18 | 0 |  | 0 | 0 | 0 | 0 | 0
20.01. | 19 | 0 |  | 0 | 0 | 0 | 0 | 0
20.01. | 20 | 0 |  | 0 | 0 | 0 | 0 | 0
20.01. | 21 | 0 |  | 0 | 0 | 0 | 0 | 0
20.01. | 22 | 0 |  | 0 | 0 | 0 | 0 | 0
20.01. | 23 | 0 |  | 0 | 0 | 0 | 0 | 0
20.01. | 24 | 0 |  | 0 | 0 | 0 | 0 | 0
21.01. | 1 | 0 |  | 0 | 0 | 0 | 0 | 0
21.01. | 2 | 0 |  | 0 | 0 | 0 | 0 | 0
21.01. | 3 | 0 |  | 0 | 0 | 0 | 0 | 0
21.01. | 4 | 0 |  | 0 | 0 | 0 | 0 | 0
21.01. | 5 | 0 |  | 0 | 0 | 0 | 0 | 0
21.01. | 6 | 0 |  | 0 | 0 | 0 | 0 | 0
21.01. | 7 | 0 |  | 0 | 0 | 0 | 0 | 0
21.01. | 8 | 0 |  | 0 | 0 | 0 | 0 | 0
21.01. | 9 | 0 |  | 0 | 0 | 0 | 0 | 0
21.01. | 10 | 0 |  | 0 | 0 | 0 | 0 | 0
21.01. | 11 | 0 |  | 0 | 0 | 0 | 0 | 0
21.01. | 12 | 0 |  | 0 | 0 | 0 | 0 | 0
21.01. | 13 | 0 |  | 0 | 0 | 0 | 0 | 0
21.01. | 14 | 0 |  | 0 | 0 | 0 | 0 | 0
21.01. | 15 | 0 |  | 0 | 0 | 0 | 0 | 0
21.01. | 16 | 0 |  | 0 | 0 | 0 | 0 | 0
21.01. | 17 | 0 |  | 0 | 0 | 0 | 0 | 0
21.01. | 18 | 0 |  | 0 | 0 | 0 | 0 | 0
21.01. | 19 | 0 |  | 0 | 0 | 0 | 0 | 0
21.01. | 20 | 0 |  | 0 | 0 | 0 | 0 | 0
21.01. | 21 | 0 |  | 0 | 0 | 0 | 0 | 0
21.01. | 22 | 0 |  | 0 | 0 | 0 | 0 | 0
21.01. | 23 | 0 |  | 0 | 0 | 0 | 0 | 0
21.01. | 24 | 0 |  | 0 | 0 | 0 | 0 | 0
22.01. | 1 | 0 |  | 0 | 0 | 0 | 0 | 0
22.01. | 2 | 0 |  | 0 | 0 | 0 | 0 | 0
22.01. | 3 | 0 |  | 0 | 0 | 0 | 0 | 0
22.01. | 4 | 0 |  | 0 | 0 | 0 | 0 | 0
22.01. | 5 | 0 |  | 0 | 0 | 0 | 0 | 0
22.01. | 6 | 0 |  | 0 | 0 | 0 | 0 | 0
22.01. | 7 | 0 |  | 0 | 0 | 0 | 0 | 0
22.01. | 8 | 0 |  | 0 | 0 | 0 | 0 | 0
22.01. | 9 | 0 |  | 0 | 0 | 0 | 0 | 0
22.01. | 10 | 0 |  | 0 | 0 | 0 | 0 | 0
22.01. | 11 | 0 |  | 0 | 0 | 0 | 0 | 0
22.01. | 12 | 0 |  | 0 | 0 | 0 | 0 | 0
22.01. | 13 | 0 |  | 0 | 0 | 0 | 0 | 0
22.01. | 14 | 0 |  | 0 | 0 | 0 | 0 | 0
22.01. | 15 | 0 |  | 0 | 0 | 0 | 0 | 0
22.01. | 16 | 0 |  | 0 | 0 | 0 | 0 | 0
22.01. | 17 | 0 |  | 0 | 0 | 0 | 0 | 0
22.01. | 18 | 0 |  | 0 | 0 | 0 | 0 | 0
22.01. | 19 | 0 |  | 0 | 0 | 0 | 0 | 0
22.01. | 20 | 0 |  | 0 | 0 | 0 | 0 | 0
22.01. | 21 | 0 |  | 0 | 0 | 0 | 0 | 0
22.01. | 22 | 0 |  | 0 | 0 | 0 | 0 | 0
22.01. | 23 | 0 |  | 0 | 0 | 0 | 0 | 0
22.01. | 24 | 0 |  | 0 | 0 | 0 | 0 | 0
23.01. | 1 | 0 |  | 0 | 0 | 0 | 0 | 0
23.01. | 2 | 0 |  | 0 | 0 | 0 | 0 | 0
23.01. | 3 | 0 |  | 0 | 0 | 0 | 0 | 0
23.01. | 4 | 0 |  | 0 | 0 | 0 | 0 | 0
23.01. | 5 | 0 |  | 0 | 0 | 0 | 0 | 0
23.01. | 6 | 0 |  | 0 | 0 | 0 | 0 | 0
23.01. | 7 | 0 |  | 0 | 0 | 0 | 0 | 0
23.01. | 8 | 0 |  | 0 | 0 | 0 | 0 | 0
23.01. | 9 | 0 |  | 0 | 0 | 0 | 0 | 0
23.01. | 10 | 0 |  | 0 | 0 | 0 | 0 | 0
23.01. | 11 | 0 |  | 0 | 0 | 0 | 0 | 0
23.01. | 12 | 0 |  | 0 | 0 | 0 | 0 | 0
23.01. | 13 | 0 |  | 0 | 0 | 0 | 0 | 0
23.01. | 14 | 0 |  | 0 | 0 | 0 | 0 | 0
23.01. | 15 | 0 |  | 0 | 0 | 0 | 0 | 0
23.01. | 16 | 0 |  | 0 | 0 | 0 | 0 | 0
23.01. | 17 | 0 |  | 0 | 0 | 0 | 0 | 0
23.01. | 18 | 0 |  | 0 | 0 | 0 | 0 | 0
23.01. | 19 | 0 |  | 0 | 0 | 0 | 0 | 0
23.01. | 20 | 0 |  | 0 | 0 | 0 | 0 | 0
23.01. | 21 | 0 |  | 0 | 0 | 0 | 0 | 0
23.01. | 22 | 0 |  | 0 | 0 | 0 | 0 | 0
23.01. | 23 | 0 |  | 0 | 0 | 0 | 0 | 0
23.01. | 24 | 0 |  | 0 | 0 | 0 | 0 | 0
24.01. | 1 | 0 |  | 0 | 0 | 0 | 0 | 0
24.01. | 2 | 0 |  | 0 | 0 | 0 | 0 | 0
24.01. | 3 | 0 |  | 0 | 0 | 0 | 0 | 0
24.01. | 4 | 0 |  | 0 | 0 | 0 | 0 | 0
24.01. | 5 | 0 |  | 0 | 0 | 0 | 0 | 0
24.01. | 6 | 0 |  | 0 | 0 | 0 | 0 | 0
24.01. | 7 | 0 |  | 0 | 0 | 0 | 0 | 0
24.01. | 8 | 0 |  | 0 | 0 | 0 | 0 | 0
24.01. | 9 | 0 |  | 0 | 0 | 0 | 0 | 0
24.01. | 10 | 0 |  | 0 | 0 | 0 | 0 | 0
24.01. | 11 | 0 |  | 0 | 0 | 0 | 0 | 0
24.01. | 12 | 0 |  | 0 | 0 | 0 | 0 | 0
24.01. | 13 | 0 |  | 0 | 0 | 0 | 0 | 0
24.01. | 14 | 0 |  | 0 | 0 | 0 | 0 | 0
24.01. | 15 | 0 |  | 0 | 0 | 0 | 0 | 0
24.01. | 16 | 0 |  | 0 | 0 | 0 | 0 | 0
24.01. | 17 | 0 |  | 0 | 0 | 0 | 0 | 0
24.01. | 18 | 0 |  | 0 | 0 | 0 | 0 | 0
24.01. | 19 | 0 |  | 0 | 0 | 0 | 0 | 0
24.01. | 20 | 0 |  | 0 | 0 | 0 | 0 | 0
24.01. | 21 | 0 |  | 0 | 0 | 0 | 0 | 0
24.01. | 22 | 0 |  | 0 | 0 | 0 | 0 | 0
24.01. | 23 | 0 |  | 0 | 0 | 0 | 0 | 0
24.01. | 24 | 0 |  | 0 | 0 | 0 | 0 | 0
25.01. | 1 | 0 |  | 0 | 0 | 0 | 0 | 0
25.01. | 2 | 0 |  | 0 | 0 | 0 | 0 | 0
25.01. | 3 | 0 |  | 0 | 0 | 0 | 0 | 0
25.01. | 4 | 0 |  | 0 | 0 | 0 | 0 | 0
25.01. | 5 | 0 |  | 0 | 0 | 0 | 0 | 0
25.01. | 6 | 0 |  | 0 | 0 | 0 | 0 | 0
25.01. | 7 | 0 |  | 0 | 0 | 0 | 0 | 0
25.01. | 8 | 0 |  | 0 | 0 | 0 | 0 | 0
25.01. | 9 | 0 |  | 0 | 0 | 0 | 0 | 0
25.01. | 10 | 0 |  | 0 | 0 | 0 | 0 | 0
25.01. | 11 | 0 |  | 0 | 0 | 0 | 0 | 0
25.01. | 12 | 0 |  | 0 | 0 | 0 | 0 | 0
25.01. | 13 | 0 |  | 0 | 0 | 0 | 0 | 0
25.01. | 14 | 0 |  | 0 | 0 | 0 | 0 | 0
25.01. | 15 | 0 |  | 0 | 0 | 0 | 0 | 0
25.01. | 16 | 0 |  | 0 | 0 | 0 | 0 | 0
25.01. | 17 | 0 |  | 0 | 0 | 0 | 0 | 0
25.01. | 18 | 0 |  | 0 | 0 | 0 | 0 | 0
25.01. | 19 | 0 |  | 0 | 0 | 0 | 0 | 0
25.01. | 20 | 0 |  | 0 | 0 | 0 | 0 | 0
25.01. | 21 | 0 |  | 0 | 0 | 0 | 0 | 0
25.01. | 22 | 0 |  | 0 | 0 | 0 | 0 | 0
25.01. | 23 | 0 |  | 0 | 0 | 0 | 0 | 0
25.01. | 24 | 0 |  | 0 | 0 | 0 | 0 | 0
26.01. | 1 | 0 |  | 0 | 0 | 0 | 0 | 0
26.01. | 2 | 0 |  | 0 | 0 | 0 | 0 | 0
26.01. | 3 | 0 |  | 0 | 0 | 0 | 0 | 0
26.01. | 4 | 0 |  | 0 | 0 | 0 | 0 | 0
26.01. | 5 | 0 |  | 0 | 0 | 0 | 0 | 0
26.01. | 6 | 0 |  | 0 | 0 | 0 | 0 | 0
26.01. | 7 | 0 |  | 0 | 0 | 0 | 0 | 0
26.01. | 8 | 0 |  | 0 | 0 | 0 | 0 | 0
26.01. | 9 | 0 |  | 0 | 0 | 0 | 0 | 0
26.01. | 10 | 0 |  | 0 | 0 | 0 | 0 | 0
26.01. | 11 | 0 |  | 0 | 0 | 0 | 0 | 0
26.01. | 12 | 0 |  | 0 | 0 | 0 | 0 | 0
26.01. | 13 | 0 |  | 0 | 0 | 0 | 0 | 0
26.01. | 14 | 0 |  | 0 | 0 | 0 | 0 | 0
26.01. | 15 | 0 |  | 0 | 0 | 0 | 0 | 0
26.01. | 16 | 0 |  | 0 | 0 | 0 | 0 | 0
26.01. | 17 | 0 |  | 0 | 0 | 0 | 0 | 0
26.01. | 18 | 0 |  | 0 | 0 | 0 | 0 | 0
26.01. | 19 | 0 |  | 0 | 0 | 0 | 0 | 0
26.01. | 20 | 0 |  | 0 | 0 | 0 | 0 | 0
26.01. | 21 | 0 |  | 0 | 0 | 0 | 0 | 0
26.01. | 22 | 0 |  | 0 | 0 | 0 | 0 | 0
26.01. | 23 | 0 |  | 0 | 0 | 0 | 0 | 0
26.01. | 24 | 0 |  | 0 | 0 | 0 | 0 | 0
27.01. | 1 | 0 |  | 0 | 0 | 0 | 0 | 0
27.01. | 2 | 0 |  | 0 | 0 | 0 | 0 | 0
27.01. | 3 | 0 |  | 0 | 0 | 0 | 0 | 0
27.01. | 4 | 0 |  | 0 | 0 | 0 | 0 | 0
27.01. | 5 | 0 |  | 0 | 0 | 0 | 0 | 0
27.01. | 6 | 0 |  | 0 | 0 | 0 | 0 | 0
27.01. | 7 | 0 |  | 0 | 0 | 0 | 0 | 0
27.01. | 8 | 0 |  | 0 | 0 | 0 | 0 | 0
27.01. | 9 | 0 |  | 0 | 0 | 0 | 0 | 0
27.01. | 10 | 0 |  | 0 | 0 | 0 | 0 | 0
27.01. | 11 | 0 |  | 0 | 0 | 0 | 0 | 0
27.01. | 12 | 0 |  | 0 | 0 | 0 | 0 | 0
27.01. | 13 | 0 |  | 0 | 0 | 0 | 0 | 0
27.01. | 14 | 0 |  | 0 | 0 | 0 | 0 | 0
27.01. | 15 | 0 |  | 0 | 0 | 0 | 0 | 0
27.01. | 16 | 0 |  | 0 | 0 | 0 | 0 | 0
27.01. | 17 | 0 |  | 0 | 0 | 0 | 0 | 0
27.01. | 18 | 0 |  | 0 | 0 | 0 | 0 | 0
27.01. | 19 | 0 |  | 0 | 0 | 0 | 0 | 0
27.01. | 20 | 0 |  | 0 | 0 | 0 | 0 | 0
27.01. | 21 | 0 |  | 0 | 0 | 0 | 0 | 0
27.01. | 22 | 0 |  | 0 | 0 | 0 | 0 | 0
27.01. | 23 | 0 |  | 0 | 0 | 0 | 0 | 0
27.01. | 24 | 0 |  | 0 | 0 | 0 | 0 | 0
28.01. | 1 | 0 |  | 0 | 0 | 0 | 0 | 0
28.01. | 2 | 0 |  | 0 | 0 | 0 | 0 | 0
28.01. | 3 | 0 |  | 0 | 0 | 0 | 0 | 0
28.01. | 4 | 0 |  | 0 | 0 | 0 | 0 | 0
28.01. | 5 | 0 |  | 0 | 0 | 0 | 0 | 0
28.01. | 6 | 0 |  | 0 | 0 | 0 | 0 | 0
28.01. | 7 | 0 |  | 0 | 0 | 0 | 0 | 0
28.01. | 8 | 0 |  | 0 | 0 | 0 | 0 | 0
28.01. | 9 | 0 |  | 0 | 0 | 0 | 0 | 0
28.01. | 10 | 0 |  | 0 | 0 | 0 | 0 | 0
28.01. | 11 | 0 |  | 0 | 0 | 0 | 0 | 0
28.01. | 12 | 0 |  | 0 | 0 | 0 | 0 | 0
28.01. | 13 | 0 |  | 0 | 0 | 0 | 0 | 0
28.01. | 14 | 0 |  | 0 | 0 | 0 | 0 | 0
28.01. | 15 | 0 |  | 0 | 0 | 0 | 0 | 0
28.01. | 16 | 0 |  | 0 | 0 | 0 | 0 | 0
28.01. | 17 | 0 |  | 0 | 0 | 0 | 0 | 0
28.01. | 18 | 0 |  | 0 | 0 | 0 | 0 | 0
28.01. | 19 | 0 |  | 0 | 0 | 0 | 0 | 0
28.01. | 20 | 0 |  | 0 | 0 | 0 | 0 | 0
28.01. | 21 | 0 |  | 0 | 0 | 0 | 0 | 0
28.01. | 22 | 0 |  | 0 | 0 | 0 | 0 | 0
28.01. | 23 | 0 |  | 0 | 0 | 0 | 0 | 0
28.01. | 24 | 0 |  | 0 | 0 | 0 | 0 | 0
29.01. | 1 | 0 |  | 0 | 0 | 0 | 0 | 0
29.01. | 2 | 0 |  | 0 | 0 | 0 | 0 | 0
29.01. | 3 | 0 |  | 0 | 0 | 0 | 0 | 0
29.01. | 4 | 0 |  | 0 | 0 | 0 | 0 | 0
29.01. | 5 | 0 |  | 0 | 0 | 0 | 0 | 0
29.01. | 6 | 0 |  | 0 | 0 | 0 | 0 | 0
29.01. | 7 | 0 |  | 0 | 0 | 0 | 0 | 0
29.01. | 8 | 0 |  | 0 | 0 | 0 | 0 | 0
29.01. | 9 | 0 |  | 0 | 0 | 0 | 0 | 0
29.01. | 10 | 0 |  | 0 | 0 | 0 | 0 | 0
29.01. | 11 | 0 |  | 0 | 0 | 0 | 0 | 0
29.01. | 12 | 0 |  | 0 | 0 | 0 | 0 | 0
29.01. | 13 | 0 |  | 0 | 0 | 0 | 0 | 0
29.01. | 14 | 0 |  | 0 | 0 | 0 | 0 | 0
29.01. | 15 | 0 |  | 0 | 0 | 0 | 0 | 0
29.01. | 16 | 0 |  | 0 | 0 | 0 | 0 | 0
29.01. | 17 | 0 |  | 0 | 0 | 0 | 0 | 0
29.01. | 18 | 0 |  | 0 | 0 | 0 | 0 | 0
29.01. | 19 | 0 |  | 0 | 0 | 0 | 0 | 0
29.01. | 20 | 0 |  | 0 | 0 | 0 | 0 | 0
29.01. | 21 | 0 |  | 0 | 0 | 0 | 0 | 0
29.01. | 22 | 0 |  | 0 | 0 | 0 | 0 | 0
29.01. | 23 | 0 |  | 0 | 0 | 0 | 0 | 0
29.01. | 24 | 0 |  | 0 | 0 | 0 | 0 | 0
30.01. | 1 | 0 |  | 0 | 0 | 0 | 0 | 0
30.01. | 2 | 0 |  | 0 | 0 | 0 | 0 | 0
30.01. | 3 | 0 |  | 0 | 0 | 0 | 0 | 0
30.01. | 4 | 0 |  | 0 | 0 | 0 | 0 | 0
30.01. | 5 | 0 |  | 0 | 0 | 0 | 0 | 0
30.01. | 6 | 0 |  | 0 | 0 | 0 | 0 | 0
30.01. | 7 | 0 |  | 0 | 0 | 0 | 0 | 0
30.01. | 8 | 0 |  | 0 | 0 | 0 | 0 | 0
30.01. | 9 | 0 |  | 0 | 0 | 0 | 0 | 0
30.01. | 10 | 0 |  | 0 | 0 | 0 | 0 | 0
30.01. | 11 | 0 |  | 0 | 0 | 0 | 0 | 0
30.01. | 12 | 0 |  | 0 | 0 | 0 | 0 | 0
30.01. | 13 | 0 |  | 0 | 0 | 0 | 0 | 0
30.01. | 14 | 0 |  | 0 | 0 | 0 | 0 | 0
30.01. | 15 | 0 |  | 0 | 0 | 0 | 0 | 0
30.01. | 16 | 0 |  | 0 | 0 | 0 | 0 | 0
30.01. | 17 | 0 |  | 0 | 0 | 0 | 0 | 0
30.01. | 18 | 0 |  | 0 | 0 | 0 | 0 | 0
30.01. | 19 | 0 |  | 0 | 0 | 0 | 0 | 0
30.01. | 20 | 0 |  | 0 | 0 | 0 | 0 | 0
30.01. | 21 | 0 |  | 0 | 0 | 0 | 0 | 0
30.01. | 22 | 0 |  | 0 | 0 | 0 | 0 | 0
30.01. | 23 | 0 |  | 0 | 0 | 0 | 0 | 0
30.01. | 24 | 0 |  | 0 | 0 | 0 | 0 | 0
31.01. | 1 | 0 |  | 0 | 0 | 0 | 0 | 0
31.01. | 2 | 0 |  | 0 | 0 | 0 | 0 | 0
31.01. | 3 | 0 |  | 0 | 0 | 0 | 0 | 0
31.01. | 4 | 0 |  | 0 | 0 | 0 | 0 | 0
31.01. | 5 | 0 |  | 0 | 0 | 0 | 0 | 0
31.01. | 6 | 0 |  | 0 | 0 | 0 | 0 | 0
31.01. | 7 | 0 |  | 0 | 0 | 0 | 0 | 0
31.01. | 8 | 0 |  | 0 | 0 | 0 | 0 | 0
31.01. | 9 | 0 |  | 0 | 0 | 0 | 0 | 0
31.01. | 10 | 0 |  | 0 | 0 | 0 | 0 | 0
31.01. | 11 | 0 |  | 0 | 0 | 0 | 0 | 0
31.01. | 12 | 0 |  | 0 | 0 | 0 | 0 | 0
31.01. | 13 | 0 |  | 0 | 0 | 0 | 0 | 0
31.01. | 14 | 0 |  | 0 | 0 | 0 | 0 | 0
31.01. | 15 | 0 |  | 0 | 0 | 0 | 0 | 0
31.01. | 16 | 0 |  | 0 | 0 | 0 | 0 | 0
31.01. | 17 | 0 |  | 0 | 0 | 0 | 0 | 0
31.01. | 18 | 0 |  | 0 | 0 | 0 | 0 | 0
31.01. | 19 | 0 |  | 0 | 0 | 0 | 0 | 0
31.01. | 20 | 0 |  | 0 | 0 | 0 | 0 | 0
31.01. | 21 | 0 |  | 0 | 0 | 0 | 0 | 0
31.01. | 22 | 0 |  | 0 | 0 | 0 | 0 | 0
31.01. | 23 | 0 |  | 0 | 0 | 0 | 0 | 0
31.01. | 24 | 0 |  | 0 | 0 | 0 | 0 | 0
01.02. | 1 | 0 |  | 0 | 0 | 0 | 0 | 0
01.02. | 2 | 0 |  | 0 | 0 | 0 | 0 | 0
01.02. | 3 | 0 |  | 0 | 0 | 0 | 0 | 0
01.02. | 4 | 0 |  | 0 | 0 | 0 | 0 | 0
01.02. | 5 | 0 |  | 0 | 0 | 0 | 0 | 0
01.02. | 6 | 0 |  | 0 | 0 | 0 | 0 | 0
01.02. | 7 | 0 |  | 0 | 0 | 0 | 0 | 0
01.02. | 8 | 0 |  | 0 | 0 | 0 | 0 | 0
01.02. | 9 | 0 |  | 0 | 0 | 0 | 0 | 0
01.02. | 10 | 0 |  | 0 | 0 | 0 | 0 | 0
01.02. | 11 | 0 |  | 0 | 0 | 0 | 0 | 0
01.02. | 12 | 0 |  | 0 | 0 | 0 | 0 | 0
01.02. | 13 | 0 |  | 0 | 0 | 0 | 0 | 0
01.02. | 14 | 0 |  | 0 | 0 | 0 | 0 | 0
01.02. | 15 | 0 |  | 0 | 0 | 0 | 0 | 0
01.02. | 16 | 0 |  | 0 | 0 | 0 | 0 | 0
01.02. | 17 | 0 |  | 0 | 0 | 0 | 0 | 0
01.02. | 18 | 0 |  | 0 | 0 | 0 | 0 | 0
01.02. | 19 | 0 |  | 0 | 0 | 0 | 0 | 0
01.02. | 20 | 0 |  | 0 | 0 | 0 | 0 | 0
01.02. | 21 | 0 |  | 0 | 0 | 0 | 0 | 0
01.02. | 22 | 0 |  | 0 | 0 | 0 | 0 | 0
01.02. | 23 | 0 |  | 0 | 0 | 0 | 0 | 0
01.02. | 24 | 0 |  | 0 | 0 | 0 | 0 | 0
02.02. | 1 | 0 |  | 0 | 0 | 0 | 0 | 0
02.02. | 2 | 0 |  | 0 | 0 | 0 | 0 | 0
02.02. | 3 | 0 |  | 0 | 0 | 0 | 0 | 0
02.02. | 4 | 0 |  | 0 | 0 | 0 | 0 | 0
02.02. | 5 | 0 |  | 0 | 0 | 0 | 0 | 0
02.02. | 6 | 0 |  | 0 | 0 | 0 | 0 | 0
02.02. | 7 | 0 |  | 0 | 0 | 0 | 0 | 0
02.02. | 8 | 0 |  | 0 | 0 | 0 | 0 | 0
02.02. | 9 | 0 |  | 0 | 0 | 0 | 0 | 0
02.02. | 10 | 0 |  | 0 | 0 | 0 | 0 | 0
02.02. | 11 | 0 |  | 0 | 0 | 0 | 0 | 0
02.02. | 12 | 0 |  | 0 | 0 | 0 | 0 | 0
02.02. | 13 | 0 |  | 0 | 0 | 0 | 0 | 0
02.02. | 14 | 0 |  | 0 | 0 | 0 | 0 | 0
02.02. | 15 | 0 |  | 0 | 0 | 0 | 0 | 0
02.02. | 16 | 0 |  | 0 | 0 | 0 | 0 | 0
02.02. | 17 | 0 |  | 0 | 0 | 0 | 0 | 0
02.02. | 18 | 0 |  | 0 | 0 | 0 | 0 | 0
02.02. | 19 | 0 |  | 0 | 0 | 0 | 0 | 0
02.02. | 20 | 0 |  | 0 | 0 | 0 | 0 | 0
02.02. | 21 | 0 |  | 0 | 0 | 0 | 0 | 0
02.02. | 22 | 0 |  | 0 | 0 | 0 | 0 | 0
02.02. | 23 | 0 |  | 0 | 0 | 0 | 0 | 0
02.02. | 24 | 0 |  | 0 | 0 | 0 | 0 | 0
03.02. | 1 | 0 |  | 0 | 0 | 0 | 0 | 0
03.02. | 2 | 0 |  | 0 | 0 | 0 | 0 | 0
03.02. | 3 | 0 |  | 0 | 0 | 0 | 0 | 0
03.02. | 4 | 0 |  | 0 | 0 | 0 | 0 | 0
03.02. | 5 | 0 |  | 0 | 0 | 0 | 0 | 0
03.02. | 6 | 0 |  | 0 | 0 | 0 | 0 | 0
03.02. | 7 | 0 |  | 0 | 0 | 0 | 0 | 0
03.02. | 8 | 0 |  | 0 | 0 | 0 | 0 | 0
03.02. | 9 | 0 |  | 0 | 0 | 0 | 0 | 0
03.02. | 10 | 0 |  | 0 | 0 | 0 | 0 | 0
03.02. | 11 | 0 |  | 0 | 0 | 0 | 0 | 0
03.02. | 12 | 0 |  | 0 | 0 | 0 | 0 | 0
03.02. | 13 | 0 |  | 0 | 0 | 0 | 0 | 0
03.02. | 14 | 0 |  | 0 | 0 | 0 | 0 | 0
03.02. | 15 | 0 |  | 0 | 0 | 0 | 0 | 0
03.02. | 16 | 0 |  | 0 | 0 | 0 | 0 | 0
03.02. | 17 | 0 |  | 0 | 0 | 0 | 0 | 0
03.02. | 18 | 0 |  | 0 | 0 | 0 | 0 | 0
03.02. | 19 | 0 |  | 0 | 0 | 0 | 0 | 0
03.02. | 20 | 0 |  | 0 | 0 | 0 | 0 | 0
03.02. | 21 | 0 |  | 0 | 0 | 0 | 0 | 0
03.02. | 22 | 0 |  | 0 | 0 | 0 | 0 | 0
03.02. | 23 | 0 |  | 0 | 0 | 0 | 0 | 0
03.02. | 24 | 0 |  | 0 | 0 | 0 | 0 | 0
04.02. | 1 | 0 |  | 0 | 0 | 0 | 0 | 0
04.02. | 2 | 0 |  | 0 | 0 | 0 | 0 | 0
04.02. | 3 | 0 |  | 0 | 0 | 0 | 0 | 0
04.02. | 4 | 0 |  | 0 | 0 | 0 | 0 | 0
04.02. | 5 | 0 |  | 0 | 0 | 0 | 0 | 0
04.02. | 6 | 0 |  | 0 | 0 | 0 | 0 | 0
04.02. | 7 | 0 |  | 0 | 0 | 0 | 0 | 0
04.02. | 8 | 0 |  | 0 | 0 | 0 | 0 | 0
04.02. | 9 | 0 |  | 0 | 0 | 0 | 0 | 0
04.02. | 10 | 0 |  | 0 | 0 | 0 | 0 | 0
04.02. | 11 | 0 |  | 0 | 0 | 0 | 0 | 0
04.02. | 12 | 0 |  | 0 | 0 | 0 | 0 | 0
04.02. | 13 | 0 |  | 0 | 0 | 0 | 0 | 0
04.02. | 14 | 0 |  | 0 | 0 | 0 | 0 | 0
04.02. | 15 | 0 |  | 0 | 0 | 0 | 0 | 0
04.02. | 16 | 0 |  | 0 | 0 | 0 | 0 | 0
04.02. | 17 | 0 |  | 0 | 0 | 0 | 0 | 0
04.02. | 18 | 0 |  | 0 | 0 | 0 | 0 | 0
04.02. | 19 | 0 |  | 0 | 0 | 0 | 0 | 0
04.02. | 20 | 0 |  | 0 | 0 | 0 | 0 | 0
04.02. | 21 | 0 |  | 0 | 0 | 0 | 0 | 0
04.02. | 22 | 0 |  | 0 | 0 | 0 | 0 | 0
04.02. | 23 | 0 |  | 0 | 0 | 0 | 0 | 0
04.02. | 24 | 0 |  | 0 | 0 | 0 | 0 | 0
05.02. | 1 | 0 |  | 0 | 0 | 0 | 0 | 0
05.02. | 2 | 0 |  | 0 | 0 | 0 | 0 | 0
05.02. | 3 | 0 |  | 0 | 0 | 0 | 0 | 0
05.02. | 4 | 0 |  | 0 | 0 | 0 | 0 | 0
05.02. | 5 | 0 |  | 0 | 0 | 0 | 0 | 0
05.02. | 6 | 0 |  | 0 | 0 | 0 | 0 | 0
05.02. | 7 | 0 |  | 0 | 0 | 0 | 0 | 0
05.02. | 8 | 0 |  | 0 | 0 | 0 | 0 | 0
05.02. | 9 | 0 |  | 0 | 0 | 0 | 0 | 0
05.02. | 10 | 0 |  | 0 | 0 | 0 | 0 | 0
05.02. | 11 | 0 |  | 0 | 0 | 0 | 0 | 0
05.02. | 12 | 0 |  | 0 | 0 | 0 | 0 | 0
05.02. | 13 | 0 |  | 0 | 0 | 0 | 0 | 0
05.02. | 14 | 0 |  | 0 | 0 | 0 | 0 | 0
05.02. | 15 | 0 |  | 0 | 0 | 0 | 0 | 0
05.02. | 16 | 0 |  | 0 | 0 | 0 | 0 | 0
05.02. | 17 | 0 |  | 0 | 0 | 0 | 0 | 0
05.02. | 18 | 0 |  | 0 | 0 | 0 | 0 | 0
05.02. | 19 | 0 |  | 0 | 0 | 0 | 0 | 0
05.02. | 20 | 0 |  | 0 | 0 | 0 | 0 | 0
05.02. | 21 | 0 |  | 0 | 0 | 0 | 0 | 0
05.02. | 22 | 0 |  | 0 | 0 | 0 | 0 | 0
05.02. | 23 | 0 |  | 0 | 0 | 0 | 0 | 0
05.02. | 24 | 0 |  | 0 | 0 | 0 | 0 | 0
06.02. | 1 | 0 |  | 0 | 0 | 0 | 0 | 0
06.02. | 2 | 0 |  | 0 | 0 | 0 | 0 | 0
06.02. | 3 | 0 |  | 0 | 0 | 0 | 0 | 0
06.02. | 4 | 0 |  | 0 | 0 | 0 | 0 | 0
06.02. | 5 | 0 |  | 0 | 0 | 0 | 0 | 0
06.02. | 6 | 0 |  | 0 | 0 | 0 | 0 | 0
06.02. | 7 | 0 |  | 0 | 0 | 0 | 0 | 0
06.02. | 8 | 0 |  | 0 | 0 | 0 | 0 | 0
06.02. | 9 | 0 |  | 0 | 0 | 0 | 0 | 0
06.02. | 10 | 0 |  | 0 | 0 | 0 | 0 | 0
06.02. | 11 | 0 |  | 0 | 0 | 0 | 0 | 0
06.02. | 12 | 0 |  | 0 | 0 | 0 | 0 | 0
06.02. | 13 | 0 |  | 0 | 0 | 0 | 0 | 0
06.02. | 14 | 0 |  | 0 | 0 | 0 | 0 | 0
06.02. | 15 | 0 |  | 0 | 0 | 0 | 0 | 0
06.02. | 16 | 0 |  | 0 | 0 | 0 | 0 | 0
06.02. | 17 | 0 |  | 0 | 0 | 0 | 0 | 0
06.02. | 18 | 0 |  | 0 | 0 | 0 | 0 | 0
06.02. | 19 | 0 |  | 0 | 0 | 0 | 0 | 0
06.02. | 20 | 0 |  | 0 | 0 | 0 | 0 | 0
06.02. | 21 | 0 |  | 0 | 0 | 0 | 0 | 0
06.02. | 22 | 0 |  | 0 | 0 | 0 | 0 | 0
06.02. | 23 | 0 |  | 0 | 0 | 0 | 0 | 0
06.02. | 24 | 0 |  | 0 | 0 | 0 | 0 | 0
07.02. | 1 | 0 |  | 0 | 0 | 0 | 0 | 0
07.02. | 2 | 0 |  | 0 | 0 | 0 | 0 | 0
07.02. | 3 | 0 |  | 0 | 0 | 0 | 0 | 0
07.02. | 4 | 0 |  | 0 | 0 | 0 | 0 | 0
07.02. | 5 | 0 |  | 0 | 0 | 0 | 0 | 0
07.02. | 6 | 0 |  | 0 | 0 | 0 | 0 | 0
07.02. | 7 | 0 |  | 0 | 0 | 0 | 0 | 0
07.02. | 8 | 0 |  | 0 | 0 | 0 | 0 | 0
07.02. | 9 | 0 |  | 0 | 0 | 0 | 0 | 0
07.02. | 10 | 0 |  | 0 | 0 | 0 | 0 | 0
07.02. | 11 | 0 |  | 0 | 0 | 0 | 0 | 0
07.02. | 12 | 0 |  | 0 | 0 | 0 | 0 | 0
07.02. | 13 | 0 |  | 0 | 0 | 0 | 0 | 0
07.02. | 14 | 0 |  | 0 | 0 | 0 | 0 | 0
07.02. | 15 | 0 |  | 0 | 0 | 0 | 0 | 0
07.02. | 16 | 0 |  | 0 | 0 | 0 | 0 | 0
07.02. | 17 | 0 |  | 0 | 0 | 0 | 0 | 0
07.02. | 18 | 0 |  | 0 | 0 | 0 | 0 | 0
07.02. | 19 | 0 |  | 0 | 0 | 0 | 0 | 0
07.02. | 20 | 0 |  | 0 | 0 | 0 | 0 | 0
07.02. | 21 | 0 |  | 0 | 0 | 0 | 0 | 0
07.02. | 22 | 0 |  | 0 | 0 | 0 | 0 | 0
07.02. | 23 | 0 |  | 0 | 0 | 0 | 0 | 0
07.02. | 24 | 0 |  | 0 | 0 | 0 | 0 | 0
08.02. | 1 | 0 |  | 0 | 0 | 0 | 0 | 0
08.02. | 2 | 0 |  | 0 | 0 | 0 | 0 | 0
08.02. | 3 | 0 |  | 0 | 0 | 0 | 0 | 0
08.02. | 4 | 0 |  | 0 | 0 | 0 | 0 | 0
08.02. | 5 | 0 |  | 0 | 0 | 0 | 0 | 0
08.02. | 6 | 0 |  | 0 | 0 | 0 | 0 | 0
08.02. | 7 | 0 |  | 0 | 0 | 0 | 0 | 0
08.02. | 8 | 0 |  | 0 | 0 | 0 | 0 | 0
08.02. | 9 | 0 |  | 0 | 0 | 0 | 0 | 0
08.02. | 10 | 0 |  | 0 | 0 | 0 | 0 | 0
08.02. | 11 | 0 |  | 0 | 0 | 0 | 0 | 0
08.02. | 12 | 0 |  | 0 | 0 | 0 | 0 | 0
08.02. | 13 | 0 |  | 0 | 0 | 0 | 0 | 0
08.02. | 14 | 0 |  | 0 | 0 | 0 | 0 | 0
08.02. | 15 | 0 |  | 0 | 0 | 0 | 0 | 0
08.02. | 16 | 0 |  | 0 | 0 | 0 | 0 | 0
08.02. | 17 | 0 |  | 0 | 0 | 0 | 0 | 0
08.02. | 18 | 0 |  | 0 | 0 | 0 | 0 | 0
08.02. | 19 | 0 |  | 0 | 0 | 0 | 0 | 0
08.02. | 20 | 0 |  | 0 | 0 | 0 | 0 | 0
08.02. | 21 | 0 |  | 0 | 0 | 0 | 0 | 0
08.02. | 22 | 0 |  | 0 | 0 | 0 | 0 | 0
08.02. | 23 | 0 |  | 0 | 0 | 0 | 0 | 0
08.02. | 24 | 0 |  | 0 | 0 | 0 | 0 | 0
09.02. | 1 | 0 |  | 0 | 0 | 0 | 0 | 0
09.02. | 2 | 0 |  | 0 | 0 | 0 | 0 | 0
09.02. | 3 | 0 |  | 0 | 0 | 0 | 0 | 0
09.02. | 4 | 0 |  | 0 | 0 | 0 | 0 | 0
09.02. | 5 | 0 |  | 0 | 0 | 0 | 0 | 0
09.02. | 6 | 0 |  | 0 | 0 | 0 | 0 | 0
09.02. | 7 | 0 |  | 0 | 0 | 0 | 0 | 0
09.02. | 8 | 0 |  | 0 | 0 | 0 | 0 | 0
09.02. | 9 | 0 |  | 0 | 0 | 0 | 0 | 0
09.02. | 10 | 0 |  | 0 | 0 | 0 | 0 | 0
09.02. | 11 | 0 |  | 0 | 0 | 0 | 0 | 0
09.02. | 12 | 0 |  | 0 | 0 | 0 | 0 | 0
09.02. | 13 | 0 |  | 0 | 0 | 0 | 0 | 0
09.02. | 14 | 0 |  | 0 | 0 | 0 | 0 | 0
09.02. | 15 | 0 |  | 0 | 0 | 0 | 0 | 0
09.02. | 16 | 0 |  | 0 | 0 | 0 | 0 | 0
09.02. | 17 | 0 |  | 0 | 0 | 0 | 0 | 0
09.02. | 18 | 0 |  | 0 | 0 | 0 | 0 | 0
09.02. | 19 | 0 |  | 0 | 0 | 0 | 0 | 0
09.02. | 20 | 0 |  | 0 | 0 | 0 | 0 | 0
09.02. | 21 | 0 |  | 0 | 0 | 0 | 0 | 0
09.02. | 22 | 0 |  | 0 | 0 | 0 | 0 | 0
09.02. | 23 | 0 |  | 0 | 0 | 0 | 0 | 0
09.02. | 24 | 0 |  | 0 | 0 | 0 | 0 | 0
10.02. | 1 | 0 |  | 0 | 0 | 0 | 0 | 0
10.02. | 2 | 0 |  | 0 | 0 | 0 | 0 | 0
10.02. | 3 | 0 |  | 0 | 0 | 0 | 0 | 0
10.02. | 4 | 0 |  | 0 | 0 | 0 | 0 | 0
10.02. | 5 | 0 |  | 0 | 0 | 0 | 0 | 0
10.02. | 6 | 0 |  | 0 | 0 | 0 | 0 | 0
10.02. | 7 | 0 |  | 0 | 0 | 0 | 0 | 0
10.02. | 8 | 0 |  | 0 | 0 | 0 | 0 | 0
10.02. | 9 | 0 |  | 0 | 0 | 0 | 0 | 0
10.02. | 10 | 0 |  | 0 | 0 | 0 | 0 | 0
10.02. | 11 | 0 |  | 0 | 0 | 0 | 0 | 0
10.02. | 12 | 0 |  | 0 | 0 | 0 | 0 | 0
10.02. | 13 | 0 |  | 0 | 0 | 0 | 0 | 0
10.02. | 14 | 0 |  | 0 | 0 | 0 | 0 | 0
10.02. | 15 | 0 |  | 0 | 0 | 0 | 0 | 0
10.02. | 16 | 0 |  | 0 | 0 | 0 | 0 | 0
10.02. | 17 | 0 |  | 0 | 0 | 0 | 0 | 0
10.02. | 18 | 0 |  | 0 | 0 | 0 | 0 | 0
10.02. | 19 | 0 |  | 0 | 0 | 0 | 0 | 0
10.02. | 20 | 0 |  | 0 | 0 | 0 | 0 | 0
10.02. | 21 | 0 |  | 0 | 0 | 0 | 0 | 0
10.02. | 22 | 0 |  | 0 | 0 | 0 | 0 | 0
10.02. | 23 | 0 |  | 0 | 0 | 0 | 0 | 0
10.02. | 24 | 0 |  | 0 | 0 | 0 | 0 | 0
11.02. | 1 | 0 |  | 0 | 0 | 0 | 0 | 0
11.02. | 2 | 0 |  | 0 | 0 | 0 | 0 | 0
11.02. | 3 | 0 |  | 0 | 0 | 0 | 0 | 0
11.02. | 4 | 0 |  | 0 | 0 | 0 | 0 | 0
11.02. | 5 | 0 |  | 0 | 0 | 0 | 0 | 0
11.02. | 6 | 0 |  | 0 | 0 | 0 | 0 | 0
11.02. | 7 | 0 |  | 0 | 0 | 0 | 0 | 0
11.02. | 8 | 0 |  | 0 | 0 | 0 | 0 | 0
11.02. | 9 | 0 |  | 0 | 0 | 0 | 0 | 0
11.02. | 10 | 0 |  | 0 | 0 | 0 | 0 | 0
11.02. | 11 | 0 |  | 0 | 0 | 0 | 0 | 0
11.02. | 12 | 0 |  | 0 | 0 | 0 | 0 | 0
11.02. | 13 | 0 |  | 0 | 0 | 0 | 0 | 0
11.02. | 14 | 0 |  | 0 | 0 | 0 | 0 | 0
11.02. | 15 | 0 |  | 0 | 0 | 0 | 0 | 0
11.02. | 16 | 0 |  | 0 | 0 | 0 | 0 | 0
11.02. | 17 | 0 |  | 0 | 0 | 0 | 0 | 0
11.02. | 18 | 0 |  | 0 | 0 | 0 | 0 | 0
11.02. | 19 | 0 |  | 0 | 0 | 0 | 0 | 0
11.02. | 20 | 0 |  | 0 | 0 | 0 | 0 | 0
11.02. | 21 | 0 |  | 0 | 0 | 0 | 0 | 0
11.02. | 22 | 0 |  | 0 | 0 | 0 | 0 | 0
11.02. | 23 | 0 |  | 0 | 0 | 0 | 0 | 0
11.02. | 24 | 0 |  | 0 | 0 | 0 | 0 | 0
12.02. | 1 | 0 |  | 0 | 0 | 0 | 0 | 0
12.02. | 2 | 0 |  | 0 | 0 | 0 | 0 | 0
12.02. | 3 | 0 |  | 0 | 0 | 0 | 0 | 0
12.02. | 4 | 0 |  | 0 | 0 | 0 | 0 | 0
12.02. | 5 | 0 |  | 0 | 0 | 0 | 0 | 0
12.02. | 6 | 0 |  | 0 | 0 | 0 | 0 | 0
12.02. | 7 | 0 |  | 0 | 0 | 0 | 0 | 0
12.02. | 8 | 0 |  | 0 | 0 | 0 | 0 | 0
12.02. | 9 | 0 |  | 0 | 0 | 0 | 0 | 0
12.02. | 10 | 0 |  | 0 | 0 | 0 | 0 | 0
12.02. | 11 | 0 |  | 0 | 0 | 0 | 0 | 0
12.02. | 12 | 0 |  | 0 | 0 | 0 | 0 | 0
12.02. | 13 | 0 |  | 0 | 0 | 0 | 0 | 0
12.02. | 14 | 0 |  | 0 | 0 | 0 | 0 | 0
12.02. | 15 | 0 |  | 0 | 0 | 0 | 0 | 0
12.02. | 16 | 0 |  | 0 | 0 | 0 | 0 | 0
12.02. | 17 | 0 |  | 0 | 0 | 0 | 0 | 0
12.02. | 18 | 0 |  | 0 | 0 | 0 | 0 | 0
12.02. | 19 | 0 |  | 0 | 0 | 0 | 0 | 0
12.02. | 20 | 0 |  | 0 | 0 | 0 | 0 | 0
12.02. | 21 | 0 |  | 0 | 0 | 0 | 0 | 0
12.02. | 22 | 0 |  | 0 | 0 | 0 | 0 | 0
12.02. | 23 | 0 |  | 0 | 0 | 0 | 0 | 0
12.02. | 24 | 0 |  | 0 | 0 | 0 | 0 | 0
13.02. | 1 | 0 |  | 0 | 0 | 0 | 0 | 0
13.02. | 2 | 0 |  | 0 | 0 | 0 | 0 | 0
13.02. | 3 | 0 |  | 0 | 0 | 0 | 0 | 0
13.02. | 4 | 0 |  | 0 | 0 | 0 | 0 | 0
13.02. | 5 | 0 |  | 0 | 0 | 0 | 0 | 0
13.02. | 6 | 0 |  | 0 | 0 | 0 | 0 | 0
13.02. | 7 | 0 |  | 0 | 0 | 0 | 0 | 0
13.02. | 8 | 0 |  | 0 | 0 | 0 | 0 | 0
13.02. | 9 | 0 |  | 0 | 0 | 0 | 0 | 0
13.02. | 10 | 0 |  | 0 | 0 | 0 | 0 | 0
13.02. | 11 | 0 |  | 0 | 0 | 0 | 0 | 0
13.02. | 12 | 0 |  | 0 | 0 | 0 | 0 | 0
13.02. | 13 | 0 |  | 0 | 0 | 0 | 0 | 0
13.02. | 14 | 0 |  | 0 | 0 | 0 | 0 | 0
13.02. | 15 | 0 |  | 0 | 0 | 0 | 0 | 0
13.02. | 16 | 0 |  | 0 | 0 | 0 | 0 | 0
13.02. | 17 | 0 |  | 0 | 0 | 0 | 0 | 0
13.02. | 18 | 0 |  | 0 | 0 | 0 | 0 | 0
13.02. | 19 | 0 |  | 0 | 0 | 0 | 0 | 0
13.02. | 20 | 0 |  | 0 | 0 | 0 | 0 | 0
13.02. | 21 | 0 |  | 0 | 0 | 0 | 0 | 0
13.02. | 22 | 0 |  | 0 | 0 | 0 | 0 | 0
13.02. | 23 | 0 |  | 0 | 0 | 0 | 0 | 0
13.02. | 24 | 0 |  | 0 | 0 | 0 | 0 | 0
14.02. | 1 | 0 |  | 0 | 0 | 0 | 0 | 0
14.02. | 2 | 0 |  | 0 | 0 | 0 | 0 | 0
14.02. | 3 | 0 |  | 0 | 0 | 0 | 0 | 0
14.02. | 4 | 0 |  | 0 | 0 | 0 | 0 | 0
14.02. | 5 | 0 |  | 0 | 0 | 0 | 0 | 0
14.02. | 6 | 0 |  | 0 | 0 | 0 | 0 | 0
14.02. | 7 | 0 |  | 0 | 0 | 0 | 0 | 0
14.02. | 8 | 0 |  | 0 | 0 | 0 | 0 | 0
14.02. | 9 | 0 |  | 0 | 0 | 0 | 0 | 0
14.02. | 10 | 0 |  | 0 | 0 | 0 | 0 | 0
14.02. | 11 | 0 |  | 0 | 0 | 0 | 0 | 0
14.02. | 12 | 0 |  | 0 | 0 | 0 | 0 | 0
14.02. | 13 | 0 |  | 0 | 0 | 0 | 0 | 0
14.02. | 14 | 0 |  | 0 | 0 | 0 | 0 | 0
14.02. | 15 | 0 |  | 0 | 0 | 0 | 0 | 0
14.02. | 16 | 0 |  | 0 | 0 | 0 | 0 | 0
14.02. | 17 | 0 |  | 0 | 0 | 0 | 0 | 0
14.02. | 18 | 0 |  | 0 | 0 | 0 | 0 | 0
14.02. | 19 | 0 |  | 0 | 0 | 0 | 0 | 0
14.02. | 20 | 0 |  | 0 | 0 | 0 | 0 | 0
14.02. | 21 | 0 |  | 0 | 0 | 0 | 0 | 0
14.02. | 22 | 0 |  | 0 | 0 | 0 | 0 | 0
14.02. | 23 | 0 |  | 0 | 0 | 0 | 0 | 0
14.02. | 24 | 0 |  | 0 | 0 | 0 | 0 | 0
15.02. | 1 | 0 |  | 0 | 0 | 0 | 0 | 0
15.02. | 2 | 0 |  | 0 | 0 | 0 | 0 | 0
15.02. | 3 | 0 |  | 0 | 0 | 0 | 0 | 0
15.02. | 4 | 0 |  | 0 | 0 | 0 | 0 | 0
15.02. | 5 | 0 |  | 0 | 0 | 0 | 0 | 0
15.02. | 6 | 0 |  | 0 | 0 | 0 | 0 | 0
15.02. | 7 | 0 |  | 0 | 0 | 0 | 0 | 0
15.02. | 8 | 0 |  | 0 | 0 | 0 | 0 | 0
15.02. | 9 | 0 |  | 0 | 0 | 0 | 0 | 0
15.02. | 10 | 0 |  | 0 | 0 | 0 | 0 | 0
15.02. | 11 | 0 |  | 0 | 0 | 0 | 0 | 0
15.02. | 12 | 0 |  | 0 | 0 | 0 | 0 | 0
15.02. | 13 | 0 |  | 0 | 0 | 0 | 0 | 0
15.02. | 14 | 0 |  | 0 | 0 | 0 | 0 | 0
15.02. | 15 | 0 |  | 0 | 0 | 0 | 0 | 0
15.02. | 16 | 0 |  | 0 | 0 | 0 | 0 | 0
15.02. | 17 | 0 |  | 0 | 0 | 0 | 0 | 0
15.02. | 18 | 0 |  | 0 | 0 | 0 | 0 | 0
15.02. | 19 | 0 |  | 0 | 0 | 0 | 0 | 0
15.02. | 20 | 0 |  | 0 | 0 | 0 | 0 | 0
15.02. | 21 | 0 |  | 0 | 0 | 0 | 0 | 0
15.02. | 22 | 0 |  | 0 | 0 | 0 | 0 | 0
15.02. | 23 | 0 |  | 0 | 0 | 0 | 0 | 0
15.02. | 24 | 0 |  | 0 | 0 | 0 | 0 | 0
16.02. | 1 | 0 |  | 0 | 0 | 0 | 0 | 0
16.02. | 2 | 0 |  | 0 | 0 | 0 | 0 | 0
16.02. | 3 | 0 |  | 0 | 0 | 0 | 0 | 0
16.02. | 4 | 0 |  | 0 | 0 | 0 | 0 | 0
16.02. | 5 | 0 |  | 0 | 0 | 0 | 0 | 0
16.02. | 6 | 0 |  | 0 | 0 | 0 | 0 | 0
16.02. | 7 | 0 |  | 0 | 0 | 0 | 0 | 0
16.02. | 8 | 0 |  | 0 | 0 | 0 | 0 | 0
16.02. | 9 | 0 |  | 0 | 0 | 0 | 0 | 0
16.02. | 10 | 0 |  | 0 | 0 | 0 | 0 | 0
16.02. | 11 | 0 |  | 0 | 0 | 0 | 0 | 0
16.02. | 12 | 0 |  | 0 | 0 | 0 | 0 | 0
16.02. | 13 | 0 |  | 0 | 0 | 0 | 0 | 0
16.02. | 14 | 0 |  | 0 | 0 | 0 | 0 | 0
16.02. | 15 | 0 |  | 0 | 0 | 0 | 0 | 0
16.02. | 16 | 0 |  | 0 | 0 | 0 | 0 | 0
16.02. | 17 | 0 |  | 0 | 0 | 0 | 0 | 0
16.02. | 18 | 0 |  | 0 | 0 | 0 | 0 | 0
16.02. | 19 | 0 |  | 0 | 0 | 0 | 0 | 0
16.02. | 20 | 0 |  | 0 | 0 | 0 | 0 | 0
16.02. | 21 | 0 |  | 0 | 0 | 0 | 0 | 0
16.02. | 22 | 0 |  | 0 | 0 | 0 | 0 | 0
16.02. | 23 | 0 |  | 0 | 0 | 0 | 0 | 0
16.02. | 24 | 0 |  | 0 | 0 | 0 | 0 | 0
17.02. | 1 | 0 |  | 0 | 0 | 0 | 0 | 0
17.02. | 2 | 0 |  | 0 | 0 | 0 | 0 | 0
17.02. | 3 | 0 |  | 0 | 0 | 0 | 0 | 0
17.02. | 4 | 0 |  | 0 | 0 | 0 | 0 | 0
17.02. | 5 | 0 |  | 0 | 0 | 0 | 0 | 0
17.02. | 6 | 0 |  | 0 | 0 | 0 | 0 | 0
17.02. | 7 | 0 |  | 0 | 0 | 0 | 0 | 0
17.02. | 8 | 0 |  | 0 | 0 | 0 | 0 | 0
17.02. | 9 | 0 |  | 0 | 0 | 0 | 0 | 0
17.02. | 10 | 0 |  | 0 | 0 | 0 | 0 | 0
17.02. | 11 | 0 |  | 0 | 0 | 0 | 0 | 0
17.02. | 12 | 0 |  | 0 | 0 | 0 | 0 | 0
17.02. | 13 | 0 |  | 0 | 0 | 0 | 0 | 0
17.02. | 14 | 0 |  | 0 | 0 | 0 | 0 | 0
17.02. | 15 | 0 |  | 0 | 0 | 0 | 0 | 0
17.02. | 16 | 0 |  | 0 | 0 | 0 | 0 | 0
17.02. | 17 | 0 |  | 0 | 0 | 0 | 0 | 0
17.02. | 18 | 0 |  | 0 | 0 | 0 | 0 | 0
17.02. | 19 | 0 |  | 0 | 0 | 0 | 0 | 0
17.02. | 20 | 0 |  | 0 | 0 | 0 | 0 | 0
17.02. | 21 | 0 |  | 0 | 0 | 0 | 0 | 0
17.02. | 22 | 0 |  | 0 | 0 | 0 | 0 | 0
17.02. | 23 | 0 |  | 0 | 0 | 0 | 0 | 0
17.02. | 24 | 0 |  | 0 | 0 | 0 | 0 | 0
18.02. | 1 | 0 |  | 0 | 0 | 0 | 0 | 0
18.02. | 2 | 0 |  | 0 | 0 | 0 | 0 | 0
18.02. | 3 | 0 |  | 0 | 0 | 0 | 0 | 0
18.02. | 4 | 0 |  | 0 | 0 | 0 | 0 | 0
18.02. | 5 | 0 |  | 0 | 0 | 0 | 0 | 0
18.02. | 6 | 0 |  | 0 | 0 | 0 | 0 | 0
18.02. | 7 | 0 |  | 0 | 0 | 0 | 0 | 0
18.02. | 8 | 0 |  | 0 | 0 | 0 | 0 | 0
18.02. | 9 | 0 |  | 0 | 0 | 0 | 0 | 0
18.02. | 10 | 0 |  | 0 | 0 | 0 | 0 | 0
18.02. | 11 | 0 |  | 0 | 0 | 0 | 0 | 0
18.02. | 12 | 0 |  | 0 | 0 | 0 | 0 | 0
18.02. | 13 | 0 |  | 0 | 0 | 0 | 0 | 0
18.02. | 14 | 0 |  | 0 | 0 | 0 | 0 | 0
18.02. | 15 | 0 |  | 0 | 0 | 0 | 0 | 0
18.02. | 16 | 0 |  | 0 | 0 | 0 | 0 | 0
18.02. | 17 | 0 |  | 0 | 0 | 0 | 0 | 0
18.02. | 18 | 0 |  | 0 | 0 | 0 | 0 | 0
18.02. | 19 | 0 |  | 0 | 0 | 0 | 0 | 0
18.02. | 20 | 0 |  | 0 | 0 | 0 | 0 | 0
18.02. | 21 | 0 |  | 0 | 0 | 0 | 0 | 0
18.02. | 22 | 0 |  | 0 | 0 | 0 | 0 | 0
18.02. | 23 | 0 |  | 0 | 0 | 0 | 0 | 0
18.02. | 24 | 0 |  | 0 | 0 | 0 | 0 | 0
19.02. | 1 | 0 |  | 0 | 0 | 0 | 0 | 0
19.02. | 2 | 0 |  | 0 | 0 | 0 | 0 | 0
19.02. | 3 | 0 |  | 0 | 0 | 0 | 0 | 0
19.02. | 4 | 0 |  | 0 | 0 | 0 | 0 | 0
19.02. | 5 | 0 |  | 0 | 0 | 0 | 0 | 0
19.02. | 6 | 0 |  | 0 | 0 | 0 | 0 | 0
19.02. | 7 | 0 |  | 0 | 0 | 0 | 0 | 0
19.02. | 8 | 0 |  | 0 | 0 | 0 | 0 | 0
19.02. | 9 | 0 |  | 0 | 0 | 0 | 0 | 0
19.02. | 10 | 0 |  | 0 | 0 | 0 | 0 | 0
19.02. | 11 | 0 |  | 0 | 0 | 0 | 0 | 0
19.02. | 12 | 0 |  | 0 | 0 | 0 | 0 | 0
19.02. | 13 | 0 |  | 0 | 0 | 0 | 0 | 0
19.02. | 14 | 0 |  | 0 | 0 | 0 | 0 | 0
19.02. | 15 | 0 |  | 0 | 0 | 0 | 0 | 0
19.02. | 16 | 0 |  | 0 | 0 | 0 | 0 | 0
19.02. | 17 | 0 |  | 0 | 0 | 0 | 0 | 0
19.02. | 18 | 0 |  | 0 | 0 | 0 | 0 | 0
19.02. | 19 | 0 |  | 0 | 0 | 0 | 0 | 0
19.02. | 20 | 0 |  | 0 | 0 | 0 | 0 | 0
19.02. | 21 | 0 |  | 0 | 0 | 0 | 0 | 0
19.02. | 22 | 0 |  | 0 | 0 | 0 | 0 | 0
19.02. | 23 | 0 |  | 0 | 0 | 0 | 0 | 0
19.02. | 24 | 0 |  | 0 | 0 | 0 | 0 | 0
20.02. | 1 | 0 |  | 0 | 0 | 0 | 0 | 0
20.02. | 2 | 0 |  | 0 | 0 | 0 | 0 | 0
20.02. | 3 | 0 |  | 0 | 0 | 0 | 0 | 0
20.02. | 4 | 0 |  | 0 | 0 | 0 | 0 | 0
20.02. | 5 | 0 |  | 0 | 0 | 0 | 0 | 0
20.02. | 6 | 0 |  | 0 | 0 | 0 | 0 | 0
20.02. | 7 | 0 |  | 0 | 0 | 0 | 0 | 0
20.02. | 8 | 0 |  | 0 | 0 | 0 | 0 | 0
20.02. | 9 | 0 |  | 0 | 0 | 0 | 0 | 0
20.02. | 10 | 0 |  | 0 | 0 | 0 | 0 | 0
20.02. | 11 | 0 |  | 0 | 0 | 0 | 0 | 0
20.02. | 12 | 0 |  | 0 | 0 | 0 | 0 | 0
20.02. | 13 | 0 |  | 0 | 0 | 0 | 0 | 0
20.02. | 14 | 0 |  | 0 | 0 | 0 | 0 | 0
20.02. | 15 | 0 |  | 0 | 0 | 0 | 0 | 0
20.02. | 16 | 0 |  | 0 | 0 | 0 | 0 | 0
20.02. | 17 | 0 |  | 0 | 0 | 0 | 0 | 0
20.02. | 18 | 0 |  | 0 | 0 | 0 | 0 | 0
20.02. | 19 | 0 |  | 0 | 0 | 0 | 0 | 0
20.02. | 20 | 0 |  | 0 | 0 | 0 | 0 | 0
20.02. | 21 | 0 |  | 0 | 0 | 0 | 0 | 0
20.02. | 22 | 0 |  | 0 | 0 | 0 | 0 | 0
20.02. | 23 | 0 |  | 0 | 0 | 0 | 0 | 0
20.02. | 24 | 0 |  | 0 | 0 | 0 | 0 | 0
21.02. | 1 | 0 |  | 0 | 0 | 0 | 0 | 0
21.02. | 2 | 0 |  | 0 | 0 | 0 | 0 | 0
21.02. | 3 | 0 |  | 0 | 0 | 0 | 0 | 0
21.02. | 4 | 0 |  | 0 | 0 | 0 | 0 | 0
21.02. | 5 | 0 |  | 0 | 0 | 0 | 0 | 0
21.02. | 6 | 0 |  | 0 | 0 | 0 | 0 | 0
21.02. | 7 | 0 |  | 0 | 0 | 0 | 0 | 0
21.02. | 8 | 0 |  | 0 | 0 | 0 | 0 | 0
21.02. | 9 | 0 |  | 0 | 0 | 0 | 0 | 0
21.02. | 10 | 0 |  | 0 | 0 | 0 | 0 | 0
21.02. | 11 | 0 |  | 0 | 0 | 0 | 0 | 0
21.02. | 12 | 0 |  | 0 | 0 | 0 | 0 | 0
21.02. | 13 | 0 |  | 0 | 0 | 0 | 0 | 0
21.02. | 14 | 0 |  | 0 | 0 | 0 | 0 | 0
21.02. | 15 | 0 |  | 0 | 0 | 0 | 0 | 0
21.02. | 16 | 0 |  | 0 | 0 | 0 | 0 | 0
21.02. | 17 | 0 |  | 0 | 0 | 0 | 0 | 0
21.02. | 18 | 0 |  | 0 | 0 | 0 | 0 | 0
21.02. | 19 | 0 |  | 0 | 0 | 0 | 0 | 0
21.02. | 20 | 0 |  | 0 | 0 | 0 | 0 | 0
21.02. | 21 | 0 |  | 0 | 0 | 0 | 0 | 0
21.02. | 22 | 0 |  | 0 | 0 | 0 | 0 | 0
21.02. | 23 | 0 |  | 0 | 0 | 0 | 0 | 0
21.02. | 24 | 0 |  | 0 | 0 | 0 | 0 | 0
22.02. | 1 | 0 |  | 0 | 0 | 0 | 0 | 0
22.02. | 2 | 0 |  | 0 | 0 | 0 | 0 | 0
22.02. | 3 | 0 |  | 0 | 0 | 0 | 0 | 0
22.02. | 4 | 0 |  | 0 | 0 | 0 | 0 | 0
22.02. | 5 | 0 |  | 0 | 0 | 0 | 0 | 0
22.02. | 6 | 0 |  | 0 | 0 | 0 | 0 | 0
22.02. | 7 | 0 |  | 0 | 0 | 0 | 0 | 0
22.02. | 8 | 0 |  | 0 | 0 | 0 | 0 | 0
22.02. | 9 | 0 |  | 0 | 0 | 0 | 0 | 0
22.02. | 10 | 0 |  | 0 | 0 | 0 | 0 | 0
22.02. | 11 | 0 |  | 0 | 0 | 0 | 0 | 0
22.02. | 12 | 0 |  | 0 | 0 | 0 | 0 | 0
22.02. | 13 | 0 |  | 0 | 0 | 0 | 0 | 0
22.02. | 14 | 0 |  | 0 | 0 | 0 | 0 | 0
22.02. | 15 | 0 |  | 0 | 0 | 0 | 0 | 0
22.02. | 16 | 0 |  | 0 | 0 | 0 | 0 | 0
22.02. | 17 | 0 |  | 0 | 0 | 0 | 0 | 0
22.02. | 18 | 0 |  | 0 | 0 | 0 | 0 | 0
22.02. | 19 | 0 |  | 0 | 0 | 0 | 0 | 0
22.02. | 20 | 0 |  | 0 | 0 | 0 | 0 | 0
22.02. | 21 | 0 |  | 0 | 0 | 0 | 0 | 0
22.02. | 22 | 0 |  | 0 | 0 | 0 | 0 | 0
22.02. | 23 | 0 |  | 0 | 0 | 0 | 0 | 0
22.02. | 24 | 0 |  | 0 | 0 | 0 | 0 | 0
23.02. | 1 | 0 |  | 0 | 0 | 0 | 0 | 0
23.02. | 2 | 0 |  | 0 | 0 | 0 | 0 | 0
23.02. | 3 | 0 |  | 0 | 0 | 0 | 0 | 0
23.02. | 4 | 0 |  | 0 | 0 | 0 | 0 | 0
23.02. | 5 | 0 |  | 0 | 0 | 0 | 0 | 0
23.02. | 6 | 0 |  | 0 | 0 | 0 | 0 | 0
23.02. | 7 | 0 |  | 0 | 0 | 0 | 0 | 0
23.02. | 8 | 0 |  | 0 | 0 | 0 | 0 | 0
23.02. | 9 | 0 |  | 0 | 0 | 0 | 0 | 0
23.02. | 10 | 0 |  | 0 | 0 | 0 | 0 | 0
23.02. | 11 | 0 |  | 0 | 0 | 0 | 0 | 0
23.02. | 12 | 0 |  | 0 | 0 | 0 | 0 | 0
23.02. | 13 | 0 |  | 0 | 0 | 0 | 0 | 0
23.02. | 14 | 0 |  | 0 | 0 | 0 | 0 | 0
23.02. | 15 | 0 |  | 0 | 0 | 0 | 0 | 0
23.02. | 16 | 0 |  | 0 | 0 | 0 | 0 | 0
23.02. | 17 | 0 |  | 0 | 0 | 0 | 0 | 0
23.02. | 18 | 0 |  | 0 | 0 | 0 | 0 | 0
23.02. | 19 | 0 |  | 0 | 0 | 0 | 0 | 0
23.02. | 20 | 0 |  | 0 | 0 | 0 | 0 | 0
23.02. | 21 | 0 |  | 0 | 0 | 0 | 0 | 0
23.02. | 22 | 0 |  | 0 | 0 | 0 | 0 | 0
23.02. | 23 | 0 |  | 0 | 0 | 0 | 0 | 0
23.02. | 24 | 0 |  | 0 | 0 | 0 | 0 | 0
24.02. | 1 | 0 |  | 0 | 0 | 0 | 0 | 0
24.02. | 2 | 0 |  | 0 | 0 | 0 | 0 | 0
24.02. | 3 | 0 |  | 0 | 0 | 0 | 0 | 0
24.02. | 4 | 0 |  | 0 | 0 | 0 | 0 | 0
24.02. | 5 | 0 |  | 0 | 0 | 0 | 0 | 0
24.02. | 6 | 0 |  | 0 | 0 | 0 | 0 | 0
24.02. | 7 | 0 |  | 0 | 0 | 0 | 0 | 0
24.02. | 8 | 0 |  | 0 | 0 | 0 | 0 | 0
24.02. | 9 | 0 |  | 0 | 0 | 0 | 0 | 0
24.02. | 10 | 0 |  | 0 | 0 | 0 | 0 | 0
24.02. | 11 | 0 |  | 0 | 0 | 0 | 0 | 0
24.02. | 12 | 0 |  | 0 | 0 | 0 | 0 | 0
24.02. | 13 | 0 |  | 0 | 0 | 0 | 0 | 0
24.02. | 14 | 0 |  | 0 | 0 | 0 | 0 | 0
24.02. | 15 | 0 |  | 0 | 0 | 0 | 0 | 0
24.02. | 16 | 0 |  | 0 | 0 | 0 | 0 | 0
24.02. | 17 | 0 |  | 0 | 0 | 0 | 0 | 0
24.02. | 18 | 0 |  | 0 | 0 | 0 | 0 | 0
24.02. | 19 | 0 |  | 0 | 0 | 0 | 0 | 0
24.02. | 20 | 0 |  | 0 | 0 | 0 | 0 | 0
24.02. | 21 | 0 |  | 0 | 0 | 0 | 0 | 0
24.02. | 22 | 0 |  | 0 | 0 | 0 | 0 | 0
24.02. | 23 | 0 |  | 0 | 0 | 0 | 0 | 0
24.02. | 24 | 0 |  | 0 | 0 | 0 | 0 | 0
25.02. | 1 | 0 |  | 0 | 0 | 0 | 0 | 0
25.02. | 2 | 0 |  | 0 | 0 | 0 | 0 | 0
25.02. | 3 | 0 |  | 0 | 0 | 0 | 0 | 0
25.02. | 4 | 0 |  | 0 | 0 | 0 | 0 | 0
25.02. | 5 | 0 |  | 0 | 0 | 0 | 0 | 0
25.02. | 6 | 0 |  | 0 | 0 | 0 | 0 | 0
25.02. | 7 | 0 |  | 0 | 0 | 0 | 0 | 0
25.02. | 8 | 0 |  | 0 | 0 | 0 | 0 | 0
25.02. | 9 | 0 |  | 0 | 0 | 0 | 0 | 0
25.02. | 10 | 0 |  | 0 | 0 | 0 | 0 | 0
25.02. | 11 | 0 |  | 0 | 0 | 0 | 0 | 0
25.02. | 12 | 0 |  | 0 | 0 | 0 | 0 | 0
25.02. | 13 | 0 |  | 0 | 0 | 0 | 0 | 0
25.02. | 14 | 0 |  | 0 | 0 | 0 | 0 | 0
25.02. | 15 | 0 |  | 0 | 0 | 0 | 0 | 0
25.02. | 16 | 0 |  | 0 | 0 | 0 | 0 | 0
25.02. | 17 | 0 |  | 0 | 0 | 0 | 0 | 0
25.02. | 18 | 0 |  | 0 | 0 | 0 | 0 | 0
25.02. | 19 | 0 |  | 0 | 0 | 0 | 0 | 0
25.02. | 20 | 0 |  | 0 | 0 | 0 | 0 | 0
25.02. | 21 | 0 |  | 0 | 0 | 0 | 0 | 0
25.02. | 22 | 0 |  | 0 | 0 | 0 | 0 | 0
25.02. | 23 | 0 |  | 0 | 0 | 0 | 0 | 0
25.02. | 24 | 0 |  | 0 | 0 | 0 | 0 | 0
26.02. | 1 | 0 |  | 0 | 0 | 0 | 0 | 0
26.02. | 2 | 0 |  | 0 | 0 | 0 | 0 | 0
26.02. | 3 | 0 |  | 0 | 0 | 0 | 0 | 0
26.02. | 4 | 0 |  | 0 | 0 | 0 | 0 | 0
26.02. | 5 | 0 |  | 0 | 0 | 0 | 0 | 0
26.02. | 6 | 0 |  | 0 | 0 | 0 | 0 | 0
26.02. | 7 | 0 |  | 0 | 0 | 0 | 0 | 0
26.02. | 8 | 0 |  | 0 | 0 | 0 | 0 | 0
26.02. | 9 | 0 |  | 0 | 0 | 0 | 0 | 0
26.02. | 10 | 0 |  | 0 | 0 | 0 | 0 | 0
26.02. | 11 | 0 |  | 0 | 0 | 0 | 0 | 0
26.02. | 12 | 0 |  | 0 | 0 | 0 | 0 | 0
26.02. | 13 | 0 |  | 0 | 0 | 0 | 0 | 0
26.02. | 14 | 0 |  | 0 | 0 | 0 | 0 | 0
26.02. | 15 | 0 |  | 0 | 0 | 0 | 0 | 0
26.02. | 16 | 0 |  | 0 | 0 | 0 | 0 | 0
26.02. | 17 | 0 |  | 0 | 0 | 0 | 0 | 0
26.02. | 18 | 0 |  | 0 | 0 | 0 | 0 | 0
26.02. | 19 | 0 |  | 0 | 0 | 0 | 0 | 0
26.02. | 20 | 0 |  | 0 | 0 | 0 | 0 | 0
26.02. | 21 | 0 |  | 0 | 0 | 0 | 0 | 0
26.02. | 22 | 0 |  | 0 | 0 | 0 | 0 | 0
26.02. | 23 | 0 |  | 0 | 0 | 0 | 0 | 0
26.02. | 24 | 0 |  | 0 | 0 | 0 | 0 | 0
27.02. | 1 | 0 |  | 0 | 0 | 0 | 0 | 0
27.02. | 2 | 0 |  | 0 | 0 | 0 | 0 | 0
27.02. | 3 | 0 |  | 0 | 0 | 0 | 0 | 0
27.02. | 4 | 0 |  | 0 | 0 | 0 | 0 | 0
27.02. | 5 | 0 |  | 0 | 0 | 0 | 0 | 0
27.02. | 6 | 0 |  | 0 | 0 | 0 | 0 | 0
27.02. | 7 | 0 |  | 0 | 0 | 0 | 0 | 0
27.02. | 8 | 0 |  | 0 | 0 | 0 | 0 | 0
27.02. | 9 | 0 |  | 0 | 0 | 0 | 0 | 0
27.02. | 10 | 0 |  | 0 | 0 | 0 | 0 | 0
27.02. | 11 | 0 |  | 0 | 0 | 0 | 0 | 0
27.02. | 12 | 0 |  | 0 | 0 | 0 | 0 | 0
27.02. | 13 | 0 |  | 0 | 0 | 0 | 0 | 0
27.02. | 14 | 0 |  | 0 | 0 | 0 | 0 | 0
27.02. | 15 | 0 |  | 0 | 0 | 0 | 0 | 0
27.02. | 16 | 0 |  | 0 | 0 | 0 | 0 | 0
27.02. | 17 | 0 |  | 0 | 0 | 0 | 0 | 0
27.02. | 18 | 0 |  | 0 | 0 | 0 | 0 | 0
27.02. | 19 | 0 |  | 0 | 0 | 0 | 0 | 0
27.02. | 20 | 0 |  | 0 | 0 | 0 | 0 | 0
27.02. | 21 | 0 |  | 0 | 0 | 0 | 0 | 0
27.02. | 22 | 0 |  | 0 | 0 | 0 | 0 | 0
27.02. | 23 | 0 |  | 0 | 0 | 0 | 0 | 0
27.02. | 24 | 0 |  | 0 | 0 | 0 | 0 | 0
28.02. | 1 | 0 |  | 0 | 0 | 0 | 0 | 0
28.02. | 2 | 0 |  | 0 | 0 | 0 | 0 | 0
28.02. | 3 | 0 |  | 0 | 0 | 0 | 0 | 0
28.02. | 4 | 0 |  | 0 | 0 | 0 | 0 | 0
28.02. | 5 | 0 |  | 0 | 0 | 0 | 0 | 0
28.02. | 6 | 0 |  | 0 | 0 | 0 | 0 | 0
28.02. | 7 | 0 |  | 0 | 0 | 0 | 0 | 0
28.02. | 8 | 0 |  | 0 | 0 | 0 | 0 | 0
28.02. | 9 | 0 |  | 0 | 0 | 0 | 0 | 0
28.02. | 10 | 0 |  | 0 | 0 | 0 | 0 | 0
28.02. | 11 | 0 |  | 0 | 0 | 0 | 0 | 0
28.02. | 12 | 0 |  | 0 | 0 | 0 | 0 | 0
28.02. | 13 | 0 |  | 0 | 0 | 0 | 0 | 0
28.02. | 14 | 0 |  | 0 | 0 | 0 | 0 | 0
28.02. | 15 | 0 |  | 0 | 0 | 0 | 0 | 0
28.02. | 16 | 0 |  | 0 | 0 | 0 | 0 | 0
28.02. | 17 | 0 |  | 0 | 0 | 0 | 0 | 0
28.02. | 18 | 0 |  | 0 | 0 | 0 | 0 | 0
28.02. | 19 | 0 |  | 0 | 0 | 0 | 0 | 0
28.02. | 20 | 0 |  | 0 | 0 | 0 | 0 | 0
28.02. | 21 | 0 |  | 0 | 0 | 0 | 0 | 0
28.02. | 22 | 0 |  | 0 | 0 | 0 | 0 | 0
28.02. | 23 | 0 |  | 0 | 0 | 0 | 0 | 0
28.02. | 24 | 0 |  | 0 | 0 | 0 | 0 | 0
01.03. | 1 | 0 |  | 0 | 0 | 0 | 0 | 0
01.03. | 2 | 0 |  | 0 | 0 | 0 | 0 | 0
01.03. | 3 | 0 |  | 0 | 0 | 0 | 0 | 0
01.03. | 4 | 0 |  | 0 | 0 | 0 | 0 | 0
01.03. | 5 | 0 |  | 0 | 0 | 0 | 0 | 0
01.03. | 6 | 0 |  | 0 | 0 | 0 | 0 | 0
01.03. | 7 | 0 |  | 0 | 0 | 0 | 0 | 0
01.03. | 8 | 0 |  | 0 | 0 | 0 | 0 | 0
01.03. | 9 | 0 |  | 0 | 0 | 0 | 0 | 0
01.03. | 10 | 0 |  | 0 | 0 | 0 | 0 | 0
01.03. | 11 | 0 |  | 0 | 0 | 0 | 0 | 0
01.03. | 12 | 0 |  | 0 | 0 | 0 | 0 | 0
01.03. | 13 | 0 |  | 0 | 0 | 0 | 0 | 0
01.03. | 14 | 0 |  | 0 | 0 | 0 | 0 | 0
01.03. | 15 | 0 |  | 0 | 0 | 0 | 0 | 0
01.03. | 16 | 0 |  | 0 | 0 | 0 | 0 | 0
01.03. | 17 | 0 |  | 0 | 0 | 0 | 0 | 0
01.03. | 18 | 0 |  | 0 | 0 | 0 | 0 | 0
01.03. | 19 | 0 |  | 0 | 0 | 0 | 0 | 0
01.03. | 20 | 0 |  | 0 | 0 | 0 | 0 | 0
01.03. | 21 | 0 |  | 0 | 0 | 0 | 0 | 0
01.03. | 22 | 0 |  | 0 | 0 | 0 | 0 | 0
01.03. | 23 | 0 |  | 0 | 0 | 0 | 0 | 0
01.03. | 24 | 0 |  | 0 | 0 | 0 | 0 | 0
02.03. | 1 | 0 |  | 0 | 0 | 0 | 0 | 0
02.03. | 2 | 0 |  | 0 | 0 | 0 | 0 | 0
02.03. | 3 | 0 |  | 0 | 0 | 0 | 0 | 0
02.03. | 4 | 0 |  | 0 | 0 | 0 | 0 | 0
02.03. | 5 | 0 |  | 0 | 0 | 0 | 0 | 0
02.03. | 6 | 0 |  | 0 | 0 | 0 | 0 | 0
02.03. | 7 | 0 |  | 0 | 0 | 0 | 0 | 0
02.03. | 8 | 0 |  | 0 | 0 | 0 | 0 | 0
02.03. | 9 | 0 |  | 0 | 0 | 0 | 0 | 0
02.03. | 10 | 0 |  | 0 | 0 | 0 | 0 | 0
02.03. | 11 | 0 |  | 0 | 0 | 0 | 0 | 0
02.03. | 12 | 0 |  | 0 | 0 | 0 | 0 | 0
02.03. | 13 | 0 |  | 0 | 0 | 0 | 0 | 0
02.03. | 14 | 0 |  | 0 | 0 | 0 | 0 | 0
02.03. | 15 | 0 |  | 0 | 0 | 0 | 0 | 0
02.03. | 16 | 0 |  | 0 | 0 | 0 | 0 | 0
02.03. | 17 | 0 |  | 0 | 0 | 0 | 0 | 0
02.03. | 18 | 0 |  | 0 | 0 | 0 | 0 | 0
02.03. | 19 | 0 |  | 0 | 0 | 0 | 0 | 0
02.03. | 20 | 0 |  | 0 | 0 | 0 | 0 | 0
02.03. | 21 | 0 |  | 0 | 0 | 0 | 0 | 0
02.03. | 22 | 0 |  | 0 | 0 | 0 | 0 | 0
02.03. | 23 | 0 |  | 0 | 0 | 0 | 0 | 0
02.03. | 24 | 0 |  | 0 | 0 | 0 | 0 | 0
03.03. | 1 | 0 |  | 0 | 0 | 0 | 0 | 0
03.03. | 2 | 0 |  | 0 | 0 | 0 | 0 | 0
03.03. | 3 | 0 |  | 0 | 0 | 0 | 0 | 0
03.03. | 4 | 0 |  | 0 | 0 | 0 | 0 | 0
03.03. | 5 | 0 |  | 0 | 0 | 0 | 0 | 0
03.03. | 6 | 0 |  | 0 | 0 | 0 | 0 | 0
03.03. | 7 | 0 |  | 0 | 0 | 0 | 0 | 0
03.03. | 8 | 0 |  | 0 | 0 | 0 | 0 | 0
03.03. | 9 | 0 |  | 0 | 0 | 0 | 0 | 0
03.03. | 10 | 0 |  | 0 | 0 | 0 | 0 | 0
03.03. | 11 | 0 |  | 0 | 0 | 0 | 0 | 0
03.03. | 12 | 0 |  | 0 | 0 | 0 | 0 | 0
03.03. | 13 | 0 |  | 0 | 0 | 0 | 0 | 0
03.03. | 14 | 0 |  | 0 | 0 | 0 | 0 | 0
03.03. | 15 | 0 |  | 0 | 0 | 0 | 0 | 0
03.03. | 16 | 0 |  | 0 | 0 | 0 | 0 | 0
03.03. | 17 | 0 |  | 0 | 0 | 0 | 0 | 0
03.03. | 18 | 0 |  | 0 | 0 | 0 | 0 | 0
03.03. | 19 | 0 |  | 0 | 0 | 0 | 0 | 0
03.03. | 20 | 0 |  | 0 | 0 | 0 | 0 | 0
03.03. | 21 | 0 |  | 0 | 0 | 0 | 0 | 0
03.03. | 22 | 0 |  | 0 | 0 | 0 | 0 | 0
03.03. | 23 | 0 |  | 0 | 0 | 0 | 0 | 0
03.03. | 24 | 0 |  | 0 | 0 | 0 | 0 | 0
04.03. | 1 | 0 |  | 0 | 0 | 0 | 0 | 0
04.03. | 2 | 0 |  | 0 | 0 | 0 | 0 | 0
04.03. | 3 | 0 |  | 0 | 0 | 0 | 0 | 0
04.03. | 4 | 0 |  | 0 | 0 | 0 | 0 | 0
04.03. | 5 | 0 |  | 0 | 0 | 0 | 0 | 0
04.03. | 6 | 0 |  | 0 | 0 | 0 | 0 | 0
04.03. | 7 | 0 |  | 0 | 0 | 0 | 0 | 0
04.03. | 8 | 0 |  | 0 | 0 | 0 | 0 | 0
04.03. | 9 | 0 |  | 0 | 0 | 0 | 0 | 0
04.03. | 10 | 0 |  | 0 | 0 | 0 | 0 | 0
04.03. | 11 | 0 |  | 0 | 0 | 0 | 0 | 0
04.03. | 12 | 0 |  | 0 | 0 | 0 | 0 | 0
04.03. | 13 | 0 |  | 0 | 0 | 0 | 0 | 0
04.03. | 14 | 0 |  | 0 | 0 | 0 | 0 | 0
04.03. | 15 | 0 |  | 0 | 0 | 0 | 0 | 0
04.03. | 16 | 0 |  | 0 | 0 | 0 | 0 | 0
04.03. | 17 | 0 |  | 0 | 0 | 0 | 0 | 0
04.03. | 18 | 0 |  | 0 | 0 | 0 | 0 | 0
04.03. | 19 | 0 |  | 0 | 0 | 0 | 0 | 0
04.03. | 20 | 0 |  | 0 | 0 | 0 | 0 | 0
04.03. | 21 | 0 |  | 0 | 0 | 0 | 0 | 0
04.03. | 22 | 0 |  | 0 | 0 | 0 | 0 | 0
04.03. | 23 | 0 |  | 0 | 0 | 0 | 0 | 0
04.03. | 24 | 0 |  | 0 | 0 | 0 | 0 | 0
05.03. | 1 | 0 |  | 0 | 0 | 0 | 0 | 0
05.03. | 2 | 0 |  | 0 | 0 | 0 | 0 | 0
05.03. | 3 | 0 |  | 0 | 0 | 0 | 0 | 0
05.03. | 4 | 0 |  | 0 | 0 | 0 | 0 | 0
05.03. | 5 | 0 |  | 0 | 0 | 0 | 0 | 0
05.03. | 6 | 0 |  | 0 | 0 | 0 | 0 | 0
05.03. | 7 | 0 |  | 0 | 0 | 0 | 0 | 0
05.03. | 8 | 0 |  | 0 | 0 | 0 | 0 | 0
05.03. | 9 | 0 |  | 0 | 0 | 0 | 0 | 0
05.03. | 10 | 0 |  | 0 | 0 | 0 | 0 | 0
05.03. | 11 | 0 |  | 0 | 0 | 0 | 0 | 0
05.03. | 12 | 0 |  | 0 | 0 | 0 | 0 | 0
05.03. | 13 | 0 |  | 0 | 0 | 0 | 0 | 0
05.03. | 14 | 0 |  | 0 | 0 | 0 | 0 | 0
05.03. | 15 | 0 |  | 0 | 0 | 0 | 0 | 0
05.03. | 16 | 0 |  | 0 | 0 | 0 | 0 | 0
05.03. | 17 | 0 |  | 0 | 0 | 0 | 0 | 0
05.03. | 18 | 0 |  | 0 | 0 | 0 | 0 | 0
05.03. | 19 | 0 |  | 0 | 0 | 0 | 0 | 0
05.03. | 20 | 0 |  | 0 | 0 | 0 | 0 | 0
05.03. | 21 | 0 |  | 0 | 0 | 0 | 0 | 0
05.03. | 22 | 0 |  | 0 | 0 | 0 | 0 | 0
05.03. | 23 | 0 |  | 0 | 0 | 0 | 0 | 0
05.03. | 24 | 0 |  | 0 | 0 | 0 | 0 | 0
06.03. | 1 | 0 |  | 0 | 0 | 0 | 0 | 0
06.03. | 2 | 0 |  | 0 | 0 | 0 | 0 | 0
06.03. | 3 | 0 |  | 0 | 0 | 0 | 0 | 0
06.03. | 4 | 0 |  | 0 | 0 | 0 | 0 | 0
06.03. | 5 | 0 |  | 0 | 0 | 0 | 0 | 0
06.03. | 6 | 0 |  | 0 | 0 | 0 | 0 | 0
06.03. | 7 | 0 |  | 0 | 0 | 0 | 0 | 0
06.03. | 8 | 0 |  | 0 | 0 | 0 | 0 | 0
06.03. | 9 | 0 |  | 0 | 0 | 0 | 0 | 0
06.03. | 10 | 0 |  | 0 | 0 | 0 | 0 | 0
06.03. | 11 | 0 |  | 0 | 0 | 0 | 0 | 0
06.03. | 12 | 0 |  | 0 | 0 | 0 | 0 | 0
06.03. | 13 | 0 |  | 0 | 0 | 0 | 0 | 0
06.03. | 14 | 0 |  | 0 | 0 | 0 | 0 | 0
06.03. | 15 | 0 |  | 0 | 0 | 0 | 0 | 0
06.03. | 16 | 0 |  | 0 | 0 | 0 | 0 | 0
06.03. | 17 | 0 |  | 0 | 0 | 0 | 0 | 0
06.03. | 18 | 0 |  | 0 | 0 | 0 | 0 | 0
06.03. | 19 | 0 |  | 0 | 0 | 0 | 0 | 0
06.03. | 20 | 0 |  | 0 | 0 | 0 | 0 | 0
06.03. | 21 | 0 |  | 0 | 0 | 0 | 0 | 0
06.03. | 22 | 0 |  | 0 | 0 | 0 | 0 | 0
06.03. | 23 | 0 |  | 0 | 0 | 0 | 0 | 0
06.03. | 24 | 0 |  | 0 | 0 | 0 | 0 | 0
07.03. | 1 | 0 |  | 0 | 0 | 0 | 0 | 0
07.03. | 2 | 0 |  | 0 | 0 | 0 | 0 | 0
07.03. | 3 | 0 |  | 0 | 0 | 0 | 0 | 0
07.03. | 4 | 0 |  | 0 | 0 | 0 | 0 | 0
07.03. | 5 | 0 |  | 0 | 0 | 0 | 0 | 0
07.03. | 6 | 0 |  | 0 | 0 | 0 | 0 | 0
07.03. | 7 | 0 |  | 0 | 0 | 0 | 0 | 0
07.03. | 8 | 0 |  | 0 | 0 | 0 | 0 | 0
07.03. | 9 | 0 |  | 0 | 0 | 0 | 0 | 0
07.03. | 10 | 0 |  | 0 | 0 | 0 | 0 | 0
07.03. | 11 | 0 |  | 0 | 0 | 0 | 0 | 0
07.03. | 12 | 0 |  | 0 | 0 | 0 | 0 | 0
07.03. | 13 | 0 |  | 0 | 0 | 0 | 0 | 0
07.03. | 14 | 0 |  | 0 | 0 | 0 | 0 | 0
07.03. | 15 | 0 |  | 0 | 0 | 0 | 0 | 0
07.03. | 16 | 0 |  | 0 | 0 | 0 | 0 | 0
07.03. | 17 | 0 |  | 0 | 0 | 0 | 0 | 0
07.03. | 18 | 0 |  | 0 | 0 | 0 | 0 | 0
07.03. | 19 | 0 |  | 0 | 0 | 0 | 0 | 0
07.03. | 20 | 0 |  | 0 | 0 | 0 | 0 | 0
07.03. | 21 | 0 |  | 0 | 0 | 0 | 0 | 0
07.03. | 22 | 0 |  | 0 | 0 | 0 | 0 | 0
07.03. | 23 | 0 |  | 0 | 0 | 0 | 0 | 0
07.03. | 24 | 0 |  | 0 | 0 | 0 | 0 | 0
08.03. | 1 | 0 |  | 0 | 0 | 0 | 0 | 0
08.03. | 2 | 0 |  | 0 | 0 | 0 | 0 | 0
08.03. | 3 | 0 |  | 0 | 0 | 0 | 0 | 0
08.03. | 4 | 0 |  | 0 | 0 | 0 | 0 | 0
08.03. | 5 | 0 |  | 0 | 0 | 0 | 0 | 0
08.03. | 6 | 0 |  | 0 | 0 | 0 | 0 | 0
08.03. | 7 | 0 |  | 0 | 0 | 0 | 0 | 0
08.03. | 8 | 0 |  | 0 | 0 | 0 | 0 | 0
08.03. | 9 | 0 |  | 0 | 0 | 0 | 0 | 0
08.03. | 10 | 0 |  | 0 | 0 | 0 | 0 | 0
08.03. | 11 | 0 |  | 0 | 0 | 0 | 0 | 0
08.03. | 12 | 0 |  | 0 | 0 | 0 | 0 | 0
08.03. | 13 | 0 |  | 0 | 0 | 0 | 0 | 0
08.03. | 14 | 0 |  | 0 | 0 | 0 | 0 | 0
08.03. | 15 | 0 |  | 0 | 0 | 0 | 0 | 0
08.03. | 16 | 0 |  | 0 | 0 | 0 | 0 | 0
08.03. | 17 | 0 |  | 0 | 0 | 0 | 0 | 0
08.03. | 18 | 0 |  | 0 | 0 | 0 | 0 | 0
08.03. | 19 | 0 |  | 0 | 0 | 0 | 0 | 0
08.03. | 20 | 0 |  | 0 | 0 | 0 | 0 | 0
08.03. | 21 | 0 |  | 0 | 0 | 0 | 0 | 0
08.03. | 22 | 0 |  | 0 | 0 | 0 | 0 | 0
08.03. | 23 | 0 |  | 0 | 0 | 0 | 0 | 0
08.03. | 24 | 0 |  | 0 | 0 | 0 | 0 | 0
09.03. | 1 | 0 |  | 0 | 0 | 0 | 0 | 0
09.03. | 2 | 0 |  | 0 | 0 | 0 | 0 | 0
09.03. | 3 | 0 |  | 0 | 0 | 0 | 0 | 0
09.03. | 4 | 0 |  | 0 | 0 | 0 | 0 | 0
09.03. | 5 | 0 |  | 0 | 0 | 0 | 0 | 0
09.03. | 6 | 0 |  | 0 | 0 | 0 | 0 | 0
09.03. | 7 | 0 |  | 0 | 0 | 0 | 0 | 0
09.03. | 8 | 0 |  | 0 | 0 | 0 | 0 | 0
09.03. | 9 | 0 |  | 0 | 0 | 0 | 0 | 0
09.03. | 10 | 0 |  | 0 | 0 | 0 | 0 | 0
09.03. | 11 | 0 |  | 0 | 0 | 0 | 0 | 0
09.03. | 12 | 0 |  | 0 | 0 | 0 | 0 | 0
09.03. | 13 | 0 |  | 0 | 0 | 0 | 0 | 0
09.03. | 14 | 0 |  | 0 | 0 | 0 | 0 | 0
09.03. | 15 | 0 |  | 0 | 0 | 0 | 0 | 0
09.03. | 16 | 0 |  | 0 | 0 | 0 | 0 | 0
09.03. | 17 | 0 |  | 0 | 0 | 0 | 0 | 0
09.03. | 18 | 0 |  | 0 | 0 | 0 | 0 | 0
09.03. | 19 | 0 |  | 0 | 0 | 0 | 0 | 0
09.03. | 20 | 0 |  | 0 | 0 | 0 | 0 | 0
09.03. | 21 | 0 |  | 0 | 0 | 0 | 0 | 0
09.03. | 22 | 0 |  | 0 | 0 | 0 | 0 | 0
09.03. | 23 | 0 |  | 0 | 0 | 0 | 0 | 0
09.03. | 24 | 0 |  | 0 | 0 | 0 | 0 | 0
10.03. | 1 | 0 |  | 0 | 0 | 0 | 0 | 0
10.03. | 2 | 0 |  | 0 | 0 | 0 | 0 | 0
10.03. | 3 | 0 |  | 0 | 0 | 0 | 0 | 0
10.03. | 4 | 0 |  | 0 | 0 | 0 | 0 | 0
10.03. | 5 | 0 |  | 0 | 0 | 0 | 0 | 0
10.03. | 6 | 0 |  | 0 | 0 | 0 | 0 | 0
10.03. | 7 | 0 |  | 0 | 0 | 0 | 0 | 0
10.03. | 8 | 0 |  | 0 | 0 | 0 | 0 | 0
10.03. | 9 | 0 |  | 0 | 0 | 0 | 0 | 0
10.03. | 10 | 0 |  | 0 | 0 | 0 | 0 | 0
10.03. | 11 | 0 |  | 0 | 0 | 0 | 0 | 0
10.03. | 12 | 0 |  | 0 | 0 | 0 | 0 | 0
10.03. | 13 | 0 |  | 0 | 0 | 0 | 0 | 0
10.03. | 14 | 0 |  | 0 | 0 | 0 | 0 | 0
10.03. | 15 | 0 |  | 0 | 0 | 0 | 0 | 0
10.03. | 16 | 0 |  | 0 | 0 | 0 | 0 | 0
10.03. | 17 | 0 |  | 0 | 0 | 0 | 0 | 0
10.03. | 18 | 0 |  | 0 | 0 | 0 | 0 | 0
10.03. | 19 | 0 |  | 0 | 0 | 0 | 0 | 0
10.03. | 20 | 0 |  | 0 | 0 | 0 | 0 | 0
10.03. | 21 | 0 |  | 0 | 0 | 0 | 0 | 0
10.03. | 22 | 0 |  | 0 | 0 | 0 | 0 | 0
10.03. | 23 | 0 |  | 0 | 0 | 0 | 0 | 0
10.03. | 24 | 0 |  | 0 | 0 | 0 | 0 | 0
11.03. | 1 | 0 |  | 0 | 0 | 0 | 0 | 0
11.03. | 2 | 0 |  | 0 | 0 | 0 | 0 | 0
11.03. | 3 | 0 |  | 0 | 0 | 0 | 0 | 0
11.03. | 4 | 0 |  | 0 | 0 | 0 | 0 | 0
11.03. | 5 | 0 |  | 0 | 0 | 0 | 0 | 0
11.03. | 6 | 0 |  | 0 | 0 | 0 | 0 | 0
11.03. | 7 | 0 |  | 0 | 0 | 0 | 0 | 0
11.03. | 8 | 0 |  | 0 | 0 | 0 | 0 | 0
11.03. | 9 | 0 |  | 0 | 0 | 0 | 0 | 0
11.03. | 10 | 0 |  | 0 | 0 | 0 | 0 | 0
11.03. | 11 | 0 |  | 0 | 0 | 0 | 0 | 0
11.03. | 12 | 0 |  | 0 | 0 | 0 | 0 | 0
11.03. | 13 | 0 |  | 0 | 0 | 0 | 0 | 0
11.03. | 14 | 0 |  | 0 | 0 | 0 | 0 | 0
11.03. | 15 | 0 |  | 0 | 0 | 0 | 0 | 0
11.03. | 16 | 0 |  | 0 | 0 | 0 | 0 | 0
11.03. | 17 | 0 |  | 0 | 0 | 0 | 0 | 0
11.03. | 18 | 0 |  | 0 | 0 | 0 | 0 | 0
11.03. | 19 | 0 |  | 0 | 0 | 0 | 0 | 0
11.03. | 20 | 0 |  | 0 | 0 | 0 | 0 | 0
11.03. | 21 | 0 |  | 0 | 0 | 0 | 0 | 0
11.03. | 22 | 0 |  | 0 | 0 | 0 | 0 | 0
11.03. | 23 | 0 |  | 0 | 0 | 0 | 0 | 0
11.03. | 24 | 0 |  | 0 | 0 | 0 | 0 | 0
12.03. | 1 | 0 |  | 0 | 0 | 0 | 0 | 0
12.03. | 2 | 0 |  | 0 | 0 | 0 | 0 | 0
12.03. | 3 | 0 |  | 0 | 0 | 0 | 0 | 0
12.03. | 4 | 0 |  | 0 | 0 | 0 | 0 | 0
12.03. | 5 | 0 |  | 0 | 0 | 0 | 0 | 0
12.03. | 6 | 0 |  | 0 | 0 | 0 | 0 | 0
12.03. | 7 | 0 |  | 0 | 0 | 0 | 0 | 0
12.03. | 8 | 0 |  | 0 | 0 | 0 | 0 | 0
12.03. | 9 | 0 |  | 0 | 0 | 0 | 0 | 0
12.03. | 10 | 0 |  | 0 | 0 | 0 | 0 | 0
12.03. | 11 | 0 |  | 0 | 0 | 0 | 0 | 0
12.03. | 12 | 0 |  | 0 | 0 | 0 | 0 | 0
12.03. | 13 | 0 |  | 0 | 0 | 0 | 0 | 0
12.03. | 14 | 0 |  | 0 | 0 | 0 | 0 | 0
12.03. | 15 | 0 |  | 0 | 0 | 0 | 0 | 0
12.03. | 16 | 0 |  | 0 | 0 | 0 | 0 | 0
12.03. | 17 | 0 |  | 0 | 0 | 0 | 0 | 0
12.03. | 18 | 0 |  | 0 | 0 | 0 | 0 | 0
12.03. | 19 | 0 |  | 0 | 0 | 0 | 0 | 0
12.03. | 20 | 0 |  | 0 | 0 | 0 | 0 | 0
12.03. | 21 | 0 |  | 0 | 0 | 0 | 0 | 0
12.03. | 22 | 0 |  | 0 | 0 | 0 | 0 | 0
12.03. | 23 | 0 |  | 0 | 0 | 0 | 0 | 0
12.03. | 24 | 0 |  | 0 | 0 | 0 | 0 | 0
13.03. | 1 | 0 |  | 0 | 0 | 0 | 0 | 0
13.03. | 2 | 0 |  | 0 | 0 | 0 | 0 | 0
13.03. | 3 | 0 |  | 0 | 0 | 0 | 0 | 0
13.03. | 4 | 0 |  | 0 | 0 | 0 | 0 | 0
13.03. | 5 | 0 |  | 0 | 0 | 0 | 0 | 0
13.03. | 6 | 0 |  | 0 | 0 | 0 | 0 | 0
13.03. | 7 | 0 |  | 0 | 0 | 0 | 0 | 0
13.03. | 8 | 0 |  | 0 | 0 | 0 | 0 | 0
13.03. | 9 | 0 |  | 0 | 0 | 0 | 0 | 0
13.03. | 10 | 0 |  | 0 | 0 | 0 | 0 | 0
13.03. | 11 | 0 |  | 0 | 0 | 0 | 0 | 0
13.03. | 12 | 0 |  | 0 | 0 | 0 | 0 | 0
13.03. | 13 | 0 |  | 0 | 0 | 0 | 0 | 0
13.03. | 14 | 0 |  | 0 | 0 | 0 | 0 | 0
13.03. | 15 | 0 |  | 0 | 0 | 0 | 0 | 0
13.03. | 16 | 0 |  | 0 | 0 | 0 | 0 | 0
13.03. | 17 | 0 |  | 0 | 0 | 0 | 0 | 0
13.03. | 18 | 0 |  | 0 | 0 | 0 | 0 | 0
13.03. | 19 | 0 |  | 0 | 0 | 0 | 0 | 0
13.03. | 20 | 0 |  | 0 | 0 | 0 | 0 | 0
13.03. | 21 | 0 |  | 0 | 0 | 0 | 0 | 0
13.03. | 22 | 0 |  | 0 | 0 | 0 | 0 | 0
13.03. | 23 | 0 |  | 0 | 0 | 0 | 0 | 0
13.03. | 24 | 0 |  | 0 | 0 | 0 | 0 | 0
14.03. | 1 | 0 |  | 0 | 0 | 0 | 0 | 0
14.03. | 2 | 0 |  | 0 | 0 | 0 | 0 | 0
14.03. | 3 | 0 |  | 0 | 0 | 0 | 0 | 0
14.03. | 4 | 0 |  | 0 | 0 | 0 | 0 | 0
14.03. | 5 | 0 |  | 0 | 0 | 0 | 0 | 0
14.03. | 6 | 0 |  | 0 | 0 | 0 | 0 | 0
14.03. | 7 | 0 |  | 0 | 0 | 0 | 0 | 0
14.03. | 8 | 0 |  | 0 | 0 | 0 | 0 | 0
14.03. | 9 | 0 |  | 0 | 0 | 0 | 0 | 0
14.03. | 10 | 0 |  | 0 | 0 | 0 | 0 | 0
14.03. | 11 | 0 |  | 0 | 0 | 0 | 0 | 0
14.03. | 12 | 0 |  | 0 | 0 | 0 | 0 | 0
14.03. | 13 | 0 |  | 0 | 0 | 0 | 0 | 0
14.03. | 14 | 0 |  | 0 | 0 | 0 | 0 | 0
14.03. | 15 | 0 |  | 0 | 0 | 0 | 0 | 0
14.03. | 16 | 0 |  | 0 | 0 | 0 | 0 | 0
14.03. | 17 | 0 |  | 0 | 0 | 0 | 0 | 0
14.03. | 18 | 0 |  | 0 | 0 | 0 | 0 | 0
14.03. | 19 | 0 |  | 0 | 0 | 0 | 0 | 0
14.03. | 20 | 0 |  | 0 | 0 | 0 | 0 | 0
14.03. | 21 | 0 |  | 0 | 0 | 0 | 0 | 0
14.03. | 22 | 0 |  | 0 | 0 | 0 | 0 | 0
14.03. | 23 | 0 |  | 0 | 0 | 0 | 0 | 0
14.03. | 24 | 0 |  | 0 | 0 | 0 | 0 | 0
15.03. | 1 | 0 |  | 0 | 0 | 0 | 0 | 0
15.03. | 2 | 0 |  | 0 | 0 | 0 | 0 | 0
15.03. | 3 | 0 |  | 0 | 0 | 0 | 0 | 0
15.03. | 4 | 0 |  | 0 | 0 | 0 | 0 | 0
15.03. | 5 | 0 |  | 0 | 0 | 0 | 0 | 0
15.03. | 6 | 0 |  | 0 | 0 | 0 | 0 | 0
15.03. | 7 | 0 |  | 0 | 0 | 0 | 0 | 0
15.03. | 8 | 0 |  | 0 | 0 | 0 | 0 | 0
15.03. | 9 | 0 |  | 0 | 0 | 0 | 0 | 0
15.03. | 10 | 0 |  | 0 | 0 | 0 | 0 | 0
15.03. | 11 | 0 |  | 0 | 0 | 0 | 0 | 0
15.03. | 12 | 0 |  | 0 | 0 | 0 | 0 | 0
15.03. | 13 | 0 |  | 0 | 0 | 0 | 0 | 0
15.03. | 14 | 0 |  | 0 | 0 | 0 | 0 | 0
15.03. | 15 | 0 |  | 0 | 0 | 0 | 0 | 0
15.03. | 16 | 0 |  | 0 | 0 | 0 | 0 | 0
15.03. | 17 | 0 |  | 0 | 0 | 0 | 0 | 0
15.03. | 18 | 0 |  | 0 | 0 | 0 | 0 | 0
15.03. | 19 | 0 |  | 0 | 0 | 0 | 0 | 0
15.03. | 20 | 0 |  | 0 | 0 | 0 | 0 | 0
15.03. | 21 | 0 |  | 0 | 0 | 0 | 0 | 0
15.03. | 22 | 0 |  | 0 | 0 | 0 | 0 | 0
15.03. | 23 | 0 |  | 0 | 0 | 0 | 0 | 0
15.03. | 24 | 0 |  | 0 | 0 | 0 | 0 | 0
16.03. | 1 | 0 |  | 0 | 0 | 0 | 0 | 0
16.03. | 2 | 0 |  | 0 | 0 | 0 | 0 | 0
16.03. | 3 | 0 |  | 0 | 0 | 0 | 0 | 0
16.03. | 4 | 0 |  | 0 | 0 | 0 | 0 | 0
16.03. | 5 | 0 |  | 0 | 0 | 0 | 0 | 0
16.03. | 6 | 0 |  | 0 | 0 | 0 | 0 | 0
16.03. | 7 | 0 |  | 0 | 0 | 0 | 0 | 0
16.03. | 8 | 0 |  | 0 | 0 | 0 | 0 | 0
16.03. | 9 | 0 |  | 0 | 0 | 0 | 0 | 0
16.03. | 10 | 0 |  | 0 | 0 | 0 | 0 | 0
16.03. | 11 | 0 |  | 0 | 0 | 0 | 0 | 0
16.03. | 12 | 0 |  | 0 | 0 | 0 | 0 | 0
16.03. | 13 | 0 |  | 0 | 0 | 0 | 0 | 0
16.03. | 14 | 0 |  | 0 | 0 | 0 | 0 | 0
16.03. | 15 | 0 |  | 0 | 0 | 0 | 0 | 0
16.03. | 16 | 0 |  | 0 | 0 | 0 | 0 | 0
16.03. | 17 | 0 |  | 0 | 0 | 0 | 0 | 0
16.03. | 18 | 0 |  | 0 | 0 | 0 | 0 | 0
16.03. | 19 | 0 |  | 0 | 0 | 0 | 0 | 0
16.03. | 20 | 0 |  | 0 | 0 | 0 | 0 | 0
16.03. | 21 | 0 |  | 0 | 0 | 0 | 0 | 0
16.03. | 22 | 0 |  | 0 | 0 | 0 | 0 | 0
16.03. | 23 | 0 |  | 0 | 0 | 0 | 0 | 0
16.03. | 24 | 0 |  | 0 | 0 | 0 | 0 | 0
17.03. | 1 | 0 |  | 0 | 0 | 0 | 0 | 0
17.03. | 2 | 0 |  | 0 | 0 | 0 | 0 | 0
17.03. | 3 | 0 |  | 0 | 0 | 0 | 0 | 0
17.03. | 4 | 0 |  | 0 | 0 | 0 | 0 | 0
17.03. | 5 | 0 |  | 0 | 0 | 0 | 0 | 0
17.03. | 6 | 0 |  | 0 | 0 | 0 | 0 | 0
17.03. | 7 | 0 |  | 0 | 0 | 0 | 0 | 0
17.03. | 8 | 0 |  | 0 | 0 | 0 | 0 | 0
17.03. | 9 | 0 |  | 0 | 0 | 0 | 0 | 0
17.03. | 10 | 0 |  | 0 | 0 | 0 | 0 | 0
17.03. | 11 | 0 |  | 0 | 0 | 0 | 0 | 0
17.03. | 12 | 0 |  | 0 | 0 | 0 | 0 | 0
17.03. | 13 | 0 |  | 0 | 0 | 0 | 0 | 0
17.03. | 14 | 0 |  | 0 | 0 | 0 | 0 | 0
17.03. | 15 | 0 |  | 0 | 0 | 0 | 0 | 0
17.03. | 16 | 0 |  | 0 | 0 | 0 | 0 | 0
17.03. | 17 | 0 |  | 0 | 0 | 0 | 0 | 0
17.03. | 18 | 0 |  | 0 | 0 | 0 | 0 | 0
17.03. | 19 | 0 |  | 0 | 0 | 0 | 0 | 0
17.03. | 20 | 0 |  | 0 | 0 | 0 | 0 | 0
17.03. | 21 | 0 |  | 0 | 0 | 0 | 0 | 0
17.03. | 22 | 0 |  | 0 | 0 | 0 | 0 | 0
17.03. | 23 | 0 |  | 0 | 0 | 0 | 0 | 0
17.03. | 24 | 0 |  | 0 | 0 | 0 | 0 | 0
18.03. | 1 | 0 |  | 0 | 0 | 0 | 0 | 0
18.03. | 2 | 0 |  | 0 | 0 | 0 | 0 | 0
18.03. | 3 | 0 |  | 0 | 0 | 0 | 0 | 0
18.03. | 4 | 0 |  | 0 | 0 | 0 | 0 | 0
18.03. | 5 | 0 |  | 0 | 0 | 0 | 0 | 0
18.03. | 6 | 0 |  | 0 | 0 | 0 | 0 | 0
18.03. | 7 | 0 |  | 0 | 0 | 0 | 0 | 0
18.03. | 8 | 0 |  | 0 | 0 | 0 | 0 | 0
18.03. | 9 | 0 |  | 0 | 0 | 0 | 0 | 0
18.03. | 10 | 0 |  | 0 | 0 | 0 | 0 | 0
18.03. | 11 | 0 |  | 0 | 0 | 0 | 0 | 0
18.03. | 12 | 0 |  | 0 | 0 | 0 | 0 | 0
18.03. | 13 | 0 |  | 0 | 0 | 0 | 0 | 0
18.03. | 14 | 0 |  | 0 | 0 | 0 | 0 | 0
18.03. | 15 | 0 |  | 0 | 0 | 0 | 0 | 0
18.03. | 16 | 0 |  | 0 | 0 | 0 | 0 | 0
18.03. | 17 | 0 |  | 0 | 0 | 0 | 0 | 0
18.03. | 18 | 0 |  | 0 | 0 | 0 | 0 | 0
18.03. | 19 | 0 |  | 0 | 0 | 0 | 0 | 0
18.03. | 20 | 0 |  | 0 | 0 | 0 | 0 | 0
18.03. | 21 | 0 |  | 0 | 0 | 0 | 0 | 0
18.03. | 22 | 0 |  | 0 | 0 | 0 | 0 | 0
18.03. | 23 | 0 |  | 0 | 0 | 0 | 0 | 0
18.03. | 24 | 0 |  | 0 | 0 | 0 | 0 | 0
19.03. | 1 | 0 |  | 0 | 0 | 0 | 0 | 0
19.03. | 2 | 0 |  | 0 | 0 | 0 | 0 | 0
19.03. | 3 | 0 |  | 0 | 0 | 0 | 0 | 0
19.03. | 4 | 0 |  | 0 | 0 | 0 | 0 | 0
19.03. | 5 | 0 |  | 0 | 0 | 0 | 0 | 0
19.03. | 6 | 0 |  | 0 | 0 | 0 | 0 | 0
19.03. | 7 | 0 |  | 0 | 0 | 0 | 0 | 0
19.03. | 8 | 0 |  | 0 | 0 | 0 | 0 | 0
19.03. | 9 | 0 |  | 0 | 0 | 0 | 0 | 0
19.03. | 10 | 0 |  | 0 | 0 | 0 | 0 | 0
19.03. | 11 | 0 |  | 0 | 0 | 0 | 0 | 0
19.03. | 12 | 0 |  | 0 | 0 | 0 | 0 | 0
19.03. | 13 | 0 |  | 0 | 0 | 0 | 0 | 0
19.03. | 14 | 0 |  | 0 | 0 | 0 | 0 | 0
19.03. | 15 | 0 |  | 0 | 0 | 0 | 0 | 0
19.03. | 16 | 0 |  | 0 | 0 | 0 | 0 | 0
19.03. | 17 | 0 |  | 0 | 0 | 0 | 0 | 0
19.03. | 18 | 0 |  | 0 | 0 | 0 | 0 | 0
19.03. | 19 | 0 |  | 0 | 0 | 0 | 0 | 0
19.03. | 20 | 0 |  | 0 | 0 | 0 | 0 | 0
19.03. | 21 | 0 |  | 0 | 0 | 0 | 0 | 0
19.03. | 22 | 0 |  | 0 | 0 | 0 | 0 | 0
19.03. | 23 | 0 |  | 0 | 0 | 0 | 0 | 0
19.03. | 24 | 0 |  | 0 | 0 | 0 | 0 | 0
20.03. | 1 | 0 |  | 0 | 0 | 0 | 0 | 0
20.03. | 2 | 0 |  | 0 | 0 | 0 | 0 | 0
20.03. | 3 | 0 |  | 0 | 0 | 0 | 0 | 0
20.03. | 4 | 0 |  | 0 | 0 | 0 | 0 | 0
20.03. | 5 | 0 |  | 0 | 0 | 0 | 0 | 0
20.03. | 6 | 0 |  | 0 | 0 | 0 | 0 | 0
20.03. | 7 | 0 |  | 0 | 0 | 0 | 0 | 0
20.03. | 8 | 0 |  | 0 | 0 | 0 | 0 | 0
20.03. | 9 | 0 |  | 0 | 0 | 0 | 0 | 0
20.03. | 10 | 0 |  | 0 | 0 | 0 | 0 | 0
20.03. | 11 | 0 |  | 0 | 0 | 0 | 0 | 0
20.03. | 12 | 0 |  | 0 | 0 | 0 | 0 | 0
20.03. | 13 | 0 |  | 0 | 0 | 0 | 0 | 0
20.03. | 14 | 0 |  | 0 | 0 | 0 | 0 | 0
20.03. | 15 | 0 |  | 0 | 0 | 0 | 0 | 0
20.03. | 16 | 0 |  | 0 | 0 | 0 | 0 | 0
20.03. | 17 | 0 |  | 0 | 0 | 0 | 0 | 0
20.03. | 18 | 0 |  | 0 | 0 | 0 | 0 | 0
20.03. | 19 | 0 |  | 0 | 0 | 0 | 0 | 0
20.03. | 20 | 0 |  | 0 | 0 | 0 | 0 | 0
20.03. | 21 | 0 |  | 0 | 0 | 0 | 0 | 0
20.03. | 22 | 0 |  | 0 | 0 | 0 | 0 | 0
20.03. | 23 | 0 |  | 0 | 0 | 0 | 0 | 0
20.03. | 24 | 0 |  | 0 | 0 | 0 | 0 | 0
21.03. | 1 | 0 |  | 0 | 0 | 0 | 0 | 0
21.03. | 2 | 0 |  | 0 | 0 | 0 | 0 | 0
21.03. | 3 | 0 |  | 0 | 0 | 0 | 0 | 0
21.03. | 4 | 0 |  | 0 | 0 | 0 | 0 | 0
21.03. | 5 | 0 |  | 0 | 0 | 0 | 0 | 0
21.03. | 6 | 0 |  | 0 | 0 | 0 | 0 | 0
21.03. | 7 | 0 |  | 0 | 0 | 0 | 0 | 0
21.03. | 8 | 0 |  | 0 | 0 | 0 | 0 | 0
21.03. | 9 | 0 |  | 0 | 0 | 0 | 0 | 0
21.03. | 10 | 0 |  | 0 | 0 | 0 | 0 | 0
21.03. | 11 | 0 |  | 0 | 0 | 0 | 0 | 0
21.03. | 12 | 0 |  | 0 | 0 | 0 | 0 | 0
21.03. | 13 | 0 |  | 0 | 0 | 0 | 0 | 0
21.03. | 14 | 0 |  | 0 | 0 | 0 | 0 | 0
21.03. | 15 | 0 |  | 0 | 0 | 0 | 0 | 0
21.03. | 16 | 0 |  | 0 | 0 | 0 | 0 | 0
21.03. | 17 | 0 |  | 0 | 0 | 0 | 0 | 0
21.03. | 18 | 0 |  | 0 | 0 | 0 | 0 | 0
21.03. | 19 | 0 |  | 0 | 0 | 0 | 0 | 0
21.03. | 20 | 0 |  | 0 | 0 | 0 | 0 | 0
21.03. | 21 | 0 |  | 0 | 0 | 0 | 0 | 0
21.03. | 22 | 0 |  | 0 | 0 | 0 | 0 | 0
21.03. | 23 | 0 |  | 0 | 0 | 0 | 0 | 0
21.03. | 24 | 0 |  | 0 | 0 | 0 | 0 | 0
22.03. | 1 | 0 |  | 0 | 0 | 0 | 0 | 0
22.03. | 2 | 0 |  | 0 | 0 | 0 | 0 | 0
22.03. | 3 | 0 |  | 0 | 0 | 0 | 0 | 0
22.03. | 4 | 0 |  | 0 | 0 | 0 | 0 | 0
22.03. | 5 | 0 |  | 0 | 0 | 0 | 0 | 0
22.03. | 6 | 0 |  | 0 | 0 | 0 | 0 | 0
22.03. | 7 | 0 |  | 0 | 0 | 0 | 0 | 0
22.03. | 8 | 0 |  | 0 | 0 | 0 | 0 | 0
22.03. | 9 | 0 |  | 0 | 0 | 0 | 0 | 0
22.03. | 10 | 0 |  | 0 | 0 | 0 | 0 | 0
22.03. | 11 | 0 |  | 0 | 0 | 0 | 0 | 0
22.03. | 12 | 0 |  | 0 | 0 | 0 | 0 | 0
22.03. | 13 | 0 |  | 0 | 0 | 0 | 0 | 0
22.03. | 14 | 0 |  | 0 | 0 | 0 | 0 | 0
22.03. | 15 | 0 |  | 0 | 0 | 0 | 0 | 0
22.03. | 16 | 0 |  | 0 | 0 | 0 | 0 | 0
22.03. | 17 | 0 |  | 0 | 0 | 0 | 0 | 0
22.03. | 18 | 0 |  | 0 | 0 | 0 | 0 | 0
22.03. | 19 | 0 |  | 0 | 0 | 0 | 0 | 0
22.03. | 20 | 0 |  | 0 | 0 | 0 | 0 | 0
22.03. | 21 | 0 |  | 0 | 0 | 0 | 0 | 0
22.03. | 22 | 0 |  | 0 | 0 | 0 | 0 | 0
22.03. | 23 | 0 |  | 0 | 0 | 0 | 0 | 0
22.03. | 24 | 0 |  | 0 | 0 | 0 | 0 | 0
23.03. | 1 | 0 |  | 0 | 0 | 0 | 0 | 0
23.03. | 2 | 0 |  | 0 | 0 | 0 | 0 | 0
23.03. | 3 | 0 |  | 0 | 0 | 0 | 0 | 0
23.03. | 4 | 0 |  | 0 | 0 | 0 | 0 | 0
23.03. | 5 | 0 |  | 0 | 0 | 0 | 0 | 0
23.03. | 6 | 0 |  | 0 | 0 | 0 | 0 | 0
23.03. | 7 | 0 |  | 0 | 0 | 0 | 0 | 0
23.03. | 8 | 0 |  | 0 | 0 | 0 | 0 | 0
23.03. | 9 | 0 |  | 0 | 0 | 0 | 0 | 0
23.03. | 10 | 0 |  | 0 | 0 | 0 | 0 | 0
23.03. | 11 | 0 |  | 0 | 0 | 0 | 0 | 0
23.03. | 12 | 0 |  | 0 | 0 | 0 | 0 | 0
23.03. | 13 | 0 |  | 0 | 0 | 0 | 0 | 0
23.03. | 14 | 0 |  | 0 | 0 | 0 | 0 | 0
23.03. | 15 | 0 |  | 0 | 0 | 0 | 0 | 0
23.03. | 16 | 0 |  | 0 | 0 | 0 | 0 | 0
23.03. | 17 | 0 |  | 0 | 0 | 0 | 0 | 0
23.03. | 18 | 0 |  | 0 | 0 | 0 | 0 | 0
23.03. | 19 | 0 |  | 0 | 0 | 0 | 0 | 0
23.03. | 20 | 0 |  | 0 | 0 | 0 | 0 | 0
23.03. | 21 | 0 |  | 0 | 0 | 0 | 0 | 0
23.03. | 22 | 0 |  | 0 | 0 | 0 | 0 | 0
23.03. | 23 | 0 |  | 0 | 0 | 0 | 0 | 0
23.03. | 24 | 0 |  | 0 | 0 | 0 | 0 | 0
24.03. | 1 | 0 |  | 0 | 0 | 0 | 0 | 0
24.03. | 2 | 0 |  | 0 | 0 | 0 | 0 | 0
24.03. | 3 | 0 |  | 0 | 0 | 0 | 0 | 0
24.03. | 4 | 0 |  | 0 | 0 | 0 | 0 | 0
24.03. | 5 | 0 |  | 0 | 0 | 0 | 0 | 0
24.03. | 6 | 0 |  | 0 | 0 | 0 | 0 | 0
24.03. | 7 | 0 |  | 0 | 0 | 0 | 0 | 0
24.03. | 8 | 0 |  | 0 | 0 | 0 | 0 | 0
24.03. | 9 | 0 |  | 0 | 0 | 0 | 0 | 0
24.03. | 10 | 0 |  | 0 | 0 | 0 | 0 | 0
24.03. | 11 | 0 |  | 0 | 0 | 0 | 0 | 0
24.03. | 12 | 0 |  | 0 | 0 | 0 | 0 | 0
24.03. | 13 | 0 |  | 0 | 0 | 0 | 0 | 0
24.03. | 14 | 0 |  | 0 | 0 | 0 | 0 | 0
24.03. | 15 | 0 |  | 0 | 0 | 0 | 0 | 0
24.03. | 16 | 0 |  | 0 | 0 | 0 | 0 | 0
24.03. | 17 | 0 |  | 0 | 0 | 0 | 0 | 0
24.03. | 18 | 0 |  | 0 | 0 | 0 | 0 | 0
24.03. | 19 | 0 |  | 0 | 0 | 0 | 0 | 0
24.03. | 20 | 0 |  | 0 | 0 | 0 | 0 | 0
24.03. | 21 | 0 |  | 0 | 0 | 0 | 0 | 0
24.03. | 22 | 0 |  | 0 | 0 | 0 | 0 | 0
24.03. | 23 | 0 |  | 0 | 0 | 0 | 0 | 0
24.03. | 24 | 0 |  | 0 | 0 | 0 | 0 | 0
25.03. | 1 | 0 |  | 0 | 0 | 0 | 0 | 0
25.03. | 2 | 0 |  | 0 | 0 | 0 | 0 | 0
25.03. | 3 | 0 |  | 0 | 0 | 0 | 0 | 0
25.03. | 4 | 0 |  | 0 | 0 | 0 | 0 | 0
25.03. | 5 | 0 |  | 0 | 0 | 0 | 0 | 0
25.03. | 6 | 0 |  | 0 | 0 | 0 | 0 | 0
25.03. | 7 | 0 |  | 0 | 0 | 0 | 0 | 0
25.03. | 8 | 0 |  | 0 | 0 | 0 | 0 | 0
25.03. | 9 | 0 |  | 0 | 0 | 0 | 0 | 0
25.03. | 10 | 0 |  | 0 | 0 | 0 | 0 | 0
25.03. | 11 | 0 |  | 0 | 0 | 0 | 0 | 0
25.03. | 12 | 0 |  | 0 | 0 | 0 | 0 | 0
25.03. | 13 | 0 |  | 0 | 0 | 0 | 0 | 0
25.03. | 14 | 0 |  | 0 | 0 | 0 | 0 | 0
25.03. | 15 | 0 |  | 0 | 0 | 0 | 0 | 0
25.03. | 16 | 0 |  | 0 | 0 | 0 | 0 | 0
25.03. | 17 | 0 |  | 0 | 0 | 0 | 0 | 0
25.03. | 18 | 0 |  | 0 | 0 | 0 | 0 | 0
25.03. | 19 | 0 |  | 0 | 0 | 0 | 0 | 0
25.03. | 20 | 0 |  | 0 | 0 | 0 | 0 | 0
25.03. | 21 | 0 |  | 0 | 0 | 0 | 0 | 0
25.03. | 22 | 0 |  | 0 | 0 | 0 | 0 | 0
25.03. | 23 | 0 |  | 0 | 0 | 0 | 0 | 0
25.03. | 24 | 0 |  | 0 | 0 | 0 | 0 | 0
26.03. | 1 | 0 |  | 0 | 0 | 0 | 0 | 0
26.03. | 2 | 0 |  | 0 | 0 | 0 | 0 | 0
26.03. | 3 | 0 |  | 0 | 0 | 0 | 0 | 0
26.03. | 4 | 0 |  | 0 | 0 | 0 | 0 | 0
26.03. | 5 | 0 |  | 0 | 0 | 0 | 0 | 0
26.03. | 6 | 0 |  | 0 | 0 | 0 | 0 | 0
26.03. | 7 | 0 |  | 0 | 0 | 0 | 0 | 0
26.03. | 8 | 0 |  | 0 | 0 | 0 | 0 | 0
26.03. | 9 | 0 |  | 0 | 0 | 0 | 0 | 0
26.03. | 10 | 0 |  | 0 | 0 | 0 | 0 | 0
26.03. | 11 | 0 |  | 0 | 0 | 0 | 0 | 0
26.03. | 12 | 0 |  | 0 | 0 | 0 | 0 | 0
26.03. | 13 | 0 |  | 0 | 0 | 0 | 0 | 0
26.03. | 14 | 0 |  | 0 | 0 | 0 | 0 | 0
26.03. | 15 | 0 |  | 0 | 0 | 0 | 0 | 0
26.03. | 16 | 0 |  | 0 | 0 | 0 | 0 | 0
26.03. | 17 | 0 |  | 0 | 0 | 0 | 0 | 0
26.03. | 18 | 0 |  | 0 | 0 | 0 | 0 | 0
26.03. | 19 | 0 |  | 0 | 0 | 0 | 0 | 0
26.03. | 20 | 0 |  | 0 | 0 | 0 | 0 | 0
26.03. | 21 | 0 |  | 0 | 0 | 0 | 0 | 0
26.03. | 22 | 0 |  | 0 | 0 | 0 | 0 | 0
26.03. | 23 | 0 |  | 0 | 0 | 0 | 0 | 0
26.03. | 24 | 0 |  | 0 | 0 | 0 | 0 | 0
27.03. | 1 | 0 |  | 0 | 0 | 0 | 0 | 0
27.03. | 2 | 0 |  | 0 | 0 | 0 | 0 | 0
27.03. | 3 | 0 |  | 0 | 0 | 0 | 0 | 0
27.03. | 4 | 0 |  | 0 | 0 | 0 | 0 | 0
27.03. | 5 | 0 |  | 0 | 0 | 0 | 0 | 0
27.03. | 6 | 0 |  | 0 | 0 | 0 | 0 | 0
27.03. | 7 | 0 |  | 0 | 0 | 0 | 0 | 0
27.03. | 8 | 0 |  | 0 | 0 | 0 | 0 | 0
27.03. | 9 | 0 |  | 0 | 0 | 0 | 0 | 0
27.03. | 10 | 0 |  | 0 | 0 | 0 | 0 | 0
27.03. | 11 | 0 |  | 0 | 0 | 0 | 0 | 0
27.03. | 12 | 0 |  | 0 | 0 | 0 | 0 | 0
27.03. | 13 | 0 |  | 0 | 0 | 0 | 0 | 0
27.03. | 14 | 0 |  | 0 | 0 | 0 | 0 | 0
27.03. | 15 | 0 |  | 0 | 0 | 0 | 0 | 0
27.03. | 16 | 0 |  | 0 | 0 | 0 | 0 | 0
27.03. | 17 | 0 |  | 0 | 0 | 0 | 0 | 0
27.03. | 18 | 0 |  | 0 | 0 | 0 | 0 | 0
27.03. | 19 | 0 |  | 0 | 0 | 0 | 0 | 0
27.03. | 20 | 0 |  | 0 | 0 | 0 | 0 | 0
27.03. | 21 | 0 |  | 0 | 0 | 0 | 0 | 0
27.03. | 22 | 0 |  | 0 | 0 | 0 | 0 | 0
27.03. | 23 | 0 |  | 0 | 0 | 0 | 0 | 0
27.03. | 24 | 0 |  | 0 | 0 | 0 | 0 | 0
28.03. | 1 | 0 |  | 0 | 0 | 0 | 0 | 0
28.03. | 2 | 0 |  | 0 | 0 | 0 | 0 | 0
28.03. | 3 | 0 |  | 0 | 0 | 0 | 0 | 0
28.03. | 4 | 0 |  | 0 | 0 | 0 | 0 | 0
28.03. | 5 | 0 |  | 0 | 0 | 0 | 0 | 0
28.03. | 6 | 0 |  | 0 | 0 | 0 | 0 | 0
28.03. | 7 | 0 |  | 0 | 0 | 0 | 0 | 0
28.03. | 8 | 0 |  | 0 | 0 | 0 | 0 | 0
28.03. | 9 | 0 |  | 0 | 0 | 0 | 0 | 0
28.03. | 10 | 0 |  | 0 | 0 | 0 | 0 | 0
28.03. | 11 | 0 |  | 0 | 0 | 0 | 0 | 0
28.03. | 12 | 0 |  | 0 | 0 | 0 | 0 | 0
28.03. | 13 | 0 |  | 0 | 0 | 0 | 0 | 0
28.03. | 14 | 0 |  | 0 | 0 | 0 | 0 | 0
28.03. | 15 | 0 |  | 0 | 0 | 0 | 0 | 0
28.03. | 16 | 0 |  | 0 | 0 | 0 | 0 | 0
28.03. | 17 | 0 |  | 0 | 0 | 0 | 0 | 0
28.03. | 18 | 0 |  | 0 | 0 | 0 | 0 | 0
28.03. | 19 | 0 |  | 0 | 0 | 0 | 0 | 0
28.03. | 20 | 0 |  | 0 | 0 | 0 | 0 | 0
28.03. | 21 | 0 |  | 0 | 0 | 0 | 0 | 0
28.03. | 22 | 0 |  | 0 | 0 | 0 | 0 | 0
28.03. | 23 | 0 |  | 0 | 0 | 0 | 0 | 0
28.03. | 24 | 0 |  | 0 | 0 | 0 | 0 | 0
29.03. | 1 | 0 |  | 0 | 0 | 0 | 0 | 0
29.03. | 2 | 0 |  | 0 | 0 | 0 | 0 | 0
29.03. | 3 | 0 |  | 0 | 0 | 0 | 0 | 0
29.03. | 4 | 0 |  | 0 | 0 | 0 | 0 | 0
29.03. | 5 | 0 |  | 0 | 0 | 0 | 0 | 0
29.03. | 6 | 0 |  | 0 | 0 | 0 | 0 | 0
29.03. | 7 | 0 |  | 0 | 0 | 0 | 0 | 0
29.03. | 8 | 0 |  | 0 | 0 | 0 | 0 | 0
29.03. | 9 | 0 |  | 0 | 0 | 0 | 0 | 0
29.03. | 10 | 0 |  | 0 | 0 | 0 | 0 | 0
29.03. | 11 | 0 |  | 0 | 0 | 0 | 0 | 0
29.03. | 12 | 0 |  | 0 | 0 | 0 | 0 | 0
29.03. | 13 | 0 |  | 0 | 0 | 0 | 0 | 0
29.03. | 14 | 0 |  | 0 | 0 | 0 | 0 | 0
29.03. | 15 | 0 |  | 0 | 0 | 0 | 0 | 0
29.03. | 16 | 0 |  | 0 | 0 | 0 | 0 | 0
29.03. | 17 | 0 |  | 0 | 0 | 0 | 0 | 0
29.03. | 18 | 0 |  | 0 | 0 | 0 | 0 | 0
29.03. | 19 | 0 |  | 0 | 0 | 0 | 0 | 0
29.03. | 20 | 0 |  | 0 | 0 | 0 | 0 | 0
29.03. | 21 | 0 |  | 0 | 0 | 0 | 0 | 0
29.03. | 22 | 0 |  | 0 | 0 | 0 | 0 | 0
29.03. | 23 | 0 |  | 0 | 0 | 0 | 0 | 0
29.03. | 24 | 0 |  | 0 | 0 | 0 | 0 | 0
30.03. | 1 | 0 |  | 0 | 0 | 0 | 0 | 0
30.03. | 2 | 0 |  | 0 | 0 | 0 | 0 | 0
30.03. | 3 | 0 |  | 0 | 0 | 0 | 0 | 0
30.03. | 4 | 0 |  | 0 | 0 | 0 | 0 | 0
30.03. | 5 | 0 |  | 0 | 0 | 0 | 0 | 0
30.03. | 6 | 0 |  | 0 | 0 | 0 | 0 | 0
30.03. | 7 | 0 |  | 0 | 0 | 0 | 0 | 0
30.03. | 8 | 0 |  | 0 | 0 | 0 | 0 | 0
30.03. | 9 | 0 |  | 0 | 0 | 0 | 0 | 0
30.03. | 10 | 0 |  | 0 | 0 | 0 | 0 | 0
30.03. | 11 | 0 |  | 0 | 0 | 0 | 0 | 0
30.03. | 12 | 0 |  | 0 | 0 | 0 | 0 | 0
30.03. | 13 | 0 |  | 0 | 0 | 0 | 0 | 0
30.03. | 14 | 0 |  | 0 | 0 | 0 | 0 | 0
30.03. | 15 | 0 |  | 0 | 0 | 0 | 0 | 0
30.03. | 16 | 0 |  | 0 | 0 | 0 | 0 | 0
30.03. | 17 | 0 |  | 0 | 0 | 0 | 0 | 0
30.03. | 18 | 0 |  | 0 | 0 | 0 | 0 | 0
30.03. | 19 | 0 |  | 0 | 0 | 0 | 0 | 0
30.03. | 20 | 0 |  | 0 | 0 | 0 | 0 | 0
30.03. | 21 | 0 |  | 0 | 0 | 0 | 0 | 0
30.03. | 22 | 0 |  | 0 | 0 | 0 | 0 | 0
30.03. | 23 | 0 |  | 0 | 0 | 0 | 0 | 0
30.03. | 24 | 0 |  | 0 | 0 | 0 | 0 | 0
31.03. | 1 | 0 |  | 0 | 0 | 0 | 0 | 0
31.03. | 2 | 0 |  | 0 | 0 | 0 | 0 | 0
31.03. | 3 | 0 |  | 0 | 0 | 0 | 0 | 0
31.03. | 4 | 0 |  | 0 | 0 | 0 | 0 | 0
31.03. | 5 | 0 |  | 0 | 0 | 0 | 0 | 0
31.03. | 6 | 0 |  | 0 | 0 | 0 | 0 | 0
31.03. | 7 | 0 |  | 0 | 0 | 0 | 0 | 0
31.03. | 8 | 0 |  | 0 | 0 | 0 | 0 | 0
31.03. | 9 | 0 |  | 0 | 0 | 0 | 0 | 0
31.03. | 10 | 0 |  | 0 | 0 | 0 | 0 | 0
31.03. | 11 | 0 |  | 0 | 0 | 0 | 0 | 0
31.03. | 12 | 0 |  | 0 | 0 | 0 | 0 | 0
31.03. | 13 | 0 |  | 0 | 0 | 0 | 0 | 0
31.03. | 14 | 0 |  | 0 | 0 | 0 | 0 | 0
31.03. | 15 | 0 |  | 0 | 0 | 0 | 0 | 0
31.03. | 16 | 0 |  | 0 | 0 | 0 | 0 | 0
31.03. | 17 | 0 |  | 0 | 0 | 0 | 0 | 0
31.03. | 18 | 0 |  | 0 | 0 | 0 | 0 | 0
31.03. | 19 | 0 |  | 0 | 0 | 0 | 0 | 0
31.03. | 20 | 0 |  | 0 | 0 | 0 | 0 | 0
31.03. | 21 | 0 |  | 0 | 0 | 0 | 0 | 0
31.03. | 22 | 0 |  | 0 | 0 | 0 | 0 | 0
31.03. | 23 | 0 |  | 0 | 0 | 0 | 0 | 0
31.03. | 24 | 0 |  | 0 | 0 | 0 | 0 | 0
01.04. | 1 | 0 |  | 0 | 0 | 0 | 0 | 0
01.04. | 2 | 0 |  | 0 | 0 | 0 | 0 | 0
01.04. | 3 | 0 |  | 0 | 0 | 0 | 0 | 0
01.04. | 4 | 0 |  | 0 | 0 | 0 | 0 | 0
01.04. | 5 | 0 |  | 0 | 0 | 0 | 0 | 0
01.04. | 6 | 0 |  | 0 | 0 | 0 | 0 | 0
01.04. | 7 | 0 |  | 0 | 0 | 0 | 0 | 0
01.04. | 8 | 0 |  | 0 | 0 | 0 | 0 | 0
01.04. | 9 | 0 |  | 0 | 0 | 0 | 0 | 0
01.04. | 10 | 0 |  | 0 | 0 | 0 | 0 | 0
01.04. | 11 | 0 |  | 0 | 0 | 0 | 0 | 0
01.04. | 12 | 0 |  | 0 | 0 | 0 | 0 | 0
01.04. | 13 | 0 |  | 0 | 0 | 0 | 0 | 0
01.04. | 14 | 0 |  | 0 | 0 | 0 | 0 | 0
01.04. | 15 | 0 |  | 0 | 0 | 0 | 0 | 0
01.04. | 16 | 0 |  | 0 | 0 | 0 | 0 | 0
01.04. | 17 | 0 |  | 0 | 0 | 0 | 0 | 0
01.04. | 18 | 0 |  | 0 | 0 | 0 | 0 | 0
01.04. | 19 | 0 |  | 0 | 0 | 0 | 0 | 0
01.04. | 20 | 0 |  | 0 | 0 | 0 | 0 | 0
01.04. | 21 | 0 |  | 0 | 0 | 0 | 0 | 0
01.04. | 22 | 0 |  | 0 | 0 | 0 | 0 | 0
01.04. | 23 | 0 |  | 0 | 0 | 0 | 0 | 0
01.04. | 24 | 0 |  | 0 | 0 | 0 | 0 | 0
02.04. | 1 | 0 |  | 0 | 0 | 0 | 0 | 0
02.04. | 2 | 0 |  | 0 | 0 | 0 | 0 | 0
02.04. | 3 | 0 |  | 0 | 0 | 0 | 0 | 0
02.04. | 4 | 0 |  | 0 | 0 | 0 | 0 | 0
02.04. | 5 | 0 |  | 0 | 0 | 0 | 0 | 0
02.04. | 6 | 0 |  | 0 | 0 | 0 | 0 | 0
02.04. | 7 | 0 |  | 0 | 0 | 0 | 0 | 0
02.04. | 8 | 0 |  | 0 | 0 | 0 | 0 | 0
02.04. | 9 | 0 |  | 0 | 0 | 0 | 0 | 0
02.04. | 10 | 0 |  | 0 | 0 | 0 | 0 | 0
02.04. | 11 | 0 |  | 0 | 0 | 0 | 0 | 0
02.04. | 12 | 0 |  | 0 | 0 | 0 | 0 | 0
02.04. | 13 | 0 |  | 0 | 0 | 0 | 0 | 0
02.04. | 14 | 0 |  | 0 | 0 | 0 | 0 | 0
02.04. | 15 | 0 |  | 0 | 0 | 0 | 0 | 0
02.04. | 16 | 0 |  | 0 | 0 | 0 | 0 | 0
02.04. | 17 | 0 |  | 0 | 0 | 0 | 0 | 0
02.04. | 18 | 0 |  | 0 | 0 | 0 | 0 | 0
02.04. | 19 | 0 |  | 0 | 0 | 0 | 0 | 0
02.04. | 20 | 0 |  | 0 | 0 | 0 | 0 | 0
02.04. | 21 | 0 |  | 0 | 0 | 0 | 0 | 0
02.04. | 22 | 0 |  | 0 | 0 | 0 | 0 | 0
02.04. | 23 | 0 |  | 0 | 0 | 0 | 0 | 0
02.04. | 24 | 0 |  | 0 | 0 | 0 | 0 | 0
03.04. | 1 | 0 |  | 0 | 0 | 0 | 0 | 0
03.04. | 2 | 0 |  | 0 | 0 | 0 | 0 | 0
03.04. | 3 | 0 |  | 0 | 0 | 0 | 0 | 0
03.04. | 4 | 0 |  | 0 | 0 | 0 | 0 | 0
03.04. | 5 | 0 |  | 0 | 0 | 0 | 0 | 0
03.04. | 6 | 0 |  | 0 | 0 | 0 | 0 | 0
03.04. | 7 | 0 |  | 0 | 0 | 0 | 0 | 0
03.04. | 8 | 0 |  | 0 | 0 | 0 | 0 | 0
03.04. | 9 | 0 |  | 0 | 0 | 0 | 0 | 0
03.04. | 10 | 0 |  | 0 | 0 | 0 | 0 | 0
03.04. | 11 | 0 |  | 0 | 0 | 0 | 0 | 0
03.04. | 12 | 0 |  | 0 | 0 | 0 | 0 | 0
03.04. | 13 | 0 |  | 0 | 0 | 0 | 0 | 0
03.04. | 14 | 0 |  | 0 | 0 | 0 | 0 | 0
03.04. | 15 | 0 |  | 0 | 0 | 0 | 0 | 0
03.04. | 16 | 0 |  | 0 | 0 | 0 | 0 | 0
03.04. | 17 | 0 |  | 0 | 0 | 0 | 0 | 0
03.04. | 18 | 0 |  | 0 | 0 | 0 | 0 | 0
03.04. | 19 | 0 |  | 0 | 0 | 0 | 0 | 0
03.04. | 20 | 0 |  | 0 | 0 | 0 | 0 | 0
03.04. | 21 | 0 |  | 0 | 0 | 0 | 0 | 0
03.04. | 22 | 0 |  | 0 | 0 | 0 | 0 | 0
03.04. | 23 | 0 |  | 0 | 0 | 0 | 0 | 0
03.04. | 24 | 0 |  | 0 | 0 | 0 | 0 | 0
04.04. | 1 | 0 |  | 0 | 0 | 0 | 0 | 0
04.04. | 2 | 0 |  | 0 | 0 | 0 | 0 | 0
04.04. | 3 | 0 |  | 0 | 0 | 0 | 0 | 0
04.04. | 4 | 0 |  | 0 | 0 | 0 | 0 | 0
04.04. | 5 | 0 |  | 0 | 0 | 0 | 0 | 0
04.04. | 6 | 0 |  | 0 | 0 | 0 | 0 | 0
04.04. | 7 | 0 |  | 0 | 0 | 0 | 0 | 0
04.04. | 8 | 0 |  | 0 | 0 | 0 | 0 | 0
04.04. | 9 | 0 |  | 0 | 0 | 0 | 0 | 0
04.04. | 10 | 0 |  | 0 | 0 | 0 | 0 | 0
04.04. | 11 | 0 |  | 0 | 0 | 0 | 0 | 0
04.04. | 12 | 0 |  | 0 | 0 | 0 | 0 | 0
04.04. | 13 | 0 |  | 0 | 0 | 0 | 0 | 0
04.04. | 14 | 0 |  | 0 | 0 | 0 | 0 | 0
04.04. | 15 | 0 |  | 0 | 0 | 0 | 0 | 0
04.04. | 16 | 0 |  | 0 | 0 | 0 | 0 | 0
04.04. | 17 | 0 |  | 0 | 0 | 0 | 0 | 0
04.04. | 18 | 0 |  | 0 | 0 | 0 | 0 | 0
04.04. | 19 | 0 |  | 0 | 0 | 0 | 0 | 0
04.04. | 20 | 0 |  | 0 | 0 | 0 | 0 | 0
04.04. | 21 | 0 |  | 0 | 0 | 0 | 0 | 0
04.04. | 22 | 0 |  | 0 | 0 | 0 | 0 | 0
04.04. | 23 | 0 |  | 0 | 0 | 0 | 0 | 0
04.04. | 24 | 0 |  | 0 | 0 | 0 | 0 | 0
05.04. | 1 | 0 |  | 0 | 0 | 0 | 0 | 0
05.04. | 2 | 0 |  | 0 | 0 | 0 | 0 | 0
05.04. | 3 | 0 |  | 0 | 0 | 0 | 0 | 0
05.04. | 4 | 0 |  | 0 | 0 | 0 | 0 | 0
05.04. | 5 | 0 |  | 0 | 0 | 0 | 0 | 0
05.04. | 6 | 0 |  | 0 | 0 | 0 | 0 | 0
05.04. | 7 | 0 |  | 0 | 0 | 0 | 0 | 0
05.04. | 8 | 0 |  | 0 | 0 | 0 | 0 | 0
05.04. | 9 | 0 |  | 0 | 0 | 0 | 0 | 0
05.04. | 10 | 0 |  | 0 | 0 | 0 | 0 | 0
05.04. | 11 | 0 |  | 0 | 0 | 0 | 0 | 0
05.04. | 12 | 0 |  | 0 | 0 | 0 | 0 | 0
05.04. | 13 | 0 |  | 0 | 0 | 0 | 0 | 0
05.04. | 14 | 0 |  | 0 | 0 | 0 | 0 | 0
05.04. | 15 | 0 |  | 0 | 0 | 0 | 0 | 0
05.04. | 16 | 0 |  | 0 | 0 | 0 | 0 | 0
05.04. | 17 | 0 |  | 0 | 0 | 0 | 0 | 0
05.04. | 18 | 0 |  | 0 | 0 | 0 | 0 | 0
05.04. | 19 | 0 |  | 0 | 0 | 0 | 0 | 0
05.04. | 20 | 0 |  | 0 | 0 | 0 | 0 | 0
05.04. | 21 | 0 |  | 0 | 0 | 0 | 0 | 0
05.04. | 22 | 0 |  | 0 | 0 | 0 | 0 | 0
05.04. | 23 | 0 |  | 0 | 0 | 0 | 0 | 0
05.04. | 24 | 0 |  | 0 | 0 | 0 | 0 | 0
06.04. | 1 | 0 |  | 0 | 0 | 0 | 0 | 0
06.04. | 2 | 0 |  | 0 | 0 | 0 | 0 | 0
06.04. | 3 | 0 |  | 0 | 0 | 0 | 0 | 0
06.04. | 4 | 0 |  | 0 | 0 | 0 | 0 | 0
06.04. | 5 | 0 |  | 0 | 0 | 0 | 0 | 0
06.04. | 6 | 0 |  | 0 | 0 | 0 | 0 | 0
06.04. | 7 | 0 |  | 0 | 0 | 0 | 0 | 0
06.04. | 8 | 0 |  | 0 | 0 | 0 | 0 | 0
06.04. | 9 | 0 |  | 0 | 0 | 0 | 0 | 0
06.04. | 10 | 0 |  | 0 | 0 | 0 | 0 | 0
06.04. | 11 | 0 |  | 0 | 0 | 0 | 0 | 0
06.04. | 12 | 0 |  | 0 | 0 | 0 | 0 | 0
06.04. | 13 | 0 |  | 0 | 0 | 0 | 0 | 0
06.04. | 14 | 0 |  | 0 | 0 | 0 | 0 | 0
06.04. | 15 | 0 |  | 0 | 0 | 0 | 0 | 0
06.04. | 16 | 0 |  | 0 | 0 | 0 | 0 | 0
06.04. | 17 | 0 |  | 0 | 0 | 0 | 0 | 0
06.04. | 18 | 0 |  | 0 | 0 | 0 | 0 | 0
06.04. | 19 | 0 |  | 0 | 0 | 0 | 0 | 0
06.04. | 20 | 0 |  | 0 | 0 | 0 | 0 | 0
06.04. | 21 | 0 |  | 0 | 0 | 0 | 0 | 0
06.04. | 22 | 0 |  | 0 | 0 | 0 | 0 | 0
06.04. | 23 | 0 |  | 0 | 0 | 0 | 0 | 0
06.04. | 24 | 0 |  | 0 | 0 | 0 | 0 | 0
07.04. | 1 | 0 |  | 0 | 0 | 0 | 0 | 0
07.04. | 2 | 0 |  | 0 | 0 | 0 | 0 | 0
07.04. | 3 | 0 |  | 0 | 0 | 0 | 0 | 0
07.04. | 4 | 0 |  | 0 | 0 | 0 | 0 | 0
07.04. | 5 | 0 |  | 0 | 0 | 0 | 0 | 0
07.04. | 6 | 0 |  | 0 | 0 | 0 | 0 | 0
07.04. | 7 | 0 |  | 0 | 0 | 0 | 0 | 0
07.04. | 8 | 0 |  | 0 | 0 | 0 | 0 | 0
07.04. | 9 | 0 |  | 0 | 0 | 0 | 0 | 0
07.04. | 10 | 0 |  | 0 | 0 | 0 | 0 | 0
07.04. | 11 | 0 |  | 0 | 0 | 0 | 0 | 0
07.04. | 12 | 0 |  | 0 | 0 | 0 | 0 | 0
07.04. | 13 | 0 |  | 0 | 0 | 0 | 0 | 0
07.04. | 14 | 0 |  | 0 | 0 | 0 | 0 | 0
07.04. | 15 | 0 |  | 0 | 0 | 0 | 0 | 0
07.04. | 16 | 0 |  | 0 | 0 | 0 | 0 | 0
07.04. | 17 | 0 |  | 0 | 0 | 0 | 0 | 0
07.04. | 18 | 0 |  | 0 | 0 | 0 | 0 | 0
07.04. | 19 | 0 |  | 0 | 0 | 0 | 0 | 0
07.04. | 20 | 0 |  | 0 | 0 | 0 | 0 | 0
07.04. | 21 | 0 |  | 0 | 0 | 0 | 0 | 0
07.04. | 22 | 0 |  | 0 | 0 | 0 | 0 | 0
07.04. | 23 | 0 |  | 0 | 0 | 0 | 0 | 0
07.04. | 24 | 0 |  | 0 | 0 | 0 | 0 | 0
08.04. | 1 | 0 |  | 0 | 0 | 0 | 0 | 0
08.04. | 2 | 0 |  | 0 | 0 | 0 | 0 | 0
08.04. | 3 | 0 |  | 0 | 0 | 0 | 0 | 0
08.04. | 4 | 0 |  | 0 | 0 | 0 | 0 | 0
08.04. | 5 | 0 |  | 0 | 0 | 0 | 0 | 0
08.04. | 6 | 0 |  | 0 | 0 | 0 | 0 | 0
08.04. | 7 | 0 |  | 0 | 0 | 0 | 0 | 0
08.04. | 8 | 0 |  | 0 | 0 | 0 | 0 | 0
08.04. | 9 | 0 |  | 0 | 0 | 0 | 0 | 0
08.04. | 10 | 0 |  | 0 | 0 | 0 | 0 | 0
08.04. | 11 | 0 |  | 0 | 0 | 0 | 0 | 0
08.04. | 12 | 0 |  | 0 | 0 | 0 | 0 | 0
08.04. | 13 | 0 |  | 0 | 0 | 0 | 0 | 0
08.04. | 14 | 0 |  | 0 | 0 | 0 | 0 | 0
08.04. | 15 | 0 |  | 0 | 0 | 0 | 0 | 0
08.04. | 16 | 0 |  | 0 | 0 | 0 | 0 | 0
08.04. | 17 | 0 |  | 0 | 0 | 0 | 0 | 0
08.04. | 18 | 0 |  | 0 | 0 | 0 | 0 | 0
08.04. | 19 | 0 |  | 0 | 0 | 0 | 0 | 0
08.04. | 20 | 0 |  | 0 | 0 | 0 | 0 | 0
08.04. | 21 | 0 |  | 0 | 0 | 0 | 0 | 0
08.04. | 22 | 0 |  | 0 | 0 | 0 | 0 | 0
08.04. | 23 | 0 |  | 0 | 0 | 0 | 0 | 0
08.04. | 24 | 0 |  | 0 | 0 | 0 | 0 | 0
09.04. | 1 | 0 |  | 0 | 0 | 0 | 0 | 0
09.04. | 2 | 0 |  | 0 | 0 | 0 | 0 | 0
09.04. | 3 | 0 |  | 0 | 0 | 0 | 0 | 0
09.04. | 4 | 0 |  | 0 | 0 | 0 | 0 | 0
09.04. | 5 | 0 |  | 0 | 0 | 0 | 0 | 0
09.04. | 6 | 0 |  | 0 | 0 | 0 | 0 | 0
09.04. | 7 | 0 |  | 0 | 0 | 0 | 0 | 0
09.04. | 8 | 0 |  | 0 | 0 | 0 | 0 | 0
09.04. | 9 | 0 |  | 0 | 0 | 0 | 0 | 0
09.04. | 10 | 0 |  | 0 | 0 | 0 | 0 | 0
09.04. | 11 | 0 |  | 0 | 0 | 0 | 0 | 0
09.04. | 12 | 0 |  | 0 | 0 | 0 | 0 | 0
09.04. | 13 | 0 |  | 0 | 0 | 0 | 0 | 0
09.04. | 14 | 0 |  | 0 | 0 | 0 | 0 | 0
09.04. | 15 | 0 |  | 0 | 0 | 0 | 0 | 0
09.04. | 16 | 0 |  | 0 | 0 | 0 | 0 | 0
09.04. | 17 | 0 |  | 0 | 0 | 0 | 0 | 0
09.04. | 18 | 0 |  | 0 | 0 | 0 | 0 | 0
09.04. | 19 | 0 |  | 0 | 0 | 0 | 0 | 0
09.04. | 20 | 0 |  | 0 | 0 | 0 | 0 | 0
09.04. | 21 | 0 |  | 0 | 0 | 0 | 0 | 0
09.04. | 22 | 0 |  | 0 | 0 | 0 | 0 | 0
09.04. | 23 | 0 |  | 0 | 0 | 0 | 0 | 0
09.04. | 24 | 0 |  | 0 | 0 | 0 | 0 | 0
10.04. | 1 | 0 |  | 0 | 0 | 0 | 0 | 0
10.04. | 2 | 0 |  | 0 | 0 | 0 | 0 | 0
10.04. | 3 | 0 |  | 0 | 0 | 0 | 0 | 0
10.04. | 4 | 0 |  | 0 | 0 | 0 | 0 | 0
10.04. | 5 | 0 |  | 0 | 0 | 0 | 0 | 0
10.04. | 6 | 0 |  | 0 | 0 | 0 | 0 | 0
10.04. | 7 | 0 |  | 0 | 0 | 0 | 0 | 0
10.04. | 8 | 0 |  | 0 | 0 | 0 | 0 | 0
10.04. | 9 | 0 |  | 0 | 0 | 0 | 0 | 0
10.04. | 10 | 0 |  | 0 | 0 | 0 | 0 | 0
10.04. | 11 | 0 |  | 0 | 0 | 0 | 0 | 0
10.04. | 12 | 0 |  | 0 | 0 | 0 | 0 | 0
10.04. | 13 | 0 |  | 0 | 0 | 0 | 0 | 0
10.04. | 14 | 0 |  | 0 | 0 | 0 | 0 | 0
10.04. | 15 | 0 |  | 0 | 0 | 0 | 0 | 0
10.04. | 16 | 0 |  | 0 | 0 | 0 | 0 | 0
10.04. | 17 | 0 |  | 0 | 0 | 0 | 0 | 0
10.04. | 18 | 0 |  | 0 | 0 | 0 | 0 | 0
10.04. | 19 | 0 |  | 0 | 0 | 0 | 0 | 0
10.04. | 20 | 0 |  | 0 | 0 | 0 | 0 | 0
10.04. | 21 | 0 |  | 0 | 0 | 0 | 0 | 0
10.04. | 22 | 0 |  | 0 | 0 | 0 | 0 | 0
10.04. | 23 | 0 |  | 0 | 0 | 0 | 0 | 0
10.04. | 24 | 0 |  | 0 | 0 | 0 | 0 | 0
11.04. | 1 | 0 |  | 0 | 0 | 0 | 0 | 0
11.04. | 2 | 0 |  | 0 | 0 | 0 | 0 | 0
11.04. | 3 | 0 |  | 0 | 0 | 0 | 0 | 0
11.04. | 4 | 0 |  | 0 | 0 | 0 | 0 | 0
11.04. | 5 | 0 |  | 0 | 0 | 0 | 0 | 0
11.04. | 6 | 0 |  | 0 | 0 | 0 | 0 | 0
11.04. | 7 | 0 |  | 0 | 0 | 0 | 0 | 0
11.04. | 8 | 0 |  | 0 | 0 | 0 | 0 | 0
11.04. | 9 | 0 |  | 0 | 0 | 0 | 0 | 0
11.04. | 10 | 0 |  | 0 | 0 | 0 | 0 | 0
11.04. | 11 | 0 |  | 0 | 0 | 0 | 0 | 0
11.04. | 12 | 0 |  | 0 | 0 | 0 | 0 | 0
11.04. | 13 | 0 |  | 0 | 0 | 0 | 0 | 0
11.04. | 14 | 0 |  | 0 | 0 | 0 | 0 | 0
11.04. | 15 | 0 |  | 0 | 0 | 0 | 0 | 0
11.04. | 16 | 0 |  | 0 | 0 | 0 | 0 | 0
11.04. | 17 | 0 |  | 0 | 0 | 0 | 0 | 0
11.04. | 18 | 0 |  | 0 | 0 | 0 | 0 | 0
11.04. | 19 | 0 |  | 0 | 0 | 0 | 0 | 0
11.04. | 20 | 0 |  | 0 | 0 | 0 | 0 | 0
11.04. | 21 | 0 |  | 0 | 0 | 0 | 0 | 0
11.04. | 22 | 0 |  | 0 | 0 | 0 | 0 | 0
11.04. | 23 | 0 |  | 0 | 0 | 0 | 0 | 0
11.04. | 24 | 0 |  | 0 | 0 | 0 | 0 | 0
12.04. | 1 | 0 |  | 0 | 0 | 0 | 0 | 0
12.04. | 2 | 0 |  | 0 | 0 | 0 | 0 | 0
12.04. | 3 | 0 |  | 0 | 0 | 0 | 0 | 0
12.04. | 4 | 0 |  | 0 | 0 | 0 | 0 | 0
12.04. | 5 | 0 |  | 0 | 0 | 0 | 0 | 0
12.04. | 6 | 0 |  | 0 | 0 | 0 | 0 | 0
12.04. | 7 | 0 |  | 0 | 0 | 0 | 0 | 0
12.04. | 8 | 0 |  | 0 | 0 | 0 | 0 | 0
12.04. | 9 | 0 |  | 0 | 0 | 0 | 0 | 0
12.04. | 10 | 0 |  | 0 | 0 | 0 | 0 | 0
12.04. | 11 | 0 |  | 0 | 0 | 0 | 0 | 0
12.04. | 12 | 0 |  | 0 | 0 | 0 | 0 | 0
12.04. | 13 | 0 |  | 0 | 0 | 0 | 0 | 0
12.04. | 14 | 0 |  | 0 | 0 | 0 | 0 | 0
12.04. | 15 | 0 |  | 0 | 0 | 0 | 0 | 0
12.04. | 16 | 0 |  | 0 | 0 | 0 | 0 | 0
12.04. | 17 | 0 |  | 0 | 0 | 0 | 0 | 0
12.04. | 18 | 0 |  | 0 | 0 | 0 | 0 | 0
12.04. | 19 | 0 |  | 0 | 0 | 0 | 0 | 0
12.04. | 20 | 0 |  | 0 | 0 | 0 | 0 | 0
12.04. | 21 | 0 |  | 0 | 0 | 0 | 0 | 0
12.04. | 22 | 0 |  | 0 | 0 | 0 | 0 | 0
12.04. | 23 | 0 |  | 0 | 0 | 0 | 0 | 0
12.04. | 24 | 0 |  | 0 | 0 | 0 | 0 | 0
13.04. | 1 | 0 |  | 0 | 0 | 0 | 0 | 0
13.04. | 2 | 0 |  | 0 | 0 | 0 | 0 | 0
13.04. | 3 | 0 |  | 0 | 0 | 0 | 0 | 0
13.04. | 4 | 0 |  | 0 | 0 | 0 | 0 | 0
13.04. | 5 | 0 |  | 0 | 0 | 0 | 0 | 0
13.04. | 6 | 0 |  | 0 | 0 | 0 | 0 | 0
13.04. | 7 | 0 |  | 0 | 0 | 0 | 0 | 0
13.04. | 8 | 0 |  | 0 | 0 | 0 | 0 | 0
13.04. | 9 | 0 |  | 0 | 0 | 0 | 0 | 0
13.04. | 10 | 0 |  | 0 | 0 | 0 | 0 | 0
13.04. | 11 | 0 |  | 0 | 0 | 0 | 0 | 0
13.04. | 12 | 0 |  | 0 | 0 | 0 | 0 | 0
13.04. | 13 | 0 |  | 0 | 0 | 0 | 0 | 0
13.04. | 14 | 0 |  | 0 | 0 | 0 | 0 | 0
13.04. | 15 | 0 |  | 0 | 0 | 0 | 0 | 0
13.04. | 16 | 0 |  | 0 | 0 | 0 | 0 | 0
13.04. | 17 | 0 |  | 0 | 0 | 0 | 0 | 0
13.04. | 18 | 0 |  | 0 | 0 | 0 | 0 | 0
13.04. | 19 | 0 |  | 0 | 0 | 0 | 0 | 0
13.04. | 20 | 0 |  | 0 | 0 | 0 | 0 | 0
13.04. | 21 | 0 |  | 0 | 0 | 0 | 0 | 0
13.04. | 22 | 0 |  | 0 | 0 | 0 | 0 | 0
13.04. | 23 | 0 |  | 0 | 0 | 0 | 0 | 0
13.04. | 24 | 0 |  | 0 | 0 | 0 | 0 | 0
14.04. | 1 | 0 |  | 0 | 0 | 0 | 0 | 0
14.04. | 2 | 0 |  | 0 | 0 | 0 | 0 | 0
14.04. | 3 | 0 |  | 0 | 0 | 0 | 0 | 0
14.04. | 4 | 0 |  | 0 | 0 | 0 | 0 | 0
14.04. | 5 | 0 |  | 0 | 0 | 0 | 0 | 0
14.04. | 6 | 0 |  | 0 | 0 | 0 | 0 | 0
14.04. | 7 | 0 |  | 0 | 0 | 0 | 0 | 0
14.04. | 8 | 0 |  | 0 | 0 | 0 | 0 | 0
14.04. | 9 | 0 |  | 0 | 0 | 0 | 0 | 0
14.04. | 10 | 0 |  | 0 | 0 | 0 | 0 | 0
14.04. | 11 | 0 |  | 0 | 0 | 0 | 0 | 0
14.04. | 12 | 0 |  | 0 | 0 | 0 | 0 | 0
14.04. | 13 | 0 |  | 0 | 0 | 0 | 0 | 0
14.04. | 14 | 0 |  | 0 | 0 | 0 | 0 | 0
14.04. | 15 | 0 |  | 0 | 0 | 0 | 0 | 0
14.04. | 16 | 0 |  | 0 | 0 | 0 | 0 | 0
14.04. | 17 | 0 |  | 0 | 0 | 0 | 0 | 0
14.04. | 18 | 0 |  | 0 | 0 | 0 | 0 | 0
14.04. | 19 | 0 |  | 0 | 0 | 0 | 0 | 0
14.04. | 20 | 0 |  | 0 | 0 | 0 | 0 | 0
14.04. | 21 | 0 |  | 0 | 0 | 0 | 0 | 0
14.04. | 22 | 0 |  | 0 | 0 | 0 | 0 | 0
14.04. | 23 | 0 |  | 0 | 0 | 0 | 0 | 0
14.04. | 24 | 0 |  | 0 | 0 | 0 | 0 | 0
15.04. | 1 | 0 |  | 0 | 0 | 0 | 0 | 0
15.04. | 2 | 0 |  | 0 | 0 | 0 | 0 | 0
15.04. | 3 | 0 |  | 0 | 0 | 0 | 0 | 0
15.04. | 4 | 0 |  | 0 | 0 | 0 | 0 | 0
15.04. | 5 | 0 |  | 0 | 0 | 0 | 0 | 0
15.04. | 6 | 0 |  | 0 | 0 | 0 | 0 | 0
15.04. | 7 | 0 |  | 0 | 0 | 0 | 0 | 0
15.04. | 8 | 0 |  | 0 | 0 | 0 | 0 | 0
15.04. | 9 | 0 |  | 0 | 0 | 0 | 0 | 0
15.04. | 10 | 0 |  | 0 | 0 | 0 | 0 | 0
15.04. | 11 | 0 |  | 0 | 0 | 0 | 0 | 0
15.04. | 12 | 0 |  | 0 | 0 | 0 | 0 | 0
15.04. | 13 | 0 |  | 0 | 0 | 0 | 0 | 0
15.04. | 14 | 0 |  | 0 | 0 | 0 | 0 | 0
15.04. | 15 | 0 |  | 0 | 0 | 0 | 0 | 0
15.04. | 16 | 0 |  | 0 | 0 | 0 | 0 | 0
15.04. | 17 | 0 |  | 0 | 0 | 0 | 0 | 0
15.04. | 18 | 0 |  | 0 | 0 | 0 | 0 | 0
15.04. | 19 | 0 |  | 0 | 0 | 0 | 0 | 0
15.04. | 20 | 0 |  | 0 | 0 | 0 | 0 | 0
15.04. | 21 | 0 |  | 0 | 0 | 0 | 0 | 0
15.04. | 22 | 0 |  | 0 | 0 | 0 | 0 | 0
15.04. | 23 | 0 |  | 0 | 0 | 0 | 0 | 0
15.04. | 24 | 0 |  | 0 | 0 | 0 | 0 | 0
16.04. | 1 | 0 |  | 0 | 0 | 0 | 0 | 0
16.04. | 2 | 0 |  | 0 | 0 | 0 | 0 | 0
16.04. | 3 | 0 |  | 0 | 0 | 0 | 0 | 0
16.04. | 4 | 0 |  | 0 | 0 | 0 | 0 | 0
16.04. | 5 | 0 |  | 0 | 0 | 0 | 0 | 0
16.04. | 6 | 0 |  | 0 | 0 | 0 | 0 | 0
16.04. | 7 | 0 |  | 0 | 0 | 0 | 0 | 0
16.04. | 8 | 0 |  | 0 | 0 | 0 | 0 | 0
16.04. | 9 | 0 |  | 0 | 0 | 0 | 0 | 0
16.04. | 10 | 0 |  | 0 | 0 | 0 | 0 | 0
16.04. | 11 | 0 |  | 0 | 0 | 0 | 0 | 0
16.04. | 12 | 0 |  | 0 | 0 | 0 | 0 | 0
16.04. | 13 | 0 |  | 0 | 0 | 0 | 0 | 0
16.04. | 14 | 0 |  | 0 | 0 | 0 | 0 | 0
16.04. | 15 | 0 |  | 0 | 0 | 0 | 0 | 0
16.04. | 16 | 0 |  | 0 | 0 | 0 | 0 | 0
16.04. | 17 | 0 |  | 0 | 0 | 0 | 0 | 0
16.04. | 18 | 0 |  | 0 | 0 | 0 | 0 | 0
16.04. | 19 | 0 |  | 0 | 0 | 0 | 0 | 0
16.04. | 20 | 0 |  | 0 | 0 | 0 | 0 | 0
16.04. | 21 | 0 |  | 0 | 0 | 0 | 0 | 0
16.04. | 22 | 0 |  | 0 | 0 | 0 | 0 | 0
16.04. | 23 | 0 |  | 0 | 0 | 0 | 0 | 0
16.04. | 24 | 0 |  | 0 | 0 | 0 | 0 | 0
17.04. | 1 | 0 |  | 0 | 0 | 0 | 0 | 0
17.04. | 2 | 0 |  | 0 | 0 | 0 | 0 | 0
17.04. | 3 | 0 |  | 0 | 0 | 0 | 0 | 0
17.04. | 4 | 0 |  | 0 | 0 | 0 | 0 | 0
17.04. | 5 | 0 |  | 0 | 0 | 0 | 0 | 0
17.04. | 6 | 0 |  | 0 | 0 | 0 | 0 | 0
17.04. | 7 | 0 |  | 0 | 0 | 0 | 0 | 0
17.04. | 8 | 0 |  | 0 | 0 | 0 | 0 | 0
17.04. | 9 | 0 |  | 0 | 0 | 0 | 0 | 0
17.04. | 10 | 0 |  | 0 | 0 | 0 | 0 | 0
17.04. | 11 | 0 |  | 0 | 0 | 0 | 0 | 0
17.04. | 12 | 0 |  | 0 | 0 | 0 | 0 | 0
17.04. | 13 | 0 |  | 0 | 0 | 0 | 0 | 0
17.04. | 14 | 0 |  | 0 | 0 | 0 | 0 | 0
17.04. | 15 | 0 |  | 0 | 0 | 0 | 0 | 0
17.04. | 16 | 0 |  | 0 | 0 | 0 | 0 | 0
17.04. | 17 | 0 |  | 0 | 0 | 0 | 0 | 0
17.04. | 18 | 0 |  | 0 | 0 | 0 | 0 | 0
17.04. | 19 | 0 |  | 0 | 0 | 0 | 0 | 0
17.04. | 20 | 0 |  | 0 | 0 | 0 | 0 | 0
17.04. | 21 | 0 |  | 0 | 0 | 0 | 0 | 0
17.04. | 22 | 0 |  | 0 | 0 | 0 | 0 | 0
17.04. | 23 | 0 |  | 0 | 0 | 0 | 0 | 0
17.04. | 24 | 0 |  | 0 | 0 | 0 | 0 | 0
18.04. | 1 | 0 |  | 0 | 0 | 0 | 0 | 0
18.04. | 2 | 0 |  | 0 | 0 | 0 | 0 | 0
18.04. | 3 | 0 |  | 0 | 0 | 0 | 0 | 0
18.04. | 4 | 0 |  | 0 | 0 | 0 | 0 | 0
18.04. | 5 | 0 |  | 0 | 0 | 0 | 0 | 0
18.04. | 6 | 0 |  | 0 | 0 | 0 | 0 | 0
18.04. | 7 | 0 |  | 0 | 0 | 0 | 0 | 0
18.04. | 8 | 0 |  | 0 | 0 | 0 | 0 | 0
18.04. | 9 | 0 |  | 0 | 0 | 0 | 0 | 0
18.04. | 10 | 0 |  | 0 | 0 | 0 | 0 | 0
18.04. | 11 | 0 |  | 0 | 0 | 0 | 0 | 0
18.04. | 12 | 0 |  | 0 | 0 | 0 | 0 | 0
18.04. | 13 | 0 |  | 0 | 0 | 0 | 0 | 0
18.04. | 14 | 0 |  | 0 | 0 | 0 | 0 | 0
18.04. | 15 | 0 |  | 0 | 0 | 0 | 0 | 0
18.04. | 16 | 0 |  | 0 | 0 | 0 | 0 | 0
18.04. | 17 | 0 |  | 0 | 0 | 0 | 0 | 0
18.04. | 18 | 0 |  | 0 | 0 | 0 | 0 | 0
18.04. | 19 | 0 |  | 0 | 0 | 0 | 0 | 0
18.04. | 20 | 0 |  | 0 | 0 | 0 | 0 | 0
18.04. | 21 | 0 |  | 0 | 0 | 0 | 0 | 0
18.04. | 22 | 0 |  | 0 | 0 | 0 | 0 | 0
18.04. | 23 | 0 |  | 0 | 0 | 0 | 0 | 0
18.04. | 24 | 0 |  | 0 | 0 | 0 | 0 | 0
19.04. | 1 | 0 |  | 0 | 0 | 0 | 0 | 0
19.04. | 2 | 0 |  | 0 | 0 | 0 | 0 | 0
19.04. | 3 | 0 |  | 0 | 0 | 0 | 0 | 0
19.04. | 4 | 0 |  | 0 | 0 | 0 | 0 | 0
19.04. | 5 | 0 |  | 0 | 0 | 0 | 0 | 0
19.04. | 6 | 0 |  | 0 | 0 | 0 | 0 | 0
19.04. | 7 | 0 |  | 0 | 0 | 0 | 0 | 0
19.04. | 8 | 0 |  | 0 | 0 | 0 | 0 | 0
19.04. | 9 | 0 |  | 0 | 0 | 0 | 0 | 0
19.04. | 10 | 0 |  | 0 | 0 | 0 | 0 | 0
19.04. | 11 | 0 |  | 0 | 0 | 0 | 0 | 0
19.04. | 12 | 0 |  | 0 | 0 | 0 | 0 | 0
19.04. | 13 | 0 |  | 0 | 0 | 0 | 0 | 0
19.04. | 14 | 0 |  | 0 | 0 | 0 | 0 | 0
19.04. | 15 | 0 |  | 0 | 0 | 0 | 0 | 0
19.04. | 16 | 0 |  | 0 | 0 | 0 | 0 | 0
19.04. | 17 | 0 |  | 0 | 0 | 0 | 0 | 0
19.04. | 18 | 0 |  | 0 | 0 | 0 | 0 | 0
19.04. | 19 | 0 |  | 0 | 0 | 0 | 0 | 0
19.04. | 20 | 0 |  | 0 | 0 | 0 | 0 | 0
19.04. | 21 | 0 |  | 0 | 0 | 0 | 0 | 0
19.04. | 22 | 0 |  | 0 | 0 | 0 | 0 | 0
19.04. | 23 | 0 |  | 0 | 0 | 0 | 0 | 0
19.04. | 24 | 0 |  | 0 | 0 | 0 | 0 | 0
20.04. | 1 | 0 |  | 0 | 0 | 0 | 0 | 0
20.04. | 2 | 0 |  | 0 | 0 | 0 | 0 | 0
20.04. | 3 | 0 |  | 0 | 0 | 0 | 0 | 0
20.04. | 4 | 0 |  | 0 | 0 | 0 | 0 | 0
20.04. | 5 | 0 |  | 0 | 0 | 0 | 0 | 0
20.04. | 6 | 0 |  | 0 | 0 | 0 | 0 | 0
20.04. | 7 | 0 |  | 0 | 0 | 0 | 0 | 0
20.04. | 8 | 0 |  | 0 | 0 | 0 | 0 | 0
20.04. | 9 | 0 |  | 0 | 0 | 0 | 0 | 0
20.04. | 10 | 0 |  | 0 | 0 | 0 | 0 | 0
20.04. | 11 | 0 |  | 0 | 0 | 0 | 0 | 0
20.04. | 12 | 0 |  | 0 | 0 | 0 | 0 | 0
20.04. | 13 | 0 |  | 0 | 0 | 0 | 0 | 0
20.04. | 14 | 0 |  | 0 | 0 | 0 | 0 | 0
20.04. | 15 | 0 |  | 0 | 0 | 0 | 0 | 0
20.04. | 16 | 0 |  | 0 | 0 | 0 | 0 | 0
20.04. | 17 | 0 |  | 0 | 0 | 0 | 0 | 0
20.04. | 18 | 0 |  | 0 | 0 | 0 | 0 | 0
20.04. | 19 | 0 |  | 0 | 0 | 0 | 0 | 0
20.04. | 20 | 0 |  | 0 | 0 | 0 | 0 | 0
20.04. | 21 | 0 |  | 0 | 0 | 0 | 0 | 0
20.04. | 22 | 0 |  | 0 | 0 | 0 | 0 | 0
20.04. | 23 | 0 |  | 0 | 0 | 0 | 0 | 0
20.04. | 24 | 0 |  | 0 | 0 | 0 | 0 | 0
21.04. | 1 | 0 |  | 0 | 0 | 0 | 0 | 0
21.04. | 2 | 0 |  | 0 | 0 | 0 | 0 | 0
21.04. | 3 | 0 |  | 0 | 0 | 0 | 0 | 0
21.04. | 4 | 0 |  | 0 | 0 | 0 | 0 | 0
21.04. | 5 | 0 |  | 0 | 0 | 0 | 0 | 0
21.04. | 6 | 0 |  | 0 | 0 | 0 | 0 | 0
21.04. | 7 | 0 |  | 0 | 0 | 0 | 0 | 0
21.04. | 8 | 0 |  | 0 | 0 | 0 | 0 | 0
21.04. | 9 | 0 |  | 0 | 0 | 0 | 0 | 0
21.04. | 10 | 0 |  | 0 | 0 | 0 | 0 | 0
21.04. | 11 | 0 |  | 0 | 0 | 0 | 0 | 0
21.04. | 12 | 0 |  | 0 | 0 | 0 | 0 | 0
21.04. | 13 | 0 |  | 0 | 0 | 0 | 0 | 0
21.04. | 14 | 0 |  | 0 | 0 | 0 | 0 | 0
21.04. | 15 | 0 |  | 0 | 0 | 0 | 0 | 0
21.04. | 16 | 0 |  | 0 | 0 | 0 | 0 | 0
21.04. | 17 | 0 |  | 0 | 0 | 0 | 0 | 0
21.04. | 18 | 0 |  | 0 | 0 | 0 | 0 | 0
21.04. | 19 | 0 |  | 0 | 0 | 0 | 0 | 0
21.04. | 20 | 0 |  | 0 | 0 | 0 | 0 | 0
21.04. | 21 | 0 |  | 0 | 0 | 0 | 0 | 0
21.04. | 22 | 0 |  | 0 | 0 | 0 | 0 | 0
21.04. | 23 | 0 |  | 0 | 0 | 0 | 0 | 0
21.04. | 24 | 0 |  | 0 | 0 | 0 | 0 | 0
22.04. | 1 | 0 |  | 0 | 0 | 0 | 0 | 0
22.04. | 2 | 0 |  | 0 | 0 | 0 | 0 | 0
22.04. | 3 | 0 |  | 0 | 0 | 0 | 0 | 0
22.04. | 4 | 0 |  | 0 | 0 | 0 | 0 | 0
22.04. | 5 | 0 |  | 0 | 0 | 0 | 0 | 0
22.04. | 6 | 0 |  | 0 | 0 | 0 | 0 | 0
22.04. | 7 | 0 |  | 0 | 0 | 0 | 0 | 0
22.04. | 8 | 0 |  | 0 | 0 | 0 | 0 | 0
22.04. | 9 | 0 |  | 0 | 0 | 0 | 0 | 0
22.04. | 10 | 0 |  | 0 | 0 | 0 | 0 | 0
22.04. | 11 | 0 |  | 0 | 0 | 0 | 0 | 0
22.04. | 12 | 0 |  | 0 | 0 | 0 | 0 | 0
22.04. | 13 | 0 |  | 0 | 0 | 0 | 0 | 0
22.04. | 14 | 0 |  | 0 | 0 | 0 | 0 | 0
22.04. | 15 | 0 |  | 0 | 0 | 0 | 0 | 0
22.04. | 16 | 0 |  | 0 | 0 | 0 | 0 | 0
22.04. | 17 | 0 |  | 0 | 0 | 0 | 0 | 0
22.04. | 18 | 0 |  | 0 | 0 | 0 | 0 | 0
22.04. | 19 | 0 |  | 0 | 0 | 0 | 0 | 0
22.04. | 20 | 0 |  | 0 | 0 | 0 | 0 | 0
22.04. | 21 | 0 |  | 0 | 0 | 0 | 0 | 0
22.04. | 22 | 0 |  | 0 | 0 | 0 | 0 | 0
22.04. | 23 | 0 |  | 0 | 0 | 0 | 0 | 0
22.04. | 24 | 0 |  | 0 | 0 | 0 | 0 | 0
23.04. | 1 | 0 |  | 0 | 0 | 0 | 0 | 0
23.04. | 2 | 0 |  | 0 | 0 | 0 | 0 | 0
23.04. | 3 | 0 |  | 0 | 0 | 0 | 0 | 0
23.04. | 4 | 0 |  | 0 | 0 | 0 | 0 | 0
23.04. | 5 | 0 |  | 0 | 0 | 0 | 0 | 0
23.04. | 6 | 0 |  | 0 | 0 | 0 | 0 | 0
23.04. | 7 | 0 |  | 0 | 0 | 0 | 0 | 0
23.04. | 8 | 0 |  | 0 | 0 | 0 | 0 | 0
23.04. | 9 | 0 |  | 0 | 0 | 0 | 0 | 0
23.04. | 10 | 0 |  | 0 | 0 | 0 | 0 | 0
23.04. | 11 | 0 |  | 0 | 0 | 0 | 0 | 0
23.04. | 12 | 0 |  | 0 | 0 | 0 | 0 | 0
23.04. | 13 | 0 |  | 0 | 0 | 0 | 0 | 0
23.04. | 14 | 0 |  | 0 | 0 | 0 | 0 | 0
23.04. | 15 | 0 |  | 0 | 0 | 0 | 0 | 0
23.04. | 16 | 0 |  | 0 | 0 | 0 | 0 | 0
23.04. | 17 | 0 |  | 0 | 0 | 0 | 0 | 0
23.04. | 18 | 0 |  | 0 | 0 | 0 | 0 | 0
23.04. | 19 | 0 |  | 0 | 0 | 0 | 0 | 0
23.04. | 20 | 0 |  | 0 | 0 | 0 | 0 | 0
23.04. | 21 | 0 |  | 0 | 0 | 0 | 0 | 0
23.04. | 22 | 0 |  | 0 | 0 | 0 | 0 | 0
23.04. | 23 | 0 |  | 0 | 0 | 0 | 0 | 0
23.04. | 24 | 0 |  | 0 | 0 | 0 | 0 | 0
24.04. | 1 | 0 |  | 0 | 0 | 0 | 0 | 0
24.04. | 2 | 0 |  | 0 | 0 | 0 | 0 | 0
24.04. | 3 | 0 |  | 0 | 0 | 0 | 0 | 0
24.04. | 4 | 0 |  | 0 | 0 | 0 | 0 | 0
24.04. | 5 | 0 |  | 0 | 0 | 0 | 0 | 0
24.04. | 6 | 0 |  | 0 | 0 | 0 | 0 | 0
24.04. | 7 | 0 |  | 0 | 0 | 0 | 0 | 0
24.04. | 8 | 0 |  | 0 | 0 | 0 | 0 | 0
24.04. | 9 | 0 |  | 0 | 0 | 0 | 0 | 0
24.04. | 10 | 0 |  | 0 | 0 | 0 | 0 | 0
24.04. | 11 | 0 |  | 0 | 0 | 0 | 0 | 0
24.04. | 12 | 0 |  | 0 | 0 | 0 | 0 | 0
24.04. | 13 | 0 |  | 0 | 0 | 0 | 0 | 0
24.04. | 14 | 0 |  | 0 | 0 | 0 | 0 | 0
24.04. | 15 | 0 |  | 0 | 0 | 0 | 0 | 0
24.04. | 16 | 0 |  | 0 | 0 | 0 | 0 | 0
24.04. | 17 | 0 |  | 0 | 0 | 0 | 0 | 0
24.04. | 18 | 0 |  | 0 | 0 | 0 | 0 | 0
24.04. | 19 | 0 |  | 0 | 0 | 0 | 0 | 0
24.04. | 20 | 0 |  | 0 | 0 | 0 | 0 | 0
24.04. | 21 | 0 |  | 0 | 0 | 0 | 0 | 0
24.04. | 22 | 0 |  | 0 | 0 | 0 | 0 | 0
24.04. | 23 | 0 |  | 0 | 0 | 0 | 0 | 0
24.04. | 24 | 0 |  | 0 | 0 | 0 | 0 | 0
25.04. | 1 | 0 |  | 0 | 0 | 0 | 0 | 0
25.04. | 2 | 0 |  | 0 | 0 | 0 | 0 | 0
25.04. | 3 | 0 |  | 0 | 0 | 0 | 0 | 0
25.04. | 4 | 0 |  | 0 | 0 | 0 | 0 | 0
25.04. | 5 | 0 |  | 0 | 0 | 0 | 0 | 0
25.04. | 6 | 0 |  | 0 | 0 | 0 | 0 | 0
25.04. | 7 | 0 |  | 0 | 0 | 0 | 0 | 0
25.04. | 8 | 0 |  | 0 | 0 | 0 | 0 | 0
25.04. | 9 | 0 |  | 0 | 0 | 0 | 0 | 0
25.04. | 10 | 0 |  | 0 | 0 | 0 | 0 | 0
25.04. | 11 | 0 |  | 0 | 0 | 0 | 0 | 0
25.04. | 12 | 0 |  | 0 | 0 | 0 | 0 | 0
25.04. | 13 | 0 |  | 0 | 0 | 0 | 0 | 0
25.04. | 14 | 0 |  | 0 | 0 | 0 | 0 | 0
25.04. | 15 | 0 |  | 0 | 0 | 0 | 0 | 0
25.04. | 16 | 0 |  | 0 | 0 | 0 | 0 | 0
25.04. | 17 | 0 |  | 0 | 0 | 0 | 0 | 0
25.04. | 18 | 0 |  | 0 | 0 | 0 | 0 | 0
25.04. | 19 | 0 |  | 0 | 0 | 0 | 0 | 0
25.04. | 20 | 0 |  | 0 | 0 | 0 | 0 | 0
25.04. | 21 | 0 |  | 0 | 0 | 0 | 0 | 0
25.04. | 22 | 0 |  | 0 | 0 | 0 | 0 | 0
25.04. | 23 | 0 |  | 0 | 0 | 0 | 0 | 0
25.04. | 24 | 0 |  | 0 | 0 | 0 | 0 | 0
26.04. | 1 | 0 |  | 0 | 0 | 0 | 0 | 0
26.04. | 2 | 0 |  | 0 | 0 | 0 | 0 | 0
26.04. | 3 | 0 |  | 0 | 0 | 0 | 0 | 0
26.04. | 4 | 0 |  | 0 | 0 | 0 | 0 | 0
26.04. | 5 | 0 |  | 0 | 0 | 0 | 0 | 0
26.04. | 6 | 0 |  | 0 | 0 | 0 | 0 | 0
26.04. | 7 | 0 |  | 0 | 0 | 0 | 0 | 0
26.04. | 8 | 0 |  | 0 | 0 | 0 | 0 | 0
26.04. | 9 | 0 |  | 0 | 0 | 0 | 0 | 0
26.04. | 10 | 0 |  | 0 | 0 | 0 | 0 | 0
26.04. | 11 | 0 |  | 0 | 0 | 0 | 0 | 0
26.04. | 12 | 0 |  | 0 | 0 | 0 | 0 | 0
26.04. | 13 | 0 |  | 0 | 0 | 0 | 0 | 0
26.04. | 14 | 0 |  | 0 | 0 | 0 | 0 | 0
26.04. | 15 | 0 |  | 0 | 0 | 0 | 0 | 0
26.04. | 16 | 0 |  | 0 | 0 | 0 | 0 | 0
26.04. | 17 | 0 |  | 0 | 0 | 0 | 0 | 0
26.04. | 18 | 0 |  | 0 | 0 | 0 | 0 | 0
26.04. | 19 | 0 |  | 0 | 0 | 0 | 0 | 0
26.04. | 20 | 0 |  | 0 | 0 | 0 | 0 | 0
26.04. | 21 | 0 |  | 0 | 0 | 0 | 0 | 0
26.04. | 22 | 0 |  | 0 | 0 | 0 | 0 | 0
26.04. | 23 | 0 |  | 0 | 0 | 0 | 0 | 0
26.04. | 24 | 0 |  | 0 | 0 | 0 | 0 | 0
27.04. | 1 | 0 |  | 0 | 0 | 0 | 0 | 0
27.04. | 2 | 0 |  | 0 | 0 | 0 | 0 | 0
27.04. | 3 | 0 |  | 0 | 0 | 0 | 0 | 0
27.04. | 4 | 0 |  | 0 | 0 | 0 | 0 | 0
27.04. | 5 | 0 |  | 0 | 0 | 0 | 0 | 0
27.04. | 6 | 0 |  | 0 | 0 | 0 | 0 | 0
27.04. | 7 | 0 |  | 0 | 0 | 0 | 0 | 0
27.04. | 8 | 0 |  | 0 | 0 | 0 | 0 | 0
27.04. | 9 | 0 |  | 0 | 0 | 0 | 0 | 0
27.04. | 10 | 0 |  | 0 | 0 | 0 | 0 | 0
27.04. | 11 | 0 |  | 0 | 0 | 0 | 0 | 0
27.04. | 12 | 0 |  | 0 | 0 | 0 | 0 | 0
27.04. | 13 | 0 |  | 0 | 0 | 0 | 0 | 0
27.04. | 14 | 0 |  | 0 | 0 | 0 | 0 | 0
27.04. | 15 | 0 |  | 0 | 0 | 0 | 0 | 0
27.04. | 16 | 0 |  | 0 | 0 | 0 | 0 | 0
27.04. | 17 | 0 |  | 0 | 0 | 0 | 0 | 0
27.04. | 18 | 0 |  | 0 | 0 | 0 | 0 | 0
27.04. | 19 | 0 |  | 0 | 0 | 0 | 0 | 0
27.04. | 20 | 0 |  | 0 | 0 | 0 | 0 | 0
27.04. | 21 | 0 |  | 0 | 0 | 0 | 0 | 0
27.04. | 22 | 0 |  | 0 | 0 | 0 | 0 | 0
27.04. | 23 | 0 |  | 0 | 0 | 0 | 0 | 0
27.04. | 24 | 0 |  | 0 | 0 | 0 | 0 | 0
28.04. | 1 | 0 |  | 0 | 0 | 0 | 0 | 0
28.04. | 2 | 0 |  | 0 | 0 | 0 | 0 | 0
28.04. | 3 | 0 |  | 0 | 0 | 0 | 0 | 0
28.04. | 4 | 0 |  | 0 | 0 | 0 | 0 | 0
28.04. | 5 | 0 |  | 0 | 0 | 0 | 0 | 0
28.04. | 6 | 0 |  | 0 | 0 | 0 | 0 | 0
28.04. | 7 | 0 |  | 0 | 0 | 0 | 0 | 0
28.04. | 8 | 0 |  | 0 | 0 | 0 | 0 | 0
28.04. | 9 | 0 |  | 0 | 0 | 0 | 0 | 0
28.04. | 10 | 0 |  | 0 | 0 | 0 | 0 | 0
28.04. | 11 | 0 |  | 0 | 0 | 0 | 0 | 0
28.04. | 12 | 0 |  | 0 | 0 | 0 | 0 | 0
28.04. | 13 | 0 |  | 0 | 0 | 0 | 0 | 0
28.04. | 14 | 0 |  | 0 | 0 | 0 | 0 | 0
28.04. | 15 | 0 |  | 0 | 0 | 0 | 0 | 0
28.04. | 16 | 0 |  | 0 | 0 | 0 | 0 | 0
28.04. | 17 | 0 |  | 0 | 0 | 0 | 0 | 0
28.04. | 18 | 0 |  | 0 | 0 | 0 | 0 | 0
28.04. | 19 | 0 |  | 0 | 0 | 0 | 0 | 0
28.04. | 20 | 0 |  | 0 | 0 | 0 | 0 | 0
28.04. | 21 | 0 |  | 0 | 0 | 0 | 0 | 0
28.04. | 22 | 0 |  | 0 | 0 | 0 | 0 | 0
28.04. | 23 | 0 |  | 0 | 0 | 0 | 0 | 0
28.04. | 24 | 0 |  | 0 | 0 | 0 | 0 | 0
29.04. | 1 | 0 |  | 0 | 0 | 0 | 0 | 0
29.04. | 2 | 0 |  | 0 | 0 | 0 | 0 | 0
29.04. | 3 | 0 |  | 0 | 0 | 0 | 0 | 0
29.04. | 4 | 0 |  | 0 | 0 | 0 | 0 | 0
29.04. | 5 | 0 |  | 0 | 0 | 0 | 0 | 0
29.04. | 6 | 0 |  | 0 | 0 | 0 | 0 | 0
29.04. | 7 | 0 |  | 0 | 0 | 0 | 0 | 0
29.04. | 8 | 0 |  | 0 | 0 | 0 | 0 | 0
29.04. | 9 | 0 |  | 0 | 0 | 0 | 0 | 0
29.04. | 10 | 0 |  | 0 | 0 | 0 | 0 | 0
29.04. | 11 | 0 |  | 0 | 0 | 0 | 0 | 0
29.04. | 12 | 0 |  | 0 | 0 | 0 | 0 | 0
29.04. | 13 | 0 |  | 0 | 0 | 0 | 0 | 0
29.04. | 14 | 0 |  | 0 | 0 | 0 | 0 | 0
29.04. | 15 | 0 |  | 0 | 0 | 0 | 0 | 0
29.04. | 16 | 0 |  | 0 | 0 | 0 | 0 | 0
29.04. | 17 | 0 |  | 0 | 0 | 0 | 0 | 0
29.04. | 18 | 0 |  | 0 | 0 | 0 | 0 | 0
29.04. | 19 | 0 |  | 0 | 0 | 0 | 0 | 0
29.04. | 20 | 0 |  | 0 | 0 | 0 | 0 | 0
29.04. | 21 | 0 |  | 0 | 0 | 0 | 0 | 0
29.04. | 22 | 0 |  | 0 | 0 | 0 | 0 | 0
29.04. | 23 | 0 |  | 0 | 0 | 0 | 0 | 0
29.04. | 24 | 0 |  | 0 | 0 | 0 | 0 | 0
30.04. | 1 | 0 |  | 0 | 0 | 0 | 0 | 0
30.04. | 2 | 0 |  | 0 | 0 | 0 | 0 | 0
30.04. | 3 | 0 |  | 0 | 0 | 0 | 0 | 0
30.04. | 4 | 0 |  | 0 | 0 | 0 | 0 | 0
30.04. | 5 | 0 |  | 0 | 0 | 0 | 0 | 0
30.04. | 6 | 0 |  | 0 | 0 | 0 | 0 | 0
30.04. | 7 | 0 |  | 0 | 0 | 0 | 0 | 0
30.04. | 8 | 0 |  | 0 | 0 | 0 | 0 | 0
30.04. | 9 | 0 |  | 0 | 0 | 0 | 0 | 0
30.04. | 10 | 0 |  | 0 | 0 | 0 | 0 | 0
30.04. | 11 | 0 |  | 0 | 0 | 0 | 0 | 0
30.04. | 12 | 0 |  | 0 | 0 | 0 | 0 | 0
30.04. | 13 | 0 |  | 0 | 0 | 0 | 0 | 0
30.04. | 14 | 0 |  | 0 | 0 | 0 | 0 | 0
30.04. | 15 | 0 |  | 0 | 0 | 0 | 0 | 0
30.04. | 16 | 0 |  | 0 | 0 | 0 | 0 | 0
30.04. | 17 | 0 |  | 0 | 0 | 0 | 0 | 0
30.04. | 18 | 0 |  | 0 | 0 | 0 | 0 | 0
30.04. | 19 | 0 |  | 0 | 0 | 0 | 0 | 0
30.04. | 20 | 0 |  | 0 | 0 | 0 | 0 | 0
30.04. | 21 | 0 |  | 0 | 0 | 0 | 0 | 0
30.04. | 22 | 0 |  | 0 | 0 | 0 | 0 | 0
30.04. | 23 | 0 |  | 0 | 0 | 0 | 0 | 0
30.04. | 24 | 0 |  | 0 | 0 | 0 | 0 | 0
01.05. | 1 | 0 |  | 0 | 0 | 0 | 0 | 0
01.05. | 2 | 0 |  | 0 | 0 | 0 | 0 | 0
01.05. | 3 | 0 |  | 0 | 0 | 0 | 0 | 0
01.05. | 4 | 0 |  | 0 | 0 | 0 | 0 | 0
01.05. | 5 | 0 |  | 0 | 0 | 0 | 0 | 0
01.05. | 6 | 0 |  | 0 | 0 | 0 | 0 | 0
01.05. | 7 | 0 |  | 0 | 0 | 0 | 0 | 0
01.05. | 8 | 0 |  | 0 | 0 | 0 | 0 | 0
01.05. | 9 | 0 |  | 0 | 0 | 0 | 0 | 0
01.05. | 10 | 0 |  | 0 | 0 | 0 | 0 | 0
01.05. | 11 | 0 |  | 0 | 0 | 0 | 0 | 0
01.05. | 12 | 0 |  | 0 | 0 | 0 | 0 | 0
01.05. | 13 | 0 |  | 0 | 0 | 0 | 0 | 0
01.05. | 14 | 0 |  | 0 | 0 | 0 | 0 | 0
01.05. | 15 | 0 |  | 0 | 0 | 0 | 0 | 0
01.05. | 16 | 0 |  | 0 | 0 | 0 | 0 | 0
01.05. | 17 | 0 |  | 0 | 0 | 0 | 0 | 0
01.05. | 18 | 0 |  | 0 | 0 | 0 | 0 | 0
01.05. | 19 | 0 |  | 0 | 0 | 0 | 0 | 0
01.05. | 20 | 0 |  | 0 | 0 | 0 | 0 | 0
01.05. | 21 | 0 |  | 0 | 0 | 0 | 0 | 0
01.05. | 22 | 0 |  | 0 | 0 | 0 | 0 | 0
01.05. | 23 | 0 |  | 0 | 0 | 0 | 0 | 0
01.05. | 24 | 0 |  | 0 | 0 | 0 | 0 | 0
02.05. | 1 | 0 |  | 0 | 0 | 0 | 0 | 0
02.05. | 2 | 0 |  | 0 | 0 | 0 | 0 | 0
02.05. | 3 | 0 |  | 0 | 0 | 0 | 0 | 0
02.05. | 4 | 0 |  | 0 | 0 | 0 | 0 | 0
02.05. | 5 | 0 |  | 0 | 0 | 0 | 0 | 0
02.05. | 6 | 0 |  | 0 | 0 | 0 | 0 | 0
02.05. | 7 | 0 |  | 0 | 0 | 0 | 0 | 0
02.05. | 8 | 0 |  | 0 | 0 | 0 | 0 | 0
02.05. | 9 | 0 |  | 0 | 0 | 0 | 0 | 0
02.05. | 10 | 0 |  | 0 | 0 | 0 | 0 | 0
02.05. | 11 | 0 |  | 0 | 0 | 0 | 0 | 0
02.05. | 12 | 0 |  | 0 | 0 | 0 | 0 | 0
02.05. | 13 | 0 |  | 0 | 0 | 0 | 0 | 0
02.05. | 14 | 0 |  | 0 | 0 | 0 | 0 | 0
02.05. | 15 | 0 |  | 0 | 0 | 0 | 0 | 0
02.05. | 16 | 0 |  | 0 | 0 | 0 | 0 | 0
02.05. | 17 | 0 |  | 0 | 0 | 0 | 0 | 0
02.05. | 18 | 0 |  | 0 | 0 | 0 | 0 | 0
02.05. | 19 | 0 |  | 0 | 0 | 0 | 0 | 0
02.05. | 20 | 0 |  | 0 | 0 | 0 | 0 | 0
02.05. | 21 | 0 |  | 0 | 0 | 0 | 0 | 0
02.05. | 22 | 0 |  | 0 | 0 | 0 | 0 | 0
02.05. | 23 | 0 |  | 0 | 0 | 0 | 0 | 0
02.05. | 24 | 0 |  | 0 | 0 | 0 | 0 | 0
03.05. | 1 | 0 |  | 0 | 0 | 0 | 0 | 0
03.05. | 2 | 0 |  | 0 | 0 | 0 | 0 | 0
03.05. | 3 | 0 |  | 0 | 0 | 0 | 0 | 0
03.05. | 4 | 0 |  | 0 | 0 | 0 | 0 | 0
03.05. | 5 | 0 |  | 0 | 0 | 0 | 0 | 0
03.05. | 6 | 0 |  | 0 | 0 | 0 | 0 | 0
03.05. | 7 | 0 |  | 0 | 0 | 0 | 0 | 0
03.05. | 8 | 0 |  | 0 | 0 | 0 | 0 | 0
03.05. | 9 | 0 |  | 0 | 0 | 0 | 0 | 0
03.05. | 10 | 0 |  | 0 | 0 | 0 | 0 | 0
03.05. | 11 | 0 |  | 0 | 0 | 0 | 0 | 0
03.05. | 12 | 0 |  | 0 | 0 | 0 | 0 | 0
03.05. | 13 | 0 |  | 0 | 0 | 0 | 0 | 0
03.05. | 14 | 0 |  | 0 | 0 | 0 | 0 | 0
03.05. | 15 | 0 |  | 0 | 0 | 0 | 0 | 0
03.05. | 16 | 0 |  | 0 | 0 | 0 | 0 | 0
03.05. | 17 | 0 |  | 0 | 0 | 0 | 0 | 0
03.05. | 18 | 0 |  | 0 | 0 | 0 | 0 | 0
03.05. | 19 | 0 |  | 0 | 0 | 0 | 0 | 0
03.05. | 20 | 0 |  | 0 | 0 | 0 | 0 | 0
03.05. | 21 | 0 |  | 0 | 0 | 0 | 0 | 0
03.05. | 22 | 0 |  | 0 | 0 | 0 | 0 | 0
03.05. | 23 | 0 |  | 0 | 0 | 0 | 0 | 0
03.05. | 24 | 0 |  | 0 | 0 | 0 | 0 | 0
04.05. | 1 | 0 |  | 0 | 0 | 0 | 0 | 0
04.05. | 2 | 0 |  | 0 | 0 | 0 | 0 | 0
04.05. | 3 | 0 |  | 0 | 0 | 0 | 0 | 0
04.05. | 4 | 0 |  | 0 | 0 | 0 | 0 | 0
04.05. | 5 | 0 |  | 0 | 0 | 0 | 0 | 0
04.05. | 6 | 0 |  | 0 | 0 | 0 | 0 | 0
04.05. | 7 | 0 |  | 0 | 0 | 0 | 0 | 0
04.05. | 8 | 0 |  | 0 | 0 | 0 | 0 | 0
04.05. | 9 | 0 |  | 0 | 0 | 0 | 0 | 0
04.05. | 10 | 0 |  | 0 | 0 | 0 | 0 | 0
04.05. | 11 | 0 |  | 0 | 0 | 0 | 0 | 0
04.05. | 12 | 0 |  | 0 | 0 | 0 | 0 | 0
04.05. | 13 | 0 |  | 0 | 0 | 0 | 0 | 0
04.05. | 14 | 0 |  | 0 | 0 | 0 | 0 | 0
04.05. | 15 | 0 |  | 0 | 0 | 0 | 0 | 0
04.05. | 16 | 0 |  | 0 | 0 | 0 | 0 | 0
04.05. | 17 | 0 |  | 0 | 0 | 0 | 0 | 0
04.05. | 18 | 0 |  | 0 | 0 | 0 | 0 | 0
04.05. | 19 | 0 |  | 0 | 0 | 0 | 0 | 0
04.05. | 20 | 0 |  | 0 | 0 | 0 | 0 | 0
04.05. | 21 | 0 |  | 0 | 0 | 0 | 0 | 0
04.05. | 22 | 0 |  | 0 | 0 | 0 | 0 | 0
04.05. | 23 | 0 |  | 0 | 0 | 0 | 0 | 0
04.05. | 24 | 0 |  | 0 | 0 | 0 | 0 | 0
05.05. | 1 | 0 |  | 0 | 0 | 0 | 0 | 0
05.05. | 2 | 0 |  | 0 | 0 | 0 | 0 | 0
05.05. | 3 | 0 |  | 0 | 0 | 0 | 0 | 0
05.05. | 4 | 0 |  | 0 | 0 | 0 | 0 | 0
05.05. | 5 | 0 |  | 0 | 0 | 0 | 0 | 0
05.05. | 6 | 0 |  | 0 | 0 | 0 | 0 | 0
05.05. | 7 | 0 |  | 0 | 0 | 0 | 0 | 0
05.05. | 8 | 0 |  | 0 | 0 | 0 | 0 | 0
05.05. | 9 | 0 |  | 0 | 0 | 0 | 0 | 0
05.05. | 10 | 0 |  | 0 | 0 | 0 | 0 | 0
05.05. | 11 | 0 |  | 0 | 0 | 0 | 0 | 0
05.05. | 12 | 0 |  | 0 | 0 | 0 | 0 | 0
05.05. | 13 | 0 |  | 0 | 0 | 0 | 0 | 0
05.05. | 14 | 0 |  | 0 | 0 | 0 | 0 | 0
05.05. | 15 | 0 |  | 0 | 0 | 0 | 0 | 0
05.05. | 16 | 0 |  | 0 | 0 | 0 | 0 | 0
05.05. | 17 | 0 |  | 0 | 0 | 0 | 0 | 0
05.05. | 18 | 0 |  | 0 | 0 | 0 | 0 | 0
05.05. | 19 | 0 |  | 0 | 0 | 0 | 0 | 0
05.05. | 20 | 0 |  | 0 | 0 | 0 | 0 | 0
05.05. | 21 | 0 |  | 0 | 0 | 0 | 0 | 0
05.05. | 22 | 0 |  | 0 | 0 | 0 | 0 | 0
05.05. | 23 | 0 |  | 0 | 0 | 0 | 0 | 0
05.05. | 24 | 0 |  | 0 | 0 | 0 | 0 | 0
06.05. | 1 | 0 |  | 0 | 0 | 0 | 0 | 0
06.05. | 2 | 0 |  | 0 | 0 | 0 | 0 | 0
06.05. | 3 | 0 |  | 0 | 0 | 0 | 0 | 0
06.05. | 4 | 0 |  | 0 | 0 | 0 | 0 | 0
06.05. | 5 | 0 |  | 0 | 0 | 0 | 0 | 0
06.05. | 6 | 0 |  | 0 | 0 | 0 | 0 | 0
06.05. | 7 | 0 |  | 0 | 0 | 0 | 0 | 0
06.05. | 8 | 0 |  | 0 | 0 | 0 | 0 | 0
06.05. | 9 | 0 |  | 0 | 0 | 0 | 0 | 0
06.05. | 10 | 0 |  | 0 | 0 | 0 | 0 | 0
06.05. | 11 | 0 |  | 0 | 0 | 0 | 0 | 0
06.05. | 12 | 0 |  | 0 | 0 | 0 | 0 | 0
06.05. | 13 | 0 |  | 0 | 0 | 0 | 0 | 0
06.05. | 14 | 0 |  | 0 | 0 | 0 | 0 | 0
06.05. | 15 | 0 |  | 0 | 0 | 0 | 0 | 0
06.05. | 16 | 0 |  | 0 | 0 | 0 | 0 | 0
06.05. | 17 | 0 |  | 0 | 0 | 0 | 0 | 0
06.05. | 18 | 0 |  | 0 | 0 | 0 | 0 | 0
06.05. | 19 | 0 |  | 0 | 0 | 0 | 0 | 0
06.05. | 20 | 0 |  | 0 | 0 | 0 | 0 | 0
06.05. | 21 | 0 |  | 0 | 0 | 0 | 0 | 0
06.05. | 22 | 0 |  | 0 | 0 | 0 | 0 | 0
06.05. | 23 | 0 |  | 0 | 0 | 0 | 0 | 0
06.05. | 24 | 0 |  | 0 | 0 | 0 | 0 | 0
07.05. | 1 | 0 |  | 0 | 0 | 0 | 0 | 0
07.05. | 2 | 0 |  | 0 | 0 | 0 | 0 | 0
07.05. | 3 | 0 |  | 0 | 0 | 0 | 0 | 0
07.05. | 4 | 0 |  | 0 | 0 | 0 | 0 | 0
07.05. | 5 | 0 |  | 0 | 0 | 0 | 0 | 0
07.05. | 6 | 0 |  | 0 | 0 | 0 | 0 | 0
07.05. | 7 | 0 |  | 0 | 0 | 0 | 0 | 0
07.05. | 8 | 0 |  | 0 | 0 | 0 | 0 | 0
07.05. | 9 | 0 |  | 0 | 0 | 0 | 0 | 0
07.05. | 10 | 0 |  | 0 | 0 | 0 | 0 | 0
07.05. | 11 | 0 |  | 0 | 0 | 0 | 0 | 0
07.05. | 12 | 0 |  | 0 | 0 | 0 | 0 | 0
07.05. | 13 | 0 |  | 0 | 0 | 0 | 0 | 0
07.05. | 14 | 0 |  | 0 | 0 | 0 | 0 | 0
07.05. | 15 | 0 |  | 0 | 0 | 0 | 0 | 0
07.05. | 16 | 0 |  | 0 | 0 | 0 | 0 | 0
07.05. | 17 | 0 |  | 0 | 0 | 0 | 0 | 0
07.05. | 18 | 0 |  | 0 | 0 | 0 | 0 | 0
07.05. | 19 | 0 |  | 0 | 0 | 0 | 0 | 0
07.05. | 20 | 0 |  | 0 | 0 | 0 | 0 | 0
07.05. | 21 | 0 |  | 0 | 0 | 0 | 0 | 0
07.05. | 22 | 0 |  | 0 | 0 | 0 | 0 | 0
07.05. | 23 | 0 |  | 0 | 0 | 0 | 0 | 0
07.05. | 24 | 0 |  | 0 | 0 | 0 | 0 | 0
08.05. | 1 | 0 |  | 0 | 0 | 0 | 0 | 0
08.05. | 2 | 0 |  | 0 | 0 | 0 | 0 | 0
08.05. | 3 | 0 |  | 0 | 0 | 0 | 0 | 0
08.05. | 4 | 0 |  | 0 | 0 | 0 | 0 | 0
08.05. | 5 | 0 |  | 0 | 0 | 0 | 0 | 0
08.05. | 6 | 0 |  | 0 | 0 | 0 | 0 | 0
08.05. | 7 | 0 |  | 0 | 0 | 0 | 0 | 0
08.05. | 8 | 0 |  | 0 | 0 | 0 | 0 | 0
08.05. | 9 | 0 |  | 0 | 0 | 0 | 0 | 0
08.05. | 10 | 0 |  | 0 | 0 | 0 | 0 | 0
08.05. | 11 | 0 |  | 0 | 0 | 0 | 0 | 0
08.05. | 12 | 0 |  | 0 | 0 | 0 | 0 | 0
08.05. | 13 | 0 |  | 0 | 0 | 0 | 0 | 0
08.05. | 14 | 0 |  | 0 | 0 | 0 | 0 | 0
08.05. | 15 | 0 |  | 0 | 0 | 0 | 0 | 0
08.05. | 16 | 0 |  | 0 | 0 | 0 | 0 | 0
08.05. | 17 | 0 |  | 0 | 0 | 0 | 0 | 0
08.05. | 18 | 0 |  | 0 | 0 | 0 | 0 | 0
08.05. | 19 | 0 |  | 0 | 0 | 0 | 0 | 0
08.05. | 20 | 0 |  | 0 | 0 | 0 | 0 | 0
08.05. | 21 | 0 |  | 0 | 0 | 0 | 0 | 0
08.05. | 22 | 0 |  | 0 | 0 | 0 | 0 | 0
08.05. | 23 | 0 |  | 0 | 0 | 0 | 0 | 0
08.05. | 24 | 0 |  | 0 | 0 | 0 | 0 | 0
09.05. | 1 | 0 |  | 0 | 0 | 0 | 0 | 0
09.05. | 2 | 0 |  | 0 | 0 | 0 | 0 | 0
09.05. | 3 | 0 |  | 0 | 0 | 0 | 0 | 0
09.05. | 4 | 0 |  | 0 | 0 | 0 | 0 | 0
09.05. | 5 | 0 |  | 0 | 0 | 0 | 0 | 0
09.05. | 6 | 0 |  | 0 | 0 | 0 | 0 | 0
09.05. | 7 | 0 |  | 0 | 0 | 0 | 0 | 0
09.05. | 8 | 0 |  | 0 | 0 | 0 | 0 | 0
09.05. | 9 | 0 |  | 0 | 0 | 0 | 0 | 0
09.05. | 10 | 0 |  | 0 | 0 | 0 | 0 | 0
09.05. | 11 | 0 |  | 0 | 0 | 0 | 0 | 0
09.05. | 12 | 0 |  | 0 | 0 | 0 | 0 | 0
09.05. | 13 | 0 |  | 0 | 0 | 0 | 0 | 0
09.05. | 14 | 0 |  | 0 | 0 | 0 | 0 | 0
09.05. | 15 | 0 |  | 0 | 0 | 0 | 0 | 0
09.05. | 16 | 0 |  | 0 | 0 | 0 | 0 | 0
09.05. | 17 | 0 |  | 0 | 0 | 0 | 0 | 0
09.05. | 18 | 0 |  | 0 | 0 | 0 | 0 | 0
09.05. | 19 | 0 |  | 0 | 0 | 0 | 0 | 0
09.05. | 20 | 0 |  | 0 | 0 | 0 | 0 | 0
09.05. | 21 | 0 |  | 0 | 0 | 0 | 0 | 0
09.05. | 22 | 0 |  | 0 | 0 | 0 | 0 | 0
09.05. | 23 | 0 |  | 0 | 0 | 0 | 0 | 0
09.05. | 24 | 0 |  | 0 | 0 | 0 | 0 | 0
10.05. | 1 | 0 |  | 0 | 0 | 0 | 0 | 0
10.05. | 2 | 0 |  | 0 | 0 | 0 | 0 | 0
10.05. | 3 | 0 |  | 0 | 0 | 0 | 0 | 0
10.05. | 4 | 0 |  | 0 | 0 | 0 | 0 | 0
10.05. | 5 | 0 |  | 0 | 0 | 0 | 0 | 0
10.05. | 6 | 0 |  | 0 | 0 | 0 | 0 | 0
10.05. | 7 | 0 |  | 0 | 0 | 0 | 0 | 0
10.05. | 8 | 0 |  | 0 | 0 | 0 | 0 | 0
10.05. | 9 | 0 |  | 0 | 0 | 0 | 0 | 0
10.05. | 10 | 0 |  | 0 | 0 | 0 | 0 | 0
10.05. | 11 | 0 |  | 0 | 0 | 0 | 0 | 0
10.05. | 12 | 0 |  | 0 | 0 | 0 | 0 | 0
10.05. | 13 | 0 |  | 0 | 0 | 0 | 0 | 0
10.05. | 14 | 0 |  | 0 | 0 | 0 | 0 | 0
10.05. | 15 | 0 |  | 0 | 0 | 0 | 0 | 0
10.05. | 16 | 0 |  | 0 | 0 | 0 | 0 | 0
10.05. | 17 | 0 |  | 0 | 0 | 0 | 0 | 0
10.05. | 18 | 0 |  | 0 | 0 | 0 | 0 | 0
10.05. | 19 | 0 |  | 0 | 0 | 0 | 0 | 0
10.05. | 20 | 0 |  | 0 | 0 | 0 | 0 | 0
10.05. | 21 | 0 |  | 0 | 0 | 0 | 0 | 0
10.05. | 22 | 0 |  | 0 | 0 | 0 | 0 | 0
10.05. | 23 | 0 |  | 0 | 0 | 0 | 0 | 0
10.05. | 24 | 0 |  | 0 | 0 | 0 | 0 | 0
11.05. | 1 | 0 |  | 0 | 0 | 0 | 0 | 0
11.05. | 2 | 0 |  | 0 | 0 | 0 | 0 | 0
11.05. | 3 | 0 |  | 0 | 0 | 0 | 0 | 0
11.05. | 4 | 0 |  | 0 | 0 | 0 | 0 | 0
11.05. | 5 | 0 |  | 0 | 0 | 0 | 0 | 0
11.05. | 6 | 0 |  | 0 | 0 | 0 | 0 | 0
11.05. | 7 | 0 |  | 0 | 0 | 0 | 0 | 0
11.05. | 8 | 0 |  | 0 | 0 | 0 | 0 | 0
11.05. | 9 | 0 |  | 0 | 0 | 0 | 0 | 0
11.05. | 10 | 0 |  | 0 | 0 | 0 | 0 | 0
11.05. | 11 | 0 |  | 0 | 0 | 0 | 0 | 0
11.05. | 12 | 0 |  | 0 | 0 | 0 | 0 | 0
11.05. | 13 | 0 |  | 0 | 0 | 0 | 0 | 0
11.05. | 14 | 0 |  | 0 | 0 | 0 | 0 | 0
11.05. | 15 | 0 |  | 0 | 0 | 0 | 0 | 0
11.05. | 16 | 0 |  | 0 | 0 | 0 | 0 | 0
11.05. | 17 | 0 |  | 0 | 0 | 0 | 0 | 0
11.05. | 18 | 0 |  | 0 | 0 | 0 | 0 | 0
11.05. | 19 | 0 |  | 0 | 0 | 0 | 0 | 0
11.05. | 20 | 0 |  | 0 | 0 | 0 | 0 | 0
11.05. | 21 | 0 |  | 0 | 0 | 0 | 0 | 0
11.05. | 22 | 0 |  | 0 | 0 | 0 | 0 | 0
11.05. | 23 | 0 |  | 0 | 0 | 0 | 0 | 0
11.05. | 24 | 0 |  | 0 | 0 | 0 | 0 | 0
12.05. | 1 | 0 |  | 0 | 0 | 0 | 0 | 0
12.05. | 2 | 0 |  | 0 | 0 | 0 | 0 | 0
12.05. | 3 | 0 |  | 0 | 0 | 0 | 0 | 0
12.05. | 4 | 0 |  | 0 | 0 | 0 | 0 | 0
12.05. | 5 | 0 |  | 0 | 0 | 0 | 0 | 0
12.05. | 6 | 0 |  | 0 | 0 | 0 | 0 | 0
12.05. | 7 | 0 |  | 0 | 0 | 0 | 0 | 0
12.05. | 8 | 0 |  | 0 | 0 | 0 | 0 | 0
12.05. | 9 | 0 |  | 0 | 0 | 0 | 0 | 0
12.05. | 10 | 0 |  | 0 | 0 | 0 | 0 | 0
12.05. | 11 | 0 |  | 0 | 0 | 0 | 0 | 0
12.05. | 12 | 0 |  | 0 | 0 | 0 | 0 | 0
12.05. | 13 | 0 |  | 0 | 0 | 0 | 0 | 0
12.05. | 14 | 0 |  | 0 | 0 | 0 | 0 | 0
12.05. | 15 | 0 |  | 0 | 0 | 0 | 0 | 0
12.05. | 16 | 0 |  | 0 | 0 | 0 | 0 | 0
12.05. | 17 | 0 |  | 0 | 0 | 0 | 0 | 0
12.05. | 18 | 0 |  | 0 | 0 | 0 | 0 | 0
12.05. | 19 | 0 |  | 0 | 0 | 0 | 0 | 0
12.05. | 20 | 0 |  | 0 | 0 | 0 | 0 | 0
12.05. | 21 | 0 |  | 0 | 0 | 0 | 0 | 0
12.05. | 22 | 0 |  | 0 | 0 | 0 | 0 | 0
12.05. | 23 | 0 |  | 0 | 0 | 0 | 0 | 0
12.05. | 24 | 0 |  | 0 | 0 | 0 | 0 | 0
13.05. | 1 | 0 |  | 0 | 0 | 0 | 0 | 0
13.05. | 2 | 0 |  | 0 | 0 | 0 | 0 | 0
13.05. | 3 | 0 |  | 0 | 0 | 0 | 0 | 0
13.05. | 4 | 0 |  | 0 | 0 | 0 | 0 | 0
13.05. | 5 | 0 |  | 0 | 0 | 0 | 0 | 0
13.05. | 6 | 0 |  | 0 | 0 | 0 | 0 | 0
13.05. | 7 | 0 |  | 0 | 0 | 0 | 0 | 0
13.05. | 8 | 0 |  | 0 | 0 | 0 | 0 | 0
13.05. | 9 | 0 |  | 0 | 0 | 0 | 0 | 0
13.05. | 10 | 0 |  | 0 | 0 | 0 | 0 | 0
13.05. | 11 | 0 |  | 0 | 0 | 0 | 0 | 0
13.05. | 12 | 0 |  | 0 | 0 | 0 | 0 | 0
13.05. | 13 | 0 |  | 0 | 0 | 0 | 0 | 0
13.05. | 14 | 0 |  | 0 | 0 | 0 | 0 | 0
13.05. | 15 | 0 |  | 0 | 0 | 0 | 0 | 0
13.05. | 16 | 0 |  | 0 | 0 | 0 | 0 | 0
13.05. | 17 | 0 |  | 0 | 0 | 0 | 0 | 0
13.05. | 18 | 0 |  | 0 | 0 | 0 | 0 | 0
13.05. | 19 | 0 |  | 0 | 0 | 0 | 0 | 0
13.05. | 20 | 0 |  | 0 | 0 | 0 | 0 | 0
13.05. | 21 | 0 |  | 0 | 0 | 0 | 0 | 0
13.05. | 22 | 0 |  | 0 | 0 | 0 | 0 | 0
13.05. | 23 | 0 |  | 0 | 0 | 0 | 0 | 0
13.05. | 24 | 0 |  | 0 | 0 | 0 | 0 | 0
14.05. | 1 | 0 |  | 0 | 0 | 0 | 0 | 0
14.05. | 2 | 0 |  | 0 | 0 | 0 | 0 | 0
14.05. | 3 | 0 |  | 0 | 0 | 0 | 0 | 0
14.05. | 4 | 0 |  | 0 | 0 | 0 | 0 | 0
14.05. | 5 | 0 |  | 0 | 0 | 0 | 0 | 0
14.05. | 6 | 0 |  | 0 | 0 | 0 | 0 | 0
14.05. | 7 | 0 |  | 0 | 0 | 0 | 0 | 0
14.05. | 8 | 0 |  | 0 | 0 | 0 | 0 | 0
14.05. | 9 | 0 |  | 0 | 0 | 0 | 0 | 0
14.05. | 10 | 0 |  | 0 | 0 | 0 | 0 | 0
14.05. | 11 | 0 |  | 0 | 0 | 0 | 0 | 0
14.05. | 12 | 0 |  | 0 | 0 | 0 | 0 | 0
14.05. | 13 | 0 |  | 0 | 0 | 0 | 0 | 0
14.05. | 14 | 0 |  | 0 | 0 | 0 | 0 | 0
14.05. | 15 | 0 |  | 0 | 0 | 0 | 0 | 0
14.05. | 16 | 0 |  | 0 | 0 | 0 | 0 | 0
14.05. | 17 | 0 |  | 0 | 0 | 0 | 0 | 0
14.05. | 18 | 0 |  | 0 | 0 | 0 | 0 | 0
14.05. | 19 | 0 |  | 0 | 0 | 0 | 0 | 0
14.05. | 20 | 0 |  | 0 | 0 | 0 | 0 | 0
14.05. | 21 | 0 |  | 0 | 0 | 0 | 0 | 0
14.05. | 22 | 0 |  | 0 | 0 | 0 | 0 | 0
14.05. | 23 | 0 |  | 0 | 0 | 0 | 0 | 0
14.05. | 24 | 0 |  | 0 | 0 | 0 | 0 | 0
15.05. | 1 | 0 |  | 0 | 0 | 0 | 0 | 0
15.05. | 2 | 0 |  | 0 | 0 | 0 | 0 | 0
15.05. | 3 | 0 |  | 0 | 0 | 0 | 0 | 0
15.05. | 4 | 0 |  | 0 | 0 | 0 | 0 | 0
15.05. | 5 | 0 |  | 0 | 0 | 0 | 0 | 0
15.05. | 6 | 0 |  | 0 | 0 | 0 | 0 | 0
15.05. | 7 | 0 |  | 0 | 0 | 0 | 0 | 0
15.05. | 8 | 0 |  | 0 | 0 | 0 | 0 | 0
15.05. | 9 | 0 |  | 0 | 0 | 0 | 0 | 0
15.05. | 10 | 0 |  | 0 | 0 | 0 | 0 | 0
15.05. | 11 | 0 |  | 0 | 0 | 0 | 0 | 0
15.05. | 12 | 0 |  | 0 | 0 | 0 | 0 | 0
15.05. | 13 | 0 |  | 0 | 0 | 0 | 0 | 0
15.05. | 14 | 0 |  | 0 | 0 | 0 | 0 | 0
15.05. | 15 | 0 |  | 0 | 0 | 0 | 0 | 0
15.05. | 16 | 0 |  | 0 | 0 | 0 | 0 | 0
15.05. | 17 | 0 |  | 0 | 0 | 0 | 0 | 0
15.05. | 18 | 0 |  | 0 | 0 | 0 | 0 | 0
15.05. | 19 | 0 |  | 0 | 0 | 0 | 0 | 0
15.05. | 20 | 0 |  | 0 | 0 | 0 | 0 | 0
15.05. | 21 | 0 |  | 0 | 0 | 0 | 0 | 0
15.05. | 22 | 0 |  | 0 | 0 | 0 | 0 | 0
15.05. | 23 | 0 |  | 0 | 0 | 0 | 0 | 0
15.05. | 24 | 0 |  | 0 | 0 | 0 | 0 | 0
16.05. | 1 | 0 |  | 0 | 0 | 0 | 0 | 0
16.05. | 2 | 0 |  | 0 | 0 | 0 | 0 | 0
16.05. | 3 | 0 |  | 0 | 0 | 0 | 0 | 0
16.05. | 4 | 0 |  | 0 | 0 | 0 | 0 | 0
16.05. | 5 | 0 |  | 0 | 0 | 0 | 0 | 0
16.05. | 6 | 0 |  | 0 | 0 | 0 | 0 | 0
16.05. | 7 | 0 |  | 0 | 0 | 0 | 0 | 0
16.05. | 8 | 0 |  | 0 | 0 | 0 | 0 | 0
16.05. | 9 | 0 |  | 0 | 0 | 0 | 0 | 0
16.05. | 10 | 0 |  | 0 | 0 | 0 | 0 | 0
16.05. | 11 | 0 |  | 0 | 0 | 0 | 0 | 0
16.05. | 12 | 0 |  | 0 | 0 | 0 | 0 | 0
16.05. | 13 | 0 |  | 0 | 0 | 0 | 0 | 0
16.05. | 14 | 0 |  | 0 | 0 | 0 | 0 | 0
16.05. | 15 | 0 |  | 0 | 0 | 0 | 0 | 0
16.05. | 16 | 0 |  | 0 | 0 | 0 | 0 | 0
16.05. | 17 | 0 |  | 0 | 0 | 0 | 0 | 0
16.05. | 18 | 0 |  | 0 | 0 | 0 | 0 | 0
16.05. | 19 | 0 |  | 0 | 0 | 0 | 0 | 0
16.05. | 20 | 0 |  | 0 | 0 | 0 | 0 | 0
16.05. | 21 | 0 |  | 0 | 0 | 0 | 0 | 0
16.05. | 22 | 0 |  | 0 | 0 | 0 | 0 | 0
16.05. | 23 | 0 |  | 0 | 0 | 0 | 0 | 0
16.05. | 24 | 0 |  | 0 | 0 | 0 | 0 | 0
17.05. | 1 | 0 |  | 0 | 0 | 0 | 0 | 0
17.05. | 2 | 0 |  | 0 | 0 | 0 | 0 | 0
17.05. | 3 | 0 |  | 0 | 0 | 0 | 0 | 0
17.05. | 4 | 0 |  | 0 | 0 | 0 | 0 | 0
17.05. | 5 | 0 |  | 0 | 0 | 0 | 0 | 0
17.05. | 6 | 0 |  | 0 | 0 | 0 | 0 | 0
17.05. | 7 | 0 |  | 0 | 0 | 0 | 0 | 0
17.05. | 8 | 0 |  | 0 | 0 | 0 | 0 | 0
17.05. | 9 | 0 |  | 0 | 0 | 0 | 0 | 0
17.05. | 10 | 0 |  | 0 | 0 | 0 | 0 | 0
17.05. | 11 | 0 |  | 0 | 0 | 0 | 0 | 0
17.05. | 12 | 0 |  | 0 | 0 | 0 | 0 | 0
17.05. | 13 | 0 |  | 0 | 0 | 0 | 0 | 0
17.05. | 14 | 0 |  | 0 | 0 | 0 | 0 | 0
17.05. | 15 | 0 |  | 0 | 0 | 0 | 0 | 0
17.05. | 16 | 0 |  | 0 | 0 | 0 | 0 | 0
17.05. | 17 | 0 |  | 0 | 0 | 0 | 0 | 0
17.05. | 18 | 0 |  | 0 | 0 | 0 | 0 | 0
17.05. | 19 | 0 |  | 0 | 0 | 0 | 0 | 0
17.05. | 20 | 0 |  | 0 | 0 | 0 | 0 | 0
17.05. | 21 | 0 |  | 0 | 0 | 0 | 0 | 0
17.05. | 22 | 0 |  | 0 | 0 | 0 | 0 | 0
17.05. | 23 | 0 |  | 0 | 0 | 0 | 0 | 0
17.05. | 24 | 0 |  | 0 | 0 | 0 | 0 | 0
18.05. | 1 | 0 |  | 0 | 0 | 0 | 0 | 0
18.05. | 2 | 0 |  | 0 | 0 | 0 | 0 | 0
18.05. | 3 | 0 |  | 0 | 0 | 0 | 0 | 0
18.05. | 4 | 0 |  | 0 | 0 | 0 | 0 | 0
18.05. | 5 | 0 |  | 0 | 0 | 0 | 0 | 0
18.05. | 6 | 0 |  | 0 | 0 | 0 | 0 | 0
18.05. | 7 | 0 |  | 0 | 0 | 0 | 0 | 0
18.05. | 8 | 0 |  | 0 | 0 | 0 | 0 | 0
18.05. | 9 | 0 |  | 0 | 0 | 0 | 0 | 0
18.05. | 10 | 0 |  | 0 | 0 | 0 | 0 | 0
18.05. | 11 | 0 |  | 0 | 0 | 0 | 0 | 0
18.05. | 12 | 0 |  | 0 | 0 | 0 | 0 | 0
18.05. | 13 | 0 |  | 0 | 0 | 0 | 0 | 0
18.05. | 14 | 0 |  | 0 | 0 | 0 | 0 | 0
18.05. | 15 | 0 |  | 0 | 0 | 0 | 0 | 0
18.05. | 16 | 0 |  | 0 | 0 | 0 | 0 | 0
18.05. | 17 | 0 |  | 0 | 0 | 0 | 0 | 0
18.05. | 18 | 0 |  | 0 | 0 | 0 | 0 | 0
18.05. | 19 | 0 |  | 0 | 0 | 0 | 0 | 0
18.05. | 20 | 0 |  | 0 | 0 | 0 | 0 | 0
18.05. | 21 | 0 |  | 0 | 0 | 0 | 0 | 0
18.05. | 22 | 0 |  | 0 | 0 | 0 | 0 | 0
18.05. | 23 | 0 |  | 0 | 0 | 0 | 0 | 0
18.05. | 24 | 0 |  | 0 | 0 | 0 | 0 | 0
19.05. | 1 | 0 |  | 0 | 0 | 0 | 0 | 0
19.05. | 2 | 0 |  | 0 | 0 | 0 | 0 | 0
19.05. | 3 | 0 |  | 0 | 0 | 0 | 0 | 0
19.05. | 4 | 0 |  | 0 | 0 | 0 | 0 | 0
19.05. | 5 | 0 |  | 0 | 0 | 0 | 0 | 0
19.05. | 6 | 0 |  | 0 | 0 | 0 | 0 | 0
19.05. | 7 | 0 |  | 0 | 0 | 0 | 0 | 0
19.05. | 8 | 0 |  | 0 | 0 | 0 | 0 | 0
19.05. | 9 | 0 |  | 0 | 0 | 0 | 0 | 0
19.05. | 10 | 0 |  | 0 | 0 | 0 | 0 | 0
19.05. | 11 | 0 |  | 0 | 0 | 0 | 0 | 0
19.05. | 12 | 0 |  | 0 | 0 | 0 | 0 | 0
19.05. | 13 | 0 |  | 0 | 0 | 0 | 0 | 0
19.05. | 14 | 0 |  | 0 | 0 | 0 | 0 | 0
19.05. | 15 | 0 |  | 0 | 0 | 0 | 0 | 0
19.05. | 16 | 0 |  | 0 | 0 | 0 | 0 | 0
19.05. | 17 | 0 |  | 0 | 0 | 0 | 0 | 0
19.05. | 18 | 0 |  | 0 | 0 | 0 | 0 | 0
19.05. | 19 | 0 |  | 0 | 0 | 0 | 0 | 0
19.05. | 20 | 0 |  | 0 | 0 | 0 | 0 | 0
19.05. | 21 | 0 |  | 0 | 0 | 0 | 0 | 0
19.05. | 22 | 0 |  | 0 | 0 | 0 | 0 | 0
19.05. | 23 | 0 |  | 0 | 0 | 0 | 0 | 0
19.05. | 24 | 0 |  | 0 | 0 | 0 | 0 | 0
20.05. | 1 | 0 |  | 0 | 0 | 0 | 0 | 0
20.05. | 2 | 0 |  | 0 | 0 | 0 | 0 | 0
20.05. | 3 | 0 |  | 0 | 0 | 0 | 0 | 0
20.05. | 4 | 0 |  | 0 | 0 | 0 | 0 | 0
20.05. | 5 | 0 |  | 0 | 0 | 0 | 0 | 0
20.05. | 6 | 0 |  | 0 | 0 | 0 | 0 | 0
20.05. | 7 | 0 |  | 0 | 0 | 0 | 0 | 0
20.05. | 8 | 0 |  | 0 | 0 | 0 | 0 | 0
20.05. | 9 | 0 |  | 0 | 0 | 0 | 0 | 0
20.05. | 10 | 0 |  | 0 | 0 | 0 | 0 | 0
20.05. | 11 | 0 |  | 0 | 0 | 0 | 0 | 0
20.05. | 12 | 0 |  | 0 | 0 | 0 | 0 | 0
20.05. | 13 | 0 |  | 0 | 0 | 0 | 0 | 0
20.05. | 14 | 0 |  | 0 | 0 | 0 | 0 | 0
20.05. | 15 | 0 |  | 0 | 0 | 0 | 0 | 0
20.05. | 16 | 0 |  | 0 | 0 | 0 | 0 | 0
20.05. | 17 | 0 |  | 0 | 0 | 0 | 0 | 0
20.05. | 18 | 0 |  | 0 | 0 | 0 | 0 | 0
20.05. | 19 | 0 |  | 0 | 0 | 0 | 0 | 0
20.05. | 20 | 0 |  | 0 | 0 | 0 | 0 | 0
20.05. | 21 | 0 |  | 0 | 0 | 0 | 0 | 0
20.05. | 22 | 0 |  | 0 | 0 | 0 | 0 | 0
20.05. | 23 | 0 |  | 0 | 0 | 0 | 0 | 0
20.05. | 24 | 0 |  | 0 | 0 | 0 | 0 | 0
21.05. | 1 | 0 |  | 0 | 0 | 0 | 0 | 0
21.05. | 2 | 0 |  | 0 | 0 | 0 | 0 | 0
21.05. | 3 | 0 |  | 0 | 0 | 0 | 0 | 0
21.05. | 4 | 0 |  | 0 | 0 | 0 | 0 | 0
21.05. | 5 | 0 |  | 0 | 0 | 0 | 0 | 0
21.05. | 6 | 0 |  | 0 | 0 | 0 | 0 | 0
21.05. | 7 | 0 |  | 0 | 0 | 0 | 0 | 0
21.05. | 8 | 0 |  | 0 | 0 | 0 | 0 | 0
21.05. | 9 | 0 |  | 0 | 0 | 0 | 0 | 0
21.05. | 10 | 0 |  | 0 | 0 | 0 | 0 | 0
21.05. | 11 | 0 |  | 0 | 0 | 0 | 0 | 0
21.05. | 12 | 0 |  | 0 | 0 | 0 | 0 | 0
21.05. | 13 | 0 |  | 0 | 0 | 0 | 0 | 0
21.05. | 14 | 0 |  | 0 | 0 | 0 | 0 | 0
21.05. | 15 | 0 |  | 0 | 0 | 0 | 0 | 0
21.05. | 16 | 0 |  | 0 | 0 | 0 | 0 | 0
21.05. | 17 | 0 |  | 0 | 0 | 0 | 0 | 0
21.05. | 18 | 0 |  | 0 | 0 | 0 | 0 | 0
21.05. | 19 | 0 |  | 0 | 0 | 0 | 0 | 0
21.05. | 20 | 0 |  | 0 | 0 | 0 | 0 | 0
21.05. | 21 | 0 |  | 0 | 0 | 0 | 0 | 0
21.05. | 22 | 0 |  | 0 | 0 | 0 | 0 | 0
21.05. | 23 | 0 |  | 0 | 0 | 0 | 0 | 0
21.05. | 24 | 0 |  | 0 | 0 | 0 | 0 | 0
22.05. | 1 | 0 |  | 0 | 0 | 0 | 0 | 0
22.05. | 2 | 0 |  | 0 | 0 | 0 | 0 | 0
22.05. | 3 | 0 |  | 0 | 0 | 0 | 0 | 0
22.05. | 4 | 0 |  | 0 | 0 | 0 | 0 | 0
22.05. | 5 | 0 |  | 0 | 0 | 0 | 0 | 0
22.05. | 6 | 0 |  | 0 | 0 | 0 | 0 | 0
22.05. | 7 | 0 |  | 0 | 0 | 0 | 0 | 0
22.05. | 8 | 0 |  | 0 | 0 | 0 | 0 | 0
22.05. | 9 | 0 |  | 0 | 0 | 0 | 0 | 0
22.05. | 10 | 0 |  | 0 | 0 | 0 | 0 | 0
22.05. | 11 | 0 |  | 0 | 0 | 0 | 0 | 0
22.05. | 12 | 0 |  | 0 | 0 | 0 | 0 | 0
22.05. | 13 | 0 |  | 0 | 0 | 0 | 0 | 0
22.05. | 14 | 0 |  | 0 | 0 | 0 | 0 | 0
22.05. | 15 | 0 |  | 0 | 0 | 0 | 0 | 0
22.05. | 16 | 0 |  | 0 | 0 | 0 | 0 | 0
22.05. | 17 | 0 |  | 0 | 0 | 0 | 0 | 0
22.05. | 18 | 0 |  | 0 | 0 | 0 | 0 | 0
22.05. | 19 | 0 |  | 0 | 0 | 0 | 0 | 0
22.05. | 20 | 0 |  | 0 | 0 | 0 | 0 | 0
22.05. | 21 | 0 |  | 0 | 0 | 0 | 0 | 0
22.05. | 22 | 0 |  | 0 | 0 | 0 | 0 | 0
22.05. | 23 | 0 |  | 0 | 0 | 0 | 0 | 0
22.05. | 24 | 0 |  | 0 | 0 | 0 | 0 | 0
23.05. | 1 | 0 |  | 0 | 0 | 0 | 0 | 0
23.05. | 2 | 0 |  | 0 | 0 | 0 | 0 | 0
23.05. | 3 | 0 |  | 0 | 0 | 0 | 0 | 0
23.05. | 4 | 0 |  | 0 | 0 | 0 | 0 | 0
23.05. | 5 | 0 |  | 0 | 0 | 0 | 0 | 0
23.05. | 6 | 0 |  | 0 | 0 | 0 | 0 | 0
23.05. | 7 | 0 |  | 0 | 0 | 0 | 0 | 0
23.05. | 8 | 0 |  | 0 | 0 | 0 | 0 | 0
23.05. | 9 | 0 |  | 0 | 0 | 0 | 0 | 0
23.05. | 10 | 0 |  | 0 | 0 | 0 | 0 | 0
23.05. | 11 | 0 |  | 0 | 0 | 0 | 0 | 0
23.05. | 12 | 0 |  | 0 | 0 | 0 | 0 | 0
23.05. | 13 | 0 |  | 0 | 0 | 0 | 0 | 0
23.05. | 14 | 0 |  | 0 | 0 | 0 | 0 | 0
23.05. | 15 | 0 |  | 0 | 0 | 0 | 0 | 0
23.05. | 16 | 0 |  | 0 | 0 | 0 | 0 | 0
23.05. | 17 | 0 |  | 0 | 0 | 0 | 0 | 0
23.05. | 18 | 0 |  | 0 | 0 | 0 | 0 | 0
23.05. | 19 | 0 |  | 0 | 0 | 0 | 0 | 0
23.05. | 20 | 0 |  | 0 | 0 | 0 | 0 | 0
23.05. | 21 | 0 |  | 0 | 0 | 0 | 0 | 0
23.05. | 22 | 0 |  | 0 | 0 | 0 | 0 | 0
23.05. | 23 | 0 |  | 0 | 0 | 0 | 0 | 0
23.05. | 24 | 0 |  | 0 | 0 | 0 | 0 | 0
24.05. | 1 | 0 |  | 0 | 0 | 0 | 0 | 0
24.05. | 2 | 0 |  | 0 | 0 | 0 | 0 | 0
24.05. | 3 | 0 |  | 0 | 0 | 0 | 0 | 0
24.05. | 4 | 0 |  | 0 | 0 | 0 | 0 | 0
24.05. | 5 | 0 |  | 0 | 0 | 0 | 0 | 0
24.05. | 6 | 0 |  | 0 | 0 | 0 | 0 | 0
24.05. | 7 | 0 |  | 0 | 0 | 0 | 0 | 0
24.05. | 8 | 0 |  | 0 | 0 | 0 | 0 | 0
24.05. | 9 | 0 |  | 0 | 0 | 0 | 0 | 0
24.05. | 10 | 0 |  | 0 | 0 | 0 | 0 | 0
24.05. | 11 | 0 |  | 0 | 0 | 0 | 0 | 0
24.05. | 12 | 0 |  | 0 | 0 | 0 | 0 | 0
24.05. | 13 | 0 |  | 0 | 0 | 0 | 0 | 0
24.05. | 14 | 0 |  | 0 | 0 | 0 | 0 | 0
24.05. | 15 | 0 |  | 0 | 0 | 0 | 0 | 0
24.05. | 16 | 0 |  | 0 | 0 | 0 | 0 | 0
24.05. | 17 | 0 |  | 0 | 0 | 0 | 0 | 0
24.05. | 18 | 0 |  | 0 | 0 | 0 | 0 | 0
24.05. | 19 | 0 |  | 0 | 0 | 0 | 0 | 0
24.05. | 20 | 0 |  | 0 | 0 | 0 | 0 | 0
24.05. | 21 | 0 |  | 0 | 0 | 0 | 0 | 0
24.05. | 22 | 0 |  | 0 | 0 | 0 | 0 | 0
24.05. | 23 | 0 |  | 0 | 0 | 0 | 0 | 0
24.05. | 24 | 0 |  | 0 | 0 | 0 | 0 | 0
25.05. | 1 | 0 |  | 0 | 0 | 0 | 0 | 0
25.05. | 2 | 0 |  | 0 | 0 | 0 | 0 | 0
25.05. | 3 | 0 |  | 0 | 0 | 0 | 0 | 0
25.05. | 4 | 0 |  | 0 | 0 | 0 | 0 | 0
25.05. | 5 | 0 |  | 0 | 0 | 0 | 0 | 0
25.05. | 6 | 0 |  | 0 | 0 | 0 | 0 | 0
25.05. | 7 | 0 |  | 0 | 0 | 0 | 0 | 0
25.05. | 8 | 0 |  | 0 | 0 | 0 | 0 | 0
25.05. | 9 | 0 |  | 0 | 0 | 0 | 0 | 0
25.05. | 10 | 0 |  | 0 | 0 | 0 | 0 | 0
25.05. | 11 | 0 |  | 0 | 0 | 0 | 0 | 0
25.05. | 12 | 0 |  | 0 | 0 | 0 | 0 | 0
25.05. | 13 | 0 |  | 0 | 0 | 0 | 0 | 0
25.05. | 14 | 0 |  | 0 | 0 | 0 | 0 | 0
25.05. | 15 | 0 |  | 0 | 0 | 0 | 0 | 0
25.05. | 16 | 0 |  | 0 | 0 | 0 | 0 | 0
25.05. | 17 | 0 |  | 0 | 0 | 0 | 0 | 0
25.05. | 18 | 0 |  | 0 | 0 | 0 | 0 | 0
25.05. | 19 | 0 |  | 0 | 0 | 0 | 0 | 0
25.05. | 20 | 0 |  | 0 | 0 | 0 | 0 | 0
25.05. | 21 | 0 |  | 0 | 0 | 0 | 0 | 0
25.05. | 22 | 0 |  | 0 | 0 | 0 | 0 | 0
25.05. | 23 | 0 |  | 0 | 0 | 0 | 0 | 0
25.05. | 24 | 0 |  | 0 | 0 | 0 | 0 | 0
26.05. | 1 | 0 |  | 0 | 0 | 0 | 0 | 0
26.05. | 2 | 0 |  | 0 | 0 | 0 | 0 | 0
26.05. | 3 | 0 |  | 0 | 0 | 0 | 0 | 0
26.05. | 4 | 0 |  | 0 | 0 | 0 | 0 | 0
26.05. | 5 | 0 |  | 0 | 0 | 0 | 0 | 0
26.05. | 6 | 0 |  | 0 | 0 | 0 | 0 | 0
26.05. | 7 | 0 |  | 0 | 0 | 0 | 0 | 0
26.05. | 8 | 0 |  | 0 | 0 | 0 | 0 | 0
26.05. | 9 | 0 |  | 0 | 0 | 0 | 0 | 0
26.05. | 10 | 0 |  | 0 | 0 | 0 | 0 | 0
26.05. | 11 | 0 |  | 0 | 0 | 0 | 0 | 0
26.05. | 12 | 0 |  | 0 | 0 | 0 | 0 | 0
26.05. | 13 | 0 |  | 0 | 0 | 0 | 0 | 0
26.05. | 14 | 0 |  | 0 | 0 | 0 | 0 | 0
26.05. | 15 | 0 |  | 0 | 0 | 0 | 0 | 0
26.05. | 16 | 0 |  | 0 | 0 | 0 | 0 | 0
26.05. | 17 | 0 |  | 0 | 0 | 0 | 0 | 0
26.05. | 18 | 0 |  | 0 | 0 | 0 | 0 | 0
26.05. | 19 | 0 |  | 0 | 0 | 0 | 0 | 0
26.05. | 20 | 0 |  | 0 | 0 | 0 | 0 | 0
26.05. | 21 | 0 |  | 0 | 0 | 0 | 0 | 0
26.05. | 22 | 0 |  | 0 | 0 | 0 | 0 | 0
26.05. | 23 | 0 |  | 0 | 0 | 0 | 0 | 0
26.05. | 24 | 0 |  | 0 | 0 | 0 | 0 | 0
27.05. | 1 | 0 |  | 0 | 0 | 0 | 0 | 0
27.05. | 2 | 0 |  | 0 | 0 | 0 | 0 | 0
27.05. | 3 | 0 |  | 0 | 0 | 0 | 0 | 0
27.05. | 4 | 0 |  | 0 | 0 | 0 | 0 | 0
27.05. | 5 | 0 |  | 0 | 0 | 0 | 0 | 0
27.05. | 6 | 0 |  | 0 | 0 | 0 | 0 | 0
27.05. | 7 | 0 |  | 0 | 0 | 0 | 0 | 0
27.05. | 8 | 0 |  | 0 | 0 | 0 | 0 | 0
27.05. | 9 | 0 |  | 0 | 0 | 0 | 0 | 0
27.05. | 10 | 0 |  | 0 | 0 | 0 | 0 | 0
27.05. | 11 | 0 |  | 0 | 0 | 0 | 0 | 0
27.05. | 12 | 0 |  | 0 | 0 | 0 | 0 | 0
27.05. | 13 | 0 |  | 0 | 0 | 0 | 0 | 0
27.05. | 14 | 0 |  | 0 | 0 | 0 | 0 | 0
27.05. | 15 | 0 |  | 0 | 0 | 0 | 0 | 0
27.05. | 16 | 0 |  | 0 | 0 | 0 | 0 | 0
27.05. | 17 | 0 |  | 0 | 0 | 0 | 0 | 0
27.05. | 18 | 0 |  | 0 | 0 | 0 | 0 | 0
27.05. | 19 | 0 |  | 0 | 0 | 0 | 0 | 0
27.05. | 20 | 0 |  | 0 | 0 | 0 | 0 | 0
27.05. | 21 | 0 |  | 0 | 0 | 0 | 0 | 0
27.05. | 22 | 0 |  | 0 | 0 | 0 | 0 | 0
27.05. | 23 | 0 |  | 0 | 0 | 0 | 0 | 0
27.05. | 24 | 0 |  | 0 | 0 | 0 | 0 | 0
28.05. | 1 | 0 |  | 0 | 0 | 0 | 0 | 0
28.05. | 2 | 0 |  | 0 | 0 | 0 | 0 | 0
28.05. | 3 | 0 |  | 0 | 0 | 0 | 0 | 0
28.05. | 4 | 0 |  | 0 | 0 | 0 | 0 | 0
28.05. | 5 | 0 |  | 0 | 0 | 0 | 0 | 0
28.05. | 6 | 0 |  | 0 | 0 | 0 | 0 | 0
28.05. | 7 | 0 |  | 0 | 0 | 0 | 0 | 0
28.05. | 8 | 0 |  | 0 | 0 | 0 | 0 | 0
28.05. | 9 | 0 |  | 0 | 0 | 0 | 0 | 0
28.05. | 10 | 0 |  | 0 | 0 | 0 | 0 | 0
28.05. | 11 | 0 |  | 0 | 0 | 0 | 0 | 0
28.05. | 12 | 0 |  | 0 | 0 | 0 | 0 | 0
28.05. | 13 | 0 |  | 0 | 0 | 0 | 0 | 0
28.05. | 14 | 0 |  | 0 | 0 | 0 | 0 | 0
28.05. | 15 | 0 |  | 0 | 0 | 0 | 0 | 0
28.05. | 16 | 0 |  | 0 | 0 | 0 | 0 | 0
28.05. | 17 | 0 |  | 0 | 0 | 0 | 0 | 0
28.05. | 18 | 0 |  | 0 | 0 | 0 | 0 | 0
28.05. | 19 | 0 |  | 0 | 0 | 0 | 0 | 0
28.05. | 20 | 0 |  | 0 | 0 | 0 | 0 | 0
28.05. | 21 | 0 |  | 0 | 0 | 0 | 0 | 0
28.05. | 22 | 0 |  | 0 | 0 | 0 | 0 | 0
28.05. | 23 | 0 |  | 0 | 0 | 0 | 0 | 0
28.05. | 24 | 0 |  | 0 | 0 | 0 | 0 | 0
29.05. | 1 | 0 |  | 0 | 0 | 0 | 0 | 0
29.05. | 2 | 0 |  | 0 | 0 | 0 | 0 | 0
29.05. | 3 | 0 |  | 0 | 0 | 0 | 0 | 0
29.05. | 4 | 0 |  | 0 | 0 | 0 | 0 | 0
29.05. | 5 | 0 |  | 0 | 0 | 0 | 0 | 0
29.05. | 6 | 0 |  | 0 | 0 | 0 | 0 | 0
29.05. | 7 | 0 |  | 0 | 0 | 0 | 0 | 0
29.05. | 8 | 0 |  | 0 | 0 | 0 | 0 | 0
29.05. | 9 | 0 |  | 0 | 0 | 0 | 0 | 0
29.05. | 10 | 0 |  | 0 | 0 | 0 | 0 | 0
29.05. | 11 | 0 |  | 0 | 0 | 0 | 0 | 0
29.05. | 12 | 0 |  | 0 | 0 | 0 | 0 | 0
29.05. | 13 | 0 |  | 0 | 0 | 0 | 0 | 0
29.05. | 14 | 0 |  | 0 | 0 | 0 | 0 | 0
29.05. | 15 | 0 |  | 0 | 0 | 0 | 0 | 0
29.05. | 16 | 0 |  | 0 | 0 | 0 | 0 | 0
29.05. | 17 | 0 |  | 0 | 0 | 0 | 0 | 0
29.05. | 18 | 0 |  | 0 | 0 | 0 | 0 | 0
29.05. | 19 | 0 |  | 0 | 0 | 0 | 0 | 0
29.05. | 20 | 0 |  | 0 | 0 | 0 | 0 | 0
29.05. | 21 | 0 |  | 0 | 0 | 0 | 0 | 0
29.05. | 22 | 0 |  | 0 | 0 | 0 | 0 | 0
29.05. | 23 | 0 |  | 0 | 0 | 0 | 0 | 0
29.05. | 24 | 0 |  | 0 | 0 | 0 | 0 | 0
30.05. | 1 | 0 |  | 0 | 0 | 0 | 0 | 0
30.05. | 2 | 0 |  | 0 | 0 | 0 | 0 | 0
30.05. | 3 | 0 |  | 0 | 0 | 0 | 0 | 0
30.05. | 4 | 0 |  | 0 | 0 | 0 | 0 | 0
30.05. | 5 | 0 |  | 0 | 0 | 0 | 0 | 0
30.05. | 6 | 0 |  | 0 | 0 | 0 | 0 | 0
30.05. | 7 | 0 |  | 0 | 0 | 0 | 0 | 0
30.05. | 8 | 0 |  | 0 | 0 | 0 | 0 | 0
30.05. | 9 | 0 |  | 0 | 0 | 0 | 0 | 0
30.05. | 10 | 0 |  | 0 | 0 | 0 | 0 | 0
30.05. | 11 | 0 |  | 0 | 0 | 0 | 0 | 0
30.05. | 12 | 0 |  | 0 | 0 | 0 | 0 | 0
30.05. | 13 | 0 |  | 0 | 0 | 0 | 0 | 0
30.05. | 14 | 0 |  | 0 | 0 | 0 | 0 | 0
30.05. | 15 | 0 |  | 0 | 0 | 0 | 0 | 0
30.05. | 16 | 0 |  | 0 | 0 | 0 | 0 | 0
30.05. | 17 | 0 |  | 0 | 0 | 0 | 0 | 0
30.05. | 18 | 0 |  | 0 | 0 | 0 | 0 | 0
30.05. | 19 | 0 |  | 0 | 0 | 0 | 0 | 0
30.05. | 20 | 0 |  | 0 | 0 | 0 | 0 | 0
30.05. | 21 | 0 |  | 0 | 0 | 0 | 0 | 0
30.05. | 22 | 0 |  | 0 | 0 | 0 | 0 | 0
30.05. | 23 | 0 |  | 0 | 0 | 0 | 0 | 0
30.05. | 24 | 0 |  | 0 | 0 | 0 | 0 | 0
31.05. | 1 | 0 |  | 0 | 0 | 0 | 0 | 0
31.05. | 2 | 0 |  | 0 | 0 | 0 | 0 | 0
31.05. | 3 | 0 |  | 0 | 0 | 0 | 0 | 0
31.05. | 4 | 0 |  | 0 | 0 | 0 | 0 | 0
31.05. | 5 | 0 |  | 0 | 0 | 0 | 0 | 0
31.05. | 6 | 0 |  | 0 | 0 | 0 | 0 | 0
31.05. | 7 | 0 |  | 0 | 0 | 0 | 0 | 0
31.05. | 8 | 0 |  | 0 | 0 | 0 | 0 | 0
31.05. | 9 | 0 |  | 0 | 0 | 0 | 0 | 0
31.05. | 10 | 0 |  | 0 | 0 | 0 | 0 | 0
31.05. | 11 | 0 |  | 0 | 0 | 0 | 0 | 0
31.05. | 12 | 0 |  | 0 | 0 | 0 | 0 | 0
31.05. | 13 | 0 |  | 0 | 0 | 0 | 0 | 0
31.05. | 14 | 0 |  | 0 | 0 | 0 | 0 | 0
31.05. | 15 | 0 |  | 0 | 0 | 0 | 0 | 0
31.05. | 16 | 0 |  | 0 | 0 | 0 | 0 | 0
31.05. | 17 | 0 |  | 0 | 0 | 0 | 0 | 0
31.05. | 18 | 0 |  | 0 | 0 | 0 | 0 | 0
31.05. | 19 | 0 |  | 0 | 0 | 0 | 0 | 0
31.05. | 20 | 0 |  | 0 | 0 | 0 | 0 | 0
31.05. | 21 | 0 |  | 0 | 0 | 0 | 0 | 0
31.05. | 22 | 0 |  | 0 | 0 | 0 | 0 | 0
31.05. | 23 | 0 |  | 0 | 0 | 0 | 0 | 0
31.05. | 24 | 0 |  | 0 | 0 | 0 | 0 | 0
01.06. | 1 | 0 |  | 0 | 0 | 0 | 0 | 0
01.06. | 2 | 0 |  | 0 | 0 | 0 | 0 | 0
01.06. | 3 | 0 |  | 0 | 0 | 0 | 0 | 0
01.06. | 4 | 0 |  | 0 | 0 | 0 | 0 | 0
01.06. | 5 | 0 |  | 0 | 0 | 0 | 0 | 0
01.06. | 6 | 0 |  | 0 | 0 | 0 | 0 | 0
01.06. | 7 | 0 |  | 0 | 0 | 0 | 0 | 0
01.06. | 8 | 0 |  | 0 | 0 | 0 | 0 | 0
01.06. | 9 | 0 |  | 0 | 0 | 0 | 0 | 0
01.06. | 10 | 0 |  | 0 | 0 | 0 | 0 | 0
01.06. | 11 | 0 |  | 0 | 0 | 0 | 0 | 0
01.06. | 12 | 0 |  | 0 | 0 | 0 | 0 | 0
01.06. | 13 | 0 |  | 0 | 0 | 0 | 0 | 0
01.06. | 14 | 0 |  | 0 | 0 | 0 | 0 | 0
01.06. | 15 | 0 |  | 0 | 0 | 0 | 0 | 0
01.06. | 16 | 0 |  | 0 | 0 | 0 | 0 | 0
01.06. | 17 | 0 |  | 0 | 0 | 0 | 0 | 0
01.06. | 18 | 0 |  | 0 | 0 | 0 | 0 | 0
01.06. | 19 | 0 |  | 0 | 0 | 0 | 0 | 0
01.06. | 20 | 0 |  | 0 | 0 | 0 | 0 | 0
01.06. | 21 | 0 |  | 0 | 0 | 0 | 0 | 0
01.06. | 22 | 0 |  | 0 | 0 | 0 | 0 | 0
01.06. | 23 | 0 |  | 0 | 0 | 0 | 0 | 0
01.06. | 24 | 0 |  | 0 | 0 | 0 | 0 | 0
02.06. | 1 | 0 |  | 0 | 0 | 0 | 0 | 0
02.06. | 2 | 0 |  | 0 | 0 | 0 | 0 | 0
02.06. | 3 | 0 |  | 0 | 0 | 0 | 0 | 0
02.06. | 4 | 0 |  | 0 | 0 | 0 | 0 | 0
02.06. | 5 | 0 |  | 0 | 0 | 0 | 0 | 0
02.06. | 6 | 0 |  | 0 | 0 | 0 | 0 | 0
02.06. | 7 | 0 |  | 0 | 0 | 0 | 0 | 0
02.06. | 8 | 0 |  | 0 | 0 | 0 | 0 | 0
02.06. | 9 | 0 |  | 0 | 0 | 0 | 0 | 0
02.06. | 10 | 0 |  | 0 | 0 | 0 | 0 | 0
02.06. | 11 | 0 |  | 0 | 0 | 0 | 0 | 0
02.06. | 12 | 0 |  | 0 | 0 | 0 | 0 | 0
02.06. | 13 | 0 |  | 0 | 0 | 0 | 0 | 0
02.06. | 14 | 0 |  | 0 | 0 | 0 | 0 | 0
02.06. | 15 | 0 |  | 0 | 0 | 0 | 0 | 0
02.06. | 16 | 0 |  | 0 | 0 | 0 | 0 | 0
02.06. | 17 | 0 |  | 0 | 0 | 0 | 0 | 0
02.06. | 18 | 0 |  | 0 | 0 | 0 | 0 | 0
02.06. | 19 | 0 |  | 0 | 0 | 0 | 0 | 0
02.06. | 20 | 0 |  | 0 | 0 | 0 | 0 | 0
02.06. | 21 | 0 |  | 0 | 0 | 0 | 0 | 0
02.06. | 22 | 0 |  | 0 | 0 | 0 | 0 | 0
02.06. | 23 | 0 |  | 0 | 0 | 0 | 0 | 0
02.06. | 24 | 0 |  | 0 | 0 | 0 | 0 | 0
03.06. | 1 | 0 |  | 0 | 0 | 0 | 0 | 0
03.06. | 2 | 0 |  | 0 | 0 | 0 | 0 | 0
03.06. | 3 | 0 |  | 0 | 0 | 0 | 0 | 0
03.06. | 4 | 0 |  | 0 | 0 | 0 | 0 | 0
03.06. | 5 | 0 |  | 0 | 0 | 0 | 0 | 0
03.06. | 6 | 0 |  | 0 | 0 | 0 | 0 | 0
03.06. | 7 | 0 |  | 0 | 0 | 0 | 0 | 0
03.06. | 8 | 0 |  | 0 | 0 | 0 | 0 | 0
03.06. | 9 | 0 |  | 0 | 0 | 0 | 0 | 0
03.06. | 10 | 0 |  | 0 | 0 | 0 | 0 | 0
03.06. | 11 | 0 |  | 0 | 0 | 0 | 0 | 0
03.06. | 12 | 0 |  | 0 | 0 | 0 | 0 | 0
03.06. | 13 | 0 |  | 0 | 0 | 0 | 0 | 0
03.06. | 14 | 0 |  | 0 | 0 | 0 | 0 | 0
03.06. | 15 | 0 |  | 0 | 0 | 0 | 0 | 0
03.06. | 16 | 0 |  | 0 | 0 | 0 | 0 | 0
03.06. | 17 | 0 |  | 0 | 0 | 0 | 0 | 0
03.06. | 18 | 0 |  | 0 | 0 | 0 | 0 | 0
03.06. | 19 | 0 |  | 0 | 0 | 0 | 0 | 0
03.06. | 20 | 0 |  | 0 | 0 | 0 | 0 | 0
03.06. | 21 | 0 |  | 0 | 0 | 0 | 0 | 0
03.06. | 22 | 0 |  | 0 | 0 | 0 | 0 | 0
03.06. | 23 | 0 |  | 0 | 0 | 0 | 0 | 0
03.06. | 24 | 0 |  | 0 | 0 | 0 | 0 | 0
04.06. | 1 | 0 |  | 0 | 0 | 0 | 0 | 0
04.06. | 2 | 0 |  | 0 | 0 | 0 | 0 | 0
04.06. | 3 | 0 |  | 0 | 0 | 0 | 0 | 0
04.06. | 4 | 0 |  | 0 | 0 | 0 | 0 | 0
04.06. | 5 | 0 |  | 0 | 0 | 0 | 0 | 0
04.06. | 6 | 0 |  | 0 | 0 | 0 | 0 | 0
04.06. | 7 | 0 |  | 0 | 0 | 0 | 0 | 0
04.06. | 8 | 0 |  | 0 | 0 | 0 | 0 | 0
04.06. | 9 | 0 |  | 0 | 0 | 0 | 0 | 0
04.06. | 10 | 0 |  | 0 | 0 | 0 | 0 | 0
04.06. | 11 | 0 |  | 0 | 0 | 0 | 0 | 0
04.06. | 12 | 0 |  | 0 | 0 | 0 | 0 | 0
04.06. | 13 | 0 |  | 0 | 0 | 0 | 0 | 0
04.06. | 14 | 0 |  | 0 | 0 | 0 | 0 | 0
04.06. | 15 | 0 |  | 0 | 0 | 0 | 0 | 0
04.06. | 16 | 0 |  | 0 | 0 | 0 | 0 | 0
04.06. | 17 | 0 |  | 0 | 0 | 0 | 0 | 0
04.06. | 18 | 0 |  | 0 | 0 | 0 | 0 | 0
04.06. | 19 | 0 |  | 0 | 0 | 0 | 0 | 0
04.06. | 20 | 0 |  | 0 | 0 | 0 | 0 | 0
04.06. | 21 | 0 |  | 0 | 0 | 0 | 0 | 0
04.06. | 22 | 0 |  | 0 | 0 | 0 | 0 | 0
04.06. | 23 | 0 |  | 0 | 0 | 0 | 0 | 0
04.06. | 24 | 0 |  | 0 | 0 | 0 | 0 | 0
05.06. | 1 | 0 |  | 0 | 0 | 0 | 0 | 0
05.06. | 2 | 0 |  | 0 | 0 | 0 | 0 | 0
05.06. | 3 | 0 |  | 0 | 0 | 0 | 0 | 0
05.06. | 4 | 0 |  | 0 | 0 | 0 | 0 | 0
05.06. | 5 | 0 |  | 0 | 0 | 0 | 0 | 0
05.06. | 6 | 0 |  | 0 | 0 | 0 | 0 | 0
05.06. | 7 | 0 |  | 0 | 0 | 0 | 0 | 0
05.06. | 8 | 0 |  | 0 | 0 | 0 | 0 | 0
05.06. | 9 | 0 |  | 0 | 0 | 0 | 0 | 0
05.06. | 10 | 0 |  | 0 | 0 | 0 | 0 | 0
05.06. | 11 | 0 |  | 0 | 0 | 0 | 0 | 0
05.06. | 12 | 0 |  | 0 | 0 | 0 | 0 | 0
05.06. | 13 | 0 |  | 0 | 0 | 0 | 0 | 0
05.06. | 14 | 0 |  | 0 | 0 | 0 | 0 | 0
05.06. | 15 | 0 |  | 0 | 0 | 0 | 0 | 0
05.06. | 16 | 0 |  | 0 | 0 | 0 | 0 | 0
05.06. | 17 | 0 |  | 0 | 0 | 0 | 0 | 0
05.06. | 18 | 0 |  | 0 | 0 | 0 | 0 | 0
05.06. | 19 | 0 |  | 0 | 0 | 0 | 0 | 0
05.06. | 20 | 0 |  | 0 | 0 | 0 | 0 | 0
05.06. | 21 | 0 |  | 0 | 0 | 0 | 0 | 0
05.06. | 22 | 0 |  | 0 | 0 | 0 | 0 | 0
05.06. | 23 | 0 |  | 0 | 0 | 0 | 0 | 0
05.06. | 24 | 0 |  | 0 | 0 | 0 | 0 | 0
06.06. | 1 | 0 |  | 0 | 0 | 0 | 0 | 0
06.06. | 2 | 0 |  | 0 | 0 | 0 | 0 | 0
06.06. | 3 | 0 |  | 0 | 0 | 0 | 0 | 0
06.06. | 4 | 0 |  | 0 | 0 | 0 | 0 | 0
06.06. | 5 | 0 |  | 0 | 0 | 0 | 0 | 0
06.06. | 6 | 0 |  | 0 | 0 | 0 | 0 | 0
06.06. | 7 | 0 |  | 0 | 0 | 0 | 0 | 0
06.06. | 8 | 0 |  | 0 | 0 | 0 | 0 | 0
06.06. | 9 | 0 |  | 0 | 0 | 0 | 0 | 0
06.06. | 10 | 0 |  | 0 | 0 | 0 | 0 | 0
06.06. | 11 | 0 |  | 0 | 0 | 0 | 0 | 0
06.06. | 12 | 0 |  | 0 | 0 | 0 | 0 | 0
06.06. | 13 | 0 |  | 0 | 0 | 0 | 0 | 0
06.06. | 14 | 0 |  | 0 | 0 | 0 | 0 | 0
06.06. | 15 | 0 |  | 0 | 0 | 0 | 0 | 0
06.06. | 16 | 0 |  | 0 | 0 | 0 | 0 | 0
06.06. | 17 | 0 |  | 0 | 0 | 0 | 0 | 0
06.06. | 18 | 0 |  | 0 | 0 | 0 | 0 | 0
06.06. | 19 | 0 |  | 0 | 0 | 0 | 0 | 0
06.06. | 20 | 0 |  | 0 | 0 | 0 | 0 | 0
06.06. | 21 | 0 |  | 0 | 0 | 0 | 0 | 0
06.06. | 22 | 0 |  | 0 | 0 | 0 | 0 | 0
06.06. | 23 | 0 |  | 0 | 0 | 0 | 0 | 0
06.06. | 24 | 0 |  | 0 | 0 | 0 | 0 | 0
07.06. | 1 | 0 |  | 0 | 0 | 0 | 0 | 0
07.06. | 2 | 0 |  | 0 | 0 | 0 | 0 | 0
07.06. | 3 | 0 |  | 0 | 0 | 0 | 0 | 0
07.06. | 4 | 0 |  | 0 | 0 | 0 | 0 | 0
07.06. | 5 | 0 |  | 0 | 0 | 0 | 0 | 0
07.06. | 6 | 0 |  | 0 | 0 | 0 | 0 | 0
07.06. | 7 | 0 |  | 0 | 0 | 0 | 0 | 0
07.06. | 8 | 0 |  | 0 | 0 | 0 | 0 | 0
07.06. | 9 | 0 |  | 0 | 0 | 0 | 0 | 0
07.06. | 10 | 0 |  | 0 | 0 | 0 | 0 | 0
07.06. | 11 | 0 |  | 0 | 0 | 0 | 0 | 0
07.06. | 12 | 0 |  | 0 | 0 | 0 | 0 | 0
07.06. | 13 | 0 |  | 0 | 0 | 0 | 0 | 0
07.06. | 14 | 0 |  | 0 | 0 | 0 | 0 | 0
07.06. | 15 | 0 |  | 0 | 0 | 0 | 0 | 0
07.06. | 16 | 0 |  | 0 | 0 | 0 | 0 | 0
07.06. | 17 | 0 |  | 0 | 0 | 0 | 0 | 0
07.06. | 18 | 0 |  | 0 | 0 | 0 | 0 | 0
07.06. | 19 | 0 |  | 0 | 0 | 0 | 0 | 0
07.06. | 20 | 0 |  | 0 | 0 | 0 | 0 | 0
07.06. | 21 | 0 |  | 0 | 0 | 0 | 0 | 0
07.06. | 22 | 0 |  | 0 | 0 | 0 | 0 | 0
07.06. | 23 | 0 |  | 0 | 0 | 0 | 0 | 0
07.06. | 24 | 0 |  | 0 | 0 | 0 | 0 | 0
08.06. | 1 | 0 |  | 0 | 0 | 0 | 0 | 0
08.06. | 2 | 0 |  | 0 | 0 | 0 | 0 | 0
08.06. | 3 | 0 |  | 0 | 0 | 0 | 0 | 0
08.06. | 4 | 0 |  | 0 | 0 | 0 | 0 | 0
08.06. | 5 | 0 |  | 0 | 0 | 0 | 0 | 0
08.06. | 6 | 0 |  | 0 | 0 | 0 | 0 | 0
08.06. | 7 | 0 |  | 0 | 0 | 0 | 0 | 0
08.06. | 8 | 0 |  | 0 | 0 | 0 | 0 | 0
08.06. | 9 | 0 |  | 0 | 0 | 0 | 0 | 0
08.06. | 10 | 0 |  | 0 | 0 | 0 | 0 | 0
08.06. | 11 | 0 |  | 0 | 0 | 0 | 0 | 0
08.06. | 12 | 0 |  | 0 | 0 | 0 | 0 | 0
08.06. | 13 | 0 |  | 0 | 0 | 0 | 0 | 0
08.06. | 14 | 0 |  | 0 | 0 | 0 | 0 | 0
08.06. | 15 | 0 |  | 0 | 0 | 0 | 0 | 0
08.06. | 16 | 0 |  | 0 | 0 | 0 | 0 | 0
08.06. | 17 | 0 |  | 0 | 0 | 0 | 0 | 0
08.06. | 18 | 0 |  | 0 | 0 | 0 | 0 | 0
08.06. | 19 | 0 |  | 0 | 0 | 0 | 0 | 0
08.06. | 20 | 0 |  | 0 | 0 | 0 | 0 | 0
08.06. | 21 | 0 |  | 0 | 0 | 0 | 0 | 0
08.06. | 22 | 0 |  | 0 | 0 | 0 | 0 | 0
08.06. | 23 | 0 |  | 0 | 0 | 0 | 0 | 0
08.06. | 24 | 0 |  | 0 | 0 | 0 | 0 | 0
09.06. | 1 | 0 |  | 0 | 0 | 0 | 0 | 0
09.06. | 2 | 0 |  | 0 | 0 | 0 | 0 | 0
09.06. | 3 | 0 |  | 0 | 0 | 0 | 0 | 0
09.06. | 4 | 0 |  | 0 | 0 | 0 | 0 | 0
09.06. | 5 | 0 |  | 0 | 0 | 0 | 0 | 0
09.06. | 6 | 0 |  | 0 | 0 | 0 | 0 | 0
09.06. | 7 | 0 |  | 0 | 0 | 0 | 0 | 0
09.06. | 8 | 0 |  | 0 | 0 | 0 | 0 | 0
09.06. | 9 | 0 |  | 0 | 0 | 0 | 0 | 0
09.06. | 10 | 0 |  | 0 | 0 | 0 | 0 | 0
09.06. | 11 | 0 |  | 0 | 0 | 0 | 0 | 0
09.06. | 12 | 0 |  | 0 | 0 | 0 | 0 | 0
09.06. | 13 | 0 |  | 0 | 0 | 0 | 0 | 0
09.06. | 14 | 0 |  | 0 | 0 | 0 | 0 | 0
09.06. | 15 | 0 |  | 0 | 0 | 0 | 0 | 0
09.06. | 16 | 0 |  | 0 | 0 | 0 | 0 | 0
09.06. | 17 | 0 |  | 0 | 0 | 0 | 0 | 0
09.06. | 18 | 0 |  | 0 | 0 | 0 | 0 | 0
09.06. | 19 | 0 |  | 0 | 0 | 0 | 0 | 0
09.06. | 20 | 0 |  | 0 | 0 | 0 | 0 | 0
09.06. | 21 | 0 |  | 0 | 0 | 0 | 0 | 0
09.06. | 22 | 0 |  | 0 | 0 | 0 | 0 | 0
09.06. | 23 | 0 |  | 0 | 0 | 0 | 0 | 0
09.06. | 24 | 0 |  | 0 | 0 | 0 | 0 | 0
10.06. | 1 | 0 |  | 0 | 0 | 0 | 0 | 0
10.06. | 2 | 0 |  | 0 | 0 | 0 | 0 | 0
10.06. | 3 | 0 |  | 0 | 0 | 0 | 0 | 0
10.06. | 4 | 0 |  | 0 | 0 | 0 | 0 | 0
10.06. | 5 | 0 |  | 0 | 0 | 0 | 0 | 0
10.06. | 6 | 0 |  | 0 | 0 | 0 | 0 | 0
10.06. | 7 | 0 |  | 0 | 0 | 0 | 0 | 0
10.06. | 8 | 0 |  | 0 | 0 | 0 | 0 | 0
10.06. | 9 | 0 |  | 0 | 0 | 0 | 0 | 0
10.06. | 10 | 0 |  | 0 | 0 | 0 | 0 | 0
10.06. | 11 | 0 |  | 0 | 0 | 0 | 0 | 0
10.06. | 12 | 0 |  | 0 | 0 | 0 | 0 | 0
10.06. | 13 | 0 |  | 0 | 0 | 0 | 0 | 0
10.06. | 14 | 0 |  | 0 | 0 | 0 | 0 | 0
10.06. | 15 | 0 |  | 0 | 0 | 0 | 0 | 0
10.06. | 16 | 0 |  | 0 | 0 | 0 | 0 | 0
10.06. | 17 | 0 |  | 0 | 0 | 0 | 0 | 0
10.06. | 18 | 0 |  | 0 | 0 | 0 | 0 | 0
10.06. | 19 | 0 |  | 0 | 0 | 0 | 0 | 0
10.06. | 20 | 0 |  | 0 | 0 | 0 | 0 | 0
10.06. | 21 | 0 |  | 0 | 0 | 0 | 0 | 0
10.06. | 22 | 0 |  | 0 | 0 | 0 | 0 | 0
10.06. | 23 | 0 |  | 0 | 0 | 0 | 0 | 0
10.06. | 24 | 0 |  | 0 | 0 | 0 | 0 | 0
11.06. | 1 | 0 |  | 0 | 0 | 0 | 0 | 0
11.06. | 2 | 0 |  | 0 | 0 | 0 | 0 | 0
11.06. | 3 | 0 |  | 0 | 0 | 0 | 0 | 0
11.06. | 4 | 0 |  | 0 | 0 | 0 | 0 | 0
11.06. | 5 | 0 |  | 0 | 0 | 0 | 0 | 0
11.06. | 6 | 0 |  | 0 | 0 | 0 | 0 | 0
11.06. | 7 | 0 |  | 0 | 0 | 0 | 0 | 0
11.06. | 8 | 0 |  | 0 | 0 | 0 | 0 | 0
11.06. | 9 | 0 |  | 0 | 0 | 0 | 0 | 0
11.06. | 10 | 0 |  | 0 | 0 | 0 | 0 | 0
11.06. | 11 | 0 |  | 0 | 0 | 0 | 0 | 0
11.06. | 12 | 0 |  | 0 | 0 | 0 | 0 | 0
11.06. | 13 | 0 |  | 0 | 0 | 0 | 0 | 0
11.06. | 14 | 0 |  | 0 | 0 | 0 | 0 | 0
11.06. | 15 | 0 |  | 0 | 0 | 0 | 0 | 0
11.06. | 16 | 0 |  | 0 | 0 | 0 | 0 | 0
11.06. | 17 | 0 |  | 0 | 0 | 0 | 0 | 0
11.06. | 18 | 0 |  | 0 | 0 | 0 | 0 | 0
11.06. | 19 | 0 |  | 0 | 0 | 0 | 0 | 0
11.06. | 20 | 0 |  | 0 | 0 | 0 | 0 | 0
11.06. | 21 | 0 |  | 0 | 0 | 0 | 0 | 0
11.06. | 22 | 0 |  | 0 | 0 | 0 | 0 | 0
11.06. | 23 | 0 |  | 0 | 0 | 0 | 0 | 0
11.06. | 24 | 0 |  | 0 | 0 | 0 | 0 | 0
12.06. | 1 | 0 |  | 0 | 0 | 0 | 0 | 0
12.06. | 2 | 0 |  | 0 | 0 | 0 | 0 | 0
12.06. | 3 | 0 |  | 0 | 0 | 0 | 0 | 0
12.06. | 4 | 0 |  | 0 | 0 | 0 | 0 | 0
12.06. | 5 | 0 |  | 0 | 0 | 0 | 0 | 0
12.06. | 6 | 0 |  | 0 | 0 | 0 | 0 | 0
12.06. | 7 | 0 |  | 0 | 0 | 0 | 0 | 0
12.06. | 8 | 0 |  | 0 | 0 | 0 | 0 | 0
12.06. | 9 | 0 |  | 0 | 0 | 0 | 0 | 0
12.06. | 10 | 0 |  | 0 | 0 | 0 | 0 | 0
12.06. | 11 | 0 |  | 0 | 0 | 0 | 0 | 0
12.06. | 12 | 0 |  | 0 | 0 | 0 | 0 | 0
12.06. | 13 | 0 |  | 0 | 0 | 0 | 0 | 0
12.06. | 14 | 0 |  | 0 | 0 | 0 | 0 | 0
12.06. | 15 | 0 |  | 0 | 0 | 0 | 0 | 0
12.06. | 16 | 0 |  | 0 | 0 | 0 | 0 | 0
12.06. | 17 | 0 |  | 0 | 0 | 0 | 0 | 0
12.06. | 18 | 0 |  | 0 | 0 | 0 | 0 | 0
12.06. | 19 | 0 |  | 0 | 0 | 0 | 0 | 0
12.06. | 20 | 0 |  | 0 | 0 | 0 | 0 | 0
12.06. | 21 | 0 |  | 0 | 0 | 0 | 0 | 0
12.06. | 22 | 0 |  | 0 | 0 | 0 | 0 | 0
12.06. | 23 | 0 |  | 0 | 0 | 0 | 0 | 0
12.06. | 24 | 0 |  | 0 | 0 | 0 | 0 | 0
13.06. | 1 | 0 |  | 0 | 0 | 0 | 0 | 0
13.06. | 2 | 0 |  | 0 | 0 | 0 | 0 | 0
13.06. | 3 | 0 |  | 0 | 0 | 0 | 0 | 0
13.06. | 4 | 0 |  | 0 | 0 | 0 | 0 | 0
13.06. | 5 | 0 |  | 0 | 0 | 0 | 0 | 0
13.06. | 6 | 0 |  | 0 | 0 | 0 | 0 | 0
13.06. | 7 | 0 |  | 0 | 0 | 0 | 0 | 0
13.06. | 8 | 0 |  | 0 | 0 | 0 | 0 | 0
13.06. | 9 | 0 |  | 0 | 0 | 0 | 0 | 0
13.06. | 10 | 0 |  | 0 | 0 | 0 | 0 | 0
13.06. | 11 | 0 |  | 0 | 0 | 0 | 0 | 0
13.06. | 12 | 0 |  | 0 | 0 | 0 | 0 | 0
13.06. | 13 | 0 |  | 0 | 0 | 0 | 0 | 0
13.06. | 14 | 0 |  | 0 | 0 | 0 | 0 | 0
13.06. | 15 | 0 |  | 0 | 0 | 0 | 0 | 0
13.06. | 16 | 0 |  | 0 | 0 | 0 | 0 | 0
13.06. | 17 | 0 |  | 0 | 0 | 0 | 0 | 0
13.06. | 18 | 0 |  | 0 | 0 | 0 | 0 | 0
13.06. | 19 | 0 |  | 0 | 0 | 0 | 0 | 0
13.06. | 20 | 0 |  | 0 | 0 | 0 | 0 | 0
13.06. | 21 | 0 |  | 0 | 0 | 0 | 0 | 0
13.06. | 22 | 0 |  | 0 | 0 | 0 | 0 | 0
13.06. | 23 | 0 |  | 0 | 0 | 0 | 0 | 0
13.06. | 24 | 0 |  | 0 | 0 | 0 | 0 | 0
14.06. | 1 | 0 |  | 0 | 0 | 0 | 0 | 0
14.06. | 2 | 0 |  | 0 | 0 | 0 | 0 | 0
14.06. | 3 | 0 |  | 0 | 0 | 0 | 0 | 0
14.06. | 4 | 0 |  | 0 | 0 | 0 | 0 | 0
14.06. | 5 | 0 |  | 0 | 0 | 0 | 0 | 0
14.06. | 6 | 0 |  | 0 | 0 | 0 | 0 | 0
14.06. | 7 | 0 |  | 0 | 0 | 0 | 0 | 0
14.06. | 8 | 0 |  | 0 | 0 | 0 | 0 | 0
14.06. | 9 | 0 |  | 0 | 0 | 0 | 0 | 0
14.06. | 10 | 0 |  | 0 | 0 | 0 | 0 | 0
14.06. | 11 | 0 |  | 0 | 0 | 0 | 0 | 0
14.06. | 12 | 0 |  | 0 | 0 | 0 | 0 | 0
14.06. | 13 | 0 |  | 0 | 0 | 0 | 0 | 0
14.06. | 14 | 0 |  | 0 | 0 | 0 | 0 | 0
14.06. | 15 | 0 |  | 0 | 0 | 0 | 0 | 0
14.06. | 16 | 0 |  | 0 | 0 | 0 | 0 | 0
14.06. | 17 | 0 |  | 0 | 0 | 0 | 0 | 0
14.06. | 18 | 0 |  | 0 | 0 | 0 | 0 | 0
14.06. | 19 | 0 |  | 0 | 0 | 0 | 0 | 0
14.06. | 20 | 0 |  | 0 | 0 | 0 | 0 | 0
14.06. | 21 | 0 |  | 0 | 0 | 0 | 0 | 0
14.06. | 22 | 0 |  | 0 | 0 | 0 | 0 | 0
14.06. | 23 | 0 |  | 0 | 0 | 0 | 0 | 0
14.06. | 24 | 0 |  | 0 | 0 | 0 | 0 | 0
15.06. | 1 | 0 |  | 0 | 0 | 0 | 0 | 0
15.06. | 2 | 0 |  | 0 | 0 | 0 | 0 | 0
15.06. | 3 | 0 |  | 0 | 0 | 0 | 0 | 0
15.06. | 4 | 0 |  | 0 | 0 | 0 | 0 | 0
15.06. | 5 | 0 |  | 0 | 0 | 0 | 0 | 0
15.06. | 6 | 0 |  | 0 | 0 | 0 | 0 | 0
15.06. | 7 | 0 |  | 0 | 0 | 0 | 0 | 0
15.06. | 8 | 0 |  | 0 | 0 | 0 | 0 | 0
15.06. | 9 | 0 |  | 0 | 0 | 0 | 0 | 0
15.06. | 10 | 0 |  | 0 | 0 | 0 | 0 | 0
15.06. | 11 | 0 |  | 0 | 0 | 0 | 0 | 0
15.06. | 12 | 0 |  | 0 | 0 | 0 | 0 | 0
15.06. | 13 | 0 |  | 0 | 0 | 0 | 0 | 0
15.06. | 14 | 0 |  | 0 | 0 | 0 | 0 | 0
15.06. | 15 | 0 |  | 0 | 0 | 0 | 0 | 0
15.06. | 16 | 0 |  | 0 | 0 | 0 | 0 | 0
15.06. | 17 | 0 |  | 0 | 0 | 0 | 0 | 0
15.06. | 18 | 0 |  | 0 | 0 | 0 | 0 | 0
15.06. | 19 | 0 |  | 0 | 0 | 0 | 0 | 0
15.06. | 20 | 0 |  | 0 | 0 | 0 | 0 | 0
15.06. | 21 | 0 |  | 0 | 0 | 0 | 0 | 0
15.06. | 22 | 0 |  | 0 | 0 | 0 | 0 | 0
15.06. | 23 | 0 |  | 0 | 0 | 0 | 0 | 0
15.06. | 24 | 0 |  | 0 | 0 | 0 | 0 | 0
16.06. | 1 | 0 |  | 0 | 0 | 0 | 0 | 0
16.06. | 2 | 0 |  | 0 | 0 | 0 | 0 | 0
16.06. | 3 | 0 |  | 0 | 0 | 0 | 0 | 0
16.06. | 4 | 0 |  | 0 | 0 | 0 | 0 | 0
16.06. | 5 | 0 |  | 0 | 0 | 0 | 0 | 0
16.06. | 6 | 0 |  | 0 | 0 | 0 | 0 | 0
16.06. | 7 | 0 |  | 0 | 0 | 0 | 0 | 0
16.06. | 8 | 0 |  | 0 | 0 | 0 | 0 | 0
16.06. | 9 | 0 |  | 0 | 0 | 0 | 0 | 0
16.06. | 10 | 0 |  | 0 | 0 | 0 | 0 | 0
16.06. | 11 | 0 |  | 0 | 0 | 0 | 0 | 0
16.06. | 12 | 0 |  | 0 | 0 | 0 | 0 | 0
16.06. | 13 | 0 |  | 0 | 0 | 0 | 0 | 0
16.06. | 14 | 0 |  | 0 | 0 | 0 | 0 | 0
16.06. | 15 | 0 |  | 0 | 0 | 0 | 0 | 0
16.06. | 16 | 0 |  | 0 | 0 | 0 | 0 | 0
16.06. | 17 | 0 |  | 0 | 0 | 0 | 0 | 0
16.06. | 18 | 0 |  | 0 | 0 | 0 | 0 | 0
16.06. | 19 | 0 |  | 0 | 0 | 0 | 0 | 0
16.06. | 20 | 0 |  | 0 | 0 | 0 | 0 | 0
16.06. | 21 | 0 |  | 0 | 0 | 0 | 0 | 0
16.06. | 22 | 0 |  | 0 | 0 | 0 | 0 | 0
16.06. | 23 | 0 |  | 0 | 0 | 0 | 0 | 0
16.06. | 24 | 0 |  | 0 | 0 | 0 | 0 | 0
17.06. | 1 | 0 |  | 0 | 0 | 0 | 0 | 0
17.06. | 2 | 0 |  | 0 | 0 | 0 | 0 | 0
17.06. | 3 | 0 |  | 0 | 0 | 0 | 0 | 0
17.06. | 4 | 0 |  | 0 | 0 | 0 | 0 | 0
17.06. | 5 | 0 |  | 0 | 0 | 0 | 0 | 0
17.06. | 6 | 0 |  | 0 | 0 | 0 | 0 | 0
17.06. | 7 | 0 |  | 0 | 0 | 0 | 0 | 0
17.06. | 8 | 0 |  | 0 | 0 | 0 | 0 | 0
17.06. | 9 | 0 |  | 0 | 0 | 0 | 0 | 0
17.06. | 10 | 0 |  | 0 | 0 | 0 | 0 | 0
17.06. | 11 | 0 |  | 0 | 0 | 0 | 0 | 0
17.06. | 12 | 0 |  | 0 | 0 | 0 | 0 | 0
17.06. | 13 | 0 |  | 0 | 0 | 0 | 0 | 0
17.06. | 14 | 0 |  | 0 | 0 | 0 | 0 | 0
17.06. | 15 | 0 |  | 0 | 0 | 0 | 0 | 0
17.06. | 16 | 0 |  | 0 | 0 | 0 | 0 | 0
17.06. | 17 | 0 |  | 0 | 0 | 0 | 0 | 0
17.06. | 18 | 0 |  | 0 | 0 | 0 | 0 | 0
17.06. | 19 | 0 |  | 0 | 0 | 0 | 0 | 0
17.06. | 20 | 0 |  | 0 | 0 | 0 | 0 | 0
17.06. | 21 | 0 |  | 0 | 0 | 0 | 0 | 0
17.06. | 22 | 0 |  | 0 | 0 | 0 | 0 | 0
17.06. | 23 | 0 |  | 0 | 0 | 0 | 0 | 0
17.06. | 24 | 0 |  | 0 | 0 | 0 | 0 | 0
18.06. | 1 | 0 |  | 0 | 0 | 0 | 0 | 0
18.06. | 2 | 0 |  | 0 | 0 | 0 | 0 | 0
18.06. | 3 | 0 |  | 0 | 0 | 0 | 0 | 0
18.06. | 4 | 0 |  | 0 | 0 | 0 | 0 | 0
18.06. | 5 | 0 |  | 0 | 0 | 0 | 0 | 0
18.06. | 6 | 0 |  | 0 | 0 | 0 | 0 | 0
18.06. | 7 | 0 |  | 0 | 0 | 0 | 0 | 0
18.06. | 8 | 0 |  | 0 | 0 | 0 | 0 | 0
18.06. | 9 | 0 |  | 0 | 0 | 0 | 0 | 0
18.06. | 10 | 0 |  | 0 | 0 | 0 | 0 | 0
18.06. | 11 | 0 |  | 0 | 0 | 0 | 0 | 0
18.06. | 12 | 0 |  | 0 | 0 | 0 | 0 | 0
18.06. | 13 | 0 |  | 0 | 0 | 0 | 0 | 0
18.06. | 14 | 0 |  | 0 | 0 | 0 | 0 | 0
18.06. | 15 | 0 |  | 0 | 0 | 0 | 0 | 0
18.06. | 16 | 0 |  | 0 | 0 | 0 | 0 | 0
18.06. | 17 | 0 |  | 0 | 0 | 0 | 0 | 0
18.06. | 18 | 0 |  | 0 | 0 | 0 | 0 | 0
18.06. | 19 | 0 |  | 0 | 0 | 0 | 0 | 0
18.06. | 20 | 0 |  | 0 | 0 | 0 | 0 | 0
18.06. | 21 | 0 |  | 0 | 0 | 0 | 0 | 0
18.06. | 22 | 0 |  | 0 | 0 | 0 | 0 | 0
18.06. | 23 | 0 |  | 0 | 0 | 0 | 0 | 0
18.06. | 24 | 0 |  | 0 | 0 | 0 | 0 | 0
19.06. | 1 | 0 |  | 0 | 0 | 0 | 0 | 0
19.06. | 2 | 0 |  | 0 | 0 | 0 | 0 | 0
19.06. | 3 | 0 |  | 0 | 0 | 0 | 0 | 0
19.06. | 4 | 0 |  | 0 | 0 | 0 | 0 | 0
19.06. | 5 | 0 |  | 0 | 0 | 0 | 0 | 0
19.06. | 6 | 0 |  | 0 | 0 | 0 | 0 | 0
19.06. | 7 | 0 |  | 0 | 0 | 0 | 0 | 0
19.06. | 8 | 0 |  | 0 | 0 | 0 | 0 | 0
19.06. | 9 | 0 |  | 0 | 0 | 0 | 0 | 0
19.06. | 10 | 0 |  | 0 | 0 | 0 | 0 | 0
19.06. | 11 | 0 |  | 0 | 0 | 0 | 0 | 0
19.06. | 12 | 0 |  | 0 | 0 | 0 | 0 | 0
19.06. | 13 | 0 |  | 0 | 0 | 0 | 0 | 0
19.06. | 14 | 0 |  | 0 | 0 | 0 | 0 | 0
19.06. | 15 | 0 |  | 0 | 0 | 0 | 0 | 0
19.06. | 16 | 0 |  | 0 | 0 | 0 | 0 | 0
19.06. | 17 | 0 |  | 0 | 0 | 0 | 0 | 0
19.06. | 18 | 0 |  | 0 | 0 | 0 | 0 | 0
19.06. | 19 | 0 |  | 0 | 0 | 0 | 0 | 0
19.06. | 20 | 0 |  | 0 | 0 | 0 | 0 | 0
19.06. | 21 | 0 |  | 0 | 0 | 0 | 0 | 0
19.06. | 22 | 0 |  | 0 | 0 | 0 | 0 | 0
19.06. | 23 | 0 |  | 0 | 0 | 0 | 0 | 0
19.06. | 24 | 0 |  | 0 | 0 | 0 | 0 | 0
20.06. | 1 | 0 |  | 0 | 0 | 0 | 0 | 0
20.06. | 2 | 0 |  | 0 | 0 | 0 | 0 | 0
20.06. | 3 | 0 |  | 0 | 0 | 0 | 0 | 0
20.06. | 4 | 0 |  | 0 | 0 | 0 | 0 | 0
20.06. | 5 | 0 |  | 0 | 0 | 0 | 0 | 0
20.06. | 6 | 0 |  | 0 | 0 | 0 | 0 | 0
20.06. | 7 | 0 |  | 0 | 0 | 0 | 0 | 0
20.06. | 8 | 0 |  | 0 | 0 | 0 | 0 | 0
20.06. | 9 | 0 |  | 0 | 0 | 0 | 0 | 0
20.06. | 10 | 0 |  | 0 | 0 | 0 | 0 | 0
20.06. | 11 | 0 |  | 0 | 0 | 0 | 0 | 0
20.06. | 12 | 0 |  | 0 | 0 | 0 | 0 | 0
20.06. | 13 | 0 |  | 0 | 0 | 0 | 0 | 0
20.06. | 14 | 0 |  | 0 | 0 | 0 | 0 | 0
20.06. | 15 | 0 |  | 0 | 0 | 0 | 0 | 0
20.06. | 16 | 0 |  | 0 | 0 | 0 | 0 | 0
20.06. | 17 | 0 |  | 0 | 0 | 0 | 0 | 0
20.06. | 18 | 0 |  | 0 | 0 | 0 | 0 | 0
20.06. | 19 | 0 |  | 0 | 0 | 0 | 0 | 0
20.06. | 20 | 0 |  | 0 | 0 | 0 | 0 | 0
20.06. | 21 | 0 |  | 0 | 0 | 0 | 0 | 0
20.06. | 22 | 0 |  | 0 | 0 | 0 | 0 | 0
20.06. | 23 | 0 |  | 0 | 0 | 0 | 0 | 0
20.06. | 24 | 0 |  | 0 | 0 | 0 | 0 | 0
21.06. | 1 | 0 |  | 0 | 0 | 0 | 0 | 0
21.06. | 2 | 0 |  | 0 | 0 | 0 | 0 | 0
21.06. | 3 | 0 |  | 0 | 0 | 0 | 0 | 0
21.06. | 4 | 0 |  | 0 | 0 | 0 | 0 | 0
21.06. | 5 | 0 |  | 0 | 0 | 0 | 0 | 0
21.06. | 6 | 0 |  | 0 | 0 | 0 | 0 | 0
21.06. | 7 | 0 |  | 0 | 0 | 0 | 0 | 0
21.06. | 8 | 0 |  | 0 | 0 | 0 | 0 | 0
21.06. | 9 | 0 |  | 0 | 0 | 0 | 0 | 0
21.06. | 10 | 0 |  | 0 | 0 | 0 | 0 | 0
21.06. | 11 | 0 |  | 0 | 0 | 0 | 0 | 0
21.06. | 12 | 0 |  | 0 | 0 | 0 | 0 | 0
21.06. | 13 | 0 |  | 0 | 0 | 0 | 0 | 0
21.06. | 14 | 0 |  | 0 | 0 | 0 | 0 | 0
21.06. | 15 | 0 |  | 0 | 0 | 0 | 0 | 0
21.06. | 16 | 0 |  | 0 | 0 | 0 | 0 | 0
21.06. | 17 | 0 |  | 0 | 0 | 0 | 0 | 0
21.06. | 18 | 0 |  | 0 | 0 | 0 | 0 | 0
21.06. | 19 | 0 |  | 0 | 0 | 0 | 0 | 0
21.06. | 20 | 0 |  | 0 | 0 | 0 | 0 | 0
21.06. | 21 | 0 |  | 0 | 0 | 0 | 0 | 0
21.06. | 22 | 0 |  | 0 | 0 | 0 | 0 | 0
21.06. | 23 | 0 |  | 0 | 0 | 0 | 0 | 0
21.06. | 24 | 0 |  | 0 | 0 | 0 | 0 | 0
22.06. | 1 | 0 |  | 0 | 0 | 0 | 0 | 0
22.06. | 2 | 0 |  | 0 | 0 | 0 | 0 | 0
22.06. | 3 | 0 |  | 0 | 0 | 0 | 0 | 0
22.06. | 4 | 0 |  | 0 | 0 | 0 | 0 | 0
22.06. | 5 | 0 |  | 0 | 0 | 0 | 0 | 0
22.06. | 6 | 0 |  | 0 | 0 | 0 | 0 | 0
22.06. | 7 | 0 |  | 0 | 0 | 0 | 0 | 0
22.06. | 8 | 0 |  | 0 | 0 | 0 | 0 | 0
22.06. | 9 | 0 |  | 0 | 0 | 0 | 0 | 0
22.06. | 10 | 0 |  | 0 | 0 | 0 | 0 | 0
22.06. | 11 | 0 |  | 0 | 0 | 0 | 0 | 0
22.06. | 12 | 0 |  | 0 | 0 | 0 | 0 | 0
22.06. | 13 | 0 |  | 0 | 0 | 0 | 0 | 0
22.06. | 14 | 0 |  | 0 | 0 | 0 | 0 | 0
22.06. | 15 | 0 |  | 0 | 0 | 0 | 0 | 0
22.06. | 16 | 0 |  | 0 | 0 | 0 | 0 | 0
22.06. | 17 | 0 |  | 0 | 0 | 0 | 0 | 0
22.06. | 18 | 0 |  | 0 | 0 | 0 | 0 | 0
22.06. | 19 | 0 |  | 0 | 0 | 0 | 0 | 0
22.06. | 20 | 0 |  | 0 | 0 | 0 | 0 | 0
22.06. | 21 | 0 |  | 0 | 0 | 0 | 0 | 0
22.06. | 22 | 0 |  | 0 | 0 | 0 | 0 | 0
22.06. | 23 | 0 |  | 0 | 0 | 0 | 0 | 0
22.06. | 24 | 0 |  | 0 | 0 | 0 | 0 | 0
23.06. | 1 | 0 |  | 0 | 0 | 0 | 0 | 0
23.06. | 2 | 0 |  | 0 | 0 | 0 | 0 | 0
23.06. | 3 | 0 |  | 0 | 0 | 0 | 0 | 0
23.06. | 4 | 0 |  | 0 | 0 | 0 | 0 | 0
23.06. | 5 | 0 |  | 0 | 0 | 0 | 0 | 0
23.06. | 6 | 0 |  | 0 | 0 | 0 | 0 | 0
23.06. | 7 | 0 |  | 0 | 0 | 0 | 0 | 0
23.06. | 8 | 0 |  | 0 | 0 | 0 | 0 | 0
23.06. | 9 | 0 |  | 0 | 0 | 0 | 0 | 0
23.06. | 10 | 0 |  | 0 | 0 | 0 | 0 | 0
23.06. | 11 | 0 |  | 0 | 0 | 0 | 0 | 0
23.06. | 12 | 0 |  | 0 | 0 | 0 | 0 | 0
23.06. | 13 | 0 |  | 0 | 0 | 0 | 0 | 0
23.06. | 14 | 0 |  | 0 | 0 | 0 | 0 | 0
23.06. | 15 | 0 |  | 0 | 0 | 0 | 0 | 0
23.06. | 16 | 0 |  | 0 | 0 | 0 | 0 | 0
23.06. | 17 | 0 |  | 0 | 0 | 0 | 0 | 0
23.06. | 18 | 0 |  | 0 | 0 | 0 | 0 | 0
23.06. | 19 | 0 |  | 0 | 0 | 0 | 0 | 0
23.06. | 20 | 0 |  | 0 | 0 | 0 | 0 | 0
23.06. | 21 | 0 |  | 0 | 0 | 0 | 0 | 0
23.06. | 22 | 0 |  | 0 | 0 | 0 | 0 | 0
23.06. | 23 | 0 |  | 0 | 0 | 0 | 0 | 0
23.06. | 24 | 0 |  | 0 | 0 | 0 | 0 | 0
24.06. | 1 | 0 |  | 0 | 0 | 0 | 0 | 0
24.06. | 2 | 0 |  | 0 | 0 | 0 | 0 | 0
24.06. | 3 | 0 |  | 0 | 0 | 0 | 0 | 0
24.06. | 4 | 0 |  | 0 | 0 | 0 | 0 | 0
24.06. | 5 | 0 |  | 0 | 0 | 0 | 0 | 0
24.06. | 6 | 0 |  | 0 | 0 | 0 | 0 | 0
24.06. | 7 | 0 |  | 0 | 0 | 0 | 0 | 0
24.06. | 8 | 0 |  | 0 | 0 | 0 | 0 | 0
24.06. | 9 | 0 |  | 0 | 0 | 0 | 0 | 0
24.06. | 10 | 0 |  | 0 | 0 | 0 | 0 | 0
24.06. | 11 | 0 |  | 0 | 0 | 0 | 0 | 0
24.06. | 12 | 0 |  | 0 | 0 | 0 | 0 | 0
24.06. | 13 | 0 |  | 0 | 0 | 0 | 0 | 0
24.06. | 14 | 0 |  | 0 | 0 | 0 | 0 | 0
24.06. | 15 | 0 |  | 0 | 0 | 0 | 0 | 0
24.06. | 16 | 0 |  | 0 | 0 | 0 | 0 | 0
24.06. | 17 | 0 |  | 0 | 0 | 0 | 0 | 0
24.06. | 18 | 0 |  | 0 | 0 | 0 | 0 | 0
24.06. | 19 | 0 |  | 0 | 0 | 0 | 0 | 0
24.06. | 20 | 0 |  | 0 | 0 | 0 | 0 | 0
24.06. | 21 | 0 |  | 0 | 0 | 0 | 0 | 0
24.06. | 22 | 0 |  | 0 | 0 | 0 | 0 | 0
24.06. | 23 | 0 |  | 0 | 0 | 0 | 0 | 0
24.06. | 24 | 0 |  | 0 | 0 | 0 | 0 | 0
25.06. | 1 | 0 |  | 0 | 0 | 0 | 0 | 0
25.06. | 2 | 0 |  | 0 | 0 | 0 | 0 | 0
25.06. | 3 | 0 |  | 0 | 0 | 0 | 0 | 0
25.06. | 4 | 0 |  | 0 | 0 | 0 | 0 | 0
25.06. | 5 | 0 |  | 0 | 0 | 0 | 0 | 0
25.06. | 6 | 0 |  | 0 | 0 | 0 | 0 | 0
25.06. | 7 | 0 |  | 0 | 0 | 0 | 0 | 0
25.06. | 8 | 0 |  | 0 | 0 | 0 | 0 | 0
25.06. | 9 | 0 |  | 0 | 0 | 0 | 0 | 0
25.06. | 10 | 0 |  | 0 | 0 | 0 | 0 | 0
25.06. | 11 | 0 |  | 0 | 0 | 0 | 0 | 0
25.06. | 12 | 0 |  | 0 | 0 | 0 | 0 | 0
25.06. | 13 | 0 |  | 0 | 0 | 0 | 0 | 0
25.06. | 14 | 0 |  | 0 | 0 | 0 | 0 | 0
25.06. | 15 | 0 |  | 0 | 0 | 0 | 0 | 0
25.06. | 16 | 0 |  | 0 | 0 | 0 | 0 | 0
25.06. | 17 | 0 |  | 0 | 0 | 0 | 0 | 0
25.06. | 18 | 0 |  | 0 | 0 | 0 | 0 | 0
25.06. | 19 | 0 |  | 0 | 0 | 0 | 0 | 0
25.06. | 20 | 0 |  | 0 | 0 | 0 | 0 | 0
25.06. | 21 | 0 |  | 0 | 0 | 0 | 0 | 0
25.06. | 22 | 0 |  | 0 | 0 | 0 | 0 | 0
25.06. | 23 | 0 |  | 0 | 0 | 0 | 0 | 0
25.06. | 24 | 0 |  | 0 | 0 | 0 | 0 | 0
26.06. | 1 | 0 |  | 0 | 0 | 0 | 0 | 0
26.06. | 2 | 0 |  | 0 | 0 | 0 | 0 | 0
26.06. | 3 | 0 |  | 0 | 0 | 0 | 0 | 0
26.06. | 4 | 0 |  | 0 | 0 | 0 | 0 | 0
26.06. | 5 | 0 |  | 0 | 0 | 0 | 0 | 0
26.06. | 6 | 0 |  | 0 | 0 | 0 | 0 | 0
26.06. | 7 | 0 |  | 0 | 0 | 0 | 0 | 0
26.06. | 8 | 0 |  | 0 | 0 | 0 | 0 | 0
26.06. | 9 | 0 |  | 0 | 0 | 0 | 0 | 0
26.06. | 10 | 0 |  | 0 | 0 | 0 | 0 | 0
26.06. | 11 | 0 |  | 0 | 0 | 0 | 0 | 0
26.06. | 12 | 0 |  | 0 | 0 | 0 | 0 | 0
26.06. | 13 | 0 |  | 0 | 0 | 0 | 0 | 0
26.06. | 14 | 0 |  | 0 | 0 | 0 | 0 | 0
26.06. | 15 | 0 |  | 0 | 0 | 0 | 0 | 0
26.06. | 16 | 0 |  | 0 | 0 | 0 | 0 | 0
26.06. | 17 | 0 |  | 0 | 0 | 0 | 0 | 0
26.06. | 18 | 0 |  | 0 | 0 | 0 | 0 | 0
26.06. | 19 | 0 |  | 0 | 0 | 0 | 0 | 0
26.06. | 20 | 0 |  | 0 | 0 | 0 | 0 | 0
26.06. | 21 | 0 |  | 0 | 0 | 0 | 0 | 0
26.06. | 22 | 0 |  | 0 | 0 | 0 | 0 | 0
26.06. | 23 | 0 |  | 0 | 0 | 0 | 0 | 0
26.06. | 24 | 0 |  | 0 | 0 | 0 | 0 | 0
27.06. | 1 | 0 |  | 0 | 0 | 0 | 0 | 0
27.06. | 2 | 0 |  | 0 | 0 | 0 | 0 | 0
27.06. | 3 | 0 |  | 0 | 0 | 0 | 0 | 0
27.06. | 4 | 0 |  | 0 | 0 | 0 | 0 | 0
27.06. | 5 | 0 |  | 0 | 0 | 0 | 0 | 0
27.06. | 6 | 0 |  | 0 | 0 | 0 | 0 | 0
27.06. | 7 | 0 |  | 0 | 0 | 0 | 0 | 0
27.06. | 8 | 0 |  | 0 | 0 | 0 | 0 | 0
27.06. | 9 | 0 |  | 0 | 0 | 0 | 0 | 0
27.06. | 10 | 0 |  | 0 | 0 | 0 | 0 | 0
27.06. | 11 | 0 |  | 0 | 0 | 0 | 0 | 0
27.06. | 12 | 0 |  | 0 | 0 | 0 | 0 | 0
27.06. | 13 | 0 |  | 0 | 0 | 0 | 0 | 0
27.06. | 14 | 0 |  | 0 | 0 | 0 | 0 | 0
27.06. | 15 | 0 |  | 0 | 0 | 0 | 0 | 0
27.06. | 16 | 0 |  | 0 | 0 | 0 | 0 | 0
27.06. | 17 | 0 |  | 0 | 0 | 0 | 0 | 0
27.06. | 18 | 0 |  | 0 | 0 | 0 | 0 | 0
27.06. | 19 | 0 |  | 0 | 0 | 0 | 0 | 0
27.06. | 20 | 0 |  | 0 | 0 | 0 | 0 | 0
27.06. | 21 | 0 |  | 0 | 0 | 0 | 0 | 0
27.06. | 22 | 0 |  | 0 | 0 | 0 | 0 | 0
27.06. | 23 | 0 |  | 0 | 0 | 0 | 0 | 0
27.06. | 24 | 0 |  | 0 | 0 | 0 | 0 | 0
28.06. | 1 | 0 |  | 0 | 0 | 0 | 0 | 0
28.06. | 2 | 0 |  | 0 | 0 | 0 | 0 | 0
28.06. | 3 | 0 |  | 0 | 0 | 0 | 0 | 0
28.06. | 4 | 0 |  | 0 | 0 | 0 | 0 | 0
28.06. | 5 | 0 |  | 0 | 0 | 0 | 0 | 0
28.06. | 6 | 0 |  | 0 | 0 | 0 | 0 | 0
28.06. | 7 | 0 |  | 0 | 0 | 0 | 0 | 0
28.06. | 8 | 0 |  | 0 | 0 | 0 | 0 | 0
28.06. | 9 | 0 |  | 0 | 0 | 0 | 0 | 0
28.06. | 10 | 0 |  | 0 | 0 | 0 | 0 | 0
28.06. | 11 | 0 |  | 0 | 0 | 0 | 0 | 0
28.06. | 12 | 0 |  | 0 | 0 | 0 | 0 | 0
28.06. | 13 | 0 |  | 0 | 0 | 0 | 0 | 0
28.06. | 14 | 0 |  | 0 | 0 | 0 | 0 | 0
28.06. | 15 | 0 |  | 0 | 0 | 0 | 0 | 0
28.06. | 16 | 0 |  | 0 | 0 | 0 | 0 | 0
28.06. | 17 | 0 |  | 0 | 0 | 0 | 0 | 0
28.06. | 18 | 0 |  | 0 | 0 | 0 | 0 | 0
28.06. | 19 | 0 |  | 0 | 0 | 0 | 0 | 0
28.06. | 20 | 0 |  | 0 | 0 | 0 | 0 | 0
28.06. | 21 | 0 |  | 0 | 0 | 0 | 0 | 0
28.06. | 22 | 0 |  | 0 | 0 | 0 | 0 | 0
28.06. | 23 | 0 |  | 0 | 0 | 0 | 0 | 0
28.06. | 24 | 0 |  | 0 | 0 | 0 | 0 | 0
29.06. | 1 | 0 |  | 0 | 0 | 0 | 0 | 0
29.06. | 2 | 0 |  | 0 | 0 | 0 | 0 | 0
29.06. | 3 | 0 |  | 0 | 0 | 0 | 0 | 0
29.06. | 4 | 0 |  | 0 | 0 | 0 | 0 | 0
29.06. | 5 | 0 |  | 0 | 0 | 0 | 0 | 0
29.06. | 6 | 0 |  | 0 | 0 | 0 | 0 | 0
29.06. | 7 | 0 |  | 0 | 0 | 0 | 0 | 0
29.06. | 8 | 0 |  | 0 | 0 | 0 | 0 | 0
29.06. | 9 | 0 |  | 0 | 0 | 0 | 0 | 0
29.06. | 10 | 0 |  | 0 | 0 | 0 | 0 | 0
29.06. | 11 | 0 |  | 0 | 0 | 0 | 0 | 0
29.06. | 12 | 0 |  | 0 | 0 | 0 | 0 | 0
29.06. | 13 | 0 |  | 0 | 0 | 0 | 0 | 0
29.06. | 14 | 0 |  | 0 | 0 | 0 | 0 | 0
29.06. | 15 | 0 |  | 0 | 0 | 0 | 0 | 0
29.06. | 16 | 0 |  | 0 | 0 | 0 | 0 | 0
29.06. | 17 | 0 |  | 0 | 0 | 0 | 0 | 0
29.06. | 18 | 0 |  | 0 | 0 | 0 | 0 | 0
29.06. | 19 | 0 |  | 0 | 0 | 0 | 0 | 0
29.06. | 20 | 0 |  | 0 | 0 | 0 | 0 | 0
29.06. | 21 | 0 |  | 0 | 0 | 0 | 0 | 0
29.06. | 22 | 0 |  | 0 | 0 | 0 | 0 | 0
29.06. | 23 | 0 |  | 0 | 0 | 0 | 0 | 0
29.06. | 24 | 0 |  | 0 | 0 | 0 | 0 | 0
30.06. | 1 | 0 |  | 0 | 0 | 0 | 0 | 0
30.06. | 2 | 0 |  | 0 | 0 | 0 | 0 | 0
30.06. | 3 | 0 |  | 0 | 0 | 0 | 0 | 0
30.06. | 4 | 0 |  | 0 | 0 | 0 | 0 | 0
30.06. | 5 | 0 |  | 0 | 0 | 0 | 0 | 0
30.06. | 6 | 0 |  | 0 | 0 | 0 | 0 | 0
30.06. | 7 | 0 |  | 0 | 0 | 0 | 0 | 0
30.06. | 8 | 0 |  | 0 | 0 | 0 | 0 | 0
30.06. | 9 | 0 |  | 0 | 0 | 0 | 0 | 0
30.06. | 10 | 0 |  | 0 | 0 | 0 | 0 | 0
30.06. | 11 | 0 |  | 0 | 0 | 0 | 0 | 0
30.06. | 12 | 0 |  | 0 | 0 | 0 | 0 | 0
30.06. | 13 | 0 |  | 0 | 0 | 0 | 0 | 0
30.06. | 14 | 0 |  | 0 | 0 | 0 | 0 | 0
30.06. | 15 | 0 |  | 0 | 0 | 0 | 0 | 0
30.06. | 16 | 0 |  | 0 | 0 | 0 | 0 | 0
30.06. | 17 | 0 |  | 0 | 0 | 0 | 0 | 0
30.06. | 18 | 0 |  | 0 | 0 | 0 | 0 | 0
30.06. | 19 | 0 |  | 0 | 0 | 0 | 0 | 0
30.06. | 20 | 0 |  | 0 | 0 | 0 | 0 | 0
30.06. | 21 | 0 |  | 0 | 0 | 0 | 0 | 0
30.06. | 22 | 0 |  | 0 | 0 | 0 | 0 | 0
30.06. | 23 | 0 |  | 0 | 0 | 0 | 0 | 0
30.06. | 24 | 0 |  | 0 | 0 | 0 | 0 | 0
01.07. | 1 | 0 |  | 0 | 0 | 0 | 0 | 0
01.07. | 2 | 0 |  | 0 | 0 | 0 | 0 | 0
01.07. | 3 | 0 |  | 0 | 0 | 0 | 0 | 0
01.07. | 4 | 0 |  | 0 | 0 | 0 | 0 | 0
01.07. | 5 | 0 |  | 0 | 0 | 0 | 0 | 0
01.07. | 6 | 0 |  | 0 | 0 | 0 | 0 | 0
01.07. | 7 | 0 |  | 0 | 0 | 0 | 0 | 0
01.07. | 8 | 0 |  | 0 | 0 | 0 | 0 | 0
01.07. | 9 | 0 |  | 0 | 0 | 0 | 0 | 0
01.07. | 10 | 0 |  | 0 | 0 | 0 | 0 | 0
01.07. | 11 | 0 |  | 0 | 0 | 0 | 0 | 0
01.07. | 12 | 0 |  | 0 | 0 | 0 | 0 | 0
01.07. | 13 | 0 |  | 0 | 0 | 0 | 0 | 0
01.07. | 14 | 0 |  | 0 | 0 | 0 | 0 | 0
01.07. | 15 | 0 |  | 0 | 0 | 0 | 0 | 0
01.07. | 16 | 0 |  | 0 | 0 | 0 | 0 | 0
01.07. | 17 | 0 |  | 0 | 0 | 0 | 0 | 0
01.07. | 18 | 0 |  | 0 | 0 | 0 | 0 | 0
01.07. | 19 | 0 |  | 0 | 0 | 0 | 0 | 0
01.07. | 20 | 0 |  | 0 | 0 | 0 | 0 | 0
01.07. | 21 | 0 |  | 0 | 0 | 0 | 0 | 0
01.07. | 22 | 0 |  | 0 | 0 | 0 | 0 | 0
01.07. | 23 | 0 |  | 0 | 0 | 0 | 0 | 0
01.07. | 24 | 0 |  | 0 | 0 | 0 | 0 | 0
02.07. | 1 | 0 |  | 0 | 0 | 0 | 0 | 0
02.07. | 2 | 0 |  | 0 | 0 | 0 | 0 | 0
02.07. | 3 | 0 |  | 0 | 0 | 0 | 0 | 0
02.07. | 4 | 0 |  | 0 | 0 | 0 | 0 | 0
02.07. | 5 | 0 |  | 0 | 0 | 0 | 0 | 0
02.07. | 6 | 0 |  | 0 | 0 | 0 | 0 | 0
02.07. | 7 | 0 |  | 0 | 0 | 0 | 0 | 0
02.07. | 8 | 0 |  | 0 | 0 | 0 | 0 | 0
02.07. | 9 | 0 |  | 0 | 0 | 0 | 0 | 0
02.07. | 10 | 0 |  | 0 | 0 | 0 | 0 | 0
02.07. | 11 | 0 |  | 0 | 0 | 0 | 0 | 0
02.07. | 12 | 0 |  | 0 | 0 | 0 | 0 | 0
02.07. | 13 | 0 |  | 0 | 0 | 0 | 0 | 0
02.07. | 14 | 0 |  | 0 | 0 | 0 | 0 | 0
02.07. | 15 | 0 |  | 0 | 0 | 0 | 0 | 0
02.07. | 16 | 0 |  | 0 | 0 | 0 | 0 | 0
02.07. | 17 | 0 |  | 0 | 0 | 0 | 0 | 0
02.07. | 18 | 0 |  | 0 | 0 | 0 | 0 | 0
02.07. | 19 | 0 |  | 0 | 0 | 0 | 0 | 0
02.07. | 20 | 0 |  | 0 | 0 | 0 | 0 | 0
02.07. | 21 | 0 |  | 0 | 0 | 0 | 0 | 0
02.07. | 22 | 0 |  | 0 | 0 | 0 | 0 | 0
02.07. | 23 | 0 |  | 0 | 0 | 0 | 0 | 0
02.07. | 24 | 0 |  | 0 | 0 | 0 | 0 | 0
03.07. | 1 | 0 |  | 0 | 0 | 0 | 0 | 0
03.07. | 2 | 0 |  | 0 | 0 | 0 | 0 | 0
03.07. | 3 | 0 |  | 0 | 0 | 0 | 0 | 0
03.07. | 4 | 0 |  | 0 | 0 | 0 | 0 | 0
03.07. | 5 | 0 |  | 0 | 0 | 0 | 0 | 0
03.07. | 6 | 0 |  | 0 | 0 | 0 | 0 | 0
03.07. | 7 | 0 |  | 0 | 0 | 0 | 0 | 0
03.07. | 8 | 0 |  | 0 | 0 | 0 | 0 | 0
03.07. | 9 | 0 |  | 0 | 0 | 0 | 0 | 0
03.07. | 10 | 0 |  | 0 | 0 | 0 | 0 | 0
03.07. | 11 | 0 |  | 0 | 0 | 0 | 0 | 0
03.07. | 12 | 0 |  | 0 | 0 | 0 | 0 | 0
03.07. | 13 | 0 |  | 0 | 0 | 0 | 0 | 0
03.07. | 14 | 0 |  | 0 | 0 | 0 | 0 | 0
03.07. | 15 | 0 |  | 0 | 0 | 0 | 0 | 0
03.07. | 16 | 0 |  | 0 | 0 | 0 | 0 | 0
03.07. | 17 | 0 |  | 0 | 0 | 0 | 0 | 0
03.07. | 18 | 0 |  | 0 | 0 | 0 | 0 | 0
03.07. | 19 | 0 |  | 0 | 0 | 0 | 0 | 0
03.07. | 20 | 0 |  | 0 | 0 | 0 | 0 | 0
03.07. | 21 | 0 |  | 0 | 0 | 0 | 0 | 0
03.07. | 22 | 0 |  | 0 | 0 | 0 | 0 | 0
03.07. | 23 | 0 |  | 0 | 0 | 0 | 0 | 0
03.07. | 24 | 0 |  | 0 | 0 | 0 | 0 | 0
04.07. | 1 | 0 |  | 0 | 0 | 0 | 0 | 0
04.07. | 2 | 0 |  | 0 | 0 | 0 | 0 | 0
04.07. | 3 | 0 |  | 0 | 0 | 0 | 0 | 0
04.07. | 4 | 0 |  | 0 | 0 | 0 | 0 | 0
04.07. | 5 | 0 |  | 0 | 0 | 0 | 0 | 0
04.07. | 6 | 0 |  | 0 | 0 | 0 | 0 | 0
04.07. | 7 | 0 |  | 0 | 0 | 0 | 0 | 0
04.07. | 8 | 0 |  | 0 | 0 | 0 | 0 | 0
04.07. | 9 | 0 |  | 0 | 0 | 0 | 0 | 0
04.07. | 10 | 0 |  | 0 | 0 | 0 | 0 | 0
04.07. | 11 | 0 |  | 0 | 0 | 0 | 0 | 0
04.07. | 12 | 0 |  | 0 | 0 | 0 | 0 | 0
04.07. | 13 | 0 |  | 0 | 0 | 0 | 0 | 0
04.07. | 14 | 0 |  | 0 | 0 | 0 | 0 | 0
04.07. | 15 | 0 |  | 0 | 0 | 0 | 0 | 0
04.07. | 16 | 0 |  | 0 | 0 | 0 | 0 | 0
04.07. | 17 | 0 |  | 0 | 0 | 0 | 0 | 0
04.07. | 18 | 0 |  | 0 | 0 | 0 | 0 | 0
04.07. | 19 | 0 |  | 0 | 0 | 0 | 0 | 0
04.07. | 20 | 0 |  | 0 | 0 | 0 | 0 | 0
04.07. | 21 | 0 |  | 0 | 0 | 0 | 0 | 0
04.07. | 22 | 0 |  | 0 | 0 | 0 | 0 | 0
04.07. | 23 | 0 |  | 0 | 0 | 0 | 0 | 0
04.07. | 24 | 0 |  | 0 | 0 | 0 | 0 | 0
05.07. | 1 | 0 |  | 0 | 0 | 0 | 0 | 0
05.07. | 2 | 0 |  | 0 | 0 | 0 | 0 | 0
05.07. | 3 | 0 |  | 0 | 0 | 0 | 0 | 0
05.07. | 4 | 0 |  | 0 | 0 | 0 | 0 | 0
05.07. | 5 | 0 |  | 0 | 0 | 0 | 0 | 0
05.07. | 6 | 0 |  | 0 | 0 | 0 | 0 | 0
05.07. | 7 | 0 |  | 0 | 0 | 0 | 0 | 0
05.07. | 8 | 0 |  | 0 | 0 | 0 | 0 | 0
05.07. | 9 | 0 |  | 0 | 0 | 0 | 0 | 0
05.07. | 10 | 0 |  | 0 | 0 | 0 | 0 | 0
05.07. | 11 | 0 |  | 0 | 0 | 0 | 0 | 0
05.07. | 12 | 0 |  | 0 | 0 | 0 | 0 | 0
05.07. | 13 | 0 |  | 0 | 0 | 0 | 0 | 0
05.07. | 14 | 0 |  | 0 | 0 | 0 | 0 | 0
05.07. | 15 | 0 |  | 0 | 0 | 0 | 0 | 0
05.07. | 16 | 0 |  | 0 | 0 | 0 | 0 | 0
05.07. | 17 | 0 |  | 0 | 0 | 0 | 0 | 0
05.07. | 18 | 0 |  | 0 | 0 | 0 | 0 | 0
05.07. | 19 | 0 |  | 0 | 0 | 0 | 0 | 0
05.07. | 20 | 0 |  | 0 | 0 | 0 | 0 | 0
05.07. | 21 | 0 |  | 0 | 0 | 0 | 0 | 0
05.07. | 22 | 0 |  | 0 | 0 | 0 | 0 | 0
05.07. | 23 | 0 |  | 0 | 0 | 0 | 0 | 0
05.07. | 24 | 0 |  | 0 | 0 | 0 | 0 | 0
06.07. | 1 | 0 |  | 0 | 0 | 0 | 0 | 0
06.07. | 2 | 0 |  | 0 | 0 | 0 | 0 | 0
06.07. | 3 | 0 |  | 0 | 0 | 0 | 0 | 0
06.07. | 4 | 0 |  | 0 | 0 | 0 | 0 | 0
06.07. | 5 | 0 |  | 0 | 0 | 0 | 0 | 0
06.07. | 6 | 0 |  | 0 | 0 | 0 | 0 | 0
06.07. | 7 | 0 |  | 0 | 0 | 0 | 0 | 0
06.07. | 8 | 0 |  | 0 | 0 | 0 | 0 | 0
06.07. | 9 | 0 |  | 0 | 0 | 0 | 0 | 0
06.07. | 10 | 0 |  | 0 | 0 | 0 | 0 | 0
06.07. | 11 | 0 |  | 0 | 0 | 0 | 0 | 0
06.07. | 12 | 0 |  | 0 | 0 | 0 | 0 | 0
06.07. | 13 | 0 |  | 0 | 0 | 0 | 0 | 0
06.07. | 14 | 0 |  | 0 | 0 | 0 | 0 | 0
06.07. | 15 | 0 |  | 0 | 0 | 0 | 0 | 0
06.07. | 16 | 0 |  | 0 | 0 | 0 | 0 | 0
06.07. | 17 | 0 |  | 0 | 0 | 0 | 0 | 0
06.07. | 18 | 0 |  | 0 | 0 | 0 | 0 | 0
06.07. | 19 | 0 |  | 0 | 0 | 0 | 0 | 0
06.07. | 20 | 0 |  | 0 | 0 | 0 | 0 | 0
06.07. | 21 | 0 |  | 0 | 0 | 0 | 0 | 0
06.07. | 22 | 0 |  | 0 | 0 | 0 | 0 | 0
06.07. | 23 | 0 |  | 0 | 0 | 0 | 0 | 0
06.07. | 24 | 0 |  | 0 | 0 | 0 | 0 | 0
07.07. | 1 | 0 |  | 0 | 0 | 0 | 0 | 0
07.07. | 2 | 0 |  | 0 | 0 | 0 | 0 | 0
07.07. | 3 | 0 |  | 0 | 0 | 0 | 0 | 0
07.07. | 4 | 0 |  | 0 | 0 | 0 | 0 | 0
07.07. | 5 | 0 |  | 0 | 0 | 0 | 0 | 0
07.07. | 6 | 0 |  | 0 | 0 | 0 | 0 | 0
07.07. | 7 | 0 |  | 0 | 0 | 0 | 0 | 0
07.07. | 8 | 0 |  | 0 | 0 | 0 | 0 | 0
07.07. | 9 | 0 |  | 0 | 0 | 0 | 0 | 0
07.07. | 10 | 0 |  | 0 | 0 | 0 | 0 | 0
07.07. | 11 | 0 |  | 0 | 0 | 0 | 0 | 0
07.07. | 12 | 0 |  | 0 | 0 | 0 | 0 | 0
07.07. | 13 | 0 |  | 0 | 0 | 0 | 0 | 0
07.07. | 14 | 0 |  | 0 | 0 | 0 | 0 | 0
07.07. | 15 | 0 |  | 0 | 0 | 0 | 0 | 0
07.07. | 16 | 0 |  | 0 | 0 | 0 | 0 | 0
07.07. | 17 | 0 |  | 0 | 0 | 0 | 0 | 0
07.07. | 18 | 0 |  | 0 | 0 | 0 | 0 | 0
07.07. | 19 | 0 |  | 0 | 0 | 0 | 0 | 0
07.07. | 20 | 0 |  | 0 | 0 | 0 | 0 | 0
07.07. | 21 | 0 |  | 0 | 0 | 0 | 0 | 0
07.07. | 22 | 0 |  | 0 | 0 | 0 | 0 | 0
07.07. | 23 | 0 |  | 0 | 0 | 0 | 0 | 0
07.07. | 24 | 0 |  | 0 | 0 | 0 | 0 | 0
08.07. | 1 | 0 |  | 0 | 0 | 0 | 0 | 0
08.07. | 2 | 0 |  | 0 | 0 | 0 | 0 | 0
08.07. | 3 | 0 |  | 0 | 0 | 0 | 0 | 0
08.07. | 4 | 0 |  | 0 | 0 | 0 | 0 | 0
08.07. | 5 | 0 |  | 0 | 0 | 0 | 0 | 0
08.07. | 6 | 0 |  | 0 | 0 | 0 | 0 | 0
08.07. | 7 | 0 |  | 0 | 0 | 0 | 0 | 0
08.07. | 8 | 0 |  | 0 | 0 | 0 | 0 | 0
08.07. | 9 | 0 |  | 0 | 0 | 0 | 0 | 0
08.07. | 10 | 0 |  | 0 | 0 | 0 | 0 | 0
08.07. | 11 | 0 |  | 0 | 0 | 0 | 0 | 0
08.07. | 12 | 0 |  | 0 | 0 | 0 | 0 | 0
08.07. | 13 | 0 |  | 0 | 0 | 0 | 0 | 0
08.07. | 14 | 0 |  | 0 | 0 | 0 | 0 | 0
08.07. | 15 | 0 |  | 0 | 0 | 0 | 0 | 0
08.07. | 16 | 0 |  | 0 | 0 | 0 | 0 | 0
08.07. | 17 | 0 |  | 0 | 0 | 0 | 0 | 0
08.07. | 18 | 0 |  | 0 | 0 | 0 | 0 | 0
08.07. | 19 | 0 |  | 0 | 0 | 0 | 0 | 0
08.07. | 20 | 0 |  | 0 | 0 | 0 | 0 | 0
08.07. | 21 | 0 |  | 0 | 0 | 0 | 0 | 0
08.07. | 22 | 0 |  | 0 | 0 | 0 | 0 | 0
08.07. | 23 | 0 |  | 0 | 0 | 0 | 0 | 0
08.07. | 24 | 0 |  | 0 | 0 | 0 | 0 | 0
09.07. | 1 | 0 |  | 0 | 0 | 0 | 0 | 0
09.07. | 2 | 0 |  | 0 | 0 | 0 | 0 | 0
09.07. | 3 | 0 |  | 0 | 0 | 0 | 0 | 0
09.07. | 4 | 0 |  | 0 | 0 | 0 | 0 | 0
09.07. | 5 | 0 |  | 0 | 0 | 0 | 0 | 0
09.07. | 6 | 0 |  | 0 | 0 | 0 | 0 | 0
09.07. | 7 | 0 |  | 0 | 0 | 0 | 0 | 0
09.07. | 8 | 0 |  | 0 | 0 | 0 | 0 | 0
09.07. | 9 | 0 |  | 0 | 0 | 0 | 0 | 0
09.07. | 10 | 0 |  | 0 | 0 | 0 | 0 | 0
09.07. | 11 | 0 |  | 0 | 0 | 0 | 0 | 0
09.07. | 12 | 0 |  | 0 | 0 | 0 | 0 | 0
09.07. | 13 | 0 |  | 0 | 0 | 0 | 0 | 0
09.07. | 14 | 0 |  | 0 | 0 | 0 | 0 | 0
09.07. | 15 | 0 |  | 0 | 0 | 0 | 0 | 0
09.07. | 16 | 0 |  | 0 | 0 | 0 | 0 | 0
09.07. | 17 | 0 |  | 0 | 0 | 0 | 0 | 0
09.07. | 18 | 0 |  | 0 | 0 | 0 | 0 | 0
09.07. | 19 | 0 |  | 0 | 0 | 0 | 0 | 0
09.07. | 20 | 0 |  | 0 | 0 | 0 | 0 | 0
09.07. | 21 | 0 |  | 0 | 0 | 0 | 0 | 0
09.07. | 22 | 0 |  | 0 | 0 | 0 | 0 | 0
09.07. | 23 | 0 |  | 0 | 0 | 0 | 0 | 0
09.07. | 24 | 0 |  | 0 | 0 | 0 | 0 | 0
10.07. | 1 | 0 |  | 0 | 0 | 0 | 0 | 0
10.07. | 2 | 0 |  | 0 | 0 | 0 | 0 | 0
10.07. | 3 | 0 |  | 0 | 0 | 0 | 0 | 0
10.07. | 4 | 0 |  | 0 | 0 | 0 | 0 | 0
10.07. | 5 | 0 |  | 0 | 0 | 0 | 0 | 0
10.07. | 6 | 0 |  | 0 | 0 | 0 | 0 | 0
10.07. | 7 | 0 |  | 0 | 0 | 0 | 0 | 0
10.07. | 8 | 0 |  | 0 | 0 | 0 | 0 | 0
10.07. | 9 | 0 |  | 0 | 0 | 0 | 0 | 0
10.07. | 10 | 0 |  | 0 | 0 | 0 | 0 | 0
10.07. | 11 | 0 |  | 0 | 0 | 0 | 0 | 0
10.07. | 12 | 0 |  | 0 | 0 | 0 | 0 | 0
10.07. | 13 | 0 |  | 0 | 0 | 0 | 0 | 0
10.07. | 14 | 0 |  | 0 | 0 | 0 | 0 | 0
10.07. | 15 | 0 |  | 0 | 0 | 0 | 0 | 0
10.07. | 16 | 0 |  | 0 | 0 | 0 | 0 | 0
10.07. | 17 | 0 |  | 0 | 0 | 0 | 0 | 0
10.07. | 18 | 0 |  | 0 | 0 | 0 | 0 | 0
10.07. | 19 | 0 |  | 0 | 0 | 0 | 0 | 0
10.07. | 20 | 0 |  | 0 | 0 | 0 | 0 | 0
10.07. | 21 | 0 |  | 0 | 0 | 0 | 0 | 0
10.07. | 22 | 0 |  | 0 | 0 | 0 | 0 | 0
10.07. | 23 | 0 |  | 0 | 0 | 0 | 0 | 0
10.07. | 24 | 0 |  | 0 | 0 | 0 | 0 | 0
11.07. | 1 | 0 |  | 0 | 0 | 0 | 0 | 0
11.07. | 2 | 0 |  | 0 | 0 | 0 | 0 | 0
11.07. | 3 | 0 |  | 0 | 0 | 0 | 0 | 0
11.07. | 4 | 0 |  | 0 | 0 | 0 | 0 | 0
11.07. | 5 | 0 |  | 0 | 0 | 0 | 0 | 0
11.07. | 6 | 0 |  | 0 | 0 | 0 | 0 | 0
11.07. | 7 | 0 |  | 0 | 0 | 0 | 0 | 0
11.07. | 8 | 0 |  | 0 | 0 | 0 | 0 | 0
11.07. | 9 | 0 |  | 0 | 0 | 0 | 0 | 0
11.07. | 10 | 0 |  | 0 | 0 | 0 | 0 | 0
11.07. | 11 | 0 |  | 0 | 0 | 0 | 0 | 0
11.07. | 12 | 0 |  | 0 | 0 | 0 | 0 | 0
11.07. | 13 | 0 |  | 0 | 0 | 0 | 0 | 0
11.07. | 14 | 0 |  | 0 | 0 | 0 | 0 | 0
11.07. | 15 | 0 |  | 0 | 0 | 0 | 0 | 0
11.07. | 16 | 0 |  | 0 | 0 | 0 | 0 | 0
11.07. | 17 | 0 |  | 0 | 0 | 0 | 0 | 0
11.07. | 18 | 0 |  | 0 | 0 | 0 | 0 | 0
11.07. | 19 | 0 |  | 0 | 0 | 0 | 0 | 0
11.07. | 20 | 0 |  | 0 | 0 | 0 | 0 | 0
11.07. | 21 | 0 |  | 0 | 0 | 0 | 0 | 0
11.07. | 22 | 0 |  | 0 | 0 | 0 | 0 | 0
11.07. | 23 | 0 |  | 0 | 0 | 0 | 0 | 0
11.07. | 24 | 0 |  | 0 | 0 | 0 | 0 | 0
12.07. | 1 | 0 |  | 0 | 0 | 0 | 0 | 0
12.07. | 2 | 0 |  | 0 | 0 | 0 | 0 | 0
12.07. | 3 | 0 |  | 0 | 0 | 0 | 0 | 0
12.07. | 4 | 0 |  | 0 | 0 | 0 | 0 | 0
12.07. | 5 | 0 |  | 0 | 0 | 0 | 0 | 0
12.07. | 6 | 0 |  | 0 | 0 | 0 | 0 | 0
12.07. | 7 | 0 |  | 0 | 0 | 0 | 0 | 0
12.07. | 8 | 0 |  | 0 | 0 | 0 | 0 | 0
12.07. | 9 | 0 |  | 0 | 0 | 0 | 0 | 0
12.07. | 10 | 0 |  | 0 | 0 | 0 | 0 | 0
12.07. | 11 | 0 |  | 0 | 0 | 0 | 0 | 0
12.07. | 12 | 0 |  | 0 | 0 | 0 | 0 | 0
12.07. | 13 | 0 |  | 0 | 0 | 0 | 0 | 0
12.07. | 14 | 0 |  | 0 | 0 | 0 | 0 | 0
12.07. | 15 | 0 |  | 0 | 0 | 0 | 0 | 0
12.07. | 16 | 0 |  | 0 | 0 | 0 | 0 | 0
12.07. | 17 | 0 |  | 0 | 0 | 0 | 0 | 0
12.07. | 18 | 0 |  | 0 | 0 | 0 | 0 | 0
12.07. | 19 | 0 |  | 0 | 0 | 0 | 0 | 0
12.07. | 20 | 0 |  | 0 | 0 | 0 | 0 | 0
12.07. | 21 | 0 |  | 0 | 0 | 0 | 0 | 0
12.07. | 22 | 0 |  | 0 | 0 | 0 | 0 | 0
12.07. | 23 | 0 |  | 0 | 0 | 0 | 0 | 0
12.07. | 24 | 0 |  | 0 | 0 | 0 | 0 | 0
13.07. | 1 | 0 |  | 0 | 0 | 0 | 0 | 0
13.07. | 2 | 0 |  | 0 | 0 | 0 | 0 | 0
13.07. | 3 | 0 |  | 0 | 0 | 0 | 0 | 0
13.07. | 4 | 0 |  | 0 | 0 | 0 | 0 | 0
13.07. | 5 | 0 |  | 0 | 0 | 0 | 0 | 0
13.07. | 6 | 0 |  | 0 | 0 | 0 | 0 | 0
13.07. | 7 | 0 |  | 0 | 0 | 0 | 0 | 0
13.07. | 8 | 0 |  | 0 | 0 | 0 | 0 | 0
13.07. | 9 | 0 |  | 0 | 0 | 0 | 0 | 0
13.07. | 10 | 0 |  | 0 | 0 | 0 | 0 | 0
13.07. | 11 | 0 |  | 0 | 0 | 0 | 0 | 0
13.07. | 12 | 0 |  | 0 | 0 | 0 | 0 | 0
13.07. | 13 | 0 |  | 0 | 0 | 0 | 0 | 0
13.07. | 14 | 0 |  | 0 | 0 | 0 | 0 | 0
13.07. | 15 | 0 |  | 0 | 0 | 0 | 0 | 0
13.07. | 16 | 0 |  | 0 | 0 | 0 | 0 | 0
13.07. | 17 | 0 |  | 0 | 0 | 0 | 0 | 0
13.07. | 18 | 0 |  | 0 | 0 | 0 | 0 | 0
13.07. | 19 | 0 |  | 0 | 0 | 0 | 0 | 0
13.07. | 20 | 0 |  | 0 | 0 | 0 | 0 | 0
13.07. | 21 | 0 |  | 0 | 0 | 0 | 0 | 0
13.07. | 22 | 0 |  | 0 | 0 | 0 | 0 | 0
13.07. | 23 | 0 |  | 0 | 0 | 0 | 0 | 0
13.07. | 24 | 0 |  | 0 | 0 | 0 | 0 | 0
14.07. | 1 | 0 |  | 0 | 0 | 0 | 0 | 0
14.07. | 2 | 0 |  | 0 | 0 | 0 | 0 | 0
14.07. | 3 | 0 |  | 0 | 0 | 0 | 0 | 0
14.07. | 4 | 0 |  | 0 | 0 | 0 | 0 | 0
14.07. | 5 | 0 |  | 0 | 0 | 0 | 0 | 0
14.07. | 6 | 0 |  | 0 | 0 | 0 | 0 | 0
14.07. | 7 | 0 |  | 0 | 0 | 0 | 0 | 0
14.07. | 8 | 0 |  | 0 | 0 | 0 | 0 | 0
14.07. | 9 | 0 |  | 0 | 0 | 0 | 0 | 0
14.07. | 10 | 0 |  | 0 | 0 | 0 | 0 | 0
14.07. | 11 | 0 |  | 0 | 0 | 0 | 0 | 0
14.07. | 12 | 0 |  | 0 | 0 | 0 | 0 | 0
14.07. | 13 | 0 |  | 0 | 0 | 0 | 0 | 0
14.07. | 14 | 0 |  | 0 | 0 | 0 | 0 | 0
14.07. | 15 | 0 |  | 0 | 0 | 0 | 0 | 0
14.07. | 16 | 0 |  | 0 | 0 | 0 | 0 | 0
14.07. | 17 | 0 |  | 0 | 0 | 0 | 0 | 0
14.07. | 18 | 0 |  | 0 | 0 | 0 | 0 | 0
14.07. | 19 | 0 |  | 0 | 0 | 0 | 0 | 0
14.07. | 20 | 0 |  | 0 | 0 | 0 | 0 | 0
14.07. | 21 | 0 |  | 0 | 0 | 0 | 0 | 0
14.07. | 22 | 0 |  | 0 | 0 | 0 | 0 | 0
14.07. | 23 | 0 |  | 0 | 0 | 0 | 0 | 0
14.07. | 24 | 0 |  | 0 | 0 | 0 | 0 | 0
15.07. | 1 | 0 |  | 0 | 0 | 0 | 0 | 0
15.07. | 2 | 0 |  | 0 | 0 | 0 | 0 | 0
15.07. | 3 | 0 |  | 0 | 0 | 0 | 0 | 0
15.07. | 4 | 0 |  | 0 | 0 | 0 | 0 | 0
15.07. | 5 | 0 |  | 0 | 0 | 0 | 0 | 0
15.07. | 6 | 0 |  | 0 | 0 | 0 | 0 | 0
15.07. | 7 | 0 |  | 0 | 0 | 0 | 0 | 0
15.07. | 8 | 0 |  | 0 | 0 | 0 | 0 | 0
15.07. | 9 | 0 |  | 0 | 0 | 0 | 0 | 0
15.07. | 10 | 0 |  | 0 | 0 | 0 | 0 | 0
15.07. | 11 | 0 |  | 0 | 0 | 0 | 0 | 0
15.07. | 12 | 0 |  | 0 | 0 | 0 | 0 | 0
15.07. | 13 | 0 |  | 0 | 0 | 0 | 0 | 0
15.07. | 14 | 0 |  | 0 | 0 | 0 | 0 | 0
15.07. | 15 | 0 |  | 0 | 0 | 0 | 0 | 0
15.07. | 16 | 0 |  | 0 | 0 | 0 | 0 | 0
15.07. | 17 | 0 |  | 0 | 0 | 0 | 0 | 0
15.07. | 18 | 0 |  | 0 | 0 | 0 | 0 | 0
15.07. | 19 | 0 |  | 0 | 0 | 0 | 0 | 0
15.07. | 20 | 0 |  | 0 | 0 | 0 | 0 | 0
15.07. | 21 | 0 |  | 0 | 0 | 0 | 0 | 0
15.07. | 22 | 0 |  | 0 | 0 | 0 | 0 | 0
15.07. | 23 | 0 |  | 0 | 0 | 0 | 0 | 0
15.07. | 24 | 0 |  | 0 | 0 | 0 | 0 | 0
16.07. | 1 | 0 |  | 0 | 0 | 0 | 0 | 0
16.07. | 2 | 0 |  | 0 | 0 | 0 | 0 | 0
16.07. | 3 | 0 |  | 0 | 0 | 0 | 0 | 0
16.07. | 4 | 0 |  | 0 | 0 | 0 | 0 | 0
16.07. | 5 | 0 |  | 0 | 0 | 0 | 0 | 0
16.07. | 6 | 0 |  | 0 | 0 | 0 | 0 | 0
16.07. | 7 | 0 |  | 0 | 0 | 0 | 0 | 0
16.07. | 8 | 0 |  | 0 | 0 | 0 | 0 | 0
16.07. | 9 | 0 |  | 0 | 0 | 0 | 0 | 0
16.07. | 10 | 0 |  | 0 | 0 | 0 | 0 | 0
16.07. | 11 | 0 |  | 0 | 0 | 0 | 0 | 0
16.07. | 12 | 0 |  | 0 | 0 | 0 | 0 | 0
16.07. | 13 | 0 |  | 0 | 0 | 0 | 0 | 0
16.07. | 14 | 0 |  | 0 | 0 | 0 | 0 | 0
16.07. | 15 | 0 |  | 0 | 0 | 0 | 0 | 0
16.07. | 16 | 0 |  | 0 | 0 | 0 | 0 | 0
16.07. | 17 | 0 |  | 0 | 0 | 0 | 0 | 0
16.07. | 18 | 0 |  | 0 | 0 | 0 | 0 | 0
16.07. | 19 | 0 |  | 0 | 0 | 0 | 0 | 0
16.07. | 20 | 0 |  | 0 | 0 | 0 | 0 | 0
16.07. | 21 | 0 |  | 0 | 0 | 0 | 0 | 0
16.07. | 22 | 0 |  | 0 | 0 | 0 | 0 | 0
16.07. | 23 | 0 |  | 0 | 0 | 0 | 0 | 0
16.07. | 24 | 0 |  | 0 | 0 | 0 | 0 | 0
17.07. | 1 | 0 |  | 0 | 0 | 0 | 0 | 0
17.07. | 2 | 0 |  | 0 | 0 | 0 | 0 | 0
17.07. | 3 | 0 |  | 0 | 0 | 0 | 0 | 0
17.07. | 4 | 0 |  | 0 | 0 | 0 | 0 | 0
17.07. | 5 | 0 |  | 0 | 0 | 0 | 0 | 0
17.07. | 6 | 0 |  | 0 | 0 | 0 | 0 | 0
17.07. | 7 | 0 |  | 0 | 0 | 0 | 0 | 0
17.07. | 8 | 0 |  | 0 | 0 | 0 | 0 | 0
17.07. | 9 | 0 |  | 0 | 0 | 0 | 0 | 0
17.07. | 10 | 0 |  | 0 | 0 | 0 | 0 | 0
17.07. | 11 | 0 |  | 0 | 0 | 0 | 0 | 0
17.07. | 12 | 0 |  | 0 | 0 | 0 | 0 | 0
17.07. | 13 | 0 |  | 0 | 0 | 0 | 0 | 0
17.07. | 14 | 0 |  | 0 | 0 | 0 | 0 | 0
17.07. | 15 | 0 |  | 0 | 0 | 0 | 0 | 0
17.07. | 16 | 0 |  | 0 | 0 | 0 | 0 | 0
17.07. | 17 | 0 |  | 0 | 0 | 0 | 0 | 0
17.07. | 18 | 0 |  | 0 | 0 | 0 | 0 | 0
17.07. | 19 | 0 |  | 0 | 0 | 0 | 0 | 0
17.07. | 20 | 0 |  | 0 | 0 | 0 | 0 | 0
17.07. | 21 | 0 |  | 0 | 0 | 0 | 0 | 0
17.07. | 22 | 0 |  | 0 | 0 | 0 | 0 | 0
17.07. | 23 | 0 |  | 0 | 0 | 0 | 0 | 0
17.07. | 24 | 0 |  | 0 | 0 | 0 | 0 | 0
18.07. | 1 | 0 |  | 0 | 0 | 0 | 0 | 0
18.07. | 2 | 0 |  | 0 | 0 | 0 | 0 | 0
18.07. | 3 | 0 |  | 0 | 0 | 0 | 0 | 0
18.07. | 4 | 0 |  | 0 | 0 | 0 | 0 | 0
18.07. | 5 | 0 |  | 0 | 0 | 0 | 0 | 0
18.07. | 6 | 0 |  | 0 | 0 | 0 | 0 | 0
18.07. | 7 | 0 |  | 0 | 0 | 0 | 0 | 0
18.07. | 8 | 0 |  | 0 | 0 | 0 | 0 | 0
18.07. | 9 | 0 |  | 0 | 0 | 0 | 0 | 0
18.07. | 10 | 0 |  | 0 | 0 | 0 | 0 | 0
18.07. | 11 | 0 |  | 0 | 0 | 0 | 0 | 0
18.07. | 12 | 0 |  | 0 | 0 | 0 | 0 | 0
18.07. | 13 | 0 |  | 0 | 0 | 0 | 0 | 0
18.07. | 14 | 0 |  | 0 | 0 | 0 | 0 | 0
18.07. | 15 | 0 |  | 0 | 0 | 0 | 0 | 0
18.07. | 16 | 0 |  | 0 | 0 | 0 | 0 | 0
18.07. | 17 | 0 |  | 0 | 0 | 0 | 0 | 0
18.07. | 18 | 0 |  | 0 | 0 | 0 | 0 | 0
18.07. | 19 | 0 |  | 0 | 0 | 0 | 0 | 0
18.07. | 20 | 0 |  | 0 | 0 | 0 | 0 | 0
18.07. | 21 | 0 |  | 0 | 0 | 0 | 0 | 0
18.07. | 22 | 0 |  | 0 | 0 | 0 | 0 | 0
18.07. | 23 | 0 |  | 0 | 0 | 0 | 0 | 0
18.07. | 24 | 0 |  | 0 | 0 | 0 | 0 | 0
19.07. | 1 | 0 |  | 0 | 0 | 0 | 0 | 0
19.07. | 2 | 0 |  | 0 | 0 | 0 | 0 | 0
19.07. | 3 | 0 |  | 0 | 0 | 0 | 0 | 0
19.07. | 4 | 0 |  | 0 | 0 | 0 | 0 | 0
19.07. | 5 | 0 |  | 0 | 0 | 0 | 0 | 0
19.07. | 6 | 0 |  | 0 | 0 | 0 | 0 | 0
19.07. | 7 | 0 |  | 0 | 0 | 0 | 0 | 0
19.07. | 8 | 0 |  | 0 | 0 | 0 | 0 | 0
19.07. | 9 | 0 |  | 0 | 0 | 0 | 0 | 0
19.07. | 10 | 0 |  | 0 | 0 | 0 | 0 | 0
19.07. | 11 | 0 |  | 0 | 0 | 0 | 0 | 0
19.07. | 12 | 0 |  | 0 | 0 | 0 | 0 | 0
19.07. | 13 | 0 |  | 0 | 0 | 0 | 0 | 0
19.07. | 14 | 0 |  | 0 | 0 | 0 | 0 | 0
19.07. | 15 | 0 |  | 0 | 0 | 0 | 0 | 0
19.07. | 16 | 0 |  | 0 | 0 | 0 | 0 | 0
19.07. | 17 | 0 |  | 0 | 0 | 0 | 0 | 0
19.07. | 18 | 0 |  | 0 | 0 | 0 | 0 | 0
19.07. | 19 | 0 |  | 0 | 0 | 0 | 0 | 0
19.07. | 20 | 0 |  | 0 | 0 | 0 | 0 | 0
19.07. | 21 | 0 |  | 0 | 0 | 0 | 0 | 0
19.07. | 22 | 0 |  | 0 | 0 | 0 | 0 | 0
19.07. | 23 | 0 |  | 0 | 0 | 0 | 0 | 0
19.07. | 24 | 0 |  | 0 | 0 | 0 | 0 | 0
20.07. | 1 | 0 |  | 0 | 0 | 0 | 0 | 0
20.07. | 2 | 0 |  | 0 | 0 | 0 | 0 | 0
20.07. | 3 | 0 |  | 0 | 0 | 0 | 0 | 0
20.07. | 4 | 0 |  | 0 | 0 | 0 | 0 | 0
20.07. | 5 | 0 |  | 0 | 0 | 0 | 0 | 0
20.07. | 6 | 0 |  | 0 | 0 | 0 | 0 | 0
20.07. | 7 | 0 |  | 0 | 0 | 0 | 0 | 0
20.07. | 8 | 0 |  | 0 | 0 | 0 | 0 | 0
20.07. | 9 | 0 |  | 0 | 0 | 0 | 0 | 0
20.07. | 10 | 0 |  | 0 | 0 | 0 | 0 | 0
20.07. | 11 | 0 |  | 0 | 0 | 0 | 0 | 0
20.07. | 12 | 0 |  | 0 | 0 | 0 | 0 | 0
20.07. | 13 | 0 |  | 0 | 0 | 0 | 0 | 0
20.07. | 14 | 0 |  | 0 | 0 | 0 | 0 | 0
20.07. | 15 | 0 |  | 0 | 0 | 0 | 0 | 0
20.07. | 16 | 0 |  | 0 | 0 | 0 | 0 | 0
20.07. | 17 | 0 |  | 0 | 0 | 0 | 0 | 0
20.07. | 18 | 0 |  | 0 | 0 | 0 | 0 | 0
20.07. | 19 | 0 |  | 0 | 0 | 0 | 0 | 0
20.07. | 20 | 0 |  | 0 | 0 | 0 | 0 | 0
20.07. | 21 | 0 |  | 0 | 0 | 0 | 0 | 0
20.07. | 22 | 0 |  | 0 | 0 | 0 | 0 | 0
20.07. | 23 | 0 |  | 0 | 0 | 0 | 0 | 0
20.07. | 24 | 0 |  | 0 | 0 | 0 | 0 | 0
21.07. | 1 | 0 |  | 0 | 0 | 0 | 0 | 0
21.07. | 2 | 0 |  | 0 | 0 | 0 | 0 | 0
21.07. | 3 | 0 |  | 0 | 0 | 0 | 0 | 0
21.07. | 4 | 0 |  | 0 | 0 | 0 | 0 | 0
21.07. | 5 | 0 |  | 0 | 0 | 0 | 0 | 0
21.07. | 6 | 0 |  | 0 | 0 | 0 | 0 | 0
21.07. | 7 | 0 |  | 0 | 0 | 0 | 0 | 0
21.07. | 8 | 0 |  | 0 | 0 | 0 | 0 | 0
21.07. | 9 | 0 |  | 0 | 0 | 0 | 0 | 0
21.07. | 10 | 0 |  | 0 | 0 | 0 | 0 | 0
21.07. | 11 | 0 |  | 0 | 0 | 0 | 0 | 0
21.07. | 12 | 0 |  | 0 | 0 | 0 | 0 | 0
21.07. | 13 | 0 |  | 0 | 0 | 0 | 0 | 0
21.07. | 14 | 0 |  | 0 | 0 | 0 | 0 | 0
21.07. | 15 | 0 |  | 0 | 0 | 0 | 0 | 0
21.07. | 16 | 0 |  | 0 | 0 | 0 | 0 | 0
21.07. | 17 | 0 |  | 0 | 0 | 0 | 0 | 0
21.07. | 18 | 0 |  | 0 | 0 | 0 | 0 | 0
21.07. | 19 | 0 |  | 0 | 0 | 0 | 0 | 0
21.07. | 20 | 0 |  | 0 | 0 | 0 | 0 | 0
21.07. | 21 | 0 |  | 0 | 0 | 0 | 0 | 0
21.07. | 22 | 0 |  | 0 | 0 | 0 | 0 | 0
21.07. | 23 | 0 |  | 0 | 0 | 0 | 0 | 0
21.07. | 24 | 0 |  | 0 | 0 | 0 | 0 | 0
22.07. | 1 | 0 |  | 0 | 0 | 0 | 0 | 0
22.07. | 2 | 0 |  | 0 | 0 | 0 | 0 | 0
22.07. | 3 | 0 |  | 0 | 0 | 0 | 0 | 0
22.07. | 4 | 0 |  | 0 | 0 | 0 | 0 | 0
22.07. | 5 | 0 |  | 0 | 0 | 0 | 0 | 0
22.07. | 6 | 0 |  | 0 | 0 | 0 | 0 | 0
22.07. | 7 | 0 |  | 0 | 0 | 0 | 0 | 0
22.07. | 8 | 0 |  | 0 | 0 | 0 | 0 | 0
22.07. | 9 | 0 |  | 0 | 0 | 0 | 0 | 0
22.07. | 10 | 0 |  | 0 | 0 | 0 | 0 | 0
22.07. | 11 | 0 |  | 0 | 0 | 0 | 0 | 0
22.07. | 12 | 0 |  | 0 | 0 | 0 | 0 | 0
22.07. | 13 | 0 |  | 0 | 0 | 0 | 0 | 0
22.07. | 14 | 0 |  | 0 | 0 | 0 | 0 | 0
22.07. | 15 | 0 |  | 0 | 0 | 0 | 0 | 0
22.07. | 16 | 0 |  | 0 | 0 | 0 | 0 | 0
22.07. | 17 | 0 |  | 0 | 0 | 0 | 0 | 0
22.07. | 18 | 0 |  | 0 | 0 | 0 | 0 | 0
22.07. | 19 | 0 |  | 0 | 0 | 0 | 0 | 0
22.07. | 20 | 0 |  | 0 | 0 | 0 | 0 | 0
22.07. | 21 | 0 |  | 0 | 0 | 0 | 0 | 0
22.07. | 22 | 0 |  | 0 | 0 | 0 | 0 | 0
22.07. | 23 | 0 |  | 0 | 0 | 0 | 0 | 0
22.07. | 24 | 0 |  | 0 | 0 | 0 | 0 | 0
23.07. | 1 | 0 |  | 0 | 0 | 0 | 0 | 0
23.07. | 2 | 0 |  | 0 | 0 | 0 | 0 | 0
23.07. | 3 | 0 |  | 0 | 0 | 0 | 0 | 0
23.07. | 4 | 0 |  | 0 | 0 | 0 | 0 | 0
23.07. | 5 | 0 |  | 0 | 0 | 0 | 0 | 0
23.07. | 6 | 0 |  | 0 | 0 | 0 | 0 | 0
23.07. | 7 | 0 |  | 0 | 0 | 0 | 0 | 0
23.07. | 8 | 0 |  | 0 | 0 | 0 | 0 | 0
23.07. | 9 | 0 |  | 0 | 0 | 0 | 0 | 0
23.07. | 10 | 0 |  | 0 | 0 | 0 | 0 | 0
23.07. | 11 | 0 |  | 0 | 0 | 0 | 0 | 0
23.07. | 12 | 0 |  | 0 | 0 | 0 | 0 | 0
23.07. | 13 | 0 |  | 0 | 0 | 0 | 0 | 0
23.07. | 14 | 0 |  | 0 | 0 | 0 | 0 | 0
23.07. | 15 | 0 |  | 0 | 0 | 0 | 0 | 0
23.07. | 16 | 0 |  | 0 | 0 | 0 | 0 | 0
23.07. | 17 | 0 |  | 0 | 0 | 0 | 0 | 0
23.07. | 18 | 0 |  | 0 | 0 | 0 | 0 | 0
23.07. | 19 | 0 |  | 0 | 0 | 0 | 0 | 0
23.07. | 20 | 0 |  | 0 | 0 | 0 | 0 | 0
23.07. | 21 | 0 |  | 0 | 0 | 0 | 0 | 0
23.07. | 22 | 0 |  | 0 | 0 | 0 | 0 | 0
23.07. | 23 | 0 |  | 0 | 0 | 0 | 0 | 0
23.07. | 24 | 0 |  | 0 | 0 | 0 | 0 | 0
24.07. | 1 | 0 |  | 0 | 0 | 0 | 0 | 0
24.07. | 2 | 0 |  | 0 | 0 | 0 | 0 | 0
24.07. | 3 | 0 |  | 0 | 0 | 0 | 0 | 0
24.07. | 4 | 0 |  | 0 | 0 | 0 | 0 | 0
24.07. | 5 | 0 |  | 0 | 0 | 0 | 0 | 0
24.07. | 6 | 0 |  | 0 | 0 | 0 | 0 | 0
24.07. | 7 | 0 |  | 0 | 0 | 0 | 0 | 0
24.07. | 8 | 0 |  | 0 | 0 | 0 | 0 | 0
24.07. | 9 | 0 |  | 0 | 0 | 0 | 0 | 0
24.07. | 10 | 0 |  | 0 | 0 | 0 | 0 | 0
24.07. | 11 | 0 |  | 0 | 0 | 0 | 0 | 0
24.07. | 12 | 0 |  | 0 | 0 | 0 | 0 | 0
24.07. | 13 | 0 |  | 0 | 0 | 0 | 0 | 0
24.07. | 14 | 0 |  | 0 | 0 | 0 | 0 | 0
24.07. | 15 | 0 |  | 0 | 0 | 0 | 0 | 0
24.07. | 16 | 0 |  | 0 | 0 | 0 | 0 | 0
24.07. | 17 | 0 |  | 0 | 0 | 0 | 0 | 0
24.07. | 18 | 0 |  | 0 | 0 | 0 | 0 | 0
24.07. | 19 | 0 |  | 0 | 0 | 0 | 0 | 0
24.07. | 20 | 0 |  | 0 | 0 | 0 | 0 | 0
24.07. | 21 | 0 |  | 0 | 0 | 0 | 0 | 0
24.07. | 22 | 0 |  | 0 | 0 | 0 | 0 | 0
24.07. | 23 | 0 |  | 0 | 0 | 0 | 0 | 0
24.07. | 24 | 0 |  | 0 | 0 | 0 | 0 | 0
25.07. | 1 | 0 |  | 0 | 0 | 0 | 0 | 0
25.07. | 2 | 0 |  | 0 | 0 | 0 | 0 | 0
25.07. | 3 | 0 |  | 0 | 0 | 0 | 0 | 0
25.07. | 4 | 0 |  | 0 | 0 | 0 | 0 | 0
25.07. | 5 | 0 |  | 0 | 0 | 0 | 0 | 0
25.07. | 6 | 0 |  | 0 | 0 | 0 | 0 | 0
25.07. | 7 | 0 |  | 0 | 0 | 0 | 0 | 0
25.07. | 8 | 0 |  | 0 | 0 | 0 | 0 | 0
25.07. | 9 | 0 |  | 0 | 0 | 0 | 0 | 0
25.07. | 10 | 0 |  | 0 | 0 | 0 | 0 | 0
25.07. | 11 | 0 |  | 0 | 0 | 0 | 0 | 0
25.07. | 12 | 0 |  | 0 | 0 | 0 | 0 | 0
25.07. | 13 | 0 |  | 0 | 0 | 0 | 0 | 0
25.07. | 14 | 0 |  | 0 | 0 | 0 | 0 | 0
25.07. | 15 | 0 |  | 0 | 0 | 0 | 0 | 0
25.07. | 16 | 0 |  | 0 | 0 | 0 | 0 | 0
25.07. | 17 | 0 |  | 0 | 0 | 0 | 0 | 0
25.07. | 18 | 0 |  | 0 | 0 | 0 | 0 | 0
25.07. | 19 | 0 |  | 0 | 0 | 0 | 0 | 0
25.07. | 20 | 0 |  | 0 | 0 | 0 | 0 | 0
25.07. | 21 | 0 |  | 0 | 0 | 0 | 0 | 0
25.07. | 22 | 0 |  | 0 | 0 | 0 | 0 | 0
25.07. | 23 | 0 |  | 0 | 0 | 0 | 0 | 0
25.07. | 24 | 0 |  | 0 | 0 | 0 | 0 | 0
26.07. | 1 | 0 |  | 0 | 0 | 0 | 0 | 0
26.07. | 2 | 0 |  | 0 | 0 | 0 | 0 | 0
26.07. | 3 | 0 |  | 0 | 0 | 0 | 0 | 0
26.07. | 4 | 0 |  | 0 | 0 | 0 | 0 | 0
26.07. | 5 | 0 |  | 0 | 0 | 0 | 0 | 0
26.07. | 6 | 0 |  | 0 | 0 | 0 | 0 | 0
26.07. | 7 | 0 |  | 0 | 0 | 0 | 0 | 0
26.07. | 8 | 0 |  | 0 | 0 | 0 | 0 | 0
26.07. | 9 | 0 |  | 0 | 0 | 0 | 0 | 0
26.07. | 10 | 0 |  | 0 | 0 | 0 | 0 | 0
26.07. | 11 | 0 |  | 0 | 0 | 0 | 0 | 0
26.07. | 12 | 0 |  | 0 | 0 | 0 | 0 | 0
26.07. | 13 | 0 |  | 0 | 0 | 0 | 0 | 0
26.07. | 14 | 0 |  | 0 | 0 | 0 | 0 | 0
26.07. | 15 | 0 |  | 0 | 0 | 0 | 0 | 0
26.07. | 16 | 0 |  | 0 | 0 | 0 | 0 | 0
26.07. | 17 | 0 |  | 0 | 0 | 0 | 0 | 0
26.07. | 18 | 0 |  | 0 | 0 | 0 | 0 | 0
26.07. | 19 | 0 |  | 0 | 0 | 0 | 0 | 0
26.07. | 20 | 0 |  | 0 | 0 | 0 | 0 | 0
26.07. | 21 | 0 |  | 0 | 0 | 0 | 0 | 0
26.07. | 22 | 0 |  | 0 | 0 | 0 | 0 | 0
26.07. | 23 | 0 |  | 0 | 0 | 0 | 0 | 0
26.07. | 24 | 0 |  | 0 | 0 | 0 | 0 | 0
27.07. | 1 | 0 |  | 0 | 0 | 0 | 0 | 0
27.07. | 2 | 0 |  | 0 | 0 | 0 | 0 | 0
27.07. | 3 | 0 |  | 0 | 0 | 0 | 0 | 0
27.07. | 4 | 0 |  | 0 | 0 | 0 | 0 | 0
27.07. | 5 | 0 |  | 0 | 0 | 0 | 0 | 0
27.07. | 6 | 0 |  | 0 | 0 | 0 | 0 | 0
27.07. | 7 | 0 |  | 0 | 0 | 0 | 0 | 0
27.07. | 8 | 0 |  | 0 | 0 | 0 | 0 | 0
27.07. | 9 | 0 |  | 0 | 0 | 0 | 0 | 0
27.07. | 10 | 0 |  | 0 | 0 | 0 | 0 | 0
27.07. | 11 | 0 |  | 0 | 0 | 0 | 0 | 0
27.07. | 12 | 0 |  | 0 | 0 | 0 | 0 | 0
27.07. | 13 | 0 |  | 0 | 0 | 0 | 0 | 0
27.07. | 14 | 0 |  | 0 | 0 | 0 | 0 | 0
27.07. | 15 | 0 |  | 0 | 0 | 0 | 0 | 0
27.07. | 16 | 0 |  | 0 | 0 | 0 | 0 | 0
27.07. | 17 | 0 |  | 0 | 0 | 0 | 0 | 0
27.07. | 18 | 0 |  | 0 | 0 | 0 | 0 | 0
27.07. | 19 | 0 |  | 0 | 0 | 0 | 0 | 0
27.07. | 20 | 0 |  | 0 | 0 | 0 | 0 | 0
27.07. | 21 | 0 |  | 0 | 0 | 0 | 0 | 0
27.07. | 22 | 0 |  | 0 | 0 | 0 | 0 | 0
27.07. | 23 | 0 |  | 0 | 0 | 0 | 0 | 0
27.07. | 24 | 0 |  | 0 | 0 | 0 | 0 | 0
28.07. | 1 | 0 |  | 0 | 0 | 0 | 0 | 0
28.07. | 2 | 0 |  | 0 | 0 | 0 | 0 | 0
28.07. | 3 | 0 |  | 0 | 0 | 0 | 0 | 0
28.07. | 4 | 0 |  | 0 | 0 | 0 | 0 | 0
28.07. | 5 | 0 |  | 0 | 0 | 0 | 0 | 0
28.07. | 6 | 0 |  | 0 | 0 | 0 | 0 | 0
28.07. | 7 | 0 |  | 0 | 0 | 0 | 0 | 0
28.07. | 8 | 0 |  | 0 | 0 | 0 | 0 | 0
28.07. | 9 | 0 |  | 0 | 0 | 0 | 0 | 0
28.07. | 10 | 0 |  | 0 | 0 | 0 | 0 | 0
28.07. | 11 | 0 |  | 0 | 0 | 0 | 0 | 0
28.07. | 12 | 0 |  | 0 | 0 | 0 | 0 | 0
28.07. | 13 | 0 |  | 0 | 0 | 0 | 0 | 0
28.07. | 14 | 0 |  | 0 | 0 | 0 | 0 | 0
28.07. | 15 | 0 |  | 0 | 0 | 0 | 0 | 0
28.07. | 16 | 0 |  | 0 | 0 | 0 | 0 | 0
28.07. | 17 | 0 |  | 0 | 0 | 0 | 0 | 0
28.07. | 18 | 0 |  | 0 | 0 | 0 | 0 | 0
28.07. | 19 | 0 |  | 0 | 0 | 0 | 0 | 0
28.07. | 20 | 0 |  | 0 | 0 | 0 | 0 | 0
28.07. | 21 | 0 |  | 0 | 0 | 0 | 0 | 0
28.07. | 22 | 0 |  | 0 | 0 | 0 | 0 | 0
28.07. | 23 | 0 |  | 0 | 0 | 0 | 0 | 0
28.07. | 24 | 0 |  | 0 | 0 | 0 | 0 | 0
29.07. | 1 | 0 |  | 0 | 0 | 0 | 0 | 0
29.07. | 2 | 0 |  | 0 | 0 | 0 | 0 | 0
29.07. | 3 | 0 |  | 0 | 0 | 0 | 0 | 0
29.07. | 4 | 0 |  | 0 | 0 | 0 | 0 | 0
29.07. | 5 | 0 |  | 0 | 0 | 0 | 0 | 0
29.07. | 6 | 0 |  | 0 | 0 | 0 | 0 | 0
29.07. | 7 | 0 |  | 0 | 0 | 0 | 0 | 0
29.07. | 8 | 0 |  | 0 | 0 | 0 | 0 | 0
29.07. | 9 | 0 |  | 0 | 0 | 0 | 0 | 0
29.07. | 10 | 0 |  | 0 | 0 | 0 | 0 | 0
29.07. | 11 | 0 |  | 0 | 0 | 0 | 0 | 0
29.07. | 12 | 0 |  | 0 | 0 | 0 | 0 | 0
29.07. | 13 | 0 |  | 0 | 0 | 0 | 0 | 0
29.07. | 14 | 0 |  | 0 | 0 | 0 | 0 | 0
29.07. | 15 | 0 |  | 0 | 0 | 0 | 0 | 0
29.07. | 16 | 0 |  | 0 | 0 | 0 | 0 | 0
29.07. | 17 | 0 |  | 0 | 0 | 0 | 0 | 0
29.07. | 18 | 0 |  | 0 | 0 | 0 | 0 | 0
29.07. | 19 | 0 |  | 0 | 0 | 0 | 0 | 0
29.07. | 20 | 0 |  | 0 | 0 | 0 | 0 | 0
29.07. | 21 | 0 |  | 0 | 0 | 0 | 0 | 0
29.07. | 22 | 0 |  | 0 | 0 | 0 | 0 | 0
29.07. | 23 | 0 |  | 0 | 0 | 0 | 0 | 0
29.07. | 24 | 0 |  | 0 | 0 | 0 | 0 | 0
30.07. | 1 | 0 |  | 0 | 0 | 0 | 0 | 0
30.07. | 2 | 0 |  | 0 | 0 | 0 | 0 | 0
30.07. | 3 | 0 |  | 0 | 0 | 0 | 0 | 0
30.07. | 4 | 0 |  | 0 | 0 | 0 | 0 | 0
30.07. | 5 | 0 |  | 0 | 0 | 0 | 0 | 0
30.07. | 6 | 0 |  | 0 | 0 | 0 | 0 | 0
30.07. | 7 | 0 |  | 0 | 0 | 0 | 0 | 0
30.07. | 8 | 0 |  | 0 | 0 | 0 | 0 | 0
30.07. | 9 | 0 |  | 0 | 0 | 0 | 0 | 0
30.07. | 10 | 0 |  | 0 | 0 | 0 | 0 | 0
30.07. | 11 | 0 |  | 0 | 0 | 0 | 0 | 0
30.07. | 12 | 0 |  | 0 | 0 | 0 | 0 | 0
30.07. | 13 | 0 |  | 0 | 0 | 0 | 0 | 0
30.07. | 14 | 0 |  | 0 | 0 | 0 | 0 | 0
30.07. | 15 | 0 |  | 0 | 0 | 0 | 0 | 0
30.07. | 16 | 0 |  | 0 | 0 | 0 | 0 | 0
30.07. | 17 | 0 |  | 0 | 0 | 0 | 0 | 0
30.07. | 18 | 0 |  | 0 | 0 | 0 | 0 | 0
30.07. | 19 | 0 |  | 0 | 0 | 0 | 0 | 0
30.07. | 20 | 0 |  | 0 | 0 | 0 | 0 | 0
30.07. | 21 | 0 |  | 0 | 0 | 0 | 0 | 0
30.07. | 22 | 0 |  | 0 | 0 | 0 | 0 | 0
30.07. | 23 | 0 |  | 0 | 0 | 0 | 0 | 0
30.07. | 24 | 0 |  | 0 | 0 | 0 | 0 | 0
31.07. | 1 | 0 |  | 0 | 0 | 0 | 0 | 0
31.07. | 2 | 0 |  | 0 | 0 | 0 | 0 | 0
31.07. | 3 | 0 |  | 0 | 0 | 0 | 0 | 0
31.07. | 4 | 0 |  | 0 | 0 | 0 | 0 | 0
31.07. | 5 | 0 |  | 0 | 0 | 0 | 0 | 0
31.07. | 6 | 0 |  | 0 | 0 | 0 | 0 | 0
31.07. | 7 | 0 |  | 0 | 0 | 0 | 0 | 0
31.07. | 8 | 0 |  | 0 | 0 | 0 | 0 | 0
31.07. | 9 | 0 |  | 0 | 0 | 0 | 0 | 0
31.07. | 10 | 0 |  | 0 | 0 | 0 | 0 | 0
31.07. | 11 | 0 |  | 0 | 0 | 0 | 0 | 0
31.07. | 12 | 0 |  | 0 | 0 | 0 | 0 | 0
31.07. | 13 | 0 |  | 0 | 0 | 0 | 0 | 0
31.07. | 14 | 0 |  | 0 | 0 | 0 | 0 | 0
31.07. | 15 | 0 |  | 0 | 0 | 0 | 0 | 0
31.07. | 16 | 0 |  | 0 | 0 | 0 | 0 | 0
31.07. | 17 | 0 |  | 0 | 0 | 0 | 0 | 0
31.07. | 18 | 0 |  | 0 | 0 | 0 | 0 | 0
31.07. | 19 | 0 |  | 0 | 0 | 0 | 0 | 0
31.07. | 20 | 0 |  | 0 | 0 | 0 | 0 | 0
31.07. | 21 | 0 |  | 0 | 0 | 0 | 0 | 0
31.07. | 22 | 0 |  | 0 | 0 | 0 | 0 | 0
31.07. | 23 | 0 |  | 0 | 0 | 0 | 0 | 0
31.07. | 24 | 0 |  | 0 | 0 | 0 | 0 | 0
01.08. | 1 | 0 |  | 0 | 0 | 0 | 0 | 0
01.08. | 2 | 0 |  | 0 | 0 | 0 | 0 | 0
01.08. | 3 | 0 |  | 0 | 0 | 0 | 0 | 0
01.08. | 4 | 0 |  | 0 | 0 | 0 | 0 | 0
01.08. | 5 | 0 |  | 0 | 0 | 0 | 0 | 0
01.08. | 6 | 0 |  | 0 | 0 | 0 | 0 | 0
01.08. | 7 | 0 |  | 0 | 0 | 0 | 0 | 0
01.08. | 8 | 0 |  | 0 | 0 | 0 | 0 | 0
01.08. | 9 | 0 |  | 0 | 0 | 0 | 0 | 0
01.08. | 10 | 0 |  | 0 | 0 | 0 | 0 | 0
01.08. | 11 | 0 |  | 0 | 0 | 0 | 0 | 0
01.08. | 12 | 0 |  | 0 | 0 | 0 | 0 | 0
01.08. | 13 | 0 |  | 0 | 0 | 0 | 0 | 0
01.08. | 14 | 0 |  | 0 | 0 | 0 | 0 | 0
01.08. | 15 | 0 |  | 0 | 0 | 0 | 0 | 0
01.08. | 16 | 0 |  | 0 | 0 | 0 | 0 | 0
01.08. | 17 | 0 |  | 0 | 0 | 0 | 0 | 0
01.08. | 18 | 0 |  | 0 | 0 | 0 | 0 | 0
01.08. | 19 | 0 |  | 0 | 0 | 0 | 0 | 0
01.08. | 20 | 0 |  | 0 | 0 | 0 | 0 | 0
01.08. | 21 | 0 |  | 0 | 0 | 0 | 0 | 0
01.08. | 22 | 0 |  | 0 | 0 | 0 | 0 | 0
01.08. | 23 | 0 |  | 0 | 0 | 0 | 0 | 0
01.08. | 24 | 0 |  | 0 | 0 | 0 | 0 | 0
02.08. | 1 | 0 |  | 0 | 0 | 0 | 0 | 0
02.08. | 2 | 0 |  | 0 | 0 | 0 | 0 | 0
02.08. | 3 | 0 |  | 0 | 0 | 0 | 0 | 0
02.08. | 4 | 0 |  | 0 | 0 | 0 | 0 | 0
02.08. | 5 | 0 |  | 0 | 0 | 0 | 0 | 0
02.08. | 6 | 0 |  | 0 | 0 | 0 | 0 | 0
02.08. | 7 | 0 |  | 0 | 0 | 0 | 0 | 0
02.08. | 8 | 0 |  | 0 | 0 | 0 | 0 | 0
02.08. | 9 | 0 |  | 0 | 0 | 0 | 0 | 0
02.08. | 10 | 0 |  | 0 | 0 | 0 | 0 | 0
02.08. | 11 | 0 |  | 0 | 0 | 0 | 0 | 0
02.08. | 12 | 0 |  | 0 | 0 | 0 | 0 | 0
02.08. | 13 | 0 |  | 0 | 0 | 0 | 0 | 0
02.08. | 14 | 0 |  | 0 | 0 | 0 | 0 | 0
02.08. | 15 | 0 |  | 0 | 0 | 0 | 0 | 0
02.08. | 16 | 0 |  | 0 | 0 | 0 | 0 | 0
02.08. | 17 | 0 |  | 0 | 0 | 0 | 0 | 0
02.08. | 18 | 0 |  | 0 | 0 | 0 | 0 | 0
02.08. | 19 | 0 |  | 0 | 0 | 0 | 0 | 0
02.08. | 20 | 0 |  | 0 | 0 | 0 | 0 | 0
02.08. | 21 | 0 |  | 0 | 0 | 0 | 0 | 0
02.08. | 22 | 0 |  | 0 | 0 | 0 | 0 | 0
02.08. | 23 | 0 |  | 0 | 0 | 0 | 0 | 0
02.08. | 24 | 0 |  | 0 | 0 | 0 | 0 | 0
03.08. | 1 | 0 |  | 0 | 0 | 0 | 0 | 0
03.08. | 2 | 0 |  | 0 | 0 | 0 | 0 | 0
03.08. | 3 | 0 |  | 0 | 0 | 0 | 0 | 0
03.08. | 4 | 0 |  | 0 | 0 | 0 | 0 | 0
03.08. | 5 | 0 |  | 0 | 0 | 0 | 0 | 0
03.08. | 6 | 0 |  | 0 | 0 | 0 | 0 | 0
03.08. | 7 | 0 |  | 0 | 0 | 0 | 0 | 0
03.08. | 8 | 0 |  | 0 | 0 | 0 | 0 | 0
03.08. | 9 | 0 |  | 0 | 0 | 0 | 0 | 0
03.08. | 10 | 0 |  | 0 | 0 | 0 | 0 | 0
03.08. | 11 | 0 |  | 0 | 0 | 0 | 0 | 0
03.08. | 12 | 0 |  | 0 | 0 | 0 | 0 | 0
03.08. | 13 | 0 |  | 0 | 0 | 0 | 0 | 0
03.08. | 14 | 0 |  | 0 | 0 | 0 | 0 | 0
03.08. | 15 | 0 |  | 0 | 0 | 0 | 0 | 0
03.08. | 16 | 0 |  | 0 | 0 | 0 | 0 | 0
03.08. | 17 | 0 |  | 0 | 0 | 0 | 0 | 0
03.08. | 18 | 0 |  | 0 | 0 | 0 | 0 | 0
03.08. | 19 | 0 |  | 0 | 0 | 0 | 0 | 0
03.08. | 20 | 0 |  | 0 | 0 | 0 | 0 | 0
03.08. | 21 | 0 |  | 0 | 0 | 0 | 0 | 0
03.08. | 22 | 0 |  | 0 | 0 | 0 | 0 | 0
03.08. | 23 | 0 |  | 0 | 0 | 0 | 0 | 0
03.08. | 24 | 0 |  | 0 | 0 | 0 | 0 | 0
04.08. | 1 | 0 |  | 0 | 0 | 0 | 0 | 0
04.08. | 2 | 0 |  | 0 | 0 | 0 | 0 | 0
04.08. | 3 | 0 |  | 0 | 0 | 0 | 0 | 0
04.08. | 4 | 0 |  | 0 | 0 | 0 | 0 | 0
04.08. | 5 | 0 |  | 0 | 0 | 0 | 0 | 0
04.08. | 6 | 0 |  | 0 | 0 | 0 | 0 | 0
04.08. | 7 | 0 |  | 0 | 0 | 0 | 0 | 0
04.08. | 8 | 0 |  | 0 | 0 | 0 | 0 | 0
04.08. | 9 | 0 |  | 0 | 0 | 0 | 0 | 0
04.08. | 10 | 0 |  | 0 | 0 | 0 | 0 | 0
04.08. | 11 | 0 |  | 0 | 0 | 0 | 0 | 0
04.08. | 12 | 0 |  | 0 | 0 | 0 | 0 | 0
04.08. | 13 | 0 |  | 0 | 0 | 0 | 0 | 0
04.08. | 14 | 0 |  | 0 | 0 | 0 | 0 | 0
04.08. | 15 | 0 |  | 0 | 0 | 0 | 0 | 0
04.08. | 16 | 0 |  | 0 | 0 | 0 | 0 | 0
04.08. | 17 | 0 |  | 0 | 0 | 0 | 0 | 0
04.08. | 18 | 0 |  | 0 | 0 | 0 | 0 | 0
04.08. | 19 | 0 |  | 0 | 0 | 0 | 0 | 0
04.08. | 20 | 0 |  | 0 | 0 | 0 | 0 | 0
04.08. | 21 | 0 |  | 0 | 0 | 0 | 0 | 0
04.08. | 22 | 0 |  | 0 | 0 | 0 | 0 | 0
04.08. | 23 | 0 |  | 0 | 0 | 0 | 0 | 0
04.08. | 24 | 0 |  | 0 | 0 | 0 | 0 | 0
05.08. | 1 | 0 |  | 0 | 0 | 0 | 0 | 0
05.08. | 2 | 0 |  | 0 | 0 | 0 | 0 | 0
05.08. | 3 | 0 |  | 0 | 0 | 0 | 0 | 0
05.08. | 4 | 0 |  | 0 | 0 | 0 | 0 | 0
05.08. | 5 | 0 |  | 0 | 0 | 0 | 0 | 0
05.08. | 6 | 0 |  | 0 | 0 | 0 | 0 | 0
05.08. | 7 | 0 |  | 0 | 0 | 0 | 0 | 0
05.08. | 8 | 0 |  | 0 | 0 | 0 | 0 | 0
05.08. | 9 | 0 |  | 0 | 0 | 0 | 0 | 0
05.08. | 10 | 0 |  | 0 | 0 | 0 | 0 | 0
05.08. | 11 | 0 |  | 0 | 0 | 0 | 0 | 0
05.08. | 12 | 0 |  | 0 | 0 | 0 | 0 | 0
05.08. | 13 | 0 |  | 0 | 0 | 0 | 0 | 0
05.08. | 14 | 0 |  | 0 | 0 | 0 | 0 | 0
05.08. | 15 | 0 |  | 0 | 0 | 0 | 0 | 0
05.08. | 16 | 0 |  | 0 | 0 | 0 | 0 | 0
05.08. | 17 | 0 |  | 0 | 0 | 0 | 0 | 0
05.08. | 18 | 0 |  | 0 | 0 | 0 | 0 | 0
05.08. | 19 | 0 |  | 0 | 0 | 0 | 0 | 0
05.08. | 20 | 0 |  | 0 | 0 | 0 | 0 | 0
05.08. | 21 | 0 |  | 0 | 0 | 0 | 0 | 0
05.08. | 22 | 0 |  | 0 | 0 | 0 | 0 | 0
05.08. | 23 | 0 |  | 0 | 0 | 0 | 0 | 0
05.08. | 24 | 0 |  | 0 | 0 | 0 | 0 | 0
06.08. | 1 | 0 |  | 0 | 0 | 0 | 0 | 0
06.08. | 2 | 0 |  | 0 | 0 | 0 | 0 | 0
06.08. | 3 | 0 |  | 0 | 0 | 0 | 0 | 0
06.08. | 4 | 0 |  | 0 | 0 | 0 | 0 | 0
06.08. | 5 | 0 |  | 0 | 0 | 0 | 0 | 0
06.08. | 6 | 0 |  | 0 | 0 | 0 | 0 | 0
06.08. | 7 | 0 |  | 0 | 0 | 0 | 0 | 0
06.08. | 8 | 0 |  | 0 | 0 | 0 | 0 | 0
06.08. | 9 | 0 |  | 0 | 0 | 0 | 0 | 0
06.08. | 10 | 0 |  | 0 | 0 | 0 | 0 | 0
06.08. | 11 | 0 |  | 0 | 0 | 0 | 0 | 0
06.08. | 12 | 0 |  | 0 | 0 | 0 | 0 | 0
06.08. | 13 | 0 |  | 0 | 0 | 0 | 0 | 0
06.08. | 14 | 0 |  | 0 | 0 | 0 | 0 | 0
06.08. | 15 | 0 |  | 0 | 0 | 0 | 0 | 0
06.08. | 16 | 0 |  | 0 | 0 | 0 | 0 | 0
06.08. | 17 | 0 |  | 0 | 0 | 0 | 0 | 0
06.08. | 18 | 0 |  | 0 | 0 | 0 | 0 | 0
06.08. | 19 | 0 |  | 0 | 0 | 0 | 0 | 0
06.08. | 20 | 0 |  | 0 | 0 | 0 | 0 | 0
06.08. | 21 | 0 |  | 0 | 0 | 0 | 0 | 0
06.08. | 22 | 0 |  | 0 | 0 | 0 | 0 | 0
06.08. | 23 | 0 |  | 0 | 0 | 0 | 0 | 0
06.08. | 24 | 0 |  | 0 | 0 | 0 | 0 | 0
07.08. | 1 | 0 |  | 0 | 0 | 0 | 0 | 0
07.08. | 2 | 0 |  | 0 | 0 | 0 | 0 | 0
07.08. | 3 | 0 |  | 0 | 0 | 0 | 0 | 0
07.08. | 4 | 0 |  | 0 | 0 | 0 | 0 | 0
07.08. | 5 | 0 |  | 0 | 0 | 0 | 0 | 0
07.08. | 6 | 0 |  | 0 | 0 | 0 | 0 | 0
07.08. | 7 | 0 |  | 0 | 0 | 0 | 0 | 0
07.08. | 8 | 0 |  | 0 | 0 | 0 | 0 | 0
07.08. | 9 | 0 |  | 0 | 0 | 0 | 0 | 0
07.08. | 10 | 0 |  | 0 | 0 | 0 | 0 | 0
07.08. | 11 | 0 |  | 0 | 0 | 0 | 0 | 0
07.08. | 12 | 0 |  | 0 | 0 | 0 | 0 | 0
07.08. | 13 | 0 |  | 0 | 0 | 0 | 0 | 0
07.08. | 14 | 0 |  | 0 | 0 | 0 | 0 | 0
07.08. | 15 | 0 |  | 0 | 0 | 0 | 0 | 0
07.08. | 16 | 0 |  | 0 | 0 | 0 | 0 | 0
07.08. | 17 | 0 |  | 0 | 0 | 0 | 0 | 0
07.08. | 18 | 0 |  | 0 | 0 | 0 | 0 | 0
07.08. | 19 | 0 |  | 0 | 0 | 0 | 0 | 0
07.08. | 20 | 0 |  | 0 | 0 | 0 | 0 | 0
07.08. | 21 | 0 |  | 0 | 0 | 0 | 0 | 0
07.08. | 22 | 0 |  | 0 | 0 | 0 | 0 | 0
07.08. | 23 | 0 |  | 0 | 0 | 0 | 0 | 0
07.08. | 24 | 0 |  | 0 | 0 | 0 | 0 | 0
08.08. | 1 | 0 |  | 0 | 0 | 0 | 0 | 0
08.08. | 2 | 0 |  | 0 | 0 | 0 | 0 | 0
08.08. | 3 | 0 |  | 0 | 0 | 0 | 0 | 0
08.08. | 4 | 0 |  | 0 | 0 | 0 | 0 | 0
08.08. | 5 | 0 |  | 0 | 0 | 0 | 0 | 0
08.08. | 6 | 0 |  | 0 | 0 | 0 | 0 | 0
08.08. | 7 | 0 |  | 0 | 0 | 0 | 0 | 0
08.08. | 8 | 0 |  | 0 | 0 | 0 | 0 | 0
08.08. | 9 | 0 |  | 0 | 0 | 0 | 0 | 0
08.08. | 10 | 0 |  | 0 | 0 | 0 | 0 | 0
08.08. | 11 | 0 |  | 0 | 0 | 0 | 0 | 0
08.08. | 12 | 0 |  | 0 | 0 | 0 | 0 | 0
08.08. | 13 | 0 |  | 0 | 0 | 0 | 0 | 0
08.08. | 14 | 0 |  | 0 | 0 | 0 | 0 | 0
08.08. | 15 | 0 |  | 0 | 0 | 0 | 0 | 0
08.08. | 16 | 0 |  | 0 | 0 | 0 | 0 | 0
08.08. | 17 | 0 |  | 0 | 0 | 0 | 0 | 0
08.08. | 18 | 0 |  | 0 | 0 | 0 | 0 | 0
08.08. | 19 | 0 |  | 0 | 0 | 0 | 0 | 0
08.08. | 20 | 0 |  | 0 | 0 | 0 | 0 | 0
08.08. | 21 | 0 |  | 0 | 0 | 0 | 0 | 0
08.08. | 22 | 0 |  | 0 | 0 | 0 | 0 | 0
08.08. | 23 | 0 |  | 0 | 0 | 0 | 0 | 0
08.08. | 24 | 0 |  | 0 | 0 | 0 | 0 | 0
09.08. | 1 | 0 |  | 0 | 0 | 0 | 0 | 0
09.08. | 2 | 0 |  | 0 | 0 | 0 | 0 | 0
09.08. | 3 | 0 |  | 0 | 0 | 0 | 0 | 0
09.08. | 4 | 0 |  | 0 | 0 | 0 | 0 | 0
09.08. | 5 | 0 |  | 0 | 0 | 0 | 0 | 0
09.08. | 6 | 0 |  | 0 | 0 | 0 | 0 | 0
09.08. | 7 | 0 |  | 0 | 0 | 0 | 0 | 0
09.08. | 8 | 0 |  | 0 | 0 | 0 | 0 | 0
09.08. | 9 | 0 |  | 0 | 0 | 0 | 0 | 0
09.08. | 10 | 0 |  | 0 | 0 | 0 | 0 | 0
09.08. | 11 | 0 |  | 0 | 0 | 0 | 0 | 0
09.08. | 12 | 0 |  | 0 | 0 | 0 | 0 | 0
09.08. | 13 | 0 |  | 0 | 0 | 0 | 0 | 0
09.08. | 14 | 0 |  | 0 | 0 | 0 | 0 | 0
09.08. | 15 | 0 |  | 0 | 0 | 0 | 0 | 0
09.08. | 16 | 0 |  | 0 | 0 | 0 | 0 | 0
09.08. | 17 | 0 |  | 0 | 0 | 0 | 0 | 0
09.08. | 18 | 0 |  | 0 | 0 | 0 | 0 | 0
09.08. | 19 | 0 |  | 0 | 0 | 0 | 0 | 0
09.08. | 20 | 0 |  | 0 | 0 | 0 | 0 | 0
09.08. | 21 | 0 |  | 0 | 0 | 0 | 0 | 0
09.08. | 22 | 0 |  | 0 | 0 | 0 | 0 | 0
09.08. | 23 | 0 |  | 0 | 0 | 0 | 0 | 0
09.08. | 24 | 0 |  | 0 | 0 | 0 | 0 | 0
10.08. | 1 | 0 |  | 0 | 0 | 0 | 0 | 0
10.08. | 2 | 0 |  | 0 | 0 | 0 | 0 | 0
10.08. | 3 | 0 |  | 0 | 0 | 0 | 0 | 0
10.08. | 4 | 0 |  | 0 | 0 | 0 | 0 | 0
10.08. | 5 | 0 |  | 0 | 0 | 0 | 0 | 0
10.08. | 6 | 0 |  | 0 | 0 | 0 | 0 | 0
10.08. | 7 | 0 |  | 0 | 0 | 0 | 0 | 0
10.08. | 8 | 0 |  | 0 | 0 | 0 | 0 | 0
10.08. | 9 | 0 |  | 0 | 0 | 0 | 0 | 0
10.08. | 10 | 0 |  | 0 | 0 | 0 | 0 | 0
10.08. | 11 | 0 |  | 0 | 0 | 0 | 0 | 0
10.08. | 12 | 0 |  | 0 | 0 | 0 | 0 | 0
10.08. | 13 | 0 |  | 0 | 0 | 0 | 0 | 0
10.08. | 14 | 0 |  | 0 | 0 | 0 | 0 | 0
10.08. | 15 | 0 |  | 0 | 0 | 0 | 0 | 0
10.08. | 16 | 0 |  | 0 | 0 | 0 | 0 | 0
10.08. | 17 | 0 |  | 0 | 0 | 0 | 0 | 0
10.08. | 18 | 0 |  | 0 | 0 | 0 | 0 | 0
10.08. | 19 | 0 |  | 0 | 0 | 0 | 0 | 0
10.08. | 20 | 0 |  | 0 | 0 | 0 | 0 | 0
10.08. | 21 | 0 |  | 0 | 0 | 0 | 0 | 0
10.08. | 22 | 0 |  | 0 | 0 | 0 | 0 | 0
10.08. | 23 | 0 |  | 0 | 0 | 0 | 0 | 0
10.08. | 24 | 0 |  | 0 | 0 | 0 | 0 | 0
11.08. | 1 | 0 |  | 0 | 0 | 0 | 0 | 0
11.08. | 2 | 0 |  | 0 | 0 | 0 | 0 | 0
11.08. | 3 | 0 |  | 0 | 0 | 0 | 0 | 0
11.08. | 4 | 0 |  | 0 | 0 | 0 | 0 | 0
11.08. | 5 | 0 |  | 0 | 0 | 0 | 0 | 0
11.08. | 6 | 0 |  | 0 | 0 | 0 | 0 | 0
11.08. | 7 | 0 |  | 0 | 0 | 0 | 0 | 0
11.08. | 8 | 0 |  | 0 | 0 | 0 | 0 | 0
11.08. | 9 | 0 |  | 0 | 0 | 0 | 0 | 0
11.08. | 10 | 0 |  | 0 | 0 | 0 | 0 | 0
11.08. | 11 | 0 |  | 0 | 0 | 0 | 0 | 0
11.08. | 12 | 0 |  | 0 | 0 | 0 | 0 | 0
11.08. | 13 | 0 |  | 0 | 0 | 0 | 0 | 0
11.08. | 14 | 0 |  | 0 | 0 | 0 | 0 | 0
11.08. | 15 | 0 |  | 0 | 0 | 0 | 0 | 0
11.08. | 16 | 0 |  | 0 | 0 | 0 | 0 | 0
11.08. | 17 | 0 |  | 0 | 0 | 0 | 0 | 0
11.08. | 18 | 0 |  | 0 | 0 | 0 | 0 | 0
11.08. | 19 | 0 |  | 0 | 0 | 0 | 0 | 0
11.08. | 20 | 0 |  | 0 | 0 | 0 | 0 | 0
11.08. | 21 | 0 |  | 0 | 0 | 0 | 0 | 0
11.08. | 22 | 0 |  | 0 | 0 | 0 | 0 | 0
11.08. | 23 | 0 |  | 0 | 0 | 0 | 0 | 0
11.08. | 24 | 0 |  | 0 | 0 | 0 | 0 | 0
12.08. | 1 | 0 |  | 0 | 0 | 0 | 0 | 0
12.08. | 2 | 0 |  | 0 | 0 | 0 | 0 | 0
12.08. | 3 | 0 |  | 0 | 0 | 0 | 0 | 0
12.08. | 4 | 0 |  | 0 | 0 | 0 | 0 | 0
12.08. | 5 | 0 |  | 0 | 0 | 0 | 0 | 0
12.08. | 6 | 0 |  | 0 | 0 | 0 | 0 | 0
12.08. | 7 | 0 |  | 0 | 0 | 0 | 0 | 0
12.08. | 8 | 0 |  | 0 | 0 | 0 | 0 | 0
12.08. | 9 | 0 |  | 0 | 0 | 0 | 0 | 0
12.08. | 10 | 0 |  | 0 | 0 | 0 | 0 | 0
12.08. | 11 | 0 |  | 0 | 0 | 0 | 0 | 0
12.08. | 12 | 0 |  | 0 | 0 | 0 | 0 | 0
12.08. | 13 | 0 |  | 0 | 0 | 0 | 0 | 0
12.08. | 14 | 0 |  | 0 | 0 | 0 | 0 | 0
12.08. | 15 | 0 |  | 0 | 0 | 0 | 0 | 0
12.08. | 16 | 0 |  | 0 | 0 | 0 | 0 | 0
12.08. | 17 | 0 |  | 0 | 0 | 0 | 0 | 0
12.08. | 18 | 0 |  | 0 | 0 | 0 | 0 | 0
12.08. | 19 | 0 |  | 0 | 0 | 0 | 0 | 0
12.08. | 20 | 0 |  | 0 | 0 | 0 | 0 | 0
12.08. | 21 | 0 |  | 0 | 0 | 0 | 0 | 0
12.08. | 22 | 0 |  | 0 | 0 | 0 | 0 | 0
12.08. | 23 | 0 |  | 0 | 0 | 0 | 0 | 0
12.08. | 24 | 0 |  | 0 | 0 | 0 | 0 | 0
13.08. | 1 | 0 |  | 0 | 0 | 0 | 0 | 0
13.08. | 2 | 0 |  | 0 | 0 | 0 | 0 | 0
13.08. | 3 | 0 |  | 0 | 0 | 0 | 0 | 0
13.08. | 4 | 0 |  | 0 | 0 | 0 | 0 | 0
13.08. | 5 | 0 |  | 0 | 0 | 0 | 0 | 0
13.08. | 6 | 0 |  | 0 | 0 | 0 | 0 | 0
13.08. | 7 | 0 |  | 0 | 0 | 0 | 0 | 0
13.08. | 8 | 0 |  | 0 | 0 | 0 | 0 | 0
13.08. | 9 | 0 |  | 0 | 0 | 0 | 0 | 0
13.08. | 10 | 0 |  | 0 | 0 | 0 | 0 | 0
13.08. | 11 | 0 |  | 0 | 0 | 0 | 0 | 0
13.08. | 12 | 0 |  | 0 | 0 | 0 | 0 | 0
13.08. | 13 | 0 |  | 0 | 0 | 0 | 0 | 0
13.08. | 14 | 0 |  | 0 | 0 | 0 | 0 | 0
13.08. | 15 | 0 |  | 0 | 0 | 0 | 0 | 0
13.08. | 16 | 0 |  | 0 | 0 | 0 | 0 | 0
13.08. | 17 | 0 |  | 0 | 0 | 0 | 0 | 0
13.08. | 18 | 0 |  | 0 | 0 | 0 | 0 | 0
13.08. | 19 | 0 |  | 0 | 0 | 0 | 0 | 0
13.08. | 20 | 0 |  | 0 | 0 | 0 | 0 | 0
13.08. | 21 | 0 |  | 0 | 0 | 0 | 0 | 0
13.08. | 22 | 0 |  | 0 | 0 | 0 | 0 | 0
13.08. | 23 | 0 |  | 0 | 0 | 0 | 0 | 0
13.08. | 24 | 0 |  | 0 | 0 | 0 | 0 | 0
14.08. | 1 | 0 |  | 0 | 0 | 0 | 0 | 0
14.08. | 2 | 0 |  | 0 | 0 | 0 | 0 | 0
14.08. | 3 | 0 |  | 0 | 0 | 0 | 0 | 0
14.08. | 4 | 0 |  | 0 | 0 | 0 | 0 | 0
14.08. | 5 | 0 |  | 0 | 0 | 0 | 0 | 0
14.08. | 6 | 0 |  | 0 | 0 | 0 | 0 | 0
14.08. | 7 | 0 |  | 0 | 0 | 0 | 0 | 0
14.08. | 8 | 0 |  | 0 | 0 | 0 | 0 | 0
14.08. | 9 | 0 |  | 0 | 0 | 0 | 0 | 0
14.08. | 10 | 0 |  | 0 | 0 | 0 | 0 | 0
14.08. | 11 | 0 |  | 0 | 0 | 0 | 0 | 0
14.08. | 12 | 0 |  | 0 | 0 | 0 | 0 | 0
14.08. | 13 | 0 |  | 0 | 0 | 0 | 0 | 0
14.08. | 14 | 0 |  | 0 | 0 | 0 | 0 | 0
14.08. | 15 | 0 |  | 0 | 0 | 0 | 0 | 0
14.08. | 16 | 0 |  | 0 | 0 | 0 | 0 | 0
14.08. | 17 | 0 |  | 0 | 0 | 0 | 0 | 0
14.08. | 18 | 0 |  | 0 | 0 | 0 | 0 | 0
14.08. | 19 | 0 |  | 0 | 0 | 0 | 0 | 0
14.08. | 20 | 0 |  | 0 | 0 | 0 | 0 | 0
14.08. | 21 | 0 |  | 0 | 0 | 0 | 0 | 0
14.08. | 22 | 0 |  | 0 | 0 | 0 | 0 | 0
14.08. | 23 | 0 |  | 0 | 0 | 0 | 0 | 0
14.08. | 24 | 0 |  | 0 | 0 | 0 | 0 | 0
15.08. | 1 | 0 |  | 0 | 0 | 0 | 0 | 0
15.08. | 2 | 0 |  | 0 | 0 | 0 | 0 | 0
15.08. | 3 | 0 |  | 0 | 0 | 0 | 0 | 0
15.08. | 4 | 0 |  | 0 | 0 | 0 | 0 | 0
15.08. | 5 | 0 |  | 0 | 0 | 0 | 0 | 0
15.08. | 6 | 0 |  | 0 | 0 | 0 | 0 | 0
15.08. | 7 | 0 |  | 0 | 0 | 0 | 0 | 0
15.08. | 8 | 0 |  | 0 | 0 | 0 | 0 | 0
15.08. | 9 | 0 |  | 0 | 0 | 0 | 0 | 0
15.08. | 10 | 0 |  | 0 | 0 | 0 | 0 | 0
15.08. | 11 | 0 |  | 0 | 0 | 0 | 0 | 0
15.08. | 12 | 0 |  | 0 | 0 | 0 | 0 | 0
15.08. | 13 | 0 |  | 0 | 0 | 0 | 0 | 0
15.08. | 14 | 0 |  | 0 | 0 | 0 | 0 | 0
15.08. | 15 | 0 |  | 0 | 0 | 0 | 0 | 0
15.08. | 16 | 0 |  | 0 | 0 | 0 | 0 | 0
15.08. | 17 | 0 |  | 0 | 0 | 0 | 0 | 0
15.08. | 18 | 0 |  | 0 | 0 | 0 | 0 | 0
15.08. | 19 | 0 |  | 0 | 0 | 0 | 0 | 0
15.08. | 20 | 0 |  | 0 | 0 | 0 | 0 | 0
15.08. | 21 | 0 |  | 0 | 0 | 0 | 0 | 0
15.08. | 22 | 0 |  | 0 | 0 | 0 | 0 | 0
15.08. | 23 | 0 |  | 0 | 0 | 0 | 0 | 0
15.08. | 24 | 0 |  | 0 | 0 | 0 | 0 | 0
16.08. | 1 | 0 |  | 0 | 0 | 0 | 0 | 0
16.08. | 2 | 0 |  | 0 | 0 | 0 | 0 | 0
16.08. | 3 | 0 |  | 0 | 0 | 0 | 0 | 0
16.08. | 4 | 0 |  | 0 | 0 | 0 | 0 | 0
16.08. | 5 | 0 |  | 0 | 0 | 0 | 0 | 0
16.08. | 6 | 0 |  | 0 | 0 | 0 | 0 | 0
16.08. | 7 | 0 |  | 0 | 0 | 0 | 0 | 0
16.08. | 8 | 0 |  | 0 | 0 | 0 | 0 | 0
16.08. | 9 | 0 |  | 0 | 0 | 0 | 0 | 0
16.08. | 10 | 0 |  | 0 | 0 | 0 | 0 | 0
16.08. | 11 | 0 |  | 0 | 0 | 0 | 0 | 0
16.08. | 12 | 0 |  | 0 | 0 | 0 | 0 | 0
16.08. | 13 | 0 |  | 0 | 0 | 0 | 0 | 0
16.08. | 14 | 0 |  | 0 | 0 | 0 | 0 | 0
16.08. | 15 | 0 |  | 0 | 0 | 0 | 0 | 0
16.08. | 16 | 0 |  | 0 | 0 | 0 | 0 | 0
16.08. | 17 | 0 |  | 0 | 0 | 0 | 0 | 0
16.08. | 18 | 0 |  | 0 | 0 | 0 | 0 | 0
16.08. | 19 | 0 |  | 0 | 0 | 0 | 0 | 0
16.08. | 20 | 0 |  | 0 | 0 | 0 | 0 | 0
16.08. | 21 | 0 |  | 0 | 0 | 0 | 0 | 0
16.08. | 22 | 0 |  | 0 | 0 | 0 | 0 | 0
16.08. | 23 | 0 |  | 0 | 0 | 0 | 0 | 0
16.08. | 24 | 0 |  | 0 | 0 | 0 | 0 | 0
17.08. | 1 | 0 |  | 0 | 0 | 0 | 0 | 0
17.08. | 2 | 0 |  | 0 | 0 | 0 | 0 | 0
17.08. | 3 | 0 |  | 0 | 0 | 0 | 0 | 0
17.08. | 4 | 0 |  | 0 | 0 | 0 | 0 | 0
17.08. | 5 | 0 |  | 0 | 0 | 0 | 0 | 0
17.08. | 6 | 0 |  | 0 | 0 | 0 | 0 | 0
17.08. | 7 | 0 |  | 0 | 0 | 0 | 0 | 0
17.08. | 8 | 0 |  | 0 | 0 | 0 | 0 | 0
17.08. | 9 | 0 |  | 0 | 0 | 0 | 0 | 0
17.08. | 10 | 0 |  | 0 | 0 | 0 | 0 | 0
17.08. | 11 | 0 |  | 0 | 0 | 0 | 0 | 0
17.08. | 12 | 0 |  | 0 | 0 | 0 | 0 | 0
17.08. | 13 | 0 |  | 0 | 0 | 0 | 0 | 0
17.08. | 14 | 0 |  | 0 | 0 | 0 | 0 | 0
17.08. | 15 | 0 |  | 0 | 0 | 0 | 0 | 0
17.08. | 16 | 0 |  | 0 | 0 | 0 | 0 | 0
17.08. | 17 | 0 |  | 0 | 0 | 0 | 0 | 0
17.08. | 18 | 0 |  | 0 | 0 | 0 | 0 | 0
17.08. | 19 | 0 |  | 0 | 0 | 0 | 0 | 0
17.08. | 20 | 0 |  | 0 | 0 | 0 | 0 | 0
17.08. | 21 | 0 |  | 0 | 0 | 0 | 0 | 0
17.08. | 22 | 0 |  | 0 | 0 | 0 | 0 | 0
17.08. | 23 | 0 |  | 0 | 0 | 0 | 0 | 0
17.08. | 24 | 0 |  | 0 | 0 | 0 | 0 | 0
18.08. | 1 | 0 |  | 0 | 0 | 0 | 0 | 0
18.08. | 2 | 0 |  | 0 | 0 | 0 | 0 | 0
18.08. | 3 | 0 |  | 0 | 0 | 0 | 0 | 0
18.08. | 4 | 0 |  | 0 | 0 | 0 | 0 | 0
18.08. | 5 | 0 |  | 0 | 0 | 0 | 0 | 0
18.08. | 6 | 0 |  | 0 | 0 | 0 | 0 | 0
18.08. | 7 | 0 |  | 0 | 0 | 0 | 0 | 0
18.08. | 8 | 0 |  | 0 | 0 | 0 | 0 | 0
18.08. | 9 | 0 |  | 0 | 0 | 0 | 0 | 0
18.08. | 10 | 0 |  | 0 | 0 | 0 | 0 | 0
18.08. | 11 | 0 |  | 0 | 0 | 0 | 0 | 0
18.08. | 12 | 0 |  | 0 | 0 | 0 | 0 | 0
18.08. | 13 | 0 |  | 0 | 0 | 0 | 0 | 0
18.08. | 14 | 0 |  | 0 | 0 | 0 | 0 | 0
18.08. | 15 | 0 |  | 0 | 0 | 0 | 0 | 0
18.08. | 16 | 0 |  | 0 | 0 | 0 | 0 | 0
18.08. | 17 | 0 |  | 0 | 0 | 0 | 0 | 0
18.08. | 18 | 0 |  | 0 | 0 | 0 | 0 | 0
18.08. | 19 | 0 |  | 0 | 0 | 0 | 0 | 0
18.08. | 20 | 0 |  | 0 | 0 | 0 | 0 | 0
18.08. | 21 | 0 |  | 0 | 0 | 0 | 0 | 0
18.08. | 22 | 0 |  | 0 | 0 | 0 | 0 | 0
18.08. | 23 | 0 |  | 0 | 0 | 0 | 0 | 0
18.08. | 24 | 0 |  | 0 | 0 | 0 | 0 | 0
19.08. | 1 | 0 |  | 0 | 0 | 0 | 0 | 0
19.08. | 2 | 0 |  | 0 | 0 | 0 | 0 | 0
19.08. | 3 | 0 |  | 0 | 0 | 0 | 0 | 0
19.08. | 4 | 0 |  | 0 | 0 | 0 | 0 | 0
19.08. | 5 | 0 |  | 0 | 0 | 0 | 0 | 0
19.08. | 6 | 0 |  | 0 | 0 | 0 | 0 | 0
19.08. | 7 | 0 |  | 0 | 0 | 0 | 0 | 0
19.08. | 8 | 0 |  | 0 | 0 | 0 | 0 | 0
19.08. | 9 | 0 |  | 0 | 0 | 0 | 0 | 0
19.08. | 10 | 0 |  | 0 | 0 | 0 | 0 | 0
19.08. | 11 | 0 |  | 0 | 0 | 0 | 0 | 0
19.08. | 12 | 0 |  | 0 | 0 | 0 | 0 | 0
19.08. | 13 | 0 |  | 0 | 0 | 0 | 0 | 0
19.08. | 14 | 0 |  | 0 | 0 | 0 | 0 | 0
19.08. | 15 | 0 |  | 0 | 0 | 0 | 0 | 0
19.08. | 16 | 0 |  | 0 | 0 | 0 | 0 | 0
19.08. | 17 | 0 |  | 0 | 0 | 0 | 0 | 0
19.08. | 18 | 0 |  | 0 | 0 | 0 | 0 | 0
19.08. | 19 | 0 |  | 0 | 0 | 0 | 0 | 0
19.08. | 20 | 0 |  | 0 | 0 | 0 | 0 | 0
19.08. | 21 | 0 |  | 0 | 0 | 0 | 0 | 0
19.08. | 22 | 0 |  | 0 | 0 | 0 | 0 | 0
19.08. | 23 | 0 |  | 0 | 0 | 0 | 0 | 0
19.08. | 24 | 0 |  | 0 | 0 | 0 | 0 | 0
20.08. | 1 | 0 |  | 0 | 0 | 0 | 0 | 0
20.08. | 2 | 0 |  | 0 | 0 | 0 | 0 | 0
20.08. | 3 | 0 |  | 0 | 0 | 0 | 0 | 0
20.08. | 4 | 0 |  | 0 | 0 | 0 | 0 | 0
20.08. | 5 | 0 |  | 0 | 0 | 0 | 0 | 0
20.08. | 6 | 0 |  | 0 | 0 | 0 | 0 | 0
20.08. | 7 | 0 |  | 0 | 0 | 0 | 0 | 0
20.08. | 8 | 0 |  | 0 | 0 | 0 | 0 | 0
20.08. | 9 | 0 |  | 0 | 0 | 0 | 0 | 0
20.08. | 10 | 0 |  | 0 | 0 | 0 | 0 | 0
20.08. | 11 | 0 |  | 0 | 0 | 0 | 0 | 0
20.08. | 12 | 0 |  | 0 | 0 | 0 | 0 | 0
20.08. | 13 | 0 |  | 0 | 0 | 0 | 0 | 0
20.08. | 14 | 0 |  | 0 | 0 | 0 | 0 | 0
20.08. | 15 | 0 |  | 0 | 0 | 0 | 0 | 0
20.08. | 16 | 0 |  | 0 | 0 | 0 | 0 | 0
20.08. | 17 | 0 |  | 0 | 0 | 0 | 0 | 0
20.08. | 18 | 0 |  | 0 | 0 | 0 | 0 | 0
20.08. | 19 | 0 |  | 0 | 0 | 0 | 0 | 0
20.08. | 20 | 0 |  | 0 | 0 | 0 | 0 | 0
20.08. | 21 | 0 |  | 0 | 0 | 0 | 0 | 0
20.08. | 22 | 0 |  | 0 | 0 | 0 | 0 | 0
20.08. | 23 | 0 |  | 0 | 0 | 0 | 0 | 0
20.08. | 24 | 0 |  | 0 | 0 | 0 | 0 | 0
21.08. | 1 | 0 |  | 0 | 0 | 0 | 0 | 0
21.08. | 2 | 0 |  | 0 | 0 | 0 | 0 | 0
21.08. | 3 | 0 |  | 0 | 0 | 0 | 0 | 0
21.08. | 4 | 0 |  | 0 | 0 | 0 | 0 | 0
21.08. | 5 | 0 |  | 0 | 0 | 0 | 0 | 0
21.08. | 6 | 0 |  | 0 | 0 | 0 | 0 | 0
21.08. | 7 | 0 |  | 0 | 0 | 0 | 0 | 0
21.08. | 8 | 0 |  | 0 | 0 | 0 | 0 | 0
21.08. | 9 | 0 |  | 0 | 0 | 0 | 0 | 0
21.08. | 10 | 0 |  | 0 | 0 | 0 | 0 | 0
21.08. | 11 | 0 |  | 0 | 0 | 0 | 0 | 0
21.08. | 12 | 0 |  | 0 | 0 | 0 | 0 | 0
21.08. | 13 | 0 |  | 0 | 0 | 0 | 0 | 0
21.08. | 14 | 0 |  | 0 | 0 | 0 | 0 | 0
21.08. | 15 | 0 |  | 0 | 0 | 0 | 0 | 0
21.08. | 16 | 0 |  | 0 | 0 | 0 | 0 | 0
21.08. | 17 | 0 |  | 0 | 0 | 0 | 0 | 0
21.08. | 18 | 0 |  | 0 | 0 | 0 | 0 | 0
21.08. | 19 | 0 |  | 0 | 0 | 0 | 0 | 0
21.08. | 20 | 0 |  | 0 | 0 | 0 | 0 | 0
21.08. | 21 | 0 |  | 0 | 0 | 0 | 0 | 0
21.08. | 22 | 0 |  | 0 | 0 | 0 | 0 | 0
21.08. | 23 | 0 |  | 0 | 0 | 0 | 0 | 0
21.08. | 24 | 0 |  | 0 | 0 | 0 | 0 | 0
22.08. | 1 | 0 |  | 0 | 0 | 0 | 0 | 0
22.08. | 2 | 0 |  | 0 | 0 | 0 | 0 | 0
22.08. | 3 | 0 |  | 0 | 0 | 0 | 0 | 0
22.08. | 4 | 0 |  | 0 | 0 | 0 | 0 | 0
22.08. | 5 | 0 |  | 0 | 0 | 0 | 0 | 0
22.08. | 6 | 0 |  | 0 | 0 | 0 | 0 | 0
22.08. | 7 | 0 |  | 0 | 0 | 0 | 0 | 0
22.08. | 8 | 0 |  | 0 | 0 | 0 | 0 | 0
22.08. | 9 | 0 |  | 0 | 0 | 0 | 0 | 0
22.08. | 10 | 0 |  | 0 | 0 | 0 | 0 | 0
22.08. | 11 | 0 |  | 0 | 0 | 0 | 0 | 0
22.08. | 12 | 0 |  | 0 | 0 | 0 | 0 | 0
22.08. | 13 | 0 |  | 0 | 0 | 0 | 0 | 0
22.08. | 14 | 0 |  | 0 | 0 | 0 | 0 | 0
22.08. | 15 | 0 |  | 0 | 0 | 0 | 0 | 0
22.08. | 16 | 0 |  | 0 | 0 | 0 | 0 | 0
22.08. | 17 | 0 |  | 0 | 0 | 0 | 0 | 0
22.08. | 18 | 0 |  | 0 | 0 | 0 | 0 | 0
22.08. | 19 | 0 |  | 0 | 0 | 0 | 0 | 0
22.08. | 20 | 0 |  | 0 | 0 | 0 | 0 | 0
22.08. | 21 | 0 |  | 0 | 0 | 0 | 0 | 0
22.08. | 22 | 0 |  | 0 | 0 | 0 | 0 | 0
22.08. | 23 | 0 |  | 0 | 0 | 0 | 0 | 0
22.08. | 24 | 0 |  | 0 | 0 | 0 | 0 | 0
23.08. | 1 | 0 |  | 0 | 0 | 0 | 0 | 0
23.08. | 2 | 0 |  | 0 | 0 | 0 | 0 | 0
23.08. | 3 | 0 |  | 0 | 0 | 0 | 0 | 0
23.08. | 4 | 0 |  | 0 | 0 | 0 | 0 | 0
23.08. | 5 | 0 |  | 0 | 0 | 0 | 0 | 0
23.08. | 6 | 0 |  | 0 | 0 | 0 | 0 | 0
23.08. | 7 | 0 |  | 0 | 0 | 0 | 0 | 0
23.08. | 8 | 0 |  | 0 | 0 | 0 | 0 | 0
23.08. | 9 | 0 |  | 0 | 0 | 0 | 0 | 0
23.08. | 10 | 0 |  | 0 | 0 | 0 | 0 | 0
23.08. | 11 | 0 |  | 0 | 0 | 0 | 0 | 0
23.08. | 12 | 0 |  | 0 | 0 | 0 | 0 | 0
23.08. | 13 | 0 |  | 0 | 0 | 0 | 0 | 0
23.08. | 14 | 0 |  | 0 | 0 | 0 | 0 | 0
23.08. | 15 | 0 |  | 0 | 0 | 0 | 0 | 0
23.08. | 16 | 0 |  | 0 | 0 | 0 | 0 | 0
23.08. | 17 | 0 |  | 0 | 0 | 0 | 0 | 0
23.08. | 18 | 0 |  | 0 | 0 | 0 | 0 | 0
23.08. | 19 | 0 |  | 0 | 0 | 0 | 0 | 0
23.08. | 20 | 0 |  | 0 | 0 | 0 | 0 | 0
23.08. | 21 | 0 |  | 0 | 0 | 0 | 0 | 0
23.08. | 22 | 0 |  | 0 | 0 | 0 | 0 | 0
23.08. | 23 | 0 |  | 0 | 0 | 0 | 0 | 0
23.08. | 24 | 0 |  | 0 | 0 | 0 | 0 | 0
24.08. | 1 | 0 |  | 0 | 0 | 0 | 0 | 0
24.08. | 2 | 0 |  | 0 | 0 | 0 | 0 | 0
24.08. | 3 | 0 |  | 0 | 0 | 0 | 0 | 0
24.08. | 4 | 0 |  | 0 | 0 | 0 | 0 | 0
24.08. | 5 | 0 |  | 0 | 0 | 0 | 0 | 0
24.08. | 6 | 0 |  | 0 | 0 | 0 | 0 | 0
24.08. | 7 | 0 |  | 0 | 0 | 0 | 0 | 0
24.08. | 8 | 0 |  | 0 | 0 | 0 | 0 | 0
24.08. | 9 | 0 |  | 0 | 0 | 0 | 0 | 0
24.08. | 10 | 0 |  | 0 | 0 | 0 | 0 | 0
24.08. | 11 | 0 |  | 0 | 0 | 0 | 0 | 0
24.08. | 12 | 0 |  | 0 | 0 | 0 | 0 | 0
24.08. | 13 | 0 |  | 0 | 0 | 0 | 0 | 0
24.08. | 14 | 0 |  | 0 | 0 | 0 | 0 | 0
24.08. | 15 | 0 |  | 0 | 0 | 0 | 0 | 0
24.08. | 16 | 0 |  | 0 | 0 | 0 | 0 | 0
24.08. | 17 | 0 |  | 0 | 0 | 0 | 0 | 0
24.08. | 18 | 0 |  | 0 | 0 | 0 | 0 | 0
24.08. | 19 | 0 |  | 0 | 0 | 0 | 0 | 0
24.08. | 20 | 0 |  | 0 | 0 | 0 | 0 | 0
24.08. | 21 | 0 |  | 0 | 0 | 0 | 0 | 0
24.08. | 22 | 0 |  | 0 | 0 | 0 | 0 | 0
24.08. | 23 | 0 |  | 0 | 0 | 0 | 0 | 0
24.08. | 24 | 0 |  | 0 | 0 | 0 | 0 | 0
25.08. | 1 | 0 |  | 0 | 0 | 0 | 0 | 0
25.08. | 2 | 0 |  | 0 | 0 | 0 | 0 | 0
25.08. | 3 | 0 |  | 0 | 0 | 0 | 0 | 0
25.08. | 4 | 0 |  | 0 | 0 | 0 | 0 | 0
25.08. | 5 | 0 |  | 0 | 0 | 0 | 0 | 0
25.08. | 6 | 0 |  | 0 | 0 | 0 | 0 | 0
25.08. | 7 | 0 |  | 0 | 0 | 0 | 0 | 0
25.08. | 8 | 0 |  | 0 | 0 | 0 | 0 | 0
25.08. | 9 | 0 |  | 0 | 0 | 0 | 0 | 0
25.08. | 10 | 0 |  | 0 | 0 | 0 | 0 | 0
25.08. | 11 | 0 |  | 0 | 0 | 0 | 0 | 0
25.08. | 12 | 0 |  | 0 | 0 | 0 | 0 | 0
25.08. | 13 | 0 |  | 0 | 0 | 0 | 0 | 0
25.08. | 14 | 0 |  | 0 | 0 | 0 | 0 | 0
25.08. | 15 | 0 |  | 0 | 0 | 0 | 0 | 0
25.08. | 16 | 0 |  | 0 | 0 | 0 | 0 | 0
25.08. | 17 | 0 |  | 0 | 0 | 0 | 0 | 0
25.08. | 18 | 0 |  | 0 | 0 | 0 | 0 | 0
25.08. | 19 | 0 |  | 0 | 0 | 0 | 0 | 0
25.08. | 20 | 0 |  | 0 | 0 | 0 | 0 | 0
25.08. | 21 | 0 |  | 0 | 0 | 0 | 0 | 0
25.08. | 22 | 0 |  | 0 | 0 | 0 | 0 | 0
25.08. | 23 | 0 |  | 0 | 0 | 0 | 0 | 0
25.08. | 24 | 0 |  | 0 | 0 | 0 | 0 | 0
26.08. | 1 | 0 |  | 0 | 0 | 0 | 0 | 0
26.08. | 2 | 0 |  | 0 | 0 | 0 | 0 | 0
26.08. | 3 | 0 |  | 0 | 0 | 0 | 0 | 0
26.08. | 4 | 0 |  | 0 | 0 | 0 | 0 | 0
26.08. | 5 | 0 |  | 0 | 0 | 0 | 0 | 0
26.08. | 6 | 0 |  | 0 | 0 | 0 | 0 | 0
26.08. | 7 | 0 |  | 0 | 0 | 0 | 0 | 0
26.08. | 8 | 0 |  | 0 | 0 | 0 | 0 | 0
26.08. | 9 | 0 |  | 0 | 0 | 0 | 0 | 0
26.08. | 10 | 0 |  | 0 | 0 | 0 | 0 | 0
26.08. | 11 | 0 |  | 0 | 0 | 0 | 0 | 0
26.08. | 12 | 0 |  | 0 | 0 | 0 | 0 | 0
26.08. | 13 | 0 |  | 0 | 0 | 0 | 0 | 0
26.08. | 14 | 0 |  | 0 | 0 | 0 | 0 | 0
26.08. | 15 | 0 |  | 0 | 0 | 0 | 0 | 0
26.08. | 16 | 0 |  | 0 | 0 | 0 | 0 | 0
26.08. | 17 | 0 |  | 0 | 0 | 0 | 0 | 0
26.08. | 18 | 0 |  | 0 | 0 | 0 | 0 | 0
26.08. | 19 | 0 |  | 0 | 0 | 0 | 0 | 0
26.08. | 20 | 0 |  | 0 | 0 | 0 | 0 | 0
26.08. | 21 | 0 |  | 0 | 0 | 0 | 0 | 0
26.08. | 22 | 0 |  | 0 | 0 | 0 | 0 | 0
26.08. | 23 | 0 |  | 0 | 0 | 0 | 0 | 0
26.08. | 24 | 0 |  | 0 | 0 | 0 | 0 | 0
27.08. | 1 | 0 |  | 0 | 0 | 0 | 0 | 0
27.08. | 2 | 0 |  | 0 | 0 | 0 | 0 | 0
27.08. | 3 | 0 |  | 0 | 0 | 0 | 0 | 0
27.08. | 4 | 0 |  | 0 | 0 | 0 | 0 | 0
27.08. | 5 | 0 |  | 0 | 0 | 0 | 0 | 0
27.08. | 6 | 0 |  | 0 | 0 | 0 | 0 | 0
27.08. | 7 | 0 |  | 0 | 0 | 0 | 0 | 0
27.08. | 8 | 0 |  | 0 | 0 | 0 | 0 | 0
27.08. | 9 | 0 |  | 0 | 0 | 0 | 0 | 0
27.08. | 10 | 0 |  | 0 | 0 | 0 | 0 | 0
27.08. | 11 | 0 |  | 0 | 0 | 0 | 0 | 0
27.08. | 12 | 0 |  | 0 | 0 | 0 | 0 | 0
27.08. | 13 | 0 |  | 0 | 0 | 0 | 0 | 0
27.08. | 14 | 0 |  | 0 | 0 | 0 | 0 | 0
27.08. | 15 | 0 |  | 0 | 0 | 0 | 0 | 0
27.08. | 16 | 0 |  | 0 | 0 | 0 | 0 | 0
27.08. | 17 | 0 |  | 0 | 0 | 0 | 0 | 0
27.08. | 18 | 0 |  | 0 | 0 | 0 | 0 | 0
27.08. | 19 | 0 |  | 0 | 0 | 0 | 0 | 0
27.08. | 20 | 0 |  | 0 | 0 | 0 | 0 | 0
27.08. | 21 | 0 |  | 0 | 0 | 0 | 0 | 0
27.08. | 22 | 0 |  | 0 | 0 | 0 | 0 | 0
27.08. | 23 | 0 |  | 0 | 0 | 0 | 0 | 0
27.08. | 24 | 0 |  | 0 | 0 | 0 | 0 | 0
28.08. | 1 | 0 |  | 0 | 0 | 0 | 0 | 0
28.08. | 2 | 0 |  | 0 | 0 | 0 | 0 | 0
28.08. | 3 | 0 |  | 0 | 0 | 0 | 0 | 0
28.08. | 4 | 0 |  | 0 | 0 | 0 | 0 | 0
28.08. | 5 | 0 |  | 0 | 0 | 0 | 0 | 0
28.08. | 6 | 0 |  | 0 | 0 | 0 | 0 | 0
28.08. | 7 | 0 |  | 0 | 0 | 0 | 0 | 0
28.08. | 8 | 0 |  | 0 | 0 | 0 | 0 | 0
28.08. | 9 | 0 |  | 0 | 0 | 0 | 0 | 0
28.08. | 10 | 0 |  | 0 | 0 | 0 | 0 | 0
28.08. | 11 | 0 |  | 0 | 0 | 0 | 0 | 0
28.08. | 12 | 0 |  | 0 | 0 | 0 | 0 | 0
28.08. | 13 | 0 |  | 0 | 0 | 0 | 0 | 0
28.08. | 14 | 0 |  | 0 | 0 | 0 | 0 | 0
28.08. | 15 | 0 |  | 0 | 0 | 0 | 0 | 0
28.08. | 16 | 0 |  | 0 | 0 | 0 | 0 | 0
28.08. | 17 | 0 |  | 0 | 0 | 0 | 0 | 0
28.08. | 18 | 0 |  | 0 | 0 | 0 | 0 | 0
28.08. | 19 | 0 |  | 0 | 0 | 0 | 0 | 0
28.08. | 20 | 0 |  | 0 | 0 | 0 | 0 | 0
28.08. | 21 | 0 |  | 0 | 0 | 0 | 0 | 0
28.08. | 22 | 0 |  | 0 | 0 | 0 | 0 | 0
28.08. | 23 | 0 |  | 0 | 0 | 0 | 0 | 0
28.08. | 24 | 0 |  | 0 | 0 | 0 | 0 | 0
29.08. | 1 | 0 |  | 0 | 0 | 0 | 0 | 0
29.08. | 2 | 0 |  | 0 | 0 | 0 | 0 | 0
29.08. | 3 | 0 |  | 0 | 0 | 0 | 0 | 0
29.08. | 4 | 0 |  | 0 | 0 | 0 | 0 | 0
29.08. | 5 | 0 |  | 0 | 0 | 0 | 0 | 0
29.08. | 6 | 0 |  | 0 | 0 | 0 | 0 | 0
29.08. | 7 | 0 |  | 0 | 0 | 0 | 0 | 0
29.08. | 8 | 0 |  | 0 | 0 | 0 | 0 | 0
29.08. | 9 | 0 |  | 0 | 0 | 0 | 0 | 0
29.08. | 10 | 0 |  | 0 | 0 | 0 | 0 | 0
29.08. | 11 | 0 |  | 0 | 0 | 0 | 0 | 0
29.08. | 12 | 0 |  | 0 | 0 | 0 | 0 | 0
29.08. | 13 | 0 |  | 0 | 0 | 0 | 0 | 0
29.08. | 14 | 0 |  | 0 | 0 | 0 | 0 | 0
29.08. | 15 | 0 |  | 0 | 0 | 0 | 0 | 0
29.08. | 16 | 0 |  | 0 | 0 | 0 | 0 | 0
29.08. | 17 | 0 |  | 0 | 0 | 0 | 0 | 0
29.08. | 18 | 0 |  | 0 | 0 | 0 | 0 | 0
29.08. | 19 | 0 |  | 0 | 0 | 0 | 0 | 0
29.08. | 20 | 0 |  | 0 | 0 | 0 | 0 | 0
29.08. | 21 | 0 |  | 0 | 0 | 0 | 0 | 0
29.08. | 22 | 0 |  | 0 | 0 | 0 | 0 | 0
29.08. | 23 | 0 |  | 0 | 0 | 0 | 0 | 0
29.08. | 24 | 0 |  | 0 | 0 | 0 | 0 | 0
30.08. | 1 | 0 |  | 0 | 0 | 0 | 0 | 0
30.08. | 2 | 0 |  | 0 | 0 | 0 | 0 | 0
30.08. | 3 | 0 |  | 0 | 0 | 0 | 0 | 0
30.08. | 4 | 0 |  | 0 | 0 | 0 | 0 | 0
30.08. | 5 | 0 |  | 0 | 0 | 0 | 0 | 0
30.08. | 6 | 0 |  | 0 | 0 | 0 | 0 | 0
30.08. | 7 | 0 |  | 0 | 0 | 0 | 0 | 0
30.08. | 8 | 0 |  | 0 | 0 | 0 | 0 | 0
30.08. | 9 | 0 |  | 0 | 0 | 0 | 0 | 0
30.08. | 10 | 0 |  | 0 | 0 | 0 | 0 | 0
30.08. | 11 | 0 |  | 0 | 0 | 0 | 0 | 0
30.08. | 12 | 0 |  | 0 | 0 | 0 | 0 | 0
30.08. | 13 | 0 |  | 0 | 0 | 0 | 0 | 0
30.08. | 14 | 0 |  | 0 | 0 | 0 | 0 | 0
30.08. | 15 | 0 |  | 0 | 0 | 0 | 0 | 0
30.08. | 16 | 0 |  | 0 | 0 | 0 | 0 | 0
30.08. | 17 | 0 |  | 0 | 0 | 0 | 0 | 0
30.08. | 18 | 0 |  | 0 | 0 | 0 | 0 | 0
30.08. | 19 | 0 |  | 0 | 0 | 0 | 0 | 0
30.08. | 20 | 0 |  | 0 | 0 | 0 | 0 | 0
30.08. | 21 | 0 |  | 0 | 0 | 0 | 0 | 0
30.08. | 22 | 0 |  | 0 | 0 | 0 | 0 | 0
30.08. | 23 | 0 |  | 0 | 0 | 0 | 0 | 0
30.08. | 24 | 0 |  | 0 | 0 | 0 | 0 | 0
31.08. | 1 | 0 |  | 0 | 0 | 0 | 0 | 0
31.08. | 2 | 0 |  | 0 | 0 | 0 | 0 | 0
31.08. | 3 | 0 |  | 0 | 0 | 0 | 0 | 0
31.08. | 4 | 0 |  | 0 | 0 | 0 | 0 | 0
31.08. | 5 | 0 |  | 0 | 0 | 0 | 0 | 0
31.08. | 6 | 0 |  | 0 | 0 | 0 | 0 | 0
31.08. | 7 | 0 |  | 0 | 0 | 0 | 0 | 0
31.08. | 8 | 0 |  | 0 | 0 | 0 | 0 | 0
31.08. | 9 | 0 |  | 0 | 0 | 0 | 0 | 0
31.08. | 10 | 0 |  | 0 | 0 | 0 | 0 | 0
31.08. | 11 | 0 |  | 0 | 0 | 0 | 0 | 0
31.08. | 12 | 0 |  | 0 | 0 | 0 | 0 | 0
31.08. | 13 | 0 |  | 0 | 0 | 0 | 0 | 0
31.08. | 14 | 0 |  | 0 | 0 | 0 | 0 | 0
31.08. | 15 | 0 |  | 0 | 0 | 0 | 0 | 0
31.08. | 16 | 0 |  | 0 | 0 | 0 | 0 | 0
31.08. | 17 | 0 |  | 0 | 0 | 0 | 0 | 0
31.08. | 18 | 0 |  | 0 | 0 | 0 | 0 | 0
31.08. | 19 | 0 |  | 0 | 0 | 0 | 0 | 0
31.08. | 20 | 0 |  | 0 | 0 | 0 | 0 | 0
31.08. | 21 | 0 |  | 0 | 0 | 0 | 0 | 0
31.08. | 22 | 0 |  | 0 | 0 | 0 | 0 | 0
31.08. | 23 | 0 |  | 0 | 0 | 0 | 0 | 0
31.08. | 24 | 0 |  | 0 | 0 | 0 | 0 | 0
01.09. | 1 | 0 |  | 0 | 0 | 0 | 0 | 0
01.09. | 2 | 0 |  | 0 | 0 | 0 | 0 | 0
01.09. | 3 | 0 |  | 0 | 0 | 0 | 0 | 0
01.09. | 4 | 0 |  | 0 | 0 | 0 | 0 | 0
01.09. | 5 | 0 |  | 0 | 0 | 0 | 0 | 0
01.09. | 6 | 0 |  | 0 | 0 | 0 | 0 | 0
01.09. | 7 | 0 |  | 0 | 0 | 0 | 0 | 0
01.09. | 8 | 0 |  | 0 | 0 | 0 | 0 | 0
01.09. | 9 | 0 |  | 0 | 0 | 0 | 0 | 0
01.09. | 10 | 0 |  | 0 | 0 | 0 | 0 | 0
01.09. | 11 | 0 |  | 0 | 0 | 0 | 0 | 0
01.09. | 12 | 0 |  | 0 | 0 | 0 | 0 | 0
01.09. | 13 | 0 |  | 0 | 0 | 0 | 0 | 0
01.09. | 14 | 0 |  | 0 | 0 | 0 | 0 | 0
01.09. | 15 | 0 |  | 0 | 0 | 0 | 0 | 0
01.09. | 16 | 0 |  | 0 | 0 | 0 | 0 | 0
01.09. | 17 | 0 |  | 0 | 0 | 0 | 0 | 0
01.09. | 18 | 0 |  | 0 | 0 | 0 | 0 | 0
01.09. | 19 | 0 |  | 0 | 0 | 0 | 0 | 0
01.09. | 20 | 0 |  | 0 | 0 | 0 | 0 | 0
01.09. | 21 | 0 |  | 0 | 0 | 0 | 0 | 0
01.09. | 22 | 0 |  | 0 | 0 | 0 | 0 | 0
01.09. | 23 | 0 |  | 0 | 0 | 0 | 0 | 0
01.09. | 24 | 0 |  | 0 | 0 | 0 | 0 | 0
02.09. | 1 | 0 |  | 0 | 0 | 0 | 0 | 0
02.09. | 2 | 0 |  | 0 | 0 | 0 | 0 | 0
02.09. | 3 | 0 |  | 0 | 0 | 0 | 0 | 0
02.09. | 4 | 0 |  | 0 | 0 | 0 | 0 | 0
02.09. | 5 | 0 |  | 0 | 0 | 0 | 0 | 0
02.09. | 6 | 0 |  | 0 | 0 | 0 | 0 | 0
02.09. | 7 | 0 |  | 0 | 0 | 0 | 0 | 0
02.09. | 8 | 0 |  | 0 | 0 | 0 | 0 | 0
02.09. | 9 | 0 |  | 0 | 0 | 0 | 0 | 0
02.09. | 10 | 0 |  | 0 | 0 | 0 | 0 | 0
02.09. | 11 | 0 |  | 0 | 0 | 0 | 0 | 0
02.09. | 12 | 0 |  | 0 | 0 | 0 | 0 | 0
02.09. | 13 | 0 |  | 0 | 0 | 0 | 0 | 0
02.09. | 14 | 0 |  | 0 | 0 | 0 | 0 | 0
02.09. | 15 | 0 |  | 0 | 0 | 0 | 0 | 0
02.09. | 16 | 0 |  | 0 | 0 | 0 | 0 | 0
02.09. | 17 | 0 |  | 0 | 0 | 0 | 0 | 0
02.09. | 18 | 0 |  | 0 | 0 | 0 | 0 | 0
02.09. | 19 | 0 |  | 0 | 0 | 0 | 0 | 0
02.09. | 20 | 0 |  | 0 | 0 | 0 | 0 | 0
02.09. | 21 | 0 |  | 0 | 0 | 0 | 0 | 0
02.09. | 22 | 0 |  | 0 | 0 | 0 | 0 | 0
02.09. | 23 | 0 |  | 0 | 0 | 0 | 0 | 0
02.09. | 24 | 0 |  | 0 | 0 | 0 | 0 | 0
03.09. | 1 | 0 |  | 0 | 0 | 0 | 0 | 0
03.09. | 2 | 0 |  | 0 | 0 | 0 | 0 | 0
03.09. | 3 | 0 |  | 0 | 0 | 0 | 0 | 0
03.09. | 4 | 0 |  | 0 | 0 | 0 | 0 | 0
03.09. | 5 | 0 |  | 0 | 0 | 0 | 0 | 0
03.09. | 6 | 0 |  | 0 | 0 | 0 | 0 | 0
03.09. | 7 | 0 |  | 0 | 0 | 0 | 0 | 0
03.09. | 8 | 0 |  | 0 | 0 | 0 | 0 | 0
03.09. | 9 | 0 |  | 0 | 0 | 0 | 0 | 0
03.09. | 10 | 0 |  | 0 | 0 | 0 | 0 | 0
03.09. | 11 | 0 |  | 0 | 0 | 0 | 0 | 0
03.09. | 12 | 0 |  | 0 | 0 | 0 | 0 | 0
03.09. | 13 | 0 |  | 0 | 0 | 0 | 0 | 0
03.09. | 14 | 0 |  | 0 | 0 | 0 | 0 | 0
03.09. | 15 | 0 |  | 0 | 0 | 0 | 0 | 0
03.09. | 16 | 0 |  | 0 | 0 | 0 | 0 | 0
03.09. | 17 | 0 |  | 0 | 0 | 0 | 0 | 0
03.09. | 18 | 0 |  | 0 | 0 | 0 | 0 | 0
03.09. | 19 | 0 |  | 0 | 0 | 0 | 0 | 0
03.09. | 20 | 0 |  | 0 | 0 | 0 | 0 | 0
03.09. | 21 | 0 |  | 0 | 0 | 0 | 0 | 0
03.09. | 22 | 0 |  | 0 | 0 | 0 | 0 | 0
03.09. | 23 | 0 |  | 0 | 0 | 0 | 0 | 0
03.09. | 24 | 0 |  | 0 | 0 | 0 | 0 | 0
04.09. | 1 | 0 |  | 0 | 0 | 0 | 0 | 0
04.09. | 2 | 0 |  | 0 | 0 | 0 | 0 | 0
04.09. | 3 | 0 |  | 0 | 0 | 0 | 0 | 0
04.09. | 4 | 0 |  | 0 | 0 | 0 | 0 | 0
04.09. | 5 | 0 |  | 0 | 0 | 0 | 0 | 0
04.09. | 6 | 0 |  | 0 | 0 | 0 | 0 | 0
04.09. | 7 | 0 |  | 0 | 0 | 0 | 0 | 0
04.09. | 8 | 0 |  | 0 | 0 | 0 | 0 | 0
04.09. | 9 | 0 |  | 0 | 0 | 0 | 0 | 0
04.09. | 10 | 0 |  | 0 | 0 | 0 | 0 | 0
04.09. | 11 | 0 |  | 0 | 0 | 0 | 0 | 0
04.09. | 12 | 0 |  | 0 | 0 | 0 | 0 | 0
04.09. | 13 | 0 |  | 0 | 0 | 0 | 0 | 0
04.09. | 14 | 0 |  | 0 | 0 | 0 | 0 | 0
04.09. | 15 | 0 |  | 0 | 0 | 0 | 0 | 0
04.09. | 16 | 0 |  | 0 | 0 | 0 | 0 | 0
04.09. | 17 | 0 |  | 0 | 0 | 0 | 0 | 0
04.09. | 18 | 0 |  | 0 | 0 | 0 | 0 | 0
04.09. | 19 | 0 |  | 0 | 0 | 0 | 0 | 0
04.09. | 20 | 0 |  | 0 | 0 | 0 | 0 | 0
04.09. | 21 | 0 |  | 0 | 0 | 0 | 0 | 0
04.09. | 22 | 0 |  | 0 | 0 | 0 | 0 | 0
04.09. | 23 | 0 |  | 0 | 0 | 0 | 0 | 0
04.09. | 24 | 0 |  | 0 | 0 | 0 | 0 | 0
05.09. | 1 | 0 |  | 0 | 0 | 0 | 0 | 0
05.09. | 2 | 0 |  | 0 | 0 | 0 | 0 | 0
05.09. | 3 | 0 |  | 0 | 0 | 0 | 0 | 0
05.09. | 4 | 0 |  | 0 | 0 | 0 | 0 | 0
05.09. | 5 | 0 |  | 0 | 0 | 0 | 0 | 0
05.09. | 6 | 0 |  | 0 | 0 | 0 | 0 | 0
05.09. | 7 | 0 |  | 0 | 0 | 0 | 0 | 0
05.09. | 8 | 0 |  | 0 | 0 | 0 | 0 | 0
05.09. | 9 | 0 |  | 0 | 0 | 0 | 0 | 0
05.09. | 10 | 0 |  | 0 | 0 | 0 | 0 | 0
05.09. | 11 | 0 |  | 0 | 0 | 0 | 0 | 0
05.09. | 12 | 0 |  | 0 | 0 | 0 | 0 | 0
05.09. | 13 | 0 |  | 0 | 0 | 0 | 0 | 0
05.09. | 14 | 0 |  | 0 | 0 | 0 | 0 | 0
05.09. | 15 | 0 |  | 0 | 0 | 0 | 0 | 0
05.09. | 16 | 0 |  | 0 | 0 | 0 | 0 | 0
05.09. | 17 | 0 |  | 0 | 0 | 0 | 0 | 0
05.09. | 18 | 0 |  | 0 | 0 | 0 | 0 | 0
05.09. | 19 | 0 |  | 0 | 0 | 0 | 0 | 0
05.09. | 20 | 0 |  | 0 | 0 | 0 | 0 | 0
05.09. | 21 | 0 |  | 0 | 0 | 0 | 0 | 0
05.09. | 22 | 0 |  | 0 | 0 | 0 | 0 | 0
05.09. | 23 | 0 |  | 0 | 0 | 0 | 0 | 0
05.09. | 24 | 0 |  | 0 | 0 | 0 | 0 | 0
06.09. | 1 | 0 |  | 0 | 0 | 0 | 0 | 0
06.09. | 2 | 0 |  | 0 | 0 | 0 | 0 | 0
06.09. | 3 | 0 |  | 0 | 0 | 0 | 0 | 0
06.09. | 4 | 0 |  | 0 | 0 | 0 | 0 | 0
06.09. | 5 | 0 |  | 0 | 0 | 0 | 0 | 0
06.09. | 6 | 0 |  | 0 | 0 | 0 | 0 | 0
06.09. | 7 | 0 |  | 0 | 0 | 0 | 0 | 0
06.09. | 8 | 0 |  | 0 | 0 | 0 | 0 | 0
06.09. | 9 | 0 |  | 0 | 0 | 0 | 0 | 0
06.09. | 10 | 0 |  | 0 | 0 | 0 | 0 | 0
06.09. | 11 | 0 |  | 0 | 0 | 0 | 0 | 0
06.09. | 12 | 0 |  | 0 | 0 | 0 | 0 | 0
06.09. | 13 | 0 |  | 0 | 0 | 0 | 0 | 0
06.09. | 14 | 0 |  | 0 | 0 | 0 | 0 | 0
06.09. | 15 | 0 |  | 0 | 0 | 0 | 0 | 0
06.09. | 16 | 0 |  | 0 | 0 | 0 | 0 | 0
06.09. | 17 | 0 |  | 0 | 0 | 0 | 0 | 0
06.09. | 18 | 0 |  | 0 | 0 | 0 | 0 | 0
06.09. | 19 | 0 |  | 0 | 0 | 0 | 0 | 0
06.09. | 20 | 0 |  | 0 | 0 | 0 | 0 | 0
06.09. | 21 | 0 |  | 0 | 0 | 0 | 0 | 0
06.09. | 22 | 0 |  | 0 | 0 | 0 | 0 | 0
06.09. | 23 | 0 |  | 0 | 0 | 0 | 0 | 0
06.09. | 24 | 0 |  | 0 | 0 | 0 | 0 | 0
07.09. | 1 | 0 |  | 0 | 0 | 0 | 0 | 0
07.09. | 2 | 0 |  | 0 | 0 | 0 | 0 | 0
07.09. | 3 | 0 |  | 0 | 0 | 0 | 0 | 0
07.09. | 4 | 0 |  | 0 | 0 | 0 | 0 | 0
07.09. | 5 | 0 |  | 0 | 0 | 0 | 0 | 0
07.09. | 6 | 0 |  | 0 | 0 | 0 | 0 | 0
07.09. | 7 | 0 |  | 0 | 0 | 0 | 0 | 0
07.09. | 8 | 0 |  | 0 | 0 | 0 | 0 | 0
07.09. | 9 | 0 |  | 0 | 0 | 0 | 0 | 0
07.09. | 10 | 0 |  | 0 | 0 | 0 | 0 | 0
07.09. | 11 | 0 |  | 0 | 0 | 0 | 0 | 0
07.09. | 12 | 0 |  | 0 | 0 | 0 | 0 | 0
07.09. | 13 | 0 |  | 0 | 0 | 0 | 0 | 0
07.09. | 14 | 0 |  | 0 | 0 | 0 | 0 | 0
07.09. | 15 | 0 |  | 0 | 0 | 0 | 0 | 0
07.09. | 16 | 0 |  | 0 | 0 | 0 | 0 | 0
07.09. | 17 | 0 |  | 0 | 0 | 0 | 0 | 0
07.09. | 18 | 0 |  | 0 | 0 | 0 | 0 | 0
07.09. | 19 | 0 |  | 0 | 0 | 0 | 0 | 0
07.09. | 20 | 0 |  | 0 | 0 | 0 | 0 | 0
07.09. | 21 | 0 |  | 0 | 0 | 0 | 0 | 0
07.09. | 22 | 0 |  | 0 | 0 | 0 | 0 | 0
07.09. | 23 | 0 |  | 0 | 0 | 0 | 0 | 0
07.09. | 24 | 0 |  | 0 | 0 | 0 | 0 | 0
08.09. | 1 | 0 |  | 0 | 0 | 0 | 0 | 0
08.09. | 2 | 0 |  | 0 | 0 | 0 | 0 | 0
08.09. | 3 | 0 |  | 0 | 0 | 0 | 0 | 0
08.09. | 4 | 0 |  | 0 | 0 | 0 | 0 | 0
08.09. | 5 | 0 |  | 0 | 0 | 0 | 0 | 0
08.09. | 6 | 0 |  | 0 | 0 | 0 | 0 | 0
08.09. | 7 | 0 |  | 0 | 0 | 0 | 0 | 0
08.09. | 8 | 0 |  | 0 | 0 | 0 | 0 | 0
08.09. | 9 | 0 |  | 0 | 0 | 0 | 0 | 0
08.09. | 10 | 0 |  | 0 | 0 | 0 | 0 | 0
08.09. | 11 | 0 |  | 0 | 0 | 0 | 0 | 0
08.09. | 12 | 0 |  | 0 | 0 | 0 | 0 | 0
08.09. | 13 | 0 |  | 0 | 0 | 0 | 0 | 0
08.09. | 14 | 0 |  | 0 | 0 | 0 | 0 | 0
08.09. | 15 | 0 |  | 0 | 0 | 0 | 0 | 0
08.09. | 16 | 0 |  | 0 | 0 | 0 | 0 | 0
08.09. | 17 | 0 |  | 0 | 0 | 0 | 0 | 0
08.09. | 18 | 0 |  | 0 | 0 | 0 | 0 | 0
08.09. | 19 | 0 |  | 0 | 0 | 0 | 0 | 0
08.09. | 20 | 0 |  | 0 | 0 | 0 | 0 | 0
08.09. | 21 | 0 |  | 0 | 0 | 0 | 0 | 0
08.09. | 22 | 0 |  | 0 | 0 | 0 | 0 | 0
08.09. | 23 | 0 |  | 0 | 0 | 0 | 0 | 0
08.09. | 24 | 0 |  | 0 | 0 | 0 | 0 | 0
09.09. | 1 | 0 |  | 0 | 0 | 0 | 0 | 0
09.09. | 2 | 0 |  | 0 | 0 | 0 | 0 | 0
09.09. | 3 | 0 |  | 0 | 0 | 0 | 0 | 0
09.09. | 4 | 0 |  | 0 | 0 | 0 | 0 | 0
09.09. | 5 | 0 |  | 0 | 0 | 0 | 0 | 0
09.09. | 6 | 0 |  | 0 | 0 | 0 | 0 | 0
09.09. | 7 | 0 |  | 0 | 0 | 0 | 0 | 0
09.09. | 8 | 0 |  | 0 | 0 | 0 | 0 | 0
09.09. | 9 | 0 |  | 0 | 0 | 0 | 0 | 0
09.09. | 10 | 0 |  | 0 | 0 | 0 | 0 | 0
09.09. | 11 | 0 |  | 0 | 0 | 0 | 0 | 0
09.09. | 12 | 0 |  | 0 | 0 | 0 | 0 | 0
09.09. | 13 | 0 |  | 0 | 0 | 0 | 0 | 0
09.09. | 14 | 0 |  | 0 | 0 | 0 | 0 | 0
09.09. | 15 | 0 |  | 0 | 0 | 0 | 0 | 0
09.09. | 16 | 0 |  | 0 | 0 | 0 | 0 | 0
09.09. | 17 | 0 |  | 0 | 0 | 0 | 0 | 0
09.09. | 18 | 0 |  | 0 | 0 | 0 | 0 | 0
09.09. | 19 | 0 |  | 0 | 0 | 0 | 0 | 0
09.09. | 20 | 0 |  | 0 | 0 | 0 | 0 | 0
09.09. | 21 | 0 |  | 0 | 0 | 0 | 0 | 0
09.09. | 22 | 0 |  | 0 | 0 | 0 | 0 | 0
09.09. | 23 | 0 |  | 0 | 0 | 0 | 0 | 0
09.09. | 24 | 0 |  | 0 | 0 | 0 | 0 | 0
10.09. | 1 | 0 |  | 0 | 0 | 0 | 0 | 0
10.09. | 2 | 0 |  | 0 | 0 | 0 | 0 | 0
10.09. | 3 | 0 |  | 0 | 0 | 0 | 0 | 0
10.09. | 4 | 0 |  | 0 | 0 | 0 | 0 | 0
10.09. | 5 | 0 |  | 0 | 0 | 0 | 0 | 0
10.09. | 6 | 0 |  | 0 | 0 | 0 | 0 | 0
10.09. | 7 | 0 |  | 0 | 0 | 0 | 0 | 0
10.09. | 8 | 0 |  | 0 | 0 | 0 | 0 | 0
10.09. | 9 | 0 |  | 0 | 0 | 0 | 0 | 0
10.09. | 10 | 0 |  | 0 | 0 | 0 | 0 | 0
10.09. | 11 | 0 |  | 0 | 0 | 0 | 0 | 0
10.09. | 12 | 0 |  | 0 | 0 | 0 | 0 | 0
10.09. | 13 | 0 |  | 0 | 0 | 0 | 0 | 0
10.09. | 14 | 0 |  | 0 | 0 | 0 | 0 | 0
10.09. | 15 | 0 |  | 0 | 0 | 0 | 0 | 0
10.09. | 16 | 0 |  | 0 | 0 | 0 | 0 | 0
10.09. | 17 | 0 |  | 0 | 0 | 0 | 0 | 0
10.09. | 18 | 0 |  | 0 | 0 | 0 | 0 | 0
10.09. | 19 | 0 |  | 0 | 0 | 0 | 0 | 0
10.09. | 20 | 0 |  | 0 | 0 | 0 | 0 | 0
10.09. | 21 | 0 |  | 0 | 0 | 0 | 0 | 0
10.09. | 22 | 0 |  | 0 | 0 | 0 | 0 | 0
10.09. | 23 | 0 |  | 0 | 0 | 0 | 0 | 0
10.09. | 24 | 0 |  | 0 | 0 | 0 | 0 | 0
11.09. | 1 | 0 |  | 0 | 0 | 0 | 0 | 0
11.09. | 2 | 0 |  | 0 | 0 | 0 | 0 | 0
11.09. | 3 | 0 |  | 0 | 0 | 0 | 0 | 0
11.09. | 4 | 0 |  | 0 | 0 | 0 | 0 | 0
11.09. | 5 | 0 |  | 0 | 0 | 0 | 0 | 0
11.09. | 6 | 0 |  | 0 | 0 | 0 | 0 | 0
11.09. | 7 | 0 |  | 0 | 0 | 0 | 0 | 0
11.09. | 8 | 0 |  | 0 | 0 | 0 | 0 | 0
11.09. | 9 | 0 |  | 0 | 0 | 0 | 0 | 0
11.09. | 10 | 0 |  | 0 | 0 | 0 | 0 | 0
11.09. | 11 | 0 |  | 0 | 0 | 0 | 0 | 0
11.09. | 12 | 0 |  | 0 | 0 | 0 | 0 | 0
11.09. | 13 | 0 |  | 0 | 0 | 0 | 0 | 0
11.09. | 14 | 0 |  | 0 | 0 | 0 | 0 | 0
11.09. | 15 | 0 |  | 0 | 0 | 0 | 0 | 0
11.09. | 16 | 0 |  | 0 | 0 | 0 | 0 | 0
11.09. | 17 | 0 |  | 0 | 0 | 0 | 0 | 0
11.09. | 18 | 0 |  | 0 | 0 | 0 | 0 | 0
11.09. | 19 | 0 |  | 0 | 0 | 0 | 0 | 0
11.09. | 20 | 0 |  | 0 | 0 | 0 | 0 | 0
11.09. | 21 | 0 |  | 0 | 0 | 0 | 0 | 0
11.09. | 22 | 0 |  | 0 | 0 | 0 | 0 | 0
11.09. | 23 | 0 |  | 0 | 0 | 0 | 0 | 0
11.09. | 24 | 0 |  | 0 | 0 | 0 | 0 | 0
12.09. | 1 | 0 |  | 0 | 0 | 0 | 0 | 0
12.09. | 2 | 0 |  | 0 | 0 | 0 | 0 | 0
12.09. | 3 | 0 |  | 0 | 0 | 0 | 0 | 0
12.09. | 4 | 0 |  | 0 | 0 | 0 | 0 | 0
12.09. | 5 | 0 |  | 0 | 0 | 0 | 0 | 0
12.09. | 6 | 0 |  | 0 | 0 | 0 | 0 | 0
12.09. | 7 | 0 |  | 0 | 0 | 0 | 0 | 0
12.09. | 8 | 0 |  | 0 | 0 | 0 | 0 | 0
12.09. | 9 | 0 |  | 0 | 0 | 0 | 0 | 0
12.09. | 10 | 0 |  | 0 | 0 | 0 | 0 | 0
12.09. | 11 | 0 |  | 0 | 0 | 0 | 0 | 0
12.09. | 12 | 0 |  | 0 | 0 | 0 | 0 | 0
12.09. | 13 | 0 |  | 0 | 0 | 0 | 0 | 0
12.09. | 14 | 0 |  | 0 | 0 | 0 | 0 | 0
12.09. | 15 | 0 |  | 0 | 0 | 0 | 0 | 0
12.09. | 16 | 0 |  | 0 | 0 | 0 | 0 | 0
12.09. | 17 | 0 |  | 0 | 0 | 0 | 0 | 0
12.09. | 18 | 0 |  | 0 | 0 | 0 | 0 | 0
12.09. | 19 | 0 |  | 0 | 0 | 0 | 0 | 0
12.09. | 20 | 0 |  | 0 | 0 | 0 | 0 | 0
12.09. | 21 | 0 |  | 0 | 0 | 0 | 0 | 0
12.09. | 22 | 0 |  | 0 | 0 | 0 | 0 | 0
12.09. | 23 | 0 |  | 0 | 0 | 0 | 0 | 0
12.09. | 24 | 0 |  | 0 | 0 | 0 | 0 | 0
13.09. | 1 | 0 |  | 0 | 0 | 0 | 0 | 0
13.09. | 2 | 0 |  | 0 | 0 | 0 | 0 | 0
13.09. | 3 | 0 |  | 0 | 0 | 0 | 0 | 0
13.09. | 4 | 0 |  | 0 | 0 | 0 | 0 | 0
13.09. | 5 | 0 |  | 0 | 0 | 0 | 0 | 0
13.09. | 6 | 0 |  | 0 | 0 | 0 | 0 | 0
13.09. | 7 | 0 |  | 0 | 0 | 0 | 0 | 0
13.09. | 8 | 0 |  | 0 | 0 | 0 | 0 | 0
13.09. | 9 | 0 |  | 0 | 0 | 0 | 0 | 0
13.09. | 10 | 0 |  | 0 | 0 | 0 | 0 | 0
13.09. | 11 | 0 |  | 0 | 0 | 0 | 0 | 0
13.09. | 12 | 0 |  | 0 | 0 | 0 | 0 | 0
13.09. | 13 | 0 |  | 0 | 0 | 0 | 0 | 0
13.09. | 14 | 0 |  | 0 | 0 | 0 | 0 | 0
13.09. | 15 | 0 |  | 0 | 0 | 0 | 0 | 0
13.09. | 16 | 0 |  | 0 | 0 | 0 | 0 | 0
13.09. | 17 | 0 |  | 0 | 0 | 0 | 0 | 0
13.09. | 18 | 0 |  | 0 | 0 | 0 | 0 | 0
13.09. | 19 | 0 |  | 0 | 0 | 0 | 0 | 0
13.09. | 20 | 0 |  | 0 | 0 | 0 | 0 | 0
13.09. | 21 | 0 |  | 0 | 0 | 0 | 0 | 0
13.09. | 22 | 0 |  | 0 | 0 | 0 | 0 | 0
13.09. | 23 | 0 |  | 0 | 0 | 0 | 0 | 0
13.09. | 24 | 0 |  | 0 | 0 | 0 | 0 | 0
14.09. | 1 | 0 |  | 0 | 0 | 0 | 0 | 0
14.09. | 2 | 0 |  | 0 | 0 | 0 | 0 | 0
14.09. | 3 | 0 |  | 0 | 0 | 0 | 0 | 0
14.09. | 4 | 0 |  | 0 | 0 | 0 | 0 | 0
14.09. | 5 | 0 |  | 0 | 0 | 0 | 0 | 0
14.09. | 6 | 0 |  | 0 | 0 | 0 | 0 | 0
14.09. | 7 | 0 |  | 0 | 0 | 0 | 0 | 0
14.09. | 8 | 0 |  | 0 | 0 | 0 | 0 | 0
14.09. | 9 | 0 |  | 0 | 0 | 0 | 0 | 0
14.09. | 10 | 0 |  | 0 | 0 | 0 | 0 | 0
14.09. | 11 | 0 |  | 0 | 0 | 0 | 0 | 0
14.09. | 12 | 0 |  | 0 | 0 | 0 | 0 | 0
14.09. | 13 | 0 |  | 0 | 0 | 0 | 0 | 0
14.09. | 14 | 0 |  | 0 | 0 | 0 | 0 | 0
14.09. | 15 | 0 |  | 0 | 0 | 0 | 0 | 0
14.09. | 16 | 0 |  | 0 | 0 | 0 | 0 | 0
14.09. | 17 | 0 |  | 0 | 0 | 0 | 0 | 0
14.09. | 18 | 0 |  | 0 | 0 | 0 | 0 | 0
14.09. | 19 | 0 |  | 0 | 0 | 0 | 0 | 0
14.09. | 20 | 0 |  | 0 | 0 | 0 | 0 | 0
14.09. | 21 | 0 |  | 0 | 0 | 0 | 0 | 0
14.09. | 22 | 0 |  | 0 | 0 | 0 | 0 | 0
14.09. | 23 | 0 |  | 0 | 0 | 0 | 0 | 0
14.09. | 24 | 0 |  | 0 | 0 | 0 | 0 | 0
15.09. | 1 | 0 |  | 0 | 0 | 0 | 0 | 0
15.09. | 2 | 0 |  | 0 | 0 | 0 | 0 | 0
15.09. | 3 | 0 |  | 0 | 0 | 0 | 0 | 0
15.09. | 4 | 0 |  | 0 | 0 | 0 | 0 | 0
15.09. | 5 | 0 |  | 0 | 0 | 0 | 0 | 0
15.09. | 6 | 0 |  | 0 | 0 | 0 | 0 | 0
15.09. | 7 | 0 |  | 0 | 0 | 0 | 0 | 0
15.09. | 8 | 0 |  | 0 | 0 | 0 | 0 | 0
15.09. | 9 | 0 |  | 0 | 0 | 0 | 0 | 0
15.09. | 10 | 0 |  | 0 | 0 | 0 | 0 | 0
15.09. | 11 | 0 |  | 0 | 0 | 0 | 0 | 0
15.09. | 12 | 0 |  | 0 | 0 | 0 | 0 | 0
15.09. | 13 | 0 |  | 0 | 0 | 0 | 0 | 0
15.09. | 14 | 0 |  | 0 | 0 | 0 | 0 | 0
15.09. | 15 | 0 |  | 0 | 0 | 0 | 0 | 0
15.09. | 16 | 0 |  | 0 | 0 | 0 | 0 | 0
15.09. | 17 | 0 |  | 0 | 0 | 0 | 0 | 0
15.09. | 18 | 0 |  | 0 | 0 | 0 | 0 | 0
15.09. | 19 | 0 |  | 0 | 0 | 0 | 0 | 0
15.09. | 20 | 0 |  | 0 | 0 | 0 | 0 | 0
15.09. | 21 | 0 |  | 0 | 0 | 0 | 0 | 0
15.09. | 22 | 0 |  | 0 | 0 | 0 | 0 | 0
15.09. | 23 | 0 |  | 0 | 0 | 0 | 0 | 0
15.09. | 24 | 0 |  | 0 | 0 | 0 | 0 | 0
16.09. | 1 | 0 |  | 0 | 0 | 0 | 0 | 0
16.09. | 2 | 0 |  | 0 | 0 | 0 | 0 | 0
16.09. | 3 | 0 |  | 0 | 0 | 0 | 0 | 0
16.09. | 4 | 0 |  | 0 | 0 | 0 | 0 | 0
16.09. | 5 | 0 |  | 0 | 0 | 0 | 0 | 0
16.09. | 6 | 0 |  | 0 | 0 | 0 | 0 | 0
16.09. | 7 | 0 |  | 0 | 0 | 0 | 0 | 0
16.09. | 8 | 0 |  | 0 | 0 | 0 | 0 | 0
16.09. | 9 | 0 |  | 0 | 0 | 0 | 0 | 0
16.09. | 10 | 0 |  | 0 | 0 | 0 | 0 | 0
16.09. | 11 | 0 |  | 0 | 0 | 0 | 0 | 0
16.09. | 12 | 0 |  | 0 | 0 | 0 | 0 | 0
16.09. | 13 | 0 |  | 0 | 0 | 0 | 0 | 0
16.09. | 14 | 0 |  | 0 | 0 | 0 | 0 | 0
16.09. | 15 | 0 |  | 0 | 0 | 0 | 0 | 0
16.09. | 16 | 0 |  | 0 | 0 | 0 | 0 | 0
16.09. | 17 | 0 |  | 0 | 0 | 0 | 0 | 0
16.09. | 18 | 0 |  | 0 | 0 | 0 | 0 | 0
16.09. | 19 | 0 |  | 0 | 0 | 0 | 0 | 0
16.09. | 20 | 0 |  | 0 | 0 | 0 | 0 | 0
16.09. | 21 | 0 |  | 0 | 0 | 0 | 0 | 0
16.09. | 22 | 0 |  | 0 | 0 | 0 | 0 | 0
16.09. | 23 | 0 |  | 0 | 0 | 0 | 0 | 0
16.09. | 24 | 0 |  | 0 | 0 | 0 | 0 | 0
17.09. | 1 | 0 |  | 0 | 0 | 0 | 0 | 0
17.09. | 2 | 0 |  | 0 | 0 | 0 | 0 | 0
17.09. | 3 | 0 |  | 0 | 0 | 0 | 0 | 0
17.09. | 4 | 0 |  | 0 | 0 | 0 | 0 | 0
17.09. | 5 | 0 |  | 0 | 0 | 0 | 0 | 0
17.09. | 6 | 0 |  | 0 | 0 | 0 | 0 | 0
17.09. | 7 | 0 |  | 0 | 0 | 0 | 0 | 0
17.09. | 8 | 0 |  | 0 | 0 | 0 | 0 | 0
17.09. | 9 | 0 |  | 0 | 0 | 0 | 0 | 0
17.09. | 10 | 0 |  | 0 | 0 | 0 | 0 | 0
17.09. | 11 | 0 |  | 0 | 0 | 0 | 0 | 0
17.09. | 12 | 0 |  | 0 | 0 | 0 | 0 | 0
17.09. | 13 | 0 |  | 0 | 0 | 0 | 0 | 0
17.09. | 14 | 0 |  | 0 | 0 | 0 | 0 | 0
17.09. | 15 | 0 |  | 0 | 0 | 0 | 0 | 0
17.09. | 16 | 0 |  | 0 | 0 | 0 | 0 | 0
17.09. | 17 | 0 |  | 0 | 0 | 0 | 0 | 0
17.09. | 18 | 0 |  | 0 | 0 | 0 | 0 | 0
17.09. | 19 | 0 |  | 0 | 0 | 0 | 0 | 0
17.09. | 20 | 0 |  | 0 | 0 | 0 | 0 | 0
17.09. | 21 | 0 |  | 0 | 0 | 0 | 0 | 0
17.09. | 22 | 0 |  | 0 | 0 | 0 | 0 | 0
17.09. | 23 | 0 |  | 0 | 0 | 0 | 0 | 0
17.09. | 24 | 0 |  | 0 | 0 | 0 | 0 | 0
18.09. | 1 | 0 |  | 0 | 0 | 0 | 0 | 0
18.09. | 2 | 0 |  | 0 | 0 | 0 | 0 | 0
18.09. | 3 | 0 |  | 0 | 0 | 0 | 0 | 0
18.09. | 4 | 0 |  | 0 | 0 | 0 | 0 | 0
18.09. | 5 | 0 |  | 0 | 0 | 0 | 0 | 0
18.09. | 6 | 0 |  | 0 | 0 | 0 | 0 | 0
18.09. | 7 | 0 |  | 0 | 0 | 0 | 0 | 0
18.09. | 8 | 0 |  | 0 | 0 | 0 | 0 | 0
18.09. | 9 | 0 |  | 0 | 0 | 0 | 0 | 0
18.09. | 10 | 0 |  | 0 | 0 | 0 | 0 | 0
18.09. | 11 | 0 |  | 0 | 0 | 0 | 0 | 0
18.09. | 12 | 0 |  | 0 | 0 | 0 | 0 | 0
18.09. | 13 | 0 |  | 0 | 0 | 0 | 0 | 0
18.09. | 14 | 0 |  | 0 | 0 | 0 | 0 | 0
18.09. | 15 | 0 |  | 0 | 0 | 0 | 0 | 0
18.09. | 16 | 0 |  | 0 | 0 | 0 | 0 | 0
18.09. | 17 | 0 |  | 0 | 0 | 0 | 0 | 0
18.09. | 18 | 0 |  | 0 | 0 | 0 | 0 | 0
18.09. | 19 | 0 |  | 0 | 0 | 0 | 0 | 0
18.09. | 20 | 0 |  | 0 | 0 | 0 | 0 | 0
18.09. | 21 | 0 |  | 0 | 0 | 0 | 0 | 0
18.09. | 22 | 0 |  | 0 | 0 | 0 | 0 | 0
18.09. | 23 | 0 |  | 0 | 0 | 0 | 0 | 0
18.09. | 24 | 0 |  | 0 | 0 | 0 | 0 | 0
19.09. | 1 | 0 |  | 0 | 0 | 0 | 0 | 0
19.09. | 2 | 0 |  | 0 | 0 | 0 | 0 | 0
19.09. | 3 | 0 |  | 0 | 0 | 0 | 0 | 0
19.09. | 4 | 0 |  | 0 | 0 | 0 | 0 | 0
19.09. | 5 | 0 |  | 0 | 0 | 0 | 0 | 0
19.09. | 6 | 0 |  | 0 | 0 | 0 | 0 | 0
19.09. | 7 | 0 |  | 0 | 0 | 0 | 0 | 0
19.09. | 8 | 0 |  | 0 | 0 | 0 | 0 | 0
19.09. | 9 | 0 |  | 0 | 0 | 0 | 0 | 0
19.09. | 10 | 0 |  | 0 | 0 | 0 | 0 | 0
19.09. | 11 | 0 |  | 0 | 0 | 0 | 0 | 0
19.09. | 12 | 0 |  | 0 | 0 | 0 | 0 | 0
19.09. | 13 | 0 |  | 0 | 0 | 0 | 0 | 0
19.09. | 14 | 0 |  | 0 | 0 | 0 | 0 | 0
19.09. | 15 | 0 |  | 0 | 0 | 0 | 0 | 0
19.09. | 16 | 0 |  | 0 | 0 | 0 | 0 | 0
19.09. | 17 | 0 |  | 0 | 0 | 0 | 0 | 0
19.09. | 18 | 0 |  | 0 | 0 | 0 | 0 | 0
19.09. | 19 | 0 |  | 0 | 0 | 0 | 0 | 0
19.09. | 20 | 0 |  | 0 | 0 | 0 | 0 | 0
19.09. | 21 | 0 |  | 0 | 0 | 0 | 0 | 0
19.09. | 22 | 0 |  | 0 | 0 | 0 | 0 | 0
19.09. | 23 | 0 |  | 0 | 0 | 0 | 0 | 0
19.09. | 24 | 0 |  | 0 | 0 | 0 | 0 | 0
20.09. | 1 | 0 |  | 0 | 0 | 0 | 0 | 0
20.09. | 2 | 0 |  | 0 | 0 | 0 | 0 | 0
20.09. | 3 | 0 |  | 0 | 0 | 0 | 0 | 0
20.09. | 4 | 0 |  | 0 | 0 | 0 | 0 | 0
20.09. | 5 | 0 |  | 0 | 0 | 0 | 0 | 0
20.09. | 6 | 0 |  | 0 | 0 | 0 | 0 | 0
20.09. | 7 | 0 |  | 0 | 0 | 0 | 0 | 0
20.09. | 8 | 0 |  | 0 | 0 | 0 | 0 | 0
20.09. | 9 | 0 |  | 0 | 0 | 0 | 0 | 0
20.09. | 10 | 0 |  | 0 | 0 | 0 | 0 | 0
20.09. | 11 | 0 |  | 0 | 0 | 0 | 0 | 0
20.09. | 12 | 0 |  | 0 | 0 | 0 | 0 | 0
20.09. | 13 | 0 |  | 0 | 0 | 0 | 0 | 0
20.09. | 14 | 0 |  | 0 | 0 | 0 | 0 | 0
20.09. | 15 | 0 |  | 0 | 0 | 0 | 0 | 0
20.09. | 16 | 0 |  | 0 | 0 | 0 | 0 | 0
20.09. | 17 | 0 |  | 0 | 0 | 0 | 0 | 0
20.09. | 18 | 0 |  | 0 | 0 | 0 | 0 | 0
20.09. | 19 | 0 |  | 0 | 0 | 0 | 0 | 0
20.09. | 20 | 0 |  | 0 | 0 | 0 | 0 | 0
20.09. | 21 | 0 |  | 0 | 0 | 0 | 0 | 0
20.09. | 22 | 0 |  | 0 | 0 | 0 | 0 | 0
20.09. | 23 | 0 |  | 0 | 0 | 0 | 0 | 0
20.09. | 24 | 0 |  | 0 | 0 | 0 | 0 | 0
21.09. | 1 | 0 |  | 0 | 0 | 0 | 0 | 0
21.09. | 2 | 0 |  | 0 | 0 | 0 | 0 | 0
21.09. | 3 | 0 |  | 0 | 0 | 0 | 0 | 0
21.09. | 4 | 0 |  | 0 | 0 | 0 | 0 | 0
21.09. | 5 | 0 |  | 0 | 0 | 0 | 0 | 0
21.09. | 6 | 0 |  | 0 | 0 | 0 | 0 | 0
21.09. | 7 | 0 |  | 0 | 0 | 0 | 0 | 0
21.09. | 8 | 0 |  | 0 | 0 | 0 | 0 | 0
21.09. | 9 | 0 |  | 0 | 0 | 0 | 0 | 0
21.09. | 10 | 0 |  | 0 | 0 | 0 | 0 | 0
21.09. | 11 | 0 |  | 0 | 0 | 0 | 0 | 0
21.09. | 12 | 0 |  | 0 | 0 | 0 | 0 | 0
21.09. | 13 | 0 |  | 0 | 0 | 0 | 0 | 0
21.09. | 14 | 0 |  | 0 | 0 | 0 | 0 | 0
21.09. | 15 | 0 |  | 0 | 0 | 0 | 0 | 0
21.09. | 16 | 0 |  | 0 | 0 | 0 | 0 | 0
21.09. | 17 | 0 |  | 0 | 0 | 0 | 0 | 0
21.09. | 18 | 0 |  | 0 | 0 | 0 | 0 | 0
21.09. | 19 | 0 |  | 0 | 0 | 0 | 0 | 0
21.09. | 20 | 0 |  | 0 | 0 | 0 | 0 | 0
21.09. | 21 | 0 |  | 0 | 0 | 0 | 0 | 0
21.09. | 22 | 0 |  | 0 | 0 | 0 | 0 | 0
21.09. | 23 | 0 |  | 0 | 0 | 0 | 0 | 0
21.09. | 24 | 0 |  | 0 | 0 | 0 | 0 | 0
22.09. | 1 | 0 |  | 0 | 0 | 0 | 0 | 0
22.09. | 2 | 0 |  | 0 | 0 | 0 | 0 | 0
22.09. | 3 | 0 |  | 0 | 0 | 0 | 0 | 0
22.09. | 4 | 0 |  | 0 | 0 | 0 | 0 | 0
22.09. | 5 | 0 |  | 0 | 0 | 0 | 0 | 0
22.09. | 6 | 0 |  | 0 | 0 | 0 | 0 | 0
22.09. | 7 | 0 |  | 0 | 0 | 0 | 0 | 0
22.09. | 8 | 0 |  | 0 | 0 | 0 | 0 | 0
22.09. | 9 | 0 |  | 0 | 0 | 0 | 0 | 0
22.09. | 10 | 0 |  | 0 | 0 | 0 | 0 | 0
22.09. | 11 | 0 |  | 0 | 0 | 0 | 0 | 0
22.09. | 12 | 0 |  | 0 | 0 | 0 | 0 | 0
22.09. | 13 | 0 |  | 0 | 0 | 0 | 0 | 0
22.09. | 14 | 0 |  | 0 | 0 | 0 | 0 | 0
22.09. | 15 | 0 |  | 0 | 0 | 0 | 0 | 0
22.09. | 16 | 0 |  | 0 | 0 | 0 | 0 | 0
22.09. | 17 | 0 |  | 0 | 0 | 0 | 0 | 0
22.09. | 18 | 0 |  | 0 | 0 | 0 | 0 | 0
22.09. | 19 | 0 |  | 0 | 0 | 0 | 0 | 0
22.09. | 20 | 0 |  | 0 | 0 | 0 | 0 | 0
22.09. | 21 | 0 |  | 0 | 0 | 0 | 0 | 0
22.09. | 22 | 0 |  | 0 | 0 | 0 | 0 | 0
22.09. | 23 | 0 |  | 0 | 0 | 0 | 0 | 0
22.09. | 24 | 0 |  | 0 | 0 | 0 | 0 | 0
23.09. | 1 | 0 |  | 0 | 0 | 0 | 0 | 0
23.09. | 2 | 0 |  | 0 | 0 | 0 | 0 | 0
23.09. | 3 | 0 |  | 0 | 0 | 0 | 0 | 0
23.09. | 4 | 0 |  | 0 | 0 | 0 | 0 | 0
23.09. | 5 | 0 |  | 0 | 0 | 0 | 0 | 0
23.09. | 6 | 0 |  | 0 | 0 | 0 | 0 | 0
23.09. | 7 | 0 |  | 0 | 0 | 0 | 0 | 0
23.09. | 8 | 0 |  | 0 | 0 | 0 | 0 | 0
23.09. | 9 | 0 |  | 0 | 0 | 0 | 0 | 0
23.09. | 10 | 0 |  | 0 | 0 | 0 | 0 | 0
23.09. | 11 | 0 |  | 0 | 0 | 0 | 0 | 0
23.09. | 12 | 0 |  | 0 | 0 | 0 | 0 | 0
23.09. | 13 | 0 |  | 0 | 0 | 0 | 0 | 0
23.09. | 14 | 0 |  | 0 | 0 | 0 | 0 | 0
23.09. | 15 | 0 |  | 0 | 0 | 0 | 0 | 0
23.09. | 16 | 0 |  | 0 | 0 | 0 | 0 | 0
23.09. | 17 | 0 |  | 0 | 0 | 0 | 0 | 0
23.09. | 18 | 0 |  | 0 | 0 | 0 | 0 | 0
23.09. | 19 | 0 |  | 0 | 0 | 0 | 0 | 0
23.09. | 20 | 0 |  | 0 | 0 | 0 | 0 | 0
23.09. | 21 | 0 |  | 0 | 0 | 0 | 0 | 0
23.09. | 22 | 0 |  | 0 | 0 | 0 | 0 | 0
23.09. | 23 | 0 |  | 0 | 0 | 0 | 0 | 0
23.09. | 24 | 0 |  | 0 | 0 | 0 | 0 | 0
24.09. | 1 | 0 |  | 0 | 0 | 0 | 0 | 0
24.09. | 2 | 0 |  | 0 | 0 | 0 | 0 | 0
24.09. | 3 | 0 |  | 0 | 0 | 0 | 0 | 0
24.09. | 4 | 0 |  | 0 | 0 | 0 | 0 | 0
24.09. | 5 | 0 |  | 0 | 0 | 0 | 0 | 0
24.09. | 6 | 0 |  | 0 | 0 | 0 | 0 | 0
24.09. | 7 | 0 |  | 0 | 0 | 0 | 0 | 0
24.09. | 8 | 0 |  | 0 | 0 | 0 | 0 | 0
24.09. | 9 | 0 |  | 0 | 0 | 0 | 0 | 0
24.09. | 10 | 0 |  | 0 | 0 | 0 | 0 | 0
24.09. | 11 | 0 |  | 0 | 0 | 0 | 0 | 0
24.09. | 12 | 0 |  | 0 | 0 | 0 | 0 | 0
24.09. | 13 | 0 |  | 0 | 0 | 0 | 0 | 0
24.09. | 14 | 0 |  | 0 | 0 | 0 | 0 | 0
24.09. | 15 | 0 |  | 0 | 0 | 0 | 0 | 0
24.09. | 16 | 0 |  | 0 | 0 | 0 | 0 | 0
24.09. | 17 | 0 |  | 0 | 0 | 0 | 0 | 0
24.09. | 18 | 0 |  | 0 | 0 | 0 | 0 | 0
24.09. | 19 | 0 |  | 0 | 0 | 0 | 0 | 0
24.09. | 20 | 0 |  | 0 | 0 | 0 | 0 | 0
24.09. | 21 | 0 |  | 0 | 0 | 0 | 0 | 0
24.09. | 22 | 0 |  | 0 | 0 | 0 | 0 | 0
24.09. | 23 | 0 |  | 0 | 0 | 0 | 0 | 0
24.09. | 24 | 0 |  | 0 | 0 | 0 | 0 | 0
25.09. | 1 | 0 |  | 0 | 0 | 0 | 0 | 0
25.09. | 2 | 0 |  | 0 | 0 | 0 | 0 | 0
25.09. | 3 | 0 |  | 0 | 0 | 0 | 0 | 0
25.09. | 4 | 0 |  | 0 | 0 | 0 | 0 | 0
25.09. | 5 | 0 |  | 0 | 0 | 0 | 0 | 0
25.09. | 6 | 0 |  | 0 | 0 | 0 | 0 | 0
25.09. | 7 | 0 |  | 0 | 0 | 0 | 0 | 0
25.09. | 8 | 0 |  | 0 | 0 | 0 | 0 | 0
25.09. | 9 | 0 |  | 0 | 0 | 0 | 0 | 0
25.09. | 10 | 0 |  | 0 | 0 | 0 | 0 | 0
25.09. | 11 | 0 |  | 0 | 0 | 0 | 0 | 0
25.09. | 12 | 0 |  | 0 | 0 | 0 | 0 | 0
25.09. | 13 | 0 |  | 0 | 0 | 0 | 0 | 0
25.09. | 14 | 0 |  | 0 | 0 | 0 | 0 | 0
25.09. | 15 | 0 |  | 0 | 0 | 0 | 0 | 0
25.09. | 16 | 0 |  | 0 | 0 | 0 | 0 | 0
25.09. | 17 | 0 |  | 0 | 0 | 0 | 0 | 0
25.09. | 18 | 0 |  | 0 | 0 | 0 | 0 | 0
25.09. | 19 | 0 |  | 0 | 0 | 0 | 0 | 0
25.09. | 20 | 0 |  | 0 | 0 | 0 | 0 | 0
25.09. | 21 | 0 |  | 0 | 0 | 0 | 0 | 0
25.09. | 22 | 0 |  | 0 | 0 | 0 | 0 | 0
25.09. | 23 | 0 |  | 0 | 0 | 0 | 0 | 0
25.09. | 24 | 0 |  | 0 | 0 | 0 | 0 | 0
26.09. | 1 | 0 |  | 0 | 0 | 0 | 0 | 0
26.09. | 2 | 0 |  | 0 | 0 | 0 | 0 | 0
26.09. | 3 | 0 |  | 0 | 0 | 0 | 0 | 0
26.09. | 4 | 0 |  | 0 | 0 | 0 | 0 | 0
26.09. | 5 | 0 |  | 0 | 0 | 0 | 0 | 0
26.09. | 6 | 0 |  | 0 | 0 | 0 | 0 | 0
26.09. | 7 | 0 |  | 0 | 0 | 0 | 0 | 0
26.09. | 8 | 0 |  | 0 | 0 | 0 | 0 | 0
26.09. | 9 | 0 |  | 0 | 0 | 0 | 0 | 0
26.09. | 10 | 0 |  | 0 | 0 | 0 | 0 | 0
26.09. | 11 | 0 |  | 0 | 0 | 0 | 0 | 0
26.09. | 12 | 0 |  | 0 | 0 | 0 | 0 | 0
26.09. | 13 | 0 |  | 0 | 0 | 0 | 0 | 0
26.09. | 14 | 0 |  | 0 | 0 | 0 | 0 | 0
26.09. | 15 | 0 |  | 0 | 0 | 0 | 0 | 0
26.09. | 16 | 0 |  | 0 | 0 | 0 | 0 | 0
26.09. | 17 | 0 |  | 0 | 0 | 0 | 0 | 0
26.09. | 18 | 0 |  | 0 | 0 | 0 | 0 | 0
26.09. | 19 | 0 |  | 0 | 0 | 0 | 0 | 0
26.09. | 20 | 0 |  | 0 | 0 | 0 | 0 | 0
26.09. | 21 | 0 |  | 0 | 0 | 0 | 0 | 0
26.09. | 22 | 0 |  | 0 | 0 | 0 | 0 | 0
26.09. | 23 | 0 |  | 0 | 0 | 0 | 0 | 0
26.09. | 24 | 0 |  | 0 | 0 | 0 | 0 | 0
27.09. | 1 | 0 |  | 0 | 0 | 0 | 0 | 0
27.09. | 2 | 0 |  | 0 | 0 | 0 | 0 | 0
27.09. | 3 | 0 |  | 0 | 0 | 0 | 0 | 0
27.09. | 4 | 0 |  | 0 | 0 | 0 | 0 | 0
27.09. | 5 | 0 |  | 0 | 0 | 0 | 0 | 0
27.09. | 6 | 0 |  | 0 | 0 | 0 | 0 | 0
27.09. | 7 | 0 |  | 0 | 0 | 0 | 0 | 0
27.09. | 8 | 0 |  | 0 | 0 | 0 | 0 | 0
27.09. | 9 | 0 |  | 0 | 0 | 0 | 0 | 0
27.09. | 10 | 0 |  | 0 | 0 | 0 | 0 | 0
27.09. | 11 | 0 |  | 0 | 0 | 0 | 0 | 0
27.09. | 12 | 0 |  | 0 | 0 | 0 | 0 | 0
27.09. | 13 | 0 |  | 0 | 0 | 0 | 0 | 0
27.09. | 14 | 0 |  | 0 | 0 | 0 | 0 | 0
27.09. | 15 | 0 |  | 0 | 0 | 0 | 0 | 0
27.09. | 16 | 0 |  | 0 | 0 | 0 | 0 | 0
27.09. | 17 | 0 |  | 0 | 0 | 0 | 0 | 0
27.09. | 18 | 0 |  | 0 | 0 | 0 | 0 | 0
27.09. | 19 | 0 |  | 0 | 0 | 0 | 0 | 0
27.09. | 20 | 0 |  | 0 | 0 | 0 | 0 | 0
27.09. | 21 | 0 |  | 0 | 0 | 0 | 0 | 0
27.09. | 22 | 0 |  | 0 | 0 | 0 | 0 | 0
27.09. | 23 | 0 |  | 0 | 0 | 0 | 0 | 0
27.09. | 24 | 0 |  | 0 | 0 | 0 | 0 | 0
28.09. | 1 | 0 |  | 0 | 0 | 0 | 0 | 0
28.09. | 2 | 0 |  | 0 | 0 | 0 | 0 | 0
28.09. | 3 | 0 |  | 0 | 0 | 0 | 0 | 0
28.09. | 4 | 0 |  | 0 | 0 | 0 | 0 | 0
28.09. | 5 | 0 |  | 0 | 0 | 0 | 0 | 0
28.09. | 6 | 0 |  | 0 | 0 | 0 | 0 | 0
28.09. | 7 | 0 |  | 0 | 0 | 0 | 0 | 0
28.09. | 8 | 0 |  | 0 | 0 | 0 | 0 | 0
28.09. | 9 | 0 |  | 0 | 0 | 0 | 0 | 0
28.09. | 10 | 0 |  | 0 | 0 | 0 | 0 | 0
28.09. | 11 | 0 |  | 0 | 0 | 0 | 0 | 0
28.09. | 12 | 0 |  | 0 | 0 | 0 | 0 | 0
28.09. | 13 | 0 |  | 0 | 0 | 0 | 0 | 0
28.09. | 14 | 0 |  | 0 | 0 | 0 | 0 | 0
28.09. | 15 | 0 |  | 0 | 0 | 0 | 0 | 0
28.09. | 16 | 0 |  | 0 | 0 | 0 | 0 | 0
28.09. | 17 | 0 |  | 0 | 0 | 0 | 0 | 0
28.09. | 18 | 0 |  | 0 | 0 | 0 | 0 | 0
28.09. | 19 | 0 |  | 0 | 0 | 0 | 0 | 0
28.09. | 20 | 0 |  | 0 | 0 | 0 | 0 | 0
28.09. | 21 | 0 |  | 0 | 0 | 0 | 0 | 0
28.09. | 22 | 0 |  | 0 | 0 | 0 | 0 | 0
28.09. | 23 | 0 |  | 0 | 0 | 0 | 0 | 0
28.09. | 24 | 0 |  | 0 | 0 | 0 | 0 | 0
29.09. | 1 | 0 |  | 0 | 0 | 0 | 0 | 0
29.09. | 2 | 0 |  | 0 | 0 | 0 | 0 | 0
29.09. | 3 | 0 |  | 0 | 0 | 0 | 0 | 0
29.09. | 4 | 0 |  | 0 | 0 | 0 | 0 | 0
29.09. | 5 | 0 |  | 0 | 0 | 0 | 0 | 0
29.09. | 6 | 0 |  | 0 | 0 | 0 | 0 | 0
29.09. | 7 | 0 |  | 0 | 0 | 0 | 0 | 0
29.09. | 8 | 0 |  | 0 | 0 | 0 | 0 | 0
29.09. | 9 | 0 |  | 0 | 0 | 0 | 0 | 0
29.09. | 10 | 0 |  | 0 | 0 | 0 | 0 | 0
29.09. | 11 | 0 |  | 0 | 0 | 0 | 0 | 0
29.09. | 12 | 0 |  | 0 | 0 | 0 | 0 | 0
29.09. | 13 | 0 |  | 0 | 0 | 0 | 0 | 0
29.09. | 14 | 0 |  | 0 | 0 | 0 | 0 | 0
29.09. | 15 | 0 |  | 0 | 0 | 0 | 0 | 0
29.09. | 16 | 0 |  | 0 | 0 | 0 | 0 | 0
29.09. | 17 | 0 |  | 0 | 0 | 0 | 0 | 0
29.09. | 18 | 0 |  | 0 | 0 | 0 | 0 | 0
29.09. | 19 | 0 |  | 0 | 0 | 0 | 0 | 0
29.09. | 20 | 0 |  | 0 | 0 | 0 | 0 | 0
29.09. | 21 | 0 |  | 0 | 0 | 0 | 0 | 0
29.09. | 22 | 0 |  | 0 | 0 | 0 | 0 | 0
29.09. | 23 | 0 |  | 0 | 0 | 0 | 0 | 0
29.09. | 24 | 0 |  | 0 | 0 | 0 | 0 | 0
30.09. | 1 | 0 |  | 0 | 0 | 0 | 0 | 0
30.09. | 2 | 0 |  | 0 | 0 | 0 | 0 | 0
30.09. | 3 | 0 |  | 0 | 0 | 0 | 0 | 0
30.09. | 4 | 0 |  | 0 | 0 | 0 | 0 | 0
30.09. | 5 | 0 |  | 0 | 0 | 0 | 0 | 0
30.09. | 6 | 0 |  | 0 | 0 | 0 | 0 | 0
30.09. | 7 | 0 |  | 0 | 0 | 0 | 0 | 0
30.09. | 8 | 0 |  | 0 | 0 | 0 | 0 | 0
30.09. | 9 | 0 |  | 0 | 0 | 0 | 0 | 0
30.09. | 10 | 0 |  | 0 | 0 | 0 | 0 | 0
30.09. | 11 | 0 |  | 0 | 0 | 0 | 0 | 0
30.09. | 12 | 0 |  | 0 | 0 | 0 | 0 | 0
30.09. | 13 | 0 |  | 0 | 0 | 0 | 0 | 0
30.09. | 14 | 0 |  | 0 | 0 | 0 | 0 | 0
30.09. | 15 | 0 |  | 0 | 0 | 0 | 0 | 0
30.09. | 16 | 0 |  | 0 | 0 | 0 | 0 | 0
30.09. | 17 | 0 |  | 0 | 0 | 0 | 0 | 0
30.09. | 18 | 0 |  | 0 | 0 | 0 | 0 | 0
30.09. | 19 | 0 |  | 0 | 0 | 0 | 0 | 0
30.09. | 20 | 0 |  | 0 | 0 | 0 | 0 | 0
30.09. | 21 | 0 |  | 0 | 0 | 0 | 0 | 0
30.09. | 22 | 0 |  | 0 | 0 | 0 | 0 | 0
30.09. | 23 | 0 |  | 0 | 0 | 0 | 0 | 0
30.09. | 24 | 0 |  | 0 | 0 | 0 | 0 | 0
01.10. | 1 | 0 |  | 0 | 0 | 0 | 0 | 0
01.10. | 2 | 0 |  | 0 | 0 | 0 | 0 | 0
01.10. | 3 | 0 |  | 0 | 0 | 0 | 0 | 0
01.10. | 4 | 0 |  | 0 | 0 | 0 | 0 | 0
01.10. | 5 | 0 |  | 0 | 0 | 0 | 0 | 0
01.10. | 6 | 0 |  | 0 | 0 | 0 | 0 | 0
01.10. | 7 | 0 |  | 0 | 0 | 0 | 0 | 0
01.10. | 8 | 0 |  | 0 | 0 | 0 | 0 | 0
01.10. | 9 | 0 |  | 0 | 0 | 0 | 0 | 0
01.10. | 10 | 0 |  | 0 | 0 | 0 | 0 | 0
01.10. | 11 | 0 |  | 0 | 0 | 0 | 0 | 0
01.10. | 12 | 0 |  | 0 | 0 | 0 | 0 | 0
01.10. | 13 | 0 |  | 0 | 0 | 0 | 0 | 0
01.10. | 14 | 0 |  | 0 | 0 | 0 | 0 | 0
01.10. | 15 | 0 |  | 0 | 0 | 0 | 0 | 0
01.10. | 16 | 0 |  | 0 | 0 | 0 | 0 | 0
01.10. | 17 | 0 |  | 0 | 0 | 0 | 0 | 0
01.10. | 18 | 0 |  | 0 | 0 | 0 | 0 | 0
01.10. | 19 | 0 |  | 0 | 0 | 0 | 0 | 0
01.10. | 20 | 0 |  | 0 | 0 | 0 | 0 | 0
01.10. | 21 | 0 |  | 0 | 0 | 0 | 0 | 0
01.10. | 22 | 0 |  | 0 | 0 | 0 | 0 | 0
01.10. | 23 | 0 |  | 0 | 0 | 0 | 0 | 0
01.10. | 24 | 0 |  | 0 | 0 | 0 | 0 | 0
02.10. | 1 | 0 |  | 0 | 0 | 0 | 0 | 0
02.10. | 2 | 0 |  | 0 | 0 | 0 | 0 | 0
02.10. | 3 | 0 |  | 0 | 0 | 0 | 0 | 0
02.10. | 4 | 0 |  | 0 | 0 | 0 | 0 | 0
02.10. | 5 | 0 |  | 0 | 0 | 0 | 0 | 0
02.10. | 6 | 0 |  | 0 | 0 | 0 | 0 | 0
02.10. | 7 | 0 |  | 0 | 0 | 0 | 0 | 0
02.10. | 8 | 0 |  | 0 | 0 | 0 | 0 | 0
02.10. | 9 | 0 |  | 0 | 0 | 0 | 0 | 0
02.10. | 10 | 0 |  | 0 | 0 | 0 | 0 | 0
02.10. | 11 | 0 |  | 0 | 0 | 0 | 0 | 0
02.10. | 12 | 0 |  | 0 | 0 | 0 | 0 | 0
02.10. | 13 | 0 |  | 0 | 0 | 0 | 0 | 0
02.10. | 14 | 0 |  | 0 | 0 | 0 | 0 | 0
02.10. | 15 | 0 |  | 0 | 0 | 0 | 0 | 0
02.10. | 16 | 0 |  | 0 | 0 | 0 | 0 | 0
02.10. | 17 | 0 |  | 0 | 0 | 0 | 0 | 0
02.10. | 18 | 0 |  | 0 | 0 | 0 | 0 | 0
02.10. | 19 | 0 |  | 0 | 0 | 0 | 0 | 0
02.10. | 20 | 0 |  | 0 | 0 | 0 | 0 | 0
02.10. | 21 | 0 |  | 0 | 0 | 0 | 0 | 0
02.10. | 22 | 0 |  | 0 | 0 | 0 | 0 | 0
02.10. | 23 | 0 |  | 0 | 0 | 0 | 0 | 0
02.10. | 24 | 0 |  | 0 | 0 | 0 | 0 | 0
03.10. | 1 | 0 |  | 0 | 0 | 0 | 0 | 0
03.10. | 2 | 0 |  | 0 | 0 | 0 | 0 | 0
03.10. | 3 | 0 |  | 0 | 0 | 0 | 0 | 0
03.10. | 4 | 0 |  | 0 | 0 | 0 | 0 | 0
03.10. | 5 | 0 |  | 0 | 0 | 0 | 0 | 0
03.10. | 6 | 0 |  | 0 | 0 | 0 | 0 | 0
03.10. | 7 | 0 |  | 0 | 0 | 0 | 0 | 0
03.10. | 8 | 0 |  | 0 | 0 | 0 | 0 | 0
03.10. | 9 | 0 |  | 0 | 0 | 0 | 0 | 0
03.10. | 10 | 0 |  | 0 | 0 | 0 | 0 | 0
03.10. | 11 | 0 |  | 0 | 0 | 0 | 0 | 0
03.10. | 12 | 0 |  | 0 | 0 | 0 | 0 | 0
03.10. | 13 | 0 |  | 0 | 0 | 0 | 0 | 0
03.10. | 14 | 0 |  | 0 | 0 | 0 | 0 | 0
03.10. | 15 | 0 |  | 0 | 0 | 0 | 0 | 0
03.10. | 16 | 0 |  | 0 | 0 | 0 | 0 | 0
03.10. | 17 | 0 |  | 0 | 0 | 0 | 0 | 0
03.10. | 18 | 0 |  | 0 | 0 | 0 | 0 | 0
03.10. | 19 | 0 |  | 0 | 0 | 0 | 0 | 0
03.10. | 20 | 0 |  | 0 | 0 | 0 | 0 | 0
03.10. | 21 | 0 |  | 0 | 0 | 0 | 0 | 0
03.10. | 22 | 0 |  | 0 | 0 | 0 | 0 | 0
03.10. | 23 | 0 |  | 0 | 0 | 0 | 0 | 0
03.10. | 24 | 0 |  | 0 | 0 | 0 | 0 | 0
04.10. | 1 | 0 |  | 0 | 0 | 0 | 0 | 0
04.10. | 2 | 0 |  | 0 | 0 | 0 | 0 | 0
04.10. | 3 | 0 |  | 0 | 0 | 0 | 0 | 0
04.10. | 4 | 0 |  | 0 | 0 | 0 | 0 | 0
04.10. | 5 | 0 |  | 0 | 0 | 0 | 0 | 0
04.10. | 6 | 0 |  | 0 | 0 | 0 | 0 | 0
04.10. | 7 | 0 |  | 0 | 0 | 0 | 0 | 0
04.10. | 8 | 0 |  | 0 | 0 | 0 | 0 | 0
04.10. | 9 | 0 |  | 0 | 0 | 0 | 0 | 0
04.10. | 10 | 0 |  | 0 | 0 | 0 | 0 | 0
04.10. | 11 | 0 |  | 0 | 0 | 0 | 0 | 0
04.10. | 12 | 0 |  | 0 | 0 | 0 | 0 | 0
04.10. | 13 | 0 |  | 0 | 0 | 0 | 0 | 0
04.10. | 14 | 0 |  | 0 | 0 | 0 | 0 | 0
04.10. | 15 | 0 |  | 0 | 0 | 0 | 0 | 0
04.10. | 16 | 0 |  | 0 | 0 | 0 | 0 | 0
04.10. | 17 | 0 |  | 0 | 0 | 0 | 0 | 0
04.10. | 18 | 0 |  | 0 | 0 | 0 | 0 | 0
04.10. | 19 | 0 |  | 0 | 0 | 0 | 0 | 0
04.10. | 20 | 0 |  | 0 | 0 | 0 | 0 | 0
04.10. | 21 | 0 |  | 0 | 0 | 0 | 0 | 0
04.10. | 22 | 0 |  | 0 | 0 | 0 | 0 | 0
04.10. | 23 | 0 |  | 0 | 0 | 0 | 0 | 0
04.10. | 24 | 0 |  | 0 | 0 | 0 | 0 | 0
05.10. | 1 | 0 |  | 0 | 0 | 0 | 0 | 0
05.10. | 2 | 0 |  | 0 | 0 | 0 | 0 | 0
05.10. | 3 | 0 |  | 0 | 0 | 0 | 0 | 0
05.10. | 4 | 0 |  | 0 | 0 | 0 | 0 | 0
05.10. | 5 | 0 |  | 0 | 0 | 0 | 0 | 0
05.10. | 6 | 0 |  | 0 | 0 | 0 | 0 | 0
05.10. | 7 | 0 |  | 0 | 0 | 0 | 0 | 0
05.10. | 8 | 0 |  | 0 | 0 | 0 | 0 | 0
05.10. | 9 | 0 |  | 0 | 0 | 0 | 0 | 0
05.10. | 10 | 0 |  | 0 | 0 | 0 | 0 | 0
05.10. | 11 | 0 |  | 0 | 0 | 0 | 0 | 0
05.10. | 12 | 0 |  | 0 | 0 | 0 | 0 | 0
05.10. | 13 | 0 |  | 0 | 0 | 0 | 0 | 0
05.10. | 14 | 0 |  | 0 | 0 | 0 | 0 | 0
05.10. | 15 | 0 |  | 0 | 0 | 0 | 0 | 0
05.10. | 16 | 0 |  | 0 | 0 | 0 | 0 | 0
05.10. | 17 | 0 |  | 0 | 0 | 0 | 0 | 0
05.10. | 18 | 0 |  | 0 | 0 | 0 | 0 | 0
05.10. | 19 | 0 |  | 0 | 0 | 0 | 0 | 0
05.10. | 20 | 0 |  | 0 | 0 | 0 | 0 | 0
05.10. | 21 | 0 |  | 0 | 0 | 0 | 0 | 0
05.10. | 22 | 0 |  | 0 | 0 | 0 | 0 | 0
05.10. | 23 | 0 |  | 0 | 0 | 0 | 0 | 0
05.10. | 24 | 0 |  | 0 | 0 | 0 | 0 | 0
06.10. | 1 | 0 |  | 0 | 0 | 0 | 0 | 0
06.10. | 2 | 0 |  | 0 | 0 | 0 | 0 | 0
06.10. | 3 | 0 |  | 0 | 0 | 0 | 0 | 0
06.10. | 4 | 0 |  | 0 | 0 | 0 | 0 | 0
06.10. | 5 | 0 |  | 0 | 0 | 0 | 0 | 0
06.10. | 6 | 0 |  | 0 | 0 | 0 | 0 | 0
06.10. | 7 | 0 |  | 0 | 0 | 0 | 0 | 0
06.10. | 8 | 0 |  | 0 | 0 | 0 | 0 | 0
06.10. | 9 | 0 |  | 0 | 0 | 0 | 0 | 0
06.10. | 10 | 0 |  | 0 | 0 | 0 | 0 | 0
06.10. | 11 | 0 |  | 0 | 0 | 0 | 0 | 0
06.10. | 12 | 0 |  | 0 | 0 | 0 | 0 | 0
06.10. | 13 | 0 |  | 0 | 0 | 0 | 0 | 0
06.10. | 14 | 0 |  | 0 | 0 | 0 | 0 | 0
06.10. | 15 | 0 |  | 0 | 0 | 0 | 0 | 0
06.10. | 16 | 0 |  | 0 | 0 | 0 | 0 | 0
06.10. | 17 | 0 |  | 0 | 0 | 0 | 0 | 0
06.10. | 18 | 0 |  | 0 | 0 | 0 | 0 | 0
06.10. | 19 | 0 |  | 0 | 0 | 0 | 0 | 0
06.10. | 20 | 0 |  | 0 | 0 | 0 | 0 | 0
06.10. | 21 | 0 |  | 0 | 0 | 0 | 0 | 0
06.10. | 22 | 0 |  | 0 | 0 | 0 | 0 | 0
06.10. | 23 | 0 |  | 0 | 0 | 0 | 0 | 0
06.10. | 24 | 0 |  | 0 | 0 | 0 | 0 | 0
07.10. | 1 | 0 |  | 0 | 0 | 0 | 0 | 0
07.10. | 2 | 0 |  | 0 | 0 | 0 | 0 | 0
07.10. | 3 | 0 |  | 0 | 0 | 0 | 0 | 0
07.10. | 4 | 0 |  | 0 | 0 | 0 | 0 | 0
07.10. | 5 | 0 |  | 0 | 0 | 0 | 0 | 0
07.10. | 6 | 0 |  | 0 | 0 | 0 | 0 | 0
07.10. | 7 | 0 |  | 0 | 0 | 0 | 0 | 0
07.10. | 8 | 0 |  | 0 | 0 | 0 | 0 | 0
07.10. | 9 | 0 |  | 0 | 0 | 0 | 0 | 0
07.10. | 10 | 0 |  | 0 | 0 | 0 | 0 | 0
07.10. | 11 | 0 |  | 0 | 0 | 0 | 0 | 0
07.10. | 12 | 0 |  | 0 | 0 | 0 | 0 | 0
07.10. | 13 | 0 |  | 0 | 0 | 0 | 0 | 0
07.10. | 14 | 0 |  | 0 | 0 | 0 | 0 | 0
07.10. | 15 | 0 |  | 0 | 0 | 0 | 0 | 0
07.10. | 16 | 0 |  | 0 | 0 | 0 | 0 | 0
07.10. | 17 | 0 |  | 0 | 0 | 0 | 0 | 0
07.10. | 18 | 0 |  | 0 | 0 | 0 | 0 | 0
07.10. | 19 | 0 |  | 0 | 0 | 0 | 0 | 0
07.10. | 20 | 0 |  | 0 | 0 | 0 | 0 | 0
07.10. | 21 | 0 |  | 0 | 0 | 0 | 0 | 0
07.10. | 22 | 0 |  | 0 | 0 | 0 | 0 | 0
07.10. | 23 | 0 |  | 0 | 0 | 0 | 0 | 0
07.10. | 24 | 0 |  | 0 | 0 | 0 | 0 | 0
08.10. | 1 | 0 |  | 0 | 0 | 0 | 0 | 0
08.10. | 2 | 0 |  | 0 | 0 | 0 | 0 | 0
08.10. | 3 | 0 |  | 0 | 0 | 0 | 0 | 0
08.10. | 4 | 0 |  | 0 | 0 | 0 | 0 | 0
08.10. | 5 | 0 |  | 0 | 0 | 0 | 0 | 0
08.10. | 6 | 0 |  | 0 | 0 | 0 | 0 | 0
08.10. | 7 | 0 |  | 0 | 0 | 0 | 0 | 0
08.10. | 8 | 0 |  | 0 | 0 | 0 | 0 | 0
08.10. | 9 | 0 |  | 0 | 0 | 0 | 0 | 0
08.10. | 10 | 0 |  | 0 | 0 | 0 | 0 | 0
08.10. | 11 | 0 |  | 0 | 0 | 0 | 0 | 0
08.10. | 12 | 0 |  | 0 | 0 | 0 | 0 | 0
08.10. | 13 | 0 |  | 0 | 0 | 0 | 0 | 0
08.10. | 14 | 0 |  | 0 | 0 | 0 | 0 | 0
08.10. | 15 | 0 |  | 0 | 0 | 0 | 0 | 0
08.10. | 16 | 0 |  | 0 | 0 | 0 | 0 | 0
08.10. | 17 | 0 |  | 0 | 0 | 0 | 0 | 0
08.10. | 18 | 0 |  | 0 | 0 | 0 | 0 | 0
08.10. | 19 | 0 |  | 0 | 0 | 0 | 0 | 0
08.10. | 20 | 0 |  | 0 | 0 | 0 | 0 | 0
08.10. | 21 | 0 |  | 0 | 0 | 0 | 0 | 0
08.10. | 22 | 0 |  | 0 | 0 | 0 | 0 | 0
08.10. | 23 | 0 |  | 0 | 0 | 0 | 0 | 0
08.10. | 24 | 0 |  | 0 | 0 | 0 | 0 | 0
09.10. | 1 | 0 |  | 0 | 0 | 0 | 0 | 0
09.10. | 2 | 0 |  | 0 | 0 | 0 | 0 | 0
09.10. | 3 | 0 |  | 0 | 0 | 0 | 0 | 0
09.10. | 4 | 0 |  | 0 | 0 | 0 | 0 | 0
09.10. | 5 | 0 |  | 0 | 0 | 0 | 0 | 0
09.10. | 6 | 0 |  | 0 | 0 | 0 | 0 | 0
09.10. | 7 | 0 |  | 0 | 0 | 0 | 0 | 0
09.10. | 8 | 0 |  | 0 | 0 | 0 | 0 | 0
09.10. | 9 | 0 |  | 0 | 0 | 0 | 0 | 0
09.10. | 10 | 0 |  | 0 | 0 | 0 | 0 | 0
09.10. | 11 | 0 |  | 0 | 0 | 0 | 0 | 0
09.10. | 12 | 0 |  | 0 | 0 | 0 | 0 | 0
09.10. | 13 | 0 |  | 0 | 0 | 0 | 0 | 0
09.10. | 14 | 0 |  | 0 | 0 | 0 | 0 | 0
09.10. | 15 | 0 |  | 0 | 0 | 0 | 0 | 0
09.10. | 16 | 0 |  | 0 | 0 | 0 | 0 | 0
09.10. | 17 | 0 |  | 0 | 0 | 0 | 0 | 0
09.10. | 18 | 0 |  | 0 | 0 | 0 | 0 | 0
09.10. | 19 | 0 |  | 0 | 0 | 0 | 0 | 0
09.10. | 20 | 0 |  | 0 | 0 | 0 | 0 | 0
09.10. | 21 | 0 |  | 0 | 0 | 0 | 0 | 0
09.10. | 22 | 0 |  | 0 | 0 | 0 | 0 | 0
09.10. | 23 | 0 |  | 0 | 0 | 0 | 0 | 0
09.10. | 24 | 0 |  | 0 | 0 | 0 | 0 | 0
10.10. | 1 | 0 |  | 0 | 0 | 0 | 0 | 0
10.10. | 2 | 0 |  | 0 | 0 | 0 | 0 | 0
10.10. | 3 | 0 |  | 0 | 0 | 0 | 0 | 0
10.10. | 4 | 0 |  | 0 | 0 | 0 | 0 | 0
10.10. | 5 | 0 |  | 0 | 0 | 0 | 0 | 0
10.10. | 6 | 0 |  | 0 | 0 | 0 | 0 | 0
10.10. | 7 | 0 |  | 0 | 0 | 0 | 0 | 0
10.10. | 8 | 0 |  | 0 | 0 | 0 | 0 | 0
10.10. | 9 | 0 |  | 0 | 0 | 0 | 0 | 0
10.10. | 10 | 0 |  | 0 | 0 | 0 | 0 | 0
10.10. | 11 | 0 |  | 0 | 0 | 0 | 0 | 0
10.10. | 12 | 0 |  | 0 | 0 | 0 | 0 | 0
10.10. | 13 | 0 |  | 0 | 0 | 0 | 0 | 0
10.10. | 14 | 0 |  | 0 | 0 | 0 | 0 | 0
10.10. | 15 | 0 |  | 0 | 0 | 0 | 0 | 0
10.10. | 16 | 0 |  | 0 | 0 | 0 | 0 | 0
10.10. | 17 | 0 |  | 0 | 0 | 0 | 0 | 0
10.10. | 18 | 0 |  | 0 | 0 | 0 | 0 | 0
10.10. | 19 | 0 |  | 0 | 0 | 0 | 0 | 0
10.10. | 20 | 0 |  | 0 | 0 | 0 | 0 | 0
10.10. | 21 | 0 |  | 0 | 0 | 0 | 0 | 0
10.10. | 22 | 0 |  | 0 | 0 | 0 | 0 | 0
10.10. | 23 | 0 |  | 0 | 0 | 0 | 0 | 0
10.10. | 24 | 0 |  | 0 | 0 | 0 | 0 | 0
11.10. | 1 | 0 |  | 0 | 0 | 0 | 0 | 0
11.10. | 2 | 0 |  | 0 | 0 | 0 | 0 | 0
11.10. | 3 | 0 |  | 0 | 0 | 0 | 0 | 0
11.10. | 4 | 0 |  | 0 | 0 | 0 | 0 | 0
11.10. | 5 | 0 |  | 0 | 0 | 0 | 0 | 0
11.10. | 6 | 0 |  | 0 | 0 | 0 | 0 | 0
11.10. | 7 | 0 |  | 0 | 0 | 0 | 0 | 0
11.10. | 8 | 0 |  | 0 | 0 | 0 | 0 | 0
11.10. | 9 | 0 |  | 0 | 0 | 0 | 0 | 0
11.10. | 10 | 0 |  | 0 | 0 | 0 | 0 | 0
11.10. | 11 | 0 |  | 0 | 0 | 0 | 0 | 0
11.10. | 12 | 0 |  | 0 | 0 | 0 | 0 | 0
11.10. | 13 | 0 |  | 0 | 0 | 0 | 0 | 0
11.10. | 14 | 0 |  | 0 | 0 | 0 | 0 | 0
11.10. | 15 | 0 |  | 0 | 0 | 0 | 0 | 0
11.10. | 16 | 0 |  | 0 | 0 | 0 | 0 | 0
11.10. | 17 | 0 |  | 0 | 0 | 0 | 0 | 0
11.10. | 18 | 0 |  | 0 | 0 | 0 | 0 | 0
11.10. | 19 | 0 |  | 0 | 0 | 0 | 0 | 0
11.10. | 20 | 0 |  | 0 | 0 | 0 | 0 | 0
11.10. | 21 | 0 |  | 0 | 0 | 0 | 0 | 0
11.10. | 22 | 0 |  | 0 | 0 | 0 | 0 | 0
11.10. | 23 | 0 |  | 0 | 0 | 0 | 0 | 0
11.10. | 24 | 0 |  | 0 | 0 | 0 | 0 | 0
12.10. | 1 | 0 |  | 0 | 0 | 0 | 0 | 0
12.10. | 2 | 0 |  | 0 | 0 | 0 | 0 | 0
12.10. | 3 | 0 |  | 0 | 0 | 0 | 0 | 0
12.10. | 4 | 0 |  | 0 | 0 | 0 | 0 | 0
12.10. | 5 | 0 |  | 0 | 0 | 0 | 0 | 0
12.10. | 6 | 0 |  | 0 | 0 | 0 | 0 | 0
12.10. | 7 | 0 |  | 0 | 0 | 0 | 0 | 0
12.10. | 8 | 0 |  | 0 | 0 | 0 | 0 | 0
12.10. | 9 | 0 |  | 0 | 0 | 0 | 0 | 0
12.10. | 10 | 0 |  | 0 | 0 | 0 | 0 | 0
12.10. | 11 | 0 |  | 0 | 0 | 0 | 0 | 0
12.10. | 12 | 0 |  | 0 | 0 | 0 | 0 | 0
12.10. | 13 | 0 |  | 0 | 0 | 0 | 0 | 0
12.10. | 14 | 0 |  | 0 | 0 | 0 | 0 | 0
12.10. | 15 | 0 |  | 0 | 0 | 0 | 0 | 0
12.10. | 16 | 0 |  | 0 | 0 | 0 | 0 | 0
12.10. | 17 | 0 |  | 0 | 0 | 0 | 0 | 0
12.10. | 18 | 0 |  | 0 | 0 | 0 | 0 | 0
12.10. | 19 | 0 |  | 0 | 0 | 0 | 0 | 0
12.10. | 20 | 0 |  | 0 | 0 | 0 | 0 | 0
12.10. | 21 | 0 |  | 0 | 0 | 0 | 0 | 0
12.10. | 22 | 0 |  | 0 | 0 | 0 | 0 | 0
12.10. | 23 | 0 |  | 0 | 0 | 0 | 0 | 0
12.10. | 24 | 0 |  | 0 | 0 | 0 | 0 | 0
13.10. | 1 | 0 |  | 0 | 0 | 0 | 0 | 0
13.10. | 2 | 0 |  | 0 | 0 | 0 | 0 | 0
13.10. | 3 | 0 |  | 0 | 0 | 0 | 0 | 0
13.10. | 4 | 0 |  | 0 | 0 | 0 | 0 | 0
13.10. | 5 | 0 |  | 0 | 0 | 0 | 0 | 0
13.10. | 6 | 0 |  | 0 | 0 | 0 | 0 | 0
13.10. | 7 | 0 |  | 0 | 0 | 0 | 0 | 0
13.10. | 8 | 0 |  | 0 | 0 | 0 | 0 | 0
13.10. | 9 | 0 |  | 0 | 0 | 0 | 0 | 0
13.10. | 10 | 0 |  | 0 | 0 | 0 | 0 | 0
13.10. | 11 | 0 |  | 0 | 0 | 0 | 0 | 0
13.10. | 12 | 0 |  | 0 | 0 | 0 | 0 | 0
13.10. | 13 | 0 |  | 0 | 0 | 0 | 0 | 0
13.10. | 14 | 0 |  | 0 | 0 | 0 | 0 | 0
13.10. | 15 | 0 |  | 0 | 0 | 0 | 0 | 0
13.10. | 16 | 0 |  | 0 | 0 | 0 | 0 | 0
13.10. | 17 | 0 |  | 0 | 0 | 0 | 0 | 0
13.10. | 18 | 0 |  | 0 | 0 | 0 | 0 | 0
13.10. | 19 | 0 |  | 0 | 0 | 0 | 0 | 0
13.10. | 20 | 0 |  | 0 | 0 | 0 | 0 | 0
13.10. | 21 | 0 |  | 0 | 0 | 0 | 0 | 0
13.10. | 22 | 0 |  | 0 | 0 | 0 | 0 | 0
13.10. | 23 | 0 |  | 0 | 0 | 0 | 0 | 0
13.10. | 24 | 0 |  | 0 | 0 | 0 | 0 | 0
14.10. | 1 | 0 |  | 0 | 0 | 0 | 0 | 0
14.10. | 2 | 0 |  | 0 | 0 | 0 | 0 | 0
14.10. | 3 | 0 |  | 0 | 0 | 0 | 0 | 0
14.10. | 4 | 0 |  | 0 | 0 | 0 | 0 | 0
14.10. | 5 | 0 |  | 0 | 0 | 0 | 0 | 0
14.10. | 6 | 0 |  | 0 | 0 | 0 | 0 | 0
14.10. | 7 | 0 |  | 0 | 0 | 0 | 0 | 0
14.10. | 8 | 0 |  | 0 | 0 | 0 | 0 | 0
14.10. | 9 | 0 |  | 0 | 0 | 0 | 0 | 0
14.10. | 10 | 0 |  | 0 | 0 | 0 | 0 | 0
14.10. | 11 | 0 |  | 0 | 0 | 0 | 0 | 0
14.10. | 12 | 0 |  | 0 | 0 | 0 | 0 | 0
14.10. | 13 | 0 |  | 0 | 0 | 0 | 0 | 0
14.10. | 14 | 0 |  | 0 | 0 | 0 | 0 | 0
14.10. | 15 | 0 |  | 0 | 0 | 0 | 0 | 0
14.10. | 16 | 0 |  | 0 | 0 | 0 | 0 | 0
14.10. | 17 | 0 |  | 0 | 0 | 0 | 0 | 0
14.10. | 18 | 0 |  | 0 | 0 | 0 | 0 | 0
14.10. | 19 | 0 |  | 0 | 0 | 0 | 0 | 0
14.10. | 20 | 0 |  | 0 | 0 | 0 | 0 | 0
14.10. | 21 | 0 |  | 0 | 0 | 0 | 0 | 0
14.10. | 22 | 0 |  | 0 | 0 | 0 | 0 | 0
14.10. | 23 | 0 |  | 0 | 0 | 0 | 0 | 0
14.10. | 24 | 0 |  | 0 | 0 | 0 | 0 | 0
15.10. | 1 | 0 |  | 0 | 0 | 0 | 0 | 0
15.10. | 2 | 0 |  | 0 | 0 | 0 | 0 | 0
15.10. | 3 | 0 |  | 0 | 0 | 0 | 0 | 0
15.10. | 4 | 0 |  | 0 | 0 | 0 | 0 | 0
15.10. | 5 | 0 |  | 0 | 0 | 0 | 0 | 0
15.10. | 6 | 0 |  | 0 | 0 | 0 | 0 | 0
15.10. | 7 | 0 |  | 0 | 0 | 0 | 0 | 0
15.10. | 8 | 0 |  | 0 | 0 | 0 | 0 | 0
15.10. | 9 | 0 |  | 0 | 0 | 0 | 0 | 0
15.10. | 10 | 0 |  | 0 | 0 | 0 | 0 | 0
15.10. | 11 | 0 |  | 0 | 0 | 0 | 0 | 0
15.10. | 12 | 0 |  | 0 | 0 | 0 | 0 | 0
15.10. | 13 | 0 |  | 0 | 0 | 0 | 0 | 0
15.10. | 14 | 0 |  | 0 | 0 | 0 | 0 | 0
15.10. | 15 | 0 |  | 0 | 0 | 0 | 0 | 0
15.10. | 16 | 0 |  | 0 | 0 | 0 | 0 | 0
15.10. | 17 | 0 |  | 0 | 0 | 0 | 0 | 0
15.10. | 18 | 0 |  | 0 | 0 | 0 | 0 | 0
15.10. | 19 | 0 |  | 0 | 0 | 0 | 0 | 0
15.10. | 20 | 0 |  | 0 | 0 | 0 | 0 | 0
15.10. | 21 | 0 |  | 0 | 0 | 0 | 0 | 0
15.10. | 22 | 0 |  | 0 | 0 | 0 | 0 | 0
15.10. | 23 | 0 |  | 0 | 0 | 0 | 0 | 0
15.10. | 24 | 0 |  | 0 | 0 | 0 | 0 | 0
16.10. | 1 | 0 |  | 0 | 0 | 0 | 0 | 0
16.10. | 2 | 0 |  | 0 | 0 | 0 | 0 | 0
16.10. | 3 | 0 |  | 0 | 0 | 0 | 0 | 0
16.10. | 4 | 0 |  | 0 | 0 | 0 | 0 | 0
16.10. | 5 | 0 |  | 0 | 0 | 0 | 0 | 0
16.10. | 6 | 0 |  | 0 | 0 | 0 | 0 | 0
16.10. | 7 | 0 |  | 0 | 0 | 0 | 0 | 0
16.10. | 8 | 0 |  | 0 | 0 | 0 | 0 | 0
16.10. | 9 | 0 |  | 0 | 0 | 0 | 0 | 0
16.10. | 10 | 0 |  | 0 | 0 | 0 | 0 | 0
16.10. | 11 | 0 |  | 0 | 0 | 0 | 0 | 0
16.10. | 12 | 0 |  | 0 | 0 | 0 | 0 | 0
16.10. | 13 | 0 |  | 0 | 0 | 0 | 0 | 0
16.10. | 14 | 0 |  | 0 | 0 | 0 | 0 | 0
16.10. | 15 | 0 |  | 0 | 0 | 0 | 0 | 0
16.10. | 16 | 0 |  | 0 | 0 | 0 | 0 | 0
16.10. | 17 | 0 |  | 0 | 0 | 0 | 0 | 0
16.10. | 18 | 0 |  | 0 | 0 | 0 | 0 | 0
16.10. | 19 | 0 |  | 0 | 0 | 0 | 0 | 0
16.10. | 20 | 0 |  | 0 | 0 | 0 | 0 | 0
16.10. | 21 | 0 |  | 0 | 0 | 0 | 0 | 0
16.10. | 22 | 0 |  | 0 | 0 | 0 | 0 | 0
16.10. | 23 | 0 |  | 0 | 0 | 0 | 0 | 0
16.10. | 24 | 0 |  | 0 | 0 | 0 | 0 | 0
17.10. | 1 | 0 |  | 0 | 0 | 0 | 0 | 0
17.10. | 2 | 0 |  | 0 | 0 | 0 | 0 | 0
17.10. | 3 | 0 |  | 0 | 0 | 0 | 0 | 0
17.10. | 4 | 0 |  | 0 | 0 | 0 | 0 | 0
17.10. | 5 | 0 |  | 0 | 0 | 0 | 0 | 0
17.10. | 6 | 0 |  | 0 | 0 | 0 | 0 | 0
17.10. | 7 | 0 |  | 0 | 0 | 0 | 0 | 0
17.10. | 8 | 0 |  | 0 | 0 | 0 | 0 | 0
17.10. | 9 | 0 |  | 0 | 0 | 0 | 0 | 0
17.10. | 10 | 0 |  | 0 | 0 | 0 | 0 | 0
17.10. | 11 | 0 |  | 0 | 0 | 0 | 0 | 0
17.10. | 12 | 0 |  | 0 | 0 | 0 | 0 | 0
17.10. | 13 | 0 |  | 0 | 0 | 0 | 0 | 0
17.10. | 14 | 0 |  | 0 | 0 | 0 | 0 | 0
17.10. | 15 | 0 |  | 0 | 0 | 0 | 0 | 0
17.10. | 16 | 0 |  | 0 | 0 | 0 | 0 | 0
17.10. | 17 | 0 |  | 0 | 0 | 0 | 0 | 0
17.10. | 18 | 0 |  | 0 | 0 | 0 | 0 | 0
17.10. | 19 | 0 |  | 0 | 0 | 0 | 0 | 0
17.10. | 20 | 0 |  | 0 | 0 | 0 | 0 | 0
17.10. | 21 | 0 |  | 0 | 0 | 0 | 0 | 0
17.10. | 22 | 0 |  | 0 | 0 | 0 | 0 | 0
17.10. | 23 | 0 |  | 0 | 0 | 0 | 0 | 0
17.10. | 24 | 0 |  | 0 | 0 | 0 | 0 | 0
18.10. | 1 | 0 |  | 0 | 0 | 0 | 0 | 0
18.10. | 2 | 0 |  | 0 | 0 | 0 | 0 | 0
18.10. | 3 | 0 |  | 0 | 0 | 0 | 0 | 0
18.10. | 4 | 0 |  | 0 | 0 | 0 | 0 | 0
18.10. | 5 | 0 |  | 0 | 0 | 0 | 0 | 0
18.10. | 6 | 0 |  | 0 | 0 | 0 | 0 | 0
18.10. | 7 | 0 |  | 0 | 0 | 0 | 0 | 0
18.10. | 8 | 0 |  | 0 | 0 | 0 | 0 | 0
18.10. | 9 | 0 |  | 0 | 0 | 0 | 0 | 0
18.10. | 10 | 0 |  | 0 | 0 | 0 | 0 | 0
18.10. | 11 | 0 |  | 0 | 0 | 0 | 0 | 0
18.10. | 12 | 0 |  | 0 | 0 | 0 | 0 | 0
18.10. | 13 | 0 |  | 0 | 0 | 0 | 0 | 0
18.10. | 14 | 0 |  | 0 | 0 | 0 | 0 | 0
18.10. | 15 | 0 |  | 0 | 0 | 0 | 0 | 0
18.10. | 16 | 0 |  | 0 | 0 | 0 | 0 | 0
18.10. | 17 | 0 |  | 0 | 0 | 0 | 0 | 0
18.10. | 18 | 0 |  | 0 | 0 | 0 | 0 | 0
18.10. | 19 | 0 |  | 0 | 0 | 0 | 0 | 0
18.10. | 20 | 0 |  | 0 | 0 | 0 | 0 | 0
18.10. | 21 | 0 |  | 0 | 0 | 0 | 0 | 0
18.10. | 22 | 0 |  | 0 | 0 | 0 | 0 | 0
18.10. | 23 | 0 |  | 0 | 0 | 0 | 0 | 0
18.10. | 24 | 0 |  | 0 | 0 | 0 | 0 | 0
19.10. | 1 | 0 |  | 0 | 0 | 0 | 0 | 0
19.10. | 2 | 0 |  | 0 | 0 | 0 | 0 | 0
19.10. | 3 | 0 |  | 0 | 0 | 0 | 0 | 0
19.10. | 4 | 0 |  | 0 | 0 | 0 | 0 | 0
19.10. | 5 | 0 |  | 0 | 0 | 0 | 0 | 0
19.10. | 6 | 0 |  | 0 | 0 | 0 | 0 | 0
19.10. | 7 | 0 |  | 0 | 0 | 0 | 0 | 0
19.10. | 8 | 0 |  | 0 | 0 | 0 | 0 | 0
19.10. | 9 | 0 |  | 0 | 0 | 0 | 0 | 0
19.10. | 10 | 0 |  | 0 | 0 | 0 | 0 | 0
19.10. | 11 | 0 |  | 0 | 0 | 0 | 0 | 0
19.10. | 12 | 0 |  | 0 | 0 | 0 | 0 | 0
19.10. | 13 | 0 |  | 0 | 0 | 0 | 0 | 0
19.10. | 14 | 0 |  | 0 | 0 | 0 | 0 | 0
19.10. | 15 | 0 |  | 0 | 0 | 0 | 0 | 0
19.10. | 16 | 0 |  | 0 | 0 | 0 | 0 | 0
19.10. | 17 | 0 |  | 0 | 0 | 0 | 0 | 0
19.10. | 18 | 0 |  | 0 | 0 | 0 | 0 | 0
19.10. | 19 | 0 |  | 0 | 0 | 0 | 0 | 0
19.10. | 20 | 0 |  | 0 | 0 | 0 | 0 | 0
19.10. | 21 | 0 |  | 0 | 0 | 0 | 0 | 0
19.10. | 22 | 0 |  | 0 | 0 | 0 | 0 | 0
19.10. | 23 | 0 |  | 0 | 0 | 0 | 0 | 0
19.10. | 24 | 0 |  | 0 | 0 | 0 | 0 | 0
20.10. | 1 | 0 |  | 0 | 0 | 0 | 0 | 0
20.10. | 2 | 0 |  | 0 | 0 | 0 | 0 | 0
20.10. | 3 | 0 |  | 0 | 0 | 0 | 0 | 0
20.10. | 4 | 0 |  | 0 | 0 | 0 | 0 | 0
20.10. | 5 | 0 |  | 0 | 0 | 0 | 0 | 0
20.10. | 6 | 0 |  | 0 | 0 | 0 | 0 | 0
20.10. | 7 | 0 |  | 0 | 0 | 0 | 0 | 0
20.10. | 8 | 0 |  | 0 | 0 | 0 | 0 | 0
20.10. | 9 | 0 |  | 0 | 0 | 0 | 0 | 0
20.10. | 10 | 0 |  | 0 | 0 | 0 | 0 | 0
20.10. | 11 | 0 |  | 0 | 0 | 0 | 0 | 0
20.10. | 12 | 0 |  | 0 | 0 | 0 | 0 | 0
20.10. | 13 | 0 |  | 0 | 0 | 0 | 0 | 0
20.10. | 14 | 0 |  | 0 | 0 | 0 | 0 | 0
20.10. | 15 | 0 |  | 0 | 0 | 0 | 0 | 0
20.10. | 16 | 0 |  | 0 | 0 | 0 | 0 | 0
20.10. | 17 | 0 |  | 0 | 0 | 0 | 0 | 0
20.10. | 18 | 0 |  | 0 | 0 | 0 | 0 | 0
20.10. | 19 | 0 |  | 0 | 0 | 0 | 0 | 0
20.10. | 20 | 0 |  | 0 | 0 | 0 | 0 | 0
20.10. | 21 | 0 |  | 0 | 0 | 0 | 0 | 0
20.10. | 22 | 0 |  | 0 | 0 | 0 | 0 | 0
20.10. | 23 | 0 |  | 0 | 0 | 0 | 0 | 0
20.10. | 24 | 0 |  | 0 | 0 | 0 | 0 | 0
21.10. | 1 | 0 |  | 0 | 0 | 0 | 0 | 0
21.10. | 2 | 0 |  | 0 | 0 | 0 | 0 | 0
21.10. | 3 | 0 |  | 0 | 0 | 0 | 0 | 0
21.10. | 4 | 0 |  | 0 | 0 | 0 | 0 | 0
21.10. | 5 | 0 |  | 0 | 0 | 0 | 0 | 0
21.10. | 6 | 0 |  | 0 | 0 | 0 | 0 | 0
21.10. | 7 | 0 |  | 0 | 0 | 0 | 0 | 0
21.10. | 8 | 0 |  | 0 | 0 | 0 | 0 | 0
21.10. | 9 | 0 |  | 0 | 0 | 0 | 0 | 0
21.10. | 10 | 0 |  | 0 | 0 | 0 | 0 | 0
21.10. | 11 | 0 |  | 0 | 0 | 0 | 0 | 0
21.10. | 12 | 0 |  | 0 | 0 | 0 | 0 | 0
21.10. | 13 | 0 |  | 0 | 0 | 0 | 0 | 0
21.10. | 14 | 0 |  | 0 | 0 | 0 | 0 | 0
21.10. | 15 | 0 |  | 0 | 0 | 0 | 0 | 0
21.10. | 16 | 0 |  | 0 | 0 | 0 | 0 | 0
21.10. | 17 | 0 |  | 0 | 0 | 0 | 0 | 0
21.10. | 18 | 0 |  | 0 | 0 | 0 | 0 | 0
21.10. | 19 | 0 |  | 0 | 0 | 0 | 0 | 0
21.10. | 20 | 0 |  | 0 | 0 | 0 | 0 | 0
21.10. | 21 | 0 |  | 0 | 0 | 0 | 0 | 0
21.10. | 22 | 0 |  | 0 | 0 | 0 | 0 | 0
21.10. | 23 | 0 |  | 0 | 0 | 0 | 0 | 0
21.10. | 24 | 0 |  | 0 | 0 | 0 | 0 | 0
22.10. | 1 | 0 |  | 0 | 0 | 0 | 0 | 0
22.10. | 2 | 0 |  | 0 | 0 | 0 | 0 | 0
22.10. | 3 | 0 |  | 0 | 0 | 0 | 0 | 0
22.10. | 4 | 0 |  | 0 | 0 | 0 | 0 | 0
22.10. | 5 | 0 |  | 0 | 0 | 0 | 0 | 0
22.10. | 6 | 0 |  | 0 | 0 | 0 | 0 | 0
22.10. | 7 | 0 |  | 0 | 0 | 0 | 0 | 0
22.10. | 8 | 0 |  | 0 | 0 | 0 | 0 | 0
22.10. | 9 | 0 |  | 0 | 0 | 0 | 0 | 0
22.10. | 10 | 0 |  | 0 | 0 | 0 | 0 | 0
22.10. | 11 | 0 |  | 0 | 0 | 0 | 0 | 0
22.10. | 12 | 0 |  | 0 | 0 | 0 | 0 | 0
22.10. | 13 | 0 |  | 0 | 0 | 0 | 0 | 0
22.10. | 14 | 0 |  | 0 | 0 | 0 | 0 | 0
22.10. | 15 | 0 |  | 0 | 0 | 0 | 0 | 0
22.10. | 16 | 0 |  | 0 | 0 | 0 | 0 | 0
22.10. | 17 | 0 |  | 0 | 0 | 0 | 0 | 0
22.10. | 18 | 0 |  | 0 | 0 | 0 | 0 | 0
22.10. | 19 | 0 |  | 0 | 0 | 0 | 0 | 0
22.10. | 20 | 0 |  | 0 | 0 | 0 | 0 | 0
22.10. | 21 | 0 |  | 0 | 0 | 0 | 0 | 0
22.10. | 22 | 0 |  | 0 | 0 | 0 | 0 | 0
22.10. | 23 | 0 |  | 0 | 0 | 0 | 0 | 0
22.10. | 24 | 0 |  | 0 | 0 | 0 | 0 | 0
23.10. | 1 | 0 |  | 0 | 0 | 0 | 0 | 0
23.10. | 2 | 0 |  | 0 | 0 | 0 | 0 | 0
23.10. | 3 | 0 |  | 0 | 0 | 0 | 0 | 0
23.10. | 4 | 0 |  | 0 | 0 | 0 | 0 | 0
23.10. | 5 | 0 |  | 0 | 0 | 0 | 0 | 0
23.10. | 6 | 0 |  | 0 | 0 | 0 | 0 | 0
23.10. | 7 | 0 |  | 0 | 0 | 0 | 0 | 0
23.10. | 8 | 0 |  | 0 | 0 | 0 | 0 | 0
23.10. | 9 | 0 |  | 0 | 0 | 0 | 0 | 0
23.10. | 10 | 0 |  | 0 | 0 | 0 | 0 | 0
23.10. | 11 | 0 |  | 0 | 0 | 0 | 0 | 0
23.10. | 12 | 0 |  | 0 | 0 | 0 | 0 | 0
23.10. | 13 | 0 |  | 0 | 0 | 0 | 0 | 0
23.10. | 14 | 0 |  | 0 | 0 | 0 | 0 | 0
23.10. | 15 | 0 |  | 0 | 0 | 0 | 0 | 0
23.10. | 16 | 0 |  | 0 | 0 | 0 | 0 | 0
23.10. | 17 | 0 |  | 0 | 0 | 0 | 0 | 0
23.10. | 18 | 0 |  | 0 | 0 | 0 | 0 | 0
23.10. | 19 | 0 |  | 0 | 0 | 0 | 0 | 0
23.10. | 20 | 0 |  | 0 | 0 | 0 | 0 | 0
23.10. | 21 | 0 |  | 0 | 0 | 0 | 0 | 0
23.10. | 22 | 0 |  | 0 | 0 | 0 | 0 | 0
23.10. | 23 | 0 |  | 0 | 0 | 0 | 0 | 0
23.10. | 24 | 0 |  | 0 | 0 | 0 | 0 | 0
24.10. | 1 | 0 |  | 0 | 0 | 0 | 0 | 0
24.10. | 2 | 0 |  | 0 | 0 | 0 | 0 | 0
24.10. | 3 | 0 |  | 0 | 0 | 0 | 0 | 0
24.10. | 4 | 0 |  | 0 | 0 | 0 | 0 | 0
24.10. | 5 | 0 |  | 0 | 0 | 0 | 0 | 0
24.10. | 6 | 0 |  | 0 | 0 | 0 | 0 | 0
24.10. | 7 | 0 |  | 0 | 0 | 0 | 0 | 0
24.10. | 8 | 0 |  | 0 | 0 | 0 | 0 | 0
24.10. | 9 | 0 |  | 0 | 0 | 0 | 0 | 0
24.10. | 10 | 0 |  | 0 | 0 | 0 | 0 | 0
24.10. | 11 | 0 |  | 0 | 0 | 0 | 0 | 0
24.10. | 12 | 0 |  | 0 | 0 | 0 | 0 | 0
24.10. | 13 | 0 |  | 0 | 0 | 0 | 0 | 0
24.10. | 14 | 0 |  | 0 | 0 | 0 | 0 | 0
24.10. | 15 | 0 |  | 0 | 0 | 0 | 0 | 0
24.10. | 16 | 0 |  | 0 | 0 | 0 | 0 | 0
24.10. | 17 | 0 |  | 0 | 0 | 0 | 0 | 0
24.10. | 18 | 0 |  | 0 | 0 | 0 | 0 | 0
24.10. | 19 | 0 |  | 0 | 0 | 0 | 0 | 0
24.10. | 20 | 0 |  | 0 | 0 | 0 | 0 | 0
24.10. | 21 | 0 |  | 0 | 0 | 0 | 0 | 0
24.10. | 22 | 0 |  | 0 | 0 | 0 | 0 | 0
24.10. | 23 | 0 |  | 0 | 0 | 0 | 0 | 0
24.10. | 24 | 0 |  | 0 | 0 | 0 | 0 | 0
25.10. | 1 | 0 |  | 0 | 0 | 0 | 0 | 0
25.10. | 2 | 0 |  | 0 | 0 | 0 | 0 | 0
25.10. | 3 | 0 |  | 0 | 0 | 0 | 0 | 0
25.10. | 4 | 0 |  | 0 | 0 | 0 | 0 | 0
25.10. | 5 | 0 |  | 0 | 0 | 0 | 0 | 0
25.10. | 6 | 0 |  | 0 | 0 | 0 | 0 | 0
25.10. | 7 | 0 |  | 0 | 0 | 0 | 0 | 0
25.10. | 8 | 0 |  | 0 | 0 | 0 | 0 | 0
25.10. | 9 | 0 |  | 0 | 0 | 0 | 0 | 0
25.10. | 10 | 0 |  | 0 | 0 | 0 | 0 | 0
25.10. | 11 | 0 |  | 0 | 0 | 0 | 0 | 0
25.10. | 12 | 0 |  | 0 | 0 | 0 | 0 | 0
25.10. | 13 | 0 |  | 0 | 0 | 0 | 0 | 0
25.10. | 14 | 0 |  | 0 | 0 | 0 | 0 | 0
25.10. | 15 | 0 |  | 0 | 0 | 0 | 0 | 0
25.10. | 16 | 0 |  | 0 | 0 | 0 | 0 | 0
25.10. | 17 | 0 |  | 0 | 0 | 0 | 0 | 0
25.10. | 18 | 0 |  | 0 | 0 | 0 | 0 | 0
25.10. | 19 | 0 |  | 0 | 0 | 0 | 0 | 0
25.10. | 20 | 0 |  | 0 | 0 | 0 | 0 | 0
25.10. | 21 | 0 |  | 0 | 0 | 0 | 0 | 0
25.10. | 22 | 0 |  | 0 | 0 | 0 | 0 | 0
25.10. | 23 | 0 |  | 0 | 0 | 0 | 0 | 0
25.10. | 24 | 0 |  | 0 | 0 | 0 | 0 | 0
26.10. | 1 | 0 |  | 0 | 0 | 0 | 0 | 0
26.10. | 2 | 0 |  | 0 | 0 | 0 | 0 | 0
26.10. | 3 | 0 |  | 0 | 0 | 0 | 0 | 0
26.10. | 4 | 0 |  | 0 | 0 | 0 | 0 | 0
26.10. | 5 | 0 |  | 0 | 0 | 0 | 0 | 0
26.10. | 6 | 0 |  | 0 | 0 | 0 | 0 | 0
26.10. | 7 | 0 |  | 0 | 0 | 0 | 0 | 0
26.10. | 8 | 0 |  | 0 | 0 | 0 | 0 | 0
26.10. | 9 | 0 |  | 0 | 0 | 0 | 0 | 0
26.10. | 10 | 0 |  | 0 | 0 | 0 | 0 | 0
26.10. | 11 | 0 |  | 0 | 0 | 0 | 0 | 0
26.10. | 12 | 0 |  | 0 | 0 | 0 | 0 | 0
26.10. | 13 | 0 |  | 0 | 0 | 0 | 0 | 0
26.10. | 14 | 0 |  | 0 | 0 | 0 | 0 | 0
26.10. | 15 | 0 |  | 0 | 0 | 0 | 0 | 0
26.10. | 16 | 0 |  | 0 | 0 | 0 | 0 | 0
26.10. | 17 | 0 |  | 0 | 0 | 0 | 0 | 0
26.10. | 18 | 0 |  | 0 | 0 | 0 | 0 | 0
26.10. | 19 | 0 |  | 0 | 0 | 0 | 0 | 0
26.10. | 20 | 0 |  | 0 | 0 | 0 | 0 | 0
26.10. | 21 | 0 |  | 0 | 0 | 0 | 0 | 0
26.10. | 22 | 0 |  | 0 | 0 | 0 | 0 | 0
26.10. | 23 | 0 |  | 0 | 0 | 0 | 0 | 0
26.10. | 24 | 0 |  | 0 | 0 | 0 | 0 | 0
27.10. | 1 | 0 |  | 0 | 0 | 0 | 0 | 0
27.10. | 2 | 0 |  | 0 | 0 | 0 | 0 | 0
27.10. | 3 | 0 |  | 0 | 0 | 0 | 0 | 0
27.10. | 4 | 0 |  | 0 | 0 | 0 | 0 | 0
27.10. | 5 | 0 |  | 0 | 0 | 0 | 0 | 0
27.10. | 6 | 0 |  | 0 | 0 | 0 | 0 | 0
27.10. | 7 | 0 |  | 0 | 0 | 0 | 0 | 0
27.10. | 8 | 0 |  | 0 | 0 | 0 | 0 | 0
27.10. | 9 | 0 |  | 0 | 0 | 0 | 0 | 0
27.10. | 10 | 0 |  | 0 | 0 | 0 | 0 | 0
27.10. | 11 | 0 |  | 0 | 0 | 0 | 0 | 0
27.10. | 12 | 0 |  | 0 | 0 | 0 | 0 | 0
27.10. | 13 | 0 |  | 0 | 0 | 0 | 0 | 0
27.10. | 14 | 0 |  | 0 | 0 | 0 | 0 | 0
27.10. | 15 | 0 |  | 0 | 0 | 0 | 0 | 0
27.10. | 16 | 0 |  | 0 | 0 | 0 | 0 | 0
27.10. | 17 | 0 |  | 0 | 0 | 0 | 0 | 0
27.10. | 18 | 0 |  | 0 | 0 | 0 | 0 | 0
27.10. | 19 | 0 |  | 0 | 0 | 0 | 0 | 0
27.10. | 20 | 0 |  | 0 | 0 | 0 | 0 | 0
27.10. | 21 | 0 |  | 0 | 0 | 0 | 0 | 0
27.10. | 22 | 0 |  | 0 | 0 | 0 | 0 | 0
27.10. | 23 | 0 |  | 0 | 0 | 0 | 0 | 0
27.10. | 24 | 0 |  | 0 | 0 | 0 | 0 | 0
28.10. | 1 | 0 |  | 0 | 0 | 0 | 0 | 0
28.10. | 2 | 0 |  | 0 | 0 | 0 | 0 | 0
28.10. | 3 | 0 |  | 0 | 0 | 0 | 0 | 0
28.10. | 4 | 0 |  | 0 | 0 | 0 | 0 | 0
28.10. | 5 | 0 |  | 0 | 0 | 0 | 0 | 0
28.10. | 6 | 0 |  | 0 | 0 | 0 | 0 | 0
28.10. | 7 | 0 |  | 0 | 0 | 0 | 0 | 0
28.10. | 8 | 0 |  | 0 | 0 | 0 | 0 | 0
28.10. | 9 | 0 |  | 0 | 0 | 0 | 0 | 0
28.10. | 10 | 0 |  | 0 | 0 | 0 | 0 | 0
28.10. | 11 | 0 |  | 0 | 0 | 0 | 0 | 0
28.10. | 12 | 0 |  | 0 | 0 | 0 | 0 | 0
28.10. | 13 | 0 |  | 0 | 0 | 0 | 0 | 0
28.10. | 14 | 0 |  | 0 | 0 | 0 | 0 | 0
28.10. | 15 | 0 |  | 0 | 0 | 0 | 0 | 0
28.10. | 16 | 0 |  | 0 | 0 | 0 | 0 | 0
28.10. | 17 | 0 |  | 0 | 0 | 0 | 0 | 0
28.10. | 18 | 0 |  | 0 | 0 | 0 | 0 | 0
28.10. | 19 | 0 |  | 0 | 0 | 0 | 0 | 0
28.10. | 20 | 0 |  | 0 | 0 | 0 | 0 | 0
28.10. | 21 | 0 |  | 0 | 0 | 0 | 0 | 0
28.10. | 22 | 0 |  | 0 | 0 | 0 | 0 | 0
28.10. | 23 | 0 |  | 0 | 0 | 0 | 0 | 0
28.10. | 24 | 0 |  | 0 | 0 | 0 | 0 | 0
29.10. | 1 | 0 |  | 0 | 0 | 0 | 0 | 0
29.10. | 2 | 0 |  | 0 | 0 | 0 | 0 | 0
29.10. | 3 | 0 |  | 0 | 0 | 0 | 0 | 0
29.10. | 4 | 0 |  | 0 | 0 | 0 | 0 | 0
29.10. | 5 | 0 |  | 0 | 0 | 0 | 0 | 0
29.10. | 6 | 0 |  | 0 | 0 | 0 | 0 | 0
29.10. | 7 | 0 |  | 0 | 0 | 0 | 0 | 0
29.10. | 8 | 0 |  | 0 | 0 | 0 | 0 | 0
29.10. | 9 | 0 |  | 0 | 0 | 0 | 0 | 0
29.10. | 10 | 0 |  | 0 | 0 | 0 | 0 | 0
29.10. | 11 | 0 |  | 0 | 0 | 0 | 0 | 0
29.10. | 12 | 0 |  | 0 | 0 | 0 | 0 | 0
29.10. | 13 | 0 |  | 0 | 0 | 0 | 0 | 0
29.10. | 14 | 0 |  | 0 | 0 | 0 | 0 | 0
29.10. | 15 | 0 |  | 0 | 0 | 0 | 0 | 0
29.10. | 16 | 0 |  | 0 | 0 | 0 | 0 | 0
29.10. | 17 | 0 |  | 0 | 0 | 0 | 0 | 0
29.10. | 18 | 0 |  | 0 | 0 | 0 | 0 | 0
29.10. | 19 | 0 |  | 0 | 0 | 0 | 0 | 0
29.10. | 20 | 0 |  | 0 | 0 | 0 | 0 | 0
29.10. | 21 | 0 |  | 0 | 0 | 0 | 0 | 0
29.10. | 22 | 0 |  | 0 | 0 | 0 | 0 | 0
29.10. | 23 | 0 |  | 0 | 0 | 0 | 0 | 0
29.10. | 24 | 0 |  | 0 | 0 | 0 | 0 | 0
30.10. | 1 | 0 |  | 0 | 0 | 0 | 0 | 0
30.10. | 2 | 0 |  | 0 | 0 | 0 | 0 | 0
30.10. | 3 | 0 |  | 0 | 0 | 0 | 0 | 0
30.10. | 4 | 0 |  | 0 | 0 | 0 | 0 | 0
30.10. | 5 | 0 |  | 0 | 0 | 0 | 0 | 0
30.10. | 6 | 0 |  | 0 | 0 | 0 | 0 | 0
30.10. | 7 | 0 |  | 0 | 0 | 0 | 0 | 0
30.10. | 8 | 0 |  | 0 | 0 | 0 | 0 | 0
30.10. | 9 | 0 |  | 0 | 0 | 0 | 0 | 0
30.10. | 10 | 0 |  | 0 | 0 | 0 | 0 | 0
30.10. | 11 | 0 |  | 0 | 0 | 0 | 0 | 0
30.10. | 12 | 0 |  | 0 | 0 | 0 | 0 | 0
30.10. | 13 | 0 |  | 0 | 0 | 0 | 0 | 0
30.10. | 14 | 0 |  | 0 | 0 | 0 | 0 | 0
30.10. | 15 | 0 |  | 0 | 0 | 0 | 0 | 0
30.10. | 16 | 0 |  | 0 | 0 | 0 | 0 | 0
30.10. | 17 | 0 |  | 0 | 0 | 0 | 0 | 0
30.10. | 18 | 0 |  | 0 | 0 | 0 | 0 | 0
30.10. | 19 | 0 |  | 0 | 0 | 0 | 0 | 0
30.10. | 20 | 0 |  | 0 | 0 | 0 | 0 | 0
30.10. | 21 | 0 |  | 0 | 0 | 0 | 0 | 0
30.10. | 22 | 0 |  | 0 | 0 | 0 | 0 | 0
30.10. | 23 | 0 |  | 0 | 0 | 0 | 0 | 0
30.10. | 24 | 0 |  | 0 | 0 | 0 | 0 | 0
31.10. | 1 | 0 |  | 0 | 0 | 0 | 0 | 0
31.10. | 2 | 0 |  | 0 | 0 | 0 | 0 | 0
31.10. | 3 | 0 |  | 0 | 0 | 0 | 0 | 0
31.10. | 4 | 0 |  | 0 | 0 | 0 | 0 | 0
31.10. | 5 | 0 |  | 0 | 0 | 0 | 0 | 0
31.10. | 6 | 0 |  | 0 | 0 | 0 | 0 | 0
31.10. | 7 | 0 |  | 0 | 0 | 0 | 0 | 0
31.10. | 8 | 0 |  | 0 | 0 | 0 | 0 | 0
31.10. | 9 | 0 |  | 0 | 0 | 0 | 0 | 0
31.10. | 10 | 0 |  | 0 | 0 | 0 | 0 | 0
31.10. | 11 | 0 |  | 0 | 0 | 0 | 0 | 0
31.10. | 12 | 0 |  | 0 | 0 | 0 | 0 | 0
31.10. | 13 | 0 |  | 0 | 0 | 0 | 0 | 0
31.10. | 14 | 0 |  | 0 | 0 | 0 | 0 | 0
31.10. | 15 | 0 |  | 0 | 0 | 0 | 0 | 0
31.10. | 16 | 0 |  | 0 | 0 | 0 | 0 | 0
31.10. | 17 | 0 |  | 0 | 0 | 0 | 0 | 0
31.10. | 18 | 0 |  | 0 | 0 | 0 | 0 | 0
31.10. | 19 | 0 |  | 0 | 0 | 0 | 0 | 0
31.10. | 20 | 0 |  | 0 | 0 | 0 | 0 | 0
31.10. | 21 | 0 |  | 0 | 0 | 0 | 0 | 0
31.10. | 22 | 0 |  | 0 | 0 | 0 | 0 | 0
31.10. | 23 | 0 |  | 0 | 0 | 0 | 0 | 0
31.10. | 24 | 0 |  | 0 | 0 | 0 | 0 | 0
01.11. | 1 | 0 |  | 0 | 0 | 0 | 0 | 0
01.11. | 2 | 0 |  | 0 | 0 | 0 | 0 | 0
01.11. | 3 | 0 |  | 0 | 0 | 0 | 0 | 0
01.11. | 4 | 0 |  | 0 | 0 | 0 | 0 | 0
01.11. | 5 | 0 |  | 0 | 0 | 0 | 0 | 0
01.11. | 6 | 0 |  | 0 | 0 | 0 | 0 | 0
01.11. | 7 | 0 |  | 0 | 0 | 0 | 0 | 0
01.11. | 8 | 0 |  | 0 | 0 | 0 | 0 | 0
01.11. | 9 | 0 |  | 0 | 0 | 0 | 0 | 0
01.11. | 10 | 0 |  | 0 | 0 | 0 | 0 | 0
01.11. | 11 | 0 |  | 0 | 0 | 0 | 0 | 0
01.11. | 12 | 0 |  | 0 | 0 | 0 | 0 | 0
01.11. | 13 | 0 |  | 0 | 0 | 0 | 0 | 0
01.11. | 14 | 0 |  | 0 | 0 | 0 | 0 | 0
01.11. | 15 | 0 |  | 0 | 0 | 0 | 0 | 0
01.11. | 16 | 0 |  | 0 | 0 | 0 | 0 | 0
01.11. | 17 | 0 |  | 0 | 0 | 0 | 0 | 0
01.11. | 18 | 0 |  | 0 | 0 | 0 | 0 | 0
01.11. | 19 | 0 |  | 0 | 0 | 0 | 0 | 0
01.11. | 20 | 0 |  | 0 | 0 | 0 | 0 | 0
01.11. | 21 | 0 |  | 0 | 0 | 0 | 0 | 0
01.11. | 22 | 0 |  | 0 | 0 | 0 | 0 | 0
01.11. | 23 | 0 |  | 0 | 0 | 0 | 0 | 0
01.11. | 24 | 0 |  | 0 | 0 | 0 | 0 | 0
02.11. | 1 | 0 |  | 0 | 0 | 0 | 0 | 0
02.11. | 2 | 0 |  | 0 | 0 | 0 | 0 | 0
02.11. | 3 | 0 |  | 0 | 0 | 0 | 0 | 0
02.11. | 4 | 0 |  | 0 | 0 | 0 | 0 | 0
02.11. | 5 | 0 |  | 0 | 0 | 0 | 0 | 0
02.11. | 6 | 0 |  | 0 | 0 | 0 | 0 | 0
02.11. | 7 | 0 |  | 0 | 0 | 0 | 0 | 0
02.11. | 8 | 0 |  | 0 | 0 | 0 | 0 | 0
02.11. | 9 | 0 |  | 0 | 0 | 0 | 0 | 0
02.11. | 10 | 0 |  | 0 | 0 | 0 | 0 | 0
02.11. | 11 | 0 |  | 0 | 0 | 0 | 0 | 0
02.11. | 12 | 0 |  | 0 | 0 | 0 | 0 | 0
02.11. | 13 | 0 |  | 0 | 0 | 0 | 0 | 0
02.11. | 14 | 0 |  | 0 | 0 | 0 | 0 | 0
02.11. | 15 | 0 |  | 0 | 0 | 0 | 0 | 0
02.11. | 16 | 0 |  | 0 | 0 | 0 | 0 | 0
02.11. | 17 | 0 |  | 0 | 0 | 0 | 0 | 0
02.11. | 18 | 0 |  | 0 | 0 | 0 | 0 | 0
02.11. | 19 | 0 |  | 0 | 0 | 0 | 0 | 0
02.11. | 20 | 0 |  | 0 | 0 | 0 | 0 | 0
02.11. | 21 | 0 |  | 0 | 0 | 0 | 0 | 0
02.11. | 22 | 0 |  | 0 | 0 | 0 | 0 | 0
02.11. | 23 | 0 |  | 0 | 0 | 0 | 0 | 0
02.11. | 24 | 0 |  | 0 | 0 | 0 | 0 | 0
03.11. | 1 | 0 |  | 0 | 0 | 0 | 0 | 0
03.11. | 2 | 0 |  | 0 | 0 | 0 | 0 | 0
03.11. | 3 | 0 |  | 0 | 0 | 0 | 0 | 0
03.11. | 4 | 0 |  | 0 | 0 | 0 | 0 | 0
03.11. | 5 | 0 |  | 0 | 0 | 0 | 0 | 0
03.11. | 6 | 0 |  | 0 | 0 | 0 | 0 | 0
03.11. | 7 | 0 |  | 0 | 0 | 0 | 0 | 0
03.11. | 8 | 0 |  | 0 | 0 | 0 | 0 | 0
03.11. | 9 | 0 |  | 0 | 0 | 0 | 0 | 0
03.11. | 10 | 0 |  | 0 | 0 | 0 | 0 | 0
03.11. | 11 | 0 |  | 0 | 0 | 0 | 0 | 0
03.11. | 12 | 0 |  | 0 | 0 | 0 | 0 | 0
03.11. | 13 | 0 |  | 0 | 0 | 0 | 0 | 0
03.11. | 14 | 0 |  | 0 | 0 | 0 | 0 | 0
03.11. | 15 | 0 |  | 0 | 0 | 0 | 0 | 0
03.11. | 16 | 0 |  | 0 | 0 | 0 | 0 | 0
03.11. | 17 | 0 |  | 0 | 0 | 0 | 0 | 0
03.11. | 18 | 0 |  | 0 | 0 | 0 | 0 | 0
03.11. | 19 | 0 |  | 0 | 0 | 0 | 0 | 0
03.11. | 20 | 0 |  | 0 | 0 | 0 | 0 | 0
03.11. | 21 | 0 |  | 0 | 0 | 0 | 0 | 0
03.11. | 22 | 0 |  | 0 | 0 | 0 | 0 | 0
03.11. | 23 | 0 |  | 0 | 0 | 0 | 0 | 0
03.11. | 24 | 0 |  | 0 | 0 | 0 | 0 | 0
04.11. | 1 | 0 |  | 0 | 0 | 0 | 0 | 0
04.11. | 2 | 0 |  | 0 | 0 | 0 | 0 | 0
04.11. | 3 | 0 |  | 0 | 0 | 0 | 0 | 0
04.11. | 4 | 0 |  | 0 | 0 | 0 | 0 | 0
04.11. | 5 | 0 |  | 0 | 0 | 0 | 0 | 0
04.11. | 6 | 0 |  | 0 | 0 | 0 | 0 | 0
04.11. | 7 | 0 |  | 0 | 0 | 0 | 0 | 0
04.11. | 8 | 0 |  | 0 | 0 | 0 | 0 | 0
04.11. | 9 | 0 |  | 0 | 0 | 0 | 0 | 0
04.11. | 10 | 0 |  | 0 | 0 | 0 | 0 | 0
04.11. | 11 | 0 |  | 0 | 0 | 0 | 0 | 0
04.11. | 12 | 0 |  | 0 | 0 | 0 | 0 | 0
04.11. | 13 | 0 |  | 0 | 0 | 0 | 0 | 0
04.11. | 14 | 0 |  | 0 | 0 | 0 | 0 | 0
04.11. | 15 | 0 |  | 0 | 0 | 0 | 0 | 0
04.11. | 16 | 0 |  | 0 | 0 | 0 | 0 | 0
04.11. | 17 | 0 |  | 0 | 0 | 0 | 0 | 0
04.11. | 18 | 0 |  | 0 | 0 | 0 | 0 | 0
04.11. | 19 | 0 |  | 0 | 0 | 0 | 0 | 0
04.11. | 20 | 0 |  | 0 | 0 | 0 | 0 | 0
04.11. | 21 | 0 |  | 0 | 0 | 0 | 0 | 0
04.11. | 22 | 0 |  | 0 | 0 | 0 | 0 | 0
04.11. | 23 | 0 |  | 0 | 0 | 0 | 0 | 0
04.11. | 24 | 0 |  | 0 | 0 | 0 | 0 | 0
05.11. | 1 | 0 |  | 0 | 0 | 0 | 0 | 0
05.11. | 2 | 0 |  | 0 | 0 | 0 | 0 | 0
05.11. | 3 | 0 |  | 0 | 0 | 0 | 0 | 0
05.11. | 4 | 0 |  | 0 | 0 | 0 | 0 | 0
05.11. | 5 | 0 |  | 0 | 0 | 0 | 0 | 0
05.11. | 6 | 0 |  | 0 | 0 | 0 | 0 | 0
05.11. | 7 | 0 |  | 0 | 0 | 0 | 0 | 0
05.11. | 8 | 0 |  | 0 | 0 | 0 | 0 | 0
05.11. | 9 | 0 |  | 0 | 0 | 0 | 0 | 0
05.11. | 10 | 0 |  | 0 | 0 | 0 | 0 | 0
05.11. | 11 | 0 |  | 0 | 0 | 0 | 0 | 0
05.11. | 12 | 0 |  | 0 | 0 | 0 | 0 | 0
05.11. | 13 | 0 |  | 0 | 0 | 0 | 0 | 0
05.11. | 14 | 0 |  | 0 | 0 | 0 | 0 | 0
05.11. | 15 | 0 |  | 0 | 0 | 0 | 0 | 0
05.11. | 16 | 0 |  | 0 | 0 | 0 | 0 | 0
05.11. | 17 | 0 |  | 0 | 0 | 0 | 0 | 0
05.11. | 18 | 0 |  | 0 | 0 | 0 | 0 | 0
05.11. | 19 | 0 |  | 0 | 0 | 0 | 0 | 0
05.11. | 20 | 0 |  | 0 | 0 | 0 | 0 | 0
05.11. | 21 | 0 |  | 0 | 0 | 0 | 0 | 0
05.11. | 22 | 0 |  | 0 | 0 | 0 | 0 | 0
05.11. | 23 | 0 |  | 0 | 0 | 0 | 0 | 0
05.11. | 24 | 0 |  | 0 | 0 | 0 | 0 | 0
06.11. | 1 | 0 |  | 0 | 0 | 0 | 0 | 0
06.11. | 2 | 0 |  | 0 | 0 | 0 | 0 | 0
06.11. | 3 | 0 |  | 0 | 0 | 0 | 0 | 0
06.11. | 4 | 0 |  | 0 | 0 | 0 | 0 | 0
06.11. | 5 | 0 |  | 0 | 0 | 0 | 0 | 0
06.11. | 6 | 0 |  | 0 | 0 | 0 | 0 | 0
06.11. | 7 | 0 |  | 0 | 0 | 0 | 0 | 0
06.11. | 8 | 0 |  | 0 | 0 | 0 | 0 | 0
06.11. | 9 | 0 |  | 0 | 0 | 0 | 0 | 0
06.11. | 10 | 0 |  | 0 | 0 | 0 | 0 | 0
06.11. | 11 | 0 |  | 0 | 0 | 0 | 0 | 0
06.11. | 12 | 0 |  | 0 | 0 | 0 | 0 | 0
06.11. | 13 | 0 |  | 0 | 0 | 0 | 0 | 0
06.11. | 14 | 0 |  | 0 | 0 | 0 | 0 | 0
06.11. | 15 | 0 |  | 0 | 0 | 0 | 0 | 0
06.11. | 16 | 0 |  | 0 | 0 | 0 | 0 | 0
06.11. | 17 | 0 |  | 0 | 0 | 0 | 0 | 0
06.11. | 18 | 0 |  | 0 | 0 | 0 | 0 | 0
06.11. | 19 | 0 |  | 0 | 0 | 0 | 0 | 0
06.11. | 20 | 0 |  | 0 | 0 | 0 | 0 | 0
06.11. | 21 | 0 |  | 0 | 0 | 0 | 0 | 0
06.11. | 22 | 0 |  | 0 | 0 | 0 | 0 | 0
06.11. | 23 | 0 |  | 0 | 0 | 0 | 0 | 0
06.11. | 24 | 0 |  | 0 | 0 | 0 | 0 | 0
07.11. | 1 | 0 |  | 0 | 0 | 0 | 0 | 0
07.11. | 2 | 0 |  | 0 | 0 | 0 | 0 | 0
07.11. | 3 | 0 |  | 0 | 0 | 0 | 0 | 0
07.11. | 4 | 0 |  | 0 | 0 | 0 | 0 | 0
07.11. | 5 | 0 |  | 0 | 0 | 0 | 0 | 0
07.11. | 6 | 0 |  | 0 | 0 | 0 | 0 | 0
07.11. | 7 | 0 |  | 0 | 0 | 0 | 0 | 0
07.11. | 8 | 0 |  | 0 | 0 | 0 | 0 | 0
07.11. | 9 | 0 |  | 0 | 0 | 0 | 0 | 0
07.11. | 10 | 0 |  | 0 | 0 | 0 | 0 | 0
07.11. | 11 | 0 |  | 0 | 0 | 0 | 0 | 0
07.11. | 12 | 0 |  | 0 | 0 | 0 | 0 | 0
07.11. | 13 | 0 |  | 0 | 0 | 0 | 0 | 0
07.11. | 14 | 0 |  | 0 | 0 | 0 | 0 | 0
07.11. | 15 | 0 |  | 0 | 0 | 0 | 0 | 0
07.11. | 16 | 0 |  | 0 | 0 | 0 | 0 | 0
07.11. | 17 | 0 |  | 0 | 0 | 0 | 0 | 0
07.11. | 18 | 0 |  | 0 | 0 | 0 | 0 | 0
07.11. | 19 | 0 |  | 0 | 0 | 0 | 0 | 0
07.11. | 20 | 0 |  | 0 | 0 | 0 | 0 | 0
07.11. | 21 | 0 |  | 0 | 0 | 0 | 0 | 0
07.11. | 22 | 0 |  | 0 | 0 | 0 | 0 | 0
07.11. | 23 | 0 |  | 0 | 0 | 0 | 0 | 0
07.11. | 24 | 0 |  | 0 | 0 | 0 | 0 | 0
08.11. | 1 | 0 |  | 0 | 0 | 0 | 0 | 0
08.11. | 2 | 0 |  | 0 | 0 | 0 | 0 | 0
08.11. | 3 | 0 |  | 0 | 0 | 0 | 0 | 0
08.11. | 4 | 0 |  | 0 | 0 | 0 | 0 | 0
08.11. | 5 | 0 |  | 0 | 0 | 0 | 0 | 0
08.11. | 6 | 0 |  | 0 | 0 | 0 | 0 | 0
08.11. | 7 | 0 |  | 0 | 0 | 0 | 0 | 0
08.11. | 8 | 0 |  | 0 | 0 | 0 | 0 | 0
08.11. | 9 | 0 |  | 0 | 0 | 0 | 0 | 0
08.11. | 10 | 0 |  | 0 | 0 | 0 | 0 | 0
08.11. | 11 | 0 |  | 0 | 0 | 0 | 0 | 0
08.11. | 12 | 0 |  | 0 | 0 | 0 | 0 | 0
08.11. | 13 | 0 |  | 0 | 0 | 0 | 0 | 0
08.11. | 14 | 0 |  | 0 | 0 | 0 | 0 | 0
08.11. | 15 | 0 |  | 0 | 0 | 0 | 0 | 0
08.11. | 16 | 0 |  | 0 | 0 | 0 | 0 | 0
08.11. | 17 | 0 |  | 0 | 0 | 0 | 0 | 0
08.11. | 18 | 0 |  | 0 | 0 | 0 | 0 | 0
08.11. | 19 | 0 |  | 0 | 0 | 0 | 0 | 0
08.11. | 20 | 0 |  | 0 | 0 | 0 | 0 | 0
08.11. | 21 | 0 |  | 0 | 0 | 0 | 0 | 0
08.11. | 22 | 0 |  | 0 | 0 | 0 | 0 | 0
08.11. | 23 | 0 |  | 0 | 0 | 0 | 0 | 0
08.11. | 24 | 0 |  | 0 | 0 | 0 | 0 | 0
09.11. | 1 | 0 |  | 0 | 0 | 0 | 0 | 0
09.11. | 2 | 0 |  | 0 | 0 | 0 | 0 | 0
09.11. | 3 | 0 |  | 0 | 0 | 0 | 0 | 0
09.11. | 4 | 0 |  | 0 | 0 | 0 | 0 | 0
09.11. | 5 | 0 |  | 0 | 0 | 0 | 0 | 0
09.11. | 6 | 0 |  | 0 | 0 | 0 | 0 | 0
09.11. | 7 | 0 |  | 0 | 0 | 0 | 0 | 0
09.11. | 8 | 0 |  | 0 | 0 | 0 | 0 | 0
09.11. | 9 | 0 |  | 0 | 0 | 0 | 0 | 0
09.11. | 10 | 0 |  | 0 | 0 | 0 | 0 | 0
09.11. | 11 | 0 |  | 0 | 0 | 0 | 0 | 0
09.11. | 12 | 0 |  | 0 | 0 | 0 | 0 | 0
09.11. | 13 | 0 |  | 0 | 0 | 0 | 0 | 0
09.11. | 14 | 0 |  | 0 | 0 | 0 | 0 | 0
09.11. | 15 | 0 |  | 0 | 0 | 0 | 0 | 0
09.11. | 16 | 0 |  | 0 | 0 | 0 | 0 | 0
09.11. | 17 | 0 |  | 0 | 0 | 0 | 0 | 0
09.11. | 18 | 0 |  | 0 | 0 | 0 | 0 | 0
09.11. | 19 | 0 |  | 0 | 0 | 0 | 0 | 0
09.11. | 20 | 0 |  | 0 | 0 | 0 | 0 | 0
09.11. | 21 | 0 |  | 0 | 0 | 0 | 0 | 0
09.11. | 22 | 0 |  | 0 | 0 | 0 | 0 | 0
09.11. | 23 | 0 |  | 0 | 0 | 0 | 0 | 0
09.11. | 24 | 0 |  | 0 | 0 | 0 | 0 | 0
10.11. | 1 | 0 |  | 0 | 0 | 0 | 0 | 0
10.11. | 2 | 0 |  | 0 | 0 | 0 | 0 | 0
10.11. | 3 | 0 |  | 0 | 0 | 0 | 0 | 0
10.11. | 4 | 0 |  | 0 | 0 | 0 | 0 | 0
10.11. | 5 | 0 |  | 0 | 0 | 0 | 0 | 0
10.11. | 6 | 0 |  | 0 | 0 | 0 | 0 | 0
10.11. | 7 | 0 |  | 0 | 0 | 0 | 0 | 0
10.11. | 8 | 0 |  | 0 | 0 | 0 | 0 | 0
10.11. | 9 | 0 |  | 0 | 0 | 0 | 0 | 0
10.11. | 10 | 0 |  | 0 | 0 | 0 | 0 | 0
10.11. | 11 | 0 |  | 0 | 0 | 0 | 0 | 0
10.11. | 12 | 0 |  | 0 | 0 | 0 | 0 | 0
10.11. | 13 | 0 |  | 0 | 0 | 0 | 0 | 0
10.11. | 14 | 0 |  | 0 | 0 | 0 | 0 | 0
10.11. | 15 | 0 |  | 0 | 0 | 0 | 0 | 0
10.11. | 16 | 0 |  | 0 | 0 | 0 | 0 | 0
10.11. | 17 | 0 |  | 0 | 0 | 0 | 0 | 0
10.11. | 18 | 0 |  | 0 | 0 | 0 | 0 | 0
10.11. | 19 | 0 |  | 0 | 0 | 0 | 0 | 0
10.11. | 20 | 0 |  | 0 | 0 | 0 | 0 | 0
10.11. | 21 | 0 |  | 0 | 0 | 0 | 0 | 0
10.11. | 22 | 0 |  | 0 | 0 | 0 | 0 | 0
10.11. | 23 | 0 |  | 0 | 0 | 0 | 0 | 0
10.11. | 24 | 0 |  | 0 | 0 | 0 | 0 | 0
11.11. | 1 | 0 |  | 0 | 0 | 0 | 0 | 0
11.11. | 2 | 0 |  | 0 | 0 | 0 | 0 | 0
11.11. | 3 | 0 |  | 0 | 0 | 0 | 0 | 0
11.11. | 4 | 0 |  | 0 | 0 | 0 | 0 | 0
11.11. | 5 | 0 |  | 0 | 0 | 0 | 0 | 0
11.11. | 6 | 0 |  | 0 | 0 | 0 | 0 | 0
11.11. | 7 | 0 |  | 0 | 0 | 0 | 0 | 0
11.11. | 8 | 0 |  | 0 | 0 | 0 | 0 | 0
11.11. | 9 | 0 |  | 0 | 0 | 0 | 0 | 0
11.11. | 10 | 0 |  | 0 | 0 | 0 | 0 | 0
11.11. | 11 | 0 |  | 0 | 0 | 0 | 0 | 0
11.11. | 12 | 0 |  | 0 | 0 | 0 | 0 | 0
11.11. | 13 | 0 |  | 0 | 0 | 0 | 0 | 0
11.11. | 14 | 0 |  | 0 | 0 | 0 | 0 | 0
11.11. | 15 | 0 |  | 0 | 0 | 0 | 0 | 0
11.11. | 16 | 0 |  | 0 | 0 | 0 | 0 | 0
11.11. | 17 | 0 |  | 0 | 0 | 0 | 0 | 0
11.11. | 18 | 0 |  | 0 | 0 | 0 | 0 | 0
11.11. | 19 | 0 |  | 0 | 0 | 0 | 0 | 0
11.11. | 20 | 0 |  | 0 | 0 | 0 | 0 | 0
11.11. | 21 | 0 |  | 0 | 0 | 0 | 0 | 0
11.11. | 22 | 0 |  | 0 | 0 | 0 | 0 | 0
11.11. | 23 | 0 |  | 0 | 0 | 0 | 0 | 0
11.11. | 24 | 0 |  | 0 | 0 | 0 | 0 | 0
12.11. | 1 | 0 |  | 0 | 0 | 0 | 0 | 0
12.11. | 2 | 0 |  | 0 | 0 | 0 | 0 | 0
12.11. | 3 | 0 |  | 0 | 0 | 0 | 0 | 0
12.11. | 4 | 0 |  | 0 | 0 | 0 | 0 | 0
12.11. | 5 | 0 |  | 0 | 0 | 0 | 0 | 0
12.11. | 6 | 0 |  | 0 | 0 | 0 | 0 | 0
12.11. | 7 | 0 |  | 0 | 0 | 0 | 0 | 0
12.11. | 8 | 0 |  | 0 | 0 | 0 | 0 | 0
12.11. | 9 | 0 |  | 0 | 0 | 0 | 0 | 0
12.11. | 10 | 0 |  | 0 | 0 | 0 | 0 | 0
12.11. | 11 | 0 |  | 0 | 0 | 0 | 0 | 0
12.11. | 12 | 0 |  | 0 | 0 | 0 | 0 | 0
12.11. | 13 | 0 |  | 0 | 0 | 0 | 0 | 0
12.11. | 14 | 0 |  | 0 | 0 | 0 | 0 | 0
12.11. | 15 | 0 |  | 0 | 0 | 0 | 0 | 0
12.11. | 16 | 0 |  | 0 | 0 | 0 | 0 | 0
12.11. | 17 | 0 |  | 0 | 0 | 0 | 0 | 0
12.11. | 18 | 0 |  | 0 | 0 | 0 | 0 | 0
12.11. | 19 | 0 |  | 0 | 0 | 0 | 0 | 0
12.11. | 20 | 0 |  | 0 | 0 | 0 | 0 | 0
12.11. | 21 | 0 |  | 0 | 0 | 0 | 0 | 0
12.11. | 22 | 0 |  | 0 | 0 | 0 | 0 | 0
12.11. | 23 | 0 |  | 0 | 0 | 0 | 0 | 0
12.11. | 24 | 0 |  | 0 | 0 | 0 | 0 | 0
13.11. | 1 | 0 |  | 0 | 0 | 0 | 0 | 0
13.11. | 2 | 0 |  | 0 | 0 | 0 | 0 | 0
13.11. | 3 | 0 |  | 0 | 0 | 0 | 0 | 0
13.11. | 4 | 0 |  | 0 | 0 | 0 | 0 | 0
13.11. | 5 | 0 |  | 0 | 0 | 0 | 0 | 0
13.11. | 6 | 0 |  | 0 | 0 | 0 | 0 | 0
13.11. | 7 | 0 |  | 0 | 0 | 0 | 0 | 0
13.11. | 8 | 0 |  | 0 | 0 | 0 | 0 | 0
13.11. | 9 | 0 |  | 0 | 0 | 0 | 0 | 0
13.11. | 10 | 0 |  | 0 | 0 | 0 | 0 | 0
13.11. | 11 | 0 |  | 0 | 0 | 0 | 0 | 0
13.11. | 12 | 0 |  | 0 | 0 | 0 | 0 | 0
13.11. | 13 | 0 |  | 0 | 0 | 0 | 0 | 0
13.11. | 14 | 0 |  | 0 | 0 | 0 | 0 | 0
13.11. | 15 | 0 |  | 0 | 0 | 0 | 0 | 0
13.11. | 16 | 0 |  | 0 | 0 | 0 | 0 | 0
13.11. | 17 | 0 |  | 0 | 0 | 0 | 0 | 0
13.11. | 18 | 0 |  | 0 | 0 | 0 | 0 | 0
13.11. | 19 | 0 |  | 0 | 0 | 0 | 0 | 0
13.11. | 20 | 0 |  | 0 | 0 | 0 | 0 | 0
13.11. | 21 | 0 |  | 0 | 0 | 0 | 0 | 0
13.11. | 22 | 0 |  | 0 | 0 | 0 | 0 | 0
13.11. | 23 | 0 |  | 0 | 0 | 0 | 0 | 0
13.11. | 24 | 0 |  | 0 | 0 | 0 | 0 | 0
14.11. | 1 | 0 |  | 0 | 0 | 0 | 0 | 0
14.11. | 2 | 0 |  | 0 | 0 | 0 | 0 | 0
14.11. | 3 | 0 |  | 0 | 0 | 0 | 0 | 0
14.11. | 4 | 0 |  | 0 | 0 | 0 | 0 | 0
14.11. | 5 | 0 |  | 0 | 0 | 0 | 0 | 0
14.11. | 6 | 0 |  | 0 | 0 | 0 | 0 | 0
14.11. | 7 | 0 |  | 0 | 0 | 0 | 0 | 0
14.11. | 8 | 0 |  | 0 | 0 | 0 | 0 | 0
14.11. | 9 | 0 |  | 0 | 0 | 0 | 0 | 0
14.11. | 10 | 0 |  | 0 | 0 | 0 | 0 | 0
14.11. | 11 | 0 |  | 0 | 0 | 0 | 0 | 0
14.11. | 12 | 0 |  | 0 | 0 | 0 | 0 | 0
14.11. | 13 | 0 |  | 0 | 0 | 0 | 0 | 0
14.11. | 14 | 0 |  | 0 | 0 | 0 | 0 | 0
14.11. | 15 | 0 |  | 0 | 0 | 0 | 0 | 0
14.11. | 16 | 0 |  | 0 | 0 | 0 | 0 | 0
14.11. | 17 | 0 |  | 0 | 0 | 0 | 0 | 0
14.11. | 18 | 0 |  | 0 | 0 | 0 | 0 | 0
14.11. | 19 | 0 |  | 0 | 0 | 0 | 0 | 0
14.11. | 20 | 0 |  | 0 | 0 | 0 | 0 | 0
14.11. | 21 | 0 |  | 0 | 0 | 0 | 0 | 0
14.11. | 22 | 0 |  | 0 | 0 | 0 | 0 | 0
14.11. | 23 | 0 |  | 0 | 0 | 0 | 0 | 0
14.11. | 24 | 0 |  | 0 | 0 | 0 | 0 | 0
15.11. | 1 | 0 |  | 0 | 0 | 0 | 0 | 0
15.11. | 2 | 0 |  | 0 | 0 | 0 | 0 | 0
15.11. | 3 | 0 |  | 0 | 0 | 0 | 0 | 0
15.11. | 4 | 0 |  | 0 | 0 | 0 | 0 | 0
15.11. | 5 | 0 |  | 0 | 0 | 0 | 0 | 0
15.11. | 6 | 0 |  | 0 | 0 | 0 | 0 | 0
15.11. | 7 | 0 |  | 0 | 0 | 0 | 0 | 0
15.11. | 8 | 0 |  | 0 | 0 | 0 | 0 | 0
15.11. | 9 | 0 |  | 0 | 0 | 0 | 0 | 0
15.11. | 10 | 0 |  | 0 | 0 | 0 | 0 | 0
15.11. | 11 | 0 |  | 0 | 0 | 0 | 0 | 0
15.11. | 12 | 0 |  | 0 | 0 | 0 | 0 | 0
15.11. | 13 | 0 |  | 0 | 0 | 0 | 0 | 0
15.11. | 14 | 0 |  | 0 | 0 | 0 | 0 | 0
15.11. | 15 | 0 |  | 0 | 0 | 0 | 0 | 0
15.11. | 16 | 0 |  | 0 | 0 | 0 | 0 | 0
15.11. | 17 | 0 |  | 0 | 0 | 0 | 0 | 0
15.11. | 18 | 0 |  | 0 | 0 | 0 | 0 | 0
15.11. | 19 | 0 |  | 0 | 0 | 0 | 0 | 0
15.11. | 20 | 0 |  | 0 | 0 | 0 | 0 | 0
15.11. | 21 | 0 |  | 0 | 0 | 0 | 0 | 0
15.11. | 22 | 0 |  | 0 | 0 | 0 | 0 | 0
15.11. | 23 | 0 |  | 0 | 0 | 0 | 0 | 0
15.11. | 24 | 0 |  | 0 | 0 | 0 | 0 | 0
16.11. | 1 | 0 |  | 0 | 0 | 0 | 0 | 0
16.11. | 2 | 0 |  | 0 | 0 | 0 | 0 | 0
16.11. | 3 | 0 |  | 0 | 0 | 0 | 0 | 0
16.11. | 4 | 0 |  | 0 | 0 | 0 | 0 | 0
16.11. | 5 | 0 |  | 0 | 0 | 0 | 0 | 0
16.11. | 6 | 0 |  | 0 | 0 | 0 | 0 | 0
16.11. | 7 | 0 |  | 0 | 0 | 0 | 0 | 0
16.11. | 8 | 0 |  | 0 | 0 | 0 | 0 | 0
16.11. | 9 | 0 |  | 0 | 0 | 0 | 0 | 0
16.11. | 10 | 0 |  | 0 | 0 | 0 | 0 | 0
16.11. | 11 | 0 |  | 0 | 0 | 0 | 0 | 0
16.11. | 12 | 0 |  | 0 | 0 | 0 | 0 | 0
16.11. | 13 | 0 |  | 0 | 0 | 0 | 0 | 0
16.11. | 14 | 0 |  | 0 | 0 | 0 | 0 | 0
16.11. | 15 | 0 |  | 0 | 0 | 0 | 0 | 0
16.11. | 16 | 0 |  | 0 | 0 | 0 | 0 | 0
16.11. | 17 | 0 |  | 0 | 0 | 0 | 0 | 0
16.11. | 18 | 0 |  | 0 | 0 | 0 | 0 | 0
16.11. | 19 | 0 |  | 0 | 0 | 0 | 0 | 0
16.11. | 20 | 0 |  | 0 | 0 | 0 | 0 | 0
16.11. | 21 | 0 |  | 0 | 0 | 0 | 0 | 0
16.11. | 22 | 0 |  | 0 | 0 | 0 | 0 | 0
16.11. | 23 | 0 |  | 0 | 0 | 0 | 0 | 0
16.11. | 24 | 0 |  | 0 | 0 | 0 | 0 | 0
17.11. | 1 | 0 |  | 0 | 0 | 0 | 0 | 0
17.11. | 2 | 0 |  | 0 | 0 | 0 | 0 | 0
17.11. | 3 | 0 |  | 0 | 0 | 0 | 0 | 0
17.11. | 4 | 0 |  | 0 | 0 | 0 | 0 | 0
17.11. | 5 | 0 |  | 0 | 0 | 0 | 0 | 0
17.11. | 6 | 0 |  | 0 | 0 | 0 | 0 | 0
17.11. | 7 | 0 |  | 0 | 0 | 0 | 0 | 0
17.11. | 8 | 0 |  | 0 | 0 | 0 | 0 | 0
17.11. | 9 | 0 |  | 0 | 0 | 0 | 0 | 0
17.11. | 10 | 0 |  | 0 | 0 | 0 | 0 | 0
17.11. | 11 | 0 |  | 0 | 0 | 0 | 0 | 0
17.11. | 12 | 0 |  | 0 | 0 | 0 | 0 | 0
17.11. | 13 | 0 |  | 0 | 0 | 0 | 0 | 0
17.11. | 14 | 0 |  | 0 | 0 | 0 | 0 | 0
17.11. | 15 | 0 |  | 0 | 0 | 0 | 0 | 0
17.11. | 16 | 0 |  | 0 | 0 | 0 | 0 | 0
17.11. | 17 | 0 |  | 0 | 0 | 0 | 0 | 0
17.11. | 18 | 0 |  | 0 | 0 | 0 | 0 | 0
17.11. | 19 | 0 |  | 0 | 0 | 0 | 0 | 0
17.11. | 20 | 0 |  | 0 | 0 | 0 | 0 | 0
17.11. | 21 | 0 |  | 0 | 0 | 0 | 0 | 0
17.11. | 22 | 0 |  | 0 | 0 | 0 | 0 | 0
17.11. | 23 | 0 |  | 0 | 0 | 0 | 0 | 0
17.11. | 24 | 0 |  | 0 | 0 | 0 | 0 | 0
18.11. | 1 | 0 |  | 0 | 0 | 0 | 0 | 0
18.11. | 2 | 0 |  | 0 | 0 | 0 | 0 | 0
18.11. | 3 | 0 |  | 0 | 0 | 0 | 0 | 0
18.11. | 4 | 0 |  | 0 | 0 | 0 | 0 | 0
18.11. | 5 | 0 |  | 0 | 0 | 0 | 0 | 0
18.11. | 6 | 0 |  | 0 | 0 | 0 | 0 | 0
18.11. | 7 | 0 |  | 0 | 0 | 0 | 0 | 0
18.11. | 8 | 0 |  | 0 | 0 | 0 | 0 | 0
18.11. | 9 | 0 |  | 0 | 0 | 0 | 0 | 0
18.11. | 10 | 0 |  | 0 | 0 | 0 | 0 | 0
18.11. | 11 | 0 |  | 0 | 0 | 0 | 0 | 0
18.11. | 12 | 0 |  | 0 | 0 | 0 | 0 | 0
18.11. | 13 | 0 |  | 0 | 0 | 0 | 0 | 0
18.11. | 14 | 0 |  | 0 | 0 | 0 | 0 | 0
18.11. | 15 | 0 |  | 0 | 0 | 0 | 0 | 0
18.11. | 16 | 0 |  | 0 | 0 | 0 | 0 | 0
18.11. | 17 | 0 |  | 0 | 0 | 0 | 0 | 0
18.11. | 18 | 0 |  | 0 | 0 | 0 | 0 | 0
18.11. | 19 | 0 |  | 0 | 0 | 0 | 0 | 0
18.11. | 20 | 0 |  | 0 | 0 | 0 | 0 | 0
18.11. | 21 | 0 |  | 0 | 0 | 0 | 0 | 0
18.11. | 22 | 0 |  | 0 | 0 | 0 | 0 | 0
18.11. | 23 | 0 |  | 0 | 0 | 0 | 0 | 0
18.11. | 24 | 0 |  | 0 | 0 | 0 | 0 | 0
19.11. | 1 | 0 |  | 0 | 0 | 0 | 0 | 0
19.11. | 2 | 0 |  | 0 | 0 | 0 | 0 | 0
19.11. | 3 | 0 |  | 0 | 0 | 0 | 0 | 0
19.11. | 4 | 0 |  | 0 | 0 | 0 | 0 | 0
19.11. | 5 | 0 |  | 0 | 0 | 0 | 0 | 0
19.11. | 6 | 0 |  | 0 | 0 | 0 | 0 | 0
19.11. | 7 | 0 |  | 0 | 0 | 0 | 0 | 0
19.11. | 8 | 0 |  | 0 | 0 | 0 | 0 | 0
19.11. | 9 | 0 |  | 0 | 0 | 0 | 0 | 0
19.11. | 10 | 0 |  | 0 | 0 | 0 | 0 | 0
19.11. | 11 | 0 |  | 0 | 0 | 0 | 0 | 0
19.11. | 12 | 0 |  | 0 | 0 | 0 | 0 | 0
19.11. | 13 | 0 |  | 0 | 0 | 0 | 0 | 0
19.11. | 14 | 0 |  | 0 | 0 | 0 | 0 | 0
19.11. | 15 | 0 |  | 0 | 0 | 0 | 0 | 0
19.11. | 16 | 0 |  | 0 | 0 | 0 | 0 | 0
19.11. | 17 | 0 |  | 0 | 0 | 0 | 0 | 0
19.11. | 18 | 0 |  | 0 | 0 | 0 | 0 | 0
19.11. | 19 | 0 |  | 0 | 0 | 0 | 0 | 0
19.11. | 20 | 0 |  | 0 | 0 | 0 | 0 | 0
19.11. | 21 | 0 |  | 0 | 0 | 0 | 0 | 0
19.11. | 22 | 0 |  | 0 | 0 | 0 | 0 | 0
19.11. | 23 | 0 |  | 0 | 0 | 0 | 0 | 0
19.11. | 24 | 0 |  | 0 | 0 | 0 | 0 | 0
20.11. | 1 | 0 |  | 0 | 0 | 0 | 0 | 0
20.11. | 2 | 0 |  | 0 | 0 | 0 | 0 | 0
20.11. | 3 | 0 |  | 0 | 0 | 0 | 0 | 0
20.11. | 4 | 0 |  | 0 | 0 | 0 | 0 | 0
20.11. | 5 | 0 |  | 0 | 0 | 0 | 0 | 0
20.11. | 6 | 0 |  | 0 | 0 | 0 | 0 | 0
20.11. | 7 | 0 |  | 0 | 0 | 0 | 0 | 0
20.11. | 8 | 0 |  | 0 | 0 | 0 | 0 | 0
20.11. | 9 | 0 |  | 0 | 0 | 0 | 0 | 0
20.11. | 10 | 0 |  | 0 | 0 | 0 | 0 | 0
20.11. | 11 | 0 |  | 0 | 0 | 0 | 0 | 0
20.11. | 12 | 0 |  | 0 | 0 | 0 | 0 | 0
20.11. | 13 | 0 |  | 0 | 0 | 0 | 0 | 0
20.11. | 14 | 0 |  | 0 | 0 | 0 | 0 | 0
20.11. | 15 | 0 |  | 0 | 0 | 0 | 0 | 0
20.11. | 16 | 0 |  | 0 | 0 | 0 | 0 | 0
20.11. | 17 | 0 |  | 0 | 0 | 0 | 0 | 0
20.11. | 18 | 0 |  | 0 | 0 | 0 | 0 | 0
20.11. | 19 | 0 |  | 0 | 0 | 0 | 0 | 0
20.11. | 20 | 0 |  | 0 | 0 | 0 | 0 | 0
20.11. | 21 | 0 |  | 0 | 0 | 0 | 0 | 0
20.11. | 22 | 0 |  | 0 | 0 | 0 | 0 | 0
20.11. | 23 | 0 |  | 0 | 0 | 0 | 0 | 0
20.11. | 24 | 0 |  | 0 | 0 | 0 | 0 | 0
21.11. | 1 | 0 |  | 0 | 0 | 0 | 0 | 0
21.11. | 2 | 0 |  | 0 | 0 | 0 | 0 | 0
21.11. | 3 | 0 |  | 0 | 0 | 0 | 0 | 0
21.11. | 4 | 0 |  | 0 | 0 | 0 | 0 | 0
21.11. | 5 | 0 |  | 0 | 0 | 0 | 0 | 0
21.11. | 6 | 0 |  | 0 | 0 | 0 | 0 | 0
21.11. | 7 | 0 |  | 0 | 0 | 0 | 0 | 0
21.11. | 8 | 0 |  | 0 | 0 | 0 | 0 | 0
21.11. | 9 | 0 |  | 0 | 0 | 0 | 0 | 0
21.11. | 10 | 0 |  | 0 | 0 | 0 | 0 | 0
21.11. | 11 | 0 |  | 0 | 0 | 0 | 0 | 0
21.11. | 12 | 0 |  | 0 | 0 | 0 | 0 | 0
21.11. | 13 | 0 |  | 0 | 0 | 0 | 0 | 0
21.11. | 14 | 0 |  | 0 | 0 | 0 | 0 | 0
21.11. | 15 | 0 |  | 0 | 0 | 0 | 0 | 0
21.11. | 16 | 0 |  | 0 | 0 | 0 | 0 | 0
21.11. | 17 | 0 |  | 0 | 0 | 0 | 0 | 0
21.11. | 18 | 0 |  | 0 | 0 | 0 | 0 | 0
21.11. | 19 | 0 |  | 0 | 0 | 0 | 0 | 0
21.11. | 20 | 0 |  | 0 | 0 | 0 | 0 | 0
21.11. | 21 | 0 |  | 0 | 0 | 0 | 0 | 0
21.11. | 22 | 0 |  | 0 | 0 | 0 | 0 | 0
21.11. | 23 | 0 |  | 0 | 0 | 0 | 0 | 0
21.11. | 24 | 0 |  | 0 | 0 | 0 | 0 | 0
22.11. | 1 | 0 |  | 0 | 0 | 0 | 0 | 0
22.11. | 2 | 0 |  | 0 | 0 | 0 | 0 | 0
22.11. | 3 | 0 |  | 0 | 0 | 0 | 0 | 0
22.11. | 4 | 0 |  | 0 | 0 | 0 | 0 | 0
22.11. | 5 | 0 |  | 0 | 0 | 0 | 0 | 0
22.11. | 6 | 0 |  | 0 | 0 | 0 | 0 | 0
22.11. | 7 | 0 |  | 0 | 0 | 0 | 0 | 0
22.11. | 8 | 0 |  | 0 | 0 | 0 | 0 | 0
22.11. | 9 | 0 |  | 0 | 0 | 0 | 0 | 0
22.11. | 10 | 0 |  | 0 | 0 | 0 | 0 | 0
22.11. | 11 | 0 |  | 0 | 0 | 0 | 0 | 0
22.11. | 12 | 0 |  | 0 | 0 | 0 | 0 | 0
22.11. | 13 | 0 |  | 0 | 0 | 0 | 0 | 0
22.11. | 14 | 0 |  | 0 | 0 | 0 | 0 | 0
22.11. | 15 | 0 |  | 0 | 0 | 0 | 0 | 0
22.11. | 16 | 0 |  | 0 | 0 | 0 | 0 | 0
22.11. | 17 | 0 |  | 0 | 0 | 0 | 0 | 0
22.11. | 18 | 0 |  | 0 | 0 | 0 | 0 | 0
22.11. | 19 | 0 |  | 0 | 0 | 0 | 0 | 0
22.11. | 20 | 0 |  | 0 | 0 | 0 | 0 | 0
22.11. | 21 | 0 |  | 0 | 0 | 0 | 0 | 0
22.11. | 22 | 0 |  | 0 | 0 | 0 | 0 | 0
22.11. | 23 | 0 |  | 0 | 0 | 0 | 0 | 0
22.11. | 24 | 0 |  | 0 | 0 | 0 | 0 | 0
23.11. | 1 | 0 |  | 0 | 0 | 0 | 0 | 0
23.11. | 2 | 0 |  | 0 | 0 | 0 | 0 | 0
23.11. | 3 | 0 |  | 0 | 0 | 0 | 0 | 0
23.11. | 4 | 0 |  | 0 | 0 | 0 | 0 | 0
23.11. | 5 | 0 |  | 0 | 0 | 0 | 0 | 0
23.11. | 6 | 0 |  | 0 | 0 | 0 | 0 | 0
23.11. | 7 | 0 |  | 0 | 0 | 0 | 0 | 0
23.11. | 8 | 0 |  | 0 | 0 | 0 | 0 | 0
23.11. | 9 | 0 |  | 0 | 0 | 0 | 0 | 0
23.11. | 10 | 0 |  | 0 | 0 | 0 | 0 | 0
23.11. | 11 | 0 |  | 0 | 0 | 0 | 0 | 0
23.11. | 12 | 0 |  | 0 | 0 | 0 | 0 | 0
23.11. | 13 | 0 |  | 0 | 0 | 0 | 0 | 0
23.11. | 14 | 0 |  | 0 | 0 | 0 | 0 | 0
23.11. | 15 | 0 |  | 0 | 0 | 0 | 0 | 0
23.11. | 16 | 0 |  | 0 | 0 | 0 | 0 | 0
23.11. | 17 | 0 |  | 0 | 0 | 0 | 0 | 0
23.11. | 18 | 0 |  | 0 | 0 | 0 | 0 | 0
23.11. | 19 | 0 |  | 0 | 0 | 0 | 0 | 0
23.11. | 20 | 0 |  | 0 | 0 | 0 | 0 | 0
23.11. | 21 | 0 |  | 0 | 0 | 0 | 0 | 0
23.11. | 22 | 0 |  | 0 | 0 | 0 | 0 | 0
23.11. | 23 | 0 |  | 0 | 0 | 0 | 0 | 0
23.11. | 24 | 0 |  | 0 | 0 | 0 | 0 | 0
24.11. | 1 | 0 |  | 0 | 0 | 0 | 0 | 0
24.11. | 2 | 0 |  | 0 | 0 | 0 | 0 | 0
24.11. | 3 | 0 |  | 0 | 0 | 0 | 0 | 0
24.11. | 4 | 0 |  | 0 | 0 | 0 | 0 | 0
24.11. | 5 | 0 |  | 0 | 0 | 0 | 0 | 0
24.11. | 6 | 0 |  | 0 | 0 | 0 | 0 | 0
24.11. | 7 | 0 |  | 0 | 0 | 0 | 0 | 0
24.11. | 8 | 0 |  | 0 | 0 | 0 | 0 | 0
24.11. | 9 | 0 |  | 0 | 0 | 0 | 0 | 0
24.11. | 10 | 0 |  | 0 | 0 | 0 | 0 | 0
24.11. | 11 | 0 |  | 0 | 0 | 0 | 0 | 0
24.11. | 12 | 0 |  | 0 | 0 | 0 | 0 | 0
24.11. | 13 | 0 |  | 0 | 0 | 0 | 0 | 0
24.11. | 14 | 0 |  | 0 | 0 | 0 | 0 | 0
24.11. | 15 | 0 |  | 0 | 0 | 0 | 0 | 0
24.11. | 16 | 0 |  | 0 | 0 | 0 | 0 | 0
24.11. | 17 | 0 |  | 0 | 0 | 0 | 0 | 0
24.11. | 18 | 0 |  | 0 | 0 | 0 | 0 | 0
24.11. | 19 | 0 |  | 0 | 0 | 0 | 0 | 0
24.11. | 20 | 0 |  | 0 | 0 | 0 | 0 | 0
24.11. | 21 | 0 |  | 0 | 0 | 0 | 0 | 0
24.11. | 22 | 0 |  | 0 | 0 | 0 | 0 | 0
24.11. | 23 | 0 |  | 0 | 0 | 0 | 0 | 0
24.11. | 24 | 0 |  | 0 | 0 | 0 | 0 | 0
25.11. | 1 | 0 |  | 0 | 0 | 0 | 0 | 0
25.11. | 2 | 0 |  | 0 | 0 | 0 | 0 | 0
25.11. | 3 | 0 |  | 0 | 0 | 0 | 0 | 0
25.11. | 4 | 0 |  | 0 | 0 | 0 | 0 | 0
25.11. | 5 | 0 |  | 0 | 0 | 0 | 0 | 0
25.11. | 6 | 0 |  | 0 | 0 | 0 | 0 | 0
25.11. | 7 | 0 |  | 0 | 0 | 0 | 0 | 0
25.11. | 8 | 0 |  | 0 | 0 | 0 | 0 | 0
25.11. | 9 | 0 |  | 0 | 0 | 0 | 0 | 0
25.11. | 10 | 0 |  | 0 | 0 | 0 | 0 | 0
25.11. | 11 | 0 |  | 0 | 0 | 0 | 0 | 0
25.11. | 12 | 0 |  | 0 | 0 | 0 | 0 | 0
25.11. | 13 | 0 |  | 0 | 0 | 0 | 0 | 0
25.11. | 14 | 0 |  | 0 | 0 | 0 | 0 | 0
25.11. | 15 | 0 |  | 0 | 0 | 0 | 0 | 0
25.11. | 16 | 0 |  | 0 | 0 | 0 | 0 | 0
25.11. | 17 | 0 |  | 0 | 0 | 0 | 0 | 0
25.11. | 18 | 0 |  | 0 | 0 | 0 | 0 | 0
25.11. | 19 | 0 |  | 0 | 0 | 0 | 0 | 0
25.11. | 20 | 0 |  | 0 | 0 | 0 | 0 | 0
25.11. | 21 | 0 |  | 0 | 0 | 0 | 0 | 0
25.11. | 22 | 0 |  | 0 | 0 | 0 | 0 | 0
25.11. | 23 | 0 |  | 0 | 0 | 0 | 0 | 0
25.11. | 24 | 0 |  | 0 | 0 | 0 | 0 | 0
26.11. | 1 | 0 |  | 0 | 0 | 0 | 0 | 0
26.11. | 2 | 0 |  | 0 | 0 | 0 | 0 | 0
26.11. | 3 | 0 |  | 0 | 0 | 0 | 0 | 0
26.11. | 4 | 0 |  | 0 | 0 | 0 | 0 | 0
26.11. | 5 | 0 |  | 0 | 0 | 0 | 0 | 0
26.11. | 6 | 0 |  | 0 | 0 | 0 | 0 | 0
26.11. | 7 | 0 |  | 0 | 0 | 0 | 0 | 0
26.11. | 8 | 0 |  | 0 | 0 | 0 | 0 | 0
26.11. | 9 | 0 |  | 0 | 0 | 0 | 0 | 0
26.11. | 10 | 0 |  | 0 | 0 | 0 | 0 | 0
26.11. | 11 | 0 |  | 0 | 0 | 0 | 0 | 0
26.11. | 12 | 0 |  | 0 | 0 | 0 | 0 | 0
26.11. | 13 | 0 |  | 0 | 0 | 0 | 0 | 0
26.11. | 14 | 0 |  | 0 | 0 | 0 | 0 | 0
26.11. | 15 | 0 |  | 0 | 0 | 0 | 0 | 0
26.11. | 16 | 0 |  | 0 | 0 | 0 | 0 | 0
26.11. | 17 | 0 |  | 0 | 0 | 0 | 0 | 0
26.11. | 18 | 0 |  | 0 | 0 | 0 | 0 | 0
26.11. | 19 | 0 |  | 0 | 0 | 0 | 0 | 0
26.11. | 20 | 0 |  | 0 | 0 | 0 | 0 | 0
26.11. | 21 | 0 |  | 0 | 0 | 0 | 0 | 0
26.11. | 22 | 0 |  | 0 | 0 | 0 | 0 | 0
26.11. | 23 | 0 |  | 0 | 0 | 0 | 0 | 0
26.11. | 24 | 0 |  | 0 | 0 | 0 | 0 | 0
27.11. | 1 | 0 |  | 0 | 0 | 0 | 0 | 0
27.11. | 2 | 0 |  | 0 | 0 | 0 | 0 | 0
27.11. | 3 | 0 |  | 0 | 0 | 0 | 0 | 0
27.11. | 4 | 0 |  | 0 | 0 | 0 | 0 | 0
27.11. | 5 | 0 |  | 0 | 0 | 0 | 0 | 0
27.11. | 6 | 0 |  | 0 | 0 | 0 | 0 | 0
27.11. | 7 | 0 |  | 0 | 0 | 0 | 0 | 0
27.11. | 8 | 0 |  | 0 | 0 | 0 | 0 | 0
27.11. | 9 | 0 |  | 0 | 0 | 0 | 0 | 0
27.11. | 10 | 0 |  | 0 | 0 | 0 | 0 | 0
27.11. | 11 | 0 |  | 0 | 0 | 0 | 0 | 0
27.11. | 12 | 0 |  | 0 | 0 | 0 | 0 | 0
27.11. | 13 | 0 |  | 0 | 0 | 0 | 0 | 0
27.11. | 14 | 0 |  | 0 | 0 | 0 | 0 | 0
27.11. | 15 | 0 |  | 0 | 0 | 0 | 0 | 0
27.11. | 16 | 0 |  | 0 | 0 | 0 | 0 | 0
27.11. | 17 | 0 |  | 0 | 0 | 0 | 0 | 0
27.11. | 18 | 0 |  | 0 | 0 | 0 | 0 | 0
27.11. | 19 | 0 |  | 0 | 0 | 0 | 0 | 0
27.11. | 20 | 0 |  | 0 | 0 | 0 | 0 | 0
27.11. | 21 | 0 |  | 0 | 0 | 0 | 0 | 0
27.11. | 22 | 0 |  | 0 | 0 | 0 | 0 | 0
27.11. | 23 | 0 |  | 0 | 0 | 0 | 0 | 0
27.11. | 24 | 0 |  | 0 | 0 | 0 | 0 | 0
28.11. | 1 | 0 |  | 0 | 0 | 0 | 0 | 0
28.11. | 2 | 0 |  | 0 | 0 | 0 | 0 | 0
28.11. | 3 | 0 |  | 0 | 0 | 0 | 0 | 0
28.11. | 4 | 0 |  | 0 | 0 | 0 | 0 | 0
28.11. | 5 | 0 |  | 0 | 0 | 0 | 0 | 0
28.11. | 6 | 0 |  | 0 | 0 | 0 | 0 | 0
28.11. | 7 | 0 |  | 0 | 0 | 0 | 0 | 0
28.11. | 8 | 0 |  | 0 | 0 | 0 | 0 | 0
28.11. | 9 | 0 |  | 0 | 0 | 0 | 0 | 0
28.11. | 10 | 0 |  | 0 | 0 | 0 | 0 | 0
28.11. | 11 | 0 |  | 0 | 0 | 0 | 0 | 0
28.11. | 12 | 0 |  | 0 | 0 | 0 | 0 | 0
28.11. | 13 | 0 |  | 0 | 0 | 0 | 0 | 0
28.11. | 14 | 0 |  | 0 | 0 | 0 | 0 | 0
28.11. | 15 | 0 |  | 0 | 0 | 0 | 0 | 0
28.11. | 16 | 0 |  | 0 | 0 | 0 | 0 | 0
28.11. | 17 | 0 |  | 0 | 0 | 0 | 0 | 0
28.11. | 18 | 0 |  | 0 | 0 | 0 | 0 | 0
28.11. | 19 | 0 |  | 0 | 0 | 0 | 0 | 0
28.11. | 20 | 0 |  | 0 | 0 | 0 | 0 | 0
28.11. | 21 | 0 |  | 0 | 0 | 0 | 0 | 0
28.11. | 22 | 0 |  | 0 | 0 | 0 | 0 | 0
28.11. | 23 | 0 |  | 0 | 0 | 0 | 0 | 0
28.11. | 24 | 0 |  | 0 | 0 | 0 | 0 | 0
29.11. | 1 | 0 |  | 0 | 0 | 0 | 0 | 0
29.11. | 2 | 0 |  | 0 | 0 | 0 | 0 | 0
29.11. | 3 | 0 |  | 0 | 0 | 0 | 0 | 0
29.11. | 4 | 0 |  | 0 | 0 | 0 | 0 | 0
29.11. | 5 | 0 |  | 0 | 0 | 0 | 0 | 0
29.11. | 6 | 0 |  | 0 | 0 | 0 | 0 | 0
29.11. | 7 | 0 |  | 0 | 0 | 0 | 0 | 0
29.11. | 8 | 0 |  | 0 | 0 | 0 | 0 | 0
29.11. | 9 | 0 |  | 0 | 0 | 0 | 0 | 0
29.11. | 10 | 0 |  | 0 | 0 | 0 | 0 | 0
29.11. | 11 | 0 |  | 0 | 0 | 0 | 0 | 0
29.11. | 12 | 0 |  | 0 | 0 | 0 | 0 | 0
29.11. | 13 | 0 |  | 0 | 0 | 0 | 0 | 0
29.11. | 14 | 0 |  | 0 | 0 | 0 | 0 | 0
29.11. | 15 | 0 |  | 0 | 0 | 0 | 0 | 0
29.11. | 16 | 0 |  | 0 | 0 | 0 | 0 | 0
29.11. | 17 | 0 |  | 0 | 0 | 0 | 0 | 0
29.11. | 18 | 0 |  | 0 | 0 | 0 | 0 | 0
29.11. | 19 | 0 |  | 0 | 0 | 0 | 0 | 0
29.11. | 20 | 0 |  | 0 | 0 | 0 | 0 | 0
29.11. | 21 | 0 |  | 0 | 0 | 0 | 0 | 0
29.11. | 22 | 0 |  | 0 | 0 | 0 | 0 | 0
29.11. | 23 | 0 |  | 0 | 0 | 0 | 0 | 0
29.11. | 24 | 0 |  | 0 | 0 | 0 | 0 | 0
30.11. | 1 | 0 |  | 0 | 0 | 0 | 0 | 0
30.11. | 2 | 0 |  | 0 | 0 | 0 | 0 | 0
30.11. | 3 | 0 |  | 0 | 0 | 0 | 0 | 0
30.11. | 4 | 0 |  | 0 | 0 | 0 | 0 | 0
30.11. | 5 | 0 |  | 0 | 0 | 0 | 0 | 0
30.11. | 6 | 0 |  | 0 | 0 | 0 | 0 | 0
30.11. | 7 | 0 |  | 0 | 0 | 0 | 0 | 0
30.11. | 8 | 0 |  | 0 | 0 | 0 | 0 | 0
30.11. | 9 | 0 |  | 0 | 0 | 0 | 0 | 0
30.11. | 10 | 0 |  | 0 | 0 | 0 | 0 | 0
30.11. | 11 | 0 |  | 0 | 0 | 0 | 0 | 0
30.11. | 12 | 0 |  | 0 | 0 | 0 | 0 | 0
30.11. | 13 | 0 |  | 0 | 0 | 0 | 0 | 0
30.11. | 14 | 0 |  | 0 | 0 | 0 | 0 | 0
30.11. | 15 | 0 |  | 0 | 0 | 0 | 0 | 0
30.11. | 16 | 0 |  | 0 | 0 | 0 | 0 | 0
30.11. | 17 | 0 |  | 0 | 0 | 0 | 0 | 0
30.11. | 18 | 0 |  | 0 | 0 | 0 | 0 | 0
30.11. | 19 | 0 |  | 0 | 0 | 0 | 0 | 0
30.11. | 20 | 0 |  | 0 | 0 | 0 | 0 | 0
30.11. | 21 | 0 |  | 0 | 0 | 0 | 0 | 0
30.11. | 22 | 0 |  | 0 | 0 | 0 | 0 | 0
30.11. | 23 | 0 |  | 0 | 0 | 0 | 0 | 0
30.11. | 24 | 0 |  | 0 | 0 | 0 | 0 | 0
01.12. | 1 | 0 |  | 0 | 0 | 0 | 0 | 0
01.12. | 2 | 0 |  | 0 | 0 | 0 | 0 | 0
01.12. | 3 | 0 |  | 0 | 0 | 0 | 0 | 0
01.12. | 4 | 0 |  | 0 | 0 | 0 | 0 | 0
01.12. | 5 | 0 |  | 0 | 0 | 0 | 0 | 0
01.12. | 6 | 0 |  | 0 | 0 | 0 | 0 | 0
01.12. | 7 | 0 |  | 0 | 0 | 0 | 0 | 0
01.12. | 8 | 0 |  | 0 | 0 | 0 | 0 | 0
01.12. | 9 | 0 |  | 0 | 0 | 0 | 0 | 0
01.12. | 10 | 0 |  | 0 | 0 | 0 | 0 | 0
01.12. | 11 | 0 |  | 0 | 0 | 0 | 0 | 0
01.12. | 12 | 0 |  | 0 | 0 | 0 | 0 | 0
01.12. | 13 | 0 |  | 0 | 0 | 0 | 0 | 0
01.12. | 14 | 0 |  | 0 | 0 | 0 | 0 | 0
01.12. | 15 | 0 |  | 0 | 0 | 0 | 0 | 0
01.12. | 16 | 0 |  | 0 | 0 | 0 | 0 | 0
01.12. | 17 | 0 |  | 0 | 0 | 0 | 0 | 0
01.12. | 18 | 0 |  | 0 | 0 | 0 | 0 | 0
01.12. | 19 | 0 |  | 0 | 0 | 0 | 0 | 0
01.12. | 20 | 0 |  | 0 | 0 | 0 | 0 | 0
01.12. | 21 | 0 |  | 0 | 0 | 0 | 0 | 0
01.12. | 22 | 0 |  | 0 | 0 | 0 | 0 | 0
01.12. | 23 | 0 |  | 0 | 0 | 0 | 0 | 0
01.12. | 24 | 0 |  | 0 | 0 | 0 | 0 | 0
02.12. | 1 | 0 |  | 0 | 0 | 0 | 0 | 0
02.12. | 2 | 0 |  | 0 | 0 | 0 | 0 | 0
02.12. | 3 | 0 |  | 0 | 0 | 0 | 0 | 0
02.12. | 4 | 0 |  | 0 | 0 | 0 | 0 | 0
02.12. | 5 | 0 |  | 0 | 0 | 0 | 0 | 0
02.12. | 6 | 0 |  | 0 | 0 | 0 | 0 | 0
02.12. | 7 | 0 |  | 0 | 0 | 0 | 0 | 0
02.12. | 8 | 0 |  | 0 | 0 | 0 | 0 | 0
02.12. | 9 | 0 |  | 0 | 0 | 0 | 0 | 0
02.12. | 10 | 0 |  | 0 | 0 | 0 | 0 | 0
02.12. | 11 | 0 |  | 0 | 0 | 0 | 0 | 0
02.12. | 12 | 0 |  | 0 | 0 | 0 | 0 | 0
02.12. | 13 | 0 |  | 0 | 0 | 0 | 0 | 0
02.12. | 14 | 0 |  | 0 | 0 | 0 | 0 | 0
02.12. | 15 | 0 |  | 0 | 0 | 0 | 0 | 0
02.12. | 16 | 0 |  | 0 | 0 | 0 | 0 | 0
02.12. | 17 | 0 |  | 0 | 0 | 0 | 0 | 0
02.12. | 18 | 0 |  | 0 | 0 | 0 | 0 | 0
02.12. | 19 | 0 |  | 0 | 0 | 0 | 0 | 0
02.12. | 20 | 0 |  | 0 | 0 | 0 | 0 | 0
02.12. | 21 | 0 |  | 0 | 0 | 0 | 0 | 0
02.12. | 22 | 0 |  | 0 | 0 | 0 | 0 | 0
02.12. | 23 | 0 |  | 0 | 0 | 0 | 0 | 0
02.12. | 24 | 0 |  | 0 | 0 | 0 | 0 | 0
03.12. | 1 | 0 |  | 0 | 0 | 0 | 0 | 0
03.12. | 2 | 0 |  | 0 | 0 | 0 | 0 | 0
03.12. | 3 | 0 |  | 0 | 0 | 0 | 0 | 0
03.12. | 4 | 0 |  | 0 | 0 | 0 | 0 | 0
03.12. | 5 | 0 |  | 0 | 0 | 0 | 0 | 0
03.12. | 6 | 0 |  | 0 | 0 | 0 | 0 | 0
03.12. | 7 | 0 |  | 0 | 0 | 0 | 0 | 0
03.12. | 8 | 0 |  | 0 | 0 | 0 | 0 | 0
03.12. | 9 | 0 |  | 0 | 0 | 0 | 0 | 0
03.12. | 10 | 0 |  | 0 | 0 | 0 | 0 | 0
03.12. | 11 | 0 |  | 0 | 0 | 0 | 0 | 0
03.12. | 12 | 0 |  | 0 | 0 | 0 | 0 | 0
03.12. | 13 | 0 |  | 0 | 0 | 0 | 0 | 0
03.12. | 14 | 0 |  | 0 | 0 | 0 | 0 | 0
03.12. | 15 | 0 |  | 0 | 0 | 0 | 0 | 0
03.12. | 16 | 0 |  | 0 | 0 | 0 | 0 | 0
03.12. | 17 | 0 |  | 0 | 0 | 0 | 0 | 0
03.12. | 18 | 0 |  | 0 | 0 | 0 | 0 | 0
03.12. | 19 | 0 |  | 0 | 0 | 0 | 0 | 0
03.12. | 20 | 0 |  | 0 | 0 | 0 | 0 | 0
03.12. | 21 | 0 |  | 0 | 0 | 0 | 0 | 0
03.12. | 22 | 0 |  | 0 | 0 | 0 | 0 | 0
03.12. | 23 | 0 |  | 0 | 0 | 0 | 0 | 0
03.12. | 24 | 0 |  | 0 | 0 | 0 | 0 | 0
04.12. | 1 | 0 |  | 0 | 0 | 0 | 0 | 0
04.12. | 2 | 0 |  | 0 | 0 | 0 | 0 | 0
04.12. | 3 | 0 |  | 0 | 0 | 0 | 0 | 0
04.12. | 4 | 0 |  | 0 | 0 | 0 | 0 | 0
04.12. | 5 | 0 |  | 0 | 0 | 0 | 0 | 0
04.12. | 6 | 0 |  | 0 | 0 | 0 | 0 | 0
04.12. | 7 | 0 |  | 0 | 0 | 0 | 0 | 0
04.12. | 8 | 0 |  | 0 | 0 | 0 | 0 | 0
04.12. | 9 | 0 |  | 0 | 0 | 0 | 0 | 0
04.12. | 10 | 0 |  | 0 | 0 | 0 | 0 | 0
04.12. | 11 | 0 |  | 0 | 0 | 0 | 0 | 0
04.12. | 12 | 0 |  | 0 | 0 | 0 | 0 | 0
04.12. | 13 | 0 |  | 0 | 0 | 0 | 0 | 0
04.12. | 14 | 0 |  | 0 | 0 | 0 | 0 | 0
04.12. | 15 | 0 |  | 0 | 0 | 0 | 0 | 0
04.12. | 16 | 0 |  | 0 | 0 | 0 | 0 | 0
04.12. | 17 | 0 |  | 0 | 0 | 0 | 0 | 0
04.12. | 18 | 0 |  | 0 | 0 | 0 | 0 | 0
04.12. | 19 | 0 |  | 0 | 0 | 0 | 0 | 0
04.12. | 20 | 0 |  | 0 | 0 | 0 | 0 | 0
04.12. | 21 | 0 |  | 0 | 0 | 0 | 0 | 0
04.12. | 22 | 0 |  | 0 | 0 | 0 | 0 | 0
04.12. | 23 | 0 |  | 0 | 0 | 0 | 0 | 0
04.12. | 24 | 0 |  | 0 | 0 | 0 | 0 | 0
05.12. | 1 | 0 |  | 0 | 0 | 0 | 0 | 0
05.12. | 2 | 0 |  | 0 | 0 | 0 | 0 | 0
05.12. | 3 | 0 |  | 0 | 0 | 0 | 0 | 0
05.12. | 4 | 0 |  | 0 | 0 | 0 | 0 | 0
05.12. | 5 | 0 |  | 0 | 0 | 0 | 0 | 0
05.12. | 6 | 0 |  | 0 | 0 | 0 | 0 | 0
05.12. | 7 | 0 |  | 0 | 0 | 0 | 0 | 0
05.12. | 8 | 0 |  | 0 | 0 | 0 | 0 | 0
05.12. | 9 | 0 |  | 0 | 0 | 0 | 0 | 0
05.12. | 10 | 0 |  | 0 | 0 | 0 | 0 | 0
05.12. | 11 | 0 |  | 0 | 0 | 0 | 0 | 0
05.12. | 12 | 0 |  | 0 | 0 | 0 | 0 | 0
05.12. | 13 | 0 |  | 0 | 0 | 0 | 0 | 0
05.12. | 14 | 0 |  | 0 | 0 | 0 | 0 | 0
05.12. | 15 | 0 |  | 0 | 0 | 0 | 0 | 0
05.12. | 16 | 0 |  | 0 | 0 | 0 | 0 | 0
05.12. | 17 | 0 |  | 0 | 0 | 0 | 0 | 0
05.12. | 18 | 0 |  | 0 | 0 | 0 | 0 | 0
05.12. | 19 | 0 |  | 0 | 0 | 0 | 0 | 0
05.12. | 20 | 0 |  | 0 | 0 | 0 | 0 | 0
05.12. | 21 | 0 |  | 0 | 0 | 0 | 0 | 0
05.12. | 22 | 0 |  | 0 | 0 | 0 | 0 | 0
05.12. | 23 | 0 |  | 0 | 0 | 0 | 0 | 0
05.12. | 24 | 0 |  | 0 | 0 | 0 | 0 | 0
06.12. | 1 | 0 |  | 0 | 0 | 0 | 0 | 0
06.12. | 2 | 0 |  | 0 | 0 | 0 | 0 | 0
06.12. | 3 | 0 |  | 0 | 0 | 0 | 0 | 0
06.12. | 4 | 0 |  | 0 | 0 | 0 | 0 | 0
06.12. | 5 | 0 |  | 0 | 0 | 0 | 0 | 0
06.12. | 6 | 0 |  | 0 | 0 | 0 | 0 | 0
06.12. | 7 | 0 |  | 0 | 0 | 0 | 0 | 0
06.12. | 8 | 0 |  | 0 | 0 | 0 | 0 | 0
06.12. | 9 | 0 |  | 0 | 0 | 0 | 0 | 0
06.12. | 10 | 0 |  | 0 | 0 | 0 | 0 | 0
06.12. | 11 | 0 |  | 0 | 0 | 0 | 0 | 0
06.12. | 12 | 0 |  | 0 | 0 | 0 | 0 | 0
06.12. | 13 | 0 |  | 0 | 0 | 0 | 0 | 0
06.12. | 14 | 0 |  | 0 | 0 | 0 | 0 | 0
06.12. | 15 | 0 |  | 0 | 0 | 0 | 0 | 0
06.12. | 16 | 0 |  | 0 | 0 | 0 | 0 | 0
06.12. | 17 | 0 |  | 0 | 0 | 0 | 0 | 0
06.12. | 18 | 0 |  | 0 | 0 | 0 | 0 | 0
06.12. | 19 | 0 |  | 0 | 0 | 0 | 0 | 0
06.12. | 20 | 0 |  | 0 | 0 | 0 | 0 | 0
06.12. | 21 | 0 |  | 0 | 0 | 0 | 0 | 0
06.12. | 22 | 0 |  | 0 | 0 | 0 | 0 | 0
06.12. | 23 | 0 |  | 0 | 0 | 0 | 0 | 0
06.12. | 24 | 0 |  | 0 | 0 | 0 | 0 | 0
07.12. | 1 | 0 |  | 0 | 0 | 0 | 0 | 0
07.12. | 2 | 0 |  | 0 | 0 | 0 | 0 | 0
07.12. | 3 | 0 |  | 0 | 0 | 0 | 0 | 0
07.12. | 4 | 0 |  | 0 | 0 | 0 | 0 | 0
07.12. | 5 | 0 |  | 0 | 0 | 0 | 0 | 0
07.12. | 6 | 0 |  | 0 | 0 | 0 | 0 | 0
07.12. | 7 | 0 |  | 0 | 0 | 0 | 0 | 0
07.12. | 8 | 0 |  | 0 | 0 | 0 | 0 | 0
07.12. | 9 | 0 |  | 0 | 0 | 0 | 0 | 0
07.12. | 10 | 0 |  | 0 | 0 | 0 | 0 | 0
07.12. | 11 | 0 |  | 0 | 0 | 0 | 0 | 0
07.12. | 12 | 0 |  | 0 | 0 | 0 | 0 | 0
07.12. | 13 | 0 |  | 0 | 0 | 0 | 0 | 0
07.12. | 14 | 0 |  | 0 | 0 | 0 | 0 | 0
07.12. | 15 | 0 |  | 0 | 0 | 0 | 0 | 0
07.12. | 16 | 0 |  | 0 | 0 | 0 | 0 | 0
07.12. | 17 | 0 |  | 0 | 0 | 0 | 0 | 0
07.12. | 18 | 0 |  | 0 | 0 | 0 | 0 | 0
07.12. | 19 | 0 |  | 0 | 0 | 0 | 0 | 0
07.12. | 20 | 0 |  | 0 | 0 | 0 | 0 | 0
07.12. | 21 | 0 |  | 0 | 0 | 0 | 0 | 0
07.12. | 22 | 0 |  | 0 | 0 | 0 | 0 | 0
07.12. | 23 | 0 |  | 0 | 0 | 0 | 0 | 0
07.12. | 24 | 0 |  | 0 | 0 | 0 | 0 | 0
08.12. | 1 | 0 |  | 0 | 0 | 0 | 0 | 0
08.12. | 2 | 0 |  | 0 | 0 | 0 | 0 | 0
08.12. | 3 | 0 |  | 0 | 0 | 0 | 0 | 0
08.12. | 4 | 0 |  | 0 | 0 | 0 | 0 | 0
08.12. | 5 | 0 |  | 0 | 0 | 0 | 0 | 0
08.12. | 6 | 0 |  | 0 | 0 | 0 | 0 | 0
08.12. | 7 | 0 |  | 0 | 0 | 0 | 0 | 0
08.12. | 8 | 0 |  | 0 | 0 | 0 | 0 | 0
08.12. | 9 | 0 |  | 0 | 0 | 0 | 0 | 0
08.12. | 10 | 0 |  | 0 | 0 | 0 | 0 | 0
08.12. | 11 | 0 |  | 0 | 0 | 0 | 0 | 0
08.12. | 12 | 0 |  | 0 | 0 | 0 | 0 | 0
08.12. | 13 | 0 |  | 0 | 0 | 0 | 0 | 0
08.12. | 14 | 0 |  | 0 | 0 | 0 | 0 | 0
08.12. | 15 | 0 |  | 0 | 0 | 0 | 0 | 0
08.12. | 16 | 0 |  | 0 | 0 | 0 | 0 | 0
08.12. | 17 | 0 |  | 0 | 0 | 0 | 0 | 0
08.12. | 18 | 0 |  | 0 | 0 | 0 | 0 | 0
08.12. | 19 | 0 |  | 0 | 0 | 0 | 0 | 0
08.12. | 20 | 0 |  | 0 | 0 | 0 | 0 | 0
08.12. | 21 | 0 |  | 0 | 0 | 0 | 0 | 0
08.12. | 22 | 0 |  | 0 | 0 | 0 | 0 | 0
08.12. | 23 | 0 |  | 0 | 0 | 0 | 0 | 0
08.12. | 24 | 0 |  | 0 | 0 | 0 | 0 | 0
09.12. | 1 | 0 |  | 0 | 0 | 0 | 0 | 0
09.12. | 2 | 0 |  | 0 | 0 | 0 | 0 | 0
09.12. | 3 | 0 |  | 0 | 0 | 0 | 0 | 0
09.12. | 4 | 0 |  | 0 | 0 | 0 | 0 | 0
09.12. | 5 | 0 |  | 0 | 0 | 0 | 0 | 0
09.12. | 6 | 0 |  | 0 | 0 | 0 | 0 | 0
09.12. | 7 | 0 |  | 0 | 0 | 0 | 0 | 0
09.12. | 8 | 0 |  | 0 | 0 | 0 | 0 | 0
09.12. | 9 | 0 |  | 0 | 0 | 0 | 0 | 0
09.12. | 10 | 0 |  | 0 | 0 | 0 | 0 | 0
09.12. | 11 | 0 |  | 0 | 0 | 0 | 0 | 0
09.12. | 12 | 0 |  | 0 | 0 | 0 | 0 | 0
09.12. | 13 | 0 |  | 0 | 0 | 0 | 0 | 0
09.12. | 14 | 0 |  | 0 | 0 | 0 | 0 | 0
09.12. | 15 | 0 |  | 0 | 0 | 0 | 0 | 0
09.12. | 16 | 0 |  | 0 | 0 | 0 | 0 | 0
09.12. | 17 | 0 |  | 0 | 0 | 0 | 0 | 0
09.12. | 18 | 0 |  | 0 | 0 | 0 | 0 | 0
09.12. | 19 | 0 |  | 0 | 0 | 0 | 0 | 0
09.12. | 20 | 0 |  | 0 | 0 | 0 | 0 | 0
09.12. | 21 | 0 |  | 0 | 0 | 0 | 0 | 0
09.12. | 22 | 0 |  | 0 | 0 | 0 | 0 | 0
09.12. | 23 | 0 |  | 0 | 0 | 0 | 0 | 0
09.12. | 24 | 0 |  | 0 | 0 | 0 | 0 | 0
10.12. | 1 | 0 |  | 0 | 0 | 0 | 0 | 0
10.12. | 2 | 0 |  | 0 | 0 | 0 | 0 | 0
10.12. | 3 | 0 |  | 0 | 0 | 0 | 0 | 0
10.12. | 4 | 0 |  | 0 | 0 | 0 | 0 | 0
10.12. | 5 | 0 |  | 0 | 0 | 0 | 0 | 0
10.12. | 6 | 0 |  | 0 | 0 | 0 | 0 | 0
10.12. | 7 | 0 |  | 0 | 0 | 0 | 0 | 0
10.12. | 8 | 0 |  | 0 | 0 | 0 | 0 | 0
10.12. | 9 | 0 |  | 0 | 0 | 0 | 0 | 0
10.12. | 10 | 0 |  | 0 | 0 | 0 | 0 | 0
10.12. | 11 | 0 |  | 0 | 0 | 0 | 0 | 0
10.12. | 12 | 0 |  | 0 | 0 | 0 | 0 | 0
10.12. | 13 | 0 |  | 0 | 0 | 0 | 0 | 0
10.12. | 14 | 0 |  | 0 | 0 | 0 | 0 | 0
10.12. | 15 | 0 |  | 0 | 0 | 0 | 0 | 0
10.12. | 16 | 0 |  | 0 | 0 | 0 | 0 | 0
10.12. | 17 | 0 |  | 0 | 0 | 0 | 0 | 0
10.12. | 18 | 0 |  | 0 | 0 | 0 | 0 | 0
10.12. | 19 | 0 |  | 0 | 0 | 0 | 0 | 0
10.12. | 20 | 0 |  | 0 | 0 | 0 | 0 | 0
10.12. | 21 | 0 |  | 0 | 0 | 0 | 0 | 0
10.12. | 22 | 0 |  | 0 | 0 | 0 | 0 | 0
10.12. | 23 | 0 |  | 0 | 0 | 0 | 0 | 0
10.12. | 24 | 0 |  | 0 | 0 | 0 | 0 | 0
11.12. | 1 | 0 |  | 0 | 0 | 0 | 0 | 0
11.12. | 2 | 0 |  | 0 | 0 | 0 | 0 | 0
11.12. | 3 | 0 |  | 0 | 0 | 0 | 0 | 0
11.12. | 4 | 0 |  | 0 | 0 | 0 | 0 | 0
11.12. | 5 | 0 |  | 0 | 0 | 0 | 0 | 0
11.12. | 6 | 0 |  | 0 | 0 | 0 | 0 | 0
11.12. | 7 | 0 |  | 0 | 0 | 0 | 0 | 0
11.12. | 8 | 0 |  | 0 | 0 | 0 | 0 | 0
11.12. | 9 | 0 |  | 0 | 0 | 0 | 0 | 0
11.12. | 10 | 0 |  | 0 | 0 | 0 | 0 | 0
11.12. | 11 | 0 |  | 0 | 0 | 0 | 0 | 0
11.12. | 12 | 0 |  | 0 | 0 | 0 | 0 | 0
11.12. | 13 | 0 |  | 0 | 0 | 0 | 0 | 0
11.12. | 14 | 0 |  | 0 | 0 | 0 | 0 | 0
11.12. | 15 | 0 |  | 0 | 0 | 0 | 0 | 0
11.12. | 16 | 0 |  | 0 | 0 | 0 | 0 | 0
11.12. | 17 | 0 |  | 0 | 0 | 0 | 0 | 0
11.12. | 18 | 0 |  | 0 | 0 | 0 | 0 | 0
11.12. | 19 | 0 |  | 0 | 0 | 0 | 0 | 0
11.12. | 20 | 0 |  | 0 | 0 | 0 | 0 | 0
11.12. | 21 | 0 |  | 0 | 0 | 0 | 0 | 0
11.12. | 22 | 0 |  | 0 | 0 | 0 | 0 | 0
11.12. | 23 | 0 |  | 0 | 0 | 0 | 0 | 0
11.12. | 24 | 0 |  | 0 | 0 | 0 | 0 | 0
12.12. | 1 | 0 |  | 0 | 0 | 0 | 0 | 0
12.12. | 2 | 0 |  | 0 | 0 | 0 | 0 | 0
12.12. | 3 | 0 |  | 0 | 0 | 0 | 0 | 0
12.12. | 4 | 0 |  | 0 | 0 | 0 | 0 | 0
12.12. | 5 | 0 |  | 0 | 0 | 0 | 0 | 0
12.12. | 6 | 0 |  | 0 | 0 | 0 | 0 | 0
12.12. | 7 | 0 |  | 0 | 0 | 0 | 0 | 0
12.12. | 8 | 0 |  | 0 | 0 | 0 | 0 | 0
12.12. | 9 | 0 |  | 0 | 0 | 0 | 0 | 0
12.12. | 10 | 0 |  | 0 | 0 | 0 | 0 | 0
12.12. | 11 | 0 |  | 0 | 0 | 0 | 0 | 0
12.12. | 12 | 0 |  | 0 | 0 | 0 | 0 | 0
12.12. | 13 | 0 |  | 0 | 0 | 0 | 0 | 0
12.12. | 14 | 0 |  | 0 | 0 | 0 | 0 | 0
12.12. | 15 | 0 |  | 0 | 0 | 0 | 0 | 0
12.12. | 16 | 0 |  | 0 | 0 | 0 | 0 | 0
12.12. | 17 | 0 |  | 0 | 0 | 0 | 0 | 0
12.12. | 18 | 0 |  | 0 | 0 | 0 | 0 | 0
12.12. | 19 | 0 |  | 0 | 0 | 0 | 0 | 0
12.12. | 20 | 0 |  | 0 | 0 | 0 | 0 | 0
12.12. | 21 | 0 |  | 0 | 0 | 0 | 0 | 0
12.12. | 22 | 0 |  | 0 | 0 | 0 | 0 | 0
12.12. | 23 | 0 |  | 0 | 0 | 0 | 0 | 0
12.12. | 24 | 0 |  | 0 | 0 | 0 | 0 | 0
13.12. | 1 | 0 |  | 0 | 0 | 0 | 0 | 0
13.12. | 2 | 0 |  | 0 | 0 | 0 | 0 | 0
13.12. | 3 | 0 |  | 0 | 0 | 0 | 0 | 0
13.12. | 4 | 0 |  | 0 | 0 | 0 | 0 | 0
13.12. | 5 | 0 |  | 0 | 0 | 0 | 0 | 0
13.12. | 6 | 0 |  | 0 | 0 | 0 | 0 | 0
13.12. | 7 | 0 |  | 0 | 0 | 0 | 0 | 0
13.12. | 8 | 0 |  | 0 | 0 | 0 | 0 | 0
13.12. | 9 | 0 |  | 0 | 0 | 0 | 0 | 0
13.12. | 10 | 0 |  | 0 | 0 | 0 | 0 | 0
13.12. | 11 | 0 |  | 0 | 0 | 0 | 0 | 0
13.12. | 12 | 0 |  | 0 | 0 | 0 | 0 | 0
13.12. | 13 | 0 |  | 0 | 0 | 0 | 0 | 0
13.12. | 14 | 0 |  | 0 | 0 | 0 | 0 | 0
13.12. | 15 | 0 |  | 0 | 0 | 0 | 0 | 0
13.12. | 16 | 0 |  | 0 | 0 | 0 | 0 | 0
13.12. | 17 | 0 |  | 0 | 0 | 0 | 0 | 0
13.12. | 18 | 0 |  | 0 | 0 | 0 | 0 | 0
13.12. | 19 | 0 |  | 0 | 0 | 0 | 0 | 0
13.12. | 20 | 0 |  | 0 | 0 | 0 | 0 | 0
13.12. | 21 | 0 |  | 0 | 0 | 0 | 0 | 0
13.12. | 22 | 0 |  | 0 | 0 | 0 | 0 | 0
13.12. | 23 | 0 |  | 0 | 0 | 0 | 0 | 0
13.12. | 24 | 0 |  | 0 | 0 | 0 | 0 | 0
14.12. | 1 | 0 |  | 0 | 0 | 0 | 0 | 0
14.12. | 2 | 0 |  | 0 | 0 | 0 | 0 | 0
14.12. | 3 | 0 |  | 0 | 0 | 0 | 0 | 0
14.12. | 4 | 0 |  | 0 | 0 | 0 | 0 | 0
14.12. | 5 | 0 |  | 0 | 0 | 0 | 0 | 0
14.12. | 6 | 0 |  | 0 | 0 | 0 | 0 | 0
14.12. | 7 | 0 |  | 0 | 0 | 0 | 0 | 0
14.12. | 8 | 0 |  | 0 | 0 | 0 | 0 | 0
14.12. | 9 | 0 |  | 0 | 0 | 0 | 0 | 0
14.12. | 10 | 0 |  | 0 | 0 | 0 | 0 | 0
14.12. | 11 | 0 |  | 0 | 0 | 0 | 0 | 0
14.12. | 12 | 0 |  | 0 | 0 | 0 | 0 | 0
14.12. | 13 | 0 |  | 0 | 0 | 0 | 0 | 0
14.12. | 14 | 0 |  | 0 | 0 | 0 | 0 | 0
14.12. | 15 | 0 |  | 0 | 0 | 0 | 0 | 0
14.12. | 16 | 0 |  | 0 | 0 | 0 | 0 | 0
14.12. | 17 | 0 |  | 0 | 0 | 0 | 0 | 0
14.12. | 18 | 0 |  | 0 | 0 | 0 | 0 | 0
14.12. | 19 | 0 |  | 0 | 0 | 0 | 0 | 0
14.12. | 20 | 0 |  | 0 | 0 | 0 | 0 | 0
14.12. | 21 | 0 |  | 0 | 0 | 0 | 0 | 0
14.12. | 22 | 0 |  | 0 | 0 | 0 | 0 | 0
14.12. | 23 | 0 |  | 0 | 0 | 0 | 0 | 0
14.12. | 24 | 0 |  | 0 | 0 | 0 | 0 | 0
15.12. | 1 | 0 |  | 0 | 0 | 0 | 0 | 0
15.12. | 2 | 0 |  | 0 | 0 | 0 | 0 | 0
15.12. | 3 | 0 |  | 0 | 0 | 0 | 0 | 0
15.12. | 4 | 0 |  | 0 | 0 | 0 | 0 | 0
15.12. | 5 | 0 |  | 0 | 0 | 0 | 0 | 0
15.12. | 6 | 0 |  | 0 | 0 | 0 | 0 | 0
15.12. | 7 | 0 |  | 0 | 0 | 0 | 0 | 0
15.12. | 8 | 0 |  | 0 | 0 | 0 | 0 | 0
15.12. | 9 | 0 |  | 0 | 0 | 0 | 0 | 0
15.12. | 10 | 0 |  | 0 | 0 | 0 | 0 | 0
15.12. | 11 | 0 |  | 0 | 0 | 0 | 0 | 0
15.12. | 12 | 0 |  | 0 | 0 | 0 | 0 | 0
15.12. | 13 | 0 |  | 0 | 0 | 0 | 0 | 0
15.12. | 14 | 0 |  | 0 | 0 | 0 | 0 | 0
15.12. | 15 | 0 |  | 0 | 0 | 0 | 0 | 0
15.12. | 16 | 0 |  | 0 | 0 | 0 | 0 | 0
15.12. | 17 | 0 |  | 0 | 0 | 0 | 0 | 0
15.12. | 18 | 0 |  | 0 | 0 | 0 | 0 | 0
15.12. | 19 | 0 |  | 0 | 0 | 0 | 0 | 0
15.12. | 20 | 0 |  | 0 | 0 | 0 | 0 | 0
15.12. | 21 | 0 |  | 0 | 0 | 0 | 0 | 0
15.12. | 22 | 0 |  | 0 | 0 | 0 | 0 | 0
15.12. | 23 | 0 |  | 0 | 0 | 0 | 0 | 0
15.12. | 24 | 0 |  | 0 | 0 | 0 | 0 | 0
16.12. | 1 | 0 |  | 0 | 0 | 0 | 0 | 0
16.12. | 2 | 0 |  | 0 | 0 | 0 | 0 | 0
16.12. | 3 | 0 |  | 0 | 0 | 0 | 0 | 0
16.12. | 4 | 0 |  | 0 | 0 | 0 | 0 | 0
16.12. | 5 | 0 |  | 0 | 0 | 0 | 0 | 0
16.12. | 6 | 0 |  | 0 | 0 | 0 | 0 | 0
16.12. | 7 | 0 |  | 0 | 0 | 0 | 0 | 0
16.12. | 8 | 0 |  | 0 | 0 | 0 | 0 | 0
16.12. | 9 | 0 |  | 0 | 0 | 0 | 0 | 0
16.12. | 10 | 0 |  | 0 | 0 | 0 | 0 | 0
16.12. | 11 | 0 |  | 0 | 0 | 0 | 0 | 0
16.12. | 12 | 0 |  | 0 | 0 | 0 | 0 | 0
16.12. | 13 | 0 |  | 0 | 0 | 0 | 0 | 0
16.12. | 14 | 0 |  | 0 | 0 | 0 | 0 | 0
16.12. | 15 | 0 |  | 0 | 0 | 0 | 0 | 0
16.12. | 16 | 0 |  | 0 | 0 | 0 | 0 | 0
16.12. | 17 | 0 |  | 0 | 0 | 0 | 0 | 0
16.12. | 18 | 0 |  | 0 | 0 | 0 | 0 | 0
16.12. | 19 | 0 |  | 0 | 0 | 0 | 0 | 0
16.12. | 20 | 0 |  | 0 | 0 | 0 | 0 | 0
16.12. | 21 | 0 |  | 0 | 0 | 0 | 0 | 0
16.12. | 22 | 0 |  | 0 | 0 | 0 | 0 | 0
16.12. | 23 | 0 |  | 0 | 0 | 0 | 0 | 0
16.12. | 24 | 0 |  | 0 | 0 | 0 | 0 | 0
17.12. | 1 | 0 |  | 0 | 0 | 0 | 0 | 0
17.12. | 2 | 0 |  | 0 | 0 | 0 | 0 | 0
17.12. | 3 | 0 |  | 0 | 0 | 0 | 0 | 0
17.12. | 4 | 0 |  | 0 | 0 | 0 | 0 | 0
17.12. | 5 | 0 |  | 0 | 0 | 0 | 0 | 0
17.12. | 6 | 0 |  | 0 | 0 | 0 | 0 | 0
17.12. | 7 | 0 |  | 0 | 0 | 0 | 0 | 0
17.12. | 8 | 0 |  | 0 | 0 | 0 | 0 | 0
17.12. | 9 | 0 |  | 0 | 0 | 0 | 0 | 0
17.12. | 10 | 0 |  | 0 | 0 | 0 | 0 | 0
17.12. | 11 | 0 |  | 0 | 0 | 0 | 0 | 0
17.12. | 12 | 0 |  | 0 | 0 | 0 | 0 | 0
17.12. | 13 | 0 |  | 0 | 0 | 0 | 0 | 0
17.12. | 14 | 0 |  | 0 | 0 | 0 | 0 | 0
17.12. | 15 | 0 |  | 0 | 0 | 0 | 0 | 0
17.12. | 16 | 0 |  | 0 | 0 | 0 | 0 | 0
17.12. | 17 | 0 |  | 0 | 0 | 0 | 0 | 0
17.12. | 18 | 0 |  | 0 | 0 | 0 | 0 | 0
17.12. | 19 | 0 |  | 0 | 0 | 0 | 0 | 0
17.12. | 20 | 0 |  | 0 | 0 | 0 | 0 | 0
17.12. | 21 | 0 |  | 0 | 0 | 0 | 0 | 0
17.12. | 22 | 0 |  | 0 | 0 | 0 | 0 | 0
17.12. | 23 | 0 |  | 0 | 0 | 0 | 0 | 0
17.12. | 24 | 0 |  | 0 | 0 | 0 | 0 | 0
18.12. | 1 | 0 |  | 0 | 0 | 0 | 0 | 0
18.12. | 2 | 0 |  | 0 | 0 | 0 | 0 | 0
18.12. | 3 | 0 |  | 0 | 0 | 0 | 0 | 0
18.12. | 4 | 0 |  | 0 | 0 | 0 | 0 | 0
18.12. | 5 | 0 |  | 0 | 0 | 0 | 0 | 0
18.12. | 6 | 0 |  | 0 | 0 | 0 | 0 | 0
18.12. | 7 | 0 |  | 0 | 0 | 0 | 0 | 0
18.12. | 8 | 0 |  | 0 | 0 | 0 | 0 | 0
18.12. | 9 | 0 |  | 0 | 0 | 0 | 0 | 0
18.12. | 10 | 0 |  | 0 | 0 | 0 | 0 | 0
18.12. | 11 | 0 |  | 0 | 0 | 0 | 0 | 0
18.12. | 12 | 0 |  | 0 | 0 | 0 | 0 | 0
18.12. | 13 | 0 |  | 0 | 0 | 0 | 0 | 0
18.12. | 14 | 0 |  | 0 | 0 | 0 | 0 | 0
18.12. | 15 | 0 |  | 0 | 0 | 0 | 0 | 0
18.12. | 16 | 0 |  | 0 | 0 | 0 | 0 | 0
18.12. | 17 | 0 |  | 0 | 0 | 0 | 0 | 0
18.12. | 18 | 0 |  | 0 | 0 | 0 | 0 | 0
18.12. | 19 | 0 |  | 0 | 0 | 0 | 0 | 0
18.12. | 20 | 0 |  | 0 | 0 | 0 | 0 | 0
18.12. | 21 | 0 |  | 0 | 0 | 0 | 0 | 0
18.12. | 22 | 0 |  | 0 | 0 | 0 | 0 | 0
18.12. | 23 | 0 |  | 0 | 0 | 0 | 0 | 0
18.12. | 24 | 0 |  | 0 | 0 | 0 | 0 | 0
19.12. | 1 | 0 |  | 0 | 0 | 0 | 0 | 0
19.12. | 2 | 0 |  | 0 | 0 | 0 | 0 | 0
19.12. | 3 | 0 |  | 0 | 0 | 0 | 0 | 0
19.12. | 4 | 0 |  | 0 | 0 | 0 | 0 | 0
19.12. | 5 | 0 |  | 0 | 0 | 0 | 0 | 0
19.12. | 6 | 0 |  | 0 | 0 | 0 | 0 | 0
19.12. | 7 | 0 |  | 0 | 0 | 0 | 0 | 0
19.12. | 8 | 0 |  | 0 | 0 | 0 | 0 | 0
19.12. | 9 | 0 |  | 0 | 0 | 0 | 0 | 0
19.12. | 10 | 0 |  | 0 | 0 | 0 | 0 | 0
19.12. | 11 | 0 |  | 0 | 0 | 0 | 0 | 0
19.12. | 12 | 0 |  | 0 | 0 | 0 | 0 | 0
19.12. | 13 | 0 |  | 0 | 0 | 0 | 0 | 0
19.12. | 14 | 0 |  | 0 | 0 | 0 | 0 | 0
19.12. | 15 | 0 |  | 0 | 0 | 0 | 0 | 0
19.12. | 16 | 0 |  | 0 | 0 | 0 | 0 | 0
19.12. | 17 | 0 |  | 0 | 0 | 0 | 0 | 0
19.12. | 18 | 0 |  | 0 | 0 | 0 | 0 | 0
19.12. | 19 | 0 |  | 0 | 0 | 0 | 0 | 0
19.12. | 20 | 0 |  | 0 | 0 | 0 | 0 | 0
19.12. | 21 | 0 |  | 0 | 0 | 0 | 0 | 0
19.12. | 22 | 0 |  | 0 | 0 | 0 | 0 | 0
19.12. | 23 | 0 |  | 0 | 0 | 0 | 0 | 0
19.12. | 24 | 0 |  | 0 | 0 | 0 | 0 | 0
20.12. | 1 | 0 |  | 0 | 0 | 0 | 0 | 0
20.12. | 2 | 0 |  | 0 | 0 | 0 | 0 | 0
20.12. | 3 | 0 |  | 0 | 0 | 0 | 0 | 0
20.12. | 4 | 0 |  | 0 | 0 | 0 | 0 | 0
20.12. | 5 | 0 |  | 0 | 0 | 0 | 0 | 0
20.12. | 6 | 0 |  | 0 | 0 | 0 | 0 | 0
20.12. | 7 | 0 |  | 0 | 0 | 0 | 0 | 0
20.12. | 8 | 0 |  | 0 | 0 | 0 | 0 | 0
20.12. | 9 | 0 |  | 0 | 0 | 0 | 0 | 0
20.12. | 10 | 0 |  | 0 | 0 | 0 | 0 | 0
20.12. | 11 | 0 |  | 0 | 0 | 0 | 0 | 0
20.12. | 12 | 0 |  | 0 | 0 | 0 | 0 | 0
20.12. | 13 | 0 |  | 0 | 0 | 0 | 0 | 0
20.12. | 14 | 0 |  | 0 | 0 | 0 | 0 | 0
20.12. | 15 | 0 |  | 0 | 0 | 0 | 0 | 0
20.12. | 16 | 0 |  | 0 | 0 | 0 | 0 | 0
20.12. | 17 | 0 |  | 0 | 0 | 0 | 0 | 0
20.12. | 18 | 0 |  | 0 | 0 | 0 | 0 | 0
20.12. | 19 | 0 |  | 0 | 0 | 0 | 0 | 0
20.12. | 20 | 0 |  | 0 | 0 | 0 | 0 | 0
20.12. | 21 | 0 |  | 0 | 0 | 0 | 0 | 0
20.12. | 22 | 0 |  | 0 | 0 | 0 | 0 | 0
20.12. | 23 | 0 |  | 0 | 0 | 0 | 0 | 0
20.12. | 24 | 0 |  | 0 | 0 | 0 | 0 | 0
21.12. | 1 | 0 |  | 0 | 0 | 0 | 0 | 0
21.12. | 2 | 0 |  | 0 | 0 | 0 | 0 | 0
21.12. | 3 | 0 |  | 0 | 0 | 0 | 0 | 0
21.12. | 4 | 0 |  | 0 | 0 | 0 | 0 | 0
21.12. | 5 | 0 |  | 0 | 0 | 0 | 0 | 0
21.12. | 6 | 0 |  | 0 | 0 | 0 | 0 | 0
21.12. | 7 | 0 |  | 0 | 0 | 0 | 0 | 0
21.12. | 8 | 0 |  | 0 | 0 | 0 | 0 | 0
21.12. | 9 | 0 |  | 0 | 0 | 0 | 0 | 0
21.12. | 10 | 0 |  | 0 | 0 | 0 | 0 | 0
21.12. | 11 | 0 |  | 0 | 0 | 0 | 0 | 0
21.12. | 12 | 0 |  | 0 | 0 | 0 | 0 | 0
21.12. | 13 | 0 |  | 0 | 0 | 0 | 0 | 0
21.12. | 14 | 0 |  | 0 | 0 | 0 | 0 | 0
21.12. | 15 | 0 |  | 0 | 0 | 0 | 0 | 0
21.12. | 16 | 0 |  | 0 | 0 | 0 | 0 | 0
21.12. | 17 | 0 |  | 0 | 0 | 0 | 0 | 0
21.12. | 18 | 0 |  | 0 | 0 | 0 | 0 | 0
21.12. | 19 | 0 |  | 0 | 0 | 0 | 0 | 0
21.12. | 20 | 0 |  | 0 | 0 | 0 | 0 | 0
21.12. | 21 | 0 |  | 0 | 0 | 0 | 0 | 0
21.12. | 22 | 0 |  | 0 | 0 | 0 | 0 | 0
21.12. | 23 | 0 |  | 0 | 0 | 0 | 0 | 0
21.12. | 24 | 0 |  | 0 | 0 | 0 | 0 | 0
22.12. | 1 | 0 |  | 0 | 0 | 0 | 0 | 0
22.12. | 2 | 0 |  | 0 | 0 | 0 | 0 | 0
22.12. | 3 | 0 |  | 0 | 0 | 0 | 0 | 0
22.12. | 4 | 0 |  | 0 | 0 | 0 | 0 | 0
22.12. | 5 | 0 |  | 0 | 0 | 0 | 0 | 0
22.12. | 6 | 0 |  | 0 | 0 | 0 | 0 | 0
22.12. | 7 | 0 |  | 0 | 0 | 0 | 0 | 0
22.12. | 8 | 0 |  | 0 | 0 | 0 | 0 | 0
22.12. | 9 | 0 |  | 0 | 0 | 0 | 0 | 0
22.12. | 10 | 0 |  | 0 | 0 | 0 | 0 | 0
22.12. | 11 | 0 |  | 0 | 0 | 0 | 0 | 0
22.12. | 12 | 0 |  | 0 | 0 | 0 | 0 | 0
22.12. | 13 | 0 |  | 0 | 0 | 0 | 0 | 0
22.12. | 14 | 0 |  | 0 | 0 | 0 | 0 | 0
22.12. | 15 | 0 |  | 0 | 0 | 0 | 0 | 0
22.12. | 16 | 0 |  | 0 | 0 | 0 | 0 | 0
22.12. | 17 | 0 |  | 0 | 0 | 0 | 0 | 0
22.12. | 18 | 0 |  | 0 | 0 | 0 | 0 | 0
22.12. | 19 | 0 |  | 0 | 0 | 0 | 0 | 0
22.12. | 20 | 0 |  | 0 | 0 | 0 | 0 | 0
22.12. | 21 | 0 |  | 0 | 0 | 0 | 0 | 0
22.12. | 22 | 0 |  | 0 | 0 | 0 | 0 | 0
22.12. | 23 | 0 |  | 0 | 0 | 0 | 0 | 0
22.12. | 24 | 0 |  | 0 | 0 | 0 | 0 | 0
23.12. | 1 | 0 |  | 0 | 0 | 0 | 0 | 0
23.12. | 2 | 0 |  | 0 | 0 | 0 | 0 | 0
23.12. | 3 | 0 |  | 0 | 0 | 0 | 0 | 0
23.12. | 4 | 0 |  | 0 | 0 | 0 | 0 | 0
23.12. | 5 | 0 |  | 0 | 0 | 0 | 0 | 0
23.12. | 6 | 0 |  | 0 | 0 | 0 | 0 | 0
23.12. | 7 | 0 |  | 0 | 0 | 0 | 0 | 0
23.12. | 8 | 0 |  | 0 | 0 | 0 | 0 | 0
23.12. | 9 | 0 |  | 0 | 0 | 0 | 0 | 0
23.12. | 10 | 0 |  | 0 | 0 | 0 | 0 | 0
23.12. | 11 | 0 |  | 0 | 0 | 0 | 0 | 0
23.12. | 12 | 0 |  | 0 | 0 | 0 | 0 | 0
23.12. | 13 | 0 |  | 0 | 0 | 0 | 0 | 0
23.12. | 14 | 0 |  | 0 | 0 | 0 | 0 | 0
23.12. | 15 | 0 |  | 0 | 0 | 0 | 0 | 0
23.12. | 16 | 0 |  | 0 | 0 | 0 | 0 | 0
23.12. | 17 | 0 |  | 0 | 0 | 0 | 0 | 0
23.12. | 18 | 0 |  | 0 | 0 | 0 | 0 | 0
23.12. | 19 | 0 |  | 0 | 0 | 0 | 0 | 0
23.12. | 20 | 0 |  | 0 | 0 | 0 | 0 | 0
23.12. | 21 | 0 |  | 0 | 0 | 0 | 0 | 0
23.12. | 22 | 0 |  | 0 | 0 | 0 | 0 | 0
23.12. | 23 | 0 |  | 0 | 0 | 0 | 0 | 0
23.12. | 24 | 0 |  | 0 | 0 | 0 | 0 | 0
24.12. | 1 | 0 |  | 0 | 0 | 0 | 0 | 0
24.12. | 2 | 0 |  | 0 | 0 | 0 | 0 | 0
24.12. | 3 | 0 |  | 0 | 0 | 0 | 0 | 0
24.12. | 4 | 0 |  | 0 | 0 | 0 | 0 | 0
24.12. | 5 | 0 |  | 0 | 0 | 0 | 0 | 0
24.12. | 6 | 0 |  | 0 | 0 | 0 | 0 | 0
24.12. | 7 | 0 |  | 0 | 0 | 0 | 0 | 0
24.12. | 8 | 0 |  | 0 | 0 | 0 | 0 | 0
24.12. | 9 | 0 |  | 0 | 0 | 0 | 0 | 0
24.12. | 10 | 0 |  | 0 | 0 | 0 | 0 | 0
24.12. | 11 | 0 |  | 0 | 0 | 0 | 0 | 0
24.12. | 12 | 0 |  | 0 | 0 | 0 | 0 | 0
24.12. | 13 | 0 |  | 0 | 0 | 0 | 0 | 0
24.12. | 14 | 0 |  | 0 | 0 | 0 | 0 | 0
24.12. | 15 | 0 |  | 0 | 0 | 0 | 0 | 0
24.12. | 16 | 0 |  | 0 | 0 | 0 | 0 | 0
24.12. | 17 | 0 |  | 0 | 0 | 0 | 0 | 0
24.12. | 18 | 0 |  | 0 | 0 | 0 | 0 | 0
24.12. | 19 | 0 |  | 0 | 0 | 0 | 0 | 0
24.12. | 20 | 0 |  | 0 | 0 | 0 | 0 | 0
24.12. | 21 | 0 |  | 0 | 0 | 0 | 0 | 0
24.12. | 22 | 0 |  | 0 | 0 | 0 | 0 | 0
24.12. | 23 | 0 |  | 0 | 0 | 0 | 0 | 0
24.12. | 24 | 0 |  | 0 | 0 | 0 | 0 | 0
25.12. | 1 | 0 |  | 0 | 0 | 0 | 0 | 0
25.12. | 2 | 0 |  | 0 | 0 | 0 | 0 | 0
25.12. | 3 | 0 |  | 0 | 0 | 0 | 0 | 0
25.12. | 4 | 0 |  | 0 | 0 | 0 | 0 | 0
25.12. | 5 | 0 |  | 0 | 0 | 0 | 0 | 0
25.12. | 6 | 0 |  | 0 | 0 | 0 | 0 | 0
25.12. | 7 | 0 |  | 0 | 0 | 0 | 0 | 0
25.12. | 8 | 0 |  | 0 | 0 | 0 | 0 | 0
25.12. | 9 | 0 |  | 0 | 0 | 0 | 0 | 0
25.12. | 10 | 0 |  | 0 | 0 | 0 | 0 | 0
25.12. | 11 | 0 |  | 0 | 0 | 0 | 0 | 0
25.12. | 12 | 0 |  | 0 | 0 | 0 | 0 | 0
25.12. | 13 | 0 |  | 0 | 0 | 0 | 0 | 0
25.12. | 14 | 0 |  | 0 | 0 | 0 | 0 | 0
25.12. | 15 | 0 |  | 0 | 0 | 0 | 0 | 0
25.12. | 16 | 0 |  | 0 | 0 | 0 | 0 | 0
25.12. | 17 | 0 |  | 0 | 0 | 0 | 0 | 0
25.12. | 18 | 0 |  | 0 | 0 | 0 | 0 | 0
25.12. | 19 | 0 |  | 0 | 0 | 0 | 0 | 0
25.12. | 20 | 0 |  | 0 | 0 | 0 | 0 | 0
25.12. | 21 | 0 |  | 0 | 0 | 0 | 0 | 0
25.12. | 22 | 0 |  | 0 | 0 | 0 | 0 | 0
25.12. | 23 | 0 |  | 0 | 0 | 0 | 0 | 0
25.12. | 24 | 0 |  | 0 | 0 | 0 | 0 | 0
26.12. | 1 | 0 |  | 0 | 0 | 0 | 0 | 0
26.12. | 2 | 0 |  | 0 | 0 | 0 | 0 | 0
26.12. | 3 | 0 |  | 0 | 0 | 0 | 0 | 0
26.12. | 4 | 0 |  | 0 | 0 | 0 | 0 | 0
26.12. | 5 | 0 |  | 0 | 0 | 0 | 0 | 0
26.12. | 6 | 0 |  | 0 | 0 | 0 | 0 | 0
26.12. | 7 | 0 |  | 0 | 0 | 0 | 0 | 0
26.12. | 8 | 0 |  | 0 | 0 | 0 | 0 | 0
26.12. | 9 | 0 |  | 0 | 0 | 0 | 0 | 0
26.12. | 10 | 0 |  | 0 | 0 | 0 | 0 | 0
26.12. | 11 | 0 |  | 0 | 0 | 0 | 0 | 0
26.12. | 12 | 0 |  | 0 | 0 | 0 | 0 | 0
26.12. | 13 | 0 |  | 0 | 0 | 0 | 0 | 0
26.12. | 14 | 0 |  | 0 | 0 | 0 | 0 | 0
26.12. | 15 | 0 |  | 0 | 0 | 0 | 0 | 0
26.12. | 16 | 0 |  | 0 | 0 | 0 | 0 | 0
26.12. | 17 | 0 |  | 0 | 0 | 0 | 0 | 0
26.12. | 18 | 0 |  | 0 | 0 | 0 | 0 | 0
26.12. | 19 | 0 |  | 0 | 0 | 0 | 0 | 0
26.12. | 20 | 0 |  | 0 | 0 | 0 | 0 | 0
26.12. | 21 | 0 |  | 0 | 0 | 0 | 0 | 0
26.12. | 22 | 0 |  | 0 | 0 | 0 | 0 | 0
26.12. | 23 | 0 |  | 0 | 0 | 0 | 0 | 0
26.12. | 24 | 0 |  | 0 | 0 | 0 | 0 | 0
27.12. | 1 | 0 |  | 0 | 0 | 0 | 0 | 0
27.12. | 2 | 0 |  | 0 | 0 | 0 | 0 | 0
27.12. | 3 | 0 |  | 0 | 0 | 0 | 0 | 0
27.12. | 4 | 0 |  | 0 | 0 | 0 | 0 | 0
27.12. | 5 | 0 |  | 0 | 0 | 0 | 0 | 0
27.12. | 6 | 0 |  | 0 | 0 | 0 | 0 | 0
27.12. | 7 | 0 |  | 0 | 0 | 0 | 0 | 0
27.12. | 8 | 0 |  | 0 | 0 | 0 | 0 | 0
27.12. | 9 | 0 |  | 0 | 0 | 0 | 0 | 0
27.12. | 10 | 0 |  | 0 | 0 | 0 | 0 | 0
27.12. | 11 | 0 |  | 0 | 0 | 0 | 0 | 0
27.12. | 12 | 0 |  | 0 | 0 | 0 | 0 | 0
27.12. | 13 | 0 |  | 0 | 0 | 0 | 0 | 0
27.12. | 14 | 0 |  | 0 | 0 | 0 | 0 | 0
27.12. | 15 | 0 |  | 0 | 0 | 0 | 0 | 0
27.12. | 16 | 0 |  | 0 | 0 | 0 | 0 | 0
27.12. | 17 | 0 |  | 0 | 0 | 0 | 0 | 0
27.12. | 18 | 0 |  | 0 | 0 | 0 | 0 | 0
27.12. | 19 | 0 |  | 0 | 0 | 0 | 0 | 0
27.12. | 20 | 0 |  | 0 | 0 | 0 | 0 | 0
27.12. | 21 | 0 |  | 0 | 0 | 0 | 0 | 0
27.12. | 22 | 0 |  | 0 | 0 | 0 | 0 | 0
27.12. | 23 | 0 |  | 0 | 0 | 0 | 0 | 0
27.12. | 24 | 0 |  | 0 | 0 | 0 | 0 | 0
28.12. | 1 | 0 |  | 0 | 0 | 0 | 0 | 0
28.12. | 2 | 0 |  | 0 | 0 | 0 | 0 | 0
28.12. | 3 | 0 |  | 0 | 0 | 0 | 0 | 0
28.12. | 4 | 0 |  | 0 | 0 | 0 | 0 | 0
28.12. | 5 | 0 |  | 0 | 0 | 0 | 0 | 0
28.12. | 6 | 0 |  | 0 | 0 | 0 | 0 | 0
28.12. | 7 | 0 |  | 0 | 0 | 0 | 0 | 0
28.12. | 8 | 0 |  | 0 | 0 | 0 | 0 | 0
28.12. | 9 | 0 |  | 0 | 0 | 0 | 0 | 0
28.12. | 10 | 0 |  | 0 | 0 | 0 | 0 | 0
28.12. | 11 | 0 |  | 0 | 0 | 0 | 0 | 0
28.12. | 12 | 0 |  | 0 | 0 | 0 | 0 | 0
28.12. | 13 | 0 |  | 0 | 0 | 0 | 0 | 0
28.12. | 14 | 0 |  | 0 | 0 | 0 | 0 | 0
28.12. | 15 | 0 |  | 0 | 0 | 0 | 0 | 0
28.12. | 16 | 0 |  | 0 | 0 | 0 | 0 | 0
28.12. | 17 | 0 |  | 0 | 0 | 0 | 0 | 0
28.12. | 18 | 0 |  | 0 | 0 | 0 | 0 | 0
28.12. | 19 | 0 |  | 0 | 0 | 0 | 0 | 0
28.12. | 20 | 0 |  | 0 | 0 | 0 | 0 | 0
28.12. | 21 | 0 |  | 0 | 0 | 0 | 0 | 0
28.12. | 22 | 0 |  | 0 | 0 | 0 | 0 | 0
28.12. | 23 | 0 |  | 0 | 0 | 0 | 0 | 0
28.12. | 24 | 0 |  | 0 | 0 | 0 | 0 | 0
29.12. | 1 | 0 |  | 0 | 0 | 0 | 0 | 0
29.12. | 2 | 0 |  | 0 | 0 | 0 | 0 | 0
29.12. | 3 | 0 |  | 0 | 0 | 0 | 0 | 0
29.12. | 4 | 0 |  | 0 | 0 | 0 | 0 | 0
29.12. | 5 | 0 |  | 0 | 0 | 0 | 0 | 0
29.12. | 6 | 0 |  | 0 | 0 | 0 | 0 | 0
29.12. | 7 | 0 |  | 0 | 0 | 0 | 0 | 0
29.12. | 8 | 0 |  | 0 | 0 | 0 | 0 | 0
29.12. | 9 | 0 |  | 0 | 0 | 0 | 0 | 0
29.12. | 10 | 0 |  | 0 | 0 | 0 | 0 | 0
29.12. | 11 | 0 |  | 0 | 0 | 0 | 0 | 0
29.12. | 12 | 0 |  | 0 | 0 | 0 | 0 | 0
29.12. | 13 | 0 |  | 0 | 0 | 0 | 0 | 0
29.12. | 14 | 0 |  | 0 | 0 | 0 | 0 | 0
29.12. | 15 | 0 |  | 0 | 0 | 0 | 0 | 0
29.12. | 16 | 0 |  | 0 | 0 | 0 | 0 | 0
29.12. | 17 | 0 |  | 0 | 0 | 0 | 0 | 0
29.12. | 18 | 0 |  | 0 | 0 | 0 | 0 | 0
29.12. | 19 | 0 |  | 0 | 0 | 0 | 0 | 0
29.12. | 20 | 0 |  | 0 | 0 | 0 | 0 | 0
29.12. | 21 | 0 |  | 0 | 0 | 0 | 0 | 0
29.12. | 22 | 0 |  | 0 | 0 | 0 | 0 | 0
29.12. | 23 | 0 |  | 0 | 0 | 0 | 0 | 0
29.12. | 24 | 0 |  | 0 | 0 | 0 | 0 | 0
30.12. | 1 | 0 |  | 0 | 0 | 0 | 0 | 0
30.12. | 2 | 0 |  | 0 | 0 | 0 | 0 | 0
30.12. | 3 | 0 |  | 0 | 0 | 0 | 0 | 0
30.12. | 4 | 0 |  | 0 | 0 | 0 | 0 | 0
30.12. | 5 | 0 |  | 0 | 0 | 0 | 0 | 0
30.12. | 6 | 0 |  | 0 | 0 | 0 | 0 | 0
30.12. | 7 | 0 |  | 0 | 0 | 0 | 0 | 0
30.12. | 8 | 0 |  | 0 | 0 | 0 | 0 | 0
30.12. | 9 | 0 |  | 0 | 0 | 0 | 0 | 0
30.12. | 10 | 0 |  | 0 | 0 | 0 | 0 | 0
30.12. | 11 | 0 |  | 0 | 0 | 0 | 0 | 0
30.12. | 12 | 0 |  | 0 | 0 | 0 | 0 | 0
30.12. | 13 | 0 |  | 0 | 0 | 0 | 0 | 0
30.12. | 14 | 0 |  | 0 | 0 | 0 | 0 | 0
30.12. | 15 | 0 |  | 0 | 0 | 0 | 0 | 0
30.12. | 16 | 0 |  | 0 | 0 | 0 | 0 | 0
30.12. | 17 | 0 |  | 0 | 0 | 0 | 0 | 0
30.12. | 18 | 0 |  | 0 | 0 | 0 | 0 | 0
30.12. | 19 | 0 |  | 0 | 0 | 0 | 0 | 0
30.12. | 20 | 0 |  | 0 | 0 | 0 | 0 | 0
30.12. | 21 | 0 |  | 0 | 0 | 0 | 0 | 0
30.12. | 22 | 0 |  | 0 | 0 | 0 | 0 | 0
30.12. | 23 | 0 |  | 0 | 0 | 0 | 0 | 0
30.12. | 24 | 0 |  | 0 | 0 | 0 | 0 | 0
31.12. | 1 | 0 |  | 0 | 0 | 0 | 0 | 0
31.12. | 2 | 0 |  | 0 | 0 | 0 | 0 | 0
31.12. | 3 | 0 |  | 0 | 0 | 0 | 0 | 0
31.12. | 4 | 0 |  | 0 | 0 | 0 | 0 | 0
31.12. | 5 | 0 |  | 0 | 0 | 0 | 0 | 0
31.12. | 6 | 0 |  | 0 | 0 | 0 | 0 | 0
31.12. | 7 | 0 |  | 0 | 0 | 0 | 0 | 0
31.12. | 8 | 0 |  | 0 | 0 | 0 | 0 | 0
31.12. | 9 | 0 |  | 0 | 0 | 0 | 0 | 0
31.12. | 10 | 0 |  | 0 | 0 | 0 | 0 | 0
31.12. | 11 | 0 |  | 0 | 0 | 0 | 0 | 0
31.12. | 12 | 0 |  | 0 | 0 | 0 | 0 | 0
31.12. | 13 | 0 |  | 0 | 0 | 0 | 0 | 0
31.12. | 14 | 0 |  | 0 | 0 | 0 | 0 | 0
31.12. | 15 | 0 |  | 0 | 0 | 0 | 0 | 0
31.12. | 16 | 0 |  | 0 | 0 | 0 | 0 | 0
31.12. | 17 | 0 |  | 0 | 0 | 0 | 0 | 0
31.12. | 18 | 0 |  | 0 | 0 | 0 | 0 | 0
31.12. | 19 | 0 |  | 0 | 0 | 0 | 0 | 0
31.12. | 20 | 0 |  | 0 | 0 | 0 | 0 | 0
31.12. | 21 | 0 |  | 0 | 0 | 0 | 0 | 0
31.12. | 22 | 0 |  | 0 | 0 | 0 | 0 | 0
31.12. | 23 | 0 |  | 0 | 0 | 0 | 0 | 0
31.12. | 24 | 0 |  | 0 | 0 | 0 | 0 | 0