## Thermal
ENTSO-E Market Modelling Database: Thermal generation
Country:
Market Node: | DE00
Year:
Climate year
Scenario
Fuel & Plant type |  | Net generating capacity (MW) | Number of units | Number of biofuel units | Biofuel usage [%] | MUST RUN OBLIGATIONS | [13 empty] | Daily limitation in MWh (optional) | [11 empty] | Unavailability |  |  | Min stable power (% of max power) | Ramp up rate(MW/h) | Ramp down rate (MW/h) | fixed generation reduction (% of max power output) | Median Start-up fuel name | Custom biofuel price (EUR/Net GJ) | Maximum number of units on maintenance
[32 empty] | Forced outage (annual rate) | Planned outage | Planned outage
[33 empty] | annual rate | winter
[7 empty] | Jan | Feb | Mar | April | May | June | July | Aug | Sept | Oct | Nov | Dec | causes (e.g technical, subsidies, environmental, grid constraints... | Jan | Feb | Mar | April | May | June | July | Aug | Sept | Oct | Nov | Dec | % | number of days | minimum % of annual number of days
Nuclear |  | 0 | 0 | 0 | 0 | number of must run units | 0 | 0 | 0 | 0 | 0 | 0 | 0 | 0 | 0 | 0 | 0 | 0 | [13 empty] | 5 | 54 | 15 |  |  |  | 0 | 0 |  | 0
[6 empty] | % of installed capacity | 0 | 0 | 0 | 0 | 0 | 0 | 0 | 0 | 0 | 0 | 0 | 0
Hard coal | old 1 | 0 | 0 | 0 | 0 | number of must run units | 0 | 0 | 0 | 0 | 0 | 0 | 0 | 0 | 0 | 0 | 0 | 0 | [13 empty] | 10 | 27 | 15 |  |  |  | 0 | 0 |  | 0
[6 empty] | % of installed capacity | 0 | 0 | 0 | 0 | 0 | 0 | 0 | 0 | 0 | 0 | 0 | 0
| old 2 | 0 | 0 | 0 | 0 | number of must run units | 0 | 0 | 0 | 0 | 0 | 0 | 0 | 0 | 0 | 0 | 0 | 0 | [13 empty] | 10 | 27 | 15 |  |  |  | 0 | 0 |  | 0
[6 empty] | % of installed capacity | 0 | 0 | 0 | 0 | 0 | 0 | 0 | 0 | 0 | 0 | 0 | 0
| new | 0 | 0 | 0 | 0 | number of must run units | 0 | 0 | 0 | 0 | 0 | 0 | 0 | 0 | 0 | 0 | 0 | 0 | [13 empty] | 7.5 | 27 | 15 |  |  |  | 0 | 0 |  | 0
[6 empty] | % of installed capacity | 0 | 0 | 0 | 0 | 0 | 0 | 0 | 0 | 0 | 0 | 0 | 0
| CCS | 0 | 0 | 0 | 0 | number of must run units | 0 | 0 | 0 | 0 | 0 | 0 | 0 | 0 | 0 | 0 | 0 | 0 | [13 empty] | 7.5 | 27 | 15 |  |  |  | 0 | 0 |  | 0
[6 empty] | % of installed capacity | 0 | 0 | 0 | 0 | 0 | 0 | 0 | 0 | 0 | 0 | 0 | 0
Lignite | old 1 | 0 | 0 | 0 | 0 | number of must run units | 0 | 0 | 0 | 0 | 0 | 0 | 0 | 0 | 0 | 0 | 0 | 0 | [13 empty] | 10 | 27 | 15 |  |  |  | 0 | 0 |  | 0
[6 empty] | % of installed capacity | 0 | 0 | 0 | 0 | 0 | 0 | 0 | 0 | 0 | 0 | 0 | 0
| old 2 | 1510 | 2 | 0 | 0 | number of must run units | [25 empty] | 2.07 | 59 | 41 | 43.0464 | 1.2 | 3 | 0 | 0 | 0 | 2 | bar: Jan to Dec
[6 empty] | % of installed capacity | 0 | 0 | 0 | 0 | 0 | 0 | 0 | 0 | 0 | 0 | 0 | 0
| new | 3272.1 | 5 | 0 | 0 | number of must run units | 3 | 3 | 3 | 3 | 3 | 3 | 3 | 3 | 3 | 3 | 3 | 3 | [13 empty] | 2.07 | 59 | 41 | 46.0878 | 1.2 | 3 | 0 | 0 | 0 | 5
[6 empty] | % of installed capacity | 0 | 0 | 0 | 0 | 0 | 0 | 0 | 0 | 0 | 0 | 0 | 0
| CCS | 0 | 0 | 0 | 0 | number of must run units | 0 | 0 | 0 | 0 | 0 | 0 | 0 | 0 | 0 | 0 | 0 | 0 | [13 empty] | 7.5 | 27 | 15 |  |  |  | 0 | 0 |  | 0
[6 empty] | % of installed capacity | 0 | 0 | 0 | 0 | 0 | 0 | 0 | 0 | 0 | 0 | 0 | 0
Gas | Conventional old 1 | 2970.3731 | 32 | 0 | 0 | number of must run units | 7 | 7 | 7 | 7 | 7 | 7 | 7 | 7 | 7 | 7 | 7 | 7 | [13 empty] | 7.1814 | 37.764 | 22.7601 | 23.0224 | 9 | 9 | 0 | 0 | 0 | 32
[6 empty] | % of installed capacity | 0.91059 | 0.91059 | 0.91059 | 0.91059 | 0.91059 | 0.91059 | 0.91059 | 0.91059 | 0.91059 | 0.91059 | 0.91059 | 0.91059
| Conventional old 2 | 456.86 | 17 | 0 | 0 | number of must run units | 17 | 17 | 17 | 17 | 17 | 17 | 17 | 17 | 17 | 17 | 17 | 17 | [13 empty] | 4.73 | 70 | 46 | 36.4269 | 9 | 9 | 0 | 0 | 0 | 17
[6 empty] | % of installed capacity | 0 | 0 | 0 | 0 | 0 | 0 | 0 | 0 | 0 | 0 | 0 | 0
| CCGT old 1 | 8.7 | 1 | 0 | 0 | number of must run units | [25 empty] | 4.73 | 70 | 46 | 28.7356 | 1.2 | 3 | 0 | 0 | 0 | 1 | bar: Jan to Dec
[6 empty] | % of installed capacity | 0 | 0 | 0 | 0 | 0 | 0 | 0 | 0 | 0 | 0 | 0 | 0
| CCGT old 2 | 139.95 | 10 | 0 | 0 | number of must run units | 10 | 10 | 10 | 10 | 10 | 10 | 10 | 10 | 10 | 10 | 10 | 10 | [13 empty] | 4.73 | 70 | 46 | 39.8214 | 1.2 | 3 | 0 | 0 | 0 | 10
[6 empty] | % of installed capacity | 0 | 0 | 0 | 0 | 0 | 0 | 0 | 0 | 0 | 0 | 0 | 0
| CCGT new | 14666.9576 | 54 | 0 | 0 | number of must run units | 20 | 20 | 20 | 20 | 20 | 20 | 20 | 20 | 20 | 20 | 20 | 20 | [13 empty] | 4.73 | 70 | 46 | 33.8168 | 2.4 | 3 | 0 | 0 | 0 | 54
[6 empty] | % of installed capacity | 0.35312 | 0.35312 | 0.35312 | 0.35312 | 0.35312 | 0.35312 | 0.35312 | 0.35312 | 0.35312 | 0.35312 | 0.35312 | 0.35312
| CCGT CCS | 0 | 0 | 0 | 0 | number of must run units | 0 | 0 | 0 | 0 | 0 | 0 | 0 | 0 | 0 | 0 | 0 | 0 | [13 empty] | 5 | 27 | 15 |  |  |  | 0 | 0 |  | 0
[6 empty] | % of installed capacity | 0 | 0 | 0 | 0 | 0 | 0 | 0 | 0 | 0 | 0 | 0 | 0
| OCGT old | 1585.31 | 77 | 0 | 0 | number of must run units | 72 | 72 | 72 | 72 | 72 | 72 | 72 | 72 | 72 | 72 | 72 | 72 | [13 empty] | 4.73 | 70 | 46 | 10.0681 | 4.8 | 4.8 | 0 | 0 | 0 | 77
[6 empty] | % of installed capacity | 0 | 0 | 0 | 0 | 0 | 0 | 0 | 0 | 0 | 0 | 0 | 0
| OCGT new | 10951.4224 | 63 | 0 | 0 | number of must run units | 28 | 28 | 28 | 28 | 28 | 28 | 28 | 28 | 28 | 28 | 28 | 28 | [13 empty] | 4.73 | 70 | 46 | 30.6396 | 7.2 | 7.2 | 0 | 0 | 0 | 63
[6 empty] | % of installed capacity | 0.67206 | 0.67206 | 0.67206 | 0.67206 | 0.67206 | 0.67206 | 0.67206 | 0.67206 | 0.67206 | 0.67206 | 0.67206 | 0.67206
Light oil |  | 0 | 0 | 0 | 0 | number of must run units | 0 | 0 | 0 | 0 | 0 | 0 | 0 | 0 | 0 | 0 | 0 | 0 | [13 empty] | 8 | 13 | 15 |  |  |  | 0 | 0 |  | 0
[6 empty] | % of installed capacity | 0 | 0 | 0 | 0 | 0 | 0 | 0 | 0 | 0 | 0 | 0 | 0
Heavy oil | old 1 | 321.78 | 7 | 0 | 0 | number of must run units | 3 | 3 | 3 | 3 | 3 | 3 | 3 | 3 | 3 | 3 | 3 | 3 | [13 empty] | 3.9 | 36 | 42 | 28.2118 | 4.8 | 4.8 | 0 | 0 | 0 | 7
[6 empty] | % of installed capacity | 10.3611 | 10.3611 | 10.3611 | 10.3611 | 10.3611 | 10.3611 | 10.3611 | 10.3611 | 10.3611 | 10.3611 | 10.3611 | 10.3611
| old 2 | 0 | 0 | 0 | 0 | number of must run units | 0 | 0 | 0 | 0 | 0 | 0 | 0 | 0 | 0 | 0 | 0 | 0 | [13 empty] | 10 | 27 | 15 |  |  |  | 0 | 0 |  | 0
[6 empty] | % of installed capacity | 0 | 0 | 0 | 0 | 0 | 0 | 0 | 0 | 0 | 0 | 0 | 0
Oil shale | old | 0 | 0 | 0 | 0 | number of must run units | 0 | 0 | 0 | 0 | 0 | 0 | 0 | 0 | 0 | 0 | 0 | 0 | [13 empty] | 10 | 27 | 15 |  |  |  | 0 | 0 |  | 0
[6 empty] | % of installed capacity | 0 | 0 | 0 | 0 | 0 | 0 | 0 | 0 | 0 | 0 | 0 | 0
| new | 0 | 0 | 0 | 0 | number of must run units | 0 | 0 | 0 | 0 | 0 | 0 | 0 | 0 | 0 | 0 | 0 | 0 | [13 empty] | 7.5 | 27 | 15 |  |  |  | 0 | 0 |  | 0
[6 empty] | % of installed capacity | 0 | 0 | 0 | 0 | 0 | 0 | 0 | 0 | 0 | 0 | 0 | 0
Gas | CCGT present 1 | 473.22 | 15 | 0 | 0 | number of must run units | 15 | 15 | 15 | 15 | 15 | 15 | 15 | 15 | 15 | 15 | 15 | 15 | [13 empty] | 4.73 | 70 | 46 | 35.7719 | 2.4 | 3 | 0 | 0 | 0 | 15
[6 empty] | % of installed capacity | 0 | 0 | 0 | 0 | 0 | 0 | 0 | 0 | 0 | 0 | 0 | 0
| CCGT present 2 | 4406 | 20 | 0 | 0 | number of must run units | 18 | 18 | 18 | 18 | 18 | 18 | 18 | 18 | 18 | 18 | 18 | 18 | [13 empty] | 4.73 | 70 | 46 | 39.9262 | 2.4 | 3 | 0 | 0 | 0 | 20
[6 empty] | % of installed capacity | 0.55924 | 0.55924 | 0.55924 | 0.55924 | 0.55924 | 0.55924 | 0.55924 | 0.55924 | 0.55924 | 0.55924 | 0.55924 | 0.55924
Hydrogen | Fuel Cell | 0 | 0 | 0 | 0 | number of must run units | 0 | 0 | 0 | 0 | 0 | 0 | 0 | 0 | 0 | 0 | 0 | 0 | [13 empty] | 2.5 | 7 | 0 |  |  |  | 0 | 0 |  | 0
[6 empty] | % of installed capacity | 0 | 0 | 0 | 0 | 0 | 0 | 0 | 0 | 0 | 0 | 0 | 0
Hydrogen | CCGT | 13224.75 | 127 | 0 | 0 | number of must run units | 107 | 107 | 107 | 107 | 107 | 107 | 107 | 107 | 107 | 107 | 107 | 107 | [13 empty] | 4.73 | 70 | 46 | 37.6918 | 0 | 0 | 0 | 0 | 0 | 127
[6 empty] | % of installed capacity | 0.21898 | 0.21898 | 0.21898 | 0.21898 | 0.21898 | 0.21898 | 0.21898 | 0.21898 | 0.21898 | 0.21898 | 0.21898 | 0.21898
Hydrogen | OCGT | 3312.65 | 119 | 0 | 0 | number of must run units | 107 | 107 | 107 | 107 | 107 | 107 | 107 | 107 | 107 | 107 | 107 | 107 | [13 empty] | 4.73 | 70 | 46 | 39.0141 | 0 | 0 | 0 | 0 | 0 | 119
[6 empty] | % of installed capacity | 1.4431 | 1.4431 | 1.4431 | 1.4431 | 1.4431 | 1.4431 | 1.4431 | 1.4431 | 1.4431 | 1.4431 | 1.4431 | 1.4431

## Other Non-RES
ENTSO-E Market Modelling Database: Other non-RES
Country:
Market Node: | DE00
Year:
Climate year |  |  | N.B. use convention first January always Monday (2007 calendar year) --> see guidelines for further details
Scenario
|  | Price Band 1 | Price Band 2
| Installed capacity (MW) | 2937.7931
Number of units
| PEMMDB type(s) | OtherNon-RES/Gas/conventional old 1
Purpose
| Avg. Market Offer Price (€/MWh) | 0
| Avg. Efficiency Ratio | 0.36994
| Avg. CO2 em. factor (ton/MWh) | 154.0774
| Start climate year | 2035
| End climate year | 2035
Date | Hour | Available capacity (MW) | Available capacity (MW) | Available capacity (MW) | Available capacity (MW) | Available capacity (MW) | Available capacity (MW) | Available capacity (MW) | Available capacity (MW) | Available capacity (MW) | Available capacity (MW) | Available capacity (MW) | Available capacity (MW) | Available capacity (MW) | Available capacity (MW) | Available capacity (MW) | Available capacity (MW) | Available capacity (MW) | Available capacity (MW) | Available capacity (MW) | Available capacity (MW) | Available capacity (MW) | Available capacity (MW) | Available capacity (MW) | Available capacity (MW) | Available capacity (MW) | Available capacity (MW) | Available capacity (MW)
01.01. | 1 | 2715.1118
01.01. | 2 | 2715.1118
01.01. | 3 | 2715.1118
01.01. | 4 | 2715.1118
01.01. | 5 | 2715.1118
01.01. | 6 | 2715.1118
01.01. | 7 | 2715.1118
01.01. | 8 | 2715.1118
01.01. | 9 | 2715.1118
01.01. | 10 | 2715.1118
01.01. | 11 | 2692.8437
01.01. | 12 | 2692.8437
01.01. | 13 | 2670.5756
01.01. | 14 | 2670.5756
01.01. | 15 | 2670.5756
01.01. | 16 | 2670.5756
01.01. | 17 | 2670.5756
01.01. | 18 | 2670.5756
01.01. | 19 | 2692.8437
01.01. | 20 | 2692.8437
01.01. | 21 | 2692.8437
01.01. | 22 | 2692.8437
01.01. | 23 | 2692.8437
01.01. | 24 | 2692.8437
02.01. | 1 | 2692.8437
02.01. | 2 | 2715.1118
02.01. | 3 | 2715.1118
02.01. | 4 | 2715.1118
02.01. | 5 | 2715.1118
02.01. | 6 | 2715.1118
02.01. | 7 | 2715.1118
02.01. | 8 | 2715.1118
02.01. | 9 | 2715.1118
02.01. | 10 | 2715.1118
02.01. | 11 | 2692.8437
02.01. | 12 | 2692.8437
02.01. | 13 | 2692.8437
02.01. | 14 | 2692.8437
02.01. | 15 | 2692.8437
02.01. | 16 | 2692.8437
02.01. | 17 | 2692.8437
02.01. | 18 | 2692.8437
02.01. | 19 | 2692.8437
02.01. | 20 | 2692.8437
02.01. | 21 | 2692.8437
02.01. | 22 | 2692.8437
02.01. | 23 | 2692.8437
02.01. | 24 | 2692.8437
03.01. | 1 | 2692.8437
03.01. | 2 | 2692.8437
03.01. | 3 | 2715.1118
03.01. | 4 | 2715.1118
03.01. | 5 | 2715.1118
03.01. | 6 | 2715.1118
03.01. | 7 | 2715.1118
03.01. | 8 | 2715.1118
03.01. | 9 | 2715.1118
03.01. | 10 | 2715.1118
03.01. | 11 | 2715.1118
03.01. | 12 | 2715.1118
03.01. | 13 | 2692.8437
03.01. | 14 | 2692.8437
03.01. | 15 | 2692.8437
03.01. | 16 | 2692.8437
03.01. | 17 | 2692.8437
03.01. | 18 | 2692.8437
03.01. | 19 | 2692.8437
03.01. | 20 | 2692.8437
03.01. | 21 | 2692.8437
03.01. | 22 | 2692.8437
03.01. | 23 | 2692.8437
03.01. | 24 | 2692.8437
04.01. | 1 | 2715.1118
04.01. | 2 | 2715.1118
04.01. | 3 | 2715.1118
04.01. | 4 | 2715.1118
04.01. | 5 | 2715.1118
04.01. | 6 | 2715.1118
04.01. | 7 | 2715.1118
04.01. | 8 | 2715.1118
04.01. | 9 | 2737.38
04.01. | 10 | 2715.1118
04.01. | 11 | 2715.1118
04.01. | 12 | 2715.1118
04.01. | 13 | 2715.1118
04.01. | 14 | 2715.1118
04.01. | 15 | 2692.8437
04.01. | 16 | 2692.8437
04.01. | 17 | 2692.8437
04.01. | 18 | 2715.1118
04.01. | 19 | 2715.1118
04.01. | 20 | 2715.1118
04.01. | 21 | 2715.1118
04.01. | 22 | 2715.1118
04.01. | 23 | 2715.1118
04.01. | 24 | 2715.1118
05.01. | 1 | 2715.1118
05.01. | 2 | 2737.38
05.01. | 3 | 2737.38
05.01. | 4 | 2737.38
05.01. | 5 | 2737.38
05.01. | 6 | 2737.38
05.01. | 7 | 2737.38
05.01. | 8 | 2737.38
05.01. | 9 | 2737.38
05.01. | 10 | 2737.38
05.01. | 11 | 2737.38
05.01. | 12 | 2737.38
05.01. | 13 | 2715.1118
05.01. | 14 | 2715.1118
05.01. | 15 | 2715.1118
05.01. | 16 | 2715.1118
05.01. | 17 | 2715.1118
05.01. | 18 | 2715.1118
05.01. | 19 | 2715.1118
05.01. | 20 | 2715.1118
05.01. | 21 | 2715.1118
05.01. | 22 | 2715.1118
05.01. | 23 | 2715.1118
05.01. | 24 | 2715.1118
06.01. | 1 | 2715.1118
06.01. | 2 | 2715.1118
06.01. | 3 | 2715.1118
06.01. | 4 | 2715.1118
06.01. | 5 | 2715.1118
06.01. | 6 | 2715.1118
06.01. | 7 | 2715.1118
06.01. | 8 | 2715.1118
06.01. | 9 | 2715.1118
06.01. | 10 | 2715.1118
06.01. | 11 | 2715.1118
06.01. | 12 | 2715.1118
06.01. | 13 | 2715.1118
06.01. | 14 | 2692.8437
06.01. | 15 | 2692.8437
06.01. | 16 | 2692.8437
06.01. | 17 | 2692.8437
06.01. | 18 | 2692.8437
06.01. | 19 | 2692.8437
06.01. | 20 | 2692.8437
06.01. | 21 | 2692.8437
06.01. | 22 | 2692.8437
06.01. | 23 | 2692.8437
06.01. | 24 | 2692.8437
07.01. | 1 | 2692.8437
07.01. | 2 | 2715.1118
07.01. | 3 | 2715.1118
07.01. | 4 | 2715.1118
07.01. | 5 | 2715.1118
07.01. | 6 | 2715.1118
07.01. | 7 | 2715.1118
07.01. | 8 | 2715.1118
07.01. | 9 | 2715.1118
07.01. | 10 | 2715.1118
07.01. | 11 | 2715.1118
07.01. | 12 | 2715.1118
07.01. | 13 | 2715.1118
07.01. | 14 | 2715.1118
07.01. | 15 | 2715.1118
07.01. | 16 | 2715.1118
07.01. | 17 | 2715.1118
07.01. | 18 | 2715.1118
07.01. | 19 | 2715.1118
07.01. | 20 | 2715.1118
07.01. | 21 | 2715.1118
07.01. | 22 | 2715.1118
07.01. | 23 | 2715.1118
07.01. | 24 | 2715.1118
08.01. | 1 | 2715.1118
08.01. | 2 | 2715.1118
08.01. | 3 | 2715.1118
08.01. | 4 | 2715.1118
08.01. | 5 | 2715.1118
08.01. | 6 | 2715.1118
08.01. | 7 | 2715.1118
08.01. | 8 | 2715.1118
08.01. | 9 | 2715.1118
08.01. | 10 | 2715.1118
08.01. | 11 | 2715.1118
08.01. | 12 | 2715.1118
08.01. | 13 | 2692.8437
08.01. | 14 | 2692.8437
08.01. | 15 | 2692.8437
08.01. | 16 | 2692.8437
08.01. | 17 | 2692.8437
08.01. | 18 | 2692.8437
08.01. | 19 | 2692.8437
08.01. | 20 | 2692.8437
08.01. | 21 | 2692.8437
08.01. | 22 | 2692.8437
08.01. | 23 | 2692.8437
08.01. | 24 | 2692.8437
09.01. | 1 | 2715.1118
09.01. | 2 | 2715.1118
09.01. | 3 | 2715.1118
09.01. | 4 | 2715.1118
09.01. | 5 | 2715.1118
09.01. | 6 | 2715.1118
09.01. | 7 | 2715.1118
09.01. | 8 | 2715.1118
09.01. | 9 | 2715.1118
09.01. | 10 | 2715.1118
09.01. | 11 | 2715.1118
09.01. | 12 | 2715.1118
09.01. | 13 | 2715.1118
09.01. | 14 | 2715.1118
09.01. | 15 | 2692.8437
09.01. | 16 | 2692.8437
09.01. | 17 | 2692.8437
09.01. | 18 | 2692.8437
09.01. | 19 | 2692.8437
09.01. | 20 | 2692.8437
09.01. | 21 | 2692.8437
09.01. | 22 | 2692.8437
09.01. | 23 | 2715.1118
09.01. | 24 | 2715.1118
10.01. | 1 | 2715.1118
10.01. | 2 | 2715.1118
10.01. | 3 | 2715.1118
10.01. | 4 | 2715.1118
10.01. | 5 | 2715.1118
10.01. | 6 | 2715.1118
10.01. | 7 | 2715.1118
10.01. | 8 | 2715.1118
10.01. | 9 | 2715.1118
10.01. | 10 | 2715.1118
10.01. | 11 | 2715.1118
10.01. | 12 | 2715.1118
10.01. | 13 | 2715.1118
10.01. | 14 | 2692.8437
10.01. | 15 | 2692.8437
10.01. | 16 | 2692.8437
10.01. | 17 | 2692.8437
10.01. | 18 | 2692.8437
10.01. | 19 | 2692.8437
10.01. | 20 | 2692.8437
10.01. | 21 | 2692.8437
10.01. | 22 | 2715.1118
10.01. | 23 | 2715.1118
10.01. | 24 | 2715.1118
11.01. | 1 | 2715.1118
11.01. | 2 | 2715.1118
11.01. | 3 | 2715.1118
11.01. | 4 | 2715.1118
11.01. | 5 | 2737.38
11.01. | 6 | 2737.38
11.01. | 7 | 2737.38
11.01. | 8 | 2737.38
11.01. | 9 | 2737.38
11.01. | 10 | 2737.38
11.01. | 11 | 2715.1118
11.01. | 12 | 2715.1118
11.01. | 13 | 2715.1118
11.01. | 14 | 2715.1118
11.01. | 15 | 2715.1118
11.01. | 16 | 2692.8437
11.01. | 17 | 2692.8437
11.01. | 18 | 2692.8437
11.01. | 19 | 2692.8437
11.01. | 20 | 2692.8437
11.01. | 21 | 2715.1118
11.01. | 22 | 2715.1118
11.01. | 23 | 2715.1118
11.01. | 24 | 2715.1118
12.01. | 1 | 2715.1118
12.01. | 2 | 2715.1118
12.01. | 3 | 2715.1118
12.01. | 4 | 2715.1118
12.01. | 5 | 2737.38
12.01. | 6 | 2737.38
12.01. | 7 | 2737.38
12.01. | 8 | 2737.38
12.01. | 9 | 2737.38
12.01. | 10 | 2737.38
12.01. | 11 | 2737.38
12.01. | 12 | 2737.38
12.01. | 13 | 2737.38
12.01. | 14 | 2715.1118
12.01. | 15 | 2715.1118
12.01. | 16 | 2715.1118
12.01. | 17 | 2715.1118
12.01. | 18 | 2715.1118
12.01. | 19 | 2715.1118
12.01. | 20 | 2715.1118
12.01. | 21 | 2715.1118
12.01. | 22 | 2715.1118
12.01. | 23 | 2737.38
12.01. | 24 | 2737.38
13.01. | 1 | 2737.38
13.01. | 2 | 2737.38
13.01. | 3 | 2737.38
13.01. | 4 | 2737.38
13.01. | 5 | 2737.38
13.01. | 6 | 2737.38
13.01. | 7 | 2737.38
13.01. | 8 | 2737.38
13.01. | 9 | 2759.6481
13.01. | 10 | 2759.6481
13.01. | 11 | 2737.38
13.01. | 12 | 2737.38
13.01. | 13 | 2737.38
13.01. | 14 | 2737.38
13.01. | 15 | 2737.38
13.01. | 16 | 2737.38
13.01. | 17 | 2737.38
13.01. | 18 | 2737.38
13.01. | 19 | 2737.38
13.01. | 20 | 2737.38
13.01. | 21 | 2737.38
13.01. | 22 | 2737.38
13.01. | 23 | 2737.38
13.01. | 24 | 2737.38
14.01. | 1 | 2737.38
14.01. | 2 | 2737.38
14.01. | 3 | 2759.6481
14.01. | 4 | 2759.6481
14.01. | 5 | 2759.6481
14.01. | 6 | 2759.6481
14.01. | 7 | 2759.6481
14.01. | 8 | 2737.38
14.01. | 9 | 2737.38
14.01. | 10 | 2737.38
14.01. | 11 | 2737.38
14.01. | 12 | 2737.38
14.01. | 13 | 2737.38
14.01. | 14 | 2737.38
14.01. | 15 | 2715.1118
14.01. | 16 | 2715.1118
14.01. | 17 | 2715.1118
14.01. | 18 | 2715.1118
14.01. | 19 | 2715.1118
14.01. | 20 | 2715.1118
14.01. | 21 | 2715.1118
14.01. | 22 | 2715.1118
14.01. | 23 | 2715.1118
14.01. | 24 | 2715.1118
15.01. | 1 | 2715.1118
15.01. | 2 | 2715.1118
15.01. | 3 | 2715.1118
15.01. | 4 | 2715.1118
15.01. | 5 | 2715.1118
15.01. | 6 | 2715.1118
15.01. | 7 | 2715.1118
15.01. | 8 | 2715.1118
15.01. | 9 | 2715.1118
15.01. | 10 | 2715.1118
15.01. | 11 | 2715.1118
15.01. | 12 | 2715.1118
15.01. | 13 | 2692.8437
15.01. | 14 | 2692.8437
15.01. | 15 | 2692.8437
15.01. | 16 | 2692.8437
15.01. | 17 | 2692.8437
15.01. | 18 | 2692.8437
15.01. | 19 | 2692.8437
15.01. | 20 | 2692.8437
15.01. | 21 | 2692.8437
15.01. | 22 | 2692.8437
15.01. | 23 | 2692.8437
15.01. | 24 | 2692.8437
16.01. | 1 | 2715.1118
16.01. | 2 | 2715.1118
16.01. | 3 | 2715.1118
16.01. | 4 | 2715.1118
16.01. | 5 | 2715.1118
16.01. | 6 | 2715.1118
16.01. | 7 | 2715.1118
16.01. | 8 | 2715.1118
16.01. | 9 | 2715.1118
16.01. | 10 | 2715.1118
16.01. | 11 | 2715.1118
16.01. | 12 | 2715.1118
16.01. | 13 | 2715.1118
16.01. | 14 | 2715.1118
16.01. | 15 | 2715.1118
16.01. | 16 | 2692.8437
16.01. | 17 | 2692.8437
16.01. | 18 | 2715.1118
16.01. | 19 | 2715.1118
16.01. | 20 | 2715.1118
16.01. | 21 | 2715.1118
16.01. | 22 | 2715.1118
16.01. | 23 | 2715.1118
16.01. | 24 | 2715.1118
17.01. | 1 | 2737.38
17.01. | 2 | 2737.38
17.01. | 3 | 2737.38
17.01. | 4 | 2737.38
17.01. | 5 | 2737.38
17.01. | 6 | 2737.38
17.01. | 7 | 2737.38
17.01. | 8 | 2737.38
17.01. | 9 | 2737.38
17.01. | 10 | 2737.38
17.01. | 11 | 2737.38
17.01. | 12 | 2737.38
17.01. | 13 | 2737.38
17.01. | 14 | 2737.38
17.01. | 15 | 2737.38
17.01. | 16 | 2737.38
17.01. | 17 | 2737.38
17.01. | 18 | 2737.38
17.01. | 19 | 2737.38
17.01. | 20 | 2737.38
17.01. | 21 | 2737.38
17.01. | 22 | 2737.38
17.01. | 23 | 2737.38
17.01. | 24 | 2737.38
18.01. | 1 | 2737.38
18.01. | 2 | 2737.38
18.01. | 3 | 2737.38
18.01. | 4 | 2737.38
18.01. | 5 | 2737.38
18.01. | 6 | 2737.38
18.01. | 7 | 2737.38
18.01. | 8 | 2737.38
18.01. | 9 | 2737.38
18.01. | 10 | 2737.38
18.01. | 11 | 2715.1118
18.01. | 12 | 2715.1118
18.01. | 13 | 2715.1118
18.01. | 14 | 2715.1118
18.01. | 15 | 2692.8437
18.01. | 16 | 2692.8437
18.01. | 17 | 2692.8437
18.01. | 18 | 2692.8437
18.01. | 19 | 2692.8437
18.01. | 20 | 2692.8437
18.01. | 21 | 2692.8437
18.01. | 22 | 2692.8437
18.01. | 23 | 2692.8437
18.01. | 24 | 2692.8437
19.01. | 1 | 2692.8437
19.01. | 2 | 2692.8437
19.01. | 3 | 2715.1118
19.01. | 4 | 2715.1118
19.01. | 5 | 2715.1118
19.01. | 6 | 2715.1118
19.01. | 7 | 2715.1118
19.01. | 8 | 2715.1118
19.01. | 9 | 2715.1118
19.01. | 10 | 2715.1118
19.01. | 11 | 2715.1118
19.01. | 12 | 2715.1118
19.01. | 13 | 2692.8437
19.01. | 14 | 2692.8437
19.01. | 15 | 2692.8437
19.01. | 16 | 2692.8437
19.01. | 17 | 2692.8437
19.01. | 18 | 2692.8437
19.01. | 19 | 2692.8437
19.01. | 20 | 2692.8437
19.01. | 21 | 2692.8437
19.01. | 22 | 2692.8437
19.01. | 23 | 2692.8437
19.01. | 24 | 2692.8437
20.01. | 1 | 2692.8437
20.01. | 2 | 2692.8437
20.01. | 3 | 2715.1118
20.01. | 4 | 2715.1118
20.01. | 5 | 2715.1118
20.01. | 6 | 2715.1118
20.01. | 7 | 2715.1118
20.01. | 8 | 2715.1118
20.01. | 9 | 2715.1118
20.01. | 10 | 2715.1118
20.01. | 11 | 2715.1118
20.01. | 12 | 2715.1118
20.01. | 13 | 2692.8437
20.01. | 14 | 2692.8437
20.01. | 15 | 2692.8437
20.01. | 16 | 2670.5756
20.01. | 17 | 2670.5756
20.01. | 18 | 2670.5756
20.01. | 19 | 2670.5756
20.01. | 20 | 2670.5756
20.01. | 21 | 2670.5756
20.01. | 22 | 2692.8437
20.01. | 23 | 2692.8437
20.01. | 24 | 2692.8437
21.01. | 1 | 2692.8437
21.01. | 2 | 2692.8437
21.01. | 3 | 2692.8437
21.01. | 4 | 2692.8437
21.01. | 5 | 2692.8437
21.01. | 6 | 2715.1118
21.01. | 7 | 2715.1118
21.01. | 8 | 2715.1118
21.01. | 9 | 2715.1118
21.01. | 10 | 2715.1118
21.01. | 11 | 2692.8437
21.01. | 12 | 2692.8437
21.01. | 13 | 2692.8437
21.01. | 14 | 2670.5756
21.01. | 15 | 2670.5756
21.01. | 16 | 2670.5756
21.01. | 17 | 2670.5756
21.01. | 18 | 2670.5756
21.01. | 19 | 2670.5756
21.01. | 20 | 2670.5756
21.01. | 21 | 2670.5756
21.01. | 22 | 2670.5756
21.01. | 23 | 2670.5756
21.01. | 24 | 2670.5756
22.01. | 1 | 2670.5756
22.01. | 2 | 2692.8437
22.01. | 3 | 2692.8437
22.01. | 4 | 2692.8437
22.01. | 5 | 2692.8437
22.01. | 6 | 2692.8437
22.01. | 7 | 2715.1118
22.01. | 8 | 2715.1118
22.01. | 9 | 2715.1118
22.01. | 10 | 2692.8437
22.01. | 11 | 2692.8437
22.01. | 12 | 2692.8437
22.01. | 13 | 2692.8437
22.01. | 14 | 2670.5756
22.01. | 15 | 2670.5756
22.01. | 16 | 2670.5756
22.01. | 17 | 2670.5756
22.01. | 18 | 2670.5756
22.01. | 19 | 2670.5756
22.01. | 20 | 2670.5756
22.01. | 21 | 2670.5756
22.01. | 22 | 2670.5756
22.01. | 23 | 2692.8437
22.01. | 24 | 2692.8437
23.01. | 1 | 2692.8437
23.01. | 2 | 2692.8437
23.01. | 3 | 2692.8437
23.01. | 4 | 2715.1118
23.01. | 5 | 2715.1118
23.01. | 6 | 2715.1118
23.01. | 7 | 2715.1118
23.01. | 8 | 2715.1118
23.01. | 9 | 2715.1118
23.01. | 10 | 2715.1118
23.01. | 11 | 2715.1118
23.01. | 12 | 2715.1118
23.01. | 13 | 2692.8437
23.01. | 14 | 2692.8437
23.01. | 15 | 2670.5756
23.01. | 16 | 2670.5756
23.01. | 17 | 2670.5756
23.01. | 18 | 2670.5756
23.01. | 19 | 2670.5756
23.01. | 20 | 2670.5756
23.01. | 21 | 2692.8437
23.01. | 22 | 2692.8437
23.01. | 23 | 2692.8437
23.01. | 24 | 2692.8437
24.01. | 1 | 2692.8437
24.01. | 2 | 2715.1118
24.01. | 3 | 2715.1118
24.01. | 4 | 2715.1118
24.01. | 5 | 2715.1118
24.01. | 6 | 2715.1118
24.01. | 7 | 2715.1118
24.01. | 8 | 2715.1118
24.01. | 9 | 2715.1118
24.01. | 10 | 2715.1118
24.01. | 11 | 2715.1118
24.01. | 12 | 2692.8437
24.01. | 13 | 2692.8437
24.01. | 14 | 2692.8437
24.01. | 15 | 2670.5756
24.01. | 16 | 2670.5756
24.01. | 17 | 2670.5756
24.01. | 18 | 2670.5756
24.01. | 19 | 2670.5756
24.01. | 20 | 2670.5756
24.01. | 21 | 2670.5756
24.01. | 22 | 2670.5756
24.01. | 23 | 2692.8437
24.01. | 24 | 2692.8437
25.01. | 1 | 2692.8437
25.01. | 2 | 2692.8437
25.01. | 3 | 2692.8437
25.01. | 4 | 2692.8437
25.01. | 5 | 2692.8437
25.01. | 6 | 2692.8437
25.01. | 7 | 2692.8437
25.01. | 8 | 2692.8437
25.01. | 9 | 2692.8437
25.01. | 10 | 2692.8437
25.01. | 11 | 2692.8437
25.01. | 12 | 2670.5756
25.01. | 13 | 2670.5756
25.01. | 14 | 2670.5756
25.01. | 15 | 2648.3074
25.01. | 16 | 2648.3074
25.01. | 17 | 2648.3074
25.01. | 18 | 2648.3074
25.01. | 19 | 2648.3074
25.01. | 20 | 2648.3074
25.01. | 21 | 2648.3074
25.01. | 22 | 2670.5756
25.01. | 23 | 2670.5756
25.01. | 24 | 2670.5756
26.01. | 1 | 2670.5756
26.01. | 2 | 2692.8437
26.01. | 3 | 2692.8437
26.01. | 4 | 2692.8437
26.01. | 5 | 2692.8437
26.01. | 6 | 2692.8437
26.01. | 7 | 2692.8437
26.01. | 8 | 2692.8437
26.01. | 9 | 2692.8437
26.01. | 10 | 2692.8437
26.01. | 11 | 2692.8437
26.01. | 12 | 2692.8437
26.01. | 13 | 2670.5756
26.01. | 14 | 2670.5756
26.01. | 15 | 2648.3074
26.01. | 16 | 2648.3074
26.01. | 17 | 2648.3074
26.01. | 18 | 2648.3074
26.01. | 19 | 2648.3074
26.01. | 20 | 2648.3074
26.01. | 21 | 2670.5756
26.01. | 22 | 2670.5756
26.01. | 23 | 2670.5756
26.01. | 24 | 2670.5756
27.01. | 1 | 2692.8437
27.01. | 2 | 2692.8437
27.01. | 3 | 2692.8437
27.01. | 4 | 2692.8437
27.01. | 5 | 2692.8437
27.01. | 6 | 2692.8437
27.01. | 7 | 2692.8437
27.01. | 8 | 2715.1118
27.01. | 9 | 2692.8437
27.01. | 10 | 2692.8437
27.01. | 11 | 2692.8437
27.01. | 12 | 2692.8437
27.01. | 13 | 2692.8437
27.01. | 14 | 2670.5756
27.01. | 15 | 2670.5756
27.01. | 16 | 2670.5756
27.01. | 17 | 2670.5756
27.01. | 18 | 2670.5756
27.01. | 19 | 2670.5756
27.01. | 20 | 2670.5756
27.01. | 21 | 2670.5756
27.01. | 22 | 2670.5756
27.01. | 23 | 2670.5756
27.01. | 24 | 2692.8437
28.01. | 1 | 2692.8437
28.01. | 2 | 2692.8437
28.01. | 3 | 2692.8437
28.01. | 4 | 2692.8437
28.01. | 5 | 2692.8437
28.01. | 6 | 2692.8437
28.01. | 7 | 2692.8437
28.01. | 8 | 2692.8437
28.01. | 9 | 2692.8437
28.01. | 10 | 2692.8437
28.01. | 11 | 2692.8437
28.01. | 12 | 2692.8437
28.01. | 13 | 2670.5756
28.01. | 14 | 2670.5756
28.01. | 15 | 2670.5756
28.01. | 16 | 2648.3074
28.01. | 17 | 2648.3074
28.01. | 18 | 2648.3074
28.01. | 19 | 2648.3074
28.01. | 20 | 2670.5756
28.01. | 21 | 2670.5756
28.01. | 22 | 2670.5756
28.01. | 23 | 2670.5756
28.01. | 24 | 2670.5756
29.01. | 1 | 2670.5756
29.01. | 2 | 2692.8437
29.01. | 3 | 2692.8437
29.01. | 4 | 2692.8437
29.01. | 5 | 2692.8437
29.01. | 6 | 2692.8437
29.01. | 7 | 2692.8437
29.01. | 8 | 2692.8437
29.01. | 9 | 2692.8437
29.01. | 10 | 2692.8437
29.01. | 11 | 2692.8437
29.01. | 12 | 2670.5756
29.01. | 13 | 2670.5756
29.01. | 14 | 2670.5756
29.01. | 15 | 2648.3074
29.01. | 16 | 2648.3074
29.01. | 17 | 2648.3074
29.01. | 18 | 2648.3074
29.01. | 19 | 2648.3074
29.01. | 20 | 2670.5756
29.01. | 21 | 2670.5756
29.01. | 22 | 2670.5756
29.01. | 23 | 2670.5756
29.01. | 24 | 2670.5756
30.01. | 1 | 2670.5756
30.01. | 2 | 2692.8437
30.01. | 3 | 2692.8437
30.01. | 4 | 2692.8437
30.01. | 5 | 2692.8437
30.01. | 6 | 2692.8437
30.01. | 7 | 2692.8437
30.01. | 8 | 2692.8437
30.01. | 9 | 2692.8437
30.01. | 10 | 2692.8437
30.01. | 11 | 2692.8437
30.01. | 12 | 2670.5756
30.01. | 13 | 2670.5756
30.01. | 14 | 2648.3074
30.01. | 15 | 2648.3074
30.01. | 16 | 2626.0393
30.01. | 17 | 2626.0393
30.01. | 18 | 2626.0393
30.01. | 19 | 2648.3074
30.01. | 20 | 2648.3074
30.01. | 21 | 2648.3074
30.01. | 22 | 2648.3074
30.01. | 23 | 2670.5756
30.01. | 24 | 2670.5756
31.01. | 1 | 2670.5756
31.01. | 2 | 2692.8437
31.01. | 3 | 2692.8437
31.01. | 4 | 2692.8437
31.01. | 5 | 2692.8437
31.01. | 6 | 2692.8437
31.01. | 7 | 2692.8437
31.01. | 8 | 2715.1118
31.01. | 9 | 2692.8437
31.01. | 10 | 2692.8437
31.01. | 11 | 2692.8437
31.01. | 12 | 2692.8437
31.01. | 13 | 2692.8437
31.01. | 14 | 2670.5756
31.01. | 15 | 2670.5756
31.01. | 16 | 2670.5756
31.01. | 17 | 2670.5756
31.01. | 18 | 2670.5756
31.01. | 19 | 2670.5756
31.01. | 20 | 2670.5756
31.01. | 21 | 2670.5756
31.01. | 22 | 2692.8437
31.01. | 23 | 2692.8437
31.01. | 24 | 2692.8437
01.02. | 1 | 2692.8437
01.02. | 2 | 2692.8437
01.02. | 3 | 2692.8437
01.02. | 4 | 2715.1118
01.02. | 5 | 2715.1118
01.02. | 6 | 2715.1118
01.02. | 7 | 2715.1118
01.02. | 8 | 2715.1118
01.02. | 9 | 2715.1118
01.02. | 10 | 2715.1118
01.02. | 11 | 2715.1118
01.02. | 12 | 2692.8437
01.02. | 13 | 2692.8437
01.02. | 14 | 2692.8437
01.02. | 15 | 2670.5756
01.02. | 16 | 2670.5756
01.02. | 17 | 2670.5756
01.02. | 18 | 2670.5756
01.02. | 19 | 2692.8437
01.02. | 20 | 2692.8437
01.02. | 21 | 2692.8437
01.02. | 22 | 2692.8437
01.02. | 23 | 2692.8437
01.02. | 24 | 2692.8437
02.02. | 1 | 2692.8437
02.02. | 2 | 2715.1118
02.02. | 3 | 2715.1118
02.02. | 4 | 2715.1118
02.02. | 5 | 2715.1118
02.02. | 6 | 2715.1118
02.02. | 7 | 2715.1118
02.02. | 8 | 2715.1118
02.02. | 9 | 2715.1118
02.02. | 10 | 2715.1118
02.02. | 11 | 2692.8437
02.02. | 12 | 2692.8437
02.02. | 13 | 2692.8437
02.02. | 14 | 2670.5756
02.02. | 15 | 2670.5756
02.02. | 16 | 2648.3074
02.02. | 17 | 2648.3074
02.02. | 18 | 2648.3074
02.02. | 19 | 2648.3074
02.02. | 20 | 2648.3074
02.02. | 21 | 2648.3074
02.02. | 22 | 2648.3074
02.02. | 23 | 2670.5756
02.02. | 24 | 2670.5756
03.02. | 1 | 2670.5756
03.02. | 2 | 2670.5756
03.02. | 3 | 2670.5756
03.02. | 4 | 2692.8437
03.02. | 5 | 2692.8437
03.02. | 6 | 2692.8437
03.02. | 7 | 2692.8437
03.02. | 8 | 2692.8437
03.02. | 9 | 2692.8437
03.02. | 10 | 2692.8437
03.02. | 11 | 2692.8437
03.02. | 12 | 2670.5756
03.02. | 13 | 2670.5756
03.02. | 14 | 2670.5756
03.02. | 15 | 2648.3074
03.02. | 16 | 2648.3074
03.02. | 17 | 2648.3074
03.02. | 18 | 2648.3074
03.02. | 19 | 2648.3074
03.02. | 20 | 2648.3074
03.02. | 21 | 2648.3074
03.02. | 22 | 2648.3074
03.02. | 23 | 2648.3074
03.02. | 24 | 2670.5756
04.02. | 1 | 2670.5756
04.02. | 2 | 2670.5756
04.02. | 3 | 2670.5756
04.02. | 4 | 2692.8437
04.02. | 5 | 2692.8437
04.02. | 6 | 2692.8437
04.02. | 7 | 2692.8437
04.02. | 8 | 2692.8437
04.02. | 9 | 2692.8437
04.02. | 10 | 2692.8437
04.02. | 11 | 2692.8437
04.02. | 12 | 2692.8437
04.02. | 13 | 2670.5756
04.02. | 14 | 2670.5756
04.02. | 15 | 2670.5756
04.02. | 16 | 2648.3074
04.02. | 17 | 2648.3074
04.02. | 18 | 2648.3074
04.02. | 19 | 2670.5756
04.02. | 20 | 2670.5756
04.02. | 21 | 2670.5756
04.02. | 22 | 2670.5756
04.02. | 23 | 2670.5756
04.02. | 24 | 2692.8437
05.02. | 1 | 2692.8437
05.02. | 2 | 2692.8437
05.02. | 3 | 2692.8437
05.02. | 4 | 2692.8437
05.02. | 5 | 2715.1118
05.02. | 6 | 2715.1118
05.02. | 7 | 2715.1118
05.02. | 8 | 2715.1118
05.02. | 9 | 2715.1118
05.02. | 10 | 2715.1118
05.02. | 11 | 2715.1118
05.02. | 12 | 2692.8437
05.02. | 13 | 2692.8437
05.02. | 14 | 2670.5756
05.02. | 15 | 2670.5756
05.02. | 16 | 2648.3074
05.02. | 17 | 2648.3074
05.02. | 18 | 2648.3074
05.02. | 19 | 2648.3074
05.02. | 20 | 2648.3074
05.02. | 21 | 2648.3074
05.02. | 22 | 2648.3074
05.02. | 23 | 2670.5756
05.02. | 24 | 2670.5756
06.02. | 1 | 2670.5756
06.02. | 2 | 2670.5756
06.02. | 3 | 2692.8437
06.02. | 4 | 2692.8437
06.02. | 5 | 2692.8437
06.02. | 6 | 2692.8437
06.02. | 7 | 2692.8437
06.02. | 8 | 2692.8437
06.02. | 9 | 2692.8437
06.02. | 10 | 2692.8437
06.02. | 11 | 2692.8437
06.02. | 12 | 2692.8437
06.02. | 13 | 2670.5756
06.02. | 14 | 2670.5756
06.02. | 15 | 2648.3074
06.02. | 16 | 2648.3074
06.02. | 17 | 2626.0393
06.02. | 18 | 2626.0393
06.02. | 19 | 2626.0393
06.02. | 20 | 2626.0393
06.02. | 21 | 2648.3074
06.02. | 22 | 2648.3074
06.02. | 23 | 2648.3074
06.02. | 24 | 2648.3074
07.02. | 1 | 2670.5756
07.02. | 2 | 2670.5756
07.02. | 3 | 2670.5756
07.02. | 4 | 2692.8437
07.02. | 5 | 2692.8437
07.02. | 6 | 2692.8437
07.02. | 7 | 2692.8437
07.02. | 8 | 2715.1118
07.02. | 9 | 2692.8437
07.02. | 10 | 2692.8437
07.02. | 11 | 2692.8437
07.02. | 12 | 2670.5756
07.02. | 13 | 2670.5756
07.02. | 14 | 2648.3074
07.02. | 15 | 2626.0393
07.02. | 16 | 2626.0393
07.02. | 17 | 2626.0393
07.02. | 18 | 2626.0393
07.02. | 19 | 2626.0393
07.02. | 20 | 2626.0393
07.02. | 21 | 2626.0393
07.02. | 22 | 2626.0393
07.02. | 23 | 2626.0393
07.02. | 24 | 2648.3074
08.02. | 1 | 2648.3074
08.02. | 2 | 2648.3074
08.02. | 3 | 2648.3074
08.02. | 4 | 2670.5756
08.02. | 5 | 2670.5756
08.02. | 6 | 2670.5756
08.02. | 7 | 2670.5756
08.02. | 8 | 2692.8437
08.02. | 9 | 2692.8437
08.02. | 10 | 2692.8437
08.02. | 11 | 2670.5756
08.02. | 12 | 2648.3074
08.02. | 13 | 2648.3074
08.02. | 14 | 2626.0393
08.02. | 15 | 2626.0393
08.02. | 16 | 2603.7712
08.02. | 17 | 2603.7712
08.02. | 18 | 2603.7712
08.02. | 19 | 2603.7712
08.02. | 20 | 2626.0393
08.02. | 21 | 2626.0393
08.02. | 22 | 2626.0393
08.02. | 23 | 2648.3074
08.02. | 24 | 2648.3074
09.02. | 1 | 2648.3074
09.02. | 2 | 2648.3074
09.02. | 3 | 2670.5756
09.02. | 4 | 2670.5756
09.02. | 5 | 2670.5756
09.02. | 6 | 2670.5756
09.02. | 7 | 2692.8437
09.02. | 8 | 2692.8437
09.02. | 9 | 2670.5756
09.02. | 10 | 2670.5756
09.02. | 11 | 2670.5756
09.02. | 12 | 2648.3074
09.02. | 13 | 2648.3074
09.02. | 14 | 2626.0393
09.02. | 15 | 2626.0393
09.02. | 16 | 2603.7712
09.02. | 17 | 2603.7712
09.02. | 18 | 2603.7712
09.02. | 19 | 2603.7712
09.02. | 20 | 2603.7712
09.02. | 21 | 2603.7712
09.02. | 22 | 2626.0393
09.02. | 23 | 2626.0393
09.02. | 24 | 2648.3074
10.02. | 1 | 2648.3074
10.02. | 2 | 2648.3074
10.02. | 3 | 2648.3074
10.02. | 4 | 2670.5756
10.02. | 5 | 2670.5756
10.02. | 6 | 2670.5756
10.02. | 7 | 2670.5756
10.02. | 8 | 2692.8437
10.02. | 9 | 2692.8437
10.02. | 10 | 2692.8437
10.02. | 11 | 2670.5756
10.02. | 12 | 2670.5756
10.02. | 13 | 2648.3074
10.02. | 14 | 2648.3074
10.02. | 15 | 2626.0393
10.02. | 16 | 2626.0393
10.02. | 17 | 2626.0393
10.02. | 18 | 2626.0393
10.02. | 19 | 2626.0393
10.02. | 20 | 2626.0393
10.02. | 21 | 2648.3074
10.02. | 22 | 2648.3074
10.02. | 23 | 2648.3074
10.02. | 24 | 2648.3074
11.02. | 1 | 2670.5756
11.02. | 2 | 2670.5756
11.02. | 3 | 2670.5756
11.02. | 4 | 2692.8437
11.02. | 5 | 2692.8437
11.02. | 6 | 2692.8437
11.02. | 7 | 2692.8437
11.02. | 8 | 2692.8437
11.02. | 9 | 2692.8437
11.02. | 10 | 2692.8437
11.02. | 11 | 2692.8437
11.02. | 12 | 2692.8437
11.02. | 13 | 2670.5756
11.02. | 14 | 2648.3074
11.02. | 15 | 2648.3074
11.02. | 16 | 2648.3074
11.02. | 17 | 2626.0393
11.02. | 18 | 2626.0393
11.02. | 19 | 2648.3074
11.02. | 20 | 2648.3074
11.02. | 21 | 2648.3074
11.02. | 22 | 2648.3074
11.02. | 23 | 2670.5756
11.02. | 24 | 2670.5756
12.02. | 1 | 2670.5756
12.02. | 2 | 2692.8437
12.02. | 3 | 2692.8437
12.02. | 4 | 2692.8437
12.02. | 5 | 2692.8437
12.02. | 6 | 2715.1118
12.02. | 7 | 2715.1118
12.02. | 8 | 2715.1118
12.02. | 9 | 2715.1118
12.02. | 10 | 2715.1118
12.02. | 11 | 2692.8437
12.02. | 12 | 2692.8437
12.02. | 13 | 2692.8437
12.02. | 14 | 2670.5756
12.02. | 15 | 2648.3074
12.02. | 16 | 2648.3074
12.02. | 17 | 2648.3074
12.02. | 18 | 2648.3074
12.02. | 19 | 2648.3074
12.02. | 20 | 2648.3074
12.02. | 21 | 2648.3074
12.02. | 22 | 2648.3074
12.02. | 23 | 2670.5756
12.02. | 24 | 2670.5756
13.02. | 1 | 2670.5756
13.02. | 2 | 2670.5756
13.02. | 3 | 2692.8437
13.02. | 4 | 2692.8437
13.02. | 5 | 2692.8437
13.02. | 6 | 2692.8437
13.02. | 7 | 2692.8437
13.02. | 8 | 2715.1118
13.02. | 9 | 2692.8437
13.02. | 10 | 2692.8437
13.02. | 11 | 2692.8437
13.02. | 12 | 2692.8437
13.02. | 13 | 2670.5756
13.02. | 14 | 2670.5756
13.02. | 15 | 2648.3074
13.02. | 16 | 2648.3074
13.02. | 17 | 2648.3074
13.02. | 18 | 2648.3074
13.02. | 19 | 2648.3074
13.02. | 20 | 2648.3074
13.02. | 21 | 2648.3074
13.02. | 22 | 2670.5756
13.02. | 23 | 2670.5756
13.02. | 24 | 2670.5756
14.02. | 1 | 2670.5756
14.02. | 2 | 2692.8437
14.02. | 3 | 2692.8437
14.02. | 4 | 2692.8437
14.02. | 5 | 2692.8437
14.02. | 6 | 2715.1118
14.02. | 7 | 2715.1118
14.02. | 8 | 2715.1118
14.02. | 9 | 2692.8437
14.02. | 10 | 2692.8437
14.02. | 11 | 2692.8437
14.02. | 12 | 2692.8437
14.02. | 13 | 2670.5756
14.02. | 14 | 2670.5756
14.02. | 15 | 2648.3074
14.02. | 16 | 2648.3074
14.02. | 17 | 2648.3074
14.02. | 18 | 2648.3074
14.02. | 19 | 2648.3074
14.02. | 20 | 2648.3074
14.02. | 21 | 2648.3074
14.02. | 22 | 2648.3074
14.02. | 23 | 2648.3074
14.02. | 24 | 2670.5756
15.02. | 1 | 2670.5756
15.02. | 2 | 2670.5756
15.02. | 3 | 2670.5756
15.02. | 4 | 2692.8437
15.02. | 5 | 2692.8437
15.02. | 6 | 2692.8437
15.02. | 7 | 2692.8437
15.02. | 8 | 2692.8437
15.02. | 9 | 2692.8437
15.02. | 10 | 2692.8437
15.02. | 11 | 2692.8437
15.02. | 12 | 2670.5756
15.02. | 13 | 2670.5756
15.02. | 14 | 2648.3074
15.02. | 15 | 2626.0393
15.02. | 16 | 2626.0393
15.02. | 17 | 2626.0393
15.02. | 18 | 2626.0393
15.02. | 19 | 2626.0393
15.02. | 20 | 2626.0393
15.02. | 21 | 2648.3074
15.02. | 22 | 2648.3074
15.02. | 23 | 2648.3074
15.02. | 24 | 2670.5756
16.02. | 1 | 2670.5756
16.02. | 2 | 2670.5756
16.02. | 3 | 2670.5756
16.02. | 4 | 2692.8437
16.02. | 5 | 2692.8437
16.02. | 6 | 2692.8437
16.02. | 7 | 2692.8437
16.02. | 8 | 2692.8437
16.02. | 9 | 2692.8437
16.02. | 10 | 2692.8437
16.02. | 11 | 2670.5756
16.02. | 12 | 2670.5756
16.02. | 13 | 2648.3074
16.02. | 14 | 2648.3074
16.02. | 15 | 2626.0393
16.02. | 16 | 2603.7712
16.02. | 17 | 2603.7712
16.02. | 18 | 2603.7712
16.02. | 19 | 2603.7712
16.02. | 20 | 2603.7712
16.02. | 21 | 2603.7712
16.02. | 22 | 2603.7712
16.02. | 23 | 2603.7712
16.02. | 24 | 2626.0393
17.02. | 1 | 2626.0393
17.02. | 2 | 2626.0393
17.02. | 3 | 2648.3074
17.02. | 4 | 2648.3074
17.02. | 5 | 2648.3074
17.02. | 6 | 2670.5756
17.02. | 7 | 2670.5756
17.02. | 8 | 2670.5756
17.02. | 9 | 2670.5756
17.02. | 10 | 2670.5756
17.02. | 11 | 2648.3074
17.02. | 12 | 2626.0393
17.02. | 13 | 2626.0393
17.02. | 14 | 2603.7712
17.02. | 15 | 2581.503
17.02. | 16 | 2581.503
17.02. | 17 | 2559.2349
17.02. | 18 | 2559.2349
17.02. | 19 | 2559.2349
17.02. | 20 | 2581.503
17.02. | 21 | 2581.503
17.02. | 22 | 2581.503
17.02. | 23 | 2603.7712
17.02. | 24 | 2603.7712
18.02. | 1 | 2603.7712
18.02. | 2 | 2626.0393
18.02. | 3 | 2626.0393
18.02. | 4 | 2648.3074
18.02. | 5 | 2648.3074
18.02. | 6 | 2648.3074
18.02. | 7 | 2670.5756
18.02. | 8 | 2670.5756
18.02. | 9 | 2670.5756
18.02. | 10 | 2670.5756
18.02. | 11 | 2648.3074
18.02. | 12 | 2626.0393
18.02. | 13 | 2626.0393
18.02. | 14 | 2603.7712
18.02. | 15 | 2581.503
18.02. | 16 | 2581.503
18.02. | 17 | 2581.503
18.02. | 18 | 2581.503
18.02. | 19 | 2581.503
18.02. | 20 | 2581.503
18.02. | 21 | 2603.7712
18.02. | 22 | 2603.7712
18.02. | 23 | 2603.7712
18.02. | 24 | 2626.0393
19.02. | 1 | 2626.0393
19.02. | 2 | 2648.3074
19.02. | 3 | 2648.3074
19.02. | 4 | 2648.3074
19.02. | 5 | 2670.5756
19.02. | 6 | 2670.5756
19.02. | 7 | 2670.5756
19.02. | 8 | 2670.5756
19.02. | 9 | 2670.5756
19.02. | 10 | 2670.5756
19.02. | 11 | 2648.3074
19.02. | 12 | 2648.3074
19.02. | 13 | 2648.3074
19.02. | 14 | 2626.0393
19.02. | 15 | 2626.0393
19.02. | 16 | 2603.7712
19.02. | 17 | 2603.7712
19.02. | 18 | 2603.7712
19.02. | 19 | 2603.7712
19.02. | 20 | 2626.0393
19.02. | 21 | 2626.0393
19.02. | 22 | 2626.0393
19.02. | 23 | 2648.3074
19.02. | 24 | 2648.3074
20.02. | 1 | 2670.5756
20.02. | 2 | 2670.5756
20.02. | 3 | 2670.5756
20.02. | 4 | 2692.8437
20.02. | 5 | 2692.8437
20.02. | 6 | 2692.8437
20.02. | 7 | 2715.1118
20.02. | 8 | 2715.1118
20.02. | 9 | 2715.1118
20.02. | 10 | 2692.8437
20.02. | 11 | 2692.8437
20.02. | 12 | 2692.8437
20.02. | 13 | 2670.5756
20.02. | 14 | 2670.5756
20.02. | 15 | 2648.3074
20.02. | 16 | 2648.3074
20.02. | 17 | 2626.0393
20.02. | 18 | 2648.3074
20.02. | 19 | 2648.3074
20.02. | 20 | 2648.3074
20.02. | 21 | 2648.3074
20.02. | 22 | 2648.3074
20.02. | 23 | 2648.3074
20.02. | 24 | 2670.5756
21.02. | 1 | 2670.5756
21.02. | 2 | 2670.5756
21.02. | 3 | 2670.5756
21.02. | 4 | 2692.8437
21.02. | 5 | 2692.8437
21.02. | 6 | 2692.8437
21.02. | 7 | 2692.8437
21.02. | 8 | 2692.8437
21.02. | 9 | 2692.8437
21.02. | 10 | 2670.5756
21.02. | 11 | 2670.5756
21.02. | 12 | 2670.5756
21.02. | 13 | 2648.3074
21.02. | 14 | 2648.3074
21.02. | 15 | 2626.0393
21.02. | 16 | 2626.0393
21.02. | 17 | 2603.7712
21.02. | 18 | 2603.7712
21.02. | 19 | 2626.0393
21.02. | 20 | 2626.0393
21.02. | 21 | 2626.0393
21.02. | 22 | 2626.0393
21.02. | 23 | 2626.0393
21.02. | 24 | 2648.3074
22.02. | 1 | 2648.3074
22.02. | 2 | 2648.3074
22.02. | 3 | 2648.3074
22.02. | 4 | 2670.5756
22.02. | 5 | 2670.5756
22.02. | 6 | 2670.5756
22.02. | 7 | 2670.5756
22.02. | 8 | 2670.5756
22.02. | 9 | 2670.5756
22.02. | 10 | 2670.5756
22.02. | 11 | 2648.3074
22.02. | 12 | 2648.3074
22.02. | 13 | 2626.0393
22.02. | 14 | 2603.7712
22.02. | 15 | 2581.503
22.02. | 16 | 2581.503
22.02. | 17 | 2559.2349
22.02. | 18 | 2559.2349
22.02. | 19 | 2581.503
22.02. | 20 | 2581.503
22.02. | 21 | 2581.503
22.02. | 22 | 2581.503
22.02. | 23 | 2603.7712
22.02. | 24 | 2603.7712
23.02. | 1 | 2603.7712
23.02. | 2 | 2626.0393
23.02. | 3 | 2626.0393
23.02. | 4 | 2626.0393
23.02. | 5 | 2648.3074
23.02. | 6 | 2648.3074
23.02. | 7 | 2648.3074
23.02. | 8 | 2648.3074
23.02. | 9 | 2648.3074
23.02. | 10 | 2648.3074
23.02. | 11 | 2626.0393
23.02. | 12 | 2626.0393
23.02. | 13 | 2603.7712
23.02. | 14 | 2581.503
23.02. | 15 | 2559.2349
23.02. | 16 | 2559.2349
23.02. | 17 | 2536.9668
23.02. | 18 | 2536.9668
23.02. | 19 | 2559.2349
23.02. | 20 | 2559.2349
23.02. | 21 | 2559.2349
23.02. | 22 | 2581.503
23.02. | 23 | 2581.503
23.02. | 24 | 2603.7712
24.02. | 1 | 2603.7712
24.02. | 2 | 2626.0393
24.02. | 3 | 2626.0393
24.02. | 4 | 2626.0393
24.02. | 5 | 2648.3074
24.02. | 6 | 2648.3074
24.02. | 7 | 2648.3074
24.02. | 8 | 2648.3074
24.02. | 9 | 2648.3074
24.02. | 10 | 2626.0393
24.02. | 11 | 2626.0393
24.02. | 12 | 2603.7712
24.02. | 13 | 2581.503
24.02. | 14 | 2559.2349
24.02. | 15 | 2536.9668
24.02. | 16 | 2492.4305
24.02. | 17 | 2492.4305
24.02. | 18 | 2492.4305
24.02. | 19 | 2492.4305
24.02. | 20 | 2492.4305
24.02. | 21 | 2514.6986
24.02. | 22 | 2514.6986
24.02. | 23 | 2536.9668
24.02. | 24 | 2536.9668
25.02. | 1 | 2559.2349
25.02. | 2 | 2581.503
25.02. | 3 | 2581.503
25.02. | 4 | 2603.7712
25.02. | 5 | 2603.7712
25.02. | 6 | 2603.7712
25.02. | 7 | 2603.7712
25.02. | 8 | 2603.7712
25.02. | 9 | 2603.7712
25.02. | 10 | 2603.7712
25.02. | 11 | 2581.503
25.02. | 12 | 2559.2349
25.02. | 13 | 2536.9668
25.02. | 14 | 2514.6986
25.02. | 15 | 2492.4305
25.02. | 16 | 2470.1624
25.02. | 17 | 2470.1624
25.02. | 18 | 2470.1624
25.02. | 19 | 2470.1624
25.02. | 20 | 2492.4305
25.02. | 21 | 2514.6986
25.02. | 22 | 2514.6986
25.02. | 23 | 2536.9668
25.02. | 24 | 2559.2349
26.02. | 1 | 2581.503
26.02. | 2 | 2581.503
26.02. | 3 | 2603.7712
26.02. | 4 | 2603.7712
26.02. | 5 | 2626.0393
26.02. | 6 | 2626.0393
26.02. | 7 | 2626.0393
26.02. | 8 | 2648.3074
26.02. | 9 | 2626.0393
26.02. | 10 | 2626.0393
26.02. | 11 | 2603.7712
26.02. | 12 | 2603.7712
26.02. | 13 | 2581.503
26.02. | 14 | 2559.2349
26.02. | 15 | 2536.9668
26.02. | 16 | 2514.6986
26.02. | 17 | 2492.4305
26.02. | 18 | 2492.4305
26.02. | 19 | 2514.6986
26.02. | 20 | 2514.6986
26.02. | 21 | 2514.6986
26.02. | 22 | 2536.9668
26.02. | 23 | 2559.2349
26.02. | 24 | 2559.2349
27.02. | 1 | 2581.503
27.02. | 2 | 2581.503
27.02. | 3 | 2603.7712
27.02. | 4 | 2603.7712
27.02. | 5 | 2626.0393
27.02. | 6 | 2626.0393
27.02. | 7 | 2648.3074
27.02. | 8 | 2648.3074
27.02. | 9 | 2648.3074
27.02. | 10 | 2626.0393
27.02. | 11 | 2603.7712
27.02. | 12 | 2603.7712
27.02. | 13 | 2581.503
27.02. | 14 | 2536.9668
27.02. | 15 | 2514.6986
27.02. | 16 | 2514.6986
27.02. | 17 | 2492.4305
27.02. | 18 | 2492.4305
27.02. | 19 | 2514.6986
27.02. | 20 | 2514.6986
27.02. | 21 | 2514.6986
27.02. | 22 | 2536.9668
27.02. | 23 | 2559.2349
27.02. | 24 | 2581.503
28.02. | 1 | 2581.503
28.02. | 2 | 2603.7712
28.02. | 3 | 2626.0393
28.02. | 4 | 2626.0393
28.02. | 5 | 2648.3074
28.02. | 6 | 2648.3074
28.02. | 7 | 2670.5756
28.02. | 8 | 2670.5756
28.02. | 9 | 2670.5756
28.02. | 10 | 2648.3074
28.02. | 11 | 2648.3074
28.02. | 12 | 2626.0393
28.02. | 13 | 2603.7712
28.02. | 14 | 2581.503
28.02. | 15 | 2559.2349
28.02. | 16 | 2536.9668
28.02. | 17 | 2536.9668
28.02. | 18 | 2536.9668
28.02. | 19 | 2536.9668
28.02. | 20 | 2536.9668
28.02. | 21 | 2559.2349
28.02. | 22 | 2559.2349
28.02. | 23 | 2581.503
28.02. | 24 | 2603.7712
01.03. | 1 | 2603.7712
01.03. | 2 | 2626.0393
01.03. | 3 | 2626.0393
01.03. | 4 | 2648.3074
01.03. | 5 | 2648.3074
01.03. | 6 | 2648.3074
01.03. | 7 | 2648.3074
01.03. | 8 | 2648.3074
01.03. | 9 | 2648.3074
01.03. | 10 | 2648.3074
01.03. | 11 | 2626.0393
01.03. | 12 | 2626.0393
01.03. | 13 | 2603.7712
01.03. | 14 | 2581.503
01.03. | 15 | 2559.2349
01.03. | 16 | 2536.9668
01.03. | 17 | 2536.9668
01.03. | 18 | 2536.9668
01.03. | 19 | 2536.9668
01.03. | 20 | 2536.9668
01.03. | 21 | 2559.2349
01.03. | 22 | 2559.2349
01.03. | 23 | 2581.503
01.03. | 24 | 2581.503
02.03. | 1 | 2603.7712
02.03. | 2 | 2603.7712
02.03. | 3 | 2626.0393
02.03. | 4 | 2626.0393
02.03. | 5 | 2626.0393
02.03. | 6 | 2648.3074
02.03. | 7 | 2648.3074
02.03. | 8 | 2648.3074
02.03. | 9 | 2648.3074
02.03. | 10 | 2626.0393
02.03. | 11 | 2626.0393
02.03. | 12 | 2603.7712
02.03. | 13 | 2603.7712
02.03. | 14 | 2581.503
02.03. | 15 | 2559.2349
02.03. | 16 | 2536.9668
02.03. | 17 | 2536.9668
02.03. | 18 | 2536.9668
02.03. | 19 | 2536.9668
02.03. | 20 | 2536.9668
02.03. | 21 | 2536.9668
02.03. | 22 | 2559.2349
02.03. | 23 | 2581.503
02.03. | 24 | 2581.503
03.03. | 1 | 2581.503
03.03. | 2 | 2603.7712
03.03. | 3 | 2603.7712
03.03. | 4 | 2626.0393
03.03. | 5 | 2626.0393
03.03. | 6 | 2648.3074
03.03. | 7 | 2648.3074
03.03. | 8 | 2648.3074
03.03. | 9 | 2648.3074
03.03. | 10 | 2648.3074
03.03. | 11 | 2626.0393
03.03. | 12 | 2603.7712
03.03. | 13 | 2603.7712
03.03. | 14 | 2581.503
03.03. | 15 | 2559.2349
03.03. | 16 | 2559.2349
03.03. | 17 | 2536.9668
03.03. | 18 | 2536.9668
03.03. | 19 | 2559.2349
03.03. | 20 | 2559.2349
03.03. | 21 | 2559.2349
03.03. | 22 | 2581.503
03.03. | 23 | 2581.503
03.03. | 24 | 2581.503
04.03. | 1 | 2603.7712
04.03. | 2 | 2603.7712
04.03. | 3 | 2626.0393
04.03. | 4 | 2626.0393
04.03. | 5 | 2648.3074
04.03. | 6 | 2648.3074
04.03. | 7 | 2648.3074
04.03. | 8 | 2648.3074
04.03. | 9 | 2648.3074
04.03. | 10 | 2648.3074
04.03. | 11 | 2648.3074
04.03. | 12 | 2626.0393
04.03. | 13 | 2603.7712
04.03. | 14 | 2581.503
04.03. | 15 | 2581.503
04.03. | 16 | 2559.2349
04.03. | 17 | 2559.2349
04.03. | 18 | 2559.2349
04.03. | 19 | 2559.2349
04.03. | 20 | 2559.2349
04.03. | 21 | 2581.503
04.03. | 22 | 2581.503
04.03. | 23 | 2603.7712
04.03. | 24 | 2603.7712
05.03. | 1 | 2626.0393
05.03. | 2 | 2626.0393
05.03. | 3 | 2648.3074
05.03. | 4 | 2648.3074
05.03. | 5 | 2670.5756
05.03. | 6 | 2670.5756
05.03. | 7 | 2670.5756
05.03. | 8 | 2670.5756
05.03. | 9 | 2670.5756
05.03. | 10 | 2670.5756
05.03. | 11 | 2648.3074
05.03. | 12 | 2626.0393
05.03. | 13 | 2626.0393
05.03. | 14 | 2603.7712
05.03. | 15 | 2581.503
05.03. | 16 | 2581.503
05.03. | 17 | 2559.2349
05.03. | 18 | 2559.2349
05.03. | 19 | 2559.2349
05.03. | 20 | 2559.2349
05.03. | 21 | 2581.503
05.03. | 22 | 2581.503
05.03. | 23 | 2581.503
05.03. | 24 | 2603.7712
06.03. | 1 | 2603.7712
06.03. | 2 | 2626.0393
06.03. | 3 | 2626.0393
06.03. | 4 | 2648.3074
06.03. | 5 | 2648.3074
06.03. | 6 | 2648.3074
06.03. | 7 | 2670.5756
06.03. | 8 | 2670.5756
06.03. | 9 | 2648.3074
06.03. | 10 | 2648.3074
06.03. | 11 | 2626.0393
06.03. | 12 | 2603.7712
06.03. | 13 | 2581.503
06.03. | 14 | 2559.2349
06.03. | 15 | 2536.9668
06.03. | 16 | 2536.9668
06.03. | 17 | 2514.6986
06.03. | 18 | 2514.6986
06.03. | 19 | 2514.6986
06.03. | 20 | 2514.6986
06.03. | 21 | 2536.9668
06.03. | 22 | 2536.9668
06.03. | 23 | 2559.2349
06.03. | 24 | 2559.2349
07.03. | 1 | 2581.503
07.03. | 2 | 2603.7712
07.03. | 3 | 2603.7712
07.03. | 4 | 2626.0393
07.03. | 5 | 2626.0393
07.03. | 6 | 2648.3074
07.03. | 7 | 2648.3074
07.03. | 8 | 2648.3074
07.03. | 9 | 2648.3074
07.03. | 10 | 2648.3074
07.03. | 11 | 2626.0393
07.03. | 12 | 2603.7712
07.03. | 13 | 2581.503
07.03. | 14 | 2559.2349
07.03. | 15 | 2536.9668
07.03. | 16 | 2514.6986
07.03. | 17 | 2492.4305
07.03. | 18 | 2492.4305
07.03. | 19 | 2514.6986
07.03. | 20 | 2514.6986
07.03. | 21 | 2514.6986
07.03. | 22 | 2536.9668
07.03. | 23 | 2559.2349
07.03. | 24 | 2559.2349
08.03. | 1 | 2581.503
08.03. | 2 | 2581.503
08.03. | 3 | 2603.7712
08.03. | 4 | 2626.0393
08.03. | 5 | 2626.0393
08.03. | 6 | 2648.3074
08.03. | 7 | 2648.3074
08.03. | 8 | 2648.3074
08.03. | 9 | 2648.3074
08.03. | 10 | 2626.0393
08.03. | 11 | 2626.0393
08.03. | 12 | 2603.7712
08.03. | 13 | 2581.503
08.03. | 14 | 2559.2349
08.03. | 15 | 2536.9668
08.03. | 16 | 2514.6986
08.03. | 17 | 2514.6986
08.03. | 18 | 2492.4305
08.03. | 19 | 2492.4305
08.03. | 20 | 2514.6986
08.03. | 21 | 2514.6986
08.03. | 22 | 2536.9668
08.03. | 23 | 2536.9668
08.03. | 24 | 2559.2349
09.03. | 1 | 2581.503
09.03. | 2 | 2581.503
09.03. | 3 | 2603.7712
09.03. | 4 | 2603.7712
09.03. | 5 | 2626.0393
09.03. | 6 | 2626.0393
09.03. | 7 | 2626.0393
09.03. | 8 | 2626.0393
09.03. | 9 | 2626.0393
09.03. | 10 | 2626.0393
09.03. | 11 | 2603.7712
09.03. | 12 | 2581.503
09.03. | 13 | 2559.2349
09.03. | 14 | 2536.9668
09.03. | 15 | 2514.6986
09.03. | 16 | 2492.4305
09.03. | 17 | 2470.1624
09.03. | 18 | 2470.1624
09.03. | 19 | 2470.1624
09.03. | 20 | 2470.1624
09.03. | 21 | 2470.1624
09.03. | 22 | 2492.4305
09.03. | 23 | 2514.6986
09.03. | 24 | 2514.6986
10.03. | 1 | 2536.9668
10.03. | 2 | 2559.2349
10.03. | 3 | 2559.2349
10.03. | 4 | 2581.503
10.03. | 5 | 2603.7712
10.03. | 6 | 2603.7712
10.03. | 7 | 2603.7712
10.03. | 8 | 2626.0393
10.03. | 9 | 2626.0393
10.03. | 10 | 2603.7712
10.03. | 11 | 2581.503
10.03. | 12 | 2559.2349
10.03. | 13 | 2536.9668
10.03. | 14 | 2514.6986
10.03. | 15 | 2492.4305
10.03. | 16 | 2470.1624
10.03. | 17 | 2447.8943
10.03. | 18 | 2447.8943
10.03. | 19 | 2447.8943
10.03. | 20 | 2447.8943
10.03. | 21 | 2470.1624
10.03. | 22 | 2470.1624
10.03. | 23 | 2492.4305
10.03. | 24 | 2514.6986
11.03. | 1 | 2536.9668
11.03. | 2 | 2536.9668
11.03. | 3 | 2559.2349
11.03. | 4 | 2581.503
11.03. | 5 | 2581.503
11.03. | 6 | 2603.7712
11.03. | 7 | 2603.7712
11.03. | 8 | 2603.7712
11.03. | 9 | 2603.7712
11.03. | 10 | 2603.7712
11.03. | 11 | 2581.503
11.03. | 12 | 2559.2349
11.03. | 13 | 2536.9668
11.03. | 14 | 2536.9668
11.03. | 15 | 2514.6986
11.03. | 16 | 2492.4305
11.03. | 17 | 2492.4305
11.03. | 18 | 2492.4305
11.03. | 19 | 2492.4305
11.03. | 20 | 2492.4305
11.03. | 21 | 2514.6986
11.03. | 22 | 2514.6986
11.03. | 23 | 2536.9668
11.03. | 24 | 2559.2349
12.03. | 1 | 2581.503
12.03. | 2 | 2581.503
12.03. | 3 | 2603.7712
12.03. | 4 | 2626.0393
12.03. | 5 | 2626.0393
12.03. | 6 | 2648.3074
12.03. | 7 | 2648.3074
12.03. | 8 | 2648.3074
12.03. | 9 | 2648.3074
12.03. | 10 | 2648.3074
12.03. | 11 | 2626.0393
12.03. | 12 | 2581.503
12.03. | 13 | 2559.2349
12.03. | 14 | 2536.9668
12.03. | 15 | 2514.6986
12.03. | 16 | 2492.4305
12.03. | 17 | 2470.1624
12.03. | 18 | 2470.1624
12.03. | 19 | 2470.1624
12.03. | 20 | 2492.4305
12.03. | 21 | 2492.4305
12.03. | 22 | 2514.6986
12.03. | 23 | 2536.9668
12.03. | 24 | 2559.2349
13.03. | 1 | 2559.2349
13.03. | 2 | 2581.503
13.03. | 3 | 2603.7712
13.03. | 4 | 2626.0393
13.03. | 5 | 2626.0393
13.03. | 6 | 2626.0393
13.03. | 7 | 2648.3074
13.03. | 8 | 2648.3074
13.03. | 9 | 2626.0393
13.03. | 10 | 2626.0393
13.03. | 11 | 2603.7712
13.03. | 12 | 2581.503
13.03. | 13 | 2536.9668
13.03. | 14 | 2514.6986
13.03. | 15 | 2470.1624
13.03. | 16 | 2447.8943
13.03. | 17 | 2447.8943
13.03. | 18 | 2425.6261
13.03. | 19 | 2447.8943
13.03. | 20 | 2447.8943
13.03. | 21 | 2470.1624
13.03. | 22 | 2470.1624
13.03. | 23 | 2492.4305
13.03. | 24 | 2514.6986
14.03. | 1 | 2536.9668
14.03. | 2 | 2559.2349
14.03. | 3 | 2559.2349
14.03. | 4 | 2581.503
14.03. | 5 | 2603.7712
14.03. | 6 | 2603.7712
14.03. | 7 | 2626.0393
14.03. | 8 | 2626.0393
14.03. | 9 | 2603.7712
14.03. | 10 | 2603.7712
14.03. | 11 | 2581.503
14.03. | 12 | 2559.2349
14.03. | 13 | 2536.9668
14.03. | 14 | 2492.4305
14.03. | 15 | 2470.1624
14.03. | 16 | 2447.8943
14.03. | 17 | 2425.6261
14.03. | 18 | 2403.358
14.03. | 19 | 2403.358
14.03. | 20 | 2425.6261
14.03. | 21 | 2425.6261
14.03. | 22 | 2447.8943
14.03. | 23 | 2470.1624
14.03. | 24 | 2470.1624
15.03. | 1 | 2492.4305
15.03. | 2 | 2514.6986
15.03. | 3 | 2536.9668
15.03. | 4 | 2559.2349
15.03. | 5 | 2559.2349
15.03. | 6 | 2581.503
15.03. | 7 | 2603.7712
15.03. | 8 | 2603.7712
15.03. | 9 | 2581.503
15.03. | 10 | 2581.503
15.03. | 11 | 2559.2349
15.03. | 12 | 2536.9668
15.03. | 13 | 2492.4305
15.03. | 14 | 2470.1624
15.03. | 15 | 2447.8943
15.03. | 16 | 2425.6261
15.03. | 17 | 2403.358
15.03. | 18 | 2403.358
15.03. | 19 | 2403.358
15.03. | 20 | 2403.358
15.03. | 21 | 2425.6261
15.03. | 22 | 2447.8943
15.03. | 23 | 2447.8943
15.03. | 24 | 2492.4305
16.03. | 1 | 2492.4305
16.03. | 2 | 2514.6986
16.03. | 3 | 2536.9668
16.03. | 4 | 2559.2349
16.03. | 5 | 2581.503
16.03. | 6 | 2581.503
16.03. | 7 | 2603.7712
16.03. | 8 | 2603.7712
16.03. | 9 | 2603.7712
16.03. | 10 | 2581.503
16.03. | 11 | 2559.2349
16.03. | 12 | 2514.6986
16.03. | 13 | 2492.4305
16.03. | 14 | 2470.1624
16.03. | 15 | 2425.6261
16.03. | 16 | 2403.358
16.03. | 17 | 2403.358
16.03. | 18 | 2381.0899
16.03. | 19 | 2381.0899
16.03. | 20 | 2403.358
16.03. | 21 | 2403.358
16.03. | 22 | 2425.6261
16.03. | 23 | 2447.8943
16.03. | 24 | 2447.8943
17.03. | 1 | 2470.1624
17.03. | 2 | 2492.4305
17.03. | 3 | 2514.6986
17.03. | 4 | 2536.9668
17.03. | 5 | 2559.2349
17.03. | 6 | 2581.503
17.03. | 7 | 2581.503
17.03. | 8 | 2581.503
17.03. | 9 | 2581.503
17.03. | 10 | 2559.2349
17.03. | 11 | 2536.9668
17.03. | 12 | 2514.6986
17.03. | 13 | 2492.4305
17.03. | 14 | 2470.1624
17.03. | 15 | 2425.6261
17.03. | 16 | 2403.358
17.03. | 17 | 2403.358
17.03. | 18 | 2403.358
17.03. | 19 | 2403.358
17.03. | 20 | 2403.358
17.03. | 21 | 2425.6261
17.03. | 22 | 2447.8943
17.03. | 23 | 2470.1624
17.03. | 24 | 2492.4305
18.03. | 1 | 2514.6986
18.03. | 2 | 2536.9668
18.03. | 3 | 2559.2349
18.03. | 4 | 2581.503
18.03. | 5 | 2581.503
18.03. | 6 | 2603.7712
18.03. | 7 | 2626.0393
18.03. | 8 | 2603.7712
18.03. | 9 | 2603.7712
18.03. | 10 | 2603.7712
18.03. | 11 | 2581.503
18.03. | 12 | 2536.9668
18.03. | 13 | 2514.6986
18.03. | 14 | 2492.4305
18.03. | 15 | 2447.8943
18.03. | 16 | 2425.6261
18.03. | 17 | 2403.358
18.03. | 18 | 2403.358
18.03. | 19 | 2403.358
18.03. | 20 | 2425.6261
18.03. | 21 | 2425.6261
18.03. | 22 | 2447.8943
18.03. | 23 | 2470.1624
18.03. | 24 | 2492.4305
19.03. | 1 | 2514.6986
19.03. | 2 | 2536.9668
19.03. | 3 | 2559.2349
19.03. | 4 | 2581.503
19.03. | 5 | 2581.503
19.03. | 6 | 2603.7712
19.03. | 7 | 2603.7712
19.03. | 8 | 2603.7712
19.03. | 9 | 2603.7712
19.03. | 10 | 2581.503
19.03. | 11 | 2559.2349
19.03. | 12 | 2536.9668
19.03. | 13 | 2514.6986
19.03. | 14 | 2470.1624
19.03. | 15 | 2425.6261
19.03. | 16 | 2403.358
19.03. | 17 | 2381.0899
19.03. | 18 | 2381.0899
19.03. | 19 | 2381.0899
19.03. | 20 | 2381.0899
19.03. | 21 | 2403.358
19.03. | 22 | 2425.6261
19.03. | 23 | 2447.8943
19.03. | 24 | 2470.1624
20.03. | 1 | 2514.6986
20.03. | 2 | 2514.6986
20.03. | 3 | 2536.9668
20.03. | 4 | 2559.2349
20.03. | 5 | 2581.503
20.03. | 6 | 2581.503
20.03. | 7 | 2603.7712
20.03. | 8 | 2603.7712
20.03. | 9 | 2581.503
20.03. | 10 | 2581.503
20.03. | 11 | 2559.2349
20.03. | 12 | 2536.9668
20.03. | 13 | 2492.4305
20.03. | 14 | 2470.1624
20.03. | 15 | 2425.6261
20.03. | 16 | 2403.358
20.03. | 17 | 2381.0899
20.03. | 18 | 2381.0899
20.03. | 19 | 2381.0899
20.03. | 20 | 2381.0899
20.03. | 21 | 2403.358
20.03. | 22 | 2425.6261
20.03. | 23 | 2447.8943
20.03. | 24 | 2470.1624
21.03. | 1 | 2492.4305
21.03. | 2 | 2514.6986
21.03. | 3 | 2536.9668
21.03. | 4 | 2559.2349
21.03. | 5 | 2581.503
21.03. | 6 | 2581.503
21.03. | 7 | 2603.7712
21.03. | 8 | 2603.7712
21.03. | 9 | 2581.503
21.03. | 10 | 2581.503
21.03. | 11 | 2536.9668
21.03. | 12 | 2514.6986
21.03. | 13 | 2470.1624
21.03. | 14 | 2425.6261
21.03. | 15 | 2381.0899
21.03. | 16 | 2358.8217
21.03. | 17 | 2336.5536
21.03. | 18 | 2336.5536
21.03. | 19 | 2336.5536
21.03. | 20 | 2358.8217
21.03. | 21 | 2381.0899
21.03. | 22 | 2381.0899
21.03. | 23 | 2425.6261
21.03. | 24 | 2447.8943
22.03. | 1 | 2470.1624
22.03. | 2 | 2492.4305
22.03. | 3 | 2514.6986
22.03. | 4 | 2536.9668
22.03. | 5 | 2559.2349
22.03. | 6 | 2559.2349
22.03. | 7 | 2581.503
22.03. | 8 | 2581.503
22.03. | 9 | 2559.2349
22.03. | 10 | 2536.9668
22.03. | 11 | 2514.6986
22.03. | 12 | 2470.1624
22.03. | 13 | 2425.6261
22.03. | 14 | 2403.358
22.03. | 15 | 2358.8217
22.03. | 16 | 2336.5536
22.03. | 17 | 2314.2855
22.03. | 18 | 2314.2855
22.03. | 19 | 2314.2855
22.03. | 20 | 2314.2855
22.03. | 21 | 2336.5536
22.03. | 22 | 2358.8217
22.03. | 23 | 2381.0899
22.03. | 24 | 2403.358
23.03. | 1 | 2447.8943
23.03. | 2 | 2470.1624
23.03. | 3 | 2492.4305
23.03. | 4 | 2514.6986
23.03. | 5 | 2536.9668
23.03. | 6 | 2559.2349
23.03. | 7 | 2581.503
23.03. | 8 | 2581.503
23.03. | 9 | 2559.2349
23.03. | 10 | 2536.9668
23.03. | 11 | 2514.6986
23.03. | 12 | 2470.1624
23.03. | 13 | 2425.6261
23.03. | 14 | 2381.0899
23.03. | 15 | 2358.8217
23.03. | 16 | 2314.2855
23.03. | 17 | 2314.2855
23.03. | 18 | 2292.0173
23.03. | 19 | 2292.0173
23.03. | 20 | 2314.2855
23.03. | 21 | 2314.2855
23.03. | 22 | 2336.5536
23.03. | 23 | 2381.0899
23.03. | 24 | 2403.358
24.03. | 1 | 2425.6261
24.03. | 2 | 2447.8943
24.03. | 3 | 2470.1624
24.03. | 4 | 2492.4305
24.03. | 5 | 2514.6986
24.03. | 6 | 2514.6986
24.03. | 7 | 2536.9668
24.03. | 8 | 2536.9668
24.03. | 9 | 2514.6986
24.03. | 10 | 2492.4305
24.03. | 11 | 2470.1624
24.03. | 12 | 2425.6261
24.03. | 13 | 2381.0899
24.03. | 14 | 2358.8217
24.03. | 15 | 2314.2855
24.03. | 16 | 2292.0173
24.03. | 17 | 2269.7492
24.03. | 18 | 2247.4811
24.03. | 19 | 2269.7492
24.03. | 20 | 2269.7492
24.03. | 21 | 2292.0173
24.03. | 22 | 2314.2855
24.03. | 23 | 2336.5536
24.03. | 24 | 2358.8217
25.03. | 1 | 2381.0899
25.03. | 2 | 2425.6261
25.03. | 3 | 2447.8943
25.03. | 4 | 2470.1624
25.03. | 5 | 2492.4305
25.03. | 6 | 2514.6986
25.03. | 7 | 2514.6986
25.03. | 8 | 2514.6986
25.03. | 9 | 2492.4305
25.03. | 10 | 2470.1624
25.03. | 11 | 2447.8943
25.03. | 12 | 2403.358
25.03. | 13 | 2358.8217
25.03. | 14 | 2314.2855
25.03. | 15 | 2292.0173
25.03. | 16 | 2247.4811
25.03. | 17 | 2225.2129
25.03. | 18 | 2225.2129
25.03. | 19 | 2225.2129
25.03. | 20 | 2247.4811
25.03. | 21 | 2247.4811
25.03. | 22 | 2269.7492
25.03. | 23 | 2314.2855
25.03. | 24 | 2336.5536
26.03. | 1 | 2358.8217
26.03. | 2 | 2403.358
26.03. | 3 | 2425.6261
26.03. | 4 | 2447.8943
26.03. | 5 | 2470.1624
26.03. | 6 | 2492.4305
26.03. | 7 | 2492.4305
26.03. | 8 | 2492.4305
26.03. | 9 | 2470.1624
26.03. | 10 | 2447.8943
26.03. | 11 | 2403.358
26.03. | 12 | 2358.8217
26.03. | 13 | 2314.2855
26.03. | 14 | 2269.7492
26.03. | 15 | 2225.2129
26.03. | 16 | 2202.9448
26.03. | 17 | 2180.6767
26.03. | 18 | 2158.4085
26.03. | 19 | 2180.6767
26.03. | 20 | 2180.6767
26.03. | 21 | 2202.9448
26.03. | 22 | 2225.2129
26.03. | 23 | 2269.7492
26.03. | 24 | 2292.0173
27.03. | 1 | 2336.5536
27.03. | 2 | 2358.8217
27.03. | 3 | 2381.0899
27.03. | 4 | 2403.358
27.03. | 5 | 2425.6261
27.03. | 6 | 2447.8943
27.03. | 7 | 2470.1624
27.03. | 8 | 2470.1624
27.03. | 9 | 2447.8943
27.03. | 10 | 2425.6261
27.03. | 11 | 2403.358
27.03. | 12 | 2358.8217
27.03. | 13 | 2314.2855
27.03. | 14 | 2269.7492
27.03. | 15 | 2225.2129
27.03. | 16 | 2202.9448
27.03. | 17 | 2158.4085
27.03. | 18 | 2158.4085
27.03. | 19 | 2158.4085
27.03. | 20 | 2180.6767
27.03. | 21 | 2202.9448
27.03. | 22 | 2225.2129
27.03. | 23 | 2269.7492
27.03. | 24 | 2292.0173
28.03. | 1 | 2314.2855
28.03. | 2 | 2358.8217
28.03. | 3 | 2381.0899
28.03. | 4 | 2403.358
28.03. | 5 | 2425.6261
28.03. | 6 | 2447.8943
28.03. | 7 | 2470.1624
28.03. | 8 | 2470.1624
28.03. | 9 | 2447.8943
28.03. | 10 | 2425.6261
28.03. | 11 | 2381.0899
28.03. | 12 | 2358.8217
28.03. | 13 | 2314.2855
28.03. | 14 | 2269.7492
28.03. | 15 | 2225.2129
28.03. | 16 | 2202.9448
28.03. | 17 | 2180.6767
28.03. | 18 | 2180.6767
28.03. | 19 | 2180.6767
28.03. | 20 | 2180.6767
28.03. | 21 | 2202.9448
28.03. | 22 | 2225.2129
28.03. | 23 | 2269.7492
28.03. | 24 | 2292.0173
29.03. | 1 | 2336.5536
29.03. | 2 | 2358.8217
29.03. | 3 | 2403.358
29.03. | 4 | 2425.6261
29.03. | 5 | 2447.8943
29.03. | 6 | 2470.1624
29.03. | 7 | 2470.1624
29.03. | 8 | 2470.1624
29.03. | 9 | 2447.8943
29.03. | 10 | 2425.6261
29.03. | 11 | 2381.0899
29.03. | 12 | 2336.5536
29.03. | 13 | 2292.0173
29.03. | 14 | 2247.4811
29.03. | 15 | 2225.2129
29.03. | 16 | 2180.6767
29.03. | 17 | 2158.4085
29.03. | 18 | 2136.1404
29.03. | 19 | 2136.1404
29.03. | 20 | 2158.4085
29.03. | 21 | 2180.6767
29.03. | 22 | 2202.9448
29.03. | 23 | 2225.2129
29.03. | 24 | 2269.7492
30.03. | 1 | 2292.0173
30.03. | 2 | 2336.5536
30.03. | 3 | 2358.8217
30.03. | 4 | 2403.358
30.03. | 5 | 2403.358
30.03. | 6 | 2425.6261
30.03. | 7 | 2447.8943
30.03. | 8 | 2447.8943
30.03. | 9 | 2425.6261
30.03. | 10 | 2425.6261
30.03. | 11 | 2358.8217
30.03. | 12 | 2336.5536
30.03. | 13 | 2292.0173
30.03. | 14 | 2247.4811
30.03. | 15 | 2202.9448
30.03. | 16 | 2180.6767
30.03. | 17 | 2158.4085
30.03. | 18 | 2136.1404
30.03. | 19 | 2136.1404
30.03. | 20 | 2158.4085
30.03. | 21 | 2180.6767
30.03. | 22 | 2202.9448
30.03. | 23 | 2247.4811
30.03. | 24 | 2269.7492
31.03. | 1 | 2314.2855
31.03. | 2 | 2336.5536
31.03. | 3 | 2381.0899
31.03. | 4 | 2403.358
31.03. | 5 | 2425.6261
31.03. | 6 | 2447.8943
31.03. | 7 | 2470.1624
31.03. | 8 | 2470.1624
31.03. | 9 | 2447.8943
31.03. | 10 | 2403.358
31.03. | 11 | 2358.8217
31.03. | 12 | 2314.2855
31.03. | 13 | 2269.7492
31.03. | 14 | 2225.2129
31.03. | 15 | 2180.6767
31.03. | 16 | 2136.1404
31.03. | 17 | 2113.8723
31.03. | 18 | 2091.6042
31.03. | 19 | 2113.8723
31.03. | 20 | 2113.8723
31.03. | 21 | 2136.1404
31.03. | 22 | 2180.6767
31.03. | 23 | 2225.2129
31.03. | 24 | 2247.4811
01.04. | 1 | 2292.0173
01.04. | 2 | 2314.2855
01.04. | 3 | 2358.8217
01.04. | 4 | 2381.0899
01.04. | 5 | 2403.358
01.04. | 6 | 2425.6261
01.04. | 7 | 2447.8943
01.04. | 8 | 2447.8943
01.04. | 9 | 2425.6261
01.04. | 10 | 2381.0899
01.04. | 11 | 2336.5536
01.04. | 12 | 2269.7492
01.04. | 13 | 2225.2129
01.04. | 14 | 2158.4085
01.04. | 15 | 2113.8723
01.04. | 16 | 2091.6042
01.04. | 17 | 2069.336
01.04. | 18 | 2047.0679
01.04. | 19 | 2047.0679
01.04. | 20 | 2069.336
01.04. | 21 | 2091.6042
01.04. | 22 | 2113.8723
01.04. | 23 | 2158.4085
01.04. | 24 | 2180.6767
02.04. | 1 | 2225.2129
02.04. | 2 | 2247.4811
02.04. | 3 | 2292.0173
02.04. | 4 | 2314.2855
02.04. | 5 | 2358.8217
02.04. | 6 | 2381.0899
02.04. | 7 | 2403.358
02.04. | 8 | 2381.0899
02.04. | 9 | 2358.8217
02.04. | 10 | 2314.2855
02.04. | 11 | 2247.4811
02.04. | 12 | 2202.9448
02.04. | 13 | 2158.4085
02.04. | 14 | 2091.6042
02.04. | 15 | 2069.336
02.04. | 16 | 2024.7998
02.04. | 17 | 2002.5316
02.04. | 18 | 2002.5316
02.04. | 19 | 2024.7998
02.04. | 20 | 2047.0679
02.04. | 21 | 2069.336
02.04. | 22 | 2091.6042
02.04. | 23 | 2136.1404
02.04. | 24 | 2180.6767
03.04. | 1 | 2225.2129
03.04. | 2 | 2269.7492
03.04. | 3 | 2292.0173
03.04. | 4 | 2336.5536
03.04. | 5 | 2381.0899
03.04. | 6 | 2403.358
03.04. | 7 | 2403.358
03.04. | 8 | 2403.358
03.04. | 9 | 2381.0899
03.04. | 10 | 2336.5536
03.04. | 11 | 2292.0173
03.04. | 12 | 2247.4811
03.04. | 13 | 2180.6767
03.04. | 14 | 2136.1404
03.04. | 15 | 2091.6042
03.04. | 16 | 2047.0679
03.04. | 17 | 2024.7998
03.04. | 18 | 2024.7998
03.04. | 19 | 2047.0679
03.04. | 20 | 2047.0679
03.04. | 21 | 2069.336
03.04. | 22 | 2091.6042
03.04. | 23 | 2136.1404
03.04. | 24 | 2180.6767
04.04. | 1 | 2202.9448
04.04. | 2 | 2247.4811
04.04. | 3 | 2269.7492
04.04. | 4 | 2314.2855
04.04. | 5 | 2336.5536
04.04. | 6 | 2358.8217
04.04. | 7 | 2381.0899
04.04. | 8 | 2358.8217
04.04. | 9 | 2336.5536
04.04. | 10 | 2314.2855
04.04. | 11 | 2269.7492
04.04. | 12 | 2202.9448
04.04. | 13 | 2158.4085
04.04. | 14 | 2113.8723
04.04. | 15 | 2069.336
04.04. | 16 | 2047.0679
04.04. | 17 | 2024.7998
04.04. | 18 | 2024.7998
04.04. | 19 | 2024.7998
04.04. | 20 | 2047.0679
04.04. | 21 | 2069.336
04.04. | 22 | 2091.6042
04.04. | 23 | 2113.8723
04.04. | 24 | 2158.4085
05.04. | 1 | 2180.6767
05.04. | 2 | 2225.2129
05.04. | 3 | 2247.4811
05.04. | 4 | 2269.7492
05.04. | 5 | 2292.0173
05.04. | 6 | 2314.2855
05.04. | 7 | 2336.5536
05.04. | 8 | 2314.2855
05.04. | 9 | 2314.2855
05.04. | 10 | 2292.0173
05.04. | 11 | 2247.4811
05.04. | 12 | 2202.9448
05.04. | 13 | 2158.4085
05.04. | 14 | 2136.1404
05.04. | 15 | 2091.6042
05.04. | 16 | 2069.336
05.04. | 17 | 2069.336
05.04. | 18 | 2047.0679
05.04. | 19 | 2069.336
05.04. | 20 | 2069.336
05.04. | 21 | 2091.6042
05.04. | 22 | 2113.8723
05.04. | 23 | 2158.4085
05.04. | 24 | 2180.6767
06.04. | 1 | 2225.2129
06.04. | 2 | 2247.4811
06.04. | 3 | 2292.0173
06.04. | 4 | 2314.2855
06.04. | 5 | 2336.5536
06.04. | 6 | 2358.8217
06.04. | 7 | 2381.0899
06.04. | 8 | 2381.0899
06.04. | 9 | 2358.8217
06.04. | 10 | 2336.5536
06.04. | 11 | 2292.0173
06.04. | 12 | 2247.4811
06.04. | 13 | 2225.2129
06.04. | 14 | 2180.6767
06.04. | 15 | 2136.1404
06.04. | 16 | 2113.8723
06.04. | 17 | 2091.6042
06.04. | 18 | 2091.6042
06.04. | 19 | 2113.8723
06.04. | 20 | 2113.8723
06.04. | 21 | 2136.1404
06.04. | 22 | 2180.6767
06.04. | 23 | 2202.9448
06.04. | 24 | 2247.4811
07.04. | 1 | 2292.0173
07.04. | 2 | 2314.2855
07.04. | 3 | 2358.8217
07.04. | 4 | 2381.0899
07.04. | 5 | 2403.358
07.04. | 6 | 2425.6261
07.04. | 7 | 2425.6261
07.04. | 8 | 2425.6261
07.04. | 9 | 2403.358
07.04. | 10 | 2381.0899
07.04. | 11 | 2336.5536
07.04. | 12 | 2292.0173
07.04. | 13 | 2247.4811
07.04. | 14 | 2225.2129
07.04. | 15 | 2180.6767
07.04. | 16 | 2158.4085
07.04. | 17 | 2136.1404
07.04. | 18 | 2113.8723
07.04. | 19 | 2136.1404
07.04. | 20 | 2136.1404
07.04. | 21 | 2158.4085
07.04. | 22 | 2180.6767
07.04. | 23 | 2225.2129
07.04. | 24 | 2247.4811
08.04. | 1 | 2269.7492
08.04. | 2 | 2314.2855
08.04. | 3 | 2336.5536
08.04. | 4 | 2358.8217
08.04. | 5 | 2381.0899
08.04. | 6 | 2403.358
08.04. | 7 | 2425.6261
08.04. | 8 | 2403.358
08.04. | 9 | 2381.0899
08.04. | 10 | 2358.8217
08.04. | 11 | 2314.2855
08.04. | 12 | 2269.7492
08.04. | 13 | 2225.2129
08.04. | 14 | 2180.6767
08.04. | 15 | 2136.1404
08.04. | 16 | 2113.8723
08.04. | 17 | 2091.6042
08.04. | 18 | 2069.336
08.04. | 19 | 2091.6042
08.04. | 20 | 2091.6042
08.04. | 21 | 2113.8723
08.04. | 22 | 2136.1404
08.04. | 23 | 2180.6767
08.04. | 24 | 2202.9448
09.04. | 1 | 2247.4811
09.04. | 2 | 2292.0173
09.04. | 3 | 2314.2855
09.04. | 4 | 2358.8217
09.04. | 5 | 2381.0899
09.04. | 6 | 2403.358
09.04. | 7 | 2403.358
09.04. | 8 | 2403.358
09.04. | 9 | 2381.0899
09.04. | 10 | 2358.8217
09.04. | 11 | 2314.2855
09.04. | 12 | 2269.7492
09.04. | 13 | 2202.9448
09.04. | 14 | 2158.4085
09.04. | 15 | 2113.8723
09.04. | 16 | 2091.6042
09.04. | 17 | 2069.336
09.04. | 18 | 2047.0679
09.04. | 19 | 2069.336
09.04. | 20 | 2069.336
09.04. | 21 | 2091.6042
09.04. | 22 | 2136.1404
09.04. | 23 | 2180.6767
09.04. | 24 | 2202.9448
10.04. | 1 | 2247.4811
10.04. | 2 | 2292.0173
10.04. | 3 | 2314.2855
10.04. | 4 | 2358.8217
10.04. | 5 | 2381.0899
10.04. | 6 | 2403.358
10.04. | 7 | 2425.6261
10.04. | 8 | 2403.358
10.04. | 9 | 2381.0899
10.04. | 10 | 2358.8217
10.04. | 11 | 2314.2855
10.04. | 12 | 2269.7492
10.04. | 13 | 2225.2129
10.04. | 14 | 2158.4085
10.04. | 15 | 2113.8723
10.04. | 16 | 2091.6042
10.04. | 17 | 2069.336
10.04. | 18 | 2069.336
10.04. | 19 | 2069.336
10.04. | 20 | 2091.6042
10.04. | 21 | 2113.8723
10.04. | 22 | 2136.1404
10.04. | 23 | 2180.6767
10.04. | 24 | 2225.2129
11.04. | 1 | 2269.7492
11.04. | 2 | 2292.0173
11.04. | 3 | 2336.5536
11.04. | 4 | 2358.8217
11.04. | 5 | 2381.0899
11.04. | 6 | 2425.6261
11.04. | 7 | 2425.6261
11.04. | 8 | 2425.6261
11.04. | 9 | 2403.358
11.04. | 10 | 2381.0899
11.04. | 11 | 2314.2855
11.04. | 12 | 2269.7492
11.04. | 13 | 2225.2129
11.04. | 14 | 2180.6767
11.04. | 15 | 2136.1404
11.04. | 16 | 2091.6042
11.04. | 17 | 2069.336
11.04. | 18 | 2069.336
11.04. | 19 | 2069.336
11.04. | 20 | 2091.6042
11.04. | 21 | 2113.8723
11.04. | 22 | 2136.1404
11.04. | 23 | 2180.6767
11.04. | 24 | 2225.2129
12.04. | 1 | 2269.7492
12.04. | 2 | 2292.0173
12.04. | 3 | 2336.5536
12.04. | 4 | 2358.8217
12.04. | 5 | 2403.358
12.04. | 6 | 2425.6261
12.04. | 7 | 2425.6261
12.04. | 8 | 2425.6261
12.04. | 9 | 2403.358
12.04. | 10 | 2358.8217
12.04. | 11 | 2292.0173
12.04. | 12 | 2247.4811
12.04. | 13 | 2180.6767
12.04. | 14 | 2136.1404
12.04. | 15 | 2069.336
12.04. | 16 | 2047.0679
12.04. | 17 | 2002.5316
12.04. | 18 | 1980.2635
12.04. | 19 | 2002.5316
12.04. | 20 | 2002.5316
12.04. | 21 | 2024.7998
12.04. | 22 | 2047.0679
12.04. | 23 | 2091.6042
12.04. | 24 | 2113.8723
13.04. | 1 | 2158.4085
13.04. | 2 | 2202.9448
13.04. | 3 | 2247.4811
13.04. | 4 | 2269.7492
13.04. | 5 | 2292.0173
13.04. | 6 | 2336.5536
13.04. | 7 | 2336.5536
13.04. | 8 | 2314.2855
13.04. | 9 | 2292.0173
13.04. | 10 | 2247.4811
13.04. | 11 | 2202.9448
13.04. | 12 | 2136.1404
13.04. | 13 | 2091.6042
13.04. | 14 | 2047.0679
13.04. | 15 | 2002.5316
13.04. | 16 | 1957.9954
13.04. | 17 | 1935.7272
13.04. | 18 | 1913.4591
13.04. | 19 | 1935.7272
13.04. | 20 | 1935.7272
13.04. | 21 | 1957.9954
13.04. | 22 | 1980.2635
13.04. | 23 | 2024.7998
13.04. | 24 | 2069.336
14.04. | 1 | 2091.6042
14.04. | 2 | 2136.1404
14.04. | 3 | 2158.4085
14.04. | 4 | 2202.9448
14.04. | 5 | 2225.2129
14.04. | 6 | 2269.7492
14.04. | 7 | 2269.7492
14.04. | 8 | 2269.7492
14.04. | 9 | 2225.2129
14.04. | 10 | 2202.9448
14.04. | 11 | 2136.1404
14.04. | 12 | 2091.6042
14.04. | 13 | 2047.0679
14.04. | 14 | 1980.2635
14.04. | 15 | 1957.9954
14.04. | 16 | 1913.4591
14.04. | 17 | 1891.191
14.04. | 18 | 1868.9228
14.04. | 19 | 1891.191
14.04. | 20 | 1891.191
14.04. | 21 | 1913.4591
14.04. | 22 | 1935.7272
14.04. | 23 | 1980.2635
14.04. | 24 | 2024.7998
15.04. | 1 | 2047.0679
15.04. | 2 | 2091.6042
15.04. | 3 | 2136.1404
15.04. | 4 | 2180.6767
15.04. | 5 | 2225.2129
15.04. | 6 | 2247.4811
15.04. | 7 | 2247.4811
15.04. | 8 | 2247.4811
15.04. | 9 | 2202.9448
15.04. | 10 | 2180.6767
15.04. | 11 | 2113.8723
15.04. | 12 | 2069.336
15.04. | 13 | 2024.7998
15.04. | 14 | 1980.2635
15.04. | 15 | 1935.7272
15.04. | 16 | 1891.191
15.04. | 17 | 1868.9228
15.04. | 18 | 1868.9228
15.04. | 19 | 1868.9228
15.04. | 20 | 1891.191
15.04. | 21 | 1913.4591
15.04. | 22 | 1935.7272
15.04. | 23 | 1980.2635
15.04. | 24 | 2024.7998
16.04. | 1 | 2069.336
16.04. | 2 | 2113.8723
16.04. | 3 | 2158.4085
16.04. | 4 | 2202.9448
16.04. | 5 | 2225.2129
16.04. | 6 | 2269.7492
16.04. | 7 | 2269.7492
16.04. | 8 | 2247.4811
16.04. | 9 | 2225.2129
16.04. | 10 | 2180.6767
16.04. | 11 | 2136.1404
16.04. | 12 | 2069.336
16.04. | 13 | 2024.7998
16.04. | 14 | 1957.9954
16.04. | 15 | 1913.4591
16.04. | 16 | 1891.191
16.04. | 17 | 1846.6547
16.04. | 18 | 1846.6547
16.04. | 19 | 1846.6547
16.04. | 20 | 1868.9228
16.04. | 21 | 1891.191
16.04. | 22 | 1913.4591
16.04. | 23 | 1957.9954
16.04. | 24 | 1980.2635
17.04. | 1 | 2024.7998
17.04. | 2 | 2069.336
17.04. | 3 | 2113.8723
17.04. | 4 | 2158.4085
17.04. | 5 | 2180.6767
17.04. | 6 | 2202.9448
17.04. | 7 | 2225.2129
17.04. | 8 | 2202.9448
17.04. | 9 | 2180.6767
17.04. | 10 | 2136.1404
17.04. | 11 | 2091.6042
17.04. | 12 | 2024.7998
17.04. | 13 | 1980.2635
17.04. | 14 | 1935.7272
17.04. | 15 | 1891.191
17.04. | 16 | 1868.9228
17.04. | 17 | 1824.3866
17.04. | 18 | 1824.3866
17.04. | 19 | 1824.3866
17.04. | 20 | 1846.6547
17.04. | 21 | 1868.9228
17.04. | 22 | 1891.191
17.04. | 23 | 1935.7272
17.04. | 24 | 1980.2635
18.04. | 1 | 2024.7998
18.04. | 2 | 2069.336
18.04. | 3 | 2113.8723
18.04. | 4 | 2136.1404
18.04. | 5 | 2180.6767
18.04. | 6 | 2202.9448
18.04. | 7 | 2225.2129
18.04. | 8 | 2202.9448
18.04. | 9 | 2180.6767
18.04. | 10 | 2136.1404
18.04. | 11 | 2091.6042
18.04. | 12 | 2024.7998
18.04. | 13 | 1980.2635
18.04. | 14 | 1935.7272
18.04. | 15 | 1891.191
18.04. | 16 | 1846.6547
18.04. | 17 | 1824.3866
18.04. | 18 | 1824.3866
18.04. | 19 | 1824.3866
18.04. | 20 | 1824.3866
18.04. | 21 | 1868.9228
18.04. | 22 | 1891.191
18.04. | 23 | 1935.7272
18.04. | 24 | 1980.2635
19.04. | 1 | 2024.7998
19.04. | 2 | 2069.336
19.04. | 3 | 2113.8723
19.04. | 4 | 2158.4085
19.04. | 5 | 2180.6767
19.04. | 6 | 2225.2129
19.04. | 7 | 2225.2129
19.04. | 8 | 2225.2129
19.04. | 9 | 2180.6767
19.04. | 10 | 2136.1404
19.04. | 11 | 2091.6042
19.04. | 12 | 2024.7998
19.04. | 13 | 1980.2635
19.04. | 14 | 1935.7272
19.04. | 15 | 1891.191
19.04. | 16 | 1846.6547
19.04. | 17 | 1824.3866
19.04. | 18 | 1824.3866
19.04. | 19 | 1824.3866
19.04. | 20 | 1846.6547
19.04. | 21 | 1868.9228
19.04. | 22 | 1913.4591
19.04. | 23 | 1957.9954
19.04. | 24 | 2002.5316
20.04. | 1 | 2047.0679
20.04. | 2 | 2091.6042
20.04. | 3 | 2136.1404
20.04. | 4 | 2180.6767
20.04. | 5 | 2202.9448
20.04. | 6 | 2247.4811
20.04. | 7 | 2247.4811
20.04. | 8 | 2225.2129
20.04. | 9 | 2202.9448
20.04. | 10 | 2158.4085
20.04. | 11 | 2091.6042
20.04. | 12 | 2047.0679
20.04. | 13 | 1980.2635
20.04. | 14 | 1935.7272
20.04. | 15 | 1891.191
20.04. | 16 | 1868.9228
20.04. | 17 | 1846.6547
20.04. | 18 | 1824.3866
20.04. | 19 | 1824.3866
20.04. | 20 | 1846.6547
20.04. | 21 | 1868.9228
20.04. | 22 | 1891.191
20.04. | 23 | 1935.7272
20.04. | 24 | 1980.2635
21.04. | 1 | 2002.5316
21.04. | 2 | 2047.0679
21.04. | 3 | 2091.6042
21.04. | 4 | 2136.1404
21.04. | 5 | 2158.4085
21.04. | 6 | 2202.9448
21.04. | 7 | 2202.9448
21.04. | 8 | 2180.6767
21.04. | 9 | 2158.4085
21.04. | 10 | 2113.8723
21.04. | 11 | 2047.0679
21.04. | 12 | 2002.5316
21.04. | 13 | 1957.9954
21.04. | 14 | 1891.191
21.04. | 15 | 1868.9228
21.04. | 16 | 1824.3866
21.04. | 17 | 1802.1184
21.04. | 18 | 1779.8503
21.04. | 19 | 1779.8503
21.04. | 20 | 1802.1184
21.04. | 21 | 1824.3866
21.04. | 22 | 1868.9228
21.04. | 23 | 1913.4591
21.04. | 24 | 1935.7272
22.04. | 1 | 1980.2635
22.04. | 2 | 2024.7998
22.04. | 3 | 2069.336
22.04. | 4 | 2113.8723
22.04. | 5 | 2136.1404
22.04. | 6 | 2180.6767
22.04. | 7 | 2180.6767
22.04. | 8 | 2180.6767
22.04. | 9 | 2136.1404
22.04. | 10 | 2091.6042
22.04. | 11 | 2047.0679
22.04. | 12 | 1980.2635
22.04. | 13 | 1935.7272
22.04. | 14 | 1891.191
22.04. | 15 | 1868.9228
22.04. | 16 | 1846.6547
22.04. | 17 | 1824.3866
22.04. | 18 | 1802.1184
22.04. | 19 | 1824.3866
22.04. | 20 | 1824.3866
22.04. | 21 | 1846.6547
22.04. | 22 | 1868.9228
22.04. | 23 | 1913.4591
22.04. | 24 | 1957.9954
23.04. | 1 | 2002.5316
23.04. | 2 | 2047.0679
23.04. | 3 | 2091.6042
23.04. | 4 | 2113.8723
23.04. | 5 | 2158.4085
23.04. | 6 | 2180.6767
23.04. | 7 | 2180.6767
23.04. | 8 | 2180.6767
23.04. | 9 | 2158.4085
23.04. | 10 | 2113.8723
23.04. | 11 | 2069.336
23.04. | 12 | 2024.7998
23.04. | 13 | 1980.2635
23.04. | 14 | 1935.7272
23.04. | 15 | 1913.4591
23.04. | 16 | 1868.9228
23.04. | 17 | 1846.6547
23.04. | 18 | 1824.3866
23.04. | 19 | 1846.6547
23.04. | 20 | 1846.6547
23.04. | 21 | 1891.191
23.04. | 22 | 1913.4591
23.04. | 23 | 1935.7272
23.04. | 24 | 1980.2635
24.04. | 1 | 2024.7998
24.04. | 2 | 2069.336
24.04. | 3 | 2113.8723
24.04. | 4 | 2136.1404
24.04. | 5 | 2180.6767
24.04. | 6 | 2180.6767
24.04. | 7 | 2202.9448
24.04. | 8 | 2180.6767
24.04. | 9 | 2158.4085
24.04. | 10 | 2136.1404
24.04. | 11 | 2069.336
24.04. | 12 | 2024.7998
24.04. | 13 | 2002.5316
24.04. | 14 | 1957.9954
24.04. | 15 | 1913.4591
24.04. | 16 | 1868.9228
24.04. | 17 | 1846.6547
24.04. | 18 | 1846.6547
24.04. | 19 | 1846.6547
24.04. | 20 | 1868.9228
24.04. | 21 | 1891.191
24.04. | 22 | 1913.4591
24.04. | 23 | 1935.7272
24.04. | 24 | 1980.2635
25.04. | 1 | 2024.7998
25.04. | 2 | 2047.0679
25.04. | 3 | 2091.6042
25.04. | 4 | 2113.8723
25.04. | 5 | 2158.4085
25.04. | 6 | 2158.4085
25.04. | 7 | 2180.6767
25.04. | 8 | 2158.4085
25.04. | 9 | 2136.1404
25.04. | 10 | 2091.6042
25.04. | 11 | 2047.0679
25.04. | 12 | 2002.5316
25.04. | 13 | 1957.9954
25.04. | 14 | 1913.4591
25.04. | 15 | 1891.191
25.04. | 16 | 1846.6547
25.04. | 17 | 1824.3866
25.04. | 18 | 1824.3866
25.04. | 19 | 1824.3866
25.04. | 20 | 1824.3866
25.04. | 21 | 1846.6547
25.04. | 22 | 1868.9228
25.04. | 23 | 1891.191
25.04. | 24 | 1935.7272
26.04. | 1 | 1957.9954
26.04. | 2 | 2002.5316
26.04. | 3 | 2024.7998
26.04. | 4 | 2069.336
26.04. | 5 | 2091.6042
26.04. | 6 | 2113.8723
26.04. | 7 | 2113.8723
26.04. | 8 | 2113.8723
26.04. | 9 | 2069.336
26.04. | 10 | 2047.0679
26.04. | 11 | 1980.2635
26.04. | 12 | 1935.7272
26.04. | 13 | 1891.191
26.04. | 14 | 1846.6547
26.04. | 15 | 1824.3866
26.04. | 16 | 1802.1184
26.04. | 17 | 1779.8503
26.04. | 18 | 1757.5822
26.04. | 19 | 1757.5822
26.04. | 20 | 1779.8503
26.04. | 21 | 1779.8503
26.04. | 22 | 1802.1184
26.04. | 23 | 1846.6547
26.04. | 24 | 1891.191
27.04. | 1 | 1913.4591
27.04. | 2 | 1957.9954
27.04. | 3 | 2002.5316
27.04. | 4 | 2047.0679
27.04. | 5 | 2069.336
27.04. | 6 | 2091.6042
27.04. | 7 | 2113.8723
27.04. | 8 | 2091.6042
27.04. | 9 | 2069.336
27.04. | 10 | 2024.7998
27.04. | 11 | 1957.9954
27.04. | 12 | 1913.4591
27.04. | 13 | 1868.9228
27.04. | 14 | 1846.6547
27.04. | 15 | 1802.1184
27.04. | 16 | 1779.8503
27.04. | 17 | 1757.5822
27.04. | 18 | 1757.5822
27.04. | 19 | 1757.5822
27.04. | 20 | 1757.5822
27.04. | 21 | 1779.8503
27.04. | 22 | 1802.1184
27.04. | 23 | 1846.6547
27.04. | 24 | 1868.9228
28.04. | 1 | 1913.4591
28.04. | 2 | 1957.9954
28.04. | 3 | 1980.2635
28.04. | 4 | 2024.7998
28.04. | 5 | 2047.0679
28.04. | 6 | 2069.336
28.04. | 7 | 2091.6042
28.04. | 8 | 2069.336
28.04. | 9 | 2047.0679
28.04. | 10 | 2024.7998
28.04. | 11 | 1957.9954
28.04. | 12 | 1913.4591
28.04. | 13 | 1868.9228
28.04. | 14 | 1824.3866
28.04. | 15 | 1802.1184
28.04. | 16 | 1757.5822
28.04. | 17 | 1735.314
28.04. | 18 | 1735.314
28.04. | 19 | 1735.314
28.04. | 20 | 1735.314
28.04. | 21 | 1757.5822
28.04. | 22 | 1802.1184
28.04. | 23 | 1846.6547
28.04. | 24 | 1868.9228
29.04. | 1 | 1913.4591
29.04. | 2 | 1957.9954
29.04. | 3 | 2002.5316
29.04. | 4 | 2047.0679
29.04. | 5 | 2069.336
29.04. | 6 | 2113.8723
29.04. | 7 | 2113.8723
29.04. | 8 | 2091.6042
29.04. | 9 | 2069.336
29.04. | 10 | 2024.7998
29.04. | 11 | 1957.9954
29.04. | 12 | 1913.4591
29.04. | 13 | 1868.9228
29.04. | 14 | 1824.3866
29.04. | 15 | 1779.8503
29.04. | 16 | 1735.314
29.04. | 17 | 1713.0459
29.04. | 18 | 1690.7778
29.04. | 19 | 1690.7778
29.04. | 20 | 1713.0459
29.04. | 21 | 1735.314
29.04. | 22 | 1757.5822
29.04. | 23 | 1779.8503
29.04. | 24 | 1824.3866
30.04. | 1 | 1868.9228
30.04. | 2 | 1913.4591
30.04. | 3 | 1935.7272
30.04. | 4 | 1980.2635
30.04. | 5 | 2002.5316
30.04. | 6 | 2047.0679
30.04. | 7 | 2047.0679
30.04. | 8 | 2024.7998
30.04. | 9 | 2002.5316
30.04. | 10 | 1980.2635
30.04. | 11 | 1913.4591
30.04. | 12 | 1868.9228
30.04. | 13 | 1824.3866
30.04. | 14 | 1779.8503
30.04. | 15 | 1735.314
30.04. | 16 | 1713.0459
30.04. | 17 | 1690.7778
30.04. | 18 | 1668.5097
30.04. | 19 | 1668.5097
30.04. | 20 | 1690.7778
30.04. | 21 | 1713.0459
30.04. | 22 | 1735.314
30.04. | 23 | 1757.5822
30.04. | 24 | 1802.1184
01.05. | 1 | 1824.3866
01.05. | 2 | 1868.9228
01.05. | 3 | 1913.4591
01.05. | 4 | 1935.7272
01.05. | 5 | 1957.9954
01.05. | 6 | 2002.5316
01.05. | 7 | 2002.5316
01.05. | 8 | 1980.2635
01.05. | 9 | 1957.9954
01.05. | 10 | 1913.4591
01.05. | 11 | 1868.9228
01.05. | 12 | 1824.3866
01.05. | 13 | 1779.8503
01.05. | 14 | 1735.314
01.05. | 15 | 1713.0459
01.05. | 16 | 1668.5097
01.05. | 17 | 1668.5097
01.05. | 18 | 1646.2415
01.05. | 19 | 1646.2415
01.05. | 20 | 1668.5097
01.05. | 21 | 1690.7778
01.05. | 22 | 1713.0459
01.05. | 23 | 1757.5822
01.05. | 24 | 1779.8503
02.05. | 1 | 1802.1184
02.05. | 2 | 1846.6547
02.05. | 3 | 1891.191
02.05. | 4 | 1913.4591
02.05. | 5 | 1957.9954
02.05. | 6 | 1980.2635
02.05. | 7 | 1980.2635
02.05. | 8 | 1957.9954
02.05. | 9 | 1935.7272
02.05. | 10 | 1891.191
02.05. | 11 | 1846.6547
02.05. | 12 | 1802.1184
02.05. | 13 | 1757.5822
02.05. | 14 | 1713.0459
02.05. | 15 | 1690.7778
02.05. | 16 | 1668.5097
02.05. | 17 | 1668.5097
02.05. | 18 | 1646.2415
02.05. | 19 | 1646.2415
02.05. | 20 | 1668.5097
02.05. | 21 | 1690.7778
02.05. | 22 | 1713.0459
02.05. | 23 | 1757.5822
02.05. | 24 | 1779.8503
03.05. | 1 | 1824.3866
03.05. | 2 | 1846.6547
03.05. | 3 | 1891.191
03.05. | 4 | 1913.4591
03.05. | 5 | 1957.9954
03.05. | 6 | 1980.2635
03.05. | 7 | 1980.2635
03.05. | 8 | 1957.9954
03.05. | 9 | 1935.7272
03.05. | 10 | 1913.4591
03.05. | 11 | 1868.9228
03.05. | 12 | 1824.3866
03.05. | 13 | 1802.1184
03.05. | 14 | 1757.5822
03.05. | 15 | 1735.314
03.05. | 16 | 1713.0459
03.05. | 17 | 1713.0459
03.05. | 18 | 1713.0459
03.05. | 19 | 1713.0459
03.05. | 20 | 1713.0459
03.05. | 21 | 1735.314
03.05. | 22 | 1757.5822
03.05. | 23 | 1802.1184
03.05. | 24 | 1824.3866
04.05. | 1 | 1868.9228
04.05. | 2 | 1891.191
04.05. | 3 | 1935.7272
04.05. | 4 | 1957.9954
04.05. | 5 | 2002.5316
04.05. | 6 | 2024.7998
04.05. | 7 | 2024.7998
04.05. | 8 | 2002.5316
04.05. | 9 | 1980.2635
04.05. | 10 | 1957.9954
04.05. | 11 | 1913.4591
04.05. | 12 | 1868.9228
04.05. | 13 | 1824.3866
04.05. | 14 | 1802.1184
04.05. | 15 | 1779.8503
04.05. | 16 | 1735.314
04.05. | 17 | 1735.314
04.05. | 18 | 1713.0459
04.05. | 19 | 1713.0459
04.05. | 20 | 1735.314
04.05. | 21 | 1757.5822
04.05. | 22 | 1779.8503
04.05. | 23 | 1802.1184
04.05. | 24 | 1846.6547
05.05. | 1 | 1891.191
05.05. | 2 | 1913.4591
05.05. | 3 | 1957.9954
05.05. | 4 | 1980.2635
05.05. | 5 | 2024.7998
05.05. | 6 | 2047.0679
05.05. | 7 | 2047.0679
05.05. | 8 | 2024.7998
05.05. | 9 | 1980.2635
05.05. | 10 | 1935.7272
05.05. | 11 | 1891.191
05.05. | 12 | 1846.6547
05.05. | 13 | 1802.1184
05.05. | 14 | 1757.5822
05.05. | 15 | 1713.0459
05.05. | 16 | 1690.7778
05.05. | 17 | 1668.5097
05.05. | 18 | 1668.5097
05.05. | 19 | 1668.5097
05.05. | 20 | 1668.5097
05.05. | 21 | 1690.7778
05.05. | 22 | 1735.314
05.05. | 23 | 1757.5822
05.05. | 24 | 1802.1184
06.05. | 1 | 1824.3866
06.05. | 2 | 1868.9228
06.05. | 3 | 1913.4591
06.05. | 4 | 1935.7272
06.05. | 5 | 1980.2635
06.05. | 6 | 1980.2635
06.05. | 7 | 1980.2635
06.05. | 8 | 1980.2635
06.05. | 9 | 1935.7272
06.05. | 10 | 1891.191
06.05. | 11 | 1846.6547
06.05. | 12 | 1802.1184
06.05. | 13 | 1757.5822
06.05. | 14 | 1713.0459
06.05. | 15 | 1690.7778
06.05. | 16 | 1668.5097
06.05. | 17 | 1646.2415
06.05. | 18 | 1623.9734
06.05. | 19 | 1646.2415
06.05. | 20 | 1646.2415
06.05. | 21 | 1668.5097
06.05. | 22 | 1690.7778
06.05. | 23 | 1735.314
06.05. | 24 | 1779.8503
07.05. | 1 | 1802.1184
07.05. | 2 | 1846.6547
07.05. | 3 | 1891.191
07.05. | 4 | 1913.4591
07.05. | 5 | 1957.9954
07.05. | 6 | 1980.2635
07.05. | 7 | 1980.2635
07.05. | 8 | 1957.9954
07.05. | 9 | 1913.4591
07.05. | 10 | 1891.191
07.05. | 11 | 1824.3866
07.05. | 12 | 1779.8503
07.05. | 13 | 1735.314
07.05. | 14 | 1713.0459
07.05. | 15 | 1668.5097
07.05. | 16 | 1646.2415
07.05. | 17 | 1646.2415
07.05. | 18 | 1623.9734
07.05. | 19 | 1646.2415
07.05. | 20 | 1646.2415
07.05. | 21 | 1668.5097
07.05. | 22 | 1690.7778
07.05. | 23 | 1735.314
07.05. | 24 | 1757.5822
08.05. | 1 | 1802.1184
08.05. | 2 | 1824.3866
08.05. | 3 | 1868.9228
08.05. | 4 | 1913.4591
08.05. | 5 | 1935.7272
08.05. | 6 | 1957.9954
08.05. | 7 | 1957.9954
08.05. | 8 | 1935.7272
08.05. | 9 | 1913.4591
08.05. | 10 | 1868.9228
08.05. | 11 | 1824.3866
08.05. | 12 | 1779.8503
08.05. | 13 | 1735.314
08.05. | 14 | 1713.0459
08.05. | 15 | 1668.5097
08.05. | 16 | 1646.2415
08.05. | 17 | 1623.9734
08.05. | 18 | 1623.9734
08.05. | 19 | 1623.9734
08.05. | 20 | 1646.2415
08.05. | 21 | 1668.5097
08.05. | 22 | 1690.7778
08.05. | 23 | 1735.314
08.05. | 24 | 1779.8503
09.05. | 1 | 1802.1184
09.05. | 2 | 1846.6547
09.05. | 3 | 1891.191
09.05. | 4 | 1935.7272
09.05. | 5 | 1957.9954
09.05. | 6 | 1980.2635
09.05. | 7 | 1980.2635
09.05. | 8 | 1957.9954
09.05. | 9 | 1913.4591
09.05. | 10 | 1891.191
09.05. | 11 | 1824.3866
09.05. | 12 | 1779.8503
09.05. | 13 | 1757.5822
09.05. | 14 | 1713.0459
09.05. | 15 | 1690.7778
09.05. | 16 | 1668.5097
09.05. | 17 | 1646.2415
09.05. | 18 | 1646.2415
09.05. | 19 | 1646.2415
09.05. | 20 | 1668.5097
09.05. | 21 | 1690.7778
09.05. | 22 | 1713.0459
09.05. | 23 | 1735.314
09.05. | 24 | 1779.8503
10.05. | 1 | 1824.3866
10.05. | 2 | 1846.6547
10.05. | 3 | 1891.191
10.05. | 4 | 1913.4591
10.05. | 5 | 1957.9954
10.05. | 6 | 1980.2635
10.05. | 7 | 1957.9954
10.05. | 8 | 1957.9954
10.05. | 9 | 1913.4591
10.05. | 10 | 1891.191
10.05. | 11 | 1824.3866
10.05. | 12 | 1779.8503
10.05. | 13 | 1757.5822
10.05. | 14 | 1713.0459
10.05. | 15 | 1690.7778
10.05. | 16 | 1668.5097
10.05. | 17 | 1646.2415
10.05. | 18 | 1646.2415
10.05. | 19 | 1646.2415
10.05. | 20 | 1646.2415
10.05. | 21 | 1668.5097
10.05. | 22 | 1690.7778
10.05. | 23 | 1713.0459
10.05. | 24 | 1735.314
11.05. | 1 | 1779.8503
11.05. | 2 | 1802.1184
11.05. | 3 | 1846.6547
11.05. | 4 | 1868.9228
11.05. | 5 | 1891.191
11.05. | 6 | 1913.4591
11.05. | 7 | 1913.4591
11.05. | 8 | 1891.191
11.05. | 9 | 1868.9228
11.05. | 10 | 1846.6547
11.05. | 11 | 1802.1184
11.05. | 12 | 1757.5822
11.05. | 13 | 1735.314
11.05. | 14 | 1713.0459
11.05. | 15 | 1668.5097
11.05. | 16 | 1668.5097
11.05. | 17 | 1646.2415
11.05. | 18 | 1623.9734
11.05. | 19 | 1646.2415
11.05. | 20 | 1646.2415
11.05. | 21 | 1668.5097
11.05. | 22 | 1690.7778
11.05. | 23 | 1735.314
11.05. | 24 | 1757.5822
12.05. | 1 | 1779.8503
12.05. | 2 | 1824.3866
12.05. | 3 | 1868.9228
12.05. | 4 | 1913.4591
12.05. | 5 | 1935.7272
12.05. | 6 | 1957.9954
12.05. | 7 | 1957.9954
12.05. | 8 | 1935.7272
12.05. | 9 | 1891.191
12.05. | 10 | 1868.9228
12.05. | 11 | 1802.1184
12.05. | 12 | 1757.5822
12.05. | 13 | 1713.0459
12.05. | 14 | 1668.5097
12.05. | 15 | 1646.2415
12.05. | 16 | 1623.9734
12.05. | 17 | 1601.7053
12.05. | 18 | 1601.7053
12.05. | 19 | 1601.7053
12.05. | 20 | 1601.7053
12.05. | 21 | 1623.9734
12.05. | 22 | 1646.2415
12.05. | 23 | 1668.5097
12.05. | 24 | 1713.0459
13.05. | 1 | 1757.5822
13.05. | 2 | 1802.1184
13.05. | 3 | 1824.3866
13.05. | 4 | 1868.9228
13.05. | 5 | 1891.191
13.05. | 6 | 1913.4591
13.05. | 7 | 1913.4591
13.05. | 8 | 1891.191
13.05. | 9 | 1846.6547
13.05. | 10 | 1824.3866
13.05. | 11 | 1757.5822
13.05. | 12 | 1713.0459
13.05. | 13 | 1668.5097
13.05. | 14 | 1623.9734
13.05. | 15 | 1601.7053
13.05. | 16 | 1579.4371
13.05. | 17 | 1557.169
13.05. | 18 | 1557.169
13.05. | 19 | 1557.169
13.05. | 20 | 1579.4371
13.05. | 21 | 1579.4371
13.05. | 22 | 1601.7053
13.05. | 23 | 1646.2415
13.05. | 24 | 1690.7778
14.05. | 1 | 1735.314
14.05. | 2 | 1757.5822
14.05. | 3 | 1802.1184
14.05. | 4 | 1846.6547
14.05. | 5 | 1891.191
14.05. | 6 | 1913.4591
14.05. | 7 | 1891.191
14.05. | 8 | 1868.9228
14.05. | 9 | 1846.6547
14.05. | 10 | 1802.1184
14.05. | 11 | 1735.314
14.05. | 12 | 1713.0459
14.05. | 13 | 1668.5097
14.05. | 14 | 1623.9734
14.05. | 15 | 1601.7053
14.05. | 16 | 1579.4371
14.05. | 17 | 1557.169
14.05. | 18 | 1557.169
14.05. | 19 | 1557.169
14.05. | 20 | 1557.169
14.05. | 21 | 1579.4371
14.05. | 22 | 1601.7053
14.05. | 23 | 1646.2415
14.05. | 24 | 1690.7778
15.05. | 1 | 1735.314
15.05. | 2 | 1757.5822
15.05. | 3 | 1802.1184
15.05. | 4 | 1846.6547
15.05. | 5 | 1891.191
15.05. | 6 | 1913.4591
15.05. | 7 | 1891.191
15.05. | 8 | 1868.9228
15.05. | 9 | 1846.6547
15.05. | 10 | 1802.1184
15.05. | 11 | 1757.5822
15.05. | 12 | 1713.0459
15.05. | 13 | 1668.5097
15.05. | 14 | 1623.9734
15.05. | 15 | 1601.7053
15.05. | 16 | 1557.169
15.05. | 17 | 1557.169
15.05. | 18 | 1534.9009
15.05. | 19 | 1534.9009
15.05. | 20 | 1557.169
15.05. | 21 | 1579.4371
15.05. | 22 | 1601.7053
15.05. | 23 | 1646.2415
15.05. | 24 | 1690.7778
16.05. | 1 | 1713.0459
16.05. | 2 | 1757.5822
16.05. | 3 | 1802.1184
16.05. | 4 | 1846.6547
16.05. | 5 | 1868.9228
16.05. | 6 | 1891.191
16.05. | 7 | 1891.191
16.05. | 8 | 1868.9228
16.05. | 9 | 1846.6547
16.05. | 10 | 1802.1184
16.05. | 11 | 1757.5822
16.05. | 12 | 1713.0459
16.05. | 13 | 1668.5097
16.05. | 14 | 1646.2415
16.05. | 15 | 1623.9734
16.05. | 16 | 1601.7053
16.05. | 17 | 1579.4371
16.05. | 18 | 1579.4371
16.05. | 19 | 1579.4371
16.05. | 20 | 1601.7053
16.05. | 21 | 1601.7053
16.05. | 22 | 1623.9734
16.05. | 23 | 1668.5097
16.05. | 24 | 1713.0459
17.05. | 1 | 1735.314
17.05. | 2 | 1757.5822
17.05. | 3 | 1802.1184
17.05. | 4 | 1846.6547
17.05. | 5 | 1868.9228
17.05. | 6 | 1891.191
17.05. | 7 | 1891.191
17.05. | 8 | 1891.191
17.05. | 9 | 1846.6547
17.05. | 10 | 1824.3866
17.05. | 11 | 1779.8503
17.05. | 12 | 1735.314
17.05. | 13 | 1690.7778
17.05. | 14 | 1668.5097
17.05. | 15 | 1623.9734
17.05. | 16 | 1623.9734
17.05. | 17 | 1601.7053
17.05. | 18 | 1601.7053
17.05. | 19 | 1601.7053
17.05. | 20 | 1601.7053
17.05. | 21 | 1623.9734
17.05. | 22 | 1646.2415
17.05. | 23 | 1668.5097
17.05. | 24 | 1713.0459
18.05. | 1 | 1735.314
18.05. | 2 | 1779.8503
18.05. | 3 | 1824.3866
18.05. | 4 | 1846.6547
18.05. | 5 | 1891.191
18.05. | 6 | 1913.4591
18.05. | 7 | 1913.4591
18.05. | 8 | 1891.191
18.05. | 9 | 1846.6547
18.05. | 10 | 1802.1184
18.05. | 11 | 1757.5822
18.05. | 12 | 1735.314
18.05. | 13 | 1690.7778
18.05. | 14 | 1668.5097
18.05. | 15 | 1623.9734
18.05. | 16 | 1601.7053
18.05. | 17 | 1579.4371
18.05. | 18 | 1579.4371
18.05. | 19 | 1579.4371
18.05. | 20 | 1601.7053
18.05. | 21 | 1601.7053
18.05. | 22 | 1646.2415
18.05. | 23 | 1668.5097
18.05. | 24 | 1713.0459
19.05. | 1 | 1735.314
19.05. | 2 | 1779.8503
19.05. | 3 | 1802.1184
19.05. | 4 | 1846.6547
19.05. | 5 | 1868.9228
19.05. | 6 | 1891.191
19.05. | 7 | 1891.191
19.05. | 8 | 1868.9228
19.05. | 9 | 1824.3866
19.05. | 10 | 1802.1184
19.05. | 11 | 1757.5822
19.05. | 12 | 1690.7778
19.05. | 13 | 1646.2415
19.05. | 14 | 1623.9734
19.05. | 15 | 1579.4371
19.05. | 16 | 1557.169
19.05. | 17 | 1534.9009
19.05. | 18 | 1534.9009
19.05. | 19 | 1534.9009
19.05. | 20 | 1534.9009
19.05. | 21 | 1557.169
19.05. | 22 | 1579.4371
19.05. | 23 | 1623.9734
19.05. | 24 | 1668.5097
20.05. | 1 | 1713.0459
20.05. | 2 | 1735.314
20.05. | 3 | 1779.8503
20.05. | 4 | 1824.3866
20.05. | 5 | 1846.6547
20.05. | 6 | 1868.9228
20.05. | 7 | 1868.9228
20.05. | 8 | 1846.6547
20.05. | 9 | 1802.1184
20.05. | 10 | 1779.8503
20.05. | 11 | 1735.314
20.05. | 12 | 1690.7778
20.05. | 13 | 1646.2415
20.05. | 14 | 1601.7053
20.05. | 15 | 1579.4371
20.05. | 16 | 1557.169
20.05. | 17 | 1557.169
20.05. | 18 | 1534.9009
20.05. | 19 | 1534.9009
20.05. | 20 | 1557.169
20.05. | 21 | 1579.4371
20.05. | 22 | 1601.7053
20.05. | 23 | 1623.9734
20.05. | 24 | 1668.5097
21.05. | 1 | 1690.7778
21.05. | 2 | 1735.314
21.05. | 3 | 1779.8503
21.05. | 4 | 1802.1184
21.05. | 5 | 1846.6547
21.05. | 6 | 1868.9228
21.05. | 7 | 1868.9228
21.05. | 8 | 1846.6547
21.05. | 9 | 1824.3866
21.05. | 10 | 1779.8503
21.05. | 11 | 1735.314
21.05. | 12 | 1690.7778
21.05. | 13 | 1646.2415
21.05. | 14 | 1623.9734
21.05. | 15 | 1601.7053
21.05. | 16 | 1579.4371
21.05. | 17 | 1579.4371
21.05. | 18 | 1557.169
21.05. | 19 | 1557.169
21.05. | 20 | 1579.4371
21.05. | 21 | 1601.7053
21.05. | 22 | 1623.9734
21.05. | 23 | 1668.5097
21.05. | 24 | 1690.7778
22.05. | 1 | 1735.314
22.05. | 2 | 1779.8503
22.05. | 3 | 1824.3866
22.05. | 4 | 1846.6547
22.05. | 5 | 1891.191
22.05. | 6 | 1913.4591
22.05. | 7 | 1891.191
22.05. | 8 | 1868.9228
22.05. | 9 | 1846.6547
22.05. | 10 | 1802.1184
22.05. | 11 | 1757.5822
22.05. | 12 | 1713.0459
22.05. | 13 | 1668.5097
22.05. | 14 | 1646.2415
22.05. | 15 | 1601.7053
22.05. | 16 | 1601.7053
22.05. | 17 | 1579.4371
22.05. | 18 | 1557.169
22.05. | 19 | 1557.169
22.05. | 20 | 1579.4371
22.05. | 21 | 1601.7053
22.05. | 22 | 1623.9734
22.05. | 23 | 1646.2415
22.05. | 24 | 1690.7778
23.05. | 1 | 1713.0459
23.05. | 2 | 1757.5822
23.05. | 3 | 1802.1184
23.05. | 4 | 1824.3866
23.05. | 5 | 1868.9228
23.05. | 6 | 1868.9228
23.05. | 7 | 1868.9228
23.05. | 8 | 1846.6547
23.05. | 9 | 1802.1184
23.05. | 10 | 1757.5822
23.05. | 11 | 1713.0459
23.05. | 12 | 1668.5097
23.05. | 13 | 1623.9734
23.05. | 14 | 1601.7053
23.05. | 15 | 1579.4371
23.05. | 16 | 1557.169
23.05. | 17 | 1534.9009
23.05. | 18 | 1534.9009
23.05. | 19 | 1534.9009
23.05. | 20 | 1534.9009
23.05. | 21 | 1557.169
23.05. | 22 | 1579.4371
23.05. | 23 | 1601.7053
23.05. | 24 | 1646.2415
24.05. | 1 | 1668.5097
24.05. | 2 | 1713.0459
24.05. | 3 | 1757.5822
24.05. | 4 | 1779.8503
24.05. | 5 | 1802.1184
24.05. | 6 | 1824.3866
24.05. | 7 | 1802.1184
24.05. | 8 | 1779.8503
24.05. | 9 | 1757.5822
24.05. | 10 | 1713.0459
24.05. | 11 | 1646.2415
24.05. | 12 | 1623.9734
24.05. | 13 | 1579.4371
24.05. | 14 | 1557.169
24.05. | 15 | 1534.9009
24.05. | 16 | 1512.6327
24.05. | 17 | 1490.3646
24.05. | 18 | 1490.3646
24.05. | 19 | 1490.3646
24.05. | 20 | 1490.3646
24.05. | 21 | 1512.6327
24.05. | 22 | 1534.9009
24.05. | 23 | 1557.169
24.05. | 24 | 1579.4371
25.05. | 1 | 1623.9734
25.05. | 2 | 1646.2415
25.05. | 3 | 1690.7778
25.05. | 4 | 1713.0459
25.05. | 5 | 1735.314
25.05. | 6 | 1757.5822
25.05. | 7 | 1757.5822
25.05. | 8 | 1735.314
25.05. | 9 | 1713.0459
25.05. | 10 | 1668.5097
25.05. | 11 | 1623.9734
25.05. | 12 | 1601.7053
25.05. | 13 | 1557.169
25.05. | 14 | 1534.9009
25.05. | 15 | 1512.6327
25.05. | 16 | 1490.3646
25.05. | 17 | 1490.3646
25.05. | 18 | 1490.3646
25.05. | 19 | 1490.3646
25.05. | 20 | 1490.3646
25.05. | 21 | 1512.6327
25.05. | 22 | 1534.9009
25.05. | 23 | 1557.169
25.05. | 24 | 1601.7053
26.05. | 1 | 1623.9734
26.05. | 2 | 1668.5097
26.05. | 3 | 1713.0459
26.05. | 4 | 1757.5822
26.05. | 5 | 1779.8503
26.05. | 6 | 1802.1184
26.05. | 7 | 1779.8503
26.05. | 8 | 1779.8503
26.05. | 9 | 1735.314
26.05. | 10 | 1713.0459
26.05. | 11 | 1668.5097
26.05. | 12 | 1623.9734
26.05. | 13 | 1601.7053
26.05. | 14 | 1579.4371
26.05. | 15 | 1534.9009
26.05. | 16 | 1512.6327
26.05. | 17 | 1512.6327
26.05. | 18 | 1490.3646
26.05. | 19 | 1490.3646
26.05. | 20 | 1512.6327
26.05. | 21 | 1534.9009
26.05. | 22 | 1557.169
26.05. | 23 | 1579.4371
26.05. | 24 | 1623.9734
27.05. | 1 | 1646.2415
27.05. | 2 | 1690.7778
27.05. | 3 | 1735.314
27.05. | 4 | 1779.8503
27.05. | 5 | 1802.1184
27.05. | 6 | 1824.3866
27.05. | 7 | 1802.1184
27.05. | 8 | 1779.8503
27.05. | 9 | 1735.314
27.05. | 10 | 1690.7778
27.05. | 11 | 1623.9734
27.05. | 12 | 1579.4371
27.05. | 13 | 1557.169
27.05. | 14 | 1512.6327
27.05. | 15 | 1490.3646
27.05. | 16 | 1468.0965
27.05. | 17 | 1468.0965
27.05. | 18 | 1445.8283
27.05. | 19 | 1445.8283
27.05. | 20 | 1445.8283
27.05. | 21 | 1468.0965
27.05. | 22 | 1490.3646
27.05. | 23 | 1512.6327
27.05. | 24 | 1534.9009
28.05. | 1 | 1579.4371
28.05. | 2 | 1623.9734
28.05. | 3 | 1646.2415
28.05. | 4 | 1690.7778
28.05. | 5 | 1713.0459
28.05. | 6 | 1735.314
28.05. | 7 | 1735.314
28.05. | 8 | 1713.0459
28.05. | 9 | 1668.5097
28.05. | 10 | 1646.2415
28.05. | 11 | 1579.4371
28.05. | 12 | 1557.169
28.05. | 13 | 1512.6327
28.05. | 14 | 1490.3646
28.05. | 15 | 1468.0965
28.05. | 16 | 1445.8283
28.05. | 17 | 1445.8283
28.05. | 18 | 1445.8283
28.05. | 19 | 1445.8283
28.05. | 20 | 1445.8283
28.05. | 21 | 1445.8283
28.05. | 22 | 1468.0965
28.05. | 23 | 1490.3646
28.05. | 24 | 1534.9009
29.05. | 1 | 1557.169
29.05. | 2 | 1579.4371
29.05. | 3 | 1623.9734
29.05. | 4 | 1668.5097
29.05. | 5 | 1690.7778
29.05. | 6 | 1690.7778
29.05. | 7 | 1690.7778
29.05. | 8 | 1668.5097
29.05. | 9 | 1623.9734
29.05. | 10 | 1579.4371
29.05. | 11 | 1534.9009
29.05. | 12 | 1512.6327
29.05. | 13 | 1468.0965
29.05. | 14 | 1445.8283
29.05. | 15 | 1423.5602
29.05. | 16 | 1423.5602
29.05. | 17 | 1401.2921
29.05. | 18 | 1401.2921
29.05. | 19 | 1401.2921
29.05. | 20 | 1401.2921
29.05. | 21 | 1401.2921
29.05. | 22 | 1423.5602
29.05. | 23 | 1445.8283
29.05. | 24 | 1445.8283
30.05. | 1 | 1468.0965
30.05. | 2 | 1490.3646
30.05. | 3 | 1534.9009
30.05. | 4 | 1557.169
30.05. | 5 | 1579.4371
30.05. | 6 | 1579.4371
30.05. | 7 | 1579.4371
30.05. | 8 | 1557.169
30.05. | 9 | 1534.9009
30.05. | 10 | 1512.6327
30.05. | 11 | 1490.3646
30.05. | 12 | 1468.0965
30.05. | 13 | 1445.8283
30.05. | 14 | 1423.5602
30.05. | 15 | 1401.2921
30.05. | 16 | 1401.2921
30.05. | 17 | 1401.2921
30.05. | 18 | 1379.0239
30.05. | 19 | 1379.0239
30.05. | 20 | 1379.0239
30.05. | 21 | 1401.2921
30.05. | 22 | 1401.2921
30.05. | 23 | 1423.5602
30.05. | 24 | 1445.8283
31.05. | 1 | 1468.0965
31.05. | 2 | 1490.3646
31.05. | 3 | 1512.6327
31.05. | 4 | 1534.9009
31.05. | 5 | 1557.169
31.05. | 6 | 1579.4371
31.05. | 7 | 1579.4371
31.05. | 8 | 1557.169
31.05. | 9 | 1534.9009
31.05. | 10 | 1512.6327
31.05. | 11 | 1468.0965
31.05. | 12 | 1445.8283
31.05. | 13 | 1445.8283
31.05. | 14 | 1423.5602
31.05. | 15 | 1401.2921
31.05. | 16 | 1401.2921
31.05. | 17 | 1379.0239
31.05. | 18 | 1379.0239
31.05. | 19 | 1379.0239
31.05. | 20 | 1379.0239
31.05. | 21 | 1401.2921
31.05. | 22 | 1423.5602
31.05. | 23 | 1423.5602
31.05. | 24 | 1445.8283
01.06. | 1 | 1490.3646
01.06. | 2 | 1512.6327
01.06. | 3 | 1557.169
01.06. | 4 | 1579.4371
01.06. | 5 | 1623.9734
01.06. | 6 | 1646.2415
01.06. | 7 | 1646.2415
01.06. | 8 | 1623.9734
01.06. | 9 | 1601.7053
01.06. | 10 | 1579.4371
01.06. | 11 | 1534.9009
01.06. | 12 | 1512.6327
01.06. | 13 | 1490.3646
01.06. | 14 | 1468.0965
01.06. | 15 | 1445.8283
01.06. | 16 | 1423.5602
01.06. | 17 | 1423.5602
01.06. | 18 | 1423.5602
01.06. | 19 | 1423.5602
01.06. | 20 | 1423.5602
01.06. | 21 | 1445.8283
01.06. | 22 | 1468.0965
01.06. | 23 | 1468.0965
01.06. | 24 | 1490.3646
02.06. | 1 | 1534.9009
02.06. | 2 | 1557.169
02.06. | 3 | 1601.7053
02.06. | 4 | 1623.9734
02.06. | 5 | 1646.2415
02.06. | 6 | 1668.5097
02.06. | 7 | 1668.5097
02.06. | 8 | 1646.2415
02.06. | 9 | 1623.9734
02.06. | 10 | 1579.4371
02.06. | 11 | 1534.9009
02.06. | 12 | 1512.6327
02.06. | 13 | 1490.3646
02.06. | 14 | 1468.0965
02.06. | 15 | 1445.8283
02.06. | 16 | 1423.5602
02.06. | 17 | 1423.5602
02.06. | 18 | 1423.5602
02.06. | 19 | 1423.5602
02.06. | 20 | 1423.5602
02.06. | 21 | 1423.5602
02.06. | 22 | 1445.8283
02.06. | 23 | 1468.0965
02.06. | 24 | 1490.3646
03.06. | 1 | 1512.6327
03.06. | 2 | 1534.9009
03.06. | 3 | 1557.169
03.06. | 4 | 1601.7053
03.06. | 5 | 1623.9734
03.06. | 6 | 1623.9734
03.06. | 7 | 1623.9734
03.06. | 8 | 1601.7053
03.06. | 9 | 1579.4371
03.06. | 10 | 1557.169
03.06. | 11 | 1512.6327
03.06. | 12 | 1490.3646
03.06. | 13 | 1468.0965
03.06. | 14 | 1445.8283
03.06. | 15 | 1423.5602
03.06. | 16 | 1423.5602
03.06. | 17 | 1401.2921
03.06. | 18 | 1401.2921
03.06. | 19 | 1401.2921
03.06. | 20 | 1423.5602
03.06. | 21 | 1423.5602
03.06. | 22 | 1445.8283
03.06. | 23 | 1445.8283
03.06. | 24 | 1468.0965
04.06. | 1 | 1490.3646
04.06. | 2 | 1512.6327
04.06. | 3 | 1534.9009
04.06. | 4 | 1579.4371
04.06. | 5 | 1601.7053
04.06. | 6 | 1601.7053
04.06. | 7 | 1601.7053
04.06. | 8 | 1601.7053
04.06. | 9 | 1579.4371
04.06. | 10 | 1534.9009
04.06. | 11 | 1512.6327
04.06. | 12 | 1490.3646
04.06. | 13 | 1468.0965
04.06. | 14 | 1468.0965
04.06. | 15 | 1445.8283
04.06. | 16 | 1445.8283
04.06. | 17 | 1423.5602
04.06. | 18 | 1423.5602
04.06. | 19 | 1423.5602
04.06. | 20 | 1445.8283
04.06. | 21 | 1445.8283
04.06. | 22 | 1468.0965
04.06. | 23 | 1490.3646
04.06. | 24 | 1512.6327
05.06. | 1 | 1534.9009
05.06. | 2 | 1557.169
05.06. | 3 | 1601.7053
05.06. | 4 | 1623.9734
05.06. | 5 | 1646.2415
05.06. | 6 | 1646.2415
05.06. | 7 | 1646.2415
05.06. | 8 | 1623.9734
05.06. | 9 | 1601.7053
05.06. | 10 | 1579.4371
05.06. | 11 | 1557.169
05.06. | 12 | 1512.6327
05.06. | 13 | 1490.3646
05.06. | 14 | 1468.0965
05.06. | 15 | 1468.0965
05.06. | 16 | 1445.8283
05.06. | 17 | 1445.8283
05.06. | 18 | 1445.8283
05.06. | 19 | 1445.8283
05.06. | 20 | 1445.8283
05.06. | 21 | 1445.8283
05.06. | 22 | 1468.0965
05.06. | 23 | 1490.3646
05.06. | 24 | 1512.6327
06.06. | 1 | 1534.9009
06.06. | 2 | 1557.169
06.06. | 3 | 1601.7053
06.06. | 4 | 1623.9734
06.06. | 5 | 1646.2415
06.06. | 6 | 1646.2415
06.06. | 7 | 1646.2415
06.06. | 8 | 1646.2415
06.06. | 9 | 1601.7053
06.06. | 10 | 1579.4371
06.06. | 11 | 1557.169
06.06. | 12 | 1534.9009
06.06. | 13 | 1512.6327
06.06. | 14 | 1490.3646
06.06. | 15 | 1468.0965
06.06. | 16 | 1445.8283
06.06. | 17 | 1445.8283
06.06. | 18 | 1445.8283
06.06. | 19 | 1445.8283
06.06. | 20 | 1445.8283
06.06. | 21 | 1468.0965
06.06. | 22 | 1468.0965
06.06. | 23 | 1490.3646
06.06. | 24 | 1512.6327
07.06. | 1 | 1534.9009
07.06. | 2 | 1557.169
07.06. | 3 | 1601.7053
07.06. | 4 | 1623.9734
07.06. | 5 | 1646.2415
07.06. | 6 | 1646.2415
07.06. | 7 | 1646.2415
07.06. | 8 | 1623.9734
07.06. | 9 | 1601.7053
07.06. | 10 | 1579.4371
07.06. | 11 | 1534.9009
07.06. | 12 | 1512.6327
07.06. | 13 | 1490.3646
07.06. | 14 | 1468.0965
07.06. | 15 | 1468.0965
07.06. | 16 | 1445.8283
07.06. | 17 | 1445.8283
07.06. | 18 | 1423.5602
07.06. | 19 | 1423.5602
07.06. | 20 | 1445.8283
07.06. | 21 | 1445.8283
07.06. | 22 | 1468.0965
07.06. | 23 | 1490.3646
07.06. | 24 | 1512.6327
08.06. | 1 | 1512.6327
08.06. | 2 | 1557.169
08.06. | 3 | 1579.4371
08.06. | 4 | 1601.7053
08.06. | 5 | 1623.9734
08.06. | 6 | 1623.9734
08.06. | 7 | 1623.9734
08.06. | 8 | 1623.9734
08.06. | 9 | 1579.4371
08.06. | 10 | 1557.169
08.06. | 11 | 1534.9009
08.06. | 12 | 1512.6327
08.06. | 13 | 1490.3646
08.06. | 14 | 1468.0965
08.06. | 15 | 1445.8283
08.06. | 16 | 1445.8283
08.06. | 17 | 1445.8283
08.06. | 18 | 1423.5602
08.06. | 19 | 1445.8283
08.06. | 20 | 1445.8283
08.06. | 21 | 1445.8283
08.06. | 22 | 1468.0965
08.06. | 23 | 1468.0965
08.06. | 24 | 1490.3646
09.06. | 1 | 1512.6327
09.06. | 2 | 1534.9009
09.06. | 3 | 1557.169
09.06. | 4 | 1579.4371
09.06. | 5 | 1601.7053
09.06. | 6 | 1601.7053
09.06. | 7 | 1601.7053
09.06. | 8 | 1601.7053
09.06. | 9 | 1579.4371
09.06. | 10 | 1557.169
09.06. | 11 | 1534.9009
09.06. | 12 | 1512.6327
09.06. | 13 | 1490.3646
09.06. | 14 | 1468.0965
09.06. | 15 | 1468.0965
09.06. | 16 | 1468.0965
09.06. | 17 | 1445.8283
09.06. | 18 | 1445.8283
09.06. | 19 | 1445.8283
09.06. | 20 | 1445.8283
09.06. | 21 | 1468.0965
09.06. | 22 | 1468.0965
09.06. | 23 | 1490.3646
09.06. | 24 | 1512.6327
10.06. | 1 | 1534.9009
10.06. | 2 | 1557.169
10.06. | 3 | 1579.4371
10.06. | 4 | 1623.9734
10.06. | 5 | 1623.9734
10.06. | 6 | 1646.2415
10.06. | 7 | 1646.2415
10.06. | 8 | 1623.9734
10.06. | 9 | 1601.7053
10.06. | 10 | 1579.4371
10.06. | 11 | 1557.169
10.06. | 12 | 1534.9009
10.06. | 13 | 1512.6327
10.06. | 14 | 1490.3646
10.06. | 15 | 1490.3646
10.06. | 16 | 1468.0965
10.06. | 17 | 1468.0965
10.06. | 18 | 1445.8283
10.06. | 19 | 1445.8283
10.06. | 20 | 1468.0965
10.06. | 21 | 1468.0965
10.06. | 22 | 1490.3646
10.06. | 23 | 1512.6327
10.06. | 24 | 1534.9009
11.06. | 1 | 1557.169
11.06. | 2 | 1579.4371
11.06. | 3 | 1601.7053
11.06. | 4 | 1623.9734
11.06. | 5 | 1646.2415
11.06. | 6 | 1668.5097
11.06. | 7 | 1646.2415
11.06. | 8 | 1623.9734
11.06. | 9 | 1601.7053
11.06. | 10 | 1579.4371
11.06. | 11 | 1534.9009
11.06. | 12 | 1512.6327
11.06. | 13 | 1490.3646
11.06. | 14 | 1468.0965
11.06. | 15 | 1445.8283
11.06. | 16 | 1445.8283
11.06. | 17 | 1423.5602
11.06. | 18 | 1423.5602
11.06. | 19 | 1423.5602
11.06. | 20 | 1423.5602
11.06. | 21 | 1445.8283
11.06. | 22 | 1445.8283
11.06. | 23 | 1468.0965
11.06. | 24 | 1490.3646
12.06. | 1 | 1512.6327
12.06. | 2 | 1534.9009
12.06. | 3 | 1557.169
12.06. | 4 | 1579.4371
12.06. | 5 | 1601.7053
12.06. | 6 | 1623.9734
12.06. | 7 | 1601.7053
12.06. | 8 | 1579.4371
12.06. | 9 | 1557.169
12.06. | 10 | 1534.9009
12.06. | 11 | 1512.6327
12.06. | 12 | 1490.3646
12.06. | 13 | 1468.0965
12.06. | 14 | 1445.8283
12.06. | 15 | 1423.5602
12.06. | 16 | 1423.5602
12.06. | 17 | 1401.2921
12.06. | 18 | 1401.2921
12.06. | 19 | 1401.2921
12.06. | 20 | 1401.2921
12.06. | 21 | 1423.5602
12.06. | 22 | 1423.5602
12.06. | 23 | 1445.8283
12.06. | 24 | 1468.0965
13.06. | 1 | 1490.3646
13.06. | 2 | 1512.6327
13.06. | 3 | 1534.9009
13.06. | 4 | 1557.169
13.06. | 5 | 1579.4371
13.06. | 6 | 1579.4371
13.06. | 7 | 1579.4371
13.06. | 8 | 1579.4371
13.06. | 9 | 1557.169
13.06. | 10 | 1534.9009
13.06. | 11 | 1512.6327
13.06. | 12 | 1490.3646
13.06. | 13 | 1468.0965
13.06. | 14 | 1468.0965
13.06. | 15 | 1445.8283
13.06. | 16 | 1445.8283
13.06. | 17 | 1423.5602
13.06. | 18 | 1423.5602
13.06. | 19 | 1423.5602
13.06. | 20 | 1423.5602
13.06. | 21 | 1445.8283
13.06. | 22 | 1468.0965
13.06. | 23 | 1468.0965
13.06. | 24 | 1490.3646
14.06. | 1 | 1512.6327
14.06. | 2 | 1534.9009
14.06. | 3 | 1557.169
14.06. | 4 | 1579.4371
14.06. | 5 | 1601.7053
14.06. | 6 | 1623.9734
14.06. | 7 | 1601.7053
14.06. | 8 | 1601.7053
14.06. | 9 | 1579.4371
14.06. | 10 | 1557.169
14.06. | 11 | 1512.6327
14.06. | 12 | 1512.6327
14.06. | 13 | 1490.3646
14.06. | 14 | 1468.0965
14.06. | 15 | 1445.8283
14.06. | 16 | 1445.8283
14.06. | 17 | 1423.5602
14.06. | 18 | 1423.5602
14.06. | 19 | 1423.5602
14.06. | 20 | 1423.5602
14.06. | 21 | 1445.8283
14.06. | 22 | 1445.8283
14.06. | 23 | 1468.0965
14.06. | 24 | 1490.3646
15.06. | 1 | 1512.6327
15.06. | 2 | 1512.6327
15.06. | 3 | 1557.169
15.06. | 4 | 1579.4371
15.06. | 5 | 1579.4371
15.06. | 6 | 1601.7053
15.06. | 7 | 1601.7053
15.06. | 8 | 1579.4371
15.06. | 9 | 1557.169
15.06. | 10 | 1534.9009
15.06. | 11 | 1512.6327
15.06. | 12 | 1490.3646
15.06. | 13 | 1468.0965
15.06. | 14 | 1445.8283
15.06. | 15 | 1445.8283
15.06. | 16 | 1423.5602
15.06. | 17 | 1423.5602
15.06. | 18 | 1423.5602
15.06. | 19 | 1423.5602
15.06. | 20 | 1423.5602
15.06. | 21 | 1423.5602
15.06. | 22 | 1445.8283
15.06. | 23 | 1468.0965
15.06. | 24 | 1468.0965
16.06. | 1 | 1490.3646
16.06. | 2 | 1512.6327
16.06. | 3 | 1512.6327
16.06. | 4 | 1534.9009
16.06. | 5 | 1557.169
16.06. | 6 | 1579.4371
16.06. | 7 | 1579.4371
16.06. | 8 | 1557.169
16.06. | 9 | 1534.9009
16.06. | 10 | 1534.9009
16.06. | 11 | 1512.6327
16.06. | 12 | 1490.3646
16.06. | 13 | 1468.0965
16.06. | 14 | 1445.8283
16.06. | 15 | 1445.8283
16.06. | 16 | 1423.5602
16.06. | 17 | 1423.5602
16.06. | 18 | 1423.5602
16.06. | 19 | 1423.5602
16.06. | 20 | 1423.5602
16.06. | 21 | 1445.8283
16.06. | 22 | 1445.8283
16.06. | 23 | 1468.0965
16.06. | 24 | 1468.0965
17.06. | 1 | 1490.3646
17.06. | 2 | 1512.6327
17.06. | 3 | 1534.9009
17.06. | 4 | 1557.169
17.06. | 5 | 1579.4371
17.06. | 6 | 1579.4371
17.06. | 7 | 1579.4371
17.06. | 8 | 1579.4371
17.06. | 9 | 1557.169
17.06. | 10 | 1534.9009
17.06. | 11 | 1512.6327
17.06. | 12 | 1468.0965
17.06. | 13 | 1468.0965
17.06. | 14 | 1445.8283
17.06. | 15 | 1423.5602
17.06. | 16 | 1423.5602
17.06. | 17 | 1423.5602
17.06. | 18 | 1401.2921
17.06. | 19 | 1401.2921
17.06. | 20 | 1423.5602
17.06. | 21 | 1423.5602
17.06. | 22 | 1423.5602
17.06. | 23 | 1445.8283
17.06. | 24 | 1468.0965
18.06. | 1 | 1468.0965
18.06. | 2 | 1490.3646
18.06. | 3 | 1512.6327
18.06. | 4 | 1534.9009
18.06. | 5 | 1557.169
18.06. | 6 | 1557.169
18.06. | 7 | 1557.169
18.06. | 8 | 1534.9009
18.06. | 9 | 1512.6327
18.06. | 10 | 1490.3646
18.06. | 11 | 1468.0965
18.06. | 12 | 1445.8283
18.06. | 13 | 1423.5602
18.06. | 14 | 1401.2921
18.06. | 15 | 1401.2921
18.06. | 16 | 1401.2921
18.06. | 17 | 1379.0239
18.06. | 18 | 1379.0239
18.06. | 19 | 1379.0239
18.06. | 20 | 1379.0239
18.06. | 21 | 1379.0239
18.06. | 22 | 1401.2921
18.06. | 23 | 1423.5602
18.06. | 24 | 1423.5602
19.06. | 1 | 1445.8283
19.06. | 2 | 1468.0965
19.06. | 3 | 1490.3646
19.06. | 4 | 1512.6327
19.06. | 5 | 1512.6327
19.06. | 6 | 1512.6327
19.06. | 7 | 1512.6327
19.06. | 8 | 1512.6327
19.06. | 9 | 1490.3646
19.06. | 10 | 1468.0965
19.06. | 11 | 1445.8283
19.06. | 12 | 1423.5602
19.06. | 13 | 1401.2921
19.06. | 14 | 1401.2921
19.06. | 15 | 1379.0239
19.06. | 16 | 1379.0239
19.06. | 17 | 1379.0239
19.06. | 18 | 1379.0239
19.06. | 19 | 1356.7558
19.06. | 20 | 1379.0239
19.06. | 21 | 1379.0239
19.06. | 22 | 1401.2921
19.06. | 23 | 1401.2921
19.06. | 24 | 1423.5602
20.06. | 1 | 1445.8283
20.06. | 2 | 1445.8283
20.06. | 3 | 1490.3646
20.06. | 4 | 1490.3646
20.06. | 5 | 1512.6327
20.06. | 6 | 1512.6327
20.06. | 7 | 1512.6327
20.06. | 8 | 1512.6327
20.06. | 9 | 1490.3646
20.06. | 10 | 1468.0965
20.06. | 11 | 1445.8283
20.06. | 12 | 1423.5602
20.06. | 13 | 1401.2921
20.06. | 14 | 1401.2921
20.06. | 15 | 1379.0239
20.06. | 16 | 1379.0239
20.06. | 17 | 1379.0239
20.06. | 18 | 1379.0239
20.06. | 19 | 1379.0239
20.06. | 20 | 1379.0239
20.06. | 21 | 1379.0239
20.06. | 22 | 1379.0239
20.06. | 23 | 1401.2921
20.06. | 24 | 1401.2921
21.06. | 1 | 1423.5602
21.06. | 2 | 1445.8283
21.06. | 3 | 1468.0965
21.06. | 4 | 1468.0965
21.06. | 5 | 1490.3646
21.06. | 6 | 1490.3646
21.06. | 7 | 1490.3646
21.06. | 8 | 1490.3646
21.06. | 9 | 1468.0965
21.06. | 10 | 1445.8283
21.06. | 11 | 1423.5602
21.06. | 12 | 1401.2921
21.06. | 13 | 1401.2921
21.06. | 14 | 1379.0239
21.06. | 15 | 1379.0239
21.06. | 16 | 1356.7558
21.06. | 17 | 1356.7558
21.06. | 18 | 1356.7558
21.06. | 19 | 1356.7558
21.06. | 20 | 1356.7558
21.06. | 21 | 1379.0239
21.06. | 22 | 1379.0239
21.06. | 23 | 1379.0239
21.06. | 24 | 1401.2921
22.06. | 1 | 1401.2921
22.06. | 2 | 1423.5602
22.06. | 3 | 1445.8283
22.06. | 4 | 1445.8283
22.06. | 5 | 1468.0965
22.06. | 6 | 1490.3646
22.06. | 7 | 1490.3646
22.06. | 8 | 1468.0965
22.06. | 9 | 1468.0965
22.06. | 10 | 1445.8283
22.06. | 11 | 1423.5602
22.06. | 12 | 1401.2921
22.06. | 13 | 1401.2921
22.06. | 14 | 1379.0239
22.06. | 15 | 1379.0239
22.06. | 16 | 1356.7558
22.06. | 17 | 1356.7558
22.06. | 18 | 1356.7558
22.06. | 19 | 1356.7558
22.06. | 20 | 1356.7558
22.06. | 21 | 1356.7558
22.06. | 22 | 1379.0239
22.06. | 23 | 1379.0239
22.06. | 24 | 1401.2921
23.06. | 1 | 1423.5602
23.06. | 2 | 1423.5602
23.06. | 3 | 1445.8283
23.06. | 4 | 1468.0965
23.06. | 5 | 1468.0965
23.06. | 6 | 1468.0965
23.06. | 7 | 1468.0965
23.06. | 8 | 1468.0965
23.06. | 9 | 1445.8283
23.06. | 10 | 1423.5602
23.06. | 11 | 1423.5602
23.06. | 12 | 1401.2921
23.06. | 13 | 1379.0239
23.06. | 14 | 1379.0239
23.06. | 15 | 1356.7558
23.06. | 16 | 1356.7558
23.06. | 17 | 1356.7558
23.06. | 18 | 1356.7558
23.06. | 19 | 1356.7558
23.06. | 20 | 1356.7558
23.06. | 21 | 1356.7558
23.06. | 22 | 1356.7558
23.06. | 23 | 1379.0239
23.06. | 24 | 1379.0239
24.06. | 1 | 1401.2921
24.06. | 2 | 1401.2921
24.06. | 3 | 1423.5602
24.06. | 4 | 1423.5602
24.06. | 5 | 1445.8283
24.06. | 6 | 1445.8283
24.06. | 7 | 1445.8283
24.06. | 8 | 1445.8283
24.06. | 9 | 1423.5602
24.06. | 10 | 1423.5602
24.06. | 11 | 1401.2921
24.06. | 12 | 1379.0239
24.06. | 13 | 1379.0239
24.06. | 14 | 1379.0239
24.06. | 15 | 1356.7558
24.06. | 16 | 1356.7558
24.06. | 17 | 1356.7558
24.06. | 18 | 1356.7558
24.06. | 19 | 1356.7558
24.06. | 20 | 1356.7558
24.06. | 21 | 1356.7558
24.06. | 22 | 1379.0239
24.06. | 23 | 1379.0239
24.06. | 24 | 1379.0239
25.06. | 1 | 1401.2921
25.06. | 2 | 1401.2921
25.06. | 3 | 1423.5602
25.06. | 4 | 1445.8283
25.06. | 5 | 1445.8283
25.06. | 6 | 1468.0965
25.06. | 7 | 1445.8283
25.06. | 8 | 1445.8283
25.06. | 9 | 1445.8283
25.06. | 10 | 1423.5602
25.06. | 11 | 1423.5602
25.06. | 12 | 1401.2921
25.06. | 13 | 1401.2921
25.06. | 14 | 1379.0239
25.06. | 15 | 1379.0239
25.06. | 16 | 1379.0239
25.06. | 17 | 1379.0239
25.06. | 18 | 1379.0239
25.06. | 19 | 1379.0239
25.06. | 20 | 1379.0239
25.06. | 21 | 1379.0239
25.06. | 22 | 1379.0239
25.06. | 23 | 1401.2921
25.06. | 24 | 1401.2921
26.06. | 1 | 1423.5602
26.06. | 2 | 1423.5602
26.06. | 3 | 1445.8283
26.06. | 4 | 1468.0965
26.06. | 5 | 1490.3646
26.06. | 6 | 1490.3646
26.06. | 7 | 1490.3646
26.06. | 8 | 1468.0965
26.06. | 9 | 1468.0965
26.06. | 10 | 1445.8283
26.06. | 11 | 1423.5602
26.06. | 12 | 1423.5602
26.06. | 13 | 1401.2921
26.06. | 14 | 1379.0239
26.06. | 15 | 1379.0239
26.06. | 16 | 1379.0239
26.06. | 17 | 1356.7558
26.06. | 18 | 1356.7558
26.06. | 19 | 1356.7558
26.06. | 20 | 1356.7558
26.06. | 21 | 1379.0239
26.06. | 22 | 1379.0239
26.06. | 23 | 1401.2921
26.06. | 24 | 1401.2921
27.06. | 1 | 1423.5602
27.06. | 2 | 1445.8283
27.06. | 3 | 1445.8283
27.06. | 4 | 1468.0965
27.06. | 5 | 1490.3646
27.06. | 6 | 1490.3646
27.06. | 7 | 1490.3646
27.06. | 8 | 1490.3646
27.06. | 9 | 1468.0965
27.06. | 10 | 1445.8283
27.06. | 11 | 1423.5602
27.06. | 12 | 1401.2921
27.06. | 13 | 1401.2921
27.06. | 14 | 1401.2921
27.06. | 15 | 1379.0239
27.06. | 16 | 1379.0239
27.06. | 17 | 1379.0239
27.06. | 18 | 1356.7558
27.06. | 19 | 1379.0239
27.06. | 20 | 1379.0239
27.06. | 21 | 1379.0239
27.06. | 22 | 1379.0239
27.06. | 23 | 1401.2921
27.06. | 24 | 1401.2921
28.06. | 1 | 1423.5602
28.06. | 2 | 1445.8283
28.06. | 3 | 1468.0965
28.06. | 4 | 1490.3646
28.06. | 5 | 1490.3646
28.06. | 6 | 1512.6327
28.06. | 7 | 1512.6327
28.06. | 8 | 1490.3646
28.06. | 9 | 1490.3646
28.06. | 10 | 1468.0965
28.06. | 11 | 1445.8283
28.06. | 12 | 1423.5602
28.06. | 13 | 1423.5602
28.06. | 14 | 1401.2921
28.06. | 15 | 1401.2921
28.06. | 16 | 1379.0239
28.06. | 17 | 1379.0239
28.06. | 18 | 1379.0239
28.06. | 19 | 1379.0239
28.06. | 20 | 1379.0239
28.06. | 21 | 1379.0239
28.06. | 22 | 1401.2921
28.06. | 23 | 1401.2921
28.06. | 24 | 1423.5602
29.06. | 1 | 1445.8283
29.06. | 2 | 1468.0965
29.06. | 3 | 1490.3646
29.06. | 4 | 1490.3646
29.06. | 5 | 1512.6327
29.06. | 6 | 1512.6327
29.06. | 7 | 1512.6327
29.06. | 8 | 1512.6327
29.06. | 9 | 1490.3646
29.06. | 10 | 1468.0965
29.06. | 11 | 1445.8283
29.06. | 12 | 1423.5602
29.06. | 13 | 1423.5602
29.06. | 14 | 1401.2921
29.06. | 15 | 1379.0239
29.06. | 16 | 1379.0239
29.06. | 17 | 1379.0239
29.06. | 18 | 1379.0239
29.06. | 19 | 1379.0239
29.06. | 20 | 1379.0239
29.06. | 21 | 1379.0239
29.06. | 22 | 1379.0239
29.06. | 23 | 1401.2921
29.06. | 24 | 1401.2921
30.06. | 1 | 1423.5602
30.06. | 2 | 1445.8283
30.06. | 3 | 1445.8283
30.06. | 4 | 1468.0965
30.06. | 5 | 1490.3646
30.06. | 6 | 1490.3646
30.06. | 7 | 1490.3646
30.06. | 8 | 1468.0965
30.06. | 9 | 1468.0965
30.06. | 10 | 1445.8283
30.06. | 11 | 1423.5602
30.06. | 12 | 1401.2921
30.06. | 13 | 1401.2921
30.06. | 14 | 1401.2921
30.06. | 15 | 1379.0239
30.06. | 16 | 1379.0239
30.06. | 17 | 1379.0239
30.06. | 18 | 1356.7558
30.06. | 19 | 1356.7558
30.06. | 20 | 1379.0239
30.06. | 21 | 1379.0239
30.06. | 22 | 1379.0239
30.06. | 23 | 1379.0239
30.06. | 24 | 1401.2921
01.07. | 1 | 1401.2921
01.07. | 2 | 1423.5602
01.07. | 3 | 1445.8283
01.07. | 4 | 1445.8283
01.07. | 5 | 1468.0965
01.07. | 6 | 1468.0965
01.07. | 7 | 1468.0965
01.07. | 8 | 1468.0965
01.07. | 9 | 1445.8283
01.07. | 10 | 1445.8283
01.07. | 11 | 1423.5602
01.07. | 12 | 1401.2921
01.07. | 13 | 1401.2921
01.07. | 14 | 1379.0239
01.07. | 15 | 1379.0239
01.07. | 16 | 1379.0239
01.07. | 17 | 1379.0239
01.07. | 18 | 1356.7558
01.07. | 19 | 1356.7558
01.07. | 20 | 1379.0239
01.07. | 21 | 1379.0239
01.07. | 22 | 1379.0239
01.07. | 23 | 1379.0239
01.07. | 24 | 1401.2921
02.07. | 1 | 1401.2921
02.07. | 2 | 1423.5602
02.07. | 3 | 1423.5602
02.07. | 4 | 1445.8283
02.07. | 5 | 1468.0965
02.07. | 6 | 1468.0965
02.07. | 7 | 1468.0965
02.07. | 8 | 1468.0965
02.07. | 9 | 1445.8283
02.07. | 10 | 1445.8283
02.07. | 11 | 1423.5602
02.07. | 12 | 1401.2921
02.07. | 13 | 1401.2921
02.07. | 14 | 1401.2921
02.07. | 15 | 1379.0239
02.07. | 16 | 1379.0239
02.07. | 17 | 1379.0239
02.07. | 18 | 1379.0239
02.07. | 19 | 1379.0239
02.07. | 20 | 1379.0239
02.07. | 21 | 1379.0239
02.07. | 22 | 1379.0239
02.07. | 23 | 1379.0239
02.07. | 24 | 1401.2921
03.07. | 1 | 1401.2921
03.07. | 2 | 1423.5602
03.07. | 3 | 1423.5602
03.07. | 4 | 1445.8283
03.07. | 5 | 1468.0965
03.07. | 6 | 1468.0965
03.07. | 7 | 1468.0965
03.07. | 8 | 1468.0965
03.07. | 9 | 1445.8283
03.07. | 10 | 1423.5602
03.07. | 11 | 1423.5602
03.07. | 12 | 1401.2921
03.07. | 13 | 1401.2921
03.07. | 14 | 1379.0239
03.07. | 15 | 1379.0239
03.07. | 16 | 1379.0239
03.07. | 17 | 1356.7558
03.07. | 18 | 1356.7558
03.07. | 19 | 1356.7558
03.07. | 20 | 1356.7558
03.07. | 21 | 1379.0239
03.07. | 22 | 1379.0239
03.07. | 23 | 1379.0239
03.07. | 24 | 1401.2921
04.07. | 1 | 1401.2921
04.07. | 2 | 1423.5602
04.07. | 3 | 1423.5602
04.07. | 4 | 1445.8283
04.07. | 5 | 1468.0965
04.07. | 6 | 1468.0965
04.07. | 7 | 1468.0965
04.07. | 8 | 1445.8283
04.07. | 9 | 1445.8283
04.07. | 10 | 1423.5602
04.07. | 11 | 1423.5602
04.07. | 12 | 1401.2921
04.07. | 13 | 1379.0239
04.07. | 14 | 1379.0239
04.07. | 15 | 1379.0239
04.07. | 16 | 1379.0239
04.07. | 17 | 1356.7558
04.07. | 18 | 1356.7558
04.07. | 19 | 1356.7558
04.07. | 20 | 1356.7558
04.07. | 21 | 1379.0239
04.07. | 22 | 1379.0239
04.07. | 23 | 1379.0239
04.07. | 24 | 1401.2921
05.07. | 1 | 1401.2921
05.07. | 2 | 1423.5602
05.07. | 3 | 1423.5602
05.07. | 4 | 1445.8283
05.07. | 5 | 1445.8283
05.07. | 6 | 1445.8283
05.07. | 7 | 1445.8283
05.07. | 8 | 1445.8283
05.07. | 9 | 1423.5602
05.07. | 10 | 1423.5602
05.07. | 11 | 1401.2921
05.07. | 12 | 1401.2921
05.07. | 13 | 1379.0239
05.07. | 14 | 1379.0239
05.07. | 15 | 1379.0239
05.07. | 16 | 1356.7558
05.07. | 17 | 1356.7558
05.07. | 18 | 1356.7558
05.07. | 19 | 1356.7558
05.07. | 20 | 1356.7558
05.07. | 21 | 1356.7558
05.07. | 22 | 1356.7558
05.07. | 23 | 1379.0239
05.07. | 24 | 1379.0239
06.07. | 1 | 1401.2921
06.07. | 2 | 1401.2921
06.07. | 3 | 1423.5602
06.07. | 4 | 1423.5602
06.07. | 5 | 1445.8283
06.07. | 6 | 1445.8283
06.07. | 7 | 1445.8283
06.07. | 8 | 1445.8283
06.07. | 9 | 1423.5602
06.07. | 10 | 1401.2921
06.07. | 11 | 1401.2921
06.07. | 12 | 1379.0239
06.07. | 13 | 1379.0239
06.07. | 14 | 1356.7558
06.07. | 15 | 1356.7558
06.07. | 16 | 1356.7558
06.07. | 17 | 1356.7558
06.07. | 18 | 1356.7558
06.07. | 19 | 1356.7558
06.07. | 20 | 1356.7558
06.07. | 21 | 1356.7558
06.07. | 22 | 1356.7558
06.07. | 23 | 1356.7558
06.07. | 24 | 1379.0239
07.07. | 1 | 1379.0239
07.07. | 2 | 1379.0239
07.07. | 3 | 1401.2921
07.07. | 4 | 1423.5602
07.07. | 5 | 1423.5602
07.07. | 6 | 1445.8283
07.07. | 7 | 1423.5602
07.07. | 8 | 1423.5602
07.07. | 9 | 1423.5602
07.07. | 10 | 1401.2921
07.07. | 11 | 1401.2921
07.07. | 12 | 1379.0239
07.07. | 13 | 1379.0239
07.07. | 14 | 1356.7558
07.07. | 15 | 1356.7558
07.07. | 16 | 1356.7558
07.07. | 17 | 1356.7558
07.07. | 18 | 1356.7558
07.07. | 19 | 1356.7558
07.07. | 20 | 1356.7558
07.07. | 21 | 1356.7558
07.07. | 22 | 1356.7558
07.07. | 23 | 1379.0239
07.07. | 24 | 1379.0239
08.07. | 1 | 1401.2921
08.07. | 2 | 1401.2921
08.07. | 3 | 1423.5602
08.07. | 4 | 1423.5602
08.07. | 5 | 1445.8283
08.07. | 6 | 1445.8283
08.07. | 7 | 1445.8283
08.07. | 8 | 1445.8283
08.07. | 9 | 1423.5602
08.07. | 10 | 1423.5602
08.07. | 11 | 1401.2921
08.07. | 12 | 1401.2921
08.07. | 13 | 1379.0239
08.07. | 14 | 1379.0239
08.07. | 15 | 1356.7558
08.07. | 16 | 1356.7558
08.07. | 17 | 1356.7558
08.07. | 18 | 1356.7558
08.07. | 19 | 1356.7558
08.07. | 20 | 1356.7558
08.07. | 21 | 1356.7558
08.07. | 22 | 1356.7558
08.07. | 23 | 1379.0239
08.07. | 24 | 1379.0239
09.07. | 1 | 1401.2921
09.07. | 2 | 1401.2921
09.07. | 3 | 1423.5602
09.07. | 4 | 1445.8283
09.07. | 5 | 1445.8283
09.07. | 6 | 1468.0965
09.07. | 7 | 1445.8283
09.07. | 8 | 1445.8283
09.07. | 9 | 1423.5602
09.07. | 10 | 1423.5602
09.07. | 11 | 1401.2921
09.07. | 12 | 1379.0239
09.07. | 13 | 1379.0239
09.07. | 14 | 1356.7558
09.07. | 15 | 1356.7558
09.07. | 16 | 1356.7558
09.07. | 17 | 1356.7558
09.07. | 18 | 1356.7558
09.07. | 19 | 1356.7558
09.07. | 20 | 1356.7558
09.07. | 21 | 1356.7558
09.07. | 22 | 1356.7558
09.07. | 23 | 1356.7558
09.07. | 24 | 1379.0239
10.07. | 1 | 1379.0239
10.07. | 2 | 1401.2921
10.07. | 3 | 1401.2921
10.07. | 4 | 1423.5602
10.07. | 5 | 1423.5602
10.07. | 6 | 1423.5602
10.07. | 7 | 1423.5602
10.07. | 8 | 1423.5602
10.07. | 9 | 1401.2921
10.07. | 10 | 1401.2921
10.07. | 11 | 1379.0239
10.07. | 12 | 1356.7558
10.07. | 13 | 1356.7558
10.07. | 14 | 1356.7558
10.07. | 15 | 1356.7558
10.07. | 16 | 1356.7558
10.07. | 17 | 1334.4877
10.07. | 18 | 1334.4877
10.07. | 19 | 1334.4877
10.07. | 20 | 1334.4877
10.07. | 21 | 1334.4877
10.07. | 22 | 1356.7558
10.07. | 23 | 1356.7558
10.07. | 24 | 1356.7558
11.07. | 1 | 1379.0239
11.07. | 2 | 1379.0239
11.07. | 3 | 1401.2921
11.07. | 4 | 1401.2921
11.07. | 5 | 1423.5602
11.07. | 6 | 1423.5602
11.07. | 7 | 1423.5602
11.07. | 8 | 1401.2921
11.07. | 9 | 1401.2921
11.07. | 10 | 1379.0239
11.07. | 11 | 1356.7558
11.07. | 12 | 1356.7558
11.07. | 13 | 1356.7558
11.07. | 14 | 1334.4877
11.07. | 15 | 1334.4877
11.07. | 16 | 1334.4877
11.07. | 17 | 1334.4877
11.07. | 18 | 1334.4877
11.07. | 19 | 1334.4877
11.07. | 20 | 1334.4877
11.07. | 21 | 1334.4877
11.07. | 22 | 1334.4877
11.07. | 23 | 1334.4877
11.07. | 24 | 1356.7558
12.07. | 1 | 1356.7558
12.07. | 2 | 1356.7558
12.07. | 3 | 1379.0239
12.07. | 4 | 1379.0239
12.07. | 5 | 1401.2921
12.07. | 6 | 1401.2921
12.07. | 7 | 1401.2921
12.07. | 8 | 1401.2921
12.07. | 9 | 1379.0239
12.07. | 10 | 1379.0239
12.07. | 11 | 1356.7558
12.07. | 12 | 1356.7558
12.07. | 13 | 1356.7558
12.07. | 14 | 1356.7558
12.07. | 15 | 1334.4877
12.07. | 16 | 1334.4877
12.07. | 17 | 1334.4877
12.07. | 18 | 1334.4877
12.07. | 19 | 1334.4877
12.07. | 20 | 1334.4877
12.07. | 21 | 1334.4877
12.07. | 22 | 1356.7558
12.07. | 23 | 1356.7558
12.07. | 24 | 1356.7558
13.07. | 1 | 1356.7558
13.07. | 2 | 1379.0239
13.07. | 3 | 1379.0239
13.07. | 4 | 1401.2921
13.07. | 5 | 1401.2921
13.07. | 6 | 1401.2921
13.07. | 7 | 1401.2921
13.07. | 8 | 1401.2921
13.07. | 9 | 1401.2921
13.07. | 10 | 1379.0239
13.07. | 11 | 1379.0239
13.07. | 12 | 1356.7558
13.07. | 13 | 1356.7558
13.07. | 14 | 1356.7558
13.07. | 15 | 1356.7558
13.07. | 16 | 1334.4877
13.07. | 17 | 1334.4877
13.07. | 18 | 1334.4877
13.07. | 19 | 1334.4877
13.07. | 20 | 1334.4877
13.07. | 21 | 1356.7558
13.07. | 22 | 1356.7558
13.07. | 23 | 1356.7558
13.07. | 24 | 1356.7558
14.07. | 1 | 1356.7558
14.07. | 2 | 1379.0239
14.07. | 3 | 1379.0239
14.07. | 4 | 1401.2921
14.07. | 5 | 1401.2921
14.07. | 6 | 1401.2921
14.07. | 7 | 1401.2921
14.07. | 8 | 1401.2921
14.07. | 9 | 1379.0239
14.07. | 10 | 1379.0239
14.07. | 11 | 1379.0239
14.07. | 12 | 1356.7558
14.07. | 13 | 1356.7558
14.07. | 14 | 1356.7558
14.07. | 15 | 1356.7558
14.07. | 16 | 1334.4877
14.07. | 17 | 1334.4877
14.07. | 18 | 1334.4877
14.07. | 19 | 1334.4877
14.07. | 20 | 1334.4877
14.07. | 21 | 1334.4877
14.07. | 22 | 1356.7558
14.07. | 23 | 1356.7558
14.07. | 24 | 1356.7558
15.07. | 1 | 1356.7558
15.07. | 2 | 1379.0239
15.07. | 3 | 1379.0239
15.07. | 4 | 1401.2921
15.07. | 5 | 1401.2921
15.07. | 6 | 1423.5602
15.07. | 7 | 1423.5602
15.07. | 8 | 1401.2921
15.07. | 9 | 1401.2921
15.07. | 10 | 1379.0239
15.07. | 11 | 1379.0239
15.07. | 12 | 1356.7558
15.07. | 13 | 1356.7558
15.07. | 14 | 1356.7558
15.07. | 15 | 1356.7558
15.07. | 16 | 1334.4877
15.07. | 17 | 1334.4877
15.07. | 18 | 1334.4877
15.07. | 19 | 1334.4877
15.07. | 20 | 1334.4877
15.07. | 21 | 1356.7558
15.07. | 22 | 1356.7558
15.07. | 23 | 1356.7558
15.07. | 24 | 1356.7558
16.07. | 1 | 1379.0239
16.07. | 2 | 1379.0239
16.07. | 3 | 1379.0239
16.07. | 4 | 1401.2921
16.07. | 5 | 1401.2921
16.07. | 6 | 1423.5602
16.07. | 7 | 1423.5602
16.07. | 8 | 1401.2921
16.07. | 9 | 1401.2921
16.07. | 10 | 1401.2921
16.07. | 11 | 1379.0239
16.07. | 12 | 1379.0239
16.07. | 13 | 1356.7558
16.07. | 14 | 1356.7558
16.07. | 15 | 1356.7558
16.07. | 16 | 1356.7558
16.07. | 17 | 1334.4877
16.07. | 18 | 1334.4877
16.07. | 19 | 1334.4877
16.07. | 20 | 1334.4877
16.07. | 21 | 1356.7558
16.07. | 22 | 1356.7558
16.07. | 23 | 1356.7558
16.07. | 24 | 1356.7558
17.07. | 1 | 1379.0239
17.07. | 2 | 1379.0239
17.07. | 3 | 1379.0239
17.07. | 4 | 1401.2921
17.07. | 5 | 1401.2921
17.07. | 6 | 1401.2921
17.07. | 7 | 1401.2921
17.07. | 8 | 1401.2921
17.07. | 9 | 1401.2921
17.07. | 10 | 1379.0239
17.07. | 11 | 1379.0239
17.07. | 12 | 1356.7558
17.07. | 13 | 1356.7558
17.07. | 14 | 1356.7558
17.07. | 15 | 1356.7558
17.07. | 16 | 1334.4877
17.07. | 17 | 1334.4877
17.07. | 18 | 1334.4877
17.07. | 19 | 1334.4877
17.07. | 20 | 1334.4877
17.07. | 21 | 1334.4877
17.07. | 22 | 1356.7558
17.07. | 23 | 1356.7558
17.07. | 24 | 1356.7558
18.07. | 1 | 1356.7558
18.07. | 2 | 1379.0239
18.07. | 3 | 1379.0239
18.07. | 4 | 1401.2921
18.07. | 5 | 1401.2921
18.07. | 6 | 1401.2921
18.07. | 7 | 1401.2921
18.07. | 8 | 1401.2921
18.07. | 9 | 1379.0239
18.07. | 10 | 1379.0239
18.07. | 11 | 1356.7558
18.07. | 12 | 1356.7558
18.07. | 13 | 1356.7558
18.07. | 14 | 1356.7558
18.07. | 15 | 1334.4877
18.07. | 16 | 1334.4877
18.07. | 17 | 1334.4877
18.07. | 18 | 1334.4877
18.07. | 19 | 1334.4877
18.07. | 20 | 1334.4877
18.07. | 21 | 1334.4877
18.07. | 22 | 1334.4877
18.07. | 23 | 1356.7558
18.07. | 24 | 1356.7558
19.07. | 1 | 1356.7558
19.07. | 2 | 1379.0239
19.07. | 3 | 1379.0239
19.07. | 4 | 1401.2921
19.07. | 5 | 1401.2921
19.07. | 6 | 1401.2921
19.07. | 7 | 1401.2921
19.07. | 8 | 1401.2921
19.07. | 9 | 1401.2921
19.07. | 10 | 1379.0239
19.07. | 11 | 1379.0239
19.07. | 12 | 1356.7558
19.07. | 13 | 1356.7558
19.07. | 14 | 1356.7558
19.07. | 15 | 1356.7558
19.07. | 16 | 1334.4877
19.07. | 17 | 1334.4877
19.07. | 18 | 1334.4877
19.07. | 19 | 1334.4877
19.07. | 20 | 1334.4877
19.07. | 21 | 1356.7558
19.07. | 22 | 1356.7558
19.07. | 23 | 1356.7558
19.07. | 24 | 1356.7558
20.07. | 1 | 1379.0239
20.07. | 2 | 1379.0239
20.07. | 3 | 1379.0239
20.07. | 4 | 1401.2921
20.07. | 5 | 1401.2921
20.07. | 6 | 1423.5602
20.07. | 7 | 1423.5602
20.07. | 8 | 1401.2921
20.07. | 9 | 1401.2921
20.07. | 10 | 1379.0239
20.07. | 11 | 1379.0239
20.07. | 12 | 1356.7558
20.07. | 13 | 1356.7558
20.07. | 14 | 1356.7558
20.07. | 15 | 1356.7558
20.07. | 16 | 1356.7558
20.07. | 17 | 1334.4877
20.07. | 18 | 1334.4877
20.07. | 19 | 1334.4877
20.07. | 20 | 1334.4877
20.07. | 21 | 1356.7558
20.07. | 22 | 1356.7558
20.07. | 23 | 1356.7558
20.07. | 24 | 1356.7558
21.07. | 1 | 1379.0239
21.07. | 2 | 1379.0239
21.07. | 3 | 1401.2921
21.07. | 4 | 1401.2921
21.07. | 5 | 1423.5602
21.07. | 6 | 1423.5602
21.07. | 7 | 1423.5602
21.07. | 8 | 1423.5602
21.07. | 9 | 1401.2921
21.07. | 10 | 1401.2921
21.07. | 11 | 1379.0239
21.07. | 12 | 1379.0239
21.07. | 13 | 1356.7558
21.07. | 14 | 1356.7558
21.07. | 15 | 1356.7558
21.07. | 16 | 1356.7558
21.07. | 17 | 1334.4877
21.07. | 18 | 1334.4877
21.07. | 19 | 1334.4877
21.07. | 20 | 1334.4877
21.07. | 21 | 1356.7558
21.07. | 22 | 1356.7558
21.07. | 23 | 1356.7558
21.07. | 24 | 1356.7558
22.07. | 1 | 1379.0239
22.07. | 2 | 1379.0239
22.07. | 3 | 1401.2921
22.07. | 4 | 1401.2921
22.07. | 5 | 1401.2921
22.07. | 6 | 1423.5602
22.07. | 7 | 1401.2921
22.07. | 8 | 1401.2921
22.07. | 9 | 1401.2921
22.07. | 10 | 1379.0239
22.07. | 11 | 1379.0239
22.07. | 12 | 1356.7558
22.07. | 13 | 1356.7558
22.07. | 14 | 1356.7558
22.07. | 15 | 1334.4877
22.07. | 16 | 1334.4877
22.07. | 17 | 1334.4877
22.07. | 18 | 1334.4877
22.07. | 19 | 1334.4877
22.07. | 20 | 1334.4877
22.07. | 21 | 1334.4877
22.07. | 22 | 1334.4877
22.07. | 23 | 1356.7558
22.07. | 24 | 1356.7558
23.07. | 1 | 1356.7558
23.07. | 2 | 1379.0239
23.07. | 3 | 1379.0239
23.07. | 4 | 1379.0239
23.07. | 5 | 1401.2921
23.07. | 6 | 1401.2921
23.07. | 7 | 1401.2921
23.07. | 8 | 1401.2921
23.07. | 9 | 1379.0239
23.07. | 10 | 1379.0239
23.07. | 11 | 1356.7558
23.07. | 12 | 1356.7558
23.07. | 13 | 1356.7558
23.07. | 14 | 1356.7558
23.07. | 15 | 1334.4877
23.07. | 16 | 1334.4877
23.07. | 17 | 1334.4877
23.07. | 18 | 1334.4877
23.07. | 19 | 1334.4877
23.07. | 20 | 1334.4877
23.07. | 21 | 1334.4877
23.07. | 22 | 1334.4877
23.07. | 23 | 1356.7558
23.07. | 24 | 1356.7558
24.07. | 1 | 1356.7558
24.07. | 2 | 1379.0239
24.07. | 3 | 1379.0239
24.07. | 4 | 1379.0239
24.07. | 5 | 1401.2921
24.07. | 6 | 1401.2921
24.07. | 7 | 1401.2921
24.07. | 8 | 1401.2921
24.07. | 9 | 1379.0239
24.07. | 10 | 1379.0239
24.07. | 11 | 1379.0239
24.07. | 12 | 1356.7558
24.07. | 13 | 1356.7558
24.07. | 14 | 1356.7558
24.07. | 15 | 1356.7558
24.07. | 16 | 1334.4877
24.07. | 17 | 1334.4877
24.07. | 18 | 1334.4877
24.07. | 19 | 1334.4877
24.07. | 20 | 1334.4877
24.07. | 21 | 1356.7558
24.07. | 22 | 1356.7558
24.07. | 23 | 1356.7558
24.07. | 24 | 1356.7558
25.07. | 1 | 1379.0239
25.07. | 2 | 1379.0239
25.07. | 3 | 1379.0239
25.07. | 4 | 1401.2921
25.07. | 5 | 1401.2921
25.07. | 6 | 1401.2921
25.07. | 7 | 1401.2921
25.07. | 8 | 1401.2921
25.07. | 9 | 1401.2921
25.07. | 10 | 1379.0239
25.07. | 11 | 1379.0239
25.07. | 12 | 1356.7558
25.07. | 13 | 1356.7558
25.07. | 14 | 1356.7558
25.07. | 15 | 1334.4877
25.07. | 16 | 1334.4877
25.07. | 17 | 1334.4877
25.07. | 18 | 1334.4877
25.07. | 19 | 1334.4877
25.07. | 20 | 1334.4877
25.07. | 21 | 1334.4877
25.07. | 22 | 1334.4877
25.07. | 23 | 1356.7558
25.07. | 24 | 1356.7558
26.07. | 1 | 1356.7558
26.07. | 2 | 1379.0239
26.07. | 3 | 1379.0239
26.07. | 4 | 1379.0239
26.07. | 5 | 1401.2921
26.07. | 6 | 1401.2921
26.07. | 7 | 1401.2921
26.07. | 8 | 1401.2921
26.07. | 9 | 1379.0239
26.07. | 10 | 1379.0239
26.07. | 11 | 1356.7558
26.07. | 12 | 1356.7558
26.07. | 13 | 1334.4877
26.07. | 14 | 1334.4877
26.07. | 15 | 1334.4877
26.07. | 16 | 1334.4877
26.07. | 17 | 1334.4877
26.07. | 18 | 1334.4877
26.07. | 19 | 1334.4877
26.07. | 20 | 1334.4877
26.07. | 21 | 1334.4877
26.07. | 22 | 1334.4877
26.07. | 23 | 1334.4877
26.07. | 24 | 1334.4877
27.07. | 1 | 1356.7558
27.07. | 2 | 1356.7558
27.07. | 3 | 1356.7558
27.07. | 4 | 1379.0239
27.07. | 5 | 1379.0239
27.07. | 6 | 1379.0239
27.07. | 7 | 1379.0239
27.07. | 8 | 1379.0239
27.07. | 9 | 1379.0239
27.07. | 10 | 1356.7558
27.07. | 11 | 1356.7558
27.07. | 12 | 1356.7558
27.07. | 13 | 1334.4877
27.07. | 14 | 1334.4877
27.07. | 15 | 1334.4877
27.07. | 16 | 1334.4877
27.07. | 17 | 1334.4877
27.07. | 18 | 1334.4877
27.07. | 19 | 1334.4877
27.07. | 20 | 1334.4877
27.07. | 21 | 1334.4877
27.07. | 22 | 1334.4877
27.07. | 23 | 1356.7558
27.07. | 24 | 1356.7558
28.07. | 1 | 1356.7558
28.07. | 2 | 1356.7558
28.07. | 3 | 1379.0239
28.07. | 4 | 1379.0239
28.07. | 5 | 1401.2921
28.07. | 6 | 1401.2921
28.07. | 7 | 1401.2921
28.07. | 8 | 1401.2921
28.07. | 9 | 1379.0239
28.07. | 10 | 1379.0239
28.07. | 11 | 1379.0239
28.07. | 12 | 1356.7558
28.07. | 13 | 1356.7558
28.07. | 14 | 1356.7558
28.07. | 15 | 1334.4877
28.07. | 16 | 1334.4877
28.07. | 17 | 1334.4877
28.07. | 18 | 1334.4877
28.07. | 19 | 1334.4877
28.07. | 20 | 1334.4877
28.07. | 21 | 1334.4877
28.07. | 22 | 1356.7558
28.07. | 23 | 1356.7558
28.07. | 24 | 1356.7558
29.07. | 1 | 1356.7558
29.07. | 2 | 1379.0239
29.07. | 3 | 1379.0239
29.07. | 4 | 1401.2921
29.07. | 5 | 1401.2921
29.07. | 6 | 1401.2921
29.07. | 7 | 1401.2921
29.07. | 8 | 1401.2921
29.07. | 9 | 1379.0239
29.07. | 10 | 1379.0239
29.07. | 11 | 1356.7558
29.07. | 12 | 1356.7558
29.07. | 13 | 1356.7558
29.07. | 14 | 1334.4877
29.07. | 15 | 1334.4877
29.07. | 16 | 1334.4877
29.07. | 17 | 1334.4877
29.07. | 18 | 1334.4877
29.07. | 19 | 1334.4877
29.07. | 20 | 1334.4877
29.07. | 21 | 1334.4877
29.07. | 22 | 1334.4877
29.07. | 23 | 1356.7558
29.07. | 24 | 1356.7558
30.07. | 1 | 1356.7558
30.07. | 2 | 1379.0239
30.07. | 3 | 1379.0239
30.07. | 4 | 1379.0239
30.07. | 5 | 1401.2921
30.07. | 6 | 1401.2921
30.07. | 7 | 1401.2921
30.07. | 8 | 1401.2921
30.07. | 9 | 1379.0239
30.07. | 10 | 1379.0239
30.07. | 11 | 1379.0239
30.07. | 12 | 1356.7558
30.07. | 13 | 1356.7558
30.07. | 14 | 1356.7558
30.07. | 15 | 1334.4877
30.07. | 16 | 1334.4877
30.07. | 17 | 1334.4877
30.07. | 18 | 1334.4877
30.07. | 19 | 1334.4877
30.07. | 20 | 1334.4877
30.07. | 21 | 1334.4877
30.07. | 22 | 1356.7558
30.07. | 23 | 1356.7558
30.07. | 24 | 1356.7558
31.07. | 1 | 1379.0239
31.07. | 2 | 1379.0239
31.07. | 3 | 1401.2921
31.07. | 4 | 1401.2921
31.07. | 5 | 1401.2921
31.07. | 6 | 1423.5602
31.07. | 7 | 1423.5602
31.07. | 8 | 1423.5602
31.07. | 9 | 1401.2921
31.07. | 10 | 1401.2921
31.07. | 11 | 1379.0239
31.07. | 12 | 1379.0239
31.07. | 13 | 1356.7558
31.07. | 14 | 1356.7558
31.07. | 15 | 1356.7558
31.07. | 16 | 1356.7558
31.07. | 17 | 1356.7558
31.07. | 18 | 1356.7558
31.07. | 19 | 1356.7558
31.07. | 20 | 1356.7558
31.07. | 21 | 1356.7558
31.07. | 22 | 1356.7558
31.07. | 23 | 1356.7558
31.07. | 24 | 1356.7558
01.08. | 1 | 1379.0239
01.08. | 2 | 1379.0239
01.08. | 3 | 1401.2921
01.08. | 4 | 1401.2921
01.08. | 5 | 1423.5602
01.08. | 6 | 1423.5602
01.08. | 7 | 1423.5602
01.08. | 8 | 1401.2921
01.08. | 9 | 1401.2921
01.08. | 10 | 1379.0239
01.08. | 11 | 1379.0239
01.08. | 12 | 1356.7558
01.08. | 13 | 1356.7558
01.08. | 14 | 1356.7558
01.08. | 15 | 1334.4877
01.08. | 16 | 1334.4877
01.08. | 17 | 1334.4877
01.08. | 18 | 1334.4877
01.08. | 19 | 1334.4877
01.08. | 20 | 1334.4877
01.08. | 21 | 1334.4877
01.08. | 22 | 1334.4877
01.08. | 23 | 1356.7558
01.08. | 24 | 1356.7558
02.08. | 1 | 1356.7558
02.08. | 2 | 1356.7558
02.08. | 3 | 1379.0239
02.08. | 4 | 1379.0239
02.08. | 5 | 1379.0239
02.08. | 6 | 1401.2921
02.08. | 7 | 1401.2921
02.08. | 8 | 1379.0239
02.08. | 9 | 1379.0239
02.08. | 10 | 1379.0239
02.08. | 11 | 1356.7558
02.08. | 12 | 1356.7558
02.08. | 13 | 1334.4877
02.08. | 14 | 1334.4877
02.08. | 15 | 1334.4877
02.08. | 16 | 1334.4877
02.08. | 17 | 1334.4877
02.08. | 18 | 1334.4877
02.08. | 19 | 1334.4877
02.08. | 20 | 1334.4877
02.08. | 21 | 1334.4877
02.08. | 22 | 1334.4877
02.08. | 23 | 1334.4877
02.08. | 24 | 1334.4877
03.08. | 1 | 1356.7558
03.08. | 2 | 1356.7558
03.08. | 3 | 1356.7558
03.08. | 4 | 1379.0239
03.08. | 5 | 1379.0239
03.08. | 6 | 1379.0239
03.08. | 7 | 1379.0239
03.08. | 8 | 1379.0239
03.08. | 9 | 1379.0239
03.08. | 10 | 1356.7558
03.08. | 11 | 1356.7558
03.08. | 12 | 1356.7558
03.08. | 13 | 1334.4877
03.08. | 14 | 1334.4877
03.08. | 15 | 1334.4877
03.08. | 16 | 1334.4877
03.08. | 17 | 1334.4877
03.08. | 18 | 1334.4877
03.08. | 19 | 1334.4877
03.08. | 20 | 1334.4877
03.08. | 21 | 1334.4877
03.08. | 22 | 1334.4877
03.08. | 23 | 1334.4877
03.08. | 24 | 1356.7558
04.08. | 1 | 1356.7558
04.08. | 2 | 1356.7558
04.08. | 3 | 1356.7558
04.08. | 4 | 1379.0239
04.08. | 5 | 1379.0239
04.08. | 6 | 1401.2921
04.08. | 7 | 1401.2921
04.08. | 8 | 1379.0239
04.08. | 9 | 1379.0239
04.08. | 10 | 1379.0239
04.08. | 11 | 1356.7558
04.08. | 12 | 1356.7558
04.08. | 13 | 1356.7558
04.08. | 14 | 1356.7558
04.08. | 15 | 1334.4877
04.08. | 16 | 1334.4877
04.08. | 17 | 1334.4877
04.08. | 18 | 1334.4877
04.08. | 19 | 1334.4877
04.08. | 20 | 1334.4877
04.08. | 21 | 1334.4877
04.08. | 22 | 1334.4877
04.08. | 23 | 1356.7558
04.08. | 24 | 1356.7558
05.08. | 1 | 1356.7558
05.08. | 2 | 1379.0239
05.08. | 3 | 1379.0239
05.08. | 4 | 1379.0239
05.08. | 5 | 1401.2921
05.08. | 6 | 1401.2921
05.08. | 7 | 1401.2921
05.08. | 8 | 1401.2921
05.08. | 9 | 1401.2921
05.08. | 10 | 1379.0239
05.08. | 11 | 1379.0239
05.08. | 12 | 1356.7558
05.08. | 13 | 1356.7558
05.08. | 14 | 1356.7558
05.08. | 15 | 1356.7558
05.08. | 16 | 1334.4877
05.08. | 17 | 1334.4877
05.08. | 18 | 1334.4877
05.08. | 19 | 1334.4877
05.08. | 20 | 1334.4877
05.08. | 21 | 1356.7558
05.08. | 22 | 1356.7558
05.08. | 23 | 1356.7558
05.08. | 24 | 1356.7558
06.08. | 1 | 1379.0239
06.08. | 2 | 1379.0239
06.08. | 3 | 1379.0239
06.08. | 4 | 1401.2921
06.08. | 5 | 1401.2921
06.08. | 6 | 1401.2921
06.08. | 7 | 1401.2921
06.08. | 8 | 1401.2921
06.08. | 9 | 1401.2921
06.08. | 10 | 1379.0239
06.08. | 11 | 1379.0239
06.08. | 12 | 1379.0239
06.08. | 13 | 1356.7558
06.08. | 14 | 1356.7558
06.08. | 15 | 1334.4877
06.08. | 16 | 1334.4877
06.08. | 17 | 1334.4877
06.08. | 18 | 1334.4877
06.08. | 19 | 1334.4877
06.08. | 20 | 1334.4877
06.08. | 21 | 1334.4877
06.08. | 22 | 1356.7558
06.08. | 23 | 1356.7558
06.08. | 24 | 1356.7558
07.08. | 1 | 1356.7558
07.08. | 2 | 1379.0239
07.08. | 3 | 1379.0239
07.08. | 4 | 1401.2921
07.08. | 5 | 1401.2921
07.08. | 6 | 1401.2921
07.08. | 7 | 1401.2921
07.08. | 8 | 1401.2921
07.08. | 9 | 1401.2921
07.08. | 10 | 1379.0239
07.08. | 11 | 1379.0239
07.08. | 12 | 1356.7558
07.08. | 13 | 1356.7558
07.08. | 14 | 1334.4877
07.08. | 15 | 1334.4877
07.08. | 16 | 1334.4877
07.08. | 17 | 1334.4877
07.08. | 18 | 1334.4877
07.08. | 19 | 1334.4877
07.08. | 20 | 1334.4877
07.08. | 21 | 1334.4877
07.08. | 22 | 1334.4877
07.08. | 23 | 1334.4877
07.08. | 24 | 1356.7558
08.08. | 1 | 1356.7558
08.08. | 2 | 1356.7558
08.08. | 3 | 1379.0239
08.08. | 4 | 1379.0239
08.08. | 5 | 1401.2921
08.08. | 6 | 1401.2921
08.08. | 7 | 1401.2921
08.08. | 8 | 1401.2921
08.08. | 9 | 1379.0239
08.08. | 10 | 1379.0239
08.08. | 11 | 1356.7558
08.08. | 12 | 1356.7558
08.08. | 13 | 1334.4877
08.08. | 14 | 1334.4877
08.08. | 15 | 1334.4877
08.08. | 16 | 1334.4877
08.08. | 17 | 1334.4877
08.08. | 18 | 1334.4877
08.08. | 19 | 1334.4877
08.08. | 20 | 1334.4877
08.08. | 21 | 1334.4877
08.08. | 22 | 1334.4877
08.08. | 23 | 1334.4877
08.08. | 24 | 1334.4877
09.08. | 1 | 1356.7558
09.08. | 2 | 1356.7558
09.08. | 3 | 1356.7558
09.08. | 4 | 1379.0239
09.08. | 5 | 1379.0239
09.08. | 6 | 1379.0239
09.08. | 7 | 1379.0239
09.08. | 8 | 1379.0239
09.08. | 9 | 1379.0239
09.08. | 10 | 1356.7558
09.08. | 11 | 1356.7558
09.08. | 12 | 1356.7558
09.08. | 13 | 1334.4877
09.08. | 14 | 1334.4877
09.08. | 15 | 1334.4877
09.08. | 16 | 1334.4877
09.08. | 17 | 1334.4877
09.08. | 18 | 1334.4877
09.08. | 19 | 1334.4877
09.08. | 20 | 1334.4877
09.08. | 21 | 1334.4877
09.08. | 22 | 1334.4877
09.08. | 23 | 1334.4877
09.08. | 24 | 1356.7558
10.08. | 1 | 1356.7558
10.08. | 2 | 1356.7558
10.08. | 3 | 1356.7558
10.08. | 4 | 1379.0239
10.08. | 5 | 1379.0239
10.08. | 6 | 1379.0239
10.08. | 7 | 1379.0239
10.08. | 8 | 1379.0239
10.08. | 9 | 1379.0239
10.08. | 10 | 1356.7558
10.08. | 11 | 1356.7558
10.08. | 12 | 1356.7558
10.08. | 13 | 1356.7558
10.08. | 14 | 1334.4877
10.08. | 15 | 1334.4877
10.08. | 16 | 1334.4877
10.08. | 17 | 1334.4877
10.08. | 18 | 1334.4877
10.08. | 19 | 1334.4877
10.08. | 20 | 1334.4877
10.08. | 21 | 1334.4877
10.08. | 22 | 1334.4877
10.08. | 23 | 1356.7558
10.08. | 24 | 1356.7558
11.08. | 1 | 1356.7558
11.08. | 2 | 1356.7558
11.08. | 3 | 1379.0239
11.08. | 4 | 1379.0239
11.08. | 5 | 1379.0239
11.08. | 6 | 1379.0239
11.08. | 7 | 1379.0239
11.08. | 8 | 1379.0239
11.08. | 9 | 1379.0239
11.08. | 10 | 1379.0239
11.08. | 11 | 1356.7558
11.08. | 12 | 1356.7558
11.08. | 13 | 1356.7558
11.08. | 14 | 1356.7558
11.08. | 15 | 1334.4877
11.08. | 16 | 1334.4877
11.08. | 17 | 1334.4877
11.08. | 18 | 1334.4877
11.08. | 19 | 1334.4877
11.08. | 20 | 1334.4877
11.08. | 21 | 1356.7558
11.08. | 22 | 1356.7558
11.08. | 23 | 1356.7558
11.08. | 24 | 1356.7558
12.08. | 1 | 1356.7558
12.08. | 2 | 1356.7558
12.08. | 3 | 1379.0239
12.08. | 4 | 1379.0239
12.08. | 5 | 1379.0239
12.08. | 6 | 1379.0239
12.08. | 7 | 1401.2921
12.08. | 8 | 1379.0239
12.08. | 9 | 1379.0239
12.08. | 10 | 1379.0239
12.08. | 11 | 1356.7558
12.08. | 12 | 1356.7558
12.08. | 13 | 1356.7558
12.08. | 14 | 1356.7558
12.08. | 15 | 1356.7558
12.08. | 16 | 1334.4877
12.08. | 17 | 1334.4877
12.08. | 18 | 1334.4877
12.08. | 19 | 1334.4877
12.08. | 20 | 1334.4877
12.08. | 21 | 1334.4877
12.08. | 22 | 1356.7558
12.08. | 23 | 1356.7558
12.08. | 24 | 1356.7558
13.08. | 1 | 1356.7558
13.08. | 2 | 1379.0239
13.08. | 3 | 1379.0239
13.08. | 4 | 1401.2921
13.08. | 5 | 1401.2921
13.08. | 6 | 1401.2921
13.08. | 7 | 1401.2921
13.08. | 8 | 1401.2921
13.08. | 9 | 1401.2921
13.08. | 10 | 1379.0239
13.08. | 11 | 1379.0239
13.08. | 12 | 1356.7558
13.08. | 13 | 1356.7558
13.08. | 14 | 1356.7558
13.08. | 15 | 1334.4877
13.08. | 16 | 1334.4877
13.08. | 17 | 1334.4877
13.08. | 18 | 1334.4877
13.08. | 19 | 1334.4877
13.08. | 20 | 1334.4877
13.08. | 21 | 1334.4877
13.08. | 22 | 1356.7558
13.08. | 23 | 1356.7558
13.08. | 24 | 1356.7558
14.08. | 1 | 1356.7558
14.08. | 2 | 1379.0239
14.08. | 3 | 1379.0239
14.08. | 4 | 1401.2921
14.08. | 5 | 1401.2921
14.08. | 6 | 1423.5602
14.08. | 7 | 1423.5602
14.08. | 8 | 1401.2921
14.08. | 9 | 1401.2921
14.08. | 10 | 1379.0239
14.08. | 11 | 1379.0239
14.08. | 12 | 1356.7558
14.08. | 13 | 1356.7558
14.08. | 14 | 1356.7558
14.08. | 15 | 1356.7558
14.08. | 16 | 1356.7558
14.08. | 17 | 1334.4877
14.08. | 18 | 1334.4877
14.08. | 19 | 1334.4877
14.08. | 20 | 1356.7558
14.08. | 21 | 1356.7558
14.08. | 22 | 1356.7558
14.08. | 23 | 1356.7558
14.08. | 24 | 1356.7558
15.08. | 1 | 1379.0239
15.08. | 2 | 1379.0239
15.08. | 3 | 1401.2921
15.08. | 4 | 1401.2921
15.08. | 5 | 1423.5602
15.08. | 6 | 1423.5602
15.08. | 7 | 1423.5602
15.08. | 8 | 1423.5602
15.08. | 9 | 1401.2921
15.08. | 10 | 1401.2921
15.08. | 11 | 1379.0239
15.08. | 12 | 1379.0239
15.08. | 13 | 1356.7558
15.08. | 14 | 1356.7558
15.08. | 15 | 1356.7558
15.08. | 16 | 1356.7558
15.08. | 17 | 1356.7558
15.08. | 18 | 1334.4877
15.08. | 19 | 1334.4877
15.08. | 20 | 1356.7558
15.08. | 21 | 1356.7558
15.08. | 22 | 1356.7558
15.08. | 23 | 1356.7558
15.08. | 24 | 1356.7558
16.08. | 1 | 1379.0239
16.08. | 2 | 1379.0239
16.08. | 3 | 1401.2921
16.08. | 4 | 1401.2921
16.08. | 5 | 1423.5602
16.08. | 6 | 1423.5602
16.08. | 7 | 1423.5602
16.08. | 8 | 1423.5602
16.08. | 9 | 1401.2921
16.08. | 10 | 1401.2921
16.08. | 11 | 1379.0239
16.08. | 12 | 1379.0239
16.08. | 13 | 1356.7558
16.08. | 14 | 1356.7558
16.08. | 15 | 1356.7558
16.08. | 16 | 1356.7558
16.08. | 17 | 1334.4877
16.08. | 18 | 1334.4877
16.08. | 19 | 1334.4877
16.08. | 20 | 1334.4877
16.08. | 21 | 1356.7558
16.08. | 22 | 1356.7558
16.08. | 23 | 1356.7558
16.08. | 24 | 1356.7558
17.08. | 1 | 1379.0239
17.08. | 2 | 1379.0239
17.08. | 3 | 1401.2921
17.08. | 4 | 1401.2921
17.08. | 5 | 1401.2921
17.08. | 6 | 1423.5602
17.08. | 7 | 1423.5602
17.08. | 8 | 1423.5602
17.08. | 9 | 1401.2921
17.08. | 10 | 1379.0239
17.08. | 11 | 1379.0239
17.08. | 12 | 1356.7558
17.08. | 13 | 1356.7558
17.08. | 14 | 1356.7558
17.08. | 15 | 1356.7558
17.08. | 16 | 1334.4877
17.08. | 17 | 1334.4877
17.08. | 18 | 1334.4877
17.08. | 19 | 1334.4877
17.08. | 20 | 1334.4877
17.08. | 21 | 1356.7558
17.08. | 22 | 1356.7558
17.08. | 23 | 1356.7558
17.08. | 24 | 1356.7558
18.08. | 1 | 1379.0239
18.08. | 2 | 1379.0239
18.08. | 3 | 1379.0239
18.08. | 4 | 1401.2921
18.08. | 5 | 1401.2921
18.08. | 6 | 1423.5602
18.08. | 7 | 1423.5602
18.08. | 8 | 1401.2921
18.08. | 9 | 1401.2921
18.08. | 10 | 1379.0239
18.08. | 11 | 1379.0239
18.08. | 12 | 1356.7558
18.08. | 13 | 1356.7558
18.08. | 14 | 1356.7558
18.08. | 15 | 1334.4877
18.08. | 16 | 1334.4877
18.08. | 17 | 1334.4877
18.08. | 18 | 1334.4877
18.08. | 19 | 1334.4877
18.08. | 20 | 1334.4877
18.08. | 21 | 1334.4877
18.08. | 22 | 1356.7558
18.08. | 23 | 1356.7558
18.08. | 24 | 1356.7558
19.08. | 1 | 1379.0239
19.08. | 2 | 1379.0239
19.08. | 3 | 1401.2921
19.08. | 4 | 1401.2921
19.08. | 5 | 1423.5602
19.08. | 6 | 1423.5602
19.08. | 7 | 1423.5602
19.08. | 8 | 1423.5602
19.08. | 9 | 1401.2921
19.08. | 10 | 1401.2921
19.08. | 11 | 1379.0239
19.08. | 12 | 1379.0239
19.08. | 13 | 1356.7558
19.08. | 14 | 1356.7558
19.08. | 15 | 1356.7558
19.08. | 16 | 1334.4877
19.08. | 17 | 1334.4877
19.08. | 18 | 1334.4877
19.08. | 19 | 1334.4877
19.08. | 20 | 1334.4877
19.08. | 21 | 1334.4877
19.08. | 22 | 1356.7558
19.08. | 23 | 1356.7558
19.08. | 24 | 1356.7558
20.08. | 1 | 1379.0239
20.08. | 2 | 1379.0239
20.08. | 3 | 1379.0239
20.08. | 4 | 1401.2921
20.08. | 5 | 1401.2921
20.08. | 6 | 1423.5602
20.08. | 7 | 1423.5602
20.08. | 8 | 1423.5602
20.08. | 9 | 1401.2921
20.08. | 10 | 1401.2921
20.08. | 11 | 1379.0239
20.08. | 12 | 1379.0239
20.08. | 13 | 1356.7558
20.08. | 14 | 1356.7558
20.08. | 15 | 1356.7558
20.08. | 16 | 1334.4877
20.08. | 17 | 1334.4877
20.08. | 18 | 1334.4877
20.08. | 19 | 1334.4877
20.08. | 20 | 1334.4877
20.08. | 21 | 1356.7558
20.08. | 22 | 1356.7558
20.08. | 23 | 1356.7558
20.08. | 24 | 1356.7558
21.08. | 1 | 1379.0239
21.08. | 2 | 1379.0239
21.08. | 3 | 1401.2921
21.08. | 4 | 1401.2921
21.08. | 5 | 1423.5602
21.08. | 6 | 1445.8283
21.08. | 7 | 1445.8283
21.08. | 8 | 1445.8283
21.08. | 9 | 1423.5602
21.08. | 10 | 1401.2921
21.08. | 11 | 1401.2921
21.08. | 12 | 1379.0239
21.08. | 13 | 1356.7558
21.08. | 14 | 1356.7558
21.08. | 15 | 1356.7558
21.08. | 16 | 1356.7558
21.08. | 17 | 1334.4877
21.08. | 18 | 1334.4877
21.08. | 19 | 1334.4877
21.08. | 20 | 1356.7558
21.08. | 21 | 1356.7558
21.08. | 22 | 1356.7558
21.08. | 23 | 1356.7558
21.08. | 24 | 1356.7558
22.08. | 1 | 1379.0239
22.08. | 2 | 1379.0239
22.08. | 3 | 1401.2921
22.08. | 4 | 1401.2921
22.08. | 5 | 1423.5602
22.08. | 6 | 1423.5602
22.08. | 7 | 1423.5602
22.08. | 8 | 1423.5602
22.08. | 9 | 1423.5602
22.08. | 10 | 1401.2921
22.08. | 11 | 1379.0239
22.08. | 12 | 1379.0239
22.08. | 13 | 1356.7558
22.08. | 14 | 1356.7558
22.08. | 15 | 1356.7558
22.08. | 16 | 1356.7558
22.08. | 17 | 1334.4877
22.08. | 18 | 1356.7558
22.08. | 19 | 1356.7558
22.08. | 20 | 1334.4877
22.08. | 21 | 1356.7558
22.08. | 22 | 1356.7558
22.08. | 23 | 1356.7558
22.08. | 24 | 1356.7558
23.08. | 1 | 1379.0239
23.08. | 2 | 1379.0239
23.08. | 3 | 1401.2921
23.08. | 4 | 1401.2921
23.08. | 5 | 1423.5602
23.08. | 6 | 1423.5602
23.08. | 7 | 1423.5602
23.08. | 8 | 1423.5602
23.08. | 9 | 1423.5602
23.08. | 10 | 1401.2921
23.08. | 11 | 1379.0239
23.08. | 12 | 1379.0239
23.08. | 13 | 1356.7558
23.08. | 14 | 1356.7558
23.08. | 15 | 1334.4877
23.08. | 16 | 1334.4877
23.08. | 17 | 1334.4877
23.08. | 18 | 1334.4877
23.08. | 19 | 1334.4877
23.08. | 20 | 1334.4877
23.08. | 21 | 1334.4877
23.08. | 22 | 1356.7558
23.08. | 23 | 1356.7558
23.08. | 24 | 1356.7558
24.08. | 1 | 1356.7558
24.08. | 2 | 1379.0239
24.08. | 3 | 1379.0239
24.08. | 4 | 1401.2921
24.08. | 5 | 1401.2921
24.08. | 6 | 1423.5602
24.08. | 7 | 1423.5602
24.08. | 8 | 1423.5602
24.08. | 9 | 1401.2921
24.08. | 10 | 1401.2921
24.08. | 11 | 1379.0239
24.08. | 12 | 1356.7558
24.08. | 13 | 1356.7558
24.08. | 14 | 1356.7558
24.08. | 15 | 1356.7558
24.08. | 16 | 1334.4877
24.08. | 17 | 1334.4877
24.08. | 18 | 1334.4877
24.08. | 19 | 1334.4877
24.08. | 20 | 1334.4877
24.08. | 21 | 1356.7558
24.08. | 22 | 1356.7558
24.08. | 23 | 1356.7558
24.08. | 24 | 1356.7558
25.08. | 1 | 1379.0239
25.08. | 2 | 1379.0239
25.08. | 3 | 1379.0239
25.08. | 4 | 1401.2921
25.08. | 5 | 1401.2921
25.08. | 6 | 1423.5602
25.08. | 7 | 1423.5602
25.08. | 8 | 1423.5602
25.08. | 9 | 1423.5602
25.08. | 10 | 1401.2921
25.08. | 11 | 1379.0239
25.08. | 12 | 1379.0239
25.08. | 13 | 1356.7558
25.08. | 14 | 1356.7558
25.08. | 15 | 1356.7558
25.08. | 16 | 1356.7558
25.08. | 17 | 1334.4877
25.08. | 18 | 1334.4877
25.08. | 19 | 1334.4877
25.08. | 20 | 1356.7558
25.08. | 21 | 1356.7558
25.08. | 22 | 1356.7558
25.08. | 23 | 1356.7558
25.08. | 24 | 1379.0239
26.08. | 1 | 1379.0239
26.08. | 2 | 1401.2921
26.08. | 3 | 1401.2921
26.08. | 4 | 1423.5602
26.08. | 5 | 1423.5602
26.08. | 6 | 1445.8283
26.08. | 7 | 1445.8283
26.08. | 8 | 1445.8283
26.08. | 9 | 1423.5602
26.08. | 10 | 1401.2921
26.08. | 11 | 1379.0239
26.08. | 12 | 1379.0239
26.08. | 13 | 1356.7558
26.08. | 14 | 1356.7558
26.08. | 15 | 1356.7558
26.08. | 16 | 1356.7558
26.08. | 17 | 1334.4877
26.08. | 18 | 1334.4877
26.08. | 19 | 1334.4877
26.08. | 20 | 1356.7558
26.08. | 21 | 1356.7558
26.08. | 22 | 1356.7558
26.08. | 23 | 1356.7558
26.08. | 24 | 1356.7558
27.08. | 1 | 1379.0239
27.08. | 2 | 1379.0239
27.08. | 3 | 1401.2921
27.08. | 4 | 1401.2921
27.08. | 5 | 1423.5602
27.08. | 6 | 1423.5602
27.08. | 7 | 1423.5602
27.08. | 8 | 1423.5602
27.08. | 9 | 1423.5602
27.08. | 10 | 1401.2921
27.08. | 11 | 1379.0239
27.08. | 12 | 1379.0239
27.08. | 13 | 1356.7558
27.08. | 14 | 1356.7558
27.08. | 15 | 1356.7558
27.08. | 16 | 1334.4877
27.08. | 17 | 1334.4877
27.08. | 18 | 1334.4877
27.08. | 19 | 1334.4877
27.08. | 20 | 1356.7558
27.08. | 21 | 1356.7558
27.08. | 22 | 1356.7558
27.08. | 23 | 1356.7558
27.08. | 24 | 1356.7558
28.08. | 1 | 1379.0239
28.08. | 2 | 1379.0239
28.08. | 3 | 1401.2921
28.08. | 4 | 1401.2921
28.08. | 5 | 1423.5602
28.08. | 6 | 1423.5602
28.08. | 7 | 1445.8283
28.08. | 8 | 1423.5602
28.08. | 9 | 1423.5602
28.08. | 10 | 1401.2921
28.08. | 11 | 1401.2921
28.08. | 12 | 1379.0239
28.08. | 13 | 1356.7558
28.08. | 14 | 1356.7558
28.08. | 15 | 1356.7558
28.08. | 16 | 1356.7558
28.08. | 17 | 1356.7558
28.08. | 18 | 1356.7558
28.08. | 19 | 1356.7558
28.08. | 20 | 1356.7558
28.08. | 21 | 1356.7558
28.08. | 22 | 1356.7558
28.08. | 23 | 1379.0239
28.08. | 24 | 1379.0239
29.08. | 1 | 1401.2921
29.08. | 2 | 1401.2921
29.08. | 3 | 1423.5602
29.08. | 4 | 1423.5602
29.08. | 5 | 1445.8283
29.08. | 6 | 1468.0965
29.08. | 7 | 1468.0965
29.08. | 8 | 1468.0965
29.08. | 9 | 1445.8283
29.08. | 10 | 1445.8283
29.08. | 11 | 1423.5602
29.08. | 12 | 1401.2921
29.08. | 13 | 1379.0239
29.08. | 14 | 1379.0239
29.08. | 15 | 1356.7558
29.08. | 16 | 1356.7558
29.08. | 17 | 1356.7558
29.08. | 18 | 1356.7558
29.08. | 19 | 1356.7558
29.08. | 20 | 1356.7558
29.08. | 21 | 1356.7558
29.08. | 22 | 1379.0239
29.08. | 23 | 1379.0239
29.08. | 24 | 1401.2921
30.08. | 1 | 1401.2921
30.08. | 2 | 1423.5602
30.08. | 3 | 1423.5602
30.08. | 4 | 1445.8283
30.08. | 5 | 1468.0965
30.08. | 6 | 1468.0965
30.08. | 7 | 1468.0965
30.08. | 8 | 1468.0965
30.08. | 9 | 1445.8283
30.08. | 10 | 1445.8283
30.08. | 11 | 1423.5602
30.08. | 12 | 1401.2921
30.08. | 13 | 1401.2921
30.08. | 14 | 1379.0239
30.08. | 15 | 1379.0239
30.08. | 16 | 1356.7558
30.08. | 17 | 1356.7558
30.08. | 18 | 1356.7558
30.08. | 19 | 1356.7558
30.08. | 20 | 1356.7558
30.08. | 21 | 1379.0239
30.08. | 22 | 1379.0239
30.08. | 23 | 1401.2921
30.08. | 24 | 1401.2921
31.08. | 1 | 1423.5602
31.08. | 2 | 1423.5602
31.08. | 3 | 1445.8283
31.08. | 4 | 1468.0965
31.08. | 5 | 1490.3646
31.08. | 6 | 1490.3646
31.08. | 7 | 1490.3646
31.08. | 8 | 1490.3646
31.08. | 9 | 1468.0965
31.08. | 10 | 1468.0965
31.08. | 11 | 1445.8283
31.08. | 12 | 1423.5602
31.08. | 13 | 1401.2921
31.08. | 14 | 1401.2921
31.08. | 15 | 1379.0239
31.08. | 16 | 1379.0239
31.08. | 17 | 1379.0239
31.08. | 18 | 1379.0239
31.08. | 19 | 1379.0239
31.08. | 20 | 1379.0239
31.08. | 21 | 1379.0239
31.08. | 22 | 1401.2921
31.08. | 23 | 1401.2921
31.08. | 24 | 1423.5602
01.09. | 1 | 1445.8283
01.09. | 2 | 1468.0965
01.09. | 3 | 1490.3646
01.09. | 4 | 1512.6327
01.09. | 5 | 1534.9009
01.09. | 6 | 1534.9009
01.09. | 7 | 1557.169
01.09. | 8 | 1534.9009
01.09. | 9 | 1534.9009
01.09. | 10 | 1512.6327
01.09. | 11 | 1468.0965
01.09. | 12 | 1468.0965
01.09. | 13 | 1445.8283
01.09. | 14 | 1423.5602
01.09. | 15 | 1401.2921
01.09. | 16 | 1401.2921
01.09. | 17 | 1401.2921
01.09. | 18 | 1379.0239
01.09. | 19 | 1401.2921
01.09. | 20 | 1401.2921
01.09. | 21 | 1401.2921
01.09. | 22 | 1423.5602
01.09. | 23 | 1445.8283
01.09. | 24 | 1445.8283
02.09. | 1 | 1468.0965
02.09. | 2 | 1490.3646
02.09. | 3 | 1512.6327
02.09. | 4 | 1534.9009
02.09. | 5 | 1557.169
02.09. | 6 | 1579.4371
02.09. | 7 | 1579.4371
02.09. | 8 | 1579.4371
02.09. | 9 | 1557.169
02.09. | 10 | 1534.9009
02.09. | 11 | 1490.3646
02.09. | 12 | 1468.0965
02.09. | 13 | 1445.8283
02.09. | 14 | 1423.5602
02.09. | 15 | 1401.2921
02.09. | 16 | 1401.2921
02.09. | 17 | 1401.2921
02.09. | 18 | 1379.0239
02.09. | 19 | 1379.0239
02.09. | 20 | 1401.2921
02.09. | 21 | 1401.2921
02.09. | 22 | 1423.5602
02.09. | 23 | 1423.5602
02.09. | 24 | 1445.8283
03.09. | 1 | 1468.0965
03.09. | 2 | 1490.3646
03.09. | 3 | 1490.3646
03.09. | 4 | 1512.6327
03.09. | 5 | 1534.9009
03.09. | 6 | 1557.169
03.09. | 7 | 1557.169
03.09. | 8 | 1534.9009
03.09. | 9 | 1512.6327
03.09. | 10 | 1490.3646
03.09. | 11 | 1468.0965
03.09. | 12 | 1445.8283
03.09. | 13 | 1423.5602
03.09. | 14 | 1401.2921
03.09. | 15 | 1379.0239
03.09. | 16 | 1379.0239
03.09. | 17 | 1379.0239
03.09. | 18 | 1379.0239
03.09. | 19 | 1379.0239
03.09. | 20 | 1379.0239
03.09. | 21 | 1379.0239
03.09. | 22 | 1401.2921
03.09. | 23 | 1401.2921
03.09. | 24 | 1423.5602
04.09. | 1 | 1445.8283
04.09. | 2 | 1468.0965
04.09. | 3 | 1490.3646
04.09. | 4 | 1512.6327
04.09. | 5 | 1512.6327
04.09. | 6 | 1534.9009
04.09. | 7 | 1534.9009
04.09. | 8 | 1534.9009
04.09. | 9 | 1512.6327
04.09. | 10 | 1490.3646
04.09. | 11 | 1468.0965
04.09. | 12 | 1445.8283
04.09. | 13 | 1401.2921
04.09. | 14 | 1401.2921
04.09. | 15 | 1379.0239
04.09. | 16 | 1379.0239
04.09. | 17 | 1379.0239
04.09. | 18 | 1379.0239
04.09. | 19 | 1379.0239
04.09. | 20 | 1379.0239
04.09. | 21 | 1379.0239
04.09. | 22 | 1401.2921
04.09. | 23 | 1401.2921
04.09. | 24 | 1423.5602
05.09. | 1 | 1445.8283
05.09. | 2 | 1468.0965
05.09. | 3 | 1490.3646
05.09. | 4 | 1512.6327
05.09. | 5 | 1534.9009
05.09. | 6 | 1534.9009
05.09. | 7 | 1534.9009
05.09. | 8 | 1534.9009
05.09. | 9 | 1512.6327
05.09. | 10 | 1512.6327
05.09. | 11 | 1468.0965
05.09. | 12 | 1445.8283
05.09. | 13 | 1423.5602
05.09. | 14 | 1423.5602
05.09. | 15 | 1401.2921
05.09. | 16 | 1401.2921
05.09. | 17 | 1401.2921
05.09. | 18 | 1401.2921
05.09. | 19 | 1401.2921
05.09. | 20 | 1401.2921
05.09. | 21 | 1401.2921
05.09. | 22 | 1423.5602
05.09. | 23 | 1445.8283
05.09. | 24 | 1445.8283
06.09. | 1 | 1468.0965
06.09. | 2 | 1490.3646
06.09. | 3 | 1512.6327
06.09. | 4 | 1534.9009
06.09. | 5 | 1557.169
06.09. | 6 | 1557.169
06.09. | 7 | 1579.4371
06.09. | 8 | 1557.169
06.09. | 9 | 1534.9009
06.09. | 10 | 1534.9009
06.09. | 11 | 1490.3646
06.09. | 12 | 1468.0965
06.09. | 13 | 1445.8283
06.09. | 14 | 1445.8283
06.09. | 15 | 1423.5602
06.09. | 16 | 1423.5602
06.09. | 17 | 1401.2921
06.09. | 18 | 1401.2921
06.09. | 19 | 1401.2921
06.09. | 20 | 1423.5602
06.09. | 21 | 1423.5602
06.09. | 22 | 1445.8283
06.09. | 23 | 1445.8283
06.09. | 24 | 1468.0965
07.09. | 1 | 1490.3646
07.09. | 2 | 1512.6327
07.09. | 3 | 1534.9009
07.09. | 4 | 1557.169
07.09. | 5 | 1579.4371
07.09. | 6 | 1601.7053
07.09. | 7 | 1601.7053
07.09. | 8 | 1579.4371
07.09. | 9 | 1557.169
07.09. | 10 | 1534.9009
07.09. | 11 | 1512.6327
07.09. | 12 | 1468.0965
07.09. | 13 | 1445.8283
07.09. | 14 | 1445.8283
07.09. | 15 | 1423.5602
07.09. | 16 | 1423.5602
07.09. | 17 | 1401.2921
07.09. | 18 | 1401.2921
07.09. | 19 | 1401.2921
07.09. | 20 | 1423.5602
07.09. | 21 | 1423.5602
07.09. | 22 | 1445.8283
07.09. | 23 | 1445.8283
07.09. | 24 | 1468.0965
08.09. | 1 | 1490.3646
08.09. | 2 | 1512.6327
08.09. | 3 | 1512.6327
08.09. | 4 | 1534.9009
08.09. | 5 | 1557.169
08.09. | 6 | 1579.4371
08.09. | 7 | 1579.4371
08.09. | 8 | 1579.4371
08.09. | 9 | 1557.169
08.09. | 10 | 1534.9009
08.09. | 11 | 1512.6327
08.09. | 12 | 1490.3646
08.09. | 13 | 1468.0965
08.09. | 14 | 1445.8283
08.09. | 15 | 1423.5602
08.09. | 16 | 1423.5602
08.09. | 17 | 1401.2921
08.09. | 18 | 1401.2921
08.09. | 19 | 1401.2921
08.09. | 20 | 1423.5602
08.09. | 21 | 1423.5602
08.09. | 22 | 1423.5602
08.09. | 23 | 1445.8283
08.09. | 24 | 1468.0965
09.09. | 1 | 1490.3646
09.09. | 2 | 1512.6327
09.09. | 3 | 1534.9009
09.09. | 4 | 1557.169
09.09. | 5 | 1579.4371
09.09. | 6 | 1601.7053
09.09. | 7 | 1601.7053
09.09. | 8 | 1601.7053
09.09. | 9 | 1579.4371
09.09. | 10 | 1557.169
09.09. | 11 | 1512.6327
09.09. | 12 | 1490.3646
09.09. | 13 | 1468.0965
09.09. | 14 | 1445.8283
09.09. | 15 | 1445.8283
09.09. | 16 | 1423.5602
09.09. | 17 | 1423.5602
09.09. | 18 | 1423.5602
09.09. | 19 | 1423.5602
09.09. | 20 | 1423.5602
09.09. | 21 | 1445.8283
09.09. | 22 | 1468.0965
09.09. | 23 | 1490.3646
09.09. | 24 | 1512.6327
10.09. | 1 | 1534.9009
10.09. | 2 | 1557.169
10.09. | 3 | 1579.4371
10.09. | 4 | 1601.7053
10.09. | 5 | 1623.9734
10.09. | 6 | 1646.2415
10.09. | 7 | 1646.2415
10.09. | 8 | 1646.2415
10.09. | 9 | 1623.9734
10.09. | 10 | 1601.7053
10.09. | 11 | 1557.169
10.09. | 12 | 1512.6327
10.09. | 13 | 1490.3646
10.09. | 14 | 1468.0965
10.09. | 15 | 1468.0965
10.09. | 16 | 1445.8283
10.09. | 17 | 1445.8283
10.09. | 18 | 1445.8283
10.09. | 19 | 1445.8283
10.09. | 20 | 1445.8283
10.09. | 21 | 1468.0965
10.09. | 22 | 1490.3646
10.09. | 23 | 1512.6327
10.09. | 24 | 1512.6327
11.09. | 1 | 1557.169
11.09. | 2 | 1579.4371
11.09. | 3 | 1601.7053
11.09. | 4 | 1623.9734
11.09. | 5 | 1646.2415
11.09. | 6 | 1668.5097
11.09. | 7 | 1690.7778
11.09. | 8 | 1690.7778
11.09. | 9 | 1646.2415
11.09. | 10 | 1623.9734
11.09. | 11 | 1579.4371
11.09. | 12 | 1557.169
11.09. | 13 | 1512.6327
11.09. | 14 | 1490.3646
11.09. | 15 | 1468.0965
11.09. | 16 | 1445.8283
11.09. | 17 | 1445.8283
11.09. | 18 | 1445.8283
11.09. | 19 | 1445.8283
11.09. | 20 | 1445.8283
11.09. | 21 | 1468.0965
11.09. | 22 | 1490.3646
11.09. | 23 | 1512.6327
11.09. | 24 | 1534.9009
12.09. | 1 | 1557.169
12.09. | 2 | 1579.4371
12.09. | 3 | 1601.7053
12.09. | 4 | 1623.9734
12.09. | 5 | 1646.2415
12.09. | 6 | 1668.5097
12.09. | 7 | 1690.7778
12.09. | 8 | 1668.5097
12.09. | 9 | 1646.2415
12.09. | 10 | 1623.9734
12.09. | 11 | 1579.4371
12.09. | 12 | 1534.9009
12.09. | 13 | 1512.6327
12.09. | 14 | 1468.0965
12.09. | 15 | 1468.0965
12.09. | 16 | 1445.8283
12.09. | 17 | 1445.8283
12.09. | 18 | 1445.8283
12.09. | 19 | 1445.8283
12.09. | 20 | 1445.8283
12.09. | 21 | 1445.8283
12.09. | 22 | 1468.0965
12.09. | 23 | 1490.3646
12.09. | 24 | 1512.6327
13.09. | 1 | 1512.6327
13.09. | 2 | 1557.169
13.09. | 3 | 1579.4371
13.09. | 4 | 1601.7053
13.09. | 5 | 1623.9734
13.09. | 6 | 1646.2415
13.09. | 7 | 1646.2415
13.09. | 8 | 1646.2415
13.09. | 9 | 1601.7053
13.09. | 10 | 1579.4371
13.09. | 11 | 1557.169
13.09. | 12 | 1512.6327
13.09. | 13 | 1490.3646
13.09. | 14 | 1468.0965
13.09. | 15 | 1445.8283
13.09. | 16 | 1445.8283
13.09. | 17 | 1445.8283
13.09. | 18 | 1445.8283
13.09. | 19 | 1445.8283
13.09. | 20 | 1445.8283
13.09. | 21 | 1468.0965
13.09. | 22 | 1468.0965
13.09. | 23 | 1490.3646
13.09. | 24 | 1512.6327
14.09. | 1 | 1534.9009
14.09. | 2 | 1557.169
14.09. | 3 | 1579.4371
14.09. | 4 | 1601.7053
14.09. | 5 | 1623.9734
14.09. | 6 | 1646.2415
14.09. | 7 | 1668.5097
14.09. | 8 | 1646.2415
14.09. | 9 | 1623.9734
14.09. | 10 | 1601.7053
14.09. | 11 | 1557.169
14.09. | 12 | 1534.9009
14.09. | 13 | 1490.3646
14.09. | 14 | 1468.0965
14.09. | 15 | 1445.8283
14.09. | 16 | 1445.8283
14.09. | 17 | 1423.5602
14.09. | 18 | 1445.8283
14.09. | 19 | 1445.8283
14.09. | 20 | 1445.8283
14.09. | 21 | 1468.0965
14.09. | 22 | 1468.0965
14.09. | 23 | 1490.3646
14.09. | 24 | 1512.6327
15.09. | 1 | 1534.9009
15.09. | 2 | 1557.169
15.09. | 3 | 1579.4371
15.09. | 4 | 1601.7053
15.09. | 5 | 1623.9734
15.09. | 6 | 1646.2415
15.09. | 7 | 1646.2415
15.09. | 8 | 1646.2415
15.09. | 9 | 1623.9734
15.09. | 10 | 1579.4371
15.09. | 11 | 1557.169
15.09. | 12 | 1512.6327
15.09. | 13 | 1490.3646
15.09. | 14 | 1468.0965
15.09. | 15 | 1445.8283
15.09. | 16 | 1423.5602
15.09. | 17 | 1423.5602
15.09. | 18 | 1423.5602
15.09. | 19 | 1423.5602
15.09. | 20 | 1445.8283
15.09. | 21 | 1445.8283
15.09. | 22 | 1468.0965
15.09. | 23 | 1490.3646
15.09. | 24 | 1512.6327
16.09. | 1 | 1534.9009
16.09. | 2 | 1557.169
16.09. | 3 | 1579.4371
16.09. | 4 | 1601.7053
16.09. | 5 | 1623.9734
16.09. | 6 | 1646.2415
16.09. | 7 | 1646.2415
16.09. | 8 | 1646.2415
16.09. | 9 | 1623.9734
16.09. | 10 | 1601.7053
16.09. | 11 | 1557.169
16.09. | 12 | 1512.6327
16.09. | 13 | 1490.3646
16.09. | 14 | 1468.0965
16.09. | 15 | 1445.8283
16.09. | 16 | 1445.8283
16.09. | 17 | 1423.5602
16.09. | 18 | 1423.5602
16.09. | 19 | 1423.5602
16.09. | 20 | 1445.8283
16.09. | 21 | 1445.8283
16.09. | 22 | 1468.0965
16.09. | 23 | 1490.3646
16.09. | 24 | 1512.6327
17.09. | 1 | 1534.9009
17.09. | 2 | 1557.169
17.09. | 3 | 1579.4371
17.09. | 4 | 1601.7053
17.09. | 5 | 1646.2415
17.09. | 6 | 1668.5097
17.09. | 7 | 1668.5097
17.09. | 8 | 1668.5097
17.09. | 9 | 1646.2415
17.09. | 10 | 1623.9734
17.09. | 11 | 1579.4371
17.09. | 12 | 1534.9009
17.09. | 13 | 1512.6327
17.09. | 14 | 1468.0965
17.09. | 15 | 1445.8283
17.09. | 16 | 1445.8283
17.09. | 17 | 1445.8283
17.09. | 18 | 1445.8283
17.09. | 19 | 1445.8283
17.09. | 20 | 1445.8283
17.09. | 21 | 1468.0965
17.09. | 22 | 1468.0965
17.09. | 23 | 1490.3646
17.09. | 24 | 1512.6327
18.09. | 1 | 1534.9009
18.09. | 2 | 1557.169
18.09. | 3 | 1579.4371
18.09. | 4 | 1623.9734
18.09. | 5 | 1646.2415
18.09. | 6 | 1668.5097
18.09. | 7 | 1668.5097
18.09. | 8 | 1668.5097
18.09. | 9 | 1646.2415
18.09. | 10 | 1601.7053
18.09. | 11 | 1557.169
18.09. | 12 | 1512.6327
18.09. | 13 | 1490.3646
18.09. | 14 | 1445.8283
18.09. | 15 | 1445.8283
18.09. | 16 | 1423.5602
18.09. | 17 | 1423.5602
18.09. | 18 | 1423.5602
18.09. | 19 | 1423.5602
18.09. | 20 | 1423.5602
18.09. | 21 | 1445.8283
18.09. | 22 | 1445.8283
18.09. | 23 | 1468.0965
18.09. | 24 | 1490.3646
19.09. | 1 | 1512.6327
19.09. | 2 | 1534.9009
19.09. | 3 | 1557.169
19.09. | 4 | 1579.4371
19.09. | 5 | 1601.7053
19.09. | 6 | 1623.9734
19.09. | 7 | 1646.2415
19.09. | 8 | 1646.2415
19.09. | 9 | 1601.7053
19.09. | 10 | 1579.4371
19.09. | 11 | 1534.9009
19.09. | 12 | 1490.3646
19.09. | 13 | 1468.0965
19.09. | 14 | 1445.8283
19.09. | 15 | 1423.5602
19.09. | 16 | 1423.5602
19.09. | 17 | 1423.5602
19.09. | 18 | 1401.2921
19.09. | 19 | 1423.5602
19.09. | 20 | 1423.5602
19.09. | 21 | 1423.5602
19.09. | 22 | 1445.8283
19.09. | 23 | 1468.0965
19.09. | 24 | 1490.3646
20.09. | 1 | 1512.6327
20.09. | 2 | 1534.9009
20.09. | 3 | 1557.169
20.09. | 4 | 1579.4371
20.09. | 5 | 1623.9734
20.09. | 6 | 1646.2415
20.09. | 7 | 1646.2415
20.09. | 8 | 1646.2415
20.09. | 9 | 1623.9734
20.09. | 10 | 1601.7053
20.09. | 11 | 1557.169
20.09. | 12 | 1534.9009
20.09. | 13 | 1490.3646
20.09. | 14 | 1468.0965
20.09. | 15 | 1445.8283
20.09. | 16 | 1445.8283
20.09. | 17 | 1423.5602
20.09. | 18 | 1423.5602
20.09. | 19 | 1445.8283
20.09. | 20 | 1445.8283
20.09. | 21 | 1468.0965
20.09. | 22 | 1468.0965
20.09. | 23 | 1490.3646
20.09. | 24 | 1512.6327
21.09. | 1 | 1534.9009
21.09. | 2 | 1579.4371
21.09. | 3 | 1601.7053
21.09. | 4 | 1623.9734
21.09. | 5 | 1646.2415
21.09. | 6 | 1690.7778
21.09. | 7 | 1690.7778
21.09. | 8 | 1690.7778
21.09. | 9 | 1668.5097
21.09. | 10 | 1623.9734
21.09. | 11 | 1579.4371
21.09. | 12 | 1534.9009
21.09. | 13 | 1512.6327
21.09. | 14 | 1468.0965
21.09. | 15 | 1445.8283
21.09. | 16 | 1445.8283
21.09. | 17 | 1445.8283
21.09. | 18 | 1445.8283
21.09. | 19 | 1445.8283
21.09. | 20 | 1445.8283
21.09. | 21 | 1468.0965
21.09. | 22 | 1468.0965
21.09. | 23 | 1490.3646
21.09. | 24 | 1512.6327
22.09. | 1 | 1534.9009
22.09. | 2 | 1557.169
22.09. | 3 | 1579.4371
22.09. | 4 | 1623.9734
22.09. | 5 | 1646.2415
22.09. | 6 | 1668.5097
22.09. | 7 | 1668.5097
22.09. | 8 | 1668.5097
22.09. | 9 | 1646.2415
22.09. | 10 | 1601.7053
22.09. | 11 | 1557.169
22.09. | 12 | 1534.9009
22.09. | 13 | 1490.3646
22.09. | 14 | 1468.0965
22.09. | 15 | 1445.8283
22.09. | 16 | 1445.8283
22.09. | 17 | 1423.5602
22.09. | 18 | 1423.5602
22.09. | 19 | 1445.8283
22.09. | 20 | 1445.8283
22.09. | 21 | 1445.8283
22.09. | 22 | 1468.0965
22.09. | 23 | 1490.3646
22.09. | 24 | 1512.6327
23.09. | 1 | 1534.9009
23.09. | 2 | 1557.169
23.09. | 3 | 1579.4371
23.09. | 4 | 1601.7053
23.09. | 5 | 1646.2415
23.09. | 6 | 1668.5097
23.09. | 7 | 1668.5097
23.09. | 8 | 1668.5097
23.09. | 9 | 1646.2415
23.09. | 10 | 1623.9734
23.09. | 11 | 1579.4371
23.09. | 12 | 1534.9009
23.09. | 13 | 1512.6327
23.09. | 14 | 1468.0965
23.09. | 15 | 1468.0965
23.09. | 16 | 1445.8283
23.09. | 17 | 1445.8283
23.09. | 18 | 1445.8283
23.09. | 19 | 1445.8283
23.09. | 20 | 1468.0965
23.09. | 21 | 1468.0965
23.09. | 22 | 1490.3646
23.09. | 23 | 1512.6327
23.09. | 24 | 1534.9009
24.09. | 1 | 1557.169
24.09. | 2 | 1579.4371
24.09. | 3 | 1601.7053
24.09. | 4 | 1646.2415
24.09. | 5 | 1668.5097
24.09. | 6 | 1690.7778
24.09. | 7 | 1713.0459
24.09. | 8 | 1690.7778
24.09. | 9 | 1668.5097
24.09. | 10 | 1646.2415
24.09. | 11 | 1601.7053
24.09. | 12 | 1557.169
24.09. | 13 | 1534.9009
24.09. | 14 | 1490.3646
24.09. | 15 | 1468.0965
24.09. | 16 | 1468.0965
24.09. | 17 | 1445.8283
24.09. | 18 | 1445.8283
24.09. | 19 | 1468.0965
24.09. | 20 | 1468.0965
24.09. | 21 | 1490.3646
24.09. | 22 | 1512.6327
24.09. | 23 | 1512.6327
24.09. | 24 | 1557.169
25.09. | 1 | 1557.169
25.09. | 2 | 1601.7053
25.09. | 3 | 1623.9734
25.09. | 4 | 1646.2415
25.09. | 5 | 1668.5097
25.09. | 6 | 1690.7778
25.09. | 7 | 1713.0459
25.09. | 8 | 1713.0459
25.09. | 9 | 1690.7778
25.09. | 10 | 1646.2415
25.09. | 11 | 1623.9734
25.09. | 12 | 1579.4371
25.09. | 13 | 1534.9009
25.09. | 14 | 1512.6327
25.09. | 15 | 1490.3646
25.09. | 16 | 1468.0965
25.09. | 17 | 1468.0965
25.09. | 18 | 1468.0965
25.09. | 19 | 1490.3646
25.09. | 20 | 1490.3646
25.09. | 21 | 1512.6327
25.09. | 22 | 1534.9009
25.09. | 23 | 1557.169
25.09. | 24 | 1579.4371
26.09. | 1 | 1601.7053
26.09. | 2 | 1623.9734
26.09. | 3 | 1668.5097
26.09. | 4 | 1690.7778
26.09. | 5 | 1713.0459
26.09. | 6 | 1735.314
26.09. | 7 | 1757.5822
26.09. | 8 | 1757.5822
26.09. | 9 | 1735.314
26.09. | 10 | 1713.0459
26.09. | 11 | 1668.5097
26.09. | 12 | 1623.9734
26.09. | 13 | 1579.4371
26.09. | 14 | 1557.169
26.09. | 15 | 1534.9009
26.09. | 16 | 1490.3646
26.09. | 17 | 1490.3646
26.09. | 18 | 1490.3646
26.09. | 19 | 1490.3646
26.09. | 20 | 1512.6327
26.09. | 21 | 1534.9009
26.09. | 22 | 1557.169
26.09. | 23 | 1579.4371
26.09. | 24 | 1601.7053
27.09. | 1 | 1623.9734
27.09. | 2 | 1668.5097
27.09. | 3 | 1690.7778
27.09. | 4 | 1735.314
27.09. | 5 | 1757.5822
27.09. | 6 | 1779.8503
27.09. | 7 | 1802.1184
27.09. | 8 | 1802.1184
27.09. | 9 | 1757.5822
27.09. | 10 | 1735.314
27.09. | 11 | 1668.5097
27.09. | 12 | 1623.9734
27.09. | 13 | 1579.4371
27.09. | 14 | 1557.169
27.09. | 15 | 1512.6327
27.09. | 16 | 1512.6327
27.09. | 17 | 1490.3646
27.09. | 18 | 1490.3646
27.09. | 19 | 1512.6327
27.09. | 20 | 1512.6327
27.09. | 21 | 1534.9009
27.09. | 22 | 1557.169
27.09. | 23 | 1579.4371
27.09. | 24 | 1601.7053
28.09. | 1 | 1623.9734
28.09. | 2 | 1668.5097
28.09. | 3 | 1690.7778
28.09. | 4 | 1735.314
28.09. | 5 | 1757.5822
28.09. | 6 | 1802.1184
28.09. | 7 | 1802.1184
28.09. | 8 | 1802.1184
28.09. | 9 | 1779.8503
28.09. | 10 | 1757.5822
28.09. | 11 | 1690.7778
28.09. | 12 | 1646.2415
28.09. | 13 | 1601.7053
28.09. | 14 | 1579.4371
28.09. | 15 | 1557.169
28.09. | 16 | 1534.9009
28.09. | 17 | 1512.6327
28.09. | 18 | 1512.6327
28.09. | 19 | 1534.9009
28.09. | 20 | 1534.9009
28.09. | 21 | 1557.169
28.09. | 22 | 1579.4371
28.09. | 23 | 1601.7053
28.09. | 24 | 1646.2415
29.09. | 1 | 1668.5097
29.09. | 2 | 1690.7778
29.09. | 3 | 1713.0459
29.09. | 4 | 1757.5822
29.09. | 5 | 1779.8503
29.09. | 6 | 1802.1184
29.09. | 7 | 1824.3866
29.09. | 8 | 1824.3866
29.09. | 9 | 1802.1184
29.09. | 10 | 1757.5822
29.09. | 11 | 1713.0459
29.09. | 12 | 1690.7778
29.09. | 13 | 1646.2415
29.09. | 14 | 1601.7053
29.09. | 15 | 1579.4371
29.09. | 16 | 1557.169
29.09. | 17 | 1557.169
29.09. | 18 | 1557.169
29.09. | 19 | 1557.169
29.09. | 20 | 1579.4371
29.09. | 21 | 1601.7053
29.09. | 22 | 1623.9734
29.09. | 23 | 1646.2415
29.09. | 24 | 1668.5097
30.09. | 1 | 1690.7778
30.09. | 2 | 1735.314
30.09. | 3 | 1757.5822
30.09. | 4 | 1779.8503
30.09. | 5 | 1802.1184
30.09. | 6 | 1846.6547
30.09. | 7 | 1846.6547
30.09. | 8 | 1846.6547
30.09. | 9 | 1824.3866
30.09. | 10 | 1802.1184
30.09. | 11 | 1757.5822
30.09. | 12 | 1713.0459
30.09. | 13 | 1690.7778
30.09. | 14 | 1646.2415
30.09. | 15 | 1623.9734
30.09. | 16 | 1623.9734
30.09. | 17 | 1601.7053
30.09. | 18 | 1601.7053
30.09. | 19 | 1623.9734
30.09. | 20 | 1623.9734
30.09. | 21 | 1646.2415
30.09. | 22 | 1668.5097
30.09. | 23 | 1690.7778
30.09. | 24 | 1735.314
01.10. | 1 | 1735.314
01.10. | 2 | 1779.8503
01.10. | 3 | 1802.1184
01.10. | 4 | 1824.3866
01.10. | 5 | 1868.9228
01.10. | 6 | 1868.9228
01.10. | 7 | 1891.191
01.10. | 8 | 1891.191
01.10. | 9 | 1846.6547
01.10. | 10 | 1824.3866
01.10. | 11 | 1757.5822
01.10. | 12 | 1713.0459
01.10. | 13 | 1668.5097
01.10. | 14 | 1646.2415
01.10. | 15 | 1601.7053
01.10. | 16 | 1601.7053
01.10. | 17 | 1579.4371
01.10. | 18 | 1579.4371
01.10. | 19 | 1601.7053
01.10. | 20 | 1601.7053
01.10. | 21 | 1623.9734
01.10. | 22 | 1623.9734
01.10. | 23 | 1668.5097
01.10. | 24 | 1690.7778
02.10. | 1 | 1713.0459
02.10. | 2 | 1735.314
02.10. | 3 | 1757.5822
02.10. | 4 | 1779.8503
02.10. | 5 | 1802.1184
02.10. | 6 | 1824.3866
02.10. | 7 | 1846.6547
02.10. | 8 | 1824.3866
02.10. | 9 | 1802.1184
02.10. | 10 | 1779.8503
02.10. | 11 | 1735.314
02.10. | 12 | 1690.7778
02.10. | 13 | 1646.2415
02.10. | 14 | 1623.9734
02.10. | 15 | 1601.7053
02.10. | 16 | 1579.4371
02.10. | 17 | 1579.4371
02.10. | 18 | 1579.4371
02.10. | 19 | 1601.7053
02.10. | 20 | 1601.7053
02.10. | 21 | 1623.9734
02.10. | 22 | 1646.2415
02.10. | 23 | 1668.5097
02.10. | 24 | 1690.7778
03.10. | 1 | 1735.314
03.10. | 2 | 1757.5822
03.10. | 3 | 1802.1184
03.10. | 4 | 1824.3866
03.10. | 5 | 1846.6547
03.10. | 6 | 1868.9228
03.10. | 7 | 1891.191
03.10. | 8 | 1891.191
03.10. | 9 | 1868.9228
03.10. | 10 | 1846.6547
03.10. | 11 | 1779.8503
03.10. | 12 | 1757.5822
03.10. | 13 | 1713.0459
03.10. | 14 | 1668.5097
03.10. | 15 | 1646.2415
03.10. | 16 | 1623.9734
03.10. | 17 | 1623.9734
03.10. | 18 | 1646.2415
03.10. | 19 | 1646.2415
03.10. | 20 | 1646.2415
03.10. | 21 | 1668.5097
03.10. | 22 | 1713.0459
03.10. | 23 | 1735.314
03.10. | 24 | 1757.5822
04.10. | 1 | 1779.8503
04.10. | 2 | 1802.1184
04.10. | 3 | 1846.6547
04.10. | 4 | 1868.9228
04.10. | 5 | 1913.4591
04.10. | 6 | 1935.7272
04.10. | 7 | 1935.7272
04.10. | 8 | 1935.7272
04.10. | 9 | 1913.4591
04.10. | 10 | 1868.9228
04.10. | 11 | 1824.3866
04.10. | 12 | 1779.8503
04.10. | 13 | 1735.314
04.10. | 14 | 1690.7778
04.10. | 15 | 1668.5097
04.10. | 16 | 1646.2415
04.10. | 17 | 1623.9734
04.10. | 18 | 1646.2415
04.10. | 19 | 1646.2415
04.10. | 20 | 1646.2415
04.10. | 21 | 1668.5097
04.10. | 22 | 1690.7778
04.10. | 23 | 1713.0459
04.10. | 24 | 1735.314
05.10. | 1 | 1757.5822
05.10. | 2 | 1802.1184
05.10. | 3 | 1824.3866
05.10. | 4 | 1846.6547
05.10. | 5 | 1868.9228
05.10. | 6 | 1891.191
05.10. | 7 | 1891.191
05.10. | 8 | 1891.191
05.10. | 9 | 1868.9228
05.10. | 10 | 1846.6547
05.10. | 11 | 1802.1184
05.10. | 12 | 1757.5822
05.10. | 13 | 1735.314
05.10. | 14 | 1690.7778
05.10. | 15 | 1668.5097
05.10. | 16 | 1646.2415
05.10. | 17 | 1646.2415
05.10. | 18 | 1646.2415
05.10. | 19 | 1646.2415
05.10. | 20 | 1668.5097
05.10. | 21 | 1668.5097
05.10. | 22 | 1690.7778
05.10. | 23 | 1735.314
05.10. | 24 | 1757.5822
06.10. | 1 | 1779.8503
06.10. | 2 | 1824.3866
06.10. | 3 | 1846.6547
06.10. | 4 | 1868.9228
06.10. | 5 | 1891.191
06.10. | 6 | 1913.4591
06.10. | 7 | 1935.7272
06.10. | 8 | 1935.7272
06.10. | 9 | 1935.7272
06.10. | 10 | 1913.4591
06.10. | 11 | 1868.9228
06.10. | 12 | 1824.3866
06.10. | 13 | 1802.1184
06.10. | 14 | 1757.5822
06.10. | 15 | 1735.314
06.10. | 16 | 1713.0459
06.10. | 17 | 1713.0459
06.10. | 18 | 1735.314
06.10. | 19 | 1735.314
06.10. | 20 | 1757.5822
06.10. | 21 | 1779.8503
06.10. | 22 | 1802.1184
06.10. | 23 | 1824.3866
06.10. | 24 | 1868.9228
07.10. | 1 | 1891.191
07.10. | 2 | 1935.7272
07.10. | 3 | 1957.9954
07.10. | 4 | 1980.2635
07.10. | 5 | 2002.5316
07.10. | 6 | 2024.7998
07.10. | 7 | 2047.0679
07.10. | 8 | 2047.0679
07.10. | 9 | 2024.7998
07.10. | 10 | 2002.5316
07.10. | 11 | 1957.9954
07.10. | 12 | 1913.4591
07.10. | 13 | 1868.9228
07.10. | 14 | 1824.3866
07.10. | 15 | 1802.1184
07.10. | 16 | 1779.8503
07.10. | 17 | 1779.8503
07.10. | 18 | 1779.8503
07.10. | 19 | 1779.8503
07.10. | 20 | 1802.1184
07.10. | 21 | 1802.1184
07.10. | 22 | 1824.3866
07.10. | 23 | 1846.6547
07.10. | 24 | 1868.9228
08.10. | 1 | 1913.4591
08.10. | 2 | 1935.7272
08.10. | 3 | 1957.9954
08.10. | 4 | 1980.2635
08.10. | 5 | 2002.5316
08.10. | 6 | 2002.5316
08.10. | 7 | 2024.7998
08.10. | 8 | 2024.7998
08.10. | 9 | 2002.5316
08.10. | 10 | 1980.2635
08.10. | 11 | 1935.7272
08.10. | 12 | 1891.191
08.10. | 13 | 1846.6547
08.10. | 14 | 1824.3866
08.10. | 15 | 1779.8503
08.10. | 16 | 1757.5822
08.10. | 17 | 1757.5822
08.10. | 18 | 1757.5822
08.10. | 19 | 1779.8503
08.10. | 20 | 1802.1184
08.10. | 21 | 1824.3866
08.10. | 22 | 1846.6547
08.10. | 23 | 1868.9228
08.10. | 24 | 1891.191
09.10. | 1 | 1935.7272
09.10. | 2 | 1957.9954
09.10. | 3 | 2002.5316
09.10. | 4 | 2024.7998
09.10. | 5 | 2047.0679
09.10. | 6 | 2069.336
09.10. | 7 | 2069.336
09.10. | 8 | 2069.336
09.10. | 9 | 2069.336
09.10. | 10 | 2047.0679
09.10. | 11 | 2002.5316
09.10. | 12 | 1935.7272
09.10. | 13 | 1891.191
09.10. | 14 | 1846.6547
09.10. | 15 | 1824.3866
09.10. | 16 | 1802.1184
09.10. | 17 | 1779.8503
09.10. | 18 | 1802.1184
09.10. | 19 | 1802.1184
09.10. | 20 | 1824.3866
09.10. | 21 | 1846.6547
09.10. | 22 | 1868.9228
09.10. | 23 | 1913.4591
09.10. | 24 | 1935.7272
10.10. | 1 | 1957.9954
10.10. | 2 | 1980.2635
10.10. | 3 | 2024.7998
10.10. | 4 | 2047.0679
10.10. | 5 | 2069.336
10.10. | 6 | 2091.6042
10.10. | 7 | 2091.6042
10.10. | 8 | 2091.6042
10.10. | 9 | 2069.336
10.10. | 10 | 2047.0679
10.10. | 11 | 2002.5316
10.10. | 12 | 1957.9954
10.10. | 13 | 1891.191
10.10. | 14 | 1846.6547
10.10. | 15 | 1802.1184
10.10. | 16 | 1779.8503
10.10. | 17 | 1757.5822
10.10. | 18 | 1779.8503
10.10. | 19 | 1779.8503
10.10. | 20 | 1802.1184
10.10. | 21 | 1824.3866
10.10. | 22 | 1846.6547
10.10. | 23 | 1868.9228
10.10. | 24 | 1891.191
11.10. | 1 | 1935.7272
11.10. | 2 | 1957.9954
11.10. | 3 | 1980.2635
11.10. | 4 | 2002.5316
11.10. | 5 | 2024.7998
11.10. | 6 | 2047.0679
11.10. | 7 | 2047.0679
11.10. | 8 | 2047.0679
11.10. | 9 | 2047.0679
11.10. | 10 | 2024.7998
11.10. | 11 | 1957.9954
11.10. | 12 | 1913.4591
11.10. | 13 | 1868.9228
11.10. | 14 | 1824.3866
11.10. | 15 | 1802.1184
11.10. | 16 | 1757.5822
11.10. | 17 | 1757.5822
11.10. | 18 | 1757.5822
11.10. | 19 | 1779.8503
11.10. | 20 | 1779.8503
11.10. | 21 | 1802.1184
11.10. | 22 | 1824.3866
11.10. | 23 | 1868.9228
11.10. | 24 | 1891.191
12.10. | 1 | 1913.4591
12.10. | 2 | 1957.9954
12.10. | 3 | 1980.2635
12.10. | 4 | 2002.5316
12.10. | 5 | 2047.0679
12.10. | 6 | 2069.336
12.10. | 7 | 2069.336
12.10. | 8 | 2069.336
12.10. | 9 | 2069.336
12.10. | 10 | 2024.7998
12.10. | 11 | 2002.5316
12.10. | 12 | 1935.7272
12.10. | 13 | 1913.4591
12.10. | 14 | 1868.9228
12.10. | 15 | 1824.3866
12.10. | 16 | 1802.1184
12.10. | 17 | 1802.1184
12.10. | 18 | 1802.1184
12.10. | 19 | 1824.3866
12.10. | 20 | 1824.3866
12.10. | 21 | 1846.6547
12.10. | 22 | 1868.9228
12.10. | 23 | 1891.191
12.10. | 24 | 1913.4591
13.10. | 1 | 1957.9954
13.10. | 2 | 1980.2635
13.10. | 3 | 2024.7998
13.10. | 4 | 2047.0679
13.10. | 5 | 2069.336
13.10. | 6 | 2091.6042
13.10. | 7 | 2113.8723
13.10. | 8 | 2113.8723
13.10. | 9 | 2091.6042
13.10. | 10 | 2069.336
13.10. | 11 | 2024.7998
13.10. | 12 | 1980.2635
13.10. | 13 | 1935.7272
13.10. | 14 | 1891.191
13.10. | 15 | 1846.6547
13.10. | 16 | 1846.6547
13.10. | 17 | 1824.3866
13.10. | 18 | 1846.6547
13.10. | 19 | 1846.6547
13.10. | 20 | 1868.9228
13.10. | 21 | 1891.191
13.10. | 22 | 1913.4591
13.10. | 23 | 1935.7272
13.10. | 24 | 1957.9954
14.10. | 1 | 1980.2635
14.10. | 2 | 2024.7998
14.10. | 3 | 2047.0679
14.10. | 4 | 2069.336
14.10. | 5 | 2091.6042
14.10. | 6 | 2113.8723
14.10. | 7 | 2136.1404
14.10. | 8 | 2136.1404
14.10. | 9 | 2113.8723
14.10. | 10 | 2091.6042
14.10. | 11 | 2047.0679
14.10. | 12 | 2002.5316
14.10. | 13 | 1957.9954
14.10. | 14 | 1913.4591
14.10. | 15 | 1868.9228
14.10. | 16 | 1868.9228
14.10. | 17 | 1846.6547
14.10. | 18 | 1846.6547
14.10. | 19 | 1868.9228
14.10. | 20 | 1868.9228
14.10. | 21 | 1891.191
14.10. | 22 | 1913.4591
14.10. | 23 | 1935.7272
14.10. | 24 | 1957.9954
15.10. | 1 | 1980.2635
15.10. | 2 | 2002.5316
15.10. | 3 | 2024.7998
15.10. | 4 | 2069.336
15.10. | 5 | 2091.6042
15.10. | 6 | 2091.6042
15.10. | 7 | 2113.8723
15.10. | 8 | 2113.8723
15.10. | 9 | 2091.6042
15.10. | 10 | 2069.336
15.10. | 11 | 2024.7998
15.10. | 12 | 1980.2635
15.10. | 13 | 1935.7272
15.10. | 14 | 1913.4591
15.10. | 15 | 1868.9228
15.10. | 16 | 1846.6547
15.10. | 17 | 1846.6547
15.10. | 18 | 1846.6547
15.10. | 19 | 1868.9228
15.10. | 20 | 1868.9228
15.10. | 21 | 1891.191
15.10. | 22 | 1913.4591
15.10. | 23 | 1957.9954
15.10. | 24 | 1980.2635
16.10. | 1 | 2024.7998
16.10. | 2 | 2047.0679
16.10. | 3 | 2069.336
16.10. | 4 | 2113.8723
16.10. | 5 | 2136.1404
16.10. | 6 | 2158.4085
16.10. | 7 | 2158.4085
16.10. | 8 | 2180.6767
16.10. | 9 | 2158.4085
16.10. | 10 | 2136.1404
16.10. | 11 | 2091.6042
16.10. | 12 | 2047.0679
16.10. | 13 | 2002.5316
16.10. | 14 | 1957.9954
16.10. | 15 | 1913.4591
16.10. | 16 | 1891.191
16.10. | 17 | 1891.191
16.10. | 18 | 1891.191
16.10. | 19 | 1913.4591
16.10. | 20 | 1935.7272
16.10. | 21 | 1957.9954
16.10. | 22 | 1980.2635
16.10. | 23 | 2024.7998
16.10. | 24 | 2047.0679
17.10. | 1 | 2069.336
17.10. | 2 | 2113.8723
17.10. | 3 | 2136.1404
17.10. | 4 | 2180.6767
17.10. | 5 | 2202.9448
17.10. | 6 | 2225.2129
17.10. | 7 | 2225.2129
17.10. | 8 | 2225.2129
17.10. | 9 | 2225.2129
17.10. | 10 | 2180.6767
17.10. | 11 | 2136.1404
17.10. | 12 | 2091.6042
17.10. | 13 | 2024.7998
17.10. | 14 | 1980.2635
17.10. | 15 | 1935.7272
17.10. | 16 | 1913.4591
17.10. | 17 | 1891.191
17.10. | 18 | 1913.4591
17.10. | 19 | 1913.4591
17.10. | 20 | 1935.7272
17.10. | 21 | 1957.9954
17.10. | 22 | 2002.5316
17.10. | 23 | 2024.7998
17.10. | 24 | 2047.0679
18.10. | 1 | 2091.6042
18.10. | 2 | 2113.8723
18.10. | 3 | 2136.1404
18.10. | 4 | 2158.4085
18.10. | 5 | 2202.9448
18.10. | 6 | 2202.9448
18.10. | 7 | 2225.2129
18.10. | 8 | 2225.2129
18.10. | 9 | 2202.9448
18.10. | 10 | 2180.6767
18.10. | 11 | 2136.1404
18.10. | 12 | 2069.336
18.10. | 13 | 2024.7998
18.10. | 14 | 1980.2635
18.10. | 15 | 1935.7272
18.10. | 16 | 1891.191
18.10. | 17 | 1891.191
18.10. | 18 | 1891.191
18.10. | 19 | 1913.4591
18.10. | 20 | 1935.7272
18.10. | 21 | 1935.7272
18.10. | 22 | 1980.2635
18.10. | 23 | 2002.5316
18.10. | 24 | 2024.7998
19.10. | 1 | 2069.336
19.10. | 2 | 2091.6042
19.10. | 3 | 2113.8723
19.10. | 4 | 2158.4085
19.10. | 5 | 2158.4085
19.10. | 6 | 2180.6767
19.10. | 7 | 2202.9448
19.10. | 8 | 2202.9448
19.10. | 9 | 2180.6767
19.10. | 10 | 2158.4085
19.10. | 11 | 2113.8723
19.10. | 12 | 2069.336
19.10. | 13 | 2024.7998
19.10. | 14 | 1980.2635
19.10. | 15 | 1935.7272
19.10. | 16 | 1913.4591
19.10. | 17 | 1913.4591
19.10. | 18 | 1913.4591
19.10. | 19 | 1935.7272
19.10. | 20 | 1935.7272
19.10. | 21 | 1957.9954
19.10. | 22 | 1980.2635
19.10. | 23 | 2024.7998
19.10. | 24 | 2047.0679
20.10. | 1 | 2069.336
20.10. | 2 | 2091.6042
20.10. | 3 | 2136.1404
20.10. | 4 | 2158.4085
20.10. | 5 | 2180.6767
20.10. | 6 | 2202.9448
20.10. | 7 | 2202.9448
20.10. | 8 | 2225.2129
20.10. | 9 | 2202.9448
20.10. | 10 | 2202.9448
20.10. | 11 | 2158.4085
20.10. | 12 | 2113.8723
20.10. | 13 | 2069.336
20.10. | 14 | 2024.7998
20.10. | 15 | 2002.5316
20.10. | 16 | 1980.2635
20.10. | 17 | 1980.2635
20.10. | 18 | 1980.2635
20.10. | 19 | 2002.5316
20.10. | 20 | 2002.5316
20.10. | 21 | 2024.7998
20.10. | 22 | 2047.0679
20.10. | 23 | 2091.6042
20.10. | 24 | 2113.8723
21.10. | 1 | 2136.1404
21.10. | 2 | 2180.6767
21.10. | 3 | 2202.9448
21.10. | 4 | 2225.2129
21.10. | 5 | 2247.4811
21.10. | 6 | 2247.4811
21.10. | 7 | 2269.7492
21.10. | 8 | 2269.7492
21.10. | 9 | 2269.7492
21.10. | 10 | 2247.4811
21.10. | 11 | 2202.9448
21.10. | 12 | 2158.4085
21.10. | 13 | 2136.1404
21.10. | 14 | 2091.6042
21.10. | 15 | 2069.336
21.10. | 16 | 2047.0679
21.10. | 17 | 2024.7998
21.10. | 18 | 2047.0679
21.10. | 19 | 2047.0679
21.10. | 20 | 2047.0679
21.10. | 21 | 2069.336
21.10. | 22 | 2091.6042
21.10. | 23 | 2113.8723
21.10. | 24 | 2136.1404
22.10. | 1 | 2158.4085
22.10. | 2 | 2180.6767
22.10. | 3 | 2202.9448
22.10. | 4 | 2225.2129
22.10. | 5 | 2247.4811
22.10. | 6 | 2247.4811
22.10. | 7 | 2269.7492
22.10. | 8 | 2269.7492
22.10. | 9 | 2269.7492
22.10. | 10 | 2247.4811
22.10. | 11 | 2202.9448
22.10. | 12 | 2180.6767
22.10. | 13 | 2136.1404
22.10. | 14 | 2113.8723
22.10. | 15 | 2091.6042
22.10. | 16 | 2069.336
22.10. | 17 | 2047.0679
22.10. | 18 | 2069.336
22.10. | 19 | 2069.336
22.10. | 20 | 2091.6042
22.10. | 21 | 2113.8723
22.10. | 22 | 2136.1404
22.10. | 23 | 2158.4085
22.10. | 24 | 2180.6767
23.10. | 1 | 2202.9448
23.10. | 2 | 2225.2129
23.10. | 3 | 2247.4811
23.10. | 4 | 2269.7492
23.10. | 5 | 2292.0173
23.10. | 6 | 2314.2855
23.10. | 7 | 2314.2855
23.10. | 8 | 2336.5536
23.10. | 9 | 2314.2855
23.10. | 10 | 2314.2855
23.10. | 11 | 2269.7492
23.10. | 12 | 2247.4811
23.10. | 13 | 2202.9448
23.10. | 14 | 2158.4085
23.10. | 15 | 2136.1404
23.10. | 16 | 2091.6042
23.10. | 17 | 2091.6042
23.10. | 18 | 2113.8723
23.10. | 19 | 2113.8723
23.10. | 20 | 2136.1404
23.10. | 21 | 2158.4085
23.10. | 22 | 2180.6767
23.10. | 23 | 2202.9448
23.10. | 24 | 2225.2129
24.10. | 1 | 2247.4811
24.10. | 2 | 2269.7492
24.10. | 3 | 2292.0173
24.10. | 4 | 2314.2855
24.10. | 5 | 2336.5536
24.10. | 6 | 2358.8217
24.10. | 7 | 2358.8217
24.10. | 8 | 2358.8217
24.10. | 9 | 2336.5536
24.10. | 10 | 2336.5536
24.10. | 11 | 2292.0173
24.10. | 12 | 2247.4811
24.10. | 13 | 2202.9448
24.10. | 14 | 2136.1404
24.10. | 15 | 2113.8723
24.10. | 16 | 2069.336
24.10. | 17 | 2069.336
24.10. | 18 | 2069.336
24.10. | 19 | 2069.336
24.10. | 20 | 2091.6042
24.10. | 21 | 2113.8723
24.10. | 22 | 2113.8723
24.10. | 23 | 2158.4085
24.10. | 24 | 2180.6767
25.10. | 1 | 2202.9448
25.10. | 2 | 2225.2129
25.10. | 3 | 2247.4811
25.10. | 4 | 2269.7492
25.10. | 5 | 2269.7492
25.10. | 6 | 2292.0173
25.10. | 7 | 2292.0173
25.10. | 8 | 2314.2855
25.10. | 9 | 2292.0173
25.10. | 10 | 2269.7492
25.10. | 11 | 2225.2129
25.10. | 12 | 2202.9448
25.10. | 13 | 2158.4085
25.10. | 14 | 2113.8723
25.10. | 15 | 2069.336
25.10. | 16 | 2047.0679
25.10. | 17 | 2047.0679
25.10. | 18 | 2047.0679
25.10. | 19 | 2047.0679
25.10. | 20 | 2069.336
25.10. | 21 | 2091.6042
25.10. | 22 | 2113.8723
25.10. | 23 | 2136.1404
25.10. | 24 | 2158.4085
26.10. | 1 | 2180.6767
26.10. | 2 | 2202.9448
26.10. | 3 | 2225.2129
26.10. | 4 | 2247.4811
26.10. | 5 | 2269.7492
26.10. | 6 | 2292.0173
26.10. | 7 | 2292.0173
26.10. | 8 | 2292.0173
26.10. | 9 | 2292.0173
26.10. | 10 | 2269.7492
26.10. | 11 | 2247.4811
26.10. | 12 | 2202.9448
26.10. | 13 | 2180.6767
26.10. | 14 | 2136.1404
26.10. | 15 | 2113.8723
26.10. | 16 | 2091.6042
26.10. | 17 | 2091.6042
26.10. | 18 | 2091.6042
26.10. | 19 | 2113.8723
26.10. | 20 | 2136.1404
26.10. | 21 | 2136.1404
26.10. | 22 | 2158.4085
26.10. | 23 | 2180.6767
26.10. | 24 | 2202.9448
27.10. | 1 | 2225.2129
27.10. | 2 | 2247.4811
27.10. | 3 | 2269.7492
27.10. | 4 | 2292.0173
27.10. | 5 | 2292.0173
27.10. | 6 | 2314.2855
27.10. | 7 | 2314.2855
27.10. | 8 | 2314.2855
27.10. | 9 | 2314.2855
27.10. | 10 | 2314.2855
27.10. | 11 | 2269.7492
27.10. | 12 | 2247.4811
27.10. | 13 | 2225.2129
27.10. | 14 | 2180.6767
27.10. | 15 | 2158.4085
27.10. | 16 | 2136.1404
27.10. | 17 | 2136.1404
27.10. | 18 | 2136.1404
27.10. | 19 | 2158.4085
27.10. | 20 | 2180.6767
27.10. | 21 | 2202.9448
27.10. | 22 | 2202.9448
27.10. | 23 | 2225.2129
27.10. | 24 | 2247.4811
28.10. | 1 | 2269.7492
28.10. | 2 | 2292.0173
28.10. | 3 | 2314.2855
28.10. | 4 | 2336.5536
28.10. | 5 | 2358.8217
28.10. | 6 | 2358.8217
28.10. | 7 | 2358.8217
28.10. | 8 | 2381.0899
28.10. | 9 | 2358.8217
28.10. | 10 | 2358.8217
28.10. | 11 | 2314.2855
28.10. | 12 | 2292.0173
28.10. | 13 | 2247.4811
28.10. | 14 | 2202.9448
28.10. | 15 | 2180.6767
28.10. | 16 | 2158.4085
28.10. | 17 | 2158.4085
28.10. | 18 | 2158.4085
28.10. | 19 | 2158.4085
28.10. | 20 | 2180.6767
28.10. | 21 | 2202.9448
28.10. | 22 | 2202.9448
28.10. | 23 | 2225.2129
28.10. | 24 | 2247.4811
29.10. | 1 | 2269.7492
29.10. | 2 | 2292.0173
29.10. | 3 | 2314.2855
29.10. | 4 | 2336.5536
29.10. | 5 | 2336.5536
29.10. | 6 | 2358.8217
29.10. | 7 | 2358.8217
29.10. | 8 | 2358.8217
29.10. | 9 | 2358.8217
29.10. | 10 | 2336.5536
29.10. | 11 | 2314.2855
29.10. | 12 | 2292.0173
29.10. | 13 | 2247.4811
29.10. | 14 | 2202.9448
29.10. | 15 | 2180.6767
29.10. | 16 | 2180.6767
29.10. | 17 | 2158.4085
29.10. | 18 | 2180.6767
29.10. | 19 | 2180.6767
29.10. | 20 | 2202.9448
29.10. | 21 | 2202.9448
29.10. | 22 | 2225.2129
29.10. | 23 | 2247.4811
29.10. | 24 | 2269.7492
30.10. | 1 | 2292.0173
30.10. | 2 | 2314.2855
30.10. | 3 | 2336.5536
30.10. | 4 | 2358.8217
30.10. | 5 | 2358.8217
30.10. | 6 | 2381.0899
30.10. | 7 | 2381.0899
30.10. | 8 | 2381.0899
30.10. | 9 | 2381.0899
30.10. | 10 | 2358.8217
30.10. | 11 | 2336.5536
30.10. | 12 | 2314.2855
30.10. | 13 | 2292.0173
30.10. | 14 | 2247.4811
30.10. | 15 | 2225.2129
30.10. | 16 | 2202.9448
30.10. | 17 | 2202.9448
30.10. | 18 | 2202.9448
30.10. | 19 | 2202.9448
30.10. | 20 | 2225.2129
30.10. | 21 | 2225.2129
30.10. | 22 | 2247.4811
30.10. | 23 | 2269.7492
30.10. | 24 | 2292.0173
31.10. | 1 | 2292.0173
31.10. | 2 | 2314.2855
31.10. | 3 | 2336.5536
31.10. | 4 | 2336.5536
31.10. | 5 | 2358.8217
31.10. | 6 | 2358.8217
31.10. | 7 | 2358.8217
31.10. | 8 | 2381.0899
31.10. | 9 | 2358.8217
31.10. | 10 | 2358.8217
31.10. | 11 | 2336.5536
31.10. | 12 | 2292.0173
31.10. | 13 | 2269.7492
31.10. | 14 | 2225.2129
31.10. | 15 | 2202.9448
31.10. | 16 | 2180.6767
31.10. | 17 | 2158.4085
31.10. | 18 | 2158.4085
31.10. | 19 | 2180.6767
31.10. | 20 | 2180.6767
31.10. | 21 | 2180.6767
31.10. | 22 | 2180.6767
31.10. | 23 | 2202.9448
31.10. | 24 | 2225.2129
01.11. | 1 | 2225.2129
01.11. | 2 | 2247.4811
01.11. | 3 | 2269.7492
01.11. | 4 | 2269.7492
01.11. | 5 | 2292.0173
01.11. | 6 | 2314.2855
01.11. | 7 | 2314.2855
01.11. | 8 | 2314.2855
01.11. | 9 | 2314.2855
01.11. | 10 | 2292.0173
01.11. | 11 | 2269.7492
01.11. | 12 | 2247.4811
01.11. | 13 | 2202.9448
01.11. | 14 | 2180.6767
01.11. | 15 | 2158.4085
01.11. | 16 | 2136.1404
01.11. | 17 | 2136.1404
01.11. | 18 | 2136.1404
01.11. | 19 | 2136.1404
01.11. | 20 | 2158.4085
01.11. | 21 | 2180.6767
01.11. | 22 | 2180.6767
01.11. | 23 | 2202.9448
01.11. | 24 | 2225.2129
02.11. | 1 | 2269.7492
02.11. | 2 | 2292.0173
02.11. | 3 | 2314.2855
02.11. | 4 | 2336.5536
02.11. | 5 | 2336.5536
02.11. | 6 | 2358.8217
02.11. | 7 | 2381.0899
02.11. | 8 | 2381.0899
02.11. | 9 | 2358.8217
02.11. | 10 | 2358.8217
02.11. | 11 | 2336.5536
02.11. | 12 | 2292.0173
02.11. | 13 | 2269.7492
02.11. | 14 | 2225.2129
02.11. | 15 | 2202.9448
02.11. | 16 | 2180.6767
02.11. | 17 | 2180.6767
02.11. | 18 | 2180.6767
02.11. | 19 | 2202.9448
02.11. | 20 | 2202.9448
02.11. | 21 | 2225.2129
02.11. | 22 | 2247.4811
02.11. | 23 | 2247.4811
02.11. | 24 | 2269.7492
03.11. | 1 | 2292.0173
03.11. | 2 | 2314.2855
03.11. | 3 | 2336.5536
03.11. | 4 | 2336.5536
03.11. | 5 | 2358.8217
03.11. | 6 | 2358.8217
03.11. | 7 | 2381.0899
03.11. | 8 | 2381.0899
03.11. | 9 | 2358.8217
03.11. | 10 | 2358.8217
03.11. | 11 | 2336.5536
03.11. | 12 | 2314.2855
03.11. | 13 | 2269.7492
03.11. | 14 | 2225.2129
03.11. | 15 | 2202.9448
03.11. | 16 | 2180.6767
03.11. | 17 | 2180.6767
03.11. | 18 | 2202.9448
03.11. | 19 | 2202.9448
03.11. | 20 | 2225.2129
03.11. | 21 | 2225.2129
03.11. | 22 | 2247.4811
03.11. | 23 | 2269.7492
03.11. | 24 | 2269.7492
04.11. | 1 | 2292.0173
04.11. | 2 | 2314.2855
04.11. | 3 | 2336.5536
04.11. | 4 | 2336.5536
04.11. | 5 | 2358.8217
04.11. | 6 | 2381.0899
04.11. | 7 | 2381.0899
04.11. | 8 | 2381.0899
04.11. | 9 | 2381.0899
04.11. | 10 | 2358.8217
04.11. | 11 | 2336.5536
04.11. | 12 | 2314.2855
04.11. | 13 | 2292.0173
04.11. | 14 | 2247.4811
04.11. | 15 | 2225.2129
04.11. | 16 | 2202.9448
04.11. | 17 | 2202.9448
04.11. | 18 | 2202.9448
04.11. | 19 | 2225.2129
04.11. | 20 | 2225.2129
04.11. | 21 | 2247.4811
04.11. | 22 | 2269.7492
04.11. | 23 | 2269.7492
04.11. | 24 | 2292.0173
05.11. | 1 | 2314.2855
05.11. | 2 | 2336.5536
05.11. | 3 | 2336.5536
05.11. | 4 | 2358.8217
05.11. | 5 | 2381.0899
05.11. | 6 | 2381.0899
05.11. | 7 | 2381.0899
05.11. | 8 | 2381.0899
05.11. | 9 | 2381.0899
05.11. | 10 | 2381.0899
05.11. | 11 | 2336.5536
05.11. | 12 | 2314.2855
05.11. | 13 | 2292.0173
05.11. | 14 | 2247.4811
05.11. | 15 | 2225.2129
05.11. | 16 | 2202.9448
05.11. | 17 | 2202.9448
05.11. | 18 | 2202.9448
05.11. | 19 | 2202.9448
05.11. | 20 | 2225.2129
05.11. | 21 | 2247.4811
05.11. | 22 | 2247.4811
05.11. | 23 | 2269.7492
05.11. | 24 | 2292.0173
06.11. | 1 | 2314.2855
06.11. | 2 | 2336.5536
06.11. | 3 | 2336.5536
06.11. | 4 | 2358.8217
06.11. | 5 | 2381.0899
06.11. | 6 | 2381.0899
06.11. | 7 | 2403.358
06.11. | 8 | 2403.358
06.11. | 9 | 2403.358
06.11. | 10 | 2381.0899
06.11. | 11 | 2358.8217
06.11. | 12 | 2336.5536
06.11. | 13 | 2292.0173
06.11. | 14 | 2269.7492
06.11. | 15 | 2247.4811
06.11. | 16 | 2225.2129
06.11. | 17 | 2225.2129
06.11. | 18 | 2225.2129
06.11. | 19 | 2247.4811
06.11. | 20 | 2247.4811
06.11. | 21 | 2269.7492
06.11. | 22 | 2292.0173
06.11. | 23 | 2314.2855
06.11. | 24 | 2336.5536
07.11. | 1 | 2336.5536
07.11. | 2 | 2358.8217
07.11. | 3 | 2381.0899
07.11. | 4 | 2403.358
07.11. | 5 | 2403.358
07.11. | 6 | 2425.6261
07.11. | 7 | 2425.6261
07.11. | 8 | 2447.8943
07.11. | 9 | 2425.6261
07.11. | 10 | 2425.6261
07.11. | 11 | 2403.358
07.11. | 12 | 2381.0899
07.11. | 13 | 2336.5536
07.11. | 14 | 2314.2855
07.11. | 15 | 2269.7492
07.11. | 16 | 2269.7492
07.11. | 17 | 2269.7492
07.11. | 18 | 2269.7492
07.11. | 19 | 2292.0173
07.11. | 20 | 2292.0173
07.11. | 21 | 2314.2855
07.11. | 22 | 2314.2855
07.11. | 23 | 2336.5536
07.11. | 24 | 2358.8217
08.11. | 1 | 2381.0899
08.11. | 2 | 2403.358
08.11. | 3 | 2403.358
08.11. | 4 | 2425.6261
08.11. | 5 | 2447.8943
08.11. | 6 | 2447.8943
08.11. | 7 | 2470.1624
08.11. | 8 | 2470.1624
08.11. | 9 | 2470.1624
08.11. | 10 | 2447.8943
08.11. | 11 | 2425.6261
08.11. | 12 | 2403.358
08.11. | 13 | 2381.0899
08.11. | 14 | 2358.8217
08.11. | 15 | 2336.5536
08.11. | 16 | 2314.2855
08.11. | 17 | 2314.2855
08.11. | 18 | 2314.2855
08.11. | 19 | 2336.5536
08.11. | 20 | 2336.5536
08.11. | 21 | 2358.8217
08.11. | 22 | 2358.8217
08.11. | 23 | 2381.0899
08.11. | 24 | 2381.0899
09.11. | 1 | 2403.358
09.11. | 2 | 2425.6261
09.11. | 3 | 2447.8943
09.11. | 4 | 2447.8943
09.11. | 5 | 2470.1624
09.11. | 6 | 2470.1624
09.11. | 7 | 2492.4305
09.11. | 8 | 2492.4305
09.11. | 9 | 2492.4305
09.11. | 10 | 2470.1624
09.11. | 11 | 2447.8943
09.11. | 12 | 2425.6261
09.11. | 13 | 2403.358
09.11. | 14 | 2381.0899
09.11. | 15 | 2358.8217
09.11. | 16 | 2336.5536
09.11. | 17 | 2336.5536
09.11. | 18 | 2336.5536
09.11. | 19 | 2336.5536
09.11. | 20 | 2358.8217
09.11. | 21 | 2358.8217
09.11. | 22 | 2381.0899
09.11. | 23 | 2381.0899
09.11. | 24 | 2403.358
10.11. | 1 | 2425.6261
10.11. | 2 | 2425.6261
10.11. | 3 | 2447.8943
10.11. | 4 | 2470.1624
10.11. | 5 | 2470.1624
10.11. | 6 | 2492.4305
10.11. | 7 | 2492.4305
10.11. | 8 | 2492.4305
10.11. | 9 | 2492.4305
10.11. | 10 | 2492.4305
10.11. | 11 | 2470.1624
10.11. | 12 | 2447.8943
10.11. | 13 | 2403.358
10.11. | 14 | 2381.0899
10.11. | 15 | 2358.8217
10.11. | 16 | 2358.8217
10.11. | 17 | 2336.5536
10.11. | 18 | 2358.8217
10.11. | 19 | 2358.8217
10.11. | 20 | 2358.8217
10.11. | 21 | 2381.0899
10.11. | 22 | 2381.0899
10.11. | 23 | 2403.358
10.11. | 24 | 2403.358
11.11. | 1 | 2425.6261
11.11. | 2 | 2425.6261
11.11. | 3 | 2447.8943
11.11. | 4 | 2447.8943
11.11. | 5 | 2470.1624
11.11. | 6 | 2470.1624
11.11. | 7 | 2470.1624
11.11. | 8 | 2492.4305
11.11. | 9 | 2470.1624
11.11. | 10 | 2470.1624
11.11. | 11 | 2447.8943
11.11. | 12 | 2425.6261
11.11. | 13 | 2403.358
11.11. | 14 | 2358.8217
11.11. | 15 | 2336.5536
11.11. | 16 | 2336.5536
11.11. | 17 | 2314.2855
11.11. | 18 | 2314.2855
11.11. | 19 | 2336.5536
11.11. | 20 | 2336.5536
11.11. | 21 | 2336.5536
11.11. | 22 | 2358.8217
11.11. | 23 | 2381.0899
11.11. | 24 | 2381.0899
12.11. | 1 | 2403.358
12.11. | 2 | 2425.6261
12.11. | 3 | 2425.6261
12.11. | 4 | 2447.8943
12.11. | 5 | 2447.8943
12.11. | 6 | 2470.1624
12.11. | 7 | 2470.1624
12.11. | 8 | 2470.1624
12.11. | 9 | 2470.1624
12.11. | 10 | 2447.8943
12.11. | 11 | 2425.6261
12.11. | 12 | 2403.358
12.11. | 13 | 2381.0899
12.11. | 14 | 2358.8217
12.11. | 15 | 2336.5536
12.11. | 16 | 2336.5536
12.11. | 17 | 2336.5536
12.11. | 18 | 2336.5536
12.11. | 19 | 2336.5536
12.11. | 20 | 2336.5536
12.11. | 21 | 2358.8217
12.11. | 22 | 2358.8217
12.11. | 23 | 2381.0899
12.11. | 24 | 2381.0899
13.11. | 1 | 2403.358
13.11. | 2 | 2403.358
13.11. | 3 | 2425.6261
13.11. | 4 | 2425.6261
13.11. | 5 | 2447.8943
13.11. | 6 | 2447.8943
13.11. | 7 | 2447.8943
13.11. | 8 | 2447.8943
13.11. | 9 | 2447.8943
13.11. | 10 | 2447.8943
13.11. | 11 | 2425.6261
13.11. | 12 | 2403.358
13.11. | 13 | 2381.0899
13.11. | 14 | 2358.8217
13.11. | 15 | 2358.8217
13.11. | 16 | 2336.5536
13.11. | 17 | 2336.5536
13.11. | 18 | 2358.8217
13.11. | 19 | 2358.8217
13.11. | 20 | 2358.8217
13.11. | 21 | 2381.0899
13.11. | 22 | 2381.0899
13.11. | 23 | 2403.358
13.11. | 24 | 2403.358
14.11. | 1 | 2425.6261
14.11. | 2 | 2447.8943
14.11. | 3 | 2447.8943
14.11. | 4 | 2470.1624
14.11. | 5 | 2492.4305
14.11. | 6 | 2492.4305
14.11. | 7 | 2492.4305
14.11. | 8 | 2492.4305
14.11. | 9 | 2514.6986
14.11. | 10 | 2492.4305
14.11. | 11 | 2492.4305
14.11. | 12 | 2470.1624
14.11. | 13 | 2447.8943
14.11. | 14 | 2425.6261
14.11. | 15 | 2403.358
14.11. | 16 | 2403.358
14.11. | 17 | 2403.358
14.11. | 18 | 2403.358
14.11. | 19 | 2425.6261
14.11. | 20 | 2425.6261
14.11. | 21 | 2425.6261
14.11. | 22 | 2447.8943
14.11. | 23 | 2447.8943
14.11. | 24 | 2470.1624
15.11. | 1 | 2492.4305
15.11. | 2 | 2492.4305
15.11. | 3 | 2514.6986
15.11. | 4 | 2514.6986
15.11. | 5 | 2536.9668
15.11. | 6 | 2536.9668
15.11. | 7 | 2536.9668
15.11. | 8 | 2536.9668
15.11. | 9 | 2536.9668
15.11. | 10 | 2536.9668
15.11. | 11 | 2514.6986
15.11. | 12 | 2492.4305
15.11. | 13 | 2492.4305
15.11. | 14 | 2470.1624
15.11. | 15 | 2447.8943
15.11. | 16 | 2447.8943
15.11. | 17 | 2447.8943
15.11. | 18 | 2447.8943
15.11. | 19 | 2447.8943
15.11. | 20 | 2447.8943
15.11. | 21 | 2447.8943
15.11. | 22 | 2447.8943
15.11. | 23 | 2470.1624
15.11. | 24 | 2470.1624
16.11. | 1 | 2470.1624
16.11. | 2 | 2492.4305
16.11. | 3 | 2492.4305
16.11. | 4 | 2492.4305
16.11. | 5 | 2492.4305
16.11. | 6 | 2514.6986
16.11. | 7 | 2514.6986
16.11. | 8 | 2514.6986
16.11. | 9 | 2514.6986
16.11. | 10 | 2492.4305
16.11. | 11 | 2492.4305
16.11. | 12 | 2470.1624
16.11. | 13 | 2447.8943
16.11. | 14 | 2447.8943
16.11. | 15 | 2425.6261
16.11. | 16 | 2425.6261
16.11. | 17 | 2425.6261
16.11. | 18 | 2425.6261
16.11. | 19 | 2425.6261
16.11. | 20 | 2425.6261
16.11. | 21 | 2447.8943
16.11. | 22 | 2447.8943
16.11. | 23 | 2470.1624
16.11. | 24 | 2470.1624
17.11. | 1 | 2492.4305
17.11. | 2 | 2492.4305
17.11. | 3 | 2514.6986
17.11. | 4 | 2514.6986
17.11. | 5 | 2514.6986
17.11. | 6 | 2536.9668
17.11. | 7 | 2536.9668
17.11. | 8 | 2536.9668
17.11. | 9 | 2536.9668
17.11. | 10 | 2536.9668
17.11. | 11 | 2514.6986
17.11. | 12 | 2514.6986
17.11. | 13 | 2492.4305
17.11. | 14 | 2470.1624
17.11. | 15 | 2470.1624
17.11. | 16 | 2470.1624
17.11. | 17 | 2470.1624
17.11. | 18 | 2470.1624
17.11. | 19 | 2470.1624
17.11. | 20 | 2470.1624
17.11. | 21 | 2470.1624
17.11. | 22 | 2492.4305
17.11. | 23 | 2492.4305
17.11. | 24 | 2514.6986
18.11. | 1 | 2514.6986
18.11. | 2 | 2514.6986
18.11. | 3 | 2536.9668
18.11. | 4 | 2536.9668
18.11. | 5 | 2536.9668
18.11. | 6 | 2559.2349
18.11. | 7 | 2559.2349
18.11. | 8 | 2559.2349
18.11. | 9 | 2559.2349
18.11. | 10 | 2559.2349
18.11. | 11 | 2536.9668
18.11. | 12 | 2536.9668
18.11. | 13 | 2514.6986
18.11. | 14 | 2492.4305
18.11. | 15 | 2492.4305
18.11. | 16 | 2492.4305
18.11. | 17 | 2492.4305
18.11. | 18 | 2492.4305
18.11. | 19 | 2492.4305
18.11. | 20 | 2492.4305
18.11. | 21 | 2514.6986
18.11. | 22 | 2514.6986
18.11. | 23 | 2514.6986
18.11. | 24 | 2536.9668
19.11. | 1 | 2536.9668
19.11. | 2 | 2559.2349
19.11. | 3 | 2559.2349
19.11. | 4 | 2581.503
19.11. | 5 | 2581.503
19.11. | 6 | 2581.503
19.11. | 7 | 2581.503
19.11. | 8 | 2581.503
19.11. | 9 | 2581.503
19.11. | 10 | 2581.503
19.11. | 11 | 2581.503
19.11. | 12 | 2559.2349
19.11. | 13 | 2559.2349
19.11. | 14 | 2536.9668
19.11. | 15 | 2536.9668
19.11. | 16 | 2536.9668
19.11. | 17 | 2514.6986
19.11. | 18 | 2536.9668
19.11. | 19 | 2536.9668
19.11. | 20 | 2536.9668
19.11. | 21 | 2536.9668
19.11. | 22 | 2536.9668
19.11. | 23 | 2536.9668
19.11. | 24 | 2559.2349
20.11. | 1 | 2559.2349
20.11. | 2 | 2559.2349
20.11. | 3 | 2559.2349
20.11. | 4 | 2581.503
20.11. | 5 | 2581.503
20.11. | 6 | 2581.503
20.11. | 7 | 2581.503
20.11. | 8 | 2581.503
20.11. | 9 | 2581.503
20.11. | 10 | 2581.503
20.11. | 11 | 2559.2349
20.11. | 12 | 2559.2349
20.11. | 13 | 2536.9668
20.11. | 14 | 2514.6986
20.11. | 15 | 2514.6986
20.11. | 16 | 2492.4305
20.11. | 17 | 2492.4305
20.11. | 18 | 2492.4305
20.11. | 19 | 2514.6986
20.11. | 20 | 2514.6986
20.11. | 21 | 2514.6986
20.11. | 22 | 2514.6986
20.11. | 23 | 2514.6986
20.11. | 24 | 2514.6986
21.11. | 1 | 2536.9668
21.11. | 2 | 2536.9668
21.11. | 3 | 2536.9668
21.11. | 4 | 2559.2349
21.11. | 5 | 2559.2349
21.11. | 6 | 2559.2349
21.11. | 7 | 2559.2349
21.11. | 8 | 2559.2349
21.11. | 9 | 2559.2349
21.11. | 10 | 2559.2349
21.11. | 11 | 2536.9668
21.11. | 12 | 2536.9668
21.11. | 13 | 2514.6986
21.11. | 14 | 2514.6986
21.11. | 15 | 2492.4305
21.11. | 16 | 2492.4305
21.11. | 17 | 2492.4305
21.11. | 18 | 2492.4305
21.11. | 19 | 2492.4305
21.11. | 20 | 2514.6986
21.11. | 21 | 2514.6986
21.11. | 22 | 2514.6986
21.11. | 23 | 2536.9668
21.11. | 24 | 2536.9668
22.11. | 1 | 2559.2349
22.11. | 2 | 2559.2349
22.11. | 3 | 2581.503
22.11. | 4 | 2581.503
22.11. | 5 | 2581.503
22.11. | 6 | 2581.503
22.11. | 7 | 2603.7712
22.11. | 8 | 2603.7712
22.11. | 9 | 2603.7712
22.11. | 10 | 2603.7712
22.11. | 11 | 2581.503
22.11. | 12 | 2581.503
22.11. | 13 | 2559.2349
22.11. | 14 | 2536.9668
22.11. | 15 | 2536.9668
22.11. | 16 | 2514.6986
22.11. | 17 | 2514.6986
22.11. | 18 | 2536.9668
22.11. | 19 | 2536.9668
22.11. | 20 | 2536.9668
22.11. | 21 | 2536.9668
22.11. | 22 | 2559.2349
22.11. | 23 | 2559.2349
22.11. | 24 | 2559.2349
23.11. | 1 | 2581.503
23.11. | 2 | 2581.503
23.11. | 3 | 2603.7712
23.11. | 4 | 2603.7712
23.11. | 5 | 2603.7712
23.11. | 6 | 2603.7712
23.11. | 7 | 2603.7712
23.11. | 8 | 2603.7712
23.11. | 9 | 2603.7712
23.11. | 10 | 2603.7712
23.11. | 11 | 2603.7712
23.11. | 12 | 2581.503
23.11. | 13 | 2581.503
23.11. | 14 | 2559.2349
23.11. | 15 | 2559.2349
23.11. | 16 | 2536.9668
23.11. | 17 | 2536.9668
23.11. | 18 | 2559.2349
23.11. | 19 | 2559.2349
23.11. | 20 | 2559.2349
23.11. | 21 | 2559.2349
23.11. | 22 | 2559.2349
23.11. | 23 | 2581.503
23.11. | 24 | 2581.503
24.11. | 1 | 2581.503
24.11. | 2 | 2603.7712
24.11. | 3 | 2603.7712
24.11. | 4 | 2603.7712
24.11. | 5 | 2626.0393
24.11. | 6 | 2626.0393
24.11. | 7 | 2626.0393
24.11. | 8 | 2626.0393
24.11. | 9 | 2626.0393
24.11. | 10 | 2626.0393
24.11. | 11 | 2626.0393
24.11. | 12 | 2603.7712
24.11. | 13 | 2581.503
24.11. | 14 | 2581.503
24.11. | 15 | 2581.503
24.11. | 16 | 2581.503
24.11. | 17 | 2581.503
24.11. | 18 | 2581.503
24.11. | 19 | 2581.503
24.11. | 20 | 2581.503
24.11. | 21 | 2581.503
24.11. | 22 | 2581.503
24.11. | 23 | 2581.503
24.11. | 24 | 2603.7712
25.11. | 1 | 2603.7712
25.11. | 2 | 2603.7712
25.11. | 3 | 2603.7712
25.11. | 4 | 2603.7712
25.11. | 5 | 2626.0393
25.11. | 6 | 2626.0393
25.11. | 7 | 2626.0393
25.11. | 8 | 2626.0393
25.11. | 9 | 2626.0393
25.11. | 10 | 2626.0393
25.11. | 11 | 2603.7712
25.11. | 12 | 2603.7712
25.11. | 13 | 2581.503
25.11. | 14 | 2559.2349
25.11. | 15 | 2559.2349
25.11. | 16 | 2559.2349
25.11. | 17 | 2559.2349
25.11. | 18 | 2559.2349
25.11. | 19 | 2559.2349
25.11. | 20 | 2559.2349
25.11. | 21 | 2559.2349
25.11. | 22 | 2559.2349
25.11. | 23 | 2559.2349
25.11. | 24 | 2581.503
26.11. | 1 | 2581.503
26.11. | 2 | 2581.503
26.11. | 3 | 2581.503
26.11. | 4 | 2581.503
26.11. | 5 | 2581.503
26.11. | 6 | 2603.7712
26.11. | 7 | 2603.7712
26.11. | 8 | 2603.7712
26.11. | 9 | 2603.7712
26.11. | 10 | 2603.7712
26.11. | 11 | 2581.503
26.11. | 12 | 2581.503
26.11. | 13 | 2559.2349
26.11. | 14 | 2559.2349
26.11. | 15 | 2536.9668
26.11. | 16 | 2536.9668
26.11. | 17 | 2536.9668
26.11. | 18 | 2536.9668
26.11. | 19 | 2559.2349
26.11. | 20 | 2559.2349
26.11. | 21 | 2559.2349
26.11. | 22 | 2559.2349
26.11. | 23 | 2559.2349
26.11. | 24 | 2581.503
27.11. | 1 | 2581.503
27.11. | 2 | 2581.503
27.11. | 3 | 2581.503
27.11. | 4 | 2603.7712
27.11. | 5 | 2603.7712
27.11. | 6 | 2603.7712
27.11. | 7 | 2603.7712
27.11. | 8 | 2603.7712
27.11. | 9 | 2603.7712
27.11. | 10 | 2603.7712
27.11. | 11 | 2603.7712
27.11. | 12 | 2581.503
27.11. | 13 | 2559.2349
27.11. | 14 | 2559.2349
27.11. | 15 | 2536.9668
27.11. | 16 | 2536.9668
27.11. | 17 | 2536.9668
27.11. | 18 | 2536.9668
27.11. | 19 | 2536.9668
27.11. | 20 | 2536.9668
27.11. | 21 | 2536.9668
27.11. | 22 | 2559.2349
27.11. | 23 | 2559.2349
27.11. | 24 | 2559.2349
28.11. | 1 | 2581.503
28.11. | 2 | 2581.503
28.11. | 3 | 2581.503
28.11. | 4 | 2581.503
28.11. | 5 | 2603.7712
28.11. | 6 | 2603.7712
28.11. | 7 | 2603.7712
28.11. | 8 | 2603.7712
28.11. | 9 | 2603.7712
28.11. | 10 | 2603.7712
28.11. | 11 | 2581.503
28.11. | 12 | 2581.503
28.11. | 13 | 2581.503
28.11. | 14 | 2559.2349
28.11. | 15 | 2559.2349
28.11. | 16 | 2559.2349
28.11. | 17 | 2559.2349
28.11. | 18 | 2559.2349
28.11. | 19 | 2559.2349
28.11. | 20 | 2559.2349
28.11. | 21 | 2559.2349
28.11. | 22 | 2559.2349
28.11. | 23 | 2581.503
28.11. | 24 | 2581.503
29.11. | 1 | 2581.503
29.11. | 2 | 2581.503
29.11. | 3 | 2603.7712
29.11. | 4 | 2603.7712
29.11. | 5 | 2603.7712
29.11. | 6 | 2626.0393
29.11. | 7 | 2626.0393
29.11. | 8 | 2626.0393
29.11. | 9 | 2626.0393
29.11. | 10 | 2626.0393
29.11. | 11 | 2626.0393
29.11. | 12 | 2603.7712
29.11. | 13 | 2603.7712
29.11. | 14 | 2581.503
29.11. | 15 | 2581.503
29.11. | 16 | 2581.503
29.11. | 17 | 2581.503
29.11. | 18 | 2581.503
29.11. | 19 | 2581.503
29.11. | 20 | 2603.7712
29.11. | 21 | 2603.7712
29.11. | 22 | 2603.7712
29.11. | 23 | 2603.7712
29.11. | 24 | 2603.7712
30.11. | 1 | 2603.7712
30.11. | 2 | 2603.7712
30.11. | 3 | 2626.0393
30.11. | 4 | 2626.0393
30.11. | 5 | 2626.0393
30.11. | 6 | 2626.0393
30.11. | 7 | 2626.0393
30.11. | 8 | 2626.0393
30.11. | 9 | 2626.0393
30.11. | 10 | 2626.0393
30.11. | 11 | 2626.0393
30.11. | 12 | 2603.7712
30.11. | 13 | 2603.7712
30.11. | 14 | 2603.7712
30.11. | 15 | 2603.7712
30.11. | 16 | 2603.7712
30.11. | 17 | 2581.503
30.11. | 18 | 2581.503
30.11. | 19 | 2603.7712
30.11. | 20 | 2603.7712
30.11. | 21 | 2603.7712
30.11. | 22 | 2603.7712
30.11. | 23 | 2603.7712
30.11. | 24 | 2603.7712
01.12. | 1 | 2626.0393
01.12. | 2 | 2626.0393
01.12. | 3 | 2626.0393
01.12. | 4 | 2648.3074
01.12. | 5 | 2648.3074
01.12. | 6 | 2648.3074
01.12. | 7 | 2648.3074
01.12. | 8 | 2648.3074
01.12. | 9 | 2648.3074
01.12. | 10 | 2648.3074
01.12. | 11 | 2648.3074
01.12. | 12 | 2626.0393
01.12. | 13 | 2626.0393
01.12. | 14 | 2626.0393
01.12. | 15 | 2603.7712
01.12. | 16 | 2603.7712
01.12. | 17 | 2603.7712
01.12. | 18 | 2603.7712
01.12. | 19 | 2603.7712
01.12. | 20 | 2603.7712
01.12. | 21 | 2603.7712
01.12. | 22 | 2603.7712
01.12. | 23 | 2603.7712
01.12. | 24 | 2626.0393
02.12. | 1 | 2626.0393
02.12. | 2 | 2626.0393
02.12. | 3 | 2626.0393
02.12. | 4 | 2626.0393
02.12. | 5 | 2626.0393
02.12. | 6 | 2626.0393
02.12. | 7 | 2626.0393
02.12. | 8 | 2626.0393
02.12. | 9 | 2626.0393
02.12. | 10 | 2626.0393
02.12. | 11 | 2603.7712
02.12. | 12 | 2603.7712
02.12. | 13 | 2603.7712
02.12. | 14 | 2581.503
02.12. | 15 | 2581.503
02.12. | 16 | 2581.503
02.12. | 17 | 2581.503
02.12. | 18 | 2581.503
02.12. | 19 | 2581.503
02.12. | 20 | 2581.503
02.12. | 21 | 2581.503
02.12. | 22 | 2581.503
02.12. | 23 | 2603.7712
02.12. | 24 | 2603.7712
03.12. | 1 | 2603.7712
03.12. | 2 | 2603.7712
03.12. | 3 | 2626.0393
03.12. | 4 | 2626.0393
03.12. | 5 | 2626.0393
03.12. | 6 | 2626.0393
03.12. | 7 | 2626.0393
03.12. | 8 | 2626.0393
03.12. | 9 | 2626.0393
03.12. | 10 | 2626.0393
03.12. | 11 | 2626.0393
03.12. | 12 | 2626.0393
03.12. | 13 | 2603.7712
03.12. | 14 | 2603.7712
03.12. | 15 | 2603.7712
03.12. | 16 | 2603.7712
03.12. | 17 | 2603.7712
03.12. | 18 | 2603.7712
03.12. | 19 | 2603.7712
03.12. | 20 | 2603.7712
03.12. | 21 | 2626.0393
03.12. | 22 | 2626.0393
03.12. | 23 | 2626.0393
03.12. | 24 | 2626.0393
04.12. | 1 | 2626.0393
04.12. | 2 | 2648.3074
04.12. | 3 | 2648.3074
04.12. | 4 | 2648.3074
04.12. | 5 | 2648.3074
04.12. | 6 | 2648.3074
04.12. | 7 | 2670.5756
04.12. | 8 | 2670.5756
04.12. | 9 | 2670.5756
04.12. | 10 | 2670.5756
04.12. | 11 | 2648.3074
04.12. | 12 | 2648.3074
04.12. | 13 | 2648.3074
04.12. | 14 | 2626.0393
04.12. | 15 | 2626.0393
04.12. | 16 | 2626.0393
04.12. | 17 | 2626.0393
04.12. | 18 | 2626.0393
04.12. | 19 | 2626.0393
04.12. | 20 | 2648.3074
04.12. | 21 | 2648.3074
04.12. | 22 | 2648.3074
04.12. | 23 | 2648.3074
04.12. | 24 | 2648.3074
05.12. | 1 | 2670.5756
05.12. | 2 | 2670.5756
05.12. | 3 | 2670.5756
05.12. | 4 | 2670.5756
05.12. | 5 | 2670.5756
05.12. | 6 | 2670.5756
05.12. | 7 | 2670.5756
05.12. | 8 | 2670.5756
05.12. | 9 | 2670.5756
05.12. | 10 | 2670.5756
05.12. | 11 | 2670.5756
05.12. | 12 | 2670.5756
05.12. | 13 | 2670.5756
05.12. | 14 | 2670.5756
05.12. | 15 | 2648.3074
05.12. | 16 | 2648.3074
05.12. | 17 | 2648.3074
05.12. | 18 | 2648.3074
05.12. | 19 | 2670.5756
05.12. | 20 | 2670.5756
05.12. | 21 | 2670.5756
05.12. | 22 | 2670.5756
05.12. | 23 | 2670.5756
05.12. | 24 | 2670.5756
06.12. | 1 | 2670.5756
06.12. | 2 | 2670.5756
06.12. | 3 | 2670.5756
06.12. | 4 | 2692.8437
06.12. | 5 | 2692.8437
06.12. | 6 | 2692.8437
06.12. | 7 | 2692.8437
06.12. | 8 | 2692.8437
06.12. | 9 | 2692.8437
06.12. | 10 | 2692.8437
06.12. | 11 | 2670.5756
06.12. | 12 | 2670.5756
06.12. | 13 | 2670.5756
06.12. | 14 | 2670.5756
06.12. | 15 | 2648.3074
06.12. | 16 | 2648.3074
06.12. | 17 | 2648.3074
06.12. | 18 | 2648.3074
06.12. | 19 | 2648.3074
06.12. | 20 | 2648.3074
06.12. | 21 | 2670.5756
06.12. | 22 | 2670.5756
06.12. | 23 | 2670.5756
06.12. | 24 | 2670.5756
07.12. | 1 | 2670.5756
07.12. | 2 | 2670.5756
07.12. | 3 | 2670.5756
07.12. | 4 | 2692.8437
07.12. | 5 | 2692.8437
07.12. | 6 | 2692.8437
07.12. | 7 | 2692.8437
07.12. | 8 | 2692.8437
07.12. | 9 | 2692.8437
07.12. | 10 | 2692.8437
07.12. | 11 | 2692.8437
07.12. | 12 | 2670.5756
07.12. | 13 | 2670.5756
07.12. | 14 | 2670.5756
07.12. | 15 | 2670.5756
07.12. | 16 | 2670.5756
07.12. | 17 | 2670.5756
07.12. | 18 | 2670.5756
07.12. | 19 | 2670.5756
07.12. | 20 | 2670.5756
07.12. | 21 | 2670.5756
07.12. | 22 | 2670.5756
07.12. | 23 | 2670.5756
07.12. | 24 | 2670.5756
08.12. | 1 | 2670.5756
08.12. | 2 | 2670.5756
08.12. | 3 | 2670.5756
08.12. | 4 | 2670.5756
08.12. | 5 | 2692.8437
08.12. | 6 | 2692.8437
08.12. | 7 | 2692.8437
08.12. | 8 | 2692.8437
08.12. | 9 | 2692.8437
08.12. | 10 | 2692.8437
08.12. | 11 | 2692.8437
08.12. | 12 | 2670.5756
08.12. | 13 | 2670.5756
08.12. | 14 | 2670.5756
08.12. | 15 | 2670.5756
08.12. | 16 | 2670.5756
08.12. | 17 | 2670.5756
08.12. | 18 | 2670.5756
08.12. | 19 | 2670.5756
08.12. | 20 | 2670.5756
08.12. | 21 | 2670.5756
08.12. | 22 | 2670.5756
08.12. | 23 | 2670.5756
08.12. | 24 | 2670.5756
09.12. | 1 | 2670.5756
09.12. | 2 | 2670.5756
09.12. | 3 | 2670.5756
09.12. | 4 | 2670.5756
09.12. | 5 | 2670.5756
09.12. | 6 | 2670.5756
09.12. | 7 | 2670.5756
09.12. | 8 | 2670.5756
09.12. | 9 | 2670.5756
09.12. | 10 | 2670.5756
09.12. | 11 | 2670.5756
09.12. | 12 | 2670.5756
09.12. | 13 | 2670.5756
09.12. | 14 | 2648.3074
09.12. | 15 | 2648.3074
09.12. | 16 | 2648.3074
09.12. | 17 | 2648.3074
09.12. | 18 | 2648.3074
09.12. | 19 | 2648.3074
09.12. | 20 | 2648.3074
09.12. | 21 | 2648.3074
09.12. | 22 | 2648.3074
09.12. | 23 | 2648.3074
09.12. | 24 | 2648.3074
10.12. | 1 | 2670.5756
10.12. | 2 | 2670.5756
10.12. | 3 | 2670.5756
10.12. | 4 | 2670.5756
10.12. | 5 | 2670.5756
10.12. | 6 | 2670.5756
10.12. | 7 | 2670.5756
10.12. | 8 | 2670.5756
10.12. | 9 | 2670.5756
10.12. | 10 | 2670.5756
10.12. | 11 | 2670.5756
10.12. | 12 | 2670.5756
10.12. | 13 | 2648.3074
10.12. | 14 | 2648.3074
10.12. | 15 | 2648.3074
10.12. | 16 | 2648.3074
10.12. | 17 | 2648.3074
10.12. | 18 | 2648.3074
10.12. | 19 | 2648.3074
10.12. | 20 | 2648.3074
10.12. | 21 | 2648.3074
10.12. | 22 | 2648.3074
10.12. | 23 | 2648.3074
10.12. | 24 | 2648.3074
11.12. | 1 | 2648.3074
11.12. | 2 | 2670.5756
11.12. | 3 | 2670.5756
11.12. | 4 | 2670.5756
11.12. | 5 | 2670.5756
11.12. | 6 | 2670.5756
11.12. | 7 | 2670.5756
11.12. | 8 | 2670.5756
11.12. | 9 | 2670.5756
11.12. | 10 | 2670.5756
11.12. | 11 | 2670.5756
11.12. | 12 | 2670.5756
11.12. | 13 | 2648.3074
11.12. | 14 | 2648.3074
11.12. | 15 | 2648.3074
11.12. | 16 | 2648.3074
11.12. | 17 | 2648.3074
11.12. | 18 | 2648.3074
11.12. | 19 | 2648.3074
11.12. | 20 | 2648.3074
11.12. | 21 | 2648.3074
11.12. | 22 | 2648.3074
11.12. | 23 | 2648.3074
11.12. | 24 | 2648.3074
12.12. | 1 | 2648.3074
12.12. | 2 | 2670.5756
12.12. | 3 | 2670.5756
12.12. | 4 | 2670.5756
12.12. | 5 | 2670.5756
12.12. | 6 | 2670.5756
12.12. | 7 | 2692.8437
12.12. | 8 | 2692.8437
12.12. | 9 | 2692.8437
12.12. | 10 | 2692.8437
12.12. | 11 | 2670.5756
12.12. | 12 | 2670.5756
12.12. | 13 | 2670.5756
12.12. | 14 | 2670.5756
12.12. | 15 | 2648.3074
12.12. | 16 | 2648.3074
12.12. | 17 | 2648.3074
12.12. | 18 | 2670.5756
12.12. | 19 | 2670.5756
12.12. | 20 | 2670.5756
12.12. | 21 | 2670.5756
12.12. | 22 | 2670.5756
12.12. | 23 | 2670.5756
12.12. | 24 | 2670.5756
13.12. | 1 | 2670.5756
13.12. | 2 | 2670.5756
13.12. | 3 | 2692.8437
13.12. | 4 | 2692.8437
13.12. | 5 | 2692.8437
13.12. | 6 | 2692.8437
13.12. | 7 | 2692.8437
13.12. | 8 | 2692.8437
13.12. | 9 | 2692.8437
13.12. | 10 | 2692.8437
13.12. | 11 | 2692.8437
13.12. | 12 | 2692.8437
13.12. | 13 | 2670.5756
13.12. | 14 | 2670.5756
13.12. | 15 | 2670.5756
13.12. | 16 | 2670.5756
13.12. | 17 | 2670.5756
13.12. | 18 | 2648.3074
13.12. | 19 | 2670.5756
13.12. | 20 | 2670.5756
13.12. | 21 | 2670.5756
13.12. | 22 | 2670.5756
13.12. | 23 | 2670.5756
13.12. | 24 | 2670.5756
14.12. | 1 | 2670.5756
14.12. | 2 | 2670.5756
14.12. | 3 | 2692.8437
14.12. | 4 | 2692.8437
14.12. | 5 | 2692.8437
14.12. | 6 | 2692.8437
14.12. | 7 | 2692.8437
14.12. | 8 | 2692.8437
14.12. | 9 | 2692.8437
14.12. | 10 | 2692.8437
14.12. | 11 | 2692.8437
14.12. | 12 | 2692.8437
14.12. | 13 | 2670.5756
14.12. | 14 | 2670.5756
14.12. | 15 | 2670.5756
14.12. | 16 | 2670.5756
14.12. | 17 | 2648.3074
14.12. | 18 | 2670.5756
14.12. | 19 | 2670.5756
14.12. | 20 | 2670.5756
14.12. | 21 | 2670.5756
14.12. | 22 | 2670.5756
14.12. | 23 | 2670.5756
14.12. | 24 | 2692.8437
15.12. | 1 | 2692.8437
15.12. | 2 | 2692.8437
15.12. | 3 | 2692.8437
15.12. | 4 | 2692.8437
15.12. | 5 | 2692.8437
15.12. | 6 | 2692.8437
15.12. | 7 | 2715.1118
15.12. | 8 | 2715.1118
15.12. | 9 | 2715.1118
15.12. | 10 | 2692.8437
15.12. | 11 | 2692.8437
15.12. | 12 | 2692.8437
15.12. | 13 | 2692.8437
15.12. | 14 | 2692.8437
15.12. | 15 | 2670.5756
15.12. | 16 | 2670.5756
15.12. | 17 | 2670.5756
15.12. | 18 | 2692.8437
15.12. | 19 | 2692.8437
15.12. | 20 | 2692.8437
15.12. | 21 | 2692.8437
15.12. | 22 | 2692.8437
15.12. | 23 | 2692.8437
15.12. | 24 | 2692.8437
16.12. | 1 | 2715.1118
16.12. | 2 | 2715.1118
16.12. | 3 | 2715.1118
16.12. | 4 | 2715.1118
16.12. | 5 | 2715.1118
16.12. | 6 | 2715.1118
16.12. | 7 | 2715.1118
16.12. | 8 | 2715.1118
16.12. | 9 | 2715.1118
16.12. | 10 | 2715.1118
16.12. | 11 | 2715.1118
16.12. | 12 | 2715.1118
16.12. | 13 | 2692.8437
16.12. | 14 | 2692.8437
16.12. | 15 | 2692.8437
16.12. | 16 | 2692.8437
16.12. | 17 | 2692.8437
16.12. | 18 | 2692.8437
16.12. | 19 | 2692.8437
16.12. | 20 | 2692.8437
16.12. | 21 | 2692.8437
16.12. | 22 | 2692.8437
16.12. | 23 | 2692.8437
16.12. | 24 | 2715.1118
17.12. | 1 | 2715.1118
17.12. | 2 | 2715.1118
17.12. | 3 | 2715.1118
17.12. | 4 | 2715.1118
17.12. | 5 | 2715.1118
17.12. | 6 | 2715.1118
17.12. | 7 | 2715.1118
17.12. | 8 | 2715.1118
17.12. | 9 | 2715.1118
17.12. | 10 | 2715.1118
17.12. | 11 | 2715.1118
17.12. | 12 | 2715.1118
17.12. | 13 | 2715.1118
17.12. | 14 | 2692.8437
17.12. | 15 | 2692.8437
17.12. | 16 | 2692.8437
17.12. | 17 | 2692.8437
17.12. | 18 | 2692.8437
17.12. | 19 | 2692.8437
17.12. | 20 | 2692.8437
17.12. | 21 | 2692.8437
17.12. | 22 | 2692.8437
17.12. | 23 | 2715.1118
17.12. | 24 | 2715.1118
18.12. | 1 | 2715.1118
18.12. | 2 | 2715.1118
18.12. | 3 | 2715.1118
18.12. | 4 | 2715.1118
18.12. | 5 | 2715.1118
18.12. | 6 | 2715.1118
18.12. | 7 | 2715.1118
18.12. | 8 | 2715.1118
18.12. | 9 | 2715.1118
18.12. | 10 | 2715.1118
18.12. | 11 | 2715.1118
18.12. | 12 | 2715.1118
18.12. | 13 | 2692.8437
18.12. | 14 | 2692.8437
18.12. | 15 | 2692.8437
18.12. | 16 | 2692.8437
18.12. | 17 | 2692.8437
18.12. | 18 | 2692.8437
18.12. | 19 | 2692.8437
18.12. | 20 | 2692.8437
18.12. | 21 | 2692.8437
18.12. | 22 | 2692.8437
18.12. | 23 | 2692.8437
18.12. | 24 | 2715.1118
19.12. | 1 | 2715.1118
19.12. | 2 | 2715.1118
19.12. | 3 | 2715.1118
19.12. | 4 | 2715.1118
19.12. | 5 | 2715.1118
19.12. | 6 | 2715.1118
19.12. | 7 | 2715.1118
19.12. | 8 | 2715.1118
19.12. | 9 | 2715.1118
19.12. | 10 | 2715.1118
19.12. | 11 | 2715.1118
19.12. | 12 | 2692.8437
19.12. | 13 | 2692.8437
19.12. | 14 | 2692.8437
19.12. | 15 | 2692.8437
19.12. | 16 | 2670.5756
19.12. | 17 | 2670.5756
19.12. | 18 | 2670.5756
19.12. | 19 | 2670.5756
19.12. | 20 | 2670.5756
19.12. | 21 | 2670.5756
19.12. | 22 | 2670.5756
19.12. | 23 | 2670.5756
19.12. | 24 | 2692.8437
20.12. | 1 | 2692.8437
20.12. | 2 | 2692.8437
20.12. | 3 | 2692.8437
20.12. | 4 | 2692.8437
20.12. | 5 | 2692.8437
20.12. | 6 | 2692.8437
20.12. | 7 | 2715.1118
20.12. | 8 | 2715.1118
20.12. | 9 | 2715.1118
20.12. | 10 | 2715.1118
20.12. | 11 | 2692.8437
20.12. | 12 | 2692.8437
20.12. | 13 | 2692.8437
20.12. | 14 | 2692.8437
20.12. | 15 | 2670.5756
20.12. | 16 | 2670.5756
20.12. | 17 | 2670.5756
20.12. | 18 | 2670.5756
20.12. | 19 | 2670.5756
20.12. | 20 | 2670.5756
20.12. | 21 | 2670.5756
20.12. | 22 | 2670.5756
20.12. | 23 | 2670.5756
20.12. | 24 | 2670.5756
21.12. | 1 | 2670.5756
21.12. | 2 | 2670.5756
21.12. | 3 | 2692.8437
21.12. | 4 | 2692.8437
21.12. | 5 | 2692.8437
21.12. | 6 | 2692.8437
21.12. | 7 | 2692.8437
21.12. | 8 | 2692.8437
21.12. | 9 | 2692.8437
21.12. | 10 | 2692.8437
21.12. | 11 | 2692.8437
21.12. | 12 | 2692.8437
21.12. | 13 | 2670.5756
21.12. | 14 | 2670.5756
21.12. | 15 | 2670.5756
21.12. | 16 | 2670.5756
21.12. | 17 | 2670.5756
21.12. | 18 | 2670.5756
21.12. | 19 | 2670.5756
21.12. | 20 | 2670.5756
21.12. | 21 | 2670.5756
21.12. | 22 | 2670.5756
21.12. | 23 | 2670.5756
21.12. | 24 | 2670.5756
22.12. | 1 | 2670.5756
22.12. | 2 | 2670.5756
22.12. | 3 | 2670.5756
22.12. | 4 | 2692.8437
22.12. | 5 | 2692.8437
22.12. | 6 | 2692.8437
22.12. | 7 | 2692.8437
22.12. | 8 | 2692.8437
22.12. | 9 | 2692.8437
22.12. | 10 | 2692.8437
22.12. | 11 | 2692.8437
22.12. | 12 | 2692.8437
22.12. | 13 | 2670.5756
22.12. | 14 | 2670.5756
22.12. | 15 | 2670.5756
22.12. | 16 | 2670.5756
22.12. | 17 | 2670.5756
22.12. | 18 | 2670.5756
22.12. | 19 | 2670.5756
22.12. | 20 | 2670.5756
22.12. | 21 | 2670.5756
22.12. | 22 | 2670.5756
22.12. | 23 | 2670.5756
22.12. | 24 | 2670.5756
23.12. | 1 | 2692.8437
23.12. | 2 | 2692.8437
23.12. | 3 | 2692.8437
23.12. | 4 | 2692.8437
23.12. | 5 | 2692.8437
23.12. | 6 | 2692.8437
23.12. | 7 | 2692.8437
23.12. | 8 | 2692.8437
23.12. | 9 | 2692.8437
23.12. | 10 | 2692.8437
23.12. | 11 | 2692.8437
23.12. | 12 | 2692.8437
23.12. | 13 | 2692.8437
23.12. | 14 | 2692.8437
23.12. | 15 | 2670.5756
23.12. | 16 | 2670.5756
23.12. | 17 | 2670.5756
23.12. | 18 | 2670.5756
23.12. | 19 | 2670.5756
23.12. | 20 | 2670.5756
23.12. | 21 | 2670.5756
23.12. | 22 | 2692.8437
23.12. | 23 | 2692.8437
23.12. | 24 | 2692.8437
24.12. | 1 | 2692.8437
24.12. | 2 | 2692.8437
24.12. | 3 | 2692.8437
24.12. | 4 | 2692.8437
24.12. | 5 | 2692.8437
24.12. | 6 | 2692.8437
24.12. | 7 | 2692.8437
24.12. | 8 | 2692.8437
24.12. | 9 | 2692.8437
24.12. | 10 | 2692.8437
24.12. | 11 | 2692.8437
24.12. | 12 | 2692.8437
24.12. | 13 | 2692.8437
24.12. | 14 | 2692.8437
24.12. | 15 | 2670.5756
24.12. | 16 | 2670.5756
24.12. | 17 | 2692.8437
24.12. | 18 | 2692.8437
24.12. | 19 | 2692.8437
24.12. | 20 | 2692.8437
24.12. | 21 | 2692.8437
24.12. | 22 | 2692.8437
24.12. | 23 | 2692.8437
24.12. | 24 | 2692.8437
25.12. | 1 | 2715.1118
25.12. | 2 | 2715.1118
25.12. | 3 | 2715.1118
25.12. | 4 | 2715.1118
25.12. | 5 | 2715.1118
25.12. | 6 | 2715.1118
25.12. | 7 | 2715.1118
25.12. | 8 | 2715.1118
25.12. | 9 | 2715.1118
25.12. | 10 | 2715.1118
25.12. | 11 | 2715.1118
25.12. | 12 | 2715.1118
25.12. | 13 | 2715.1118
25.12. | 14 | 2715.1118
25.12. | 15 | 2715.1118
25.12. | 16 | 2715.1118
25.12. | 17 | 2715.1118
25.12. | 18 | 2715.1118
25.12. | 19 | 2715.1118
25.12. | 20 | 2715.1118
25.12. | 21 | 2715.1118
25.12. | 22 | 2715.1118
25.12. | 23 | 2715.1118
25.12. | 24 | 2715.1118
26.12. | 1 | 2715.1118
26.12. | 2 | 2715.1118
26.12. | 3 | 2715.1118
26.12. | 4 | 2737.38
26.12. | 5 | 2737.38
26.12. | 6 | 2737.38
26.12. | 7 | 2737.38
26.12. | 8 | 2737.38
26.12. | 9 | 2737.38
26.12. | 10 | 2737.38
26.12. | 11 | 2737.38
26.12. | 12 | 2737.38
26.12. | 13 | 2715.1118
26.12. | 14 | 2715.1118
26.12. | 15 | 2715.1118
26.12. | 16 | 2715.1118
26.12. | 17 | 2715.1118
26.12. | 18 | 2715.1118
26.12. | 19 | 2715.1118
26.12. | 20 | 2715.1118
26.12. | 21 | 2715.1118
26.12. | 22 | 2715.1118
26.12. | 23 | 2737.38
26.12. | 24 | 2737.38
27.12. | 1 | 2737.38
27.12. | 2 | 2737.38
27.12. | 3 | 2737.38
27.12. | 4 | 2737.38
27.12. | 5 | 2737.38
27.12. | 6 | 2737.38
27.12. | 7 | 2737.38
27.12. | 8 | 2737.38
27.12. | 9 | 2737.38
27.12. | 10 | 2737.38
27.12. | 11 | 2737.38
27.12. | 12 | 2737.38
27.12. | 13 | 2737.38
27.12. | 14 | 2737.38
27.12. | 15 | 2737.38
27.12. | 16 | 2737.38
27.12. | 17 | 2737.38
27.12. | 18 | 2737.38
27.12. | 19 | 2737.38
27.12. | 20 | 2737.38
27.12. | 21 | 2737.38
27.12. | 22 | 2737.38
27.12. | 23 | 2737.38
27.12. | 24 | 2737.38
28.12. | 1 | 2737.38
28.12. | 2 | 2737.38
28.12. | 3 | 2737.38
28.12. | 4 | 2759.6481
28.12. | 5 | 2759.6481
28.12. | 6 | 2759.6481
28.12. | 7 | 2759.6481
28.12. | 8 | 2759.6481
28.12. | 9 | 2759.6481
28.12. | 10 | 2759.6481
28.12. | 11 | 2759.6481
28.12. | 12 | 2737.38
28.12. | 13 | 2737.38
28.12. | 14 | 2737.38
28.12. | 15 | 2737.38
28.12. | 16 | 2737.38
28.12. | 17 | 2737.38
28.12. | 18 | 2737.38
28.12. | 19 | 2737.38
28.12. | 20 | 2737.38
28.12. | 21 | 2737.38
28.12. | 22 | 2737.38
28.12. | 23 | 2737.38
28.12. | 24 | 2737.38
29.12. | 1 | 2737.38
29.12. | 2 | 2737.38
29.12. | 3 | 2737.38
29.12. | 4 | 2737.38
29.12. | 5 | 2737.38
29.12. | 6 | 2737.38
29.12. | 7 | 2737.38
29.12. | 8 | 2737.38
29.12. | 9 | 2737.38
29.12. | 10 | 2737.38
29.12. | 11 | 2737.38
29.12. | 12 | 2737.38
29.12. | 13 | 2737.38
29.12. | 14 | 2715.1118
29.12. | 15 | 2715.1118
29.12. | 16 | 2715.1118
29.12. | 17 | 2715.1118
29.12. | 18 | 2715.1118
29.12. | 19 | 2715.1118
29.12. | 20 | 2715.1118
29.12. | 21 | 2715.1118
29.12. | 22 | 2715.1118
29.12. | 23 | 2715.1118
29.12. | 24 | 2715.1118
30.12. | 1 | 2715.1118
30.12. | 2 | 2715.1118
30.12. | 3 | 2737.38
30.12. | 4 | 2737.38
30.12. | 5 | 2715.1118
30.12. | 6 | 2715.1118
30.12. | 7 | 2715.1118
30.12. | 8 | 2715.1118
30.12. | 9 | 2715.1118
30.12. | 10 | 2715.1118
30.12. | 11 | 2715.1118
30.12. | 12 | 2715.1118
30.12. | 13 | 2715.1118
30.12. | 14 | 2715.1118
30.12. | 15 | 2715.1118
30.12. | 16 | 2692.8437
30.12. | 17 | 2692.8437
30.12. | 18 | 2692.8437
30.12. | 19 | 2692.8437
30.12. | 20 | 2692.8437
30.12. | 21 | 2692.8437
30.12. | 22 | 2692.8437
30.12. | 23 | 2715.1118
30.12. | 24 | 2715.1118
31.12. | 1 | 2715.1118
31.12. | 2 | 2715.1118
31.12. | 3 | 2715.1118
31.12. | 4 | 2715.1118
31.12. | 5 | 2737.38
31.12. | 6 | 2737.38
31.12. | 7 | 2737.38
31.12. | 8 | 2737.38
31.12. | 9 | 2737.38
31.12. | 10 | 2737.38
31.12. | 11 | 2737.38
31.12. | 12 | 2715.1118
31.12. | 13 | 2715.1118
31.12. | 14 | 2715.1118
31.12. | 15 | 2715.1118
31.12. | 16 | 2715.1118
31.12. | 17 | 2715.1118
31.12. | 18 | 2715.1118
31.12. | 19 | 2715.1118
31.12. | 20 | 2715.1118
31.12. | 21 | 2715.1118
31.12. | 22 | 2715.1118
31.12. | 23 | 2715.1118
31.12. | 24 | 2715.1118

## Exchanges
ENTSO-E Market Modelling Database: Exchanges with non-ENTSO-E countries
Country:
Market Node: | DE00
Year:
Climate year |  |  | N.B. use convention first January always Monday (2007 calendar year) --> see guidelines for further details
Scenario
name of the non-ENTSOE country:
average import capacity from non-ENTSO-E country (MW) (optional):
average export capacity to non-ENTSO-E country (MW) (optional):
name of the non-ENTSOE country:
average import capacity from non-ENTSO-E country (MW) (optional):
average export capacity to non-ENTSO-E country (MW) (optional):
name of the non-ENTSOE country:
average import capacity from non-ENTSO-E country (MW) (optional):
average export capacity to non-ENTSO-E country (MW) (optional):
name of the non-ENTSOE country:
average import capacity from non-ENTSO-E country (MW) (optional):
average export capacity to non-ENTSO-E country (MW) (optional):
name of the non-ENTSOE country:
average import capacity from non-ENTSO-E country (MW) (optional):
average export capacity to non-ENTSO-E country (MW) (optional):
Date | Hour | Total exchanges with all non ENTSO-E countries (MW) (>0 for import)
01.01. | 1
01.01. | 2
01.01. | 3
01.01. | 4
01.01. | 5
01.01. | 6
01.01. | 7
01.01. | 8
01.01. | 9
01.01. | 10
01.01. | 11
01.01. | 12
01.01. | 13
01.01. | 14
01.01. | 15
01.01. | 16
01.01. | 17
01.01. | 18
01.01. | 19
01.01. | 20
01.01. | 21
01.01. | 22
01.01. | 23
01.01. | 24
02.01. | 1
02.01. | 2
02.01. | 3
02.01. | 4
02.01. | 5
02.01. | 6
02.01. | 7
02.01. | 8
02.01. | 9
02.01. | 10
02.01. | 11
02.01. | 12
02.01. | 13
02.01. | 14
02.01. | 15
02.01. | 16
02.01. | 17
02.01. | 18
02.01. | 19
02.01. | 20
02.01. | 21
02.01. | 22
02.01. | 23
02.01. | 24
03.01. | 1
03.01. | 2
03.01. | 3
03.01. | 4
03.01. | 5
03.01. | 6
03.01. | 7
03.01. | 8
03.01. | 9
03.01. | 10
03.01. | 11
03.01. | 12
03.01. | 13
03.01. | 14
03.01. | 15
03.01. | 16
03.01. | 17
03.01. | 18
03.01. | 19
03.01. | 20
03.01. | 21
03.01. | 22
03.01. | 23
03.01. | 24
04.01. | 1
04.01. | 2
04.01. | 3
04.01. | 4
04.01. | 5
04.01. | 6
04.01. | 7
04.01. | 8
04.01. | 9
04.01. | 10
04.01. | 11
04.01. | 12
04.01. | 13
04.01. | 14
04.01. | 15
04.01. | 16
04.01. | 17
04.01. | 18
04.01. | 19
04.01. | 20
04.01. | 21
04.01. | 22
04.01. | 23
04.01. | 24
05.01. | 1
05.01. | 2
05.01. | 3
05.01. | 4
05.01. | 5
05.01. | 6
05.01. | 7
05.01. | 8
05.01. | 9
05.01. | 10
05.01. | 11
05.01. | 12
05.01. | 13
05.01. | 14
05.01. | 15
05.01. | 16
05.01. | 17
05.01. | 18
05.01. | 19
05.01. | 20
05.01. | 21
05.01. | 22
05.01. | 23
05.01. | 24
06.01. | 1
06.01. | 2
06.01. | 3
06.01. | 4
06.01. | 5
06.01. | 6
06.01. | 7
06.01. | 8
06.01. | 9
06.01. | 10
06.01. | 11
06.01. | 12
06.01. | 13
06.01. | 14
06.01. | 15
06.01. | 16
06.01. | 17
06.01. | 18
06.01. | 19
06.01. | 20
06.01. | 21
06.01. | 22
06.01. | 23
06.01. | 24
07.01. | 1
07.01. | 2
07.01. | 3
07.01. | 4
07.01. | 5
07.01. | 6
07.01. | 7
07.01. | 8
07.01. | 9
07.01. | 10
07.01. | 11
07.01. | 12
07.01. | 13
07.01. | 14
07.01. | 15
07.01. | 16
07.01. | 17
07.01. | 18
07.01. | 19
07.01. | 20
07.01. | 21
07.01. | 22
07.01. | 23
07.01. | 24
08.01. | 1
08.01. | 2
08.01. | 3
08.01. | 4
08.01. | 5
08.01. | 6
08.01. | 7
08.01. | 8
08.01. | 9
08.01. | 10
08.01. | 11
08.01. | 12
08.01. | 13
08.01. | 14
08.01. | 15
08.01. | 16
08.01. | 17
08.01. | 18
08.01. | 19
08.01. | 20
08.01. | 21
08.01. | 22
08.01. | 23
08.01. | 24
09.01. | 1
09.01. | 2
09.01. | 3
09.01. | 4
09.01. | 5
09.01. | 6
09.01. | 7
09.01. | 8
09.01. | 9
09.01. | 10
09.01. | 11
09.01. | 12
09.01. | 13
09.01. | 14
09.01. | 15
09.01. | 16
09.01. | 17
09.01. | 18
09.01. | 19
09.01. | 20
09.01. | 21
09.01. | 22
09.01. | 23
09.01. | 24
10.01. | 1
10.01. | 2
10.01. | 3
10.01. | 4
10.01. | 5
10.01. | 6
10.01. | 7
10.01. | 8
10.01. | 9
10.01. | 10
10.01. | 11
10.01. | 12
10.01. | 13
10.01. | 14
10.01. | 15
10.01. | 16
10.01. | 17
10.01. | 18
10.01. | 19
10.01. | 20
10.01. | 21
10.01. | 22
10.01. | 23
10.01. | 24
11.01. | 1
11.01. | 2
11.01. | 3
11.01. | 4
11.01. | 5
11.01. | 6
11.01. | 7
11.01. | 8
11.01. | 9
11.01. | 10
11.01. | 11
11.01. | 12
11.01. | 13
11.01. | 14
11.01. | 15
11.01. | 16
11.01. | 17
11.01. | 18
11.01. | 19
11.01. | 20
11.01. | 21
11.01. | 22
11.01. | 23
11.01. | 24
12.01. | 1
12.01. | 2
12.01. | 3
12.01. | 4
12.01. | 5
12.01. | 6
12.01. | 7
12.01. | 8
12.01. | 9
12.01. | 10
12.01. | 11
12.01. | 12
12.01. | 13
12.01. | 14
12.01. | 15
12.01. | 16
12.01. | 17
12.01. | 18
12.01. | 19
12.01. | 20
12.01. | 21
12.01. | 22
12.01. | 23
12.01. | 24
13.01. | 1
13.01. | 2
13.01. | 3
13.01. | 4
13.01. | 5
13.01. | 6
13.01. | 7
13.01. | 8
13.01. | 9
13.01. | 10
13.01. | 11
13.01. | 12
13.01. | 13
13.01. | 14
13.01. | 15
13.01. | 16
13.01. | 17
13.01. | 18
13.01. | 19
13.01. | 20
13.01. | 21
13.01. | 22
13.01. | 23
13.01. | 24
14.01. | 1
14.01. | 2
14.01. | 3
14.01. | 4
14.01. | 5
14.01. | 6
14.01. | 7
14.01. | 8
14.01. | 9
14.01. | 10
14.01. | 11
14.01. | 12
14.01. | 13
14.01. | 14
14.01. | 15
14.01. | 16
14.01. | 17
14.01. | 18
14.01. | 19
14.01. | 20
14.01. | 21
14.01. | 22
14.01. | 23
14.01. | 24
15.01. | 1
15.01. | 2
15.01. | 3
15.01. | 4
15.01. | 5
15.01. | 6
15.01. | 7
15.01. | 8
15.01. | 9
15.01. | 10
15.01. | 11
15.01. | 12
15.01. | 13
15.01. | 14
15.01. | 15
15.01. | 16
15.01. | 17
15.01. | 18
15.01. | 19
15.01. | 20
15.01. | 21
15.01. | 22
15.01. | 23
15.01. | 24
16.01. | 1
16.01. | 2
16.01. | 3
16.01. | 4
16.01. | 5
16.01. | 6
16.01. | 7
16.01. | 8
16.01. | 9
16.01. | 10
16.01. | 11
16.01. | 12
16.01. | 13
16.01. | 14
16.01. | 15
16.01. | 16
16.01. | 17
16.01. | 18
16.01. | 19
16.01. | 20
16.01. | 21
16.01. | 22
16.01. | 23
16.01. | 24
17.01. | 1
17.01. | 2
17.01. | 3
17.01. | 4
17.01. | 5
17.01. | 6
17.01. | 7
17.01. | 8
17.01. | 9
17.01. | 10
17.01. | 11
17.01. | 12
17.01. | 13
17.01. | 14
17.01. | 15
17.01. | 16
17.01. | 17
17.01. | 18
17.01. | 19
17.01. | 20
17.01. | 21
17.01. | 22
17.01. | 23
17.01. | 24
18.01. | 1
18.01. | 2
18.01. | 3
18.01. | 4
18.01. | 5
18.01. | 6
18.01. | 7
18.01. | 8
18.01. | 9
18.01. | 10
18.01. | 11
18.01. | 12
18.01. | 13
18.01. | 14
18.01. | 15
18.01. | 16
18.01. | 17
18.01. | 18
18.01. | 19
18.01. | 20
18.01. | 21
18.01. | 22
18.01. | 23
18.01. | 24
19.01. | 1
19.01. | 2
19.01. | 3
19.01. | 4
19.01. | 5
19.01. | 6
19.01. | 7
19.01. | 8
19.01. | 9
19.01. | 10
19.01. | 11
19.01. | 12
19.01. | 13
19.01. | 14
19.01. | 15
19.01. | 16
19.01. | 17
19.01. | 18
19.01. | 19
19.01. | 20
19.01. | 21
19.01. | 22
19.01. | 23
19.01. | 24
20.01. | 1
20.01. | 2
20.01. | 3
20.01. | 4
20.01. | 5
20.01. | 6
20.01. | 7
20.01. | 8
20.01. | 9
20.01. | 10
20.01. | 11
20.01. | 12
20.01. | 13
20.01. | 14
20.01. | 15
20.01. | 16
20.01. | 17
20.01. | 18
20.01. | 19
20.01. | 20
20.01. | 21
20.01. | 22
20.01. | 23
20.01. | 24
21.01. | 1
21.01. | 2
21.01. | 3
21.01. | 4
21.01. | 5
21.01. | 6
21.01. | 7
21.01. | 8
21.01. | 9
21.01. | 10
21.01. | 11
21.01. | 12
21.01. | 13
21.01. | 14
21.01. | 15
21.01. | 16
21.01. | 17
21.01. | 18
21.01. | 19
21.01. | 20
21.01. | 21
21.01. | 22
21.01. | 23
21.01. | 24
22.01. | 1
22.01. | 2
22.01. | 3
22.01. | 4
22.01. | 5
22.01. | 6
22.01. | 7
22.01. | 8
22.01. | 9
22.01. | 10
22.01. | 11
22.01. | 12
22.01. | 13
22.01. | 14
22.01. | 15
22.01. | 16
22.01. | 17
22.01. | 18
22.01. | 19
22.01. | 20
22.01. | 21
22.01. | 22
22.01. | 23
22.01. | 24
23.01. | 1
23.01. | 2
23.01. | 3
23.01. | 4
23.01. | 5
23.01. | 6
23.01. | 7
23.01. | 8
23.01. | 9
23.01. | 10
23.01. | 11
23.01. | 12
23.01. | 13
23.01. | 14
23.01. | 15
23.01. | 16
23.01. | 17
23.01. | 18
23.01. | 19
23.01. | 20
23.01. | 21
23.01. | 22
23.01. | 23
23.01. | 24
24.01. | 1
24.01. | 2
24.01. | 3
24.01. | 4
24.01. | 5
24.01. | 6
24.01. | 7
24.01. | 8
24.01. | 9
24.01. | 10
24.01. | 11
24.01. | 12
24.01. | 13
24.01. | 14
24.01. | 15
24.01. | 16
24.01. | 17
24.01. | 18
24.01. | 19
24.01. | 20
24.01. | 21
24.01. | 22
24.01. | 23
24.01. | 24
25.01. | 1
25.01. | 2
25.01. | 3
25.01. | 4
25.01. | 5
25.01. | 6
25.01. | 7
25.01. | 8
25.01. | 9
25.01. | 10
25.01. | 11
25.01. | 12
25.01. | 13
25.01. | 14
25.01. | 15
25.01. | 16
25.01. | 17
25.01. | 18
25.01. | 19
25.01. | 20
25.01. | 21
25.01. | 22
25.01. | 23
25.01. | 24
26.01. | 1
26.01. | 2
26.01. | 3
26.01. | 4
26.01. | 5
26.01. | 6
26.01. | 7
26.01. | 8
26.01. | 9
26.01. | 10
26.01. | 11
26.01. | 12
26.01. | 13
26.01. | 14
26.01. | 15
26.01. | 16
26.01. | 17
26.01. | 18
26.01. | 19
26.01. | 20
26.01. | 21
26.01. | 22
26.01. | 23
26.01. | 24
27.01. | 1
27.01. | 2
27.01. | 3
27.01. | 4
27.01. | 5
27.01. | 6
27.01. | 7
27.01. | 8
27.01. | 9
27.01. | 10
27.01. | 11
27.01. | 12
27.01. | 13
27.01. | 14
27.01. | 15
27.01. | 16
27.01. | 17
27.01. | 18
27.01. | 19
27.01. | 20
27.01. | 21
27.01. | 22
27.01. | 23
27.01. | 24
28.01. | 1
28.01. | 2
28.01. | 3
28.01. | 4
28.01. | 5
28.01. | 6
28.01. | 7
28.01. | 8
28.01. | 9
28.01. | 10
28.01. | 11
28.01. | 12
28.01. | 13
28.01. | 14
28.01. | 15
28.01. | 16
28.01. | 17
28.01. | 18
28.01. | 19
28.01. | 20
28.01. | 21
28.01. | 22
28.01. | 23
28.01. | 24
29.01. | 1
29.01. | 2
29.01. | 3
29.01. | 4
29.01. | 5
29.01. | 6
29.01. | 7
29.01. | 8
29.01. | 9
29.01. | 10
29.01. | 11
29.01. | 12
29.01. | 13
29.01. | 14
29.01. | 15
29.01. | 16
29.01. | 17
29.01. | 18
29.01. | 19
29.01. | 20
29.01. | 21
29.01. | 22
29.01. | 23
29.01. | 24
30.01. | 1
30.01. | 2
30.01. | 3
30.01. | 4
30.01. | 5
30.01. | 6
30.01. | 7
30.01. | 8
30.01. | 9
30.01. | 10
30.01. | 11
30.01. | 12
30.01. | 13
30.01. | 14
30.01. | 15
30.01. | 16
30.01. | 17
30.01. | 18
30.01. | 19
30.01. | 20
30.01. | 21
30.01. | 22
30.01. | 23
30.01. | 24
31.01. | 1
31.01. | 2
31.01. | 3
31.01. | 4
31.01. | 5
31.01. | 6
31.01. | 7
31.01. | 8
31.01. | 9
31.01. | 10
31.01. | 11
31.01. | 12
31.01. | 13
31.01. | 14
31.01. | 15
31.01. | 16
31.01. | 17
31.01. | 18
31.01. | 19
31.01. | 20
31.01. | 21
31.01. | 22
31.01. | 23
31.01. | 24
01.02. | 1
01.02. | 2
01.02. | 3
01.02. | 4
01.02. | 5
01.02. | 6
01.02. | 7
01.02. | 8
01.02. | 9
01.02. | 10
01.02. | 11
01.02. | 12
01.02. | 13
01.02. | 14
01.02. | 15
01.02. | 16
01.02. | 17
01.02. | 18
01.02. | 19
01.02. | 20
01.02. | 21
01.02. | 22
01.02. | 23
01.02. | 24
02.02. | 1
02.02. | 2
02.02. | 3
02.02. | 4
02.02. | 5
02.02. | 6
02.02. | 7
02.02. | 8
02.02. | 9
02.02. | 10
02.02. | 11
02.02. | 12
02.02. | 13
02.02. | 14
02.02. | 15
02.02. | 16
02.02. | 17
02.02. | 18
02.02. | 19
02.02. | 20
02.02. | 21
02.02. | 22
02.02. | 23
02.02. | 24
03.02. | 1
03.02. | 2
03.02. | 3
03.02. | 4
03.02. | 5
03.02. | 6
03.02. | 7
03.02. | 8
03.02. | 9
03.02. | 10
03.02. | 11
03.02. | 12
03.02. | 13
03.02. | 14
03.02. | 15
03.02. | 16
03.02. | 17
03.02. | 18
03.02. | 19
03.02. | 20
03.02. | 21
03.02. | 22
03.02. | 23
03.02. | 24
04.02. | 1
04.02. | 2
04.02. | 3
04.02. | 4
04.02. | 5
04.02. | 6
04.02. | 7
04.02. | 8
04.02. | 9
04.02. | 10
04.02. | 11
04.02. | 12
04.02. | 13
04.02. | 14
04.02. | 15
04.02. | 16
04.02. | 17
04.02. | 18
04.02. | 19
04.02. | 20
04.02. | 21
04.02. | 22
04.02. | 23
04.02. | 24
05.02. | 1
05.02. | 2
05.02. | 3
05.02. | 4
05.02. | 5
05.02. | 6
05.02. | 7
05.02. | 8
05.02. | 9
05.02. | 10
05.02. | 11
05.02. | 12
05.02. | 13
05.02. | 14
05.02. | 15
05.02. | 16
05.02. | 17
05.02. | 18
05.02. | 19
05.02. | 20
05.02. | 21
05.02. | 22
05.02. | 23
05.02. | 24
06.02. | 1
06.02. | 2
06.02. | 3
06.02. | 4
06.02. | 5
06.02. | 6
06.02. | 7
06.02. | 8
06.02. | 9
06.02. | 10
06.02. | 11
06.02. | 12
06.02. | 13
06.02. | 14
06.02. | 15
06.02. | 16
06.02. | 17
06.02. | 18
06.02. | 19
06.02. | 20
06.02. | 21
06.02. | 22
06.02. | 23
06.02. | 24
07.02. | 1
07.02. | 2
07.02. | 3
07.02. | 4
07.02. | 5
07.02. | 6
07.02. | 7
07.02. | 8
07.02. | 9
07.02. | 10
07.02. | 11
07.02. | 12
07.02. | 13
07.02. | 14
07.02. | 15
07.02. | 16
07.02. | 17
07.02. | 18
07.02. | 19
07.02. | 20
07.02. | 21
07.02. | 22
07.02. | 23
07.02. | 24
08.02. | 1
08.02. | 2
08.02. | 3
08.02. | 4
08.02. | 5
08.02. | 6
08.02. | 7
08.02. | 8
08.02. | 9
08.02. | 10
08.02. | 11
08.02. | 12
08.02. | 13
08.02. | 14
08.02. | 15
08.02. | 16
08.02. | 17
08.02. | 18
08.02. | 19
08.02. | 20
08.02. | 21
08.02. | 22
08.02. | 23
08.02. | 24
09.02. | 1
09.02. | 2
09.02. | 3
09.02. | 4
09.02. | 5
09.02. | 6
09.02. | 7
09.02. | 8
09.02. | 9
09.02. | 10
09.02. | 11
09.02. | 12
09.02. | 13
09.02. | 14
09.02. | 15
09.02. | 16
09.02. | 17
09.02. | 18
09.02. | 19
09.02. | 20
09.02. | 21
09.02. | 22
09.02. | 23
09.02. | 24
10.02. | 1
10.02. | 2
10.02. | 3
10.02. | 4
10.02. | 5
10.02. | 6
10.02. | 7
10.02. | 8
10.02. | 9
10.02. | 10
10.02. | 11
10.02. | 12
10.02. | 13
10.02. | 14
10.02. | 15
10.02. | 16
10.02. | 17
10.02. | 18
10.02. | 19
10.02. | 20
10.02. | 21
10.02. | 22
10.02. | 23
10.02. | 24
11.02. | 1
11.02. | 2
11.02. | 3
11.02. | 4
11.02. | 5
11.02. | 6
11.02. | 7
11.02. | 8
11.02. | 9
11.02. | 10
11.02. | 11
11.02. | 12
11.02. | 13
11.02. | 14
11.02. | 15
11.02. | 16
11.02. | 17
11.02. | 18
11.02. | 19
11.02. | 20
11.02. | 21
11.02. | 22
11.02. | 23
11.02. | 24
12.02. | 1
12.02. | 2
12.02. | 3
12.02. | 4
12.02. | 5
12.02. | 6
12.02. | 7
12.02. | 8
12.02. | 9
12.02. | 10
12.02. | 11
12.02. | 12
12.02. | 13
12.02. | 14
12.02. | 15
12.02. | 16
12.02. | 17
12.02. | 18
12.02. | 19
12.02. | 20
12.02. | 21
12.02. | 22
12.02. | 23
12.02. | 24
13.02. | 1
13.02. | 2
13.02. | 3
13.02. | 4
13.02. | 5
13.02. | 6
13.02. | 7
13.02. | 8
13.02. | 9
13.02. | 10
13.02. | 11
13.02. | 12
13.02. | 13
13.02. | 14
13.02. | 15
13.02. | 16
13.02. | 17
13.02. | 18
13.02. | 19
13.02. | 20
13.02. | 21
13.02. | 22
13.02. | 23
13.02. | 24
14.02. | 1
14.02. | 2
14.02. | 3
14.02. | 4
14.02. | 5
14.02. | 6
14.02. | 7
14.02. | 8
14.02. | 9
14.02. | 10
14.02. | 11
14.02. | 12
14.02. | 13
14.02. | 14
14.02. | 15
14.02. | 16
14.02. | 17
14.02. | 18
14.02. | 19
14.02. | 20
14.02. | 21
14.02. | 22
14.02. | 23
14.02. | 24
15.02. | 1
15.02. | 2
15.02. | 3
15.02. | 4
15.02. | 5
15.02. | 6
15.02. | 7
15.02. | 8
15.02. | 9
15.02. | 10
15.02. | 11
15.02. | 12
15.02. | 13
15.02. | 14
15.02. | 15
15.02. | 16
15.02. | 17
15.02. | 18
15.02. | 19
15.02. | 20
15.02. | 21
15.02. | 22
15.02. | 23
15.02. | 24
16.02. | 1
16.02. | 2
16.02. | 3
16.02. | 4
16.02. | 5
16.02. | 6
16.02. | 7
16.02. | 8
16.02. | 9
16.02. | 10
16.02. | 11
16.02. | 12
16.02. | 13
16.02. | 14
16.02. | 15
16.02. | 16
16.02. | 17
16.02. | 18
16.02. | 19
16.02. | 20
16.02. | 21
16.02. | 22
16.02. | 23
16.02. | 24
17.02. | 1
17.02. | 2
17.02. | 3
17.02. | 4
17.02. | 5
17.02. | 6
17.02. | 7
17.02. | 8
17.02. | 9
17.02. | 10
17.02. | 11
17.02. | 12
17.02. | 13
17.02. | 14
17.02. | 15
17.02. | 16
17.02. | 17
17.02. | 18
17.02. | 19
17.02. | 20
17.02. | 21
17.02. | 22
17.02. | 23
17.02. | 24
18.02. | 1
18.02. | 2
18.02. | 3
18.02. | 4
18.02. | 5
18.02. | 6
18.02. | 7
18.02. | 8
18.02. | 9
18.02. | 10
18.02. | 11
18.02. | 12
18.02. | 13
18.02. | 14
18.02. | 15
18.02. | 16
18.02. | 17
18.02. | 18
18.02. | 19
18.02. | 20
18.02. | 21
18.02. | 22
18.02. | 23
18.02. | 24
19.02. | 1
19.02. | 2
19.02. | 3
19.02. | 4
19.02. | 5
19.02. | 6
19.02. | 7
19.02. | 8
19.02. | 9
19.02. | 10
19.02. | 11
19.02. | 12
19.02. | 13
19.02. | 14
19.02. | 15
19.02. | 16
19.02. | 17
19.02. | 18
19.02. | 19
19.02. | 20
19.02. | 21
19.02. | 22
19.02. | 23
19.02. | 24
20.02. | 1
20.02. | 2
20.02. | 3
20.02. | 4
20.02. | 5
20.02. | 6
20.02. | 7
20.02. | 8
20.02. | 9
20.02. | 10
20.02. | 11
20.02. | 12
20.02. | 13
20.02. | 14
20.02. | 15
20.02. | 16
20.02. | 17
20.02. | 18
20.02. | 19
20.02. | 20
20.02. | 21
20.02. | 22
20.02. | 23
20.02. | 24
21.02. | 1
21.02. | 2
21.02. | 3
21.02. | 4
21.02. | 5
21.02. | 6
21.02. | 7
21.02. | 8
21.02. | 9
21.02. | 10
21.02. | 11
21.02. | 12
21.02. | 13
21.02. | 14
21.02. | 15
21.02. | 16
21.02. | 17
21.02. | 18
21.02. | 19
21.02. | 20
21.02. | 21
21.02. | 22
21.02. | 23
21.02. | 24
22.02. | 1
22.02. | 2
22.02. | 3
22.02. | 4
22.02. | 5
22.02. | 6
22.02. | 7
22.02. | 8
22.02. | 9
22.02. | 10
22.02. | 11
22.02. | 12
22.02. | 13
22.02. | 14
22.02. | 15
22.02. | 16
22.02. | 17
22.02. | 18
22.02. | 19
22.02. | 20
22.02. | 21
22.02. | 22
22.02. | 23
22.02. | 24
23.02. | 1
23.02. | 2
23.02. | 3
23.02. | 4
23.02. | 5
23.02. | 6
23.02. | 7
23.02. | 8
23.02. | 9
23.02. | 10
23.02. | 11
23.02. | 12
23.02. | 13
23.02. | 14
23.02. | 15
23.02. | 16
23.02. | 17
23.02. | 18
23.02. | 19
23.02. | 20
23.02. | 21
23.02. | 22
23.02. | 23
23.02. | 24
24.02. | 1
24.02. | 2
24.02. | 3
24.02. | 4
24.02. | 5
24.02. | 6
24.02. | 7
24.02. | 8
24.02. | 9
24.02. | 10
24.02. | 11
24.02. | 12
24.02. | 13
24.02. | 14
24.02. | 15
24.02. | 16
24.02. | 17
24.02. | 18
24.02. | 19
24.02. | 20
24.02. | 21
24.02. | 22
24.02. | 23
24.02. | 24
25.02. | 1
25.02. | 2
25.02. | 3
25.02. | 4
25.02. | 5
25.02. | 6
25.02. | 7
25.02. | 8
25.02. | 9
25.02. | 10
25.02. | 11
25.02. | 12
25.02. | 13
25.02. | 14
25.02. | 15
25.02. | 16
25.02. | 17
25.02. | 18
25.02. | 19
25.02. | 20
25.02. | 21
25.02. | 22
25.02. | 23
25.02. | 24
26.02. | 1
26.02. | 2
26.02. | 3
26.02. | 4
26.02. | 5
26.02. | 6
26.02. | 7
26.02. | 8
26.02. | 9
26.02. | 10
26.02. | 11
26.02. | 12
26.02. | 13
26.02. | 14
26.02. | 15
26.02. | 16
26.02. | 17
26.02. | 18
26.02. | 19
26.02. | 20
26.02. | 21
26.02. | 22
26.02. | 23
26.02. | 24
27.02. | 1
27.02. | 2
27.02. | 3
27.02. | 4
27.02. | 5
27.02. | 6
27.02. | 7
27.02. | 8
27.02. | 9
27.02. | 10
27.02. | 11
27.02. | 12
27.02. | 13
27.02. | 14
27.02. | 15
27.02. | 16
27.02. | 17
27.02. | 18
27.02. | 19
27.02. | 20
27.02. | 21
27.02. | 22
27.02. | 23
27.02. | 24
28.02. | 1
28.02. | 2
28.02. | 3
28.02. | 4
28.02. | 5
28.02. | 6
28.02. | 7
28.02. | 8
28.02. | 9
28.02. | 10
28.02. | 11
28.02. | 12
28.02. | 13
28.02. | 14
28.02. | 15
28.02. | 16
28.02. | 17
28.02. | 18
28.02. | 19
28.02. | 20
28.02. | 21
28.02. | 22
28.02. | 23
28.02. | 24
01.03. | 1
01.03. | 2
01.03. | 3
01.03. | 4
01.03. | 5
01.03. | 6
01.03. | 7
01.03. | 8
01.03. | 9
01.03. | 10
01.03. | 11
01.03. | 12
01.03. | 13
01.03. | 14
01.03. | 15
01.03. | 16
01.03. | 17
01.03. | 18
01.03. | 19
01.03. | 20
01.03. | 21
01.03. | 22
01.03. | 23
01.03. | 24
02.03. | 1
02.03. | 2
02.03. | 3
02.03. | 4
02.03. | 5
02.03. | 6
02.03. | 7
02.03. | 8
02.03. | 9
02.03. | 10
02.03. | 11
02.03. | 12
02.03. | 13
02.03. | 14
02.03. | 15
02.03. | 16
02.03. | 17
02.03. | 18
02.03. | 19
02.03. | 20
02.03. | 21
02.03. | 22
02.03. | 23
02.03. | 24
03.03. | 1
03.03. | 2
03.03. | 3
03.03. | 4
03.03. | 5
03.03. | 6
03.03. | 7
03.03. | 8
03.03. | 9
03.03. | 10
03.03. | 11
03.03. | 12
03.03. | 13
03.03. | 14
03.03. | 15
03.03. | 16
03.03. | 17
03.03. | 18
03.03. | 19
03.03. | 20
03.03. | 21
03.03. | 22
03.03. | 23
03.03. | 24
04.03. | 1
04.03. | 2
04.03. | 3
04.03. | 4
04.03. | 5
04.03. | 6
04.03. | 7
04.03. | 8
04.03. | 9
04.03. | 10
04.03. | 11
04.03. | 12
04.03. | 13
04.03. | 14
04.03. | 15
04.03. | 16
04.03. | 17
04.03. | 18
04.03. | 19
04.03. | 20
04.03. | 21
04.03. | 22
04.03. | 23
04.03. | 24
05.03. | 1
05.03. | 2
05.03. | 3
05.03. | 4
05.03. | 5
05.03. | 6
05.03. | 7
05.03. | 8
05.03. | 9
05.03. | 10
05.03. | 11
05.03. | 12
05.03. | 13
05.03. | 14
05.03. | 15
05.03. | 16
05.03. | 17
05.03. | 18
05.03. | 19
05.03. | 20
05.03. | 21
05.03. | 22
05.03. | 23
05.03. | 24
06.03. | 1
06.03. | 2
06.03. | 3
06.03. | 4
06.03. | 5
06.03. | 6
06.03. | 7
06.03. | 8
06.03. | 9
06.03. | 10
06.03. | 11
06.03. | 12
06.03. | 13
06.03. | 14
06.03. | 15
06.03. | 16
06.03. | 17
06.03. | 18
06.03. | 19
06.03. | 20
06.03. | 21
06.03. | 22
06.03. | 23
06.03. | 24
07.03. | 1
07.03. | 2
07.03. | 3
07.03. | 4
07.03. | 5
07.03. | 6
07.03. | 7
07.03. | 8
07.03. | 9
07.03. | 10
07.03. | 11
07.03. | 12
07.03. | 13
07.03. | 14
07.03. | 15
07.03. | 16
07.03. | 17
07.03. | 18
07.03. | 19
07.03. | 20
07.03. | 21
07.03. | 22
07.03. | 23
07.03. | 24
08.03. | 1
08.03. | 2
08.03. | 3
08.03. | 4
08.03. | 5
08.03. | 6
08.03. | 7
08.03. | 8
08.03. | 9
08.03. | 10
08.03. | 11
08.03. | 12
08.03. | 13
08.03. | 14
08.03. | 15
08.03. | 16
08.03. | 17
08.03. | 18
08.03. | 19
08.03. | 20
08.03. | 21
08.03. | 22
08.03. | 23
08.03. | 24
09.03. | 1
09.03. | 2
09.03. | 3
09.03. | 4
09.03. | 5
09.03. | 6
09.03. | 7
09.03. | 8
09.03. | 9
09.03. | 10
09.03. | 11
09.03. | 12
09.03. | 13
09.03. | 14
09.03. | 15
09.03. | 16
09.03. | 17
09.03. | 18
09.03. | 19
09.03. | 20
09.03. | 21
09.03. | 22
09.03. | 23
09.03. | 24
10.03. | 1
10.03. | 2
10.03. | 3
10.03. | 4
10.03. | 5
10.03. | 6
10.03. | 7
10.03. | 8
10.03. | 9
10.03. | 10
10.03. | 11
10.03. | 12
10.03. | 13
10.03. | 14
10.03. | 15
10.03. | 16
10.03. | 17
10.03. | 18
10.03. | 19
10.03. | 20
10.03. | 21
10.03. | 22
10.03. | 23
10.03. | 24
11.03. | 1
11.03. | 2
11.03. | 3
11.03. | 4
11.03. | 5
11.03. | 6
11.03. | 7
11.03. | 8
11.03. | 9
11.03. | 10
11.03. | 11
11.03. | 12
11.03. | 13
11.03. | 14
11.03. | 15
11.03. | 16
11.03. | 17
11.03. | 18
11.03. | 19
11.03. | 20
11.03. | 21
11.03. | 22
11.03. | 23
11.03. | 24
12.03. | 1
12.03. | 2
12.03. | 3
12.03. | 4
12.03. | 5
12.03. | 6
12.03. | 7
12.03. | 8
12.03. | 9
12.03. | 10
12.03. | 11
12.03. | 12
12.03. | 13
12.03. | 14
12.03. | 15
12.03. | 16
12.03. | 17
12.03. | 18
12.03. | 19
12.03. | 20
12.03. | 21
12.03. | 22
12.03. | 23
12.03. | 24
13.03. | 1
13.03. | 2
13.03. | 3
13.03. | 4
13.03. | 5
13.03. | 6
13.03. | 7
13.03. | 8
13.03. | 9
13.03. | 10
13.03. | 11
13.03. | 12
13.03. | 13
13.03. | 14
13.03. | 15
13.03. | 16
13.03. | 17
13.03. | 18
13.03. | 19
13.03. | 20
13.03. | 21
13.03. | 22
13.03. | 23
13.03. | 24
14.03. | 1
14.03. | 2
14.03. | 3
14.03. | 4
14.03. | 5
14.03. | 6
14.03. | 7
14.03. | 8
14.03. | 9
14.03. | 10
14.03. | 11
14.03. | 12
14.03. | 13
14.03. | 14
14.03. | 15
14.03. | 16
14.03. | 17
14.03. | 18
14.03. | 19
14.03. | 20
14.03. | 21
14.03. | 22
14.03. | 23
14.03. | 24
15.03. | 1
15.03. | 2
15.03. | 3
15.03. | 4
15.03. | 5
15.03. | 6
15.03. | 7
15.03. | 8
15.03. | 9
15.03. | 10
15.03. | 11
15.03. | 12
15.03. | 13
15.03. | 14
15.03. | 15
15.03. | 16
15.03. | 17
15.03. | 18
15.03. | 19
15.03. | 20
15.03. | 21
15.03. | 22
15.03. | 23
15.03. | 24
16.03. | 1
16.03. | 2
16.03. | 3
16.03. | 4
16.03. | 5
16.03. | 6
16.03. | 7
16.03. | 8
16.03. | 9
16.03. | 10
16.03. | 11
16.03. | 12
16.03. | 13
16.03. | 14
16.03. | 15
16.03. | 16
16.03. | 17
16.03. | 18
16.03. | 19
16.03. | 20
16.03. | 21
16.03. | 22
16.03. | 23
16.03. | 24
17.03. | 1
17.03. | 2
17.03. | 3
17.03. | 4
17.03. | 5
17.03. | 6
17.03. | 7
17.03. | 8
17.03. | 9
17.03. | 10
17.03. | 11
17.03. | 12
17.03. | 13
17.03. | 14
17.03. | 15
17.03. | 16
17.03. | 17
17.03. | 18
17.03. | 19
17.03. | 20
17.03. | 21
17.03. | 22
17.03. | 23
17.03. | 24
18.03. | 1
18.03. | 2
18.03. | 3
18.03. | 4
18.03. | 5
18.03. | 6
18.03. | 7
18.03. | 8
18.03. | 9
18.03. | 10
18.03. | 11
18.03. | 12
18.03. | 13
18.03. | 14
18.03. | 15
18.03. | 16
18.03. | 17
18.03. | 18
18.03. | 19
18.03. | 20
18.03. | 21
18.03. | 22
18.03. | 23
18.03. | 24
19.03. | 1
19.03. | 2
19.03. | 3
19.03. | 4
19.03. | 5
19.03. | 6
19.03. | 7
19.03. | 8
19.03. | 9
19.03. | 10
19.03. | 11
19.03. | 12
19.03. | 13
19.03. | 14
19.03. | 15
19.03. | 16
19.03. | 17
19.03. | 18
19.03. | 19
19.03. | 20
19.03. | 21
19.03. | 22
19.03. | 23
19.03. | 24
20.03. | 1
20.03. | 2
20.03. | 3
20.03. | 4
20.03. | 5
20.03. | 6
20.03. | 7
20.03. | 8
20.03. | 9
20.03. | 10
20.03. | 11
20.03. | 12
20.03. | 13
20.03. | 14
20.03. | 15
20.03. | 16
20.03. | 17
20.03. | 18
20.03. | 19
20.03. | 20
20.03. | 21
20.03. | 22
20.03. | 23
20.03. | 24
21.03. | 1
21.03. | 2
21.03. | 3
21.03. | 4
21.03. | 5
21.03. | 6
21.03. | 7
21.03. | 8
21.03. | 9
21.03. | 10
21.03. | 11
21.03. | 12
21.03. | 13
21.03. | 14
21.03. | 15
21.03. | 16
21.03. | 17
21.03. | 18
21.03. | 19
21.03. | 20
21.03. | 21
21.03. | 22
21.03. | 23
21.03. | 24
22.03. | 1
22.03. | 2
22.03. | 3
22.03. | 4
22.03. | 5
22.03. | 6
22.03. | 7
22.03. | 8
22.03. | 9
22.03. | 10
22.03. | 11
22.03. | 12
22.03. | 13
22.03. | 14
22.03. | 15
22.03. | 16
22.03. | 17
22.03. | 18
22.03. | 19
22.03. | 20
22.03. | 21
22.03. | 22
22.03. | 23
22.03. | 24
23.03. | 1
23.03. | 2
23.03. | 3
23.03. | 4
23.03. | 5
23.03. | 6
23.03. | 7
23.03. | 8
23.03. | 9
23.03. | 10
23.03. | 11
23.03. | 12
23.03. | 13
23.03. | 14
23.03. | 15
23.03. | 16
23.03. | 17
23.03. | 18
23.03. | 19
23.03. | 20
23.03. | 21
23.03. | 22
23.03. | 23
23.03. | 24
24.03. | 1
24.03. | 2
24.03. | 3
24.03. | 4
24.03. | 5
24.03. | 6
24.03. | 7
24.03. | 8
24.03. | 9
24.03. | 10
24.03. | 11
24.03. | 12
24.03. | 13
24.03. | 14
24.03. | 15
24.03. | 16
24.03. | 17
24.03. | 18
24.03. | 19
24.03. | 20
24.03. | 21
24.03. | 22
24.03. | 23
24.03. | 24
25.03. | 1
25.03. | 2
25.03. | 3
25.03. | 4
25.03. | 5
25.03. | 6
25.03. | 7
25.03. | 8
25.03. | 9
25.03. | 10
25.03. | 11
25.03. | 12
25.03. | 13
25.03. | 14
25.03. | 15
25.03. | 16
25.03. | 17
25.03. | 18
25.03. | 19
25.03. | 20
25.03. | 21
25.03. | 22
25.03. | 23
25.03. | 24
26.03. | 1
26.03. | 2
26.03. | 3
26.03. | 4
26.03. | 5
26.03. | 6
26.03. | 7
26.03. | 8
26.03. | 9
26.03. | 10
26.03. | 11
26.03. | 12
26.03. | 13
26.03. | 14
26.03. | 15
26.03. | 16
26.03. | 17
26.03. | 18
26.03. | 19
26.03. | 20
26.03. | 21
26.03. | 22
26.03. | 23
26.03. | 24
27.03. | 1
27.03. | 2
27.03. | 3
27.03. | 4
27.03. | 5
27.03. | 6
27.03. | 7
27.03. | 8
27.03. | 9
27.03. | 10
27.03. | 11
27.03. | 12
27.03. | 13
27.03. | 14
27.03. | 15
27.03. | 16
27.03. | 17
27.03. | 18
27.03. | 19
27.03. | 20
27.03. | 21
27.03. | 22
27.03. | 23
27.03. | 24
28.03. | 1
28.03. | 2
28.03. | 3
28.03. | 4
28.03. | 5
28.03. | 6
28.03. | 7
28.03. | 8
28.03. | 9
28.03. | 10
28.03. | 11
28.03. | 12
28.03. | 13
28.03. | 14
28.03. | 15
28.03. | 16
28.03. | 17
28.03. | 18
28.03. | 19
28.03. | 20
28.03. | 21
28.03. | 22
28.03. | 23
28.03. | 24
29.03. | 1
29.03. | 2
29.03. | 3
29.03. | 4
29.03. | 5
29.03. | 6
29.03. | 7
29.03. | 8
29.03. | 9
29.03. | 10
29.03. | 11
29.03. | 12
29.03. | 13
29.03. | 14
29.03. | 15
29.03. | 16
29.03. | 17
29.03. | 18
29.03. | 19
29.03. | 20
29.03. | 21
29.03. | 22
29.03. | 23
29.03. | 24
30.03. | 1
30.03. | 2
30.03. | 3
30.03. | 4
30.03. | 5
30.03. | 6
30.03. | 7
30.03. | 8
30.03. | 9
30.03. | 10
30.03. | 11
30.03. | 12
30.03. | 13
30.03. | 14
30.03. | 15
30.03. | 16
30.03. | 17
30.03. | 18
30.03. | 19
30.03. | 20
30.03. | 21
30.03. | 22
30.03. | 23
30.03. | 24
31.03. | 1
31.03. | 2
31.03. | 3
31.03. | 4
31.03. | 5
31.03. | 6
31.03. | 7
31.03. | 8
31.03. | 9
31.03. | 10
31.03. | 11
31.03. | 12
31.03. | 13
31.03. | 14
31.03. | 15
31.03. | 16
31.03. | 17
31.03. | 18
31.03. | 19
31.03. | 20
31.03. | 21
31.03. | 22
31.03. | 23
31.03. | 24
01.04. | 1
01.04. | 2
01.04. | 3
01.04. | 4
01.04. | 5
01.04. | 6
01.04. | 7
01.04. | 8
01.04. | 9
01.04. | 10
01.04. | 11
01.04. | 12
01.04. | 13
01.04. | 14
01.04. | 15
01.04. | 16
01.04. | 17
01.04. | 18
01.04. | 19
01.04. | 20
01.04. | 21
01.04. | 22
01.04. | 23
01.04. | 24
02.04. | 1
02.04. | 2
02.04. | 3
02.04. | 4
02.04. | 5
02.04. | 6
02.04. | 7
02.04. | 8
02.04. | 9
02.04. | 10
02.04. | 11
02.04. | 12
02.04. | 13
02.04. | 14
02.04. | 15
02.04. | 16
02.04. | 17
02.04. | 18
02.04. | 19
02.04. | 20
02.04. | 21
02.04. | 22
02.04. | 23
02.04. | 24
03.04. | 1
03.04. | 2
03.04. | 3
03.04. | 4
03.04. | 5
03.04. | 6
03.04. | 7
03.04. | 8
03.04. | 9
03.04. | 10
03.04. | 11
03.04. | 12
03.04. | 13
03.04. | 14
03.04. | 15
03.04. | 16
03.04. | 17
03.04. | 18
03.04. | 19
03.04. | 20
03.04. | 21
03.04. | 22
03.04. | 23
03.04. | 24
04.04. | 1
04.04. | 2
04.04. | 3
04.04. | 4
04.04. | 5
04.04. | 6
04.04. | 7
04.04. | 8
04.04. | 9
04.04. | 10
04.04. | 11
04.04. | 12
04.04. | 13
04.04. | 14
04.04. | 15
04.04. | 16
04.04. | 17
04.04. | 18
04.04. | 19
04.04. | 20
04.04. | 21
04.04. | 22
04.04. | 23
04.04. | 24
05.04. | 1
05.04. | 2
05.04. | 3
05.04. | 4
05.04. | 5
05.04. | 6
05.04. | 7
05.04. | 8
05.04. | 9
05.04. | 10
05.04. | 11
05.04. | 12
05.04. | 13
05.04. | 14
05.04. | 15
05.04. | 16
05.04. | 17
05.04. | 18
05.04. | 19
05.04. | 20
05.04. | 21
05.04. | 22
05.04. | 23
05.04. | 24
06.04. | 1
06.04. | 2
06.04. | 3
06.04. | 4
06.04. | 5
06.04. | 6
06.04. | 7
06.04. | 8
06.04. | 9
06.04. | 10
06.04. | 11
06.04. | 12
06.04. | 13
06.04. | 14
06.04. | 15
06.04. | 16
06.04. | 17
06.04. | 18
06.04. | 19
06.04. | 20
06.04. | 21
06.04. | 22
06.04. | 23
06.04. | 24
07.04. | 1
07.04. | 2
07.04. | 3
07.04. | 4
07.04. | 5
07.04. | 6
07.04. | 7
07.04. | 8
07.04. | 9
07.04. | 10
07.04. | 11
07.04. | 12
07.04. | 13
07.04. | 14
07.04. | 15
07.04. | 16
07.04. | 17
07.04. | 18
07.04. | 19
07.04. | 20
07.04. | 21
07.04. | 22
07.04. | 23
07.04. | 24
08.04. | 1
08.04. | 2
08.04. | 3
08.04. | 4
08.04. | 5
08.04. | 6
08.04. | 7
08.04. | 8
08.04. | 9
08.04. | 10
08.04. | 11
08.04. | 12
08.04. | 13
08.04. | 14
08.04. | 15
08.04. | 16
08.04. | 17
08.04. | 18
08.04. | 19
08.04. | 20
08.04. | 21
08.04. | 22
08.04. | 23
08.04. | 24
09.04. | 1
09.04. | 2
09.04. | 3
09.04. | 4
09.04. | 5
09.04. | 6
09.04. | 7
09.04. | 8
09.04. | 9
09.04. | 10
09.04. | 11
09.04. | 12
09.04. | 13
09.04. | 14
09.04. | 15
09.04. | 16
09.04. | 17
09.04. | 18
09.04. | 19
09.04. | 20
09.04. | 21
09.04. | 22
09.04. | 23
09.04. | 24
10.04. | 1
10.04. | 2
10.04. | 3
10.04. | 4
10.04. | 5
10.04. | 6
10.04. | 7
10.04. | 8
10.04. | 9
10.04. | 10
10.04. | 11
10.04. | 12
10.04. | 13
10.04. | 14
10.04. | 15
10.04. | 16
10.04. | 17
10.04. | 18
10.04. | 19
10.04. | 20
10.04. | 21
10.04. | 22
10.04. | 23
10.04. | 24
11.04. | 1
11.04. | 2
11.04. | 3
11.04. | 4
11.04. | 5
11.04. | 6
11.04. | 7
11.04. | 8
11.04. | 9
11.04. | 10
11.04. | 11
11.04. | 12
11.04. | 13
11.04. | 14
11.04. | 15
11.04. | 16
11.04. | 17
11.04. | 18
11.04. | 19
11.04. | 20
11.04. | 21
11.04. | 22
11.04. | 23
11.04. | 24
12.04. | 1
12.04. | 2
12.04. | 3
12.04. | 4
12.04. | 5
12.04. | 6
12.04. | 7
12.04. | 8
12.04. | 9
12.04. | 10
12.04. | 11
12.04. | 12
12.04. | 13
12.04. | 14
12.04. | 15
12.04. | 16
12.04. | 17
12.04. | 18
12.04. | 19
12.04. | 20
12.04. | 21
12.04. | 22
12.04. | 23
12.04. | 24
13.04. | 1
13.04. | 2
13.04. | 3
13.04. | 4
13.04. | 5
13.04. | 6
13.04. | 7
13.04. | 8
13.04. | 9
13.04. | 10
13.04. | 11
13.04. | 12
13.04. | 13
13.04. | 14
13.04. | 15
13.04. | 16
13.04. | 17
13.04. | 18
13.04. | 19
13.04. | 20
13.04. | 21
13.04. | 22
13.04. | 23
13.04. | 24
14.04. | 1
14.04. | 2
14.04. | 3
14.04. | 4
14.04. | 5
14.04. | 6
14.04. | 7
14.04. | 8
14.04. | 9
14.04. | 10
14.04. | 11
14.04. | 12
14.04. | 13
14.04. | 14
14.04. | 15
14.04. | 16
14.04. | 17
14.04. | 18
14.04. | 19
14.04. | 20
14.04. | 21
14.04. | 22
14.04. | 23
14.04. | 24
15.04. | 1
15.04. | 2
15.04. | 3
15.04. | 4
15.04. | 5
15.04. | 6
15.04. | 7
15.04. | 8
15.04. | 9
15.04. | 10
15.04. | 11
15.04. | 12
15.04. | 13
15.04. | 14
15.04. | 15
15.04. | 16
15.04. | 17
15.04. | 18
15.04. | 19
15.04. | 20
15.04. | 21
15.04. | 22
15.04. | 23
15.04. | 24
16.04. | 1
16.04. | 2
16.04. | 3
16.04. | 4
16.04. | 5
16.04. | 6
16.04. | 7
16.04. | 8
16.04. | 9
16.04. | 10
16.04. | 11
16.04. | 12
16.04. | 13
16.04. | 14
16.04. | 15
16.04. | 16
16.04. | 17
16.04. | 18
16.04. | 19
16.04. | 20
16.04. | 21
16.04. | 22
16.04. | 23
16.04. | 24
17.04. | 1
17.04. | 2
17.04. | 3
17.04. | 4
17.04. | 5
17.04. | 6
17.04. | 7
17.04. | 8
17.04. | 9
17.04. | 10
17.04. | 11
17.04. | 12
17.04. | 13
17.04. | 14
17.04. | 15
17.04. | 16
17.04. | 17
17.04. | 18
17.04. | 19
17.04. | 20
17.04. | 21
17.04. | 22
17.04. | 23
17.04. | 24
18.04. | 1
18.04. | 2
18.04. | 3
18.04. | 4
18.04. | 5
18.04. | 6
18.04. | 7
18.04. | 8
18.04. | 9
18.04. | 10
18.04. | 11
18.04. | 12
18.04. | 13
18.04. | 14
18.04. | 15
18.04. | 16
18.04. | 17
18.04. | 18
18.04. | 19
18.04. | 20
18.04. | 21
18.04. | 22
18.04. | 23
18.04. | 24
19.04. | 1
19.04. | 2
19.04. | 3
19.04. | 4
19.04. | 5
19.04. | 6
19.04. | 7
19.04. | 8
19.04. | 9
19.04. | 10
19.04. | 11
19.04. | 12
19.04. | 13
19.04. | 14
19.04. | 15
19.04. | 16
19.04. | 17
19.04. | 18
19.04. | 19
19.04. | 20
19.04. | 21
19.04. | 22
19.04. | 23
19.04. | 24
20.04. | 1
20.04. | 2
20.04. | 3
20.04. | 4
20.04. | 5
20.04. | 6
20.04. | 7
20.04. | 8
20.04. | 9
20.04. | 10
20.04. | 11
20.04. | 12
20.04. | 13
20.04. | 14
20.04. | 15
20.04. | 16
20.04. | 17
20.04. | 18
20.04. | 19
20.04. | 20
20.04. | 21
20.04. | 22
20.04. | 23
20.04. | 24
21.04. | 1
21.04. | 2
21.04. | 3
21.04. | 4
21.04. | 5
21.04. | 6
21.04. | 7
21.04. | 8
21.04. | 9
21.04. | 10
21.04. | 11
21.04. | 12
21.04. | 13
21.04. | 14
21.04. | 15
21.04. | 16
21.04. | 17
21.04. | 18
21.04. | 19
21.04. | 20
21.04. | 21
21.04. | 22
21.04. | 23
21.04. | 24
22.04. | 1
22.04. | 2
22.04. | 3
22.04. | 4
22.04. | 5
22.04. | 6
22.04. | 7
22.04. | 8
22.04. | 9
22.04. | 10
22.04. | 11
22.04. | 12
22.04. | 13
22.04. | 14
22.04. | 15
22.04. | 16
22.04. | 17
22.04. | 18
22.04. | 19
22.04. | 20
22.04. | 21
22.04. | 22
22.04. | 23
22.04. | 24
23.04. | 1
23.04. | 2
23.04. | 3
23.04. | 4
23.04. | 5
23.04. | 6
23.04. | 7
23.04. | 8
23.04. | 9
23.04. | 10
23.04. | 11
23.04. | 12
23.04. | 13
23.04. | 14
23.04. | 15
23.04. | 16
23.04. | 17
23.04. | 18
23.04. | 19
23.04. | 20
23.04. | 21
23.04. | 22
23.04. | 23
23.04. | 24
24.04. | 1
24.04. | 2
24.04. | 3
24.04. | 4
24.04. | 5
24.04. | 6
24.04. | 7
24.04. | 8
24.04. | 9
24.04. | 10
24.04. | 11
24.04. | 12
24.04. | 13
24.04. | 14
24.04. | 15
24.04. | 16
24.04. | 17
24.04. | 18
24.04. | 19
24.04. | 20
24.04. | 21
24.04. | 22
24.04. | 23
24.04. | 24
25.04. | 1
25.04. | 2
25.04. | 3
25.04. | 4
25.04. | 5
25.04. | 6
25.04. | 7
25.04. | 8
25.04. | 9
25.04. | 10
25.04. | 11
25.04. | 12
25.04. | 13
25.04. | 14
25.04. | 15
25.04. | 16
25.04. | 17
25.04. | 18
25.04. | 19
25.04. | 20
25.04. | 21
25.04. | 22
25.04. | 23
25.04. | 24
26.04. | 1
26.04. | 2
26.04. | 3
26.04. | 4
26.04. | 5
26.04. | 6
26.04. | 7
26.04. | 8
26.04. | 9
26.04. | 10
26.04. | 11
26.04. | 12
26.04. | 13
26.04. | 14
26.04. | 15
26.04. | 16
26.04. | 17
26.04. | 18
26.04. | 19
26.04. | 20
26.04. | 21
26.04. | 22
26.04. | 23
26.04. | 24
27.04. | 1
27.04. | 2
27.04. | 3
27.04. | 4
27.04. | 5
27.04. | 6
27.04. | 7
27.04. | 8
27.04. | 9
27.04. | 10
27.04. | 11
27.04. | 12
27.04. | 13
27.04. | 14
27.04. | 15
27.04. | 16
27.04. | 17
27.04. | 18
27.04. | 19
27.04. | 20
27.04. | 21
27.04. | 22
27.04. | 23
27.04. | 24
28.04. | 1
28.04. | 2
28.04. | 3
28.04. | 4
28.04. | 5
28.04. | 6
28.04. | 7
28.04. | 8
28.04. | 9
28.04. | 10
28.04. | 11
28.04. | 12
28.04. | 13
28.04. | 14
28.04. | 15
28.04. | 16
28.04. | 17
28.04. | 18
28.04. | 19
28.04. | 20
28.04. | 21
28.04. | 22
28.04. | 23
28.04. | 24
29.04. | 1
29.04. | 2
29.04. | 3
29.04. | 4
29.04. | 5
29.04. | 6
29.04. | 7
29.04. | 8
29.04. | 9
29.04. | 10
29.04. | 11
29.04. | 12
29.04. | 13
29.04. | 14
29.04. | 15
29.04. | 16
29.04. | 17
29.04. | 18
29.04. | 19
29.04. | 20
29.04. | 21
29.04. | 22
29.04. | 23
29.04. | 24
30.04. | 1
30.04. | 2
30.04. | 3
30.04. | 4
30.04. | 5
30.04. | 6
30.04. | 7
30.04. | 8
30.04. | 9
30.04. | 10
30.04. | 11
30.04. | 12
30.04. | 13
30.04. | 14
30.04. | 15
30.04. | 16
30.04. | 17
30.04. | 18
30.04. | 19
30.04. | 20
30.04. | 21
30.04. | 22
30.04. | 23
30.04. | 24
01.05. | 1
01.05. | 2
01.05. | 3
01.05. | 4
01.05. | 5
01.05. | 6
01.05. | 7
01.05. | 8
01.05. | 9
01.05. | 10
01.05. | 11
01.05. | 12
01.05. | 13
01.05. | 14
01.05. | 15
01.05. | 16
01.05. | 17
01.05. | 18
01.05. | 19
01.05. | 20
01.05. | 21
01.05. | 22
01.05. | 23
01.05. | 24
02.05. | 1
02.05. | 2
02.05. | 3
02.05. | 4
02.05. | 5
02.05. | 6
02.05. | 7
02.05. | 8
02.05. | 9
02.05. | 10
02.05. | 11
02.05. | 12
02.05. | 13
02.05. | 14
02.05. | 15
02.05. | 16
02.05. | 17
02.05. | 18
02.05. | 19
02.05. | 20
02.05. | 21
02.05. | 22
02.05. | 23
02.05. | 24
03.05. | 1
03.05. | 2
03.05. | 3
03.05. | 4
03.05. | 5
03.05. | 6
03.05. | 7
03.05. | 8
03.05. | 9
03.05. | 10
03.05. | 11
03.05. | 12
03.05. | 13
03.05. | 14
03.05. | 15
03.05. | 16
03.05. | 17
03.05. | 18
03.05. | 19
03.05. | 20
03.05. | 21
03.05. | 22
03.05. | 23
03.05. | 24
04.05. | 1
04.05. | 2
04.05. | 3
04.05. | 4
04.05. | 5
04.05. | 6
04.05. | 7
04.05. | 8
04.05. | 9
04.05. | 10
04.05. | 11
04.05. | 12
04.05. | 13
04.05. | 14
04.05. | 15
04.05. | 16
04.05. | 17
04.05. | 18
04.05. | 19
04.05. | 20
04.05. | 21
04.05. | 22
04.05. | 23
04.05. | 24
05.05. | 1
05.05. | 2
05.05. | 3
05.05. | 4
05.05. | 5
05.05. | 6
05.05. | 7
05.05. | 8
05.05. | 9
05.05. | 10
05.05. | 11
05.05. | 12
05.05. | 13
05.05. | 14
05.05. | 15
05.05. | 16
05.05. | 17
05.05. | 18
05.05. | 19
05.05. | 20
05.05. | 21
05.05. | 22
05.05. | 23
05.05. | 24
06.05. | 1
06.05. | 2
06.05. | 3
06.05. | 4
06.05. | 5
06.05. | 6
06.05. | 7
06.05. | 8
06.05. | 9
06.05. | 10
06.05. | 11
06.05. | 12
06.05. | 13
06.05. | 14
06.05. | 15
06.05. | 16
06.05. | 17
06.05. | 18
06.05. | 19
06.05. | 20
06.05. | 21
06.05. | 22
06.05. | 23
06.05. | 24
07.05. | 1
07.05. | 2
07.05. | 3
07.05. | 4
07.05. | 5
07.05. | 6
07.05. | 7
07.05. | 8
07.05. | 9
07.05. | 10
07.05. | 11
07.05. | 12
07.05. | 13
07.05. | 14
07.05. | 15
07.05. | 16
07.05. | 17
07.05. | 18
07.05. | 19
07.05. | 20
07.05. | 21
07.05. | 22
07.05. | 23
07.05. | 24
08.05. | 1
08.05. | 2
08.05. | 3
08.05. | 4
08.05. | 5
08.05. | 6
08.05. | 7
08.05. | 8
08.05. | 9
08.05. | 10
08.05. | 11
08.05. | 12
08.05. | 13
08.05. | 14
08.05. | 15
08.05. | 16
08.05. | 17
08.05. | 18
08.05. | 19
08.05. | 20
08.05. | 21
08.05. | 22
08.05. | 23
08.05. | 24
09.05. | 1
09.05. | 2
09.05. | 3
09.05. | 4
09.05. | 5
09.05. | 6
09.05. | 7
09.05. | 8
09.05. | 9
09.05. | 10
09.05. | 11
09.05. | 12
09.05. | 13
09.05. | 14
09.05. | 15
09.05. | 16
09.05. | 17
09.05. | 18
09.05. | 19
09.05. | 20
09.05. | 21
09.05. | 22
09.05. | 23
09.05. | 24
10.05. | 1
10.05. | 2
10.05. | 3
10.05. | 4
10.05. | 5
10.05. | 6
10.05. | 7
10.05. | 8
10.05. | 9
10.05. | 10
10.05. | 11
10.05. | 12
10.05. | 13
10.05. | 14
10.05. | 15
10.05. | 16
10.05. | 17
10.05. | 18
10.05. | 19
10.05. | 20
10.05. | 21
10.05. | 22
10.05. | 23
10.05. | 24
11.05. | 1
11.05. | 2
11.05. | 3
11.05. | 4
11.05. | 5
11.05. | 6
11.05. | 7
11.05. | 8
11.05. | 9
11.05. | 10
11.05. | 11
11.05. | 12
11.05. | 13
11.05. | 14
11.05. | 15
11.05. | 16
11.05. | 17
11.05. | 18
11.05. | 19
11.05. | 20
11.05. | 21
11.05. | 22
11.05. | 23
11.05. | 24
12.05. | 1
12.05. | 2
12.05. | 3
12.05. | 4
12.05. | 5
12.05. | 6
12.05. | 7
12.05. | 8
12.05. | 9
12.05. | 10
12.05. | 11
12.05. | 12
12.05. | 13
12.05. | 14
12.05. | 15
12.05. | 16
12.05. | 17
12.05. | 18
12.05. | 19
12.05. | 20
12.05. | 21
12.05. | 22
12.05. | 23
12.05. | 24
13.05. | 1
13.05. | 2
13.05. | 3
13.05. | 4
13.05. | 5
13.05. | 6
13.05. | 7
13.05. | 8
13.05. | 9
13.05. | 10
13.05. | 11
13.05. | 12
13.05. | 13
13.05. | 14
13.05. | 15
13.05. | 16
13.05. | 17
13.05. | 18
13.05. | 19
13.05. | 20
13.05. | 21
13.05. | 22
13.05. | 23
13.05. | 24
14.05. | 1
14.05. | 2
14.05. | 3
14.05. | 4
14.05. | 5
14.05. | 6
14.05. | 7
14.05. | 8
14.05. | 9
14.05. | 10
14.05. | 11
14.05. | 12
14.05. | 13
14.05. | 14
14.05. | 15
14.05. | 16
14.05. | 17
14.05. | 18
14.05. | 19
14.05. | 20
14.05. | 21
14.05. | 22
14.05. | 23
14.05. | 24
15.05. | 1
15.05. | 2
15.05. | 3
15.05. | 4
15.05. | 5
15.05. | 6
15.05. | 7
15.05. | 8
15.05. | 9
15.05. | 10
15.05. | 11
15.05. | 12
15.05. | 13
15.05. | 14
15.05. | 15
15.05. | 16
15.05. | 17
15.05. | 18
15.05. | 19
15.05. | 20
15.05. | 21
15.05. | 22
15.05. | 23
15.05. | 24
16.05. | 1
16.05. | 2
16.05. | 3
16.05. | 4
16.05. | 5
16.05. | 6
16.05. | 7
16.05. | 8
16.05. | 9
16.05. | 10
16.05. | 11
16.05. | 12
16.05. | 13
16.05. | 14
16.05. | 15
16.05. | 16
16.05. | 17
16.05. | 18
16.05. | 19
16.05. | 20
16.05. | 21
16.05. | 22
16.05. | 23
16.05. | 24
17.05. | 1
17.05. | 2
17.05. | 3
17.05. | 4
17.05. | 5
17.05. | 6
17.05. | 7
17.05. | 8
17.05. | 9
17.05. | 10
17.05. | 11
17.05. | 12
17.05. | 13
17.05. | 14
17.05. | 15
17.05. | 16
17.05. | 17
17.05. | 18
17.05. | 19
17.05. | 20
17.05. | 21
17.05. | 22
17.05. | 23
17.05. | 24
18.05. | 1
18.05. | 2
18.05. | 3
18.05. | 4
18.05. | 5
18.05. | 6
18.05. | 7
18.05. | 8
18.05. | 9
18.05. | 10
18.05. | 11
18.05. | 12
18.05. | 13
18.05. | 14
18.05. | 15
18.05. | 16
18.05. | 17
18.05. | 18
18.05. | 19
18.05. | 20
18.05. | 21
18.05. | 22
18.05. | 23
18.05. | 24
19.05. | 1
19.05. | 2
19.05. | 3
19.05. | 4
19.05. | 5
19.05. | 6
19.05. | 7
19.05. | 8
19.05. | 9
19.05. | 10
19.05. | 11
19.05. | 12
19.05. | 13
19.05. | 14
19.05. | 15
19.05. | 16
19.05. | 17
19.05. | 18
19.05. | 19
19.05. | 20
19.05. | 21
19.05. | 22
19.05. | 23
19.05. | 24
20.05. | 1
20.05. | 2
20.05. | 3
20.05. | 4
20.05. | 5
20.05. | 6
20.05. | 7
20.05. | 8
20.05. | 9
20.05. | 10
20.05. | 11
20.05. | 12
20.05. | 13
20.05. | 14
20.05. | 15
20.05. | 16
20.05. | 17
20.05. | 18
20.05. | 19
20.05. | 20
20.05. | 21
20.05. | 22
20.05. | 23
20.05. | 24
21.05. | 1
21.05. | 2
21.05. | 3
21.05. | 4
21.05. | 5
21.05. | 6
21.05. | 7
21.05. | 8
21.05. | 9
21.05. | 10
21.05. | 11
21.05. | 12
21.05. | 13
21.05. | 14
21.05. | 15
21.05. | 16
21.05. | 17
21.05. | 18
21.05. | 19
21.05. | 20
21.05. | 21
21.05. | 22
21.05. | 23
21.05. | 24
22.05. | 1
22.05. | 2
22.05. | 3
22.05. | 4
22.05. | 5
22.05. | 6
22.05. | 7
22.05. | 8
22.05. | 9
22.05. | 10
22.05. | 11
22.05. | 12
22.05. | 13
22.05. | 14
22.05. | 15
22.05. | 16
22.05. | 17
22.05. | 18
22.05. | 19
22.05. | 20
22.05. | 21
22.05. | 22
22.05. | 23
22.05. | 24
23.05. | 1
23.05. | 2
23.05. | 3
23.05. | 4
23.05. | 5
23.05. | 6
23.05. | 7
23.05. | 8
23.05. | 9
23.05. | 10
23.05. | 11
23.05. | 12
23.05. | 13
23.05. | 14
23.05. | 15
23.05. | 16
23.05. | 17
23.05. | 18
23.05. | 19
23.05. | 20
23.05. | 21
23.05. | 22
23.05. | 23
23.05. | 24
24.05. | 1
24.05. | 2
24.05. | 3
24.05. | 4
24.05. | 5
24.05. | 6
24.05. | 7
24.05. | 8
24.05. | 9
24.05. | 10
24.05. | 11
24.05. | 12
24.05. | 13
24.05. | 14
24.05. | 15
24.05. | 16
24.05. | 17
24.05. | 18
24.05. | 19
24.05. | 20
24.05. | 21
24.05. | 22
24.05. | 23
24.05. | 24
25.05. | 1
25.05. | 2
25.05. | 3
25.05. | 4
25.05. | 5
25.05. | 6
25.05. | 7
25.05. | 8
25.05. | 9
25.05. | 10
25.05. | 11
25.05. | 12
25.05. | 13
25.05. | 14
25.05. | 15
25.05. | 16
25.05. | 17
25.05. | 18
25.05. | 19
25.05. | 20
25.05. | 21
25.05. | 22
25.05. | 23
25.05. | 24
26.05. | 1
26.05. | 2
26.05. | 3
26.05. | 4
26.05. | 5
26.05. | 6
26.05. | 7
26.05. | 8
26.05. | 9
26.05. | 10
26.05. | 11
26.05. | 12
26.05. | 13
26.05. | 14
26.05. | 15
26.05. | 16
26.05. | 17
26.05. | 18
26.05. | 19
26.05. | 20
26.05. | 21
26.05. | 22
26.05. | 23
26.05. | 24
27.05. | 1
27.05. | 2
27.05. | 3
27.05. | 4
27.05. | 5
27.05. | 6
27.05. | 7
27.05. | 8
27.05. | 9
27.05. | 10
27.05. | 11
27.05. | 12
27.05. | 13
27.05. | 14
27.05. | 15
27.05. | 16
27.05. | 17
27.05. | 18
27.05. | 19
27.05. | 20
27.05. | 21
27.05. | 22
27.05. | 23
27.05. | 24
28.05. | 1
28.05. | 2
28.05. | 3
28.05. | 4
28.05. | 5
28.05. | 6
28.05. | 7
28.05. | 8
28.05. | 9
28.05. | 10
28.05. | 11
28.05. | 12
28.05. | 13
28.05. | 14
28.05. | 15
28.05. | 16
28.05. | 17
28.05. | 18
28.05. | 19
28.05. | 20
28.05. | 21
28.05. | 22
28.05. | 23
28.05. | 24
29.05. | 1
29.05. | 2
29.05. | 3
29.05. | 4
29.05. | 5
29.05. | 6
29.05. | 7
29.05. | 8
29.05. | 9
29.05. | 10
29.05. | 11
29.05. | 12
29.05. | 13
29.05. | 14
29.05. | 15
29.05. | 16
29.05. | 17
29.05. | 18
29.05. | 19
29.05. | 20
29.05. | 21
29.05. | 22
29.05. | 23
29.05. | 24
30.05. | 1
30.05. | 2
30.05. | 3
30.05. | 4
30.05. | 5
30.05. | 6
30.05. | 7
30.05. | 8
30.05. | 9
30.05. | 10
30.05. | 11
30.05. | 12
30.05. | 13
30.05. | 14
30.05. | 15
30.05. | 16
30.05. | 17
30.05. | 18
30.05. | 19
30.05. | 20
30.05. | 21
30.05. | 22
30.05. | 23
30.05. | 24
31.05. | 1
31.05. | 2
31.05. | 3
31.05. | 4
31.05. | 5
31.05. | 6
31.05. | 7
31.05. | 8
31.05. | 9
31.05. | 10
31.05. | 11
31.05. | 12
31.05. | 13
31.05. | 14
31.05. | 15
31.05. | 16
31.05. | 17
31.05. | 18
31.05. | 19
31.05. | 20
31.05. | 21
31.05. | 22
31.05. | 23
31.05. | 24
01.06. | 1
01.06. | 2
01.06. | 3
01.06. | 4
01.06. | 5
01.06. | 6
01.06. | 7
01.06. | 8
01.06. | 9
01.06. | 10
01.06. | 11
01.06. | 12
01.06. | 13
01.06. | 14
01.06. | 15
01.06. | 16
01.06. | 17
01.06. | 18
01.06. | 19
01.06. | 20
01.06. | 21
01.06. | 22
01.06. | 23
01.06. | 24
02.06. | 1
02.06. | 2
02.06. | 3
02.06. | 4
02.06. | 5
02.06. | 6
02.06. | 7
02.06. | 8
02.06. | 9
02.06. | 10
02.06. | 11
02.06. | 12
02.06. | 13
02.06. | 14
02.06. | 15
02.06. | 16
02.06. | 17
02.06. | 18
02.06. | 19
02.06. | 20
02.06. | 21
02.06. | 22
02.06. | 23
02.06. | 24
03.06. | 1
03.06. | 2
03.06. | 3
03.06. | 4
03.06. | 5
03.06. | 6
03.06. | 7
03.06. | 8
03.06. | 9
03.06. | 10
03.06. | 11
03.06. | 12
03.06. | 13
03.06. | 14
03.06. | 15
03.06. | 16
03.06. | 17
03.06. | 18
03.06. | 19
03.06. | 20
03.06. | 21
03.06. | 22
03.06. | 23
03.06. | 24
04.06. | 1
04.06. | 2
04.06. | 3
04.06. | 4
04.06. | 5
04.06. | 6
04.06. | 7
04.06. | 8
04.06. | 9
04.06. | 10
04.06. | 11
04.06. | 12
04.06. | 13
04.06. | 14
04.06. | 15
04.06. | 16
04.06. | 17
04.06. | 18
04.06. | 19
04.06. | 20
04.06. | 21
04.06. | 22
04.06. | 23
04.06. | 24
05.06. | 1
05.06. | 2
05.06. | 3
05.06. | 4
05.06. | 5
05.06. | 6
05.06. | 7
05.06. | 8
05.06. | 9
05.06. | 10
05.06. | 11
05.06. | 12
05.06. | 13
05.06. | 14
05.06. | 15
05.06. | 16
05.06. | 17
05.06. | 18
05.06. | 19
05.06. | 20
05.06. | 21
05.06. | 22
05.06. | 23
05.06. | 24
06.06. | 1
06.06. | 2
06.06. | 3
06.06. | 4
06.06. | 5
06.06. | 6
06.06. | 7
06.06. | 8
06.06. | 9
06.06. | 10
06.06. | 11
06.06. | 12
06.06. | 13
06.06. | 14
06.06. | 15
06.06. | 16
06.06. | 17
06.06. | 18
06.06. | 19
06.06. | 20
06.06. | 21
06.06. | 22
06.06. | 23
06.06. | 24
07.06. | 1
07.06. | 2
07.06. | 3
07.06. | 4
07.06. | 5
07.06. | 6
07.06. | 7
07.06. | 8
07.06. | 9
07.06. | 10
07.06. | 11
07.06. | 12
07.06. | 13
07.06. | 14
07.06. | 15
07.06. | 16
07.06. | 17
07.06. | 18
07.06. | 19
07.06. | 20
07.06. | 21
07.06. | 22
07.06. | 23
07.06. | 24
08.06. | 1
08.06. | 2
08.06. | 3
08.06. | 4
08.06. | 5
08.06. | 6
08.06. | 7
08.06. | 8
08.06. | 9
08.06. | 10
08.06. | 11
08.06. | 12
08.06. | 13
08.06. | 14
08.06. | 15
08.06. | 16
08.06. | 17
08.06. | 18
08.06. | 19
08.06. | 20
08.06. | 21
08.06. | 22
08.06. | 23
08.06. | 24
09.06. | 1
09.06. | 2
09.06. | 3
09.06. | 4
09.06. | 5
09.06. | 6
09.06. | 7
09.06. | 8
09.06. | 9
09.06. | 10
09.06. | 11
09.06. | 12
09.06. | 13
09.06. | 14
09.06. | 15
09.06. | 16
09.06. | 17
09.06. | 18
09.06. | 19
09.06. | 20
09.06. | 21
09.06. | 22
09.06. | 23
09.06. | 24
10.06. | 1
10.06. | 2
10.06. | 3
10.06. | 4
10.06. | 5
10.06. | 6
10.06. | 7
10.06. | 8
10.06. | 9
10.06. | 10
10.06. | 11
10.06. | 12
10.06. | 13
10.06. | 14
10.06. | 15
10.06. | 16
10.06. | 17
10.06. | 18
10.06. | 19
10.06. | 20
10.06. | 21
10.06. | 22
10.06. | 23
10.06. | 24
11.06. | 1
11.06. | 2
11.06. | 3
11.06. | 4
11.06. | 5
11.06. | 6
11.06. | 7
11.06. | 8
11.06. | 9
11.06. | 10
11.06. | 11
11.06. | 12
11.06. | 13
11.06. | 14
11.06. | 15
11.06. | 16
11.06. | 17
11.06. | 18
11.06. | 19
11.06. | 20
11.06. | 21
11.06. | 22
11.06. | 23
11.06. | 24
12.06. | 1
12.06. | 2
12.06. | 3
12.06. | 4
12.06. | 5
12.06. | 6
12.06. | 7
12.06. | 8
12.06. | 9
12.06. | 10
12.06. | 11
12.06. | 12
12.06. | 13
12.06. | 14
12.06. | 15
12.06. | 16
12.06. | 17
12.06. | 18
12.06. | 19
12.06. | 20
12.06. | 21
12.06. | 22
12.06. | 23
12.06. | 24
13.06. | 1
13.06. | 2
13.06. | 3
13.06. | 4
13.06. | 5
13.06. | 6
13.06. | 7
13.06. | 8
13.06. | 9
13.06. | 10
13.06. | 11
13.06. | 12
13.06. | 13
13.06. | 14
13.06. | 15
13.06. | 16
13.06. | 17
13.06. | 18
13.06. | 19
13.06. | 20
13.06. | 21
13.06. | 22
13.06. | 23
13.06. | 24
14.06. | 1
14.06. | 2
14.06. | 3
14.06. | 4
14.06. | 5
14.06. | 6
14.06. | 7
14.06. | 8
14.06. | 9
14.06. | 10
14.06. | 11
14.06. | 12
14.06. | 13
14.06. | 14
14.06. | 15
14.06. | 16
14.06. | 17
14.06. | 18
14.06. | 19
14.06. | 20
14.06. | 21
14.06. | 22
14.06. | 23
14.06. | 24
15.06. | 1
15.06. | 2
15.06. | 3
15.06. | 4
15.06. | 5
15.06. | 6
15.06. | 7
15.06. | 8
15.06. | 9
15.06. | 10
15.06. | 11
15.06. | 12
15.06. | 13
15.06. | 14
15.06. | 15
15.06. | 16
15.06. | 17
15.06. | 18
15.06. | 19
15.06. | 20
15.06. | 21
15.06. | 22
15.06. | 23
15.06. | 24
16.06. | 1
16.06. | 2
16.06. | 3
16.06. | 4
16.06. | 5
16.06. | 6
16.06. | 7
16.06. | 8
16.06. | 9
16.06. | 10
16.06. | 11
16.06. | 12
16.06. | 13
16.06. | 14
16.06. | 15
16.06. | 16
16.06. | 17
16.06. | 18
16.06. | 19
16.06. | 20
16.06. | 21
16.06. | 22
16.06. | 23
16.06. | 24
17.06. | 1
17.06. | 2
17.06. | 3
17.06. | 4
17.06. | 5
17.06. | 6
17.06. | 7
17.06. | 8
17.06. | 9
17.06. | 10
17.06. | 11
17.06. | 12
17.06. | 13
17.06. | 14
17.06. | 15
17.06. | 16
17.06. | 17
17.06. | 18
17.06. | 19
17.06. | 20
17.06. | 21
17.06. | 22
17.06. | 23
17.06. | 24
18.06. | 1
18.06. | 2
18.06. | 3
18.06. | 4
18.06. | 5
18.06. | 6
18.06. | 7
18.06. | 8
18.06. | 9
18.06. | 10
18.06. | 11
18.06. | 12
18.06. | 13
18.06. | 14
18.06. | 15
18.06. | 16
18.06. | 17
18.06. | 18
18.06. | 19
18.06. | 20
18.06. | 21
18.06. | 22
18.06. | 23
18.06. | 24
19.06. | 1
19.06. | 2
19.06. | 3
19.06. | 4
19.06. | 5
19.06. | 6
19.06. | 7
19.06. | 8
19.06. | 9
19.06. | 10
19.06. | 11
19.06. | 12
19.06. | 13
19.06. | 14
19.06. | 15
19.06. | 16
19.06. | 17
19.06. | 18
19.06. | 19
19.06. | 20
19.06. | 21
19.06. | 22
19.06. | 23
19.06. | 24
20.06. | 1
20.06. | 2
20.06. | 3
20.06. | 4
20.06. | 5
20.06. | 6
20.06. | 7
20.06. | 8
20.06. | 9
20.06. | 10
20.06. | 11
20.06. | 12
20.06. | 13
20.06. | 14
20.06. | 15
20.06. | 16
20.06. | 17
20.06. | 18
20.06. | 19
20.06. | 20
20.06. | 21
20.06. | 22
20.06. | 23
20.06. | 24
21.06. | 1
21.06. | 2
21.06. | 3
21.06. | 4
21.06. | 5
21.06. | 6
21.06. | 7
21.06. | 8
21.06. | 9
21.06. | 10
21.06. | 11
21.06. | 12
21.06. | 13
21.06. | 14
21.06. | 15
21.06. | 16
21.06. | 17
21.06. | 18
21.06. | 19
21.06. | 20
21.06. | 21
21.06. | 22
21.06. | 23
21.06. | 24
22.06. | 1
22.06. | 2
22.06. | 3
22.06. | 4
22.06. | 5
22.06. | 6
22.06. | 7
22.06. | 8
22.06. | 9
22.06. | 10
22.06. | 11
22.06. | 12
22.06. | 13
22.06. | 14
22.06. | 15
22.06. | 16
22.06. | 17
22.06. | 18
22.06. | 19
22.06. | 20
22.06. | 21
22.06. | 22
22.06. | 23
22.06. | 24
23.06. | 1
23.06. | 2
23.06. | 3
23.06. | 4
23.06. | 5
23.06. | 6
23.06. | 7
23.06. | 8
23.06. | 9
23.06. | 10
23.06. | 11
23.06. | 12
23.06. | 13
23.06. | 14
23.06. | 15
23.06. | 16
23.06. | 17
23.06. | 18
23.06. | 19
23.06. | 20
23.06. | 21
23.06. | 22
23.06. | 23
23.06. | 24
24.06. | 1
24.06. | 2
24.06. | 3
24.06. | 4
24.06. | 5
24.06. | 6
24.06. | 7
24.06. | 8
24.06. | 9
24.06. | 10
24.06. | 11
24.06. | 12
24.06. | 13
24.06. | 14
24.06. | 15
24.06. | 16
24.06. | 17
24.06. | 18
24.06. | 19
24.06. | 20
24.06. | 21
24.06. | 22
24.06. | 23
24.06. | 24
25.06. | 1
25.06. | 2
25.06. | 3
25.06. | 4
25.06. | 5
25.06. | 6
25.06. | 7
25.06. | 8
25.06. | 9
25.06. | 10
25.06. | 11
25.06. | 12
25.06. | 13
25.06. | 14
25.06. | 15
25.06. | 16
25.06. | 17
25.06. | 18
25.06. | 19
25.06. | 20
25.06. | 21
25.06. | 22
25.06. | 23
25.06. | 24
26.06. | 1
26.06. | 2
26.06. | 3
26.06. | 4
26.06. | 5
26.06. | 6
26.06. | 7
26.06. | 8
26.06. | 9
26.06. | 10
26.06. | 11
26.06. | 12
26.06. | 13
26.06. | 14
26.06. | 15
26.06. | 16
26.06. | 17
26.06. | 18
26.06. | 19
26.06. | 20
26.06. | 21
26.06. | 22
26.06. | 23
26.06. | 24
27.06. | 1
27.06. | 2
27.06. | 3
27.06. | 4
27.06. | 5
27.06. | 6
27.06. | 7
27.06. | 8
27.06. | 9
27.06. | 10
27.06. | 11
27.06. | 12
27.06. | 13
27.06. | 14
27.06. | 15
27.06. | 16
27.06. | 17
27.06. | 18
27.06. | 19
27.06. | 20
27.06. | 21
27.06. | 22
27.06. | 23
27.06. | 24
28.06. | 1
28.06. | 2
28.06. | 3
28.06. | 4
28.06. | 5
28.06. | 6
28.06. | 7
28.06. | 8
28.06. | 9
28.06. | 10
28.06. | 11
28.06. | 12
28.06. | 13
28.06. | 14
28.06. | 15
28.06. | 16
28.06. | 17
28.06. | 18
28.06. | 19
28.06. | 20
28.06. | 21
28.06. | 22
28.06. | 23
28.06. | 24
29.06. | 1
29.06. | 2
29.06. | 3
29.06. | 4
29.06. | 5
29.06. | 6
29.06. | 7
29.06. | 8
29.06. | 9
29.06. | 10
29.06. | 11
29.06. | 12
29.06. | 13
29.06. | 14
29.06. | 15
29.06. | 16
29.06. | 17
29.06. | 18
29.06. | 19
29.06. | 20
29.06. | 21
29.06. | 22
29.06. | 23
29.06. | 24
30.06. | 1
30.06. | 2
30.06. | 3
30.06. | 4
30.06. | 5
30.06. | 6
30.06. | 7
30.06. | 8
30.06. | 9
30.06. | 10
30.06. | 11
30.06. | 12
30.06. | 13
30.06. | 14
30.06. | 15
30.06. | 16
30.06. | 17
30.06. | 18
30.06. | 19
30.06. | 20
30.06. | 21
30.06. | 22
30.06. | 23
30.06. | 24
01.07. | 1
01.07. | 2
01.07. | 3
01.07. | 4
01.07. | 5
01.07. | 6
01.07. | 7
01.07. | 8
01.07. | 9
01.07. | 10
01.07. | 11
01.07. | 12
01.07. | 13
01.07. | 14
01.07. | 15
01.07. | 16
01.07. | 17
01.07. | 18
01.07. | 19
01.07. | 20
01.07. | 21
01.07. | 22
01.07. | 23
01.07. | 24
02.07. | 1
02.07. | 2
02.07. | 3
02.07. | 4
02.07. | 5
02.07. | 6
02.07. | 7
02.07. | 8
02.07. | 9
02.07. | 10
02.07. | 11
02.07. | 12
02.07. | 13
02.07. | 14
02.07. | 15
02.07. | 16
02.07. | 17
02.07. | 18
02.07. | 19
02.07. | 20
02.07. | 21
02.07. | 22
02.07. | 23
02.07. | 24
03.07. | 1
03.07. | 2
03.07. | 3
03.07. | 4
03.07. | 5
03.07. | 6
03.07. | 7
03.07. | 8
03.07. | 9
03.07. | 10
03.07. | 11
03.07. | 12
03.07. | 13
03.07. | 14
03.07. | 15
03.07. | 16
03.07. | 17
03.07. | 18
03.07. | 19
03.07. | 20
03.07. | 21
03.07. | 22
03.07. | 23
03.07. | 24
04.07. | 1
04.07. | 2
04.07. | 3
04.07. | 4
04.07. | 5
04.07. | 6
04.07. | 7
04.07. | 8
04.07. | 9
04.07. | 10
04.07. | 11
04.07. | 12
04.07. | 13
04.07. | 14
04.07. | 15
04.07. | 16
04.07. | 17
04.07. | 18
04.07. | 19
04.07. | 20
04.07. | 21
04.07. | 22
04.07. | 23
04.07. | 24
05.07. | 1
05.07. | 2
05.07. | 3
05.07. | 4
05.07. | 5
05.07. | 6
05.07. | 7
05.07. | 8
05.07. | 9
05.07. | 10
05.07. | 11
05.07. | 12
05.07. | 13
05.07. | 14
05.07. | 15
05.07. | 16
05.07. | 17
05.07. | 18
05.07. | 19
05.07. | 20
05.07. | 21
05.07. | 22
05.07. | 23
05.07. | 24
06.07. | 1
06.07. | 2
06.07. | 3
06.07. | 4
06.07. | 5
06.07. | 6
06.07. | 7
06.07. | 8
06.07. | 9
06.07. | 10
06.07. | 11
06.07. | 12
06.07. | 13
06.07. | 14
06.07. | 15
06.07. | 16
06.07. | 17
06.07. | 18
06.07. | 19
06.07. | 20
06.07. | 21
06.07. | 22
06.07. | 23
06.07. | 24
07.07. | 1
07.07. | 2
07.07. | 3
07.07. | 4
07.07. | 5
07.07. | 6
07.07. | 7
07.07. | 8
07.07. | 9
07.07. | 10
07.07. | 11
07.07. | 12
07.07. | 13
07.07. | 14
07.07. | 15
07.07. | 16
07.07. | 17
07.07. | 18
07.07. | 19
07.07. | 20
07.07. | 21
07.07. | 22
07.07. | 23
07.07. | 24
08.07. | 1
08.07. | 2
08.07. | 3
08.07. | 4
08.07. | 5
08.07. | 6
08.07. | 7
08.07. | 8
08.07. | 9
08.07. | 10
08.07. | 11
08.07. | 12
08.07. | 13
08.07. | 14
08.07. | 15
08.07. | 16
08.07. | 17
08.07. | 18
08.07. | 19
08.07. | 20
08.07. | 21
08.07. | 22
08.07. | 23
08.07. | 24
09.07. | 1
09.07. | 2
09.07. | 3
09.07. | 4
09.07. | 5
09.07. | 6
09.07. | 7
09.07. | 8
09.07. | 9
09.07. | 10
09.07. | 11
09.07. | 12
09.07. | 13
09.07. | 14
09.07. | 15
09.07. | 16
09.07. | 17
09.07. | 18
09.07. | 19
09.07. | 20
09.07. | 21
09.07. | 22
09.07. | 23
09.07. | 24
10.07. | 1
10.07. | 2
10.07. | 3
10.07. | 4
10.07. | 5
10.07. | 6
10.07. | 7
10.07. | 8
10.07. | 9
10.07. | 10
10.07. | 11
10.07. | 12
10.07. | 13
10.07. | 14
10.07. | 15
10.07. | 16
10.07. | 17
10.07. | 18
10.07. | 19
10.07. | 20
10.07. | 21
10.07. | 22
10.07. | 23
10.07. | 24
11.07. | 1
11.07. | 2
11.07. | 3
11.07. | 4
11.07. | 5
11.07. | 6
11.07. | 7
11.07. | 8
11.07. | 9
11.07. | 10
11.07. | 11
11.07. | 12
11.07. | 13
11.07. | 14
11.07. | 15
11.07. | 16
11.07. | 17
11.07. | 18
11.07. | 19
11.07. | 20
11.07. | 21
11.07. | 22
11.07. | 23
11.07. | 24
12.07. | 1
12.07. | 2
12.07. | 3
12.07. | 4
12.07. | 5
12.07. | 6
12.07. | 7
12.07. | 8
12.07. | 9
12.07. | 10
12.07. | 11
12.07. | 12
12.07. | 13
12.07. | 14
12.07. | 15
12.07. | 16
12.07. | 17
12.07. | 18
12.07. | 19
12.07. | 20
12.07. | 21
12.07. | 22
12.07. | 23
12.07. | 24
13.07. | 1
13.07. | 2
13.07. | 3
13.07. | 4
13.07. | 5
13.07. | 6
13.07. | 7
13.07. | 8
13.07. | 9
13.07. | 10
13.07. | 11
13.07. | 12
13.07. | 13
13.07. | 14
13.07. | 15
13.07. | 16
13.07. | 17
13.07. | 18
13.07. | 19
13.07. | 20
13.07. | 21
13.07. | 22
13.07. | 23
13.07. | 24
14.07. | 1
14.07. | 2
14.07. | 3
14.07. | 4
14.07. | 5
14.07. | 6
14.07. | 7
14.07. | 8
14.07. | 9
14.07. | 10
14.07. | 11
14.07. | 12
14.07. | 13
14.07. | 14
14.07. | 15
14.07. | 16
14.07. | 17
14.07. | 18
14.07. | 19
14.07. | 20
14.07. | 21
14.07. | 22
14.07. | 23
14.07. | 24
15.07. | 1
15.07. | 2
15.07. | 3
15.07. | 4
15.07. | 5
15.07. | 6
15.07. | 7
15.07. | 8
15.07. | 9
15.07. | 10
15.07. | 11
15.07. | 12
15.07. | 13
15.07. | 14
15.07. | 15
15.07. | 16
15.07. | 17
15.07. | 18
15.07. | 19
15.07. | 20
15.07. | 21
15.07. | 22
15.07. | 23
15.07. | 24
16.07. | 1
16.07. | 2
16.07. | 3
16.07. | 4
16.07. | 5
16.07. | 6
16.07. | 7
16.07. | 8
16.07. | 9
16.07. | 10
16.07. | 11
16.07. | 12
16.07. | 13
16.07. | 14
16.07. | 15
16.07. | 16
16.07. | 17
16.07. | 18
16.07. | 19
16.07. | 20
16.07. | 21
16.07. | 22
16.07. | 23
16.07. | 24
17.07. | 1
17.07. | 2
17.07. | 3
17.07. | 4
17.07. | 5
17.07. | 6
17.07. | 7
17.07. | 8
17.07. | 9
17.07. | 10
17.07. | 11
17.07. | 12
17.07. | 13
17.07. | 14
17.07. | 15
17.07. | 16
17.07. | 17
17.07. | 18
17.07. | 19
17.07. | 20
17.07. | 21
17.07. | 22
17.07. | 23
17.07. | 24
18.07. | 1
18.07. | 2
18.07. | 3
18.07. | 4
18.07. | 5
18.07. | 6
18.07. | 7
18.07. | 8
18.07. | 9
18.07. | 10
18.07. | 11
18.07. | 12
18.07. | 13
18.07. | 14
18.07. | 15
18.07. | 16
18.07. | 17
18.07. | 18
18.07. | 19
18.07. | 20
18.07. | 21
18.07. | 22
18.07. | 23
18.07. | 24
19.07. | 1
19.07. | 2
19.07. | 3
19.07. | 4
19.07. | 5
19.07. | 6
19.07. | 7
19.07. | 8
19.07. | 9
19.07. | 10
19.07. | 11
19.07. | 12
19.07. | 13
19.07. | 14
19.07. | 15
19.07. | 16
19.07. | 17
19.07. | 18
19.07. | 19
19.07. | 20
19.07. | 21
19.07. | 22
19.07. | 23
19.07. | 24
20.07. | 1
20.07. | 2
20.07. | 3
20.07. | 4
20.07. | 5
20.07. | 6
20.07. | 7
20.07. | 8
20.07. | 9
20.07. | 10
20.07. | 11
20.07. | 12
20.07. | 13
20.07. | 14
20.07. | 15
20.07. | 16
20.07. | 17
20.07. | 18
20.07. | 19
20.07. | 20
20.07. | 21
20.07. | 22
20.07. | 23
20.07. | 24
21.07. | 1
21.07. | 2
21.07. | 3
21.07. | 4
21.07. | 5
21.07. | 6
21.07. | 7
21.07. | 8
21.07. | 9
21.07. | 10
21.07. | 11
21.07. | 12
21.07. | 13
21.07. | 14
21.07. | 15
21.07. | 16
21.07. | 17
21.07. | 18
21.07. | 19
21.07. | 20
21.07. | 21
21.07. | 22
21.07. | 23
21.07. | 24
22.07. | 1
22.07. | 2
22.07. | 3
22.07. | 4
22.07. | 5
22.07. | 6
22.07. | 7
22.07. | 8
22.07. | 9
22.07. | 10
22.07. | 11
22.07. | 12
22.07. | 13
22.07. | 14
22.07. | 15
22.07. | 16
22.07. | 17
22.07. | 18
22.07. | 19
22.07. | 20
22.07. | 21
22.07. | 22
22.07. | 23
22.07. | 24
23.07. | 1
23.07. | 2
23.07. | 3
23.07. | 4
23.07. | 5
23.07. | 6
23.07. | 7
23.07. | 8
23.07. | 9
23.07. | 10
23.07. | 11
23.07. | 12
23.07. | 13
23.07. | 14
23.07. | 15
23.07. | 16
23.07. | 17
23.07. | 18
23.07. | 19
23.07. | 20
23.07. | 21
23.07. | 22
23.07. | 23
23.07. | 24
24.07. | 1
24.07. | 2
24.07. | 3
24.07. | 4
24.07. | 5
24.07. | 6
24.07. | 7
24.07. | 8
24.07. | 9
24.07. | 10
24.07. | 11
24.07. | 12
24.07. | 13
24.07. | 14
24.07. | 15
24.07. | 16
24.07. | 17
24.07. | 18
24.07. | 19
24.07. | 20
24.07. | 21
24.07. | 22
24.07. | 23
24.07. | 24
25.07. | 1
25.07. | 2
25.07. | 3
25.07. | 4
25.07. | 5
25.07. | 6
25.07. | 7
25.07. | 8
25.07. | 9
25.07. | 10
25.07. | 11
25.07. | 12
25.07. | 13
25.07. | 14
25.07. | 15
25.07. | 16
25.07. | 17
25.07. | 18
25.07. | 19
25.07. | 20
25.07. | 21
25.07. | 22
25.07. | 23
25.07. | 24
26.07. | 1
26.07. | 2
26.07. | 3
26.07. | 4
26.07. | 5
26.07. | 6
26.07. | 7
26.07. | 8
26.07. | 9
26.07. | 10
26.07. | 11
26.07. | 12
26.07. | 13
26.07. | 14
26.07. | 15
26.07. | 16
26.07. | 17
26.07. | 18
26.07. | 19
26.07. | 20
26.07. | 21
26.07. | 22
26.07. | 23
26.07. | 24
27.07. | 1
27.07. | 2
27.07. | 3
27.07. | 4
27.07. | 5
27.07. | 6
27.07. | 7
27.07. | 8
27.07. | 9
27.07. | 10
27.07. | 11
27.07. | 12
27.07. | 13
27.07. | 14
27.07. | 15
27.07. | 16
27.07. | 17
27.07. | 18
27.07. | 19
27.07. | 20
27.07. | 21
27.07. | 22
27.07. | 23
27.07. | 24
28.07. | 1
28.07. | 2
28.07. | 3
28.07. | 4
28.07. | 5
28.07. | 6
28.07. | 7
28.07. | 8
28.07. | 9
28.07. | 10
28.07. | 11
28.07. | 12
28.07. | 13
28.07. | 14
28.07. | 15
28.07. | 16
28.07. | 17
28.07. | 18
28.07. | 19
28.07. | 20
28.07. | 21
28.07. | 22
28.07. | 23
28.07. | 24
29.07. | 1
29.07. | 2
29.07. | 3
29.07. | 4
29.07. | 5
29.07. | 6
29.07. | 7
29.07. | 8
29.07. | 9
29.07. | 10
29.07. | 11
29.07. | 12
29.07. | 13
29.07. | 14
29.07. | 15
29.07. | 16
29.07. | 17
29.07. | 18
29.07. | 19
29.07. | 20
29.07. | 21
29.07. | 22
29.07. | 23
29.07. | 24
30.07. | 1
30.07. | 2
30.07. | 3
30.07. | 4
30.07. | 5
30.07. | 6
30.07. | 7
30.07. | 8
30.07. | 9
30.07. | 10
30.07. | 11
30.07. | 12
30.07. | 13
30.07. | 14
30.07. | 15
30.07. | 16
30.07. | 17
30.07. | 18
30.07. | 19
30.07. | 20
30.07. | 21
30.07. | 22
30.07. | 23
30.07. | 24
31.07. | 1
31.07. | 2
31.07. | 3
31.07. | 4
31.07. | 5
31.07. | 6
31.07. | 7
31.07. | 8
31.07. | 9
31.07. | 10
31.07. | 11
31.07. | 12
31.07. | 13
31.07. | 14
31.07. | 15
31.07. | 16
31.07. | 17
31.07. | 18
31.07. | 19
31.07. | 20
31.07. | 21
31.07. | 22
31.07. | 23
31.07. | 24
01.08. | 1
01.08. | 2
01.08. | 3
01.08. | 4
01.08. | 5
01.08. | 6
01.08. | 7
01.08. | 8
01.08. | 9
01.08. | 10
01.08. | 11
01.08. | 12
01.08. | 13
01.08. | 14
01.08. | 15
01.08. | 16
01.08. | 17
01.08. | 18
01.08. | 19
01.08. | 20
01.08. | 21
01.08. | 22
01.08. | 23
01.08. | 24
02.08. | 1
02.08. | 2
02.08. | 3
02.08. | 4
02.08. | 5
02.08. | 6
02.08. | 7
02.08. | 8
02.08. | 9
02.08. | 10
02.08. | 11
02.08. | 12
02.08. | 13
02.08. | 14
02.08. | 15
02.08. | 16
02.08. | 17
02.08. | 18
02.08. | 19
02.08. | 20
02.08. | 21
02.08. | 22
02.08. | 23
02.08. | 24
03.08. | 1
03.08. | 2
03.08. | 3
03.08. | 4
03.08. | 5
03.08. | 6
03.08. | 7
03.08. | 8
03.08. | 9
03.08. | 10
03.08. | 11
03.08. | 12
03.08. | 13
03.08. | 14
03.08. | 15
03.08. | 16
03.08. | 17
03.08. | 18
03.08. | 19
03.08. | 20
03.08. | 21
03.08. | 22
03.08. | 23
03.08. | 24
04.08. | 1
04.08. | 2
04.08. | 3
04.08. | 4
04.08. | 5
04.08. | 6
04.08. | 7
04.08. | 8
04.08. | 9
04.08. | 10
04.08. | 11
04.08. | 12
04.08. | 13
04.08. | 14
04.08. | 15
04.08. | 16
04.08. | 17
04.08. | 18
04.08. | 19
04.08. | 20
04.08. | 21
04.08. | 22
04.08. | 23
04.08. | 24
05.08. | 1
05.08. | 2
05.08. | 3
05.08. | 4
05.08. | 5
05.08. | 6
05.08. | 7
05.08. | 8
05.08. | 9
05.08. | 10
05.08. | 11
05.08. | 12
05.08. | 13
05.08. | 14
05.08. | 15
05.08. | 16
05.08. | 17
05.08. | 18
05.08. | 19
05.08. | 20
05.08. | 21
05.08. | 22
05.08. | 23
05.08. | 24
06.08. | 1
06.08. | 2
06.08. | 3
06.08. | 4
06.08. | 5
06.08. | 6
06.08. | 7
06.08. | 8
06.08. | 9
06.08. | 10
06.08. | 11
06.08. | 12
06.08. | 13
06.08. | 14
06.08. | 15
06.08. | 16
06.08. | 17
06.08. | 18
06.08. | 19
06.08. | 20
06.08. | 21
06.08. | 22
06.08. | 23
06.08. | 24
07.08. | 1
07.08. | 2
07.08. | 3
07.08. | 4
07.08. | 5
07.08. | 6
07.08. | 7
07.08. | 8
07.08. | 9
07.08. | 10
07.08. | 11
07.08. | 12
07.08. | 13
07.08. | 14
07.08. | 15
07.08. | 16
07.08. | 17
07.08. | 18
07.08. | 19
07.08. | 20
07.08. | 21
07.08. | 22
07.08. | 23
07.08. | 24
08.08. | 1
08.08. | 2
08.08. | 3
08.08. | 4
08.08. | 5
08.08. | 6
08.08. | 7
08.08. | 8
08.08. | 9
08.08. | 10
08.08. | 11
08.08. | 12
08.08. | 13
08.08. | 14
08.08. | 15
08.08. | 16
08.08. | 17
08.08. | 18
08.08. | 19
08.08. | 20
08.08. | 21
08.08. | 22
08.08. | 23
08.08. | 24
09.08. | 1
09.08. | 2
09.08. | 3
09.08. | 4
09.08. | 5
09.08. | 6
09.08. | 7
09.08. | 8
09.08. | 9
09.08. | 10
09.08. | 11
09.08. | 12
09.08. | 13
09.08. | 14
09.08. | 15
09.08. | 16
09.08. | 17
09.08. | 18
09.08. | 19
09.08. | 20
09.08. | 21
09.08. | 22
09.08. | 23
09.08. | 24
10.08. | 1
10.08. | 2
10.08. | 3
10.08. | 4
10.08. | 5
10.08. | 6
10.08. | 7
10.08. | 8
10.08. | 9
10.08. | 10
10.08. | 11
10.08. | 12
10.08. | 13
10.08. | 14
10.08. | 15
10.08. | 16
10.08. | 17
10.08. | 18
10.08. | 19
10.08. | 20
10.08. | 21
10.08. | 22
10.08. | 23
10.08. | 24
11.08. | 1
11.08. | 2
11.08. | 3
11.08. | 4
11.08. | 5
11.08. | 6
11.08. | 7
11.08. | 8
11.08. | 9
11.08. | 10
11.08. | 11
11.08. | 12
11.08. | 13
11.08. | 14
11.08. | 15
11.08. | 16
11.08. | 17
11.08. | 18
11.08. | 19
11.08. | 20
11.08. | 21
11.08. | 22
11.08. | 23
11.08. | 24
12.08. | 1
12.08. | 2
12.08. | 3
12.08. | 4
12.08. | 5
12.08. | 6
12.08. | 7
12.08. | 8
12.08. | 9
12.08. | 10
12.08. | 11
12.08. | 12
12.08. | 13
12.08. | 14
12.08. | 15
12.08. | 16
12.08. | 17
12.08. | 18
12.08. | 19
12.08. | 20
12.08. | 21
12.08. | 22
12.08. | 23
12.08. | 24
13.08. | 1
13.08. | 2
13.08. | 3
13.08. | 4
13.08. | 5
13.08. | 6
13.08. | 7
13.08. | 8
13.08. | 9
13.08. | 10
13.08. | 11
13.08. | 12
13.08. | 13
13.08. | 14
13.08. | 15
13.08. | 16
13.08. | 17
13.08. | 18
13.08. | 19
13.08. | 20
13.08. | 21
13.08. | 22
13.08. | 23
13.08. | 24
14.08. | 1
14.08. | 2
14.08. | 3
14.08. | 4
14.08. | 5
14.08. | 6
14.08. | 7
14.08. | 8
14.08. | 9
14.08. | 10
14.08. | 11
14.08. | 12
14.08. | 13
14.08. | 14
14.08. | 15
14.08. | 16
14.08. | 17
14.08. | 18
14.08. | 19
14.08. | 20
14.08. | 21
14.08. | 22
14.08. | 23
14.08. | 24
15.08. | 1
15.08. | 2
15.08. | 3
15.08. | 4
15.08. | 5
15.08. | 6
15.08. | 7
15.08. | 8
15.08. | 9
15.08. | 10
15.08. | 11
15.08. | 12
15.08. | 13
15.08. | 14
15.08. | 15
15.08. | 16
15.08. | 17
15.08. | 18
15.08. | 19
15.08. | 20
15.08. | 21
15.08. | 22
15.08. | 23
15.08. | 24
16.08. | 1
16.08. | 2
16.08. | 3
16.08. | 4
16.08. | 5
16.08. | 6
16.08. | 7
16.08. | 8
16.08. | 9
16.08. | 10
16.08. | 11
16.08. | 12
16.08. | 13
16.08. | 14
16.08. | 15
16.08. | 16
16.08. | 17
16.08. | 18
16.08. | 19
16.08. | 20
16.08. | 21
16.08. | 22
16.08. | 23
16.08. | 24
17.08. | 1
17.08. | 2
17.08. | 3
17.08. | 4
17.08. | 5
17.08. | 6
17.08. | 7
17.08. | 8
17.08. | 9
17.08. | 10
17.08. | 11
17.08. | 12
17.08. | 13
17.08. | 14
17.08. | 15
17.08. | 16
17.08. | 17
17.08. | 18
17.08. | 19
17.08. | 20
17.08. | 21
17.08. | 22
17.08. | 23
17.08. | 24
18.08. | 1
18.08. | 2
18.08. | 3
18.08. | 4
18.08. | 5
18.08. | 6
18.08. | 7
18.08. | 8
18.08. | 9
18.08. | 10
18.08. | 11
18.08. | 12
18.08. | 13
18.08. | 14
18.08. | 15
18.08. | 16
18.08. | 17
18.08. | 18
18.08. | 19
18.08. | 20
18.08. | 21
18.08. | 22
18.08. | 23
18.08. | 24
19.08. | 1
19.08. | 2
19.08. | 3
19.08. | 4
19.08. | 5
19.08. | 6
19.08. | 7
19.08. | 8
19.08. | 9
19.08. | 10
19.08. | 11
19.08. | 12
19.08. | 13
19.08. | 14
19.08. | 15
19.08. | 16
19.08. | 17
19.08. | 18
19.08. | 19
19.08. | 20
19.08. | 21
19.08. | 22
19.08. | 23
19.08. | 24
20.08. | 1
20.08. | 2
20.08. | 3
20.08. | 4
20.08. | 5
20.08. | 6
20.08. | 7
20.08. | 8
20.08. | 9
20.08. | 10
20.08. | 11
20.08. | 12
20.08. | 13
20.08. | 14
20.08. | 15
20.08. | 16
20.08. | 17
20.08. | 18
20.08. | 19
20.08. | 20
20.08. | 21
20.08. | 22
20.08. | 23
20.08. | 24
21.08. | 1
21.08. | 2
21.08. | 3
21.08. | 4
21.08. | 5
21.08. | 6
21.08. | 7
21.08. | 8
21.08. | 9
21.08. | 10
21.08. | 11
21.08. | 12
21.08. | 13
21.08. | 14
21.08. | 15
21.08. | 16
21.08. | 17
21.08. | 18
21.08. | 19
21.08. | 20
21.08. | 21
21.08. | 22
21.08. | 23
21.08. | 24
22.08. | 1
22.08. | 2
22.08. | 3
22.08. | 4
22.08. | 5
22.08. | 6
22.08. | 7
22.08. | 8
22.08. | 9
22.08. | 10
22.08. | 11
22.08. | 12
22.08. | 13
22.08. | 14
22.08. | 15
22.08. | 16
22.08. | 17
22.08. | 18
22.08. | 19
22.08. | 20
22.08. | 21
22.08. | 22
22.08. | 23
22.08. | 24
23.08. | 1
23.08. | 2
23.08. | 3
23.08. | 4
23.08. | 5
23.08. | 6
23.08. | 7
23.08. | 8
23.08. | 9
23.08. | 10
23.08. | 11
23.08. | 12
23.08. | 13
23.08. | 14
23.08. | 15
23.08. | 16
23.08. | 17
23.08. | 18
23.08. | 19
23.08. | 20
23.08. | 21
23.08. | 22
23.08. | 23
23.08. | 24
24.08. | 1
24.08. | 2
24.08. | 3
24.08. | 4
24.08. | 5
24.08. | 6
24.08. | 7
24.08. | 8
24.08. | 9
24.08. | 10
24.08. | 11
24.08. | 12
24.08. | 13
24.08. | 14
24.08. | 15
24.08. | 16
24.08. | 17
24.08. | 18
24.08. | 19
24.08. | 20
24.08. | 21
24.08. | 22
24.08. | 23
24.08. | 24
25.08. | 1
25.08. | 2
25.08. | 3
25.08. | 4
25.08. | 5
25.08. | 6
25.08. | 7
25.08. | 8
25.08. | 9
25.08. | 10
25.08. | 11
25.08. | 12
25.08. | 13
25.08. | 14
25.08. | 15
25.08. | 16
25.08. | 17
25.08. | 18
25.08. | 19
25.08. | 20
25.08. | 21
25.08. | 22
25.08. | 23
25.08. | 24
26.08. | 1
26.08. | 2
26.08. | 3
26.08. | 4
26.08. | 5
26.08. | 6
26.08. | 7
26.08. | 8
26.08. | 9
26.08. | 10
26.08. | 11
26.08. | 12
26.08. | 13
26.08. | 14
26.08. | 15
26.08. | 16
26.08. | 17
26.08. | 18
26.08. | 19
26.08. | 20
26.08. | 21
26.08. | 22
26.08. | 23
26.08. | 24
27.08. | 1
27.08. | 2
27.08. | 3
27.08. | 4
27.08. | 5
27.08. | 6
27.08. | 7
27.08. | 8
27.08. | 9
27.08. | 10
27.08. | 11
27.08. | 12
27.08. | 13
27.08. | 14
27.08. | 15
27.08. | 16
27.08. | 17
27.08. | 18
27.08. | 19
27.08. | 20
27.08. | 21
27.08. | 22
27.08. | 23
27.08. | 24
28.08. | 1
28.08. | 2
28.08. | 3
28.08. | 4
28.08. | 5
28.08. | 6
28.08. | 7
28.08. | 8
28.08. | 9
28.08. | 10
28.08. | 11
28.08. | 12
28.08. | 13
28.08. | 14
28.08. | 15
28.08. | 16
28.08. | 17
28.08. | 18
28.08. | 19
28.08. | 20
28.08. | 21
28.08. | 22
28.08. | 23
28.08. | 24
29.08. | 1
29.08. | 2
29.08. | 3
29.08. | 4
29.08. | 5
29.08. | 6
29.08. | 7
29.08. | 8
29.08. | 9
29.08. | 10
29.08. | 11
29.08. | 12
29.08. | 13
29.08. | 14
29.08. | 15
29.08. | 16
29.08. | 17
29.08. | 18
29.08. | 19
29.08. | 20
29.08. | 21
29.08. | 22
29.08. | 23
29.08. | 24
30.08. | 1
30.08. | 2
30.08. | 3
30.08. | 4
30.08. | 5
30.08. | 6
30.08. | 7
30.08. | 8
30.08. | 9
30.08. | 10
30.08. | 11
30.08. | 12
30.08. | 13
30.08. | 14
30.08. | 15
30.08. | 16
30.08. | 17
30.08. | 18
30.08. | 19
30.08. | 20
30.08. | 21
30.08. | 22
30.08. | 23
30.08. | 24
31.08. | 1
31.08. | 2
31.08. | 3
31.08. | 4
31.08. | 5
31.08. | 6
31.08. | 7
31.08. | 8
31.08. | 9
31.08. | 10
31.08. | 11
31.08. | 12
31.08. | 13
31.08. | 14
31.08. | 15
31.08. | 16
31.08. | 17
31.08. | 18
31.08. | 19
31.08. | 20
31.08. | 21
31.08. | 22
31.08. | 23
31.08. | 24
01.09. | 1
01.09. | 2
01.09. | 3
01.09. | 4
01.09. | 5
01.09. | 6
01.09. | 7
01.09. | 8
01.09. | 9
01.09. | 10
01.09. | 11
01.09. | 12
01.09. | 13
01.09. | 14
01.09. | 15
01.09. | 16
01.09. | 17
01.09. | 18
01.09. | 19
01.09. | 20
01.09. | 21
01.09. | 22
01.09. | 23
01.09. | 24
02.09. | 1
02.09. | 2
02.09. | 3
02.09. | 4
02.09. | 5
02.09. | 6
02.09. | 7
02.09. | 8
02.09. | 9
02.09. | 10
02.09. | 11
02.09. | 12
02.09. | 13
02.09. | 14
02.09. | 15
02.09. | 16
02.09. | 17
02.09. | 18
02.09. | 19
02.09. | 20
02.09. | 21
02.09. | 22
02.09. | 23
02.09. | 24
03.09. | 1
03.09. | 2
03.09. | 3
03.09. | 4
03.09. | 5
03.09. | 6
03.09. | 7
03.09. | 8
03.09. | 9
03.09. | 10
03.09. | 11
03.09. | 12
03.09. | 13
03.09. | 14
03.09. | 15
03.09. | 16
03.09. | 17
03.09. | 18
03.09. | 19
03.09. | 20
03.09. | 21
03.09. | 22
03.09. | 23
03.09. | 24
04.09. | 1
04.09. | 2
04.09. | 3
04.09. | 4
04.09. | 5
04.09. | 6
04.09. | 7
04.09. | 8
04.09. | 9
04.09. | 10
04.09. | 11
04.09. | 12
04.09. | 13
04.09. | 14
04.09. | 15
04.09. | 16
04.09. | 17
04.09. | 18
04.09. | 19
04.09. | 20
04.09. | 21
04.09. | 22
04.09. | 23
04.09. | 24
05.09. | 1
05.09. | 2
05.09. | 3
05.09. | 4
05.09. | 5
05.09. | 6
05.09. | 7
05.09. | 8
05.09. | 9
05.09. | 10
05.09. | 11
05.09. | 12
05.09. | 13
05.09. | 14
05.09. | 15
05.09. | 16
05.09. | 17
05.09. | 18
05.09. | 19
05.09. | 20
05.09. | 21
05.09. | 22
05.09. | 23
05.09. | 24
06.09. | 1
06.09. | 2
06.09. | 3
06.09. | 4
06.09. | 5
06.09. | 6
06.09. | 7
06.09. | 8
06.09. | 9
06.09. | 10
06.09. | 11
06.09. | 12
06.09. | 13
06.09. | 14
06.09. | 15
06.09. | 16
06.09. | 17
06.09. | 18
06.09. | 19
06.09. | 20
06.09. | 21
06.09. | 22
06.09. | 23
06.09. | 24
07.09. | 1
07.09. | 2
07.09. | 3
07.09. | 4
07.09. | 5
07.09. | 6
07.09. | 7
07.09. | 8
07.09. | 9
07.09. | 10
07.09. | 11
07.09. | 12
07.09. | 13
07.09. | 14
07.09. | 15
07.09. | 16
07.09. | 17
07.09. | 18
07.09. | 19
07.09. | 20
07.09. | 21
07.09. | 22
07.09. | 23
07.09. | 24
08.09. | 1
08.09. | 2
08.09. | 3
08.09. | 4
08.09. | 5
08.09. | 6
08.09. | 7
08.09. | 8
08.09. | 9
08.09. | 10
08.09. | 11
08.09. | 12
08.09. | 13
08.09. | 14
08.09. | 15
08.09. | 16
08.09. | 17
08.09. | 18
08.09. | 19
08.09. | 20
08.09. | 21
08.09. | 22
08.09. | 23
08.09. | 24
09.09. | 1
09.09. | 2
09.09. | 3
09.09. | 4
09.09. | 5
09.09. | 6
09.09. | 7
09.09. | 8
09.09. | 9
09.09. | 10
09.09. | 11
09.09. | 12
09.09. | 13
09.09. | 14
09.09. | 15
09.09. | 16
09.09. | 17
09.09. | 18
09.09. | 19
09.09. | 20
09.09. | 21
09.09. | 22
09.09. | 23
09.09. | 24
10.09. | 1
10.09. | 2
10.09. | 3
10.09. | 4
10.09. | 5
10.09. | 6
10.09. | 7
10.09. | 8
10.09. | 9
10.09. | 10
10.09. | 11
10.09. | 12
10.09. | 13
10.09. | 14
10.09. | 15
10.09. | 16
10.09. | 17
10.09. | 18
10.09. | 19
10.09. | 20
10.09. | 21
10.09. | 22
10.09. | 23
10.09. | 24
11.09. | 1
11.09. | 2
11.09. | 3
11.09. | 4
11.09. | 5
11.09. | 6
11.09. | 7
11.09. | 8
11.09. | 9
11.09. | 10
11.09. | 11
11.09. | 12
11.09. | 13
11.09. | 14
11.09. | 15
11.09. | 16
11.09. | 17
11.09. | 18
11.09. | 19
11.09. | 20
11.09. | 21
11.09. | 22
11.09. | 23
11.09. | 24
12.09. | 1
12.09. | 2
12.09. | 3
12.09. | 4
12.09. | 5
12.09. | 6
12.09. | 7
12.09. | 8
12.09. | 9
12.09. | 10
12.09. | 11
12.09. | 12
12.09. | 13
12.09. | 14
12.09. | 15
12.09. | 16
12.09. | 17
12.09. | 18
12.09. | 19
12.09. | 20
12.09. | 21
12.09. | 22
12.09. | 23
12.09. | 24
13.09. | 1
13.09. | 2
13.09. | 3
13.09. | 4
13.09. | 5
13.09. | 6
13.09. | 7
13.09. | 8
13.09. | 9
13.09. | 10
13.09. | 11
13.09. | 12
13.09. | 13
13.09. | 14
13.09. | 15
13.09. | 16
13.09. | 17
13.09. | 18
13.09. | 19
13.09. | 20
13.09. | 21
13.09. | 22
13.09. | 23
13.09. | 24
14.09. | 1
14.09. | 2
14.09. | 3
14.09. | 4
14.09. | 5
14.09. | 6
14.09. | 7
14.09. | 8
14.09. | 9
14.09. | 10
14.09. | 11
14.09. | 12
14.09. | 13
14.09. | 14
14.09. | 15
14.09. | 16
14.09. | 17
14.09. | 18
14.09. | 19
14.09. | 20
14.09. | 21
14.09. | 22
14.09. | 23
14.09. | 24
15.09. | 1
15.09. | 2
15.09. | 3
15.09. | 4
15.09. | 5
15.09. | 6
15.09. | 7
15.09. | 8
15.09. | 9
15.09. | 10
15.09. | 11
15.09. | 12
15.09. | 13
15.09. | 14
15.09. | 15
15.09. | 16
15.09. | 17
15.09. | 18
15.09. | 19
15.09. | 20
15.09. | 21
15.09. | 22
15.09. | 23
15.09. | 24
16.09. | 1
16.09. | 2
16.09. | 3
16.09. | 4
16.09. | 5
16.09. | 6
16.09. | 7
16.09. | 8
16.09. | 9
16.09. | 10
16.09. | 11
16.09. | 12
16.09. | 13
16.09. | 14
16.09. | 15
16.09. | 16
16.09. | 17
16.09. | 18
16.09. | 19
16.09. | 20
16.09. | 21
16.09. | 22
16.09. | 23
16.09. | 24
17.09. | 1
17.09. | 2
17.09. | 3
17.09. | 4
17.09. | 5
17.09. | 6
17.09. | 7
17.09. | 8
17.09. | 9
17.09. | 10
17.09. | 11
17.09. | 12
17.09. | 13
17.09. | 14
17.09. | 15
17.09. | 16
17.09. | 17
17.09. | 18
17.09. | 19
17.09. | 20
17.09. | 21
17.09. | 22
17.09. | 23
17.09. | 24
18.09. | 1
18.09. | 2
18.09. | 3
18.09. | 4
18.09. | 5
18.09. | 6
18.09. | 7
18.09. | 8
18.09. | 9
18.09. | 10
18.09. | 11
18.09. | 12
18.09. | 13
18.09. | 14
18.09. | 15
18.09. | 16
18.09. | 17
18.09. | 18
18.09. | 19
18.09. | 20
18.09. | 21
18.09. | 22
18.09. | 23
18.09. | 24
19.09. | 1
19.09. | 2
19.09. | 3
19.09. | 4
19.09. | 5
19.09. | 6
19.09. | 7
19.09. | 8
19.09. | 9
19.09. | 10
19.09. | 11
19.09. | 12
19.09. | 13
19.09. | 14
19.09. | 15
19.09. | 16
19.09. | 17
19.09. | 18
19.09. | 19
19.09. | 20
19.09. | 21
19.09. | 22
19.09. | 23
19.09. | 24
20.09. | 1
20.09. | 2
20.09. | 3
20.09. | 4
20.09. | 5
20.09. | 6
20.09. | 7
20.09. | 8
20.09. | 9
20.09. | 10
20.09. | 11
20.09. | 12
20.09. | 13
20.09. | 14
20.09. | 15
20.09. | 16
20.09. | 17
20.09. | 18
20.09. | 19
20.09. | 20
20.09. | 21
20.09. | 22
20.09. | 23
20.09. | 24
21.09. | 1
21.09. | 2
21.09. | 3
21.09. | 4
21.09. | 5
21.09. | 6
21.09. | 7
21.09. | 8
21.09. | 9
21.09. | 10
21.09. | 11
21.09. | 12
21.09. | 13
21.09. | 14
21.09. | 15
21.09. | 16
21.09. | 17
21.09. | 18
21.09. | 19
21.09. | 20
21.09. | 21
21.09. | 22
21.09. | 23
21.09. | 24
22.09. | 1
22.09. | 2
22.09. | 3
22.09. | 4
22.09. | 5
22.09. | 6
22.09. | 7
22.09. | 8
22.09. | 9
22.09. | 10
22.09. | 11
22.09. | 12
22.09. | 13
22.09. | 14
22.09. | 15
22.09. | 16
22.09. | 17
22.09. | 18
22.09. | 19
22.09. | 20
22.09. | 21
22.09. | 22
22.09. | 23
22.09. | 24
23.09. | 1
23.09. | 2
23.09. | 3
23.09. | 4
23.09. | 5
23.09. | 6
23.09. | 7
23.09. | 8
23.09. | 9
23.09. | 10
23.09. | 11
23.09. | 12
23.09. | 13
23.09. | 14
23.09. | 15
23.09. | 16
23.09. | 17
23.09. | 18
23.09. | 19
23.09. | 20
23.09. | 21
23.09. | 22
23.09. | 23
23.09. | 24
24.09. | 1
24.09. | 2
24.09. | 3
24.09. | 4
24.09. | 5
24.09. | 6
24.09. | 7
24.09. | 8
24.09. | 9
24.09. | 10
24.09. | 11
24.09. | 12
24.09. | 13
24.09. | 14
24.09. | 15
24.09. | 16
24.09. | 17
24.09. | 18
24.09. | 19
24.09. | 20
24.09. | 21
24.09. | 22
24.09. | 23
24.09. | 24
25.09. | 1
25.09. | 2
25.09. | 3
25.09. | 4
25.09. | 5
25.09. | 6
25.09. | 7
25.09. | 8
25.09. | 9
25.09. | 10
25.09. | 11
25.09. | 12
25.09. | 13
25.09. | 14
25.09. | 15
25.09. | 16
25.09. | 17
25.09. | 18
25.09. | 19
25.09. | 20
25.09. | 21
25.09. | 22
25.09. | 23
25.09. | 24
26.09. | 1
26.09. | 2
26.09. | 3
26.09. | 4
26.09. | 5
26.09. | 6
26.09. | 7
26.09. | 8
26.09. | 9
26.09. | 10
26.09. | 11
26.09. | 12
26.09. | 13
26.09. | 14
26.09. | 15
26.09. | 16
26.09. | 17
26.09. | 18
26.09. | 19
26.09. | 20
26.09. | 21
26.09. | 22
26.09. | 23
26.09. | 24
27.09. | 1
27.09. | 2
27.09. | 3
27.09. | 4
27.09. | 5
27.09. | 6
27.09. | 7
27.09. | 8
27.09. | 9
27.09. | 10
27.09. | 11
27.09. | 12
27.09. | 13
27.09. | 14
27.09. | 15
27.09. | 16
27.09. | 17
27.09. | 18
27.09. | 19
27.09. | 20
27.09. | 21
27.09. | 22
27.09. | 23
27.09. | 24
28.09. | 1
28.09. | 2
28.09. | 3
28.09. | 4
28.09. | 5
28.09. | 6
28.09. | 7
28.09. | 8
28.09. | 9
28.09. | 10
28.09. | 11
28.09. | 12
28.09. | 13
28.09. | 14
28.09. | 15
28.09. | 16
28.09. | 17
28.09. | 18
28.09. | 19
28.09. | 20
28.09. | 21
28.09. | 22
28.09. | 23
28.09. | 24
29.09. | 1
29.09. | 2
29.09. | 3
29.09. | 4
29.09. | 5
29.09. | 6
29.09. | 7
29.09. | 8
29.09. | 9
29.09. | 10
29.09. | 11
29.09. | 12
29.09. | 13
29.09. | 14
29.09. | 15
29.09. | 16
29.09. | 17
29.09. | 18
29.09. | 19
29.09. | 20
29.09. | 21
29.09. | 22
29.09. | 23
29.09. | 24
30.09. | 1
30.09. | 2
30.09. | 3
30.09. | 4
30.09. | 5
30.09. | 6
30.09. | 7
30.09. | 8
30.09. | 9
30.09. | 10
30.09. | 11
30.09. | 12
30.09. | 13
30.09. | 14
30.09. | 15
30.09. | 16
30.09. | 17
30.09. | 18
30.09. | 19
30.09. | 20
30.09. | 21
30.09. | 22
30.09. | 23
30.09. | 24
01.10. | 1
01.10. | 2
01.10. | 3
01.10. | 4
01.10. | 5
01.10. | 6
01.10. | 7
01.10. | 8
01.10. | 9
01.10. | 10
01.10. | 11
01.10. | 12
01.10. | 13
01.10. | 14
01.10. | 15
01.10. | 16
01.10. | 17
01.10. | 18
01.10. | 19
01.10. | 20
01.10. | 21
01.10. | 22
01.10. | 23
01.10. | 24
02.10. | 1
02.10. | 2
02.10. | 3
02.10. | 4
02.10. | 5
02.10. | 6
02.10. | 7
02.10. | 8
02.10. | 9
02.10. | 10
02.10. | 11
02.10. | 12
02.10. | 13
02.10. | 14
02.10. | 15
02.10. | 16
02.10. | 17
02.10. | 18
02.10. | 19
02.10. | 20
02.10. | 21
02.10. | 22
02.10. | 23
02.10. | 24
03.10. | 1
03.10. | 2
03.10. | 3
03.10. | 4
03.10. | 5
03.10. | 6
03.10. | 7
03.10. | 8
03.10. | 9
03.10. | 10
03.10. | 11
03.10. | 12
03.10. | 13
03.10. | 14
03.10. | 15
03.10. | 16
03.10. | 17
03.10. | 18
03.10. | 19
03.10. | 20
03.10. | 21
03.10. | 22
03.10. | 23
03.10. | 24
04.10. | 1
04.10. | 2
04.10. | 3
04.10. | 4
04.10. | 5
04.10. | 6
04.10. | 7
04.10. | 8
04.10. | 9
04.10. | 10
04.10. | 11
04.10. | 12
04.10. | 13
04.10. | 14
04.10. | 15
04.10. | 16
04.10. | 17
04.10. | 18
04.10. | 19
04.10. | 20
04.10. | 21
04.10. | 22
04.10. | 23
04.10. | 24
05.10. | 1
05.10. | 2
05.10. | 3
05.10. | 4
05.10. | 5
05.10. | 6
05.10. | 7
05.10. | 8
05.10. | 9
05.10. | 10
05.10. | 11
05.10. | 12
05.10. | 13
05.10. | 14
05.10. | 15
05.10. | 16
05.10. | 17
05.10. | 18
05.10. | 19
05.10. | 20
05.10. | 21
05.10. | 22
05.10. | 23
05.10. | 24
06.10. | 1
06.10. | 2
06.10. | 3
06.10. | 4
06.10. | 5
06.10. | 6
06.10. | 7
06.10. | 8
06.10. | 9
06.10. | 10
06.10. | 11
06.10. | 12
06.10. | 13
06.10. | 14
06.10. | 15
06.10. | 16
06.10. | 17
06.10. | 18
06.10. | 19
06.10. | 20
06.10. | 21
06.10. | 22
06.10. | 23
06.10. | 24
07.10. | 1
07.10. | 2
07.10. | 3
07.10. | 4
07.10. | 5
07.10. | 6
07.10. | 7
07.10. | 8
07.10. | 9
07.10. | 10
07.10. | 11
07.10. | 12
07.10. | 13
07.10. | 14
07.10. | 15
07.10. | 16
07.10. | 17
07.10. | 18
07.10. | 19
07.10. | 20
07.10. | 21
07.10. | 22
07.10. | 23
07.10. | 24
08.10. | 1
08.10. | 2
08.10. | 3
08.10. | 4
08.10. | 5
08.10. | 6
08.10. | 7
08.10. | 8
08.10. | 9
08.10. | 10
08.10. | 11
08.10. | 12
08.10. | 13
08.10. | 14
08.10. | 15
08.10. | 16
08.10. | 17
08.10. | 18
08.10. | 19
08.10. | 20
08.10. | 21
08.10. | 22
08.10. | 23
08.10. | 24
09.10. | 1
09.10. | 2
09.10. | 3
09.10. | 4
09.10. | 5
09.10. | 6
09.10. | 7
09.10. | 8
09.10. | 9
09.10. | 10
09.10. | 11
09.10. | 12
09.10. | 13
09.10. | 14
09.10. | 15
09.10. | 16
09.10. | 17
09.10. | 18
09.10. | 19
09.10. | 20
09.10. | 21
09.10. | 22
09.10. | 23
09.10. | 24
10.10. | 1
10.10. | 2
10.10. | 3
10.10. | 4
10.10. | 5
10.10. | 6
10.10. | 7
10.10. | 8
10.10. | 9
10.10. | 10
10.10. | 11
10.10. | 12
10.10. | 13
10.10. | 14
10.10. | 15
10.10. | 16
10.10. | 17
10.10. | 18
10.10. | 19
10.10. | 20
10.10. | 21
10.10. | 22
10.10. | 23
10.10. | 24
11.10. | 1
11.10. | 2
11.10. | 3
11.10. | 4
11.10. | 5
11.10. | 6
11.10. | 7
11.10. | 8
11.10. | 9
11.10. | 10
11.10. | 11
11.10. | 12
11.10. | 13
11.10. | 14
11.10. | 15
11.10. | 16
11.10. | 17
11.10. | 18
11.10. | 19
11.10. | 20
11.10. | 21
11.10. | 22
11.10. | 23
11.10. | 24
12.10. | 1
12.10. | 2
12.10. | 3
12.10. | 4
12.10. | 5
12.10. | 6
12.10. | 7
12.10. | 8
12.10. | 9
12.10. | 10
12.10. | 11
12.10. | 12
12.10. | 13
12.10. | 14
12.10. | 15
12.10. | 16
12.10. | 17
12.10. | 18
12.10. | 19
12.10. | 20
12.10. | 21
12.10. | 22
12.10. | 23
12.10. | 24
13.10. | 1
13.10. | 2
13.10. | 3
13.10. | 4
13.10. | 5
13.10. | 6
13.10. | 7
13.10. | 8
13.10. | 9
13.10. | 10
13.10. | 11
13.10. | 12
13.10. | 13
13.10. | 14
13.10. | 15
13.10. | 16
13.10. | 17
13.10. | 18
13.10. | 19
13.10. | 20
13.10. | 21
13.10. | 22
13.10. | 23
13.10. | 24
14.10. | 1
14.10. | 2
14.10. | 3
14.10. | 4
14.10. | 5
14.10. | 6
14.10. | 7
14.10. | 8
14.10. | 9
14.10. | 10
14.10. | 11
14.10. | 12
14.10. | 13
14.10. | 14
14.10. | 15
14.10. | 16
14.10. | 17
14.10. | 18
14.10. | 19
14.10. | 20
14.10. | 21
14.10. | 22
14.10. | 23
14.10. | 24
15.10. | 1
15.10. | 2
15.10. | 3
15.10. | 4
15.10. | 5
15.10. | 6
15.10. | 7
15.10. | 8
15.10. | 9
15.10. | 10
15.10. | 11
15.10. | 12
15.10. | 13
15.10. | 14
15.10. | 15
15.10. | 16
15.10. | 17
15.10. | 18
15.10. | 19
15.10. | 20
15.10. | 21
15.10. | 22
15.10. | 23
15.10. | 24
16.10. | 1
16.10. | 2
16.10. | 3
16.10. | 4
16.10. | 5
16.10. | 6
16.10. | 7
16.10. | 8
16.10. | 9
16.10. | 10
16.10. | 11
16.10. | 12
16.10. | 13
16.10. | 14
16.10. | 15
16.10. | 16
16.10. | 17
16.10. | 18
16.10. | 19
16.10. | 20
16.10. | 21
16.10. | 22
16.10. | 23
16.10. | 24
17.10. | 1
17.10. | 2
17.10. | 3
17.10. | 4
17.10. | 5
17.10. | 6
17.10. | 7
17.10. | 8
17.10. | 9
17.10. | 10
17.10. | 11
17.10. | 12
17.10. | 13
17.10. | 14
17.10. | 15
17.10. | 16
17.10. | 17
17.10. | 18
17.10. | 19
17.10. | 20
17.10. | 21
17.10. | 22
17.10. | 23
17.10. | 24
18.10. | 1
18.10. | 2
18.10. | 3
18.10. | 4
18.10. | 5
18.10. | 6
18.10. | 7
18.10. | 8
18.10. | 9
18.10. | 10
18.10. | 11
18.10. | 12
18.10. | 13
18.10. | 14
18.10. | 15
18.10. | 16
18.10. | 17
18.10. | 18
18.10. | 19
18.10. | 20
18.10. | 21
18.10. | 22
18.10. | 23
18.10. | 24
19.10. | 1
19.10. | 2
19.10. | 3
19.10. | 4
19.10. | 5
19.10. | 6
19.10. | 7
19.10. | 8
19.10. | 9
19.10. | 10
19.10. | 11
19.10. | 12
19.10. | 13
19.10. | 14
19.10. | 15
19.10. | 16
19.10. | 17
19.10. | 18
19.10. | 19
19.10. | 20
19.10. | 21
19.10. | 22
19.10. | 23
19.10. | 24
20.10. | 1
20.10. | 2
20.10. | 3
20.10. | 4
20.10. | 5
20.10. | 6
20.10. | 7
20.10. | 8
20.10. | 9
20.10. | 10
20.10. | 11
20.10. | 12
20.10. | 13
20.10. | 14
20.10. | 15
20.10. | 16
20.10. | 17
20.10. | 18
20.10. | 19
20.10. | 20
20.10. | 21
20.10. | 22
20.10. | 23
20.10. | 24
21.10. | 1
21.10. | 2
21.10. | 3
21.10. | 4
21.10. | 5
21.10. | 6
21.10. | 7
21.10. | 8
21.10. | 9
21.10. | 10
21.10. | 11
21.10. | 12
21.10. | 13
21.10. | 14
21.10. | 15
21.10. | 16
21.10. | 17
21.10. | 18
21.10. | 19
21.10. | 20
21.10. | 21
21.10. | 22
21.10. | 23
21.10. | 24
22.10. | 1
22.10. | 2
22.10. | 3
22.10. | 4
22.10. | 5
22.10. | 6
22.10. | 7
22.10. | 8
22.10. | 9
22.10. | 10
22.10. | 11
22.10. | 12
22.10. | 13
22.10. | 14
22.10. | 15
22.10. | 16
22.10. | 17
22.10. | 18
22.10. | 19
22.10. | 20
22.10. | 21
22.10. | 22
22.10. | 23
22.10. | 24
23.10. | 1
23.10. | 2
23.10. | 3
23.10. | 4
23.10. | 5
23.10. | 6
23.10. | 7
23.10. | 8
23.10. | 9
23.10. | 10
23.10. | 11
23.10. | 12
23.10. | 13
23.10. | 14
23.10. | 15
23.10. | 16
23.10. | 17
23.10. | 18
23.10. | 19
23.10. | 20
23.10. | 21
23.10. | 22
23.10. | 23
23.10. | 24
24.10. | 1
24.10. | 2
24.10. | 3
24.10. | 4
24.10. | 5
24.10. | 6
24.10. | 7
24.10. | 8
24.10. | 9
24.10. | 10
24.10. | 11
24.10. | 12
24.10. | 13
24.10. | 14
24.10. | 15
24.10. | 16
24.10. | 17
24.10. | 18
24.10. | 19
24.10. | 20
24.10. | 21
24.10. | 22
24.10. | 23
24.10. | 24
25.10. | 1
25.10. | 2
25.10. | 3
25.10. | 4
25.10. | 5
25.10. | 6
25.10. | 7
25.10. | 8
25.10. | 9
25.10. | 10
25.10. | 11
25.10. | 12
25.10. | 13
25.10. | 14
25.10. | 15
25.10. | 16
25.10. | 17
25.10. | 18
25.10. | 19
25.10. | 20
25.10. | 21
25.10. | 22
25.10. | 23
25.10. | 24
26.10. | 1
26.10. | 2
26.10. | 3
26.10. | 4
26.10. | 5
26.10. | 6
26.10. | 7
26.10. | 8
26.10. | 9
26.10. | 10
26.10. | 11
26.10. | 12
26.10. | 13
26.10. | 14
26.10. | 15
26.10. | 16
26.10. | 17
26.10. | 18
26.10. | 19
26.10. | 20
26.10. | 21
26.10. | 22
26.10. | 23
26.10. | 24
27.10. | 1
27.10. | 2
27.10. | 3
27.10. | 4
27.10. | 5
27.10. | 6
27.10. | 7
27.10. | 8
27.10. | 9
27.10. | 10
27.10. | 11
27.10. | 12
27.10. | 13
27.10. | 14
27.10. | 15
27.10. | 16
27.10. | 17
27.10. | 18
27.10. | 19
27.10. | 20
27.10. | 21
27.10. | 22
27.10. | 23
27.10. | 24
28.10. | 1
28.10. | 2
28.10. | 3
28.10. | 4
28.10. | 5
28.10. | 6
28.10. | 7
28.10. | 8
28.10. | 9
28.10. | 10
28.10. | 11
28.10. | 12
28.10. | 13
28.10. | 14
28.10. | 15
28.10. | 16
28.10. | 17
28.10. | 18
28.10. | 19
28.10. | 20
28.10. | 21
28.10. | 22
28.10. | 23
28.10. | 24
29.10. | 1
29.10. | 2
29.10. | 3
29.10. | 4
29.10. | 5
29.10. | 6
29.10. | 7
29.10. | 8
29.10. | 9
29.10. | 10
29.10. | 11
29.10. | 12
29.10. | 13
29.10. | 14
29.10. | 15
29.10. | 16
29.10. | 17
29.10. | 18
29.10. | 19
29.10. | 20
29.10. | 21
29.10. | 22
29.10. | 23
29.10. | 24
30.10. | 1
30.10. | 2
30.10. | 3
30.10. | 4
30.10. | 5
30.10. | 6
30.10. | 7
30.10. | 8
30.10. | 9
30.10. | 10
30.10. | 11
30.10. | 12
30.10. | 13
30.10. | 14
30.10. | 15
30.10. | 16
30.10. | 17
30.10. | 18
30.10. | 19
30.10. | 20
30.10. | 21
30.10. | 22
30.10. | 23
30.10. | 24
31.10. | 1
31.10. | 2
31.10. | 3
31.10. | 4
31.10. | 5
31.10. | 6
31.10. | 7
31.10. | 8
31.10. | 9
31.10. | 10
31.10. | 11
31.10. | 12
31.10. | 13
31.10. | 14
31.10. | 15
31.10. | 16
31.10. | 17
31.10. | 18
31.10. | 19
31.10. | 20
31.10. | 21
31.10. | 22
31.10. | 23
31.10. | 24
01.11. | 1
01.11. | 2
01.11. | 3
01.11. | 4
01.11. | 5
01.11. | 6
01.11. | 7
01.11. | 8
01.11. | 9
01.11. | 10
01.11. | 11
01.11. | 12
01.11. | 13
01.11. | 14
01.11. | 15
01.11. | 16
01.11. | 17
01.11. | 18
01.11. | 19
01.11. | 20
01.11. | 21
01.11. | 22
01.11. | 23
01.11. | 24
02.11. | 1
02.11. | 2
02.11. | 3
02.11. | 4
02.11. | 5
02.11. | 6
02.11. | 7
02.11. | 8
02.11. | 9
02.11. | 10
02.11. | 11
02.11. | 12
02.11. | 13
02.11. | 14
02.11. | 15
02.11. | 16
02.11. | 17
02.11. | 18
02.11. | 19
02.11. | 20
02.11. | 21
02.11. | 22
02.11. | 23
02.11. | 24
03.11. | 1
03.11. | 2
03.11. | 3
03.11. | 4
03.11. | 5
03.11. | 6
03.11. | 7
03.11. | 8
03.11. | 9
03.11. | 10
03.11. | 11
03.11. | 12
03.11. | 13
03.11. | 14
03.11. | 15
03.11. | 16
03.11. | 17
03.11. | 18
03.11. | 19
03.11. | 20
03.11. | 21
03.11. | 22
03.11. | 23
03.11. | 24
04.11. | 1
04.11. | 2
04.11. | 3
04.11. | 4
04.11. | 5
04.11. | 6
04.11. | 7
04.11. | 8
04.11. | 9
04.11. | 10
04.11. | 11
04.11. | 12
04.11. | 13
04.11. | 14
04.11. | 15
04.11. | 16
04.11. | 17
04.11. | 18
04.11. | 19
04.11. | 20
04.11. | 21
04.11. | 22
04.11. | 23
04.11. | 24
05.11. | 1
05.11. | 2
05.11. | 3
05.11. | 4
05.11. | 5
05.11. | 6
05.11. | 7
05.11. | 8
05.11. | 9
05.11. | 10
05.11. | 11
05.11. | 12
05.11. | 13
05.11. | 14
05.11. | 15
05.11. | 16
05.11. | 17
05.11. | 18
05.11. | 19
05.11. | 20
05.11. | 21
05.11. | 22
05.11. | 23
05.11. | 24
06.11. | 1
06.11. | 2
06.11. | 3
06.11. | 4
06.11. | 5
06.11. | 6
06.11. | 7
06.11. | 8
06.11. | 9
06.11. | 10
06.11. | 11
06.11. | 12
06.11. | 13
06.11. | 14
06.11. | 15
06.11. | 16
06.11. | 17
06.11. | 18
06.11. | 19
06.11. | 20
06.11. | 21
06.11. | 22
06.11. | 23
06.11. | 24
07.11. | 1
07.11. | 2
07.11. | 3
07.11. | 4
07.11. | 5
07.11. | 6
07.11. | 7
07.11. | 8
07.11. | 9
07.11. | 10
07.11. | 11
07.11. | 12
07.11. | 13
07.11. | 14
07.11. | 15
07.11. | 16
07.11. | 17
07.11. | 18
07.11. | 19
07.11. | 20
07.11. | 21
07.11. | 22
07.11. | 23
07.11. | 24
08.11. | 1
08.11. | 2
08.11. | 3
08.11. | 4
08.11. | 5
08.11. | 6
08.11. | 7
08.11. | 8
08.11. | 9
08.11. | 10
08.11. | 11
08.11. | 12
08.11. | 13
08.11. | 14
08.11. | 15
08.11. | 16
08.11. | 17
08.11. | 18
08.11. | 19
08.11. | 20
08.11. | 21
08.11. | 22
08.11. | 23
08.11. | 24
09.11. | 1
09.11. | 2
09.11. | 3
09.11. | 4
09.11. | 5
09.11. | 6
09.11. | 7
09.11. | 8
09.11. | 9
09.11. | 10
09.11. | 11
09.11. | 12
09.11. | 13
09.11. | 14
09.11. | 15
09.11. | 16
09.11. | 17
09.11. | 18
09.11. | 19
09.11. | 20
09.11. | 21
09.11. | 22
09.11. | 23
09.11. | 24
10.11. | 1
10.11. | 2
10.11. | 3
10.11. | 4
10.11. | 5
10.11. | 6
10.11. | 7
10.11. | 8
10.11. | 9
10.11. | 10
10.11. | 11
10.11. | 12
10.11. | 13
10.11. | 14
10.11. | 15
10.11. | 16
10.11. | 17
10.11. | 18
10.11. | 19
10.11. | 20
10.11. | 21
10.11. | 22
10.11. | 23
10.11. | 24
11.11. | 1
11.11. | 2
11.11. | 3
11.11. | 4
11.11. | 5
11.11. | 6
11.11. | 7
11.11. | 8
11.11. | 9
11.11. | 10
11.11. | 11
11.11. | 12
11.11. | 13
11.11. | 14
11.11. | 15
11.11. | 16
11.11. | 17
11.11. | 18
11.11. | 19
11.11. | 20
11.11. | 21
11.11. | 22
11.11. | 23
11.11. | 24
12.11. | 1
12.11. | 2
12.11. | 3
12.11. | 4
12.11. | 5
12.11. | 6
12.11. | 7
12.11. | 8
12.11. | 9
12.11. | 10
12.11. | 11
12.11. | 12
12.11. | 13
12.11. | 14
12.11. | 15
12.11. | 16
12.11. | 17
12.11. | 18
12.11. | 19
12.11. | 20
12.11. | 21
12.11. | 22
12.11. | 23
12.11. | 24
13.11. | 1
13.11. | 2
13.11. | 3
13.11. | 4
13.11. | 5
13.11. | 6
13.11. | 7
13.11. | 8
13.11. | 9
13.11. | 10
13.11. | 11
13.11. | 12
13.11. | 13
13.11. | 14
13.11. | 15
13.11. | 16
13.11. | 17
13.11. | 18
13.11. | 19
13.11. | 20
13.11. | 21
13.11. | 22
13.11. | 23
13.11. | 24
14.11. | 1
14.11. | 2
14.11. | 3
14.11. | 4
14.11. | 5
14.11. | 6
14.11. | 7
14.11. | 8
14.11. | 9
14.11. | 10
14.11. | 11
14.11. | 12
14.11. | 13
14.11. | 14
14.11. | 15
14.11. | 16
14.11. | 17
14.11. | 18
14.11. | 19
14.11. | 20
14.11. | 21
14.11. | 22
14.11. | 23
14.11. | 24
15.11. | 1
15.11. | 2
15.11. | 3
15.11. | 4
15.11. | 5
15.11. | 6
15.11. | 7
15.11. | 8
15.11. | 9
15.11. | 10
15.11. | 11
15.11. | 12
15.11. | 13
15.11. | 14
15.11. | 15
15.11. | 16
15.11. | 17
15.11. | 18
15.11. | 19
15.11. | 20
15.11. | 21
15.11. | 22
15.11. | 23
15.11. | 24
16.11. | 1
16.11. | 2
16.11. | 3
16.11. | 4
16.11. | 5
16.11. | 6
16.11. | 7
16.11. | 8
16.11. | 9
16.11. | 10
16.11. | 11
16.11. | 12
16.11. | 13
16.11. | 14
16.11. | 15
16.11. | 16
16.11. | 17
16.11. | 18
16.11. | 19
16.11. | 20
16.11. | 21
16.11. | 22
16.11. | 23
16.11. | 24
17.11. | 1
17.11. | 2
17.11. | 3
17.11. | 4
17.11. | 5
17.11. | 6
17.11. | 7
17.11. | 8
17.11. | 9
17.11. | 10
17.11. | 11
17.11. | 12
17.11. | 13
17.11. | 14
17.11. | 15
17.11. | 16
17.11. | 17
17.11. | 18
17.11. | 19
17.11. | 20
17.11. | 21
17.11. | 22
17.11. | 23
17.11. | 24
18.11. | 1
18.11. | 2
18.11. | 3
18.11. | 4
18.11. | 5
18.11. | 6
18.11. | 7
18.11. | 8
18.11. | 9
18.11. | 10
18.11. | 11
18.11. | 12
18.11. | 13
18.11. | 14
18.11. | 15
18.11. | 16
18.11. | 17
18.11. | 18
18.11. | 19
18.11. | 20
18.11. | 21
18.11. | 22
18.11. | 23
18.11. | 24
19.11. | 1
19.11. | 2
19.11. | 3
19.11. | 4
19.11. | 5
19.11. | 6
19.11. | 7
19.11. | 8
19.11. | 9
19.11. | 10
19.11. | 11
19.11. | 12
19.11. | 13
19.11. | 14
19.11. | 15
19.11. | 16
19.11. | 17
19.11. | 18
19.11. | 19
19.11. | 20
19.11. | 21
19.11. | 22
19.11. | 23
19.11. | 24
20.11. | 1
20.11. | 2
20.11. | 3
20.11. | 4
20.11. | 5
20.11. | 6
20.11. | 7
20.11. | 8
20.11. | 9
20.11. | 10
20.11. | 11
20.11. | 12
20.11. | 13
20.11. | 14
20.11. | 15
20.11. | 16
20.11. | 17
20.11. | 18
20.11. | 19
20.11. | 20
20.11. | 21
20.11. | 22
20.11. | 23
20.11. | 24
21.11. | 1
21.11. | 2
21.11. | 3
21.11. | 4
21.11. | 5
21.11. | 6
21.11. | 7
21.11. | 8
21.11. | 9
21.11. | 10
21.11. | 11
21.11. | 12
21.11. | 13
21.11. | 14
21.11. | 15
21.11. | 16
21.11. | 17
21.11. | 18
21.11. | 19
21.11. | 20
21.11. | 21
21.11. | 22
21.11. | 23
21.11. | 24
22.11. | 1
22.11. | 2
22.11. | 3
22.11. | 4
22.11. | 5
22.11. | 6
22.11. | 7
22.11. | 8
22.11. | 9
22.11. | 10
22.11. | 11
22.11. | 12
22.11. | 13
22.11. | 14
22.11. | 15
22.11. | 16
22.11. | 17
22.11. | 18
22.11. | 19
22.11. | 20
22.11. | 21
22.11. | 22
22.11. | 23
22.11. | 24
23.11. | 1
23.11. | 2
23.11. | 3
23.11. | 4
23.11. | 5
23.11. | 6
23.11. | 7
23.11. | 8
23.11. | 9
23.11. | 10
23.11. | 11
23.11. | 12
23.11. | 13
23.11. | 14
23.11. | 15
23.11. | 16
23.11. | 17
23.11. | 18
23.11. | 19
23.11. | 20
23.11. | 21
23.11. | 22
23.11. | 23
23.11. | 24
24.11. | 1
24.11. | 2
24.11. | 3
24.11. | 4
24.11. | 5
24.11. | 6
24.11. | 7
24.11. | 8
24.11. | 9
24.11. | 10
24.11. | 11
24.11. | 12
24.11. | 13
24.11. | 14
24.11. | 15
24.11. | 16
24.11. | 17
24.11. | 18
24.11. | 19
24.11. | 20
24.11. | 21
24.11. | 22
24.11. | 23
24.11. | 24
25.11. | 1
25.11. | 2
25.11. | 3
25.11. | 4
25.11. | 5
25.11. | 6
25.11. | 7
25.11. | 8
25.11. | 9
25.11. | 10
25.11. | 11
25.11. | 12
25.11. | 13
25.11. | 14
25.11. | 15
25.11. | 16
25.11. | 17
25.11. | 18
25.11. | 19
25.11. | 20
25.11. | 21
25.11. | 22
25.11. | 23
25.11. | 24
26.11. | 1
26.11. | 2
26.11. | 3
26.11. | 4
26.11. | 5
26.11. | 6
26.11. | 7
26.11. | 8
26.11. | 9
26.11. | 10
26.11. | 11
26.11. | 12
26.11. | 13
26.11. | 14
26.11. | 15
26.11. | 16
26.11. | 17
26.11. | 18
26.11. | 19
26.11. | 20
26.11. | 21
26.11. | 22
26.11. | 23
26.11. | 24
27.11. | 1
27.11. | 2
27.11. | 3
27.11. | 4
27.11. | 5
27.11. | 6
27.11. | 7
27.11. | 8
27.11. | 9
27.11. | 10
27.11. | 11
27.11. | 12
27.11. | 13
27.11. | 14
27.11. | 15
27.11. | 16
27.11. | 17
27.11. | 18
27.11. | 19
27.11. | 20
27.11. | 21
27.11. | 22
27.11. | 23
27.11. | 24
28.11. | 1
28.11. | 2
28.11. | 3
28.11. | 4
28.11. | 5
28.11. | 6
28.11. | 7
28.11. | 8
28.11. | 9
28.11. | 10
28.11. | 11
28.11. | 12
28.11. | 13
28.11. | 14
28.11. | 15
28.11. | 16
28.11. | 17
28.11. | 18
28.11. | 19
28.11. | 20
28.11. | 21
28.11. | 22
28.11. | 23
28.11. | 24
29.11. | 1
29.11. | 2
29.11. | 3
29.11. | 4
29.11. | 5
29.11. | 6
29.11. | 7
29.11. | 8
29.11. | 9
29.11. | 10
29.11. | 11
29.11. | 12
29.11. | 13
29.11. | 14
29.11. | 15
29.11. | 16
29.11. | 17
29.11. | 18
29.11. | 19
29.11. | 20
29.11. | 21
29.11. | 22
29.11. | 23
29.11. | 24
30.11. | 1
30.11. | 2
30.11. | 3
30.11. | 4
30.11. | 5
30.11. | 6
30.11. | 7
30.11. | 8
30.11. | 9
30.11. | 10
30.11. | 11
30.11. | 12
30.11. | 13
30.11. | 14
30.11. | 15
30.11. | 16
30.11. | 17
30.11. | 18
30.11. | 19
30.11. | 20
30.11. | 21
30.11. | 22
30.11. | 23
30.11. | 24
01.12. | 1
01.12. | 2
01.12. | 3
01.12. | 4
01.12. | 5
01.12. | 6
01.12. | 7
01.12. | 8
01.12. | 9
01.12. | 10
01.12. | 11
01.12. | 12
01.12. | 13
01.12. | 14
01.12. | 15
01.12. | 16
01.12. | 17
01.12. | 18
01.12. | 19
01.12. | 20
01.12. | 21
01.12. | 22
01.12. | 23
01.12. | 24
02.12. | 1
02.12. | 2
02.12. | 3
02.12. | 4
02.12. | 5
02.12. | 6
02.12. | 7
02.12. | 8
02.12. | 9
02.12. | 10
02.12. | 11
02.12. | 12
02.12. | 13
02.12. | 14
02.12. | 15
02.12. | 16
02.12. | 17
02.12. | 18
02.12. | 19
02.12. | 20
02.12. | 21
02.12. | 22
02.12. | 23
02.12. | 24
03.12. | 1
03.12. | 2
03.12. | 3
03.12. | 4
03.12. | 5
03.12. | 6
03.12. | 7
03.12. | 8
03.12. | 9
03.12. | 10
03.12. | 11
03.12. | 12
03.12. | 13
03.12. | 14
03.12. | 15
03.12. | 16
03.12. | 17
03.12. | 18
03.12. | 19
03.12. | 20
03.12. | 21
03.12. | 22
03.12. | 23
03.12. | 24
04.12. | 1
04.12. | 2
04.12. | 3
04.12. | 4
04.12. | 5
04.12. | 6
04.12. | 7
04.12. | 8
04.12. | 9
04.12. | 10
04.12. | 11
04.12. | 12
04.12. | 13
04.12. | 14
04.12. | 15
04.12. | 16
04.12. | 17
04.12. | 18
04.12. | 19
04.12. | 20
04.12. | 21
04.12. | 22
04.12. | 23
04.12. | 24
05.12. | 1
05.12. | 2
05.12. | 3
05.12. | 4
05.12. | 5
05.12. | 6
05.12. | 7
05.12. | 8
05.12. | 9
05.12. | 10
05.12. | 11
05.12. | 12
05.12. | 13
05.12. | 14
05.12. | 15
05.12. | 16
05.12. | 17
05.12. | 18
05.12. | 19
05.12. | 20
05.12. | 21
05.12. | 22
05.12. | 23
05.12. | 24
06.12. | 1
06.12. | 2
06.12. | 3
06.12. | 4
06.12. | 5
06.12. | 6
06.12. | 7
06.12. | 8
06.12. | 9
06.12. | 10
06.12. | 11
06.12. | 12
06.12. | 13
06.12. | 14
06.12. | 15
06.12. | 16
06.12. | 17
06.12. | 18
06.12. | 19
06.12. | 20
06.12. | 21
06.12. | 22
06.12. | 23
06.12. | 24
07.12. | 1
07.12. | 2
07.12. | 3
07.12. | 4
07.12. | 5
07.12. | 6
07.12. | 7
07.12. | 8
07.12. | 9
07.12. | 10
07.12. | 11
07.12. | 12
07.12. | 13
07.12. | 14
07.12. | 15
07.12. | 16
07.12. | 17
07.12. | 18
07.12. | 19
07.12. | 20
07.12. | 21
07.12. | 22
07.12. | 23
07.12. | 24
08.12. | 1
08.12. | 2
08.12. | 3
08.12. | 4
08.12. | 5
08.12. | 6
08.12. | 7
08.12. | 8
08.12. | 9
08.12. | 10
08.12. | 11
08.12. | 12
08.12. | 13
08.12. | 14
08.12. | 15
08.12. | 16
08.12. | 17
08.12. | 18
08.12. | 19
08.12. | 20
08.12. | 21
08.12. | 22
08.12. | 23
08.12. | 24
09.12. | 1
09.12. | 2
09.12. | 3
09.12. | 4
09.12. | 5
09.12. | 6
09.12. | 7
09.12. | 8
09.12. | 9
09.12. | 10
09.12. | 11
09.12. | 12
09.12. | 13
09.12. | 14
09.12. | 15
09.12. | 16
09.12. | 17
09.12. | 18
09.12. | 19
09.12. | 20
09.12. | 21
09.12. | 22
09.12. | 23
09.12. | 24
10.12. | 1
10.12. | 2
10.12. | 3
10.12. | 4
10.12. | 5
10.12. | 6
10.12. | 7
10.12. | 8
10.12. | 9
10.12. | 10
10.12. | 11
10.12. | 12
10.12. | 13
10.12. | 14
10.12. | 15
10.12. | 16
10.12. | 17
10.12. | 18
10.12. | 19
10.12. | 20
10.12. | 21
10.12. | 22
10.12. | 23
10.12. | 24
11.12. | 1
11.12. | 2
11.12. | 3
11.12. | 4
11.12. | 5
11.12. | 6
11.12. | 7
11.12. | 8
11.12. | 9
11.12. | 10
11.12. | 11
11.12. | 12
11.12. | 13
11.12. | 14
11.12. | 15
11.12. | 16
11.12. | 17
11.12. | 18
11.12. | 19
11.12. | 20
11.12. | 21
11.12. | 22
11.12. | 23
11.12. | 24
12.12. | 1
12.12. | 2
12.12. | 3
12.12. | 4
12.12. | 5
12.12. | 6
12.12. | 7
12.12. | 8
12.12. | 9
12.12. | 10
12.12. | 11
12.12. | 12
12.12. | 13
12.12. | 14
12.12. | 15
12.12. | 16
12.12. | 17
12.12. | 18
12.12. | 19
12.12. | 20
12.12. | 21
12.12. | 22
12.12. | 23
12.12. | 24
13.12. | 1
13.12. | 2
13.12. | 3
13.12. | 4
13.12. | 5
13.12. | 6
13.12. | 7
13.12. | 8
13.12. | 9
13.12. | 10
13.12. | 11
13.12. | 12
13.12. | 13
13.12. | 14
13.12. | 15
13.12. | 16
13.12. | 17
13.12. | 18
13.12. | 19
13.12. | 20
13.12. | 21
13.12. | 22
13.12. | 23
13.12. | 24
14.12. | 1
14.12. | 2
14.12. | 3
14.12. | 4
14.12. | 5
14.12. | 6
14.12. | 7
14.12. | 8
14.12. | 9
14.12. | 10
14.12. | 11
14.12. | 12
14.12. | 13
14.12. | 14
14.12. | 15
14.12. | 16
14.12. | 17
14.12. | 18
14.12. | 19
14.12. | 20
14.12. | 21
14.12. | 22
14.12. | 23
14.12. | 24
15.12. | 1
15.12. | 2
15.12. | 3
15.12. | 4
15.12. | 5
15.12. | 6
15.12. | 7
15.12. | 8
15.12. | 9
15.12. | 10
15.12. | 11
15.12. | 12
15.12. | 13
15.12. | 14
15.12. | 15
15.12. | 16
15.12. | 17
15.12. | 18
15.12. | 19
15.12. | 20
15.12. | 21
15.12. | 22
15.12. | 23
15.12. | 24
16.12. | 1
16.12. | 2
16.12. | 3
16.12. | 4
16.12. | 5
16.12. | 6
16.12. | 7
16.12. | 8
16.12. | 9
16.12. | 10
16.12. | 11
16.12. | 12
16.12. | 13
16.12. | 14
16.12. | 15
16.12. | 16
16.12. | 17
16.12. | 18
16.12. | 19
16.12. | 20
16.12. | 21
16.12. | 22
16.12. | 23
16.12. | 24
17.12. | 1
17.12. | 2
17.12. | 3
17.12. | 4
17.12. | 5
17.12. | 6
17.12. | 7
17.12. | 8
17.12. | 9
17.12. | 10
17.12. | 11
17.12. | 12
17.12. | 13
17.12. | 14
17.12. | 15
17.12. | 16
17.12. | 17
17.12. | 18
17.12. | 19
17.12. | 20
17.12. | 21
17.12. | 22
17.12. | 23
17.12. | 24
18.12. | 1
18.12. | 2
18.12. | 3
18.12. | 4
18.12. | 5
18.12. | 6
18.12. | 7
18.12. | 8
18.12. | 9
18.12. | 10
18.12. | 11
18.12. | 12
18.12. | 13
18.12. | 14
18.12. | 15
18.12. | 16
18.12. | 17
18.12. | 18
18.12. | 19
18.12. | 20
18.12. | 21
18.12. | 22
18.12. | 23
18.12. | 24
19.12. | 1
19.12. | 2
19.12. | 3
19.12. | 4
19.12. | 5
19.12. | 6
19.12. | 7
19.12. | 8
19.12. | 9
19.12. | 10
19.12. | 11
19.12. | 12
19.12. | 13
19.12. | 14
19.12. | 15
19.12. | 16
19.12. | 17
19.12. | 18
19.12. | 19
19.12. | 20
19.12. | 21
19.12. | 22
19.12. | 23
19.12. | 24
20.12. | 1
20.12. | 2
20.12. | 3
20.12. | 4
20.12. | 5
20.12. | 6
20.12. | 7
20.12. | 8
20.12. | 9
20.12. | 10
20.12. | 11
20.12. | 12
20.12. | 13
20.12. | 14
20.12. | 15
20.12. | 16
20.12. | 17
20.12. | 18
20.12. | 19
20.12. | 20
20.12. | 21
20.12. | 22
20.12. | 23
20.12. | 24
21.12. | 1
21.12. | 2
21.12. | 3
21.12. | 4
21.12. | 5
21.12. | 6
21.12. | 7
21.12. | 8
21.12. | 9
21.12. | 10
21.12. | 11
21.12. | 12
21.12. | 13
21.12. | 14
21.12. | 15
21.12. | 16
21.12. | 17
21.12. | 18
21.12. | 19
21.12. | 20
21.12. | 21
21.12. | 22
21.12. | 23
21.12. | 24
22.12. | 1
22.12. | 2
22.12. | 3
22.12. | 4
22.12. | 5
22.12. | 6
22.12. | 7
22.12. | 8
22.12. | 9
22.12. | 10
22.12. | 11
22.12. | 12
22.12. | 13
22.12. | 14
22.12. | 15
22.12. | 16
22.12. | 17
22.12. | 18
22.12. | 19
22.12. | 20
22.12. | 21
22.12. | 22
22.12. | 23
22.12. | 24
23.12. | 1
23.12. | 2
23.12. | 3
23.12. | 4
23.12. | 5
23.12. | 6
23.12. | 7
23.12. | 8
23.12. | 9
23.12. | 10
23.12. | 11
23.12. | 12
23.12. | 13
23.12. | 14
23.12. | 15
23.12. | 16
23.12. | 17
23.12. | 18
23.12. | 19
23.12. | 20
23.12. | 21
23.12. | 22
23.12. | 23
23.12. | 24
24.12. | 1
24.12. | 2
24.12. | 3
24.12. | 4
24.12. | 5
24.12. | 6
24.12. | 7
24.12. | 8
24.12. | 9
24.12. | 10
24.12. | 11
24.12. | 12
24.12. | 13
24.12. | 14
24.12. | 15
24.12. | 16
24.12. | 17
24.12. | 18
24.12. | 19
24.12. | 20
24.12. | 21
24.12. | 22
24.12. | 23
24.12. | 24
25.12. | 1
25.12. | 2
25.12. | 3
25.12. | 4
25.12. | 5
25.12. | 6
25.12. | 7
25.12. | 8
25.12. | 9
25.12. | 10
25.12. | 11
25.12. | 12
25.12. | 13
25.12. | 14
25.12. | 15
25.12. | 16
25.12. | 17
25.12. | 18
25.12. | 19
25.12. | 20
25.12. | 21
25.12. | 22
25.12. | 23
25.12. | 24
26.12. | 1
26.12. | 2
26.12. | 3
26.12. | 4
26.12. | 5
26.12. | 6
26.12. | 7
26.12. | 8
26.12. | 9
26.12. | 10
26.12. | 11
26.12. | 12
26.12. | 13
26.12. | 14
26.12. | 15
26.12. | 16
26.12. | 17
26.12. | 18
26.12. | 19
26.12. | 20
26.12. | 21
26.12. | 22
26.12. | 23
26.12. | 24
27.12. | 1
27.12. | 2
27.12. | 3
27.12. | 4
27.12. | 5
27.12. | 6
27.12. | 7
27.12. | 8
27.12. | 9
27.12. | 10
27.12. | 11
27.12. | 12
27.12. | 13
27.12. | 14
27.12. | 15
27.12. | 16
27.12. | 17
27.12. | 18
27.12. | 19
27.12. | 20
27.12. | 21
27.12. | 22
27.12. | 23
27.12. | 24
28.12. | 1
28.12. | 2
28.12. | 3
28.12. | 4
28.12. | 5
28.12. | 6
28.12. | 7
28.12. | 8
28.12. | 9
28.12. | 10
28.12. | 11
28.12. | 12
28.12. | 13
28.12. | 14
28.12. | 15
28.12. | 16
28.12. | 17
28.12. | 18
28.12. | 19
28.12. | 20
28.12. | 21
28.12. | 22
28.12. | 23
28.12. | 24
29.12. | 1
29.12. | 2
29.12. | 3
29.12. | 4
29.12. | 5
29.12. | 6
29.12. | 7
29.12. | 8
29.12. | 9
29.12. | 10
29.12. | 11
29.12. | 12
29.12. | 13
29.12. | 14
29.12. | 15
29.12. | 16
29.12. | 17
29.12. | 18
29.12. | 19
29.12. | 20
29.12. | 21
29.12. | 22
29.12. | 23
29.12. | 24
30.12. | 1
30.12. | 2
30.12. | 3
30.12. | 4
30.12. | 5
30.12. | 6
30.12. | 7
30.12. | 8
30.12. | 9
30.12. | 10
30.12. | 11
30.12. | 12
30.12. | 13
30.12. | 14
30.12. | 15
30.12. | 16
30.12. | 17
30.12. | 18
30.12. | 19
30.12. | 20
30.12. | 21
30.12. | 22
30.12. | 23
30.12. | 24
31.12. | 1
31.12. | 2
31.12. | 3
31.12. | 4
31.12. | 5
31.12. | 6
31.12. | 7
31.12. | 8
31.12. | 9
31.12. | 10
31.12. | 11
31.12. | 12
31.12. | 13
31.12. | 14
31.12. | 15
31.12. | 16
31.12. | 17
31.12. | 18
31.12. | 19
31.12. | 20
31.12. | 21
31.12. | 22
31.12. | 23
31.12. | 24

## Reserves
ENTSO-E Market Modelling Database: Reserves
Country:
Market Node: | DE00
Year:
Climate year
Scenario
Frequency Containment Reserves (FCR)
Total Market Node Requirement | [MW] | 0
FCR that need to be made available by thermal unit commitment (already net with generating capacities on Thermal sheet, not causing additional commitment on Thermal units apart from what highlighted in the unit-by-unit Thermal sheet) | [MW]
Provided by HYDRO - Reserve that should be procured by further constraining the 'Maximum generation' of either Reservoir either Pumped Storage | [MW] | 0
Reserve available from Demand (reduction of demand possible thanks to specific contract to cope with system imbalances; while DSR would work on the DA & ID,here it should be considered only interruptible contract activated to contain system frequency) | [MW] | 0
FCR that need to be made available by thermal unit commitment additional to the FCR allocations highlighted in the unit-by-unit Thermal sheet (this will be allocated additionally on Thermal units as provided FCR) | [MW] | 564
Frequency Restoration Reserves (FRR) - includind both automatic (aFRR) and manual (mFRR)
Total Market Node Requirement | [MW] | 2550
FRR that will be procured by thermal (unit commitment of thermal units able to provide FRR take IN REAL LIFE into account this requirements) | [MW] | 2550
Provided by HYDRO - Reserve that should be procured by further constraining the 'Maximum generation' of either Reservoir either Pumped Storage | [MW] | 0
Simplified modelling assumptions (to account reserve requirements on e.g. day ahead market as currently done for MAF)
Additional load (should be <= FCR + FRR needed from thermal) | [MW]
Provided by HYDRO - Reserve that should be procured by further constraining the 'Maximum generation' of Reservoir units | [MW]
Provided by HYDRO - Reserve that should be procured by further constraining the 'Maximum generation' of Pumped Storage Open Loop units | [MW]
Provided by HYDRO - Reserve that should be procured by further constraining the 'Maximum generation' of Pumped Storage Closed Loop units | [MW]

## DSR
ENTSO-E Market Modelling Database: DSR
Country:
Market Node: | DE00
Year:
Climate year
Scenario
| Demand Side Response | Price Band 1 | Price Band 2 | Price Band 3 | Price Band 4 | Price Band 5 | Price Band 6 | Price Band 7 | Price Band 8 | Price Band 9 | Price Band 10 | Price Band 11
Capacity
Units
Hours
Price
Climate year start
Climate year end
Date | Hour | Available Demand Response (MW) | Available Demand Response (MW) | Available Demand Response (MW) | Available Demand Response (MW) | Available Demand Response (MW) | Available Demand Response (MW) | Available Demand Response (MW) | Available Demand Response (MW) | Available Demand Response (MW) | Available Demand Response (MW) | N.B. use convention first January always Monday (2007 calendar year) --> see guidelines for further details
01.01. | 1
01.01. | 2
01.01. | 3
01.01. | 4
01.01. | 5
01.01. | 6
01.01. | 7
01.01. | 8
01.01. | 9
01.01. | 10
01.01. | 11
01.01. | 12
01.01. | 13
01.01. | 14
01.01. | 15
01.01. | 16
01.01. | 17
01.01. | 18
01.01. | 19
01.01. | 20
01.01. | 21
01.01. | 22
01.01. | 23
01.01. | 24
02.01. | 1
02.01. | 2
02.01. | 3
02.01. | 4
02.01. | 5
02.01. | 6
02.01. | 7
02.01. | 8
02.01. | 9
02.01. | 10
02.01. | 11
02.01. | 12
02.01. | 13
02.01. | 14
02.01. | 15
02.01. | 16
02.01. | 17
02.01. | 18
02.01. | 19
02.01. | 20
02.01. | 21
02.01. | 22
02.01. | 23
02.01. | 24
03.01. | 1
03.01. | 2
03.01. | 3
03.01. | 4
03.01. | 5
03.01. | 6
03.01. | 7
03.01. | 8
03.01. | 9
03.01. | 10
03.01. | 11
03.01. | 12
03.01. | 13
03.01. | 14
03.01. | 15
03.01. | 16
03.01. | 17
03.01. | 18
03.01. | 19
03.01. | 20
03.01. | 21
03.01. | 22
03.01. | 23
03.01. | 24
04.01. | 1
04.01. | 2
04.01. | 3
04.01. | 4
04.01. | 5
04.01. | 6
04.01. | 7
04.01. | 8
04.01. | 9
04.01. | 10
04.01. | 11
04.01. | 12
04.01. | 13
04.01. | 14
04.01. | 15
04.01. | 16
04.01. | 17
04.01. | 18
04.01. | 19
04.01. | 20
04.01. | 21
04.01. | 22
04.01. | 23
04.01. | 24
05.01. | 1
05.01. | 2
05.01. | 3
05.01. | 4
05.01. | 5
05.01. | 6
05.01. | 7
05.01. | 8
05.01. | 9
05.01. | 10
05.01. | 11
05.01. | 12
05.01. | 13
05.01. | 14
05.01. | 15
05.01. | 16
05.01. | 17
05.01. | 18
05.01. | 19
05.01. | 20
05.01. | 21
05.01. | 22
05.01. | 23
05.01. | 24
06.01. | 1
06.01. | 2
06.01. | 3
06.01. | 4
06.01. | 5
06.01. | 6
06.01. | 7
06.01. | 8
06.01. | 9
06.01. | 10
06.01. | 11
06.01. | 12
06.01. | 13
06.01. | 14
06.01. | 15
06.01. | 16
06.01. | 17
06.01. | 18
06.01. | 19
06.01. | 20
06.01. | 21
06.01. | 22
06.01. | 23
06.01. | 24
07.01. | 1
07.01. | 2
07.01. | 3
07.01. | 4
07.01. | 5
07.01. | 6
07.01. | 7
07.01. | 8
07.01. | 9
07.01. | 10
07.01. | 11
07.01. | 12
07.01. | 13
07.01. | 14
07.01. | 15
07.01. | 16
07.01. | 17
07.01. | 18
07.01. | 19
07.01. | 20
07.01. | 21
07.01. | 22
07.01. | 23
07.01. | 24
08.01. | 1
08.01. | 2
08.01. | 3
08.01. | 4
08.01. | 5
08.01. | 6
08.01. | 7
08.01. | 8
08.01. | 9
08.01. | 10
08.01. | 11
08.01. | 12
08.01. | 13
08.01. | 14
08.01. | 15
08.01. | 16
08.01. | 17
08.01. | 18
08.01. | 19
08.01. | 20
08.01. | 21
08.01. | 22
08.01. | 23
08.01. | 24
09.01. | 1
09.01. | 2
09.01. | 3
09.01. | 4
09.01. | 5
09.01. | 6
09.01. | 7
09.01. | 8
09.01. | 9
09.01. | 10
09.01. | 11
09.01. | 12
09.01. | 13
09.01. | 14
09.01. | 15
09.01. | 16
09.01. | 17
09.01. | 18
09.01. | 19
09.01. | 20
09.01. | 21
09.01. | 22
09.01. | 23
09.01. | 24
10.01. | 1
10.01. | 2
10.01. | 3
10.01. | 4
10.01. | 5
10.01. | 6
10.01. | 7
10.01. | 8
10.01. | 9
10.01. | 10
10.01. | 11
10.01. | 12
10.01. | 13
10.01. | 14
10.01. | 15
10.01. | 16
10.01. | 17
10.01. | 18
10.01. | 19
10.01. | 20
10.01. | 21
10.01. | 22
10.01. | 23
10.01. | 24
11.01. | 1
11.01. | 2
11.01. | 3
11.01. | 4
11.01. | 5
11.01. | 6
11.01. | 7
11.01. | 8
11.01. | 9
11.01. | 10
11.01. | 11
11.01. | 12
11.01. | 13
11.01. | 14
11.01. | 15
11.01. | 16
11.01. | 17
11.01. | 18
11.01. | 19
11.01. | 20
11.01. | 21
11.01. | 22
11.01. | 23
11.01. | 24
12.01. | 1
12.01. | 2
12.01. | 3
12.01. | 4
12.01. | 5
12.01. | 6
12.01. | 7
12.01. | 8
12.01. | 9
12.01. | 10
12.01. | 11
12.01. | 12
12.01. | 13
12.01. | 14
12.01. | 15
12.01. | 16
12.01. | 17
12.01. | 18
12.01. | 19
12.01. | 20
12.01. | 21
12.01. | 22
12.01. | 23
12.01. | 24
13.01. | 1
13.01. | 2
13.01. | 3
13.01. | 4
13.01. | 5
13.01. | 6
13.01. | 7
13.01. | 8
13.01. | 9
13.01. | 10
13.01. | 11
13.01. | 12
13.01. | 13
13.01. | 14
13.01. | 15
13.01. | 16
13.01. | 17
13.01. | 18
13.01. | 19
13.01. | 20
13.01. | 21
13.01. | 22
13.01. | 23
13.01. | 24
14.01. | 1
14.01. | 2
14.01. | 3
14.01. | 4
14.01. | 5
14.01. | 6
14.01. | 7
14.01. | 8
14.01. | 9
14.01. | 10
14.01. | 11
14.01. | 12
14.01. | 13
14.01. | 14
14.01. | 15
14.01. | 16
14.01. | 17
14.01. | 18
14.01. | 19
14.01. | 20
14.01. | 21
14.01. | 22
14.01. | 23
14.01. | 24
15.01. | 1
15.01. | 2
15.01. | 3
15.01. | 4
15.01. | 5
15.01. | 6
15.01. | 7
15.01. | 8
15.01. | 9
15.01. | 10
15.01. | 11
15.01. | 12
15.01. | 13
15.01. | 14
15.01. | 15
15.01. | 16
15.01. | 17
15.01. | 18
15.01. | 19
15.01. | 20
15.01. | 21
15.01. | 22
15.01. | 23
15.01. | 24
16.01. | 1
16.01. | 2
16.01. | 3
16.01. | 4
16.01. | 5
16.01. | 6
16.01. | 7
16.01. | 8
16.01. | 9
16.01. | 10
16.01. | 11
16.01. | 12
16.01. | 13
16.01. | 14
16.01. | 15
16.01. | 16
16.01. | 17
16.01. | 18
16.01. | 19
16.01. | 20
16.01. | 21
16.01. | 22
16.01. | 23
16.01. | 24
17.01. | 1
17.01. | 2
17.01. | 3
17.01. | 4
17.01. | 5
17.01. | 6
17.01. | 7
17.01. | 8
17.01. | 9
17.01. | 10
17.01. | 11
17.01. | 12
17.01. | 13
17.01. | 14
17.01. | 15
17.01. | 16
17.01. | 17
17.01. | 18
17.01. | 19
17.01. | 20
17.01. | 21
17.01. | 22
17.01. | 23
17.01. | 24
18.01. | 1
18.01. | 2
18.01. | 3
18.01. | 4
18.01. | 5
18.01. | 6
18.01. | 7
18.01. | 8
18.01. | 9
18.01. | 10
18.01. | 11
18.01. | 12
18.01. | 13
18.01. | 14
18.01. | 15
18.01. | 16
18.01. | 17
18.01. | 18
18.01. | 19
18.01. | 20
18.01. | 21
18.01. | 22
18.01. | 23
18.01. | 24
19.01. | 1
19.01. | 2
19.01. | 3
19.01. | 4
19.01. | 5
19.01. | 6
19.01. | 7
19.01. | 8
19.01. | 9
19.01. | 10
19.01. | 11
19.01. | 12
19.01. | 13
19.01. | 14
19.01. | 15
19.01. | 16
19.01. | 17
19.01. | 18
19.01. | 19
19.01. | 20
19.01. | 21
19.01. | 22
19.01. | 23
19.01. | 24
20.01. | 1
20.01. | 2
20.01. | 3
20.01. | 4
20.01. | 5
20.01. | 6
20.01. | 7
20.01. | 8
20.01. | 9
20.01. | 10
20.01. | 11
20.01. | 12
20.01. | 13
20.01. | 14
20.01. | 15
20.01. | 16
20.01. | 17
20.01. | 18
20.01. | 19
20.01. | 20
20.01. | 21
20.01. | 22
20.01. | 23
20.01. | 24
21.01. | 1
21.01. | 2
21.01. | 3
21.01. | 4
21.01. | 5
21.01. | 6
21.01. | 7
21.01. | 8
21.01. | 9
21.01. | 10
21.01. | 11
21.01. | 12
21.01. | 13
21.01. | 14
21.01. | 15
21.01. | 16
21.01. | 17
21.01. | 18
21.01. | 19
21.01. | 20
21.01. | 21
21.01. | 22
21.01. | 23
21.01. | 24
22.01. | 1
22.01. | 2
22.01. | 3
22.01. | 4
22.01. | 5
22.01. | 6
22.01. | 7
22.01. | 8
22.01. | 9
22.01. | 10
22.01. | 11
22.01. | 12
22.01. | 13
22.01. | 14
22.01. | 15
22.01. | 16
22.01. | 17
22.01. | 18
22.01. | 19
22.01. | 20
22.01. | 21
22.01. | 22
22.01. | 23
22.01. | 24
23.01. | 1
23.01. | 2
23.01. | 3
23.01. | 4
23.01. | 5
23.01. | 6
23.01. | 7
23.01. | 8
23.01. | 9
23.01. | 10
23.01. | 11
23.01. | 12
23.01. | 13
23.01. | 14
23.01. | 15
23.01. | 16
23.01. | 17
23.01. | 18
23.01. | 19
23.01. | 20
23.01. | 21
23.01. | 22
23.01. | 23
23.01. | 24
24.01. | 1
24.01. | 2
24.01. | 3
24.01. | 4
24.01. | 5
24.01. | 6
24.01. | 7
24.01. | 8
24.01. | 9
24.01. | 10
24.01. | 11
24.01. | 12
24.01. | 13
24.01. | 14
24.01. | 15
24.01. | 16
24.01. | 17
24.01. | 18
24.01. | 19
24.01. | 20
24.01. | 21
24.01. | 22
24.01. | 23
24.01. | 24
25.01. | 1
25.01. | 2
25.01. | 3
25.01. | 4
25.01. | 5
25.01. | 6
25.01. | 7
25.01. | 8
25.01. | 9
25.01. | 10
25.01. | 11
25.01. | 12
25.01. | 13
25.01. | 14
25.01. | 15
25.01. | 16
25.01. | 17
25.01. | 18
25.01. | 19
25.01. | 20
25.01. | 21
25.01. | 22
25.01. | 23
25.01. | 24
26.01. | 1
26.01. | 2
26.01. | 3
26.01. | 4
26.01. | 5
26.01. | 6
26.01. | 7
26.01. | 8
26.01. | 9
26.01. | 10
26.01. | 11
26.01. | 12
26.01. | 13
26.01. | 14
26.01. | 15
26.01. | 16
26.01. | 17
26.01. | 18
26.01. | 19
26.01. | 20
26.01. | 21
26.01. | 22
26.01. | 23
26.01. | 24
27.01. | 1
27.01. | 2
27.01. | 3
27.01. | 4
27.01. | 5
27.01. | 6
27.01. | 7
27.01. | 8
27.01. | 9
27.01. | 10
27.01. | 11
27.01. | 12
27.01. | 13
27.01. | 14
27.01. | 15
27.01. | 16
27.01. | 17
27.01. | 18
27.01. | 19
27.01. | 20
27.01. | 21
27.01. | 22
27.01. | 23
27.01. | 24
28.01. | 1
28.01. | 2
28.01. | 3
28.01. | 4
28.01. | 5
28.01. | 6
28.01. | 7
28.01. | 8
28.01. | 9
28.01. | 10
28.01. | 11
28.01. | 12
28.01. | 13
28.01. | 14
28.01. | 15
28.01. | 16
28.01. | 17
28.01. | 18
28.01. | 19
28.01. | 20
28.01. | 21
28.01. | 22
28.01. | 23
28.01. | 24
29.01. | 1
29.01. | 2
29.01. | 3
29.01. | 4
29.01. | 5
29.01. | 6
29.01. | 7
29.01. | 8
29.01. | 9
29.01. | 10
29.01. | 11
29.01. | 12
29.01. | 13
29.01. | 14
29.01. | 15
29.01. | 16
29.01. | 17
29.01. | 18
29.01. | 19
29.01. | 20
29.01. | 21
29.01. | 22
29.01. | 23
29.01. | 24
30.01. | 1
30.01. | 2
30.01. | 3
30.01. | 4
30.01. | 5
30.01. | 6
30.01. | 7
30.01. | 8
30.01. | 9
30.01. | 10
30.01. | 11
30.01. | 12
30.01. | 13
30.01. | 14
30.01. | 15
30.01. | 16
30.01. | 17
30.01. | 18
30.01. | 19
30.01. | 20
30.01. | 21
30.01. | 22
30.01. | 23
30.01. | 24
31.01. | 1
31.01. | 2
31.01. | 3
31.01. | 4
31.01. | 5
31.01. | 6
31.01. | 7
31.01. | 8
31.01. | 9
31.01. | 10
31.01. | 11
31.01. | 12
31.01. | 13
31.01. | 14
31.01. | 15
31.01. | 16
31.01. | 17
31.01. | 18
31.01. | 19
31.01. | 20
31.01. | 21
31.01. | 22
31.01. | 23
31.01. | 24
01.02. | 1
01.02. | 2
01.02. | 3
01.02. | 4
01.02. | 5
01.02. | 6
01.02. | 7
01.02. | 8
01.02. | 9
01.02. | 10
01.02. | 11
01.02. | 12
01.02. | 13
01.02. | 14
01.02. | 15
01.02. | 16
01.02. | 17
01.02. | 18
01.02. | 19
01.02. | 20
01.02. | 21
01.02. | 22
01.02. | 23
01.02. | 24
02.02. | 1
02.02. | 2
02.02. | 3
02.02. | 4
02.02. | 5
02.02. | 6
02.02. | 7
02.02. | 8
02.02. | 9
02.02. | 10
02.02. | 11
02.02. | 12
02.02. | 13
02.02. | 14
02.02. | 15
02.02. | 16
02.02. | 17
02.02. | 18
02.02. | 19
02.02. | 20
02.02. | 21
02.02. | 22
02.02. | 23
02.02. | 24
03.02. | 1
03.02. | 2
03.02. | 3
03.02. | 4
03.02. | 5
03.02. | 6
03.02. | 7
03.02. | 8
03.02. | 9
03.02. | 10
03.02. | 11
03.02. | 12
03.02. | 13
03.02. | 14
03.02. | 15
03.02. | 16
03.02. | 17
03.02. | 18
03.02. | 19
03.02. | 20
03.02. | 21
03.02. | 22
03.02. | 23
03.02. | 24
04.02. | 1
04.02. | 2
04.02. | 3
04.02. | 4
04.02. | 5
04.02. | 6
04.02. | 7
04.02. | 8
04.02. | 9
04.02. | 10
04.02. | 11
04.02. | 12
04.02. | 13
04.02. | 14
04.02. | 15
04.02. | 16
04.02. | 17
04.02. | 18
04.02. | 19
04.02. | 20
04.02. | 21
04.02. | 22
04.02. | 23
04.02. | 24
05.02. | 1
05.02. | 2
05.02. | 3
05.02. | 4
05.02. | 5
05.02. | 6
05.02. | 7
05.02. | 8
05.02. | 9
05.02. | 10
05.02. | 11
05.02. | 12
05.02. | 13
05.02. | 14
05.02. | 15
05.02. | 16
05.02. | 17
05.02. | 18
05.02. | 19
05.02. | 20
05.02. | 21
05.02. | 22
05.02. | 23
05.02. | 24
06.02. | 1
06.02. | 2
06.02. | 3
06.02. | 4
06.02. | 5
06.02. | 6
06.02. | 7
06.02. | 8
06.02. | 9
06.02. | 10
06.02. | 11
06.02. | 12
06.02. | 13
06.02. | 14
06.02. | 15
06.02. | 16
06.02. | 17
06.02. | 18
06.02. | 19
06.02. | 20
06.02. | 21
06.02. | 22
06.02. | 23
06.02. | 24
07.02. | 1
07.02. | 2
07.02. | 3
07.02. | 4
07.02. | 5
07.02. | 6
07.02. | 7
07.02. | 8
07.02. | 9
07.02. | 10
07.02. | 11
07.02. | 12
07.02. | 13
07.02. | 14
07.02. | 15
07.02. | 16
07.02. | 17
07.02. | 18
07.02. | 19
07.02. | 20
07.02. | 21
07.02. | 22
07.02. | 23
07.02. | 24
08.02. | 1
08.02. | 2
08.02. | 3
08.02. | 4
08.02. | 5
08.02. | 6
08.02. | 7
08.02. | 8
08.02. | 9
08.02. | 10
08.02. | 11
08.02. | 12
08.02. | 13
08.02. | 14
08.02. | 15
08.02. | 16
08.02. | 17
08.02. | 18
08.02. | 19
08.02. | 20
08.02. | 21
08.02. | 22
08.02. | 23
08.02. | 24
09.02. | 1
09.02. | 2
09.02. | 3
09.02. | 4
09.02. | 5
09.02. | 6
09.02. | 7
09.02. | 8
09.02. | 9
09.02. | 10
09.02. | 11
09.02. | 12
09.02. | 13
09.02. | 14
09.02. | 15
09.02. | 16
09.02. | 17
09.02. | 18
09.02. | 19
09.02. | 20
09.02. | 21
09.02. | 22
09.02. | 23
09.02. | 24
10.02. | 1
10.02. | 2
10.02. | 3
10.02. | 4
10.02. | 5
10.02. | 6
10.02. | 7
10.02. | 8
10.02. | 9
10.02. | 10
10.02. | 11
10.02. | 12
10.02. | 13
10.02. | 14
10.02. | 15
10.02. | 16
10.02. | 17
10.02. | 18
10.02. | 19
10.02. | 20
10.02. | 21
10.02. | 22
10.02. | 23
10.02. | 24
11.02. | 1
11.02. | 2
11.02. | 3
11.02. | 4
11.02. | 5
11.02. | 6
11.02. | 7
11.02. | 8
11.02. | 9
11.02. | 10
11.02. | 11
11.02. | 12
11.02. | 13
11.02. | 14
11.02. | 15
11.02. | 16
11.02. | 17
11.02. | 18
11.02. | 19
11.02. | 20
11.02. | 21
11.02. | 22
11.02. | 23
11.02. | 24
12.02. | 1
12.02. | 2
12.02. | 3
12.02. | 4
12.02. | 5
12.02. | 6
12.02. | 7
12.02. | 8
12.02. | 9
12.02. | 10
12.02. | 11
12.02. | 12
12.02. | 13
12.02. | 14
12.02. | 15
12.02. | 16
12.02. | 17
12.02. | 18
12.02. | 19
12.02. | 20
12.02. | 21
12.02. | 22
12.02. | 23
12.02. | 24
13.02. | 1
13.02. | 2
13.02. | 3
13.02. | 4
13.02. | 5
13.02. | 6
13.02. | 7
13.02. | 8
13.02. | 9
13.02. | 10
13.02. | 11
13.02. | 12
13.02. | 13
13.02. | 14
13.02. | 15
13.02. | 16
13.02. | 17
13.02. | 18
13.02. | 19
13.02. | 20
13.02. | 21
13.02. | 22
13.02. | 23
13.02. | 24
14.02. | 1
14.02. | 2
14.02. | 3
14.02. | 4
14.02. | 5
14.02. | 6
14.02. | 7
14.02. | 8
14.02. | 9
14.02. | 10
14.02. | 11
14.02. | 12
14.02. | 13
14.02. | 14
14.02. | 15
14.02. | 16
14.02. | 17
14.02. | 18
14.02. | 19
14.02. | 20
14.02. | 21
14.02. | 22
14.02. | 23
14.02. | 24
15.02. | 1
15.02. | 2
15.02. | 3
15.02. | 4
15.02. | 5
15.02. | 6
15.02. | 7
15.02. | 8
15.02. | 9
15.02. | 10
15.02. | 11
15.02. | 12
15.02. | 13
15.02. | 14
15.02. | 15
15.02. | 16
15.02. | 17
15.02. | 18
15.02. | 19
15.02. | 20
15.02. | 21
15.02. | 22
15.02. | 23
15.02. | 24
16.02. | 1
16.02. | 2
16.02. | 3
16.02. | 4
16.02. | 5
16.02. | 6
16.02. | 7
16.02. | 8
16.02. | 9
16.02. | 10
16.02. | 11
16.02. | 12
16.02. | 13
16.02. | 14
16.02. | 15
16.02. | 16
16.02. | 17
16.02. | 18
16.02. | 19
16.02. | 20
16.02. | 21
16.02. | 22
16.02. | 23
16.02. | 24
17.02. | 1
17.02. | 2
17.02. | 3
17.02. | 4
17.02. | 5
17.02. | 6
17.02. | 7
17.02. | 8
17.02. | 9
17.02. | 10
17.02. | 11
17.02. | 12
17.02. | 13
17.02. | 14
17.02. | 15
17.02. | 16
17.02. | 17
17.02. | 18
17.02. | 19
17.02. | 20
17.02. | 21
17.02. | 22
17.02. | 23
17.02. | 24
18.02. | 1
18.02. | 2
18.02. | 3
18.02. | 4
18.02. | 5
18.02. | 6
18.02. | 7
18.02. | 8
18.02. | 9
18.02. | 10
18.02. | 11
18.02. | 12
18.02. | 13
18.02. | 14
18.02. | 15
18.02. | 16
18.02. | 17
18.02. | 18
18.02. | 19
18.02. | 20
18.02. | 21
18.02. | 22
18.02. | 23
18.02. | 24
19.02. | 1
19.02. | 2
19.02. | 3
19.02. | 4
19.02. | 5
19.02. | 6
19.02. | 7
19.02. | 8
19.02. | 9
19.02. | 10
19.02. | 11
19.02. | 12
19.02. | 13
19.02. | 14
19.02. | 15
19.02. | 16
19.02. | 17
19.02. | 18
19.02. | 19
19.02. | 20
19.02. | 21
19.02. | 22
19.02. | 23
19.02. | 24
20.02. | 1
20.02. | 2
20.02. | 3
20.02. | 4
20.02. | 5
20.02. | 6
20.02. | 7
20.02. | 8
20.02. | 9
20.02. | 10
20.02. | 11
20.02. | 12
20.02. | 13
20.02. | 14
20.02. | 15
20.02. | 16
20.02. | 17
20.02. | 18
20.02. | 19
20.02. | 20
20.02. | 21
20.02. | 22
20.02. | 23
20.02. | 24
21.02. | 1
21.02. | 2
21.02. | 3
21.02. | 4
21.02. | 5
21.02. | 6
21.02. | 7
21.02. | 8
21.02. | 9
21.02. | 10
21.02. | 11
21.02. | 12
21.02. | 13
21.02. | 14
21.02. | 15
21.02. | 16
21.02. | 17
21.02. | 18
21.02. | 19
21.02. | 20
21.02. | 21
21.02. | 22
21.02. | 23
21.02. | 24
22.02. | 1
22.02. | 2
22.02. | 3
22.02. | 4
22.02. | 5
22.02. | 6
22.02. | 7
22.02. | 8
22.02. | 9
22.02. | 10
22.02. | 11
22.02. | 12
22.02. | 13
22.02. | 14
22.02. | 15
22.02. | 16
22.02. | 17
22.02. | 18
22.02. | 19
22.02. | 20
22.02. | 21
22.02. | 22
22.02. | 23
22.02. | 24
23.02. | 1
23.02. | 2
23.02. | 3
23.02. | 4
23.02. | 5
23.02. | 6
23.02. | 7
23.02. | 8
23.02. | 9
23.02. | 10
23.02. | 11
23.02. | 12
23.02. | 13
23.02. | 14
23.02. | 15
23.02. | 16
23.02. | 17
23.02. | 18
23.02. | 19
23.02. | 20
23.02. | 21
23.02. | 22
23.02. | 23
23.02. | 24
24.02. | 1
24.02. | 2
24.02. | 3
24.02. | 4
24.02. | 5
24.02. | 6
24.02. | 7
24.02. | 8
24.02. | 9
24.02. | 10
24.02. | 11
24.02. | 12
24.02. | 13
24.02. | 14
24.02. | 15
24.02. | 16
24.02. | 17
24.02. | 18
24.02. | 19
24.02. | 20
24.02. | 21
24.02. | 22
24.02. | 23
24.02. | 24
25.02. | 1
25.02. | 2
25.02. | 3
25.02. | 4
25.02. | 5
25.02. | 6
25.02. | 7
25.02. | 8
25.02. | 9
25.02. | 10
25.02. | 11
25.02. | 12
25.02. | 13
25.02. | 14
25.02. | 15
25.02. | 16
25.02. | 17
25.02. | 18
25.02. | 19
25.02. | 20
25.02. | 21
25.02. | 22
25.02. | 23
25.02. | 24
26.02. | 1
26.02. | 2
26.02. | 3
26.02. | 4
26.02. | 5
26.02. | 6
26.02. | 7
26.02. | 8
26.02. | 9
26.02. | 10
26.02. | 11
26.02. | 12
26.02. | 13
26.02. | 14
26.02. | 15
26.02. | 16
26.02. | 17
26.02. | 18
26.02. | 19
26.02. | 20
26.02. | 21
26.02. | 22
26.02. | 23
26.02. | 24
27.02. | 1
27.02. | 2
27.02. | 3
27.02. | 4
27.02. | 5
27.02. | 6
27.02. | 7
27.02. | 8
27.02. | 9
27.02. | 10
27.02. | 11
27.02. | 12
27.02. | 13
27.02. | 14
27.02. | 15
27.02. | 16
27.02. | 17
27.02. | 18
27.02. | 19
27.02. | 20
27.02. | 21
27.02. | 22
27.02. | 23
27.02. | 24
28.02. | 1
28.02. | 2
28.02. | 3
28.02. | 4
28.02. | 5
28.02. | 6
28.02. | 7
28.02. | 8
28.02. | 9
28.02. | 10
28.02. | 11
28.02. | 12
28.02. | 13
28.02. | 14
28.02. | 15
28.02. | 16
28.02. | 17
28.02. | 18
28.02. | 19
28.02. | 20
28.02. | 21
28.02. | 22
28.02. | 23
28.02. | 24
01.03. | 1
01.03. | 2
01.03. | 3
01.03. | 4
01.03. | 5
01.03. | 6
01.03. | 7
01.03. | 8
01.03. | 9
01.03. | 10
01.03. | 11
01.03. | 12
01.03. | 13
01.03. | 14
01.03. | 15
01.03. | 16
01.03. | 17
01.03. | 18
01.03. | 19
01.03. | 20
01.03. | 21
01.03. | 22
01.03. | 23
01.03. | 24
02.03. | 1
02.03. | 2
02.03. | 3
02.03. | 4
02.03. | 5
02.03. | 6
02.03. | 7
02.03. | 8
02.03. | 9
02.03. | 10
02.03. | 11
02.03. | 12
02.03. | 13
02.03. | 14
02.03. | 15
02.03. | 16
02.03. | 17
02.03. | 18
02.03. | 19
02.03. | 20
02.03. | 21
02.03. | 22
02.03. | 23
02.03. | 24
03.03. | 1
03.03. | 2
03.03. | 3
03.03. | 4
03.03. | 5
03.03. | 6
03.03. | 7
03.03. | 8
03.03. | 9
03.03. | 10
03.03. | 11
03.03. | 12
03.03. | 13
03.03. | 14
03.03. | 15
03.03. | 16
03.03. | 17
03.03. | 18
03.03. | 19
03.03. | 20
03.03. | 21
03.03. | 22
03.03. | 23
03.03. | 24
04.03. | 1
04.03. | 2
04.03. | 3
04.03. | 4
04.03. | 5
04.03. | 6
04.03. | 7
04.03. | 8
04.03. | 9
04.03. | 10
04.03. | 11
04.03. | 12
04.03. | 13
04.03. | 14
04.03. | 15
04.03. | 16
04.03. | 17
04.03. | 18
04.03. | 19
04.03. | 20
04.03. | 21
04.03. | 22
04.03. | 23
04.03. | 24
05.03. | 1
05.03. | 2
05.03. | 3
05.03. | 4
05.03. | 5
05.03. | 6
05.03. | 7
05.03. | 8
05.03. | 9
05.03. | 10
05.03. | 11
05.03. | 12
05.03. | 13
05.03. | 14
05.03. | 15
05.03. | 16
05.03. | 17
05.03. | 18
05.03. | 19
05.03. | 20
05.03. | 21
05.03. | 22
05.03. | 23
05.03. | 24
06.03. | 1
06.03. | 2
06.03. | 3
06.03. | 4
06.03. | 5
06.03. | 6
06.03. | 7
06.03. | 8
06.03. | 9
06.03. | 10
06.03. | 11
06.03. | 12
06.03. | 13
06.03. | 14
06.03. | 15
06.03. | 16
06.03. | 17
06.03. | 18
06.03. | 19
06.03. | 20
06.03. | 21
06.03. | 22
06.03. | 23
06.03. | 24
07.03. | 1
07.03. | 2
07.03. | 3
07.03. | 4
07.03. | 5
07.03. | 6
07.03. | 7
07.03. | 8
07.03. | 9
07.03. | 10
07.03. | 11
07.03. | 12
07.03. | 13
07.03. | 14
07.03. | 15
07.03. | 16
07.03. | 17
07.03. | 18
07.03. | 19
07.03. | 20
07.03. | 21
07.03. | 22
07.03. | 23
07.03. | 24
08.03. | 1
08.03. | 2
08.03. | 3
08.03. | 4
08.03. | 5
08.03. | 6
08.03. | 7
08.03. | 8
08.03. | 9
08.03. | 10
08.03. | 11
08.03. | 12
08.03. | 13
08.03. | 14
08.03. | 15
08.03. | 16
08.03. | 17
08.03. | 18
08.03. | 19
08.03. | 20
08.03. | 21
08.03. | 22
08.03. | 23
08.03. | 24
09.03. | 1
09.03. | 2
09.03. | 3
09.03. | 4
09.03. | 5
09.03. | 6
09.03. | 7
09.03. | 8
09.03. | 9
09.03. | 10
09.03. | 11
09.03. | 12
09.03. | 13
09.03. | 14
09.03. | 15
09.03. | 16
09.03. | 17
09.03. | 18
09.03. | 19
09.03. | 20
09.03. | 21
09.03. | 22
09.03. | 23
09.03. | 24
10.03. | 1
10.03. | 2
10.03. | 3
10.03. | 4
10.03. | 5
10.03. | 6
10.03. | 7
10.03. | 8
10.03. | 9
10.03. | 10
10.03. | 11
10.03. | 12
10.03. | 13
10.03. | 14
10.03. | 15
10.03. | 16
10.03. | 17
10.03. | 18
10.03. | 19
10.03. | 20
10.03. | 21
10.03. | 22
10.03. | 23
10.03. | 24
11.03. | 1
11.03. | 2
11.03. | 3
11.03. | 4
11.03. | 5
11.03. | 6
11.03. | 7
11.03. | 8
11.03. | 9
11.03. | 10
11.03. | 11
11.03. | 12
11.03. | 13
11.03. | 14
11.03. | 15
11.03. | 16
11.03. | 17
11.03. | 18
11.03. | 19
11.03. | 20
11.03. | 21
11.03. | 22
11.03. | 23
11.03. | 24
12.03. | 1
12.03. | 2
12.03. | 3
12.03. | 4
12.03. | 5
12.03. | 6
12.03. | 7
12.03. | 8
12.03. | 9
12.03. | 10
12.03. | 11
12.03. | 12
12.03. | 13
12.03. | 14
12.03. | 15
12.03. | 16
12.03. | 17
12.03. | 18
12.03. | 19
12.03. | 20
12.03. | 21
12.03. | 22
12.03. | 23
12.03. | 24
13.03. | 1
13.03. | 2
13.03. | 3
13.03. | 4
13.03. | 5
13.03. | 6
13.03. | 7
13.03. | 8
13.03. | 9
13.03. | 10
13.03. | 11
13.03. | 12
13.03. | 13
13.03. | 14
13.03. | 15
13.03. | 16
13.03. | 17
13.03. | 18
13.03. | 19
13.03. | 20
13.03. | 21
13.03. | 22
13.03. | 23
13.03. | 24
14.03. | 1
14.03. | 2
14.03. | 3
14.03. | 4
14.03. | 5
14.03. | 6
14.03. | 7
14.03. | 8
14.03. | 9
14.03. | 10
14.03. | 11
14.03. | 12
14.03. | 13
14.03. | 14
14.03. | 15
14.03. | 16
14.03. | 17
14.03. | 18
14.03. | 19
14.03. | 20
14.03. | 21
14.03. | 22
14.03. | 23
14.03. | 24
15.03. | 1
15.03. | 2
15.03. | 3
15.03. | 4
15.03. | 5
15.03. | 6
15.03. | 7
15.03. | 8
15.03. | 9
15.03. | 10
15.03. | 11
15.03. | 12
15.03. | 13
15.03. | 14
15.03. | 15
15.03. | 16
15.03. | 17
15.03. | 18
15.03. | 19
15.03. | 20
15.03. | 21
15.03. | 22
15.03. | 23
15.03. | 24
16.03. | 1
16.03. | 2
16.03. | 3
16.03. | 4
16.03. | 5
16.03. | 6
16.03. | 7
16.03. | 8
16.03. | 9
16.03. | 10
16.03. | 11
16.03. | 12
16.03. | 13
16.03. | 14
16.03. | 15
16.03. | 16
16.03. | 17
16.03. | 18
16.03. | 19
16.03. | 20
16.03. | 21
16.03. | 22
16.03. | 23
16.03. | 24
17.03. | 1
17.03. | 2
17.03. | 3
17.03. | 4
17.03. | 5
17.03. | 6
17.03. | 7
17.03. | 8
17.03. | 9
17.03. | 10
17.03. | 11
17.03. | 12
17.03. | 13
17.03. | 14
17.03. | 15
17.03. | 16
17.03. | 17
17.03. | 18
17.03. | 19
17.03. | 20
17.03. | 21
17.03. | 22
17.03. | 23
17.03. | 24
18.03. | 1
18.03. | 2
18.03. | 3
18.03. | 4
18.03. | 5
18.03. | 6
18.03. | 7
18.03. | 8
18.03. | 9
18.03. | 10
18.03. | 11
18.03. | 12
18.03. | 13
18.03. | 14
18.03. | 15
18.03. | 16
18.03. | 17
18.03. | 18
18.03. | 19
18.03. | 20
18.03. | 21
18.03. | 22
18.03. | 23
18.03. | 24
19.03. | 1
19.03. | 2
19.03. | 3
19.03. | 4
19.03. | 5
19.03. | 6
19.03. | 7
19.03. | 8
19.03. | 9
19.03. | 10
19.03. | 11
19.03. | 12
19.03. | 13
19.03. | 14
19.03. | 15
19.03. | 16
19.03. | 17
19.03. | 18
19.03. | 19
19.03. | 20
19.03. | 21
19.03. | 22
19.03. | 23
19.03. | 24
20.03. | 1
20.03. | 2
20.03. | 3
20.03. | 4
20.03. | 5
20.03. | 6
20.03. | 7
20.03. | 8
20.03. | 9
20.03. | 10
20.03. | 11
20.03. | 12
20.03. | 13
20.03. | 14
20.03. | 15
20.03. | 16
20.03. | 17
20.03. | 18
20.03. | 19
20.03. | 20
20.03. | 21
20.03. | 22
20.03. | 23
20.03. | 24
21.03. | 1
21.03. | 2
21.03. | 3
21.03. | 4
21.03. | 5
21.03. | 6
21.03. | 7
21.03. | 8
21.03. | 9
21.03. | 10
21.03. | 11
21.03. | 12
21.03. | 13
21.03. | 14
21.03. | 15
21.03. | 16
21.03. | 17
21.03. | 18
21.03. | 19
21.03. | 20
21.03. | 21
21.03. | 22
21.03. | 23
21.03. | 24
22.03. | 1
22.03. | 2
22.03. | 3
22.03. | 4
22.03. | 5
22.03. | 6
22.03. | 7
22.03. | 8
22.03. | 9
22.03. | 10
22.03. | 11
22.03. | 12
22.03. | 13
22.03. | 14
22.03. | 15
22.03. | 16
22.03. | 17
22.03. | 18
22.03. | 19
22.03. | 20
22.03. | 21
22.03. | 22
22.03. | 23
22.03. | 24
23.03. | 1
23.03. | 2
23.03. | 3
23.03. | 4
23.03. | 5
23.03. | 6
23.03. | 7
23.03. | 8
23.03. | 9
23.03. | 10
23.03. | 11
23.03. | 12
23.03. | 13
23.03. | 14
23.03. | 15
23.03. | 16
23.03. | 17
23.03. | 18
23.03. | 19
23.03. | 20
23.03. | 21
23.03. | 22
23.03. | 23
23.03. | 24
24.03. | 1
24.03. | 2
24.03. | 3
24.03. | 4
24.03. | 5
24.03. | 6
24.03. | 7
24.03. | 8
24.03. | 9
24.03. | 10
24.03. | 11
24.03. | 12
24.03. | 13
24.03. | 14
24.03. | 15
24.03. | 16
24.03. | 17
24.03. | 18
24.03. | 19
24.03. | 20
24.03. | 21
24.03. | 22
24.03. | 23
24.03. | 24
25.03. | 1
25.03. | 2
25.03. | 3
25.03. | 4
25.03. | 5
25.03. | 6
25.03. | 7
25.03. | 8
25.03. | 9
25.03. | 10
25.03. | 11
25.03. | 12
25.03. | 13
25.03. | 14
25.03. | 15
25.03. | 16
25.03. | 17
25.03. | 18
25.03. | 19
25.03. | 20
25.03. | 21
25.03. | 22
25.03. | 23
25.03. | 24
26.03. | 1
26.03. | 2
26.03. | 3
26.03. | 4
26.03. | 5
26.03. | 6
26.03. | 7
26.03. | 8
26.03. | 9
26.03. | 10
26.03. | 11
26.03. | 12
26.03. | 13
26.03. | 14
26.03. | 15
26.03. | 16
26.03. | 17
26.03. | 18
26.03. | 19
26.03. | 20
26.03. | 21
26.03. | 22
26.03. | 23
26.03. | 24
27.03. | 1
27.03. | 2
27.03. | 3
27.03. | 4
27.03. | 5
27.03. | 6
27.03. | 7
27.03. | 8
27.03. | 9
27.03. | 10
27.03. | 11
27.03. | 12
27.03. | 13
27.03. | 14
27.03. | 15
27.03. | 16
27.03. | 17
27.03. | 18
27.03. | 19
27.03. | 20
27.03. | 21
27.03. | 22
27.03. | 23
27.03. | 24
28.03. | 1
28.03. | 2
28.03. | 3
28.03. | 4
28.03. | 5
28.03. | 6
28.03. | 7
28.03. | 8
28.03. | 9
28.03. | 10
28.03. | 11
28.03. | 12
28.03. | 13
28.03. | 14
28.03. | 15
28.03. | 16
28.03. | 17
28.03. | 18
28.03. | 19
28.03. | 20
28.03. | 21
28.03. | 22
28.03. | 23
28.03. | 24
29.03. | 1
29.03. | 2
29.03. | 3
29.03. | 4
29.03. | 5
29.03. | 6
29.03. | 7
29.03. | 8
29.03. | 9
29.03. | 10
29.03. | 11
29.03. | 12
29.03. | 13
29.03. | 14
29.03. | 15
29.03. | 16
29.03. | 17
29.03. | 18
29.03. | 19
29.03. | 20
29.03. | 21
29.03. | 22
29.03. | 23
29.03. | 24
30.03. | 1
30.03. | 2
30.03. | 3
30.03. | 4
30.03. | 5
30.03. | 6
30.03. | 7
30.03. | 8
30.03. | 9
30.03. | 10
30.03. | 11
30.03. | 12
30.03. | 13
30.03. | 14
30.03. | 15
30.03. | 16
30.03. | 17
30.03. | 18
30.03. | 19
30.03. | 20
30.03. | 21
30.03. | 22
30.03. | 23
30.03. | 24
31.03. | 1
31.03. | 2
31.03. | 3
31.03. | 4
31.03. | 5
31.03. | 6
31.03. | 7
31.03. | 8
31.03. | 9
31.03. | 10
31.03. | 11
31.03. | 12
31.03. | 13
31.03. | 14
31.03. | 15
31.03. | 16
31.03. | 17
31.03. | 18
31.03. | 19
31.03. | 20
31.03. | 21
31.03. | 22
31.03. | 23
31.03. | 24
01.04. | 1
01.04. | 2
01.04. | 3
01.04. | 4
01.04. | 5
01.04. | 6
01.04. | 7
01.04. | 8
01.04. | 9
01.04. | 10
01.04. | 11
01.04. | 12
01.04. | 13
01.04. | 14
01.04. | 15
01.04. | 16
01.04. | 17
01.04. | 18
01.04. | 19
01.04. | 20
01.04. | 21
01.04. | 22
01.04. | 23
01.04. | 24
02.04. | 1
02.04. | 2
02.04. | 3
02.04. | 4
02.04. | 5
02.04. | 6
02.04. | 7
02.04. | 8
02.04. | 9
02.04. | 10
02.04. | 11
02.04. | 12
02.04. | 13
02.04. | 14
02.04. | 15
02.04. | 16
02.04. | 17
02.04. | 18
02.04. | 19
02.04. | 20
02.04. | 21
02.04. | 22
02.04. | 23
02.04. | 24
03.04. | 1
03.04. | 2
03.04. | 3
03.04. | 4
03.04. | 5
03.04. | 6
03.04. | 7
03.04. | 8
03.04. | 9
03.04. | 10
03.04. | 11
03.04. | 12
03.04. | 13
03.04. | 14
03.04. | 15
03.04. | 16
03.04. | 17
03.04. | 18
03.04. | 19
03.04. | 20
03.04. | 21
03.04. | 22
03.04. | 23
03.04. | 24
04.04. | 1
04.04. | 2
04.04. | 3
04.04. | 4
04.04. | 5
04.04. | 6
04.04. | 7
04.04. | 8
04.04. | 9
04.04. | 10
04.04. | 11
04.04. | 12
04.04. | 13
04.04. | 14
04.04. | 15
04.04. | 16
04.04. | 17
04.04. | 18
04.04. | 19
04.04. | 20
04.04. | 21
04.04. | 22
04.04. | 23
04.04. | 24
05.04. | 1
05.04. | 2
05.04. | 3
05.04. | 4
05.04. | 5
05.04. | 6
05.04. | 7
05.04. | 8
05.04. | 9
05.04. | 10
05.04. | 11
05.04. | 12
05.04. | 13
05.04. | 14
05.04. | 15
05.04. | 16
05.04. | 17
05.04. | 18
05.04. | 19
05.04. | 20
05.04. | 21
05.04. | 22
05.04. | 23
05.04. | 24
06.04. | 1
06.04. | 2
06.04. | 3
06.04. | 4
06.04. | 5
06.04. | 6
06.04. | 7
06.04. | 8
06.04. | 9
06.04. | 10
06.04. | 11
06.04. | 12
06.04. | 13
06.04. | 14
06.04. | 15
06.04. | 16
06.04. | 17
06.04. | 18
06.04. | 19
06.04. | 20
06.04. | 21
06.04. | 22
06.04. | 23
06.04. | 24
07.04. | 1
07.04. | 2
07.04. | 3
07.04. | 4
07.04. | 5
07.04. | 6
07.04. | 7
07.04. | 8
07.04. | 9
07.04. | 10
07.04. | 11
07.04. | 12
07.04. | 13
07.04. | 14
07.04. | 15
07.04. | 16
07.04. | 17
07.04. | 18
07.04. | 19
07.04. | 20
07.04. | 21
07.04. | 22
07.04. | 23
07.04. | 24
08.04. | 1
08.04. | 2
08.04. | 3
08.04. | 4
08.04. | 5
08.04. | 6
08.04. | 7
08.04. | 8
08.04. | 9
08.04. | 10
08.04. | 11
08.04. | 12
08.04. | 13
08.04. | 14
08.04. | 15
08.04. | 16
08.04. | 17
08.04. | 18
08.04. | 19
08.04. | 20
08.04. | 21
08.04. | 22
08.04. | 23
08.04. | 24
09.04. | 1
09.04. | 2
09.04. | 3
09.04. | 4
09.04. | 5
09.04. | 6
09.04. | 7
09.04. | 8
09.04. | 9
09.04. | 10
09.04. | 11
09.04. | 12
09.04. | 13
09.04. | 14
09.04. | 15
09.04. | 16
09.04. | 17
09.04. | 18
09.04. | 19
09.04. | 20
09.04. | 21
09.04. | 22
09.04. | 23
09.04. | 24
10.04. | 1
10.04. | 2
10.04. | 3
10.04. | 4
10.04. | 5
10.04. | 6
10.04. | 7
10.04. | 8
10.04. | 9
10.04. | 10
10.04. | 11
10.04. | 12
10.04. | 13
10.04. | 14
10.04. | 15
10.04. | 16
10.04. | 17
10.04. | 18
10.04. | 19
10.04. | 20
10.04. | 21
10.04. | 22
10.04. | 23
10.04. | 24
11.04. | 1
11.04. | 2
11.04. | 3
11.04. | 4
11.04. | 5
11.04. | 6
11.04. | 7
11.04. | 8
11.04. | 9
11.04. | 10
11.04. | 11
11.04. | 12
11.04. | 13
11.04. | 14
11.04. | 15
11.04. | 16
11.04. | 17
11.04. | 18
11.04. | 19
11.04. | 20
11.04. | 21
11.04. | 22
11.04. | 23
11.04. | 24
12.04. | 1
12.04. | 2
12.04. | 3
12.04. | 4
12.04. | 5
12.04. | 6
12.04. | 7
12.04. | 8
12.04. | 9
12.04. | 10
12.04. | 11
12.04. | 12
12.04. | 13
12.04. | 14
12.04. | 15
12.04. | 16
12.04. | 17
12.04. | 18
12.04. | 19
12.04. | 20
12.04. | 21
12.04. | 22
12.04. | 23
12.04. | 24
13.04. | 1
13.04. | 2
13.04. | 3
13.04. | 4
13.04. | 5
13.04. | 6
13.04. | 7
13.04. | 8
13.04. | 9
13.04. | 10
13.04. | 11
13.04. | 12
13.04. | 13
13.04. | 14
13.04. | 15
13.04. | 16
13.04. | 17
13.04. | 18
13.04. | 19
13.04. | 20
13.04. | 21
13.04. | 22
13.04. | 23
13.04. | 24
14.04. | 1
14.04. | 2
14.04. | 3
14.04. | 4
14.04. | 5
14.04. | 6
14.04. | 7
14.04. | 8
14.04. | 9
14.04. | 10
14.04. | 11
14.04. | 12
14.04. | 13
14.04. | 14
14.04. | 15
14.04. | 16
14.04. | 17
14.04. | 18
14.04. | 19
14.04. | 20
14.04. | 21
14.04. | 22
14.04. | 23
14.04. | 24
15.04. | 1
15.04. | 2
15.04. | 3
15.04. | 4
15.04. | 5
15.04. | 6
15.04. | 7
15.04. | 8
15.04. | 9
15.04. | 10
15.04. | 11
15.04. | 12
15.04. | 13
15.04. | 14
15.04. | 15
15.04. | 16
15.04. | 17
15.04. | 18
15.04. | 19
15.04. | 20
15.04. | 21
15.04. | 22
15.04. | 23
15.04. | 24
16.04. | 1
16.04. | 2
16.04. | 3
16.04. | 4
16.04. | 5
16.04. | 6
16.04. | 7
16.04. | 8
16.04. | 9
16.04. | 10
16.04. | 11
16.04. | 12
16.04. | 13
16.04. | 14
16.04. | 15
16.04. | 16
16.04. | 17
16.04. | 18
16.04. | 19
16.04. | 20
16.04. | 21
16.04. | 22
16.04. | 23
16.04. | 24
17.04. | 1
17.04. | 2
17.04. | 3
17.04. | 4
17.04. | 5
17.04. | 6
17.04. | 7
17.04. | 8
17.04. | 9
17.04. | 10
17.04. | 11
17.04. | 12
17.04. | 13
17.04. | 14
17.04. | 15
17.04. | 16
17.04. | 17
17.04. | 18
17.04. | 19
17.04. | 20
17.04. | 21
17.04. | 22
17.04. | 23
17.04. | 24
18.04. | 1
18.04. | 2
18.04. | 3
18.04. | 4
18.04. | 5
18.04. | 6
18.04. | 7
18.04. | 8
18.04. | 9
18.04. | 10
18.04. | 11
18.04. | 12
18.04. | 13
18.04. | 14
18.04. | 15
18.04. | 16
18.04. | 17
18.04. | 18
18.04. | 19
18.04. | 20
18.04. | 21
18.04. | 22
18.04. | 23
18.04. | 24
19.04. | 1
19.04. | 2
19.04. | 3
19.04. | 4
19.04. | 5
19.04. | 6
19.04. | 7
19.04. | 8
19.04. | 9
19.04. | 10
19.04. | 11
19.04. | 12
19.04. | 13
19.04. | 14
19.04. | 15
19.04. | 16
19.04. | 17
19.04. | 18
19.04. | 19
19.04. | 20
19.04. | 21
19.04. | 22
19.04. | 23
19.04. | 24
20.04. | 1
20.04. | 2
20.04. | 3
20.04. | 4
20.04. | 5
20.04. | 6
20.04. | 7
20.04. | 8
20.04. | 9
20.04. | 10
20.04. | 11
20.04. | 12
20.04. | 13
20.04. | 14
20.04. | 15
20.04. | 16
20.04. | 17
20.04. | 18
20.04. | 19
20.04. | 20
20.04. | 21
20.04. | 22
20.04. | 23
20.04. | 24
21.04. | 1
21.04. | 2
21.04. | 3
21.04. | 4
21.04. | 5
21.04. | 6
21.04. | 7
21.04. | 8
21.04. | 9
21.04. | 10
21.04. | 11
21.04. | 12
21.04. | 13
21.04. | 14
21.04. | 15
21.04. | 16
21.04. | 17
21.04. | 18
21.04. | 19
21.04. | 20
21.04. | 21
21.04. | 22
21.04. | 23
21.04. | 24
22.04. | 1
22.04. | 2
22.04. | 3
22.04. | 4
22.04. | 5
22.04. | 6
22.04. | 7
22.04. | 8
22.04. | 9
22.04. | 10
22.04. | 11
22.04. | 12
22.04. | 13
22.04. | 14
22.04. | 15
22.04. | 16
22.04. | 17
22.04. | 18
22.04. | 19
22.04. | 20
22.04. | 21
22.04. | 22
22.04. | 23
22.04. | 24
23.04. | 1
23.04. | 2
23.04. | 3
23.04. | 4
23.04. | 5
23.04. | 6
23.04. | 7
23.04. | 8
23.04. | 9
23.04. | 10
23.04. | 11
23.04. | 12
23.04. | 13
23.04. | 14
23.04. | 15
23.04. | 16
23.04. | 17
23.04. | 18
23.04. | 19
23.04. | 20
23.04. | 21
23.04. | 22
23.04. | 23
23.04. | 24
24.04. | 1
24.04. | 2
24.04. | 3
24.04. | 4
24.04. | 5
24.04. | 6
24.04. | 7
24.04. | 8
24.04. | 9
24.04. | 10
24.04. | 11
24.04. | 12
24.04. | 13
24.04. | 14
24.04. | 15
24.04. | 16
24.04. | 17
24.04. | 18
24.04. | 19
24.04. | 20
24.04. | 21
24.04. | 22
24.04. | 23
24.04. | 24
25.04. | 1
25.04. | 2
25.04. | 3
25.04. | 4
25.04. | 5
25.04. | 6
25.04. | 7
25.04. | 8
25.04. | 9
25.04. | 10
25.04. | 11
25.04. | 12
25.04. | 13
25.04. | 14
25.04. | 15
25.04. | 16
25.04. | 17
25.04. | 18
25.04. | 19
25.04. | 20
25.04. | 21
25.04. | 22
25.04. | 23
25.04. | 24
26.04. | 1
26.04. | 2
26.04. | 3
26.04. | 4
26.04. | 5
26.04. | 6
26.04. | 7
26.04. | 8
26.04. | 9
26.04. | 10
26.04. | 11
26.04. | 12
26.04. | 13
26.04. | 14
26.04. | 15
26.04. | 16
26.04. | 17
26.04. | 18
26.04. | 19
26.04. | 20
26.04. | 21
26.04. | 22
26.04. | 23
26.04. | 24
27.04. | 1
27.04. | 2
27.04. | 3
27.04. | 4
27.04. | 5
27.04. | 6
27.04. | 7
27.04. | 8
27.04. | 9
27.04. | 10
27.04. | 11
27.04. | 12
27.04. | 13
27.04. | 14
27.04. | 15
27.04. | 16
27.04. | 17
27.04. | 18
27.04. | 19
27.04. | 20
27.04. | 21
27.04. | 22
27.04. | 23
27.04. | 24
28.04. | 1
28.04. | 2
28.04. | 3
28.04. | 4
28.04. | 5
28.04. | 6
28.04. | 7
28.04. | 8
28.04. | 9
28.04. | 10
28.04. | 11
28.04. | 12
28.04. | 13
28.04. | 14
28.04. | 15
28.04. | 16
28.04. | 17
28.04. | 18
28.04. | 19
28.04. | 20
28.04. | 21
28.04. | 22
28.04. | 23
28.04. | 24
29.04. | 1
29.04. | 2
29.04. | 3
29.04. | 4
29.04. | 5
29.04. | 6
29.04. | 7
29.04. | 8
29.04. | 9
29.04. | 10
29.04. | 11
29.04. | 12
29.04. | 13
29.04. | 14
29.04. | 15
29.04. | 16
29.04. | 17
29.04. | 18
29.04. | 19
29.04. | 20
29.04. | 21
29.04. | 22
29.04. | 23
29.04. | 24
30.04. | 1
30.04. | 2
30.04. | 3
30.04. | 4
30.04. | 5
30.04. | 6
30.04. | 7
30.04. | 8
30.04. | 9
30.04. | 10
30.04. | 11
30.04. | 12
30.04. | 13
30.04. | 14
30.04. | 15
30.04. | 16
30.04. | 17
30.04. | 18
30.04. | 19
30.04. | 20
30.04. | 21
30.04. | 22
30.04. | 23
30.04. | 24
01.05. | 1
01.05. | 2
01.05. | 3
01.05. | 4
01.05. | 5
01.05. | 6
01.05. | 7
01.05. | 8
01.05. | 9
01.05. | 10
01.05. | 11
01.05. | 12
01.05. | 13
01.05. | 14
01.05. | 15
01.05. | 16
01.05. | 17
01.05. | 18
01.05. | 19
01.05. | 20
01.05. | 21
01.05. | 22
01.05. | 23
01.05. | 24
02.05. | 1
02.05. | 2
02.05. | 3
02.05. | 4
02.05. | 5
02.05. | 6
02.05. | 7
02.05. | 8
02.05. | 9
02.05. | 10
02.05. | 11
02.05. | 12
02.05. | 13
02.05. | 14
02.05. | 15
02.05. | 16
02.05. | 17
02.05. | 18
02.05. | 19
02.05. | 20
02.05. | 21
02.05. | 22
02.05. | 23
02.05. | 24
03.05. | 1
03.05. | 2
03.05. | 3
03.05. | 4
03.05. | 5
03.05. | 6
03.05. | 7
03.05. | 8
03.05. | 9
03.05. | 10
03.05. | 11
03.05. | 12
03.05. | 13
03.05. | 14
03.05. | 15
03.05. | 16
03.05. | 17
03.05. | 18
03.05. | 19
03.05. | 20
03.05. | 21
03.05. | 22
03.05. | 23
03.05. | 24
04.05. | 1
04.05. | 2
04.05. | 3
04.05. | 4
04.05. | 5
04.05. | 6
04.05. | 7
04.05. | 8
04.05. | 9
04.05. | 10
04.05. | 11
04.05. | 12
04.05. | 13
04.05. | 14
04.05. | 15
04.05. | 16
04.05. | 17
04.05. | 18
04.05. | 19
04.05. | 20
04.05. | 21
04.05. | 22
04.05. | 23
04.05. | 24
05.05. | 1
05.05. | 2
05.05. | 3
05.05. | 4
05.05. | 5
05.05. | 6
05.05. | 7
05.05. | 8
05.05. | 9
05.05. | 10
05.05. | 11
05.05. | 12
05.05. | 13
05.05. | 14
05.05. | 15
05.05. | 16
05.05. | 17
05.05. | 18
05.05. | 19
05.05. | 20
05.05. | 21
05.05. | 22
05.05. | 23
05.05. | 24
06.05. | 1
06.05. | 2
06.05. | 3
06.05. | 4
06.05. | 5
06.05. | 6
06.05. | 7
06.05. | 8
06.05. | 9
06.05. | 10
06.05. | 11
06.05. | 12
06.05. | 13
06.05. | 14
06.05. | 15
06.05. | 16
06.05. | 17
06.05. | 18
06.05. | 19
06.05. | 20
06.05. | 21
06.05. | 22
06.05. | 23
06.05. | 24
07.05. | 1
07.05. | 2
07.05. | 3
07.05. | 4
07.05. | 5
07.05. | 6
07.05. | 7
07.05. | 8
07.05. | 9
07.05. | 10
07.05. | 11
07.05. | 12
07.05. | 13
07.05. | 14
07.05. | 15
07.05. | 16
07.05. | 17
07.05. | 18
07.05. | 19
07.05. | 20
07.05. | 21
07.05. | 22
07.05. | 23
07.05. | 24
08.05. | 1
08.05. | 2
08.05. | 3
08.05. | 4
08.05. | 5
08.05. | 6
08.05. | 7
08.05. | 8
08.05. | 9
08.05. | 10
08.05. | 11
08.05. | 12
08.05. | 13
08.05. | 14
08.05. | 15
08.05. | 16
08.05. | 17
08.05. | 18
08.05. | 19
08.05. | 20
08.05. | 21
08.05. | 22
08.05. | 23
08.05. | 24
09.05. | 1
09.05. | 2
09.05. | 3
09.05. | 4
09.05. | 5
09.05. | 6
09.05. | 7
09.05. | 8
09.05. | 9
09.05. | 10
09.05. | 11
09.05. | 12
09.05. | 13
09.05. | 14
09.05. | 15
09.05. | 16
09.05. | 17
09.05. | 18
09.05. | 19
09.05. | 20
09.05. | 21
09.05. | 22
09.05. | 23
09.05. | 24
10.05. | 1
10.05. | 2
10.05. | 3
10.05. | 4
10.05. | 5
10.05. | 6
10.05. | 7
10.05. | 8
10.05. | 9
10.05. | 10
10.05. | 11
10.05. | 12
10.05. | 13
10.05. | 14
10.05. | 15
10.05. | 16
10.05. | 17
10.05. | 18
10.05. | 19
10.05. | 20
10.05. | 21
10.05. | 22
10.05. | 23
10.05. | 24
11.05. | 1
11.05. | 2
11.05. | 3
11.05. | 4
11.05. | 5
11.05. | 6
11.05. | 7
11.05. | 8
11.05. | 9
11.05. | 10
11.05. | 11
11.05. | 12
11.05. | 13
11.05. | 14
11.05. | 15
11.05. | 16
11.05. | 17
11.05. | 18
11.05. | 19
11.05. | 20
11.05. | 21
11.05. | 22
11.05. | 23
11.05. | 24
12.05. | 1
12.05. | 2
12.05. | 3
12.05. | 4
12.05. | 5
12.05. | 6
12.05. | 7
12.05. | 8
12.05. | 9
12.05. | 10
12.05. | 11
12.05. | 12
12.05. | 13
12.05. | 14
12.05. | 15
12.05. | 16
12.05. | 17
12.05. | 18
12.05. | 19
12.05. | 20
12.05. | 21
12.05. | 22
12.05. | 23
12.05. | 24
13.05. | 1
13.05. | 2
13.05. | 3
13.05. | 4
13.05. | 5
13.05. | 6
13.05. | 7
13.05. | 8
13.05. | 9
13.05. | 10
13.05. | 11
13.05. | 12
13.05. | 13
13.05. | 14
13.05. | 15
13.05. | 16
13.05. | 17
13.05. | 18
13.05. | 19
13.05. | 20
13.05. | 21
13.05. | 22
13.05. | 23
13.05. | 24
14.05. | 1
14.05. | 2
14.05. | 3
14.05. | 4
14.05. | 5
14.05. | 6
14.05. | 7
14.05. | 8
14.05. | 9
14.05. | 10
14.05. | 11
14.05. | 12
14.05. | 13
14.05. | 14
14.05. | 15
14.05. | 16
14.05. | 17
14.05. | 18
14.05. | 19
14.05. | 20
14.05. | 21
14.05. | 22
14.05. | 23
14.05. | 24
15.05. | 1
15.05. | 2
15.05. | 3
15.05. | 4
15.05. | 5
15.05. | 6
15.05. | 7
15.05. | 8
15.05. | 9
15.05. | 10
15.05. | 11
15.05. | 12
15.05. | 13
15.05. | 14
15.05. | 15
15.05. | 16
15.05. | 17
15.05. | 18
15.05. | 19
15.05. | 20
15.05. | 21
15.05. | 22
15.05. | 23
15.05. | 24
16.05. | 1
16.05. | 2
16.05. | 3
16.05. | 4
16.05. | 5
16.05. | 6
16.05. | 7
16.05. | 8
16.05. | 9
16.05. | 10
16.05. | 11
16.05. | 12
16.05. | 13
16.05. | 14
16.05. | 15
16.05. | 16
16.05. | 17
16.05. | 18
16.05. | 19
16.05. | 20
16.05. | 21
16.05. | 22
16.05. | 23
16.05. | 24
17.05. | 1
17.05. | 2
17.05. | 3
17.05. | 4
17.05. | 5
17.05. | 6
17.05. | 7
17.05. | 8
17.05. | 9
17.05. | 10
17.05. | 11
17.05. | 12
17.05. | 13
17.05. | 14
17.05. | 15
17.05. | 16
17.05. | 17
17.05. | 18
17.05. | 19
17.05. | 20
17.05. | 21
17.05. | 22
17.05. | 23
17.05. | 24
18.05. | 1
18.05. | 2
18.05. | 3
18.05. | 4
18.05. | 5
18.05. | 6
18.05. | 7
18.05. | 8
18.05. | 9
18.05. | 10
18.05. | 11
18.05. | 12
18.05. | 13
18.05. | 14
18.05. | 15
18.05. | 16
18.05. | 17
18.05. | 18
18.05. | 19
18.05. | 20
18.05. | 21
18.05. | 22
18.05. | 23
18.05. | 24
19.05. | 1
19.05. | 2
19.05. | 3
19.05. | 4
19.05. | 5
19.05. | 6
19.05. | 7
19.05. | 8
19.05. | 9
19.05. | 10
19.05. | 11
19.05. | 12
19.05. | 13
19.05. | 14
19.05. | 15
19.05. | 16
19.05. | 17
19.05. | 18
19.05. | 19
19.05. | 20
19.05. | 21
19.05. | 22
19.05. | 23
19.05. | 24
20.05. | 1
20.05. | 2
20.05. | 3
20.05. | 4
20.05. | 5
20.05. | 6
20.05. | 7
20.05. | 8
20.05. | 9
20.05. | 10
20.05. | 11
20.05. | 12
20.05. | 13
20.05. | 14
20.05. | 15
20.05. | 16
20.05. | 17
20.05. | 18
20.05. | 19
20.05. | 20
20.05. | 21
20.05. | 22
20.05. | 23
20.05. | 24
21.05. | 1
21.05. | 2
21.05. | 3
21.05. | 4
21.05. | 5
21.05. | 6
21.05. | 7
21.05. | 8
21.05. | 9
21.05. | 10
21.05. | 11
21.05. | 12
21.05. | 13
21.05. | 14
21.05. | 15
21.05. | 16
21.05. | 17
21.05. | 18
21.05. | 19
21.05. | 20
21.05. | 21
21.05. | 22
21.05. | 23
21.05. | 24
22.05. | 1
22.05. | 2
22.05. | 3
22.05. | 4
22.05. | 5
22.05. | 6
22.05. | 7
22.05. | 8
22.05. | 9
22.05. | 10
22.05. | 11
22.05. | 12
22.05. | 13
22.05. | 14
22.05. | 15
22.05. | 16
22.05. | 17
22.05. | 18
22.05. | 19
22.05. | 20
22.05. | 21
22.05. | 22
22.05. | 23
22.05. | 24
23.05. | 1
23.05. | 2
23.05. | 3
23.05. | 4
23.05. | 5
23.05. | 6
23.05. | 7
23.05. | 8
23.05. | 9
23.05. | 10
23.05. | 11
23.05. | 12
23.05. | 13
23.05. | 14
23.05. | 15
23.05. | 16
23.05. | 17
23.05. | 18
23.05. | 19
23.05. | 20
23.05. | 21
23.05. | 22
23.05. | 23
23.05. | 24
24.05. | 1
24.05. | 2
24.05. | 3
24.05. | 4
24.05. | 5
24.05. | 6
24.05. | 7
24.05. | 8
24.05. | 9
24.05. | 10
24.05. | 11
24.05. | 12
24.05. | 13
24.05. | 14
24.05. | 15
24.05. | 16
24.05. | 17
24.05. | 18
24.05. | 19
24.05. | 20
24.05. | 21
24.05. | 22
24.05. | 23
24.05. | 24
25.05. | 1
25.05. | 2
25.05. | 3
25.05. | 4
25.05. | 5
25.05. | 6
25.05. | 7
25.05. | 8
25.05. | 9
25.05. | 10
25.05. | 11
25.05. | 12
25.05. | 13
25.05. | 14
25.05. | 15
25.05. | 16
25.05. | 17
25.05. | 18
25.05. | 19
25.05. | 20
25.05. | 21
25.05. | 22
25.05. | 23
25.05. | 24
26.05. | 1
26.05. | 2
26.05. | 3
26.05. | 4
26.05. | 5
26.05. | 6
26.05. | 7
26.05. | 8
26.05. | 9
26.05. | 10
26.05. | 11
26.05. | 12
26.05. | 13
26.05. | 14
26.05. | 15
26.05. | 16
26.05. | 17
26.05. | 18
26.05. | 19
26.05. | 20
26.05. | 21
26.05. | 22
26.05. | 23
26.05. | 24
27.05. | 1
27.05. | 2
27.05. | 3
27.05. | 4
27.05. | 5
27.05. | 6
27.05. | 7
27.05. | 8
27.05. | 9
27.05. | 10
27.05. | 11
27.05. | 12
27.05. | 13
27.05. | 14
27.05. | 15
27.05. | 16
27.05. | 17
27.05. | 18
27.05. | 19
27.05. | 20
27.05. | 21
27.05. | 22
27.05. | 23
27.05. | 24
28.05. | 1
28.05. | 2
28.05. | 3
28.05. | 4
28.05. | 5
28.05. | 6
28.05. | 7
28.05. | 8
28.05. | 9
28.05. | 10
28.05. | 11
28.05. | 12
28.05. | 13
28.05. | 14
28.05. | 15
28.05. | 16
28.05. | 17
28.05. | 18
28.05. | 19
28.05. | 20
28.05. | 21
28.05. | 22
28.05. | 23
28.05. | 24
29.05. | 1
29.05. | 2
29.05. | 3
29.05. | 4
29.05. | 5
29.05. | 6
29.05. | 7
29.05. | 8
29.05. | 9
29.05. | 10
29.05. | 11
29.05. | 12
29.05. | 13
29.05. | 14
29.05. | 15
29.05. | 16
29.05. | 17
29.05. | 18
29.05. | 19
29.05. | 20
29.05. | 21
29.05. | 22
29.05. | 23
29.05. | 24
30.05. | 1
30.05. | 2
30.05. | 3
30.05. | 4
30.05. | 5
30.05. | 6
30.05. | 7
30.05. | 8
30.05. | 9
30.05. | 10
30.05. | 11
30.05. | 12
30.05. | 13
30.05. | 14
30.05. | 15
30.05. | 16
30.05. | 17
30.05. | 18
30.05. | 19
30.05. | 20
30.05. | 21
30.05. | 22
30.05. | 23
30.05. | 24
31.05. | 1
31.05. | 2
31.05. | 3
31.05. | 4
31.05. | 5
31.05. | 6
31.05. | 7
31.05. | 8
31.05. | 9
31.05. | 10
31.05. | 11
31.05. | 12
31.05. | 13
31.05. | 14
31.05. | 15
31.05. | 16
31.05. | 17
31.05. | 18
31.05. | 19
31.05. | 20
31.05. | 21
31.05. | 22
31.05. | 23
31.05. | 24
01.06. | 1
01.06. | 2
01.06. | 3
01.06. | 4
01.06. | 5
01.06. | 6
01.06. | 7
01.06. | 8
01.06. | 9
01.06. | 10
01.06. | 11
01.06. | 12
01.06. | 13
01.06. | 14
01.06. | 15
01.06. | 16
01.06. | 17
01.06. | 18
01.06. | 19
01.06. | 20
01.06. | 21
01.06. | 22
01.06. | 23
01.06. | 24
02.06. | 1
02.06. | 2
02.06. | 3
02.06. | 4
02.06. | 5
02.06. | 6
02.06. | 7
02.06. | 8
02.06. | 9
02.06. | 10
02.06. | 11
02.06. | 12
02.06. | 13
02.06. | 14
02.06. | 15
02.06. | 16
02.06. | 17
02.06. | 18
02.06. | 19
02.06. | 20
02.06. | 21
02.06. | 22
02.06. | 23
02.06. | 24
03.06. | 1
03.06. | 2
03.06. | 3
03.06. | 4
03.06. | 5
03.06. | 6
03.06. | 7
03.06. | 8
03.06. | 9
03.06. | 10
03.06. | 11
03.06. | 12
03.06. | 13
03.06. | 14
03.06. | 15
03.06. | 16
03.06. | 17
03.06. | 18
03.06. | 19
03.06. | 20
03.06. | 21
03.06. | 22
03.06. | 23
03.06. | 24
04.06. | 1
04.06. | 2
04.06. | 3
04.06. | 4
04.06. | 5
04.06. | 6
04.06. | 7
04.06. | 8
04.06. | 9
04.06. | 10
04.06. | 11
04.06. | 12
04.06. | 13
04.06. | 14
04.06. | 15
04.06. | 16
04.06. | 17
04.06. | 18
04.06. | 19
04.06. | 20
04.06. | 21
04.06. | 22
04.06. | 23
04.06. | 24
05.06. | 1
05.06. | 2
05.06. | 3
05.06. | 4
05.06. | 5
05.06. | 6
05.06. | 7
05.06. | 8
05.06. | 9
05.06. | 10
05.06. | 11
05.06. | 12
05.06. | 13
05.06. | 14
05.06. | 15
05.06. | 16
05.06. | 17
05.06. | 18
05.06. | 19
05.06. | 20
05.06. | 21
05.06. | 22
05.06. | 23
05.06. | 24
06.06. | 1
06.06. | 2
06.06. | 3
06.06. | 4
06.06. | 5
06.06. | 6
06.06. | 7
06.06. | 8
06.06. | 9
06.06. | 10
06.06. | 11
06.06. | 12
06.06. | 13
06.06. | 14
06.06. | 15
06.06. | 16
06.06. | 17
06.06. | 18
06.06. | 19
06.06. | 20
06.06. | 21
06.06. | 22
06.06. | 23
06.06. | 24
07.06. | 1
07.06. | 2
07.06. | 3
07.06. | 4
07.06. | 5
07.06. | 6
07.06. | 7
07.06. | 8
07.06. | 9
07.06. | 10
07.06. | 11
07.06. | 12
07.06. | 13
07.06. | 14
07.06. | 15
07.06. | 16
07.06. | 17
07.06. | 18
07.06. | 19
07.06. | 20
07.06. | 21
07.06. | 22
07.06. | 23
07.06. | 24
08.06. | 1
08.06. | 2
08.06. | 3
08.06. | 4
08.06. | 5
08.06. | 6
08.06. | 7
08.06. | 8
08.06. | 9
08.06. | 10
08.06. | 11
08.06. | 12
08.06. | 13
08.06. | 14
08.06. | 15
08.06. | 16
08.06. | 17
08.06. | 18
08.06. | 19
08.06. | 20
08.06. | 21
08.06. | 22
08.06. | 23
08.06. | 24
09.06. | 1
09.06. | 2
09.06. | 3
09.06. | 4
09.06. | 5
09.06. | 6
09.06. | 7
09.06. | 8
09.06. | 9
09.06. | 10
09.06. | 11
09.06. | 12
09.06. | 13
09.06. | 14
09.06. | 15
09.06. | 16
09.06. | 17
09.06. | 18
09.06. | 19
09.06. | 20
09.06. | 21
09.06. | 22
09.06. | 23
09.06. | 24
10.06. | 1
10.06. | 2
10.06. | 3
10.06. | 4
10.06. | 5
10.06. | 6
10.06. | 7
10.06. | 8
10.06. | 9
10.06. | 10
10.06. | 11
10.06. | 12
10.06. | 13
10.06. | 14
10.06. | 15
10.06. | 16
10.06. | 17
10.06. | 18
10.06. | 19
10.06. | 20
10.06. | 21
10.06. | 22
10.06. | 23
10.06. | 24
11.06. | 1
11.06. | 2
11.06. | 3
11.06. | 4
11.06. | 5
11.06. | 6
11.06. | 7
11.06. | 8
11.06. | 9
11.06. | 10
11.06. | 11
11.06. | 12
11.06. | 13
11.06. | 14
11.06. | 15
11.06. | 16
11.06. | 17
11.06. | 18
11.06. | 19
11.06. | 20
11.06. | 21
11.06. | 22
11.06. | 23
11.06. | 24
12.06. | 1
12.06. | 2
12.06. | 3
12.06. | 4
12.06. | 5
12.06. | 6
12.06. | 7
12.06. | 8
12.06. | 9
12.06. | 10
12.06. | 11
12.06. | 12
12.06. | 13
12.06. | 14
12.06. | 15
12.06. | 16
12.06. | 17
12.06. | 18
12.06. | 19
12.06. | 20
12.06. | 21
12.06. | 22
12.06. | 23
12.06. | 24
13.06. | 1
13.06. | 2
13.06. | 3
13.06. | 4
13.06. | 5
13.06. | 6
13.06. | 7
13.06. | 8
13.06. | 9
13.06. | 10
13.06. | 11
13.06. | 12
13.06. | 13
13.06. | 14
13.06. | 15
13.06. | 16
13.06. | 17
13.06. | 18
13.06. | 19
13.06. | 20
13.06. | 21
13.06. | 22
13.06. | 23
13.06. | 24
14.06. | 1
14.06. | 2
14.06. | 3
14.06. | 4
14.06. | 5
14.06. | 6
14.06. | 7
14.06. | 8
14.06. | 9
14.06. | 10
14.06. | 11
14.06. | 12
14.06. | 13
14.06. | 14
14.06. | 15
14.06. | 16
14.06. | 17
14.06. | 18
14.06. | 19
14.06. | 20
14.06. | 21
14.06. | 22
14.06. | 23
14.06. | 24
15.06. | 1
15.06. | 2
15.06. | 3
15.06. | 4
15.06. | 5
15.06. | 6
15.06. | 7
15.06. | 8
15.06. | 9
15.06. | 10
15.06. | 11
15.06. | 12
15.06. | 13
15.06. | 14
15.06. | 15
15.06. | 16
15.06. | 17
15.06. | 18
15.06. | 19
15.06. | 20
15.06. | 21
15.06. | 22
15.06. | 23
15.06. | 24
16.06. | 1
16.06. | 2
16.06. | 3
16.06. | 4
16.06. | 5
16.06. | 6
16.06. | 7
16.06. | 8
16.06. | 9
16.06. | 10
16.06. | 11
16.06. | 12
16.06. | 13
16.06. | 14
16.06. | 15
16.06. | 16
16.06. | 17
16.06. | 18
16.06. | 19
16.06. | 20
16.06. | 21
16.06. | 22
16.06. | 23
16.06. | 24
17.06. | 1
17.06. | 2
17.06. | 3
17.06. | 4
17.06. | 5
17.06. | 6
17.06. | 7
17.06. | 8
17.06. | 9
17.06. | 10
17.06. | 11
17.06. | 12
17.06. | 13
17.06. | 14
17.06. | 15
17.06. | 16
17.06. | 17
17.06. | 18
17.06. | 19
17.06. | 20
17.06. | 21
17.06. | 22
17.06. | 23
17.06. | 24
18.06. | 1
18.06. | 2
18.06. | 3
18.06. | 4
18.06. | 5
18.06. | 6
18.06. | 7
18.06. | 8
18.06. | 9
18.06. | 10
18.06. | 11
18.06. | 12
18.06. | 13
18.06. | 14
18.06. | 15
18.06. | 16
18.06. | 17
18.06. | 18
18.06. | 19
18.06. | 20
18.06. | 21
18.06. | 22
18.06. | 23
18.06. | 24
19.06. | 1
19.06. | 2
19.06. | 3
19.06. | 4
19.06. | 5
19.06. | 6
19.06. | 7
19.06. | 8
19.06. | 9
19.06. | 10
19.06. | 11
19.06. | 12
19.06. | 13
19.06. | 14
19.06. | 15
19.06. | 16
19.06. | 17
19.06. | 18
19.06. | 19
19.06. | 20
19.06. | 21
19.06. | 22
19.06. | 23
19.06. | 24
20.06. | 1
20.06. | 2
20.06. | 3
20.06. | 4
20.06. | 5
20.06. | 6
20.06. | 7
20.06. | 8
20.06. | 9
20.06. | 10
20.06. | 11
20.06. | 12
20.06. | 13
20.06. | 14
20.06. | 15
20.06. | 16
20.06. | 17
20.06. | 18
20.06. | 19
20.06. | 20
20.06. | 21
20.06. | 22
20.06. | 23
20.06. | 24
21.06. | 1
21.06. | 2
21.06. | 3
21.06. | 4
21.06. | 5
21.06. | 6
21.06. | 7
21.06. | 8
21.06. | 9
21.06. | 10
21.06. | 11
21.06. | 12
21.06. | 13
21.06. | 14
21.06. | 15
21.06. | 16
21.06. | 17
21.06. | 18
21.06. | 19
21.06. | 20
21.06. | 21
21.06. | 22
21.06. | 23
21.06. | 24
22.06. | 1
22.06. | 2
22.06. | 3
22.06. | 4
22.06. | 5
22.06. | 6
22.06. | 7
22.06. | 8
22.06. | 9
22.06. | 10
22.06. | 11
22.06. | 12
22.06. | 13
22.06. | 14
22.06. | 15
22.06. | 16
22.06. | 17
22.06. | 18
22.06. | 19
22.06. | 20
22.06. | 21
22.06. | 22
22.06. | 23
22.06. | 24
23.06. | 1
23.06. | 2
23.06. | 3
23.06. | 4
23.06. | 5
23.06. | 6
23.06. | 7
23.06. | 8
23.06. | 9
23.06. | 10
23.06. | 11
23.06. | 12
23.06. | 13
23.06. | 14
23.06. | 15
23.06. | 16
23.06. | 17
23.06. | 18
23.06. | 19
23.06. | 20
23.06. | 21
23.06. | 22
23.06. | 23
23.06. | 24
24.06. | 1
24.06. | 2
24.06. | 3
24.06. | 4
24.06. | 5
24.06. | 6
24.06. | 7
24.06. | 8
24.06. | 9
24.06. | 10
24.06. | 11
24.06. | 12
24.06. | 13
24.06. | 14
24.06. | 15
24.06. | 16
24.06. | 17
24.06. | 18
24.06. | 19
24.06. | 20
24.06. | 21
24.06. | 22
24.06. | 23
24.06. | 24
25.06. | 1
25.06. | 2
25.06. | 3
25.06. | 4
25.06. | 5
25.06. | 6
25.06. | 7
25.06. | 8
25.06. | 9
25.06. | 10
25.06. | 11
25.06. | 12
25.06. | 13
25.06. | 14
25.06. | 15
25.06. | 16
25.06. | 17
25.06. | 18
25.06. | 19
25.06. | 20
25.06. | 21
25.06. | 22
25.06. | 23
25.06. | 24
26.06. | 1
26.06. | 2
26.06. | 3
26.06. | 4
26.06. | 5
26.06. | 6
26.06. | 7
26.06. | 8
26.06. | 9
26.06. | 10
26.06. | 11
26.06. | 12
26.06. | 13
26.06. | 14
26.06. | 15
26.06. | 16
26.06. | 17
26.06. | 18
26.06. | 19
26.06. | 20
26.06. | 21
26.06. | 22
26.06. | 23
26.06. | 24
27.06. | 1
27.06. | 2
27.06. | 3
27.06. | 4
27.06. | 5
27.06. | 6
27.06. | 7
27.06. | 8
27.06. | 9
27.06. | 10
27.06. | 11
27.06. | 12
27.06. | 13
27.06. | 14
27.06. | 15
27.06. | 16
27.06. | 17
27.06. | 18
27.06. | 19
27.06. | 20
27.06. | 21
27.06. | 22
27.06. | 23
27.06. | 24
28.06. | 1
28.06. | 2
28.06. | 3
28.06. | 4
28.06. | 5
28.06. | 6
28.06. | 7
28.06. | 8
28.06. | 9
28.06. | 10
28.06. | 11
28.06. | 12
28.06. | 13
28.06. | 14
28.06. | 15
28.06. | 16
28.06. | 17
28.06. | 18
28.06. | 19
28.06. | 20
28.06. | 21
28.06. | 22
28.06. | 23
28.06. | 24
29.06. | 1
29.06. | 2
29.06. | 3
29.06. | 4
29.06. | 5
29.06. | 6
29.06. | 7
29.06. | 8
29.06. | 9
29.06. | 10
29.06. | 11
29.06. | 12
29.06. | 13
29.06. | 14
29.06. | 15
29.06. | 16
29.06. | 17
29.06. | 18
29.06. | 19
29.06. | 20
29.06. | 21
29.06. | 22
29.06. | 23
29.06. | 24
30.06. | 1
30.06. | 2
30.06. | 3
30.06. | 4
30.06. | 5
30.06. | 6
30.06. | 7
30.06. | 8
30.06. | 9
30.06. | 10
30.06. | 11
30.06. | 12
30.06. | 13
30.06. | 14
30.06. | 15
30.06. | 16
30.06. | 17
30.06. | 18
30.06. | 19
30.06. | 20
30.06. | 21
30.06. | 22
30.06. | 23
30.06. | 24
01.07. | 1
01.07. | 2
01.07. | 3
01.07. | 4
01.07. | 5
01.07. | 6
01.07. | 7
01.07. | 8
01.07. | 9
01.07. | 10
01.07. | 11
01.07. | 12
01.07. | 13
01.07. | 14
01.07. | 15
01.07. | 16
01.07. | 17
01.07. | 18
01.07. | 19
01.07. | 20
01.07. | 21
01.07. | 22
01.07. | 23
01.07. | 24
02.07. | 1
02.07. | 2
02.07. | 3
02.07. | 4
02.07. | 5
02.07. | 6
02.07. | 7
02.07. | 8
02.07. | 9
02.07. | 10
02.07. | 11
02.07. | 12
02.07. | 13
02.07. | 14
02.07. | 15
02.07. | 16
02.07. | 17
02.07. | 18
02.07. | 19
02.07. | 20
02.07. | 21
02.07. | 22
02.07. | 23
02.07. | 24
03.07. | 1
03.07. | 2
03.07. | 3
03.07. | 4
03.07. | 5
03.07. | 6
03.07. | 7
03.07. | 8
03.07. | 9
03.07. | 10
03.07. | 11
03.07. | 12
03.07. | 13
03.07. | 14
03.07. | 15
03.07. | 16
03.07. | 17
03.07. | 18
03.07. | 19
03.07. | 20
03.07. | 21
03.07. | 22
03.07. | 23
03.07. | 24
04.07. | 1
04.07. | 2
04.07. | 3
04.07. | 4
04.07. | 5
04.07. | 6
04.07. | 7
04.07. | 8
04.07. | 9
04.07. | 10
04.07. | 11
04.07. | 12
04.07. | 13
04.07. | 14
04.07. | 15
04.07. | 16
04.07. | 17
04.07. | 18
04.07. | 19
04.07. | 20
04.07. | 21
04.07. | 22
04.07. | 23
04.07. | 24
05.07. | 1
05.07. | 2
05.07. | 3
05.07. | 4
05.07. | 5
05.07. | 6
05.07. | 7
05.07. | 8
05.07. | 9
05.07. | 10
05.07. | 11
05.07. | 12
05.07. | 13
05.07. | 14
05.07. | 15
05.07. | 16
05.07. | 17
05.07. | 18
05.07. | 19
05.07. | 20
05.07. | 21
05.07. | 22
05.07. | 23
05.07. | 24
06.07. | 1
06.07. | 2
06.07. | 3
06.07. | 4
06.07. | 5
06.07. | 6
06.07. | 7
06.07. | 8
06.07. | 9
06.07. | 10
06.07. | 11
06.07. | 12
06.07. | 13
06.07. | 14
06.07. | 15
06.07. | 16
06.07. | 17
06.07. | 18
06.07. | 19
06.07. | 20
06.07. | 21
06.07. | 22
06.07. | 23
06.07. | 24
07.07. | 1
07.07. | 2
07.07. | 3
07.07. | 4
07.07. | 5
07.07. | 6
07.07. | 7
07.07. | 8
07.07. | 9
07.07. | 10
07.07. | 11
07.07. | 12
07.07. | 13
07.07. | 14
07.07. | 15
07.07. | 16
07.07. | 17
07.07. | 18
07.07. | 19
07.07. | 20
07.07. | 21
07.07. | 22
07.07. | 23
07.07. | 24
08.07. | 1
08.07. | 2
08.07. | 3
08.07. | 4
08.07. | 5
08.07. | 6
08.07. | 7
08.07. | 8
08.07. | 9
08.07. | 10
08.07. | 11
08.07. | 12
08.07. | 13
08.07. | 14
08.07. | 15
08.07. | 16
08.07. | 17
08.07. | 18
08.07. | 19
08.07. | 20
08.07. | 21
08.07. | 22
08.07. | 23
08.07. | 24
09.07. | 1
09.07. | 2
09.07. | 3
09.07. | 4
09.07. | 5
09.07. | 6
09.07. | 7
09.07. | 8
09.07. | 9
09.07. | 10
09.07. | 11
09.07. | 12
09.07. | 13
09.07. | 14
09.07. | 15
09.07. | 16
09.07. | 17
09.07. | 18
09.07. | 19
09.07. | 20
09.07. | 21
09.07. | 22
09.07. | 23
09.07. | 24
10.07. | 1
10.07. | 2
10.07. | 3
10.07. | 4
10.07. | 5
10.07. | 6
10.07. | 7
10.07. | 8
10.07. | 9
10.07. | 10
10.07. | 11
10.07. | 12
10.07. | 13
10.07. | 14
10.07. | 15
10.07. | 16
10.07. | 17
10.07. | 18
10.07. | 19
10.07. | 20
10.07. | 21
10.07. | 22
10.07. | 23
10.07. | 24
11.07. | 1
11.07. | 2
11.07. | 3
11.07. | 4
11.07. | 5
11.07. | 6
11.07. | 7
11.07. | 8
11.07. | 9
11.07. | 10
11.07. | 11
11.07. | 12
11.07. | 13
11.07. | 14
11.07. | 15
11.07. | 16
11.07. | 17
11.07. | 18
11.07. | 19
11.07. | 20
11.07. | 21
11.07. | 22
11.07. | 23
11.07. | 24
12.07. | 1
12.07. | 2
12.07. | 3
12.07. | 4
12.07. | 5
12.07. | 6
12.07. | 7
12.07. | 8
12.07. | 9
12.07. | 10
12.07. | 11
12.07. | 12
12.07. | 13
12.07. | 14
12.07. | 15
12.07. | 16
12.07. | 17
12.07. | 18
12.07. | 19
12.07. | 20
12.07. | 21
12.07. | 22
12.07. | 23
12.07. | 24
13.07. | 1
13.07. | 2
13.07. | 3
13.07. | 4
13.07. | 5
13.07. | 6
13.07. | 7
13.07. | 8
13.07. | 9
13.07. | 10
13.07. | 11
13.07. | 12
13.07. | 13
13.07. | 14
13.07. | 15
13.07. | 16
13.07. | 17
13.07. | 18
13.07. | 19
13.07. | 20
13.07. | 21
13.07. | 22
13.07. | 23
13.07. | 24
14.07. | 1
14.07. | 2
14.07. | 3
14.07. | 4
14.07. | 5
14.07. | 6
14.07. | 7
14.07. | 8
14.07. | 9
14.07. | 10
14.07. | 11
14.07. | 12
14.07. | 13
14.07. | 14
14.07. | 15
14.07. | 16
14.07. | 17
14.07. | 18
14.07. | 19
14.07. | 20
14.07. | 21
14.07. | 22
14.07. | 23
14.07. | 24
15.07. | 1
15.07. | 2
15.07. | 3
15.07. | 4
15.07. | 5
15.07. | 6
15.07. | 7
15.07. | 8
15.07. | 9
15.07. | 10
15.07. | 11
15.07. | 12
15.07. | 13
15.07. | 14
15.07. | 15
15.07. | 16
15.07. | 17
15.07. | 18
15.07. | 19
15.07. | 20
15.07. | 21
15.07. | 22
15.07. | 23
15.07. | 24
16.07. | 1
16.07. | 2
16.07. | 3
16.07. | 4
16.07. | 5
16.07. | 6
16.07. | 7
16.07. | 8
16.07. | 9
16.07. | 10
16.07. | 11
16.07. | 12
16.07. | 13
16.07. | 14
16.07. | 15
16.07. | 16
16.07. | 17
16.07. | 18
16.07. | 19
16.07. | 20
16.07. | 21
16.07. | 22
16.07. | 23
16.07. | 24
17.07. | 1
17.07. | 2
17.07. | 3
17.07. | 4
17.07. | 5
17.07. | 6
17.07. | 7
17.07. | 8
17.07. | 9
17.07. | 10
17.07. | 11
17.07. | 12
17.07. | 13
17.07. | 14
17.07. | 15
17.07. | 16
17.07. | 17
17.07. | 18
17.07. | 19
17.07. | 20
17.07. | 21
17.07. | 22
17.07. | 23
17.07. | 24
18.07. | 1
18.07. | 2
18.07. | 3
18.07. | 4
18.07. | 5
18.07. | 6
18.07. | 7
18.07. | 8
18.07. | 9
18.07. | 10
18.07. | 11
18.07. | 12
18.07. | 13
18.07. | 14
18.07. | 15
18.07. | 16
18.07. | 17
18.07. | 18
18.07. | 19
18.07. | 20
18.07. | 21
18.07. | 22
18.07. | 23
18.07. | 24
19.07. | 1
19.07. | 2
19.07. | 3
19.07. | 4
19.07. | 5
19.07. | 6
19.07. | 7
19.07. | 8
19.07. | 9
19.07. | 10
19.07. | 11
19.07. | 12
19.07. | 13
19.07. | 14
19.07. | 15
19.07. | 16
19.07. | 17
19.07. | 18
19.07. | 19
19.07. | 20
19.07. | 21
19.07. | 22
19.07. | 23
19.07. | 24
20.07. | 1
20.07. | 2
20.07. | 3
20.07. | 4
20.07. | 5
20.07. | 6
20.07. | 7
20.07. | 8
20.07. | 9
20.07. | 10
20.07. | 11
20.07. | 12
20.07. | 13
20.07. | 14
20.07. | 15
20.07. | 16
20.07. | 17
20.07. | 18
20.07. | 19
20.07. | 20
20.07. | 21
20.07. | 22
20.07. | 23
20.07. | 24
21.07. | 1
21.07. | 2
21.07. | 3
21.07. | 4
21.07. | 5
21.07. | 6
21.07. | 7
21.07. | 8
21.07. | 9
21.07. | 10
21.07. | 11
21.07. | 12
21.07. | 13
21.07. | 14
21.07. | 15
21.07. | 16
21.07. | 17
21.07. | 18
21.07. | 19
21.07. | 20
21.07. | 21
21.07. | 22
21.07. | 23
21.07. | 24
22.07. | 1
22.07. | 2
22.07. | 3
22.07. | 4
22.07. | 5
22.07. | 6
22.07. | 7
22.07. | 8
22.07. | 9
22.07. | 10
22.07. | 11
22.07. | 12
22.07. | 13
22.07. | 14
22.07. | 15
22.07. | 16
22.07. | 17
22.07. | 18
22.07. | 19
22.07. | 20
22.07. | 21
22.07. | 22
22.07. | 23
22.07. | 24
23.07. | 1
23.07. | 2
23.07. | 3
23.07. | 4
23.07. | 5
23.07. | 6
23.07. | 7
23.07. | 8
23.07. | 9
23.07. | 10
23.07. | 11
23.07. | 12
23.07. | 13
23.07. | 14
23.07. | 15
23.07. | 16
23.07. | 17
23.07. | 18
23.07. | 19
23.07. | 20
23.07. | 21
23.07. | 22
23.07. | 23
23.07. | 24
24.07. | 1
24.07. | 2
24.07. | 3
24.07. | 4
24.07. | 5
24.07. | 6
24.07. | 7
24.07. | 8
24.07. | 9
24.07. | 10
24.07. | 11
24.07. | 12
24.07. | 13
24.07. | 14
24.07. | 15
24.07. | 16
24.07. | 17
24.07. | 18
24.07. | 19
24.07. | 20
24.07. | 21
24.07. | 22
24.07. | 23
24.07. | 24
25.07. | 1
25.07. | 2
25.07. | 3
25.07. | 4
25.07. | 5
25.07. | 6
25.07. | 7
25.07. | 8
25.07. | 9
25.07. | 10
25.07. | 11
25.07. | 12
25.07. | 13
25.07. | 14
25.07. | 15
25.07. | 16
25.07. | 17
25.07. | 18
25.07. | 19
25.07. | 20
25.07. | 21
25.07. | 22
25.07. | 23
25.07. | 24
26.07. | 1
26.07. | 2
26.07. | 3
26.07. | 4
26.07. | 5
26.07. | 6
26.07. | 7
26.07. | 8
26.07. | 9
26.07. | 10
26.07. | 11
26.07. | 12
26.07. | 13
26.07. | 14
26.07. | 15
26.07. | 16
26.07. | 17
26.07. | 18
26.07. | 19
26.07. | 20
26.07. | 21
26.07. | 22
26.07. | 23
26.07. | 24
27.07. | 1
27.07. | 2
27.07. | 3
27.07. | 4
27.07. | 5
27.07. | 6
27.07. | 7
27.07. | 8
27.07. | 9
27.07. | 10
27.07. | 11
27.07. | 12
27.07. | 13
27.07. | 14
27.07. | 15
27.07. | 16
27.07. | 17
27.07. | 18
27.07. | 19
27.07. | 20
27.07. | 21
27.07. | 22
27.07. | 23
27.07. | 24
28.07. | 1
28.07. | 2
28.07. | 3
28.07. | 4
28.07. | 5
28.07. | 6
28.07. | 7
28.07. | 8
28.07. | 9
28.07. | 10
28.07. | 11
28.07. | 12
28.07. | 13
28.07. | 14
28.07. | 15
28.07. | 16
28.07. | 17
28.07. | 18
28.07. | 19
28.07. | 20
28.07. | 21
28.07. | 22
28.07. | 23
28.07. | 24
29.07. | 1
29.07. | 2
29.07. | 3
29.07. | 4
29.07. | 5
29.07. | 6
29.07. | 7
29.07. | 8
29.07. | 9
29.07. | 10
29.07. | 11
29.07. | 12
29.07. | 13
29.07. | 14
29.07. | 15
29.07. | 16
29.07. | 17
29.07. | 18
29.07. | 19
29.07. | 20
29.07. | 21
29.07. | 22
29.07. | 23
29.07. | 24
30.07. | 1
30.07. | 2
30.07. | 3
30.07. | 4
30.07. | 5
30.07. | 6
30.07. | 7
30.07. | 8
30.07. | 9
30.07. | 10
30.07. | 11
30.07. | 12
30.07. | 13
30.07. | 14
30.07. | 15
30.07. | 16
30.07. | 17
30.07. | 18
30.07. | 19
30.07. | 20
30.07. | 21
30.07. | 22
30.07. | 23
30.07. | 24
31.07. | 1
31.07. | 2
31.07. | 3
31.07. | 4
31.07. | 5
31.07. | 6
31.07. | 7
31.07. | 8
31.07. | 9
31.07. | 10
31.07. | 11
31.07. | 12
31.07. | 13
31.07. | 14
31.07. | 15
31.07. | 16
31.07. | 17
31.07. | 18
31.07. | 19
31.07. | 20
31.07. | 21
31.07. | 22
31.07. | 23
31.07. | 24
01.08. | 1
01.08. | 2
01.08. | 3
01.08. | 4
01.08. | 5
01.08. | 6
01.08. | 7
01.08. | 8
01.08. | 9
01.08. | 10
01.08. | 11
01.08. | 12
01.08. | 13
01.08. | 14
01.08. | 15
01.08. | 16
01.08. | 17
01.08. | 18
01.08. | 19
01.08. | 20
01.08. | 21
01.08. | 22
01.08. | 23
01.08. | 24
02.08. | 1
02.08. | 2
02.08. | 3
02.08. | 4
02.08. | 5
02.08. | 6
02.08. | 7
02.08. | 8
02.08. | 9
02.08. | 10
02.08. | 11
02.08. | 12
02.08. | 13
02.08. | 14
02.08. | 15
02.08. | 16
02.08. | 17
02.08. | 18
02.08. | 19
02.08. | 20
02.08. | 21
02.08. | 22
02.08. | 23
02.08. | 24
03.08. | 1
03.08. | 2
03.08. | 3
03.08. | 4
03.08. | 5
03.08. | 6
03.08. | 7
03.08. | 8
03.08. | 9
03.08. | 10
03.08. | 11
03.08. | 12
03.08. | 13
03.08. | 14
03.08. | 15
03.08. | 16
03.08. | 17
03.08. | 18
03.08. | 19
03.08. | 20
03.08. | 21
03.08. | 22
03.08. | 23
03.08. | 24
04.08. | 1
04.08. | 2
04.08. | 3
04.08. | 4
04.08. | 5
04.08. | 6
04.08. | 7
04.08. | 8
04.08. | 9
04.08. | 10
04.08. | 11
04.08. | 12
04.08. | 13
04.08. | 14
04.08. | 15
04.08. | 16
04.08. | 17
04.08. | 18
04.08. | 19
04.08. | 20
04.08. | 21
04.08. | 22
04.08. | 23
04.08. | 24
05.08. | 1
05.08. | 2
05.08. | 3
05.08. | 4
05.08. | 5
05.08. | 6
05.08. | 7
05.08. | 8
05.08. | 9
05.08. | 10
05.08. | 11
05.08. | 12
05.08. | 13
05.08. | 14
05.08. | 15
05.08. | 16
05.08. | 17
05.08. | 18
05.08. | 19
05.08. | 20
05.08. | 21
05.08. | 22
05.08. | 23
05.08. | 24
06.08. | 1
06.08. | 2
06.08. | 3
06.08. | 4
06.08. | 5
06.08. | 6
06.08. | 7
06.08. | 8
06.08. | 9
06.08. | 10
06.08. | 11
06.08. | 12
06.08. | 13
06.08. | 14
06.08. | 15
06.08. | 16
06.08. | 17
06.08. | 18
06.08. | 19
06.08. | 20
06.08. | 21
06.08. | 22
06.08. | 23
06.08. | 24
07.08. | 1
07.08. | 2
07.08. | 3
07.08. | 4
07.08. | 5
07.08. | 6
07.08. | 7
07.08. | 8
07.08. | 9
07.08. | 10
07.08. | 11
07.08. | 12
07.08. | 13
07.08. | 14
07.08. | 15
07.08. | 16
07.08. | 17
07.08. | 18
07.08. | 19
07.08. | 20
07.08. | 21
07.08. | 22
07.08. | 23
07.08. | 24
08.08. | 1
08.08. | 2
08.08. | 3
08.08. | 4
08.08. | 5
08.08. | 6
08.08. | 7
08.08. | 8
08.08. | 9
08.08. | 10
08.08. | 11
08.08. | 12
08.08. | 13
08.08. | 14
08.08. | 15
08.08. | 16
08.08. | 17
08.08. | 18
08.08. | 19
08.08. | 20
08.08. | 21
08.08. | 22
08.08. | 23
08.08. | 24
09.08. | 1
09.08. | 2
09.08. | 3
09.08. | 4
09.08. | 5
09.08. | 6
09.08. | 7
09.08. | 8
09.08. | 9
09.08. | 10
09.08. | 11
09.08. | 12
09.08. | 13
09.08. | 14
09.08. | 15
09.08. | 16
09.08. | 17
09.08. | 18
09.08. | 19
09.08. | 20
09.08. | 21
09.08. | 22
09.08. | 23
09.08. | 24
10.08. | 1
10.08. | 2
10.08. | 3
10.08. | 4
10.08. | 5
10.08. | 6
10.08. | 7
10.08. | 8
10.08. | 9
10.08. | 10
10.08. | 11
10.08. | 12
10.08. | 13
10.08. | 14
10.08. | 15
10.08. | 16
10.08. | 17
10.08. | 18
10.08. | 19
10.08. | 20
10.08. | 21
10.08. | 22
10.08. | 23
10.08. | 24
11.08. | 1
11.08. | 2
11.08. | 3
11.08. | 4
11.08. | 5
11.08. | 6
11.08. | 7
11.08. | 8
11.08. | 9
11.08. | 10
11.08. | 11
11.08. | 12
11.08. | 13
11.08. | 14
11.08. | 15
11.08. | 16
11.08. | 17
11.08. | 18
11.08. | 19
11.08. | 20
11.08. | 21
11.08. | 22
11.08. | 23
11.08. | 24
12.08. | 1
12.08. | 2
12.08. | 3
12.08. | 4
12.08. | 5
12.08. | 6
12.08. | 7
12.08. | 8
12.08. | 9
12.08. | 10
12.08. | 11
12.08. | 12
12.08. | 13
12.08. | 14
12.08. | 15
12.08. | 16
12.08. | 17
12.08. | 18
12.08. | 19
12.08. | 20
12.08. | 21
12.08. | 22
12.08. | 23
12.08. | 24
13.08. | 1
13.08. | 2
13.08. | 3
13.08. | 4
13.08. | 5
13.08. | 6
13.08. | 7
13.08. | 8
13.08. | 9
13.08. | 10
13.08. | 11
13.08. | 12
13.08. | 13
13.08. | 14
13.08. | 15
13.08. | 16
13.08. | 17
13.08. | 18
13.08. | 19
13.08. | 20
13.08. | 21
13.08. | 22
13.08. | 23
13.08. | 24
14.08. | 1
14.08. | 2
14.08. | 3
14.08. | 4
14.08. | 5
14.08. | 6
14.08. | 7
14.08. | 8
14.08. | 9
14.08. | 10
14.08. | 11
14.08. | 12
14.08. | 13
14.08. | 14
14.08. | 15
14.08. | 16
14.08. | 17
14.08. | 18
14.08. | 19
14.08. | 20
14.08. | 21
14.08. | 22
14.08. | 23
14.08. | 24
15.08. | 1
15.08. | 2
15.08. | 3
15.08. | 4
15.08. | 5
15.08. | 6
15.08. | 7
15.08. | 8
15.08. | 9
15.08. | 10
15.08. | 11
15.08. | 12
15.08. | 13
15.08. | 14
15.08. | 15
15.08. | 16
15.08. | 17
15.08. | 18
15.08. | 19
15.08. | 20
15.08. | 21
15.08. | 22
15.08. | 23
15.08. | 24
16.08. | 1
16.08. | 2
16.08. | 3
16.08. | 4
16.08. | 5
16.08. | 6
16.08. | 7
16.08. | 8
16.08. | 9
16.08. | 10
16.08. | 11
16.08. | 12
16.08. | 13
16.08. | 14
16.08. | 15
16.08. | 16
16.08. | 17
16.08. | 18
16.08. | 19
16.08. | 20
16.08. | 21
16.08. | 22
16.08. | 23
16.08. | 24
17.08. | 1
17.08. | 2
17.08. | 3
17.08. | 4
17.08. | 5
17.08. | 6
17.08. | 7
17.08. | 8
17.08. | 9
17.08. | 10
17.08. | 11
17.08. | 12
17.08. | 13
17.08. | 14
17.08. | 15
17.08. | 16
17.08. | 17
17.08. | 18
17.08. | 19
17.08. | 20
17.08. | 21
17.08. | 22
17.08. | 23
17.08. | 24
18.08. | 1
18.08. | 2
18.08. | 3
18.08. | 4
18.08. | 5
18.08. | 6
18.08. | 7
18.08. | 8
18.08. | 9
18.08. | 10
18.08. | 11
18.08. | 12
18.08. | 13
18.08. | 14
18.08. | 15
18.08. | 16
18.08. | 17
18.08. | 18
18.08. | 19
18.08. | 20
18.08. | 21
18.08. | 22
18.08. | 23
18.08. | 24
19.08. | 1
19.08. | 2
19.08. | 3
19.08. | 4
19.08. | 5
19.08. | 6
19.08. | 7
19.08. | 8
19.08. | 9
19.08. | 10
19.08. | 11
19.08. | 12
19.08. | 13
19.08. | 14
19.08. | 15
19.08. | 16
19.08. | 17
19.08. | 18
19.08. | 19
19.08. | 20
19.08. | 21
19.08. | 22
19.08. | 23
19.08. | 24
20.08. | 1
20.08. | 2
20.08. | 3
20.08. | 4
20.08. | 5
20.08. | 6
20.08. | 7
20.08. | 8
20.08. | 9
20.08. | 10
20.08. | 11
20.08. | 12
20.08. | 13
20.08. | 14
20.08. | 15
20.08. | 16
20.08. | 17
20.08. | 18
20.08. | 19
20.08. | 20
20.08. | 21
20.08. | 22
20.08. | 23
20.08. | 24
21.08. | 1
21.08. | 2
21.08. | 3
21.08. | 4
21.08. | 5
21.08. | 6
21.08. | 7
21.08. | 8
21.08. | 9
21.08. | 10
21.08. | 11
21.08. | 12
21.08. | 13
21.08. | 14
21.08. | 15
21.08. | 16
21.08. | 17
21.08. | 18
21.08. | 19
21.08. | 20
21.08. | 21
21.08. | 22
21.08. | 23
21.08. | 24
22.08. | 1
22.08. | 2
22.08. | 3
22.08. | 4
22.08. | 5
22.08. | 6
22.08. | 7
22.08. | 8
22.08. | 9
22.08. | 10
22.08. | 11
22.08. | 12
22.08. | 13
22.08. | 14
22.08. | 15
22.08. | 16
22.08. | 17
22.08. | 18
22.08. | 19
22.08. | 20
22.08. | 21
22.08. | 22
22.08. | 23
22.08. | 24
23.08. | 1
23.08. | 2
23.08. | 3
23.08. | 4
23.08. | 5
23.08. | 6
23.08. | 7
23.08. | 8
23.08. | 9
23.08. | 10
23.08. | 11
23.08. | 12
23.08. | 13
23.08. | 14
23.08. | 15
23.08. | 16
23.08. | 17
23.08. | 18
23.08. | 19
23.08. | 20
23.08. | 21
23.08. | 22
23.08. | 23
23.08. | 24
24.08. | 1
24.08. | 2
24.08. | 3
24.08. | 4
24.08. | 5
24.08. | 6
24.08. | 7
24.08. | 8
24.08. | 9
24.08. | 10
24.08. | 11
24.08. | 12
24.08. | 13
24.08. | 14
24.08. | 15
24.08. | 16
24.08. | 17
24.08. | 18
24.08. | 19
24.08. | 20
24.08. | 21
24.08. | 22
24.08. | 23
24.08. | 24
25.08. | 1
25.08. | 2
25.08. | 3
25.08. | 4
25.08. | 5
25.08. | 6
25.08. | 7
25.08. | 8
25.08. | 9
25.08. | 10
25.08. | 11
25.08. | 12
25.08. | 13
25.08. | 14
25.08. | 15
25.08. | 16
25.08. | 17
25.08. | 18
25.08. | 19
25.08. | 20
25.08. | 21
25.08. | 22
25.08. | 23
25.08. | 24
26.08. | 1
26.08. | 2
26.08. | 3
26.08. | 4
26.08. | 5
26.08. | 6
26.08. | 7
26.08. | 8
26.08. | 9
26.08. | 10
26.08. | 11
26.08. | 12
26.08. | 13
26.08. | 14
26.08. | 15
26.08. | 16
26.08. | 17
26.08. | 18
26.08. | 19
26.08. | 20
26.08. | 21
26.08. | 22
26.08. | 23
26.08. | 24
27.08. | 1
27.08. | 2
27.08. | 3
27.08. | 4
27.08. | 5
27.08. | 6
27.08. | 7
27.08. | 8
27.08. | 9
27.08. | 10
27.08. | 11
27.08. | 12
27.08. | 13
27.08. | 14
27.08. | 15
27.08. | 16
27.08. | 17
27.08. | 18
27.08. | 19
27.08. | 20
27.08. | 21
27.08. | 22
27.08. | 23
27.08. | 24
28.08. | 1
28.08. | 2
28.08. | 3
28.08. | 4
28.08. | 5
28.08. | 6
28.08. | 7
28.08. | 8
28.08. | 9
28.08. | 10
28.08. | 11
28.08. | 12
28.08. | 13
28.08. | 14
28.08. | 15
28.08. | 16
28.08. | 17
28.08. | 18
28.08. | 19
28.08. | 20
28.08. | 21
28.08. | 22
28.08. | 23
28.08. | 24
29.08. | 1
29.08. | 2
29.08. | 3
29.08. | 4
29.08. | 5
29.08. | 6
29.08. | 7
29.08. | 8
29.08. | 9
29.08. | 10
29.08. | 11
29.08. | 12
29.08. | 13
29.08. | 14
29.08. | 15
29.08. | 16
29.08. | 17
29.08. | 18
29.08. | 19
29.08. | 20
29.08. | 21
29.08. | 22
29.08. | 23
29.08. | 24
30.08. | 1
30.08. | 2
30.08. | 3
30.08. | 4
30.08. | 5
30.08. | 6
30.08. | 7
30.08. | 8
30.08. | 9
30.08. | 10
30.08. | 11
30.08. | 12
30.08. | 13
30.08. | 14
30.08. | 15
30.08. | 16
30.08. | 17
30.08. | 18
30.08. | 19
30.08. | 20
30.08. | 21
30.08. | 22
30.08. | 23
30.08. | 24
31.08. | 1
31.08. | 2
31.08. | 3
31.08. | 4
31.08. | 5
31.08. | 6
31.08. | 7
31.08. | 8
31.08. | 9
31.08. | 10
31.08. | 11
31.08. | 12
31.08. | 13
31.08. | 14
31.08. | 15
31.08. | 16
31.08. | 17
31.08. | 18
31.08. | 19
31.08. | 20
31.08. | 21
31.08. | 22
31.08. | 23
31.08. | 24
01.09. | 1
01.09. | 2
01.09. | 3
01.09. | 4
01.09. | 5
01.09. | 6
01.09. | 7
01.09. | 8
01.09. | 9
01.09. | 10
01.09. | 11
01.09. | 12
01.09. | 13
01.09. | 14
01.09. | 15
01.09. | 16
01.09. | 17
01.09. | 18
01.09. | 19
01.09. | 20
01.09. | 21
01.09. | 22
01.09. | 23
01.09. | 24
02.09. | 1
02.09. | 2
02.09. | 3
02.09. | 4
02.09. | 5
02.09. | 6
02.09. | 7
02.09. | 8
02.09. | 9
02.09. | 10
02.09. | 11
02.09. | 12
02.09. | 13
02.09. | 14
02.09. | 15
02.09. | 16
02.09. | 17
02.09. | 18
02.09. | 19
02.09. | 20
02.09. | 21
02.09. | 22
02.09. | 23
02.09. | 24
03.09. | 1
03.09. | 2
03.09. | 3
03.09. | 4
03.09. | 5
03.09. | 6
03.09. | 7
03.09. | 8
03.09. | 9
03.09. | 10
03.09. | 11
03.09. | 12
03.09. | 13
03.09. | 14
03.09. | 15
03.09. | 16
03.09. | 17
03.09. | 18
03.09. | 19
03.09. | 20
03.09. | 21
03.09. | 22
03.09. | 23
03.09. | 24
04.09. | 1
04.09. | 2
04.09. | 3
04.09. | 4
04.09. | 5
04.09. | 6
04.09. | 7
04.09. | 8
04.09. | 9
04.09. | 10
04.09. | 11
04.09. | 12
04.09. | 13
04.09. | 14
04.09. | 15
04.09. | 16
04.09. | 17
04.09. | 18
04.09. | 19
04.09. | 20
04.09. | 21
04.09. | 22
04.09. | 23
04.09. | 24
05.09. | 1
05.09. | 2
05.09. | 3
05.09. | 4
05.09. | 5
05.09. | 6
05.09. | 7
05.09. | 8
05.09. | 9
05.09. | 10
05.09. | 11
05.09. | 12
05.09. | 13
05.09. | 14
05.09. | 15
05.09. | 16
05.09. | 17
05.09. | 18
05.09. | 19
05.09. | 20
05.09. | 21
05.09. | 22
05.09. | 23
05.09. | 24
06.09. | 1
06.09. | 2
06.09. | 3
06.09. | 4
06.09. | 5
06.09. | 6
06.09. | 7
06.09. | 8
06.09. | 9
06.09. | 10
06.09. | 11
06.09. | 12
06.09. | 13
06.09. | 14
06.09. | 15
06.09. | 16
06.09. | 17
06.09. | 18
06.09. | 19
06.09. | 20
06.09. | 21
06.09. | 22
06.09. | 23
06.09. | 24
07.09. | 1
07.09. | 2
07.09. | 3
07.09. | 4
07.09. | 5
07.09. | 6
07.09. | 7
07.09. | 8
07.09. | 9
07.09. | 10
07.09. | 11
07.09. | 12
07.09. | 13
07.09. | 14
07.09. | 15
07.09. | 16
07.09. | 17
07.09. | 18
07.09. | 19
07.09. | 20
07.09. | 21
07.09. | 22
07.09. | 23
07.09. | 24
08.09. | 1
08.09. | 2
08.09. | 3
08.09. | 4
08.09. | 5
08.09. | 6
08.09. | 7
08.09. | 8
08.09. | 9
08.09. | 10
08.09. | 11
08.09. | 12
08.09. | 13
08.09. | 14
08.09. | 15
08.09. | 16
08.09. | 17
08.09. | 18
08.09. | 19
08.09. | 20
08.09. | 21
08.09. | 22
08.09. | 23
08.09. | 24
09.09. | 1
09.09. | 2
09.09. | 3
09.09. | 4
09.09. | 5
09.09. | 6
09.09. | 7
09.09. | 8
09.09. | 9
09.09. | 10
09.09. | 11
09.09. | 12
09.09. | 13
09.09. | 14
09.09. | 15
09.09. | 16
09.09. | 17
09.09. | 18
09.09. | 19
09.09. | 20
09.09. | 21
09.09. | 22
09.09. | 23
09.09. | 24
10.09. | 1
10.09. | 2
10.09. | 3
10.09. | 4
10.09. | 5
10.09. | 6
10.09. | 7
10.09. | 8
10.09. | 9
10.09. | 10
10.09. | 11
10.09. | 12
10.09. | 13
10.09. | 14
10.09. | 15
10.09. | 16
10.09. | 17
10.09. | 18
10.09. | 19
10.09. | 20
10.09. | 21
10.09. | 22
10.09. | 23
10.09. | 24
11.09. | 1
11.09. | 2
11.09. | 3
11.09. | 4
11.09. | 5
11.09. | 6
11.09. | 7
11.09. | 8
11.09. | 9
11.09. | 10
11.09. | 11
11.09. | 12
11.09. | 13
11.09. | 14
11.09. | 15
11.09. | 16
11.09. | 17
11.09. | 18
11.09. | 19
11.09. | 20
11.09. | 21
11.09. | 22
11.09. | 23
11.09. | 24
12.09. | 1
12.09. | 2
12.09. | 3
12.09. | 4
12.09. | 5
12.09. | 6
12.09. | 7
12.09. | 8
12.09. | 9
12.09. | 10
12.09. | 11
12.09. | 12
12.09. | 13
12.09. | 14
12.09. | 15
12.09. | 16
12.09. | 17
12.09. | 18
12.09. | 19
12.09. | 20
12.09. | 21
12.09. | 22
12.09. | 23
12.09. | 24
13.09. | 1
13.09. | 2
13.09. | 3
13.09. | 4
13.09. | 5
13.09. | 6
13.09. | 7
13.09. | 8
13.09. | 9
13.09. | 10
13.09. | 11
13.09. | 12
13.09. | 13
13.09. | 14
13.09. | 15
13.09. | 16
13.09. | 17
13.09. | 18
13.09. | 19
13.09. | 20
13.09. | 21
13.09. | 22
13.09. | 23
13.09. | 24
14.09. | 1
14.09. | 2
14.09. | 3
14.09. | 4
14.09. | 5
14.09. | 6
14.09. | 7
14.09. | 8
14.09. | 9
14.09. | 10
14.09. | 11
14.09. | 12
14.09. | 13
14.09. | 14
14.09. | 15
14.09. | 16
14.09. | 17
14.09. | 18
14.09. | 19
14.09. | 20
14.09. | 21
14.09. | 22
14.09. | 23
14.09. | 24
15.09. | 1
15.09. | 2
15.09. | 3
15.09. | 4
15.09. | 5
15.09. | 6
15.09. | 7
15.09. | 8
15.09. | 9
15.09. | 10
15.09. | 11
15.09. | 12
15.09. | 13
15.09. | 14
15.09. | 15
15.09. | 16
15.09. | 17
15.09. | 18
15.09. | 19
15.09. | 20
15.09. | 21
15.09. | 22
15.09. | 23
15.09. | 24
16.09. | 1
16.09. | 2
16.09. | 3
16.09. | 4
16.09. | 5
16.09. | 6
16.09. | 7
16.09. | 8
16.09. | 9
16.09. | 10
16.09. | 11
16.09. | 12
16.09. | 13
16.09. | 14
16.09. | 15
16.09. | 16
16.09. | 17
16.09. | 18
16.09. | 19
16.09. | 20
16.09. | 21
16.09. | 22
16.09. | 23
16.09. | 24
17.09. | 1
17.09. | 2
17.09. | 3
17.09. | 4
17.09. | 5
17.09. | 6
17.09. | 7
17.09. | 8
17.09. | 9
17.09. | 10
17.09. | 11
17.09. | 12
17.09. | 13
17.09. | 14
17.09. | 15
17.09. | 16
17.09. | 17
17.09. | 18
17.09. | 19
17.09. | 20
17.09. | 21
17.09. | 22
17.09. | 23
17.09. | 24
18.09. | 1
18.09. | 2
18.09. | 3
18.09. | 4
18.09. | 5
18.09. | 6
18.09. | 7
18.09. | 8
18.09. | 9
18.09. | 10
18.09. | 11
18.09. | 12
18.09. | 13
18.09. | 14
18.09. | 15
18.09. | 16
18.09. | 17
18.09. | 18
18.09. | 19
18.09. | 20
18.09. | 21
18.09. | 22
18.09. | 23
18.09. | 24
19.09. | 1
19.09. | 2
19.09. | 3
19.09. | 4
19.09. | 5
19.09. | 6
19.09. | 7
19.09. | 8
19.09. | 9
19.09. | 10
19.09. | 11
19.09. | 12
19.09. | 13
19.09. | 14
19.09. | 15
19.09. | 16
19.09. | 17
19.09. | 18
19.09. | 19
19.09. | 20
19.09. | 21
19.09. | 22
19.09. | 23
19.09. | 24
20.09. | 1
20.09. | 2
20.09. | 3
20.09. | 4
20.09. | 5
20.09. | 6
20.09. | 7
20.09. | 8
20.09. | 9
20.09. | 10
20.09. | 11
20.09. | 12
20.09. | 13
20.09. | 14
20.09. | 15
20.09. | 16
20.09. | 17
20.09. | 18
20.09. | 19
20.09. | 20
20.09. | 21
20.09. | 22
20.09. | 23
20.09. | 24
21.09. | 1
21.09. | 2
21.09. | 3
21.09. | 4
21.09. | 5
21.09. | 6
21.09. | 7
21.09. | 8
21.09. | 9
21.09. | 10
21.09. | 11
21.09. | 12
21.09. | 13
21.09. | 14
21.09. | 15
21.09. | 16
21.09. | 17
21.09. | 18
21.09. | 19
21.09. | 20
21.09. | 21
21.09. | 22
21.09. | 23
21.09. | 24
22.09. | 1
22.09. | 2
22.09. | 3
22.09. | 4
22.09. | 5
22.09. | 6
22.09. | 7
22.09. | 8
22.09. | 9
22.09. | 10
22.09. | 11
22.09. | 12
22.09. | 13
22.09. | 14
22.09. | 15
22.09. | 16
22.09. | 17
22.09. | 18
22.09. | 19
22.09. | 20
22.09. | 21
22.09. | 22
22.09. | 23
22.09. | 24
23.09. | 1
23.09. | 2
23.09. | 3
23.09. | 4
23.09. | 5
23.09. | 6
23.09. | 7
23.09. | 8
23.09. | 9
23.09. | 10
23.09. | 11
23.09. | 12
23.09. | 13
23.09. | 14
23.09. | 15
23.09. | 16
23.09. | 17
23.09. | 18
23.09. | 19
23.09. | 20
23.09. | 21
23.09. | 22
23.09. | 23
23.09. | 24
24.09. | 1
24.09. | 2
24.09. | 3
24.09. | 4
24.09. | 5
24.09. | 6
24.09. | 7
24.09. | 8
24.09. | 9
24.09. | 10
24.09. | 11
24.09. | 12
24.09. | 13
24.09. | 14
24.09. | 15
24.09. | 16
24.09. | 17
24.09. | 18
24.09. | 19
24.09. | 20
24.09. | 21
24.09. | 22
24.09. | 23
24.09. | 24
25.09. | 1
25.09. | 2
25.09. | 3
25.09. | 4
25.09. | 5
25.09. | 6
25.09. | 7
25.09. | 8
25.09. | 9
25.09. | 10
25.09. | 11
25.09. | 12
25.09. | 13
25.09. | 14
25.09. | 15
25.09. | 16
25.09. | 17
25.09. | 18
25.09. | 19
25.09. | 20
25.09. | 21
25.09. | 22
25.09. | 23
25.09. | 24
26.09. | 1
26.09. | 2
26.09. | 3
26.09. | 4
26.09. | 5
26.09. | 6
26.09. | 7
26.09. | 8
26.09. | 9
26.09. | 10
26.09. | 11
26.09. | 12
26.09. | 13
26.09. | 14
26.09. | 15
26.09. | 16
26.09. | 17
26.09. | 18
26.09. | 19
26.09. | 20
26.09. | 21
26.09. | 22
26.09. | 23
26.09. | 24
27.09. | 1
27.09. | 2
27.09. | 3
27.09. | 4
27.09. | 5
27.09. | 6
27.09. | 7
27.09. | 8
27.09. | 9
27.09. | 10
27.09. | 11
27.09. | 12
27.09. | 13
27.09. | 14
27.09. | 15
27.09. | 16
27.09. | 17
27.09. | 18
27.09. | 19
27.09. | 20
27.09. | 21
27.09. | 22
27.09. | 23
27.09. | 24
28.09. | 1
28.09. | 2
28.09. | 3
28.09. | 4
28.09. | 5
28.09. | 6
28.09. | 7
28.09. | 8
28.09. | 9
28.09. | 10
28.09. | 11
28.09. | 12
28.09. | 13
28.09. | 14
28.09. | 15
28.09. | 16
28.09. | 17
28.09. | 18
28.09. | 19
28.09. | 20
28.09. | 21
28.09. | 22
28.09. | 23
28.09. | 24
29.09. | 1
29.09. | 2
29.09. | 3
29.09. | 4
29.09. | 5
29.09. | 6
29.09. | 7
29.09. | 8
29.09. | 9
29.09. | 10
29.09. | 11
29.09. | 12
29.09. | 13
29.09. | 14
29.09. | 15
29.09. | 16
29.09. | 17
29.09. | 18
29.09. | 19
29.09. | 20
29.09. | 21
29.09. | 22
29.09. | 23
29.09. | 24
30.09. | 1
30.09. | 2
30.09. | 3
30.09. | 4
30.09. | 5
30.09. | 6
30.09. | 7
30.09. | 8
30.09. | 9
30.09. | 10
30.09. | 11
30.09. | 12
30.09. | 13
30.09. | 14
30.09. | 15
30.09. | 16
30.09. | 17
30.09. | 18
30.09. | 19
30.09. | 20
30.09. | 21
30.09. | 22
30.09. | 23
30.09. | 24
01.10. | 1
01.10. | 2
01.10. | 3
01.10. | 4
01.10. | 5
01.10. | 6
01.10. | 7
01.10. | 8
01.10. | 9
01.10. | 10
01.10. | 11
01.10. | 12
01.10. | 13
01.10. | 14
01.10. | 15
01.10. | 16
01.10. | 17
01.10. | 18
01.10. | 19
01.10. | 20
01.10. | 21
01.10. | 22
01.10. | 23
01.10. | 24
02.10. | 1
02.10. | 2
02.10. | 3
02.10. | 4
02.10. | 5
02.10. | 6
02.10. | 7
02.10. | 8
02.10. | 9
02.10. | 10
02.10. | 11
02.10. | 12
02.10. | 13
02.10. | 14
02.10. | 15
02.10. | 16
02.10. | 17
02.10. | 18
02.10. | 19
02.10. | 20
02.10. | 21
02.10. | 22
02.10. | 23
02.10. | 24
03.10. | 1
03.10. | 2
03.10. | 3
03.10. | 4
03.10. | 5
03.10. | 6
03.10. | 7
03.10. | 8
03.10. | 9
03.10. | 10
03.10. | 11
03.10. | 12
03.10. | 13
03.10. | 14
03.10. | 15
03.10. | 16
03.10. | 17
03.10. | 18
03.10. | 19
03.10. | 20
03.10. | 21
03.10. | 22
03.10. | 23
03.10. | 24
04.10. | 1
04.10. | 2
04.10. | 3
04.10. | 4
04.10. | 5
04.10. | 6
04.10. | 7
04.10. | 8
04.10. | 9
04.10. | 10
04.10. | 11
04.10. | 12
04.10. | 13
04.10. | 14
04.10. | 15
04.10. | 16
04.10. | 17
04.10. | 18
04.10. | 19
04.10. | 20
04.10. | 21
04.10. | 22
04.10. | 23
04.10. | 24
05.10. | 1
05.10. | 2
05.10. | 3
05.10. | 4
05.10. | 5
05.10. | 6
05.10. | 7
05.10. | 8
05.10. | 9
05.10. | 10
05.10. | 11
05.10. | 12
05.10. | 13
05.10. | 14
05.10. | 15
05.10. | 16
05.10. | 17
05.10. | 18
05.10. | 19
05.10. | 20
05.10. | 21
05.10. | 22
05.10. | 23
05.10. | 24
06.10. | 1
06.10. | 2
06.10. | 3
06.10. | 4
06.10. | 5
06.10. | 6
06.10. | 7
06.10. | 8
06.10. | 9
06.10. | 10
06.10. | 11
06.10. | 12
06.10. | 13
06.10. | 14
06.10. | 15
06.10. | 16
06.10. | 17
06.10. | 18
06.10. | 19
06.10. | 20
06.10. | 21
06.10. | 22
06.10. | 23
06.10. | 24
07.10. | 1
07.10. | 2
07.10. | 3
07.10. | 4
07.10. | 5
07.10. | 6
07.10. | 7
07.10. | 8
07.10. | 9
07.10. | 10
07.10. | 11
07.10. | 12
07.10. | 13
07.10. | 14
07.10. | 15
07.10. | 16
07.10. | 17
07.10. | 18
07.10. | 19
07.10. | 20
07.10. | 21
07.10. | 22
07.10. | 23
07.10. | 24
08.10. | 1
08.10. | 2
08.10. | 3
08.10. | 4
08.10. | 5
08.10. | 6
08.10. | 7
08.10. | 8
08.10. | 9
08.10. | 10
08.10. | 11
08.10. | 12
08.10. | 13
08.10. | 14
08.10. | 15
08.10. | 16
08.10. | 17
08.10. | 18
08.10. | 19
08.10. | 20
08.10. | 21
08.10. | 22
08.10. | 23
08.10. | 24
09.10. | 1
09.10. | 2
09.10. | 3
09.10. | 4
09.10. | 5
09.10. | 6
09.10. | 7
09.10. | 8
09.10. | 9
09.10. | 10
09.10. | 11
09.10. | 12
09.10. | 13
09.10. | 14
09.10. | 15
09.10. | 16
09.10. | 17
09.10. | 18
09.10. | 19
09.10. | 20
09.10. | 21
09.10. | 22
09.10. | 23
09.10. | 24
10.10. | 1
10.10. | 2
10.10. | 3
10.10. | 4
10.10. | 5
10.10. | 6
10.10. | 7
10.10. | 8
10.10. | 9
10.10. | 10
10.10. | 11
10.10. | 12
10.10. | 13
10.10. | 14
10.10. | 15
10.10. | 16
10.10. | 17
10.10. | 18
10.10. | 19
10.10. | 20
10.10. | 21
10.10. | 22
10.10. | 23
10.10. | 24
11.10. | 1
11.10. | 2
11.10. | 3
11.10. | 4
11.10. | 5
11.10. | 6
11.10. | 7
11.10. | 8
11.10. | 9
11.10. | 10
11.10. | 11
11.10. | 12
11.10. | 13
11.10. | 14
11.10. | 15
11.10. | 16
11.10. | 17
11.10. | 18
11.10. | 19
11.10. | 20
11.10. | 21
11.10. | 22
11.10. | 23
11.10. | 24
12.10. | 1
12.10. | 2
12.10. | 3
12.10. | 4
12.10. | 5
12.10. | 6
12.10. | 7
12.10. | 8
12.10. | 9
12.10. | 10
12.10. | 11
12.10. | 12
12.10. | 13
12.10. | 14
12.10. | 15
12.10. | 16
12.10. | 17
12.10. | 18
12.10. | 19
12.10. | 20
12.10. | 21
12.10. | 22
12.10. | 23
12.10. | 24
13.10. | 1
13.10. | 2
13.10. | 3
13.10. | 4
13.10. | 5
13.10. | 6
13.10. | 7
13.10. | 8
13.10. | 9
13.10. | 10
13.10. | 11
13.10. | 12
13.10. | 13
13.10. | 14
13.10. | 15
13.10. | 16
13.10. | 17
13.10. | 18
13.10. | 19
13.10. | 20
13.10. | 21
13.10. | 22
13.10. | 23
13.10. | 24
14.10. | 1
14.10. | 2
14.10. | 3
14.10. | 4
14.10. | 5
14.10. | 6
14.10. | 7
14.10. | 8
14.10. | 9
14.10. | 10
14.10. | 11
14.10. | 12
14.10. | 13
14.10. | 14
14.10. | 15
14.10. | 16
14.10. | 17
14.10. | 18
14.10. | 19
14.10. | 20
14.10. | 21
14.10. | 22
14.10. | 23
14.10. | 24
15.10. | 1
15.10. | 2
15.10. | 3
15.10. | 4
15.10. | 5
15.10. | 6
15.10. | 7
15.10. | 8
15.10. | 9
15.10. | 10
15.10. | 11
15.10. | 12
15.10. | 13
15.10. | 14
15.10. | 15
15.10. | 16
15.10. | 17
15.10. | 18
15.10. | 19
15.10. | 20
15.10. | 21
15.10. | 22
15.10. | 23
15.10. | 24
16.10. | 1
16.10. | 2
16.10. | 3
16.10. | 4
16.10. | 5
16.10. | 6
16.10. | 7
16.10. | 8
16.10. | 9
16.10. | 10
16.10. | 11
16.10. | 12
16.10. | 13
16.10. | 14
16.10. | 15
16.10. | 16
16.10. | 17
16.10. | 18
16.10. | 19
16.10. | 20
16.10. | 21
16.10. | 22
16.10. | 23
16.10. | 24
17.10. | 1
17.10. | 2
17.10. | 3
17.10. | 4
17.10. | 5
17.10. | 6
17.10. | 7
17.10. | 8
17.10. | 9
17.10. | 10
17.10. | 11
17.10. | 12
17.10. | 13
17.10. | 14
17.10. | 15
17.10. | 16
17.10. | 17
17.10. | 18
17.10. | 19
17.10. | 20
17.10. | 21
17.10. | 22
17.10. | 23
17.10. | 24
18.10. | 1
18.10. | 2
18.10. | 3
18.10. | 4
18.10. | 5
18.10. | 6
18.10. | 7
18.10. | 8
18.10. | 9
18.10. | 10
18.10. | 11
18.10. | 12
18.10. | 13
18.10. | 14
18.10. | 15
18.10. | 16
18.10. | 17
18.10. | 18
18.10. | 19
18.10. | 20
18.10. | 21
18.10. | 22
18.10. | 23
18.10. | 24
19.10. | 1
19.10. | 2
19.10. | 3
19.10. | 4
19.10. | 5
19.10. | 6
19.10. | 7
19.10. | 8
19.10. | 9
19.10. | 10
19.10. | 11
19.10. | 12
19.10. | 13
19.10. | 14
19.10. | 15
19.10. | 16
19.10. | 17
19.10. | 18
19.10. | 19
19.10. | 20
19.10. | 21
19.10. | 22
19.10. | 23
19.10. | 24
20.10. | 1
20.10. | 2
20.10. | 3
20.10. | 4
20.10. | 5
20.10. | 6
20.10. | 7
20.10. | 8
20.10. | 9
20.10. | 10
20.10. | 11
20.10. | 12
20.10. | 13
20.10. | 14
20.10. | 15
20.10. | 16
20.10. | 17
20.10. | 18
20.10. | 19
20.10. | 20
20.10. | 21
20.10. | 22
20.10. | 23
20.10. | 24
21.10. | 1
21.10. | 2
21.10. | 3
21.10. | 4
21.10. | 5
21.10. | 6
21.10. | 7
21.10. | 8
21.10. | 9
21.10. | 10
21.10. | 11
21.10. | 12
21.10. | 13
21.10. | 14
21.10. | 15
21.10. | 16
21.10. | 17
21.10. | 18
21.10. | 19
21.10. | 20
21.10. | 21
21.10. | 22
21.10. | 23
21.10. | 24
22.10. | 1
22.10. | 2
22.10. | 3
22.10. | 4
22.10. | 5
22.10. | 6
22.10. | 7
22.10. | 8
22.10. | 9
22.10. | 10
22.10. | 11
22.10. | 12
22.10. | 13
22.10. | 14
22.10. | 15
22.10. | 16
22.10. | 17
22.10. | 18
22.10. | 19
22.10. | 20
22.10. | 21
22.10. | 22
22.10. | 23
22.10. | 24
23.10. | 1
23.10. | 2
23.10. | 3
23.10. | 4
23.10. | 5
23.10. | 6
23.10. | 7
23.10. | 8
23.10. | 9
23.10. | 10
23.10. | 11
23.10. | 12
23.10. | 13
23.10. | 14
23.10. | 15
23.10. | 16
23.10. | 17
23.10. | 18
23.10. | 19
23.10. | 20
23.10. | 21
23.10. | 22
23.10. | 23
23.10. | 24
24.10. | 1
24.10. | 2
24.10. | 3
24.10. | 4
24.10. | 5
24.10. | 6
24.10. | 7
24.10. | 8
24.10. | 9
24.10. | 10
24.10. | 11
24.10. | 12
24.10. | 13
24.10. | 14
24.10. | 15
24.10. | 16
24.10. | 17
24.10. | 18
24.10. | 19
24.10. | 20
24.10. | 21
24.10. | 22
24.10. | 23
24.10. | 24
25.10. | 1
25.10. | 2
25.10. | 3
25.10. | 4
25.10. | 5
25.10. | 6
25.10. | 7
25.10. | 8
25.10. | 9
25.10. | 10
25.10. | 11
25.10. | 12
25.10. | 13
25.10. | 14
25.10. | 15
25.10. | 16
25.10. | 17
25.10. | 18
25.10. | 19
25.10. | 20
25.10. | 21
25.10. | 22
25.10. | 23
25.10. | 24
26.10. | 1
26.10. | 2
26.10. | 3
26.10. | 4
26.10. | 5
26.10. | 6
26.10. | 7
26.10. | 8
26.10. | 9
26.10. | 10
26.10. | 11
26.10. | 12
26.10. | 13
26.10. | 14
26.10. | 15
26.10. | 16
26.10. | 17
26.10. | 18
26.10. | 19
26.10. | 20
26.10. | 21
26.10. | 22
26.10. | 23
26.10. | 24
27.10. | 1
27.10. | 2
27.10. | 3
27.10. | 4
27.10. | 5
27.10. | 6
27.10. | 7
27.10. | 8
27.10. | 9
27.10. | 10
27.10. | 11
27.10. | 12
27.10. | 13
27.10. | 14
27.10. | 15
27.10. | 16
27.10. | 17
27.10. | 18
27.10. | 19
27.10. | 20
27.10. | 21
27.10. | 22
27.10. | 23
27.10. | 24
28.10. | 1
28.10. | 2
28.10. | 3
28.10. | 4
28.10. | 5
28.10. | 6
28.10. | 7
28.10. | 8
28.10. | 9
28.10. | 10
28.10. | 11
28.10. | 12
28.10. | 13
28.10. | 14
28.10. | 15
28.10. | 16
28.10. | 17
28.10. | 18
28.10. | 19
28.10. | 20
28.10. | 21
28.10. | 22
28.10. | 23
28.10. | 24
29.10. | 1
29.10. | 2
29.10. | 3
29.10. | 4
29.10. | 5
29.10. | 6
29.10. | 7
29.10. | 8
29.10. | 9
29.10. | 10
29.10. | 11
29.10. | 12
29.10. | 13
29.10. | 14
29.10. | 15
29.10. | 16
29.10. | 17
29.10. | 18
29.10. | 19
29.10. | 20
29.10. | 21
29.10. | 22
29.10. | 23
29.10. | 24
30.10. | 1
30.10. | 2
30.10. | 3
30.10. | 4
30.10. | 5
30.10. | 6
30.10. | 7
30.10. | 8
30.10. | 9
30.10. | 10
30.10. | 11
30.10. | 12
30.10. | 13
30.10. | 14
30.10. | 15
30.10. | 16
30.10. | 17
30.10. | 18
30.10. | 19
30.10. | 20
30.10. | 21
30.10. | 22
30.10. | 23
30.10. | 24
31.10. | 1
31.10. | 2
31.10. | 3
31.10. | 4
31.10. | 5
31.10. | 6
31.10. | 7
31.10. | 8
31.10. | 9
31.10. | 10
31.10. | 11
31.10. | 12
31.10. | 13
31.10. | 14
31.10. | 15
31.10. | 16
31.10. | 17
31.10. | 18
31.10. | 19
31.10. | 20
31.10. | 21
31.10. | 22
31.10. | 23
31.10. | 24
01.11. | 1
01.11. | 2
01.11. | 3
01.11. | 4
01.11. | 5
01.11. | 6
01.11. | 7
01.11. | 8
01.11. | 9
01.11. | 10
01.11. | 11
01.11. | 12
01.11. | 13
01.11. | 14
01.11. | 15
01.11. | 16
01.11. | 17
01.11. | 18
01.11. | 19
01.11. | 20
01.11. | 21
01.11. | 22
01.11. | 23
01.11. | 24
02.11. | 1
02.11. | 2
02.11. | 3
02.11. | 4
02.11. | 5
02.11. | 6
02.11. | 7
02.11. | 8
02.11. | 9
02.11. | 10
02.11. | 11
02.11. | 12
02.11. | 13
02.11. | 14
02.11. | 15
02.11. | 16
02.11. | 17
02.11. | 18
02.11. | 19
02.11. | 20
02.11. | 21
02.11. | 22
02.11. | 23
02.11. | 24
03.11. | 1
03.11. | 2
03.11. | 3
03.11. | 4
03.11. | 5
03.11. | 6
03.11. | 7
03.11. | 8
03.11. | 9
03.11. | 10
03.11. | 11
03.11. | 12
03.11. | 13
03.11. | 14
03.11. | 15
03.11. | 16
03.11. | 17
03.11. | 18
03.11. | 19
03.11. | 20
03.11. | 21
03.11. | 22
03.11. | 23
03.11. | 24
04.11. | 1
04.11. | 2
04.11. | 3
04.11. | 4
04.11. | 5
04.11. | 6
04.11. | 7
04.11. | 8
04.11. | 9
04.11. | 10
04.11. | 11
04.11. | 12
04.11. | 13
04.11. | 14
04.11. | 15
04.11. | 16
04.11. | 17
04.11. | 18
04.11. | 19
04.11. | 20
04.11. | 21
04.11. | 22
04.11. | 23
04.11. | 24
05.11. | 1
05.11. | 2
05.11. | 3
05.11. | 4
05.11. | 5
05.11. | 6
05.11. | 7
05.11. | 8
05.11. | 9
05.11. | 10
05.11. | 11
05.11. | 12
05.11. | 13
05.11. | 14
05.11. | 15
05.11. | 16
05.11. | 17
05.11. | 18
05.11. | 19
05.11. | 20
05.11. | 21
05.11. | 22
05.11. | 23
05.11. | 24
06.11. | 1
06.11. | 2
06.11. | 3
06.11. | 4
06.11. | 5
06.11. | 6
06.11. | 7
06.11. | 8
06.11. | 9
06.11. | 10
06.11. | 11
06.11. | 12
06.11. | 13
06.11. | 14
06.11. | 15
06.11. | 16
06.11. | 17
06.11. | 18
06.11. | 19
06.11. | 20
06.11. | 21
06.11. | 22
06.11. | 23
06.11. | 24
07.11. | 1
07.11. | 2
07.11. | 3
07.11. | 4
07.11. | 5
07.11. | 6
07.11. | 7
07.11. | 8
07.11. | 9
07.11. | 10
07.11. | 11
07.11. | 12
07.11. | 13
07.11. | 14
07.11. | 15
07.11. | 16
07.11. | 17
07.11. | 18
07.11. | 19
07.11. | 20
07.11. | 21
07.11. | 22
07.11. | 23
07.11. | 24
08.11. | 1
08.11. | 2
08.11. | 3
08.11. | 4
08.11. | 5
08.11. | 6
08.11. | 7
08.11. | 8
08.11. | 9
08.11. | 10
08.11. | 11
08.11. | 12
08.11. | 13
08.11. | 14
08.11. | 15
08.11. | 16
08.11. | 17
08.11. | 18
08.11. | 19
08.11. | 20
08.11. | 21
08.11. | 22
08.11. | 23
08.11. | 24
09.11. | 1
09.11. | 2
09.11. | 3
09.11. | 4
09.11. | 5
09.11. | 6
09.11. | 7
09.11. | 8
09.11. | 9
09.11. | 10
09.11. | 11
09.11. | 12
09.11. | 13
09.11. | 14
09.11. | 15
09.11. | 16
09.11. | 17
09.11. | 18
09.11. | 19
09.11. | 20
09.11. | 21
09.11. | 22
09.11. | 23
09.11. | 24
10.11. | 1
10.11. | 2
10.11. | 3
10.11. | 4
10.11. | 5
10.11. | 6
10.11. | 7
10.11. | 8
10.11. | 9
10.11. | 10
10.11. | 11
10.11. | 12
10.11. | 13
10.11. | 14
10.11. | 15
10.11. | 16
10.11. | 17
10.11. | 18
10.11. | 19
10.11. | 20
10.11. | 21
10.11. | 22
10.11. | 23
10.11. | 24
11.11. | 1
11.11. | 2
11.11. | 3
11.11. | 4
11.11. | 5
11.11. | 6
11.11. | 7
11.11. | 8
11.11. | 9
11.11. | 10
11.11. | 11
11.11. | 12
11.11. | 13
11.11. | 14
11.11. | 15
11.11. | 16
11.11. | 17
11.11. | 18
11.11. | 19
11.11. | 20
11.11. | 21
11.11. | 22
11.11. | 23
11.11. | 24
12.11. | 1
12.11. | 2
12.11. | 3
12.11. | 4
12.11. | 5
12.11. | 6
12.11. | 7
12.11. | 8
12.11. | 9
12.11. | 10
12.11. | 11
12.11. | 12
12.11. | 13
12.11. | 14
12.11. | 15
12.11. | 16
12.11. | 17
12.11. | 18
12.11. | 19
12.11. | 20
12.11. | 21
12.11. | 22
12.11. | 23
12.11. | 24
13.11. | 1
13.11. | 2
13.11. | 3
13.11. | 4
13.11. | 5
13.11. | 6
13.11. | 7
13.11. | 8
13.11. | 9
13.11. | 10
13.11. | 11
13.11. | 12
13.11. | 13
13.11. | 14
13.11. | 15
13.11. | 16
13.11. | 17
13.11. | 18
13.11. | 19
13.11. | 20
13.11. | 21
13.11. | 22
13.11. | 23
13.11. | 24
14.11. | 1
14.11. | 2
14.11. | 3
14.11. | 4
14.11. | 5
14.11. | 6
14.11. | 7
14.11. | 8
14.11. | 9
14.11. | 10
14.11. | 11
14.11. | 12
14.11. | 13
14.11. | 14
14.11. | 15
14.11. | 16
14.11. | 17
14.11. | 18
14.11. | 19
14.11. | 20
14.11. | 21
14.11. | 22
14.11. | 23
14.11. | 24
15.11. | 1
15.11. | 2
15.11. | 3
15.11. | 4
15.11. | 5
15.11. | 6
15.11. | 7
15.11. | 8
15.11. | 9
15.11. | 10
15.11. | 11
15.11. | 12
15.11. | 13
15.11. | 14
15.11. | 15
15.11. | 16
15.11. | 17
15.11. | 18
15.11. | 19
15.11. | 20
15.11. | 21
15.11. | 22
15.11. | 23
15.11. | 24
16.11. | 1
16.11. | 2
16.11. | 3
16.11. | 4
16.11. | 5
16.11. | 6
16.11. | 7
16.11. | 8
16.11. | 9
16.11. | 10
16.11. | 11
16.11. | 12
16.11. | 13
16.11. | 14
16.11. | 15
16.11. | 16
16.11. | 17
16.11. | 18
16.11. | 19
16.11. | 20
16.11. | 21
16.11. | 22
16.11. | 23
16.11. | 24
17.11. | 1
17.11. | 2
17.11. | 3
17.11. | 4
17.11. | 5
17.11. | 6
17.11. | 7
17.11. | 8
17.11. | 9
17.11. | 10
17.11. | 11
17.11. | 12
17.11. | 13
17.11. | 14
17.11. | 15
17.11. | 16
17.11. | 17
17.11. | 18
17.11. | 19
17.11. | 20
17.11. | 21
17.11. | 22
17.11. | 23
17.11. | 24
18.11. | 1
18.11. | 2
18.11. | 3
18.11. | 4
18.11. | 5
18.11. | 6
18.11. | 7
18.11. | 8
18.11. | 9
18.11. | 10
18.11. | 11
18.11. | 12
18.11. | 13
18.11. | 14
18.11. | 15
18.11. | 16
18.11. | 17
18.11. | 18
18.11. | 19
18.11. | 20
18.11. | 21
18.11. | 22
18.11. | 23
18.11. | 24
19.11. | 1
19.11. | 2
19.11. | 3
19.11. | 4
19.11. | 5
19.11. | 6
19.11. | 7
19.11. | 8
19.11. | 9
19.11. | 10
19.11. | 11
19.11. | 12
19.11. | 13
19.11. | 14
19.11. | 15
19.11. | 16
19.11. | 17
19.11. | 18
19.11. | 19
19.11. | 20
19.11. | 21
19.11. | 22
19.11. | 23
19.11. | 24
20.11. | 1
20.11. | 2
20.11. | 3
20.11. | 4
20.11. | 5
20.11. | 6
20.11. | 7
20.11. | 8
20.11. | 9
20.11. | 10
20.11. | 11
20.11. | 12
20.11. | 13
20.11. | 14
20.11. | 15
20.11. | 16
20.11. | 17
20.11. | 18
20.11. | 19
20.11. | 20
20.11. | 21
20.11. | 22
20.11. | 23
20.11. | 24
21.11. | 1
21.11. | 2
21.11. | 3
21.11. | 4
21.11. | 5
21.11. | 6
21.11. | 7
21.11. | 8
21.11. | 9
21.11. | 10
21.11. | 11
21.11. | 12
21.11. | 13
21.11. | 14
21.11. | 15
21.11. | 16
21.11. | 17
21.11. | 18
21.11. | 19
21.11. | 20
21.11. | 21
21.11. | 22
21.11. | 23
21.11. | 24
22.11. | 1
22.11. | 2
22.11. | 3
22.11. | 4
22.11. | 5
22.11. | 6
22.11. | 7
22.11. | 8
22.11. | 9
22.11. | 10
22.11. | 11
22.11. | 12
22.11. | 13
22.11. | 14
22.11. | 15
22.11. | 16
22.11. | 17
22.11. | 18
22.11. | 19
22.11. | 20
22.11. | 21
22.11. | 22
22.11. | 23
22.11. | 24
23.11. | 1
23.11. | 2
23.11. | 3
23.11. | 4
23.11. | 5
23.11. | 6
23.11. | 7
23.11. | 8
23.11. | 9
23.11. | 10
23.11. | 11
23.11. | 12
23.11. | 13
23.11. | 14
23.11. | 15
23.11. | 16
23.11. | 17
23.11. | 18
23.11. | 19
23.11. | 20
23.11. | 21
23.11. | 22
23.11. | 23
23.11. | 24
24.11. | 1
24.11. | 2
24.11. | 3
24.11. | 4
24.11. | 5
24.11. | 6
24.11. | 7
24.11. | 8
24.11. | 9
24.11. | 10
24.11. | 11
24.11. | 12
24.11. | 13
24.11. | 14
24.11. | 15
24.11. | 16
24.11. | 17
24.11. | 18
24.11. | 19
24.11. | 20
24.11. | 21
24.11. | 22
24.11. | 23
24.11. | 24
25.11. | 1
25.11. | 2
25.11. | 3
25.11. | 4
25.11. | 5
25.11. | 6
25.11. | 7
25.11. | 8
25.11. | 9
25.11. | 10
25.11. | 11
25.11. | 12
25.11. | 13
25.11. | 14
25.11. | 15
25.11. | 16
25.11. | 17
25.11. | 18
25.11. | 19
25.11. | 20
25.11. | 21
25.11. | 22
25.11. | 23
25.11. | 24
26.11. | 1
26.11. | 2
26.11. | 3
26.11. | 4
26.11. | 5
26.11. | 6
26.11. | 7
26.11. | 8
26.11. | 9
26.11. | 10
26.11. | 11
26.11. | 12
26.11. | 13
26.11. | 14
26.11. | 15
26.11. | 16
26.11. | 17
26.11. | 18
26.11. | 19
26.11. | 20
26.11. | 21
26.11. | 22
26.11. | 23
26.11. | 24
27.11. | 1
27.11. | 2
27.11. | 3
27.11. | 4
27.11. | 5
27.11. | 6
27.11. | 7
27.11. | 8
27.11. | 9
27.11. | 10
27.11. | 11
27.11. | 12
27.11. | 13
27.11. | 14
27.11. | 15
27.11. | 16
27.11. | 17
27.11. | 18
27.11. | 19
27.11. | 20
27.11. | 21
27.11. | 22
27.11. | 23
27.11. | 24
28.11. | 1
28.11. | 2
28.11. | 3
28.11. | 4
28.11. | 5
28.11. | 6
28.11. | 7
28.11. | 8
28.11. | 9
28.11. | 10
28.11. | 11
28.11. | 12
28.11. | 13
28.11. | 14
28.11. | 15
28.11. | 16
28.11. | 17
28.11. | 18
28.11. | 19
28.11. | 20
28.11. | 21
28.11. | 22
28.11. | 23
28.11. | 24
29.11. | 1
29.11. | 2
29.11. | 3
29.11. | 4
29.11. | 5
29.11. | 6
29.11. | 7
29.11. | 8
29.11. | 9
29.11. | 10
29.11. | 11
29.11. | 12
29.11. | 13
29.11. | 14
29.11. | 15
29.11. | 16
29.11. | 17
29.11. | 18
29.11. | 19
29.11. | 20
29.11. | 21
29.11. | 22
29.11. | 23
29.11. | 24
30.11. | 1
30.11. | 2
30.11. | 3
30.11. | 4
30.11. | 5
30.11. | 6
30.11. | 7
30.11. | 8
30.11. | 9
30.11. | 10
30.11. | 11
30.11. | 12
30.11. | 13
30.11. | 14
30.11. | 15
30.11. | 16
30.11. | 17
30.11. | 18
30.11. | 19
30.11. | 20
30.11. | 21
30.11. | 22
30.11. | 23
30.11. | 24
01.12. | 1
01.12. | 2
01.12. | 3
01.12. | 4
01.12. | 5
01.12. | 6
01.12. | 7
01.12. | 8
01.12. | 9
01.12. | 10
01.12. | 11
01.12. | 12
01.12. | 13
01.12. | 14
01.12. | 15
01.12. | 16
01.12. | 17
01.12. | 18
01.12. | 19
01.12. | 20
01.12. | 21
01.12. | 22
01.12. | 23
01.12. | 24
02.12. | 1
02.12. | 2
02.12. | 3
02.12. | 4
02.12. | 5
02.12. | 6
02.12. | 7
02.12. | 8
02.12. | 9
02.12. | 10
02.12. | 11
02.12. | 12
02.12. | 13
02.12. | 14
02.12. | 15
02.12. | 16
02.12. | 17
02.12. | 18
02.12. | 19
02.12. | 20
02.12. | 21
02.12. | 22
02.12. | 23
02.12. | 24
03.12. | 1
03.12. | 2
03.12. | 3
03.12. | 4
03.12. | 5
03.12. | 6
03.12. | 7
03.12. | 8
03.12. | 9
03.12. | 10
03.12. | 11
03.12. | 12
03.12. | 13
03.12. | 14
03.12. | 15
03.12. | 16
03.12. | 17
03.12. | 18
03.12. | 19
03.12. | 20
03.12. | 21
03.12. | 22
03.12. | 23
03.12. | 24
04.12. | 1
04.12. | 2
04.12. | 3
04.12. | 4
04.12. | 5
04.12. | 6
04.12. | 7
04.12. | 8
04.12. | 9
04.12. | 10
04.12. | 11
04.12. | 12
04.12. | 13
04.12. | 14
04.12. | 15
04.12. | 16
04.12. | 17
04.12. | 18
04.12. | 19
04.12. | 20
04.12. | 21
04.12. | 22
04.12. | 23
04.12. | 24
05.12. | 1
05.12. | 2
05.12. | 3
05.12. | 4
05.12. | 5
05.12. | 6
05.12. | 7
05.12. | 8
05.12. | 9
05.12. | 10
05.12. | 11
05.12. | 12
05.12. | 13
05.12. | 14
05.12. | 15
05.12. | 16
05.12. | 17
05.12. | 18
05.12. | 19
05.12. | 20
05.12. | 21
05.12. | 22
05.12. | 23
05.12. | 24
06.12. | 1
06.12. | 2
06.12. | 3
06.12. | 4
06.12. | 5
06.12. | 6
06.12. | 7
06.12. | 8
06.12. | 9
06.12. | 10
06.12. | 11
06.12. | 12
06.12. | 13
06.12. | 14
06.12. | 15
06.12. | 16
06.12. | 17
06.12. | 18
06.12. | 19
06.12. | 20
06.12. | 21
06.12. | 22
06.12. | 23
06.12. | 24
07.12. | 1
07.12. | 2
07.12. | 3
07.12. | 4
07.12. | 5
07.12. | 6
07.12. | 7
07.12. | 8
07.12. | 9
07.12. | 10
07.12. | 11
07.12. | 12
07.12. | 13
07.12. | 14
07.12. | 15
07.12. | 16
07.12. | 17
07.12. | 18
07.12. | 19
07.12. | 20
07.12. | 21
07.12. | 22
07.12. | 23
07.12. | 24
08.12. | 1
08.12. | 2
08.12. | 3
08.12. | 4
08.12. | 5
08.12. | 6
08.12. | 7
08.12. | 8
08.12. | 9
08.12. | 10
08.12. | 11
08.12. | 12
08.12. | 13
08.12. | 14
08.12. | 15
08.12. | 16
08.12. | 17
08.12. | 18
08.12. | 19
08.12. | 20
08.12. | 21
08.12. | 22
08.12. | 23
08.12. | 24
09.12. | 1
09.12. | 2
09.12. | 3
09.12. | 4
09.12. | 5
09.12. | 6
09.12. | 7
09.12. | 8
09.12. | 9
09.12. | 10
09.12. | 11
09.12. | 12
09.12. | 13
09.12. | 14
09.12. | 15
09.12. | 16
09.12. | 17
09.12. | 18
09.12. | 19
09.12. | 20
09.12. | 21
09.12. | 22
09.12. | 23
09.12. | 24
10.12. | 1
10.12. | 2
10.12. | 3
10.12. | 4
10.12. | 5
10.12. | 6
10.12. | 7
10.12. | 8
10.12. | 9
10.12. | 10
10.12. | 11
10.12. | 12
10.12. | 13
10.12. | 14
10.12. | 15
10.12. | 16
10.12. | 17
10.12. | 18
10.12. | 19
10.12. | 20
10.12. | 21
10.12. | 22
10.12. | 23
10.12. | 24
11.12. | 1
11.12. | 2
11.12. | 3
11.12. | 4
11.12. | 5
11.12. | 6
11.12. | 7
11.12. | 8
11.12. | 9
11.12. | 10
11.12. | 11
11.12. | 12
11.12. | 13
11.12. | 14
11.12. | 15
11.12. | 16
11.12. | 17
11.12. | 18
11.12. | 19
11.12. | 20
11.12. | 21
11.12. | 22
11.12. | 23
11.12. | 24
12.12. | 1
12.12. | 2
12.12. | 3
12.12. | 4
12.12. | 5
12.12. | 6
12.12. | 7
12.12. | 8
12.12. | 9
12.12. | 10
12.12. | 11
12.12. | 12
12.12. | 13
12.12. | 14
12.12. | 15
12.12. | 16
12.12. | 17
12.12. | 18
12.12. | 19
12.12. | 20
12.12. | 21
12.12. | 22
12.12. | 23
12.12. | 24
13.12. | 1
13.12. | 2
13.12. | 3
13.12. | 4
13.12. | 5
13.12. | 6
13.12. | 7
13.12. | 8
13.12. | 9
13.12. | 10
13.12. | 11
13.12. | 12
13.12. | 13
13.12. | 14
13.12. | 15
13.12. | 16
13.12. | 17
13.12. | 18
13.12. | 19
13.12. | 20
13.12. | 21
13.12. | 22
13.12. | 23
13.12. | 24
14.12. | 1
14.12. | 2
14.12. | 3
14.12. | 4
14.12. | 5
14.12. | 6
14.12. | 7
14.12. | 8
14.12. | 9
14.12. | 10
14.12. | 11
14.12. | 12
14.12. | 13
14.12. | 14
14.12. | 15
14.12. | 16
14.12. | 17
14.12. | 18
14.12. | 19
14.12. | 20
14.12. | 21
14.12. | 22
14.12. | 23
14.12. | 24
15.12. | 1
15.12. | 2
15.12. | 3
15.12. | 4
15.12. | 5
15.12. | 6
15.12. | 7
15.12. | 8
15.12. | 9
15.12. | 10
15.12. | 11
15.12. | 12
15.12. | 13
15.12. | 14
15.12. | 15
15.12. | 16
15.12. | 17
15.12. | 18
15.12. | 19
15.12. | 20
15.12. | 21
15.12. | 22
15.12. | 23
15.12. | 24
16.12. | 1
16.12. | 2
16.12. | 3
16.12. | 4
16.12. | 5
16.12. | 6
16.12. | 7
16.12. | 8
16.12. | 9
16.12. | 10
16.12. | 11
16.12. | 12
16.12. | 13
16.12. | 14
16.12. | 15
16.12. | 16
16.12. | 17
16.12. | 18
16.12. | 19
16.12. | 20
16.12. | 21
16.12. | 22
16.12. | 23
16.12. | 24
17.12. | 1
17.12. | 2
17.12. | 3
17.12. | 4
17.12. | 5
17.12. | 6
17.12. | 7
17.12. | 8
17.12. | 9
17.12. | 10
17.12. | 11
17.12. | 12
17.12. | 13
17.12. | 14
17.12. | 15
17.12. | 16
17.12. | 17
17.12. | 18
17.12. | 19
17.12. | 20
17.12. | 21
17.12. | 22
17.12. | 23
17.12. | 24
18.12. | 1
18.12. | 2
18.12. | 3
18.12. | 4
18.12. | 5
18.12. | 6
18.12. | 7
18.12. | 8
18.12. | 9
18.12. | 10
18.12. | 11
18.12. | 12
18.12. | 13
18.12. | 14
18.12. | 15
18.12. | 16
18.12. | 17
18.12. | 18
18.12. | 19
18.12. | 20
18.12. | 21
18.12. | 22
18.12. | 23
18.12. | 24
19.12. | 1
19.12. | 2
19.12. | 3
19.12. | 4
19.12. | 5
19.12. | 6
19.12. | 7
19.12. | 8
19.12. | 9
19.12. | 10
19.12. | 11
19.12. | 12
19.12. | 13
19.12. | 14
19.12. | 15
19.12. | 16
19.12. | 17
19.12. | 18
19.12. | 19
19.12. | 20
19.12. | 21
19.12. | 22
19.12. | 23
19.12. | 24
20.12. | 1
20.12. | 2
20.12. | 3
20.12. | 4
20.12. | 5
20.12. | 6
20.12. | 7
20.12. | 8
20.12. | 9
20.12. | 10
20.12. | 11
20.12. | 12
20.12. | 13
20.12. | 14
20.12. | 15
20.12. | 16
20.12. | 17
20.12. | 18
20.12. | 19
20.12. | 20
20.12. | 21
20.12. | 22
20.12. | 23
20.12. | 24
21.12. | 1
21.12. | 2
21.12. | 3
21.12. | 4
21.12. | 5
21.12. | 6
21.12. | 7
21.12. | 8
21.12. | 9
21.12. | 10
21.12. | 11
21.12. | 12
21.12. | 13
21.12. | 14
21.12. | 15
21.12. | 16
21.12. | 17
21.12. | 18
21.12. | 19
21.12. | 20
21.12. | 21
21.12. | 22
21.12. | 23
21.12. | 24
22.12. | 1
22.12. | 2
22.12. | 3
22.12. | 4
22.12. | 5
22.12. | 6
22.12. | 7
22.12. | 8
22.12. | 9
22.12. | 10
22.12. | 11
22.12. | 12
22.12. | 13
22.12. | 14
22.12. | 15
22.12. | 16
22.12. | 17
22.12. | 18
22.12. | 19
22.12. | 20
22.12. | 21
22.12. | 22
22.12. | 23
22.12. | 24
23.12. | 1
23.12. | 2
23.12. | 3
23.12. | 4
23.12. | 5
23.12. | 6
23.12. | 7
23.12. | 8
23.12. | 9
23.12. | 10
23.12. | 11
23.12. | 12
23.12. | 13
23.12. | 14
23.12. | 15
23.12. | 16
23.12. | 17
23.12. | 18
23.12. | 19
23.12. | 20
23.12. | 21
23.12. | 22
23.12. | 23
23.12. | 24
24.12. | 1
24.12. | 2
24.12. | 3
24.12. | 4
24.12. | 5
24.12. | 6
24.12. | 7
24.12. | 8
24.12. | 9
24.12. | 10
24.12. | 11
24.12. | 12
24.12. | 13
24.12. | 14
24.12. | 15
24.12. | 16
24.12. | 17
24.12. | 18
24.12. | 19
24.12. | 20
24.12. | 21
24.12. | 22
24.12. | 23
24.12. | 24
25.12. | 1
25.12. | 2
25.12. | 3
25.12. | 4
25.12. | 5
25.12. | 6
25.12. | 7
25.12. | 8
25.12. | 9
25.12. | 10
25.12. | 11
25.12. | 12
25.12. | 13
25.12. | 14
25.12. | 15
25.12. | 16
25.12. | 17
25.12. | 18
25.12. | 19
25.12. | 20
25.12. | 21
25.12. | 22
25.12. | 23
25.12. | 24
26.12. | 1
26.12. | 2
26.12. | 3
26.12. | 4
26.12. | 5
26.12. | 6
26.12. | 7
26.12. | 8
26.12. | 9
26.12. | 10
26.12. | 11
26.12. | 12
26.12. | 13
26.12. | 14
26.12. | 15
26.12. | 16
26.12. | 17
26.12. | 18
26.12. | 19
26.12. | 20
26.12. | 21
26.12. | 22
26.12. | 23
26.12. | 24
27.12. | 1
27.12. | 2
27.12. | 3
27.12. | 4
27.12. | 5
27.12. | 6
27.12. | 7
27.12. | 8
27.12. | 9
27.12. | 10
27.12. | 11
27.12. | 12
27.12. | 13
27.12. | 14
27.12. | 15
27.12. | 16
27.12. | 17
27.12. | 18
27.12. | 19
27.12. | 20
27.12. | 21
27.12. | 22
27.12. | 23
27.12. | 24
28.12. | 1
28.12. | 2
28.12. | 3
28.12. | 4
28.12. | 5
28.12. | 6
28.12. | 7
28.12. | 8
28.12. | 9
28.12. | 10
28.12. | 11
28.12. | 12
28.12. | 13
28.12. | 14
28.12. | 15
28.12. | 16
28.12. | 17
28.12. | 18
28.12. | 19
28.12. | 20
28.12. | 21
28.12. | 22
28.12. | 23
28.12. | 24
29.12. | 1
29.12. | 2
29.12. | 3
29.12. | 4
29.12. | 5
29.12. | 6
29.12. | 7
29.12. | 8
29.12. | 9
29.12. | 10
29.12. | 11
29.12. | 12
29.12. | 13
29.12. | 14
29.12. | 15
29.12. | 16
29.12. | 17
29.12. | 18
29.12. | 19
29.12. | 20
29.12. | 21
29.12. | 22
29.12. | 23
29.12. | 24
30.12. | 1
30.12. | 2
30.12. | 3
30.12. | 4
30.12. | 5
30.12. | 6
30.12. | 7
30.12. | 8
30.12. | 9
30.12. | 10
30.12. | 11
30.12. | 12
30.12. | 13
30.12. | 14
30.12. | 15
30.12. | 16
30.12. | 17
30.12. | 18
30.12. | 19
30.12. | 20
30.12. | 21
30.12. | 22
30.12. | 23
30.12. | 24
31.12. | 1
31.12. | 2
31.12. | 3
31.12. | 4
31.12. | 5
31.12. | 6
31.12. | 7
31.12. | 8
31.12. | 9
31.12. | 10
31.12. | 11
31.12. | 12
31.12. | 13
31.12. | 14
31.12. | 15
31.12. | 16
31.12. | 17
31.12. | 18
31.12. | 19
31.12. | 20
31.12. | 21
31.12. | 22
31.12. | 23
31.12. | 24

## Battery
ENTSO-E Market Modelling Database: Batteries
Country:
Market Node: | DE00
Year:
Climate year
Scenario
Type |  | Net maximum capacity - generation perspective (MW) | Net maximum capacity - demand perspective (MW) | Storage capacity (MWh) | Number of units | Average efficiency | Ramp up rate (MW/h) | Ramp down rate (MW/h)
Battery Total |  | 75895.78 | 75895.78 | 170919.56 | 21 | 0.94014 | 0 | 0
Battery Utility Scale |  | 28075.78 | 28075.78 | 56151.56 | 7 | 0.92 | 0 | 0
Battery Residential |  | 47820 | 47820 | 114768 | 14 | 0.95 | 0 | 0

## Electrolyser
ENTSO-E Market Modelling Database: Electrolysers
Country:
Market Node: | DE00
Year:
Climate year
Scenario
Type |  | Net maximum capacity (MW) | Number of units | Average efficiency | H2 storage (GWh) | Ramp up rate (MW/h) | Ramp down rate (MW/h) | Fixed generation reduction (% of max power output)
Electrolyser e-market Z1 |  | 0 | 0 | 0 | 0 | 0 | 0 | 100
Electrolyser e-market Z2 |  | 25936.33 | 7 | 0.68 | 0 | 0 | 0 | 0
Electrolyser Shared RES Z1 |  | 0 | 0 | 0 | 0 | 0 | 0 | 100
Electrolyser Shared RES Z2 |  | 920.81 | 7 | 0.68 | 0 | 0 | 0 | 0
Electrolyser Dedicated RES Z1 |  | 0 | 0 | 0 | 0 | 0 | 0 | 100
Electrolyser Dedicated RES Z2 |  | 1000 | 1 | 0.68 | 0 | 0 | 0 | 0

## Wind
ENTSO-E Market Modelling Database: Wind
Country:
Market Node: | DE00
Year:
Scenario
Installed capacities Onshore wind Total(GW): | 157
Installed capacities Onshore wind e-market (GW): | 156.0553
Installed capacities Onshore wind dedicated (GW): | 0
Installed capacities Onshore wind Shared RES - H2Z1 (GW): | 0
Installed capacities Onshore wind Shared RES - H2Z2 (GW): | 0.94471
Installed capacities Offshore wind Total (GW): | 51.0887
Installed capacities Offshore wind e-market - hub ready (GW): | 29
Installed capacities Offshore wind dedicated - hub ready (GW): | 0
Installed capacities Offshore wind Shared RES - H2Z1 - hub ready (GW): | 0
Installed capacities Offshore wind Shared RES - H2Z2 - hub ready (GW): | 0
Installed capacities Offshore wind e-market - radial (GW): | 21.0888
Installed capacities Offshore wind dedicated - radial (GW): | 1
Installed capacities Offshore wind Shared RES - H2Z1 - radial (GW): | 0
Installed capacities Offshore wind Shared RES - H2Z2 - radial (GW): | 0

## Solar
ENTSO-E Market Modelling Database: Solar
Country:
Market Node: | DE00
Year:
Scenario
Installed capacities Thermal Solar (GW): | 0
Installed capacities Photovoltaic (GW): | 309
Installed capacities Photovoltaic e-market (GW): | 135.9411
Installed capacities Photovoltaic dedicated (GW): | 0
Installed capacities Photovoltaic Shared RES - H2Z1 (GW): | 0
Installed capacities Photovoltaic Shared RES - H2Z2 (GW): | 0.41264
Installed capacities Rooftop (GW): | 172.6463
Installed capacities Solar Thermal with Storage (GW): | 0
Storage capacities Solar Thermal with Storage (GWh): | 0

## Hydro
ENTSO-E Market Modelling Database: Hydro
Country:
Market Node: | DE00
Year:
Scenario
Hydro PEMMDB 3.4
Run of River - Total turbining capacity (MW) | 3933.9
Pondage - Total reservoir capacity (GWh) | 0
Pondage - Total turbining capacity (MW) | 0
Reservoir - Total reservoir capacity (GWh) | 240.7417
Reservoir - Total turbining capacity (MW) | 1007.9
Pump Storage (open loop, with natural inflows) - Total reservoir capacity (GWh) | 440.059
Pump Storage (open loop, with natural inflows) - Total turbining capacity (MW) | 2232.1
Pump Storage (open loop, with natural inflows) - Total pumping capacity (MW) | -1861.8
Pure Pump Storage (closed loop, no natural inflows) - Total reservoir capacity (GWh) | 603.0215
Pure Pump Storage (closed loop, no natural inflows) - Total turbining capacity (MW) | 7292.84
Pure Pump Storage (closed loop, no natural inflows) - Total pumping capacity (MW) | -7315.6

## Other RES
ENTSO-E Market Modelling Database: Other RES
Country:
Market Node: | DE00
Year:
Scenario:
Installed capacity excl. clim.dependent bands (MW): | 10438.33 |  |  | Small Biomass | Geothermal | Marine | Waste | Not Defined / Splitting not known
N.B. use convention first January always Monday (2007 calendar year) --> see guidelines for further details |  |  | Installed capacity (MW): | 8500 | 0 | 0 | 1938.33 | 0
Date | Hour | TOTAL Other RES Output (MW) (excl. climate dependent bands) |  | Output (MW) | Output (MW) | Output (MW) | Output (MW) | Output (MW)
01.01. | 1 | 6555.332 |  | 5780 | 0 | 0 | 775.332 | 0
01.01. | 2 | 6555.332 |  | 5780 | 0 | 0 | 775.332 | 0
01.01. | 3 | 6555.332 |  | 5780 | 0 | 0 | 775.332 | 0
01.01. | 4 | 6555.332 |  | 5780 | 0 | 0 | 775.332 | 0
01.01. | 5 | 6555.332 |  | 5780 | 0 | 0 | 775.332 | 0
01.01. | 6 | 6555.332 |  | 5780 | 0 | 0 | 775.332 | 0
01.01. | 7 | 6555.332 |  | 5780 | 0 | 0 | 775.332 | 0
01.01. | 8 | 6555.332 |  | 5780 | 0 | 0 | 775.332 | 0
01.01. | 9 | 6555.332 |  | 5780 | 0 | 0 | 775.332 | 0
01.01. | 10 | 6555.332 |  | 5780 | 0 | 0 | 775.332 | 0
01.01. | 11 | 6555.332 |  | 5780 | 0 | 0 | 775.332 | 0
01.01. | 12 | 6555.332 |  | 5780 | 0 | 0 | 775.332 | 0
01.01. | 13 | 6555.332 |  | 5780 | 0 | 0 | 775.332 | 0
01.01. | 14 | 6555.332 |  | 5780 | 0 | 0 | 775.332 | 0
01.01. | 15 | 6555.332 |  | 5780 | 0 | 0 | 775.332 | 0
01.01. | 16 | 6555.332 |  | 5780 | 0 | 0 | 775.332 | 0
01.01. | 17 | 6555.332 |  | 5780 | 0 | 0 | 775.332 | 0
01.01. | 18 | 6555.332 |  | 5780 | 0 | 0 | 775.332 | 0
01.01. | 19 | 6555.332 |  | 5780 | 0 | 0 | 775.332 | 0
01.01. | 20 | 6555.332 |  | 5780 | 0 | 0 | 775.332 | 0
01.01. | 21 | 6555.332 |  | 5780 | 0 | 0 | 775.332 | 0
01.01. | 22 | 6555.332 |  | 5780 | 0 | 0 | 775.332 | 0
01.01. | 23 | 6555.332 |  | 5780 | 0 | 0 | 775.332 | 0
01.01. | 24 | 6555.332 |  | 5780 | 0 | 0 | 775.332 | 0
02.01. | 1 | 6555.332 |  | 5780 | 0 | 0 | 775.332 | 0
02.01. | 2 | 6555.332 |  | 5780 | 0 | 0 | 775.332 | 0
02.01. | 3 | 6555.332 |  | 5780 | 0 | 0 | 775.332 | 0
02.01. | 4 | 6555.332 |  | 5780 | 0 | 0 | 775.332 | 0
02.01. | 5 | 6555.332 |  | 5780 | 0 | 0 | 775.332 | 0
02.01. | 6 | 6555.332 |  | 5780 | 0 | 0 | 775.332 | 0
02.01. | 7 | 6555.332 |  | 5780 | 0 | 0 | 775.332 | 0
02.01. | 8 | 6555.332 |  | 5780 | 0 | 0 | 775.332 | 0
02.01. | 9 | 6555.332 |  | 5780 | 0 | 0 | 775.332 | 0
02.01. | 10 | 6555.332 |  | 5780 | 0 | 0 | 775.332 | 0
02.01. | 11 | 6555.332 |  | 5780 | 0 | 0 | 775.332 | 0
02.01. | 12 | 6555.332 |  | 5780 | 0 | 0 | 775.332 | 0
02.01. | 13 | 6555.332 |  | 5780 | 0 | 0 | 775.332 | 0
02.01. | 14 | 6555.332 |  | 5780 | 0 | 0 | 775.332 | 0
02.01. | 15 | 6555.332 |  | 5780 | 0 | 0 | 775.332 | 0
02.01. | 16 | 6555.332 |  | 5780 | 0 | 0 | 775.332 | 0
02.01. | 17 | 6555.332 |  | 5780 | 0 | 0 | 775.332 | 0
02.01. | 18 | 6555.332 |  | 5780 | 0 | 0 | 775.332 | 0
02.01. | 19 | 6555.332 |  | 5780 | 0 | 0 | 775.332 | 0
02.01. | 20 | 6555.332 |  | 5780 | 0 | 0 | 775.332 | 0
02.01. | 21 | 6555.332 |  | 5780 | 0 | 0 | 775.332 | 0
02.01. | 22 | 6555.332 |  | 5780 | 0 | 0 | 775.332 | 0
02.01. | 23 | 6555.332 |  | 5780 | 0 | 0 | 775.332 | 0
02.01. | 24 | 6555.332 |  | 5780 | 0 | 0 | 775.332 | 0
03.01. | 1 | 6555.332 |  | 5780 | 0 | 0 | 775.332 | 0
03.01. | 2 | 6555.332 |  | 5780 | 0 | 0 | 775.332 | 0
03.01. | 3 | 6555.332 |  | 5780 | 0 | 0 | 775.332 | 0
03.01. | 4 | 6555.332 |  | 5780 | 0 | 0 | 775.332 | 0
03.01. | 5 | 6555.332 |  | 5780 | 0 | 0 | 775.332 | 0
03.01. | 6 | 6555.332 |  | 5780 | 0 | 0 | 775.332 | 0
03.01. | 7 | 6555.332 |  | 5780 | 0 | 0 | 775.332 | 0
03.01. | 8 | 6555.332 |  | 5780 | 0 | 0 | 775.332 | 0
03.01. | 9 | 6555.332 |  | 5780 | 0 | 0 | 775.332 | 0
03.01. | 10 | 6555.332 |  | 5780 | 0 | 0 | 775.332 | 0
03.01. | 11 | 6555.332 |  | 5780 | 0 | 0 | 775.332 | 0
03.01. | 12 | 6555.332 |  | 5780 | 0 | 0 | 775.332 | 0
03.01. | 13 | 6555.332 |  | 5780 | 0 | 0 | 775.332 | 0
03.01. | 14 | 6555.332 |  | 5780 | 0 | 0 | 775.332 | 0
03.01. | 15 | 6555.332 |  | 5780 | 0 | 0 | 775.332 | 0
03.01. | 16 | 6555.332 |  | 5780 | 0 | 0 | 775.332 | 0
03.01. | 17 | 6555.332 |  | 5780 | 0 | 0 | 775.332 | 0
03.01. | 18 | 6555.332 |  | 5780 | 0 | 0 | 775.332 | 0
03.01. | 19 | 6555.332 |  | 5780 | 0 | 0 | 775.332 | 0
03.01. | 20 | 6555.332 |  | 5780 | 0 | 0 | 775.332 | 0
03.01. | 21 | 6555.332 |  | 5780 | 0 | 0 | 775.332 | 0
03.01. | 22 | 6555.332 |  | 5780 | 0 | 0 | 775.332 | 0
03.01. | 23 | 6555.332 |  | 5780 | 0 | 0 | 775.332 | 0
03.01. | 24 | 6555.332 |  | 5780 | 0 | 0 | 775.332 | 0
04.01. | 1 | 6555.332 |  | 5780 | 0 | 0 | 775.332 | 0
04.01. | 2 | 6555.332 |  | 5780 | 0 | 0 | 775.332 | 0
04.01. | 3 | 6555.332 |  | 5780 | 0 | 0 | 775.332 | 0
04.01. | 4 | 6555.332 |  | 5780 | 0 | 0 | 775.332 | 0
04.01. | 5 | 6555.332 |  | 5780 | 0 | 0 | 775.332 | 0
04.01. | 6 | 6555.332 |  | 5780 | 0 | 0 | 775.332 | 0
04.01. | 7 | 6555.332 |  | 5780 | 0 | 0 | 775.332 | 0
04.01. | 8 | 6555.332 |  | 5780 | 0 | 0 | 775.332 | 0
04.01. | 9 | 6555.332 |  | 5780 | 0 | 0 | 775.332 | 0
04.01. | 10 | 6555.332 |  | 5780 | 0 | 0 | 775.332 | 0
04.01. | 11 | 6555.332 |  | 5780 | 0 | 0 | 775.332 | 0
04.01. | 12 | 6555.332 |  | 5780 | 0 | 0 | 775.332 | 0
04.01. | 13 | 6555.332 |  | 5780 | 0 | 0 | 775.332 | 0
04.01. | 14 | 6555.332 |  | 5780 | 0 | 0 | 775.332 | 0
04.01. | 15 | 6555.332 |  | 5780 | 0 | 0 | 775.332 | 0
04.01. | 16 | 6555.332 |  | 5780 | 0 | 0 | 775.332 | 0
04.01. | 17 | 6555.332 |  | 5780 | 0 | 0 | 775.332 | 0
04.01. | 18 | 6555.332 |  | 5780 | 0 | 0 | 775.332 | 0
04.01. | 19 | 6555.332 |  | 5780 | 0 | 0 | 775.332 | 0
04.01. | 20 | 6555.332 |  | 5780 | 0 | 0 | 775.332 | 0
04.01. | 21 | 6555.332 |  | 5780 | 0 | 0 | 775.332 | 0
04.01. | 22 | 6555.332 |  | 5780 | 0 | 0 | 775.332 | 0
04.01. | 23 | 6555.332 |  | 5780 | 0 | 0 | 775.332 | 0
04.01. | 24 | 6555.332 |  | 5780 | 0 | 0 | 775.332 | 0
05.01. | 1 | 6555.332 |  | 5780 | 0 | 0 | 775.332 | 0
05.01. | 2 | 6555.332 |  | 5780 | 0 | 0 | 775.332 | 0
05.01. | 3 | 6555.332 |  | 5780 | 0 | 0 | 775.332 | 0
05.01. | 4 | 6555.332 |  | 5780 | 0 | 0 | 775.332 | 0
05.01. | 5 | 6555.332 |  | 5780 | 0 | 0 | 775.332 | 0
05.01. | 6 | 6555.332 |  | 5780 | 0 | 0 | 775.332 | 0
05.01. | 7 | 6555.332 |  | 5780 | 0 | 0 | 775.332 | 0
05.01. | 8 | 6555.332 |  | 5780 | 0 | 0 | 775.332 | 0
05.01. | 9 | 6555.332 |  | 5780 | 0 | 0 | 775.332 | 0
05.01. | 10 | 6555.332 |  | 5780 | 0 | 0 | 775.332 | 0
05.01. | 11 | 6555.332 |  | 5780 | 0 | 0 | 775.332 | 0
05.01. | 12 | 6555.332 |  | 5780 | 0 | 0 | 775.332 | 0
05.01. | 13 | 6555.332 |  | 5780 | 0 | 0 | 775.332 | 0
05.01. | 14 | 6555.332 |  | 5780 | 0 | 0 | 775.332 | 0
05.01. | 15 | 6555.332 |  | 5780 | 0 | 0 | 775.332 | 0
05.01. | 16 | 6555.332 |  | 5780 | 0 | 0 | 775.332 | 0
05.01. | 17 | 6555.332 |  | 5780 | 0 | 0 | 775.332 | 0
05.01. | 18 | 6555.332 |  | 5780 | 0 | 0 | 775.332 | 0
05.01. | 19 | 6555.332 |  | 5780 | 0 | 0 | 775.332 | 0
05.01. | 20 | 6555.332 |  | 5780 | 0 | 0 | 775.332 | 0
05.01. | 21 | 6555.332 |  | 5780 | 0 | 0 | 775.332 | 0
05.01. | 22 | 6555.332 |  | 5780 | 0 | 0 | 775.332 | 0
05.01. | 23 | 6555.332 |  | 5780 | 0 | 0 | 775.332 | 0
05.01. | 24 | 6555.332 |  | 5780 | 0 | 0 | 775.332 | 0
06.01. | 1 | 6555.332 |  | 5780 | 0 | 0 | 775.332 | 0
06.01. | 2 | 6555.332 |  | 5780 | 0 | 0 | 775.332 | 0
06.01. | 3 | 6555.332 |  | 5780 | 0 | 0 | 775.332 | 0
06.01. | 4 | 6555.332 |  | 5780 | 0 | 0 | 775.332 | 0
06.01. | 5 | 6555.332 |  | 5780 | 0 | 0 | 775.332 | 0
06.01. | 6 | 6555.332 |  | 5780 | 0 | 0 | 775.332 | 0
06.01. | 7 | 6555.332 |  | 5780 | 0 | 0 | 775.332 | 0
06.01. | 8 | 6555.332 |  | 5780 | 0 | 0 | 775.332 | 0
06.01. | 9 | 6555.332 |  | 5780 | 0 | 0 | 775.332 | 0
06.01. | 10 | 6555.332 |  | 5780 | 0 | 0 | 775.332 | 0
06.01. | 11 | 6555.332 |  | 5780 | 0 | 0 | 775.332 | 0
06.01. | 12 | 6555.332 |  | 5780 | 0 | 0 | 775.332 | 0
06.01. | 13 | 6555.332 |  | 5780 | 0 | 0 | 775.332 | 0
06.01. | 14 | 6555.332 |  | 5780 | 0 | 0 | 775.332 | 0
06.01. | 15 | 6555.332 |  | 5780 | 0 | 0 | 775.332 | 0
06.01. | 16 | 6555.332 |  | 5780 | 0 | 0 | 775.332 | 0
06.01. | 17 | 6555.332 |  | 5780 | 0 | 0 | 775.332 | 0
06.01. | 18 | 6555.332 |  | 5780 | 0 | 0 | 775.332 | 0
06.01. | 19 | 6555.332 |  | 5780 | 0 | 0 | 775.332 | 0
06.01. | 20 | 6555.332 |  | 5780 | 0 | 0 | 775.332 | 0
06.01. | 21 | 6555.332 |  | 5780 | 0 | 0 | 775.332 | 0
06.01. | 22 | 6555.332 |  | 5780 | 0 | 0 | 775.332 | 0
06.01. | 23 | 6555.332 |  | 5780 | 0 | 0 | 775.332 | 0
06.01. | 24 | 6555.332 |  | 5780 | 0 | 0 | 775.332 | 0
07.01. | 1 | 6555.332 |  | 5780 | 0 | 0 | 775.332 | 0
07.01. | 2 | 6555.332 |  | 5780 | 0 | 0 | 775.332 | 0
07.01. | 3 | 6555.332 |  | 5780 | 0 | 0 | 775.332 | 0
07.01. | 4 | 6555.332 |  | 5780 | 0 | 0 | 775.332 | 0
07.01. | 5 | 6555.332 |  | 5780 | 0 | 0 | 775.332 | 0
07.01. | 6 | 6555.332 |  | 5780 | 0 | 0 | 775.332 | 0
07.01. | 7 | 6555.332 |  | 5780 | 0 | 0 | 775.332 | 0
07.01. | 8 | 6555.332 |  | 5780 | 0 | 0 | 775.332 | 0
07.01. | 9 | 6555.332 |  | 5780 | 0 | 0 | 775.332 | 0
07.01. | 10 | 6555.332 |  | 5780 | 0 | 0 | 775.332 | 0
07.01. | 11 | 6555.332 |  | 5780 | 0 | 0 | 775.332 | 0
07.01. | 12 | 6555.332 |  | 5780 | 0 | 0 | 775.332 | 0
07.01. | 13 | 6555.332 |  | 5780 | 0 | 0 | 775.332 | 0
07.01. | 14 | 6555.332 |  | 5780 | 0 | 0 | 775.332 | 0
07.01. | 15 | 6555.332 |  | 5780 | 0 | 0 | 775.332 | 0
07.01. | 16 | 6555.332 |  | 5780 | 0 | 0 | 775.332 | 0
07.01. | 17 | 6555.332 |  | 5780 | 0 | 0 | 775.332 | 0
07.01. | 18 | 6555.332 |  | 5780 | 0 | 0 | 775.332 | 0
07.01. | 19 | 6555.332 |  | 5780 | 0 | 0 | 775.332 | 0
07.01. | 20 | 6555.332 |  | 5780 | 0 | 0 | 775.332 | 0
07.01. | 21 | 6555.332 |  | 5780 | 0 | 0 | 775.332 | 0
07.01. | 22 | 6555.332 |  | 5780 | 0 | 0 | 775.332 | 0
07.01. | 23 | 6555.332 |  | 5780 | 0 | 0 | 775.332 | 0
07.01. | 24 | 6555.332 |  | 5780 | 0 | 0 | 775.332 | 0
08.01. | 1 | 6555.332 |  | 5780 | 0 | 0 | 775.332 | 0
08.01. | 2 | 6555.332 |  | 5780 | 0 | 0 | 775.332 | 0
08.01. | 3 | 6555.332 |  | 5780 | 0 | 0 | 775.332 | 0
08.01. | 4 | 6555.332 |  | 5780 | 0 | 0 | 775.332 | 0
08.01. | 5 | 6555.332 |  | 5780 | 0 | 0 | 775.332 | 0
08.01. | 6 | 6555.332 |  | 5780 | 0 | 0 | 775.332 | 0
08.01. | 7 | 6555.332 |  | 5780 | 0 | 0 | 775.332 | 0
08.01. | 8 | 6555.332 |  | 5780 | 0 | 0 | 775.332 | 0
08.01. | 9 | 6555.332 |  | 5780 | 0 | 0 | 775.332 | 0
08.01. | 10 | 6555.332 |  | 5780 | 0 | 0 | 775.332 | 0
08.01. | 11 | 6555.332 |  | 5780 | 0 | 0 | 775.332 | 0
08.01. | 12 | 6555.332 |  | 5780 | 0 | 0 | 775.332 | 0
08.01. | 13 | 6555.332 |  | 5780 | 0 | 0 | 775.332 | 0
08.01. | 14 | 6555.332 |  | 5780 | 0 | 0 | 775.332 | 0
08.01. | 15 | 6555.332 |  | 5780 | 0 | 0 | 775.332 | 0
08.01. | 16 | 6555.332 |  | 5780 | 0 | 0 | 775.332 | 0
08.01. | 17 | 6555.332 |  | 5780 | 0 | 0 | 775.332 | 0
08.01. | 18 | 6555.332 |  | 5780 | 0 | 0 | 775.332 | 0
08.01. | 19 | 6555.332 |  | 5780 | 0 | 0 | 775.332 | 0
08.01. | 20 | 6555.332 |  | 5780 | 0 | 0 | 775.332 | 0
08.01. | 21 | 6555.332 |  | 5780 | 0 | 0 | 775.332 | 0
08.01. | 22 | 6555.332 |  | 5780 | 0 | 0 | 775.332 | 0
08.01. | 23 | 6555.332 |  | 5780 | 0 | 0 | 775.332 | 0
08.01. | 24 | 6555.332 |  | 5780 | 0 | 0 | 775.332 | 0
09.01. | 1 | 6555.332 |  | 5780 | 0 | 0 | 775.332 | 0
09.01. | 2 | 6555.332 |  | 5780 | 0 | 0 | 775.332 | 0
09.01. | 3 | 6555.332 |  | 5780 | 0 | 0 | 775.332 | 0
09.01. | 4 | 6555.332 |  | 5780 | 0 | 0 | 775.332 | 0
09.01. | 5 | 6555.332 |  | 5780 | 0 | 0 | 775.332 | 0
09.01. | 6 | 6555.332 |  | 5780 | 0 | 0 | 775.332 | 0
09.01. | 7 | 6555.332 |  | 5780 | 0 | 0 | 775.332 | 0
09.01. | 8 | 6555.332 |  | 5780 | 0 | 0 | 775.332 | 0
09.01. | 9 | 6555.332 |  | 5780 | 0 | 0 | 775.332 | 0
09.01. | 10 | 6555.332 |  | 5780 | 0 | 0 | 775.332 | 0
09.01. | 11 | 6555.332 |  | 5780 | 0 | 0 | 775.332 | 0
09.01. | 12 | 6555.332 |  | 5780 | 0 | 0 | 775.332 | 0
09.01. | 13 | 6555.332 |  | 5780 | 0 | 0 | 775.332 | 0
09.01. | 14 | 6555.332 |  | 5780 | 0 | 0 | 775.332 | 0
09.01. | 15 | 6555.332 |  | 5780 | 0 | 0 | 775.332 | 0
09.01. | 16 | 6555.332 |  | 5780 | 0 | 0 | 775.332 | 0
09.01. | 17 | 6555.332 |  | 5780 | 0 | 0 | 775.332 | 0
09.01. | 18 | 6555.332 |  | 5780 | 0 | 0 | 775.332 | 0
09.01. | 19 | 6555.332 |  | 5780 | 0 | 0 | 775.332 | 0
09.01. | 20 | 6555.332 |  | 5780 | 0 | 0 | 775.332 | 0
09.01. | 21 | 6555.332 |  | 5780 | 0 | 0 | 775.332 | 0
09.01. | 22 | 6555.332 |  | 5780 | 0 | 0 | 775.332 | 0
09.01. | 23 | 6555.332 |  | 5780 | 0 | 0 | 775.332 | 0
09.01. | 24 | 6555.332 |  | 5780 | 0 | 0 | 775.332 | 0
10.01. | 1 | 6555.332 |  | 5780 | 0 | 0 | 775.332 | 0
10.01. | 2 | 6555.332 |  | 5780 | 0 | 0 | 775.332 | 0
10.01. | 3 | 6555.332 |  | 5780 | 0 | 0 | 775.332 | 0
10.01. | 4 | 6555.332 |  | 5780 | 0 | 0 | 775.332 | 0
10.01. | 5 | 6555.332 |  | 5780 | 0 | 0 | 775.332 | 0
10.01. | 6 | 6555.332 |  | 5780 | 0 | 0 | 775.332 | 0
10.01. | 7 | 6555.332 |  | 5780 | 0 | 0 | 775.332 | 0
10.01. | 8 | 6555.332 |  | 5780 | 0 | 0 | 775.332 | 0
10.01. | 9 | 6555.332 |  | 5780 | 0 | 0 | 775.332 | 0
10.01. | 10 | 6555.332 |  | 5780 | 0 | 0 | 775.332 | 0
10.01. | 11 | 6555.332 |  | 5780 | 0 | 0 | 775.332 | 0
10.01. | 12 | 6555.332 |  | 5780 | 0 | 0 | 775.332 | 0
10.01. | 13 | 6555.332 |  | 5780 | 0 | 0 | 775.332 | 0
10.01. | 14 | 6555.332 |  | 5780 | 0 | 0 | 775.332 | 0
10.01. | 15 | 6555.332 |  | 5780 | 0 | 0 | 775.332 | 0
10.01. | 16 | 6555.332 |  | 5780 | 0 | 0 | 775.332 | 0
10.01. | 17 | 6555.332 |  | 5780 | 0 | 0 | 775.332 | 0
10.01. | 18 | 6555.332 |  | 5780 | 0 | 0 | 775.332 | 0
10.01. | 19 | 6555.332 |  | 5780 | 0 | 0 | 775.332 | 0
10.01. | 20 | 6555.332 |  | 5780 | 0 | 0 | 775.332 | 0
10.01. | 21 | 6555.332 |  | 5780 | 0 | 0 | 775.332 | 0
10.01. | 22 | 6555.332 |  | 5780 | 0 | 0 | 775.332 | 0
10.01. | 23 | 6555.332 |  | 5780 | 0 | 0 | 775.332 | 0
10.01. | 24 | 6555.332 |  | 5780 | 0 | 0 | 775.332 | 0
11.01. | 1 | 6555.332 |  | 5780 | 0 | 0 | 775.332 | 0
11.01. | 2 | 6555.332 |  | 5780 | 0 | 0 | 775.332 | 0
11.01. | 3 | 6555.332 |  | 5780 | 0 | 0 | 775.332 | 0
11.01. | 4 | 6555.332 |  | 5780 | 0 | 0 | 775.332 | 0
11.01. | 5 | 6555.332 |  | 5780 | 0 | 0 | 775.332 | 0
11.01. | 6 | 6555.332 |  | 5780 | 0 | 0 | 775.332 | 0
11.01. | 7 | 6555.332 |  | 5780 | 0 | 0 | 775.332 | 0
11.01. | 8 | 6555.332 |  | 5780 | 0 | 0 | 775.332 | 0
11.01. | 9 | 6555.332 |  | 5780 | 0 | 0 | 775.332 | 0
11.01. | 10 | 6555.332 |  | 5780 | 0 | 0 | 775.332 | 0
11.01. | 11 | 6555.332 |  | 5780 | 0 | 0 | 775.332 | 0
11.01. | 12 | 6555.332 |  | 5780 | 0 | 0 | 775.332 | 0
11.01. | 13 | 6555.332 |  | 5780 | 0 | 0 | 775.332 | 0
11.01. | 14 | 6555.332 |  | 5780 | 0 | 0 | 775.332 | 0
11.01. | 15 | 6555.332 |  | 5780 | 0 | 0 | 775.332 | 0
11.01. | 16 | 6555.332 |  | 5780 | 0 | 0 | 775.332 | 0
11.01. | 17 | 6555.332 |  | 5780 | 0 | 0 | 775.332 | 0
11.01. | 18 | 6555.332 |  | 5780 | 0 | 0 | 775.332 | 0
11.01. | 19 | 6555.332 |  | 5780 | 0 | 0 | 775.332 | 0
11.01. | 20 | 6555.332 |  | 5780 | 0 | 0 | 775.332 | 0
11.01. | 21 | 6555.332 |  | 5780 | 0 | 0 | 775.332 | 0
11.01. | 22 | 6555.332 |  | 5780 | 0 | 0 | 775.332 | 0
11.01. | 23 | 6555.332 |  | 5780 | 0 | 0 | 775.332 | 0
11.01. | 24 | 6555.332 |  | 5780 | 0 | 0 | 775.332 | 0
12.01. | 1 | 6555.332 |  | 5780 | 0 | 0 | 775.332 | 0
12.01. | 2 | 6555.332 |  | 5780 | 0 | 0 | 775.332 | 0
12.01. | 3 | 6555.332 |  | 5780 | 0 | 0 | 775.332 | 0
12.01. | 4 | 6555.332 |  | 5780 | 0 | 0 | 775.332 | 0
12.01. | 5 | 6555.332 |  | 5780 | 0 | 0 | 775.332 | 0
12.01. | 6 | 6555.332 |  | 5780 | 0 | 0 | 775.332 | 0
12.01. | 7 | 6555.332 |  | 5780 | 0 | 0 | 775.332 | 0
12.01. | 8 | 6555.332 |  | 5780 | 0 | 0 | 775.332 | 0
12.01. | 9 | 6555.332 |  | 5780 | 0 | 0 | 775.332 | 0
12.01. | 10 | 6555.332 |  | 5780 | 0 | 0 | 775.332 | 0
12.01. | 11 | 6555.332 |  | 5780 | 0 | 0 | 775.332 | 0
12.01. | 12 | 6555.332 |  | 5780 | 0 | 0 | 775.332 | 0
12.01. | 13 | 6555.332 |  | 5780 | 0 | 0 | 775.332 | 0
12.01. | 14 | 6555.332 |  | 5780 | 0 | 0 | 775.332 | 0
12.01. | 15 | 6555.332 |  | 5780 | 0 | 0 | 775.332 | 0
12.01. | 16 | 6555.332 |  | 5780 | 0 | 0 | 775.332 | 0
12.01. | 17 | 6555.332 |  | 5780 | 0 | 0 | 775.332 | 0
12.01. | 18 | 6555.332 |  | 5780 | 0 | 0 | 775.332 | 0
12.01. | 19 | 6555.332 |  | 5780 | 0 | 0 | 775.332 | 0
12.01. | 20 | 6555.332 |  | 5780 | 0 | 0 | 775.332 | 0
12.01. | 21 | 6555.332 |  | 5780 | 0 | 0 | 775.332 | 0
12.01. | 22 | 6555.332 |  | 5780 | 0 | 0 | 775.332 | 0
12.01. | 23 | 6555.332 |  | 5780 | 0 | 0 | 775.332 | 0
12.01. | 24 | 6555.332 |  | 5780 | 0 | 0 | 775.332 | 0
13.01. | 1 | 6555.332 |  | 5780 | 0 | 0 | 775.332 | 0
13.01. | 2 | 6555.332 |  | 5780 | 0 | 0 | 775.332 | 0
13.01. | 3 | 6555.332 |  | 5780 | 0 | 0 | 775.332 | 0
13.01. | 4 | 6555.332 |  | 5780 | 0 | 0 | 775.332 | 0
13.01. | 5 | 6555.332 |  | 5780 | 0 | 0 | 775.332 | 0
13.01. | 6 | 6555.332 |  | 5780 | 0 | 0 | 775.332 | 0
13.01. | 7 | 6555.332 |  | 5780 | 0 | 0 | 775.332 | 0
13.01. | 8 | 6555.332 |  | 5780 | 0 | 0 | 775.332 | 0
13.01. | 9 | 6555.332 |  | 5780 | 0 | 0 | 775.332 | 0
13.01. | 10 | 6555.332 |  | 5780 | 0 | 0 | 775.332 | 0
13.01. | 11 | 6555.332 |  | 5780 | 0 | 0 | 775.332 | 0
13.01. | 12 | 6555.332 |  | 5780 | 0 | 0 | 775.332 | 0
13.01. | 13 | 6555.332 |  | 5780 | 0 | 0 | 775.332 | 0
13.01. | 14 | 6555.332 |  | 5780 | 0 | 0 | 775.332 | 0
13.01. | 15 | 6555.332 |  | 5780 | 0 | 0 | 775.332 | 0
13.01. | 16 | 6555.332 |  | 5780 | 0 | 0 | 775.332 | 0
13.01. | 17 | 6555.332 |  | 5780 | 0 | 0 | 775.332 | 0
13.01. | 18 | 6555.332 |  | 5780 | 0 | 0 | 775.332 | 0
13.01. | 19 | 6555.332 |  | 5780 | 0 | 0 | 775.332 | 0
13.01. | 20 | 6555.332 |  | 5780 | 0 | 0 | 775.332 | 0
13.01. | 21 | 6555.332 |  | 5780 | 0 | 0 | 775.332 | 0
13.01. | 22 | 6555.332 |  | 5780 | 0 | 0 | 775.332 | 0
13.01. | 23 | 6555.332 |  | 5780 | 0 | 0 | 775.332 | 0
13.01. | 24 | 6555.332 |  | 5780 | 0 | 0 | 775.332 | 0
14.01. | 1 | 6555.332 |  | 5780 | 0 | 0 | 775.332 | 0
14.01. | 2 | 6555.332 |  | 5780 | 0 | 0 | 775.332 | 0
14.01. | 3 | 6555.332 |  | 5780 | 0 | 0 | 775.332 | 0
14.01. | 4 | 6555.332 |  | 5780 | 0 | 0 | 775.332 | 0
14.01. | 5 | 6555.332 |  | 5780 | 0 | 0 | 775.332 | 0
14.01. | 6 | 6555.332 |  | 5780 | 0 | 0 | 775.332 | 0
14.01. | 7 | 6555.332 |  | 5780 | 0 | 0 | 775.332 | 0
14.01. | 8 | 6555.332 |  | 5780 | 0 | 0 | 775.332 | 0
14.01. | 9 | 6555.332 |  | 5780 | 0 | 0 | 775.332 | 0
14.01. | 10 | 6555.332 |  | 5780 | 0 | 0 | 775.332 | 0
14.01. | 11 | 6555.332 |  | 5780 | 0 | 0 | 775.332 | 0
14.01. | 12 | 6555.332 |  | 5780 | 0 | 0 | 775.332 | 0
14.01. | 13 | 6555.332 |  | 5780 | 0 | 0 | 775.332 | 0
14.01. | 14 | 6555.332 |  | 5780 | 0 | 0 | 775.332 | 0
14.01. | 15 | 6555.332 |  | 5780 | 0 | 0 | 775.332 | 0
14.01. | 16 | 6555.332 |  | 5780 | 0 | 0 | 775.332 | 0
14.01. | 17 | 6555.332 |  | 5780 | 0 | 0 | 775.332 | 0
14.01. | 18 | 6555.332 |  | 5780 | 0 | 0 | 775.332 | 0
14.01. | 19 | 6555.332 |  | 5780 | 0 | 0 | 775.332 | 0
14.01. | 20 | 6555.332 |  | 5780 | 0 | 0 | 775.332 | 0
14.01. | 21 | 6555.332 |  | 5780 | 0 | 0 | 775.332 | 0
14.01. | 22 | 6555.332 |  | 5780 | 0 | 0 | 775.332 | 0
14.01. | 23 | 6555.332 |  | 5780 | 0 | 0 | 775.332 | 0
14.01. | 24 | 6555.332 |  | 5780 | 0 | 0 | 775.332 | 0
15.01. | 1 | 6555.332 |  | 5780 | 0 | 0 | 775.332 | 0
15.01. | 2 | 6555.332 |  | 5780 | 0 | 0 | 775.332 | 0
15.01. | 3 | 6555.332 |  | 5780 | 0 | 0 | 775.332 | 0
15.01. | 4 | 6555.332 |  | 5780 | 0 | 0 | 775.332 | 0
15.01. | 5 | 6555.332 |  | 5780 | 0 | 0 | 775.332 | 0
15.01. | 6 | 6555.332 |  | 5780 | 0 | 0 | 775.332 | 0
15.01. | 7 | 6555.332 |  | 5780 | 0 | 0 | 775.332 | 0
15.01. | 8 | 6555.332 |  | 5780 | 0 | 0 | 775.332 | 0
15.01. | 9 | 6555.332 |  | 5780 | 0 | 0 | 775.332 | 0
15.01. | 10 | 6555.332 |  | 5780 | 0 | 0 | 775.332 | 0
15.01. | 11 | 6555.332 |  | 5780 | 0 | 0 | 775.332 | 0
15.01. | 12 | 6555.332 |  | 5780 | 0 | 0 | 775.332 | 0
15.01. | 13 | 6555.332 |  | 5780 | 0 | 0 | 775.332 | 0
15.01. | 14 | 6555.332 |  | 5780 | 0 | 0 | 775.332 | 0
15.01. | 15 | 6555.332 |  | 5780 | 0 | 0 | 775.332 | 0
15.01. | 16 | 6555.332 |  | 5780 | 0 | 0 | 775.332 | 0
15.01. | 17 | 6555.332 |  | 5780 | 0 | 0 | 775.332 | 0
15.01. | 18 | 6555.332 |  | 5780 | 0 | 0 | 775.332 | 0
15.01. | 19 | 6555.332 |  | 5780 | 0 | 0 | 775.332 | 0
15.01. | 20 | 6555.332 |  | 5780 | 0 | 0 | 775.332 | 0
15.01. | 21 | 6555.332 |  | 5780 | 0 | 0 | 775.332 | 0
15.01. | 22 | 6555.332 |  | 5780 | 0 | 0 | 775.332 | 0
15.01. | 23 | 6555.332 |  | 5780 | 0 | 0 | 775.332 | 0
15.01. | 24 | 6555.332 |  | 5780 | 0 | 0 | 775.332 | 0
16.01. | 1 | 6555.332 |  | 5780 | 0 | 0 | 775.332 | 0
16.01. | 2 | 6555.332 |  | 5780 | 0 | 0 | 775.332 | 0
16.01. | 3 | 6555.332 |  | 5780 | 0 | 0 | 775.332 | 0
16.01. | 4 | 6555.332 |  | 5780 | 0 | 0 | 775.332 | 0
16.01. | 5 | 6555.332 |  | 5780 | 0 | 0 | 775.332 | 0
16.01. | 6 | 6555.332 |  | 5780 | 0 | 0 | 775.332 | 0
16.01. | 7 | 6555.332 |  | 5780 | 0 | 0 | 775.332 | 0
16.01. | 8 | 6555.332 |  | 5780 | 0 | 0 | 775.332 | 0
16.01. | 9 | 6555.332 |  | 5780 | 0 | 0 | 775.332 | 0
16.01. | 10 | 6555.332 |  | 5780 | 0 | 0 | 775.332 | 0
16.01. | 11 | 6555.332 |  | 5780 | 0 | 0 | 775.332 | 0
16.01. | 12 | 6555.332 |  | 5780 | 0 | 0 | 775.332 | 0
16.01. | 13 | 6555.332 |  | 5780 | 0 | 0 | 775.332 | 0
16.01. | 14 | 6555.332 |  | 5780 | 0 | 0 | 775.332 | 0
16.01. | 15 | 6555.332 |  | 5780 | 0 | 0 | 775.332 | 0
16.01. | 16 | 6555.332 |  | 5780 | 0 | 0 | 775.332 | 0
16.01. | 17 | 6555.332 |  | 5780 | 0 | 0 | 775.332 | 0
16.01. | 18 | 6555.332 |  | 5780 | 0 | 0 | 775.332 | 0
16.01. | 19 | 6555.332 |  | 5780 | 0 | 0 | 775.332 | 0
16.01. | 20 | 6555.332 |  | 5780 | 0 | 0 | 775.332 | 0
16.01. | 21 | 6555.332 |  | 5780 | 0 | 0 | 775.332 | 0
16.01. | 22 | 6555.332 |  | 5780 | 0 | 0 | 775.332 | 0
16.01. | 23 | 6555.332 |  | 5780 | 0 | 0 | 775.332 | 0
16.01. | 24 | 6555.332 |  | 5780 | 0 | 0 | 775.332 | 0
17.01. | 1 | 6555.332 |  | 5780 | 0 | 0 | 775.332 | 0
17.01. | 2 | 6555.332 |  | 5780 | 0 | 0 | 775.332 | 0
17.01. | 3 | 6555.332 |  | 5780 | 0 | 0 | 775.332 | 0
17.01. | 4 | 6555.332 |  | 5780 | 0 | 0 | 775.332 | 0
17.01. | 5 | 6555.332 |  | 5780 | 0 | 0 | 775.332 | 0
17.01. | 6 | 6555.332 |  | 5780 | 0 | 0 | 775.332 | 0
17.01. | 7 | 6555.332 |  | 5780 | 0 | 0 | 775.332 | 0
17.01. | 8 | 6555.332 |  | 5780 | 0 | 0 | 775.332 | 0
17.01. | 9 | 6555.332 |  | 5780 | 0 | 0 | 775.332 | 0
17.01. | 10 | 6555.332 |  | 5780 | 0 | 0 | 775.332 | 0
17.01. | 11 | 6555.332 |  | 5780 | 0 | 0 | 775.332 | 0
17.01. | 12 | 6555.332 |  | 5780 | 0 | 0 | 775.332 | 0
17.01. | 13 | 6555.332 |  | 5780 | 0 | 0 | 775.332 | 0
17.01. | 14 | 6555.332 |  | 5780 | 0 | 0 | 775.332 | 0
17.01. | 15 | 6555.332 |  | 5780 | 0 | 0 | 775.332 | 0
17.01. | 16 | 6555.332 |  | 5780 | 0 | 0 | 775.332 | 0
17.01. | 17 | 6555.332 |  | 5780 | 0 | 0 | 775.332 | 0
17.01. | 18 | 6555.332 |  | 5780 | 0 | 0 | 775.332 | 0
17.01. | 19 | 6555.332 |  | 5780 | 0 | 0 | 775.332 | 0
17.01. | 20 | 6555.332 |  | 5780 | 0 | 0 | 775.332 | 0
17.01. | 21 | 6555.332 |  | 5780 | 0 | 0 | 775.332 | 0
17.01. | 22 | 6555.332 |  | 5780 | 0 | 0 | 775.332 | 0
17.01. | 23 | 6555.332 |  | 5780 | 0 | 0 | 775.332 | 0
17.01. | 24 | 6555.332 |  | 5780 | 0 | 0 | 775.332 | 0
18.01. | 1 | 6555.332 |  | 5780 | 0 | 0 | 775.332 | 0
18.01. | 2 | 6555.332 |  | 5780 | 0 | 0 | 775.332 | 0
18.01. | 3 | 6555.332 |  | 5780 | 0 | 0 | 775.332 | 0
18.01. | 4 | 6555.332 |  | 5780 | 0 | 0 | 775.332 | 0
18.01. | 5 | 6555.332 |  | 5780 | 0 | 0 | 775.332 | 0
18.01. | 6 | 6555.332 |  | 5780 | 0 | 0 | 775.332 | 0
18.01. | 7 | 6555.332 |  | 5780 | 0 | 0 | 775.332 | 0
18.01. | 8 | 6555.332 |  | 5780 | 0 | 0 | 775.332 | 0
18.01. | 9 | 6555.332 |  | 5780 | 0 | 0 | 775.332 | 0
18.01. | 10 | 6555.332 |  | 5780 | 0 | 0 | 775.332 | 0
18.01. | 11 | 6555.332 |  | 5780 | 0 | 0 | 775.332 | 0
18.01. | 12 | 6555.332 |  | 5780 | 0 | 0 | 775.332 | 0
18.01. | 13 | 6555.332 |  | 5780 | 0 | 0 | 775.332 | 0
18.01. | 14 | 6555.332 |  | 5780 | 0 | 0 | 775.332 | 0
18.01. | 15 | 6555.332 |  | 5780 | 0 | 0 | 775.332 | 0
18.01. | 16 | 6555.332 |  | 5780 | 0 | 0 | 775.332 | 0
18.01. | 17 | 6555.332 |  | 5780 | 0 | 0 | 775.332 | 0
18.01. | 18 | 6555.332 |  | 5780 | 0 | 0 | 775.332 | 0
18.01. | 19 | 6555.332 |  | 5780 | 0 | 0 | 775.332 | 0
18.01. | 20 | 6555.332 |  | 5780 | 0 | 0 | 775.332 | 0
18.01. | 21 | 6555.332 |  | 5780 | 0 | 0 | 775.332 | 0
18.01. | 22 | 6555.332 |  | 5780 | 0 | 0 | 775.332 | 0
18.01. | 23 | 6555.332 |  | 5780 | 0 | 0 | 775.332 | 0
18.01. | 24 | 6555.332 |  | 5780 | 0 | 0 | 775.332 | 0
19.01. | 1 | 6555.332 |  | 5780 | 0 | 0 | 775.332 | 0
19.01. | 2 | 6555.332 |  | 5780 | 0 | 0 | 775.332 | 0
19.01. | 3 | 6555.332 |  | 5780 | 0 | 0 | 775.332 | 0
19.01. | 4 | 6555.332 |  | 5780 | 0 | 0 | 775.332 | 0
19.01. | 5 | 6555.332 |  | 5780 | 0 | 0 | 775.332 | 0
19.01. | 6 | 6555.332 |  | 5780 | 0 | 0 | 775.332 | 0
19.01. | 7 | 6555.332 |  | 5780 | 0 | 0 | 775.332 | 0
19.01. | 8 | 6555.332 |  | 5780 | 0 | 0 | 775.332 | 0
19.01. | 9 | 6555.332 |  | 5780 | 0 | 0 | 775.332 | 0
19.01. | 10 | 6555.332 |  | 5780 | 0 | 0 | 775.332 | 0
19.01. | 11 | 6555.332 |  | 5780 | 0 | 0 | 775.332 | 0
19.01. | 12 | 6555.332 |  | 5780 | 0 | 0 | 775.332 | 0
19.01. | 13 | 6555.332 |  | 5780 | 0 | 0 | 775.332 | 0
19.01. | 14 | 6555.332 |  | 5780 | 0 | 0 | 775.332 | 0
19.01. | 15 | 6555.332 |  | 5780 | 0 | 0 | 775.332 | 0
19.01. | 16 | 6555.332 |  | 5780 | 0 | 0 | 775.332 | 0
19.01. | 17 | 6555.332 |  | 5780 | 0 | 0 | 775.332 | 0
19.01. | 18 | 6555.332 |  | 5780 | 0 | 0 | 775.332 | 0
19.01. | 19 | 6555.332 |  | 5780 | 0 | 0 | 775.332 | 0
19.01. | 20 | 6555.332 |  | 5780 | 0 | 0 | 775.332 | 0
19.01. | 21 | 6555.332 |  | 5780 | 0 | 0 | 775.332 | 0
19.01. | 22 | 6555.332 |  | 5780 | 0 | 0 | 775.332 | 0
19.01. | 23 | 6555.332 |  | 5780 | 0 | 0 | 775.332 | 0
19.01. | 24 | 6555.332 |  | 5780 | 0 | 0 | 775.332 | 0
20.01. | 1 | 6555.332 |  | 5780 | 0 | 0 | 775.332 | 0
20.01. | 2 | 6555.332 |  | 5780 | 0 | 0 | 775.332 | 0
20.01. | 3 | 6555.332 |  | 5780 | 0 | 0 | 775.332 | 0
20.01. | 4 | 6555.332 |  | 5780 | 0 | 0 | 775.332 | 0
20.01. | 5 | 6555.332 |  | 5780 | 0 | 0 | 775.332 | 0
20.01. | 6 | 6555.332 |  | 5780 | 0 | 0 | 775.332 | 0
20.01. | 7 | 6555.332 |  | 5780 | 0 | 0 | 775.332 | 0
20.01. | 8 | 6555.332 |  | 5780 | 0 | 0 | 775.332 | 0
20.01. | 9 | 6555.332 |  | 5780 | 0 | 0 | 775.332 | 0
20.01. | 10 | 6555.332 |  | 5780 | 0 | 0 | 775.332 | 0
20.01. | 11 | 6555.332 |  | 5780 | 0 | 0 | 775.332 | 0
20.01. | 12 | 6555.332 |  | 5780 | 0 | 0 | 775.332 | 0
20.01. | 13 | 6555.332 |  | 5780 | 0 | 0 | 775.332 | 0
20.01. | 14 | 6555.332 |  | 5780 | 0 | 0 | 775.332 | 0
20.01. | 15 | 6555.332 |  | 5780 | 0 | 0 | 775.332 | 0
20.01. | 16 | 6555.332 |  | 5780 | 0 | 0 | 775.332 | 0
20.01. | 17 | 6555.332 |  | 5780 | 0 | 0 | 775.332 | 0
20.01. | 18 | 6555.332 |  | 5780 | 0 | 0 | 775.332 | 0
20.01. | 19 | 6555.332 |  | 5780 | 0 | 0 | 775.332 | 0
20.01. | 20 | 6555.332 |  | 5780 | 0 | 0 | 775.332 | 0
20.01. | 21 | 6555.332 |  | 5780 | 0 | 0 | 775.332 | 0
20.01. | 22 | 6555.332 |  | 5780 | 0 | 0 | 775.332 | 0
20.01. | 23 | 6555.332 |  | 5780 | 0 | 0 | 775.332 | 0
20.01. | 24 | 6555.332 |  | 5780 | 0 | 0 | 775.332 | 0
21.01. | 1 | 6555.332 |  | 5780 | 0 | 0 | 775.332 | 0
21.01. | 2 | 6555.332 |  | 5780 | 0 | 0 | 775.332 | 0
21.01. | 3 | 6555.332 |  | 5780 | 0 | 0 | 775.332 | 0
21.01. | 4 | 6555.332 |  | 5780 | 0 | 0 | 775.332 | 0
21.01. | 5 | 6555.332 |  | 5780 | 0 | 0 | 775.332 | 0
21.01. | 6 | 6555.332 |  | 5780 | 0 | 0 | 775.332 | 0
21.01. | 7 | 6555.332 |  | 5780 | 0 | 0 | 775.332 | 0
21.01. | 8 | 6555.332 |  | 5780 | 0 | 0 | 775.332 | 0
21.01. | 9 | 6555.332 |  | 5780 | 0 | 0 | 775.332 | 0
21.01. | 10 | 6555.332 |  | 5780 | 0 | 0 | 775.332 | 0
21.01. | 11 | 6555.332 |  | 5780 | 0 | 0 | 775.332 | 0
21.01. | 12 | 6555.332 |  | 5780 | 0 | 0 | 775.332 | 0
21.01. | 13 | 6555.332 |  | 5780 | 0 | 0 | 775.332 | 0
21.01. | 14 | 6555.332 |  | 5780 | 0 | 0 | 775.332 | 0
21.01. | 15 | 6555.332 |  | 5780 | 0 | 0 | 775.332 | 0
21.01. | 16 | 6555.332 |  | 5780 | 0 | 0 | 775.332 | 0
21.01. | 17 | 6555.332 |  | 5780 | 0 | 0 | 775.332 | 0
21.01. | 18 | 6555.332 |  | 5780 | 0 | 0 | 775.332 | 0
21.01. | 19 | 6555.332 |  | 5780 | 0 | 0 | 775.332 | 0
21.01. | 20 | 6555.332 |  | 5780 | 0 | 0 | 775.332 | 0
21.01. | 21 | 6555.332 |  | 5780 | 0 | 0 | 775.332 | 0
21.01. | 22 | 6555.332 |  | 5780 | 0 | 0 | 775.332 | 0
21.01. | 23 | 6555.332 |  | 5780 | 0 | 0 | 775.332 | 0
21.01. | 24 | 6555.332 |  | 5780 | 0 | 0 | 775.332 | 0
22.01. | 1 | 6555.332 |  | 5780 | 0 | 0 | 775.332 | 0
22.01. | 2 | 6555.332 |  | 5780 | 0 | 0 | 775.332 | 0
22.01. | 3 | 6555.332 |  | 5780 | 0 | 0 | 775.332 | 0
22.01. | 4 | 6555.332 |  | 5780 | 0 | 0 | 775.332 | 0
22.01. | 5 | 6555.332 |  | 5780 | 0 | 0 | 775.332 | 0
22.01. | 6 | 6555.332 |  | 5780 | 0 | 0 | 775.332 | 0
22.01. | 7 | 6555.332 |  | 5780 | 0 | 0 | 775.332 | 0
22.01. | 8 | 6555.332 |  | 5780 | 0 | 0 | 775.332 | 0
22.01. | 9 | 6555.332 |  | 5780 | 0 | 0 | 775.332 | 0
22.01. | 10 | 6555.332 |  | 5780 | 0 | 0 | 775.332 | 0
22.01. | 11 | 6555.332 |  | 5780 | 0 | 0 | 775.332 | 0
22.01. | 12 | 6555.332 |  | 5780 | 0 | 0 | 775.332 | 0
22.01. | 13 | 6555.332 |  | 5780 | 0 | 0 | 775.332 | 0
22.01. | 14 | 6555.332 |  | 5780 | 0 | 0 | 775.332 | 0
22.01. | 15 | 6555.332 |  | 5780 | 0 | 0 | 775.332 | 0
22.01. | 16 | 6555.332 |  | 5780 | 0 | 0 | 775.332 | 0
22.01. | 17 | 6555.332 |  | 5780 | 0 | 0 | 775.332 | 0
22.01. | 18 | 6555.332 |  | 5780 | 0 | 0 | 775.332 | 0
22.01. | 19 | 6555.332 |  | 5780 | 0 | 0 | 775.332 | 0
22.01. | 20 | 6555.332 |  | 5780 | 0 | 0 | 775.332 | 0
22.01. | 21 | 6555.332 |  | 5780 | 0 | 0 | 775.332 | 0
22.01. | 22 | 6555.332 |  | 5780 | 0 | 0 | 775.332 | 0
22.01. | 23 | 6555.332 |  | 5780 | 0 | 0 | 775.332 | 0
22.01. | 24 | 6555.332 |  | 5780 | 0 | 0 | 775.332 | 0
23.01. | 1 | 6555.332 |  | 5780 | 0 | 0 | 775.332 | 0
23.01. | 2 | 6555.332 |  | 5780 | 0 | 0 | 775.332 | 0
23.01. | 3 | 6555.332 |  | 5780 | 0 | 0 | 775.332 | 0
23.01. | 4 | 6555.332 |  | 5780 | 0 | 0 | 775.332 | 0
23.01. | 5 | 6555.332 |  | 5780 | 0 | 0 | 775.332 | 0
23.01. | 6 | 6555.332 |  | 5780 | 0 | 0 | 775.332 | 0
23.01. | 7 | 6555.332 |  | 5780 | 0 | 0 | 775.332 | 0
23.01. | 8 | 6555.332 |  | 5780 | 0 | 0 | 775.332 | 0
23.01. | 9 | 6555.332 |  | 5780 | 0 | 0 | 775.332 | 0
23.01. | 10 | 6555.332 |  | 5780 | 0 | 0 | 775.332 | 0
23.01. | 11 | 6555.332 |  | 5780 | 0 | 0 | 775.332 | 0
23.01. | 12 | 6555.332 |  | 5780 | 0 | 0 | 775.332 | 0
23.01. | 13 | 6555.332 |  | 5780 | 0 | 0 | 775.332 | 0
23.01. | 14 | 6555.332 |  | 5780 | 0 | 0 | 775.332 | 0
23.01. | 15 | 6555.332 |  | 5780 | 0 | 0 | 775.332 | 0
23.01. | 16 | 6555.332 |  | 5780 | 0 | 0 | 775.332 | 0
23.01. | 17 | 6555.332 |  | 5780 | 0 | 0 | 775.332 | 0
23.01. | 18 | 6555.332 |  | 5780 | 0 | 0 | 775.332 | 0
23.01. | 19 | 6555.332 |  | 5780 | 0 | 0 | 775.332 | 0
23.01. | 20 | 6555.332 |  | 5780 | 0 | 0 | 775.332 | 0
23.01. | 21 | 6555.332 |  | 5780 | 0 | 0 | 775.332 | 0
23.01. | 22 | 6555.332 |  | 5780 | 0 | 0 | 775.332 | 0
23.01. | 23 | 6555.332 |  | 5780 | 0 | 0 | 775.332 | 0
23.01. | 24 | 6555.332 |  | 5780 | 0 | 0 | 775.332 | 0
24.01. | 1 | 6555.332 |  | 5780 | 0 | 0 | 775.332 | 0
24.01. | 2 | 6555.332 |  | 5780 | 0 | 0 | 775.332 | 0
24.01. | 3 | 6555.332 |  | 5780 | 0 | 0 | 775.332 | 0
24.01. | 4 | 6555.332 |  | 5780 | 0 | 0 | 775.332 | 0
24.01. | 5 | 6555.332 |  | 5780 | 0 | 0 | 775.332 | 0
24.01. | 6 | 6555.332 |  | 5780 | 0 | 0 | 775.332 | 0
24.01. | 7 | 6555.332 |  | 5780 | 0 | 0 | 775.332 | 0
24.01. | 8 | 6555.332 |  | 5780 | 0 | 0 | 775.332 | 0
24.01. | 9 | 6555.332 |  | 5780 | 0 | 0 | 775.332 | 0
24.01. | 10 | 6555.332 |  | 5780 | 0 | 0 | 775.332 | 0
24.01. | 11 | 6555.332 |  | 5780 | 0 | 0 | 775.332 | 0
24.01. | 12 | 6555.332 |  | 5780 | 0 | 0 | 775.332 | 0
24.01. | 13 | 6555.332 |  | 5780 | 0 | 0 | 775.332 | 0
24.01. | 14 | 6555.332 |  | 5780 | 0 | 0 | 775.332 | 0
24.01. | 15 | 6555.332 |  | 5780 | 0 | 0 | 775.332 | 0
24.01. | 16 | 6555.332 |  | 5780 | 0 | 0 | 775.332 | 0
24.01. | 17 | 6555.332 |  | 5780 | 0 | 0 | 775.332 | 0
24.01. | 18 | 6555.332 |  | 5780 | 0 | 0 | 775.332 | 0
24.01. | 19 | 6555.332 |  | 5780 | 0 | 0 | 775.332 | 0
24.01. | 20 | 6555.332 |  | 5780 | 0 | 0 | 775.332 | 0
24.01. | 21 | 6555.332 |  | 5780 | 0 | 0 | 775.332 | 0
24.01. | 22 | 6555.332 |  | 5780 | 0 | 0 | 775.332 | 0
24.01. | 23 | 6555.332 |  | 5780 | 0 | 0 | 775.332 | 0
24.01. | 24 | 6555.332 |  | 5780 | 0 | 0 | 775.332 | 0
25.01. | 1 | 6555.332 |  | 5780 | 0 | 0 | 775.332 | 0
25.01. | 2 | 6555.332 |  | 5780 | 0 | 0 | 775.332 | 0
25.01. | 3 | 6555.332 |  | 5780 | 0 | 0 | 775.332 | 0
25.01. | 4 | 6555.332 |  | 5780 | 0 | 0 | 775.332 | 0
25.01. | 5 | 6555.332 |  | 5780 | 0 | 0 | 775.332 | 0
25.01. | 6 | 6555.332 |  | 5780 | 0 | 0 | 775.332 | 0
25.01. | 7 | 6555.332 |  | 5780 | 0 | 0 | 775.332 | 0
25.01. | 8 | 6555.332 |  | 5780 | 0 | 0 | 775.332 | 0
25.01. | 9 | 6555.332 |  | 5780 | 0 | 0 | 775.332 | 0
25.01. | 10 | 6555.332 |  | 5780 | 0 | 0 | 775.332 | 0
25.01. | 11 | 6555.332 |  | 5780 | 0 | 0 | 775.332 | 0
25.01. | 12 | 6555.332 |  | 5780 | 0 | 0 | 775.332 | 0
25.01. | 13 | 6555.332 |  | 5780 | 0 | 0 | 775.332 | 0
25.01. | 14 | 6555.332 |  | 5780 | 0 | 0 | 775.332 | 0
25.01. | 15 | 6555.332 |  | 5780 | 0 | 0 | 775.332 | 0
25.01. | 16 | 6555.332 |  | 5780 | 0 | 0 | 775.332 | 0
25.01. | 17 | 6555.332 |  | 5780 | 0 | 0 | 775.332 | 0
25.01. | 18 | 6555.332 |  | 5780 | 0 | 0 | 775.332 | 0
25.01. | 19 | 6555.332 |  | 5780 | 0 | 0 | 775.332 | 0
25.01. | 20 | 6555.332 |  | 5780 | 0 | 0 | 775.332 | 0
25.01. | 21 | 6555.332 |  | 5780 | 0 | 0 | 775.332 | 0
25.01. | 22 | 6555.332 |  | 5780 | 0 | 0 | 775.332 | 0
25.01. | 23 | 6555.332 |  | 5780 | 0 | 0 | 775.332 | 0
25.01. | 24 | 6555.332 |  | 5780 | 0 | 0 | 775.332 | 0
26.01. | 1 | 6555.332 |  | 5780 | 0 | 0 | 775.332 | 0
26.01. | 2 | 6555.332 |  | 5780 | 0 | 0 | 775.332 | 0
26.01. | 3 | 6555.332 |  | 5780 | 0 | 0 | 775.332 | 0
26.01. | 4 | 6555.332 |  | 5780 | 0 | 0 | 775.332 | 0
26.01. | 5 | 6555.332 |  | 5780 | 0 | 0 | 775.332 | 0
26.01. | 6 | 6555.332 |  | 5780 | 0 | 0 | 775.332 | 0
26.01. | 7 | 6555.332 |  | 5780 | 0 | 0 | 775.332 | 0
26.01. | 8 | 6555.332 |  | 5780 | 0 | 0 | 775.332 | 0
26.01. | 9 | 6555.332 |  | 5780 | 0 | 0 | 775.332 | 0
26.01. | 10 | 6555.332 |  | 5780 | 0 | 0 | 775.332 | 0
26.01. | 11 | 6555.332 |  | 5780 | 0 | 0 | 775.332 | 0
26.01. | 12 | 6555.332 |  | 5780 | 0 | 0 | 775.332 | 0
26.01. | 13 | 6555.332 |  | 5780 | 0 | 0 | 775.332 | 0
26.01. | 14 | 6555.332 |  | 5780 | 0 | 0 | 775.332 | 0
26.01. | 15 | 6555.332 |  | 5780 | 0 | 0 | 775.332 | 0
26.01. | 16 | 6555.332 |  | 5780 | 0 | 0 | 775.332 | 0
26.01. | 17 | 6555.332 |  | 5780 | 0 | 0 | 775.332 | 0
26.01. | 18 | 6555.332 |  | 5780 | 0 | 0 | 775.332 | 0
26.01. | 19 | 6555.332 |  | 5780 | 0 | 0 | 775.332 | 0
26.01. | 20 | 6555.332 |  | 5780 | 0 | 0 | 775.332 | 0
26.01. | 21 | 6555.332 |  | 5780 | 0 | 0 | 775.332 | 0
26.01. | 22 | 6555.332 |  | 5780 | 0 | 0 | 775.332 | 0
26.01. | 23 | 6555.332 |  | 5780 | 0 | 0 | 775.332 | 0
26.01. | 24 | 6555.332 |  | 5780 | 0 | 0 | 775.332 | 0
27.01. | 1 | 6555.332 |  | 5780 | 0 | 0 | 775.332 | 0
27.01. | 2 | 6555.332 |  | 5780 | 0 | 0 | 775.332 | 0
27.01. | 3 | 6555.332 |  | 5780 | 0 | 0 | 775.332 | 0
27.01. | 4 | 6555.332 |  | 5780 | 0 | 0 | 775.332 | 0
27.01. | 5 | 6555.332 |  | 5780 | 0 | 0 | 775.332 | 0
27.01. | 6 | 6555.332 |  | 5780 | 0 | 0 | 775.332 | 0
27.01. | 7 | 6555.332 |  | 5780 | 0 | 0 | 775.332 | 0
27.01. | 8 | 6555.332 |  | 5780 | 0 | 0 | 775.332 | 0
27.01. | 9 | 6555.332 |  | 5780 | 0 | 0 | 775.332 | 0
27.01. | 10 | 6555.332 |  | 5780 | 0 | 0 | 775.332 | 0
27.01. | 11 | 6555.332 |  | 5780 | 0 | 0 | 775.332 | 0
27.01. | 12 | 6555.332 |  | 5780 | 0 | 0 | 775.332 | 0
27.01. | 13 | 6555.332 |  | 5780 | 0 | 0 | 775.332 | 0
27.01. | 14 | 6555.332 |  | 5780 | 0 | 0 | 775.332 | 0
27.01. | 15 | 6555.332 |  | 5780 | 0 | 0 | 775.332 | 0
27.01. | 16 | 6555.332 |  | 5780 | 0 | 0 | 775.332 | 0
27.01. | 17 | 6555.332 |  | 5780 | 0 | 0 | 775.332 | 0
27.01. | 18 | 6555.332 |  | 5780 | 0 | 0 | 775.332 | 0
27.01. | 19 | 6555.332 |  | 5780 | 0 | 0 | 775.332 | 0
27.01. | 20 | 6555.332 |  | 5780 | 0 | 0 | 775.332 | 0
27.01. | 21 | 6555.332 |  | 5780 | 0 | 0 | 775.332 | 0
27.01. | 22 | 6555.332 |  | 5780 | 0 | 0 | 775.332 | 0
27.01. | 23 | 6555.332 |  | 5780 | 0 | 0 | 775.332 | 0
27.01. | 24 | 6555.332 |  | 5780 | 0 | 0 | 775.332 | 0
28.01. | 1 | 6555.332 |  | 5780 | 0 | 0 | 775.332 | 0
28.01. | 2 | 6555.332 |  | 5780 | 0 | 0 | 775.332 | 0
28.01. | 3 | 6555.332 |  | 5780 | 0 | 0 | 775.332 | 0
28.01. | 4 | 6555.332 |  | 5780 | 0 | 0 | 775.332 | 0
28.01. | 5 | 6555.332 |  | 5780 | 0 | 0 | 775.332 | 0
28.01. | 6 | 6555.332 |  | 5780 | 0 | 0 | 775.332 | 0
28.01. | 7 | 6555.332 |  | 5780 | 0 | 0 | 775.332 | 0
28.01. | 8 | 6555.332 |  | 5780 | 0 | 0 | 775.332 | 0
28.01. | 9 | 6555.332 |  | 5780 | 0 | 0 | 775.332 | 0
28.01. | 10 | 6555.332 |  | 5780 | 0 | 0 | 775.332 | 0
28.01. | 11 | 6555.332 |  | 5780 | 0 | 0 | 775.332 | 0
28.01. | 12 | 6555.332 |  | 5780 | 0 | 0 | 775.332 | 0
28.01. | 13 | 6555.332 |  | 5780 | 0 | 0 | 775.332 | 0
28.01. | 14 | 6555.332 |  | 5780 | 0 | 0 | 775.332 | 0
28.01. | 15 | 6555.332 |  | 5780 | 0 | 0 | 775.332 | 0
28.01. | 16 | 6555.332 |  | 5780 | 0 | 0 | 775.332 | 0
28.01. | 17 | 6555.332 |  | 5780 | 0 | 0 | 775.332 | 0
28.01. | 18 | 6555.332 |  | 5780 | 0 | 0 | 775.332 | 0
28.01. | 19 | 6555.332 |  | 5780 | 0 | 0 | 775.332 | 0
28.01. | 20 | 6555.332 |  | 5780 | 0 | 0 | 775.332 | 0
28.01. | 21 | 6555.332 |  | 5780 | 0 | 0 | 775.332 | 0
28.01. | 22 | 6555.332 |  | 5780 | 0 | 0 | 775.332 | 0
28.01. | 23 | 6555.332 |  | 5780 | 0 | 0 | 775.332 | 0
28.01. | 24 | 6555.332 |  | 5780 | 0 | 0 | 775.332 | 0
29.01. | 1 | 6555.332 |  | 5780 | 0 | 0 | 775.332 | 0
29.01. | 2 | 6555.332 |  | 5780 | 0 | 0 | 775.332 | 0
29.01. | 3 | 6555.332 |  | 5780 | 0 | 0 | 775.332 | 0
29.01. | 4 | 6555.332 |  | 5780 | 0 | 0 | 775.332 | 0
29.01. | 5 | 6555.332 |  | 5780 | 0 | 0 | 775.332 | 0
29.01. | 6 | 6555.332 |  | 5780 | 0 | 0 | 775.332 | 0
29.01. | 7 | 6555.332 |  | 5780 | 0 | 0 | 775.332 | 0
29.01. | 8 | 6555.332 |  | 5780 | 0 | 0 | 775.332 | 0
29.01. | 9 | 6555.332 |  | 5780 | 0 | 0 | 775.332 | 0
29.01. | 10 | 6555.332 |  | 5780 | 0 | 0 | 775.332 | 0
29.01. | 11 | 6555.332 |  | 5780 | 0 | 0 | 775.332 | 0
29.01. | 12 | 6555.332 |  | 5780 | 0 | 0 | 775.332 | 0
29.01. | 13 | 6555.332 |  | 5780 | 0 | 0 | 775.332 | 0
29.01. | 14 | 6555.332 |  | 5780 | 0 | 0 | 775.332 | 0
29.01. | 15 | 6555.332 |  | 5780 | 0 | 0 | 775.332 | 0
29.01. | 16 | 6555.332 |  | 5780 | 0 | 0 | 775.332 | 0
29.01. | 17 | 6555.332 |  | 5780 | 0 | 0 | 775.332 | 0
29.01. | 18 | 6555.332 |  | 5780 | 0 | 0 | 775.332 | 0
29.01. | 19 | 6555.332 |  | 5780 | 0 | 0 | 775.332 | 0
29.01. | 20 | 6555.332 |  | 5780 | 0 | 0 | 775.332 | 0
29.01. | 21 | 6555.332 |  | 5780 | 0 | 0 | 775.332 | 0
29.01. | 22 | 6555.332 |  | 5780 | 0 | 0 | 775.332 | 0
29.01. | 23 | 6555.332 |  | 5780 | 0 | 0 | 775.332 | 0
29.01. | 24 | 6555.332 |  | 5780 | 0 | 0 | 775.332 | 0
30.01. | 1 | 6555.332 |  | 5780 | 0 | 0 | 775.332 | 0
30.01. | 2 | 6555.332 |  | 5780 | 0 | 0 | 775.332 | 0
30.01. | 3 | 6555.332 |  | 5780 | 0 | 0 | 775.332 | 0
30.01. | 4 | 6555.332 |  | 5780 | 0 | 0 | 775.332 | 0
30.01. | 5 | 6555.332 |  | 5780 | 0 | 0 | 775.332 | 0
30.01. | 6 | 6555.332 |  | 5780 | 0 | 0 | 775.332 | 0
30.01. | 7 | 6555.332 |  | 5780 | 0 | 0 | 775.332 | 0
30.01. | 8 | 6555.332 |  | 5780 | 0 | 0 | 775.332 | 0
30.01. | 9 | 6555.332 |  | 5780 | 0 | 0 | 775.332 | 0
30.01. | 10 | 6555.332 |  | 5780 | 0 | 0 | 775.332 | 0
30.01. | 11 | 6555.332 |  | 5780 | 0 | 0 | 775.332 | 0
30.01. | 12 | 6555.332 |  | 5780 | 0 | 0 | 775.332 | 0
30.01. | 13 | 6555.332 |  | 5780 | 0 | 0 | 775.332 | 0
30.01. | 14 | 6555.332 |  | 5780 | 0 | 0 | 775.332 | 0
30.01. | 15 | 6555.332 |  | 5780 | 0 | 0 | 775.332 | 0
30.01. | 16 | 6555.332 |  | 5780 | 0 | 0 | 775.332 | 0
30.01. | 17 | 6555.332 |  | 5780 | 0 | 0 | 775.332 | 0
30.01. | 18 | 6555.332 |  | 5780 | 0 | 0 | 775.332 | 0
30.01. | 19 | 6555.332 |  | 5780 | 0 | 0 | 775.332 | 0
30.01. | 20 | 6555.332 |  | 5780 | 0 | 0 | 775.332 | 0
30.01. | 21 | 6555.332 |  | 5780 | 0 | 0 | 775.332 | 0
30.01. | 22 | 6555.332 |  | 5780 | 0 | 0 | 775.332 | 0
30.01. | 23 | 6555.332 |  | 5780 | 0 | 0 | 775.332 | 0
30.01. | 24 | 6555.332 |  | 5780 | 0 | 0 | 775.332 | 0
31.01. | 1 | 6555.332 |  | 5780 | 0 | 0 | 775.332 | 0
31.01. | 2 | 6555.332 |  | 5780 | 0 | 0 | 775.332 | 0
31.01. | 3 | 6555.332 |  | 5780 | 0 | 0 | 775.332 | 0
31.01. | 4 | 6555.332 |  | 5780 | 0 | 0 | 775.332 | 0
31.01. | 5 | 6555.332 |  | 5780 | 0 | 0 | 775.332 | 0
31.01. | 6 | 6555.332 |  | 5780 | 0 | 0 | 775.332 | 0
31.01. | 7 | 6555.332 |  | 5780 | 0 | 0 | 775.332 | 0
31.01. | 8 | 6555.332 |  | 5780 | 0 | 0 | 775.332 | 0
31.01. | 9 | 6555.332 |  | 5780 | 0 | 0 | 775.332 | 0
31.01. | 10 | 6555.332 |  | 5780 | 0 | 0 | 775.332 | 0
31.01. | 11 | 6555.332 |  | 5780 | 0 | 0 | 775.332 | 0
31.01. | 12 | 6555.332 |  | 5780 | 0 | 0 | 775.332 | 0
31.01. | 13 | 6555.332 |  | 5780 | 0 | 0 | 775.332 | 0
31.01. | 14 | 6555.332 |  | 5780 | 0 | 0 | 775.332 | 0
31.01. | 15 | 6555.332 |  | 5780 | 0 | 0 | 775.332 | 0
31.01. | 16 | 6555.332 |  | 5780 | 0 | 0 | 775.332 | 0
31.01. | 17 | 6555.332 |  | 5780 | 0 | 0 | 775.332 | 0
31.01. | 18 | 6555.332 |  | 5780 | 0 | 0 | 775.332 | 0
31.01. | 19 | 6555.332 |  | 5780 | 0 | 0 | 775.332 | 0
31.01. | 20 | 6555.332 |  | 5780 | 0 | 0 | 775.332 | 0
31.01. | 21 | 6555.332 |  | 5780 | 0 | 0 | 775.332 | 0
31.01. | 22 | 6555.332 |  | 5780 | 0 | 0 | 775.332 | 0
31.01. | 23 | 6555.332 |  | 5780 | 0 | 0 | 775.332 | 0
31.01. | 24 | 6555.332 |  | 5780 | 0 | 0 | 775.332 | 0
01.02. | 1 | 6555.332 |  | 5780 | 0 | 0 | 775.332 | 0
01.02. | 2 | 6555.332 |  | 5780 | 0 | 0 | 775.332 | 0
01.02. | 3 | 6555.332 |  | 5780 | 0 | 0 | 775.332 | 0
01.02. | 4 | 6555.332 |  | 5780 | 0 | 0 | 775.332 | 0
01.02. | 5 | 6555.332 |  | 5780 | 0 | 0 | 775.332 | 0
01.02. | 6 | 6555.332 |  | 5780 | 0 | 0 | 775.332 | 0
01.02. | 7 | 6555.332 |  | 5780 | 0 | 0 | 775.332 | 0
01.02. | 8 | 6555.332 |  | 5780 | 0 | 0 | 775.332 | 0
01.02. | 9 | 6555.332 |  | 5780 | 0 | 0 | 775.332 | 0
01.02. | 10 | 6555.332 |  | 5780 | 0 | 0 | 775.332 | 0
01.02. | 11 | 6555.332 |  | 5780 | 0 | 0 | 775.332 | 0
01.02. | 12 | 6555.332 |  | 5780 | 0 | 0 | 775.332 | 0
01.02. | 13 | 6555.332 |  | 5780 | 0 | 0 | 775.332 | 0
01.02. | 14 | 6555.332 |  | 5780 | 0 | 0 | 775.332 | 0
01.02. | 15 | 6555.332 |  | 5780 | 0 | 0 | 775.332 | 0
01.02. | 16 | 6555.332 |  | 5780 | 0 | 0 | 775.332 | 0
01.02. | 17 | 6555.332 |  | 5780 | 0 | 0 | 775.332 | 0
01.02. | 18 | 6555.332 |  | 5780 | 0 | 0 | 775.332 | 0
01.02. | 19 | 6555.332 |  | 5780 | 0 | 0 | 775.332 | 0
01.02. | 20 | 6555.332 |  | 5780 | 0 | 0 | 775.332 | 0
01.02. | 21 | 6555.332 |  | 5780 | 0 | 0 | 775.332 | 0
01.02. | 22 | 6555.332 |  | 5780 | 0 | 0 | 775.332 | 0
01.02. | 23 | 6555.332 |  | 5780 | 0 | 0 | 775.332 | 0
01.02. | 24 | 6555.332 |  | 5780 | 0 | 0 | 775.332 | 0
02.02. | 1 | 6555.332 |  | 5780 | 0 | 0 | 775.332 | 0
02.02. | 2 | 6555.332 |  | 5780 | 0 | 0 | 775.332 | 0
02.02. | 3 | 6555.332 |  | 5780 | 0 | 0 | 775.332 | 0
02.02. | 4 | 6555.332 |  | 5780 | 0 | 0 | 775.332 | 0
02.02. | 5 | 6555.332 |  | 5780 | 0 | 0 | 775.332 | 0
02.02. | 6 | 6555.332 |  | 5780 | 0 | 0 | 775.332 | 0
02.02. | 7 | 6555.332 |  | 5780 | 0 | 0 | 775.332 | 0
02.02. | 8 | 6555.332 |  | 5780 | 0 | 0 | 775.332 | 0
02.02. | 9 | 6555.332 |  | 5780 | 0 | 0 | 775.332 | 0
02.02. | 10 | 6555.332 |  | 5780 | 0 | 0 | 775.332 | 0
02.02. | 11 | 6555.332 |  | 5780 | 0 | 0 | 775.332 | 0
02.02. | 12 | 6555.332 |  | 5780 | 0 | 0 | 775.332 | 0
02.02. | 13 | 6555.332 |  | 5780 | 0 | 0 | 775.332 | 0
02.02. | 14 | 6555.332 |  | 5780 | 0 | 0 | 775.332 | 0
02.02. | 15 | 6555.332 |  | 5780 | 0 | 0 | 775.332 | 0
02.02. | 16 | 6555.332 |  | 5780 | 0 | 0 | 775.332 | 0
02.02. | 17 | 6555.332 |  | 5780 | 0 | 0 | 775.332 | 0
02.02. | 18 | 6555.332 |  | 5780 | 0 | 0 | 775.332 | 0
02.02. | 19 | 6555.332 |  | 5780 | 0 | 0 | 775.332 | 0
02.02. | 20 | 6555.332 |  | 5780 | 0 | 0 | 775.332 | 0
02.02. | 21 | 6555.332 |  | 5780 | 0 | 0 | 775.332 | 0
02.02. | 22 | 6555.332 |  | 5780 | 0 | 0 | 775.332 | 0
02.02. | 23 | 6555.332 |  | 5780 | 0 | 0 | 775.332 | 0
02.02. | 24 | 6555.332 |  | 5780 | 0 | 0 | 775.332 | 0
03.02. | 1 | 6555.332 |  | 5780 | 0 | 0 | 775.332 | 0
03.02. | 2 | 6555.332 |  | 5780 | 0 | 0 | 775.332 | 0
03.02. | 3 | 6555.332 |  | 5780 | 0 | 0 | 775.332 | 0
03.02. | 4 | 6555.332 |  | 5780 | 0 | 0 | 775.332 | 0
03.02. | 5 | 6555.332 |  | 5780 | 0 | 0 | 775.332 | 0
03.02. | 6 | 6555.332 |  | 5780 | 0 | 0 | 775.332 | 0
03.02. | 7 | 6555.332 |  | 5780 | 0 | 0 | 775.332 | 0
03.02. | 8 | 6555.332 |  | 5780 | 0 | 0 | 775.332 | 0
03.02. | 9 | 6555.332 |  | 5780 | 0 | 0 | 775.332 | 0
03.02. | 10 | 6555.332 |  | 5780 | 0 | 0 | 775.332 | 0
03.02. | 11 | 6555.332 |  | 5780 | 0 | 0 | 775.332 | 0
03.02. | 12 | 6555.332 |  | 5780 | 0 | 0 | 775.332 | 0
03.02. | 13 | 6555.332 |  | 5780 | 0 | 0 | 775.332 | 0
03.02. | 14 | 6555.332 |  | 5780 | 0 | 0 | 775.332 | 0
03.02. | 15 | 6555.332 |  | 5780 | 0 | 0 | 775.332 | 0
03.02. | 16 | 6555.332 |  | 5780 | 0 | 0 | 775.332 | 0
03.02. | 17 | 6555.332 |  | 5780 | 0 | 0 | 775.332 | 0
03.02. | 18 | 6555.332 |  | 5780 | 0 | 0 | 775.332 | 0
03.02. | 19 | 6555.332 |  | 5780 | 0 | 0 | 775.332 | 0
03.02. | 20 | 6555.332 |  | 5780 | 0 | 0 | 775.332 | 0
03.02. | 21 | 6555.332 |  | 5780 | 0 | 0 | 775.332 | 0
03.02. | 22 | 6555.332 |  | 5780 | 0 | 0 | 775.332 | 0
03.02. | 23 | 6555.332 |  | 5780 | 0 | 0 | 775.332 | 0
03.02. | 24 | 6555.332 |  | 5780 | 0 | 0 | 775.332 | 0
04.02. | 1 | 6555.332 |  | 5780 | 0 | 0 | 775.332 | 0
04.02. | 2 | 6555.332 |  | 5780 | 0 | 0 | 775.332 | 0
04.02. | 3 | 6555.332 |  | 5780 | 0 | 0 | 775.332 | 0
04.02. | 4 | 6555.332 |  | 5780 | 0 | 0 | 775.332 | 0
04.02. | 5 | 6555.332 |  | 5780 | 0 | 0 | 775.332 | 0
04.02. | 6 | 6555.332 |  | 5780 | 0 | 0 | 775.332 | 0
04.02. | 7 | 6555.332 |  | 5780 | 0 | 0 | 775.332 | 0
04.02. | 8 | 6555.332 |  | 5780 | 0 | 0 | 775.332 | 0
04.02. | 9 | 6555.332 |  | 5780 | 0 | 0 | 775.332 | 0
04.02. | 10 | 6555.332 |  | 5780 | 0 | 0 | 775.332 | 0
04.02. | 11 | 6555.332 |  | 5780 | 0 | 0 | 775.332 | 0
04.02. | 12 | 6555.332 |  | 5780 | 0 | 0 | 775.332 | 0
04.02. | 13 | 6555.332 |  | 5780 | 0 | 0 | 775.332 | 0
04.02. | 14 | 6555.332 |  | 5780 | 0 | 0 | 775.332 | 0
04.02. | 15 | 6555.332 |  | 5780 | 0 | 0 | 775.332 | 0
04.02. | 16 | 6555.332 |  | 5780 | 0 | 0 | 775.332 | 0
04.02. | 17 | 6555.332 |  | 5780 | 0 | 0 | 775.332 | 0
04.02. | 18 | 6555.332 |  | 5780 | 0 | 0 | 775.332 | 0
04.02. | 19 | 6555.332 |  | 5780 | 0 | 0 | 775.332 | 0
04.02. | 20 | 6555.332 |  | 5780 | 0 | 0 | 775.332 | 0
04.02. | 21 | 6555.332 |  | 5780 | 0 | 0 | 775.332 | 0
04.02. | 22 | 6555.332 |  | 5780 | 0 | 0 | 775.332 | 0
04.02. | 23 | 6555.332 |  | 5780 | 0 | 0 | 775.332 | 0
04.02. | 24 | 6555.332 |  | 5780 | 0 | 0 | 775.332 | 0
05.02. | 1 | 6555.332 |  | 5780 | 0 | 0 | 775.332 | 0
05.02. | 2 | 6555.332 |  | 5780 | 0 | 0 | 775.332 | 0
05.02. | 3 | 6555.332 |  | 5780 | 0 | 0 | 775.332 | 0
05.02. | 4 | 6555.332 |  | 5780 | 0 | 0 | 775.332 | 0
05.02. | 5 | 6555.332 |  | 5780 | 0 | 0 | 775.332 | 0
05.02. | 6 | 6555.332 |  | 5780 | 0 | 0 | 775.332 | 0
05.02. | 7 | 6555.332 |  | 5780 | 0 | 0 | 775.332 | 0
05.02. | 8 | 6555.332 |  | 5780 | 0 | 0 | 775.332 | 0
05.02. | 9 | 6555.332 |  | 5780 | 0 | 0 | 775.332 | 0
05.02. | 10 | 6555.332 |  | 5780 | 0 | 0 | 775.332 | 0
05.02. | 11 | 6555.332 |  | 5780 | 0 | 0 | 775.332 | 0
05.02. | 12 | 6555.332 |  | 5780 | 0 | 0 | 775.332 | 0
05.02. | 13 | 6555.332 |  | 5780 | 0 | 0 | 775.332 | 0
05.02. | 14 | 6555.332 |  | 5780 | 0 | 0 | 775.332 | 0
05.02. | 15 | 6555.332 |  | 5780 | 0 | 0 | 775.332 | 0
05.02. | 16 | 6555.332 |  | 5780 | 0 | 0 | 775.332 | 0
05.02. | 17 | 6555.332 |  | 5780 | 0 | 0 | 775.332 | 0
05.02. | 18 | 6555.332 |  | 5780 | 0 | 0 | 775.332 | 0
05.02. | 19 | 6555.332 |  | 5780 | 0 | 0 | 775.332 | 0
05.02. | 20 | 6555.332 |  | 5780 | 0 | 0 | 775.332 | 0
05.02. | 21 | 6555.332 |  | 5780 | 0 | 0 | 775.332 | 0
05.02. | 22 | 6555.332 |  | 5780 | 0 | 0 | 775.332 | 0
05.02. | 23 | 6555.332 |  | 5780 | 0 | 0 | 775.332 | 0
05.02. | 24 | 6555.332 |  | 5780 | 0 | 0 | 775.332 | 0
06.02. | 1 | 6555.332 |  | 5780 | 0 | 0 | 775.332 | 0
06.02. | 2 | 6555.332 |  | 5780 | 0 | 0 | 775.332 | 0
06.02. | 3 | 6555.332 |  | 5780 | 0 | 0 | 775.332 | 0
06.02. | 4 | 6555.332 |  | 5780 | 0 | 0 | 775.332 | 0
06.02. | 5 | 6555.332 |  | 5780 | 0 | 0 | 775.332 | 0
06.02. | 6 | 6555.332 |  | 5780 | 0 | 0 | 775.332 | 0
06.02. | 7 | 6555.332 |  | 5780 | 0 | 0 | 775.332 | 0
06.02. | 8 | 6555.332 |  | 5780 | 0 | 0 | 775.332 | 0
06.02. | 9 | 6555.332 |  | 5780 | 0 | 0 | 775.332 | 0
06.02. | 10 | 6555.332 |  | 5780 | 0 | 0 | 775.332 | 0
06.02. | 11 | 6555.332 |  | 5780 | 0 | 0 | 775.332 | 0
06.02. | 12 | 6555.332 |  | 5780 | 0 | 0 | 775.332 | 0
06.02. | 13 | 6555.332 |  | 5780 | 0 | 0 | 775.332 | 0
06.02. | 14 | 6555.332 |  | 5780 | 0 | 0 | 775.332 | 0
06.02. | 15 | 6555.332 |  | 5780 | 0 | 0 | 775.332 | 0
06.02. | 16 | 6555.332 |  | 5780 | 0 | 0 | 775.332 | 0
06.02. | 17 | 6555.332 |  | 5780 | 0 | 0 | 775.332 | 0
06.02. | 18 | 6555.332 |  | 5780 | 0 | 0 | 775.332 | 0
06.02. | 19 | 6555.332 |  | 5780 | 0 | 0 | 775.332 | 0
06.02. | 20 | 6555.332 |  | 5780 | 0 | 0 | 775.332 | 0
06.02. | 21 | 6555.332 |  | 5780 | 0 | 0 | 775.332 | 0
06.02. | 22 | 6555.332 |  | 5780 | 0 | 0 | 775.332 | 0
06.02. | 23 | 6555.332 |  | 5780 | 0 | 0 | 775.332 | 0
06.02. | 24 | 6555.332 |  | 5780 | 0 | 0 | 775.332 | 0
07.02. | 1 | 6555.332 |  | 5780 | 0 | 0 | 775.332 | 0
07.02. | 2 | 6555.332 |  | 5780 | 0 | 0 | 775.332 | 0
07.02. | 3 | 6555.332 |  | 5780 | 0 | 0 | 775.332 | 0
07.02. | 4 | 6555.332 |  | 5780 | 0 | 0 | 775.332 | 0
07.02. | 5 | 6555.332 |  | 5780 | 0 | 0 | 775.332 | 0
07.02. | 6 | 6555.332 |  | 5780 | 0 | 0 | 775.332 | 0
07.02. | 7 | 6555.332 |  | 5780 | 0 | 0 | 775.332 | 0
07.02. | 8 | 6555.332 |  | 5780 | 0 | 0 | 775.332 | 0
07.02. | 9 | 6555.332 |  | 5780 | 0 | 0 | 775.332 | 0
07.02. | 10 | 6555.332 |  | 5780 | 0 | 0 | 775.332 | 0
07.02. | 11 | 6555.332 |  | 5780 | 0 | 0 | 775.332 | 0
07.02. | 12 | 6555.332 |  | 5780 | 0 | 0 | 775.332 | 0
07.02. | 13 | 6555.332 |  | 5780 | 0 | 0 | 775.332 | 0
07.02. | 14 | 6555.332 |  | 5780 | 0 | 0 | 775.332 | 0
07.02. | 15 | 6555.332 |  | 5780 | 0 | 0 | 775.332 | 0
07.02. | 16 | 6555.332 |  | 5780 | 0 | 0 | 775.332 | 0
07.02. | 17 | 6555.332 |  | 5780 | 0 | 0 | 775.332 | 0
07.02. | 18 | 6555.332 |  | 5780 | 0 | 0 | 775.332 | 0
07.02. | 19 | 6555.332 |  | 5780 | 0 | 0 | 775.332 | 0
07.02. | 20 | 6555.332 |  | 5780 | 0 | 0 | 775.332 | 0
07.02. | 21 | 6555.332 |  | 5780 | 0 | 0 | 775.332 | 0
07.02. | 22 | 6555.332 |  | 5780 | 0 | 0 | 775.332 | 0
07.02. | 23 | 6555.332 |  | 5780 | 0 | 0 | 775.332 | 0
07.02. | 24 | 6555.332 |  | 5780 | 0 | 0 | 775.332 | 0
08.02. | 1 | 6555.332 |  | 5780 | 0 | 0 | 775.332 | 0
08.02. | 2 | 6555.332 |  | 5780 | 0 | 0 | 775.332 | 0
08.02. | 3 | 6555.332 |  | 5780 | 0 | 0 | 775.332 | 0
08.02. | 4 | 6555.332 |  | 5780 | 0 | 0 | 775.332 | 0
08.02. | 5 | 6555.332 |  | 5780 | 0 | 0 | 775.332 | 0
08.02. | 6 | 6555.332 |  | 5780 | 0 | 0 | 775.332 | 0
08.02. | 7 | 6555.332 |  | 5780 | 0 | 0 | 775.332 | 0
08.02. | 8 | 6555.332 |  | 5780 | 0 | 0 | 775.332 | 0
08.02. | 9 | 6555.332 |  | 5780 | 0 | 0 | 775.332 | 0
08.02. | 10 | 6555.332 |  | 5780 | 0 | 0 | 775.332 | 0
08.02. | 11 | 6555.332 |  | 5780 | 0 | 0 | 775.332 | 0
08.02. | 12 | 6555.332 |  | 5780 | 0 | 0 | 775.332 | 0
08.02. | 13 | 6555.332 |  | 5780 | 0 | 0 | 775.332 | 0
08.02. | 14 | 6555.332 |  | 5780 | 0 | 0 | 775.332 | 0
08.02. | 15 | 6555.332 |  | 5780 | 0 | 0 | 775.332 | 0
08.02. | 16 | 6555.332 |  | 5780 | 0 | 0 | 775.332 | 0
08.02. | 17 | 6555.332 |  | 5780 | 0 | 0 | 775.332 | 0
08.02. | 18 | 6555.332 |  | 5780 | 0 | 0 | 775.332 | 0
08.02. | 19 | 6555.332 |  | 5780 | 0 | 0 | 775.332 | 0
08.02. | 20 | 6555.332 |  | 5780 | 0 | 0 | 775.332 | 0
08.02. | 21 | 6555.332 |  | 5780 | 0 | 0 | 775.332 | 0
08.02. | 22 | 6555.332 |  | 5780 | 0 | 0 | 775.332 | 0
08.02. | 23 | 6555.332 |  | 5780 | 0 | 0 | 775.332 | 0
08.02. | 24 | 6555.332 |  | 5780 | 0 | 0 | 775.332 | 0
09.02. | 1 | 6555.332 |  | 5780 | 0 | 0 | 775.332 | 0
09.02. | 2 | 6555.332 |  | 5780 | 0 | 0 | 775.332 | 0
09.02. | 3 | 6555.332 |  | 5780 | 0 | 0 | 775.332 | 0
09.02. | 4 | 6555.332 |  | 5780 | 0 | 0 | 775.332 | 0
09.02. | 5 | 6555.332 |  | 5780 | 0 | 0 | 775.332 | 0
09.02. | 6 | 6555.332 |  | 5780 | 0 | 0 | 775.332 | 0
09.02. | 7 | 6555.332 |  | 5780 | 0 | 0 | 775.332 | 0
09.02. | 8 | 6555.332 |  | 5780 | 0 | 0 | 775.332 | 0
09.02. | 9 | 6555.332 |  | 5780 | 0 | 0 | 775.332 | 0
09.02. | 10 | 6555.332 |  | 5780 | 0 | 0 | 775.332 | 0
09.02. | 11 | 6555.332 |  | 5780 | 0 | 0 | 775.332 | 0
09.02. | 12 | 6555.332 |  | 5780 | 0 | 0 | 775.332 | 0
09.02. | 13 | 6555.332 |  | 5780 | 0 | 0 | 775.332 | 0
09.02. | 14 | 6555.332 |  | 5780 | 0 | 0 | 775.332 | 0
09.02. | 15 | 6555.332 |  | 5780 | 0 | 0 | 775.332 | 0
09.02. | 16 | 6555.332 |  | 5780 | 0 | 0 | 775.332 | 0
09.02. | 17 | 6555.332 |  | 5780 | 0 | 0 | 775.332 | 0
09.02. | 18 | 6555.332 |  | 5780 | 0 | 0 | 775.332 | 0
09.02. | 19 | 6555.332 |  | 5780 | 0 | 0 | 775.332 | 0
09.02. | 20 | 6555.332 |  | 5780 | 0 | 0 | 775.332 | 0
09.02. | 21 | 6555.332 |  | 5780 | 0 | 0 | 775.332 | 0
09.02. | 22 | 6555.332 |  | 5780 | 0 | 0 | 775.332 | 0
09.02. | 23 | 6555.332 |  | 5780 | 0 | 0 | 775.332 | 0
09.02. | 24 | 6555.332 |  | 5780 | 0 | 0 | 775.332 | 0
10.02. | 1 | 6555.332 |  | 5780 | 0 | 0 | 775.332 | 0
10.02. | 2 | 6555.332 |  | 5780 | 0 | 0 | 775.332 | 0
10.02. | 3 | 6555.332 |  | 5780 | 0 | 0 | 775.332 | 0
10.02. | 4 | 6555.332 |  | 5780 | 0 | 0 | 775.332 | 0
10.02. | 5 | 6555.332 |  | 5780 | 0 | 0 | 775.332 | 0
10.02. | 6 | 6555.332 |  | 5780 | 0 | 0 | 775.332 | 0
10.02. | 7 | 6555.332 |  | 5780 | 0 | 0 | 775.332 | 0
10.02. | 8 | 6555.332 |  | 5780 | 0 | 0 | 775.332 | 0
10.02. | 9 | 6555.332 |  | 5780 | 0 | 0 | 775.332 | 0
10.02. | 10 | 6555.332 |  | 5780 | 0 | 0 | 775.332 | 0
10.02. | 11 | 6555.332 |  | 5780 | 0 | 0 | 775.332 | 0
10.02. | 12 | 6555.332 |  | 5780 | 0 | 0 | 775.332 | 0
10.02. | 13 | 6555.332 |  | 5780 | 0 | 0 | 775.332 | 0
10.02. | 14 | 6555.332 |  | 5780 | 0 | 0 | 775.332 | 0
10.02. | 15 | 6555.332 |  | 5780 | 0 | 0 | 775.332 | 0
10.02. | 16 | 6555.332 |  | 5780 | 0 | 0 | 775.332 | 0
10.02. | 17 | 6555.332 |  | 5780 | 0 | 0 | 775.332 | 0
10.02. | 18 | 6555.332 |  | 5780 | 0 | 0 | 775.332 | 0
10.02. | 19 | 6555.332 |  | 5780 | 0 | 0 | 775.332 | 0
10.02. | 20 | 6555.332 |  | 5780 | 0 | 0 | 775.332 | 0
10.02. | 21 | 6555.332 |  | 5780 | 0 | 0 | 775.332 | 0
10.02. | 22 | 6555.332 |  | 5780 | 0 | 0 | 775.332 | 0
10.02. | 23 | 6555.332 |  | 5780 | 0 | 0 | 775.332 | 0
10.02. | 24 | 6555.332 |  | 5780 | 0 | 0 | 775.332 | 0
11.02. | 1 | 6555.332 |  | 5780 | 0 | 0 | 775.332 | 0
11.02. | 2 | 6555.332 |  | 5780 | 0 | 0 | 775.332 | 0
11.02. | 3 | 6555.332 |  | 5780 | 0 | 0 | 775.332 | 0
11.02. | 4 | 6555.332 |  | 5780 | 0 | 0 | 775.332 | 0
11.02. | 5 | 6555.332 |  | 5780 | 0 | 0 | 775.332 | 0
11.02. | 6 | 6555.332 |  | 5780 | 0 | 0 | 775.332 | 0
11.02. | 7 | 6555.332 |  | 5780 | 0 | 0 | 775.332 | 0
11.02. | 8 | 6555.332 |  | 5780 | 0 | 0 | 775.332 | 0
11.02. | 9 | 6555.332 |  | 5780 | 0 | 0 | 775.332 | 0
11.02. | 10 | 6555.332 |  | 5780 | 0 | 0 | 775.332 | 0
11.02. | 11 | 6555.332 |  | 5780 | 0 | 0 | 775.332 | 0
11.02. | 12 | 6555.332 |  | 5780 | 0 | 0 | 775.332 | 0
11.02. | 13 | 6555.332 |  | 5780 | 0 | 0 | 775.332 | 0
11.02. | 14 | 6555.332 |  | 5780 | 0 | 0 | 775.332 | 0
11.02. | 15 | 6555.332 |  | 5780 | 0 | 0 | 775.332 | 0
11.02. | 16 | 6555.332 |  | 5780 | 0 | 0 | 775.332 | 0
11.02. | 17 | 6555.332 |  | 5780 | 0 | 0 | 775.332 | 0
11.02. | 18 | 6555.332 |  | 5780 | 0 | 0 | 775.332 | 0
11.02. | 19 | 6555.332 |  | 5780 | 0 | 0 | 775.332 | 0
11.02. | 20 | 6555.332 |  | 5780 | 0 | 0 | 775.332 | 0
11.02. | 21 | 6555.332 |  | 5780 | 0 | 0 | 775.332 | 0
11.02. | 22 | 6555.332 |  | 5780 | 0 | 0 | 775.332 | 0
11.02. | 23 | 6555.332 |  | 5780 | 0 | 0 | 775.332 | 0
11.02. | 24 | 6555.332 |  | 5780 | 0 | 0 | 775.332 | 0
12.02. | 1 | 6555.332 |  | 5780 | 0 | 0 | 775.332 | 0
12.02. | 2 | 6555.332 |  | 5780 | 0 | 0 | 775.332 | 0
12.02. | 3 | 6555.332 |  | 5780 | 0 | 0 | 775.332 | 0
12.02. | 4 | 6555.332 |  | 5780 | 0 | 0 | 775.332 | 0
12.02. | 5 | 6555.332 |  | 5780 | 0 | 0 | 775.332 | 0
12.02. | 6 | 6555.332 |  | 5780 | 0 | 0 | 775.332 | 0
12.02. | 7 | 6555.332 |  | 5780 | 0 | 0 | 775.332 | 0
12.02. | 8 | 6555.332 |  | 5780 | 0 | 0 | 775.332 | 0
12.02. | 9 | 6555.332 |  | 5780 | 0 | 0 | 775.332 | 0
12.02. | 10 | 6555.332 |  | 5780 | 0 | 0 | 775.332 | 0
12.02. | 11 | 6555.332 |  | 5780 | 0 | 0 | 775.332 | 0
12.02. | 12 | 6555.332 |  | 5780 | 0 | 0 | 775.332 | 0
12.02. | 13 | 6555.332 |  | 5780 | 0 | 0 | 775.332 | 0
12.02. | 14 | 6555.332 |  | 5780 | 0 | 0 | 775.332 | 0
12.02. | 15 | 6555.332 |  | 5780 | 0 | 0 | 775.332 | 0
12.02. | 16 | 6555.332 |  | 5780 | 0 | 0 | 775.332 | 0
12.02. | 17 | 6555.332 |  | 5780 | 0 | 0 | 775.332 | 0
12.02. | 18 | 6555.332 |  | 5780 | 0 | 0 | 775.332 | 0
12.02. | 19 | 6555.332 |  | 5780 | 0 | 0 | 775.332 | 0
12.02. | 20 | 6555.332 |  | 5780 | 0 | 0 | 775.332 | 0
12.02. | 21 | 6555.332 |  | 5780 | 0 | 0 | 775.332 | 0
12.02. | 22 | 6555.332 |  | 5780 | 0 | 0 | 775.332 | 0
12.02. | 23 | 6555.332 |  | 5780 | 0 | 0 | 775.332 | 0
12.02. | 24 | 6555.332 |  | 5780 | 0 | 0 | 775.332 | 0
13.02. | 1 | 6555.332 |  | 5780 | 0 | 0 | 775.332 | 0
13.02. | 2 | 6555.332 |  | 5780 | 0 | 0 | 775.332 | 0
13.02. | 3 | 6555.332 |  | 5780 | 0 | 0 | 775.332 | 0
13.02. | 4 | 6555.332 |  | 5780 | 0 | 0 | 775.332 | 0
13.02. | 5 | 6555.332 |  | 5780 | 0 | 0 | 775.332 | 0
13.02. | 6 | 6555.332 |  | 5780 | 0 | 0 | 775.332 | 0
13.02. | 7 | 6555.332 |  | 5780 | 0 | 0 | 775.332 | 0
13.02. | 8 | 6555.332 |  | 5780 | 0 | 0 | 775.332 | 0
13.02. | 9 | 6555.332 |  | 5780 | 0 | 0 | 775.332 | 0
13.02. | 10 | 6555.332 |  | 5780 | 0 | 0 | 775.332 | 0
13.02. | 11 | 6555.332 |  | 5780 | 0 | 0 | 775.332 | 0
13.02. | 12 | 6555.332 |  | 5780 | 0 | 0 | 775.332 | 0
13.02. | 13 | 6555.332 |  | 5780 | 0 | 0 | 775.332 | 0
13.02. | 14 | 6555.332 |  | 5780 | 0 | 0 | 775.332 | 0
13.02. | 15 | 6555.332 |  | 5780 | 0 | 0 | 775.332 | 0
13.02. | 16 | 6555.332 |  | 5780 | 0 | 0 | 775.332 | 0
13.02. | 17 | 6555.332 |  | 5780 | 0 | 0 | 775.332 | 0
13.02. | 18 | 6555.332 |  | 5780 | 0 | 0 | 775.332 | 0
13.02. | 19 | 6555.332 |  | 5780 | 0 | 0 | 775.332 | 0
13.02. | 20 | 6555.332 |  | 5780 | 0 | 0 | 775.332 | 0
13.02. | 21 | 6555.332 |  | 5780 | 0 | 0 | 775.332 | 0
13.02. | 22 | 6555.332 |  | 5780 | 0 | 0 | 775.332 | 0
13.02. | 23 | 6555.332 |  | 5780 | 0 | 0 | 775.332 | 0
13.02. | 24 | 6555.332 |  | 5780 | 0 | 0 | 775.332 | 0
14.02. | 1 | 6555.332 |  | 5780 | 0 | 0 | 775.332 | 0
14.02. | 2 | 6555.332 |  | 5780 | 0 | 0 | 775.332 | 0
14.02. | 3 | 6555.332 |  | 5780 | 0 | 0 | 775.332 | 0
14.02. | 4 | 6555.332 |  | 5780 | 0 | 0 | 775.332 | 0
14.02. | 5 | 6555.332 |  | 5780 | 0 | 0 | 775.332 | 0
14.02. | 6 | 6555.332 |  | 5780 | 0 | 0 | 775.332 | 0
14.02. | 7 | 6555.332 |  | 5780 | 0 | 0 | 775.332 | 0
14.02. | 8 | 6555.332 |  | 5780 | 0 | 0 | 775.332 | 0
14.02. | 9 | 6555.332 |  | 5780 | 0 | 0 | 775.332 | 0
14.02. | 10 | 6555.332 |  | 5780 | 0 | 0 | 775.332 | 0
14.02. | 11 | 6555.332 |  | 5780 | 0 | 0 | 775.332 | 0
14.02. | 12 | 6555.332 |  | 5780 | 0 | 0 | 775.332 | 0
14.02. | 13 | 6555.332 |  | 5780 | 0 | 0 | 775.332 | 0
14.02. | 14 | 6555.332 |  | 5780 | 0 | 0 | 775.332 | 0
14.02. | 15 | 6555.332 |  | 5780 | 0 | 0 | 775.332 | 0
14.02. | 16 | 6555.332 |  | 5780 | 0 | 0 | 775.332 | 0
14.02. | 17 | 6555.332 |  | 5780 | 0 | 0 | 775.332 | 0
14.02. | 18 | 6555.332 |  | 5780 | 0 | 0 | 775.332 | 0
14.02. | 19 | 6555.332 |  | 5780 | 0 | 0 | 775.332 | 0
14.02. | 20 | 6555.332 |  | 5780 | 0 | 0 | 775.332 | 0
14.02. | 21 | 6555.332 |  | 5780 | 0 | 0 | 775.332 | 0
14.02. | 22 | 6555.332 |  | 5780 | 0 | 0 | 775.332 | 0
14.02. | 23 | 6555.332 |  | 5780 | 0 | 0 | 775.332 | 0
14.02. | 24 | 6555.332 |  | 5780 | 0 | 0 | 775.332 | 0
15.02. | 1 | 6555.332 |  | 5780 | 0 | 0 | 775.332 | 0
15.02. | 2 | 6555.332 |  | 5780 | 0 | 0 | 775.332 | 0
15.02. | 3 | 6555.332 |  | 5780 | 0 | 0 | 775.332 | 0
15.02. | 4 | 6555.332 |  | 5780 | 0 | 0 | 775.332 | 0
15.02. | 5 | 6555.332 |  | 5780 | 0 | 0 | 775.332 | 0
15.02. | 6 | 6555.332 |  | 5780 | 0 | 0 | 775.332 | 0
15.02. | 7 | 6555.332 |  | 5780 | 0 | 0 | 775.332 | 0
15.02. | 8 | 6555.332 |  | 5780 | 0 | 0 | 775.332 | 0
15.02. | 9 | 6555.332 |  | 5780 | 0 | 0 | 775.332 | 0
15.02. | 10 | 6555.332 |  | 5780 | 0 | 0 | 775.332 | 0
15.02. | 11 | 6555.332 |  | 5780 | 0 | 0 | 775.332 | 0
15.02. | 12 | 6555.332 |  | 5780 | 0 | 0 | 775.332 | 0
15.02. | 13 | 6555.332 |  | 5780 | 0 | 0 | 775.332 | 0
15.02. | 14 | 6555.332 |  | 5780 | 0 | 0 | 775.332 | 0
15.02. | 15 | 6555.332 |  | 5780 | 0 | 0 | 775.332 | 0
15.02. | 16 | 6555.332 |  | 5780 | 0 | 0 | 775.332 | 0
15.02. | 17 | 6555.332 |  | 5780 | 0 | 0 | 775.332 | 0
15.02. | 18 | 6555.332 |  | 5780 | 0 | 0 | 775.332 | 0
15.02. | 19 | 6555.332 |  | 5780 | 0 | 0 | 775.332 | 0
15.02. | 20 | 6555.332 |  | 5780 | 0 | 0 | 775.332 | 0
15.02. | 21 | 6555.332 |  | 5780 | 0 | 0 | 775.332 | 0
15.02. | 22 | 6555.332 |  | 5780 | 0 | 0 | 775.332 | 0
15.02. | 23 | 6555.332 |  | 5780 | 0 | 0 | 775.332 | 0
15.02. | 24 | 6555.332 |  | 5780 | 0 | 0 | 775.332 | 0
16.02. | 1 | 6555.332 |  | 5780 | 0 | 0 | 775.332 | 0
16.02. | 2 | 6555.332 |  | 5780 | 0 | 0 | 775.332 | 0
16.02. | 3 | 6555.332 |  | 5780 | 0 | 0 | 775.332 | 0
16.02. | 4 | 6555.332 |  | 5780 | 0 | 0 | 775.332 | 0
16.02. | 5 | 6555.332 |  | 5780 | 0 | 0 | 775.332 | 0
16.02. | 6 | 6555.332 |  | 5780 | 0 | 0 | 775.332 | 0
16.02. | 7 | 6555.332 |  | 5780 | 0 | 0 | 775.332 | 0
16.02. | 8 | 6555.332 |  | 5780 | 0 | 0 | 775.332 | 0
16.02. | 9 | 6555.332 |  | 5780 | 0 | 0 | 775.332 | 0
16.02. | 10 | 6555.332 |  | 5780 | 0 | 0 | 775.332 | 0
16.02. | 11 | 6555.332 |  | 5780 | 0 | 0 | 775.332 | 0
16.02. | 12 | 6555.332 |  | 5780 | 0 | 0 | 775.332 | 0
16.02. | 13 | 6555.332 |  | 5780 | 0 | 0 | 775.332 | 0
16.02. | 14 | 6555.332 |  | 5780 | 0 | 0 | 775.332 | 0
16.02. | 15 | 6555.332 |  | 5780 | 0 | 0 | 775.332 | 0
16.02. | 16 | 6555.332 |  | 5780 | 0 | 0 | 775.332 | 0
16.02. | 17 | 6555.332 |  | 5780 | 0 | 0 | 775.332 | 0
16.02. | 18 | 6555.332 |  | 5780 | 0 | 0 | 775.332 | 0
16.02. | 19 | 6555.332 |  | 5780 | 0 | 0 | 775.332 | 0
16.02. | 20 | 6555.332 |  | 5780 | 0 | 0 | 775.332 | 0
16.02. | 21 | 6555.332 |  | 5780 | 0 | 0 | 775.332 | 0
16.02. | 22 | 6555.332 |  | 5780 | 0 | 0 | 775.332 | 0
16.02. | 23 | 6555.332 |  | 5780 | 0 | 0 | 775.332 | 0
16.02. | 24 | 6555.332 |  | 5780 | 0 | 0 | 775.332 | 0
17.02. | 1 | 6555.332 |  | 5780 | 0 | 0 | 775.332 | 0
17.02. | 2 | 6555.332 |  | 5780 | 0 | 0 | 775.332 | 0
17.02. | 3 | 6555.332 |  | 5780 | 0 | 0 | 775.332 | 0
17.02. | 4 | 6555.332 |  | 5780 | 0 | 0 | 775.332 | 0
17.02. | 5 | 6555.332 |  | 5780 | 0 | 0 | 775.332 | 0
17.02. | 6 | 6555.332 |  | 5780 | 0 | 0 | 775.332 | 0
17.02. | 7 | 6555.332 |  | 5780 | 0 | 0 | 775.332 | 0
17.02. | 8 | 6555.332 |  | 5780 | 0 | 0 | 775.332 | 0
17.02. | 9 | 6555.332 |  | 5780 | 0 | 0 | 775.332 | 0
17.02. | 10 | 6555.332 |  | 5780 | 0 | 0 | 775.332 | 0
17.02. | 11 | 6555.332 |  | 5780 | 0 | 0 | 775.332 | 0
17.02. | 12 | 6555.332 |  | 5780 | 0 | 0 | 775.332 | 0
17.02. | 13 | 6555.332 |  | 5780 | 0 | 0 | 775.332 | 0
17.02. | 14 | 6555.332 |  | 5780 | 0 | 0 | 775.332 | 0
17.02. | 15 | 6555.332 |  | 5780 | 0 | 0 | 775.332 | 0
17.02. | 16 | 6555.332 |  | 5780 | 0 | 0 | 775.332 | 0
17.02. | 17 | 6555.332 |  | 5780 | 0 | 0 | 775.332 | 0
17.02. | 18 | 6555.332 |  | 5780 | 0 | 0 | 775.332 | 0
17.02. | 19 | 6555.332 |  | 5780 | 0 | 0 | 775.332 | 0
17.02. | 20 | 6555.332 |  | 5780 | 0 | 0 | 775.332 | 0
17.02. | 21 | 6555.332 |  | 5780 | 0 | 0 | 775.332 | 0
17.02. | 22 | 6555.332 |  | 5780 | 0 | 0 | 775.332 | 0
17.02. | 23 | 6555.332 |  | 5780 | 0 | 0 | 775.332 | 0
17.02. | 24 | 6555.332 |  | 5780 | 0 | 0 | 775.332 | 0
18.02. | 1 | 6555.332 |  | 5780 | 0 | 0 | 775.332 | 0
18.02. | 2 | 6555.332 |  | 5780 | 0 | 0 | 775.332 | 0
18.02. | 3 | 6555.332 |  | 5780 | 0 | 0 | 775.332 | 0
18.02. | 4 | 6555.332 |  | 5780 | 0 | 0 | 775.332 | 0
18.02. | 5 | 6555.332 |  | 5780 | 0 | 0 | 775.332 | 0
18.02. | 6 | 6555.332 |  | 5780 | 0 | 0 | 775.332 | 0
18.02. | 7 | 6555.332 |  | 5780 | 0 | 0 | 775.332 | 0
18.02. | 8 | 6555.332 |  | 5780 | 0 | 0 | 775.332 | 0
18.02. | 9 | 6555.332 |  | 5780 | 0 | 0 | 775.332 | 0
18.02. | 10 | 6555.332 |  | 5780 | 0 | 0 | 775.332 | 0
18.02. | 11 | 6555.332 |  | 5780 | 0 | 0 | 775.332 | 0
18.02. | 12 | 6555.332 |  | 5780 | 0 | 0 | 775.332 | 0
18.02. | 13 | 6555.332 |  | 5780 | 0 | 0 | 775.332 | 0
18.02. | 14 | 6555.332 |  | 5780 | 0 | 0 | 775.332 | 0
18.02. | 15 | 6555.332 |  | 5780 | 0 | 0 | 775.332 | 0
18.02. | 16 | 6555.332 |  | 5780 | 0 | 0 | 775.332 | 0
18.02. | 17 | 6555.332 |  | 5780 | 0 | 0 | 775.332 | 0
18.02. | 18 | 6555.332 |  | 5780 | 0 | 0 | 775.332 | 0
18.02. | 19 | 6555.332 |  | 5780 | 0 | 0 | 775.332 | 0
18.02. | 20 | 6555.332 |  | 5780 | 0 | 0 | 775.332 | 0
18.02. | 21 | 6555.332 |  | 5780 | 0 | 0 | 775.332 | 0
18.02. | 22 | 6555.332 |  | 5780 | 0 | 0 | 775.332 | 0
18.02. | 23 | 6555.332 |  | 5780 | 0 | 0 | 775.332 | 0
18.02. | 24 | 6555.332 |  | 5780 | 0 | 0 | 775.332 | 0
19.02. | 1 | 6555.332 |  | 5780 | 0 | 0 | 775.332 | 0
19.02. | 2 | 6555.332 |  | 5780 | 0 | 0 | 775.332 | 0
19.02. | 3 | 6555.332 |  | 5780 | 0 | 0 | 775.332 | 0
19.02. | 4 | 6555.332 |  | 5780 | 0 | 0 | 775.332 | 0
19.02. | 5 | 6555.332 |  | 5780 | 0 | 0 | 775.332 | 0
19.02. | 6 | 6555.332 |  | 5780 | 0 | 0 | 775.332 | 0
19.02. | 7 | 6555.332 |  | 5780 | 0 | 0 | 775.332 | 0
19.02. | 8 | 6555.332 |  | 5780 | 0 | 0 | 775.332 | 0
19.02. | 9 | 6555.332 |  | 5780 | 0 | 0 | 775.332 | 0
19.02. | 10 | 6555.332 |  | 5780 | 0 | 0 | 775.332 | 0
19.02. | 11 | 6555.332 |  | 5780 | 0 | 0 | 775.332 | 0
19.02. | 12 | 6555.332 |  | 5780 | 0 | 0 | 775.332 | 0
19.02. | 13 | 6555.332 |  | 5780 | 0 | 0 | 775.332 | 0
19.02. | 14 | 6555.332 |  | 5780 | 0 | 0 | 775.332 | 0
19.02. | 15 | 6555.332 |  | 5780 | 0 | 0 | 775.332 | 0
19.02. | 16 | 6555.332 |  | 5780 | 0 | 0 | 775.332 | 0
19.02. | 17 | 6555.332 |  | 5780 | 0 | 0 | 775.332 | 0
19.02. | 18 | 6555.332 |  | 5780 | 0 | 0 | 775.332 | 0
19.02. | 19 | 6555.332 |  | 5780 | 0 | 0 | 775.332 | 0
19.02. | 20 | 6555.332 |  | 5780 | 0 | 0 | 775.332 | 0
19.02. | 21 | 6555.332 |  | 5780 | 0 | 0 | 775.332 | 0
19.02. | 22 | 6555.332 |  | 5780 | 0 | 0 | 775.332 | 0
19.02. | 23 | 6555.332 |  | 5780 | 0 | 0 | 775.332 | 0
19.02. | 24 | 6555.332 |  | 5780 | 0 | 0 | 775.332 | 0
20.02. | 1 | 6555.332 |  | 5780 | 0 | 0 | 775.332 | 0
20.02. | 2 | 6555.332 |  | 5780 | 0 | 0 | 775.332 | 0
20.02. | 3 | 6555.332 |  | 5780 | 0 | 0 | 775.332 | 0
20.02. | 4 | 6555.332 |  | 5780 | 0 | 0 | 775.332 | 0
20.02. | 5 | 6555.332 |  | 5780 | 0 | 0 | 775.332 | 0
20.02. | 6 | 6555.332 |  | 5780 | 0 | 0 | 775.332 | 0
20.02. | 7 | 6555.332 |  | 5780 | 0 | 0 | 775.332 | 0
20.02. | 8 | 6555.332 |  | 5780 | 0 | 0 | 775.332 | 0
20.02. | 9 | 6555.332 |  | 5780 | 0 | 0 | 775.332 | 0
20.02. | 10 | 6555.332 |  | 5780 | 0 | 0 | 775.332 | 0
20.02. | 11 | 6555.332 |  | 5780 | 0 | 0 | 775.332 | 0
20.02. | 12 | 6555.332 |  | 5780 | 0 | 0 | 775.332 | 0
20.02. | 13 | 6555.332 |  | 5780 | 0 | 0 | 775.332 | 0
20.02. | 14 | 6555.332 |  | 5780 | 0 | 0 | 775.332 | 0
20.02. | 15 | 6555.332 |  | 5780 | 0 | 0 | 775.332 | 0
20.02. | 16 | 6555.332 |  | 5780 | 0 | 0 | 775.332 | 0
20.02. | 17 | 6555.332 |  | 5780 | 0 | 0 | 775.332 | 0
20.02. | 18 | 6555.332 |  | 5780 | 0 | 0 | 775.332 | 0
20.02. | 19 | 6555.332 |  | 5780 | 0 | 0 | 775.332 | 0
20.02. | 20 | 6555.332 |  | 5780 | 0 | 0 | 775.332 | 0
20.02. | 21 | 6555.332 |  | 5780 | 0 | 0 | 775.332 | 0
20.02. | 22 | 6555.332 |  | 5780 | 0 | 0 | 775.332 | 0
20.02. | 23 | 6555.332 |  | 5780 | 0 | 0 | 775.332 | 0
20.02. | 24 | 6555.332 |  | 5780 | 0 | 0 | 775.332 | 0
21.02. | 1 | 6555.332 |  | 5780 | 0 | 0 | 775.332 | 0
21.02. | 2 | 6555.332 |  | 5780 | 0 | 0 | 775.332 | 0
21.02. | 3 | 6555.332 |  | 5780 | 0 | 0 | 775.332 | 0
21.02. | 4 | 6555.332 |  | 5780 | 0 | 0 | 775.332 | 0
21.02. | 5 | 6555.332 |  | 5780 | 0 | 0 | 775.332 | 0
21.02. | 6 | 6555.332 |  | 5780 | 0 | 0 | 775.332 | 0
21.02. | 7 | 6555.332 |  | 5780 | 0 | 0 | 775.332 | 0
21.02. | 8 | 6555.332 |  | 5780 | 0 | 0 | 775.332 | 0
21.02. | 9 | 6555.332 |  | 5780 | 0 | 0 | 775.332 | 0
21.02. | 10 | 6555.332 |  | 5780 | 0 | 0 | 775.332 | 0
21.02. | 11 | 6555.332 |  | 5780 | 0 | 0 | 775.332 | 0
21.02. | 12 | 6555.332 |  | 5780 | 0 | 0 | 775.332 | 0
21.02. | 13 | 6555.332 |  | 5780 | 0 | 0 | 775.332 | 0
21.02. | 14 | 6555.332 |  | 5780 | 0 | 0 | 775.332 | 0
21.02. | 15 | 6555.332 |  | 5780 | 0 | 0 | 775.332 | 0
21.02. | 16 | 6555.332 |  | 5780 | 0 | 0 | 775.332 | 0
21.02. | 17 | 6555.332 |  | 5780 | 0 | 0 | 775.332 | 0
21.02. | 18 | 6555.332 |  | 5780 | 0 | 0 | 775.332 | 0
21.02. | 19 | 6555.332 |  | 5780 | 0 | 0 | 775.332 | 0
21.02. | 20 | 6555.332 |  | 5780 | 0 | 0 | 775.332 | 0
21.02. | 21 | 6555.332 |  | 5780 | 0 | 0 | 775.332 | 0
21.02. | 22 | 6555.332 |  | 5780 | 0 | 0 | 775.332 | 0
21.02. | 23 | 6555.332 |  | 5780 | 0 | 0 | 775.332 | 0
21.02. | 24 | 6555.332 |  | 5780 | 0 | 0 | 775.332 | 0
22.02. | 1 | 6555.332 |  | 5780 | 0 | 0 | 775.332 | 0
22.02. | 2 | 6555.332 |  | 5780 | 0 | 0 | 775.332 | 0
22.02. | 3 | 6555.332 |  | 5780 | 0 | 0 | 775.332 | 0
22.02. | 4 | 6555.332 |  | 5780 | 0 | 0 | 775.332 | 0
22.02. | 5 | 6555.332 |  | 5780 | 0 | 0 | 775.332 | 0
22.02. | 6 | 6555.332 |  | 5780 | 0 | 0 | 775.332 | 0
22.02. | 7 | 6555.332 |  | 5780 | 0 | 0 | 775.332 | 0
22.02. | 8 | 6555.332 |  | 5780 | 0 | 0 | 775.332 | 0
22.02. | 9 | 6555.332 |  | 5780 | 0 | 0 | 775.332 | 0
22.02. | 10 | 6555.332 |  | 5780 | 0 | 0 | 775.332 | 0
22.02. | 11 | 6555.332 |  | 5780 | 0 | 0 | 775.332 | 0
22.02. | 12 | 6555.332 |  | 5780 | 0 | 0 | 775.332 | 0
22.02. | 13 | 6555.332 |  | 5780 | 0 | 0 | 775.332 | 0
22.02. | 14 | 6555.332 |  | 5780 | 0 | 0 | 775.332 | 0
22.02. | 15 | 6555.332 |  | 5780 | 0 | 0 | 775.332 | 0
22.02. | 16 | 6555.332 |  | 5780 | 0 | 0 | 775.332 | 0
22.02. | 17 | 6555.332 |  | 5780 | 0 | 0 | 775.332 | 0
22.02. | 18 | 6555.332 |  | 5780 | 0 | 0 | 775.332 | 0
22.02. | 19 | 6555.332 |  | 5780 | 0 | 0 | 775.332 | 0
22.02. | 20 | 6555.332 |  | 5780 | 0 | 0 | 775.332 | 0
22.02. | 21 | 6555.332 |  | 5780 | 0 | 0 | 775.332 | 0
22.02. | 22 | 6555.332 |  | 5780 | 0 | 0 | 775.332 | 0
22.02. | 23 | 6555.332 |  | 5780 | 0 | 0 | 775.332 | 0
22.02. | 24 | 6555.332 |  | 5780 | 0 | 0 | 775.332 | 0
23.02. | 1 | 6555.332 |  | 5780 | 0 | 0 | 775.332 | 0
23.02. | 2 | 6555.332 |  | 5780 | 0 | 0 | 775.332 | 0
23.02. | 3 | 6555.332 |  | 5780 | 0 | 0 | 775.332 | 0
23.02. | 4 | 6555.332 |  | 5780 | 0 | 0 | 775.332 | 0
23.02. | 5 | 6555.332 |  | 5780 | 0 | 0 | 775.332 | 0
23.02. | 6 | 6555.332 |  | 5780 | 0 | 0 | 775.332 | 0
23.02. | 7 | 6555.332 |  | 5780 | 0 | 0 | 775.332 | 0
23.02. | 8 | 6555.332 |  | 5780 | 0 | 0 | 775.332 | 0
23.02. | 9 | 6555.332 |  | 5780 | 0 | 0 | 775.332 | 0
23.02. | 10 | 6555.332 |  | 5780 | 0 | 0 | 775.332 | 0
23.02. | 11 | 6555.332 |  | 5780 | 0 | 0 | 775.332 | 0
23.02. | 12 | 6555.332 |  | 5780 | 0 | 0 | 775.332 | 0
23.02. | 13 | 6555.332 |  | 5780 | 0 | 0 | 775.332 | 0
23.02. | 14 | 6555.332 |  | 5780 | 0 | 0 | 775.332 | 0
23.02. | 15 | 6555.332 |  | 5780 | 0 | 0 | 775.332 | 0
23.02. | 16 | 6555.332 |  | 5780 | 0 | 0 | 775.332 | 0
23.02. | 17 | 6555.332 |  | 5780 | 0 | 0 | 775.332 | 0
23.02. | 18 | 6555.332 |  | 5780 | 0 | 0 | 775.332 | 0
23.02. | 19 | 6555.332 |  | 5780 | 0 | 0 | 775.332 | 0
23.02. | 20 | 6555.332 |  | 5780 | 0 | 0 | 775.332 | 0
23.02. | 21 | 6555.332 |  | 5780 | 0 | 0 | 775.332 | 0
23.02. | 22 | 6555.332 |  | 5780 | 0 | 0 | 775.332 | 0
23.02. | 23 | 6555.332 |  | 5780 | 0 | 0 | 775.332 | 0
23.02. | 24 | 6555.332 |  | 5780 | 0 | 0 | 775.332 | 0
24.02. | 1 | 6555.332 |  | 5780 | 0 | 0 | 775.332 | 0
24.02. | 2 | 6555.332 |  | 5780 | 0 | 0 | 775.332 | 0
24.02. | 3 | 6555.332 |  | 5780 | 0 | 0 | 775.332 | 0
24.02. | 4 | 6555.332 |  | 5780 | 0 | 0 | 775.332 | 0
24.02. | 5 | 6555.332 |  | 5780 | 0 | 0 | 775.332 | 0
24.02. | 6 | 6555.332 |  | 5780 | 0 | 0 | 775.332 | 0
24.02. | 7 | 6555.332 |  | 5780 | 0 | 0 | 775.332 | 0
24.02. | 8 | 6555.332 |  | 5780 | 0 | 0 | 775.332 | 0
24.02. | 9 | 6555.332 |  | 5780 | 0 | 0 | 775.332 | 0
24.02. | 10 | 6555.332 |  | 5780 | 0 | 0 | 775.332 | 0
24.02. | 11 | 6555.332 |  | 5780 | 0 | 0 | 775.332 | 0
24.02. | 12 | 6555.332 |  | 5780 | 0 | 0 | 775.332 | 0
24.02. | 13 | 6555.332 |  | 5780 | 0 | 0 | 775.332 | 0
24.02. | 14 | 6555.332 |  | 5780 | 0 | 0 | 775.332 | 0
24.02. | 15 | 6555.332 |  | 5780 | 0 | 0 | 775.332 | 0
24.02. | 16 | 6555.332 |  | 5780 | 0 | 0 | 775.332 | 0
24.02. | 17 | 6555.332 |  | 5780 | 0 | 0 | 775.332 | 0
24.02. | 18 | 6555.332 |  | 5780 | 0 | 0 | 775.332 | 0
24.02. | 19 | 6555.332 |  | 5780 | 0 | 0 | 775.332 | 0
24.02. | 20 | 6555.332 |  | 5780 | 0 | 0 | 775.332 | 0
24.02. | 21 | 6555.332 |  | 5780 | 0 | 0 | 775.332 | 0
24.02. | 22 | 6555.332 |  | 5780 | 0 | 0 | 775.332 | 0
24.02. | 23 | 6555.332 |  | 5780 | 0 | 0 | 775.332 | 0
24.02. | 24 | 6555.332 |  | 5780 | 0 | 0 | 775.332 | 0
25.02. | 1 | 6555.332 |  | 5780 | 0 | 0 | 775.332 | 0
25.02. | 2 | 6555.332 |  | 5780 | 0 | 0 | 775.332 | 0
25.02. | 3 | 6555.332 |  | 5780 | 0 | 0 | 775.332 | 0
25.02. | 4 | 6555.332 |  | 5780 | 0 | 0 | 775.332 | 0
25.02. | 5 | 6555.332 |  | 5780 | 0 | 0 | 775.332 | 0
25.02. | 6 | 6555.332 |  | 5780 | 0 | 0 | 775.332 | 0
25.02. | 7 | 6555.332 |  | 5780 | 0 | 0 | 775.332 | 0
25.02. | 8 | 6555.332 |  | 5780 | 0 | 0 | 775.332 | 0
25.02. | 9 | 6555.332 |  | 5780 | 0 | 0 | 775.332 | 0
25.02. | 10 | 6555.332 |  | 5780 | 0 | 0 | 775.332 | 0
25.02. | 11 | 6555.332 |  | 5780 | 0 | 0 | 775.332 | 0
25.02. | 12 | 6555.332 |  | 5780 | 0 | 0 | 775.332 | 0
25.02. | 13 | 6555.332 |  | 5780 | 0 | 0 | 775.332 | 0
25.02. | 14 | 6555.332 |  | 5780 | 0 | 0 | 775.332 | 0
25.02. | 15 | 6555.332 |  | 5780 | 0 | 0 | 775.332 | 0
25.02. | 16 | 6555.332 |  | 5780 | 0 | 0 | 775.332 | 0
25.02. | 17 | 6555.332 |  | 5780 | 0 | 0 | 775.332 | 0
25.02. | 18 | 6555.332 |  | 5780 | 0 | 0 | 775.332 | 0
25.02. | 19 | 6555.332 |  | 5780 | 0 | 0 | 775.332 | 0
25.02. | 20 | 6555.332 |  | 5780 | 0 | 0 | 775.332 | 0
25.02. | 21 | 6555.332 |  | 5780 | 0 | 0 | 775.332 | 0
25.02. | 22 | 6555.332 |  | 5780 | 0 | 0 | 775.332 | 0
25.02. | 23 | 6555.332 |  | 5780 | 0 | 0 | 775.332 | 0
25.02. | 24 | 6555.332 |  | 5780 | 0 | 0 | 775.332 | 0
26.02. | 1 | 6555.332 |  | 5780 | 0 | 0 | 775.332 | 0
26.02. | 2 | 6555.332 |  | 5780 | 0 | 0 | 775.332 | 0
26.02. | 3 | 6555.332 |  | 5780 | 0 | 0 | 775.332 | 0
26.02. | 4 | 6555.332 |  | 5780 | 0 | 0 | 775.332 | 0
26.02. | 5 | 6555.332 |  | 5780 | 0 | 0 | 775.332 | 0
26.02. | 6 | 6555.332 |  | 5780 | 0 | 0 | 775.332 | 0
26.02. | 7 | 6555.332 |  | 5780 | 0 | 0 | 775.332 | 0
26.02. | 8 | 6555.332 |  | 5780 | 0 | 0 | 775.332 | 0
26.02. | 9 | 6555.332 |  | 5780 | 0 | 0 | 775.332 | 0
26.02. | 10 | 6555.332 |  | 5780 | 0 | 0 | 775.332 | 0
26.02. | 11 | 6555.332 |  | 5780 | 0 | 0 | 775.332 | 0
26.02. | 12 | 6555.332 |  | 5780 | 0 | 0 | 775.332 | 0
26.02. | 13 | 6555.332 |  | 5780 | 0 | 0 | 775.332 | 0
26.02. | 14 | 6555.332 |  | 5780 | 0 | 0 | 775.332 | 0
26.02. | 15 | 6555.332 |  | 5780 | 0 | 0 | 775.332 | 0
26.02. | 16 | 6555.332 |  | 5780 | 0 | 0 | 775.332 | 0
26.02. | 17 | 6555.332 |  | 5780 | 0 | 0 | 775.332 | 0
26.02. | 18 | 6555.332 |  | 5780 | 0 | 0 | 775.332 | 0
26.02. | 19 | 6555.332 |  | 5780 | 0 | 0 | 775.332 | 0
26.02. | 20 | 6555.332 |  | 5780 | 0 | 0 | 775.332 | 0
26.02. | 21 | 6555.332 |  | 5780 | 0 | 0 | 775.332 | 0
26.02. | 22 | 6555.332 |  | 5780 | 0 | 0 | 775.332 | 0
26.02. | 23 | 6555.332 |  | 5780 | 0 | 0 | 775.332 | 0
26.02. | 24 | 6555.332 |  | 5780 | 0 | 0 | 775.332 | 0
27.02. | 1 | 6555.332 |  | 5780 | 0 | 0 | 775.332 | 0
27.02. | 2 | 6555.332 |  | 5780 | 0 | 0 | 775.332 | 0
27.02. | 3 | 6555.332 |  | 5780 | 0 | 0 | 775.332 | 0
27.02. | 4 | 6555.332 |  | 5780 | 0 | 0 | 775.332 | 0
27.02. | 5 | 6555.332 |  | 5780 | 0 | 0 | 775.332 | 0
27.02. | 6 | 6555.332 |  | 5780 | 0 | 0 | 775.332 | 0
27.02. | 7 | 6555.332 |  | 5780 | 0 | 0 | 775.332 | 0
27.02. | 8 | 6555.332 |  | 5780 | 0 | 0 | 775.332 | 0
27.02. | 9 | 6555.332 |  | 5780 | 0 | 0 | 775.332 | 0
27.02. | 10 | 6555.332 |  | 5780 | 0 | 0 | 775.332 | 0
27.02. | 11 | 6555.332 |  | 5780 | 0 | 0 | 775.332 | 0
27.02. | 12 | 6555.332 |  | 5780 | 0 | 0 | 775.332 | 0
27.02. | 13 | 6555.332 |  | 5780 | 0 | 0 | 775.332 | 0
27.02. | 14 | 6555.332 |  | 5780 | 0 | 0 | 775.332 | 0
27.02. | 15 | 6555.332 |  | 5780 | 0 | 0 | 775.332 | 0
27.02. | 16 | 6555.332 |  | 5780 | 0 | 0 | 775.332 | 0
27.02. | 17 | 6555.332 |  | 5780 | 0 | 0 | 775.332 | 0
27.02. | 18 | 6555.332 |  | 5780 | 0 | 0 | 775.332 | 0
27.02. | 19 | 6555.332 |  | 5780 | 0 | 0 | 775.332 | 0
27.02. | 20 | 6555.332 |  | 5780 | 0 | 0 | 775.332 | 0
27.02. | 21 | 6555.332 |  | 5780 | 0 | 0 | 775.332 | 0
27.02. | 22 | 6555.332 |  | 5780 | 0 | 0 | 775.332 | 0
27.02. | 23 | 6555.332 |  | 5780 | 0 | 0 | 775.332 | 0
27.02. | 24 | 6555.332 |  | 5780 | 0 | 0 | 775.332 | 0
28.02. | 1 | 6555.332 |  | 5780 | 0 | 0 | 775.332 | 0
28.02. | 2 | 6555.332 |  | 5780 | 0 | 0 | 775.332 | 0
28.02. | 3 | 6555.332 |  | 5780 | 0 | 0 | 775.332 | 0
28.02. | 4 | 6555.332 |  | 5780 | 0 | 0 | 775.332 | 0
28.02. | 5 | 6555.332 |  | 5780 | 0 | 0 | 775.332 | 0
28.02. | 6 | 6555.332 |  | 5780 | 0 | 0 | 775.332 | 0
28.02. | 7 | 6555.332 |  | 5780 | 0 | 0 | 775.332 | 0
28.02. | 8 | 6555.332 |  | 5780 | 0 | 0 | 775.332 | 0
28.02. | 9 | 6555.332 |  | 5780 | 0 | 0 | 775.332 | 0
28.02. | 10 | 6555.332 |  | 5780 | 0 | 0 | 775.332 | 0
28.02. | 11 | 6555.332 |  | 5780 | 0 | 0 | 775.332 | 0
28.02. | 12 | 6555.332 |  | 5780 | 0 | 0 | 775.332 | 0
28.02. | 13 | 6555.332 |  | 5780 | 0 | 0 | 775.332 | 0
28.02. | 14 | 6555.332 |  | 5780 | 0 | 0 | 775.332 | 0
28.02. | 15 | 6555.332 |  | 5780 | 0 | 0 | 775.332 | 0
28.02. | 16 | 6555.332 |  | 5780 | 0 | 0 | 775.332 | 0
28.02. | 17 | 6555.332 |  | 5780 | 0 | 0 | 775.332 | 0
28.02. | 18 | 6555.332 |  | 5780 | 0 | 0 | 775.332 | 0
28.02. | 19 | 6555.332 |  | 5780 | 0 | 0 | 775.332 | 0
28.02. | 20 | 6555.332 |  | 5780 | 0 | 0 | 775.332 | 0
28.02. | 21 | 6555.332 |  | 5780 | 0 | 0 | 775.332 | 0
28.02. | 22 | 6555.332 |  | 5780 | 0 | 0 | 775.332 | 0
28.02. | 23 | 6555.332 |  | 5780 | 0 | 0 | 775.332 | 0
28.02. | 24 | 6555.332 |  | 5780 | 0 | 0 | 775.332 | 0
01.03. | 1 | 6555.332 |  | 5780 | 0 | 0 | 775.332 | 0
01.03. | 2 | 6555.332 |  | 5780 | 0 | 0 | 775.332 | 0
01.03. | 3 | 6555.332 |  | 5780 | 0 | 0 | 775.332 | 0
01.03. | 4 | 6555.332 |  | 5780 | 0 | 0 | 775.332 | 0
01.03. | 5 | 6555.332 |  | 5780 | 0 | 0 | 775.332 | 0
01.03. | 6 | 6555.332 |  | 5780 | 0 | 0 | 775.332 | 0
01.03. | 7 | 6555.332 |  | 5780 | 0 | 0 | 775.332 | 0
01.03. | 8 | 6555.332 |  | 5780 | 0 | 0 | 775.332 | 0
01.03. | 9 | 6555.332 |  | 5780 | 0 | 0 | 775.332 | 0
01.03. | 10 | 6555.332 |  | 5780 | 0 | 0 | 775.332 | 0
01.03. | 11 | 6555.332 |  | 5780 | 0 | 0 | 775.332 | 0
01.03. | 12 | 6555.332 |  | 5780 | 0 | 0 | 775.332 | 0
01.03. | 13 | 6555.332 |  | 5780 | 0 | 0 | 775.332 | 0
01.03. | 14 | 6555.332 |  | 5780 | 0 | 0 | 775.332 | 0
01.03. | 15 | 6555.332 |  | 5780 | 0 | 0 | 775.332 | 0
01.03. | 16 | 6555.332 |  | 5780 | 0 | 0 | 775.332 | 0
01.03. | 17 | 6555.332 |  | 5780 | 0 | 0 | 775.332 | 0
01.03. | 18 | 6555.332 |  | 5780 | 0 | 0 | 775.332 | 0
01.03. | 19 | 6555.332 |  | 5780 | 0 | 0 | 775.332 | 0
01.03. | 20 | 6555.332 |  | 5780 | 0 | 0 | 775.332 | 0
01.03. | 21 | 6555.332 |  | 5780 | 0 | 0 | 775.332 | 0
01.03. | 22 | 6555.332 |  | 5780 | 0 | 0 | 775.332 | 0
01.03. | 23 | 6555.332 |  | 5780 | 0 | 0 | 775.332 | 0
01.03. | 24 | 6555.332 |  | 5780 | 0 | 0 | 775.332 | 0
02.03. | 1 | 6555.332 |  | 5780 | 0 | 0 | 775.332 | 0
02.03. | 2 | 6555.332 |  | 5780 | 0 | 0 | 775.332 | 0
02.03. | 3 | 6555.332 |  | 5780 | 0 | 0 | 775.332 | 0
02.03. | 4 | 6555.332 |  | 5780 | 0 | 0 | 775.332 | 0
02.03. | 5 | 6555.332 |  | 5780 | 0 | 0 | 775.332 | 0
02.03. | 6 | 6555.332 |  | 5780 | 0 | 0 | 775.332 | 0
02.03. | 7 | 6555.332 |  | 5780 | 0 | 0 | 775.332 | 0
02.03. | 8 | 6555.332 |  | 5780 | 0 | 0 | 775.332 | 0
02.03. | 9 | 6555.332 |  | 5780 | 0 | 0 | 775.332 | 0
02.03. | 10 | 6555.332 |  | 5780 | 0 | 0 | 775.332 | 0
02.03. | 11 | 6555.332 |  | 5780 | 0 | 0 | 775.332 | 0
02.03. | 12 | 6555.332 |  | 5780 | 0 | 0 | 775.332 | 0
02.03. | 13 | 6555.332 |  | 5780 | 0 | 0 | 775.332 | 0
02.03. | 14 | 6555.332 |  | 5780 | 0 | 0 | 775.332 | 0
02.03. | 15 | 6555.332 |  | 5780 | 0 | 0 | 775.332 | 0
02.03. | 16 | 6555.332 |  | 5780 | 0 | 0 | 775.332 | 0
02.03. | 17 | 6555.332 |  | 5780 | 0 | 0 | 775.332 | 0
02.03. | 18 | 6555.332 |  | 5780 | 0 | 0 | 775.332 | 0
02.03. | 19 | 6555.332 |  | 5780 | 0 | 0 | 775.332 | 0
02.03. | 20 | 6555.332 |  | 5780 | 0 | 0 | 775.332 | 0
02.03. | 21 | 6555.332 |  | 5780 | 0 | 0 | 775.332 | 0
02.03. | 22 | 6555.332 |  | 5780 | 0 | 0 | 775.332 | 0
02.03. | 23 | 6555.332 |  | 5780 | 0 | 0 | 775.332 | 0
02.03. | 24 | 6555.332 |  | 5780 | 0 | 0 | 775.332 | 0
03.03. | 1 | 6555.332 |  | 5780 | 0 | 0 | 775.332 | 0
03.03. | 2 | 6555.332 |  | 5780 | 0 | 0 | 775.332 | 0
03.03. | 3 | 6555.332 |  | 5780 | 0 | 0 | 775.332 | 0
03.03. | 4 | 6555.332 |  | 5780 | 0 | 0 | 775.332 | 0
03.03. | 5 | 6555.332 |  | 5780 | 0 | 0 | 775.332 | 0
03.03. | 6 | 6555.332 |  | 5780 | 0 | 0 | 775.332 | 0
03.03. | 7 | 6555.332 |  | 5780 | 0 | 0 | 775.332 | 0
03.03. | 8 | 6555.332 |  | 5780 | 0 | 0 | 775.332 | 0
03.03. | 9 | 6555.332 |  | 5780 | 0 | 0 | 775.332 | 0
03.03. | 10 | 6555.332 |  | 5780 | 0 | 0 | 775.332 | 0
03.03. | 11 | 6555.332 |  | 5780 | 0 | 0 | 775.332 | 0
03.03. | 12 | 6555.332 |  | 5780 | 0 | 0 | 775.332 | 0
03.03. | 13 | 6555.332 |  | 5780 | 0 | 0 | 775.332 | 0
03.03. | 14 | 6555.332 |  | 5780 | 0 | 0 | 775.332 | 0
03.03. | 15 | 6555.332 |  | 5780 | 0 | 0 | 775.332 | 0
03.03. | 16 | 6555.332 |  | 5780 | 0 | 0 | 775.332 | 0
03.03. | 17 | 6555.332 |  | 5780 | 0 | 0 | 775.332 | 0
03.03. | 18 | 6555.332 |  | 5780 | 0 | 0 | 775.332 | 0
03.03. | 19 | 6555.332 |  | 5780 | 0 | 0 | 775.332 | 0
03.03. | 20 | 6555.332 |  | 5780 | 0 | 0 | 775.332 | 0
03.03. | 21 | 6555.332 |  | 5780 | 0 | 0 | 775.332 | 0
03.03. | 22 | 6555.332 |  | 5780 | 0 | 0 | 775.332 | 0
03.03. | 23 | 6555.332 |  | 5780 | 0 | 0 | 775.332 | 0
03.03. | 24 | 6555.332 |  | 5780 | 0 | 0 | 775.332 | 0
04.03. | 1 | 6555.332 |  | 5780 | 0 | 0 | 775.332 | 0
04.03. | 2 | 6555.332 |  | 5780 | 0 | 0 | 775.332 | 0
04.03. | 3 | 6555.332 |  | 5780 | 0 | 0 | 775.332 | 0
04.03. | 4 | 6555.332 |  | 5780 | 0 | 0 | 775.332 | 0
04.03. | 5 | 6555.332 |  | 5780 | 0 | 0 | 775.332 | 0
04.03. | 6 | 6555.332 |  | 5780 | 0 | 0 | 775.332 | 0
04.03. | 7 | 6555.332 |  | 5780 | 0 | 0 | 775.332 | 0
04.03. | 8 | 6555.332 |  | 5780 | 0 | 0 | 775.332 | 0
04.03. | 9 | 6555.332 |  | 5780 | 0 | 0 | 775.332 | 0
04.03. | 10 | 6555.332 |  | 5780 | 0 | 0 | 775.332 | 0
04.03. | 11 | 6555.332 |  | 5780 | 0 | 0 | 775.332 | 0
04.03. | 12 | 6555.332 |  | 5780 | 0 | 0 | 775.332 | 0
04.03. | 13 | 6555.332 |  | 5780 | 0 | 0 | 775.332 | 0
04.03. | 14 | 6555.332 |  | 5780 | 0 | 0 | 775.332 | 0
04.03. | 15 | 6555.332 |  | 5780 | 0 | 0 | 775.332 | 0
04.03. | 16 | 6555.332 |  | 5780 | 0 | 0 | 775.332 | 0
04.03. | 17 | 6555.332 |  | 5780 | 0 | 0 | 775.332 | 0
04.03. | 18 | 6555.332 |  | 5780 | 0 | 0 | 775.332 | 0
04.03. | 19 | 6555.332 |  | 5780 | 0 | 0 | 775.332 | 0
04.03. | 20 | 6555.332 |  | 5780 | 0 | 0 | 775.332 | 0
04.03. | 21 | 6555.332 |  | 5780 | 0 | 0 | 775.332 | 0
04.03. | 22 | 6555.332 |  | 5780 | 0 | 0 | 775.332 | 0
04.03. | 23 | 6555.332 |  | 5780 | 0 | 0 | 775.332 | 0
04.03. | 24 | 6555.332 |  | 5780 | 0 | 0 | 775.332 | 0
05.03. | 1 | 6555.332 |  | 5780 | 0 | 0 | 775.332 | 0
05.03. | 2 | 6555.332 |  | 5780 | 0 | 0 | 775.332 | 0
05.03. | 3 | 6555.332 |  | 5780 | 0 | 0 | 775.332 | 0
05.03. | 4 | 6555.332 |  | 5780 | 0 | 0 | 775.332 | 0
05.03. | 5 | 6555.332 |  | 5780 | 0 | 0 | 775.332 | 0
05.03. | 6 | 6555.332 |  | 5780 | 0 | 0 | 775.332 | 0
05.03. | 7 | 6555.332 |  | 5780 | 0 | 0 | 775.332 | 0
05.03. | 8 | 6555.332 |  | 5780 | 0 | 0 | 775.332 | 0
05.03. | 9 | 6555.332 |  | 5780 | 0 | 0 | 775.332 | 0
05.03. | 10 | 6555.332 |  | 5780 | 0 | 0 | 775.332 | 0
05.03. | 11 | 6555.332 |  | 5780 | 0 | 0 | 775.332 | 0
05.03. | 12 | 6555.332 |  | 5780 | 0 | 0 | 775.332 | 0
05.03. | 13 | 6555.332 |  | 5780 | 0 | 0 | 775.332 | 0
05.03. | 14 | 6555.332 |  | 5780 | 0 | 0 | 775.332 | 0
05.03. | 15 | 6555.332 |  | 5780 | 0 | 0 | 775.332 | 0
05.03. | 16 | 6555.332 |  | 5780 | 0 | 0 | 775.332 | 0
05.03. | 17 | 6555.332 |  | 5780 | 0 | 0 | 775.332 | 0
05.03. | 18 | 6555.332 |  | 5780 | 0 | 0 | 775.332 | 0
05.03. | 19 | 6555.332 |  | 5780 | 0 | 0 | 775.332 | 0
05.03. | 20 | 6555.332 |  | 5780 | 0 | 0 | 775.332 | 0
05.03. | 21 | 6555.332 |  | 5780 | 0 | 0 | 775.332 | 0
05.03. | 22 | 6555.332 |  | 5780 | 0 | 0 | 775.332 | 0
05.03. | 23 | 6555.332 |  | 5780 | 0 | 0 | 775.332 | 0
05.03. | 24 | 6555.332 |  | 5780 | 0 | 0 | 775.332 | 0
06.03. | 1 | 6555.332 |  | 5780 | 0 | 0 | 775.332 | 0
06.03. | 2 | 6555.332 |  | 5780 | 0 | 0 | 775.332 | 0
06.03. | 3 | 6555.332 |  | 5780 | 0 | 0 | 775.332 | 0
06.03. | 4 | 6555.332 |  | 5780 | 0 | 0 | 775.332 | 0
06.03. | 5 | 6555.332 |  | 5780 | 0 | 0 | 775.332 | 0
06.03. | 6 | 6555.332 |  | 5780 | 0 | 0 | 775.332 | 0
06.03. | 7 | 6555.332 |  | 5780 | 0 | 0 | 775.332 | 0
06.03. | 8 | 6555.332 |  | 5780 | 0 | 0 | 775.332 | 0
06.03. | 9 | 6555.332 |  | 5780 | 0 | 0 | 775.332 | 0
06.03. | 10 | 6555.332 |  | 5780 | 0 | 0 | 775.332 | 0
06.03. | 11 | 6555.332 |  | 5780 | 0 | 0 | 775.332 | 0
06.03. | 12 | 6555.332 |  | 5780 | 0 | 0 | 775.332 | 0
06.03. | 13 | 6555.332 |  | 5780 | 0 | 0 | 775.332 | 0
06.03. | 14 | 6555.332 |  | 5780 | 0 | 0 | 775.332 | 0
06.03. | 15 | 6555.332 |  | 5780 | 0 | 0 | 775.332 | 0
06.03. | 16 | 6555.332 |  | 5780 | 0 | 0 | 775.332 | 0
06.03. | 17 | 6555.332 |  | 5780 | 0 | 0 | 775.332 | 0
06.03. | 18 | 6555.332 |  | 5780 | 0 | 0 | 775.332 | 0
06.03. | 19 | 6555.332 |  | 5780 | 0 | 0 | 775.332 | 0
06.03. | 20 | 6555.332 |  | 5780 | 0 | 0 | 775.332 | 0
06.03. | 21 | 6555.332 |  | 5780 | 0 | 0 | 775.332 | 0
06.03. | 22 | 6555.332 |  | 5780 | 0 | 0 | 775.332 | 0
06.03. | 23 | 6555.332 |  | 5780 | 0 | 0 | 775.332 | 0
06.03. | 24 | 6555.332 |  | 5780 | 0 | 0 | 775.332 | 0
07.03. | 1 | 6555.332 |  | 5780 | 0 | 0 | 775.332 | 0
07.03. | 2 | 6555.332 |  | 5780 | 0 | 0 | 775.332 | 0
07.03. | 3 | 6555.332 |  | 5780 | 0 | 0 | 775.332 | 0
07.03. | 4 | 6555.332 |  | 5780 | 0 | 0 | 775.332 | 0
07.03. | 5 | 6555.332 |  | 5780 | 0 | 0 | 775.332 | 0
07.03. | 6 | 6555.332 |  | 5780 | 0 | 0 | 775.332 | 0
07.03. | 7 | 6555.332 |  | 5780 | 0 | 0 | 775.332 | 0
07.03. | 8 | 6555.332 |  | 5780 | 0 | 0 | 775.332 | 0
07.03. | 9 | 6555.332 |  | 5780 | 0 | 0 | 775.332 | 0
07.03. | 10 | 6555.332 |  | 5780 | 0 | 0 | 775.332 | 0
07.03. | 11 | 6555.332 |  | 5780 | 0 | 0 | 775.332 | 0
07.03. | 12 | 6555.332 |  | 5780 | 0 | 0 | 775.332 | 0
07.03. | 13 | 6555.332 |  | 5780 | 0 | 0 | 775.332 | 0
07.03. | 14 | 6555.332 |  | 5780 | 0 | 0 | 775.332 | 0
07.03. | 15 | 6555.332 |  | 5780 | 0 | 0 | 775.332 | 0
07.03. | 16 | 6555.332 |  | 5780 | 0 | 0 | 775.332 | 0
07.03. | 17 | 6555.332 |  | 5780 | 0 | 0 | 775.332 | 0
07.03. | 18 | 6555.332 |  | 5780 | 0 | 0 | 775.332 | 0
07.03. | 19 | 6555.332 |  | 5780 | 0 | 0 | 775.332 | 0
07.03. | 20 | 6555.332 |  | 5780 | 0 | 0 | 775.332 | 0
07.03. | 21 | 6555.332 |  | 5780 | 0 | 0 | 775.332 | 0
07.03. | 22 | 6555.332 |  | 5780 | 0 | 0 | 775.332 | 0
07.03. | 23 | 6555.332 |  | 5780 | 0 | 0 | 775.332 | 0
07.03. | 24 | 6555.332 |  | 5780 | 0 | 0 | 775.332 | 0
08.03. | 1 | 6555.332 |  | 5780 | 0 | 0 | 775.332 | 0
08.03. | 2 | 6555.332 |  | 5780 | 0 | 0 | 775.332 | 0
08.03. | 3 | 6555.332 |  | 5780 | 0 | 0 | 775.332 | 0
08.03. | 4 | 6555.332 |  | 5780 | 0 | 0 | 775.332 | 0
08.03. | 5 | 6555.332 |  | 5780 | 0 | 0 | 775.332 | 0
08.03. | 6 | 6555.332 |  | 5780 | 0 | 0 | 775.332 | 0
08.03. | 7 | 6555.332 |  | 5780 | 0 | 0 | 775.332 | 0
08.03. | 8 | 6555.332 |  | 5780 | 0 | 0 | 775.332 | 0
08.03. | 9 | 6555.332 |  | 5780 | 0 | 0 | 775.332 | 0
08.03. | 10 | 6555.332 |  | 5780 | 0 | 0 | 775.332 | 0
08.03. | 11 | 6555.332 |  | 5780 | 0 | 0 | 775.332 | 0
08.03. | 12 | 6555.332 |  | 5780 | 0 | 0 | 775.332 | 0
08.03. | 13 | 6555.332 |  | 5780 | 0 | 0 | 775.332 | 0
08.03. | 14 | 6555.332 |  | 5780 | 0 | 0 | 775.332 | 0
08.03. | 15 | 6555.332 |  | 5780 | 0 | 0 | 775.332 | 0
08.03. | 16 | 6555.332 |  | 5780 | 0 | 0 | 775.332 | 0
08.03. | 17 | 6555.332 |  | 5780 | 0 | 0 | 775.332 | 0
08.03. | 18 | 6555.332 |  | 5780 | 0 | 0 | 775.332 | 0
08.03. | 19 | 6555.332 |  | 5780 | 0 | 0 | 775.332 | 0
08.03. | 20 | 6555.332 |  | 5780 | 0 | 0 | 775.332 | 0
08.03. | 21 | 6555.332 |  | 5780 | 0 | 0 | 775.332 | 0
08.03. | 22 | 6555.332 |  | 5780 | 0 | 0 | 775.332 | 0
08.03. | 23 | 6555.332 |  | 5780 | 0 | 0 | 775.332 | 0
08.03. | 24 | 6555.332 |  | 5780 | 0 | 0 | 775.332 | 0
09.03. | 1 | 6555.332 |  | 5780 | 0 | 0 | 775.332 | 0
09.03. | 2 | 6555.332 |  | 5780 | 0 | 0 | 775.332 | 0
09.03. | 3 | 6555.332 |  | 5780 | 0 | 0 | 775.332 | 0
09.03. | 4 | 6555.332 |  | 5780 | 0 | 0 | 775.332 | 0
09.03. | 5 | 6555.332 |  | 5780 | 0 | 0 | 775.332 | 0
09.03. | 6 | 6555.332 |  | 5780 | 0 | 0 | 775.332 | 0
09.03. | 7 | 6555.332 |  | 5780 | 0 | 0 | 775.332 | 0
09.03. | 8 | 6555.332 |  | 5780 | 0 | 0 | 775.332 | 0
09.03. | 9 | 6555.332 |  | 5780 | 0 | 0 | 775.332 | 0
09.03. | 10 | 6555.332 |  | 5780 | 0 | 0 | 775.332 | 0
09.03. | 11 | 6555.332 |  | 5780 | 0 | 0 | 775.332 | 0
09.03. | 12 | 6555.332 |  | 5780 | 0 | 0 | 775.332 | 0
09.03. | 13 | 6555.332 |  | 5780 | 0 | 0 | 775.332 | 0
09.03. | 14 | 6555.332 |  | 5780 | 0 | 0 | 775.332 | 0
09.03. | 15 | 6555.332 |  | 5780 | 0 | 0 | 775.332 | 0
09.03. | 16 | 6555.332 |  | 5780 | 0 | 0 | 775.332 | 0
09.03. | 17 | 6555.332 |  | 5780 | 0 | 0 | 775.332 | 0
09.03. | 18 | 6555.332 |  | 5780 | 0 | 0 | 775.332 | 0
09.03. | 19 | 6555.332 |  | 5780 | 0 | 0 | 775.332 | 0
09.03. | 20 | 6555.332 |  | 5780 | 0 | 0 | 775.332 | 0
09.03. | 21 | 6555.332 |  | 5780 | 0 | 0 | 775.332 | 0
09.03. | 22 | 6555.332 |  | 5780 | 0 | 0 | 775.332 | 0
09.03. | 23 | 6555.332 |  | 5780 | 0 | 0 | 775.332 | 0
09.03. | 24 | 6555.332 |  | 5780 | 0 | 0 | 775.332 | 0
10.03. | 1 | 6555.332 |  | 5780 | 0 | 0 | 775.332 | 0
10.03. | 2 | 6555.332 |  | 5780 | 0 | 0 | 775.332 | 0
10.03. | 3 | 6555.332 |  | 5780 | 0 | 0 | 775.332 | 0
10.03. | 4 | 6555.332 |  | 5780 | 0 | 0 | 775.332 | 0
10.03. | 5 | 6555.332 |  | 5780 | 0 | 0 | 775.332 | 0
10.03. | 6 | 6555.332 |  | 5780 | 0 | 0 | 775.332 | 0
10.03. | 7 | 6555.332 |  | 5780 | 0 | 0 | 775.332 | 0
10.03. | 8 | 6555.332 |  | 5780 | 0 | 0 | 775.332 | 0
10.03. | 9 | 6555.332 |  | 5780 | 0 | 0 | 775.332 | 0
10.03. | 10 | 6555.332 |  | 5780 | 0 | 0 | 775.332 | 0
10.03. | 11 | 6555.332 |  | 5780 | 0 | 0 | 775.332 | 0
10.03. | 12 | 6555.332 |  | 5780 | 0 | 0 | 775.332 | 0
10.03. | 13 | 6555.332 |  | 5780 | 0 | 0 | 775.332 | 0
10.03. | 14 | 6555.332 |  | 5780 | 0 | 0 | 775.332 | 0
10.03. | 15 | 6555.332 |  | 5780 | 0 | 0 | 775.332 | 0
10.03. | 16 | 6555.332 |  | 5780 | 0 | 0 | 775.332 | 0
10.03. | 17 | 6555.332 |  | 5780 | 0 | 0 | 775.332 | 0
10.03. | 18 | 6555.332 |  | 5780 | 0 | 0 | 775.332 | 0
10.03. | 19 | 6555.332 |  | 5780 | 0 | 0 | 775.332 | 0
10.03. | 20 | 6555.332 |  | 5780 | 0 | 0 | 775.332 | 0
10.03. | 21 | 6555.332 |  | 5780 | 0 | 0 | 775.332 | 0
10.03. | 22 | 6555.332 |  | 5780 | 0 | 0 | 775.332 | 0
10.03. | 23 | 6555.332 |  | 5780 | 0 | 0 | 775.332 | 0
10.03. | 24 | 6555.332 |  | 5780 | 0 | 0 | 775.332 | 0
11.03. | 1 | 6555.332 |  | 5780 | 0 | 0 | 775.332 | 0
11.03. | 2 | 6555.332 |  | 5780 | 0 | 0 | 775.332 | 0
11.03. | 3 | 6555.332 |  | 5780 | 0 | 0 | 775.332 | 0
11.03. | 4 | 6555.332 |  | 5780 | 0 | 0 | 775.332 | 0
11.03. | 5 | 6555.332 |  | 5780 | 0 | 0 | 775.332 | 0
11.03. | 6 | 6555.332 |  | 5780 | 0 | 0 | 775.332 | 0
11.03. | 7 | 6555.332 |  | 5780 | 0 | 0 | 775.332 | 0
11.03. | 8 | 6555.332 |  | 5780 | 0 | 0 | 775.332 | 0
11.03. | 9 | 6555.332 |  | 5780 | 0 | 0 | 775.332 | 0
11.03. | 10 | 6555.332 |  | 5780 | 0 | 0 | 775.332 | 0
11.03. | 11 | 6555.332 |  | 5780 | 0 | 0 | 775.332 | 0
11.03. | 12 | 6555.332 |  | 5780 | 0 | 0 | 775.332 | 0
11.03. | 13 | 6555.332 |  | 5780 | 0 | 0 | 775.332 | 0
11.03. | 14 | 6555.332 |  | 5780 | 0 | 0 | 775.332 | 0
11.03. | 15 | 6555.332 |  | 5780 | 0 | 0 | 775.332 | 0
11.03. | 16 | 6555.332 |  | 5780 | 0 | 0 | 775.332 | 0
11.03. | 17 | 6555.332 |  | 5780 | 0 | 0 | 775.332 | 0
11.03. | 18 | 6555.332 |  | 5780 | 0 | 0 | 775.332 | 0
11.03. | 19 | 6555.332 |  | 5780 | 0 | 0 | 775.332 | 0
11.03. | 20 | 6555.332 |  | 5780 | 0 | 0 | 775.332 | 0
11.03. | 21 | 6555.332 |  | 5780 | 0 | 0 | 775.332 | 0
11.03. | 22 | 6555.332 |  | 5780 | 0 | 0 | 775.332 | 0
11.03. | 23 | 6555.332 |  | 5780 | 0 | 0 | 775.332 | 0
11.03. | 24 | 6555.332 |  | 5780 | 0 | 0 | 775.332 | 0
12.03. | 1 | 6555.332 |  | 5780 | 0 | 0 | 775.332 | 0
12.03. | 2 | 6555.332 |  | 5780 | 0 | 0 | 775.332 | 0
12.03. | 3 | 6555.332 |  | 5780 | 0 | 0 | 775.332 | 0
12.03. | 4 | 6555.332 |  | 5780 | 0 | 0 | 775.332 | 0
12.03. | 5 | 6555.332 |  | 5780 | 0 | 0 | 775.332 | 0
12.03. | 6 | 6555.332 |  | 5780 | 0 | 0 | 775.332 | 0
12.03. | 7 | 6555.332 |  | 5780 | 0 | 0 | 775.332 | 0
12.03. | 8 | 6555.332 |  | 5780 | 0 | 0 | 775.332 | 0
12.03. | 9 | 6555.332 |  | 5780 | 0 | 0 | 775.332 | 0
12.03. | 10 | 6555.332 |  | 5780 | 0 | 0 | 775.332 | 0
12.03. | 11 | 6555.332 |  | 5780 | 0 | 0 | 775.332 | 0
12.03. | 12 | 6555.332 |  | 5780 | 0 | 0 | 775.332 | 0
12.03. | 13 | 6555.332 |  | 5780 | 0 | 0 | 775.332 | 0
12.03. | 14 | 6555.332 |  | 5780 | 0 | 0 | 775.332 | 0
12.03. | 15 | 6555.332 |  | 5780 | 0 | 0 | 775.332 | 0
12.03. | 16 | 6555.332 |  | 5780 | 0 | 0 | 775.332 | 0
12.03. | 17 | 6555.332 |  | 5780 | 0 | 0 | 775.332 | 0
12.03. | 18 | 6555.332 |  | 5780 | 0 | 0 | 775.332 | 0
12.03. | 19 | 6555.332 |  | 5780 | 0 | 0 | 775.332 | 0
12.03. | 20 | 6555.332 |  | 5780 | 0 | 0 | 775.332 | 0
12.03. | 21 | 6555.332 |  | 5780 | 0 | 0 | 775.332 | 0
12.03. | 22 | 6555.332 |  | 5780 | 0 | 0 | 775.332 | 0
12.03. | 23 | 6555.332 |  | 5780 | 0 | 0 | 775.332 | 0
12.03. | 24 | 6555.332 |  | 5780 | 0 | 0 | 775.332 | 0
13.03. | 1 | 6555.332 |  | 5780 | 0 | 0 | 775.332 | 0
13.03. | 2 | 6555.332 |  | 5780 | 0 | 0 | 775.332 | 0
13.03. | 3 | 6555.332 |  | 5780 | 0 | 0 | 775.332 | 0
13.03. | 4 | 6555.332 |  | 5780 | 0 | 0 | 775.332 | 0
13.03. | 5 | 6555.332 |  | 5780 | 0 | 0 | 775.332 | 0
13.03. | 6 | 6555.332 |  | 5780 | 0 | 0 | 775.332 | 0
13.03. | 7 | 6555.332 |  | 5780 | 0 | 0 | 775.332 | 0
13.03. | 8 | 6555.332 |  | 5780 | 0 | 0 | 775.332 | 0
13.03. | 9 | 6555.332 |  | 5780 | 0 | 0 | 775.332 | 0
13.03. | 10 | 6555.332 |  | 5780 | 0 | 0 | 775.332 | 0
13.03. | 11 | 6555.332 |  | 5780 | 0 | 0 | 775.332 | 0
13.03. | 12 | 6555.332 |  | 5780 | 0 | 0 | 775.332 | 0
13.03. | 13 | 6555.332 |  | 5780 | 0 | 0 | 775.332 | 0
13.03. | 14 | 6555.332 |  | 5780 | 0 | 0 | 775.332 | 0
13.03. | 15 | 6555.332 |  | 5780 | 0 | 0 | 775.332 | 0
13.03. | 16 | 6555.332 |  | 5780 | 0 | 0 | 775.332 | 0
13.03. | 17 | 6555.332 |  | 5780 | 0 | 0 | 775.332 | 0
13.03. | 18 | 6555.332 |  | 5780 | 0 | 0 | 775.332 | 0
13.03. | 19 | 6555.332 |  | 5780 | 0 | 0 | 775.332 | 0
13.03. | 20 | 6555.332 |  | 5780 | 0 | 0 | 775.332 | 0
13.03. | 21 | 6555.332 |  | 5780 | 0 | 0 | 775.332 | 0
13.03. | 22 | 6555.332 |  | 5780 | 0 | 0 | 775.332 | 0
13.03. | 23 | 6555.332 |  | 5780 | 0 | 0 | 775.332 | 0
13.03. | 24 | 6555.332 |  | 5780 | 0 | 0 | 775.332 | 0
14.03. | 1 | 6555.332 |  | 5780 | 0 | 0 | 775.332 | 0
14.03. | 2 | 6555.332 |  | 5780 | 0 | 0 | 775.332 | 0
14.03. | 3 | 6555.332 |  | 5780 | 0 | 0 | 775.332 | 0
14.03. | 4 | 6555.332 |  | 5780 | 0 | 0 | 775.332 | 0
14.03. | 5 | 6555.332 |  | 5780 | 0 | 0 | 775.332 | 0
14.03. | 6 | 6555.332 |  | 5780 | 0 | 0 | 775.332 | 0
14.03. | 7 | 6555.332 |  | 5780 | 0 | 0 | 775.332 | 0
14.03. | 8 | 6555.332 |  | 5780 | 0 | 0 | 775.332 | 0
14.03. | 9 | 6555.332 |  | 5780 | 0 | 0 | 775.332 | 0
14.03. | 10 | 6555.332 |  | 5780 | 0 | 0 | 775.332 | 0
14.03. | 11 | 6555.332 |  | 5780 | 0 | 0 | 775.332 | 0
14.03. | 12 | 6555.332 |  | 5780 | 0 | 0 | 775.332 | 0
14.03. | 13 | 6555.332 |  | 5780 | 0 | 0 | 775.332 | 0
14.03. | 14 | 6555.332 |  | 5780 | 0 | 0 | 775.332 | 0
14.03. | 15 | 6555.332 |  | 5780 | 0 | 0 | 775.332 | 0
14.03. | 16 | 6555.332 |  | 5780 | 0 | 0 | 775.332 | 0
14.03. | 17 | 6555.332 |  | 5780 | 0 | 0 | 775.332 | 0
14.03. | 18 | 6555.332 |  | 5780 | 0 | 0 | 775.332 | 0
14.03. | 19 | 6555.332 |  | 5780 | 0 | 0 | 775.332 | 0
14.03. | 20 | 6555.332 |  | 5780 | 0 | 0 | 775.332 | 0
14.03. | 21 | 6555.332 |  | 5780 | 0 | 0 | 775.332 | 0
14.03. | 22 | 6555.332 |  | 5780 | 0 | 0 | 775.332 | 0
14.03. | 23 | 6555.332 |  | 5780 | 0 | 0 | 775.332 | 0
14.03. | 24 | 6555.332 |  | 5780 | 0 | 0 | 775.332 | 0
15.03. | 1 | 6555.332 |  | 5780 | 0 | 0 | 775.332 | 0
15.03. | 2 | 6555.332 |  | 5780 | 0 | 0 | 775.332 | 0
15.03. | 3 | 6555.332 |  | 5780 | 0 | 0 | 775.332 | 0
15.03. | 4 | 6555.332 |  | 5780 | 0 | 0 | 775.332 | 0
15.03. | 5 | 6555.332 |  | 5780 | 0 | 0 | 775.332 | 0
15.03. | 6 | 6555.332 |  | 5780 | 0 | 0 | 775.332 | 0
15.03. | 7 | 6555.332 |  | 5780 | 0 | 0 | 775.332 | 0
15.03. | 8 | 6555.332 |  | 5780 | 0 | 0 | 775.332 | 0
15.03. | 9 | 6555.332 |  | 5780 | 0 | 0 | 775.332 | 0
15.03. | 10 | 6555.332 |  | 5780 | 0 | 0 | 775.332 | 0
15.03. | 11 | 6555.332 |  | 5780 | 0 | 0 | 775.332 | 0
15.03. | 12 | 6555.332 |  | 5780 | 0 | 0 | 775.332 | 0
15.03. | 13 | 6555.332 |  | 5780 | 0 | 0 | 775.332 | 0
15.03. | 14 | 6555.332 |  | 5780 | 0 | 0 | 775.332 | 0
15.03. | 15 | 6555.332 |  | 5780 | 0 | 0 | 775.332 | 0
15.03. | 16 | 6555.332 |  | 5780 | 0 | 0 | 775.332 | 0
15.03. | 17 | 6555.332 |  | 5780 | 0 | 0 | 775.332 | 0
15.03. | 18 | 6555.332 |  | 5780 | 0 | 0 | 775.332 | 0
15.03. | 19 | 6555.332 |  | 5780 | 0 | 0 | 775.332 | 0
15.03. | 20 | 6555.332 |  | 5780 | 0 | 0 | 775.332 | 0
15.03. | 21 | 6555.332 |  | 5780 | 0 | 0 | 775.332 | 0
15.03. | 22 | 6555.332 |  | 5780 | 0 | 0 | 775.332 | 0
15.03. | 23 | 6555.332 |  | 5780 | 0 | 0 | 775.332 | 0
15.03. | 24 | 6555.332 |  | 5780 | 0 | 0 | 775.332 | 0
16.03. | 1 | 6555.332 |  | 5780 | 0 | 0 | 775.332 | 0
16.03. | 2 | 6555.332 |  | 5780 | 0 | 0 | 775.332 | 0
16.03. | 3 | 6555.332 |  | 5780 | 0 | 0 | 775.332 | 0
16.03. | 4 | 6555.332 |  | 5780 | 0 | 0 | 775.332 | 0
16.03. | 5 | 6555.332 |  | 5780 | 0 | 0 | 775.332 | 0
16.03. | 6 | 6555.332 |  | 5780 | 0 | 0 | 775.332 | 0
16.03. | 7 | 6555.332 |  | 5780 | 0 | 0 | 775.332 | 0
16.03. | 8 | 6555.332 |  | 5780 | 0 | 0 | 775.332 | 0
16.03. | 9 | 6555.332 |  | 5780 | 0 | 0 | 775.332 | 0
16.03. | 10 | 6555.332 |  | 5780 | 0 | 0 | 775.332 | 0
16.03. | 11 | 6555.332 |  | 5780 | 0 | 0 | 775.332 | 0
16.03. | 12 | 6555.332 |  | 5780 | 0 | 0 | 775.332 | 0
16.03. | 13 | 6555.332 |  | 5780 | 0 | 0 | 775.332 | 0
16.03. | 14 | 6555.332 |  | 5780 | 0 | 0 | 775.332 | 0
16.03. | 15 | 6555.332 |  | 5780 | 0 | 0 | 775.332 | 0
16.03. | 16 | 6555.332 |  | 5780 | 0 | 0 | 775.332 | 0
16.03. | 17 | 6555.332 |  | 5780 | 0 | 0 | 775.332 | 0
16.03. | 18 | 6555.332 |  | 5780 | 0 | 0 | 775.332 | 0
16.03. | 19 | 6555.332 |  | 5780 | 0 | 0 | 775.332 | 0
16.03. | 20 | 6555.332 |  | 5780 | 0 | 0 | 775.332 | 0
16.03. | 21 | 6555.332 |  | 5780 | 0 | 0 | 775.332 | 0
16.03. | 22 | 6555.332 |  | 5780 | 0 | 0 | 775.332 | 0
16.03. | 23 | 6555.332 |  | 5780 | 0 | 0 | 775.332 | 0
16.03. | 24 | 6555.332 |  | 5780 | 0 | 0 | 775.332 | 0
17.03. | 1 | 6555.332 |  | 5780 | 0 | 0 | 775.332 | 0
17.03. | 2 | 6555.332 |  | 5780 | 0 | 0 | 775.332 | 0
17.03. | 3 | 6555.332 |  | 5780 | 0 | 0 | 775.332 | 0
17.03. | 4 | 6555.332 |  | 5780 | 0 | 0 | 775.332 | 0
17.03. | 5 | 6555.332 |  | 5780 | 0 | 0 | 775.332 | 0
17.03. | 6 | 6555.332 |  | 5780 | 0 | 0 | 775.332 | 0
17.03. | 7 | 6555.332 |  | 5780 | 0 | 0 | 775.332 | 0
17.03. | 8 | 6555.332 |  | 5780 | 0 | 0 | 775.332 | 0
17.03. | 9 | 6555.332 |  | 5780 | 0 | 0 | 775.332 | 0
17.03. | 10 | 6555.332 |  | 5780 | 0 | 0 | 775.332 | 0
17.03. | 11 | 6555.332 |  | 5780 | 0 | 0 | 775.332 | 0
17.03. | 12 | 6555.332 |  | 5780 | 0 | 0 | 775.332 | 0
17.03. | 13 | 6555.332 |  | 5780 | 0 | 0 | 775.332 | 0
17.03. | 14 | 6555.332 |  | 5780 | 0 | 0 | 775.332 | 0
17.03. | 15 | 6555.332 |  | 5780 | 0 | 0 | 775.332 | 0
17.03. | 16 | 6555.332 |  | 5780 | 0 | 0 | 775.332 | 0
17.03. | 17 | 6555.332 |  | 5780 | 0 | 0 | 775.332 | 0
17.03. | 18 | 6555.332 |  | 5780 | 0 | 0 | 775.332 | 0
17.03. | 19 | 6555.332 |  | 5780 | 0 | 0 | 775.332 | 0
17.03. | 20 | 6555.332 |  | 5780 | 0 | 0 | 775.332 | 0
17.03. | 21 | 6555.332 |  | 5780 | 0 | 0 | 775.332 | 0
17.03. | 22 | 6555.332 |  | 5780 | 0 | 0 | 775.332 | 0
17.03. | 23 | 6555.332 |  | 5780 | 0 | 0 | 775.332 | 0
17.03. | 24 | 6555.332 |  | 5780 | 0 | 0 | 775.332 | 0
18.03. | 1 | 6555.332 |  | 5780 | 0 | 0 | 775.332 | 0
18.03. | 2 | 6555.332 |  | 5780 | 0 | 0 | 775.332 | 0
18.03. | 3 | 6555.332 |  | 5780 | 0 | 0 | 775.332 | 0
18.03. | 4 | 6555.332 |  | 5780 | 0 | 0 | 775.332 | 0
18.03. | 5 | 6555.332 |  | 5780 | 0 | 0 | 775.332 | 0
18.03. | 6 | 6555.332 |  | 5780 | 0 | 0 | 775.332 | 0
18.03. | 7 | 6555.332 |  | 5780 | 0 | 0 | 775.332 | 0
18.03. | 8 | 6555.332 |  | 5780 | 0 | 0 | 775.332 | 0
18.03. | 9 | 6555.332 |  | 5780 | 0 | 0 | 775.332 | 0
18.03. | 10 | 6555.332 |  | 5780 | 0 | 0 | 775.332 | 0
18.03. | 11 | 6555.332 |  | 5780 | 0 | 0 | 775.332 | 0
18.03. | 12 | 6555.332 |  | 5780 | 0 | 0 | 775.332 | 0
18.03. | 13 | 6555.332 |  | 5780 | 0 | 0 | 775.332 | 0
18.03. | 14 | 6555.332 |  | 5780 | 0 | 0 | 775.332 | 0
18.03. | 15 | 6555.332 |  | 5780 | 0 | 0 | 775.332 | 0
18.03. | 16 | 6555.332 |  | 5780 | 0 | 0 | 775.332 | 0
18.03. | 17 | 6555.332 |  | 5780 | 0 | 0 | 775.332 | 0
18.03. | 18 | 6555.332 |  | 5780 | 0 | 0 | 775.332 | 0
18.03. | 19 | 6555.332 |  | 5780 | 0 | 0 | 775.332 | 0
18.03. | 20 | 6555.332 |  | 5780 | 0 | 0 | 775.332 | 0
18.03. | 21 | 6555.332 |  | 5780 | 0 | 0 | 775.332 | 0
18.03. | 22 | 6555.332 |  | 5780 | 0 | 0 | 775.332 | 0
18.03. | 23 | 6555.332 |  | 5780 | 0 | 0 | 775.332 | 0
18.03. | 24 | 6555.332 |  | 5780 | 0 | 0 | 775.332 | 0
19.03. | 1 | 6555.332 |  | 5780 | 0 | 0 | 775.332 | 0
19.03. | 2 | 6555.332 |  | 5780 | 0 | 0 | 775.332 | 0
19.03. | 3 | 6555.332 |  | 5780 | 0 | 0 | 775.332 | 0
19.03. | 4 | 6555.332 |  | 5780 | 0 | 0 | 775.332 | 0
19.03. | 5 | 6555.332 |  | 5780 | 0 | 0 | 775.332 | 0
19.03. | 6 | 6555.332 |  | 5780 | 0 | 0 | 775.332 | 0
19.03. | 7 | 6555.332 |  | 5780 | 0 | 0 | 775.332 | 0
19.03. | 8 | 6555.332 |  | 5780 | 0 | 0 | 775.332 | 0
19.03. | 9 | 6555.332 |  | 5780 | 0 | 0 | 775.332 | 0
19.03. | 10 | 6555.332 |  | 5780 | 0 | 0 | 775.332 | 0
19.03. | 11 | 6555.332 |  | 5780 | 0 | 0 | 775.332 | 0
19.03. | 12 | 6555.332 |  | 5780 | 0 | 0 | 775.332 | 0
19.03. | 13 | 6555.332 |  | 5780 | 0 | 0 | 775.332 | 0
19.03. | 14 | 6555.332 |  | 5780 | 0 | 0 | 775.332 | 0
19.03. | 15 | 6555.332 |  | 5780 | 0 | 0 | 775.332 | 0
19.03. | 16 | 6555.332 |  | 5780 | 0 | 0 | 775.332 | 0
19.03. | 17 | 6555.332 |  | 5780 | 0 | 0 | 775.332 | 0
19.03. | 18 | 6555.332 |  | 5780 | 0 | 0 | 775.332 | 0
19.03. | 19 | 6555.332 |  | 5780 | 0 | 0 | 775.332 | 0
19.03. | 20 | 6555.332 |  | 5780 | 0 | 0 | 775.332 | 0
19.03. | 21 | 6555.332 |  | 5780 | 0 | 0 | 775.332 | 0
19.03. | 22 | 6555.332 |  | 5780 | 0 | 0 | 775.332 | 0
19.03. | 23 | 6555.332 |  | 5780 | 0 | 0 | 775.332 | 0
19.03. | 24 | 6555.332 |  | 5780 | 0 | 0 | 775.332 | 0
20.03. | 1 | 6555.332 |  | 5780 | 0 | 0 | 775.332 | 0
20.03. | 2 | 6555.332 |  | 5780 | 0 | 0 | 775.332 | 0
20.03. | 3 | 6555.332 |  | 5780 | 0 | 0 | 775.332 | 0
20.03. | 4 | 6555.332 |  | 5780 | 0 | 0 | 775.332 | 0
20.03. | 5 | 6555.332 |  | 5780 | 0 | 0 | 775.332 | 0
20.03. | 6 | 6555.332 |  | 5780 | 0 | 0 | 775.332 | 0
20.03. | 7 | 6555.332 |  | 5780 | 0 | 0 | 775.332 | 0
20.03. | 8 | 6555.332 |  | 5780 | 0 | 0 | 775.332 | 0
20.03. | 9 | 6555.332 |  | 5780 | 0 | 0 | 775.332 | 0
20.03. | 10 | 6555.332 |  | 5780 | 0 | 0 | 775.332 | 0
20.03. | 11 | 6555.332 |  | 5780 | 0 | 0 | 775.332 | 0
20.03. | 12 | 6555.332 |  | 5780 | 0 | 0 | 775.332 | 0
20.03. | 13 | 6555.332 |  | 5780 | 0 | 0 | 775.332 | 0
20.03. | 14 | 6555.332 |  | 5780 | 0 | 0 | 775.332 | 0
20.03. | 15 | 6555.332 |  | 5780 | 0 | 0 | 775.332 | 0
20.03. | 16 | 6555.332 |  | 5780 | 0 | 0 | 775.332 | 0
20.03. | 17 | 6555.332 |  | 5780 | 0 | 0 | 775.332 | 0
20.03. | 18 | 6555.332 |  | 5780 | 0 | 0 | 775.332 | 0
20.03. | 19 | 6555.332 |  | 5780 | 0 | 0 | 775.332 | 0
20.03. | 20 | 6555.332 |  | 5780 | 0 | 0 | 775.332 | 0
20.03. | 21 | 6555.332 |  | 5780 | 0 | 0 | 775.332 | 0
20.03. | 22 | 6555.332 |  | 5780 | 0 | 0 | 775.332 | 0
20.03. | 23 | 6555.332 |  | 5780 | 0 | 0 | 775.332 | 0
20.03. | 24 | 6555.332 |  | 5780 | 0 | 0 | 775.332 | 0
21.03. | 1 | 6555.332 |  | 5780 | 0 | 0 | 775.332 | 0
21.03. | 2 | 6555.332 |  | 5780 | 0 | 0 | 775.332 | 0
21.03. | 3 | 6555.332 |  | 5780 | 0 | 0 | 775.332 | 0
21.03. | 4 | 6555.332 |  | 5780 | 0 | 0 | 775.332 | 0
21.03. | 5 | 6555.332 |  | 5780 | 0 | 0 | 775.332 | 0
21.03. | 6 | 6555.332 |  | 5780 | 0 | 0 | 775.332 | 0
21.03. | 7 | 6555.332 |  | 5780 | 0 | 0 | 775.332 | 0
21.03. | 8 | 6555.332 |  | 5780 | 0 | 0 | 775.332 | 0
21.03. | 9 | 6555.332 |  | 5780 | 0 | 0 | 775.332 | 0
21.03. | 10 | 6555.332 |  | 5780 | 0 | 0 | 775.332 | 0
21.03. | 11 | 6555.332 |  | 5780 | 0 | 0 | 775.332 | 0
21.03. | 12 | 6555.332 |  | 5780 | 0 | 0 | 775.332 | 0
21.03. | 13 | 6555.332 |  | 5780 | 0 | 0 | 775.332 | 0
21.03. | 14 | 6555.332 |  | 5780 | 0 | 0 | 775.332 | 0
21.03. | 15 | 6555.332 |  | 5780 | 0 | 0 | 775.332 | 0
21.03. | 16 | 6555.332 |  | 5780 | 0 | 0 | 775.332 | 0
21.03. | 17 | 6555.332 |  | 5780 | 0 | 0 | 775.332 | 0
21.03. | 18 | 6555.332 |  | 5780 | 0 | 0 | 775.332 | 0
21.03. | 19 | 6555.332 |  | 5780 | 0 | 0 | 775.332 | 0
21.03. | 20 | 6555.332 |  | 5780 | 0 | 0 | 775.332 | 0
21.03. | 21 | 6555.332 |  | 5780 | 0 | 0 | 775.332 | 0
21.03. | 22 | 6555.332 |  | 5780 | 0 | 0 | 775.332 | 0
21.03. | 23 | 6555.332 |  | 5780 | 0 | 0 | 775.332 | 0
21.03. | 24 | 6555.332 |  | 5780 | 0 | 0 | 775.332 | 0
22.03. | 1 | 6555.332 |  | 5780 | 0 | 0 | 775.332 | 0
22.03. | 2 | 6555.332 |  | 5780 | 0 | 0 | 775.332 | 0
22.03. | 3 | 6555.332 |  | 5780 | 0 | 0 | 775.332 | 0
22.03. | 4 | 6555.332 |  | 5780 | 0 | 0 | 775.332 | 0
22.03. | 5 | 6555.332 |  | 5780 | 0 | 0 | 775.332 | 0
22.03. | 6 | 6555.332 |  | 5780 | 0 | 0 | 775.332 | 0
22.03. | 7 | 6555.332 |  | 5780 | 0 | 0 | 775.332 | 0
22.03. | 8 | 6555.332 |  | 5780 | 0 | 0 | 775.332 | 0
22.03. | 9 | 6555.332 |  | 5780 | 0 | 0 | 775.332 | 0
22.03. | 10 | 6555.332 |  | 5780 | 0 | 0 | 775.332 | 0
22.03. | 11 | 6555.332 |  | 5780 | 0 | 0 | 775.332 | 0
22.03. | 12 | 6555.332 |  | 5780 | 0 | 0 | 775.332 | 0
22.03. | 13 | 6555.332 |  | 5780 | 0 | 0 | 775.332 | 0
22.03. | 14 | 6555.332 |  | 5780 | 0 | 0 | 775.332 | 0
22.03. | 15 | 6555.332 |  | 5780 | 0 | 0 | 775.332 | 0
22.03. | 16 | 6555.332 |  | 5780 | 0 | 0 | 775.332 | 0
22.03. | 17 | 6555.332 |  | 5780 | 0 | 0 | 775.332 | 0
22.03. | 18 | 6555.332 |  | 5780 | 0 | 0 | 775.332 | 0
22.03. | 19 | 6555.332 |  | 5780 | 0 | 0 | 775.332 | 0
22.03. | 20 | 6555.332 |  | 5780 | 0 | 0 | 775.332 | 0
22.03. | 21 | 6555.332 |  | 5780 | 0 | 0 | 775.332 | 0
22.03. | 22 | 6555.332 |  | 5780 | 0 | 0 | 775.332 | 0
22.03. | 23 | 6555.332 |  | 5780 | 0 | 0 | 775.332 | 0
22.03. | 24 | 6555.332 |  | 5780 | 0 | 0 | 775.332 | 0
23.03. | 1 | 6555.332 |  | 5780 | 0 | 0 | 775.332 | 0
23.03. | 2 | 6555.332 |  | 5780 | 0 | 0 | 775.332 | 0
23.03. | 3 | 6555.332 |  | 5780 | 0 | 0 | 775.332 | 0
23.03. | 4 | 6555.332 |  | 5780 | 0 | 0 | 775.332 | 0
23.03. | 5 | 6555.332 |  | 5780 | 0 | 0 | 775.332 | 0
23.03. | 6 | 6555.332 |  | 5780 | 0 | 0 | 775.332 | 0
23.03. | 7 | 6555.332 |  | 5780 | 0 | 0 | 775.332 | 0
23.03. | 8 | 6555.332 |  | 5780 | 0 | 0 | 775.332 | 0
23.03. | 9 | 6555.332 |  | 5780 | 0 | 0 | 775.332 | 0
23.03. | 10 | 6555.332 |  | 5780 | 0 | 0 | 775.332 | 0
23.03. | 11 | 6555.332 |  | 5780 | 0 | 0 | 775.332 | 0
23.03. | 12 | 6555.332 |  | 5780 | 0 | 0 | 775.332 | 0
23.03. | 13 | 6555.332 |  | 5780 | 0 | 0 | 775.332 | 0
23.03. | 14 | 6555.332 |  | 5780 | 0 | 0 | 775.332 | 0
23.03. | 15 | 6555.332 |  | 5780 | 0 | 0 | 775.332 | 0
23.03. | 16 | 6555.332 |  | 5780 | 0 | 0 | 775.332 | 0
23.03. | 17 | 6555.332 |  | 5780 | 0 | 0 | 775.332 | 0
23.03. | 18 | 6555.332 |  | 5780 | 0 | 0 | 775.332 | 0
23.03. | 19 | 6555.332 |  | 5780 | 0 | 0 | 775.332 | 0
23.03. | 20 | 6555.332 |  | 5780 | 0 | 0 | 775.332 | 0
23.03. | 21 | 6555.332 |  | 5780 | 0 | 0 | 775.332 | 0
23.03. | 22 | 6555.332 |  | 5780 | 0 | 0 | 775.332 | 0
23.03. | 23 | 6555.332 |  | 5780 | 0 | 0 | 775.332 | 0
23.03. | 24 | 6555.332 |  | 5780 | 0 | 0 | 775.332 | 0
24.03. | 1 | 6555.332 |  | 5780 | 0 | 0 | 775.332 | 0
24.03. | 2 | 6555.332 |  | 5780 | 0 | 0 | 775.332 | 0
24.03. | 3 | 6555.332 |  | 5780 | 0 | 0 | 775.332 | 0
24.03. | 4 | 6555.332 |  | 5780 | 0 | 0 | 775.332 | 0
24.03. | 5 | 6555.332 |  | 5780 | 0 | 0 | 775.332 | 0
24.03. | 6 | 6555.332 |  | 5780 | 0 | 0 | 775.332 | 0
24.03. | 7 | 6555.332 |  | 5780 | 0 | 0 | 775.332 | 0
24.03. | 8 | 6555.332 |  | 5780 | 0 | 0 | 775.332 | 0
24.03. | 9 | 6555.332 |  | 5780 | 0 | 0 | 775.332 | 0
24.03. | 10 | 6555.332 |  | 5780 | 0 | 0 | 775.332 | 0
24.03. | 11 | 6555.332 |  | 5780 | 0 | 0 | 775.332 | 0
24.03. | 12 | 6555.332 |  | 5780 | 0 | 0 | 775.332 | 0
24.03. | 13 | 6555.332 |  | 5780 | 0 | 0 | 775.332 | 0
24.03. | 14 | 6555.332 |  | 5780 | 0 | 0 | 775.332 | 0
24.03. | 15 | 6555.332 |  | 5780 | 0 | 0 | 775.332 | 0
24.03. | 16 | 6555.332 |  | 5780 | 0 | 0 | 775.332 | 0
24.03. | 17 | 6555.332 |  | 5780 | 0 | 0 | 775.332 | 0
24.03. | 18 | 6555.332 |  | 5780 | 0 | 0 | 775.332 | 0
24.03. | 19 | 6555.332 |  | 5780 | 0 | 0 | 775.332 | 0
24.03. | 20 | 6555.332 |  | 5780 | 0 | 0 | 775.332 | 0
24.03. | 21 | 6555.332 |  | 5780 | 0 | 0 | 775.332 | 0
24.03. | 22 | 6555.332 |  | 5780 | 0 | 0 | 775.332 | 0
24.03. | 23 | 6555.332 |  | 5780 | 0 | 0 | 775.332 | 0
24.03. | 24 | 6555.332 |  | 5780 | 0 | 0 | 775.332 | 0
25.03. | 1 | 6555.332 |  | 5780 | 0 | 0 | 775.332 | 0
25.03. | 2 | 6555.332 |  | 5780 | 0 | 0 | 775.332 | 0
25.03. | 3 | 6555.332 |  | 5780 | 0 | 0 | 775.332 | 0
25.03. | 4 | 6555.332 |  | 5780 | 0 | 0 | 775.332 | 0
25.03. | 5 | 6555.332 |  | 5780 | 0 | 0 | 775.332 | 0
25.03. | 6 | 6555.332 |  | 5780 | 0 | 0 | 775.332 | 0
25.03. | 7 | 6555.332 |  | 5780 | 0 | 0 | 775.332 | 0
25.03. | 8 | 6555.332 |  | 5780 | 0 | 0 | 775.332 | 0
25.03. | 9 | 6555.332 |  | 5780 | 0 | 0 | 775.332 | 0
25.03. | 10 | 6555.332 |  | 5780 | 0 | 0 | 775.332 | 0
25.03. | 11 | 6555.332 |  | 5780 | 0 | 0 | 775.332 | 0
25.03. | 12 | 6555.332 |  | 5780 | 0 | 0 | 775.332 | 0
25.03. | 13 | 6555.332 |  | 5780 | 0 | 0 | 775.332 | 0
25.03. | 14 | 6555.332 |  | 5780 | 0 | 0 | 775.332 | 0
25.03. | 15 | 6555.332 |  | 5780 | 0 | 0 | 775.332 | 0
25.03. | 16 | 6555.332 |  | 5780 | 0 | 0 | 775.332 | 0
25.03. | 17 | 6555.332 |  | 5780 | 0 | 0 | 775.332 | 0
25.03. | 18 | 6555.332 |  | 5780 | 0 | 0 | 775.332 | 0
25.03. | 19 | 6555.332 |  | 5780 | 0 | 0 | 775.332 | 0
25.03. | 20 | 6555.332 |  | 5780 | 0 | 0 | 775.332 | 0
25.03. | 21 | 6555.332 |  | 5780 | 0 | 0 | 775.332 | 0
25.03. | 22 | 6555.332 |  | 5780 | 0 | 0 | 775.332 | 0
25.03. | 23 | 6555.332 |  | 5780 | 0 | 0 | 775.332 | 0
25.03. | 24 | 6555.332 |  | 5780 | 0 | 0 | 775.332 | 0
26.03. | 1 | 6555.332 |  | 5780 | 0 | 0 | 775.332 | 0
26.03. | 2 | 6555.332 |  | 5780 | 0 | 0 | 775.332 | 0
26.03. | 3 | 6555.332 |  | 5780 | 0 | 0 | 775.332 | 0
26.03. | 4 | 6555.332 |  | 5780 | 0 | 0 | 775.332 | 0
26.03. | 5 | 6555.332 |  | 5780 | 0 | 0 | 775.332 | 0
26.03. | 6 | 6555.332 |  | 5780 | 0 | 0 | 775.332 | 0
26.03. | 7 | 6555.332 |  | 5780 | 0 | 0 | 775.332 | 0
26.03. | 8 | 6555.332 |  | 5780 | 0 | 0 | 775.332 | 0
26.03. | 9 | 6555.332 |  | 5780 | 0 | 0 | 775.332 | 0
26.03. | 10 | 6555.332 |  | 5780 | 0 | 0 | 775.332 | 0
26.03. | 11 | 6555.332 |  | 5780 | 0 | 0 | 775.332 | 0
26.03. | 12 | 6555.332 |  | 5780 | 0 | 0 | 775.332 | 0
26.03. | 13 | 6555.332 |  | 5780 | 0 | 0 | 775.332 | 0
26.03. | 14 | 6555.332 |  | 5780 | 0 | 0 | 775.332 | 0
26.03. | 15 | 6555.332 |  | 5780 | 0 | 0 | 775.332 | 0
26.03. | 16 | 6555.332 |  | 5780 | 0 | 0 | 775.332 | 0
26.03. | 17 | 6555.332 |  | 5780 | 0 | 0 | 775.332 | 0
26.03. | 18 | 6555.332 |  | 5780 | 0 | 0 | 775.332 | 0
26.03. | 19 | 6555.332 |  | 5780 | 0 | 0 | 775.332 | 0
26.03. | 20 | 6555.332 |  | 5780 | 0 | 0 | 775.332 | 0
26.03. | 21 | 6555.332 |  | 5780 | 0 | 0 | 775.332 | 0
26.03. | 22 | 6555.332 |  | 5780 | 0 | 0 | 775.332 | 0
26.03. | 23 | 6555.332 |  | 5780 | 0 | 0 | 775.332 | 0
26.03. | 24 | 6555.332 |  | 5780 | 0 | 0 | 775.332 | 0
27.03. | 1 | 6555.332 |  | 5780 | 0 | 0 | 775.332 | 0
27.03. | 2 | 6555.332 |  | 5780 | 0 | 0 | 775.332 | 0
27.03. | 3 | 6555.332 |  | 5780 | 0 | 0 | 775.332 | 0
27.03. | 4 | 6555.332 |  | 5780 | 0 | 0 | 775.332 | 0
27.03. | 5 | 6555.332 |  | 5780 | 0 | 0 | 775.332 | 0
27.03. | 6 | 6555.332 |  | 5780 | 0 | 0 | 775.332 | 0
27.03. | 7 | 6555.332 |  | 5780 | 0 | 0 | 775.332 | 0
27.03. | 8 | 6555.332 |  | 5780 | 0 | 0 | 775.332 | 0
27.03. | 9 | 6555.332 |  | 5780 | 0 | 0 | 775.332 | 0
27.03. | 10 | 6555.332 |  | 5780 | 0 | 0 | 775.332 | 0
27.03. | 11 | 6555.332 |  | 5780 | 0 | 0 | 775.332 | 0
27.03. | 12 | 6555.332 |  | 5780 | 0 | 0 | 775.332 | 0
27.03. | 13 | 6555.332 |  | 5780 | 0 | 0 | 775.332 | 0
27.03. | 14 | 6555.332 |  | 5780 | 0 | 0 | 775.332 | 0
27.03. | 15 | 6555.332 |  | 5780 | 0 | 0 | 775.332 | 0
27.03. | 16 | 6555.332 |  | 5780 | 0 | 0 | 775.332 | 0
27.03. | 17 | 6555.332 |  | 5780 | 0 | 0 | 775.332 | 0
27.03. | 18 | 6555.332 |  | 5780 | 0 | 0 | 775.332 | 0
27.03. | 19 | 6555.332 |  | 5780 | 0 | 0 | 775.332 | 0
27.03. | 20 | 6555.332 |  | 5780 | 0 | 0 | 775.332 | 0
27.03. | 21 | 6555.332 |  | 5780 | 0 | 0 | 775.332 | 0
27.03. | 22 | 6555.332 |  | 5780 | 0 | 0 | 775.332 | 0
27.03. | 23 | 6555.332 |  | 5780 | 0 | 0 | 775.332 | 0
27.03. | 24 | 6555.332 |  | 5780 | 0 | 0 | 775.332 | 0
28.03. | 1 | 6555.332 |  | 5780 | 0 | 0 | 775.332 | 0
28.03. | 2 | 6555.332 |  | 5780 | 0 | 0 | 775.332 | 0
28.03. | 3 | 6555.332 |  | 5780 | 0 | 0 | 775.332 | 0
28.03. | 4 | 6555.332 |  | 5780 | 0 | 0 | 775.332 | 0
28.03. | 5 | 6555.332 |  | 5780 | 0 | 0 | 775.332 | 0
28.03. | 6 | 6555.332 |  | 5780 | 0 | 0 | 775.332 | 0
28.03. | 7 | 6555.332 |  | 5780 | 0 | 0 | 775.332 | 0
28.03. | 8 | 6555.332 |  | 5780 | 0 | 0 | 775.332 | 0
28.03. | 9 | 6555.332 |  | 5780 | 0 | 0 | 775.332 | 0
28.03. | 10 | 6555.332 |  | 5780 | 0 | 0 | 775.332 | 0
28.03. | 11 | 6555.332 |  | 5780 | 0 | 0 | 775.332 | 0
28.03. | 12 | 6555.332 |  | 5780 | 0 | 0 | 775.332 | 0
28.03. | 13 | 6555.332 |  | 5780 | 0 | 0 | 775.332 | 0
28.03. | 14 | 6555.332 |  | 5780 | 0 | 0 | 775.332 | 0
28.03. | 15 | 6555.332 |  | 5780 | 0 | 0 | 775.332 | 0
28.03. | 16 | 6555.332 |  | 5780 | 0 | 0 | 775.332 | 0
28.03. | 17 | 6555.332 |  | 5780 | 0 | 0 | 775.332 | 0
28.03. | 18 | 6555.332 |  | 5780 | 0 | 0 | 775.332 | 0
28.03. | 19 | 6555.332 |  | 5780 | 0 | 0 | 775.332 | 0
28.03. | 20 | 6555.332 |  | 5780 | 0 | 0 | 775.332 | 0
28.03. | 21 | 6555.332 |  | 5780 | 0 | 0 | 775.332 | 0
28.03. | 22 | 6555.332 |  | 5780 | 0 | 0 | 775.332 | 0
28.03. | 23 | 6555.332 |  | 5780 | 0 | 0 | 775.332 | 0
28.03. | 24 | 6555.332 |  | 5780 | 0 | 0 | 775.332 | 0
29.03. | 1 | 6555.332 |  | 5780 | 0 | 0 | 775.332 | 0
29.03. | 2 | 6555.332 |  | 5780 | 0 | 0 | 775.332 | 0
29.03. | 3 | 6555.332 |  | 5780 | 0 | 0 | 775.332 | 0
29.03. | 4 | 6555.332 |  | 5780 | 0 | 0 | 775.332 | 0
29.03. | 5 | 6555.332 |  | 5780 | 0 | 0 | 775.332 | 0
29.03. | 6 | 6555.332 |  | 5780 | 0 | 0 | 775.332 | 0
29.03. | 7 | 6555.332 |  | 5780 | 0 | 0 | 775.332 | 0
29.03. | 8 | 6555.332 |  | 5780 | 0 | 0 | 775.332 | 0
29.03. | 9 | 6555.332 |  | 5780 | 0 | 0 | 775.332 | 0
29.03. | 10 | 6555.332 |  | 5780 | 0 | 0 | 775.332 | 0
29.03. | 11 | 6555.332 |  | 5780 | 0 | 0 | 775.332 | 0
29.03. | 12 | 6555.332 |  | 5780 | 0 | 0 | 775.332 | 0
29.03. | 13 | 6555.332 |  | 5780 | 0 | 0 | 775.332 | 0
29.03. | 14 | 6555.332 |  | 5780 | 0 | 0 | 775.332 | 0
29.03. | 15 | 6555.332 |  | 5780 | 0 | 0 | 775.332 | 0
29.03. | 16 | 6555.332 |  | 5780 | 0 | 0 | 775.332 | 0
29.03. | 17 | 6555.332 |  | 5780 | 0 | 0 | 775.332 | 0
29.03. | 18 | 6555.332 |  | 5780 | 0 | 0 | 775.332 | 0
29.03. | 19 | 6555.332 |  | 5780 | 0 | 0 | 775.332 | 0
29.03. | 20 | 6555.332 |  | 5780 | 0 | 0 | 775.332 | 0
29.03. | 21 | 6555.332 |  | 5780 | 0 | 0 | 775.332 | 0
29.03. | 22 | 6555.332 |  | 5780 | 0 | 0 | 775.332 | 0
29.03. | 23 | 6555.332 |  | 5780 | 0 | 0 | 775.332 | 0
29.03. | 24 | 6555.332 |  | 5780 | 0 | 0 | 775.332 | 0
30.03. | 1 | 6555.332 |  | 5780 | 0 | 0 | 775.332 | 0
30.03. | 2 | 6555.332 |  | 5780 | 0 | 0 | 775.332 | 0
30.03. | 3 | 6555.332 |  | 5780 | 0 | 0 | 775.332 | 0
30.03. | 4 | 6555.332 |  | 5780 | 0 | 0 | 775.332 | 0
30.03. | 5 | 6555.332 |  | 5780 | 0 | 0 | 775.332 | 0
30.03. | 6 | 6555.332 |  | 5780 | 0 | 0 | 775.332 | 0
30.03. | 7 | 6555.332 |  | 5780 | 0 | 0 | 775.332 | 0
30.03. | 8 | 6555.332 |  | 5780 | 0 | 0 | 775.332 | 0
30.03. | 9 | 6555.332 |  | 5780 | 0 | 0 | 775.332 | 0
30.03. | 10 | 6555.332 |  | 5780 | 0 | 0 | 775.332 | 0
30.03. | 11 | 6555.332 |  | 5780 | 0 | 0 | 775.332 | 0
30.03. | 12 | 6555.332 |  | 5780 | 0 | 0 | 775.332 | 0
30.03. | 13 | 6555.332 |  | 5780 | 0 | 0 | 775.332 | 0
30.03. | 14 | 6555.332 |  | 5780 | 0 | 0 | 775.332 | 0
30.03. | 15 | 6555.332 |  | 5780 | 0 | 0 | 775.332 | 0
30.03. | 16 | 6555.332 |  | 5780 | 0 | 0 | 775.332 | 0
30.03. | 17 | 6555.332 |  | 5780 | 0 | 0 | 775.332 | 0
30.03. | 18 | 6555.332 |  | 5780 | 0 | 0 | 775.332 | 0
30.03. | 19 | 6555.332 |  | 5780 | 0 | 0 | 775.332 | 0
30.03. | 20 | 6555.332 |  | 5780 | 0 | 0 | 775.332 | 0
30.03. | 21 | 6555.332 |  | 5780 | 0 | 0 | 775.332 | 0
30.03. | 22 | 6555.332 |  | 5780 | 0 | 0 | 775.332 | 0
30.03. | 23 | 6555.332 |  | 5780 | 0 | 0 | 775.332 | 0
30.03. | 24 | 6555.332 |  | 5780 | 0 | 0 | 775.332 | 0
31.03. | 1 | 6555.332 |  | 5780 | 0 | 0 | 775.332 | 0
31.03. | 2 | 6555.332 |  | 5780 | 0 | 0 | 775.332 | 0
31.03. | 3 | 6555.332 |  | 5780 | 0 | 0 | 775.332 | 0
31.03. | 4 | 6555.332 |  | 5780 | 0 | 0 | 775.332 | 0
31.03. | 5 | 6555.332 |  | 5780 | 0 | 0 | 775.332 | 0
31.03. | 6 | 6555.332 |  | 5780 | 0 | 0 | 775.332 | 0
31.03. | 7 | 6555.332 |  | 5780 | 0 | 0 | 775.332 | 0
31.03. | 8 | 6555.332 |  | 5780 | 0 | 0 | 775.332 | 0
31.03. | 9 | 6555.332 |  | 5780 | 0 | 0 | 775.332 | 0
31.03. | 10 | 6555.332 |  | 5780 | 0 | 0 | 775.332 | 0
31.03. | 11 | 6555.332 |  | 5780 | 0 | 0 | 775.332 | 0
31.03. | 12 | 6555.332 |  | 5780 | 0 | 0 | 775.332 | 0
31.03. | 13 | 6555.332 |  | 5780 | 0 | 0 | 775.332 | 0
31.03. | 14 | 6555.332 |  | 5780 | 0 | 0 | 775.332 | 0
31.03. | 15 | 6555.332 |  | 5780 | 0 | 0 | 775.332 | 0
31.03. | 16 | 6555.332 |  | 5780 | 0 | 0 | 775.332 | 0
31.03. | 17 | 6555.332 |  | 5780 | 0 | 0 | 775.332 | 0
31.03. | 18 | 6555.332 |  | 5780 | 0 | 0 | 775.332 | 0
31.03. | 19 | 6555.332 |  | 5780 | 0 | 0 | 775.332 | 0
31.03. | 20 | 6555.332 |  | 5780 | 0 | 0 | 775.332 | 0
31.03. | 21 | 6555.332 |  | 5780 | 0 | 0 | 775.332 | 0
31.03. | 22 | 6555.332 |  | 5780 | 0 | 0 | 775.332 | 0
31.03. | 23 | 6555.332 |  | 5780 | 0 | 0 | 775.332 | 0
31.03. | 24 | 6555.332 |  | 5780 | 0 | 0 | 775.332 | 0
01.04. | 1 | 6555.332 |  | 5780 | 0 | 0 | 775.332 | 0
01.04. | 2 | 6555.332 |  | 5780 | 0 | 0 | 775.332 | 0
01.04. | 3 | 6555.332 |  | 5780 | 0 | 0 | 775.332 | 0
01.04. | 4 | 6555.332 |  | 5780 | 0 | 0 | 775.332 | 0
01.04. | 5 | 6555.332 |  | 5780 | 0 | 0 | 775.332 | 0
01.04. | 6 | 6555.332 |  | 5780 | 0 | 0 | 775.332 | 0
01.04. | 7 | 6555.332 |  | 5780 | 0 | 0 | 775.332 | 0
01.04. | 8 | 6555.332 |  | 5780 | 0 | 0 | 775.332 | 0
01.04. | 9 | 6555.332 |  | 5780 | 0 | 0 | 775.332 | 0
01.04. | 10 | 6555.332 |  | 5780 | 0 | 0 | 775.332 | 0
01.04. | 11 | 6555.332 |  | 5780 | 0 | 0 | 775.332 | 0
01.04. | 12 | 6555.332 |  | 5780 | 0 | 0 | 775.332 | 0
01.04. | 13 | 6555.332 |  | 5780 | 0 | 0 | 775.332 | 0
01.04. | 14 | 6555.332 |  | 5780 | 0 | 0 | 775.332 | 0
01.04. | 15 | 6555.332 |  | 5780 | 0 | 0 | 775.332 | 0
01.04. | 16 | 6555.332 |  | 5780 | 0 | 0 | 775.332 | 0
01.04. | 17 | 6555.332 |  | 5780 | 0 | 0 | 775.332 | 0
01.04. | 18 | 6555.332 |  | 5780 | 0 | 0 | 775.332 | 0
01.04. | 19 | 6555.332 |  | 5780 | 0 | 0 | 775.332 | 0
01.04. | 20 | 6555.332 |  | 5780 | 0 | 0 | 775.332 | 0
01.04. | 21 | 6555.332 |  | 5780 | 0 | 0 | 775.332 | 0
01.04. | 22 | 6555.332 |  | 5780 | 0 | 0 | 775.332 | 0
01.04. | 23 | 6555.332 |  | 5780 | 0 | 0 | 775.332 | 0
01.04. | 24 | 6555.332 |  | 5780 | 0 | 0 | 775.332 | 0
02.04. | 1 | 6555.332 |  | 5780 | 0 | 0 | 775.332 | 0
02.04. | 2 | 6555.332 |  | 5780 | 0 | 0 | 775.332 | 0
02.04. | 3 | 6555.332 |  | 5780 | 0 | 0 | 775.332 | 0
02.04. | 4 | 6555.332 |  | 5780 | 0 | 0 | 775.332 | 0
02.04. | 5 | 6555.332 |  | 5780 | 0 | 0 | 775.332 | 0
02.04. | 6 | 6555.332 |  | 5780 | 0 | 0 | 775.332 | 0
02.04. | 7 | 6555.332 |  | 5780 | 0 | 0 | 775.332 | 0
02.04. | 8 | 6555.332 |  | 5780 | 0 | 0 | 775.332 | 0
02.04. | 9 | 6555.332 |  | 5780 | 0 | 0 | 775.332 | 0
02.04. | 10 | 6555.332 |  | 5780 | 0 | 0 | 775.332 | 0
02.04. | 11 | 6555.332 |  | 5780 | 0 | 0 | 775.332 | 0
02.04. | 12 | 6555.332 |  | 5780 | 0 | 0 | 775.332 | 0
02.04. | 13 | 6555.332 |  | 5780 | 0 | 0 | 775.332 | 0
02.04. | 14 | 6555.332 |  | 5780 | 0 | 0 | 775.332 | 0
02.04. | 15 | 6555.332 |  | 5780 | 0 | 0 | 775.332 | 0
02.04. | 16 | 6555.332 |  | 5780 | 0 | 0 | 775.332 | 0
02.04. | 17 | 6555.332 |  | 5780 | 0 | 0 | 775.332 | 0
02.04. | 18 | 6555.332 |  | 5780 | 0 | 0 | 775.332 | 0
02.04. | 19 | 6555.332 |  | 5780 | 0 | 0 | 775.332 | 0
02.04. | 20 | 6555.332 |  | 5780 | 0 | 0 | 775.332 | 0
02.04. | 21 | 6555.332 |  | 5780 | 0 | 0 | 775.332 | 0
02.04. | 22 | 6555.332 |  | 5780 | 0 | 0 | 775.332 | 0
02.04. | 23 | 6555.332 |  | 5780 | 0 | 0 | 775.332 | 0
02.04. | 24 | 6555.332 |  | 5780 | 0 | 0 | 775.332 | 0
03.04. | 1 | 6555.332 |  | 5780 | 0 | 0 | 775.332 | 0
03.04. | 2 | 6555.332 |  | 5780 | 0 | 0 | 775.332 | 0
03.04. | 3 | 6555.332 |  | 5780 | 0 | 0 | 775.332 | 0
03.04. | 4 | 6555.332 |  | 5780 | 0 | 0 | 775.332 | 0
03.04. | 5 | 6555.332 |  | 5780 | 0 | 0 | 775.332 | 0
03.04. | 6 | 6555.332 |  | 5780 | 0 | 0 | 775.332 | 0
03.04. | 7 | 6555.332 |  | 5780 | 0 | 0 | 775.332 | 0
03.04. | 8 | 6555.332 |  | 5780 | 0 | 0 | 775.332 | 0
03.04. | 9 | 6555.332 |  | 5780 | 0 | 0 | 775.332 | 0
03.04. | 10 | 6555.332 |  | 5780 | 0 | 0 | 775.332 | 0
03.04. | 11 | 6555.332 |  | 5780 | 0 | 0 | 775.332 | 0
03.04. | 12 | 6555.332 |  | 5780 | 0 | 0 | 775.332 | 0
03.04. | 13 | 6555.332 |  | 5780 | 0 | 0 | 775.332 | 0
03.04. | 14 | 6555.332 |  | 5780 | 0 | 0 | 775.332 | 0
03.04. | 15 | 6555.332 |  | 5780 | 0 | 0 | 775.332 | 0
03.04. | 16 | 6555.332 |  | 5780 | 0 | 0 | 775.332 | 0
03.04. | 17 | 6555.332 |  | 5780 | 0 | 0 | 775.332 | 0
03.04. | 18 | 6555.332 |  | 5780 | 0 | 0 | 775.332 | 0
03.04. | 19 | 6555.332 |  | 5780 | 0 | 0 | 775.332 | 0
03.04. | 20 | 6555.332 |  | 5780 | 0 | 0 | 775.332 | 0
03.04. | 21 | 6555.332 |  | 5780 | 0 | 0 | 775.332 | 0
03.04. | 22 | 6555.332 |  | 5780 | 0 | 0 | 775.332 | 0
03.04. | 23 | 6555.332 |  | 5780 | 0 | 0 | 775.332 | 0
03.04. | 24 | 6555.332 |  | 5780 | 0 | 0 | 775.332 | 0
04.04. | 1 | 6555.332 |  | 5780 | 0 | 0 | 775.332 | 0
04.04. | 2 | 6555.332 |  | 5780 | 0 | 0 | 775.332 | 0
04.04. | 3 | 6555.332 |  | 5780 | 0 | 0 | 775.332 | 0
04.04. | 4 | 6555.332 |  | 5780 | 0 | 0 | 775.332 | 0
04.04. | 5 | 6555.332 |  | 5780 | 0 | 0 | 775.332 | 0
04.04. | 6 | 6555.332 |  | 5780 | 0 | 0 | 775.332 | 0
04.04. | 7 | 6555.332 |  | 5780 | 0 | 0 | 775.332 | 0
04.04. | 8 | 6555.332 |  | 5780 | 0 | 0 | 775.332 | 0
04.04. | 9 | 6555.332 |  | 5780 | 0 | 0 | 775.332 | 0
04.04. | 10 | 6555.332 |  | 5780 | 0 | 0 | 775.332 | 0
04.04. | 11 | 6555.332 |  | 5780 | 0 | 0 | 775.332 | 0
04.04. | 12 | 6555.332 |  | 5780 | 0 | 0 | 775.332 | 0
04.04. | 13 | 6555.332 |  | 5780 | 0 | 0 | 775.332 | 0
04.04. | 14 | 6555.332 |  | 5780 | 0 | 0 | 775.332 | 0
04.04. | 15 | 6555.332 |  | 5780 | 0 | 0 | 775.332 | 0
04.04. | 16 | 6555.332 |  | 5780 | 0 | 0 | 775.332 | 0
04.04. | 17 | 6555.332 |  | 5780 | 0 | 0 | 775.332 | 0
04.04. | 18 | 6555.332 |  | 5780 | 0 | 0 | 775.332 | 0
04.04. | 19 | 6555.332 |  | 5780 | 0 | 0 | 775.332 | 0
04.04. | 20 | 6555.332 |  | 5780 | 0 | 0 | 775.332 | 0
04.04. | 21 | 6555.332 |  | 5780 | 0 | 0 | 775.332 | 0
04.04. | 22 | 6555.332 |  | 5780 | 0 | 0 | 775.332 | 0
04.04. | 23 | 6555.332 |  | 5780 | 0 | 0 | 775.332 | 0
04.04. | 24 | 6555.332 |  | 5780 | 0 | 0 | 775.332 | 0
05.04. | 1 | 6555.332 |  | 5780 | 0 | 0 | 775.332 | 0
05.04. | 2 | 6555.332 |  | 5780 | 0 | 0 | 775.332 | 0
05.04. | 3 | 6555.332 |  | 5780 | 0 | 0 | 775.332 | 0
05.04. | 4 | 6555.332 |  | 5780 | 0 | 0 | 775.332 | 0
05.04. | 5 | 6555.332 |  | 5780 | 0 | 0 | 775.332 | 0
05.04. | 6 | 6555.332 |  | 5780 | 0 | 0 | 775.332 | 0
05.04. | 7 | 6555.332 |  | 5780 | 0 | 0 | 775.332 | 0
05.04. | 8 | 6555.332 |  | 5780 | 0 | 0 | 775.332 | 0
05.04. | 9 | 6555.332 |  | 5780 | 0 | 0 | 775.332 | 0
05.04. | 10 | 6555.332 |  | 5780 | 0 | 0 | 775.332 | 0
05.04. | 11 | 6555.332 |  | 5780 | 0 | 0 | 775.332 | 0
05.04. | 12 | 6555.332 |  | 5780 | 0 | 0 | 775.332 | 0
05.04. | 13 | 6555.332 |  | 5780 | 0 | 0 | 775.332 | 0
05.04. | 14 | 6555.332 |  | 5780 | 0 | 0 | 775.332 | 0
05.04. | 15 | 6555.332 |  | 5780 | 0 | 0 | 775.332 | 0
05.04. | 16 | 6555.332 |  | 5780 | 0 | 0 | 775.332 | 0
05.04. | 17 | 6555.332 |  | 5780 | 0 | 0 | 775.332 | 0
05.04. | 18 | 6555.332 |  | 5780 | 0 | 0 | 775.332 | 0
05.04. | 19 | 6555.332 |  | 5780 | 0 | 0 | 775.332 | 0
05.04. | 20 | 6555.332 |  | 5780 | 0 | 0 | 775.332 | 0
05.04. | 21 | 6555.332 |  | 5780 | 0 | 0 | 775.332 | 0
05.04. | 22 | 6555.332 |  | 5780 | 0 | 0 | 775.332 | 0
05.04. | 23 | 6555.332 |  | 5780 | 0 | 0 | 775.332 | 0
05.04. | 24 | 6555.332 |  | 5780 | 0 | 0 | 775.332 | 0
06.04. | 1 | 6555.332 |  | 5780 | 0 | 0 | 775.332 | 0
06.04. | 2 | 6555.332 |  | 5780 | 0 | 0 | 775.332 | 0
06.04. | 3 | 6555.332 |  | 5780 | 0 | 0 | 775.332 | 0
06.04. | 4 | 6555.332 |  | 5780 | 0 | 0 | 775.332 | 0
06.04. | 5 | 6555.332 |  | 5780 | 0 | 0 | 775.332 | 0
06.04. | 6 | 6555.332 |  | 5780 | 0 | 0 | 775.332 | 0
06.04. | 7 | 6555.332 |  | 5780 | 0 | 0 | 775.332 | 0
06.04. | 8 | 6555.332 |  | 5780 | 0 | 0 | 775.332 | 0
06.04. | 9 | 6555.332 |  | 5780 | 0 | 0 | 775.332 | 0
06.04. | 10 | 6555.332 |  | 5780 | 0 | 0 | 775.332 | 0
06.04. | 11 | 6555.332 |  | 5780 | 0 | 0 | 775.332 | 0
06.04. | 12 | 6555.332 |  | 5780 | 0 | 0 | 775.332 | 0
06.04. | 13 | 6555.332 |  | 5780 | 0 | 0 | 775.332 | 0
06.04. | 14 | 6555.332 |  | 5780 | 0 | 0 | 775.332 | 0
06.04. | 15 | 6555.332 |  | 5780 | 0 | 0 | 775.332 | 0
06.04. | 16 | 6555.332 |  | 5780 | 0 | 0 | 775.332 | 0
06.04. | 17 | 6555.332 |  | 5780 | 0 | 0 | 775.332 | 0
06.04. | 18 | 6555.332 |  | 5780 | 0 | 0 | 775.332 | 0
06.04. | 19 | 6555.332 |  | 5780 | 0 | 0 | 775.332 | 0
06.04. | 20 | 6555.332 |  | 5780 | 0 | 0 | 775.332 | 0
06.04. | 21 | 6555.332 |  | 5780 | 0 | 0 | 775.332 | 0
06.04. | 22 | 6555.332 |  | 5780 | 0 | 0 | 775.332 | 0
06.04. | 23 | 6555.332 |  | 5780 | 0 | 0 | 775.332 | 0
06.04. | 24 | 6555.332 |  | 5780 | 0 | 0 | 775.332 | 0
07.04. | 1 | 6555.332 |  | 5780 | 0 | 0 | 775.332 | 0
07.04. | 2 | 6555.332 |  | 5780 | 0 | 0 | 775.332 | 0
07.04. | 3 | 6555.332 |  | 5780 | 0 | 0 | 775.332 | 0
07.04. | 4 | 6555.332 |  | 5780 | 0 | 0 | 775.332 | 0
07.04. | 5 | 6555.332 |  | 5780 | 0 | 0 | 775.332 | 0
07.04. | 6 | 6555.332 |  | 5780 | 0 | 0 | 775.332 | 0
07.04. | 7 | 6555.332 |  | 5780 | 0 | 0 | 775.332 | 0
07.04. | 8 | 6555.332 |  | 5780 | 0 | 0 | 775.332 | 0
07.04. | 9 | 6555.332 |  | 5780 | 0 | 0 | 775.332 | 0
07.04. | 10 | 6555.332 |  | 5780 | 0 | 0 | 775.332 | 0
07.04. | 11 | 6555.332 |  | 5780 | 0 | 0 | 775.332 | 0
07.04. | 12 | 6555.332 |  | 5780 | 0 | 0 | 775.332 | 0
07.04. | 13 | 6555.332 |  | 5780 | 0 | 0 | 775.332 | 0
07.04. | 14 | 6555.332 |  | 5780 | 0 | 0 | 775.332 | 0
07.04. | 15 | 6555.332 |  | 5780 | 0 | 0 | 775.332 | 0
07.04. | 16 | 6555.332 |  | 5780 | 0 | 0 | 775.332 | 0
07.04. | 17 | 6555.332 |  | 5780 | 0 | 0 | 775.332 | 0
07.04. | 18 | 6555.332 |  | 5780 | 0 | 0 | 775.332 | 0
07.04. | 19 | 6555.332 |  | 5780 | 0 | 0 | 775.332 | 0
07.04. | 20 | 6555.332 |  | 5780 | 0 | 0 | 775.332 | 0
07.04. | 21 | 6555.332 |  | 5780 | 0 | 0 | 775.332 | 0
07.04. | 22 | 6555.332 |  | 5780 | 0 | 0 | 775.332 | 0
07.04. | 23 | 6555.332 |  | 5780 | 0 | 0 | 775.332 | 0
07.04. | 24 | 6555.332 |  | 5780 | 0 | 0 | 775.332 | 0
08.04. | 1 | 6555.332 |  | 5780 | 0 | 0 | 775.332 | 0
08.04. | 2 | 6555.332 |  | 5780 | 0 | 0 | 775.332 | 0
08.04. | 3 | 6555.332 |  | 5780 | 0 | 0 | 775.332 | 0
08.04. | 4 | 6555.332 |  | 5780 | 0 | 0 | 775.332 | 0
08.04. | 5 | 6555.332 |  | 5780 | 0 | 0 | 775.332 | 0
08.04. | 6 | 6555.332 |  | 5780 | 0 | 0 | 775.332 | 0
08.04. | 7 | 6555.332 |  | 5780 | 0 | 0 | 775.332 | 0
08.04. | 8 | 6555.332 |  | 5780 | 0 | 0 | 775.332 | 0
08.04. | 9 | 6555.332 |  | 5780 | 0 | 0 | 775.332 | 0
08.04. | 10 | 6555.332 |  | 5780 | 0 | 0 | 775.332 | 0
08.04. | 11 | 6555.332 |  | 5780 | 0 | 0 | 775.332 | 0
08.04. | 12 | 6555.332 |  | 5780 | 0 | 0 | 775.332 | 0
08.04. | 13 | 6555.332 |  | 5780 | 0 | 0 | 775.332 | 0
08.04. | 14 | 6555.332 |  | 5780 | 0 | 0 | 775.332 | 0
08.04. | 15 | 6555.332 |  | 5780 | 0 | 0 | 775.332 | 0
08.04. | 16 | 6555.332 |  | 5780 | 0 | 0 | 775.332 | 0
08.04. | 17 | 6555.332 |  | 5780 | 0 | 0 | 775.332 | 0
08.04. | 18 | 6555.332 |  | 5780 | 0 | 0 | 775.332 | 0
08.04. | 19 | 6555.332 |  | 5780 | 0 | 0 | 775.332 | 0
08.04. | 20 | 6555.332 |  | 5780 | 0 | 0 | 775.332 | 0
08.04. | 21 | 6555.332 |  | 5780 | 0 | 0 | 775.332 | 0
08.04. | 22 | 6555.332 |  | 5780 | 0 | 0 | 775.332 | 0
08.04. | 23 | 6555.332 |  | 5780 | 0 | 0 | 775.332 | 0
08.04. | 24 | 6555.332 |  | 5780 | 0 | 0 | 775.332 | 0
09.04. | 1 | 6555.332 |  | 5780 | 0 | 0 | 775.332 | 0
09.04. | 2 | 6555.332 |  | 5780 | 0 | 0 | 775.332 | 0
09.04. | 3 | 6555.332 |  | 5780 | 0 | 0 | 775.332 | 0
09.04. | 4 | 6555.332 |  | 5780 | 0 | 0 | 775.332 | 0
09.04. | 5 | 6555.332 |  | 5780 | 0 | 0 | 775.332 | 0
09.04. | 6 | 6555.332 |  | 5780 | 0 | 0 | 775.332 | 0
09.04. | 7 | 6555.332 |  | 5780 | 0 | 0 | 775.332 | 0
09.04. | 8 | 6555.332 |  | 5780 | 0 | 0 | 775.332 | 0
09.04. | 9 | 6555.332 |  | 5780 | 0 | 0 | 775.332 | 0
09.04. | 10 | 6555.332 |  | 5780 | 0 | 0 | 775.332 | 0
09.04. | 11 | 6555.332 |  | 5780 | 0 | 0 | 775.332 | 0
09.04. | 12 | 6555.332 |  | 5780 | 0 | 0 | 775.332 | 0
09.04. | 13 | 6555.332 |  | 5780 | 0 | 0 | 775.332 | 0
09.04. | 14 | 6555.332 |  | 5780 | 0 | 0 | 775.332 | 0
09.04. | 15 | 6555.332 |  | 5780 | 0 | 0 | 775.332 | 0
09.04. | 16 | 6555.332 |  | 5780 | 0 | 0 | 775.332 | 0
09.04. | 17 | 6555.332 |  | 5780 | 0 | 0 | 775.332 | 0
09.04. | 18 | 6555.332 |  | 5780 | 0 | 0 | 775.332 | 0
09.04. | 19 | 6555.332 |  | 5780 | 0 | 0 | 775.332 | 0
09.04. | 20 | 6555.332 |  | 5780 | 0 | 0 | 775.332 | 0
09.04. | 21 | 6555.332 |  | 5780 | 0 | 0 | 775.332 | 0
09.04. | 22 | 6555.332 |  | 5780 | 0 | 0 | 775.332 | 0
09.04. | 23 | 6555.332 |  | 5780 | 0 | 0 | 775.332 | 0
09.04. | 24 | 6555.332 |  | 5780 | 0 | 0 | 775.332 | 0
10.04. | 1 | 6555.332 |  | 5780 | 0 | 0 | 775.332 | 0
10.04. | 2 | 6555.332 |  | 5780 | 0 | 0 | 775.332 | 0
10.04. | 3 | 6555.332 |  | 5780 | 0 | 0 | 775.332 | 0
10.04. | 4 | 6555.332 |  | 5780 | 0 | 0 | 775.332 | 0
10.04. | 5 | 6555.332 |  | 5780 | 0 | 0 | 775.332 | 0
10.04. | 6 | 6555.332 |  | 5780 | 0 | 0 | 775.332 | 0
10.04. | 7 | 6555.332 |  | 5780 | 0 | 0 | 775.332 | 0
10.04. | 8 | 6555.332 |  | 5780 | 0 | 0 | 775.332 | 0
10.04. | 9 | 6555.332 |  | 5780 | 0 | 0 | 775.332 | 0
10.04. | 10 | 6555.332 |  | 5780 | 0 | 0 | 775.332 | 0
10.04. | 11 | 6555.332 |  | 5780 | 0 | 0 | 775.332 | 0
10.04. | 12 | 6555.332 |  | 5780 | 0 | 0 | 775.332 | 0
10.04. | 13 | 6555.332 |  | 5780 | 0 | 0 | 775.332 | 0
10.04. | 14 | 6555.332 |  | 5780 | 0 | 0 | 775.332 | 0
10.04. | 15 | 6555.332 |  | 5780 | 0 | 0 | 775.332 | 0
10.04. | 16 | 6555.332 |  | 5780 | 0 | 0 | 775.332 | 0
10.04. | 17 | 6555.332 |  | 5780 | 0 | 0 | 775.332 | 0
10.04. | 18 | 6555.332 |  | 5780 | 0 | 0 | 775.332 | 0
10.04. | 19 | 6555.332 |  | 5780 | 0 | 0 | 775.332 | 0
10.04. | 20 | 6555.332 |  | 5780 | 0 | 0 | 775.332 | 0
10.04. | 21 | 6555.332 |  | 5780 | 0 | 0 | 775.332 | 0
10.04. | 22 | 6555.332 |  | 5780 | 0 | 0 | 775.332 | 0
10.04. | 23 | 6555.332 |  | 5780 | 0 | 0 | 775.332 | 0
10.04. | 24 | 6555.332 |  | 5780 | 0 | 0 | 775.332 | 0
11.04. | 1 | 6555.332 |  | 5780 | 0 | 0 | 775.332 | 0
11.04. | 2 | 6555.332 |  | 5780 | 0 | 0 | 775.332 | 0
11.04. | 3 | 6555.332 |  | 5780 | 0 | 0 | 775.332 | 0
11.04. | 4 | 6555.332 |  | 5780 | 0 | 0 | 775.332 | 0
11.04. | 5 | 6555.332 |  | 5780 | 0 | 0 | 775.332 | 0
11.04. | 6 | 6555.332 |  | 5780 | 0 | 0 | 775.332 | 0
11.04. | 7 | 6555.332 |  | 5780 | 0 | 0 | 775.332 | 0
11.04. | 8 | 6555.332 |  | 5780 | 0 | 0 | 775.332 | 0
11.04. | 9 | 6555.332 |  | 5780 | 0 | 0 | 775.332 | 0
11.04. | 10 | 6555.332 |  | 5780 | 0 | 0 | 775.332 | 0
11.04. | 11 | 6555.332 |  | 5780 | 0 | 0 | 775.332 | 0
11.04. | 12 | 6555.332 |  | 5780 | 0 | 0 | 775.332 | 0
11.04. | 13 | 6555.332 |  | 5780 | 0 | 0 | 775.332 | 0
11.04. | 14 | 6555.332 |  | 5780 | 0 | 0 | 775.332 | 0
11.04. | 15 | 6555.332 |  | 5780 | 0 | 0 | 775.332 | 0
11.04. | 16 | 6555.332 |  | 5780 | 0 | 0 | 775.332 | 0
11.04. | 17 | 6555.332 |  | 5780 | 0 | 0 | 775.332 | 0
11.04. | 18 | 6555.332 |  | 5780 | 0 | 0 | 775.332 | 0
11.04. | 19 | 6555.332 |  | 5780 | 0 | 0 | 775.332 | 0
11.04. | 20 | 6555.332 |  | 5780 | 0 | 0 | 775.332 | 0
11.04. | 21 | 6555.332 |  | 5780 | 0 | 0 | 775.332 | 0
11.04. | 22 | 6555.332 |  | 5780 | 0 | 0 | 775.332 | 0
11.04. | 23 | 6555.332 |  | 5780 | 0 | 0 | 775.332 | 0
11.04. | 24 | 6555.332 |  | 5780 | 0 | 0 | 775.332 | 0
12.04. | 1 | 6555.332 |  | 5780 | 0 | 0 | 775.332 | 0
12.04. | 2 | 6555.332 |  | 5780 | 0 | 0 | 775.332 | 0
12.04. | 3 | 6555.332 |  | 5780 | 0 | 0 | 775.332 | 0
12.04. | 4 | 6555.332 |  | 5780 | 0 | 0 | 775.332 | 0
12.04. | 5 | 6555.332 |  | 5780 | 0 | 0 | 775.332 | 0
12.04. | 6 | 6555.332 |  | 5780 | 0 | 0 | 775.332 | 0
12.04. | 7 | 6555.332 |  | 5780 | 0 | 0 | 775.332 | 0
12.04. | 8 | 6555.332 |  | 5780 | 0 | 0 | 775.332 | 0
12.04. | 9 | 6555.332 |  | 5780 | 0 | 0 | 775.332 | 0
12.04. | 10 | 6555.332 |  | 5780 | 0 | 0 | 775.332 | 0
12.04. | 11 | 6555.332 |  | 5780 | 0 | 0 | 775.332 | 0
12.04. | 12 | 6555.332 |  | 5780 | 0 | 0 | 775.332 | 0
12.04. | 13 | 6555.332 |  | 5780 | 0 | 0 | 775.332 | 0
12.04. | 14 | 6555.332 |  | 5780 | 0 | 0 | 775.332 | 0
12.04. | 15 | 6555.332 |  | 5780 | 0 | 0 | 775.332 | 0
12.04. | 16 | 6555.332 |  | 5780 | 0 | 0 | 775.332 | 0
12.04. | 17 | 6555.332 |  | 5780 | 0 | 0 | 775.332 | 0
12.04. | 18 | 6555.332 |  | 5780 | 0 | 0 | 775.332 | 0
12.04. | 19 | 6555.332 |  | 5780 | 0 | 0 | 775.332 | 0
12.04. | 20 | 6555.332 |  | 5780 | 0 | 0 | 775.332 | 0
12.04. | 21 | 6555.332 |  | 5780 | 0 | 0 | 775.332 | 0
12.04. | 22 | 6555.332 |  | 5780 | 0 | 0 | 775.332 | 0
12.04. | 23 | 6555.332 |  | 5780 | 0 | 0 | 775.332 | 0
12.04. | 24 | 6555.332 |  | 5780 | 0 | 0 | 775.332 | 0
13.04. | 1 | 6555.332 |  | 5780 | 0 | 0 | 775.332 | 0
13.04. | 2 | 6555.332 |  | 5780 | 0 | 0 | 775.332 | 0
13.04. | 3 | 6555.332 |  | 5780 | 0 | 0 | 775.332 | 0
13.04. | 4 | 6555.332 |  | 5780 | 0 | 0 | 775.332 | 0
13.04. | 5 | 6555.332 |  | 5780 | 0 | 0 | 775.332 | 0
13.04. | 6 | 6555.332 |  | 5780 | 0 | 0 | 775.332 | 0
13.04. | 7 | 6555.332 |  | 5780 | 0 | 0 | 775.332 | 0
13.04. | 8 | 6555.332 |  | 5780 | 0 | 0 | 775.332 | 0
13.04. | 9 | 6555.332 |  | 5780 | 0 | 0 | 775.332 | 0
13.04. | 10 | 6555.332 |  | 5780 | 0 | 0 | 775.332 | 0
13.04. | 11 | 6555.332 |  | 5780 | 0 | 0 | 775.332 | 0
13.04. | 12 | 6555.332 |  | 5780 | 0 | 0 | 775.332 | 0
13.04. | 13 | 6555.332 |  | 5780 | 0 | 0 | 775.332 | 0
13.04. | 14 | 6555.332 |  | 5780 | 0 | 0 | 775.332 | 0
13.04. | 15 | 6555.332 |  | 5780 | 0 | 0 | 775.332 | 0
13.04. | 16 | 6555.332 |  | 5780 | 0 | 0 | 775.332 | 0
13.04. | 17 | 6555.332 |  | 5780 | 0 | 0 | 775.332 | 0
13.04. | 18 | 6555.332 |  | 5780 | 0 | 0 | 775.332 | 0
13.04. | 19 | 6555.332 |  | 5780 | 0 | 0 | 775.332 | 0
13.04. | 20 | 6555.332 |  | 5780 | 0 | 0 | 775.332 | 0
13.04. | 21 | 6555.332 |  | 5780 | 0 | 0 | 775.332 | 0
13.04. | 22 | 6555.332 |  | 5780 | 0 | 0 | 775.332 | 0
13.04. | 23 | 6555.332 |  | 5780 | 0 | 0 | 775.332 | 0
13.04. | 24 | 6555.332 |  | 5780 | 0 | 0 | 775.332 | 0
14.04. | 1 | 6555.332 |  | 5780 | 0 | 0 | 775.332 | 0
14.04. | 2 | 6555.332 |  | 5780 | 0 | 0 | 775.332 | 0
14.04. | 3 | 6555.332 |  | 5780 | 0 | 0 | 775.332 | 0
14.04. | 4 | 6555.332 |  | 5780 | 0 | 0 | 775.332 | 0
14.04. | 5 | 6555.332 |  | 5780 | 0 | 0 | 775.332 | 0
14.04. | 6 | 6555.332 |  | 5780 | 0 | 0 | 775.332 | 0
14.04. | 7 | 6555.332 |  | 5780 | 0 | 0 | 775.332 | 0
14.04. | 8 | 6555.332 |  | 5780 | 0 | 0 | 775.332 | 0
14.04. | 9 | 6555.332 |  | 5780 | 0 | 0 | 775.332 | 0
14.04. | 10 | 6555.332 |  | 5780 | 0 | 0 | 775.332 | 0
14.04. | 11 | 6555.332 |  | 5780 | 0 | 0 | 775.332 | 0
14.04. | 12 | 6555.332 |  | 5780 | 0 | 0 | 775.332 | 0
14.04. | 13 | 6555.332 |  | 5780 | 0 | 0 | 775.332 | 0
14.04. | 14 | 6555.332 |  | 5780 | 0 | 0 | 775.332 | 0
14.04. | 15 | 6555.332 |  | 5780 | 0 | 0 | 775.332 | 0
14.04. | 16 | 6555.332 |  | 5780 | 0 | 0 | 775.332 | 0
14.04. | 17 | 6555.332 |  | 5780 | 0 | 0 | 775.332 | 0
14.04. | 18 | 6555.332 |  | 5780 | 0 | 0 | 775.332 | 0
14.04. | 19 | 6555.332 |  | 5780 | 0 | 0 | 775.332 | 0
14.04. | 20 | 6555.332 |  | 5780 | 0 | 0 | 775.332 | 0
14.04. | 21 | 6555.332 |  | 5780 | 0 | 0 | 775.332 | 0
14.04. | 22 | 6555.332 |  | 5780 | 0 | 0 | 775.332 | 0
14.04. | 23 | 6555.332 |  | 5780 | 0 | 0 | 775.332 | 0
14.04. | 24 | 6555.332 |  | 5780 | 0 | 0 | 775.332 | 0
15.04. | 1 | 6555.332 |  | 5780 | 0 | 0 | 775.332 | 0
15.04. | 2 | 6555.332 |  | 5780 | 0 | 0 | 775.332 | 0
15.04. | 3 | 6555.332 |  | 5780 | 0 | 0 | 775.332 | 0
15.04. | 4 | 6555.332 |  | 5780 | 0 | 0 | 775.332 | 0
15.04. | 5 | 6555.332 |  | 5780 | 0 | 0 | 775.332 | 0
15.04. | 6 | 6555.332 |  | 5780 | 0 | 0 | 775.332 | 0
15.04. | 7 | 6555.332 |  | 5780 | 0 | 0 | 775.332 | 0
15.04. | 8 | 6555.332 |  | 5780 | 0 | 0 | 775.332 | 0
15.04. | 9 | 6555.332 |  | 5780 | 0 | 0 | 775.332 | 0
15.04. | 10 | 6555.332 |  | 5780 | 0 | 0 | 775.332 | 0
15.04. | 11 | 6555.332 |  | 5780 | 0 | 0 | 775.332 | 0
15.04. | 12 | 6555.332 |  | 5780 | 0 | 0 | 775.332 | 0
15.04. | 13 | 6555.332 |  | 5780 | 0 | 0 | 775.332 | 0
15.04. | 14 | 6555.332 |  | 5780 | 0 | 0 | 775.332 | 0
15.04. | 15 | 6555.332 |  | 5780 | 0 | 0 | 775.332 | 0
15.04. | 16 | 6555.332 |  | 5780 | 0 | 0 | 775.332 | 0
15.04. | 17 | 6555.332 |  | 5780 | 0 | 0 | 775.332 | 0
15.04. | 18 | 6555.332 |  | 5780 | 0 | 0 | 775.332 | 0
15.04. | 19 | 6555.332 |  | 5780 | 0 | 0 | 775.332 | 0
15.04. | 20 | 6555.332 |  | 5780 | 0 | 0 | 775.332 | 0
15.04. | 21 | 6555.332 |  | 5780 | 0 | 0 | 775.332 | 0
15.04. | 22 | 6555.332 |  | 5780 | 0 | 0 | 775.332 | 0
15.04. | 23 | 6555.332 |  | 5780 | 0 | 0 | 775.332 | 0
15.04. | 24 | 6555.332 |  | 5780 | 0 | 0 | 775.332 | 0
16.04. | 1 | 6555.332 |  | 5780 | 0 | 0 | 775.332 | 0
16.04. | 2 | 6555.332 |  | 5780 | 0 | 0 | 775.332 | 0
16.04. | 3 | 6555.332 |  | 5780 | 0 | 0 | 775.332 | 0
16.04. | 4 | 6555.332 |  | 5780 | 0 | 0 | 775.332 | 0
16.04. | 5 | 6555.332 |  | 5780 | 0 | 0 | 775.332 | 0
16.04. | 6 | 6555.332 |  | 5780 | 0 | 0 | 775.332 | 0
16.04. | 7 | 6555.332 |  | 5780 | 0 | 0 | 775.332 | 0
16.04. | 8 | 6555.332 |  | 5780 | 0 | 0 | 775.332 | 0
16.04. | 9 | 6555.332 |  | 5780 | 0 | 0 | 775.332 | 0
16.04. | 10 | 6555.332 |  | 5780 | 0 | 0 | 775.332 | 0
16.04. | 11 | 6555.332 |  | 5780 | 0 | 0 | 775.332 | 0
16.04. | 12 | 6555.332 |  | 5780 | 0 | 0 | 775.332 | 0
16.04. | 13 | 6555.332 |  | 5780 | 0 | 0 | 775.332 | 0
16.04. | 14 | 6555.332 |  | 5780 | 0 | 0 | 775.332 | 0
16.04. | 15 | 6555.332 |  | 5780 | 0 | 0 | 775.332 | 0
16.04. | 16 | 6555.332 |  | 5780 | 0 | 0 | 775.332 | 0
16.04. | 17 | 6555.332 |  | 5780 | 0 | 0 | 775.332 | 0
16.04. | 18 | 6555.332 |  | 5780 | 0 | 0 | 775.332 | 0
16.04. | 19 | 6555.332 |  | 5780 | 0 | 0 | 775.332 | 0
16.04. | 20 | 6555.332 |  | 5780 | 0 | 0 | 775.332 | 0
16.04. | 21 | 6555.332 |  | 5780 | 0 | 0 | 775.332 | 0
16.04. | 22 | 6555.332 |  | 5780 | 0 | 0 | 775.332 | 0
16.04. | 23 | 6555.332 |  | 5780 | 0 | 0 | 775.332 | 0
16.04. | 24 | 6555.332 |  | 5780 | 0 | 0 | 775.332 | 0
17.04. | 1 | 6555.332 |  | 5780 | 0 | 0 | 775.332 | 0
17.04. | 2 | 6555.332 |  | 5780 | 0 | 0 | 775.332 | 0
17.04. | 3 | 6555.332 |  | 5780 | 0 | 0 | 775.332 | 0
17.04. | 4 | 6555.332 |  | 5780 | 0 | 0 | 775.332 | 0
17.04. | 5 | 6555.332 |  | 5780 | 0 | 0 | 775.332 | 0
17.04. | 6 | 6555.332 |  | 5780 | 0 | 0 | 775.332 | 0
17.04. | 7 | 6555.332 |  | 5780 | 0 | 0 | 775.332 | 0
17.04. | 8 | 6555.332 |  | 5780 | 0 | 0 | 775.332 | 0
17.04. | 9 | 6555.332 |  | 5780 | 0 | 0 | 775.332 | 0
17.04. | 10 | 6555.332 |  | 5780 | 0 | 0 | 775.332 | 0
17.04. | 11 | 6555.332 |  | 5780 | 0 | 0 | 775.332 | 0
17.04. | 12 | 6555.332 |  | 5780 | 0 | 0 | 775.332 | 0
17.04. | 13 | 6555.332 |  | 5780 | 0 | 0 | 775.332 | 0
17.04. | 14 | 6555.332 |  | 5780 | 0 | 0 | 775.332 | 0
17.04. | 15 | 6555.332 |  | 5780 | 0 | 0 | 775.332 | 0
17.04. | 16 | 6555.332 |  | 5780 | 0 | 0 | 775.332 | 0
17.04. | 17 | 6555.332 |  | 5780 | 0 | 0 | 775.332 | 0
17.04. | 18 | 6555.332 |  | 5780 | 0 | 0 | 775.332 | 0
17.04. | 19 | 6555.332 |  | 5780 | 0 | 0 | 775.332 | 0
17.04. | 20 | 6555.332 |  | 5780 | 0 | 0 | 775.332 | 0
17.04. | 21 | 6555.332 |  | 5780 | 0 | 0 | 775.332 | 0
17.04. | 22 | 6555.332 |  | 5780 | 0 | 0 | 775.332 | 0
17.04. | 23 | 6555.332 |  | 5780 | 0 | 0 | 775.332 | 0
17.04. | 24 | 6555.332 |  | 5780 | 0 | 0 | 775.332 | 0
18.04. | 1 | 6555.332 |  | 5780 | 0 | 0 | 775.332 | 0
18.04. | 2 | 6555.332 |  | 5780 | 0 | 0 | 775.332 | 0
18.04. | 3 | 6555.332 |  | 5780 | 0 | 0 | 775.332 | 0
18.04. | 4 | 6555.332 |  | 5780 | 0 | 0 | 775.332 | 0
18.04. | 5 | 6555.332 |  | 5780 | 0 | 0 | 775.332 | 0
18.04. | 6 | 6555.332 |  | 5780 | 0 | 0 | 775.332 | 0
18.04. | 7 | 6555.332 |  | 5780 | 0 | 0 | 775.332 | 0
18.04. | 8 | 6555.332 |  | 5780 | 0 | 0 | 775.332 | 0
18.04. | 9 | 6555.332 |  | 5780 | 0 | 0 | 775.332 | 0
18.04. | 10 | 6555.332 |  | 5780 | 0 | 0 | 775.332 | 0
18.04. | 11 | 6555.332 |  | 5780 | 0 | 0 | 775.332 | 0
18.04. | 12 | 6555.332 |  | 5780 | 0 | 0 | 775.332 | 0
18.04. | 13 | 6555.332 |  | 5780 | 0 | 0 | 775.332 | 0
18.04. | 14 | 6555.332 |  | 5780 | 0 | 0 | 775.332 | 0
18.04. | 15 | 6555.332 |  | 5780 | 0 | 0 | 775.332 | 0
18.04. | 16 | 6555.332 |  | 5780 | 0 | 0 | 775.332 | 0
18.04. | 17 | 6555.332 |  | 5780 | 0 | 0 | 775.332 | 0
18.04. | 18 | 6555.332 |  | 5780 | 0 | 0 | 775.332 | 0
18.04. | 19 | 6555.332 |  | 5780 | 0 | 0 | 775.332 | 0
18.04. | 20 | 6555.332 |  | 5780 | 0 | 0 | 775.332 | 0
18.04. | 21 | 6555.332 |  | 5780 | 0 | 0 | 775.332 | 0
18.04. | 22 | 6555.332 |  | 5780 | 0 | 0 | 775.332 | 0
18.04. | 23 | 6555.332 |  | 5780 | 0 | 0 | 775.332 | 0
18.04. | 24 | 6555.332 |  | 5780 | 0 | 0 | 775.332 | 0
19.04. | 1 | 6555.332 |  | 5780 | 0 | 0 | 775.332 | 0
19.04. | 2 | 6555.332 |  | 5780 | 0 | 0 | 775.332 | 0
19.04. | 3 | 6555.332 |  | 5780 | 0 | 0 | 775.332 | 0
19.04. | 4 | 6555.332 |  | 5780 | 0 | 0 | 775.332 | 0
19.04. | 5 | 6555.332 |  | 5780 | 0 | 0 | 775.332 | 0
19.04. | 6 | 6555.332 |  | 5780 | 0 | 0 | 775.332 | 0
19.04. | 7 | 6555.332 |  | 5780 | 0 | 0 | 775.332 | 0
19.04. | 8 | 6555.332 |  | 5780 | 0 | 0 | 775.332 | 0
19.04. | 9 | 6555.332 |  | 5780 | 0 | 0 | 775.332 | 0
19.04. | 10 | 6555.332 |  | 5780 | 0 | 0 | 775.332 | 0
19.04. | 11 | 6555.332 |  | 5780 | 0 | 0 | 775.332 | 0
19.04. | 12 | 6555.332 |  | 5780 | 0 | 0 | 775.332 | 0
19.04. | 13 | 6555.332 |  | 5780 | 0 | 0 | 775.332 | 0
19.04. | 14 | 6555.332 |  | 5780 | 0 | 0 | 775.332 | 0
19.04. | 15 | 6555.332 |  | 5780 | 0 | 0 | 775.332 | 0
19.04. | 16 | 6555.332 |  | 5780 | 0 | 0 | 775.332 | 0
19.04. | 17 | 6555.332 |  | 5780 | 0 | 0 | 775.332 | 0
19.04. | 18 | 6555.332 |  | 5780 | 0 | 0 | 775.332 | 0
19.04. | 19 | 6555.332 |  | 5780 | 0 | 0 | 775.332 | 0
19.04. | 20 | 6555.332 |  | 5780 | 0 | 0 | 775.332 | 0
19.04. | 21 | 6555.332 |  | 5780 | 0 | 0 | 775.332 | 0
19.04. | 22 | 6555.332 |  | 5780 | 0 | 0 | 775.332 | 0
19.04. | 23 | 6555.332 |  | 5780 | 0 | 0 | 775.332 | 0
19.04. | 24 | 6555.332 |  | 5780 | 0 | 0 | 775.332 | 0
20.04. | 1 | 6555.332 |  | 5780 | 0 | 0 | 775.332 | 0
20.04. | 2 | 6555.332 |  | 5780 | 0 | 0 | 775.332 | 0
20.04. | 3 | 6555.332 |  | 5780 | 0 | 0 | 775.332 | 0
20.04. | 4 | 6555.332 |  | 5780 | 0 | 0 | 775.332 | 0
20.04. | 5 | 6555.332 |  | 5780 | 0 | 0 | 775.332 | 0
20.04. | 6 | 6555.332 |  | 5780 | 0 | 0 | 775.332 | 0
20.04. | 7 | 6555.332 |  | 5780 | 0 | 0 | 775.332 | 0
20.04. | 8 | 6555.332 |  | 5780 | 0 | 0 | 775.332 | 0
20.04. | 9 | 6555.332 |  | 5780 | 0 | 0 | 775.332 | 0
20.04. | 10 | 6555.332 |  | 5780 | 0 | 0 | 775.332 | 0
20.04. | 11 | 6555.332 |  | 5780 | 0 | 0 | 775.332 | 0
20.04. | 12 | 6555.332 |  | 5780 | 0 | 0 | 775.332 | 0
20.04. | 13 | 6555.332 |  | 5780 | 0 | 0 | 775.332 | 0
20.04. | 14 | 6555.332 |  | 5780 | 0 | 0 | 775.332 | 0
20.04. | 15 | 6555.332 |  | 5780 | 0 | 0 | 775.332 | 0
20.04. | 16 | 6555.332 |  | 5780 | 0 | 0 | 775.332 | 0
20.04. | 17 | 6555.332 |  | 5780 | 0 | 0 | 775.332 | 0
20.04. | 18 | 6555.332 |  | 5780 | 0 | 0 | 775.332 | 0
20.04. | 19 | 6555.332 |  | 5780 | 0 | 0 | 775.332 | 0
20.04. | 20 | 6555.332 |  | 5780 | 0 | 0 | 775.332 | 0
20.04. | 21 | 6555.332 |  | 5780 | 0 | 0 | 775.332 | 0
20.04. | 22 | 6555.332 |  | 5780 | 0 | 0 | 775.332 | 0
20.04. | 23 | 6555.332 |  | 5780 | 0 | 0 | 775.332 | 0
20.04. | 24 | 6555.332 |  | 5780 | 0 | 0 | 775.332 | 0
21.04. | 1 | 6555.332 |  | 5780 | 0 | 0 | 775.332 | 0
21.04. | 2 | 6555.332 |  | 5780 | 0 | 0 | 775.332 | 0
21.04. | 3 | 6555.332 |  | 5780 | 0 | 0 | 775.332 | 0
21.04. | 4 | 6555.332 |  | 5780 | 0 | 0 | 775.332 | 0
21.04. | 5 | 6555.332 |  | 5780 | 0 | 0 | 775.332 | 0
21.04. | 6 | 6555.332 |  | 5780 | 0 | 0 | 775.332 | 0
21.04. | 7 | 6555.332 |  | 5780 | 0 | 0 | 775.332 | 0
21.04. | 8 | 6555.332 |  | 5780 | 0 | 0 | 775.332 | 0
21.04. | 9 | 6555.332 |  | 5780 | 0 | 0 | 775.332 | 0
21.04. | 10 | 6555.332 |  | 5780 | 0 | 0 | 775.332 | 0
21.04. | 11 | 6555.332 |  | 5780 | 0 | 0 | 775.332 | 0
21.04. | 12 | 6555.332 |  | 5780 | 0 | 0 | 775.332 | 0
21.04. | 13 | 6555.332 |  | 5780 | 0 | 0 | 775.332 | 0
21.04. | 14 | 6555.332 |  | 5780 | 0 | 0 | 775.332 | 0
21.04. | 15 | 6555.332 |  | 5780 | 0 | 0 | 775.332 | 0
21.04. | 16 | 6555.332 |  | 5780 | 0 | 0 | 775.332 | 0
21.04. | 17 | 6555.332 |  | 5780 | 0 | 0 | 775.332 | 0
21.04. | 18 | 6555.332 |  | 5780 | 0 | 0 | 775.332 | 0
21.04. | 19 | 6555.332 |  | 5780 | 0 | 0 | 775.332 | 0
21.04. | 20 | 6555.332 |  | 5780 | 0 | 0 | 775.332 | 0
21.04. | 21 | 6555.332 |  | 5780 | 0 | 0 | 775.332 | 0
21.04. | 22 | 6555.332 |  | 5780 | 0 | 0 | 775.332 | 0
21.04. | 23 | 6555.332 |  | 5780 | 0 | 0 | 775.332 | 0
21.04. | 24 | 6555.332 |  | 5780 | 0 | 0 | 775.332 | 0
22.04. | 1 | 6555.332 |  | 5780 | 0 | 0 | 775.332 | 0
22.04. | 2 | 6555.332 |  | 5780 | 0 | 0 | 775.332 | 0
22.04. | 3 | 6555.332 |  | 5780 | 0 | 0 | 775.332 | 0
22.04. | 4 | 6555.332 |  | 5780 | 0 | 0 | 775.332 | 0
22.04. | 5 | 6555.332 |  | 5780 | 0 | 0 | 775.332 | 0
22.04. | 6 | 6555.332 |  | 5780 | 0 | 0 | 775.332 | 0
22.04. | 7 | 6555.332 |  | 5780 | 0 | 0 | 775.332 | 0
22.04. | 8 | 6555.332 |  | 5780 | 0 | 0 | 775.332 | 0
22.04. | 9 | 6555.332 |  | 5780 | 0 | 0 | 775.332 | 0
22.04. | 10 | 6555.332 |  | 5780 | 0 | 0 | 775.332 | 0
22.04. | 11 | 6555.332 |  | 5780 | 0 | 0 | 775.332 | 0
22.04. | 12 | 6555.332 |  | 5780 | 0 | 0 | 775.332 | 0
22.04. | 13 | 6555.332 |  | 5780 | 0 | 0 | 775.332 | 0
22.04. | 14 | 6555.332 |  | 5780 | 0 | 0 | 775.332 | 0
22.04. | 15 | 6555.332 |  | 5780 | 0 | 0 | 775.332 | 0
22.04. | 16 | 6555.332 |  | 5780 | 0 | 0 | 775.332 | 0
22.04. | 17 | 6555.332 |  | 5780 | 0 | 0 | 775.332 | 0
22.04. | 18 | 6555.332 |  | 5780 | 0 | 0 | 775.332 | 0
22.04. | 19 | 6555.332 |  | 5780 | 0 | 0 | 775.332 | 0
22.04. | 20 | 6555.332 |  | 5780 | 0 | 0 | 775.332 | 0
22.04. | 21 | 6555.332 |  | 5780 | 0 | 0 | 775.332 | 0
22.04. | 22 | 6555.332 |  | 5780 | 0 | 0 | 775.332 | 0
22.04. | 23 | 6555.332 |  | 5780 | 0 | 0 | 775.332 | 0
22.04. | 24 | 6555.332 |  | 5780 | 0 | 0 | 775.332 | 0
23.04. | 1 | 6555.332 |  | 5780 | 0 | 0 | 775.332 | 0
23.04. | 2 | 6555.332 |  | 5780 | 0 | 0 | 775.332 | 0
23.04. | 3 | 6555.332 |  | 5780 | 0 | 0 | 775.332 | 0
23.04. | 4 | 6555.332 |  | 5780 | 0 | 0 | 775.332 | 0
23.04. | 5 | 6555.332 |  | 5780 | 0 | 0 | 775.332 | 0
23.04. | 6 | 6555.332 |  | 5780 | 0 | 0 | 775.332 | 0
23.04. | 7 | 6555.332 |  | 5780 | 0 | 0 | 775.332 | 0
23.04. | 8 | 6555.332 |  | 5780 | 0 | 0 | 775.332 | 0
23.04. | 9 | 6555.332 |  | 5780 | 0 | 0 | 775.332 | 0
23.04. | 10 | 6555.332 |  | 5780 | 0 | 0 | 775.332 | 0
23.04. | 11 | 6555.332 |  | 5780 | 0 | 0 | 775.332 | 0
23.04. | 12 | 6555.332 |  | 5780 | 0 | 0 | 775.332 | 0
23.04. | 13 | 6555.332 |  | 5780 | 0 | 0 | 775.332 | 0
23.04. | 14 | 6555.332 |  | 5780 | 0 | 0 | 775.332 | 0
23.04. | 15 | 6555.332 |  | 5780 | 0 | 0 | 775.332 | 0
23.04. | 16 | 6555.332 |  | 5780 | 0 | 0 | 775.332 | 0
23.04. | 17 | 6555.332 |  | 5780 | 0 | 0 | 775.332 | 0
23.04. | 18 | 6555.332 |  | 5780 | 0 | 0 | 775.332 | 0
23.04. | 19 | 6555.332 |  | 5780 | 0 | 0 | 775.332 | 0
23.04. | 20 | 6555.332 |  | 5780 | 0 | 0 | 775.332 | 0
23.04. | 21 | 6555.332 |  | 5780 | 0 | 0 | 775.332 | 0
23.04. | 22 | 6555.332 |  | 5780 | 0 | 0 | 775.332 | 0
23.04. | 23 | 6555.332 |  | 5780 | 0 | 0 | 775.332 | 0
23.04. | 24 | 6555.332 |  | 5780 | 0 | 0 | 775.332 | 0
24.04. | 1 | 6555.332 |  | 5780 | 0 | 0 | 775.332 | 0
24.04. | 2 | 6555.332 |  | 5780 | 0 | 0 | 775.332 | 0
24.04. | 3 | 6555.332 |  | 5780 | 0 | 0 | 775.332 | 0
24.04. | 4 | 6555.332 |  | 5780 | 0 | 0 | 775.332 | 0
24.04. | 5 | 6555.332 |  | 5780 | 0 | 0 | 775.332 | 0
24.04. | 6 | 6555.332 |  | 5780 | 0 | 0 | 775.332 | 0
24.04. | 7 | 6555.332 |  | 5780 | 0 | 0 | 775.332 | 0
24.04. | 8 | 6555.332 |  | 5780 | 0 | 0 | 775.332 | 0
24.04. | 9 | 6555.332 |  | 5780 | 0 | 0 | 775.332 | 0
24.04. | 10 | 6555.332 |  | 5780 | 0 | 0 | 775.332 | 0
24.04. | 11 | 6555.332 |  | 5780 | 0 | 0 | 775.332 | 0
24.04. | 12 | 6555.332 |  | 5780 | 0 | 0 | 775.332 | 0
24.04. | 13 | 6555.332 |  | 5780 | 0 | 0 | 775.332 | 0
24.04. | 14 | 6555.332 |  | 5780 | 0 | 0 | 775.332 | 0
24.04. | 15 | 6555.332 |  | 5780 | 0 | 0 | 775.332 | 0
24.04. | 16 | 6555.332 |  | 5780 | 0 | 0 | 775.332 | 0
24.04. | 17 | 6555.332 |  | 5780 | 0 | 0 | 775.332 | 0
24.04. | 18 | 6555.332 |  | 5780 | 0 | 0 | 775.332 | 0
24.04. | 19 | 6555.332 |  | 5780 | 0 | 0 | 775.332 | 0
24.04. | 20 | 6555.332 |  | 5780 | 0 | 0 | 775.332 | 0
24.04. | 21 | 6555.332 |  | 5780 | 0 | 0 | 775.332 | 0
24.04. | 22 | 6555.332 |  | 5780 | 0 | 0 | 775.332 | 0
24.04. | 23 | 6555.332 |  | 5780 | 0 | 0 | 775.332 | 0
24.04. | 24 | 6555.332 |  | 5780 | 0 | 0 | 775.332 | 0
25.04. | 1 | 6555.332 |  | 5780 | 0 | 0 | 775.332 | 0
25.04. | 2 | 6555.332 |  | 5780 | 0 | 0 | 775.332 | 0
25.04. | 3 | 6555.332 |  | 5780 | 0 | 0 | 775.332 | 0
25.04. | 4 | 6555.332 |  | 5780 | 0 | 0 | 775.332 | 0
25.04. | 5 | 6555.332 |  | 5780 | 0 | 0 | 775.332 | 0
25.04. | 6 | 6555.332 |  | 5780 | 0 | 0 | 775.332 | 0
25.04. | 7 | 6555.332 |  | 5780 | 0 | 0 | 775.332 | 0
25.04. | 8 | 6555.332 |  | 5780 | 0 | 0 | 775.332 | 0
25.04. | 9 | 6555.332 |  | 5780 | 0 | 0 | 775.332 | 0
25.04. | 10 | 6555.332 |  | 5780 | 0 | 0 | 775.332 | 0
25.04. | 11 | 6555.332 |  | 5780 | 0 | 0 | 775.332 | 0
25.04. | 12 | 6555.332 |  | 5780 | 0 | 0 | 775.332 | 0
25.04. | 13 | 6555.332 |  | 5780 | 0 | 0 | 775.332 | 0
25.04. | 14 | 6555.332 |  | 5780 | 0 | 0 | 775.332 | 0
25.04. | 15 | 6555.332 |  | 5780 | 0 | 0 | 775.332 | 0
25.04. | 16 | 6555.332 |  | 5780 | 0 | 0 | 775.332 | 0
25.04. | 17 | 6555.332 |  | 5780 | 0 | 0 | 775.332 | 0
25.04. | 18 | 6555.332 |  | 5780 | 0 | 0 | 775.332 | 0
25.04. | 19 | 6555.332 |  | 5780 | 0 | 0 | 775.332 | 0
25.04. | 20 | 6555.332 |  | 5780 | 0 | 0 | 775.332 | 0
25.04. | 21 | 6555.332 |  | 5780 | 0 | 0 | 775.332 | 0
25.04. | 22 | 6555.332 |  | 5780 | 0 | 0 | 775.332 | 0
25.04. | 23 | 6555.332 |  | 5780 | 0 | 0 | 775.332 | 0
25.04. | 24 | 6555.332 |  | 5780 | 0 | 0 | 775.332 | 0
26.04. | 1 | 6555.332 |  | 5780 | 0 | 0 | 775.332 | 0
26.04. | 2 | 6555.332 |  | 5780 | 0 | 0 | 775.332 | 0
26.04. | 3 | 6555.332 |  | 5780 | 0 | 0 | 775.332 | 0
26.04. | 4 | 6555.332 |  | 5780 | 0 | 0 | 775.332 | 0
26.04. | 5 | 6555.332 |  | 5780 | 0 | 0 | 775.332 | 0
26.04. | 6 | 6555.332 |  | 5780 | 0 | 0 | 775.332 | 0
26.04. | 7 | 6555.332 |  | 5780 | 0 | 0 | 775.332 | 0
26.04. | 8 | 6555.332 |  | 5780 | 0 | 0 | 775.332 | 0
26.04. | 9 | 6555.332 |  | 5780 | 0 | 0 | 775.332 | 0
26.04. | 10 | 6555.332 |  | 5780 | 0 | 0 | 775.332 | 0
26.04. | 11 | 6555.332 |  | 5780 | 0 | 0 | 775.332 | 0
26.04. | 12 | 6555.332 |  | 5780 | 0 | 0 | 775.332 | 0
26.04. | 13 | 6555.332 |  | 5780 | 0 | 0 | 775.332 | 0
26.04. | 14 | 6555.332 |  | 5780 | 0 | 0 | 775.332 | 0
26.04. | 15 | 6555.332 |  | 5780 | 0 | 0 | 775.332 | 0
26.04. | 16 | 6555.332 |  | 5780 | 0 | 0 | 775.332 | 0
26.04. | 17 | 6555.332 |  | 5780 | 0 | 0 | 775.332 | 0
26.04. | 18 | 6555.332 |  | 5780 | 0 | 0 | 775.332 | 0
26.04. | 19 | 6555.332 |  | 5780 | 0 | 0 | 775.332 | 0
26.04. | 20 | 6555.332 |  | 5780 | 0 | 0 | 775.332 | 0
26.04. | 21 | 6555.332 |  | 5780 | 0 | 0 | 775.332 | 0
26.04. | 22 | 6555.332 |  | 5780 | 0 | 0 | 775.332 | 0
26.04. | 23 | 6555.332 |  | 5780 | 0 | 0 | 775.332 | 0
26.04. | 24 | 6555.332 |  | 5780 | 0 | 0 | 775.332 | 0
27.04. | 1 | 6555.332 |  | 5780 | 0 | 0 | 775.332 | 0
27.04. | 2 | 6555.332 |  | 5780 | 0 | 0 | 775.332 | 0
27.04. | 3 | 6555.332 |  | 5780 | 0 | 0 | 775.332 | 0
27.04. | 4 | 6555.332 |  | 5780 | 0 | 0 | 775.332 | 0
27.04. | 5 | 6555.332 |  | 5780 | 0 | 0 | 775.332 | 0
27.04. | 6 | 6555.332 |  | 5780 | 0 | 0 | 775.332 | 0
27.04. | 7 | 6555.332 |  | 5780 | 0 | 0 | 775.332 | 0
27.04. | 8 | 6555.332 |  | 5780 | 0 | 0 | 775.332 | 0
27.04. | 9 | 6555.332 |  | 5780 | 0 | 0 | 775.332 | 0
27.04. | 10 | 6555.332 |  | 5780 | 0 | 0 | 775.332 | 0
27.04. | 11 | 6555.332 |  | 5780 | 0 | 0 | 775.332 | 0
27.04. | 12 | 6555.332 |  | 5780 | 0 | 0 | 775.332 | 0
27.04. | 13 | 6555.332 |  | 5780 | 0 | 0 | 775.332 | 0
27.04. | 14 | 6555.332 |  | 5780 | 0 | 0 | 775.332 | 0
27.04. | 15 | 6555.332 |  | 5780 | 0 | 0 | 775.332 | 0
27.04. | 16 | 6555.332 |  | 5780 | 0 | 0 | 775.332 | 0
27.04. | 17 | 6555.332 |  | 5780 | 0 | 0 | 775.332 | 0
27.04. | 18 | 6555.332 |  | 5780 | 0 | 0 | 775.332 | 0
27.04. | 19 | 6555.332 |  | 5780 | 0 | 0 | 775.332 | 0
27.04. | 20 | 6555.332 |  | 5780 | 0 | 0 | 775.332 | 0
27.04. | 21 | 6555.332 |  | 5780 | 0 | 0 | 775.332 | 0
27.04. | 22 | 6555.332 |  | 5780 | 0 | 0 | 775.332 | 0
27.04. | 23 | 6555.332 |  | 5780 | 0 | 0 | 775.332 | 0
27.04. | 24 | 6555.332 |  | 5780 | 0 | 0 | 775.332 | 0
28.04. | 1 | 6555.332 |  | 5780 | 0 | 0 | 775.332 | 0
28.04. | 2 | 6555.332 |  | 5780 | 0 | 0 | 775.332 | 0
28.04. | 3 | 6555.332 |  | 5780 | 0 | 0 | 775.332 | 0
28.04. | 4 | 6555.332 |  | 5780 | 0 | 0 | 775.332 | 0
28.04. | 5 | 6555.332 |  | 5780 | 0 | 0 | 775.332 | 0
28.04. | 6 | 6555.332 |  | 5780 | 0 | 0 | 775.332 | 0
28.04. | 7 | 6555.332 |  | 5780 | 0 | 0 | 775.332 | 0
28.04. | 8 | 6555.332 |  | 5780 | 0 | 0 | 775.332 | 0
28.04. | 9 | 6555.332 |  | 5780 | 0 | 0 | 775.332 | 0
28.04. | 10 | 6555.332 |  | 5780 | 0 | 0 | 775.332 | 0
28.04. | 11 | 6555.332 |  | 5780 | 0 | 0 | 775.332 | 0
28.04. | 12 | 6555.332 |  | 5780 | 0 | 0 | 775.332 | 0
28.04. | 13 | 6555.332 |  | 5780 | 0 | 0 | 775.332 | 0
28.04. | 14 | 6555.332 |  | 5780 | 0 | 0 | 775.332 | 0
28.04. | 15 | 6555.332 |  | 5780 | 0 | 0 | 775.332 | 0
28.04. | 16 | 6555.332 |  | 5780 | 0 | 0 | 775.332 | 0
28.04. | 17 | 6555.332 |  | 5780 | 0 | 0 | 775.332 | 0
28.04. | 18 | 6555.332 |  | 5780 | 0 | 0 | 775.332 | 0
28.04. | 19 | 6555.332 |  | 5780 | 0 | 0 | 775.332 | 0
28.04. | 20 | 6555.332 |  | 5780 | 0 | 0 | 775.332 | 0
28.04. | 21 | 6555.332 |  | 5780 | 0 | 0 | 775.332 | 0
28.04. | 22 | 6555.332 |  | 5780 | 0 | 0 | 775.332 | 0
28.04. | 23 | 6555.332 |  | 5780 | 0 | 0 | 775.332 | 0
28.04. | 24 | 6555.332 |  | 5780 | 0 | 0 | 775.332 | 0
29.04. | 1 | 6555.332 |  | 5780 | 0 | 0 | 775.332 | 0
29.04. | 2 | 6555.332 |  | 5780 | 0 | 0 | 775.332 | 0
29.04. | 3 | 6555.332 |  | 5780 | 0 | 0 | 775.332 | 0
29.04. | 4 | 6555.332 |  | 5780 | 0 | 0 | 775.332 | 0
29.04. | 5 | 6555.332 |  | 5780 | 0 | 0 | 775.332 | 0
29.04. | 6 | 6555.332 |  | 5780 | 0 | 0 | 775.332 | 0
29.04. | 7 | 6555.332 |  | 5780 | 0 | 0 | 775.332 | 0
29.04. | 8 | 6555.332 |  | 5780 | 0 | 0 | 775.332 | 0
29.04. | 9 | 6555.332 |  | 5780 | 0 | 0 | 775.332 | 0
29.04. | 10 | 6555.332 |  | 5780 | 0 | 0 | 775.332 | 0
29.04. | 11 | 6555.332 |  | 5780 | 0 | 0 | 775.332 | 0
29.04. | 12 | 6555.332 |  | 5780 | 0 | 0 | 775.332 | 0
29.04. | 13 | 6555.332 |  | 5780 | 0 | 0 | 775.332 | 0
29.04. | 14 | 6555.332 |  | 5780 | 0 | 0 | 775.332 | 0
29.04. | 15 | 6555.332 |  | 5780 | 0 | 0 | 775.332 | 0
29.04. | 16 | 6555.332 |  | 5780 | 0 | 0 | 775.332 | 0
29.04. | 17 | 6555.332 |  | 5780 | 0 | 0 | 775.332 | 0
29.04. | 18 | 6555.332 |  | 5780 | 0 | 0 | 775.332 | 0
29.04. | 19 | 6555.332 |  | 5780 | 0 | 0 | 775.332 | 0
29.04. | 20 | 6555.332 |  | 5780 | 0 | 0 | 775.332 | 0
29.04. | 21 | 6555.332 |  | 5780 | 0 | 0 | 775.332 | 0
29.04. | 22 | 6555.332 |  | 5780 | 0 | 0 | 775.332 | 0
29.04. | 23 | 6555.332 |  | 5780 | 0 | 0 | 775.332 | 0
29.04. | 24 | 6555.332 |  | 5780 | 0 | 0 | 775.332 | 0
30.04. | 1 | 6555.332 |  | 5780 | 0 | 0 | 775.332 | 0
30.04. | 2 | 6555.332 |  | 5780 | 0 | 0 | 775.332 | 0
30.04. | 3 | 6555.332 |  | 5780 | 0 | 0 | 775.332 | 0
30.04. | 4 | 6555.332 |  | 5780 | 0 | 0 | 775.332 | 0
30.04. | 5 | 6555.332 |  | 5780 | 0 | 0 | 775.332 | 0
30.04. | 6 | 6555.332 |  | 5780 | 0 | 0 | 775.332 | 0
30.04. | 7 | 6555.332 |  | 5780 | 0 | 0 | 775.332 | 0
30.04. | 8 | 6555.332 |  | 5780 | 0 | 0 | 775.332 | 0
30.04. | 9 | 6555.332 |  | 5780 | 0 | 0 | 775.332 | 0
30.04. | 10 | 6555.332 |  | 5780 | 0 | 0 | 775.332 | 0
30.04. | 11 | 6555.332 |  | 5780 | 0 | 0 | 775.332 | 0
30.04. | 12 | 6555.332 |  | 5780 | 0 | 0 | 775.332 | 0
30.04. | 13 | 6555.332 |  | 5780 | 0 | 0 | 775.332 | 0
30.04. | 14 | 6555.332 |  | 5780 | 0 | 0 | 775.332 | 0
30.04. | 15 | 6555.332 |  | 5780 | 0 | 0 | 775.332 | 0
30.04. | 16 | 6555.332 |  | 5780 | 0 | 0 | 775.332 | 0
30.04. | 17 | 6555.332 |  | 5780 | 0 | 0 | 775.332 | 0
30.04. | 18 | 6555.332 |  | 5780 | 0 | 0 | 775.332 | 0
30.04. | 19 | 6555.332 |  | 5780 | 0 | 0 | 775.332 | 0
30.04. | 20 | 6555.332 |  | 5780 | 0 | 0 | 775.332 | 0
30.04. | 21 | 6555.332 |  | 5780 | 0 | 0 | 775.332 | 0
30.04. | 22 | 6555.332 |  | 5780 | 0 | 0 | 775.332 | 0
30.04. | 23 | 6555.332 |  | 5780 | 0 | 0 | 775.332 | 0
30.04. | 24 | 6555.332 |  | 5780 | 0 | 0 | 775.332 | 0
01.05. | 1 | 6555.332 |  | 5780 | 0 | 0 | 775.332 | 0
01.05. | 2 | 6555.332 |  | 5780 | 0 | 0 | 775.332 | 0
01.05. | 3 | 6555.332 |  | 5780 | 0 | 0 | 775.332 | 0
01.05. | 4 | 6555.332 |  | 5780 | 0 | 0 | 775.332 | 0
01.05. | 5 | 6555.332 |  | 5780 | 0 | 0 | 775.332 | 0
01.05. | 6 | 6555.332 |  | 5780 | 0 | 0 | 775.332 | 0
01.05. | 7 | 6555.332 |  | 5780 | 0 | 0 | 775.332 | 0
01.05. | 8 | 6555.332 |  | 5780 | 0 | 0 | 775.332 | 0
01.05. | 9 | 6555.332 |  | 5780 | 0 | 0 | 775.332 | 0
01.05. | 10 | 6555.332 |  | 5780 | 0 | 0 | 775.332 | 0
01.05. | 11 | 6555.332 |  | 5780 | 0 | 0 | 775.332 | 0
01.05. | 12 | 6555.332 |  | 5780 | 0 | 0 | 775.332 | 0
01.05. | 13 | 6555.332 |  | 5780 | 0 | 0 | 775.332 | 0
01.05. | 14 | 6555.332 |  | 5780 | 0 | 0 | 775.332 | 0
01.05. | 15 | 6555.332 |  | 5780 | 0 | 0 | 775.332 | 0
01.05. | 16 | 6555.332 |  | 5780 | 0 | 0 | 775.332 | 0
01.05. | 17 | 6555.332 |  | 5780 | 0 | 0 | 775.332 | 0
01.05. | 18 | 6555.332 |  | 5780 | 0 | 0 | 775.332 | 0
01.05. | 19 | 6555.332 |  | 5780 | 0 | 0 | 775.332 | 0
01.05. | 20 | 6555.332 |  | 5780 | 0 | 0 | 775.332 | 0
01.05. | 21 | 6555.332 |  | 5780 | 0 | 0 | 775.332 | 0
01.05. | 22 | 6555.332 |  | 5780 | 0 | 0 | 775.332 | 0
01.05. | 23 | 6555.332 |  | 5780 | 0 | 0 | 775.332 | 0
01.05. | 24 | 6555.332 |  | 5780 | 0 | 0 | 775.332 | 0
02.05. | 1 | 6555.332 |  | 5780 | 0 | 0 | 775.332 | 0
02.05. | 2 | 6555.332 |  | 5780 | 0 | 0 | 775.332 | 0
02.05. | 3 | 6555.332 |  | 5780 | 0 | 0 | 775.332 | 0
02.05. | 4 | 6555.332 |  | 5780 | 0 | 0 | 775.332 | 0
02.05. | 5 | 6555.332 |  | 5780 | 0 | 0 | 775.332 | 0
02.05. | 6 | 6555.332 |  | 5780 | 0 | 0 | 775.332 | 0
02.05. | 7 | 6555.332 |  | 5780 | 0 | 0 | 775.332 | 0
02.05. | 8 | 6555.332 |  | 5780 | 0 | 0 | 775.332 | 0
02.05. | 9 | 6555.332 |  | 5780 | 0 | 0 | 775.332 | 0
02.05. | 10 | 6555.332 |  | 5780 | 0 | 0 | 775.332 | 0
02.05. | 11 | 6555.332 |  | 5780 | 0 | 0 | 775.332 | 0
02.05. | 12 | 6555.332 |  | 5780 | 0 | 0 | 775.332 | 0
02.05. | 13 | 6555.332 |  | 5780 | 0 | 0 | 775.332 | 0
02.05. | 14 | 6555.332 |  | 5780 | 0 | 0 | 775.332 | 0
02.05. | 15 | 6555.332 |  | 5780 | 0 | 0 | 775.332 | 0
02.05. | 16 | 6555.332 |  | 5780 | 0 | 0 | 775.332 | 0
02.05. | 17 | 6555.332 |  | 5780 | 0 | 0 | 775.332 | 0
02.05. | 18 | 6555.332 |  | 5780 | 0 | 0 | 775.332 | 0
02.05. | 19 | 6555.332 |  | 5780 | 0 | 0 | 775.332 | 0
02.05. | 20 | 6555.332 |  | 5780 | 0 | 0 | 775.332 | 0
02.05. | 21 | 6555.332 |  | 5780 | 0 | 0 | 775.332 | 0
02.05. | 22 | 6555.332 |  | 5780 | 0 | 0 | 775.332 | 0
02.05. | 23 | 6555.332 |  | 5780 | 0 | 0 | 775.332 | 0
02.05. | 24 | 6555.332 |  | 5780 | 0 | 0 | 775.332 | 0
03.05. | 1 | 6555.332 |  | 5780 | 0 | 0 | 775.332 | 0
03.05. | 2 | 6555.332 |  | 5780 | 0 | 0 | 775.332 | 0
03.05. | 3 | 6555.332 |  | 5780 | 0 | 0 | 775.332 | 0
03.05. | 4 | 6555.332 |  | 5780 | 0 | 0 | 775.332 | 0
03.05. | 5 | 6555.332 |  | 5780 | 0 | 0 | 775.332 | 0
03.05. | 6 | 6555.332 |  | 5780 | 0 | 0 | 775.332 | 0
03.05. | 7 | 6555.332 |  | 5780 | 0 | 0 | 775.332 | 0
03.05. | 8 | 6555.332 |  | 5780 | 0 | 0 | 775.332 | 0
03.05. | 9 | 6555.332 |  | 5780 | 0 | 0 | 775.332 | 0
03.05. | 10 | 6555.332 |  | 5780 | 0 | 0 | 775.332 | 0
03.05. | 11 | 6555.332 |  | 5780 | 0 | 0 | 775.332 | 0
03.05. | 12 | 6555.332 |  | 5780 | 0 | 0 | 775.332 | 0
03.05. | 13 | 6555.332 |  | 5780 | 0 | 0 | 775.332 | 0
03.05. | 14 | 6555.332 |  | 5780 | 0 | 0 | 775.332 | 0
03.05. | 15 | 6555.332 |  | 5780 | 0 | 0 | 775.332 | 0
03.05. | 16 | 6555.332 |  | 5780 | 0 | 0 | 775.332 | 0
03.05. | 17 | 6555.332 |  | 5780 | 0 | 0 | 775.332 | 0
03.05. | 18 | 6555.332 |  | 5780 | 0 | 0 | 775.332 | 0
03.05. | 19 | 6555.332 |  | 5780 | 0 | 0 | 775.332 | 0
03.05. | 20 | 6555.332 |  | 5780 | 0 | 0 | 775.332 | 0
03.05. | 21 | 6555.332 |  | 5780 | 0 | 0 | 775.332 | 0
03.05. | 22 | 6555.332 |  | 5780 | 0 | 0 | 775.332 | 0
03.05. | 23 | 6555.332 |  | 5780 | 0 | 0 | 775.332 | 0
03.05. | 24 | 6555.332 |  | 5780 | 0 | 0 | 775.332 | 0
04.05. | 1 | 6555.332 |  | 5780 | 0 | 0 | 775.332 | 0
04.05. | 2 | 6555.332 |  | 5780 | 0 | 0 | 775.332 | 0
04.05. | 3 | 6555.332 |  | 5780 | 0 | 0 | 775.332 | 0
04.05. | 4 | 6555.332 |  | 5780 | 0 | 0 | 775.332 | 0
04.05. | 5 | 6555.332 |  | 5780 | 0 | 0 | 775.332 | 0
04.05. | 6 | 6555.332 |  | 5780 | 0 | 0 | 775.332 | 0
04.05. | 7 | 6555.332 |  | 5780 | 0 | 0 | 775.332 | 0
04.05. | 8 | 6555.332 |  | 5780 | 0 | 0 | 775.332 | 0
04.05. | 9 | 6555.332 |  | 5780 | 0 | 0 | 775.332 | 0
04.05. | 10 | 6555.332 |  | 5780 | 0 | 0 | 775.332 | 0
04.05. | 11 | 6555.332 |  | 5780 | 0 | 0 | 775.332 | 0
04.05. | 12 | 6555.332 |  | 5780 | 0 | 0 | 775.332 | 0
04.05. | 13 | 6555.332 |  | 5780 | 0 | 0 | 775.332 | 0
04.05. | 14 | 6555.332 |  | 5780 | 0 | 0 | 775.332 | 0
04.05. | 15 | 6555.332 |  | 5780 | 0 | 0 | 775.332 | 0
04.05. | 16 | 6555.332 |  | 5780 | 0 | 0 | 775.332 | 0
04.05. | 17 | 6555.332 |  | 5780 | 0 | 0 | 775.332 | 0
04.05. | 18 | 6555.332 |  | 5780 | 0 | 0 | 775.332 | 0
04.05. | 19 | 6555.332 |  | 5780 | 0 | 0 | 775.332 | 0
04.05. | 20 | 6555.332 |  | 5780 | 0 | 0 | 775.332 | 0
04.05. | 21 | 6555.332 |  | 5780 | 0 | 0 | 775.332 | 0
04.05. | 22 | 6555.332 |  | 5780 | 0 | 0 | 775.332 | 0
04.05. | 23 | 6555.332 |  | 5780 | 0 | 0 | 775.332 | 0
04.05. | 24 | 6555.332 |  | 5780 | 0 | 0 | 775.332 | 0
05.05. | 1 | 6555.332 |  | 5780 | 0 | 0 | 775.332 | 0
05.05. | 2 | 6555.332 |  | 5780 | 0 | 0 | 775.332 | 0
05.05. | 3 | 6555.332 |  | 5780 | 0 | 0 | 775.332 | 0
05.05. | 4 | 6555.332 |  | 5780 | 0 | 0 | 775.332 | 0
05.05. | 5 | 6555.332 |  | 5780 | 0 | 0 | 775.332 | 0
05.05. | 6 | 6555.332 |  | 5780 | 0 | 0 | 775.332 | 0
05.05. | 7 | 6555.332 |  | 5780 | 0 | 0 | 775.332 | 0
05.05. | 8 | 6555.332 |  | 5780 | 0 | 0 | 775.332 | 0
05.05. | 9 | 6555.332 |  | 5780 | 0 | 0 | 775.332 | 0
05.05. | 10 | 6555.332 |  | 5780 | 0 | 0 | 775.332 | 0
05.05. | 11 | 6555.332 |  | 5780 | 0 | 0 | 775.332 | 0
05.05. | 12 | 6555.332 |  | 5780 | 0 | 0 | 775.332 | 0
05.05. | 13 | 6555.332 |  | 5780 | 0 | 0 | 775.332 | 0
05.05. | 14 | 6555.332 |  | 5780 | 0 | 0 | 775.332 | 0
05.05. | 15 | 6555.332 |  | 5780 | 0 | 0 | 775.332 | 0
05.05. | 16 | 6555.332 |  | 5780 | 0 | 0 | 775.332 | 0
05.05. | 17 | 6555.332 |  | 5780 | 0 | 0 | 775.332 | 0
05.05. | 18 | 6555.332 |  | 5780 | 0 | 0 | 775.332 | 0
05.05. | 19 | 6555.332 |  | 5780 | 0 | 0 | 775.332 | 0
05.05. | 20 | 6555.332 |  | 5780 | 0 | 0 | 775.332 | 0
05.05. | 21 | 6555.332 |  | 5780 | 0 | 0 | 775.332 | 0
05.05. | 22 | 6555.332 |  | 5780 | 0 | 0 | 775.332 | 0
05.05. | 23 | 6555.332 |  | 5780 | 0 | 0 | 775.332 | 0
05.05. | 24 | 6555.332 |  | 5780 | 0 | 0 | 775.332 | 0
06.05. | 1 | 6555.332 |  | 5780 | 0 | 0 | 775.332 | 0
06.05. | 2 | 6555.332 |  | 5780 | 0 | 0 | 775.332 | 0
06.05. | 3 | 6555.332 |  | 5780 | 0 | 0 | 775.332 | 0
06.05. | 4 | 6555.332 |  | 5780 | 0 | 0 | 775.332 | 0
06.05. | 5 | 6555.332 |  | 5780 | 0 | 0 | 775.332 | 0
06.05. | 6 | 6555.332 |  | 5780 | 0 | 0 | 775.332 | 0
06.05. | 7 | 6555.332 |  | 5780 | 0 | 0 | 775.332 | 0
06.05. | 8 | 6555.332 |  | 5780 | 0 | 0 | 775.332 | 0
06.05. | 9 | 6555.332 |  | 5780 | 0 | 0 | 775.332 | 0
06.05. | 10 | 6555.332 |  | 5780 | 0 | 0 | 775.332 | 0
06.05. | 11 | 6555.332 |  | 5780 | 0 | 0 | 775.332 | 0
06.05. | 12 | 6555.332 |  | 5780 | 0 | 0 | 775.332 | 0
06.05. | 13 | 6555.332 |  | 5780 | 0 | 0 | 775.332 | 0
06.05. | 14 | 6555.332 |  | 5780 | 0 | 0 | 775.332 | 0
06.05. | 15 | 6555.332 |  | 5780 | 0 | 0 | 775.332 | 0
06.05. | 16 | 6555.332 |  | 5780 | 0 | 0 | 775.332 | 0
06.05. | 17 | 6555.332 |  | 5780 | 0 | 0 | 775.332 | 0
06.05. | 18 | 6555.332 |  | 5780 | 0 | 0 | 775.332 | 0
06.05. | 19 | 6555.332 |  | 5780 | 0 | 0 | 775.332 | 0
06.05. | 20 | 6555.332 |  | 5780 | 0 | 0 | 775.332 | 0
06.05. | 21 | 6555.332 |  | 5780 | 0 | 0 | 775.332 | 0
06.05. | 22 | 6555.332 |  | 5780 | 0 | 0 | 775.332 | 0
06.05. | 23 | 6555.332 |  | 5780 | 0 | 0 | 775.332 | 0
06.05. | 24 | 6555.332 |  | 5780 | 0 | 0 | 775.332 | 0
07.05. | 1 | 6555.332 |  | 5780 | 0 | 0 | 775.332 | 0
07.05. | 2 | 6555.332 |  | 5780 | 0 | 0 | 775.332 | 0
07.05. | 3 | 6555.332 |  | 5780 | 0 | 0 | 775.332 | 0
07.05. | 4 | 6555.332 |  | 5780 | 0 | 0 | 775.332 | 0
07.05. | 5 | 6555.332 |  | 5780 | 0 | 0 | 775.332 | 0
07.05. | 6 | 6555.332 |  | 5780 | 0 | 0 | 775.332 | 0
07.05. | 7 | 6555.332 |  | 5780 | 0 | 0 | 775.332 | 0
07.05. | 8 | 6555.332 |  | 5780 | 0 | 0 | 775.332 | 0
07.05. | 9 | 6555.332 |  | 5780 | 0 | 0 | 775.332 | 0
07.05. | 10 | 6555.332 |  | 5780 | 0 | 0 | 775.332 | 0
07.05. | 11 | 6555.332 |  | 5780 | 0 | 0 | 775.332 | 0
07.05. | 12 | 6555.332 |  | 5780 | 0 | 0 | 775.332 | 0
07.05. | 13 | 6555.332 |  | 5780 | 0 | 0 | 775.332 | 0
07.05. | 14 | 6555.332 |  | 5780 | 0 | 0 | 775.332 | 0
07.05. | 15 | 6555.332 |  | 5780 | 0 | 0 | 775.332 | 0
07.05. | 16 | 6555.332 |  | 5780 | 0 | 0 | 775.332 | 0
07.05. | 17 | 6555.332 |  | 5780 | 0 | 0 | 775.332 | 0
07.05. | 18 | 6555.332 |  | 5780 | 0 | 0 | 775.332 | 0
07.05. | 19 | 6555.332 |  | 5780 | 0 | 0 | 775.332 | 0
07.05. | 20 | 6555.332 |  | 5780 | 0 | 0 | 775.332 | 0
07.05. | 21 | 6555.332 |  | 5780 | 0 | 0 | 775.332 | 0
07.05. | 22 | 6555.332 |  | 5780 | 0 | 0 | 775.332 | 0
07.05. | 23 | 6555.332 |  | 5780 | 0 | 0 | 775.332 | 0
07.05. | 24 | 6555.332 |  | 5780 | 0 | 0 | 775.332 | 0
08.05. | 1 | 6555.332 |  | 5780 | 0 | 0 | 775.332 | 0
08.05. | 2 | 6555.332 |  | 5780 | 0 | 0 | 775.332 | 0
08.05. | 3 | 6555.332 |  | 5780 | 0 | 0 | 775.332 | 0
08.05. | 4 | 6555.332 |  | 5780 | 0 | 0 | 775.332 | 0
08.05. | 5 | 6555.332 |  | 5780 | 0 | 0 | 775.332 | 0
08.05. | 6 | 6555.332 |  | 5780 | 0 | 0 | 775.332 | 0
08.05. | 7 | 6555.332 |  | 5780 | 0 | 0 | 775.332 | 0
08.05. | 8 | 6555.332 |  | 5780 | 0 | 0 | 775.332 | 0
08.05. | 9 | 6555.332 |  | 5780 | 0 | 0 | 775.332 | 0
08.05. | 10 | 6555.332 |  | 5780 | 0 | 0 | 775.332 | 0
08.05. | 11 | 6555.332 |  | 5780 | 0 | 0 | 775.332 | 0
08.05. | 12 | 6555.332 |  | 5780 | 0 | 0 | 775.332 | 0
08.05. | 13 | 6555.332 |  | 5780 | 0 | 0 | 775.332 | 0
08.05. | 14 | 6555.332 |  | 5780 | 0 | 0 | 775.332 | 0
08.05. | 15 | 6555.332 |  | 5780 | 0 | 0 | 775.332 | 0
08.05. | 16 | 6555.332 |  | 5780 | 0 | 0 | 775.332 | 0
08.05. | 17 | 6555.332 |  | 5780 | 0 | 0 | 775.332 | 0
08.05. | 18 | 6555.332 |  | 5780 | 0 | 0 | 775.332 | 0
08.05. | 19 | 6555.332 |  | 5780 | 0 | 0 | 775.332 | 0
08.05. | 20 | 6555.332 |  | 5780 | 0 | 0 | 775.332 | 0
08.05. | 21 | 6555.332 |  | 5780 | 0 | 0 | 775.332 | 0
08.05. | 22 | 6555.332 |  | 5780 | 0 | 0 | 775.332 | 0
08.05. | 23 | 6555.332 |  | 5780 | 0 | 0 | 775.332 | 0
08.05. | 24 | 6555.332 |  | 5780 | 0 | 0 | 775.332 | 0
09.05. | 1 | 6555.332 |  | 5780 | 0 | 0 | 775.332 | 0
09.05. | 2 | 6555.332 |  | 5780 | 0 | 0 | 775.332 | 0
09.05. | 3 | 6555.332 |  | 5780 | 0 | 0 | 775.332 | 0
09.05. | 4 | 6555.332 |  | 5780 | 0 | 0 | 775.332 | 0
09.05. | 5 | 6555.332 |  | 5780 | 0 | 0 | 775.332 | 0
09.05. | 6 | 6555.332 |  | 5780 | 0 | 0 | 775.332 | 0
09.05. | 7 | 6555.332 |  | 5780 | 0 | 0 | 775.332 | 0
09.05. | 8 | 6555.332 |  | 5780 | 0 | 0 | 775.332 | 0
09.05. | 9 | 6555.332 |  | 5780 | 0 | 0 | 775.332 | 0
09.05. | 10 | 6555.332 |  | 5780 | 0 | 0 | 775.332 | 0
09.05. | 11 | 6555.332 |  | 5780 | 0 | 0 | 775.332 | 0
09.05. | 12 | 6555.332 |  | 5780 | 0 | 0 | 775.332 | 0
09.05. | 13 | 6555.332 |  | 5780 | 0 | 0 | 775.332 | 0
09.05. | 14 | 6555.332 |  | 5780 | 0 | 0 | 775.332 | 0
09.05. | 15 | 6555.332 |  | 5780 | 0 | 0 | 775.332 | 0
09.05. | 16 | 6555.332 |  | 5780 | 0 | 0 | 775.332 | 0
09.05. | 17 | 6555.332 |  | 5780 | 0 | 0 | 775.332 | 0
09.05. | 18 | 6555.332 |  | 5780 | 0 | 0 | 775.332 | 0
09.05. | 19 | 6555.332 |  | 5780 | 0 | 0 | 775.332 | 0
09.05. | 20 | 6555.332 |  | 5780 | 0 | 0 | 775.332 | 0
09.05. | 21 | 6555.332 |  | 5780 | 0 | 0 | 775.332 | 0
09.05. | 22 | 6555.332 |  | 5780 | 0 | 0 | 775.332 | 0
09.05. | 23 | 6555.332 |  | 5780 | 0 | 0 | 775.332 | 0
09.05. | 24 | 6555.332 |  | 5780 | 0 | 0 | 775.332 | 0
10.05. | 1 | 6555.332 |  | 5780 | 0 | 0 | 775.332 | 0
10.05. | 2 | 6555.332 |  | 5780 | 0 | 0 | 775.332 | 0
10.05. | 3 | 6555.332 |  | 5780 | 0 | 0 | 775.332 | 0
10.05. | 4 | 6555.332 |  | 5780 | 0 | 0 | 775.332 | 0
10.05. | 5 | 6555.332 |  | 5780 | 0 | 0 | 775.332 | 0
10.05. | 6 | 6555.332 |  | 5780 | 0 | 0 | 775.332 | 0
10.05. | 7 | 6555.332 |  | 5780 | 0 | 0 | 775.332 | 0
10.05. | 8 | 6555.332 |  | 5780 | 0 | 0 | 775.332 | 0
10.05. | 9 | 6555.332 |  | 5780 | 0 | 0 | 775.332 | 0
10.05. | 10 | 6555.332 |  | 5780 | 0 | 0 | 775.332 | 0
10.05. | 11 | 6555.332 |  | 5780 | 0 | 0 | 775.332 | 0
10.05. | 12 | 6555.332 |  | 5780 | 0 | 0 | 775.332 | 0
10.05. | 13 | 6555.332 |  | 5780 | 0 | 0 | 775.332 | 0
10.05. | 14 | 6555.332 |  | 5780 | 0 | 0 | 775.332 | 0
10.05. | 15 | 6555.332 |  | 5780 | 0 | 0 | 775.332 | 0
10.05. | 16 | 6555.332 |  | 5780 | 0 | 0 | 775.332 | 0
10.05. | 17 | 6555.332 |  | 5780 | 0 | 0 | 775.332 | 0
10.05. | 18 | 6555.332 |  | 5780 | 0 | 0 | 775.332 | 0
10.05. | 19 | 6555.332 |  | 5780 | 0 | 0 | 775.332 | 0
10.05. | 20 | 6555.332 |  | 5780 | 0 | 0 | 775.332 | 0
10.05. | 21 | 6555.332 |  | 5780 | 0 | 0 | 775.332 | 0
10.05. | 22 | 6555.332 |  | 5780 | 0 | 0 | 775.332 | 0
10.05. | 23 | 6555.332 |  | 5780 | 0 | 0 | 775.332 | 0
10.05. | 24 | 6555.332 |  | 5780 | 0 | 0 | 775.332 | 0
11.05. | 1 | 6555.332 |  | 5780 | 0 | 0 | 775.332 | 0
11.05. | 2 | 6555.332 |  | 5780 | 0 | 0 | 775.332 | 0
11.05. | 3 | 6555.332 |  | 5780 | 0 | 0 | 775.332 | 0
11.05. | 4 | 6555.332 |  | 5780 | 0 | 0 | 775.332 | 0
11.05. | 5 | 6555.332 |  | 5780 | 0 | 0 | 775.332 | 0
11.05. | 6 | 6555.332 |  | 5780 | 0 | 0 | 775.332 | 0
11.05. | 7 | 6555.332 |  | 5780 | 0 | 0 | 775.332 | 0
11.05. | 8 | 6555.332 |  | 5780 | 0 | 0 | 775.332 | 0
11.05. | 9 | 6555.332 |  | 5780 | 0 | 0 | 775.332 | 0
11.05. | 10 | 6555.332 |  | 5780 | 0 | 0 | 775.332 | 0
11.05. | 11 | 6555.332 |  | 5780 | 0 | 0 | 775.332 | 0
11.05. | 12 | 6555.332 |  | 5780 | 0 | 0 | 775.332 | 0
11.05. | 13 | 6555.332 |  | 5780 | 0 | 0 | 775.332 | 0
11.05. | 14 | 6555.332 |  | 5780 | 0 | 0 | 775.332 | 0
11.05. | 15 | 6555.332 |  | 5780 | 0 | 0 | 775.332 | 0
11.05. | 16 | 6555.332 |  | 5780 | 0 | 0 | 775.332 | 0
11.05. | 17 | 6555.332 |  | 5780 | 0 | 0 | 775.332 | 0
11.05. | 18 | 6555.332 |  | 5780 | 0 | 0 | 775.332 | 0
11.05. | 19 | 6555.332 |  | 5780 | 0 | 0 | 775.332 | 0
11.05. | 20 | 6555.332 |  | 5780 | 0 | 0 | 775.332 | 0
11.05. | 21 | 6555.332 |  | 5780 | 0 | 0 | 775.332 | 0
11.05. | 22 | 6555.332 |  | 5780 | 0 | 0 | 775.332 | 0
11.05. | 23 | 6555.332 |  | 5780 | 0 | 0 | 775.332 | 0
11.05. | 24 | 6555.332 |  | 5780 | 0 | 0 | 775.332 | 0
12.05. | 1 | 6555.332 |  | 5780 | 0 | 0 | 775.332 | 0
12.05. | 2 | 6555.332 |  | 5780 | 0 | 0 | 775.332 | 0
12.05. | 3 | 6555.332 |  | 5780 | 0 | 0 | 775.332 | 0
12.05. | 4 | 6555.332 |  | 5780 | 0 | 0 | 775.332 | 0
12.05. | 5 | 6555.332 |  | 5780 | 0 | 0 | 775.332 | 0
12.05. | 6 | 6555.332 |  | 5780 | 0 | 0 | 775.332 | 0
12.05. | 7 | 6555.332 |  | 5780 | 0 | 0 | 775.332 | 0
12.05. | 8 | 6555.332 |  | 5780 | 0 | 0 | 775.332 | 0
12.05. | 9 | 6555.332 |  | 5780 | 0 | 0 | 775.332 | 0
12.05. | 10 | 6555.332 |  | 5780 | 0 | 0 | 775.332 | 0
12.05. | 11 | 6555.332 |  | 5780 | 0 | 0 | 775.332 | 0
12.05. | 12 | 6555.332 |  | 5780 | 0 | 0 | 775.332 | 0
12.05. | 13 | 6555.332 |  | 5780 | 0 | 0 | 775.332 | 0
12.05. | 14 | 6555.332 |  | 5780 | 0 | 0 | 775.332 | 0
12.05. | 15 | 6555.332 |  | 5780 | 0 | 0 | 775.332 | 0
12.05. | 16 | 6555.332 |  | 5780 | 0 | 0 | 775.332 | 0
12.05. | 17 | 6555.332 |  | 5780 | 0 | 0 | 775.332 | 0
12.05. | 18 | 6555.332 |  | 5780 | 0 | 0 | 775.332 | 0
12.05. | 19 | 6555.332 |  | 5780 | 0 | 0 | 775.332 | 0
12.05. | 20 | 6555.332 |  | 5780 | 0 | 0 | 775.332 | 0
12.05. | 21 | 6555.332 |  | 5780 | 0 | 0 | 775.332 | 0
12.05. | 22 | 6555.332 |  | 5780 | 0 | 0 | 775.332 | 0
12.05. | 23 | 6555.332 |  | 5780 | 0 | 0 | 775.332 | 0
12.05. | 24 | 6555.332 |  | 5780 | 0 | 0 | 775.332 | 0
13.05. | 1 | 6555.332 |  | 5780 | 0 | 0 | 775.332 | 0
13.05. | 2 | 6555.332 |  | 5780 | 0 | 0 | 775.332 | 0
13.05. | 3 | 6555.332 |  | 5780 | 0 | 0 | 775.332 | 0
13.05. | 4 | 6555.332 |  | 5780 | 0 | 0 | 775.332 | 0
13.05. | 5 | 6555.332 |  | 5780 | 0 | 0 | 775.332 | 0
13.05. | 6 | 6555.332 |  | 5780 | 0 | 0 | 775.332 | 0
13.05. | 7 | 6555.332 |  | 5780 | 0 | 0 | 775.332 | 0
13.05. | 8 | 6555.332 |  | 5780 | 0 | 0 | 775.332 | 0
13.05. | 9 | 6555.332 |  | 5780 | 0 | 0 | 775.332 | 0
13.05. | 10 | 6555.332 |  | 5780 | 0 | 0 | 775.332 | 0
13.05. | 11 | 6555.332 |  | 5780 | 0 | 0 | 775.332 | 0
13.05. | 12 | 6555.332 |  | 5780 | 0 | 0 | 775.332 | 0
13.05. | 13 | 6555.332 |  | 5780 | 0 | 0 | 775.332 | 0
13.05. | 14 | 6555.332 |  | 5780 | 0 | 0 | 775.332 | 0
13.05. | 15 | 6555.332 |  | 5780 | 0 | 0 | 775.332 | 0
13.05. | 16 | 6555.332 |  | 5780 | 0 | 0 | 775.332 | 0
13.05. | 17 | 6555.332 |  | 5780 | 0 | 0 | 775.332 | 0
13.05. | 18 | 6555.332 |  | 5780 | 0 | 0 | 775.332 | 0
13.05. | 19 | 6555.332 |  | 5780 | 0 | 0 | 775.332 | 0
13.05. | 20 | 6555.332 |  | 5780 | 0 | 0 | 775.332 | 0
13.05. | 21 | 6555.332 |  | 5780 | 0 | 0 | 775.332 | 0
13.05. | 22 | 6555.332 |  | 5780 | 0 | 0 | 775.332 | 0
13.05. | 23 | 6555.332 |  | 5780 | 0 | 0 | 775.332 | 0
13.05. | 24 | 6555.332 |  | 5780 | 0 | 0 | 775.332 | 0
14.05. | 1 | 6555.332 |  | 5780 | 0 | 0 | 775.332 | 0
14.05. | 2 | 6555.332 |  | 5780 | 0 | 0 | 775.332 | 0
14.05. | 3 | 6555.332 |  | 5780 | 0 | 0 | 775.332 | 0
14.05. | 4 | 6555.332 |  | 5780 | 0 | 0 | 775.332 | 0
14.05. | 5 | 6555.332 |  | 5780 | 0 | 0 | 775.332 | 0
14.05. | 6 | 6555.332 |  | 5780 | 0 | 0 | 775.332 | 0
14.05. | 7 | 6555.332 |  | 5780 | 0 | 0 | 775.332 | 0
14.05. | 8 | 6555.332 |  | 5780 | 0 | 0 | 775.332 | 0
14.05. | 9 | 6555.332 |  | 5780 | 0 | 0 | 775.332 | 0
14.05. | 10 | 6555.332 |  | 5780 | 0 | 0 | 775.332 | 0
14.05. | 11 | 6555.332 |  | 5780 | 0 | 0 | 775.332 | 0
14.05. | 12 | 6555.332 |  | 5780 | 0 | 0 | 775.332 | 0
14.05. | 13 | 6555.332 |  | 5780 | 0 | 0 | 775.332 | 0
14.05. | 14 | 6555.332 |  | 5780 | 0 | 0 | 775.332 | 0
14.05. | 15 | 6555.332 |  | 5780 | 0 | 0 | 775.332 | 0
14.05. | 16 | 6555.332 |  | 5780 | 0 | 0 | 775.332 | 0
14.05. | 17 | 6555.332 |  | 5780 | 0 | 0 | 775.332 | 0
14.05. | 18 | 6555.332 |  | 5780 | 0 | 0 | 775.332 | 0
14.05. | 19 | 6555.332 |  | 5780 | 0 | 0 | 775.332 | 0
14.05. | 20 | 6555.332 |  | 5780 | 0 | 0 | 775.332 | 0
14.05. | 21 | 6555.332 |  | 5780 | 0 | 0 | 775.332 | 0
14.05. | 22 | 6555.332 |  | 5780 | 0 | 0 | 775.332 | 0
14.05. | 23 | 6555.332 |  | 5780 | 0 | 0 | 775.332 | 0
14.05. | 24 | 6555.332 |  | 5780 | 0 | 0 | 775.332 | 0
15.05. | 1 | 6555.332 |  | 5780 | 0 | 0 | 775.332 | 0
15.05. | 2 | 6555.332 |  | 5780 | 0 | 0 | 775.332 | 0
15.05. | 3 | 6555.332 |  | 5780 | 0 | 0 | 775.332 | 0
15.05. | 4 | 6555.332 |  | 5780 | 0 | 0 | 775.332 | 0
15.05. | 5 | 6555.332 |  | 5780 | 0 | 0 | 775.332 | 0
15.05. | 6 | 6555.332 |  | 5780 | 0 | 0 | 775.332 | 0
15.05. | 7 | 6555.332 |  | 5780 | 0 | 0 | 775.332 | 0
15.05. | 8 | 6555.332 |  | 5780 | 0 | 0 | 775.332 | 0
15.05. | 9 | 6555.332 |  | 5780 | 0 | 0 | 775.332 | 0
15.05. | 10 | 6555.332 |  | 5780 | 0 | 0 | 775.332 | 0
15.05. | 11 | 6555.332 |  | 5780 | 0 | 0 | 775.332 | 0
15.05. | 12 | 6555.332 |  | 5780 | 0 | 0 | 775.332 | 0
15.05. | 13 | 6555.332 |  | 5780 | 0 | 0 | 775.332 | 0
15.05. | 14 | 6555.332 |  | 5780 | 0 | 0 | 775.332 | 0
15.05. | 15 | 6555.332 |  | 5780 | 0 | 0 | 775.332 | 0
15.05. | 16 | 6555.332 |  | 5780 | 0 | 0 | 775.332 | 0
15.05. | 17 | 6555.332 |  | 5780 | 0 | 0 | 775.332 | 0
15.05. | 18 | 6555.332 |  | 5780 | 0 | 0 | 775.332 | 0
15.05. | 19 | 6555.332 |  | 5780 | 0 | 0 | 775.332 | 0
15.05. | 20 | 6555.332 |  | 5780 | 0 | 0 | 775.332 | 0
15.05. | 21 | 6555.332 |  | 5780 | 0 | 0 | 775.332 | 0
15.05. | 22 | 6555.332 |  | 5780 | 0 | 0 | 775.332 | 0
15.05. | 23 | 6555.332 |  | 5780 | 0 | 0 | 775.332 | 0
15.05. | 24 | 6555.332 |  | 5780 | 0 | 0 | 775.332 | 0
16.05. | 1 | 6555.332 |  | 5780 | 0 | 0 | 775.332 | 0
16.05. | 2 | 6555.332 |  | 5780 | 0 | 0 | 775.332 | 0
16.05. | 3 | 6555.332 |  | 5780 | 0 | 0 | 775.332 | 0
16.05. | 4 | 6555.332 |  | 5780 | 0 | 0 | 775.332 | 0
16.05. | 5 | 6555.332 |  | 5780 | 0 | 0 | 775.332 | 0
16.05. | 6 | 6555.332 |  | 5780 | 0 | 0 | 775.332 | 0
16.05. | 7 | 6555.332 |  | 5780 | 0 | 0 | 775.332 | 0
16.05. | 8 | 6555.332 |  | 5780 | 0 | 0 | 775.332 | 0
16.05. | 9 | 6555.332 |  | 5780 | 0 | 0 | 775.332 | 0
16.05. | 10 | 6555.332 |  | 5780 | 0 | 0 | 775.332 | 0
16.05. | 11 | 6555.332 |  | 5780 | 0 | 0 | 775.332 | 0
16.05. | 12 | 6555.332 |  | 5780 | 0 | 0 | 775.332 | 0
16.05. | 13 | 6555.332 |  | 5780 | 0 | 0 | 775.332 | 0
16.05. | 14 | 6555.332 |  | 5780 | 0 | 0 | 775.332 | 0
16.05. | 15 | 6555.332 |  | 5780 | 0 | 0 | 775.332 | 0
16.05. | 16 | 6555.332 |  | 5780 | 0 | 0 | 775.332 | 0
16.05. | 17 | 6555.332 |  | 5780 | 0 | 0 | 775.332 | 0
16.05. | 18 | 6555.332 |  | 5780 | 0 | 0 | 775.332 | 0
16.05. | 19 | 6555.332 |  | 5780 | 0 | 0 | 775.332 | 0
16.05. | 20 | 6555.332 |  | 5780 | 0 | 0 | 775.332 | 0
16.05. | 21 | 6555.332 |  | 5780 | 0 | 0 | 775.332 | 0
16.05. | 22 | 6555.332 |  | 5780 | 0 | 0 | 775.332 | 0
16.05. | 23 | 6555.332 |  | 5780 | 0 | 0 | 775.332 | 0
16.05. | 24 | 6555.332 |  | 5780 | 0 | 0 | 775.332 | 0
17.05. | 1 | 6555.332 |  | 5780 | 0 | 0 | 775.332 | 0
17.05. | 2 | 6555.332 |  | 5780 | 0 | 0 | 775.332 | 0
17.05. | 3 | 6555.332 |  | 5780 | 0 | 0 | 775.332 | 0
17.05. | 4 | 6555.332 |  | 5780 | 0 | 0 | 775.332 | 0
17.05. | 5 | 6555.332 |  | 5780 | 0 | 0 | 775.332 | 0
17.05. | 6 | 6555.332 |  | 5780 | 0 | 0 | 775.332 | 0
17.05. | 7 | 6555.332 |  | 5780 | 0 | 0 | 775.332 | 0
17.05. | 8 | 6555.332 |  | 5780 | 0 | 0 | 775.332 | 0
17.05. | 9 | 6555.332 |  | 5780 | 0 | 0 | 775.332 | 0
17.05. | 10 | 6555.332 |  | 5780 | 0 | 0 | 775.332 | 0
17.05. | 11 | 6555.332 |  | 5780 | 0 | 0 | 775.332 | 0
17.05. | 12 | 6555.332 |  | 5780 | 0 | 0 | 775.332 | 0
17.05. | 13 | 6555.332 |  | 5780 | 0 | 0 | 775.332 | 0
17.05. | 14 | 6555.332 |  | 5780 | 0 | 0 | 775.332 | 0
17.05. | 15 | 6555.332 |  | 5780 | 0 | 0 | 775.332 | 0
17.05. | 16 | 6555.332 |  | 5780 | 0 | 0 | 775.332 | 0
17.05. | 17 | 6555.332 |  | 5780 | 0 | 0 | 775.332 | 0
17.05. | 18 | 6555.332 |  | 5780 | 0 | 0 | 775.332 | 0
17.05. | 19 | 6555.332 |  | 5780 | 0 | 0 | 775.332 | 0
17.05. | 20 | 6555.332 |  | 5780 | 0 | 0 | 775.332 | 0
17.05. | 21 | 6555.332 |  | 5780 | 0 | 0 | 775.332 | 0
17.05. | 22 | 6555.332 |  | 5780 | 0 | 0 | 775.332 | 0
17.05. | 23 | 6555.332 |  | 5780 | 0 | 0 | 775.332 | 0
17.05. | 24 | 6555.332 |  | 5780 | 0 | 0 | 775.332 | 0
18.05. | 1 | 6555.332 |  | 5780 | 0 | 0 | 775.332 | 0
18.05. | 2 | 6555.332 |  | 5780 | 0 | 0 | 775.332 | 0
18.05. | 3 | 6555.332 |  | 5780 | 0 | 0 | 775.332 | 0
18.05. | 4 | 6555.332 |  | 5780 | 0 | 0 | 775.332 | 0
18.05. | 5 | 6555.332 |  | 5780 | 0 | 0 | 775.332 | 0
18.05. | 6 | 6555.332 |  | 5780 | 0 | 0 | 775.332 | 0
18.05. | 7 | 6555.332 |  | 5780 | 0 | 0 | 775.332 | 0
18.05. | 8 | 6555.332 |  | 5780 | 0 | 0 | 775.332 | 0
18.05. | 9 | 6555.332 |  | 5780 | 0 | 0 | 775.332 | 0
18.05. | 10 | 6555.332 |  | 5780 | 0 | 0 | 775.332 | 0
18.05. | 11 | 6555.332 |  | 5780 | 0 | 0 | 775.332 | 0
18.05. | 12 | 6555.332 |  | 5780 | 0 | 0 | 775.332 | 0
18.05. | 13 | 6555.332 |  | 5780 | 0 | 0 | 775.332 | 0
18.05. | 14 | 6555.332 |  | 5780 | 0 | 0 | 775.332 | 0
18.05. | 15 | 6555.332 |  | 5780 | 0 | 0 | 775.332 | 0
18.05. | 16 | 6555.332 |  | 5780 | 0 | 0 | 775.332 | 0
18.05. | 17 | 6555.332 |  | 5780 | 0 | 0 | 775.332 | 0
18.05. | 18 | 6555.332 |  | 5780 | 0 | 0 | 775.332 | 0
18.05. | 19 | 6555.332 |  | 5780 | 0 | 0 | 775.332 | 0
18.05. | 20 | 6555.332 |  | 5780 | 0 | 0 | 775.332 | 0
18.05. | 21 | 6555.332 |  | 5780 | 0 | 0 | 775.332 | 0
18.05. | 22 | 6555.332 |  | 5780 | 0 | 0 | 775.332 | 0
18.05. | 23 | 6555.332 |  | 5780 | 0 | 0 | 775.332 | 0
18.05. | 24 | 6555.332 |  | 5780 | 0 | 0 | 775.332 | 0
19.05. | 1 | 6555.332 |  | 5780 | 0 | 0 | 775.332 | 0
19.05. | 2 | 6555.332 |  | 5780 | 0 | 0 | 775.332 | 0
19.05. | 3 | 6555.332 |  | 5780 | 0 | 0 | 775.332 | 0
19.05. | 4 | 6555.332 |  | 5780 | 0 | 0 | 775.332 | 0
19.05. | 5 | 6555.332 |  | 5780 | 0 | 0 | 775.332 | 0
19.05. | 6 | 6555.332 |  | 5780 | 0 | 0 | 775.332 | 0
19.05. | 7 | 6555.332 |  | 5780 | 0 | 0 | 775.332 | 0
19.05. | 8 | 6555.332 |  | 5780 | 0 | 0 | 775.332 | 0
19.05. | 9 | 6555.332 |  | 5780 | 0 | 0 | 775.332 | 0
19.05. | 10 | 6555.332 |  | 5780 | 0 | 0 | 775.332 | 0
19.05. | 11 | 6555.332 |  | 5780 | 0 | 0 | 775.332 | 0
19.05. | 12 | 6555.332 |  | 5780 | 0 | 0 | 775.332 | 0
19.05. | 13 | 6555.332 |  | 5780 | 0 | 0 | 775.332 | 0
19.05. | 14 | 6555.332 |  | 5780 | 0 | 0 | 775.332 | 0
19.05. | 15 | 6555.332 |  | 5780 | 0 | 0 | 775.332 | 0
19.05. | 16 | 6555.332 |  | 5780 | 0 | 0 | 775.332 | 0
19.05. | 17 | 6555.332 |  | 5780 | 0 | 0 | 775.332 | 0
19.05. | 18 | 6555.332 |  | 5780 | 0 | 0 | 775.332 | 0
19.05. | 19 | 6555.332 |  | 5780 | 0 | 0 | 775.332 | 0
19.05. | 20 | 6555.332 |  | 5780 | 0 | 0 | 775.332 | 0
19.05. | 21 | 6555.332 |  | 5780 | 0 | 0 | 775.332 | 0
19.05. | 22 | 6555.332 |  | 5780 | 0 | 0 | 775.332 | 0
19.05. | 23 | 6555.332 |  | 5780 | 0 | 0 | 775.332 | 0
19.05. | 24 | 6555.332 |  | 5780 | 0 | 0 | 775.332 | 0
20.05. | 1 | 6555.332 |  | 5780 | 0 | 0 | 775.332 | 0
20.05. | 2 | 6555.332 |  | 5780 | 0 | 0 | 775.332 | 0
20.05. | 3 | 6555.332 |  | 5780 | 0 | 0 | 775.332 | 0
20.05. | 4 | 6555.332 |  | 5780 | 0 | 0 | 775.332 | 0
20.05. | 5 | 6555.332 |  | 5780 | 0 | 0 | 775.332 | 0
20.05. | 6 | 6555.332 |  | 5780 | 0 | 0 | 775.332 | 0
20.05. | 7 | 6555.332 |  | 5780 | 0 | 0 | 775.332 | 0
20.05. | 8 | 6555.332 |  | 5780 | 0 | 0 | 775.332 | 0
20.05. | 9 | 6555.332 |  | 5780 | 0 | 0 | 775.332 | 0
20.05. | 10 | 6555.332 |  | 5780 | 0 | 0 | 775.332 | 0
20.05. | 11 | 6555.332 |  | 5780 | 0 | 0 | 775.332 | 0
20.05. | 12 | 6555.332 |  | 5780 | 0 | 0 | 775.332 | 0
20.05. | 13 | 6555.332 |  | 5780 | 0 | 0 | 775.332 | 0
20.05. | 14 | 6555.332 |  | 5780 | 0 | 0 | 775.332 | 0
20.05. | 15 | 6555.332 |  | 5780 | 0 | 0 | 775.332 | 0
20.05. | 16 | 6555.332 |  | 5780 | 0 | 0 | 775.332 | 0
20.05. | 17 | 6555.332 |  | 5780 | 0 | 0 | 775.332 | 0
20.05. | 18 | 6555.332 |  | 5780 | 0 | 0 | 775.332 | 0
20.05. | 19 | 6555.332 |  | 5780 | 0 | 0 | 775.332 | 0
20.05. | 20 | 6555.332 |  | 5780 | 0 | 0 | 775.332 | 0
20.05. | 21 | 6555.332 |  | 5780 | 0 | 0 | 775.332 | 0
20.05. | 22 | 6555.332 |  | 5780 | 0 | 0 | 775.332 | 0
20.05. | 23 | 6555.332 |  | 5780 | 0 | 0 | 775.332 | 0
20.05. | 24 | 6555.332 |  | 5780 | 0 | 0 | 775.332 | 0
21.05. | 1 | 6555.332 |  | 5780 | 0 | 0 | 775.332 | 0
21.05. | 2 | 6555.332 |  | 5780 | 0 | 0 | 775.332 | 0
21.05. | 3 | 6555.332 |  | 5780 | 0 | 0 | 775.332 | 0
21.05. | 4 | 6555.332 |  | 5780 | 0 | 0 | 775.332 | 0
21.05. | 5 | 6555.332 |  | 5780 | 0 | 0 | 775.332 | 0
21.05. | 6 | 6555.332 |  | 5780 | 0 | 0 | 775.332 | 0
21.05. | 7 | 6555.332 |  | 5780 | 0 | 0 | 775.332 | 0
21.05. | 8 | 6555.332 |  | 5780 | 0 | 0 | 775.332 | 0
21.05. | 9 | 6555.332 |  | 5780 | 0 | 0 | 775.332 | 0
21.05. | 10 | 6555.332 |  | 5780 | 0 | 0 | 775.332 | 0
21.05. | 11 | 6555.332 |  | 5780 | 0 | 0 | 775.332 | 0
21.05. | 12 | 6555.332 |  | 5780 | 0 | 0 | 775.332 | 0
21.05. | 13 | 6555.332 |  | 5780 | 0 | 0 | 775.332 | 0
21.05. | 14 | 6555.332 |  | 5780 | 0 | 0 | 775.332 | 0
21.05. | 15 | 6555.332 |  | 5780 | 0 | 0 | 775.332 | 0
21.05. | 16 | 6555.332 |  | 5780 | 0 | 0 | 775.332 | 0
21.05. | 17 | 6555.332 |  | 5780 | 0 | 0 | 775.332 | 0
21.05. | 18 | 6555.332 |  | 5780 | 0 | 0 | 775.332 | 0
21.05. | 19 | 6555.332 |  | 5780 | 0 | 0 | 775.332 | 0
21.05. | 20 | 6555.332 |  | 5780 | 0 | 0 | 775.332 | 0
21.05. | 21 | 6555.332 |  | 5780 | 0 | 0 | 775.332 | 0
21.05. | 22 | 6555.332 |  | 5780 | 0 | 0 | 775.332 | 0
21.05. | 23 | 6555.332 |  | 5780 | 0 | 0 | 775.332 | 0
21.05. | 24 | 6555.332 |  | 5780 | 0 | 0 | 775.332 | 0
22.05. | 1 | 6555.332 |  | 5780 | 0 | 0 | 775.332 | 0
22.05. | 2 | 6555.332 |  | 5780 | 0 | 0 | 775.332 | 0
22.05. | 3 | 6555.332 |  | 5780 | 0 | 0 | 775.332 | 0
22.05. | 4 | 6555.332 |  | 5780 | 0 | 0 | 775.332 | 0
22.05. | 5 | 6555.332 |  | 5780 | 0 | 0 | 775.332 | 0
22.05. | 6 | 6555.332 |  | 5780 | 0 | 0 | 775.332 | 0
22.05. | 7 | 6555.332 |  | 5780 | 0 | 0 | 775.332 | 0
22.05. | 8 | 6555.332 |  | 5780 | 0 | 0 | 775.332 | 0
22.05. | 9 | 6555.332 |  | 5780 | 0 | 0 | 775.332 | 0
22.05. | 10 | 6555.332 |  | 5780 | 0 | 0 | 775.332 | 0
22.05. | 11 | 6555.332 |  | 5780 | 0 | 0 | 775.332 | 0
22.05. | 12 | 6555.332 |  | 5780 | 0 | 0 | 775.332 | 0
22.05. | 13 | 6555.332 |  | 5780 | 0 | 0 | 775.332 | 0
22.05. | 14 | 6555.332 |  | 5780 | 0 | 0 | 775.332 | 0
22.05. | 15 | 6555.332 |  | 5780 | 0 | 0 | 775.332 | 0
22.05. | 16 | 6555.332 |  | 5780 | 0 | 0 | 775.332 | 0
22.05. | 17 | 6555.332 |  | 5780 | 0 | 0 | 775.332 | 0
22.05. | 18 | 6555.332 |  | 5780 | 0 | 0 | 775.332 | 0
22.05. | 19 | 6555.332 |  | 5780 | 0 | 0 | 775.332 | 0
22.05. | 20 | 6555.332 |  | 5780 | 0 | 0 | 775.332 | 0
22.05. | 21 | 6555.332 |  | 5780 | 0 | 0 | 775.332 | 0
22.05. | 22 | 6555.332 |  | 5780 | 0 | 0 | 775.332 | 0
22.05. | 23 | 6555.332 |  | 5780 | 0 | 0 | 775.332 | 0
22.05. | 24 | 6555.332 |  | 5780 | 0 | 0 | 775.332 | 0
23.05. | 1 | 6555.332 |  | 5780 | 0 | 0 | 775.332 | 0
23.05. | 2 | 6555.332 |  | 5780 | 0 | 0 | 775.332 | 0
23.05. | 3 | 6555.332 |  | 5780 | 0 | 0 | 775.332 | 0
23.05. | 4 | 6555.332 |  | 5780 | 0 | 0 | 775.332 | 0
23.05. | 5 | 6555.332 |  | 5780 | 0 | 0 | 775.332 | 0
23.05. | 6 | 6555.332 |  | 5780 | 0 | 0 | 775.332 | 0
23.05. | 7 | 6555.332 |  | 5780 | 0 | 0 | 775.332 | 0
23.05. | 8 | 6555.332 |  | 5780 | 0 | 0 | 775.332 | 0
23.05. | 9 | 6555.332 |  | 5780 | 0 | 0 | 775.332 | 0
23.05. | 10 | 6555.332 |  | 5780 | 0 | 0 | 775.332 | 0
23.05. | 11 | 6555.332 |  | 5780 | 0 | 0 | 775.332 | 0
23.05. | 12 | 6555.332 |  | 5780 | 0 | 0 | 775.332 | 0
23.05. | 13 | 6555.332 |  | 5780 | 0 | 0 | 775.332 | 0
23.05. | 14 | 6555.332 |  | 5780 | 0 | 0 | 775.332 | 0
23.05. | 15 | 6555.332 |  | 5780 | 0 | 0 | 775.332 | 0
23.05. | 16 | 6555.332 |  | 5780 | 0 | 0 | 775.332 | 0
23.05. | 17 | 6555.332 |  | 5780 | 0 | 0 | 775.332 | 0
23.05. | 18 | 6555.332 |  | 5780 | 0 | 0 | 775.332 | 0
23.05. | 19 | 6555.332 |  | 5780 | 0 | 0 | 775.332 | 0
23.05. | 20 | 6555.332 |  | 5780 | 0 | 0 | 775.332 | 0
23.05. | 21 | 6555.332 |  | 5780 | 0 | 0 | 775.332 | 0
23.05. | 22 | 6555.332 |  | 5780 | 0 | 0 | 775.332 | 0
23.05. | 23 | 6555.332 |  | 5780 | 0 | 0 | 775.332 | 0
23.05. | 24 | 6555.332 |  | 5780 | 0 | 0 | 775.332 | 0
24.05. | 1 | 6555.332 |  | 5780 | 0 | 0 | 775.332 | 0
24.05. | 2 | 6555.332 |  | 5780 | 0 | 0 | 775.332 | 0
24.05. | 3 | 6555.332 |  | 5780 | 0 | 0 | 775.332 | 0
24.05. | 4 | 6555.332 |  | 5780 | 0 | 0 | 775.332 | 0
24.05. | 5 | 6555.332 |  | 5780 | 0 | 0 | 775.332 | 0
24.05. | 6 | 6555.332 |  | 5780 | 0 | 0 | 775.332 | 0
24.05. | 7 | 6555.332 |  | 5780 | 0 | 0 | 775.332 | 0
24.05. | 8 | 6555.332 |  | 5780 | 0 | 0 | 775.332 | 0
24.05. | 9 | 6555.332 |  | 5780 | 0 | 0 | 775.332 | 0
24.05. | 10 | 6555.332 |  | 5780 | 0 | 0 | 775.332 | 0
24.05. | 11 | 6555.332 |  | 5780 | 0 | 0 | 775.332 | 0
24.05. | 12 | 6555.332 |  | 5780 | 0 | 0 | 775.332 | 0
24.05. | 13 | 6555.332 |  | 5780 | 0 | 0 | 775.332 | 0
24.05. | 14 | 6555.332 |  | 5780 | 0 | 0 | 775.332 | 0
24.05. | 15 | 6555.332 |  | 5780 | 0 | 0 | 775.332 | 0
24.05. | 16 | 6555.332 |  | 5780 | 0 | 0 | 775.332 | 0
24.05. | 17 | 6555.332 |  | 5780 | 0 | 0 | 775.332 | 0
24.05. | 18 | 6555.332 |  | 5780 | 0 | 0 | 775.332 | 0
24.05. | 19 | 6555.332 |  | 5780 | 0 | 0 | 775.332 | 0
24.05. | 20 | 6555.332 |  | 5780 | 0 | 0 | 775.332 | 0
24.05. | 21 | 6555.332 |  | 5780 | 0 | 0 | 775.332 | 0
24.05. | 22 | 6555.332 |  | 5780 | 0 | 0 | 775.332 | 0
24.05. | 23 | 6555.332 |  | 5780 | 0 | 0 | 775.332 | 0
24.05. | 24 | 6555.332 |  | 5780 | 0 | 0 | 775.332 | 0
25.05. | 1 | 6555.332 |  | 5780 | 0 | 0 | 775.332 | 0
25.05. | 2 | 6555.332 |  | 5780 | 0 | 0 | 775.332 | 0
25.05. | 3 | 6555.332 |  | 5780 | 0 | 0 | 775.332 | 0
25.05. | 4 | 6555.332 |  | 5780 | 0 | 0 | 775.332 | 0
25.05. | 5 | 6555.332 |  | 5780 | 0 | 0 | 775.332 | 0
25.05. | 6 | 6555.332 |  | 5780 | 0 | 0 | 775.332 | 0
25.05. | 7 | 6555.332 |  | 5780 | 0 | 0 | 775.332 | 0
25.05. | 8 | 6555.332 |  | 5780 | 0 | 0 | 775.332 | 0
25.05. | 9 | 6555.332 |  | 5780 | 0 | 0 | 775.332 | 0
25.05. | 10 | 6555.332 |  | 5780 | 0 | 0 | 775.332 | 0
25.05. | 11 | 6555.332 |  | 5780 | 0 | 0 | 775.332 | 0
25.05. | 12 | 6555.332 |  | 5780 | 0 | 0 | 775.332 | 0
25.05. | 13 | 6555.332 |  | 5780 | 0 | 0 | 775.332 | 0
25.05. | 14 | 6555.332 |  | 5780 | 0 | 0 | 775.332 | 0
25.05. | 15 | 6555.332 |  | 5780 | 0 | 0 | 775.332 | 0
25.05. | 16 | 6555.332 |  | 5780 | 0 | 0 | 775.332 | 0
25.05. | 17 | 6555.332 |  | 5780 | 0 | 0 | 775.332 | 0
25.05. | 18 | 6555.332 |  | 5780 | 0 | 0 | 775.332 | 0
25.05. | 19 | 6555.332 |  | 5780 | 0 | 0 | 775.332 | 0
25.05. | 20 | 6555.332 |  | 5780 | 0 | 0 | 775.332 | 0
25.05. | 21 | 6555.332 |  | 5780 | 0 | 0 | 775.332 | 0
25.05. | 22 | 6555.332 |  | 5780 | 0 | 0 | 775.332 | 0
25.05. | 23 | 6555.332 |  | 5780 | 0 | 0 | 775.332 | 0
25.05. | 24 | 6555.332 |  | 5780 | 0 | 0 | 775.332 | 0
26.05. | 1 | 6555.332 |  | 5780 | 0 | 0 | 775.332 | 0
26.05. | 2 | 6555.332 |  | 5780 | 0 | 0 | 775.332 | 0
26.05. | 3 | 6555.332 |  | 5780 | 0 | 0 | 775.332 | 0
26.05. | 4 | 6555.332 |  | 5780 | 0 | 0 | 775.332 | 0
26.05. | 5 | 6555.332 |  | 5780 | 0 | 0 | 775.332 | 0
26.05. | 6 | 6555.332 |  | 5780 | 0 | 0 | 775.332 | 0
26.05. | 7 | 6555.332 |  | 5780 | 0 | 0 | 775.332 | 0
26.05. | 8 | 6555.332 |  | 5780 | 0 | 0 | 775.332 | 0
26.05. | 9 | 6555.332 |  | 5780 | 0 | 0 | 775.332 | 0
26.05. | 10 | 6555.332 |  | 5780 | 0 | 0 | 775.332 | 0
26.05. | 11 | 6555.332 |  | 5780 | 0 | 0 | 775.332 | 0
26.05. | 12 | 6555.332 |  | 5780 | 0 | 0 | 775.332 | 0
26.05. | 13 | 6555.332 |  | 5780 | 0 | 0 | 775.332 | 0
26.05. | 14 | 6555.332 |  | 5780 | 0 | 0 | 775.332 | 0
26.05. | 15 | 6555.332 |  | 5780 | 0 | 0 | 775.332 | 0
26.05. | 16 | 6555.332 |  | 5780 | 0 | 0 | 775.332 | 0
26.05. | 17 | 6555.332 |  | 5780 | 0 | 0 | 775.332 | 0
26.05. | 18 | 6555.332 |  | 5780 | 0 | 0 | 775.332 | 0
26.05. | 19 | 6555.332 |  | 5780 | 0 | 0 | 775.332 | 0
26.05. | 20 | 6555.332 |  | 5780 | 0 | 0 | 775.332 | 0
26.05. | 21 | 6555.332 |  | 5780 | 0 | 0 | 775.332 | 0
26.05. | 22 | 6555.332 |  | 5780 | 0 | 0 | 775.332 | 0
26.05. | 23 | 6555.332 |  | 5780 | 0 | 0 | 775.332 | 0
26.05. | 24 | 6555.332 |  | 5780 | 0 | 0 | 775.332 | 0
27.05. | 1 | 6555.332 |  | 5780 | 0 | 0 | 775.332 | 0
27.05. | 2 | 6555.332 |  | 5780 | 0 | 0 | 775.332 | 0
27.05. | 3 | 6555.332 |  | 5780 | 0 | 0 | 775.332 | 0
27.05. | 4 | 6555.332 |  | 5780 | 0 | 0 | 775.332 | 0
27.05. | 5 | 6555.332 |  | 5780 | 0 | 0 | 775.332 | 0
27.05. | 6 | 6555.332 |  | 5780 | 0 | 0 | 775.332 | 0
27.05. | 7 | 6555.332 |  | 5780 | 0 | 0 | 775.332 | 0
27.05. | 8 | 6555.332 |  | 5780 | 0 | 0 | 775.332 | 0
27.05. | 9 | 6555.332 |  | 5780 | 0 | 0 | 775.332 | 0
27.05. | 10 | 6555.332 |  | 5780 | 0 | 0 | 775.332 | 0
27.05. | 11 | 6555.332 |  | 5780 | 0 | 0 | 775.332 | 0
27.05. | 12 | 6555.332 |  | 5780 | 0 | 0 | 775.332 | 0
27.05. | 13 | 6555.332 |  | 5780 | 0 | 0 | 775.332 | 0
27.05. | 14 | 6555.332 |  | 5780 | 0 | 0 | 775.332 | 0
27.05. | 15 | 6555.332 |  | 5780 | 0 | 0 | 775.332 | 0
27.05. | 16 | 6555.332 |  | 5780 | 0 | 0 | 775.332 | 0
27.05. | 17 | 6555.332 |  | 5780 | 0 | 0 | 775.332 | 0
27.05. | 18 | 6555.332 |  | 5780 | 0 | 0 | 775.332 | 0
27.05. | 19 | 6555.332 |  | 5780 | 0 | 0 | 775.332 | 0
27.05. | 20 | 6555.332 |  | 5780 | 0 | 0 | 775.332 | 0
27.05. | 21 | 6555.332 |  | 5780 | 0 | 0 | 775.332 | 0
27.05. | 22 | 6555.332 |  | 5780 | 0 | 0 | 775.332 | 0
27.05. | 23 | 6555.332 |  | 5780 | 0 | 0 | 775.332 | 0
27.05. | 24 | 6555.332 |  | 5780 | 0 | 0 | 775.332 | 0
28.05. | 1 | 6555.332 |  | 5780 | 0 | 0 | 775.332 | 0
28.05. | 2 | 6555.332 |  | 5780 | 0 | 0 | 775.332 | 0
28.05. | 3 | 6555.332 |  | 5780 | 0 | 0 | 775.332 | 0
28.05. | 4 | 6555.332 |  | 5780 | 0 | 0 | 775.332 | 0
28.05. | 5 | 6555.332 |  | 5780 | 0 | 0 | 775.332 | 0
28.05. | 6 | 6555.332 |  | 5780 | 0 | 0 | 775.332 | 0
28.05. | 7 | 6555.332 |  | 5780 | 0 | 0 | 775.332 | 0
28.05. | 8 | 6555.332 |  | 5780 | 0 | 0 | 775.332 | 0
28.05. | 9 | 6555.332 |  | 5780 | 0 | 0 | 775.332 | 0
28.05. | 10 | 6555.332 |  | 5780 | 0 | 0 | 775.332 | 0
28.05. | 11 | 6555.332 |  | 5780 | 0 | 0 | 775.332 | 0
28.05. | 12 | 6555.332 |  | 5780 | 0 | 0 | 775.332 | 0
28.05. | 13 | 6555.332 |  | 5780 | 0 | 0 | 775.332 | 0
28.05. | 14 | 6555.332 |  | 5780 | 0 | 0 | 775.332 | 0
28.05. | 15 | 6555.332 |  | 5780 | 0 | 0 | 775.332 | 0
28.05. | 16 | 6555.332 |  | 5780 | 0 | 0 | 775.332 | 0
28.05. | 17 | 6555.332 |  | 5780 | 0 | 0 | 775.332 | 0
28.05. | 18 | 6555.332 |  | 5780 | 0 | 0 | 775.332 | 0
28.05. | 19 | 6555.332 |  | 5780 | 0 | 0 | 775.332 | 0
28.05. | 20 | 6555.332 |  | 5780 | 0 | 0 | 775.332 | 0
28.05. | 21 | 6555.332 |  | 5780 | 0 | 0 | 775.332 | 0
28.05. | 22 | 6555.332 |  | 5780 | 0 | 0 | 775.332 | 0
28.05. | 23 | 6555.332 |  | 5780 | 0 | 0 | 775.332 | 0
28.05. | 24 | 6555.332 |  | 5780 | 0 | 0 | 775.332 | 0
29.05. | 1 | 6555.332 |  | 5780 | 0 | 0 | 775.332 | 0
29.05. | 2 | 6555.332 |  | 5780 | 0 | 0 | 775.332 | 0
29.05. | 3 | 6555.332 |  | 5780 | 0 | 0 | 775.332 | 0
29.05. | 4 | 6555.332 |  | 5780 | 0 | 0 | 775.332 | 0
29.05. | 5 | 6555.332 |  | 5780 | 0 | 0 | 775.332 | 0
29.05. | 6 | 6555.332 |  | 5780 | 0 | 0 | 775.332 | 0
29.05. | 7 | 6555.332 |  | 5780 | 0 | 0 | 775.332 | 0
29.05. | 8 | 6555.332 |  | 5780 | 0 | 0 | 775.332 | 0
29.05. | 9 | 6555.332 |  | 5780 | 0 | 0 | 775.332 | 0
29.05. | 10 | 6555.332 |  | 5780 | 0 | 0 | 775.332 | 0
29.05. | 11 | 6555.332 |  | 5780 | 0 | 0 | 775.332 | 0
29.05. | 12 | 6555.332 |  | 5780 | 0 | 0 | 775.332 | 0
29.05. | 13 | 6555.332 |  | 5780 | 0 | 0 | 775.332 | 0
29.05. | 14 | 6555.332 |  | 5780 | 0 | 0 | 775.332 | 0
29.05. | 15 | 6555.332 |  | 5780 | 0 | 0 | 775.332 | 0
29.05. | 16 | 6555.332 |  | 5780 | 0 | 0 | 775.332 | 0
29.05. | 17 | 6555.332 |  | 5780 | 0 | 0 | 775.332 | 0
29.05. | 18 | 6555.332 |  | 5780 | 0 | 0 | 775.332 | 0
29.05. | 19 | 6555.332 |  | 5780 | 0 | 0 | 775.332 | 0
29.05. | 20 | 6555.332 |  | 5780 | 0 | 0 | 775.332 | 0
29.05. | 21 | 6555.332 |  | 5780 | 0 | 0 | 775.332 | 0
29.05. | 22 | 6555.332 |  | 5780 | 0 | 0 | 775.332 | 0
29.05. | 23 | 6555.332 |  | 5780 | 0 | 0 | 775.332 | 0
29.05. | 24 | 6555.332 |  | 5780 | 0 | 0 | 775.332 | 0
30.05. | 1 | 6555.332 |  | 5780 | 0 | 0 | 775.332 | 0
30.05. | 2 | 6555.332 |  | 5780 | 0 | 0 | 775.332 | 0
30.05. | 3 | 6555.332 |  | 5780 | 0 | 0 | 775.332 | 0
30.05. | 4 | 6555.332 |  | 5780 | 0 | 0 | 775.332 | 0
30.05. | 5 | 6555.332 |  | 5780 | 0 | 0 | 775.332 | 0
30.05. | 6 | 6555.332 |  | 5780 | 0 | 0 | 775.332 | 0
30.05. | 7 | 6555.332 |  | 5780 | 0 | 0 | 775.332 | 0
30.05. | 8 | 6555.332 |  | 5780 | 0 | 0 | 775.332 | 0
30.05. | 9 | 6555.332 |  | 5780 | 0 | 0 | 775.332 | 0
30.05. | 10 | 6555.332 |  | 5780 | 0 | 0 | 775.332 | 0
30.05. | 11 | 6555.332 |  | 5780 | 0 | 0 | 775.332 | 0
30.05. | 12 | 6555.332 |  | 5780 | 0 | 0 | 775.332 | 0
30.05. | 13 | 6555.332 |  | 5780 | 0 | 0 | 775.332 | 0
30.05. | 14 | 6555.332 |  | 5780 | 0 | 0 | 775.332 | 0
30.05. | 15 | 6555.332 |  | 5780 | 0 | 0 | 775.332 | 0
30.05. | 16 | 6555.332 |  | 5780 | 0 | 0 | 775.332 | 0
30.05. | 17 | 6555.332 |  | 5780 | 0 | 0 | 775.332 | 0
30.05. | 18 | 6555.332 |  | 5780 | 0 | 0 | 775.332 | 0
30.05. | 19 | 6555.332 |  | 5780 | 0 | 0 | 775.332 | 0
30.05. | 20 | 6555.332 |  | 5780 | 0 | 0 | 775.332 | 0
30.05. | 21 | 6555.332 |  | 5780 | 0 | 0 | 775.332 | 0
30.05. | 22 | 6555.332 |  | 5780 | 0 | 0 | 775.332 | 0
30.05. | 23 | 6555.332 |  | 5780 | 0 | 0 | 775.332 | 0
30.05. | 24 | 6555.332 |  | 5780 | 0 | 0 | 775.332 | 0
31.05. | 1 | 6555.332 |  | 5780 | 0 | 0 | 775.332 | 0
31.05. | 2 | 6555.332 |  | 5780 | 0 | 0 | 775.332 | 0
31.05. | 3 | 6555.332 |  | 5780 | 0 | 0 | 775.332 | 0
31.05. | 4 | 6555.332 |  | 5780 | 0 | 0 | 775.332 | 0
31.05. | 5 | 6555.332 |  | 5780 | 0 | 0 | 775.332 | 0
31.05. | 6 | 6555.332 |  | 5780 | 0 | 0 | 775.332 | 0
31.05. | 7 | 6555.332 |  | 5780 | 0 | 0 | 775.332 | 0
31.05. | 8 | 6555.332 |  | 5780 | 0 | 0 | 775.332 | 0
31.05. | 9 | 6555.332 |  | 5780 | 0 | 0 | 775.332 | 0
31.05. | 10 | 6555.332 |  | 5780 | 0 | 0 | 775.332 | 0
31.05. | 11 | 6555.332 |  | 5780 | 0 | 0 | 775.332 | 0
31.05. | 12 | 6555.332 |  | 5780 | 0 | 0 | 775.332 | 0
31.05. | 13 | 6555.332 |  | 5780 | 0 | 0 | 775.332 | 0
31.05. | 14 | 6555.332 |  | 5780 | 0 | 0 | 775.332 | 0
31.05. | 15 | 6555.332 |  | 5780 | 0 | 0 | 775.332 | 0
31.05. | 16 | 6555.332 |  | 5780 | 0 | 0 | 775.332 | 0
31.05. | 17 | 6555.332 |  | 5780 | 0 | 0 | 775.332 | 0
31.05. | 18 | 6555.332 |  | 5780 | 0 | 0 | 775.332 | 0
31.05. | 19 | 6555.332 |  | 5780 | 0 | 0 | 775.332 | 0
31.05. | 20 | 6555.332 |  | 5780 | 0 | 0 | 775.332 | 0
31.05. | 21 | 6555.332 |  | 5780 | 0 | 0 | 775.332 | 0
31.05. | 22 | 6555.332 |  | 5780 | 0 | 0 | 775.332 | 0
31.05. | 23 | 6555.332 |  | 5780 | 0 | 0 | 775.332 | 0
31.05. | 24 | 6555.332 |  | 5780 | 0 | 0 | 775.332 | 0
01.06. | 1 | 6555.332 |  | 5780 | 0 | 0 | 775.332 | 0
01.06. | 2 | 6555.332 |  | 5780 | 0 | 0 | 775.332 | 0
01.06. | 3 | 6555.332 |  | 5780 | 0 | 0 | 775.332 | 0
01.06. | 4 | 6555.332 |  | 5780 | 0 | 0 | 775.332 | 0
01.06. | 5 | 6555.332 |  | 5780 | 0 | 0 | 775.332 | 0
01.06. | 6 | 6555.332 |  | 5780 | 0 | 0 | 775.332 | 0
01.06. | 7 | 6555.332 |  | 5780 | 0 | 0 | 775.332 | 0
01.06. | 8 | 6555.332 |  | 5780 | 0 | 0 | 775.332 | 0
01.06. | 9 | 6555.332 |  | 5780 | 0 | 0 | 775.332 | 0
01.06. | 10 | 6555.332 |  | 5780 | 0 | 0 | 775.332 | 0
01.06. | 11 | 6555.332 |  | 5780 | 0 | 0 | 775.332 | 0
01.06. | 12 | 6555.332 |  | 5780 | 0 | 0 | 775.332 | 0
01.06. | 13 | 6555.332 |  | 5780 | 0 | 0 | 775.332 | 0
01.06. | 14 | 6555.332 |  | 5780 | 0 | 0 | 775.332 | 0
01.06. | 15 | 6555.332 |  | 5780 | 0 | 0 | 775.332 | 0
01.06. | 16 | 6555.332 |  | 5780 | 0 | 0 | 775.332 | 0
01.06. | 17 | 6555.332 |  | 5780 | 0 | 0 | 775.332 | 0
01.06. | 18 | 6555.332 |  | 5780 | 0 | 0 | 775.332 | 0
01.06. | 19 | 6555.332 |  | 5780 | 0 | 0 | 775.332 | 0
01.06. | 20 | 6555.332 |  | 5780 | 0 | 0 | 775.332 | 0
01.06. | 21 | 6555.332 |  | 5780 | 0 | 0 | 775.332 | 0
01.06. | 22 | 6555.332 |  | 5780 | 0 | 0 | 775.332 | 0
01.06. | 23 | 6555.332 |  | 5780 | 0 | 0 | 775.332 | 0
01.06. | 24 | 6555.332 |  | 5780 | 0 | 0 | 775.332 | 0
02.06. | 1 | 6555.332 |  | 5780 | 0 | 0 | 775.332 | 0
02.06. | 2 | 6555.332 |  | 5780 | 0 | 0 | 775.332 | 0
02.06. | 3 | 6555.332 |  | 5780 | 0 | 0 | 775.332 | 0
02.06. | 4 | 6555.332 |  | 5780 | 0 | 0 | 775.332 | 0
02.06. | 5 | 6555.332 |  | 5780 | 0 | 0 | 775.332 | 0
02.06. | 6 | 6555.332 |  | 5780 | 0 | 0 | 775.332 | 0
02.06. | 7 | 6555.332 |  | 5780 | 0 | 0 | 775.332 | 0
02.06. | 8 | 6555.332 |  | 5780 | 0 | 0 | 775.332 | 0
02.06. | 9 | 6555.332 |  | 5780 | 0 | 0 | 775.332 | 0
02.06. | 10 | 6555.332 |  | 5780 | 0 | 0 | 775.332 | 0
02.06. | 11 | 6555.332 |  | 5780 | 0 | 0 | 775.332 | 0
02.06. | 12 | 6555.332 |  | 5780 | 0 | 0 | 775.332 | 0
02.06. | 13 | 6555.332 |  | 5780 | 0 | 0 | 775.332 | 0
02.06. | 14 | 6555.332 |  | 5780 | 0 | 0 | 775.332 | 0
02.06. | 15 | 6555.332 |  | 5780 | 0 | 0 | 775.332 | 0
02.06. | 16 | 6555.332 |  | 5780 | 0 | 0 | 775.332 | 0
02.06. | 17 | 6555.332 |  | 5780 | 0 | 0 | 775.332 | 0
02.06. | 18 | 6555.332 |  | 5780 | 0 | 0 | 775.332 | 0
02.06. | 19 | 6555.332 |  | 5780 | 0 | 0 | 775.332 | 0
02.06. | 20 | 6555.332 |  | 5780 | 0 | 0 | 775.332 | 0
02.06. | 21 | 6555.332 |  | 5780 | 0 | 0 | 775.332 | 0
02.06. | 22 | 6555.332 |  | 5780 | 0 | 0 | 775.332 | 0
02.06. | 23 | 6555.332 |  | 5780 | 0 | 0 | 775.332 | 0
02.06. | 24 | 6555.332 |  | 5780 | 0 | 0 | 775.332 | 0
03.06. | 1 | 6555.332 |  | 5780 | 0 | 0 | 775.332 | 0
03.06. | 2 | 6555.332 |  | 5780 | 0 | 0 | 775.332 | 0
03.06. | 3 | 6555.332 |  | 5780 | 0 | 0 | 775.332 | 0
03.06. | 4 | 6555.332 |  | 5780 | 0 | 0 | 775.332 | 0
03.06. | 5 | 6555.332 |  | 5780 | 0 | 0 | 775.332 | 0
03.06. | 6 | 6555.332 |  | 5780 | 0 | 0 | 775.332 | 0
03.06. | 7 | 6555.332 |  | 5780 | 0 | 0 | 775.332 | 0
03.06. | 8 | 6555.332 |  | 5780 | 0 | 0 | 775.332 | 0
03.06. | 9 | 6555.332 |  | 5780 | 0 | 0 | 775.332 | 0
03.06. | 10 | 6555.332 |  | 5780 | 0 | 0 | 775.332 | 0
03.06. | 11 | 6555.332 |  | 5780 | 0 | 0 | 775.332 | 0
03.06. | 12 | 6555.332 |  | 5780 | 0 | 0 | 775.332 | 0
03.06. | 13 | 6555.332 |  | 5780 | 0 | 0 | 775.332 | 0
03.06. | 14 | 6555.332 |  | 5780 | 0 | 0 | 775.332 | 0
03.06. | 15 | 6555.332 |  | 5780 | 0 | 0 | 775.332 | 0
03.06. | 16 | 6555.332 |  | 5780 | 0 | 0 | 775.332 | 0
03.06. | 17 | 6555.332 |  | 5780 | 0 | 0 | 775.332 | 0
03.06. | 18 | 6555.332 |  | 5780 | 0 | 0 | 775.332 | 0
03.06. | 19 | 6555.332 |  | 5780 | 0 | 0 | 775.332 | 0
03.06. | 20 | 6555.332 |  | 5780 | 0 | 0 | 775.332 | 0
03.06. | 21 | 6555.332 |  | 5780 | 0 | 0 | 775.332 | 0
03.06. | 22 | 6555.332 |  | 5780 | 0 | 0 | 775.332 | 0
03.06. | 23 | 6555.332 |  | 5780 | 0 | 0 | 775.332 | 0
03.06. | 24 | 6555.332 |  | 5780 | 0 | 0 | 775.332 | 0
04.06. | 1 | 6555.332 |  | 5780 | 0 | 0 | 775.332 | 0
04.06. | 2 | 6555.332 |  | 5780 | 0 | 0 | 775.332 | 0
04.06. | 3 | 6555.332 |  | 5780 | 0 | 0 | 775.332 | 0
04.06. | 4 | 6555.332 |  | 5780 | 0 | 0 | 775.332 | 0
04.06. | 5 | 6555.332 |  | 5780 | 0 | 0 | 775.332 | 0
04.06. | 6 | 6555.332 |  | 5780 | 0 | 0 | 775.332 | 0
04.06. | 7 | 6555.332 |  | 5780 | 0 | 0 | 775.332 | 0
04.06. | 8 | 6555.332 |  | 5780 | 0 | 0 | 775.332 | 0
04.06. | 9 | 6555.332 |  | 5780 | 0 | 0 | 775.332 | 0
04.06. | 10 | 6555.332 |  | 5780 | 0 | 0 | 775.332 | 0
04.06. | 11 | 6555.332 |  | 5780 | 0 | 0 | 775.332 | 0
04.06. | 12 | 6555.332 |  | 5780 | 0 | 0 | 775.332 | 0
04.06. | 13 | 6555.332 |  | 5780 | 0 | 0 | 775.332 | 0
04.06. | 14 | 6555.332 |  | 5780 | 0 | 0 | 775.332 | 0
04.06. | 15 | 6555.332 |  | 5780 | 0 | 0 | 775.332 | 0
04.06. | 16 | 6555.332 |  | 5780 | 0 | 0 | 775.332 | 0
04.06. | 17 | 6555.332 |  | 5780 | 0 | 0 | 775.332 | 0
04.06. | 18 | 6555.332 |  | 5780 | 0 | 0 | 775.332 | 0
04.06. | 19 | 6555.332 |  | 5780 | 0 | 0 | 775.332 | 0
04.06. | 20 | 6555.332 |  | 5780 | 0 | 0 | 775.332 | 0
04.06. | 21 | 6555.332 |  | 5780 | 0 | 0 | 775.332 | 0
04.06. | 22 | 6555.332 |  | 5780 | 0 | 0 | 775.332 | 0
04.06. | 23 | 6555.332 |  | 5780 | 0 | 0 | 775.332 | 0
04.06. | 24 | 6555.332 |  | 5780 | 0 | 0 | 775.332 | 0
05.06. | 1 | 6555.332 |  | 5780 | 0 | 0 | 775.332 | 0
05.06. | 2 | 6555.332 |  | 5780 | 0 | 0 | 775.332 | 0
05.06. | 3 | 6555.332 |  | 5780 | 0 | 0 | 775.332 | 0
05.06. | 4 | 6555.332 |  | 5780 | 0 | 0 | 775.332 | 0
05.06. | 5 | 6555.332 |  | 5780 | 0 | 0 | 775.332 | 0
05.06. | 6 | 6555.332 |  | 5780 | 0 | 0 | 775.332 | 0
05.06. | 7 | 6555.332 |  | 5780 | 0 | 0 | 775.332 | 0
05.06. | 8 | 6555.332 |  | 5780 | 0 | 0 | 775.332 | 0
05.06. | 9 | 6555.332 |  | 5780 | 0 | 0 | 775.332 | 0
05.06. | 10 | 6555.332 |  | 5780 | 0 | 0 | 775.332 | 0
05.06. | 11 | 6555.332 |  | 5780 | 0 | 0 | 775.332 | 0
05.06. | 12 | 6555.332 |  | 5780 | 0 | 0 | 775.332 | 0
05.06. | 13 | 6555.332 |  | 5780 | 0 | 0 | 775.332 | 0
05.06. | 14 | 6555.332 |  | 5780 | 0 | 0 | 775.332 | 0
05.06. | 15 | 6555.332 |  | 5780 | 0 | 0 | 775.332 | 0
05.06. | 16 | 6555.332 |  | 5780 | 0 | 0 | 775.332 | 0
05.06. | 17 | 6555.332 |  | 5780 | 0 | 0 | 775.332 | 0
05.06. | 18 | 6555.332 |  | 5780 | 0 | 0 | 775.332 | 0
05.06. | 19 | 6555.332 |  | 5780 | 0 | 0 | 775.332 | 0
05.06. | 20 | 6555.332 |  | 5780 | 0 | 0 | 775.332 | 0
05.06. | 21 | 6555.332 |  | 5780 | 0 | 0 | 775.332 | 0
05.06. | 22 | 6555.332 |  | 5780 | 0 | 0 | 775.332 | 0
05.06. | 23 | 6555.332 |  | 5780 | 0 | 0 | 775.332 | 0
05.06. | 24 | 6555.332 |  | 5780 | 0 | 0 | 775.332 | 0
06.06. | 1 | 6555.332 |  | 5780 | 0 | 0 | 775.332 | 0
06.06. | 2 | 6555.332 |  | 5780 | 0 | 0 | 775.332 | 0
06.06. | 3 | 6555.332 |  | 5780 | 0 | 0 | 775.332 | 0
06.06. | 4 | 6555.332 |  | 5780 | 0 | 0 | 775.332 | 0
06.06. | 5 | 6555.332 |  | 5780 | 0 | 0 | 775.332 | 0
06.06. | 6 | 6555.332 |  | 5780 | 0 | 0 | 775.332 | 0
06.06. | 7 | 6555.332 |  | 5780 | 0 | 0 | 775.332 | 0
06.06. | 8 | 6555.332 |  | 5780 | 0 | 0 | 775.332 | 0
06.06. | 9 | 6555.332 |  | 5780 | 0 | 0 | 775.332 | 0
06.06. | 10 | 6555.332 |  | 5780 | 0 | 0 | 775.332 | 0
06.06. | 11 | 6555.332 |  | 5780 | 0 | 0 | 775.332 | 0
06.06. | 12 | 6555.332 |  | 5780 | 0 | 0 | 775.332 | 0
06.06. | 13 | 6555.332 |  | 5780 | 0 | 0 | 775.332 | 0
06.06. | 14 | 6555.332 |  | 5780 | 0 | 0 | 775.332 | 0
06.06. | 15 | 6555.332 |  | 5780 | 0 | 0 | 775.332 | 0
06.06. | 16 | 6555.332 |  | 5780 | 0 | 0 | 775.332 | 0
06.06. | 17 | 6555.332 |  | 5780 | 0 | 0 | 775.332 | 0
06.06. | 18 | 6555.332 |  | 5780 | 0 | 0 | 775.332 | 0
06.06. | 19 | 6555.332 |  | 5780 | 0 | 0 | 775.332 | 0
06.06. | 20 | 6555.332 |  | 5780 | 0 | 0 | 775.332 | 0
06.06. | 21 | 6555.332 |  | 5780 | 0 | 0 | 775.332 | 0
06.06. | 22 | 6555.332 |  | 5780 | 0 | 0 | 775.332 | 0
06.06. | 23 | 6555.332 |  | 5780 | 0 | 0 | 775.332 | 0
06.06. | 24 | 6555.332 |  | 5780 | 0 | 0 | 775.332 | 0
07.06. | 1 | 6555.332 |  | 5780 | 0 | 0 | 775.332 | 0
07.06. | 2 | 6555.332 |  | 5780 | 0 | 0 | 775.332 | 0
07.06. | 3 | 6555.332 |  | 5780 | 0 | 0 | 775.332 | 0
07.06. | 4 | 6555.332 |  | 5780 | 0 | 0 | 775.332 | 0
07.06. | 5 | 6555.332 |  | 5780 | 0 | 0 | 775.332 | 0
07.06. | 6 | 6555.332 |  | 5780 | 0 | 0 | 775.332 | 0
07.06. | 7 | 6555.332 |  | 5780 | 0 | 0 | 775.332 | 0
07.06. | 8 | 6555.332 |  | 5780 | 0 | 0 | 775.332 | 0
07.06. | 9 | 6555.332 |  | 5780 | 0 | 0 | 775.332 | 0
07.06. | 10 | 6555.332 |  | 5780 | 0 | 0 | 775.332 | 0
07.06. | 11 | 6555.332 |  | 5780 | 0 | 0 | 775.332 | 0
07.06. | 12 | 6555.332 |  | 5780 | 0 | 0 | 775.332 | 0
07.06. | 13 | 6555.332 |  | 5780 | 0 | 0 | 775.332 | 0
07.06. | 14 | 6555.332 |  | 5780 | 0 | 0 | 775.332 | 0
07.06. | 15 | 6555.332 |  | 5780 | 0 | 0 | 775.332 | 0
07.06. | 16 | 6555.332 |  | 5780 | 0 | 0 | 775.332 | 0
07.06. | 17 | 6555.332 |  | 5780 | 0 | 0 | 775.332 | 0
07.06. | 18 | 6555.332 |  | 5780 | 0 | 0 | 775.332 | 0
07.06. | 19 | 6555.332 |  | 5780 | 0 | 0 | 775.332 | 0
07.06. | 20 | 6555.332 |  | 5780 | 0 | 0 | 775.332 | 0
07.06. | 21 | 6555.332 |  | 5780 | 0 | 0 | 775.332 | 0
07.06. | 22 | 6555.332 |  | 5780 | 0 | 0 | 775.332 | 0
07.06. | 23 | 6555.332 |  | 5780 | 0 | 0 | 775.332 | 0
07.06. | 24 | 6555.332 |  | 5780 | 0 | 0 | 775.332 | 0
08.06. | 1 | 6555.332 |  | 5780 | 0 | 0 | 775.332 | 0
08.06. | 2 | 6555.332 |  | 5780 | 0 | 0 | 775.332 | 0
08.06. | 3 | 6555.332 |  | 5780 | 0 | 0 | 775.332 | 0
08.06. | 4 | 6555.332 |  | 5780 | 0 | 0 | 775.332 | 0
08.06. | 5 | 6555.332 |  | 5780 | 0 | 0 | 775.332 | 0
08.06. | 6 | 6555.332 |  | 5780 | 0 | 0 | 775.332 | 0
08.06. | 7 | 6555.332 |  | 5780 | 0 | 0 | 775.332 | 0
08.06. | 8 | 6555.332 |  | 5780 | 0 | 0 | 775.332 | 0
08.06. | 9 | 6555.332 |  | 5780 | 0 | 0 | 775.332 | 0
08.06. | 10 | 6555.332 |  | 5780 | 0 | 0 | 775.332 | 0
08.06. | 11 | 6555.332 |  | 5780 | 0 | 0 | 775.332 | 0
08.06. | 12 | 6555.332 |  | 5780 | 0 | 0 | 775.332 | 0
08.06. | 13 | 6555.332 |  | 5780 | 0 | 0 | 775.332 | 0
08.06. | 14 | 6555.332 |  | 5780 | 0 | 0 | 775.332 | 0
08.06. | 15 | 6555.332 |  | 5780 | 0 | 0 | 775.332 | 0
08.06. | 16 | 6555.332 |  | 5780 | 0 | 0 | 775.332 | 0
08.06. | 17 | 6555.332 |  | 5780 | 0 | 0 | 775.332 | 0
08.06. | 18 | 6555.332 |  | 5780 | 0 | 0 | 775.332 | 0
08.06. | 19 | 6555.332 |  | 5780 | 0 | 0 | 775.332 | 0
08.06. | 20 | 6555.332 |  | 5780 | 0 | 0 | 775.332 | 0
08.06. | 21 | 6555.332 |  | 5780 | 0 | 0 | 775.332 | 0
08.06. | 22 | 6555.332 |  | 5780 | 0 | 0 | 775.332 | 0
08.06. | 23 | 6555.332 |  | 5780 | 0 | 0 | 775.332 | 0
08.06. | 24 | 6555.332 |  | 5780 | 0 | 0 | 775.332 | 0
09.06. | 1 | 6555.332 |  | 5780 | 0 | 0 | 775.332 | 0
09.06. | 2 | 6555.332 |  | 5780 | 0 | 0 | 775.332 | 0
09.06. | 3 | 6555.332 |  | 5780 | 0 | 0 | 775.332 | 0
09.06. | 4 | 6555.332 |  | 5780 | 0 | 0 | 775.332 | 0
09.06. | 5 | 6555.332 |  | 5780 | 0 | 0 | 775.332 | 0
09.06. | 6 | 6555.332 |  | 5780 | 0 | 0 | 775.332 | 0
09.06. | 7 | 6555.332 |  | 5780 | 0 | 0 | 775.332 | 0
09.06. | 8 | 6555.332 |  | 5780 | 0 | 0 | 775.332 | 0
09.06. | 9 | 6555.332 |  | 5780 | 0 | 0 | 775.332 | 0
09.06. | 10 | 6555.332 |  | 5780 | 0 | 0 | 775.332 | 0
09.06. | 11 | 6555.332 |  | 5780 | 0 | 0 | 775.332 | 0
09.06. | 12 | 6555.332 |  | 5780 | 0 | 0 | 775.332 | 0
09.06. | 13 | 6555.332 |  | 5780 | 0 | 0 | 775.332 | 0
09.06. | 14 | 6555.332 |  | 5780 | 0 | 0 | 775.332 | 0
09.06. | 15 | 6555.332 |  | 5780 | 0 | 0 | 775.332 | 0
09.06. | 16 | 6555.332 |  | 5780 | 0 | 0 | 775.332 | 0
09.06. | 17 | 6555.332 |  | 5780 | 0 | 0 | 775.332 | 0
09.06. | 18 | 6555.332 |  | 5780 | 0 | 0 | 775.332 | 0
09.06. | 19 | 6555.332 |  | 5780 | 0 | 0 | 775.332 | 0
09.06. | 20 | 6555.332 |  | 5780 | 0 | 0 | 775.332 | 0
09.06. | 21 | 6555.332 |  | 5780 | 0 | 0 | 775.332 | 0
09.06. | 22 | 6555.332 |  | 5780 | 0 | 0 | 775.332 | 0
09.06. | 23 | 6555.332 |  | 5780 | 0 | 0 | 775.332 | 0
09.06. | 24 | 6555.332 |  | 5780 | 0 | 0 | 775.332 | 0
10.06. | 1 | 6555.332 |  | 5780 | 0 | 0 | 775.332 | 0
10.06. | 2 | 6555.332 |  | 5780 | 0 | 0 | 775.332 | 0
10.06. | 3 | 6555.332 |  | 5780 | 0 | 0 | 775.332 | 0
10.06. | 4 | 6555.332 |  | 5780 | 0 | 0 | 775.332 | 0
10.06. | 5 | 6555.332 |  | 5780 | 0 | 0 | 775.332 | 0
10.06. | 6 | 6555.332 |  | 5780 | 0 | 0 | 775.332 | 0
10.06. | 7 | 6555.332 |  | 5780 | 0 | 0 | 775.332 | 0
10.06. | 8 | 6555.332 |  | 5780 | 0 | 0 | 775.332 | 0
10.06. | 9 | 6555.332 |  | 5780 | 0 | 0 | 775.332 | 0
10.06. | 10 | 6555.332 |  | 5780 | 0 | 0 | 775.332 | 0
10.06. | 11 | 6555.332 |  | 5780 | 0 | 0 | 775.332 | 0
10.06. | 12 | 6555.332 |  | 5780 | 0 | 0 | 775.332 | 0
10.06. | 13 | 6555.332 |  | 5780 | 0 | 0 | 775.332 | 0
10.06. | 14 | 6555.332 |  | 5780 | 0 | 0 | 775.332 | 0
10.06. | 15 | 6555.332 |  | 5780 | 0 | 0 | 775.332 | 0
10.06. | 16 | 6555.332 |  | 5780 | 0 | 0 | 775.332 | 0
10.06. | 17 | 6555.332 |  | 5780 | 0 | 0 | 775.332 | 0
10.06. | 18 | 6555.332 |  | 5780 | 0 | 0 | 775.332 | 0
10.06. | 19 | 6555.332 |  | 5780 | 0 | 0 | 775.332 | 0
10.06. | 20 | 6555.332 |  | 5780 | 0 | 0 | 775.332 | 0
10.06. | 21 | 6555.332 |  | 5780 | 0 | 0 | 775.332 | 0
10.06. | 22 | 6555.332 |  | 5780 | 0 | 0 | 775.332 | 0
10.06. | 23 | 6555.332 |  | 5780 | 0 | 0 | 775.332 | 0
10.06. | 24 | 6555.332 |  | 5780 | 0 | 0 | 775.332 | 0
11.06. | 1 | 6555.332 |  | 5780 | 0 | 0 | 775.332 | 0
11.06. | 2 | 6555.332 |  | 5780 | 0 | 0 | 775.332 | 0
11.06. | 3 | 6555.332 |  | 5780 | 0 | 0 | 775.332 | 0
11.06. | 4 | 6555.332 |  | 5780 | 0 | 0 | 775.332 | 0
11.06. | 5 | 6555.332 |  | 5780 | 0 | 0 | 775.332 | 0
11.06. | 6 | 6555.332 |  | 5780 | 0 | 0 | 775.332 | 0
11.06. | 7 | 6555.332 |  | 5780 | 0 | 0 | 775.332 | 0
11.06. | 8 | 6555.332 |  | 5780 | 0 | 0 | 775.332 | 0
11.06. | 9 | 6555.332 |  | 5780 | 0 | 0 | 775.332 | 0
11.06. | 10 | 6555.332 |  | 5780 | 0 | 0 | 775.332 | 0
11.06. | 11 | 6555.332 |  | 5780 | 0 | 0 | 775.332 | 0
11.06. | 12 | 6555.332 |  | 5780 | 0 | 0 | 775.332 | 0
11.06. | 13 | 6555.332 |  | 5780 | 0 | 0 | 775.332 | 0
11.06. | 14 | 6555.332 |  | 5780 | 0 | 0 | 775.332 | 0
11.06. | 15 | 6555.332 |  | 5780 | 0 | 0 | 775.332 | 0
11.06. | 16 | 6555.332 |  | 5780 | 0 | 0 | 775.332 | 0
11.06. | 17 | 6555.332 |  | 5780 | 0 | 0 | 775.332 | 0
11.06. | 18 | 6555.332 |  | 5780 | 0 | 0 | 775.332 | 0
11.06. | 19 | 6555.332 |  | 5780 | 0 | 0 | 775.332 | 0
11.06. | 20 | 6555.332 |  | 5780 | 0 | 0 | 775.332 | 0
11.06. | 21 | 6555.332 |  | 5780 | 0 | 0 | 775.332 | 0
11.06. | 22 | 6555.332 |  | 5780 | 0 | 0 | 775.332 | 0
11.06. | 23 | 6555.332 |  | 5780 | 0 | 0 | 775.332 | 0
11.06. | 24 | 6555.332 |  | 5780 | 0 | 0 | 775.332 | 0
12.06. | 1 | 6555.332 |  | 5780 | 0 | 0 | 775.332 | 0
12.06. | 2 | 6555.332 |  | 5780 | 0 | 0 | 775.332 | 0
12.06. | 3 | 6555.332 |  | 5780 | 0 | 0 | 775.332 | 0
12.06. | 4 | 6555.332 |  | 5780 | 0 | 0 | 775.332 | 0
12.06. | 5 | 6555.332 |  | 5780 | 0 | 0 | 775.332 | 0
12.06. | 6 | 6555.332 |  | 5780 | 0 | 0 | 775.332 | 0
12.06. | 7 | 6555.332 |  | 5780 | 0 | 0 | 775.332 | 0
12.06. | 8 | 6555.332 |  | 5780 | 0 | 0 | 775.332 | 0
12.06. | 9 | 6555.332 |  | 5780 | 0 | 0 | 775.332 | 0
12.06. | 10 | 6555.332 |  | 5780 | 0 | 0 | 775.332 | 0
12.06. | 11 | 6555.332 |  | 5780 | 0 | 0 | 775.332 | 0
12.06. | 12 | 6555.332 |  | 5780 | 0 | 0 | 775.332 | 0
12.06. | 13 | 6555.332 |  | 5780 | 0 | 0 | 775.332 | 0
12.06. | 14 | 6555.332 |  | 5780 | 0 | 0 | 775.332 | 0
12.06. | 15 | 6555.332 |  | 5780 | 0 | 0 | 775.332 | 0
12.06. | 16 | 6555.332 |  | 5780 | 0 | 0 | 775.332 | 0
12.06. | 17 | 6555.332 |  | 5780 | 0 | 0 | 775.332 | 0
12.06. | 18 | 6555.332 |  | 5780 | 0 | 0 | 775.332 | 0
12.06. | 19 | 6555.332 |  | 5780 | 0 | 0 | 775.332 | 0
12.06. | 20 | 6555.332 |  | 5780 | 0 | 0 | 775.332 | 0
12.06. | 21 | 6555.332 |  | 5780 | 0 | 0 | 775.332 | 0
12.06. | 22 | 6555.332 |  | 5780 | 0 | 0 | 775.332 | 0
12.06. | 23 | 6555.332 |  | 5780 | 0 | 0 | 775.332 | 0
12.06. | 24 | 6555.332 |  | 5780 | 0 | 0 | 775.332 | 0
13.06. | 1 | 6555.332 |  | 5780 | 0 | 0 | 775.332 | 0
13.06. | 2 | 6555.332 |  | 5780 | 0 | 0 | 775.332 | 0
13.06. | 3 | 6555.332 |  | 5780 | 0 | 0 | 775.332 | 0
13.06. | 4 | 6555.332 |  | 5780 | 0 | 0 | 775.332 | 0
13.06. | 5 | 6555.332 |  | 5780 | 0 | 0 | 775.332 | 0
13.06. | 6 | 6555.332 |  | 5780 | 0 | 0 | 775.332 | 0
13.06. | 7 | 6555.332 |  | 5780 | 0 | 0 | 775.332 | 0
13.06. | 8 | 6555.332 |  | 5780 | 0 | 0 | 775.332 | 0
13.06. | 9 | 6555.332 |  | 5780 | 0 | 0 | 775.332 | 0
13.06. | 10 | 6555.332 |  | 5780 | 0 | 0 | 775.332 | 0
13.06. | 11 | 6555.332 |  | 5780 | 0 | 0 | 775.332 | 0
13.06. | 12 | 6555.332 |  | 5780 | 0 | 0 | 775.332 | 0
13.06. | 13 | 6555.332 |  | 5780 | 0 | 0 | 775.332 | 0
13.06. | 14 | 6555.332 |  | 5780 | 0 | 0 | 775.332 | 0
13.06. | 15 | 6555.332 |  | 5780 | 0 | 0 | 775.332 | 0
13.06. | 16 | 6555.332 |  | 5780 | 0 | 0 | 775.332 | 0
13.06. | 17 | 6555.332 |  | 5780 | 0 | 0 | 775.332 | 0
13.06. | 18 | 6555.332 |  | 5780 | 0 | 0 | 775.332 | 0
13.06. | 19 | 6555.332 |  | 5780 | 0 | 0 | 775.332 | 0
13.06. | 20 | 6555.332 |  | 5780 | 0 | 0 | 775.332 | 0
13.06. | 21 | 6555.332 |  | 5780 | 0 | 0 | 775.332 | 0
13.06. | 22 | 6555.332 |  | 5780 | 0 | 0 | 775.332 | 0
13.06. | 23 | 6555.332 |  | 5780 | 0 | 0 | 775.332 | 0
13.06. | 24 | 6555.332 |  | 5780 | 0 | 0 | 775.332 | 0
14.06. | 1 | 6555.332 |  | 5780 | 0 | 0 | 775.332 | 0
14.06. | 2 | 6555.332 |  | 5780 | 0 | 0 | 775.332 | 0
14.06. | 3 | 6555.332 |  | 5780 | 0 | 0 | 775.332 | 0
14.06. | 4 | 6555.332 |  | 5780 | 0 | 0 | 775.332 | 0
14.06. | 5 | 6555.332 |  | 5780 | 0 | 0 | 775.332 | 0
14.06. | 6 | 6555.332 |  | 5780 | 0 | 0 | 775.332 | 0
14.06. | 7 | 6555.332 |  | 5780 | 0 | 0 | 775.332 | 0
14.06. | 8 | 6555.332 |  | 5780 | 0 | 0 | 775.332 | 0
14.06. | 9 | 6555.332 |  | 5780 | 0 | 0 | 775.332 | 0
14.06. | 10 | 6555.332 |  | 5780 | 0 | 0 | 775.332 | 0
14.06. | 11 | 6555.332 |  | 5780 | 0 | 0 | 775.332 | 0
14.06. | 12 | 6555.332 |  | 5780 | 0 | 0 | 775.332 | 0
14.06. | 13 | 6555.332 |  | 5780 | 0 | 0 | 775.332 | 0
14.06. | 14 | 6555.332 |  | 5780 | 0 | 0 | 775.332 | 0
14.06. | 15 | 6555.332 |  | 5780 | 0 | 0 | 775.332 | 0
14.06. | 16 | 6555.332 |  | 5780 | 0 | 0 | 775.332 | 0
14.06. | 17 | 6555.332 |  | 5780 | 0 | 0 | 775.332 | 0
14.06. | 18 | 6555.332 |  | 5780 | 0 | 0 | 775.332 | 0
14.06. | 19 | 6555.332 |  | 5780 | 0 | 0 | 775.332 | 0
14.06. | 20 | 6555.332 |  | 5780 | 0 | 0 | 775.332 | 0
14.06. | 21 | 6555.332 |  | 5780 | 0 | 0 | 775.332 | 0
14.06. | 22 | 6555.332 |  | 5780 | 0 | 0 | 775.332 | 0
14.06. | 23 | 6555.332 |  | 5780 | 0 | 0 | 775.332 | 0
14.06. | 24 | 6555.332 |  | 5780 | 0 | 0 | 775.332 | 0
15.06. | 1 | 6555.332 |  | 5780 | 0 | 0 | 775.332 | 0
15.06. | 2 | 6555.332 |  | 5780 | 0 | 0 | 775.332 | 0
15.06. | 3 | 6555.332 |  | 5780 | 0 | 0 | 775.332 | 0
15.06. | 4 | 6555.332 |  | 5780 | 0 | 0 | 775.332 | 0
15.06. | 5 | 6555.332 |  | 5780 | 0 | 0 | 775.332 | 0
15.06. | 6 | 6555.332 |  | 5780 | 0 | 0 | 775.332 | 0
15.06. | 7 | 6555.332 |  | 5780 | 0 | 0 | 775.332 | 0
15.06. | 8 | 6555.332 |  | 5780 | 0 | 0 | 775.332 | 0
15.06. | 9 | 6555.332 |  | 5780 | 0 | 0 | 775.332 | 0
15.06. | 10 | 6555.332 |  | 5780 | 0 | 0 | 775.332 | 0
15.06. | 11 | 6555.332 |  | 5780 | 0 | 0 | 775.332 | 0
15.06. | 12 | 6555.332 |  | 5780 | 0 | 0 | 775.332 | 0
15.06. | 13 | 6555.332 |  | 5780 | 0 | 0 | 775.332 | 0
15.06. | 14 | 6555.332 |  | 5780 | 0 | 0 | 775.332 | 0
15.06. | 15 | 6555.332 |  | 5780 | 0 | 0 | 775.332 | 0
15.06. | 16 | 6555.332 |  | 5780 | 0 | 0 | 775.332 | 0
15.06. | 17 | 6555.332 |  | 5780 | 0 | 0 | 775.332 | 0
15.06. | 18 | 6555.332 |  | 5780 | 0 | 0 | 775.332 | 0
15.06. | 19 | 6555.332 |  | 5780 | 0 | 0 | 775.332 | 0
15.06. | 20 | 6555.332 |  | 5780 | 0 | 0 | 775.332 | 0
15.06. | 21 | 6555.332 |  | 5780 | 0 | 0 | 775.332 | 0
15.06. | 22 | 6555.332 |  | 5780 | 0 | 0 | 775.332 | 0
15.06. | 23 | 6555.332 |  | 5780 | 0 | 0 | 775.332 | 0
15.06. | 24 | 6555.332 |  | 5780 | 0 | 0 | 775.332 | 0
16.06. | 1 | 6555.332 |  | 5780 | 0 | 0 | 775.332 | 0
16.06. | 2 | 6555.332 |  | 5780 | 0 | 0 | 775.332 | 0
16.06. | 3 | 6555.332 |  | 5780 | 0 | 0 | 775.332 | 0
16.06. | 4 | 6555.332 |  | 5780 | 0 | 0 | 775.332 | 0
16.06. | 5 | 6555.332 |  | 5780 | 0 | 0 | 775.332 | 0
16.06. | 6 | 6555.332 |  | 5780 | 0 | 0 | 775.332 | 0
16.06. | 7 | 6555.332 |  | 5780 | 0 | 0 | 775.332 | 0
16.06. | 8 | 6555.332 |  | 5780 | 0 | 0 | 775.332 | 0
16.06. | 9 | 6555.332 |  | 5780 | 0 | 0 | 775.332 | 0
16.06. | 10 | 6555.332 |  | 5780 | 0 | 0 | 775.332 | 0
16.06. | 11 | 6555.332 |  | 5780 | 0 | 0 | 775.332 | 0
16.06. | 12 | 6555.332 |  | 5780 | 0 | 0 | 775.332 | 0
16.06. | 13 | 6555.332 |  | 5780 | 0 | 0 | 775.332 | 0
16.06. | 14 | 6555.332 |  | 5780 | 0 | 0 | 775.332 | 0
16.06. | 15 | 6555.332 |  | 5780 | 0 | 0 | 775.332 | 0
16.06. | 16 | 6555.332 |  | 5780 | 0 | 0 | 775.332 | 0
16.06. | 17 | 6555.332 |  | 5780 | 0 | 0 | 775.332 | 0
16.06. | 18 | 6555.332 |  | 5780 | 0 | 0 | 775.332 | 0
16.06. | 19 | 6555.332 |  | 5780 | 0 | 0 | 775.332 | 0
16.06. | 20 | 6555.332 |  | 5780 | 0 | 0 | 775.332 | 0
16.06. | 21 | 6555.332 |  | 5780 | 0 | 0 | 775.332 | 0
16.06. | 22 | 6555.332 |  | 5780 | 0 | 0 | 775.332 | 0
16.06. | 23 | 6555.332 |  | 5780 | 0 | 0 | 775.332 | 0
16.06. | 24 | 6555.332 |  | 5780 | 0 | 0 | 775.332 | 0
17.06. | 1 | 6555.332 |  | 5780 | 0 | 0 | 775.332 | 0
17.06. | 2 | 6555.332 |  | 5780 | 0 | 0 | 775.332 | 0
17.06. | 3 | 6555.332 |  | 5780 | 0 | 0 | 775.332 | 0
17.06. | 4 | 6555.332 |  | 5780 | 0 | 0 | 775.332 | 0
17.06. | 5 | 6555.332 |  | 5780 | 0 | 0 | 775.332 | 0
17.06. | 6 | 6555.332 |  | 5780 | 0 | 0 | 775.332 | 0
17.06. | 7 | 6555.332 |  | 5780 | 0 | 0 | 775.332 | 0
17.06. | 8 | 6555.332 |  | 5780 | 0 | 0 | 775.332 | 0
17.06. | 9 | 6555.332 |  | 5780 | 0 | 0 | 775.332 | 0
17.06. | 10 | 6555.332 |  | 5780 | 0 | 0 | 775.332 | 0
17.06. | 11 | 6555.332 |  | 5780 | 0 | 0 | 775.332 | 0
17.06. | 12 | 6555.332 |  | 5780 | 0 | 0 | 775.332 | 0
17.06. | 13 | 6555.332 |  | 5780 | 0 | 0 | 775.332 | 0
17.06. | 14 | 6555.332 |  | 5780 | 0 | 0 | 775.332 | 0
17.06. | 15 | 6555.332 |  | 5780 | 0 | 0 | 775.332 | 0
17.06. | 16 | 6555.332 |  | 5780 | 0 | 0 | 775.332 | 0
17.06. | 17 | 6555.332 |  | 5780 | 0 | 0 | 775.332 | 0
17.06. | 18 | 6555.332 |  | 5780 | 0 | 0 | 775.332 | 0
17.06. | 19 | 6555.332 |  | 5780 | 0 | 0 | 775.332 | 0
17.06. | 20 | 6555.332 |  | 5780 | 0 | 0 | 775.332 | 0
17.06. | 21 | 6555.332 |  | 5780 | 0 | 0 | 775.332 | 0
17.06. | 22 | 6555.332 |  | 5780 | 0 | 0 | 775.332 | 0
17.06. | 23 | 6555.332 |  | 5780 | 0 | 0 | 775.332 | 0
17.06. | 24 | 6555.332 |  | 5780 | 0 | 0 | 775.332 | 0
18.06. | 1 | 6555.332 |  | 5780 | 0 | 0 | 775.332 | 0
18.06. | 2 | 6555.332 |  | 5780 | 0 | 0 | 775.332 | 0
18.06. | 3 | 6555.332 |  | 5780 | 0 | 0 | 775.332 | 0
18.06. | 4 | 6555.332 |  | 5780 | 0 | 0 | 775.332 | 0
18.06. | 5 | 6555.332 |  | 5780 | 0 | 0 | 775.332 | 0
18.06. | 6 | 6555.332 |  | 5780 | 0 | 0 | 775.332 | 0
18.06. | 7 | 6555.332 |  | 5780 | 0 | 0 | 775.332 | 0
18.06. | 8 | 6555.332 |  | 5780 | 0 | 0 | 775.332 | 0
18.06. | 9 | 6555.332 |  | 5780 | 0 | 0 | 775.332 | 0
18.06. | 10 | 6555.332 |  | 5780 | 0 | 0 | 775.332 | 0
18.06. | 11 | 6555.332 |  | 5780 | 0 | 0 | 775.332 | 0
18.06. | 12 | 6555.332 |  | 5780 | 0 | 0 | 775.332 | 0
18.06. | 13 | 6555.332 |  | 5780 | 0 | 0 | 775.332 | 0
18.06. | 14 | 6555.332 |  | 5780 | 0 | 0 | 775.332 | 0
18.06. | 15 | 6555.332 |  | 5780 | 0 | 0 | 775.332 | 0
18.06. | 16 | 6555.332 |  | 5780 | 0 | 0 | 775.332 | 0
18.06. | 17 | 6555.332 |  | 5780 | 0 | 0 | 775.332 | 0
18.06. | 18 | 6555.332 |  | 5780 | 0 | 0 | 775.332 | 0
18.06. | 19 | 6555.332 |  | 5780 | 0 | 0 | 775.332 | 0
18.06. | 20 | 6555.332 |  | 5780 | 0 | 0 | 775.332 | 0
18.06. | 21 | 6555.332 |  | 5780 | 0 | 0 | 775.332 | 0
18.06. | 22 | 6555.332 |  | 5780 | 0 | 0 | 775.332 | 0
18.06. | 23 | 6555.332 |  | 5780 | 0 | 0 | 775.332 | 0
18.06. | 24 | 6555.332 |  | 5780 | 0 | 0 | 775.332 | 0
19.06. | 1 | 6555.332 |  | 5780 | 0 | 0 | 775.332 | 0
19.06. | 2 | 6555.332 |  | 5780 | 0 | 0 | 775.332 | 0
19.06. | 3 | 6555.332 |  | 5780 | 0 | 0 | 775.332 | 0
19.06. | 4 | 6555.332 |  | 5780 | 0 | 0 | 775.332 | 0
19.06. | 5 | 6555.332 |  | 5780 | 0 | 0 | 775.332 | 0
19.06. | 6 | 6555.332 |  | 5780 | 0 | 0 | 775.332 | 0
19.06. | 7 | 6555.332 |  | 5780 | 0 | 0 | 775.332 | 0
19.06. | 8 | 6555.332 |  | 5780 | 0 | 0 | 775.332 | 0
19.06. | 9 | 6555.332 |  | 5780 | 0 | 0 | 775.332 | 0
19.06. | 10 | 6555.332 |  | 5780 | 0 | 0 | 775.332 | 0
19.06. | 11 | 6555.332 |  | 5780 | 0 | 0 | 775.332 | 0
19.06. | 12 | 6555.332 |  | 5780 | 0 | 0 | 775.332 | 0
19.06. | 13 | 6555.332 |  | 5780 | 0 | 0 | 775.332 | 0
19.06. | 14 | 6555.332 |  | 5780 | 0 | 0 | 775.332 | 0
19.06. | 15 | 6555.332 |  | 5780 | 0 | 0 | 775.332 | 0
19.06. | 16 | 6555.332 |  | 5780 | 0 | 0 | 775.332 | 0
19.06. | 17 | 6555.332 |  | 5780 | 0 | 0 | 775.332 | 0
19.06. | 18 | 6555.332 |  | 5780 | 0 | 0 | 775.332 | 0
19.06. | 19 | 6555.332 |  | 5780 | 0 | 0 | 775.332 | 0
19.06. | 20 | 6555.332 |  | 5780 | 0 | 0 | 775.332 | 0
19.06. | 21 | 6555.332 |  | 5780 | 0 | 0 | 775.332 | 0
19.06. | 22 | 6555.332 |  | 5780 | 0 | 0 | 775.332 | 0
19.06. | 23 | 6555.332 |  | 5780 | 0 | 0 | 775.332 | 0
19.06. | 24 | 6555.332 |  | 5780 | 0 | 0 | 775.332 | 0
20.06. | 1 | 6555.332 |  | 5780 | 0 | 0 | 775.332 | 0
20.06. | 2 | 6555.332 |  | 5780 | 0 | 0 | 775.332 | 0
20.06. | 3 | 6555.332 |  | 5780 | 0 | 0 | 775.332 | 0
20.06. | 4 | 6555.332 |  | 5780 | 0 | 0 | 775.332 | 0
20.06. | 5 | 6555.332 |  | 5780 | 0 | 0 | 775.332 | 0
20.06. | 6 | 6555.332 |  | 5780 | 0 | 0 | 775.332 | 0
20.06. | 7 | 6555.332 |  | 5780 | 0 | 0 | 775.332 | 0
20.06. | 8 | 6555.332 |  | 5780 | 0 | 0 | 775.332 | 0
20.06. | 9 | 6555.332 |  | 5780 | 0 | 0 | 775.332 | 0
20.06. | 10 | 6555.332 |  | 5780 | 0 | 0 | 775.332 | 0
20.06. | 11 | 6555.332 |  | 5780 | 0 | 0 | 775.332 | 0
20.06. | 12 | 6555.332 |  | 5780 | 0 | 0 | 775.332 | 0
20.06. | 13 | 6555.332 |  | 5780 | 0 | 0 | 775.332 | 0
20.06. | 14 | 6555.332 |  | 5780 | 0 | 0 | 775.332 | 0
20.06. | 15 | 6555.332 |  | 5780 | 0 | 0 | 775.332 | 0
20.06. | 16 | 6555.332 |  | 5780 | 0 | 0 | 775.332 | 0
20.06. | 17 | 6555.332 |  | 5780 | 0 | 0 | 775.332 | 0
20.06. | 18 | 6555.332 |  | 5780 | 0 | 0 | 775.332 | 0
20.06. | 19 | 6555.332 |  | 5780 | 0 | 0 | 775.332 | 0
20.06. | 20 | 6555.332 |  | 5780 | 0 | 0 | 775.332 | 0
20.06. | 21 | 6555.332 |  | 5780 | 0 | 0 | 775.332 | 0
20.06. | 22 | 6555.332 |  | 5780 | 0 | 0 | 775.332 | 0
20.06. | 23 | 6555.332 |  | 5780 | 0 | 0 | 775.332 | 0
20.06. | 24 | 6555.332 |  | 5780 | 0 | 0 | 775.332 | 0
21.06. | 1 | 6555.332 |  | 5780 | 0 | 0 | 775.332 | 0
21.06. | 2 | 6555.332 |  | 5780 | 0 | 0 | 775.332 | 0
21.06. | 3 | 6555.332 |  | 5780 | 0 | 0 | 775.332 | 0
21.06. | 4 | 6555.332 |  | 5780 | 0 | 0 | 775.332 | 0
21.06. | 5 | 6555.332 |  | 5780 | 0 | 0 | 775.332 | 0
21.06. | 6 | 6555.332 |  | 5780 | 0 | 0 | 775.332 | 0
21.06. | 7 | 6555.332 |  | 5780 | 0 | 0 | 775.332 | 0
21.06. | 8 | 6555.332 |  | 5780 | 0 | 0 | 775.332 | 0
21.06. | 9 | 6555.332 |  | 5780 | 0 | 0 | 775.332 | 0
21.06. | 10 | 6555.332 |  | 5780 | 0 | 0 | 775.332 | 0
21.06. | 11 | 6555.332 |  | 5780 | 0 | 0 | 775.332 | 0
21.06. | 12 | 6555.332 |  | 5780 | 0 | 0 | 775.332 | 0
21.06. | 13 | 6555.332 |  | 5780 | 0 | 0 | 775.332 | 0
21.06. | 14 | 6555.332 |  | 5780 | 0 | 0 | 775.332 | 0
21.06. | 15 | 6555.332 |  | 5780 | 0 | 0 | 775.332 | 0
21.06. | 16 | 6555.332 |  | 5780 | 0 | 0 | 775.332 | 0
21.06. | 17 | 6555.332 |  | 5780 | 0 | 0 | 775.332 | 0
21.06. | 18 | 6555.332 |  | 5780 | 0 | 0 | 775.332 | 0
21.06. | 19 | 6555.332 |  | 5780 | 0 | 0 | 775.332 | 0
21.06. | 20 | 6555.332 |  | 5780 | 0 | 0 | 775.332 | 0
21.06. | 21 | 6555.332 |  | 5780 | 0 | 0 | 775.332 | 0
21.06. | 22 | 6555.332 |  | 5780 | 0 | 0 | 775.332 | 0
21.06. | 23 | 6555.332 |  | 5780 | 0 | 0 | 775.332 | 0
21.06. | 24 | 6555.332 |  | 5780 | 0 | 0 | 775.332 | 0
22.06. | 1 | 6555.332 |  | 5780 | 0 | 0 | 775.332 | 0
22.06. | 2 | 6555.332 |  | 5780 | 0 | 0 | 775.332 | 0
22.06. | 3 | 6555.332 |  | 5780 | 0 | 0 | 775.332 | 0
22.06. | 4 | 6555.332 |  | 5780 | 0 | 0 | 775.332 | 0
22.06. | 5 | 6555.332 |  | 5780 | 0 | 0 | 775.332 | 0
22.06. | 6 | 6555.332 |  | 5780 | 0 | 0 | 775.332 | 0
22.06. | 7 | 6555.332 |  | 5780 | 0 | 0 | 775.332 | 0
22.06. | 8 | 6555.332 |  | 5780 | 0 | 0 | 775.332 | 0
22.06. | 9 | 6555.332 |  | 5780 | 0 | 0 | 775.332 | 0
22.06. | 10 | 6555.332 |  | 5780 | 0 | 0 | 775.332 | 0
22.06. | 11 | 6555.332 |  | 5780 | 0 | 0 | 775.332 | 0
22.06. | 12 | 6555.332 |  | 5780 | 0 | 0 | 775.332 | 0
22.06. | 13 | 6555.332 |  | 5780 | 0 | 0 | 775.332 | 0
22.06. | 14 | 6555.332 |  | 5780 | 0 | 0 | 775.332 | 0
22.06. | 15 | 6555.332 |  | 5780 | 0 | 0 | 775.332 | 0
22.06. | 16 | 6555.332 |  | 5780 | 0 | 0 | 775.332 | 0
22.06. | 17 | 6555.332 |  | 5780 | 0 | 0 | 775.332 | 0
22.06. | 18 | 6555.332 |  | 5780 | 0 | 0 | 775.332 | 0
22.06. | 19 | 6555.332 |  | 5780 | 0 | 0 | 775.332 | 0
22.06. | 20 | 6555.332 |  | 5780 | 0 | 0 | 775.332 | 0
22.06. | 21 | 6555.332 |  | 5780 | 0 | 0 | 775.332 | 0
22.06. | 22 | 6555.332 |  | 5780 | 0 | 0 | 775.332 | 0
22.06. | 23 | 6555.332 |  | 5780 | 0 | 0 | 775.332 | 0
22.06. | 24 | 6555.332 |  | 5780 | 0 | 0 | 775.332 | 0
23.06. | 1 | 6555.332 |  | 5780 | 0 | 0 | 775.332 | 0
23.06. | 2 | 6555.332 |  | 5780 | 0 | 0 | 775.332 | 0
23.06. | 3 | 6555.332 |  | 5780 | 0 | 0 | 775.332 | 0
23.06. | 4 | 6555.332 |  | 5780 | 0 | 0 | 775.332 | 0
23.06. | 5 | 6555.332 |  | 5780 | 0 | 0 | 775.332 | 0
23.06. | 6 | 6555.332 |  | 5780 | 0 | 0 | 775.332 | 0
23.06. | 7 | 6555.332 |  | 5780 | 0 | 0 | 775.332 | 0
23.06. | 8 | 6555.332 |  | 5780 | 0 | 0 | 775.332 | 0
23.06. | 9 | 6555.332 |  | 5780 | 0 | 0 | 775.332 | 0
23.06. | 10 | 6555.332 |  | 5780 | 0 | 0 | 775.332 | 0
23.06. | 11 | 6555.332 |  | 5780 | 0 | 0 | 775.332 | 0
23.06. | 12 | 6555.332 |  | 5780 | 0 | 0 | 775.332 | 0
23.06. | 13 | 6555.332 |  | 5780 | 0 | 0 | 775.332 | 0
23.06. | 14 | 6555.332 |  | 5780 | 0 | 0 | 775.332 | 0
23.06. | 15 | 6555.332 |  | 5780 | 0 | 0 | 775.332 | 0
23.06. | 16 | 6555.332 |  | 5780 | 0 | 0 | 775.332 | 0
23.06. | 17 | 6555.332 |  | 5780 | 0 | 0 | 775.332 | 0
23.06. | 18 | 6555.332 |  | 5780 | 0 | 0 | 775.332 | 0
23.06. | 19 | 6555.332 |  | 5780 | 0 | 0 | 775.332 | 0
23.06. | 20 | 6555.332 |  | 5780 | 0 | 0 | 775.332 | 0
23.06. | 21 | 6555.332 |  | 5780 | 0 | 0 | 775.332 | 0
23.06. | 22 | 6555.332 |  | 5780 | 0 | 0 | 775.332 | 0
23.06. | 23 | 6555.332 |  | 5780 | 0 | 0 | 775.332 | 0
23.06. | 24 | 6555.332 |  | 5780 | 0 | 0 | 775.332 | 0
24.06. | 1 | 6555.332 |  | 5780 | 0 | 0 | 775.332 | 0
24.06. | 2 | 6555.332 |  | 5780 | 0 | 0 | 775.332 | 0
24.06. | 3 | 6555.332 |  | 5780 | 0 | 0 | 775.332 | 0
24.06. | 4 | 6555.332 |  | 5780 | 0 | 0 | 775.332 | 0
24.06. | 5 | 6555.332 |  | 5780 | 0 | 0 | 775.332 | 0
24.06. | 6 | 6555.332 |  | 5780 | 0 | 0 | 775.332 | 0
24.06. | 7 | 6555.332 |  | 5780 | 0 | 0 | 775.332 | 0
24.06. | 8 | 6555.332 |  | 5780 | 0 | 0 | 775.332 | 0
24.06. | 9 | 6555.332 |  | 5780 | 0 | 0 | 775.332 | 0
24.06. | 10 | 6555.332 |  | 5780 | 0 | 0 | 775.332 | 0
24.06. | 11 | 6555.332 |  | 5780 | 0 | 0 | 775.332 | 0
24.06. | 12 | 6555.332 |  | 5780 | 0 | 0 | 775.332 | 0
24.06. | 13 | 6555.332 |  | 5780 | 0 | 0 | 775.332 | 0
24.06. | 14 | 6555.332 |  | 5780 | 0 | 0 | 775.332 | 0
24.06. | 15 | 6555.332 |  | 5780 | 0 | 0 | 775.332 | 0
24.06. | 16 | 6555.332 |  | 5780 | 0 | 0 | 775.332 | 0
24.06. | 17 | 6555.332 |  | 5780 | 0 | 0 | 775.332 | 0
24.06. | 18 | 6555.332 |  | 5780 | 0 | 0 | 775.332 | 0
24.06. | 19 | 6555.332 |  | 5780 | 0 | 0 | 775.332 | 0
24.06. | 20 | 6555.332 |  | 5780 | 0 | 0 | 775.332 | 0
24.06. | 21 | 6555.332 |  | 5780 | 0 | 0 | 775.332 | 0
24.06. | 22 | 6555.332 |  | 5780 | 0 | 0 | 775.332 | 0
24.06. | 23 | 6555.332 |  | 5780 | 0 | 0 | 775.332 | 0
24.06. | 24 | 6555.332 |  | 5780 | 0 | 0 | 775.332 | 0
25.06. | 1 | 6555.332 |  | 5780 | 0 | 0 | 775.332 | 0
25.06. | 2 | 6555.332 |  | 5780 | 0 | 0 | 775.332 | 0
25.06. | 3 | 6555.332 |  | 5780 | 0 | 0 | 775.332 | 0
25.06. | 4 | 6555.332 |  | 5780 | 0 | 0 | 775.332 | 0
25.06. | 5 | 6555.332 |  | 5780 | 0 | 0 | 775.332 | 0
25.06. | 6 | 6555.332 |  | 5780 | 0 | 0 | 775.332 | 0
25.06. | 7 | 6555.332 |  | 5780 | 0 | 0 | 775.332 | 0
25.06. | 8 | 6555.332 |  | 5780 | 0 | 0 | 775.332 | 0
25.06. | 9 | 6555.332 |  | 5780 | 0 | 0 | 775.332 | 0
25.06. | 10 | 6555.332 |  | 5780 | 0 | 0 | 775.332 | 0
25.06. | 11 | 6555.332 |  | 5780 | 0 | 0 | 775.332 | 0
25.06. | 12 | 6555.332 |  | 5780 | 0 | 0 | 775.332 | 0
25.06. | 13 | 6555.332 |  | 5780 | 0 | 0 | 775.332 | 0
25.06. | 14 | 6555.332 |  | 5780 | 0 | 0 | 775.332 | 0
25.06. | 15 | 6555.332 |  | 5780 | 0 | 0 | 775.332 | 0
25.06. | 16 | 6555.332 |  | 5780 | 0 | 0 | 775.332 | 0
25.06. | 17 | 6555.332 |  | 5780 | 0 | 0 | 775.332 | 0
25.06. | 18 | 6555.332 |  | 5780 | 0 | 0 | 775.332 | 0
25.06. | 19 | 6555.332 |  | 5780 | 0 | 0 | 775.332 | 0
25.06. | 20 | 6555.332 |  | 5780 | 0 | 0 | 775.332 | 0
25.06. | 21 | 6555.332 |  | 5780 | 0 | 0 | 775.332 | 0
25.06. | 22 | 6555.332 |  | 5780 | 0 | 0 | 775.332 | 0
25.06. | 23 | 6555.332 |  | 5780 | 0 | 0 | 775.332 | 0
25.06. | 24 | 6555.332 |  | 5780 | 0 | 0 | 775.332 | 0
26.06. | 1 | 6555.332 |  | 5780 | 0 | 0 | 775.332 | 0
26.06. | 2 | 6555.332 |  | 5780 | 0 | 0 | 775.332 | 0
26.06. | 3 | 6555.332 |  | 5780 | 0 | 0 | 775.332 | 0
26.06. | 4 | 6555.332 |  | 5780 | 0 | 0 | 775.332 | 0
26.06. | 5 | 6555.332 |  | 5780 | 0 | 0 | 775.332 | 0
26.06. | 6 | 6555.332 |  | 5780 | 0 | 0 | 775.332 | 0
26.06. | 7 | 6555.332 |  | 5780 | 0 | 0 | 775.332 | 0
26.06. | 8 | 6555.332 |  | 5780 | 0 | 0 | 775.332 | 0
26.06. | 9 | 6555.332 |  | 5780 | 0 | 0 | 775.332 | 0
26.06. | 10 | 6555.332 |  | 5780 | 0 | 0 | 775.332 | 0
26.06. | 11 | 6555.332 |  | 5780 | 0 | 0 | 775.332 | 0
26.06. | 12 | 6555.332 |  | 5780 | 0 | 0 | 775.332 | 0
26.06. | 13 | 6555.332 |  | 5780 | 0 | 0 | 775.332 | 0
26.06. | 14 | 6555.332 |  | 5780 | 0 | 0 | 775.332 | 0
26.06. | 15 | 6555.332 |  | 5780 | 0 | 0 | 775.332 | 0
26.06. | 16 | 6555.332 |  | 5780 | 0 | 0 | 775.332 | 0
26.06. | 17 | 6555.332 |  | 5780 | 0 | 0 | 775.332 | 0
26.06. | 18 | 6555.332 |  | 5780 | 0 | 0 | 775.332 | 0
26.06. | 19 | 6555.332 |  | 5780 | 0 | 0 | 775.332 | 0
26.06. | 20 | 6555.332 |  | 5780 | 0 | 0 | 775.332 | 0
26.06. | 21 | 6555.332 |  | 5780 | 0 | 0 | 775.332 | 0
26.06. | 22 | 6555.332 |  | 5780 | 0 | 0 | 775.332 | 0
26.06. | 23 | 6555.332 |  | 5780 | 0 | 0 | 775.332 | 0
26.06. | 24 | 6555.332 |  | 5780 | 0 | 0 | 775.332 | 0
27.06. | 1 | 6555.332 |  | 5780 | 0 | 0 | 775.332 | 0
27.06. | 2 | 6555.332 |  | 5780 | 0 | 0 | 775.332 | 0
27.06. | 3 | 6555.332 |  | 5780 | 0 | 0 | 775.332 | 0
27.06. | 4 | 6555.332 |  | 5780 | 0 | 0 | 775.332 | 0
27.06. | 5 | 6555.332 |  | 5780 | 0 | 0 | 775.332 | 0
27.06. | 6 | 6555.332 |  | 5780 | 0 | 0 | 775.332 | 0
27.06. | 7 | 6555.332 |  | 5780 | 0 | 0 | 775.332 | 0
27.06. | 8 | 6555.332 |  | 5780 | 0 | 0 | 775.332 | 0
27.06. | 9 | 6555.332 |  | 5780 | 0 | 0 | 775.332 | 0
27.06. | 10 | 6555.332 |  | 5780 | 0 | 0 | 775.332 | 0
27.06. | 11 | 6555.332 |  | 5780 | 0 | 0 | 775.332 | 0
27.06. | 12 | 6555.332 |  | 5780 | 0 | 0 | 775.332 | 0
27.06. | 13 | 6555.332 |  | 5780 | 0 | 0 | 775.332 | 0
27.06. | 14 | 6555.332 |  | 5780 | 0 | 0 | 775.332 | 0
27.06. | 15 | 6555.332 |  | 5780 | 0 | 0 | 775.332 | 0
27.06. | 16 | 6555.332 |  | 5780 | 0 | 0 | 775.332 | 0
27.06. | 17 | 6555.332 |  | 5780 | 0 | 0 | 775.332 | 0
27.06. | 18 | 6555.332 |  | 5780 | 0 | 0 | 775.332 | 0
27.06. | 19 | 6555.332 |  | 5780 | 0 | 0 | 775.332 | 0
27.06. | 20 | 6555.332 |  | 5780 | 0 | 0 | 775.332 | 0
27.06. | 21 | 6555.332 |  | 5780 | 0 | 0 | 775.332 | 0
27.06. | 22 | 6555.332 |  | 5780 | 0 | 0 | 775.332 | 0
27.06. | 23 | 6555.332 |  | 5780 | 0 | 0 | 775.332 | 0
27.06. | 24 | 6555.332 |  | 5780 | 0 | 0 | 775.332 | 0
28.06. | 1 | 6555.332 |  | 5780 | 0 | 0 | 775.332 | 0
28.06. | 2 | 6555.332 |  | 5780 | 0 | 0 | 775.332 | 0
28.06. | 3 | 6555.332 |  | 5780 | 0 | 0 | 775.332 | 0
28.06. | 4 | 6555.332 |  | 5780 | 0 | 0 | 775.332 | 0
28.06. | 5 | 6555.332 |  | 5780 | 0 | 0 | 775.332 | 0
28.06. | 6 | 6555.332 |  | 5780 | 0 | 0 | 775.332 | 0
28.06. | 7 | 6555.332 |  | 5780 | 0 | 0 | 775.332 | 0
28.06. | 8 | 6555.332 |  | 5780 | 0 | 0 | 775.332 | 0
28.06. | 9 | 6555.332 |  | 5780 | 0 | 0 | 775.332 | 0
28.06. | 10 | 6555.332 |  | 5780 | 0 | 0 | 775.332 | 0
28.06. | 11 | 6555.332 |  | 5780 | 0 | 0 | 775.332 | 0
28.06. | 12 | 6555.332 |  | 5780 | 0 | 0 | 775.332 | 0
28.06. | 13 | 6555.332 |  | 5780 | 0 | 0 | 775.332 | 0
28.06. | 14 | 6555.332 |  | 5780 | 0 | 0 | 775.332 | 0
28.06. | 15 | 6555.332 |  | 5780 | 0 | 0 | 775.332 | 0
28.06. | 16 | 6555.332 |  | 5780 | 0 | 0 | 775.332 | 0
28.06. | 17 | 6555.332 |  | 5780 | 0 | 0 | 775.332 | 0
28.06. | 18 | 6555.332 |  | 5780 | 0 | 0 | 775.332 | 0
28.06. | 19 | 6555.332 |  | 5780 | 0 | 0 | 775.332 | 0
28.06. | 20 | 6555.332 |  | 5780 | 0 | 0 | 775.332 | 0
28.06. | 21 | 6555.332 |  | 5780 | 0 | 0 | 775.332 | 0
28.06. | 22 | 6555.332 |  | 5780 | 0 | 0 | 775.332 | 0
28.06. | 23 | 6555.332 |  | 5780 | 0 | 0 | 775.332 | 0
28.06. | 24 | 6555.332 |  | 5780 | 0 | 0 | 775.332 | 0
29.06. | 1 | 6555.332 |  | 5780 | 0 | 0 | 775.332 | 0
29.06. | 2 | 6555.332 |  | 5780 | 0 | 0 | 775.332 | 0
29.06. | 3 | 6555.332 |  | 5780 | 0 | 0 | 775.332 | 0
29.06. | 4 | 6555.332 |  | 5780 | 0 | 0 | 775.332 | 0
29.06. | 5 | 6555.332 |  | 5780 | 0 | 0 | 775.332 | 0
29.06. | 6 | 6555.332 |  | 5780 | 0 | 0 | 775.332 | 0
29.06. | 7 | 6555.332 |  | 5780 | 0 | 0 | 775.332 | 0
29.06. | 8 | 6555.332 |  | 5780 | 0 | 0 | 775.332 | 0
29.06. | 9 | 6555.332 |  | 5780 | 0 | 0 | 775.332 | 0
29.06. | 10 | 6555.332 |  | 5780 | 0 | 0 | 775.332 | 0
29.06. | 11 | 6555.332 |  | 5780 | 0 | 0 | 775.332 | 0
29.06. | 12 | 6555.332 |  | 5780 | 0 | 0 | 775.332 | 0
29.06. | 13 | 6555.332 |  | 5780 | 0 | 0 | 775.332 | 0
29.06. | 14 | 6555.332 |  | 5780 | 0 | 0 | 775.332 | 0
29.06. | 15 | 6555.332 |  | 5780 | 0 | 0 | 775.332 | 0
29.06. | 16 | 6555.332 |  | 5780 | 0 | 0 | 775.332 | 0
29.06. | 17 | 6555.332 |  | 5780 | 0 | 0 | 775.332 | 0
29.06. | 18 | 6555.332 |  | 5780 | 0 | 0 | 775.332 | 0
29.06. | 19 | 6555.332 |  | 5780 | 0 | 0 | 775.332 | 0
29.06. | 20 | 6555.332 |  | 5780 | 0 | 0 | 775.332 | 0
29.06. | 21 | 6555.332 |  | 5780 | 0 | 0 | 775.332 | 0
29.06. | 22 | 6555.332 |  | 5780 | 0 | 0 | 775.332 | 0
29.06. | 23 | 6555.332 |  | 5780 | 0 | 0 | 775.332 | 0
29.06. | 24 | 6555.332 |  | 5780 | 0 | 0 | 775.332 | 0
30.06. | 1 | 6555.332 |  | 5780 | 0 | 0 | 775.332 | 0
30.06. | 2 | 6555.332 |  | 5780 | 0 | 0 | 775.332 | 0
30.06. | 3 | 6555.332 |  | 5780 | 0 | 0 | 775.332 | 0
30.06. | 4 | 6555.332 |  | 5780 | 0 | 0 | 775.332 | 0
30.06. | 5 | 6555.332 |  | 5780 | 0 | 0 | 775.332 | 0
30.06. | 6 | 6555.332 |  | 5780 | 0 | 0 | 775.332 | 0
30.06. | 7 | 6555.332 |  | 5780 | 0 | 0 | 775.332 | 0
30.06. | 8 | 6555.332 |  | 5780 | 0 | 0 | 775.332 | 0
30.06. | 9 | 6555.332 |  | 5780 | 0 | 0 | 775.332 | 0
30.06. | 10 | 6555.332 |  | 5780 | 0 | 0 | 775.332 | 0
30.06. | 11 | 6555.332 |  | 5780 | 0 | 0 | 775.332 | 0
30.06. | 12 | 6555.332 |  | 5780 | 0 | 0 | 775.332 | 0
30.06. | 13 | 6555.332 |  | 5780 | 0 | 0 | 775.332 | 0
30.06. | 14 | 6555.332 |  | 5780 | 0 | 0 | 775.332 | 0
30.06. | 15 | 6555.332 |  | 5780 | 0 | 0 | 775.332 | 0
30.06. | 16 | 6555.332 |  | 5780 | 0 | 0 | 775.332 | 0
30.06. | 17 | 6555.332 |  | 5780 | 0 | 0 | 775.332 | 0
30.06. | 18 | 6555.332 |  | 5780 | 0 | 0 | 775.332 | 0
30.06. | 19 | 6555.332 |  | 5780 | 0 | 0 | 775.332 | 0
30.06. | 20 | 6555.332 |  | 5780 | 0 | 0 | 775.332 | 0
30.06. | 21 | 6555.332 |  | 5780 | 0 | 0 | 775.332 | 0
30.06. | 22 | 6555.332 |  | 5780 | 0 | 0 | 775.332 | 0
30.06. | 23 | 6555.332 |  | 5780 | 0 | 0 | 775.332 | 0
30.06. | 24 | 6555.332 |  | 5780 | 0 | 0 | 775.332 | 0
01.07. | 1 | 6555.332 |  | 5780 | 0 | 0 | 775.332 | 0
01.07. | 2 | 6555.332 |  | 5780 | 0 | 0 | 775.332 | 0
01.07. | 3 | 6555.332 |  | 5780 | 0 | 0 | 775.332 | 0
01.07. | 4 | 6555.332 |  | 5780 | 0 | 0 | 775.332 | 0
01.07. | 5 | 6555.332 |  | 5780 | 0 | 0 | 775.332 | 0
01.07. | 6 | 6555.332 |  | 5780 | 0 | 0 | 775.332 | 0
01.07. | 7 | 6555.332 |  | 5780 | 0 | 0 | 775.332 | 0
01.07. | 8 | 6555.332 |  | 5780 | 0 | 0 | 775.332 | 0
01.07. | 9 | 6555.332 |  | 5780 | 0 | 0 | 775.332 | 0
01.07. | 10 | 6555.332 |  | 5780 | 0 | 0 | 775.332 | 0
01.07. | 11 | 6555.332 |  | 5780 | 0 | 0 | 775.332 | 0
01.07. | 12 | 6555.332 |  | 5780 | 0 | 0 | 775.332 | 0
01.07. | 13 | 6555.332 |  | 5780 | 0 | 0 | 775.332 | 0
01.07. | 14 | 6555.332 |  | 5780 | 0 | 0 | 775.332 | 0
01.07. | 15 | 6555.332 |  | 5780 | 0 | 0 | 775.332 | 0
01.07. | 16 | 6555.332 |  | 5780 | 0 | 0 | 775.332 | 0
01.07. | 17 | 6555.332 |  | 5780 | 0 | 0 | 775.332 | 0
01.07. | 18 | 6555.332 |  | 5780 | 0 | 0 | 775.332 | 0
01.07. | 19 | 6555.332 |  | 5780 | 0 | 0 | 775.332 | 0
01.07. | 20 | 6555.332 |  | 5780 | 0 | 0 | 775.332 | 0
01.07. | 21 | 6555.332 |  | 5780 | 0 | 0 | 775.332 | 0
01.07. | 22 | 6555.332 |  | 5780 | 0 | 0 | 775.332 | 0
01.07. | 23 | 6555.332 |  | 5780 | 0 | 0 | 775.332 | 0
01.07. | 24 | 6555.332 |  | 5780 | 0 | 0 | 775.332 | 0
02.07. | 1 | 6555.332 |  | 5780 | 0 | 0 | 775.332 | 0
02.07. | 2 | 6555.332 |  | 5780 | 0 | 0 | 775.332 | 0
02.07. | 3 | 6555.332 |  | 5780 | 0 | 0 | 775.332 | 0
02.07. | 4 | 6555.332 |  | 5780 | 0 | 0 | 775.332 | 0
02.07. | 5 | 6555.332 |  | 5780 | 0 | 0 | 775.332 | 0
02.07. | 6 | 6555.332 |  | 5780 | 0 | 0 | 775.332 | 0
02.07. | 7 | 6555.332 |  | 5780 | 0 | 0 | 775.332 | 0
02.07. | 8 | 6555.332 |  | 5780 | 0 | 0 | 775.332 | 0
02.07. | 9 | 6555.332 |  | 5780 | 0 | 0 | 775.332 | 0
02.07. | 10 | 6555.332 |  | 5780 | 0 | 0 | 775.332 | 0
02.07. | 11 | 6555.332 |  | 5780 | 0 | 0 | 775.332 | 0
02.07. | 12 | 6555.332 |  | 5780 | 0 | 0 | 775.332 | 0
02.07. | 13 | 6555.332 |  | 5780 | 0 | 0 | 775.332 | 0
02.07. | 14 | 6555.332 |  | 5780 | 0 | 0 | 775.332 | 0
02.07. | 15 | 6555.332 |  | 5780 | 0 | 0 | 775.332 | 0
02.07. | 16 | 6555.332 |  | 5780 | 0 | 0 | 775.332 | 0
02.07. | 17 | 6555.332 |  | 5780 | 0 | 0 | 775.332 | 0
02.07. | 18 | 6555.332 |  | 5780 | 0 | 0 | 775.332 | 0
02.07. | 19 | 6555.332 |  | 5780 | 0 | 0 | 775.332 | 0
02.07. | 20 | 6555.332 |  | 5780 | 0 | 0 | 775.332 | 0
02.07. | 21 | 6555.332 |  | 5780 | 0 | 0 | 775.332 | 0
02.07. | 22 | 6555.332 |  | 5780 | 0 | 0 | 775.332 | 0
02.07. | 23 | 6555.332 |  | 5780 | 0 | 0 | 775.332 | 0
02.07. | 24 | 6555.332 |  | 5780 | 0 | 0 | 775.332 | 0
03.07. | 1 | 6555.332 |  | 5780 | 0 | 0 | 775.332 | 0
03.07. | 2 | 6555.332 |  | 5780 | 0 | 0 | 775.332 | 0
03.07. | 3 | 6555.332 |  | 5780 | 0 | 0 | 775.332 | 0
03.07. | 4 | 6555.332 |  | 5780 | 0 | 0 | 775.332 | 0
03.07. | 5 | 6555.332 |  | 5780 | 0 | 0 | 775.332 | 0
03.07. | 6 | 6555.332 |  | 5780 | 0 | 0 | 775.332 | 0
03.07. | 7 | 6555.332 |  | 5780 | 0 | 0 | 775.332 | 0
03.07. | 8 | 6555.332 |  | 5780 | 0 | 0 | 775.332 | 0
03.07. | 9 | 6555.332 |  | 5780 | 0 | 0 | 775.332 | 0
03.07. | 10 | 6555.332 |  | 5780 | 0 | 0 | 775.332 | 0
03.07. | 11 | 6555.332 |  | 5780 | 0 | 0 | 775.332 | 0
03.07. | 12 | 6555.332 |  | 5780 | 0 | 0 | 775.332 | 0
03.07. | 13 | 6555.332 |  | 5780 | 0 | 0 | 775.332 | 0
03.07. | 14 | 6555.332 |  | 5780 | 0 | 0 | 775.332 | 0
03.07. | 15 | 6555.332 |  | 5780 | 0 | 0 | 775.332 | 0
03.07. | 16 | 6555.332 |  | 5780 | 0 | 0 | 775.332 | 0
03.07. | 17 | 6555.332 |  | 5780 | 0 | 0 | 775.332 | 0
03.07. | 18 | 6555.332 |  | 5780 | 0 | 0 | 775.332 | 0
03.07. | 19 | 6555.332 |  | 5780 | 0 | 0 | 775.332 | 0
03.07. | 20 | 6555.332 |  | 5780 | 0 | 0 | 775.332 | 0
03.07. | 21 | 6555.332 |  | 5780 | 0 | 0 | 775.332 | 0
03.07. | 22 | 6555.332 |  | 5780 | 0 | 0 | 775.332 | 0
03.07. | 23 | 6555.332 |  | 5780 | 0 | 0 | 775.332 | 0
03.07. | 24 | 6555.332 |  | 5780 | 0 | 0 | 775.332 | 0
04.07. | 1 | 6555.332 |  | 5780 | 0 | 0 | 775.332 | 0
04.07. | 2 | 6555.332 |  | 5780 | 0 | 0 | 775.332 | 0
04.07. | 3 | 6555.332 |  | 5780 | 0 | 0 | 775.332 | 0
04.07. | 4 | 6555.332 |  | 5780 | 0 | 0 | 775.332 | 0
04.07. | 5 | 6555.332 |  | 5780 | 0 | 0 | 775.332 | 0
04.07. | 6 | 6555.332 |  | 5780 | 0 | 0 | 775.332 | 0
04.07. | 7 | 6555.332 |  | 5780 | 0 | 0 | 775.332 | 0
04.07. | 8 | 6555.332 |  | 5780 | 0 | 0 | 775.332 | 0
04.07. | 9 | 6555.332 |  | 5780 | 0 | 0 | 775.332 | 0
04.07. | 10 | 6555.332 |  | 5780 | 0 | 0 | 775.332 | 0
04.07. | 11 | 6555.332 |  | 5780 | 0 | 0 | 775.332 | 0
04.07. | 12 | 6555.332 |  | 5780 | 0 | 0 | 775.332 | 0
04.07. | 13 | 6555.332 |  | 5780 | 0 | 0 | 775.332 | 0
04.07. | 14 | 6555.332 |  | 5780 | 0 | 0 | 775.332 | 0
04.07. | 15 | 6555.332 |  | 5780 | 0 | 0 | 775.332 | 0
04.07. | 16 | 6555.332 |  | 5780 | 0 | 0 | 775.332 | 0
04.07. | 17 | 6555.332 |  | 5780 | 0 | 0 | 775.332 | 0
04.07. | 18 | 6555.332 |  | 5780 | 0 | 0 | 775.332 | 0
04.07. | 19 | 6555.332 |  | 5780 | 0 | 0 | 775.332 | 0
04.07. | 20 | 6555.332 |  | 5780 | 0 | 0 | 775.332 | 0
04.07. | 21 | 6555.332 |  | 5780 | 0 | 0 | 775.332 | 0
04.07. | 22 | 6555.332 |  | 5780 | 0 | 0 | 775.332 | 0
04.07. | 23 | 6555.332 |  | 5780 | 0 | 0 | 775.332 | 0
04.07. | 24 | 6555.332 |  | 5780 | 0 | 0 | 775.332 | 0
05.07. | 1 | 6555.332 |  | 5780 | 0 | 0 | 775.332 | 0
05.07. | 2 | 6555.332 |  | 5780 | 0 | 0 | 775.332 | 0
05.07. | 3 | 6555.332 |  | 5780 | 0 | 0 | 775.332 | 0
05.07. | 4 | 6555.332 |  | 5780 | 0 | 0 | 775.332 | 0
05.07. | 5 | 6555.332 |  | 5780 | 0 | 0 | 775.332 | 0
05.07. | 6 | 6555.332 |  | 5780 | 0 | 0 | 775.332 | 0
05.07. | 7 | 6555.332 |  | 5780 | 0 | 0 | 775.332 | 0
05.07. | 8 | 6555.332 |  | 5780 | 0 | 0 | 775.332 | 0
05.07. | 9 | 6555.332 |  | 5780 | 0 | 0 | 775.332 | 0
05.07. | 10 | 6555.332 |  | 5780 | 0 | 0 | 775.332 | 0
05.07. | 11 | 6555.332 |  | 5780 | 0 | 0 | 775.332 | 0
05.07. | 12 | 6555.332 |  | 5780 | 0 | 0 | 775.332 | 0
05.07. | 13 | 6555.332 |  | 5780 | 0 | 0 | 775.332 | 0
05.07. | 14 | 6555.332 |  | 5780 | 0 | 0 | 775.332 | 0
05.07. | 15 | 6555.332 |  | 5780 | 0 | 0 | 775.332 | 0
05.07. | 16 | 6555.332 |  | 5780 | 0 | 0 | 775.332 | 0
05.07. | 17 | 6555.332 |  | 5780 | 0 | 0 | 775.332 | 0
05.07. | 18 | 6555.332 |  | 5780 | 0 | 0 | 775.332 | 0
05.07. | 19 | 6555.332 |  | 5780 | 0 | 0 | 775.332 | 0
05.07. | 20 | 6555.332 |  | 5780 | 0 | 0 | 775.332 | 0
05.07. | 21 | 6555.332 |  | 5780 | 0 | 0 | 775.332 | 0
05.07. | 22 | 6555.332 |  | 5780 | 0 | 0 | 775.332 | 0
05.07. | 23 | 6555.332 |  | 5780 | 0 | 0 | 775.332 | 0
05.07. | 24 | 6555.332 |  | 5780 | 0 | 0 | 775.332 | 0
06.07. | 1 | 6555.332 |  | 5780 | 0 | 0 | 775.332 | 0
06.07. | 2 | 6555.332 |  | 5780 | 0 | 0 | 775.332 | 0
06.07. | 3 | 6555.332 |  | 5780 | 0 | 0 | 775.332 | 0
06.07. | 4 | 6555.332 |  | 5780 | 0 | 0 | 775.332 | 0
06.07. | 5 | 6555.332 |  | 5780 | 0 | 0 | 775.332 | 0
06.07. | 6 | 6555.332 |  | 5780 | 0 | 0 | 775.332 | 0
06.07. | 7 | 6555.332 |  | 5780 | 0 | 0 | 775.332 | 0
06.07. | 8 | 6555.332 |  | 5780 | 0 | 0 | 775.332 | 0
06.07. | 9 | 6555.332 |  | 5780 | 0 | 0 | 775.332 | 0
06.07. | 10 | 6555.332 |  | 5780 | 0 | 0 | 775.332 | 0
06.07. | 11 | 6555.332 |  | 5780 | 0 | 0 | 775.332 | 0
06.07. | 12 | 6555.332 |  | 5780 | 0 | 0 | 775.332 | 0
06.07. | 13 | 6555.332 |  | 5780 | 0 | 0 | 775.332 | 0
06.07. | 14 | 6555.332 |  | 5780 | 0 | 0 | 775.332 | 0
06.07. | 15 | 6555.332 |  | 5780 | 0 | 0 | 775.332 | 0
06.07. | 16 | 6555.332 |  | 5780 | 0 | 0 | 775.332 | 0
06.07. | 17 | 6555.332 |  | 5780 | 0 | 0 | 775.332 | 0
06.07. | 18 | 6555.332 |  | 5780 | 0 | 0 | 775.332 | 0
06.07. | 19 | 6555.332 |  | 5780 | 0 | 0 | 775.332 | 0
06.07. | 20 | 6555.332 |  | 5780 | 0 | 0 | 775.332 | 0
06.07. | 21 | 6555.332 |  | 5780 | 0 | 0 | 775.332 | 0
06.07. | 22 | 6555.332 |  | 5780 | 0 | 0 | 775.332 | 0
06.07. | 23 | 6555.332 |  | 5780 | 0 | 0 | 775.332 | 0
06.07. | 24 | 6555.332 |  | 5780 | 0 | 0 | 775.332 | 0
07.07. | 1 | 6555.332 |  | 5780 | 0 | 0 | 775.332 | 0
07.07. | 2 | 6555.332 |  | 5780 | 0 | 0 | 775.332 | 0
07.07. | 3 | 6555.332 |  | 5780 | 0 | 0 | 775.332 | 0
07.07. | 4 | 6555.332 |  | 5780 | 0 | 0 | 775.332 | 0
07.07. | 5 | 6555.332 |  | 5780 | 0 | 0 | 775.332 | 0
07.07. | 6 | 6555.332 |  | 5780 | 0 | 0 | 775.332 | 0
07.07. | 7 | 6555.332 |  | 5780 | 0 | 0 | 775.332 | 0
07.07. | 8 | 6555.332 |  | 5780 | 0 | 0 | 775.332 | 0
07.07. | 9 | 6555.332 |  | 5780 | 0 | 0 | 775.332 | 0
07.07. | 10 | 6555.332 |  | 5780 | 0 | 0 | 775.332 | 0
07.07. | 11 | 6555.332 |  | 5780 | 0 | 0 | 775.332 | 0
07.07. | 12 | 6555.332 |  | 5780 | 0 | 0 | 775.332 | 0
07.07. | 13 | 6555.332 |  | 5780 | 0 | 0 | 775.332 | 0
07.07. | 14 | 6555.332 |  | 5780 | 0 | 0 | 775.332 | 0
07.07. | 15 | 6555.332 |  | 5780 | 0 | 0 | 775.332 | 0
07.07. | 16 | 6555.332 |  | 5780 | 0 | 0 | 775.332 | 0
07.07. | 17 | 6555.332 |  | 5780 | 0 | 0 | 775.332 | 0
07.07. | 18 | 6555.332 |  | 5780 | 0 | 0 | 775.332 | 0
07.07. | 19 | 6555.332 |  | 5780 | 0 | 0 | 775.332 | 0
07.07. | 20 | 6555.332 |  | 5780 | 0 | 0 | 775.332 | 0
07.07. | 21 | 6555.332 |  | 5780 | 0 | 0 | 775.332 | 0
07.07. | 22 | 6555.332 |  | 5780 | 0 | 0 | 775.332 | 0
07.07. | 23 | 6555.332 |  | 5780 | 0 | 0 | 775.332 | 0
07.07. | 24 | 6555.332 |  | 5780 | 0 | 0 | 775.332 | 0
08.07. | 1 | 6555.332 |  | 5780 | 0 | 0 | 775.332 | 0
08.07. | 2 | 6555.332 |  | 5780 | 0 | 0 | 775.332 | 0
08.07. | 3 | 6555.332 |  | 5780 | 0 | 0 | 775.332 | 0
08.07. | 4 | 6555.332 |  | 5780 | 0 | 0 | 775.332 | 0
08.07. | 5 | 6555.332 |  | 5780 | 0 | 0 | 775.332 | 0
08.07. | 6 | 6555.332 |  | 5780 | 0 | 0 | 775.332 | 0
08.07. | 7 | 6555.332 |  | 5780 | 0 | 0 | 775.332 | 0
08.07. | 8 | 6555.332 |  | 5780 | 0 | 0 | 775.332 | 0
08.07. | 9 | 6555.332 |  | 5780 | 0 | 0 | 775.332 | 0
08.07. | 10 | 6555.332 |  | 5780 | 0 | 0 | 775.332 | 0
08.07. | 11 | 6555.332 |  | 5780 | 0 | 0 | 775.332 | 0
08.07. | 12 | 6555.332 |  | 5780 | 0 | 0 | 775.332 | 0
08.07. | 13 | 6555.332 |  | 5780 | 0 | 0 | 775.332 | 0
08.07. | 14 | 6555.332 |  | 5780 | 0 | 0 | 775.332 | 0
08.07. | 15 | 6555.332 |  | 5780 | 0 | 0 | 775.332 | 0
08.07. | 16 | 6555.332 |  | 5780 | 0 | 0 | 775.332 | 0
08.07. | 17 | 6555.332 |  | 5780 | 0 | 0 | 775.332 | 0
08.07. | 18 | 6555.332 |  | 5780 | 0 | 0 | 775.332 | 0
08.07. | 19 | 6555.332 |  | 5780 | 0 | 0 | 775.332 | 0
08.07. | 20 | 6555.332 |  | 5780 | 0 | 0 | 775.332 | 0
08.07. | 21 | 6555.332 |  | 5780 | 0 | 0 | 775.332 | 0
08.07. | 22 | 6555.332 |  | 5780 | 0 | 0 | 775.332 | 0
08.07. | 23 | 6555.332 |  | 5780 | 0 | 0 | 775.332 | 0
08.07. | 24 | 6555.332 |  | 5780 | 0 | 0 | 775.332 | 0
09.07. | 1 | 6555.332 |  | 5780 | 0 | 0 | 775.332 | 0
09.07. | 2 | 6555.332 |  | 5780 | 0 | 0 | 775.332 | 0
09.07. | 3 | 6555.332 |  | 5780 | 0 | 0 | 775.332 | 0
09.07. | 4 | 6555.332 |  | 5780 | 0 | 0 | 775.332 | 0
09.07. | 5 | 6555.332 |  | 5780 | 0 | 0 | 775.332 | 0
09.07. | 6 | 6555.332 |  | 5780 | 0 | 0 | 775.332 | 0
09.07. | 7 | 6555.332 |  | 5780 | 0 | 0 | 775.332 | 0
09.07. | 8 | 6555.332 |  | 5780 | 0 | 0 | 775.332 | 0
09.07. | 9 | 6555.332 |  | 5780 | 0 | 0 | 775.332 | 0
09.07. | 10 | 6555.332 |  | 5780 | 0 | 0 | 775.332 | 0
09.07. | 11 | 6555.332 |  | 5780 | 0 | 0 | 775.332 | 0
09.07. | 12 | 6555.332 |  | 5780 | 0 | 0 | 775.332 | 0
09.07. | 13 | 6555.332 |  | 5780 | 0 | 0 | 775.332 | 0
09.07. | 14 | 6555.332 |  | 5780 | 0 | 0 | 775.332 | 0
09.07. | 15 | 6555.332 |  | 5780 | 0 | 0 | 775.332 | 0
09.07. | 16 | 6555.332 |  | 5780 | 0 | 0 | 775.332 | 0
09.07. | 17 | 6555.332 |  | 5780 | 0 | 0 | 775.332 | 0
09.07. | 18 | 6555.332 |  | 5780 | 0 | 0 | 775.332 | 0
09.07. | 19 | 6555.332 |  | 5780 | 0 | 0 | 775.332 | 0
09.07. | 20 | 6555.332 |  | 5780 | 0 | 0 | 775.332 | 0
09.07. | 21 | 6555.332 |  | 5780 | 0 | 0 | 775.332 | 0
09.07. | 22 | 6555.332 |  | 5780 | 0 | 0 | 775.332 | 0
09.07. | 23 | 6555.332 |  | 5780 | 0 | 0 | 775.332 | 0
09.07. | 24 | 6555.332 |  | 5780 | 0 | 0 | 775.332 | 0
10.07. | 1 | 6555.332 |  | 5780 | 0 | 0 | 775.332 | 0
10.07. | 2 | 6555.332 |  | 5780 | 0 | 0 | 775.332 | 0
10.07. | 3 | 6555.332 |  | 5780 | 0 | 0 | 775.332 | 0
10.07. | 4 | 6555.332 |  | 5780 | 0 | 0 | 775.332 | 0
10.07. | 5 | 6555.332 |  | 5780 | 0 | 0 | 775.332 | 0
10.07. | 6 | 6555.332 |  | 5780 | 0 | 0 | 775.332 | 0
10.07. | 7 | 6555.332 |  | 5780 | 0 | 0 | 775.332 | 0
10.07. | 8 | 6555.332 |  | 5780 | 0 | 0 | 775.332 | 0
10.07. | 9 | 6555.332 |  | 5780 | 0 | 0 | 775.332 | 0
10.07. | 10 | 6555.332 |  | 5780 | 0 | 0 | 775.332 | 0
10.07. | 11 | 6555.332 |  | 5780 | 0 | 0 | 775.332 | 0
10.07. | 12 | 6555.332 |  | 5780 | 0 | 0 | 775.332 | 0
10.07. | 13 | 6555.332 |  | 5780 | 0 | 0 | 775.332 | 0
10.07. | 14 | 6555.332 |  | 5780 | 0 | 0 | 775.332 | 0
10.07. | 15 | 6555.332 |  | 5780 | 0 | 0 | 775.332 | 0
10.07. | 16 | 6555.332 |  | 5780 | 0 | 0 | 775.332 | 0
10.07. | 17 | 6555.332 |  | 5780 | 0 | 0 | 775.332 | 0
10.07. | 18 | 6555.332 |  | 5780 | 0 | 0 | 775.332 | 0
10.07. | 19 | 6555.332 |  | 5780 | 0 | 0 | 775.332 | 0
10.07. | 20 | 6555.332 |  | 5780 | 0 | 0 | 775.332 | 0
10.07. | 21 | 6555.332 |  | 5780 | 0 | 0 | 775.332 | 0
10.07. | 22 | 6555.332 |  | 5780 | 0 | 0 | 775.332 | 0
10.07. | 23 | 6555.332 |  | 5780 | 0 | 0 | 775.332 | 0
10.07. | 24 | 6555.332 |  | 5780 | 0 | 0 | 775.332 | 0
11.07. | 1 | 6555.332 |  | 5780 | 0 | 0 | 775.332 | 0
11.07. | 2 | 6555.332 |  | 5780 | 0 | 0 | 775.332 | 0
11.07. | 3 | 6555.332 |  | 5780 | 0 | 0 | 775.332 | 0
11.07. | 4 | 6555.332 |  | 5780 | 0 | 0 | 775.332 | 0
11.07. | 5 | 6555.332 |  | 5780 | 0 | 0 | 775.332 | 0
11.07. | 6 | 6555.332 |  | 5780 | 0 | 0 | 775.332 | 0
11.07. | 7 | 6555.332 |  | 5780 | 0 | 0 | 775.332 | 0
11.07. | 8 | 6555.332 |  | 5780 | 0 | 0 | 775.332 | 0
11.07. | 9 | 6555.332 |  | 5780 | 0 | 0 | 775.332 | 0
11.07. | 10 | 6555.332 |  | 5780 | 0 | 0 | 775.332 | 0
11.07. | 11 | 6555.332 |  | 5780 | 0 | 0 | 775.332 | 0
11.07. | 12 | 6555.332 |  | 5780 | 0 | 0 | 775.332 | 0
11.07. | 13 | 6555.332 |  | 5780 | 0 | 0 | 775.332 | 0
11.07. | 14 | 6555.332 |  | 5780 | 0 | 0 | 775.332 | 0
11.07. | 15 | 6555.332 |  | 5780 | 0 | 0 | 775.332 | 0
11.07. | 16 | 6555.332 |  | 5780 | 0 | 0 | 775.332 | 0
11.07. | 17 | 6555.332 |  | 5780 | 0 | 0 | 775.332 | 0
11.07. | 18 | 6555.332 |  | 5780 | 0 | 0 | 775.332 | 0
11.07. | 19 | 6555.332 |  | 5780 | 0 | 0 | 775.332 | 0
11.07. | 20 | 6555.332 |  | 5780 | 0 | 0 | 775.332 | 0
11.07. | 21 | 6555.332 |  | 5780 | 0 | 0 | 775.332 | 0
11.07. | 22 | 6555.332 |  | 5780 | 0 | 0 | 775.332 | 0
11.07. | 23 | 6555.332 |  | 5780 | 0 | 0 | 775.332 | 0
11.07. | 24 | 6555.332 |  | 5780 | 0 | 0 | 775.332 | 0
12.07. | 1 | 6555.332 |  | 5780 | 0 | 0 | 775.332 | 0
12.07. | 2 | 6555.332 |  | 5780 | 0 | 0 | 775.332 | 0
12.07. | 3 | 6555.332 |  | 5780 | 0 | 0 | 775.332 | 0
12.07. | 4 | 6555.332 |  | 5780 | 0 | 0 | 775.332 | 0
12.07. | 5 | 6555.332 |  | 5780 | 0 | 0 | 775.332 | 0
12.07. | 6 | 6555.332 |  | 5780 | 0 | 0 | 775.332 | 0
12.07. | 7 | 6555.332 |  | 5780 | 0 | 0 | 775.332 | 0
12.07. | 8 | 6555.332 |  | 5780 | 0 | 0 | 775.332 | 0
12.07. | 9 | 6555.332 |  | 5780 | 0 | 0 | 775.332 | 0
12.07. | 10 | 6555.332 |  | 5780 | 0 | 0 | 775.332 | 0
12.07. | 11 | 6555.332 |  | 5780 | 0 | 0 | 775.332 | 0
12.07. | 12 | 6555.332 |  | 5780 | 0 | 0 | 775.332 | 0
12.07. | 13 | 6555.332 |  | 5780 | 0 | 0 | 775.332 | 0
12.07. | 14 | 6555.332 |  | 5780 | 0 | 0 | 775.332 | 0
12.07. | 15 | 6555.332 |  | 5780 | 0 | 0 | 775.332 | 0
12.07. | 16 | 6555.332 |  | 5780 | 0 | 0 | 775.332 | 0
12.07. | 17 | 6555.332 |  | 5780 | 0 | 0 | 775.332 | 0
12.07. | 18 | 6555.332 |  | 5780 | 0 | 0 | 775.332 | 0
12.07. | 19 | 6555.332 |  | 5780 | 0 | 0 | 775.332 | 0
12.07. | 20 | 6555.332 |  | 5780 | 0 | 0 | 775.332 | 0
12.07. | 21 | 6555.332 |  | 5780 | 0 | 0 | 775.332 | 0
12.07. | 22 | 6555.332 |  | 5780 | 0 | 0 | 775.332 | 0
12.07. | 23 | 6555.332 |  | 5780 | 0 | 0 | 775.332 | 0
12.07. | 24 | 6555.332 |  | 5780 | 0 | 0 | 775.332 | 0
13.07. | 1 | 6555.332 |  | 5780 | 0 | 0 | 775.332 | 0
13.07. | 2 | 6555.332 |  | 5780 | 0 | 0 | 775.332 | 0
13.07. | 3 | 6555.332 |  | 5780 | 0 | 0 | 775.332 | 0
13.07. | 4 | 6555.332 |  | 5780 | 0 | 0 | 775.332 | 0
13.07. | 5 | 6555.332 |  | 5780 | 0 | 0 | 775.332 | 0
13.07. | 6 | 6555.332 |  | 5780 | 0 | 0 | 775.332 | 0
13.07. | 7 | 6555.332 |  | 5780 | 0 | 0 | 775.332 | 0
13.07. | 8 | 6555.332 |  | 5780 | 0 | 0 | 775.332 | 0
13.07. | 9 | 6555.332 |  | 5780 | 0 | 0 | 775.332 | 0
13.07. | 10 | 6555.332 |  | 5780 | 0 | 0 | 775.332 | 0
13.07. | 11 | 6555.332 |  | 5780 | 0 | 0 | 775.332 | 0
13.07. | 12 | 6555.332 |  | 5780 | 0 | 0 | 775.332 | 0
13.07. | 13 | 6555.332 |  | 5780 | 0 | 0 | 775.332 | 0
13.07. | 14 | 6555.332 |  | 5780 | 0 | 0 | 775.332 | 0
13.07. | 15 | 6555.332 |  | 5780 | 0 | 0 | 775.332 | 0
13.07. | 16 | 6555.332 |  | 5780 | 0 | 0 | 775.332 | 0
13.07. | 17 | 6555.332 |  | 5780 | 0 | 0 | 775.332 | 0
13.07. | 18 | 6555.332 |  | 5780 | 0 | 0 | 775.332 | 0
13.07. | 19 | 6555.332 |  | 5780 | 0 | 0 | 775.332 | 0
13.07. | 20 | 6555.332 |  | 5780 | 0 | 0 | 775.332 | 0
13.07. | 21 | 6555.332 |  | 5780 | 0 | 0 | 775.332 | 0
13.07. | 22 | 6555.332 |  | 5780 | 0 | 0 | 775.332 | 0
13.07. | 23 | 6555.332 |  | 5780 | 0 | 0 | 775.332 | 0
13.07. | 24 | 6555.332 |  | 5780 | 0 | 0 | 775.332 | 0
14.07. | 1 | 6555.332 |  | 5780 | 0 | 0 | 775.332 | 0
14.07. | 2 | 6555.332 |  | 5780 | 0 | 0 | 775.332 | 0
14.07. | 3 | 6555.332 |  | 5780 | 0 | 0 | 775.332 | 0
14.07. | 4 | 6555.332 |  | 5780 | 0 | 0 | 775.332 | 0
14.07. | 5 | 6555.332 |  | 5780 | 0 | 0 | 775.332 | 0
14.07. | 6 | 6555.332 |  | 5780 | 0 | 0 | 775.332 | 0
14.07. | 7 | 6555.332 |  | 5780 | 0 | 0 | 775.332 | 0
14.07. | 8 | 6555.332 |  | 5780 | 0 | 0 | 775.332 | 0
14.07. | 9 | 6555.332 |  | 5780 | 0 | 0 | 775.332 | 0
14.07. | 10 | 6555.332 |  | 5780 | 0 | 0 | 775.332 | 0
14.07. | 11 | 6555.332 |  | 5780 | 0 | 0 | 775.332 | 0
14.07. | 12 | 6555.332 |  | 5780 | 0 | 0 | 775.332 | 0
14.07. | 13 | 6555.332 |  | 5780 | 0 | 0 | 775.332 | 0
14.07. | 14 | 6555.332 |  | 5780 | 0 | 0 | 775.332 | 0
14.07. | 15 | 6555.332 |  | 5780 | 0 | 0 | 775.332 | 0
14.07. | 16 | 6555.332 |  | 5780 | 0 | 0 | 775.332 | 0
14.07. | 17 | 6555.332 |  | 5780 | 0 | 0 | 775.332 | 0
14.07. | 18 | 6555.332 |  | 5780 | 0 | 0 | 775.332 | 0
14.07. | 19 | 6555.332 |  | 5780 | 0 | 0 | 775.332 | 0
14.07. | 20 | 6555.332 |  | 5780 | 0 | 0 | 775.332 | 0
14.07. | 21 | 6555.332 |  | 5780 | 0 | 0 | 775.332 | 0
14.07. | 22 | 6555.332 |  | 5780 | 0 | 0 | 775.332 | 0
14.07. | 23 | 6555.332 |  | 5780 | 0 | 0 | 775.332 | 0
14.07. | 24 | 6555.332 |  | 5780 | 0 | 0 | 775.332 | 0
15.07. | 1 | 6555.332 |  | 5780 | 0 | 0 | 775.332 | 0
15.07. | 2 | 6555.332 |  | 5780 | 0 | 0 | 775.332 | 0
15.07. | 3 | 6555.332 |  | 5780 | 0 | 0 | 775.332 | 0
15.07. | 4 | 6555.332 |  | 5780 | 0 | 0 | 775.332 | 0
15.07. | 5 | 6555.332 |  | 5780 | 0 | 0 | 775.332 | 0
15.07. | 6 | 6555.332 |  | 5780 | 0 | 0 | 775.332 | 0
15.07. | 7 | 6555.332 |  | 5780 | 0 | 0 | 775.332 | 0
15.07. | 8 | 6555.332 |  | 5780 | 0 | 0 | 775.332 | 0
15.07. | 9 | 6555.332 |  | 5780 | 0 | 0 | 775.332 | 0
15.07. | 10 | 6555.332 |  | 5780 | 0 | 0 | 775.332 | 0
15.07. | 11 | 6555.332 |  | 5780 | 0 | 0 | 775.332 | 0
15.07. | 12 | 6555.332 |  | 5780 | 0 | 0 | 775.332 | 0
15.07. | 13 | 6555.332 |  | 5780 | 0 | 0 | 775.332 | 0
15.07. | 14 | 6555.332 |  | 5780 | 0 | 0 | 775.332 | 0
15.07. | 15 | 6555.332 |  | 5780 | 0 | 0 | 775.332 | 0
15.07. | 16 | 6555.332 |  | 5780 | 0 | 0 | 775.332 | 0
15.07. | 17 | 6555.332 |  | 5780 | 0 | 0 | 775.332 | 0
15.07. | 18 | 6555.332 |  | 5780 | 0 | 0 | 775.332 | 0
15.07. | 19 | 6555.332 |  | 5780 | 0 | 0 | 775.332 | 0
15.07. | 20 | 6555.332 |  | 5780 | 0 | 0 | 775.332 | 0
15.07. | 21 | 6555.332 |  | 5780 | 0 | 0 | 775.332 | 0
15.07. | 22 | 6555.332 |  | 5780 | 0 | 0 | 775.332 | 0
15.07. | 23 | 6555.332 |  | 5780 | 0 | 0 | 775.332 | 0
15.07. | 24 | 6555.332 |  | 5780 | 0 | 0 | 775.332 | 0
16.07. | 1 | 6555.332 |  | 5780 | 0 | 0 | 775.332 | 0
16.07. | 2 | 6555.332 |  | 5780 | 0 | 0 | 775.332 | 0
16.07. | 3 | 6555.332 |  | 5780 | 0 | 0 | 775.332 | 0
16.07. | 4 | 6555.332 |  | 5780 | 0 | 0 | 775.332 | 0
16.07. | 5 | 6555.332 |  | 5780 | 0 | 0 | 775.332 | 0
16.07. | 6 | 6555.332 |  | 5780 | 0 | 0 | 775.332 | 0
16.07. | 7 | 6555.332 |  | 5780 | 0 | 0 | 775.332 | 0
16.07. | 8 | 6555.332 |  | 5780 | 0 | 0 | 775.332 | 0
16.07. | 9 | 6555.332 |  | 5780 | 0 | 0 | 775.332 | 0
16.07. | 10 | 6555.332 |  | 5780 | 0 | 0 | 775.332 | 0
16.07. | 11 | 6555.332 |  | 5780 | 0 | 0 | 775.332 | 0
16.07. | 12 | 6555.332 |  | 5780 | 0 | 0 | 775.332 | 0
16.07. | 13 | 6555.332 |  | 5780 | 0 | 0 | 775.332 | 0
16.07. | 14 | 6555.332 |  | 5780 | 0 | 0 | 775.332 | 0
16.07. | 15 | 6555.332 |  | 5780 | 0 | 0 | 775.332 | 0
16.07. | 16 | 6555.332 |  | 5780 | 0 | 0 | 775.332 | 0
16.07. | 17 | 6555.332 |  | 5780 | 0 | 0 | 775.332 | 0
16.07. | 18 | 6555.332 |  | 5780 | 0 | 0 | 775.332 | 0
16.07. | 19 | 6555.332 |  | 5780 | 0 | 0 | 775.332 | 0
16.07. | 20 | 6555.332 |  | 5780 | 0 | 0 | 775.332 | 0
16.07. | 21 | 6555.332 |  | 5780 | 0 | 0 | 775.332 | 0
16.07. | 22 | 6555.332 |  | 5780 | 0 | 0 | 775.332 | 0
16.07. | 23 | 6555.332 |  | 5780 | 0 | 0 | 775.332 | 0
16.07. | 24 | 6555.332 |  | 5780 | 0 | 0 | 775.332 | 0
17.07. | 1 | 6555.332 |  | 5780 | 0 | 0 | 775.332 | 0
17.07. | 2 | 6555.332 |  | 5780 | 0 | 0 | 775.332 | 0
17.07. | 3 | 6555.332 |  | 5780 | 0 | 0 | 775.332 | 0
17.07. | 4 | 6555.332 |  | 5780 | 0 | 0 | 775.332 | 0
17.07. | 5 | 6555.332 |  | 5780 | 0 | 0 | 775.332 | 0
17.07. | 6 | 6555.332 |  | 5780 | 0 | 0 | 775.332 | 0
17.07. | 7 | 6555.332 |  | 5780 | 0 | 0 | 775.332 | 0
17.07. | 8 | 6555.332 |  | 5780 | 0 | 0 | 775.332 | 0
17.07. | 9 | 6555.332 |  | 5780 | 0 | 0 | 775.332 | 0
17.07. | 10 | 6555.332 |  | 5780 | 0 | 0 | 775.332 | 0
17.07. | 11 | 6555.332 |  | 5780 | 0 | 0 | 775.332 | 0
17.07. | 12 | 6555.332 |  | 5780 | 0 | 0 | 775.332 | 0
17.07. | 13 | 6555.332 |  | 5780 | 0 | 0 | 775.332 | 0
17.07. | 14 | 6555.332 |  | 5780 | 0 | 0 | 775.332 | 0
17.07. | 15 | 6555.332 |  | 5780 | 0 | 0 | 775.332 | 0
17.07. | 16 | 6555.332 |  | 5780 | 0 | 0 | 775.332 | 0
17.07. | 17 | 6555.332 |  | 5780 | 0 | 0 | 775.332 | 0
17.07. | 18 | 6555.332 |  | 5780 | 0 | 0 | 775.332 | 0
17.07. | 19 | 6555.332 |  | 5780 | 0 | 0 | 775.332 | 0
17.07. | 20 | 6555.332 |  | 5780 | 0 | 0 | 775.332 | 0
17.07. | 21 | 6555.332 |  | 5780 | 0 | 0 | 775.332 | 0
17.07. | 22 | 6555.332 |  | 5780 | 0 | 0 | 775.332 | 0
17.07. | 23 | 6555.332 |  | 5780 | 0 | 0 | 775.332 | 0
17.07. | 24 | 6555.332 |  | 5780 | 0 | 0 | 775.332 | 0
18.07. | 1 | 6555.332 |  | 5780 | 0 | 0 | 775.332 | 0
18.07. | 2 | 6555.332 |  | 5780 | 0 | 0 | 775.332 | 0
18.07. | 3 | 6555.332 |  | 5780 | 0 | 0 | 775.332 | 0
18.07. | 4 | 6555.332 |  | 5780 | 0 | 0 | 775.332 | 0
18.07. | 5 | 6555.332 |  | 5780 | 0 | 0 | 775.332 | 0
18.07. | 6 | 6555.332 |  | 5780 | 0 | 0 | 775.332 | 0
18.07. | 7 | 6555.332 |  | 5780 | 0 | 0 | 775.332 | 0
18.07. | 8 | 6555.332 |  | 5780 | 0 | 0 | 775.332 | 0
18.07. | 9 | 6555.332 |  | 5780 | 0 | 0 | 775.332 | 0
18.07. | 10 | 6555.332 |  | 5780 | 0 | 0 | 775.332 | 0
18.07. | 11 | 6555.332 |  | 5780 | 0 | 0 | 775.332 | 0
18.07. | 12 | 6555.332 |  | 5780 | 0 | 0 | 775.332 | 0
18.07. | 13 | 6555.332 |  | 5780 | 0 | 0 | 775.332 | 0
18.07. | 14 | 6555.332 |  | 5780 | 0 | 0 | 775.332 | 0
18.07. | 15 | 6555.332 |  | 5780 | 0 | 0 | 775.332 | 0
18.07. | 16 | 6555.332 |  | 5780 | 0 | 0 | 775.332 | 0
18.07. | 17 | 6555.332 |  | 5780 | 0 | 0 | 775.332 | 0
18.07. | 18 | 6555.332 |  | 5780 | 0 | 0 | 775.332 | 0
18.07. | 19 | 6555.332 |  | 5780 | 0 | 0 | 775.332 | 0
18.07. | 20 | 6555.332 |  | 5780 | 0 | 0 | 775.332 | 0
18.07. | 21 | 6555.332 |  | 5780 | 0 | 0 | 775.332 | 0
18.07. | 22 | 6555.332 |  | 5780 | 0 | 0 | 775.332 | 0
18.07. | 23 | 6555.332 |  | 5780 | 0 | 0 | 775.332 | 0
18.07. | 24 | 6555.332 |  | 5780 | 0 | 0 | 775.332 | 0
19.07. | 1 | 6555.332 |  | 5780 | 0 | 0 | 775.332 | 0
19.07. | 2 | 6555.332 |  | 5780 | 0 | 0 | 775.332 | 0
19.07. | 3 | 6555.332 |  | 5780 | 0 | 0 | 775.332 | 0
19.07. | 4 | 6555.332 |  | 5780 | 0 | 0 | 775.332 | 0
19.07. | 5 | 6555.332 |  | 5780 | 0 | 0 | 775.332 | 0
19.07. | 6 | 6555.332 |  | 5780 | 0 | 0 | 775.332 | 0
19.07. | 7 | 6555.332 |  | 5780 | 0 | 0 | 775.332 | 0
19.07. | 8 | 6555.332 |  | 5780 | 0 | 0 | 775.332 | 0
19.07. | 9 | 6555.332 |  | 5780 | 0 | 0 | 775.332 | 0
19.07. | 10 | 6555.332 |  | 5780 | 0 | 0 | 775.332 | 0
19.07. | 11 | 6555.332 |  | 5780 | 0 | 0 | 775.332 | 0
19.07. | 12 | 6555.332 |  | 5780 | 0 | 0 | 775.332 | 0
19.07. | 13 | 6555.332 |  | 5780 | 0 | 0 | 775.332 | 0
19.07. | 14 | 6555.332 |  | 5780 | 0 | 0 | 775.332 | 0
19.07. | 15 | 6555.332 |  | 5780 | 0 | 0 | 775.332 | 0
19.07. | 16 | 6555.332 |  | 5780 | 0 | 0 | 775.332 | 0
19.07. | 17 | 6555.332 |  | 5780 | 0 | 0 | 775.332 | 0
19.07. | 18 | 6555.332 |  | 5780 | 0 | 0 | 775.332 | 0
19.07. | 19 | 6555.332 |  | 5780 | 0 | 0 | 775.332 | 0
19.07. | 20 | 6555.332 |  | 5780 | 0 | 0 | 775.332 | 0
19.07. | 21 | 6555.332 |  | 5780 | 0 | 0 | 775.332 | 0
19.07. | 22 | 6555.332 |  | 5780 | 0 | 0 | 775.332 | 0
19.07. | 23 | 6555.332 |  | 5780 | 0 | 0 | 775.332 | 0
19.07. | 24 | 6555.332 |  | 5780 | 0 | 0 | 775.332 | 0
20.07. | 1 | 6555.332 |  | 5780 | 0 | 0 | 775.332 | 0
20.07. | 2 | 6555.332 |  | 5780 | 0 | 0 | 775.332 | 0
20.07. | 3 | 6555.332 |  | 5780 | 0 | 0 | 775.332 | 0
20.07. | 4 | 6555.332 |  | 5780 | 0 | 0 | 775.332 | 0
20.07. | 5 | 6555.332 |  | 5780 | 0 | 0 | 775.332 | 0
20.07. | 6 | 6555.332 |  | 5780 | 0 | 0 | 775.332 | 0
20.07. | 7 | 6555.332 |  | 5780 | 0 | 0 | 775.332 | 0
20.07. | 8 | 6555.332 |  | 5780 | 0 | 0 | 775.332 | 0
20.07. | 9 | 6555.332 |  | 5780 | 0 | 0 | 775.332 | 0
20.07. | 10 | 6555.332 |  | 5780 | 0 | 0 | 775.332 | 0
20.07. | 11 | 6555.332 |  | 5780 | 0 | 0 | 775.332 | 0
20.07. | 12 | 6555.332 |  | 5780 | 0 | 0 | 775.332 | 0
20.07. | 13 | 6555.332 |  | 5780 | 0 | 0 | 775.332 | 0
20.07. | 14 | 6555.332 |  | 5780 | 0 | 0 | 775.332 | 0
20.07. | 15 | 6555.332 |  | 5780 | 0 | 0 | 775.332 | 0
20.07. | 16 | 6555.332 |  | 5780 | 0 | 0 | 775.332 | 0
20.07. | 17 | 6555.332 |  | 5780 | 0 | 0 | 775.332 | 0
20.07. | 18 | 6555.332 |  | 5780 | 0 | 0 | 775.332 | 0
20.07. | 19 | 6555.332 |  | 5780 | 0 | 0 | 775.332 | 0
20.07. | 20 | 6555.332 |  | 5780 | 0 | 0 | 775.332 | 0
20.07. | 21 | 6555.332 |  | 5780 | 0 | 0 | 775.332 | 0
20.07. | 22 | 6555.332 |  | 5780 | 0 | 0 | 775.332 | 0
20.07. | 23 | 6555.332 |  | 5780 | 0 | 0 | 775.332 | 0
20.07. | 24 | 6555.332 |  | 5780 | 0 | 0 | 775.332 | 0
21.07. | 1 | 6555.332 |  | 5780 | 0 | 0 | 775.332 | 0
21.07. | 2 | 6555.332 |  | 5780 | 0 | 0 | 775.332 | 0
21.07. | 3 | 6555.332 |  | 5780 | 0 | 0 | 775.332 | 0
21.07. | 4 | 6555.332 |  | 5780 | 0 | 0 | 775.332 | 0
21.07. | 5 | 6555.332 |  | 5780 | 0 | 0 | 775.332 | 0
21.07. | 6 | 6555.332 |  | 5780 | 0 | 0 | 775.332 | 0
21.07. | 7 | 6555.332 |  | 5780 | 0 | 0 | 775.332 | 0
21.07. | 8 | 6555.332 |  | 5780 | 0 | 0 | 775.332 | 0
21.07. | 9 | 6555.332 |  | 5780 | 0 | 0 | 775.332 | 0
21.07. | 10 | 6555.332 |  | 5780 | 0 | 0 | 775.332 | 0
21.07. | 11 | 6555.332 |  | 5780 | 0 | 0 | 775.332 | 0
21.07. | 12 | 6555.332 |  | 5780 | 0 | 0 | 775.332 | 0
21.07. | 13 | 6555.332 |  | 5780 | 0 | 0 | 775.332 | 0
21.07. | 14 | 6555.332 |  | 5780 | 0 | 0 | 775.332 | 0
21.07. | 15 | 6555.332 |  | 5780 | 0 | 0 | 775.332 | 0
21.07. | 16 | 6555.332 |  | 5780 | 0 | 0 | 775.332 | 0
21.07. | 17 | 6555.332 |  | 5780 | 0 | 0 | 775.332 | 0
21.07. | 18 | 6555.332 |  | 5780 | 0 | 0 | 775.332 | 0
21.07. | 19 | 6555.332 |  | 5780 | 0 | 0 | 775.332 | 0
21.07. | 20 | 6555.332 |  | 5780 | 0 | 0 | 775.332 | 0
21.07. | 21 | 6555.332 |  | 5780 | 0 | 0 | 775.332 | 0
21.07. | 22 | 6555.332 |  | 5780 | 0 | 0 | 775.332 | 0
21.07. | 23 | 6555.332 |  | 5780 | 0 | 0 | 775.332 | 0
21.07. | 24 | 6555.332 |  | 5780 | 0 | 0 | 775.332 | 0
22.07. | 1 | 6555.332 |  | 5780 | 0 | 0 | 775.332 | 0
22.07. | 2 | 6555.332 |  | 5780 | 0 | 0 | 775.332 | 0
22.07. | 3 | 6555.332 |  | 5780 | 0 | 0 | 775.332 | 0
22.07. | 4 | 6555.332 |  | 5780 | 0 | 0 | 775.332 | 0
22.07. | 5 | 6555.332 |  | 5780 | 0 | 0 | 775.332 | 0
22.07. | 6 | 6555.332 |  | 5780 | 0 | 0 | 775.332 | 0
22.07. | 7 | 6555.332 |  | 5780 | 0 | 0 | 775.332 | 0
22.07. | 8 | 6555.332 |  | 5780 | 0 | 0 | 775.332 | 0
22.07. | 9 | 6555.332 |  | 5780 | 0 | 0 | 775.332 | 0
22.07. | 10 | 6555.332 |  | 5780 | 0 | 0 | 775.332 | 0
22.07. | 11 | 6555.332 |  | 5780 | 0 | 0 | 775.332 | 0
22.07. | 12 | 6555.332 |  | 5780 | 0 | 0 | 775.332 | 0
22.07. | 13 | 6555.332 |  | 5780 | 0 | 0 | 775.332 | 0
22.07. | 14 | 6555.332 |  | 5780 | 0 | 0 | 775.332 | 0
22.07. | 15 | 6555.332 |  | 5780 | 0 | 0 | 775.332 | 0
22.07. | 16 | 6555.332 |  | 5780 | 0 | 0 | 775.332 | 0
22.07. | 17 | 6555.332 |  | 5780 | 0 | 0 | 775.332 | 0
22.07. | 18 | 6555.332 |  | 5780 | 0 | 0 | 775.332 | 0
22.07. | 19 | 6555.332 |  | 5780 | 0 | 0 | 775.332 | 0
22.07. | 20 | 6555.332 |  | 5780 | 0 | 0 | 775.332 | 0
22.07. | 21 | 6555.332 |  | 5780 | 0 | 0 | 775.332 | 0
22.07. | 22 | 6555.332 |  | 5780 | 0 | 0 | 775.332 | 0
22.07. | 23 | 6555.332 |  | 5780 | 0 | 0 | 775.332 | 0
22.07. | 24 | 6555.332 |  | 5780 | 0 | 0 | 775.332 | 0
23.07. | 1 | 6555.332 |  | 5780 | 0 | 0 | 775.332 | 0
23.07. | 2 | 6555.332 |  | 5780 | 0 | 0 | 775.332 | 0
23.07. | 3 | 6555.332 |  | 5780 | 0 | 0 | 775.332 | 0
23.07. | 4 | 6555.332 |  | 5780 | 0 | 0 | 775.332 | 0
23.07. | 5 | 6555.332 |  | 5780 | 0 | 0 | 775.332 | 0
23.07. | 6 | 6555.332 |  | 5780 | 0 | 0 | 775.332 | 0
23.07. | 7 | 6555.332 |  | 5780 | 0 | 0 | 775.332 | 0
23.07. | 8 | 6555.332 |  | 5780 | 0 | 0 | 775.332 | 0
23.07. | 9 | 6555.332 |  | 5780 | 0 | 0 | 775.332 | 0
23.07. | 10 | 6555.332 |  | 5780 | 0 | 0 | 775.332 | 0
23.07. | 11 | 6555.332 |  | 5780 | 0 | 0 | 775.332 | 0
23.07. | 12 | 6555.332 |  | 5780 | 0 | 0 | 775.332 | 0
23.07. | 13 | 6555.332 |  | 5780 | 0 | 0 | 775.332 | 0
23.07. | 14 | 6555.332 |  | 5780 | 0 | 0 | 775.332 | 0
23.07. | 15 | 6555.332 |  | 5780 | 0 | 0 | 775.332 | 0
23.07. | 16 | 6555.332 |  | 5780 | 0 | 0 | 775.332 | 0
23.07. | 17 | 6555.332 |  | 5780 | 0 | 0 | 775.332 | 0
23.07. | 18 | 6555.332 |  | 5780 | 0 | 0 | 775.332 | 0
23.07. | 19 | 6555.332 |  | 5780 | 0 | 0 | 775.332 | 0
23.07. | 20 | 6555.332 |  | 5780 | 0 | 0 | 775.332 | 0
23.07. | 21 | 6555.332 |  | 5780 | 0 | 0 | 775.332 | 0
23.07. | 22 | 6555.332 |  | 5780 | 0 | 0 | 775.332 | 0
23.07. | 23 | 6555.332 |  | 5780 | 0 | 0 | 775.332 | 0
23.07. | 24 | 6555.332 |  | 5780 | 0 | 0 | 775.332 | 0
24.07. | 1 | 6555.332 |  | 5780 | 0 | 0 | 775.332 | 0
24.07. | 2 | 6555.332 |  | 5780 | 0 | 0 | 775.332 | 0
24.07. | 3 | 6555.332 |  | 5780 | 0 | 0 | 775.332 | 0
24.07. | 4 | 6555.332 |  | 5780 | 0 | 0 | 775.332 | 0
24.07. | 5 | 6555.332 |  | 5780 | 0 | 0 | 775.332 | 0
24.07. | 6 | 6555.332 |  | 5780 | 0 | 0 | 775.332 | 0
24.07. | 7 | 6555.332 |  | 5780 | 0 | 0 | 775.332 | 0
24.07. | 8 | 6555.332 |  | 5780 | 0 | 0 | 775.332 | 0
24.07. | 9 | 6555.332 |  | 5780 | 0 | 0 | 775.332 | 0
24.07. | 10 | 6555.332 |  | 5780 | 0 | 0 | 775.332 | 0
24.07. | 11 | 6555.332 |  | 5780 | 0 | 0 | 775.332 | 0
24.07. | 12 | 6555.332 |  | 5780 | 0 | 0 | 775.332 | 0
24.07. | 13 | 6555.332 |  | 5780 | 0 | 0 | 775.332 | 0
24.07. | 14 | 6555.332 |  | 5780 | 0 | 0 | 775.332 | 0
24.07. | 15 | 6555.332 |  | 5780 | 0 | 0 | 775.332 | 0
24.07. | 16 | 6555.332 |  | 5780 | 0 | 0 | 775.332 | 0
24.07. | 17 | 6555.332 |  | 5780 | 0 | 0 | 775.332 | 0
24.07. | 18 | 6555.332 |  | 5780 | 0 | 0 | 775.332 | 0
24.07. | 19 | 6555.332 |  | 5780 | 0 | 0 | 775.332 | 0
24.07. | 20 | 6555.332 |  | 5780 | 0 | 0 | 775.332 | 0
24.07. | 21 | 6555.332 |  | 5780 | 0 | 0 | 775.332 | 0
24.07. | 22 | 6555.332 |  | 5780 | 0 | 0 | 775.332 | 0
24.07. | 23 | 6555.332 |  | 5780 | 0 | 0 | 775.332 | 0
24.07. | 24 | 6555.332 |  | 5780 | 0 | 0 | 775.332 | 0
25.07. | 1 | 6555.332 |  | 5780 | 0 | 0 | 775.332 | 0
25.07. | 2 | 6555.332 |  | 5780 | 0 | 0 | 775.332 | 0
25.07. | 3 | 6555.332 |  | 5780 | 0 | 0 | 775.332 | 0
25.07. | 4 | 6555.332 |  | 5780 | 0 | 0 | 775.332 | 0
25.07. | 5 | 6555.332 |  | 5780 | 0 | 0 | 775.332 | 0
25.07. | 6 | 6555.332 |  | 5780 | 0 | 0 | 775.332 | 0
25.07. | 7 | 6555.332 |  | 5780 | 0 | 0 | 775.332 | 0
25.07. | 8 | 6555.332 |  | 5780 | 0 | 0 | 775.332 | 0
25.07. | 9 | 6555.332 |  | 5780 | 0 | 0 | 775.332 | 0
25.07. | 10 | 6555.332 |  | 5780 | 0 | 0 | 775.332 | 0
25.07. | 11 | 6555.332 |  | 5780 | 0 | 0 | 775.332 | 0
25.07. | 12 | 6555.332 |  | 5780 | 0 | 0 | 775.332 | 0
25.07. | 13 | 6555.332 |  | 5780 | 0 | 0 | 775.332 | 0
25.07. | 14 | 6555.332 |  | 5780 | 0 | 0 | 775.332 | 0
25.07. | 15 | 6555.332 |  | 5780 | 0 | 0 | 775.332 | 0
25.07. | 16 | 6555.332 |  | 5780 | 0 | 0 | 775.332 | 0
25.07. | 17 | 6555.332 |  | 5780 | 0 | 0 | 775.332 | 0
25.07. | 18 | 6555.332 |  | 5780 | 0 | 0 | 775.332 | 0
25.07. | 19 | 6555.332 |  | 5780 | 0 | 0 | 775.332 | 0
25.07. | 20 | 6555.332 |  | 5780 | 0 | 0 | 775.332 | 0
25.07. | 21 | 6555.332 |  | 5780 | 0 | 0 | 775.332 | 0
25.07. | 22 | 6555.332 |  | 5780 | 0 | 0 | 775.332 | 0
25.07. | 23 | 6555.332 |  | 5780 | 0 | 0 | 775.332 | 0
25.07. | 24 | 6555.332 |  | 5780 | 0 | 0 | 775.332 | 0
26.07. | 1 | 6555.332 |  | 5780 | 0 | 0 | 775.332 | 0
26.07. | 2 | 6555.332 |  | 5780 | 0 | 0 | 775.332 | 0
26.07. | 3 | 6555.332 |  | 5780 | 0 | 0 | 775.332 | 0
26.07. | 4 | 6555.332 |  | 5780 | 0 | 0 | 775.332 | 0
26.07. | 5 | 6555.332 |  | 5780 | 0 | 0 | 775.332 | 0
26.07. | 6 | 6555.332 |  | 5780 | 0 | 0 | 775.332 | 0
26.07. | 7 | 6555.332 |  | 5780 | 0 | 0 | 775.332 | 0
26.07. | 8 | 6555.332 |  | 5780 | 0 | 0 | 775.332 | 0
26.07. | 9 | 6555.332 |  | 5780 | 0 | 0 | 775.332 | 0
26.07. | 10 | 6555.332 |  | 5780 | 0 | 0 | 775.332 | 0
26.07. | 11 | 6555.332 |  | 5780 | 0 | 0 | 775.332 | 0
26.07. | 12 | 6555.332 |  | 5780 | 0 | 0 | 775.332 | 0
26.07. | 13 | 6555.332 |  | 5780 | 0 | 0 | 775.332 | 0
26.07. | 14 | 6555.332 |  | 5780 | 0 | 0 | 775.332 | 0
26.07. | 15 | 6555.332 |  | 5780 | 0 | 0 | 775.332 | 0
26.07. | 16 | 6555.332 |  | 5780 | 0 | 0 | 775.332 | 0
26.07. | 17 | 6555.332 |  | 5780 | 0 | 0 | 775.332 | 0
26.07. | 18 | 6555.332 |  | 5780 | 0 | 0 | 775.332 | 0
26.07. | 19 | 6555.332 |  | 5780 | 0 | 0 | 775.332 | 0
26.07. | 20 | 6555.332 |  | 5780 | 0 | 0 | 775.332 | 0
26.07. | 21 | 6555.332 |  | 5780 | 0 | 0 | 775.332 | 0
26.07. | 22 | 6555.332 |  | 5780 | 0 | 0 | 775.332 | 0
26.07. | 23 | 6555.332 |  | 5780 | 0 | 0 | 775.332 | 0
26.07. | 24 | 6555.332 |  | 5780 | 0 | 0 | 775.332 | 0
27.07. | 1 | 6555.332 |  | 5780 | 0 | 0 | 775.332 | 0
27.07. | 2 | 6555.332 |  | 5780 | 0 | 0 | 775.332 | 0
27.07. | 3 | 6555.332 |  | 5780 | 0 | 0 | 775.332 | 0
27.07. | 4 | 6555.332 |  | 5780 | 0 | 0 | 775.332 | 0
27.07. | 5 | 6555.332 |  | 5780 | 0 | 0 | 775.332 | 0
27.07. | 6 | 6555.332 |  | 5780 | 0 | 0 | 775.332 | 0
27.07. | 7 | 6555.332 |  | 5780 | 0 | 0 | 775.332 | 0
27.07. | 8 | 6555.332 |  | 5780 | 0 | 0 | 775.332 | 0
27.07. | 9 | 6555.332 |  | 5780 | 0 | 0 | 775.332 | 0
27.07. | 10 | 6555.332 |  | 5780 | 0 | 0 | 775.332 | 0
27.07. | 11 | 6555.332 |  | 5780 | 0 | 0 | 775.332 | 0
27.07. | 12 | 6555.332 |  | 5780 | 0 | 0 | 775.332 | 0
27.07. | 13 | 6555.332 |  | 5780 | 0 | 0 | 775.332 | 0
27.07. | 14 | 6555.332 |  | 5780 | 0 | 0 | 775.332 | 0
27.07. | 15 | 6555.332 |  | 5780 | 0 | 0 | 775.332 | 0
27.07. | 16 | 6555.332 |  | 5780 | 0 | 0 | 775.332 | 0
27.07. | 17 | 6555.332 |  | 5780 | 0 | 0 | 775.332 | 0
27.07. | 18 | 6555.332 |  | 5780 | 0 | 0 | 775.332 | 0
27.07. | 19 | 6555.332 |  | 5780 | 0 | 0 | 775.332 | 0
27.07. | 20 | 6555.332 |  | 5780 | 0 | 0 | 775.332 | 0
27.07. | 21 | 6555.332 |  | 5780 | 0 | 0 | 775.332 | 0
27.07. | 22 | 6555.332 |  | 5780 | 0 | 0 | 775.332 | 0
27.07. | 23 | 6555.332 |  | 5780 | 0 | 0 | 775.332 | 0
27.07. | 24 | 6555.332 |  | 5780 | 0 | 0 | 775.332 | 0
28.07. | 1 | 6555.332 |  | 5780 | 0 | 0 | 775.332 | 0
28.07. | 2 | 6555.332 |  | 5780 | 0 | 0 | 775.332 | 0
28.07. | 3 | 6555.332 |  | 5780 | 0 | 0 | 775.332 | 0
28.07. | 4 | 6555.332 |  | 5780 | 0 | 0 | 775.332 | 0
28.07. | 5 | 6555.332 |  | 5780 | 0 | 0 | 775.332 | 0
28.07. | 6 | 6555.332 |  | 5780 | 0 | 0 | 775.332 | 0
28.07. | 7 | 6555.332 |  | 5780 | 0 | 0 | 775.332 | 0
28.07. | 8 | 6555.332 |  | 5780 | 0 | 0 | 775.332 | 0
28.07. | 9 | 6555.332 |  | 5780 | 0 | 0 | 775.332 | 0
28.07. | 10 | 6555.332 |  | 5780 | 0 | 0 | 775.332 | 0
28.07. | 11 | 6555.332 |  | 5780 | 0 | 0 | 775.332 | 0
28.07. | 12 | 6555.332 |  | 5780 | 0 | 0 | 775.332 | 0
28.07. | 13 | 6555.332 |  | 5780 | 0 | 0 | 775.332 | 0
28.07. | 14 | 6555.332 |  | 5780 | 0 | 0 | 775.332 | 0
28.07. | 15 | 6555.332 |  | 5780 | 0 | 0 | 775.332 | 0
28.07. | 16 | 6555.332 |  | 5780 | 0 | 0 | 775.332 | 0
28.07. | 17 | 6555.332 |  | 5780 | 0 | 0 | 775.332 | 0
28.07. | 18 | 6555.332 |  | 5780 | 0 | 0 | 775.332 | 0
28.07. | 19 | 6555.332 |  | 5780 | 0 | 0 | 775.332 | 0
28.07. | 20 | 6555.332 |  | 5780 | 0 | 0 | 775.332 | 0
28.07. | 21 | 6555.332 |  | 5780 | 0 | 0 | 775.332 | 0
28.07. | 22 | 6555.332 |  | 5780 | 0 | 0 | 775.332 | 0
28.07. | 23 | 6555.332 |  | 5780 | 0 | 0 | 775.332 | 0
28.07. | 24 | 6555.332 |  | 5780 | 0 | 0 | 775.332 | 0
29.07. | 1 | 6555.332 |  | 5780 | 0 | 0 | 775.332 | 0
29.07. | 2 | 6555.332 |  | 5780 | 0 | 0 | 775.332 | 0
29.07. | 3 | 6555.332 |  | 5780 | 0 | 0 | 775.332 | 0
29.07. | 4 | 6555.332 |  | 5780 | 0 | 0 | 775.332 | 0
29.07. | 5 | 6555.332 |  | 5780 | 0 | 0 | 775.332 | 0
29.07. | 6 | 6555.332 |  | 5780 | 0 | 0 | 775.332 | 0
29.07. | 7 | 6555.332 |  | 5780 | 0 | 0 | 775.332 | 0
29.07. | 8 | 6555.332 |  | 5780 | 0 | 0 | 775.332 | 0
29.07. | 9 | 6555.332 |  | 5780 | 0 | 0 | 775.332 | 0
29.07. | 10 | 6555.332 |  | 5780 | 0 | 0 | 775.332 | 0
29.07. | 11 | 6555.332 |  | 5780 | 0 | 0 | 775.332 | 0
29.07. | 12 | 6555.332 |  | 5780 | 0 | 0 | 775.332 | 0
29.07. | 13 | 6555.332 |  | 5780 | 0 | 0 | 775.332 | 0
29.07. | 14 | 6555.332 |  | 5780 | 0 | 0 | 775.332 | 0
29.07. | 15 | 6555.332 |  | 5780 | 0 | 0 | 775.332 | 0
29.07. | 16 | 6555.332 |  | 5780 | 0 | 0 | 775.332 | 0
29.07. | 17 | 6555.332 |  | 5780 | 0 | 0 | 775.332 | 0
29.07. | 18 | 6555.332 |  | 5780 | 0 | 0 | 775.332 | 0
29.07. | 19 | 6555.332 |  | 5780 | 0 | 0 | 775.332 | 0
29.07. | 20 | 6555.332 |  | 5780 | 0 | 0 | 775.332 | 0
29.07. | 21 | 6555.332 |  | 5780 | 0 | 0 | 775.332 | 0
29.07. | 22 | 6555.332 |  | 5780 | 0 | 0 | 775.332 | 0
29.07. | 23 | 6555.332 |  | 5780 | 0 | 0 | 775.332 | 0
29.07. | 24 | 6555.332 |  | 5780 | 0 | 0 | 775.332 | 0
30.07. | 1 | 6555.332 |  | 5780 | 0 | 0 | 775.332 | 0
30.07. | 2 | 6555.332 |  | 5780 | 0 | 0 | 775.332 | 0
30.07. | 3 | 6555.332 |  | 5780 | 0 | 0 | 775.332 | 0
30.07. | 4 | 6555.332 |  | 5780 | 0 | 0 | 775.332 | 0
30.07. | 5 | 6555.332 |  | 5780 | 0 | 0 | 775.332 | 0
30.07. | 6 | 6555.332 |  | 5780 | 0 | 0 | 775.332 | 0
30.07. | 7 | 6555.332 |  | 5780 | 0 | 0 | 775.332 | 0
30.07. | 8 | 6555.332 |  | 5780 | 0 | 0 | 775.332 | 0
30.07. | 9 | 6555.332 |  | 5780 | 0 | 0 | 775.332 | 0
30.07. | 10 | 6555.332 |  | 5780 | 0 | 0 | 775.332 | 0
30.07. | 11 | 6555.332 |  | 5780 | 0 | 0 | 775.332 | 0
30.07. | 12 | 6555.332 |  | 5780 | 0 | 0 | 775.332 | 0
30.07. | 13 | 6555.332 |  | 5780 | 0 | 0 | 775.332 | 0
30.07. | 14 | 6555.332 |  | 5780 | 0 | 0 | 775.332 | 0
30.07. | 15 | 6555.332 |  | 5780 | 0 | 0 | 775.332 | 0
30.07. | 16 | 6555.332 |  | 5780 | 0 | 0 | 775.332 | 0
30.07. | 17 | 6555.332 |  | 5780 | 0 | 0 | 775.332 | 0
30.07. | 18 | 6555.332 |  | 5780 | 0 | 0 | 775.332 | 0
30.07. | 19 | 6555.332 |  | 5780 | 0 | 0 | 775.332 | 0
30.07. | 20 | 6555.332 |  | 5780 | 0 | 0 | 775.332 | 0
30.07. | 21 | 6555.332 |  | 5780 | 0 | 0 | 775.332 | 0
30.07. | 22 | 6555.332 |  | 5780 | 0 | 0 | 775.332 | 0
30.07. | 23 | 6555.332 |  | 5780 | 0 | 0 | 775.332 | 0
30.07. | 24 | 6555.332 |  | 5780 | 0 | 0 | 775.332 | 0
31.07. | 1 | 6555.332 |  | 5780 | 0 | 0 | 775.332 | 0
31.07. | 2 | 6555.332 |  | 5780 | 0 | 0 | 775.332 | 0
31.07. | 3 | 6555.332 |  | 5780 | 0 | 0 | 775.332 | 0
31.07. | 4 | 6555.332 |  | 5780 | 0 | 0 | 775.332 | 0
31.07. | 5 | 6555.332 |  | 5780 | 0 | 0 | 775.332 | 0
31.07. | 6 | 6555.332 |  | 5780 | 0 | 0 | 775.332 | 0
31.07. | 7 | 6555.332 |  | 5780 | 0 | 0 | 775.332 | 0
31.07. | 8 | 6555.332 |  | 5780 | 0 | 0 | 775.332 | 0
31.07. | 9 | 6555.332 |  | 5780 | 0 | 0 | 775.332 | 0
31.07. | 10 | 6555.332 |  | 5780 | 0 | 0 | 775.332 | 0
31.07. | 11 | 6555.332 |  | 5780 | 0 | 0 | 775.332 | 0
31.07. | 12 | 6555.332 |  | 5780 | 0 | 0 | 775.332 | 0
31.07. | 13 | 6555.332 |  | 5780 | 0 | 0 | 775.332 | 0
31.07. | 14 | 6555.332 |  | 5780 | 0 | 0 | 775.332 | 0
31.07. | 15 | 6555.332 |  | 5780 | 0 | 0 | 775.332 | 0
31.07. | 16 | 6555.332 |  | 5780 | 0 | 0 | 775.332 | 0
31.07. | 17 | 6555.332 |  | 5780 | 0 | 0 | 775.332 | 0
31.07. | 18 | 6555.332 |  | 5780 | 0 | 0 | 775.332 | 0
31.07. | 19 | 6555.332 |  | 5780 | 0 | 0 | 775.332 | 0
31.07. | 20 | 6555.332 |  | 5780 | 0 | 0 | 775.332 | 0
31.07. | 21 | 6555.332 |  | 5780 | 0 | 0 | 775.332 | 0
31.07. | 22 | 6555.332 |  | 5780 | 0 | 0 | 775.332 | 0
31.07. | 23 | 6555.332 |  | 5780 | 0 | 0 | 775.332 | 0
31.07. | 24 | 6555.332 |  | 5780 | 0 | 0 | 775.332 | 0
01.08. | 1 | 6555.332 |  | 5780 | 0 | 0 | 775.332 | 0
01.08. | 2 | 6555.332 |  | 5780 | 0 | 0 | 775.332 | 0
01.08. | 3 | 6555.332 |  | 5780 | 0 | 0 | 775.332 | 0
01.08. | 4 | 6555.332 |  | 5780 | 0 | 0 | 775.332 | 0
01.08. | 5 | 6555.332 |  | 5780 | 0 | 0 | 775.332 | 0
01.08. | 6 | 6555.332 |  | 5780 | 0 | 0 | 775.332 | 0
01.08. | 7 | 6555.332 |  | 5780 | 0 | 0 | 775.332 | 0
01.08. | 8 | 6555.332 |  | 5780 | 0 | 0 | 775.332 | 0
01.08. | 9 | 6555.332 |  | 5780 | 0 | 0 | 775.332 | 0
01.08. | 10 | 6555.332 |  | 5780 | 0 | 0 | 775.332 | 0
01.08. | 11 | 6555.332 |  | 5780 | 0 | 0 | 775.332 | 0
01.08. | 12 | 6555.332 |  | 5780 | 0 | 0 | 775.332 | 0
01.08. | 13 | 6555.332 |  | 5780 | 0 | 0 | 775.332 | 0
01.08. | 14 | 6555.332 |  | 5780 | 0 | 0 | 775.332 | 0
01.08. | 15 | 6555.332 |  | 5780 | 0 | 0 | 775.332 | 0
01.08. | 16 | 6555.332 |  | 5780 | 0 | 0 | 775.332 | 0
01.08. | 17 | 6555.332 |  | 5780 | 0 | 0 | 775.332 | 0
01.08. | 18 | 6555.332 |  | 5780 | 0 | 0 | 775.332 | 0
01.08. | 19 | 6555.332 |  | 5780 | 0 | 0 | 775.332 | 0
01.08. | 20 | 6555.332 |  | 5780 | 0 | 0 | 775.332 | 0
01.08. | 21 | 6555.332 |  | 5780 | 0 | 0 | 775.332 | 0
01.08. | 22 | 6555.332 |  | 5780 | 0 | 0 | 775.332 | 0
01.08. | 23 | 6555.332 |  | 5780 | 0 | 0 | 775.332 | 0
01.08. | 24 | 6555.332 |  | 5780 | 0 | 0 | 775.332 | 0
02.08. | 1 | 6555.332 |  | 5780 | 0 | 0 | 775.332 | 0
02.08. | 2 | 6555.332 |  | 5780 | 0 | 0 | 775.332 | 0
02.08. | 3 | 6555.332 |  | 5780 | 0 | 0 | 775.332 | 0
02.08. | 4 | 6555.332 |  | 5780 | 0 | 0 | 775.332 | 0
02.08. | 5 | 6555.332 |  | 5780 | 0 | 0 | 775.332 | 0
02.08. | 6 | 6555.332 |  | 5780 | 0 | 0 | 775.332 | 0
02.08. | 7 | 6555.332 |  | 5780 | 0 | 0 | 775.332 | 0
02.08. | 8 | 6555.332 |  | 5780 | 0 | 0 | 775.332 | 0
02.08. | 9 | 6555.332 |  | 5780 | 0 | 0 | 775.332 | 0
02.08. | 10 | 6555.332 |  | 5780 | 0 | 0 | 775.332 | 0
02.08. | 11 | 6555.332 |  | 5780 | 0 | 0 | 775.332 | 0
02.08. | 12 | 6555.332 |  | 5780 | 0 | 0 | 775.332 | 0
02.08. | 13 | 6555.332 |  | 5780 | 0 | 0 | 775.332 | 0
02.08. | 14 | 6555.332 |  | 5780 | 0 | 0 | 775.332 | 0
02.08. | 15 | 6555.332 |  | 5780 | 0 | 0 | 775.332 | 0
02.08. | 16 | 6555.332 |  | 5780 | 0 | 0 | 775.332 | 0
02.08. | 17 | 6555.332 |  | 5780 | 0 | 0 | 775.332 | 0
02.08. | 18 | 6555.332 |  | 5780 | 0 | 0 | 775.332 | 0
02.08. | 19 | 6555.332 |  | 5780 | 0 | 0 | 775.332 | 0
02.08. | 20 | 6555.332 |  | 5780 | 0 | 0 | 775.332 | 0
02.08. | 21 | 6555.332 |  | 5780 | 0 | 0 | 775.332 | 0
02.08. | 22 | 6555.332 |  | 5780 | 0 | 0 | 775.332 | 0
02.08. | 23 | 6555.332 |  | 5780 | 0 | 0 | 775.332 | 0
02.08. | 24 | 6555.332 |  | 5780 | 0 | 0 | 775.332 | 0
03.08. | 1 | 6555.332 |  | 5780 | 0 | 0 | 775.332 | 0
03.08. | 2 | 6555.332 |  | 5780 | 0 | 0 | 775.332 | 0
03.08. | 3 | 6555.332 |  | 5780 | 0 | 0 | 775.332 | 0
03.08. | 4 | 6555.332 |  | 5780 | 0 | 0 | 775.332 | 0
03.08. | 5 | 6555.332 |  | 5780 | 0 | 0 | 775.332 | 0
03.08. | 6 | 6555.332 |  | 5780 | 0 | 0 | 775.332 | 0
03.08. | 7 | 6555.332 |  | 5780 | 0 | 0 | 775.332 | 0
03.08. | 8 | 6555.332 |  | 5780 | 0 | 0 | 775.332 | 0
03.08. | 9 | 6555.332 |  | 5780 | 0 | 0 | 775.332 | 0
03.08. | 10 | 6555.332 |  | 5780 | 0 | 0 | 775.332 | 0
03.08. | 11 | 6555.332 |  | 5780 | 0 | 0 | 775.332 | 0
03.08. | 12 | 6555.332 |  | 5780 | 0 | 0 | 775.332 | 0
03.08. | 13 | 6555.332 |  | 5780 | 0 | 0 | 775.332 | 0
03.08. | 14 | 6555.332 |  | 5780 | 0 | 0 | 775.332 | 0
03.08. | 15 | 6555.332 |  | 5780 | 0 | 0 | 775.332 | 0
03.08. | 16 | 6555.332 |  | 5780 | 0 | 0 | 775.332 | 0
03.08. | 17 | 6555.332 |  | 5780 | 0 | 0 | 775.332 | 0
03.08. | 18 | 6555.332 |  | 5780 | 0 | 0 | 775.332 | 0
03.08. | 19 | 6555.332 |  | 5780 | 0 | 0 | 775.332 | 0
03.08. | 20 | 6555.332 |  | 5780 | 0 | 0 | 775.332 | 0
03.08. | 21 | 6555.332 |  | 5780 | 0 | 0 | 775.332 | 0
03.08. | 22 | 6555.332 |  | 5780 | 0 | 0 | 775.332 | 0
03.08. | 23 | 6555.332 |  | 5780 | 0 | 0 | 775.332 | 0
03.08. | 24 | 6555.332 |  | 5780 | 0 | 0 | 775.332 | 0
04.08. | 1 | 6555.332 |  | 5780 | 0 | 0 | 775.332 | 0
04.08. | 2 | 6555.332 |  | 5780 | 0 | 0 | 775.332 | 0
04.08. | 3 | 6555.332 |  | 5780 | 0 | 0 | 775.332 | 0
04.08. | 4 | 6555.332 |  | 5780 | 0 | 0 | 775.332 | 0
04.08. | 5 | 6555.332 |  | 5780 | 0 | 0 | 775.332 | 0
04.08. | 6 | 6555.332 |  | 5780 | 0 | 0 | 775.332 | 0
04.08. | 7 | 6555.332 |  | 5780 | 0 | 0 | 775.332 | 0
04.08. | 8 | 6555.332 |  | 5780 | 0 | 0 | 775.332 | 0
04.08. | 9 | 6555.332 |  | 5780 | 0 | 0 | 775.332 | 0
04.08. | 10 | 6555.332 |  | 5780 | 0 | 0 | 775.332 | 0
04.08. | 11 | 6555.332 |  | 5780 | 0 | 0 | 775.332 | 0
04.08. | 12 | 6555.332 |  | 5780 | 0 | 0 | 775.332 | 0
04.08. | 13 | 6555.332 |  | 5780 | 0 | 0 | 775.332 | 0
04.08. | 14 | 6555.332 |  | 5780 | 0 | 0 | 775.332 | 0
04.08. | 15 | 6555.332 |  | 5780 | 0 | 0 | 775.332 | 0
04.08. | 16 | 6555.332 |  | 5780 | 0 | 0 | 775.332 | 0
04.08. | 17 | 6555.332 |  | 5780 | 0 | 0 | 775.332 | 0
04.08. | 18 | 6555.332 |  | 5780 | 0 | 0 | 775.332 | 0
04.08. | 19 | 6555.332 |  | 5780 | 0 | 0 | 775.332 | 0
04.08. | 20 | 6555.332 |  | 5780 | 0 | 0 | 775.332 | 0
04.08. | 21 | 6555.332 |  | 5780 | 0 | 0 | 775.332 | 0
04.08. | 22 | 6555.332 |  | 5780 | 0 | 0 | 775.332 | 0
04.08. | 23 | 6555.332 |  | 5780 | 0 | 0 | 775.332 | 0
04.08. | 24 | 6555.332 |  | 5780 | 0 | 0 | 775.332 | 0
05.08. | 1 | 6555.332 |  | 5780 | 0 | 0 | 775.332 | 0
05.08. | 2 | 6555.332 |  | 5780 | 0 | 0 | 775.332 | 0
05.08. | 3 | 6555.332 |  | 5780 | 0 | 0 | 775.332 | 0
05.08. | 4 | 6555.332 |  | 5780 | 0 | 0 | 775.332 | 0
05.08. | 5 | 6555.332 |  | 5780 | 0 | 0 | 775.332 | 0
05.08. | 6 | 6555.332 |  | 5780 | 0 | 0 | 775.332 | 0
05.08. | 7 | 6555.332 |  | 5780 | 0 | 0 | 775.332 | 0
05.08. | 8 | 6555.332 |  | 5780 | 0 | 0 | 775.332 | 0
05.08. | 9 | 6555.332 |  | 5780 | 0 | 0 | 775.332 | 0
05.08. | 10 | 6555.332 |  | 5780 | 0 | 0 | 775.332 | 0
05.08. | 11 | 6555.332 |  | 5780 | 0 | 0 | 775.332 | 0
05.08. | 12 | 6555.332 |  | 5780 | 0 | 0 | 775.332 | 0
05.08. | 13 | 6555.332 |  | 5780 | 0 | 0 | 775.332 | 0
05.08. | 14 | 6555.332 |  | 5780 | 0 | 0 | 775.332 | 0
05.08. | 15 | 6555.332 |  | 5780 | 0 | 0 | 775.332 | 0
05.08. | 16 | 6555.332 |  | 5780 | 0 | 0 | 775.332 | 0
05.08. | 17 | 6555.332 |  | 5780 | 0 | 0 | 775.332 | 0
05.08. | 18 | 6555.332 |  | 5780 | 0 | 0 | 775.332 | 0
05.08. | 19 | 6555.332 |  | 5780 | 0 | 0 | 775.332 | 0
05.08. | 20 | 6555.332 |  | 5780 | 0 | 0 | 775.332 | 0
05.08. | 21 | 6555.332 |  | 5780 | 0 | 0 | 775.332 | 0
05.08. | 22 | 6555.332 |  | 5780 | 0 | 0 | 775.332 | 0
05.08. | 23 | 6555.332 |  | 5780 | 0 | 0 | 775.332 | 0
05.08. | 24 | 6555.332 |  | 5780 | 0 | 0 | 775.332 | 0
06.08. | 1 | 6555.332 |  | 5780 | 0 | 0 | 775.332 | 0
06.08. | 2 | 6555.332 |  | 5780 | 0 | 0 | 775.332 | 0
06.08. | 3 | 6555.332 |  | 5780 | 0 | 0 | 775.332 | 0
06.08. | 4 | 6555.332 |  | 5780 | 0 | 0 | 775.332 | 0
06.08. | 5 | 6555.332 |  | 5780 | 0 | 0 | 775.332 | 0
06.08. | 6 | 6555.332 |  | 5780 | 0 | 0 | 775.332 | 0
06.08. | 7 | 6555.332 |  | 5780 | 0 | 0 | 775.332 | 0
06.08. | 8 | 6555.332 |  | 5780 | 0 | 0 | 775.332 | 0
06.08. | 9 | 6555.332 |  | 5780 | 0 | 0 | 775.332 | 0
06.08. | 10 | 6555.332 |  | 5780 | 0 | 0 | 775.332 | 0
06.08. | 11 | 6555.332 |  | 5780 | 0 | 0 | 775.332 | 0
06.08. | 12 | 6555.332 |  | 5780 | 0 | 0 | 775.332 | 0
06.08. | 13 | 6555.332 |  | 5780 | 0 | 0 | 775.332 | 0
06.08. | 14 | 6555.332 |  | 5780 | 0 | 0 | 775.332 | 0
06.08. | 15 | 6555.332 |  | 5780 | 0 | 0 | 775.332 | 0
06.08. | 16 | 6555.332 |  | 5780 | 0 | 0 | 775.332 | 0
06.08. | 17 | 6555.332 |  | 5780 | 0 | 0 | 775.332 | 0
06.08. | 18 | 6555.332 |  | 5780 | 0 | 0 | 775.332 | 0
06.08. | 19 | 6555.332 |  | 5780 | 0 | 0 | 775.332 | 0
06.08. | 20 | 6555.332 |  | 5780 | 0 | 0 | 775.332 | 0
06.08. | 21 | 6555.332 |  | 5780 | 0 | 0 | 775.332 | 0
06.08. | 22 | 6555.332 |  | 5780 | 0 | 0 | 775.332 | 0
06.08. | 23 | 6555.332 |  | 5780 | 0 | 0 | 775.332 | 0
06.08. | 24 | 6555.332 |  | 5780 | 0 | 0 | 775.332 | 0
07.08. | 1 | 6555.332 |  | 5780 | 0 | 0 | 775.332 | 0
07.08. | 2 | 6555.332 |  | 5780 | 0 | 0 | 775.332 | 0
07.08. | 3 | 6555.332 |  | 5780 | 0 | 0 | 775.332 | 0
07.08. | 4 | 6555.332 |  | 5780 | 0 | 0 | 775.332 | 0
07.08. | 5 | 6555.332 |  | 5780 | 0 | 0 | 775.332 | 0
07.08. | 6 | 6555.332 |  | 5780 | 0 | 0 | 775.332 | 0
07.08. | 7 | 6555.332 |  | 5780 | 0 | 0 | 775.332 | 0
07.08. | 8 | 6555.332 |  | 5780 | 0 | 0 | 775.332 | 0
07.08. | 9 | 6555.332 |  | 5780 | 0 | 0 | 775.332 | 0
07.08. | 10 | 6555.332 |  | 5780 | 0 | 0 | 775.332 | 0
07.08. | 11 | 6555.332 |  | 5780 | 0 | 0 | 775.332 | 0
07.08. | 12 | 6555.332 |  | 5780 | 0 | 0 | 775.332 | 0
07.08. | 13 | 6555.332 |  | 5780 | 0 | 0 | 775.332 | 0
07.08. | 14 | 6555.332 |  | 5780 | 0 | 0 | 775.332 | 0
07.08. | 15 | 6555.332 |  | 5780 | 0 | 0 | 775.332 | 0
07.08. | 16 | 6555.332 |  | 5780 | 0 | 0 | 775.332 | 0
07.08. | 17 | 6555.332 |  | 5780 | 0 | 0 | 775.332 | 0
07.08. | 18 | 6555.332 |  | 5780 | 0 | 0 | 775.332 | 0
07.08. | 19 | 6555.332 |  | 5780 | 0 | 0 | 775.332 | 0
07.08. | 20 | 6555.332 |  | 5780 | 0 | 0 | 775.332 | 0
07.08. | 21 | 6555.332 |  | 5780 | 0 | 0 | 775.332 | 0
07.08. | 22 | 6555.332 |  | 5780 | 0 | 0 | 775.332 | 0
07.08. | 23 | 6555.332 |  | 5780 | 0 | 0 | 775.332 | 0
07.08. | 24 | 6555.332 |  | 5780 | 0 | 0 | 775.332 | 0
08.08. | 1 | 6555.332 |  | 5780 | 0 | 0 | 775.332 | 0
08.08. | 2 | 6555.332 |  | 5780 | 0 | 0 | 775.332 | 0
08.08. | 3 | 6555.332 |  | 5780 | 0 | 0 | 775.332 | 0
08.08. | 4 | 6555.332 |  | 5780 | 0 | 0 | 775.332 | 0
08.08. | 5 | 6555.332 |  | 5780 | 0 | 0 | 775.332 | 0
08.08. | 6 | 6555.332 |  | 5780 | 0 | 0 | 775.332 | 0
08.08. | 7 | 6555.332 |  | 5780 | 0 | 0 | 775.332 | 0
08.08. | 8 | 6555.332 |  | 5780 | 0 | 0 | 775.332 | 0
08.08. | 9 | 6555.332 |  | 5780 | 0 | 0 | 775.332 | 0
08.08. | 10 | 6555.332 |  | 5780 | 0 | 0 | 775.332 | 0
08.08. | 11 | 6555.332 |  | 5780 | 0 | 0 | 775.332 | 0
08.08. | 12 | 6555.332 |  | 5780 | 0 | 0 | 775.332 | 0
08.08. | 13 | 6555.332 |  | 5780 | 0 | 0 | 775.332 | 0
08.08. | 14 | 6555.332 |  | 5780 | 0 | 0 | 775.332 | 0
08.08. | 15 | 6555.332 |  | 5780 | 0 | 0 | 775.332 | 0
08.08. | 16 | 6555.332 |  | 5780 | 0 | 0 | 775.332 | 0
08.08. | 17 | 6555.332 |  | 5780 | 0 | 0 | 775.332 | 0
08.08. | 18 | 6555.332 |  | 5780 | 0 | 0 | 775.332 | 0
08.08. | 19 | 6555.332 |  | 5780 | 0 | 0 | 775.332 | 0
08.08. | 20 | 6555.332 |  | 5780 | 0 | 0 | 775.332 | 0
08.08. | 21 | 6555.332 |  | 5780 | 0 | 0 | 775.332 | 0
08.08. | 22 | 6555.332 |  | 5780 | 0 | 0 | 775.332 | 0
08.08. | 23 | 6555.332 |  | 5780 | 0 | 0 | 775.332 | 0
08.08. | 24 | 6555.332 |  | 5780 | 0 | 0 | 775.332 | 0
09.08. | 1 | 6555.332 |  | 5780 | 0 | 0 | 775.332 | 0
09.08. | 2 | 6555.332 |  | 5780 | 0 | 0 | 775.332 | 0
09.08. | 3 | 6555.332 |  | 5780 | 0 | 0 | 775.332 | 0
09.08. | 4 | 6555.332 |  | 5780 | 0 | 0 | 775.332 | 0
09.08. | 5 | 6555.332 |  | 5780 | 0 | 0 | 775.332 | 0
09.08. | 6 | 6555.332 |  | 5780 | 0 | 0 | 775.332 | 0
09.08. | 7 | 6555.332 |  | 5780 | 0 | 0 | 775.332 | 0
09.08. | 8 | 6555.332 |  | 5780 | 0 | 0 | 775.332 | 0
09.08. | 9 | 6555.332 |  | 5780 | 0 | 0 | 775.332 | 0
09.08. | 10 | 6555.332 |  | 5780 | 0 | 0 | 775.332 | 0
09.08. | 11 | 6555.332 |  | 5780 | 0 | 0 | 775.332 | 0
09.08. | 12 | 6555.332 |  | 5780 | 0 | 0 | 775.332 | 0
09.08. | 13 | 6555.332 |  | 5780 | 0 | 0 | 775.332 | 0
09.08. | 14 | 6555.332 |  | 5780 | 0 | 0 | 775.332 | 0
09.08. | 15 | 6555.332 |  | 5780 | 0 | 0 | 775.332 | 0
09.08. | 16 | 6555.332 |  | 5780 | 0 | 0 | 775.332 | 0
09.08. | 17 | 6555.332 |  | 5780 | 0 | 0 | 775.332 | 0
09.08. | 18 | 6555.332 |  | 5780 | 0 | 0 | 775.332 | 0
09.08. | 19 | 6555.332 |  | 5780 | 0 | 0 | 775.332 | 0
09.08. | 20 | 6555.332 |  | 5780 | 0 | 0 | 775.332 | 0
09.08. | 21 | 6555.332 |  | 5780 | 0 | 0 | 775.332 | 0
09.08. | 22 | 6555.332 |  | 5780 | 0 | 0 | 775.332 | 0
09.08. | 23 | 6555.332 |  | 5780 | 0 | 0 | 775.332 | 0
09.08. | 24 | 6555.332 |  | 5780 | 0 | 0 | 775.332 | 0
10.08. | 1 | 6555.332 |  | 5780 | 0 | 0 | 775.332 | 0
10.08. | 2 | 6555.332 |  | 5780 | 0 | 0 | 775.332 | 0
10.08. | 3 | 6555.332 |  | 5780 | 0 | 0 | 775.332 | 0
10.08. | 4 | 6555.332 |  | 5780 | 0 | 0 | 775.332 | 0
10.08. | 5 | 6555.332 |  | 5780 | 0 | 0 | 775.332 | 0
10.08. | 6 | 6555.332 |  | 5780 | 0 | 0 | 775.332 | 0
10.08. | 7 | 6555.332 |  | 5780 | 0 | 0 | 775.332 | 0
10.08. | 8 | 6555.332 |  | 5780 | 0 | 0 | 775.332 | 0
10.08. | 9 | 6555.332 |  | 5780 | 0 | 0 | 775.332 | 0
10.08. | 10 | 6555.332 |  | 5780 | 0 | 0 | 775.332 | 0
10.08. | 11 | 6555.332 |  | 5780 | 0 | 0 | 775.332 | 0
10.08. | 12 | 6555.332 |  | 5780 | 0 | 0 | 775.332 | 0
10.08. | 13 | 6555.332 |  | 5780 | 0 | 0 | 775.332 | 0
10.08. | 14 | 6555.332 |  | 5780 | 0 | 0 | 775.332 | 0
10.08. | 15 | 6555.332 |  | 5780 | 0 | 0 | 775.332 | 0
10.08. | 16 | 6555.332 |  | 5780 | 0 | 0 | 775.332 | 0
10.08. | 17 | 6555.332 |  | 5780 | 0 | 0 | 775.332 | 0
10.08. | 18 | 6555.332 |  | 5780 | 0 | 0 | 775.332 | 0
10.08. | 19 | 6555.332 |  | 5780 | 0 | 0 | 775.332 | 0
10.08. | 20 | 6555.332 |  | 5780 | 0 | 0 | 775.332 | 0
10.08. | 21 | 6555.332 |  | 5780 | 0 | 0 | 775.332 | 0
10.08. | 22 | 6555.332 |  | 5780 | 0 | 0 | 775.332 | 0
10.08. | 23 | 6555.332 |  | 5780 | 0 | 0 | 775.332 | 0
10.08. | 24 | 6555.332 |  | 5780 | 0 | 0 | 775.332 | 0
11.08. | 1 | 6555.332 |  | 5780 | 0 | 0 | 775.332 | 0
11.08. | 2 | 6555.332 |  | 5780 | 0 | 0 | 775.332 | 0
11.08. | 3 | 6555.332 |  | 5780 | 0 | 0 | 775.332 | 0
11.08. | 4 | 6555.332 |  | 5780 | 0 | 0 | 775.332 | 0
11.08. | 5 | 6555.332 |  | 5780 | 0 | 0 | 775.332 | 0
11.08. | 6 | 6555.332 |  | 5780 | 0 | 0 | 775.332 | 0
11.08. | 7 | 6555.332 |  | 5780 | 0 | 0 | 775.332 | 0
11.08. | 8 | 6555.332 |  | 5780 | 0 | 0 | 775.332 | 0
11.08. | 9 | 6555.332 |  | 5780 | 0 | 0 | 775.332 | 0
11.08. | 10 | 6555.332 |  | 5780 | 0 | 0 | 775.332 | 0
11.08. | 11 | 6555.332 |  | 5780 | 0 | 0 | 775.332 | 0
11.08. | 12 | 6555.332 |  | 5780 | 0 | 0 | 775.332 | 0
11.08. | 13 | 6555.332 |  | 5780 | 0 | 0 | 775.332 | 0
11.08. | 14 | 6555.332 |  | 5780 | 0 | 0 | 775.332 | 0
11.08. | 15 | 6555.332 |  | 5780 | 0 | 0 | 775.332 | 0
11.08. | 16 | 6555.332 |  | 5780 | 0 | 0 | 775.332 | 0
11.08. | 17 | 6555.332 |  | 5780 | 0 | 0 | 775.332 | 0
11.08. | 18 | 6555.332 |  | 5780 | 0 | 0 | 775.332 | 0
11.08. | 19 | 6555.332 |  | 5780 | 0 | 0 | 775.332 | 0
11.08. | 20 | 6555.332 |  | 5780 | 0 | 0 | 775.332 | 0
11.08. | 21 | 6555.332 |  | 5780 | 0 | 0 | 775.332 | 0
11.08. | 22 | 6555.332 |  | 5780 | 0 | 0 | 775.332 | 0
11.08. | 23 | 6555.332 |  | 5780 | 0 | 0 | 775.332 | 0
11.08. | 24 | 6555.332 |  | 5780 | 0 | 0 | 775.332 | 0
12.08. | 1 | 6555.332 |  | 5780 | 0 | 0 | 775.332 | 0
12.08. | 2 | 6555.332 |  | 5780 | 0 | 0 | 775.332 | 0
12.08. | 3 | 6555.332 |  | 5780 | 0 | 0 | 775.332 | 0
12.08. | 4 | 6555.332 |  | 5780 | 0 | 0 | 775.332 | 0
12.08. | 5 | 6555.332 |  | 5780 | 0 | 0 | 775.332 | 0
12.08. | 6 | 6555.332 |  | 5780 | 0 | 0 | 775.332 | 0
12.08. | 7 | 6555.332 |  | 5780 | 0 | 0 | 775.332 | 0
12.08. | 8 | 6555.332 |  | 5780 | 0 | 0 | 775.332 | 0
12.08. | 9 | 6555.332 |  | 5780 | 0 | 0 | 775.332 | 0
12.08. | 10 | 6555.332 |  | 5780 | 0 | 0 | 775.332 | 0
12.08. | 11 | 6555.332 |  | 5780 | 0 | 0 | 775.332 | 0
12.08. | 12 | 6555.332 |  | 5780 | 0 | 0 | 775.332 | 0
12.08. | 13 | 6555.332 |  | 5780 | 0 | 0 | 775.332 | 0
12.08. | 14 | 6555.332 |  | 5780 | 0 | 0 | 775.332 | 0
12.08. | 15 | 6555.332 |  | 5780 | 0 | 0 | 775.332 | 0
12.08. | 16 | 6555.332 |  | 5780 | 0 | 0 | 775.332 | 0
12.08. | 17 | 6555.332 |  | 5780 | 0 | 0 | 775.332 | 0
12.08. | 18 | 6555.332 |  | 5780 | 0 | 0 | 775.332 | 0
12.08. | 19 | 6555.332 |  | 5780 | 0 | 0 | 775.332 | 0
12.08. | 20 | 6555.332 |  | 5780 | 0 | 0 | 775.332 | 0
12.08. | 21 | 6555.332 |  | 5780 | 0 | 0 | 775.332 | 0
12.08. | 22 | 6555.332 |  | 5780 | 0 | 0 | 775.332 | 0
12.08. | 23 | 6555.332 |  | 5780 | 0 | 0 | 775.332 | 0
12.08. | 24 | 6555.332 |  | 5780 | 0 | 0 | 775.332 | 0
13.08. | 1 | 6555.332 |  | 5780 | 0 | 0 | 775.332 | 0
13.08. | 2 | 6555.332 |  | 5780 | 0 | 0 | 775.332 | 0
13.08. | 3 | 6555.332 |  | 5780 | 0 | 0 | 775.332 | 0
13.08. | 4 | 6555.332 |  | 5780 | 0 | 0 | 775.332 | 0
13.08. | 5 | 6555.332 |  | 5780 | 0 | 0 | 775.332 | 0
13.08. | 6 | 6555.332 |  | 5780 | 0 | 0 | 775.332 | 0
13.08. | 7 | 6555.332 |  | 5780 | 0 | 0 | 775.332 | 0
13.08. | 8 | 6555.332 |  | 5780 | 0 | 0 | 775.332 | 0
13.08. | 9 | 6555.332 |  | 5780 | 0 | 0 | 775.332 | 0
13.08. | 10 | 6555.332 |  | 5780 | 0 | 0 | 775.332 | 0
13.08. | 11 | 6555.332 |  | 5780 | 0 | 0 | 775.332 | 0
13.08. | 12 | 6555.332 |  | 5780 | 0 | 0 | 775.332 | 0
13.08. | 13 | 6555.332 |  | 5780 | 0 | 0 | 775.332 | 0
13.08. | 14 | 6555.332 |  | 5780 | 0 | 0 | 775.332 | 0
13.08. | 15 | 6555.332 |  | 5780 | 0 | 0 | 775.332 | 0
13.08. | 16 | 6555.332 |  | 5780 | 0 | 0 | 775.332 | 0
13.08. | 17 | 6555.332 |  | 5780 | 0 | 0 | 775.332 | 0
13.08. | 18 | 6555.332 |  | 5780 | 0 | 0 | 775.332 | 0
13.08. | 19 | 6555.332 |  | 5780 | 0 | 0 | 775.332 | 0
13.08. | 20 | 6555.332 |  | 5780 | 0 | 0 | 775.332 | 0
13.08. | 21 | 6555.332 |  | 5780 | 0 | 0 | 775.332 | 0
13.08. | 22 | 6555.332 |  | 5780 | 0 | 0 | 775.332 | 0
13.08. | 23 | 6555.332 |  | 5780 | 0 | 0 | 775.332 | 0
13.08. | 24 | 6555.332 |  | 5780 | 0 | 0 | 775.332 | 0
14.08. | 1 | 6555.332 |  | 5780 | 0 | 0 | 775.332 | 0
14.08. | 2 | 6555.332 |  | 5780 | 0 | 0 | 775.332 | 0
14.08. | 3 | 6555.332 |  | 5780 | 0 | 0 | 775.332 | 0
14.08. | 4 | 6555.332 |  | 5780 | 0 | 0 | 775.332 | 0
14.08. | 5 | 6555.332 |  | 5780 | 0 | 0 | 775.332 | 0
14.08. | 6 | 6555.332 |  | 5780 | 0 | 0 | 775.332 | 0
14.08. | 7 | 6555.332 |  | 5780 | 0 | 0 | 775.332 | 0
14.08. | 8 | 6555.332 |  | 5780 | 0 | 0 | 775.332 | 0
14.08. | 9 | 6555.332 |  | 5780 | 0 | 0 | 775.332 | 0
14.08. | 10 | 6555.332 |  | 5780 | 0 | 0 | 775.332 | 0
14.08. | 11 | 6555.332 |  | 5780 | 0 | 0 | 775.332 | 0
14.08. | 12 | 6555.332 |  | 5780 | 0 | 0 | 775.332 | 0
14.08. | 13 | 6555.332 |  | 5780 | 0 | 0 | 775.332 | 0
14.08. | 14 | 6555.332 |  | 5780 | 0 | 0 | 775.332 | 0
14.08. | 15 | 6555.332 |  | 5780 | 0 | 0 | 775.332 | 0
14.08. | 16 | 6555.332 |  | 5780 | 0 | 0 | 775.332 | 0
14.08. | 17 | 6555.332 |  | 5780 | 0 | 0 | 775.332 | 0
14.08. | 18 | 6555.332 |  | 5780 | 0 | 0 | 775.332 | 0
14.08. | 19 | 6555.332 |  | 5780 | 0 | 0 | 775.332 | 0
14.08. | 20 | 6555.332 |  | 5780 | 0 | 0 | 775.332 | 0
14.08. | 21 | 6555.332 |  | 5780 | 0 | 0 | 775.332 | 0
14.08. | 22 | 6555.332 |  | 5780 | 0 | 0 | 775.332 | 0
14.08. | 23 | 6555.332 |  | 5780 | 0 | 0 | 775.332 | 0
14.08. | 24 | 6555.332 |  | 5780 | 0 | 0 | 775.332 | 0
15.08. | 1 | 6555.332 |  | 5780 | 0 | 0 | 775.332 | 0
15.08. | 2 | 6555.332 |  | 5780 | 0 | 0 | 775.332 | 0
15.08. | 3 | 6555.332 |  | 5780 | 0 | 0 | 775.332 | 0
15.08. | 4 | 6555.332 |  | 5780 | 0 | 0 | 775.332 | 0
15.08. | 5 | 6555.332 |  | 5780 | 0 | 0 | 775.332 | 0
15.08. | 6 | 6555.332 |  | 5780 | 0 | 0 | 775.332 | 0
15.08. | 7 | 6555.332 |  | 5780 | 0 | 0 | 775.332 | 0
15.08. | 8 | 6555.332 |  | 5780 | 0 | 0 | 775.332 | 0
15.08. | 9 | 6555.332 |  | 5780 | 0 | 0 | 775.332 | 0
15.08. | 10 | 6555.332 |  | 5780 | 0 | 0 | 775.332 | 0
15.08. | 11 | 6555.332 |  | 5780 | 0 | 0 | 775.332 | 0
15.08. | 12 | 6555.332 |  | 5780 | 0 | 0 | 775.332 | 0
15.08. | 13 | 6555.332 |  | 5780 | 0 | 0 | 775.332 | 0
15.08. | 14 | 6555.332 |  | 5780 | 0 | 0 | 775.332 | 0
15.08. | 15 | 6555.332 |  | 5780 | 0 | 0 | 775.332 | 0
15.08. | 16 | 6555.332 |  | 5780 | 0 | 0 | 775.332 | 0
15.08. | 17 | 6555.332 |  | 5780 | 0 | 0 | 775.332 | 0
15.08. | 18 | 6555.332 |  | 5780 | 0 | 0 | 775.332 | 0
15.08. | 19 | 6555.332 |  | 5780 | 0 | 0 | 775.332 | 0
15.08. | 20 | 6555.332 |  | 5780 | 0 | 0 | 775.332 | 0
15.08. | 21 | 6555.332 |  | 5780 | 0 | 0 | 775.332 | 0
15.08. | 22 | 6555.332 |  | 5780 | 0 | 0 | 775.332 | 0
15.08. | 23 | 6555.332 |  | 5780 | 0 | 0 | 775.332 | 0
15.08. | 24 | 6555.332 |  | 5780 | 0 | 0 | 775.332 | 0
16.08. | 1 | 6555.332 |  | 5780 | 0 | 0 | 775.332 | 0
16.08. | 2 | 6555.332 |  | 5780 | 0 | 0 | 775.332 | 0
16.08. | 3 | 6555.332 |  | 5780 | 0 | 0 | 775.332 | 0
16.08. | 4 | 6555.332 |  | 5780 | 0 | 0 | 775.332 | 0
16.08. | 5 | 6555.332 |  | 5780 | 0 | 0 | 775.332 | 0
16.08. | 6 | 6555.332 |  | 5780 | 0 | 0 | 775.332 | 0
16.08. | 7 | 6555.332 |  | 5780 | 0 | 0 | 775.332 | 0
16.08. | 8 | 6555.332 |  | 5780 | 0 | 0 | 775.332 | 0
16.08. | 9 | 6555.332 |  | 5780 | 0 | 0 | 775.332 | 0
16.08. | 10 | 6555.332 |  | 5780 | 0 | 0 | 775.332 | 0
16.08. | 11 | 6555.332 |  | 5780 | 0 | 0 | 775.332 | 0
16.08. | 12 | 6555.332 |  | 5780 | 0 | 0 | 775.332 | 0
16.08. | 13 | 6555.332 |  | 5780 | 0 | 0 | 775.332 | 0
16.08. | 14 | 6555.332 |  | 5780 | 0 | 0 | 775.332 | 0
16.08. | 15 | 6555.332 |  | 5780 | 0 | 0 | 775.332 | 0
16.08. | 16 | 6555.332 |  | 5780 | 0 | 0 | 775.332 | 0
16.08. | 17 | 6555.332 |  | 5780 | 0 | 0 | 775.332 | 0
16.08. | 18 | 6555.332 |  | 5780 | 0 | 0 | 775.332 | 0
16.08. | 19 | 6555.332 |  | 5780 | 0 | 0 | 775.332 | 0
16.08. | 20 | 6555.332 |  | 5780 | 0 | 0 | 775.332 | 0
16.08. | 21 | 6555.332 |  | 5780 | 0 | 0 | 775.332 | 0
16.08. | 22 | 6555.332 |  | 5780 | 0 | 0 | 775.332 | 0
16.08. | 23 | 6555.332 |  | 5780 | 0 | 0 | 775.332 | 0
16.08. | 24 | 6555.332 |  | 5780 | 0 | 0 | 775.332 | 0
17.08. | 1 | 6555.332 |  | 5780 | 0 | 0 | 775.332 | 0
17.08. | 2 | 6555.332 |  | 5780 | 0 | 0 | 775.332 | 0
17.08. | 3 | 6555.332 |  | 5780 | 0 | 0 | 775.332 | 0
17.08. | 4 | 6555.332 |  | 5780 | 0 | 0 | 775.332 | 0
17.08. | 5 | 6555.332 |  | 5780 | 0 | 0 | 775.332 | 0
17.08. | 6 | 6555.332 |  | 5780 | 0 | 0 | 775.332 | 0
17.08. | 7 | 6555.332 |  | 5780 | 0 | 0 | 775.332 | 0
17.08. | 8 | 6555.332 |  | 5780 | 0 | 0 | 775.332 | 0
17.08. | 9 | 6555.332 |  | 5780 | 0 | 0 | 775.332 | 0
17.08. | 10 | 6555.332 |  | 5780 | 0 | 0 | 775.332 | 0
17.08. | 11 | 6555.332 |  | 5780 | 0 | 0 | 775.332 | 0
17.08. | 12 | 6555.332 |  | 5780 | 0 | 0 | 775.332 | 0
17.08. | 13 | 6555.332 |  | 5780 | 0 | 0 | 775.332 | 0
17.08. | 14 | 6555.332 |  | 5780 | 0 | 0 | 775.332 | 0
17.08. | 15 | 6555.332 |  | 5780 | 0 | 0 | 775.332 | 0
17.08. | 16 | 6555.332 |  | 5780 | 0 | 0 | 775.332 | 0
17.08. | 17 | 6555.332 |  | 5780 | 0 | 0 | 775.332 | 0
17.08. | 18 | 6555.332 |  | 5780 | 0 | 0 | 775.332 | 0
17.08. | 19 | 6555.332 |  | 5780 | 0 | 0 | 775.332 | 0
17.08. | 20 | 6555.332 |  | 5780 | 0 | 0 | 775.332 | 0
17.08. | 21 | 6555.332 |  | 5780 | 0 | 0 | 775.332 | 0
17.08. | 22 | 6555.332 |  | 5780 | 0 | 0 | 775.332 | 0
17.08. | 23 | 6555.332 |  | 5780 | 0 | 0 | 775.332 | 0
17.08. | 24 | 6555.332 |  | 5780 | 0 | 0 | 775.332 | 0
18.08. | 1 | 6555.332 |  | 5780 | 0 | 0 | 775.332 | 0
18.08. | 2 | 6555.332 |  | 5780 | 0 | 0 | 775.332 | 0
18.08. | 3 | 6555.332 |  | 5780 | 0 | 0 | 775.332 | 0
18.08. | 4 | 6555.332 |  | 5780 | 0 | 0 | 775.332 | 0
18.08. | 5 | 6555.332 |  | 5780 | 0 | 0 | 775.332 | 0
18.08. | 6 | 6555.332 |  | 5780 | 0 | 0 | 775.332 | 0
18.08. | 7 | 6555.332 |  | 5780 | 0 | 0 | 775.332 | 0
18.08. | 8 | 6555.332 |  | 5780 | 0 | 0 | 775.332 | 0
18.08. | 9 | 6555.332 |  | 5780 | 0 | 0 | 775.332 | 0
18.08. | 10 | 6555.332 |  | 5780 | 0 | 0 | 775.332 | 0
18.08. | 11 | 6555.332 |  | 5780 | 0 | 0 | 775.332 | 0
18.08. | 12 | 6555.332 |  | 5780 | 0 | 0 | 775.332 | 0
18.08. | 13 | 6555.332 |  | 5780 | 0 | 0 | 775.332 | 0
18.08. | 14 | 6555.332 |  | 5780 | 0 | 0 | 775.332 | 0
18.08. | 15 | 6555.332 |  | 5780 | 0 | 0 | 775.332 | 0
18.08. | 16 | 6555.332 |  | 5780 | 0 | 0 | 775.332 | 0
18.08. | 17 | 6555.332 |  | 5780 | 0 | 0 | 775.332 | 0
18.08. | 18 | 6555.332 |  | 5780 | 0 | 0 | 775.332 | 0
18.08. | 19 | 6555.332 |  | 5780 | 0 | 0 | 775.332 | 0
18.08. | 20 | 6555.332 |  | 5780 | 0 | 0 | 775.332 | 0
18.08. | 21 | 6555.332 |  | 5780 | 0 | 0 | 775.332 | 0
18.08. | 22 | 6555.332 |  | 5780 | 0 | 0 | 775.332 | 0
18.08. | 23 | 6555.332 |  | 5780 | 0 | 0 | 775.332 | 0
18.08. | 24 | 6555.332 |  | 5780 | 0 | 0 | 775.332 | 0
19.08. | 1 | 6555.332 |  | 5780 | 0 | 0 | 775.332 | 0
19.08. | 2 | 6555.332 |  | 5780 | 0 | 0 | 775.332 | 0
19.08. | 3 | 6555.332 |  | 5780 | 0 | 0 | 775.332 | 0
19.08. | 4 | 6555.332 |  | 5780 | 0 | 0 | 775.332 | 0
19.08. | 5 | 6555.332 |  | 5780 | 0 | 0 | 775.332 | 0
19.08. | 6 | 6555.332 |  | 5780 | 0 | 0 | 775.332 | 0
19.08. | 7 | 6555.332 |  | 5780 | 0 | 0 | 775.332 | 0
19.08. | 8 | 6555.332 |  | 5780 | 0 | 0 | 775.332 | 0
19.08. | 9 | 6555.332 |  | 5780 | 0 | 0 | 775.332 | 0
19.08. | 10 | 6555.332 |  | 5780 | 0 | 0 | 775.332 | 0
19.08. | 11 | 6555.332 |  | 5780 | 0 | 0 | 775.332 | 0
19.08. | 12 | 6555.332 |  | 5780 | 0 | 0 | 775.332 | 0
19.08. | 13 | 6555.332 |  | 5780 | 0 | 0 | 775.332 | 0
19.08. | 14 | 6555.332 |  | 5780 | 0 | 0 | 775.332 | 0
19.08. | 15 | 6555.332 |  | 5780 | 0 | 0 | 775.332 | 0
19.08. | 16 | 6555.332 |  | 5780 | 0 | 0 | 775.332 | 0
19.08. | 17 | 6555.332 |  | 5780 | 0 | 0 | 775.332 | 0
19.08. | 18 | 6555.332 |  | 5780 | 0 | 0 | 775.332 | 0
19.08. | 19 | 6555.332 |  | 5780 | 0 | 0 | 775.332 | 0
19.08. | 20 | 6555.332 |  | 5780 | 0 | 0 | 775.332 | 0
19.08. | 21 | 6555.332 |  | 5780 | 0 | 0 | 775.332 | 0
19.08. | 22 | 6555.332 |  | 5780 | 0 | 0 | 775.332 | 0
19.08. | 23 | 6555.332 |  | 5780 | 0 | 0 | 775.332 | 0
19.08. | 24 | 6555.332 |  | 5780 | 0 | 0 | 775.332 | 0
20.08. | 1 | 6555.332 |  | 5780 | 0 | 0 | 775.332 | 0
20.08. | 2 | 6555.332 |  | 5780 | 0 | 0 | 775.332 | 0
20.08. | 3 | 6555.332 |  | 5780 | 0 | 0 | 775.332 | 0
20.08. | 4 | 6555.332 |  | 5780 | 0 | 0 | 775.332 | 0
20.08. | 5 | 6555.332 |  | 5780 | 0 | 0 | 775.332 | 0
20.08. | 6 | 6555.332 |  | 5780 | 0 | 0 | 775.332 | 0
20.08. | 7 | 6555.332 |  | 5780 | 0 | 0 | 775.332 | 0
20.08. | 8 | 6555.332 |  | 5780 | 0 | 0 | 775.332 | 0
20.08. | 9 | 6555.332 |  | 5780 | 0 | 0 | 775.332 | 0
20.08. | 10 | 6555.332 |  | 5780 | 0 | 0 | 775.332 | 0
20.08. | 11 | 6555.332 |  | 5780 | 0 | 0 | 775.332 | 0
20.08. | 12 | 6555.332 |  | 5780 | 0 | 0 | 775.332 | 0
20.08. | 13 | 6555.332 |  | 5780 | 0 | 0 | 775.332 | 0
20.08. | 14 | 6555.332 |  | 5780 | 0 | 0 | 775.332 | 0
20.08. | 15 | 6555.332 |  | 5780 | 0 | 0 | 775.332 | 0
20.08. | 16 | 6555.332 |  | 5780 | 0 | 0 | 775.332 | 0
20.08. | 17 | 6555.332 |  | 5780 | 0 | 0 | 775.332 | 0
20.08. | 18 | 6555.332 |  | 5780 | 0 | 0 | 775.332 | 0
20.08. | 19 | 6555.332 |  | 5780 | 0 | 0 | 775.332 | 0
20.08. | 20 | 6555.332 |  | 5780 | 0 | 0 | 775.332 | 0
20.08. | 21 | 6555.332 |  | 5780 | 0 | 0 | 775.332 | 0
20.08. | 22 | 6555.332 |  | 5780 | 0 | 0 | 775.332 | 0
20.08. | 23 | 6555.332 |  | 5780 | 0 | 0 | 775.332 | 0
20.08. | 24 | 6555.332 |  | 5780 | 0 | 0 | 775.332 | 0
21.08. | 1 | 6555.332 |  | 5780 | 0 | 0 | 775.332 | 0
21.08. | 2 | 6555.332 |  | 5780 | 0 | 0 | 775.332 | 0
21.08. | 3 | 6555.332 |  | 5780 | 0 | 0 | 775.332 | 0
21.08. | 4 | 6555.332 |  | 5780 | 0 | 0 | 775.332 | 0
21.08. | 5 | 6555.332 |  | 5780 | 0 | 0 | 775.332 | 0
21.08. | 6 | 6555.332 |  | 5780 | 0 | 0 | 775.332 | 0
21.08. | 7 | 6555.332 |  | 5780 | 0 | 0 | 775.332 | 0
21.08. | 8 | 6555.332 |  | 5780 | 0 | 0 | 775.332 | 0
21.08. | 9 | 6555.332 |  | 5780 | 0 | 0 | 775.332 | 0
21.08. | 10 | 6555.332 |  | 5780 | 0 | 0 | 775.332 | 0
21.08. | 11 | 6555.332 |  | 5780 | 0 | 0 | 775.332 | 0
21.08. | 12 | 6555.332 |  | 5780 | 0 | 0 | 775.332 | 0
21.08. | 13 | 6555.332 |  | 5780 | 0 | 0 | 775.332 | 0
21.08. | 14 | 6555.332 |  | 5780 | 0 | 0 | 775.332 | 0
21.08. | 15 | 6555.332 |  | 5780 | 0 | 0 | 775.332 | 0
21.08. | 16 | 6555.332 |  | 5780 | 0 | 0 | 775.332 | 0
21.08. | 17 | 6555.332 |  | 5780 | 0 | 0 | 775.332 | 0
21.08. | 18 | 6555.332 |  | 5780 | 0 | 0 | 775.332 | 0
21.08. | 19 | 6555.332 |  | 5780 | 0 | 0 | 775.332 | 0
21.08. | 20 | 6555.332 |  | 5780 | 0 | 0 | 775.332 | 0
21.08. | 21 | 6555.332 |  | 5780 | 0 | 0 | 775.332 | 0
21.08. | 22 | 6555.332 |  | 5780 | 0 | 0 | 775.332 | 0
21.08. | 23 | 6555.332 |  | 5780 | 0 | 0 | 775.332 | 0
21.08. | 24 | 6555.332 |  | 5780 | 0 | 0 | 775.332 | 0
22.08. | 1 | 6555.332 |  | 5780 | 0 | 0 | 775.332 | 0
22.08. | 2 | 6555.332 |  | 5780 | 0 | 0 | 775.332 | 0
22.08. | 3 | 6555.332 |  | 5780 | 0 | 0 | 775.332 | 0
22.08. | 4 | 6555.332 |  | 5780 | 0 | 0 | 775.332 | 0
22.08. | 5 | 6555.332 |  | 5780 | 0 | 0 | 775.332 | 0
22.08. | 6 | 6555.332 |  | 5780 | 0 | 0 | 775.332 | 0
22.08. | 7 | 6555.332 |  | 5780 | 0 | 0 | 775.332 | 0
22.08. | 8 | 6555.332 |  | 5780 | 0 | 0 | 775.332 | 0
22.08. | 9 | 6555.332 |  | 5780 | 0 | 0 | 775.332 | 0
22.08. | 10 | 6555.332 |  | 5780 | 0 | 0 | 775.332 | 0
22.08. | 11 | 6555.332 |  | 5780 | 0 | 0 | 775.332 | 0
22.08. | 12 | 6555.332 |  | 5780 | 0 | 0 | 775.332 | 0
22.08. | 13 | 6555.332 |  | 5780 | 0 | 0 | 775.332 | 0
22.08. | 14 | 6555.332 |  | 5780 | 0 | 0 | 775.332 | 0
22.08. | 15 | 6555.332 |  | 5780 | 0 | 0 | 775.332 | 0
22.08. | 16 | 6555.332 |  | 5780 | 0 | 0 | 775.332 | 0
22.08. | 17 | 6555.332 |  | 5780 | 0 | 0 | 775.332 | 0
22.08. | 18 | 6555.332 |  | 5780 | 0 | 0 | 775.332 | 0
22.08. | 19 | 6555.332 |  | 5780 | 0 | 0 | 775.332 | 0
22.08. | 20 | 6555.332 |  | 5780 | 0 | 0 | 775.332 | 0
22.08. | 21 | 6555.332 |  | 5780 | 0 | 0 | 775.332 | 0
22.08. | 22 | 6555.332 |  | 5780 | 0 | 0 | 775.332 | 0
22.08. | 23 | 6555.332 |  | 5780 | 0 | 0 | 775.332 | 0
22.08. | 24 | 6555.332 |  | 5780 | 0 | 0 | 775.332 | 0
23.08. | 1 | 6555.332 |  | 5780 | 0 | 0 | 775.332 | 0
23.08. | 2 | 6555.332 |  | 5780 | 0 | 0 | 775.332 | 0
23.08. | 3 | 6555.332 |  | 5780 | 0 | 0 | 775.332 | 0
23.08. | 4 | 6555.332 |  | 5780 | 0 | 0 | 775.332 | 0
23.08. | 5 | 6555.332 |  | 5780 | 0 | 0 | 775.332 | 0
23.08. | 6 | 6555.332 |  | 5780 | 0 | 0 | 775.332 | 0
23.08. | 7 | 6555.332 |  | 5780 | 0 | 0 | 775.332 | 0
23.08. | 8 | 6555.332 |  | 5780 | 0 | 0 | 775.332 | 0
23.08. | 9 | 6555.332 |  | 5780 | 0 | 0 | 775.332 | 0
23.08. | 10 | 6555.332 |  | 5780 | 0 | 0 | 775.332 | 0
23.08. | 11 | 6555.332 |  | 5780 | 0 | 0 | 775.332 | 0
23.08. | 12 | 6555.332 |  | 5780 | 0 | 0 | 775.332 | 0
23.08. | 13 | 6555.332 |  | 5780 | 0 | 0 | 775.332 | 0
23.08. | 14 | 6555.332 |  | 5780 | 0 | 0 | 775.332 | 0
23.08. | 15 | 6555.332 |  | 5780 | 0 | 0 | 775.332 | 0
23.08. | 16 | 6555.332 |  | 5780 | 0 | 0 | 775.332 | 0
23.08. | 17 | 6555.332 |  | 5780 | 0 | 0 | 775.332 | 0
23.08. | 18 | 6555.332 |  | 5780 | 0 | 0 | 775.332 | 0
23.08. | 19 | 6555.332 |  | 5780 | 0 | 0 | 775.332 | 0
23.08. | 20 | 6555.332 |  | 5780 | 0 | 0 | 775.332 | 0
23.08. | 21 | 6555.332 |  | 5780 | 0 | 0 | 775.332 | 0
23.08. | 22 | 6555.332 |  | 5780 | 0 | 0 | 775.332 | 0
23.08. | 23 | 6555.332 |  | 5780 | 0 | 0 | 775.332 | 0
23.08. | 24 | 6555.332 |  | 5780 | 0 | 0 | 775.332 | 0
24.08. | 1 | 6555.332 |  | 5780 | 0 | 0 | 775.332 | 0
24.08. | 2 | 6555.332 |  | 5780 | 0 | 0 | 775.332 | 0
24.08. | 3 | 6555.332 |  | 5780 | 0 | 0 | 775.332 | 0
24.08. | 4 | 6555.332 |  | 5780 | 0 | 0 | 775.332 | 0
24.08. | 5 | 6555.332 |  | 5780 | 0 | 0 | 775.332 | 0
24.08. | 6 | 6555.332 |  | 5780 | 0 | 0 | 775.332 | 0
24.08. | 7 | 6555.332 |  | 5780 | 0 | 0 | 775.332 | 0
24.08. | 8 | 6555.332 |  | 5780 | 0 | 0 | 775.332 | 0
24.08. | 9 | 6555.332 |  | 5780 | 0 | 0 | 775.332 | 0
24.08. | 10 | 6555.332 |  | 5780 | 0 | 0 | 775.332 | 0
24.08. | 11 | 6555.332 |  | 5780 | 0 | 0 | 775.332 | 0
24.08. | 12 | 6555.332 |  | 5780 | 0 | 0 | 775.332 | 0
24.08. | 13 | 6555.332 |  | 5780 | 0 | 0 | 775.332 | 0
24.08. | 14 | 6555.332 |  | 5780 | 0 | 0 | 775.332 | 0
24.08. | 15 | 6555.332 |  | 5780 | 0 | 0 | 775.332 | 0
24.08. | 16 | 6555.332 |  | 5780 | 0 | 0 | 775.332 | 0
24.08. | 17 | 6555.332 |  | 5780 | 0 | 0 | 775.332 | 0
24.08. | 18 | 6555.332 |  | 5780 | 0 | 0 | 775.332 | 0
24.08. | 19 | 6555.332 |  | 5780 | 0 | 0 | 775.332 | 0
24.08. | 20 | 6555.332 |  | 5780 | 0 | 0 | 775.332 | 0
24.08. | 21 | 6555.332 |  | 5780 | 0 | 0 | 775.332 | 0
24.08. | 22 | 6555.332 |  | 5780 | 0 | 0 | 775.332 | 0
24.08. | 23 | 6555.332 |  | 5780 | 0 | 0 | 775.332 | 0
24.08. | 24 | 6555.332 |  | 5780 | 0 | 0 | 775.332 | 0
25.08. | 1 | 6555.332 |  | 5780 | 0 | 0 | 775.332 | 0
25.08. | 2 | 6555.332 |  | 5780 | 0 | 0 | 775.332 | 0
25.08. | 3 | 6555.332 |  | 5780 | 0 | 0 | 775.332 | 0
25.08. | 4 | 6555.332 |  | 5780 | 0 | 0 | 775.332 | 0
25.08. | 5 | 6555.332 |  | 5780 | 0 | 0 | 775.332 | 0
25.08. | 6 | 6555.332 |  | 5780 | 0 | 0 | 775.332 | 0
25.08. | 7 | 6555.332 |  | 5780 | 0 | 0 | 775.332 | 0
25.08. | 8 | 6555.332 |  | 5780 | 0 | 0 | 775.332 | 0
25.08. | 9 | 6555.332 |  | 5780 | 0 | 0 | 775.332 | 0
25.08. | 10 | 6555.332 |  | 5780 | 0 | 0 | 775.332 | 0
25.08. | 11 | 6555.332 |  | 5780 | 0 | 0 | 775.332 | 0
25.08. | 12 | 6555.332 |  | 5780 | 0 | 0 | 775.332 | 0
25.08. | 13 | 6555.332 |  | 5780 | 0 | 0 | 775.332 | 0
25.08. | 14 | 6555.332 |  | 5780 | 0 | 0 | 775.332 | 0
25.08. | 15 | 6555.332 |  | 5780 | 0 | 0 | 775.332 | 0
25.08. | 16 | 6555.332 |  | 5780 | 0 | 0 | 775.332 | 0
25.08. | 17 | 6555.332 |  | 5780 | 0 | 0 | 775.332 | 0
25.08. | 18 | 6555.332 |  | 5780 | 0 | 0 | 775.332 | 0
25.08. | 19 | 6555.332 |  | 5780 | 0 | 0 | 775.332 | 0
25.08. | 20 | 6555.332 |  | 5780 | 0 | 0 | 775.332 | 0
25.08. | 21 | 6555.332 |  | 5780 | 0 | 0 | 775.332 | 0
25.08. | 22 | 6555.332 |  | 5780 | 0 | 0 | 775.332 | 0
25.08. | 23 | 6555.332 |  | 5780 | 0 | 0 | 775.332 | 0
25.08. | 24 | 6555.332 |  | 5780 | 0 | 0 | 775.332 | 0
26.08. | 1 | 6555.332 |  | 5780 | 0 | 0 | 775.332 | 0
26.08. | 2 | 6555.332 |  | 5780 | 0 | 0 | 775.332 | 0
26.08. | 3 | 6555.332 |  | 5780 | 0 | 0 | 775.332 | 0
26.08. | 4 | 6555.332 |  | 5780 | 0 | 0 | 775.332 | 0
26.08. | 5 | 6555.332 |  | 5780 | 0 | 0 | 775.332 | 0
26.08. | 6 | 6555.332 |  | 5780 | 0 | 0 | 775.332 | 0
26.08. | 7 | 6555.332 |  | 5780 | 0 | 0 | 775.332 | 0
26.08. | 8 | 6555.332 |  | 5780 | 0 | 0 | 775.332 | 0
26.08. | 9 | 6555.332 |  | 5780 | 0 | 0 | 775.332 | 0
26.08. | 10 | 6555.332 |  | 5780 | 0 | 0 | 775.332 | 0
26.08. | 11 | 6555.332 |  | 5780 | 0 | 0 | 775.332 | 0
26.08. | 12 | 6555.332 |  | 5780 | 0 | 0 | 775.332 | 0
26.08. | 13 | 6555.332 |  | 5780 | 0 | 0 | 775.332 | 0
26.08. | 14 | 6555.332 |  | 5780 | 0 | 0 | 775.332 | 0
26.08. | 15 | 6555.332 |  | 5780 | 0 | 0 | 775.332 | 0
26.08. | 16 | 6555.332 |  | 5780 | 0 | 0 | 775.332 | 0
26.08. | 17 | 6555.332 |  | 5780 | 0 | 0 | 775.332 | 0
26.08. | 18 | 6555.332 |  | 5780 | 0 | 0 | 775.332 | 0
26.08. | 19 | 6555.332 |  | 5780 | 0 | 0 | 775.332 | 0
26.08. | 20 | 6555.332 |  | 5780 | 0 | 0 | 775.332 | 0
26.08. | 21 | 6555.332 |  | 5780 | 0 | 0 | 775.332 | 0
26.08. | 22 | 6555.332 |  | 5780 | 0 | 0 | 775.332 | 0
26.08. | 23 | 6555.332 |  | 5780 | 0 | 0 | 775.332 | 0
26.08. | 24 | 6555.332 |  | 5780 | 0 | 0 | 775.332 | 0
27.08. | 1 | 6555.332 |  | 5780 | 0 | 0 | 775.332 | 0
27.08. | 2 | 6555.332 |  | 5780 | 0 | 0 | 775.332 | 0
27.08. | 3 | 6555.332 |  | 5780 | 0 | 0 | 775.332 | 0
27.08. | 4 | 6555.332 |  | 5780 | 0 | 0 | 775.332 | 0
27.08. | 5 | 6555.332 |  | 5780 | 0 | 0 | 775.332 | 0
27.08. | 6 | 6555.332 |  | 5780 | 0 | 0 | 775.332 | 0
27.08. | 7 | 6555.332 |  | 5780 | 0 | 0 | 775.332 | 0
27.08. | 8 | 6555.332 |  | 5780 | 0 | 0 | 775.332 | 0
27.08. | 9 | 6555.332 |  | 5780 | 0 | 0 | 775.332 | 0
27.08. | 10 | 6555.332 |  | 5780 | 0 | 0 | 775.332 | 0
27.08. | 11 | 6555.332 |  | 5780 | 0 | 0 | 775.332 | 0
27.08. | 12 | 6555.332 |  | 5780 | 0 | 0 | 775.332 | 0
27.08. | 13 | 6555.332 |  | 5780 | 0 | 0 | 775.332 | 0
27.08. | 14 | 6555.332 |  | 5780 | 0 | 0 | 775.332 | 0
27.08. | 15 | 6555.332 |  | 5780 | 0 | 0 | 775.332 | 0
27.08. | 16 | 6555.332 |  | 5780 | 0 | 0 | 775.332 | 0
27.08. | 17 | 6555.332 |  | 5780 | 0 | 0 | 775.332 | 0
27.08. | 18 | 6555.332 |  | 5780 | 0 | 0 | 775.332 | 0
27.08. | 19 | 6555.332 |  | 5780 | 0 | 0 | 775.332 | 0
27.08. | 20 | 6555.332 |  | 5780 | 0 | 0 | 775.332 | 0
27.08. | 21 | 6555.332 |  | 5780 | 0 | 0 | 775.332 | 0
27.08. | 22 | 6555.332 |  | 5780 | 0 | 0 | 775.332 | 0
27.08. | 23 | 6555.332 |  | 5780 | 0 | 0 | 775.332 | 0
27.08. | 24 | 6555.332 |  | 5780 | 0 | 0 | 775.332 | 0
28.08. | 1 | 6555.332 |  | 5780 | 0 | 0 | 775.332 | 0
28.08. | 2 | 6555.332 |  | 5780 | 0 | 0 | 775.332 | 0
28.08. | 3 | 6555.332 |  | 5780 | 0 | 0 | 775.332 | 0
28.08. | 4 | 6555.332 |  | 5780 | 0 | 0 | 775.332 | 0
28.08. | 5 | 6555.332 |  | 5780 | 0 | 0 | 775.332 | 0
28.08. | 6 | 6555.332 |  | 5780 | 0 | 0 | 775.332 | 0
28.08. | 7 | 6555.332 |  | 5780 | 0 | 0 | 775.332 | 0
28.08. | 8 | 6555.332 |  | 5780 | 0 | 0 | 775.332 | 0
28.08. | 9 | 6555.332 |  | 5780 | 0 | 0 | 775.332 | 0
28.08. | 10 | 6555.332 |  | 5780 | 0 | 0 | 775.332 | 0
28.08. | 11 | 6555.332 |  | 5780 | 0 | 0 | 775.332 | 0
28.08. | 12 | 6555.332 |  | 5780 | 0 | 0 | 775.332 | 0
28.08. | 13 | 6555.332 |  | 5780 | 0 | 0 | 775.332 | 0
28.08. | 14 | 6555.332 |  | 5780 | 0 | 0 | 775.332 | 0
28.08. | 15 | 6555.332 |  | 5780 | 0 | 0 | 775.332 | 0
28.08. | 16 | 6555.332 |  | 5780 | 0 | 0 | 775.332 | 0
28.08. | 17 | 6555.332 |  | 5780 | 0 | 0 | 775.332 | 0
28.08. | 18 | 6555.332 |  | 5780 | 0 | 0 | 775.332 | 0
28.08. | 19 | 6555.332 |  | 5780 | 0 | 0 | 775.332 | 0
28.08. | 20 | 6555.332 |  | 5780 | 0 | 0 | 775.332 | 0
28.08. | 21 | 6555.332 |  | 5780 | 0 | 0 | 775.332 | 0
28.08. | 22 | 6555.332 |  | 5780 | 0 | 0 | 775.332 | 0
28.08. | 23 | 6555.332 |  | 5780 | 0 | 0 | 775.332 | 0
28.08. | 24 | 6555.332 |  | 5780 | 0 | 0 | 775.332 | 0
29.08. | 1 | 6555.332 |  | 5780 | 0 | 0 | 775.332 | 0
29.08. | 2 | 6555.332 |  | 5780 | 0 | 0 | 775.332 | 0
29.08. | 3 | 6555.332 |  | 5780 | 0 | 0 | 775.332 | 0
29.08. | 4 | 6555.332 |  | 5780 | 0 | 0 | 775.332 | 0
29.08. | 5 | 6555.332 |  | 5780 | 0 | 0 | 775.332 | 0
29.08. | 6 | 6555.332 |  | 5780 | 0 | 0 | 775.332 | 0
29.08. | 7 | 6555.332 |  | 5780 | 0 | 0 | 775.332 | 0
29.08. | 8 | 6555.332 |  | 5780 | 0 | 0 | 775.332 | 0
29.08. | 9 | 6555.332 |  | 5780 | 0 | 0 | 775.332 | 0
29.08. | 10 | 6555.332 |  | 5780 | 0 | 0 | 775.332 | 0
29.08. | 11 | 6555.332 |  | 5780 | 0 | 0 | 775.332 | 0
29.08. | 12 | 6555.332 |  | 5780 | 0 | 0 | 775.332 | 0
29.08. | 13 | 6555.332 |  | 5780 | 0 | 0 | 775.332 | 0
29.08. | 14 | 6555.332 |  | 5780 | 0 | 0 | 775.332 | 0
29.08. | 15 | 6555.332 |  | 5780 | 0 | 0 | 775.332 | 0
29.08. | 16 | 6555.332 |  | 5780 | 0 | 0 | 775.332 | 0
29.08. | 17 | 6555.332 |  | 5780 | 0 | 0 | 775.332 | 0
29.08. | 18 | 6555.332 |  | 5780 | 0 | 0 | 775.332 | 0
29.08. | 19 | 6555.332 |  | 5780 | 0 | 0 | 775.332 | 0
29.08. | 20 | 6555.332 |  | 5780 | 0 | 0 | 775.332 | 0
29.08. | 21 | 6555.332 |  | 5780 | 0 | 0 | 775.332 | 0
29.08. | 22 | 6555.332 |  | 5780 | 0 | 0 | 775.332 | 0
29.08. | 23 | 6555.332 |  | 5780 | 0 | 0 | 775.332 | 0
29.08. | 24 | 6555.332 |  | 5780 | 0 | 0 | 775.332 | 0
30.08. | 1 | 6555.332 |  | 5780 | 0 | 0 | 775.332 | 0
30.08. | 2 | 6555.332 |  | 5780 | 0 | 0 | 775.332 | 0
30.08. | 3 | 6555.332 |  | 5780 | 0 | 0 | 775.332 | 0
30.08. | 4 | 6555.332 |  | 5780 | 0 | 0 | 775.332 | 0
30.08. | 5 | 6555.332 |  | 5780 | 0 | 0 | 775.332 | 0
30.08. | 6 | 6555.332 |  | 5780 | 0 | 0 | 775.332 | 0
30.08. | 7 | 6555.332 |  | 5780 | 0 | 0 | 775.332 | 0
30.08. | 8 | 6555.332 |  | 5780 | 0 | 0 | 775.332 | 0
30.08. | 9 | 6555.332 |  | 5780 | 0 | 0 | 775.332 | 0
30.08. | 10 | 6555.332 |  | 5780 | 0 | 0 | 775.332 | 0
30.08. | 11 | 6555.332 |  | 5780 | 0 | 0 | 775.332 | 0
30.08. | 12 | 6555.332 |  | 5780 | 0 | 0 | 775.332 | 0
30.08. | 13 | 6555.332 |  | 5780 | 0 | 0 | 775.332 | 0
30.08. | 14 | 6555.332 |  | 5780 | 0 | 0 | 775.332 | 0
30.08. | 15 | 6555.332 |  | 5780 | 0 | 0 | 775.332 | 0
30.08. | 16 | 6555.332 |  | 5780 | 0 | 0 | 775.332 | 0
30.08. | 17 | 6555.332 |  | 5780 | 0 | 0 | 775.332 | 0
30.08. | 18 | 6555.332 |  | 5780 | 0 | 0 | 775.332 | 0
30.08. | 19 | 6555.332 |  | 5780 | 0 | 0 | 775.332 | 0
30.08. | 20 | 6555.332 |  | 5780 | 0 | 0 | 775.332 | 0
30.08. | 21 | 6555.332 |  | 5780 | 0 | 0 | 775.332 | 0
30.08. | 22 | 6555.332 |  | 5780 | 0 | 0 | 775.332 | 0
30.08. | 23 | 6555.332 |  | 5780 | 0 | 0 | 775.332 | 0
30.08. | 24 | 6555.332 |  | 5780 | 0 | 0 | 775.332 | 0
31.08. | 1 | 6555.332 |  | 5780 | 0 | 0 | 775.332 | 0
31.08. | 2 | 6555.332 |  | 5780 | 0 | 0 | 775.332 | 0
31.08. | 3 | 6555.332 |  | 5780 | 0 | 0 | 775.332 | 0
31.08. | 4 | 6555.332 |  | 5780 | 0 | 0 | 775.332 | 0
31.08. | 5 | 6555.332 |  | 5780 | 0 | 0 | 775.332 | 0
31.08. | 6 | 6555.332 |  | 5780 | 0 | 0 | 775.332 | 0
31.08. | 7 | 6555.332 |  | 5780 | 0 | 0 | 775.332 | 0
31.08. | 8 | 6555.332 |  | 5780 | 0 | 0 | 775.332 | 0
31.08. | 9 | 6555.332 |  | 5780 | 0 | 0 | 775.332 | 0
31.08. | 10 | 6555.332 |  | 5780 | 0 | 0 | 775.332 | 0
31.08. | 11 | 6555.332 |  | 5780 | 0 | 0 | 775.332 | 0
31.08. | 12 | 6555.332 |  | 5780 | 0 | 0 | 775.332 | 0
31.08. | 13 | 6555.332 |  | 5780 | 0 | 0 | 775.332 | 0
31.08. | 14 | 6555.332 |  | 5780 | 0 | 0 | 775.332 | 0
31.08. | 15 | 6555.332 |  | 5780 | 0 | 0 | 775.332 | 0
31.08. | 16 | 6555.332 |  | 5780 | 0 | 0 | 775.332 | 0
31.08. | 17 | 6555.332 |  | 5780 | 0 | 0 | 775.332 | 0
31.08. | 18 | 6555.332 |  | 5780 | 0 | 0 | 775.332 | 0
31.08. | 19 | 6555.332 |  | 5780 | 0 | 0 | 775.332 | 0
31.08. | 20 | 6555.332 |  | 5780 | 0 | 0 | 775.332 | 0
31.08. | 21 | 6555.332 |  | 5780 | 0 | 0 | 775.332 | 0
31.08. | 22 | 6555.332 |  | 5780 | 0 | 0 | 775.332 | 0
31.08. | 23 | 6555.332 |  | 5780 | 0 | 0 | 775.332 | 0
31.08. | 24 | 6555.332 |  | 5780 | 0 | 0 | 775.332 | 0
01.09. | 1 | 6555.332 |  | 5780 | 0 | 0 | 775.332 | 0
01.09. | 2 | 6555.332 |  | 5780 | 0 | 0 | 775.332 | 0
01.09. | 3 | 6555.332 |  | 5780 | 0 | 0 | 775.332 | 0
01.09. | 4 | 6555.332 |  | 5780 | 0 | 0 | 775.332 | 0
01.09. | 5 | 6555.332 |  | 5780 | 0 | 0 | 775.332 | 0
01.09. | 6 | 6555.332 |  | 5780 | 0 | 0 | 775.332 | 0
01.09. | 7 | 6555.332 |  | 5780 | 0 | 0 | 775.332 | 0
01.09. | 8 | 6555.332 |  | 5780 | 0 | 0 | 775.332 | 0
01.09. | 9 | 6555.332 |  | 5780 | 0 | 0 | 775.332 | 0
01.09. | 10 | 6555.332 |  | 5780 | 0 | 0 | 775.332 | 0
01.09. | 11 | 6555.332 |  | 5780 | 0 | 0 | 775.332 | 0
01.09. | 12 | 6555.332 |  | 5780 | 0 | 0 | 775.332 | 0
01.09. | 13 | 6555.332 |  | 5780 | 0 | 0 | 775.332 | 0
01.09. | 14 | 6555.332 |  | 5780 | 0 | 0 | 775.332 | 0
01.09. | 15 | 6555.332 |  | 5780 | 0 | 0 | 775.332 | 0
01.09. | 16 | 6555.332 |  | 5780 | 0 | 0 | 775.332 | 0
01.09. | 17 | 6555.332 |  | 5780 | 0 | 0 | 775.332 | 0
01.09. | 18 | 6555.332 |  | 5780 | 0 | 0 | 775.332 | 0
01.09. | 19 | 6555.332 |  | 5780 | 0 | 0 | 775.332 | 0
01.09. | 20 | 6555.332 |  | 5780 | 0 | 0 | 775.332 | 0
01.09. | 21 | 6555.332 |  | 5780 | 0 | 0 | 775.332 | 0
01.09. | 22 | 6555.332 |  | 5780 | 0 | 0 | 775.332 | 0
01.09. | 23 | 6555.332 |  | 5780 | 0 | 0 | 775.332 | 0
01.09. | 24 | 6555.332 |  | 5780 | 0 | 0 | 775.332 | 0
02.09. | 1 | 6555.332 |  | 5780 | 0 | 0 | 775.332 | 0
02.09. | 2 | 6555.332 |  | 5780 | 0 | 0 | 775.332 | 0
02.09. | 3 | 6555.332 |  | 5780 | 0 | 0 | 775.332 | 0
02.09. | 4 | 6555.332 |  | 5780 | 0 | 0 | 775.332 | 0
02.09. | 5 | 6555.332 |  | 5780 | 0 | 0 | 775.332 | 0
02.09. | 6 | 6555.332 |  | 5780 | 0 | 0 | 775.332 | 0
02.09. | 7 | 6555.332 |  | 5780 | 0 | 0 | 775.332 | 0
02.09. | 8 | 6555.332 |  | 5780 | 0 | 0 | 775.332 | 0
02.09. | 9 | 6555.332 |  | 5780 | 0 | 0 | 775.332 | 0
02.09. | 10 | 6555.332 |  | 5780 | 0 | 0 | 775.332 | 0
02.09. | 11 | 6555.332 |  | 5780 | 0 | 0 | 775.332 | 0
02.09. | 12 | 6555.332 |  | 5780 | 0 | 0 | 775.332 | 0
02.09. | 13 | 6555.332 |  | 5780 | 0 | 0 | 775.332 | 0
02.09. | 14 | 6555.332 |  | 5780 | 0 | 0 | 775.332 | 0
02.09. | 15 | 6555.332 |  | 5780 | 0 | 0 | 775.332 | 0
02.09. | 16 | 6555.332 |  | 5780 | 0 | 0 | 775.332 | 0
02.09. | 17 | 6555.332 |  | 5780 | 0 | 0 | 775.332 | 0
02.09. | 18 | 6555.332 |  | 5780 | 0 | 0 | 775.332 | 0
02.09. | 19 | 6555.332 |  | 5780 | 0 | 0 | 775.332 | 0
02.09. | 20 | 6555.332 |  | 5780 | 0 | 0 | 775.332 | 0
02.09. | 21 | 6555.332 |  | 5780 | 0 | 0 | 775.332 | 0
02.09. | 22 | 6555.332 |  | 5780 | 0 | 0 | 775.332 | 0
02.09. | 23 | 6555.332 |  | 5780 | 0 | 0 | 775.332 | 0
02.09. | 24 | 6555.332 |  | 5780 | 0 | 0 | 775.332 | 0
03.09. | 1 | 6555.332 |  | 5780 | 0 | 0 | 775.332 | 0
03.09. | 2 | 6555.332 |  | 5780 | 0 | 0 | 775.332 | 0
03.09. | 3 | 6555.332 |  | 5780 | 0 | 0 | 775.332 | 0
03.09. | 4 | 6555.332 |  | 5780 | 0 | 0 | 775.332 | 0
03.09. | 5 | 6555.332 |  | 5780 | 0 | 0 | 775.332 | 0
03.09. | 6 | 6555.332 |  | 5780 | 0 | 0 | 775.332 | 0
03.09. | 7 | 6555.332 |  | 5780 | 0 | 0 | 775.332 | 0
03.09. | 8 | 6555.332 |  | 5780 | 0 | 0 | 775.332 | 0
03.09. | 9 | 6555.332 |  | 5780 | 0 | 0 | 775.332 | 0
03.09. | 10 | 6555.332 |  | 5780 | 0 | 0 | 775.332 | 0
03.09. | 11 | 6555.332 |  | 5780 | 0 | 0 | 775.332 | 0
03.09. | 12 | 6555.332 |  | 5780 | 0 | 0 | 775.332 | 0
03.09. | 13 | 6555.332 |  | 5780 | 0 | 0 | 775.332 | 0
03.09. | 14 | 6555.332 |  | 5780 | 0 | 0 | 775.332 | 0
03.09. | 15 | 6555.332 |  | 5780 | 0 | 0 | 775.332 | 0
03.09. | 16 | 6555.332 |  | 5780 | 0 | 0 | 775.332 | 0
03.09. | 17 | 6555.332 |  | 5780 | 0 | 0 | 775.332 | 0
03.09. | 18 | 6555.332 |  | 5780 | 0 | 0 | 775.332 | 0
03.09. | 19 | 6555.332 |  | 5780 | 0 | 0 | 775.332 | 0
03.09. | 20 | 6555.332 |  | 5780 | 0 | 0 | 775.332 | 0
03.09. | 21 | 6555.332 |  | 5780 | 0 | 0 | 775.332 | 0
03.09. | 22 | 6555.332 |  | 5780 | 0 | 0 | 775.332 | 0
03.09. | 23 | 6555.332 |  | 5780 | 0 | 0 | 775.332 | 0
03.09. | 24 | 6555.332 |  | 5780 | 0 | 0 | 775.332 | 0
04.09. | 1 | 6555.332 |  | 5780 | 0 | 0 | 775.332 | 0
04.09. | 2 | 6555.332 |  | 5780 | 0 | 0 | 775.332 | 0
04.09. | 3 | 6555.332 |  | 5780 | 0 | 0 | 775.332 | 0
04.09. | 4 | 6555.332 |  | 5780 | 0 | 0 | 775.332 | 0
04.09. | 5 | 6555.332 |  | 5780 | 0 | 0 | 775.332 | 0
04.09. | 6 | 6555.332 |  | 5780 | 0 | 0 | 775.332 | 0
04.09. | 7 | 6555.332 |  | 5780 | 0 | 0 | 775.332 | 0
04.09. | 8 | 6555.332 |  | 5780 | 0 | 0 | 775.332 | 0
04.09. | 9 | 6555.332 |  | 5780 | 0 | 0 | 775.332 | 0
04.09. | 10 | 6555.332 |  | 5780 | 0 | 0 | 775.332 | 0
04.09. | 11 | 6555.332 |  | 5780 | 0 | 0 | 775.332 | 0
04.09. | 12 | 6555.332 |  | 5780 | 0 | 0 | 775.332 | 0
04.09. | 13 | 6555.332 |  | 5780 | 0 | 0 | 775.332 | 0
04.09. | 14 | 6555.332 |  | 5780 | 0 | 0 | 775.332 | 0
04.09. | 15 | 6555.332 |  | 5780 | 0 | 0 | 775.332 | 0
04.09. | 16 | 6555.332 |  | 5780 | 0 | 0 | 775.332 | 0
04.09. | 17 | 6555.332 |  | 5780 | 0 | 0 | 775.332 | 0
04.09. | 18 | 6555.332 |  | 5780 | 0 | 0 | 775.332 | 0
04.09. | 19 | 6555.332 |  | 5780 | 0 | 0 | 775.332 | 0
04.09. | 20 | 6555.332 |  | 5780 | 0 | 0 | 775.332 | 0
04.09. | 21 | 6555.332 |  | 5780 | 0 | 0 | 775.332 | 0
04.09. | 22 | 6555.332 |  | 5780 | 0 | 0 | 775.332 | 0
04.09. | 23 | 6555.332 |  | 5780 | 0 | 0 | 775.332 | 0
04.09. | 24 | 6555.332 |  | 5780 | 0 | 0 | 775.332 | 0
05.09. | 1 | 6555.332 |  | 5780 | 0 | 0 | 775.332 | 0
05.09. | 2 | 6555.332 |  | 5780 | 0 | 0 | 775.332 | 0
05.09. | 3 | 6555.332 |  | 5780 | 0 | 0 | 775.332 | 0
05.09. | 4 | 6555.332 |  | 5780 | 0 | 0 | 775.332 | 0
05.09. | 5 | 6555.332 |  | 5780 | 0 | 0 | 775.332 | 0
05.09. | 6 | 6555.332 |  | 5780 | 0 | 0 | 775.332 | 0
05.09. | 7 | 6555.332 |  | 5780 | 0 | 0 | 775.332 | 0
05.09. | 8 | 6555.332 |  | 5780 | 0 | 0 | 775.332 | 0
05.09. | 9 | 6555.332 |  | 5780 | 0 | 0 | 775.332 | 0
05.09. | 10 | 6555.332 |  | 5780 | 0 | 0 | 775.332 | 0
05.09. | 11 | 6555.332 |  | 5780 | 0 | 0 | 775.332 | 0
05.09. | 12 | 6555.332 |  | 5780 | 0 | 0 | 775.332 | 0
05.09. | 13 | 6555.332 |  | 5780 | 0 | 0 | 775.332 | 0
05.09. | 14 | 6555.332 |  | 5780 | 0 | 0 | 775.332 | 0
05.09. | 15 | 6555.332 |  | 5780 | 0 | 0 | 775.332 | 0
05.09. | 16 | 6555.332 |  | 5780 | 0 | 0 | 775.332 | 0
05.09. | 17 | 6555.332 |  | 5780 | 0 | 0 | 775.332 | 0
05.09. | 18 | 6555.332 |  | 5780 | 0 | 0 | 775.332 | 0
05.09. | 19 | 6555.332 |  | 5780 | 0 | 0 | 775.332 | 0
05.09. | 20 | 6555.332 |  | 5780 | 0 | 0 | 775.332 | 0
05.09. | 21 | 6555.332 |  | 5780 | 0 | 0 | 775.332 | 0
05.09. | 22 | 6555.332 |  | 5780 | 0 | 0 | 775.332 | 0
05.09. | 23 | 6555.332 |  | 5780 | 0 | 0 | 775.332 | 0
05.09. | 24 | 6555.332 |  | 5780 | 0 | 0 | 775.332 | 0
06.09. | 1 | 6555.332 |  | 5780 | 0 | 0 | 775.332 | 0
06.09. | 2 | 6555.332 |  | 5780 | 0 | 0 | 775.332 | 0
06.09. | 3 | 6555.332 |  | 5780 | 0 | 0 | 775.332 | 0
06.09. | 4 | 6555.332 |  | 5780 | 0 | 0 | 775.332 | 0
06.09. | 5 | 6555.332 |  | 5780 | 0 | 0 | 775.332 | 0
06.09. | 6 | 6555.332 |  | 5780 | 0 | 0 | 775.332 | 0
06.09. | 7 | 6555.332 |  | 5780 | 0 | 0 | 775.332 | 0
06.09. | 8 | 6555.332 |  | 5780 | 0 | 0 | 775.332 | 0
06.09. | 9 | 6555.332 |  | 5780 | 0 | 0 | 775.332 | 0
06.09. | 10 | 6555.332 |  | 5780 | 0 | 0 | 775.332 | 0
06.09. | 11 | 6555.332 |  | 5780 | 0 | 0 | 775.332 | 0
06.09. | 12 | 6555.332 |  | 5780 | 0 | 0 | 775.332 | 0
06.09. | 13 | 6555.332 |  | 5780 | 0 | 0 | 775.332 | 0
06.09. | 14 | 6555.332 |  | 5780 | 0 | 0 | 775.332 | 0
06.09. | 15 | 6555.332 |  | 5780 | 0 | 0 | 775.332 | 0
06.09. | 16 | 6555.332 |  | 5780 | 0 | 0 | 775.332 | 0
06.09. | 17 | 6555.332 |  | 5780 | 0 | 0 | 775.332 | 0
06.09. | 18 | 6555.332 |  | 5780 | 0 | 0 | 775.332 | 0
06.09. | 19 | 6555.332 |  | 5780 | 0 | 0 | 775.332 | 0
06.09. | 20 | 6555.332 |  | 5780 | 0 | 0 | 775.332 | 0
06.09. | 21 | 6555.332 |  | 5780 | 0 | 0 | 775.332 | 0
06.09. | 22 | 6555.332 |  | 5780 | 0 | 0 | 775.332 | 0
06.09. | 23 | 6555.332 |  | 5780 | 0 | 0 | 775.332 | 0
06.09. | 24 | 6555.332 |  | 5780 | 0 | 0 | 775.332 | 0
07.09. | 1 | 6555.332 |  | 5780 | 0 | 0 | 775.332 | 0
07.09. | 2 | 6555.332 |  | 5780 | 0 | 0 | 775.332 | 0
07.09. | 3 | 6555.332 |  | 5780 | 0 | 0 | 775.332 | 0
07.09. | 4 | 6555.332 |  | 5780 | 0 | 0 | 775.332 | 0
07.09. | 5 | 6555.332 |  | 5780 | 0 | 0 | 775.332 | 0
07.09. | 6 | 6555.332 |  | 5780 | 0 | 0 | 775.332 | 0
07.09. | 7 | 6555.332 |  | 5780 | 0 | 0 | 775.332 | 0
07.09. | 8 | 6555.332 |  | 5780 | 0 | 0 | 775.332 | 0
07.09. | 9 | 6555.332 |  | 5780 | 0 | 0 | 775.332 | 0
07.09. | 10 | 6555.332 |  | 5780 | 0 | 0 | 775.332 | 0
07.09. | 11 | 6555.332 |  | 5780 | 0 | 0 | 775.332 | 0
07.09. | 12 | 6555.332 |  | 5780 | 0 | 0 | 775.332 | 0
07.09. | 13 | 6555.332 |  | 5780 | 0 | 0 | 775.332 | 0
07.09. | 14 | 6555.332 |  | 5780 | 0 | 0 | 775.332 | 0
07.09. | 15 | 6555.332 |  | 5780 | 0 | 0 | 775.332 | 0
07.09. | 16 | 6555.332 |  | 5780 | 0 | 0 | 775.332 | 0
07.09. | 17 | 6555.332 |  | 5780 | 0 | 0 | 775.332 | 0
07.09. | 18 | 6555.332 |  | 5780 | 0 | 0 | 775.332 | 0
07.09. | 19 | 6555.332 |  | 5780 | 0 | 0 | 775.332 | 0
07.09. | 20 | 6555.332 |  | 5780 | 0 | 0 | 775.332 | 0
07.09. | 21 | 6555.332 |  | 5780 | 0 | 0 | 775.332 | 0
07.09. | 22 | 6555.332 |  | 5780 | 0 | 0 | 775.332 | 0
07.09. | 23 | 6555.332 |  | 5780 | 0 | 0 | 775.332 | 0
07.09. | 24 | 6555.332 |  | 5780 | 0 | 0 | 775.332 | 0
08.09. | 1 | 6555.332 |  | 5780 | 0 | 0 | 775.332 | 0
08.09. | 2 | 6555.332 |  | 5780 | 0 | 0 | 775.332 | 0
08.09. | 3 | 6555.332 |  | 5780 | 0 | 0 | 775.332 | 0
08.09. | 4 | 6555.332 |  | 5780 | 0 | 0 | 775.332 | 0
08.09. | 5 | 6555.332 |  | 5780 | 0 | 0 | 775.332 | 0
08.09. | 6 | 6555.332 |  | 5780 | 0 | 0 | 775.332 | 0
08.09. | 7 | 6555.332 |  | 5780 | 0 | 0 | 775.332 | 0
08.09. | 8 | 6555.332 |  | 5780 | 0 | 0 | 775.332 | 0
08.09. | 9 | 6555.332 |  | 5780 | 0 | 0 | 775.332 | 0
08.09. | 10 | 6555.332 |  | 5780 | 0 | 0 | 775.332 | 0
08.09. | 11 | 6555.332 |  | 5780 | 0 | 0 | 775.332 | 0
08.09. | 12 | 6555.332 |  | 5780 | 0 | 0 | 775.332 | 0
08.09. | 13 | 6555.332 |  | 5780 | 0 | 0 | 775.332 | 0
08.09. | 14 | 6555.332 |  | 5780 | 0 | 0 | 775.332 | 0
08.09. | 15 | 6555.332 |  | 5780 | 0 | 0 | 775.332 | 0
08.09. | 16 | 6555.332 |  | 5780 | 0 | 0 | 775.332 | 0
08.09. | 17 | 6555.332 |  | 5780 | 0 | 0 | 775.332 | 0
08.09. | 18 | 6555.332 |  | 5780 | 0 | 0 | 775.332 | 0
08.09. | 19 | 6555.332 |  | 5780 | 0 | 0 | 775.332 | 0
08.09. | 20 | 6555.332 |  | 5780 | 0 | 0 | 775.332 | 0
08.09. | 21 | 6555.332 |  | 5780 | 0 | 0 | 775.332 | 0
08.09. | 22 | 6555.332 |  | 5780 | 0 | 0 | 775.332 | 0
08.09. | 23 | 6555.332 |  | 5780 | 0 | 0 | 775.332 | 0
08.09. | 24 | 6555.332 |  | 5780 | 0 | 0 | 775.332 | 0
09.09. | 1 | 6555.332 |  | 5780 | 0 | 0 | 775.332 | 0
09.09. | 2 | 6555.332 |  | 5780 | 0 | 0 | 775.332 | 0
09.09. | 3 | 6555.332 |  | 5780 | 0 | 0 | 775.332 | 0
09.09. | 4 | 6555.332 |  | 5780 | 0 | 0 | 775.332 | 0
09.09. | 5 | 6555.332 |  | 5780 | 0 | 0 | 775.332 | 0
09.09. | 6 | 6555.332 |  | 5780 | 0 | 0 | 775.332 | 0
09.09. | 7 | 6555.332 |  | 5780 | 0 | 0 | 775.332 | 0
09.09. | 8 | 6555.332 |  | 5780 | 0 | 0 | 775.332 | 0
09.09. | 9 | 6555.332 |  | 5780 | 0 | 0 | 775.332 | 0
09.09. | 10 | 6555.332 |  | 5780 | 0 | 0 | 775.332 | 0
09.09. | 11 | 6555.332 |  | 5780 | 0 | 0 | 775.332 | 0
09.09. | 12 | 6555.332 |  | 5780 | 0 | 0 | 775.332 | 0
09.09. | 13 | 6555.332 |  | 5780 | 0 | 0 | 775.332 | 0
09.09. | 14 | 6555.332 |  | 5780 | 0 | 0 | 775.332 | 0
09.09. | 15 | 6555.332 |  | 5780 | 0 | 0 | 775.332 | 0
09.09. | 16 | 6555.332 |  | 5780 | 0 | 0 | 775.332 | 0
09.09. | 17 | 6555.332 |  | 5780 | 0 | 0 | 775.332 | 0
09.09. | 18 | 6555.332 |  | 5780 | 0 | 0 | 775.332 | 0
09.09. | 19 | 6555.332 |  | 5780 | 0 | 0 | 775.332 | 0
09.09. | 20 | 6555.332 |  | 5780 | 0 | 0 | 775.332 | 0
09.09. | 21 | 6555.332 |  | 5780 | 0 | 0 | 775.332 | 0
09.09. | 22 | 6555.332 |  | 5780 | 0 | 0 | 775.332 | 0
09.09. | 23 | 6555.332 |  | 5780 | 0 | 0 | 775.332 | 0
09.09. | 24 | 6555.332 |  | 5780 | 0 | 0 | 775.332 | 0
10.09. | 1 | 6555.332 |  | 5780 | 0 | 0 | 775.332 | 0
10.09. | 2 | 6555.332 |  | 5780 | 0 | 0 | 775.332 | 0
10.09. | 3 | 6555.332 |  | 5780 | 0 | 0 | 775.332 | 0
10.09. | 4 | 6555.332 |  | 5780 | 0 | 0 | 775.332 | 0
10.09. | 5 | 6555.332 |  | 5780 | 0 | 0 | 775.332 | 0
10.09. | 6 | 6555.332 |  | 5780 | 0 | 0 | 775.332 | 0
10.09. | 7 | 6555.332 |  | 5780 | 0 | 0 | 775.332 | 0
10.09. | 8 | 6555.332 |  | 5780 | 0 | 0 | 775.332 | 0
10.09. | 9 | 6555.332 |  | 5780 | 0 | 0 | 775.332 | 0
10.09. | 10 | 6555.332 |  | 5780 | 0 | 0 | 775.332 | 0
10.09. | 11 | 6555.332 |  | 5780 | 0 | 0 | 775.332 | 0
10.09. | 12 | 6555.332 |  | 5780 | 0 | 0 | 775.332 | 0
10.09. | 13 | 6555.332 |  | 5780 | 0 | 0 | 775.332 | 0
10.09. | 14 | 6555.332 |  | 5780 | 0 | 0 | 775.332 | 0
10.09. | 15 | 6555.332 |  | 5780 | 0 | 0 | 775.332 | 0
10.09. | 16 | 6555.332 |  | 5780 | 0 | 0 | 775.332 | 0
10.09. | 17 | 6555.332 |  | 5780 | 0 | 0 | 775.332 | 0
10.09. | 18 | 6555.332 |  | 5780 | 0 | 0 | 775.332 | 0
10.09. | 19 | 6555.332 |  | 5780 | 0 | 0 | 775.332 | 0
10.09. | 20 | 6555.332 |  | 5780 | 0 | 0 | 775.332 | 0
10.09. | 21 | 6555.332 |  | 5780 | 0 | 0 | 775.332 | 0
10.09. | 22 | 6555.332 |  | 5780 | 0 | 0 | 775.332 | 0
10.09. | 23 | 6555.332 |  | 5780 | 0 | 0 | 775.332 | 0
10.09. | 24 | 6555.332 |  | 5780 | 0 | 0 | 775.332 | 0
11.09. | 1 | 6555.332 |  | 5780 | 0 | 0 | 775.332 | 0
11.09. | 2 | 6555.332 |  | 5780 | 0 | 0 | 775.332 | 0
11.09. | 3 | 6555.332 |  | 5780 | 0 | 0 | 775.332 | 0
11.09. | 4 | 6555.332 |  | 5780 | 0 | 0 | 775.332 | 0
11.09. | 5 | 6555.332 |  | 5780 | 0 | 0 | 775.332 | 0
11.09. | 6 | 6555.332 |  | 5780 | 0 | 0 | 775.332 | 0
11.09. | 7 | 6555.332 |  | 5780 | 0 | 0 | 775.332 | 0
11.09. | 8 | 6555.332 |  | 5780 | 0 | 0 | 775.332 | 0
11.09. | 9 | 6555.332 |  | 5780 | 0 | 0 | 775.332 | 0
11.09. | 10 | 6555.332 |  | 5780 | 0 | 0 | 775.332 | 0
11.09. | 11 | 6555.332 |  | 5780 | 0 | 0 | 775.332 | 0
11.09. | 12 | 6555.332 |  | 5780 | 0 | 0 | 775.332 | 0
11.09. | 13 | 6555.332 |  | 5780 | 0 | 0 | 775.332 | 0
11.09. | 14 | 6555.332 |  | 5780 | 0 | 0 | 775.332 | 0
11.09. | 15 | 6555.332 |  | 5780 | 0 | 0 | 775.332 | 0
11.09. | 16 | 6555.332 |  | 5780 | 0 | 0 | 775.332 | 0
11.09. | 17 | 6555.332 |  | 5780 | 0 | 0 | 775.332 | 0
11.09. | 18 | 6555.332 |  | 5780 | 0 | 0 | 775.332 | 0
11.09. | 19 | 6555.332 |  | 5780 | 0 | 0 | 775.332 | 0
11.09. | 20 | 6555.332 |  | 5780 | 0 | 0 | 775.332 | 0
11.09. | 21 | 6555.332 |  | 5780 | 0 | 0 | 775.332 | 0
11.09. | 22 | 6555.332 |  | 5780 | 0 | 0 | 775.332 | 0
11.09. | 23 | 6555.332 |  | 5780 | 0 | 0 | 775.332 | 0
11.09. | 24 | 6555.332 |  | 5780 | 0 | 0 | 775.332 | 0
12.09. | 1 | 6555.332 |  | 5780 | 0 | 0 | 775.332 | 0
12.09. | 2 | 6555.332 |  | 5780 | 0 | 0 | 775.332 | 0
12.09. | 3 | 6555.332 |  | 5780 | 0 | 0 | 775.332 | 0
12.09. | 4 | 6555.332 |  | 5780 | 0 | 0 | 775.332 | 0
12.09. | 5 | 6555.332 |  | 5780 | 0 | 0 | 775.332 | 0
12.09. | 6 | 6555.332 |  | 5780 | 0 | 0 | 775.332 | 0
12.09. | 7 | 6555.332 |  | 5780 | 0 | 0 | 775.332 | 0
12.09. | 8 | 6555.332 |  | 5780 | 0 | 0 | 775.332 | 0
12.09. | 9 | 6555.332 |  | 5780 | 0 | 0 | 775.332 | 0
12.09. | 10 | 6555.332 |  | 5780 | 0 | 0 | 775.332 | 0
12.09. | 11 | 6555.332 |  | 5780 | 0 | 0 | 775.332 | 0
12.09. | 12 | 6555.332 |  | 5780 | 0 | 0 | 775.332 | 0
12.09. | 13 | 6555.332 |  | 5780 | 0 | 0 | 775.332 | 0
12.09. | 14 | 6555.332 |  | 5780 | 0 | 0 | 775.332 | 0
12.09. | 15 | 6555.332 |  | 5780 | 0 | 0 | 775.332 | 0
12.09. | 16 | 6555.332 |  | 5780 | 0 | 0 | 775.332 | 0
12.09. | 17 | 6555.332 |  | 5780 | 0 | 0 | 775.332 | 0
12.09. | 18 | 6555.332 |  | 5780 | 0 | 0 | 775.332 | 0
12.09. | 19 | 6555.332 |  | 5780 | 0 | 0 | 775.332 | 0
12.09. | 20 | 6555.332 |  | 5780 | 0 | 0 | 775.332 | 0
12.09. | 21 | 6555.332 |  | 5780 | 0 | 0 | 775.332 | 0
12.09. | 22 | 6555.332 |  | 5780 | 0 | 0 | 775.332 | 0
12.09. | 23 | 6555.332 |  | 5780 | 0 | 0 | 775.332 | 0
12.09. | 24 | 6555.332 |  | 5780 | 0 | 0 | 775.332 | 0
13.09. | 1 | 6555.332 |  | 5780 | 0 | 0 | 775.332 | 0
13.09. | 2 | 6555.332 |  | 5780 | 0 | 0 | 775.332 | 0
13.09. | 3 | 6555.332 |  | 5780 | 0 | 0 | 775.332 | 0
13.09. | 4 | 6555.332 |  | 5780 | 0 | 0 | 775.332 | 0
13.09. | 5 | 6555.332 |  | 5780 | 0 | 0 | 775.332 | 0
13.09. | 6 | 6555.332 |  | 5780 | 0 | 0 | 775.332 | 0
13.09. | 7 | 6555.332 |  | 5780 | 0 | 0 | 775.332 | 0
13.09. | 8 | 6555.332 |  | 5780 | 0 | 0 | 775.332 | 0
13.09. | 9 | 6555.332 |  | 5780 | 0 | 0 | 775.332 | 0
13.09. | 10 | 6555.332 |  | 5780 | 0 | 0 | 775.332 | 0
13.09. | 11 | 6555.332 |  | 5780 | 0 | 0 | 775.332 | 0
13.09. | 12 | 6555.332 |  | 5780 | 0 | 0 | 775.332 | 0
13.09. | 13 | 6555.332 |  | 5780 | 0 | 0 | 775.332 | 0
13.09. | 14 | 6555.332 |  | 5780 | 0 | 0 | 775.332 | 0
13.09. | 15 | 6555.332 |  | 5780 | 0 | 0 | 775.332 | 0
13.09. | 16 | 6555.332 |  | 5780 | 0 | 0 | 775.332 | 0
13.09. | 17 | 6555.332 |  | 5780 | 0 | 0 | 775.332 | 0
13.09. | 18 | 6555.332 |  | 5780 | 0 | 0 | 775.332 | 0
13.09. | 19 | 6555.332 |  | 5780 | 0 | 0 | 775.332 | 0
13.09. | 20 | 6555.332 |  | 5780 | 0 | 0 | 775.332 | 0
13.09. | 21 | 6555.332 |  | 5780 | 0 | 0 | 775.332 | 0
13.09. | 22 | 6555.332 |  | 5780 | 0 | 0 | 775.332 | 0
13.09. | 23 | 6555.332 |  | 5780 | 0 | 0 | 775.332 | 0
13.09. | 24 | 6555.332 |  | 5780 | 0 | 0 | 775.332 | 0
14.09. | 1 | 6555.332 |  | 5780 | 0 | 0 | 775.332 | 0
14.09. | 2 | 6555.332 |  | 5780 | 0 | 0 | 775.332 | 0
14.09. | 3 | 6555.332 |  | 5780 | 0 | 0 | 775.332 | 0
14.09. | 4 | 6555.332 |  | 5780 | 0 | 0 | 775.332 | 0
14.09. | 5 | 6555.332 |  | 5780 | 0 | 0 | 775.332 | 0
14.09. | 6 | 6555.332 |  | 5780 | 0 | 0 | 775.332 | 0
14.09. | 7 | 6555.332 |  | 5780 | 0 | 0 | 775.332 | 0
14.09. | 8 | 6555.332 |  | 5780 | 0 | 0 | 775.332 | 0
14.09. | 9 | 6555.332 |  | 5780 | 0 | 0 | 775.332 | 0
14.09. | 10 | 6555.332 |  | 5780 | 0 | 0 | 775.332 | 0
14.09. | 11 | 6555.332 |  | 5780 | 0 | 0 | 775.332 | 0
14.09. | 12 | 6555.332 |  | 5780 | 0 | 0 | 775.332 | 0
14.09. | 13 | 6555.332 |  | 5780 | 0 | 0 | 775.332 | 0
14.09. | 14 | 6555.332 |  | 5780 | 0 | 0 | 775.332 | 0
14.09. | 15 | 6555.332 |  | 5780 | 0 | 0 | 775.332 | 0
14.09. | 16 | 6555.332 |  | 5780 | 0 | 0 | 775.332 | 0
14.09. | 17 | 6555.332 |  | 5780 | 0 | 0 | 775.332 | 0
14.09. | 18 | 6555.332 |  | 5780 | 0 | 0 | 775.332 | 0
14.09. | 19 | 6555.332 |  | 5780 | 0 | 0 | 775.332 | 0
14.09. | 20 | 6555.332 |  | 5780 | 0 | 0 | 775.332 | 0
14.09. | 21 | 6555.332 |  | 5780 | 0 | 0 | 775.332 | 0
14.09. | 22 | 6555.332 |  | 5780 | 0 | 0 | 775.332 | 0
14.09. | 23 | 6555.332 |  | 5780 | 0 | 0 | 775.332 | 0
14.09. | 24 | 6555.332 |  | 5780 | 0 | 0 | 775.332 | 0
15.09. | 1 | 6555.332 |  | 5780 | 0 | 0 | 775.332 | 0
15.09. | 2 | 6555.332 |  | 5780 | 0 | 0 | 775.332 | 0
15.09. | 3 | 6555.332 |  | 5780 | 0 | 0 | 775.332 | 0
15.09. | 4 | 6555.332 |  | 5780 | 0 | 0 | 775.332 | 0
15.09. | 5 | 6555.332 |  | 5780 | 0 | 0 | 775.332 | 0
15.09. | 6 | 6555.332 |  | 5780 | 0 | 0 | 775.332 | 0
15.09. | 7 | 6555.332 |  | 5780 | 0 | 0 | 775.332 | 0
15.09. | 8 | 6555.332 |  | 5780 | 0 | 0 | 775.332 | 0
15.09. | 9 | 6555.332 |  | 5780 | 0 | 0 | 775.332 | 0
15.09. | 10 | 6555.332 |  | 5780 | 0 | 0 | 775.332 | 0
15.09. | 11 | 6555.332 |  | 5780 | 0 | 0 | 775.332 | 0
15.09. | 12 | 6555.332 |  | 5780 | 0 | 0 | 775.332 | 0
15.09. | 13 | 6555.332 |  | 5780 | 0 | 0 | 775.332 | 0
15.09. | 14 | 6555.332 |  | 5780 | 0 | 0 | 775.332 | 0
15.09. | 15 | 6555.332 |  | 5780 | 0 | 0 | 775.332 | 0
15.09. | 16 | 6555.332 |  | 5780 | 0 | 0 | 775.332 | 0
15.09. | 17 | 6555.332 |  | 5780 | 0 | 0 | 775.332 | 0
15.09. | 18 | 6555.332 |  | 5780 | 0 | 0 | 775.332 | 0
15.09. | 19 | 6555.332 |  | 5780 | 0 | 0 | 775.332 | 0
15.09. | 20 | 6555.332 |  | 5780 | 0 | 0 | 775.332 | 0
15.09. | 21 | 6555.332 |  | 5780 | 0 | 0 | 775.332 | 0
15.09. | 22 | 6555.332 |  | 5780 | 0 | 0 | 775.332 | 0
15.09. | 23 | 6555.332 |  | 5780 | 0 | 0 | 775.332 | 0
15.09. | 24 | 6555.332 |  | 5780 | 0 | 0 | 775.332 | 0
16.09. | 1 | 6555.332 |  | 5780 | 0 | 0 | 775.332 | 0
16.09. | 2 | 6555.332 |  | 5780 | 0 | 0 | 775.332 | 0
16.09. | 3 | 6555.332 |  | 5780 | 0 | 0 | 775.332 | 0
16.09. | 4 | 6555.332 |  | 5780 | 0 | 0 | 775.332 | 0
16.09. | 5 | 6555.332 |  | 5780 | 0 | 0 | 775.332 | 0
16.09. | 6 | 6555.332 |  | 5780 | 0 | 0 | 775.332 | 0
16.09. | 7 | 6555.332 |  | 5780 | 0 | 0 | 775.332 | 0
16.09. | 8 | 6555.332 |  | 5780 | 0 | 0 | 775.332 | 0
16.09. | 9 | 6555.332 |  | 5780 | 0 | 0 | 775.332 | 0
16.09. | 10 | 6555.332 |  | 5780 | 0 | 0 | 775.332 | 0
16.09. | 11 | 6555.332 |  | 5780 | 0 | 0 | 775.332 | 0
16.09. | 12 | 6555.332 |  | 5780 | 0 | 0 | 775.332 | 0
16.09. | 13 | 6555.332 |  | 5780 | 0 | 0 | 775.332 | 0
16.09. | 14 | 6555.332 |  | 5780 | 0 | 0 | 775.332 | 0
16.09. | 15 | 6555.332 |  | 5780 | 0 | 0 | 775.332 | 0
16.09. | 16 | 6555.332 |  | 5780 | 0 | 0 | 775.332 | 0
16.09. | 17 | 6555.332 |  | 5780 | 0 | 0 | 775.332 | 0
16.09. | 18 | 6555.332 |  | 5780 | 0 | 0 | 775.332 | 0
16.09. | 19 | 6555.332 |  | 5780 | 0 | 0 | 775.332 | 0
16.09. | 20 | 6555.332 |  | 5780 | 0 | 0 | 775.332 | 0
16.09. | 21 | 6555.332 |  | 5780 | 0 | 0 | 775.332 | 0
16.09. | 22 | 6555.332 |  | 5780 | 0 | 0 | 775.332 | 0
16.09. | 23 | 6555.332 |  | 5780 | 0 | 0 | 775.332 | 0
16.09. | 24 | 6555.332 |  | 5780 | 0 | 0 | 775.332 | 0
17.09. | 1 | 6555.332 |  | 5780 | 0 | 0 | 775.332 | 0
17.09. | 2 | 6555.332 |  | 5780 | 0 | 0 | 775.332 | 0
17.09. | 3 | 6555.332 |  | 5780 | 0 | 0 | 775.332 | 0
17.09. | 4 | 6555.332 |  | 5780 | 0 | 0 | 775.332 | 0
17.09. | 5 | 6555.332 |  | 5780 | 0 | 0 | 775.332 | 0
17.09. | 6 | 6555.332 |  | 5780 | 0 | 0 | 775.332 | 0
17.09. | 7 | 6555.332 |  | 5780 | 0 | 0 | 775.332 | 0
17.09. | 8 | 6555.332 |  | 5780 | 0 | 0 | 775.332 | 0
17.09. | 9 | 6555.332 |  | 5780 | 0 | 0 | 775.332 | 0
17.09. | 10 | 6555.332 |  | 5780 | 0 | 0 | 775.332 | 0
17.09. | 11 | 6555.332 |  | 5780 | 0 | 0 | 775.332 | 0
17.09. | 12 | 6555.332 |  | 5780 | 0 | 0 | 775.332 | 0
17.09. | 13 | 6555.332 |  | 5780 | 0 | 0 | 775.332 | 0
17.09. | 14 | 6555.332 |  | 5780 | 0 | 0 | 775.332 | 0
17.09. | 15 | 6555.332 |  | 5780 | 0 | 0 | 775.332 | 0
17.09. | 16 | 6555.332 |  | 5780 | 0 | 0 | 775.332 | 0
17.09. | 17 | 6555.332 |  | 5780 | 0 | 0 | 775.332 | 0
17.09. | 18 | 6555.332 |  | 5780 | 0 | 0 | 775.332 | 0
17.09. | 19 | 6555.332 |  | 5780 | 0 | 0 | 775.332 | 0
17.09. | 20 | 6555.332 |  | 5780 | 0 | 0 | 775.332 | 0
17.09. | 21 | 6555.332 |  | 5780 | 0 | 0 | 775.332 | 0
17.09. | 22 | 6555.332 |  | 5780 | 0 | 0 | 775.332 | 0
17.09. | 23 | 6555.332 |  | 5780 | 0 | 0 | 775.332 | 0
17.09. | 24 | 6555.332 |  | 5780 | 0 | 0 | 775.332 | 0
18.09. | 1 | 6555.332 |  | 5780 | 0 | 0 | 775.332 | 0
18.09. | 2 | 6555.332 |  | 5780 | 0 | 0 | 775.332 | 0
18.09. | 3 | 6555.332 |  | 5780 | 0 | 0 | 775.332 | 0
18.09. | 4 | 6555.332 |  | 5780 | 0 | 0 | 775.332 | 0
18.09. | 5 | 6555.332 |  | 5780 | 0 | 0 | 775.332 | 0
18.09. | 6 | 6555.332 |  | 5780 | 0 | 0 | 775.332 | 0
18.09. | 7 | 6555.332 |  | 5780 | 0 | 0 | 775.332 | 0
18.09. | 8 | 6555.332 |  | 5780 | 0 | 0 | 775.332 | 0
18.09. | 9 | 6555.332 |  | 5780 | 0 | 0 | 775.332 | 0
18.09. | 10 | 6555.332 |  | 5780 | 0 | 0 | 775.332 | 0
18.09. | 11 | 6555.332 |  | 5780 | 0 | 0 | 775.332 | 0
18.09. | 12 | 6555.332 |  | 5780 | 0 | 0 | 775.332 | 0
18.09. | 13 | 6555.332 |  | 5780 | 0 | 0 | 775.332 | 0
18.09. | 14 | 6555.332 |  | 5780 | 0 | 0 | 775.332 | 0
18.09. | 15 | 6555.332 |  | 5780 | 0 | 0 | 775.332 | 0
18.09. | 16 | 6555.332 |  | 5780 | 0 | 0 | 775.332 | 0
18.09. | 17 | 6555.332 |  | 5780 | 0 | 0 | 775.332 | 0
18.09. | 18 | 6555.332 |  | 5780 | 0 | 0 | 775.332 | 0
18.09. | 19 | 6555.332 |  | 5780 | 0 | 0 | 775.332 | 0
18.09. | 20 | 6555.332 |  | 5780 | 0 | 0 | 775.332 | 0
18.09. | 21 | 6555.332 |  | 5780 | 0 | 0 | 775.332 | 0
18.09. | 22 | 6555.332 |  | 5780 | 0 | 0 | 775.332 | 0
18.09. | 23 | 6555.332 |  | 5780 | 0 | 0 | 775.332 | 0
18.09. | 24 | 6555.332 |  | 5780 | 0 | 0 | 775.332 | 0
19.09. | 1 | 6555.332 |  | 5780 | 0 | 0 | 775.332 | 0
19.09. | 2 | 6555.332 |  | 5780 | 0 | 0 | 775.332 | 0
19.09. | 3 | 6555.332 |  | 5780 | 0 | 0 | 775.332 | 0
19.09. | 4 | 6555.332 |  | 5780 | 0 | 0 | 775.332 | 0
19.09. | 5 | 6555.332 |  | 5780 | 0 | 0 | 775.332 | 0
19.09. | 6 | 6555.332 |  | 5780 | 0 | 0 | 775.332 | 0
19.09. | 7 | 6555.332 |  | 5780 | 0 | 0 | 775.332 | 0
19.09. | 8 | 6555.332 |  | 5780 | 0 | 0 | 775.332 | 0
19.09. | 9 | 6555.332 |  | 5780 | 0 | 0 | 775.332 | 0
19.09. | 10 | 6555.332 |  | 5780 | 0 | 0 | 775.332 | 0
19.09. | 11 | 6555.332 |  | 5780 | 0 | 0 | 775.332 | 0
19.09. | 12 | 6555.332 |  | 5780 | 0 | 0 | 775.332 | 0
19.09. | 13 | 6555.332 |  | 5780 | 0 | 0 | 775.332 | 0
19.09. | 14 | 6555.332 |  | 5780 | 0 | 0 | 775.332 | 0
19.09. | 15 | 6555.332 |  | 5780 | 0 | 0 | 775.332 | 0
19.09. | 16 | 6555.332 |  | 5780 | 0 | 0 | 775.332 | 0
19.09. | 17 | 6555.332 |  | 5780 | 0 | 0 | 775.332 | 0
19.09. | 18 | 6555.332 |  | 5780 | 0 | 0 | 775.332 | 0
19.09. | 19 | 6555.332 |  | 5780 | 0 | 0 | 775.332 | 0
19.09. | 20 | 6555.332 |  | 5780 | 0 | 0 | 775.332 | 0
19.09. | 21 | 6555.332 |  | 5780 | 0 | 0 | 775.332 | 0
19.09. | 22 | 6555.332 |  | 5780 | 0 | 0 | 775.332 | 0
19.09. | 23 | 6555.332 |  | 5780 | 0 | 0 | 775.332 | 0
19.09. | 24 | 6555.332 |  | 5780 | 0 | 0 | 775.332 | 0
20.09. | 1 | 6555.332 |  | 5780 | 0 | 0 | 775.332 | 0
20.09. | 2 | 6555.332 |  | 5780 | 0 | 0 | 775.332 | 0
20.09. | 3 | 6555.332 |  | 5780 | 0 | 0 | 775.332 | 0
20.09. | 4 | 6555.332 |  | 5780 | 0 | 0 | 775.332 | 0
20.09. | 5 | 6555.332 |  | 5780 | 0 | 0 | 775.332 | 0
20.09. | 6 | 6555.332 |  | 5780 | 0 | 0 | 775.332 | 0
20.09. | 7 | 6555.332 |  | 5780 | 0 | 0 | 775.332 | 0
20.09. | 8 | 6555.332 |  | 5780 | 0 | 0 | 775.332 | 0
20.09. | 9 | 6555.332 |  | 5780 | 0 | 0 | 775.332 | 0
20.09. | 10 | 6555.332 |  | 5780 | 0 | 0 | 775.332 | 0
20.09. | 11 | 6555.332 |  | 5780 | 0 | 0 | 775.332 | 0
20.09. | 12 | 6555.332 |  | 5780 | 0 | 0 | 775.332 | 0
20.09. | 13 | 6555.332 |  | 5780 | 0 | 0 | 775.332 | 0
20.09. | 14 | 6555.332 |  | 5780 | 0 | 0 | 775.332 | 0
20.09. | 15 | 6555.332 |  | 5780 | 0 | 0 | 775.332 | 0
20.09. | 16 | 6555.332 |  | 5780 | 0 | 0 | 775.332 | 0
20.09. | 17 | 6555.332 |  | 5780 | 0 | 0 | 775.332 | 0
20.09. | 18 | 6555.332 |  | 5780 | 0 | 0 | 775.332 | 0
20.09. | 19 | 6555.332 |  | 5780 | 0 | 0 | 775.332 | 0
20.09. | 20 | 6555.332 |  | 5780 | 0 | 0 | 775.332 | 0
20.09. | 21 | 6555.332 |  | 5780 | 0 | 0 | 775.332 | 0
20.09. | 22 | 6555.332 |  | 5780 | 0 | 0 | 775.332 | 0
20.09. | 23 | 6555.332 |  | 5780 | 0 | 0 | 775.332 | 0
20.09. | 24 | 6555.332 |  | 5780 | 0 | 0 | 775.332 | 0
21.09. | 1 | 6555.332 |  | 5780 | 0 | 0 | 775.332 | 0
21.09. | 2 | 6555.332 |  | 5780 | 0 | 0 | 775.332 | 0
21.09. | 3 | 6555.332 |  | 5780 | 0 | 0 | 775.332 | 0
21.09. | 4 | 6555.332 |  | 5780 | 0 | 0 | 775.332 | 0
21.09. | 5 | 6555.332 |  | 5780 | 0 | 0 | 775.332 | 0
21.09. | 6 | 6555.332 |  | 5780 | 0 | 0 | 775.332 | 0
21.09. | 7 | 6555.332 |  | 5780 | 0 | 0 | 775.332 | 0
21.09. | 8 | 6555.332 |  | 5780 | 0 | 0 | 775.332 | 0
21.09. | 9 | 6555.332 |  | 5780 | 0 | 0 | 775.332 | 0
21.09. | 10 | 6555.332 |  | 5780 | 0 | 0 | 775.332 | 0
21.09. | 11 | 6555.332 |  | 5780 | 0 | 0 | 775.332 | 0
21.09. | 12 | 6555.332 |  | 5780 | 0 | 0 | 775.332 | 0
21.09. | 13 | 6555.332 |  | 5780 | 0 | 0 | 775.332 | 0
21.09. | 14 | 6555.332 |  | 5780 | 0 | 0 | 775.332 | 0
21.09. | 15 | 6555.332 |  | 5780 | 0 | 0 | 775.332 | 0
21.09. | 16 | 6555.332 |  | 5780 | 0 | 0 | 775.332 | 0
21.09. | 17 | 6555.332 |  | 5780 | 0 | 0 | 775.332 | 0
21.09. | 18 | 6555.332 |  | 5780 | 0 | 0 | 775.332 | 0
21.09. | 19 | 6555.332 |  | 5780 | 0 | 0 | 775.332 | 0
21.09. | 20 | 6555.332 |  | 5780 | 0 | 0 | 775.332 | 0
21.09. | 21 | 6555.332 |  | 5780 | 0 | 0 | 775.332 | 0
21.09. | 22 | 6555.332 |  | 5780 | 0 | 0 | 775.332 | 0
21.09. | 23 | 6555.332 |  | 5780 | 0 | 0 | 775.332 | 0
21.09. | 24 | 6555.332 |  | 5780 | 0 | 0 | 775.332 | 0
22.09. | 1 | 6555.332 |  | 5780 | 0 | 0 | 775.332 | 0
22.09. | 2 | 6555.332 |  | 5780 | 0 | 0 | 775.332 | 0
22.09. | 3 | 6555.332 |  | 5780 | 0 | 0 | 775.332 | 0
22.09. | 4 | 6555.332 |  | 5780 | 0 | 0 | 775.332 | 0
22.09. | 5 | 6555.332 |  | 5780 | 0 | 0 | 775.332 | 0
22.09. | 6 | 6555.332 |  | 5780 | 0 | 0 | 775.332 | 0
22.09. | 7 | 6555.332 |  | 5780 | 0 | 0 | 775.332 | 0
22.09. | 8 | 6555.332 |  | 5780 | 0 | 0 | 775.332 | 0
22.09. | 9 | 6555.332 |  | 5780 | 0 | 0 | 775.332 | 0
22.09. | 10 | 6555.332 |  | 5780 | 0 | 0 | 775.332 | 0
22.09. | 11 | 6555.332 |  | 5780 | 0 | 0 | 775.332 | 0
22.09. | 12 | 6555.332 |  | 5780 | 0 | 0 | 775.332 | 0
22.09. | 13 | 6555.332 |  | 5780 | 0 | 0 | 775.332 | 0
22.09. | 14 | 6555.332 |  | 5780 | 0 | 0 | 775.332 | 0
22.09. | 15 | 6555.332 |  | 5780 | 0 | 0 | 775.332 | 0
22.09. | 16 | 6555.332 |  | 5780 | 0 | 0 | 775.332 | 0
22.09. | 17 | 6555.332 |  | 5780 | 0 | 0 | 775.332 | 0
22.09. | 18 | 6555.332 |  | 5780 | 0 | 0 | 775.332 | 0
22.09. | 19 | 6555.332 |  | 5780 | 0 | 0 | 775.332 | 0
22.09. | 20 | 6555.332 |  | 5780 | 0 | 0 | 775.332 | 0
22.09. | 21 | 6555.332 |  | 5780 | 0 | 0 | 775.332 | 0
22.09. | 22 | 6555.332 |  | 5780 | 0 | 0 | 775.332 | 0
22.09. | 23 | 6555.332 |  | 5780 | 0 | 0 | 775.332 | 0
22.09. | 24 | 6555.332 |  | 5780 | 0 | 0 | 775.332 | 0
23.09. | 1 | 6555.332 |  | 5780 | 0 | 0 | 775.332 | 0
23.09. | 2 | 6555.332 |  | 5780 | 0 | 0 | 775.332 | 0
23.09. | 3 | 6555.332 |  | 5780 | 0 | 0 | 775.332 | 0
23.09. | 4 | 6555.332 |  | 5780 | 0 | 0 | 775.332 | 0
23.09. | 5 | 6555.332 |  | 5780 | 0 | 0 | 775.332 | 0
23.09. | 6 | 6555.332 |  | 5780 | 0 | 0 | 775.332 | 0
23.09. | 7 | 6555.332 |  | 5780 | 0 | 0 | 775.332 | 0
23.09. | 8 | 6555.332 |  | 5780 | 0 | 0 | 775.332 | 0
23.09. | 9 | 6555.332 |  | 5780 | 0 | 0 | 775.332 | 0
23.09. | 10 | 6555.332 |  | 5780 | 0 | 0 | 775.332 | 0
23.09. | 11 | 6555.332 |  | 5780 | 0 | 0 | 775.332 | 0
23.09. | 12 | 6555.332 |  | 5780 | 0 | 0 | 775.332 | 0
23.09. | 13 | 6555.332 |  | 5780 | 0 | 0 | 775.332 | 0
23.09. | 14 | 6555.332 |  | 5780 | 0 | 0 | 775.332 | 0
23.09. | 15 | 6555.332 |  | 5780 | 0 | 0 | 775.332 | 0
23.09. | 16 | 6555.332 |  | 5780 | 0 | 0 | 775.332 | 0
23.09. | 17 | 6555.332 |  | 5780 | 0 | 0 | 775.332 | 0
23.09. | 18 | 6555.332 |  | 5780 | 0 | 0 | 775.332 | 0
23.09. | 19 | 6555.332 |  | 5780 | 0 | 0 | 775.332 | 0
23.09. | 20 | 6555.332 |  | 5780 | 0 | 0 | 775.332 | 0
23.09. | 21 | 6555.332 |  | 5780 | 0 | 0 | 775.332 | 0
23.09. | 22 | 6555.332 |  | 5780 | 0 | 0 | 775.332 | 0
23.09. | 23 | 6555.332 |  | 5780 | 0 | 0 | 775.332 | 0
23.09. | 24 | 6555.332 |  | 5780 | 0 | 0 | 775.332 | 0
24.09. | 1 | 6555.332 |  | 5780 | 0 | 0 | 775.332 | 0
24.09. | 2 | 6555.332 |  | 5780 | 0 | 0 | 775.332 | 0
24.09. | 3 | 6555.332 |  | 5780 | 0 | 0 | 775.332 | 0
24.09. | 4 | 6555.332 |  | 5780 | 0 | 0 | 775.332 | 0
24.09. | 5 | 6555.332 |  | 5780 | 0 | 0 | 775.332 | 0
24.09. | 6 | 6555.332 |  | 5780 | 0 | 0 | 775.332 | 0
24.09. | 7 | 6555.332 |  | 5780 | 0 | 0 | 775.332 | 0
24.09. | 8 | 6555.332 |  | 5780 | 0 | 0 | 775.332 | 0
24.09. | 9 | 6555.332 |  | 5780 | 0 | 0 | 775.332 | 0
24.09. | 10 | 6555.332 |  | 5780 | 0 | 0 | 775.332 | 0
24.09. | 11 | 6555.332 |  | 5780 | 0 | 0 | 775.332 | 0
24.09. | 12 | 6555.332 |  | 5780 | 0 | 0 | 775.332 | 0
24.09. | 13 | 6555.332 |  | 5780 | 0 | 0 | 775.332 | 0
24.09. | 14 | 6555.332 |  | 5780 | 0 | 0 | 775.332 | 0
24.09. | 15 | 6555.332 |  | 5780 | 0 | 0 | 775.332 | 0
24.09. | 16 | 6555.332 |  | 5780 | 0 | 0 | 775.332 | 0
24.09. | 17 | 6555.332 |  | 5780 | 0 | 0 | 775.332 | 0
24.09. | 18 | 6555.332 |  | 5780 | 0 | 0 | 775.332 | 0
24.09. | 19 | 6555.332 |  | 5780 | 0 | 0 | 775.332 | 0
24.09. | 20 | 6555.332 |  | 5780 | 0 | 0 | 775.332 | 0
24.09. | 21 | 6555.332 |  | 5780 | 0 | 0 | 775.332 | 0
24.09. | 22 | 6555.332 |  | 5780 | 0 | 0 | 775.332 | 0
24.09. | 23 | 6555.332 |  | 5780 | 0 | 0 | 775.332 | 0
24.09. | 24 | 6555.332 |  | 5780 | 0 | 0 | 775.332 | 0
25.09. | 1 | 6555.332 |  | 5780 | 0 | 0 | 775.332 | 0
25.09. | 2 | 6555.332 |  | 5780 | 0 | 0 | 775.332 | 0
25.09. | 3 | 6555.332 |  | 5780 | 0 | 0 | 775.332 | 0
25.09. | 4 | 6555.332 |  | 5780 | 0 | 0 | 775.332 | 0
25.09. | 5 | 6555.332 |  | 5780 | 0 | 0 | 775.332 | 0
25.09. | 6 | 6555.332 |  | 5780 | 0 | 0 | 775.332 | 0
25.09. | 7 | 6555.332 |  | 5780 | 0 | 0 | 775.332 | 0
25.09. | 8 | 6555.332 |  | 5780 | 0 | 0 | 775.332 | 0
25.09. | 9 | 6555.332 |  | 5780 | 0 | 0 | 775.332 | 0
25.09. | 10 | 6555.332 |  | 5780 | 0 | 0 | 775.332 | 0
25.09. | 11 | 6555.332 |  | 5780 | 0 | 0 | 775.332 | 0
25.09. | 12 | 6555.332 |  | 5780 | 0 | 0 | 775.332 | 0
25.09. | 13 | 6555.332 |  | 5780 | 0 | 0 | 775.332 | 0
25.09. | 14 | 6555.332 |  | 5780 | 0 | 0 | 775.332 | 0
25.09. | 15 | 6555.332 |  | 5780 | 0 | 0 | 775.332 | 0
25.09. | 16 | 6555.332 |  | 5780 | 0 | 0 | 775.332 | 0
25.09. | 17 | 6555.332 |  | 5780 | 0 | 0 | 775.332 | 0
25.09. | 18 | 6555.332 |  | 5780 | 0 | 0 | 775.332 | 0
25.09. | 19 | 6555.332 |  | 5780 | 0 | 0 | 775.332 | 0
25.09. | 20 | 6555.332 |  | 5780 | 0 | 0 | 775.332 | 0
25.09. | 21 | 6555.332 |  | 5780 | 0 | 0 | 775.332 | 0
25.09. | 22 | 6555.332 |  | 5780 | 0 | 0 | 775.332 | 0
25.09. | 23 | 6555.332 |  | 5780 | 0 | 0 | 775.332 | 0
25.09. | 24 | 6555.332 |  | 5780 | 0 | 0 | 775.332 | 0
26.09. | 1 | 6555.332 |  | 5780 | 0 | 0 | 775.332 | 0
26.09. | 2 | 6555.332 |  | 5780 | 0 | 0 | 775.332 | 0
26.09. | 3 | 6555.332 |  | 5780 | 0 | 0 | 775.332 | 0
26.09. | 4 | 6555.332 |  | 5780 | 0 | 0 | 775.332 | 0
26.09. | 5 | 6555.332 |  | 5780 | 0 | 0 | 775.332 | 0
26.09. | 6 | 6555.332 |  | 5780 | 0 | 0 | 775.332 | 0
26.09. | 7 | 6555.332 |  | 5780 | 0 | 0 | 775.332 | 0
26.09. | 8 | 6555.332 |  | 5780 | 0 | 0 | 775.332 | 0
26.09. | 9 | 6555.332 |  | 5780 | 0 | 0 | 775.332 | 0
26.09. | 10 | 6555.332 |  | 5780 | 0 | 0 | 775.332 | 0
26.09. | 11 | 6555.332 |  | 5780 | 0 | 0 | 775.332 | 0
26.09. | 12 | 6555.332 |  | 5780 | 0 | 0 | 775.332 | 0
26.09. | 13 | 6555.332 |  | 5780 | 0 | 0 | 775.332 | 0
26.09. | 14 | 6555.332 |  | 5780 | 0 | 0 | 775.332 | 0
26.09. | 15 | 6555.332 |  | 5780 | 0 | 0 | 775.332 | 0
26.09. | 16 | 6555.332 |  | 5780 | 0 | 0 | 775.332 | 0
26.09. | 17 | 6555.332 |  | 5780 | 0 | 0 | 775.332 | 0
26.09. | 18 | 6555.332 |  | 5780 | 0 | 0 | 775.332 | 0
26.09. | 19 | 6555.332 |  | 5780 | 0 | 0 | 775.332 | 0
26.09. | 20 | 6555.332 |  | 5780 | 0 | 0 | 775.332 | 0
26.09. | 21 | 6555.332 |  | 5780 | 0 | 0 | 775.332 | 0
26.09. | 22 | 6555.332 |  | 5780 | 0 | 0 | 775.332 | 0
26.09. | 23 | 6555.332 |  | 5780 | 0 | 0 | 775.332 | 0
26.09. | 24 | 6555.332 |  | 5780 | 0 | 0 | 775.332 | 0
27.09. | 1 | 6555.332 |  | 5780 | 0 | 0 | 775.332 | 0
27.09. | 2 | 6555.332 |  | 5780 | 0 | 0 | 775.332 | 0
27.09. | 3 | 6555.332 |  | 5780 | 0 | 0 | 775.332 | 0
27.09. | 4 | 6555.332 |  | 5780 | 0 | 0 | 775.332 | 0
27.09. | 5 | 6555.332 |  | 5780 | 0 | 0 | 775.332 | 0
27.09. | 6 | 6555.332 |  | 5780 | 0 | 0 | 775.332 | 0
27.09. | 7 | 6555.332 |  | 5780 | 0 | 0 | 775.332 | 0
27.09. | 8 | 6555.332 |  | 5780 | 0 | 0 | 775.332 | 0
27.09. | 9 | 6555.332 |  | 5780 | 0 | 0 | 775.332 | 0
27.09. | 10 | 6555.332 |  | 5780 | 0 | 0 | 775.332 | 0
27.09. | 11 | 6555.332 |  | 5780 | 0 | 0 | 775.332 | 0
27.09. | 12 | 6555.332 |  | 5780 | 0 | 0 | 775.332 | 0
27.09. | 13 | 6555.332 |  | 5780 | 0 | 0 | 775.332 | 0
27.09. | 14 | 6555.332 |  | 5780 | 0 | 0 | 775.332 | 0
27.09. | 15 | 6555.332 |  | 5780 | 0 | 0 | 775.332 | 0
27.09. | 16 | 6555.332 |  | 5780 | 0 | 0 | 775.332 | 0
27.09. | 17 | 6555.332 |  | 5780 | 0 | 0 | 775.332 | 0
27.09. | 18 | 6555.332 |  | 5780 | 0 | 0 | 775.332 | 0
27.09. | 19 | 6555.332 |  | 5780 | 0 | 0 | 775.332 | 0
27.09. | 20 | 6555.332 |  | 5780 | 0 | 0 | 775.332 | 0
27.09. | 21 | 6555.332 |  | 5780 | 0 | 0 | 775.332 | 0
27.09. | 22 | 6555.332 |  | 5780 | 0 | 0 | 775.332 | 0
27.09. | 23 | 6555.332 |  | 5780 | 0 | 0 | 775.332 | 0
27.09. | 24 | 6555.332 |  | 5780 | 0 | 0 | 775.332 | 0
28.09. | 1 | 6555.332 |  | 5780 | 0 | 0 | 775.332 | 0
28.09. | 2 | 6555.332 |  | 5780 | 0 | 0 | 775.332 | 0
28.09. | 3 | 6555.332 |  | 5780 | 0 | 0 | 775.332 | 0
28.09. | 4 | 6555.332 |  | 5780 | 0 | 0 | 775.332 | 0
28.09. | 5 | 6555.332 |  | 5780 | 0 | 0 | 775.332 | 0
28.09. | 6 | 6555.332 |  | 5780 | 0 | 0 | 775.332 | 0
28.09. | 7 | 6555.332 |  | 5780 | 0 | 0 | 775.332 | 0
28.09. | 8 | 6555.332 |  | 5780 | 0 | 0 | 775.332 | 0
28.09. | 9 | 6555.332 |  | 5780 | 0 | 0 | 775.332 | 0
28.09. | 10 | 6555.332 |  | 5780 | 0 | 0 | 775.332 | 0
28.09. | 11 | 6555.332 |  | 5780 | 0 | 0 | 775.332 | 0
28.09. | 12 | 6555.332 |  | 5780 | 0 | 0 | 775.332 | 0
28.09. | 13 | 6555.332 |  | 5780 | 0 | 0 | 775.332 | 0
28.09. | 14 | 6555.332 |  | 5780 | 0 | 0 | 775.332 | 0
28.09. | 15 | 6555.332 |  | 5780 | 0 | 0 | 775.332 | 0
28.09. | 16 | 6555.332 |  | 5780 | 0 | 0 | 775.332 | 0
28.09. | 17 | 6555.332 |  | 5780 | 0 | 0 | 775.332 | 0
28.09. | 18 | 6555.332 |  | 5780 | 0 | 0 | 775.332 | 0
28.09. | 19 | 6555.332 |  | 5780 | 0 | 0 | 775.332 | 0
28.09. | 20 | 6555.332 |  | 5780 | 0 | 0 | 775.332 | 0
28.09. | 21 | 6555.332 |  | 5780 | 0 | 0 | 775.332 | 0
28.09. | 22 | 6555.332 |  | 5780 | 0 | 0 | 775.332 | 0
28.09. | 23 | 6555.332 |  | 5780 | 0 | 0 | 775.332 | 0
28.09. | 24 | 6555.332 |  | 5780 | 0 | 0 | 775.332 | 0
29.09. | 1 | 6555.332 |  | 5780 | 0 | 0 | 775.332 | 0
29.09. | 2 | 6555.332 |  | 5780 | 0 | 0 | 775.332 | 0
29.09. | 3 | 6555.332 |  | 5780 | 0 | 0 | 775.332 | 0
29.09. | 4 | 6555.332 |  | 5780 | 0 | 0 | 775.332 | 0
29.09. | 5 | 6555.332 |  | 5780 | 0 | 0 | 775.332 | 0
29.09. | 6 | 6555.332 |  | 5780 | 0 | 0 | 775.332 | 0
29.09. | 7 | 6555.332 |  | 5780 | 0 | 0 | 775.332 | 0
29.09. | 8 | 6555.332 |  | 5780 | 0 | 0 | 775.332 | 0
29.09. | 9 | 6555.332 |  | 5780 | 0 | 0 | 775.332 | 0
29.09. | 10 | 6555.332 |  | 5780 | 0 | 0 | 775.332 | 0
29.09. | 11 | 6555.332 |  | 5780 | 0 | 0 | 775.332 | 0
29.09. | 12 | 6555.332 |  | 5780 | 0 | 0 | 775.332 | 0
29.09. | 13 | 6555.332 |  | 5780 | 0 | 0 | 775.332 | 0
29.09. | 14 | 6555.332 |  | 5780 | 0 | 0 | 775.332 | 0
29.09. | 15 | 6555.332 |  | 5780 | 0 | 0 | 775.332 | 0
29.09. | 16 | 6555.332 |  | 5780 | 0 | 0 | 775.332 | 0
29.09. | 17 | 6555.332 |  | 5780 | 0 | 0 | 775.332 | 0
29.09. | 18 | 6555.332 |  | 5780 | 0 | 0 | 775.332 | 0
29.09. | 19 | 6555.332 |  | 5780 | 0 | 0 | 775.332 | 0
29.09. | 20 | 6555.332 |  | 5780 | 0 | 0 | 775.332 | 0
29.09. | 21 | 6555.332 |  | 5780 | 0 | 0 | 775.332 | 0
29.09. | 22 | 6555.332 |  | 5780 | 0 | 0 | 775.332 | 0
29.09. | 23 | 6555.332 |  | 5780 | 0 | 0 | 775.332 | 0
29.09. | 24 | 6555.332 |  | 5780 | 0 | 0 | 775.332 | 0
30.09. | 1 | 6555.332 |  | 5780 | 0 | 0 | 775.332 | 0
30.09. | 2 | 6555.332 |  | 5780 | 0 | 0 | 775.332 | 0
30.09. | 3 | 6555.332 |  | 5780 | 0 | 0 | 775.332 | 0
30.09. | 4 | 6555.332 |  | 5780 | 0 | 0 | 775.332 | 0
30.09. | 5 | 6555.332 |  | 5780 | 0 | 0 | 775.332 | 0
30.09. | 6 | 6555.332 |  | 5780 | 0 | 0 | 775.332 | 0
30.09. | 7 | 6555.332 |  | 5780 | 0 | 0 | 775.332 | 0
30.09. | 8 | 6555.332 |  | 5780 | 0 | 0 | 775.332 | 0
30.09. | 9 | 6555.332 |  | 5780 | 0 | 0 | 775.332 | 0
30.09. | 10 | 6555.332 |  | 5780 | 0 | 0 | 775.332 | 0
30.09. | 11 | 6555.332 |  | 5780 | 0 | 0 | 775.332 | 0
30.09. | 12 | 6555.332 |  | 5780 | 0 | 0 | 775.332 | 0
30.09. | 13 | 6555.332 |  | 5780 | 0 | 0 | 775.332 | 0
30.09. | 14 | 6555.332 |  | 5780 | 0 | 0 | 775.332 | 0
30.09. | 15 | 6555.332 |  | 5780 | 0 | 0 | 775.332 | 0
30.09. | 16 | 6555.332 |  | 5780 | 0 | 0 | 775.332 | 0
30.09. | 17 | 6555.332 |  | 5780 | 0 | 0 | 775.332 | 0
30.09. | 18 | 6555.332 |  | 5780 | 0 | 0 | 775.332 | 0
30.09. | 19 | 6555.332 |  | 5780 | 0 | 0 | 775.332 | 0
30.09. | 20 | 6555.332 |  | 5780 | 0 | 0 | 775.332 | 0
30.09. | 21 | 6555.332 |  | 5780 | 0 | 0 | 775.332 | 0
30.09. | 22 | 6555.332 |  | 5780 | 0 | 0 | 775.332 | 0
30.09. | 23 | 6555.332 |  | 5780 | 0 | 0 | 775.332 | 0
30.09. | 24 | 6555.332 |  | 5780 | 0 | 0 | 775.332 | 0
01.10. | 1 | 6555.332 |  | 5780 | 0 | 0 | 775.332 | 0
01.10. | 2 | 6555.332 |  | 5780 | 0 | 0 | 775.332 | 0
01.10. | 3 | 6555.332 |  | 5780 | 0 | 0 | 775.332 | 0
01.10. | 4 | 6555.332 |  | 5780 | 0 | 0 | 775.332 | 0
01.10. | 5 | 6555.332 |  | 5780 | 0 | 0 | 775.332 | 0
01.10. | 6 | 6555.332 |  | 5780 | 0 | 0 | 775.332 | 0
01.10. | 7 | 6555.332 |  | 5780 | 0 | 0 | 775.332 | 0
01.10. | 8 | 6555.332 |  | 5780 | 0 | 0 | 775.332 | 0
01.10. | 9 | 6555.332 |  | 5780 | 0 | 0 | 775.332 | 0
01.10. | 10 | 6555.332 |  | 5780 | 0 | 0 | 775.332 | 0
01.10. | 11 | 6555.332 |  | 5780 | 0 | 0 | 775.332 | 0
01.10. | 12 | 6555.332 |  | 5780 | 0 | 0 | 775.332 | 0
01.10. | 13 | 6555.332 |  | 5780 | 0 | 0 | 775.332 | 0
01.10. | 14 | 6555.332 |  | 5780 | 0 | 0 | 775.332 | 0
01.10. | 15 | 6555.332 |  | 5780 | 0 | 0 | 775.332 | 0
01.10. | 16 | 6555.332 |  | 5780 | 0 | 0 | 775.332 | 0
01.10. | 17 | 6555.332 |  | 5780 | 0 | 0 | 775.332 | 0
01.10. | 18 | 6555.332 |  | 5780 | 0 | 0 | 775.332 | 0
01.10. | 19 | 6555.332 |  | 5780 | 0 | 0 | 775.332 | 0
01.10. | 20 | 6555.332 |  | 5780 | 0 | 0 | 775.332 | 0
01.10. | 21 | 6555.332 |  | 5780 | 0 | 0 | 775.332 | 0
01.10. | 22 | 6555.332 |  | 5780 | 0 | 0 | 775.332 | 0
01.10. | 23 | 6555.332 |  | 5780 | 0 | 0 | 775.332 | 0
01.10. | 24 | 6555.332 |  | 5780 | 0 | 0 | 775.332 | 0
02.10. | 1 | 6555.332 |  | 5780 | 0 | 0 | 775.332 | 0
02.10. | 2 | 6555.332 |  | 5780 | 0 | 0 | 775.332 | 0
02.10. | 3 | 6555.332 |  | 5780 | 0 | 0 | 775.332 | 0
02.10. | 4 | 6555.332 |  | 5780 | 0 | 0 | 775.332 | 0
02.10. | 5 | 6555.332 |  | 5780 | 0 | 0 | 775.332 | 0
02.10. | 6 | 6555.332 |  | 5780 | 0 | 0 | 775.332 | 0
02.10. | 7 | 6555.332 |  | 5780 | 0 | 0 | 775.332 | 0
02.10. | 8 | 6555.332 |  | 5780 | 0 | 0 | 775.332 | 0
02.10. | 9 | 6555.332 |  | 5780 | 0 | 0 | 775.332 | 0
02.10. | 10 | 6555.332 |  | 5780 | 0 | 0 | 775.332 | 0
02.10. | 11 | 6555.332 |  | 5780 | 0 | 0 | 775.332 | 0
02.10. | 12 | 6555.332 |  | 5780 | 0 | 0 | 775.332 | 0
02.10. | 13 | 6555.332 |  | 5780 | 0 | 0 | 775.332 | 0
02.10. | 14 | 6555.332 |  | 5780 | 0 | 0 | 775.332 | 0
02.10. | 15 | 6555.332 |  | 5780 | 0 | 0 | 775.332 | 0
02.10. | 16 | 6555.332 |  | 5780 | 0 | 0 | 775.332 | 0
02.10. | 17 | 6555.332 |  | 5780 | 0 | 0 | 775.332 | 0
02.10. | 18 | 6555.332 |  | 5780 | 0 | 0 | 775.332 | 0
02.10. | 19 | 6555.332 |  | 5780 | 0 | 0 | 775.332 | 0
02.10. | 20 | 6555.332 |  | 5780 | 0 | 0 | 775.332 | 0
02.10. | 21 | 6555.332 |  | 5780 | 0 | 0 | 775.332 | 0
02.10. | 22 | 6555.332 |  | 5780 | 0 | 0 | 775.332 | 0
02.10. | 23 | 6555.332 |  | 5780 | 0 | 0 | 775.332 | 0
02.10. | 24 | 6555.332 |  | 5780 | 0 | 0 | 775.332 | 0
03.10. | 1 | 6555.332 |  | 5780 | 0 | 0 | 775.332 | 0
03.10. | 2 | 6555.332 |  | 5780 | 0 | 0 | 775.332 | 0
03.10. | 3 | 6555.332 |  | 5780 | 0 | 0 | 775.332 | 0
03.10. | 4 | 6555.332 |  | 5780 | 0 | 0 | 775.332 | 0
03.10. | 5 | 6555.332 |  | 5780 | 0 | 0 | 775.332 | 0
03.10. | 6 | 6555.332 |  | 5780 | 0 | 0 | 775.332 | 0
03.10. | 7 | 6555.332 |  | 5780 | 0 | 0 | 775.332 | 0
03.10. | 8 | 6555.332 |  | 5780 | 0 | 0 | 775.332 | 0
03.10. | 9 | 6555.332 |  | 5780 | 0 | 0 | 775.332 | 0
03.10. | 10 | 6555.332 |  | 5780 | 0 | 0 | 775.332 | 0
03.10. | 11 | 6555.332 |  | 5780 | 0 | 0 | 775.332 | 0
03.10. | 12 | 6555.332 |  | 5780 | 0 | 0 | 775.332 | 0
03.10. | 13 | 6555.332 |  | 5780 | 0 | 0 | 775.332 | 0
03.10. | 14 | 6555.332 |  | 5780 | 0 | 0 | 775.332 | 0
03.10. | 15 | 6555.332 |  | 5780 | 0 | 0 | 775.332 | 0
03.10. | 16 | 6555.332 |  | 5780 | 0 | 0 | 775.332 | 0
03.10. | 17 | 6555.332 |  | 5780 | 0 | 0 | 775.332 | 0
03.10. | 18 | 6555.332 |  | 5780 | 0 | 0 | 775.332 | 0
03.10. | 19 | 6555.332 |  | 5780 | 0 | 0 | 775.332 | 0
03.10. | 20 | 6555.332 |  | 5780 | 0 | 0 | 775.332 | 0
03.10. | 21 | 6555.332 |  | 5780 | 0 | 0 | 775.332 | 0
03.10. | 22 | 6555.332 |  | 5780 | 0 | 0 | 775.332 | 0
03.10. | 23 | 6555.332 |  | 5780 | 0 | 0 | 775.332 | 0
03.10. | 24 | 6555.332 |  | 5780 | 0 | 0 | 775.332 | 0
04.10. | 1 | 6555.332 |  | 5780 | 0 | 0 | 775.332 | 0
04.10. | 2 | 6555.332 |  | 5780 | 0 | 0 | 775.332 | 0
04.10. | 3 | 6555.332 |  | 5780 | 0 | 0 | 775.332 | 0
04.10. | 4 | 6555.332 |  | 5780 | 0 | 0 | 775.332 | 0
04.10. | 5 | 6555.332 |  | 5780 | 0 | 0 | 775.332 | 0
04.10. | 6 | 6555.332 |  | 5780 | 0 | 0 | 775.332 | 0
04.10. | 7 | 6555.332 |  | 5780 | 0 | 0 | 775.332 | 0
04.10. | 8 | 6555.332 |  | 5780 | 0 | 0 | 775.332 | 0
04.10. | 9 | 6555.332 |  | 5780 | 0 | 0 | 775.332 | 0
04.10. | 10 | 6555.332 |  | 5780 | 0 | 0 | 775.332 | 0
04.10. | 11 | 6555.332 |  | 5780 | 0 | 0 | 775.332 | 0
04.10. | 12 | 6555.332 |  | 5780 | 0 | 0 | 775.332 | 0
04.10. | 13 | 6555.332 |  | 5780 | 0 | 0 | 775.332 | 0
04.10. | 14 | 6555.332 |  | 5780 | 0 | 0 | 775.332 | 0
04.10. | 15 | 6555.332 |  | 5780 | 0 | 0 | 775.332 | 0
04.10. | 16 | 6555.332 |  | 5780 | 0 | 0 | 775.332 | 0
04.10. | 17 | 6555.332 |  | 5780 | 0 | 0 | 775.332 | 0
04.10. | 18 | 6555.332 |  | 5780 | 0 | 0 | 775.332 | 0
04.10. | 19 | 6555.332 |  | 5780 | 0 | 0 | 775.332 | 0
04.10. | 20 | 6555.332 |  | 5780 | 0 | 0 | 775.332 | 0
04.10. | 21 | 6555.332 |  | 5780 | 0 | 0 | 775.332 | 0
04.10. | 22 | 6555.332 |  | 5780 | 0 | 0 | 775.332 | 0
04.10. | 23 | 6555.332 |  | 5780 | 0 | 0 | 775.332 | 0
04.10. | 24 | 6555.332 |  | 5780 | 0 | 0 | 775.332 | 0
05.10. | 1 | 6555.332 |  | 5780 | 0 | 0 | 775.332 | 0
05.10. | 2 | 6555.332 |  | 5780 | 0 | 0 | 775.332 | 0
05.10. | 3 | 6555.332 |  | 5780 | 0 | 0 | 775.332 | 0
05.10. | 4 | 6555.332 |  | 5780 | 0 | 0 | 775.332 | 0
05.10. | 5 | 6555.332 |  | 5780 | 0 | 0 | 775.332 | 0
05.10. | 6 | 6555.332 |  | 5780 | 0 | 0 | 775.332 | 0
05.10. | 7 | 6555.332 |  | 5780 | 0 | 0 | 775.332 | 0
05.10. | 8 | 6555.332 |  | 5780 | 0 | 0 | 775.332 | 0
05.10. | 9 | 6555.332 |  | 5780 | 0 | 0 | 775.332 | 0
05.10. | 10 | 6555.332 |  | 5780 | 0 | 0 | 775.332 | 0
05.10. | 11 | 6555.332 |  | 5780 | 0 | 0 | 775.332 | 0
05.10. | 12 | 6555.332 |  | 5780 | 0 | 0 | 775.332 | 0
05.10. | 13 | 6555.332 |  | 5780 | 0 | 0 | 775.332 | 0
05.10. | 14 | 6555.332 |  | 5780 | 0 | 0 | 775.332 | 0
05.10. | 15 | 6555.332 |  | 5780 | 0 | 0 | 775.332 | 0
05.10. | 16 | 6555.332 |  | 5780 | 0 | 0 | 775.332 | 0
05.10. | 17 | 6555.332 |  | 5780 | 0 | 0 | 775.332 | 0
05.10. | 18 | 6555.332 |  | 5780 | 0 | 0 | 775.332 | 0
05.10. | 19 | 6555.332 |  | 5780 | 0 | 0 | 775.332 | 0
05.10. | 20 | 6555.332 |  | 5780 | 0 | 0 | 775.332 | 0
05.10. | 21 | 6555.332 |  | 5780 | 0 | 0 | 775.332 | 0
05.10. | 22 | 6555.332 |  | 5780 | 0 | 0 | 775.332 | 0
05.10. | 23 | 6555.332 |  | 5780 | 0 | 0 | 775.332 | 0
05.10. | 24 | 6555.332 |  | 5780 | 0 | 0 | 775.332 | 0
06.10. | 1 | 6555.332 |  | 5780 | 0 | 0 | 775.332 | 0
06.10. | 2 | 6555.332 |  | 5780 | 0 | 0 | 775.332 | 0
06.10. | 3 | 6555.332 |  | 5780 | 0 | 0 | 775.332 | 0
06.10. | 4 | 6555.332 |  | 5780 | 0 | 0 | 775.332 | 0
06.10. | 5 | 6555.332 |  | 5780 | 0 | 0 | 775.332 | 0
06.10. | 6 | 6555.332 |  | 5780 | 0 | 0 | 775.332 | 0
06.10. | 7 | 6555.332 |  | 5780 | 0 | 0 | 775.332 | 0
06.10. | 8 | 6555.332 |  | 5780 | 0 | 0 | 775.332 | 0
06.10. | 9 | 6555.332 |  | 5780 | 0 | 0 | 775.332 | 0
06.10. | 10 | 6555.332 |  | 5780 | 0 | 0 | 775.332 | 0
06.10. | 11 | 6555.332 |  | 5780 | 0 | 0 | 775.332 | 0
06.10. | 12 | 6555.332 |  | 5780 | 0 | 0 | 775.332 | 0
06.10. | 13 | 6555.332 |  | 5780 | 0 | 0 | 775.332 | 0
06.10. | 14 | 6555.332 |  | 5780 | 0 | 0 | 775.332 | 0
06.10. | 15 | 6555.332 |  | 5780 | 0 | 0 | 775.332 | 0
06.10. | 16 | 6555.332 |  | 5780 | 0 | 0 | 775.332 | 0
06.10. | 17 | 6555.332 |  | 5780 | 0 | 0 | 775.332 | 0
06.10. | 18 | 6555.332 |  | 5780 | 0 | 0 | 775.332 | 0
06.10. | 19 | 6555.332 |  | 5780 | 0 | 0 | 775.332 | 0
06.10. | 20 | 6555.332 |  | 5780 | 0 | 0 | 775.332 | 0
06.10. | 21 | 6555.332 |  | 5780 | 0 | 0 | 775.332 | 0
06.10. | 22 | 6555.332 |  | 5780 | 0 | 0 | 775.332 | 0
06.10. | 23 | 6555.332 |  | 5780 | 0 | 0 | 775.332 | 0
06.10. | 24 | 6555.332 |  | 5780 | 0 | 0 | 775.332 | 0
07.10. | 1 | 6555.332 |  | 5780 | 0 | 0 | 775.332 | 0
07.10. | 2 | 6555.332 |  | 5780 | 0 | 0 | 775.332 | 0
07.10. | 3 | 6555.332 |  | 5780 | 0 | 0 | 775.332 | 0
07.10. | 4 | 6555.332 |  | 5780 | 0 | 0 | 775.332 | 0
07.10. | 5 | 6555.332 |  | 5780 | 0 | 0 | 775.332 | 0
07.10. | 6 | 6555.332 |  | 5780 | 0 | 0 | 775.332 | 0
07.10. | 7 | 6555.332 |  | 5780 | 0 | 0 | 775.332 | 0
07.10. | 8 | 6555.332 |  | 5780 | 0 | 0 | 775.332 | 0
07.10. | 9 | 6555.332 |  | 5780 | 0 | 0 | 775.332 | 0
07.10. | 10 | 6555.332 |  | 5780 | 0 | 0 | 775.332 | 0
07.10. | 11 | 6555.332 |  | 5780 | 0 | 0 | 775.332 | 0
07.10. | 12 | 6555.332 |  | 5780 | 0 | 0 | 775.332 | 0
07.10. | 13 | 6555.332 |  | 5780 | 0 | 0 | 775.332 | 0
07.10. | 14 | 6555.332 |  | 5780 | 0 | 0 | 775.332 | 0
07.10. | 15 | 6555.332 |  | 5780 | 0 | 0 | 775.332 | 0
07.10. | 16 | 6555.332 |  | 5780 | 0 | 0 | 775.332 | 0
07.10. | 17 | 6555.332 |  | 5780 | 0 | 0 | 775.332 | 0
07.10. | 18 | 6555.332 |  | 5780 | 0 | 0 | 775.332 | 0
07.10. | 19 | 6555.332 |  | 5780 | 0 | 0 | 775.332 | 0
07.10. | 20 | 6555.332 |  | 5780 | 0 | 0 | 775.332 | 0
07.10. | 21 | 6555.332 |  | 5780 | 0 | 0 | 775.332 | 0
07.10. | 22 | 6555.332 |  | 5780 | 0 | 0 | 775.332 | 0
07.10. | 23 | 6555.332 |  | 5780 | 0 | 0 | 775.332 | 0
07.10. | 24 | 6555.332 |  | 5780 | 0 | 0 | 775.332 | 0
08.10. | 1 | 6555.332 |  | 5780 | 0 | 0 | 775.332 | 0
08.10. | 2 | 6555.332 |  | 5780 | 0 | 0 | 775.332 | 0
08.10. | 3 | 6555.332 |  | 5780 | 0 | 0 | 775.332 | 0
08.10. | 4 | 6555.332 |  | 5780 | 0 | 0 | 775.332 | 0
08.10. | 5 | 6555.332 |  | 5780 | 0 | 0 | 775.332 | 0
08.10. | 6 | 6555.332 |  | 5780 | 0 | 0 | 775.332 | 0
08.10. | 7 | 6555.332 |  | 5780 | 0 | 0 | 775.332 | 0
08.10. | 8 | 6555.332 |  | 5780 | 0 | 0 | 775.332 | 0
08.10. | 9 | 6555.332 |  | 5780 | 0 | 0 | 775.332 | 0
08.10. | 10 | 6555.332 |  | 5780 | 0 | 0 | 775.332 | 0
08.10. | 11 | 6555.332 |  | 5780 | 0 | 0 | 775.332 | 0
08.10. | 12 | 6555.332 |  | 5780 | 0 | 0 | 775.332 | 0
08.10. | 13 | 6555.332 |  | 5780 | 0 | 0 | 775.332 | 0
08.10. | 14 | 6555.332 |  | 5780 | 0 | 0 | 775.332 | 0
08.10. | 15 | 6555.332 |  | 5780 | 0 | 0 | 775.332 | 0
08.10. | 16 | 6555.332 |  | 5780 | 0 | 0 | 775.332 | 0
08.10. | 17 | 6555.332 |  | 5780 | 0 | 0 | 775.332 | 0
08.10. | 18 | 6555.332 |  | 5780 | 0 | 0 | 775.332 | 0
08.10. | 19 | 6555.332 |  | 5780 | 0 | 0 | 775.332 | 0
08.10. | 20 | 6555.332 |  | 5780 | 0 | 0 | 775.332 | 0
08.10. | 21 | 6555.332 |  | 5780 | 0 | 0 | 775.332 | 0
08.10. | 22 | 6555.332 |  | 5780 | 0 | 0 | 775.332 | 0
08.10. | 23 | 6555.332 |  | 5780 | 0 | 0 | 775.332 | 0
08.10. | 24 | 6555.332 |  | 5780 | 0 | 0 | 775.332 | 0
09.10. | 1 | 6555.332 |  | 5780 | 0 | 0 | 775.332 | 0
09.10. | 2 | 6555.332 |  | 5780 | 0 | 0 | 775.332 | 0
09.10. | 3 | 6555.332 |  | 5780 | 0 | 0 | 775.332 | 0
09.10. | 4 | 6555.332 |  | 5780 | 0 | 0 | 775.332 | 0
09.10. | 5 | 6555.332 |  | 5780 | 0 | 0 | 775.332 | 0
09.10. | 6 | 6555.332 |  | 5780 | 0 | 0 | 775.332 | 0
09.10. | 7 | 6555.332 |  | 5780 | 0 | 0 | 775.332 | 0
09.10. | 8 | 6555.332 |  | 5780 | 0 | 0 | 775.332 | 0
09.10. | 9 | 6555.332 |  | 5780 | 0 | 0 | 775.332 | 0
09.10. | 10 | 6555.332 |  | 5780 | 0 | 0 | 775.332 | 0
09.10. | 11 | 6555.332 |  | 5780 | 0 | 0 | 775.332 | 0
09.10. | 12 | 6555.332 |  | 5780 | 0 | 0 | 775.332 | 0
09.10. | 13 | 6555.332 |  | 5780 | 0 | 0 | 775.332 | 0
09.10. | 14 | 6555.332 |  | 5780 | 0 | 0 | 775.332 | 0
09.10. | 15 | 6555.332 |  | 5780 | 0 | 0 | 775.332 | 0
09.10. | 16 | 6555.332 |  | 5780 | 0 | 0 | 775.332 | 0
09.10. | 17 | 6555.332 |  | 5780 | 0 | 0 | 775.332 | 0
09.10. | 18 | 6555.332 |  | 5780 | 0 | 0 | 775.332 | 0
09.10. | 19 | 6555.332 |  | 5780 | 0 | 0 | 775.332 | 0
09.10. | 20 | 6555.332 |  | 5780 | 0 | 0 | 775.332 | 0
09.10. | 21 | 6555.332 |  | 5780 | 0 | 0 | 775.332 | 0
09.10. | 22 | 6555.332 |  | 5780 | 0 | 0 | 775.332 | 0
09.10. | 23 | 6555.332 |  | 5780 | 0 | 0 | 775.332 | 0
09.10. | 24 | 6555.332 |  | 5780 | 0 | 0 | 775.332 | 0
10.10. | 1 | 6555.332 |  | 5780 | 0 | 0 | 775.332 | 0
10.10. | 2 | 6555.332 |  | 5780 | 0 | 0 | 775.332 | 0
10.10. | 3 | 6555.332 |  | 5780 | 0 | 0 | 775.332 | 0
10.10. | 4 | 6555.332 |  | 5780 | 0 | 0 | 775.332 | 0
10.10. | 5 | 6555.332 |  | 5780 | 0 | 0 | 775.332 | 0
10.10. | 6 | 6555.332 |  | 5780 | 0 | 0 | 775.332 | 0
10.10. | 7 | 6555.332 |  | 5780 | 0 | 0 | 775.332 | 0
10.10. | 8 | 6555.332 |  | 5780 | 0 | 0 | 775.332 | 0
10.10. | 9 | 6555.332 |  | 5780 | 0 | 0 | 775.332 | 0
10.10. | 10 | 6555.332 |  | 5780 | 0 | 0 | 775.332 | 0
10.10. | 11 | 6555.332 |  | 5780 | 0 | 0 | 775.332 | 0
10.10. | 12 | 6555.332 |  | 5780 | 0 | 0 | 775.332 | 0
10.10. | 13 | 6555.332 |  | 5780 | 0 | 0 | 775.332 | 0
10.10. | 14 | 6555.332 |  | 5780 | 0 | 0 | 775.332 | 0
10.10. | 15 | 6555.332 |  | 5780 | 0 | 0 | 775.332 | 0
10.10. | 16 | 6555.332 |  | 5780 | 0 | 0 | 775.332 | 0
10.10. | 17 | 6555.332 |  | 5780 | 0 | 0 | 775.332 | 0
10.10. | 18 | 6555.332 |  | 5780 | 0 | 0 | 775.332 | 0
10.10. | 19 | 6555.332 |  | 5780 | 0 | 0 | 775.332 | 0
10.10. | 20 | 6555.332 |  | 5780 | 0 | 0 | 775.332 | 0
10.10. | 21 | 6555.332 |  | 5780 | 0 | 0 | 775.332 | 0
10.10. | 22 | 6555.332 |  | 5780 | 0 | 0 | 775.332 | 0
10.10. | 23 | 6555.332 |  | 5780 | 0 | 0 | 775.332 | 0
10.10. | 24 | 6555.332 |  | 5780 | 0 | 0 | 775.332 | 0
11.10. | 1 | 6555.332 |  | 5780 | 0 | 0 | 775.332 | 0
11.10. | 2 | 6555.332 |  | 5780 | 0 | 0 | 775.332 | 0
11.10. | 3 | 6555.332 |  | 5780 | 0 | 0 | 775.332 | 0
11.10. | 4 | 6555.332 |  | 5780 | 0 | 0 | 775.332 | 0
11.10. | 5 | 6555.332 |  | 5780 | 0 | 0 | 775.332 | 0
11.10. | 6 | 6555.332 |  | 5780 | 0 | 0 | 775.332 | 0
11.10. | 7 | 6555.332 |  | 5780 | 0 | 0 | 775.332 | 0
11.10. | 8 | 6555.332 |  | 5780 | 0 | 0 | 775.332 | 0
11.10. | 9 | 6555.332 |  | 5780 | 0 | 0 | 775.332 | 0
11.10. | 10 | 6555.332 |  | 5780 | 0 | 0 | 775.332 | 0
11.10. | 11 | 6555.332 |  | 5780 | 0 | 0 | 775.332 | 0
11.10. | 12 | 6555.332 |  | 5780 | 0 | 0 | 775.332 | 0
11.10. | 13 | 6555.332 |  | 5780 | 0 | 0 | 775.332 | 0
11.10. | 14 | 6555.332 |  | 5780 | 0 | 0 | 775.332 | 0
11.10. | 15 | 6555.332 |  | 5780 | 0 | 0 | 775.332 | 0
11.10. | 16 | 6555.332 |  | 5780 | 0 | 0 | 775.332 | 0
11.10. | 17 | 6555.332 |  | 5780 | 0 | 0 | 775.332 | 0
11.10. | 18 | 6555.332 |  | 5780 | 0 | 0 | 775.332 | 0
11.10. | 19 | 6555.332 |  | 5780 | 0 | 0 | 775.332 | 0
11.10. | 20 | 6555.332 |  | 5780 | 0 | 0 | 775.332 | 0
11.10. | 21 | 6555.332 |  | 5780 | 0 | 0 | 775.332 | 0
11.10. | 22 | 6555.332 |  | 5780 | 0 | 0 | 775.332 | 0
11.10. | 23 | 6555.332 |  | 5780 | 0 | 0 | 775.332 | 0
11.10. | 24 | 6555.332 |  | 5780 | 0 | 0 | 775.332 | 0
12.10. | 1 | 6555.332 |  | 5780 | 0 | 0 | 775.332 | 0
12.10. | 2 | 6555.332 |  | 5780 | 0 | 0 | 775.332 | 0
12.10. | 3 | 6555.332 |  | 5780 | 0 | 0 | 775.332 | 0
12.10. | 4 | 6555.332 |  | 5780 | 0 | 0 | 775.332 | 0
12.10. | 5 | 6555.332 |  | 5780 | 0 | 0 | 775.332 | 0
12.10. | 6 | 6555.332 |  | 5780 | 0 | 0 | 775.332 | 0
12.10. | 7 | 6555.332 |  | 5780 | 0 | 0 | 775.332 | 0
12.10. | 8 | 6555.332 |  | 5780 | 0 | 0 | 775.332 | 0
12.10. | 9 | 6555.332 |  | 5780 | 0 | 0 | 775.332 | 0
12.10. | 10 | 6555.332 |  | 5780 | 0 | 0 | 775.332 | 0
12.10. | 11 | 6555.332 |  | 5780 | 0 | 0 | 775.332 | 0
12.10. | 12 | 6555.332 |  | 5780 | 0 | 0 | 775.332 | 0
12.10. | 13 | 6555.332 |  | 5780 | 0 | 0 | 775.332 | 0
12.10. | 14 | 6555.332 |  | 5780 | 0 | 0 | 775.332 | 0
12.10. | 15 | 6555.332 |  | 5780 | 0 | 0 | 775.332 | 0
12.10. | 16 | 6555.332 |  | 5780 | 0 | 0 | 775.332 | 0
12.10. | 17 | 6555.332 |  | 5780 | 0 | 0 | 775.332 | 0
12.10. | 18 | 6555.332 |  | 5780 | 0 | 0 | 775.332 | 0
12.10. | 19 | 6555.332 |  | 5780 | 0 | 0 | 775.332 | 0
12.10. | 20 | 6555.332 |  | 5780 | 0 | 0 | 775.332 | 0
12.10. | 21 | 6555.332 |  | 5780 | 0 | 0 | 775.332 | 0
12.10. | 22 | 6555.332 |  | 5780 | 0 | 0 | 775.332 | 0
12.10. | 23 | 6555.332 |  | 5780 | 0 | 0 | 775.332 | 0
12.10. | 24 | 6555.332 |  | 5780 | 0 | 0 | 775.332 | 0
13.10. | 1 | 6555.332 |  | 5780 | 0 | 0 | 775.332 | 0
13.10. | 2 | 6555.332 |  | 5780 | 0 | 0 | 775.332 | 0
13.10. | 3 | 6555.332 |  | 5780 | 0 | 0 | 775.332 | 0
13.10. | 4 | 6555.332 |  | 5780 | 0 | 0 | 775.332 | 0
13.10. | 5 | 6555.332 |  | 5780 | 0 | 0 | 775.332 | 0
13.10. | 6 | 6555.332 |  | 5780 | 0 | 0 | 775.332 | 0
13.10. | 7 | 6555.332 |  | 5780 | 0 | 0 | 775.332 | 0
13.10. | 8 | 6555.332 |  | 5780 | 0 | 0 | 775.332 | 0
13.10. | 9 | 6555.332 |  | 5780 | 0 | 0 | 775.332 | 0
13.10. | 10 | 6555.332 |  | 5780 | 0 | 0 | 775.332 | 0
13.10. | 11 | 6555.332 |  | 5780 | 0 | 0 | 775.332 | 0
13.10. | 12 | 6555.332 |  | 5780 | 0 | 0 | 775.332 | 0
13.10. | 13 | 6555.332 |  | 5780 | 0 | 0 | 775.332 | 0
13.10. | 14 | 6555.332 |  | 5780 | 0 | 0 | 775.332 | 0
13.10. | 15 | 6555.332 |  | 5780 | 0 | 0 | 775.332 | 0
13.10. | 16 | 6555.332 |  | 5780 | 0 | 0 | 775.332 | 0
13.10. | 17 | 6555.332 |  | 5780 | 0 | 0 | 775.332 | 0
13.10. | 18 | 6555.332 |  | 5780 | 0 | 0 | 775.332 | 0
13.10. | 19 | 6555.332 |  | 5780 | 0 | 0 | 775.332 | 0
13.10. | 20 | 6555.332 |  | 5780 | 0 | 0 | 775.332 | 0
13.10. | 21 | 6555.332 |  | 5780 | 0 | 0 | 775.332 | 0
13.10. | 22 | 6555.332 |  | 5780 | 0 | 0 | 775.332 | 0
13.10. | 23 | 6555.332 |  | 5780 | 0 | 0 | 775.332 | 0
13.10. | 24 | 6555.332 |  | 5780 | 0 | 0 | 775.332 | 0
14.10. | 1 | 6555.332 |  | 5780 | 0 | 0 | 775.332 | 0
14.10. | 2 | 6555.332 |  | 5780 | 0 | 0 | 775.332 | 0
14.10. | 3 | 6555.332 |  | 5780 | 0 | 0 | 775.332 | 0
14.10. | 4 | 6555.332 |  | 5780 | 0 | 0 | 775.332 | 0
14.10. | 5 | 6555.332 |  | 5780 | 0 | 0 | 775.332 | 0
14.10. | 6 | 6555.332 |  | 5780 | 0 | 0 | 775.332 | 0
14.10. | 7 | 6555.332 |  | 5780 | 0 | 0 | 775.332 | 0
14.10. | 8 | 6555.332 |  | 5780 | 0 | 0 | 775.332 | 0
14.10. | 9 | 6555.332 |  | 5780 | 0 | 0 | 775.332 | 0
14.10. | 10 | 6555.332 |  | 5780 | 0 | 0 | 775.332 | 0
14.10. | 11 | 6555.332 |  | 5780 | 0 | 0 | 775.332 | 0
14.10. | 12 | 6555.332 |  | 5780 | 0 | 0 | 775.332 | 0
14.10. | 13 | 6555.332 |  | 5780 | 0 | 0 | 775.332 | 0
14.10. | 14 | 6555.332 |  | 5780 | 0 | 0 | 775.332 | 0
14.10. | 15 | 6555.332 |  | 5780 | 0 | 0 | 775.332 | 0
14.10. | 16 | 6555.332 |  | 5780 | 0 | 0 | 775.332 | 0
14.10. | 17 | 6555.332 |  | 5780 | 0 | 0 | 775.332 | 0
14.10. | 18 | 6555.332 |  | 5780 | 0 | 0 | 775.332 | 0
14.10. | 19 | 6555.332 |  | 5780 | 0 | 0 | 775.332 | 0
14.10. | 20 | 6555.332 |  | 5780 | 0 | 0 | 775.332 | 0
14.10. | 21 | 6555.332 |  | 5780 | 0 | 0 | 775.332 | 0
14.10. | 22 | 6555.332 |  | 5780 | 0 | 0 | 775.332 | 0
14.10. | 23 | 6555.332 |  | 5780 | 0 | 0 | 775.332 | 0
14.10. | 24 | 6555.332 |  | 5780 | 0 | 0 | 775.332 | 0
15.10. | 1 | 6555.332 |  | 5780 | 0 | 0 | 775.332 | 0
15.10. | 2 | 6555.332 |  | 5780 | 0 | 0 | 775.332 | 0
15.10. | 3 | 6555.332 |  | 5780 | 0 | 0 | 775.332 | 0
15.10. | 4 | 6555.332 |  | 5780 | 0 | 0 | 775.332 | 0
15.10. | 5 | 6555.332 |  | 5780 | 0 | 0 | 775.332 | 0
15.10. | 6 | 6555.332 |  | 5780 | 0 | 0 | 775.332 | 0
15.10. | 7 | 6555.332 |  | 5780 | 0 | 0 | 775.332 | 0
15.10. | 8 | 6555.332 |  | 5780 | 0 | 0 | 775.332 | 0
15.10. | 9 | 6555.332 |  | 5780 | 0 | 0 | 775.332 | 0
15.10. | 10 | 6555.332 |  | 5780 | 0 | 0 | 775.332 | 0
15.10. | 11 | 6555.332 |  | 5780 | 0 | 0 | 775.332 | 0
15.10. | 12 | 6555.332 |  | 5780 | 0 | 0 | 775.332 | 0
15.10. | 13 | 6555.332 |  | 5780 | 0 | 0 | 775.332 | 0
15.10. | 14 | 6555.332 |  | 5780 | 0 | 0 | 775.332 | 0
15.10. | 15 | 6555.332 |  | 5780 | 0 | 0 | 775.332 | 0
15.10. | 16 | 6555.332 |  | 5780 | 0 | 0 | 775.332 | 0
15.10. | 17 | 6555.332 |  | 5780 | 0 | 0 | 775.332 | 0
15.10. | 18 | 6555.332 |  | 5780 | 0 | 0 | 775.332 | 0
15.10. | 19 | 6555.332 |  | 5780 | 0 | 0 | 775.332 | 0
15.10. | 20 | 6555.332 |  | 5780 | 0 | 0 | 775.332 | 0
15.10. | 21 | 6555.332 |  | 5780 | 0 | 0 | 775.332 | 0
15.10. | 22 | 6555.332 |  | 5780 | 0 | 0 | 775.332 | 0
15.10. | 23 | 6555.332 |  | 5780 | 0 | 0 | 775.332 | 0
15.10. | 24 | 6555.332 |  | 5780 | 0 | 0 | 775.332 | 0
16.10. | 1 | 6555.332 |  | 5780 | 0 | 0 | 775.332 | 0
16.10. | 2 | 6555.332 |  | 5780 | 0 | 0 | 775.332 | 0
16.10. | 3 | 6555.332 |  | 5780 | 0 | 0 | 775.332 | 0
16.10. | 4 | 6555.332 |  | 5780 | 0 | 0 | 775.332 | 0
16.10. | 5 | 6555.332 |  | 5780 | 0 | 0 | 775.332 | 0
16.10. | 6 | 6555.332 |  | 5780 | 0 | 0 | 775.332 | 0
16.10. | 7 | 6555.332 |  | 5780 | 0 | 0 | 775.332 | 0
16.10. | 8 | 6555.332 |  | 5780 | 0 | 0 | 775.332 | 0
16.10. | 9 | 6555.332 |  | 5780 | 0 | 0 | 775.332 | 0
16.10. | 10 | 6555.332 |  | 5780 | 0 | 0 | 775.332 | 0
16.10. | 11 | 6555.332 |  | 5780 | 0 | 0 | 775.332 | 0
16.10. | 12 | 6555.332 |  | 5780 | 0 | 0 | 775.332 | 0
16.10. | 13 | 6555.332 |  | 5780 | 0 | 0 | 775.332 | 0
16.10. | 14 | 6555.332 |  | 5780 | 0 | 0 | 775.332 | 0
16.10. | 15 | 6555.332 |  | 5780 | 0 | 0 | 775.332 | 0
16.10. | 16 | 6555.332 |  | 5780 | 0 | 0 | 775.332 | 0
16.10. | 17 | 6555.332 |  | 5780 | 0 | 0 | 775.332 | 0
16.10. | 18 | 6555.332 |  | 5780 | 0 | 0 | 775.332 | 0
16.10. | 19 | 6555.332 |  | 5780 | 0 | 0 | 775.332 | 0
16.10. | 20 | 6555.332 |  | 5780 | 0 | 0 | 775.332 | 0
16.10. | 21 | 6555.332 |  | 5780 | 0 | 0 | 775.332 | 0
16.10. | 22 | 6555.332 |  | 5780 | 0 | 0 | 775.332 | 0
16.10. | 23 | 6555.332 |  | 5780 | 0 | 0 | 775.332 | 0
16.10. | 24 | 6555.332 |  | 5780 | 0 | 0 | 775.332 | 0
17.10. | 1 | 6555.332 |  | 5780 | 0 | 0 | 775.332 | 0
17.10. | 2 | 6555.332 |  | 5780 | 0 | 0 | 775.332 | 0
17.10. | 3 | 6555.332 |  | 5780 | 0 | 0 | 775.332 | 0
17.10. | 4 | 6555.332 |  | 5780 | 0 | 0 | 775.332 | 0
17.10. | 5 | 6555.332 |  | 5780 | 0 | 0 | 775.332 | 0
17.10. | 6 | 6555.332 |  | 5780 | 0 | 0 | 775.332 | 0
17.10. | 7 | 6555.332 |  | 5780 | 0 | 0 | 775.332 | 0
17.10. | 8 | 6555.332 |  | 5780 | 0 | 0 | 775.332 | 0
17.10. | 9 | 6555.332 |  | 5780 | 0 | 0 | 775.332 | 0
17.10. | 10 | 6555.332 |  | 5780 | 0 | 0 | 775.332 | 0
17.10. | 11 | 6555.332 |  | 5780 | 0 | 0 | 775.332 | 0
17.10. | 12 | 6555.332 |  | 5780 | 0 | 0 | 775.332 | 0
17.10. | 13 | 6555.332 |  | 5780 | 0 | 0 | 775.332 | 0
17.10. | 14 | 6555.332 |  | 5780 | 0 | 0 | 775.332 | 0
17.10. | 15 | 6555.332 |  | 5780 | 0 | 0 | 775.332 | 0
17.10. | 16 | 6555.332 |  | 5780 | 0 | 0 | 775.332 | 0
17.10. | 17 | 6555.332 |  | 5780 | 0 | 0 | 775.332 | 0
17.10. | 18 | 6555.332 |  | 5780 | 0 | 0 | 775.332 | 0
17.10. | 19 | 6555.332 |  | 5780 | 0 | 0 | 775.332 | 0
17.10. | 20 | 6555.332 |  | 5780 | 0 | 0 | 775.332 | 0
17.10. | 21 | 6555.332 |  | 5780 | 0 | 0 | 775.332 | 0
17.10. | 22 | 6555.332 |  | 5780 | 0 | 0 | 775.332 | 0
17.10. | 23 | 6555.332 |  | 5780 | 0 | 0 | 775.332 | 0
17.10. | 24 | 6555.332 |  | 5780 | 0 | 0 | 775.332 | 0
18.10. | 1 | 6555.332 |  | 5780 | 0 | 0 | 775.332 | 0
18.10. | 2 | 6555.332 |  | 5780 | 0 | 0 | 775.332 | 0
18.10. | 3 | 6555.332 |  | 5780 | 0 | 0 | 775.332 | 0
18.10. | 4 | 6555.332 |  | 5780 | 0 | 0 | 775.332 | 0
18.10. | 5 | 6555.332 |  | 5780 | 0 | 0 | 775.332 | 0
18.10. | 6 | 6555.332 |  | 5780 | 0 | 0 | 775.332 | 0
18.10. | 7 | 6555.332 |  | 5780 | 0 | 0 | 775.332 | 0
18.10. | 8 | 6555.332 |  | 5780 | 0 | 0 | 775.332 | 0
18.10. | 9 | 6555.332 |  | 5780 | 0 | 0 | 775.332 | 0
18.10. | 10 | 6555.332 |  | 5780 | 0 | 0 | 775.332 | 0
18.10. | 11 | 6555.332 |  | 5780 | 0 | 0 | 775.332 | 0
18.10. | 12 | 6555.332 |  | 5780 | 0 | 0 | 775.332 | 0
18.10. | 13 | 6555.332 |  | 5780 | 0 | 0 | 775.332 | 0
18.10. | 14 | 6555.332 |  | 5780 | 0 | 0 | 775.332 | 0
18.10. | 15 | 6555.332 |  | 5780 | 0 | 0 | 775.332 | 0
18.10. | 16 | 6555.332 |  | 5780 | 0 | 0 | 775.332 | 0
18.10. | 17 | 6555.332 |  | 5780 | 0 | 0 | 775.332 | 0
18.10. | 18 | 6555.332 |  | 5780 | 0 | 0 | 775.332 | 0
18.10. | 19 | 6555.332 |  | 5780 | 0 | 0 | 775.332 | 0
18.10. | 20 | 6555.332 |  | 5780 | 0 | 0 | 775.332 | 0
18.10. | 21 | 6555.332 |  | 5780 | 0 | 0 | 775.332 | 0
18.10. | 22 | 6555.332 |  | 5780 | 0 | 0 | 775.332 | 0
18.10. | 23 | 6555.332 |  | 5780 | 0 | 0 | 775.332 | 0
18.10. | 24 | 6555.332 |  | 5780 | 0 | 0 | 775.332 | 0
19.10. | 1 | 6555.332 |  | 5780 | 0 | 0 | 775.332 | 0
19.10. | 2 | 6555.332 |  | 5780 | 0 | 0 | 775.332 | 0
19.10. | 3 | 6555.332 |  | 5780 | 0 | 0 | 775.332 | 0
19.10. | 4 | 6555.332 |  | 5780 | 0 | 0 | 775.332 | 0
19.10. | 5 | 6555.332 |  | 5780 | 0 | 0 | 775.332 | 0
19.10. | 6 | 6555.332 |  | 5780 | 0 | 0 | 775.332 | 0
19.10. | 7 | 6555.332 |  | 5780 | 0 | 0 | 775.332 | 0
19.10. | 8 | 6555.332 |  | 5780 | 0 | 0 | 775.332 | 0
19.10. | 9 | 6555.332 |  | 5780 | 0 | 0 | 775.332 | 0
19.10. | 10 | 6555.332 |  | 5780 | 0 | 0 | 775.332 | 0
19.10. | 11 | 6555.332 |  | 5780 | 0 | 0 | 775.332 | 0
19.10. | 12 | 6555.332 |  | 5780 | 0 | 0 | 775.332 | 0
19.10. | 13 | 6555.332 |  | 5780 | 0 | 0 | 775.332 | 0
19.10. | 14 | 6555.332 |  | 5780 | 0 | 0 | 775.332 | 0
19.10. | 15 | 6555.332 |  | 5780 | 0 | 0 | 775.332 | 0
19.10. | 16 | 6555.332 |  | 5780 | 0 | 0 | 775.332 | 0
19.10. | 17 | 6555.332 |  | 5780 | 0 | 0 | 775.332 | 0
19.10. | 18 | 6555.332 |  | 5780 | 0 | 0 | 775.332 | 0
19.10. | 19 | 6555.332 |  | 5780 | 0 | 0 | 775.332 | 0
19.10. | 20 | 6555.332 |  | 5780 | 0 | 0 | 775.332 | 0
19.10. | 21 | 6555.332 |  | 5780 | 0 | 0 | 775.332 | 0
19.10. | 22 | 6555.332 |  | 5780 | 0 | 0 | 775.332 | 0
19.10. | 23 | 6555.332 |  | 5780 | 0 | 0 | 775.332 | 0
19.10. | 24 | 6555.332 |  | 5780 | 0 | 0 | 775.332 | 0
20.10. | 1 | 6555.332 |  | 5780 | 0 | 0 | 775.332 | 0
20.10. | 2 | 6555.332 |  | 5780 | 0 | 0 | 775.332 | 0
20.10. | 3 | 6555.332 |  | 5780 | 0 | 0 | 775.332 | 0
20.10. | 4 | 6555.332 |  | 5780 | 0 | 0 | 775.332 | 0
20.10. | 5 | 6555.332 |  | 5780 | 0 | 0 | 775.332 | 0
20.10. | 6 | 6555.332 |  | 5780 | 0 | 0 | 775.332 | 0
20.10. | 7 | 6555.332 |  | 5780 | 0 | 0 | 775.332 | 0
20.10. | 8 | 6555.332 |  | 5780 | 0 | 0 | 775.332 | 0
20.10. | 9 | 6555.332 |  | 5780 | 0 | 0 | 775.332 | 0
20.10. | 10 | 6555.332 |  | 5780 | 0 | 0 | 775.332 | 0
20.10. | 11 | 6555.332 |  | 5780 | 0 | 0 | 775.332 | 0
20.10. | 12 | 6555.332 |  | 5780 | 0 | 0 | 775.332 | 0
20.10. | 13 | 6555.332 |  | 5780 | 0 | 0 | 775.332 | 0
20.10. | 14 | 6555.332 |  | 5780 | 0 | 0 | 775.332 | 0
20.10. | 15 | 6555.332 |  | 5780 | 0 | 0 | 775.332 | 0
20.10. | 16 | 6555.332 |  | 5780 | 0 | 0 | 775.332 | 0
20.10. | 17 | 6555.332 |  | 5780 | 0 | 0 | 775.332 | 0
20.10. | 18 | 6555.332 |  | 5780 | 0 | 0 | 775.332 | 0
20.10. | 19 | 6555.332 |  | 5780 | 0 | 0 | 775.332 | 0
20.10. | 20 | 6555.332 |  | 5780 | 0 | 0 | 775.332 | 0
20.10. | 21 | 6555.332 |  | 5780 | 0 | 0 | 775.332 | 0
20.10. | 22 | 6555.332 |  | 5780 | 0 | 0 | 775.332 | 0
20.10. | 23 | 6555.332 |  | 5780 | 0 | 0 | 775.332 | 0
20.10. | 24 | 6555.332 |  | 5780 | 0 | 0 | 775.332 | 0
21.10. | 1 | 6555.332 |  | 5780 | 0 | 0 | 775.332 | 0
21.10. | 2 | 6555.332 |  | 5780 | 0 | 0 | 775.332 | 0
21.10. | 3 | 6555.332 |  | 5780 | 0 | 0 | 775.332 | 0
21.10. | 4 | 6555.332 |  | 5780 | 0 | 0 | 775.332 | 0
21.10. | 5 | 6555.332 |  | 5780 | 0 | 0 | 775.332 | 0
21.10. | 6 | 6555.332 |  | 5780 | 0 | 0 | 775.332 | 0
21.10. | 7 | 6555.332 |  | 5780 | 0 | 0 | 775.332 | 0
21.10. | 8 | 6555.332 |  | 5780 | 0 | 0 | 775.332 | 0
21.10. | 9 | 6555.332 |  | 5780 | 0 | 0 | 775.332 | 0
21.10. | 10 | 6555.332 |  | 5780 | 0 | 0 | 775.332 | 0
21.10. | 11 | 6555.332 |  | 5780 | 0 | 0 | 775.332 | 0
21.10. | 12 | 6555.332 |  | 5780 | 0 | 0 | 775.332 | 0
21.10. | 13 | 6555.332 |  | 5780 | 0 | 0 | 775.332 | 0
21.10. | 14 | 6555.332 |  | 5780 | 0 | 0 | 775.332 | 0
21.10. | 15 | 6555.332 |  | 5780 | 0 | 0 | 775.332 | 0
21.10. | 16 | 6555.332 |  | 5780 | 0 | 0 | 775.332 | 0
21.10. | 17 | 6555.332 |  | 5780 | 0 | 0 | 775.332 | 0
21.10. | 18 | 6555.332 |  | 5780 | 0 | 0 | 775.332 | 0
21.10. | 19 | 6555.332 |  | 5780 | 0 | 0 | 775.332 | 0
21.10. | 20 | 6555.332 |  | 5780 | 0 | 0 | 775.332 | 0
21.10. | 21 | 6555.332 |  | 5780 | 0 | 0 | 775.332 | 0
21.10. | 22 | 6555.332 |  | 5780 | 0 | 0 | 775.332 | 0
21.10. | 23 | 6555.332 |  | 5780 | 0 | 0 | 775.332 | 0
21.10. | 24 | 6555.332 |  | 5780 | 0 | 0 | 775.332 | 0
22.10. | 1 | 6555.332 |  | 5780 | 0 | 0 | 775.332 | 0
22.10. | 2 | 6555.332 |  | 5780 | 0 | 0 | 775.332 | 0
22.10. | 3 | 6555.332 |  | 5780 | 0 | 0 | 775.332 | 0
22.10. | 4 | 6555.332 |  | 5780 | 0 | 0 | 775.332 | 0
22.10. | 5 | 6555.332 |  | 5780 | 0 | 0 | 775.332 | 0
22.10. | 6 | 6555.332 |  | 5780 | 0 | 0 | 775.332 | 0
22.10. | 7 | 6555.332 |  | 5780 | 0 | 0 | 775.332 | 0
22.10. | 8 | 6555.332 |  | 5780 | 0 | 0 | 775.332 | 0
22.10. | 9 | 6555.332 |  | 5780 | 0 | 0 | 775.332 | 0
22.10. | 10 | 6555.332 |  | 5780 | 0 | 0 | 775.332 | 0
22.10. | 11 | 6555.332 |  | 5780 | 0 | 0 | 775.332 | 0
22.10. | 12 | 6555.332 |  | 5780 | 0 | 0 | 775.332 | 0
22.10. | 13 | 6555.332 |  | 5780 | 0 | 0 | 775.332 | 0
22.10. | 14 | 6555.332 |  | 5780 | 0 | 0 | 775.332 | 0
22.10. | 15 | 6555.332 |  | 5780 | 0 | 0 | 775.332 | 0
22.10. | 16 | 6555.332 |  | 5780 | 0 | 0 | 775.332 | 0
22.10. | 17 | 6555.332 |  | 5780 | 0 | 0 | 775.332 | 0
22.10. | 18 | 6555.332 |  | 5780 | 0 | 0 | 775.332 | 0
22.10. | 19 | 6555.332 |  | 5780 | 0 | 0 | 775.332 | 0
22.10. | 20 | 6555.332 |  | 5780 | 0 | 0 | 775.332 | 0
22.10. | 21 | 6555.332 |  | 5780 | 0 | 0 | 775.332 | 0
22.10. | 22 | 6555.332 |  | 5780 | 0 | 0 | 775.332 | 0
22.10. | 23 | 6555.332 |  | 5780 | 0 | 0 | 775.332 | 0
22.10. | 24 | 6555.332 |  | 5780 | 0 | 0 | 775.332 | 0
23.10. | 1 | 6555.332 |  | 5780 | 0 | 0 | 775.332 | 0
23.10. | 2 | 6555.332 |  | 5780 | 0 | 0 | 775.332 | 0
23.10. | 3 | 6555.332 |  | 5780 | 0 | 0 | 775.332 | 0
23.10. | 4 | 6555.332 |  | 5780 | 0 | 0 | 775.332 | 0
23.10. | 5 | 6555.332 |  | 5780 | 0 | 0 | 775.332 | 0
23.10. | 6 | 6555.332 |  | 5780 | 0 | 0 | 775.332 | 0
23.10. | 7 | 6555.332 |  | 5780 | 0 | 0 | 775.332 | 0
23.10. | 8 | 6555.332 |  | 5780 | 0 | 0 | 775.332 | 0
23.10. | 9 | 6555.332 |  | 5780 | 0 | 0 | 775.332 | 0
23.10. | 10 | 6555.332 |  | 5780 | 0 | 0 | 775.332 | 0
23.10. | 11 | 6555.332 |  | 5780 | 0 | 0 | 775.332 | 0
23.10. | 12 | 6555.332 |  | 5780 | 0 | 0 | 775.332 | 0
23.10. | 13 | 6555.332 |  | 5780 | 0 | 0 | 775.332 | 0
23.10. | 14 | 6555.332 |  | 5780 | 0 | 0 | 775.332 | 0
23.10. | 15 | 6555.332 |  | 5780 | 0 | 0 | 775.332 | 0
23.10. | 16 | 6555.332 |  | 5780 | 0 | 0 | 775.332 | 0
23.10. | 17 | 6555.332 |  | 5780 | 0 | 0 | 775.332 | 0
23.10. | 18 | 6555.332 |  | 5780 | 0 | 0 | 775.332 | 0
23.10. | 19 | 6555.332 |  | 5780 | 0 | 0 | 775.332 | 0
23.10. | 20 | 6555.332 |  | 5780 | 0 | 0 | 775.332 | 0
23.10. | 21 | 6555.332 |  | 5780 | 0 | 0 | 775.332 | 0
23.10. | 22 | 6555.332 |  | 5780 | 0 | 0 | 775.332 | 0
23.10. | 23 | 6555.332 |  | 5780 | 0 | 0 | 775.332 | 0
23.10. | 24 | 6555.332 |  | 5780 | 0 | 0 | 775.332 | 0
24.10. | 1 | 6555.332 |  | 5780 | 0 | 0 | 775.332 | 0
24.10. | 2 | 6555.332 |  | 5780 | 0 | 0 | 775.332 | 0
24.10. | 3 | 6555.332 |  | 5780 | 0 | 0 | 775.332 | 0
24.10. | 4 | 6555.332 |  | 5780 | 0 | 0 | 775.332 | 0
24.10. | 5 | 6555.332 |  | 5780 | 0 | 0 | 775.332 | 0
24.10. | 6 | 6555.332 |  | 5780 | 0 | 0 | 775.332 | 0
24.10. | 7 | 6555.332 |  | 5780 | 0 | 0 | 775.332 | 0
24.10. | 8 | 6555.332 |  | 5780 | 0 | 0 | 775.332 | 0
24.10. | 9 | 6555.332 |  | 5780 | 0 | 0 | 775.332 | 0
24.10. | 10 | 6555.332 |  | 5780 | 0 | 0 | 775.332 | 0
24.10. | 11 | 6555.332 |  | 5780 | 0 | 0 | 775.332 | 0
24.10. | 12 | 6555.332 |  | 5780 | 0 | 0 | 775.332 | 0
24.10. | 13 | 6555.332 |  | 5780 | 0 | 0 | 775.332 | 0
24.10. | 14 | 6555.332 |  | 5780 | 0 | 0 | 775.332 | 0
24.10. | 15 | 6555.332 |  | 5780 | 0 | 0 | 775.332 | 0
24.10. | 16 | 6555.332 |  | 5780 | 0 | 0 | 775.332 | 0
24.10. | 17 | 6555.332 |  | 5780 | 0 | 0 | 775.332 | 0
24.10. | 18 | 6555.332 |  | 5780 | 0 | 0 | 775.332 | 0
24.10. | 19 | 6555.332 |  | 5780 | 0 | 0 | 775.332 | 0
24.10. | 20 | 6555.332 |  | 5780 | 0 | 0 | 775.332 | 0
24.10. | 21 | 6555.332 |  | 5780 | 0 | 0 | 775.332 | 0
24.10. | 22 | 6555.332 |  | 5780 | 0 | 0 | 775.332 | 0
24.10. | 23 | 6555.332 |  | 5780 | 0 | 0 | 775.332 | 0
24.10. | 24 | 6555.332 |  | 5780 | 0 | 0 | 775.332 | 0
25.10. | 1 | 6555.332 |  | 5780 | 0 | 0 | 775.332 | 0
25.10. | 2 | 6555.332 |  | 5780 | 0 | 0 | 775.332 | 0
25.10. | 3 | 6555.332 |  | 5780 | 0 | 0 | 775.332 | 0
25.10. | 4 | 6555.332 |  | 5780 | 0 | 0 | 775.332 | 0
25.10. | 5 | 6555.332 |  | 5780 | 0 | 0 | 775.332 | 0
25.10. | 6 | 6555.332 |  | 5780 | 0 | 0 | 775.332 | 0
25.10. | 7 | 6555.332 |  | 5780 | 0 | 0 | 775.332 | 0
25.10. | 8 | 6555.332 |  | 5780 | 0 | 0 | 775.332 | 0
25.10. | 9 | 6555.332 |  | 5780 | 0 | 0 | 775.332 | 0
25.10. | 10 | 6555.332 |  | 5780 | 0 | 0 | 775.332 | 0
25.10. | 11 | 6555.332 |  | 5780 | 0 | 0 | 775.332 | 0
25.10. | 12 | 6555.332 |  | 5780 | 0 | 0 | 775.332 | 0
25.10. | 13 | 6555.332 |  | 5780 | 0 | 0 | 775.332 | 0
25.10. | 14 | 6555.332 |  | 5780 | 0 | 0 | 775.332 | 0
25.10. | 15 | 6555.332 |  | 5780 | 0 | 0 | 775.332 | 0
25.10. | 16 | 6555.332 |  | 5780 | 0 | 0 | 775.332 | 0
25.10. | 17 | 6555.332 |  | 5780 | 0 | 0 | 775.332 | 0
25.10. | 18 | 6555.332 |  | 5780 | 0 | 0 | 775.332 | 0
25.10. | 19 | 6555.332 |  | 5780 | 0 | 0 | 775.332 | 0
25.10. | 20 | 6555.332 |  | 5780 | 0 | 0 | 775.332 | 0
25.10. | 21 | 6555.332 |  | 5780 | 0 | 0 | 775.332 | 0
25.10. | 22 | 6555.332 |  | 5780 | 0 | 0 | 775.332 | 0
25.10. | 23 | 6555.332 |  | 5780 | 0 | 0 | 775.332 | 0
25.10. | 24 | 6555.332 |  | 5780 | 0 | 0 | 775.332 | 0
26.10. | 1 | 6555.332 |  | 5780 | 0 | 0 | 775.332 | 0
26.10. | 2 | 6555.332 |  | 5780 | 0 | 0 | 775.332 | 0
26.10. | 3 | 6555.332 |  | 5780 | 0 | 0 | 775.332 | 0
26.10. | 4 | 6555.332 |  | 5780 | 0 | 0 | 775.332 | 0
26.10. | 5 | 6555.332 |  | 5780 | 0 | 0 | 775.332 | 0
26.10. | 6 | 6555.332 |  | 5780 | 0 | 0 | 775.332 | 0
26.10. | 7 | 6555.332 |  | 5780 | 0 | 0 | 775.332 | 0
26.10. | 8 | 6555.332 |  | 5780 | 0 | 0 | 775.332 | 0
26.10. | 9 | 6555.332 |  | 5780 | 0 | 0 | 775.332 | 0
26.10. | 10 | 6555.332 |  | 5780 | 0 | 0 | 775.332 | 0
26.10. | 11 | 6555.332 |  | 5780 | 0 | 0 | 775.332 | 0
26.10. | 12 | 6555.332 |  | 5780 | 0 | 0 | 775.332 | 0
26.10. | 13 | 6555.332 |  | 5780 | 0 | 0 | 775.332 | 0
26.10. | 14 | 6555.332 |  | 5780 | 0 | 0 | 775.332 | 0
26.10. | 15 | 6555.332 |  | 5780 | 0 | 0 | 775.332 | 0
26.10. | 16 | 6555.332 |  | 5780 | 0 | 0 | 775.332 | 0
26.10. | 17 | 6555.332 |  | 5780 | 0 | 0 | 775.332 | 0
26.10. | 18 | 6555.332 |  | 5780 | 0 | 0 | 775.332 | 0
26.10. | 19 | 6555.332 |  | 5780 | 0 | 0 | 775.332 | 0
26.10. | 20 | 6555.332 |  | 5780 | 0 | 0 | 775.332 | 0
26.10. | 21 | 6555.332 |  | 5780 | 0 | 0 | 775.332 | 0
26.10. | 22 | 6555.332 |  | 5780 | 0 | 0 | 775.332 | 0
26.10. | 23 | 6555.332 |  | 5780 | 0 | 0 | 775.332 | 0
26.10. | 24 | 6555.332 |  | 5780 | 0 | 0 | 775.332 | 0
27.10. | 1 | 6555.332 |  | 5780 | 0 | 0 | 775.332 | 0
27.10. | 2 | 6555.332 |  | 5780 | 0 | 0 | 775.332 | 0
27.10. | 3 | 6555.332 |  | 5780 | 0 | 0 | 775.332 | 0
27.10. | 4 | 6555.332 |  | 5780 | 0 | 0 | 775.332 | 0
27.10. | 5 | 6555.332 |  | 5780 | 0 | 0 | 775.332 | 0
27.10. | 6 | 6555.332 |  | 5780 | 0 | 0 | 775.332 | 0
27.10. | 7 | 6555.332 |  | 5780 | 0 | 0 | 775.332 | 0
27.10. | 8 | 6555.332 |  | 5780 | 0 | 0 | 775.332 | 0
27.10. | 9 | 6555.332 |  | 5780 | 0 | 0 | 775.332 | 0
27.10. | 10 | 6555.332 |  | 5780 | 0 | 0 | 775.332 | 0
27.10. | 11 | 6555.332 |  | 5780 | 0 | 0 | 775.332 | 0
27.10. | 12 | 6555.332 |  | 5780 | 0 | 0 | 775.332 | 0
27.10. | 13 | 6555.332 |  | 5780 | 0 | 0 | 775.332 | 0
27.10. | 14 | 6555.332 |  | 5780 | 0 | 0 | 775.332 | 0
27.10. | 15 | 6555.332 |  | 5780 | 0 | 0 | 775.332 | 0
27.10. | 16 | 6555.332 |  | 5780 | 0 | 0 | 775.332 | 0
27.10. | 17 | 6555.332 |  | 5780 | 0 | 0 | 775.332 | 0
27.10. | 18 | 6555.332 |  | 5780 | 0 | 0 | 775.332 | 0
27.10. | 19 | 6555.332 |  | 5780 | 0 | 0 | 775.332 | 0
27.10. | 20 | 6555.332 |  | 5780 | 0 | 0 | 775.332 | 0
27.10. | 21 | 6555.332 |  | 5780 | 0 | 0 | 775.332 | 0
27.10. | 22 | 6555.332 |  | 5780 | 0 | 0 | 775.332 | 0
27.10. | 23 | 6555.332 |  | 5780 | 0 | 0 | 775.332 | 0
27.10. | 24 | 6555.332 |  | 5780 | 0 | 0 | 775.332 | 0
28.10. | 1 | 6555.332 |  | 5780 | 0 | 0 | 775.332 | 0
28.10. | 2 | 6555.332 |  | 5780 | 0 | 0 | 775.332 | 0
28.10. | 3 | 6555.332 |  | 5780 | 0 | 0 | 775.332 | 0
28.10. | 4 | 6555.332 |  | 5780 | 0 | 0 | 775.332 | 0
28.10. | 5 | 6555.332 |  | 5780 | 0 | 0 | 775.332 | 0
28.10. | 6 | 6555.332 |  | 5780 | 0 | 0 | 775.332 | 0
28.10. | 7 | 6555.332 |  | 5780 | 0 | 0 | 775.332 | 0
28.10. | 8 | 6555.332 |  | 5780 | 0 | 0 | 775.332 | 0
28.10. | 9 | 6555.332 |  | 5780 | 0 | 0 | 775.332 | 0
28.10. | 10 | 6555.332 |  | 5780 | 0 | 0 | 775.332 | 0
28.10. | 11 | 6555.332 |  | 5780 | 0 | 0 | 775.332 | 0
28.10. | 12 | 6555.332 |  | 5780 | 0 | 0 | 775.332 | 0
28.10. | 13 | 6555.332 |  | 5780 | 0 | 0 | 775.332 | 0
28.10. | 14 | 6555.332 |  | 5780 | 0 | 0 | 775.332 | 0
28.10. | 15 | 6555.332 |  | 5780 | 0 | 0 | 775.332 | 0
28.10. | 16 | 6555.332 |  | 5780 | 0 | 0 | 775.332 | 0
28.10. | 17 | 6555.332 |  | 5780 | 0 | 0 | 775.332 | 0
28.10. | 18 | 6555.332 |  | 5780 | 0 | 0 | 775.332 | 0
28.10. | 19 | 6555.332 |  | 5780 | 0 | 0 | 775.332 | 0
28.10. | 20 | 6555.332 |  | 5780 | 0 | 0 | 775.332 | 0
28.10. | 21 | 6555.332 |  | 5780 | 0 | 0 | 775.332 | 0
28.10. | 22 | 6555.332 |  | 5780 | 0 | 0 | 775.332 | 0
28.10. | 23 | 6555.332 |  | 5780 | 0 | 0 | 775.332 | 0
28.10. | 24 | 6555.332 |  | 5780 | 0 | 0 | 775.332 | 0
29.10. | 1 | 6555.332 |  | 5780 | 0 | 0 | 775.332 | 0
29.10. | 2 | 6555.332 |  | 5780 | 0 | 0 | 775.332 | 0
29.10. | 3 | 6555.332 |  | 5780 | 0 | 0 | 775.332 | 0
29.10. | 4 | 6555.332 |  | 5780 | 0 | 0 | 775.332 | 0
29.10. | 5 | 6555.332 |  | 5780 | 0 | 0 | 775.332 | 0
29.10. | 6 | 6555.332 |  | 5780 | 0 | 0 | 775.332 | 0
29.10. | 7 | 6555.332 |  | 5780 | 0 | 0 | 775.332 | 0
29.10. | 8 | 6555.332 |  | 5780 | 0 | 0 | 775.332 | 0
29.10. | 9 | 6555.332 |  | 5780 | 0 | 0 | 775.332 | 0
29.10. | 10 | 6555.332 |  | 5780 | 0 | 0 | 775.332 | 0
29.10. | 11 | 6555.332 |  | 5780 | 0 | 0 | 775.332 | 0
29.10. | 12 | 6555.332 |  | 5780 | 0 | 0 | 775.332 | 0
29.10. | 13 | 6555.332 |  | 5780 | 0 | 0 | 775.332 | 0
29.10. | 14 | 6555.332 |  | 5780 | 0 | 0 | 775.332 | 0
29.10. | 15 | 6555.332 |  | 5780 | 0 | 0 | 775.332 | 0
29.10. | 16 | 6555.332 |  | 5780 | 0 | 0 | 775.332 | 0
29.10. | 17 | 6555.332 |  | 5780 | 0 | 0 | 775.332 | 0
29.10. | 18 | 6555.332 |  | 5780 | 0 | 0 | 775.332 | 0
29.10. | 19 | 6555.332 |  | 5780 | 0 | 0 | 775.332 | 0
29.10. | 20 | 6555.332 |  | 5780 | 0 | 0 | 775.332 | 0
29.10. | 21 | 6555.332 |  | 5780 | 0 | 0 | 775.332 | 0
29.10. | 22 | 6555.332 |  | 5780 | 0 | 0 | 775.332 | 0
29.10. | 23 | 6555.332 |  | 5780 | 0 | 0 | 775.332 | 0
29.10. | 24 | 6555.332 |  | 5780 | 0 | 0 | 775.332 | 0
30.10. | 1 | 6555.332 |  | 5780 | 0 | 0 | 775.332 | 0
30.10. | 2 | 6555.332 |  | 5780 | 0 | 0 | 775.332 | 0
30.10. | 3 | 6555.332 |  | 5780 | 0 | 0 | 775.332 | 0
30.10. | 4 | 6555.332 |  | 5780 | 0 | 0 | 775.332 | 0
30.10. | 5 | 6555.332 |  | 5780 | 0 | 0 | 775.332 | 0
30.10. | 6 | 6555.332 |  | 5780 | 0 | 0 | 775.332 | 0
30.10. | 7 | 6555.332 |  | 5780 | 0 | 0 | 775.332 | 0
30.10. | 8 | 6555.332 |  | 5780 | 0 | 0 | 775.332 | 0
30.10. | 9 | 6555.332 |  | 5780 | 0 | 0 | 775.332 | 0
30.10. | 10 | 6555.332 |  | 5780 | 0 | 0 | 775.332 | 0
30.10. | 11 | 6555.332 |  | 5780 | 0 | 0 | 775.332 | 0
30.10. | 12 | 6555.332 |  | 5780 | 0 | 0 | 775.332 | 0
30.10. | 13 | 6555.332 |  | 5780 | 0 | 0 | 775.332 | 0
30.10. | 14 | 6555.332 |  | 5780 | 0 | 0 | 775.332 | 0
30.10. | 15 | 6555.332 |  | 5780 | 0 | 0 | 775.332 | 0
30.10. | 16 | 6555.332 |  | 5780 | 0 | 0 | 775.332 | 0
30.10. | 17 | 6555.332 |  | 5780 | 0 | 0 | 775.332 | 0
30.10. | 18 | 6555.332 |  | 5780 | 0 | 0 | 775.332 | 0
30.10. | 19 | 6555.332 |  | 5780 | 0 | 0 | 775.332 | 0
30.10. | 20 | 6555.332 |  | 5780 | 0 | 0 | 775.332 | 0
30.10. | 21 | 6555.332 |  | 5780 | 0 | 0 | 775.332 | 0
30.10. | 22 | 6555.332 |  | 5780 | 0 | 0 | 775.332 | 0
30.10. | 23 | 6555.332 |  | 5780 | 0 | 0 | 775.332 | 0
30.10. | 24 | 6555.332 |  | 5780 | 0 | 0 | 775.332 | 0
31.10. | 1 | 6555.332 |  | 5780 | 0 | 0 | 775.332 | 0
31.10. | 2 | 6555.332 |  | 5780 | 0 | 0 | 775.332 | 0
31.10. | 3 | 6555.332 |  | 5780 | 0 | 0 | 775.332 | 0
31.10. | 4 | 6555.332 |  | 5780 | 0 | 0 | 775.332 | 0
31.10. | 5 | 6555.332 |  | 5780 | 0 | 0 | 775.332 | 0
31.10. | 6 | 6555.332 |  | 5780 | 0 | 0 | 775.332 | 0
31.10. | 7 | 6555.332 |  | 5780 | 0 | 0 | 775.332 | 0
31.10. | 8 | 6555.332 |  | 5780 | 0 | 0 | 775.332 | 0
31.10. | 9 | 6555.332 |  | 5780 | 0 | 0 | 775.332 | 0
31.10. | 10 | 6555.332 |  | 5780 | 0 | 0 | 775.332 | 0
31.10. | 11 | 6555.332 |  | 5780 | 0 | 0 | 775.332 | 0
31.10. | 12 | 6555.332 |  | 5780 | 0 | 0 | 775.332 | 0
31.10. | 13 | 6555.332 |  | 5780 | 0 | 0 | 775.332 | 0
31.10. | 14 | 6555.332 |  | 5780 | 0 | 0 | 775.332 | 0
31.10. | 15 | 6555.332 |  | 5780 | 0 | 0 | 775.332 | 0
31.10. | 16 | 6555.332 |  | 5780 | 0 | 0 | 775.332 | 0
31.10. | 17 | 6555.332 |  | 5780 | 0 | 0 | 775.332 | 0
31.10. | 18 | 6555.332 |  | 5780 | 0 | 0 | 775.332 | 0
31.10. | 19 | 6555.332 |  | 5780 | 0 | 0 | 775.332 | 0
31.10. | 20 | 6555.332 |  | 5780 | 0 | 0 | 775.332 | 0
31.10. | 21 | 6555.332 |  | 5780 | 0 | 0 | 775.332 | 0
31.10. | 22 | 6555.332 |  | 5780 | 0 | 0 | 775.332 | 0
31.10. | 23 | 6555.332 |  | 5780 | 0 | 0 | 775.332 | 0
31.10. | 24 | 6555.332 |  | 5780 | 0 | 0 | 775.332 | 0
01.11. | 1 | 6555.332 |  | 5780 | 0 | 0 | 775.332 | 0
01.11. | 2 | 6555.332 |  | 5780 | 0 | 0 | 775.332 | 0
01.11. | 3 | 6555.332 |  | 5780 | 0 | 0 | 775.332 | 0
01.11. | 4 | 6555.332 |  | 5780 | 0 | 0 | 775.332 | 0
01.11. | 5 | 6555.332 |  | 5780 | 0 | 0 | 775.332 | 0
01.11. | 6 | 6555.332 |  | 5780 | 0 | 0 | 775.332 | 0
01.11. | 7 | 6555.332 |  | 5780 | 0 | 0 | 775.332 | 0
01.11. | 8 | 6555.332 |  | 5780 | 0 | 0 | 775.332 | 0
01.11. | 9 | 6555.332 |  | 5780 | 0 | 0 | 775.332 | 0
01.11. | 10 | 6555.332 |  | 5780 | 0 | 0 | 775.332 | 0
01.11. | 11 | 6555.332 |  | 5780 | 0 | 0 | 775.332 | 0
01.11. | 12 | 6555.332 |  | 5780 | 0 | 0 | 775.332 | 0
01.11. | 13 | 6555.332 |  | 5780 | 0 | 0 | 775.332 | 0
01.11. | 14 | 6555.332 |  | 5780 | 0 | 0 | 775.332 | 0
01.11. | 15 | 6555.332 |  | 5780 | 0 | 0 | 775.332 | 0
01.11. | 16 | 6555.332 |  | 5780 | 0 | 0 | 775.332 | 0
01.11. | 17 | 6555.332 |  | 5780 | 0 | 0 | 775.332 | 0
01.11. | 18 | 6555.332 |  | 5780 | 0 | 0 | 775.332 | 0
01.11. | 19 | 6555.332 |  | 5780 | 0 | 0 | 775.332 | 0
01.11. | 20 | 6555.332 |  | 5780 | 0 | 0 | 775.332 | 0
01.11. | 21 | 6555.332 |  | 5780 | 0 | 0 | 775.332 | 0
01.11. | 22 | 6555.332 |  | 5780 | 0 | 0 | 775.332 | 0
01.11. | 23 | 6555.332 |  | 5780 | 0 | 0 | 775.332 | 0
01.11. | 24 | 6555.332 |  | 5780 | 0 | 0 | 775.332 | 0
02.11. | 1 | 6555.332 |  | 5780 | 0 | 0 | 775.332 | 0
02.11. | 2 | 6555.332 |  | 5780 | 0 | 0 | 775.332 | 0
02.11. | 3 | 6555.332 |  | 5780 | 0 | 0 | 775.332 | 0
02.11. | 4 | 6555.332 |  | 5780 | 0 | 0 | 775.332 | 0
02.11. | 5 | 6555.332 |  | 5780 | 0 | 0 | 775.332 | 0
02.11. | 6 | 6555.332 |  | 5780 | 0 | 0 | 775.332 | 0
02.11. | 7 | 6555.332 |  | 5780 | 0 | 0 | 775.332 | 0
02.11. | 8 | 6555.332 |  | 5780 | 0 | 0 | 775.332 | 0
02.11. | 9 | 6555.332 |  | 5780 | 0 | 0 | 775.332 | 0
02.11. | 10 | 6555.332 |  | 5780 | 0 | 0 | 775.332 | 0
02.11. | 11 | 6555.332 |  | 5780 | 0 | 0 | 775.332 | 0
02.11. | 12 | 6555.332 |  | 5780 | 0 | 0 | 775.332 | 0
02.11. | 13 | 6555.332 |  | 5780 | 0 | 0 | 775.332 | 0
02.11. | 14 | 6555.332 |  | 5780 | 0 | 0 | 775.332 | 0
02.11. | 15 | 6555.332 |  | 5780 | 0 | 0 | 775.332 | 0
02.11. | 16 | 6555.332 |  | 5780 | 0 | 0 | 775.332 | 0
02.11. | 17 | 6555.332 |  | 5780 | 0 | 0 | 775.332 | 0
02.11. | 18 | 6555.332 |  | 5780 | 0 | 0 | 775.332 | 0
02.11. | 19 | 6555.332 |  | 5780 | 0 | 0 | 775.332 | 0
02.11. | 20 | 6555.332 |  | 5780 | 0 | 0 | 775.332 | 0
02.11. | 21 | 6555.332 |  | 5780 | 0 | 0 | 775.332 | 0
02.11. | 22 | 6555.332 |  | 5780 | 0 | 0 | 775.332 | 0
02.11. | 23 | 6555.332 |  | 5780 | 0 | 0 | 775.332 | 0
02.11. | 24 | 6555.332 |  | 5780 | 0 | 0 | 775.332 | 0
03.11. | 1 | 6555.332 |  | 5780 | 0 | 0 | 775.332 | 0
03.11. | 2 | 6555.332 |  | 5780 | 0 | 0 | 775.332 | 0
03.11. | 3 | 6555.332 |  | 5780 | 0 | 0 | 775.332 | 0
03.11. | 4 | 6555.332 |  | 5780 | 0 | 0 | 775.332 | 0
03.11. | 5 | 6555.332 |  | 5780 | 0 | 0 | 775.332 | 0
03.11. | 6 | 6555.332 |  | 5780 | 0 | 0 | 775.332 | 0
03.11. | 7 | 6555.332 |  | 5780 | 0 | 0 | 775.332 | 0
03.11. | 8 | 6555.332 |  | 5780 | 0 | 0 | 775.332 | 0
03.11. | 9 | 6555.332 |  | 5780 | 0 | 0 | 775.332 | 0
03.11. | 10 | 6555.332 |  | 5780 | 0 | 0 | 775.332 | 0
03.11. | 11 | 6555.332 |  | 5780 | 0 | 0 | 775.332 | 0
03.11. | 12 | 6555.332 |  | 5780 | 0 | 0 | 775.332 | 0
03.11. | 13 | 6555.332 |  | 5780 | 0 | 0 | 775.332 | 0
03.11. | 14 | 6555.332 |  | 5780 | 0 | 0 | 775.332 | 0
03.11. | 15 | 6555.332 |  | 5780 | 0 | 0 | 775.332 | 0
03.11. | 16 | 6555.332 |  | 5780 | 0 | 0 | 775.332 | 0
03.11. | 17 | 6555.332 |  | 5780 | 0 | 0 | 775.332 | 0
03.11. | 18 | 6555.332 |  | 5780 | 0 | 0 | 775.332 | 0
03.11. | 19 | 6555.332 |  | 5780 | 0 | 0 | 775.332 | 0
03.11. | 20 | 6555.332 |  | 5780 | 0 | 0 | 775.332 | 0
03.11. | 21 | 6555.332 |  | 5780 | 0 | 0 | 775.332 | 0
03.11. | 22 | 6555.332 |  | 5780 | 0 | 0 | 775.332 | 0
03.11. | 23 | 6555.332 |  | 5780 | 0 | 0 | 775.332 | 0
03.11. | 24 | 6555.332 |  | 5780 | 0 | 0 | 775.332 | 0
04.11. | 1 | 6555.332 |  | 5780 | 0 | 0 | 775.332 | 0
04.11. | 2 | 6555.332 |  | 5780 | 0 | 0 | 775.332 | 0
04.11. | 3 | 6555.332 |  | 5780 | 0 | 0 | 775.332 | 0
04.11. | 4 | 6555.332 |  | 5780 | 0 | 0 | 775.332 | 0
04.11. | 5 | 6555.332 |  | 5780 | 0 | 0 | 775.332 | 0
04.11. | 6 | 6555.332 |  | 5780 | 0 | 0 | 775.332 | 0
04.11. | 7 | 6555.332 |  | 5780 | 0 | 0 | 775.332 | 0
04.11. | 8 | 6555.332 |  | 5780 | 0 | 0 | 775.332 | 0
04.11. | 9 | 6555.332 |  | 5780 | 0 | 0 | 775.332 | 0
04.11. | 10 | 6555.332 |  | 5780 | 0 | 0 | 775.332 | 0
04.11. | 11 | 6555.332 |  | 5780 | 0 | 0 | 775.332 | 0
04.11. | 12 | 6555.332 |  | 5780 | 0 | 0 | 775.332 | 0
04.11. | 13 | 6555.332 |  | 5780 | 0 | 0 | 775.332 | 0
04.11. | 14 | 6555.332 |  | 5780 | 0 | 0 | 775.332 | 0
04.11. | 15 | 6555.332 |  | 5780 | 0 | 0 | 775.332 | 0
04.11. | 16 | 6555.332 |  | 5780 | 0 | 0 | 775.332 | 0
04.11. | 17 | 6555.332 |  | 5780 | 0 | 0 | 775.332 | 0
04.11. | 18 | 6555.332 |  | 5780 | 0 | 0 | 775.332 | 0
04.11. | 19 | 6555.332 |  | 5780 | 0 | 0 | 775.332 | 0
04.11. | 20 | 6555.332 |  | 5780 | 0 | 0 | 775.332 | 0
04.11. | 21 | 6555.332 |  | 5780 | 0 | 0 | 775.332 | 0
04.11. | 22 | 6555.332 |  | 5780 | 0 | 0 | 775.332 | 0
04.11. | 23 | 6555.332 |  | 5780 | 0 | 0 | 775.332 | 0
04.11. | 24 | 6555.332 |  | 5780 | 0 | 0 | 775.332 | 0
05.11. | 1 | 6555.332 |  | 5780 | 0 | 0 | 775.332 | 0
05.11. | 2 | 6555.332 |  | 5780 | 0 | 0 | 775.332 | 0
05.11. | 3 | 6555.332 |  | 5780 | 0 | 0 | 775.332 | 0
05.11. | 4 | 6555.332 |  | 5780 | 0 | 0 | 775.332 | 0
05.11. | 5 | 6555.332 |  | 5780 | 0 | 0 | 775.332 | 0
05.11. | 6 | 6555.332 |  | 5780 | 0 | 0 | 775.332 | 0
05.11. | 7 | 6555.332 |  | 5780 | 0 | 0 | 775.332 | 0
05.11. | 8 | 6555.332 |  | 5780 | 0 | 0 | 775.332 | 0
05.11. | 9 | 6555.332 |  | 5780 | 0 | 0 | 775.332 | 0
05.11. | 10 | 6555.332 |  | 5780 | 0 | 0 | 775.332 | 0
05.11. | 11 | 6555.332 |  | 5780 | 0 | 0 | 775.332 | 0
05.11. | 12 | 6555.332 |  | 5780 | 0 | 0 | 775.332 | 0
05.11. | 13 | 6555.332 |  | 5780 | 0 | 0 | 775.332 | 0
05.11. | 14 | 6555.332 |  | 5780 | 0 | 0 | 775.332 | 0
05.11. | 15 | 6555.332 |  | 5780 | 0 | 0 | 775.332 | 0
05.11. | 16 | 6555.332 |  | 5780 | 0 | 0 | 775.332 | 0
05.11. | 17 | 6555.332 |  | 5780 | 0 | 0 | 775.332 | 0
05.11. | 18 | 6555.332 |  | 5780 | 0 | 0 | 775.332 | 0
05.11. | 19 | 6555.332 |  | 5780 | 0 | 0 | 775.332 | 0
05.11. | 20 | 6555.332 |  | 5780 | 0 | 0 | 775.332 | 0
05.11. | 21 | 6555.332 |  | 5780 | 0 | 0 | 775.332 | 0
05.11. | 22 | 6555.332 |  | 5780 | 0 | 0 | 775.332 | 0
05.11. | 23 | 6555.332 |  | 5780 | 0 | 0 | 775.332 | 0
05.11. | 24 | 6555.332 |  | 5780 | 0 | 0 | 775.332 | 0
06.11. | 1 | 6555.332 |  | 5780 | 0 | 0 | 775.332 | 0
06.11. | 2 | 6555.332 |  | 5780 | 0 | 0 | 775.332 | 0
06.11. | 3 | 6555.332 |  | 5780 | 0 | 0 | 775.332 | 0
06.11. | 4 | 6555.332 |  | 5780 | 0 | 0 | 775.332 | 0
06.11. | 5 | 6555.332 |  | 5780 | 0 | 0 | 775.332 | 0
06.11. | 6 | 6555.332 |  | 5780 | 0 | 0 | 775.332 | 0
06.11. | 7 | 6555.332 |  | 5780 | 0 | 0 | 775.332 | 0
06.11. | 8 | 6555.332 |  | 5780 | 0 | 0 | 775.332 | 0
06.11. | 9 | 6555.332 |  | 5780 | 0 | 0 | 775.332 | 0
06.11. | 10 | 6555.332 |  | 5780 | 0 | 0 | 775.332 | 0
06.11. | 11 | 6555.332 |  | 5780 | 0 | 0 | 775.332 | 0
06.11. | 12 | 6555.332 |  | 5780 | 0 | 0 | 775.332 | 0
06.11. | 13 | 6555.332 |  | 5780 | 0 | 0 | 775.332 | 0
06.11. | 14 | 6555.332 |  | 5780 | 0 | 0 | 775.332 | 0
06.11. | 15 | 6555.332 |  | 5780 | 0 | 0 | 775.332 | 0
06.11. | 16 | 6555.332 |  | 5780 | 0 | 0 | 775.332 | 0
06.11. | 17 | 6555.332 |  | 5780 | 0 | 0 | 775.332 | 0
06.11. | 18 | 6555.332 |  | 5780 | 0 | 0 | 775.332 | 0
06.11. | 19 | 6555.332 |  | 5780 | 0 | 0 | 775.332 | 0
06.11. | 20 | 6555.332 |  | 5780 | 0 | 0 | 775.332 | 0
06.11. | 21 | 6555.332 |  | 5780 | 0 | 0 | 775.332 | 0
06.11. | 22 | 6555.332 |  | 5780 | 0 | 0 | 775.332 | 0
06.11. | 23 | 6555.332 |  | 5780 | 0 | 0 | 775.332 | 0
06.11. | 24 | 6555.332 |  | 5780 | 0 | 0 | 775.332 | 0
07.11. | 1 | 6555.332 |  | 5780 | 0 | 0 | 775.332 | 0
07.11. | 2 | 6555.332 |  | 5780 | 0 | 0 | 775.332 | 0
07.11. | 3 | 6555.332 |  | 5780 | 0 | 0 | 775.332 | 0
07.11. | 4 | 6555.332 |  | 5780 | 0 | 0 | 775.332 | 0
07.11. | 5 | 6555.332 |  | 5780 | 0 | 0 | 775.332 | 0
07.11. | 6 | 6555.332 |  | 5780 | 0 | 0 | 775.332 | 0
07.11. | 7 | 6555.332 |  | 5780 | 0 | 0 | 775.332 | 0
07.11. | 8 | 6555.332 |  | 5780 | 0 | 0 | 775.332 | 0
07.11. | 9 | 6555.332 |  | 5780 | 0 | 0 | 775.332 | 0
07.11. | 10 | 6555.332 |  | 5780 | 0 | 0 | 775.332 | 0
07.11. | 11 | 6555.332 |  | 5780 | 0 | 0 | 775.332 | 0
07.11. | 12 | 6555.332 |  | 5780 | 0 | 0 | 775.332 | 0
07.11. | 13 | 6555.332 |  | 5780 | 0 | 0 | 775.332 | 0
07.11. | 14 | 6555.332 |  | 5780 | 0 | 0 | 775.332 | 0
07.11. | 15 | 6555.332 |  | 5780 | 0 | 0 | 775.332 | 0
07.11. | 16 | 6555.332 |  | 5780 | 0 | 0 | 775.332 | 0
07.11. | 17 | 6555.332 |  | 5780 | 0 | 0 | 775.332 | 0
07.11. | 18 | 6555.332 |  | 5780 | 0 | 0 | 775.332 | 0
07.11. | 19 | 6555.332 |  | 5780 | 0 | 0 | 775.332 | 0
07.11. | 20 | 6555.332 |  | 5780 | 0 | 0 | 775.332 | 0
07.11. | 21 | 6555.332 |  | 5780 | 0 | 0 | 775.332 | 0
07.11. | 22 | 6555.332 |  | 5780 | 0 | 0 | 775.332 | 0
07.11. | 23 | 6555.332 |  | 5780 | 0 | 0 | 775.332 | 0
07.11. | 24 | 6555.332 |  | 5780 | 0 | 0 | 775.332 | 0
08.11. | 1 | 6555.332 |  | 5780 | 0 | 0 | 775.332 | 0
08.11. | 2 | 6555.332 |  | 5780 | 0 | 0 | 775.332 | 0
08.11. | 3 | 6555.332 |  | 5780 | 0 | 0 | 775.332 | 0
08.11. | 4 | 6555.332 |  | 5780 | 0 | 0 | 775.332 | 0
08.11. | 5 | 6555.332 |  | 5780 | 0 | 0 | 775.332 | 0
08.11. | 6 | 6555.332 |  | 5780 | 0 | 0 | 775.332 | 0
08.11. | 7 | 6555.332 |  | 5780 | 0 | 0 | 775.332 | 0
08.11. | 8 | 6555.332 |  | 5780 | 0 | 0 | 775.332 | 0
08.11. | 9 | 6555.332 |  | 5780 | 0 | 0 | 775.332 | 0
08.11. | 10 | 6555.332 |  | 5780 | 0 | 0 | 775.332 | 0
08.11. | 11 | 6555.332 |  | 5780 | 0 | 0 | 775.332 | 0
08.11. | 12 | 6555.332 |  | 5780 | 0 | 0 | 775.332 | 0
08.11. | 13 | 6555.332 |  | 5780 | 0 | 0 | 775.332 | 0
08.11. | 14 | 6555.332 |  | 5780 | 0 | 0 | 775.332 | 0
08.11. | 15 | 6555.332 |  | 5780 | 0 | 0 | 775.332 | 0
08.11. | 16 | 6555.332 |  | 5780 | 0 | 0 | 775.332 | 0
08.11. | 17 | 6555.332 |  | 5780 | 0 | 0 | 775.332 | 0
08.11. | 18 | 6555.332 |  | 5780 | 0 | 0 | 775.332 | 0
08.11. | 19 | 6555.332 |  | 5780 | 0 | 0 | 775.332 | 0
08.11. | 20 | 6555.332 |  | 5780 | 0 | 0 | 775.332 | 0
08.11. | 21 | 6555.332 |  | 5780 | 0 | 0 | 775.332 | 0
08.11. | 22 | 6555.332 |  | 5780 | 0 | 0 | 775.332 | 0
08.11. | 23 | 6555.332 |  | 5780 | 0 | 0 | 775.332 | 0
08.11. | 24 | 6555.332 |  | 5780 | 0 | 0 | 775.332 | 0
09.11. | 1 | 6555.332 |  | 5780 | 0 | 0 | 775.332 | 0
09.11. | 2 | 6555.332 |  | 5780 | 0 | 0 | 775.332 | 0
09.11. | 3 | 6555.332 |  | 5780 | 0 | 0 | 775.332 | 0
09.11. | 4 | 6555.332 |  | 5780 | 0 | 0 | 775.332 | 0
09.11. | 5 | 6555.332 |  | 5780 | 0 | 0 | 775.332 | 0
09.11. | 6 | 6555.332 |  | 5780 | 0 | 0 | 775.332 | 0
09.11. | 7 | 6555.332 |  | 5780 | 0 | 0 | 775.332 | 0
09.11. | 8 | 6555.332 |  | 5780 | 0 | 0 | 775.332 | 0
09.11. | 9 | 6555.332 |  | 5780 | 0 | 0 | 775.332 | 0
09.11. | 10 | 6555.332 |  | 5780 | 0 | 0 | 775.332 | 0
09.11. | 11 | 6555.332 |  | 5780 | 0 | 0 | 775.332 | 0
09.11. | 12 | 6555.332 |  | 5780 | 0 | 0 | 775.332 | 0
09.11. | 13 | 6555.332 |  | 5780 | 0 | 0 | 775.332 | 0
09.11. | 14 | 6555.332 |  | 5780 | 0 | 0 | 775.332 | 0
09.11. | 15 | 6555.332 |  | 5780 | 0 | 0 | 775.332 | 0
09.11. | 16 | 6555.332 |  | 5780 | 0 | 0 | 775.332 | 0
09.11. | 17 | 6555.332 |  | 5780 | 0 | 0 | 775.332 | 0
09.11. | 18 | 6555.332 |  | 5780 | 0 | 0 | 775.332 | 0
09.11. | 19 | 6555.332 |  | 5780 | 0 | 0 | 775.332 | 0
09.11. | 20 | 6555.332 |  | 5780 | 0 | 0 | 775.332 | 0
09.11. | 21 | 6555.332 |  | 5780 | 0 | 0 | 775.332 | 0
09.11. | 22 | 6555.332 |  | 5780 | 0 | 0 | 775.332 | 0
09.11. | 23 | 6555.332 |  | 5780 | 0 | 0 | 775.332 | 0
09.11. | 24 | 6555.332 |  | 5780 | 0 | 0 | 775.332 | 0
10.11. | 1 | 6555.332 |  | 5780 | 0 | 0 | 775.332 | 0
10.11. | 2 | 6555.332 |  | 5780 | 0 | 0 | 775.332 | 0
10.11. | 3 | 6555.332 |  | 5780 | 0 | 0 | 775.332 | 0
10.11. | 4 | 6555.332 |  | 5780 | 0 | 0 | 775.332 | 0
10.11. | 5 | 6555.332 |  | 5780 | 0 | 0 | 775.332 | 0
10.11. | 6 | 6555.332 |  | 5780 | 0 | 0 | 775.332 | 0
10.11. | 7 | 6555.332 |  | 5780 | 0 | 0 | 775.332 | 0
10.11. | 8 | 6555.332 |  | 5780 | 0 | 0 | 775.332 | 0
10.11. | 9 | 6555.332 |  | 5780 | 0 | 0 | 775.332 | 0
10.11. | 10 | 6555.332 |  | 5780 | 0 | 0 | 775.332 | 0
10.11. | 11 | 6555.332 |  | 5780 | 0 | 0 | 775.332 | 0
10.11. | 12 | 6555.332 |  | 5780 | 0 | 0 | 775.332 | 0
10.11. | 13 | 6555.332 |  | 5780 | 0 | 0 | 775.332 | 0
10.11. | 14 | 6555.332 |  | 5780 | 0 | 0 | 775.332 | 0
10.11. | 15 | 6555.332 |  | 5780 | 0 | 0 | 775.332 | 0
10.11. | 16 | 6555.332 |  | 5780 | 0 | 0 | 775.332 | 0
10.11. | 17 | 6555.332 |  | 5780 | 0 | 0 | 775.332 | 0
10.11. | 18 | 6555.332 |  | 5780 | 0 | 0 | 775.332 | 0
10.11. | 19 | 6555.332 |  | 5780 | 0 | 0 | 775.332 | 0
10.11. | 20 | 6555.332 |  | 5780 | 0 | 0 | 775.332 | 0
10.11. | 21 | 6555.332 |  | 5780 | 0 | 0 | 775.332 | 0
10.11. | 22 | 6555.332 |  | 5780 | 0 | 0 | 775.332 | 0
10.11. | 23 | 6555.332 |  | 5780 | 0 | 0 | 775.332 | 0
10.11. | 24 | 6555.332 |  | 5780 | 0 | 0 | 775.332 | 0
11.11. | 1 | 6555.332 |  | 5780 | 0 | 0 | 775.332 | 0
11.11. | 2 | 6555.332 |  | 5780 | 0 | 0 | 775.332 | 0
11.11. | 3 | 6555.332 |  | 5780 | 0 | 0 | 775.332 | 0
11.11. | 4 | 6555.332 |  | 5780 | 0 | 0 | 775.332 | 0
11.11. | 5 | 6555.332 |  | 5780 | 0 | 0 | 775.332 | 0
11.11. | 6 | 6555.332 |  | 5780 | 0 | 0 | 775.332 | 0
11.11. | 7 | 6555.332 |  | 5780 | 0 | 0 | 775.332 | 0
11.11. | 8 | 6555.332 |  | 5780 | 0 | 0 | 775.332 | 0
11.11. | 9 | 6555.332 |  | 5780 | 0 | 0 | 775.332 | 0
11.11. | 10 | 6555.332 |  | 5780 | 0 | 0 | 775.332 | 0
11.11. | 11 | 6555.332 |  | 5780 | 0 | 0 | 775.332 | 0
11.11. | 12 | 6555.332 |  | 5780 | 0 | 0 | 775.332 | 0
11.11. | 13 | 6555.332 |  | 5780 | 0 | 0 | 775.332 | 0
11.11. | 14 | 6555.332 |  | 5780 | 0 | 0 | 775.332 | 0
11.11. | 15 | 6555.332 |  | 5780 | 0 | 0 | 775.332 | 0
11.11. | 16 | 6555.332 |  | 5780 | 0 | 0 | 775.332 | 0
11.11. | 17 | 6555.332 |  | 5780 | 0 | 0 | 775.332 | 0
11.11. | 18 | 6555.332 |  | 5780 | 0 | 0 | 775.332 | 0
11.11. | 19 | 6555.332 |  | 5780 | 0 | 0 | 775.332 | 0
11.11. | 20 | 6555.332 |  | 5780 | 0 | 0 | 775.332 | 0
11.11. | 21 | 6555.332 |  | 5780 | 0 | 0 | 775.332 | 0
11.11. | 22 | 6555.332 |  | 5780 | 0 | 0 | 775.332 | 0
11.11. | 23 | 6555.332 |  | 5780 | 0 | 0 | 775.332 | 0
11.11. | 24 | 6555.332 |  | 5780 | 0 | 0 | 775.332 | 0
12.11. | 1 | 6555.332 |  | 5780 | 0 | 0 | 775.332 | 0
12.11. | 2 | 6555.332 |  | 5780 | 0 | 0 | 775.332 | 0
12.11. | 3 | 6555.332 |  | 5780 | 0 | 0 | 775.332 | 0
12.11. | 4 | 6555.332 |  | 5780 | 0 | 0 | 775.332 | 0
12.11. | 5 | 6555.332 |  | 5780 | 0 | 0 | 775.332 | 0
12.11. | 6 | 6555.332 |  | 5780 | 0 | 0 | 775.332 | 0
12.11. | 7 | 6555.332 |  | 5780 | 0 | 0 | 775.332 | 0
12.11. | 8 | 6555.332 |  | 5780 | 0 | 0 | 775.332 | 0
12.11. | 9 | 6555.332 |  | 5780 | 0 | 0 | 775.332 | 0
12.11. | 10 | 6555.332 |  | 5780 | 0 | 0 | 775.332 | 0
12.11. | 11 | 6555.332 |  | 5780 | 0 | 0 | 775.332 | 0
12.11. | 12 | 6555.332 |  | 5780 | 0 | 0 | 775.332 | 0
12.11. | 13 | 6555.332 |  | 5780 | 0 | 0 | 775.332 | 0
12.11. | 14 | 6555.332 |  | 5780 | 0 | 0 | 775.332 | 0
12.11. | 15 | 6555.332 |  | 5780 | 0 | 0 | 775.332 | 0
12.11. | 16 | 6555.332 |  | 5780 | 0 | 0 | 775.332 | 0
12.11. | 17 | 6555.332 |  | 5780 | 0 | 0 | 775.332 | 0
12.11. | 18 | 6555.332 |  | 5780 | 0 | 0 | 775.332 | 0
12.11. | 19 | 6555.332 |  | 5780 | 0 | 0 | 775.332 | 0
12.11. | 20 | 6555.332 |  | 5780 | 0 | 0 | 775.332 | 0
12.11. | 21 | 6555.332 |  | 5780 | 0 | 0 | 775.332 | 0
12.11. | 22 | 6555.332 |  | 5780 | 0 | 0 | 775.332 | 0
12.11. | 23 | 6555.332 |  | 5780 | 0 | 0 | 775.332 | 0
12.11. | 24 | 6555.332 |  | 5780 | 0 | 0 | 775.332 | 0
13.11. | 1 | 6555.332 |  | 5780 | 0 | 0 | 775.332 | 0
13.11. | 2 | 6555.332 |  | 5780 | 0 | 0 | 775.332 | 0
13.11. | 3 | 6555.332 |  | 5780 | 0 | 0 | 775.332 | 0
13.11. | 4 | 6555.332 |  | 5780 | 0 | 0 | 775.332 | 0
13.11. | 5 | 6555.332 |  | 5780 | 0 | 0 | 775.332 | 0
13.11. | 6 | 6555.332 |  | 5780 | 0 | 0 | 775.332 | 0
13.11. | 7 | 6555.332 |  | 5780 | 0 | 0 | 775.332 | 0
13.11. | 8 | 6555.332 |  | 5780 | 0 | 0 | 775.332 | 0
13.11. | 9 | 6555.332 |  | 5780 | 0 | 0 | 775.332 | 0
13.11. | 10 | 6555.332 |  | 5780 | 0 | 0 | 775.332 | 0
13.11. | 11 | 6555.332 |  | 5780 | 0 | 0 | 775.332 | 0
13.11. | 12 | 6555.332 |  | 5780 | 0 | 0 | 775.332 | 0
13.11. | 13 | 6555.332 |  | 5780 | 0 | 0 | 775.332 | 0
13.11. | 14 | 6555.332 |  | 5780 | 0 | 0 | 775.332 | 0
13.11. | 15 | 6555.332 |  | 5780 | 0 | 0 | 775.332 | 0
13.11. | 16 | 6555.332 |  | 5780 | 0 | 0 | 775.332 | 0
13.11. | 17 | 6555.332 |  | 5780 | 0 | 0 | 775.332 | 0
13.11. | 18 | 6555.332 |  | 5780 | 0 | 0 | 775.332 | 0
13.11. | 19 | 6555.332 |  | 5780 | 0 | 0 | 775.332 | 0
13.11. | 20 | 6555.332 |  | 5780 | 0 | 0 | 775.332 | 0
13.11. | 21 | 6555.332 |  | 5780 | 0 | 0 | 775.332 | 0
13.11. | 22 | 6555.332 |  | 5780 | 0 | 0 | 775.332 | 0
13.11. | 23 | 6555.332 |  | 5780 | 0 | 0 | 775.332 | 0
13.11. | 24 | 6555.332 |  | 5780 | 0 | 0 | 775.332 | 0
14.11. | 1 | 6555.332 |  | 5780 | 0 | 0 | 775.332 | 0
14.11. | 2 | 6555.332 |  | 5780 | 0 | 0 | 775.332 | 0
14.11. | 3 | 6555.332 |  | 5780 | 0 | 0 | 775.332 | 0
14.11. | 4 | 6555.332 |  | 5780 | 0 | 0 | 775.332 | 0
14.11. | 5 | 6555.332 |  | 5780 | 0 | 0 | 775.332 | 0
14.11. | 6 | 6555.332 |  | 5780 | 0 | 0 | 775.332 | 0
14.11. | 7 | 6555.332 |  | 5780 | 0 | 0 | 775.332 | 0
14.11. | 8 | 6555.332 |  | 5780 | 0 | 0 | 775.332 | 0
14.11. | 9 | 6555.332 |  | 5780 | 0 | 0 | 775.332 | 0
14.11. | 10 | 6555.332 |  | 5780 | 0 | 0 | 775.332 | 0
14.11. | 11 | 6555.332 |  | 5780 | 0 | 0 | 775.332 | 0
14.11. | 12 | 6555.332 |  | 5780 | 0 | 0 | 775.332 | 0
14.11. | 13 | 6555.332 |  | 5780 | 0 | 0 | 775.332 | 0
14.11. | 14 | 6555.332 |  | 5780 | 0 | 0 | 775.332 | 0
14.11. | 15 | 6555.332 |  | 5780 | 0 | 0 | 775.332 | 0
14.11. | 16 | 6555.332 |  | 5780 | 0 | 0 | 775.332 | 0
14.11. | 17 | 6555.332 |  | 5780 | 0 | 0 | 775.332 | 0
14.11. | 18 | 6555.332 |  | 5780 | 0 | 0 | 775.332 | 0
14.11. | 19 | 6555.332 |  | 5780 | 0 | 0 | 775.332 | 0
14.11. | 20 | 6555.332 |  | 5780 | 0 | 0 | 775.332 | 0
14.11. | 21 | 6555.332 |  | 5780 | 0 | 0 | 775.332 | 0
14.11. | 22 | 6555.332 |  | 5780 | 0 | 0 | 775.332 | 0
14.11. | 23 | 6555.332 |  | 5780 | 0 | 0 | 775.332 | 0
14.11. | 24 | 6555.332 |  | 5780 | 0 | 0 | 775.332 | 0
15.11. | 1 | 6555.332 |  | 5780 | 0 | 0 | 775.332 | 0
15.11. | 2 | 6555.332 |  | 5780 | 0 | 0 | 775.332 | 0
15.11. | 3 | 6555.332 |  | 5780 | 0 | 0 | 775.332 | 0
15.11. | 4 | 6555.332 |  | 5780 | 0 | 0 | 775.332 | 0
15.11. | 5 | 6555.332 |  | 5780 | 0 | 0 | 775.332 | 0
15.11. | 6 | 6555.332 |  | 5780 | 0 | 0 | 775.332 | 0
15.11. | 7 | 6555.332 |  | 5780 | 0 | 0 | 775.332 | 0
15.11. | 8 | 6555.332 |  | 5780 | 0 | 0 | 775.332 | 0
15.11. | 9 | 6555.332 |  | 5780 | 0 | 0 | 775.332 | 0
15.11. | 10 | 6555.332 |  | 5780 | 0 | 0 | 775.332 | 0
15.11. | 11 | 6555.332 |  | 5780 | 0 | 0 | 775.332 | 0
15.11. | 12 | 6555.332 |  | 5780 | 0 | 0 | 775.332 | 0
15.11. | 13 | 6555.332 |  | 5780 | 0 | 0 | 775.332 | 0
15.11. | 14 | 6555.332 |  | 5780 | 0 | 0 | 775.332 | 0
15.11. | 15 | 6555.332 |  | 5780 | 0 | 0 | 775.332 | 0
15.11. | 16 | 6555.332 |  | 5780 | 0 | 0 | 775.332 | 0
15.11. | 17 | 6555.332 |  | 5780 | 0 | 0 | 775.332 | 0
15.11. | 18 | 6555.332 |  | 5780 | 0 | 0 | 775.332 | 0
15.11. | 19 | 6555.332 |  | 5780 | 0 | 0 | 775.332 | 0
15.11. | 20 | 6555.332 |  | 5780 | 0 | 0 | 775.332 | 0
15.11. | 21 | 6555.332 |  | 5780 | 0 | 0 | 775.332 | 0
15.11. | 22 | 6555.332 |  | 5780 | 0 | 0 | 775.332 | 0
15.11. | 23 | 6555.332 |  | 5780 | 0 | 0 | 775.332 | 0
15.11. | 24 | 6555.332 |  | 5780 | 0 | 0 | 775.332 | 0
16.11. | 1 | 6555.332 |  | 5780 | 0 | 0 | 775.332 | 0
16.11. | 2 | 6555.332 |  | 5780 | 0 | 0 | 775.332 | 0
16.11. | 3 | 6555.332 |  | 5780 | 0 | 0 | 775.332 | 0
16.11. | 4 | 6555.332 |  | 5780 | 0 | 0 | 775.332 | 0
16.11. | 5 | 6555.332 |  | 5780 | 0 | 0 | 775.332 | 0
16.11. | 6 | 6555.332 |  | 5780 | 0 | 0 | 775.332 | 0
16.11. | 7 | 6555.332 |  | 5780 | 0 | 0 | 775.332 | 0
16.11. | 8 | 6555.332 |  | 5780 | 0 | 0 | 775.332 | 0
16.11. | 9 | 6555.332 |  | 5780 | 0 | 0 | 775.332 | 0
16.11. | 10 | 6555.332 |  | 5780 | 0 | 0 | 775.332 | 0
16.11. | 11 | 6555.332 |  | 5780 | 0 | 0 | 775.332 | 0
16.11. | 12 | 6555.332 |  | 5780 | 0 | 0 | 775.332 | 0
16.11. | 13 | 6555.332 |  | 5780 | 0 | 0 | 775.332 | 0
16.11. | 14 | 6555.332 |  | 5780 | 0 | 0 | 775.332 | 0
16.11. | 15 | 6555.332 |  | 5780 | 0 | 0 | 775.332 | 0
16.11. | 16 | 6555.332 |  | 5780 | 0 | 0 | 775.332 | 0
16.11. | 17 | 6555.332 |  | 5780 | 0 | 0 | 775.332 | 0
16.11. | 18 | 6555.332 |  | 5780 | 0 | 0 | 775.332 | 0
16.11. | 19 | 6555.332 |  | 5780 | 0 | 0 | 775.332 | 0
16.11. | 20 | 6555.332 |  | 5780 | 0 | 0 | 775.332 | 0
16.11. | 21 | 6555.332 |  | 5780 | 0 | 0 | 775.332 | 0
16.11. | 22 | 6555.332 |  | 5780 | 0 | 0 | 775.332 | 0
16.11. | 23 | 6555.332 |  | 5780 | 0 | 0 | 775.332 | 0
16.11. | 24 | 6555.332 |  | 5780 | 0 | 0 | 775.332 | 0
17.11. | 1 | 6555.332 |  | 5780 | 0 | 0 | 775.332 | 0
17.11. | 2 | 6555.332 |  | 5780 | 0 | 0 | 775.332 | 0
17.11. | 3 | 6555.332 |  | 5780 | 0 | 0 | 775.332 | 0
17.11. | 4 | 6555.332 |  | 5780 | 0 | 0 | 775.332 | 0
17.11. | 5 | 6555.332 |  | 5780 | 0 | 0 | 775.332 | 0
17.11. | 6 | 6555.332 |  | 5780 | 0 | 0 | 775.332 | 0
17.11. | 7 | 6555.332 |  | 5780 | 0 | 0 | 775.332 | 0
17.11. | 8 | 6555.332 |  | 5780 | 0 | 0 | 775.332 | 0
17.11. | 9 | 6555.332 |  | 5780 | 0 | 0 | 775.332 | 0
17.11. | 10 | 6555.332 |  | 5780 | 0 | 0 | 775.332 | 0
17.11. | 11 | 6555.332 |  | 5780 | 0 | 0 | 775.332 | 0
17.11. | 12 | 6555.332 |  | 5780 | 0 | 0 | 775.332 | 0
17.11. | 13 | 6555.332 |  | 5780 | 0 | 0 | 775.332 | 0
17.11. | 14 | 6555.332 |  | 5780 | 0 | 0 | 775.332 | 0
17.11. | 15 | 6555.332 |  | 5780 | 0 | 0 | 775.332 | 0
17.11. | 16 | 6555.332 |  | 5780 | 0 | 0 | 775.332 | 0
17.11. | 17 | 6555.332 |  | 5780 | 0 | 0 | 775.332 | 0
17.11. | 18 | 6555.332 |  | 5780 | 0 | 0 | 775.332 | 0
17.11. | 19 | 6555.332 |  | 5780 | 0 | 0 | 775.332 | 0
17.11. | 20 | 6555.332 |  | 5780 | 0 | 0 | 775.332 | 0
17.11. | 21 | 6555.332 |  | 5780 | 0 | 0 | 775.332 | 0
17.11. | 22 | 6555.332 |  | 5780 | 0 | 0 | 775.332 | 0
17.11. | 23 | 6555.332 |  | 5780 | 0 | 0 | 775.332 | 0
17.11. | 24 | 6555.332 |  | 5780 | 0 | 0 | 775.332 | 0
18.11. | 1 | 6555.332 |  | 5780 | 0 | 0 | 775.332 | 0
18.11. | 2 | 6555.332 |  | 5780 | 0 | 0 | 775.332 | 0
18.11. | 3 | 6555.332 |  | 5780 | 0 | 0 | 775.332 | 0
18.11. | 4 | 6555.332 |  | 5780 | 0 | 0 | 775.332 | 0
18.11. | 5 | 6555.332 |  | 5780 | 0 | 0 | 775.332 | 0
18.11. | 6 | 6555.332 |  | 5780 | 0 | 0 | 775.332 | 0
18.11. | 7 | 6555.332 |  | 5780 | 0 | 0 | 775.332 | 0
18.11. | 8 | 6555.332 |  | 5780 | 0 | 0 | 775.332 | 0
18.11. | 9 | 6555.332 |  | 5780 | 0 | 0 | 775.332 | 0
18.11. | 10 | 6555.332 |  | 5780 | 0 | 0 | 775.332 | 0
18.11. | 11 | 6555.332 |  | 5780 | 0 | 0 | 775.332 | 0
18.11. | 12 | 6555.332 |  | 5780 | 0 | 0 | 775.332 | 0
18.11. | 13 | 6555.332 |  | 5780 | 0 | 0 | 775.332 | 0
18.11. | 14 | 6555.332 |  | 5780 | 0 | 0 | 775.332 | 0
18.11. | 15 | 6555.332 |  | 5780 | 0 | 0 | 775.332 | 0
18.11. | 16 | 6555.332 |  | 5780 | 0 | 0 | 775.332 | 0
18.11. | 17 | 6555.332 |  | 5780 | 0 | 0 | 775.332 | 0
18.11. | 18 | 6555.332 |  | 5780 | 0 | 0 | 775.332 | 0
18.11. | 19 | 6555.332 |  | 5780 | 0 | 0 | 775.332 | 0
18.11. | 20 | 6555.332 |  | 5780 | 0 | 0 | 775.332 | 0
18.11. | 21 | 6555.332 |  | 5780 | 0 | 0 | 775.332 | 0
18.11. | 22 | 6555.332 |  | 5780 | 0 | 0 | 775.332 | 0
18.11. | 23 | 6555.332 |  | 5780 | 0 | 0 | 775.332 | 0
18.11. | 24 | 6555.332 |  | 5780 | 0 | 0 | 775.332 | 0
19.11. | 1 | 6555.332 |  | 5780 | 0 | 0 | 775.332 | 0
19.11. | 2 | 6555.332 |  | 5780 | 0 | 0 | 775.332 | 0
19.11. | 3 | 6555.332 |  | 5780 | 0 | 0 | 775.332 | 0
19.11. | 4 | 6555.332 |  | 5780 | 0 | 0 | 775.332 | 0
19.11. | 5 | 6555.332 |  | 5780 | 0 | 0 | 775.332 | 0
19.11. | 6 | 6555.332 |  | 5780 | 0 | 0 | 775.332 | 0
19.11. | 7 | 6555.332 |  | 5780 | 0 | 0 | 775.332 | 0
19.11. | 8 | 6555.332 |  | 5780 | 0 | 0 | 775.332 | 0
19.11. | 9 | 6555.332 |  | 5780 | 0 | 0 | 775.332 | 0
19.11. | 10 | 6555.332 |  | 5780 | 0 | 0 | 775.332 | 0
19.11. | 11 | 6555.332 |  | 5780 | 0 | 0 | 775.332 | 0
19.11. | 12 | 6555.332 |  | 5780 | 0 | 0 | 775.332 | 0
19.11. | 13 | 6555.332 |  | 5780 | 0 | 0 | 775.332 | 0
19.11. | 14 | 6555.332 |  | 5780 | 0 | 0 | 775.332 | 0
19.11. | 15 | 6555.332 |  | 5780 | 0 | 0 | 775.332 | 0
19.11. | 16 | 6555.332 |  | 5780 | 0 | 0 | 775.332 | 0
19.11. | 17 | 6555.332 |  | 5780 | 0 | 0 | 775.332 | 0
19.11. | 18 | 6555.332 |  | 5780 | 0 | 0 | 775.332 | 0
19.11. | 19 | 6555.332 |  | 5780 | 0 | 0 | 775.332 | 0
19.11. | 20 | 6555.332 |  | 5780 | 0 | 0 | 775.332 | 0
19.11. | 21 | 6555.332 |  | 5780 | 0 | 0 | 775.332 | 0
19.11. | 22 | 6555.332 |  | 5780 | 0 | 0 | 775.332 | 0
19.11. | 23 | 6555.332 |  | 5780 | 0 | 0 | 775.332 | 0
19.11. | 24 | 6555.332 |  | 5780 | 0 | 0 | 775.332 | 0
20.11. | 1 | 6555.332 |  | 5780 | 0 | 0 | 775.332 | 0
20.11. | 2 | 6555.332 |  | 5780 | 0 | 0 | 775.332 | 0
20.11. | 3 | 6555.332 |  | 5780 | 0 | 0 | 775.332 | 0
20.11. | 4 | 6555.332 |  | 5780 | 0 | 0 | 775.332 | 0
20.11. | 5 | 6555.332 |  | 5780 | 0 | 0 | 775.332 | 0
20.11. | 6 | 6555.332 |  | 5780 | 0 | 0 | 775.332 | 0
20.11. | 7 | 6555.332 |  | 5780 | 0 | 0 | 775.332 | 0
20.11. | 8 | 6555.332 |  | 5780 | 0 | 0 | 775.332 | 0
20.11. | 9 | 6555.332 |  | 5780 | 0 | 0 | 775.332 | 0
20.11. | 10 | 6555.332 |  | 5780 | 0 | 0 | 775.332 | 0
20.11. | 11 | 6555.332 |  | 5780 | 0 | 0 | 775.332 | 0
20.11. | 12 | 6555.332 |  | 5780 | 0 | 0 | 775.332 | 0
20.11. | 13 | 6555.332 |  | 5780 | 0 | 0 | 775.332 | 0
20.11. | 14 | 6555.332 |  | 5780 | 0 | 0 | 775.332 | 0
20.11. | 15 | 6555.332 |  | 5780 | 0 | 0 | 775.332 | 0
20.11. | 16 | 6555.332 |  | 5780 | 0 | 0 | 775.332 | 0
20.11. | 17 | 6555.332 |  | 5780 | 0 | 0 | 775.332 | 0
20.11. | 18 | 6555.332 |  | 5780 | 0 | 0 | 775.332 | 0
20.11. | 19 | 6555.332 |  | 5780 | 0 | 0 | 775.332 | 0
20.11. | 20 | 6555.332 |  | 5780 | 0 | 0 | 775.332 | 0
20.11. | 21 | 6555.332 |  | 5780 | 0 | 0 | 775.332 | 0
20.11. | 22 | 6555.332 |  | 5780 | 0 | 0 | 775.332 | 0
20.11. | 23 | 6555.332 |  | 5780 | 0 | 0 | 775.332 | 0
20.11. | 24 | 6555.332 |  | 5780 | 0 | 0 | 775.332 | 0
21.11. | 1 | 6555.332 |  | 5780 | 0 | 0 | 775.332 | 0
21.11. | 2 | 6555.332 |  | 5780 | 0 | 0 | 775.332 | 0
21.11. | 3 | 6555.332 |  | 5780 | 0 | 0 | 775.332 | 0
21.11. | 4 | 6555.332 |  | 5780 | 0 | 0 | 775.332 | 0
21.11. | 5 | 6555.332 |  | 5780 | 0 | 0 | 775.332 | 0
21.11. | 6 | 6555.332 |  | 5780 | 0 | 0 | 775.332 | 0
21.11. | 7 | 6555.332 |  | 5780 | 0 | 0 | 775.332 | 0
21.11. | 8 | 6555.332 |  | 5780 | 0 | 0 | 775.332 | 0
21.11. | 9 | 6555.332 |  | 5780 | 0 | 0 | 775.332 | 0
21.11. | 10 | 6555.332 |  | 5780 | 0 | 0 | 775.332 | 0
21.11. | 11 | 6555.332 |  | 5780 | 0 | 0 | 775.332 | 0
21.11. | 12 | 6555.332 |  | 5780 | 0 | 0 | 775.332 | 0
21.11. | 13 | 6555.332 |  | 5780 | 0 | 0 | 775.332 | 0
21.11. | 14 | 6555.332 |  | 5780 | 0 | 0 | 775.332 | 0
21.11. | 15 | 6555.332 |  | 5780 | 0 | 0 | 775.332 | 0
21.11. | 16 | 6555.332 |  | 5780 | 0 | 0 | 775.332 | 0
21.11. | 17 | 6555.332 |  | 5780 | 0 | 0 | 775.332 | 0
21.11. | 18 | 6555.332 |  | 5780 | 0 | 0 | 775.332 | 0
21.11. | 19 | 6555.332 |  | 5780 | 0 | 0 | 775.332 | 0
21.11. | 20 | 6555.332 |  | 5780 | 0 | 0 | 775.332 | 0
21.11. | 21 | 6555.332 |  | 5780 | 0 | 0 | 775.332 | 0
21.11. | 22 | 6555.332 |  | 5780 | 0 | 0 | 775.332 | 0
21.11. | 23 | 6555.332 |  | 5780 | 0 | 0 | 775.332 | 0
21.11. | 24 | 6555.332 |  | 5780 | 0 | 0 | 775.332 | 0
22.11. | 1 | 6555.332 |  | 5780 | 0 | 0 | 775.332 | 0
22.11. | 2 | 6555.332 |  | 5780 | 0 | 0 | 775.332 | 0
22.11. | 3 | 6555.332 |  | 5780 | 0 | 0 | 775.332 | 0
22.11. | 4 | 6555.332 |  | 5780 | 0 | 0 | 775.332 | 0
22.11. | 5 | 6555.332 |  | 5780 | 0 | 0 | 775.332 | 0
22.11. | 6 | 6555.332 |  | 5780 | 0 | 0 | 775.332 | 0
22.11. | 7 | 6555.332 |  | 5780 | 0 | 0 | 775.332 | 0
22.11. | 8 | 6555.332 |  | 5780 | 0 | 0 | 775.332 | 0
22.11. | 9 | 6555.332 |  | 5780 | 0 | 0 | 775.332 | 0
22.11. | 10 | 6555.332 |  | 5780 | 0 | 0 | 775.332 | 0
22.11. | 11 | 6555.332 |  | 5780 | 0 | 0 | 775.332 | 0
22.11. | 12 | 6555.332 |  | 5780 | 0 | 0 | 775.332 | 0
22.11. | 13 | 6555.332 |  | 5780 | 0 | 0 | 775.332 | 0
22.11. | 14 | 6555.332 |  | 5780 | 0 | 0 | 775.332 | 0
22.11. | 15 | 6555.332 |  | 5780 | 0 | 0 | 775.332 | 0
22.11. | 16 | 6555.332 |  | 5780 | 0 | 0 | 775.332 | 0
22.11. | 17 | 6555.332 |  | 5780 | 0 | 0 | 775.332 | 0
22.11. | 18 | 6555.332 |  | 5780 | 0 | 0 | 775.332 | 0
22.11. | 19 | 6555.332 |  | 5780 | 0 | 0 | 775.332 | 0
22.11. | 20 | 6555.332 |  | 5780 | 0 | 0 | 775.332 | 0
22.11. | 21 | 6555.332 |  | 5780 | 0 | 0 | 775.332 | 0
22.11. | 22 | 6555.332 |  | 5780 | 0 | 0 | 775.332 | 0
22.11. | 23 | 6555.332 |  | 5780 | 0 | 0 | 775.332 | 0
22.11. | 24 | 6555.332 |  | 5780 | 0 | 0 | 775.332 | 0
23.11. | 1 | 6555.332 |  | 5780 | 0 | 0 | 775.332 | 0
23.11. | 2 | 6555.332 |  | 5780 | 0 | 0 | 775.332 | 0
23.11. | 3 | 6555.332 |  | 5780 | 0 | 0 | 775.332 | 0
23.11. | 4 | 6555.332 |  | 5780 | 0 | 0 | 775.332 | 0
23.11. | 5 | 6555.332 |  | 5780 | 0 | 0 | 775.332 | 0
23.11. | 6 | 6555.332 |  | 5780 | 0 | 0 | 775.332 | 0
23.11. | 7 | 6555.332 |  | 5780 | 0 | 0 | 775.332 | 0
23.11. | 8 | 6555.332 |  | 5780 | 0 | 0 | 775.332 | 0
23.11. | 9 | 6555.332 |  | 5780 | 0 | 0 | 775.332 | 0
23.11. | 10 | 6555.332 |  | 5780 | 0 | 0 | 775.332 | 0
23.11. | 11 | 6555.332 |  | 5780 | 0 | 0 | 775.332 | 0
23.11. | 12 | 6555.332 |  | 5780 | 0 | 0 | 775.332 | 0
23.11. | 13 | 6555.332 |  | 5780 | 0 | 0 | 775.332 | 0
23.11. | 14 | 6555.332 |  | 5780 | 0 | 0 | 775.332 | 0
23.11. | 15 | 6555.332 |  | 5780 | 0 | 0 | 775.332 | 0
23.11. | 16 | 6555.332 |  | 5780 | 0 | 0 | 775.332 | 0
23.11. | 17 | 6555.332 |  | 5780 | 0 | 0 | 775.332 | 0
23.11. | 18 | 6555.332 |  | 5780 | 0 | 0 | 775.332 | 0
23.11. | 19 | 6555.332 |  | 5780 | 0 | 0 | 775.332 | 0
23.11. | 20 | 6555.332 |  | 5780 | 0 | 0 | 775.332 | 0
23.11. | 21 | 6555.332 |  | 5780 | 0 | 0 | 775.332 | 0
23.11. | 22 | 6555.332 |  | 5780 | 0 | 0 | 775.332 | 0
23.11. | 23 | 6555.332 |  | 5780 | 0 | 0 | 775.332 | 0
23.11. | 24 | 6555.332 |  | 5780 | 0 | 0 | 775.332 | 0
24.11. | 1 | 6555.332 |  | 5780 | 0 | 0 | 775.332 | 0
24.11. | 2 | 6555.332 |  | 5780 | 0 | 0 | 775.332 | 0
24.11. | 3 | 6555.332 |  | 5780 | 0 | 0 | 775.332 | 0
24.11. | 4 | 6555.332 |  | 5780 | 0 | 0 | 775.332 | 0
24.11. | 5 | 6555.332 |  | 5780 | 0 | 0 | 775.332 | 0
24.11. | 6 | 6555.332 |  | 5780 | 0 | 0 | 775.332 | 0
24.11. | 7 | 6555.332 |  | 5780 | 0 | 0 | 775.332 | 0
24.11. | 8 | 6555.332 |  | 5780 | 0 | 0 | 775.332 | 0
24.11. | 9 | 6555.332 |  | 5780 | 0 | 0 | 775.332 | 0
24.11. | 10 | 6555.332 |  | 5780 | 0 | 0 | 775.332 | 0
24.11. | 11 | 6555.332 |  | 5780 | 0 | 0 | 775.332 | 0
24.11. | 12 | 6555.332 |  | 5780 | 0 | 0 | 775.332 | 0
24.11. | 13 | 6555.332 |  | 5780 | 0 | 0 | 775.332 | 0
24.11. | 14 | 6555.332 |  | 5780 | 0 | 0 | 775.332 | 0
24.11. | 15 | 6555.332 |  | 5780 | 0 | 0 | 775.332 | 0
24.11. | 16 | 6555.332 |  | 5780 | 0 | 0 | 775.332 | 0
24.11. | 17 | 6555.332 |  | 5780 | 0 | 0 | 775.332 | 0
24.11. | 18 | 6555.332 |  | 5780 | 0 | 0 | 775.332 | 0
24.11. | 19 | 6555.332 |  | 5780 | 0 | 0 | 775.332 | 0
24.11. | 20 | 6555.332 |  | 5780 | 0 | 0 | 775.332 | 0
24.11. | 21 | 6555.332 |  | 5780 | 0 | 0 | 775.332 | 0
24.11. | 22 | 6555.332 |  | 5780 | 0 | 0 | 775.332 | 0
24.11. | 23 | 6555.332 |  | 5780 | 0 | 0 | 775.332 | 0
24.11. | 24 | 6555.332 |  | 5780 | 0 | 0 | 775.332 | 0
25.11. | 1 | 6555.332 |  | 5780 | 0 | 0 | 775.332 | 0
25.11. | 2 | 6555.332 |  | 5780 | 0 | 0 | 775.332 | 0
25.11. | 3 | 6555.332 |  | 5780 | 0 | 0 | 775.332 | 0
25.11. | 4 | 6555.332 |  | 5780 | 0 | 0 | 775.332 | 0
25.11. | 5 | 6555.332 |  | 5780 | 0 | 0 | 775.332 | 0
25.11. | 6 | 6555.332 |  | 5780 | 0 | 0 | 775.332 | 0
25.11. | 7 | 6555.332 |  | 5780 | 0 | 0 | 775.332 | 0
25.11. | 8 | 6555.332 |  | 5780 | 0 | 0 | 775.332 | 0
25.11. | 9 | 6555.332 |  | 5780 | 0 | 0 | 775.332 | 0
25.11. | 10 | 6555.332 |  | 5780 | 0 | 0 | 775.332 | 0
25.11. | 11 | 6555.332 |  | 5780 | 0 | 0 | 775.332 | 0
25.11. | 12 | 6555.332 |  | 5780 | 0 | 0 | 775.332 | 0
25.11. | 13 | 6555.332 |  | 5780 | 0 | 0 | 775.332 | 0
25.11. | 14 | 6555.332 |  | 5780 | 0 | 0 | 775.332 | 0
25.11. | 15 | 6555.332 |  | 5780 | 0 | 0 | 775.332 | 0
25.11. | 16 | 6555.332 |  | 5780 | 0 | 0 | 775.332 | 0
25.11. | 17 | 6555.332 |  | 5780 | 0 | 0 | 775.332 | 0
25.11. | 18 | 6555.332 |  | 5780 | 0 | 0 | 775.332 | 0
25.11. | 19 | 6555.332 |  | 5780 | 0 | 0 | 775.332 | 0
25.11. | 20 | 6555.332 |  | 5780 | 0 | 0 | 775.332 | 0
25.11. | 21 | 6555.332 |  | 5780 | 0 | 0 | 775.332 | 0
25.11. | 22 | 6555.332 |  | 5780 | 0 | 0 | 775.332 | 0
25.11. | 23 | 6555.332 |  | 5780 | 0 | 0 | 775.332 | 0
25.11. | 24 | 6555.332 |  | 5780 | 0 | 0 | 775.332 | 0
26.11. | 1 | 6555.332 |  | 5780 | 0 | 0 | 775.332 | 0
26.11. | 2 | 6555.332 |  | 5780 | 0 | 0 | 775.332 | 0
26.11. | 3 | 6555.332 |  | 5780 | 0 | 0 | 775.332 | 0
26.11. | 4 | 6555.332 |  | 5780 | 0 | 0 | 775.332 | 0
26.11. | 5 | 6555.332 |  | 5780 | 0 | 0 | 775.332 | 0
26.11. | 6 | 6555.332 |  | 5780 | 0 | 0 | 775.332 | 0
26.11. | 7 | 6555.332 |  | 5780 | 0 | 0 | 775.332 | 0
26.11. | 8 | 6555.332 |  | 5780 | 0 | 0 | 775.332 | 0
26.11. | 9 | 6555.332 |  | 5780 | 0 | 0 | 775.332 | 0
26.11. | 10 | 6555.332 |  | 5780 | 0 | 0 | 775.332 | 0
26.11. | 11 | 6555.332 |  | 5780 | 0 | 0 | 775.332 | 0
26.11. | 12 | 6555.332 |  | 5780 | 0 | 0 | 775.332 | 0
26.11. | 13 | 6555.332 |  | 5780 | 0 | 0 | 775.332 | 0
26.11. | 14 | 6555.332 |  | 5780 | 0 | 0 | 775.332 | 0
26.11. | 15 | 6555.332 |  | 5780 | 0 | 0 | 775.332 | 0
26.11. | 16 | 6555.332 |  | 5780 | 0 | 0 | 775.332 | 0
26.11. | 17 | 6555.332 |  | 5780 | 0 | 0 | 775.332 | 0
26.11. | 18 | 6555.332 |  | 5780 | 0 | 0 | 775.332 | 0
26.11. | 19 | 6555.332 |  | 5780 | 0 | 0 | 775.332 | 0
26.11. | 20 | 6555.332 |  | 5780 | 0 | 0 | 775.332 | 0
26.11. | 21 | 6555.332 |  | 5780 | 0 | 0 | 775.332 | 0
26.11. | 22 | 6555.332 |  | 5780 | 0 | 0 | 775.332 | 0
26.11. | 23 | 6555.332 |  | 5780 | 0 | 0 | 775.332 | 0
26.11. | 24 | 6555.332 |  | 5780 | 0 | 0 | 775.332 | 0
27.11. | 1 | 6555.332 |  | 5780 | 0 | 0 | 775.332 | 0
27.11. | 2 | 6555.332 |  | 5780 | 0 | 0 | 775.332 | 0
27.11. | 3 | 6555.332 |  | 5780 | 0 | 0 | 775.332 | 0
27.11. | 4 | 6555.332 |  | 5780 | 0 | 0 | 775.332 | 0
27.11. | 5 | 6555.332 |  | 5780 | 0 | 0 | 775.332 | 0
27.11. | 6 | 6555.332 |  | 5780 | 0 | 0 | 775.332 | 0
27.11. | 7 | 6555.332 |  | 5780 | 0 | 0 | 775.332 | 0
27.11. | 8 | 6555.332 |  | 5780 | 0 | 0 | 775.332 | 0
27.11. | 9 | 6555.332 |  | 5780 | 0 | 0 | 775.332 | 0
27.11. | 10 | 6555.332 |  | 5780 | 0 | 0 | 775.332 | 0
27.11. | 11 | 6555.332 |  | 5780 | 0 | 0 | 775.332 | 0
27.11. | 12 | 6555.332 |  | 5780 | 0 | 0 | 775.332 | 0
27.11. | 13 | 6555.332 |  | 5780 | 0 | 0 | 775.332 | 0
27.11. | 14 | 6555.332 |  | 5780 | 0 | 0 | 775.332 | 0
27.11. | 15 | 6555.332 |  | 5780 | 0 | 0 | 775.332 | 0
27.11. | 16 | 6555.332 |  | 5780 | 0 | 0 | 775.332 | 0
27.11. | 17 | 6555.332 |  | 5780 | 0 | 0 | 775.332 | 0
27.11. | 18 | 6555.332 |  | 5780 | 0 | 0 | 775.332 | 0
27.11. | 19 | 6555.332 |  | 5780 | 0 | 0 | 775.332 | 0
27.11. | 20 | 6555.332 |  | 5780 | 0 | 0 | 775.332 | 0
27.11. | 21 | 6555.332 |  | 5780 | 0 | 0 | 775.332 | 0
27.11. | 22 | 6555.332 |  | 5780 | 0 | 0 | 775.332 | 0
27.11. | 23 | 6555.332 |  | 5780 | 0 | 0 | 775.332 | 0
27.11. | 24 | 6555.332 |  | 5780 | 0 | 0 | 775.332 | 0
28.11. | 1 | 6555.332 |  | 5780 | 0 | 0 | 775.332 | 0
28.11. | 2 | 6555.332 |  | 5780 | 0 | 0 | 775.332 | 0
28.11. | 3 | 6555.332 |  | 5780 | 0 | 0 | 775.332 | 0
28.11. | 4 | 6555.332 |  | 5780 | 0 | 0 | 775.332 | 0
28.11. | 5 | 6555.332 |  | 5780 | 0 | 0 | 775.332 | 0
28.11. | 6 | 6555.332 |  | 5780 | 0 | 0 | 775.332 | 0
28.11. | 7 | 6555.332 |  | 5780 | 0 | 0 | 775.332 | 0
28.11. | 8 | 6555.332 |  | 5780 | 0 | 0 | 775.332 | 0
28.11. | 9 | 6555.332 |  | 5780 | 0 | 0 | 775.332 | 0
28.11. | 10 | 6555.332 |  | 5780 | 0 | 0 | 775.332 | 0
28.11. | 11 | 6555.332 |  | 5780 | 0 | 0 | 775.332 | 0
28.11. | 12 | 6555.332 |  | 5780 | 0 | 0 | 775.332 | 0
28.11. | 13 | 6555.332 |  | 5780 | 0 | 0 | 775.332 | 0
28.11. | 14 | 6555.332 |  | 5780 | 0 | 0 | 775.332 | 0
28.11. | 15 | 6555.332 |  | 5780 | 0 | 0 | 775.332 | 0
28.11. | 16 | 6555.332 |  | 5780 | 0 | 0 | 775.332 | 0
28.11. | 17 | 6555.332 |  | 5780 | 0 | 0 | 775.332 | 0
28.11. | 18 | 6555.332 |  | 5780 | 0 | 0 | 775.332 | 0
28.11. | 19 | 6555.332 |  | 5780 | 0 | 0 | 775.332 | 0
28.11. | 20 | 6555.332 |  | 5780 | 0 | 0 | 775.332 | 0
28.11. | 21 | 6555.332 |  | 5780 | 0 | 0 | 775.332 | 0
28.11. | 22 | 6555.332 |  | 5780 | 0 | 0 | 775.332 | 0
28.11. | 23 | 6555.332 |  | 5780 | 0 | 0 | 775.332 | 0
28.11. | 24 | 6555.332 |  | 5780 | 0 | 0 | 775.332 | 0
29.11. | 1 | 6555.332 |  | 5780 | 0 | 0 | 775.332 | 0
29.11. | 2 | 6555.332 |  | 5780 | 0 | 0 | 775.332 | 0
29.11. | 3 | 6555.332 |  | 5780 | 0 | 0 | 775.332 | 0
29.11. | 4 | 6555.332 |  | 5780 | 0 | 0 | 775.332 | 0
29.11. | 5 | 6555.332 |  | 5780 | 0 | 0 | 775.332 | 0
29.11. | 6 | 6555.332 |  | 5780 | 0 | 0 | 775.332 | 0
29.11. | 7 | 6555.332 |  | 5780 | 0 | 0 | 775.332 | 0
29.11. | 8 | 6555.332 |  | 5780 | 0 | 0 | 775.332 | 0
29.11. | 9 | 6555.332 |  | 5780 | 0 | 0 | 775.332 | 0
29.11. | 10 | 6555.332 |  | 5780 | 0 | 0 | 775.332 | 0
29.11. | 11 | 6555.332 |  | 5780 | 0 | 0 | 775.332 | 0
29.11. | 12 | 6555.332 |  | 5780 | 0 | 0 | 775.332 | 0
29.11. | 13 | 6555.332 |  | 5780 | 0 | 0 | 775.332 | 0
29.11. | 14 | 6555.332 |  | 5780 | 0 | 0 | 775.332 | 0
29.11. | 15 | 6555.332 |  | 5780 | 0 | 0 | 775.332 | 0
29.11. | 16 | 6555.332 |  | 5780 | 0 | 0 | 775.332 | 0
29.11. | 17 | 6555.332 |  | 5780 | 0 | 0 | 775.332 | 0
29.11. | 18 | 6555.332 |  | 5780 | 0 | 0 | 775.332 | 0
29.11. | 19 | 6555.332 |  | 5780 | 0 | 0 | 775.332 | 0
29.11. | 20 | 6555.332 |  | 5780 | 0 | 0 | 775.332 | 0
29.11. | 21 | 6555.332 |  | 5780 | 0 | 0 | 775.332 | 0
29.11. | 22 | 6555.332 |  | 5780 | 0 | 0 | 775.332 | 0
29.11. | 23 | 6555.332 |  | 5780 | 0 | 0 | 775.332 | 0
29.11. | 24 | 6555.332 |  | 5780 | 0 | 0 | 775.332 | 0
30.11. | 1 | 6555.332 |  | 5780 | 0 | 0 | 775.332 | 0
30.11. | 2 | 6555.332 |  | 5780 | 0 | 0 | 775.332 | 0
30.11. | 3 | 6555.332 |  | 5780 | 0 | 0 | 775.332 | 0
30.11. | 4 | 6555.332 |  | 5780 | 0 | 0 | 775.332 | 0
30.11. | 5 | 6555.332 |  | 5780 | 0 | 0 | 775.332 | 0
30.11. | 6 | 6555.332 |  | 5780 | 0 | 0 | 775.332 | 0
30.11. | 7 | 6555.332 |  | 5780 | 0 | 0 | 775.332 | 0
30.11. | 8 | 6555.332 |  | 5780 | 0 | 0 | 775.332 | 0
30.11. | 9 | 6555.332 |  | 5780 | 0 | 0 | 775.332 | 0
30.11. | 10 | 6555.332 |  | 5780 | 0 | 0 | 775.332 | 0
30.11. | 11 | 6555.332 |  | 5780 | 0 | 0 | 775.332 | 0
30.11. | 12 | 6555.332 |  | 5780 | 0 | 0 | 775.332 | 0
30.11. | 13 | 6555.332 |  | 5780 | 0 | 0 | 775.332 | 0
30.11. | 14 | 6555.332 |  | 5780 | 0 | 0 | 775.332 | 0
30.11. | 15 | 6555.332 |  | 5780 | 0 | 0 | 775.332 | 0
30.11. | 16 | 6555.332 |  | 5780 | 0 | 0 | 775.332 | 0
30.11. | 17 | 6555.332 |  | 5780 | 0 | 0 | 775.332 | 0
30.11. | 18 | 6555.332 |  | 5780 | 0 | 0 | 775.332 | 0
30.11. | 19 | 6555.332 |  | 5780 | 0 | 0 | 775.332 | 0
30.11. | 20 | 6555.332 |  | 5780 | 0 | 0 | 775.332 | 0
30.11. | 21 | 6555.332 |  | 5780 | 0 | 0 | 775.332 | 0
30.11. | 22 | 6555.332 |  | 5780 | 0 | 0 | 775.332 | 0
30.11. | 23 | 6555.332 |  | 5780 | 0 | 0 | 775.332 | 0
30.11. | 24 | 6555.332 |  | 5780 | 0 | 0 | 775.332 | 0
01.12. | 1 | 6555.332 |  | 5780 | 0 | 0 | 775.332 | 0
01.12. | 2 | 6555.332 |  | 5780 | 0 | 0 | 775.332 | 0
01.12. | 3 | 6555.332 |  | 5780 | 0 | 0 | 775.332 | 0
01.12. | 4 | 6555.332 |  | 5780 | 0 | 0 | 775.332 | 0
01.12. | 5 | 6555.332 |  | 5780 | 0 | 0 | 775.332 | 0
01.12. | 6 | 6555.332 |  | 5780 | 0 | 0 | 775.332 | 0
01.12. | 7 | 6555.332 |  | 5780 | 0 | 0 | 775.332 | 0
01.12. | 8 | 6555.332 |  | 5780 | 0 | 0 | 775.332 | 0
01.12. | 9 | 6555.332 |  | 5780 | 0 | 0 | 775.332 | 0
01.12. | 10 | 6555.332 |  | 5780 | 0 | 0 | 775.332 | 0
01.12. | 11 | 6555.332 |  | 5780 | 0 | 0 | 775.332 | 0
01.12. | 12 | 6555.332 |  | 5780 | 0 | 0 | 775.332 | 0
01.12. | 13 | 6555.332 |  | 5780 | 0 | 0 | 775.332 | 0
01.12. | 14 | 6555.332 |  | 5780 | 0 | 0 | 775.332 | 0
01.12. | 15 | 6555.332 |  | 5780 | 0 | 0 | 775.332 | 0
01.12. | 16 | 6555.332 |  | 5780 | 0 | 0 | 775.332 | 0
01.12. | 17 | 6555.332 |  | 5780 | 0 | 0 | 775.332 | 0
01.12. | 18 | 6555.332 |  | 5780 | 0 | 0 | 775.332 | 0
01.12. | 19 | 6555.332 |  | 5780 | 0 | 0 | 775.332 | 0
01.12. | 20 | 6555.332 |  | 5780 | 0 | 0 | 775.332 | 0
01.12. | 21 | 6555.332 |  | 5780 | 0 | 0 | 775.332 | 0
01.12. | 22 | 6555.332 |  | 5780 | 0 | 0 | 775.332 | 0
01.12. | 23 | 6555.332 |  | 5780 | 0 | 0 | 775.332 | 0
01.12. | 24 | 6555.332 |  | 5780 | 0 | 0 | 775.332 | 0
02.12. | 1 | 6555.332 |  | 5780 | 0 | 0 | 775.332 | 0
02.12. | 2 | 6555.332 |  | 5780 | 0 | 0 | 775.332 | 0
02.12. | 3 | 6555.332 |  | 5780 | 0 | 0 | 775.332 | 0
02.12. | 4 | 6555.332 |  | 5780 | 0 | 0 | 775.332 | 0
02.12. | 5 | 6555.332 |  | 5780 | 0 | 0 | 775.332 | 0
02.12. | 6 | 6555.332 |  | 5780 | 0 | 0 | 775.332 | 0
02.12. | 7 | 6555.332 |  | 5780 | 0 | 0 | 775.332 | 0
02.12. | 8 | 6555.332 |  | 5780 | 0 | 0 | 775.332 | 0
02.12. | 9 | 6555.332 |  | 5780 | 0 | 0 | 775.332 | 0
02.12. | 10 | 6555.332 |  | 5780 | 0 | 0 | 775.332 | 0
02.12. | 11 | 6555.332 |  | 5780 | 0 | 0 | 775.332 | 0
02.12. | 12 | 6555.332 |  | 5780 | 0 | 0 | 775.332 | 0
02.12. | 13 | 6555.332 |  | 5780 | 0 | 0 | 775.332 | 0
02.12. | 14 | 6555.332 |  | 5780 | 0 | 0 | 775.332 | 0
02.12. | 15 | 6555.332 |  | 5780 | 0 | 0 | 775.332 | 0
02.12. | 16 | 6555.332 |  | 5780 | 0 | 0 | 775.332 | 0
02.12. | 17 | 6555.332 |  | 5780 | 0 | 0 | 775.332 | 0
02.12. | 18 | 6555.332 |  | 5780 | 0 | 0 | 775.332 | 0
02.12. | 19 | 6555.332 |  | 5780 | 0 | 0 | 775.332 | 0
02.12. | 20 | 6555.332 |  | 5780 | 0 | 0 | 775.332 | 0
02.12. | 21 | 6555.332 |  | 5780 | 0 | 0 | 775.332 | 0
02.12. | 22 | 6555.332 |  | 5780 | 0 | 0 | 775.332 | 0
02.12. | 23 | 6555.332 |  | 5780 | 0 | 0 | 775.332 | 0
02.12. | 24 | 6555.332 |  | 5780 | 0 | 0 | 775.332 | 0
03.12. | 1 | 6555.332 |  | 5780 | 0 | 0 | 775.332 | 0
03.12. | 2 | 6555.332 |  | 5780 | 0 | 0 | 775.332 | 0
03.12. | 3 | 6555.332 |  | 5780 | 0 | 0 | 775.332 | 0
03.12. | 4 | 6555.332 |  | 5780 | 0 | 0 | 775.332 | 0
03.12. | 5 | 6555.332 |  | 5780 | 0 | 0 | 775.332 | 0
03.12. | 6 | 6555.332 |  | 5780 | 0 | 0 | 775.332 | 0
03.12. | 7 | 6555.332 |  | 5780 | 0 | 0 | 775.332 | 0
03.12. | 8 | 6555.332 |  | 5780 | 0 | 0 | 775.332 | 0
03.12. | 9 | 6555.332 |  | 5780 | 0 | 0 | 775.332 | 0
03.12. | 10 | 6555.332 |  | 5780 | 0 | 0 | 775.332 | 0
03.12. | 11 | 6555.332 |  | 5780 | 0 | 0 | 775.332 | 0
03.12. | 12 | 6555.332 |  | 5780 | 0 | 0 | 775.332 | 0
03.12. | 13 | 6555.332 |  | 5780 | 0 | 0 | 775.332 | 0
03.12. | 14 | 6555.332 |  | 5780 | 0 | 0 | 775.332 | 0
03.12. | 15 | 6555.332 |  | 5780 | 0 | 0 | 775.332 | 0
03.12. | 16 | 6555.332 |  | 5780 | 0 | 0 | 775.332 | 0
03.12. | 17 | 6555.332 |  | 5780 | 0 | 0 | 775.332 | 0
03.12. | 18 | 6555.332 |  | 5780 | 0 | 0 | 775.332 | 0
03.12. | 19 | 6555.332 |  | 5780 | 0 | 0 | 775.332 | 0
03.12. | 20 | 6555.332 |  | 5780 | 0 | 0 | 775.332 | 0
03.12. | 21 | 6555.332 |  | 5780 | 0 | 0 | 775.332 | 0
03.12. | 22 | 6555.332 |  | 5780 | 0 | 0 | 775.332 | 0
03.12. | 23 | 6555.332 |  | 5780 | 0 | 0 | 775.332 | 0
03.12. | 24 | 6555.332 |  | 5780 | 0 | 0 | 775.332 | 0
04.12. | 1 | 6555.332 |  | 5780 | 0 | 0 | 775.332 | 0
04.12. | 2 | 6555.332 |  | 5780 | 0 | 0 | 775.332 | 0
04.12. | 3 | 6555.332 |  | 5780 | 0 | 0 | 775.332 | 0
04.12. | 4 | 6555.332 |  | 5780 | 0 | 0 | 775.332 | 0
04.12. | 5 | 6555.332 |  | 5780 | 0 | 0 | 775.332 | 0
04.12. | 6 | 6555.332 |  | 5780 | 0 | 0 | 775.332 | 0
04.12. | 7 | 6555.332 |  | 5780 | 0 | 0 | 775.332 | 0
04.12. | 8 | 6555.332 |  | 5780 | 0 | 0 | 775.332 | 0
04.12. | 9 | 6555.332 |  | 5780 | 0 | 0 | 775.332 | 0
04.12. | 10 | 6555.332 |  | 5780 | 0 | 0 | 775.332 | 0
04.12. | 11 | 6555.332 |  | 5780 | 0 | 0 | 775.332 | 0
04.12. | 12 | 6555.332 |  | 5780 | 0 | 0 | 775.332 | 0
04.12. | 13 | 6555.332 |  | 5780 | 0 | 0 | 775.332 | 0
04.12. | 14 | 6555.332 |  | 5780 | 0 | 0 | 775.332 | 0
04.12. | 15 | 6555.332 |  | 5780 | 0 | 0 | 775.332 | 0
04.12. | 16 | 6555.332 |  | 5780 | 0 | 0 | 775.332 | 0
04.12. | 17 | 6555.332 |  | 5780 | 0 | 0 | 775.332 | 0
04.12. | 18 | 6555.332 |  | 5780 | 0 | 0 | 775.332 | 0
04.12. | 19 | 6555.332 |  | 5780 | 0 | 0 | 775.332 | 0
04.12. | 20 | 6555.332 |  | 5780 | 0 | 0 | 775.332 | 0
04.12. | 21 | 6555.332 |  | 5780 | 0 | 0 | 775.332 | 0
04.12. | 22 | 6555.332 |  | 5780 | 0 | 0 | 775.332 | 0
04.12. | 23 | 6555.332 |  | 5780 | 0 | 0 | 775.332 | 0
04.12. | 24 | 6555.332 |  | 5780 | 0 | 0 | 775.332 | 0
05.12. | 1 | 6555.332 |  | 5780 | 0 | 0 | 775.332 | 0
05.12. | 2 | 6555.332 |  | 5780 | 0 | 0 | 775.332 | 0
05.12. | 3 | 6555.332 |  | 5780 | 0 | 0 | 775.332 | 0
05.12. | 4 | 6555.332 |  | 5780 | 0 | 0 | 775.332 | 0
05.12. | 5 | 6555.332 |  | 5780 | 0 | 0 | 775.332 | 0
05.12. | 6 | 6555.332 |  | 5780 | 0 | 0 | 775.332 | 0
05.12. | 7 | 6555.332 |  | 5780 | 0 | 0 | 775.332 | 0
05.12. | 8 | 6555.332 |  | 5780 | 0 | 0 | 775.332 | 0
05.12. | 9 | 6555.332 |  | 5780 | 0 | 0 | 775.332 | 0
05.12. | 10 | 6555.332 |  | 5780 | 0 | 0 | 775.332 | 0
05.12. | 11 | 6555.332 |  | 5780 | 0 | 0 | 775.332 | 0
05.12. | 12 | 6555.332 |  | 5780 | 0 | 0 | 775.332 | 0
05.12. | 13 | 6555.332 |  | 5780 | 0 | 0 | 775.332 | 0
05.12. | 14 | 6555.332 |  | 5780 | 0 | 0 | 775.332 | 0
05.12. | 15 | 6555.332 |  | 5780 | 0 | 0 | 775.332 | 0
05.12. | 16 | 6555.332 |  | 5780 | 0 | 0 | 775.332 | 0
05.12. | 17 | 6555.332 |  | 5780 | 0 | 0 | 775.332 | 0
05.12. | 18 | 6555.332 |  | 5780 | 0 | 0 | 775.332 | 0
05.12. | 19 | 6555.332 |  | 5780 | 0 | 0 | 775.332 | 0
05.12. | 20 | 6555.332 |  | 5780 | 0 | 0 | 775.332 | 0
05.12. | 21 | 6555.332 |  | 5780 | 0 | 0 | 775.332 | 0
05.12. | 22 | 6555.332 |  | 5780 | 0 | 0 | 775.332 | 0
05.12. | 23 | 6555.332 |  | 5780 | 0 | 0 | 775.332 | 0
05.12. | 24 | 6555.332 |  | 5780 | 0 | 0 | 775.332 | 0
06.12. | 1 | 6555.332 |  | 5780 | 0 | 0 | 775.332 | 0
06.12. | 2 | 6555.332 |  | 5780 | 0 | 0 | 775.332 | 0
06.12. | 3 | 6555.332 |  | 5780 | 0 | 0 | 775.332 | 0
06.12. | 4 | 6555.332 |  | 5780 | 0 | 0 | 775.332 | 0
06.12. | 5 | 6555.332 |  | 5780 | 0 | 0 | 775.332 | 0
06.12. | 6 | 6555.332 |  | 5780 | 0 | 0 | 775.332 | 0
06.12. | 7 | 6555.332 |  | 5780 | 0 | 0 | 775.332 | 0
06.12. | 8 | 6555.332 |  | 5780 | 0 | 0 | 775.332 | 0
06.12. | 9 | 6555.332 |  | 5780 | 0 | 0 | 775.332 | 0
06.12. | 10 | 6555.332 |  | 5780 | 0 | 0 | 775.332 | 0
06.12. | 11 | 6555.332 |  | 5780 | 0 | 0 | 775.332 | 0
06.12. | 12 | 6555.332 |  | 5780 | 0 | 0 | 775.332 | 0
06.12. | 13 | 6555.332 |  | 5780 | 0 | 0 | 775.332 | 0
06.12. | 14 | 6555.332 |  | 5780 | 0 | 0 | 775.332 | 0
06.12. | 15 | 6555.332 |  | 5780 | 0 | 0 | 775.332 | 0
06.12. | 16 | 6555.332 |  | 5780 | 0 | 0 | 775.332 | 0
06.12. | 17 | 6555.332 |  | 5780 | 0 | 0 | 775.332 | 0
06.12. | 18 | 6555.332 |  | 5780 | 0 | 0 | 775.332 | 0
06.12. | 19 | 6555.332 |  | 5780 | 0 | 0 | 775.332 | 0
06.12. | 20 | 6555.332 |  | 5780 | 0 | 0 | 775.332 | 0
06.12. | 21 | 6555.332 |  | 5780 | 0 | 0 | 775.332 | 0
06.12. | 22 | 6555.332 |  | 5780 | 0 | 0 | 775.332 | 0
06.12. | 23 | 6555.332 |  | 5780 | 0 | 0 | 775.332 | 0
06.12. | 24 | 6555.332 |  | 5780 | 0 | 0 | 775.332 | 0
07.12. | 1 | 6555.332 |  | 5780 | 0 | 0 | 775.332 | 0
07.12. | 2 | 6555.332 |  | 5780 | 0 | 0 | 775.332 | 0
07.12. | 3 | 6555.332 |  | 5780 | 0 | 0 | 775.332 | 0
07.12. | 4 | 6555.332 |  | 5780 | 0 | 0 | 775.332 | 0
07.12. | 5 | 6555.332 |  | 5780 | 0 | 0 | 775.332 | 0
07.12. | 6 | 6555.332 |  | 5780 | 0 | 0 | 775.332 | 0
07.12. | 7 | 6555.332 |  | 5780 | 0 | 0 | 775.332 | 0
07.12. | 8 | 6555.332 |  | 5780 | 0 | 0 | 775.332 | 0
07.12. | 9 | 6555.332 |  | 5780 | 0 | 0 | 775.332 | 0
07.12. | 10 | 6555.332 |  | 5780 | 0 | 0 | 775.332 | 0
07.12. | 11 | 6555.332 |  | 5780 | 0 | 0 | 775.332 | 0
07.12. | 12 | 6555.332 |  | 5780 | 0 | 0 | 775.332 | 0
07.12. | 13 | 6555.332 |  | 5780 | 0 | 0 | 775.332 | 0
07.12. | 14 | 6555.332 |  | 5780 | 0 | 0 | 775.332 | 0
07.12. | 15 | 6555.332 |  | 5780 | 0 | 0 | 775.332 | 0
07.12. | 16 | 6555.332 |  | 5780 | 0 | 0 | 775.332 | 0
07.12. | 17 | 6555.332 |  | 5780 | 0 | 0 | 775.332 | 0
07.12. | 18 | 6555.332 |  | 5780 | 0 | 0 | 775.332 | 0
07.12. | 19 | 6555.332 |  | 5780 | 0 | 0 | 775.332 | 0
07.12. | 20 | 6555.332 |  | 5780 | 0 | 0 | 775.332 | 0
07.12. | 21 | 6555.332 |  | 5780 | 0 | 0 | 775.332 | 0
07.12. | 22 | 6555.332 |  | 5780 | 0 | 0 | 775.332 | 0
07.12. | 23 | 6555.332 |  | 5780 | 0 | 0 | 775.332 | 0
07.12. | 24 | 6555.332 |  | 5780 | 0 | 0 | 775.332 | 0
08.12. | 1 | 6555.332 |  | 5780 | 0 | 0 | 775.332 | 0
08.12. | 2 | 6555.332 |  | 5780 | 0 | 0 | 775.332 | 0
08.12. | 3 | 6555.332 |  | 5780 | 0 | 0 | 775.332 | 0
08.12. | 4 | 6555.332 |  | 5780 | 0 | 0 | 775.332 | 0
08.12. | 5 | 6555.332 |  | 5780 | 0 | 0 | 775.332 | 0
08.12. | 6 | 6555.332 |  | 5780 | 0 | 0 | 775.332 | 0
08.12. | 7 | 6555.332 |  | 5780 | 0 | 0 | 775.332 | 0
08.12. | 8 | 6555.332 |  | 5780 | 0 | 0 | 775.332 | 0
08.12. | 9 | 6555.332 |  | 5780 | 0 | 0 | 775.332 | 0
08.12. | 10 | 6555.332 |  | 5780 | 0 | 0 | 775.332 | 0
08.12. | 11 | 6555.332 |  | 5780 | 0 | 0 | 775.332 | 0
08.12. | 12 | 6555.332 |  | 5780 | 0 | 0 | 775.332 | 0
08.12. | 13 | 6555.332 |  | 5780 | 0 | 0 | 775.332 | 0
08.12. | 14 | 6555.332 |  | 5780 | 0 | 0 | 775.332 | 0
08.12. | 15 | 6555.332 |  | 5780 | 0 | 0 | 775.332 | 0
08.12. | 16 | 6555.332 |  | 5780 | 0 | 0 | 775.332 | 0
08.12. | 17 | 6555.332 |  | 5780 | 0 | 0 | 775.332 | 0
08.12. | 18 | 6555.332 |  | 5780 | 0 | 0 | 775.332 | 0
08.12. | 19 | 6555.332 |  | 5780 | 0 | 0 | 775.332 | 0
08.12. | 20 | 6555.332 |  | 5780 | 0 | 0 | 775.332 | 0
08.12. | 21 | 6555.332 |  | 5780 | 0 | 0 | 775.332 | 0
08.12. | 22 | 6555.332 |  | 5780 | 0 | 0 | 775.332 | 0
08.12. | 23 | 6555.332 |  | 5780 | 0 | 0 | 775.332 | 0
08.12. | 24 | 6555.332 |  | 5780 | 0 | 0 | 775.332 | 0
09.12. | 1 | 6555.332 |  | 5780 | 0 | 0 | 775.332 | 0
09.12. | 2 | 6555.332 |  | 5780 | 0 | 0 | 775.332 | 0
09.12. | 3 | 6555.332 |  | 5780 | 0 | 0 | 775.332 | 0
09.12. | 4 | 6555.332 |  | 5780 | 0 | 0 | 775.332 | 0
09.12. | 5 | 6555.332 |  | 5780 | 0 | 0 | 775.332 | 0
09.12. | 6 | 6555.332 |  | 5780 | 0 | 0 | 775.332 | 0
09.12. | 7 | 6555.332 |  | 5780 | 0 | 0 | 775.332 | 0
09.12. | 8 | 6555.332 |  | 5780 | 0 | 0 | 775.332 | 0
09.12. | 9 | 6555.332 |  | 5780 | 0 | 0 | 775.332 | 0
09.12. | 10 | 6555.332 |  | 5780 | 0 | 0 | 775.332 | 0
09.12. | 11 | 6555.332 |  | 5780 | 0 | 0 | 775.332 | 0
09.12. | 12 | 6555.332 |  | 5780 | 0 | 0 | 775.332 | 0
09.12. | 13 | 6555.332 |  | 5780 | 0 | 0 | 775.332 | 0
09.12. | 14 | 6555.332 |  | 5780 | 0 | 0 | 775.332 | 0
09.12. | 15 | 6555.332 |  | 5780 | 0 | 0 | 775.332 | 0
09.12. | 16 | 6555.332 |  | 5780 | 0 | 0 | 775.332 | 0
09.12. | 17 | 6555.332 |  | 5780 | 0 | 0 | 775.332 | 0
09.12. | 18 | 6555.332 |  | 5780 | 0 | 0 | 775.332 | 0
09.12. | 19 | 6555.332 |  | 5780 | 0 | 0 | 775.332 | 0
09.12. | 20 | 6555.332 |  | 5780 | 0 | 0 | 775.332 | 0
09.12. | 21 | 6555.332 |  | 5780 | 0 | 0 | 775.332 | 0
09.12. | 22 | 6555.332 |  | 5780 | 0 | 0 | 775.332 | 0
09.12. | 23 | 6555.332 |  | 5780 | 0 | 0 | 775.332 | 0
09.12. | 24 | 6555.332 |  | 5780 | 0 | 0 | 775.332 | 0
10.12. | 1 | 6555.332 |  | 5780 | 0 | 0 | 775.332 | 0
10.12. | 2 | 6555.332 |  | 5780 | 0 | 0 | 775.332 | 0
10.12. | 3 | 6555.332 |  | 5780 | 0 | 0 | 775.332 | 0
10.12. | 4 | 6555.332 |  | 5780 | 0 | 0 | 775.332 | 0
10.12. | 5 | 6555.332 |  | 5780 | 0 | 0 | 775.332 | 0
10.12. | 6 | 6555.332 |  | 5780 | 0 | 0 | 775.332 | 0
10.12. | 7 | 6555.332 |  | 5780 | 0 | 0 | 775.332 | 0
10.12. | 8 | 6555.332 |  | 5780 | 0 | 0 | 775.332 | 0
10.12. | 9 | 6555.332 |  | 5780 | 0 | 0 | 775.332 | 0
10.12. | 10 | 6555.332 |  | 5780 | 0 | 0 | 775.332 | 0
10.12. | 11 | 6555.332 |  | 5780 | 0 | 0 | 775.332 | 0
10.12. | 12 | 6555.332 |  | 5780 | 0 | 0 | 775.332 | 0
10.12. | 13 | 6555.332 |  | 5780 | 0 | 0 | 775.332 | 0
10.12. | 14 | 6555.332 |  | 5780 | 0 | 0 | 775.332 | 0
10.12. | 15 | 6555.332 |  | 5780 | 0 | 0 | 775.332 | 0
10.12. | 16 | 6555.332 |  | 5780 | 0 | 0 | 775.332 | 0
10.12. | 17 | 6555.332 |  | 5780 | 0 | 0 | 775.332 | 0
10.12. | 18 | 6555.332 |  | 5780 | 0 | 0 | 775.332 | 0
10.12. | 19 | 6555.332 |  | 5780 | 0 | 0 | 775.332 | 0
10.12. | 20 | 6555.332 |  | 5780 | 0 | 0 | 775.332 | 0
10.12. | 21 | 6555.332 |  | 5780 | 0 | 0 | 775.332 | 0
10.12. | 22 | 6555.332 |  | 5780 | 0 | 0 | 775.332 | 0
10.12. | 23 | 6555.332 |  | 5780 | 0 | 0 | 775.332 | 0
10.12. | 24 | 6555.332 |  | 5780 | 0 | 0 | 775.332 | 0
11.12. | 1 | 6555.332 |  | 5780 | 0 | 0 | 775.332 | 0
11.12. | 2 | 6555.332 |  | 5780 | 0 | 0 | 775.332 | 0
11.12. | 3 | 6555.332 |  | 5780 | 0 | 0 | 775.332 | 0
11.12. | 4 | 6555.332 |  | 5780 | 0 | 0 | 775.332 | 0
11.12. | 5 | 6555.332 |  | 5780 | 0 | 0 | 775.332 | 0
11.12. | 6 | 6555.332 |  | 5780 | 0 | 0 | 775.332 | 0
11.12. | 7 | 6555.332 |  | 5780 | 0 | 0 | 775.332 | 0
11.12. | 8 | 6555.332 |  | 5780 | 0 | 0 | 775.332 | 0
11.12. | 9 | 6555.332 |  | 5780 | 0 | 0 | 775.332 | 0
11.12. | 10 | 6555.332 |  | 5780 | 0 | 0 | 775.332 | 0
11.12. | 11 | 6555.332 |  | 5780 | 0 | 0 | 775.332 | 0
11.12. | 12 | 6555.332 |  | 5780 | 0 | 0 | 775.332 | 0
11.12. | 13 | 6555.332 |  | 5780 | 0 | 0 | 775.332 | 0
11.12. | 14 | 6555.332 |  | 5780 | 0 | 0 | 775.332 | 0
11.12. | 15 | 6555.332 |  | 5780 | 0 | 0 | 775.332 | 0
11.12. | 16 | 6555.332 |  | 5780 | 0 | 0 | 775.332 | 0
11.12. | 17 | 6555.332 |  | 5780 | 0 | 0 | 775.332 | 0
11.12. | 18 | 6555.332 |  | 5780 | 0 | 0 | 775.332 | 0
11.12. | 19 | 6555.332 |  | 5780 | 0 | 0 | 775.332 | 0
11.12. | 20 | 6555.332 |  | 5780 | 0 | 0 | 775.332 | 0
11.12. | 21 | 6555.332 |  | 5780 | 0 | 0 | 775.332 | 0
11.12. | 22 | 6555.332 |  | 5780 | 0 | 0 | 775.332 | 0
11.12. | 23 | 6555.332 |  | 5780 | 0 | 0 | 775.332 | 0
11.12. | 24 | 6555.332 |  | 5780 | 0 | 0 | 775.332 | 0
12.12. | 1 | 6555.332 |  | 5780 | 0 | 0 | 775.332 | 0
12.12. | 2 | 6555.332 |  | 5780 | 0 | 0 | 775.332 | 0
12.12. | 3 | 6555.332 |  | 5780 | 0 | 0 | 775.332 | 0
12.12. | 4 | 6555.332 |  | 5780 | 0 | 0 | 775.332 | 0
12.12. | 5 | 6555.332 |  | 5780 | 0 | 0 | 775.332 | 0
12.12. | 6 | 6555.332 |  | 5780 | 0 | 0 | 775.332 | 0
12.12. | 7 | 6555.332 |  | 5780 | 0 | 0 | 775.332 | 0
12.12. | 8 | 6555.332 |  | 5780 | 0 | 0 | 775.332 | 0
12.12. | 9 | 6555.332 |  | 5780 | 0 | 0 | 775.332 | 0
12.12. | 10 | 6555.332 |  | 5780 | 0 | 0 | 775.332 | 0
12.12. | 11 | 6555.332 |  | 5780 | 0 | 0 | 775.332 | 0
12.12. | 12 | 6555.332 |  | 5780 | 0 | 0 | 775.332 | 0
12.12. | 13 | 6555.332 |  | 5780 | 0 | 0 | 775.332 | 0
12.12. | 14 | 6555.332 |  | 5780 | 0 | 0 | 775.332 | 0
12.12. | 15 | 6555.332 |  | 5780 | 0 | 0 | 775.332 | 0
12.12. | 16 | 6555.332 |  | 5780 | 0 | 0 | 775.332 | 0
12.12. | 17 | 6555.332 |  | 5780 | 0 | 0 | 775.332 | 0
12.12. | 18 | 6555.332 |  | 5780 | 0 | 0 | 775.332 | 0
12.12. | 19 | 6555.332 |  | 5780 | 0 | 0 | 775.332 | 0
12.12. | 20 | 6555.332 |  | 5780 | 0 | 0 | 775.332 | 0
12.12. | 21 | 6555.332 |  | 5780 | 0 | 0 | 775.332 | 0
12.12. | 22 | 6555.332 |  | 5780 | 0 | 0 | 775.332 | 0
12.12. | 23 | 6555.332 |  | 5780 | 0 | 0 | 775.332 | 0
12.12. | 24 | 6555.332 |  | 5780 | 0 | 0 | 775.332 | 0
13.12. | 1 | 6555.332 |  | 5780 | 0 | 0 | 775.332 | 0
13.12. | 2 | 6555.332 |  | 5780 | 0 | 0 | 775.332 | 0
13.12. | 3 | 6555.332 |  | 5780 | 0 | 0 | 775.332 | 0
13.12. | 4 | 6555.332 |  | 5780 | 0 | 0 | 775.332 | 0
13.12. | 5 | 6555.332 |  | 5780 | 0 | 0 | 775.332 | 0
13.12. | 6 | 6555.332 |  | 5780 | 0 | 0 | 775.332 | 0
13.12. | 7 | 6555.332 |  | 5780 | 0 | 0 | 775.332 | 0
13.12. | 8 | 6555.332 |  | 5780 | 0 | 0 | 775.332 | 0
13.12. | 9 | 6555.332 |  | 5780 | 0 | 0 | 775.332 | 0
13.12. | 10 | 6555.332 |  | 5780 | 0 | 0 | 775.332 | 0
13.12. | 11 | 6555.332 |  | 5780 | 0 | 0 | 775.332 | 0
13.12. | 12 | 6555.332 |  | 5780 | 0 | 0 | 775.332 | 0
13.12. | 13 | 6555.332 |  | 5780 | 0 | 0 | 775.332 | 0
13.12. | 14 | 6555.332 |  | 5780 | 0 | 0 | 775.332 | 0
13.12. | 15 | 6555.332 |  | 5780 | 0 | 0 | 775.332 | 0
13.12. | 16 | 6555.332 |  | 5780 | 0 | 0 | 775.332 | 0
13.12. | 17 | 6555.332 |  | 5780 | 0 | 0 | 775.332 | 0
13.12. | 18 | 6555.332 |  | 5780 | 0 | 0 | 775.332 | 0
13.12. | 19 | 6555.332 |  | 5780 | 0 | 0 | 775.332 | 0
13.12. | 20 | 6555.332 |  | 5780 | 0 | 0 | 775.332 | 0
13.12. | 21 | 6555.332 |  | 5780 | 0 | 0 | 775.332 | 0
13.12. | 22 | 6555.332 |  | 5780 | 0 | 0 | 775.332 | 0
13.12. | 23 | 6555.332 |  | 5780 | 0 | 0 | 775.332 | 0
13.12. | 24 | 6555.332 |  | 5780 | 0 | 0 | 775.332 | 0
14.12. | 1 | 6555.332 |  | 5780 | 0 | 0 | 775.332 | 0
14.12. | 2 | 6555.332 |  | 5780 | 0 | 0 | 775.332 | 0
14.12. | 3 | 6555.332 |  | 5780 | 0 | 0 | 775.332 | 0
14.12. | 4 | 6555.332 |  | 5780 | 0 | 0 | 775.332 | 0
14.12. | 5 | 6555.332 |  | 5780 | 0 | 0 | 775.332 | 0
14.12. | 6 | 6555.332 |  | 5780 | 0 | 0 | 775.332 | 0
14.12. | 7 | 6555.332 |  | 5780 | 0 | 0 | 775.332 | 0
14.12. | 8 | 6555.332 |  | 5780 | 0 | 0 | 775.332 | 0
14.12. | 9 | 6555.332 |  | 5780 | 0 | 0 | 775.332 | 0
14.12. | 10 | 6555.332 |  | 5780 | 0 | 0 | 775.332 | 0
14.12. | 11 | 6555.332 |  | 5780 | 0 | 0 | 775.332 | 0
14.12. | 12 | 6555.332 |  | 5780 | 0 | 0 | 775.332 | 0
14.12. | 13 | 6555.332 |  | 5780 | 0 | 0 | 775.332 | 0
14.12. | 14 | 6555.332 |  | 5780 | 0 | 0 | 775.332 | 0
14.12. | 15 | 6555.332 |  | 5780 | 0 | 0 | 775.332 | 0
14.12. | 16 | 6555.332 |  | 5780 | 0 | 0 | 775.332 | 0
14.12. | 17 | 6555.332 |  | 5780 | 0 | 0 | 775.332 | 0
14.12. | 18 | 6555.332 |  | 5780 | 0 | 0 | 775.332 | 0
14.12. | 19 | 6555.332 |  | 5780 | 0 | 0 | 775.332 | 0
14.12. | 20 | 6555.332 |  | 5780 | 0 | 0 | 775.332 | 0
14.12. | 21 | 6555.332 |  | 5780 | 0 | 0 | 775.332 | 0
14.12. | 22 | 6555.332 |  | 5780 | 0 | 0 | 775.332 | 0
14.12. | 23 | 6555.332 |  | 5780 | 0 | 0 | 775.332 | 0
14.12. | 24 | 6555.332 |  | 5780 | 0 | 0 | 775.332 | 0
15.12. | 1 | 6555.332 |  | 5780 | 0 | 0 | 775.332 | 0
15.12. | 2 | 6555.332 |  | 5780 | 0 | 0 | 775.332 | 0
15.12. | 3 | 6555.332 |  | 5780 | 0 | 0 | 775.332 | 0
15.12. | 4 | 6555.332 |  | 5780 | 0 | 0 | 775.332 | 0
15.12. | 5 | 6555.332 |  | 5780 | 0 | 0 | 775.332 | 0
15.12. | 6 | 6555.332 |  | 5780 | 0 | 0 | 775.332 | 0
15.12. | 7 | 6555.332 |  | 5780 | 0 | 0 | 775.332 | 0
15.12. | 8 | 6555.332 |  | 5780 | 0 | 0 | 775.332 | 0
15.12. | 9 | 6555.332 |  | 5780 | 0 | 0 | 775.332 | 0
15.12. | 10 | 6555.332 |  | 5780 | 0 | 0 | 775.332 | 0
15.12. | 11 | 6555.332 |  | 5780 | 0 | 0 | 775.332 | 0
15.12. | 12 | 6555.332 |  | 5780 | 0 | 0 | 775.332 | 0
15.12. | 13 | 6555.332 |  | 5780 | 0 | 0 | 775.332 | 0
15.12. | 14 | 6555.332 |  | 5780 | 0 | 0 | 775.332 | 0
15.12. | 15 | 6555.332 |  | 5780 | 0 | 0 | 775.332 | 0
15.12. | 16 | 6555.332 |  | 5780 | 0 | 0 | 775.332 | 0
15.12. | 17 | 6555.332 |  | 5780 | 0 | 0 | 775.332 | 0
15.12. | 18 | 6555.332 |  | 5780 | 0 | 0 | 775.332 | 0
15.12. | 19 | 6555.332 |  | 5780 | 0 | 0 | 775.332 | 0
15.12. | 20 | 6555.332 |  | 5780 | 0 | 0 | 775.332 | 0
15.12. | 21 | 6555.332 |  | 5780 | 0 | 0 | 775.332 | 0
15.12. | 22 | 6555.332 |  | 5780 | 0 | 0 | 775.332 | 0
15.12. | 23 | 6555.332 |  | 5780 | 0 | 0 | 775.332 | 0
15.12. | 24 | 6555.332 |  | 5780 | 0 | 0 | 775.332 | 0
16.12. | 1 | 6555.332 |  | 5780 | 0 | 0 | 775.332 | 0
16.12. | 2 | 6555.332 |  | 5780 | 0 | 0 | 775.332 | 0
16.12. | 3 | 6555.332 |  | 5780 | 0 | 0 | 775.332 | 0
16.12. | 4 | 6555.332 |  | 5780 | 0 | 0 | 775.332 | 0
16.12. | 5 | 6555.332 |  | 5780 | 0 | 0 | 775.332 | 0
16.12. | 6 | 6555.332 |  | 5780 | 0 | 0 | 775.332 | 0
16.12. | 7 | 6555.332 |  | 5780 | 0 | 0 | 775.332 | 0
16.12. | 8 | 6555.332 |  | 5780 | 0 | 0 | 775.332 | 0
16.12. | 9 | 6555.332 |  | 5780 | 0 | 0 | 775.332 | 0
16.12. | 10 | 6555.332 |  | 5780 | 0 | 0 | 775.332 | 0
16.12. | 11 | 6555.332 |  | 5780 | 0 | 0 | 775.332 | 0
16.12. | 12 | 6555.332 |  | 5780 | 0 | 0 | 775.332 | 0
16.12. | 13 | 6555.332 |  | 5780 | 0 | 0 | 775.332 | 0
16.12. | 14 | 6555.332 |  | 5780 | 0 | 0 | 775.332 | 0
16.12. | 15 | 6555.332 |  | 5780 | 0 | 0 | 775.332 | 0
16.12. | 16 | 6555.332 |  | 5780 | 0 | 0 | 775.332 | 0
16.12. | 17 | 6555.332 |  | 5780 | 0 | 0 | 775.332 | 0
16.12. | 18 | 6555.332 |  | 5780 | 0 | 0 | 775.332 | 0
16.12. | 19 | 6555.332 |  | 5780 | 0 | 0 | 775.332 | 0
16.12. | 20 | 6555.332 |  | 5780 | 0 | 0 | 775.332 | 0
16.12. | 21 | 6555.332 |  | 5780 | 0 | 0 | 775.332 | 0
16.12. | 22 | 6555.332 |  | 5780 | 0 | 0 | 775.332 | 0
16.12. | 23 | 6555.332 |  | 5780 | 0 | 0 | 775.332 | 0
16.12. | 24 | 6555.332 |  | 5780 | 0 | 0 | 775.332 | 0
17.12. | 1 | 6555.332 |  | 5780 | 0 | 0 | 775.332 | 0
17.12. | 2 | 6555.332 |  | 5780 | 0 | 0 | 775.332 | 0
17.12. | 3 | 6555.332 |  | 5780 | 0 | 0 | 775.332 | 0
17.12. | 4 | 6555.332 |  | 5780 | 0 | 0 | 775.332 | 0
17.12. | 5 | 6555.332 |  | 5780 | 0 | 0 | 775.332 | 0
17.12. | 6 | 6555.332 |  | 5780 | 0 | 0 | 775.332 | 0
17.12. | 7 | 6555.332 |  | 5780 | 0 | 0 | 775.332 | 0
17.12. | 8 | 6555.332 |  | 5780 | 0 | 0 | 775.332 | 0
17.12. | 9 | 6555.332 |  | 5780 | 0 | 0 | 775.332 | 0
17.12. | 10 | 6555.332 |  | 5780 | 0 | 0 | 775.332 | 0
17.12. | 11 | 6555.332 |  | 5780 | 0 | 0 | 775.332 | 0
17.12. | 12 | 6555.332 |  | 5780 | 0 | 0 | 775.332 | 0
17.12. | 13 | 6555.332 |  | 5780 | 0 | 0 | 775.332 | 0
17.12. | 14 | 6555.332 |  | 5780 | 0 | 0 | 775.332 | 0
17.12. | 15 | 6555.332 |  | 5780 | 0 | 0 | 775.332 | 0
17.12. | 16 | 6555.332 |  | 5780 | 0 | 0 | 775.332 | 0
17.12. | 17 | 6555.332 |  | 5780 | 0 | 0 | 775.332 | 0
17.12. | 18 | 6555.332 |  | 5780 | 0 | 0 | 775.332 | 0
17.12. | 19 | 6555.332 |  | 5780 | 0 | 0 | 775.332 | 0
17.12. | 20 | 6555.332 |  | 5780 | 0 | 0 | 775.332 | 0
17.12. | 21 | 6555.332 |  | 5780 | 0 | 0 | 775.332 | 0
17.12. | 22 | 6555.332 |  | 5780 | 0 | 0 | 775.332 | 0
17.12. | 23 | 6555.332 |  | 5780 | 0 | 0 | 775.332 | 0
17.12. | 24 | 6555.332 |  | 5780 | 0 | 0 | 775.332 | 0
18.12. | 1 | 6555.332 |  | 5780 | 0 | 0 | 775.332 | 0
18.12. | 2 | 6555.332 |  | 5780 | 0 | 0 | 775.332 | 0
18.12. | 3 | 6555.332 |  | 5780 | 0 | 0 | 775.332 | 0
18.12. | 4 | 6555.332 |  | 5780 | 0 | 0 | 775.332 | 0
18.12. | 5 | 6555.332 |  | 5780 | 0 | 0 | 775.332 | 0
18.12. | 6 | 6555.332 |  | 5780 | 0 | 0 | 775.332 | 0
18.12. | 7 | 6555.332 |  | 5780 | 0 | 0 | 775.332 | 0
18.12. | 8 | 6555.332 |  | 5780 | 0 | 0 | 775.332 | 0
18.12. | 9 | 6555.332 |  | 5780 | 0 | 0 | 775.332 | 0
18.12. | 10 | 6555.332 |  | 5780 | 0 | 0 | 775.332 | 0
18.12. | 11 | 6555.332 |  | 5780 | 0 | 0 | 775.332 | 0
18.12. | 12 | 6555.332 |  | 5780 | 0 | 0 | 775.332 | 0
18.12. | 13 | 6555.332 |  | 5780 | 0 | 0 | 775.332 | 0
18.12. | 14 | 6555.332 |  | 5780 | 0 | 0 | 775.332 | 0
18.12. | 15 | 6555.332 |  | 5780 | 0 | 0 | 775.332 | 0
18.12. | 16 | 6555.332 |  | 5780 | 0 | 0 | 775.332 | 0
18.12. | 17 | 6555.332 |  | 5780 | 0 | 0 | 775.332 | 0
18.12. | 18 | 6555.332 |  | 5780 | 0 | 0 | 775.332 | 0
18.12. | 19 | 6555.332 |  | 5780 | 0 | 0 | 775.332 | 0
18.12. | 20 | 6555.332 |  | 5780 | 0 | 0 | 775.332 | 0
18.12. | 21 | 6555.332 |  | 5780 | 0 | 0 | 775.332 | 0
18.12. | 22 | 6555.332 |  | 5780 | 0 | 0 | 775.332 | 0
18.12. | 23 | 6555.332 |  | 5780 | 0 | 0 | 775.332 | 0
18.12. | 24 | 6555.332 |  | 5780 | 0 | 0 | 775.332 | 0
19.12. | 1 | 6555.332 |  | 5780 | 0 | 0 | 775.332 | 0
19.12. | 2 | 6555.332 |  | 5780 | 0 | 0 | 775.332 | 0
19.12. | 3 | 6555.332 |  | 5780 | 0 | 0 | 775.332 | 0
19.12. | 4 | 6555.332 |  | 5780 | 0 | 0 | 775.332 | 0
19.12. | 5 | 6555.332 |  | 5780 | 0 | 0 | 775.332 | 0
19.12. | 6 | 6555.332 |  | 5780 | 0 | 0 | 775.332 | 0
19.12. | 7 | 6555.332 |  | 5780 | 0 | 0 | 775.332 | 0
19.12. | 8 | 6555.332 |  | 5780 | 0 | 0 | 775.332 | 0
19.12. | 9 | 6555.332 |  | 5780 | 0 | 0 | 775.332 | 0
19.12. | 10 | 6555.332 |  | 5780 | 0 | 0 | 775.332 | 0
19.12. | 11 | 6555.332 |  | 5780 | 0 | 0 | 775.332 | 0
19.12. | 12 | 6555.332 |  | 5780 | 0 | 0 | 775.332 | 0
19.12. | 13 | 6555.332 |  | 5780 | 0 | 0 | 775.332 | 0
19.12. | 14 | 6555.332 |  | 5780 | 0 | 0 | 775.332 | 0
19.12. | 15 | 6555.332 |  | 5780 | 0 | 0 | 775.332 | 0
19.12. | 16 | 6555.332 |  | 5780 | 0 | 0 | 775.332 | 0
19.12. | 17 | 6555.332 |  | 5780 | 0 | 0 | 775.332 | 0
19.12. | 18 | 6555.332 |  | 5780 | 0 | 0 | 775.332 | 0
19.12. | 19 | 6555.332 |  | 5780 | 0 | 0 | 775.332 | 0
19.12. | 20 | 6555.332 |  | 5780 | 0 | 0 | 775.332 | 0
19.12. | 21 | 6555.332 |  | 5780 | 0 | 0 | 775.332 | 0
19.12. | 22 | 6555.332 |  | 5780 | 0 | 0 | 775.332 | 0
19.12. | 23 | 6555.332 |  | 5780 | 0 | 0 | 775.332 | 0
19.12. | 24 | 6555.332 |  | 5780 | 0 | 0 | 775.332 | 0
20.12. | 1 | 6555.332 |  | 5780 | 0 | 0 | 775.332 | 0
20.12. | 2 | 6555.332 |  | 5780 | 0 | 0 | 775.332 | 0
20.12. | 3 | 6555.332 |  | 5780 | 0 | 0 | 775.332 | 0
20.12. | 4 | 6555.332 |  | 5780 | 0 | 0 | 775.332 | 0
20.12. | 5 | 6555.332 |  | 5780 | 0 | 0 | 775.332 | 0
20.12. | 6 | 6555.332 |  | 5780 | 0 | 0 | 775.332 | 0
20.12. | 7 | 6555.332 |  | 5780 | 0 | 0 | 775.332 | 0
20.12. | 8 | 6555.332 |  | 5780 | 0 | 0 | 775.332 | 0
20.12. | 9 | 6555.332 |  | 5780 | 0 | 0 | 775.332 | 0
20.12. | 10 | 6555.332 |  | 5780 | 0 | 0 | 775.332 | 0
20.12. | 11 | 6555.332 |  | 5780 | 0 | 0 | 775.332 | 0
20.12. | 12 | 6555.332 |  | 5780 | 0 | 0 | 775.332 | 0
20.12. | 13 | 6555.332 |  | 5780 | 0 | 0 | 775.332 | 0
20.12. | 14 | 6555.332 |  | 5780 | 0 | 0 | 775.332 | 0
20.12. | 15 | 6555.332 |  | 5780 | 0 | 0 | 775.332 | 0
20.12. | 16 | 6555.332 |  | 5780 | 0 | 0 | 775.332 | 0
20.12. | 17 | 6555.332 |  | 5780 | 0 | 0 | 775.332 | 0
20.12. | 18 | 6555.332 |  | 5780 | 0 | 0 | 775.332 | 0
20.12. | 19 | 6555.332 |  | 5780 | 0 | 0 | 775.332 | 0
20.12. | 20 | 6555.332 |  | 5780 | 0 | 0 | 775.332 | 0
20.12. | 21 | 6555.332 |  | 5780 | 0 | 0 | 775.332 | 0
20.12. | 22 | 6555.332 |  | 5780 | 0 | 0 | 775.332 | 0
20.12. | 23 | 6555.332 |  | 5780 | 0 | 0 | 775.332 | 0
20.12. | 24 | 6555.332 |  | 5780 | 0 | 0 | 775.332 | 0
21.12. | 1 | 6555.332 |  | 5780 | 0 | 0 | 775.332 | 0
21.12. | 2 | 6555.332 |  | 5780 | 0 | 0 | 775.332 | 0
21.12. | 3 | 6555.332 |  | 5780 | 0 | 0 | 775.332 | 0
21.12. | 4 | 6555.332 |  | 5780 | 0 | 0 | 775.332 | 0
21.12. | 5 | 6555.332 |  | 5780 | 0 | 0 | 775.332 | 0
21.12. | 6 | 6555.332 |  | 5780 | 0 | 0 | 775.332 | 0
21.12. | 7 | 6555.332 |  | 5780 | 0 | 0 | 775.332 | 0
21.12. | 8 | 6555.332 |  | 5780 | 0 | 0 | 775.332 | 0
21.12. | 9 | 6555.332 |  | 5780 | 0 | 0 | 775.332 | 0
21.12. | 10 | 6555.332 |  | 5780 | 0 | 0 | 775.332 | 0
21.12. | 11 | 6555.332 |  | 5780 | 0 | 0 | 775.332 | 0
21.12. | 12 | 6555.332 |  | 5780 | 0 | 0 | 775.332 | 0
21.12. | 13 | 6555.332 |  | 5780 | 0 | 0 | 775.332 | 0
21.12. | 14 | 6555.332 |  | 5780 | 0 | 0 | 775.332 | 0
21.12. | 15 | 6555.332 |  | 5780 | 0 | 0 | 775.332 | 0
21.12. | 16 | 6555.332 |  | 5780 | 0 | 0 | 775.332 | 0
21.12. | 17 | 6555.332 |  | 5780 | 0 | 0 | 775.332 | 0
21.12. | 18 | 6555.332 |  | 5780 | 0 | 0 | 775.332 | 0
21.12. | 19 | 6555.332 |  | 5780 | 0 | 0 | 775.332 | 0
21.12. | 20 | 6555.332 |  | 5780 | 0 | 0 | 775.332 | 0
21.12. | 21 | 6555.332 |  | 5780 | 0 | 0 | 775.332 | 0
21.12. | 22 | 6555.332 |  | 5780 | 0 | 0 | 775.332 | 0
21.12. | 23 | 6555.332 |  | 5780 | 0 | 0 | 775.332 | 0
21.12. | 24 | 6555.332 |  | 5780 | 0 | 0 | 775.332 | 0
22.12. | 1 | 6555.332 |  | 5780 | 0 | 0 | 775.332 | 0
22.12. | 2 | 6555.332 |  | 5780 | 0 | 0 | 775.332 | 0
22.12. | 3 | 6555.332 |  | 5780 | 0 | 0 | 775.332 | 0
22.12. | 4 | 6555.332 |  | 5780 | 0 | 0 | 775.332 | 0
22.12. | 5 | 6555.332 |  | 5780 | 0 | 0 | 775.332 | 0
22.12. | 6 | 6555.332 |  | 5780 | 0 | 0 | 775.332 | 0
22.12. | 7 | 6555.332 |  | 5780 | 0 | 0 | 775.332 | 0
22.12. | 8 | 6555.332 |  | 5780 | 0 | 0 | 775.332 | 0
22.12. | 9 | 6555.332 |  | 5780 | 0 | 0 | 775.332 | 0
22.12. | 10 | 6555.332 |  | 5780 | 0 | 0 | 775.332 | 0
22.12. | 11 | 6555.332 |  | 5780 | 0 | 0 | 775.332 | 0
22.12. | 12 | 6555.332 |  | 5780 | 0 | 0 | 775.332 | 0
22.12. | 13 | 6555.332 |  | 5780 | 0 | 0 | 775.332 | 0
22.12. | 14 | 6555.332 |  | 5780 | 0 | 0 | 775.332 | 0
22.12. | 15 | 6555.332 |  | 5780 | 0 | 0 | 775.332 | 0
22.12. | 16 | 6555.332 |  | 5780 | 0 | 0 | 775.332 | 0
22.12. | 17 | 6555.332 |  | 5780 | 0 | 0 | 775.332 | 0
22.12. | 18 | 6555.332 |  | 5780 | 0 | 0 | 775.332 | 0
22.12. | 19 | 6555.332 |  | 5780 | 0 | 0 | 775.332 | 0
22.12. | 20 | 6555.332 |  | 5780 | 0 | 0 | 775.332 | 0
22.12. | 21 | 6555.332 |  | 5780 | 0 | 0 | 775.332 | 0
22.12. | 22 | 6555.332 |  | 5780 | 0 | 0 | 775.332 | 0
22.12. | 23 | 6555.332 |  | 5780 | 0 | 0 | 775.332 | 0
22.12. | 24 | 6555.332 |  | 5780 | 0 | 0 | 775.332 | 0
23.12. | 1 | 6555.332 |  | 5780 | 0 | 0 | 775.332 | 0
23.12. | 2 | 6555.332 |  | 5780 | 0 | 0 | 775.332 | 0
23.12. | 3 | 6555.332 |  | 5780 | 0 | 0 | 775.332 | 0
23.12. | 4 | 6555.332 |  | 5780 | 0 | 0 | 775.332 | 0
23.12. | 5 | 6555.332 |  | 5780 | 0 | 0 | 775.332 | 0
23.12. | 6 | 6555.332 |  | 5780 | 0 | 0 | 775.332 | 0
23.12. | 7 | 6555.332 |  | 5780 | 0 | 0 | 775.332 | 0
23.12. | 8 | 6555.332 |  | 5780 | 0 | 0 | 775.332 | 0
23.12. | 9 | 6555.332 |  | 5780 | 0 | 0 | 775.332 | 0
23.12. | 10 | 6555.332 |  | 5780 | 0 | 0 | 775.332 | 0
23.12. | 11 | 6555.332 |  | 5780 | 0 | 0 | 775.332 | 0
23.12. | 12 | 6555.332 |  | 5780 | 0 | 0 | 775.332 | 0
23.12. | 13 | 6555.332 |  | 5780 | 0 | 0 | 775.332 | 0
23.12. | 14 | 6555.332 |  | 5780 | 0 | 0 | 775.332 | 0
23.12. | 15 | 6555.332 |  | 5780 | 0 | 0 | 775.332 | 0
23.12. | 16 | 6555.332 |  | 5780 | 0 | 0 | 775.332 | 0
23.12. | 17 | 6555.332 |  | 5780 | 0 | 0 | 775.332 | 0
23.12. | 18 | 6555.332 |  | 5780 | 0 | 0 | 775.332 | 0
23.12. | 19 | 6555.332 |  | 5780 | 0 | 0 | 775.332 | 0
23.12. | 20 | 6555.332 |  | 5780 | 0 | 0 | 775.332 | 0
23.12. | 21 | 6555.332 |  | 5780 | 0 | 0 | 775.332 | 0
23.12. | 22 | 6555.332 |  | 5780 | 0 | 0 | 775.332 | 0
23.12. | 23 | 6555.332 |  | 5780 | 0 | 0 | 775.332 | 0
23.12. | 24 | 6555.332 |  | 5780 | 0 | 0 | 775.332 | 0
24.12. | 1 | 6555.332 |  | 5780 | 0 | 0 | 775.332 | 0
24.12. | 2 | 6555.332 |  | 5780 | 0 | 0 | 775.332 | 0
24.12. | 3 | 6555.332 |  | 5780 | 0 | 0 | 775.332 | 0
24.12. | 4 | 6555.332 |  | 5780 | 0 | 0 | 775.332 | 0
24.12. | 5 | 6555.332 |  | 5780 | 0 | 0 | 775.332 | 0
24.12. | 6 | 6555.332 |  | 5780 | 0 | 0 | 775.332 | 0
24.12. | 7 | 6555.332 |  | 5780 | 0 | 0 | 775.332 | 0
24.12. | 8 | 6555.332 |  | 5780 | 0 | 0 | 775.332 | 0
24.12. | 9 | 6555.332 |  | 5780 | 0 | 0 | 775.332 | 0
24.12. | 10 | 6555.332 |  | 5780 | 0 | 0 | 775.332 | 0
24.12. | 11 | 6555.332 |  | 5780 | 0 | 0 | 775.332 | 0
24.12. | 12 | 6555.332 |  | 5780 | 0 | 0 | 775.332 | 0
24.12. | 13 | 6555.332 |  | 5780 | 0 | 0 | 775.332 | 0
24.12. | 14 | 6555.332 |  | 5780 | 0 | 0 | 775.332 | 0
24.12. | 15 | 6555.332 |  | 5780 | 0 | 0 | 775.332 | 0
24.12. | 16 | 6555.332 |  | 5780 | 0 | 0 | 775.332 | 0
24.12. | 17 | 6555.332 |  | 5780 | 0 | 0 | 775.332 | 0
24.12. | 18 | 6555.332 |  | 5780 | 0 | 0 | 775.332 | 0
24.12. | 19 | 6555.332 |  | 5780 | 0 | 0 | 775.332 | 0
24.12. | 20 | 6555.332 |  | 5780 | 0 | 0 | 775.332 | 0
24.12. | 21 | 6555.332 |  | 5780 | 0 | 0 | 775.332 | 0
24.12. | 22 | 6555.332 |  | 5780 | 0 | 0 | 775.332 | 0
24.12. | 23 | 6555.332 |  | 5780 | 0 | 0 | 775.332 | 0
24.12. | 24 | 6555.332 |  | 5780 | 0 | 0 | 775.332 | 0
25.12. | 1 | 6555.332 |  | 5780 | 0 | 0 | 775.332 | 0
25.12. | 2 | 6555.332 |  | 5780 | 0 | 0 | 775.332 | 0
25.12. | 3 | 6555.332 |  | 5780 | 0 | 0 | 775.332 | 0
25.12. | 4 | 6555.332 |  | 5780 | 0 | 0 | 775.332 | 0
25.12. | 5 | 6555.332 |  | 5780 | 0 | 0 | 775.332 | 0
25.12. | 6 | 6555.332 |  | 5780 | 0 | 0 | 775.332 | 0
25.12. | 7 | 6555.332 |  | 5780 | 0 | 0 | 775.332 | 0
25.12. | 8 | 6555.332 |  | 5780 | 0 | 0 | 775.332 | 0
25.12. | 9 | 6555.332 |  | 5780 | 0 | 0 | 775.332 | 0
25.12. | 10 | 6555.332 |  | 5780 | 0 | 0 | 775.332 | 0
25.12. | 11 | 6555.332 |  | 5780 | 0 | 0 | 775.332 | 0
25.12. | 12 | 6555.332 |  | 5780 | 0 | 0 | 775.332 | 0
25.12. | 13 | 6555.332 |  | 5780 | 0 | 0 | 775.332 | 0
25.12. | 14 | 6555.332 |  | 5780 | 0 | 0 | 775.332 | 0
25.12. | 15 | 6555.332 |  | 5780 | 0 | 0 | 775.332 | 0
25.12. | 16 | 6555.332 |  | 5780 | 0 | 0 | 775.332 | 0
25.12. | 17 | 6555.332 |  | 5780 | 0 | 0 | 775.332 | 0
25.12. | 18 | 6555.332 |  | 5780 | 0 | 0 | 775.332 | 0
25.12. | 19 | 6555.332 |  | 5780 | 0 | 0 | 775.332 | 0
25.12. | 20 | 6555.332 |  | 5780 | 0 | 0 | 775.332 | 0
25.12. | 21 | 6555.332 |  | 5780 | 0 | 0 | 775.332 | 0
25.12. | 22 | 6555.332 |  | 5780 | 0 | 0 | 775.332 | 0
25.12. | 23 | 6555.332 |  | 5780 | 0 | 0 | 775.332 | 0
25.12. | 24 | 6555.332 |  | 5780 | 0 | 0 | 775.332 | 0
26.12. | 1 | 6555.332 |  | 5780 | 0 | 0 | 775.332 | 0
26.12. | 2 | 6555.332 |  | 5780 | 0 | 0 | 775.332 | 0
26.12. | 3 | 6555.332 |  | 5780 | 0 | 0 | 775.332 | 0
26.12. | 4 | 6555.332 |  | 5780 | 0 | 0 | 775.332 | 0
26.12. | 5 | 6555.332 |  | 5780 | 0 | 0 | 775.332 | 0
26.12. | 6 | 6555.332 |  | 5780 | 0 | 0 | 775.332 | 0
26.12. | 7 | 6555.332 |  | 5780 | 0 | 0 | 775.332 | 0
26.12. | 8 | 6555.332 |  | 5780 | 0 | 0 | 775.332 | 0
26.12. | 9 | 6555.332 |  | 5780 | 0 | 0 | 775.332 | 0
26.12. | 10 | 6555.332 |  | 5780 | 0 | 0 | 775.332 | 0
26.12. | 11 | 6555.332 |  | 5780 | 0 | 0 | 775.332 | 0
26.12. | 12 | 6555.332 |  | 5780 | 0 | 0 | 775.332 | 0
26.12. | 13 | 6555.332 |  | 5780 | 0 | 0 | 775.332 | 0
26.12. | 14 | 6555.332 |  | 5780 | 0 | 0 | 775.332 | 0
26.12. | 15 | 6555.332 |  | 5780 | 0 | 0 | 775.332 | 0
26.12. | 16 | 6555.332 |  | 5780 | 0 | 0 | 775.332 | 0
26.12. | 17 | 6555.332 |  | 5780 | 0 | 0 | 775.332 | 0
26.12. | 18 | 6555.332 |  | 5780 | 0 | 0 | 775.332 | 0
26.12. | 19 | 6555.332 |  | 5780 | 0 | 0 | 775.332 | 0
26.12. | 20 | 6555.332 |  | 5780 | 0 | 0 | 775.332 | 0
26.12. | 21 | 6555.332 |  | 5780 | 0 | 0 | 775.332 | 0
26.12. | 22 | 6555.332 |  | 5780 | 0 | 0 | 775.332 | 0
26.12. | 23 | 6555.332 |  | 5780 | 0 | 0 | 775.332 | 0
26.12. | 24 | 6555.332 |  | 5780 | 0 | 0 | 775.332 | 0
27.12. | 1 | 6555.332 |  | 5780 | 0 | 0 | 775.332 | 0
27.12. | 2 | 6555.332 |  | 5780 | 0 | 0 | 775.332 | 0
27.12. | 3 | 6555.332 |  | 5780 | 0 | 0 | 775.332 | 0
27.12. | 4 | 6555.332 |  | 5780 | 0 | 0 | 775.332 | 0
27.12. | 5 | 6555.332 |  | 5780 | 0 | 0 | 775.332 | 0
27.12. | 6 | 6555.332 |  | 5780 | 0 | 0 | 775.332 | 0
27.12. | 7 | 6555.332 |  | 5780 | 0 | 0 | 775.332 | 0
27.12. | 8 | 6555.332 |  | 5780 | 0 | 0 | 775.332 | 0
27.12. | 9 | 6555.332 |  | 5780 | 0 | 0 | 775.332 | 0
27.12. | 10 | 6555.332 |  | 5780 | 0 | 0 | 775.332 | 0
27.12. | 11 | 6555.332 |  | 5780 | 0 | 0 | 775.332 | 0
27.12. | 12 | 6555.332 |  | 5780 | 0 | 0 | 775.332 | 0
27.12. | 13 | 6555.332 |  | 5780 | 0 | 0 | 775.332 | 0
27.12. | 14 | 6555.332 |  | 5780 | 0 | 0 | 775.332 | 0
27.12. | 15 | 6555.332 |  | 5780 | 0 | 0 | 775.332 | 0
27.12. | 16 | 6555.332 |  | 5780 | 0 | 0 | 775.332 | 0
27.12. | 17 | 6555.332 |  | 5780 | 0 | 0 | 775.332 | 0
27.12. | 18 | 6555.332 |  | 5780 | 0 | 0 | 775.332 | 0
27.12. | 19 | 6555.332 |  | 5780 | 0 | 0 | 775.332 | 0
27.12. | 20 | 6555.332 |  | 5780 | 0 | 0 | 775.332 | 0
27.12. | 21 | 6555.332 |  | 5780 | 0 | 0 | 775.332 | 0
27.12. | 22 | 6555.332 |  | 5780 | 0 | 0 | 775.332 | 0
27.12. | 23 | 6555.332 |  | 5780 | 0 | 0 | 775.332 | 0
27.12. | 24 | 6555.332 |  | 5780 | 0 | 0 | 775.332 | 0
28.12. | 1 | 6555.332 |  | 5780 | 0 | 0 | 775.332 | 0
28.12. | 2 | 6555.332 |  | 5780 | 0 | 0 | 775.332 | 0
28.12. | 3 | 6555.332 |  | 5780 | 0 | 0 | 775.332 | 0
28.12. | 4 | 6555.332 |  | 5780 | 0 | 0 | 775.332 | 0
28.12. | 5 | 6555.332 |  | 5780 | 0 | 0 | 775.332 | 0
28.12. | 6 | 6555.332 |  | 5780 | 0 | 0 | 775.332 | 0
28.12. | 7 | 6555.332 |  | 5780 | 0 | 0 | 775.332 | 0
28.12. | 8 | 6555.332 |  | 5780 | 0 | 0 | 775.332 | 0
28.12. | 9 | 6555.332 |  | 5780 | 0 | 0 | 775.332 | 0
28.12. | 10 | 6555.332 |  | 5780 | 0 | 0 | 775.332 | 0
28.12. | 11 | 6555.332 |  | 5780 | 0 | 0 | 775.332 | 0
28.12. | 12 | 6555.332 |  | 5780 | 0 | 0 | 775.332 | 0
28.12. | 13 | 6555.332 |  | 5780 | 0 | 0 | 775.332 | 0
28.12. | 14 | 6555.332 |  | 5780 | 0 | 0 | 775.332 | 0
28.12. | 15 | 6555.332 |  | 5780 | 0 | 0 | 775.332 | 0
28.12. | 16 | 6555.332 |  | 5780 | 0 | 0 | 775.332 | 0
28.12. | 17 | 6555.332 |  | 5780 | 0 | 0 | 775.332 | 0
28.12. | 18 | 6555.332 |  | 5780 | 0 | 0 | 775.332 | 0
28.12. | 19 | 6555.332 |  | 5780 | 0 | 0 | 775.332 | 0
28.12. | 20 | 6555.332 |  | 5780 | 0 | 0 | 775.332 | 0
28.12. | 21 | 6555.332 |  | 5780 | 0 | 0 | 775.332 | 0
28.12. | 22 | 6555.332 |  | 5780 | 0 | 0 | 775.332 | 0
28.12. | 23 | 6555.332 |  | 5780 | 0 | 0 | 775.332 | 0
28.12. | 24 | 6555.332 |  | 5780 | 0 | 0 | 775.332 | 0
29.12. | 1 | 6555.332 |  | 5780 | 0 | 0 | 775.332 | 0
29.12. | 2 | 6555.332 |  | 5780 | 0 | 0 | 775.332 | 0
29.12. | 3 | 6555.332 |  | 5780 | 0 | 0 | 775.332 | 0
29.12. | 4 | 6555.332 |  | 5780 | 0 | 0 | 775.332 | 0
29.12. | 5 | 6555.332 |  | 5780 | 0 | 0 | 775.332 | 0
29.12. | 6 | 6555.332 |  | 5780 | 0 | 0 | 775.332 | 0
29.12. | 7 | 6555.332 |  | 5780 | 0 | 0 | 775.332 | 0
29.12. | 8 | 6555.332 |  | 5780 | 0 | 0 | 775.332 | 0
29.12. | 9 | 6555.332 |  | 5780 | 0 | 0 | 775.332 | 0
29.12. | 10 | 6555.332 |  | 5780 | 0 | 0 | 775.332 | 0
29.12. | 11 | 6555.332 |  | 5780 | 0 | 0 | 775.332 | 0
29.12. | 12 | 6555.332 |  | 5780 | 0 | 0 | 775.332 | 0
29.12. | 13 | 6555.332 |  | 5780 | 0 | 0 | 775.332 | 0
29.12. | 14 | 6555.332 |  | 5780 | 0 | 0 | 775.332 | 0
29.12. | 15 | 6555.332 |  | 5780 | 0 | 0 | 775.332 | 0
29.12. | 16 | 6555.332 |  | 5780 | 0 | 0 | 775.332 | 0
29.12. | 17 | 6555.332 |  | 5780 | 0 | 0 | 775.332 | 0
29.12. | 18 | 6555.332 |  | 5780 | 0 | 0 | 775.332 | 0
29.12. | 19 | 6555.332 |  | 5780 | 0 | 0 | 775.332 | 0
29.12. | 20 | 6555.332 |  | 5780 | 0 | 0 | 775.332 | 0
29.12. | 21 | 6555.332 |  | 5780 | 0 | 0 | 775.332 | 0
29.12. | 22 | 6555.332 |  | 5780 | 0 | 0 | 775.332 | 0
29.12. | 23 | 6555.332 |  | 5780 | 0 | 0 | 775.332 | 0
29.12. | 24 | 6555.332 |  | 5780 | 0 | 0 | 775.332 | 0
30.12. | 1 | 6555.332 |  | 5780 | 0 | 0 | 775.332 | 0
30.12. | 2 | 6555.332 |  | 5780 | 0 | 0 | 775.332 | 0
30.12. | 3 | 6555.332 |  | 5780 | 0 | 0 | 775.332 | 0
30.12. | 4 | 6555.332 |  | 5780 | 0 | 0 | 775.332 | 0
30.12. | 5 | 6555.332 |  | 5780 | 0 | 0 | 775.332 | 0
30.12. | 6 | 6555.332 |  | 5780 | 0 | 0 | 775.332 | 0
30.12. | 7 | 6555.332 |  | 5780 | 0 | 0 | 775.332 | 0
30.12. | 8 | 6555.332 |  | 5780 | 0 | 0 | 775.332 | 0
30.12. | 9 | 6555.332 |  | 5780 | 0 | 0 | 775.332 | 0
30.12. | 10 | 6555.332 |  | 5780 | 0 | 0 | 775.332 | 0
30.12. | 11 | 6555.332 |  | 5780 | 0 | 0 | 775.332 | 0
30.12. | 12 | 6555.332 |  | 5780 | 0 | 0 | 775.332 | 0
30.12. | 13 | 6555.332 |  | 5780 | 0 | 0 | 775.332 | 0
30.12. | 14 | 6555.332 |  | 5780 | 0 | 0 | 775.332 | 0
30.12. | 15 | 6555.332 |  | 5780 | 0 | 0 | 775.332 | 0
30.12. | 16 | 6555.332 |  | 5780 | 0 | 0 | 775.332 | 0
30.12. | 17 | 6555.332 |  | 5780 | 0 | 0 | 775.332 | 0
30.12. | 18 | 6555.332 |  | 5780 | 0 | 0 | 775.332 | 0
30.12. | 19 | 6555.332 |  | 5780 | 0 | 0 | 775.332 | 0
30.12. | 20 | 6555.332 |  | 5780 | 0 | 0 | 775.332 | 0
30.12. | 21 | 6555.332 |  | 5780 | 0 | 0 | 775.332 | 0
30.12. | 22 | 6555.332 |  | 5780 | 0 | 0 | 775.332 | 0
30.12. | 23 | 6555.332 |  | 5780 | 0 | 0 | 775.332 | 0
30.12. | 24 | 6555.332 |  | 5780 | 0 | 0 | 775.332 | 0
31.12. | 1 | 6555.332 |  | 5780 | 0 | 0 | 775.332 | 0
31.12. | 2 | 6555.332 |  | 5780 | 0 | 0 | 775.332 | 0
31.12. | 3 | 6555.332 |  | 5780 | 0 | 0 | 775.332 | 0
31.12. | 4 | 6555.332 |  | 5780 | 0 | 0 | 775.332 | 0
31.12. | 5 | 6555.332 |  | 5780 | 0 | 0 | 775.332 | 0
31.12. | 6 | 6555.332 |  | 5780 | 0 | 0 | 775.332 | 0
31.12. | 7 | 6555.332 |  | 5780 | 0 | 0 | 775.332 | 0
31.12. | 8 | 6555.332 |  | 5780 | 0 | 0 | 775.332 | 0
31.12. | 9 | 6555.332 |  | 5780 | 0 | 0 | 775.332 | 0
31.12. | 10 | 6555.332 |  | 5780 | 0 | 0 | 775.332 | 0
31.12. | 11 | 6555.332 |  | 5780 | 0 | 0 | 775.332 | 0
31.12. | 12 | 6555.332 |  | 5780 | 0 | 0 | 775.332 | 0
31.12. | 13 | 6555.332 |  | 5780 | 0 | 0 | 775.332 | 0
31.12. | 14 | 6555.332 |  | 5780 | 0 | 0 | 775.332 | 0
31.12. | 15 | 6555.332 |  | 5780 | 0 | 0 | 775.332 | 0
31.12. | 16 | 6555.332 |  | 5780 | 0 | 0 | 775.332 | 0
31.12. | 17 | 6555.332 |  | 5780 | 0 | 0 | 775.332 | 0
31.12. | 18 | 6555.332 |  | 5780 | 0 | 0 | 775.332 | 0
31.12. | 19 | 6555.332 |  | 5780 | 0 | 0 | 775.332 | 0
31.12. | 20 | 6555.332 |  | 5780 | 0 | 0 | 775.332 | 0
31.12. | 21 | 6555.332 |  | 5780 | 0 | 0 | 775.332 | 0
31.12. | 22 | 6555.332 |  | 5780 | 0 | 0 | 775.332 | 0
31.12. | 23 | 6555.332 |  | 5780 | 0 | 0 | 775.332 | 0
31.12. | 24 | 6555.332 |  | 5780 | 0 | 0 | 775.332 | 0