## Thermal
ENTSO-E Market Modelling Database: Thermal generation
Country:
Market Node: | TR00
Year:
Climate year
Scenario
Fuel & Plant type |  | Net generating capacity (MW) | Number of units | Number of biofuel units | Biofuel usage [%] | MUST RUN OBLIGATIONS | [13 empty] | Daily limitation in MWh (optional) | [11 empty] | Unavailability |  |  | Min stable power (% of max power) | Ramp up rate(MW/h) | Ramp down rate (MW/h) | fixed generation reduction (% of max power output) | Median Start-up fuel name | Custom biofuel price (EUR/Net GJ) | Maximum number of units on maintenance
[32 empty] | Forced outage (annual rate) | Planned outage | Planned outage
[33 empty] | annual rate | winter
[7 empty] | Jan | Feb | Mar | April | May | June | July | Aug | Sept | Oct | Nov | Dec | causes (e.g technical, subsidies, environmental, grid constraints... | Jan | Feb | Mar | April | May | June | July | Aug | Sept | Oct | Nov | Dec | % | number of days | minimum % of annual number of days
Nuclear |  | 4456 | 4 | 0 | 0 | number of must run units | 0 | 0 | 0 | 0 | 0 | 0 | 0 | 0 | 0 | 0 | 0 | 0 | [13 empty] | 5 | 54 | 15 | 25 | 3342 | 3342 | 0 | 0 | 0 | 4
[6 empty] | % of installed capacity | 0 | 0 | 0 | 0 | 0 | 0 | 0 | 0 | 0 | 0 | 0 | 0
Hard coal | old 1 | 5978.4825 | 13 | 0 | 0 | number of must run units | 0 | 0 | 0 | 0 | 0 | 0 | 0 | 0 | 0 | 0 | 0 | 0 | [13 empty] | 10 | 27 | 15 | 40 | 360 | 480 | 0 | 0 | 0 | 13
[6 empty] | % of installed capacity | 0 | 0 | 0 | 0 | 0 | 0 | 0 | 0 | 0 | 0 | 0 | 0
| old 2 | 1665.2097 | 10 | 0 | 0 | number of must run units | 0 | 0 | 0 | 0 | 0 | 0 | 0 | 0 | 0 | 0 | 0 | 0 | [13 empty] | 10 | 27 | 15 | 40 | 360 | 480 | 0 | 0 | 0 | 10
[6 empty] | % of installed capacity | 0 | 0 | 0 | 0 | 0 | 0 | 0 | 0 | 0 | 0 | 0 | 0
| new | 225.5 | 2 | 0 | 0 | number of must run units | 0 | 0 | 0 | 0 | 0 | 0 | 0 | 0 | 0 | 0 | 0 | 0 | [13 empty] | 7.5 | 27 | 15 | 40 | 277.3064 | 346.633 | 0 | 0 | 0 | 2
[6 empty] | % of installed capacity | 0 | 0 | 0 | 0 | 0 | 0 | 0 | 0 | 0 | 0 | 0 | 0
| CCS | 0 | 0 | 0 | 0 | number of must run units | 0 | 0 | 0 | 0 | 0 | 0 | 0 | 0 | 0 | 0 | 0 | 0 | [13 empty] | 7.5 | 27 | 15 |  |  |  | 0 | 0 |  | 0
[6 empty] | % of installed capacity | 0 | 0 | 0 | 0 | 0 | 0 | 0 | 0 | 0 | 0 | 0 | 0
Lignite | old 1 | 4369.7213 | 25 | 0 | 0 | number of must run units | 0 | 0 | 0 | 0 | 0 | 0 | 0 | 0 | 0 | 0 | 0 | 0 | [13 empty] | 10 | 27 | 15 | 40 | 360 | 480 | 0 | 0 | 0 | 25
[6 empty] | % of installed capacity | 0 | 0 | 0 | 0 | 0 | 0 | 0 | 0 | 0 | 0 | 0 | 0
| old 2 | 1488.9795 | 12 | 0 | 0 | number of must run units | 0 | 0 | 0 | 0 | 0 | 0 | 0 | 0 | 0 | 0 | 0 | 0 | [13 empty] | 10 | 27 | 15 | 40 | 360 | 480 | 0 | 0 | 0 | 12
[6 empty] | % of installed capacity | 0 | 0 | 0 | 0 | 0 | 0 | 0 | 0 | 0 | 0 | 0 | 0
| new | 3302.0811 | 11 | 0 | 0 | number of must run units | 0 | 0 | 0 | 0 | 0 | 0 | 0 | 0 | 0 | 0 | 0 | 0 | [13 empty] | 7.5 | 27 | 15 | 40.003 | 465.0662 | 1162.6656 | 0 | 0 | 0 | 11
[6 empty] | % of installed capacity | 0 | 0 | 0 | 0 | 0 | 0 | 0 | 0 | 0 | 0 | 0 | 0
| CCS | 0 | 0 | 0 | 0 | number of must run units | 0 | 0 | 0 | 0 | 0 | 0 | 0 | 0 | 0 | 0 | 0 | 0 | [13 empty] | 7.5 | 27 | 15 |  |  |  | 0 | 0 |  | 0
[6 empty] | % of installed capacity | 0 | 0 | 0 | 0 | 0 | 0 | 0 | 0 | 0 | 0 | 0 | 0
Gas | Conventional old 1 | 0 | 0 | 0 | 0 | number of must run units | 0 | 0 | 0 | 0 | 0 | 0 | 0 | 0 | 0 | 0 | 0 | 0 | [13 empty] | 8 | 27 | 15 |  |  |  | 0 | 0 |  | 0
[6 empty] | % of installed capacity | 0 | 0 | 0 | 0 | 0 | 0 | 0 | 0 | 0 | 0 | 0 | 0
| Conventional old 2 | 0 | 0 | 0 | 0 | number of must run units | 0 | 0 | 0 | 0 | 0 | 0 | 0 | 0 | 0 | 0 | 0 | 0 | [13 empty] | 8 | 27 | 15 |  |  |  | 0 | 0 |  | 0
[6 empty] | % of installed capacity | 0 | 0 | 0 | 0 | 0 | 0 | 0 | 0 | 0 | 0 | 0 | 0
| CCGT old 1 | 8155.2336 | 37 | 0 | 0 | number of must run units | 0 | 0 | 0 | 0 | 0 | 0 | 0 | 0 | 0 | 0 | 0 | 0 | [13 empty] | 8 | 27 | 15 | 44.3567 | 216.4334 | 215.0059 | 0 | 0 | 0 | 37
[6 empty] | % of installed capacity | 0 | 0 | 0 | 0 | 0 | 0 | 0 | 0 | 0 | 0 | 0 | 0
| CCGT old 2 | 909.5831 | 1 | 0 | 0 | number of must run units | 0 | 0 | 0 | 0 | 0 | 0 | 0 | 0 | 0 | 0 | 0 | 0 | [13 empty] | 8 | 27 | 15 | 50 | 240 | 240 | 0 | 0 | 0 | 1
[6 empty] | % of installed capacity | 0 | 0 | 0 | 0 | 0 | 0 | 0 | 0 | 0 | 0 | 0 | 0
| CCGT new | 6707.0549 | 14 | 0 | 0 | number of must run units | 0 | 0 | 0 | 0 | 0 | 0 | 0 | 0 | 0 | 0 | 0 | 0 | [13 empty] | 5 | 27 | 15 | 52.5731 | 443.6176 | 507.5024 | 0 | 0 | 0 | 14
[6 empty] | % of installed capacity | 0 | 0 | 0 | 0 | 0 | 0 | 0 | 0 | 0 | 0 | 0 | 0
| CCGT CCS | 0 | 0 | 0 | 0 | number of must run units | 0 | 0 | 0 | 0 | 0 | 0 | 0 | 0 | 0 | 0 | 0 | 0 | [13 empty] | 5 | 27 | 15 |  |  |  | 0 | 0 |  | 0
[6 empty] | % of installed capacity | 0 | 0 | 0 | 0 | 0 | 0 | 0 | 0 | 0 | 0 | 0 | 0
| OCGT old | 0 | 0 | 0 | 0 | number of must run units | 0 | 0 | 0 | 0 | 0 | 0 | 0 | 0 | 0 | 0 | 0 | 0 | [13 empty] | 8 | 13 | 15 |  |  |  | 0 | 0 |  | 0
[6 empty] | % of installed capacity | 0 | 0 | 0 | 0 | 0 | 0 | 0 | 0 | 0 | 0 | 0 | 0
| OCGT new | 243.8 | 2 | 0 | 0 | number of must run units | 0 | 0 | 0 | 0 | 0 | 0 | 0 | 0 | 0 | 0 | 0 | 0 | [13 empty] | 5 | 13 | 15 | 36.1772 | 877.68 | 877.68 | 0 | 0 | 0 | 2
[6 empty] | % of installed capacity | 0 | 0 | 0 | 0 | 0 | 0 | 0 | 0 | 0 | 0 | 0 | 0
Light oil |  | 0 | 0 | 0 | 0 | number of must run units | 0 | 0 | 0 | 0 | 0 | 0 | 0 | 0 | 0 | 0 | 0 | 0 | [13 empty] | 8 | 13 | 15 |  |  |  | 0 | 0 |  | 0
[6 empty] | % of installed capacity | 0 | 0 | 0 | 0 | 0 | 0 | 0 | 0 | 0 | 0 | 0 | 0
Heavy oil | old 1 | 0 | 0 | 0 | 0 | number of must run units | 0 | 0 | 0 | 0 | 0 | 0 | 0 | 0 | 0 | 0 | 0 | 0 | [13 empty] | 10 | 27 | 15 |  |  |  | 0 | 0 |  | 0
[6 empty] | % of installed capacity | 0 | 0 | 0 | 0 | 0 | 0 | 0 | 0 | 0 | 0 | 0 | 0
| old 2 | 0 | 0 | 0 | 0 | number of must run units | 0 | 0 | 0 | 0 | 0 | 0 | 0 | 0 | 0 | 0 | 0 | 0 | [13 empty] | 10 | 27 | 15 |  |  |  | 0 | 0 |  | 0
[6 empty] | % of installed capacity | 0 | 0 | 0 | 0 | 0 | 0 | 0 | 0 | 0 | 0 | 0 | 0
Oil shale | old | 0 | 0 | 0 | 0 | number of must run units | 0 | 0 | 0 | 0 | 0 | 0 | 0 | 0 | 0 | 0 | 0 | 0 | [13 empty] | 10 | 27 | 15 |  |  |  | 0 | 0 |  | 0
[6 empty] | % of installed capacity | 0 | 0 | 0 | 0 | 0 | 0 | 0 | 0 | 0 | 0 | 0 | 0
| new | 119.9102 | 2 | 0 | 0 | number of must run units | 0 | 0 | 0 | 0 | 0 | 0 | 0 | 0 | 0 | 0 | 0 | 0 | [13 empty] | 7.5 | 27 | 15 | 38.5416 | 240 | 212.4999 | 0 | 0 | 0 | 2
[6 empty] | % of installed capacity | 0 | 0 | 0 | 0 | 0 | 0 | 0 | 0 | 0 | 0 | 0 | 0
Gas | CCGT present 1 | 0 | 0 | 0 | 0 | number of must run units | 0 | 0 | 0 | 0 | 0 | 0 | 0 | 0 | 0 | 0 | 0 | 0 | [13 empty] | 5 | 27 | 15 |  |  |  | 0 | 0 |  | 0
[6 empty] | % of installed capacity | 0 | 0 | 0 | 0 | 0 | 0 | 0 | 0 | 0 | 0 | 0 | 0
| CCGT present 2 | 0 | 0 | 0 | 0 | number of must run units | 0 | 0 | 0 | 0 | 0 | 0 | 0 | 0 | 0 | 0 | 0 | 0 | [13 empty] | 5 | 27 | 15 |  |  |  | 0 | 0 |  | 0
[6 empty] | % of installed capacity | 0 | 0 | 0 | 0 | 0 | 0 | 0 | 0 | 0 | 0 | 0 | 0
Hydrogen | Fuel Cell | 0 | 0 | 0 | 0 | number of must run units | 0 | 0 | 0 | 0 | 0 | 0 | 0 | 0 | 0 | 0 | 0 | 0 | [13 empty] | 2.5 | 7 | 0 |  |  |  | 0 | 0 |  | 0
[6 empty] | % of installed capacity | 0 | 0 | 0 | 0 | 0 | 0 | 0 | 0 | 0 | 0 | 0 | 0
Hydrogen | CCGT | 0 | 0 | 0 | 0 | number of must run units | 0 | 0 | 0 | 0 | 0 | 0 | 0 | 0 | 0 | 0 | 0 | 0 | [13 empty] | 5 | 27 | 15 |  |  |  | 0 | 0 |  | 0
[6 empty] | % of installed capacity | 0 | 0 | 0 | 0 | 0 | 0 | 0 | 0 | 0 | 0 | 0 | 0
Hydrogen | OCGT | 0 | 0 | 0 | 0 | number of must run units | 0 | 0 | 0 | 0 | 0 | 0 | 0 | 0 | 0 | 0 | 0 | 0 | [13 empty] | 5 | 13 | 15 |  |  |  | 0 | 0 |  | 0
[6 empty] | % of installed capacity | 0 | 0 | 0 | 0 | 0 | 0 | 0 | 0 | 0 | 0 | 0 | 0

## Other Non-RES
ENTSO-E Market Modelling Database: Other non-RES
Country:
Market Node: | TR00
Year:
Climate year |  |  | N.B. use convention first January always Monday (2007 calendar year) --> see guidelines for further details
Scenario
|  | Price Band 1 | Price Band 2
Installed capacity (MW)
Number of units
PEMMDB type(s)
Purpose
Avg. Market Offer Price (€/MWh)
Avg. Efficiency Ratio
Avg. CO2 em. factor (ton/MWh)
Start climate year
End climate year
Date | Hour | Available capacity (MW) | Available capacity (MW) | Available capacity (MW) | Available capacity (MW) | Available capacity (MW) | Available capacity (MW) | Available capacity (MW) | Available capacity (MW) | Available capacity (MW) | Available capacity (MW) | Available capacity (MW) | Available capacity (MW) | Available capacity (MW) | Available capacity (MW) | Available capacity (MW) | Available capacity (MW) | Available capacity (MW) | Available capacity (MW) | Available capacity (MW) | Available capacity (MW) | Available capacity (MW) | Available capacity (MW) | Available capacity (MW) | Available capacity (MW) | Available capacity (MW) | Available capacity (MW) | Available capacity (MW)
01.01. | 1
01.01. | 2
01.01. | 3
01.01. | 4
01.01. | 5
01.01. | 6
01.01. | 7
01.01. | 8
01.01. | 9
01.01. | 10
01.01. | 11
01.01. | 12
01.01. | 13
01.01. | 14
01.01. | 15
01.01. | 16
01.01. | 17
01.01. | 18
01.01. | 19
01.01. | 20
01.01. | 21
01.01. | 22
01.01. | 23
01.01. | 24
02.01. | 1
02.01. | 2
02.01. | 3
02.01. | 4
02.01. | 5
02.01. | 6
02.01. | 7
02.01. | 8
02.01. | 9
02.01. | 10
02.01. | 11
02.01. | 12
02.01. | 13
02.01. | 14
02.01. | 15
02.01. | 16
02.01. | 17
02.01. | 18
02.01. | 19
02.01. | 20
02.01. | 21
02.01. | 22
02.01. | 23
02.01. | 24
03.01. | 1
03.01. | 2
03.01. | 3
03.01. | 4
03.01. | 5
03.01. | 6
03.01. | 7
03.01. | 8
03.01. | 9
03.01. | 10
03.01. | 11
03.01. | 12
03.01. | 13
03.01. | 14
03.01. | 15
03.01. | 16
03.01. | 17
03.01. | 18
03.01. | 19
03.01. | 20
03.01. | 21
03.01. | 22
03.01. | 23
03.01. | 24
04.01. | 1
04.01. | 2
04.01. | 3
04.01. | 4
04.01. | 5
04.01. | 6
04.01. | 7
04.01. | 8
04.01. | 9
04.01. | 10
04.01. | 11
04.01. | 12
04.01. | 13
04.01. | 14
04.01. | 15
04.01. | 16
04.01. | 17
04.01. | 18
04.01. | 19
04.01. | 20
04.01. | 21
04.01. | 22
04.01. | 23
04.01. | 24
05.01. | 1
05.01. | 2
05.01. | 3
05.01. | 4
05.01. | 5
05.01. | 6
05.01. | 7
05.01. | 8
05.01. | 9
05.01. | 10
05.01. | 11
05.01. | 12
05.01. | 13
05.01. | 14
05.01. | 15
05.01. | 16
05.01. | 17
05.01. | 18
05.01. | 19
05.01. | 20
05.01. | 21
05.01. | 22
05.01. | 23
05.01. | 24
06.01. | 1
06.01. | 2
06.01. | 3
06.01. | 4
06.01. | 5
06.01. | 6
06.01. | 7
06.01. | 8
06.01. | 9
06.01. | 10
06.01. | 11
06.01. | 12
06.01. | 13
06.01. | 14
06.01. | 15
06.01. | 16
06.01. | 17
06.01. | 18
06.01. | 19
06.01. | 20
06.01. | 21
06.01. | 22
06.01. | 23
06.01. | 24
07.01. | 1
07.01. | 2
07.01. | 3
07.01. | 4
07.01. | 5
07.01. | 6
07.01. | 7
07.01. | 8
07.01. | 9
07.01. | 10
07.01. | 11
07.01. | 12
07.01. | 13
07.01. | 14
07.01. | 15
07.01. | 16
07.01. | 17
07.01. | 18
07.01. | 19
07.01. | 20
07.01. | 21
07.01. | 22
07.01. | 23
07.01. | 24
08.01. | 1
08.01. | 2
08.01. | 3
08.01. | 4
08.01. | 5
08.01. | 6
08.01. | 7
08.01. | 8
08.01. | 9
08.01. | 10
08.01. | 11
08.01. | 12
08.01. | 13
08.01. | 14
08.01. | 15
08.01. | 16
08.01. | 17
08.01. | 18
08.01. | 19
08.01. | 20
08.01. | 21
08.01. | 22
08.01. | 23
08.01. | 24
09.01. | 1
09.01. | 2
09.01. | 3
09.01. | 4
09.01. | 5
09.01. | 6
09.01. | 7
09.01. | 8
09.01. | 9
09.01. | 10
09.01. | 11
09.01. | 12
09.01. | 13
09.01. | 14
09.01. | 15
09.01. | 16
09.01. | 17
09.01. | 18
09.01. | 19
09.01. | 20
09.01. | 21
09.01. | 22
09.01. | 23
09.01. | 24
10.01. | 1
10.01. | 2
10.01. | 3
10.01. | 4
10.01. | 5
10.01. | 6
10.01. | 7
10.01. | 8
10.01. | 9
10.01. | 10
10.01. | 11
10.01. | 12
10.01. | 13
10.01. | 14
10.01. | 15
10.01. | 16
10.01. | 17
10.01. | 18
10.01. | 19
10.01. | 20
10.01. | 21
10.01. | 22
10.01. | 23
10.01. | 24
11.01. | 1
11.01. | 2
11.01. | 3
11.01. | 4
11.01. | 5
11.01. | 6
11.01. | 7
11.01. | 8
11.01. | 9
11.01. | 10
11.01. | 11
11.01. | 12
11.01. | 13
11.01. | 14
11.01. | 15
11.01. | 16
11.01. | 17
11.01. | 18
11.01. | 19
11.01. | 20
11.01. | 21
11.01. | 22
11.01. | 23
11.01. | 24
12.01. | 1
12.01. | 2
12.01. | 3
12.01. | 4
12.01. | 5
12.01. | 6
12.01. | 7
12.01. | 8
12.01. | 9
12.01. | 10
12.01. | 11
12.01. | 12
12.01. | 13
12.01. | 14
12.01. | 15
12.01. | 16
12.01. | 17
12.01. | 18
12.01. | 19
12.01. | 20
12.01. | 21
12.01. | 22
12.01. | 23
12.01. | 24
13.01. | 1
13.01. | 2
13.01. | 3
13.01. | 4
13.01. | 5
13.01. | 6
13.01. | 7
13.01. | 8
13.01. | 9
13.01. | 10
13.01. | 11
13.01. | 12
13.01. | 13
13.01. | 14
13.01. | 15
13.01. | 16
13.01. | 17
13.01. | 18
13.01. | 19
13.01. | 20
13.01. | 21
13.01. | 22
13.01. | 23
13.01. | 24
14.01. | 1
14.01. | 2
14.01. | 3
14.01. | 4
14.01. | 5
14.01. | 6
14.01. | 7
14.01. | 8
14.01. | 9
14.01. | 10
14.01. | 11
14.01. | 12
14.01. | 13
14.01. | 14
14.01. | 15
14.01. | 16
14.01. | 17
14.01. | 18
14.01. | 19
14.01. | 20
14.01. | 21
14.01. | 22
14.01. | 23
14.01. | 24
15.01. | 1
15.01. | 2
15.01. | 3
15.01. | 4
15.01. | 5
15.01. | 6
15.01. | 7
15.01. | 8
15.01. | 9
15.01. | 10
15.01. | 11
15.01. | 12
15.01. | 13
15.01. | 14
15.01. | 15
15.01. | 16
15.01. | 17
15.01. | 18
15.01. | 19
15.01. | 20
15.01. | 21
15.01. | 22
15.01. | 23
15.01. | 24
16.01. | 1
16.01. | 2
16.01. | 3
16.01. | 4
16.01. | 5
16.01. | 6
16.01. | 7
16.01. | 8
16.01. | 9
16.01. | 10
16.01. | 11
16.01. | 12
16.01. | 13
16.01. | 14
16.01. | 15
16.01. | 16
16.01. | 17
16.01. | 18
16.01. | 19
16.01. | 20
16.01. | 21
16.01. | 22
16.01. | 23
16.01. | 24
17.01. | 1
17.01. | 2
17.01. | 3
17.01. | 4
17.01. | 5
17.01. | 6
17.01. | 7
17.01. | 8
17.01. | 9
17.01. | 10
17.01. | 11
17.01. | 12
17.01. | 13
17.01. | 14
17.01. | 15
17.01. | 16
17.01. | 17
17.01. | 18
17.01. | 19
17.01. | 20
17.01. | 21
17.01. | 22
17.01. | 23
17.01. | 24
18.01. | 1
18.01. | 2
18.01. | 3
18.01. | 4
18.01. | 5
18.01. | 6
18.01. | 7
18.01. | 8
18.01. | 9
18.01. | 10
18.01. | 11
18.01. | 12
18.01. | 13
18.01. | 14
18.01. | 15
18.01. | 16
18.01. | 17
18.01. | 18
18.01. | 19
18.01. | 20
18.01. | 21
18.01. | 22
18.01. | 23
18.01. | 24
19.01. | 1
19.01. | 2
19.01. | 3
19.01. | 4
19.01. | 5
19.01. | 6
19.01. | 7
19.01. | 8
19.01. | 9
19.01. | 10
19.01. | 11
19.01. | 12
19.01. | 13
19.01. | 14
19.01. | 15
19.01. | 16
19.01. | 17
19.01. | 18
19.01. | 19
19.01. | 20
19.01. | 21
19.01. | 22
19.01. | 23
19.01. | 24
20.01. | 1
20.01. | 2
20.01. | 3
20.01. | 4
20.01. | 5
20.01. | 6
20.01. | 7
20.01. | 8
20.01. | 9
20.01. | 10
20.01. | 11
20.01. | 12
20.01. | 13
20.01. | 14
20.01. | 15
20.01. | 16
20.01. | 17
20.01. | 18
20.01. | 19
20.01. | 20
20.01. | 21
20.01. | 22
20.01. | 23
20.01. | 24
21.01. | 1
21.01. | 2
21.01. | 3
21.01. | 4
21.01. | 5
21.01. | 6
21.01. | 7
21.01. | 8
21.01. | 9
21.01. | 10
21.01. | 11
21.01. | 12
21.01. | 13
21.01. | 14
21.01. | 15
21.01. | 16
21.01. | 17
21.01. | 18
21.01. | 19
21.01. | 20
21.01. | 21
21.01. | 22
21.01. | 23
21.01. | 24
22.01. | 1
22.01. | 2
22.01. | 3
22.01. | 4
22.01. | 5
22.01. | 6
22.01. | 7
22.01. | 8
22.01. | 9
22.01. | 10
22.01. | 11
22.01. | 12
22.01. | 13
22.01. | 14
22.01. | 15
22.01. | 16
22.01. | 17
22.01. | 18
22.01. | 19
22.01. | 20
22.01. | 21
22.01. | 22
22.01. | 23
22.01. | 24
23.01. | 1
23.01. | 2
23.01. | 3
23.01. | 4
23.01. | 5
23.01. | 6
23.01. | 7
23.01. | 8
23.01. | 9
23.01. | 10
23.01. | 11
23.01. | 12
23.01. | 13
23.01. | 14
23.01. | 15
23.01. | 16
23.01. | 17
23.01. | 18
23.01. | 19
23.01. | 20
23.01. | 21
23.01. | 22
23.01. | 23
23.01. | 24
24.01. | 1
24.01. | 2
24.01. | 3
24.01. | 4
24.01. | 5
24.01. | 6
24.01. | 7
24.01. | 8
24.01. | 9
24.01. | 10
24.01. | 11
24.01. | 12
24.01. | 13
24.01. | 14
24.01. | 15
24.01. | 16
24.01. | 17
24.01. | 18
24.01. | 19
24.01. | 20
24.01. | 21
24.01. | 22
24.01. | 23
24.01. | 24
25.01. | 1
25.01. | 2
25.01. | 3
25.01. | 4
25.01. | 5
25.01. | 6
25.01. | 7
25.01. | 8
25.01. | 9
25.01. | 10
25.01. | 11
25.01. | 12
25.01. | 13
25.01. | 14
25.01. | 15
25.01. | 16
25.01. | 17
25.01. | 18
25.01. | 19
25.01. | 20
25.01. | 21
25.01. | 22
25.01. | 23
25.01. | 24
26.01. | 1
26.01. | 2
26.01. | 3
26.01. | 4
26.01. | 5
26.01. | 6
26.01. | 7
26.01. | 8
26.01. | 9
26.01. | 10
26.01. | 11
26.01. | 12
26.01. | 13
26.01. | 14
26.01. | 15
26.01. | 16
26.01. | 17
26.01. | 18
26.01. | 19
26.01. | 20
26.01. | 21
26.01. | 22
26.01. | 23
26.01. | 24
27.01. | 1
27.01. | 2
27.01. | 3
27.01. | 4
27.01. | 5
27.01. | 6
27.01. | 7
27.01. | 8
27.01. | 9
27.01. | 10
27.01. | 11
27.01. | 12
27.01. | 13
27.01. | 14
27.01. | 15
27.01. | 16
27.01. | 17
27.01. | 18
27.01. | 19
27.01. | 20
27.01. | 21
27.01. | 22
27.01. | 23
27.01. | 24
28.01. | 1
28.01. | 2
28.01. | 3
28.01. | 4
28.01. | 5
28.01. | 6
28.01. | 7
28.01. | 8
28.01. | 9
28.01. | 10
28.01. | 11
28.01. | 12
28.01. | 13
28.01. | 14
28.01. | 15
28.01. | 16
28.01. | 17
28.01. | 18
28.01. | 19
28.01. | 20
28.01. | 21
28.01. | 22
28.01. | 23
28.01. | 24
29.01. | 1
29.01. | 2
29.01. | 3
29.01. | 4
29.01. | 5
29.01. | 6
29.01. | 7
29.01. | 8
29.01. | 9
29.01. | 10
29.01. | 11
29.01. | 12
29.01. | 13
29.01. | 14
29.01. | 15
29.01. | 16
29.01. | 17
29.01. | 18
29.01. | 19
29.01. | 20
29.01. | 21
29.01. | 22
29.01. | 23
29.01. | 24
30.01. | 1
30.01. | 2
30.01. | 3
30.01. | 4
30.01. | 5
30.01. | 6
30.01. | 7
30.01. | 8
30.01. | 9
30.01. | 10
30.01. | 11
30.01. | 12
30.01. | 13
30.01. | 14
30.01. | 15
30.01. | 16
30.01. | 17
30.01. | 18
30.01. | 19
30.01. | 20
30.01. | 21
30.01. | 22
30.01. | 23
30.01. | 24
31.01. | 1
31.01. | 2
31.01. | 3
31.01. | 4
31.01. | 5
31.01. | 6
31.01. | 7
31.01. | 8
31.01. | 9
31.01. | 10
31.01. | 11
31.01. | 12
31.01. | 13
31.01. | 14
31.01. | 15
31.01. | 16
31.01. | 17
31.01. | 18
31.01. | 19
31.01. | 20
31.01. | 21
31.01. | 22
31.01. | 23
31.01. | 24
01.02. | 1
01.02. | 2
01.02. | 3
01.02. | 4
01.02. | 5
01.02. | 6
01.02. | 7
01.02. | 8
01.02. | 9
01.02. | 10
01.02. | 11
01.02. | 12
01.02. | 13
01.02. | 14
01.02. | 15
01.02. | 16
01.02. | 17
01.02. | 18
01.02. | 19
01.02. | 20
01.02. | 21
01.02. | 22
01.02. | 23
01.02. | 24
02.02. | 1
02.02. | 2
02.02. | 3
02.02. | 4
02.02. | 5
02.02. | 6
02.02. | 7
02.02. | 8
02.02. | 9
02.02. | 10
02.02. | 11
02.02. | 12
02.02. | 13
02.02. | 14
02.02. | 15
02.02. | 16
02.02. | 17
02.02. | 18
02.02. | 19
02.02. | 20
02.02. | 21
02.02. | 22
02.02. | 23
02.02. | 24
03.02. | 1
03.02. | 2
03.02. | 3
03.02. | 4
03.02. | 5
03.02. | 6
03.02. | 7
03.02. | 8
03.02. | 9
03.02. | 10
03.02. | 11
03.02. | 12
03.02. | 13
03.02. | 14
03.02. | 15
03.02. | 16
03.02. | 17
03.02. | 18
03.02. | 19
03.02. | 20
03.02. | 21
03.02. | 22
03.02. | 23
03.02. | 24
04.02. | 1
04.02. | 2
04.02. | 3
04.02. | 4
04.02. | 5
04.02. | 6
04.02. | 7
04.02. | 8
04.02. | 9
04.02. | 10
04.02. | 11
04.02. | 12
04.02. | 13
04.02. | 14
04.02. | 15
04.02. | 16
04.02. | 17
04.02. | 18
04.02. | 19
04.02. | 20
04.02. | 21
04.02. | 22
04.02. | 23
04.02. | 24
05.02. | 1
05.02. | 2
05.02. | 3
05.02. | 4
05.02. | 5
05.02. | 6
05.02. | 7
05.02. | 8
05.02. | 9
05.02. | 10
05.02. | 11
05.02. | 12
05.02. | 13
05.02. | 14
05.02. | 15
05.02. | 16
05.02. | 17
05.02. | 18
05.02. | 19
05.02. | 20
05.02. | 21
05.02. | 22
05.02. | 23
05.02. | 24
06.02. | 1
06.02. | 2
06.02. | 3
06.02. | 4
06.02. | 5
06.02. | 6
06.02. | 7
06.02. | 8
06.02. | 9
06.02. | 10
06.02. | 11
06.02. | 12
06.02. | 13
06.02. | 14
06.02. | 15
06.02. | 16
06.02. | 17
06.02. | 18
06.02. | 19
06.02. | 20
06.02. | 21
06.02. | 22
06.02. | 23
06.02. | 24
07.02. | 1
07.02. | 2
07.02. | 3
07.02. | 4
07.02. | 5
07.02. | 6
07.02. | 7
07.02. | 8
07.02. | 9
07.02. | 10
07.02. | 11
07.02. | 12
07.02. | 13
07.02. | 14
07.02. | 15
07.02. | 16
07.02. | 17
07.02. | 18
07.02. | 19
07.02. | 20
07.02. | 21
07.02. | 22
07.02. | 23
07.02. | 24
08.02. | 1
08.02. | 2
08.02. | 3
08.02. | 4
08.02. | 5
08.02. | 6
08.02. | 7
08.02. | 8
08.02. | 9
08.02. | 10
08.02. | 11
08.02. | 12
08.02. | 13
08.02. | 14
08.02. | 15
08.02. | 16
08.02. | 17
08.02. | 18
08.02. | 19
08.02. | 20
08.02. | 21
08.02. | 22
08.02. | 23
08.02. | 24
09.02. | 1
09.02. | 2
09.02. | 3
09.02. | 4
09.02. | 5
09.02. | 6
09.02. | 7
09.02. | 8
09.02. | 9
09.02. | 10
09.02. | 11
09.02. | 12
09.02. | 13
09.02. | 14
09.02. | 15
09.02. | 16
09.02. | 17
09.02. | 18
09.02. | 19
09.02. | 20
09.02. | 21
09.02. | 22
09.02. | 23
09.02. | 24
10.02. | 1
10.02. | 2
10.02. | 3
10.02. | 4
10.02. | 5
10.02. | 6
10.02. | 7
10.02. | 8
10.02. | 9
10.02. | 10
10.02. | 11
10.02. | 12
10.02. | 13
10.02. | 14
10.02. | 15
10.02. | 16
10.02. | 17
10.02. | 18
10.02. | 19
10.02. | 20
10.02. | 21
10.02. | 22
10.02. | 23
10.02. | 24
11.02. | 1
11.02. | 2
11.02. | 3
11.02. | 4
11.02. | 5
11.02. | 6
11.02. | 7
11.02. | 8
11.02. | 9
11.02. | 10
11.02. | 11
11.02. | 12
11.02. | 13
11.02. | 14
11.02. | 15
11.02. | 16
11.02. | 17
11.02. | 18
11.02. | 19
11.02. | 20
11.02. | 21
11.02. | 22
11.02. | 23
11.02. | 24
12.02. | 1
12.02. | 2
12.02. | 3
12.02. | 4
12.02. | 5
12.02. | 6
12.02. | 7
12.02. | 8
12.02. | 9
12.02. | 10
12.02. | 11
12.02. | 12
12.02. | 13
12.02. | 14
12.02. | 15
12.02. | 16
12.02. | 17
12.02. | 18
12.02. | 19
12.02. | 20
12.02. | 21
12.02. | 22
12.02. | 23
12.02. | 24
13.02. | 1
13.02. | 2
13.02. | 3
13.02. | 4
13.02. | 5
13.02. | 6
13.02. | 7
13.02. | 8
13.02. | 9
13.02. | 10
13.02. | 11
13.02. | 12
13.02. | 13
13.02. | 14
13.02. | 15
13.02. | 16
13.02. | 17
13.02. | 18
13.02. | 19
13.02. | 20
13.02. | 21
13.02. | 22
13.02. | 23
13.02. | 24
14.02. | 1
14.02. | 2
14.02. | 3
14.02. | 4
14.02. | 5
14.02. | 6
14.02. | 7
14.02. | 8
14.02. | 9
14.02. | 10
14.02. | 11
14.02. | 12
14.02. | 13
14.02. | 14
14.02. | 15
14.02. | 16
14.02. | 17
14.02. | 18
14.02. | 19
14.02. | 20
14.02. | 21
14.02. | 22
14.02. | 23
14.02. | 24
15.02. | 1
15.02. | 2
15.02. | 3
15.02. | 4
15.02. | 5
15.02. | 6
15.02. | 7
15.02. | 8
15.02. | 9
15.02. | 10
15.02. | 11
15.02. | 12
15.02. | 13
15.02. | 14
15.02. | 15
15.02. | 16
15.02. | 17
15.02. | 18
15.02. | 19
15.02. | 20
15.02. | 21
15.02. | 22
15.02. | 23
15.02. | 24
16.02. | 1
16.02. | 2
16.02. | 3
16.02. | 4
16.02. | 5
16.02. | 6
16.02. | 7
16.02. | 8
16.02. | 9
16.02. | 10
16.02. | 11
16.02. | 12
16.02. | 13
16.02. | 14
16.02. | 15
16.02. | 16
16.02. | 17
16.02. | 18
16.02. | 19
16.02. | 20
16.02. | 21
16.02. | 22
16.02. | 23
16.02. | 24
17.02. | 1
17.02. | 2
17.02. | 3
17.02. | 4
17.02. | 5
17.02. | 6
17.02. | 7
17.02. | 8
17.02. | 9
17.02. | 10
17.02. | 11
17.02. | 12
17.02. | 13
17.02. | 14
17.02. | 15
17.02. | 16
17.02. | 17
17.02. | 18
17.02. | 19
17.02. | 20
17.02. | 21
17.02. | 22
17.02. | 23
17.02. | 24
18.02. | 1
18.02. | 2
18.02. | 3
18.02. | 4
18.02. | 5
18.02. | 6
18.02. | 7
18.02. | 8
18.02. | 9
18.02. | 10
18.02. | 11
18.02. | 12
18.02. | 13
18.02. | 14
18.02. | 15
18.02. | 16
18.02. | 17
18.02. | 18
18.02. | 19
18.02. | 20
18.02. | 21
18.02. | 22
18.02. | 23
18.02. | 24
19.02. | 1
19.02. | 2
19.02. | 3
19.02. | 4
19.02. | 5
19.02. | 6
19.02. | 7
19.02. | 8
19.02. | 9
19.02. | 10
19.02. | 11
19.02. | 12
19.02. | 13
19.02. | 14
19.02. | 15
19.02. | 16
19.02. | 17
19.02. | 18
19.02. | 19
19.02. | 20
19.02. | 21
19.02. | 22
19.02. | 23
19.02. | 24
20.02. | 1
20.02. | 2
20.02. | 3
20.02. | 4
20.02. | 5
20.02. | 6
20.02. | 7
20.02. | 8
20.02. | 9
20.02. | 10
20.02. | 11
20.02. | 12
20.02. | 13
20.02. | 14
20.02. | 15
20.02. | 16
20.02. | 17
20.02. | 18
20.02. | 19
20.02. | 20
20.02. | 21
20.02. | 22
20.02. | 23
20.02. | 24
21.02. | 1
21.02. | 2
21.02. | 3
21.02. | 4
21.02. | 5
21.02. | 6
21.02. | 7
21.02. | 8
21.02. | 9
21.02. | 10
21.02. | 11
21.02. | 12
21.02. | 13
21.02. | 14
21.02. | 15
21.02. | 16
21.02. | 17
21.02. | 18
21.02. | 19
21.02. | 20
21.02. | 21
21.02. | 22
21.02. | 23
21.02. | 24
22.02. | 1
22.02. | 2
22.02. | 3
22.02. | 4
22.02. | 5
22.02. | 6
22.02. | 7
22.02. | 8
22.02. | 9
22.02. | 10
22.02. | 11
22.02. | 12
22.02. | 13
22.02. | 14
22.02. | 15
22.02. | 16
22.02. | 17
22.02. | 18
22.02. | 19
22.02. | 20
22.02. | 21
22.02. | 22
22.02. | 23
22.02. | 24
23.02. | 1
23.02. | 2
23.02. | 3
23.02. | 4
23.02. | 5
23.02. | 6
23.02. | 7
23.02. | 8
23.02. | 9
23.02. | 10
23.02. | 11
23.02. | 12
23.02. | 13
23.02. | 14
23.02. | 15
23.02. | 16
23.02. | 17
23.02. | 18
23.02. | 19
23.02. | 20
23.02. | 21
23.02. | 22
23.02. | 23
23.02. | 24
24.02. | 1
24.02. | 2
24.02. | 3
24.02. | 4
24.02. | 5
24.02. | 6
24.02. | 7
24.02. | 8
24.02. | 9
24.02. | 10
24.02. | 11
24.02. | 12
24.02. | 13
24.02. | 14
24.02. | 15
24.02. | 16
24.02. | 17
24.02. | 18
24.02. | 19
24.02. | 20
24.02. | 21
24.02. | 22
24.02. | 23
24.02. | 24
25.02. | 1
25.02. | 2
25.02. | 3
25.02. | 4
25.02. | 5
25.02. | 6
25.02. | 7
25.02. | 8
25.02. | 9
25.02. | 10
25.02. | 11
25.02. | 12
25.02. | 13
25.02. | 14
25.02. | 15
25.02. | 16
25.02. | 17
25.02. | 18
25.02. | 19
25.02. | 20
25.02. | 21
25.02. | 22
25.02. | 23
25.02. | 24
26.02. | 1
26.02. | 2
26.02. | 3
26.02. | 4
26.02. | 5
26.02. | 6
26.02. | 7
26.02. | 8
26.02. | 9
26.02. | 10
26.02. | 11
26.02. | 12
26.02. | 13
26.02. | 14
26.02. | 15
26.02. | 16
26.02. | 17
26.02. | 18
26.02. | 19
26.02. | 20
26.02. | 21
26.02. | 22
26.02. | 23
26.02. | 24
27.02. | 1
27.02. | 2
27.02. | 3
27.02. | 4
27.02. | 5
27.02. | 6
27.02. | 7
27.02. | 8
27.02. | 9
27.02. | 10
27.02. | 11
27.02. | 12
27.02. | 13
27.02. | 14
27.02. | 15
27.02. | 16
27.02. | 17
27.02. | 18
27.02. | 19
27.02. | 20
27.02. | 21
27.02. | 22
27.02. | 23
27.02. | 24
28.02. | 1
28.02. | 2
28.02. | 3
28.02. | 4
28.02. | 5
28.02. | 6
28.02. | 7
28.02. | 8
28.02. | 9
28.02. | 10
28.02. | 11
28.02. | 12
28.02. | 13
28.02. | 14
28.02. | 15
28.02. | 16
28.02. | 17
28.02. | 18
28.02. | 19
28.02. | 20
28.02. | 21
28.02. | 22
28.02. | 23
28.02. | 24
01.03. | 1
01.03. | 2
01.03. | 3
01.03. | 4
01.03. | 5
01.03. | 6
01.03. | 7
01.03. | 8
01.03. | 9
01.03. | 10
01.03. | 11
01.03. | 12
01.03. | 13
01.03. | 14
01.03. | 15
01.03. | 16
01.03. | 17
01.03. | 18
01.03. | 19
01.03. | 20
01.03. | 21
01.03. | 22
01.03. | 23
01.03. | 24
02.03. | 1
02.03. | 2
02.03. | 3
02.03. | 4
02.03. | 5
02.03. | 6
02.03. | 7
02.03. | 8
02.03. | 9
02.03. | 10
02.03. | 11
02.03. | 12
02.03. | 13
02.03. | 14
02.03. | 15
02.03. | 16
02.03. | 17
02.03. | 18
02.03. | 19
02.03. | 20
02.03. | 21
02.03. | 22
02.03. | 23
02.03. | 24
03.03. | 1
03.03. | 2
03.03. | 3
03.03. | 4
03.03. | 5
03.03. | 6
03.03. | 7
03.03. | 8
03.03. | 9
03.03. | 10
03.03. | 11
03.03. | 12
03.03. | 13
03.03. | 14
03.03. | 15
03.03. | 16
03.03. | 17
03.03. | 18
03.03. | 19
03.03. | 20
03.03. | 21
03.03. | 22
03.03. | 23
03.03. | 24
04.03. | 1
04.03. | 2
04.03. | 3
04.03. | 4
04.03. | 5
04.03. | 6
04.03. | 7
04.03. | 8
04.03. | 9
04.03. | 10
04.03. | 11
04.03. | 12
04.03. | 13
04.03. | 14
04.03. | 15
04.03. | 16
04.03. | 17
04.03. | 18
04.03. | 19
04.03. | 20
04.03. | 21
04.03. | 22
04.03. | 23
04.03. | 24
05.03. | 1
05.03. | 2
05.03. | 3
05.03. | 4
05.03. | 5
05.03. | 6
05.03. | 7
05.03. | 8
05.03. | 9
05.03. | 10
05.03. | 11
05.03. | 12
05.03. | 13
05.03. | 14
05.03. | 15
05.03. | 16
05.03. | 17
05.03. | 18
05.03. | 19
05.03. | 20
05.03. | 21
05.03. | 22
05.03. | 23
05.03. | 24
06.03. | 1
06.03. | 2
06.03. | 3
06.03. | 4
06.03. | 5
06.03. | 6
06.03. | 7
06.03. | 8
06.03. | 9
06.03. | 10
06.03. | 11
06.03. | 12
06.03. | 13
06.03. | 14
06.03. | 15
06.03. | 16
06.03. | 17
06.03. | 18
06.03. | 19
06.03. | 20
06.03. | 21
06.03. | 22
06.03. | 23
06.03. | 24
07.03. | 1
07.03. | 2
07.03. | 3
07.03. | 4
07.03. | 5
07.03. | 6
07.03. | 7
07.03. | 8
07.03. | 9
07.03. | 10
07.03. | 11
07.03. | 12
07.03. | 13
07.03. | 14
07.03. | 15
07.03. | 16
07.03. | 17
07.03. | 18
07.03. | 19
07.03. | 20
07.03. | 21
07.03. | 22
07.03. | 23
07.03. | 24
08.03. | 1
08.03. | 2
08.03. | 3
08.03. | 4
08.03. | 5
08.03. | 6
08.03. | 7
08.03. | 8
08.03. | 9
08.03. | 10
08.03. | 11
08.03. | 12
08.03. | 13
08.03. | 14
08.03. | 15
08.03. | 16
08.03. | 17
08.03. | 18
08.03. | 19
08.03. | 20
08.03. | 21
08.03. | 22
08.03. | 23
08.03. | 24
09.03. | 1
09.03. | 2
09.03. | 3
09.03. | 4
09.03. | 5
09.03. | 6
09.03. | 7
09.03. | 8
09.03. | 9
09.03. | 10
09.03. | 11
09.03. | 12
09.03. | 13
09.03. | 14
09.03. | 15
09.03. | 16
09.03. | 17
09.03. | 18
09.03. | 19
09.03. | 20
09.03. | 21
09.03. | 22
09.03. | 23
09.03. | 24
10.03. | 1
10.03. | 2
10.03. | 3
10.03. | 4
10.03. | 5
10.03. | 6
10.03. | 7
10.03. | 8
10.03. | 9
10.03. | 10
10.03. | 11
10.03. | 12
10.03. | 13
10.03. | 14
10.03. | 15
10.03. | 16
10.03. | 17
10.03. | 18
10.03. | 19
10.03. | 20
10.03. | 21
10.03. | 22
10.03. | 23
10.03. | 24
11.03. | 1
11.03. | 2
11.03. | 3
11.03. | 4
11.03. | 5
11.03. | 6
11.03. | 7
11.03. | 8
11.03. | 9
11.03. | 10
11.03. | 11
11.03. | 12
11.03. | 13
11.03. | 14
11.03. | 15
11.03. | 16
11.03. | 17
11.03. | 18
11.03. | 19
11.03. | 20
11.03. | 21
11.03. | 22
11.03. | 23
11.03. | 24
12.03. | 1
12.03. | 2
12.03. | 3
12.03. | 4
12.03. | 5
12.03. | 6
12.03. | 7
12.03. | 8
12.03. | 9
12.03. | 10
12.03. | 11
12.03. | 12
12.03. | 13
12.03. | 14
12.03. | 15
12.03. | 16
12.03. | 17
12.03. | 18
12.03. | 19
12.03. | 20
12.03. | 21
12.03. | 22
12.03. | 23
12.03. | 24
13.03. | 1
13.03. | 2
13.03. | 3
13.03. | 4
13.03. | 5
13.03. | 6
13.03. | 7
13.03. | 8
13.03. | 9
13.03. | 10
13.03. | 11
13.03. | 12
13.03. | 13
13.03. | 14
13.03. | 15
13.03. | 16
13.03. | 17
13.03. | 18
13.03. | 19
13.03. | 20
13.03. | 21
13.03. | 22
13.03. | 23
13.03. | 24
14.03. | 1
14.03. | 2
14.03. | 3
14.03. | 4
14.03. | 5
14.03. | 6
14.03. | 7
14.03. | 8
14.03. | 9
14.03. | 10
14.03. | 11
14.03. | 12
14.03. | 13
14.03. | 14
14.03. | 15
14.03. | 16
14.03. | 17
14.03. | 18
14.03. | 19
14.03. | 20
14.03. | 21
14.03. | 22
14.03. | 23
14.03. | 24
15.03. | 1
15.03. | 2
15.03. | 3
15.03. | 4
15.03. | 5
15.03. | 6
15.03. | 7
15.03. | 8
15.03. | 9
15.03. | 10
15.03. | 11
15.03. | 12
15.03. | 13
15.03. | 14
15.03. | 15
15.03. | 16
15.03. | 17
15.03. | 18
15.03. | 19
15.03. | 20
15.03. | 21
15.03. | 22
15.03. | 23
15.03. | 24
16.03. | 1
16.03. | 2
16.03. | 3
16.03. | 4
16.03. | 5
16.03. | 6
16.03. | 7
16.03. | 8
16.03. | 9
16.03. | 10
16.03. | 11
16.03. | 12
16.03. | 13
16.03. | 14
16.03. | 15
16.03. | 16
16.03. | 17
16.03. | 18
16.03. | 19
16.03. | 20
16.03. | 21
16.03. | 22
16.03. | 23
16.03. | 24
17.03. | 1
17.03. | 2
17.03. | 3
17.03. | 4
17.03. | 5
17.03. | 6
17.03. | 7
17.03. | 8
17.03. | 9
17.03. | 10
17.03. | 11
17.03. | 12
17.03. | 13
17.03. | 14
17.03. | 15
17.03. | 16
17.03. | 17
17.03. | 18
17.03. | 19
17.03. | 20
17.03. | 21
17.03. | 22
17.03. | 23
17.03. | 24
18.03. | 1
18.03. | 2
18.03. | 3
18.03. | 4
18.03. | 5
18.03. | 6
18.03. | 7
18.03. | 8
18.03. | 9
18.03. | 10
18.03. | 11
18.03. | 12
18.03. | 13
18.03. | 14
18.03. | 15
18.03. | 16
18.03. | 17
18.03. | 18
18.03. | 19
18.03. | 20
18.03. | 21
18.03. | 22
18.03. | 23
18.03. | 24
19.03. | 1
19.03. | 2
19.03. | 3
19.03. | 4
19.03. | 5
19.03. | 6
19.03. | 7
19.03. | 8
19.03. | 9
19.03. | 10
19.03. | 11
19.03. | 12
19.03. | 13
19.03. | 14
19.03. | 15
19.03. | 16
19.03. | 17
19.03. | 18
19.03. | 19
19.03. | 20
19.03. | 21
19.03. | 22
19.03. | 23
19.03. | 24
20.03. | 1
20.03. | 2
20.03. | 3
20.03. | 4
20.03. | 5
20.03. | 6
20.03. | 7
20.03. | 8
20.03. | 9
20.03. | 10
20.03. | 11
20.03. | 12
20.03. | 13
20.03. | 14
20.03. | 15
20.03. | 16
20.03. | 17
20.03. | 18
20.03. | 19
20.03. | 20
20.03. | 21
20.03. | 22
20.03. | 23
20.03. | 24
21.03. | 1
21.03. | 2
21.03. | 3
21.03. | 4
21.03. | 5
21.03. | 6
21.03. | 7
21.03. | 8
21.03. | 9
21.03. | 10
21.03. | 11
21.03. | 12
21.03. | 13
21.03. | 14
21.03. | 15
21.03. | 16
21.03. | 17
21.03. | 18
21.03. | 19
21.03. | 20
21.03. | 21
21.03. | 22
21.03. | 23
21.03. | 24
22.03. | 1
22.03. | 2
22.03. | 3
22.03. | 4
22.03. | 5
22.03. | 6
22.03. | 7
22.03. | 8
22.03. | 9
22.03. | 10
22.03. | 11
22.03. | 12
22.03. | 13
22.03. | 14
22.03. | 15
22.03. | 16
22.03. | 17
22.03. | 18
22.03. | 19
22.03. | 20
22.03. | 21
22.03. | 22
22.03. | 23
22.03. | 24
23.03. | 1
23.03. | 2
23.03. | 3
23.03. | 4
23.03. | 5
23.03. | 6
23.03. | 7
23.03. | 8
23.03. | 9
23.03. | 10
23.03. | 11
23.03. | 12
23.03. | 13
23.03. | 14
23.03. | 15
23.03. | 16
23.03. | 17
23.03. | 18
23.03. | 19
23.03. | 20
23.03. | 21
23.03. | 22
23.03. | 23
23.03. | 24
24.03. | 1
24.03. | 2
24.03. | 3
24.03. | 4
24.03. | 5
24.03. | 6
24.03. | 7
24.03. | 8
24.03. | 9
24.03. | 10
24.03. | 11
24.03. | 12
24.03. | 13
24.03. | 14
24.03. | 15
24.03. | 16
24.03. | 17
24.03. | 18
24.03. | 19
24.03. | 20
24.03. | 21
24.03. | 22
24.03. | 23
24.03. | 24
25.03. | 1
25.03. | 2
25.03. | 3
25.03. | 4
25.03. | 5
25.03. | 6
25.03. | 7
25.03. | 8
25.03. | 9
25.03. | 10
25.03. | 11
25.03. | 12
25.03. | 13
25.03. | 14
25.03. | 15
25.03. | 16
25.03. | 17
25.03. | 18
25.03. | 19
25.03. | 20
25.03. | 21
25.03. | 22
25.03. | 23
25.03. | 24
26.03. | 1
26.03. | 2
26.03. | 3
26.03. | 4
26.03. | 5
26.03. | 6
26.03. | 7
26.03. | 8
26.03. | 9
26.03. | 10
26.03. | 11
26.03. | 12
26.03. | 13
26.03. | 14
26.03. | 15
26.03. | 16
26.03. | 17
26.03. | 18
26.03. | 19
26.03. | 20
26.03. | 21
26.03. | 22
26.03. | 23
26.03. | 24
27.03. | 1
27.03. | 2
27.03. | 3
27.03. | 4
27.03. | 5
27.03. | 6
27.03. | 7
27.03. | 8
27.03. | 9
27.03. | 10
27.03. | 11
27.03. | 12
27.03. | 13
27.03. | 14
27.03. | 15
27.03. | 16
27.03. | 17
27.03. | 18
27.03. | 19
27.03. | 20
27.03. | 21
27.03. | 22
27.03. | 23
27.03. | 24
28.03. | 1
28.03. | 2
28.03. | 3
28.03. | 4
28.03. | 5
28.03. | 6
28.03. | 7
28.03. | 8
28.03. | 9
28.03. | 10
28.03. | 11
28.03. | 12
28.03. | 13
28.03. | 14
28.03. | 15
28.03. | 16
28.03. | 17
28.03. | 18
28.03. | 19
28.03. | 20
28.03. | 21
28.03. | 22
28.03. | 23
28.03. | 24
29.03. | 1
29.03. | 2
29.03. | 3
29.03. | 4
29.03. | 5
29.03. | 6
29.03. | 7
29.03. | 8
29.03. | 9
29.03. | 10
29.03. | 11
29.03. | 12
29.03. | 13
29.03. | 14
29.03. | 15
29.03. | 16
29.03. | 17
29.03. | 18
29.03. | 19
29.03. | 20
29.03. | 21
29.03. | 22
29.03. | 23
29.03. | 24
30.03. | 1
30.03. | 2
30.03. | 3
30.03. | 4
30.03. | 5
30.03. | 6
30.03. | 7
30.03. | 8
30.03. | 9
30.03. | 10
30.03. | 11
30.03. | 12
30.03. | 13
30.03. | 14
30.03. | 15
30.03. | 16
30.03. | 17
30.03. | 18
30.03. | 19
30.03. | 20
30.03. | 21
30.03. | 22
30.03. | 23
30.03. | 24
31.03. | 1
31.03. | 2
31.03. | 3
31.03. | 4
31.03. | 5
31.03. | 6
31.03. | 7
31.03. | 8
31.03. | 9
31.03. | 10
31.03. | 11
31.03. | 12
31.03. | 13
31.03. | 14
31.03. | 15
31.03. | 16
31.03. | 17
31.03. | 18
31.03. | 19
31.03. | 20
31.03. | 21
31.03. | 22
31.03. | 23
31.03. | 24
01.04. | 1
01.04. | 2
01.04. | 3
01.04. | 4
01.04. | 5
01.04. | 6
01.04. | 7
01.04. | 8
01.04. | 9
01.04. | 10
01.04. | 11
01.04. | 12
01.04. | 13
01.04. | 14
01.04. | 15
01.04. | 16
01.04. | 17
01.04. | 18
01.04. | 19
01.04. | 20
01.04. | 21
01.04. | 22
01.04. | 23
01.04. | 24
02.04. | 1
02.04. | 2
02.04. | 3
02.04. | 4
02.04. | 5
02.04. | 6
02.04. | 7
02.04. | 8
02.04. | 9
02.04. | 10
02.04. | 11
02.04. | 12
02.04. | 13
02.04. | 14
02.04. | 15
02.04. | 16
02.04. | 17
02.04. | 18
02.04. | 19
02.04. | 20
02.04. | 21
02.04. | 22
02.04. | 23
02.04. | 24
03.04. | 1
03.04. | 2
03.04. | 3
03.04. | 4
03.04. | 5
03.04. | 6
03.04. | 7
03.04. | 8
03.04. | 9
03.04. | 10
03.04. | 11
03.04. | 12
03.04. | 13
03.04. | 14
03.04. | 15
03.04. | 16
03.04. | 17
03.04. | 18
03.04. | 19
03.04. | 20
03.04. | 21
03.04. | 22
03.04. | 23
03.04. | 24
04.04. | 1
04.04. | 2
04.04. | 3
04.04. | 4
04.04. | 5
04.04. | 6
04.04. | 7
04.04. | 8
04.04. | 9
04.04. | 10
04.04. | 11
04.04. | 12
04.04. | 13
04.04. | 14
04.04. | 15
04.04. | 16
04.04. | 17
04.04. | 18
04.04. | 19
04.04. | 20
04.04. | 21
04.04. | 22
04.04. | 23
04.04. | 24
05.04. | 1
05.04. | 2
05.04. | 3
05.04. | 4
05.04. | 5
05.04. | 6
05.04. | 7
05.04. | 8
05.04. | 9
05.04. | 10
05.04. | 11
05.04. | 12
05.04. | 13
05.04. | 14
05.04. | 15
05.04. | 16
05.04. | 17
05.04. | 18
05.04. | 19
05.04. | 20
05.04. | 21
05.04. | 22
05.04. | 23
05.04. | 24
06.04. | 1
06.04. | 2
06.04. | 3
06.04. | 4
06.04. | 5
06.04. | 6
06.04. | 7
06.04. | 8
06.04. | 9
06.04. | 10
06.04. | 11
06.04. | 12
06.04. | 13
06.04. | 14
06.04. | 15
06.04. | 16
06.04. | 17
06.04. | 18
06.04. | 19
06.04. | 20
06.04. | 21
06.04. | 22
06.04. | 23
06.04. | 24
07.04. | 1
07.04. | 2
07.04. | 3
07.04. | 4
07.04. | 5
07.04. | 6
07.04. | 7
07.04. | 8
07.04. | 9
07.04. | 10
07.04. | 11
07.04. | 12
07.04. | 13
07.04. | 14
07.04. | 15
07.04. | 16
07.04. | 17
07.04. | 18
07.04. | 19
07.04. | 20
07.04. | 21
07.04. | 22
07.04. | 23
07.04. | 24
08.04. | 1
08.04. | 2
08.04. | 3
08.04. | 4
08.04. | 5
08.04. | 6
08.04. | 7
08.04. | 8
08.04. | 9
08.04. | 10
08.04. | 11
08.04. | 12
08.04. | 13
08.04. | 14
08.04. | 15
08.04. | 16
08.04. | 17
08.04. | 18
08.04. | 19
08.04. | 20
08.04. | 21
08.04. | 22
08.04. | 23
08.04. | 24
09.04. | 1
09.04. | 2
09.04. | 3
09.04. | 4
09.04. | 5
09.04. | 6
09.04. | 7
09.04. | 8
09.04. | 9
09.04. | 10
09.04. | 11
09.04. | 12
09.04. | 13
09.04. | 14
09.04. | 15
09.04. | 16
09.04. | 17
09.04. | 18
09.04. | 19
09.04. | 20
09.04. | 21
09.04. | 22
09.04. | 23
09.04. | 24
10.04. | 1
10.04. | 2
10.04. | 3
10.04. | 4
10.04. | 5
10.04. | 6
10.04. | 7
10.04. | 8
10.04. | 9
10.04. | 10
10.04. | 11
10.04. | 12
10.04. | 13
10.04. | 14
10.04. | 15
10.04. | 16
10.04. | 17
10.04. | 18
10.04. | 19
10.04. | 20
10.04. | 21
10.04. | 22
10.04. | 23
10.04. | 24
11.04. | 1
11.04. | 2
11.04. | 3
11.04. | 4
11.04. | 5
11.04. | 6
11.04. | 7
11.04. | 8
11.04. | 9
11.04. | 10
11.04. | 11
11.04. | 12
11.04. | 13
11.04. | 14
11.04. | 15
11.04. | 16
11.04. | 17
11.04. | 18
11.04. | 19
11.04. | 20
11.04. | 21
11.04. | 22
11.04. | 23
11.04. | 24
12.04. | 1
12.04. | 2
12.04. | 3
12.04. | 4
12.04. | 5
12.04. | 6
12.04. | 7
12.04. | 8
12.04. | 9
12.04. | 10
12.04. | 11
12.04. | 12
12.04. | 13
12.04. | 14
12.04. | 15
12.04. | 16
12.04. | 17
12.04. | 18
12.04. | 19
12.04. | 20
12.04. | 21
12.04. | 22
12.04. | 23
12.04. | 24
13.04. | 1
13.04. | 2
13.04. | 3
13.04. | 4
13.04. | 5
13.04. | 6
13.04. | 7
13.04. | 8
13.04. | 9
13.04. | 10
13.04. | 11
13.04. | 12
13.04. | 13
13.04. | 14
13.04. | 15
13.04. | 16
13.04. | 17
13.04. | 18
13.04. | 19
13.04. | 20
13.04. | 21
13.04. | 22
13.04. | 23
13.04. | 24
14.04. | 1
14.04. | 2
14.04. | 3
14.04. | 4
14.04. | 5
14.04. | 6
14.04. | 7
14.04. | 8
14.04. | 9
14.04. | 10
14.04. | 11
14.04. | 12
14.04. | 13
14.04. | 14
14.04. | 15
14.04. | 16
14.04. | 17
14.04. | 18
14.04. | 19
14.04. | 20
14.04. | 21
14.04. | 22
14.04. | 23
14.04. | 24
15.04. | 1
15.04. | 2
15.04. | 3
15.04. | 4
15.04. | 5
15.04. | 6
15.04. | 7
15.04. | 8
15.04. | 9
15.04. | 10
15.04. | 11
15.04. | 12
15.04. | 13
15.04. | 14
15.04. | 15
15.04. | 16
15.04. | 17
15.04. | 18
15.04. | 19
15.04. | 20
15.04. | 21
15.04. | 22
15.04. | 23
15.04. | 24
16.04. | 1
16.04. | 2
16.04. | 3
16.04. | 4
16.04. | 5
16.04. | 6
16.04. | 7
16.04. | 8
16.04. | 9
16.04. | 10
16.04. | 11
16.04. | 12
16.04. | 13
16.04. | 14
16.04. | 15
16.04. | 16
16.04. | 17
16.04. | 18
16.04. | 19
16.04. | 20
16.04. | 21
16.04. | 22
16.04. | 23
16.04. | 24
17.04. | 1
17.04. | 2
17.04. | 3
17.04. | 4
17.04. | 5
17.04. | 6
17.04. | 7
17.04. | 8
17.04. | 9
17.04. | 10
17.04. | 11
17.04. | 12
17.04. | 13
17.04. | 14
17.04. | 15
17.04. | 16
17.04. | 17
17.04. | 18
17.04. | 19
17.04. | 20
17.04. | 21
17.04. | 22
17.04. | 23
17.04. | 24
18.04. | 1
18.04. | 2
18.04. | 3
18.04. | 4
18.04. | 5
18.04. | 6
18.04. | 7
18.04. | 8
18.04. | 9
18.04. | 10
18.04. | 11
18.04. | 12
18.04. | 13
18.04. | 14
18.04. | 15
18.04. | 16
18.04. | 17
18.04. | 18
18.04. | 19
18.04. | 20
18.04. | 21
18.04. | 22
18.04. | 23
18.04. | 24
19.04. | 1
19.04. | 2
19.04. | 3
19.04. | 4
19.04. | 5
19.04. | 6
19.04. | 7
19.04. | 8
19.04. | 9
19.04. | 10
19.04. | 11
19.04. | 12
19.04. | 13
19.04. | 14
19.04. | 15
19.04. | 16
19.04. | 17
19.04. | 18
19.04. | 19
19.04. | 20
19.04. | 21
19.04. | 22
19.04. | 23
19.04. | 24
20.04. | 1
20.04. | 2
20.04. | 3
20.04. | 4
20.04. | 5
20.04. | 6
20.04. | 7
20.04. | 8
20.04. | 9
20.04. | 10
20.04. | 11
20.04. | 12
20.04. | 13
20.04. | 14
20.04. | 15
20.04. | 16
20.04. | 17
20.04. | 18
20.04. | 19
20.04. | 20
20.04. | 21
20.04. | 22
20.04. | 23
20.04. | 24
21.04. | 1
21.04. | 2
21.04. | 3
21.04. | 4
21.04. | 5
21.04. | 6
21.04. | 7
21.04. | 8
21.04. | 9
21.04. | 10
21.04. | 11
21.04. | 12
21.04. | 13
21.04. | 14
21.04. | 15
21.04. | 16
21.04. | 17
21.04. | 18
21.04. | 19
21.04. | 20
21.04. | 21
21.04. | 22
21.04. | 23
21.04. | 24
22.04. | 1
22.04. | 2
22.04. | 3
22.04. | 4
22.04. | 5
22.04. | 6
22.04. | 7
22.04. | 8
22.04. | 9
22.04. | 10
22.04. | 11
22.04. | 12
22.04. | 13
22.04. | 14
22.04. | 15
22.04. | 16
22.04. | 17
22.04. | 18
22.04. | 19
22.04. | 20
22.04. | 21
22.04. | 22
22.04. | 23
22.04. | 24
23.04. | 1
23.04. | 2
23.04. | 3
23.04. | 4
23.04. | 5
23.04. | 6
23.04. | 7
23.04. | 8
23.04. | 9
23.04. | 10
23.04. | 11
23.04. | 12
23.04. | 13
23.04. | 14
23.04. | 15
23.04. | 16
23.04. | 17
23.04. | 18
23.04. | 19
23.04. | 20
23.04. | 21
23.04. | 22
23.04. | 23
23.04. | 24
24.04. | 1
24.04. | 2
24.04. | 3
24.04. | 4
24.04. | 5
24.04. | 6
24.04. | 7
24.04. | 8
24.04. | 9
24.04. | 10
24.04. | 11
24.04. | 12
24.04. | 13
24.04. | 14
24.04. | 15
24.04. | 16
24.04. | 17
24.04. | 18
24.04. | 19
24.04. | 20
24.04. | 21
24.04. | 22
24.04. | 23
24.04. | 24
25.04. | 1
25.04. | 2
25.04. | 3
25.04. | 4
25.04. | 5
25.04. | 6
25.04. | 7
25.04. | 8
25.04. | 9
25.04. | 10
25.04. | 11
25.04. | 12
25.04. | 13
25.04. | 14
25.04. | 15
25.04. | 16
25.04. | 17
25.04. | 18
25.04. | 19
25.04. | 20
25.04. | 21
25.04. | 22
25.04. | 23
25.04. | 24
26.04. | 1
26.04. | 2
26.04. | 3
26.04. | 4
26.04. | 5
26.04. | 6
26.04. | 7
26.04. | 8
26.04. | 9
26.04. | 10
26.04. | 11
26.04. | 12
26.04. | 13
26.04. | 14
26.04. | 15
26.04. | 16
26.04. | 17
26.04. | 18
26.04. | 19
26.04. | 20
26.04. | 21
26.04. | 22
26.04. | 23
26.04. | 24
27.04. | 1
27.04. | 2
27.04. | 3
27.04. | 4
27.04. | 5
27.04. | 6
27.04. | 7
27.04. | 8
27.04. | 9
27.04. | 10
27.04. | 11
27.04. | 12
27.04. | 13
27.04. | 14
27.04. | 15
27.04. | 16
27.04. | 17
27.04. | 18
27.04. | 19
27.04. | 20
27.04. | 21
27.04. | 22
27.04. | 23
27.04. | 24
28.04. | 1
28.04. | 2
28.04. | 3
28.04. | 4
28.04. | 5
28.04. | 6
28.04. | 7
28.04. | 8
28.04. | 9
28.04. | 10
28.04. | 11
28.04. | 12
28.04. | 13
28.04. | 14
28.04. | 15
28.04. | 16
28.04. | 17
28.04. | 18
28.04. | 19
28.04. | 20
28.04. | 21
28.04. | 22
28.04. | 23
28.04. | 24
29.04. | 1
29.04. | 2
29.04. | 3
29.04. | 4
29.04. | 5
29.04. | 6
29.04. | 7
29.04. | 8
29.04. | 9
29.04. | 10
29.04. | 11
29.04. | 12
29.04. | 13
29.04. | 14
29.04. | 15
29.04. | 16
29.04. | 17
29.04. | 18
29.04. | 19
29.04. | 20
29.04. | 21
29.04. | 22
29.04. | 23
29.04. | 24
30.04. | 1
30.04. | 2
30.04. | 3
30.04. | 4
30.04. | 5
30.04. | 6
30.04. | 7
30.04. | 8
30.04. | 9
30.04. | 10
30.04. | 11
30.04. | 12
30.04. | 13
30.04. | 14
30.04. | 15
30.04. | 16
30.04. | 17
30.04. | 18
30.04. | 19
30.04. | 20
30.04. | 21
30.04. | 22
30.04. | 23
30.04. | 24
01.05. | 1
01.05. | 2
01.05. | 3
01.05. | 4
01.05. | 5
01.05. | 6
01.05. | 7
01.05. | 8
01.05. | 9
01.05. | 10
01.05. | 11
01.05. | 12
01.05. | 13
01.05. | 14
01.05. | 15
01.05. | 16
01.05. | 17
01.05. | 18
01.05. | 19
01.05. | 20
01.05. | 21
01.05. | 22
01.05. | 23
01.05. | 24
02.05. | 1
02.05. | 2
02.05. | 3
02.05. | 4
02.05. | 5
02.05. | 6
02.05. | 7
02.05. | 8
02.05. | 9
02.05. | 10
02.05. | 11
02.05. | 12
02.05. | 13
02.05. | 14
02.05. | 15
02.05. | 16
02.05. | 17
02.05. | 18
02.05. | 19
02.05. | 20
02.05. | 21
02.05. | 22
02.05. | 23
02.05. | 24
03.05. | 1
03.05. | 2
03.05. | 3
03.05. | 4
03.05. | 5
03.05. | 6
03.05. | 7
03.05. | 8
03.05. | 9
03.05. | 10
03.05. | 11
03.05. | 12
03.05. | 13
03.05. | 14
03.05. | 15
03.05. | 16
03.05. | 17
03.05. | 18
03.05. | 19
03.05. | 20
03.05. | 21
03.05. | 22
03.05. | 23
03.05. | 24
04.05. | 1
04.05. | 2
04.05. | 3
04.05. | 4
04.05. | 5
04.05. | 6
04.05. | 7
04.05. | 8
04.05. | 9
04.05. | 10
04.05. | 11
04.05. | 12
04.05. | 13
04.05. | 14
04.05. | 15
04.05. | 16
04.05. | 17
04.05. | 18
04.05. | 19
04.05. | 20
04.05. | 21
04.05. | 22
04.05. | 23
04.05. | 24
05.05. | 1
05.05. | 2
05.05. | 3
05.05. | 4
05.05. | 5
05.05. | 6
05.05. | 7
05.05. | 8
05.05. | 9
05.05. | 10
05.05. | 11
05.05. | 12
05.05. | 13
05.05. | 14
05.05. | 15
05.05. | 16
05.05. | 17
05.05. | 18
05.05. | 19
05.05. | 20
05.05. | 21
05.05. | 22
05.05. | 23
05.05. | 24
06.05. | 1
06.05. | 2
06.05. | 3
06.05. | 4
06.05. | 5
06.05. | 6
06.05. | 7
06.05. | 8
06.05. | 9
06.05. | 10
06.05. | 11
06.05. | 12
06.05. | 13
06.05. | 14
06.05. | 15
06.05. | 16
06.05. | 17
06.05. | 18
06.05. | 19
06.05. | 20
06.05. | 21
06.05. | 22
06.05. | 23
06.05. | 24
07.05. | 1
07.05. | 2
07.05. | 3
07.05. | 4
07.05. | 5
07.05. | 6
07.05. | 7
07.05. | 8
07.05. | 9
07.05. | 10
07.05. | 11
07.05. | 12
07.05. | 13
07.05. | 14
07.05. | 15
07.05. | 16
07.05. | 17
07.05. | 18
07.05. | 19
07.05. | 20
07.05. | 21
07.05. | 22
07.05. | 23
07.05. | 24
08.05. | 1
08.05. | 2
08.05. | 3
08.05. | 4
08.05. | 5
08.05. | 6
08.05. | 7
08.05. | 8
08.05. | 9
08.05. | 10
08.05. | 11
08.05. | 12
08.05. | 13
08.05. | 14
08.05. | 15
08.05. | 16
08.05. | 17
08.05. | 18
08.05. | 19
08.05. | 20
08.05. | 21
08.05. | 22
08.05. | 23
08.05. | 24
09.05. | 1
09.05. | 2
09.05. | 3
09.05. | 4
09.05. | 5
09.05. | 6
09.05. | 7
09.05. | 8
09.05. | 9
09.05. | 10
09.05. | 11
09.05. | 12
09.05. | 13
09.05. | 14
09.05. | 15
09.05. | 16
09.05. | 17
09.05. | 18
09.05. | 19
09.05. | 20
09.05. | 21
09.05. | 22
09.05. | 23
09.05. | 24
10.05. | 1
10.05. | 2
10.05. | 3
10.05. | 4
10.05. | 5
10.05. | 6
10.05. | 7
10.05. | 8
10.05. | 9
10.05. | 10
10.05. | 11
10.05. | 12
10.05. | 13
10.05. | 14
10.05. | 15
10.05. | 16
10.05. | 17
10.05. | 18
10.05. | 19
10.05. | 20
10.05. | 21
10.05. | 22
10.05. | 23
10.05. | 24
11.05. | 1
11.05. | 2
11.05. | 3
11.05. | 4
11.05. | 5
11.05. | 6
11.05. | 7
11.05. | 8
11.05. | 9
11.05. | 10
11.05. | 11
11.05. | 12
11.05. | 13
11.05. | 14
11.05. | 15
11.05. | 16
11.05. | 17
11.05. | 18
11.05. | 19
11.05. | 20
11.05. | 21
11.05. | 22
11.05. | 23
11.05. | 24
12.05. | 1
12.05. | 2
12.05. | 3
12.05. | 4
12.05. | 5
12.05. | 6
12.05. | 7
12.05. | 8
12.05. | 9
12.05. | 10
12.05. | 11
12.05. | 12
12.05. | 13
12.05. | 14
12.05. | 15
12.05. | 16
12.05. | 17
12.05. | 18
12.05. | 19
12.05. | 20
12.05. | 21
12.05. | 22
12.05. | 23
12.05. | 24
13.05. | 1
13.05. | 2
13.05. | 3
13.05. | 4
13.05. | 5
13.05. | 6
13.05. | 7
13.05. | 8
13.05. | 9
13.05. | 10
13.05. | 11
13.05. | 12
13.05. | 13
13.05. | 14
13.05. | 15
13.05. | 16
13.05. | 17
13.05. | 18
13.05. | 19
13.05. | 20
13.05. | 21
13.05. | 22
13.05. | 23
13.05. | 24
14.05. | 1
14.05. | 2
14.05. | 3
14.05. | 4
14.05. | 5
14.05. | 6
14.05. | 7
14.05. | 8
14.05. | 9
14.05. | 10
14.05. | 11
14.05. | 12
14.05. | 13
14.05. | 14
14.05. | 15
14.05. | 16
14.05. | 17
14.05. | 18
14.05. | 19
14.05. | 20
14.05. | 21
14.05. | 22
14.05. | 23
14.05. | 24
15.05. | 1
15.05. | 2
15.05. | 3
15.05. | 4
15.05. | 5
15.05. | 6
15.05. | 7
15.05. | 8
15.05. | 9
15.05. | 10
15.05. | 11
15.05. | 12
15.05. | 13
15.05. | 14
15.05. | 15
15.05. | 16
15.05. | 17
15.05. | 18
15.05. | 19
15.05. | 20
15.05. | 21
15.05. | 22
15.05. | 23
15.05. | 24
16.05. | 1
16.05. | 2
16.05. | 3
16.05. | 4
16.05. | 5
16.05. | 6
16.05. | 7
16.05. | 8
16.05. | 9
16.05. | 10
16.05. | 11
16.05. | 12
16.05. | 13
16.05. | 14
16.05. | 15
16.05. | 16
16.05. | 17
16.05. | 18
16.05. | 19
16.05. | 20
16.05. | 21
16.05. | 22
16.05. | 23
16.05. | 24
17.05. | 1
17.05. | 2
17.05. | 3
17.05. | 4
17.05. | 5
17.05. | 6
17.05. | 7
17.05. | 8
17.05. | 9
17.05. | 10
17.05. | 11
17.05. | 12
17.05. | 13
17.05. | 14
17.05. | 15
17.05. | 16
17.05. | 17
17.05. | 18
17.05. | 19
17.05. | 20
17.05. | 21
17.05. | 22
17.05. | 23
17.05. | 24
18.05. | 1
18.05. | 2
18.05. | 3
18.05. | 4
18.05. | 5
18.05. | 6
18.05. | 7
18.05. | 8
18.05. | 9
18.05. | 10
18.05. | 11
18.05. | 12
18.05. | 13
18.05. | 14
18.05. | 15
18.05. | 16
18.05. | 17
18.05. | 18
18.05. | 19
18.05. | 20
18.05. | 21
18.05. | 22
18.05. | 23
18.05. | 24
19.05. | 1
19.05. | 2
19.05. | 3
19.05. | 4
19.05. | 5
19.05. | 6
19.05. | 7
19.05. | 8
19.05. | 9
19.05. | 10
19.05. | 11
19.05. | 12
19.05. | 13
19.05. | 14
19.05. | 15
19.05. | 16
19.05. | 17
19.05. | 18
19.05. | 19
19.05. | 20
19.05. | 21
19.05. | 22
19.05. | 23
19.05. | 24
20.05. | 1
20.05. | 2
20.05. | 3
20.05. | 4
20.05. | 5
20.05. | 6
20.05. | 7
20.05. | 8
20.05. | 9
20.05. | 10
20.05. | 11
20.05. | 12
20.05. | 13
20.05. | 14
20.05. | 15
20.05. | 16
20.05. | 17
20.05. | 18
20.05. | 19
20.05. | 20
20.05. | 21
20.05. | 22
20.05. | 23
20.05. | 24
21.05. | 1
21.05. | 2
21.05. | 3
21.05. | 4
21.05. | 5
21.05. | 6
21.05. | 7
21.05. | 8
21.05. | 9
21.05. | 10
21.05. | 11
21.05. | 12
21.05. | 13
21.05. | 14
21.05. | 15
21.05. | 16
21.05. | 17
21.05. | 18
21.05. | 19
21.05. | 20
21.05. | 21
21.05. | 22
21.05. | 23
21.05. | 24
22.05. | 1
22.05. | 2
22.05. | 3
22.05. | 4
22.05. | 5
22.05. | 6
22.05. | 7
22.05. | 8
22.05. | 9
22.05. | 10
22.05. | 11
22.05. | 12
22.05. | 13
22.05. | 14
22.05. | 15
22.05. | 16
22.05. | 17
22.05. | 18
22.05. | 19
22.05. | 20
22.05. | 21
22.05. | 22
22.05. | 23
22.05. | 24
23.05. | 1
23.05. | 2
23.05. | 3
23.05. | 4
23.05. | 5
23.05. | 6
23.05. | 7
23.05. | 8
23.05. | 9
23.05. | 10
23.05. | 11
23.05. | 12
23.05. | 13
23.05. | 14
23.05. | 15
23.05. | 16
23.05. | 17
23.05. | 18
23.05. | 19
23.05. | 20
23.05. | 21
23.05. | 22
23.05. | 23
23.05. | 24
24.05. | 1
24.05. | 2
24.05. | 3
24.05. | 4
24.05. | 5
24.05. | 6
24.05. | 7
24.05. | 8
24.05. | 9
24.05. | 10
24.05. | 11
24.05. | 12
24.05. | 13
24.05. | 14
24.05. | 15
24.05. | 16
24.05. | 17
24.05. | 18
24.05. | 19
24.05. | 20
24.05. | 21
24.05. | 22
24.05. | 23
24.05. | 24
25.05. | 1
25.05. | 2
25.05. | 3
25.05. | 4
25.05. | 5
25.05. | 6
25.05. | 7
25.05. | 8
25.05. | 9
25.05. | 10
25.05. | 11
25.05. | 12
25.05. | 13
25.05. | 14
25.05. | 15
25.05. | 16
25.05. | 17
25.05. | 18
25.05. | 19
25.05. | 20
25.05. | 21
25.05. | 22
25.05. | 23
25.05. | 24
26.05. | 1
26.05. | 2
26.05. | 3
26.05. | 4
26.05. | 5
26.05. | 6
26.05. | 7
26.05. | 8
26.05. | 9
26.05. | 10
26.05. | 11
26.05. | 12
26.05. | 13
26.05. | 14
26.05. | 15
26.05. | 16
26.05. | 17
26.05. | 18
26.05. | 19
26.05. | 20
26.05. | 21
26.05. | 22
26.05. | 23
26.05. | 24
27.05. | 1
27.05. | 2
27.05. | 3
27.05. | 4
27.05. | 5
27.05. | 6
27.05. | 7
27.05. | 8
27.05. | 9
27.05. | 10
27.05. | 11
27.05. | 12
27.05. | 13
27.05. | 14
27.05. | 15
27.05. | 16
27.05. | 17
27.05. | 18
27.05. | 19
27.05. | 20
27.05. | 21
27.05. | 22
27.05. | 23
27.05. | 24
28.05. | 1
28.05. | 2
28.05. | 3
28.05. | 4
28.05. | 5
28.05. | 6
28.05. | 7
28.05. | 8
28.05. | 9
28.05. | 10
28.05. | 11
28.05. | 12
28.05. | 13
28.05. | 14
28.05. | 15
28.05. | 16
28.05. | 17
28.05. | 18
28.05. | 19
28.05. | 20
28.05. | 21
28.05. | 22
28.05. | 23
28.05. | 24
29.05. | 1
29.05. | 2
29.05. | 3
29.05. | 4
29.05. | 5
29.05. | 6
29.05. | 7
29.05. | 8
29.05. | 9
29.05. | 10
29.05. | 11
29.05. | 12
29.05. | 13
29.05. | 14
29.05. | 15
29.05. | 16
29.05. | 17
29.05. | 18
29.05. | 19
29.05. | 20
29.05. | 21
29.05. | 22
29.05. | 23
29.05. | 24
30.05. | 1
30.05. | 2
30.05. | 3
30.05. | 4
30.05. | 5
30.05. | 6
30.05. | 7
30.05. | 8
30.05. | 9
30.05. | 10
30.05. | 11
30.05. | 12
30.05. | 13
30.05. | 14
30.05. | 15
30.05. | 16
30.05. | 17
30.05. | 18
30.05. | 19
30.05. | 20
30.05. | 21
30.05. | 22
30.05. | 23
30.05. | 24
31.05. | 1
31.05. | 2
31.05. | 3
31.05. | 4
31.05. | 5
31.05. | 6
31.05. | 7
31.05. | 8
31.05. | 9
31.05. | 10
31.05. | 11
31.05. | 12
31.05. | 13
31.05. | 14
31.05. | 15
31.05. | 16
31.05. | 17
31.05. | 18
31.05. | 19
31.05. | 20
31.05. | 21
31.05. | 22
31.05. | 23
31.05. | 24
01.06. | 1
01.06. | 2
01.06. | 3
01.06. | 4
01.06. | 5
01.06. | 6
01.06. | 7
01.06. | 8
01.06. | 9
01.06. | 10
01.06. | 11
01.06. | 12
01.06. | 13
01.06. | 14
01.06. | 15
01.06. | 16
01.06. | 17
01.06. | 18
01.06. | 19
01.06. | 20
01.06. | 21
01.06. | 22
01.06. | 23
01.06. | 24
02.06. | 1
02.06. | 2
02.06. | 3
02.06. | 4
02.06. | 5
02.06. | 6
02.06. | 7
02.06. | 8
02.06. | 9
02.06. | 10
02.06. | 11
02.06. | 12
02.06. | 13
02.06. | 14
02.06. | 15
02.06. | 16
02.06. | 17
02.06. | 18
02.06. | 19
02.06. | 20
02.06. | 21
02.06. | 22
02.06. | 23
02.06. | 24
03.06. | 1
03.06. | 2
03.06. | 3
03.06. | 4
03.06. | 5
03.06. | 6
03.06. | 7
03.06. | 8
03.06. | 9
03.06. | 10
03.06. | 11
03.06. | 12
03.06. | 13
03.06. | 14
03.06. | 15
03.06. | 16
03.06. | 17
03.06. | 18
03.06. | 19
03.06. | 20
03.06. | 21
03.06. | 22
03.06. | 23
03.06. | 24
04.06. | 1
04.06. | 2
04.06. | 3
04.06. | 4
04.06. | 5
04.06. | 6
04.06. | 7
04.06. | 8
04.06. | 9
04.06. | 10
04.06. | 11
04.06. | 12
04.06. | 13
04.06. | 14
04.06. | 15
04.06. | 16
04.06. | 17
04.06. | 18
04.06. | 19
04.06. | 20
04.06. | 21
04.06. | 22
04.06. | 23
04.06. | 24
05.06. | 1
05.06. | 2
05.06. | 3
05.06. | 4
05.06. | 5
05.06. | 6
05.06. | 7
05.06. | 8
05.06. | 9
05.06. | 10
05.06. | 11
05.06. | 12
05.06. | 13
05.06. | 14
05.06. | 15
05.06. | 16
05.06. | 17
05.06. | 18
05.06. | 19
05.06. | 20
05.06. | 21
05.06. | 22
05.06. | 23
05.06. | 24
06.06. | 1
06.06. | 2
06.06. | 3
06.06. | 4
06.06. | 5
06.06. | 6
06.06. | 7
06.06. | 8
06.06. | 9
06.06. | 10
06.06. | 11
06.06. | 12
06.06. | 13
06.06. | 14
06.06. | 15
06.06. | 16
06.06. | 17
06.06. | 18
06.06. | 19
06.06. | 20
06.06. | 21
06.06. | 22
06.06. | 23
06.06. | 24
07.06. | 1
07.06. | 2
07.06. | 3
07.06. | 4
07.06. | 5
07.06. | 6
07.06. | 7
07.06. | 8
07.06. | 9
07.06. | 10
07.06. | 11
07.06. | 12
07.06. | 13
07.06. | 14
07.06. | 15
07.06. | 16
07.06. | 17
07.06. | 18
07.06. | 19
07.06. | 20
07.06. | 21
07.06. | 22
07.06. | 23
07.06. | 24
08.06. | 1
08.06. | 2
08.06. | 3
08.06. | 4
08.06. | 5
08.06. | 6
08.06. | 7
08.06. | 8
08.06. | 9
08.06. | 10
08.06. | 11
08.06. | 12
08.06. | 13
08.06. | 14
08.06. | 15
08.06. | 16
08.06. | 17
08.06. | 18
08.06. | 19
08.06. | 20
08.06. | 21
08.06. | 22
08.06. | 23
08.06. | 24
09.06. | 1
09.06. | 2
09.06. | 3
09.06. | 4
09.06. | 5
09.06. | 6
09.06. | 7
09.06. | 8
09.06. | 9
09.06. | 10
09.06. | 11
09.06. | 12
09.06. | 13
09.06. | 14
09.06. | 15
09.06. | 16
09.06. | 17
09.06. | 18
09.06. | 19
09.06. | 20
09.06. | 21
09.06. | 22
09.06. | 23
09.06. | 24
10.06. | 1
10.06. | 2
10.06. | 3
10.06. | 4
10.06. | 5
10.06. | 6
10.06. | 7
10.06. | 8
10.06. | 9
10.06. | 10
10.06. | 11
10.06. | 12
10.06. | 13
10.06. | 14
10.06. | 15
10.06. | 16
10.06. | 17
10.06. | 18
10.06. | 19
10.06. | 20
10.06. | 21
10.06. | 22
10.06. | 23
10.06. | 24
11.06. | 1
11.06. | 2
11.06. | 3
11.06. | 4
11.06. | 5
11.06. | 6
11.06. | 7
11.06. | 8
11.06. | 9
11.06. | 10
11.06. | 11
11.06. | 12
11.06. | 13
11.06. | 14
11.06. | 15
11.06. | 16
11.06. | 17
11.06. | 18
11.06. | 19
11.06. | 20
11.06. | 21
11.06. | 22
11.06. | 23
11.06. | 24
12.06. | 1
12.06. | 2
12.06. | 3
12.06. | 4
12.06. | 5
12.06. | 6
12.06. | 7
12.06. | 8
12.06. | 9
12.06. | 10
12.06. | 11
12.06. | 12
12.06. | 13
12.06. | 14
12.06. | 15
12.06. | 16
12.06. | 17
12.06. | 18
12.06. | 19
12.06. | 20
12.06. | 21
12.06. | 22
12.06. | 23
12.06. | 24
13.06. | 1
13.06. | 2
13.06. | 3
13.06. | 4
13.06. | 5
13.06. | 6
13.06. | 7
13.06. | 8
13.06. | 9
13.06. | 10
13.06. | 11
13.06. | 12
13.06. | 13
13.06. | 14
13.06. | 15
13.06. | 16
13.06. | 17
13.06. | 18
13.06. | 19
13.06. | 20
13.06. | 21
13.06. | 22
13.06. | 23
13.06. | 24
14.06. | 1
14.06. | 2
14.06. | 3
14.06. | 4
14.06. | 5
14.06. | 6
14.06. | 7
14.06. | 8
14.06. | 9
14.06. | 10
14.06. | 11
14.06. | 12
14.06. | 13
14.06. | 14
14.06. | 15
14.06. | 16
14.06. | 17
14.06. | 18
14.06. | 19
14.06. | 20
14.06. | 21
14.06. | 22
14.06. | 23
14.06. | 24
15.06. | 1
15.06. | 2
15.06. | 3
15.06. | 4
15.06. | 5
15.06. | 6
15.06. | 7
15.06. | 8
15.06. | 9
15.06. | 10
15.06. | 11
15.06. | 12
15.06. | 13
15.06. | 14
15.06. | 15
15.06. | 16
15.06. | 17
15.06. | 18
15.06. | 19
15.06. | 20
15.06. | 21
15.06. | 22
15.06. | 23
15.06. | 24
16.06. | 1
16.06. | 2
16.06. | 3
16.06. | 4
16.06. | 5
16.06. | 6
16.06. | 7
16.06. | 8
16.06. | 9
16.06. | 10
16.06. | 11
16.06. | 12
16.06. | 13
16.06. | 14
16.06. | 15
16.06. | 16
16.06. | 17
16.06. | 18
16.06. | 19
16.06. | 20
16.06. | 21
16.06. | 22
16.06. | 23
16.06. | 24
17.06. | 1
17.06. | 2
17.06. | 3
17.06. | 4
17.06. | 5
17.06. | 6
17.06. | 7
17.06. | 8
17.06. | 9
17.06. | 10
17.06. | 11
17.06. | 12
17.06. | 13
17.06. | 14
17.06. | 15
17.06. | 16
17.06. | 17
17.06. | 18
17.06. | 19
17.06. | 20
17.06. | 21
17.06. | 22
17.06. | 23
17.06. | 24
18.06. | 1
18.06. | 2
18.06. | 3
18.06. | 4
18.06. | 5
18.06. | 6
18.06. | 7
18.06. | 8
18.06. | 9
18.06. | 10
18.06. | 11
18.06. | 12
18.06. | 13
18.06. | 14
18.06. | 15
18.06. | 16
18.06. | 17
18.06. | 18
18.06. | 19
18.06. | 20
18.06. | 21
18.06. | 22
18.06. | 23
18.06. | 24
19.06. | 1
19.06. | 2
19.06. | 3
19.06. | 4
19.06. | 5
19.06. | 6
19.06. | 7
19.06. | 8
19.06. | 9
19.06. | 10
19.06. | 11
19.06. | 12
19.06. | 13
19.06. | 14
19.06. | 15
19.06. | 16
19.06. | 17
19.06. | 18
19.06. | 19
19.06. | 20
19.06. | 21
19.06. | 22
19.06. | 23
19.06. | 24
20.06. | 1
20.06. | 2
20.06. | 3
20.06. | 4
20.06. | 5
20.06. | 6
20.06. | 7
20.06. | 8
20.06. | 9
20.06. | 10
20.06. | 11
20.06. | 12
20.06. | 13
20.06. | 14
20.06. | 15
20.06. | 16
20.06. | 17
20.06. | 18
20.06. | 19
20.06. | 20
20.06. | 21
20.06. | 22
20.06. | 23
20.06. | 24
21.06. | 1
21.06. | 2
21.06. | 3
21.06. | 4
21.06. | 5
21.06. | 6
21.06. | 7
21.06. | 8
21.06. | 9
21.06. | 10
21.06. | 11
21.06. | 12
21.06. | 13
21.06. | 14
21.06. | 15
21.06. | 16
21.06. | 17
21.06. | 18
21.06. | 19
21.06. | 20
21.06. | 21
21.06. | 22
21.06. | 23
21.06. | 24
22.06. | 1
22.06. | 2
22.06. | 3
22.06. | 4
22.06. | 5
22.06. | 6
22.06. | 7
22.06. | 8
22.06. | 9
22.06. | 10
22.06. | 11
22.06. | 12
22.06. | 13
22.06. | 14
22.06. | 15
22.06. | 16
22.06. | 17
22.06. | 18
22.06. | 19
22.06. | 20
22.06. | 21
22.06. | 22
22.06. | 23
22.06. | 24
23.06. | 1
23.06. | 2
23.06. | 3
23.06. | 4
23.06. | 5
23.06. | 6
23.06. | 7
23.06. | 8
23.06. | 9
23.06. | 10
23.06. | 11
23.06. | 12
23.06. | 13
23.06. | 14
23.06. | 15
23.06. | 16
23.06. | 17
23.06. | 18
23.06. | 19
23.06. | 20
23.06. | 21
23.06. | 22
23.06. | 23
23.06. | 24
24.06. | 1
24.06. | 2
24.06. | 3
24.06. | 4
24.06. | 5
24.06. | 6
24.06. | 7
24.06. | 8
24.06. | 9
24.06. | 10
24.06. | 11
24.06. | 12
24.06. | 13
24.06. | 14
24.06. | 15
24.06. | 16
24.06. | 17
24.06. | 18
24.06. | 19
24.06. | 20
24.06. | 21
24.06. | 22
24.06. | 23
24.06. | 24
25.06. | 1
25.06. | 2
25.06. | 3
25.06. | 4
25.06. | 5
25.06. | 6
25.06. | 7
25.06. | 8
25.06. | 9
25.06. | 10
25.06. | 11
25.06. | 12
25.06. | 13
25.06. | 14
25.06. | 15
25.06. | 16
25.06. | 17
25.06. | 18
25.06. | 19
25.06. | 20
25.06. | 21
25.06. | 22
25.06. | 23
25.06. | 24
26.06. | 1
26.06. | 2
26.06. | 3
26.06. | 4
26.06. | 5
26.06. | 6
26.06. | 7
26.06. | 8
26.06. | 9
26.06. | 10
26.06. | 11
26.06. | 12
26.06. | 13
26.06. | 14
26.06. | 15
26.06. | 16
26.06. | 17
26.06. | 18
26.06. | 19
26.06. | 20
26.06. | 21
26.06. | 22
26.06. | 23
26.06. | 24
27.06. | 1
27.06. | 2
27.06. | 3
27.06. | 4
27.06. | 5
27.06. | 6
27.06. | 7
27.06. | 8
27.06. | 9
27.06. | 10
27.06. | 11
27.06. | 12
27.06. | 13
27.06. | 14
27.06. | 15
27.06. | 16
27.06. | 17
27.06. | 18
27.06. | 19
27.06. | 20
27.06. | 21
27.06. | 22
27.06. | 23
27.06. | 24
28.06. | 1
28.06. | 2
28.06. | 3
28.06. | 4
28.06. | 5
28.06. | 6
28.06. | 7
28.06. | 8
28.06. | 9
28.06. | 10
28.06. | 11
28.06. | 12
28.06. | 13
28.06. | 14
28.06. | 15
28.06. | 16
28.06. | 17
28.06. | 18
28.06. | 19
28.06. | 20
28.06. | 21
28.06. | 22
28.06. | 23
28.06. | 24
29.06. | 1
29.06. | 2
29.06. | 3
29.06. | 4
29.06. | 5
29.06. | 6
29.06. | 7
29.06. | 8
29.06. | 9
29.06. | 10
29.06. | 11
29.06. | 12
29.06. | 13
29.06. | 14
29.06. | 15
29.06. | 16
29.06. | 17
29.06. | 18
29.06. | 19
29.06. | 20
29.06. | 21
29.06. | 22
29.06. | 23
29.06. | 24
30.06. | 1
30.06. | 2
30.06. | 3
30.06. | 4
30.06. | 5
30.06. | 6
30.06. | 7
30.06. | 8
30.06. | 9
30.06. | 10
30.06. | 11
30.06. | 12
30.06. | 13
30.06. | 14
30.06. | 15
30.06. | 16
30.06. | 17
30.06. | 18
30.06. | 19
30.06. | 20
30.06. | 21
30.06. | 22
30.06. | 23
30.06. | 24
01.07. | 1
01.07. | 2
01.07. | 3
01.07. | 4
01.07. | 5
01.07. | 6
01.07. | 7
01.07. | 8
01.07. | 9
01.07. | 10
01.07. | 11
01.07. | 12
01.07. | 13
01.07. | 14
01.07. | 15
01.07. | 16
01.07. | 17
01.07. | 18
01.07. | 19
01.07. | 20
01.07. | 21
01.07. | 22
01.07. | 23
01.07. | 24
02.07. | 1
02.07. | 2
02.07. | 3
02.07. | 4
02.07. | 5
02.07. | 6
02.07. | 7
02.07. | 8
02.07. | 9
02.07. | 10
02.07. | 11
02.07. | 12
02.07. | 13
02.07. | 14
02.07. | 15
02.07. | 16
02.07. | 17
02.07. | 18
02.07. | 19
02.07. | 20
02.07. | 21
02.07. | 22
02.07. | 23
02.07. | 24
03.07. | 1
03.07. | 2
03.07. | 3
03.07. | 4
03.07. | 5
03.07. | 6
03.07. | 7
03.07. | 8
03.07. | 9
03.07. | 10
03.07. | 11
03.07. | 12
03.07. | 13
03.07. | 14
03.07. | 15
03.07. | 16
03.07. | 17
03.07. | 18
03.07. | 19
03.07. | 20
03.07. | 21
03.07. | 22
03.07. | 23
03.07. | 24
04.07. | 1
04.07. | 2
04.07. | 3
04.07. | 4
04.07. | 5
04.07. | 6
04.07. | 7
04.07. | 8
04.07. | 9
04.07. | 10
04.07. | 11
04.07. | 12
04.07. | 13
04.07. | 14
04.07. | 15
04.07. | 16
04.07. | 17
04.07. | 18
04.07. | 19
04.07. | 20
04.07. | 21
04.07. | 22
04.07. | 23
04.07. | 24
05.07. | 1
05.07. | 2
05.07. | 3
05.07. | 4
05.07. | 5
05.07. | 6
05.07. | 7
05.07. | 8
05.07. | 9
05.07. | 10
05.07. | 11
05.07. | 12
05.07. | 13
05.07. | 14
05.07. | 15
05.07. | 16
05.07. | 17
05.07. | 18
05.07. | 19
05.07. | 20
05.07. | 21
05.07. | 22
05.07. | 23
05.07. | 24
06.07. | 1
06.07. | 2
06.07. | 3
06.07. | 4
06.07. | 5
06.07. | 6
06.07. | 7
06.07. | 8
06.07. | 9
06.07. | 10
06.07. | 11
06.07. | 12
06.07. | 13
06.07. | 14
06.07. | 15
06.07. | 16
06.07. | 17
06.07. | 18
06.07. | 19
06.07. | 20
06.07. | 21
06.07. | 22
06.07. | 23
06.07. | 24
07.07. | 1
07.07. | 2
07.07. | 3
07.07. | 4
07.07. | 5
07.07. | 6
07.07. | 7
07.07. | 8
07.07. | 9
07.07. | 10
07.07. | 11
07.07. | 12
07.07. | 13
07.07. | 14
07.07. | 15
07.07. | 16
07.07. | 17
07.07. | 18
07.07. | 19
07.07. | 20
07.07. | 21
07.07. | 22
07.07. | 23
07.07. | 24
08.07. | 1
08.07. | 2
08.07. | 3
08.07. | 4
08.07. | 5
08.07. | 6
08.07. | 7
08.07. | 8
08.07. | 9
08.07. | 10
08.07. | 11
08.07. | 12
08.07. | 13
08.07. | 14
08.07. | 15
08.07. | 16
08.07. | 17
08.07. | 18
08.07. | 19
08.07. | 20
08.07. | 21
08.07. | 22
08.07. | 23
08.07. | 24
09.07. | 1
09.07. | 2
09.07. | 3
09.07. | 4
09.07. | 5
09.07. | 6
09.07. | 7
09.07. | 8
09.07. | 9
09.07. | 10
09.07. | 11
09.07. | 12
09.07. | 13
09.07. | 14
09.07. | 15
09.07. | 16
09.07. | 17
09.07. | 18
09.07. | 19
09.07. | 20
09.07. | 21
09.07. | 22
09.07. | 23
09.07. | 24
10.07. | 1
10.07. | 2
10.07. | 3
10.07. | 4
10.07. | 5
10.07. | 6
10.07. | 7
10.07. | 8
10.07. | 9
10.07. | 10
10.07. | 11
10.07. | 12
10.07. | 13
10.07. | 14
10.07. | 15
10.07. | 16
10.07. | 17
10.07. | 18
10.07. | 19
10.07. | 20
10.07. | 21
10.07. | 22
10.07. | 23
10.07. | 24
11.07. | 1
11.07. | 2
11.07. | 3
11.07. | 4
11.07. | 5
11.07. | 6
11.07. | 7
11.07. | 8
11.07. | 9
11.07. | 10
11.07. | 11
11.07. | 12
11.07. | 13
11.07. | 14
11.07. | 15
11.07. | 16
11.07. | 17
11.07. | 18
11.07. | 19
11.07. | 20
11.07. | 21
11.07. | 22
11.07. | 23
11.07. | 24
12.07. | 1
12.07. | 2
12.07. | 3
12.07. | 4
12.07. | 5
12.07. | 6
12.07. | 7
12.07. | 8
12.07. | 9
12.07. | 10
12.07. | 11
12.07. | 12
12.07. | 13
12.07. | 14
12.07. | 15
12.07. | 16
12.07. | 17
12.07. | 18
12.07. | 19
12.07. | 20
12.07. | 21
12.07. | 22
12.07. | 23
12.07. | 24
13.07. | 1
13.07. | 2
13.07. | 3
13.07. | 4
13.07. | 5
13.07. | 6
13.07. | 7
13.07. | 8
13.07. | 9
13.07. | 10
13.07. | 11
13.07. | 12
13.07. | 13
13.07. | 14
13.07. | 15
13.07. | 16
13.07. | 17
13.07. | 18
13.07. | 19
13.07. | 20
13.07. | 21
13.07. | 22
13.07. | 23
13.07. | 24
14.07. | 1
14.07. | 2
14.07. | 3
14.07. | 4
14.07. | 5
14.07. | 6
14.07. | 7
14.07. | 8
14.07. | 9
14.07. | 10
14.07. | 11
14.07. | 12
14.07. | 13
14.07. | 14
14.07. | 15
14.07. | 16
14.07. | 17
14.07. | 18
14.07. | 19
14.07. | 20
14.07. | 21
14.07. | 22
14.07. | 23
14.07. | 24
15.07. | 1
15.07. | 2
15.07. | 3
15.07. | 4
15.07. | 5
15.07. | 6
15.07. | 7
15.07. | 8
15.07. | 9
15.07. | 10
15.07. | 11
15.07. | 12
15.07. | 13
15.07. | 14
15.07. | 15
15.07. | 16
15.07. | 17
15.07. | 18
15.07. | 19
15.07. | 20
15.07. | 21
15.07. | 22
15.07. | 23
15.07. | 24
16.07. | 1
16.07. | 2
16.07. | 3
16.07. | 4
16.07. | 5
16.07. | 6
16.07. | 7
16.07. | 8
16.07. | 9
16.07. | 10
16.07. | 11
16.07. | 12
16.07. | 13
16.07. | 14
16.07. | 15
16.07. | 16
16.07. | 17
16.07. | 18
16.07. | 19
16.07. | 20
16.07. | 21
16.07. | 22
16.07. | 23
16.07. | 24
17.07. | 1
17.07. | 2
17.07. | 3
17.07. | 4
17.07. | 5
17.07. | 6
17.07. | 7
17.07. | 8
17.07. | 9
17.07. | 10
17.07. | 11
17.07. | 12
17.07. | 13
17.07. | 14
17.07. | 15
17.07. | 16
17.07. | 17
17.07. | 18
17.07. | 19
17.07. | 20
17.07. | 21
17.07. | 22
17.07. | 23
17.07. | 24
18.07. | 1
18.07. | 2
18.07. | 3
18.07. | 4
18.07. | 5
18.07. | 6
18.07. | 7
18.07. | 8
18.07. | 9
18.07. | 10
18.07. | 11
18.07. | 12
18.07. | 13
18.07. | 14
18.07. | 15
18.07. | 16
18.07. | 17
18.07. | 18
18.07. | 19
18.07. | 20
18.07. | 21
18.07. | 22
18.07. | 23
18.07. | 24
19.07. | 1
19.07. | 2
19.07. | 3
19.07. | 4
19.07. | 5
19.07. | 6
19.07. | 7
19.07. | 8
19.07. | 9
19.07. | 10
19.07. | 11
19.07. | 12
19.07. | 13
19.07. | 14
19.07. | 15
19.07. | 16
19.07. | 17
19.07. | 18
19.07. | 19
19.07. | 20
19.07. | 21
19.07. | 22
19.07. | 23
19.07. | 24
20.07. | 1
20.07. | 2
20.07. | 3
20.07. | 4
20.07. | 5
20.07. | 6
20.07. | 7
20.07. | 8
20.07. | 9
20.07. | 10
20.07. | 11
20.07. | 12
20.07. | 13
20.07. | 14
20.07. | 15
20.07. | 16
20.07. | 17
20.07. | 18
20.07. | 19
20.07. | 20
20.07. | 21
20.07. | 22
20.07. | 23
20.07. | 24
21.07. | 1
21.07. | 2
21.07. | 3
21.07. | 4
21.07. | 5
21.07. | 6
21.07. | 7
21.07. | 8
21.07. | 9
21.07. | 10
21.07. | 11
21.07. | 12
21.07. | 13
21.07. | 14
21.07. | 15
21.07. | 16
21.07. | 17
21.07. | 18
21.07. | 19
21.07. | 20
21.07. | 21
21.07. | 22
21.07. | 23
21.07. | 24
22.07. | 1
22.07. | 2
22.07. | 3
22.07. | 4
22.07. | 5
22.07. | 6
22.07. | 7
22.07. | 8
22.07. | 9
22.07. | 10
22.07. | 11
22.07. | 12
22.07. | 13
22.07. | 14
22.07. | 15
22.07. | 16
22.07. | 17
22.07. | 18
22.07. | 19
22.07. | 20
22.07. | 21
22.07. | 22
22.07. | 23
22.07. | 24
23.07. | 1
23.07. | 2
23.07. | 3
23.07. | 4
23.07. | 5
23.07. | 6
23.07. | 7
23.07. | 8
23.07. | 9
23.07. | 10
23.07. | 11
23.07. | 12
23.07. | 13
23.07. | 14
23.07. | 15
23.07. | 16
23.07. | 17
23.07. | 18
23.07. | 19
23.07. | 20
23.07. | 21
23.07. | 22
23.07. | 23
23.07. | 24
24.07. | 1
24.07. | 2
24.07. | 3
24.07. | 4
24.07. | 5
24.07. | 6
24.07. | 7
24.07. | 8
24.07. | 9
24.07. | 10
24.07. | 11
24.07. | 12
24.07. | 13
24.07. | 14
24.07. | 15
24.07. | 16
24.07. | 17
24.07. | 18
24.07. | 19
24.07. | 20
24.07. | 21
24.07. | 22
24.07. | 23
24.07. | 24
25.07. | 1
25.07. | 2
25.07. | 3
25.07. | 4
25.07. | 5
25.07. | 6
25.07. | 7
25.07. | 8
25.07. | 9
25.07. | 10
25.07. | 11
25.07. | 12
25.07. | 13
25.07. | 14
25.07. | 15
25.07. | 16
25.07. | 17
25.07. | 18
25.07. | 19
25.07. | 20
25.07. | 21
25.07. | 22
25.07. | 23
25.07. | 24
26.07. | 1
26.07. | 2
26.07. | 3
26.07. | 4
26.07. | 5
26.07. | 6
26.07. | 7
26.07. | 8
26.07. | 9
26.07. | 10
26.07. | 11
26.07. | 12
26.07. | 13
26.07. | 14
26.07. | 15
26.07. | 16
26.07. | 17
26.07. | 18
26.07. | 19
26.07. | 20
26.07. | 21
26.07. | 22
26.07. | 23
26.07. | 24
27.07. | 1
27.07. | 2
27.07. | 3
27.07. | 4
27.07. | 5
27.07. | 6
27.07. | 7
27.07. | 8
27.07. | 9
27.07. | 10
27.07. | 11
27.07. | 12
27.07. | 13
27.07. | 14
27.07. | 15
27.07. | 16
27.07. | 17
27.07. | 18
27.07. | 19
27.07. | 20
27.07. | 21
27.07. | 22
27.07. | 23
27.07. | 24
28.07. | 1
28.07. | 2
28.07. | 3
28.07. | 4
28.07. | 5
28.07. | 6
28.07. | 7
28.07. | 8
28.07. | 9
28.07. | 10
28.07. | 11
28.07. | 12
28.07. | 13
28.07. | 14
28.07. | 15
28.07. | 16
28.07. | 17
28.07. | 18
28.07. | 19
28.07. | 20
28.07. | 21
28.07. | 22
28.07. | 23
28.07. | 24
29.07. | 1
29.07. | 2
29.07. | 3
29.07. | 4
29.07. | 5
29.07. | 6
29.07. | 7
29.07. | 8
29.07. | 9
29.07. | 10
29.07. | 11
29.07. | 12
29.07. | 13
29.07. | 14
29.07. | 15
29.07. | 16
29.07. | 17
29.07. | 18
29.07. | 19
29.07. | 20
29.07. | 21
29.07. | 22
29.07. | 23
29.07. | 24
30.07. | 1
30.07. | 2
30.07. | 3
30.07. | 4
30.07. | 5
30.07. | 6
30.07. | 7
30.07. | 8
30.07. | 9
30.07. | 10
30.07. | 11
30.07. | 12
30.07. | 13
30.07. | 14
30.07. | 15
30.07. | 16
30.07. | 17
30.07. | 18
30.07. | 19
30.07. | 20
30.07. | 21
30.07. | 22
30.07. | 23
30.07. | 24
31.07. | 1
31.07. | 2
31.07. | 3
31.07. | 4
31.07. | 5
31.07. | 6
31.07. | 7
31.07. | 8
31.07. | 9
31.07. | 10
31.07. | 11
31.07. | 12
31.07. | 13
31.07. | 14
31.07. | 15
31.07. | 16
31.07. | 17
31.07. | 18
31.07. | 19
31.07. | 20
31.07. | 21
31.07. | 22
31.07. | 23
31.07. | 24
01.08. | 1
01.08. | 2
01.08. | 3
01.08. | 4
01.08. | 5
01.08. | 6
01.08. | 7
01.08. | 8
01.08. | 9
01.08. | 10
01.08. | 11
01.08. | 12
01.08. | 13
01.08. | 14
01.08. | 15
01.08. | 16
01.08. | 17
01.08. | 18
01.08. | 19
01.08. | 20
01.08. | 21
01.08. | 22
01.08. | 23
01.08. | 24
02.08. | 1
02.08. | 2
02.08. | 3
02.08. | 4
02.08. | 5
02.08. | 6
02.08. | 7
02.08. | 8
02.08. | 9
02.08. | 10
02.08. | 11
02.08. | 12
02.08. | 13
02.08. | 14
02.08. | 15
02.08. | 16
02.08. | 17
02.08. | 18
02.08. | 19
02.08. | 20
02.08. | 21
02.08. | 22
02.08. | 23
02.08. | 24
03.08. | 1
03.08. | 2
03.08. | 3
03.08. | 4
03.08. | 5
03.08. | 6
03.08. | 7
03.08. | 8
03.08. | 9
03.08. | 10
03.08. | 11
03.08. | 12
03.08. | 13
03.08. | 14
03.08. | 15
03.08. | 16
03.08. | 17
03.08. | 18
03.08. | 19
03.08. | 20
03.08. | 21
03.08. | 22
03.08. | 23
03.08. | 24
04.08. | 1
04.08. | 2
04.08. | 3
04.08. | 4
04.08. | 5
04.08. | 6
04.08. | 7
04.08. | 8
04.08. | 9
04.08. | 10
04.08. | 11
04.08. | 12
04.08. | 13
04.08. | 14
04.08. | 15
04.08. | 16
04.08. | 17
04.08. | 18
04.08. | 19
04.08. | 20
04.08. | 21
04.08. | 22
04.08. | 23
04.08. | 24
05.08. | 1
05.08. | 2
05.08. | 3
05.08. | 4
05.08. | 5
05.08. | 6
05.08. | 7
05.08. | 8
05.08. | 9
05.08. | 10
05.08. | 11
05.08. | 12
05.08. | 13
05.08. | 14
05.08. | 15
05.08. | 16
05.08. | 17
05.08. | 18
05.08. | 19
05.08. | 20
05.08. | 21
05.08. | 22
05.08. | 23
05.08. | 24
06.08. | 1
06.08. | 2
06.08. | 3
06.08. | 4
06.08. | 5
06.08. | 6
06.08. | 7
06.08. | 8
06.08. | 9
06.08. | 10
06.08. | 11
06.08. | 12
06.08. | 13
06.08. | 14
06.08. | 15
06.08. | 16
06.08. | 17
06.08. | 18
06.08. | 19
06.08. | 20
06.08. | 21
06.08. | 22
06.08. | 23
06.08. | 24
07.08. | 1
07.08. | 2
07.08. | 3
07.08. | 4
07.08. | 5
07.08. | 6
07.08. | 7
07.08. | 8
07.08. | 9
07.08. | 10
07.08. | 11
07.08. | 12
07.08. | 13
07.08. | 14
07.08. | 15
07.08. | 16
07.08. | 17
07.08. | 18
07.08. | 19
07.08. | 20
07.08. | 21
07.08. | 22
07.08. | 23
07.08. | 24
08.08. | 1
08.08. | 2
08.08. | 3
08.08. | 4
08.08. | 5
08.08. | 6
08.08. | 7
08.08. | 8
08.08. | 9
08.08. | 10
08.08. | 11
08.08. | 12
08.08. | 13
08.08. | 14
08.08. | 15
08.08. | 16
08.08. | 17
08.08. | 18
08.08. | 19
08.08. | 20
08.08. | 21
08.08. | 22
08.08. | 23
08.08. | 24
09.08. | 1
09.08. | 2
09.08. | 3
09.08. | 4
09.08. | 5
09.08. | 6
09.08. | 7
09.08. | 8
09.08. | 9
09.08. | 10
09.08. | 11
09.08. | 12
09.08. | 13
09.08. | 14
09.08. | 15
09.08. | 16
09.08. | 17
09.08. | 18
09.08. | 19
09.08. | 20
09.08. | 21
09.08. | 22
09.08. | 23
09.08. | 24
10.08. | 1
10.08. | 2
10.08. | 3
10.08. | 4
10.08. | 5
10.08. | 6
10.08. | 7
10.08. | 8
10.08. | 9
10.08. | 10
10.08. | 11
10.08. | 12
10.08. | 13
10.08. | 14
10.08. | 15
10.08. | 16
10.08. | 17
10.08. | 18
10.08. | 19
10.08. | 20
10.08. | 21
10.08. | 22
10.08. | 23
10.08. | 24
11.08. | 1
11.08. | 2
11.08. | 3
11.08. | 4
11.08. | 5
11.08. | 6
11.08. | 7
11.08. | 8
11.08. | 9
11.08. | 10
11.08. | 11
11.08. | 12
11.08. | 13
11.08. | 14
11.08. | 15
11.08. | 16
11.08. | 17
11.08. | 18
11.08. | 19
11.08. | 20
11.08. | 21
11.08. | 22
11.08. | 23
11.08. | 24
12.08. | 1
12.08. | 2
12.08. | 3
12.08. | 4
12.08. | 5
12.08. | 6
12.08. | 7
12.08. | 8
12.08. | 9
12.08. | 10
12.08. | 11
12.08. | 12
12.08. | 13
12.08. | 14
12.08. | 15
12.08. | 16
12.08. | 17
12.08. | 18
12.08. | 19
12.08. | 20
12.08. | 21
12.08. | 22
12.08. | 23
12.08. | 24
13.08. | 1
13.08. | 2
13.08. | 3
13.08. | 4
13.08. | 5
13.08. | 6
13.08. | 7
13.08. | 8
13.08. | 9
13.08. | 10
13.08. | 11
13.08. | 12
13.08. | 13
13.08. | 14
13.08. | 15
13.08. | 16
13.08. | 17
13.08. | 18
13.08. | 19
13.08. | 20
13.08. | 21
13.08. | 22
13.08. | 23
13.08. | 24
14.08. | 1
14.08. | 2
14.08. | 3
14.08. | 4
14.08. | 5
14.08. | 6
14.08. | 7
14.08. | 8
14.08. | 9
14.08. | 10
14.08. | 11
14.08. | 12
14.08. | 13
14.08. | 14
14.08. | 15
14.08. | 16
14.08. | 17
14.08. | 18
14.08. | 19
14.08. | 20
14.08. | 21
14.08. | 22
14.08. | 23
14.08. | 24
15.08. | 1
15.08. | 2
15.08. | 3
15.08. | 4
15.08. | 5
15.08. | 6
15.08. | 7
15.08. | 8
15.08. | 9
15.08. | 10
15.08. | 11
15.08. | 12
15.08. | 13
15.08. | 14
15.08. | 15
15.08. | 16
15.08. | 17
15.08. | 18
15.08. | 19
15.08. | 20
15.08. | 21
15.08. | 22
15.08. | 23
15.08. | 24
16.08. | 1
16.08. | 2
16.08. | 3
16.08. | 4
16.08. | 5
16.08. | 6
16.08. | 7
16.08. | 8
16.08. | 9
16.08. | 10
16.08. | 11
16.08. | 12
16.08. | 13
16.08. | 14
16.08. | 15
16.08. | 16
16.08. | 17
16.08. | 18
16.08. | 19
16.08. | 20
16.08. | 21
16.08. | 22
16.08. | 23
16.08. | 24
17.08. | 1
17.08. | 2
17.08. | 3
17.08. | 4
17.08. | 5
17.08. | 6
17.08. | 7
17.08. | 8
17.08. | 9
17.08. | 10
17.08. | 11
17.08. | 12
17.08. | 13
17.08. | 14
17.08. | 15
17.08. | 16
17.08. | 17
17.08. | 18
17.08. | 19
17.08. | 20
17.08. | 21
17.08. | 22
17.08. | 23
17.08. | 24
18.08. | 1
18.08. | 2
18.08. | 3
18.08. | 4
18.08. | 5
18.08. | 6
18.08. | 7
18.08. | 8
18.08. | 9
18.08. | 10
18.08. | 11
18.08. | 12
18.08. | 13
18.08. | 14
18.08. | 15
18.08. | 16
18.08. | 17
18.08. | 18
18.08. | 19
18.08. | 20
18.08. | 21
18.08. | 22
18.08. | 23
18.08. | 24
19.08. | 1
19.08. | 2
19.08. | 3
19.08. | 4
19.08. | 5
19.08. | 6
19.08. | 7
19.08. | 8
19.08. | 9
19.08. | 10
19.08. | 11
19.08. | 12
19.08. | 13
19.08. | 14
19.08. | 15
19.08. | 16
19.08. | 17
19.08. | 18
19.08. | 19
19.08. | 20
19.08. | 21
19.08. | 22
19.08. | 23
19.08. | 24
20.08. | 1
20.08. | 2
20.08. | 3
20.08. | 4
20.08. | 5
20.08. | 6
20.08. | 7
20.08. | 8
20.08. | 9
20.08. | 10
20.08. | 11
20.08. | 12
20.08. | 13
20.08. | 14
20.08. | 15
20.08. | 16
20.08. | 17
20.08. | 18
20.08. | 19
20.08. | 20
20.08. | 21
20.08. | 22
20.08. | 23
20.08. | 24
21.08. | 1
21.08. | 2
21.08. | 3
21.08. | 4
21.08. | 5
21.08. | 6
21.08. | 7
21.08. | 8
21.08. | 9
21.08. | 10
21.08. | 11
21.08. | 12
21.08. | 13
21.08. | 14
21.08. | 15
21.08. | 16
21.08. | 17
21.08. | 18
21.08. | 19
21.08. | 20
21.08. | 21
21.08. | 22
21.08. | 23
21.08. | 24
22.08. | 1
22.08. | 2
22.08. | 3
22.08. | 4
22.08. | 5
22.08. | 6
22.08. | 7
22.08. | 8
22.08. | 9
22.08. | 10
22.08. | 11
22.08. | 12
22.08. | 13
22.08. | 14
22.08. | 15
22.08. | 16
22.08. | 17
22.08. | 18
22.08. | 19
22.08. | 20
22.08. | 21
22.08. | 22
22.08. | 23
22.08. | 24
23.08. | 1
23.08. | 2
23.08. | 3
23.08. | 4
23.08. | 5
23.08. | 6
23.08. | 7
23.08. | 8
23.08. | 9
23.08. | 10
23.08. | 11
23.08. | 12
23.08. | 13
23.08. | 14
23.08. | 15
23.08. | 16
23.08. | 17
23.08. | 18
23.08. | 19
23.08. | 20
23.08. | 21
23.08. | 22
23.08. | 23
23.08. | 24
24.08. | 1
24.08. | 2
24.08. | 3
24.08. | 4
24.08. | 5
24.08. | 6
24.08. | 7
24.08. | 8
24.08. | 9
24.08. | 10
24.08. | 11
24.08. | 12
24.08. | 13
24.08. | 14
24.08. | 15
24.08. | 16
24.08. | 17
24.08. | 18
24.08. | 19
24.08. | 20
24.08. | 21
24.08. | 22
24.08. | 23
24.08. | 24
25.08. | 1
25.08. | 2
25.08. | 3
25.08. | 4
25.08. | 5
25.08. | 6
25.08. | 7
25.08. | 8
25.08. | 9
25.08. | 10
25.08. | 11
25.08. | 12
25.08. | 13
25.08. | 14
25.08. | 15
25.08. | 16
25.08. | 17
25.08. | 18
25.08. | 19
25.08. | 20
25.08. | 21
25.08. | 22
25.08. | 23
25.08. | 24
26.08. | 1
26.08. | 2
26.08. | 3
26.08. | 4
26.08. | 5
26.08. | 6
26.08. | 7
26.08. | 8
26.08. | 9
26.08. | 10
26.08. | 11
26.08. | 12
26.08. | 13
26.08. | 14
26.08. | 15
26.08. | 16
26.08. | 17
26.08. | 18
26.08. | 19
26.08. | 20
26.08. | 21
26.08. | 22
26.08. | 23
26.08. | 24
27.08. | 1
27.08. | 2
27.08. | 3
27.08. | 4
27.08. | 5
27.08. | 6
27.08. | 7
27.08. | 8
27.08. | 9
27.08. | 10
27.08. | 11
27.08. | 12
27.08. | 13
27.08. | 14
27.08. | 15
27.08. | 16
27.08. | 17
27.08. | 18
27.08. | 19
27.08. | 20
27.08. | 21
27.08. | 22
27.08. | 23
27.08. | 24
28.08. | 1
28.08. | 2
28.08. | 3
28.08. | 4
28.08. | 5
28.08. | 6
28.08. | 7
28.08. | 8
28.08. | 9
28.08. | 10
28.08. | 11
28.08. | 12
28.08. | 13
28.08. | 14
28.08. | 15
28.08. | 16
28.08. | 17
28.08. | 18
28.08. | 19
28.08. | 20
28.08. | 21
28.08. | 22
28.08. | 23
28.08. | 24
29.08. | 1
29.08. | 2
29.08. | 3
29.08. | 4
29.08. | 5
29.08. | 6
29.08. | 7
29.08. | 8
29.08. | 9
29.08. | 10
29.08. | 11
29.08. | 12
29.08. | 13
29.08. | 14
29.08. | 15
29.08. | 16
29.08. | 17
29.08. | 18
29.08. | 19
29.08. | 20
29.08. | 21
29.08. | 22
29.08. | 23
29.08. | 24
30.08. | 1
30.08. | 2
30.08. | 3
30.08. | 4
30.08. | 5
30.08. | 6
30.08. | 7
30.08. | 8
30.08. | 9
30.08. | 10
30.08. | 11
30.08. | 12
30.08. | 13
30.08. | 14
30.08. | 15
30.08. | 16
30.08. | 17
30.08. | 18
30.08. | 19
30.08. | 20
30.08. | 21
30.08. | 22
30.08. | 23
30.08. | 24
31.08. | 1
31.08. | 2
31.08. | 3
31.08. | 4
31.08. | 5
31.08. | 6
31.08. | 7
31.08. | 8
31.08. | 9
31.08. | 10
31.08. | 11
31.08. | 12
31.08. | 13
31.08. | 14
31.08. | 15
31.08. | 16
31.08. | 17
31.08. | 18
31.08. | 19
31.08. | 20
31.08. | 21
31.08. | 22
31.08. | 23
31.08. | 24
01.09. | 1
01.09. | 2
01.09. | 3
01.09. | 4
01.09. | 5
01.09. | 6
01.09. | 7
01.09. | 8
01.09. | 9
01.09. | 10
01.09. | 11
01.09. | 12
01.09. | 13
01.09. | 14
01.09. | 15
01.09. | 16
01.09. | 17
01.09. | 18
01.09. | 19
01.09. | 20
01.09. | 21
01.09. | 22
01.09. | 23
01.09. | 24
02.09. | 1
02.09. | 2
02.09. | 3
02.09. | 4
02.09. | 5
02.09. | 6
02.09. | 7
02.09. | 8
02.09. | 9
02.09. | 10
02.09. | 11
02.09. | 12
02.09. | 13
02.09. | 14
02.09. | 15
02.09. | 16
02.09. | 17
02.09. | 18
02.09. | 19
02.09. | 20
02.09. | 21
02.09. | 22
02.09. | 23
02.09. | 24
03.09. | 1
03.09. | 2
03.09. | 3
03.09. | 4
03.09. | 5
03.09. | 6
03.09. | 7
03.09. | 8
03.09. | 9
03.09. | 10
03.09. | 11
03.09. | 12
03.09. | 13
03.09. | 14
03.09. | 15
03.09. | 16
03.09. | 17
03.09. | 18
03.09. | 19
03.09. | 20
03.09. | 21
03.09. | 22
03.09. | 23
03.09. | 24
04.09. | 1
04.09. | 2
04.09. | 3
04.09. | 4
04.09. | 5
04.09. | 6
04.09. | 7
04.09. | 8
04.09. | 9
04.09. | 10
04.09. | 11
04.09. | 12
04.09. | 13
04.09. | 14
04.09. | 15
04.09. | 16
04.09. | 17
04.09. | 18
04.09. | 19
04.09. | 20
04.09. | 21
04.09. | 22
04.09. | 23
04.09. | 24
05.09. | 1
05.09. | 2
05.09. | 3
05.09. | 4
05.09. | 5
05.09. | 6
05.09. | 7
05.09. | 8
05.09. | 9
05.09. | 10
05.09. | 11
05.09. | 12
05.09. | 13
05.09. | 14
05.09. | 15
05.09. | 16
05.09. | 17
05.09. | 18
05.09. | 19
05.09. | 20
05.09. | 21
05.09. | 22
05.09. | 23
05.09. | 24
06.09. | 1
06.09. | 2
06.09. | 3
06.09. | 4
06.09. | 5
06.09. | 6
06.09. | 7
06.09. | 8
06.09. | 9
06.09. | 10
06.09. | 11
06.09. | 12
06.09. | 13
06.09. | 14
06.09. | 15
06.09. | 16
06.09. | 17
06.09. | 18
06.09. | 19
06.09. | 20
06.09. | 21
06.09. | 22
06.09. | 23
06.09. | 24
07.09. | 1
07.09. | 2
07.09. | 3
07.09. | 4
07.09. | 5
07.09. | 6
07.09. | 7
07.09. | 8
07.09. | 9
07.09. | 10
07.09. | 11
07.09. | 12
07.09. | 13
07.09. | 14
07.09. | 15
07.09. | 16
07.09. | 17
07.09. | 18
07.09. | 19
07.09. | 20
07.09. | 21
07.09. | 22
07.09. | 23
07.09. | 24
08.09. | 1
08.09. | 2
08.09. | 3
08.09. | 4
08.09. | 5
08.09. | 6
08.09. | 7
08.09. | 8
08.09. | 9
08.09. | 10
08.09. | 11
08.09. | 12
08.09. | 13
08.09. | 14
08.09. | 15
08.09. | 16
08.09. | 17
08.09. | 18
08.09. | 19
08.09. | 20
08.09. | 21
08.09. | 22
08.09. | 23
08.09. | 24
09.09. | 1
09.09. | 2
09.09. | 3
09.09. | 4
09.09. | 5
09.09. | 6
09.09. | 7
09.09. | 8
09.09. | 9
09.09. | 10
09.09. | 11
09.09. | 12
09.09. | 13
09.09. | 14
09.09. | 15
09.09. | 16
09.09. | 17
09.09. | 18
09.09. | 19
09.09. | 20
09.09. | 21
09.09. | 22
09.09. | 23
09.09. | 24
10.09. | 1
10.09. | 2
10.09. | 3
10.09. | 4
10.09. | 5
10.09. | 6
10.09. | 7
10.09. | 8
10.09. | 9
10.09. | 10
10.09. | 11
10.09. | 12
10.09. | 13
10.09. | 14
10.09. | 15
10.09. | 16
10.09. | 17
10.09. | 18
10.09. | 19
10.09. | 20
10.09. | 21
10.09. | 22
10.09. | 23
10.09. | 24
11.09. | 1
11.09. | 2
11.09. | 3
11.09. | 4
11.09. | 5
11.09. | 6
11.09. | 7
11.09. | 8
11.09. | 9
11.09. | 10
11.09. | 11
11.09. | 12
11.09. | 13
11.09. | 14
11.09. | 15
11.09. | 16
11.09. | 17
11.09. | 18
11.09. | 19
11.09. | 20
11.09. | 21
11.09. | 22
11.09. | 23
11.09. | 24
12.09. | 1
12.09. | 2
12.09. | 3
12.09. | 4
12.09. | 5
12.09. | 6
12.09. | 7
12.09. | 8
12.09. | 9
12.09. | 10
12.09. | 11
12.09. | 12
12.09. | 13
12.09. | 14
12.09. | 15
12.09. | 16
12.09. | 17
12.09. | 18
12.09. | 19
12.09. | 20
12.09. | 21
12.09. | 22
12.09. | 23
12.09. | 24
13.09. | 1
13.09. | 2
13.09. | 3
13.09. | 4
13.09. | 5
13.09. | 6
13.09. | 7
13.09. | 8
13.09. | 9
13.09. | 10
13.09. | 11
13.09. | 12
13.09. | 13
13.09. | 14
13.09. | 15
13.09. | 16
13.09. | 17
13.09. | 18
13.09. | 19
13.09. | 20
13.09. | 21
13.09. | 22
13.09. | 23
13.09. | 24
14.09. | 1
14.09. | 2
14.09. | 3
14.09. | 4
14.09. | 5
14.09. | 6
14.09. | 7
14.09. | 8
14.09. | 9
14.09. | 10
14.09. | 11
14.09. | 12
14.09. | 13
14.09. | 14
14.09. | 15
14.09. | 16
14.09. | 17
14.09. | 18
14.09. | 19
14.09. | 20
14.09. | 21
14.09. | 22
14.09. | 23
14.09. | 24
15.09. | 1
15.09. | 2
15.09. | 3
15.09. | 4
15.09. | 5
15.09. | 6
15.09. | 7
15.09. | 8
15.09. | 9
15.09. | 10
15.09. | 11
15.09. | 12
15.09. | 13
15.09. | 14
15.09. | 15
15.09. | 16
15.09. | 17
15.09. | 18
15.09. | 19
15.09. | 20
15.09. | 21
15.09. | 22
15.09. | 23
15.09. | 24
16.09. | 1
16.09. | 2
16.09. | 3
16.09. | 4
16.09. | 5
16.09. | 6
16.09. | 7
16.09. | 8
16.09. | 9
16.09. | 10
16.09. | 11
16.09. | 12
16.09. | 13
16.09. | 14
16.09. | 15
16.09. | 16
16.09. | 17
16.09. | 18
16.09. | 19
16.09. | 20
16.09. | 21
16.09. | 22
16.09. | 23
16.09. | 24
17.09. | 1
17.09. | 2
17.09. | 3
17.09. | 4
17.09. | 5
17.09. | 6
17.09. | 7
17.09. | 8
17.09. | 9
17.09. | 10
17.09. | 11
17.09. | 12
17.09. | 13
17.09. | 14
17.09. | 15
17.09. | 16
17.09. | 17
17.09. | 18
17.09. | 19
17.09. | 20
17.09. | 21
17.09. | 22
17.09. | 23
17.09. | 24
18.09. | 1
18.09. | 2
18.09. | 3
18.09. | 4
18.09. | 5
18.09. | 6
18.09. | 7
18.09. | 8
18.09. | 9
18.09. | 10
18.09. | 11
18.09. | 12
18.09. | 13
18.09. | 14
18.09. | 15
18.09. | 16
18.09. | 17
18.09. | 18
18.09. | 19
18.09. | 20
18.09. | 21
18.09. | 22
18.09. | 23
18.09. | 24
19.09. | 1
19.09. | 2
19.09. | 3
19.09. | 4
19.09. | 5
19.09. | 6
19.09. | 7
19.09. | 8
19.09. | 9
19.09. | 10
19.09. | 11
19.09. | 12
19.09. | 13
19.09. | 14
19.09. | 15
19.09. | 16
19.09. | 17
19.09. | 18
19.09. | 19
19.09. | 20
19.09. | 21
19.09. | 22
19.09. | 23
19.09. | 24
20.09. | 1
20.09. | 2
20.09. | 3
20.09. | 4
20.09. | 5
20.09. | 6
20.09. | 7
20.09. | 8
20.09. | 9
20.09. | 10
20.09. | 11
20.09. | 12
20.09. | 13
20.09. | 14
20.09. | 15
20.09. | 16
20.09. | 17
20.09. | 18
20.09. | 19
20.09. | 20
20.09. | 21
20.09. | 22
20.09. | 23
20.09. | 24
21.09. | 1
21.09. | 2
21.09. | 3
21.09. | 4
21.09. | 5
21.09. | 6
21.09. | 7
21.09. | 8
21.09. | 9
21.09. | 10
21.09. | 11
21.09. | 12
21.09. | 13
21.09. | 14
21.09. | 15
21.09. | 16
21.09. | 17
21.09. | 18
21.09. | 19
21.09. | 20
21.09. | 21
21.09. | 22
21.09. | 23
21.09. | 24
22.09. | 1
22.09. | 2
22.09. | 3
22.09. | 4
22.09. | 5
22.09. | 6
22.09. | 7
22.09. | 8
22.09. | 9
22.09. | 10
22.09. | 11
22.09. | 12
22.09. | 13
22.09. | 14
22.09. | 15
22.09. | 16
22.09. | 17
22.09. | 18
22.09. | 19
22.09. | 20
22.09. | 21
22.09. | 22
22.09. | 23
22.09. | 24
23.09. | 1
23.09. | 2
23.09. | 3
23.09. | 4
23.09. | 5
23.09. | 6
23.09. | 7
23.09. | 8
23.09. | 9
23.09. | 10
23.09. | 11
23.09. | 12
23.09. | 13
23.09. | 14
23.09. | 15
23.09. | 16
23.09. | 17
23.09. | 18
23.09. | 19
23.09. | 20
23.09. | 21
23.09. | 22
23.09. | 23
23.09. | 24
24.09. | 1
24.09. | 2
24.09. | 3
24.09. | 4
24.09. | 5
24.09. | 6
24.09. | 7
24.09. | 8
24.09. | 9
24.09. | 10
24.09. | 11
24.09. | 12
24.09. | 13
24.09. | 14
24.09. | 15
24.09. | 16
24.09. | 17
24.09. | 18
24.09. | 19
24.09. | 20
24.09. | 21
24.09. | 22
24.09. | 23
24.09. | 24
25.09. | 1
25.09. | 2
25.09. | 3
25.09. | 4
25.09. | 5
25.09. | 6
25.09. | 7
25.09. | 8
25.09. | 9
25.09. | 10
25.09. | 11
25.09. | 12
25.09. | 13
25.09. | 14
25.09. | 15
25.09. | 16
25.09. | 17
25.09. | 18
25.09. | 19
25.09. | 20
25.09. | 21
25.09. | 22
25.09. | 23
25.09. | 24
26.09. | 1
26.09. | 2
26.09. | 3
26.09. | 4
26.09. | 5
26.09. | 6
26.09. | 7
26.09. | 8
26.09. | 9
26.09. | 10
26.09. | 11
26.09. | 12
26.09. | 13
26.09. | 14
26.09. | 15
26.09. | 16
26.09. | 17
26.09. | 18
26.09. | 19
26.09. | 20
26.09. | 21
26.09. | 22
26.09. | 23
26.09. | 24
27.09. | 1
27.09. | 2
27.09. | 3
27.09. | 4
27.09. | 5
27.09. | 6
27.09. | 7
27.09. | 8
27.09. | 9
27.09. | 10
27.09. | 11
27.09. | 12
27.09. | 13
27.09. | 14
27.09. | 15
27.09. | 16
27.09. | 17
27.09. | 18
27.09. | 19
27.09. | 20
27.09. | 21
27.09. | 22
27.09. | 23
27.09. | 24
28.09. | 1
28.09. | 2
28.09. | 3
28.09. | 4
28.09. | 5
28.09. | 6
28.09. | 7
28.09. | 8
28.09. | 9
28.09. | 10
28.09. | 11
28.09. | 12
28.09. | 13
28.09. | 14
28.09. | 15
28.09. | 16
28.09. | 17
28.09. | 18
28.09. | 19
28.09. | 20
28.09. | 21
28.09. | 22
28.09. | 23
28.09. | 24
29.09. | 1
29.09. | 2
29.09. | 3
29.09. | 4
29.09. | 5
29.09. | 6
29.09. | 7
29.09. | 8
29.09. | 9
29.09. | 10
29.09. | 11
29.09. | 12
29.09. | 13
29.09. | 14
29.09. | 15
29.09. | 16
29.09. | 17
29.09. | 18
29.09. | 19
29.09. | 20
29.09. | 21
29.09. | 22
29.09. | 23
29.09. | 24
30.09. | 1
30.09. | 2
30.09. | 3
30.09. | 4
30.09. | 5
30.09. | 6
30.09. | 7
30.09. | 8
30.09. | 9
30.09. | 10
30.09. | 11
30.09. | 12
30.09. | 13
30.09. | 14
30.09. | 15
30.09. | 16
30.09. | 17
30.09. | 18
30.09. | 19
30.09. | 20
30.09. | 21
30.09. | 22
30.09. | 23
30.09. | 24
01.10. | 1
01.10. | 2
01.10. | 3
01.10. | 4
01.10. | 5
01.10. | 6
01.10. | 7
01.10. | 8
01.10. | 9
01.10. | 10
01.10. | 11
01.10. | 12
01.10. | 13
01.10. | 14
01.10. | 15
01.10. | 16
01.10. | 17
01.10. | 18
01.10. | 19
01.10. | 20
01.10. | 21
01.10. | 22
01.10. | 23
01.10. | 24
02.10. | 1
02.10. | 2
02.10. | 3
02.10. | 4
02.10. | 5
02.10. | 6
02.10. | 7
02.10. | 8
02.10. | 9
02.10. | 10
02.10. | 11
02.10. | 12
02.10. | 13
02.10. | 14
02.10. | 15
02.10. | 16
02.10. | 17
02.10. | 18
02.10. | 19
02.10. | 20
02.10. | 21
02.10. | 22
02.10. | 23
02.10. | 24
03.10. | 1
03.10. | 2
03.10. | 3
03.10. | 4
03.10. | 5
03.10. | 6
03.10. | 7
03.10. | 8
03.10. | 9
03.10. | 10
03.10. | 11
03.10. | 12
03.10. | 13
03.10. | 14
03.10. | 15
03.10. | 16
03.10. | 17
03.10. | 18
03.10. | 19
03.10. | 20
03.10. | 21
03.10. | 22
03.10. | 23
03.10. | 24
04.10. | 1
04.10. | 2
04.10. | 3
04.10. | 4
04.10. | 5
04.10. | 6
04.10. | 7
04.10. | 8
04.10. | 9
04.10. | 10
04.10. | 11
04.10. | 12
04.10. | 13
04.10. | 14
04.10. | 15
04.10. | 16
04.10. | 17
04.10. | 18
04.10. | 19
04.10. | 20
04.10. | 21
04.10. | 22
04.10. | 23
04.10. | 24
05.10. | 1
05.10. | 2
05.10. | 3
05.10. | 4
05.10. | 5
05.10. | 6
05.10. | 7
05.10. | 8
05.10. | 9
05.10. | 10
05.10. | 11
05.10. | 12
05.10. | 13
05.10. | 14
05.10. | 15
05.10. | 16
05.10. | 17
05.10. | 18
05.10. | 19
05.10. | 20
05.10. | 21
05.10. | 22
05.10. | 23
05.10. | 24
06.10. | 1
06.10. | 2
06.10. | 3
06.10. | 4
06.10. | 5
06.10. | 6
06.10. | 7
06.10. | 8
06.10. | 9
06.10. | 10
06.10. | 11
06.10. | 12
06.10. | 13
06.10. | 14
06.10. | 15
06.10. | 16
06.10. | 17
06.10. | 18
06.10. | 19
06.10. | 20
06.10. | 21
06.10. | 22
06.10. | 23
06.10. | 24
07.10. | 1
07.10. | 2
07.10. | 3
07.10. | 4
07.10. | 5
07.10. | 6
07.10. | 7
07.10. | 8
07.10. | 9
07.10. | 10
07.10. | 11
07.10. | 12
07.10. | 13
07.10. | 14
07.10. | 15
07.10. | 16
07.10. | 17
07.10. | 18
07.10. | 19
07.10. | 20
07.10. | 21
07.10. | 22
07.10. | 23
07.10. | 24
08.10. | 1
08.10. | 2
08.10. | 3
08.10. | 4
08.10. | 5
08.10. | 6
08.10. | 7
08.10. | 8
08.10. | 9
08.10. | 10
08.10. | 11
08.10. | 12
08.10. | 13
08.10. | 14
08.10. | 15
08.10. | 16
08.10. | 17
08.10. | 18
08.10. | 19
08.10. | 20
08.10. | 21
08.10. | 22
08.10. | 23
08.10. | 24
09.10. | 1
09.10. | 2
09.10. | 3
09.10. | 4
09.10. | 5
09.10. | 6
09.10. | 7
09.10. | 8
09.10. | 9
09.10. | 10
09.10. | 11
09.10. | 12
09.10. | 13
09.10. | 14
09.10. | 15
09.10. | 16
09.10. | 17
09.10. | 18
09.10. | 19
09.10. | 20
09.10. | 21
09.10. | 22
09.10. | 23
09.10. | 24
10.10. | 1
10.10. | 2
10.10. | 3
10.10. | 4
10.10. | 5
10.10. | 6
10.10. | 7
10.10. | 8
10.10. | 9
10.10. | 10
10.10. | 11
10.10. | 12
10.10. | 13
10.10. | 14
10.10. | 15
10.10. | 16
10.10. | 17
10.10. | 18
10.10. | 19
10.10. | 20
10.10. | 21
10.10. | 22
10.10. | 23
10.10. | 24
11.10. | 1
11.10. | 2
11.10. | 3
11.10. | 4
11.10. | 5
11.10. | 6
11.10. | 7
11.10. | 8
11.10. | 9
11.10. | 10
11.10. | 11
11.10. | 12
11.10. | 13
11.10. | 14
11.10. | 15
11.10. | 16
11.10. | 17
11.10. | 18
11.10. | 19
11.10. | 20
11.10. | 21
11.10. | 22
11.10. | 23
11.10. | 24
12.10. | 1
12.10. | 2
12.10. | 3
12.10. | 4
12.10. | 5
12.10. | 6
12.10. | 7
12.10. | 8
12.10. | 9
12.10. | 10
12.10. | 11
12.10. | 12
12.10. | 13
12.10. | 14
12.10. | 15
12.10. | 16
12.10. | 17
12.10. | 18
12.10. | 19
12.10. | 20
12.10. | 21
12.10. | 22
12.10. | 23
12.10. | 24
13.10. | 1
13.10. | 2
13.10. | 3
13.10. | 4
13.10. | 5
13.10. | 6
13.10. | 7
13.10. | 8
13.10. | 9
13.10. | 10
13.10. | 11
13.10. | 12
13.10. | 13
13.10. | 14
13.10. | 15
13.10. | 16
13.10. | 17
13.10. | 18
13.10. | 19
13.10. | 20
13.10. | 21
13.10. | 22
13.10. | 23
13.10. | 24
14.10. | 1
14.10. | 2
14.10. | 3
14.10. | 4
14.10. | 5
14.10. | 6
14.10. | 7
14.10. | 8
14.10. | 9
14.10. | 10
14.10. | 11
14.10. | 12
14.10. | 13
14.10. | 14
14.10. | 15
14.10. | 16
14.10. | 17
14.10. | 18
14.10. | 19
14.10. | 20
14.10. | 21
14.10. | 22
14.10. | 23
14.10. | 24
15.10. | 1
15.10. | 2
15.10. | 3
15.10. | 4
15.10. | 5
15.10. | 6
15.10. | 7
15.10. | 8
15.10. | 9
15.10. | 10
15.10. | 11
15.10. | 12
15.10. | 13
15.10. | 14
15.10. | 15
15.10. | 16
15.10. | 17
15.10. | 18
15.10. | 19
15.10. | 20
15.10. | 21
15.10. | 22
15.10. | 23
15.10. | 24
16.10. | 1
16.10. | 2
16.10. | 3
16.10. | 4
16.10. | 5
16.10. | 6
16.10. | 7
16.10. | 8
16.10. | 9
16.10. | 10
16.10. | 11
16.10. | 12
16.10. | 13
16.10. | 14
16.10. | 15
16.10. | 16
16.10. | 17
16.10. | 18
16.10. | 19
16.10. | 20
16.10. | 21
16.10. | 22
16.10. | 23
16.10. | 24
17.10. | 1
17.10. | 2
17.10. | 3
17.10. | 4
17.10. | 5
17.10. | 6
17.10. | 7
17.10. | 8
17.10. | 9
17.10. | 10
17.10. | 11
17.10. | 12
17.10. | 13
17.10. | 14
17.10. | 15
17.10. | 16
17.10. | 17
17.10. | 18
17.10. | 19
17.10. | 20
17.10. | 21
17.10. | 22
17.10. | 23
17.10. | 24
18.10. | 1
18.10. | 2
18.10. | 3
18.10. | 4
18.10. | 5
18.10. | 6
18.10. | 7
18.10. | 8
18.10. | 9
18.10. | 10
18.10. | 11
18.10. | 12
18.10. | 13
18.10. | 14
18.10. | 15
18.10. | 16
18.10. | 17
18.10. | 18
18.10. | 19
18.10. | 20
18.10. | 21
18.10. | 22
18.10. | 23
18.10. | 24
19.10. | 1
19.10. | 2
19.10. | 3
19.10. | 4
19.10. | 5
19.10. | 6
19.10. | 7
19.10. | 8
19.10. | 9
19.10. | 10
19.10. | 11
19.10. | 12
19.10. | 13
19.10. | 14
19.10. | 15
19.10. | 16
19.10. | 17
19.10. | 18
19.10. | 19
19.10. | 20
19.10. | 21
19.10. | 22
19.10. | 23
19.10. | 24
20.10. | 1
20.10. | 2
20.10. | 3
20.10. | 4
20.10. | 5
20.10. | 6
20.10. | 7
20.10. | 8
20.10. | 9
20.10. | 10
20.10. | 11
20.10. | 12
20.10. | 13
20.10. | 14
20.10. | 15
20.10. | 16
20.10. | 17
20.10. | 18
20.10. | 19
20.10. | 20
20.10. | 21
20.10. | 22
20.10. | 23
20.10. | 24
21.10. | 1
21.10. | 2
21.10. | 3
21.10. | 4
21.10. | 5
21.10. | 6
21.10. | 7
21.10. | 8
21.10. | 9
21.10. | 10
21.10. | 11
21.10. | 12
21.10. | 13
21.10. | 14
21.10. | 15
21.10. | 16
21.10. | 17
21.10. | 18
21.10. | 19
21.10. | 20
21.10. | 21
21.10. | 22
21.10. | 23
21.10. | 24
22.10. | 1
22.10. | 2
22.10. | 3
22.10. | 4
22.10. | 5
22.10. | 6
22.10. | 7
22.10. | 8
22.10. | 9
22.10. | 10
22.10. | 11
22.10. | 12
22.10. | 13
22.10. | 14
22.10. | 15
22.10. | 16
22.10. | 17
22.10. | 18
22.10. | 19
22.10. | 20
22.10. | 21
22.10. | 22
22.10. | 23
22.10. | 24
23.10. | 1
23.10. | 2
23.10. | 3
23.10. | 4
23.10. | 5
23.10. | 6
23.10. | 7
23.10. | 8
23.10. | 9
23.10. | 10
23.10. | 11
23.10. | 12
23.10. | 13
23.10. | 14
23.10. | 15
23.10. | 16
23.10. | 17
23.10. | 18
23.10. | 19
23.10. | 20
23.10. | 21
23.10. | 22
23.10. | 23
23.10. | 24
24.10. | 1
24.10. | 2
24.10. | 3
24.10. | 4
24.10. | 5
24.10. | 6
24.10. | 7
24.10. | 8
24.10. | 9
24.10. | 10
24.10. | 11
24.10. | 12
24.10. | 13
24.10. | 14
24.10. | 15
24.10. | 16
24.10. | 17
24.10. | 18
24.10. | 19
24.10. | 20
24.10. | 21
24.10. | 22
24.10. | 23
24.10. | 24
25.10. | 1
25.10. | 2
25.10. | 3
25.10. | 4
25.10. | 5
25.10. | 6
25.10. | 7
25.10. | 8
25.10. | 9
25.10. | 10
25.10. | 11
25.10. | 12
25.10. | 13
25.10. | 14
25.10. | 15
25.10. | 16
25.10. | 17
25.10. | 18
25.10. | 19
25.10. | 20
25.10. | 21
25.10. | 22
25.10. | 23
25.10. | 24
26.10. | 1
26.10. | 2
26.10. | 3
26.10. | 4
26.10. | 5
26.10. | 6
26.10. | 7
26.10. | 8
26.10. | 9
26.10. | 10
26.10. | 11
26.10. | 12
26.10. | 13
26.10. | 14
26.10. | 15
26.10. | 16
26.10. | 17
26.10. | 18
26.10. | 19
26.10. | 20
26.10. | 21
26.10. | 22
26.10. | 23
26.10. | 24
27.10. | 1
27.10. | 2
27.10. | 3
27.10. | 4
27.10. | 5
27.10. | 6
27.10. | 7
27.10. | 8
27.10. | 9
27.10. | 10
27.10. | 11
27.10. | 12
27.10. | 13
27.10. | 14
27.10. | 15
27.10. | 16
27.10. | 17
27.10. | 18
27.10. | 19
27.10. | 20
27.10. | 21
27.10. | 22
27.10. | 23
27.10. | 24
28.10. | 1
28.10. | 2
28.10. | 3
28.10. | 4
28.10. | 5
28.10. | 6
28.10. | 7
28.10. | 8
28.10. | 9
28.10. | 10
28.10. | 11
28.10. | 12
28.10. | 13
28.10. | 14
28.10. | 15
28.10. | 16
28.10. | 17
28.10. | 18
28.10. | 19
28.10. | 20
28.10. | 21
28.10. | 22
28.10. | 23
28.10. | 24
29.10. | 1
29.10. | 2
29.10. | 3
29.10. | 4
29.10. | 5
29.10. | 6
29.10. | 7
29.10. | 8
29.10. | 9
29.10. | 10
29.10. | 11
29.10. | 12
29.10. | 13
29.10. | 14
29.10. | 15
29.10. | 16
29.10. | 17
29.10. | 18
29.10. | 19
29.10. | 20
29.10. | 21
29.10. | 22
29.10. | 23
29.10. | 24
30.10. | 1
30.10. | 2
30.10. | 3
30.10. | 4
30.10. | 5
30.10. | 6
30.10. | 7
30.10. | 8
30.10. | 9
30.10. | 10
30.10. | 11
30.10. | 12
30.10. | 13
30.10. | 14
30.10. | 15
30.10. | 16
30.10. | 17
30.10. | 18
30.10. | 19
30.10. | 20
30.10. | 21
30.10. | 22
30.10. | 23
30.10. | 24
31.10. | 1
31.10. | 2
31.10. | 3
31.10. | 4
31.10. | 5
31.10. | 6
31.10. | 7
31.10. | 8
31.10. | 9
31.10. | 10
31.10. | 11
31.10. | 12
31.10. | 13
31.10. | 14
31.10. | 15
31.10. | 16
31.10. | 17
31.10. | 18
31.10. | 19
31.10. | 20
31.10. | 21
31.10. | 22
31.10. | 23
31.10. | 24
01.11. | 1
01.11. | 2
01.11. | 3
01.11. | 4
01.11. | 5
01.11. | 6
01.11. | 7
01.11. | 8
01.11. | 9
01.11. | 10
01.11. | 11
01.11. | 12
01.11. | 13
01.11. | 14
01.11. | 15
01.11. | 16
01.11. | 17
01.11. | 18
01.11. | 19
01.11. | 20
01.11. | 21
01.11. | 22
01.11. | 23
01.11. | 24
02.11. | 1
02.11. | 2
02.11. | 3
02.11. | 4
02.11. | 5
02.11. | 6
02.11. | 7
02.11. | 8
02.11. | 9
02.11. | 10
02.11. | 11
02.11. | 12
02.11. | 13
02.11. | 14
02.11. | 15
02.11. | 16
02.11. | 17
02.11. | 18
02.11. | 19
02.11. | 20
02.11. | 21
02.11. | 22
02.11. | 23
02.11. | 24
03.11. | 1
03.11. | 2
03.11. | 3
03.11. | 4
03.11. | 5
03.11. | 6
03.11. | 7
03.11. | 8
03.11. | 9
03.11. | 10
03.11. | 11
03.11. | 12
03.11. | 13
03.11. | 14
03.11. | 15
03.11. | 16
03.11. | 17
03.11. | 18
03.11. | 19
03.11. | 20
03.11. | 21
03.11. | 22
03.11. | 23
03.11. | 24
04.11. | 1
04.11. | 2
04.11. | 3
04.11. | 4
04.11. | 5
04.11. | 6
04.11. | 7
04.11. | 8
04.11. | 9
04.11. | 10
04.11. | 11
04.11. | 12
04.11. | 13
04.11. | 14
04.11. | 15
04.11. | 16
04.11. | 17
04.11. | 18
04.11. | 19
04.11. | 20
04.11. | 21
04.11. | 22
04.11. | 23
04.11. | 24
05.11. | 1
05.11. | 2
05.11. | 3
05.11. | 4
05.11. | 5
05.11. | 6
05.11. | 7
05.11. | 8
05.11. | 9
05.11. | 10
05.11. | 11
05.11. | 12
05.11. | 13
05.11. | 14
05.11. | 15
05.11. | 16
05.11. | 17
05.11. | 18
05.11. | 19
05.11. | 20
05.11. | 21
05.11. | 22
05.11. | 23
05.11. | 24
06.11. | 1
06.11. | 2
06.11. | 3
06.11. | 4
06.11. | 5
06.11. | 6
06.11. | 7
06.11. | 8
06.11. | 9
06.11. | 10
06.11. | 11
06.11. | 12
06.11. | 13
06.11. | 14
06.11. | 15
06.11. | 16
06.11. | 17
06.11. | 18
06.11. | 19
06.11. | 20
06.11. | 21
06.11. | 22
06.11. | 23
06.11. | 24
07.11. | 1
07.11. | 2
07.11. | 3
07.11. | 4
07.11. | 5
07.11. | 6
07.11. | 7
07.11. | 8
07.11. | 9
07.11. | 10
07.11. | 11
07.11. | 12
07.11. | 13
07.11. | 14
07.11. | 15
07.11. | 16
07.11. | 17
07.11. | 18
07.11. | 19
07.11. | 20
07.11. | 21
07.11. | 22
07.11. | 23
07.11. | 24
08.11. | 1
08.11. | 2
08.11. | 3
08.11. | 4
08.11. | 5
08.11. | 6
08.11. | 7
08.11. | 8
08.11. | 9
08.11. | 10
08.11. | 11
08.11. | 12
08.11. | 13
08.11. | 14
08.11. | 15
08.11. | 16
08.11. | 17
08.11. | 18
08.11. | 19
08.11. | 20
08.11. | 21
08.11. | 22
08.11. | 23
08.11. | 24
09.11. | 1
09.11. | 2
09.11. | 3
09.11. | 4
09.11. | 5
09.11. | 6
09.11. | 7
09.11. | 8
09.11. | 9
09.11. | 10
09.11. | 11
09.11. | 12
09.11. | 13
09.11. | 14
09.11. | 15
09.11. | 16
09.11. | 17
09.11. | 18
09.11. | 19
09.11. | 20
09.11. | 21
09.11. | 22
09.11. | 23
09.11. | 24
10.11. | 1
10.11. | 2
10.11. | 3
10.11. | 4
10.11. | 5
10.11. | 6
10.11. | 7
10.11. | 8
10.11. | 9
10.11. | 10
10.11. | 11
10.11. | 12
10.11. | 13
10.11. | 14
10.11. | 15
10.11. | 16
10.11. | 17
10.11. | 18
10.11. | 19
10.11. | 20
10.11. | 21
10.11. | 22
10.11. | 23
10.11. | 24
11.11. | 1
11.11. | 2
11.11. | 3
11.11. | 4
11.11. | 5
11.11. | 6
11.11. | 7
11.11. | 8
11.11. | 9
11.11. | 10
11.11. | 11
11.11. | 12
11.11. | 13
11.11. | 14
11.11. | 15
11.11. | 16
11.11. | 17
11.11. | 18
11.11. | 19
11.11. | 20
11.11. | 21
11.11. | 22
11.11. | 23
11.11. | 24
12.11. | 1
12.11. | 2
12.11. | 3
12.11. | 4
12.11. | 5
12.11. | 6
12.11. | 7
12.11. | 8
12.11. | 9
12.11. | 10
12.11. | 11
12.11. | 12
12.11. | 13
12.11. | 14
12.11. | 15
12.11. | 16
12.11. | 17
12.11. | 18
12.11. | 19
12.11. | 20
12.11. | 21
12.11. | 22
12.11. | 23
12.11. | 24
13.11. | 1
13.11. | 2
13.11. | 3
13.11. | 4
13.11. | 5
13.11. | 6
13.11. | 7
13.11. | 8
13.11. | 9
13.11. | 10
13.11. | 11
13.11. | 12
13.11. | 13
13.11. | 14
13.11. | 15
13.11. | 16
13.11. | 17
13.11. | 18
13.11. | 19
13.11. | 20
13.11. | 21
13.11. | 22
13.11. | 23
13.11. | 24
14.11. | 1
14.11. | 2
14.11. | 3
14.11. | 4
14.11. | 5
14.11. | 6
14.11. | 7
14.11. | 8
14.11. | 9
14.11. | 10
14.11. | 11
14.11. | 12
14.11. | 13
14.11. | 14
14.11. | 15
14.11. | 16
14.11. | 17
14.11. | 18
14.11. | 19
14.11. | 20
14.11. | 21
14.11. | 22
14.11. | 23
14.11. | 24
15.11. | 1
15.11. | 2
15.11. | 3
15.11. | 4
15.11. | 5
15.11. | 6
15.11. | 7
15.11. | 8
15.11. | 9
15.11. | 10
15.11. | 11
15.11. | 12
15.11. | 13
15.11. | 14
15.11. | 15
15.11. | 16
15.11. | 17
15.11. | 18
15.11. | 19
15.11. | 20
15.11. | 21
15.11. | 22
15.11. | 23
15.11. | 24
16.11. | 1
16.11. | 2
16.11. | 3
16.11. | 4
16.11. | 5
16.11. | 6
16.11. | 7
16.11. | 8
16.11. | 9
16.11. | 10
16.11. | 11
16.11. | 12
16.11. | 13
16.11. | 14
16.11. | 15
16.11. | 16
16.11. | 17
16.11. | 18
16.11. | 19
16.11. | 20
16.11. | 21
16.11. | 22
16.11. | 23
16.11. | 24
17.11. | 1
17.11. | 2
17.11. | 3
17.11. | 4
17.11. | 5
17.11. | 6
17.11. | 7
17.11. | 8
17.11. | 9
17.11. | 10
17.11. | 11
17.11. | 12
17.11. | 13
17.11. | 14
17.11. | 15
17.11. | 16
17.11. | 17
17.11. | 18
17.11. | 19
17.11. | 20
17.11. | 21
17.11. | 22
17.11. | 23
17.11. | 24
18.11. | 1
18.11. | 2
18.11. | 3
18.11. | 4
18.11. | 5
18.11. | 6
18.11. | 7
18.11. | 8
18.11. | 9
18.11. | 10
18.11. | 11
18.11. | 12
18.11. | 13
18.11. | 14
18.11. | 15
18.11. | 16
18.11. | 17
18.11. | 18
18.11. | 19
18.11. | 20
18.11. | 21
18.11. | 22
18.11. | 23
18.11. | 24
19.11. | 1
19.11. | 2
19.11. | 3
19.11. | 4
19.11. | 5
19.11. | 6
19.11. | 7
19.11. | 8
19.11. | 9
19.11. | 10
19.11. | 11
19.11. | 12
19.11. | 13
19.11. | 14
19.11. | 15
19.11. | 16
19.11. | 17
19.11. | 18
19.11. | 19
19.11. | 20
19.11. | 21
19.11. | 22
19.11. | 23
19.11. | 24
20.11. | 1
20.11. | 2
20.11. | 3
20.11. | 4
20.11. | 5
20.11. | 6
20.11. | 7
20.11. | 8
20.11. | 9
20.11. | 10
20.11. | 11
20.11. | 12
20.11. | 13
20.11. | 14
20.11. | 15
20.11. | 16
20.11. | 17
20.11. | 18
20.11. | 19
20.11. | 20
20.11. | 21
20.11. | 22
20.11. | 23
20.11. | 24
21.11. | 1
21.11. | 2
21.11. | 3
21.11. | 4
21.11. | 5
21.11. | 6
21.11. | 7
21.11. | 8
21.11. | 9
21.11. | 10
21.11. | 11
21.11. | 12
21.11. | 13
21.11. | 14
21.11. | 15
21.11. | 16
21.11. | 17
21.11. | 18
21.11. | 19
21.11. | 20
21.11. | 21
21.11. | 22
21.11. | 23
21.11. | 24
22.11. | 1
22.11. | 2
22.11. | 3
22.11. | 4
22.11. | 5
22.11. | 6
22.11. | 7
22.11. | 8
22.11. | 9
22.11. | 10
22.11. | 11
22.11. | 12
22.11. | 13
22.11. | 14
22.11. | 15
22.11. | 16
22.11. | 17
22.11. | 18
22.11. | 19
22.11. | 20
22.11. | 21
22.11. | 22
22.11. | 23
22.11. | 24
23.11. | 1
23.11. | 2
23.11. | 3
23.11. | 4
23.11. | 5
23.11. | 6
23.11. | 7
23.11. | 8
23.11. | 9
23.11. | 10
23.11. | 11
23.11. | 12
23.11. | 13
23.11. | 14
23.11. | 15
23.11. | 16
23.11. | 17
23.11. | 18
23.11. | 19
23.11. | 20
23.11. | 21
23.11. | 22
23.11. | 23
23.11. | 24
24.11. | 1
24.11. | 2
24.11. | 3
24.11. | 4
24.11. | 5
24.11. | 6
24.11. | 7
24.11. | 8
24.11. | 9
24.11. | 10
24.11. | 11
24.11. | 12
24.11. | 13
24.11. | 14
24.11. | 15
24.11. | 16
24.11. | 17
24.11. | 18
24.11. | 19
24.11. | 20
24.11. | 21
24.11. | 22
24.11. | 23
24.11. | 24
25.11. | 1
25.11. | 2
25.11. | 3
25.11. | 4
25.11. | 5
25.11. | 6
25.11. | 7
25.11. | 8
25.11. | 9
25.11. | 10
25.11. | 11
25.11. | 12
25.11. | 13
25.11. | 14
25.11. | 15
25.11. | 16
25.11. | 17
25.11. | 18
25.11. | 19
25.11. | 20
25.11. | 21
25.11. | 22
25.11. | 23
25.11. | 24
26.11. | 1
26.11. | 2
26.11. | 3
26.11. | 4
26.11. | 5
26.11. | 6
26.11. | 7
26.11. | 8
26.11. | 9
26.11. | 10
26.11. | 11
26.11. | 12
26.11. | 13
26.11. | 14
26.11. | 15
26.11. | 16
26.11. | 17
26.11. | 18
26.11. | 19
26.11. | 20
26.11. | 21
26.11. | 22
26.11. | 23
26.11. | 24
27.11. | 1
27.11. | 2
27.11. | 3
27.11. | 4
27.11. | 5
27.11. | 6
27.11. | 7
27.11. | 8
27.11. | 9
27.11. | 10
27.11. | 11
27.11. | 12
27.11. | 13
27.11. | 14
27.11. | 15
27.11. | 16
27.11. | 17
27.11. | 18
27.11. | 19
27.11. | 20
27.11. | 21
27.11. | 22
27.11. | 23
27.11. | 24
28.11. | 1
28.11. | 2
28.11. | 3
28.11. | 4
28.11. | 5
28.11. | 6
28.11. | 7
28.11. | 8
28.11. | 9
28.11. | 10
28.11. | 11
28.11. | 12
28.11. | 13
28.11. | 14
28.11. | 15
28.11. | 16
28.11. | 17
28.11. | 18
28.11. | 19
28.11. | 20
28.11. | 21
28.11. | 22
28.11. | 23
28.11. | 24
29.11. | 1
29.11. | 2
29.11. | 3
29.11. | 4
29.11. | 5
29.11. | 6
29.11. | 7
29.11. | 8
29.11. | 9
29.11. | 10
29.11. | 11
29.11. | 12
29.11. | 13
29.11. | 14
29.11. | 15
29.11. | 16
29.11. | 17
29.11. | 18
29.11. | 19
29.11. | 20
29.11. | 21
29.11. | 22
29.11. | 23
29.11. | 24
30.11. | 1
30.11. | 2
30.11. | 3
30.11. | 4
30.11. | 5
30.11. | 6
30.11. | 7
30.11. | 8
30.11. | 9
30.11. | 10
30.11. | 11
30.11. | 12
30.11. | 13
30.11. | 14
30.11. | 15
30.11. | 16
30.11. | 17
30.11. | 18
30.11. | 19
30.11. | 20
30.11. | 21
30.11. | 22
30.11. | 23
30.11. | 24
01.12. | 1
01.12. | 2
01.12. | 3
01.12. | 4
01.12. | 5
01.12. | 6
01.12. | 7
01.12. | 8
01.12. | 9
01.12. | 10
01.12. | 11
01.12. | 12
01.12. | 13
01.12. | 14
01.12. | 15
01.12. | 16
01.12. | 17
01.12. | 18
01.12. | 19
01.12. | 20
01.12. | 21
01.12. | 22
01.12. | 23
01.12. | 24
02.12. | 1
02.12. | 2
02.12. | 3
02.12. | 4
02.12. | 5
02.12. | 6
02.12. | 7
02.12. | 8
02.12. | 9
02.12. | 10
02.12. | 11
02.12. | 12
02.12. | 13
02.12. | 14
02.12. | 15
02.12. | 16
02.12. | 17
02.12. | 18
02.12. | 19
02.12. | 20
02.12. | 21
02.12. | 22
02.12. | 23
02.12. | 24
03.12. | 1
03.12. | 2
03.12. | 3
03.12. | 4
03.12. | 5
03.12. | 6
03.12. | 7
03.12. | 8
03.12. | 9
03.12. | 10
03.12. | 11
03.12. | 12
03.12. | 13
03.12. | 14
03.12. | 15
03.12. | 16
03.12. | 17
03.12. | 18
03.12. | 19
03.12. | 20
03.12. | 21
03.12. | 22
03.12. | 23
03.12. | 24
04.12. | 1
04.12. | 2
04.12. | 3
04.12. | 4
04.12. | 5
04.12. | 6
04.12. | 7
04.12. | 8
04.12. | 9
04.12. | 10
04.12. | 11
04.12. | 12
04.12. | 13
04.12. | 14
04.12. | 15
04.12. | 16
04.12. | 17
04.12. | 18
04.12. | 19
04.12. | 20
04.12. | 21
04.12. | 22
04.12. | 23
04.12. | 24
05.12. | 1
05.12. | 2
05.12. | 3
05.12. | 4
05.12. | 5
05.12. | 6
05.12. | 7
05.12. | 8
05.12. | 9
05.12. | 10
05.12. | 11
05.12. | 12
05.12. | 13
05.12. | 14
05.12. | 15
05.12. | 16
05.12. | 17
05.12. | 18
05.12. | 19
05.12. | 20
05.12. | 21
05.12. | 22
05.12. | 23
05.12. | 24
06.12. | 1
06.12. | 2
06.12. | 3
06.12. | 4
06.12. | 5
06.12. | 6
06.12. | 7
06.12. | 8
06.12. | 9
06.12. | 10
06.12. | 11
06.12. | 12
06.12. | 13
06.12. | 14
06.12. | 15
06.12. | 16
06.12. | 17
06.12. | 18
06.12. | 19
06.12. | 20
06.12. | 21
06.12. | 22
06.12. | 23
06.12. | 24
07.12. | 1
07.12. | 2
07.12. | 3
07.12. | 4
07.12. | 5
07.12. | 6
07.12. | 7
07.12. | 8
07.12. | 9
07.12. | 10
07.12. | 11
07.12. | 12
07.12. | 13
07.12. | 14
07.12. | 15
07.12. | 16
07.12. | 17
07.12. | 18
07.12. | 19
07.12. | 20
07.12. | 21
07.12. | 22
07.12. | 23
07.12. | 24
08.12. | 1
08.12. | 2
08.12. | 3
08.12. | 4
08.12. | 5
08.12. | 6
08.12. | 7
08.12. | 8
08.12. | 9
08.12. | 10
08.12. | 11
08.12. | 12
08.12. | 13
08.12. | 14
08.12. | 15
08.12. | 16
08.12. | 17
08.12. | 18
08.12. | 19
08.12. | 20
08.12. | 21
08.12. | 22
08.12. | 23
08.12. | 24
09.12. | 1
09.12. | 2
09.12. | 3
09.12. | 4
09.12. | 5
09.12. | 6
09.12. | 7
09.12. | 8
09.12. | 9
09.12. | 10
09.12. | 11
09.12. | 12
09.12. | 13
09.12. | 14
09.12. | 15
09.12. | 16
09.12. | 17
09.12. | 18
09.12. | 19
09.12. | 20
09.12. | 21
09.12. | 22
09.12. | 23
09.12. | 24
10.12. | 1
10.12. | 2
10.12. | 3
10.12. | 4
10.12. | 5
10.12. | 6
10.12. | 7
10.12. | 8
10.12. | 9
10.12. | 10
10.12. | 11
10.12. | 12
10.12. | 13
10.12. | 14
10.12. | 15
10.12. | 16
10.12. | 17
10.12. | 18
10.12. | 19
10.12. | 20
10.12. | 21
10.12. | 22
10.12. | 23
10.12. | 24
11.12. | 1
11.12. | 2
11.12. | 3
11.12. | 4
11.12. | 5
11.12. | 6
11.12. | 7
11.12. | 8
11.12. | 9
11.12. | 10
11.12. | 11
11.12. | 12
11.12. | 13
11.12. | 14
11.12. | 15
11.12. | 16
11.12. | 17
11.12. | 18
11.12. | 19
11.12. | 20
11.12. | 21
11.12. | 22
11.12. | 23
11.12. | 24
12.12. | 1
12.12. | 2
12.12. | 3
12.12. | 4
12.12. | 5
12.12. | 6
12.12. | 7
12.12. | 8
12.12. | 9
12.12. | 10
12.12. | 11
12.12. | 12
12.12. | 13
12.12. | 14
12.12. | 15
12.12. | 16
12.12. | 17
12.12. | 18
12.12. | 19
12.12. | 20
12.12. | 21
12.12. | 22
12.12. | 23
12.12. | 24
13.12. | 1
13.12. | 2
13.12. | 3
13.12. | 4
13.12. | 5
13.12. | 6
13.12. | 7
13.12. | 8
13.12. | 9
13.12. | 10
13.12. | 11
13.12. | 12
13.12. | 13
13.12. | 14
13.12. | 15
13.12. | 16
13.12. | 17
13.12. | 18
13.12. | 19
13.12. | 20
13.12. | 21
13.12. | 22
13.12. | 23
13.12. | 24
14.12. | 1
14.12. | 2
14.12. | 3
14.12. | 4
14.12. | 5
14.12. | 6
14.12. | 7
14.12. | 8
14.12. | 9
14.12. | 10
14.12. | 11
14.12. | 12
14.12. | 13
14.12. | 14
14.12. | 15
14.12. | 16
14.12. | 17
14.12. | 18
14.12. | 19
14.12. | 20
14.12. | 21
14.12. | 22
14.12. | 23
14.12. | 24
15.12. | 1
15.12. | 2
15.12. | 3
15.12. | 4
15.12. | 5
15.12. | 6
15.12. | 7
15.12. | 8
15.12. | 9
15.12. | 10
15.12. | 11
15.12. | 12
15.12. | 13
15.12. | 14
15.12. | 15
15.12. | 16
15.12. | 17
15.12. | 18
15.12. | 19
15.12. | 20
15.12. | 21
15.12. | 22
15.12. | 23
15.12. | 24
16.12. | 1
16.12. | 2
16.12. | 3
16.12. | 4
16.12. | 5
16.12. | 6
16.12. | 7
16.12. | 8
16.12. | 9
16.12. | 10
16.12. | 11
16.12. | 12
16.12. | 13
16.12. | 14
16.12. | 15
16.12. | 16
16.12. | 17
16.12. | 18
16.12. | 19
16.12. | 20
16.12. | 21
16.12. | 22
16.12. | 23
16.12. | 24
17.12. | 1
17.12. | 2
17.12. | 3
17.12. | 4
17.12. | 5
17.12. | 6
17.12. | 7
17.12. | 8
17.12. | 9
17.12. | 10
17.12. | 11
17.12. | 12
17.12. | 13
17.12. | 14
17.12. | 15
17.12. | 16
17.12. | 17
17.12. | 18
17.12. | 19
17.12. | 20
17.12. | 21
17.12. | 22
17.12. | 23
17.12. | 24
18.12. | 1
18.12. | 2
18.12. | 3
18.12. | 4
18.12. | 5
18.12. | 6
18.12. | 7
18.12. | 8
18.12. | 9
18.12. | 10
18.12. | 11
18.12. | 12
18.12. | 13
18.12. | 14
18.12. | 15
18.12. | 16
18.12. | 17
18.12. | 18
18.12. | 19
18.12. | 20
18.12. | 21
18.12. | 22
18.12. | 23
18.12. | 24
19.12. | 1
19.12. | 2
19.12. | 3
19.12. | 4
19.12. | 5
19.12. | 6
19.12. | 7
19.12. | 8
19.12. | 9
19.12. | 10
19.12. | 11
19.12. | 12
19.12. | 13
19.12. | 14
19.12. | 15
19.12. | 16
19.12. | 17
19.12. | 18
19.12. | 19
19.12. | 20
19.12. | 21
19.12. | 22
19.12. | 23
19.12. | 24
20.12. | 1
20.12. | 2
20.12. | 3
20.12. | 4
20.12. | 5
20.12. | 6
20.12. | 7
20.12. | 8
20.12. | 9
20.12. | 10
20.12. | 11
20.12. | 12
20.12. | 13
20.12. | 14
20.12. | 15
20.12. | 16
20.12. | 17
20.12. | 18
20.12. | 19
20.12. | 20
20.12. | 21
20.12. | 22
20.12. | 23
20.12. | 24
21.12. | 1
21.12. | 2
21.12. | 3
21.12. | 4
21.12. | 5
21.12. | 6
21.12. | 7
21.12. | 8
21.12. | 9
21.12. | 10
21.12. | 11
21.12. | 12
21.12. | 13
21.12. | 14
21.12. | 15
21.12. | 16
21.12. | 17
21.12. | 18
21.12. | 19
21.12. | 20
21.12. | 21
21.12. | 22
21.12. | 23
21.12. | 24
22.12. | 1
22.12. | 2
22.12. | 3
22.12. | 4
22.12. | 5
22.12. | 6
22.12. | 7
22.12. | 8
22.12. | 9
22.12. | 10
22.12. | 11
22.12. | 12
22.12. | 13
22.12. | 14
22.12. | 15
22.12. | 16
22.12. | 17
22.12. | 18
22.12. | 19
22.12. | 20
22.12. | 21
22.12. | 22
22.12. | 23
22.12. | 24
23.12. | 1
23.12. | 2
23.12. | 3
23.12. | 4
23.12. | 5
23.12. | 6
23.12. | 7
23.12. | 8
23.12. | 9
23.12. | 10
23.12. | 11
23.12. | 12
23.12. | 13
23.12. | 14
23.12. | 15
23.12. | 16
23.12. | 17
23.12. | 18
23.12. | 19
23.12. | 20
23.12. | 21
23.12. | 22
23.12. | 23
23.12. | 24
24.12. | 1
24.12. | 2
24.12. | 3
24.12. | 4
24.12. | 5
24.12. | 6
24.12. | 7
24.12. | 8
24.12. | 9
24.12. | 10
24.12. | 11
24.12. | 12
24.12. | 13
24.12. | 14
24.12. | 15
24.12. | 16
24.12. | 17
24.12. | 18
24.12. | 19
24.12. | 20
24.12. | 21
24.12. | 22
24.12. | 23
24.12. | 24
25.12. | 1
25.12. | 2
25.12. | 3
25.12. | 4
25.12. | 5
25.12. | 6
25.12. | 7
25.12. | 8
25.12. | 9
25.12. | 10
25.12. | 11
25.12. | 12
25.12. | 13
25.12. | 14
25.12. | 15
25.12. | 16
25.12. | 17
25.12. | 18
25.12. | 19
25.12. | 20
25.12. | 21
25.12. | 22
25.12. | 23
25.12. | 24
26.12. | 1
26.12. | 2
26.12. | 3
26.12. | 4
26.12. | 5
26.12. | 6
26.12. | 7
26.12. | 8
26.12. | 9
26.12. | 10
26.12. | 11
26.12. | 12
26.12. | 13
26.12. | 14
26.12. | 15
26.12. | 16
26.12. | 17
26.12. | 18
26.12. | 19
26.12. | 20
26.12. | 21
26.12. | 22
26.12. | 23
26.12. | 24
27.12. | 1
27.12. | 2
27.12. | 3
27.12. | 4
27.12. | 5
27.12. | 6
27.12. | 7
27.12. | 8
27.12. | 9
27.12. | 10
27.12. | 11
27.12. | 12
27.12. | 13
27.12. | 14
27.12. | 15
27.12. | 16
27.12. | 17
27.12. | 18
27.12. | 19
27.12. | 20
27.12. | 21
27.12. | 22
27.12. | 23
27.12. | 24
28.12. | 1
28.12. | 2
28.12. | 3
28.12. | 4
28.12. | 5
28.12. | 6
28.12. | 7
28.12. | 8
28.12. | 9
28.12. | 10
28.12. | 11
28.12. | 12
28.12. | 13
28.12. | 14
28.12. | 15
28.12. | 16
28.12. | 17
28.12. | 18
28.12. | 19
28.12. | 20
28.12. | 21
28.12. | 22
28.12. | 23
28.12. | 24
29.12. | 1
29.12. | 2
29.12. | 3
29.12. | 4
29.12. | 5
29.12. | 6
29.12. | 7
29.12. | 8
29.12. | 9
29.12. | 10
29.12. | 11
29.12. | 12
29.12. | 13
29.12. | 14
29.12. | 15
29.12. | 16
29.12. | 17
29.12. | 18
29.12. | 19
29.12. | 20
29.12. | 21
29.12. | 22
29.12. | 23
29.12. | 24
30.12. | 1
30.12. | 2
30.12. | 3
30.12. | 4
30.12. | 5
30.12. | 6
30.12. | 7
30.12. | 8
30.12. | 9
30.12. | 10
30.12. | 11
30.12. | 12
30.12. | 13
30.12. | 14
30.12. | 15
30.12. | 16
30.12. | 17
30.12. | 18
30.12. | 19
30.12. | 20
30.12. | 21
30.12. | 22
30.12. | 23
30.12. | 24
31.12. | 1
31.12. | 2
31.12. | 3
31.12. | 4
31.12. | 5
31.12. | 6
31.12. | 7
31.12. | 8
31.12. | 9
31.12. | 10
31.12. | 11
31.12. | 12
31.12. | 13
31.12. | 14
31.12. | 15
31.12. | 16
31.12. | 17
31.12. | 18
31.12. | 19
31.12. | 20
31.12. | 21
31.12. | 22
31.12. | 23
31.12. | 24

## Exchanges
ENTSO-E Market Modelling Database: Exchanges with non-ENTSO-E countries
Country:
Market Node: | TR00
Year:
Climate year |  |  | N.B. use convention first January always Monday (2007 calendar year) --> see guidelines for further details
Scenario
name of the non-ENTSOE country: | TR00
average import capacity from non-ENTSO-E country (MW) (optional): | 0
average export capacity to non-ENTSO-E country (MW) (optional): | 537.8686
name of the non-ENTSOE country:
average import capacity from non-ENTSO-E country (MW) (optional):
average export capacity to non-ENTSO-E country (MW) (optional):
name of the non-ENTSOE country:
average import capacity from non-ENTSO-E country (MW) (optional):
average export capacity to non-ENTSO-E country (MW) (optional):
name of the non-ENTSOE country:
average import capacity from non-ENTSO-E country (MW) (optional):
average export capacity to non-ENTSO-E country (MW) (optional):
name of the non-ENTSOE country:
average import capacity from non-ENTSO-E country (MW) (optional):
average export capacity to non-ENTSO-E country (MW) (optional):
Date | Hour | Total exchanges with all non ENTSO-E countries (MW) (>0 for import)
01.01. | 1 | 593.07
01.01. | 2 | 593.57
01.01. | 3 | 691.55
01.01. | 4 | 691.68
01.01. | 5 | 691.64
01.01. | 6 | 691.64
01.01. | 7 | 691.53
01.01. | 8 | 691.84
01.01. | 9 | 691
01.01. | 10 | 691.26
01.01. | 11 | 690.43
01.01. | 12 | 691.54
01.01. | 13 | 691.36
01.01. | 14 | 691.67
01.01. | 15 | 691.32
01.01. | 16 | 691.59
01.01. | 17 | 691.29
01.01. | 18 | 691.42
01.01. | 19 | 691.57
01.01. | 20 | 691.24
01.01. | 21 | 691.1
01.01. | 22 | 691.36
01.01. | 23 | 691.27
01.01. | 24 | 690.98
02.01. | 1 | 691.28
02.01. | 2 | 691.54
02.01. | 3 | 691.41
02.01. | 4 | 691.99
02.01. | 5 | 691.62
02.01. | 6 | 691.12
02.01. | 7 | 690.92
02.01. | 8 | 692.26
02.01. | 9 | 690.89
02.01. | 10 | 691.13
02.01. | 11 | 691.34
02.01. | 12 | 691.43
02.01. | 13 | 692
02.01. | 14 | 691.19
02.01. | 15 | 691.73
02.01. | 16 | 691.2
02.01. | 17 | 691.27
02.01. | 18 | 691.43
02.01. | 19 | 691.59
02.01. | 20 | 691.29
02.01. | 21 | 691.19
02.01. | 22 | 691.51
02.01. | 23 | 692.5
02.01. | 24 | 691.04
03.01. | 1 | 691.32
03.01. | 2 | 691.33
03.01. | 3 | 691.6
03.01. | 4 | 691.67
03.01. | 5 | 691.66
03.01. | 6 | 691.43
03.01. | 7 | 691.32
03.01. | 8 | 691.37
03.01. | 9 | 691.23
03.01. | 10 | 691.14
03.01. | 11 | 690.97
03.01. | 12 | 691.47
03.01. | 13 | 691.37
03.01. | 14 | 691.5
03.01. | 15 | 691.9
03.01. | 16 | 691.44
03.01. | 17 | 691.09
03.01. | 18 | 691.11
03.01. | 19 | 691.4
03.01. | 20 | 691.27
03.01. | 21 | 691.16
03.01. | 22 | 691.3
03.01. | 23 | 691.01
03.01. | 24 | 691.12
04.01. | 1 | 691.45
04.01. | 2 | 691.64
04.01. | 3 | 691.27
04.01. | 4 | 691.61
04.01. | 5 | 691.49
04.01. | 6 | 691.85
04.01. | 7 | 691.14
04.01. | 8 | 692.19
04.01. | 9 | 691.32
04.01. | 10 | 691.17
04.01. | 11 | 691.27
04.01. | 12 | 691.61
04.01. | 13 | 691.44
04.01. | 14 | 691.8
04.01. | 15 | 691.81
04.01. | 16 | 692.08
04.01. | 17 | 691.55
04.01. | 18 | 691.21
04.01. | 19 | 691.19
04.01. | 20 | 691.72
04.01. | 21 | 691.47
04.01. | 22 | 691.48
04.01. | 23 | 691.67
04.01. | 24 | 691.47
05.01. | 1 | 691.8
05.01. | 2 | 691.66
05.01. | 3 | 691.82
05.01. | 4 | 691.88
05.01. | 5 | 691.91
05.01. | 6 | 691.76
05.01. | 7 | 691.9
05.01. | 8 | 691.79
05.01. | 9 | 691.49
05.01. | 10 | 691.49
05.01. | 11 | 692
05.01. | 12 | 692
05.01. | 13 | 692
05.01. | 14 | 691.8
05.01. | 15 | 691.46
05.01. | 16 | 691.53
05.01. | 17 | 691.28
05.01. | 18 | 691.31
05.01. | 19 | 691.27
05.01. | 20 | 691.29
05.01. | 21 | 691.27
05.01. | 22 | 691.47
05.01. | 23 | 691.54
05.01. | 24 | 691.44
06.01. | 1 | 691.77
06.01. | 2 | 691.55
06.01. | 3 | 691.98
06.01. | 4 | 691.63
06.01. | 5 | 691.76
06.01. | 6 | 691.8
06.01. | 7 | 691.69
06.01. | 8 | 691.55
06.01. | 9 | 691.58
06.01. | 10 | 691.45
06.01. | 11 | 691.6
06.01. | 12 | 691.58
06.01. | 13 | 691.86
06.01. | 14 | 691.63
06.01. | 15 | 692.5
06.01. | 16 | 691.41
06.01. | 17 | 691.44
06.01. | 18 | 691.32
06.01. | 19 | 691.58
06.01. | 20 | 691.81
06.01. | 21 | 691.1
06.01. | 22 | 691
06.01. | 23 | 691.51
06.01. | 24 | 690.74
07.01. | 1 | 690.89
07.01. | 2 | 690.09
07.01. | 3 | 690.4
07.01. | 4 | 689.8
07.01. | 5 | 689.19
07.01. | 6 | 690.14
07.01. | 7 | 690.47
07.01. | 8 | 689.66
07.01. | 9 | 690.16
07.01. | 10 | 690.01
07.01. | 11 | 689.8
07.01. | 12 | 690.5
07.01. | 13 | 690.48
07.01. | 14 | 689.76
07.01. | 15 | 689.73
07.01. | 16 | 689.29
07.01. | 17 | 689.24
07.01. | 18 | 688.78
07.01. | 19 | 688.96
07.01. | 20 | 688.94
07.01. | 21 | 688.82
07.01. | 22 | 689
07.01. | 23 | 688.87
07.01. | 24 | 688.6
08.01. | 1 | 688.36
08.01. | 2 | 689.51
08.01. | 3 | 689.23
08.01. | 4 | 689.32
08.01. | 5 | 689.52
08.01. | 6 | 690.5
08.01. | 7 | 689.38
08.01. | 8 | 689.44
08.01. | 9 | 690.5
08.01. | 10 | 689.39
08.01. | 11 | 689.51
08.01. | 12 | 689.86
08.01. | 13 | 689.66
08.01. | 14 | 689.66
08.01. | 15 | 689.6
08.01. | 16 | 689.62
08.01. | 17 | 690
08.01. | 18 | 689.58
08.01. | 19 | 689
08.01. | 20 | 689.41
08.01. | 21 | 689.51
08.01. | 22 | 689.08
08.01. | 23 | 688.92
08.01. | 24 | 688.79
09.01. | 1 | 689.51
09.01. | 2 | 688.98
09.01. | 3 | 689.2
09.01. | 4 | 689.51
09.01. | 5 | 688.93
09.01. | 6 | 689.58
09.01. | 7 | 689.56
09.01. | 8 | 689
09.01. | 9 | 689.76
09.01. | 10 | 689.82
09.01. | 11 | 689.87
09.01. | 12 | 689
09.01. | 13 | 690.03
09.01. | 14 | 689.91
09.01. | 15 | 690.5
09.01. | 16 | 690.16
09.01. | 17 | 690.12
09.01. | 18 | 690.55
09.01. | 19 | 690.13
09.01. | 20 | 690.51
09.01. | 21 | 690.5
09.01. | 22 | 690.35
09.01. | 23 | 690.31
09.01. | 24 | 690.2
10.01. | 1 | 690.28
10.01. | 2 | 690.5
10.01. | 3 | 690.2
10.01. | 4 | 690.27
10.01. | 5 | 691.51
10.01. | 6 | 690.21
10.01. | 7 | 690.5
10.01. | 8 | 689.86
10.01. | 9 | 689.92
10.01. | 10 | 690.5
10.01. | 11 | 689.71
10.01. | 12 | 690.06
10.01. | 13 | 691.51
10.01. | 14 | 690.86
10.01. | 15 | 690.77
10.01. | 16 | 690.45
10.01. | 17 | 691.51
10.01. | 18 | 690.39
10.01. | 19 | 691.51
10.01. | 20 | 690.7
10.01. | 21 | 691.51
10.01. | 22 | 690.73
10.01. | 23 | 690.54
10.01. | 24 | 691.51
11.01. | 1 | 690.71
11.01. | 2 | 690.97
11.01. | 3 | 691.51
11.01. | 4 | 691.02
11.01. | 5 | 691.51
11.01. | 6 | 690.49
11.01. | 7 | 690.73
11.01. | 8 | 691.51
11.01. | 9 | 690.75
11.01. | 10 | 690.76
11.01. | 11 | 691.51
11.01. | 12 | 690.75
11.01. | 13 | 691.51
11.01. | 14 | 690.81
11.01. | 15 | 690.72
11.01. | 16 | 690.5
11.01. | 17 | 690.68
11.01. | 18 | 690.6
11.01. | 19 | 691.51
11.01. | 20 | 690.84
11.01. | 21 | 691.51
11.01. | 22 | 690.56
11.01. | 23 | 691.51
11.01. | 24 | 692.59
12.01. | 1 | 692.34
12.01. | 2 | 693.52
12.01. | 3 | 691.95
12.01. | 4 | 692.86
12.01. | 5 | 693
12.01. | 6 | 692.74
12.01. | 7 | 693
12.01. | 8 | 692.52
12.01. | 9 | 692
12.01. | 10 | 692.51
12.01. | 11 | 692.22
12.01. | 12 | 693.52
12.01. | 13 | 692.47
12.01. | 14 | 692.58
12.01. | 15 | 692.47
12.01. | 16 | 693.52
12.01. | 17 | 692.57
12.01. | 18 | 692.46
12.01. | 19 | 693.52
12.01. | 20 | 692.71
12.01. | 21 | 693
12.01. | 22 | 692.62
12.01. | 23 | 692.73
12.01. | 24 | 692
13.01. | 1 | 692.44
13.01. | 2 | 693.14
13.01. | 3 | 693.52
13.01. | 4 | 692.82
13.01. | 5 | 693
13.01. | 6 | 692.5
13.01. | 7 | 692.87
13.01. | 8 | 693
13.01. | 9 | 692.8
13.01. | 10 | 692.54
13.01. | 11 | 693.52
13.01. | 12 | 692.37
13.01. | 13 | 692.37
13.01. | 14 | 692.75
13.01. | 15 | 693.52
13.01. | 16 | 693.09
13.01. | 17 | 692.63
13.01. | 18 | 693.52
13.01. | 19 | 692.65
13.01. | 20 | 693.52
13.01. | 21 | 693
13.01. | 22 | 692.55
13.01. | 23 | 693.52
13.01. | 24 | 692.59
14.01. | 1 | 692.6
14.01. | 2 | 692
14.01. | 3 | 692.98
14.01. | 4 | 692.9
14.01. | 5 | 694.53
14.01. | 6 | 692.77
14.01. | 7 | 694.53
14.01. | 8 | 693.11
14.01. | 9 | 693.02
14.01. | 10 | 693.52
14.01. | 11 | 692.55
14.01. | 12 | 692.5
14.01. | 13 | 692.49
14.01. | 14 | 692.44
14.01. | 15 | 692.79
14.01. | 16 | 692.76
14.01. | 17 | 692.5
14.01. | 18 | 692.49
14.01. | 19 | 692.5
14.01. | 20 | 692.75
14.01. | 21 | 693.52
14.01. | 22 | 692.63
14.01. | 23 | 692.72
14.01. | 24 | 693.52
15.01. | 1 | 692.58
15.01. | 2 | 692.66
15.01. | 3 | 693.52
15.01. | 4 | 692.72
15.01. | 5 | 692.6
15.01. | 6 | 692.82
15.01. | 7 | 692
15.01. | 8 | 693.25
15.01. | 9 | 693.18
15.01. | 10 | 692.75
15.01. | 11 | 692.73
15.01. | 12 | 692.77
15.01. | 13 | 692.64
15.01. | 14 | 692.56
15.01. | 15 | 692.71
15.01. | 16 | 692.49
15.01. | 17 | 692.54
15.01. | 18 | 692.63
15.01. | 19 | 692.56
15.01. | 20 | 692.5
15.01. | 21 | 692.63
15.01. | 22 | 693.52
15.01. | 23 | 692.54
15.01. | 24 | 692.75
16.01. | 1 | 692.6
16.01. | 2 | 692.04
16.01. | 3 | 693.05
16.01. | 4 | 692.58
16.01. | 5 | 692.69
16.01. | 6 | 692.83
16.01. | 7 | 692.92
16.01. | 8 | 692.59
16.01. | 9 | 692.38
16.01. | 10 | 692.41
16.01. | 11 | 692.31
16.01. | 12 | 692.47
16.01. | 13 | 692.38
16.01. | 14 | 692.3
16.01. | 15 | 692.61
16.01. | 16 | 692.59
16.01. | 17 | 692.6
16.01. | 18 | 692.59
16.01. | 19 | 692.37
16.01. | 20 | 692.5
16.01. | 21 | 692.37
16.01. | 22 | 692.9
16.01. | 23 | 693.52
16.01. | 24 | 692.6
17.01. | 1 | 692.82
17.01. | 2 | 692.72
17.01. | 3 | 692.94
17.01. | 4 | 692.54
17.01. | 5 | 692.75
17.01. | 6 | 692.62
17.01. | 7 | 692.38
17.01. | 8 | 692.47
17.01. | 9 | 692.35
17.01. | 10 | 692.29
17.01. | 11 | 692.49
17.01. | 12 | 692.55
17.01. | 13 | 692.5
17.01. | 14 | 692.53
17.01. | 15 | 692.57
17.01. | 16 | 692.72
17.01. | 17 | 692.35
17.01. | 18 | 692.39
17.01. | 19 | 692.55
17.01. | 20 | 692.84
17.01. | 21 | 692.75
17.01. | 22 | 692.49
17.01. | 23 | 692.56
17.01. | 24 | 692.4
18.01. | 1 | 692.86
18.01. | 2 | 692.87
18.01. | 3 | 693.07
18.01. | 4 | 693.52
18.01. | 5 | 693.25
18.01. | 6 | 693.52
18.01. | 7 | 693
18.01. | 8 | 694.53
18.01. | 9 | 692.51
18.01. | 10 | 445.33
18.01. | 11 | 692.45
18.01. | 12 | 692.46
18.01. | 13 | 692.64
18.01. | 14 | 692.72
18.01. | 15 | 692.85
18.01. | 16 | 692.86
18.01. | 17 | 692.61
18.01. | 18 | 692.48
18.01. | 19 | 692.75
18.01. | 20 | 692.86
18.01. | 21 | 692.65
18.01. | 22 | 692.09
18.01. | 23 | 692.5
18.01. | 24 | 692.62
19.01. | 1 | 692.68
19.01. | 2 | 693.06
19.01. | 3 | 693.15
19.01. | 4 | 692.93
19.01. | 5 | 692.77
19.01. | 6 | 692.95
19.01. | 7 | 693
19.01. | 8 | 693.1
19.01. | 9 | 692.45
19.01. | 10 | 692.83
19.01. | 11 | 692.66
19.01. | 12 | 692.57
19.01. | 13 | 692.43
19.01. | 14 | 692.83
19.01. | 15 | 692.66
19.01. | 16 | 692.87
19.01. | 17 | 692.45
19.01. | 18 | 692.33
19.01. | 19 | 692.3
19.01. | 20 | 692.51
19.01. | 21 | 692.52
19.01. | 22 | 692.62
19.01. | 23 | 692.42
19.01. | 24 | 692.47
20.01. | 1 | 692.54
20.01. | 2 | 692.74
20.01. | 3 | 693
20.01. | 4 | 692.83
20.01. | 5 | 693
20.01. | 6 | 692.94
20.01. | 7 | 692.74
20.01. | 8 | 692.97
20.01. | 9 | 692.48
20.01. | 10 | 692.56
20.01. | 11 | 692.25
20.01. | 12 | 692.42
20.01. | 13 | 692.55
20.01. | 14 | 692.52
20.01. | 15 | 692.65
20.01. | 16 | 692.37
20.01. | 17 | 692.17
20.01. | 18 | 692.34
20.01. | 19 | 692.42
20.01. | 20 | 692.36
20.01. | 21 | 692.45
20.01. | 22 | 692.54
20.01. | 23 | 692.46
20.01. | 24 | 692.51
21.01. | 1 | 692.68
21.01. | 2 | 692.96
21.01. | 3 | 692.71
21.01. | 4 | 693.09
21.01. | 5 | 692.97
21.01. | 6 | 692.98
21.01. | 7 | 692.8
21.01. | 8 | 692.85
21.01. | 9 | 692.4
21.01. | 10 | 692.55
21.01. | 11 | 692.48
21.01. | 12 | 692.41
21.01. | 13 | 692.86
21.01. | 14 | 692.84
21.01. | 15 | 692.84
21.01. | 16 | 692.89
21.01. | 17 | 692.64
21.01. | 18 | 692.52
21.01. | 19 | 692.41
21.01. | 20 | 692.37
21.01. | 21 | 692.58
21.01. | 22 | 692.57
21.01. | 23 | 692.75
21.01. | 24 | 692.57
22.01. | 1 | 692.61
22.01. | 2 | 692.95
22.01. | 3 | 693
22.01. | 4 | 691.75
22.01. | 5 | 693.2
22.01. | 6 | 692.89
22.01. | 7 | 693.06
22.01. | 8 | 693.87
22.01. | 9 | 692.21
22.01. | 10 | 692.49
22.01. | 11 | 692.53
22.01. | 12 | 692.41
22.01. | 13 | 692.33
22.01. | 14 | 692.55
22.01. | 15 | 692.82
22.01. | 16 | 692.2
22.01. | 17 | 692.25
22.01. | 18 | 692.54
22.01. | 19 | 692.55
22.01. | 20 | 692.46
22.01. | 21 | 692.57
22.01. | 22 | 692.85
22.01. | 23 | 692.47
22.01. | 24 | 692.77
23.01. | 1 | 692.74
23.01. | 2 | 693.03
23.01. | 3 | 692.91
23.01. | 4 | 693.07
23.01. | 5 | 692.85
23.01. | 6 | 693.02
23.01. | 7 | 693.52
23.01. | 8 | 694.53
23.01. | 9 | 693.01
23.01. | 10 | 692.47
23.01. | 11 | 692.5
23.01. | 12 | 693.52
23.01. | 13 | 692.76
23.01. | 14 | 692.46
23.01. | 15 | 692.5
23.01. | 16 | 692.65
23.01. | 17 | 692.49
23.01. | 18 | 693.52
23.01. | 19 | 692.72
23.01. | 20 | 693.02
23.01. | 21 | 693.52
23.01. | 22 | 692.83
23.01. | 23 | 692.76
23.01. | 24 | 693.52
24.01. | 1 | 692.94
24.01. | 2 | 692.57
24.01. | 3 | 693.52
24.01. | 4 | 692.82
24.01. | 5 | 692.99
24.01. | 6 | 693.52
24.01. | 7 | 692.15
24.01. | 8 | 692.8
24.01. | 9 | 693.52
24.01. | 10 | 692.25
24.01. | 11 | 692.63
24.01. | 12 | 692.5
24.01. | 13 | 692.38
24.01. | 14 | 692.34
24.01. | 15 | 693.52
24.01. | 16 | 692.56
24.01. | 17 | 692.58
24.01. | 18 | 693.52
24.01. | 19 | 692.68
24.01. | 20 | 692.93
24.01. | 21 | 692.5
24.01. | 22 | 692.46
24.01. | 23 | 692.62
24.01. | 24 | 693.52
25.01. | 1 | 692.81
25.01. | 2 | 693.52
25.01. | 3 | 692.77
25.01. | 4 | 692.99
25.01. | 5 | 694.53
25.01. | 6 | 692.86
25.01. | 7 | 693.52
25.01. | 8 | 693.52
25.01. | 9 | 692.52
25.01. | 10 | 692.5
25.01. | 11 | 692.08
25.01. | 12 | 692.34
25.01. | 13 | 692.5
25.01. | 14 | 692.75
25.01. | 15 | 692.97
25.01. | 16 | 692.63
25.01. | 17 | 692.74
25.01. | 18 | 692.7
25.01. | 19 | 692.57
25.01. | 20 | 692.51
25.01. | 21 | 692.59
25.01. | 22 | 692.52
25.01. | 23 | 692.59
25.01. | 24 | 692.84
26.01. | 1 | 692.85
26.01. | 2 | 692.98
26.01. | 3 | 692.85
26.01. | 4 | 693.52
26.01. | 5 | 693.11
26.01. | 6 | 693.11
26.01. | 7 | 693.08
26.01. | 8 | 692.79
26.01. | 9 | 692.64
26.01. | 10 | 692.72
26.01. | 11 | 692.52
26.01. | 12 | 692.84
26.01. | 13 | 692.9
26.01. | 14 | 692.42
26.01. | 15 | 692.84
26.01. | 16 | 692.85
26.01. | 17 | 692.41
26.01. | 18 | 692.65
26.01. | 19 | 693.52
26.01. | 20 | 692.85
26.01. | 21 | 692.47
26.01. | 22 | 693.52
26.01. | 23 | 693.52
26.01. | 24 | 693.52
27.01. | 1 | 692.41
27.01. | 2 | 693.52
27.01. | 3 | 692.64
27.01. | 4 | 692.9
27.01. | 5 | 692.85
27.01. | 6 | 693.23
27.01. | 7 | 692.71
27.01. | 8 | 693.3
27.01. | 9 | 692.8
27.01. | 10 | 692.78
27.01. | 11 | 692.81
27.01. | 12 | 692.61
27.01. | 13 | 693.04
27.01. | 14 | 692.85
27.01. | 15 | 692.97
27.01. | 16 | 693.31
27.01. | 17 | 693
27.01. | 18 | 692.7
27.01. | 19 | 692.72
27.01. | 20 | 692.47
27.01. | 21 | 692.55
27.01. | 22 | 692.76
27.01. | 23 | 692.28
27.01. | 24 | 692.53
28.01. | 1 | 692.75
28.01. | 2 | 692.85
28.01. | 3 | 693.25
28.01. | 4 | 693
28.01. | 5 | 693
28.01. | 6 | 692.87
28.01. | 7 | 693.24
28.01. | 8 | 692.9
28.01. | 9 | 693.52
28.01. | 10 | 693
28.01. | 11 | 692.67
28.01. | 12 | 692.91
28.01. | 13 | 692.83
28.01. | 14 | 692.5
28.01. | 15 | 692.5
28.01. | 16 | 692.56
28.01. | 17 | 692.81
28.01. | 18 | 692.47
28.01. | 19 | 692.56
28.01. | 20 | 692.65
28.01. | 21 | 692.23
28.01. | 22 | 692.42
28.01. | 23 | 692.53
28.01. | 24 | 692.5
29.01. | 1 | 692.7
29.01. | 2 | 692.9
29.01. | 3 | 691.99
29.01. | 4 | 692.4
29.01. | 5 | 693.12
29.01. | 6 | 692.7
29.01. | 7 | 692.75
29.01. | 8 | 693.12
29.01. | 9 | 692.73
29.01. | 10 | 692.55
29.01. | 11 | 692.52
29.01. | 12 | 692.92
29.01. | 13 | 692.69
29.01. | 14 | 692.27
29.01. | 15 | 692.26
29.01. | 16 | 691.92
29.01. | 17 | 691.74
29.01. | 18 | 692.01
29.01. | 19 | 691.76
29.01. | 20 | 692.19
29.01. | 21 | 692.22
29.01. | 22 | 692.08
29.01. | 23 | 691.54
29.01. | 24 | 691.74
30.01. | 1 | 691.52
30.01. | 2 | 691.82
30.01. | 3 | 691.82
30.01. | 4 | 691.67
30.01. | 5 | 691.93
30.01. | 6 | 692.5
30.01. | 7 | 692.07
30.01. | 8 | 691.96
30.01. | 9 | 692.1
30.01. | 10 | 692.11
30.01. | 11 | 692.28
30.01. | 12 | 692.51
30.01. | 13 | 692.85
30.01. | 14 | 692.9
30.01. | 15 | 692.56
30.01. | 16 | 692.43
30.01. | 17 | 692.49
30.01. | 18 | 692.37
30.01. | 19 | 692.3
30.01. | 20 | 693.52
30.01. | 21 | 692.34
30.01. | 22 | 693.52
30.01. | 23 | 692.77
30.01. | 24 | 692.55
31.01. | 1 | 692.61
31.01. | 2 | 693.16
31.01. | 3 | 692.96
31.01. | 4 | 693.17
31.01. | 5 | 692.84
31.01. | 6 | 693.08
31.01. | 7 | 693.02
31.01. | 8 | 692.95
31.01. | 9 | 690.73
31.01. | 10 | 690.59
31.01. | 11 | 690.42
31.01. | 12 | 690.63
31.01. | 13 | 690.88
31.01. | 14 | 690.6
31.01. | 15 | 690.7
31.01. | 16 | 690.66
31.01. | 17 | 690.56
31.01. | 18 | 690.46
31.01. | 19 | 690.4
31.01. | 20 | 690.46
31.01. | 21 | 690.33
31.01. | 22 | 690.44
31.01. | 23 | 690.36
31.01. | 24 | 690.5
01.02. | 1 | 690.7
01.02. | 2 | 690.47
01.02. | 3 | 691.02
01.02. | 4 | 691
01.02. | 5 | 691.07
01.02. | 6 | 691.05
01.02. | 7 | 690.43
01.02. | 8 | 690.92
01.02. | 9 | 692.66
01.02. | 10 | 692.88
01.02. | 11 | 692.61
01.02. | 12 | 692.61
01.02. | 13 | 692.68
01.02. | 14 | 692.63
01.02. | 15 | 692.7
01.02. | 16 | 692.82
01.02. | 17 | 692.72
01.02. | 18 | 692.55
01.02. | 19 | 692.53
01.02. | 20 | 692.47
01.02. | 21 | 692.74
01.02. | 22 | 692.58
01.02. | 23 | 692.34
01.02. | 24 | 692.5
02.02. | 1 | 692.5
02.02. | 2 | 691.98
02.02. | 3 | 691.58
02.02. | 4 | 690.5
02.02. | 5 | 691
02.02. | 6 | 689.58
02.02. | 7 | 689.67
02.02. | 8 | 690.3
02.02. | 9 | 690.44
02.02. | 10 | 691.9
02.02. | 11 | 691.28
02.02. | 12 | 691.54
02.02. | 13 | 692.04
02.02. | 14 | 692.31
02.02. | 15 | 692.05
02.02. | 16 | 692.03
02.02. | 17 | 691.96
02.02. | 18 | 691.22
02.02. | 19 | 691.87
02.02. | 20 | 691.53
02.02. | 21 | 691.56
02.02. | 22 | 691.64
02.02. | 23 | 691.52
02.02. | 24 | 691.58
03.02. | 1 | 691.59
03.02. | 2 | 691.63
03.02. | 3 | 691.76
03.02. | 4 | 691.7
03.02. | 5 | 691.85
03.02. | 6 | 692.5
03.02. | 7 | 692.09
03.02. | 8 | 692.32
03.02. | 9 | 692.31
03.02. | 10 | 692.85
03.02. | 11 | 692.68
03.02. | 12 | 692.68
03.02. | 13 | 693.18
03.02. | 14 | 692.93
03.02. | 15 | 693.31
03.02. | 16 | 692.76
03.02. | 17 | 692.76
03.02. | 18 | 692.45
03.02. | 19 | 693.52
03.02. | 20 | 692.71
03.02. | 21 | 692.67
03.02. | 22 | 692.71
03.02. | 23 | 692.67
03.02. | 24 | 692.51
04.02. | 1 | 693.18
04.02. | 2 | 692.93
04.02. | 3 | 693.27
04.02. | 4 | 692.95
04.02. | 5 | 693.02
04.02. | 6 | 693.09
04.02. | 7 | 692.53
04.02. | 8 | 693.08
04.02. | 9 | 692.68
04.02. | 10 | 692.8
04.02. | 11 | 692.88
04.02. | 12 | 692.5
04.02. | 13 | 692.93
04.02. | 14 | 692.83
04.02. | 15 | 693.17
04.02. | 16 | 692.87
04.02. | 17 | 693.52
04.02. | 18 | 692.89
04.02. | 19 | 692.73
04.02. | 20 | 692.64
04.02. | 21 | 692.62
04.02. | 22 | 693
04.02. | 23 | 693.4
04.02. | 24 | 691.51
05.02. | 1 | 693
05.02. | 2 | 692.97
05.02. | 3 | 693.27
05.02. | 4 | 692.92
05.02. | 5 | 693.04
05.02. | 6 | 692.85
05.02. | 7 | 693.2
05.02. | 8 | 693.29
05.02. | 9 | 693.03
05.02. | 10 | 692.97
05.02. | 11 | 692.54
05.02. | 12 | 692.85
05.02. | 13 | 692.95
05.02. | 14 | 692.95
05.02. | 15 | 693.02
05.02. | 16 | 692.87
05.02. | 17 | 692.94
05.02. | 18 | 693.52
05.02. | 19 | 692.74
05.02. | 20 | 692.69
05.02. | 21 | 692.85
05.02. | 22 | 692.69
05.02. | 23 | 692.55
05.02. | 24 | 692.83
06.02. | 1 | 692.77
06.02. | 2 | 692.84
06.02. | 3 | 692.89
06.02. | 4 | 692.94
06.02. | 5 | 692.81
06.02. | 6 | 692.65
06.02. | 7 | 692.36
06.02. | 8 | 692.85
06.02. | 9 | 693.16
06.02. | 10 | 692.64
06.02. | 11 | 693.52
06.02. | 12 | 692.76
06.02. | 13 | 692.89
06.02. | 14 | 692.95
06.02. | 15 | 692.71
06.02. | 16 | 692.7
06.02. | 17 | 692.84
06.02. | 18 | 692.52
06.02. | 19 | 692.61
06.02. | 20 | 692.63
06.02. | 21 | 693.52
06.02. | 22 | 693.52
06.02. | 23 | 692.56
06.02. | 24 | 692.4
07.02. | 1 | 692.46
07.02. | 2 | 692.25
07.02. | 3 | 692.54
07.02. | 4 | 692.21
07.02. | 5 | 692.17
07.02. | 6 | 692.12
07.02. | 7 | 691.8
07.02. | 8 | 691.34
07.02. | 9 | 690.98
07.02. | 10 | 691.47
07.02. | 11 | 691.81
07.02. | 12 | 692.24
07.02. | 13 | 692.36
07.02. | 14 | 692.38
07.02. | 15 | 692.43
07.02. | 16 | 693.52
07.02. | 17 | 692.24
07.02. | 18 | 692.06
07.02. | 19 | 691.51
07.02. | 20 | 692.5
07.02. | 21 | 692.03
07.02. | 22 | 692.14
07.02. | 23 | 691.96
07.02. | 24 | 692.12
08.02. | 1 | 691.93
08.02. | 2 | 691.96
08.02. | 3 | 692.14
08.02. | 4 | 692.18
08.02. | 5 | 692.11
08.02. | 6 | 692.22
08.02. | 7 | 691.84
08.02. | 8 | 692.03
08.02. | 9 | 692.95
08.02. | 10 | 692.39
08.02. | 11 | 692.16
08.02. | 12 | 692.76
08.02. | 13 | 692.58
08.02. | 14 | 692.52
08.02. | 15 | 692.82
08.02. | 16 | 692.76
08.02. | 17 | 692.62
08.02. | 18 | 692.37
08.02. | 19 | 692.58
08.02. | 20 | 692.69
08.02. | 21 | 693.52
08.02. | 22 | 692.57
08.02. | 23 | 692.55
08.02. | 24 | 692.36
09.02. | 1 | 692.41
09.02. | 2 | 692.97
09.02. | 3 | 692.53
09.02. | 4 | 692.6
09.02. | 5 | 692.59
09.02. | 6 | 692.14
09.02. | 7 | 691.79
09.02. | 8 | 692.29
09.02. | 9 | 692.26
09.02. | 10 | 692.12
09.02. | 11 | 692.7
09.02. | 12 | 692.63
09.02. | 13 | 693.04
09.02. | 14 | 692.98
09.02. | 15 | 693.14
09.02. | 16 | 692.88
09.02. | 17 | 692.71
09.02. | 18 | 692.22
09.02. | 19 | 692.41
09.02. | 20 | 692.32
09.02. | 21 | 692.59
09.02. | 22 | 692.79
09.02. | 23 | 692.41
09.02. | 24 | 692.25
10.02. | 1 | 692.8
10.02. | 2 | 692.89
10.02. | 3 | 692.83
10.02. | 4 | 692.99
10.02. | 5 | 692.87
10.02. | 6 | 692.75
10.02. | 7 | 692.74
10.02. | 8 | 692.97
10.02. | 9 | 692.62
10.02. | 10 | 692.55
10.02. | 11 | 693.52
10.02. | 12 | 692.89
10.02. | 13 | 692.89
10.02. | 14 | 692.89
10.02. | 15 | 593.84
10.02. | 16 | 593.21
10.02. | 17 | 593.55
10.02. | 18 | 593.16
10.02. | 19 | 593.34
10.02. | 20 | 593.37
10.02. | 21 | 593.28
10.02. | 22 | 619.36
10.02. | 23 | 690.5
10.02. | 24 | 690.81
11.02. | 1 | 691.27
11.02. | 2 | 691.12
11.02. | 3 | 691.06
11.02. | 4 | 690.98
11.02. | 5 | 690.86
11.02. | 6 | 691
11.02. | 7 | 690.91
11.02. | 8 | 690.92
11.02. | 9 | 691
11.02. | 10 | 691.51
11.02. | 11 | 690.83
11.02. | 12 | 690
11.02. | 13 | 691.11
11.02. | 14 | 691.04
11.02. | 15 | 690.7
11.02. | 16 | 690.97
11.02. | 17 | 690.58
11.02. | 18 | 690.79
11.02. | 19 | 690.74
11.02. | 20 | 690.64
11.02. | 21 | 690.7
11.02. | 22 | 690.8
11.02. | 23 | 690.58
11.02. | 24 | 690.54
12.02. | 1 | 690.64
12.02. | 2 | 690.65
12.02. | 3 | 690.82
12.02. | 4 | 690.28
12.02. | 5 | 691.05
12.02. | 6 | 690.61
12.02. | 7 | 690.78
12.02. | 8 | 690.93
12.02. | 9 | 691.02
12.02. | 10 | 691.01
12.02. | 11 | 691.4
12.02. | 12 | 690.68
12.02. | 13 | 690.91
12.02. | 14 | 691.06
12.02. | 15 | 691.51
12.02. | 16 | 691.4
12.02. | 17 | 691.08
12.02. | 18 | 690.57
12.02. | 19 | 690.72
12.02. | 20 | 690.47
12.02. | 21 | 690.48
12.02. | 22 | 690.49
12.02. | 23 | 690.26
12.02. | 24 | 690.21
13.02. | 1 | 690.64
13.02. | 2 | 690.75
13.02. | 3 | 690.52
13.02. | 4 | 690.15
13.02. | 5 | 689.88
13.02. | 6 | 689.77
13.02. | 7 | 690.53
13.02. | 8 | 690.3
13.02. | 9 | 690.37
13.02. | 10 | 690.52
13.02. | 11 | 692.59
13.02. | 12 | 692.44
13.02. | 13 | 692.8
13.02. | 14 | 692.95
13.02. | 15 | 692.94
13.02. | 16 | 693.06
13.02. | 17 | 692.62
13.02. | 18 | 692.62
13.02. | 19 | 692.35
13.02. | 20 | 692.7
13.02. | 21 | 692.52
13.02. | 22 | 692.68
13.02. | 23 | 692.66
13.02. | 24 | 692.37
14.02. | 1 | 692.73
14.02. | 2 | 692.75
14.02. | 3 | 692.66
14.02. | 4 | 692.61
14.02. | 5 | 692.7
14.02. | 6 | 694.25
14.02. | 7 | 691.77
14.02. | 8 | 692.74
14.02. | 9 | 692.48
14.02. | 10 | 692.38
14.02. | 11 | 692.85
14.02. | 12 | 692.67
14.02. | 13 | 692.44
14.02. | 14 | 692.66
14.02. | 15 | 692.86
14.02. | 16 | 692.84
14.02. | 17 | 692.82
14.02. | 18 | 692.57
14.02. | 19 | 692.46
14.02. | 20 | 692.55
14.02. | 21 | 692.78
14.02. | 22 | 692.67
14.02. | 23 | 692.66
14.02. | 24 | 692.89
15.02. | 1 | 692.96
15.02. | 2 | 693.2
15.02. | 3 | 693.02
15.02. | 4 | 693.16
15.02. | 5 | 692.78
15.02. | 6 | 693.42
15.02. | 7 | 692.57
15.02. | 8 | 692.83
15.02. | 9 | 692.63
15.02. | 10 | 640.58
15.02. | 11 | 612.5
15.02. | 12 | 612.35
15.02. | 13 | 640.65
15.02. | 14 | 640.47
15.02. | 15 | 640.7
15.02. | 16 | 641.26
15.02. | 17 | 640.7
15.02. | 18 | 640.67
15.02. | 19 | 640.94
15.02. | 20 | 640.75
15.02. | 21 | 640.8
15.02. | 22 | 691.23
15.02. | 23 | 692.04
15.02. | 24 | 692.43
16.02. | 1 | 692.21
16.02. | 2 | 692.57
16.02. | 3 | 693.52
16.02. | 4 | 692.49
16.02. | 5 | 691.97
16.02. | 6 | 692.19
16.02. | 7 | 692.49
16.02. | 8 | 692.01
16.02. | 9 | 692.45
16.02. | 10 | 691.97
16.02. | 11 | 693.27
16.02. | 12 | 692.31
16.02. | 13 | 692.3
16.02. | 14 | 692.77
16.02. | 15 | 692.38
16.02. | 16 | 692.33
16.02. | 17 | 692.08
16.02. | 18 | 692.6
16.02. | 19 | 692.27
16.02. | 20 | 691.95
16.02. | 21 | 692.28
16.02. | 22 | 692.27
16.02. | 23 | 692.38
16.02. | 24 | 692.14
17.02. | 1 | 692.22
17.02. | 2 | 692.37
17.02. | 3 | 692.14
17.02. | 4 | 692.15
17.02. | 5 | 692.16
17.02. | 6 | 692.59
17.02. | 7 | 692.38
17.02. | 8 | 692.33
17.02. | 9 | 692.32
17.02. | 10 | 692.34
17.02. | 11 | 692.23
17.02. | 12 | 692.58
17.02. | 13 | 692.88
17.02. | 14 | 692.49
17.02. | 15 | 692.69
17.02. | 16 | 692.69
17.02. | 17 | 692.71
17.02. | 18 | 692.22
17.02. | 19 | 692.51
17.02. | 20 | 692.09
17.02. | 21 | 692.89
17.02. | 22 | 692.97
17.02. | 23 | 692.4
17.02. | 24 | 692.35
18.02. | 1 | 692.4
18.02. | 2 | 692.94
18.02. | 3 | 693.04
18.02. | 4 | 692.85
18.02. | 5 | 692.9
18.02. | 6 | 692.85
18.02. | 7 | 692.82
18.02. | 8 | 692.67
18.02. | 9 | 692.79
18.02. | 10 | 692.87
18.02. | 11 | 692.82
18.02. | 12 | 593.39
18.02. | 13 | 593.61
18.02. | 14 | 622.76
18.02. | 15 | 640.22
18.02. | 16 | 661.47
18.02. | 17 | 661.4
18.02. | 18 | 661.37
18.02. | 19 | 630.42
18.02. | 20 | 630.36
18.02. | 21 | 630.49
18.02. | 22 | 630.51
18.02. | 23 | 631.38
18.02. | 24 | 630.55
19.02. | 1 | 630.62
19.02. | 2 | 692.75
19.02. | 3 | 692.65
19.02. | 4 | 692.87
19.02. | 5 | 694.13
19.02. | 6 | 692.35
19.02. | 7 | 692.56
19.02. | 8 | 692.94
19.02. | 9 | 692.86
19.02. | 10 | 692.72
19.02. | 11 | 692.27
19.02. | 12 | 691.82
19.02. | 13 | 691.59
19.02. | 14 | 690.72
19.02. | 15 | 689.64
19.02. | 16 | 689.94
19.02. | 17 | 688.69
19.02. | 18 | 689.08
19.02. | 19 | 689.15
19.02. | 20 | 689.32
19.02. | 21 | 690.3
19.02. | 22 | 690.59
19.02. | 23 | 690.86
19.02. | 24 | 691.11
20.02. | 1 | 692.5
20.02. | 2 | 691.02
20.02. | 3 | 691.91
20.02. | 4 | 691.8
20.02. | 5 | 691.56
20.02. | 6 | 691.68
20.02. | 7 | 691.15
20.02. | 8 | 691.53
20.02. | 9 | 691.45
20.02. | 10 | 691.59
20.02. | 11 | 692.11
20.02. | 12 | 692.06
20.02. | 13 | 691.81
20.02. | 14 | 691.99
20.02. | 15 | 692.1
20.02. | 16 | 692.02
20.02. | 17 | 691.51
20.02. | 18 | 691.09
20.02. | 19 | 690.91
20.02. | 20 | 691.37
20.02. | 21 | 691.31
20.02. | 22 | 691.51
20.02. | 23 | -2.24
20.02. | 24 | 688.73
21.02. | 1 | 688.54
21.02. | 2 | 687.98
21.02. | 3 | 687.69
21.02. | 4 | -2.23
21.02. | 5 | -1
21.02. | 6 | -1
21.02. | 7 | 349
21.02. | 8 | 347
21.02. | 9 | 347
21.02. | 10 | 347
21.02. | 11 | 347
21.02. | 12 | 347
21.02. | 13 | 347
21.02. | 14 | 347
21.02. | 15 | 348
21.02. | 16 | 347
21.02. | 17 | 347
21.02. | 18 | 347
21.02. | 19 | 347
21.02. | 20 | 347
21.02. | 21 | 347
21.02. | 22 | 347
21.02. | 23 | 347.61
21.02. | 24 | 347.52
22.02. | 1 | 347.43
22.02. | 2 | 347.41
22.02. | 3 | 347.5
22.02. | 4 | 347.6
22.02. | 5 | 347.6
22.02. | 6 | 347.57
22.02. | 7 | 347.53
22.02. | 8 | 347.48
22.02. | 9 | 347.51
22.02. | 10 | 347.43
22.02. | 11 | 347
22.02. | 12 | 347.35
22.02. | 13 | 347.48
22.02. | 14 | 347.56
22.02. | 15 | 347
22.02. | 16 | 347.43
22.02. | 17 | 347.3
22.02. | 18 | 347.5
22.02. | 19 | 347.36
22.02. | 20 | 347.32
22.02. | 21 | 347.46
22.02. | 22 | 347.42
22.02. | 23 | 347.36
22.02. | 24 | 347.38
23.02. | 1 | 347.45
23.02. | 2 | 347.6
23.02. | 3 | 347.73
23.02. | 4 | 347.62
23.02. | 5 | 347.76
23.02. | 6 | 347.61
23.02. | 7 | 347.39
23.02. | 8 | 347.46
23.02. | 9 | 347.55
23.02. | 10 | 347.52
23.02. | 11 | 347.46
23.02. | 12 | 347.39
23.02. | 13 | 347.47
23.02. | 14 | 347.39
23.02. | 15 | 347.34
23.02. | 16 | 347.45
23.02. | 17 | 347.57
23.02. | 18 | 347.47
23.02. | 19 | 347.42
23.02. | 20 | 347.54
23.02. | 21 | 347.56
23.02. | 22 | 347.54
23.02. | 23 | 347.36
23.02. | 24 | 347.4
24.02. | 1 | 347.31
24.02. | 2 | 347.26
24.02. | 3 | 347.57
24.02. | 4 | 347.54
24.02. | 5 | 347.55
24.02. | 6 | 347.31
24.02. | 7 | 347.38
24.02. | 8 | 347.31
24.02. | 9 | 347.27
24.02. | 10 | 347.47
24.02. | 11 | 347.44
24.02. | 12 | 347.35
24.02. | 13 | 347.41
24.02. | 14 | 347.38
24.02. | 15 | 347.35
24.02. | 16 | 347.42
24.02. | 17 | 347
24.02. | 18 | 347.58
24.02. | 19 | 347.48
24.02. | 20 | 347.55
24.02. | 21 | 347.48
24.02. | 22 | 347.77
24.02. | 23 | 347.19
24.02. | 24 | 347.38
25.02. | 1 | 347.46
25.02. | 2 | 347.44
25.02. | 3 | 347.6
25.02. | 4 | 347.59
25.02. | 5 | 347.52
25.02. | 6 | 347.48
25.02. | 7 | 347.54
25.02. | 8 | 347.34
25.02. | 9 | 347
25.02. | 10 | 347.38
25.02. | 11 | 347.54
25.02. | 12 | 347.44
25.02. | 13 | 347.38
25.02. | 14 | 347.45
25.02. | 15 | 592.29
25.02. | 16 | 592.22
25.02. | 17 | 592.3
25.02. | 18 | 592.3
25.02. | 19 | 592.49
25.02. | 20 | 592.35
25.02. | 21 | 592.36
25.02. | 22 | 592.36
25.02. | 23 | 592.47
25.02. | 24 | 592.36
26.02. | 1 | 592.24
26.02. | 2 | 592.28
26.02. | 3 | 595.56
26.02. | 4 | 595.46
26.02. | 5 | 595.31
26.02. | 6 | 595.41
26.02. | 7 | 594.78
26.02. | 8 | 594.52
26.02. | 9 | 594.88
26.02. | 10 | 594.74
26.02. | 11 | 594.87
26.02. | 12 | 594.85
26.02. | 13 | 595.06
26.02. | 14 | 595.33
26.02. | 15 | 595.31
26.02. | 16 | 594.47
26.02. | 17 | 594.58
26.02. | 18 | 594.8
26.02. | 19 | 594.86
26.02. | 20 | 595.12
26.02. | 21 | 595.13
26.02. | 22 | 594.93
26.02. | 23 | 594.44
26.02. | 24 | 594.85
27.02. | 1 | 595.13
27.02. | 2 | 595.36
27.02. | 3 | 595.07
27.02. | 4 | 594.77
27.02. | 5 | 594.52
27.02. | 6 | 594.88
27.02. | 7 | 594.67
27.02. | 8 | 595.09
27.02. | 9 | 594.72
27.02. | 10 | 594.62
27.02. | 11 | 594.92
27.02. | 12 | 594.79
27.02. | 13 | 594.76
27.02. | 14 | 594.87
27.02. | 15 | 594.98
27.02. | 16 | 595.14
27.02. | 17 | 594.8
27.02. | 18 | 595.06
27.02. | 19 | 595.02
27.02. | 20 | 595.05
27.02. | 21 | 595
27.02. | 22 | 595.15
27.02. | 23 | 595.22
27.02. | 24 | 595.07
28.02. | 1 | 594.79
28.02. | 2 | 595.18
28.02. | 3 | 595.3
28.02. | 4 | 595.3
28.02. | 5 | 595.28
28.02. | 6 | 595.11
28.02. | 7 | 594.7
28.02. | 8 | 595.17
28.02. | 9 | 595.14
28.02. | 10 | 595.07
28.02. | 11 | 594.71
28.02. | 12 | 594.89
28.02. | 13 | 594.73
28.02. | 14 | 594.92
28.02. | 15 | 594.95
28.02. | 16 | 594.87
28.02. | 17 | 594.87
28.02. | 18 | 594.69
28.02. | 19 | 595.12
28.02. | 20 | 594.98
28.02. | 21 | 595.16
28.02. | 22 | 595.15
28.02. | 23 | 595.31
28.02. | 24 | 595.13
01.03. | 1 | 595.22
01.03. | 2 | 595
01.03. | 3 | 595.61
01.03. | 4 | 595.37
01.03. | 5 | 595.27
01.03. | 6 | 595.35
01.03. | 7 | 595.25
01.03. | 8 | 595.29
01.03. | 9 | 595
01.03. | 10 | 595
01.03. | 11 | 595.09
01.03. | 12 | 595.02
01.03. | 13 | 594.68
01.03. | 14 | 594.11
01.03. | 15 | 594.86
01.03. | 16 | 595.04
01.03. | 17 | 594.51
01.03. | 18 | 593.9
01.03. | 19 | 593.21
01.03. | 20 | 593.93
01.03. | 21 | 594.72
01.03. | 22 | 594.06
01.03. | 23 | 594.64
01.03. | 24 | 594.72
02.03. | 1 | 595.22
02.03. | 2 | 595.33
02.03. | 3 | 595.45
02.03. | 4 | 595.17
02.03. | 5 | 594.89
02.03. | 6 | 595
02.03. | 7 | 595.05
02.03. | 8 | 595.12
02.03. | 9 | 595.02
02.03. | 10 | 594.96
02.03. | 11 | 595.02
02.03. | 12 | 595.1
02.03. | 13 | 595.17
02.03. | 14 | 595.25
02.03. | 15 | 595.25
02.03. | 16 | 595.04
02.03. | 17 | 595.43
02.03. | 18 | 595.09
02.03. | 19 | 595.27
02.03. | 20 | 595.13
02.03. | 21 | 595.26
02.03. | 22 | 595.31
02.03. | 23 | 595.16
02.03. | 24 | 593.69
03.03. | 1 | 592.68
03.03. | 2 | 593.59
03.03. | 3 | 594.53
03.03. | 4 | 594.84
03.03. | 5 | 594.83
03.03. | 6 | 594.55
03.03. | 7 | 594.7
03.03. | 8 | 594.91
03.03. | 9 | 594.6
03.03. | 10 | 593.82
03.03. | 11 | 593.53
03.03. | 12 | 593.85
03.03. | 13 | 594.12
03.03. | 14 | 593.74
03.03. | 15 | 593.79
03.03. | 16 | 593.61
03.03. | 17 | 594.11
03.03. | 18 | 594.45
03.03. | 19 | 594.97
03.03. | 20 | 594.57
03.03. | 21 | 594.81
03.03. | 22 | 595.11
03.03. | 23 | 595.11
03.03. | 24 | 595.25
04.03. | 1 | 595.35
04.03. | 2 | 595.39
04.03. | 3 | 595.47
04.03. | 4 | 595.62
04.03. | 5 | 595.53
04.03. | 6 | 595.49
04.03. | 7 | 595.41
04.03. | 8 | 595.51
04.03. | 9 | 595.35
04.03. | 10 | 596.29
04.03. | 11 | 595.31
04.03. | 12 | 595.6
04.03. | 13 | 595.63
04.03. | 14 | 595.42
04.03. | 15 | 595.23
04.03. | 16 | 595.47
04.03. | 17 | 595.13
04.03. | 18 | 595.48
04.03. | 19 | 595.55
04.03. | 20 | 595.19
04.03. | 21 | 595.28
04.03. | 22 | 595.29
04.03. | 23 | 595.37
04.03. | 24 | 595.27
05.03. | 1 | 595.41
05.03. | 2 | 595.16
05.03. | 3 | 595.27
05.03. | 4 | 595.27
05.03. | 5 | 595.47
05.03. | 6 | 595.39
05.03. | 7 | 595.29
05.03. | 8 | 595.31
05.03. | 9 | 596.29
05.03. | 10 | 595.39
05.03. | 11 | 595.35
05.03. | 12 | 595.25
05.03. | 13 | 595.43
05.03. | 14 | 595.2
05.03. | 15 | 595.28
05.03. | 16 | 596.87
05.03. | 17 | 595.46
05.03. | 18 | 596.29
05.03. | 19 | 595.67
05.03. | 20 | 596
05.03. | 21 | 595.1
05.03. | 22 | 594.93
05.03. | 23 | 595.03
05.03. | 24 | 595.09
06.03. | 1 | 595.21
06.03. | 2 | 595.43
06.03. | 3 | 595.43
06.03. | 4 | 595.43
06.03. | 5 | 595.36
06.03. | 6 | 595.45
06.03. | 7 | 595.27
06.03. | 8 | 595.21
06.03. | 9 | 595.42
06.03. | 10 | 595.1
06.03. | 11 | 595.31
06.03. | 12 | 595.2
06.03. | 13 | 595.38
06.03. | 14 | 595.55
06.03. | 15 | 595.22
06.03. | 16 | 595.52
06.03. | 17 | 595.34
06.03. | 18 | 595.55
06.03. | 19 | 595.63
06.03. | 20 | 595.74
06.03. | 21 | 595.32
06.03. | 22 | 595.18
06.03. | 23 | 595.22
06.03. | 24 | 595.46
07.03. | 1 | 595.45
07.03. | 2 | 595.47
07.03. | 3 | 595.55
07.03. | 4 | 595.54
07.03. | 5 | 595.48
07.03. | 6 | 595.59
07.03. | 7 | 595.63
07.03. | 8 | 595.31
07.03. | 9 | 595.5
07.03. | 10 | 595.28
07.03. | 11 | 595.28
07.03. | 12 | 595.33
07.03. | 13 | 595.48
07.03. | 14 | 595.51
07.03. | 15 | 594.78
07.03. | 16 | 595.47
07.03. | 17 | 595.36
07.03. | 18 | 595.62
07.03. | 19 | 595.56
07.03. | 20 | 595.22
07.03. | 21 | 595.5
07.03. | 22 | 595.41
07.03. | 23 | 595.46
07.03. | 24 | 595.4
08.03. | 1 | 595.42
08.03. | 2 | 595.53
08.03. | 3 | 595.41
08.03. | 4 | 595.61
08.03. | 5 | 595.57
08.03. | 6 | 595.76
08.03. | 7 | 595.42
08.03. | 8 | 595.39
08.03. | 9 | 595.39
08.03. | 10 | 595.49
08.03. | 11 | 595.38
08.03. | 12 | 595.59
08.03. | 13 | 595.4
08.03. | 14 | 595.45
08.03. | 15 | 595.49
08.03. | 16 | 595.39
08.03. | 17 | 595.4
08.03. | 18 | 595.56
08.03. | 19 | 595.34
08.03. | 20 | 595.51
08.03. | 21 | 595.23
08.03. | 22 | 595.65
08.03. | 23 | 595.27
08.03. | 24 | 595.55
09.03. | 1 | 595.54
09.03. | 2 | 595.29
09.03. | 3 | 595.37
09.03. | 4 | 595.31
09.03. | 5 | 595.44
09.03. | 6 | 595.62
09.03. | 7 | 595.39
09.03. | 8 | 595.31
09.03. | 9 | 595.56
09.03. | 10 | 595.33
09.03. | 11 | 595.3
09.03. | 12 | 595.15
09.03. | 13 | 596.29
09.03. | 14 | 595.4
09.03. | 15 | 596.29
09.03. | 16 | 595.59
09.03. | 17 | 595.39
09.03. | 18 | 596.29
09.03. | 19 | 595.39
09.03. | 20 | 595.43
09.03. | 21 | 595.43
09.03. | 22 | 595.44
09.03. | 23 | 596.29
09.03. | 24 | 595.4
10.03. | 1 | 595.38
10.03. | 2 | 595.31
10.03. | 3 | 595.32
10.03. | 4 | 595.48
10.03. | 5 | 595.31
10.03. | 6 | 595.18
10.03. | 7 | 596.29
10.03. | 8 | 595.32
10.03. | 9 | 595.31
10.03. | 10 | 595.21
10.03. | 11 | 595.24
10.03. | 12 | 595.39
10.03. | 13 | 596.29
10.03. | 14 | 595.31
10.03. | 15 | 595.25
10.03. | 16 | 595.3
10.03. | 17 | 596.29
10.03. | 18 | 595.19
10.03. | 19 | 595.22
10.03. | 20 | 596.29
10.03. | 21 | 594.99
10.03. | 22 | 596.29
10.03. | 23 | 594.14
10.03. | 24 | 594.11
11.03. | 1 | 594.29
11.03. | 2 | 594.19
11.03. | 3 | 594.29
11.03. | 4 | 594.29
11.03. | 5 | 594.24
11.03. | 6 | 594.29
11.03. | 7 | 594.04
11.03. | 8 | 594.18
11.03. | 9 | 594.29
11.03. | 10 | 594.32
11.03. | 11 | 594.24
11.03. | 12 | 594.13
11.03. | 13 | 595.31
11.03. | 14 | 594.29
11.03. | 15 | 594.36
11.03. | 16 | 594.09
11.03. | 17 | 595.31
11.03. | 18 | 594.49
11.03. | 19 | 594.29
11.03. | 20 | 594.1
11.03. | 21 | 594.28
11.03. | 22 | 593.95
11.03. | 23 | 594.29
11.03. | 24 | 594.12
12.03. | 1 | 594.33
12.03. | 2 | 595
12.03. | 3 | 593.91
12.03. | 4 | 594.16
12.03. | 5 | 594.29
12.03. | 6 | 594.22
12.03. | 7 | 594.25
12.03. | 8 | 594.29
12.03. | 9 | 594.29
12.03. | 10 | 594.38
12.03. | 11 | 594.27
12.03. | 12 | 595.31
12.03. | 13 | 594.04
12.03. | 14 | 594.12
12.03. | 15 | 595.31
12.03. | 16 | 594.29
12.03. | 17 | 594.43
12.03. | 18 | 594.58
12.03. | 19 | 594.31
12.03. | 20 | 594.29
12.03. | 21 | 594.16
12.03. | 22 | 595.31
12.03. | 23 | 594.14
12.03. | 24 | 594.24
13.03. | 1 | 594.29
13.03. | 2 | 594.34
13.03. | 3 | 594.24
13.03. | 4 | 594.11
13.03. | 5 | 594
13.03. | 6 | 594.45
13.03. | 7 | 594.4
13.03. | 8 | 594.29
13.03. | 9 | 594.52
13.03. | 10 | 594.38
13.03. | 11 | 594.29
13.03. | 12 | 594.28
13.03. | 13 | 594.19
13.03. | 14 | 594.01
13.03. | 15 | 594.29
13.03. | 16 | 594.25
13.03. | 17 | 594.12
13.03. | 18 | 595.31
13.03. | 19 | 594.29
13.03. | 20 | 594.29
13.03. | 21 | 594.21
13.03. | 22 | 595.31
13.03. | 23 | 594.35
13.03. | 24 | 594.02
14.03. | 1 | 594.29
14.03. | 2 | 594.36
14.03. | 3 | 594.56
14.03. | 4 | 594
14.03. | 5 | 594.4
14.03. | 6 | 594.44
14.03. | 7 | 594.29
14.03. | 8 | 594.23
14.03. | 9 | 594.13
14.03. | 10 | 594.29
14.03. | 11 | 594.28
14.03. | 12 | 594.24
14.03. | 13 | 594.46
14.03. | 14 | 594.2
14.03. | 15 | 594.15
14.03. | 16 | 594.64
14.03. | 17 | 594.57
14.03. | 18 | 594.18
14.03. | 19 | 594.27
14.03. | 20 | 593.93
14.03. | 21 | 593.27
14.03. | 22 | 594.36
14.03. | 23 | 594.29
14.03. | 24 | 594.3
15.03. | 1 | 594.34
15.03. | 2 | 594.54
15.03. | 3 | 594.18
15.03. | 4 | 594.27
15.03. | 5 | 594.18
15.03. | 6 | 594.07
15.03. | 7 | 594.15
15.03. | 8 | 594.24
15.03. | 9 | 594.38
15.03. | 10 | 594.2
15.03. | 11 | 594.36
15.03. | 12 | 594.47
15.03. | 13 | 594.4
15.03. | 14 | 594.4
15.03. | 15 | 594.65
15.03. | 16 | 594.76
15.03. | 17 | 594.52
15.03. | 18 | 594.53
15.03. | 19 | 594.63
15.03. | 20 | 594.14
15.03. | 21 | 594.23
15.03. | 22 | 594.2
15.03. | 23 | 594.36
15.03. | 24 | 594.36
16.03. | 1 | 594.34
16.03. | 2 | 594.27
16.03. | 3 | 594.35
16.03. | 4 | 594.36
16.03. | 5 | 594.36
16.03. | 6 | 594.53
16.03. | 7 | 594.44
16.03. | 8 | 594.12
16.03. | 9 | 594.5
16.03. | 10 | 594.55
16.03. | 11 | 594.2
16.03. | 12 | 594.46
16.03. | 13 | 594.44
16.03. | 14 | 594.42
16.03. | 15 | 594.48
16.03. | 16 | 594.15
16.03. | 17 | 593.7
16.03. | 18 | 593.14
16.03. | 19 | 592.57
16.03. | 20 | 592.8
16.03. | 21 | 592.58
16.03. | 22 | 594.29
16.03. | 23 | 594
16.03. | 24 | 594
17.03. | 1 | 594.23
17.03. | 2 | 595.31
17.03. | 3 | 594.2
17.03. | 4 | 594.32
17.03. | 5 | 594.1
17.03. | 6 | 594.08
17.03. | 7 | 593.44
17.03. | 8 | 593.11
17.03. | 9 | 593.14
17.03. | 10 | 592.9
17.03. | 11 | 592.92
17.03. | 12 | 592.52
17.03. | 13 | 592.9
17.03. | 14 | 592.85
17.03. | 15 | 592.19
17.03. | 16 | 592.58
17.03. | 17 | 592.79
17.03. | 18 | 592.92
17.03. | 19 | 592.73
17.03. | 20 | 593.11
17.03. | 21 | 594.08
17.03. | 22 | 592.32
17.03. | 23 | 592.48
17.03. | 24 | 592.61
18.03. | 1 | 592.65
18.03. | 2 | 592.37
18.03. | 3 | 592.64
18.03. | 4 | 592.64
18.03. | 5 | 592.42
18.03. | 6 | 592.71
18.03. | 7 | 592.65
18.03. | 8 | 592.38
18.03. | 9 | 592.28
18.03. | 10 | 592.43
18.03. | 11 | 592.28
18.03. | 12 | 592.57
18.03. | 13 | 592.5
18.03. | 14 | 592.62
18.03. | 15 | 592.56
18.03. | 16 | 592.48
18.03. | 17 | 592.73
18.03. | 18 | 591.53
18.03. | 19 | 592.49
18.03. | 20 | 592.49
18.03. | 21 | 592.22
18.03. | 22 | 592.45
18.03. | 23 | 592.26
18.03. | 24 | 592.12
19.03. | 1 | 592.29
19.03. | 2 | 592.38
19.03. | 3 | 592.45
19.03. | 4 | 592.37
19.03. | 5 | 592.41
19.03. | 6 | 592.43
19.03. | 7 | 592.31
19.03. | 8 | 592.22
19.03. | 9 | 592.59
19.03. | 10 | 592.28
19.03. | 11 | 592.36
19.03. | 12 | 592.05
19.03. | 13 | 592.43
19.03. | 14 | 592.59
19.03. | 15 | 592.44
19.03. | 16 | 592.26
19.03. | 17 | 592.41
19.03. | 18 | 592.5
19.03. | 19 | 592.59
19.03. | 20 | 592.43
19.03. | 21 | 592.28
19.03. | 22 | 592.36
19.03. | 23 | 592.38
19.03. | 24 | 592.14
20.03. | 1 | 592.39
20.03. | 2 | 592.54
20.03. | 3 | 591.91
20.03. | 4 | 592.09
20.03. | 5 | 592.22
20.03. | 6 | 592.38
20.03. | 7 | 592.34
20.03. | 8 | 592.02
20.03. | 9 | 592.39
20.03. | 10 | 591.93
20.03. | 11 | 592.39
20.03. | 12 | 592.21
20.03. | 13 | 592.65
20.03. | 14 | 592.13
20.03. | 15 | 592.55
20.03. | 16 | 592.39
20.03. | 17 | 592.62
20.03. | 18 | 592.57
20.03. | 19 | 592.45
20.03. | 20 | 592.55
20.03. | 21 | 593.31
20.03. | 22 | 592.48
20.03. | 23 | 592.14
20.03. | 24 | 592.3
21.03. | 1 | 592.54
21.03. | 2 | 592.4
21.03. | 3 | 592.46
21.03. | 4 | 592.32
21.03. | 5 | 592.34
21.03. | 6 | 592.51
21.03. | 7 | 592.33
21.03. | 8 | 592.42
21.03. | 9 | 592.11
21.03. | 10 | 591.9
21.03. | 11 | 592.36
21.03. | 12 | 592.25
21.03. | 13 | 592.29
21.03. | 14 | 592.35
21.03. | 15 | 592.35
21.03. | 16 | 592.49
21.03. | 17 | 592.63
21.03. | 18 | 592.52
21.03. | 19 | 592.58
21.03. | 20 | 592.47
21.03. | 21 | 592.54
21.03. | 22 | 592.43
21.03. | 23 | 592.56
21.03. | 24 | 592.5
22.03. | 1 | 592.45
22.03. | 2 | 592.59
22.03. | 3 | 592.3
22.03. | 4 | 592.38
22.03. | 5 | 592.56
22.03. | 6 | 592.61
22.03. | 7 | 592.4
22.03. | 8 | 592.19
22.03. | 9 | 592.62
22.03. | 10 | 592.33
22.03. | 11 | 592.54
22.03. | 12 | 592.27
22.03. | 13 | 592.39
22.03. | 14 | 592.45
22.03. | 15 | 592.35
22.03. | 16 | 592.36
22.03. | 17 | 593.31
22.03. | 18 | 592.48
22.03. | 19 | 592.43
22.03. | 20 | 592.65
22.03. | 21 | 592.43
22.03. | 22 | 592.5
22.03. | 23 | 592.47
22.03. | 24 | 592.82
23.03. | 1 | 593.05
23.03. | 2 | 592.3
23.03. | 3 | 592.48
23.03. | 4 | 592.61
23.03. | 5 | 592.55
23.03. | 6 | 592.4
23.03. | 7 | 592.57
23.03. | 8 | 592.53
23.03. | 9 | 592.39
23.03. | 10 | 592.44
23.03. | 11 | 592.38
23.03. | 12 | 592.44
23.03. | 13 | 592.41
23.03. | 14 | 592.4
23.03. | 15 | 592.35
23.03. | 16 | 591.98
23.03. | 17 | 592.41
23.03. | 18 | 592.49
23.03. | 19 | 592.36
23.03. | 20 | 592.29
23.03. | 21 | 591.49
23.03. | 22 | 591.44
23.03. | 23 | 591.5
23.03. | 24 | 592.25
24.03. | 1 | 592.57
24.03. | 2 | 592.38
24.03. | 3 | 592.51
24.03. | 4 | 592.63
24.03. | 5 | 592.49
24.03. | 6 | 592.3
24.03. | 7 | 592.21
24.03. | 8 | 592.29
24.03. | 9 | 592.51
24.03. | 10 | 592.54
24.03. | 11 | 592.39
24.03. | 12 | 592.02
24.03. | 13 | 592.55
24.03. | 14 | 592.29
24.03. | 15 | 593.31
24.03. | 16 | 592.35
24.03. | 17 | 592.4
24.03. | 18 | 592.5
24.03. | 19 | 592.53
24.03. | 20 | 593.31
24.03. | 21 | 591.99
24.03. | 22 | 592.14
24.03. | 23 | 592.2
24.03. | 24 | 592.28
25.03. | 1 | 592.4
25.03. | 2 | 592
25.03. | 3 | 592.61
25.03. | 4 | 592.69
25.03. | 5 | 592.54
25.03. | 6 | 592.65
25.03. | 7 | 592.46
25.03. | 8 | 592.3
25.03. | 9 | 592.34
25.03. | 10 | 592.34
25.03. | 11 | 592.16
25.03. | 12 | 592.47
25.03. | 13 | 592.41
25.03. | 14 | 592.55
25.03. | 15 | 592.79
25.03. | 16 | 592.75
25.03. | 17 | 592.52
25.03. | 18 | 592.47
25.03. | 19 | 592.53
25.03. | 20 | 592.32
25.03. | 21 | 592.5
25.03. | 22 | 592.59
25.03. | 23 | 592.79
25.03. | 24 | 592.23
26.03. | 1 | 592.14
26.03. | 2 | 591.77
26.03. | 3 | 592.26
26.03. | 4 | 592.46
26.03. | 5 | 591.95
26.03. | 6 | 593.31
26.03. | 7 | 592.05
26.03. | 8 | 592.24
26.03. | 9 | 592.04
26.03. | 10 | 591.63
26.03. | 11 | 591.66
26.03. | 12 | 591.64
26.03. | 13 | 591.1
26.03. | 14 | 590.38
26.03. | 15 | 589.93
26.03. | 16 | 590.85
26.03. | 17 | 590
26.03. | 18 | 590.42
26.03. | 19 | 590.59
26.03. | 20 | 590.8
26.03. | 21 | 590.94
26.03. | 22 | 591.08
26.03. | 23 | 593.52
26.03. | 24 | 594.49
27.03. | 1 | 594.28
27.03. | 2 | 594.47
27.03. | 3 | 594.45
27.03. | 4 | 594.72
27.03. | 5 | 594.57
27.03. | 6 | 594.6
27.03. | 7 | 594.35
27.03. | 8 | 594.7
27.03. | 9 | 594.59
27.03. | 10 | 594.18
27.03. | 11 | 594.31
27.03. | 12 | 593.89
27.03. | 13 | 594.16
27.03. | 14 | 594.43
27.03. | 15 | 594.42
27.03. | 16 | 594.08
27.03. | 17 | 595.31
27.03. | 18 | 594.23
27.03. | 19 | 594.33
27.03. | 20 | 594.63
27.03. | 21 | 594.95
27.03. | 22 | 594.92
27.03. | 23 | 595.45
27.03. | 24 | 595.18
28.03. | 1 | 595.01
28.03. | 2 | 595.3
28.03. | 3 | 595.17
28.03. | 4 | 594.4
28.03. | 5 | 594.66
28.03. | 6 | 594.24
28.03. | 7 | 594.22
28.03. | 8 | 594.42
28.03. | 9 | 594.31
28.03. | 10 | 593.49
28.03. | 11 | 594.09
28.03. | 12 | -3.77
28.03. | 13 | -4.31
28.03. | 14 | 468.57
28.03. | 15 | 469.09
28.03. | 16 | -1.44
28.03. | 17 | -2.63
28.03. | 18 | 469.18
28.03. | 19 | 469.52
28.03. | 20 | 469.53
28.03. | 21 | 459.29
28.03. | 22 | 421.72
28.03. | 23 | 377.32
28.03. | 24 | 367.46
29.03. | 1 | 367.46
29.03. | 2 | 377.45
29.03. | 3 | 397.23
29.03. | 4 | 436.85
29.03. | 5 | 437
29.03. | 6 | 446.45
29.03. | 7 | 397.25
29.03. | 8 | 397.15
29.03. | 9 | 416.85
29.03. | 10 | 471.02
29.03. | 11 | 0
29.03. | 12 | 40.83
29.03. | 13 | 471.54
29.03. | 14 | 471.55
29.03. | 15 | 472.03
29.03. | 16 | 471.58
29.03. | 17 | 0
29.03. | 18 | -1.65
29.03. | 19 | 405.52
29.03. | 20 | 415.46
29.03. | 21 | 416.45
29.03. | 22 | 436.24
29.03. | 23 | 435.97
29.03. | 24 | 436.3
30.03. | 1 | 455.75
30.03. | 2 | 455.62
30.03. | 3 | 356.87
30.03. | 4 | 356.8
30.03. | 5 | 416.72
30.03. | 6 | 470.11
30.03. | 7 | 470.22
30.03. | 8 | 470.25
30.03. | 9 | 470.37
30.03. | 10 | 470.31
30.03. | 11 | 470.35
30.03. | 12 | 470.28
30.03. | 13 | 471.02
30.03. | 14 | 470.27
30.03. | 15 | 470.38
30.03. | 16 | 346.9
30.03. | 17 | 268.15
30.03. | 18 | 197.64
30.03. | 19 | 284.19
30.03. | 20 | 264.15
30.03. | 21 | 298.22
30.03. | 22 | 298.28
30.03. | 23 | 347.01
30.03. | 24 | 484.24
31.03. | 1 | 496.16
31.03. | 2 | 496.06
31.03. | 3 | 476.31
31.03. | 4 | 437.02
31.03. | 5 | 495.98
31.03. | 6 | 633.35
31.03. | 7 | 691.22
31.03. | 8 | 690.84
31.03. | 9 | 690.85
31.03. | 10 | 690.84
31.03. | 11 | 690.93
31.03. | 12 | 691.41
31.03. | 13 | 691.05
31.03. | 14 | 691.23
31.03. | 15 | 691.06
31.03. | 16 | 593.93
31.03. | 17 | 494.65
31.03. | 18 | 470.46
31.03. | 19 | 494
31.03. | 20 | 526.75
31.03. | 21 | 568.64
31.03. | 22 | 592.71
31.03. | 23 | 593.5
31.03. | 24 | 613.22
01.04. | 1 | 617.65
01.04. | 2 | 641.79
01.04. | 3 | 543.93
01.04. | 4 | 544.1
01.04. | 5 | 593.09
01.04. | 6 | 690.52
01.04. | 7 | 689.51
01.04. | 8 | 689.93
01.04. | 9 | 690.29
01.04. | 10 | 690.5
01.04. | 11 | 689.94
01.04. | 12 | 689.82
01.04. | 13 | 690
01.04. | 14 | 690.68
01.04. | 15 | 690.28
01.04. | 16 | 690.55
01.04. | 17 | 670.92
01.04. | 18 | 651.31
01.04. | 19 | 631.74
01.04. | 20 | 641.58
01.04. | 21 | 661.98
01.04. | 22 | 670.21
01.04. | 23 | 671.28
01.04. | 24 | 690.33
02.04. | 1 | 662.45
02.04. | 2 | 661.44
02.04. | 3 | 593.09
02.04. | 4 | 573.27
02.04. | 5 | 639.35
02.04. | 6 | 690.15
02.04. | 7 | 690.32
02.04. | 8 | 689.89
02.04. | 9 | 689.94
02.04. | 10 | 690.24
02.04. | 11 | 690.14
02.04. | 12 | 690.48
02.04. | 13 | 690.76
02.04. | 14 | 690.52
02.04. | 15 | 689.95
02.04. | 16 | 690.22
02.04. | 17 | 622.3
02.04. | 18 | 553.63
02.04. | 19 | 563.88
02.04. | 20 | 543.83
02.04. | 21 | 573.59
02.04. | 22 | 543.91
02.04. | 23 | 543.83
02.04. | 24 | 593.03
03.04. | 1 | 592.72
03.04. | 2 | 553.78
03.04. | 3 | 513.61
03.04. | 4 | 532.61
03.04. | 5 | 587.28
03.04. | 6 | 688.2
03.04. | 7 | 688.54
03.04. | 8 | 689.28
03.04. | 9 | 689.51
03.04. | 10 | 690.06
03.04. | 11 | 689.9
03.04. | 12 | 689.87
03.04. | 13 | 690.25
03.04. | 14 | 690.14
03.04. | 15 | 689.83
03.04. | 16 | 689.86
03.04. | 17 | 543.58
03.04. | 18 | 475.44
03.04. | 19 | 436.04
03.04. | 20 | 475.41
03.04. | 21 | 593.15
03.04. | 22 | 573.36
03.04. | 23 | 573.46
03.04. | 24 | 553.71
04.04. | 1 | 573.39
04.04. | 2 | 592.96
04.04. | 3 | 534.05
04.04. | 4 | 553.78
04.04. | 5 | 573.21
04.04. | 6 | 690
04.04. | 7 | 689.05
04.04. | 8 | 689.93
04.04. | 9 | 689.34
04.04. | 10 | 688.83
04.04. | 11 | 687.86
04.04. | 12 | 687.45
04.04. | 13 | 687.09
04.04. | 14 | 687.42
04.04. | 15 | 688.33
04.04. | 16 | 688.6
04.04. | 17 | 688.17
04.04. | 18 | 688.66
04.04. | 19 | 689.47
04.04. | 20 | 689.87
04.04. | 21 | 689.61
04.04. | 22 | 689.81
04.04. | 23 | 690.5
04.04. | 24 | 689.74
05.04. | 1 | 690.29
05.04. | 2 | 690.05
05.04. | 3 | 563.22
05.04. | 4 | 563.21
05.04. | 5 | 583.28
05.04. | 6 | 689.51
05.04. | 7 | 689.63
05.04. | 8 | 689.91
05.04. | 9 | 690.01
05.04. | 10 | 690.06
05.04. | 11 | 690.08
05.04. | 12 | 690.19
05.04. | 13 | 690.59
05.04. | 14 | 690.09
05.04. | 15 | 690.04
05.04. | 16 | 675.47
05.04. | 17 | 675.15
05.04. | 18 | 675.7
05.04. | 19 | 675.72
05.04. | 20 | 675.62
05.04. | 21 | 675.39
05.04. | 22 | 675.29
05.04. | 23 | 689.9
05.04. | 24 | 689.89
06.04. | 1 | 689.8
06.04. | 2 | 689.78
06.04. | 3 | 690.03
06.04. | 4 | 641.59
06.04. | 5 | 641.48
06.04. | 6 | 688.93
06.04. | 7 | 690
06.04. | 8 | 690.23
06.04. | 9 | 689.61
06.04. | 10 | 690.34
06.04. | 11 | 690.3
06.04. | 12 | 690.2
06.04. | 13 | 690.36
06.04. | 14 | 690.79
06.04. | 15 | 675.22
06.04. | 16 | 676.48
06.04. | 17 | 563.04
06.04. | 18 | 543
06.04. | 19 | 514.29
06.04. | 20 | 296.94
06.04. | 21 | 524.13
06.04. | 22 | 494.97
06.04. | 23 | 494.95
06.04. | 24 | 495.17
07.04. | 1 | 514.25
07.04. | 2 | 514.62
07.04. | 3 | 514.27
07.04. | 4 | 514.51
07.04. | 5 | 593.25
07.04. | 6 | 690.17
07.04. | 7 | 689.75
07.04. | 8 | 690.48
07.04. | 9 | 690.18
07.04. | 10 | 690
07.04. | 11 | 690.2
07.04. | 12 | 689.97
07.04. | 13 | 690.29
07.04. | 14 | 690.75
07.04. | 15 | 690.44
07.04. | 16 | 689.89
07.04. | 17 | 670.87
07.04. | 18 | 632.21
07.04. | 19 | 631.98
07.04. | 20 | 622.03
07.04. | 21 | 622.49
07.04. | 22 | 622.16
07.04. | 23 | 396.48
07.04. | 24 | 396.59
08.04. | 1 | 396.78
08.04. | 2 | 396.64
08.04. | 3 | 396.42
08.04. | 4 | 396.61
08.04. | 5 | 396.65
08.04. | 6 | 504.53
08.04. | 7 | 689.91
08.04. | 8 | 690
08.04. | 9 | 690.09
08.04. | 10 | 690.09
08.04. | 11 | 690.08
08.04. | 12 | 689.84
08.04. | 13 | 690.34
08.04. | 14 | 689.99
08.04. | 15 | 690.53
08.04. | 16 | 690.5
08.04. | 17 | 586.64
08.04. | 18 | 544.01
08.04. | 19 | 543.93
08.04. | 20 | 544.24
08.04. | 21 | 543.74
08.04. | 22 | 583.27
08.04. | 23 | 583.42
08.04. | 24 | 583.39
09.04. | 1 | 583.24
09.04. | 2 | 690.8
09.04. | 3 | 612.26
09.04. | 4 | 612.43
09.04. | 5 | 676.1
09.04. | 6 | 689.93
09.04. | 7 | 285.08
09.04. | 8 | 297.77
09.04. | 9 | 298.06
09.04. | 10 | 356.78
09.04. | 11 | 371.63
09.04. | 12 | 396.67
09.04. | 13 | 396.72
09.04. | 14 | 396.68
09.04. | 15 | 396.48
09.04. | 16 | 396.47
09.04. | 17 | 396.38
09.04. | 18 | 494.4
09.04. | 19 | 494.54
09.04. | 20 | 494.44
09.04. | 21 | 494
09.04. | 22 | 494.88
09.04. | 23 | 563.38
09.04. | 24 | 563.19
10.04. | 1 | 592.83
10.04. | 2 | 592.86
10.04. | 3 | 641.69
10.04. | 4 | 592.85
10.04. | 5 | 621.88
10.04. | 6 | 689.56
10.04. | 7 | 690.35
10.04. | 8 | 690.5
10.04. | 9 | 689.79
10.04. | 10 | 690.5
10.04. | 11 | 689.49
10.04. | 12 | 675.46
10.04. | 13 | 689.51
10.04. | 14 | 690.06
10.04. | 15 | 690.5
10.04. | 16 | 676.17
10.04. | 17 | 689.57
10.04. | 18 | 690.5
10.04. | 19 | 0
10.04. | 20 | 445
10.04. | 21 | 445.99
10.04. | 22 | 446.03
10.04. | 23 | 595.31
10.04. | 24 | 690.25
11.04. | 1 | 690.2
11.04. | 2 | 642.4
11.04. | 3 | 593.01
11.04. | 4 | 635.38
11.04. | 5 | 690.24
11.04. | 6 | 675.44
11.04. | 7 | 682.5
11.04. | 8 | 690.35
11.04. | 9 | 675.93
11.04. | 10 | 675
11.04. | 11 | 675.79
11.04. | 12 | 675.8
11.04. | 13 | 676.48
11.04. | 14 | 675.86
11.04. | 15 | 676.37
11.04. | 16 | 676.48
11.04. | 17 | 347.77
11.04. | 18 | 327.36
11.04. | 19 | 327.37
11.04. | 20 | 326.71
11.04. | 21 | 327.26
11.04. | 22 | 327.34
11.04. | 23 | 327.48
11.04. | 24 | 327.34
12.04. | 1 | 298.23
12.04. | 2 | 298.11
12.04. | 3 | 298.04
12.04. | 4 | 298.25
12.04. | 5 | 298.15
12.04. | 6 | 297.99
12.04. | 7 | 298.09
12.04. | 8 | 298.03
12.04. | 9 | 298.17
12.04. | 10 | 298.04
12.04. | 11 | 298.12
12.04. | 12 | 298.1
12.04. | 13 | 298.07
12.04. | 14 | 297.97
12.04. | 15 | 298.65
12.04. | 16 | 298.19
12.04. | 17 | 298.09
12.04. | 18 | 298.17
12.04. | 19 | 298.1
12.04. | 20 | 298.24
12.04. | 21 | 298.28
12.04. | 22 | 298.28
12.04. | 23 | 298.24
12.04. | 24 | 298.11
13.04. | 1 | 298.28
13.04. | 2 | 298.18
13.04. | 3 | 298.08
13.04. | 4 | 298.25
13.04. | 5 | 297.64
13.04. | 6 | 298.04
13.04. | 7 | 298.1
13.04. | 8 | 298.31
13.04. | 9 | 298.16
13.04. | 10 | 298.2
13.04. | 11 | 298.01
13.04. | 12 | 298.2
13.04. | 13 | 298.1
13.04. | 14 | 298.1
13.04. | 15 | 298.21
13.04. | 16 | 298.24
13.04. | 17 | 298.13
13.04. | 18 | 298.17
13.04. | 19 | 298.11
13.04. | 20 | 298.06
13.04. | 21 | 298.26
13.04. | 22 | 298.21
13.04. | 23 | 298.15
13.04. | 24 | 298.19
14.04. | 1 | 298.1
14.04. | 2 | 298.17
14.04. | 3 | 298.03
14.04. | 4 | 297.98
14.04. | 5 | 297.9
14.04. | 6 | 298.03
14.04. | 7 | 298.06
14.04. | 8 | 298.16
14.04. | 9 | 298.19
14.04. | 10 | 298.16
14.04. | 11 | 298.01
14.04. | 12 | 298.24
14.04. | 13 | 298.14
14.04. | 14 | 297.99
14.04. | 15 | 297.77
14.04. | 16 | 298.03
14.04. | 17 | 298.08
14.04. | 18 | 298.08
14.04. | 19 | 297.98
14.04. | 20 | 198.85
14.04. | 21 | 198.82
14.04. | 22 | 198.82
14.04. | 23 | 198.85
14.04. | 24 | 198.74
15.04. | 1 | 198.77
15.04. | 2 | 198.65
15.04. | 3 | 198.6
15.04. | 4 | 198.6
15.04. | 5 | 198.79
15.04. | 6 | 198.44
15.04. | 7 | 198.62
15.04. | 8 | 198.74
15.04. | 9 | 198.75
15.04. | 10 | 198.6
15.04. | 11 | 198.64
15.04. | 12 | 198.63
15.04. | 13 | 198.67
15.04. | 14 | 198.65
15.04. | 15 | 198.77
15.04. | 16 | 198.71
15.04. | 17 | 198.44
15.04. | 18 | 198.44
15.04. | 19 | 198.67
15.04. | 20 | 198.68
15.04. | 21 | 198.76
15.04. | 22 | 198.72
15.04. | 23 | 198.62
15.04. | 24 | 198.84
16.04. | 1 | 198.89
16.04. | 2 | 198.83
16.04. | 3 | 198.83
16.04. | 4 | 198.64
16.04. | 5 | 198.79
16.04. | 6 | 198.44
16.04. | 7 | 198.63
16.04. | 8 | 198.66
16.04. | 9 | 198.67
16.04. | 10 | 198.79
16.04. | 11 | 198.83
16.04. | 12 | 198.36
16.04. | 13 | 198.48
16.04. | 14 | 198.69
16.04. | 15 | 55.7
16.04. | 16 | 57.48
16.04. | 17 | 57.54
16.04. | 18 | 54.58
16.04. | 19 | 54.54
16.04. | 20 | 54.53
16.04. | 21 | 54.56
16.04. | 22 | 54.5
16.04. | 23 | 54.47
16.04. | 24 | 109.25
17.04. | 1 | 198.55
17.04. | 2 | 198.44
17.04. | 3 | 198.66
17.04. | 4 | 198.37
17.04. | 5 | 198.08
17.04. | 6 | 198.44
17.04. | 7 | 126.29
17.04. | 8 | 54.46
17.04. | 9 | 0
17.04. | 10 | 57.41
17.04. | 11 | 70.44
17.04. | 12 | 70.4
17.04. | 13 | 70.42
17.04. | 14 | 70.51
17.04. | 15 | 54.6
17.04. | 16 | 54.3
17.04. | 17 | 54.51
17.04. | 18 | -1.45
17.04. | 19 | -1.63
17.04. | 20 | 54.57
17.04. | 21 | 69.36
17.04. | 22 | 69.37
17.04. | 23 | 69.3
17.04. | 24 | 69.27
18.04. | 1 | 54.42
18.04. | 2 | 54.44
18.04. | 3 | 0
18.04. | 4 | 47.09
18.04. | 5 | 54.8
18.04. | 6 | 69.56
18.04. | 7 | 69.62
18.04. | 8 | 69.66
18.04. | 9 | 70.16
18.04. | 10 | 54.33
18.04. | 11 | 68.75
18.04. | 12 | -1.87
18.04. | 13 | -1
18.04. | 14 | 198
18.04. | 15 | 198.69
18.04. | 16 | 198.75
18.04. | 17 | 198.35
18.04. | 18 | 198.42
18.04. | 19 | 198.62
18.04. | 20 | 198.71
18.04. | 21 | 198.25
18.04. | 22 | 198.43
18.04. | 23 | 198.58
18.04. | 24 | 198.54
19.04. | 1 | 198.31
19.04. | 2 | 198.11
19.04. | 3 | 198.17
19.04. | 4 | 197.69
19.04. | 5 | 198.18
19.04. | 6 | 198.38
19.04. | 7 | 198.59
19.04. | 8 | 198.64
19.04. | 9 | 198.77
19.04. | 10 | 198.62
19.04. | 11 | 198.72
19.04. | 12 | 198.76
19.04. | 13 | 198.85
19.04. | 14 | 198.81
19.04. | 15 | 198.58
19.04. | 16 | 198.59
19.04. | 17 | 198.63
19.04. | 18 | 198.68
19.04. | 19 | 198.59
19.04. | 20 | 198.75
19.04. | 21 | 198.67
19.04. | 22 | 198.68
19.04. | 23 | 198.52
19.04. | 24 | 198.6
20.04. | 1 | 198.54
20.04. | 2 | 198.57
20.04. | 3 | 198.56
20.04. | 4 | 198.56
20.04. | 5 | 198.63
20.04. | 6 | 198.57
20.04. | 7 | 198.53
20.04. | 8 | 198.52
20.04. | 9 | 198.53
20.04. | 10 | 198.56
20.04. | 11 | 198.51
20.04. | 12 | 198.61
20.04. | 13 | 198.5
20.04. | 14 | 198.55
20.04. | 15 | 198.56
20.04. | 16 | 198.54
20.04. | 17 | 198.58
20.04. | 18 | 198.62
20.04. | 19 | 198.72
20.04. | 20 | 198.62
20.04. | 21 | 198.65
20.04. | 22 | 198.57
20.04. | 23 | 198.55
20.04. | 24 | 198.54
21.04. | 1 | 198.53
21.04. | 2 | 198.46
21.04. | 3 | 198.5
21.04. | 4 | 198.53
21.04. | 5 | 198.5
21.04. | 6 | 198.51
21.04. | 7 | 198.54
21.04. | 8 | 198.56
21.04. | 9 | 198.53
21.04. | 10 | 198.6
21.04. | 11 | 198.55
21.04. | 12 | 198.53
21.04. | 13 | 198.51
21.04. | 14 | 198.45
21.04. | 15 | 203.49
21.04. | 16 | 203.57
21.04. | 17 | 203.57
21.04. | 18 | 203.54
21.04. | 19 | 203.46
21.04. | 20 | 203.49
21.04. | 21 | 203.56
21.04. | 22 | 203.5
21.04. | 23 | 203.22
21.04. | 24 | 202.59
22.04. | 1 | 203.32
22.04. | 2 | 203.56
22.04. | 3 | 204
22.04. | 4 | 203.53
22.04. | 5 | 203.42
22.04. | 6 | 203.44
22.04. | 7 | 203.59
22.04. | 8 | 203.53
22.04. | 9 | 203.6
22.04. | 10 | 203.5
22.04. | 11 | 203.54
22.04. | 12 | 203.53
22.04. | 13 | 203.45
22.04. | 14 | 203.48
22.04. | 15 | 203.51
22.04. | 16 | 203.58
22.04. | 17 | 203.57
22.04. | 18 | 203.4
22.04. | 19 | 203.42
22.04. | 20 | 203.55
22.04. | 21 | 203.52
22.04. | 22 | 203.6
22.04. | 23 | 203.84
22.04. | 24 | 203.73
23.04. | 1 | 203.77
23.04. | 2 | 203.46
23.04. | 3 | 203.7
23.04. | 4 | 203.73
23.04. | 5 | 203.82
23.04. | 6 | 203.74
23.04. | 7 | 203.65
23.04. | 8 | 203.85
23.04. | 9 | 203.66
23.04. | 10 | 203.72
23.04. | 11 | 203.84
23.04. | 12 | 203.65
23.04. | 13 | 203.76
23.04. | 14 | 203.67
23.04. | 15 | 203.67
23.04. | 16 | 203.67
23.04. | 17 | 203.03
23.04. | 18 | 202.12
23.04. | 19 | 202.95
23.04. | 20 | 203.15
23.04. | 21 | 203.21
23.04. | 22 | 203.01
23.04. | 23 | 203.64
23.04. | 24 | 203.67
24.04. | 1 | 203.74
24.04. | 2 | 203.66
24.04. | 3 | 203.65
24.04. | 4 | 203.43
24.04. | 5 | 202.71
24.04. | 6 | 203.39
24.04. | 7 | 203.33
24.04. | 8 | 203.26
24.04. | 9 | 203.4
24.04. | 10 | 203.72
24.04. | 11 | 203.56
24.04. | 12 | 203.7
24.04. | 13 | 203.62
24.04. | 14 | 203.85
24.04. | 15 | 203.81
24.04. | 16 | 203.85
24.04. | 17 | 203.62
24.04. | 18 | 203.66
24.04. | 19 | 203.5
24.04. | 20 | 203.81
24.04. | 21 | 204.44
24.04. | 22 | 203.46
24.04. | 23 | 203.62
24.04. | 24 | 203.63
25.04. | 1 | 203.75
25.04. | 2 | 203.68
25.04. | 3 | 203.71
25.04. | 4 | 203.66
25.04. | 5 | 115.52
25.04. | 6 | -1.77
25.04. | 7 | 48.99
25.04. | 8 | 49.15
25.04. | 9 | 49.11
25.04. | 10 | 49.33
25.04. | 11 | 49.1
25.04. | 12 | 49.03
25.04. | 13 | 49.12
25.04. | 14 | 49.39
25.04. | 15 | 49.56
25.04. | 16 | 49.19
25.04. | 17 | 49.22
25.04. | 18 | 49.02
25.04. | 19 | 49.27
25.04. | 20 | 49.46
25.04. | 21 | 49.31
25.04. | 22 | 49.24
25.04. | 23 | 49.35
25.04. | 24 | 48.84
26.04. | 1 | 48.71
26.04. | 2 | 48.4
26.04. | 3 | 49.12
26.04. | 4 | 48.64
26.04. | 5 | 49.03
26.04. | 6 | 48.94
26.04. | 7 | 49.12
26.04. | 8 | 48.66
26.04. | 9 | 48.86
26.04. | 10 | 49.22
26.04. | 11 | 49.14
26.04. | 12 | 49.15
26.04. | 13 | 49.12
26.04. | 14 | 49.49
26.04. | 15 | 49.31
26.04. | 16 | 49.52
26.04. | 17 | 49.47
26.04. | 18 | 49.39
26.04. | 19 | 49.47
26.04. | 20 | 51.36
26.04. | 21 | 51.48
26.04. | 22 | 51.4
26.04. | 23 | 51.28
26.04. | 24 | 51.14
27.04. | 1 | 51.23
27.04. | 2 | 51.06
27.04. | 3 | 51.12
27.04. | 4 | 51.15
27.04. | 5 | 51.04
27.04. | 6 | 51.01
27.04. | 7 | 347.11
27.04. | 8 | 347.03
27.04. | 9 | 346.99
27.04. | 10 | 347.77
27.04. | 11 | 347.05
27.04. | 12 | 346.79
27.04. | 13 | 346.69
27.04. | 14 | 346.95
27.04. | 15 | 346.41
27.04. | 16 | 346.16
27.04. | 17 | 347.81
27.04. | 18 | 347.85
27.04. | 19 | 348.04
27.04. | 20 | 348.06
27.04. | 21 | 348.15
27.04. | 22 | 348.07
27.04. | 23 | 348.24
27.04. | 24 | 348.24
28.04. | 1 | 348.16
28.04. | 2 | 348.03
28.04. | 3 | 348.07
28.04. | 4 | 348.11
28.04. | 5 | 348.1
28.04. | 6 | 348.07
28.04. | 7 | 397.76
28.04. | 8 | 348.27
28.04. | 9 | 348.17
28.04. | 10 | 397.84
28.04. | 11 | 397.73
28.04. | 12 | 397.77
28.04. | 13 | 348.34
28.04. | 14 | 396.82
28.04. | 15 | 396
28.04. | 16 | 396
28.04. | 17 | 397
28.04. | 18 | 347.21
28.04. | 19 | 347.37
28.04. | 20 | 396.91
28.04. | 21 | 396.89
28.04. | 22 | 397.97
28.04. | 23 | 397.92
28.04. | 24 | 398.11
29.04. | 1 | 397.73
29.04. | 2 | 397.81
29.04. | 3 | 397.84
29.04. | 4 | 397.86
29.04. | 5 | 397.82
29.04. | 6 | 397.83
29.04. | 7 | 397.81
29.04. | 8 | 397.73
29.04. | 9 | 397.81
29.04. | 10 | 397.94
29.04. | 11 | 397.79
29.04. | 12 | 397.75
29.04. | 13 | 397.75
29.04. | 14 | 397.84
29.04. | 15 | 397.71
29.04. | 16 | 397.67
29.04. | 17 | 397.63
29.04. | 18 | 397.78
29.04. | 19 | 397.5
29.04. | 20 | 397.92
29.04. | 21 | 397.88
29.04. | 22 | 397.86
29.04. | 23 | 397.8
29.04. | 24 | 397.77
30.04. | 1 | 397.73
30.04. | 2 | 397.8
30.04. | 3 | 397.75
30.04. | 4 | 397.76
30.04. | 5 | 397.8
30.04. | 6 | 397.73
30.04. | 7 | 397.81
30.04. | 8 | 385.84
30.04. | 9 | 385.89
30.04. | 10 | 385.84
30.04. | 11 | 385.98
30.04. | 12 | 385.82
30.04. | 13 | 385.84
30.04. | 14 | 397.62
30.04. | 15 | 397.78
30.04. | 16 | 397.6
30.04. | 17 | 298.57
30.04. | 18 | 286.27
30.04. | 19 | 286.37
30.04. | 20 | 298.27
30.04. | 21 | 298.18
30.04. | 22 | 298.22
30.04. | 23 | 396.89
30.04. | 24 | 396.91
01.05. | 1 | 396.88
01.05. | 2 | 396.8
01.05. | 3 | 396.86
01.05. | 4 | 396.83
01.05. | 5 | 396.83
01.05. | 6 | 396.84
01.05. | 7 | 396.8
01.05. | 8 | 384.96
01.05. | 9 | 385.05
01.05. | 10 | 384.79
01.05. | 11 | 384.87
01.05. | 12 | 384.94
01.05. | 13 | 107.19
01.05. | 14 | 106.99
01.05. | 15 | 107.27
01.05. | 16 | 107.3
01.05. | 17 | 106.78
01.05. | 18 | 106.97
01.05. | 19 | 106.84
01.05. | 20 | 106.64
01.05. | 21 | 107.17
01.05. | 22 | 106.76
01.05. | 23 | 386.85
01.05. | 24 | 397.64
02.05. | 1 | 397.82
02.05. | 2 | 397.81
02.05. | 3 | 397.8
02.05. | 4 | 397.8
02.05. | 5 | 397.82
02.05. | 6 | 397.77
02.05. | 7 | 397.92
02.05. | 8 | 374.5
02.05. | 9 | 348.11
02.05. | 10 | 0
02.05. | 11 | -1.71
02.05. | 12 | -1.67
02.05. | 13 | 169.19
02.05. | 14 | 396.81
02.05. | 15 | 396.95
02.05. | 16 | 396.91
02.05. | 17 | 347.32
02.05. | 18 | 347.18
02.05. | 19 | 396.69
02.05. | 20 | 396.8
02.05. | 21 | 396.36
02.05. | 22 | 396.55
02.05. | 23 | 396.61
02.05. | 24 | 396.69
03.05. | 1 | 396.86
03.05. | 2 | 396.87
03.05. | 3 | 396.84
03.05. | 4 | 396.85
03.05. | 5 | 396.91
03.05. | 6 | 396.73
03.05. | 7 | 396.84
03.05. | 8 | 396.77
03.05. | 9 | 396.87
03.05. | 10 | 396.79
03.05. | 11 | 396.85
03.05. | 12 | 396.8
03.05. | 13 | 396
03.05. | 14 | 396.95
03.05. | 15 | 396
03.05. | 16 | 396.9
03.05. | 17 | 396.87
03.05. | 18 | 396
03.05. | 19 | 396.88
03.05. | 20 | 396.97
03.05. | 21 | 397
03.05. | 22 | 396.94
03.05. | 23 | 396.85
03.05. | 24 | 396.93
04.05. | 1 | 396
04.05. | 2 | 396.87
04.05. | 3 | 396.84
04.05. | 4 | 396
04.05. | 5 | 396.84
04.05. | 6 | 396.77
04.05. | 7 | 347
04.05. | 8 | 298.22
04.05. | 9 | 298.21
04.05. | 10 | 298.19
04.05. | 11 | 298.65
04.05. | 12 | 298.23
04.05. | 13 | 396.8
04.05. | 14 | 396
04.05. | 15 | 398.85
04.05. | 16 | 398.7
04.05. | 17 | 300
04.05. | 18 | 299.64
04.05. | 19 | 398.72
04.05. | 20 | 399
04.05. | 21 | 398.86
04.05. | 22 | 398.88
04.05. | 23 | 398.68
04.05. | 24 | 398.78
05.05. | 1 | 398.52
05.05. | 2 | 398.18
05.05. | 3 | 398.47
05.05. | 4 | 398.85
05.05. | 5 | 398.89
05.05. | 6 | 398.89
05.05. | 7 | 399
05.05. | 8 | 398.78
05.05. | 9 | 398.82
05.05. | 10 | 398.67
05.05. | 11 | 398.86
05.05. | 12 | 398.7
05.05. | 13 | 398.79
05.05. | 14 | 398
05.05. | 15 | 398.73
05.05. | 16 | 398.85
05.05. | 17 | 398
05.05. | 18 | 398.88
05.05. | 19 | 398.82
05.05. | 20 | 399
05.05. | 21 | 398.85
05.05. | 22 | 398.84
05.05. | 23 | 398.76
05.05. | 24 | 398.84
06.05. | 1 | 399
06.05. | 2 | 398.83
06.05. | 3 | 398
06.05. | 4 | 398.69
06.05. | 5 | 399
06.05. | 6 | 398.78
06.05. | 7 | 398.78
06.05. | 8 | 398
06.05. | 9 | 398.78
06.05. | 10 | 398.8
06.05. | 11 | 200.44
06.05. | 12 | 200.75
06.05. | 13 | 397
06.05. | 14 | 397.64
06.05. | 15 | 397.77
06.05. | 16 | 397.8
06.05. | 17 | 298.65
06.05. | 18 | 299.16
06.05. | 19 | 397.81
06.05. | 20 | 397.87
06.05. | 21 | 397.83
06.05. | 22 | 397.85
06.05. | 23 | 398
06.05. | 24 | 397.85
07.05. | 1 | 398
07.05. | 2 | 397.86
07.05. | 3 | 397.81
07.05. | 4 | 397.87
07.05. | 5 | 398
07.05. | 6 | 397.81
07.05. | 7 | 397.32
07.05. | 8 | 397.29
07.05. | 9 | 397.36
07.05. | 10 | 397
07.05. | 11 | 199.67
07.05. | 12 | 199.7
07.05. | 13 | 397.87
07.05. | 14 | 397.26
07.05. | 15 | 397.8
07.05. | 16 | 397
07.05. | 17 | 298.09
07.05. | 18 | 297.98
07.05. | 19 | 296.65
07.05. | 20 | 296.7
07.05. | 21 | 297.64
07.05. | 22 | 396.86
07.05. | 23 | 396.52
07.05. | 24 | 396.73
08.05. | 1 | 397
08.05. | 2 | 396.58
08.05. | 3 | 396.6
08.05. | 4 | 396.67
08.05. | 5 | 396.65
08.05. | 6 | 396
08.05. | 7 | 396.29
08.05. | 8 | 395.9
08.05. | 9 | 347
08.05. | 10 | 346.17
08.05. | 11 | 334.34
08.05. | 12 | 135.23
08.05. | 13 | 135.71
08.05. | 14 | 135.94
08.05. | 15 | 135.92
08.05. | 16 | 136.12
08.05. | 17 | 136.05
08.05. | 18 | 136.03
08.05. | 19 | 136.29
08.05. | 20 | 143.01
08.05. | 21 | 386.66
08.05. | 22 | 397.68
08.05. | 23 | 397.25
08.05. | 24 | 397.17
09.05. | 1 | 397.33
09.05. | 2 | 397.44
09.05. | 3 | 397.3
09.05. | 4 | 397.27
09.05. | 5 | 397.1
09.05. | 6 | 397.26
09.05. | 7 | 397
09.05. | 8 | 396.74
09.05. | 9 | 396.93
09.05. | 10 | 396.97
09.05. | 11 | 198.44
09.05. | 12 | 199.11
09.05. | 13 | 298.68
09.05. | 14 | 396.86
09.05. | 15 | 298.08
09.05. | 16 | 298.23
09.05. | 17 | 297.64
09.05. | 18 | 298.29
09.05. | 19 | 297.64
09.05. | 20 | 396.9
09.05. | 21 | 397
09.05. | 22 | 396
09.05. | 23 | 396.94
09.05. | 24 | 396.98
10.05. | 1 | 397
10.05. | 2 | 396.88
10.05. | 3 | 396.83
10.05. | 4 | 397
10.05. | 5 | 396.76
10.05. | 6 | 396.87
10.05. | 7 | 397
10.05. | 8 | 396.9
10.05. | 9 | 396.88
10.05. | 10 | 396
10.05. | 11 | 396.81
10.05. | 12 | 396.83
10.05. | 13 | 396
10.05. | 14 | 396.84
10.05. | 15 | 396.74
10.05. | 16 | 396.77
10.05. | 17 | 396.71
10.05. | 18 | 396.86
10.05. | 19 | 396.95
10.05. | 20 | 396.9
10.05. | 21 | 397
10.05. | 22 | 396.95
10.05. | 23 | 396.93
10.05. | 24 | 396.95
11.05. | 1 | 397
11.05. | 2 | 396.91
11.05. | 3 | 397
11.05. | 4 | 396.53
11.05. | 5 | 396.81
11.05. | 6 | 396
11.05. | 7 | 396.85
11.05. | 8 | 396.84
11.05. | 9 | 396.87
11.05. | 10 | 396
11.05. | 11 | 396.88
11.05. | 12 | 396.77
11.05. | 13 | 397
11.05. | 14 | 396.86
11.05. | 15 | 396.91
11.05. | 16 | 397
11.05. | 17 | 396.9
11.05. | 18 | 396.93
11.05. | 19 | 396
11.05. | 20 | 396.98
11.05. | 21 | 396.9
11.05. | 22 | 396.93
11.05. | 23 | 397
11.05. | 24 | 396.84
12.05. | 1 | 397
12.05. | 2 | 396.73
12.05. | 3 | 396.85
12.05. | 4 | 397
12.05. | 5 | 396.72
12.05. | 6 | 396.9
12.05. | 7 | 396
12.05. | 8 | 396
12.05. | 9 | 396
12.05. | 10 | 396
12.05. | 11 | 298.65
12.05. | 12 | 298.65
12.05. | 13 | 396
12.05. | 14 | 396.86
12.05. | 15 | 397
12.05. | 16 | 396.69
12.05. | 17 | 298.2
12.05. | 18 | 396.84
12.05. | 19 | 395.87
12.05. | 20 | 396.93
12.05. | 21 | 396.95
12.05. | 22 | 396.86
12.05. | 23 | 396.8
12.05. | 24 | 396.78
13.05. | 1 | 396
13.05. | 2 | 396.81
13.05. | 3 | 396.85
13.05. | 4 | 396.81
13.05. | 5 | 396
13.05. | 6 | 396.89
13.05. | 7 | 396.86
13.05. | 8 | 396.76
13.05. | 9 | 347.16
13.05. | 10 | 347.17
13.05. | 11 | 119.17
13.05. | 12 | 159.06
13.05. | 13 | 318.04
13.05. | 14 | 318.11
13.05. | 15 | 318.09
13.05. | 16 | 297.69
13.05. | 17 | 119.36
13.05. | 18 | 138.72
13.05. | 19 | 218.67
13.05. | 20 | 233.5
13.05. | 21 | 367.12
13.05. | 22 | 396.63
13.05. | 23 | 396.75
13.05. | 24 | 396.77
14.05. | 1 | 396.82
14.05. | 2 | 396.76
14.05. | 3 | 396.8
14.05. | 4 | 396.7
14.05. | 5 | 396.88
14.05. | 6 | 396.83
14.05. | 7 | 396
14.05. | 8 | 396.76
14.05. | 9 | 396.79
14.05. | 10 | 395.43
14.05. | 11 | 297.53
14.05. | 12 | 297.36
14.05. | 13 | 397.86
14.05. | 14 | 397.88
14.05. | 15 | 397.83
14.05. | 16 | 397.8
14.05. | 17 | 298.17
14.05. | 18 | 297.64
14.05. | 19 | 298.16
14.05. | 20 | 297.65
14.05. | 21 | 297.35
14.05. | 22 | 298.11
14.05. | 23 | 397.52
14.05. | 24 | 397.33
15.05. | 1 | 397.57
15.05. | 2 | 397.52
15.05. | 3 | 397.74
15.05. | 4 | 397.92
15.05. | 5 | 397.69
15.05. | 6 | 397.79
15.05. | 7 | 397.82
15.05. | 8 | 397.78
15.05. | 9 | 397
15.05. | 10 | 249.5
15.05. | 11 | 119.82
15.05. | 12 | 107.92
15.05. | 13 | 107.9
15.05. | 14 | 107.86
15.05. | 15 | 108.48
15.05. | 16 | 107.9
15.05. | 17 | 107.12
15.05. | 18 | 107.46
15.05. | 19 | 107.83
15.05. | 20 | 107.65
15.05. | 21 | 156.74
15.05. | 22 | 186.98
15.05. | 23 | 397.85
15.05. | 24 | 397.87
16.05. | 1 | 397.79
16.05. | 2 | 397.85
16.05. | 3 | 397.78
16.05. | 4 | 397.84
16.05. | 5 | 397.9
16.05. | 6 | 397.69
16.05. | 7 | 397.85
16.05. | 8 | 397.84
16.05. | 9 | 397.77
16.05. | 10 | 397.85
16.05. | 11 | 198.78
16.05. | 12 | 198.77
16.05. | 13 | 397.75
16.05. | 14 | 397.75
16.05. | 15 | 397.79
16.05. | 16 | 397.73
16.05. | 17 | 198.75
16.05. | 18 | 397.95
16.05. | 19 | 397.91
16.05. | 20 | 397.76
16.05. | 21 | 397.74
16.05. | 22 | 397.84
16.05. | 23 | 397.75
16.05. | 24 | 397.83
17.05. | 1 | 397.64
17.05. | 2 | 397.77
17.05. | 3 | 397.89
17.05. | 4 | 397.74
17.05. | 5 | 397.84
17.05. | 6 | 397.78
17.05. | 7 | 397.54
17.05. | 8 | 397.71
17.05. | 9 | 397.81
17.05. | 10 | 397.81
17.05. | 11 | 398.02
17.05. | 12 | 211.87
17.05. | 13 | 396.67
17.05. | 14 | 396.82
17.05. | 15 | 396.73
17.05. | 16 | 396.79
17.05. | 17 | 198.67
17.05. | 18 | 396.92
17.05. | 19 | 396.94
17.05. | 20 | 396.92
17.05. | 21 | 396.95
17.05. | 22 | 396.74
17.05. | 23 | 396.53
17.05. | 24 | 396.66
18.05. | 1 | 396.74
18.05. | 2 | 396.75
18.05. | 3 | 396.83
18.05. | 4 | 396.82
18.05. | 5 | 396.89
18.05. | 6 | 396.7
18.05. | 7 | 396.63
18.05. | 8 | 396.96
18.05. | 9 | 298.23
18.05. | 10 | 298.17
18.05. | 11 | 298.17
18.05. | 12 | 298.09
18.05. | 13 | 298.34
18.05. | 14 | 397
18.05. | 15 | 396.84
18.05. | 16 | 396.63
18.05. | 17 | 298.16
18.05. | 18 | 396.84
18.05. | 19 | 396.4
18.05. | 20 | 396.79
18.05. | 21 | 297.55
18.05. | 22 | 297.61
18.05. | 23 | 396.77
18.05. | 24 | 396.9
19.05. | 1 | 396.88
19.05. | 2 | 396.81
19.05. | 3 | 396.8
19.05. | 4 | 396.84
19.05. | 5 | 396.79
19.05. | 6 | 396.86
19.05. | 7 | 396.81
19.05. | 8 | 396.87
19.05. | 9 | 396.89
19.05. | 10 | 396.76
19.05. | 11 | 362.31
19.05. | 12 | 298.16
19.05. | 13 | 396.83
19.05. | 14 | 398.81
19.05. | 15 | 398.81
19.05. | 16 | 398.81
19.05. | 17 | 300.14
19.05. | 18 | 399.04
19.05. | 19 | 398.87
19.05. | 20 | 398.79
19.05. | 21 | 398.8
19.05. | 22 | 398.84
19.05. | 23 | 398.74
19.05. | 24 | 398.71
20.05. | 1 | 398.64
20.05. | 2 | 398.8
20.05. | 3 | 398.93
20.05. | 4 | 398.83
20.05. | 5 | 398.94
20.05. | 6 | 398.9
20.05. | 7 | 398.95
20.05. | 8 | 398.9
20.05. | 9 | 398.92
20.05. | 10 | 299.95
20.05. | 11 | 300.14
20.05. | 12 | 300.25
20.05. | 13 | 398.87
20.05. | 14 | 398.69
20.05. | 15 | 398.78
20.05. | 16 | 398.61
20.05. | 17 | 299.59
20.05. | 18 | 299.68
20.05. | 19 | 398.83
20.05. | 20 | 398.87
20.05. | 21 | 398.91
20.05. | 22 | 398.85
20.05. | 23 | 398.77
20.05. | 24 | 398.86
21.05. | 1 | 398.81
21.05. | 2 | 398.86
21.05. | 3 | 398.79
21.05. | 4 | 398.61
21.05. | 5 | 398.75
21.05. | 6 | 398.86
21.05. | 7 | 300.25
21.05. | 8 | 300.26
21.05. | 9 | 300.65
21.05. | 10 | 300.08
21.05. | 11 | 199.82
21.05. | 12 | 199.72
21.05. | 13 | 298.65
21.05. | 14 | 396.78
21.05. | 15 | 396.74
21.05. | 16 | 396.83
21.05. | 17 | 199.43
21.05. | 18 | 199.85
21.05. | 19 | 223.08
21.05. | 20 | 298.65
21.05. | 21 | 298.65
21.05. | 22 | 337
21.05. | 23 | 397.69
21.05. | 24 | 397.59
22.05. | 1 | 397.74
22.05. | 2 | 397.73
22.05. | 3 | 397.82
22.05. | 4 | 397.81
22.05. | 5 | 397.83
22.05. | 6 | 397.93
22.05. | 7 | 298.57
22.05. | 8 | 298.64
22.05. | 9 | 298.61
22.05. | 10 | 298.53
22.05. | 11 | 156.95
22.05. | 12 | 156.97
22.05. | 13 | 157.18
22.05. | 14 | 157.15
22.05. | 15 | 156.34
22.05. | 16 | 156.9
22.05. | 17 | 157.06
22.05. | 18 | 156.96
22.05. | 19 | 157
22.05. | 20 | 256.05
22.05. | 21 | 256.06
22.05. | 22 | 256.43
22.05. | 23 | 298.14
22.05. | 24 | 396.76
23.05. | 1 | 396.92
23.05. | 2 | 396.78
23.05. | 3 | 396.82
23.05. | 4 | 396.8
23.05. | 5 | 396.77
23.05. | 6 | 396.82
23.05. | 7 | 396.83
23.05. | 8 | 396.71
23.05. | 9 | 396.31
23.05. | 10 | 396.45
23.05. | 11 | 268.34
23.05. | 12 | 268.42
23.05. | 13 | 396.76
23.05. | 14 | 396
23.05. | 15 | 396.64
23.05. | 16 | 396.82
23.05. | 17 | 297.67
23.05. | 18 | 396.75
23.05. | 19 | 396.95
23.05. | 20 | 397.04
23.05. | 21 | 396.95
23.05. | 22 | 396.8
23.05. | 23 | 396.87
23.05. | 24 | 396.76
24.05. | 1 | 396.6
24.05. | 2 | 396.5
24.05. | 3 | 396.55
24.05. | 4 | 396.76
24.05. | 5 | 396.96
24.05. | 6 | 396.97
24.05. | 7 | 396.91
24.05. | 8 | 396.76
24.05. | 9 | 396.88
24.05. | 10 | 297.63
24.05. | 11 | 297.58
24.05. | 12 | 297.53
24.05. | 13 | 397.82
24.05. | 14 | 397.86
24.05. | 15 | 397.91
24.05. | 16 | 397.89
24.05. | 17 | 298.65
24.05. | 18 | 298.53
24.05. | 19 | 396.78
24.05. | 20 | 397.15
24.05. | 21 | 396.97
24.05. | 22 | 396.78
24.05. | 23 | 396.82
24.05. | 24 | 396.8
25.05. | 1 | 396.82
25.05. | 2 | 396.84
25.05. | 3 | 396.83
25.05. | 4 | 396.87
25.05. | 5 | 396.81
25.05. | 6 | 396.73
25.05. | 7 | 396.85
25.05. | 8 | 396.83
25.05. | 9 | 396.89
25.05. | 10 | 297.52
25.05. | 11 | 297.36
25.05. | 12 | 297.57
25.05. | 13 | 396.81
25.05. | 14 | 396.91
25.05. | 15 | 396.89
25.05. | 16 | 298.26
25.05. | 17 | 297.64
25.05. | 18 | 396.86
25.05. | 19 | 396.86
25.05. | 20 | 397
25.05. | 21 | 395.87
25.05. | 22 | 396.86
25.05. | 23 | 396
25.05. | 24 | 396
26.05. | 1 | 396
26.05. | 2 | 396
26.05. | 3 | 396
26.05. | 4 | -1.01
26.05. | 5 | -1
26.05. | 6 | 73.17
26.05. | 7 | 74.16
26.05. | 8 | 73.17
26.05. | 9 | 74.16
26.05. | 10 | 73.17
26.05. | 11 | 73.17
26.05. | 12 | 74.16
26.05. | 13 | 74.16
26.05. | 14 | 73.17
26.05. | 15 | 74.16
26.05. | 16 | 73.17
26.05. | 17 | 73.43
26.05. | 18 | 73.31
26.05. | 19 | 73.56
26.05. | 20 | 73.48
26.05. | 21 | 73.56
26.05. | 22 | 74.16
26.05. | 23 | 73.42
26.05. | 24 | 73.33
27.05. | 1 | 73.41
27.05. | 2 | 73.38
27.05. | 3 | 73.33
27.05. | 4 | 73.29
27.05. | 5 | 72.87
27.05. | 6 | 494.81
27.05. | 7 | 495.06
27.05. | 8 | 495.11
27.05. | 9 | 495.13
27.05. | 10 | 495.23
27.05. | 11 | 495.21
27.05. | 12 | 495.27
27.05. | 13 | 495.1
27.05. | 14 | 495.15
27.05. | 15 | 495.14
27.05. | 16 | 495.15
27.05. | 17 | 495.15
27.05. | 18 | 495.07
27.05. | 19 | 495.18
27.05. | 20 | 495.11
27.05. | 21 | 495.2
27.05. | 22 | 495.12
27.05. | 23 | 495.17
27.05. | 24 | 495.16
28.05. | 1 | 495.15
28.05. | 2 | 495.13
28.05. | 3 | 495.06
28.05. | 4 | 495.2
28.05. | 5 | 494.99
28.05. | 6 | 495.23
28.05. | 7 | 495.19
28.05. | 8 | 446.09
28.05. | 9 | 446.1
28.05. | 10 | 495.3
28.05. | 11 | 446.04
28.05. | 12 | 416.45
28.05. | 13 | 446.01
28.05. | 14 | 494.97
28.05. | 15 | 494.9
28.05. | 16 | 494.99
28.05. | 17 | 416.47
28.05. | 18 | 416.53
28.05. | 19 | 446.19
28.05. | 20 | 446.09
28.05. | 21 | 446.01
28.05. | 22 | 446.09
28.05. | 23 | 445.96
28.05. | 24 | 495.18
29.05. | 1 | 495.05
29.05. | 2 | 495.14
29.05. | 3 | 495.04
29.05. | 4 | 416.42
29.05. | 5 | 445.93
29.05. | 6 | 465.7
29.05. | 7 | 465.81
29.05. | 8 | 465.75
29.05. | 9 | 376
29.05. | 10 | 375.92
29.05. | 11 | 344.31
29.05. | 12 | 344.25
29.05. | 13 | 384.91
29.05. | 14 | 384.99
29.05. | 15 | 385.09
29.05. | 16 | 329.84
29.05. | 17 | 345.14
29.05. | 18 | 385.97
29.05. | 19 | 385.72
29.05. | 20 | 385.91
29.05. | 21 | 386.04
29.05. | 22 | 416.55
29.05. | 23 | 416.5
29.05. | 24 | 496.13
30.05. | 1 | 496.02
30.05. | 2 | 496.15
30.05. | 3 | 465.76
30.05. | 4 | 416.55
30.05. | 5 | 446.09
30.05. | 6 | 465.78
30.05. | 7 | 465.74
30.05. | 8 | 317.97
30.05. | 9 | 277.43
30.05. | 10 | 277.23
30.05. | 11 | 277.22
30.05. | 12 | 277.43
30.05. | 13 | 446.1
30.05. | 14 | 495.2
30.05. | 15 | 495.19
30.05. | 16 | 456.03
30.05. | 17 | 327.52
30.05. | 18 | 327.47
30.05. | 19 | 494.83
30.05. | 20 | 494.84
30.05. | 21 | 494.85
30.05. | 22 | 495.06
30.05. | 23 | 494.54
30.05. | 24 | 494.28
31.05. | 1 | 494.61
31.05. | 2 | 494.91
31.05. | 3 | 0
31.05. | 4 | 144.96
31.05. | 5 | 495.41
31.05. | 6 | 416.6
31.05. | 7 | 416.53
31.05. | 8 | 416.66
31.05. | 9 | 416.56
31.05. | 10 | 416.54
31.05. | 11 | 416.53
31.05. | 12 | 416.62
31.05. | 13 | 446.1
31.05. | 14 | 495.43
31.05. | 15 | 446.03
31.05. | 16 | 446.16
31.05. | 17 | 445.98
31.05. | 18 | 446.16
31.05. | 19 | 446.02
31.05. | 20 | 446.12
31.05. | 21 | 446.1
31.05. | 22 | 445.84
31.05. | 23 | 445.74
31.05. | 24 | 495.13
01.06. | 1 | 495.13
01.06. | 2 | 495.16
01.06. | 3 | 445.71
01.06. | 4 | 446
01.06. | 5 | 446.07
01.06. | 6 | 495.2
01.06. | 7 | 318.4
01.06. | 8 | 318.35
01.06. | 9 | 318.44
01.06. | 10 | 318.56
01.06. | 11 | 318.32
01.06. | 12 | 318.47
01.06. | 13 | 496.29
01.06. | 14 | 496.2
01.06. | 15 | 446.15
01.06. | 16 | 495
01.06. | 17 | 416.61
01.06. | 18 | 495.12
01.06. | 19 | 495.15
01.06. | 20 | 446.2
01.06. | 21 | 446.16
01.06. | 22 | 448.08
01.06. | 23 | 497.24
01.06. | 24 | 497.09
02.06. | 1 | 497
02.06. | 2 | 497.07
02.06. | 3 | 496.95
02.06. | 4 | 497.26
02.06. | 5 | 497.27
02.06. | 6 | 497.33
02.06. | 7 | 497.48
02.06. | 8 | 497.31
02.06. | 9 | 497.33
02.06. | 10 | 497.13
02.06. | 11 | 320.01
02.06. | 12 | 319.95
02.06. | 13 | 496.1
02.06. | 14 | 496
02.06. | 15 | 496.09
02.06. | 16 | 496.22
02.06. | 17 | 466.78
02.06. | 18 | 496.24
02.06. | 19 | 496.25
02.06. | 20 | 496.26
02.06. | 21 | 496.07
02.06. | 22 | 496.23
02.06. | 23 | -1.3
02.06. | 24 | 270.72
03.06. | 1 | 497.09
03.06. | 2 | 497.05
03.06. | 3 | 497.24
03.06. | 4 | 497.2
03.06. | 5 | 497.07
03.06. | 6 | 497.14
03.06. | 7 | 497.25
03.06. | 8 | 497.21
03.06. | 9 | 497.27
03.06. | 10 | 497.16
03.06. | 11 | 418.42
03.06. | 12 | 466.6
03.06. | 13 | 497.21
03.06. | 14 | 497.43
03.06. | 15 | 497.07
03.06. | 16 | 496.84
03.06. | 17 | 418.43
03.06. | 18 | 467.62
03.06. | 19 | 496.84
03.06. | 20 | 497.03
03.06. | 21 | 497.22
03.06. | 22 | 496.59
03.06. | 23 | 497.09
03.06. | 24 | 496.91
04.06. | 1 | 497.33
04.06. | 2 | 497.13
04.06. | 3 | 497.26
04.06. | 4 | 497.15
04.06. | 5 | 497.1
04.06. | 6 | 448.13
04.06. | 7 | 448
04.06. | 8 | 448.05
04.06. | 9 | 448
04.06. | 10 | 349.77
04.06. | 11 | 270.19
04.06. | 12 | 270.36
04.06. | 13 | 299.67
04.06. | 14 | 349.38
04.06. | 15 | 349.22
04.06. | 16 | 349.77
04.06. | 17 | 270.6
04.06. | 18 | 277.37
04.06. | 19 | 348.83
04.06. | 20 | 348.76
04.06. | 21 | 349.37
04.06. | 22 | 349.31
04.06. | 23 | 447
04.06. | 24 | 447.93
05.06. | 1 | 448.06
05.06. | 2 | 448.04
05.06. | 3 | 448.12
05.06. | 4 | 448.14
05.06. | 5 | 448.07
05.06. | 6 | 325.39
05.06. | 7 | 324.71
05.06. | 8 | 309.53
05.06. | 9 | 271.38
05.06. | 10 | 271.59
05.06. | 11 | 159.89
05.06. | 12 | 160.05
05.06. | 13 | 200.44
05.06. | 14 | 248.49
05.06. | 15 | 248.47
05.06. | 16 | 248
05.06. | 17 | 159.01
05.06. | 18 | 198.96
05.06. | 19 | 198.44
05.06. | 20 | 241.53
05.06. | 21 | 248.42
05.06. | 22 | 248.61
05.06. | 23 | 310
05.06. | 24 | 309.94
06.06. | 1 | 323.16
06.06. | 2 | 323
06.06. | 3 | 323
06.06. | 4 | 310.05
06.06. | 5 | 310.68
06.06. | 6 | 334.39
06.06. | 7 | 333.72
06.06. | 8 | 334.39
06.06. | 9 | 334.73
06.06. | 10 | 334.21
06.06. | 11 | 264.31
06.06. | 12 | 304.65
06.06. | 13 | 433.25
06.06. | 14 | 446.06
06.06. | 15 | 445.96
06.06. | 16 | 446.05
06.06. | 17 | 446.14
06.06. | 18 | 446
06.06. | 19 | 445
06.06. | 20 | 446.04
06.06. | 21 | 446.09
06.06. | 22 | 446.07
06.06. | 23 | 446
06.06. | 24 | 446.01
07.06. | 1 | 446
07.06. | 2 | 495.11
07.06. | 3 | 446.02
07.06. | 4 | 446
07.06. | 5 | 445.92
07.06. | 6 | 445
07.06. | 7 | 446.18
07.06. | 8 | 446.16
07.06. | 9 | 445
07.06. | 10 | 446.1
07.06. | 11 | 416.48
07.06. | 12 | 416.61
07.06. | 13 | 495.31
07.06. | 14 | 494
07.06. | 15 | 495.14
07.06. | 16 | 492.52
07.06. | 17 | 496
07.06. | 18 | 448
07.06. | 19 | 448
07.06. | 20 | 462
07.06. | 21 | 496
07.06. | 22 | 478
07.06. | 23 | 478
07.06. | 24 | 477
08.06. | 1 | 495
08.06. | 2 | 495
08.06. | 3 | 483
08.06. | 4 | 495
08.06. | 5 | 446
08.06. | 6 | 448
08.06. | 7 | 447
08.06. | 8 | 448
08.06. | 9 | 376
08.06. | 10 | 376
08.06. | 11 | 376
08.06. | 12 | 437
08.06. | 13 | 447
08.06. | 14 | 447
08.06. | 15 | 447
08.06. | 16 | 447
08.06. | 17 | 447
08.06. | 18 | 446
08.06. | 19 | 446
08.06. | 20 | 446
08.06. | 21 | 446
08.06. | 22 | 447
08.06. | 23 | 446
08.06. | 24 | 446
09.06. | 1 | 447
09.06. | 2 | 495
09.06. | 3 | 445
09.06. | 4 | 445
09.06. | 5 | 446
09.06. | 6 | 445
09.06. | 7 | 445
09.06. | 8 | 445
09.06. | 9 | 445
09.06. | 10 | 445
09.06. | 11 | 321
09.06. | 12 | 372
09.06. | 13 | 397
09.06. | 14 | 300
09.06. | 15 | 300.21
09.06. | 16 | 300
09.06. | 17 | 300.13
09.06. | 18 | 300.19
09.06. | 19 | 299.91
09.06. | 20 | 299.75
09.06. | 21 | 299.26
09.06. | 22 | 299.73
09.06. | 23 | 300.07
09.06. | 24 | 300.09
10.06. | 1 | 299.97
10.06. | 2 | 300.04
10.06. | 3 | 300.13
10.06. | 4 | 300.11
10.06. | 5 | 300
10.06. | 6 | 447.83
10.06. | 7 | 447.9
10.06. | 8 | 306
10.06. | 9 | 70.49
10.06. | 10 | 71
10.06. | 11 | 318.92
10.06. | 12 | 319.25
10.06. | 13 | 301.03
10.06. | 14 | 301.27
10.06. | 15 | 301.15
10.06. | 16 | 301.2
10.06. | 17 | 301.11
10.06. | 18 | 301.4
10.06. | 19 | 301.18
10.06. | 20 | 301.25
10.06. | 21 | 301.17
10.06. | 22 | 301.3
10.06. | 23 | 301.1
10.06. | 24 | 305.3
11.06. | 1 | 447.97
11.06. | 2 | 447.84
11.06. | 3 | 447.99
11.06. | 4 | 447.81
11.06. | 5 | 447.91
11.06. | 6 | 423.38
11.06. | 7 | 423.44
11.06. | 8 | 324
11.06. | 9 | 324
11.06. | 10 | 325
11.06. | 11 | 245
11.06. | 12 | 245.67
11.06. | 13 | 225
11.06. | 14 | 275
11.06. | 15 | 276
11.06. | 16 | 275.47
11.06. | 17 | 245.66
11.06. | 18 | 245.66
11.06. | 19 | 275.37
11.06. | 20 | 275.56
11.06. | 21 | 325.04
11.06. | 22 | 324.99
11.06. | 23 | 423.38
11.06. | 24 | 423.45
12.06. | 1 | 423.5
12.06. | 2 | 423.29
12.06. | 3 | 423.34
12.06. | 4 | 421.03
12.06. | 5 | 324.4
12.06. | 6 | 324.42
12.06. | 7 | 324.52
12.06. | 8 | 262.52
12.06. | 9 | 221.6
12.06. | 10 | 221.48
12.06. | 11 | 159.94
12.06. | 12 | 159.99
12.06. | 13 | 160.01
12.06. | 14 | 159.79
12.06. | 15 | 159
12.06. | 16 | 160
12.06. | 17 | 160.13
12.06. | 18 | 160.01
12.06. | 19 | 159.17
12.06. | 20 | 159.65
12.06. | 21 | 209.56
12.06. | 22 | 241.55
12.06. | 23 | 312.07
12.06. | 24 | 311.96
13.06. | 1 | 325.06
13.06. | 2 | 325.06
13.06. | 3 | 325.01
13.06. | 4 | 262.28
13.06. | 5 | 361.18
13.06. | 6 | 311.47
13.06. | 7 | 311.4
13.06. | 8 | 262.34
13.06. | 9 | 262.33
13.06. | 10 | 262.39
13.06. | 11 | 232.45
13.06. | 12 | 232.48
13.06. | 13 | 434.85
13.06. | 14 | 447.91
13.06. | 15 | 448.01
13.06. | 16 | 448.05
13.06. | 17 | 448.07
13.06. | 18 | 447.86
13.06. | 19 | 447.94
13.06. | 20 | 448.07
13.06. | 21 | 448.26
13.06. | 22 | 448.21
13.06. | 23 | 448.13
13.06. | 24 | 447.83
14.06. | 1 | 447.9
14.06. | 2 | 447.5
14.06. | 3 | 447.72
14.06. | 4 | 447.45
14.06. | 5 | 471.89
14.06. | 6 | 423.09
14.06. | 7 | 275.36
14.06. | 8 | 324.99
14.06. | 9 | 325.04
14.06. | 10 | 304.79
14.06. | 11 | 245.53
14.06. | 12 | 255.48
14.06. | 13 | 446.12
14.06. | 14 | 446.05
14.06. | 15 | 446
14.06. | 16 | 446.02
14.06. | 17 | 269.4
14.06. | 18 | 446.06
14.06. | 19 | 445.92
14.06. | 20 | 445.94
14.06. | 21 | 446.07
14.06. | 22 | 445.72
14.06. | 23 | 445.74
14.06. | 24 | 445.99
15.06. | 1 | 446.05
15.06. | 2 | 445.94
15.06. | 3 | 446.01
15.06. | 4 | 361.71
15.06. | 5 | 466.32
15.06. | 6 | 421.36
15.06. | 7 | 421.52
15.06. | 8 | 421.4
15.06. | 9 | 352.26
15.06. | 10 | 351.8
15.06. | 11 | 391.42
15.06. | 12 | 342.01
15.06. | 13 | 447.09
15.06. | 14 | 447.02
15.06. | 15 | 446
15.06. | 16 | 442
15.06. | 17 | 377.9
15.06. | 18 | 446.95
15.06. | 19 | 447.32
15.06. | 20 | 446
15.06. | 21 | 447.04
15.06. | 22 | 447
15.06. | 23 | 446.95
15.06. | 24 | 446.93
16.06. | 1 | 446.88
16.06. | 2 | 446.89
16.06. | 3 | 447.01
16.06. | 4 | 447.02
16.06. | 5 | 422.47
16.06. | 6 | 303.47
16.06. | 7 | 303.5
16.06. | 8 | 254.3
16.06. | 9 | 254.32
16.06. | 10 | 254.38
16.06. | 11 | 244.48
16.06. | 12 | 244.49
16.06. | 13 | 300.32
16.06. | 14 | 349.27
16.06. | 15 | 349.36
16.06. | 16 | 349.25
16.06. | 17 | 298.34
16.06. | 18 | 348.86
16.06. | 19 | 447.36
16.06. | 20 | 447.43
16.06. | 21 | 447.48
16.06. | 22 | 447.72
16.06. | 23 | 356.57
16.06. | 24 | 447.78
17.06. | 1 | 447.86
17.06. | 2 | 447.93
17.06. | 3 | 447.93
17.06. | 4 | 280.19
17.06. | 5 | 423.44
17.06. | 6 | 423.43
17.06. | 7 | 255.5
17.06. | 8 | 255.49
17.06. | 9 | 255.46
17.06. | 10 | 245
17.06. | 11 | 245
17.06. | 12 | 253
17.06. | 13 | 348
17.06. | 14 | 285
17.06. | 15 | 300
17.06. | 16 | 299.84
17.06. | 17 | 270.38
17.06. | 18 | 279.44
17.06. | 19 | 300.26
17.06. | 20 | 299.88
17.06. | 21 | 446.25
17.06. | 22 | 446.03
17.06. | 23 | 446.61
17.06. | 24 | 446.93
18.06. | 1 | 446.93
18.06. | 2 | 447.03
18.06. | 3 | 447.01
18.06. | 4 | 349.12
18.06. | 5 | 423.34
18.06. | 6 | 374.13
18.06. | 7 | 374.15
18.06. | 8 | 275.43
18.06. | 9 | 281.27
18.06. | 10 | 263.4
18.06. | 11 | 204.65
18.06. | 12 | 204.78
18.06. | 13 | 284.23
18.06. | 14 | 284.44
18.06. | 15 | 233
18.06. | 16 | 233.71
18.06. | 17 | 204.8
18.06. | 18 | 214.72
18.06. | 19 | 234.74
18.06. | 20 | 235
18.06. | 21 | 234.67
18.06. | 22 | 284.4
18.06. | 23 | 324.86
18.06. | 24 | 423.41
19.06. | 1 | 423.33
19.06. | 2 | 423.4
19.06. | 3 | 423.22
19.06. | 4 | 423.36
19.06. | 5 | 423.36
19.06. | 6 | 361.13
19.06. | 7 | 262.44
19.06. | 8 | 247.84
19.06. | 9 | 222.62
19.06. | 10 | 222.63
19.06. | 11 | 160.1
19.06. | 12 | 160.05
19.06. | 13 | 159.93
19.06. | 14 | 160.02
19.06. | 15 | 160.08
19.06. | 16 | 160.07
19.06. | 17 | 160.01
19.06. | 18 | 160.12
19.06. | 19 | 159.76
19.06. | 20 | 159.83
19.06. | 21 | 160.12
19.06. | 22 | 200.95
19.06. | 23 | 242.56
19.06. | 24 | 410.65
20.06. | 1 | 409
20.06. | 2 | 409
20.06. | 3 | 377.34
20.06. | 4 | 311
20.06. | 5 | 311
20.06. | 6 | 261.82
20.06. | 7 | 261.86
20.06. | 8 | 261.91
20.06. | 9 | 200.19
20.06. | 10 | 200.2
20.06. | 11 | 159.33
20.06. | 12 | 159.35
20.06. | 13 | 295.6
20.06. | 14 | 295.61
20.06. | 15 | 295.64
20.06. | 16 | 295.7
20.06. | 17 | 195.26
20.06. | 18 | 245.05
20.06. | 19 | 294.42
20.06. | 20 | 294.58
20.06. | 21 | 395.23
20.06. | 22 | 435.53
20.06. | 23 | 435.48
20.06. | 24 | 435.45
21.06. | 1 | 435.81
21.06. | 2 | 435.57
21.06. | 3 | 434.97
21.06. | 4 | 335.69
21.06. | 5 | 310.7
21.06. | 6 | 291.6
21.06. | 7 | 291.95
21.06. | 8 | 281.98
21.06. | 9 | 250.82
21.06. | 10 | 251
21.06. | 11 | 207.9
21.06. | 12 | 159.29
21.06. | 13 | 265.85
21.06. | 14 | 265.7
21.06. | 15 | 214.81
21.06. | 16 | 214.77
21.06. | 17 | 185
21.06. | 18 | 185.26
21.06. | 19 | 185.29
21.06. | 20 | 234.96
21.06. | 21 | 235.12
21.06. | 22 | 284.88
21.06. | 23 | 414.74
21.06. | 24 | 414
22.06. | 1 | 414
22.06. | 2 | 315
22.06. | 3 | 317
22.06. | 4 | 291
22.06. | 5 | 252
22.06. | 6 | 159
22.06. | 7 | 159
22.06. | 8 | 159
22.06. | 9 | 159
22.06. | 10 | 159
22.06. | 11 | 160
22.06. | 12 | 161
22.06. | 13 | 160
22.06. | 14 | 160
22.06. | 15 | 160
22.06. | 16 | 160
22.06. | 17 | 160
22.06. | 18 | 160
22.06. | 19 | 160
22.06. | 20 | 160
22.06. | 21 | 160
22.06. | 22 | 160
22.06. | 23 | 202
22.06. | 24 | 252
23.06. | 1 | 251
23.06. | 2 | 221
23.06. | 3 | 218.99
23.06. | 4 | 160.28
23.06. | 5 | 202.19
23.06. | 6 | 242.88
23.06. | 7 | 201.16
23.06. | 8 | 200.99
23.06. | 9 | -2.25
23.06. | 10 | -2.22
23.06. | 11 | 201.43
23.06. | 12 | 160
23.06. | 13 | 160.51
23.06. | 14 | 201.16
23.06. | 15 | 201.14
23.06. | 16 | 201.1
23.06. | 17 | 201.12
23.06. | 18 | 160.12
23.06. | 19 | 200.94
23.06. | 20 | 200.81
23.06. | 21 | 210.62
23.06. | 22 | 210.92
23.06. | 23 | 260.86
23.06. | 24 | 292.72
24.06. | 1 | 292.54
24.06. | 2 | 292.74
24.06. | 3 | 259.9
24.06. | 4 | 259.49
24.06. | 5 | 242.91
24.06. | 6 | 290.55
24.06. | 7 | 209.14
24.06. | 8 | 201.23
24.06. | 9 | 201.43
24.06. | 10 | 201.14
24.06. | 11 | 201.23
24.06. | 12 | 200.54
24.06. | 13 | 160.32
24.06. | 14 | 200.16
24.06. | 15 | 200.21
24.06. | 16 | 200.25
24.06. | 17 | 164
24.06. | 18 | 158.7
24.06. | 19 | 199.95
24.06. | 20 | 200.16
24.06. | 21 | 236.68
24.06. | 22 | 259.74
24.06. | 23 | 259.59
24.06. | 24 | 290.54
25.06. | 1 | 290.53
25.06. | 2 | 290.65
25.06. | 3 | 260
25.06. | 4 | -1
25.06. | 5 | -1
25.06. | 6 | -1.66
25.06. | 7 | 496
25.06. | 8 | 496
25.06. | 9 | 496.94
25.06. | 10 | 496.96
25.06. | 11 | 497.04
25.06. | 12 | 497
25.06. | 13 | 496.87
25.06. | 14 | 496.82
25.06. | 15 | 495
25.06. | 16 | 496.7
25.06. | 17 | 497
25.06. | 18 | 497.17
25.06. | 19 | 497.31
25.06. | 20 | 418
25.06. | 21 | 418
25.06. | 22 | 477.2
25.06. | 23 | 497
25.06. | 24 | 496.97
26.06. | 1 | 496.98
26.06. | 2 | 496
26.06. | 3 | 496.87
26.06. | 4 | 496.96
26.06. | 5 | 496
26.06. | 6 | 496.93
26.06. | 7 | 497.13
26.06. | 8 | 497
26.06. | 9 | 496.9
26.06. | 10 | 398.58
26.06. | 11 | 418
26.06. | 12 | 418.23
26.06. | 13 | 437.79
26.06. | 14 | 496
26.06. | 15 | 496.71
26.06. | 16 | 497.03
26.06. | 17 | 496.96
26.06. | 18 | 531
26.06. | 19 | 641.48
26.06. | 20 | 670
26.06. | 21 | 689.96
26.06. | 22 | 690.23
26.06. | 23 | 690
26.06. | 24 | 690.33
27.06. | 1 | 690.11
27.06. | 2 | 690.05
27.06. | 3 | 689
27.06. | 4 | 678.36
27.06. | 5 | 593.01
27.06. | 6 | 688
27.06. | 7 | 690.04
27.06. | 8 | 689
27.06. | 9 | 689.99
27.06. | 10 | 535.01
27.06. | 11 | 535
27.06. | 12 | 524.92
27.06. | 13 | 524.27
27.06. | 14 | 680
27.06. | 15 | 691.3
27.06. | 16 | 690.25
27.06. | 17 | 593
27.06. | 18 | 346.15
27.06. | 19 | 346.12
27.06. | 20 | 346
27.06. | 21 | 593
27.06. | 22 | 391.14
27.06. | 23 | 661
27.06. | 24 | 691.5
28.06. | 1 | 691.21
28.06. | 2 | 691
28.06. | 3 | 691.48
28.06. | 4 | 691.85
28.06. | 5 | 690
28.06. | 6 | 692.19
28.06. | 7 | 594.53
28.06. | 8 | 594
28.06. | 9 | 594
28.06. | 10 | 594
28.06. | 11 | 594
28.06. | 12 | 536.92
28.06. | 13 | 526
28.06. | 14 | 592.57
28.06. | 15 | 690.07
28.06. | 16 | 690
28.06. | 17 | 670.23
28.06. | 18 | 523.84
28.06. | 19 | 248.43
28.06. | 20 | 592
28.06. | 21 | 612.13
28.06. | 22 | 676.39
28.06. | 23 | 689
28.06. | 24 | 689.59
29.06. | 1 | 689.64
29.06. | 2 | 698
29.06. | 3 | 689.23
29.06. | 4 | 689.3
29.06. | 5 | 594.9
29.06. | 6 | 690.8
29.06. | 7 | 632
29.06. | 8 | 632.74
29.06. | 9 | 633.69
29.06. | 10 | 633
29.06. | 11 | 537.2
29.06. | 12 | 536.89
29.06. | 13 | 537
29.06. | 14 | 668.07
29.06. | 15 | 669.51
29.06. | 16 | 610
29.06. | 17 | 611.68
29.06. | 18 | 601.65
29.06. | 19 | 513.44
29.06. | 20 | -1.7
29.06. | 21 | 604.47
29.06. | 22 | 633.58
29.06. | 23 | 690.09
29.06. | 24 | 689.86
30.06. | 1 | 689.56
30.06. | 2 | 631.9
30.06. | 3 | 689.51
30.06. | 4 | 592.84
30.06. | 5 | 689.97
30.06. | 6 | 607.84
30.06. | 7 | 602.95
30.06. | 8 | 593.07
30.06. | 9 | 494.84
30.06. | 10 | 494.26
30.06. | 11 | 494.75
30.06. | 12 | 413.5
30.06. | 13 | 413.55
30.06. | 14 | 413.54
30.06. | 15 | 413.43
30.06. | 16 | 413.14
30.06. | 17 | 413.34
30.06. | 18 | 413.16
30.06. | 19 | 297.46
30.06. | 20 | 414.29
30.06. | 21 | 413.97
30.06. | 22 | 495.02
30.06. | 23 | 554.29
30.06. | 24 | 659.17
01.07. | 1 | 659.12
01.07. | 2 | 668.19
01.07. | 3 | 665.8
01.07. | 4 | 657.83
01.07. | 5 | 658.08
01.07. | 6 | 683.43
01.07. | 7 | 648.32
01.07. | 8 | 648.32
01.07. | 9 | 550.86
01.07. | 10 | 544.91
01.07. | 11 | 486.08
01.07. | 12 | 486.37
01.07. | 13 | 561.75
01.07. | 14 | 681.33
01.07. | 15 | 691.54
01.07. | 16 | 691.95
01.07. | 17 | 594
01.07. | 18 | 600
01.07. | 19 | 690
01.07. | 20 | 691.43
01.07. | 21 | 691.07
01.07. | 22 | 691.85
01.07. | 23 | 691.67
01.07. | 24 | 691.63
02.07. | 1 | 398.52
02.07. | 2 | 398
02.07. | 3 | 398.53
02.07. | 4 | 398.62
02.07. | 5 | 398.63
02.07. | 6 | 398.62
02.07. | 7 | 398.56
02.07. | 8 | 398.52
02.07. | 9 | 398.54
02.07. | 10 | 398.23
02.07. | 11 | 398.3
02.07. | 12 | 501.7
02.07. | 13 | 668.43
02.07. | 14 | 690.95
02.07. | 15 | 691.1
02.07. | 16 | 690.75
02.07. | 17 | 526.21
02.07. | 18 | 690.8
02.07. | 19 | 691.31
02.07. | 20 | 690.71
02.07. | 21 | 690.49
02.07. | 22 | 691.13
02.07. | 23 | 543.95
02.07. | 24 | 544.03
03.07. | 1 | 543.89
03.07. | 2 | 543.96
03.07. | 3 | 626.67
03.07. | 4 | 689.46
03.07. | 5 | 690.18
03.07. | 6 | 690.39
03.07. | 7 | 666.16
03.07. | 8 | 665.96
03.07. | 9 | 666.16
03.07. | 10 | 607.67
03.07. | 11 | 607.34
03.07. | 12 | 499.4
03.07. | 13 | 665.94
03.07. | 14 | 689.54
03.07. | 15 | 689.46
03.07. | 16 | 689.85
03.07. | 17 | 524.14
03.07. | 18 | 534.14
03.07. | 19 | 689.86
03.07. | 20 | 690.08
03.07. | 21 | 690.31
03.07. | 22 | 690.29
03.07. | 23 | 690.06
03.07. | 24 | 690.27
04.07. | 1 | 689.44
04.07. | 2 | 689.48
04.07. | 3 | 689.65
04.07. | 4 | 689.86
04.07. | 5 | 689.87
04.07. | 6 | 689.87
04.07. | 7 | 665.62
04.07. | 8 | 607.69
04.07. | 9 | 666.71
04.07. | 10 | 665.7
04.07. | 11 | 500.49
04.07. | 12 | 500.08
04.07. | 13 | 666.45
04.07. | 14 | 690.5
04.07. | 15 | 690.99
04.07. | 16 | 676.87
04.07. | 17 | 593.58
04.07. | 18 | 593.8
04.07. | 19 | 691
04.07. | 20 | 690.61
04.07. | 21 | 690.78
04.07. | 22 | 691.09
04.07. | 23 | 691.08
04.07. | 24 | 690.76
05.07. | 1 | 690.33
05.07. | 2 | 691.08
05.07. | 3 | 690.87
05.07. | 4 | 593.91
05.07. | 5 | 690.99
05.07. | 6 | 691.04
05.07. | 7 | 667.01
05.07. | 8 | 666.92
05.07. | 9 | 667.14
05.07. | 10 | 510.46
05.07. | 11 | 510.22
05.07. | 12 | 498.39
05.07. | 13 | 666.21
05.07. | 14 | 690.24
05.07. | 15 | 690.59
05.07. | 16 | 690.72
05.07. | 17 | 525.27
05.07. | 18 | 535.07
05.07. | 19 | 593.78
05.07. | 20 | 593.62
05.07. | 21 | 592
05.07. | 22 | 593
05.07. | 23 | 690
05.07. | 24 | 690
06.07. | 1 | 691.2
06.07. | 2 | 691.01
06.07. | 3 | 593.64
06.07. | 4 | 534.97
06.07. | 5 | 690.89
06.07. | 6 | 656.45
06.07. | 7 | 597.81
06.07. | 8 | 588.32
06.07. | 9 | 592.98
06.07. | 10 | 592.94
06.07. | 11 | 484.24
06.07. | 12 | 484.18
06.07. | 13 | 655.66
06.07. | 14 | 655
06.07. | 15 | 655
06.07. | 16 | 520
06.07. | 17 | 550
06.07. | 18 | 485.26
06.07. | 19 | 655.28
06.07. | 20 | 655.02
06.07. | 21 | 494.78
06.07. | 22 | 494.69
06.07. | 23 | 499.51
06.07. | 24 | 597.68
07.07. | 1 | 655.51
07.07. | 2 | 655.34
07.07. | 3 | 499.63
07.07. | 4 | 499.59
07.07. | 5 | 655.14
07.07. | 6 | 655.11
07.07. | 7 | 655.01
07.07. | 8 | 655
07.07. | 9 | 593
07.07. | 10 | 592
07.07. | 11 | 483
07.07. | 12 | 363
07.07. | 13 | 363
07.07. | 14 | 259
07.07. | 15 | -1.32
07.07. | 16 | 400.49
07.07. | 17 | 366.21
07.07. | 18 | 365.84
07.07. | 19 | 366.06
07.07. | 20 | 388.82
07.07. | 21 | 388.84
07.07. | 22 | 550.59
07.07. | 23 | 658.58
07.07. | 24 | 657.9
08.07. | 1 | 658.01
08.07. | 2 | 560.75
08.07. | 3 | 657.24
08.07. | 4 | 585.26
08.07. | 5 | 501.54
08.07. | 6 | 490.23
08.07. | 7 | 490.25
08.07. | 8 | 485.41
08.07. | 9 | 438.07
08.07. | 10 | 438.1
08.07. | 11 | 682.61
08.07. | 12 | 682.09
08.07. | 13 | 689.79
08.07. | 14 | 689.97
08.07. | 15 | 524.6
08.07. | 16 | 690.47
08.07. | 17 | 690.4
08.07. | 18 | 689.69
08.07. | 19 | 690.25
08.07. | 20 | 689.89
08.07. | 21 | 689.96
08.07. | 22 | 689.58
08.07. | 23 | 690.13
08.07. | 24 | 690.04
09.07. | 1 | 689.95
09.07. | 2 | 690.15
09.07. | 3 | 690.28
09.07. | 4 | 690.12
09.07. | 5 | 668.36
09.07. | 6 | 668.2
09.07. | 7 | 668.21
09.07. | 8 | 657.63
09.07. | 9 | 559.51
09.07. | 10 | 562.19
09.07. | 11 | 690.16
09.07. | 12 | 690
09.07. | 13 | 689.54
09.07. | 14 | 689.57
09.07. | 15 | 679.39
09.07. | 16 | 690.83
09.07. | 17 | 690.7
09.07. | 18 | 690.8
09.07. | 19 | 691.16
09.07. | 20 | 690.76
09.07. | 21 | 691.32
09.07. | 22 | 691.06
09.07. | 23 | 691.16
09.07. | 24 | 691.2
10.07. | 1 | 690.78
10.07. | 2 | 690.61
10.07. | 3 | 690
10.07. | 4 | 665
10.07. | 5 | 665
10.07. | 6 | 665
10.07. | 7 | 665
10.07. | 8 | 600
10.07. | 9 | 447
10.07. | 10 | 376
10.07. | 11 | 306
10.07. | 12 | 298.05
10.07. | 13 | 298.14
10.07. | 14 | 298.36
10.07. | 15 | 298.04
10.07. | 16 | 278.38
10.07. | 17 | 298
10.07. | 18 | 298
10.07. | 19 | 298
10.07. | 20 | 690.5
10.07. | 21 | 690.73
10.07. | 22 | 691.29
10.07. | 23 | 691.09
10.07. | 24 | 691.07
11.07. | 1 | 691
11.07. | 2 | 690.8
11.07. | 3 | 690.79
11.07. | 4 | 690.96
11.07. | 5 | 665.67
11.07. | 6 | 666.27
11.07. | 7 | 666.05
11.07. | 8 | 666.47
11.07. | 9 | 559.84
11.07. | 10 | 499.62
11.07. | 11 | 689.69
11.07. | 12 | 651.14
11.07. | 13 | 592.66
11.07. | 14 | 573.48
11.07. | 15 | 592.66
11.07. | 16 | 604.55
11.07. | 17 | 573.55
11.07. | 18 | 543.75
11.07. | 19 | 575.28
11.07. | 20 | 592.98
11.07. | 21 | 641.38
11.07. | 22 | 661.03
11.07. | 23 | 641.78
11.07. | 24 | 690.07
12.07. | 1 | 689.67
12.07. | 2 | 689.45
12.07. | 3 | 689
12.07. | 4 | 690.1
12.07. | 5 | 666.73
12.07. | 6 | 667.1
12.07. | 7 | 667.35
12.07. | 8 | 666
12.07. | 9 | 655
12.07. | 10 | 656.24
12.07. | 11 | 646.34
12.07. | 12 | 494.63
12.07. | 13 | 494.59
12.07. | 14 | 493
12.07. | 15 | 494
12.07. | 16 | 464
12.07. | 17 | 396.76
12.07. | 18 | 396.82
12.07. | 19 | 426.91
12.07. | 20 | 506.54
12.07. | 21 | 553.64
12.07. | 22 | 573.27
12.07. | 23 | 573.2
12.07. | 24 | 651.53
13.07. | 1 | 689.83
13.07. | 2 | 689.75
13.07. | 3 | 689.62
13.07. | 4 | 690.26
13.07. | 5 | 666.09
13.07. | 6 | 665.8
13.07. | 7 | 666.2
13.07. | 8 | 666
13.07. | 9 | 554.53
13.07. | 10 | 554.7
13.07. | 11 | 592
13.07. | 12 | 494.7
13.07. | 13 | 416.17
13.07. | 14 | 396
13.07. | 15 | 396.77
13.07. | 16 | 475.59
13.07. | 17 | 494
13.07. | 18 | 495.06
13.07. | 19 | 495.09
13.07. | 20 | 572
13.07. | 21 | 660.92
13.07. | 22 | 661.11
13.07. | 23 | 592.67
13.07. | 24 | 688
14.07. | 1 | 690.07
14.07. | 2 | 690.13
14.07. | 3 | 689.53
14.07. | 4 | 665
14.07. | 5 | 665.92
14.07. | 6 | 656.53
14.07. | 7 | 656
14.07. | 8 | 651.99
14.07. | 9 | 494.76
14.07. | 10 | 531
14.07. | 11 | 531.36
14.07. | 12 | 529.68
14.07. | 13 | 520
14.07. | 14 | 521.67
14.07. | 15 | 472.52
14.07. | 16 | 521
14.07. | 17 | 521.76
14.07. | 18 | 521.39
14.07. | 19 | 520
14.07. | 20 | 630
14.07. | 21 | 655
14.07. | 22 | 630
14.07. | 23 | 654
14.07. | 24 | 664
15.07. | 1 | 655
15.07. | 2 | 654
15.07. | 3 | 666
15.07. | 4 | 664
15.07. | 5 | 660.67
15.07. | 6 | 655
15.07. | 7 | 655
15.07. | 8 | 543
15.07. | 9 | 543
15.07. | 10 | 543.89
15.07. | 11 | 680.04
15.07. | 12 | 680.41
15.07. | 13 | 602.94
15.07. | 14 | 573.26
15.07. | 15 | 573.5
15.07. | 16 | 534.14
15.07. | 17 | 534.14
15.07. | 18 | 534.04
15.07. | 19 | 534.09
15.07. | 20 | 622.3
15.07. | 21 | 690.19
15.07. | 22 | 690.31
15.07. | 23 | 689.74
15.07. | 24 | 690.31
16.07. | 1 | 689.99
16.07. | 2 | 689.64
16.07. | 3 | 690.08
16.07. | 4 | 689.79
16.07. | 5 | 665.72
16.07. | 6 | 666.31
16.07. | 7 | 665.78
16.07. | 8 | 607.63
16.07. | 9 | 509.38
16.07. | 10 | 509.39
16.07. | 11 | 690.31
16.07. | 12 | 690.18
16.07. | 13 | 690
16.07. | 14 | 690.08
16.07. | 15 | 679.92
16.07. | 16 | 670.64
16.07. | 17 | 651.46
16.07. | 18 | 631.72
16.07. | 19 | 651.73
16.07. | 20 | 689.7
16.07. | 21 | 689.85
16.07. | 22 | 690.62
16.07. | 23 | 689.47
16.07. | 24 | 690.25
17.07. | 1 | 690.5
17.07. | 2 | 689.06
17.07. | 3 | 690.31
17.07. | 4 | 690.5
17.07. | 5 | 666.45
17.07. | 6 | 666.49
17.07. | 7 | 665.46
17.07. | 8 | 666.45
17.07. | 9 | 665.46
17.07. | 10 | 665.98
17.07. | 11 | 689.6
17.07. | 12 | 612.3
17.07. | 13 | 543.74
17.07. | 14 | 524.27
17.07. | 15 | 524.25
17.07. | 16 | 494.56
17.07. | 17 | 455.69
17.07. | 18 | 455.7
17.07. | 19 | 485.1
17.07. | 20 | 543.39
17.07. | 21 | 544.14
17.07. | 22 | 573.47
17.07. | 23 | 573.44
17.07. | 24 | 621.9
18.07. | 1 | 689.84
18.07. | 2 | 689.95
18.07. | 3 | 689.76
18.07. | 4 | 689.81
18.07. | 5 | 666.04
18.07. | 6 | 665
18.07. | 7 | 665.99
18.07. | 8 | 558.63
18.07. | 9 | 558.62
18.07. | 10 | 558.98
18.07. | 11 | 592.76
18.07. | 12 | 514.24
18.07. | 13 | 396.88
18.07. | 14 | 396.71
18.07. | 15 | 347.03
18.07. | 16 | 347.26
18.07. | 17 | 347.31
18.07. | 18 | 347.24
18.07. | 19 | 396.84
18.07. | 20 | 475.49
18.07. | 21 | 592.56
18.07. | 22 | 622.23
18.07. | 23 | 592.66
18.07. | 24 | 622.38
19.07. | 1 | 689.31
19.07. | 2 | 689.77
19.07. | 3 | 689.01
19.07. | 4 | 690.32
19.07. | 5 | 665.68
19.07. | 6 | 666.09
19.07. | 7 | 666
19.07. | 8 | 559.24
19.07. | 9 | 558.56
19.07. | 10 | 568.7
19.07. | 11 | 690.34
19.07. | 12 | 556.37
19.07. | 13 | 514.61
19.07. | 14 | 514.37
19.07. | 15 | 524.37
19.07. | 16 | 495
19.07. | 17 | 495.03
19.07. | 18 | 494.75
19.07. | 19 | 494.89
19.07. | 20 | 544.13
19.07. | 21 | 651.17
19.07. | 22 | 650.94
19.07. | 23 | 689.51
19.07. | 24 | 690.16
20.07. | 1 | 689.78
20.07. | 2 | 690.03
20.07. | 3 | 689.5
20.07. | 4 | 690.4
20.07. | 5 | 690.44
20.07. | 6 | 690.71
20.07. | 7 | 690.13
20.07. | 8 | 680.71
20.07. | 9 | 680.78
20.07. | 10 | 675.96
20.07. | 11 | 689.31
20.07. | 12 | 670.99
20.07. | 13 | 592.93
20.07. | 14 | 592.63
20.07. | 15 | 592.79
20.07. | 16 | 573.4
20.07. | 17 | 573.27
20.07. | 18 | 573.63
20.07. | 19 | 573.38
20.07. | 20 | 514.06
20.07. | 21 | 514.37
20.07. | 22 | 514.56
20.07. | 23 | 514.47
20.07. | 24 | 651.5
21.07. | 1 | 689.48
21.07. | 2 | 690.08
21.07. | 3 | 690.15
21.07. | 4 | 680
21.07. | 5 | 670
21.07. | 6 | 670
21.07. | 7 | 670
21.07. | 8 | 596
21.07. | 9 | 596
21.07. | 10 | 596
21.07. | 11 | 596
21.07. | 12 | 621
21.07. | 13 | 621
21.07. | 14 | 593
21.07. | 15 | 593
21.07. | 16 | 593
21.07. | 17 | 593
21.07. | 18 | 593
21.07. | 19 | 620
21.07. | 20 | 660
21.07. | 21 | 679
21.07. | 22 | 688
21.07. | 23 | 688
21.07. | 24 | 688
22.07. | 1 | 688
22.07. | 2 | 681
22.07. | 3 | 691
22.07. | 4 | 680
22.07. | 5 | 670
22.07. | 6 | 670
22.07. | 7 | 666
22.07. | 8 | 666
22.07. | 9 | 666
22.07. | 10 | 680
22.07. | 11 | 677
22.07. | 12 | 677
22.07. | 13 | 591
22.07. | 14 | 591
22.07. | 15 | 591
22.07. | 16 | 591
22.07. | 17 | 572
22.07. | 18 | 524.19
22.07. | 19 | 562
22.07. | 20 | 621.95
22.07. | 21 | 670.63
22.07. | 22 | 674.62
22.07. | 23 | 687.78
22.07. | 24 | 687.98
23.07. | 1 | 688.11
23.07. | 2 | -1.59
23.07. | 3 | -1.7
23.07. | 4 | 690.24
23.07. | 5 | 690.1
23.07. | 6 | 690
23.07. | 7 | 690
23.07. | 8 | 689
23.07. | 9 | 689
23.07. | 10 | 690.17
23.07. | 11 | 689.72
23.07. | 12 | 690.02
23.07. | 13 | 689.37
23.07. | 14 | 689.78
23.07. | 15 | 689.83
23.07. | 16 | 543.82
23.07. | 17 | 543.85
23.07. | 18 | 593.08
23.07. | 19 | 641.94
23.07. | 20 | 690.63
23.07. | 21 | 690.35
23.07. | 22 | 690.1
23.07. | 23 | 690.39
23.07. | 24 | 690.22
24.07. | 1 | 690.26
24.07. | 2 | 689.93
24.07. | 3 | 690.04
24.07. | 4 | 690.21
24.07. | 5 | 690.04
24.07. | 6 | 690.41
24.07. | 7 | 690.55
24.07. | 8 | 690.56
24.07. | 9 | 690.73
24.07. | 10 | 690.07
24.07. | 11 | 689.71
24.07. | 12 | 690.18
24.07. | 13 | 690.11
24.07. | 14 | 690.01
24.07. | 15 | 616
24.07. | 16 | 514
24.07. | 17 | 593.68
24.07. | 18 | 689.86
24.07. | 19 | 690.03
24.07. | 20 | 690.21
24.07. | 21 | 690.69
24.07. | 22 | 690.39
24.07. | 23 | 690.37
24.07. | 24 | 690
25.07. | 1 | 688.35
25.07. | 2 | 690.4
25.07. | 3 | 690.14
25.07. | 4 | 690.4
25.07. | 5 | 690.17
25.07. | 6 | 690.48
25.07. | 7 | 198.69
25.07. | 8 | 223.88
25.07. | 9 | 690.36
25.07. | 10 | 690.47
25.07. | 11 | 689.71
25.07. | 12 | 689.76
25.07. | 13 | 689.96
25.07. | 14 | 689.73
25.07. | 15 | 689.7
25.07. | 16 | 568.19
25.07. | 17 | 641.76
25.07. | 18 | 690.4
25.07. | 19 | 690.04
25.07. | 20 | 690.3
25.07. | 21 | 689.97
25.07. | 22 | 690.26
25.07. | 23 | 690.37
25.07. | 24 | 690.19
26.07. | 1 | 691.55
26.07. | 2 | 689.8
26.07. | 3 | 690.03
26.07. | 4 | 690.17
26.07. | 5 | 690.2
26.07. | 6 | 690.74
26.07. | 7 | 690.4
26.07. | 8 | 690.05
26.07. | 9 | 690.64
26.07. | 10 | 690.69
26.07. | 11 | 689.9
26.07. | 12 | 690.21
26.07. | 13 | 689.89
26.07. | 14 | 690.17
26.07. | 15 | 689.71
26.07. | 16 | 690.46
26.07. | 17 | 690.21
26.07. | 18 | 690
26.07. | 19 | 689
26.07. | 20 | 690.48
26.07. | 21 | 690.08
26.07. | 22 | 690.3
26.07. | 23 | 690.04
26.07. | 24 | 690
27.07. | 1 | 690
27.07. | 2 | 689
27.07. | 3 | 689
27.07. | 4 | 689
27.07. | 5 | 689
27.07. | 6 | 690.33
27.07. | 7 | 690.65
27.07. | 8 | 593.18
27.07. | 9 | 593.55
27.07. | 10 | 593.13
27.07. | 11 | 690.23
27.07. | 12 | 690.27
27.07. | 13 | 691.09
27.07. | 14 | 690.09
27.07. | 15 | 690.32
27.07. | 16 | 593.37
27.07. | 17 | 543.21
27.07. | 18 | 543.23
27.07. | 19 | 594
27.07. | 20 | 690.13
27.07. | 21 | 690.2
27.07. | 22 | 689.89
27.07. | 23 | 689.99
27.07. | 24 | 689.98
28.07. | 1 | 690.03
28.07. | 2 | 0
28.07. | 3 | 190
28.07. | 4 | 690.23
28.07. | 5 | 690.25
28.07. | 6 | 690.43
28.07. | 7 | 610.14
28.07. | 8 | 593.74
28.07. | 9 | 593.71
28.07. | 10 | 592.89
28.07. | 11 | 690.14
28.07. | 12 | 691.53
28.07. | 13 | 68.68
28.07. | 14 | 68.59
28.07. | 15 | 568.79
28.07. | 16 | 543.86
28.07. | 17 | 495.02
28.07. | 18 | 495
28.07. | 19 | 593.37
28.07. | 20 | 690.37
28.07. | 21 | 690.19
28.07. | 22 | 690.24
28.07. | 23 | 689.06
28.07. | 24 | 690.13
29.07. | 1 | 690.08
29.07. | 2 | 690.81
29.07. | 3 | 690.16
29.07. | 4 | 690.66
29.07. | 5 | 690.18
29.07. | 6 | 690.37
29.07. | 7 | 690.46
29.07. | 8 | 594.02
29.07. | 9 | 593.35
29.07. | 10 | 592.98
29.07. | 11 | 690.28
29.07. | 12 | 690.09
29.07. | 13 | 689.69
29.07. | 14 | 640.71
29.07. | 15 | 494.92
29.07. | 16 | 445.02
29.07. | 17 | 396.91
29.07. | 18 | 396.95
29.07. | 19 | 396.93
29.07. | 20 | 690.82
29.07. | 21 | 690.26
29.07. | 22 | 690.19
29.07. | 23 | 689.89
29.07. | 24 | 690.38
30.07. | 1 | 690.31
30.07. | 2 | 690.11
30.07. | 3 | 690.35
30.07. | 4 | 690.29
30.07. | 5 | 689.74
30.07. | 6 | 690.28
30.07. | 7 | 690.34
30.07. | 8 | 690.53
30.07. | 9 | 690.36
30.07. | 10 | 690.42
30.07. | 11 | 690.02
30.07. | 12 | 660.15
30.07. | 13 | 593.18
30.07. | 14 | 593.14
30.07. | 15 | 446.15
30.07. | 16 | 348
30.07. | 17 | 348.42
30.07. | 18 | 348.26
30.07. | 19 | 348.11
30.07. | 20 | 591.45
30.07. | 21 | 592.91
30.07. | 22 | 592.64
30.07. | 23 | 641.83
30.07. | 24 | 690.19
31.07. | 1 | 690.16
31.07. | 2 | 690.48
31.07. | 3 | 691.06
31.07. | 4 | 690.8
31.07. | 5 | 690.68
31.07. | 6 | 690.8
31.07. | 7 | 690.92
31.07. | 8 | 690.74
31.07. | 9 | 690.58
31.07. | 10 | 690.5
31.07. | 11 | 690.22
31.07. | 12 | 543.88
31.07. | 13 | 544.23
31.07. | 14 | 544.3
31.07. | 15 | 416.6
31.07. | 16 | 367.07
31.07. | 17 | 366.95
31.07. | 18 | 367.09
31.07. | 19 | 367.01
31.07. | 20 | 583.84
31.07. | 21 | 641.81
31.07. | 22 | 690.16
31.07. | 23 | 690.5
31.07. | 24 | 690.73
01.08. | 1 | 690.16
01.08. | 2 | 690.39
01.08. | 3 | 690.45
01.08. | 4 | 690.48
01.08. | 5 | 690.65
01.08. | 6 | 690.72
01.08. | 7 | 0
01.08. | 8 | -2.18
01.08. | 9 | 689.11
01.08. | 10 | 661.3
01.08. | 11 | 592.53
01.08. | 12 | 543.56
01.08. | 13 | 494.32
01.08. | 14 | 396.45
01.08. | 15 | 396
01.08. | 16 | 257.94
01.08. | 17 | 297.66
01.08. | 18 | 396.43
01.08. | 19 | 538.44
01.08. | 20 | 641.41
01.08. | 21 | 669.46
01.08. | 22 | 641.51
01.08. | 23 | 670.93
01.08. | 24 | 689.38
02.08. | 1 | 689.69
02.08. | 2 | 689.92
02.08. | 3 | 689.69
02.08. | 4 | 689.55
02.08. | 5 | 689.81
02.08. | 6 | 689.41
02.08. | 7 | 689.65
02.08. | 8 | 641.89
02.08. | 9 | 690.47
02.08. | 10 | 689.99
02.08. | 11 | 494.39
02.08. | 12 | 445.58
02.08. | 13 | 396.42
02.08. | 14 | 396.25
02.08. | 15 | 345.69
02.08. | 16 | 345.68
02.08. | 17 | 445.59
02.08. | 18 | 572.95
02.08. | 19 | 592.62
02.08. | 20 | 660.87
02.08. | 21 | 661.05
02.08. | 22 | 612.02
02.08. | 23 | 690.07
02.08. | 24 | 689.96
03.08. | 1 | 689.51
03.08. | 2 | 689.92
03.08. | 3 | 690.25
03.08. | 4 | 592.69
03.08. | 5 | 592.64
03.08. | 6 | 592.69
03.08. | 7 | 593.07
03.08. | 8 | 592.77
03.08. | 9 | 593.36
03.08. | 10 | 689.37
03.08. | 11 | 689.78
03.08. | 12 | 689.76
03.08. | 13 | 641.35
03.08. | 14 | 573.02
03.08. | 15 | 553.07
03.08. | 16 | 553.32
03.08. | 17 | 523.89
03.08. | 18 | 523.63
03.08. | 19 | 592.26
03.08. | 20 | 641.71
03.08. | 21 | 641.23
03.08. | 22 | 690.12
03.08. | 23 | 689.33
03.08. | 24 | 689.46
04.08. | 1 | 690
04.08. | 2 | 690.08
04.08. | 3 | 690.05
04.08. | 4 | 593.3
04.08. | 5 | 593.87
04.08. | 6 | 593.66
04.08. | 7 | 593.66
04.08. | 8 | 593.31
04.08. | 9 | 593.31
04.08. | 10 | 593.8
04.08. | 11 | 593.37
04.08. | 12 | 593.5
04.08. | 13 | 593.63
04.08. | 14 | 494.44
04.08. | 15 | 492.96
04.08. | 16 | 494.61
04.08. | 17 | 494.43
04.08. | 18 | 464
04.08. | 19 | 494.08
04.08. | 20 | 690.07
04.08. | 21 | 689.72
04.08. | 22 | 689.43
04.08. | 23 | 689.87
04.08. | 24 | 689.69
05.08. | 1 | 689.81
05.08. | 2 | 689.77
05.08. | 3 | 690.56
05.08. | 4 | 592.71
05.08. | 5 | 592.5
05.08. | 6 | 592.65
05.08. | 7 | 592.97
05.08. | 8 | 592.64
05.08. | 9 | 592.81
05.08. | 10 | 689.55
05.08. | 11 | 689.52
05.08. | 12 | 641.19
05.08. | 13 | 582.92
05.08. | 14 | 425.92
05.08. | 15 | 406.15
05.08. | 16 | 406.17
05.08. | 17 | 435.73
05.08. | 18 | 494.72
05.08. | 19 | 570.86
05.08. | 20 | 425.71
05.08. | 21 | 425.8
05.08. | 22 | 455.33
05.08. | 23 | 573.25
05.08. | 24 | 641.32
06.08. | 1 | 688.56
06.08. | 2 | 689.83
06.08. | 3 | 689.8
06.08. | 4 | 592.77
06.08. | 5 | 592.79
06.08. | 6 | 592.7
06.08. | 7 | 593.01
06.08. | 8 | 592.68
06.08. | 9 | 592.52
06.08. | 10 | 689.51
06.08. | 11 | 563.17
06.08. | 12 | 513.99
06.08. | 13 | 513.88
06.08. | 14 | 415.96
06.08. | 15 | 415.98
06.08. | 16 | 415.91
06.08. | 17 | 465.12
06.08. | 18 | 494.6
06.08. | 19 | 572.84
06.08. | 20 | 631.42
06.08. | 21 | 592.59
06.08. | 22 | 592.43
06.08. | 23 | 689.51
06.08. | 24 | 689.5
07.08. | 1 | 689.46
07.08. | 2 | 689.87
07.08. | 3 | 690.02
07.08. | 4 | 690.05
07.08. | 5 | 593.05
07.08. | 6 | 592.7
07.08. | 7 | 592.65
07.08. | 8 | 592.97
07.08. | 9 | 592.63
07.08. | 10 | 689.49
07.08. | 11 | 689.77
07.08. | 12 | 563.31
07.08. | 13 | 543.64
07.08. | 14 | 396.37
07.08. | 15 | 365.72
07.08. | 16 | 345.83
07.08. | 17 | 345.83
07.08. | 18 | 396.42
07.08. | 19 | 592.72
07.08. | 20 | 689.49
07.08. | 21 | 641.3
07.08. | 22 | 690.4
07.08. | 23 | 689.84
07.08. | 24 | 689.56
08.08. | 1 | 689.87
08.08. | 2 | 689.99
08.08. | 3 | 689.94
08.08. | 4 | 689.9
08.08. | 5 | 592.82
08.08. | 6 | 593.07
08.08. | 7 | 593.08
08.08. | 8 | 592.34
08.08. | 9 | 593.02
08.08. | 10 | 690.11
08.08. | 11 | 592.88
08.08. | 12 | 494.29
08.08. | 13 | 494.08
08.08. | 14 | 416.11
08.08. | 15 | 366.61
08.08. | 16 | 336.74
08.08. | 17 | 336.98
08.08. | 18 | 494.59
08.08. | 19 | 529.15
08.08. | 20 | 523.84
08.08. | 21 | 553.45
08.08. | 22 | 583.32
08.08. | 23 | 689.31
08.08. | 24 | 689.89
09.08. | 1 | 690.27
09.08. | 2 | 689.93
09.08. | 3 | 689.55
09.08. | 4 | 689.7
09.08. | 5 | 592.91
09.08. | 6 | 592.68
09.08. | 7 | 592.8
09.08. | 8 | 593.13
09.08. | 9 | 592.65
09.08. | 10 | 689.96
09.08. | 11 | 592.7
09.08. | 12 | 621.76
09.08. | 13 | 494.46
09.08. | 14 | 474.68
09.08. | 15 | 475.01
09.08. | 16 | 475.08
09.08. | 17 | 494.08
09.08. | 18 | 523.96
09.08. | 19 | 592.91
09.08. | 20 | 641.6
09.08. | 21 | 592.77
09.08. | 22 | 660.63
09.08. | 23 | 690.43
09.08. | 24 | 689.99
10.08. | 1 | 690.86
10.08. | 2 | 690.04
10.08. | 3 | 690.29
10.08. | 4 | 690.27
10.08. | 5 | 592.47
10.08. | 6 | 593.31
10.08. | 7 | 593.09
10.08. | 8 | 592.98
10.08. | 9 | 592.67
10.08. | 10 | 689.99
10.08. | 11 | 689.88
10.08. | 12 | 690.04
10.08. | 13 | 592.67
10.08. | 14 | 592.22
10.08. | 15 | 592.85
10.08. | 16 | 592.66
10.08. | 17 | 592.67
10.08. | 18 | 641.6
10.08. | 19 | 689.99
10.08. | 20 | 689.23
10.08. | 21 | 689.55
10.08. | 22 | 690.22
10.08. | 23 | 689.99
10.08. | 24 | 690.01
11.08. | 1 | 689.84
11.08. | 2 | 690.1
11.08. | 3 | 690.17
11.08. | 4 | 690.06
11.08. | 5 | 592.96
11.08. | 6 | 593.04
11.08. | 7 | 592.88
11.08. | 8 | 593.06
11.08. | 9 | 592.88
11.08. | 10 | 592.77
11.08. | 11 | 592.53
11.08. | 12 | 592.64
11.08. | 13 | 593.09
11.08. | 14 | 592.94
11.08. | 15 | 543.25
11.08. | 16 | 543.54
11.08. | 17 | 573.64
11.08. | 18 | 592.95
11.08. | 19 | 689.7
11.08. | 20 | 689.88
11.08. | 21 | 690.22
11.08. | 22 | 689.84
11.08. | 23 | 690.42
11.08. | 24 | 690
12.08. | 1 | 689.93
12.08. | 2 | 690.07
12.08. | 3 | 690.47
12.08. | 4 | 593.09
12.08. | 5 | 593
12.08. | 6 | 593
12.08. | 7 | 593.03
12.08. | 8 | 592.72
12.08. | 9 | 592.83
12.08. | 10 | 690.05
12.08. | 11 | 689.34
12.08. | 12 | 640.64
12.08. | 13 | 611.23
12.08. | 14 | 543.82
12.08. | 15 | 445.56
12.08. | 16 | 445.49
12.08. | 17 | 415.82
12.08. | 18 | 494.31
12.08. | 19 | 524.22
12.08. | 20 | 582.75
12.08. | 21 | 553.63
12.08. | 22 | 621.98
12.08. | 23 | 689.86
12.08. | 24 | 689.87
13.08. | 1 | 689.92
13.08. | 2 | 689.9
13.08. | 3 | 689.76
13.08. | 4 | 689.82
13.08. | 5 | 592.63
13.08. | 6 | 592.48
13.08. | 7 | 592.12
13.08. | 8 | 592.9
13.08. | 9 | 592.84
13.08. | 10 | 689.97
13.08. | 11 | 689.51
13.08. | 12 | 690.09
13.08. | 13 | 689.78
13.08. | 14 | 690.12
13.08. | 15 | 542.26
13.08. | 16 | 543.51
13.08. | 17 | 543.81
13.08. | 18 | 543.65
13.08. | 19 | 543.58
13.08. | 20 | 543.78
13.08. | 21 | 543.69
13.08. | 22 | 543.64
13.08. | 23 | 543.5
13.08. | 24 | 543.59
14.08. | 1 | 689.66
14.08. | 2 | 689.83
14.08. | 3 | 690.28
14.08. | 4 | 690.37
14.08. | 5 | 689.84
14.08. | 6 | 593.43
14.08. | 7 | 592.29
14.08. | 8 | 592.29
14.08. | 9 | 594.5
14.08. | 10 | 544.19
14.08. | 11 | 543.68
14.08. | 12 | 445.47
14.08. | 13 | 296.65
14.08. | 14 | 297.64
14.08. | 15 | 297.02
14.08. | 16 | 297.04
14.08. | 17 | 297.12
14.08. | 18 | 227.97
14.08. | 19 | 317.53
14.08. | 20 | 416.01
14.08. | 21 | 415.86
14.08. | 22 | 434.87
14.08. | 23 | 544.19
14.08. | 24 | 543.54
15.08. | 1 | 544.01
15.08. | 2 | 543.75
15.08. | 3 | 543.76
15.08. | 4 | 543.88
15.08. | 5 | 543.91
15.08. | 6 | 543.76
15.08. | 7 | 543.9
15.08. | 8 | 544.34
15.08. | 9 | 543.68
15.08. | 10 | 543.81
15.08. | 11 | 543.54
15.08. | 12 | 514.15
15.08. | 13 | 475.18
15.08. | 14 | 475.24
15.08. | 15 | 445.7
15.08. | 16 | 406.31
15.08. | 17 | 406.36
15.08. | 18 | 406.23
15.08. | 19 | 502.59
15.08. | 20 | 543.25
15.08. | 21 | 543.58
15.08. | 22 | 543.54
15.08. | 23 | 543.51
15.08. | 24 | 543.6
16.08. | 1 | 543.67
16.08. | 2 | 543
16.08. | 3 | 543
16.08. | 4 | 543.97
16.08. | 5 | 543.89
16.08. | 6 | 543.46
16.08. | 7 | 543.91
16.08. | 8 | 543.98
16.08. | 9 | 544.04
16.08. | 10 | 543.85
16.08. | 11 | 543.96
16.08. | 12 | 494.62
16.08. | 13 | 445.74
16.08. | 14 | 445.72
16.08. | 15 | 445.63
16.08. | 16 | 445.47
16.08. | 17 | 445.54
16.08. | 18 | 445.36
16.08. | 19 | 494.67
16.08. | 20 | 543.57
16.08. | 21 | 543.69
16.08. | 22 | 543.81
16.08. | 23 | 543.87
16.08. | 24 | 543.78
17.08. | 1 | 544.07
17.08. | 2 | 543.73
17.08. | 3 | 543.83
17.08. | 4 | 543.6
17.08. | 5 | 543.79
17.08. | 6 | 543.75
17.08. | 7 | 543.87
17.08. | 8 | 543.84
17.08. | 9 | 543.92
17.08. | 10 | 543.69
17.08. | 11 | 543.53
17.08. | 12 | 543.75
17.08. | 13 | 445.71
17.08. | 14 | 445.7
17.08. | 15 | 445.78
17.08. | 16 | 445.7
17.08. | 17 | 445.63
17.08. | 18 | 444.97
17.08. | 19 | 445.7
17.08. | 20 | 445.72
17.08. | 21 | 445.6
17.08. | 22 | 445.61
17.08. | 23 | 494.85
17.08. | 24 | 543.57
18.08. | 1 | 543.81
18.08. | 2 | 543.57
18.08. | 3 | 543.64
18.08. | 4 | 543.81
18.08. | 5 | 543.81
18.08. | 6 | 543.78
18.08. | 7 | 543.93
18.08. | 8 | 543.7
18.08. | 9 | 543.59
18.08. | 10 | 543.54
18.08. | 11 | 543.56
18.08. | 12 | 543.83
18.08. | 13 | 445.73
18.08. | 14 | 445.76
18.08. | 15 | 445.77
18.08. | 16 | 445.61
18.08. | 17 | 445.6
18.08. | 18 | 445.62
18.08. | 19 | 445.65
18.08. | 20 | 445.68
18.08. | 21 | 445.62
18.08. | 22 | 445.71
18.08. | 23 | 543.83
18.08. | 24 | 543.69
19.08. | 1 | 543.66
19.08. | 2 | 543.8
19.08. | 3 | 543.95
19.08. | 4 | 543.67
19.08. | 5 | 543.8
19.08. | 6 | 543.85
19.08. | 7 | 543.63
19.08. | 8 | 543.82
19.08. | 9 | 543.41
19.08. | 10 | 543.75
19.08. | 11 | 543.7
19.08. | 12 | 543.87
19.08. | 13 | 543.79
19.08. | 14 | 543.75
19.08. | 15 | 544.08
19.08. | 16 | 507.43
19.08. | 17 | 445
19.08. | 18 | 446
19.08. | 19 | 446.62
19.08. | 20 | 446.6
19.08. | 21 | 446.55
19.08. | 22 | 446.49
19.08. | 23 | 446.48
19.08. | 24 | 543.15
20.08. | 1 | 544.19
20.08. | 2 | 543.92
20.08. | 3 | 543.82
20.08. | 4 | 543.72
20.08. | 5 | 543.87
20.08. | 6 | 543.83
20.08. | 7 | 543.94
20.08. | 8 | 543.85
20.08. | 9 | 543.62
20.08. | 10 | 543.76
20.08. | 11 | 494.58
20.08. | 12 | 494.66
20.08. | 13 | 445.72
20.08. | 14 | 445.7
20.08. | 15 | 445.82
20.08. | 16 | 445.65
20.08. | 17 | 445.61
20.08. | 18 | 445.65
20.08. | 19 | 445.34
20.08. | 20 | 445.61
20.08. | 21 | 344.93
20.08. | 22 | 445.67
20.08. | 23 | 499.98
20.08. | 24 | 543.69
21.08. | 1 | 543.32
21.08. | 2 | 544.04
21.08. | 3 | 543.99
21.08. | 4 | 543.96
21.08. | 5 | 543.93
21.08. | 6 | 544.14
21.08. | 7 | 543.8
21.08. | 8 | 543.75
21.08. | 9 | 544.19
21.08. | 10 | 543.7
21.08. | 11 | 543.43
21.08. | 12 | 543.69
21.08. | 13 | 543.96
21.08. | 14 | 543.72
21.08. | 15 | 543.73
21.08. | 16 | 543.84
21.08. | 17 | 543.8
21.08. | 18 | 544.1
21.08. | 19 | 543.93
21.08. | 20 | 543.52
21.08. | 21 | 543.93
21.08. | 22 | 543.91
21.08. | 23 | 543.73
21.08. | 24 | 543.54
22.08. | 1 | 543.56
22.08. | 2 | 543.67
22.08. | 3 | 543.6
22.08. | 4 | 544.15
22.08. | 5 | 544.07
22.08. | 6 | 543.86
22.08. | 7 | 544.2
22.08. | 8 | 543.8
22.08. | 9 | 543.69
22.08. | 10 | 543.91
22.08. | 11 | 543.55
22.08. | 12 | 543.7
22.08. | 13 | 543.8
22.08. | 14 | 543.87
22.08. | 15 | 543.45
22.08. | 16 | 494.27
22.08. | 17 | 444.64
22.08. | 18 | 494.63
22.08. | 19 | 543.68
22.08. | 20 | 543.55
22.08. | 21 | 543.32
22.08. | 22 | 544.04
22.08. | 23 | 543.75
22.08. | 24 | 543.61
23.08. | 1 | 0
23.08. | 2 | -1.37
23.08. | 3 | -1.71
23.08. | 4 | 690.69
23.08. | 5 | 690.61
23.08. | 6 | 690.7
23.08. | 7 | 690.84
23.08. | 8 | 691.14
23.08. | 9 | 690.93
23.08. | 10 | 690.85
23.08. | 11 | 690.66
23.08. | 12 | 690.67
23.08. | 13 | 690.85
23.08. | 14 | 691.11
23.08. | 15 | 690.73
23.08. | 16 | 690.36
23.08. | 17 | 690.84
23.08. | 18 | 690.99
23.08. | 19 | 690.76
23.08. | 20 | 690.5
23.08. | 21 | 689.32
23.08. | 22 | 689
23.08. | 23 | 689
23.08. | 24 | 689
24.08. | 1 | 689
24.08. | 2 | 689
24.08. | 3 | 690.97
24.08. | 4 | 691.11
24.08. | 5 | 691
24.08. | 6 | 690.96
24.08. | 7 | 690.85
24.08. | 8 | 691.2
24.08. | 9 | 691.09
24.08. | 10 | 690.9
24.08. | 11 | 690.57
24.08. | 12 | 690.57
24.08. | 13 | 690.6
24.08. | 14 | 690.5
24.08. | 15 | 690.51
24.08. | 16 | 593.4
24.08. | 17 | 396.04
24.08. | 18 | 446.63
24.08. | 19 | 617.3
24.08. | 20 | 690.52
24.08. | 21 | 690.45
24.08. | 22 | 690.27
24.08. | 23 | 690
24.08. | 24 | 690.67
25.08. | 1 | 690.63
25.08. | 2 | 690.69
25.08. | 3 | 690.92
25.08. | 4 | 691.01
25.08. | 5 | 691.13
25.08. | 6 | 691.22
25.08. | 7 | 691.15
25.08. | 8 | 691.41
25.08. | 9 | 691.09
25.08. | 10 | 690.64
25.08. | 11 | 690.69
25.08. | 12 | 690.76
25.08. | 13 | 690.8
25.08. | 14 | 690.76
25.08. | 15 | 642.37
25.08. | 16 | 690.67
25.08. | 17 | 690.66
25.08. | 18 | 690.5
25.08. | 19 | 690.87
25.08. | 20 | 690.73
25.08. | 21 | 690.57
25.08. | 22 | 690.58
25.08. | 23 | 690.62
25.08. | 24 | 690.74
26.08. | 1 | 690.68
26.08. | 2 | 690.45
26.08. | 3 | 690.99
26.08. | 4 | 691.08
26.08. | 5 | 690.77
26.08. | 6 | 691.18
26.08. | 7 | 691.04
26.08. | 8 | 691.03
26.08. | 9 | 690.6
26.08. | 10 | 691.04
26.08. | 11 | 690.17
26.08. | 12 | 690.68
26.08. | 13 | 690.78
26.08. | 14 | 691.11
26.08. | 15 | 691.01
26.08. | 16 | 690.64
26.08. | 17 | 690.81
26.08. | 18 | 690.5
26.08. | 19 | 690
26.08. | 20 | 690.59
26.08. | 21 | 692.04
26.08. | 22 | 690.56
26.08. | 23 | 690.89
26.08. | 24 | 690.78
27.08. | 1 | 690.63
27.08. | 2 | 691.05
27.08. | 3 | 690.99
27.08. | 4 | 691.15
27.08. | 5 | 691.33
27.08. | 6 | 691.31
27.08. | 7 | 691.19
27.08. | 8 | 691.28
27.08. | 9 | 691.31
27.08. | 10 | 691.06
27.08. | 11 | 690.68
27.08. | 12 | 691
27.08. | 13 | 690.96
27.08. | 14 | 691
27.08. | 15 | 691.02
27.08. | 16 | 691.34
27.08. | 17 | 690.87
27.08. | 18 | 690.49
27.08. | 19 | 690.87
27.08. | 20 | 690.58
27.08. | 21 | 690.18
27.08. | 22 | 691.26
27.08. | 23 | 690.7
27.08. | 24 | 690.81
28.08. | 1 | 690.5
28.08. | 2 | 690.5
28.08. | 3 | 690.95
28.08. | 4 | 691.51
28.08. | 5 | 691.26
28.08. | 6 | 691.51
28.08. | 7 | 691.13
28.08. | 8 | 690.94
28.08. | 9 | 691.51
28.08. | 10 | 691.01
28.08. | 11 | 690.67
28.08. | 12 | 690.88
28.08. | 13 | 692.86
28.08. | 14 | 691.02
28.08. | 15 | 691.35
28.08. | 16 | 691.11
28.08. | 17 | 691.04
28.08. | 18 | 691.53
28.08. | 19 | 690.89
28.08. | 20 | 690.84
28.08. | 21 | 690.64
28.08. | 22 | 691.03
28.08. | 23 | 690.7
28.08. | 24 | 689.88
29.08. | 1 | 690.62
29.08. | 2 | 692.09
29.08. | 3 | 690.58
29.08. | 4 | 690.86
29.08. | 5 | 690.68
29.08. | 6 | 690.5
29.08. | 7 | 690.56
29.08. | 8 | -1.6
29.08. | 9 | 691.25
29.08. | 10 | 691.3
29.08. | 11 | 690.89
29.08. | 12 | 691.15
29.08. | 13 | 691.25
29.08. | 14 | 690.61
29.08. | 15 | 690.96
29.08. | 16 | 691.03
29.08. | 17 | 690.98
29.08. | 18 | 691.09
29.08. | 19 | 691.08
29.08. | 20 | 691.23
29.08. | 21 | 690.97
29.08. | 22 | 691.07
29.08. | 23 | 691.13
29.08. | 24 | 690.8
30.08. | 1 | 690.65
30.08. | 2 | 690.5
30.08. | 3 | 690.8
30.08. | 4 | 690.81
30.08. | 5 | 690.9
30.08. | 6 | 690.63
30.08. | 7 | 691.55
30.08. | 8 | 691.28
30.08. | 9 | 691.32
30.08. | 10 | 690.88
30.08. | 11 | 691.51
30.08. | 12 | 690.93
30.08. | 13 | 690.5
30.08. | 14 | 691.01
30.08. | 15 | 690.92
30.08. | 16 | 690.89
30.08. | 17 | 691.02
30.08. | 18 | 690.95
30.08. | 19 | 691
30.08. | 20 | 690.84
30.08. | 21 | 690.88
30.08. | 22 | 690.86
30.08. | 23 | 691.08
30.08. | 24 | 690.83
31.08. | 1 | 691.05
31.08. | 2 | 690.69
31.08. | 3 | 691.06
31.08. | 4 | 691.43
31.08. | 5 | 691.28
31.08. | 6 | 691.32
31.08. | 7 | 691.51
31.08. | 8 | 691.44
31.08. | 9 | 691.13
31.08. | 10 | 691.24
31.08. | 11 | 690.9
31.08. | 12 | 691.21
31.08. | 13 | 691.14
31.08. | 14 | 690.99
31.08. | 15 | 690.81
31.08. | 16 | 691.04
31.08. | 17 | 690.74
31.08. | 18 | 690.93
31.08. | 19 | 690.93
31.08. | 20 | 690.93
31.08. | 21 | 690.75
31.08. | 22 | 690.64
31.08. | 23 | 690.79
31.08. | 24 | 690.79
01.09. | 1 | 691.51
01.09. | 2 | 692.17
01.09. | 3 | 691.22
01.09. | 4 | 690.96
01.09. | 5 | 691
01.09. | 6 | 690
01.09. | 7 | 691.29
01.09. | 8 | 691.3
01.09. | 9 | 690.85
01.09. | 10 | 691.11
01.09. | 11 | 691.32
01.09. | 12 | 691
01.09. | 13 | 691
01.09. | 14 | 691
01.09. | 15 | 691.14
01.09. | 16 | 691.25
01.09. | 17 | 691.2
01.09. | 18 | 691.21
01.09. | 19 | 691.24
01.09. | 20 | 690.77
01.09. | 21 | 690.93
01.09. | 22 | 690.74
01.09. | 23 | 691.51
01.09. | 24 | 690.88
02.09. | 1 | 691.28
02.09. | 2 | 691.5
02.09. | 3 | 691.28
02.09. | 4 | 691.42
02.09. | 5 | 396.4
02.09. | 6 | 396.21
02.09. | 7 | 396.18
02.09. | 8 | 396.17
02.09. | 9 | 396.07
02.09. | 10 | 395.81
02.09. | 11 | 395
02.09. | 12 | 652.12
02.09. | 13 | 690.12
02.09. | 14 | 690.2
02.09. | 15 | 690.87
02.09. | 16 | 690.77
02.09. | 17 | 690.95
02.09. | 18 | 298.48
02.09. | 19 | 689.51
02.09. | 20 | 689.47
02.09. | 21 | 689.81
02.09. | 22 | 690.59
02.09. | 23 | 690.16
02.09. | 24 | 690.83
03.09. | 1 | 690.89
03.09. | 2 | 690.85
03.09. | 3 | 642.7
03.09. | 4 | 642.78
03.09. | 5 | 642.4
03.09. | 6 | 642.4
03.09. | 7 | 642.46
03.09. | 8 | 642.45
03.09. | 9 | 642.42
03.09. | 10 | 689.67
03.09. | 11 | 689.84
03.09. | 12 | 690.14
03.09. | 13 | 689.95
03.09. | 14 | 690.26
03.09. | 15 | 689.96
03.09. | 16 | 689.83
03.09. | 17 | 690.23
03.09. | 18 | 689.7
03.09. | 19 | 689.86
03.09. | 20 | 689.34
03.09. | 21 | 689.64
03.09. | 22 | 688.51
03.09. | 23 | 690.03
03.09. | 24 | 670.17
04.09. | 1 | 642.29
04.09. | 2 | 642.61
04.09. | 3 | 642.58
04.09. | 4 | 642.48
04.09. | 5 | 642.48
04.09. | 6 | 642.39
04.09. | 7 | 642.28
04.09. | 8 | 642.49
04.09. | 9 | 642.49
04.09. | 10 | 690.79
04.09. | 11 | 690
04.09. | 12 | 690
04.09. | 13 | 691.57
04.09. | 14 | 691.09
04.09. | 15 | 690.87
04.09. | 16 | 690.91
04.09. | 17 | 690.95
04.09. | 18 | 691.08
04.09. | 19 | 690.72
04.09. | 20 | 690.62
04.09. | 21 | 690.65
04.09. | 22 | 690.71
04.09. | 23 | 690.76
04.09. | 24 | 690.9
05.09. | 1 | 643.41
05.09. | 2 | 642.48
05.09. | 3 | 642.41
05.09. | 4 | 642.8
05.09. | 5 | 642.86
05.09. | 6 | 642.8
05.09. | 7 | 642.73
05.09. | 8 | 642.78
05.09. | 9 | 657.44
05.09. | 10 | 690.7
05.09. | 11 | 690.5
05.09. | 12 | 689.51
05.09. | 13 | 690.88
05.09. | 14 | 690.95
05.09. | 15 | 690.71
05.09. | 16 | 690.5
05.09. | 17 | 690.84
05.09. | 18 | 690
05.09. | 19 | 691.26
05.09. | 20 | 690.71
05.09. | 21 | 690.81
05.09. | 22 | 690
05.09. | 23 | 690.59
05.09. | 24 | 691.01
06.09. | 1 | 691.08
06.09. | 2 | 691.16
06.09. | 3 | 691.3
06.09. | 4 | 691.14
06.09. | 5 | 691.36
06.09. | 6 | 690.97
06.09. | 7 | 691.51
06.09. | 8 | 690.93
06.09. | 9 | 690.5
06.09. | 10 | 690.7
06.09. | 11 | 690.76
06.09. | 12 | 690.95
06.09. | 13 | 690.9
06.09. | 14 | 690.65
06.09. | 15 | 690.76
06.09. | 16 | 690.89
06.09. | 17 | 690.97
06.09. | 18 | 690.73
06.09. | 19 | 690.43
06.09. | 20 | 690.25
06.09. | 21 | 690.71
06.09. | 22 | 690.82
06.09. | 23 | 690
06.09. | 24 | 691.2
07.09. | 1 | 693.27
07.09. | 2 | 691.1
07.09. | 3 | 691.25
07.09. | 4 | 691.17
07.09. | 5 | 691.37
07.09. | 6 | 690.99
07.09. | 7 | 691.16
07.09. | 8 | 691.08
07.09. | 9 | 691.01
07.09. | 10 | 690.58
07.09. | 11 | 690.65
07.09. | 12 | 690.63
07.09. | 13 | 690.64
07.09. | 14 | 690.88
07.09. | 15 | 690.86
07.09. | 16 | 691.11
07.09. | 17 | 691
07.09. | 18 | 690.92
07.09. | 19 | 690.67
07.09. | 20 | 690.55
07.09. | 21 | 690.85
07.09. | 22 | 0
07.09. | 23 | 298.29
07.09. | 24 | 690.96
08.09. | 1 | 690.99
08.09. | 2 | 691.11
08.09. | 3 | 691
08.09. | 4 | 690.91
08.09. | 5 | 690.9
08.09. | 6 | 690.79
08.09. | 7 | 690.78
08.09. | 8 | 690.79
08.09. | 9 | 690.64
08.09. | 10 | 690.59
08.09. | 11 | 690.55
08.09. | 12 | 690.75
08.09. | 13 | 692.03
08.09. | 14 | 690.85
08.09. | 15 | 690.78
08.09. | 16 | 690.75
08.09. | 17 | 690.61
08.09. | 18 | -1.71
08.09. | 19 | 690.34
08.09. | 20 | 692.67
08.09. | 21 | 690.64
08.09. | 22 | 690.86
08.09. | 23 | 690.77
08.09. | 24 | 691.07
09.09. | 1 | 691.08
09.09. | 2 | 691.06
09.09. | 3 | 691.25
09.09. | 4 | 691.02
09.09. | 5 | 690.97
09.09. | 6 | 690.75
09.09. | 7 | 690.86
09.09. | 8 | 691.51
09.09. | 9 | 691.51
09.09. | 10 | 690.5
09.09. | 11 | 690.5
09.09. | 12 | 690.57
09.09. | 13 | 690.63
09.09. | 14 | 692.45
09.09. | 15 | 555.93
09.09. | 16 | -1.22
09.09. | 17 | 690.53
09.09. | 18 | 690.9
09.09. | 19 | 690.87
09.09. | 20 | 691
09.09. | 21 | 691.02
09.09. | 22 | 691.09
09.09. | 23 | 690.89
09.09. | 24 | 691.32
10.09. | 1 | 690.99
10.09. | 2 | 691.11
10.09. | 3 | 690.94
10.09. | 4 | 691.08
10.09. | 5 | 690.61
10.09. | 6 | 690.59
10.09. | 7 | 690.83
10.09. | 8 | 690.98
10.09. | 9 | 690.93
10.09. | 10 | 691.08
10.09. | 11 | 690.58
10.09. | 12 | 690.81
10.09. | 13 | 691.05
10.09. | 14 | 691.03
10.09. | 15 | 690.69
10.09. | 16 | 690.51
10.09. | 17 | 690.24
10.09. | 18 | 690.74
10.09. | 19 | 691
10.09. | 20 | 690.68
10.09. | 21 | 690.46
10.09. | 22 | 690.92
10.09. | 23 | 691.18
10.09. | 24 | 691.08
11.09. | 1 | 691.07
11.09. | 2 | 691.18
11.09. | 3 | 691.28
11.09. | 4 | 690.95
11.09. | 5 | 690.95
11.09. | 6 | 690.74
11.09. | 7 | 690.43
11.09. | 8 | 690.49
11.09. | 9 | 690.73
11.09. | 10 | 690.7
11.09. | 11 | 690.27
11.09. | 12 | 690.54
11.09. | 13 | 690.69
11.09. | 14 | 690.63
11.09. | 15 | 690.64
11.09. | 16 | 690.59
11.09. | 17 | 690.84
11.09. | 18 | 690.47
11.09. | 19 | 690.88
11.09. | 20 | 691.01
11.09. | 21 | 690.99
11.09. | 22 | 671.55
11.09. | 23 | 451.32
11.09. | 24 | 451.25
12.09. | 1 | 451.34
12.09. | 2 | 451.32
12.09. | 3 | 451.18
12.09. | 4 | 451.5
12.09. | 5 | 451.27
12.09. | 6 | 451.37
12.09. | 7 | 451.34
12.09. | 8 | 451.31
12.09. | 9 | 451.37
12.09. | 10 | 451.29
12.09. | 11 | 451.35
12.09. | 12 | 451.08
12.09. | 13 | 451.38
12.09. | 14 | 451.31
12.09. | 15 | 451.29
12.09. | 16 | 451.18
12.09. | 17 | 451.22
12.09. | 18 | 451.33
12.09. | 19 | 451.36
12.09. | 20 | 451.41
12.09. | 21 | 451.37
12.09. | 22 | 451.41
12.09. | 23 | 691.03
12.09. | 24 | 690.88
13.09. | 1 | 690.46
13.09. | 2 | 690.95
13.09. | 3 | 691.5
13.09. | 4 | 691.58
13.09. | 5 | 692.19
13.09. | 6 | 691.04
13.09. | 7 | 690.77
13.09. | 8 | 691
13.09. | 9 | 690.99
13.09. | 10 | 690.94
13.09. | 11 | 691.18
13.09. | 12 | 691.3
13.09. | 13 | 690.5
13.09. | 14 | 690.88
13.09. | 15 | 690.72
13.09. | 16 | 690.82
13.09. | 17 | 690.89
13.09. | 18 | 690.71
13.09. | 19 | 690.98
13.09. | 20 | 691.35
13.09. | 21 | 691.51
13.09. | 22 | 691.36
13.09. | 23 | 691.51
13.09. | 24 | 691.51
14.09. | 1 | 691
14.09. | 2 | 691.34
14.09. | 3 | 691.22
14.09. | 4 | 690.99
14.09. | 5 | 691.51
14.09. | 6 | 690.92
14.09. | 7 | 691.01
14.09. | 8 | 690.9
14.09. | 9 | 690.88
14.09. | 10 | 691.02
14.09. | 11 | 691
14.09. | 12 | 691.12
14.09. | 13 | 691.06
14.09. | 14 | 691.03
14.09. | 15 | 690.76
14.09. | 16 | 690.52
14.09. | 17 | 690.83
14.09. | 18 | 690.5
14.09. | 19 | 691.1
14.09. | 20 | 690.5
14.09. | 21 | 691.51
14.09. | 22 | 691.51
14.09. | 23 | 691.43
14.09. | 24 | 691.39
15.09. | 1 | 691.44
15.09. | 2 | 691.41
15.09. | 3 | 691.25
15.09. | 4 | 691.53
15.09. | 5 | 690.97
15.09. | 6 | 691.24
15.09. | 7 | 593.64
15.09. | 8 | 593.49
15.09. | 9 | 593.67
15.09. | 10 | 593.7
15.09. | 11 | 593.71
15.09. | 12 | 593.69
15.09. | 13 | 593.31
15.09. | 14 | 691
15.09. | 15 | 690.62
15.09. | 16 | 690.73
15.09. | 17 | 690.54
15.09. | 18 | 690.54
15.09. | 19 | 690.76
15.09. | 20 | 692.5
15.09. | 21 | 691.38
15.09. | 22 | 690.98
15.09. | 23 | 690.97
15.09. | 24 | 691.27
16.09. | 1 | 691.06
16.09. | 2 | 690.89
16.09. | 3 | 691.1
16.09. | 4 | 690.93
16.09. | 5 | 690.7
16.09. | 6 | 690.48
16.09. | 7 | 593.28
16.09. | 8 | 593.56
16.09. | 9 | 593.37
16.09. | 10 | 593.34
16.09. | 11 | 593
16.09. | 12 | 593.38
16.09. | 13 | 593.31
16.09. | 14 | 593.58
16.09. | 15 | 689.82
16.09. | 16 | 690.4
16.09. | 17 | 690.57
16.09. | 18 | 690.65
16.09. | 19 | 690.5
16.09. | 20 | 690.5
16.09. | 21 | 690.5
16.09. | 22 | 690
16.09. | 23 | 690.5
16.09. | 24 | 690.98
17.09. | 1 | 690.89
17.09. | 2 | 691.17
17.09. | 3 | 691.22
17.09. | 4 | 691.1
17.09. | 5 | 690.83
17.09. | 6 | 690.47
17.09. | 7 | 690.62
17.09. | 8 | 690.72
17.09. | 9 | 690.71
17.09. | 10 | 690.68
17.09. | 11 | 690.43
17.09. | 12 | 690.74
17.09. | 13 | 690.53
17.09. | 14 | 690.73
17.09. | 15 | 690.47
17.09. | 16 | 690.56
17.09. | 17 | 690.87
17.09. | 18 | 690.6
17.09. | 19 | 690.64
17.09. | 20 | 690.79
17.09. | 21 | 690.75
17.09. | 22 | 691.14
17.09. | 23 | 691.05
17.09. | 24 | 691.21
18.09. | 1 | 691.51
18.09. | 2 | 691.51
18.09. | 3 | 691.51
18.09. | 4 | 691.51
18.09. | 5 | 691.45
18.09. | 6 | 690.75
18.09. | 7 | 690.96
18.09. | 8 | 691.03
18.09. | 9 | 691.08
18.09. | 10 | 690.94
18.09. | 11 | 691.33
18.09. | 12 | 691.31
18.09. | 13 | 691.18
18.09. | 14 | 690.81
18.09. | 15 | 690.65
18.09. | 16 | 0
18.09. | 17 | 338.7
18.09. | 18 | 691.39
18.09. | 19 | 691.14
18.09. | 20 | 691.51
18.09. | 21 | 0
18.09. | 22 | -1.71
18.09. | 23 | 691.08
18.09. | 24 | 690.93
19.09. | 1 | 691.01
19.09. | 2 | 691.06
19.09. | 3 | 690.74
19.09. | 4 | 691.05
19.09. | 5 | 690.92
19.09. | 6 | 690.58
19.09. | 7 | 690.52
19.09. | 8 | 690.62
19.09. | 9 | 690.63
19.09. | 10 | 690.52
19.09. | 11 | 690.37
19.09. | 12 | 690.6
19.09. | 13 | 690.23
19.09. | 14 | 690.77
19.09. | 15 | 690.4
19.09. | 16 | 690.67
19.09. | 17 | 690.56
19.09. | 18 | 690.56
19.09. | 19 | 690.35
19.09. | 20 | 690.5
19.09. | 21 | 690.56
19.09. | 22 | 690.79
19.09. | 23 | 690.96
19.09. | 24 | 690.73
20.09. | 1 | 690.39
20.09. | 2 | 690.49
20.09. | 3 | 690.66
20.09. | 4 | 690.75
20.09. | 5 | 691.03
20.09. | 6 | 690.65
20.09. | 7 | 690.43
20.09. | 8 | 691.14
20.09. | 9 | 691.38
20.09. | 10 | 691.1
20.09. | 11 | 691.26
20.09. | 12 | 691.07
20.09. | 13 | 690.5
20.09. | 14 | 690.52
20.09. | 15 | 690.88
20.09. | 16 | 690.61
20.09. | 17 | 690.54
20.09. | 18 | 690.45
20.09. | 19 | 690.5
20.09. | 20 | 690.09
20.09. | 21 | 690
20.09. | 22 | 690.55
20.09. | 23 | 690.27
20.09. | 24 | 690.53
21.09. | 1 | 690.75
21.09. | 2 | 690.75
21.09. | 3 | 690.62
21.09. | 4 | 690.64
21.09. | 5 | 690.64
21.09. | 6 | 690.69
21.09. | 7 | 690.99
21.09. | 8 | 690.86
21.09. | 9 | 691.05
21.09. | 10 | 691.51
21.09. | 11 | 690.86
21.09. | 12 | 690.64
21.09. | 13 | 690.64
21.09. | 14 | 690.47
21.09. | 15 | 690.52
21.09. | 16 | 690.3
21.09. | 17 | 690.64
21.09. | 18 | 691.51
21.09. | 19 | 690.99
21.09. | 20 | 690.88
21.09. | 21 | 690.91
21.09. | 22 | 690.8
21.09. | 23 | 690.94
21.09. | 24 | 691.07
22.09. | 1 | 690.85
22.09. | 2 | 691.06
22.09. | 3 | 691.21
22.09. | 4 | 690.87
22.09. | 5 | 690.78
22.09. | 6 | 690.64
22.09. | 7 | 690
22.09. | 8 | 690.7
22.09. | 9 | 691.54
22.09. | 10 | 691.14
22.09. | 11 | 691.19
22.09. | 12 | 691.19
22.09. | 13 | 691.28
22.09. | 14 | 690.93
22.09. | 15 | 690.64
22.09. | 16 | 690.5
22.09. | 17 | 690.72
22.09. | 18 | 690.91
22.09. | 19 | 690.76
22.09. | 20 | 690.65
22.09. | 21 | 690.97
22.09. | 22 | 690.87
22.09. | 23 | 691.02
22.09. | 24 | 691.03
23.09. | 1 | 691.1
23.09. | 2 | 690.98
23.09. | 3 | 691.04
23.09. | 4 | 691.11
23.09. | 5 | 691
23.09. | 6 | 690.77
23.09. | 7 | 691.14
23.09. | 8 | 690.98
23.09. | 9 | 691.19
23.09. | 10 | 691.27
23.09. | 11 | 690.5
23.09. | 12 | 690
23.09. | 13 | 690.94
23.09. | 14 | 689.51
23.09. | 15 | 690.5
23.09. | 16 | 690.54
23.09. | 17 | 690.87
23.09. | 18 | 690.76
23.09. | 19 | 691.51
23.09. | 20 | 690.82
23.09. | 21 | 690.43
23.09. | 22 | 691.02
23.09. | 23 | 691.01
23.09. | 24 | 691.29
24.09. | 1 | 691.25
24.09. | 2 | 691.28
24.09. | 3 | 691.29
24.09. | 4 | 691.34
24.09. | 5 | 690.03
24.09. | 6 | 690.46
24.09. | 7 | 690.5
24.09. | 8 | 690.77
24.09. | 9 | 690.59
24.09. | 10 | 691.02
24.09. | 11 | 690.54
24.09. | 12 | 692.57
24.09. | 13 | 692.6
24.09. | 14 | 692.61
24.09. | 15 | 692.39
24.09. | 16 | 692.01
24.09. | 17 | 692.72
24.09. | 18 | 692.75
24.09. | 19 | 692.54
24.09. | 20 | 692.81
24.09. | 21 | 692.5
24.09. | 22 | 693.22
24.09. | 23 | 693.36
24.09. | 24 | 693.01
25.09. | 1 | 692.93
25.09. | 2 | 693.42
25.09. | 3 | 693.26
25.09. | 4 | 693.44
25.09. | 5 | 692.87
25.09. | 6 | 693.04
25.09. | 7 | 693.06
25.09. | 8 | 693.18
25.09. | 9 | 693.76
25.09. | 10 | 692.96
25.09. | 11 | 692.78
25.09. | 12 | 692.82
25.09. | 13 | 693.52
25.09. | 14 | 692.84
25.09. | 15 | 692.65
25.09. | 16 | 692.5
25.09. | 17 | 692.92
25.09. | 18 | 692.94
25.09. | 19 | 693.21
25.09. | 20 | 692.68
25.09. | 21 | 691.98
25.09. | 22 | 693.24
25.09. | 23 | 693.32
25.09. | 24 | 693.08
26.09. | 1 | 693.23
26.09. | 2 | 693.22
26.09. | 3 | 545.43
26.09. | 4 | 545.27
26.09. | 5 | 545.2
26.09. | 6 | 545.2
26.09. | 7 | 545.36
26.09. | 8 | 545.47
26.09. | 9 | 545.66
26.09. | 10 | 545.5
26.09. | 11 | 545.4
26.09. | 12 | 545.36
26.09. | 13 | 545.6
26.09. | 14 | 691.68
26.09. | 15 | 691.68
26.09. | 16 | 691.73
26.09. | 17 | 691.46
26.09. | 18 | 691.71
26.09. | 19 | 691.51
26.09. | 20 | 692.32
26.09. | 21 | 692.5
26.09. | 22 | 692.11
26.09. | 23 | 692.58
26.09. | 24 | 692.13
27.09. | 1 | 691.95
27.09. | 2 | 692.1
27.09. | 3 | 692.13
27.09. | 4 | 692.09
27.09. | 5 | 691.87
27.09. | 6 | 691.9
27.09. | 7 | 691.83
27.09. | 8 | 692.02
27.09. | 9 | 692.39
27.09. | 10 | 692
27.09. | 11 | 691.46
27.09. | 12 | 691.85
27.09. | 13 | 691.64
27.09. | 14 | 692.28
27.09. | 15 | 691.27
27.09. | 16 | 690
27.09. | 17 | 691.72
27.09. | 18 | 691.65
27.09. | 19 | 691.86
27.09. | 20 | 691.61
27.09. | 21 | 691.49
27.09. | 22 | 691.71
27.09. | 23 | 691.99
27.09. | 24 | 691.75
28.09. | 1 | 692
28.09. | 2 | 692
28.09. | 3 | 691.58
28.09. | 4 | 692.14
28.09. | 5 | 692.36
28.09. | 6 | 692.05
28.09. | 7 | 692.21
28.09. | 8 | 692.25
28.09. | 9 | 692.85
28.09. | 10 | 692.41
28.09. | 11 | 692.31
28.09. | 12 | 692.56
28.09. | 13 | 692.72
28.09. | 14 | 691.87
28.09. | 15 | 691.61
28.09. | 16 | 691.04
28.09. | 17 | 691.9
28.09. | 18 | 691.74
28.09. | 19 | 691.66
28.09. | 20 | 691.68
28.09. | 21 | 692.33
28.09. | 22 | 692.04
28.09. | 23 | 692.34
28.09. | 24 | 692.02
29.09. | 1 | 692.06
29.09. | 2 | 691.92
29.09. | 3 | 691.85
29.09. | 4 | 691.85
29.09. | 5 | 691.96
29.09. | 6 | 691.8
29.09. | 7 | 691.66
29.09. | 8 | 693.77
29.09. | 9 | 692.6
29.09. | 10 | 691.88
29.09. | 11 | 691.53
29.09. | 12 | 691.63
29.09. | 13 | 691.99
29.09. | 14 | 691.99
29.09. | 15 | 691.51
29.09. | 16 | 691.53
29.09. | 17 | 691.64
29.09. | 18 | 691.5
29.09. | 19 | 691.4
29.09. | 20 | 691.23
29.09. | 21 | 691.22
29.09. | 22 | 691.72
29.09. | 23 | 691.51
29.09. | 24 | 691.97
30.09. | 1 | 692.02
30.09. | 2 | 691.94
30.09. | 3 | 691.95
30.09. | 4 | 692.12
30.09. | 5 | 691.63
30.09. | 6 | 691.34
30.09. | 7 | 691.85
30.09. | 8 | 691.65
30.09. | 9 | 691.71
30.09. | 10 | 691.72
30.09. | 11 | 691.62
30.09. | 12 | 691.97
30.09. | 13 | 691.62
30.09. | 14 | 691.21
30.09. | 15 | 691.36
30.09. | 16 | 691.69
30.09. | 17 | 691.74
30.09. | 18 | 691.89
30.09. | 19 | 691.69
30.09. | 20 | 692.01
30.09. | 21 | 691.89
30.09. | 22 | 691.61
30.09. | 23 | 692.38
30.09. | 24 | 692.31
01.10. | 1 | 692.3
01.10. | 2 | 692.09
01.10. | 3 | 692.02
01.10. | 4 | 692.25
01.10. | 5 | 691.82
01.10. | 6 | 692.27
01.10. | 7 | 692.18
01.10. | 8 | 691.91
01.10. | 9 | 692.43
01.10. | 10 | 691.54
01.10. | 11 | 691.24
01.10. | 12 | 691.44
01.10. | 13 | 691.55
01.10. | 14 | 691.43
01.10. | 15 | 691.47
01.10. | 16 | 692.01
01.10. | 17 | 691.64
01.10. | 18 | 691.77
01.10. | 19 | 691.63
01.10. | 20 | 691.94
01.10. | 21 | 692.19
01.10. | 22 | 692.18
01.10. | 23 | 692.26
01.10. | 24 | 692.42
02.10. | 1 | 692.11
02.10. | 2 | 692.16
02.10. | 3 | 692.11
02.10. | 4 | 692.3
02.10. | 5 | 692.16
02.10. | 6 | 691.66
02.10. | 7 | 692.5
02.10. | 8 | 691.25
02.10. | 9 | 691.6
02.10. | 10 | 691.76
02.10. | 11 | 691.01
02.10. | 12 | 691.48
02.10. | 13 | 691.51
02.10. | 14 | 691.37
02.10. | 15 | 691.46
02.10. | 16 | 691.63
02.10. | 17 | 691.5
02.10. | 18 | 691.47
02.10. | 19 | 691.51
02.10. | 20 | 691.51
02.10. | 21 | 691.51
02.10. | 22 | 691.51
02.10. | 23 | 694.53
02.10. | 24 | 692.5
03.10. | 1 | 692.5
03.10. | 2 | 692.5
03.10. | 3 | 692.5
03.10. | 4 | 691.51
03.10. | 5 | 691.51
03.10. | 6 | 678.48
03.10. | 7 | 546.19
03.10. | 8 | 546.19
03.10. | 9 | 546.19
03.10. | 10 | 546
03.10. | 11 | 546
03.10. | 12 | 546.19
03.10. | 13 | 547.2
03.10. | 14 | 551.2
03.10. | 15 | 690.5
03.10. | 16 | 691
03.10. | 17 | 690
03.10. | 18 | 690
03.10. | 19 | 690.5
03.10. | 20 | 690.5
03.10. | 21 | 691.51
03.10. | 22 | 691.51
03.10. | 23 | 691.51
03.10. | 24 | 691
04.10. | 1 | 691.51
04.10. | 2 | 691.51
04.10. | 3 | 691.51
04.10. | 4 | 691.51
04.10. | 5 | 691.51
04.10. | 6 | 691.51
04.10. | 7 | 692.5
04.10. | 8 | 691.91
04.10. | 9 | 692.74
04.10. | 10 | 692.38
04.10. | 11 | 692.54
04.10. | 12 | 692.41
04.10. | 13 | 692.35
04.10. | 14 | 691.72
04.10. | 15 | 691.75
04.10. | 16 | 691.54
04.10. | 17 | 691.84
04.10. | 18 | 691.51
04.10. | 19 | 691.42
04.10. | 20 | 691.29
04.10. | 21 | 691.63
04.10. | 22 | 692
04.10. | 23 | 692.5
04.10. | 24 | 691.79
05.10. | 1 | 691.02
05.10. | 2 | 691.45
05.10. | 3 | 691.7
05.10. | 4 | 692.5
05.10. | 5 | 691.81
05.10. | 6 | 691.5
05.10. | 7 | 691.69
05.10. | 8 | 691.8
05.10. | 9 | 691.51
05.10. | 10 | 691.87
05.10. | 11 | 692.08
05.10. | 12 | 691.51
05.10. | 13 | 691.51
05.10. | 14 | 691.51
05.10. | 15 | 691.79
05.10. | 16 | 691.51
05.10. | 17 | 692.5
05.10. | 18 | 691.51
05.10. | 19 | 692.5
05.10. | 20 | 691.82
05.10. | 21 | 692.18
05.10. | 22 | 692.5
05.10. | 23 | 692.34
05.10. | 24 | 691.51
06.10. | 1 | 692.24
06.10. | 2 | 692.48
06.10. | 3 | 692.5
06.10. | 4 | 692.18
06.10. | 5 | 693.7
06.10. | 6 | 692.5
06.10. | 7 | 692.38
06.10. | 8 | 692.47
06.10. | 9 | 692.59
06.10. | 10 | 692.5
06.10. | 11 | 691.63
06.10. | 12 | 691.68
06.10. | 13 | 692
06.10. | 14 | 692.5
06.10. | 15 | 692.35
06.10. | 16 | 691.78
06.10. | 17 | 691.51
06.10. | 18 | 691.52
06.10. | 19 | 692.5
06.10. | 20 | 691.64
06.10. | 21 | 692.5
06.10. | 22 | 692.13
06.10. | 23 | 691.96
06.10. | 24 | 691.51
07.10. | 1 | 691.83
07.10. | 2 | 692.04
07.10. | 3 | 692.5
07.10. | 4 | 692.12
07.10. | 5 | 691.97
07.10. | 6 | 692
07.10. | 7 | 691.08
07.10. | 8 | 691.35
07.10. | 9 | 690.5
07.10. | 10 | 692.05
07.10. | 11 | 691.68
07.10. | 12 | 691.51
07.10. | 13 | 691.65
07.10. | 14 | 691.55
07.10. | 15 | 692.11
07.10. | 16 | 691.95
07.10. | 17 | 691.68
07.10. | 18 | 691.89
07.10. | 19 | 691.89
07.10. | 20 | 691.93
07.10. | 21 | 692.55
07.10. | 22 | 692.4
07.10. | 23 | 693.74
07.10. | 24 | 692.19
08.10. | 1 | 692.17
08.10. | 2 | 692.64
08.10. | 3 | 692.28
08.10. | 4 | 692.33
08.10. | 5 | 691.89
08.10. | 6 | 691.86
08.10. | 7 | 691.79
08.10. | 8 | 691.73
08.10. | 9 | 692.03
08.10. | 10 | 691.16
08.10. | 11 | 692.01
08.10. | 12 | 691.51
08.10. | 13 | 691.68
08.10. | 14 | 691.56
08.10. | 15 | 691.74
08.10. | 16 | 691.59
08.10. | 17 | 692
08.10. | 18 | 691.95
08.10. | 19 | 691.74
08.10. | 20 | 691.7
08.10. | 21 | 690.57
08.10. | 22 | 692.5
08.10. | 23 | 692
08.10. | 24 | 692.5
09.10. | 1 | 693.34
09.10. | 2 | 692.5
09.10. | 3 | 692.3
09.10. | 4 | 692.48
09.10. | 5 | 692.5
09.10. | 6 | 691.89
09.10. | 7 | 691.86
09.10. | 8 | 691.38
09.10. | 9 | 692.09
09.10. | 10 | 692.48
09.10. | 11 | 691.89
09.10. | 12 | 691.7
09.10. | 13 | 691.5
09.10. | 14 | 691.68
09.10. | 15 | 691.43
09.10. | 16 | 692
09.10. | 17 | 691.38
09.10. | 18 | 691
09.10. | 19 | 691.61
09.10. | 20 | 691.28
09.10. | 21 | 692.5
09.10. | 22 | 691.91
09.10. | 23 | 691.7
09.10. | 24 | 691.51
10.10. | 1 | 691.76
10.10. | 2 | 692.5
10.10. | 3 | 691.59
10.10. | 4 | 692.5
10.10. | 5 | 692.34
10.10. | 6 | 692.22
10.10. | 7 | 691.51
10.10. | 8 | 691.33
10.10. | 9 | 691.31
10.10. | 10 | 692
10.10. | 11 | 691.45
10.10. | 12 | 691.63
10.10. | 13 | 691.46
10.10. | 14 | 691.93
10.10. | 15 | 691.4
10.10. | 16 | 691.51
10.10. | 17 | 691.64
10.10. | 18 | 691.6
10.10. | 19 | 691.51
10.10. | 20 | 691.96
10.10. | 21 | 691.75
10.10. | 22 | 692.33
10.10. | 23 | 691.35
10.10. | 24 | 691.71
11.10. | 1 | 692
11.10. | 2 | 692
11.10. | 3 | 692.1
11.10. | 4 | 691.51
11.10. | 5 | 691.64
11.10. | 6 | 691.21
11.10. | 7 | 692.5
11.10. | 8 | 691.25
11.10. | 9 | 692
11.10. | 10 | 691.51
11.10. | 11 | 691.64
11.10. | 12 | 691.73
11.10. | 13 | 690.5
11.10. | 14 | 691.23
11.10. | 15 | 691.32
11.10. | 16 | 691.51
11.10. | 17 | 691.54
11.10. | 18 | 691.62
11.10. | 19 | 691.51
11.10. | 20 | 691.63
11.10. | 21 | 692.5
11.10. | 22 | 693.45
11.10. | 23 | 692.21
11.10. | 24 | 692.5
12.10. | 1 | 692.04
12.10. | 2 | 692.12
12.10. | 3 | 692.07
12.10. | 4 | 692
12.10. | 5 | 691.94
12.10. | 6 | 692.5
12.10. | 7 | 693
12.10. | 8 | 691.82
12.10. | 9 | 691.89
12.10. | 10 | 692.09
12.10. | 11 | 691.61
12.10. | 12 | 691.13
12.10. | 13 | 691.81
12.10. | 14 | 691.22
12.10. | 15 | 691.62
12.10. | 16 | 691.54
12.10. | 17 | 691.66
12.10. | 18 | 691.72
12.10. | 19 | 691.68
12.10. | 20 | 691.68
12.10. | 21 | 691.68
12.10. | 22 | 692.28
12.10. | 23 | 692.33
12.10. | 24 | 692.34
13.10. | 1 | 692.14
13.10. | 2 | 691.9
13.10. | 3 | 692.09
13.10. | 4 | 692.16
13.10. | 5 | 691.97
13.10. | 6 | -1.44
13.10. | 7 | -1.63
13.10. | 8 | 691.76
13.10. | 9 | 691.62
13.10. | 10 | 691.8
13.10. | 11 | 691.42
13.10. | 12 | 690
13.10. | 13 | 690
13.10. | 14 | 691
13.10. | 15 | 690
13.10. | 16 | 691
13.10. | 17 | 691
13.10. | 18 | 691
13.10. | 19 | 691
13.10. | 20 | 691
13.10. | 21 | 692
13.10. | 22 | 692
13.10. | 23 | 692
13.10. | 24 | 691.21
14.10. | 1 | 691.51
14.10. | 2 | 691.44
14.10. | 3 | 691.53
14.10. | 4 | 691.54
14.10. | 5 | 691.26
14.10. | 6 | 691.51
14.10. | 7 | 691.57
14.10. | 8 | 691.38
14.10. | 9 | 691.45
14.10. | 10 | 691.54
14.10. | 11 | 691.59
14.10. | 12 | 691.74
14.10. | 13 | 691.49
14.10. | 14 | 691.34
14.10. | 15 | 691
14.10. | 16 | 691
14.10. | 17 | 691
14.10. | 18 | 691
14.10. | 19 | 691
14.10. | 20 | 691
14.10. | 21 | 691
14.10. | 22 | 691
14.10. | 23 | 690
14.10. | 24 | 691.52
15.10. | 1 | 691.35
15.10. | 2 | 691.32
15.10. | 3 | 691.51
15.10. | 4 | 691.88
15.10. | 5 | 691.65
15.10. | 6 | 691.47
15.10. | 7 | 691.51
15.10. | 8 | 691.51
15.10. | 9 | 691.4
15.10. | 10 | 691.44
15.10. | 11 | 691.41
15.10. | 12 | 691.39
15.10. | 13 | 692.5
15.10. | 14 | 691.51
15.10. | 15 | 691.64
15.10. | 16 | 691.8
15.10. | 17 | 692.58
15.10. | 18 | 692.15
15.10. | 19 | 691.57
15.10. | 20 | 691.88
15.10. | 21 | 691.88
15.10. | 22 | 692.24
15.10. | 23 | 691.83
15.10. | 24 | 689.57
16.10. | 1 | 691.5
16.10. | 2 | 691.57
16.10. | 3 | 691.64
16.10. | 4 | 691.71
16.10. | 5 | 691.43
16.10. | 6 | 691.4
16.10. | 7 | 691.34
16.10. | 8 | 691.15
16.10. | 9 | 691.28
16.10. | 10 | 691.18
16.10. | 11 | 691.11
16.10. | 12 | 691.55
16.10. | 13 | 691.51
16.10. | 14 | 691.43
16.10. | 15 | 691.7
16.10. | 16 | 691.43
16.10. | 17 | 691.94
16.10. | 18 | 691.68
16.10. | 19 | 691.84
16.10. | 20 | 691.94
16.10. | 21 | 691.69
16.10. | 22 | 692.18
16.10. | 23 | 691.67
16.10. | 24 | 691.74
17.10. | 1 | 691.4
17.10. | 2 | 690.98
17.10. | 3 | 690.96
17.10. | 4 | 691.46
17.10. | 5 | 691.2
17.10. | 6 | 691.59
17.10. | 7 | 691.13
17.10. | 8 | 691.47
17.10. | 9 | 691.47
17.10. | 10 | 691.47
17.10. | 11 | 691.59
17.10. | 12 | 691.48
17.10. | 13 | 691.61
17.10. | 14 | 691.51
17.10. | 15 | 691.39
17.10. | 16 | 691.81
17.10. | 17 | 692.12
17.10. | 18 | 692
17.10. | 19 | 692.21
17.10. | 20 | 692.23
17.10. | 21 | 692.16
17.10. | 22 | 692.42
17.10. | 23 | 692.15
17.10. | 24 | 344.22
18.10. | 1 | 346.89
18.10. | 2 | 689.92
18.10. | 3 | 690.13
18.10. | 4 | 690.43
18.10. | 5 | 346.82
18.10. | 6 | 346.8
18.10. | 7 | 346.63
18.10. | 8 | 346.63
18.10. | 9 | 346.68
18.10. | 10 | 511.57
18.10. | 11 | 691.48
18.10. | 12 | 691.35
18.10. | 13 | 691.43
18.10. | 14 | 691.43
18.10. | 15 | 691.65
18.10. | 16 | 691.68
18.10. | 17 | 691.92
18.10. | 18 | 691.76
18.10. | 19 | 343.72
18.10. | 20 | 346.67
18.10. | 21 | 346.68
18.10. | 22 | 346.7
18.10. | 23 | 346.85
18.10. | 24 | 346.78
19.10. | 1 | 346.85
19.10. | 2 | 346.69
19.10. | 3 | 346.76
19.10. | 4 | 346.76
19.10. | 5 | 346.93
19.10. | 6 | 346.94
19.10. | 7 | 344.49
19.10. | 8 | 344.36
19.10. | 9 | 345.47
19.10. | 10 | 345.49
19.10. | 11 | 344.76
19.10. | 12 | 345.32
19.10. | 13 | 689.64
19.10. | 14 | 483.06
19.10. | 15 | 344.78
19.10. | 16 | 344.79
19.10. | 17 | 344.99
19.10. | 18 | 344.69
19.10. | 19 | 344.76
19.10. | 20 | 344.74
19.10. | 21 | 344.77
19.10. | 22 | -1.52
19.10. | 23 | 280.36
19.10. | 24 | 690.53
20.10. | 1 | 690.5
20.10. | 2 | 690.53
20.10. | 3 | 690.64
20.10. | 4 | 690.85
20.10. | 5 | 690.4
20.10. | 6 | 690.78
20.10. | 7 | 691.07
20.10. | 8 | 691.11
20.10. | 9 | 691
20.10. | 10 | 691.02
20.10. | 11 | -1.68
20.10. | 12 | 691
20.10. | 13 | 692.2
20.10. | 14 | 692.16
20.10. | 15 | 692.19
20.10. | 16 | 692.28
20.10. | 17 | 693.04
20.10. | 18 | 692.87
20.10. | 19 | 692.97
20.10. | 20 | 692.72
20.10. | 21 | 692.74
20.10. | 22 | 692.74
20.10. | 23 | 39.99
20.10. | 24 | 138
21.10. | 1 | 690.45
21.10. | 2 | 690.51
21.10. | 3 | 690.14
21.10. | 4 | 690.2
21.10. | 5 | 690.69
21.10. | 6 | 690.36
21.10. | 7 | 690.36
21.10. | 8 | 691.11
21.10. | 9 | 690.83
21.10. | 10 | 690.22
21.10. | 11 | 690.13
21.10. | 12 | 107.97
21.10. | 13 | -1.67
21.10. | 14 | -1.66
21.10. | 15 | 690.07
21.10. | 16 | 690.23
21.10. | 17 | 690.29
21.10. | 18 | 690.23
21.10. | 19 | 690.48
21.10. | 20 | 690.51
21.10. | 21 | 485.03
21.10. | 22 | 0
21.10. | 23 | 33
21.10. | 24 | 691.02
22.10. | 1 | 691.51
22.10. | 2 | 690.88
22.10. | 3 | 691.51
22.10. | 4 | 690.61
22.10. | 5 | 690.52
22.10. | 6 | 690.5
22.10. | 7 | 690.45
22.10. | 8 | 691.51
22.10. | 9 | 691.51
22.10. | 10 | 691.51
22.10. | 11 | 691.51
22.10. | 12 | 690.83
22.10. | 13 | 690.72
22.10. | 14 | 690.34
22.10. | 15 | 690.5
22.10. | 16 | 689.97
22.10. | 17 | 690.49
22.10. | 18 | 690.7
22.10. | 19 | 690.71
22.10. | 20 | 690.68
22.10. | 21 | 689.63
22.10. | 22 | 690.54
22.10. | 23 | 690.7
22.10. | 24 | 690.94
23.10. | 1 | 690.93
23.10. | 2 | 691.08
23.10. | 3 | 690.56
23.10. | 4 | 690.71
23.10. | 5 | 690.84
23.10. | 6 | 690.64
23.10. | 7 | 691
23.10. | 8 | 690.65
23.10. | 9 | 690.76
23.10. | 10 | 690.69
23.10. | 11 | 690.81
23.10. | 12 | 690.7
23.10. | 13 | 690.69
23.10. | 14 | 690.56
23.10. | 15 | 690.79
23.10. | 16 | 690.63
23.10. | 17 | 690.65
23.10. | 18 | 690.86
23.10. | 19 | 690.66
23.10. | 20 | 690.82
23.10. | 21 | 690.75
23.10. | 22 | 690.6
23.10. | 23 | 691.23
23.10. | 24 | 691.04
24.10. | 1 | 690.98
24.10. | 2 | 691.22
24.10. | 3 | 691.04
24.10. | 4 | 691.34
24.10. | 5 | 690.5
24.10. | 6 | 690.5
24.10. | 7 | 690.46
24.10. | 8 | 690.56
24.10. | 9 | 690.29
24.10. | 10 | 690.53
24.10. | 11 | 690.48
24.10. | 12 | 690.63
24.10. | 13 | 690.33
24.10. | 14 | 690.46
24.10. | 15 | 690.48
24.10. | 16 | 690.38
24.10. | 17 | 690.93
24.10. | 18 | 690.61
24.10. | 19 | 690.4
24.10. | 20 | 690.6
24.10. | 21 | 690.52
24.10. | 22 | 690.55
24.10. | 23 | 690.92
24.10. | 24 | 691.43
25.10. | 1 | 691.52
25.10. | 2 | 690.94
25.10. | 3 | 690.96
25.10. | 4 | 690.9
25.10. | 5 | 690.59
25.10. | 6 | 690.5
25.10. | 7 | 690
25.10. | 8 | 690.68
25.10. | 9 | 690.5
25.10. | 10 | 690.64
25.10. | 11 | 690.48
25.10. | 12 | 690.5
25.10. | 13 | 690.53
25.10. | 14 | 690.47
25.10. | 15 | 690.5
25.10. | 16 | 690.76
25.10. | 17 | 690.59
25.10. | 18 | 690.5
25.10. | 19 | 690.57
25.10. | 20 | 690.64
25.10. | 21 | 690.59
25.10. | 22 | 690.5
25.10. | 23 | 690.88
25.10. | 24 | 690.92
26.10. | 1 | 691.51
26.10. | 2 | 690.99
26.10. | 3 | 690.65
26.10. | 4 | 691.51
26.10. | 5 | 691.51
26.10. | 6 | 690.5
26.10. | 7 | 691.14
26.10. | 8 | 690.99
26.10. | 9 | 690.5
26.10. | 10 | 690.81
26.10. | 11 | 690.57
26.10. | 12 | 690
26.10. | 13 | 690.64
26.10. | 14 | 691.32
26.10. | 15 | 691.51
26.10. | 16 | 690.75
26.10. | 17 | 690.62
26.10. | 18 | 691.51
26.10. | 19 | 690.86
26.10. | 20 | 690.7
26.10. | 21 | -2
26.10. | 22 | 0
26.10. | 23 | 691.18
26.10. | 24 | 692.5
27.10. | 1 | 691.53
27.10. | 2 | 692.03
27.10. | 3 | 692.5
27.10. | 4 | 691.88
27.10. | 5 | 691.91
27.10. | 6 | 691.84
27.10. | 7 | 695.52
27.10. | 8 | 691.85
27.10. | 9 | 691.31
27.10. | 10 | 691
27.10. | 11 | 691.51
27.10. | 12 | 691.34
27.10. | 13 | 691.51
27.10. | 14 | 691.25
27.10. | 15 | 691.33
27.10. | 16 | 691.85
27.10. | 17 | 691.3
27.10. | 18 | 691
27.10. | 19 | 691.44
27.10. | 20 | 691.51
27.10. | 21 | 691.37
27.10. | 22 | 691.51
27.10. | 23 | 691.51
27.10. | 24 | 691.44
28.10. | 1 | 691.95
28.10. | 2 | 691.87
28.10. | 3 | 692.5
28.10. | 4 | 692.17
28.10. | 5 | 692.28
28.10. | 6 | 692.5
28.10. | 7 | 691.52
28.10. | 8 | 691.45
28.10. | 9 | 690
28.10. | 10 | 691.28
28.10. | 11 | 691.55
28.10. | 12 | 691.49
28.10. | 13 | 691.51
28.10. | 14 | 691.6
28.10. | 15 | 691.23
28.10. | 16 | 691.51
28.10. | 17 | 691.6
28.10. | 18 | 691.53
28.10. | 19 | 691.51
28.10. | 20 | 691.82
28.10. | 21 | 691.96
28.10. | 22 | 691.6
28.10. | 23 | 691.71
28.10. | 24 | 692.5
29.10. | 1 | 692.31
29.10. | 2 | 692.07
29.10. | 3 | 692.5
29.10. | 4 | 692.09
29.10. | 5 | 692.08
29.10. | 6 | 691.51
29.10. | 7 | 691.46
29.10. | 8 | 691.65
29.10. | 9 | 691
29.10. | 10 | 691.57
29.10. | 11 | 691.65
29.10. | 12 | 691.36
29.10. | 13 | 691.78
29.10. | 14 | 691.63
29.10. | 15 | 691.25
29.10. | 16 | 691.44
29.10. | 17 | 691.55
29.10. | 18 | 691.52
29.10. | 19 | 691.61
29.10. | 20 | 691.63
29.10. | 21 | 691.48
29.10. | 22 | 691.92
29.10. | 23 | 692.39
29.10. | 24 | 691.51
30.10. | 1 | 692.03
30.10. | 2 | 692.35
30.10. | 3 | 692.48
30.10. | 4 | 692.44
30.10. | 5 | 692.61
30.10. | 6 | 691.51
30.10. | 7 | 691.69
30.10. | 8 | 691.42
30.10. | 9 | 691.32
30.10. | 10 | 691.51
30.10. | 11 | 691.41
30.10. | 12 | 690.3
30.10. | 13 | 691
30.10. | 14 | 691.69
30.10. | 15 | 691.51
30.10. | 16 | 691.51
30.10. | 17 | 691.83
30.10. | 18 | 691.81
30.10. | 19 | 691.35
30.10. | 20 | 690.82
30.10. | 21 | 691.34
30.10. | 22 | 690.94
30.10. | 23 | 691.31
30.10. | 24 | 691.06
31.10. | 1 | 691.02
31.10. | 2 | 691.12
31.10. | 3 | 689.66
31.10. | 4 | 689.75
31.10. | 5 | 689.56
31.10. | 6 | 689.41
31.10. | 7 | 689.43
31.10. | 8 | 690.22
31.10. | 9 | 690.5
31.10. | 10 | 690.5
31.10. | 11 | 691.63
31.10. | 12 | 691
31.10. | 13 | 691
31.10. | 14 | 691
31.10. | 15 | 691
31.10. | 16 | 691
31.10. | 17 | 691
31.10. | 18 | 691
31.10. | 19 | 691
31.10. | 20 | 691
31.10. | 21 | 691
31.10. | 22 | 691
31.10. | 23 | 297
31.10. | 24 | 298
01.11. | 1 | 298
01.11. | 2 | 298
01.11. | 3 | 298
01.11. | 4 | 298
01.11. | 5 | 298
01.11. | 6 | 297.97
01.11. | 7 | 298
01.11. | 8 | 298.65
01.11. | 9 | 298.21
01.11. | 10 | 298.27
01.11. | 11 | 298.18
01.11. | 12 | 298.28
01.11. | 13 | 298.3
01.11. | 14 | 690.61
01.11. | 15 | 690.58
01.11. | 16 | 690.52
01.11. | 17 | 690.38
01.11. | 18 | 690.4
01.11. | 19 | 690.45
01.11. | 20 | 690.49
01.11. | 21 | 690.24
01.11. | 22 | 297.62
01.11. | 23 | 297.56
01.11. | 24 | 297.3
02.11. | 1 | 297.45
02.11. | 2 | 297.41
02.11. | 3 | 297.53
02.11. | 4 | 297.53
02.11. | 5 | 297.53
02.11. | 6 | 297.47
02.11. | 7 | 298.31
02.11. | 8 | 297.87
02.11. | 9 | 298.31
02.11. | 10 | 298.34
02.11. | 11 | 298.37
02.11. | 12 | 298.29
02.11. | 13 | 298.26
02.11. | 14 | 298.31
02.11. | 15 | 298.33
02.11. | 16 | 690.5
02.11. | 17 | 690.09
02.11. | 18 | 690.55
02.11. | 19 | 690.52
02.11. | 20 | 690
02.11. | 21 | 690.87
02.11. | 22 | 690.61
02.11. | 23 | 690.7
02.11. | 24 | 690.46
03.11. | 1 | 690.31
03.11. | 2 | 689.41
03.11. | 3 | 689.42
03.11. | 4 | 689.07
03.11. | 5 | 688.43
03.11. | 6 | 688.55
03.11. | 7 | 689.21
03.11. | 8 | 687.98
03.11. | 9 | 689.36
03.11. | 10 | 688.49
03.11. | 11 | 689.04
03.11. | 12 | 689.13
03.11. | 13 | 689.66
03.11. | 14 | 689.48
03.11. | 15 | 690.25
03.11. | 16 | 689.51
03.11. | 17 | 689.35
03.11. | 18 | 689.22
03.11. | 19 | 689.03
03.11. | 20 | 688.72
03.11. | 21 | 689.25
03.11. | 22 | 688.86
03.11. | 23 | 689.21
03.11. | 24 | 689.09
04.11. | 1 | 688.88
04.11. | 2 | 688.15
04.11. | 3 | 688.84
04.11. | 4 | 689.05
04.11. | 5 | 689.1
04.11. | 6 | 688.72
04.11. | 7 | 689.06
04.11. | 8 | 688.6
04.11. | 9 | 688.77
04.11. | 10 | 689.22
04.11. | 11 | 689.06
04.11. | 12 | 689.81
04.11. | 13 | 689.63
04.11. | 14 | 689.51
04.11. | 15 | 688.93
04.11. | 16 | 688.98
04.11. | 17 | 689.13
04.11. | 18 | 689.3
04.11. | 19 | 689.28
04.11. | 20 | 689.5
04.11. | 21 | 689.09
04.11. | 22 | 689.04
04.11. | 23 | 689.45
04.11. | 24 | 689.06
05.11. | 1 | 689.5
05.11. | 2 | 689.61
05.11. | 3 | 689.91
05.11. | 4 | 690.23
05.11. | 5 | 690.03
05.11. | 6 | 690.25
05.11. | 7 | -1.4
05.11. | 8 | 69.83
05.11. | 9 | 688.44
05.11. | 10 | 689.51
05.11. | 11 | 689.56
05.11. | 12 | 689.49
05.11. | 13 | 689.72
05.11. | 14 | 689.73
05.11. | 15 | 689.94
05.11. | 16 | 689.77
05.11. | 17 | 690.15
05.11. | 18 | 689.9
05.11. | 19 | 689.87
05.11. | 20 | 689.73
05.11. | 21 | 689.55
05.11. | 22 | 689.51
05.11. | 23 | 689.89
05.11. | 24 | 689.96
06.11. | 1 | 690.02
06.11. | 2 | 690.28
06.11. | 3 | 690.33
06.11. | 4 | 690.55
06.11. | 5 | 690
06.11. | 6 | 689.65
06.11. | 7 | 689.78
06.11. | 8 | 689.88
06.11. | 9 | 690.34
06.11. | 10 | 688.41
06.11. | 11 | 687.46
06.11. | 12 | 687.9
06.11. | 13 | 687.8
06.11. | 14 | 687.64
06.11. | 15 | 687.69
06.11. | 16 | 687.66
06.11. | 17 | 687.32
06.11. | 18 | 687.86
06.11. | 19 | 688.22
06.11. | 20 | 688
06.11. | 21 | 688.27
06.11. | 22 | 688.04
06.11. | 23 | 688.37
06.11. | 24 | 688.41
07.11. | 1 | 688.38
07.11. | 2 | 688.02
07.11. | 3 | 688.64
07.11. | 4 | 688.47
07.11. | 5 | 688.42
07.11. | 6 | 688.77
07.11. | 7 | 688.9
07.11. | 8 | 688.96
07.11. | 9 | 689.07
07.11. | 10 | 689.71
07.11. | 11 | 689.65
07.11. | 12 | 689.68
07.11. | 13 | 689.91
07.11. | 14 | 689.85
07.11. | 15 | 689.62
07.11. | 16 | 689.91
07.11. | 17 | 689.55
07.11. | 18 | 690.5
07.11. | 19 | 689.62
07.11. | 20 | 689.92
07.11. | 21 | 689.7
07.11. | 22 | 689.15
07.11. | 23 | 298.3
07.11. | 24 | 298.25
08.11. | 1 | 298.16
08.11. | 2 | 298.17
08.11. | 3 | 298.23
08.11. | 4 | 298.18
08.11. | 5 | 298.21
08.11. | 6 | 298.04
08.11. | 7 | 298.19
08.11. | 8 | 298.65
08.11. | 9 | 298.65
08.11. | 10 | 297.64
08.11. | 11 | 298.65
08.11. | 12 | 345.75
08.11. | 13 | 689.85
08.11. | 14 | 689.8
08.11. | 15 | 689.52
08.11. | 16 | 689.71
08.11. | 17 | 689.59
08.11. | 18 | 690.09
08.11. | 19 | 689.82
08.11. | 20 | 686.82
08.11. | 21 | 298.65
08.11. | 22 | 298.49
08.11. | 23 | 198.86
08.11. | 24 | 198.94
09.11. | 1 | 198.85
09.11. | 2 | 198.8
09.11. | 3 | 198.74
09.11. | 4 | 198.86
09.11. | 5 | 198.85
09.11. | 6 | 198.79
09.11. | 7 | 198.78
09.11. | 8 | 199.43
09.11. | 9 | 198.78
09.11. | 10 | 198.9
09.11. | 11 | 198.79
09.11. | 12 | 198.86
09.11. | 13 | 298.46
09.11. | 14 | 298.4
09.11. | 15 | 314.31
09.11. | 16 | 690.48
09.11. | 17 | 690.55
09.11. | 18 | 690.72
09.11. | 19 | 690.88
09.11. | 20 | 690.84
09.11. | 21 | 690.57
09.11. | 22 | 690.6
09.11. | 23 | 690.58
09.11. | 24 | 690.54
10.11. | 1 | 690.13
10.11. | 2 | 689.95
10.11. | 3 | 690.2
10.11. | 4 | 690.15
10.11. | 5 | 688.02
10.11. | 6 | 688.74
10.11. | 7 | 687.22
10.11. | 8 | 687.77
10.11. | 9 | 687.41
10.11. | 10 | 689.34
10.11. | 11 | 689.48
10.11. | 12 | 690.27
10.11. | 13 | 690.41
10.11. | 14 | 690.27
10.11. | 15 | 689.31
10.11. | 16 | 689.69
10.11. | 17 | 689.75
10.11. | 18 | 689.97
10.11. | 19 | 689.66
10.11. | 20 | 689.31
10.11. | 21 | 689.51
10.11. | 22 | 689.39
10.11. | 23 | 689.17
10.11. | 24 | 689.46
11.11. | 1 | 690.5
11.11. | 2 | 689.8
11.11. | 3 | 690.15
11.11. | 4 | 690.48
11.11. | 5 | 690.55
11.11. | 6 | 689.51
11.11. | 7 | 690.23
11.11. | 8 | 690.41
11.11. | 9 | 690.44
11.11. | 10 | 691.51
11.11. | 11 | 690.5
11.11. | 12 | 689.51
11.11. | 13 | 691.51
11.11. | 14 | 690.5
11.11. | 15 | 690.5
11.11. | 16 | 691.51
11.11. | 17 | 690.5
11.11. | 18 | 690.5
11.11. | 19 | 691.51
11.11. | 20 | 691.51
11.11. | 21 | 691.51
11.11. | 22 | 691.51
11.11. | 23 | 691.51
11.11. | 24 | 691.51
12.11. | 1 | 690.5
12.11. | 2 | 691.51
12.11. | 3 | 690
12.11. | 4 | 691
12.11. | 5 | 690
12.11. | 6 | 690
12.11. | 7 | 690
12.11. | 8 | 690
12.11. | 9 | 690.3
12.11. | 10 | 690.66
12.11. | 11 | 690.82
12.11. | 12 | 690.79
12.11. | 13 | 690.73
12.11. | 14 | 690.69
12.11. | 15 | 690.9
12.11. | 16 | 690.63
12.11. | 17 | 690.95
12.11. | 18 | 690.69
12.11. | 19 | 690.92
12.11. | 20 | 691
12.11. | 21 | 690.74
12.11. | 22 | 690.8
12.11. | 23 | 690.97
12.11. | 24 | 691.03
13.11. | 1 | 691.02
13.11. | 2 | 691.14
13.11. | 3 | 690.86
13.11. | 4 | 691.24
13.11. | 5 | 691.12
13.11. | 6 | 690.92
13.11. | 7 | 690.48
13.11. | 8 | 690.42
13.11. | 9 | 690.87
13.11. | 10 | 691.1
13.11. | 11 | 690.92
13.11. | 12 | 690.6
13.11. | 13 | 690.93
13.11. | 14 | 690.92
13.11. | 15 | 690.5
13.11. | 16 | 690.59
13.11. | 17 | 691.05
13.11. | 18 | 690.68
13.11. | 19 | 690.43
13.11. | 20 | 690.71
13.11. | 21 | 690.68
13.11. | 22 | 690.4
13.11. | 23 | 690.56
13.11. | 24 | 690.59
14.11. | 1 | 690.72
14.11. | 2 | 690.72
14.11. | 3 | 690.49
14.11. | 4 | 690.62
14.11. | 5 | 690.67
14.11. | 6 | 690.74
14.11. | 7 | 690.39
14.11. | 8 | 690.39
14.11. | 9 | 690.67
14.11. | 10 | 690.7
14.11. | 11 | 691.12
14.11. | 12 | 690.43
14.11. | 13 | 690.57
14.11. | 14 | 690.48
14.11. | 15 | 690.33
14.11. | 16 | 690.65
14.11. | 17 | 690.72
14.11. | 18 | 690.81
14.11. | 19 | 690.75
14.11. | 20 | 690.82
14.11. | 21 | 690.67
14.11. | 22 | 690.7
14.11. | 23 | 298.36
14.11. | 24 | 298.32
15.11. | 1 | 298.34
15.11. | 2 | 298.3
15.11. | 3 | 298.3
15.11. | 4 | 298.35
15.11. | 5 | 298.3
15.11. | 6 | 312.22
15.11. | 7 | 690.57
15.11. | 8 | 690.2
15.11. | 9 | 690.29
15.11. | 10 | 690.56
15.11. | 11 | 690.63
15.11. | 12 | 690.51
15.11. | 13 | 690.9
15.11. | 14 | 690.69
15.11. | 15 | 690.59
15.11. | 16 | 690.81
15.11. | 17 | 690.55
15.11. | 18 | 690.62
15.11. | 19 | 690.65
15.11. | 20 | 690.71
15.11. | 21 | 298.34
15.11. | 22 | 298.39
15.11. | 23 | 198.81
15.11. | 24 | 198.82
16.11. | 1 | 198.74
16.11. | 2 | 198.84
16.11. | 3 | 198.75
16.11. | 4 | 198.64
16.11. | 5 | 198.76
16.11. | 6 | 198.77
16.11. | 7 | 198.72
16.11. | 8 | 198.71
16.11. | 9 | 198.79
16.11. | 10 | 198.79
16.11. | 11 | 198.78
16.11. | 12 | 198.81
16.11. | 13 | 298.44
16.11. | 14 | 298.34
16.11. | 15 | 298.43
16.11. | 16 | 689.79
16.11. | 17 | 689.66
16.11. | 18 | 689.82
16.11. | 19 | 689.64
16.11. | 20 | 689.93
16.11. | 21 | 689.82
16.11. | 22 | 690.08
16.11. | 23 | 690.11
16.11. | 24 | 689.89
17.11. | 1 | 689.85
17.11. | 2 | 690.18
17.11. | 3 | 689.98
17.11. | 4 | 689.44
17.11. | 5 | 689.96
17.11. | 6 | 690.09
17.11. | 7 | 689.51
17.11. | 8 | 689.22
17.11. | 9 | 689.25
17.11. | 10 | 689.56
17.11. | 11 | 689.4
17.11. | 12 | 689.58
17.11. | 13 | 689.49
17.11. | 14 | 689.66
17.11. | 15 | 689.8
17.11. | 16 | 689.97
17.11. | 17 | 689.99
17.11. | 18 | 690.06
17.11. | 19 | 690.01
17.11. | 20 | 690.09
17.11. | 21 | 690.14
17.11. | 22 | 689.92
17.11. | 23 | 689.8
17.11. | 24 | 690.02
18.11. | 1 | 689.87
18.11. | 2 | 689.8
18.11. | 3 | 690.43
18.11. | 4 | 690.12
18.11. | 5 | 690.16
18.11. | 6 | 690.09
18.11. | 7 | 689.51
18.11. | 8 | 689.63
18.11. | 9 | 689.52
18.11. | 10 | 689.64
18.11. | 11 | 689.63
18.11. | 12 | 689.51
18.11. | 13 | 689.47
18.11. | 14 | 689.66
18.11. | 15 | 689.95
18.11. | 16 | 689.83
18.11. | 17 | 689.92
18.11. | 18 | 689.89
18.11. | 19 | 690.04
18.11. | 20 | 689.93
18.11. | 21 | 689.87
18.11. | 22 | 689.83
18.11. | 23 | 689.93
18.11. | 24 | 689.91
19.11. | 1 | 689.92
19.11. | 2 | 689.93
19.11. | 3 | 690.27
19.11. | 4 | 690.01
19.11. | 5 | 690.03
19.11. | 6 | 689.07
19.11. | 7 | 690.11
19.11. | 8 | 689.58
19.11. | 9 | 689.75
19.11. | 10 | 689.91
19.11. | 11 | 689.96
19.11. | 12 | 689.84
19.11. | 13 | 689.97
19.11. | 14 | 690.04
19.11. | 15 | 689.95
19.11. | 16 | 689.67
19.11. | 17 | 689.93
19.11. | 18 | 689.64
19.11. | 19 | 689.86
19.11. | 20 | 689.85
19.11. | 21 | 689.65
19.11. | 22 | 689.37
19.11. | 23 | 689.47
19.11. | 24 | 689.8
20.11. | 1 | 689.71
20.11. | 2 | 689.75
20.11. | 3 | 689.63
20.11. | 4 | 689.69
20.11. | 5 | 689.77
20.11. | 6 | 689.57
20.11. | 7 | 689.61
20.11. | 8 | 689.69
20.11. | 9 | 689.65
20.11. | 10 | 689.73
20.11. | 11 | 689.77
20.11. | 12 | 689.43
20.11. | 13 | 689.7
20.11. | 14 | 689.51
20.11. | 15 | 689.85
20.11. | 16 | 689.68
20.11. | 17 | 689.65
20.11. | 18 | 689.71
20.11. | 19 | 689.84
20.11. | 20 | 689.85
20.11. | 21 | 689.83
20.11. | 22 | 689.87
20.11. | 23 | 689.82
20.11. | 24 | 689.78
21.11. | 1 | 689.73
21.11. | 2 | 689.86
21.11. | 3 | 689.82
21.11. | 4 | 689.87
21.11. | 5 | 689.78
21.11. | 6 | 689.68
21.11. | 7 | 689.73
21.11. | 8 | 689.44
21.11. | 9 | 689.22
21.11. | 10 | 689.78
21.11. | 11 | 689.73
21.11. | 12 | 689.9
21.11. | 13 | 689.67
21.11. | 14 | 689.75
21.11. | 15 | 689.51
21.11. | 16 | 689.59
21.11. | 17 | 689.85
21.11. | 18 | 689.95
21.11. | 19 | 689.83
21.11. | 20 | 690.1
21.11. | 21 | 690.02
21.11. | 22 | 690.12
21.11. | 23 | 689
21.11. | 24 | 689
22.11. | 1 | 690.03
22.11. | 2 | 689
22.11. | 3 | 689
22.11. | 4 | 689.51
22.11. | 5 | 689.71
22.11. | 6 | 689
22.11. | 7 | 690.5
22.11. | 8 | 690
22.11. | 9 | 689.75
22.11. | 10 | 689.88
22.11. | 11 | 689.8
22.11. | 12 | 690
22.11. | 13 | 690
22.11. | 14 | 689.9
22.11. | 15 | 690
22.11. | 16 | 690
22.11. | 17 | 690
22.11. | 18 | 689.82
22.11. | 19 | 689.51
22.11. | 20 | 690
22.11. | 21 | 690
22.11. | 22 | 690
22.11. | 23 | 688
22.11. | 24 | 688
23.11. | 1 | 688
23.11. | 2 | 688
23.11. | 3 | 688
23.11. | 4 | 688
23.11. | 5 | 688
23.11. | 6 | 688
23.11. | 7 | 689
23.11. | 8 | 689.92
23.11. | 9 | 689.42
23.11. | 10 | 689.28
23.11. | 11 | 689.61
23.11. | 12 | 690
23.11. | 13 | 689.62
23.11. | 14 | 689.47
23.11. | 15 | 689.13
23.11. | 16 | 688.91
23.11. | 17 | 690
23.11. | 18 | 689.44
23.11. | 19 | 690
23.11. | 20 | 689.62
23.11. | 21 | 689.4
23.11. | 22 | 689
23.11. | 23 | 689.82
23.11. | 24 | 689.97
24.11. | 1 | 690.5
24.11. | 2 | 689.89
24.11. | 3 | 689.58
24.11. | 4 | 689.86
24.11. | 5 | 689
24.11. | 6 | 689.57
24.11. | 7 | 689.69
24.11. | 8 | 689
24.11. | 9 | 689.63
24.11. | 10 | 689.87
24.11. | 11 | 689
24.11. | 12 | 689.4
24.11. | 13 | 689.74
24.11. | 14 | 690
24.11. | 15 | 689.59
24.11. | 16 | 689.6
24.11. | 17 | 690
24.11. | 18 | 689.83
24.11. | 19 | 689.81
24.11. | 20 | 690.5
24.11. | 21 | 689.75
24.11. | 22 | 689.77
24.11. | 23 | 689
24.11. | 24 | 689.78
25.11. | 1 | 689.95
25.11. | 2 | 687.5
25.11. | 3 | 688
25.11. | 4 | 689.91
25.11. | 5 | 689.51
25.11. | 6 | 690
25.11. | 7 | 689.62
25.11. | 8 | 689.66
25.11. | 9 | 690
25.11. | 10 | 690.2
25.11. | 11 | 690
25.11. | 12 | 690
25.11. | 13 | 690.02
25.11. | 14 | 689.88
25.11. | 15 | 690
25.11. | 16 | 689
25.11. | 17 | 689.51
25.11. | 18 | 689.96
25.11. | 19 | 689
25.11. | 20 | 689
25.11. | 21 | 689.97
25.11. | 22 | 689.94
25.11. | 23 | 689
25.11. | 24 | 689
26.11. | 1 | 689
26.11. | 2 | 690.1
26.11. | 3 | 689.99
26.11. | 4 | 689
26.11. | 5 | 689
26.11. | 6 | 690
26.11. | 7 | 690
26.11. | 8 | 689.75
26.11. | 9 | 689.81
26.11. | 10 | 689.99
26.11. | 11 | 689.99
26.11. | 12 | 690
26.11. | 13 | 689.54
26.11. | 14 | 689
26.11. | 15 | 689.28
26.11. | 16 | 689.19
26.11. | 17 | 689.2
26.11. | 18 | 689.33
26.11. | 19 | 689.16
26.11. | 20 | 689.09
26.11. | 21 | 689.1
26.11. | 22 | 688.13
26.11. | 23 | 689
26.11. | 24 | 689
27.11. | 1 | 689
27.11. | 2 | 689
27.11. | 3 | 689
27.11. | 4 | 689
27.11. | 5 | 688
27.11. | 6 | 688
27.11. | 7 | 689
27.11. | 8 | 689.59
27.11. | 9 | 689.51
27.11. | 10 | 689.88
27.11. | 11 | 690.23
27.11. | 12 | 689.95
27.11. | 13 | 690.13
27.11. | 14 | 689.82
27.11. | 15 | 689.71
27.11. | 16 | 689.83
27.11. | 17 | 689.95
27.11. | 18 | 689.98
27.11. | 19 | 690.07
27.11. | 20 | 690.09
27.11. | 21 | 689.82
27.11. | 22 | 689.92
27.11. | 23 | 689.92
27.11. | 24 | 689.83
28.11. | 1 | 690.09
28.11. | 2 | 689.95
28.11. | 3 | 689.9
28.11. | 4 | 689.94
28.11. | 5 | 689.81
28.11. | 6 | 689.77
28.11. | 7 | 689.36
28.11. | 8 | 689.55
28.11. | 9 | 689.35
28.11. | 10 | 689.58
28.11. | 11 | 689.58
28.11. | 12 | 689.59
28.11. | 13 | 689.56
28.11. | 14 | 689.89
28.11. | 15 | 689.52
28.11. | 16 | 689.6
28.11. | 17 | 689.94
28.11. | 18 | 689.7
28.11. | 19 | 689.79
28.11. | 20 | 689.93
28.11. | 21 | 689.54
28.11. | 22 | 689.9
28.11. | 23 | 298.44
28.11. | 24 | 298.25
29.11. | 1 | 298.27
29.11. | 2 | 298.26
29.11. | 3 | 298.22
29.11. | 4 | 298.27
29.11. | 5 | 298.6
29.11. | 6 | 298.2
29.11. | 7 | 690.54
29.11. | 8 | 690.79
29.11. | 9 | 690.49
29.11. | 10 | 690.19
29.11. | 11 | 690.69
29.11. | 12 | 690.45
29.11. | 13 | 690.44
29.11. | 14 | 690.15
29.11. | 15 | 690.47
29.11. | 16 | 690.63
29.11. | 17 | 690.57
29.11. | 18 | 690.21
29.11. | 19 | 690.65
29.11. | 20 | 690.99
29.11. | 21 | 296.63
29.11. | 22 | 296.65
29.11. | 23 | 690.75
29.11. | 24 | 691.36
30.11. | 1 | 691.01
30.11. | 2 | 690.97
30.11. | 3 | 691.26
30.11. | 4 | 690.97
30.11. | 5 | 690.87
30.11. | 6 | 690.44
30.11. | 7 | 690.54
30.11. | 8 | 690.58
30.11. | 9 | 689.91
30.11. | 10 | 690.28
30.11. | 11 | 690.47
30.11. | 12 | 690.36
30.11. | 13 | 690.34
30.11. | 14 | 690.18
30.11. | 15 | 690.04
30.11. | 16 | 689.94
30.11. | 17 | 690.43
30.11. | 18 | 689.89
30.11. | 19 | 690.32
30.11. | 20 | 690.05
30.11. | 21 | 690.06
30.11. | 22 | 689.67
30.11. | 23 | 690.16
30.11. | 24 | 689.91
01.12. | 1 | 689.88
01.12. | 2 | 689.8
01.12. | 3 | 689.6
01.12. | 4 | 690
01.12. | 5 | 689.94
01.12. | 6 | 690.62
01.12. | 7 | 690.19
01.12. | 8 | 690.7
01.12. | 9 | 690.61
01.12. | 10 | 690.61
01.12. | 11 | 690.72
01.12. | 12 | 690.8
01.12. | 13 | 691.05
01.12. | 14 | 690.78
01.12. | 15 | 690.78
01.12. | 16 | 690.74
01.12. | 17 | 690.9
01.12. | 18 | 690.65
01.12. | 19 | 690.44
01.12. | 20 | 690.97
01.12. | 21 | 690.88
01.12. | 22 | 690.85
01.12. | 23 | 690.59
01.12. | 24 | 691.1
02.12. | 1 | 691.06
02.12. | 2 | 691.31
02.12. | 3 | 691.25
02.12. | 4 | 691.16
02.12. | 5 | 691.09
02.12. | 6 | 690.78
02.12. | 7 | 690.82
02.12. | 8 | 690.67
02.12. | 9 | 690.45
02.12. | 10 | 690.37
02.12. | 11 | 690.78
02.12. | 12 | 690.77
02.12. | 13 | 690.75
02.12. | 14 | 690.81
02.12. | 15 | 690.86
02.12. | 16 | 690.96
02.12. | 17 | 690.99
02.12. | 18 | 690.8
02.12. | 19 | 690.99
02.12. | 20 | 690
02.12. | 21 | 690.98
02.12. | 22 | 690.89
02.12. | 23 | 690.87
02.12. | 24 | 691.24
03.12. | 1 | 691.4
03.12. | 2 | 691.7
03.12. | 3 | 691.55
03.12. | 4 | 691.23
03.12. | 5 | 691.09
03.12. | 6 | 691.43
03.12. | 7 | 690.84
03.12. | 8 | 690.63
03.12. | 9 | 690.72
03.12. | 10 | 690.81
03.12. | 11 | 691
03.12. | 12 | 691.1
03.12. | 13 | 690.77
03.12. | 14 | 690.91
03.12. | 15 | 690.98
03.12. | 16 | 690.73
03.12. | 17 | 690.59
03.12. | 18 | 690.94
03.12. | 19 | 691.02
03.12. | 20 | 690.99
03.12. | 21 | 690.96
03.12. | 22 | 690.97
03.12. | 23 | 691.09
03.12. | 24 | 692.01
04.12. | 1 | 691.65
04.12. | 2 | 691.1
04.12. | 3 | 691.22
04.12. | 4 | 690.88
04.12. | 5 | 690.98
04.12. | 6 | 690.83
04.12. | 7 | 690.53
04.12. | 8 | 690.36
04.12. | 9 | 690.42
04.12. | 10 | 690.52
04.12. | 11 | 690.8
04.12. | 12 | 690.91
04.12. | 13 | 691.43
04.12. | 14 | 690.94
04.12. | 15 | 690.57
04.12. | 16 | 690.77
04.12. | 17 | 690.73
04.12. | 18 | 690.72
04.12. | 19 | 690.82
04.12. | 20 | 691.51
04.12. | 21 | 690.75
04.12. | 22 | 690.76
04.12. | 23 | 690.66
04.12. | 24 | 690.73
05.12. | 1 | 690.98
05.12. | 2 | 690.77
05.12. | 3 | 691.16
05.12. | 4 | 690.96
05.12. | 5 | 690.87
05.12. | 6 | 691.01
05.12. | 7 | 690.66
05.12. | 8 | 690.93
05.12. | 9 | 690.87
05.12. | 10 | 690.89
05.12. | 11 | 691
05.12. | 12 | 690.9
05.12. | 13 | 691.05
05.12. | 14 | 691.17
05.12. | 15 | 691.13
05.12. | 16 | 690.95
05.12. | 17 | 691.19
05.12. | 18 | 690.94
05.12. | 19 | 690.93
05.12. | 20 | 690.93
05.12. | 21 | 691.03
05.12. | 22 | 690.62
05.12. | 23 | 690.97
05.12. | 24 | 691.24
06.12. | 1 | 691.21
06.12. | 2 | 691
06.12. | 3 | 691.15
06.12. | 4 | 691.06
06.12. | 5 | 691.36
06.12. | 6 | 691.17
06.12. | 7 | 690.95
06.12. | 8 | 690.92
06.12. | 9 | 690.95
06.12. | 10 | 690.56
06.12. | 11 | 689.13
06.12. | 12 | 689.92
06.12. | 13 | 690.55
06.12. | 14 | 690.73
06.12. | 15 | 690.5
06.12. | 16 | 690.76
06.12. | 17 | 690.66
06.12. | 18 | 690.72
06.12. | 19 | 690.95
06.12. | 20 | 690.92
06.12. | 21 | 690.93
06.12. | 22 | 690.86
06.12. | 23 | 298.27
06.12. | 24 | 297.76
07.12. | 1 | 296.47
07.12. | 2 | 295.91
07.12. | 3 | 295.52
07.12. | 4 | 295.19
07.12. | 5 | 295.57
07.12. | 6 | 296.67
07.12. | 7 | 297.35
07.12. | 8 | 297.47
07.12. | 9 | 297.78
07.12. | 10 | 297.58
07.12. | 11 | 297.77
07.12. | 12 | 297.99
07.12. | 13 | 689
07.12. | 14 | 689.4
07.12. | 15 | 689.35
07.12. | 16 | 688.83
07.12. | 17 | 689.1
07.12. | 18 | 689.01
07.12. | 19 | 689.07
07.12. | 20 | 689.1
07.12. | 21 | 689.01
07.12. | 22 | 689.14
07.12. | 23 | 689.49
07.12. | 24 | 689.55
08.12. | 1 | 689.56
08.12. | 2 | 689.67
08.12. | 3 | 689.33
08.12. | 4 | 688.73
08.12. | 5 | 688.99
08.12. | 6 | 688.28
08.12. | 7 | 687.75
08.12. | 8 | 687.53
08.12. | 9 | 686.55
08.12. | 10 | 687.04
08.12. | 11 | 687.41
08.12. | 12 | 687.94
08.12. | 13 | 687.76
08.12. | 14 | 687.75
08.12. | 15 | 687.83
08.12. | 16 | 687.43
08.12. | 17 | 687.6
08.12. | 18 | 688.51
08.12. | 19 | 688.73
08.12. | 20 | 688.26
08.12. | 21 | 688.41
08.12. | 22 | 688.33
08.12. | 23 | 688.37
08.12. | 24 | 689.19
09.12. | 1 | 688.77
09.12. | 2 | 689.01
09.12. | 3 | 688.29
09.12. | 4 | 688.83
09.12. | 5 | 689.22
09.12. | 6 | 688.97
09.12. | 7 | 689.29
09.12. | 8 | 689.27
09.12. | 9 | 689.41
09.12. | 10 | 689.71
09.12. | 11 | 689.42
09.12. | 12 | 689.52
09.12. | 13 | 689.48
09.12. | 14 | 689.64
09.12. | 15 | 689.52
09.12. | 16 | 689.57
09.12. | 17 | 688
09.12. | 18 | 690
09.12. | 19 | 690
09.12. | 20 | 688
09.12. | 21 | 690
09.12. | 22 | 689.51
09.12. | 23 | 689.45
09.12. | 24 | 689.69
10.12. | 1 | 689.73
10.12. | 2 | 689.74
10.12. | 3 | 689.62
10.12. | 4 | 689.89
10.12. | 5 | 689.45
10.12. | 6 | 689.36
10.12. | 7 | 689.33
10.12. | 8 | 689.16
10.12. | 9 | 689.54
10.12. | 10 | 689.17
10.12. | 11 | 689.39
10.12. | 12 | 689.55
10.12. | 13 | 689.54
10.12. | 14 | 689.74
10.12. | 15 | 689.4
10.12. | 16 | 689.61
10.12. | 17 | 689.68
10.12. | 18 | 689.89
10.12. | 19 | 689.71
10.12. | 20 | 689.51
10.12. | 21 | 689.51
10.12. | 22 | 689.37
10.12. | 23 | 689.57
10.12. | 24 | 689.27
11.12. | 1 | 688.92
11.12. | 2 | 688.09
11.12. | 3 | 687.9
11.12. | 4 | 688.1
11.12. | 5 | 688.72
11.12. | 6 | 688.83
11.12. | 7 | 688.61
11.12. | 8 | 688.86
11.12. | 9 | 688.2
11.12. | 10 | 688.36
11.12. | 11 | 688.76
11.12. | 12 | 689.14
11.12. | 13 | 689.2
11.12. | 14 | 689.11
11.12. | 15 | 689.02
11.12. | 16 | 689.33
11.12. | 17 | 689.53
11.12. | 18 | 689.4
11.12. | 19 | 689.31
11.12. | 20 | 689.61
11.12. | 21 | 689.56
11.12. | 22 | 689.97
11.12. | 23 | 689.72
11.12. | 24 | 689.53
12.12. | 1 | 689.72
12.12. | 2 | 689.55
12.12. | 3 | 689.4
12.12. | 4 | 689.29
12.12. | 5 | 689.11
12.12. | 6 | 689.51
12.12. | 7 | 689.29
12.12. | 8 | 689.63
12.12. | 9 | 689.4
12.12. | 10 | 689.51
12.12. | 11 | 689.71
12.12. | 12 | 689.51
12.12. | 13 | 689.88
12.12. | 14 | 690.08
12.12. | 15 | 689.87
12.12. | 16 | 689.67
12.12. | 17 | 690.15
12.12. | 18 | 689.86
12.12. | 19 | 690.15
12.12. | 20 | 690.26
12.12. | 21 | 690.09
12.12. | 22 | 690.01
12.12. | 23 | 689.66
12.12. | 24 | 690.06
13.12. | 1 | 690.1
13.12. | 2 | 690.28
13.12. | 3 | 690.07
13.12. | 4 | 689.82
13.12. | 5 | 690.25
13.12. | 6 | 690.09
13.12. | 7 | 689.54
13.12. | 8 | 689.67
13.12. | 9 | 689.35
13.12. | 10 | 689.6
13.12. | 11 | 689.46
13.12. | 12 | 689.5
13.12. | 13 | 689.74
13.12. | 14 | 689.73
13.12. | 15 | 689.82
13.12. | 16 | 689.64
13.12. | 17 | 689.78
13.12. | 18 | 689.94
13.12. | 19 | 689.92
13.12. | 20 | 689.68
13.12. | 21 | 689.79
13.12. | 22 | 547.28
13.12. | 23 | 198.73
13.12. | 24 | 198.89
14.12. | 1 | 198.87
14.12. | 2 | 198.77
14.12. | 3 | 198.89
14.12. | 4 | 198.82
14.12. | 5 | 198.86
14.12. | 6 | 198.78
14.12. | 7 | 198.99
14.12. | 8 | 198.96
14.12. | 9 | 198.77
14.12. | 10 | 198.83
14.12. | 11 | 199.01
14.12. | 12 | 198.93
14.12. | 13 | 198.86
14.12. | 14 | 495.51
14.12. | 15 | 495.44
14.12. | 16 | 495.46
14.12. | 17 | 495.5
14.12. | 18 | 495.38
14.12. | 19 | 495.43
14.12. | 20 | 495.46
14.12. | 21 | 495.38
14.12. | 22 | 33.42
14.12. | 23 | 33.42
14.12. | 24 | 33.42
15.12. | 1 | 33.42
15.12. | 2 | 33.42
15.12. | 3 | 33.42
15.12. | 4 | 33.42
15.12. | 5 | 33.42
15.12. | 6 | 33.42
15.12. | 7 | 33.42
15.12. | 8 | 33.42
15.12. | 9 | 33.42
15.12. | 10 | 33.42
15.12. | 11 | 33.42
15.12. | 12 | 33.42
15.12. | 13 | 33.42
15.12. | 14 | 33.42
15.12. | 15 | 33.42
15.12. | 16 | 33.42
15.12. | 17 | 33.42
15.12. | 18 | 33.42
15.12. | 19 | 33.42
15.12. | 20 | 33.42
15.12. | 21 | 33.42
15.12. | 22 | 33.42
15.12. | 23 | 33.42
15.12. | 24 | 33.42
16.12. | 1 | 33.42
16.12. | 2 | 33.42
16.12. | 3 | 33.42
16.12. | 4 | 33.42
16.12. | 5 | 33.42
16.12. | 6 | 33.42
16.12. | 7 | 33.42
16.12. | 8 | 33.42
16.12. | 9 | 33.42
16.12. | 10 | 33.42
16.12. | 11 | 33.42
16.12. | 12 | 33.42
16.12. | 13 | 33.42
16.12. | 14 | 33.42
16.12. | 15 | 33.42
16.12. | 16 | 33.42
16.12. | 17 | 33.42
16.12. | 18 | 33.42
16.12. | 19 | 33.42
16.12. | 20 | 33.42
16.12. | 21 | 33.42
16.12. | 22 | 33.42
16.12. | 23 | 33.42
16.12. | 24 | 33.42
17.12. | 1 | 33.42
17.12. | 2 | 33.42
17.12. | 3 | 33.42
17.12. | 4 | 33.42
17.12. | 5 | 33.42
17.12. | 6 | 33.42
17.12. | 7 | 33.42
17.12. | 8 | 33.42
17.12. | 9 | 33.42
17.12. | 10 | 33.42
17.12. | 11 | 33.42
17.12. | 12 | 33.42
17.12. | 13 | 33.42
17.12. | 14 | 33.42
17.12. | 15 | 33.42
17.12. | 16 | 33.42
17.12. | 17 | 33.42
17.12. | 18 | 33.42
17.12. | 19 | 33.42
17.12. | 20 | 33.42
17.12. | 21 | 33.42
17.12. | 22 | 33.42
17.12. | 23 | 33.42
17.12. | 24 | 33.42
18.12. | 1 | 33.42
18.12. | 2 | 33.42
18.12. | 3 | 33.42
18.12. | 4 | 33.42
18.12. | 5 | 33.42
18.12. | 6 | 33.42
18.12. | 7 | 33.42
18.12. | 8 | 33.42
18.12. | 9 | 33.42
18.12. | 10 | 33.42
18.12. | 11 | 33.42
18.12. | 12 | 33.42
18.12. | 13 | 33.42
18.12. | 14 | 33.42
18.12. | 15 | 33.42
18.12. | 16 | 33.42
18.12. | 17 | 33.42
18.12. | 18 | 33.42
18.12. | 19 | 33.42
18.12. | 20 | 33.42
18.12. | 21 | 33.42
18.12. | 22 | 33.42
18.12. | 23 | 33.42
18.12. | 24 | 33.42
19.12. | 1 | 33.42
19.12. | 2 | 33.42
19.12. | 3 | 33.42
19.12. | 4 | 33.42
19.12. | 5 | 33.42
19.12. | 6 | 33.42
19.12. | 7 | 33.42
19.12. | 8 | 33.42
19.12. | 9 | 33.42
19.12. | 10 | 33.42
19.12. | 11 | 33.42
19.12. | 12 | 33.42
19.12. | 13 | 33.42
19.12. | 14 | 33.42
19.12. | 15 | 33.42
19.12. | 16 | 33.42
19.12. | 17 | 33.42
19.12. | 18 | 33.42
19.12. | 19 | 33.42
19.12. | 20 | 33.42
19.12. | 21 | 33.42
19.12. | 22 | 33.42
19.12. | 23 | 33.42
19.12. | 24 | 33.42
20.12. | 1 | 33.42
20.12. | 2 | 33.42
20.12. | 3 | 33.42
20.12. | 4 | 33.42
20.12. | 5 | 33.42
20.12. | 6 | 33.42
20.12. | 7 | 33.42
20.12. | 8 | 33.42
20.12. | 9 | 33.42
20.12. | 10 | 33.42
20.12. | 11 | 33.42
20.12. | 12 | 33.42
20.12. | 13 | 33.42
20.12. | 14 | 33.42
20.12. | 15 | 33.42
20.12. | 16 | 33.42
20.12. | 17 | 33.42
20.12. | 18 | 33.42
20.12. | 19 | 33.42
20.12. | 20 | 33.42
20.12. | 21 | 33.42
20.12. | 22 | 33.42
20.12. | 23 | 33.42
20.12. | 24 | 33.42
21.12. | 1 | 33.42
21.12. | 2 | 33.42
21.12. | 3 | 33.42
21.12. | 4 | 33.42
21.12. | 5 | 33.42
21.12. | 6 | 33.42
21.12. | 7 | 33.42
21.12. | 8 | 33.42
21.12. | 9 | 33.42
21.12. | 10 | 33.42
21.12. | 11 | 33.42
21.12. | 12 | 33.42
21.12. | 13 | 33.42
21.12. | 14 | 33.42
21.12. | 15 | 33.42
21.12. | 16 | 33.42
21.12. | 17 | 33.42
21.12. | 18 | 33.42
21.12. | 19 | 33.42
21.12. | 20 | 33.42
21.12. | 21 | 33.42
21.12. | 22 | 33.42
21.12. | 23 | 33.42
21.12. | 24 | 33.42
22.12. | 1 | 33.42
22.12. | 2 | 33.42
22.12. | 3 | 33.42
22.12. | 4 | 33.42
22.12. | 5 | 33.42
22.12. | 6 | 33.42
22.12. | 7 | 33.42
22.12. | 8 | 33.42
22.12. | 9 | 33.42
22.12. | 10 | 33.42
22.12. | 11 | 33.42
22.12. | 12 | 33.42
22.12. | 13 | 33.42
22.12. | 14 | 33.42
22.12. | 15 | 33.42
22.12. | 16 | 33.42
22.12. | 17 | 33.42
22.12. | 18 | 33.42
22.12. | 19 | 33.42
22.12. | 20 | 33.42
22.12. | 21 | 33.42
22.12. | 22 | 33.42
22.12. | 23 | 33.42
22.12. | 24 | 33.42
23.12. | 1 | 33.42
23.12. | 2 | 33.42
23.12. | 3 | 33.42
23.12. | 4 | 33.42
23.12. | 5 | 33.42
23.12. | 6 | 33.42
23.12. | 7 | 33.42
23.12. | 8 | 33.42
23.12. | 9 | 33.42
23.12. | 10 | 33.42
23.12. | 11 | 33.42
23.12. | 12 | 33.42
23.12. | 13 | 33.42
23.12. | 14 | 33.42
23.12. | 15 | 33.42
23.12. | 16 | 33.42
23.12. | 17 | 33.42
23.12. | 18 | 33.42
23.12. | 19 | 33.42
23.12. | 20 | 33.42
23.12. | 21 | 33.42
23.12. | 22 | 33.42
23.12. | 23 | 33.42
23.12. | 24 | 33.42
24.12. | 1 | 33.42
24.12. | 2 | 33.42
24.12. | 3 | 33.42
24.12. | 4 | 33.42
24.12. | 5 | 33.42
24.12. | 6 | 33.42
24.12. | 7 | 33.42
24.12. | 8 | 33.42
24.12. | 9 | 33.42
24.12. | 10 | 33.42
24.12. | 11 | 33.42
24.12. | 12 | 33.42
24.12. | 13 | 33.42
24.12. | 14 | 33.42
24.12. | 15 | 33.42
24.12. | 16 | 33.42
24.12. | 17 | 33.42
24.12. | 18 | 33.42
24.12. | 19 | 33.42
24.12. | 20 | 33.42
24.12. | 21 | 33.42
24.12. | 22 | 33.42
24.12. | 23 | 33.42
24.12. | 24 | 33.42
25.12. | 1 | 33.42
25.12. | 2 | 33.42
25.12. | 3 | 33.42
25.12. | 4 | 33.42
25.12. | 5 | 33.42
25.12. | 6 | 33.42
25.12. | 7 | 33.42
25.12. | 8 | 33.42
25.12. | 9 | 33.42
25.12. | 10 | 33.42
25.12. | 11 | 33.42
25.12. | 12 | 33.42
25.12. | 13 | 33.42
25.12. | 14 | 33.42
25.12. | 15 | 33.42
25.12. | 16 | 33.42
25.12. | 17 | 33.42
25.12. | 18 | 33.42
25.12. | 19 | 33.42
25.12. | 20 | 33.42
25.12. | 21 | 33.42
25.12. | 22 | 33.42
25.12. | 23 | 33.42
25.12. | 24 | 33.42
26.12. | 1 | 33.42
26.12. | 2 | 33.42
26.12. | 3 | 33.42
26.12. | 4 | 33.42
26.12. | 5 | 33.42
26.12. | 6 | 33.42
26.12. | 7 | 33.42
26.12. | 8 | 33.42
26.12. | 9 | 33.42
26.12. | 10 | 33.42
26.12. | 11 | 33.42
26.12. | 12 | 33.42
26.12. | 13 | 33.42
26.12. | 14 | 33.42
26.12. | 15 | 33.42
26.12. | 16 | 33.42
26.12. | 17 | 33.42
26.12. | 18 | 33.42
26.12. | 19 | 33.42
26.12. | 20 | 33.42
26.12. | 21 | 33.42
26.12. | 22 | 33.42
26.12. | 23 | 33.42
26.12. | 24 | 33.42
27.12. | 1 | 33.42
27.12. | 2 | 33.42
27.12. | 3 | 33.42
27.12. | 4 | 33.42
27.12. | 5 | 33.42
27.12. | 6 | 33.42
27.12. | 7 | 33.42
27.12. | 8 | 33.42
27.12. | 9 | 33.42
27.12. | 10 | 33.42
27.12. | 11 | 33.42
27.12. | 12 | 33.42
27.12. | 13 | 33.42
27.12. | 14 | 33.42
27.12. | 15 | 33.42
27.12. | 16 | 33.42
27.12. | 17 | 33.42
27.12. | 18 | 33.42
27.12. | 19 | 33.42
27.12. | 20 | 33.42
27.12. | 21 | 33.42
27.12. | 22 | 33.42
27.12. | 23 | 33.42
27.12. | 24 | 33.42
28.12. | 1 | 33.42
28.12. | 2 | 33.42
28.12. | 3 | 33.42
28.12. | 4 | 33.42
28.12. | 5 | 33.42
28.12. | 6 | 33.42
28.12. | 7 | 33.42
28.12. | 8 | 33.42
28.12. | 9 | 33.42
28.12. | 10 | 33.42
28.12. | 11 | 33.42
28.12. | 12 | 33.42
28.12. | 13 | 33.42
28.12. | 14 | 33.42
28.12. | 15 | 33.42
28.12. | 16 | 33.42
28.12. | 17 | 33.42
28.12. | 18 | 33.42
28.12. | 19 | 33.42
28.12. | 20 | 33.42
28.12. | 21 | 33.42
28.12. | 22 | 33.42
28.12. | 23 | 33.42
28.12. | 24 | 33.42
29.12. | 1 | 33.42
29.12. | 2 | 33.42
29.12. | 3 | 33.42
29.12. | 4 | 33.42
29.12. | 5 | 33.42
29.12. | 6 | 33.42
29.12. | 7 | 33.42
29.12. | 8 | 33.42
29.12. | 9 | 33.42
29.12. | 10 | 33.42
29.12. | 11 | 33.42
29.12. | 12 | 33.42
29.12. | 13 | 33.42
29.12. | 14 | 33.42
29.12. | 15 | 33.42
29.12. | 16 | 33.42
29.12. | 17 | 33.42
29.12. | 18 | 33.42
29.12. | 19 | 33.42
29.12. | 20 | 33.42
29.12. | 21 | 33.42
29.12. | 22 | 33.42
29.12. | 23 | 33.42
29.12. | 24 | 33.42
30.12. | 1 | 33.42
30.12. | 2 | 33.42
30.12. | 3 | 33.42
30.12. | 4 | 33.42
30.12. | 5 | 33.42
30.12. | 6 | 33.42
30.12. | 7 | 33.42
30.12. | 8 | 33.42
30.12. | 9 | 33.42
30.12. | 10 | 33.42
30.12. | 11 | 33.42
30.12. | 12 | 33.42
30.12. | 13 | 33.42
30.12. | 14 | 33.42
30.12. | 15 | 33.42
30.12. | 16 | 33.42
30.12. | 17 | 33.42
30.12. | 18 | 33.42
30.12. | 19 | 33.42
30.12. | 20 | 33.42
30.12. | 21 | 33.42
30.12. | 22 | 33.42
30.12. | 23 | 33.42
30.12. | 24 | 33.42
31.12. | 1 | 33.42
31.12. | 2 | 33.42
31.12. | 3 | 33.42
31.12. | 4 | 33.42
31.12. | 5 | 33.42
31.12. | 6 | 33.42
31.12. | 7 | 33.42
31.12. | 8 | 33.42
31.12. | 9 | 33.42
31.12. | 10 | 33.42
31.12. | 11 | 33.42
31.12. | 12 | 33.42
31.12. | 13 | 33.42
31.12. | 14 | 33.42
31.12. | 15 | 33.42
31.12. | 16 | 33.42
31.12. | 17 | 33.42
31.12. | 18 | 33.42
31.12. | 19 | 33.42
31.12. | 20 | 33.42
31.12. | 21 | 33.42
31.12. | 22 | 33.42
31.12. | 23 | 33.42
31.12. | 24 | 33.42

## Reserves
ENTSO-E Market Modelling Database: Reserves
Country:
Market Node: | TR00
Year:
Climate year
Scenario
Frequency Containment Reserves (FCR)
Total Market Node Requirement | [MW] | 0
FCR that need to be made available by thermal unit commitment (already net with generating capacities on Thermal sheet, not causing additional commitment on Thermal units apart from what highlighted in the unit-by-unit Thermal sheet) | [MW]
Provided by HYDRO - Reserve that should be procured by further constraining the 'Maximum generation' of either Reservoir either Pumped Storage | [MW] | 0
Reserve available from Demand (reduction of demand possible thanks to specific contract to cope with system imbalances; while DSR would work on the DA & ID,here it should be considered only interruptible contract activated to contain system frequency) | [MW] | 0
FCR that need to be made available by thermal unit commitment additional to the FCR allocations highlighted in the unit-by-unit Thermal sheet (this will be allocated additionally on Thermal units as provided FCR) | [MW]
Frequency Restoration Reserves (FRR) - includind both automatic (aFRR) and manual (mFRR)
Total Market Node Requirement | [MW]
FRR that will be procured by thermal (unit commitment of thermal units able to provide FRR take IN REAL LIFE into account this requirements) | [MW]
Provided by HYDRO - Reserve that should be procured by further constraining the 'Maximum generation' of either Reservoir either Pumped Storage | [MW] | 0
Simplified modelling assumptions (to account reserve requirements on e.g. day ahead market as currently done for MAF)
Additional load (should be <= FCR + FRR needed from thermal) | [MW]
Provided by HYDRO - Reserve that should be procured by further constraining the 'Maximum generation' of Reservoir units | [MW]
Provided by HYDRO - Reserve that should be procured by further constraining the 'Maximum generation' of Pumped Storage Open Loop units | [MW]
Provided by HYDRO - Reserve that should be procured by further constraining the 'Maximum generation' of Pumped Storage Closed Loop units | [MW]

## DSR
ENTSO-E Market Modelling Database: DSR
Country:
Market Node: | TR00
Year:
Climate year
Scenario
| Demand Side Response | Price Band 1 | Price Band 2 | Price Band 3 | Price Band 4 | Price Band 5 | Price Band 6 | Price Band 7 | Price Band 8 | Price Band 9 | Price Band 10 | Price Band 11
Capacity
Units
Hours
Price
Climate year start
Climate year end
Date | Hour | Available Demand Response (MW) | Available Demand Response (MW) | Available Demand Response (MW) | Available Demand Response (MW) | Available Demand Response (MW) | Available Demand Response (MW) | Available Demand Response (MW) | Available Demand Response (MW) | Available Demand Response (MW) | Available Demand Response (MW) | N.B. use convention first January always Monday (2007 calendar year) --> see guidelines for further details
01.01. | 1
01.01. | 2
01.01. | 3
01.01. | 4
01.01. | 5
01.01. | 6
01.01. | 7
01.01. | 8
01.01. | 9
01.01. | 10
01.01. | 11
01.01. | 12
01.01. | 13
01.01. | 14
01.01. | 15
01.01. | 16
01.01. | 17
01.01. | 18
01.01. | 19
01.01. | 20
01.01. | 21
01.01. | 22
01.01. | 23
01.01. | 24
02.01. | 1
02.01. | 2
02.01. | 3
02.01. | 4
02.01. | 5
02.01. | 6
02.01. | 7
02.01. | 8
02.01. | 9
02.01. | 10
02.01. | 11
02.01. | 12
02.01. | 13
02.01. | 14
02.01. | 15
02.01. | 16
02.01. | 17
02.01. | 18
02.01. | 19
02.01. | 20
02.01. | 21
02.01. | 22
02.01. | 23
02.01. | 24
03.01. | 1
03.01. | 2
03.01. | 3
03.01. | 4
03.01. | 5
03.01. | 6
03.01. | 7
03.01. | 8
03.01. | 9
03.01. | 10
03.01. | 11
03.01. | 12
03.01. | 13
03.01. | 14
03.01. | 15
03.01. | 16
03.01. | 17
03.01. | 18
03.01. | 19
03.01. | 20
03.01. | 21
03.01. | 22
03.01. | 23
03.01. | 24
04.01. | 1
04.01. | 2
04.01. | 3
04.01. | 4
04.01. | 5
04.01. | 6
04.01. | 7
04.01. | 8
04.01. | 9
04.01. | 10
04.01. | 11
04.01. | 12
04.01. | 13
04.01. | 14
04.01. | 15
04.01. | 16
04.01. | 17
04.01. | 18
04.01. | 19
04.01. | 20
04.01. | 21
04.01. | 22
04.01. | 23
04.01. | 24
05.01. | 1
05.01. | 2
05.01. | 3
05.01. | 4
05.01. | 5
05.01. | 6
05.01. | 7
05.01. | 8
05.01. | 9
05.01. | 10
05.01. | 11
05.01. | 12
05.01. | 13
05.01. | 14
05.01. | 15
05.01. | 16
05.01. | 17
05.01. | 18
05.01. | 19
05.01. | 20
05.01. | 21
05.01. | 22
05.01. | 23
05.01. | 24
06.01. | 1
06.01. | 2
06.01. | 3
06.01. | 4
06.01. | 5
06.01. | 6
06.01. | 7
06.01. | 8
06.01. | 9
06.01. | 10
06.01. | 11
06.01. | 12
06.01. | 13
06.01. | 14
06.01. | 15
06.01. | 16
06.01. | 17
06.01. | 18
06.01. | 19
06.01. | 20
06.01. | 21
06.01. | 22
06.01. | 23
06.01. | 24
07.01. | 1
07.01. | 2
07.01. | 3
07.01. | 4
07.01. | 5
07.01. | 6
07.01. | 7
07.01. | 8
07.01. | 9
07.01. | 10
07.01. | 11
07.01. | 12
07.01. | 13
07.01. | 14
07.01. | 15
07.01. | 16
07.01. | 17
07.01. | 18
07.01. | 19
07.01. | 20
07.01. | 21
07.01. | 22
07.01. | 23
07.01. | 24
08.01. | 1
08.01. | 2
08.01. | 3
08.01. | 4
08.01. | 5
08.01. | 6
08.01. | 7
08.01. | 8
08.01. | 9
08.01. | 10
08.01. | 11
08.01. | 12
08.01. | 13
08.01. | 14
08.01. | 15
08.01. | 16
08.01. | 17
08.01. | 18
08.01. | 19
08.01. | 20
08.01. | 21
08.01. | 22
08.01. | 23
08.01. | 24
09.01. | 1
09.01. | 2
09.01. | 3
09.01. | 4
09.01. | 5
09.01. | 6
09.01. | 7
09.01. | 8
09.01. | 9
09.01. | 10
09.01. | 11
09.01. | 12
09.01. | 13
09.01. | 14
09.01. | 15
09.01. | 16
09.01. | 17
09.01. | 18
09.01. | 19
09.01. | 20
09.01. | 21
09.01. | 22
09.01. | 23
09.01. | 24
10.01. | 1
10.01. | 2
10.01. | 3
10.01. | 4
10.01. | 5
10.01. | 6
10.01. | 7
10.01. | 8
10.01. | 9
10.01. | 10
10.01. | 11
10.01. | 12
10.01. | 13
10.01. | 14
10.01. | 15
10.01. | 16
10.01. | 17
10.01. | 18
10.01. | 19
10.01. | 20
10.01. | 21
10.01. | 22
10.01. | 23
10.01. | 24
11.01. | 1
11.01. | 2
11.01. | 3
11.01. | 4
11.01. | 5
11.01. | 6
11.01. | 7
11.01. | 8
11.01. | 9
11.01. | 10
11.01. | 11
11.01. | 12
11.01. | 13
11.01. | 14
11.01. | 15
11.01. | 16
11.01. | 17
11.01. | 18
11.01. | 19
11.01. | 20
11.01. | 21
11.01. | 22
11.01. | 23
11.01. | 24
12.01. | 1
12.01. | 2
12.01. | 3
12.01. | 4
12.01. | 5
12.01. | 6
12.01. | 7
12.01. | 8
12.01. | 9
12.01. | 10
12.01. | 11
12.01. | 12
12.01. | 13
12.01. | 14
12.01. | 15
12.01. | 16
12.01. | 17
12.01. | 18
12.01. | 19
12.01. | 20
12.01. | 21
12.01. | 22
12.01. | 23
12.01. | 24
13.01. | 1
13.01. | 2
13.01. | 3
13.01. | 4
13.01. | 5
13.01. | 6
13.01. | 7
13.01. | 8
13.01. | 9
13.01. | 10
13.01. | 11
13.01. | 12
13.01. | 13
13.01. | 14
13.01. | 15
13.01. | 16
13.01. | 17
13.01. | 18
13.01. | 19
13.01. | 20
13.01. | 21
13.01. | 22
13.01. | 23
13.01. | 24
14.01. | 1
14.01. | 2
14.01. | 3
14.01. | 4
14.01. | 5
14.01. | 6
14.01. | 7
14.01. | 8
14.01. | 9
14.01. | 10
14.01. | 11
14.01. | 12
14.01. | 13
14.01. | 14
14.01. | 15
14.01. | 16
14.01. | 17
14.01. | 18
14.01. | 19
14.01. | 20
14.01. | 21
14.01. | 22
14.01. | 23
14.01. | 24
15.01. | 1
15.01. | 2
15.01. | 3
15.01. | 4
15.01. | 5
15.01. | 6
15.01. | 7
15.01. | 8
15.01. | 9
15.01. | 10
15.01. | 11
15.01. | 12
15.01. | 13
15.01. | 14
15.01. | 15
15.01. | 16
15.01. | 17
15.01. | 18
15.01. | 19
15.01. | 20
15.01. | 21
15.01. | 22
15.01. | 23
15.01. | 24
16.01. | 1
16.01. | 2
16.01. | 3
16.01. | 4
16.01. | 5
16.01. | 6
16.01. | 7
16.01. | 8
16.01. | 9
16.01. | 10
16.01. | 11
16.01. | 12
16.01. | 13
16.01. | 14
16.01. | 15
16.01. | 16
16.01. | 17
16.01. | 18
16.01. | 19
16.01. | 20
16.01. | 21
16.01. | 22
16.01. | 23
16.01. | 24
17.01. | 1
17.01. | 2
17.01. | 3
17.01. | 4
17.01. | 5
17.01. | 6
17.01. | 7
17.01. | 8
17.01. | 9
17.01. | 10
17.01. | 11
17.01. | 12
17.01. | 13
17.01. | 14
17.01. | 15
17.01. | 16
17.01. | 17
17.01. | 18
17.01. | 19
17.01. | 20
17.01. | 21
17.01. | 22
17.01. | 23
17.01. | 24
18.01. | 1
18.01. | 2
18.01. | 3
18.01. | 4
18.01. | 5
18.01. | 6
18.01. | 7
18.01. | 8
18.01. | 9
18.01. | 10
18.01. | 11
18.01. | 12
18.01. | 13
18.01. | 14
18.01. | 15
18.01. | 16
18.01. | 17
18.01. | 18
18.01. | 19
18.01. | 20
18.01. | 21
18.01. | 22
18.01. | 23
18.01. | 24
19.01. | 1
19.01. | 2
19.01. | 3
19.01. | 4
19.01. | 5
19.01. | 6
19.01. | 7
19.01. | 8
19.01. | 9
19.01. | 10
19.01. | 11
19.01. | 12
19.01. | 13
19.01. | 14
19.01. | 15
19.01. | 16
19.01. | 17
19.01. | 18
19.01. | 19
19.01. | 20
19.01. | 21
19.01. | 22
19.01. | 23
19.01. | 24
20.01. | 1
20.01. | 2
20.01. | 3
20.01. | 4
20.01. | 5
20.01. | 6
20.01. | 7
20.01. | 8
20.01. | 9
20.01. | 10
20.01. | 11
20.01. | 12
20.01. | 13
20.01. | 14
20.01. | 15
20.01. | 16
20.01. | 17
20.01. | 18
20.01. | 19
20.01. | 20
20.01. | 21
20.01. | 22
20.01. | 23
20.01. | 24
21.01. | 1
21.01. | 2
21.01. | 3
21.01. | 4
21.01. | 5
21.01. | 6
21.01. | 7
21.01. | 8
21.01. | 9
21.01. | 10
21.01. | 11
21.01. | 12
21.01. | 13
21.01. | 14
21.01. | 15
21.01. | 16
21.01. | 17
21.01. | 18
21.01. | 19
21.01. | 20
21.01. | 21
21.01. | 22
21.01. | 23
21.01. | 24
22.01. | 1
22.01. | 2
22.01. | 3
22.01. | 4
22.01. | 5
22.01. | 6
22.01. | 7
22.01. | 8
22.01. | 9
22.01. | 10
22.01. | 11
22.01. | 12
22.01. | 13
22.01. | 14
22.01. | 15
22.01. | 16
22.01. | 17
22.01. | 18
22.01. | 19
22.01. | 20
22.01. | 21
22.01. | 22
22.01. | 23
22.01. | 24
23.01. | 1
23.01. | 2
23.01. | 3
23.01. | 4
23.01. | 5
23.01. | 6
23.01. | 7
23.01. | 8
23.01. | 9
23.01. | 10
23.01. | 11
23.01. | 12
23.01. | 13
23.01. | 14
23.01. | 15
23.01. | 16
23.01. | 17
23.01. | 18
23.01. | 19
23.01. | 20
23.01. | 21
23.01. | 22
23.01. | 23
23.01. | 24
24.01. | 1
24.01. | 2
24.01. | 3
24.01. | 4
24.01. | 5
24.01. | 6
24.01. | 7
24.01. | 8
24.01. | 9
24.01. | 10
24.01. | 11
24.01. | 12
24.01. | 13
24.01. | 14
24.01. | 15
24.01. | 16
24.01. | 17
24.01. | 18
24.01. | 19
24.01. | 20
24.01. | 21
24.01. | 22
24.01. | 23
24.01. | 24
25.01. | 1
25.01. | 2
25.01. | 3
25.01. | 4
25.01. | 5
25.01. | 6
25.01. | 7
25.01. | 8
25.01. | 9
25.01. | 10
25.01. | 11
25.01. | 12
25.01. | 13
25.01. | 14
25.01. | 15
25.01. | 16
25.01. | 17
25.01. | 18
25.01. | 19
25.01. | 20
25.01. | 21
25.01. | 22
25.01. | 23
25.01. | 24
26.01. | 1
26.01. | 2
26.01. | 3
26.01. | 4
26.01. | 5
26.01. | 6
26.01. | 7
26.01. | 8
26.01. | 9
26.01. | 10
26.01. | 11
26.01. | 12
26.01. | 13
26.01. | 14
26.01. | 15
26.01. | 16
26.01. | 17
26.01. | 18
26.01. | 19
26.01. | 20
26.01. | 21
26.01. | 22
26.01. | 23
26.01. | 24
27.01. | 1
27.01. | 2
27.01. | 3
27.01. | 4
27.01. | 5
27.01. | 6
27.01. | 7
27.01. | 8
27.01. | 9
27.01. | 10
27.01. | 11
27.01. | 12
27.01. | 13
27.01. | 14
27.01. | 15
27.01. | 16
27.01. | 17
27.01. | 18
27.01. | 19
27.01. | 20
27.01. | 21
27.01. | 22
27.01. | 23
27.01. | 24
28.01. | 1
28.01. | 2
28.01. | 3
28.01. | 4
28.01. | 5
28.01. | 6
28.01. | 7
28.01. | 8
28.01. | 9
28.01. | 10
28.01. | 11
28.01. | 12
28.01. | 13
28.01. | 14
28.01. | 15
28.01. | 16
28.01. | 17
28.01. | 18
28.01. | 19
28.01. | 20
28.01. | 21
28.01. | 22
28.01. | 23
28.01. | 24
29.01. | 1
29.01. | 2
29.01. | 3
29.01. | 4
29.01. | 5
29.01. | 6
29.01. | 7
29.01. | 8
29.01. | 9
29.01. | 10
29.01. | 11
29.01. | 12
29.01. | 13
29.01. | 14
29.01. | 15
29.01. | 16
29.01. | 17
29.01. | 18
29.01. | 19
29.01. | 20
29.01. | 21
29.01. | 22
29.01. | 23
29.01. | 24
30.01. | 1
30.01. | 2
30.01. | 3
30.01. | 4
30.01. | 5
30.01. | 6
30.01. | 7
30.01. | 8
30.01. | 9
30.01. | 10
30.01. | 11
30.01. | 12
30.01. | 13
30.01. | 14
30.01. | 15
30.01. | 16
30.01. | 17
30.01. | 18
30.01. | 19
30.01. | 20
30.01. | 21
30.01. | 22
30.01. | 23
30.01. | 24
31.01. | 1
31.01. | 2
31.01. | 3
31.01. | 4
31.01. | 5
31.01. | 6
31.01. | 7
31.01. | 8
31.01. | 9
31.01. | 10
31.01. | 11
31.01. | 12
31.01. | 13
31.01. | 14
31.01. | 15
31.01. | 16
31.01. | 17
31.01. | 18
31.01. | 19
31.01. | 20
31.01. | 21
31.01. | 22
31.01. | 23
31.01. | 24
01.02. | 1
01.02. | 2
01.02. | 3
01.02. | 4
01.02. | 5
01.02. | 6
01.02. | 7
01.02. | 8
01.02. | 9
01.02. | 10
01.02. | 11
01.02. | 12
01.02. | 13
01.02. | 14
01.02. | 15
01.02. | 16
01.02. | 17
01.02. | 18
01.02. | 19
01.02. | 20
01.02. | 21
01.02. | 22
01.02. | 23
01.02. | 24
02.02. | 1
02.02. | 2
02.02. | 3
02.02. | 4
02.02. | 5
02.02. | 6
02.02. | 7
02.02. | 8
02.02. | 9
02.02. | 10
02.02. | 11
02.02. | 12
02.02. | 13
02.02. | 14
02.02. | 15
02.02. | 16
02.02. | 17
02.02. | 18
02.02. | 19
02.02. | 20
02.02. | 21
02.02. | 22
02.02. | 23
02.02. | 24
03.02. | 1
03.02. | 2
03.02. | 3
03.02. | 4
03.02. | 5
03.02. | 6
03.02. | 7
03.02. | 8
03.02. | 9
03.02. | 10
03.02. | 11
03.02. | 12
03.02. | 13
03.02. | 14
03.02. | 15
03.02. | 16
03.02. | 17
03.02. | 18
03.02. | 19
03.02. | 20
03.02. | 21
03.02. | 22
03.02. | 23
03.02. | 24
04.02. | 1
04.02. | 2
04.02. | 3
04.02. | 4
04.02. | 5
04.02. | 6
04.02. | 7
04.02. | 8
04.02. | 9
04.02. | 10
04.02. | 11
04.02. | 12
04.02. | 13
04.02. | 14
04.02. | 15
04.02. | 16
04.02. | 17
04.02. | 18
04.02. | 19
04.02. | 20
04.02. | 21
04.02. | 22
04.02. | 23
04.02. | 24
05.02. | 1
05.02. | 2
05.02. | 3
05.02. | 4
05.02. | 5
05.02. | 6
05.02. | 7
05.02. | 8
05.02. | 9
05.02. | 10
05.02. | 11
05.02. | 12
05.02. | 13
05.02. | 14
05.02. | 15
05.02. | 16
05.02. | 17
05.02. | 18
05.02. | 19
05.02. | 20
05.02. | 21
05.02. | 22
05.02. | 23
05.02. | 24
06.02. | 1
06.02. | 2
06.02. | 3
06.02. | 4
06.02. | 5
06.02. | 6
06.02. | 7
06.02. | 8
06.02. | 9
06.02. | 10
06.02. | 11
06.02. | 12
06.02. | 13
06.02. | 14
06.02. | 15
06.02. | 16
06.02. | 17
06.02. | 18
06.02. | 19
06.02. | 20
06.02. | 21
06.02. | 22
06.02. | 23
06.02. | 24
07.02. | 1
07.02. | 2
07.02. | 3
07.02. | 4
07.02. | 5
07.02. | 6
07.02. | 7
07.02. | 8
07.02. | 9
07.02. | 10
07.02. | 11
07.02. | 12
07.02. | 13
07.02. | 14
07.02. | 15
07.02. | 16
07.02. | 17
07.02. | 18
07.02. | 19
07.02. | 20
07.02. | 21
07.02. | 22
07.02. | 23
07.02. | 24
08.02. | 1
08.02. | 2
08.02. | 3
08.02. | 4
08.02. | 5
08.02. | 6
08.02. | 7
08.02. | 8
08.02. | 9
08.02. | 10
08.02. | 11
08.02. | 12
08.02. | 13
08.02. | 14
08.02. | 15
08.02. | 16
08.02. | 17
08.02. | 18
08.02. | 19
08.02. | 20
08.02. | 21
08.02. | 22
08.02. | 23
08.02. | 24
09.02. | 1
09.02. | 2
09.02. | 3
09.02. | 4
09.02. | 5
09.02. | 6
09.02. | 7
09.02. | 8
09.02. | 9
09.02. | 10
09.02. | 11
09.02. | 12
09.02. | 13
09.02. | 14
09.02. | 15
09.02. | 16
09.02. | 17
09.02. | 18
09.02. | 19
09.02. | 20
09.02. | 21
09.02. | 22
09.02. | 23
09.02. | 24
10.02. | 1
10.02. | 2
10.02. | 3
10.02. | 4
10.02. | 5
10.02. | 6
10.02. | 7
10.02. | 8
10.02. | 9
10.02. | 10
10.02. | 11
10.02. | 12
10.02. | 13
10.02. | 14
10.02. | 15
10.02. | 16
10.02. | 17
10.02. | 18
10.02. | 19
10.02. | 20
10.02. | 21
10.02. | 22
10.02. | 23
10.02. | 24
11.02. | 1
11.02. | 2
11.02. | 3
11.02. | 4
11.02. | 5
11.02. | 6
11.02. | 7
11.02. | 8
11.02. | 9
11.02. | 10
11.02. | 11
11.02. | 12
11.02. | 13
11.02. | 14
11.02. | 15
11.02. | 16
11.02. | 17
11.02. | 18
11.02. | 19
11.02. | 20
11.02. | 21
11.02. | 22
11.02. | 23
11.02. | 24
12.02. | 1
12.02. | 2
12.02. | 3
12.02. | 4
12.02. | 5
12.02. | 6
12.02. | 7
12.02. | 8
12.02. | 9
12.02. | 10
12.02. | 11
12.02. | 12
12.02. | 13
12.02. | 14
12.02. | 15
12.02. | 16
12.02. | 17
12.02. | 18
12.02. | 19
12.02. | 20
12.02. | 21
12.02. | 22
12.02. | 23
12.02. | 24
13.02. | 1
13.02. | 2
13.02. | 3
13.02. | 4
13.02. | 5
13.02. | 6
13.02. | 7
13.02. | 8
13.02. | 9
13.02. | 10
13.02. | 11
13.02. | 12
13.02. | 13
13.02. | 14
13.02. | 15
13.02. | 16
13.02. | 17
13.02. | 18
13.02. | 19
13.02. | 20
13.02. | 21
13.02. | 22
13.02. | 23
13.02. | 24
14.02. | 1
14.02. | 2
14.02. | 3
14.02. | 4
14.02. | 5
14.02. | 6
14.02. | 7
14.02. | 8
14.02. | 9
14.02. | 10
14.02. | 11
14.02. | 12
14.02. | 13
14.02. | 14
14.02. | 15
14.02. | 16
14.02. | 17
14.02. | 18
14.02. | 19
14.02. | 20
14.02. | 21
14.02. | 22
14.02. | 23
14.02. | 24
15.02. | 1
15.02. | 2
15.02. | 3
15.02. | 4
15.02. | 5
15.02. | 6
15.02. | 7
15.02. | 8
15.02. | 9
15.02. | 10
15.02. | 11
15.02. | 12
15.02. | 13
15.02. | 14
15.02. | 15
15.02. | 16
15.02. | 17
15.02. | 18
15.02. | 19
15.02. | 20
15.02. | 21
15.02. | 22
15.02. | 23
15.02. | 24
16.02. | 1
16.02. | 2
16.02. | 3
16.02. | 4
16.02. | 5
16.02. | 6
16.02. | 7
16.02. | 8
16.02. | 9
16.02. | 10
16.02. | 11
16.02. | 12
16.02. | 13
16.02. | 14
16.02. | 15
16.02. | 16
16.02. | 17
16.02. | 18
16.02. | 19
16.02. | 20
16.02. | 21
16.02. | 22
16.02. | 23
16.02. | 24
17.02. | 1
17.02. | 2
17.02. | 3
17.02. | 4
17.02. | 5
17.02. | 6
17.02. | 7
17.02. | 8
17.02. | 9
17.02. | 10
17.02. | 11
17.02. | 12
17.02. | 13
17.02. | 14
17.02. | 15
17.02. | 16
17.02. | 17
17.02. | 18
17.02. | 19
17.02. | 20
17.02. | 21
17.02. | 22
17.02. | 23
17.02. | 24
18.02. | 1
18.02. | 2
18.02. | 3
18.02. | 4
18.02. | 5
18.02. | 6
18.02. | 7
18.02. | 8
18.02. | 9
18.02. | 10
18.02. | 11
18.02. | 12
18.02. | 13
18.02. | 14
18.02. | 15
18.02. | 16
18.02. | 17
18.02. | 18
18.02. | 19
18.02. | 20
18.02. | 21
18.02. | 22
18.02. | 23
18.02. | 24
19.02. | 1
19.02. | 2
19.02. | 3
19.02. | 4
19.02. | 5
19.02. | 6
19.02. | 7
19.02. | 8
19.02. | 9
19.02. | 10
19.02. | 11
19.02. | 12
19.02. | 13
19.02. | 14
19.02. | 15
19.02. | 16
19.02. | 17
19.02. | 18
19.02. | 19
19.02. | 20
19.02. | 21
19.02. | 22
19.02. | 23
19.02. | 24
20.02. | 1
20.02. | 2
20.02. | 3
20.02. | 4
20.02. | 5
20.02. | 6
20.02. | 7
20.02. | 8
20.02. | 9
20.02. | 10
20.02. | 11
20.02. | 12
20.02. | 13
20.02. | 14
20.02. | 15
20.02. | 16
20.02. | 17
20.02. | 18
20.02. | 19
20.02. | 20
20.02. | 21
20.02. | 22
20.02. | 23
20.02. | 24
21.02. | 1
21.02. | 2
21.02. | 3
21.02. | 4
21.02. | 5
21.02. | 6
21.02. | 7
21.02. | 8
21.02. | 9
21.02. | 10
21.02. | 11
21.02. | 12
21.02. | 13
21.02. | 14
21.02. | 15
21.02. | 16
21.02. | 17
21.02. | 18
21.02. | 19
21.02. | 20
21.02. | 21
21.02. | 22
21.02. | 23
21.02. | 24
22.02. | 1
22.02. | 2
22.02. | 3
22.02. | 4
22.02. | 5
22.02. | 6
22.02. | 7
22.02. | 8
22.02. | 9
22.02. | 10
22.02. | 11
22.02. | 12
22.02. | 13
22.02. | 14
22.02. | 15
22.02. | 16
22.02. | 17
22.02. | 18
22.02. | 19
22.02. | 20
22.02. | 21
22.02. | 22
22.02. | 23
22.02. | 24
23.02. | 1
23.02. | 2
23.02. | 3
23.02. | 4
23.02. | 5
23.02. | 6
23.02. | 7
23.02. | 8
23.02. | 9
23.02. | 10
23.02. | 11
23.02. | 12
23.02. | 13
23.02. | 14
23.02. | 15
23.02. | 16
23.02. | 17
23.02. | 18
23.02. | 19
23.02. | 20
23.02. | 21
23.02. | 22
23.02. | 23
23.02. | 24
24.02. | 1
24.02. | 2
24.02. | 3
24.02. | 4
24.02. | 5
24.02. | 6
24.02. | 7
24.02. | 8
24.02. | 9
24.02. | 10
24.02. | 11
24.02. | 12
24.02. | 13
24.02. | 14
24.02. | 15
24.02. | 16
24.02. | 17
24.02. | 18
24.02. | 19
24.02. | 20
24.02. | 21
24.02. | 22
24.02. | 23
24.02. | 24
25.02. | 1
25.02. | 2
25.02. | 3
25.02. | 4
25.02. | 5
25.02. | 6
25.02. | 7
25.02. | 8
25.02. | 9
25.02. | 10
25.02. | 11
25.02. | 12
25.02. | 13
25.02. | 14
25.02. | 15
25.02. | 16
25.02. | 17
25.02. | 18
25.02. | 19
25.02. | 20
25.02. | 21
25.02. | 22
25.02. | 23
25.02. | 24
26.02. | 1
26.02. | 2
26.02. | 3
26.02. | 4
26.02. | 5
26.02. | 6
26.02. | 7
26.02. | 8
26.02. | 9
26.02. | 10
26.02. | 11
26.02. | 12
26.02. | 13
26.02. | 14
26.02. | 15
26.02. | 16
26.02. | 17
26.02. | 18
26.02. | 19
26.02. | 20
26.02. | 21
26.02. | 22
26.02. | 23
26.02. | 24
27.02. | 1
27.02. | 2
27.02. | 3
27.02. | 4
27.02. | 5
27.02. | 6
27.02. | 7
27.02. | 8
27.02. | 9
27.02. | 10
27.02. | 11
27.02. | 12
27.02. | 13
27.02. | 14
27.02. | 15
27.02. | 16
27.02. | 17
27.02. | 18
27.02. | 19
27.02. | 20
27.02. | 21
27.02. | 22
27.02. | 23
27.02. | 24
28.02. | 1
28.02. | 2
28.02. | 3
28.02. | 4
28.02. | 5
28.02. | 6
28.02. | 7
28.02. | 8
28.02. | 9
28.02. | 10
28.02. | 11
28.02. | 12
28.02. | 13
28.02. | 14
28.02. | 15
28.02. | 16
28.02. | 17
28.02. | 18
28.02. | 19
28.02. | 20
28.02. | 21
28.02. | 22
28.02. | 23
28.02. | 24
01.03. | 1
01.03. | 2
01.03. | 3
01.03. | 4
01.03. | 5
01.03. | 6
01.03. | 7
01.03. | 8
01.03. | 9
01.03. | 10
01.03. | 11
01.03. | 12
01.03. | 13
01.03. | 14
01.03. | 15
01.03. | 16
01.03. | 17
01.03. | 18
01.03. | 19
01.03. | 20
01.03. | 21
01.03. | 22
01.03. | 23
01.03. | 24
02.03. | 1
02.03. | 2
02.03. | 3
02.03. | 4
02.03. | 5
02.03. | 6
02.03. | 7
02.03. | 8
02.03. | 9
02.03. | 10
02.03. | 11
02.03. | 12
02.03. | 13
02.03. | 14
02.03. | 15
02.03. | 16
02.03. | 17
02.03. | 18
02.03. | 19
02.03. | 20
02.03. | 21
02.03. | 22
02.03. | 23
02.03. | 24
03.03. | 1
03.03. | 2
03.03. | 3
03.03. | 4
03.03. | 5
03.03. | 6
03.03. | 7
03.03. | 8
03.03. | 9
03.03. | 10
03.03. | 11
03.03. | 12
03.03. | 13
03.03. | 14
03.03. | 15
03.03. | 16
03.03. | 17
03.03. | 18
03.03. | 19
03.03. | 20
03.03. | 21
03.03. | 22
03.03. | 23
03.03. | 24
04.03. | 1
04.03. | 2
04.03. | 3
04.03. | 4
04.03. | 5
04.03. | 6
04.03. | 7
04.03. | 8
04.03. | 9
04.03. | 10
04.03. | 11
04.03. | 12
04.03. | 13
04.03. | 14
04.03. | 15
04.03. | 16
04.03. | 17
04.03. | 18
04.03. | 19
04.03. | 20
04.03. | 21
04.03. | 22
04.03. | 23
04.03. | 24
05.03. | 1
05.03. | 2
05.03. | 3
05.03. | 4
05.03. | 5
05.03. | 6
05.03. | 7
05.03. | 8
05.03. | 9
05.03. | 10
05.03. | 11
05.03. | 12
05.03. | 13
05.03. | 14
05.03. | 15
05.03. | 16
05.03. | 17
05.03. | 18
05.03. | 19
05.03. | 20
05.03. | 21
05.03. | 22
05.03. | 23
05.03. | 24
06.03. | 1
06.03. | 2
06.03. | 3
06.03. | 4
06.03. | 5
06.03. | 6
06.03. | 7
06.03. | 8
06.03. | 9
06.03. | 10
06.03. | 11
06.03. | 12
06.03. | 13
06.03. | 14
06.03. | 15
06.03. | 16
06.03. | 17
06.03. | 18
06.03. | 19
06.03. | 20
06.03. | 21
06.03. | 22
06.03. | 23
06.03. | 24
07.03. | 1
07.03. | 2
07.03. | 3
07.03. | 4
07.03. | 5
07.03. | 6
07.03. | 7
07.03. | 8
07.03. | 9
07.03. | 10
07.03. | 11
07.03. | 12
07.03. | 13
07.03. | 14
07.03. | 15
07.03. | 16
07.03. | 17
07.03. | 18
07.03. | 19
07.03. | 20
07.03. | 21
07.03. | 22
07.03. | 23
07.03. | 24
08.03. | 1
08.03. | 2
08.03. | 3
08.03. | 4
08.03. | 5
08.03. | 6
08.03. | 7
08.03. | 8
08.03. | 9
08.03. | 10
08.03. | 11
08.03. | 12
08.03. | 13
08.03. | 14
08.03. | 15
08.03. | 16
08.03. | 17
08.03. | 18
08.03. | 19
08.03. | 20
08.03. | 21
08.03. | 22
08.03. | 23
08.03. | 24
09.03. | 1
09.03. | 2
09.03. | 3
09.03. | 4
09.03. | 5
09.03. | 6
09.03. | 7
09.03. | 8
09.03. | 9
09.03. | 10
09.03. | 11
09.03. | 12
09.03. | 13
09.03. | 14
09.03. | 15
09.03. | 16
09.03. | 17
09.03. | 18
09.03. | 19
09.03. | 20
09.03. | 21
09.03. | 22
09.03. | 23
09.03. | 24
10.03. | 1
10.03. | 2
10.03. | 3
10.03. | 4
10.03. | 5
10.03. | 6
10.03. | 7
10.03. | 8
10.03. | 9
10.03. | 10
10.03. | 11
10.03. | 12
10.03. | 13
10.03. | 14
10.03. | 15
10.03. | 16
10.03. | 17
10.03. | 18
10.03. | 19
10.03. | 20
10.03. | 21
10.03. | 22
10.03. | 23
10.03. | 24
11.03. | 1
11.03. | 2
11.03. | 3
11.03. | 4
11.03. | 5
11.03. | 6
11.03. | 7
11.03. | 8
11.03. | 9
11.03. | 10
11.03. | 11
11.03. | 12
11.03. | 13
11.03. | 14
11.03. | 15
11.03. | 16
11.03. | 17
11.03. | 18
11.03. | 19
11.03. | 20
11.03. | 21
11.03. | 22
11.03. | 23
11.03. | 24
12.03. | 1
12.03. | 2
12.03. | 3
12.03. | 4
12.03. | 5
12.03. | 6
12.03. | 7
12.03. | 8
12.03. | 9
12.03. | 10
12.03. | 11
12.03. | 12
12.03. | 13
12.03. | 14
12.03. | 15
12.03. | 16
12.03. | 17
12.03. | 18
12.03. | 19
12.03. | 20
12.03. | 21
12.03. | 22
12.03. | 23
12.03. | 24
13.03. | 1
13.03. | 2
13.03. | 3
13.03. | 4
13.03. | 5
13.03. | 6
13.03. | 7
13.03. | 8
13.03. | 9
13.03. | 10
13.03. | 11
13.03. | 12
13.03. | 13
13.03. | 14
13.03. | 15
13.03. | 16
13.03. | 17
13.03. | 18
13.03. | 19
13.03. | 20
13.03. | 21
13.03. | 22
13.03. | 23
13.03. | 24
14.03. | 1
14.03. | 2
14.03. | 3
14.03. | 4
14.03. | 5
14.03. | 6
14.03. | 7
14.03. | 8
14.03. | 9
14.03. | 10
14.03. | 11
14.03. | 12
14.03. | 13
14.03. | 14
14.03. | 15
14.03. | 16
14.03. | 17
14.03. | 18
14.03. | 19
14.03. | 20
14.03. | 21
14.03. | 22
14.03. | 23
14.03. | 24
15.03. | 1
15.03. | 2
15.03. | 3
15.03. | 4
15.03. | 5
15.03. | 6
15.03. | 7
15.03. | 8
15.03. | 9
15.03. | 10
15.03. | 11
15.03. | 12
15.03. | 13
15.03. | 14
15.03. | 15
15.03. | 16
15.03. | 17
15.03. | 18
15.03. | 19
15.03. | 20
15.03. | 21
15.03. | 22
15.03. | 23
15.03. | 24
16.03. | 1
16.03. | 2
16.03. | 3
16.03. | 4
16.03. | 5
16.03. | 6
16.03. | 7
16.03. | 8
16.03. | 9
16.03. | 10
16.03. | 11
16.03. | 12
16.03. | 13
16.03. | 14
16.03. | 15
16.03. | 16
16.03. | 17
16.03. | 18
16.03. | 19
16.03. | 20
16.03. | 21
16.03. | 22
16.03. | 23
16.03. | 24
17.03. | 1
17.03. | 2
17.03. | 3
17.03. | 4
17.03. | 5
17.03. | 6
17.03. | 7
17.03. | 8
17.03. | 9
17.03. | 10
17.03. | 11
17.03. | 12
17.03. | 13
17.03. | 14
17.03. | 15
17.03. | 16
17.03. | 17
17.03. | 18
17.03. | 19
17.03. | 20
17.03. | 21
17.03. | 22
17.03. | 23
17.03. | 24
18.03. | 1
18.03. | 2
18.03. | 3
18.03. | 4
18.03. | 5
18.03. | 6
18.03. | 7
18.03. | 8
18.03. | 9
18.03. | 10
18.03. | 11
18.03. | 12
18.03. | 13
18.03. | 14
18.03. | 15
18.03. | 16
18.03. | 17
18.03. | 18
18.03. | 19
18.03. | 20
18.03. | 21
18.03. | 22
18.03. | 23
18.03. | 24
19.03. | 1
19.03. | 2
19.03. | 3
19.03. | 4
19.03. | 5
19.03. | 6
19.03. | 7
19.03. | 8
19.03. | 9
19.03. | 10
19.03. | 11
19.03. | 12
19.03. | 13
19.03. | 14
19.03. | 15
19.03. | 16
19.03. | 17
19.03. | 18
19.03. | 19
19.03. | 20
19.03. | 21
19.03. | 22
19.03. | 23
19.03. | 24
20.03. | 1
20.03. | 2
20.03. | 3
20.03. | 4
20.03. | 5
20.03. | 6
20.03. | 7
20.03. | 8
20.03. | 9
20.03. | 10
20.03. | 11
20.03. | 12
20.03. | 13
20.03. | 14
20.03. | 15
20.03. | 16
20.03. | 17
20.03. | 18
20.03. | 19
20.03. | 20
20.03. | 21
20.03. | 22
20.03. | 23
20.03. | 24
21.03. | 1
21.03. | 2
21.03. | 3
21.03. | 4
21.03. | 5
21.03. | 6
21.03. | 7
21.03. | 8
21.03. | 9
21.03. | 10
21.03. | 11
21.03. | 12
21.03. | 13
21.03. | 14
21.03. | 15
21.03. | 16
21.03. | 17
21.03. | 18
21.03. | 19
21.03. | 20
21.03. | 21
21.03. | 22
21.03. | 23
21.03. | 24
22.03. | 1
22.03. | 2
22.03. | 3
22.03. | 4
22.03. | 5
22.03. | 6
22.03. | 7
22.03. | 8
22.03. | 9
22.03. | 10
22.03. | 11
22.03. | 12
22.03. | 13
22.03. | 14
22.03. | 15
22.03. | 16
22.03. | 17
22.03. | 18
22.03. | 19
22.03. | 20
22.03. | 21
22.03. | 22
22.03. | 23
22.03. | 24
23.03. | 1
23.03. | 2
23.03. | 3
23.03. | 4
23.03. | 5
23.03. | 6
23.03. | 7
23.03. | 8
23.03. | 9
23.03. | 10
23.03. | 11
23.03. | 12
23.03. | 13
23.03. | 14
23.03. | 15
23.03. | 16
23.03. | 17
23.03. | 18
23.03. | 19
23.03. | 20
23.03. | 21
23.03. | 22
23.03. | 23
23.03. | 24
24.03. | 1
24.03. | 2
24.03. | 3
24.03. | 4
24.03. | 5
24.03. | 6
24.03. | 7
24.03. | 8
24.03. | 9
24.03. | 10
24.03. | 11
24.03. | 12
24.03. | 13
24.03. | 14
24.03. | 15
24.03. | 16
24.03. | 17
24.03. | 18
24.03. | 19
24.03. | 20
24.03. | 21
24.03. | 22
24.03. | 23
24.03. | 24
25.03. | 1
25.03. | 2
25.03. | 3
25.03. | 4
25.03. | 5
25.03. | 6
25.03. | 7
25.03. | 8
25.03. | 9
25.03. | 10
25.03. | 11
25.03. | 12
25.03. | 13
25.03. | 14
25.03. | 15
25.03. | 16
25.03. | 17
25.03. | 18
25.03. | 19
25.03. | 20
25.03. | 21
25.03. | 22
25.03. | 23
25.03. | 24
26.03. | 1
26.03. | 2
26.03. | 3
26.03. | 4
26.03. | 5
26.03. | 6
26.03. | 7
26.03. | 8
26.03. | 9
26.03. | 10
26.03. | 11
26.03. | 12
26.03. | 13
26.03. | 14
26.03. | 15
26.03. | 16
26.03. | 17
26.03. | 18
26.03. | 19
26.03. | 20
26.03. | 21
26.03. | 22
26.03. | 23
26.03. | 24
27.03. | 1
27.03. | 2
27.03. | 3
27.03. | 4
27.03. | 5
27.03. | 6
27.03. | 7
27.03. | 8
27.03. | 9
27.03. | 10
27.03. | 11
27.03. | 12
27.03. | 13
27.03. | 14
27.03. | 15
27.03. | 16
27.03. | 17
27.03. | 18
27.03. | 19
27.03. | 20
27.03. | 21
27.03. | 22
27.03. | 23
27.03. | 24
28.03. | 1
28.03. | 2
28.03. | 3
28.03. | 4
28.03. | 5
28.03. | 6
28.03. | 7
28.03. | 8
28.03. | 9
28.03. | 10
28.03. | 11
28.03. | 12
28.03. | 13
28.03. | 14
28.03. | 15
28.03. | 16
28.03. | 17
28.03. | 18
28.03. | 19
28.03. | 20
28.03. | 21
28.03. | 22
28.03. | 23
28.03. | 24
29.03. | 1
29.03. | 2
29.03. | 3
29.03. | 4
29.03. | 5
29.03. | 6
29.03. | 7
29.03. | 8
29.03. | 9
29.03. | 10
29.03. | 11
29.03. | 12
29.03. | 13
29.03. | 14
29.03. | 15
29.03. | 16
29.03. | 17
29.03. | 18
29.03. | 19
29.03. | 20
29.03. | 21
29.03. | 22
29.03. | 23
29.03. | 24
30.03. | 1
30.03. | 2
30.03. | 3
30.03. | 4
30.03. | 5
30.03. | 6
30.03. | 7
30.03. | 8
30.03. | 9
30.03. | 10
30.03. | 11
30.03. | 12
30.03. | 13
30.03. | 14
30.03. | 15
30.03. | 16
30.03. | 17
30.03. | 18
30.03. | 19
30.03. | 20
30.03. | 21
30.03. | 22
30.03. | 23
30.03. | 24
31.03. | 1
31.03. | 2
31.03. | 3
31.03. | 4
31.03. | 5
31.03. | 6
31.03. | 7
31.03. | 8
31.03. | 9
31.03. | 10
31.03. | 11
31.03. | 12
31.03. | 13
31.03. | 14
31.03. | 15
31.03. | 16
31.03. | 17
31.03. | 18
31.03. | 19
31.03. | 20
31.03. | 21
31.03. | 22
31.03. | 23
31.03. | 24
01.04. | 1
01.04. | 2
01.04. | 3
01.04. | 4
01.04. | 5
01.04. | 6
01.04. | 7
01.04. | 8
01.04. | 9
01.04. | 10
01.04. | 11
01.04. | 12
01.04. | 13
01.04. | 14
01.04. | 15
01.04. | 16
01.04. | 17
01.04. | 18
01.04. | 19
01.04. | 20
01.04. | 21
01.04. | 22
01.04. | 23
01.04. | 24
02.04. | 1
02.04. | 2
02.04. | 3
02.04. | 4
02.04. | 5
02.04. | 6
02.04. | 7
02.04. | 8
02.04. | 9
02.04. | 10
02.04. | 11
02.04. | 12
02.04. | 13
02.04. | 14
02.04. | 15
02.04. | 16
02.04. | 17
02.04. | 18
02.04. | 19
02.04. | 20
02.04. | 21
02.04. | 22
02.04. | 23
02.04. | 24
03.04. | 1
03.04. | 2
03.04. | 3
03.04. | 4
03.04. | 5
03.04. | 6
03.04. | 7
03.04. | 8
03.04. | 9
03.04. | 10
03.04. | 11
03.04. | 12
03.04. | 13
03.04. | 14
03.04. | 15
03.04. | 16
03.04. | 17
03.04. | 18
03.04. | 19
03.04. | 20
03.04. | 21
03.04. | 22
03.04. | 23
03.04. | 24
04.04. | 1
04.04. | 2
04.04. | 3
04.04. | 4
04.04. | 5
04.04. | 6
04.04. | 7
04.04. | 8
04.04. | 9
04.04. | 10
04.04. | 11
04.04. | 12
04.04. | 13
04.04. | 14
04.04. | 15
04.04. | 16
04.04. | 17
04.04. | 18
04.04. | 19
04.04. | 20
04.04. | 21
04.04. | 22
04.04. | 23
04.04. | 24
05.04. | 1
05.04. | 2
05.04. | 3
05.04. | 4
05.04. | 5
05.04. | 6
05.04. | 7
05.04. | 8
05.04. | 9
05.04. | 10
05.04. | 11
05.04. | 12
05.04. | 13
05.04. | 14
05.04. | 15
05.04. | 16
05.04. | 17
05.04. | 18
05.04. | 19
05.04. | 20
05.04. | 21
05.04. | 22
05.04. | 23
05.04. | 24
06.04. | 1
06.04. | 2
06.04. | 3
06.04. | 4
06.04. | 5
06.04. | 6
06.04. | 7
06.04. | 8
06.04. | 9
06.04. | 10
06.04. | 11
06.04. | 12
06.04. | 13
06.04. | 14
06.04. | 15
06.04. | 16
06.04. | 17
06.04. | 18
06.04. | 19
06.04. | 20
06.04. | 21
06.04. | 22
06.04. | 23
06.04. | 24
07.04. | 1
07.04. | 2
07.04. | 3
07.04. | 4
07.04. | 5
07.04. | 6
07.04. | 7
07.04. | 8
07.04. | 9
07.04. | 10
07.04. | 11
07.04. | 12
07.04. | 13
07.04. | 14
07.04. | 15
07.04. | 16
07.04. | 17
07.04. | 18
07.04. | 19
07.04. | 20
07.04. | 21
07.04. | 22
07.04. | 23
07.04. | 24
08.04. | 1
08.04. | 2
08.04. | 3
08.04. | 4
08.04. | 5
08.04. | 6
08.04. | 7
08.04. | 8
08.04. | 9
08.04. | 10
08.04. | 11
08.04. | 12
08.04. | 13
08.04. | 14
08.04. | 15
08.04. | 16
08.04. | 17
08.04. | 18
08.04. | 19
08.04. | 20
08.04. | 21
08.04. | 22
08.04. | 23
08.04. | 24
09.04. | 1
09.04. | 2
09.04. | 3
09.04. | 4
09.04. | 5
09.04. | 6
09.04. | 7
09.04. | 8
09.04. | 9
09.04. | 10
09.04. | 11
09.04. | 12
09.04. | 13
09.04. | 14
09.04. | 15
09.04. | 16
09.04. | 17
09.04. | 18
09.04. | 19
09.04. | 20
09.04. | 21
09.04. | 22
09.04. | 23
09.04. | 24
10.04. | 1
10.04. | 2
10.04. | 3
10.04. | 4
10.04. | 5
10.04. | 6
10.04. | 7
10.04. | 8
10.04. | 9
10.04. | 10
10.04. | 11
10.04. | 12
10.04. | 13
10.04. | 14
10.04. | 15
10.04. | 16
10.04. | 17
10.04. | 18
10.04. | 19
10.04. | 20
10.04. | 21
10.04. | 22
10.04. | 23
10.04. | 24
11.04. | 1
11.04. | 2
11.04. | 3
11.04. | 4
11.04. | 5
11.04. | 6
11.04. | 7
11.04. | 8
11.04. | 9
11.04. | 10
11.04. | 11
11.04. | 12
11.04. | 13
11.04. | 14
11.04. | 15
11.04. | 16
11.04. | 17
11.04. | 18
11.04. | 19
11.04. | 20
11.04. | 21
11.04. | 22
11.04. | 23
11.04. | 24
12.04. | 1
12.04. | 2
12.04. | 3
12.04. | 4
12.04. | 5
12.04. | 6
12.04. | 7
12.04. | 8
12.04. | 9
12.04. | 10
12.04. | 11
12.04. | 12
12.04. | 13
12.04. | 14
12.04. | 15
12.04. | 16
12.04. | 17
12.04. | 18
12.04. | 19
12.04. | 20
12.04. | 21
12.04. | 22
12.04. | 23
12.04. | 24
13.04. | 1
13.04. | 2
13.04. | 3
13.04. | 4
13.04. | 5
13.04. | 6
13.04. | 7
13.04. | 8
13.04. | 9
13.04. | 10
13.04. | 11
13.04. | 12
13.04. | 13
13.04. | 14
13.04. | 15
13.04. | 16
13.04. | 17
13.04. | 18
13.04. | 19
13.04. | 20
13.04. | 21
13.04. | 22
13.04. | 23
13.04. | 24
14.04. | 1
14.04. | 2
14.04. | 3
14.04. | 4
14.04. | 5
14.04. | 6
14.04. | 7
14.04. | 8
14.04. | 9
14.04. | 10
14.04. | 11
14.04. | 12
14.04. | 13
14.04. | 14
14.04. | 15
14.04. | 16
14.04. | 17
14.04. | 18
14.04. | 19
14.04. | 20
14.04. | 21
14.04. | 22
14.04. | 23
14.04. | 24
15.04. | 1
15.04. | 2
15.04. | 3
15.04. | 4
15.04. | 5
15.04. | 6
15.04. | 7
15.04. | 8
15.04. | 9
15.04. | 10
15.04. | 11
15.04. | 12
15.04. | 13
15.04. | 14
15.04. | 15
15.04. | 16
15.04. | 17
15.04. | 18
15.04. | 19
15.04. | 20
15.04. | 21
15.04. | 22
15.04. | 23
15.04. | 24
16.04. | 1
16.04. | 2
16.04. | 3
16.04. | 4
16.04. | 5
16.04. | 6
16.04. | 7
16.04. | 8
16.04. | 9
16.04. | 10
16.04. | 11
16.04. | 12
16.04. | 13
16.04. | 14
16.04. | 15
16.04. | 16
16.04. | 17
16.04. | 18
16.04. | 19
16.04. | 20
16.04. | 21
16.04. | 22
16.04. | 23
16.04. | 24
17.04. | 1
17.04. | 2
17.04. | 3
17.04. | 4
17.04. | 5
17.04. | 6
17.04. | 7
17.04. | 8
17.04. | 9
17.04. | 10
17.04. | 11
17.04. | 12
17.04. | 13
17.04. | 14
17.04. | 15
17.04. | 16
17.04. | 17
17.04. | 18
17.04. | 19
17.04. | 20
17.04. | 21
17.04. | 22
17.04. | 23
17.04. | 24
18.04. | 1
18.04. | 2
18.04. | 3
18.04. | 4
18.04. | 5
18.04. | 6
18.04. | 7
18.04. | 8
18.04. | 9
18.04. | 10
18.04. | 11
18.04. | 12
18.04. | 13
18.04. | 14
18.04. | 15
18.04. | 16
18.04. | 17
18.04. | 18
18.04. | 19
18.04. | 20
18.04. | 21
18.04. | 22
18.04. | 23
18.04. | 24
19.04. | 1
19.04. | 2
19.04. | 3
19.04. | 4
19.04. | 5
19.04. | 6
19.04. | 7
19.04. | 8
19.04. | 9
19.04. | 10
19.04. | 11
19.04. | 12
19.04. | 13
19.04. | 14
19.04. | 15
19.04. | 16
19.04. | 17
19.04. | 18
19.04. | 19
19.04. | 20
19.04. | 21
19.04. | 22
19.04. | 23
19.04. | 24
20.04. | 1
20.04. | 2
20.04. | 3
20.04. | 4
20.04. | 5
20.04. | 6
20.04. | 7
20.04. | 8
20.04. | 9
20.04. | 10
20.04. | 11
20.04. | 12
20.04. | 13
20.04. | 14
20.04. | 15
20.04. | 16
20.04. | 17
20.04. | 18
20.04. | 19
20.04. | 20
20.04. | 21
20.04. | 22
20.04. | 23
20.04. | 24
21.04. | 1
21.04. | 2
21.04. | 3
21.04. | 4
21.04. | 5
21.04. | 6
21.04. | 7
21.04. | 8
21.04. | 9
21.04. | 10
21.04. | 11
21.04. | 12
21.04. | 13
21.04. | 14
21.04. | 15
21.04. | 16
21.04. | 17
21.04. | 18
21.04. | 19
21.04. | 20
21.04. | 21
21.04. | 22
21.04. | 23
21.04. | 24
22.04. | 1
22.04. | 2
22.04. | 3
22.04. | 4
22.04. | 5
22.04. | 6
22.04. | 7
22.04. | 8
22.04. | 9
22.04. | 10
22.04. | 11
22.04. | 12
22.04. | 13
22.04. | 14
22.04. | 15
22.04. | 16
22.04. | 17
22.04. | 18
22.04. | 19
22.04. | 20
22.04. | 21
22.04. | 22
22.04. | 23
22.04. | 24
23.04. | 1
23.04. | 2
23.04. | 3
23.04. | 4
23.04. | 5
23.04. | 6
23.04. | 7
23.04. | 8
23.04. | 9
23.04. | 10
23.04. | 11
23.04. | 12
23.04. | 13
23.04. | 14
23.04. | 15
23.04. | 16
23.04. | 17
23.04. | 18
23.04. | 19
23.04. | 20
23.04. | 21
23.04. | 22
23.04. | 23
23.04. | 24
24.04. | 1
24.04. | 2
24.04. | 3
24.04. | 4
24.04. | 5
24.04. | 6
24.04. | 7
24.04. | 8
24.04. | 9
24.04. | 10
24.04. | 11
24.04. | 12
24.04. | 13
24.04. | 14
24.04. | 15
24.04. | 16
24.04. | 17
24.04. | 18
24.04. | 19
24.04. | 20
24.04. | 21
24.04. | 22
24.04. | 23
24.04. | 24
25.04. | 1
25.04. | 2
25.04. | 3
25.04. | 4
25.04. | 5
25.04. | 6
25.04. | 7
25.04. | 8
25.04. | 9
25.04. | 10
25.04. | 11
25.04. | 12
25.04. | 13
25.04. | 14
25.04. | 15
25.04. | 16
25.04. | 17
25.04. | 18
25.04. | 19
25.04. | 20
25.04. | 21
25.04. | 22
25.04. | 23
25.04. | 24
26.04. | 1
26.04. | 2
26.04. | 3
26.04. | 4
26.04. | 5
26.04. | 6
26.04. | 7
26.04. | 8
26.04. | 9
26.04. | 10
26.04. | 11
26.04. | 12
26.04. | 13
26.04. | 14
26.04. | 15
26.04. | 16
26.04. | 17
26.04. | 18
26.04. | 19
26.04. | 20
26.04. | 21
26.04. | 22
26.04. | 23
26.04. | 24
27.04. | 1
27.04. | 2
27.04. | 3
27.04. | 4
27.04. | 5
27.04. | 6
27.04. | 7
27.04. | 8
27.04. | 9
27.04. | 10
27.04. | 11
27.04. | 12
27.04. | 13
27.04. | 14
27.04. | 15
27.04. | 16
27.04. | 17
27.04. | 18
27.04. | 19
27.04. | 20
27.04. | 21
27.04. | 22
27.04. | 23
27.04. | 24
28.04. | 1
28.04. | 2
28.04. | 3
28.04. | 4
28.04. | 5
28.04. | 6
28.04. | 7
28.04. | 8
28.04. | 9
28.04. | 10
28.04. | 11
28.04. | 12
28.04. | 13
28.04. | 14
28.04. | 15
28.04. | 16
28.04. | 17
28.04. | 18
28.04. | 19
28.04. | 20
28.04. | 21
28.04. | 22
28.04. | 23
28.04. | 24
29.04. | 1
29.04. | 2
29.04. | 3
29.04. | 4
29.04. | 5
29.04. | 6
29.04. | 7
29.04. | 8
29.04. | 9
29.04. | 10
29.04. | 11
29.04. | 12
29.04. | 13
29.04. | 14
29.04. | 15
29.04. | 16
29.04. | 17
29.04. | 18
29.04. | 19
29.04. | 20
29.04. | 21
29.04. | 22
29.04. | 23
29.04. | 24
30.04. | 1
30.04. | 2
30.04. | 3
30.04. | 4
30.04. | 5
30.04. | 6
30.04. | 7
30.04. | 8
30.04. | 9
30.04. | 10
30.04. | 11
30.04. | 12
30.04. | 13
30.04. | 14
30.04. | 15
30.04. | 16
30.04. | 17
30.04. | 18
30.04. | 19
30.04. | 20
30.04. | 21
30.04. | 22
30.04. | 23
30.04. | 24
01.05. | 1
01.05. | 2
01.05. | 3
01.05. | 4
01.05. | 5
01.05. | 6
01.05. | 7
01.05. | 8
01.05. | 9
01.05. | 10
01.05. | 11
01.05. | 12
01.05. | 13
01.05. | 14
01.05. | 15
01.05. | 16
01.05. | 17
01.05. | 18
01.05. | 19
01.05. | 20
01.05. | 21
01.05. | 22
01.05. | 23
01.05. | 24
02.05. | 1
02.05. | 2
02.05. | 3
02.05. | 4
02.05. | 5
02.05. | 6
02.05. | 7
02.05. | 8
02.05. | 9
02.05. | 10
02.05. | 11
02.05. | 12
02.05. | 13
02.05. | 14
02.05. | 15
02.05. | 16
02.05. | 17
02.05. | 18
02.05. | 19
02.05. | 20
02.05. | 21
02.05. | 22
02.05. | 23
02.05. | 24
03.05. | 1
03.05. | 2
03.05. | 3
03.05. | 4
03.05. | 5
03.05. | 6
03.05. | 7
03.05. | 8
03.05. | 9
03.05. | 10
03.05. | 11
03.05. | 12
03.05. | 13
03.05. | 14
03.05. | 15
03.05. | 16
03.05. | 17
03.05. | 18
03.05. | 19
03.05. | 20
03.05. | 21
03.05. | 22
03.05. | 23
03.05. | 24
04.05. | 1
04.05. | 2
04.05. | 3
04.05. | 4
04.05. | 5
04.05. | 6
04.05. | 7
04.05. | 8
04.05. | 9
04.05. | 10
04.05. | 11
04.05. | 12
04.05. | 13
04.05. | 14
04.05. | 15
04.05. | 16
04.05. | 17
04.05. | 18
04.05. | 19
04.05. | 20
04.05. | 21
04.05. | 22
04.05. | 23
04.05. | 24
05.05. | 1
05.05. | 2
05.05. | 3
05.05. | 4
05.05. | 5
05.05. | 6
05.05. | 7
05.05. | 8
05.05. | 9
05.05. | 10
05.05. | 11
05.05. | 12
05.05. | 13
05.05. | 14
05.05. | 15
05.05. | 16
05.05. | 17
05.05. | 18
05.05. | 19
05.05. | 20
05.05. | 21
05.05. | 22
05.05. | 23
05.05. | 24
06.05. | 1
06.05. | 2
06.05. | 3
06.05. | 4
06.05. | 5
06.05. | 6
06.05. | 7
06.05. | 8
06.05. | 9
06.05. | 10
06.05. | 11
06.05. | 12
06.05. | 13
06.05. | 14
06.05. | 15
06.05. | 16
06.05. | 17
06.05. | 18
06.05. | 19
06.05. | 20
06.05. | 21
06.05. | 22
06.05. | 23
06.05. | 24
07.05. | 1
07.05. | 2
07.05. | 3
07.05. | 4
07.05. | 5
07.05. | 6
07.05. | 7
07.05. | 8
07.05. | 9
07.05. | 10
07.05. | 11
07.05. | 12
07.05. | 13
07.05. | 14
07.05. | 15
07.05. | 16
07.05. | 17
07.05. | 18
07.05. | 19
07.05. | 20
07.05. | 21
07.05. | 22
07.05. | 23
07.05. | 24
08.05. | 1
08.05. | 2
08.05. | 3
08.05. | 4
08.05. | 5
08.05. | 6
08.05. | 7
08.05. | 8
08.05. | 9
08.05. | 10
08.05. | 11
08.05. | 12
08.05. | 13
08.05. | 14
08.05. | 15
08.05. | 16
08.05. | 17
08.05. | 18
08.05. | 19
08.05. | 20
08.05. | 21
08.05. | 22
08.05. | 23
08.05. | 24
09.05. | 1
09.05. | 2
09.05. | 3
09.05. | 4
09.05. | 5
09.05. | 6
09.05. | 7
09.05. | 8
09.05. | 9
09.05. | 10
09.05. | 11
09.05. | 12
09.05. | 13
09.05. | 14
09.05. | 15
09.05. | 16
09.05. | 17
09.05. | 18
09.05. | 19
09.05. | 20
09.05. | 21
09.05. | 22
09.05. | 23
09.05. | 24
10.05. | 1
10.05. | 2
10.05. | 3
10.05. | 4
10.05. | 5
10.05. | 6
10.05. | 7
10.05. | 8
10.05. | 9
10.05. | 10
10.05. | 11
10.05. | 12
10.05. | 13
10.05. | 14
10.05. | 15
10.05. | 16
10.05. | 17
10.05. | 18
10.05. | 19
10.05. | 20
10.05. | 21
10.05. | 22
10.05. | 23
10.05. | 24
11.05. | 1
11.05. | 2
11.05. | 3
11.05. | 4
11.05. | 5
11.05. | 6
11.05. | 7
11.05. | 8
11.05. | 9
11.05. | 10
11.05. | 11
11.05. | 12
11.05. | 13
11.05. | 14
11.05. | 15
11.05. | 16
11.05. | 17
11.05. | 18
11.05. | 19
11.05. | 20
11.05. | 21
11.05. | 22
11.05. | 23
11.05. | 24
12.05. | 1
12.05. | 2
12.05. | 3
12.05. | 4
12.05. | 5
12.05. | 6
12.05. | 7
12.05. | 8
12.05. | 9
12.05. | 10
12.05. | 11
12.05. | 12
12.05. | 13
12.05. | 14
12.05. | 15
12.05. | 16
12.05. | 17
12.05. | 18
12.05. | 19
12.05. | 20
12.05. | 21
12.05. | 22
12.05. | 23
12.05. | 24
13.05. | 1
13.05. | 2
13.05. | 3
13.05. | 4
13.05. | 5
13.05. | 6
13.05. | 7
13.05. | 8
13.05. | 9
13.05. | 10
13.05. | 11
13.05. | 12
13.05. | 13
13.05. | 14
13.05. | 15
13.05. | 16
13.05. | 17
13.05. | 18
13.05. | 19
13.05. | 20
13.05. | 21
13.05. | 22
13.05. | 23
13.05. | 24
14.05. | 1
14.05. | 2
14.05. | 3
14.05. | 4
14.05. | 5
14.05. | 6
14.05. | 7
14.05. | 8
14.05. | 9
14.05. | 10
14.05. | 11
14.05. | 12
14.05. | 13
14.05. | 14
14.05. | 15
14.05. | 16
14.05. | 17
14.05. | 18
14.05. | 19
14.05. | 20
14.05. | 21
14.05. | 22
14.05. | 23
14.05. | 24
15.05. | 1
15.05. | 2
15.05. | 3
15.05. | 4
15.05. | 5
15.05. | 6
15.05. | 7
15.05. | 8
15.05. | 9
15.05. | 10
15.05. | 11
15.05. | 12
15.05. | 13
15.05. | 14
15.05. | 15
15.05. | 16
15.05. | 17
15.05. | 18
15.05. | 19
15.05. | 20
15.05. | 21
15.05. | 22
15.05. | 23
15.05. | 24
16.05. | 1
16.05. | 2
16.05. | 3
16.05. | 4
16.05. | 5
16.05. | 6
16.05. | 7
16.05. | 8
16.05. | 9
16.05. | 10
16.05. | 11
16.05. | 12
16.05. | 13
16.05. | 14
16.05. | 15
16.05. | 16
16.05. | 17
16.05. | 18
16.05. | 19
16.05. | 20
16.05. | 21
16.05. | 22
16.05. | 23
16.05. | 24
17.05. | 1
17.05. | 2
17.05. | 3
17.05. | 4
17.05. | 5
17.05. | 6
17.05. | 7
17.05. | 8
17.05. | 9
17.05. | 10
17.05. | 11
17.05. | 12
17.05. | 13
17.05. | 14
17.05. | 15
17.05. | 16
17.05. | 17
17.05. | 18
17.05. | 19
17.05. | 20
17.05. | 21
17.05. | 22
17.05. | 23
17.05. | 24
18.05. | 1
18.05. | 2
18.05. | 3
18.05. | 4
18.05. | 5
18.05. | 6
18.05. | 7
18.05. | 8
18.05. | 9
18.05. | 10
18.05. | 11
18.05. | 12
18.05. | 13
18.05. | 14
18.05. | 15
18.05. | 16
18.05. | 17
18.05. | 18
18.05. | 19
18.05. | 20
18.05. | 21
18.05. | 22
18.05. | 23
18.05. | 24
19.05. | 1
19.05. | 2
19.05. | 3
19.05. | 4
19.05. | 5
19.05. | 6
19.05. | 7
19.05. | 8
19.05. | 9
19.05. | 10
19.05. | 11
19.05. | 12
19.05. | 13
19.05. | 14
19.05. | 15
19.05. | 16
19.05. | 17
19.05. | 18
19.05. | 19
19.05. | 20
19.05. | 21
19.05. | 22
19.05. | 23
19.05. | 24
20.05. | 1
20.05. | 2
20.05. | 3
20.05. | 4
20.05. | 5
20.05. | 6
20.05. | 7
20.05. | 8
20.05. | 9
20.05. | 10
20.05. | 11
20.05. | 12
20.05. | 13
20.05. | 14
20.05. | 15
20.05. | 16
20.05. | 17
20.05. | 18
20.05. | 19
20.05. | 20
20.05. | 21
20.05. | 22
20.05. | 23
20.05. | 24
21.05. | 1
21.05. | 2
21.05. | 3
21.05. | 4
21.05. | 5
21.05. | 6
21.05. | 7
21.05. | 8
21.05. | 9
21.05. | 10
21.05. | 11
21.05. | 12
21.05. | 13
21.05. | 14
21.05. | 15
21.05. | 16
21.05. | 17
21.05. | 18
21.05. | 19
21.05. | 20
21.05. | 21
21.05. | 22
21.05. | 23
21.05. | 24
22.05. | 1
22.05. | 2
22.05. | 3
22.05. | 4
22.05. | 5
22.05. | 6
22.05. | 7
22.05. | 8
22.05. | 9
22.05. | 10
22.05. | 11
22.05. | 12
22.05. | 13
22.05. | 14
22.05. | 15
22.05. | 16
22.05. | 17
22.05. | 18
22.05. | 19
22.05. | 20
22.05. | 21
22.05. | 22
22.05. | 23
22.05. | 24
23.05. | 1
23.05. | 2
23.05. | 3
23.05. | 4
23.05. | 5
23.05. | 6
23.05. | 7
23.05. | 8
23.05. | 9
23.05. | 10
23.05. | 11
23.05. | 12
23.05. | 13
23.05. | 14
23.05. | 15
23.05. | 16
23.05. | 17
23.05. | 18
23.05. | 19
23.05. | 20
23.05. | 21
23.05. | 22
23.05. | 23
23.05. | 24
24.05. | 1
24.05. | 2
24.05. | 3
24.05. | 4
24.05. | 5
24.05. | 6
24.05. | 7
24.05. | 8
24.05. | 9
24.05. | 10
24.05. | 11
24.05. | 12
24.05. | 13
24.05. | 14
24.05. | 15
24.05. | 16
24.05. | 17
24.05. | 18
24.05. | 19
24.05. | 20
24.05. | 21
24.05. | 22
24.05. | 23
24.05. | 24
25.05. | 1
25.05. | 2
25.05. | 3
25.05. | 4
25.05. | 5
25.05. | 6
25.05. | 7
25.05. | 8
25.05. | 9
25.05. | 10
25.05. | 11
25.05. | 12
25.05. | 13
25.05. | 14
25.05. | 15
25.05. | 16
25.05. | 17
25.05. | 18
25.05. | 19
25.05. | 20
25.05. | 21
25.05. | 22
25.05. | 23
25.05. | 24
26.05. | 1
26.05. | 2
26.05. | 3
26.05. | 4
26.05. | 5
26.05. | 6
26.05. | 7
26.05. | 8
26.05. | 9
26.05. | 10
26.05. | 11
26.05. | 12
26.05. | 13
26.05. | 14
26.05. | 15
26.05. | 16
26.05. | 17
26.05. | 18
26.05. | 19
26.05. | 20
26.05. | 21
26.05. | 22
26.05. | 23
26.05. | 24
27.05. | 1
27.05. | 2
27.05. | 3
27.05. | 4
27.05. | 5
27.05. | 6
27.05. | 7
27.05. | 8
27.05. | 9
27.05. | 10
27.05. | 11
27.05. | 12
27.05. | 13
27.05. | 14
27.05. | 15
27.05. | 16
27.05. | 17
27.05. | 18
27.05. | 19
27.05. | 20
27.05. | 21
27.05. | 22
27.05. | 23
27.05. | 24
28.05. | 1
28.05. | 2
28.05. | 3
28.05. | 4
28.05. | 5
28.05. | 6
28.05. | 7
28.05. | 8
28.05. | 9
28.05. | 10
28.05. | 11
28.05. | 12
28.05. | 13
28.05. | 14
28.05. | 15
28.05. | 16
28.05. | 17
28.05. | 18
28.05. | 19
28.05. | 20
28.05. | 21
28.05. | 22
28.05. | 23
28.05. | 24
29.05. | 1
29.05. | 2
29.05. | 3
29.05. | 4
29.05. | 5
29.05. | 6
29.05. | 7
29.05. | 8
29.05. | 9
29.05. | 10
29.05. | 11
29.05. | 12
29.05. | 13
29.05. | 14
29.05. | 15
29.05. | 16
29.05. | 17
29.05. | 18
29.05. | 19
29.05. | 20
29.05. | 21
29.05. | 22
29.05. | 23
29.05. | 24
30.05. | 1
30.05. | 2
30.05. | 3
30.05. | 4
30.05. | 5
30.05. | 6
30.05. | 7
30.05. | 8
30.05. | 9
30.05. | 10
30.05. | 11
30.05. | 12
30.05. | 13
30.05. | 14
30.05. | 15
30.05. | 16
30.05. | 17
30.05. | 18
30.05. | 19
30.05. | 20
30.05. | 21
30.05. | 22
30.05. | 23
30.05. | 24
31.05. | 1
31.05. | 2
31.05. | 3
31.05. | 4
31.05. | 5
31.05. | 6
31.05. | 7
31.05. | 8
31.05. | 9
31.05. | 10
31.05. | 11
31.05. | 12
31.05. | 13
31.05. | 14
31.05. | 15
31.05. | 16
31.05. | 17
31.05. | 18
31.05. | 19
31.05. | 20
31.05. | 21
31.05. | 22
31.05. | 23
31.05. | 24
01.06. | 1
01.06. | 2
01.06. | 3
01.06. | 4
01.06. | 5
01.06. | 6
01.06. | 7
01.06. | 8
01.06. | 9
01.06. | 10
01.06. | 11
01.06. | 12
01.06. | 13
01.06. | 14
01.06. | 15
01.06. | 16
01.06. | 17
01.06. | 18
01.06. | 19
01.06. | 20
01.06. | 21
01.06. | 22
01.06. | 23
01.06. | 24
02.06. | 1
02.06. | 2
02.06. | 3
02.06. | 4
02.06. | 5
02.06. | 6
02.06. | 7
02.06. | 8
02.06. | 9
02.06. | 10
02.06. | 11
02.06. | 12
02.06. | 13
02.06. | 14
02.06. | 15
02.06. | 16
02.06. | 17
02.06. | 18
02.06. | 19
02.06. | 20
02.06. | 21
02.06. | 22
02.06. | 23
02.06. | 24
03.06. | 1
03.06. | 2
03.06. | 3
03.06. | 4
03.06. | 5
03.06. | 6
03.06. | 7
03.06. | 8
03.06. | 9
03.06. | 10
03.06. | 11
03.06. | 12
03.06. | 13
03.06. | 14
03.06. | 15
03.06. | 16
03.06. | 17
03.06. | 18
03.06. | 19
03.06. | 20
03.06. | 21
03.06. | 22
03.06. | 23
03.06. | 24
04.06. | 1
04.06. | 2
04.06. | 3
04.06. | 4
04.06. | 5
04.06. | 6
04.06. | 7
04.06. | 8
04.06. | 9
04.06. | 10
04.06. | 11
04.06. | 12
04.06. | 13
04.06. | 14
04.06. | 15
04.06. | 16
04.06. | 17
04.06. | 18
04.06. | 19
04.06. | 20
04.06. | 21
04.06. | 22
04.06. | 23
04.06. | 24
05.06. | 1
05.06. | 2
05.06. | 3
05.06. | 4
05.06. | 5
05.06. | 6
05.06. | 7
05.06. | 8
05.06. | 9
05.06. | 10
05.06. | 11
05.06. | 12
05.06. | 13
05.06. | 14
05.06. | 15
05.06. | 16
05.06. | 17
05.06. | 18
05.06. | 19
05.06. | 20
05.06. | 21
05.06. | 22
05.06. | 23
05.06. | 24
06.06. | 1
06.06. | 2
06.06. | 3
06.06. | 4
06.06. | 5
06.06. | 6
06.06. | 7
06.06. | 8
06.06. | 9
06.06. | 10
06.06. | 11
06.06. | 12
06.06. | 13
06.06. | 14
06.06. | 15
06.06. | 16
06.06. | 17
06.06. | 18
06.06. | 19
06.06. | 20
06.06. | 21
06.06. | 22
06.06. | 23
06.06. | 24
07.06. | 1
07.06. | 2
07.06. | 3
07.06. | 4
07.06. | 5
07.06. | 6
07.06. | 7
07.06. | 8
07.06. | 9
07.06. | 10
07.06. | 11
07.06. | 12
07.06. | 13
07.06. | 14
07.06. | 15
07.06. | 16
07.06. | 17
07.06. | 18
07.06. | 19
07.06. | 20
07.06. | 21
07.06. | 22
07.06. | 23
07.06. | 24
08.06. | 1
08.06. | 2
08.06. | 3
08.06. | 4
08.06. | 5
08.06. | 6
08.06. | 7
08.06. | 8
08.06. | 9
08.06. | 10
08.06. | 11
08.06. | 12
08.06. | 13
08.06. | 14
08.06. | 15
08.06. | 16
08.06. | 17
08.06. | 18
08.06. | 19
08.06. | 20
08.06. | 21
08.06. | 22
08.06. | 23
08.06. | 24
09.06. | 1
09.06. | 2
09.06. | 3
09.06. | 4
09.06. | 5
09.06. | 6
09.06. | 7
09.06. | 8
09.06. | 9
09.06. | 10
09.06. | 11
09.06. | 12
09.06. | 13
09.06. | 14
09.06. | 15
09.06. | 16
09.06. | 17
09.06. | 18
09.06. | 19
09.06. | 20
09.06. | 21
09.06. | 22
09.06. | 23
09.06. | 24
10.06. | 1
10.06. | 2
10.06. | 3
10.06. | 4
10.06. | 5
10.06. | 6
10.06. | 7
10.06. | 8
10.06. | 9
10.06. | 10
10.06. | 11
10.06. | 12
10.06. | 13
10.06. | 14
10.06. | 15
10.06. | 16
10.06. | 17
10.06. | 18
10.06. | 19
10.06. | 20
10.06. | 21
10.06. | 22
10.06. | 23
10.06. | 24
11.06. | 1
11.06. | 2
11.06. | 3
11.06. | 4
11.06. | 5
11.06. | 6
11.06. | 7
11.06. | 8
11.06. | 9
11.06. | 10
11.06. | 11
11.06. | 12
11.06. | 13
11.06. | 14
11.06. | 15
11.06. | 16
11.06. | 17
11.06. | 18
11.06. | 19
11.06. | 20
11.06. | 21
11.06. | 22
11.06. | 23
11.06. | 24
12.06. | 1
12.06. | 2
12.06. | 3
12.06. | 4
12.06. | 5
12.06. | 6
12.06. | 7
12.06. | 8
12.06. | 9
12.06. | 10
12.06. | 11
12.06. | 12
12.06. | 13
12.06. | 14
12.06. | 15
12.06. | 16
12.06. | 17
12.06. | 18
12.06. | 19
12.06. | 20
12.06. | 21
12.06. | 22
12.06. | 23
12.06. | 24
13.06. | 1
13.06. | 2
13.06. | 3
13.06. | 4
13.06. | 5
13.06. | 6
13.06. | 7
13.06. | 8
13.06. | 9
13.06. | 10
13.06. | 11
13.06. | 12
13.06. | 13
13.06. | 14
13.06. | 15
13.06. | 16
13.06. | 17
13.06. | 18
13.06. | 19
13.06. | 20
13.06. | 21
13.06. | 22
13.06. | 23
13.06. | 24
14.06. | 1
14.06. | 2
14.06. | 3
14.06. | 4
14.06. | 5
14.06. | 6
14.06. | 7
14.06. | 8
14.06. | 9
14.06. | 10
14.06. | 11
14.06. | 12
14.06. | 13
14.06. | 14
14.06. | 15
14.06. | 16
14.06. | 17
14.06. | 18
14.06. | 19
14.06. | 20
14.06. | 21
14.06. | 22
14.06. | 23
14.06. | 24
15.06. | 1
15.06. | 2
15.06. | 3
15.06. | 4
15.06. | 5
15.06. | 6
15.06. | 7
15.06. | 8
15.06. | 9
15.06. | 10
15.06. | 11
15.06. | 12
15.06. | 13
15.06. | 14
15.06. | 15
15.06. | 16
15.06. | 17
15.06. | 18
15.06. | 19
15.06. | 20
15.06. | 21
15.06. | 22
15.06. | 23
15.06. | 24
16.06. | 1
16.06. | 2
16.06. | 3
16.06. | 4
16.06. | 5
16.06. | 6
16.06. | 7
16.06. | 8
16.06. | 9
16.06. | 10
16.06. | 11
16.06. | 12
16.06. | 13
16.06. | 14
16.06. | 15
16.06. | 16
16.06. | 17
16.06. | 18
16.06. | 19
16.06. | 20
16.06. | 21
16.06. | 22
16.06. | 23
16.06. | 24
17.06. | 1
17.06. | 2
17.06. | 3
17.06. | 4
17.06. | 5
17.06. | 6
17.06. | 7
17.06. | 8
17.06. | 9
17.06. | 10
17.06. | 11
17.06. | 12
17.06. | 13
17.06. | 14
17.06. | 15
17.06. | 16
17.06. | 17
17.06. | 18
17.06. | 19
17.06. | 20
17.06. | 21
17.06. | 22
17.06. | 23
17.06. | 24
18.06. | 1
18.06. | 2
18.06. | 3
18.06. | 4
18.06. | 5
18.06. | 6
18.06. | 7
18.06. | 8
18.06. | 9
18.06. | 10
18.06. | 11
18.06. | 12
18.06. | 13
18.06. | 14
18.06. | 15
18.06. | 16
18.06. | 17
18.06. | 18
18.06. | 19
18.06. | 20
18.06. | 21
18.06. | 22
18.06. | 23
18.06. | 24
19.06. | 1
19.06. | 2
19.06. | 3
19.06. | 4
19.06. | 5
19.06. | 6
19.06. | 7
19.06. | 8
19.06. | 9
19.06. | 10
19.06. | 11
19.06. | 12
19.06. | 13
19.06. | 14
19.06. | 15
19.06. | 16
19.06. | 17
19.06. | 18
19.06. | 19
19.06. | 20
19.06. | 21
19.06. | 22
19.06. | 23
19.06. | 24
20.06. | 1
20.06. | 2
20.06. | 3
20.06. | 4
20.06. | 5
20.06. | 6
20.06. | 7
20.06. | 8
20.06. | 9
20.06. | 10
20.06. | 11
20.06. | 12
20.06. | 13
20.06. | 14
20.06. | 15
20.06. | 16
20.06. | 17
20.06. | 18
20.06. | 19
20.06. | 20
20.06. | 21
20.06. | 22
20.06. | 23
20.06. | 24
21.06. | 1
21.06. | 2
21.06. | 3
21.06. | 4
21.06. | 5
21.06. | 6
21.06. | 7
21.06. | 8
21.06. | 9
21.06. | 10
21.06. | 11
21.06. | 12
21.06. | 13
21.06. | 14
21.06. | 15
21.06. | 16
21.06. | 17
21.06. | 18
21.06. | 19
21.06. | 20
21.06. | 21
21.06. | 22
21.06. | 23
21.06. | 24
22.06. | 1
22.06. | 2
22.06. | 3
22.06. | 4
22.06. | 5
22.06. | 6
22.06. | 7
22.06. | 8
22.06. | 9
22.06. | 10
22.06. | 11
22.06. | 12
22.06. | 13
22.06. | 14
22.06. | 15
22.06. | 16
22.06. | 17
22.06. | 18
22.06. | 19
22.06. | 20
22.06. | 21
22.06. | 22
22.06. | 23
22.06. | 24
23.06. | 1
23.06. | 2
23.06. | 3
23.06. | 4
23.06. | 5
23.06. | 6
23.06. | 7
23.06. | 8
23.06. | 9
23.06. | 10
23.06. | 11
23.06. | 12
23.06. | 13
23.06. | 14
23.06. | 15
23.06. | 16
23.06. | 17
23.06. | 18
23.06. | 19
23.06. | 20
23.06. | 21
23.06. | 22
23.06. | 23
23.06. | 24
24.06. | 1
24.06. | 2
24.06. | 3
24.06. | 4
24.06. | 5
24.06. | 6
24.06. | 7
24.06. | 8
24.06. | 9
24.06. | 10
24.06. | 11
24.06. | 12
24.06. | 13
24.06. | 14
24.06. | 15
24.06. | 16
24.06. | 17
24.06. | 18
24.06. | 19
24.06. | 20
24.06. | 21
24.06. | 22
24.06. | 23
24.06. | 24
25.06. | 1
25.06. | 2
25.06. | 3
25.06. | 4
25.06. | 5
25.06. | 6
25.06. | 7
25.06. | 8
25.06. | 9
25.06. | 10
25.06. | 11
25.06. | 12
25.06. | 13
25.06. | 14
25.06. | 15
25.06. | 16
25.06. | 17
25.06. | 18
25.06. | 19
25.06. | 20
25.06. | 21
25.06. | 22
25.06. | 23
25.06. | 24
26.06. | 1
26.06. | 2
26.06. | 3
26.06. | 4
26.06. | 5
26.06. | 6
26.06. | 7
26.06. | 8
26.06. | 9
26.06. | 10
26.06. | 11
26.06. | 12
26.06. | 13
26.06. | 14
26.06. | 15
26.06. | 16
26.06. | 17
26.06. | 18
26.06. | 19
26.06. | 20
26.06. | 21
26.06. | 22
26.06. | 23
26.06. | 24
27.06. | 1
27.06. | 2
27.06. | 3
27.06. | 4
27.06. | 5
27.06. | 6
27.06. | 7
27.06. | 8
27.06. | 9
27.06. | 10
27.06. | 11
27.06. | 12
27.06. | 13
27.06. | 14
27.06. | 15
27.06. | 16
27.06. | 17
27.06. | 18
27.06. | 19
27.06. | 20
27.06. | 21
27.06. | 22
27.06. | 23
27.06. | 24
28.06. | 1
28.06. | 2
28.06. | 3
28.06. | 4
28.06. | 5
28.06. | 6
28.06. | 7
28.06. | 8
28.06. | 9
28.06. | 10
28.06. | 11
28.06. | 12
28.06. | 13
28.06. | 14
28.06. | 15
28.06. | 16
28.06. | 17
28.06. | 18
28.06. | 19
28.06. | 20
28.06. | 21
28.06. | 22
28.06. | 23
28.06. | 24
29.06. | 1
29.06. | 2
29.06. | 3
29.06. | 4
29.06. | 5
29.06. | 6
29.06. | 7
29.06. | 8
29.06. | 9
29.06. | 10
29.06. | 11
29.06. | 12
29.06. | 13
29.06. | 14
29.06. | 15
29.06. | 16
29.06. | 17
29.06. | 18
29.06. | 19
29.06. | 20
29.06. | 21
29.06. | 22
29.06. | 23
29.06. | 24
30.06. | 1
30.06. | 2
30.06. | 3
30.06. | 4
30.06. | 5
30.06. | 6
30.06. | 7
30.06. | 8
30.06. | 9
30.06. | 10
30.06. | 11
30.06. | 12
30.06. | 13
30.06. | 14
30.06. | 15
30.06. | 16
30.06. | 17
30.06. | 18
30.06. | 19
30.06. | 20
30.06. | 21
30.06. | 22
30.06. | 23
30.06. | 24
01.07. | 1
01.07. | 2
01.07. | 3
01.07. | 4
01.07. | 5
01.07. | 6
01.07. | 7
01.07. | 8
01.07. | 9
01.07. | 10
01.07. | 11
01.07. | 12
01.07. | 13
01.07. | 14
01.07. | 15
01.07. | 16
01.07. | 17
01.07. | 18
01.07. | 19
01.07. | 20
01.07. | 21
01.07. | 22
01.07. | 23
01.07. | 24
02.07. | 1
02.07. | 2
02.07. | 3
02.07. | 4
02.07. | 5
02.07. | 6
02.07. | 7
02.07. | 8
02.07. | 9
02.07. | 10
02.07. | 11
02.07. | 12
02.07. | 13
02.07. | 14
02.07. | 15
02.07. | 16
02.07. | 17
02.07. | 18
02.07. | 19
02.07. | 20
02.07. | 21
02.07. | 22
02.07. | 23
02.07. | 24
03.07. | 1
03.07. | 2
03.07. | 3
03.07. | 4
03.07. | 5
03.07. | 6
03.07. | 7
03.07. | 8
03.07. | 9
03.07. | 10
03.07. | 11
03.07. | 12
03.07. | 13
03.07. | 14
03.07. | 15
03.07. | 16
03.07. | 17
03.07. | 18
03.07. | 19
03.07. | 20
03.07. | 21
03.07. | 22
03.07. | 23
03.07. | 24
04.07. | 1
04.07. | 2
04.07. | 3
04.07. | 4
04.07. | 5
04.07. | 6
04.07. | 7
04.07. | 8
04.07. | 9
04.07. | 10
04.07. | 11
04.07. | 12
04.07. | 13
04.07. | 14
04.07. | 15
04.07. | 16
04.07. | 17
04.07. | 18
04.07. | 19
04.07. | 20
04.07. | 21
04.07. | 22
04.07. | 23
04.07. | 24
05.07. | 1
05.07. | 2
05.07. | 3
05.07. | 4
05.07. | 5
05.07. | 6
05.07. | 7
05.07. | 8
05.07. | 9
05.07. | 10
05.07. | 11
05.07. | 12
05.07. | 13
05.07. | 14
05.07. | 15
05.07. | 16
05.07. | 17
05.07. | 18
05.07. | 19
05.07. | 20
05.07. | 21
05.07. | 22
05.07. | 23
05.07. | 24
06.07. | 1
06.07. | 2
06.07. | 3
06.07. | 4
06.07. | 5
06.07. | 6
06.07. | 7
06.07. | 8
06.07. | 9
06.07. | 10
06.07. | 11
06.07. | 12
06.07. | 13
06.07. | 14
06.07. | 15
06.07. | 16
06.07. | 17
06.07. | 18
06.07. | 19
06.07. | 20
06.07. | 21
06.07. | 22
06.07. | 23
06.07. | 24
07.07. | 1
07.07. | 2
07.07. | 3
07.07. | 4
07.07. | 5
07.07. | 6
07.07. | 7
07.07. | 8
07.07. | 9
07.07. | 10
07.07. | 11
07.07. | 12
07.07. | 13
07.07. | 14
07.07. | 15
07.07. | 16
07.07. | 17
07.07. | 18
07.07. | 19
07.07. | 20
07.07. | 21
07.07. | 22
07.07. | 23
07.07. | 24
08.07. | 1
08.07. | 2
08.07. | 3
08.07. | 4
08.07. | 5
08.07. | 6
08.07. | 7
08.07. | 8
08.07. | 9
08.07. | 10
08.07. | 11
08.07. | 12
08.07. | 13
08.07. | 14
08.07. | 15
08.07. | 16
08.07. | 17
08.07. | 18
08.07. | 19
08.07. | 20
08.07. | 21
08.07. | 22
08.07. | 23
08.07. | 24
09.07. | 1
09.07. | 2
09.07. | 3
09.07. | 4
09.07. | 5
09.07. | 6
09.07. | 7
09.07. | 8
09.07. | 9
09.07. | 10
09.07. | 11
09.07. | 12
09.07. | 13
09.07. | 14
09.07. | 15
09.07. | 16
09.07. | 17
09.07. | 18
09.07. | 19
09.07. | 20
09.07. | 21
09.07. | 22
09.07. | 23
09.07. | 24
10.07. | 1
10.07. | 2
10.07. | 3
10.07. | 4
10.07. | 5
10.07. | 6
10.07. | 7
10.07. | 8
10.07. | 9
10.07. | 10
10.07. | 11
10.07. | 12
10.07. | 13
10.07. | 14
10.07. | 15
10.07. | 16
10.07. | 17
10.07. | 18
10.07. | 19
10.07. | 20
10.07. | 21
10.07. | 22
10.07. | 23
10.07. | 24
11.07. | 1
11.07. | 2
11.07. | 3
11.07. | 4
11.07. | 5
11.07. | 6
11.07. | 7
11.07. | 8
11.07. | 9
11.07. | 10
11.07. | 11
11.07. | 12
11.07. | 13
11.07. | 14
11.07. | 15
11.07. | 16
11.07. | 17
11.07. | 18
11.07. | 19
11.07. | 20
11.07. | 21
11.07. | 22
11.07. | 23
11.07. | 24
12.07. | 1
12.07. | 2
12.07. | 3
12.07. | 4
12.07. | 5
12.07. | 6
12.07. | 7
12.07. | 8
12.07. | 9
12.07. | 10
12.07. | 11
12.07. | 12
12.07. | 13
12.07. | 14
12.07. | 15
12.07. | 16
12.07. | 17
12.07. | 18
12.07. | 19
12.07. | 20
12.07. | 21
12.07. | 22
12.07. | 23
12.07. | 24
13.07. | 1
13.07. | 2
13.07. | 3
13.07. | 4
13.07. | 5
13.07. | 6
13.07. | 7
13.07. | 8
13.07. | 9
13.07. | 10
13.07. | 11
13.07. | 12
13.07. | 13
13.07. | 14
13.07. | 15
13.07. | 16
13.07. | 17
13.07. | 18
13.07. | 19
13.07. | 20
13.07. | 21
13.07. | 22
13.07. | 23
13.07. | 24
14.07. | 1
14.07. | 2
14.07. | 3
14.07. | 4
14.07. | 5
14.07. | 6
14.07. | 7
14.07. | 8
14.07. | 9
14.07. | 10
14.07. | 11
14.07. | 12
14.07. | 13
14.07. | 14
14.07. | 15
14.07. | 16
14.07. | 17
14.07. | 18
14.07. | 19
14.07. | 20
14.07. | 21
14.07. | 22
14.07. | 23
14.07. | 24
15.07. | 1
15.07. | 2
15.07. | 3
15.07. | 4
15.07. | 5
15.07. | 6
15.07. | 7
15.07. | 8
15.07. | 9
15.07. | 10
15.07. | 11
15.07. | 12
15.07. | 13
15.07. | 14
15.07. | 15
15.07. | 16
15.07. | 17
15.07. | 18
15.07. | 19
15.07. | 20
15.07. | 21
15.07. | 22
15.07. | 23
15.07. | 24
16.07. | 1
16.07. | 2
16.07. | 3
16.07. | 4
16.07. | 5
16.07. | 6
16.07. | 7
16.07. | 8
16.07. | 9
16.07. | 10
16.07. | 11
16.07. | 12
16.07. | 13
16.07. | 14
16.07. | 15
16.07. | 16
16.07. | 17
16.07. | 18
16.07. | 19
16.07. | 20
16.07. | 21
16.07. | 22
16.07. | 23
16.07. | 24
17.07. | 1
17.07. | 2
17.07. | 3
17.07. | 4
17.07. | 5
17.07. | 6
17.07. | 7
17.07. | 8
17.07. | 9
17.07. | 10
17.07. | 11
17.07. | 12
17.07. | 13
17.07. | 14
17.07. | 15
17.07. | 16
17.07. | 17
17.07. | 18
17.07. | 19
17.07. | 20
17.07. | 21
17.07. | 22
17.07. | 23
17.07. | 24
18.07. | 1
18.07. | 2
18.07. | 3
18.07. | 4
18.07. | 5
18.07. | 6
18.07. | 7
18.07. | 8
18.07. | 9
18.07. | 10
18.07. | 11
18.07. | 12
18.07. | 13
18.07. | 14
18.07. | 15
18.07. | 16
18.07. | 17
18.07. | 18
18.07. | 19
18.07. | 20
18.07. | 21
18.07. | 22
18.07. | 23
18.07. | 24
19.07. | 1
19.07. | 2
19.07. | 3
19.07. | 4
19.07. | 5
19.07. | 6
19.07. | 7
19.07. | 8
19.07. | 9
19.07. | 10
19.07. | 11
19.07. | 12
19.07. | 13
19.07. | 14
19.07. | 15
19.07. | 16
19.07. | 17
19.07. | 18
19.07. | 19
19.07. | 20
19.07. | 21
19.07. | 22
19.07. | 23
19.07. | 24
20.07. | 1
20.07. | 2
20.07. | 3
20.07. | 4
20.07. | 5
20.07. | 6
20.07. | 7
20.07. | 8
20.07. | 9
20.07. | 10
20.07. | 11
20.07. | 12
20.07. | 13
20.07. | 14
20.07. | 15
20.07. | 16
20.07. | 17
20.07. | 18
20.07. | 19
20.07. | 20
20.07. | 21
20.07. | 22
20.07. | 23
20.07. | 24
21.07. | 1
21.07. | 2
21.07. | 3
21.07. | 4
21.07. | 5
21.07. | 6
21.07. | 7
21.07. | 8
21.07. | 9
21.07. | 10
21.07. | 11
21.07. | 12
21.07. | 13
21.07. | 14
21.07. | 15
21.07. | 16
21.07. | 17
21.07. | 18
21.07. | 19
21.07. | 20
21.07. | 21
21.07. | 22
21.07. | 23
21.07. | 24
22.07. | 1
22.07. | 2
22.07. | 3
22.07. | 4
22.07. | 5
22.07. | 6
22.07. | 7
22.07. | 8
22.07. | 9
22.07. | 10
22.07. | 11
22.07. | 12
22.07. | 13
22.07. | 14
22.07. | 15
22.07. | 16
22.07. | 17
22.07. | 18
22.07. | 19
22.07. | 20
22.07. | 21
22.07. | 22
22.07. | 23
22.07. | 24
23.07. | 1
23.07. | 2
23.07. | 3
23.07. | 4
23.07. | 5
23.07. | 6
23.07. | 7
23.07. | 8
23.07. | 9
23.07. | 10
23.07. | 11
23.07. | 12
23.07. | 13
23.07. | 14
23.07. | 15
23.07. | 16
23.07. | 17
23.07. | 18
23.07. | 19
23.07. | 20
23.07. | 21
23.07. | 22
23.07. | 23
23.07. | 24
24.07. | 1
24.07. | 2
24.07. | 3
24.07. | 4
24.07. | 5
24.07. | 6
24.07. | 7
24.07. | 8
24.07. | 9
24.07. | 10
24.07. | 11
24.07. | 12
24.07. | 13
24.07. | 14
24.07. | 15
24.07. | 16
24.07. | 17
24.07. | 18
24.07. | 19
24.07. | 20
24.07. | 21
24.07. | 22
24.07. | 23
24.07. | 24
25.07. | 1
25.07. | 2
25.07. | 3
25.07. | 4
25.07. | 5
25.07. | 6
25.07. | 7
25.07. | 8
25.07. | 9
25.07. | 10
25.07. | 11
25.07. | 12
25.07. | 13
25.07. | 14
25.07. | 15
25.07. | 16
25.07. | 17
25.07. | 18
25.07. | 19
25.07. | 20
25.07. | 21
25.07. | 22
25.07. | 23
25.07. | 24
26.07. | 1
26.07. | 2
26.07. | 3
26.07. | 4
26.07. | 5
26.07. | 6
26.07. | 7
26.07. | 8
26.07. | 9
26.07. | 10
26.07. | 11
26.07. | 12
26.07. | 13
26.07. | 14
26.07. | 15
26.07. | 16
26.07. | 17
26.07. | 18
26.07. | 19
26.07. | 20
26.07. | 21
26.07. | 22
26.07. | 23
26.07. | 24
27.07. | 1
27.07. | 2
27.07. | 3
27.07. | 4
27.07. | 5
27.07. | 6
27.07. | 7
27.07. | 8
27.07. | 9
27.07. | 10
27.07. | 11
27.07. | 12
27.07. | 13
27.07. | 14
27.07. | 15
27.07. | 16
27.07. | 17
27.07. | 18
27.07. | 19
27.07. | 20
27.07. | 21
27.07. | 22
27.07. | 23
27.07. | 24
28.07. | 1
28.07. | 2
28.07. | 3
28.07. | 4
28.07. | 5
28.07. | 6
28.07. | 7
28.07. | 8
28.07. | 9
28.07. | 10
28.07. | 11
28.07. | 12
28.07. | 13
28.07. | 14
28.07. | 15
28.07. | 16
28.07. | 17
28.07. | 18
28.07. | 19
28.07. | 20
28.07. | 21
28.07. | 22
28.07. | 23
28.07. | 24
29.07. | 1
29.07. | 2
29.07. | 3
29.07. | 4
29.07. | 5
29.07. | 6
29.07. | 7
29.07. | 8
29.07. | 9
29.07. | 10
29.07. | 11
29.07. | 12
29.07. | 13
29.07. | 14
29.07. | 15
29.07. | 16
29.07. | 17
29.07. | 18
29.07. | 19
29.07. | 20
29.07. | 21
29.07. | 22
29.07. | 23
29.07. | 24
30.07. | 1
30.07. | 2
30.07. | 3
30.07. | 4
30.07. | 5
30.07. | 6
30.07. | 7
30.07. | 8
30.07. | 9
30.07. | 10
30.07. | 11
30.07. | 12
30.07. | 13
30.07. | 14
30.07. | 15
30.07. | 16
30.07. | 17
30.07. | 18
30.07. | 19
30.07. | 20
30.07. | 21
30.07. | 22
30.07. | 23
30.07. | 24
31.07. | 1
31.07. | 2
31.07. | 3
31.07. | 4
31.07. | 5
31.07. | 6
31.07. | 7
31.07. | 8
31.07. | 9
31.07. | 10
31.07. | 11
31.07. | 12
31.07. | 13
31.07. | 14
31.07. | 15
31.07. | 16
31.07. | 17
31.07. | 18
31.07. | 19
31.07. | 20
31.07. | 21
31.07. | 22
31.07. | 23
31.07. | 24
01.08. | 1
01.08. | 2
01.08. | 3
01.08. | 4
01.08. | 5
01.08. | 6
01.08. | 7
01.08. | 8
01.08. | 9
01.08. | 10
01.08. | 11
01.08. | 12
01.08. | 13
01.08. | 14
01.08. | 15
01.08. | 16
01.08. | 17
01.08. | 18
01.08. | 19
01.08. | 20
01.08. | 21
01.08. | 22
01.08. | 23
01.08. | 24
02.08. | 1
02.08. | 2
02.08. | 3
02.08. | 4
02.08. | 5
02.08. | 6
02.08. | 7
02.08. | 8
02.08. | 9
02.08. | 10
02.08. | 11
02.08. | 12
02.08. | 13
02.08. | 14
02.08. | 15
02.08. | 16
02.08. | 17
02.08. | 18
02.08. | 19
02.08. | 20
02.08. | 21
02.08. | 22
02.08. | 23
02.08. | 24
03.08. | 1
03.08. | 2
03.08. | 3
03.08. | 4
03.08. | 5
03.08. | 6
03.08. | 7
03.08. | 8
03.08. | 9
03.08. | 10
03.08. | 11
03.08. | 12
03.08. | 13
03.08. | 14
03.08. | 15
03.08. | 16
03.08. | 17
03.08. | 18
03.08. | 19
03.08. | 20
03.08. | 21
03.08. | 22
03.08. | 23
03.08. | 24
04.08. | 1
04.08. | 2
04.08. | 3
04.08. | 4
04.08. | 5
04.08. | 6
04.08. | 7
04.08. | 8
04.08. | 9
04.08. | 10
04.08. | 11
04.08. | 12
04.08. | 13
04.08. | 14
04.08. | 15
04.08. | 16
04.08. | 17
04.08. | 18
04.08. | 19
04.08. | 20
04.08. | 21
04.08. | 22
04.08. | 23
04.08. | 24
05.08. | 1
05.08. | 2
05.08. | 3
05.08. | 4
05.08. | 5
05.08. | 6
05.08. | 7
05.08. | 8
05.08. | 9
05.08. | 10
05.08. | 11
05.08. | 12
05.08. | 13
05.08. | 14
05.08. | 15
05.08. | 16
05.08. | 17
05.08. | 18
05.08. | 19
05.08. | 20
05.08. | 21
05.08. | 22
05.08. | 23
05.08. | 24
06.08. | 1
06.08. | 2
06.08. | 3
06.08. | 4
06.08. | 5
06.08. | 6
06.08. | 7
06.08. | 8
06.08. | 9
06.08. | 10
06.08. | 11
06.08. | 12
06.08. | 13
06.08. | 14
06.08. | 15
06.08. | 16
06.08. | 17
06.08. | 18
06.08. | 19
06.08. | 20
06.08. | 21
06.08. | 22
06.08. | 23
06.08. | 24
07.08. | 1
07.08. | 2
07.08. | 3
07.08. | 4
07.08. | 5
07.08. | 6
07.08. | 7
07.08. | 8
07.08. | 9
07.08. | 10
07.08. | 11
07.08. | 12
07.08. | 13
07.08. | 14
07.08. | 15
07.08. | 16
07.08. | 17
07.08. | 18
07.08. | 19
07.08. | 20
07.08. | 21
07.08. | 22
07.08. | 23
07.08. | 24
08.08. | 1
08.08. | 2
08.08. | 3
08.08. | 4
08.08. | 5
08.08. | 6
08.08. | 7
08.08. | 8
08.08. | 9
08.08. | 10
08.08. | 11
08.08. | 12
08.08. | 13
08.08. | 14
08.08. | 15
08.08. | 16
08.08. | 17
08.08. | 18
08.08. | 19
08.08. | 20
08.08. | 21
08.08. | 22
08.08. | 23
08.08. | 24
09.08. | 1
09.08. | 2
09.08. | 3
09.08. | 4
09.08. | 5
09.08. | 6
09.08. | 7
09.08. | 8
09.08. | 9
09.08. | 10
09.08. | 11
09.08. | 12
09.08. | 13
09.08. | 14
09.08. | 15
09.08. | 16
09.08. | 17
09.08. | 18
09.08. | 19
09.08. | 20
09.08. | 21
09.08. | 22
09.08. | 23
09.08. | 24
10.08. | 1
10.08. | 2
10.08. | 3
10.08. | 4
10.08. | 5
10.08. | 6
10.08. | 7
10.08. | 8
10.08. | 9
10.08. | 10
10.08. | 11
10.08. | 12
10.08. | 13
10.08. | 14
10.08. | 15
10.08. | 16
10.08. | 17
10.08. | 18
10.08. | 19
10.08. | 20
10.08. | 21
10.08. | 22
10.08. | 23
10.08. | 24
11.08. | 1
11.08. | 2
11.08. | 3
11.08. | 4
11.08. | 5
11.08. | 6
11.08. | 7
11.08. | 8
11.08. | 9
11.08. | 10
11.08. | 11
11.08. | 12
11.08. | 13
11.08. | 14
11.08. | 15
11.08. | 16
11.08. | 17
11.08. | 18
11.08. | 19
11.08. | 20
11.08. | 21
11.08. | 22
11.08. | 23
11.08. | 24
12.08. | 1
12.08. | 2
12.08. | 3
12.08. | 4
12.08. | 5
12.08. | 6
12.08. | 7
12.08. | 8
12.08. | 9
12.08. | 10
12.08. | 11
12.08. | 12
12.08. | 13
12.08. | 14
12.08. | 15
12.08. | 16
12.08. | 17
12.08. | 18
12.08. | 19
12.08. | 20
12.08. | 21
12.08. | 22
12.08. | 23
12.08. | 24
13.08. | 1
13.08. | 2
13.08. | 3
13.08. | 4
13.08. | 5
13.08. | 6
13.08. | 7
13.08. | 8
13.08. | 9
13.08. | 10
13.08. | 11
13.08. | 12
13.08. | 13
13.08. | 14
13.08. | 15
13.08. | 16
13.08. | 17
13.08. | 18
13.08. | 19
13.08. | 20
13.08. | 21
13.08. | 22
13.08. | 23
13.08. | 24
14.08. | 1
14.08. | 2
14.08. | 3
14.08. | 4
14.08. | 5
14.08. | 6
14.08. | 7
14.08. | 8
14.08. | 9
14.08. | 10
14.08. | 11
14.08. | 12
14.08. | 13
14.08. | 14
14.08. | 15
14.08. | 16
14.08. | 17
14.08. | 18
14.08. | 19
14.08. | 20
14.08. | 21
14.08. | 22
14.08. | 23
14.08. | 24
15.08. | 1
15.08. | 2
15.08. | 3
15.08. | 4
15.08. | 5
15.08. | 6
15.08. | 7
15.08. | 8
15.08. | 9
15.08. | 10
15.08. | 11
15.08. | 12
15.08. | 13
15.08. | 14
15.08. | 15
15.08. | 16
15.08. | 17
15.08. | 18
15.08. | 19
15.08. | 20
15.08. | 21
15.08. | 22
15.08. | 23
15.08. | 24
16.08. | 1
16.08. | 2
16.08. | 3
16.08. | 4
16.08. | 5
16.08. | 6
16.08. | 7
16.08. | 8
16.08. | 9
16.08. | 10
16.08. | 11
16.08. | 12
16.08. | 13
16.08. | 14
16.08. | 15
16.08. | 16
16.08. | 17
16.08. | 18
16.08. | 19
16.08. | 20
16.08. | 21
16.08. | 22
16.08. | 23
16.08. | 24
17.08. | 1
17.08. | 2
17.08. | 3
17.08. | 4
17.08. | 5
17.08. | 6
17.08. | 7
17.08. | 8
17.08. | 9
17.08. | 10
17.08. | 11
17.08. | 12
17.08. | 13
17.08. | 14
17.08. | 15
17.08. | 16
17.08. | 17
17.08. | 18
17.08. | 19
17.08. | 20
17.08. | 21
17.08. | 22
17.08. | 23
17.08. | 24
18.08. | 1
18.08. | 2
18.08. | 3
18.08. | 4
18.08. | 5
18.08. | 6
18.08. | 7
18.08. | 8
18.08. | 9
18.08. | 10
18.08. | 11
18.08. | 12
18.08. | 13
18.08. | 14
18.08. | 15
18.08. | 16
18.08. | 17
18.08. | 18
18.08. | 19
18.08. | 20
18.08. | 21
18.08. | 22
18.08. | 23
18.08. | 24
19.08. | 1
19.08. | 2
19.08. | 3
19.08. | 4
19.08. | 5
19.08. | 6
19.08. | 7
19.08. | 8
19.08. | 9
19.08. | 10
19.08. | 11
19.08. | 12
19.08. | 13
19.08. | 14
19.08. | 15
19.08. | 16
19.08. | 17
19.08. | 18
19.08. | 19
19.08. | 20
19.08. | 21
19.08. | 22
19.08. | 23
19.08. | 24
20.08. | 1
20.08. | 2
20.08. | 3
20.08. | 4
20.08. | 5
20.08. | 6
20.08. | 7
20.08. | 8
20.08. | 9
20.08. | 10
20.08. | 11
20.08. | 12
20.08. | 13
20.08. | 14
20.08. | 15
20.08. | 16
20.08. | 17
20.08. | 18
20.08. | 19
20.08. | 20
20.08. | 21
20.08. | 22
20.08. | 23
20.08. | 24
21.08. | 1
21.08. | 2
21.08. | 3
21.08. | 4
21.08. | 5
21.08. | 6
21.08. | 7
21.08. | 8
21.08. | 9
21.08. | 10
21.08. | 11
21.08. | 12
21.08. | 13
21.08. | 14
21.08. | 15
21.08. | 16
21.08. | 17
21.08. | 18
21.08. | 19
21.08. | 20
21.08. | 21
21.08. | 22
21.08. | 23
21.08. | 24
22.08. | 1
22.08. | 2
22.08. | 3
22.08. | 4
22.08. | 5
22.08. | 6
22.08. | 7
22.08. | 8
22.08. | 9
22.08. | 10
22.08. | 11
22.08. | 12
22.08. | 13
22.08. | 14
22.08. | 15
22.08. | 16
22.08. | 17
22.08. | 18
22.08. | 19
22.08. | 20
22.08. | 21
22.08. | 22
22.08. | 23
22.08. | 24
23.08. | 1
23.08. | 2
23.08. | 3
23.08. | 4
23.08. | 5
23.08. | 6
23.08. | 7
23.08. | 8
23.08. | 9
23.08. | 10
23.08. | 11
23.08. | 12
23.08. | 13
23.08. | 14
23.08. | 15
23.08. | 16
23.08. | 17
23.08. | 18
23.08. | 19
23.08. | 20
23.08. | 21
23.08. | 22
23.08. | 23
23.08. | 24
24.08. | 1
24.08. | 2
24.08. | 3
24.08. | 4
24.08. | 5
24.08. | 6
24.08. | 7
24.08. | 8
24.08. | 9
24.08. | 10
24.08. | 11
24.08. | 12
24.08. | 13
24.08. | 14
24.08. | 15
24.08. | 16
24.08. | 17
24.08. | 18
24.08. | 19
24.08. | 20
24.08. | 21
24.08. | 22
24.08. | 23
24.08. | 24
25.08. | 1
25.08. | 2
25.08. | 3
25.08. | 4
25.08. | 5
25.08. | 6
25.08. | 7
25.08. | 8
25.08. | 9
25.08. | 10
25.08. | 11
25.08. | 12
25.08. | 13
25.08. | 14
25.08. | 15
25.08. | 16
25.08. | 17
25.08. | 18
25.08. | 19
25.08. | 20
25.08. | 21
25.08. | 22
25.08. | 23
25.08. | 24
26.08. | 1
26.08. | 2
26.08. | 3
26.08. | 4
26.08. | 5
26.08. | 6
26.08. | 7
26.08. | 8
26.08. | 9
26.08. | 10
26.08. | 11
26.08. | 12
26.08. | 13
26.08. | 14
26.08. | 15
26.08. | 16
26.08. | 17
26.08. | 18
26.08. | 19
26.08. | 20
26.08. | 21
26.08. | 22
26.08. | 23
26.08. | 24
27.08. | 1
27.08. | 2
27.08. | 3
27.08. | 4
27.08. | 5
27.08. | 6
27.08. | 7
27.08. | 8
27.08. | 9
27.08. | 10
27.08. | 11
27.08. | 12
27.08. | 13
27.08. | 14
27.08. | 15
27.08. | 16
27.08. | 17
27.08. | 18
27.08. | 19
27.08. | 20
27.08. | 21
27.08. | 22
27.08. | 23
27.08. | 24
28.08. | 1
28.08. | 2
28.08. | 3
28.08. | 4
28.08. | 5
28.08. | 6
28.08. | 7
28.08. | 8
28.08. | 9
28.08. | 10
28.08. | 11
28.08. | 12
28.08. | 13
28.08. | 14
28.08. | 15
28.08. | 16
28.08. | 17
28.08. | 18
28.08. | 19
28.08. | 20
28.08. | 21
28.08. | 22
28.08. | 23
28.08. | 24
29.08. | 1
29.08. | 2
29.08. | 3
29.08. | 4
29.08. | 5
29.08. | 6
29.08. | 7
29.08. | 8
29.08. | 9
29.08. | 10
29.08. | 11
29.08. | 12
29.08. | 13
29.08. | 14
29.08. | 15
29.08. | 16
29.08. | 17
29.08. | 18
29.08. | 19
29.08. | 20
29.08. | 21
29.08. | 22
29.08. | 23
29.08. | 24
30.08. | 1
30.08. | 2
30.08. | 3
30.08. | 4
30.08. | 5
30.08. | 6
30.08. | 7
30.08. | 8
30.08. | 9
30.08. | 10
30.08. | 11
30.08. | 12
30.08. | 13
30.08. | 14
30.08. | 15
30.08. | 16
30.08. | 17
30.08. | 18
30.08. | 19
30.08. | 20
30.08. | 21
30.08. | 22
30.08. | 23
30.08. | 24
31.08. | 1
31.08. | 2
31.08. | 3
31.08. | 4
31.08. | 5
31.08. | 6
31.08. | 7
31.08. | 8
31.08. | 9
31.08. | 10
31.08. | 11
31.08. | 12
31.08. | 13
31.08. | 14
31.08. | 15
31.08. | 16
31.08. | 17
31.08. | 18
31.08. | 19
31.08. | 20
31.08. | 21
31.08. | 22
31.08. | 23
31.08. | 24
01.09. | 1
01.09. | 2
01.09. | 3
01.09. | 4
01.09. | 5
01.09. | 6
01.09. | 7
01.09. | 8
01.09. | 9
01.09. | 10
01.09. | 11
01.09. | 12
01.09. | 13
01.09. | 14
01.09. | 15
01.09. | 16
01.09. | 17
01.09. | 18
01.09. | 19
01.09. | 20
01.09. | 21
01.09. | 22
01.09. | 23
01.09. | 24
02.09. | 1
02.09. | 2
02.09. | 3
02.09. | 4
02.09. | 5
02.09. | 6
02.09. | 7
02.09. | 8
02.09. | 9
02.09. | 10
02.09. | 11
02.09. | 12
02.09. | 13
02.09. | 14
02.09. | 15
02.09. | 16
02.09. | 17
02.09. | 18
02.09. | 19
02.09. | 20
02.09. | 21
02.09. | 22
02.09. | 23
02.09. | 24
03.09. | 1
03.09. | 2
03.09. | 3
03.09. | 4
03.09. | 5
03.09. | 6
03.09. | 7
03.09. | 8
03.09. | 9
03.09. | 10
03.09. | 11
03.09. | 12
03.09. | 13
03.09. | 14
03.09. | 15
03.09. | 16
03.09. | 17
03.09. | 18
03.09. | 19
03.09. | 20
03.09. | 21
03.09. | 22
03.09. | 23
03.09. | 24
04.09. | 1
04.09. | 2
04.09. | 3
04.09. | 4
04.09. | 5
04.09. | 6
04.09. | 7
04.09. | 8
04.09. | 9
04.09. | 10
04.09. | 11
04.09. | 12
04.09. | 13
04.09. | 14
04.09. | 15
04.09. | 16
04.09. | 17
04.09. | 18
04.09. | 19
04.09. | 20
04.09. | 21
04.09. | 22
04.09. | 23
04.09. | 24
05.09. | 1
05.09. | 2
05.09. | 3
05.09. | 4
05.09. | 5
05.09. | 6
05.09. | 7
05.09. | 8
05.09. | 9
05.09. | 10
05.09. | 11
05.09. | 12
05.09. | 13
05.09. | 14
05.09. | 15
05.09. | 16
05.09. | 17
05.09. | 18
05.09. | 19
05.09. | 20
05.09. | 21
05.09. | 22
05.09. | 23
05.09. | 24
06.09. | 1
06.09. | 2
06.09. | 3
06.09. | 4
06.09. | 5
06.09. | 6
06.09. | 7
06.09. | 8
06.09. | 9
06.09. | 10
06.09. | 11
06.09. | 12
06.09. | 13
06.09. | 14
06.09. | 15
06.09. | 16
06.09. | 17
06.09. | 18
06.09. | 19
06.09. | 20
06.09. | 21
06.09. | 22
06.09. | 23
06.09. | 24
07.09. | 1
07.09. | 2
07.09. | 3
07.09. | 4
07.09. | 5
07.09. | 6
07.09. | 7
07.09. | 8
07.09. | 9
07.09. | 10
07.09. | 11
07.09. | 12
07.09. | 13
07.09. | 14
07.09. | 15
07.09. | 16
07.09. | 17
07.09. | 18
07.09. | 19
07.09. | 20
07.09. | 21
07.09. | 22
07.09. | 23
07.09. | 24
08.09. | 1
08.09. | 2
08.09. | 3
08.09. | 4
08.09. | 5
08.09. | 6
08.09. | 7
08.09. | 8
08.09. | 9
08.09. | 10
08.09. | 11
08.09. | 12
08.09. | 13
08.09. | 14
08.09. | 15
08.09. | 16
08.09. | 17
08.09. | 18
08.09. | 19
08.09. | 20
08.09. | 21
08.09. | 22
08.09. | 23
08.09. | 24
09.09. | 1
09.09. | 2
09.09. | 3
09.09. | 4
09.09. | 5
09.09. | 6
09.09. | 7
09.09. | 8
09.09. | 9
09.09. | 10
09.09. | 11
09.09. | 12
09.09. | 13
09.09. | 14
09.09. | 15
09.09. | 16
09.09. | 17
09.09. | 18
09.09. | 19
09.09. | 20
09.09. | 21
09.09. | 22
09.09. | 23
09.09. | 24
10.09. | 1
10.09. | 2
10.09. | 3
10.09. | 4
10.09. | 5
10.09. | 6
10.09. | 7
10.09. | 8
10.09. | 9
10.09. | 10
10.09. | 11
10.09. | 12
10.09. | 13
10.09. | 14
10.09. | 15
10.09. | 16
10.09. | 17
10.09. | 18
10.09. | 19
10.09. | 20
10.09. | 21
10.09. | 22
10.09. | 23
10.09. | 24
11.09. | 1
11.09. | 2
11.09. | 3
11.09. | 4
11.09. | 5
11.09. | 6
11.09. | 7
11.09. | 8
11.09. | 9
11.09. | 10
11.09. | 11
11.09. | 12
11.09. | 13
11.09. | 14
11.09. | 15
11.09. | 16
11.09. | 17
11.09. | 18
11.09. | 19
11.09. | 20
11.09. | 21
11.09. | 22
11.09. | 23
11.09. | 24
12.09. | 1
12.09. | 2
12.09. | 3
12.09. | 4
12.09. | 5
12.09. | 6
12.09. | 7
12.09. | 8
12.09. | 9
12.09. | 10
12.09. | 11
12.09. | 12
12.09. | 13
12.09. | 14
12.09. | 15
12.09. | 16
12.09. | 17
12.09. | 18
12.09. | 19
12.09. | 20
12.09. | 21
12.09. | 22
12.09. | 23
12.09. | 24
13.09. | 1
13.09. | 2
13.09. | 3
13.09. | 4
13.09. | 5
13.09. | 6
13.09. | 7
13.09. | 8
13.09. | 9
13.09. | 10
13.09. | 11
13.09. | 12
13.09. | 13
13.09. | 14
13.09. | 15
13.09. | 16
13.09. | 17
13.09. | 18
13.09. | 19
13.09. | 20
13.09. | 21
13.09. | 22
13.09. | 23
13.09. | 24
14.09. | 1
14.09. | 2
14.09. | 3
14.09. | 4
14.09. | 5
14.09. | 6
14.09. | 7
14.09. | 8
14.09. | 9
14.09. | 10
14.09. | 11
14.09. | 12
14.09. | 13
14.09. | 14
14.09. | 15
14.09. | 16
14.09. | 17
14.09. | 18
14.09. | 19
14.09. | 20
14.09. | 21
14.09. | 22
14.09. | 23
14.09. | 24
15.09. | 1
15.09. | 2
15.09. | 3
15.09. | 4
15.09. | 5
15.09. | 6
15.09. | 7
15.09. | 8
15.09. | 9
15.09. | 10
15.09. | 11
15.09. | 12
15.09. | 13
15.09. | 14
15.09. | 15
15.09. | 16
15.09. | 17
15.09. | 18
15.09. | 19
15.09. | 20
15.09. | 21
15.09. | 22
15.09. | 23
15.09. | 24
16.09. | 1
16.09. | 2
16.09. | 3
16.09. | 4
16.09. | 5
16.09. | 6
16.09. | 7
16.09. | 8
16.09. | 9
16.09. | 10
16.09. | 11
16.09. | 12
16.09. | 13
16.09. | 14
16.09. | 15
16.09. | 16
16.09. | 17
16.09. | 18
16.09. | 19
16.09. | 20
16.09. | 21
16.09. | 22
16.09. | 23
16.09. | 24
17.09. | 1
17.09. | 2
17.09. | 3
17.09. | 4
17.09. | 5
17.09. | 6
17.09. | 7
17.09. | 8
17.09. | 9
17.09. | 10
17.09. | 11
17.09. | 12
17.09. | 13
17.09. | 14
17.09. | 15
17.09. | 16
17.09. | 17
17.09. | 18
17.09. | 19
17.09. | 20
17.09. | 21
17.09. | 22
17.09. | 23
17.09. | 24
18.09. | 1
18.09. | 2
18.09. | 3
18.09. | 4
18.09. | 5
18.09. | 6
18.09. | 7
18.09. | 8
18.09. | 9
18.09. | 10
18.09. | 11
18.09. | 12
18.09. | 13
18.09. | 14
18.09. | 15
18.09. | 16
18.09. | 17
18.09. | 18
18.09. | 19
18.09. | 20
18.09. | 21
18.09. | 22
18.09. | 23
18.09. | 24
19.09. | 1
19.09. | 2
19.09. | 3
19.09. | 4
19.09. | 5
19.09. | 6
19.09. | 7
19.09. | 8
19.09. | 9
19.09. | 10
19.09. | 11
19.09. | 12
19.09. | 13
19.09. | 14
19.09. | 15
19.09. | 16
19.09. | 17
19.09. | 18
19.09. | 19
19.09. | 20
19.09. | 21
19.09. | 22
19.09. | 23
19.09. | 24
20.09. | 1
20.09. | 2
20.09. | 3
20.09. | 4
20.09. | 5
20.09. | 6
20.09. | 7
20.09. | 8
20.09. | 9
20.09. | 10
20.09. | 11
20.09. | 12
20.09. | 13
20.09. | 14
20.09. | 15
20.09. | 16
20.09. | 17
20.09. | 18
20.09. | 19
20.09. | 20
20.09. | 21
20.09. | 22
20.09. | 23
20.09. | 24
21.09. | 1
21.09. | 2
21.09. | 3
21.09. | 4
21.09. | 5
21.09. | 6
21.09. | 7
21.09. | 8
21.09. | 9
21.09. | 10
21.09. | 11
21.09. | 12
21.09. | 13
21.09. | 14
21.09. | 15
21.09. | 16
21.09. | 17
21.09. | 18
21.09. | 19
21.09. | 20
21.09. | 21
21.09. | 22
21.09. | 23
21.09. | 24
22.09. | 1
22.09. | 2
22.09. | 3
22.09. | 4
22.09. | 5
22.09. | 6
22.09. | 7
22.09. | 8
22.09. | 9
22.09. | 10
22.09. | 11
22.09. | 12
22.09. | 13
22.09. | 14
22.09. | 15
22.09. | 16
22.09. | 17
22.09. | 18
22.09. | 19
22.09. | 20
22.09. | 21
22.09. | 22
22.09. | 23
22.09. | 24
23.09. | 1
23.09. | 2
23.09. | 3
23.09. | 4
23.09. | 5
23.09. | 6
23.09. | 7
23.09. | 8
23.09. | 9
23.09. | 10
23.09. | 11
23.09. | 12
23.09. | 13
23.09. | 14
23.09. | 15
23.09. | 16
23.09. | 17
23.09. | 18
23.09. | 19
23.09. | 20
23.09. | 21
23.09. | 22
23.09. | 23
23.09. | 24
24.09. | 1
24.09. | 2
24.09. | 3
24.09. | 4
24.09. | 5
24.09. | 6
24.09. | 7
24.09. | 8
24.09. | 9
24.09. | 10
24.09. | 11
24.09. | 12
24.09. | 13
24.09. | 14
24.09. | 15
24.09. | 16
24.09. | 17
24.09. | 18
24.09. | 19
24.09. | 20
24.09. | 21
24.09. | 22
24.09. | 23
24.09. | 24
25.09. | 1
25.09. | 2
25.09. | 3
25.09. | 4
25.09. | 5
25.09. | 6
25.09. | 7
25.09. | 8
25.09. | 9
25.09. | 10
25.09. | 11
25.09. | 12
25.09. | 13
25.09. | 14
25.09. | 15
25.09. | 16
25.09. | 17
25.09. | 18
25.09. | 19
25.09. | 20
25.09. | 21
25.09. | 22
25.09. | 23
25.09. | 24
26.09. | 1
26.09. | 2
26.09. | 3
26.09. | 4
26.09. | 5
26.09. | 6
26.09. | 7
26.09. | 8
26.09. | 9
26.09. | 10
26.09. | 11
26.09. | 12
26.09. | 13
26.09. | 14
26.09. | 15
26.09. | 16
26.09. | 17
26.09. | 18
26.09. | 19
26.09. | 20
26.09. | 21
26.09. | 22
26.09. | 23
26.09. | 24
27.09. | 1
27.09. | 2
27.09. | 3
27.09. | 4
27.09. | 5
27.09. | 6
27.09. | 7
27.09. | 8
27.09. | 9
27.09. | 10
27.09. | 11
27.09. | 12
27.09. | 13
27.09. | 14
27.09. | 15
27.09. | 16
27.09. | 17
27.09. | 18
27.09. | 19
27.09. | 20
27.09. | 21
27.09. | 22
27.09. | 23
27.09. | 24
28.09. | 1
28.09. | 2
28.09. | 3
28.09. | 4
28.09. | 5
28.09. | 6
28.09. | 7
28.09. | 8
28.09. | 9
28.09. | 10
28.09. | 11
28.09. | 12
28.09. | 13
28.09. | 14
28.09. | 15
28.09. | 16
28.09. | 17
28.09. | 18
28.09. | 19
28.09. | 20
28.09. | 21
28.09. | 22
28.09. | 23
28.09. | 24
29.09. | 1
29.09. | 2
29.09. | 3
29.09. | 4
29.09. | 5
29.09. | 6
29.09. | 7
29.09. | 8
29.09. | 9
29.09. | 10
29.09. | 11
29.09. | 12
29.09. | 13
29.09. | 14
29.09. | 15
29.09. | 16
29.09. | 17
29.09. | 18
29.09. | 19
29.09. | 20
29.09. | 21
29.09. | 22
29.09. | 23
29.09. | 24
30.09. | 1
30.09. | 2
30.09. | 3
30.09. | 4
30.09. | 5
30.09. | 6
30.09. | 7
30.09. | 8
30.09. | 9
30.09. | 10
30.09. | 11
30.09. | 12
30.09. | 13
30.09. | 14
30.09. | 15
30.09. | 16
30.09. | 17
30.09. | 18
30.09. | 19
30.09. | 20
30.09. | 21
30.09. | 22
30.09. | 23
30.09. | 24
01.10. | 1
01.10. | 2
01.10. | 3
01.10. | 4
01.10. | 5
01.10. | 6
01.10. | 7
01.10. | 8
01.10. | 9
01.10. | 10
01.10. | 11
01.10. | 12
01.10. | 13
01.10. | 14
01.10. | 15
01.10. | 16
01.10. | 17
01.10. | 18
01.10. | 19
01.10. | 20
01.10. | 21
01.10. | 22
01.10. | 23
01.10. | 24
02.10. | 1
02.10. | 2
02.10. | 3
02.10. | 4
02.10. | 5
02.10. | 6
02.10. | 7
02.10. | 8
02.10. | 9
02.10. | 10
02.10. | 11
02.10. | 12
02.10. | 13
02.10. | 14
02.10. | 15
02.10. | 16
02.10. | 17
02.10. | 18
02.10. | 19
02.10. | 20
02.10. | 21
02.10. | 22
02.10. | 23
02.10. | 24
03.10. | 1
03.10. | 2
03.10. | 3
03.10. | 4
03.10. | 5
03.10. | 6
03.10. | 7
03.10. | 8
03.10. | 9
03.10. | 10
03.10. | 11
03.10. | 12
03.10. | 13
03.10. | 14
03.10. | 15
03.10. | 16
03.10. | 17
03.10. | 18
03.10. | 19
03.10. | 20
03.10. | 21
03.10. | 22
03.10. | 23
03.10. | 24
04.10. | 1
04.10. | 2
04.10. | 3
04.10. | 4
04.10. | 5
04.10. | 6
04.10. | 7
04.10. | 8
04.10. | 9
04.10. | 10
04.10. | 11
04.10. | 12
04.10. | 13
04.10. | 14
04.10. | 15
04.10. | 16
04.10. | 17
04.10. | 18
04.10. | 19
04.10. | 20
04.10. | 21
04.10. | 22
04.10. | 23
04.10. | 24
05.10. | 1
05.10. | 2
05.10. | 3
05.10. | 4
05.10. | 5
05.10. | 6
05.10. | 7
05.10. | 8
05.10. | 9
05.10. | 10
05.10. | 11
05.10. | 12
05.10. | 13
05.10. | 14
05.10. | 15
05.10. | 16
05.10. | 17
05.10. | 18
05.10. | 19
05.10. | 20
05.10. | 21
05.10. | 22
05.10. | 23
05.10. | 24
06.10. | 1
06.10. | 2
06.10. | 3
06.10. | 4
06.10. | 5
06.10. | 6
06.10. | 7
06.10. | 8
06.10. | 9
06.10. | 10
06.10. | 11
06.10. | 12
06.10. | 13
06.10. | 14
06.10. | 15
06.10. | 16
06.10. | 17
06.10. | 18
06.10. | 19
06.10. | 20
06.10. | 21
06.10. | 22
06.10. | 23
06.10. | 24
07.10. | 1
07.10. | 2
07.10. | 3
07.10. | 4
07.10. | 5
07.10. | 6
07.10. | 7
07.10. | 8
07.10. | 9
07.10. | 10
07.10. | 11
07.10. | 12
07.10. | 13
07.10. | 14
07.10. | 15
07.10. | 16
07.10. | 17
07.10. | 18
07.10. | 19
07.10. | 20
07.10. | 21
07.10. | 22
07.10. | 23
07.10. | 24
08.10. | 1
08.10. | 2
08.10. | 3
08.10. | 4
08.10. | 5
08.10. | 6
08.10. | 7
08.10. | 8
08.10. | 9
08.10. | 10
08.10. | 11
08.10. | 12
08.10. | 13
08.10. | 14
08.10. | 15
08.10. | 16
08.10. | 17
08.10. | 18
08.10. | 19
08.10. | 20
08.10. | 21
08.10. | 22
08.10. | 23
08.10. | 24
09.10. | 1
09.10. | 2
09.10. | 3
09.10. | 4
09.10. | 5
09.10. | 6
09.10. | 7
09.10. | 8
09.10. | 9
09.10. | 10
09.10. | 11
09.10. | 12
09.10. | 13
09.10. | 14
09.10. | 15
09.10. | 16
09.10. | 17
09.10. | 18
09.10. | 19
09.10. | 20
09.10. | 21
09.10. | 22
09.10. | 23
09.10. | 24
10.10. | 1
10.10. | 2
10.10. | 3
10.10. | 4
10.10. | 5
10.10. | 6
10.10. | 7
10.10. | 8
10.10. | 9
10.10. | 10
10.10. | 11
10.10. | 12
10.10. | 13
10.10. | 14
10.10. | 15
10.10. | 16
10.10. | 17
10.10. | 18
10.10. | 19
10.10. | 20
10.10. | 21
10.10. | 22
10.10. | 23
10.10. | 24
11.10. | 1
11.10. | 2
11.10. | 3
11.10. | 4
11.10. | 5
11.10. | 6
11.10. | 7
11.10. | 8
11.10. | 9
11.10. | 10
11.10. | 11
11.10. | 12
11.10. | 13
11.10. | 14
11.10. | 15
11.10. | 16
11.10. | 17
11.10. | 18
11.10. | 19
11.10. | 20
11.10. | 21
11.10. | 22
11.10. | 23
11.10. | 24
12.10. | 1
12.10. | 2
12.10. | 3
12.10. | 4
12.10. | 5
12.10. | 6
12.10. | 7
12.10. | 8
12.10. | 9
12.10. | 10
12.10. | 11
12.10. | 12
12.10. | 13
12.10. | 14
12.10. | 15
12.10. | 16
12.10. | 17
12.10. | 18
12.10. | 19
12.10. | 20
12.10. | 21
12.10. | 22
12.10. | 23
12.10. | 24
13.10. | 1
13.10. | 2
13.10. | 3
13.10. | 4
13.10. | 5
13.10. | 6
13.10. | 7
13.10. | 8
13.10. | 9
13.10. | 10
13.10. | 11
13.10. | 12
13.10. | 13
13.10. | 14
13.10. | 15
13.10. | 16
13.10. | 17
13.10. | 18
13.10. | 19
13.10. | 20
13.10. | 21
13.10. | 22
13.10. | 23
13.10. | 24
14.10. | 1
14.10. | 2
14.10. | 3
14.10. | 4
14.10. | 5
14.10. | 6
14.10. | 7
14.10. | 8
14.10. | 9
14.10. | 10
14.10. | 11
14.10. | 12
14.10. | 13
14.10. | 14
14.10. | 15
14.10. | 16
14.10. | 17
14.10. | 18
14.10. | 19
14.10. | 20
14.10. | 21
14.10. | 22
14.10. | 23
14.10. | 24
15.10. | 1
15.10. | 2
15.10. | 3
15.10. | 4
15.10. | 5
15.10. | 6
15.10. | 7
15.10. | 8
15.10. | 9
15.10. | 10
15.10. | 11
15.10. | 12
15.10. | 13
15.10. | 14
15.10. | 15
15.10. | 16
15.10. | 17
15.10. | 18
15.10. | 19
15.10. | 20
15.10. | 21
15.10. | 22
15.10. | 23
15.10. | 24
16.10. | 1
16.10. | 2
16.10. | 3
16.10. | 4
16.10. | 5
16.10. | 6
16.10. | 7
16.10. | 8
16.10. | 9
16.10. | 10
16.10. | 11
16.10. | 12
16.10. | 13
16.10. | 14
16.10. | 15
16.10. | 16
16.10. | 17
16.10. | 18
16.10. | 19
16.10. | 20
16.10. | 21
16.10. | 22
16.10. | 23
16.10. | 24
17.10. | 1
17.10. | 2
17.10. | 3
17.10. | 4
17.10. | 5
17.10. | 6
17.10. | 7
17.10. | 8
17.10. | 9
17.10. | 10
17.10. | 11
17.10. | 12
17.10. | 13
17.10. | 14
17.10. | 15
17.10. | 16
17.10. | 17
17.10. | 18
17.10. | 19
17.10. | 20
17.10. | 21
17.10. | 22
17.10. | 23
17.10. | 24
18.10. | 1
18.10. | 2
18.10. | 3
18.10. | 4
18.10. | 5
18.10. | 6
18.10. | 7
18.10. | 8
18.10. | 9
18.10. | 10
18.10. | 11
18.10. | 12
18.10. | 13
18.10. | 14
18.10. | 15
18.10. | 16
18.10. | 17
18.10. | 18
18.10. | 19
18.10. | 20
18.10. | 21
18.10. | 22
18.10. | 23
18.10. | 24
19.10. | 1
19.10. | 2
19.10. | 3
19.10. | 4
19.10. | 5
19.10. | 6
19.10. | 7
19.10. | 8
19.10. | 9
19.10. | 10
19.10. | 11
19.10. | 12
19.10. | 13
19.10. | 14
19.10. | 15
19.10. | 16
19.10. | 17
19.10. | 18
19.10. | 19
19.10. | 20
19.10. | 21
19.10. | 22
19.10. | 23
19.10. | 24
20.10. | 1
20.10. | 2
20.10. | 3
20.10. | 4
20.10. | 5
20.10. | 6
20.10. | 7
20.10. | 8
20.10. | 9
20.10. | 10
20.10. | 11
20.10. | 12
20.10. | 13
20.10. | 14
20.10. | 15
20.10. | 16
20.10. | 17
20.10. | 18
20.10. | 19
20.10. | 20
20.10. | 21
20.10. | 22
20.10. | 23
20.10. | 24
21.10. | 1
21.10. | 2
21.10. | 3
21.10. | 4
21.10. | 5
21.10. | 6
21.10. | 7
21.10. | 8
21.10. | 9
21.10. | 10
21.10. | 11
21.10. | 12
21.10. | 13
21.10. | 14
21.10. | 15
21.10. | 16
21.10. | 17
21.10. | 18
21.10. | 19
21.10. | 20
21.10. | 21
21.10. | 22
21.10. | 23
21.10. | 24
22.10. | 1
22.10. | 2
22.10. | 3
22.10. | 4
22.10. | 5
22.10. | 6
22.10. | 7
22.10. | 8
22.10. | 9
22.10. | 10
22.10. | 11
22.10. | 12
22.10. | 13
22.10. | 14
22.10. | 15
22.10. | 16
22.10. | 17
22.10. | 18
22.10. | 19
22.10. | 20
22.10. | 21
22.10. | 22
22.10. | 23
22.10. | 24
23.10. | 1
23.10. | 2
23.10. | 3
23.10. | 4
23.10. | 5
23.10. | 6
23.10. | 7
23.10. | 8
23.10. | 9
23.10. | 10
23.10. | 11
23.10. | 12
23.10. | 13
23.10. | 14
23.10. | 15
23.10. | 16
23.10. | 17
23.10. | 18
23.10. | 19
23.10. | 20
23.10. | 21
23.10. | 22
23.10. | 23
23.10. | 24
24.10. | 1
24.10. | 2
24.10. | 3
24.10. | 4
24.10. | 5
24.10. | 6
24.10. | 7
24.10. | 8
24.10. | 9
24.10. | 10
24.10. | 11
24.10. | 12
24.10. | 13
24.10. | 14
24.10. | 15
24.10. | 16
24.10. | 17
24.10. | 18
24.10. | 19
24.10. | 20
24.10. | 21
24.10. | 22
24.10. | 23
24.10. | 24
25.10. | 1
25.10. | 2
25.10. | 3
25.10. | 4
25.10. | 5
25.10. | 6
25.10. | 7
25.10. | 8
25.10. | 9
25.10. | 10
25.10. | 11
25.10. | 12
25.10. | 13
25.10. | 14
25.10. | 15
25.10. | 16
25.10. | 17
25.10. | 18
25.10. | 19
25.10. | 20
25.10. | 21
25.10. | 22
25.10. | 23
25.10. | 24
26.10. | 1
26.10. | 2
26.10. | 3
26.10. | 4
26.10. | 5
26.10. | 6
26.10. | 7
26.10. | 8
26.10. | 9
26.10. | 10
26.10. | 11
26.10. | 12
26.10. | 13
26.10. | 14
26.10. | 15
26.10. | 16
26.10. | 17
26.10. | 18
26.10. | 19
26.10. | 20
26.10. | 21
26.10. | 22
26.10. | 23
26.10. | 24
27.10. | 1
27.10. | 2
27.10. | 3
27.10. | 4
27.10. | 5
27.10. | 6
27.10. | 7
27.10. | 8
27.10. | 9
27.10. | 10
27.10. | 11
27.10. | 12
27.10. | 13
27.10. | 14
27.10. | 15
27.10. | 16
27.10. | 17
27.10. | 18
27.10. | 19
27.10. | 20
27.10. | 21
27.10. | 22
27.10. | 23
27.10. | 24
28.10. | 1
28.10. | 2
28.10. | 3
28.10. | 4
28.10. | 5
28.10. | 6
28.10. | 7
28.10. | 8
28.10. | 9
28.10. | 10
28.10. | 11
28.10. | 12
28.10. | 13
28.10. | 14
28.10. | 15
28.10. | 16
28.10. | 17
28.10. | 18
28.10. | 19
28.10. | 20
28.10. | 21
28.10. | 22
28.10. | 23
28.10. | 24
29.10. | 1
29.10. | 2
29.10. | 3
29.10. | 4
29.10. | 5
29.10. | 6
29.10. | 7
29.10. | 8
29.10. | 9
29.10. | 10
29.10. | 11
29.10. | 12
29.10. | 13
29.10. | 14
29.10. | 15
29.10. | 16
29.10. | 17
29.10. | 18
29.10. | 19
29.10. | 20
29.10. | 21
29.10. | 22
29.10. | 23
29.10. | 24
30.10. | 1
30.10. | 2
30.10. | 3
30.10. | 4
30.10. | 5
30.10. | 6
30.10. | 7
30.10. | 8
30.10. | 9
30.10. | 10
30.10. | 11
30.10. | 12
30.10. | 13
30.10. | 14
30.10. | 15
30.10. | 16
30.10. | 17
30.10. | 18
30.10. | 19
30.10. | 20
30.10. | 21
30.10. | 22
30.10. | 23
30.10. | 24
31.10. | 1
31.10. | 2
31.10. | 3
31.10. | 4
31.10. | 5
31.10. | 6
31.10. | 7
31.10. | 8
31.10. | 9
31.10. | 10
31.10. | 11
31.10. | 12
31.10. | 13
31.10. | 14
31.10. | 15
31.10. | 16
31.10. | 17
31.10. | 18
31.10. | 19
31.10. | 20
31.10. | 21
31.10. | 22
31.10. | 23
31.10. | 24
01.11. | 1
01.11. | 2
01.11. | 3
01.11. | 4
01.11. | 5
01.11. | 6
01.11. | 7
01.11. | 8
01.11. | 9
01.11. | 10
01.11. | 11
01.11. | 12
01.11. | 13
01.11. | 14
01.11. | 15
01.11. | 16
01.11. | 17
01.11. | 18
01.11. | 19
01.11. | 20
01.11. | 21
01.11. | 22
01.11. | 23
01.11. | 24
02.11. | 1
02.11. | 2
02.11. | 3
02.11. | 4
02.11. | 5
02.11. | 6
02.11. | 7
02.11. | 8
02.11. | 9
02.11. | 10
02.11. | 11
02.11. | 12
02.11. | 13
02.11. | 14
02.11. | 15
02.11. | 16
02.11. | 17
02.11. | 18
02.11. | 19
02.11. | 20
02.11. | 21
02.11. | 22
02.11. | 23
02.11. | 24
03.11. | 1
03.11. | 2
03.11. | 3
03.11. | 4
03.11. | 5
03.11. | 6
03.11. | 7
03.11. | 8
03.11. | 9
03.11. | 10
03.11. | 11
03.11. | 12
03.11. | 13
03.11. | 14
03.11. | 15
03.11. | 16
03.11. | 17
03.11. | 18
03.11. | 19
03.11. | 20
03.11. | 21
03.11. | 22
03.11. | 23
03.11. | 24
04.11. | 1
04.11. | 2
04.11. | 3
04.11. | 4
04.11. | 5
04.11. | 6
04.11. | 7
04.11. | 8
04.11. | 9
04.11. | 10
04.11. | 11
04.11. | 12
04.11. | 13
04.11. | 14
04.11. | 15
04.11. | 16
04.11. | 17
04.11. | 18
04.11. | 19
04.11. | 20
04.11. | 21
04.11. | 22
04.11. | 23
04.11. | 24
05.11. | 1
05.11. | 2
05.11. | 3
05.11. | 4
05.11. | 5
05.11. | 6
05.11. | 7
05.11. | 8
05.11. | 9
05.11. | 10
05.11. | 11
05.11. | 12
05.11. | 13
05.11. | 14
05.11. | 15
05.11. | 16
05.11. | 17
05.11. | 18
05.11. | 19
05.11. | 20
05.11. | 21
05.11. | 22
05.11. | 23
05.11. | 24
06.11. | 1
06.11. | 2
06.11. | 3
06.11. | 4
06.11. | 5
06.11. | 6
06.11. | 7
06.11. | 8
06.11. | 9
06.11. | 10
06.11. | 11
06.11. | 12
06.11. | 13
06.11. | 14
06.11. | 15
06.11. | 16
06.11. | 17
06.11. | 18
06.11. | 19
06.11. | 20
06.11. | 21
06.11. | 22
06.11. | 23
06.11. | 24
07.11. | 1
07.11. | 2
07.11. | 3
07.11. | 4
07.11. | 5
07.11. | 6
07.11. | 7
07.11. | 8
07.11. | 9
07.11. | 10
07.11. | 11
07.11. | 12
07.11. | 13
07.11. | 14
07.11. | 15
07.11. | 16
07.11. | 17
07.11. | 18
07.11. | 19
07.11. | 20
07.11. | 21
07.11. | 22
07.11. | 23
07.11. | 24
08.11. | 1
08.11. | 2
08.11. | 3
08.11. | 4
08.11. | 5
08.11. | 6
08.11. | 7
08.11. | 8
08.11. | 9
08.11. | 10
08.11. | 11
08.11. | 12
08.11. | 13
08.11. | 14
08.11. | 15
08.11. | 16
08.11. | 17
08.11. | 18
08.11. | 19
08.11. | 20
08.11. | 21
08.11. | 22
08.11. | 23
08.11. | 24
09.11. | 1
09.11. | 2
09.11. | 3
09.11. | 4
09.11. | 5
09.11. | 6
09.11. | 7
09.11. | 8
09.11. | 9
09.11. | 10
09.11. | 11
09.11. | 12
09.11. | 13
09.11. | 14
09.11. | 15
09.11. | 16
09.11. | 17
09.11. | 18
09.11. | 19
09.11. | 20
09.11. | 21
09.11. | 22
09.11. | 23
09.11. | 24
10.11. | 1
10.11. | 2
10.11. | 3
10.11. | 4
10.11. | 5
10.11. | 6
10.11. | 7
10.11. | 8
10.11. | 9
10.11. | 10
10.11. | 11
10.11. | 12
10.11. | 13
10.11. | 14
10.11. | 15
10.11. | 16
10.11. | 17
10.11. | 18
10.11. | 19
10.11. | 20
10.11. | 21
10.11. | 22
10.11. | 23
10.11. | 24
11.11. | 1
11.11. | 2
11.11. | 3
11.11. | 4
11.11. | 5
11.11. | 6
11.11. | 7
11.11. | 8
11.11. | 9
11.11. | 10
11.11. | 11
11.11. | 12
11.11. | 13
11.11. | 14
11.11. | 15
11.11. | 16
11.11. | 17
11.11. | 18
11.11. | 19
11.11. | 20
11.11. | 21
11.11. | 22
11.11. | 23
11.11. | 24
12.11. | 1
12.11. | 2
12.11. | 3
12.11. | 4
12.11. | 5
12.11. | 6
12.11. | 7
12.11. | 8
12.11. | 9
12.11. | 10
12.11. | 11
12.11. | 12
12.11. | 13
12.11. | 14
12.11. | 15
12.11. | 16
12.11. | 17
12.11. | 18
12.11. | 19
12.11. | 20
12.11. | 21
12.11. | 22
12.11. | 23
12.11. | 24
13.11. | 1
13.11. | 2
13.11. | 3
13.11. | 4
13.11. | 5
13.11. | 6
13.11. | 7
13.11. | 8
13.11. | 9
13.11. | 10
13.11. | 11
13.11. | 12
13.11. | 13
13.11. | 14
13.11. | 15
13.11. | 16
13.11. | 17
13.11. | 18
13.11. | 19
13.11. | 20
13.11. | 21
13.11. | 22
13.11. | 23
13.11. | 24
14.11. | 1
14.11. | 2
14.11. | 3
14.11. | 4
14.11. | 5
14.11. | 6
14.11. | 7
14.11. | 8
14.11. | 9
14.11. | 10
14.11. | 11
14.11. | 12
14.11. | 13
14.11. | 14
14.11. | 15
14.11. | 16
14.11. | 17
14.11. | 18
14.11. | 19
14.11. | 20
14.11. | 21
14.11. | 22
14.11. | 23
14.11. | 24
15.11. | 1
15.11. | 2
15.11. | 3
15.11. | 4
15.11. | 5
15.11. | 6
15.11. | 7
15.11. | 8
15.11. | 9
15.11. | 10
15.11. | 11
15.11. | 12
15.11. | 13
15.11. | 14
15.11. | 15
15.11. | 16
15.11. | 17
15.11. | 18
15.11. | 19
15.11. | 20
15.11. | 21
15.11. | 22
15.11. | 23
15.11. | 24
16.11. | 1
16.11. | 2
16.11. | 3
16.11. | 4
16.11. | 5
16.11. | 6
16.11. | 7
16.11. | 8
16.11. | 9
16.11. | 10
16.11. | 11
16.11. | 12
16.11. | 13
16.11. | 14
16.11. | 15
16.11. | 16
16.11. | 17
16.11. | 18
16.11. | 19
16.11. | 20
16.11. | 21
16.11. | 22
16.11. | 23
16.11. | 24
17.11. | 1
17.11. | 2
17.11. | 3
17.11. | 4
17.11. | 5
17.11. | 6
17.11. | 7
17.11. | 8
17.11. | 9
17.11. | 10
17.11. | 11
17.11. | 12
17.11. | 13
17.11. | 14
17.11. | 15
17.11. | 16
17.11. | 17
17.11. | 18
17.11. | 19
17.11. | 20
17.11. | 21
17.11. | 22
17.11. | 23
17.11. | 24
18.11. | 1
18.11. | 2
18.11. | 3
18.11. | 4
18.11. | 5
18.11. | 6
18.11. | 7
18.11. | 8
18.11. | 9
18.11. | 10
18.11. | 11
18.11. | 12
18.11. | 13
18.11. | 14
18.11. | 15
18.11. | 16
18.11. | 17
18.11. | 18
18.11. | 19
18.11. | 20
18.11. | 21
18.11. | 22
18.11. | 23
18.11. | 24
19.11. | 1
19.11. | 2
19.11. | 3
19.11. | 4
19.11. | 5
19.11. | 6
19.11. | 7
19.11. | 8
19.11. | 9
19.11. | 10
19.11. | 11
19.11. | 12
19.11. | 13
19.11. | 14
19.11. | 15
19.11. | 16
19.11. | 17
19.11. | 18
19.11. | 19
19.11. | 20
19.11. | 21
19.11. | 22
19.11. | 23
19.11. | 24
20.11. | 1
20.11. | 2
20.11. | 3
20.11. | 4
20.11. | 5
20.11. | 6
20.11. | 7
20.11. | 8
20.11. | 9
20.11. | 10
20.11. | 11
20.11. | 12
20.11. | 13
20.11. | 14
20.11. | 15
20.11. | 16
20.11. | 17
20.11. | 18
20.11. | 19
20.11. | 20
20.11. | 21
20.11. | 22
20.11. | 23
20.11. | 24
21.11. | 1
21.11. | 2
21.11. | 3
21.11. | 4
21.11. | 5
21.11. | 6
21.11. | 7
21.11. | 8
21.11. | 9
21.11. | 10
21.11. | 11
21.11. | 12
21.11. | 13
21.11. | 14
21.11. | 15
21.11. | 16
21.11. | 17
21.11. | 18
21.11. | 19
21.11. | 20
21.11. | 21
21.11. | 22
21.11. | 23
21.11. | 24
22.11. | 1
22.11. | 2
22.11. | 3
22.11. | 4
22.11. | 5
22.11. | 6
22.11. | 7
22.11. | 8
22.11. | 9
22.11. | 10
22.11. | 11
22.11. | 12
22.11. | 13
22.11. | 14
22.11. | 15
22.11. | 16
22.11. | 17
22.11. | 18
22.11. | 19
22.11. | 20
22.11. | 21
22.11. | 22
22.11. | 23
22.11. | 24
23.11. | 1
23.11. | 2
23.11. | 3
23.11. | 4
23.11. | 5
23.11. | 6
23.11. | 7
23.11. | 8
23.11. | 9
23.11. | 10
23.11. | 11
23.11. | 12
23.11. | 13
23.11. | 14
23.11. | 15
23.11. | 16
23.11. | 17
23.11. | 18
23.11. | 19
23.11. | 20
23.11. | 21
23.11. | 22
23.11. | 23
23.11. | 24
24.11. | 1
24.11. | 2
24.11. | 3
24.11. | 4
24.11. | 5
24.11. | 6
24.11. | 7
24.11. | 8
24.11. | 9
24.11. | 10
24.11. | 11
24.11. | 12
24.11. | 13
24.11. | 14
24.11. | 15
24.11. | 16
24.11. | 17
24.11. | 18
24.11. | 19
24.11. | 20
24.11. | 21
24.11. | 22
24.11. | 23
24.11. | 24
25.11. | 1
25.11. | 2
25.11. | 3
25.11. | 4
25.11. | 5
25.11. | 6
25.11. | 7
25.11. | 8
25.11. | 9
25.11. | 10
25.11. | 11
25.11. | 12
25.11. | 13
25.11. | 14
25.11. | 15
25.11. | 16
25.11. | 17
25.11. | 18
25.11. | 19
25.11. | 20
25.11. | 21
25.11. | 22
25.11. | 23
25.11. | 24
26.11. | 1
26.11. | 2
26.11. | 3
26.11. | 4
26.11. | 5
26.11. | 6
26.11. | 7
26.11. | 8
26.11. | 9
26.11. | 10
26.11. | 11
26.11. | 12
26.11. | 13
26.11. | 14
26.11. | 15
26.11. | 16
26.11. | 17
26.11. | 18
26.11. | 19
26.11. | 20
26.11. | 21
26.11. | 22
26.11. | 23
26.11. | 24
27.11. | 1
27.11. | 2
27.11. | 3
27.11. | 4
27.11. | 5
27.11. | 6
27.11. | 7
27.11. | 8
27.11. | 9
27.11. | 10
27.11. | 11
27.11. | 12
27.11. | 13
27.11. | 14
27.11. | 15
27.11. | 16
27.11. | 17
27.11. | 18
27.11. | 19
27.11. | 20
27.11. | 21
27.11. | 22
27.11. | 23
27.11. | 24
28.11. | 1
28.11. | 2
28.11. | 3
28.11. | 4
28.11. | 5
28.11. | 6
28.11. | 7
28.11. | 8
28.11. | 9
28.11. | 10
28.11. | 11
28.11. | 12
28.11. | 13
28.11. | 14
28.11. | 15
28.11. | 16
28.11. | 17
28.11. | 18
28.11. | 19
28.11. | 20
28.11. | 21
28.11. | 22
28.11. | 23
28.11. | 24
29.11. | 1
29.11. | 2
29.11. | 3
29.11. | 4
29.11. | 5
29.11. | 6
29.11. | 7
29.11. | 8
29.11. | 9
29.11. | 10
29.11. | 11
29.11. | 12
29.11. | 13
29.11. | 14
29.11. | 15
29.11. | 16
29.11. | 17
29.11. | 18
29.11. | 19
29.11. | 20
29.11. | 21
29.11. | 22
29.11. | 23
29.11. | 24
30.11. | 1
30.11. | 2
30.11. | 3
30.11. | 4
30.11. | 5
30.11. | 6
30.11. | 7
30.11. | 8
30.11. | 9
30.11. | 10
30.11. | 11
30.11. | 12
30.11. | 13
30.11. | 14
30.11. | 15
30.11. | 16
30.11. | 17
30.11. | 18
30.11. | 19
30.11. | 20
30.11. | 21
30.11. | 22
30.11. | 23
30.11. | 24
01.12. | 1
01.12. | 2
01.12. | 3
01.12. | 4
01.12. | 5
01.12. | 6
01.12. | 7
01.12. | 8
01.12. | 9
01.12. | 10
01.12. | 11
01.12. | 12
01.12. | 13
01.12. | 14
01.12. | 15
01.12. | 16
01.12. | 17
01.12. | 18
01.12. | 19
01.12. | 20
01.12. | 21
01.12. | 22
01.12. | 23
01.12. | 24
02.12. | 1
02.12. | 2
02.12. | 3
02.12. | 4
02.12. | 5
02.12. | 6
02.12. | 7
02.12. | 8
02.12. | 9
02.12. | 10
02.12. | 11
02.12. | 12
02.12. | 13
02.12. | 14
02.12. | 15
02.12. | 16
02.12. | 17
02.12. | 18
02.12. | 19
02.12. | 20
02.12. | 21
02.12. | 22
02.12. | 23
02.12. | 24
03.12. | 1
03.12. | 2
03.12. | 3
03.12. | 4
03.12. | 5
03.12. | 6
03.12. | 7
03.12. | 8
03.12. | 9
03.12. | 10
03.12. | 11
03.12. | 12
03.12. | 13
03.12. | 14
03.12. | 15
03.12. | 16
03.12. | 17
03.12. | 18
03.12. | 19
03.12. | 20
03.12. | 21
03.12. | 22
03.12. | 23
03.12. | 24
04.12. | 1
04.12. | 2
04.12. | 3
04.12. | 4
04.12. | 5
04.12. | 6
04.12. | 7
04.12. | 8
04.12. | 9
04.12. | 10
04.12. | 11
04.12. | 12
04.12. | 13
04.12. | 14
04.12. | 15
04.12. | 16
04.12. | 17
04.12. | 18
04.12. | 19
04.12. | 20
04.12. | 21
04.12. | 22
04.12. | 23
04.12. | 24
05.12. | 1
05.12. | 2
05.12. | 3
05.12. | 4
05.12. | 5
05.12. | 6
05.12. | 7
05.12. | 8
05.12. | 9
05.12. | 10
05.12. | 11
05.12. | 12
05.12. | 13
05.12. | 14
05.12. | 15
05.12. | 16
05.12. | 17
05.12. | 18
05.12. | 19
05.12. | 20
05.12. | 21
05.12. | 22
05.12. | 23
05.12. | 24
06.12. | 1
06.12. | 2
06.12. | 3
06.12. | 4
06.12. | 5
06.12. | 6
06.12. | 7
06.12. | 8
06.12. | 9
06.12. | 10
06.12. | 11
06.12. | 12
06.12. | 13
06.12. | 14
06.12. | 15
06.12. | 16
06.12. | 17
06.12. | 18
06.12. | 19
06.12. | 20
06.12. | 21
06.12. | 22
06.12. | 23
06.12. | 24
07.12. | 1
07.12. | 2
07.12. | 3
07.12. | 4
07.12. | 5
07.12. | 6
07.12. | 7
07.12. | 8
07.12. | 9
07.12. | 10
07.12. | 11
07.12. | 12
07.12. | 13
07.12. | 14
07.12. | 15
07.12. | 16
07.12. | 17
07.12. | 18
07.12. | 19
07.12. | 20
07.12. | 21
07.12. | 22
07.12. | 23
07.12. | 24
08.12. | 1
08.12. | 2
08.12. | 3
08.12. | 4
08.12. | 5
08.12. | 6
08.12. | 7
08.12. | 8
08.12. | 9
08.12. | 10
08.12. | 11
08.12. | 12
08.12. | 13
08.12. | 14
08.12. | 15
08.12. | 16
08.12. | 17
08.12. | 18
08.12. | 19
08.12. | 20
08.12. | 21
08.12. | 22
08.12. | 23
08.12. | 24
09.12. | 1
09.12. | 2
09.12. | 3
09.12. | 4
09.12. | 5
09.12. | 6
09.12. | 7
09.12. | 8
09.12. | 9
09.12. | 10
09.12. | 11
09.12. | 12
09.12. | 13
09.12. | 14
09.12. | 15
09.12. | 16
09.12. | 17
09.12. | 18
09.12. | 19
09.12. | 20
09.12. | 21
09.12. | 22
09.12. | 23
09.12. | 24
10.12. | 1
10.12. | 2
10.12. | 3
10.12. | 4
10.12. | 5
10.12. | 6
10.12. | 7
10.12. | 8
10.12. | 9
10.12. | 10
10.12. | 11
10.12. | 12
10.12. | 13
10.12. | 14
10.12. | 15
10.12. | 16
10.12. | 17
10.12. | 18
10.12. | 19
10.12. | 20
10.12. | 21
10.12. | 22
10.12. | 23
10.12. | 24
11.12. | 1
11.12. | 2
11.12. | 3
11.12. | 4
11.12. | 5
11.12. | 6
11.12. | 7
11.12. | 8
11.12. | 9
11.12. | 10
11.12. | 11
11.12. | 12
11.12. | 13
11.12. | 14
11.12. | 15
11.12. | 16
11.12. | 17
11.12. | 18
11.12. | 19
11.12. | 20
11.12. | 21
11.12. | 22
11.12. | 23
11.12. | 24
12.12. | 1
12.12. | 2
12.12. | 3
12.12. | 4
12.12. | 5
12.12. | 6
12.12. | 7
12.12. | 8
12.12. | 9
12.12. | 10
12.12. | 11
12.12. | 12
12.12. | 13
12.12. | 14
12.12. | 15
12.12. | 16
12.12. | 17
12.12. | 18
12.12. | 19
12.12. | 20
12.12. | 21
12.12. | 22
12.12. | 23
12.12. | 24
13.12. | 1
13.12. | 2
13.12. | 3
13.12. | 4
13.12. | 5
13.12. | 6
13.12. | 7
13.12. | 8
13.12. | 9
13.12. | 10
13.12. | 11
13.12. | 12
13.12. | 13
13.12. | 14
13.12. | 15
13.12. | 16
13.12. | 17
13.12. | 18
13.12. | 19
13.12. | 20
13.12. | 21
13.12. | 22
13.12. | 23
13.12. | 24
14.12. | 1
14.12. | 2
14.12. | 3
14.12. | 4
14.12. | 5
14.12. | 6
14.12. | 7
14.12. | 8
14.12. | 9
14.12. | 10
14.12. | 11
14.12. | 12
14.12. | 13
14.12. | 14
14.12. | 15
14.12. | 16
14.12. | 17
14.12. | 18
14.12. | 19
14.12. | 20
14.12. | 21
14.12. | 22
14.12. | 23
14.12. | 24
15.12. | 1
15.12. | 2
15.12. | 3
15.12. | 4
15.12. | 5
15.12. | 6
15.12. | 7
15.12. | 8
15.12. | 9
15.12. | 10
15.12. | 11
15.12. | 12
15.12. | 13
15.12. | 14
15.12. | 15
15.12. | 16
15.12. | 17
15.12. | 18
15.12. | 19
15.12. | 20
15.12. | 21
15.12. | 22
15.12. | 23
15.12. | 24
16.12. | 1
16.12. | 2
16.12. | 3
16.12. | 4
16.12. | 5
16.12. | 6
16.12. | 7
16.12. | 8
16.12. | 9
16.12. | 10
16.12. | 11
16.12. | 12
16.12. | 13
16.12. | 14
16.12. | 15
16.12. | 16
16.12. | 17
16.12. | 18
16.12. | 19
16.12. | 20
16.12. | 21
16.12. | 22
16.12. | 23
16.12. | 24
17.12. | 1
17.12. | 2
17.12. | 3
17.12. | 4
17.12. | 5
17.12. | 6
17.12. | 7
17.12. | 8
17.12. | 9
17.12. | 10
17.12. | 11
17.12. | 12
17.12. | 13
17.12. | 14
17.12. | 15
17.12. | 16
17.12. | 17
17.12. | 18
17.12. | 19
17.12. | 20
17.12. | 21
17.12. | 22
17.12. | 23
17.12. | 24
18.12. | 1
18.12. | 2
18.12. | 3
18.12. | 4
18.12. | 5
18.12. | 6
18.12. | 7
18.12. | 8
18.12. | 9
18.12. | 10
18.12. | 11
18.12. | 12
18.12. | 13
18.12. | 14
18.12. | 15
18.12. | 16
18.12. | 17
18.12. | 18
18.12. | 19
18.12. | 20
18.12. | 21
18.12. | 22
18.12. | 23
18.12. | 24
19.12. | 1
19.12. | 2
19.12. | 3
19.12. | 4
19.12. | 5
19.12. | 6
19.12. | 7
19.12. | 8
19.12. | 9
19.12. | 10
19.12. | 11
19.12. | 12
19.12. | 13
19.12. | 14
19.12. | 15
19.12. | 16
19.12. | 17
19.12. | 18
19.12. | 19
19.12. | 20
19.12. | 21
19.12. | 22
19.12. | 23
19.12. | 24
20.12. | 1
20.12. | 2
20.12. | 3
20.12. | 4
20.12. | 5
20.12. | 6
20.12. | 7
20.12. | 8
20.12. | 9
20.12. | 10
20.12. | 11
20.12. | 12
20.12. | 13
20.12. | 14
20.12. | 15
20.12. | 16
20.12. | 17
20.12. | 18
20.12. | 19
20.12. | 20
20.12. | 21
20.12. | 22
20.12. | 23
20.12. | 24
21.12. | 1
21.12. | 2
21.12. | 3
21.12. | 4
21.12. | 5
21.12. | 6
21.12. | 7
21.12. | 8
21.12. | 9
21.12. | 10
21.12. | 11
21.12. | 12
21.12. | 13
21.12. | 14
21.12. | 15
21.12. | 16
21.12. | 17
21.12. | 18
21.12. | 19
21.12. | 20
21.12. | 21
21.12. | 22
21.12. | 23
21.12. | 24
22.12. | 1
22.12. | 2
22.12. | 3
22.12. | 4
22.12. | 5
22.12. | 6
22.12. | 7
22.12. | 8
22.12. | 9
22.12. | 10
22.12. | 11
22.12. | 12
22.12. | 13
22.12. | 14
22.12. | 15
22.12. | 16
22.12. | 17
22.12. | 18
22.12. | 19
22.12. | 20
22.12. | 21
22.12. | 22
22.12. | 23
22.12. | 24
23.12. | 1
23.12. | 2
23.12. | 3
23.12. | 4
23.12. | 5
23.12. | 6
23.12. | 7
23.12. | 8
23.12. | 9
23.12. | 10
23.12. | 11
23.12. | 12
23.12. | 13
23.12. | 14
23.12. | 15
23.12. | 16
23.12. | 17
23.12. | 18
23.12. | 19
23.12. | 20
23.12. | 21
23.12. | 22
23.12. | 23
23.12. | 24
24.12. | 1
24.12. | 2
24.12. | 3
24.12. | 4
24.12. | 5
24.12. | 6
24.12. | 7
24.12. | 8
24.12. | 9
24.12. | 10
24.12. | 11
24.12. | 12
24.12. | 13
24.12. | 14
24.12. | 15
24.12. | 16
24.12. | 17
24.12. | 18
24.12. | 19
24.12. | 20
24.12. | 21
24.12. | 22
24.12. | 23
24.12. | 24
25.12. | 1
25.12. | 2
25.12. | 3
25.12. | 4
25.12. | 5
25.12. | 6
25.12. | 7
25.12. | 8
25.12. | 9
25.12. | 10
25.12. | 11
25.12. | 12
25.12. | 13
25.12. | 14
25.12. | 15
25.12. | 16
25.12. | 17
25.12. | 18
25.12. | 19
25.12. | 20
25.12. | 21
25.12. | 22
25.12. | 23
25.12. | 24
26.12. | 1
26.12. | 2
26.12. | 3
26.12. | 4
26.12. | 5
26.12. | 6
26.12. | 7
26.12. | 8
26.12. | 9
26.12. | 10
26.12. | 11
26.12. | 12
26.12. | 13
26.12. | 14
26.12. | 15
26.12. | 16
26.12. | 17
26.12. | 18
26.12. | 19
26.12. | 20
26.12. | 21
26.12. | 22
26.12. | 23
26.12. | 24
27.12. | 1
27.12. | 2
27.12. | 3
27.12. | 4
27.12. | 5
27.12. | 6
27.12. | 7
27.12. | 8
27.12. | 9
27.12. | 10
27.12. | 11
27.12. | 12
27.12. | 13
27.12. | 14
27.12. | 15
27.12. | 16
27.12. | 17
27.12. | 18
27.12. | 19
27.12. | 20
27.12. | 21
27.12. | 22
27.12. | 23
27.12. | 24
28.12. | 1
28.12. | 2
28.12. | 3
28.12. | 4
28.12. | 5
28.12. | 6
28.12. | 7
28.12. | 8
28.12. | 9
28.12. | 10
28.12. | 11
28.12. | 12
28.12. | 13
28.12. | 14
28.12. | 15
28.12. | 16
28.12. | 17
28.12. | 18
28.12. | 19
28.12. | 20
28.12. | 21
28.12. | 22
28.12. | 23
28.12. | 24
29.12. | 1
29.12. | 2
29.12. | 3
29.12. | 4
29.12. | 5
29.12. | 6
29.12. | 7
29.12. | 8
29.12. | 9
29.12. | 10
29.12. | 11
29.12. | 12
29.12. | 13
29.12. | 14
29.12. | 15
29.12. | 16
29.12. | 17
29.12. | 18
29.12. | 19
29.12. | 20
29.12. | 21
29.12. | 22
29.12. | 23
29.12. | 24
30.12. | 1
30.12. | 2
30.12. | 3
30.12. | 4
30.12. | 5
30.12. | 6
30.12. | 7
30.12. | 8
30.12. | 9
30.12. | 10
30.12. | 11
30.12. | 12
30.12. | 13
30.12. | 14
30.12. | 15
30.12. | 16
30.12. | 17
30.12. | 18
30.12. | 19
30.12. | 20
30.12. | 21
30.12. | 22
30.12. | 23
30.12. | 24
31.12. | 1
31.12. | 2
31.12. | 3
31.12. | 4
31.12. | 5
31.12. | 6
31.12. | 7
31.12. | 8
31.12. | 9
31.12. | 10
31.12. | 11
31.12. | 12
31.12. | 13
31.12. | 14
31.12. | 15
31.12. | 16
31.12. | 17
31.12. | 18
31.12. | 19
31.12. | 20
31.12. | 21
31.12. | 22
31.12. | 23
31.12. | 24

## Battery
ENTSO-E Market Modelling Database: Batteries
Country:
Market Node: | TR00
Year:
Climate year
Scenario
Type |  | Net maximum capacity - generation perspective (MW) | Net maximum capacity - demand perspective (MW) | Storage capacity (MWh) | Number of units | Average efficiency | Ramp up rate (MW/h) | Ramp down rate (MW/h)
Battery Total |  | 2100 | 2100 | 4200 | 1 | 0.92 | 0 | 0
Battery Utility Scale |  | 2100 | 2100 | 4200 | 1 | 0.92 | 0 | 0
Battery Residential |  | 0 | 0 | 0 | 0 | 0 | 0 | 0

## Electrolyser
ENTSO-E Market Modelling Database: Electrolysers
Country:
Market Node: | TR00
Year:
Climate year
Scenario
Type |  | Net maximum capacity (MW) | Number of units | Average efficiency | H2 storage (GWh) | Ramp up rate (MW/h) | Ramp down rate (MW/h) | Fixed generation reduction (% of max power output)
Electrolyser e-market Z1 |  | 0 | 0 | 0 | 0 | 0 | 0 | 100
Electrolyser e-market Z2 |  | 0 | 0 | 0 | 0 | 0 | 0 | 100
Electrolyser Shared RES Z1 |  | 0 | 0 | 0 | 0 | 0 | 0 | 100
Electrolyser Shared RES Z2 |  | 0 | 0 | 0 | 0 | 0 | 0 | 100
Electrolyser Dedicated RES Z1 |  | 0 | 0 | 0 | 0 | 0 | 0 | 100
Electrolyser Dedicated RES Z2 |  | 0 | 0 | 0 | 0 | 0 | 0 | 100

## Wind
ENTSO-E Market Modelling Database: Wind
Country:
Market Node: | TR00
Year:
Scenario
Installed capacities Onshore wind Total(GW): | 21
Installed capacities Onshore wind e-market (GW): | 21
Installed capacities Onshore wind dedicated (GW): | 0
Installed capacities Onshore wind Shared RES - H2Z1 (GW): | 0
Installed capacities Onshore wind Shared RES - H2Z2 (GW): | 0
Installed capacities Offshore wind Total (GW): | 0
Installed capacities Offshore wind e-market - hub ready (GW): | 0
Installed capacities Offshore wind dedicated - hub ready (GW): | 0
Installed capacities Offshore wind Shared RES - H2Z1 - hub ready (GW): | 0
Installed capacities Offshore wind Shared RES - H2Z2 - hub ready (GW): | 0
Installed capacities Offshore wind e-market - radial (GW): | 0
Installed capacities Offshore wind dedicated - radial (GW): | 0
Installed capacities Offshore wind Shared RES - H2Z1 - radial (GW): | 0
Installed capacities Offshore wind Shared RES - H2Z2 - radial (GW): | 0

## Solar
ENTSO-E Market Modelling Database: Solar
Country:
Market Node: | TR00
Year:
Scenario
Installed capacities Thermal Solar (GW): | 0
Installed capacities Photovoltaic (GW): | 61.151
Installed capacities Photovoltaic e-market (GW): | 61.151
Installed capacities Photovoltaic dedicated (GW): | 0
Installed capacities Photovoltaic Shared RES - H2Z1 (GW): | 0
Installed capacities Photovoltaic Shared RES - H2Z2 (GW): | 0
Installed capacities Rooftop (GW): | 0
Installed capacities Solar Thermal with Storage (GW): | 0
Storage capacities Solar Thermal with Storage (GWh): | 0

## Hydro
ENTSO-E Market Modelling Database: Hydro
Country:
Market Node: | TR00
Year:
Scenario
Hydro PEMMDB 3.4
Run of River - Total turbining capacity (MW) | 19464.337
Pondage - Total reservoir capacity (GWh) | 0
Pondage - Total turbining capacity (MW) | 0
Reservoir - Total reservoir capacity (GWh) | 73083.397
Reservoir - Total turbining capacity (MW) | 24347.042
Pump Storage (open loop, with natural inflows) - Total reservoir capacity (GWh) | 0
Pump Storage (open loop, with natural inflows) - Total turbining capacity (MW) | 0
Pump Storage (open loop, with natural inflows) - Total pumping capacity (MW) | 0
Pure Pump Storage (closed loop, no natural inflows) - Total reservoir capacity (GWh) | 0
Pure Pump Storage (closed loop, no natural inflows) - Total turbining capacity (MW) | 0
Pure Pump Storage (closed loop, no natural inflows) - Total pumping capacity (MW) | 0

## Other RES
ENTSO-E Market Modelling Database: Other RES
Country:
Market Node: | TR00
Year:
Scenario:
Installed capacity excl. clim.dependent bands (MW): | 0 |  |  | Small Biomass | Geothermal | Marine | Waste | Not Defined / Splitting not known
N.B. use convention first January always Monday (2007 calendar year) --> see guidelines for further details |  |  | Installed capacity (MW): | 0 | 0 | 0 | 0 | 0
Date | Hour | TOTAL Other RES Output (MW) (excl. climate dependent bands) |  | Output (MW) | Output (MW) | Output (MW) | Output (MW) | Output (MW)
01.01. | 1 | 0 |  | 0 | 0 | 0 | 0 | 0
01.01. | 2 | 0 |  | 0 | 0 | 0 | 0 | 0
01.01. | 3 | 0 |  | 0 | 0 | 0 | 0 | 0
01.01. | 4 | 0 |  | 0 | 0 | 0 | 0 | 0
01.01. | 5 | 0 |  | 0 | 0 | 0 | 0 | 0
01.01. | 6 | 0 |  | 0 | 0 | 0 | 0 | 0
01.01. | 7 | 0 |  | 0 | 0 | 0 | 0 | 0
01.01. | 8 | 0 |  | 0 | 0 | 0 | 0 | 0
01.01. | 9 | 0 |  | 0 | 0 | 0 | 0 | 0
01.01. | 10 | 0 |  | 0 | 0 | 0 | 0 | 0
01.01. | 11 | 0 |  | 0 | 0 | 0 | 0 | 0
01.01. | 12 | 0 |  | 0 | 0 | 0 | 0 | 0
01.01. | 13 | 0 |  | 0 | 0 | 0 | 0 | 0
01.01. | 14 | 0 |  | 0 | 0 | 0 | 0 | 0
01.01. | 15 | 0 |  | 0 | 0 | 0 | 0 | 0
01.01. | 16 | 0 |  | 0 | 0 | 0 | 0 | 0
01.01. | 17 | 0 |  | 0 | 0 | 0 | 0 | 0
01.01. | 18 | 0 |  | 0 | 0 | 0 | 0 | 0
01.01. | 19 | 0 |  | 0 | 0 | 0 | 0 | 0
01.01. | 20 | 0 |  | 0 | 0 | 0 | 0 | 0
01.01. | 21 | 0 |  | 0 | 0 | 0 | 0 | 0
01.01. | 22 | 0 |  | 0 | 0 | 0 | 0 | 0
01.01. | 23 | 0 |  | 0 | 0 | 0 | 0 | 0
01.01. | 24 | 0 |  | 0 | 0 | 0 | 0 | 0
02.01. | 1 | 0 |  | 0 | 0 | 0 | 0 | 0
02.01. | 2 | 0 |  | 0 | 0 | 0 | 0 | 0
02.01. | 3 | 0 |  | 0 | 0 | 0 | 0 | 0
02.01. | 4 | 0 |  | 0 | 0 | 0 | 0 | 0
02.01. | 5 | 0 |  | 0 | 0 | 0 | 0 | 0
02.01. | 6 | 0 |  | 0 | 0 | 0 | 0 | 0
02.01. | 7 | 0 |  | 0 | 0 | 0 | 0 | 0
02.01. | 8 | 0 |  | 0 | 0 | 0 | 0 | 0
02.01. | 9 | 0 |  | 0 | 0 | 0 | 0 | 0
02.01. | 10 | 0 |  | 0 | 0 | 0 | 0 | 0
02.01. | 11 | 0 |  | 0 | 0 | 0 | 0 | 0
02.01. | 12 | 0 |  | 0 | 0 | 0 | 0 | 0
02.01. | 13 | 0 |  | 0 | 0 | 0 | 0 | 0
02.01. | 14 | 0 |  | 0 | 0 | 0 | 0 | 0
02.01. | 15 | 0 |  | 0 | 0 | 0 | 0 | 0
02.01. | 16 | 0 |  | 0 | 0 | 0 | 0 | 0
02.01. | 17 | 0 |  | 0 | 0 | 0 | 0 | 0
02.01. | 18 | 0 |  | 0 | 0 | 0 | 0 | 0
02.01. | 19 | 0 |  | 0 | 0 | 0 | 0 | 0
02.01. | 20 | 0 |  | 0 | 0 | 0 | 0 | 0
02.01. | 21 | 0 |  | 0 | 0 | 0 | 0 | 0
02.01. | 22 | 0 |  | 0 | 0 | 0 | 0 | 0
02.01. | 23 | 0 |  | 0 | 0 | 0 | 0 | 0
02.01. | 24 | 0 |  | 0 | 0 | 0 | 0 | 0
03.01. | 1 | 0 |  | 0 | 0 | 0 | 0 | 0
03.01. | 2 | 0 |  | 0 | 0 | 0 | 0 | 0
03.01. | 3 | 0 |  | 0 | 0 | 0 | 0 | 0
03.01. | 4 | 0 |  | 0 | 0 | 0 | 0 | 0
03.01. | 5 | 0 |  | 0 | 0 | 0 | 0 | 0
03.01. | 6 | 0 |  | 0 | 0 | 0 | 0 | 0
03.01. | 7 | 0 |  | 0 | 0 | 0 | 0 | 0
03.01. | 8 | 0 |  | 0 | 0 | 0 | 0 | 0
03.01. | 9 | 0 |  | 0 | 0 | 0 | 0 | 0
03.01. | 10 | 0 |  | 0 | 0 | 0 | 0 | 0
03.01. | 11 | 0 |  | 0 | 0 | 0 | 0 | 0
03.01. | 12 | 0 |  | 0 | 0 | 0 | 0 | 0
03.01. | 13 | 0 |  | 0 | 0 | 0 | 0 | 0
03.01. | 14 | 0 |  | 0 | 0 | 0 | 0 | 0
03.01. | 15 | 0 |  | 0 | 0 | 0 | 0 | 0
03.01. | 16 | 0 |  | 0 | 0 | 0 | 0 | 0
03.01. | 17 | 0 |  | 0 | 0 | 0 | 0 | 0
03.01. | 18 | 0 |  | 0 | 0 | 0 | 0 | 0
03.01. | 19 | 0 |  | 0 | 0 | 0 | 0 | 0
03.01. | 20 | 0 |  | 0 | 0 | 0 | 0 | 0
03.01. | 21 | 0 |  | 0 | 0 | 0 | 0 | 0
03.01. | 22 | 0 |  | 0 | 0 | 0 | 0 | 0
03.01. | 23 | 0 |  | 0 | 0 | 0 | 0 | 0
03.01. | 24 | 0 |  | 0 | 0 | 0 | 0 | 0
04.01. | 1 | 0 |  | 0 | 0 | 0 | 0 | 0
04.01. | 2 | 0 |  | 0 | 0 | 0 | 0 | 0
04.01. | 3 | 0 |  | 0 | 0 | 0 | 0 | 0
04.01. | 4 | 0 |  | 0 | 0 | 0 | 0 | 0
04.01. | 5 | 0 |  | 0 | 0 | 0 | 0 | 0
04.01. | 6 | 0 |  | 0 | 0 | 0 | 0 | 0
04.01. | 7 | 0 |  | 0 | 0 | 0 | 0 | 0
04.01. | 8 | 0 |  | 0 | 0 | 0 | 0 | 0
04.01. | 9 | 0 |  | 0 | 0 | 0 | 0 | 0
04.01. | 10 | 0 |  | 0 | 0 | 0 | 0 | 0
04.01. | 11 | 0 |  | 0 | 0 | 0 | 0 | 0
04.01. | 12 | 0 |  | 0 | 0 | 0 | 0 | 0
04.01. | 13 | 0 |  | 0 | 0 | 0 | 0 | 0
04.01. | 14 | 0 |  | 0 | 0 | 0 | 0 | 0
04.01. | 15 | 0 |  | 0 | 0 | 0 | 0 | 0
04.01. | 16 | 0 |  | 0 | 0 | 0 | 0 | 0
04.01. | 17 | 0 |  | 0 | 0 | 0 | 0 | 0
04.01. | 18 | 0 |  | 0 | 0 | 0 | 0 | 0
04.01. | 19 | 0 |  | 0 | 0 | 0 | 0 | 0
04.01. | 20 | 0 |  | 0 | 0 | 0 | 0 | 0
04.01. | 21 | 0 |  | 0 | 0 | 0 | 0 | 0
04.01. | 22 | 0 |  | 0 | 0 | 0 | 0 | 0
04.01. | 23 | 0 |  | 0 | 0 | 0 | 0 | 0
04.01. | 24 | 0 |  | 0 | 0 | 0 | 0 | 0
05.01. | 1 | 0 |  | 0 | 0 | 0 | 0 | 0
05.01. | 2 | 0 |  | 0 | 0 | 0 | 0 | 0
05.01. | 3 | 0 |  | 0 | 0 | 0 | 0 | 0
05.01. | 4 | 0 |  | 0 | 0 | 0 | 0 | 0
05.01. | 5 | 0 |  | 0 | 0 | 0 | 0 | 0
05.01. | 6 | 0 |  | 0 | 0 | 0 | 0 | 0
05.01. | 7 | 0 |  | 0 | 0 | 0 | 0 | 0
05.01. | 8 | 0 |  | 0 | 0 | 0 | 0 | 0
05.01. | 9 | 0 |  | 0 | 0 | 0 | 0 | 0
05.01. | 10 | 0 |  | 0 | 0 | 0 | 0 | 0
05.01. | 11 | 0 |  | 0 | 0 | 0 | 0 | 0
05.01. | 12 | 0 |  | 0 | 0 | 0 | 0 | 0
05.01. | 13 | 0 |  | 0 | 0 | 0 | 0 | 0
05.01. | 14 | 0 |  | 0 | 0 | 0 | 0 | 0
05.01. | 15 | 0 |  | 0 | 0 | 0 | 0 | 0
05.01. | 16 | 0 |  | 0 | 0 | 0 | 0 | 0
05.01. | 17 | 0 |  | 0 | 0 | 0 | 0 | 0
05.01. | 18 | 0 |  | 0 | 0 | 0 | 0 | 0
05.01. | 19 | 0 |  | 0 | 0 | 0 | 0 | 0
05.01. | 20 | 0 |  | 0 | 0 | 0 | 0 | 0
05.01. | 21 | 0 |  | 0 | 0 | 0 | 0 | 0
05.01. | 22 | 0 |  | 0 | 0 | 0 | 0 | 0
05.01. | 23 | 0 |  | 0 | 0 | 0 | 0 | 0
05.01. | 24 | 0 |  | 0 | 0 | 0 | 0 | 0
06.01. | 1 | 0 |  | 0 | 0 | 0 | 0 | 0
06.01. | 2 | 0 |  | 0 | 0 | 0 | 0 | 0
06.01. | 3 | 0 |  | 0 | 0 | 0 | 0 | 0
06.01. | 4 | 0 |  | 0 | 0 | 0 | 0 | 0
06.01. | 5 | 0 |  | 0 | 0 | 0 | 0 | 0
06.01. | 6 | 0 |  | 0 | 0 | 0 | 0 | 0
06.01. | 7 | 0 |  | 0 | 0 | 0 | 0 | 0
06.01. | 8 | 0 |  | 0 | 0 | 0 | 0 | 0
06.01. | 9 | 0 |  | 0 | 0 | 0 | 0 | 0
06.01. | 10 | 0 |  | 0 | 0 | 0 | 0 | 0
06.01. | 11 | 0 |  | 0 | 0 | 0 | 0 | 0
06.01. | 12 | 0 |  | 0 | 0 | 0 | 0 | 0
06.01. | 13 | 0 |  | 0 | 0 | 0 | 0 | 0
06.01. | 14 | 0 |  | 0 | 0 | 0 | 0 | 0
06.01. | 15 | 0 |  | 0 | 0 | 0 | 0 | 0
06.01. | 16 | 0 |  | 0 | 0 | 0 | 0 | 0
06.01. | 17 | 0 |  | 0 | 0 | 0 | 0 | 0
06.01. | 18 | 0 |  | 0 | 0 | 0 | 0 | 0
06.01. | 19 | 0 |  | 0 | 0 | 0 | 0 | 0
06.01. | 20 | 0 |  | 0 | 0 | 0 | 0 | 0
06.01. | 21 | 0 |  | 0 | 0 | 0 | 0 | 0
06.01. | 22 | 0 |  | 0 | 0 | 0 | 0 | 0
06.01. | 23 | 0 |  | 0 | 0 | 0 | 0 | 0
06.01. | 24 | 0 |  | 0 | 0 | 0 | 0 | 0
07.01. | 1 | 0 |  | 0 | 0 | 0 | 0 | 0
07.01. | 2 | 0 |  | 0 | 0 | 0 | 0 | 0
07.01. | 3 | 0 |  | 0 | 0 | 0 | 0 | 0
07.01. | 4 | 0 |  | 0 | 0 | 0 | 0 | 0
07.01. | 5 | 0 |  | 0 | 0 | 0 | 0 | 0
07.01. | 6 | 0 |  | 0 | 0 | 0 | 0 | 0
07.01. | 7 | 0 |  | 0 | 0 | 0 | 0 | 0
07.01. | 8 | 0 |  | 0 | 0 | 0 | 0 | 0
07.01. | 9 | 0 |  | 0 | 0 | 0 | 0 | 0
07.01. | 10 | 0 |  | 0 | 0 | 0 | 0 | 0
07.01. | 11 | 0 |  | 0 | 0 | 0 | 0 | 0
07.01. | 12 | 0 |  | 0 | 0 | 0 | 0 | 0
07.01. | 13 | 0 |  | 0 | 0 | 0 | 0 | 0
07.01. | 14 | 0 |  | 0 | 0 | 0 | 0 | 0
07.01. | 15 | 0 |  | 0 | 0 | 0 | 0 | 0
07.01. | 16 | 0 |  | 0 | 0 | 0 | 0 | 0
07.01. | 17 | 0 |  | 0 | 0 | 0 | 0 | 0
07.01. | 18 | 0 |  | 0 | 0 | 0 | 0 | 0
07.01. | 19 | 0 |  | 0 | 0 | 0 | 0 | 0
07.01. | 20 | 0 |  | 0 | 0 | 0 | 0 | 0
07.01. | 21 | 0 |  | 0 | 0 | 0 | 0 | 0
07.01. | 22 | 0 |  | 0 | 0 | 0 | 0 | 0
07.01. | 23 | 0 |  | 0 | 0 | 0 | 0 | 0
07.01. | 24 | 0 |  | 0 | 0 | 0 | 0 | 0
08.01. | 1 | 0 |  | 0 | 0 | 0 | 0 | 0
08.01. | 2 | 0 |  | 0 | 0 | 0 | 0 | 0
08.01. | 3 | 0 |  | 0 | 0 | 0 | 0 | 0
08.01. | 4 | 0 |  | 0 | 0 | 0 | 0 | 0
08.01. | 5 | 0 |  | 0 | 0 | 0 | 0 | 0
08.01. | 6 | 0 |  | 0 | 0 | 0 | 0 | 0
08.01. | 7 | 0 |  | 0 | 0 | 0 | 0 | 0
08.01. | 8 | 0 |  | 0 | 0 | 0 | 0 | 0
08.01. | 9 | 0 |  | 0 | 0 | 0 | 0 | 0
08.01. | 10 | 0 |  | 0 | 0 | 0 | 0 | 0
08.01. | 11 | 0 |  | 0 | 0 | 0 | 0 | 0
08.01. | 12 | 0 |  | 0 | 0 | 0 | 0 | 0
08.01. | 13 | 0 |  | 0 | 0 | 0 | 0 | 0
08.01. | 14 | 0 |  | 0 | 0 | 0 | 0 | 0
08.01. | 15 | 0 |  | 0 | 0 | 0 | 0 | 0
08.01. | 16 | 0 |  | 0 | 0 | 0 | 0 | 0
08.01. | 17 | 0 |  | 0 | 0 | 0 | 0 | 0
08.01. | 18 | 0 |  | 0 | 0 | 0 | 0 | 0
08.01. | 19 | 0 |  | 0 | 0 | 0 | 0 | 0
08.01. | 20 | 0 |  | 0 | 0 | 0 | 0 | 0
08.01. | 21 | 0 |  | 0 | 0 | 0 | 0 | 0
08.01. | 22 | 0 |  | 0 | 0 | 0 | 0 | 0
08.01. | 23 | 0 |  | 0 | 0 | 0 | 0 | 0
08.01. | 24 | 0 |  | 0 | 0 | 0 | 0 | 0
09.01. | 1 | 0 |  | 0 | 0 | 0 | 0 | 0
09.01. | 2 | 0 |  | 0 | 0 | 0 | 0 | 0
09.01. | 3 | 0 |  | 0 | 0 | 0 | 0 | 0
09.01. | 4 | 0 |  | 0 | 0 | 0 | 0 | 0
09.01. | 5 | 0 |  | 0 | 0 | 0 | 0 | 0
09.01. | 6 | 0 |  | 0 | 0 | 0 | 0 | 0
09.01. | 7 | 0 |  | 0 | 0 | 0 | 0 | 0
09.01. | 8 | 0 |  | 0 | 0 | 0 | 0 | 0
09.01. | 9 | 0 |  | 0 | 0 | 0 | 0 | 0
09.01. | 10 | 0 |  | 0 | 0 | 0 | 0 | 0
09.01. | 11 | 0 |  | 0 | 0 | 0 | 0 | 0
09.01. | 12 | 0 |  | 0 | 0 | 0 | 0 | 0
09.01. | 13 | 0 |  | 0 | 0 | 0 | 0 | 0
09.01. | 14 | 0 |  | 0 | 0 | 0 | 0 | 0
09.01. | 15 | 0 |  | 0 | 0 | 0 | 0 | 0
09.01. | 16 | 0 |  | 0 | 0 | 0 | 0 | 0
09.01. | 17 | 0 |  | 0 | 0 | 0 | 0 | 0
09.01. | 18 | 0 |  | 0 | 0 | 0 | 0 | 0
09.01. | 19 | 0 |  | 0 | 0 | 0 | 0 | 0
09.01. | 20 | 0 |  | 0 | 0 | 0 | 0 | 0
09.01. | 21 | 0 |  | 0 | 0 | 0 | 0 | 0
09.01. | 22 | 0 |  | 0 | 0 | 0 | 0 | 0
09.01. | 23 | 0 |  | 0 | 0 | 0 | 0 | 0
09.01. | 24 | 0 |  | 0 | 0 | 0 | 0 | 0
10.01. | 1 | 0 |  | 0 | 0 | 0 | 0 | 0
10.01. | 2 | 0 |  | 0 | 0 | 0 | 0 | 0
10.01. | 3 | 0 |  | 0 | 0 | 0 | 0 | 0
10.01. | 4 | 0 |  | 0 | 0 | 0 | 0 | 0
10.01. | 5 | 0 |  | 0 | 0 | 0 | 0 | 0
10.01. | 6 | 0 |  | 0 | 0 | 0 | 0 | 0
10.01. | 7 | 0 |  | 0 | 0 | 0 | 0 | 0
10.01. | 8 | 0 |  | 0 | 0 | 0 | 0 | 0
10.01. | 9 | 0 |  | 0 | 0 | 0 | 0 | 0
10.01. | 10 | 0 |  | 0 | 0 | 0 | 0 | 0
10.01. | 11 | 0 |  | 0 | 0 | 0 | 0 | 0
10.01. | 12 | 0 |  | 0 | 0 | 0 | 0 | 0
10.01. | 13 | 0 |  | 0 | 0 | 0 | 0 | 0
10.01. | 14 | 0 |  | 0 | 0 | 0 | 0 | 0
10.01. | 15 | 0 |  | 0 | 0 | 0 | 0 | 0
10.01. | 16 | 0 |  | 0 | 0 | 0 | 0 | 0
10.01. | 17 | 0 |  | 0 | 0 | 0 | 0 | 0
10.01. | 18 | 0 |  | 0 | 0 | 0 | 0 | 0
10.01. | 19 | 0 |  | 0 | 0 | 0 | 0 | 0
10.01. | 20 | 0 |  | 0 | 0 | 0 | 0 | 0
10.01. | 21 | 0 |  | 0 | 0 | 0 | 0 | 0
10.01. | 22 | 0 |  | 0 | 0 | 0 | 0 | 0
10.01. | 23 | 0 |  | 0 | 0 | 0 | 0 | 0
10.01. | 24 | 0 |  | 0 | 0 | 0 | 0 | 0
11.01. | 1 | 0 |  | 0 | 0 | 0 | 0 | 0
11.01. | 2 | 0 |  | 0 | 0 | 0 | 0 | 0
11.01. | 3 | 0 |  | 0 | 0 | 0 | 0 | 0
11.01. | 4 | 0 |  | 0 | 0 | 0 | 0 | 0
11.01. | 5 | 0 |  | 0 | 0 | 0 | 0 | 0
11.01. | 6 | 0 |  | 0 | 0 | 0 | 0 | 0
11.01. | 7 | 0 |  | 0 | 0 | 0 | 0 | 0
11.01. | 8 | 0 |  | 0 | 0 | 0 | 0 | 0
11.01. | 9 | 0 |  | 0 | 0 | 0 | 0 | 0
11.01. | 10 | 0 |  | 0 | 0 | 0 | 0 | 0
11.01. | 11 | 0 |  | 0 | 0 | 0 | 0 | 0
11.01. | 12 | 0 |  | 0 | 0 | 0 | 0 | 0
11.01. | 13 | 0 |  | 0 | 0 | 0 | 0 | 0
11.01. | 14 | 0 |  | 0 | 0 | 0 | 0 | 0
11.01. | 15 | 0 |  | 0 | 0 | 0 | 0 | 0
11.01. | 16 | 0 |  | 0 | 0 | 0 | 0 | 0
11.01. | 17 | 0 |  | 0 | 0 | 0 | 0 | 0
11.01. | 18 | 0 |  | 0 | 0 | 0 | 0 | 0
11.01. | 19 | 0 |  | 0 | 0 | 0 | 0 | 0
11.01. | 20 | 0 |  | 0 | 0 | 0 | 0 | 0
11.01. | 21 | 0 |  | 0 | 0 | 0 | 0 | 0
11.01. | 22 | 0 |  | 0 | 0 | 0 | 0 | 0
11.01. | 23 | 0 |  | 0 | 0 | 0 | 0 | 0
11.01. | 24 | 0 |  | 0 | 0 | 0 | 0 | 0
12.01. | 1 | 0 |  | 0 | 0 | 0 | 0 | 0
12.01. | 2 | 0 |  | 0 | 0 | 0 | 0 | 0
12.01. | 3 | 0 |  | 0 | 0 | 0 | 0 | 0
12.01. | 4 | 0 |  | 0 | 0 | 0 | 0 | 0
12.01. | 5 | 0 |  | 0 | 0 | 0 | 0 | 0
12.01. | 6 | 0 |  | 0 | 0 | 0 | 0 | 0
12.01. | 7 | 0 |  | 0 | 0 | 0 | 0 | 0
12.01. | 8 | 0 |  | 0 | 0 | 0 | 0 | 0
12.01. | 9 | 0 |  | 0 | 0 | 0 | 0 | 0
12.01. | 10 | 0 |  | 0 | 0 | 0 | 0 | 0
12.01. | 11 | 0 |  | 0 | 0 | 0 | 0 | 0
12.01. | 12 | 0 |  | 0 | 0 | 0 | 0 | 0
12.01. | 13 | 0 |  | 0 | 0 | 0 | 0 | 0
12.01. | 14 | 0 |  | 0 | 0 | 0 | 0 | 0
12.01. | 15 | 0 |  | 0 | 0 | 0 | 0 | 0
12.01. | 16 | 0 |  | 0 | 0 | 0 | 0 | 0
12.01. | 17 | 0 |  | 0 | 0 | 0 | 0 | 0
12.01. | 18 | 0 |  | 0 | 0 | 0 | 0 | 0
12.01. | 19 | 0 |  | 0 | 0 | 0 | 0 | 0
12.01. | 20 | 0 |  | 0 | 0 | 0 | 0 | 0
12.01. | 21 | 0 |  | 0 | 0 | 0 | 0 | 0
12.01. | 22 | 0 |  | 0 | 0 | 0 | 0 | 0
12.01. | 23 | 0 |  | 0 | 0 | 0 | 0 | 0
12.01. | 24 | 0 |  | 0 | 0 | 0 | 0 | 0
13.01. | 1 | 0 |  | 0 | 0 | 0 | 0 | 0
13.01. | 2 | 0 |  | 0 | 0 | 0 | 0 | 0
13.01. | 3 | 0 |  | 0 | 0 | 0 | 0 | 0
13.01. | 4 | 0 |  | 0 | 0 | 0 | 0 | 0
13.01. | 5 | 0 |  | 0 | 0 | 0 | 0 | 0
13.01. | 6 | 0 |  | 0 | 0 | 0 | 0 | 0
13.01. | 7 | 0 |  | 0 | 0 | 0 | 0 | 0
13.01. | 8 | 0 |  | 0 | 0 | 0 | 0 | 0
13.01. | 9 | 0 |  | 0 | 0 | 0 | 0 | 0
13.01. | 10 | 0 |  | 0 | 0 | 0 | 0 | 0
13.01. | 11 | 0 |  | 0 | 0 | 0 | 0 | 0
13.01. | 12 | 0 |  | 0 | 0 | 0 | 0 | 0
13.01. | 13 | 0 |  | 0 | 0 | 0 | 0 | 0
13.01. | 14 | 0 |  | 0 | 0 | 0 | 0 | 0
13.01. | 15 | 0 |  | 0 | 0 | 0 | 0 | 0
13.01. | 16 | 0 |  | 0 | 0 | 0 | 0 | 0
13.01. | 17 | 0 |  | 0 | 0 | 0 | 0 | 0
13.01. | 18 | 0 |  | 0 | 0 | 0 | 0 | 0
13.01. | 19 | 0 |  | 0 | 0 | 0 | 0 | 0
13.01. | 20 | 0 |  | 0 | 0 | 0 | 0 | 0
13.01. | 21 | 0 |  | 0 | 0 | 0 | 0 | 0
13.01. | 22 | 0 |  | 0 | 0 | 0 | 0 | 0
13.01. | 23 | 0 |  | 0 | 0 | 0 | 0 | 0
13.01. | 24 | 0 |  | 0 | 0 | 0 | 0 | 0
14.01. | 1 | 0 |  | 0 | 0 | 0 | 0 | 0
14.01. | 2 | 0 |  | 0 | 0 | 0 | 0 | 0
14.01. | 3 | 0 |  | 0 | 0 | 0 | 0 | 0
14.01. | 4 | 0 |  | 0 | 0 | 0 | 0 | 0
14.01. | 5 | 0 |  | 0 | 0 | 0 | 0 | 0
14.01. | 6 | 0 |  | 0 | 0 | 0 | 0 | 0
14.01. | 7 | 0 |  | 0 | 0 | 0 | 0 | 0
14.01. | 8 | 0 |  | 0 | 0 | 0 | 0 | 0
14.01. | 9 | 0 |  | 0 | 0 | 0 | 0 | 0
14.01. | 10 | 0 |  | 0 | 0 | 0 | 0 | 0
14.01. | 11 | 0 |  | 0 | 0 | 0 | 0 | 0
14.01. | 12 | 0 |  | 0 | 0 | 0 | 0 | 0
14.01. | 13 | 0 |  | 0 | 0 | 0 | 0 | 0
14.01. | 14 | 0 |  | 0 | 0 | 0 | 0 | 0
14.01. | 15 | 0 |  | 0 | 0 | 0 | 0 | 0
14.01. | 16 | 0 |  | 0 | 0 | 0 | 0 | 0
14.01. | 17 | 0 |  | 0 | 0 | 0 | 0 | 0
14.01. | 18 | 0 |  | 0 | 0 | 0 | 0 | 0
14.01. | 19 | 0 |  | 0 | 0 | 0 | 0 | 0
14.01. | 20 | 0 |  | 0 | 0 | 0 | 0 | 0
14.01. | 21 | 0 |  | 0 | 0 | 0 | 0 | 0
14.01. | 22 | 0 |  | 0 | 0 | 0 | 0 | 0
14.01. | 23 | 0 |  | 0 | 0 | 0 | 0 | 0
14.01. | 24 | 0 |  | 0 | 0 | 0 | 0 | 0
15.01. | 1 | 0 |  | 0 | 0 | 0 | 0 | 0
15.01. | 2 | 0 |  | 0 | 0 | 0 | 0 | 0
15.01. | 3 | 0 |  | 0 | 0 | 0 | 0 | 0
15.01. | 4 | 0 |  | 0 | 0 | 0 | 0 | 0
15.01. | 5 | 0 |  | 0 | 0 | 0 | 0 | 0
15.01. | 6 | 0 |  | 0 | 0 | 0 | 0 | 0
15.01. | 7 | 0 |  | 0 | 0 | 0 | 0 | 0
15.01. | 8 | 0 |  | 0 | 0 | 0 | 0 | 0
15.01. | 9 | 0 |  | 0 | 0 | 0 | 0 | 0
15.01. | 10 | 0 |  | 0 | 0 | 0 | 0 | 0
15.01. | 11 | 0 |  | 0 | 0 | 0 | 0 | 0
15.01. | 12 | 0 |  | 0 | 0 | 0 | 0 | 0
15.01. | 13 | 0 |  | 0 | 0 | 0 | 0 | 0
15.01. | 14 | 0 |  | 0 | 0 | 0 | 0 | 0
15.01. | 15 | 0 |  | 0 | 0 | 0 | 0 | 0
15.01. | 16 | 0 |  | 0 | 0 | 0 | 0 | 0
15.01. | 17 | 0 |  | 0 | 0 | 0 | 0 | 0
15.01. | 18 | 0 |  | 0 | 0 | 0 | 0 | 0
15.01. | 19 | 0 |  | 0 | 0 | 0 | 0 | 0
15.01. | 20 | 0 |  | 0 | 0 | 0 | 0 | 0
15.01. | 21 | 0 |  | 0 | 0 | 0 | 0 | 0
15.01. | 22 | 0 |  | 0 | 0 | 0 | 0 | 0
15.01. | 23 | 0 |  | 0 | 0 | 0 | 0 | 0
15.01. | 24 | 0 |  | 0 | 0 | 0 | 0 | 0
16.01. | 1 | 0 |  | 0 | 0 | 0 | 0 | 0
16.01. | 2 | 0 |  | 0 | 0 | 0 | 0 | 0
16.01. | 3 | 0 |  | 0 | 0 | 0 | 0 | 0
16.01. | 4 | 0 |  | 0 | 0 | 0 | 0 | 0
16.01. | 5 | 0 |  | 0 | 0 | 0 | 0 | 0
16.01. | 6 | 0 |  | 0 | 0 | 0 | 0 | 0
16.01. | 7 | 0 |  | 0 | 0 | 0 | 0 | 0
16.01. | 8 | 0 |  | 0 | 0 | 0 | 0 | 0
16.01. | 9 | 0 |  | 0 | 0 | 0 | 0 | 0
16.01. | 10 | 0 |  | 0 | 0 | 0 | 0 | 0
16.01. | 11 | 0 |  | 0 | 0 | 0 | 0 | 0
16.01. | 12 | 0 |  | 0 | 0 | 0 | 0 | 0
16.01. | 13 | 0 |  | 0 | 0 | 0 | 0 | 0
16.01. | 14 | 0 |  | 0 | 0 | 0 | 0 | 0
16.01. | 15 | 0 |  | 0 | 0 | 0 | 0 | 0
16.01. | 16 | 0 |  | 0 | 0 | 0 | 0 | 0
16.01. | 17 | 0 |  | 0 | 0 | 0 | 0 | 0
16.01. | 18 | 0 |  | 0 | 0 | 0 | 0 | 0
16.01. | 19 | 0 |  | 0 | 0 | 0 | 0 | 0
16.01. | 20 | 0 |  | 0 | 0 | 0 | 0 | 0
16.01. | 21 | 0 |  | 0 | 0 | 0 | 0 | 0
16.01. | 22 | 0 |  | 0 | 0 | 0 | 0 | 0
16.01. | 23 | 0 |  | 0 | 0 | 0 | 0 | 0
16.01. | 24 | 0 |  | 0 | 0 | 0 | 0 | 0
17.01. | 1 | 0 |  | 0 | 0 | 0 | 0 | 0
17.01. | 2 | 0 |  | 0 | 0 | 0 | 0 | 0
17.01. | 3 | 0 |  | 0 | 0 | 0 | 0 | 0
17.01. | 4 | 0 |  | 0 | 0 | 0 | 0 | 0
17.01. | 5 | 0 |  | 0 | 0 | 0 | 0 | 0
17.01. | 6 | 0 |  | 0 | 0 | 0 | 0 | 0
17.01. | 7 | 0 |  | 0 | 0 | 0 | 0 | 0
17.01. | 8 | 0 |  | 0 | 0 | 0 | 0 | 0
17.01. | 9 | 0 |  | 0 | 0 | 0 | 0 | 0
17.01. | 10 | 0 |  | 0 | 0 | 0 | 0 | 0
17.01. | 11 | 0 |  | 0 | 0 | 0 | 0 | 0
17.01. | 12 | 0 |  | 0 | 0 | 0 | 0 | 0
17.01. | 13 | 0 |  | 0 | 0 | 0 | 0 | 0
17.01. | 14 | 0 |  | 0 | 0 | 0 | 0 | 0
17.01. | 15 | 0 |  | 0 | 0 | 0 | 0 | 0
17.01. | 16 | 0 |  | 0 | 0 | 0 | 0 | 0
17.01. | 17 | 0 |  | 0 | 0 | 0 | 0 | 0
17.01. | 18 | 0 |  | 0 | 0 | 0 | 0 | 0
17.01. | 19 | 0 |  | 0 | 0 | 0 | 0 | 0
17.01. | 20 | 0 |  | 0 | 0 | 0 | 0 | 0
17.01. | 21 | 0 |  | 0 | 0 | 0 | 0 | 0
17.01. | 22 | 0 |  | 0 | 0 | 0 | 0 | 0
17.01. | 23 | 0 |  | 0 | 0 | 0 | 0 | 0
17.01. | 24 | 0 |  | 0 | 0 | 0 | 0 | 0
18.01. | 1 | 0 |  | 0 | 0 | 0 | 0 | 0
18.01. | 2 | 0 |  | 0 | 0 | 0 | 0 | 0
18.01. | 3 | 0 |  | 0 | 0 | 0 | 0 | 0
18.01. | 4 | 0 |  | 0 | 0 | 0 | 0 | 0
18.01. | 5 | 0 |  | 0 | 0 | 0 | 0 | 0
18.01. | 6 | 0 |  | 0 | 0 | 0 | 0 | 0
18.01. | 7 | 0 |  | 0 | 0 | 0 | 0 | 0
18.01. | 8 | 0 |  | 0 | 0 | 0 | 0 | 0
18.01. | 9 | 0 |  | 0 | 0 | 0 | 0 | 0
18.01. | 10 | 0 |  | 0 | 0 | 0 | 0 | 0
18.01. | 11 | 0 |  | 0 | 0 | 0 | 0 | 0
18.01. | 12 | 0 |  | 0 | 0 | 0 | 0 | 0
18.01. | 13 | 0 |  | 0 | 0 | 0 | 0 | 0
18.01. | 14 | 0 |  | 0 | 0 | 0 | 0 | 0
18.01. | 15 | 0 |  | 0 | 0 | 0 | 0 | 0
18.01. | 16 | 0 |  | 0 | 0 | 0 | 0 | 0
18.01. | 17 | 0 |  | 0 | 0 | 0 | 0 | 0
18.01. | 18 | 0 |  | 0 | 0 | 0 | 0 | 0
18.01. | 19 | 0 |  | 0 | 0 | 0 | 0 | 0
18.01. | 20 | 0 |  | 0 | 0 | 0 | 0 | 0
18.01. | 21 | 0 |  | 0 | 0 | 0 | 0 | 0
18.01. | 22 | 0 |  | 0 | 0 | 0 | 0 | 0
18.01. | 23 | 0 |  | 0 | 0 | 0 | 0 | 0
18.01. | 24 | 0 |  | 0 | 0 | 0 | 0 | 0
19.01. | 1 | 0 |  | 0 | 0 | 0 | 0 | 0
19.01. | 2 | 0 |  | 0 | 0 | 0 | 0 | 0
19.01. | 3 | 0 |  | 0 | 0 | 0 | 0 | 0
19.01. | 4 | 0 |  | 0 | 0 | 0 | 0 | 0
19.01. | 5 | 0 |  | 0 | 0 | 0 | 0 | 0
19.01. | 6 | 0 |  | 0 | 0 | 0 | 0 | 0
19.01. | 7 | 0 |  | 0 | 0 | 0 | 0 | 0
19.01. | 8 | 0 |  | 0 | 0 | 0 | 0 | 0
19.01. | 9 | 0 |  | 0 | 0 | 0 | 0 | 0
19.01. | 10 | 0 |  | 0 | 0 | 0 | 0 | 0
19.01. | 11 | 0 |  | 0 | 0 | 0 | 0 | 0
19.01. | 12 | 0 |  | 0 | 0 | 0 | 0 | 0
19.01. | 13 | 0 |  | 0 | 0 | 0 | 0 | 0
19.01. | 14 | 0 |  | 0 | 0 | 0 | 0 | 0
19.01. | 15 | 0 |  | 0 | 0 | 0 | 0 | 0
19.01. | 16 | 0 |  | 0 | 0 | 0 | 0 | 0
19.01. | 17 | 0 |  | 0 | 0 | 0 | 0 | 0
19.01. | 18 | 0 |  | 0 | 0 | 0 | 0 | 0
19.01. | 19 | 0 |  | 0 | 0 | 0 | 0 | 0
19.01. | 20 | 0 |  | 0 | 0 | 0 | 0 | 0
19.01. | 21 | 0 |  | 0 | 0 | 0 | 0 | 0
19.01. | 22 | 0 |  | 0 | 0 | 0 | 0 | 0
19.01. | 23 | 0 |  | 0 | 0 | 0 | 0 | 0
19.01. | 24 | 0 |  | 0 | 0 | 0 | 0 | 0
20.01. | 1 | 0 |  | 0 | 0 | 0 | 0 | 0
20.01. | 2 | 0 |  | 0 | 0 | 0 | 0 | 0
20.01. | 3 | 0 |  | 0 | 0 | 0 | 0 | 0
20.01. | 4 | 0 |  | 0 | 0 | 0 | 0 | 0
20.01. | 5 | 0 |  | 0 | 0 | 0 | 0 | 0
20.01. | 6 | 0 |  | 0 | 0 | 0 | 0 | 0
20.01. | 7 | 0 |  | 0 | 0 | 0 | 0 | 0
20.01. | 8 | 0 |  | 0 | 0 | 0 | 0 | 0
20.01. | 9 | 0 |  | 0 | 0 | 0 | 0 | 0
20.01. | 10 | 0 |  | 0 | 0 | 0 | 0 | 0
20.01. | 11 | 0 |  | 0 | 0 | 0 | 0 | 0
20.01. | 12 | 0 |  | 0 | 0 | 0 | 0 | 0
20.01. | 13 | 0 |  | 0 | 0 | 0 | 0 | 0
20.01. | 14 | 0 |  | 0 | 0 | 0 | 0 | 0
20.01. | 15 | 0 |  | 0 | 0 | 0 | 0 | 0
20.01. | 16 | 0 |  | 0 | 0 | 0 | 0 | 0
20.01. | 17 | 0 |  | 0 | 0 | 0 | 0 | 0
20.01. | 18 | 0 |  | 0 | 0 | 0 | 0 | 0
20.01. | 19 | 0 |  | 0 | 0 | 0 | 0 | 0
20.01. | 20 | 0 |  | 0 | 0 | 0 | 0 | 0
20.01. | 21 | 0 |  | 0 | 0 | 0 | 0 | 0
20.01. | 22 | 0 |  | 0 | 0 | 0 | 0 | 0
20.01. | 23 | 0 |  | 0 | 0 | 0 | 0 | 0
20.01. | 24 | 0 |  | 0 | 0 | 0 | 0 | 0
21.01. | 1 | 0 |  | 0 | 0 | 0 | 0 | 0
21.01. | 2 | 0 |  | 0 | 0 | 0 | 0 | 0
21.01. | 3 | 0 |  | 0 | 0 | 0 | 0 | 0
21.01. | 4 | 0 |  | 0 | 0 | 0 | 0 | 0
21.01. | 5 | 0 |  | 0 | 0 | 0 | 0 | 0
21.01. | 6 | 0 |  | 0 | 0 | 0 | 0 | 0
21.01. | 7 | 0 |  | 0 | 0 | 0 | 0 | 0
21.01. | 8 | 0 |  | 0 | 0 | 0 | 0 | 0
21.01. | 9 | 0 |  | 0 | 0 | 0 | 0 | 0
21.01. | 10 | 0 |  | 0 | 0 | 0 | 0 | 0
21.01. | 11 | 0 |  | 0 | 0 | 0 | 0 | 0
21.01. | 12 | 0 |  | 0 | 0 | 0 | 0 | 0
21.01. | 13 | 0 |  | 0 | 0 | 0 | 0 | 0
21.01. | 14 | 0 |  | 0 | 0 | 0 | 0 | 0
21.01. | 15 | 0 |  | 0 | 0 | 0 | 0 | 0
21.01. | 16 | 0 |  | 0 | 0 | 0 | 0 | 0
21.01. | 17 | 0 |  | 0 | 0 | 0 | 0 | 0
21.01. | 18 | 0 |  | 0 | 0 | 0 | 0 | 0
21.01. | 19 | 0 |  | 0 | 0 | 0 | 0 | 0
21.01. | 20 | 0 |  | 0 | 0 | 0 | 0 | 0
21.01. | 21 | 0 |  | 0 | 0 | 0 | 0 | 0
21.01. | 22 | 0 |  | 0 | 0 | 0 | 0 | 0
21.01. | 23 | 0 |  | 0 | 0 | 0 | 0 | 0
21.01. | 24 | 0 |  | 0 | 0 | 0 | 0 | 0
22.01. | 1 | 0 |  | 0 | 0 | 0 | 0 | 0
22.01. | 2 | 0 |  | 0 | 0 | 0 | 0 | 0
22.01. | 3 | 0 |  | 0 | 0 | 0 | 0 | 0
22.01. | 4 | 0 |  | 0 | 0 | 0 | 0 | 0
22.01. | 5 | 0 |  | 0 | 0 | 0 | 0 | 0
22.01. | 6 | 0 |  | 0 | 0 | 0 | 0 | 0
22.01. | 7 | 0 |  | 0 | 0 | 0 | 0 | 0
22.01. | 8 | 0 |  | 0 | 0 | 0 | 0 | 0
22.01. | 9 | 0 |  | 0 | 0 | 0 | 0 | 0
22.01. | 10 | 0 |  | 0 | 0 | 0 | 0 | 0
22.01. | 11 | 0 |  | 0 | 0 | 0 | 0 | 0
22.01. | 12 | 0 |  | 0 | 0 | 0 | 0 | 0
22.01. | 13 | 0 |  | 0 | 0 | 0 | 0 | 0
22.01. | 14 | 0 |  | 0 | 0 | 0 | 0 | 0
22.01. | 15 | 0 |  | 0 | 0 | 0 | 0 | 0
22.01. | 16 | 0 |  | 0 | 0 | 0 | 0 | 0
22.01. | 17 | 0 |  | 0 | 0 | 0 | 0 | 0
22.01. | 18 | 0 |  | 0 | 0 | 0 | 0 | 0
22.01. | 19 | 0 |  | 0 | 0 | 0 | 0 | 0
22.01. | 20 | 0 |  | 0 | 0 | 0 | 0 | 0
22.01. | 21 | 0 |  | 0 | 0 | 0 | 0 | 0
22.01. | 22 | 0 |  | 0 | 0 | 0 | 0 | 0
22.01. | 23 | 0 |  | 0 | 0 | 0 | 0 | 0
22.01. | 24 | 0 |  | 0 | 0 | 0 | 0 | 0
23.01. | 1 | 0 |  | 0 | 0 | 0 | 0 | 0
23.01. | 2 | 0 |  | 0 | 0 | 0 | 0 | 0
23.01. | 3 | 0 |  | 0 | 0 | 0 | 0 | 0
23.01. | 4 | 0 |  | 0 | 0 | 0 | 0 | 0
23.01. | 5 | 0 |  | 0 | 0 | 0 | 0 | 0
23.01. | 6 | 0 |  | 0 | 0 | 0 | 0 | 0
23.01. | 7 | 0 |  | 0 | 0 | 0 | 0 | 0
23.01. | 8 | 0 |  | 0 | 0 | 0 | 0 | 0
23.01. | 9 | 0 |  | 0 | 0 | 0 | 0 | 0
23.01. | 10 | 0 |  | 0 | 0 | 0 | 0 | 0
23.01. | 11 | 0 |  | 0 | 0 | 0 | 0 | 0
23.01. | 12 | 0 |  | 0 | 0 | 0 | 0 | 0
23.01. | 13 | 0 |  | 0 | 0 | 0 | 0 | 0
23.01. | 14 | 0 |  | 0 | 0 | 0 | 0 | 0
23.01. | 15 | 0 |  | 0 | 0 | 0 | 0 | 0
23.01. | 16 | 0 |  | 0 | 0 | 0 | 0 | 0
23.01. | 17 | 0 |  | 0 | 0 | 0 | 0 | 0
23.01. | 18 | 0 |  | 0 | 0 | 0 | 0 | 0
23.01. | 19 | 0 |  | 0 | 0 | 0 | 0 | 0
23.01. | 20 | 0 |  | 0 | 0 | 0 | 0 | 0
23.01. | 21 | 0 |  | 0 | 0 | 0 | 0 | 0
23.01. | 22 | 0 |  | 0 | 0 | 0 | 0 | 0
23.01. | 23 | 0 |  | 0 | 0 | 0 | 0 | 0
23.01. | 24 | 0 |  | 0 | 0 | 0 | 0 | 0
24.01. | 1 | 0 |  | 0 | 0 | 0 | 0 | 0
24.01. | 2 | 0 |  | 0 | 0 | 0 | 0 | 0
24.01. | 3 | 0 |  | 0 | 0 | 0 | 0 | 0
24.01. | 4 | 0 |  | 0 | 0 | 0 | 0 | 0
24.01. | 5 | 0 |  | 0 | 0 | 0 | 0 | 0
24.01. | 6 | 0 |  | 0 | 0 | 0 | 0 | 0
24.01. | 7 | 0 |  | 0 | 0 | 0 | 0 | 0
24.01. | 8 | 0 |  | 0 | 0 | 0 | 0 | 0
24.01. | 9 | 0 |  | 0 | 0 | 0 | 0 | 0
24.01. | 10 | 0 |  | 0 | 0 | 0 | 0 | 0
24.01. | 11 | 0 |  | 0 | 0 | 0 | 0 | 0
24.01. | 12 | 0 |  | 0 | 0 | 0 | 0 | 0
24.01. | 13 | 0 |  | 0 | 0 | 0 | 0 | 0
24.01. | 14 | 0 |  | 0 | 0 | 0 | 0 | 0
24.01. | 15 | 0 |  | 0 | 0 | 0 | 0 | 0
24.01. | 16 | 0 |  | 0 | 0 | 0 | 0 | 0
24.01. | 17 | 0 |  | 0 | 0 | 0 | 0 | 0
24.01. | 18 | 0 |  | 0 | 0 | 0 | 0 | 0
24.01. | 19 | 0 |  | 0 | 0 | 0 | 0 | 0
24.01. | 20 | 0 |  | 0 | 0 | 0 | 0 | 0
24.01. | 21 | 0 |  | 0 | 0 | 0 | 0 | 0
24.01. | 22 | 0 |  | 0 | 0 | 0 | 0 | 0
24.01. | 23 | 0 |  | 0 | 0 | 0 | 0 | 0
24.01. | 24 | 0 |  | 0 | 0 | 0 | 0 | 0
25.01. | 1 | 0 |  | 0 | 0 | 0 | 0 | 0
25.01. | 2 | 0 |  | 0 | 0 | 0 | 0 | 0
25.01. | 3 | 0 |  | 0 | 0 | 0 | 0 | 0
25.01. | 4 | 0 |  | 0 | 0 | 0 | 0 | 0
25.01. | 5 | 0 |  | 0 | 0 | 0 | 0 | 0
25.01. | 6 | 0 |  | 0 | 0 | 0 | 0 | 0
25.01. | 7 | 0 |  | 0 | 0 | 0 | 0 | 0
25.01. | 8 | 0 |  | 0 | 0 | 0 | 0 | 0
25.01. | 9 | 0 |  | 0 | 0 | 0 | 0 | 0
25.01. | 10 | 0 |  | 0 | 0 | 0 | 0 | 0
25.01. | 11 | 0 |  | 0 | 0 | 0 | 0 | 0
25.01. | 12 | 0 |  | 0 | 0 | 0 | 0 | 0
25.01. | 13 | 0 |  | 0 | 0 | 0 | 0 | 0
25.01. | 14 | 0 |  | 0 | 0 | 0 | 0 | 0
25.01. | 15 | 0 |  | 0 | 0 | 0 | 0 | 0
25.01. | 16 | 0 |  | 0 | 0 | 0 | 0 | 0
25.01. | 17 | 0 |  | 0 | 0 | 0 | 0 | 0
25.01. | 18 | 0 |  | 0 | 0 | 0 | 0 | 0
25.01. | 19 | 0 |  | 0 | 0 | 0 | 0 | 0
25.01. | 20 | 0 |  | 0 | 0 | 0 | 0 | 0
25.01. | 21 | 0 |  | 0 | 0 | 0 | 0 | 0
25.01. | 22 | 0 |  | 0 | 0 | 0 | 0 | 0
25.01. | 23 | 0 |  | 0 | 0 | 0 | 0 | 0
25.01. | 24 | 0 |  | 0 | 0 | 0 | 0 | 0
26.01. | 1 | 0 |  | 0 | 0 | 0 | 0 | 0
26.01. | 2 | 0 |  | 0 | 0 | 0 | 0 | 0
26.01. | 3 | 0 |  | 0 | 0 | 0 | 0 | 0
26.01. | 4 | 0 |  | 0 | 0 | 0 | 0 | 0
26.01. | 5 | 0 |  | 0 | 0 | 0 | 0 | 0
26.01. | 6 | 0 |  | 0 | 0 | 0 | 0 | 0
26.01. | 7 | 0 |  | 0 | 0 | 0 | 0 | 0
26.01. | 8 | 0 |  | 0 | 0 | 0 | 0 | 0
26.01. | 9 | 0 |  | 0 | 0 | 0 | 0 | 0
26.01. | 10 | 0 |  | 0 | 0 | 0 | 0 | 0
26.01. | 11 | 0 |  | 0 | 0 | 0 | 0 | 0
26.01. | 12 | 0 |  | 0 | 0 | 0 | 0 | 0
26.01. | 13 | 0 |  | 0 | 0 | 0 | 0 | 0
26.01. | 14 | 0 |  | 0 | 0 | 0 | 0 | 0
26.01. | 15 | 0 |  | 0 | 0 | 0 | 0 | 0
26.01. | 16 | 0 |  | 0 | 0 | 0 | 0 | 0
26.01. | 17 | 0 |  | 0 | 0 | 0 | 0 | 0
26.01. | 18 | 0 |  | 0 | 0 | 0 | 0 | 0
26.01. | 19 | 0 |  | 0 | 0 | 0 | 0 | 0
26.01. | 20 | 0 |  | 0 | 0 | 0 | 0 | 0
26.01. | 21 | 0 |  | 0 | 0 | 0 | 0 | 0
26.01. | 22 | 0 |  | 0 | 0 | 0 | 0 | 0
26.01. | 23 | 0 |  | 0 | 0 | 0 | 0 | 0
26.01. | 24 | 0 |  | 0 | 0 | 0 | 0 | 0
27.01. | 1 | 0 |  | 0 | 0 | 0 | 0 | 0
27.01. | 2 | 0 |  | 0 | 0 | 0 | 0 | 0
27.01. | 3 | 0 |  | 0 | 0 | 0 | 0 | 0
27.01. | 4 | 0 |  | 0 | 0 | 0 | 0 | 0
27.01. | 5 | 0 |  | 0 | 0 | 0 | 0 | 0
27.01. | 6 | 0 |  | 0 | 0 | 0 | 0 | 0
27.01. | 7 | 0 |  | 0 | 0 | 0 | 0 | 0
27.01. | 8 | 0 |  | 0 | 0 | 0 | 0 | 0
27.01. | 9 | 0 |  | 0 | 0 | 0 | 0 | 0
27.01. | 10 | 0 |  | 0 | 0 | 0 | 0 | 0
27.01. | 11 | 0 |  | 0 | 0 | 0 | 0 | 0
27.01. | 12 | 0 |  | 0 | 0 | 0 | 0 | 0
27.01. | 13 | 0 |  | 0 | 0 | 0 | 0 | 0
27.01. | 14 | 0 |  | 0 | 0 | 0 | 0 | 0
27.01. | 15 | 0 |  | 0 | 0 | 0 | 0 | 0
27.01. | 16 | 0 |  | 0 | 0 | 0 | 0 | 0
27.01. | 17 | 0 |  | 0 | 0 | 0 | 0 | 0
27.01. | 18 | 0 |  | 0 | 0 | 0 | 0 | 0
27.01. | 19 | 0 |  | 0 | 0 | 0 | 0 | 0
27.01. | 20 | 0 |  | 0 | 0 | 0 | 0 | 0
27.01. | 21 | 0 |  | 0 | 0 | 0 | 0 | 0
27.01. | 22 | 0 |  | 0 | 0 | 0 | 0 | 0
27.01. | 23 | 0 |  | 0 | 0 | 0 | 0 | 0
27.01. | 24 | 0 |  | 0 | 0 | 0 | 0 | 0
28.01. | 1 | 0 |  | 0 | 0 | 0 | 0 | 0
28.01. | 2 | 0 |  | 0 | 0 | 0 | 0 | 0
28.01. | 3 | 0 |  | 0 | 0 | 0 | 0 | 0
28.01. | 4 | 0 |  | 0 | 0 | 0 | 0 | 0
28.01. | 5 | 0 |  | 0 | 0 | 0 | 0 | 0
28.01. | 6 | 0 |  | 0 | 0 | 0 | 0 | 0
28.01. | 7 | 0 |  | 0 | 0 | 0 | 0 | 0
28.01. | 8 | 0 |  | 0 | 0 | 0 | 0 | 0
28.01. | 9 | 0 |  | 0 | 0 | 0 | 0 | 0
28.01. | 10 | 0 |  | 0 | 0 | 0 | 0 | 0
28.01. | 11 | 0 |  | 0 | 0 | 0 | 0 | 0
28.01. | 12 | 0 |  | 0 | 0 | 0 | 0 | 0
28.01. | 13 | 0 |  | 0 | 0 | 0 | 0 | 0
28.01. | 14 | 0 |  | 0 | 0 | 0 | 0 | 0
28.01. | 15 | 0 |  | 0 | 0 | 0 | 0 | 0
28.01. | 16 | 0 |  | 0 | 0 | 0 | 0 | 0
28.01. | 17 | 0 |  | 0 | 0 | 0 | 0 | 0
28.01. | 18 | 0 |  | 0 | 0 | 0 | 0 | 0
28.01. | 19 | 0 |  | 0 | 0 | 0 | 0 | 0
28.01. | 20 | 0 |  | 0 | 0 | 0 | 0 | 0
28.01. | 21 | 0 |  | 0 | 0 | 0 | 0 | 0
28.01. | 22 | 0 |  | 0 | 0 | 0 | 0 | 0
28.01. | 23 | 0 |  | 0 | 0 | 0 | 0 | 0
28.01. | 24 | 0 |  | 0 | 0 | 0 | 0 | 0
29.01. | 1 | 0 |  | 0 | 0 | 0 | 0 | 0
29.01. | 2 | 0 |  | 0 | 0 | 0 | 0 | 0
29.01. | 3 | 0 |  | 0 | 0 | 0 | 0 | 0
29.01. | 4 | 0 |  | 0 | 0 | 0 | 0 | 0
29.01. | 5 | 0 |  | 0 | 0 | 0 | 0 | 0
29.01. | 6 | 0 |  | 0 | 0 | 0 | 0 | 0
29.01. | 7 | 0 |  | 0 | 0 | 0 | 0 | 0
29.01. | 8 | 0 |  | 0 | 0 | 0 | 0 | 0
29.01. | 9 | 0 |  | 0 | 0 | 0 | 0 | 0
29.01. | 10 | 0 |  | 0 | 0 | 0 | 0 | 0
29.01. | 11 | 0 |  | 0 | 0 | 0 | 0 | 0
29.01. | 12 | 0 |  | 0 | 0 | 0 | 0 | 0
29.01. | 13 | 0 |  | 0 | 0 | 0 | 0 | 0
29.01. | 14 | 0 |  | 0 | 0 | 0 | 0 | 0
29.01. | 15 | 0 |  | 0 | 0 | 0 | 0 | 0
29.01. | 16 | 0 |  | 0 | 0 | 0 | 0 | 0
29.01. | 17 | 0 |  | 0 | 0 | 0 | 0 | 0
29.01. | 18 | 0 |  | 0 | 0 | 0 | 0 | 0
29.01. | 19 | 0 |  | 0 | 0 | 0 | 0 | 0
29.01. | 20 | 0 |  | 0 | 0 | 0 | 0 | 0
29.01. | 21 | 0 |  | 0 | 0 | 0 | 0 | 0
29.01. | 22 | 0 |  | 0 | 0 | 0 | 0 | 0
29.01. | 23 | 0 |  | 0 | 0 | 0 | 0 | 0
29.01. | 24 | 0 |  | 0 | 0 | 0 | 0 | 0
30.01. | 1 | 0 |  | 0 | 0 | 0 | 0 | 0
30.01. | 2 | 0 |  | 0 | 0 | 0 | 0 | 0
30.01. | 3 | 0 |  | 0 | 0 | 0 | 0 | 0
30.01. | 4 | 0 |  | 0 | 0 | 0 | 0 | 0
30.01. | 5 | 0 |  | 0 | 0 | 0 | 0 | 0
30.01. | 6 | 0 |  | 0 | 0 | 0 | 0 | 0
30.01. | 7 | 0 |  | 0 | 0 | 0 | 0 | 0
30.01. | 8 | 0 |  | 0 | 0 | 0 | 0 | 0
30.01. | 9 | 0 |  | 0 | 0 | 0 | 0 | 0
30.01. | 10 | 0 |  | 0 | 0 | 0 | 0 | 0
30.01. | 11 | 0 |  | 0 | 0 | 0 | 0 | 0
30.01. | 12 | 0 |  | 0 | 0 | 0 | 0 | 0
30.01. | 13 | 0 |  | 0 | 0 | 0 | 0 | 0
30.01. | 14 | 0 |  | 0 | 0 | 0 | 0 | 0
30.01. | 15 | 0 |  | 0 | 0 | 0 | 0 | 0
30.01. | 16 | 0 |  | 0 | 0 | 0 | 0 | 0
30.01. | 17 | 0 |  | 0 | 0 | 0 | 0 | 0
30.01. | 18 | 0 |  | 0 | 0 | 0 | 0 | 0
30.01. | 19 | 0 |  | 0 | 0 | 0 | 0 | 0
30.01. | 20 | 0 |  | 0 | 0 | 0 | 0 | 0
30.01. | 21 | 0 |  | 0 | 0 | 0 | 0 | 0
30.01. | 22 | 0 |  | 0 | 0 | 0 | 0 | 0
30.01. | 23 | 0 |  | 0 | 0 | 0 | 0 | 0
30.01. | 24 | 0 |  | 0 | 0 | 0 | 0 | 0
31.01. | 1 | 0 |  | 0 | 0 | 0 | 0 | 0
31.01. | 2 | 0 |  | 0 | 0 | 0 | 0 | 0
31.01. | 3 | 0 |  | 0 | 0 | 0 | 0 | 0
31.01. | 4 | 0 |  | 0 | 0 | 0 | 0 | 0
31.01. | 5 | 0 |  | 0 | 0 | 0 | 0 | 0
31.01. | 6 | 0 |  | 0 | 0 | 0 | 0 | 0
31.01. | 7 | 0 |  | 0 | 0 | 0 | 0 | 0
31.01. | 8 | 0 |  | 0 | 0 | 0 | 0 | 0
31.01. | 9 | 0 |  | 0 | 0 | 0 | 0 | 0
31.01. | 10 | 0 |  | 0 | 0 | 0 | 0 | 0
31.01. | 11 | 0 |  | 0 | 0 | 0 | 0 | 0
31.01. | 12 | 0 |  | 0 | 0 | 0 | 0 | 0
31.01. | 13 | 0 |  | 0 | 0 | 0 | 0 | 0
31.01. | 14 | 0 |  | 0 | 0 | 0 | 0 | 0
31.01. | 15 | 0 |  | 0 | 0 | 0 | 0 | 0
31.01. | 16 | 0 |  | 0 | 0 | 0 | 0 | 0
31.01. | 17 | 0 |  | 0 | 0 | 0 | 0 | 0
31.01. | 18 | 0 |  | 0 | 0 | 0 | 0 | 0
31.01. | 19 | 0 |  | 0 | 0 | 0 | 0 | 0
31.01. | 20 | 0 |  | 0 | 0 | 0 | 0 | 0
31.01. | 21 | 0 |  | 0 | 0 | 0 | 0 | 0
31.01. | 22 | 0 |  | 0 | 0 | 0 | 0 | 0
31.01. | 23 | 0 |  | 0 | 0 | 0 | 0 | 0
31.01. | 24 | 0 |  | 0 | 0 | 0 | 0 | 0
01.02. | 1 | 0 |  | 0 | 0 | 0 | 0 | 0
01.02. | 2 | 0 |  | 0 | 0 | 0 | 0 | 0
01.02. | 3 | 0 |  | 0 | 0 | 0 | 0 | 0
01.02. | 4 | 0 |  | 0 | 0 | 0 | 0 | 0
01.02. | 5 | 0 |  | 0 | 0 | 0 | 0 | 0
01.02. | 6 | 0 |  | 0 | 0 | 0 | 0 | 0
01.02. | 7 | 0 |  | 0 | 0 | 0 | 0 | 0
01.02. | 8 | 0 |  | 0 | 0 | 0 | 0 | 0
01.02. | 9 | 0 |  | 0 | 0 | 0 | 0 | 0
01.02. | 10 | 0 |  | 0 | 0 | 0 | 0 | 0
01.02. | 11 | 0 |  | 0 | 0 | 0 | 0 | 0
01.02. | 12 | 0 |  | 0 | 0 | 0 | 0 | 0
01.02. | 13 | 0 |  | 0 | 0 | 0 | 0 | 0
01.02. | 14 | 0 |  | 0 | 0 | 0 | 0 | 0
01.02. | 15 | 0 |  | 0 | 0 | 0 | 0 | 0
01.02. | 16 | 0 |  | 0 | 0 | 0 | 0 | 0
01.02. | 17 | 0 |  | 0 | 0 | 0 | 0 | 0
01.02. | 18 | 0 |  | 0 | 0 | 0 | 0 | 0
01.02. | 19 | 0 |  | 0 | 0 | 0 | 0 | 0
01.02. | 20 | 0 |  | 0 | 0 | 0 | 0 | 0
01.02. | 21 | 0 |  | 0 | 0 | 0 | 0 | 0
01.02. | 22 | 0 |  | 0 | 0 | 0 | 0 | 0
01.02. | 23 | 0 |  | 0 | 0 | 0 | 0 | 0
01.02. | 24 | 0 |  | 0 | 0 | 0 | 0 | 0
02.02. | 1 | 0 |  | 0 | 0 | 0 | 0 | 0
02.02. | 2 | 0 |  | 0 | 0 | 0 | 0 | 0
02.02. | 3 | 0 |  | 0 | 0 | 0 | 0 | 0
02.02. | 4 | 0 |  | 0 | 0 | 0 | 0 | 0
02.02. | 5 | 0 |  | 0 | 0 | 0 | 0 | 0
02.02. | 6 | 0 |  | 0 | 0 | 0 | 0 | 0
02.02. | 7 | 0 |  | 0 | 0 | 0 | 0 | 0
02.02. | 8 | 0 |  | 0 | 0 | 0 | 0 | 0
02.02. | 9 | 0 |  | 0 | 0 | 0 | 0 | 0
02.02. | 10 | 0 |  | 0 | 0 | 0 | 0 | 0
02.02. | 11 | 0 |  | 0 | 0 | 0 | 0 | 0
02.02. | 12 | 0 |  | 0 | 0 | 0 | 0 | 0
02.02. | 13 | 0 |  | 0 | 0 | 0 | 0 | 0
02.02. | 14 | 0 |  | 0 | 0 | 0 | 0 | 0
02.02. | 15 | 0 |  | 0 | 0 | 0 | 0 | 0
02.02. | 16 | 0 |  | 0 | 0 | 0 | 0 | 0
02.02. | 17 | 0 |  | 0 | 0 | 0 | 0 | 0
02.02. | 18 | 0 |  | 0 | 0 | 0 | 0 | 0
02.02. | 19 | 0 |  | 0 | 0 | 0 | 0 | 0
02.02. | 20 | 0 |  | 0 | 0 | 0 | 0 | 0
02.02. | 21 | 0 |  | 0 | 0 | 0 | 0 | 0
02.02. | 22 | 0 |  | 0 | 0 | 0 | 0 | 0
02.02. | 23 | 0 |  | 0 | 0 | 0 | 0 | 0
02.02. | 24 | 0 |  | 0 | 0 | 0 | 0 | 0
03.02. | 1 | 0 |  | 0 | 0 | 0 | 0 | 0
03.02. | 2 | 0 |  | 0 | 0 | 0 | 0 | 0
03.02. | 3 | 0 |  | 0 | 0 | 0 | 0 | 0
03.02. | 4 | 0 |  | 0 | 0 | 0 | 0 | 0
03.02. | 5 | 0 |  | 0 | 0 | 0 | 0 | 0
03.02. | 6 | 0 |  | 0 | 0 | 0 | 0 | 0
03.02. | 7 | 0 |  | 0 | 0 | 0 | 0 | 0
03.02. | 8 | 0 |  | 0 | 0 | 0 | 0 | 0
03.02. | 9 | 0 |  | 0 | 0 | 0 | 0 | 0
03.02. | 10 | 0 |  | 0 | 0 | 0 | 0 | 0
03.02. | 11 | 0 |  | 0 | 0 | 0 | 0 | 0
03.02. | 12 | 0 |  | 0 | 0 | 0 | 0 | 0
03.02. | 13 | 0 |  | 0 | 0 | 0 | 0 | 0
03.02. | 14 | 0 |  | 0 | 0 | 0 | 0 | 0
03.02. | 15 | 0 |  | 0 | 0 | 0 | 0 | 0
03.02. | 16 | 0 |  | 0 | 0 | 0 | 0 | 0
03.02. | 17 | 0 |  | 0 | 0 | 0 | 0 | 0
03.02. | 18 | 0 |  | 0 | 0 | 0 | 0 | 0
03.02. | 19 | 0 |  | 0 | 0 | 0 | 0 | 0
03.02. | 20 | 0 |  | 0 | 0 | 0 | 0 | 0
03.02. | 21 | 0 |  | 0 | 0 | 0 | 0 | 0
03.02. | 22 | 0 |  | 0 | 0 | 0 | 0 | 0
03.02. | 23 | 0 |  | 0 | 0 | 0 | 0 | 0
03.02. | 24 | 0 |  | 0 | 0 | 0 | 0 | 0
04.02. | 1 | 0 |  | 0 | 0 | 0 | 0 | 0
04.02. | 2 | 0 |  | 0 | 0 | 0 | 0 | 0
04.02. | 3 | 0 |  | 0 | 0 | 0 | 0 | 0
04.02. | 4 | 0 |  | 0 | 0 | 0 | 0 | 0
04.02. | 5 | 0 |  | 0 | 0 | 0 | 0 | 0
04.02. | 6 | 0 |  | 0 | 0 | 0 | 0 | 0
04.02. | 7 | 0 |  | 0 | 0 | 0 | 0 | 0
04.02. | 8 | 0 |  | 0 | 0 | 0 | 0 | 0
04.02. | 9 | 0 |  | 0 | 0 | 0 | 0 | 0
04.02. | 10 | 0 |  | 0 | 0 | 0 | 0 | 0
04.02. | 11 | 0 |  | 0 | 0 | 0 | 0 | 0
04.02. | 12 | 0 |  | 0 | 0 | 0 | 0 | 0
04.02. | 13 | 0 |  | 0 | 0 | 0 | 0 | 0
04.02. | 14 | 0 |  | 0 | 0 | 0 | 0 | 0
04.02. | 15 | 0 |  | 0 | 0 | 0 | 0 | 0
04.02. | 16 | 0 |  | 0 | 0 | 0 | 0 | 0
04.02. | 17 | 0 |  | 0 | 0 | 0 | 0 | 0
04.02. | 18 | 0 |  | 0 | 0 | 0 | 0 | 0
04.02. | 19 | 0 |  | 0 | 0 | 0 | 0 | 0
04.02. | 20 | 0 |  | 0 | 0 | 0 | 0 | 0
04.02. | 21 | 0 |  | 0 | 0 | 0 | 0 | 0
04.02. | 22 | 0 |  | 0 | 0 | 0 | 0 | 0
04.02. | 23 | 0 |  | 0 | 0 | 0 | 0 | 0
04.02. | 24 | 0 |  | 0 | 0 | 0 | 0 | 0
05.02. | 1 | 0 |  | 0 | 0 | 0 | 0 | 0
05.02. | 2 | 0 |  | 0 | 0 | 0 | 0 | 0
05.02. | 3 | 0 |  | 0 | 0 | 0 | 0 | 0
05.02. | 4 | 0 |  | 0 | 0 | 0 | 0 | 0
05.02. | 5 | 0 |  | 0 | 0 | 0 | 0 | 0
05.02. | 6 | 0 |  | 0 | 0 | 0 | 0 | 0
05.02. | 7 | 0 |  | 0 | 0 | 0 | 0 | 0
05.02. | 8 | 0 |  | 0 | 0 | 0 | 0 | 0
05.02. | 9 | 0 |  | 0 | 0 | 0 | 0 | 0
05.02. | 10 | 0 |  | 0 | 0 | 0 | 0 | 0
05.02. | 11 | 0 |  | 0 | 0 | 0 | 0 | 0
05.02. | 12 | 0 |  | 0 | 0 | 0 | 0 | 0
05.02. | 13 | 0 |  | 0 | 0 | 0 | 0 | 0
05.02. | 14 | 0 |  | 0 | 0 | 0 | 0 | 0
05.02. | 15 | 0 |  | 0 | 0 | 0 | 0 | 0
05.02. | 16 | 0 |  | 0 | 0 | 0 | 0 | 0
05.02. | 17 | 0 |  | 0 | 0 | 0 | 0 | 0
05.02. | 18 | 0 |  | 0 | 0 | 0 | 0 | 0
05.02. | 19 | 0 |  | 0 | 0 | 0 | 0 | 0
05.02. | 20 | 0 |  | 0 | 0 | 0 | 0 | 0
05.02. | 21 | 0 |  | 0 | 0 | 0 | 0 | 0
05.02. | 22 | 0 |  | 0 | 0 | 0 | 0 | 0
05.02. | 23 | 0 |  | 0 | 0 | 0 | 0 | 0
05.02. | 24 | 0 |  | 0 | 0 | 0 | 0 | 0
06.02. | 1 | 0 |  | 0 | 0 | 0 | 0 | 0
06.02. | 2 | 0 |  | 0 | 0 | 0 | 0 | 0
06.02. | 3 | 0 |  | 0 | 0 | 0 | 0 | 0
06.02. | 4 | 0 |  | 0 | 0 | 0 | 0 | 0
06.02. | 5 | 0 |  | 0 | 0 | 0 | 0 | 0
06.02. | 6 | 0 |  | 0 | 0 | 0 | 0 | 0
06.02. | 7 | 0 |  | 0 | 0 | 0 | 0 | 0
06.02. | 8 | 0 |  | 0 | 0 | 0 | 0 | 0
06.02. | 9 | 0 |  | 0 | 0 | 0 | 0 | 0
06.02. | 10 | 0 |  | 0 | 0 | 0 | 0 | 0
06.02. | 11 | 0 |  | 0 | 0 | 0 | 0 | 0
06.02. | 12 | 0 |  | 0 | 0 | 0 | 0 | 0
06.02. | 13 | 0 |  | 0 | 0 | 0 | 0 | 0
06.02. | 14 | 0 |  | 0 | 0 | 0 | 0 | 0
06.02. | 15 | 0 |  | 0 | 0 | 0 | 0 | 0
06.02. | 16 | 0 |  | 0 | 0 | 0 | 0 | 0
06.02. | 17 | 0 |  | 0 | 0 | 0 | 0 | 0
06.02. | 18 | 0 |  | 0 | 0 | 0 | 0 | 0
06.02. | 19 | 0 |  | 0 | 0 | 0 | 0 | 0
06.02. | 20 | 0 |  | 0 | 0 | 0 | 0 | 0
06.02. | 21 | 0 |  | 0 | 0 | 0 | 0 | 0
06.02. | 22 | 0 |  | 0 | 0 | 0 | 0 | 0
06.02. | 23 | 0 |  | 0 | 0 | 0 | 0 | 0
06.02. | 24 | 0 |  | 0 | 0 | 0 | 0 | 0
07.02. | 1 | 0 |  | 0 | 0 | 0 | 0 | 0
07.02. | 2 | 0 |  | 0 | 0 | 0 | 0 | 0
07.02. | 3 | 0 |  | 0 | 0 | 0 | 0 | 0
07.02. | 4 | 0 |  | 0 | 0 | 0 | 0 | 0
07.02. | 5 | 0 |  | 0 | 0 | 0 | 0 | 0
07.02. | 6 | 0 |  | 0 | 0 | 0 | 0 | 0
07.02. | 7 | 0 |  | 0 | 0 | 0 | 0 | 0
07.02. | 8 | 0 |  | 0 | 0 | 0 | 0 | 0
07.02. | 9 | 0 |  | 0 | 0 | 0 | 0 | 0
07.02. | 10 | 0 |  | 0 | 0 | 0 | 0 | 0
07.02. | 11 | 0 |  | 0 | 0 | 0 | 0 | 0
07.02. | 12 | 0 |  | 0 | 0 | 0 | 0 | 0
07.02. | 13 | 0 |  | 0 | 0 | 0 | 0 | 0
07.02. | 14 | 0 |  | 0 | 0 | 0 | 0 | 0
07.02. | 15 | 0 |  | 0 | 0 | 0 | 0 | 0
07.02. | 16 | 0 |  | 0 | 0 | 0 | 0 | 0
07.02. | 17 | 0 |  | 0 | 0 | 0 | 0 | 0
07.02. | 18 | 0 |  | 0 | 0 | 0 | 0 | 0
07.02. | 19 | 0 |  | 0 | 0 | 0 | 0 | 0
07.02. | 20 | 0 |  | 0 | 0 | 0 | 0 | 0
07.02. | 21 | 0 |  | 0 | 0 | 0 | 0 | 0
07.02. | 22 | 0 |  | 0 | 0 | 0 | 0 | 0
07.02. | 23 | 0 |  | 0 | 0 | 0 | 0 | 0
07.02. | 24 | 0 |  | 0 | 0 | 0 | 0 | 0
08.02. | 1 | 0 |  | 0 | 0 | 0 | 0 | 0
08.02. | 2 | 0 |  | 0 | 0 | 0 | 0 | 0
08.02. | 3 | 0 |  | 0 | 0 | 0 | 0 | 0
08.02. | 4 | 0 |  | 0 | 0 | 0 | 0 | 0
08.02. | 5 | 0 |  | 0 | 0 | 0 | 0 | 0
08.02. | 6 | 0 |  | 0 | 0 | 0 | 0 | 0
08.02. | 7 | 0 |  | 0 | 0 | 0 | 0 | 0
08.02. | 8 | 0 |  | 0 | 0 | 0 | 0 | 0
08.02. | 9 | 0 |  | 0 | 0 | 0 | 0 | 0
08.02. | 10 | 0 |  | 0 | 0 | 0 | 0 | 0
08.02. | 11 | 0 |  | 0 | 0 | 0 | 0 | 0
08.02. | 12 | 0 |  | 0 | 0 | 0 | 0 | 0
08.02. | 13 | 0 |  | 0 | 0 | 0 | 0 | 0
08.02. | 14 | 0 |  | 0 | 0 | 0 | 0 | 0
08.02. | 15 | 0 |  | 0 | 0 | 0 | 0 | 0
08.02. | 16 | 0 |  | 0 | 0 | 0 | 0 | 0
08.02. | 17 | 0 |  | 0 | 0 | 0 | 0 | 0
08.02. | 18 | 0 |  | 0 | 0 | 0 | 0 | 0
08.02. | 19 | 0 |  | 0 | 0 | 0 | 0 | 0
08.02. | 20 | 0 |  | 0 | 0 | 0 | 0 | 0
08.02. | 21 | 0 |  | 0 | 0 | 0 | 0 | 0
08.02. | 22 | 0 |  | 0 | 0 | 0 | 0 | 0
08.02. | 23 | 0 |  | 0 | 0 | 0 | 0 | 0
08.02. | 24 | 0 |  | 0 | 0 | 0 | 0 | 0
09.02. | 1 | 0 |  | 0 | 0 | 0 | 0 | 0
09.02. | 2 | 0 |  | 0 | 0 | 0 | 0 | 0
09.02. | 3 | 0 |  | 0 | 0 | 0 | 0 | 0
09.02. | 4 | 0 |  | 0 | 0 | 0 | 0 | 0
09.02. | 5 | 0 |  | 0 | 0 | 0 | 0 | 0
09.02. | 6 | 0 |  | 0 | 0 | 0 | 0 | 0
09.02. | 7 | 0 |  | 0 | 0 | 0 | 0 | 0
09.02. | 8 | 0 |  | 0 | 0 | 0 | 0 | 0
09.02. | 9 | 0 |  | 0 | 0 | 0 | 0 | 0
09.02. | 10 | 0 |  | 0 | 0 | 0 | 0 | 0
09.02. | 11 | 0 |  | 0 | 0 | 0 | 0 | 0
09.02. | 12 | 0 |  | 0 | 0 | 0 | 0 | 0
09.02. | 13 | 0 |  | 0 | 0 | 0 | 0 | 0
09.02. | 14 | 0 |  | 0 | 0 | 0 | 0 | 0
09.02. | 15 | 0 |  | 0 | 0 | 0 | 0 | 0
09.02. | 16 | 0 |  | 0 | 0 | 0 | 0 | 0
09.02. | 17 | 0 |  | 0 | 0 | 0 | 0 | 0
09.02. | 18 | 0 |  | 0 | 0 | 0 | 0 | 0
09.02. | 19 | 0 |  | 0 | 0 | 0 | 0 | 0
09.02. | 20 | 0 |  | 0 | 0 | 0 | 0 | 0
09.02. | 21 | 0 |  | 0 | 0 | 0 | 0 | 0
09.02. | 22 | 0 |  | 0 | 0 | 0 | 0 | 0
09.02. | 23 | 0 |  | 0 | 0 | 0 | 0 | 0
09.02. | 24 | 0 |  | 0 | 0 | 0 | 0 | 0
10.02. | 1 | 0 |  | 0 | 0 | 0 | 0 | 0
10.02. | 2 | 0 |  | 0 | 0 | 0 | 0 | 0
10.02. | 3 | 0 |  | 0 | 0 | 0 | 0 | 0
10.02. | 4 | 0 |  | 0 | 0 | 0 | 0 | 0
10.02. | 5 | 0 |  | 0 | 0 | 0 | 0 | 0
10.02. | 6 | 0 |  | 0 | 0 | 0 | 0 | 0
10.02. | 7 | 0 |  | 0 | 0 | 0 | 0 | 0
10.02. | 8 | 0 |  | 0 | 0 | 0 | 0 | 0
10.02. | 9 | 0 |  | 0 | 0 | 0 | 0 | 0
10.02. | 10 | 0 |  | 0 | 0 | 0 | 0 | 0
10.02. | 11 | 0 |  | 0 | 0 | 0 | 0 | 0
10.02. | 12 | 0 |  | 0 | 0 | 0 | 0 | 0
10.02. | 13 | 0 |  | 0 | 0 | 0 | 0 | 0
10.02. | 14 | 0 |  | 0 | 0 | 0 | 0 | 0
10.02. | 15 | 0 |  | 0 | 0 | 0 | 0 | 0
10.02. | 16 | 0 |  | 0 | 0 | 0 | 0 | 0
10.02. | 17 | 0 |  | 0 | 0 | 0 | 0 | 0
10.02. | 18 | 0 |  | 0 | 0 | 0 | 0 | 0
10.02. | 19 | 0 |  | 0 | 0 | 0 | 0 | 0
10.02. | 20 | 0 |  | 0 | 0 | 0 | 0 | 0
10.02. | 21 | 0 |  | 0 | 0 | 0 | 0 | 0
10.02. | 22 | 0 |  | 0 | 0 | 0 | 0 | 0
10.02. | 23 | 0 |  | 0 | 0 | 0 | 0 | 0
10.02. | 24 | 0 |  | 0 | 0 | 0 | 0 | 0
11.02. | 1 | 0 |  | 0 | 0 | 0 | 0 | 0
11.02. | 2 | 0 |  | 0 | 0 | 0 | 0 | 0
11.02. | 3 | 0 |  | 0 | 0 | 0 | 0 | 0
11.02. | 4 | 0 |  | 0 | 0 | 0 | 0 | 0
11.02. | 5 | 0 |  | 0 | 0 | 0 | 0 | 0
11.02. | 6 | 0 |  | 0 | 0 | 0 | 0 | 0
11.02. | 7 | 0 |  | 0 | 0 | 0 | 0 | 0
11.02. | 8 | 0 |  | 0 | 0 | 0 | 0 | 0
11.02. | 9 | 0 |  | 0 | 0 | 0 | 0 | 0
11.02. | 10 | 0 |  | 0 | 0 | 0 | 0 | 0
11.02. | 11 | 0 |  | 0 | 0 | 0 | 0 | 0
11.02. | 12 | 0 |  | 0 | 0 | 0 | 0 | 0
11.02. | 13 | 0 |  | 0 | 0 | 0 | 0 | 0
11.02. | 14 | 0 |  | 0 | 0 | 0 | 0 | 0
11.02. | 15 | 0 |  | 0 | 0 | 0 | 0 | 0
11.02. | 16 | 0 |  | 0 | 0 | 0 | 0 | 0
11.02. | 17 | 0 |  | 0 | 0 | 0 | 0 | 0
11.02. | 18 | 0 |  | 0 | 0 | 0 | 0 | 0
11.02. | 19 | 0 |  | 0 | 0 | 0 | 0 | 0
11.02. | 20 | 0 |  | 0 | 0 | 0 | 0 | 0
11.02. | 21 | 0 |  | 0 | 0 | 0 | 0 | 0
11.02. | 22 | 0 |  | 0 | 0 | 0 | 0 | 0
11.02. | 23 | 0 |  | 0 | 0 | 0 | 0 | 0
11.02. | 24 | 0 |  | 0 | 0 | 0 | 0 | 0
12.02. | 1 | 0 |  | 0 | 0 | 0 | 0 | 0
12.02. | 2 | 0 |  | 0 | 0 | 0 | 0 | 0
12.02. | 3 | 0 |  | 0 | 0 | 0 | 0 | 0
12.02. | 4 | 0 |  | 0 | 0 | 0 | 0 | 0
12.02. | 5 | 0 |  | 0 | 0 | 0 | 0 | 0
12.02. | 6 | 0 |  | 0 | 0 | 0 | 0 | 0
12.02. | 7 | 0 |  | 0 | 0 | 0 | 0 | 0
12.02. | 8 | 0 |  | 0 | 0 | 0 | 0 | 0
12.02. | 9 | 0 |  | 0 | 0 | 0 | 0 | 0
12.02. | 10 | 0 |  | 0 | 0 | 0 | 0 | 0
12.02. | 11 | 0 |  | 0 | 0 | 0 | 0 | 0
12.02. | 12 | 0 |  | 0 | 0 | 0 | 0 | 0
12.02. | 13 | 0 |  | 0 | 0 | 0 | 0 | 0
12.02. | 14 | 0 |  | 0 | 0 | 0 | 0 | 0
12.02. | 15 | 0 |  | 0 | 0 | 0 | 0 | 0
12.02. | 16 | 0 |  | 0 | 0 | 0 | 0 | 0
12.02. | 17 | 0 |  | 0 | 0 | 0 | 0 | 0
12.02. | 18 | 0 |  | 0 | 0 | 0 | 0 | 0
12.02. | 19 | 0 |  | 0 | 0 | 0 | 0 | 0
12.02. | 20 | 0 |  | 0 | 0 | 0 | 0 | 0
12.02. | 21 | 0 |  | 0 | 0 | 0 | 0 | 0
12.02. | 22 | 0 |  | 0 | 0 | 0 | 0 | 0
12.02. | 23 | 0 |  | 0 | 0 | 0 | 0 | 0
12.02. | 24 | 0 |  | 0 | 0 | 0 | 0 | 0
13.02. | 1 | 0 |  | 0 | 0 | 0 | 0 | 0
13.02. | 2 | 0 |  | 0 | 0 | 0 | 0 | 0
13.02. | 3 | 0 |  | 0 | 0 | 0 | 0 | 0
13.02. | 4 | 0 |  | 0 | 0 | 0 | 0 | 0
13.02. | 5 | 0 |  | 0 | 0 | 0 | 0 | 0
13.02. | 6 | 0 |  | 0 | 0 | 0 | 0 | 0
13.02. | 7 | 0 |  | 0 | 0 | 0 | 0 | 0
13.02. | 8 | 0 |  | 0 | 0 | 0 | 0 | 0
13.02. | 9 | 0 |  | 0 | 0 | 0 | 0 | 0
13.02. | 10 | 0 |  | 0 | 0 | 0 | 0 | 0
13.02. | 11 | 0 |  | 0 | 0 | 0 | 0 | 0
13.02. | 12 | 0 |  | 0 | 0 | 0 | 0 | 0
13.02. | 13 | 0 |  | 0 | 0 | 0 | 0 | 0
13.02. | 14 | 0 |  | 0 | 0 | 0 | 0 | 0
13.02. | 15 | 0 |  | 0 | 0 | 0 | 0 | 0
13.02. | 16 | 0 |  | 0 | 0 | 0 | 0 | 0
13.02. | 17 | 0 |  | 0 | 0 | 0 | 0 | 0
13.02. | 18 | 0 |  | 0 | 0 | 0 | 0 | 0
13.02. | 19 | 0 |  | 0 | 0 | 0 | 0 | 0
13.02. | 20 | 0 |  | 0 | 0 | 0 | 0 | 0
13.02. | 21 | 0 |  | 0 | 0 | 0 | 0 | 0
13.02. | 22 | 0 |  | 0 | 0 | 0 | 0 | 0
13.02. | 23 | 0 |  | 0 | 0 | 0 | 0 | 0
13.02. | 24 | 0 |  | 0 | 0 | 0 | 0 | 0
14.02. | 1 | 0 |  | 0 | 0 | 0 | 0 | 0
14.02. | 2 | 0 |  | 0 | 0 | 0 | 0 | 0
14.02. | 3 | 0 |  | 0 | 0 | 0 | 0 | 0
14.02. | 4 | 0 |  | 0 | 0 | 0 | 0 | 0
14.02. | 5 | 0 |  | 0 | 0 | 0 | 0 | 0
14.02. | 6 | 0 |  | 0 | 0 | 0 | 0 | 0
14.02. | 7 | 0 |  | 0 | 0 | 0 | 0 | 0
14.02. | 8 | 0 |  | 0 | 0 | 0 | 0 | 0
14.02. | 9 | 0 |  | 0 | 0 | 0 | 0 | 0
14.02. | 10 | 0 |  | 0 | 0 | 0 | 0 | 0
14.02. | 11 | 0 |  | 0 | 0 | 0 | 0 | 0
14.02. | 12 | 0 |  | 0 | 0 | 0 | 0 | 0
14.02. | 13 | 0 |  | 0 | 0 | 0 | 0 | 0
14.02. | 14 | 0 |  | 0 | 0 | 0 | 0 | 0
14.02. | 15 | 0 |  | 0 | 0 | 0 | 0 | 0
14.02. | 16 | 0 |  | 0 | 0 | 0 | 0 | 0
14.02. | 17 | 0 |  | 0 | 0 | 0 | 0 | 0
14.02. | 18 | 0 |  | 0 | 0 | 0 | 0 | 0
14.02. | 19 | 0 |  | 0 | 0 | 0 | 0 | 0
14.02. | 20 | 0 |  | 0 | 0 | 0 | 0 | 0
14.02. | 21 | 0 |  | 0 | 0 | 0 | 0 | 0
14.02. | 22 | 0 |  | 0 | 0 | 0 | 0 | 0
14.02. | 23 | 0 |  | 0 | 0 | 0 | 0 | 0
14.02. | 24 | 0 |  | 0 | 0 | 0 | 0 | 0
15.02. | 1 | 0 |  | 0 | 0 | 0 | 0 | 0
15.02. | 2 | 0 |  | 0 | 0 | 0 | 0 | 0
15.02. | 3 | 0 |  | 0 | 0 | 0 | 0 | 0
15.02. | 4 | 0 |  | 0 | 0 | 0 | 0 | 0
15.02. | 5 | 0 |  | 0 | 0 | 0 | 0 | 0
15.02. | 6 | 0 |  | 0 | 0 | 0 | 0 | 0
15.02. | 7 | 0 |  | 0 | 0 | 0 | 0 | 0
15.02. | 8 | 0 |  | 0 | 0 | 0 | 0 | 0
15.02. | 9 | 0 |  | 0 | 0 | 0 | 0 | 0
15.02. | 10 | 0 |  | 0 | 0 | 0 | 0 | 0
15.02. | 11 | 0 |  | 0 | 0 | 0 | 0 | 0
15.02. | 12 | 0 |  | 0 | 0 | 0 | 0 | 0
15.02. | 13 | 0 |  | 0 | 0 | 0 | 0 | 0
15.02. | 14 | 0 |  | 0 | 0 | 0 | 0 | 0
15.02. | 15 | 0 |  | 0 | 0 | 0 | 0 | 0
15.02. | 16 | 0 |  | 0 | 0 | 0 | 0 | 0
15.02. | 17 | 0 |  | 0 | 0 | 0 | 0 | 0
15.02. | 18 | 0 |  | 0 | 0 | 0 | 0 | 0
15.02. | 19 | 0 |  | 0 | 0 | 0 | 0 | 0
15.02. | 20 | 0 |  | 0 | 0 | 0 | 0 | 0
15.02. | 21 | 0 |  | 0 | 0 | 0 | 0 | 0
15.02. | 22 | 0 |  | 0 | 0 | 0 | 0 | 0
15.02. | 23 | 0 |  | 0 | 0 | 0 | 0 | 0
15.02. | 24 | 0 |  | 0 | 0 | 0 | 0 | 0
16.02. | 1 | 0 |  | 0 | 0 | 0 | 0 | 0
16.02. | 2 | 0 |  | 0 | 0 | 0 | 0 | 0
16.02. | 3 | 0 |  | 0 | 0 | 0 | 0 | 0
16.02. | 4 | 0 |  | 0 | 0 | 0 | 0 | 0
16.02. | 5 | 0 |  | 0 | 0 | 0 | 0 | 0
16.02. | 6 | 0 |  | 0 | 0 | 0 | 0 | 0
16.02. | 7 | 0 |  | 0 | 0 | 0 | 0 | 0
16.02. | 8 | 0 |  | 0 | 0 | 0 | 0 | 0
16.02. | 9 | 0 |  | 0 | 0 | 0 | 0 | 0
16.02. | 10 | 0 |  | 0 | 0 | 0 | 0 | 0
16.02. | 11 | 0 |  | 0 | 0 | 0 | 0 | 0
16.02. | 12 | 0 |  | 0 | 0 | 0 | 0 | 0
16.02. | 13 | 0 |  | 0 | 0 | 0 | 0 | 0
16.02. | 14 | 0 |  | 0 | 0 | 0 | 0 | 0
16.02. | 15 | 0 |  | 0 | 0 | 0 | 0 | 0
16.02. | 16 | 0 |  | 0 | 0 | 0 | 0 | 0
16.02. | 17 | 0 |  | 0 | 0 | 0 | 0 | 0
16.02. | 18 | 0 |  | 0 | 0 | 0 | 0 | 0
16.02. | 19 | 0 |  | 0 | 0 | 0 | 0 | 0
16.02. | 20 | 0 |  | 0 | 0 | 0 | 0 | 0
16.02. | 21 | 0 |  | 0 | 0 | 0 | 0 | 0
16.02. | 22 | 0 |  | 0 | 0 | 0 | 0 | 0
16.02. | 23 | 0 |  | 0 | 0 | 0 | 0 | 0
16.02. | 24 | 0 |  | 0 | 0 | 0 | 0 | 0
17.02. | 1 | 0 |  | 0 | 0 | 0 | 0 | 0
17.02. | 2 | 0 |  | 0 | 0 | 0 | 0 | 0
17.02. | 3 | 0 |  | 0 | 0 | 0 | 0 | 0
17.02. | 4 | 0 |  | 0 | 0 | 0 | 0 | 0
17.02. | 5 | 0 |  | 0 | 0 | 0 | 0 | 0
17.02. | 6 | 0 |  | 0 | 0 | 0 | 0 | 0
17.02. | 7 | 0 |  | 0 | 0 | 0 | 0 | 0
17.02. | 8 | 0 |  | 0 | 0 | 0 | 0 | 0
17.02. | 9 | 0 |  | 0 | 0 | 0 | 0 | 0
17.02. | 10 | 0 |  | 0 | 0 | 0 | 0 | 0
17.02. | 11 | 0 |  | 0 | 0 | 0 | 0 | 0
17.02. | 12 | 0 |  | 0 | 0 | 0 | 0 | 0
17.02. | 13 | 0 |  | 0 | 0 | 0 | 0 | 0
17.02. | 14 | 0 |  | 0 | 0 | 0 | 0 | 0
17.02. | 15 | 0 |  | 0 | 0 | 0 | 0 | 0
17.02. | 16 | 0 |  | 0 | 0 | 0 | 0 | 0
17.02. | 17 | 0 |  | 0 | 0 | 0 | 0 | 0
17.02. | 18 | 0 |  | 0 | 0 | 0 | 0 | 0
17.02. | 19 | 0 |  | 0 | 0 | 0 | 0 | 0
17.02. | 20 | 0 |  | 0 | 0 | 0 | 0 | 0
17.02. | 21 | 0 |  | 0 | 0 | 0 | 0 | 0
17.02. | 22 | 0 |  | 0 | 0 | 0 | 0 | 0
17.02. | 23 | 0 |  | 0 | 0 | 0 | 0 | 0
17.02. | 24 | 0 |  | 0 | 0 | 0 | 0 | 0
18.02. | 1 | 0 |  | 0 | 0 | 0 | 0 | 0
18.02. | 2 | 0 |  | 0 | 0 | 0 | 0 | 0
18.02. | 3 | 0 |  | 0 | 0 | 0 | 0 | 0
18.02. | 4 | 0 |  | 0 | 0 | 0 | 0 | 0
18.02. | 5 | 0 |  | 0 | 0 | 0 | 0 | 0
18.02. | 6 | 0 |  | 0 | 0 | 0 | 0 | 0
18.02. | 7 | 0 |  | 0 | 0 | 0 | 0 | 0
18.02. | 8 | 0 |  | 0 | 0 | 0 | 0 | 0
18.02. | 9 | 0 |  | 0 | 0 | 0 | 0 | 0
18.02. | 10 | 0 |  | 0 | 0 | 0 | 0 | 0
18.02. | 11 | 0 |  | 0 | 0 | 0 | 0 | 0
18.02. | 12 | 0 |  | 0 | 0 | 0 | 0 | 0
18.02. | 13 | 0 |  | 0 | 0 | 0 | 0 | 0
18.02. | 14 | 0 |  | 0 | 0 | 0 | 0 | 0
18.02. | 15 | 0 |  | 0 | 0 | 0 | 0 | 0
18.02. | 16 | 0 |  | 0 | 0 | 0 | 0 | 0
18.02. | 17 | 0 |  | 0 | 0 | 0 | 0 | 0
18.02. | 18 | 0 |  | 0 | 0 | 0 | 0 | 0
18.02. | 19 | 0 |  | 0 | 0 | 0 | 0 | 0
18.02. | 20 | 0 |  | 0 | 0 | 0 | 0 | 0
18.02. | 21 | 0 |  | 0 | 0 | 0 | 0 | 0
18.02. | 22 | 0 |  | 0 | 0 | 0 | 0 | 0
18.02. | 23 | 0 |  | 0 | 0 | 0 | 0 | 0
18.02. | 24 | 0 |  | 0 | 0 | 0 | 0 | 0
19.02. | 1 | 0 |  | 0 | 0 | 0 | 0 | 0
19.02. | 2 | 0 |  | 0 | 0 | 0 | 0 | 0
19.02. | 3 | 0 |  | 0 | 0 | 0 | 0 | 0
19.02. | 4 | 0 |  | 0 | 0 | 0 | 0 | 0
19.02. | 5 | 0 |  | 0 | 0 | 0 | 0 | 0
19.02. | 6 | 0 |  | 0 | 0 | 0 | 0 | 0
19.02. | 7 | 0 |  | 0 | 0 | 0 | 0 | 0
19.02. | 8 | 0 |  | 0 | 0 | 0 | 0 | 0
19.02. | 9 | 0 |  | 0 | 0 | 0 | 0 | 0
19.02. | 10 | 0 |  | 0 | 0 | 0 | 0 | 0
19.02. | 11 | 0 |  | 0 | 0 | 0 | 0 | 0
19.02. | 12 | 0 |  | 0 | 0 | 0 | 0 | 0
19.02. | 13 | 0 |  | 0 | 0 | 0 | 0 | 0
19.02. | 14 | 0 |  | 0 | 0 | 0 | 0 | 0
19.02. | 15 | 0 |  | 0 | 0 | 0 | 0 | 0
19.02. | 16 | 0 |  | 0 | 0 | 0 | 0 | 0
19.02. | 17 | 0 |  | 0 | 0 | 0 | 0 | 0
19.02. | 18 | 0 |  | 0 | 0 | 0 | 0 | 0
19.02. | 19 | 0 |  | 0 | 0 | 0 | 0 | 0
19.02. | 20 | 0 |  | 0 | 0 | 0 | 0 | 0
19.02. | 21 | 0 |  | 0 | 0 | 0 | 0 | 0
19.02. | 22 | 0 |  | 0 | 0 | 0 | 0 | 0
19.02. | 23 | 0 |  | 0 | 0 | 0 | 0 | 0
19.02. | 24 | 0 |  | 0 | 0 | 0 | 0 | 0
20.02. | 1 | 0 |  | 0 | 0 | 0 | 0 | 0
20.02. | 2 | 0 |  | 0 | 0 | 0 | 0 | 0
20.02. | 3 | 0 |  | 0 | 0 | 0 | 0 | 0
20.02. | 4 | 0 |  | 0 | 0 | 0 | 0 | 0
20.02. | 5 | 0 |  | 0 | 0 | 0 | 0 | 0
20.02. | 6 | 0 |  | 0 | 0 | 0 | 0 | 0
20.02. | 7 | 0 |  | 0 | 0 | 0 | 0 | 0
20.02. | 8 | 0 |  | 0 | 0 | 0 | 0 | 0
20.02. | 9 | 0 |  | 0 | 0 | 0 | 0 | 0
20.02. | 10 | 0 |  | 0 | 0 | 0 | 0 | 0
20.02. | 11 | 0 |  | 0 | 0 | 0 | 0 | 0
20.02. | 12 | 0 |  | 0 | 0 | 0 | 0 | 0
20.02. | 13 | 0 |  | 0 | 0 | 0 | 0 | 0
20.02. | 14 | 0 |  | 0 | 0 | 0 | 0 | 0
20.02. | 15 | 0 |  | 0 | 0 | 0 | 0 | 0
20.02. | 16 | 0 |  | 0 | 0 | 0 | 0 | 0
20.02. | 17 | 0 |  | 0 | 0 | 0 | 0 | 0
20.02. | 18 | 0 |  | 0 | 0 | 0 | 0 | 0
20.02. | 19 | 0 |  | 0 | 0 | 0 | 0 | 0
20.02. | 20 | 0 |  | 0 | 0 | 0 | 0 | 0
20.02. | 21 | 0 |  | 0 | 0 | 0 | 0 | 0
20.02. | 22 | 0 |  | 0 | 0 | 0 | 0 | 0
20.02. | 23 | 0 |  | 0 | 0 | 0 | 0 | 0
20.02. | 24 | 0 |  | 0 | 0 | 0 | 0 | 0
21.02. | 1 | 0 |  | 0 | 0 | 0 | 0 | 0
21.02. | 2 | 0 |  | 0 | 0 | 0 | 0 | 0
21.02. | 3 | 0 |  | 0 | 0 | 0 | 0 | 0
21.02. | 4 | 0 |  | 0 | 0 | 0 | 0 | 0
21.02. | 5 | 0 |  | 0 | 0 | 0 | 0 | 0
21.02. | 6 | 0 |  | 0 | 0 | 0 | 0 | 0
21.02. | 7 | 0 |  | 0 | 0 | 0 | 0 | 0
21.02. | 8 | 0 |  | 0 | 0 | 0 | 0 | 0
21.02. | 9 | 0 |  | 0 | 0 | 0 | 0 | 0
21.02. | 10 | 0 |  | 0 | 0 | 0 | 0 | 0
21.02. | 11 | 0 |  | 0 | 0 | 0 | 0 | 0
21.02. | 12 | 0 |  | 0 | 0 | 0 | 0 | 0
21.02. | 13 | 0 |  | 0 | 0 | 0 | 0 | 0
21.02. | 14 | 0 |  | 0 | 0 | 0 | 0 | 0
21.02. | 15 | 0 |  | 0 | 0 | 0 | 0 | 0
21.02. | 16 | 0 |  | 0 | 0 | 0 | 0 | 0
21.02. | 17 | 0 |  | 0 | 0 | 0 | 0 | 0
21.02. | 18 | 0 |  | 0 | 0 | 0 | 0 | 0
21.02. | 19 | 0 |  | 0 | 0 | 0 | 0 | 0
21.02. | 20 | 0 |  | 0 | 0 | 0 | 0 | 0
21.02. | 21 | 0 |  | 0 | 0 | 0 | 0 | 0
21.02. | 22 | 0 |  | 0 | 0 | 0 | 0 | 0
21.02. | 23 | 0 |  | 0 | 0 | 0 | 0 | 0
21.02. | 24 | 0 |  | 0 | 0 | 0 | 0 | 0
22.02. | 1 | 0 |  | 0 | 0 | 0 | 0 | 0
22.02. | 2 | 0 |  | 0 | 0 | 0 | 0 | 0
22.02. | 3 | 0 |  | 0 | 0 | 0 | 0 | 0
22.02. | 4 | 0 |  | 0 | 0 | 0 | 0 | 0
22.02. | 5 | 0 |  | 0 | 0 | 0 | 0 | 0
22.02. | 6 | 0 |  | 0 | 0 | 0 | 0 | 0
22.02. | 7 | 0 |  | 0 | 0 | 0 | 0 | 0
22.02. | 8 | 0 |  | 0 | 0 | 0 | 0 | 0
22.02. | 9 | 0 |  | 0 | 0 | 0 | 0 | 0
22.02. | 10 | 0 |  | 0 | 0 | 0 | 0 | 0
22.02. | 11 | 0 |  | 0 | 0 | 0 | 0 | 0
22.02. | 12 | 0 |  | 0 | 0 | 0 | 0 | 0
22.02. | 13 | 0 |  | 0 | 0 | 0 | 0 | 0
22.02. | 14 | 0 |  | 0 | 0 | 0 | 0 | 0
22.02. | 15 | 0 |  | 0 | 0 | 0 | 0 | 0
22.02. | 16 | 0 |  | 0 | 0 | 0 | 0 | 0
22.02. | 17 | 0 |  | 0 | 0 | 0 | 0 | 0
22.02. | 18 | 0 |  | 0 | 0 | 0 | 0 | 0
22.02. | 19 | 0 |  | 0 | 0 | 0 | 0 | 0
22.02. | 20 | 0 |  | 0 | 0 | 0 | 0 | 0
22.02. | 21 | 0 |  | 0 | 0 | 0 | 0 | 0
22.02. | 22 | 0 |  | 0 | 0 | 0 | 0 | 0
22.02. | 23 | 0 |  | 0 | 0 | 0 | 0 | 0
22.02. | 24 | 0 |  | 0 | 0 | 0 | 0 | 0
23.02. | 1 | 0 |  | 0 | 0 | 0 | 0 | 0
23.02. | 2 | 0 |  | 0 | 0 | 0 | 0 | 0
23.02. | 3 | 0 |  | 0 | 0 | 0 | 0 | 0
23.02. | 4 | 0 |  | 0 | 0 | 0 | 0 | 0
23.02. | 5 | 0 |  | 0 | 0 | 0 | 0 | 0
23.02. | 6 | 0 |  | 0 | 0 | 0 | 0 | 0
23.02. | 7 | 0 |  | 0 | 0 | 0 | 0 | 0
23.02. | 8 | 0 |  | 0 | 0 | 0 | 0 | 0
23.02. | 9 | 0 |  | 0 | 0 | 0 | 0 | 0
23.02. | 10 | 0 |  | 0 | 0 | 0 | 0 | 0
23.02. | 11 | 0 |  | 0 | 0 | 0 | 0 | 0
23.02. | 12 | 0 |  | 0 | 0 | 0 | 0 | 0
23.02. | 13 | 0 |  | 0 | 0 | 0 | 0 | 0
23.02. | 14 | 0 |  | 0 | 0 | 0 | 0 | 0
23.02. | 15 | 0 |  | 0 | 0 | 0 | 0 | 0
23.02. | 16 | 0 |  | 0 | 0 | 0 | 0 | 0
23.02. | 17 | 0 |  | 0 | 0 | 0 | 0 | 0
23.02. | 18 | 0 |  | 0 | 0 | 0 | 0 | 0
23.02. | 19 | 0 |  | 0 | 0 | 0 | 0 | 0
23.02. | 20 | 0 |  | 0 | 0 | 0 | 0 | 0
23.02. | 21 | 0 |  | 0 | 0 | 0 | 0 | 0
23.02. | 22 | 0 |  | 0 | 0 | 0 | 0 | 0
23.02. | 23 | 0 |  | 0 | 0 | 0 | 0 | 0
23.02. | 24 | 0 |  | 0 | 0 | 0 | 0 | 0
24.02. | 1 | 0 |  | 0 | 0 | 0 | 0 | 0
24.02. | 2 | 0 |  | 0 | 0 | 0 | 0 | 0
24.02. | 3 | 0 |  | 0 | 0 | 0 | 0 | 0
24.02. | 4 | 0 |  | 0 | 0 | 0 | 0 | 0
24.02. | 5 | 0 |  | 0 | 0 | 0 | 0 | 0
24.02. | 6 | 0 |  | 0 | 0 | 0 | 0 | 0
24.02. | 7 | 0 |  | 0 | 0 | 0 | 0 | 0
24.02. | 8 | 0 |  | 0 | 0 | 0 | 0 | 0
24.02. | 9 | 0 |  | 0 | 0 | 0 | 0 | 0
24.02. | 10 | 0 |  | 0 | 0 | 0 | 0 | 0
24.02. | 11 | 0 |  | 0 | 0 | 0 | 0 | 0
24.02. | 12 | 0 |  | 0 | 0 | 0 | 0 | 0
24.02. | 13 | 0 |  | 0 | 0 | 0 | 0 | 0
24.02. | 14 | 0 |  | 0 | 0 | 0 | 0 | 0
24.02. | 15 | 0 |  | 0 | 0 | 0 | 0 | 0
24.02. | 16 | 0 |  | 0 | 0 | 0 | 0 | 0
24.02. | 17 | 0 |  | 0 | 0 | 0 | 0 | 0
24.02. | 18 | 0 |  | 0 | 0 | 0 | 0 | 0
24.02. | 19 | 0 |  | 0 | 0 | 0 | 0 | 0
24.02. | 20 | 0 |  | 0 | 0 | 0 | 0 | 0
24.02. | 21 | 0 |  | 0 | 0 | 0 | 0 | 0
24.02. | 22 | 0 |  | 0 | 0 | 0 | 0 | 0
24.02. | 23 | 0 |  | 0 | 0 | 0 | 0 | 0
24.02. | 24 | 0 |  | 0 | 0 | 0 | 0 | 0
25.02. | 1 | 0 |  | 0 | 0 | 0 | 0 | 0
25.02. | 2 | 0 |  | 0 | 0 | 0 | 0 | 0
25.02. | 3 | 0 |  | 0 | 0 | 0 | 0 | 0
25.02. | 4 | 0 |  | 0 | 0 | 0 | 0 | 0
25.02. | 5 | 0 |  | 0 | 0 | 0 | 0 | 0
25.02. | 6 | 0 |  | 0 | 0 | 0 | 0 | 0
25.02. | 7 | 0 |  | 0 | 0 | 0 | 0 | 0
25.02. | 8 | 0 |  | 0 | 0 | 0 | 0 | 0
25.02. | 9 | 0 |  | 0 | 0 | 0 | 0 | 0
25.02. | 10 | 0 |  | 0 | 0 | 0 | 0 | 0
25.02. | 11 | 0 |  | 0 | 0 | 0 | 0 | 0
25.02. | 12 | 0 |  | 0 | 0 | 0 | 0 | 0
25.02. | 13 | 0 |  | 0 | 0 | 0 | 0 | 0
25.02. | 14 | 0 |  | 0 | 0 | 0 | 0 | 0
25.02. | 15 | 0 |  | 0 | 0 | 0 | 0 | 0
25.02. | 16 | 0 |  | 0 | 0 | 0 | 0 | 0
25.02. | 17 | 0 |  | 0 | 0 | 0 | 0 | 0
25.02. | 18 | 0 |  | 0 | 0 | 0 | 0 | 0
25.02. | 19 | 0 |  | 0 | 0 | 0 | 0 | 0
25.02. | 20 | 0 |  | 0 | 0 | 0 | 0 | 0
25.02. | 21 | 0 |  | 0 | 0 | 0 | 0 | 0
25.02. | 22 | 0 |  | 0 | 0 | 0 | 0 | 0
25.02. | 23 | 0 |  | 0 | 0 | 0 | 0 | 0
25.02. | 24 | 0 |  | 0 | 0 | 0 | 0 | 0
26.02. | 1 | 0 |  | 0 | 0 | 0 | 0 | 0
26.02. | 2 | 0 |  | 0 | 0 | 0 | 0 | 0
26.02. | 3 | 0 |  | 0 | 0 | 0 | 0 | 0
26.02. | 4 | 0 |  | 0 | 0 | 0 | 0 | 0
26.02. | 5 | 0 |  | 0 | 0 | 0 | 0 | 0
26.02. | 6 | 0 |  | 0 | 0 | 0 | 0 | 0
26.02. | 7 | 0 |  | 0 | 0 | 0 | 0 | 0
26.02. | 8 | 0 |  | 0 | 0 | 0 | 0 | 0
26.02. | 9 | 0 |  | 0 | 0 | 0 | 0 | 0
26.02. | 10 | 0 |  | 0 | 0 | 0 | 0 | 0
26.02. | 11 | 0 |  | 0 | 0 | 0 | 0 | 0
26.02. | 12 | 0 |  | 0 | 0 | 0 | 0 | 0
26.02. | 13 | 0 |  | 0 | 0 | 0 | 0 | 0
26.02. | 14 | 0 |  | 0 | 0 | 0 | 0 | 0
26.02. | 15 | 0 |  | 0 | 0 | 0 | 0 | 0
26.02. | 16 | 0 |  | 0 | 0 | 0 | 0 | 0
26.02. | 17 | 0 |  | 0 | 0 | 0 | 0 | 0
26.02. | 18 | 0 |  | 0 | 0 | 0 | 0 | 0
26.02. | 19 | 0 |  | 0 | 0 | 0 | 0 | 0
26.02. | 20 | 0 |  | 0 | 0 | 0 | 0 | 0
26.02. | 21 | 0 |  | 0 | 0 | 0 | 0 | 0
26.02. | 22 | 0 |  | 0 | 0 | 0 | 0 | 0
26.02. | 23 | 0 |  | 0 | 0 | 0 | 0 | 0
26.02. | 24 | 0 |  | 0 | 0 | 0 | 0 | 0
27.02. | 1 | 0 |  | 0 | 0 | 0 | 0 | 0
27.02. | 2 | 0 |  | 0 | 0 | 0 | 0 | 0
27.02. | 3 | 0 |  | 0 | 0 | 0 | 0 | 0
27.02. | 4 | 0 |  | 0 | 0 | 0 | 0 | 0
27.02. | 5 | 0 |  | 0 | 0 | 0 | 0 | 0
27.02. | 6 | 0 |  | 0 | 0 | 0 | 0 | 0
27.02. | 7 | 0 |  | 0 | 0 | 0 | 0 | 0
27.02. | 8 | 0 |  | 0 | 0 | 0 | 0 | 0
27.02. | 9 | 0 |  | 0 | 0 | 0 | 0 | 0
27.02. | 10 | 0 |  | 0 | 0 | 0 | 0 | 0
27.02. | 11 | 0 |  | 0 | 0 | 0 | 0 | 0
27.02. | 12 | 0 |  | 0 | 0 | 0 | 0 | 0
27.02. | 13 | 0 |  | 0 | 0 | 0 | 0 | 0
27.02. | 14 | 0 |  | 0 | 0 | 0 | 0 | 0
27.02. | 15 | 0 |  | 0 | 0 | 0 | 0 | 0
27.02. | 16 | 0 |  | 0 | 0 | 0 | 0 | 0
27.02. | 17 | 0 |  | 0 | 0 | 0 | 0 | 0
27.02. | 18 | 0 |  | 0 | 0 | 0 | 0 | 0
27.02. | 19 | 0 |  | 0 | 0 | 0 | 0 | 0
27.02. | 20 | 0 |  | 0 | 0 | 0 | 0 | 0
27.02. | 21 | 0 |  | 0 | 0 | 0 | 0 | 0
27.02. | 22 | 0 |  | 0 | 0 | 0 | 0 | 0
27.02. | 23 | 0 |  | 0 | 0 | 0 | 0 | 0
27.02. | 24 | 0 |  | 0 | 0 | 0 | 0 | 0
28.02. | 1 | 0 |  | 0 | 0 | 0 | 0 | 0
28.02. | 2 | 0 |  | 0 | 0 | 0 | 0 | 0
28.02. | 3 | 0 |  | 0 | 0 | 0 | 0 | 0
28.02. | 4 | 0 |  | 0 | 0 | 0 | 0 | 0
28.02. | 5 | 0 |  | 0 | 0 | 0 | 0 | 0
28.02. | 6 | 0 |  | 0 | 0 | 0 | 0 | 0
28.02. | 7 | 0 |  | 0 | 0 | 0 | 0 | 0
28.02. | 8 | 0 |  | 0 | 0 | 0 | 0 | 0
28.02. | 9 | 0 |  | 0 | 0 | 0 | 0 | 0
28.02. | 10 | 0 |  | 0 | 0 | 0 | 0 | 0
28.02. | 11 | 0 |  | 0 | 0 | 0 | 0 | 0
28.02. | 12 | 0 |  | 0 | 0 | 0 | 0 | 0
28.02. | 13 | 0 |  | 0 | 0 | 0 | 0 | 0
28.02. | 14 | 0 |  | 0 | 0 | 0 | 0 | 0
28.02. | 15 | 0 |  | 0 | 0 | 0 | 0 | 0
28.02. | 16 | 0 |  | 0 | 0 | 0 | 0 | 0
28.02. | 17 | 0 |  | 0 | 0 | 0 | 0 | 0
28.02. | 18 | 0 |  | 0 | 0 | 0 | 0 | 0
28.02. | 19 | 0 |  | 0 | 0 | 0 | 0 | 0
28.02. | 20 | 0 |  | 0 | 0 | 0 | 0 | 0
28.02. | 21 | 0 |  | 0 | 0 | 0 | 0 | 0
28.02. | 22 | 0 |  | 0 | 0 | 0 | 0 | 0
28.02. | 23 | 0 |  | 0 | 0 | 0 | 0 | 0
28.02. | 24 | 0 |  | 0 | 0 | 0 | 0 | 0
01.03. | 1 | 0 |  | 0 | 0 | 0 | 0 | 0
01.03. | 2 | 0 |  | 0 | 0 | 0 | 0 | 0
01.03. | 3 | 0 |  | 0 | 0 | 0 | 0 | 0
01.03. | 4 | 0 |  | 0 | 0 | 0 | 0 | 0
01.03. | 5 | 0 |  | 0 | 0 | 0 | 0 | 0
01.03. | 6 | 0 |  | 0 | 0 | 0 | 0 | 0
01.03. | 7 | 0 |  | 0 | 0 | 0 | 0 | 0
01.03. | 8 | 0 |  | 0 | 0 | 0 | 0 | 0
01.03. | 9 | 0 |  | 0 | 0 | 0 | 0 | 0
01.03. | 10 | 0 |  | 0 | 0 | 0 | 0 | 0
01.03. | 11 | 0 |  | 0 | 0 | 0 | 0 | 0
01.03. | 12 | 0 |  | 0 | 0 | 0 | 0 | 0
01.03. | 13 | 0 |  | 0 | 0 | 0 | 0 | 0
01.03. | 14 | 0 |  | 0 | 0 | 0 | 0 | 0
01.03. | 15 | 0 |  | 0 | 0 | 0 | 0 | 0
01.03. | 16 | 0 |  | 0 | 0 | 0 | 0 | 0
01.03. | 17 | 0 |  | 0 | 0 | 0 | 0 | 0
01.03. | 18 | 0 |  | 0 | 0 | 0 | 0 | 0
01.03. | 19 | 0 |  | 0 | 0 | 0 | 0 | 0
01.03. | 20 | 0 |  | 0 | 0 | 0 | 0 | 0
01.03. | 21 | 0 |  | 0 | 0 | 0 | 0 | 0
01.03. | 22 | 0 |  | 0 | 0 | 0 | 0 | 0
01.03. | 23 | 0 |  | 0 | 0 | 0 | 0 | 0
01.03. | 24 | 0 |  | 0 | 0 | 0 | 0 | 0
02.03. | 1 | 0 |  | 0 | 0 | 0 | 0 | 0
02.03. | 2 | 0 |  | 0 | 0 | 0 | 0 | 0
02.03. | 3 | 0 |  | 0 | 0 | 0 | 0 | 0
02.03. | 4 | 0 |  | 0 | 0 | 0 | 0 | 0
02.03. | 5 | 0 |  | 0 | 0 | 0 | 0 | 0
02.03. | 6 | 0 |  | 0 | 0 | 0 | 0 | 0
02.03. | 7 | 0 |  | 0 | 0 | 0 | 0 | 0
02.03. | 8 | 0 |  | 0 | 0 | 0 | 0 | 0
02.03. | 9 | 0 |  | 0 | 0 | 0 | 0 | 0
02.03. | 10 | 0 |  | 0 | 0 | 0 | 0 | 0
02.03. | 11 | 0 |  | 0 | 0 | 0 | 0 | 0
02.03. | 12 | 0 |  | 0 | 0 | 0 | 0 | 0
02.03. | 13 | 0 |  | 0 | 0 | 0 | 0 | 0
02.03. | 14 | 0 |  | 0 | 0 | 0 | 0 | 0
02.03. | 15 | 0 |  | 0 | 0 | 0 | 0 | 0
02.03. | 16 | 0 |  | 0 | 0 | 0 | 0 | 0
02.03. | 17 | 0 |  | 0 | 0 | 0 | 0 | 0
02.03. | 18 | 0 |  | 0 | 0 | 0 | 0 | 0
02.03. | 19 | 0 |  | 0 | 0 | 0 | 0 | 0
02.03. | 20 | 0 |  | 0 | 0 | 0 | 0 | 0
02.03. | 21 | 0 |  | 0 | 0 | 0 | 0 | 0
02.03. | 22 | 0 |  | 0 | 0 | 0 | 0 | 0
02.03. | 23 | 0 |  | 0 | 0 | 0 | 0 | 0
02.03. | 24 | 0 |  | 0 | 0 | 0 | 0 | 0
03.03. | 1 | 0 |  | 0 | 0 | 0 | 0 | 0
03.03. | 2 | 0 |  | 0 | 0 | 0 | 0 | 0
03.03. | 3 | 0 |  | 0 | 0 | 0 | 0 | 0
03.03. | 4 | 0 |  | 0 | 0 | 0 | 0 | 0
03.03. | 5 | 0 |  | 0 | 0 | 0 | 0 | 0
03.03. | 6 | 0 |  | 0 | 0 | 0 | 0 | 0
03.03. | 7 | 0 |  | 0 | 0 | 0 | 0 | 0
03.03. | 8 | 0 |  | 0 | 0 | 0 | 0 | 0
03.03. | 9 | 0 |  | 0 | 0 | 0 | 0 | 0
03.03. | 10 | 0 |  | 0 | 0 | 0 | 0 | 0
03.03. | 11 | 0 |  | 0 | 0 | 0 | 0 | 0
03.03. | 12 | 0 |  | 0 | 0 | 0 | 0 | 0
03.03. | 13 | 0 |  | 0 | 0 | 0 | 0 | 0
03.03. | 14 | 0 |  | 0 | 0 | 0 | 0 | 0
03.03. | 15 | 0 |  | 0 | 0 | 0 | 0 | 0
03.03. | 16 | 0 |  | 0 | 0 | 0 | 0 | 0
03.03. | 17 | 0 |  | 0 | 0 | 0 | 0 | 0
03.03. | 18 | 0 |  | 0 | 0 | 0 | 0 | 0
03.03. | 19 | 0 |  | 0 | 0 | 0 | 0 | 0
03.03. | 20 | 0 |  | 0 | 0 | 0 | 0 | 0
03.03. | 21 | 0 |  | 0 | 0 | 0 | 0 | 0
03.03. | 22 | 0 |  | 0 | 0 | 0 | 0 | 0
03.03. | 23 | 0 |  | 0 | 0 | 0 | 0 | 0
03.03. | 24 | 0 |  | 0 | 0 | 0 | 0 | 0
04.03. | 1 | 0 |  | 0 | 0 | 0 | 0 | 0
04.03. | 2 | 0 |  | 0 | 0 | 0 | 0 | 0
04.03. | 3 | 0 |  | 0 | 0 | 0 | 0 | 0
04.03. | 4 | 0 |  | 0 | 0 | 0 | 0 | 0
04.03. | 5 | 0 |  | 0 | 0 | 0 | 0 | 0
04.03. | 6 | 0 |  | 0 | 0 | 0 | 0 | 0
04.03. | 7 | 0 |  | 0 | 0 | 0 | 0 | 0
04.03. | 8 | 0 |  | 0 | 0 | 0 | 0 | 0
04.03. | 9 | 0 |  | 0 | 0 | 0 | 0 | 0
04.03. | 10 | 0 |  | 0 | 0 | 0 | 0 | 0
04.03. | 11 | 0 |  | 0 | 0 | 0 | 0 | 0
04.03. | 12 | 0 |  | 0 | 0 | 0 | 0 | 0
04.03. | 13 | 0 |  | 0 | 0 | 0 | 0 | 0
04.03. | 14 | 0 |  | 0 | 0 | 0 | 0 | 0
04.03. | 15 | 0 |  | 0 | 0 | 0 | 0 | 0
04.03. | 16 | 0 |  | 0 | 0 | 0 | 0 | 0
04.03. | 17 | 0 |  | 0 | 0 | 0 | 0 | 0
04.03. | 18 | 0 |  | 0 | 0 | 0 | 0 | 0
04.03. | 19 | 0 |  | 0 | 0 | 0 | 0 | 0
04.03. | 20 | 0 |  | 0 | 0 | 0 | 0 | 0
04.03. | 21 | 0 |  | 0 | 0 | 0 | 0 | 0
04.03. | 22 | 0 |  | 0 | 0 | 0 | 0 | 0
04.03. | 23 | 0 |  | 0 | 0 | 0 | 0 | 0
04.03. | 24 | 0 |  | 0 | 0 | 0 | 0 | 0
05.03. | 1 | 0 |  | 0 | 0 | 0 | 0 | 0
05.03. | 2 | 0 |  | 0 | 0 | 0 | 0 | 0
05.03. | 3 | 0 |  | 0 | 0 | 0 | 0 | 0
05.03. | 4 | 0 |  | 0 | 0 | 0 | 0 | 0
05.03. | 5 | 0 |  | 0 | 0 | 0 | 0 | 0
05.03. | 6 | 0 |  | 0 | 0 | 0 | 0 | 0
05.03. | 7 | 0 |  | 0 | 0 | 0 | 0 | 0
05.03. | 8 | 0 |  | 0 | 0 | 0 | 0 | 0
05.03. | 9 | 0 |  | 0 | 0 | 0 | 0 | 0
05.03. | 10 | 0 |  | 0 | 0 | 0 | 0 | 0
05.03. | 11 | 0 |  | 0 | 0 | 0 | 0 | 0
05.03. | 12 | 0 |  | 0 | 0 | 0 | 0 | 0
05.03. | 13 | 0 |  | 0 | 0 | 0 | 0 | 0
05.03. | 14 | 0 |  | 0 | 0 | 0 | 0 | 0
05.03. | 15 | 0 |  | 0 | 0 | 0 | 0 | 0
05.03. | 16 | 0 |  | 0 | 0 | 0 | 0 | 0
05.03. | 17 | 0 |  | 0 | 0 | 0 | 0 | 0
05.03. | 18 | 0 |  | 0 | 0 | 0 | 0 | 0
05.03. | 19 | 0 |  | 0 | 0 | 0 | 0 | 0
05.03. | 20 | 0 |  | 0 | 0 | 0 | 0 | 0
05.03. | 21 | 0 |  | 0 | 0 | 0 | 0 | 0
05.03. | 22 | 0 |  | 0 | 0 | 0 | 0 | 0
05.03. | 23 | 0 |  | 0 | 0 | 0 | 0 | 0
05.03. | 24 | 0 |  | 0 | 0 | 0 | 0 | 0
06.03. | 1 | 0 |  | 0 | 0 | 0 | 0 | 0
06.03. | 2 | 0 |  | 0 | 0 | 0 | 0 | 0
06.03. | 3 | 0 |  | 0 | 0 | 0 | 0 | 0
06.03. | 4 | 0 |  | 0 | 0 | 0 | 0 | 0
06.03. | 5 | 0 |  | 0 | 0 | 0 | 0 | 0
06.03. | 6 | 0 |  | 0 | 0 | 0 | 0 | 0
06.03. | 7 | 0 |  | 0 | 0 | 0 | 0 | 0
06.03. | 8 | 0 |  | 0 | 0 | 0 | 0 | 0
06.03. | 9 | 0 |  | 0 | 0 | 0 | 0 | 0
06.03. | 10 | 0 |  | 0 | 0 | 0 | 0 | 0
06.03. | 11 | 0 |  | 0 | 0 | 0 | 0 | 0
06.03. | 12 | 0 |  | 0 | 0 | 0 | 0 | 0
06.03. | 13 | 0 |  | 0 | 0 | 0 | 0 | 0
06.03. | 14 | 0 |  | 0 | 0 | 0 | 0 | 0
06.03. | 15 | 0 |  | 0 | 0 | 0 | 0 | 0
06.03. | 16 | 0 |  | 0 | 0 | 0 | 0 | 0
06.03. | 17 | 0 |  | 0 | 0 | 0 | 0 | 0
06.03. | 18 | 0 |  | 0 | 0 | 0 | 0 | 0
06.03. | 19 | 0 |  | 0 | 0 | 0 | 0 | 0
06.03. | 20 | 0 |  | 0 | 0 | 0 | 0 | 0
06.03. | 21 | 0 |  | 0 | 0 | 0 | 0 | 0
06.03. | 22 | 0 |  | 0 | 0 | 0 | 0 | 0
06.03. | 23 | 0 |  | 0 | 0 | 0 | 0 | 0
06.03. | 24 | 0 |  | 0 | 0 | 0 | 0 | 0
07.03. | 1 | 0 |  | 0 | 0 | 0 | 0 | 0
07.03. | 2 | 0 |  | 0 | 0 | 0 | 0 | 0
07.03. | 3 | 0 |  | 0 | 0 | 0 | 0 | 0
07.03. | 4 | 0 |  | 0 | 0 | 0 | 0 | 0
07.03. | 5 | 0 |  | 0 | 0 | 0 | 0 | 0
07.03. | 6 | 0 |  | 0 | 0 | 0 | 0 | 0
07.03. | 7 | 0 |  | 0 | 0 | 0 | 0 | 0
07.03. | 8 | 0 |  | 0 | 0 | 0 | 0 | 0
07.03. | 9 | 0 |  | 0 | 0 | 0 | 0 | 0
07.03. | 10 | 0 |  | 0 | 0 | 0 | 0 | 0
07.03. | 11 | 0 |  | 0 | 0 | 0 | 0 | 0
07.03. | 12 | 0 |  | 0 | 0 | 0 | 0 | 0
07.03. | 13 | 0 |  | 0 | 0 | 0 | 0 | 0
07.03. | 14 | 0 |  | 0 | 0 | 0 | 0 | 0
07.03. | 15 | 0 |  | 0 | 0 | 0 | 0 | 0
07.03. | 16 | 0 |  | 0 | 0 | 0 | 0 | 0
07.03. | 17 | 0 |  | 0 | 0 | 0 | 0 | 0
07.03. | 18 | 0 |  | 0 | 0 | 0 | 0 | 0
07.03. | 19 | 0 |  | 0 | 0 | 0 | 0 | 0
07.03. | 20 | 0 |  | 0 | 0 | 0 | 0 | 0
07.03. | 21 | 0 |  | 0 | 0 | 0 | 0 | 0
07.03. | 22 | 0 |  | 0 | 0 | 0 | 0 | 0
07.03. | 23 | 0 |  | 0 | 0 | 0 | 0 | 0
07.03. | 24 | 0 |  | 0 | 0 | 0 | 0 | 0
08.03. | 1 | 0 |  | 0 | 0 | 0 | 0 | 0
08.03. | 2 | 0 |  | 0 | 0 | 0 | 0 | 0
08.03. | 3 | 0 |  | 0 | 0 | 0 | 0 | 0
08.03. | 4 | 0 |  | 0 | 0 | 0 | 0 | 0
08.03. | 5 | 0 |  | 0 | 0 | 0 | 0 | 0
08.03. | 6 | 0 |  | 0 | 0 | 0 | 0 | 0
08.03. | 7 | 0 |  | 0 | 0 | 0 | 0 | 0
08.03. | 8 | 0 |  | 0 | 0 | 0 | 0 | 0
08.03. | 9 | 0 |  | 0 | 0 | 0 | 0 | 0
08.03. | 10 | 0 |  | 0 | 0 | 0 | 0 | 0
08.03. | 11 | 0 |  | 0 | 0 | 0 | 0 | 0
08.03. | 12 | 0 |  | 0 | 0 | 0 | 0 | 0
08.03. | 13 | 0 |  | 0 | 0 | 0 | 0 | 0
08.03. | 14 | 0 |  | 0 | 0 | 0 | 0 | 0
08.03. | 15 | 0 |  | 0 | 0 | 0 | 0 | 0
08.03. | 16 | 0 |  | 0 | 0 | 0 | 0 | 0
08.03. | 17 | 0 |  | 0 | 0 | 0 | 0 | 0
08.03. | 18 | 0 |  | 0 | 0 | 0 | 0 | 0
08.03. | 19 | 0 |  | 0 | 0 | 0 | 0 | 0
08.03. | 20 | 0 |  | 0 | 0 | 0 | 0 | 0
08.03. | 21 | 0 |  | 0 | 0 | 0 | 0 | 0
08.03. | 22 | 0 |  | 0 | 0 | 0 | 0 | 0
08.03. | 23 | 0 |  | 0 | 0 | 0 | 0 | 0
08.03. | 24 | 0 |  | 0 | 0 | 0 | 0 | 0
09.03. | 1 | 0 |  | 0 | 0 | 0 | 0 | 0
09.03. | 2 | 0 |  | 0 | 0 | 0 | 0 | 0
09.03. | 3 | 0 |  | 0 | 0 | 0 | 0 | 0
09.03. | 4 | 0 |  | 0 | 0 | 0 | 0 | 0
09.03. | 5 | 0 |  | 0 | 0 | 0 | 0 | 0
09.03. | 6 | 0 |  | 0 | 0 | 0 | 0 | 0
09.03. | 7 | 0 |  | 0 | 0 | 0 | 0 | 0
09.03. | 8 | 0 |  | 0 | 0 | 0 | 0 | 0
09.03. | 9 | 0 |  | 0 | 0 | 0 | 0 | 0
09.03. | 10 | 0 |  | 0 | 0 | 0 | 0 | 0
09.03. | 11 | 0 |  | 0 | 0 | 0 | 0 | 0
09.03. | 12 | 0 |  | 0 | 0 | 0 | 0 | 0
09.03. | 13 | 0 |  | 0 | 0 | 0 | 0 | 0
09.03. | 14 | 0 |  | 0 | 0 | 0 | 0 | 0
09.03. | 15 | 0 |  | 0 | 0 | 0 | 0 | 0
09.03. | 16 | 0 |  | 0 | 0 | 0 | 0 | 0
09.03. | 17 | 0 |  | 0 | 0 | 0 | 0 | 0
09.03. | 18 | 0 |  | 0 | 0 | 0 | 0 | 0
09.03. | 19 | 0 |  | 0 | 0 | 0 | 0 | 0
09.03. | 20 | 0 |  | 0 | 0 | 0 | 0 | 0
09.03. | 21 | 0 |  | 0 | 0 | 0 | 0 | 0
09.03. | 22 | 0 |  | 0 | 0 | 0 | 0 | 0
09.03. | 23 | 0 |  | 0 | 0 | 0 | 0 | 0
09.03. | 24 | 0 |  | 0 | 0 | 0 | 0 | 0
10.03. | 1 | 0 |  | 0 | 0 | 0 | 0 | 0
10.03. | 2 | 0 |  | 0 | 0 | 0 | 0 | 0
10.03. | 3 | 0 |  | 0 | 0 | 0 | 0 | 0
10.03. | 4 | 0 |  | 0 | 0 | 0 | 0 | 0
10.03. | 5 | 0 |  | 0 | 0 | 0 | 0 | 0
10.03. | 6 | 0 |  | 0 | 0 | 0 | 0 | 0
10.03. | 7 | 0 |  | 0 | 0 | 0 | 0 | 0
10.03. | 8 | 0 |  | 0 | 0 | 0 | 0 | 0
10.03. | 9 | 0 |  | 0 | 0 | 0 | 0 | 0
10.03. | 10 | 0 |  | 0 | 0 | 0 | 0 | 0
10.03. | 11 | 0 |  | 0 | 0 | 0 | 0 | 0
10.03. | 12 | 0 |  | 0 | 0 | 0 | 0 | 0
10.03. | 13 | 0 |  | 0 | 0 | 0 | 0 | 0
10.03. | 14 | 0 |  | 0 | 0 | 0 | 0 | 0
10.03. | 15 | 0 |  | 0 | 0 | 0 | 0 | 0
10.03. | 16 | 0 |  | 0 | 0 | 0 | 0 | 0
10.03. | 17 | 0 |  | 0 | 0 | 0 | 0 | 0
10.03. | 18 | 0 |  | 0 | 0 | 0 | 0 | 0
10.03. | 19 | 0 |  | 0 | 0 | 0 | 0 | 0
10.03. | 20 | 0 |  | 0 | 0 | 0 | 0 | 0
10.03. | 21 | 0 |  | 0 | 0 | 0 | 0 | 0
10.03. | 22 | 0 |  | 0 | 0 | 0 | 0 | 0
10.03. | 23 | 0 |  | 0 | 0 | 0 | 0 | 0
10.03. | 24 | 0 |  | 0 | 0 | 0 | 0 | 0
11.03. | 1 | 0 |  | 0 | 0 | 0 | 0 | 0
11.03. | 2 | 0 |  | 0 | 0 | 0 | 0 | 0
11.03. | 3 | 0 |  | 0 | 0 | 0 | 0 | 0
11.03. | 4 | 0 |  | 0 | 0 | 0 | 0 | 0
11.03. | 5 | 0 |  | 0 | 0 | 0 | 0 | 0
11.03. | 6 | 0 |  | 0 | 0 | 0 | 0 | 0
11.03. | 7 | 0 |  | 0 | 0 | 0 | 0 | 0
11.03. | 8 | 0 |  | 0 | 0 | 0 | 0 | 0
11.03. | 9 | 0 |  | 0 | 0 | 0 | 0 | 0
11.03. | 10 | 0 |  | 0 | 0 | 0 | 0 | 0
11.03. | 11 | 0 |  | 0 | 0 | 0 | 0 | 0
11.03. | 12 | 0 |  | 0 | 0 | 0 | 0 | 0
11.03. | 13 | 0 |  | 0 | 0 | 0 | 0 | 0
11.03. | 14 | 0 |  | 0 | 0 | 0 | 0 | 0
11.03. | 15 | 0 |  | 0 | 0 | 0 | 0 | 0
11.03. | 16 | 0 |  | 0 | 0 | 0 | 0 | 0
11.03. | 17 | 0 |  | 0 | 0 | 0 | 0 | 0
11.03. | 18 | 0 |  | 0 | 0 | 0 | 0 | 0
11.03. | 19 | 0 |  | 0 | 0 | 0 | 0 | 0
11.03. | 20 | 0 |  | 0 | 0 | 0 | 0 | 0
11.03. | 21 | 0 |  | 0 | 0 | 0 | 0 | 0
11.03. | 22 | 0 |  | 0 | 0 | 0 | 0 | 0
11.03. | 23 | 0 |  | 0 | 0 | 0 | 0 | 0
11.03. | 24 | 0 |  | 0 | 0 | 0 | 0 | 0
12.03. | 1 | 0 |  | 0 | 0 | 0 | 0 | 0
12.03. | 2 | 0 |  | 0 | 0 | 0 | 0 | 0
12.03. | 3 | 0 |  | 0 | 0 | 0 | 0 | 0
12.03. | 4 | 0 |  | 0 | 0 | 0 | 0 | 0
12.03. | 5 | 0 |  | 0 | 0 | 0 | 0 | 0
12.03. | 6 | 0 |  | 0 | 0 | 0 | 0 | 0
12.03. | 7 | 0 |  | 0 | 0 | 0 | 0 | 0
12.03. | 8 | 0 |  | 0 | 0 | 0 | 0 | 0
12.03. | 9 | 0 |  | 0 | 0 | 0 | 0 | 0
12.03. | 10 | 0 |  | 0 | 0 | 0 | 0 | 0
12.03. | 11 | 0 |  | 0 | 0 | 0 | 0 | 0
12.03. | 12 | 0 |  | 0 | 0 | 0 | 0 | 0
12.03. | 13 | 0 |  | 0 | 0 | 0 | 0 | 0
12.03. | 14 | 0 |  | 0 | 0 | 0 | 0 | 0
12.03. | 15 | 0 |  | 0 | 0 | 0 | 0 | 0
12.03. | 16 | 0 |  | 0 | 0 | 0 | 0 | 0
12.03. | 17 | 0 |  | 0 | 0 | 0 | 0 | 0
12.03. | 18 | 0 |  | 0 | 0 | 0 | 0 | 0
12.03. | 19 | 0 |  | 0 | 0 | 0 | 0 | 0
12.03. | 20 | 0 |  | 0 | 0 | 0 | 0 | 0
12.03. | 21 | 0 |  | 0 | 0 | 0 | 0 | 0
12.03. | 22 | 0 |  | 0 | 0 | 0 | 0 | 0
12.03. | 23 | 0 |  | 0 | 0 | 0 | 0 | 0
12.03. | 24 | 0 |  | 0 | 0 | 0 | 0 | 0
13.03. | 1 | 0 |  | 0 | 0 | 0 | 0 | 0
13.03. | 2 | 0 |  | 0 | 0 | 0 | 0 | 0
13.03. | 3 | 0 |  | 0 | 0 | 0 | 0 | 0
13.03. | 4 | 0 |  | 0 | 0 | 0 | 0 | 0
13.03. | 5 | 0 |  | 0 | 0 | 0 | 0 | 0
13.03. | 6 | 0 |  | 0 | 0 | 0 | 0 | 0
13.03. | 7 | 0 |  | 0 | 0 | 0 | 0 | 0
13.03. | 8 | 0 |  | 0 | 0 | 0 | 0 | 0
13.03. | 9 | 0 |  | 0 | 0 | 0 | 0 | 0
13.03. | 10 | 0 |  | 0 | 0 | 0 | 0 | 0
13.03. | 11 | 0 |  | 0 | 0 | 0 | 0 | 0
13.03. | 12 | 0 |  | 0 | 0 | 0 | 0 | 0
13.03. | 13 | 0 |  | 0 | 0 | 0 | 0 | 0
13.03. | 14 | 0 |  | 0 | 0 | 0 | 0 | 0
13.03. | 15 | 0 |  | 0 | 0 | 0 | 0 | 0
13.03. | 16 | 0 |  | 0 | 0 | 0 | 0 | 0
13.03. | 17 | 0 |  | 0 | 0 | 0 | 0 | 0
13.03. | 18 | 0 |  | 0 | 0 | 0 | 0 | 0
13.03. | 19 | 0 |  | 0 | 0 | 0 | 0 | 0
13.03. | 20 | 0 |  | 0 | 0 | 0 | 0 | 0
13.03. | 21 | 0 |  | 0 | 0 | 0 | 0 | 0
13.03. | 22 | 0 |  | 0 | 0 | 0 | 0 | 0
13.03. | 23 | 0 |  | 0 | 0 | 0 | 0 | 0
13.03. | 24 | 0 |  | 0 | 0 | 0 | 0 | 0
14.03. | 1 | 0 |  | 0 | 0 | 0 | 0 | 0
14.03. | 2 | 0 |  | 0 | 0 | 0 | 0 | 0
14.03. | 3 | 0 |  | 0 | 0 | 0 | 0 | 0
14.03. | 4 | 0 |  | 0 | 0 | 0 | 0 | 0
14.03. | 5 | 0 |  | 0 | 0 | 0 | 0 | 0
14.03. | 6 | 0 |  | 0 | 0 | 0 | 0 | 0
14.03. | 7 | 0 |  | 0 | 0 | 0 | 0 | 0
14.03. | 8 | 0 |  | 0 | 0 | 0 | 0 | 0
14.03. | 9 | 0 |  | 0 | 0 | 0 | 0 | 0
14.03. | 10 | 0 |  | 0 | 0 | 0 | 0 | 0
14.03. | 11 | 0 |  | 0 | 0 | 0 | 0 | 0
14.03. | 12 | 0 |  | 0 | 0 | 0 | 0 | 0
14.03. | 13 | 0 |  | 0 | 0 | 0 | 0 | 0
14.03. | 14 | 0 |  | 0 | 0 | 0 | 0 | 0
14.03. | 15 | 0 |  | 0 | 0 | 0 | 0 | 0
14.03. | 16 | 0 |  | 0 | 0 | 0 | 0 | 0
14.03. | 17 | 0 |  | 0 | 0 | 0 | 0 | 0
14.03. | 18 | 0 |  | 0 | 0 | 0 | 0 | 0
14.03. | 19 | 0 |  | 0 | 0 | 0 | 0 | 0
14.03. | 20 | 0 |  | 0 | 0 | 0 | 0 | 0
14.03. | 21 | 0 |  | 0 | 0 | 0 | 0 | 0
14.03. | 22 | 0 |  | 0 | 0 | 0 | 0 | 0
14.03. | 23 | 0 |  | 0 | 0 | 0 | 0 | 0
14.03. | 24 | 0 |  | 0 | 0 | 0 | 0 | 0
15.03. | 1 | 0 |  | 0 | 0 | 0 | 0 | 0
15.03. | 2 | 0 |  | 0 | 0 | 0 | 0 | 0
15.03. | 3 | 0 |  | 0 | 0 | 0 | 0 | 0
15.03. | 4 | 0 |  | 0 | 0 | 0 | 0 | 0
15.03. | 5 | 0 |  | 0 | 0 | 0 | 0 | 0
15.03. | 6 | 0 |  | 0 | 0 | 0 | 0 | 0
15.03. | 7 | 0 |  | 0 | 0 | 0 | 0 | 0
15.03. | 8 | 0 |  | 0 | 0 | 0 | 0 | 0
15.03. | 9 | 0 |  | 0 | 0 | 0 | 0 | 0
15.03. | 10 | 0 |  | 0 | 0 | 0 | 0 | 0
15.03. | 11 | 0 |  | 0 | 0 | 0 | 0 | 0
15.03. | 12 | 0 |  | 0 | 0 | 0 | 0 | 0
15.03. | 13 | 0 |  | 0 | 0 | 0 | 0 | 0
15.03. | 14 | 0 |  | 0 | 0 | 0 | 0 | 0
15.03. | 15 | 0 |  | 0 | 0 | 0 | 0 | 0
15.03. | 16 | 0 |  | 0 | 0 | 0 | 0 | 0
15.03. | 17 | 0 |  | 0 | 0 | 0 | 0 | 0
15.03. | 18 | 0 |  | 0 | 0 | 0 | 0 | 0
15.03. | 19 | 0 |  | 0 | 0 | 0 | 0 | 0
15.03. | 20 | 0 |  | 0 | 0 | 0 | 0 | 0
15.03. | 21 | 0 |  | 0 | 0 | 0 | 0 | 0
15.03. | 22 | 0 |  | 0 | 0 | 0 | 0 | 0
15.03. | 23 | 0 |  | 0 | 0 | 0 | 0 | 0
15.03. | 24 | 0 |  | 0 | 0 | 0 | 0 | 0
16.03. | 1 | 0 |  | 0 | 0 | 0 | 0 | 0
16.03. | 2 | 0 |  | 0 | 0 | 0 | 0 | 0
16.03. | 3 | 0 |  | 0 | 0 | 0 | 0 | 0
16.03. | 4 | 0 |  | 0 | 0 | 0 | 0 | 0
16.03. | 5 | 0 |  | 0 | 0 | 0 | 0 | 0
16.03. | 6 | 0 |  | 0 | 0 | 0 | 0 | 0
16.03. | 7 | 0 |  | 0 | 0 | 0 | 0 | 0
16.03. | 8 | 0 |  | 0 | 0 | 0 | 0 | 0
16.03. | 9 | 0 |  | 0 | 0 | 0 | 0 | 0
16.03. | 10 | 0 |  | 0 | 0 | 0 | 0 | 0
16.03. | 11 | 0 |  | 0 | 0 | 0 | 0 | 0
16.03. | 12 | 0 |  | 0 | 0 | 0 | 0 | 0
16.03. | 13 | 0 |  | 0 | 0 | 0 | 0 | 0
16.03. | 14 | 0 |  | 0 | 0 | 0 | 0 | 0
16.03. | 15 | 0 |  | 0 | 0 | 0 | 0 | 0
16.03. | 16 | 0 |  | 0 | 0 | 0 | 0 | 0
16.03. | 17 | 0 |  | 0 | 0 | 0 | 0 | 0
16.03. | 18 | 0 |  | 0 | 0 | 0 | 0 | 0
16.03. | 19 | 0 |  | 0 | 0 | 0 | 0 | 0
16.03. | 20 | 0 |  | 0 | 0 | 0 | 0 | 0
16.03. | 21 | 0 |  | 0 | 0 | 0 | 0 | 0
16.03. | 22 | 0 |  | 0 | 0 | 0 | 0 | 0
16.03. | 23 | 0 |  | 0 | 0 | 0 | 0 | 0
16.03. | 24 | 0 |  | 0 | 0 | 0 | 0 | 0
17.03. | 1 | 0 |  | 0 | 0 | 0 | 0 | 0
17.03. | 2 | 0 |  | 0 | 0 | 0 | 0 | 0
17.03. | 3 | 0 |  | 0 | 0 | 0 | 0 | 0
17.03. | 4 | 0 |  | 0 | 0 | 0 | 0 | 0
17.03. | 5 | 0 |  | 0 | 0 | 0 | 0 | 0
17.03. | 6 | 0 |  | 0 | 0 | 0 | 0 | 0
17.03. | 7 | 0 |  | 0 | 0 | 0 | 0 | 0
17.03. | 8 | 0 |  | 0 | 0 | 0 | 0 | 0
17.03. | 9 | 0 |  | 0 | 0 | 0 | 0 | 0
17.03. | 10 | 0 |  | 0 | 0 | 0 | 0 | 0
17.03. | 11 | 0 |  | 0 | 0 | 0 | 0 | 0
17.03. | 12 | 0 |  | 0 | 0 | 0 | 0 | 0
17.03. | 13 | 0 |  | 0 | 0 | 0 | 0 | 0
17.03. | 14 | 0 |  | 0 | 0 | 0 | 0 | 0
17.03. | 15 | 0 |  | 0 | 0 | 0 | 0 | 0
17.03. | 16 | 0 |  | 0 | 0 | 0 | 0 | 0
17.03. | 17 | 0 |  | 0 | 0 | 0 | 0 | 0
17.03. | 18 | 0 |  | 0 | 0 | 0 | 0 | 0
17.03. | 19 | 0 |  | 0 | 0 | 0 | 0 | 0
17.03. | 20 | 0 |  | 0 | 0 | 0 | 0 | 0
17.03. | 21 | 0 |  | 0 | 0 | 0 | 0 | 0
17.03. | 22 | 0 |  | 0 | 0 | 0 | 0 | 0
17.03. | 23 | 0 |  | 0 | 0 | 0 | 0 | 0
17.03. | 24 | 0 |  | 0 | 0 | 0 | 0 | 0
18.03. | 1 | 0 |  | 0 | 0 | 0 | 0 | 0
18.03. | 2 | 0 |  | 0 | 0 | 0 | 0 | 0
18.03. | 3 | 0 |  | 0 | 0 | 0 | 0 | 0
18.03. | 4 | 0 |  | 0 | 0 | 0 | 0 | 0
18.03. | 5 | 0 |  | 0 | 0 | 0 | 0 | 0
18.03. | 6 | 0 |  | 0 | 0 | 0 | 0 | 0
18.03. | 7 | 0 |  | 0 | 0 | 0 | 0 | 0
18.03. | 8 | 0 |  | 0 | 0 | 0 | 0 | 0
18.03. | 9 | 0 |  | 0 | 0 | 0 | 0 | 0
18.03. | 10 | 0 |  | 0 | 0 | 0 | 0 | 0
18.03. | 11 | 0 |  | 0 | 0 | 0 | 0 | 0
18.03. | 12 | 0 |  | 0 | 0 | 0 | 0 | 0
18.03. | 13 | 0 |  | 0 | 0 | 0 | 0 | 0
18.03. | 14 | 0 |  | 0 | 0 | 0 | 0 | 0
18.03. | 15 | 0 |  | 0 | 0 | 0 | 0 | 0
18.03. | 16 | 0 |  | 0 | 0 | 0 | 0 | 0
18.03. | 17 | 0 |  | 0 | 0 | 0 | 0 | 0
18.03. | 18 | 0 |  | 0 | 0 | 0 | 0 | 0
18.03. | 19 | 0 |  | 0 | 0 | 0 | 0 | 0
18.03. | 20 | 0 |  | 0 | 0 | 0 | 0 | 0
18.03. | 21 | 0 |  | 0 | 0 | 0 | 0 | 0
18.03. | 22 | 0 |  | 0 | 0 | 0 | 0 | 0
18.03. | 23 | 0 |  | 0 | 0 | 0 | 0 | 0
18.03. | 24 | 0 |  | 0 | 0 | 0 | 0 | 0
19.03. | 1 | 0 |  | 0 | 0 | 0 | 0 | 0
19.03. | 2 | 0 |  | 0 | 0 | 0 | 0 | 0
19.03. | 3 | 0 |  | 0 | 0 | 0 | 0 | 0
19.03. | 4 | 0 |  | 0 | 0 | 0 | 0 | 0
19.03. | 5 | 0 |  | 0 | 0 | 0 | 0 | 0
19.03. | 6 | 0 |  | 0 | 0 | 0 | 0 | 0
19.03. | 7 | 0 |  | 0 | 0 | 0 | 0 | 0
19.03. | 8 | 0 |  | 0 | 0 | 0 | 0 | 0
19.03. | 9 | 0 |  | 0 | 0 | 0 | 0 | 0
19.03. | 10 | 0 |  | 0 | 0 | 0 | 0 | 0
19.03. | 11 | 0 |  | 0 | 0 | 0 | 0 | 0
19.03. | 12 | 0 |  | 0 | 0 | 0 | 0 | 0
19.03. | 13 | 0 |  | 0 | 0 | 0 | 0 | 0
19.03. | 14 | 0 |  | 0 | 0 | 0 | 0 | 0
19.03. | 15 | 0 |  | 0 | 0 | 0 | 0 | 0
19.03. | 16 | 0 |  | 0 | 0 | 0 | 0 | 0
19.03. | 17 | 0 |  | 0 | 0 | 0 | 0 | 0
19.03. | 18 | 0 |  | 0 | 0 | 0 | 0 | 0
19.03. | 19 | 0 |  | 0 | 0 | 0 | 0 | 0
19.03. | 20 | 0 |  | 0 | 0 | 0 | 0 | 0
19.03. | 21 | 0 |  | 0 | 0 | 0 | 0 | 0
19.03. | 22 | 0 |  | 0 | 0 | 0 | 0 | 0
19.03. | 23 | 0 |  | 0 | 0 | 0 | 0 | 0
19.03. | 24 | 0 |  | 0 | 0 | 0 | 0 | 0
20.03. | 1 | 0 |  | 0 | 0 | 0 | 0 | 0
20.03. | 2 | 0 |  | 0 | 0 | 0 | 0 | 0
20.03. | 3 | 0 |  | 0 | 0 | 0 | 0 | 0
20.03. | 4 | 0 |  | 0 | 0 | 0 | 0 | 0
20.03. | 5 | 0 |  | 0 | 0 | 0 | 0 | 0
20.03. | 6 | 0 |  | 0 | 0 | 0 | 0 | 0
20.03. | 7 | 0 |  | 0 | 0 | 0 | 0 | 0
20.03. | 8 | 0 |  | 0 | 0 | 0 | 0 | 0
20.03. | 9 | 0 |  | 0 | 0 | 0 | 0 | 0
20.03. | 10 | 0 |  | 0 | 0 | 0 | 0 | 0
20.03. | 11 | 0 |  | 0 | 0 | 0 | 0 | 0
20.03. | 12 | 0 |  | 0 | 0 | 0 | 0 | 0
20.03. | 13 | 0 |  | 0 | 0 | 0 | 0 | 0
20.03. | 14 | 0 |  | 0 | 0 | 0 | 0 | 0
20.03. | 15 | 0 |  | 0 | 0 | 0 | 0 | 0
20.03. | 16 | 0 |  | 0 | 0 | 0 | 0 | 0
20.03. | 17 | 0 |  | 0 | 0 | 0 | 0 | 0
20.03. | 18 | 0 |  | 0 | 0 | 0 | 0 | 0
20.03. | 19 | 0 |  | 0 | 0 | 0 | 0 | 0
20.03. | 20 | 0 |  | 0 | 0 | 0 | 0 | 0
20.03. | 21 | 0 |  | 0 | 0 | 0 | 0 | 0
20.03. | 22 | 0 |  | 0 | 0 | 0 | 0 | 0
20.03. | 23 | 0 |  | 0 | 0 | 0 | 0 | 0
20.03. | 24 | 0 |  | 0 | 0 | 0 | 0 | 0
21.03. | 1 | 0 |  | 0 | 0 | 0 | 0 | 0
21.03. | 2 | 0 |  | 0 | 0 | 0 | 0 | 0
21.03. | 3 | 0 |  | 0 | 0 | 0 | 0 | 0
21.03. | 4 | 0 |  | 0 | 0 | 0 | 0 | 0
21.03. | 5 | 0 |  | 0 | 0 | 0 | 0 | 0
21.03. | 6 | 0 |  | 0 | 0 | 0 | 0 | 0
21.03. | 7 | 0 |  | 0 | 0 | 0 | 0 | 0
21.03. | 8 | 0 |  | 0 | 0 | 0 | 0 | 0
21.03. | 9 | 0 |  | 0 | 0 | 0 | 0 | 0
21.03. | 10 | 0 |  | 0 | 0 | 0 | 0 | 0
21.03. | 11 | 0 |  | 0 | 0 | 0 | 0 | 0
21.03. | 12 | 0 |  | 0 | 0 | 0 | 0 | 0
21.03. | 13 | 0 |  | 0 | 0 | 0 | 0 | 0
21.03. | 14 | 0 |  | 0 | 0 | 0 | 0 | 0
21.03. | 15 | 0 |  | 0 | 0 | 0 | 0 | 0
21.03. | 16 | 0 |  | 0 | 0 | 0 | 0 | 0
21.03. | 17 | 0 |  | 0 | 0 | 0 | 0 | 0
21.03. | 18 | 0 |  | 0 | 0 | 0 | 0 | 0
21.03. | 19 | 0 |  | 0 | 0 | 0 | 0 | 0
21.03. | 20 | 0 |  | 0 | 0 | 0 | 0 | 0
21.03. | 21 | 0 |  | 0 | 0 | 0 | 0 | 0
21.03. | 22 | 0 |  | 0 | 0 | 0 | 0 | 0
21.03. | 23 | 0 |  | 0 | 0 | 0 | 0 | 0
21.03. | 24 | 0 |  | 0 | 0 | 0 | 0 | 0
22.03. | 1 | 0 |  | 0 | 0 | 0 | 0 | 0
22.03. | 2 | 0 |  | 0 | 0 | 0 | 0 | 0
22.03. | 3 | 0 |  | 0 | 0 | 0 | 0 | 0
22.03. | 4 | 0 |  | 0 | 0 | 0 | 0 | 0
22.03. | 5 | 0 |  | 0 | 0 | 0 | 0 | 0
22.03. | 6 | 0 |  | 0 | 0 | 0 | 0 | 0
22.03. | 7 | 0 |  | 0 | 0 | 0 | 0 | 0
22.03. | 8 | 0 |  | 0 | 0 | 0 | 0 | 0
22.03. | 9 | 0 |  | 0 | 0 | 0 | 0 | 0
22.03. | 10 | 0 |  | 0 | 0 | 0 | 0 | 0
22.03. | 11 | 0 |  | 0 | 0 | 0 | 0 | 0
22.03. | 12 | 0 |  | 0 | 0 | 0 | 0 | 0
22.03. | 13 | 0 |  | 0 | 0 | 0 | 0 | 0
22.03. | 14 | 0 |  | 0 | 0 | 0 | 0 | 0
22.03. | 15 | 0 |  | 0 | 0 | 0 | 0 | 0
22.03. | 16 | 0 |  | 0 | 0 | 0 | 0 | 0
22.03. | 17 | 0 |  | 0 | 0 | 0 | 0 | 0
22.03. | 18 | 0 |  | 0 | 0 | 0 | 0 | 0
22.03. | 19 | 0 |  | 0 | 0 | 0 | 0 | 0
22.03. | 20 | 0 |  | 0 | 0 | 0 | 0 | 0
22.03. | 21 | 0 |  | 0 | 0 | 0 | 0 | 0
22.03. | 22 | 0 |  | 0 | 0 | 0 | 0 | 0
22.03. | 23 | 0 |  | 0 | 0 | 0 | 0 | 0
22.03. | 24 | 0 |  | 0 | 0 | 0 | 0 | 0
23.03. | 1 | 0 |  | 0 | 0 | 0 | 0 | 0
23.03. | 2 | 0 |  | 0 | 0 | 0 | 0 | 0
23.03. | 3 | 0 |  | 0 | 0 | 0 | 0 | 0
23.03. | 4 | 0 |  | 0 | 0 | 0 | 0 | 0
23.03. | 5 | 0 |  | 0 | 0 | 0 | 0 | 0
23.03. | 6 | 0 |  | 0 | 0 | 0 | 0 | 0
23.03. | 7 | 0 |  | 0 | 0 | 0 | 0 | 0
23.03. | 8 | 0 |  | 0 | 0 | 0 | 0 | 0
23.03. | 9 | 0 |  | 0 | 0 | 0 | 0 | 0
23.03. | 10 | 0 |  | 0 | 0 | 0 | 0 | 0
23.03. | 11 | 0 |  | 0 | 0 | 0 | 0 | 0
23.03. | 12 | 0 |  | 0 | 0 | 0 | 0 | 0
23.03. | 13 | 0 |  | 0 | 0 | 0 | 0 | 0
23.03. | 14 | 0 |  | 0 | 0 | 0 | 0 | 0
23.03. | 15 | 0 |  | 0 | 0 | 0 | 0 | 0
23.03. | 16 | 0 |  | 0 | 0 | 0 | 0 | 0
23.03. | 17 | 0 |  | 0 | 0 | 0 | 0 | 0
23.03. | 18 | 0 |  | 0 | 0 | 0 | 0 | 0
23.03. | 19 | 0 |  | 0 | 0 | 0 | 0 | 0
23.03. | 20 | 0 |  | 0 | 0 | 0 | 0 | 0
23.03. | 21 | 0 |  | 0 | 0 | 0 | 0 | 0
23.03. | 22 | 0 |  | 0 | 0 | 0 | 0 | 0
23.03. | 23 | 0 |  | 0 | 0 | 0 | 0 | 0
23.03. | 24 | 0 |  | 0 | 0 | 0 | 0 | 0
24.03. | 1 | 0 |  | 0 | 0 | 0 | 0 | 0
24.03. | 2 | 0 |  | 0 | 0 | 0 | 0 | 0
24.03. | 3 | 0 |  | 0 | 0 | 0 | 0 | 0
24.03. | 4 | 0 |  | 0 | 0 | 0 | 0 | 0
24.03. | 5 | 0 |  | 0 | 0 | 0 | 0 | 0
24.03. | 6 | 0 |  | 0 | 0 | 0 | 0 | 0
24.03. | 7 | 0 |  | 0 | 0 | 0 | 0 | 0
24.03. | 8 | 0 |  | 0 | 0 | 0 | 0 | 0
24.03. | 9 | 0 |  | 0 | 0 | 0 | 0 | 0
24.03. | 10 | 0 |  | 0 | 0 | 0 | 0 | 0
24.03. | 11 | 0 |  | 0 | 0 | 0 | 0 | 0
24.03. | 12 | 0 |  | 0 | 0 | 0 | 0 | 0
24.03. | 13 | 0 |  | 0 | 0 | 0 | 0 | 0
24.03. | 14 | 0 |  | 0 | 0 | 0 | 0 | 0
24.03. | 15 | 0 |  | 0 | 0 | 0 | 0 | 0
24.03. | 16 | 0 |  | 0 | 0 | 0 | 0 | 0
24.03. | 17 | 0 |  | 0 | 0 | 0 | 0 | 0
24.03. | 18 | 0 |  | 0 | 0 | 0 | 0 | 0
24.03. | 19 | 0 |  | 0 | 0 | 0 | 0 | 0
24.03. | 20 | 0 |  | 0 | 0 | 0 | 0 | 0
24.03. | 21 | 0 |  | 0 | 0 | 0 | 0 | 0
24.03. | 22 | 0 |  | 0 | 0 | 0 | 0 | 0
24.03. | 23 | 0 |  | 0 | 0 | 0 | 0 | 0
24.03. | 24 | 0 |  | 0 | 0 | 0 | 0 | 0
25.03. | 1 | 0 |  | 0 | 0 | 0 | 0 | 0
25.03. | 2 | 0 |  | 0 | 0 | 0 | 0 | 0
25.03. | 3 | 0 |  | 0 | 0 | 0 | 0 | 0
25.03. | 4 | 0 |  | 0 | 0 | 0 | 0 | 0
25.03. | 5 | 0 |  | 0 | 0 | 0 | 0 | 0
25.03. | 6 | 0 |  | 0 | 0 | 0 | 0 | 0
25.03. | 7 | 0 |  | 0 | 0 | 0 | 0 | 0
25.03. | 8 | 0 |  | 0 | 0 | 0 | 0 | 0
25.03. | 9 | 0 |  | 0 | 0 | 0 | 0 | 0
25.03. | 10 | 0 |  | 0 | 0 | 0 | 0 | 0
25.03. | 11 | 0 |  | 0 | 0 | 0 | 0 | 0
25.03. | 12 | 0 |  | 0 | 0 | 0 | 0 | 0
25.03. | 13 | 0 |  | 0 | 0 | 0 | 0 | 0
25.03. | 14 | 0 |  | 0 | 0 | 0 | 0 | 0
25.03. | 15 | 0 |  | 0 | 0 | 0 | 0 | 0
25.03. | 16 | 0 |  | 0 | 0 | 0 | 0 | 0
25.03. | 17 | 0 |  | 0 | 0 | 0 | 0 | 0
25.03. | 18 | 0 |  | 0 | 0 | 0 | 0 | 0
25.03. | 19 | 0 |  | 0 | 0 | 0 | 0 | 0
25.03. | 20 | 0 |  | 0 | 0 | 0 | 0 | 0
25.03. | 21 | 0 |  | 0 | 0 | 0 | 0 | 0
25.03. | 22 | 0 |  | 0 | 0 | 0 | 0 | 0
25.03. | 23 | 0 |  | 0 | 0 | 0 | 0 | 0
25.03. | 24 | 0 |  | 0 | 0 | 0 | 0 | 0
26.03. | 1 | 0 |  | 0 | 0 | 0 | 0 | 0
26.03. | 2 | 0 |  | 0 | 0 | 0 | 0 | 0
26.03. | 3 | 0 |  | 0 | 0 | 0 | 0 | 0
26.03. | 4 | 0 |  | 0 | 0 | 0 | 0 | 0
26.03. | 5 | 0 |  | 0 | 0 | 0 | 0 | 0
26.03. | 6 | 0 |  | 0 | 0 | 0 | 0 | 0
26.03. | 7 | 0 |  | 0 | 0 | 0 | 0 | 0
26.03. | 8 | 0 |  | 0 | 0 | 0 | 0 | 0
26.03. | 9 | 0 |  | 0 | 0 | 0 | 0 | 0
26.03. | 10 | 0 |  | 0 | 0 | 0 | 0 | 0
26.03. | 11 | 0 |  | 0 | 0 | 0 | 0 | 0
26.03. | 12 | 0 |  | 0 | 0 | 0 | 0 | 0
26.03. | 13 | 0 |  | 0 | 0 | 0 | 0 | 0
26.03. | 14 | 0 |  | 0 | 0 | 0 | 0 | 0
26.03. | 15 | 0 |  | 0 | 0 | 0 | 0 | 0
26.03. | 16 | 0 |  | 0 | 0 | 0 | 0 | 0
26.03. | 17 | 0 |  | 0 | 0 | 0 | 0 | 0
26.03. | 18 | 0 |  | 0 | 0 | 0 | 0 | 0
26.03. | 19 | 0 |  | 0 | 0 | 0 | 0 | 0
26.03. | 20 | 0 |  | 0 | 0 | 0 | 0 | 0
26.03. | 21 | 0 |  | 0 | 0 | 0 | 0 | 0
26.03. | 22 | 0 |  | 0 | 0 | 0 | 0 | 0
26.03. | 23 | 0 |  | 0 | 0 | 0 | 0 | 0
26.03. | 24 | 0 |  | 0 | 0 | 0 | 0 | 0
27.03. | 1 | 0 |  | 0 | 0 | 0 | 0 | 0
27.03. | 2 | 0 |  | 0 | 0 | 0 | 0 | 0
27.03. | 3 | 0 |  | 0 | 0 | 0 | 0 | 0
27.03. | 4 | 0 |  | 0 | 0 | 0 | 0 | 0
27.03. | 5 | 0 |  | 0 | 0 | 0 | 0 | 0
27.03. | 6 | 0 |  | 0 | 0 | 0 | 0 | 0
27.03. | 7 | 0 |  | 0 | 0 | 0 | 0 | 0
27.03. | 8 | 0 |  | 0 | 0 | 0 | 0 | 0
27.03. | 9 | 0 |  | 0 | 0 | 0 | 0 | 0
27.03. | 10 | 0 |  | 0 | 0 | 0 | 0 | 0
27.03. | 11 | 0 |  | 0 | 0 | 0 | 0 | 0
27.03. | 12 | 0 |  | 0 | 0 | 0 | 0 | 0
27.03. | 13 | 0 |  | 0 | 0 | 0 | 0 | 0
27.03. | 14 | 0 |  | 0 | 0 | 0 | 0 | 0
27.03. | 15 | 0 |  | 0 | 0 | 0 | 0 | 0
27.03. | 16 | 0 |  | 0 | 0 | 0 | 0 | 0
27.03. | 17 | 0 |  | 0 | 0 | 0 | 0 | 0
27.03. | 18 | 0 |  | 0 | 0 | 0 | 0 | 0
27.03. | 19 | 0 |  | 0 | 0 | 0 | 0 | 0
27.03. | 20 | 0 |  | 0 | 0 | 0 | 0 | 0
27.03. | 21 | 0 |  | 0 | 0 | 0 | 0 | 0
27.03. | 22 | 0 |  | 0 | 0 | 0 | 0 | 0
27.03. | 23 | 0 |  | 0 | 0 | 0 | 0 | 0
27.03. | 24 | 0 |  | 0 | 0 | 0 | 0 | 0
28.03. | 1 | 0 |  | 0 | 0 | 0 | 0 | 0
28.03. | 2 | 0 |  | 0 | 0 | 0 | 0 | 0
28.03. | 3 | 0 |  | 0 | 0 | 0 | 0 | 0
28.03. | 4 | 0 |  | 0 | 0 | 0 | 0 | 0
28.03. | 5 | 0 |  | 0 | 0 | 0 | 0 | 0
28.03. | 6 | 0 |  | 0 | 0 | 0 | 0 | 0
28.03. | 7 | 0 |  | 0 | 0 | 0 | 0 | 0
28.03. | 8 | 0 |  | 0 | 0 | 0 | 0 | 0
28.03. | 9 | 0 |  | 0 | 0 | 0 | 0 | 0
28.03. | 10 | 0 |  | 0 | 0 | 0 | 0 | 0
28.03. | 11 | 0 |  | 0 | 0 | 0 | 0 | 0
28.03. | 12 | 0 |  | 0 | 0 | 0 | 0 | 0
28.03. | 13 | 0 |  | 0 | 0 | 0 | 0 | 0
28.03. | 14 | 0 |  | 0 | 0 | 0 | 0 | 0
28.03. | 15 | 0 |  | 0 | 0 | 0 | 0 | 0
28.03. | 16 | 0 |  | 0 | 0 | 0 | 0 | 0
28.03. | 17 | 0 |  | 0 | 0 | 0 | 0 | 0
28.03. | 18 | 0 |  | 0 | 0 | 0 | 0 | 0
28.03. | 19 | 0 |  | 0 | 0 | 0 | 0 | 0
28.03. | 20 | 0 |  | 0 | 0 | 0 | 0 | 0
28.03. | 21 | 0 |  | 0 | 0 | 0 | 0 | 0
28.03. | 22 | 0 |  | 0 | 0 | 0 | 0 | 0
28.03. | 23 | 0 |  | 0 | 0 | 0 | 0 | 0
28.03. | 24 | 0 |  | 0 | 0 | 0 | 0 | 0
29.03. | 1 | 0 |  | 0 | 0 | 0 | 0 | 0
29.03. | 2 | 0 |  | 0 | 0 | 0 | 0 | 0
29.03. | 3 | 0 |  | 0 | 0 | 0 | 0 | 0
29.03. | 4 | 0 |  | 0 | 0 | 0 | 0 | 0
29.03. | 5 | 0 |  | 0 | 0 | 0 | 0 | 0
29.03. | 6 | 0 |  | 0 | 0 | 0 | 0 | 0
29.03. | 7 | 0 |  | 0 | 0 | 0 | 0 | 0
29.03. | 8 | 0 |  | 0 | 0 | 0 | 0 | 0
29.03. | 9 | 0 |  | 0 | 0 | 0 | 0 | 0
29.03. | 10 | 0 |  | 0 | 0 | 0 | 0 | 0
29.03. | 11 | 0 |  | 0 | 0 | 0 | 0 | 0
29.03. | 12 | 0 |  | 0 | 0 | 0 | 0 | 0
29.03. | 13 | 0 |  | 0 | 0 | 0 | 0 | 0
29.03. | 14 | 0 |  | 0 | 0 | 0 | 0 | 0
29.03. | 15 | 0 |  | 0 | 0 | 0 | 0 | 0
29.03. | 16 | 0 |  | 0 | 0 | 0 | 0 | 0
29.03. | 17 | 0 |  | 0 | 0 | 0 | 0 | 0
29.03. | 18 | 0 |  | 0 | 0 | 0 | 0 | 0
29.03. | 19 | 0 |  | 0 | 0 | 0 | 0 | 0
29.03. | 20 | 0 |  | 0 | 0 | 0 | 0 | 0
29.03. | 21 | 0 |  | 0 | 0 | 0 | 0 | 0
29.03. | 22 | 0 |  | 0 | 0 | 0 | 0 | 0
29.03. | 23 | 0 |  | 0 | 0 | 0 | 0 | 0
29.03. | 24 | 0 |  | 0 | 0 | 0 | 0 | 0
30.03. | 1 | 0 |  | 0 | 0 | 0 | 0 | 0
30.03. | 2 | 0 |  | 0 | 0 | 0 | 0 | 0
30.03. | 3 | 0 |  | 0 | 0 | 0 | 0 | 0
30.03. | 4 | 0 |  | 0 | 0 | 0 | 0 | 0
30.03. | 5 | 0 |  | 0 | 0 | 0 | 0 | 0
30.03. | 6 | 0 |  | 0 | 0 | 0 | 0 | 0
30.03. | 7 | 0 |  | 0 | 0 | 0 | 0 | 0
30.03. | 8 | 0 |  | 0 | 0 | 0 | 0 | 0
30.03. | 9 | 0 |  | 0 | 0 | 0 | 0 | 0
30.03. | 10 | 0 |  | 0 | 0 | 0 | 0 | 0
30.03. | 11 | 0 |  | 0 | 0 | 0 | 0 | 0
30.03. | 12 | 0 |  | 0 | 0 | 0 | 0 | 0
30.03. | 13 | 0 |  | 0 | 0 | 0 | 0 | 0
30.03. | 14 | 0 |  | 0 | 0 | 0 | 0 | 0
30.03. | 15 | 0 |  | 0 | 0 | 0 | 0 | 0
30.03. | 16 | 0 |  | 0 | 0 | 0 | 0 | 0
30.03. | 17 | 0 |  | 0 | 0 | 0 | 0 | 0
30.03. | 18 | 0 |  | 0 | 0 | 0 | 0 | 0
30.03. | 19 | 0 |  | 0 | 0 | 0 | 0 | 0
30.03. | 20 | 0 |  | 0 | 0 | 0 | 0 | 0
30.03. | 21 | 0 |  | 0 | 0 | 0 | 0 | 0
30.03. | 22 | 0 |  | 0 | 0 | 0 | 0 | 0
30.03. | 23 | 0 |  | 0 | 0 | 0 | 0 | 0
30.03. | 24 | 0 |  | 0 | 0 | 0 | 0 | 0
31.03. | 1 | 0 |  | 0 | 0 | 0 | 0 | 0
31.03. | 2 | 0 |  | 0 | 0 | 0 | 0 | 0
31.03. | 3 | 0 |  | 0 | 0 | 0 | 0 | 0
31.03. | 4 | 0 |  | 0 | 0 | 0 | 0 | 0
31.03. | 5 | 0 |  | 0 | 0 | 0 | 0 | 0
31.03. | 6 | 0 |  | 0 | 0 | 0 | 0 | 0
31.03. | 7 | 0 |  | 0 | 0 | 0 | 0 | 0
31.03. | 8 | 0 |  | 0 | 0 | 0 | 0 | 0
31.03. | 9 | 0 |  | 0 | 0 | 0 | 0 | 0
31.03. | 10 | 0 |  | 0 | 0 | 0 | 0 | 0
31.03. | 11 | 0 |  | 0 | 0 | 0 | 0 | 0
31.03. | 12 | 0 |  | 0 | 0 | 0 | 0 | 0
31.03. | 13 | 0 |  | 0 | 0 | 0 | 0 | 0
31.03. | 14 | 0 |  | 0 | 0 | 0 | 0 | 0
31.03. | 15 | 0 |  | 0 | 0 | 0 | 0 | 0
31.03. | 16 | 0 |  | 0 | 0 | 0 | 0 | 0
31.03. | 17 | 0 |  | 0 | 0 | 0 | 0 | 0
31.03. | 18 | 0 |  | 0 | 0 | 0 | 0 | 0
31.03. | 19 | 0 |  | 0 | 0 | 0 | 0 | 0
31.03. | 20 | 0 |  | 0 | 0 | 0 | 0 | 0
31.03. | 21 | 0 |  | 0 | 0 | 0 | 0 | 0
31.03. | 22 | 0 |  | 0 | 0 | 0 | 0 | 0
31.03. | 23 | 0 |  | 0 | 0 | 0 | 0 | 0
31.03. | 24 | 0 |  | 0 | 0 | 0 | 0 | 0
01.04. | 1 | 0 |  | 0 | 0 | 0 | 0 | 0
01.04. | 2 | 0 |  | 0 | 0 | 0 | 0 | 0
01.04. | 3 | 0 |  | 0 | 0 | 0 | 0 | 0
01.04. | 4 | 0 |  | 0 | 0 | 0 | 0 | 0
01.04. | 5 | 0 |  | 0 | 0 | 0 | 0 | 0
01.04. | 6 | 0 |  | 0 | 0 | 0 | 0 | 0
01.04. | 7 | 0 |  | 0 | 0 | 0 | 0 | 0
01.04. | 8 | 0 |  | 0 | 0 | 0 | 0 | 0
01.04. | 9 | 0 |  | 0 | 0 | 0 | 0 | 0
01.04. | 10 | 0 |  | 0 | 0 | 0 | 0 | 0
01.04. | 11 | 0 |  | 0 | 0 | 0 | 0 | 0
01.04. | 12 | 0 |  | 0 | 0 | 0 | 0 | 0
01.04. | 13 | 0 |  | 0 | 0 | 0 | 0 | 0
01.04. | 14 | 0 |  | 0 | 0 | 0 | 0 | 0
01.04. | 15 | 0 |  | 0 | 0 | 0 | 0 | 0
01.04. | 16 | 0 |  | 0 | 0 | 0 | 0 | 0
01.04. | 17 | 0 |  | 0 | 0 | 0 | 0 | 0
01.04. | 18 | 0 |  | 0 | 0 | 0 | 0 | 0
01.04. | 19 | 0 |  | 0 | 0 | 0 | 0 | 0
01.04. | 20 | 0 |  | 0 | 0 | 0 | 0 | 0
01.04. | 21 | 0 |  | 0 | 0 | 0 | 0 | 0
01.04. | 22 | 0 |  | 0 | 0 | 0 | 0 | 0
01.04. | 23 | 0 |  | 0 | 0 | 0 | 0 | 0
01.04. | 24 | 0 |  | 0 | 0 | 0 | 0 | 0
02.04. | 1 | 0 |  | 0 | 0 | 0 | 0 | 0
02.04. | 2 | 0 |  | 0 | 0 | 0 | 0 | 0
02.04. | 3 | 0 |  | 0 | 0 | 0 | 0 | 0
02.04. | 4 | 0 |  | 0 | 0 | 0 | 0 | 0
02.04. | 5 | 0 |  | 0 | 0 | 0 | 0 | 0
02.04. | 6 | 0 |  | 0 | 0 | 0 | 0 | 0
02.04. | 7 | 0 |  | 0 | 0 | 0 | 0 | 0
02.04. | 8 | 0 |  | 0 | 0 | 0 | 0 | 0
02.04. | 9 | 0 |  | 0 | 0 | 0 | 0 | 0
02.04. | 10 | 0 |  | 0 | 0 | 0 | 0 | 0
02.04. | 11 | 0 |  | 0 | 0 | 0 | 0 | 0
02.04. | 12 | 0 |  | 0 | 0 | 0 | 0 | 0
02.04. | 13 | 0 |  | 0 | 0 | 0 | 0 | 0
02.04. | 14 | 0 |  | 0 | 0 | 0 | 0 | 0
02.04. | 15 | 0 |  | 0 | 0 | 0 | 0 | 0
02.04. | 16 | 0 |  | 0 | 0 | 0 | 0 | 0
02.04. | 17 | 0 |  | 0 | 0 | 0 | 0 | 0
02.04. | 18 | 0 |  | 0 | 0 | 0 | 0 | 0
02.04. | 19 | 0 |  | 0 | 0 | 0 | 0 | 0
02.04. | 20 | 0 |  | 0 | 0 | 0 | 0 | 0
02.04. | 21 | 0 |  | 0 | 0 | 0 | 0 | 0
02.04. | 22 | 0 |  | 0 | 0 | 0 | 0 | 0
02.04. | 23 | 0 |  | 0 | 0 | 0 | 0 | 0
02.04. | 24 | 0 |  | 0 | 0 | 0 | 0 | 0
03.04. | 1 | 0 |  | 0 | 0 | 0 | 0 | 0
03.04. | 2 | 0 |  | 0 | 0 | 0 | 0 | 0
03.04. | 3 | 0 |  | 0 | 0 | 0 | 0 | 0
03.04. | 4 | 0 |  | 0 | 0 | 0 | 0 | 0
03.04. | 5 | 0 |  | 0 | 0 | 0 | 0 | 0
03.04. | 6 | 0 |  | 0 | 0 | 0 | 0 | 0
03.04. | 7 | 0 |  | 0 | 0 | 0 | 0 | 0
03.04. | 8 | 0 |  | 0 | 0 | 0 | 0 | 0
03.04. | 9 | 0 |  | 0 | 0 | 0 | 0 | 0
03.04. | 10 | 0 |  | 0 | 0 | 0 | 0 | 0
03.04. | 11 | 0 |  | 0 | 0 | 0 | 0 | 0
03.04. | 12 | 0 |  | 0 | 0 | 0 | 0 | 0
03.04. | 13 | 0 |  | 0 | 0 | 0 | 0 | 0
03.04. | 14 | 0 |  | 0 | 0 | 0 | 0 | 0
03.04. | 15 | 0 |  | 0 | 0 | 0 | 0 | 0
03.04. | 16 | 0 |  | 0 | 0 | 0 | 0 | 0
03.04. | 17 | 0 |  | 0 | 0 | 0 | 0 | 0
03.04. | 18 | 0 |  | 0 | 0 | 0 | 0 | 0
03.04. | 19 | 0 |  | 0 | 0 | 0 | 0 | 0
03.04. | 20 | 0 |  | 0 | 0 | 0 | 0 | 0
03.04. | 21 | 0 |  | 0 | 0 | 0 | 0 | 0
03.04. | 22 | 0 |  | 0 | 0 | 0 | 0 | 0
03.04. | 23 | 0 |  | 0 | 0 | 0 | 0 | 0
03.04. | 24 | 0 |  | 0 | 0 | 0 | 0 | 0
04.04. | 1 | 0 |  | 0 | 0 | 0 | 0 | 0
04.04. | 2 | 0 |  | 0 | 0 | 0 | 0 | 0
04.04. | 3 | 0 |  | 0 | 0 | 0 | 0 | 0
04.04. | 4 | 0 |  | 0 | 0 | 0 | 0 | 0
04.04. | 5 | 0 |  | 0 | 0 | 0 | 0 | 0
04.04. | 6 | 0 |  | 0 | 0 | 0 | 0 | 0
04.04. | 7 | 0 |  | 0 | 0 | 0 | 0 | 0
04.04. | 8 | 0 |  | 0 | 0 | 0 | 0 | 0
04.04. | 9 | 0 |  | 0 | 0 | 0 | 0 | 0
04.04. | 10 | 0 |  | 0 | 0 | 0 | 0 | 0
04.04. | 11 | 0 |  | 0 | 0 | 0 | 0 | 0
04.04. | 12 | 0 |  | 0 | 0 | 0 | 0 | 0
04.04. | 13 | 0 |  | 0 | 0 | 0 | 0 | 0
04.04. | 14 | 0 |  | 0 | 0 | 0 | 0 | 0
04.04. | 15 | 0 |  | 0 | 0 | 0 | 0 | 0
04.04. | 16 | 0 |  | 0 | 0 | 0 | 0 | 0
04.04. | 17 | 0 |  | 0 | 0 | 0 | 0 | 0
04.04. | 18 | 0 |  | 0 | 0 | 0 | 0 | 0
04.04. | 19 | 0 |  | 0 | 0 | 0 | 0 | 0
04.04. | 20 | 0 |  | 0 | 0 | 0 | 0 | 0
04.04. | 21 | 0 |  | 0 | 0 | 0 | 0 | 0
04.04. | 22 | 0 |  | 0 | 0 | 0 | 0 | 0
04.04. | 23 | 0 |  | 0 | 0 | 0 | 0 | 0
04.04. | 24 | 0 |  | 0 | 0 | 0 | 0 | 0
05.04. | 1 | 0 |  | 0 | 0 | 0 | 0 | 0
05.04. | 2 | 0 |  | 0 | 0 | 0 | 0 | 0
05.04. | 3 | 0 |  | 0 | 0 | 0 | 0 | 0
05.04. | 4 | 0 |  | 0 | 0 | 0 | 0 | 0
05.04. | 5 | 0 |  | 0 | 0 | 0 | 0 | 0
05.04. | 6 | 0 |  | 0 | 0 | 0 | 0 | 0
05.04. | 7 | 0 |  | 0 | 0 | 0 | 0 | 0
05.04. | 8 | 0 |  | 0 | 0 | 0 | 0 | 0
05.04. | 9 | 0 |  | 0 | 0 | 0 | 0 | 0
05.04. | 10 | 0 |  | 0 | 0 | 0 | 0 | 0
05.04. | 11 | 0 |  | 0 | 0 | 0 | 0 | 0
05.04. | 12 | 0 |  | 0 | 0 | 0 | 0 | 0
05.04. | 13 | 0 |  | 0 | 0 | 0 | 0 | 0
05.04. | 14 | 0 |  | 0 | 0 | 0 | 0 | 0
05.04. | 15 | 0 |  | 0 | 0 | 0 | 0 | 0
05.04. | 16 | 0 |  | 0 | 0 | 0 | 0 | 0
05.04. | 17 | 0 |  | 0 | 0 | 0 | 0 | 0
05.04. | 18 | 0 |  | 0 | 0 | 0 | 0 | 0
05.04. | 19 | 0 |  | 0 | 0 | 0 | 0 | 0
05.04. | 20 | 0 |  | 0 | 0 | 0 | 0 | 0
05.04. | 21 | 0 |  | 0 | 0 | 0 | 0 | 0
05.04. | 22 | 0 |  | 0 | 0 | 0 | 0 | 0
05.04. | 23 | 0 |  | 0 | 0 | 0 | 0 | 0
05.04. | 24 | 0 |  | 0 | 0 | 0 | 0 | 0
06.04. | 1 | 0 |  | 0 | 0 | 0 | 0 | 0
06.04. | 2 | 0 |  | 0 | 0 | 0 | 0 | 0
06.04. | 3 | 0 |  | 0 | 0 | 0 | 0 | 0
06.04. | 4 | 0 |  | 0 | 0 | 0 | 0 | 0
06.04. | 5 | 0 |  | 0 | 0 | 0 | 0 | 0
06.04. | 6 | 0 |  | 0 | 0 | 0 | 0 | 0
06.04. | 7 | 0 |  | 0 | 0 | 0 | 0 | 0
06.04. | 8 | 0 |  | 0 | 0 | 0 | 0 | 0
06.04. | 9 | 0 |  | 0 | 0 | 0 | 0 | 0
06.04. | 10 | 0 |  | 0 | 0 | 0 | 0 | 0
06.04. | 11 | 0 |  | 0 | 0 | 0 | 0 | 0
06.04. | 12 | 0 |  | 0 | 0 | 0 | 0 | 0
06.04. | 13 | 0 |  | 0 | 0 | 0 | 0 | 0
06.04. | 14 | 0 |  | 0 | 0 | 0 | 0 | 0
06.04. | 15 | 0 |  | 0 | 0 | 0 | 0 | 0
06.04. | 16 | 0 |  | 0 | 0 | 0 | 0 | 0
06.04. | 17 | 0 |  | 0 | 0 | 0 | 0 | 0
06.04. | 18 | 0 |  | 0 | 0 | 0 | 0 | 0
06.04. | 19 | 0 |  | 0 | 0 | 0 | 0 | 0
06.04. | 20 | 0 |  | 0 | 0 | 0 | 0 | 0
06.04. | 21 | 0 |  | 0 | 0 | 0 | 0 | 0
06.04. | 22 | 0 |  | 0 | 0 | 0 | 0 | 0
06.04. | 23 | 0 |  | 0 | 0 | 0 | 0 | 0
06.04. | 24 | 0 |  | 0 | 0 | 0 | 0 | 0
07.04. | 1 | 0 |  | 0 | 0 | 0 | 0 | 0
07.04. | 2 | 0 |  | 0 | 0 | 0 | 0 | 0
07.04. | 3 | 0 |  | 0 | 0 | 0 | 0 | 0
07.04. | 4 | 0 |  | 0 | 0 | 0 | 0 | 0
07.04. | 5 | 0 |  | 0 | 0 | 0 | 0 | 0
07.04. | 6 | 0 |  | 0 | 0 | 0 | 0 | 0
07.04. | 7 | 0 |  | 0 | 0 | 0 | 0 | 0
07.04. | 8 | 0 |  | 0 | 0 | 0 | 0 | 0
07.04. | 9 | 0 |  | 0 | 0 | 0 | 0 | 0
07.04. | 10 | 0 |  | 0 | 0 | 0 | 0 | 0
07.04. | 11 | 0 |  | 0 | 0 | 0 | 0 | 0
07.04. | 12 | 0 |  | 0 | 0 | 0 | 0 | 0
07.04. | 13 | 0 |  | 0 | 0 | 0 | 0 | 0
07.04. | 14 | 0 |  | 0 | 0 | 0 | 0 | 0
07.04. | 15 | 0 |  | 0 | 0 | 0 | 0 | 0
07.04. | 16 | 0 |  | 0 | 0 | 0 | 0 | 0
07.04. | 17 | 0 |  | 0 | 0 | 0 | 0 | 0
07.04. | 18 | 0 |  | 0 | 0 | 0 | 0 | 0
07.04. | 19 | 0 |  | 0 | 0 | 0 | 0 | 0
07.04. | 20 | 0 |  | 0 | 0 | 0 | 0 | 0
07.04. | 21 | 0 |  | 0 | 0 | 0 | 0 | 0
07.04. | 22 | 0 |  | 0 | 0 | 0 | 0 | 0
07.04. | 23 | 0 |  | 0 | 0 | 0 | 0 | 0
07.04. | 24 | 0 |  | 0 | 0 | 0 | 0 | 0
08.04. | 1 | 0 |  | 0 | 0 | 0 | 0 | 0
08.04. | 2 | 0 |  | 0 | 0 | 0 | 0 | 0
08.04. | 3 | 0 |  | 0 | 0 | 0 | 0 | 0
08.04. | 4 | 0 |  | 0 | 0 | 0 | 0 | 0
08.04. | 5 | 0 |  | 0 | 0 | 0 | 0 | 0
08.04. | 6 | 0 |  | 0 | 0 | 0 | 0 | 0
08.04. | 7 | 0 |  | 0 | 0 | 0 | 0 | 0
08.04. | 8 | 0 |  | 0 | 0 | 0 | 0 | 0
08.04. | 9 | 0 |  | 0 | 0 | 0 | 0 | 0
08.04. | 10 | 0 |  | 0 | 0 | 0 | 0 | 0
08.04. | 11 | 0 |  | 0 | 0 | 0 | 0 | 0
08.04. | 12 | 0 |  | 0 | 0 | 0 | 0 | 0
08.04. | 13 | 0 |  | 0 | 0 | 0 | 0 | 0
08.04. | 14 | 0 |  | 0 | 0 | 0 | 0 | 0
08.04. | 15 | 0 |  | 0 | 0 | 0 | 0 | 0
08.04. | 16 | 0 |  | 0 | 0 | 0 | 0 | 0
08.04. | 17 | 0 |  | 0 | 0 | 0 | 0 | 0
08.04. | 18 | 0 |  | 0 | 0 | 0 | 0 | 0
08.04. | 19 | 0 |  | 0 | 0 | 0 | 0 | 0
08.04. | 20 | 0 |  | 0 | 0 | 0 | 0 | 0
08.04. | 21 | 0 |  | 0 | 0 | 0 | 0 | 0
08.04. | 22 | 0 |  | 0 | 0 | 0 | 0 | 0
08.04. | 23 | 0 |  | 0 | 0 | 0 | 0 | 0
08.04. | 24 | 0 |  | 0 | 0 | 0 | 0 | 0
09.04. | 1 | 0 |  | 0 | 0 | 0 | 0 | 0
09.04. | 2 | 0 |  | 0 | 0 | 0 | 0 | 0
09.04. | 3 | 0 |  | 0 | 0 | 0 | 0 | 0
09.04. | 4 | 0 |  | 0 | 0 | 0 | 0 | 0
09.04. | 5 | 0 |  | 0 | 0 | 0 | 0 | 0
09.04. | 6 | 0 |  | 0 | 0 | 0 | 0 | 0
09.04. | 7 | 0 |  | 0 | 0 | 0 | 0 | 0
09.04. | 8 | 0 |  | 0 | 0 | 0 | 0 | 0
09.04. | 9 | 0 |  | 0 | 0 | 0 | 0 | 0
09.04. | 10 | 0 |  | 0 | 0 | 0 | 0 | 0
09.04. | 11 | 0 |  | 0 | 0 | 0 | 0 | 0
09.04. | 12 | 0 |  | 0 | 0 | 0 | 0 | 0
09.04. | 13 | 0 |  | 0 | 0 | 0 | 0 | 0
09.04. | 14 | 0 |  | 0 | 0 | 0 | 0 | 0
09.04. | 15 | 0 |  | 0 | 0 | 0 | 0 | 0
09.04. | 16 | 0 |  | 0 | 0 | 0 | 0 | 0
09.04. | 17 | 0 |  | 0 | 0 | 0 | 0 | 0
09.04. | 18 | 0 |  | 0 | 0 | 0 | 0 | 0
09.04. | 19 | 0 |  | 0 | 0 | 0 | 0 | 0
09.04. | 20 | 0 |  | 0 | 0 | 0 | 0 | 0
09.04. | 21 | 0 |  | 0 | 0 | 0 | 0 | 0
09.04. | 22 | 0 |  | 0 | 0 | 0 | 0 | 0
09.04. | 23 | 0 |  | 0 | 0 | 0 | 0 | 0
09.04. | 24 | 0 |  | 0 | 0 | 0 | 0 | 0
10.04. | 1 | 0 |  | 0 | 0 | 0 | 0 | 0
10.04. | 2 | 0 |  | 0 | 0 | 0 | 0 | 0
10.04. | 3 | 0 |  | 0 | 0 | 0 | 0 | 0
10.04. | 4 | 0 |  | 0 | 0 | 0 | 0 | 0
10.04. | 5 | 0 |  | 0 | 0 | 0 | 0 | 0
10.04. | 6 | 0 |  | 0 | 0 | 0 | 0 | 0
10.04. | 7 | 0 |  | 0 | 0 | 0 | 0 | 0
10.04. | 8 | 0 |  | 0 | 0 | 0 | 0 | 0
10.04. | 9 | 0 |  | 0 | 0 | 0 | 0 | 0
10.04. | 10 | 0 |  | 0 | 0 | 0 | 0 | 0
10.04. | 11 | 0 |  | 0 | 0 | 0 | 0 | 0
10.04. | 12 | 0 |  | 0 | 0 | 0 | 0 | 0
10.04. | 13 | 0 |  | 0 | 0 | 0 | 0 | 0
10.04. | 14 | 0 |  | 0 | 0 | 0 | 0 | 0
10.04. | 15 | 0 |  | 0 | 0 | 0 | 0 | 0
10.04. | 16 | 0 |  | 0 | 0 | 0 | 0 | 0
10.04. | 17 | 0 |  | 0 | 0 | 0 | 0 | 0
10.04. | 18 | 0 |  | 0 | 0 | 0 | 0 | 0
10.04. | 19 | 0 |  | 0 | 0 | 0 | 0 | 0
10.04. | 20 | 0 |  | 0 | 0 | 0 | 0 | 0
10.04. | 21 | 0 |  | 0 | 0 | 0 | 0 | 0
10.04. | 22 | 0 |  | 0 | 0 | 0 | 0 | 0
10.04. | 23 | 0 |  | 0 | 0 | 0 | 0 | 0
10.04. | 24 | 0 |  | 0 | 0 | 0 | 0 | 0
11.04. | 1 | 0 |  | 0 | 0 | 0 | 0 | 0
11.04. | 2 | 0 |  | 0 | 0 | 0 | 0 | 0
11.04. | 3 | 0 |  | 0 | 0 | 0 | 0 | 0
11.04. | 4 | 0 |  | 0 | 0 | 0 | 0 | 0
11.04. | 5 | 0 |  | 0 | 0 | 0 | 0 | 0
11.04. | 6 | 0 |  | 0 | 0 | 0 | 0 | 0
11.04. | 7 | 0 |  | 0 | 0 | 0 | 0 | 0
11.04. | 8 | 0 |  | 0 | 0 | 0 | 0 | 0
11.04. | 9 | 0 |  | 0 | 0 | 0 | 0 | 0
11.04. | 10 | 0 |  | 0 | 0 | 0 | 0 | 0
11.04. | 11 | 0 |  | 0 | 0 | 0 | 0 | 0
11.04. | 12 | 0 |  | 0 | 0 | 0 | 0 | 0
11.04. | 13 | 0 |  | 0 | 0 | 0 | 0 | 0
11.04. | 14 | 0 |  | 0 | 0 | 0 | 0 | 0
11.04. | 15 | 0 |  | 0 | 0 | 0 | 0 | 0
11.04. | 16 | 0 |  | 0 | 0 | 0 | 0 | 0
11.04. | 17 | 0 |  | 0 | 0 | 0 | 0 | 0
11.04. | 18 | 0 |  | 0 | 0 | 0 | 0 | 0
11.04. | 19 | 0 |  | 0 | 0 | 0 | 0 | 0
11.04. | 20 | 0 |  | 0 | 0 | 0 | 0 | 0
11.04. | 21 | 0 |  | 0 | 0 | 0 | 0 | 0
11.04. | 22 | 0 |  | 0 | 0 | 0 | 0 | 0
11.04. | 23 | 0 |  | 0 | 0 | 0 | 0 | 0
11.04. | 24 | 0 |  | 0 | 0 | 0 | 0 | 0
12.04. | 1 | 0 |  | 0 | 0 | 0 | 0 | 0
12.04. | 2 | 0 |  | 0 | 0 | 0 | 0 | 0
12.04. | 3 | 0 |  | 0 | 0 | 0 | 0 | 0
12.04. | 4 | 0 |  | 0 | 0 | 0 | 0 | 0
12.04. | 5 | 0 |  | 0 | 0 | 0 | 0 | 0
12.04. | 6 | 0 |  | 0 | 0 | 0 | 0 | 0
12.04. | 7 | 0 |  | 0 | 0 | 0 | 0 | 0
12.04. | 8 | 0 |  | 0 | 0 | 0 | 0 | 0
12.04. | 9 | 0 |  | 0 | 0 | 0 | 0 | 0
12.04. | 10 | 0 |  | 0 | 0 | 0 | 0 | 0
12.04. | 11 | 0 |  | 0 | 0 | 0 | 0 | 0
12.04. | 12 | 0 |  | 0 | 0 | 0 | 0 | 0
12.04. | 13 | 0 |  | 0 | 0 | 0 | 0 | 0
12.04. | 14 | 0 |  | 0 | 0 | 0 | 0 | 0
12.04. | 15 | 0 |  | 0 | 0 | 0 | 0 | 0
12.04. | 16 | 0 |  | 0 | 0 | 0 | 0 | 0
12.04. | 17 | 0 |  | 0 | 0 | 0 | 0 | 0
12.04. | 18 | 0 |  | 0 | 0 | 0 | 0 | 0
12.04. | 19 | 0 |  | 0 | 0 | 0 | 0 | 0
12.04. | 20 | 0 |  | 0 | 0 | 0 | 0 | 0
12.04. | 21 | 0 |  | 0 | 0 | 0 | 0 | 0
12.04. | 22 | 0 |  | 0 | 0 | 0 | 0 | 0
12.04. | 23 | 0 |  | 0 | 0 | 0 | 0 | 0
12.04. | 24 | 0 |  | 0 | 0 | 0 | 0 | 0
13.04. | 1 | 0 |  | 0 | 0 | 0 | 0 | 0
13.04. | 2 | 0 |  | 0 | 0 | 0 | 0 | 0
13.04. | 3 | 0 |  | 0 | 0 | 0 | 0 | 0
13.04. | 4 | 0 |  | 0 | 0 | 0 | 0 | 0
13.04. | 5 | 0 |  | 0 | 0 | 0 | 0 | 0
13.04. | 6 | 0 |  | 0 | 0 | 0 | 0 | 0
13.04. | 7 | 0 |  | 0 | 0 | 0 | 0 | 0
13.04. | 8 | 0 |  | 0 | 0 | 0 | 0 | 0
13.04. | 9 | 0 |  | 0 | 0 | 0 | 0 | 0
13.04. | 10 | 0 |  | 0 | 0 | 0 | 0 | 0
13.04. | 11 | 0 |  | 0 | 0 | 0 | 0 | 0
13.04. | 12 | 0 |  | 0 | 0 | 0 | 0 | 0
13.04. | 13 | 0 |  | 0 | 0 | 0 | 0 | 0
13.04. | 14 | 0 |  | 0 | 0 | 0 | 0 | 0
13.04. | 15 | 0 |  | 0 | 0 | 0 | 0 | 0
13.04. | 16 | 0 |  | 0 | 0 | 0 | 0 | 0
13.04. | 17 | 0 |  | 0 | 0 | 0 | 0 | 0
13.04. | 18 | 0 |  | 0 | 0 | 0 | 0 | 0
13.04. | 19 | 0 |  | 0 | 0 | 0 | 0 | 0
13.04. | 20 | 0 |  | 0 | 0 | 0 | 0 | 0
13.04. | 21 | 0 |  | 0 | 0 | 0 | 0 | 0
13.04. | 22 | 0 |  | 0 | 0 | 0 | 0 | 0
13.04. | 23 | 0 |  | 0 | 0 | 0 | 0 | 0
13.04. | 24 | 0 |  | 0 | 0 | 0 | 0 | 0
14.04. | 1 | 0 |  | 0 | 0 | 0 | 0 | 0
14.04. | 2 | 0 |  | 0 | 0 | 0 | 0 | 0
14.04. | 3 | 0 |  | 0 | 0 | 0 | 0 | 0
14.04. | 4 | 0 |  | 0 | 0 | 0 | 0 | 0
14.04. | 5 | 0 |  | 0 | 0 | 0 | 0 | 0
14.04. | 6 | 0 |  | 0 | 0 | 0 | 0 | 0
14.04. | 7 | 0 |  | 0 | 0 | 0 | 0 | 0
14.04. | 8 | 0 |  | 0 | 0 | 0 | 0 | 0
14.04. | 9 | 0 |  | 0 | 0 | 0 | 0 | 0
14.04. | 10 | 0 |  | 0 | 0 | 0 | 0 | 0
14.04. | 11 | 0 |  | 0 | 0 | 0 | 0 | 0
14.04. | 12 | 0 |  | 0 | 0 | 0 | 0 | 0
14.04. | 13 | 0 |  | 0 | 0 | 0 | 0 | 0
14.04. | 14 | 0 |  | 0 | 0 | 0 | 0 | 0
14.04. | 15 | 0 |  | 0 | 0 | 0 | 0 | 0
14.04. | 16 | 0 |  | 0 | 0 | 0 | 0 | 0
14.04. | 17 | 0 |  | 0 | 0 | 0 | 0 | 0
14.04. | 18 | 0 |  | 0 | 0 | 0 | 0 | 0
14.04. | 19 | 0 |  | 0 | 0 | 0 | 0 | 0
14.04. | 20 | 0 |  | 0 | 0 | 0 | 0 | 0
14.04. | 21 | 0 |  | 0 | 0 | 0 | 0 | 0
14.04. | 22 | 0 |  | 0 | 0 | 0 | 0 | 0
14.04. | 23 | 0 |  | 0 | 0 | 0 | 0 | 0
14.04. | 24 | 0 |  | 0 | 0 | 0 | 0 | 0
15.04. | 1 | 0 |  | 0 | 0 | 0 | 0 | 0
15.04. | 2 | 0 |  | 0 | 0 | 0 | 0 | 0
15.04. | 3 | 0 |  | 0 | 0 | 0 | 0 | 0
15.04. | 4 | 0 |  | 0 | 0 | 0 | 0 | 0
15.04. | 5 | 0 |  | 0 | 0 | 0 | 0 | 0
15.04. | 6 | 0 |  | 0 | 0 | 0 | 0 | 0
15.04. | 7 | 0 |  | 0 | 0 | 0 | 0 | 0
15.04. | 8 | 0 |  | 0 | 0 | 0 | 0 | 0
15.04. | 9 | 0 |  | 0 | 0 | 0 | 0 | 0
15.04. | 10 | 0 |  | 0 | 0 | 0 | 0 | 0
15.04. | 11 | 0 |  | 0 | 0 | 0 | 0 | 0
15.04. | 12 | 0 |  | 0 | 0 | 0 | 0 | 0
15.04. | 13 | 0 |  | 0 | 0 | 0 | 0 | 0
15.04. | 14 | 0 |  | 0 | 0 | 0 | 0 | 0
15.04. | 15 | 0 |  | 0 | 0 | 0 | 0 | 0
15.04. | 16 | 0 |  | 0 | 0 | 0 | 0 | 0
15.04. | 17 | 0 |  | 0 | 0 | 0 | 0 | 0
15.04. | 18 | 0 |  | 0 | 0 | 0 | 0 | 0
15.04. | 19 | 0 |  | 0 | 0 | 0 | 0 | 0
15.04. | 20 | 0 |  | 0 | 0 | 0 | 0 | 0
15.04. | 21 | 0 |  | 0 | 0 | 0 | 0 | 0
15.04. | 22 | 0 |  | 0 | 0 | 0 | 0 | 0
15.04. | 23 | 0 |  | 0 | 0 | 0 | 0 | 0
15.04. | 24 | 0 |  | 0 | 0 | 0 | 0 | 0
16.04. | 1 | 0 |  | 0 | 0 | 0 | 0 | 0
16.04. | 2 | 0 |  | 0 | 0 | 0 | 0 | 0
16.04. | 3 | 0 |  | 0 | 0 | 0 | 0 | 0
16.04. | 4 | 0 |  | 0 | 0 | 0 | 0 | 0
16.04. | 5 | 0 |  | 0 | 0 | 0 | 0 | 0
16.04. | 6 | 0 |  | 0 | 0 | 0 | 0 | 0
16.04. | 7 | 0 |  | 0 | 0 | 0 | 0 | 0
16.04. | 8 | 0 |  | 0 | 0 | 0 | 0 | 0
16.04. | 9 | 0 |  | 0 | 0 | 0 | 0 | 0
16.04. | 10 | 0 |  | 0 | 0 | 0 | 0 | 0
16.04. | 11 | 0 |  | 0 | 0 | 0 | 0 | 0
16.04. | 12 | 0 |  | 0 | 0 | 0 | 0 | 0
16.04. | 13 | 0 |  | 0 | 0 | 0 | 0 | 0
16.04. | 14 | 0 |  | 0 | 0 | 0 | 0 | 0
16.04. | 15 | 0 |  | 0 | 0 | 0 | 0 | 0
16.04. | 16 | 0 |  | 0 | 0 | 0 | 0 | 0
16.04. | 17 | 0 |  | 0 | 0 | 0 | 0 | 0
16.04. | 18 | 0 |  | 0 | 0 | 0 | 0 | 0
16.04. | 19 | 0 |  | 0 | 0 | 0 | 0 | 0
16.04. | 20 | 0 |  | 0 | 0 | 0 | 0 | 0
16.04. | 21 | 0 |  | 0 | 0 | 0 | 0 | 0
16.04. | 22 | 0 |  | 0 | 0 | 0 | 0 | 0
16.04. | 23 | 0 |  | 0 | 0 | 0 | 0 | 0
16.04. | 24 | 0 |  | 0 | 0 | 0 | 0 | 0
17.04. | 1 | 0 |  | 0 | 0 | 0 | 0 | 0
17.04. | 2 | 0 |  | 0 | 0 | 0 | 0 | 0
17.04. | 3 | 0 |  | 0 | 0 | 0 | 0 | 0
17.04. | 4 | 0 |  | 0 | 0 | 0 | 0 | 0
17.04. | 5 | 0 |  | 0 | 0 | 0 | 0 | 0
17.04. | 6 | 0 |  | 0 | 0 | 0 | 0 | 0
17.04. | 7 | 0 |  | 0 | 0 | 0 | 0 | 0
17.04. | 8 | 0 |  | 0 | 0 | 0 | 0 | 0
17.04. | 9 | 0 |  | 0 | 0 | 0 | 0 | 0
17.04. | 10 | 0 |  | 0 | 0 | 0 | 0 | 0
17.04. | 11 | 0 |  | 0 | 0 | 0 | 0 | 0
17.04. | 12 | 0 |  | 0 | 0 | 0 | 0 | 0
17.04. | 13 | 0 |  | 0 | 0 | 0 | 0 | 0
17.04. | 14 | 0 |  | 0 | 0 | 0 | 0 | 0
17.04. | 15 | 0 |  | 0 | 0 | 0 | 0 | 0
17.04. | 16 | 0 |  | 0 | 0 | 0 | 0 | 0
17.04. | 17 | 0 |  | 0 | 0 | 0 | 0 | 0
17.04. | 18 | 0 |  | 0 | 0 | 0 | 0 | 0
17.04. | 19 | 0 |  | 0 | 0 | 0 | 0 | 0
17.04. | 20 | 0 |  | 0 | 0 | 0 | 0 | 0
17.04. | 21 | 0 |  | 0 | 0 | 0 | 0 | 0
17.04. | 22 | 0 |  | 0 | 0 | 0 | 0 | 0
17.04. | 23 | 0 |  | 0 | 0 | 0 | 0 | 0
17.04. | 24 | 0 |  | 0 | 0 | 0 | 0 | 0
18.04. | 1 | 0 |  | 0 | 0 | 0 | 0 | 0
18.04. | 2 | 0 |  | 0 | 0 | 0 | 0 | 0
18.04. | 3 | 0 |  | 0 | 0 | 0 | 0 | 0
18.04. | 4 | 0 |  | 0 | 0 | 0 | 0 | 0
18.04. | 5 | 0 |  | 0 | 0 | 0 | 0 | 0
18.04. | 6 | 0 |  | 0 | 0 | 0 | 0 | 0
18.04. | 7 | 0 |  | 0 | 0 | 0 | 0 | 0
18.04. | 8 | 0 |  | 0 | 0 | 0 | 0 | 0
18.04. | 9 | 0 |  | 0 | 0 | 0 | 0 | 0
18.04. | 10 | 0 |  | 0 | 0 | 0 | 0 | 0
18.04. | 11 | 0 |  | 0 | 0 | 0 | 0 | 0
18.04. | 12 | 0 |  | 0 | 0 | 0 | 0 | 0
18.04. | 13 | 0 |  | 0 | 0 | 0 | 0 | 0
18.04. | 14 | 0 |  | 0 | 0 | 0 | 0 | 0
18.04. | 15 | 0 |  | 0 | 0 | 0 | 0 | 0
18.04. | 16 | 0 |  | 0 | 0 | 0 | 0 | 0
18.04. | 17 | 0 |  | 0 | 0 | 0 | 0 | 0
18.04. | 18 | 0 |  | 0 | 0 | 0 | 0 | 0
18.04. | 19 | 0 |  | 0 | 0 | 0 | 0 | 0
18.04. | 20 | 0 |  | 0 | 0 | 0 | 0 | 0
18.04. | 21 | 0 |  | 0 | 0 | 0 | 0 | 0
18.04. | 22 | 0 |  | 0 | 0 | 0 | 0 | 0
18.04. | 23 | 0 |  | 0 | 0 | 0 | 0 | 0
18.04. | 24 | 0 |  | 0 | 0 | 0 | 0 | 0
19.04. | 1 | 0 |  | 0 | 0 | 0 | 0 | 0
19.04. | 2 | 0 |  | 0 | 0 | 0 | 0 | 0
19.04. | 3 | 0 |  | 0 | 0 | 0 | 0 | 0
19.04. | 4 | 0 |  | 0 | 0 | 0 | 0 | 0
19.04. | 5 | 0 |  | 0 | 0 | 0 | 0 | 0
19.04. | 6 | 0 |  | 0 | 0 | 0 | 0 | 0
19.04. | 7 | 0 |  | 0 | 0 | 0 | 0 | 0
19.04. | 8 | 0 |  | 0 | 0 | 0 | 0 | 0
19.04. | 9 | 0 |  | 0 | 0 | 0 | 0 | 0
19.04. | 10 | 0 |  | 0 | 0 | 0 | 0 | 0
19.04. | 11 | 0 |  | 0 | 0 | 0 | 0 | 0
19.04. | 12 | 0 |  | 0 | 0 | 0 | 0 | 0
19.04. | 13 | 0 |  | 0 | 0 | 0 | 0 | 0
19.04. | 14 | 0 |  | 0 | 0 | 0 | 0 | 0
19.04. | 15 | 0 |  | 0 | 0 | 0 | 0 | 0
19.04. | 16 | 0 |  | 0 | 0 | 0 | 0 | 0
19.04. | 17 | 0 |  | 0 | 0 | 0 | 0 | 0
19.04. | 18 | 0 |  | 0 | 0 | 0 | 0 | 0
19.04. | 19 | 0 |  | 0 | 0 | 0 | 0 | 0
19.04. | 20 | 0 |  | 0 | 0 | 0 | 0 | 0
19.04. | 21 | 0 |  | 0 | 0 | 0 | 0 | 0
19.04. | 22 | 0 |  | 0 | 0 | 0 | 0 | 0
19.04. | 23 | 0 |  | 0 | 0 | 0 | 0 | 0
19.04. | 24 | 0 |  | 0 | 0 | 0 | 0 | 0
20.04. | 1 | 0 |  | 0 | 0 | 0 | 0 | 0
20.04. | 2 | 0 |  | 0 | 0 | 0 | 0 | 0
20.04. | 3 | 0 |  | 0 | 0 | 0 | 0 | 0
20.04. | 4 | 0 |  | 0 | 0 | 0 | 0 | 0
20.04. | 5 | 0 |  | 0 | 0 | 0 | 0 | 0
20.04. | 6 | 0 |  | 0 | 0 | 0 | 0 | 0
20.04. | 7 | 0 |  | 0 | 0 | 0 | 0 | 0
20.04. | 8 | 0 |  | 0 | 0 | 0 | 0 | 0
20.04. | 9 | 0 |  | 0 | 0 | 0 | 0 | 0
20.04. | 10 | 0 |  | 0 | 0 | 0 | 0 | 0
20.04. | 11 | 0 |  | 0 | 0 | 0 | 0 | 0
20.04. | 12 | 0 |  | 0 | 0 | 0 | 0 | 0
20.04. | 13 | 0 |  | 0 | 0 | 0 | 0 | 0
20.04. | 14 | 0 |  | 0 | 0 | 0 | 0 | 0
20.04. | 15 | 0 |  | 0 | 0 | 0 | 0 | 0
20.04. | 16 | 0 |  | 0 | 0 | 0 | 0 | 0
20.04. | 17 | 0 |  | 0 | 0 | 0 | 0 | 0
20.04. | 18 | 0 |  | 0 | 0 | 0 | 0 | 0
20.04. | 19 | 0 |  | 0 | 0 | 0 | 0 | 0
20.04. | 20 | 0 |  | 0 | 0 | 0 | 0 | 0
20.04. | 21 | 0 |  | 0 | 0 | 0 | 0 | 0
20.04. | 22 | 0 |  | 0 | 0 | 0 | 0 | 0
20.04. | 23 | 0 |  | 0 | 0 | 0 | 0 | 0
20.04. | 24 | 0 |  | 0 | 0 | 0 | 0 | 0
21.04. | 1 | 0 |  | 0 | 0 | 0 | 0 | 0
21.04. | 2 | 0 |  | 0 | 0 | 0 | 0 | 0
21.04. | 3 | 0 |  | 0 | 0 | 0 | 0 | 0
21.04. | 4 | 0 |  | 0 | 0 | 0 | 0 | 0
21.04. | 5 | 0 |  | 0 | 0 | 0 | 0 | 0
21.04. | 6 | 0 |  | 0 | 0 | 0 | 0 | 0
21.04. | 7 | 0 |  | 0 | 0 | 0 | 0 | 0
21.04. | 8 | 0 |  | 0 | 0 | 0 | 0 | 0
21.04. | 9 | 0 |  | 0 | 0 | 0 | 0 | 0
21.04. | 10 | 0 |  | 0 | 0 | 0 | 0 | 0
21.04. | 11 | 0 |  | 0 | 0 | 0 | 0 | 0
21.04. | 12 | 0 |  | 0 | 0 | 0 | 0 | 0
21.04. | 13 | 0 |  | 0 | 0 | 0 | 0 | 0
21.04. | 14 | 0 |  | 0 | 0 | 0 | 0 | 0
21.04. | 15 | 0 |  | 0 | 0 | 0 | 0 | 0
21.04. | 16 | 0 |  | 0 | 0 | 0 | 0 | 0
21.04. | 17 | 0 |  | 0 | 0 | 0 | 0 | 0
21.04. | 18 | 0 |  | 0 | 0 | 0 | 0 | 0
21.04. | 19 | 0 |  | 0 | 0 | 0 | 0 | 0
21.04. | 20 | 0 |  | 0 | 0 | 0 | 0 | 0
21.04. | 21 | 0 |  | 0 | 0 | 0 | 0 | 0
21.04. | 22 | 0 |  | 0 | 0 | 0 | 0 | 0
21.04. | 23 | 0 |  | 0 | 0 | 0 | 0 | 0
21.04. | 24 | 0 |  | 0 | 0 | 0 | 0 | 0
22.04. | 1 | 0 |  | 0 | 0 | 0 | 0 | 0
22.04. | 2 | 0 |  | 0 | 0 | 0 | 0 | 0
22.04. | 3 | 0 |  | 0 | 0 | 0 | 0 | 0
22.04. | 4 | 0 |  | 0 | 0 | 0 | 0 | 0
22.04. | 5 | 0 |  | 0 | 0 | 0 | 0 | 0
22.04. | 6 | 0 |  | 0 | 0 | 0 | 0 | 0
22.04. | 7 | 0 |  | 0 | 0 | 0 | 0 | 0
22.04. | 8 | 0 |  | 0 | 0 | 0 | 0 | 0
22.04. | 9 | 0 |  | 0 | 0 | 0 | 0 | 0
22.04. | 10 | 0 |  | 0 | 0 | 0 | 0 | 0
22.04. | 11 | 0 |  | 0 | 0 | 0 | 0 | 0
22.04. | 12 | 0 |  | 0 | 0 | 0 | 0 | 0
22.04. | 13 | 0 |  | 0 | 0 | 0 | 0 | 0
22.04. | 14 | 0 |  | 0 | 0 | 0 | 0 | 0
22.04. | 15 | 0 |  | 0 | 0 | 0 | 0 | 0
22.04. | 16 | 0 |  | 0 | 0 | 0 | 0 | 0
22.04. | 17 | 0 |  | 0 | 0 | 0 | 0 | 0
22.04. | 18 | 0 |  | 0 | 0 | 0 | 0 | 0
22.04. | 19 | 0 |  | 0 | 0 | 0 | 0 | 0
22.04. | 20 | 0 |  | 0 | 0 | 0 | 0 | 0
22.04. | 21 | 0 |  | 0 | 0 | 0 | 0 | 0
22.04. | 22 | 0 |  | 0 | 0 | 0 | 0 | 0
22.04. | 23 | 0 |  | 0 | 0 | 0 | 0 | 0
22.04. | 24 | 0 |  | 0 | 0 | 0 | 0 | 0
23.04. | 1 | 0 |  | 0 | 0 | 0 | 0 | 0
23.04. | 2 | 0 |  | 0 | 0 | 0 | 0 | 0
23.04. | 3 | 0 |  | 0 | 0 | 0 | 0 | 0
23.04. | 4 | 0 |  | 0 | 0 | 0 | 0 | 0
23.04. | 5 | 0 |  | 0 | 0 | 0 | 0 | 0
23.04. | 6 | 0 |  | 0 | 0 | 0 | 0 | 0
23.04. | 7 | 0 |  | 0 | 0 | 0 | 0 | 0
23.04. | 8 | 0 |  | 0 | 0 | 0 | 0 | 0
23.04. | 9 | 0 |  | 0 | 0 | 0 | 0 | 0
23.04. | 10 | 0 |  | 0 | 0 | 0 | 0 | 0
23.04. | 11 | 0 |  | 0 | 0 | 0 | 0 | 0
23.04. | 12 | 0 |  | 0 | 0 | 0 | 0 | 0
23.04. | 13 | 0 |  | 0 | 0 | 0 | 0 | 0
23.04. | 14 | 0 |  | 0 | 0 | 0 | 0 | 0
23.04. | 15 | 0 |  | 0 | 0 | 0 | 0 | 0
23.04. | 16 | 0 |  | 0 | 0 | 0 | 0 | 0
23.04. | 17 | 0 |  | 0 | 0 | 0 | 0 | 0
23.04. | 18 | 0 |  | 0 | 0 | 0 | 0 | 0
23.04. | 19 | 0 |  | 0 | 0 | 0 | 0 | 0
23.04. | 20 | 0 |  | 0 | 0 | 0 | 0 | 0
23.04. | 21 | 0 |  | 0 | 0 | 0 | 0 | 0
23.04. | 22 | 0 |  | 0 | 0 | 0 | 0 | 0
23.04. | 23 | 0 |  | 0 | 0 | 0 | 0 | 0
23.04. | 24 | 0 |  | 0 | 0 | 0 | 0 | 0
24.04. | 1 | 0 |  | 0 | 0 | 0 | 0 | 0
24.04. | 2 | 0 |  | 0 | 0 | 0 | 0 | 0
24.04. | 3 | 0 |  | 0 | 0 | 0 | 0 | 0
24.04. | 4 | 0 |  | 0 | 0 | 0 | 0 | 0
24.04. | 5 | 0 |  | 0 | 0 | 0 | 0 | 0
24.04. | 6 | 0 |  | 0 | 0 | 0 | 0 | 0
24.04. | 7 | 0 |  | 0 | 0 | 0 | 0 | 0
24.04. | 8 | 0 |  | 0 | 0 | 0 | 0 | 0
24.04. | 9 | 0 |  | 0 | 0 | 0 | 0 | 0
24.04. | 10 | 0 |  | 0 | 0 | 0 | 0 | 0
24.04. | 11 | 0 |  | 0 | 0 | 0 | 0 | 0
24.04. | 12 | 0 |  | 0 | 0 | 0 | 0 | 0
24.04. | 13 | 0 |  | 0 | 0 | 0 | 0 | 0
24.04. | 14 | 0 |  | 0 | 0 | 0 | 0 | 0
24.04. | 15 | 0 |  | 0 | 0 | 0 | 0 | 0
24.04. | 16 | 0 |  | 0 | 0 | 0 | 0 | 0
24.04. | 17 | 0 |  | 0 | 0 | 0 | 0 | 0
24.04. | 18 | 0 |  | 0 | 0 | 0 | 0 | 0
24.04. | 19 | 0 |  | 0 | 0 | 0 | 0 | 0
24.04. | 20 | 0 |  | 0 | 0 | 0 | 0 | 0
24.04. | 21 | 0 |  | 0 | 0 | 0 | 0 | 0
24.04. | 22 | 0 |  | 0 | 0 | 0 | 0 | 0
24.04. | 23 | 0 |  | 0 | 0 | 0 | 0 | 0
24.04. | 24 | 0 |  | 0 | 0 | 0 | 0 | 0
25.04. | 1 | 0 |  | 0 | 0 | 0 | 0 | 0
25.04. | 2 | 0 |  | 0 | 0 | 0 | 0 | 0
25.04. | 3 | 0 |  | 0 | 0 | 0 | 0 | 0
25.04. | 4 | 0 |  | 0 | 0 | 0 | 0 | 0
25.04. | 5 | 0 |  | 0 | 0 | 0 | 0 | 0
25.04. | 6 | 0 |  | 0 | 0 | 0 | 0 | 0
25.04. | 7 | 0 |  | 0 | 0 | 0 | 0 | 0
25.04. | 8 | 0 |  | 0 | 0 | 0 | 0 | 0
25.04. | 9 | 0 |  | 0 | 0 | 0 | 0 | 0
25.04. | 10 | 0 |  | 0 | 0 | 0 | 0 | 0
25.04. | 11 | 0 |  | 0 | 0 | 0 | 0 | 0
25.04. | 12 | 0 |  | 0 | 0 | 0 | 0 | 0
25.04. | 13 | 0 |  | 0 | 0 | 0 | 0 | 0
25.04. | 14 | 0 |  | 0 | 0 | 0 | 0 | 0
25.04. | 15 | 0 |  | 0 | 0 | 0 | 0 | 0
25.04. | 16 | 0 |  | 0 | 0 | 0 | 0 | 0
25.04. | 17 | 0 |  | 0 | 0 | 0 | 0 | 0
25.04. | 18 | 0 |  | 0 | 0 | 0 | 0 | 0
25.04. | 19 | 0 |  | 0 | 0 | 0 | 0 | 0
25.04. | 20 | 0 |  | 0 | 0 | 0 | 0 | 0
25.04. | 21 | 0 |  | 0 | 0 | 0 | 0 | 0
25.04. | 22 | 0 |  | 0 | 0 | 0 | 0 | 0
25.04. | 23 | 0 |  | 0 | 0 | 0 | 0 | 0
25.04. | 24 | 0 |  | 0 | 0 | 0 | 0 | 0
26.04. | 1 | 0 |  | 0 | 0 | 0 | 0 | 0
26.04. | 2 | 0 |  | 0 | 0 | 0 | 0 | 0
26.04. | 3 | 0 |  | 0 | 0 | 0 | 0 | 0
26.04. | 4 | 0 |  | 0 | 0 | 0 | 0 | 0
26.04. | 5 | 0 |  | 0 | 0 | 0 | 0 | 0
26.04. | 6 | 0 |  | 0 | 0 | 0 | 0 | 0
26.04. | 7 | 0 |  | 0 | 0 | 0 | 0 | 0
26.04. | 8 | 0 |  | 0 | 0 | 0 | 0 | 0
26.04. | 9 | 0 |  | 0 | 0 | 0 | 0 | 0
26.04. | 10 | 0 |  | 0 | 0 | 0 | 0 | 0
26.04. | 11 | 0 |  | 0 | 0 | 0 | 0 | 0
26.04. | 12 | 0 |  | 0 | 0 | 0 | 0 | 0
26.04. | 13 | 0 |  | 0 | 0 | 0 | 0 | 0
26.04. | 14 | 0 |  | 0 | 0 | 0 | 0 | 0
26.04. | 15 | 0 |  | 0 | 0 | 0 | 0 | 0
26.04. | 16 | 0 |  | 0 | 0 | 0 | 0 | 0
26.04. | 17 | 0 |  | 0 | 0 | 0 | 0 | 0
26.04. | 18 | 0 |  | 0 | 0 | 0 | 0 | 0
26.04. | 19 | 0 |  | 0 | 0 | 0 | 0 | 0
26.04. | 20 | 0 |  | 0 | 0 | 0 | 0 | 0
26.04. | 21 | 0 |  | 0 | 0 | 0 | 0 | 0
26.04. | 22 | 0 |  | 0 | 0 | 0 | 0 | 0
26.04. | 23 | 0 |  | 0 | 0 | 0 | 0 | 0
26.04. | 24 | 0 |  | 0 | 0 | 0 | 0 | 0
27.04. | 1 | 0 |  | 0 | 0 | 0 | 0 | 0
27.04. | 2 | 0 |  | 0 | 0 | 0 | 0 | 0
27.04. | 3 | 0 |  | 0 | 0 | 0 | 0 | 0
27.04. | 4 | 0 |  | 0 | 0 | 0 | 0 | 0
27.04. | 5 | 0 |  | 0 | 0 | 0 | 0 | 0
27.04. | 6 | 0 |  | 0 | 0 | 0 | 0 | 0
27.04. | 7 | 0 |  | 0 | 0 | 0 | 0 | 0
27.04. | 8 | 0 |  | 0 | 0 | 0 | 0 | 0
27.04. | 9 | 0 |  | 0 | 0 | 0 | 0 | 0
27.04. | 10 | 0 |  | 0 | 0 | 0 | 0 | 0
27.04. | 11 | 0 |  | 0 | 0 | 0 | 0 | 0
27.04. | 12 | 0 |  | 0 | 0 | 0 | 0 | 0
27.04. | 13 | 0 |  | 0 | 0 | 0 | 0 | 0
27.04. | 14 | 0 |  | 0 | 0 | 0 | 0 | 0
27.04. | 15 | 0 |  | 0 | 0 | 0 | 0 | 0
27.04. | 16 | 0 |  | 0 | 0 | 0 | 0 | 0
27.04. | 17 | 0 |  | 0 | 0 | 0 | 0 | 0
27.04. | 18 | 0 |  | 0 | 0 | 0 | 0 | 0
27.04. | 19 | 0 |  | 0 | 0 | 0 | 0 | 0
27.04. | 20 | 0 |  | 0 | 0 | 0 | 0 | 0
27.04. | 21 | 0 |  | 0 | 0 | 0 | 0 | 0
27.04. | 22 | 0 |  | 0 | 0 | 0 | 0 | 0
27.04. | 23 | 0 |  | 0 | 0 | 0 | 0 | 0
27.04. | 24 | 0 |  | 0 | 0 | 0 | 0 | 0
28.04. | 1 | 0 |  | 0 | 0 | 0 | 0 | 0
28.04. | 2 | 0 |  | 0 | 0 | 0 | 0 | 0
28.04. | 3 | 0 |  | 0 | 0 | 0 | 0 | 0
28.04. | 4 | 0 |  | 0 | 0 | 0 | 0 | 0
28.04. | 5 | 0 |  | 0 | 0 | 0 | 0 | 0
28.04. | 6 | 0 |  | 0 | 0 | 0 | 0 | 0
28.04. | 7 | 0 |  | 0 | 0 | 0 | 0 | 0
28.04. | 8 | 0 |  | 0 | 0 | 0 | 0 | 0
28.04. | 9 | 0 |  | 0 | 0 | 0 | 0 | 0
28.04. | 10 | 0 |  | 0 | 0 | 0 | 0 | 0
28.04. | 11 | 0 |  | 0 | 0 | 0 | 0 | 0
28.04. | 12 | 0 |  | 0 | 0 | 0 | 0 | 0
28.04. | 13 | 0 |  | 0 | 0 | 0 | 0 | 0
28.04. | 14 | 0 |  | 0 | 0 | 0 | 0 | 0
28.04. | 15 | 0 |  | 0 | 0 | 0 | 0 | 0
28.04. | 16 | 0 |  | 0 | 0 | 0 | 0 | 0
28.04. | 17 | 0 |  | 0 | 0 | 0 | 0 | 0
28.04. | 18 | 0 |  | 0 | 0 | 0 | 0 | 0
28.04. | 19 | 0 |  | 0 | 0 | 0 | 0 | 0
28.04. | 20 | 0 |  | 0 | 0 | 0 | 0 | 0
28.04. | 21 | 0 |  | 0 | 0 | 0 | 0 | 0
28.04. | 22 | 0 |  | 0 | 0 | 0 | 0 | 0
28.04. | 23 | 0 |  | 0 | 0 | 0 | 0 | 0
28.04. | 24 | 0 |  | 0 | 0 | 0 | 0 | 0
29.04. | 1 | 0 |  | 0 | 0 | 0 | 0 | 0
29.04. | 2 | 0 |  | 0 | 0 | 0 | 0 | 0
29.04. | 3 | 0 |  | 0 | 0 | 0 | 0 | 0
29.04. | 4 | 0 |  | 0 | 0 | 0 | 0 | 0
29.04. | 5 | 0 |  | 0 | 0 | 0 | 0 | 0
29.04. | 6 | 0 |  | 0 | 0 | 0 | 0 | 0
29.04. | 7 | 0 |  | 0 | 0 | 0 | 0 | 0
29.04. | 8 | 0 |  | 0 | 0 | 0 | 0 | 0
29.04. | 9 | 0 |  | 0 | 0 | 0 | 0 | 0
29.04. | 10 | 0 |  | 0 | 0 | 0 | 0 | 0
29.04. | 11 | 0 |  | 0 | 0 | 0 | 0 | 0
29.04. | 12 | 0 |  | 0 | 0 | 0 | 0 | 0
29.04. | 13 | 0 |  | 0 | 0 | 0 | 0 | 0
29.04. | 14 | 0 |  | 0 | 0 | 0 | 0 | 0
29.04. | 15 | 0 |  | 0 | 0 | 0 | 0 | 0
29.04. | 16 | 0 |  | 0 | 0 | 0 | 0 | 0
29.04. | 17 | 0 |  | 0 | 0 | 0 | 0 | 0
29.04. | 18 | 0 |  | 0 | 0 | 0 | 0 | 0
29.04. | 19 | 0 |  | 0 | 0 | 0 | 0 | 0
29.04. | 20 | 0 |  | 0 | 0 | 0 | 0 | 0
29.04. | 21 | 0 |  | 0 | 0 | 0 | 0 | 0
29.04. | 22 | 0 |  | 0 | 0 | 0 | 0 | 0
29.04. | 23 | 0 |  | 0 | 0 | 0 | 0 | 0
29.04. | 24 | 0 |  | 0 | 0 | 0 | 0 | 0
30.04. | 1 | 0 |  | 0 | 0 | 0 | 0 | 0
30.04. | 2 | 0 |  | 0 | 0 | 0 | 0 | 0
30.04. | 3 | 0 |  | 0 | 0 | 0 | 0 | 0
30.04. | 4 | 0 |  | 0 | 0 | 0 | 0 | 0
30.04. | 5 | 0 |  | 0 | 0 | 0 | 0 | 0
30.04. | 6 | 0 |  | 0 | 0 | 0 | 0 | 0
30.04. | 7 | 0 |  | 0 | 0 | 0 | 0 | 0
30.04. | 8 | 0 |  | 0 | 0 | 0 | 0 | 0
30.04. | 9 | 0 |  | 0 | 0 | 0 | 0 | 0
30.04. | 10 | 0 |  | 0 | 0 | 0 | 0 | 0
30.04. | 11 | 0 |  | 0 | 0 | 0 | 0 | 0
30.04. | 12 | 0 |  | 0 | 0 | 0 | 0 | 0
30.04. | 13 | 0 |  | 0 | 0 | 0 | 0 | 0
30.04. | 14 | 0 |  | 0 | 0 | 0 | 0 | 0
30.04. | 15 | 0 |  | 0 | 0 | 0 | 0 | 0
30.04. | 16 | 0 |  | 0 | 0 | 0 | 0 | 0
30.04. | 17 | 0 |  | 0 | 0 | 0 | 0 | 0
30.04. | 18 | 0 |  | 0 | 0 | 0 | 0 | 0
30.04. | 19 | 0 |  | 0 | 0 | 0 | 0 | 0
30.04. | 20 | 0 |  | 0 | 0 | 0 | 0 | 0
30.04. | 21 | 0 |  | 0 | 0 | 0 | 0 | 0
30.04. | 22 | 0 |  | 0 | 0 | 0 | 0 | 0
30.04. | 23 | 0 |  | 0 | 0 | 0 | 0 | 0
30.04. | 24 | 0 |  | 0 | 0 | 0 | 0 | 0
01.05. | 1 | 0 |  | 0 | 0 | 0 | 0 | 0
01.05. | 2 | 0 |  | 0 | 0 | 0 | 0 | 0
01.05. | 3 | 0 |  | 0 | 0 | 0 | 0 | 0
01.05. | 4 | 0 |  | 0 | 0 | 0 | 0 | 0
01.05. | 5 | 0 |  | 0 | 0 | 0 | 0 | 0
01.05. | 6 | 0 |  | 0 | 0 | 0 | 0 | 0
01.05. | 7 | 0 |  | 0 | 0 | 0 | 0 | 0
01.05. | 8 | 0 |  | 0 | 0 | 0 | 0 | 0
01.05. | 9 | 0 |  | 0 | 0 | 0 | 0 | 0
01.05. | 10 | 0 |  | 0 | 0 | 0 | 0 | 0
01.05. | 11 | 0 |  | 0 | 0 | 0 | 0 | 0
01.05. | 12 | 0 |  | 0 | 0 | 0 | 0 | 0
01.05. | 13 | 0 |  | 0 | 0 | 0 | 0 | 0
01.05. | 14 | 0 |  | 0 | 0 | 0 | 0 | 0
01.05. | 15 | 0 |  | 0 | 0 | 0 | 0 | 0
01.05. | 16 | 0 |  | 0 | 0 | 0 | 0 | 0
01.05. | 17 | 0 |  | 0 | 0 | 0 | 0 | 0
01.05. | 18 | 0 |  | 0 | 0 | 0 | 0 | 0
01.05. | 19 | 0 |  | 0 | 0 | 0 | 0 | 0
01.05. | 20 | 0 |  | 0 | 0 | 0 | 0 | 0
01.05. | 21 | 0 |  | 0 | 0 | 0 | 0 | 0
01.05. | 22 | 0 |  | 0 | 0 | 0 | 0 | 0
01.05. | 23 | 0 |  | 0 | 0 | 0 | 0 | 0
01.05. | 24 | 0 |  | 0 | 0 | 0 | 0 | 0
02.05. | 1 | 0 |  | 0 | 0 | 0 | 0 | 0
02.05. | 2 | 0 |  | 0 | 0 | 0 | 0 | 0
02.05. | 3 | 0 |  | 0 | 0 | 0 | 0 | 0
02.05. | 4 | 0 |  | 0 | 0 | 0 | 0 | 0
02.05. | 5 | 0 |  | 0 | 0 | 0 | 0 | 0
02.05. | 6 | 0 |  | 0 | 0 | 0 | 0 | 0
02.05. | 7 | 0 |  | 0 | 0 | 0 | 0 | 0
02.05. | 8 | 0 |  | 0 | 0 | 0 | 0 | 0
02.05. | 9 | 0 |  | 0 | 0 | 0 | 0 | 0
02.05. | 10 | 0 |  | 0 | 0 | 0 | 0 | 0
02.05. | 11 | 0 |  | 0 | 0 | 0 | 0 | 0
02.05. | 12 | 0 |  | 0 | 0 | 0 | 0 | 0
02.05. | 13 | 0 |  | 0 | 0 | 0 | 0 | 0
02.05. | 14 | 0 |  | 0 | 0 | 0 | 0 | 0
02.05. | 15 | 0 |  | 0 | 0 | 0 | 0 | 0
02.05. | 16 | 0 |  | 0 | 0 | 0 | 0 | 0
02.05. | 17 | 0 |  | 0 | 0 | 0 | 0 | 0
02.05. | 18 | 0 |  | 0 | 0 | 0 | 0 | 0
02.05. | 19 | 0 |  | 0 | 0 | 0 | 0 | 0
02.05. | 20 | 0 |  | 0 | 0 | 0 | 0 | 0
02.05. | 21 | 0 |  | 0 | 0 | 0 | 0 | 0
02.05. | 22 | 0 |  | 0 | 0 | 0 | 0 | 0
02.05. | 23 | 0 |  | 0 | 0 | 0 | 0 | 0
02.05. | 24 | 0 |  | 0 | 0 | 0 | 0 | 0
03.05. | 1 | 0 |  | 0 | 0 | 0 | 0 | 0
03.05. | 2 | 0 |  | 0 | 0 | 0 | 0 | 0
03.05. | 3 | 0 |  | 0 | 0 | 0 | 0 | 0
03.05. | 4 | 0 |  | 0 | 0 | 0 | 0 | 0
03.05. | 5 | 0 |  | 0 | 0 | 0 | 0 | 0
03.05. | 6 | 0 |  | 0 | 0 | 0 | 0 | 0
03.05. | 7 | 0 |  | 0 | 0 | 0 | 0 | 0
03.05. | 8 | 0 |  | 0 | 0 | 0 | 0 | 0
03.05. | 9 | 0 |  | 0 | 0 | 0 | 0 | 0
03.05. | 10 | 0 |  | 0 | 0 | 0 | 0 | 0
03.05. | 11 | 0 |  | 0 | 0 | 0 | 0 | 0
03.05. | 12 | 0 |  | 0 | 0 | 0 | 0 | 0
03.05. | 13 | 0 |  | 0 | 0 | 0 | 0 | 0
03.05. | 14 | 0 |  | 0 | 0 | 0 | 0 | 0
03.05. | 15 | 0 |  | 0 | 0 | 0 | 0 | 0
03.05. | 16 | 0 |  | 0 | 0 | 0 | 0 | 0
03.05. | 17 | 0 |  | 0 | 0 | 0 | 0 | 0
03.05. | 18 | 0 |  | 0 | 0 | 0 | 0 | 0
03.05. | 19 | 0 |  | 0 | 0 | 0 | 0 | 0
03.05. | 20 | 0 |  | 0 | 0 | 0 | 0 | 0
03.05. | 21 | 0 |  | 0 | 0 | 0 | 0 | 0
03.05. | 22 | 0 |  | 0 | 0 | 0 | 0 | 0
03.05. | 23 | 0 |  | 0 | 0 | 0 | 0 | 0
03.05. | 24 | 0 |  | 0 | 0 | 0 | 0 | 0
04.05. | 1 | 0 |  | 0 | 0 | 0 | 0 | 0
04.05. | 2 | 0 |  | 0 | 0 | 0 | 0 | 0
04.05. | 3 | 0 |  | 0 | 0 | 0 | 0 | 0
04.05. | 4 | 0 |  | 0 | 0 | 0 | 0 | 0
04.05. | 5 | 0 |  | 0 | 0 | 0 | 0 | 0
04.05. | 6 | 0 |  | 0 | 0 | 0 | 0 | 0
04.05. | 7 | 0 |  | 0 | 0 | 0 | 0 | 0
04.05. | 8 | 0 |  | 0 | 0 | 0 | 0 | 0
04.05. | 9 | 0 |  | 0 | 0 | 0 | 0 | 0
04.05. | 10 | 0 |  | 0 | 0 | 0 | 0 | 0
04.05. | 11 | 0 |  | 0 | 0 | 0 | 0 | 0
04.05. | 12 | 0 |  | 0 | 0 | 0 | 0 | 0
04.05. | 13 | 0 |  | 0 | 0 | 0 | 0 | 0
04.05. | 14 | 0 |  | 0 | 0 | 0 | 0 | 0
04.05. | 15 | 0 |  | 0 | 0 | 0 | 0 | 0
04.05. | 16 | 0 |  | 0 | 0 | 0 | 0 | 0
04.05. | 17 | 0 |  | 0 | 0 | 0 | 0 | 0
04.05. | 18 | 0 |  | 0 | 0 | 0 | 0 | 0
04.05. | 19 | 0 |  | 0 | 0 | 0 | 0 | 0
04.05. | 20 | 0 |  | 0 | 0 | 0 | 0 | 0
04.05. | 21 | 0 |  | 0 | 0 | 0 | 0 | 0
04.05. | 22 | 0 |  | 0 | 0 | 0 | 0 | 0
04.05. | 23 | 0 |  | 0 | 0 | 0 | 0 | 0
04.05. | 24 | 0 |  | 0 | 0 | 0 | 0 | 0
05.05. | 1 | 0 |  | 0 | 0 | 0 | 0 | 0
05.05. | 2 | 0 |  | 0 | 0 | 0 | 0 | 0
05.05. | 3 | 0 |  | 0 | 0 | 0 | 0 | 0
05.05. | 4 | 0 |  | 0 | 0 | 0 | 0 | 0
05.05. | 5 | 0 |  | 0 | 0 | 0 | 0 | 0
05.05. | 6 | 0 |  | 0 | 0 | 0 | 0 | 0
05.05. | 7 | 0 |  | 0 | 0 | 0 | 0 | 0
05.05. | 8 | 0 |  | 0 | 0 | 0 | 0 | 0
05.05. | 9 | 0 |  | 0 | 0 | 0 | 0 | 0
05.05. | 10 | 0 |  | 0 | 0 | 0 | 0 | 0
05.05. | 11 | 0 |  | 0 | 0 | 0 | 0 | 0
05.05. | 12 | 0 |  | 0 | 0 | 0 | 0 | 0
05.05. | 13 | 0 |  | 0 | 0 | 0 | 0 | 0
05.05. | 14 | 0 |  | 0 | 0 | 0 | 0 | 0
05.05. | 15 | 0 |  | 0 | 0 | 0 | 0 | 0
05.05. | 16 | 0 |  | 0 | 0 | 0 | 0 | 0
05.05. | 17 | 0 |  | 0 | 0 | 0 | 0 | 0
05.05. | 18 | 0 |  | 0 | 0 | 0 | 0 | 0
05.05. | 19 | 0 |  | 0 | 0 | 0 | 0 | 0
05.05. | 20 | 0 |  | 0 | 0 | 0 | 0 | 0
05.05. | 21 | 0 |  | 0 | 0 | 0 | 0 | 0
05.05. | 22 | 0 |  | 0 | 0 | 0 | 0 | 0
05.05. | 23 | 0 |  | 0 | 0 | 0 | 0 | 0
05.05. | 24 | 0 |  | 0 | 0 | 0 | 0 | 0
06.05. | 1 | 0 |  | 0 | 0 | 0 | 0 | 0
06.05. | 2 | 0 |  | 0 | 0 | 0 | 0 | 0
06.05. | 3 | 0 |  | 0 | 0 | 0 | 0 | 0
06.05. | 4 | 0 |  | 0 | 0 | 0 | 0 | 0
06.05. | 5 | 0 |  | 0 | 0 | 0 | 0 | 0
06.05. | 6 | 0 |  | 0 | 0 | 0 | 0 | 0
06.05. | 7 | 0 |  | 0 | 0 | 0 | 0 | 0
06.05. | 8 | 0 |  | 0 | 0 | 0 | 0 | 0
06.05. | 9 | 0 |  | 0 | 0 | 0 | 0 | 0
06.05. | 10 | 0 |  | 0 | 0 | 0 | 0 | 0
06.05. | 11 | 0 |  | 0 | 0 | 0 | 0 | 0
06.05. | 12 | 0 |  | 0 | 0 | 0 | 0 | 0
06.05. | 13 | 0 |  | 0 | 0 | 0 | 0 | 0
06.05. | 14 | 0 |  | 0 | 0 | 0 | 0 | 0
06.05. | 15 | 0 |  | 0 | 0 | 0 | 0 | 0
06.05. | 16 | 0 |  | 0 | 0 | 0 | 0 | 0
06.05. | 17 | 0 |  | 0 | 0 | 0 | 0 | 0
06.05. | 18 | 0 |  | 0 | 0 | 0 | 0 | 0
06.05. | 19 | 0 |  | 0 | 0 | 0 | 0 | 0
06.05. | 20 | 0 |  | 0 | 0 | 0 | 0 | 0
06.05. | 21 | 0 |  | 0 | 0 | 0 | 0 | 0
06.05. | 22 | 0 |  | 0 | 0 | 0 | 0 | 0
06.05. | 23 | 0 |  | 0 | 0 | 0 | 0 | 0
06.05. | 24 | 0 |  | 0 | 0 | 0 | 0 | 0
07.05. | 1 | 0 |  | 0 | 0 | 0 | 0 | 0
07.05. | 2 | 0 |  | 0 | 0 | 0 | 0 | 0
07.05. | 3 | 0 |  | 0 | 0 | 0 | 0 | 0
07.05. | 4 | 0 |  | 0 | 0 | 0 | 0 | 0
07.05. | 5 | 0 |  | 0 | 0 | 0 | 0 | 0
07.05. | 6 | 0 |  | 0 | 0 | 0 | 0 | 0
07.05. | 7 | 0 |  | 0 | 0 | 0 | 0 | 0
07.05. | 8 | 0 |  | 0 | 0 | 0 | 0 | 0
07.05. | 9 | 0 |  | 0 | 0 | 0 | 0 | 0
07.05. | 10 | 0 |  | 0 | 0 | 0 | 0 | 0
07.05. | 11 | 0 |  | 0 | 0 | 0 | 0 | 0
07.05. | 12 | 0 |  | 0 | 0 | 0 | 0 | 0
07.05. | 13 | 0 |  | 0 | 0 | 0 | 0 | 0
07.05. | 14 | 0 |  | 0 | 0 | 0 | 0 | 0
07.05. | 15 | 0 |  | 0 | 0 | 0 | 0 | 0
07.05. | 16 | 0 |  | 0 | 0 | 0 | 0 | 0
07.05. | 17 | 0 |  | 0 | 0 | 0 | 0 | 0
07.05. | 18 | 0 |  | 0 | 0 | 0 | 0 | 0
07.05. | 19 | 0 |  | 0 | 0 | 0 | 0 | 0
07.05. | 20 | 0 |  | 0 | 0 | 0 | 0 | 0
07.05. | 21 | 0 |  | 0 | 0 | 0 | 0 | 0
07.05. | 22 | 0 |  | 0 | 0 | 0 | 0 | 0
07.05. | 23 | 0 |  | 0 | 0 | 0 | 0 | 0
07.05. | 24 | 0 |  | 0 | 0 | 0 | 0 | 0
08.05. | 1 | 0 |  | 0 | 0 | 0 | 0 | 0
08.05. | 2 | 0 |  | 0 | 0 | 0 | 0 | 0
08.05. | 3 | 0 |  | 0 | 0 | 0 | 0 | 0
08.05. | 4 | 0 |  | 0 | 0 | 0 | 0 | 0
08.05. | 5 | 0 |  | 0 | 0 | 0 | 0 | 0
08.05. | 6 | 0 |  | 0 | 0 | 0 | 0 | 0
08.05. | 7 | 0 |  | 0 | 0 | 0 | 0 | 0
08.05. | 8 | 0 |  | 0 | 0 | 0 | 0 | 0
08.05. | 9 | 0 |  | 0 | 0 | 0 | 0 | 0
08.05. | 10 | 0 |  | 0 | 0 | 0 | 0 | 0
08.05. | 11 | 0 |  | 0 | 0 | 0 | 0 | 0
08.05. | 12 | 0 |  | 0 | 0 | 0 | 0 | 0
08.05. | 13 | 0 |  | 0 | 0 | 0 | 0 | 0
08.05. | 14 | 0 |  | 0 | 0 | 0 | 0 | 0
08.05. | 15 | 0 |  | 0 | 0 | 0 | 0 | 0
08.05. | 16 | 0 |  | 0 | 0 | 0 | 0 | 0
08.05. | 17 | 0 |  | 0 | 0 | 0 | 0 | 0
08.05. | 18 | 0 |  | 0 | 0 | 0 | 0 | 0
08.05. | 19 | 0 |  | 0 | 0 | 0 | 0 | 0
08.05. | 20 | 0 |  | 0 | 0 | 0 | 0 | 0
08.05. | 21 | 0 |  | 0 | 0 | 0 | 0 | 0
08.05. | 22 | 0 |  | 0 | 0 | 0 | 0 | 0
08.05. | 23 | 0 |  | 0 | 0 | 0 | 0 | 0
08.05. | 24 | 0 |  | 0 | 0 | 0 | 0 | 0
09.05. | 1 | 0 |  | 0 | 0 | 0 | 0 | 0
09.05. | 2 | 0 |  | 0 | 0 | 0 | 0 | 0
09.05. | 3 | 0 |  | 0 | 0 | 0 | 0 | 0
09.05. | 4 | 0 |  | 0 | 0 | 0 | 0 | 0
09.05. | 5 | 0 |  | 0 | 0 | 0 | 0 | 0
09.05. | 6 | 0 |  | 0 | 0 | 0 | 0 | 0
09.05. | 7 | 0 |  | 0 | 0 | 0 | 0 | 0
09.05. | 8 | 0 |  | 0 | 0 | 0 | 0 | 0
09.05. | 9 | 0 |  | 0 | 0 | 0 | 0 | 0
09.05. | 10 | 0 |  | 0 | 0 | 0 | 0 | 0
09.05. | 11 | 0 |  | 0 | 0 | 0 | 0 | 0
09.05. | 12 | 0 |  | 0 | 0 | 0 | 0 | 0
09.05. | 13 | 0 |  | 0 | 0 | 0 | 0 | 0
09.05. | 14 | 0 |  | 0 | 0 | 0 | 0 | 0
09.05. | 15 | 0 |  | 0 | 0 | 0 | 0 | 0
09.05. | 16 | 0 |  | 0 | 0 | 0 | 0 | 0
09.05. | 17 | 0 |  | 0 | 0 | 0 | 0 | 0
09.05. | 18 | 0 |  | 0 | 0 | 0 | 0 | 0
09.05. | 19 | 0 |  | 0 | 0 | 0 | 0 | 0
09.05. | 20 | 0 |  | 0 | 0 | 0 | 0 | 0
09.05. | 21 | 0 |  | 0 | 0 | 0 | 0 | 0
09.05. | 22 | 0 |  | 0 | 0 | 0 | 0 | 0
09.05. | 23 | 0 |  | 0 | 0 | 0 | 0 | 0
09.05. | 24 | 0 |  | 0 | 0 | 0 | 0 | 0
10.05. | 1 | 0 |  | 0 | 0 | 0 | 0 | 0
10.05. | 2 | 0 |  | 0 | 0 | 0 | 0 | 0
10.05. | 3 | 0 |  | 0 | 0 | 0 | 0 | 0
10.05. | 4 | 0 |  | 0 | 0 | 0 | 0 | 0
10.05. | 5 | 0 |  | 0 | 0 | 0 | 0 | 0
10.05. | 6 | 0 |  | 0 | 0 | 0 | 0 | 0
10.05. | 7 | 0 |  | 0 | 0 | 0 | 0 | 0
10.05. | 8 | 0 |  | 0 | 0 | 0 | 0 | 0
10.05. | 9 | 0 |  | 0 | 0 | 0 | 0 | 0
10.05. | 10 | 0 |  | 0 | 0 | 0 | 0 | 0
10.05. | 11 | 0 |  | 0 | 0 | 0 | 0 | 0
10.05. | 12 | 0 |  | 0 | 0 | 0 | 0 | 0
10.05. | 13 | 0 |  | 0 | 0 | 0 | 0 | 0
10.05. | 14 | 0 |  | 0 | 0 | 0 | 0 | 0
10.05. | 15 | 0 |  | 0 | 0 | 0 | 0 | 0
10.05. | 16 | 0 |  | 0 | 0 | 0 | 0 | 0
10.05. | 17 | 0 |  | 0 | 0 | 0 | 0 | 0
10.05. | 18 | 0 |  | 0 | 0 | 0 | 0 | 0
10.05. | 19 | 0 |  | 0 | 0 | 0 | 0 | 0
10.05. | 20 | 0 |  | 0 | 0 | 0 | 0 | 0
10.05. | 21 | 0 |  | 0 | 0 | 0 | 0 | 0
10.05. | 22 | 0 |  | 0 | 0 | 0 | 0 | 0
10.05. | 23 | 0 |  | 0 | 0 | 0 | 0 | 0
10.05. | 24 | 0 |  | 0 | 0 | 0 | 0 | 0
11.05. | 1 | 0 |  | 0 | 0 | 0 | 0 | 0
11.05. | 2 | 0 |  | 0 | 0 | 0 | 0 | 0
11.05. | 3 | 0 |  | 0 | 0 | 0 | 0 | 0
11.05. | 4 | 0 |  | 0 | 0 | 0 | 0 | 0
11.05. | 5 | 0 |  | 0 | 0 | 0 | 0 | 0
11.05. | 6 | 0 |  | 0 | 0 | 0 | 0 | 0
11.05. | 7 | 0 |  | 0 | 0 | 0 | 0 | 0
11.05. | 8 | 0 |  | 0 | 0 | 0 | 0 | 0
11.05. | 9 | 0 |  | 0 | 0 | 0 | 0 | 0
11.05. | 10 | 0 |  | 0 | 0 | 0 | 0 | 0
11.05. | 11 | 0 |  | 0 | 0 | 0 | 0 | 0
11.05. | 12 | 0 |  | 0 | 0 | 0 | 0 | 0
11.05. | 13 | 0 |  | 0 | 0 | 0 | 0 | 0
11.05. | 14 | 0 |  | 0 | 0 | 0 | 0 | 0
11.05. | 15 | 0 |  | 0 | 0 | 0 | 0 | 0
11.05. | 16 | 0 |  | 0 | 0 | 0 | 0 | 0
11.05. | 17 | 0 |  | 0 | 0 | 0 | 0 | 0
11.05. | 18 | 0 |  | 0 | 0 | 0 | 0 | 0
11.05. | 19 | 0 |  | 0 | 0 | 0 | 0 | 0
11.05. | 20 | 0 |  | 0 | 0 | 0 | 0 | 0
11.05. | 21 | 0 |  | 0 | 0 | 0 | 0 | 0
11.05. | 22 | 0 |  | 0 | 0 | 0 | 0 | 0
11.05. | 23 | 0 |  | 0 | 0 | 0 | 0 | 0
11.05. | 24 | 0 |  | 0 | 0 | 0 | 0 | 0
12.05. | 1 | 0 |  | 0 | 0 | 0 | 0 | 0
12.05. | 2 | 0 |  | 0 | 0 | 0 | 0 | 0
12.05. | 3 | 0 |  | 0 | 0 | 0 | 0 | 0
12.05. | 4 | 0 |  | 0 | 0 | 0 | 0 | 0
12.05. | 5 | 0 |  | 0 | 0 | 0 | 0 | 0
12.05. | 6 | 0 |  | 0 | 0 | 0 | 0 | 0
12.05. | 7 | 0 |  | 0 | 0 | 0 | 0 | 0
12.05. | 8 | 0 |  | 0 | 0 | 0 | 0 | 0
12.05. | 9 | 0 |  | 0 | 0 | 0 | 0 | 0
12.05. | 10 | 0 |  | 0 | 0 | 0 | 0 | 0
12.05. | 11 | 0 |  | 0 | 0 | 0 | 0 | 0
12.05. | 12 | 0 |  | 0 | 0 | 0 | 0 | 0
12.05. | 13 | 0 |  | 0 | 0 | 0 | 0 | 0
12.05. | 14 | 0 |  | 0 | 0 | 0 | 0 | 0
12.05. | 15 | 0 |  | 0 | 0 | 0 | 0 | 0
12.05. | 16 | 0 |  | 0 | 0 | 0 | 0 | 0
12.05. | 17 | 0 |  | 0 | 0 | 0 | 0 | 0
12.05. | 18 | 0 |  | 0 | 0 | 0 | 0 | 0
12.05. | 19 | 0 |  | 0 | 0 | 0 | 0 | 0
12.05. | 20 | 0 |  | 0 | 0 | 0 | 0 | 0
12.05. | 21 | 0 |  | 0 | 0 | 0 | 0 | 0
12.05. | 22 | 0 |  | 0 | 0 | 0 | 0 | 0
12.05. | 23 | 0 |  | 0 | 0 | 0 | 0 | 0
12.05. | 24 | 0 |  | 0 | 0 | 0 | 0 | 0
13.05. | 1 | 0 |  | 0 | 0 | 0 | 0 | 0
13.05. | 2 | 0 |  | 0 | 0 | 0 | 0 | 0
13.05. | 3 | 0 |  | 0 | 0 | 0 | 0 | 0
13.05. | 4 | 0 |  | 0 | 0 | 0 | 0 | 0
13.05. | 5 | 0 |  | 0 | 0 | 0 | 0 | 0
13.05. | 6 | 0 |  | 0 | 0 | 0 | 0 | 0
13.05. | 7 | 0 |  | 0 | 0 | 0 | 0 | 0
13.05. | 8 | 0 |  | 0 | 0 | 0 | 0 | 0
13.05. | 9 | 0 |  | 0 | 0 | 0 | 0 | 0
13.05. | 10 | 0 |  | 0 | 0 | 0 | 0 | 0
13.05. | 11 | 0 |  | 0 | 0 | 0 | 0 | 0
13.05. | 12 | 0 |  | 0 | 0 | 0 | 0 | 0
13.05. | 13 | 0 |  | 0 | 0 | 0 | 0 | 0
13.05. | 14 | 0 |  | 0 | 0 | 0 | 0 | 0
13.05. | 15 | 0 |  | 0 | 0 | 0 | 0 | 0
13.05. | 16 | 0 |  | 0 | 0 | 0 | 0 | 0
13.05. | 17 | 0 |  | 0 | 0 | 0 | 0 | 0
13.05. | 18 | 0 |  | 0 | 0 | 0 | 0 | 0
13.05. | 19 | 0 |  | 0 | 0 | 0 | 0 | 0
13.05. | 20 | 0 |  | 0 | 0 | 0 | 0 | 0
13.05. | 21 | 0 |  | 0 | 0 | 0 | 0 | 0
13.05. | 22 | 0 |  | 0 | 0 | 0 | 0 | 0
13.05. | 23 | 0 |  | 0 | 0 | 0 | 0 | 0
13.05. | 24 | 0 |  | 0 | 0 | 0 | 0 | 0
14.05. | 1 | 0 |  | 0 | 0 | 0 | 0 | 0
14.05. | 2 | 0 |  | 0 | 0 | 0 | 0 | 0
14.05. | 3 | 0 |  | 0 | 0 | 0 | 0 | 0
14.05. | 4 | 0 |  | 0 | 0 | 0 | 0 | 0
14.05. | 5 | 0 |  | 0 | 0 | 0 | 0 | 0
14.05. | 6 | 0 |  | 0 | 0 | 0 | 0 | 0
14.05. | 7 | 0 |  | 0 | 0 | 0 | 0 | 0
14.05. | 8 | 0 |  | 0 | 0 | 0 | 0 | 0
14.05. | 9 | 0 |  | 0 | 0 | 0 | 0 | 0
14.05. | 10 | 0 |  | 0 | 0 | 0 | 0 | 0
14.05. | 11 | 0 |  | 0 | 0 | 0 | 0 | 0
14.05. | 12 | 0 |  | 0 | 0 | 0 | 0 | 0
14.05. | 13 | 0 |  | 0 | 0 | 0 | 0 | 0
14.05. | 14 | 0 |  | 0 | 0 | 0 | 0 | 0
14.05. | 15 | 0 |  | 0 | 0 | 0 | 0 | 0
14.05. | 16 | 0 |  | 0 | 0 | 0 | 0 | 0
14.05. | 17 | 0 |  | 0 | 0 | 0 | 0 | 0
14.05. | 18 | 0 |  | 0 | 0 | 0 | 0 | 0
14.05. | 19 | 0 |  | 0 | 0 | 0 | 0 | 0
14.05. | 20 | 0 |  | 0 | 0 | 0 | 0 | 0
14.05. | 21 | 0 |  | 0 | 0 | 0 | 0 | 0
14.05. | 22 | 0 |  | 0 | 0 | 0 | 0 | 0
14.05. | 23 | 0 |  | 0 | 0 | 0 | 0 | 0
14.05. | 24 | 0 |  | 0 | 0 | 0 | 0 | 0
15.05. | 1 | 0 |  | 0 | 0 | 0 | 0 | 0
15.05. | 2 | 0 |  | 0 | 0 | 0 | 0 | 0
15.05. | 3 | 0 |  | 0 | 0 | 0 | 0 | 0
15.05. | 4 | 0 |  | 0 | 0 | 0 | 0 | 0
15.05. | 5 | 0 |  | 0 | 0 | 0 | 0 | 0
15.05. | 6 | 0 |  | 0 | 0 | 0 | 0 | 0
15.05. | 7 | 0 |  | 0 | 0 | 0 | 0 | 0
15.05. | 8 | 0 |  | 0 | 0 | 0 | 0 | 0
15.05. | 9 | 0 |  | 0 | 0 | 0 | 0 | 0
15.05. | 10 | 0 |  | 0 | 0 | 0 | 0 | 0
15.05. | 11 | 0 |  | 0 | 0 | 0 | 0 | 0
15.05. | 12 | 0 |  | 0 | 0 | 0 | 0 | 0
15.05. | 13 | 0 |  | 0 | 0 | 0 | 0 | 0
15.05. | 14 | 0 |  | 0 | 0 | 0 | 0 | 0
15.05. | 15 | 0 |  | 0 | 0 | 0 | 0 | 0
15.05. | 16 | 0 |  | 0 | 0 | 0 | 0 | 0
15.05. | 17 | 0 |  | 0 | 0 | 0 | 0 | 0
15.05. | 18 | 0 |  | 0 | 0 | 0 | 0 | 0
15.05. | 19 | 0 |  | 0 | 0 | 0 | 0 | 0
15.05. | 20 | 0 |  | 0 | 0 | 0 | 0 | 0
15.05. | 21 | 0 |  | 0 | 0 | 0 | 0 | 0
15.05. | 22 | 0 |  | 0 | 0 | 0 | 0 | 0
15.05. | 23 | 0 |  | 0 | 0 | 0 | 0 | 0
15.05. | 24 | 0 |  | 0 | 0 | 0 | 0 | 0
16.05. | 1 | 0 |  | 0 | 0 | 0 | 0 | 0
16.05. | 2 | 0 |  | 0 | 0 | 0 | 0 | 0
16.05. | 3 | 0 |  | 0 | 0 | 0 | 0 | 0
16.05. | 4 | 0 |  | 0 | 0 | 0 | 0 | 0
16.05. | 5 | 0 |  | 0 | 0 | 0 | 0 | 0
16.05. | 6 | 0 |  | 0 | 0 | 0 | 0 | 0
16.05. | 7 | 0 |  | 0 | 0 | 0 | 0 | 0
16.05. | 8 | 0 |  | 0 | 0 | 0 | 0 | 0
16.05. | 9 | 0 |  | 0 | 0 | 0 | 0 | 0
16.05. | 10 | 0 |  | 0 | 0 | 0 | 0 | 0
16.05. | 11 | 0 |  | 0 | 0 | 0 | 0 | 0
16.05. | 12 | 0 |  | 0 | 0 | 0 | 0 | 0
16.05. | 13 | 0 |  | 0 | 0 | 0 | 0 | 0
16.05. | 14 | 0 |  | 0 | 0 | 0 | 0 | 0
16.05. | 15 | 0 |  | 0 | 0 | 0 | 0 | 0
16.05. | 16 | 0 |  | 0 | 0 | 0 | 0 | 0
16.05. | 17 | 0 |  | 0 | 0 | 0 | 0 | 0
16.05. | 18 | 0 |  | 0 | 0 | 0 | 0 | 0
16.05. | 19 | 0 |  | 0 | 0 | 0 | 0 | 0
16.05. | 20 | 0 |  | 0 | 0 | 0 | 0 | 0
16.05. | 21 | 0 |  | 0 | 0 | 0 | 0 | 0
16.05. | 22 | 0 |  | 0 | 0 | 0 | 0 | 0
16.05. | 23 | 0 |  | 0 | 0 | 0 | 0 | 0
16.05. | 24 | 0 |  | 0 | 0 | 0 | 0 | 0
17.05. | 1 | 0 |  | 0 | 0 | 0 | 0 | 0
17.05. | 2 | 0 |  | 0 | 0 | 0 | 0 | 0
17.05. | 3 | 0 |  | 0 | 0 | 0 | 0 | 0
17.05. | 4 | 0 |  | 0 | 0 | 0 | 0 | 0
17.05. | 5 | 0 |  | 0 | 0 | 0 | 0 | 0
17.05. | 6 | 0 |  | 0 | 0 | 0 | 0 | 0
17.05. | 7 | 0 |  | 0 | 0 | 0 | 0 | 0
17.05. | 8 | 0 |  | 0 | 0 | 0 | 0 | 0
17.05. | 9 | 0 |  | 0 | 0 | 0 | 0 | 0
17.05. | 10 | 0 |  | 0 | 0 | 0 | 0 | 0
17.05. | 11 | 0 |  | 0 | 0 | 0 | 0 | 0
17.05. | 12 | 0 |  | 0 | 0 | 0 | 0 | 0
17.05. | 13 | 0 |  | 0 | 0 | 0 | 0 | 0
17.05. | 14 | 0 |  | 0 | 0 | 0 | 0 | 0
17.05. | 15 | 0 |  | 0 | 0 | 0 | 0 | 0
17.05. | 16 | 0 |  | 0 | 0 | 0 | 0 | 0
17.05. | 17 | 0 |  | 0 | 0 | 0 | 0 | 0
17.05. | 18 | 0 |  | 0 | 0 | 0 | 0 | 0
17.05. | 19 | 0 |  | 0 | 0 | 0 | 0 | 0
17.05. | 20 | 0 |  | 0 | 0 | 0 | 0 | 0
17.05. | 21 | 0 |  | 0 | 0 | 0 | 0 | 0
17.05. | 22 | 0 |  | 0 | 0 | 0 | 0 | 0
17.05. | 23 | 0 |  | 0 | 0 | 0 | 0 | 0
17.05. | 24 | 0 |  | 0 | 0 | 0 | 0 | 0
18.05. | 1 | 0 |  | 0 | 0 | 0 | 0 | 0
18.05. | 2 | 0 |  | 0 | 0 | 0 | 0 | 0
18.05. | 3 | 0 |  | 0 | 0 | 0 | 0 | 0
18.05. | 4 | 0 |  | 0 | 0 | 0 | 0 | 0
18.05. | 5 | 0 |  | 0 | 0 | 0 | 0 | 0
18.05. | 6 | 0 |  | 0 | 0 | 0 | 0 | 0
18.05. | 7 | 0 |  | 0 | 0 | 0 | 0 | 0
18.05. | 8 | 0 |  | 0 | 0 | 0 | 0 | 0
18.05. | 9 | 0 |  | 0 | 0 | 0 | 0 | 0
18.05. | 10 | 0 |  | 0 | 0 | 0 | 0 | 0
18.05. | 11 | 0 |  | 0 | 0 | 0 | 0 | 0
18.05. | 12 | 0 |  | 0 | 0 | 0 | 0 | 0
18.05. | 13 | 0 |  | 0 | 0 | 0 | 0 | 0
18.05. | 14 | 0 |  | 0 | 0 | 0 | 0 | 0
18.05. | 15 | 0 |  | 0 | 0 | 0 | 0 | 0
18.05. | 16 | 0 |  | 0 | 0 | 0 | 0 | 0
18.05. | 17 | 0 |  | 0 | 0 | 0 | 0 | 0
18.05. | 18 | 0 |  | 0 | 0 | 0 | 0 | 0
18.05. | 19 | 0 |  | 0 | 0 | 0 | 0 | 0
18.05. | 20 | 0 |  | 0 | 0 | 0 | 0 | 0
18.05. | 21 | 0 |  | 0 | 0 | 0 | 0 | 0
18.05. | 22 | 0 |  | 0 | 0 | 0 | 0 | 0
18.05. | 23 | 0 |  | 0 | 0 | 0 | 0 | 0
18.05. | 24 | 0 |  | 0 | 0 | 0 | 0 | 0
19.05. | 1 | 0 |  | 0 | 0 | 0 | 0 | 0
19.05. | 2 | 0 |  | 0 | 0 | 0 | 0 | 0
19.05. | 3 | 0 |  | 0 | 0 | 0 | 0 | 0
19.05. | 4 | 0 |  | 0 | 0 | 0 | 0 | 0
19.05. | 5 | 0 |  | 0 | 0 | 0 | 0 | 0
19.05. | 6 | 0 |  | 0 | 0 | 0 | 0 | 0
19.05. | 7 | 0 |  | 0 | 0 | 0 | 0 | 0
19.05. | 8 | 0 |  | 0 | 0 | 0 | 0 | 0
19.05. | 9 | 0 |  | 0 | 0 | 0 | 0 | 0
19.05. | 10 | 0 |  | 0 | 0 | 0 | 0 | 0
19.05. | 11 | 0 |  | 0 | 0 | 0 | 0 | 0
19.05. | 12 | 0 |  | 0 | 0 | 0 | 0 | 0
19.05. | 13 | 0 |  | 0 | 0 | 0 | 0 | 0
19.05. | 14 | 0 |  | 0 | 0 | 0 | 0 | 0
19.05. | 15 | 0 |  | 0 | 0 | 0 | 0 | 0
19.05. | 16 | 0 |  | 0 | 0 | 0 | 0 | 0
19.05. | 17 | 0 |  | 0 | 0 | 0 | 0 | 0
19.05. | 18 | 0 |  | 0 | 0 | 0 | 0 | 0
19.05. | 19 | 0 |  | 0 | 0 | 0 | 0 | 0
19.05. | 20 | 0 |  | 0 | 0 | 0 | 0 | 0
19.05. | 21 | 0 |  | 0 | 0 | 0 | 0 | 0
19.05. | 22 | 0 |  | 0 | 0 | 0 | 0 | 0
19.05. | 23 | 0 |  | 0 | 0 | 0 | 0 | 0
19.05. | 24 | 0 |  | 0 | 0 | 0 | 0 | 0
20.05. | 1 | 0 |  | 0 | 0 | 0 | 0 | 0
20.05. | 2 | 0 |  | 0 | 0 | 0 | 0 | 0
20.05. | 3 | 0 |  | 0 | 0 | 0 | 0 | 0
20.05. | 4 | 0 |  | 0 | 0 | 0 | 0 | 0
20.05. | 5 | 0 |  | 0 | 0 | 0 | 0 | 0
20.05. | 6 | 0 |  | 0 | 0 | 0 | 0 | 0
20.05. | 7 | 0 |  | 0 | 0 | 0 | 0 | 0
20.05. | 8 | 0 |  | 0 | 0 | 0 | 0 | 0
20.05. | 9 | 0 |  | 0 | 0 | 0 | 0 | 0
20.05. | 10 | 0 |  | 0 | 0 | 0 | 0 | 0
20.05. | 11 | 0 |  | 0 | 0 | 0 | 0 | 0
20.05. | 12 | 0 |  | 0 | 0 | 0 | 0 | 0
20.05. | 13 | 0 |  | 0 | 0 | 0 | 0 | 0
20.05. | 14 | 0 |  | 0 | 0 | 0 | 0 | 0
20.05. | 15 | 0 |  | 0 | 0 | 0 | 0 | 0
20.05. | 16 | 0 |  | 0 | 0 | 0 | 0 | 0
20.05. | 17 | 0 |  | 0 | 0 | 0 | 0 | 0
20.05. | 18 | 0 |  | 0 | 0 | 0 | 0 | 0
20.05. | 19 | 0 |  | 0 | 0 | 0 | 0 | 0
20.05. | 20 | 0 |  | 0 | 0 | 0 | 0 | 0
20.05. | 21 | 0 |  | 0 | 0 | 0 | 0 | 0
20.05. | 22 | 0 |  | 0 | 0 | 0 | 0 | 0
20.05. | 23 | 0 |  | 0 | 0 | 0 | 0 | 0
20.05. | 24 | 0 |  | 0 | 0 | 0 | 0 | 0
21.05. | 1 | 0 |  | 0 | 0 | 0 | 0 | 0
21.05. | 2 | 0 |  | 0 | 0 | 0 | 0 | 0
21.05. | 3 | 0 |  | 0 | 0 | 0 | 0 | 0
21.05. | 4 | 0 |  | 0 | 0 | 0 | 0 | 0
21.05. | 5 | 0 |  | 0 | 0 | 0 | 0 | 0
21.05. | 6 | 0 |  | 0 | 0 | 0 | 0 | 0
21.05. | 7 | 0 |  | 0 | 0 | 0 | 0 | 0
21.05. | 8 | 0 |  | 0 | 0 | 0 | 0 | 0
21.05. | 9 | 0 |  | 0 | 0 | 0 | 0 | 0
21.05. | 10 | 0 |  | 0 | 0 | 0 | 0 | 0
21.05. | 11 | 0 |  | 0 | 0 | 0 | 0 | 0
21.05. | 12 | 0 |  | 0 | 0 | 0 | 0 | 0
21.05. | 13 | 0 |  | 0 | 0 | 0 | 0 | 0
21.05. | 14 | 0 |  | 0 | 0 | 0 | 0 | 0
21.05. | 15 | 0 |  | 0 | 0 | 0 | 0 | 0
21.05. | 16 | 0 |  | 0 | 0 | 0 | 0 | 0
21.05. | 17 | 0 |  | 0 | 0 | 0 | 0 | 0
21.05. | 18 | 0 |  | 0 | 0 | 0 | 0 | 0
21.05. | 19 | 0 |  | 0 | 0 | 0 | 0 | 0
21.05. | 20 | 0 |  | 0 | 0 | 0 | 0 | 0
21.05. | 21 | 0 |  | 0 | 0 | 0 | 0 | 0
21.05. | 22 | 0 |  | 0 | 0 | 0 | 0 | 0
21.05. | 23 | 0 |  | 0 | 0 | 0 | 0 | 0
21.05. | 24 | 0 |  | 0 | 0 | 0 | 0 | 0
22.05. | 1 | 0 |  | 0 | 0 | 0 | 0 | 0
22.05. | 2 | 0 |  | 0 | 0 | 0 | 0 | 0
22.05. | 3 | 0 |  | 0 | 0 | 0 | 0 | 0
22.05. | 4 | 0 |  | 0 | 0 | 0 | 0 | 0
22.05. | 5 | 0 |  | 0 | 0 | 0 | 0 | 0
22.05. | 6 | 0 |  | 0 | 0 | 0 | 0 | 0
22.05. | 7 | 0 |  | 0 | 0 | 0 | 0 | 0
22.05. | 8 | 0 |  | 0 | 0 | 0 | 0 | 0
22.05. | 9 | 0 |  | 0 | 0 | 0 | 0 | 0
22.05. | 10 | 0 |  | 0 | 0 | 0 | 0 | 0
22.05. | 11 | 0 |  | 0 | 0 | 0 | 0 | 0
22.05. | 12 | 0 |  | 0 | 0 | 0 | 0 | 0
22.05. | 13 | 0 |  | 0 | 0 | 0 | 0 | 0
22.05. | 14 | 0 |  | 0 | 0 | 0 | 0 | 0
22.05. | 15 | 0 |  | 0 | 0 | 0 | 0 | 0
22.05. | 16 | 0 |  | 0 | 0 | 0 | 0 | 0
22.05. | 17 | 0 |  | 0 | 0 | 0 | 0 | 0
22.05. | 18 | 0 |  | 0 | 0 | 0 | 0 | 0
22.05. | 19 | 0 |  | 0 | 0 | 0 | 0 | 0
22.05. | 20 | 0 |  | 0 | 0 | 0 | 0 | 0
22.05. | 21 | 0 |  | 0 | 0 | 0 | 0 | 0
22.05. | 22 | 0 |  | 0 | 0 | 0 | 0 | 0
22.05. | 23 | 0 |  | 0 | 0 | 0 | 0 | 0
22.05. | 24 | 0 |  | 0 | 0 | 0 | 0 | 0
23.05. | 1 | 0 |  | 0 | 0 | 0 | 0 | 0
23.05. | 2 | 0 |  | 0 | 0 | 0 | 0 | 0
23.05. | 3 | 0 |  | 0 | 0 | 0 | 0 | 0
23.05. | 4 | 0 |  | 0 | 0 | 0 | 0 | 0
23.05. | 5 | 0 |  | 0 | 0 | 0 | 0 | 0
23.05. | 6 | 0 |  | 0 | 0 | 0 | 0 | 0
23.05. | 7 | 0 |  | 0 | 0 | 0 | 0 | 0
23.05. | 8 | 0 |  | 0 | 0 | 0 | 0 | 0
23.05. | 9 | 0 |  | 0 | 0 | 0 | 0 | 0
23.05. | 10 | 0 |  | 0 | 0 | 0 | 0 | 0
23.05. | 11 | 0 |  | 0 | 0 | 0 | 0 | 0
23.05. | 12 | 0 |  | 0 | 0 | 0 | 0 | 0
23.05. | 13 | 0 |  | 0 | 0 | 0 | 0 | 0
23.05. | 14 | 0 |  | 0 | 0 | 0 | 0 | 0
23.05. | 15 | 0 |  | 0 | 0 | 0 | 0 | 0
23.05. | 16 | 0 |  | 0 | 0 | 0 | 0 | 0
23.05. | 17 | 0 |  | 0 | 0 | 0 | 0 | 0
23.05. | 18 | 0 |  | 0 | 0 | 0 | 0 | 0
23.05. | 19 | 0 |  | 0 | 0 | 0 | 0 | 0
23.05. | 20 | 0 |  | 0 | 0 | 0 | 0 | 0
23.05. | 21 | 0 |  | 0 | 0 | 0 | 0 | 0
23.05. | 22 | 0 |  | 0 | 0 | 0 | 0 | 0
23.05. | 23 | 0 |  | 0 | 0 | 0 | 0 | 0
23.05. | 24 | 0 |  | 0 | 0 | 0 | 0 | 0
24.05. | 1 | 0 |  | 0 | 0 | 0 | 0 | 0
24.05. | 2 | 0 |  | 0 | 0 | 0 | 0 | 0
24.05. | 3 | 0 |  | 0 | 0 | 0 | 0 | 0
24.05. | 4 | 0 |  | 0 | 0 | 0 | 0 | 0
24.05. | 5 | 0 |  | 0 | 0 | 0 | 0 | 0
24.05. | 6 | 0 |  | 0 | 0 | 0 | 0 | 0
24.05. | 7 | 0 |  | 0 | 0 | 0 | 0 | 0
24.05. | 8 | 0 |  | 0 | 0 | 0 | 0 | 0
24.05. | 9 | 0 |  | 0 | 0 | 0 | 0 | 0
24.05. | 10 | 0 |  | 0 | 0 | 0 | 0 | 0
24.05. | 11 | 0 |  | 0 | 0 | 0 | 0 | 0
24.05. | 12 | 0 |  | 0 | 0 | 0 | 0 | 0
24.05. | 13 | 0 |  | 0 | 0 | 0 | 0 | 0
24.05. | 14 | 0 |  | 0 | 0 | 0 | 0 | 0
24.05. | 15 | 0 |  | 0 | 0 | 0 | 0 | 0
24.05. | 16 | 0 |  | 0 | 0 | 0 | 0 | 0
24.05. | 17 | 0 |  | 0 | 0 | 0 | 0 | 0
24.05. | 18 | 0 |  | 0 | 0 | 0 | 0 | 0
24.05. | 19 | 0 |  | 0 | 0 | 0 | 0 | 0
24.05. | 20 | 0 |  | 0 | 0 | 0 | 0 | 0
24.05. | 21 | 0 |  | 0 | 0 | 0 | 0 | 0
24.05. | 22 | 0 |  | 0 | 0 | 0 | 0 | 0
24.05. | 23 | 0 |  | 0 | 0 | 0 | 0 | 0
24.05. | 24 | 0 |  | 0 | 0 | 0 | 0 | 0
25.05. | 1 | 0 |  | 0 | 0 | 0 | 0 | 0
25.05. | 2 | 0 |  | 0 | 0 | 0 | 0 | 0
25.05. | 3 | 0 |  | 0 | 0 | 0 | 0 | 0
25.05. | 4 | 0 |  | 0 | 0 | 0 | 0 | 0
25.05. | 5 | 0 |  | 0 | 0 | 0 | 0 | 0
25.05. | 6 | 0 |  | 0 | 0 | 0 | 0 | 0
25.05. | 7 | 0 |  | 0 | 0 | 0 | 0 | 0
25.05. | 8 | 0 |  | 0 | 0 | 0 | 0 | 0
25.05. | 9 | 0 |  | 0 | 0 | 0 | 0 | 0
25.05. | 10 | 0 |  | 0 | 0 | 0 | 0 | 0
25.05. | 11 | 0 |  | 0 | 0 | 0 | 0 | 0
25.05. | 12 | 0 |  | 0 | 0 | 0 | 0 | 0
25.05. | 13 | 0 |  | 0 | 0 | 0 | 0 | 0
25.05. | 14 | 0 |  | 0 | 0 | 0 | 0 | 0
25.05. | 15 | 0 |  | 0 | 0 | 0 | 0 | 0
25.05. | 16 | 0 |  | 0 | 0 | 0 | 0 | 0
25.05. | 17 | 0 |  | 0 | 0 | 0 | 0 | 0
25.05. | 18 | 0 |  | 0 | 0 | 0 | 0 | 0
25.05. | 19 | 0 |  | 0 | 0 | 0 | 0 | 0
25.05. | 20 | 0 |  | 0 | 0 | 0 | 0 | 0
25.05. | 21 | 0 |  | 0 | 0 | 0 | 0 | 0
25.05. | 22 | 0 |  | 0 | 0 | 0 | 0 | 0
25.05. | 23 | 0 |  | 0 | 0 | 0 | 0 | 0
25.05. | 24 | 0 |  | 0 | 0 | 0 | 0 | 0
26.05. | 1 | 0 |  | 0 | 0 | 0 | 0 | 0
26.05. | 2 | 0 |  | 0 | 0 | 0 | 0 | 0
26.05. | 3 | 0 |  | 0 | 0 | 0 | 0 | 0
26.05. | 4 | 0 |  | 0 | 0 | 0 | 0 | 0
26.05. | 5 | 0 |  | 0 | 0 | 0 | 0 | 0
26.05. | 6 | 0 |  | 0 | 0 | 0 | 0 | 0
26.05. | 7 | 0 |  | 0 | 0 | 0 | 0 | 0
26.05. | 8 | 0 |  | 0 | 0 | 0 | 0 | 0
26.05. | 9 | 0 |  | 0 | 0 | 0 | 0 | 0
26.05. | 10 | 0 |  | 0 | 0 | 0 | 0 | 0
26.05. | 11 | 0 |  | 0 | 0 | 0 | 0 | 0
26.05. | 12 | 0 |  | 0 | 0 | 0 | 0 | 0
26.05. | 13 | 0 |  | 0 | 0 | 0 | 0 | 0
26.05. | 14 | 0 |  | 0 | 0 | 0 | 0 | 0
26.05. | 15 | 0 |  | 0 | 0 | 0 | 0 | 0
26.05. | 16 | 0 |  | 0 | 0 | 0 | 0 | 0
26.05. | 17 | 0 |  | 0 | 0 | 0 | 0 | 0
26.05. | 18 | 0 |  | 0 | 0 | 0 | 0 | 0
26.05. | 19 | 0 |  | 0 | 0 | 0 | 0 | 0
26.05. | 20 | 0 |  | 0 | 0 | 0 | 0 | 0
26.05. | 21 | 0 |  | 0 | 0 | 0 | 0 | 0
26.05. | 22 | 0 |  | 0 | 0 | 0 | 0 | 0
26.05. | 23 | 0 |  | 0 | 0 | 0 | 0 | 0
26.05. | 24 | 0 |  | 0 | 0 | 0 | 0 | 0
27.05. | 1 | 0 |  | 0 | 0 | 0 | 0 | 0
27.05. | 2 | 0 |  | 0 | 0 | 0 | 0 | 0
27.05. | 3 | 0 |  | 0 | 0 | 0 | 0 | 0
27.05. | 4 | 0 |  | 0 | 0 | 0 | 0 | 0
27.05. | 5 | 0 |  | 0 | 0 | 0 | 0 | 0
27.05. | 6 | 0 |  | 0 | 0 | 0 | 0 | 0
27.05. | 7 | 0 |  | 0 | 0 | 0 | 0 | 0
27.05. | 8 | 0 |  | 0 | 0 | 0 | 0 | 0
27.05. | 9 | 0 |  | 0 | 0 | 0 | 0 | 0
27.05. | 10 | 0 |  | 0 | 0 | 0 | 0 | 0
27.05. | 11 | 0 |  | 0 | 0 | 0 | 0 | 0
27.05. | 12 | 0 |  | 0 | 0 | 0 | 0 | 0
27.05. | 13 | 0 |  | 0 | 0 | 0 | 0 | 0
27.05. | 14 | 0 |  | 0 | 0 | 0 | 0 | 0
27.05. | 15 | 0 |  | 0 | 0 | 0 | 0 | 0
27.05. | 16 | 0 |  | 0 | 0 | 0 | 0 | 0
27.05. | 17 | 0 |  | 0 | 0 | 0 | 0 | 0
27.05. | 18 | 0 |  | 0 | 0 | 0 | 0 | 0
27.05. | 19 | 0 |  | 0 | 0 | 0 | 0 | 0
27.05. | 20 | 0 |  | 0 | 0 | 0 | 0 | 0
27.05. | 21 | 0 |  | 0 | 0 | 0 | 0 | 0
27.05. | 22 | 0 |  | 0 | 0 | 0 | 0 | 0
27.05. | 23 | 0 |  | 0 | 0 | 0 | 0 | 0
27.05. | 24 | 0 |  | 0 | 0 | 0 | 0 | 0
28.05. | 1 | 0 |  | 0 | 0 | 0 | 0 | 0
28.05. | 2 | 0 |  | 0 | 0 | 0 | 0 | 0
28.05. | 3 | 0 |  | 0 | 0 | 0 | 0 | 0
28.05. | 4 | 0 |  | 0 | 0 | 0 | 0 | 0
28.05. | 5 | 0 |  | 0 | 0 | 0 | 0 | 0
28.05. | 6 | 0 |  | 0 | 0 | 0 | 0 | 0
28.05. | 7 | 0 |  | 0 | 0 | 0 | 0 | 0
28.05. | 8 | 0 |  | 0 | 0 | 0 | 0 | 0
28.05. | 9 | 0 |  | 0 | 0 | 0 | 0 | 0
28.05. | 10 | 0 |  | 0 | 0 | 0 | 0 | 0
28.05. | 11 | 0 |  | 0 | 0 | 0 | 0 | 0
28.05. | 12 | 0 |  | 0 | 0 | 0 | 0 | 0
28.05. | 13 | 0 |  | 0 | 0 | 0 | 0 | 0
28.05. | 14 | 0 |  | 0 | 0 | 0 | 0 | 0
28.05. | 15 | 0 |  | 0 | 0 | 0 | 0 | 0
28.05. | 16 | 0 |  | 0 | 0 | 0 | 0 | 0
28.05. | 17 | 0 |  | 0 | 0 | 0 | 0 | 0
28.05. | 18 | 0 |  | 0 | 0 | 0 | 0 | 0
28.05. | 19 | 0 |  | 0 | 0 | 0 | 0 | 0
28.05. | 20 | 0 |  | 0 | 0 | 0 | 0 | 0
28.05. | 21 | 0 |  | 0 | 0 | 0 | 0 | 0
28.05. | 22 | 0 |  | 0 | 0 | 0 | 0 | 0
28.05. | 23 | 0 |  | 0 | 0 | 0 | 0 | 0
28.05. | 24 | 0 |  | 0 | 0 | 0 | 0 | 0
29.05. | 1 | 0 |  | 0 | 0 | 0 | 0 | 0
29.05. | 2 | 0 |  | 0 | 0 | 0 | 0 | 0
29.05. | 3 | 0 |  | 0 | 0 | 0 | 0 | 0
29.05. | 4 | 0 |  | 0 | 0 | 0 | 0 | 0
29.05. | 5 | 0 |  | 0 | 0 | 0 | 0 | 0
29.05. | 6 | 0 |  | 0 | 0 | 0 | 0 | 0
29.05. | 7 | 0 |  | 0 | 0 | 0 | 0 | 0
29.05. | 8 | 0 |  | 0 | 0 | 0 | 0 | 0
29.05. | 9 | 0 |  | 0 | 0 | 0 | 0 | 0
29.05. | 10 | 0 |  | 0 | 0 | 0 | 0 | 0
29.05. | 11 | 0 |  | 0 | 0 | 0 | 0 | 0
29.05. | 12 | 0 |  | 0 | 0 | 0 | 0 | 0
29.05. | 13 | 0 |  | 0 | 0 | 0 | 0 | 0
29.05. | 14 | 0 |  | 0 | 0 | 0 | 0 | 0
29.05. | 15 | 0 |  | 0 | 0 | 0 | 0 | 0
29.05. | 16 | 0 |  | 0 | 0 | 0 | 0 | 0
29.05. | 17 | 0 |  | 0 | 0 | 0 | 0 | 0
29.05. | 18 | 0 |  | 0 | 0 | 0 | 0 | 0
29.05. | 19 | 0 |  | 0 | 0 | 0 | 0 | 0
29.05. | 20 | 0 |  | 0 | 0 | 0 | 0 | 0
29.05. | 21 | 0 |  | 0 | 0 | 0 | 0 | 0
29.05. | 22 | 0 |  | 0 | 0 | 0 | 0 | 0
29.05. | 23 | 0 |  | 0 | 0 | 0 | 0 | 0
29.05. | 24 | 0 |  | 0 | 0 | 0 | 0 | 0
30.05. | 1 | 0 |  | 0 | 0 | 0 | 0 | 0
30.05. | 2 | 0 |  | 0 | 0 | 0 | 0 | 0
30.05. | 3 | 0 |  | 0 | 0 | 0 | 0 | 0
30.05. | 4 | 0 |  | 0 | 0 | 0 | 0 | 0
30.05. | 5 | 0 |  | 0 | 0 | 0 | 0 | 0
30.05. | 6 | 0 |  | 0 | 0 | 0 | 0 | 0
30.05. | 7 | 0 |  | 0 | 0 | 0 | 0 | 0
30.05. | 8 | 0 |  | 0 | 0 | 0 | 0 | 0
30.05. | 9 | 0 |  | 0 | 0 | 0 | 0 | 0
30.05. | 10 | 0 |  | 0 | 0 | 0 | 0 | 0
30.05. | 11 | 0 |  | 0 | 0 | 0 | 0 | 0
30.05. | 12 | 0 |  | 0 | 0 | 0 | 0 | 0
30.05. | 13 | 0 |  | 0 | 0 | 0 | 0 | 0
30.05. | 14 | 0 |  | 0 | 0 | 0 | 0 | 0
30.05. | 15 | 0 |  | 0 | 0 | 0 | 0 | 0
30.05. | 16 | 0 |  | 0 | 0 | 0 | 0 | 0
30.05. | 17 | 0 |  | 0 | 0 | 0 | 0 | 0
30.05. | 18 | 0 |  | 0 | 0 | 0 | 0 | 0
30.05. | 19 | 0 |  | 0 | 0 | 0 | 0 | 0
30.05. | 20 | 0 |  | 0 | 0 | 0 | 0 | 0
30.05. | 21 | 0 |  | 0 | 0 | 0 | 0 | 0
30.05. | 22 | 0 |  | 0 | 0 | 0 | 0 | 0
30.05. | 23 | 0 |  | 0 | 0 | 0 | 0 | 0
30.05. | 24 | 0 |  | 0 | 0 | 0 | 0 | 0
31.05. | 1 | 0 |  | 0 | 0 | 0 | 0 | 0
31.05. | 2 | 0 |  | 0 | 0 | 0 | 0 | 0
31.05. | 3 | 0 |  | 0 | 0 | 0 | 0 | 0
31.05. | 4 | 0 |  | 0 | 0 | 0 | 0 | 0
31.05. | 5 | 0 |  | 0 | 0 | 0 | 0 | 0
31.05. | 6 | 0 |  | 0 | 0 | 0 | 0 | 0
31.05. | 7 | 0 |  | 0 | 0 | 0 | 0 | 0
31.05. | 8 | 0 |  | 0 | 0 | 0 | 0 | 0
31.05. | 9 | 0 |  | 0 | 0 | 0 | 0 | 0
31.05. | 10 | 0 |  | 0 | 0 | 0 | 0 | 0
31.05. | 11 | 0 |  | 0 | 0 | 0 | 0 | 0
31.05. | 12 | 0 |  | 0 | 0 | 0 | 0 | 0
31.05. | 13 | 0 |  | 0 | 0 | 0 | 0 | 0
31.05. | 14 | 0 |  | 0 | 0 | 0 | 0 | 0
31.05. | 15 | 0 |  | 0 | 0 | 0 | 0 | 0
31.05. | 16 | 0 |  | 0 | 0 | 0 | 0 | 0
31.05. | 17 | 0 |  | 0 | 0 | 0 | 0 | 0
31.05. | 18 | 0 |  | 0 | 0 | 0 | 0 | 0
31.05. | 19 | 0 |  | 0 | 0 | 0 | 0 | 0
31.05. | 20 | 0 |  | 0 | 0 | 0 | 0 | 0
31.05. | 21 | 0 |  | 0 | 0 | 0 | 0 | 0
31.05. | 22 | 0 |  | 0 | 0 | 0 | 0 | 0
31.05. | 23 | 0 |  | 0 | 0 | 0 | 0 | 0
31.05. | 24 | 0 |  | 0 | 0 | 0 | 0 | 0
01.06. | 1 | 0 |  | 0 | 0 | 0 | 0 | 0
01.06. | 2 | 0 |  | 0 | 0 | 0 | 0 | 0
01.06. | 3 | 0 |  | 0 | 0 | 0 | 0 | 0
01.06. | 4 | 0 |  | 0 | 0 | 0 | 0 | 0
01.06. | 5 | 0 |  | 0 | 0 | 0 | 0 | 0
01.06. | 6 | 0 |  | 0 | 0 | 0 | 0 | 0
01.06. | 7 | 0 |  | 0 | 0 | 0 | 0 | 0
01.06. | 8 | 0 |  | 0 | 0 | 0 | 0 | 0
01.06. | 9 | 0 |  | 0 | 0 | 0 | 0 | 0
01.06. | 10 | 0 |  | 0 | 0 | 0 | 0 | 0
01.06. | 11 | 0 |  | 0 | 0 | 0 | 0 | 0
01.06. | 12 | 0 |  | 0 | 0 | 0 | 0 | 0
01.06. | 13 | 0 |  | 0 | 0 | 0 | 0 | 0
01.06. | 14 | 0 |  | 0 | 0 | 0 | 0 | 0
01.06. | 15 | 0 |  | 0 | 0 | 0 | 0 | 0
01.06. | 16 | 0 |  | 0 | 0 | 0 | 0 | 0
01.06. | 17 | 0 |  | 0 | 0 | 0 | 0 | 0
01.06. | 18 | 0 |  | 0 | 0 | 0 | 0 | 0
01.06. | 19 | 0 |  | 0 | 0 | 0 | 0 | 0
01.06. | 20 | 0 |  | 0 | 0 | 0 | 0 | 0
01.06. | 21 | 0 |  | 0 | 0 | 0 | 0 | 0
01.06. | 22 | 0 |  | 0 | 0 | 0 | 0 | 0
01.06. | 23 | 0 |  | 0 | 0 | 0 | 0 | 0
01.06. | 24 | 0 |  | 0 | 0 | 0 | 0 | 0
02.06. | 1 | 0 |  | 0 | 0 | 0 | 0 | 0
02.06. | 2 | 0 |  | 0 | 0 | 0 | 0 | 0
02.06. | 3 | 0 |  | 0 | 0 | 0 | 0 | 0
02.06. | 4 | 0 |  | 0 | 0 | 0 | 0 | 0
02.06. | 5 | 0 |  | 0 | 0 | 0 | 0 | 0
02.06. | 6 | 0 |  | 0 | 0 | 0 | 0 | 0
02.06. | 7 | 0 |  | 0 | 0 | 0 | 0 | 0
02.06. | 8 | 0 |  | 0 | 0 | 0 | 0 | 0
02.06. | 9 | 0 |  | 0 | 0 | 0 | 0 | 0
02.06. | 10 | 0 |  | 0 | 0 | 0 | 0 | 0
02.06. | 11 | 0 |  | 0 | 0 | 0 | 0 | 0
02.06. | 12 | 0 |  | 0 | 0 | 0 | 0 | 0
02.06. | 13 | 0 |  | 0 | 0 | 0 | 0 | 0
02.06. | 14 | 0 |  | 0 | 0 | 0 | 0 | 0
02.06. | 15 | 0 |  | 0 | 0 | 0 | 0 | 0
02.06. | 16 | 0 |  | 0 | 0 | 0 | 0 | 0
02.06. | 17 | 0 |  | 0 | 0 | 0 | 0 | 0
02.06. | 18 | 0 |  | 0 | 0 | 0 | 0 | 0
02.06. | 19 | 0 |  | 0 | 0 | 0 | 0 | 0
02.06. | 20 | 0 |  | 0 | 0 | 0 | 0 | 0
02.06. | 21 | 0 |  | 0 | 0 | 0 | 0 | 0
02.06. | 22 | 0 |  | 0 | 0 | 0 | 0 | 0
02.06. | 23 | 0 |  | 0 | 0 | 0 | 0 | 0
02.06. | 24 | 0 |  | 0 | 0 | 0 | 0 | 0
03.06. | 1 | 0 |  | 0 | 0 | 0 | 0 | 0
03.06. | 2 | 0 |  | 0 | 0 | 0 | 0 | 0
03.06. | 3 | 0 |  | 0 | 0 | 0 | 0 | 0
03.06. | 4 | 0 |  | 0 | 0 | 0 | 0 | 0
03.06. | 5 | 0 |  | 0 | 0 | 0 | 0 | 0
03.06. | 6 | 0 |  | 0 | 0 | 0 | 0 | 0
03.06. | 7 | 0 |  | 0 | 0 | 0 | 0 | 0
03.06. | 8 | 0 |  | 0 | 0 | 0 | 0 | 0
03.06. | 9 | 0 |  | 0 | 0 | 0 | 0 | 0
03.06. | 10 | 0 |  | 0 | 0 | 0 | 0 | 0
03.06. | 11 | 0 |  | 0 | 0 | 0 | 0 | 0
03.06. | 12 | 0 |  | 0 | 0 | 0 | 0 | 0
03.06. | 13 | 0 |  | 0 | 0 | 0 | 0 | 0
03.06. | 14 | 0 |  | 0 | 0 | 0 | 0 | 0
03.06. | 15 | 0 |  | 0 | 0 | 0 | 0 | 0
03.06. | 16 | 0 |  | 0 | 0 | 0 | 0 | 0
03.06. | 17 | 0 |  | 0 | 0 | 0 | 0 | 0
03.06. | 18 | 0 |  | 0 | 0 | 0 | 0 | 0
03.06. | 19 | 0 |  | 0 | 0 | 0 | 0 | 0
03.06. | 20 | 0 |  | 0 | 0 | 0 | 0 | 0
03.06. | 21 | 0 |  | 0 | 0 | 0 | 0 | 0
03.06. | 22 | 0 |  | 0 | 0 | 0 | 0 | 0
03.06. | 23 | 0 |  | 0 | 0 | 0 | 0 | 0
03.06. | 24 | 0 |  | 0 | 0 | 0 | 0 | 0
04.06. | 1 | 0 |  | 0 | 0 | 0 | 0 | 0
04.06. | 2 | 0 |  | 0 | 0 | 0 | 0 | 0
04.06. | 3 | 0 |  | 0 | 0 | 0 | 0 | 0
04.06. | 4 | 0 |  | 0 | 0 | 0 | 0 | 0
04.06. | 5 | 0 |  | 0 | 0 | 0 | 0 | 0
04.06. | 6 | 0 |  | 0 | 0 | 0 | 0 | 0
04.06. | 7 | 0 |  | 0 | 0 | 0 | 0 | 0
04.06. | 8 | 0 |  | 0 | 0 | 0 | 0 | 0
04.06. | 9 | 0 |  | 0 | 0 | 0 | 0 | 0
04.06. | 10 | 0 |  | 0 | 0 | 0 | 0 | 0
04.06. | 11 | 0 |  | 0 | 0 | 0 | 0 | 0
04.06. | 12 | 0 |  | 0 | 0 | 0 | 0 | 0
04.06. | 13 | 0 |  | 0 | 0 | 0 | 0 | 0
04.06. | 14 | 0 |  | 0 | 0 | 0 | 0 | 0
04.06. | 15 | 0 |  | 0 | 0 | 0 | 0 | 0
04.06. | 16 | 0 |  | 0 | 0 | 0 | 0 | 0
04.06. | 17 | 0 |  | 0 | 0 | 0 | 0 | 0
04.06. | 18 | 0 |  | 0 | 0 | 0 | 0 | 0
04.06. | 19 | 0 |  | 0 | 0 | 0 | 0 | 0
04.06. | 20 | 0 |  | 0 | 0 | 0 | 0 | 0
04.06. | 21 | 0 |  | 0 | 0 | 0 | 0 | 0
04.06. | 22 | 0 |  | 0 | 0 | 0 | 0 | 0
04.06. | 23 | 0 |  | 0 | 0 | 0 | 0 | 0
04.06. | 24 | 0 |  | 0 | 0 | 0 | 0 | 0
05.06. | 1 | 0 |  | 0 | 0 | 0 | 0 | 0
05.06. | 2 | 0 |  | 0 | 0 | 0 | 0 | 0
05.06. | 3 | 0 |  | 0 | 0 | 0 | 0 | 0
05.06. | 4 | 0 |  | 0 | 0 | 0 | 0 | 0
05.06. | 5 | 0 |  | 0 | 0 | 0 | 0 | 0
05.06. | 6 | 0 |  | 0 | 0 | 0 | 0 | 0
05.06. | 7 | 0 |  | 0 | 0 | 0 | 0 | 0
05.06. | 8 | 0 |  | 0 | 0 | 0 | 0 | 0
05.06. | 9 | 0 |  | 0 | 0 | 0 | 0 | 0
05.06. | 10 | 0 |  | 0 | 0 | 0 | 0 | 0
05.06. | 11 | 0 |  | 0 | 0 | 0 | 0 | 0
05.06. | 12 | 0 |  | 0 | 0 | 0 | 0 | 0
05.06. | 13 | 0 |  | 0 | 0 | 0 | 0 | 0
05.06. | 14 | 0 |  | 0 | 0 | 0 | 0 | 0
05.06. | 15 | 0 |  | 0 | 0 | 0 | 0 | 0
05.06. | 16 | 0 |  | 0 | 0 | 0 | 0 | 0
05.06. | 17 | 0 |  | 0 | 0 | 0 | 0 | 0
05.06. | 18 | 0 |  | 0 | 0 | 0 | 0 | 0
05.06. | 19 | 0 |  | 0 | 0 | 0 | 0 | 0
05.06. | 20 | 0 |  | 0 | 0 | 0 | 0 | 0
05.06. | 21 | 0 |  | 0 | 0 | 0 | 0 | 0
05.06. | 22 | 0 |  | 0 | 0 | 0 | 0 | 0
05.06. | 23 | 0 |  | 0 | 0 | 0 | 0 | 0
05.06. | 24 | 0 |  | 0 | 0 | 0 | 0 | 0
06.06. | 1 | 0 |  | 0 | 0 | 0 | 0 | 0
06.06. | 2 | 0 |  | 0 | 0 | 0 | 0 | 0
06.06. | 3 | 0 |  | 0 | 0 | 0 | 0 | 0
06.06. | 4 | 0 |  | 0 | 0 | 0 | 0 | 0
06.06. | 5 | 0 |  | 0 | 0 | 0 | 0 | 0
06.06. | 6 | 0 |  | 0 | 0 | 0 | 0 | 0
06.06. | 7 | 0 |  | 0 | 0 | 0 | 0 | 0
06.06. | 8 | 0 |  | 0 | 0 | 0 | 0 | 0
06.06. | 9 | 0 |  | 0 | 0 | 0 | 0 | 0
06.06. | 10 | 0 |  | 0 | 0 | 0 | 0 | 0
06.06. | 11 | 0 |  | 0 | 0 | 0 | 0 | 0
06.06. | 12 | 0 |  | 0 | 0 | 0 | 0 | 0
06.06. | 13 | 0 |  | 0 | 0 | 0 | 0 | 0
06.06. | 14 | 0 |  | 0 | 0 | 0 | 0 | 0
06.06. | 15 | 0 |  | 0 | 0 | 0 | 0 | 0
06.06. | 16 | 0 |  | 0 | 0 | 0 | 0 | 0
06.06. | 17 | 0 |  | 0 | 0 | 0 | 0 | 0
06.06. | 18 | 0 |  | 0 | 0 | 0 | 0 | 0
06.06. | 19 | 0 |  | 0 | 0 | 0 | 0 | 0
06.06. | 20 | 0 |  | 0 | 0 | 0 | 0 | 0
06.06. | 21 | 0 |  | 0 | 0 | 0 | 0 | 0
06.06. | 22 | 0 |  | 0 | 0 | 0 | 0 | 0
06.06. | 23 | 0 |  | 0 | 0 | 0 | 0 | 0
06.06. | 24 | 0 |  | 0 | 0 | 0 | 0 | 0
07.06. | 1 | 0 |  | 0 | 0 | 0 | 0 | 0
07.06. | 2 | 0 |  | 0 | 0 | 0 | 0 | 0
07.06. | 3 | 0 |  | 0 | 0 | 0 | 0 | 0
07.06. | 4 | 0 |  | 0 | 0 | 0 | 0 | 0
07.06. | 5 | 0 |  | 0 | 0 | 0 | 0 | 0
07.06. | 6 | 0 |  | 0 | 0 | 0 | 0 | 0
07.06. | 7 | 0 |  | 0 | 0 | 0 | 0 | 0
07.06. | 8 | 0 |  | 0 | 0 | 0 | 0 | 0
07.06. | 9 | 0 |  | 0 | 0 | 0 | 0 | 0
07.06. | 10 | 0 |  | 0 | 0 | 0 | 0 | 0
07.06. | 11 | 0 |  | 0 | 0 | 0 | 0 | 0
07.06. | 12 | 0 |  | 0 | 0 | 0 | 0 | 0
07.06. | 13 | 0 |  | 0 | 0 | 0 | 0 | 0
07.06. | 14 | 0 |  | 0 | 0 | 0 | 0 | 0
07.06. | 15 | 0 |  | 0 | 0 | 0 | 0 | 0
07.06. | 16 | 0 |  | 0 | 0 | 0 | 0 | 0
07.06. | 17 | 0 |  | 0 | 0 | 0 | 0 | 0
07.06. | 18 | 0 |  | 0 | 0 | 0 | 0 | 0
07.06. | 19 | 0 |  | 0 | 0 | 0 | 0 | 0
07.06. | 20 | 0 |  | 0 | 0 | 0 | 0 | 0
07.06. | 21 | 0 |  | 0 | 0 | 0 | 0 | 0
07.06. | 22 | 0 |  | 0 | 0 | 0 | 0 | 0
07.06. | 23 | 0 |  | 0 | 0 | 0 | 0 | 0
07.06. | 24 | 0 |  | 0 | 0 | 0 | 0 | 0
08.06. | 1 | 0 |  | 0 | 0 | 0 | 0 | 0
08.06. | 2 | 0 |  | 0 | 0 | 0 | 0 | 0
08.06. | 3 | 0 |  | 0 | 0 | 0 | 0 | 0
08.06. | 4 | 0 |  | 0 | 0 | 0 | 0 | 0
08.06. | 5 | 0 |  | 0 | 0 | 0 | 0 | 0
08.06. | 6 | 0 |  | 0 | 0 | 0 | 0 | 0
08.06. | 7 | 0 |  | 0 | 0 | 0 | 0 | 0
08.06. | 8 | 0 |  | 0 | 0 | 0 | 0 | 0
08.06. | 9 | 0 |  | 0 | 0 | 0 | 0 | 0
08.06. | 10 | 0 |  | 0 | 0 | 0 | 0 | 0
08.06. | 11 | 0 |  | 0 | 0 | 0 | 0 | 0
08.06. | 12 | 0 |  | 0 | 0 | 0 | 0 | 0
08.06. | 13 | 0 |  | 0 | 0 | 0 | 0 | 0
08.06. | 14 | 0 |  | 0 | 0 | 0 | 0 | 0
08.06. | 15 | 0 |  | 0 | 0 | 0 | 0 | 0
08.06. | 16 | 0 |  | 0 | 0 | 0 | 0 | 0
08.06. | 17 | 0 |  | 0 | 0 | 0 | 0 | 0
08.06. | 18 | 0 |  | 0 | 0 | 0 | 0 | 0
08.06. | 19 | 0 |  | 0 | 0 | 0 | 0 | 0
08.06. | 20 | 0 |  | 0 | 0 | 0 | 0 | 0
08.06. | 21 | 0 |  | 0 | 0 | 0 | 0 | 0
08.06. | 22 | 0 |  | 0 | 0 | 0 | 0 | 0
08.06. | 23 | 0 |  | 0 | 0 | 0 | 0 | 0
08.06. | 24 | 0 |  | 0 | 0 | 0 | 0 | 0
09.06. | 1 | 0 |  | 0 | 0 | 0 | 0 | 0
09.06. | 2 | 0 |  | 0 | 0 | 0 | 0 | 0
09.06. | 3 | 0 |  | 0 | 0 | 0 | 0 | 0
09.06. | 4 | 0 |  | 0 | 0 | 0 | 0 | 0
09.06. | 5 | 0 |  | 0 | 0 | 0 | 0 | 0
09.06. | 6 | 0 |  | 0 | 0 | 0 | 0 | 0
09.06. | 7 | 0 |  | 0 | 0 | 0 | 0 | 0
09.06. | 8 | 0 |  | 0 | 0 | 0 | 0 | 0
09.06. | 9 | 0 |  | 0 | 0 | 0 | 0 | 0
09.06. | 10 | 0 |  | 0 | 0 | 0 | 0 | 0
09.06. | 11 | 0 |  | 0 | 0 | 0 | 0 | 0
09.06. | 12 | 0 |  | 0 | 0 | 0 | 0 | 0
09.06. | 13 | 0 |  | 0 | 0 | 0 | 0 | 0
09.06. | 14 | 0 |  | 0 | 0 | 0 | 0 | 0
09.06. | 15 | 0 |  | 0 | 0 | 0 | 0 | 0
09.06. | 16 | 0 |  | 0 | 0 | 0 | 0 | 0
09.06. | 17 | 0 |  | 0 | 0 | 0 | 0 | 0
09.06. | 18 | 0 |  | 0 | 0 | 0 | 0 | 0
09.06. | 19 | 0 |  | 0 | 0 | 0 | 0 | 0
09.06. | 20 | 0 |  | 0 | 0 | 0 | 0 | 0
09.06. | 21 | 0 |  | 0 | 0 | 0 | 0 | 0
09.06. | 22 | 0 |  | 0 | 0 | 0 | 0 | 0
09.06. | 23 | 0 |  | 0 | 0 | 0 | 0 | 0
09.06. | 24 | 0 |  | 0 | 0 | 0 | 0 | 0
10.06. | 1 | 0 |  | 0 | 0 | 0 | 0 | 0
10.06. | 2 | 0 |  | 0 | 0 | 0 | 0 | 0
10.06. | 3 | 0 |  | 0 | 0 | 0 | 0 | 0
10.06. | 4 | 0 |  | 0 | 0 | 0 | 0 | 0
10.06. | 5 | 0 |  | 0 | 0 | 0 | 0 | 0
10.06. | 6 | 0 |  | 0 | 0 | 0 | 0 | 0
10.06. | 7 | 0 |  | 0 | 0 | 0 | 0 | 0
10.06. | 8 | 0 |  | 0 | 0 | 0 | 0 | 0
10.06. | 9 | 0 |  | 0 | 0 | 0 | 0 | 0
10.06. | 10 | 0 |  | 0 | 0 | 0 | 0 | 0
10.06. | 11 | 0 |  | 0 | 0 | 0 | 0 | 0
10.06. | 12 | 0 |  | 0 | 0 | 0 | 0 | 0
10.06. | 13 | 0 |  | 0 | 0 | 0 | 0 | 0
10.06. | 14 | 0 |  | 0 | 0 | 0 | 0 | 0
10.06. | 15 | 0 |  | 0 | 0 | 0 | 0 | 0
10.06. | 16 | 0 |  | 0 | 0 | 0 | 0 | 0
10.06. | 17 | 0 |  | 0 | 0 | 0 | 0 | 0
10.06. | 18 | 0 |  | 0 | 0 | 0 | 0 | 0
10.06. | 19 | 0 |  | 0 | 0 | 0 | 0 | 0
10.06. | 20 | 0 |  | 0 | 0 | 0 | 0 | 0
10.06. | 21 | 0 |  | 0 | 0 | 0 | 0 | 0
10.06. | 22 | 0 |  | 0 | 0 | 0 | 0 | 0
10.06. | 23 | 0 |  | 0 | 0 | 0 | 0 | 0
10.06. | 24 | 0 |  | 0 | 0 | 0 | 0 | 0
11.06. | 1 | 0 |  | 0 | 0 | 0 | 0 | 0
11.06. | 2 | 0 |  | 0 | 0 | 0 | 0 | 0
11.06. | 3 | 0 |  | 0 | 0 | 0 | 0 | 0
11.06. | 4 | 0 |  | 0 | 0 | 0 | 0 | 0
11.06. | 5 | 0 |  | 0 | 0 | 0 | 0 | 0
11.06. | 6 | 0 |  | 0 | 0 | 0 | 0 | 0
11.06. | 7 | 0 |  | 0 | 0 | 0 | 0 | 0
11.06. | 8 | 0 |  | 0 | 0 | 0 | 0 | 0
11.06. | 9 | 0 |  | 0 | 0 | 0 | 0 | 0
11.06. | 10 | 0 |  | 0 | 0 | 0 | 0 | 0
11.06. | 11 | 0 |  | 0 | 0 | 0 | 0 | 0
11.06. | 12 | 0 |  | 0 | 0 | 0 | 0 | 0
11.06. | 13 | 0 |  | 0 | 0 | 0 | 0 | 0
11.06. | 14 | 0 |  | 0 | 0 | 0 | 0 | 0
11.06. | 15 | 0 |  | 0 | 0 | 0 | 0 | 0
11.06. | 16 | 0 |  | 0 | 0 | 0 | 0 | 0
11.06. | 17 | 0 |  | 0 | 0 | 0 | 0 | 0
11.06. | 18 | 0 |  | 0 | 0 | 0 | 0 | 0
11.06. | 19 | 0 |  | 0 | 0 | 0 | 0 | 0
11.06. | 20 | 0 |  | 0 | 0 | 0 | 0 | 0
11.06. | 21 | 0 |  | 0 | 0 | 0 | 0 | 0
11.06. | 22 | 0 |  | 0 | 0 | 0 | 0 | 0
11.06. | 23 | 0 |  | 0 | 0 | 0 | 0 | 0
11.06. | 24 | 0 |  | 0 | 0 | 0 | 0 | 0
12.06. | 1 | 0 |  | 0 | 0 | 0 | 0 | 0
12.06. | 2 | 0 |  | 0 | 0 | 0 | 0 | 0
12.06. | 3 | 0 |  | 0 | 0 | 0 | 0 | 0
12.06. | 4 | 0 |  | 0 | 0 | 0 | 0 | 0
12.06. | 5 | 0 |  | 0 | 0 | 0 | 0 | 0
12.06. | 6 | 0 |  | 0 | 0 | 0 | 0 | 0
12.06. | 7 | 0 |  | 0 | 0 | 0 | 0 | 0
12.06. | 8 | 0 |  | 0 | 0 | 0 | 0 | 0
12.06. | 9 | 0 |  | 0 | 0 | 0 | 0 | 0
12.06. | 10 | 0 |  | 0 | 0 | 0 | 0 | 0
12.06. | 11 | 0 |  | 0 | 0 | 0 | 0 | 0
12.06. | 12 | 0 |  | 0 | 0 | 0 | 0 | 0
12.06. | 13 | 0 |  | 0 | 0 | 0 | 0 | 0
12.06. | 14 | 0 |  | 0 | 0 | 0 | 0 | 0
12.06. | 15 | 0 |  | 0 | 0 | 0 | 0 | 0
12.06. | 16 | 0 |  | 0 | 0 | 0 | 0 | 0
12.06. | 17 | 0 |  | 0 | 0 | 0 | 0 | 0
12.06. | 18 | 0 |  | 0 | 0 | 0 | 0 | 0
12.06. | 19 | 0 |  | 0 | 0 | 0 | 0 | 0
12.06. | 20 | 0 |  | 0 | 0 | 0 | 0 | 0
12.06. | 21 | 0 |  | 0 | 0 | 0 | 0 | 0
12.06. | 22 | 0 |  | 0 | 0 | 0 | 0 | 0
12.06. | 23 | 0 |  | 0 | 0 | 0 | 0 | 0
12.06. | 24 | 0 |  | 0 | 0 | 0 | 0 | 0
13.06. | 1 | 0 |  | 0 | 0 | 0 | 0 | 0
13.06. | 2 | 0 |  | 0 | 0 | 0 | 0 | 0
13.06. | 3 | 0 |  | 0 | 0 | 0 | 0 | 0
13.06. | 4 | 0 |  | 0 | 0 | 0 | 0 | 0
13.06. | 5 | 0 |  | 0 | 0 | 0 | 0 | 0
13.06. | 6 | 0 |  | 0 | 0 | 0 | 0 | 0
13.06. | 7 | 0 |  | 0 | 0 | 0 | 0 | 0
13.06. | 8 | 0 |  | 0 | 0 | 0 | 0 | 0
13.06. | 9 | 0 |  | 0 | 0 | 0 | 0 | 0
13.06. | 10 | 0 |  | 0 | 0 | 0 | 0 | 0
13.06. | 11 | 0 |  | 0 | 0 | 0 | 0 | 0
13.06. | 12 | 0 |  | 0 | 0 | 0 | 0 | 0
13.06. | 13 | 0 |  | 0 | 0 | 0 | 0 | 0
13.06. | 14 | 0 |  | 0 | 0 | 0 | 0 | 0
13.06. | 15 | 0 |  | 0 | 0 | 0 | 0 | 0
13.06. | 16 | 0 |  | 0 | 0 | 0 | 0 | 0
13.06. | 17 | 0 |  | 0 | 0 | 0 | 0 | 0
13.06. | 18 | 0 |  | 0 | 0 | 0 | 0 | 0
13.06. | 19 | 0 |  | 0 | 0 | 0 | 0 | 0
13.06. | 20 | 0 |  | 0 | 0 | 0 | 0 | 0
13.06. | 21 | 0 |  | 0 | 0 | 0 | 0 | 0
13.06. | 22 | 0 |  | 0 | 0 | 0 | 0 | 0
13.06. | 23 | 0 |  | 0 | 0 | 0 | 0 | 0
13.06. | 24 | 0 |  | 0 | 0 | 0 | 0 | 0
14.06. | 1 | 0 |  | 0 | 0 | 0 | 0 | 0
14.06. | 2 | 0 |  | 0 | 0 | 0 | 0 | 0
14.06. | 3 | 0 |  | 0 | 0 | 0 | 0 | 0
14.06. | 4 | 0 |  | 0 | 0 | 0 | 0 | 0
14.06. | 5 | 0 |  | 0 | 0 | 0 | 0 | 0
14.06. | 6 | 0 |  | 0 | 0 | 0 | 0 | 0
14.06. | 7 | 0 |  | 0 | 0 | 0 | 0 | 0
14.06. | 8 | 0 |  | 0 | 0 | 0 | 0 | 0
14.06. | 9 | 0 |  | 0 | 0 | 0 | 0 | 0
14.06. | 10 | 0 |  | 0 | 0 | 0 | 0 | 0
14.06. | 11 | 0 |  | 0 | 0 | 0 | 0 | 0
14.06. | 12 | 0 |  | 0 | 0 | 0 | 0 | 0
14.06. | 13 | 0 |  | 0 | 0 | 0 | 0 | 0
14.06. | 14 | 0 |  | 0 | 0 | 0 | 0 | 0
14.06. | 15 | 0 |  | 0 | 0 | 0 | 0 | 0
14.06. | 16 | 0 |  | 0 | 0 | 0 | 0 | 0
14.06. | 17 | 0 |  | 0 | 0 | 0 | 0 | 0
14.06. | 18 | 0 |  | 0 | 0 | 0 | 0 | 0
14.06. | 19 | 0 |  | 0 | 0 | 0 | 0 | 0
14.06. | 20 | 0 |  | 0 | 0 | 0 | 0 | 0
14.06. | 21 | 0 |  | 0 | 0 | 0 | 0 | 0
14.06. | 22 | 0 |  | 0 | 0 | 0 | 0 | 0
14.06. | 23 | 0 |  | 0 | 0 | 0 | 0 | 0
14.06. | 24 | 0 |  | 0 | 0 | 0 | 0 | 0
15.06. | 1 | 0 |  | 0 | 0 | 0 | 0 | 0
15.06. | 2 | 0 |  | 0 | 0 | 0 | 0 | 0
15.06. | 3 | 0 |  | 0 | 0 | 0 | 0 | 0
15.06. | 4 | 0 |  | 0 | 0 | 0 | 0 | 0
15.06. | 5 | 0 |  | 0 | 0 | 0 | 0 | 0
15.06. | 6 | 0 |  | 0 | 0 | 0 | 0 | 0
15.06. | 7 | 0 |  | 0 | 0 | 0 | 0 | 0
15.06. | 8 | 0 |  | 0 | 0 | 0 | 0 | 0
15.06. | 9 | 0 |  | 0 | 0 | 0 | 0 | 0
15.06. | 10 | 0 |  | 0 | 0 | 0 | 0 | 0
15.06. | 11 | 0 |  | 0 | 0 | 0 | 0 | 0
15.06. | 12 | 0 |  | 0 | 0 | 0 | 0 | 0
15.06. | 13 | 0 |  | 0 | 0 | 0 | 0 | 0
15.06. | 14 | 0 |  | 0 | 0 | 0 | 0 | 0
15.06. | 15 | 0 |  | 0 | 0 | 0 | 0 | 0
15.06. | 16 | 0 |  | 0 | 0 | 0 | 0 | 0
15.06. | 17 | 0 |  | 0 | 0 | 0 | 0 | 0
15.06. | 18 | 0 |  | 0 | 0 | 0 | 0 | 0
15.06. | 19 | 0 |  | 0 | 0 | 0 | 0 | 0
15.06. | 20 | 0 |  | 0 | 0 | 0 | 0 | 0
15.06. | 21 | 0 |  | 0 | 0 | 0 | 0 | 0
15.06. | 22 | 0 |  | 0 | 0 | 0 | 0 | 0
15.06. | 23 | 0 |  | 0 | 0 | 0 | 0 | 0
15.06. | 24 | 0 |  | 0 | 0 | 0 | 0 | 0
16.06. | 1 | 0 |  | 0 | 0 | 0 | 0 | 0
16.06. | 2 | 0 |  | 0 | 0 | 0 | 0 | 0
16.06. | 3 | 0 |  | 0 | 0 | 0 | 0 | 0
16.06. | 4 | 0 |  | 0 | 0 | 0 | 0 | 0
16.06. | 5 | 0 |  | 0 | 0 | 0 | 0 | 0
16.06. | 6 | 0 |  | 0 | 0 | 0 | 0 | 0
16.06. | 7 | 0 |  | 0 | 0 | 0 | 0 | 0
16.06. | 8 | 0 |  | 0 | 0 | 0 | 0 | 0
16.06. | 9 | 0 |  | 0 | 0 | 0 | 0 | 0
16.06. | 10 | 0 |  | 0 | 0 | 0 | 0 | 0
16.06. | 11 | 0 |  | 0 | 0 | 0 | 0 | 0
16.06. | 12 | 0 |  | 0 | 0 | 0 | 0 | 0
16.06. | 13 | 0 |  | 0 | 0 | 0 | 0 | 0
16.06. | 14 | 0 |  | 0 | 0 | 0 | 0 | 0
16.06. | 15 | 0 |  | 0 | 0 | 0 | 0 | 0
16.06. | 16 | 0 |  | 0 | 0 | 0 | 0 | 0
16.06. | 17 | 0 |  | 0 | 0 | 0 | 0 | 0
16.06. | 18 | 0 |  | 0 | 0 | 0 | 0 | 0
16.06. | 19 | 0 |  | 0 | 0 | 0 | 0 | 0
16.06. | 20 | 0 |  | 0 | 0 | 0 | 0 | 0
16.06. | 21 | 0 |  | 0 | 0 | 0 | 0 | 0
16.06. | 22 | 0 |  | 0 | 0 | 0 | 0 | 0
16.06. | 23 | 0 |  | 0 | 0 | 0 | 0 | 0
16.06. | 24 | 0 |  | 0 | 0 | 0 | 0 | 0
17.06. | 1 | 0 |  | 0 | 0 | 0 | 0 | 0
17.06. | 2 | 0 |  | 0 | 0 | 0 | 0 | 0
17.06. | 3 | 0 |  | 0 | 0 | 0 | 0 | 0
17.06. | 4 | 0 |  | 0 | 0 | 0 | 0 | 0
17.06. | 5 | 0 |  | 0 | 0 | 0 | 0 | 0
17.06. | 6 | 0 |  | 0 | 0 | 0 | 0 | 0
17.06. | 7 | 0 |  | 0 | 0 | 0 | 0 | 0
17.06. | 8 | 0 |  | 0 | 0 | 0 | 0 | 0
17.06. | 9 | 0 |  | 0 | 0 | 0 | 0 | 0
17.06. | 10 | 0 |  | 0 | 0 | 0 | 0 | 0
17.06. | 11 | 0 |  | 0 | 0 | 0 | 0 | 0
17.06. | 12 | 0 |  | 0 | 0 | 0 | 0 | 0
17.06. | 13 | 0 |  | 0 | 0 | 0 | 0 | 0
17.06. | 14 | 0 |  | 0 | 0 | 0 | 0 | 0
17.06. | 15 | 0 |  | 0 | 0 | 0 | 0 | 0
17.06. | 16 | 0 |  | 0 | 0 | 0 | 0 | 0
17.06. | 17 | 0 |  | 0 | 0 | 0 | 0 | 0
17.06. | 18 | 0 |  | 0 | 0 | 0 | 0 | 0
17.06. | 19 | 0 |  | 0 | 0 | 0 | 0 | 0
17.06. | 20 | 0 |  | 0 | 0 | 0 | 0 | 0
17.06. | 21 | 0 |  | 0 | 0 | 0 | 0 | 0
17.06. | 22 | 0 |  | 0 | 0 | 0 | 0 | 0
17.06. | 23 | 0 |  | 0 | 0 | 0 | 0 | 0
17.06. | 24 | 0 |  | 0 | 0 | 0 | 0 | 0
18.06. | 1 | 0 |  | 0 | 0 | 0 | 0 | 0
18.06. | 2 | 0 |  | 0 | 0 | 0 | 0 | 0
18.06. | 3 | 0 |  | 0 | 0 | 0 | 0 | 0
18.06. | 4 | 0 |  | 0 | 0 | 0 | 0 | 0
18.06. | 5 | 0 |  | 0 | 0 | 0 | 0 | 0
18.06. | 6 | 0 |  | 0 | 0 | 0 | 0 | 0
18.06. | 7 | 0 |  | 0 | 0 | 0 | 0 | 0
18.06. | 8 | 0 |  | 0 | 0 | 0 | 0 | 0
18.06. | 9 | 0 |  | 0 | 0 | 0 | 0 | 0
18.06. | 10 | 0 |  | 0 | 0 | 0 | 0 | 0
18.06. | 11 | 0 |  | 0 | 0 | 0 | 0 | 0
18.06. | 12 | 0 |  | 0 | 0 | 0 | 0 | 0
18.06. | 13 | 0 |  | 0 | 0 | 0 | 0 | 0
18.06. | 14 | 0 |  | 0 | 0 | 0 | 0 | 0
18.06. | 15 | 0 |  | 0 | 0 | 0 | 0 | 0
18.06. | 16 | 0 |  | 0 | 0 | 0 | 0 | 0
18.06. | 17 | 0 |  | 0 | 0 | 0 | 0 | 0
18.06. | 18 | 0 |  | 0 | 0 | 0 | 0 | 0
18.06. | 19 | 0 |  | 0 | 0 | 0 | 0 | 0
18.06. | 20 | 0 |  | 0 | 0 | 0 | 0 | 0
18.06. | 21 | 0 |  | 0 | 0 | 0 | 0 | 0
18.06. | 22 | 0 |  | 0 | 0 | 0 | 0 | 0
18.06. | 23 | 0 |  | 0 | 0 | 0 | 0 | 0
18.06. | 24 | 0 |  | 0 | 0 | 0 | 0 | 0
19.06. | 1 | 0 |  | 0 | 0 | 0 | 0 | 0
19.06. | 2 | 0 |  | 0 | 0 | 0 | 0 | 0
19.06. | 3 | 0 |  | 0 | 0 | 0 | 0 | 0
19.06. | 4 | 0 |  | 0 | 0 | 0 | 0 | 0
19.06. | 5 | 0 |  | 0 | 0 | 0 | 0 | 0
19.06. | 6 | 0 |  | 0 | 0 | 0 | 0 | 0
19.06. | 7 | 0 |  | 0 | 0 | 0 | 0 | 0
19.06. | 8 | 0 |  | 0 | 0 | 0 | 0 | 0
19.06. | 9 | 0 |  | 0 | 0 | 0 | 0 | 0
19.06. | 10 | 0 |  | 0 | 0 | 0 | 0 | 0
19.06. | 11 | 0 |  | 0 | 0 | 0 | 0 | 0
19.06. | 12 | 0 |  | 0 | 0 | 0 | 0 | 0
19.06. | 13 | 0 |  | 0 | 0 | 0 | 0 | 0
19.06. | 14 | 0 |  | 0 | 0 | 0 | 0 | 0
19.06. | 15 | 0 |  | 0 | 0 | 0 | 0 | 0
19.06. | 16 | 0 |  | 0 | 0 | 0 | 0 | 0
19.06. | 17 | 0 |  | 0 | 0 | 0 | 0 | 0
19.06. | 18 | 0 |  | 0 | 0 | 0 | 0 | 0
19.06. | 19 | 0 |  | 0 | 0 | 0 | 0 | 0
19.06. | 20 | 0 |  | 0 | 0 | 0 | 0 | 0
19.06. | 21 | 0 |  | 0 | 0 | 0 | 0 | 0
19.06. | 22 | 0 |  | 0 | 0 | 0 | 0 | 0
19.06. | 23 | 0 |  | 0 | 0 | 0 | 0 | 0
19.06. | 24 | 0 |  | 0 | 0 | 0 | 0 | 0
20.06. | 1 | 0 |  | 0 | 0 | 0 | 0 | 0
20.06. | 2 | 0 |  | 0 | 0 | 0 | 0 | 0
20.06. | 3 | 0 |  | 0 | 0 | 0 | 0 | 0
20.06. | 4 | 0 |  | 0 | 0 | 0 | 0 | 0
20.06. | 5 | 0 |  | 0 | 0 | 0 | 0 | 0
20.06. | 6 | 0 |  | 0 | 0 | 0 | 0 | 0
20.06. | 7 | 0 |  | 0 | 0 | 0 | 0 | 0
20.06. | 8 | 0 |  | 0 | 0 | 0 | 0 | 0
20.06. | 9 | 0 |  | 0 | 0 | 0 | 0 | 0
20.06. | 10 | 0 |  | 0 | 0 | 0 | 0 | 0
20.06. | 11 | 0 |  | 0 | 0 | 0 | 0 | 0
20.06. | 12 | 0 |  | 0 | 0 | 0 | 0 | 0
20.06. | 13 | 0 |  | 0 | 0 | 0 | 0 | 0
20.06. | 14 | 0 |  | 0 | 0 | 0 | 0 | 0
20.06. | 15 | 0 |  | 0 | 0 | 0 | 0 | 0
20.06. | 16 | 0 |  | 0 | 0 | 0 | 0 | 0
20.06. | 17 | 0 |  | 0 | 0 | 0 | 0 | 0
20.06. | 18 | 0 |  | 0 | 0 | 0 | 0 | 0
20.06. | 19 | 0 |  | 0 | 0 | 0 | 0 | 0
20.06. | 20 | 0 |  | 0 | 0 | 0 | 0 | 0
20.06. | 21 | 0 |  | 0 | 0 | 0 | 0 | 0
20.06. | 22 | 0 |  | 0 | 0 | 0 | 0 | 0
20.06. | 23 | 0 |  | 0 | 0 | 0 | 0 | 0
20.06. | 24 | 0 |  | 0 | 0 | 0 | 0 | 0
21.06. | 1 | 0 |  | 0 | 0 | 0 | 0 | 0
21.06. | 2 | 0 |  | 0 | 0 | 0 | 0 | 0
21.06. | 3 | 0 |  | 0 | 0 | 0 | 0 | 0
21.06. | 4 | 0 |  | 0 | 0 | 0 | 0 | 0
21.06. | 5 | 0 |  | 0 | 0 | 0 | 0 | 0
21.06. | 6 | 0 |  | 0 | 0 | 0 | 0 | 0
21.06. | 7 | 0 |  | 0 | 0 | 0 | 0 | 0
21.06. | 8 | 0 |  | 0 | 0 | 0 | 0 | 0
21.06. | 9 | 0 |  | 0 | 0 | 0 | 0 | 0
21.06. | 10 | 0 |  | 0 | 0 | 0 | 0 | 0
21.06. | 11 | 0 |  | 0 | 0 | 0 | 0 | 0
21.06. | 12 | 0 |  | 0 | 0 | 0 | 0 | 0
21.06. | 13 | 0 |  | 0 | 0 | 0 | 0 | 0
21.06. | 14 | 0 |  | 0 | 0 | 0 | 0 | 0
21.06. | 15 | 0 |  | 0 | 0 | 0 | 0 | 0
21.06. | 16 | 0 |  | 0 | 0 | 0 | 0 | 0
21.06. | 17 | 0 |  | 0 | 0 | 0 | 0 | 0
21.06. | 18 | 0 |  | 0 | 0 | 0 | 0 | 0
21.06. | 19 | 0 |  | 0 | 0 | 0 | 0 | 0
21.06. | 20 | 0 |  | 0 | 0 | 0 | 0 | 0
21.06. | 21 | 0 |  | 0 | 0 | 0 | 0 | 0
21.06. | 22 | 0 |  | 0 | 0 | 0 | 0 | 0
21.06. | 23 | 0 |  | 0 | 0 | 0 | 0 | 0
21.06. | 24 | 0 |  | 0 | 0 | 0 | 0 | 0
22.06. | 1 | 0 |  | 0 | 0 | 0 | 0 | 0
22.06. | 2 | 0 |  | 0 | 0 | 0 | 0 | 0
22.06. | 3 | 0 |  | 0 | 0 | 0 | 0 | 0
22.06. | 4 | 0 |  | 0 | 0 | 0 | 0 | 0
22.06. | 5 | 0 |  | 0 | 0 | 0 | 0 | 0
22.06. | 6 | 0 |  | 0 | 0 | 0 | 0 | 0
22.06. | 7 | 0 |  | 0 | 0 | 0 | 0 | 0
22.06. | 8 | 0 |  | 0 | 0 | 0 | 0 | 0
22.06. | 9 | 0 |  | 0 | 0 | 0 | 0 | 0
22.06. | 10 | 0 |  | 0 | 0 | 0 | 0 | 0
22.06. | 11 | 0 |  | 0 | 0 | 0 | 0 | 0
22.06. | 12 | 0 |  | 0 | 0 | 0 | 0 | 0
22.06. | 13 | 0 |  | 0 | 0 | 0 | 0 | 0
22.06. | 14 | 0 |  | 0 | 0 | 0 | 0 | 0
22.06. | 15 | 0 |  | 0 | 0 | 0 | 0 | 0
22.06. | 16 | 0 |  | 0 | 0 | 0 | 0 | 0
22.06. | 17 | 0 |  | 0 | 0 | 0 | 0 | 0
22.06. | 18 | 0 |  | 0 | 0 | 0 | 0 | 0
22.06. | 19 | 0 |  | 0 | 0 | 0 | 0 | 0
22.06. | 20 | 0 |  | 0 | 0 | 0 | 0 | 0
22.06. | 21 | 0 |  | 0 | 0 | 0 | 0 | 0
22.06. | 22 | 0 |  | 0 | 0 | 0 | 0 | 0
22.06. | 23 | 0 |  | 0 | 0 | 0 | 0 | 0
22.06. | 24 | 0 |  | 0 | 0 | 0 | 0 | 0
23.06. | 1 | 0 |  | 0 | 0 | 0 | 0 | 0
23.06. | 2 | 0 |  | 0 | 0 | 0 | 0 | 0
23.06. | 3 | 0 |  | 0 | 0 | 0 | 0 | 0
23.06. | 4 | 0 |  | 0 | 0 | 0 | 0 | 0
23.06. | 5 | 0 |  | 0 | 0 | 0 | 0 | 0
23.06. | 6 | 0 |  | 0 | 0 | 0 | 0 | 0
23.06. | 7 | 0 |  | 0 | 0 | 0 | 0 | 0
23.06. | 8 | 0 |  | 0 | 0 | 0 | 0 | 0
23.06. | 9 | 0 |  | 0 | 0 | 0 | 0 | 0
23.06. | 10 | 0 |  | 0 | 0 | 0 | 0 | 0
23.06. | 11 | 0 |  | 0 | 0 | 0 | 0 | 0
23.06. | 12 | 0 |  | 0 | 0 | 0 | 0 | 0
23.06. | 13 | 0 |  | 0 | 0 | 0 | 0 | 0
23.06. | 14 | 0 |  | 0 | 0 | 0 | 0 | 0
23.06. | 15 | 0 |  | 0 | 0 | 0 | 0 | 0
23.06. | 16 | 0 |  | 0 | 0 | 0 | 0 | 0
23.06. | 17 | 0 |  | 0 | 0 | 0 | 0 | 0
23.06. | 18 | 0 |  | 0 | 0 | 0 | 0 | 0
23.06. | 19 | 0 |  | 0 | 0 | 0 | 0 | 0
23.06. | 20 | 0 |  | 0 | 0 | 0 | 0 | 0
23.06. | 21 | 0 |  | 0 | 0 | 0 | 0 | 0
23.06. | 22 | 0 |  | 0 | 0 | 0 | 0 | 0
23.06. | 23 | 0 |  | 0 | 0 | 0 | 0 | 0
23.06. | 24 | 0 |  | 0 | 0 | 0 | 0 | 0
24.06. | 1 | 0 |  | 0 | 0 | 0 | 0 | 0
24.06. | 2 | 0 |  | 0 | 0 | 0 | 0 | 0
24.06. | 3 | 0 |  | 0 | 0 | 0 | 0 | 0
24.06. | 4 | 0 |  | 0 | 0 | 0 | 0 | 0
24.06. | 5 | 0 |  | 0 | 0 | 0 | 0 | 0
24.06. | 6 | 0 |  | 0 | 0 | 0 | 0 | 0
24.06. | 7 | 0 |  | 0 | 0 | 0 | 0 | 0
24.06. | 8 | 0 |  | 0 | 0 | 0 | 0 | 0
24.06. | 9 | 0 |  | 0 | 0 | 0 | 0 | 0
24.06. | 10 | 0 |  | 0 | 0 | 0 | 0 | 0
24.06. | 11 | 0 |  | 0 | 0 | 0 | 0 | 0
24.06. | 12 | 0 |  | 0 | 0 | 0 | 0 | 0
24.06. | 13 | 0 |  | 0 | 0 | 0 | 0 | 0
24.06. | 14 | 0 |  | 0 | 0 | 0 | 0 | 0
24.06. | 15 | 0 |  | 0 | 0 | 0 | 0 | 0
24.06. | 16 | 0 |  | 0 | 0 | 0 | 0 | 0
24.06. | 17 | 0 |  | 0 | 0 | 0 | 0 | 0
24.06. | 18 | 0 |  | 0 | 0 | 0 | 0 | 0
24.06. | 19 | 0 |  | 0 | 0 | 0 | 0 | 0
24.06. | 20 | 0 |  | 0 | 0 | 0 | 0 | 0
24.06. | 21 | 0 |  | 0 | 0 | 0 | 0 | 0
24.06. | 22 | 0 |  | 0 | 0 | 0 | 0 | 0
24.06. | 23 | 0 |  | 0 | 0 | 0 | 0 | 0
24.06. | 24 | 0 |  | 0 | 0 | 0 | 0 | 0
25.06. | 1 | 0 |  | 0 | 0 | 0 | 0 | 0
25.06. | 2 | 0 |  | 0 | 0 | 0 | 0 | 0
25.06. | 3 | 0 |  | 0 | 0 | 0 | 0 | 0
25.06. | 4 | 0 |  | 0 | 0 | 0 | 0 | 0
25.06. | 5 | 0 |  | 0 | 0 | 0 | 0 | 0
25.06. | 6 | 0 |  | 0 | 0 | 0 | 0 | 0
25.06. | 7 | 0 |  | 0 | 0 | 0 | 0 | 0
25.06. | 8 | 0 |  | 0 | 0 | 0 | 0 | 0
25.06. | 9 | 0 |  | 0 | 0 | 0 | 0 | 0
25.06. | 10 | 0 |  | 0 | 0 | 0 | 0 | 0
25.06. | 11 | 0 |  | 0 | 0 | 0 | 0 | 0
25.06. | 12 | 0 |  | 0 | 0 | 0 | 0 | 0
25.06. | 13 | 0 |  | 0 | 0 | 0 | 0 | 0
25.06. | 14 | 0 |  | 0 | 0 | 0 | 0 | 0
25.06. | 15 | 0 |  | 0 | 0 | 0 | 0 | 0
25.06. | 16 | 0 |  | 0 | 0 | 0 | 0 | 0
25.06. | 17 | 0 |  | 0 | 0 | 0 | 0 | 0
25.06. | 18 | 0 |  | 0 | 0 | 0 | 0 | 0
25.06. | 19 | 0 |  | 0 | 0 | 0 | 0 | 0
25.06. | 20 | 0 |  | 0 | 0 | 0 | 0 | 0
25.06. | 21 | 0 |  | 0 | 0 | 0 | 0 | 0
25.06. | 22 | 0 |  | 0 | 0 | 0 | 0 | 0
25.06. | 23 | 0 |  | 0 | 0 | 0 | 0 | 0
25.06. | 24 | 0 |  | 0 | 0 | 0 | 0 | 0
26.06. | 1 | 0 |  | 0 | 0 | 0 | 0 | 0
26.06. | 2 | 0 |  | 0 | 0 | 0 | 0 | 0
26.06. | 3 | 0 |  | 0 | 0 | 0 | 0 | 0
26.06. | 4 | 0 |  | 0 | 0 | 0 | 0 | 0
26.06. | 5 | 0 |  | 0 | 0 | 0 | 0 | 0
26.06. | 6 | 0 |  | 0 | 0 | 0 | 0 | 0
26.06. | 7 | 0 |  | 0 | 0 | 0 | 0 | 0
26.06. | 8 | 0 |  | 0 | 0 | 0 | 0 | 0
26.06. | 9 | 0 |  | 0 | 0 | 0 | 0 | 0
26.06. | 10 | 0 |  | 0 | 0 | 0 | 0 | 0
26.06. | 11 | 0 |  | 0 | 0 | 0 | 0 | 0
26.06. | 12 | 0 |  | 0 | 0 | 0 | 0 | 0
26.06. | 13 | 0 |  | 0 | 0 | 0 | 0 | 0
26.06. | 14 | 0 |  | 0 | 0 | 0 | 0 | 0
26.06. | 15 | 0 |  | 0 | 0 | 0 | 0 | 0
26.06. | 16 | 0 |  | 0 | 0 | 0 | 0 | 0
26.06. | 17 | 0 |  | 0 | 0 | 0 | 0 | 0
26.06. | 18 | 0 |  | 0 | 0 | 0 | 0 | 0
26.06. | 19 | 0 |  | 0 | 0 | 0 | 0 | 0
26.06. | 20 | 0 |  | 0 | 0 | 0 | 0 | 0
26.06. | 21 | 0 |  | 0 | 0 | 0 | 0 | 0
26.06. | 22 | 0 |  | 0 | 0 | 0 | 0 | 0
26.06. | 23 | 0 |  | 0 | 0 | 0 | 0 | 0
26.06. | 24 | 0 |  | 0 | 0 | 0 | 0 | 0
27.06. | 1 | 0 |  | 0 | 0 | 0 | 0 | 0
27.06. | 2 | 0 |  | 0 | 0 | 0 | 0 | 0
27.06. | 3 | 0 |  | 0 | 0 | 0 | 0 | 0
27.06. | 4 | 0 |  | 0 | 0 | 0 | 0 | 0
27.06. | 5 | 0 |  | 0 | 0 | 0 | 0 | 0
27.06. | 6 | 0 |  | 0 | 0 | 0 | 0 | 0
27.06. | 7 | 0 |  | 0 | 0 | 0 | 0 | 0
27.06. | 8 | 0 |  | 0 | 0 | 0 | 0 | 0
27.06. | 9 | 0 |  | 0 | 0 | 0 | 0 | 0
27.06. | 10 | 0 |  | 0 | 0 | 0 | 0 | 0
27.06. | 11 | 0 |  | 0 | 0 | 0 | 0 | 0
27.06. | 12 | 0 |  | 0 | 0 | 0 | 0 | 0
27.06. | 13 | 0 |  | 0 | 0 | 0 | 0 | 0
27.06. | 14 | 0 |  | 0 | 0 | 0 | 0 | 0
27.06. | 15 | 0 |  | 0 | 0 | 0 | 0 | 0
27.06. | 16 | 0 |  | 0 | 0 | 0 | 0 | 0
27.06. | 17 | 0 |  | 0 | 0 | 0 | 0 | 0
27.06. | 18 | 0 |  | 0 | 0 | 0 | 0 | 0
27.06. | 19 | 0 |  | 0 | 0 | 0 | 0 | 0
27.06. | 20 | 0 |  | 0 | 0 | 0 | 0 | 0
27.06. | 21 | 0 |  | 0 | 0 | 0 | 0 | 0
27.06. | 22 | 0 |  | 0 | 0 | 0 | 0 | 0
27.06. | 23 | 0 |  | 0 | 0 | 0 | 0 | 0
27.06. | 24 | 0 |  | 0 | 0 | 0 | 0 | 0
28.06. | 1 | 0 |  | 0 | 0 | 0 | 0 | 0
28.06. | 2 | 0 |  | 0 | 0 | 0 | 0 | 0
28.06. | 3 | 0 |  | 0 | 0 | 0 | 0 | 0
28.06. | 4 | 0 |  | 0 | 0 | 0 | 0 | 0
28.06. | 5 | 0 |  | 0 | 0 | 0 | 0 | 0
28.06. | 6 | 0 |  | 0 | 0 | 0 | 0 | 0
28.06. | 7 | 0 |  | 0 | 0 | 0 | 0 | 0
28.06. | 8 | 0 |  | 0 | 0 | 0 | 0 | 0
28.06. | 9 | 0 |  | 0 | 0 | 0 | 0 | 0
28.06. | 10 | 0 |  | 0 | 0 | 0 | 0 | 0
28.06. | 11 | 0 |  | 0 | 0 | 0 | 0 | 0
28.06. | 12 | 0 |  | 0 | 0 | 0 | 0 | 0
28.06. | 13 | 0 |  | 0 | 0 | 0 | 0 | 0
28.06. | 14 | 0 |  | 0 | 0 | 0 | 0 | 0
28.06. | 15 | 0 |  | 0 | 0 | 0 | 0 | 0
28.06. | 16 | 0 |  | 0 | 0 | 0 | 0 | 0
28.06. | 17 | 0 |  | 0 | 0 | 0 | 0 | 0
28.06. | 18 | 0 |  | 0 | 0 | 0 | 0 | 0
28.06. | 19 | 0 |  | 0 | 0 | 0 | 0 | 0
28.06. | 20 | 0 |  | 0 | 0 | 0 | 0 | 0
28.06. | 21 | 0 |  | 0 | 0 | 0 | 0 | 0
28.06. | 22 | 0 |  | 0 | 0 | 0 | 0 | 0
28.06. | 23 | 0 |  | 0 | 0 | 0 | 0 | 0
28.06. | 24 | 0 |  | 0 | 0 | 0 | 0 | 0
29.06. | 1 | 0 |  | 0 | 0 | 0 | 0 | 0
29.06. | 2 | 0 |  | 0 | 0 | 0 | 0 | 0
29.06. | 3 | 0 |  | 0 | 0 | 0 | 0 | 0
29.06. | 4 | 0 |  | 0 | 0 | 0 | 0 | 0
29.06. | 5 | 0 |  | 0 | 0 | 0 | 0 | 0
29.06. | 6 | 0 |  | 0 | 0 | 0 | 0 | 0
29.06. | 7 | 0 |  | 0 | 0 | 0 | 0 | 0
29.06. | 8 | 0 |  | 0 | 0 | 0 | 0 | 0
29.06. | 9 | 0 |  | 0 | 0 | 0 | 0 | 0
29.06. | 10 | 0 |  | 0 | 0 | 0 | 0 | 0
29.06. | 11 | 0 |  | 0 | 0 | 0 | 0 | 0
29.06. | 12 | 0 |  | 0 | 0 | 0 | 0 | 0
29.06. | 13 | 0 |  | 0 | 0 | 0 | 0 | 0
29.06. | 14 | 0 |  | 0 | 0 | 0 | 0 | 0
29.06. | 15 | 0 |  | 0 | 0 | 0 | 0 | 0
29.06. | 16 | 0 |  | 0 | 0 | 0 | 0 | 0
29.06. | 17 | 0 |  | 0 | 0 | 0 | 0 | 0
29.06. | 18 | 0 |  | 0 | 0 | 0 | 0 | 0
29.06. | 19 | 0 |  | 0 | 0 | 0 | 0 | 0
29.06. | 20 | 0 |  | 0 | 0 | 0 | 0 | 0
29.06. | 21 | 0 |  | 0 | 0 | 0 | 0 | 0
29.06. | 22 | 0 |  | 0 | 0 | 0 | 0 | 0
29.06. | 23 | 0 |  | 0 | 0 | 0 | 0 | 0
29.06. | 24 | 0 |  | 0 | 0 | 0 | 0 | 0
30.06. | 1 | 0 |  | 0 | 0 | 0 | 0 | 0
30.06. | 2 | 0 |  | 0 | 0 | 0 | 0 | 0
30.06. | 3 | 0 |  | 0 | 0 | 0 | 0 | 0
30.06. | 4 | 0 |  | 0 | 0 | 0 | 0 | 0
30.06. | 5 | 0 |  | 0 | 0 | 0 | 0 | 0
30.06. | 6 | 0 |  | 0 | 0 | 0 | 0 | 0
30.06. | 7 | 0 |  | 0 | 0 | 0 | 0 | 0
30.06. | 8 | 0 |  | 0 | 0 | 0 | 0 | 0
30.06. | 9 | 0 |  | 0 | 0 | 0 | 0 | 0
30.06. | 10 | 0 |  | 0 | 0 | 0 | 0 | 0
30.06. | 11 | 0 |  | 0 | 0 | 0 | 0 | 0
30.06. | 12 | 0 |  | 0 | 0 | 0 | 0 | 0
30.06. | 13 | 0 |  | 0 | 0 | 0 | 0 | 0
30.06. | 14 | 0 |  | 0 | 0 | 0 | 0 | 0
30.06. | 15 | 0 |  | 0 | 0 | 0 | 0 | 0
30.06. | 16 | 0 |  | 0 | 0 | 0 | 0 | 0
30.06. | 17 | 0 |  | 0 | 0 | 0 | 0 | 0
30.06. | 18 | 0 |  | 0 | 0 | 0 | 0 | 0
30.06. | 19 | 0 |  | 0 | 0 | 0 | 0 | 0
30.06. | 20 | 0 |  | 0 | 0 | 0 | 0 | 0
30.06. | 21 | 0 |  | 0 | 0 | 0 | 0 | 0
30.06. | 22 | 0 |  | 0 | 0 | 0 | 0 | 0
30.06. | 23 | 0 |  | 0 | 0 | 0 | 0 | 0
30.06. | 24 | 0 |  | 0 | 0 | 0 | 0 | 0
01.07. | 1 | 0 |  | 0 | 0 | 0 | 0 | 0
01.07. | 2 | 0 |  | 0 | 0 | 0 | 0 | 0
01.07. | 3 | 0 |  | 0 | 0 | 0 | 0 | 0
01.07. | 4 | 0 |  | 0 | 0 | 0 | 0 | 0
01.07. | 5 | 0 |  | 0 | 0 | 0 | 0 | 0
01.07. | 6 | 0 |  | 0 | 0 | 0 | 0 | 0
01.07. | 7 | 0 |  | 0 | 0 | 0 | 0 | 0
01.07. | 8 | 0 |  | 0 | 0 | 0 | 0 | 0
01.07. | 9 | 0 |  | 0 | 0 | 0 | 0 | 0
01.07. | 10 | 0 |  | 0 | 0 | 0 | 0 | 0
01.07. | 11 | 0 |  | 0 | 0 | 0 | 0 | 0
01.07. | 12 | 0 |  | 0 | 0 | 0 | 0 | 0
01.07. | 13 | 0 |  | 0 | 0 | 0 | 0 | 0
01.07. | 14 | 0 |  | 0 | 0 | 0 | 0 | 0
01.07. | 15 | 0 |  | 0 | 0 | 0 | 0 | 0
01.07. | 16 | 0 |  | 0 | 0 | 0 | 0 | 0
01.07. | 17 | 0 |  | 0 | 0 | 0 | 0 | 0
01.07. | 18 | 0 |  | 0 | 0 | 0 | 0 | 0
01.07. | 19 | 0 |  | 0 | 0 | 0 | 0 | 0
01.07. | 20 | 0 |  | 0 | 0 | 0 | 0 | 0
01.07. | 21 | 0 |  | 0 | 0 | 0 | 0 | 0
01.07. | 22 | 0 |  | 0 | 0 | 0 | 0 | 0
01.07. | 23 | 0 |  | 0 | 0 | 0 | 0 | 0
01.07. | 24 | 0 |  | 0 | 0 | 0 | 0 | 0
02.07. | 1 | 0 |  | 0 | 0 | 0 | 0 | 0
02.07. | 2 | 0 |  | 0 | 0 | 0 | 0 | 0
02.07. | 3 | 0 |  | 0 | 0 | 0 | 0 | 0
02.07. | 4 | 0 |  | 0 | 0 | 0 | 0 | 0
02.07. | 5 | 0 |  | 0 | 0 | 0 | 0 | 0
02.07. | 6 | 0 |  | 0 | 0 | 0 | 0 | 0
02.07. | 7 | 0 |  | 0 | 0 | 0 | 0 | 0
02.07. | 8 | 0 |  | 0 | 0 | 0 | 0 | 0
02.07. | 9 | 0 |  | 0 | 0 | 0 | 0 | 0
02.07. | 10 | 0 |  | 0 | 0 | 0 | 0 | 0
02.07. | 11 | 0 |  | 0 | 0 | 0 | 0 | 0
02.07. | 12 | 0 |  | 0 | 0 | 0 | 0 | 0
02.07. | 13 | 0 |  | 0 | 0 | 0 | 0 | 0
02.07. | 14 | 0 |  | 0 | 0 | 0 | 0 | 0
02.07. | 15 | 0 |  | 0 | 0 | 0 | 0 | 0
02.07. | 16 | 0 |  | 0 | 0 | 0 | 0 | 0
02.07. | 17 | 0 |  | 0 | 0 | 0 | 0 | 0
02.07. | 18 | 0 |  | 0 | 0 | 0 | 0 | 0
02.07. | 19 | 0 |  | 0 | 0 | 0 | 0 | 0
02.07. | 20 | 0 |  | 0 | 0 | 0 | 0 | 0
02.07. | 21 | 0 |  | 0 | 0 | 0 | 0 | 0
02.07. | 22 | 0 |  | 0 | 0 | 0 | 0 | 0
02.07. | 23 | 0 |  | 0 | 0 | 0 | 0 | 0
02.07. | 24 | 0 |  | 0 | 0 | 0 | 0 | 0
03.07. | 1 | 0 |  | 0 | 0 | 0 | 0 | 0
03.07. | 2 | 0 |  | 0 | 0 | 0 | 0 | 0
03.07. | 3 | 0 |  | 0 | 0 | 0 | 0 | 0
03.07. | 4 | 0 |  | 0 | 0 | 0 | 0 | 0
03.07. | 5 | 0 |  | 0 | 0 | 0 | 0 | 0
03.07. | 6 | 0 |  | 0 | 0 | 0 | 0 | 0
03.07. | 7 | 0 |  | 0 | 0 | 0 | 0 | 0
03.07. | 8 | 0 |  | 0 | 0 | 0 | 0 | 0
03.07. | 9 | 0 |  | 0 | 0 | 0 | 0 | 0
03.07. | 10 | 0 |  | 0 | 0 | 0 | 0 | 0
03.07. | 11 | 0 |  | 0 | 0 | 0 | 0 | 0
03.07. | 12 | 0 |  | 0 | 0 | 0 | 0 | 0
03.07. | 13 | 0 |  | 0 | 0 | 0 | 0 | 0
03.07. | 14 | 0 |  | 0 | 0 | 0 | 0 | 0
03.07. | 15 | 0 |  | 0 | 0 | 0 | 0 | 0
03.07. | 16 | 0 |  | 0 | 0 | 0 | 0 | 0
03.07. | 17 | 0 |  | 0 | 0 | 0 | 0 | 0
03.07. | 18 | 0 |  | 0 | 0 | 0 | 0 | 0
03.07. | 19 | 0 |  | 0 | 0 | 0 | 0 | 0
03.07. | 20 | 0 |  | 0 | 0 | 0 | 0 | 0
03.07. | 21 | 0 |  | 0 | 0 | 0 | 0 | 0
03.07. | 22 | 0 |  | 0 | 0 | 0 | 0 | 0
03.07. | 23 | 0 |  | 0 | 0 | 0 | 0 | 0
03.07. | 24 | 0 |  | 0 | 0 | 0 | 0 | 0
04.07. | 1 | 0 |  | 0 | 0 | 0 | 0 | 0
04.07. | 2 | 0 |  | 0 | 0 | 0 | 0 | 0
04.07. | 3 | 0 |  | 0 | 0 | 0 | 0 | 0
04.07. | 4 | 0 |  | 0 | 0 | 0 | 0 | 0
04.07. | 5 | 0 |  | 0 | 0 | 0 | 0 | 0
04.07. | 6 | 0 |  | 0 | 0 | 0 | 0 | 0
04.07. | 7 | 0 |  | 0 | 0 | 0 | 0 | 0
04.07. | 8 | 0 |  | 0 | 0 | 0 | 0 | 0
04.07. | 9 | 0 |  | 0 | 0 | 0 | 0 | 0
04.07. | 10 | 0 |  | 0 | 0 | 0 | 0 | 0
04.07. | 11 | 0 |  | 0 | 0 | 0 | 0 | 0
04.07. | 12 | 0 |  | 0 | 0 | 0 | 0 | 0
04.07. | 13 | 0 |  | 0 | 0 | 0 | 0 | 0
04.07. | 14 | 0 |  | 0 | 0 | 0 | 0 | 0
04.07. | 15 | 0 |  | 0 | 0 | 0 | 0 | 0
04.07. | 16 | 0 |  | 0 | 0 | 0 | 0 | 0
04.07. | 17 | 0 |  | 0 | 0 | 0 | 0 | 0
04.07. | 18 | 0 |  | 0 | 0 | 0 | 0 | 0
04.07. | 19 | 0 |  | 0 | 0 | 0 | 0 | 0
04.07. | 20 | 0 |  | 0 | 0 | 0 | 0 | 0
04.07. | 21 | 0 |  | 0 | 0 | 0 | 0 | 0
04.07. | 22 | 0 |  | 0 | 0 | 0 | 0 | 0
04.07. | 23 | 0 |  | 0 | 0 | 0 | 0 | 0
04.07. | 24 | 0 |  | 0 | 0 | 0 | 0 | 0
05.07. | 1 | 0 |  | 0 | 0 | 0 | 0 | 0
05.07. | 2 | 0 |  | 0 | 0 | 0 | 0 | 0
05.07. | 3 | 0 |  | 0 | 0 | 0 | 0 | 0
05.07. | 4 | 0 |  | 0 | 0 | 0 | 0 | 0
05.07. | 5 | 0 |  | 0 | 0 | 0 | 0 | 0
05.07. | 6 | 0 |  | 0 | 0 | 0 | 0 | 0
05.07. | 7 | 0 |  | 0 | 0 | 0 | 0 | 0
05.07. | 8 | 0 |  | 0 | 0 | 0 | 0 | 0
05.07. | 9 | 0 |  | 0 | 0 | 0 | 0 | 0
05.07. | 10 | 0 |  | 0 | 0 | 0 | 0 | 0
05.07. | 11 | 0 |  | 0 | 0 | 0 | 0 | 0
05.07. | 12 | 0 |  | 0 | 0 | 0 | 0 | 0
05.07. | 13 | 0 |  | 0 | 0 | 0 | 0 | 0
05.07. | 14 | 0 |  | 0 | 0 | 0 | 0 | 0
05.07. | 15 | 0 |  | 0 | 0 | 0 | 0 | 0
05.07. | 16 | 0 |  | 0 | 0 | 0 | 0 | 0
05.07. | 17 | 0 |  | 0 | 0 | 0 | 0 | 0
05.07. | 18 | 0 |  | 0 | 0 | 0 | 0 | 0
05.07. | 19 | 0 |  | 0 | 0 | 0 | 0 | 0
05.07. | 20 | 0 |  | 0 | 0 | 0 | 0 | 0
05.07. | 21 | 0 |  | 0 | 0 | 0 | 0 | 0
05.07. | 22 | 0 |  | 0 | 0 | 0 | 0 | 0
05.07. | 23 | 0 |  | 0 | 0 | 0 | 0 | 0
05.07. | 24 | 0 |  | 0 | 0 | 0 | 0 | 0
06.07. | 1 | 0 |  | 0 | 0 | 0 | 0 | 0
06.07. | 2 | 0 |  | 0 | 0 | 0 | 0 | 0
06.07. | 3 | 0 |  | 0 | 0 | 0 | 0 | 0
06.07. | 4 | 0 |  | 0 | 0 | 0 | 0 | 0
06.07. | 5 | 0 |  | 0 | 0 | 0 | 0 | 0
06.07. | 6 | 0 |  | 0 | 0 | 0 | 0 | 0
06.07. | 7 | 0 |  | 0 | 0 | 0 | 0 | 0
06.07. | 8 | 0 |  | 0 | 0 | 0 | 0 | 0
06.07. | 9 | 0 |  | 0 | 0 | 0 | 0 | 0
06.07. | 10 | 0 |  | 0 | 0 | 0 | 0 | 0
06.07. | 11 | 0 |  | 0 | 0 | 0 | 0 | 0
06.07. | 12 | 0 |  | 0 | 0 | 0 | 0 | 0
06.07. | 13 | 0 |  | 0 | 0 | 0 | 0 | 0
06.07. | 14 | 0 |  | 0 | 0 | 0 | 0 | 0
06.07. | 15 | 0 |  | 0 | 0 | 0 | 0 | 0
06.07. | 16 | 0 |  | 0 | 0 | 0 | 0 | 0
06.07. | 17 | 0 |  | 0 | 0 | 0 | 0 | 0
06.07. | 18 | 0 |  | 0 | 0 | 0 | 0 | 0
06.07. | 19 | 0 |  | 0 | 0 | 0 | 0 | 0
06.07. | 20 | 0 |  | 0 | 0 | 0 | 0 | 0
06.07. | 21 | 0 |  | 0 | 0 | 0 | 0 | 0
06.07. | 22 | 0 |  | 0 | 0 | 0 | 0 | 0
06.07. | 23 | 0 |  | 0 | 0 | 0 | 0 | 0
06.07. | 24 | 0 |  | 0 | 0 | 0 | 0 | 0
07.07. | 1 | 0 |  | 0 | 0 | 0 | 0 | 0
07.07. | 2 | 0 |  | 0 | 0 | 0 | 0 | 0
07.07. | 3 | 0 |  | 0 | 0 | 0 | 0 | 0
07.07. | 4 | 0 |  | 0 | 0 | 0 | 0 | 0
07.07. | 5 | 0 |  | 0 | 0 | 0 | 0 | 0
07.07. | 6 | 0 |  | 0 | 0 | 0 | 0 | 0
07.07. | 7 | 0 |  | 0 | 0 | 0 | 0 | 0
07.07. | 8 | 0 |  | 0 | 0 | 0 | 0 | 0
07.07. | 9 | 0 |  | 0 | 0 | 0 | 0 | 0
07.07. | 10 | 0 |  | 0 | 0 | 0 | 0 | 0
07.07. | 11 | 0 |  | 0 | 0 | 0 | 0 | 0
07.07. | 12 | 0 |  | 0 | 0 | 0 | 0 | 0
07.07. | 13 | 0 |  | 0 | 0 | 0 | 0 | 0
07.07. | 14 | 0 |  | 0 | 0 | 0 | 0 | 0
07.07. | 15 | 0 |  | 0 | 0 | 0 | 0 | 0
07.07. | 16 | 0 |  | 0 | 0 | 0 | 0 | 0
07.07. | 17 | 0 |  | 0 | 0 | 0 | 0 | 0
07.07. | 18 | 0 |  | 0 | 0 | 0 | 0 | 0
07.07. | 19 | 0 |  | 0 | 0 | 0 | 0 | 0
07.07. | 20 | 0 |  | 0 | 0 | 0 | 0 | 0
07.07. | 21 | 0 |  | 0 | 0 | 0 | 0 | 0
07.07. | 22 | 0 |  | 0 | 0 | 0 | 0 | 0
07.07. | 23 | 0 |  | 0 | 0 | 0 | 0 | 0
07.07. | 24 | 0 |  | 0 | 0 | 0 | 0 | 0
08.07. | 1 | 0 |  | 0 | 0 | 0 | 0 | 0
08.07. | 2 | 0 |  | 0 | 0 | 0 | 0 | 0
08.07. | 3 | 0 |  | 0 | 0 | 0 | 0 | 0
08.07. | 4 | 0 |  | 0 | 0 | 0 | 0 | 0
08.07. | 5 | 0 |  | 0 | 0 | 0 | 0 | 0
08.07. | 6 | 0 |  | 0 | 0 | 0 | 0 | 0
08.07. | 7 | 0 |  | 0 | 0 | 0 | 0 | 0
08.07. | 8 | 0 |  | 0 | 0 | 0 | 0 | 0
08.07. | 9 | 0 |  | 0 | 0 | 0 | 0 | 0
08.07. | 10 | 0 |  | 0 | 0 | 0 | 0 | 0
08.07. | 11 | 0 |  | 0 | 0 | 0 | 0 | 0
08.07. | 12 | 0 |  | 0 | 0 | 0 | 0 | 0
08.07. | 13 | 0 |  | 0 | 0 | 0 | 0 | 0
08.07. | 14 | 0 |  | 0 | 0 | 0 | 0 | 0
08.07. | 15 | 0 |  | 0 | 0 | 0 | 0 | 0
08.07. | 16 | 0 |  | 0 | 0 | 0 | 0 | 0
08.07. | 17 | 0 |  | 0 | 0 | 0 | 0 | 0
08.07. | 18 | 0 |  | 0 | 0 | 0 | 0 | 0
08.07. | 19 | 0 |  | 0 | 0 | 0 | 0 | 0
08.07. | 20 | 0 |  | 0 | 0 | 0 | 0 | 0
08.07. | 21 | 0 |  | 0 | 0 | 0 | 0 | 0
08.07. | 22 | 0 |  | 0 | 0 | 0 | 0 | 0
08.07. | 23 | 0 |  | 0 | 0 | 0 | 0 | 0
08.07. | 24 | 0 |  | 0 | 0 | 0 | 0 | 0
09.07. | 1 | 0 |  | 0 | 0 | 0 | 0 | 0
09.07. | 2 | 0 |  | 0 | 0 | 0 | 0 | 0
09.07. | 3 | 0 |  | 0 | 0 | 0 | 0 | 0
09.07. | 4 | 0 |  | 0 | 0 | 0 | 0 | 0
09.07. | 5 | 0 |  | 0 | 0 | 0 | 0 | 0
09.07. | 6 | 0 |  | 0 | 0 | 0 | 0 | 0
09.07. | 7 | 0 |  | 0 | 0 | 0 | 0 | 0
09.07. | 8 | 0 |  | 0 | 0 | 0 | 0 | 0
09.07. | 9 | 0 |  | 0 | 0 | 0 | 0 | 0
09.07. | 10 | 0 |  | 0 | 0 | 0 | 0 | 0
09.07. | 11 | 0 |  | 0 | 0 | 0 | 0 | 0
09.07. | 12 | 0 |  | 0 | 0 | 0 | 0 | 0
09.07. | 13 | 0 |  | 0 | 0 | 0 | 0 | 0
09.07. | 14 | 0 |  | 0 | 0 | 0 | 0 | 0
09.07. | 15 | 0 |  | 0 | 0 | 0 | 0 | 0
09.07. | 16 | 0 |  | 0 | 0 | 0 | 0 | 0
09.07. | 17 | 0 |  | 0 | 0 | 0 | 0 | 0
09.07. | 18 | 0 |  | 0 | 0 | 0 | 0 | 0
09.07. | 19 | 0 |  | 0 | 0 | 0 | 0 | 0
09.07. | 20 | 0 |  | 0 | 0 | 0 | 0 | 0
09.07. | 21 | 0 |  | 0 | 0 | 0 | 0 | 0
09.07. | 22 | 0 |  | 0 | 0 | 0 | 0 | 0
09.07. | 23 | 0 |  | 0 | 0 | 0 | 0 | 0
09.07. | 24 | 0 |  | 0 | 0 | 0 | 0 | 0
10.07. | 1 | 0 |  | 0 | 0 | 0 | 0 | 0
10.07. | 2 | 0 |  | 0 | 0 | 0 | 0 | 0
10.07. | 3 | 0 |  | 0 | 0 | 0 | 0 | 0
10.07. | 4 | 0 |  | 0 | 0 | 0 | 0 | 0
10.07. | 5 | 0 |  | 0 | 0 | 0 | 0 | 0
10.07. | 6 | 0 |  | 0 | 0 | 0 | 0 | 0
10.07. | 7 | 0 |  | 0 | 0 | 0 | 0 | 0
10.07. | 8 | 0 |  | 0 | 0 | 0 | 0 | 0
10.07. | 9 | 0 |  | 0 | 0 | 0 | 0 | 0
10.07. | 10 | 0 |  | 0 | 0 | 0 | 0 | 0
10.07. | 11 | 0 |  | 0 | 0 | 0 | 0 | 0
10.07. | 12 | 0 |  | 0 | 0 | 0 | 0 | 0
10.07. | 13 | 0 |  | 0 | 0 | 0 | 0 | 0
10.07. | 14 | 0 |  | 0 | 0 | 0 | 0 | 0
10.07. | 15 | 0 |  | 0 | 0 | 0 | 0 | 0
10.07. | 16 | 0 |  | 0 | 0 | 0 | 0 | 0
10.07. | 17 | 0 |  | 0 | 0 | 0 | 0 | 0
10.07. | 18 | 0 |  | 0 | 0 | 0 | 0 | 0
10.07. | 19 | 0 |  | 0 | 0 | 0 | 0 | 0
10.07. | 20 | 0 |  | 0 | 0 | 0 | 0 | 0
10.07. | 21 | 0 |  | 0 | 0 | 0 | 0 | 0
10.07. | 22 | 0 |  | 0 | 0 | 0 | 0 | 0
10.07. | 23 | 0 |  | 0 | 0 | 0 | 0 | 0
10.07. | 24 | 0 |  | 0 | 0 | 0 | 0 | 0
11.07. | 1 | 0 |  | 0 | 0 | 0 | 0 | 0
11.07. | 2 | 0 |  | 0 | 0 | 0 | 0 | 0
11.07. | 3 | 0 |  | 0 | 0 | 0 | 0 | 0
11.07. | 4 | 0 |  | 0 | 0 | 0 | 0 | 0
11.07. | 5 | 0 |  | 0 | 0 | 0 | 0 | 0
11.07. | 6 | 0 |  | 0 | 0 | 0 | 0 | 0
11.07. | 7 | 0 |  | 0 | 0 | 0 | 0 | 0
11.07. | 8 | 0 |  | 0 | 0 | 0 | 0 | 0
11.07. | 9 | 0 |  | 0 | 0 | 0 | 0 | 0
11.07. | 10 | 0 |  | 0 | 0 | 0 | 0 | 0
11.07. | 11 | 0 |  | 0 | 0 | 0 | 0 | 0
11.07. | 12 | 0 |  | 0 | 0 | 0 | 0 | 0
11.07. | 13 | 0 |  | 0 | 0 | 0 | 0 | 0
11.07. | 14 | 0 |  | 0 | 0 | 0 | 0 | 0
11.07. | 15 | 0 |  | 0 | 0 | 0 | 0 | 0
11.07. | 16 | 0 |  | 0 | 0 | 0 | 0 | 0
11.07. | 17 | 0 |  | 0 | 0 | 0 | 0 | 0
11.07. | 18 | 0 |  | 0 | 0 | 0 | 0 | 0
11.07. | 19 | 0 |  | 0 | 0 | 0 | 0 | 0
11.07. | 20 | 0 |  | 0 | 0 | 0 | 0 | 0
11.07. | 21 | 0 |  | 0 | 0 | 0 | 0 | 0
11.07. | 22 | 0 |  | 0 | 0 | 0 | 0 | 0
11.07. | 23 | 0 |  | 0 | 0 | 0 | 0 | 0
11.07. | 24 | 0 |  | 0 | 0 | 0 | 0 | 0
12.07. | 1 | 0 |  | 0 | 0 | 0 | 0 | 0
12.07. | 2 | 0 |  | 0 | 0 | 0 | 0 | 0
12.07. | 3 | 0 |  | 0 | 0 | 0 | 0 | 0
12.07. | 4 | 0 |  | 0 | 0 | 0 | 0 | 0
12.07. | 5 | 0 |  | 0 | 0 | 0 | 0 | 0
12.07. | 6 | 0 |  | 0 | 0 | 0 | 0 | 0
12.07. | 7 | 0 |  | 0 | 0 | 0 | 0 | 0
12.07. | 8 | 0 |  | 0 | 0 | 0 | 0 | 0
12.07. | 9 | 0 |  | 0 | 0 | 0 | 0 | 0
12.07. | 10 | 0 |  | 0 | 0 | 0 | 0 | 0
12.07. | 11 | 0 |  | 0 | 0 | 0 | 0 | 0
12.07. | 12 | 0 |  | 0 | 0 | 0 | 0 | 0
12.07. | 13 | 0 |  | 0 | 0 | 0 | 0 | 0
12.07. | 14 | 0 |  | 0 | 0 | 0 | 0 | 0
12.07. | 15 | 0 |  | 0 | 0 | 0 | 0 | 0
12.07. | 16 | 0 |  | 0 | 0 | 0 | 0 | 0
12.07. | 17 | 0 |  | 0 | 0 | 0 | 0 | 0
12.07. | 18 | 0 |  | 0 | 0 | 0 | 0 | 0
12.07. | 19 | 0 |  | 0 | 0 | 0 | 0 | 0
12.07. | 20 | 0 |  | 0 | 0 | 0 | 0 | 0
12.07. | 21 | 0 |  | 0 | 0 | 0 | 0 | 0
12.07. | 22 | 0 |  | 0 | 0 | 0 | 0 | 0
12.07. | 23 | 0 |  | 0 | 0 | 0 | 0 | 0
12.07. | 24 | 0 |  | 0 | 0 | 0 | 0 | 0
13.07. | 1 | 0 |  | 0 | 0 | 0 | 0 | 0
13.07. | 2 | 0 |  | 0 | 0 | 0 | 0 | 0
13.07. | 3 | 0 |  | 0 | 0 | 0 | 0 | 0
13.07. | 4 | 0 |  | 0 | 0 | 0 | 0 | 0
13.07. | 5 | 0 |  | 0 | 0 | 0 | 0 | 0
13.07. | 6 | 0 |  | 0 | 0 | 0 | 0 | 0
13.07. | 7 | 0 |  | 0 | 0 | 0 | 0 | 0
13.07. | 8 | 0 |  | 0 | 0 | 0 | 0 | 0
13.07. | 9 | 0 |  | 0 | 0 | 0 | 0 | 0
13.07. | 10 | 0 |  | 0 | 0 | 0 | 0 | 0
13.07. | 11 | 0 |  | 0 | 0 | 0 | 0 | 0
13.07. | 12 | 0 |  | 0 | 0 | 0 | 0 | 0
13.07. | 13 | 0 |  | 0 | 0 | 0 | 0 | 0
13.07. | 14 | 0 |  | 0 | 0 | 0 | 0 | 0
13.07. | 15 | 0 |  | 0 | 0 | 0 | 0 | 0
13.07. | 16 | 0 |  | 0 | 0 | 0 | 0 | 0
13.07. | 17 | 0 |  | 0 | 0 | 0 | 0 | 0
13.07. | 18 | 0 |  | 0 | 0 | 0 | 0 | 0
13.07. | 19 | 0 |  | 0 | 0 | 0 | 0 | 0
13.07. | 20 | 0 |  | 0 | 0 | 0 | 0 | 0
13.07. | 21 | 0 |  | 0 | 0 | 0 | 0 | 0
13.07. | 22 | 0 |  | 0 | 0 | 0 | 0 | 0
13.07. | 23 | 0 |  | 0 | 0 | 0 | 0 | 0
13.07. | 24 | 0 |  | 0 | 0 | 0 | 0 | 0
14.07. | 1 | 0 |  | 0 | 0 | 0 | 0 | 0
14.07. | 2 | 0 |  | 0 | 0 | 0 | 0 | 0
14.07. | 3 | 0 |  | 0 | 0 | 0 | 0 | 0
14.07. | 4 | 0 |  | 0 | 0 | 0 | 0 | 0
14.07. | 5 | 0 |  | 0 | 0 | 0 | 0 | 0
14.07. | 6 | 0 |  | 0 | 0 | 0 | 0 | 0
14.07. | 7 | 0 |  | 0 | 0 | 0 | 0 | 0
14.07. | 8 | 0 |  | 0 | 0 | 0 | 0 | 0
14.07. | 9 | 0 |  | 0 | 0 | 0 | 0 | 0
14.07. | 10 | 0 |  | 0 | 0 | 0 | 0 | 0
14.07. | 11 | 0 |  | 0 | 0 | 0 | 0 | 0
14.07. | 12 | 0 |  | 0 | 0 | 0 | 0 | 0
14.07. | 13 | 0 |  | 0 | 0 | 0 | 0 | 0
14.07. | 14 | 0 |  | 0 | 0 | 0 | 0 | 0
14.07. | 15 | 0 |  | 0 | 0 | 0 | 0 | 0
14.07. | 16 | 0 |  | 0 | 0 | 0 | 0 | 0
14.07. | 17 | 0 |  | 0 | 0 | 0 | 0 | 0
14.07. | 18 | 0 |  | 0 | 0 | 0 | 0 | 0
14.07. | 19 | 0 |  | 0 | 0 | 0 | 0 | 0
14.07. | 20 | 0 |  | 0 | 0 | 0 | 0 | 0
14.07. | 21 | 0 |  | 0 | 0 | 0 | 0 | 0
14.07. | 22 | 0 |  | 0 | 0 | 0 | 0 | 0
14.07. | 23 | 0 |  | 0 | 0 | 0 | 0 | 0
14.07. | 24 | 0 |  | 0 | 0 | 0 | 0 | 0
15.07. | 1 | 0 |  | 0 | 0 | 0 | 0 | 0
15.07. | 2 | 0 |  | 0 | 0 | 0 | 0 | 0
15.07. | 3 | 0 |  | 0 | 0 | 0 | 0 | 0
15.07. | 4 | 0 |  | 0 | 0 | 0 | 0 | 0
15.07. | 5 | 0 |  | 0 | 0 | 0 | 0 | 0
15.07. | 6 | 0 |  | 0 | 0 | 0 | 0 | 0
15.07. | 7 | 0 |  | 0 | 0 | 0 | 0 | 0
15.07. | 8 | 0 |  | 0 | 0 | 0 | 0 | 0
15.07. | 9 | 0 |  | 0 | 0 | 0 | 0 | 0
15.07. | 10 | 0 |  | 0 | 0 | 0 | 0 | 0
15.07. | 11 | 0 |  | 0 | 0 | 0 | 0 | 0
15.07. | 12 | 0 |  | 0 | 0 | 0 | 0 | 0
15.07. | 13 | 0 |  | 0 | 0 | 0 | 0 | 0
15.07. | 14 | 0 |  | 0 | 0 | 0 | 0 | 0
15.07. | 15 | 0 |  | 0 | 0 | 0 | 0 | 0
15.07. | 16 | 0 |  | 0 | 0 | 0 | 0 | 0
15.07. | 17 | 0 |  | 0 | 0 | 0 | 0 | 0
15.07. | 18 | 0 |  | 0 | 0 | 0 | 0 | 0
15.07. | 19 | 0 |  | 0 | 0 | 0 | 0 | 0
15.07. | 20 | 0 |  | 0 | 0 | 0 | 0 | 0
15.07. | 21 | 0 |  | 0 | 0 | 0 | 0 | 0
15.07. | 22 | 0 |  | 0 | 0 | 0 | 0 | 0
15.07. | 23 | 0 |  | 0 | 0 | 0 | 0 | 0
15.07. | 24 | 0 |  | 0 | 0 | 0 | 0 | 0
16.07. | 1 | 0 |  | 0 | 0 | 0 | 0 | 0
16.07. | 2 | 0 |  | 0 | 0 | 0 | 0 | 0
16.07. | 3 | 0 |  | 0 | 0 | 0 | 0 | 0
16.07. | 4 | 0 |  | 0 | 0 | 0 | 0 | 0
16.07. | 5 | 0 |  | 0 | 0 | 0 | 0 | 0
16.07. | 6 | 0 |  | 0 | 0 | 0 | 0 | 0
16.07. | 7 | 0 |  | 0 | 0 | 0 | 0 | 0
16.07. | 8 | 0 |  | 0 | 0 | 0 | 0 | 0
16.07. | 9 | 0 |  | 0 | 0 | 0 | 0 | 0
16.07. | 10 | 0 |  | 0 | 0 | 0 | 0 | 0
16.07. | 11 | 0 |  | 0 | 0 | 0 | 0 | 0
16.07. | 12 | 0 |  | 0 | 0 | 0 | 0 | 0
16.07. | 13 | 0 |  | 0 | 0 | 0 | 0 | 0
16.07. | 14 | 0 |  | 0 | 0 | 0 | 0 | 0
16.07. | 15 | 0 |  | 0 | 0 | 0 | 0 | 0
16.07. | 16 | 0 |  | 0 | 0 | 0 | 0 | 0
16.07. | 17 | 0 |  | 0 | 0 | 0 | 0 | 0
16.07. | 18 | 0 |  | 0 | 0 | 0 | 0 | 0
16.07. | 19 | 0 |  | 0 | 0 | 0 | 0 | 0
16.07. | 20 | 0 |  | 0 | 0 | 0 | 0 | 0
16.07. | 21 | 0 |  | 0 | 0 | 0 | 0 | 0
16.07. | 22 | 0 |  | 0 | 0 | 0 | 0 | 0
16.07. | 23 | 0 |  | 0 | 0 | 0 | 0 | 0
16.07. | 24 | 0 |  | 0 | 0 | 0 | 0 | 0
17.07. | 1 | 0 |  | 0 | 0 | 0 | 0 | 0
17.07. | 2 | 0 |  | 0 | 0 | 0 | 0 | 0
17.07. | 3 | 0 |  | 0 | 0 | 0 | 0 | 0
17.07. | 4 | 0 |  | 0 | 0 | 0 | 0 | 0
17.07. | 5 | 0 |  | 0 | 0 | 0 | 0 | 0
17.07. | 6 | 0 |  | 0 | 0 | 0 | 0 | 0
17.07. | 7 | 0 |  | 0 | 0 | 0 | 0 | 0
17.07. | 8 | 0 |  | 0 | 0 | 0 | 0 | 0
17.07. | 9 | 0 |  | 0 | 0 | 0 | 0 | 0
17.07. | 10 | 0 |  | 0 | 0 | 0 | 0 | 0
17.07. | 11 | 0 |  | 0 | 0 | 0 | 0 | 0
17.07. | 12 | 0 |  | 0 | 0 | 0 | 0 | 0
17.07. | 13 | 0 |  | 0 | 0 | 0 | 0 | 0
17.07. | 14 | 0 |  | 0 | 0 | 0 | 0 | 0
17.07. | 15 | 0 |  | 0 | 0 | 0 | 0 | 0
17.07. | 16 | 0 |  | 0 | 0 | 0 | 0 | 0
17.07. | 17 | 0 |  | 0 | 0 | 0 | 0 | 0
17.07. | 18 | 0 |  | 0 | 0 | 0 | 0 | 0
17.07. | 19 | 0 |  | 0 | 0 | 0 | 0 | 0
17.07. | 20 | 0 |  | 0 | 0 | 0 | 0 | 0
17.07. | 21 | 0 |  | 0 | 0 | 0 | 0 | 0
17.07. | 22 | 0 |  | 0 | 0 | 0 | 0 | 0
17.07. | 23 | 0 |  | 0 | 0 | 0 | 0 | 0
17.07. | 24 | 0 |  | 0 | 0 | 0 | 0 | 0
18.07. | 1 | 0 |  | 0 | 0 | 0 | 0 | 0
18.07. | 2 | 0 |  | 0 | 0 | 0 | 0 | 0
18.07. | 3 | 0 |  | 0 | 0 | 0 | 0 | 0
18.07. | 4 | 0 |  | 0 | 0 | 0 | 0 | 0
18.07. | 5 | 0 |  | 0 | 0 | 0 | 0 | 0
18.07. | 6 | 0 |  | 0 | 0 | 0 | 0 | 0
18.07. | 7 | 0 |  | 0 | 0 | 0 | 0 | 0
18.07. | 8 | 0 |  | 0 | 0 | 0 | 0 | 0
18.07. | 9 | 0 |  | 0 | 0 | 0 | 0 | 0
18.07. | 10 | 0 |  | 0 | 0 | 0 | 0 | 0
18.07. | 11 | 0 |  | 0 | 0 | 0 | 0 | 0
18.07. | 12 | 0 |  | 0 | 0 | 0 | 0 | 0
18.07. | 13 | 0 |  | 0 | 0 | 0 | 0 | 0
18.07. | 14 | 0 |  | 0 | 0 | 0 | 0 | 0
18.07. | 15 | 0 |  | 0 | 0 | 0 | 0 | 0
18.07. | 16 | 0 |  | 0 | 0 | 0 | 0 | 0
18.07. | 17 | 0 |  | 0 | 0 | 0 | 0 | 0
18.07. | 18 | 0 |  | 0 | 0 | 0 | 0 | 0
18.07. | 19 | 0 |  | 0 | 0 | 0 | 0 | 0
18.07. | 20 | 0 |  | 0 | 0 | 0 | 0 | 0
18.07. | 21 | 0 |  | 0 | 0 | 0 | 0 | 0
18.07. | 22 | 0 |  | 0 | 0 | 0 | 0 | 0
18.07. | 23 | 0 |  | 0 | 0 | 0 | 0 | 0
18.07. | 24 | 0 |  | 0 | 0 | 0 | 0 | 0
19.07. | 1 | 0 |  | 0 | 0 | 0 | 0 | 0
19.07. | 2 | 0 |  | 0 | 0 | 0 | 0 | 0
19.07. | 3 | 0 |  | 0 | 0 | 0 | 0 | 0
19.07. | 4 | 0 |  | 0 | 0 | 0 | 0 | 0
19.07. | 5 | 0 |  | 0 | 0 | 0 | 0 | 0
19.07. | 6 | 0 |  | 0 | 0 | 0 | 0 | 0
19.07. | 7 | 0 |  | 0 | 0 | 0 | 0 | 0
19.07. | 8 | 0 |  | 0 | 0 | 0 | 0 | 0
19.07. | 9 | 0 |  | 0 | 0 | 0 | 0 | 0
19.07. | 10 | 0 |  | 0 | 0 | 0 | 0 | 0
19.07. | 11 | 0 |  | 0 | 0 | 0 | 0 | 0
19.07. | 12 | 0 |  | 0 | 0 | 0 | 0 | 0
19.07. | 13 | 0 |  | 0 | 0 | 0 | 0 | 0
19.07. | 14 | 0 |  | 0 | 0 | 0 | 0 | 0
19.07. | 15 | 0 |  | 0 | 0 | 0 | 0 | 0
19.07. | 16 | 0 |  | 0 | 0 | 0 | 0 | 0
19.07. | 17 | 0 |  | 0 | 0 | 0 | 0 | 0
19.07. | 18 | 0 |  | 0 | 0 | 0 | 0 | 0
19.07. | 19 | 0 |  | 0 | 0 | 0 | 0 | 0
19.07. | 20 | 0 |  | 0 | 0 | 0 | 0 | 0
19.07. | 21 | 0 |  | 0 | 0 | 0 | 0 | 0
19.07. | 22 | 0 |  | 0 | 0 | 0 | 0 | 0
19.07. | 23 | 0 |  | 0 | 0 | 0 | 0 | 0
19.07. | 24 | 0 |  | 0 | 0 | 0 | 0 | 0
20.07. | 1 | 0 |  | 0 | 0 | 0 | 0 | 0
20.07. | 2 | 0 |  | 0 | 0 | 0 | 0 | 0
20.07. | 3 | 0 |  | 0 | 0 | 0 | 0 | 0
20.07. | 4 | 0 |  | 0 | 0 | 0 | 0 | 0
20.07. | 5 | 0 |  | 0 | 0 | 0 | 0 | 0
20.07. | 6 | 0 |  | 0 | 0 | 0 | 0 | 0
20.07. | 7 | 0 |  | 0 | 0 | 0 | 0 | 0
20.07. | 8 | 0 |  | 0 | 0 | 0 | 0 | 0
20.07. | 9 | 0 |  | 0 | 0 | 0 | 0 | 0
20.07. | 10 | 0 |  | 0 | 0 | 0 | 0 | 0
20.07. | 11 | 0 |  | 0 | 0 | 0 | 0 | 0
20.07. | 12 | 0 |  | 0 | 0 | 0 | 0 | 0
20.07. | 13 | 0 |  | 0 | 0 | 0 | 0 | 0
20.07. | 14 | 0 |  | 0 | 0 | 0 | 0 | 0
20.07. | 15 | 0 |  | 0 | 0 | 0 | 0 | 0
20.07. | 16 | 0 |  | 0 | 0 | 0 | 0 | 0
20.07. | 17 | 0 |  | 0 | 0 | 0 | 0 | 0
20.07. | 18 | 0 |  | 0 | 0 | 0 | 0 | 0
20.07. | 19 | 0 |  | 0 | 0 | 0 | 0 | 0
20.07. | 20 | 0 |  | 0 | 0 | 0 | 0 | 0
20.07. | 21 | 0 |  | 0 | 0 | 0 | 0 | 0
20.07. | 22 | 0 |  | 0 | 0 | 0 | 0 | 0
20.07. | 23 | 0 |  | 0 | 0 | 0 | 0 | 0
20.07. | 24 | 0 |  | 0 | 0 | 0 | 0 | 0
21.07. | 1 | 0 |  | 0 | 0 | 0 | 0 | 0
21.07. | 2 | 0 |  | 0 | 0 | 0 | 0 | 0
21.07. | 3 | 0 |  | 0 | 0 | 0 | 0 | 0
21.07. | 4 | 0 |  | 0 | 0 | 0 | 0 | 0
21.07. | 5 | 0 |  | 0 | 0 | 0 | 0 | 0
21.07. | 6 | 0 |  | 0 | 0 | 0 | 0 | 0
21.07. | 7 | 0 |  | 0 | 0 | 0 | 0 | 0
21.07. | 8 | 0 |  | 0 | 0 | 0 | 0 | 0
21.07. | 9 | 0 |  | 0 | 0 | 0 | 0 | 0
21.07. | 10 | 0 |  | 0 | 0 | 0 | 0 | 0
21.07. | 11 | 0 |  | 0 | 0 | 0 | 0 | 0
21.07. | 12 | 0 |  | 0 | 0 | 0 | 0 | 0
21.07. | 13 | 0 |  | 0 | 0 | 0 | 0 | 0
21.07. | 14 | 0 |  | 0 | 0 | 0 | 0 | 0
21.07. | 15 | 0 |  | 0 | 0 | 0 | 0 | 0
21.07. | 16 | 0 |  | 0 | 0 | 0 | 0 | 0
21.07. | 17 | 0 |  | 0 | 0 | 0 | 0 | 0
21.07. | 18 | 0 |  | 0 | 0 | 0 | 0 | 0
21.07. | 19 | 0 |  | 0 | 0 | 0 | 0 | 0
21.07. | 20 | 0 |  | 0 | 0 | 0 | 0 | 0
21.07. | 21 | 0 |  | 0 | 0 | 0 | 0 | 0
21.07. | 22 | 0 |  | 0 | 0 | 0 | 0 | 0
21.07. | 23 | 0 |  | 0 | 0 | 0 | 0 | 0
21.07. | 24 | 0 |  | 0 | 0 | 0 | 0 | 0
22.07. | 1 | 0 |  | 0 | 0 | 0 | 0 | 0
22.07. | 2 | 0 |  | 0 | 0 | 0 | 0 | 0
22.07. | 3 | 0 |  | 0 | 0 | 0 | 0 | 0
22.07. | 4 | 0 |  | 0 | 0 | 0 | 0 | 0
22.07. | 5 | 0 |  | 0 | 0 | 0 | 0 | 0
22.07. | 6 | 0 |  | 0 | 0 | 0 | 0 | 0
22.07. | 7 | 0 |  | 0 | 0 | 0 | 0 | 0
22.07. | 8 | 0 |  | 0 | 0 | 0 | 0 | 0
22.07. | 9 | 0 |  | 0 | 0 | 0 | 0 | 0
22.07. | 10 | 0 |  | 0 | 0 | 0 | 0 | 0
22.07. | 11 | 0 |  | 0 | 0 | 0 | 0 | 0
22.07. | 12 | 0 |  | 0 | 0 | 0 | 0 | 0
22.07. | 13 | 0 |  | 0 | 0 | 0 | 0 | 0
22.07. | 14 | 0 |  | 0 | 0 | 0 | 0 | 0
22.07. | 15 | 0 |  | 0 | 0 | 0 | 0 | 0
22.07. | 16 | 0 |  | 0 | 0 | 0 | 0 | 0
22.07. | 17 | 0 |  | 0 | 0 | 0 | 0 | 0
22.07. | 18 | 0 |  | 0 | 0 | 0 | 0 | 0
22.07. | 19 | 0 |  | 0 | 0 | 0 | 0 | 0
22.07. | 20 | 0 |  | 0 | 0 | 0 | 0 | 0
22.07. | 21 | 0 |  | 0 | 0 | 0 | 0 | 0
22.07. | 22 | 0 |  | 0 | 0 | 0 | 0 | 0
22.07. | 23 | 0 |  | 0 | 0 | 0 | 0 | 0
22.07. | 24 | 0 |  | 0 | 0 | 0 | 0 | 0
23.07. | 1 | 0 |  | 0 | 0 | 0 | 0 | 0
23.07. | 2 | 0 |  | 0 | 0 | 0 | 0 | 0
23.07. | 3 | 0 |  | 0 | 0 | 0 | 0 | 0
23.07. | 4 | 0 |  | 0 | 0 | 0 | 0 | 0
23.07. | 5 | 0 |  | 0 | 0 | 0 | 0 | 0
23.07. | 6 | 0 |  | 0 | 0 | 0 | 0 | 0
23.07. | 7 | 0 |  | 0 | 0 | 0 | 0 | 0
23.07. | 8 | 0 |  | 0 | 0 | 0 | 0 | 0
23.07. | 9 | 0 |  | 0 | 0 | 0 | 0 | 0
23.07. | 10 | 0 |  | 0 | 0 | 0 | 0 | 0
23.07. | 11 | 0 |  | 0 | 0 | 0 | 0 | 0
23.07. | 12 | 0 |  | 0 | 0 | 0 | 0 | 0
23.07. | 13 | 0 |  | 0 | 0 | 0 | 0 | 0
23.07. | 14 | 0 |  | 0 | 0 | 0 | 0 | 0
23.07. | 15 | 0 |  | 0 | 0 | 0 | 0 | 0
23.07. | 16 | 0 |  | 0 | 0 | 0 | 0 | 0
23.07. | 17 | 0 |  | 0 | 0 | 0 | 0 | 0
23.07. | 18 | 0 |  | 0 | 0 | 0 | 0 | 0
23.07. | 19 | 0 |  | 0 | 0 | 0 | 0 | 0
23.07. | 20 | 0 |  | 0 | 0 | 0 | 0 | 0
23.07. | 21 | 0 |  | 0 | 0 | 0 | 0 | 0
23.07. | 22 | 0 |  | 0 | 0 | 0 | 0 | 0
23.07. | 23 | 0 |  | 0 | 0 | 0 | 0 | 0
23.07. | 24 | 0 |  | 0 | 0 | 0 | 0 | 0
24.07. | 1 | 0 |  | 0 | 0 | 0 | 0 | 0
24.07. | 2 | 0 |  | 0 | 0 | 0 | 0 | 0
24.07. | 3 | 0 |  | 0 | 0 | 0 | 0 | 0
24.07. | 4 | 0 |  | 0 | 0 | 0 | 0 | 0
24.07. | 5 | 0 |  | 0 | 0 | 0 | 0 | 0
24.07. | 6 | 0 |  | 0 | 0 | 0 | 0 | 0
24.07. | 7 | 0 |  | 0 | 0 | 0 | 0 | 0
24.07. | 8 | 0 |  | 0 | 0 | 0 | 0 | 0
24.07. | 9 | 0 |  | 0 | 0 | 0 | 0 | 0
24.07. | 10 | 0 |  | 0 | 0 | 0 | 0 | 0
24.07. | 11 | 0 |  | 0 | 0 | 0 | 0 | 0
24.07. | 12 | 0 |  | 0 | 0 | 0 | 0 | 0
24.07. | 13 | 0 |  | 0 | 0 | 0 | 0 | 0
24.07. | 14 | 0 |  | 0 | 0 | 0 | 0 | 0
24.07. | 15 | 0 |  | 0 | 0 | 0 | 0 | 0
24.07. | 16 | 0 |  | 0 | 0 | 0 | 0 | 0
24.07. | 17 | 0 |  | 0 | 0 | 0 | 0 | 0
24.07. | 18 | 0 |  | 0 | 0 | 0 | 0 | 0
24.07. | 19 | 0 |  | 0 | 0 | 0 | 0 | 0
24.07. | 20 | 0 |  | 0 | 0 | 0 | 0 | 0
24.07. | 21 | 0 |  | 0 | 0 | 0 | 0 | 0
24.07. | 22 | 0 |  | 0 | 0 | 0 | 0 | 0
24.07. | 23 | 0 |  | 0 | 0 | 0 | 0 | 0
24.07. | 24 | 0 |  | 0 | 0 | 0 | 0 | 0
25.07. | 1 | 0 |  | 0 | 0 | 0 | 0 | 0
25.07. | 2 | 0 |  | 0 | 0 | 0 | 0 | 0
25.07. | 3 | 0 |  | 0 | 0 | 0 | 0 | 0
25.07. | 4 | 0 |  | 0 | 0 | 0 | 0 | 0
25.07. | 5 | 0 |  | 0 | 0 | 0 | 0 | 0
25.07. | 6 | 0 |  | 0 | 0 | 0 | 0 | 0
25.07. | 7 | 0 |  | 0 | 0 | 0 | 0 | 0
25.07. | 8 | 0 |  | 0 | 0 | 0 | 0 | 0
25.07. | 9 | 0 |  | 0 | 0 | 0 | 0 | 0
25.07. | 10 | 0 |  | 0 | 0 | 0 | 0 | 0
25.07. | 11 | 0 |  | 0 | 0 | 0 | 0 | 0
25.07. | 12 | 0 |  | 0 | 0 | 0 | 0 | 0
25.07. | 13 | 0 |  | 0 | 0 | 0 | 0 | 0
25.07. | 14 | 0 |  | 0 | 0 | 0 | 0 | 0
25.07. | 15 | 0 |  | 0 | 0 | 0 | 0 | 0
25.07. | 16 | 0 |  | 0 | 0 | 0 | 0 | 0
25.07. | 17 | 0 |  | 0 | 0 | 0 | 0 | 0
25.07. | 18 | 0 |  | 0 | 0 | 0 | 0 | 0
25.07. | 19 | 0 |  | 0 | 0 | 0 | 0 | 0
25.07. | 20 | 0 |  | 0 | 0 | 0 | 0 | 0
25.07. | 21 | 0 |  | 0 | 0 | 0 | 0 | 0
25.07. | 22 | 0 |  | 0 | 0 | 0 | 0 | 0
25.07. | 23 | 0 |  | 0 | 0 | 0 | 0 | 0
25.07. | 24 | 0 |  | 0 | 0 | 0 | 0 | 0
26.07. | 1 | 0 |  | 0 | 0 | 0 | 0 | 0
26.07. | 2 | 0 |  | 0 | 0 | 0 | 0 | 0
26.07. | 3 | 0 |  | 0 | 0 | 0 | 0 | 0
26.07. | 4 | 0 |  | 0 | 0 | 0 | 0 | 0
26.07. | 5 | 0 |  | 0 | 0 | 0 | 0 | 0
26.07. | 6 | 0 |  | 0 | 0 | 0 | 0 | 0
26.07. | 7 | 0 |  | 0 | 0 | 0 | 0 | 0
26.07. | 8 | 0 |  | 0 | 0 | 0 | 0 | 0
26.07. | 9 | 0 |  | 0 | 0 | 0 | 0 | 0
26.07. | 10 | 0 |  | 0 | 0 | 0 | 0 | 0
26.07. | 11 | 0 |  | 0 | 0 | 0 | 0 | 0
26.07. | 12 | 0 |  | 0 | 0 | 0 | 0 | 0
26.07. | 13 | 0 |  | 0 | 0 | 0 | 0 | 0
26.07. | 14 | 0 |  | 0 | 0 | 0 | 0 | 0
26.07. | 15 | 0 |  | 0 | 0 | 0 | 0 | 0
26.07. | 16 | 0 |  | 0 | 0 | 0 | 0 | 0
26.07. | 17 | 0 |  | 0 | 0 | 0 | 0 | 0
26.07. | 18 | 0 |  | 0 | 0 | 0 | 0 | 0
26.07. | 19 | 0 |  | 0 | 0 | 0 | 0 | 0
26.07. | 20 | 0 |  | 0 | 0 | 0 | 0 | 0
26.07. | 21 | 0 |  | 0 | 0 | 0 | 0 | 0
26.07. | 22 | 0 |  | 0 | 0 | 0 | 0 | 0
26.07. | 23 | 0 |  | 0 | 0 | 0 | 0 | 0
26.07. | 24 | 0 |  | 0 | 0 | 0 | 0 | 0
27.07. | 1 | 0 |  | 0 | 0 | 0 | 0 | 0
27.07. | 2 | 0 |  | 0 | 0 | 0 | 0 | 0
27.07. | 3 | 0 |  | 0 | 0 | 0 | 0 | 0
27.07. | 4 | 0 |  | 0 | 0 | 0 | 0 | 0
27.07. | 5 | 0 |  | 0 | 0 | 0 | 0 | 0
27.07. | 6 | 0 |  | 0 | 0 | 0 | 0 | 0
27.07. | 7 | 0 |  | 0 | 0 | 0 | 0 | 0
27.07. | 8 | 0 |  | 0 | 0 | 0 | 0 | 0
27.07. | 9 | 0 |  | 0 | 0 | 0 | 0 | 0
27.07. | 10 | 0 |  | 0 | 0 | 0 | 0 | 0
27.07. | 11 | 0 |  | 0 | 0 | 0 | 0 | 0
27.07. | 12 | 0 |  | 0 | 0 | 0 | 0 | 0
27.07. | 13 | 0 |  | 0 | 0 | 0 | 0 | 0
27.07. | 14 | 0 |  | 0 | 0 | 0 | 0 | 0
27.07. | 15 | 0 |  | 0 | 0 | 0 | 0 | 0
27.07. | 16 | 0 |  | 0 | 0 | 0 | 0 | 0
27.07. | 17 | 0 |  | 0 | 0 | 0 | 0 | 0
27.07. | 18 | 0 |  | 0 | 0 | 0 | 0 | 0
27.07. | 19 | 0 |  | 0 | 0 | 0 | 0 | 0
27.07. | 20 | 0 |  | 0 | 0 | 0 | 0 | 0
27.07. | 21 | 0 |  | 0 | 0 | 0 | 0 | 0
27.07. | 22 | 0 |  | 0 | 0 | 0 | 0 | 0
27.07. | 23 | 0 |  | 0 | 0 | 0 | 0 | 0
27.07. | 24 | 0 |  | 0 | 0 | 0 | 0 | 0
28.07. | 1 | 0 |  | 0 | 0 | 0 | 0 | 0
28.07. | 2 | 0 |  | 0 | 0 | 0 | 0 | 0
28.07. | 3 | 0 |  | 0 | 0 | 0 | 0 | 0
28.07. | 4 | 0 |  | 0 | 0 | 0 | 0 | 0
28.07. | 5 | 0 |  | 0 | 0 | 0 | 0 | 0
28.07. | 6 | 0 |  | 0 | 0 | 0 | 0 | 0
28.07. | 7 | 0 |  | 0 | 0 | 0 | 0 | 0
28.07. | 8 | 0 |  | 0 | 0 | 0 | 0 | 0
28.07. | 9 | 0 |  | 0 | 0 | 0 | 0 | 0
28.07. | 10 | 0 |  | 0 | 0 | 0 | 0 | 0
28.07. | 11 | 0 |  | 0 | 0 | 0 | 0 | 0
28.07. | 12 | 0 |  | 0 | 0 | 0 | 0 | 0
28.07. | 13 | 0 |  | 0 | 0 | 0 | 0 | 0
28.07. | 14 | 0 |  | 0 | 0 | 0 | 0 | 0
28.07. | 15 | 0 |  | 0 | 0 | 0 | 0 | 0
28.07. | 16 | 0 |  | 0 | 0 | 0 | 0 | 0
28.07. | 17 | 0 |  | 0 | 0 | 0 | 0 | 0
28.07. | 18 | 0 |  | 0 | 0 | 0 | 0 | 0
28.07. | 19 | 0 |  | 0 | 0 | 0 | 0 | 0
28.07. | 20 | 0 |  | 0 | 0 | 0 | 0 | 0
28.07. | 21 | 0 |  | 0 | 0 | 0 | 0 | 0
28.07. | 22 | 0 |  | 0 | 0 | 0 | 0 | 0
28.07. | 23 | 0 |  | 0 | 0 | 0 | 0 | 0
28.07. | 24 | 0 |  | 0 | 0 | 0 | 0 | 0
29.07. | 1 | 0 |  | 0 | 0 | 0 | 0 | 0
29.07. | 2 | 0 |  | 0 | 0 | 0 | 0 | 0
29.07. | 3 | 0 |  | 0 | 0 | 0 | 0 | 0
29.07. | 4 | 0 |  | 0 | 0 | 0 | 0 | 0
29.07. | 5 | 0 |  | 0 | 0 | 0 | 0 | 0
29.07. | 6 | 0 |  | 0 | 0 | 0 | 0 | 0
29.07. | 7 | 0 |  | 0 | 0 | 0 | 0 | 0
29.07. | 8 | 0 |  | 0 | 0 | 0 | 0 | 0
29.07. | 9 | 0 |  | 0 | 0 | 0 | 0 | 0
29.07. | 10 | 0 |  | 0 | 0 | 0 | 0 | 0
29.07. | 11 | 0 |  | 0 | 0 | 0 | 0 | 0
29.07. | 12 | 0 |  | 0 | 0 | 0 | 0 | 0
29.07. | 13 | 0 |  | 0 | 0 | 0 | 0 | 0
29.07. | 14 | 0 |  | 0 | 0 | 0 | 0 | 0
29.07. | 15 | 0 |  | 0 | 0 | 0 | 0 | 0
29.07. | 16 | 0 |  | 0 | 0 | 0 | 0 | 0
29.07. | 17 | 0 |  | 0 | 0 | 0 | 0 | 0
29.07. | 18 | 0 |  | 0 | 0 | 0 | 0 | 0
29.07. | 19 | 0 |  | 0 | 0 | 0 | 0 | 0
29.07. | 20 | 0 |  | 0 | 0 | 0 | 0 | 0
29.07. | 21 | 0 |  | 0 | 0 | 0 | 0 | 0
29.07. | 22 | 0 |  | 0 | 0 | 0 | 0 | 0
29.07. | 23 | 0 |  | 0 | 0 | 0 | 0 | 0
29.07. | 24 | 0 |  | 0 | 0 | 0 | 0 | 0
30.07. | 1 | 0 |  | 0 | 0 | 0 | 0 | 0
30.07. | 2 | 0 |  | 0 | 0 | 0 | 0 | 0
30.07. | 3 | 0 |  | 0 | 0 | 0 | 0 | 0
30.07. | 4 | 0 |  | 0 | 0 | 0 | 0 | 0
30.07. | 5 | 0 |  | 0 | 0 | 0 | 0 | 0
30.07. | 6 | 0 |  | 0 | 0 | 0 | 0 | 0
30.07. | 7 | 0 |  | 0 | 0 | 0 | 0 | 0
30.07. | 8 | 0 |  | 0 | 0 | 0 | 0 | 0
30.07. | 9 | 0 |  | 0 | 0 | 0 | 0 | 0
30.07. | 10 | 0 |  | 0 | 0 | 0 | 0 | 0
30.07. | 11 | 0 |  | 0 | 0 | 0 | 0 | 0
30.07. | 12 | 0 |  | 0 | 0 | 0 | 0 | 0
30.07. | 13 | 0 |  | 0 | 0 | 0 | 0 | 0
30.07. | 14 | 0 |  | 0 | 0 | 0 | 0 | 0
30.07. | 15 | 0 |  | 0 | 0 | 0 | 0 | 0
30.07. | 16 | 0 |  | 0 | 0 | 0 | 0 | 0
30.07. | 17 | 0 |  | 0 | 0 | 0 | 0 | 0
30.07. | 18 | 0 |  | 0 | 0 | 0 | 0 | 0
30.07. | 19 | 0 |  | 0 | 0 | 0 | 0 | 0
30.07. | 20 | 0 |  | 0 | 0 | 0 | 0 | 0
30.07. | 21 | 0 |  | 0 | 0 | 0 | 0 | 0
30.07. | 22 | 0 |  | 0 | 0 | 0 | 0 | 0
30.07. | 23 | 0 |  | 0 | 0 | 0 | 0 | 0
30.07. | 24 | 0 |  | 0 | 0 | 0 | 0 | 0
31.07. | 1 | 0 |  | 0 | 0 | 0 | 0 | 0
31.07. | 2 | 0 |  | 0 | 0 | 0 | 0 | 0
31.07. | 3 | 0 |  | 0 | 0 | 0 | 0 | 0
31.07. | 4 | 0 |  | 0 | 0 | 0 | 0 | 0
31.07. | 5 | 0 |  | 0 | 0 | 0 | 0 | 0
31.07. | 6 | 0 |  | 0 | 0 | 0 | 0 | 0
31.07. | 7 | 0 |  | 0 | 0 | 0 | 0 | 0
31.07. | 8 | 0 |  | 0 | 0 | 0 | 0 | 0
31.07. | 9 | 0 |  | 0 | 0 | 0 | 0 | 0
31.07. | 10 | 0 |  | 0 | 0 | 0 | 0 | 0
31.07. | 11 | 0 |  | 0 | 0 | 0 | 0 | 0
31.07. | 12 | 0 |  | 0 | 0 | 0 | 0 | 0
31.07. | 13 | 0 |  | 0 | 0 | 0 | 0 | 0
31.07. | 14 | 0 |  | 0 | 0 | 0 | 0 | 0
31.07. | 15 | 0 |  | 0 | 0 | 0 | 0 | 0
31.07. | 16 | 0 |  | 0 | 0 | 0 | 0 | 0
31.07. | 17 | 0 |  | 0 | 0 | 0 | 0 | 0
31.07. | 18 | 0 |  | 0 | 0 | 0 | 0 | 0
31.07. | 19 | 0 |  | 0 | 0 | 0 | 0 | 0
31.07. | 20 | 0 |  | 0 | 0 | 0 | 0 | 0
31.07. | 21 | 0 |  | 0 | 0 | 0 | 0 | 0
31.07. | 22 | 0 |  | 0 | 0 | 0 | 0 | 0
31.07. | 23 | 0 |  | 0 | 0 | 0 | 0 | 0
31.07. | 24 | 0 |  | 0 | 0 | 0 | 0 | 0
01.08. | 1 | 0 |  | 0 | 0 | 0 | 0 | 0
01.08. | 2 | 0 |  | 0 | 0 | 0 | 0 | 0
01.08. | 3 | 0 |  | 0 | 0 | 0 | 0 | 0
01.08. | 4 | 0 |  | 0 | 0 | 0 | 0 | 0
01.08. | 5 | 0 |  | 0 | 0 | 0 | 0 | 0
01.08. | 6 | 0 |  | 0 | 0 | 0 | 0 | 0
01.08. | 7 | 0 |  | 0 | 0 | 0 | 0 | 0
01.08. | 8 | 0 |  | 0 | 0 | 0 | 0 | 0
01.08. | 9 | 0 |  | 0 | 0 | 0 | 0 | 0
01.08. | 10 | 0 |  | 0 | 0 | 0 | 0 | 0
01.08. | 11 | 0 |  | 0 | 0 | 0 | 0 | 0
01.08. | 12 | 0 |  | 0 | 0 | 0 | 0 | 0
01.08. | 13 | 0 |  | 0 | 0 | 0 | 0 | 0
01.08. | 14 | 0 |  | 0 | 0 | 0 | 0 | 0
01.08. | 15 | 0 |  | 0 | 0 | 0 | 0 | 0
01.08. | 16 | 0 |  | 0 | 0 | 0 | 0 | 0
01.08. | 17 | 0 |  | 0 | 0 | 0 | 0 | 0
01.08. | 18 | 0 |  | 0 | 0 | 0 | 0 | 0
01.08. | 19 | 0 |  | 0 | 0 | 0 | 0 | 0
01.08. | 20 | 0 |  | 0 | 0 | 0 | 0 | 0
01.08. | 21 | 0 |  | 0 | 0 | 0 | 0 | 0
01.08. | 22 | 0 |  | 0 | 0 | 0 | 0 | 0
01.08. | 23 | 0 |  | 0 | 0 | 0 | 0 | 0
01.08. | 24 | 0 |  | 0 | 0 | 0 | 0 | 0
02.08. | 1 | 0 |  | 0 | 0 | 0 | 0 | 0
02.08. | 2 | 0 |  | 0 | 0 | 0 | 0 | 0
02.08. | 3 | 0 |  | 0 | 0 | 0 | 0 | 0
02.08. | 4 | 0 |  | 0 | 0 | 0 | 0 | 0
02.08. | 5 | 0 |  | 0 | 0 | 0 | 0 | 0
02.08. | 6 | 0 |  | 0 | 0 | 0 | 0 | 0
02.08. | 7 | 0 |  | 0 | 0 | 0 | 0 | 0
02.08. | 8 | 0 |  | 0 | 0 | 0 | 0 | 0
02.08. | 9 | 0 |  | 0 | 0 | 0 | 0 | 0
02.08. | 10 | 0 |  | 0 | 0 | 0 | 0 | 0
02.08. | 11 | 0 |  | 0 | 0 | 0 | 0 | 0
02.08. | 12 | 0 |  | 0 | 0 | 0 | 0 | 0
02.08. | 13 | 0 |  | 0 | 0 | 0 | 0 | 0
02.08. | 14 | 0 |  | 0 | 0 | 0 | 0 | 0
02.08. | 15 | 0 |  | 0 | 0 | 0 | 0 | 0
02.08. | 16 | 0 |  | 0 | 0 | 0 | 0 | 0
02.08. | 17 | 0 |  | 0 | 0 | 0 | 0 | 0
02.08. | 18 | 0 |  | 0 | 0 | 0 | 0 | 0
02.08. | 19 | 0 |  | 0 | 0 | 0 | 0 | 0
02.08. | 20 | 0 |  | 0 | 0 | 0 | 0 | 0
02.08. | 21 | 0 |  | 0 | 0 | 0 | 0 | 0
02.08. | 22 | 0 |  | 0 | 0 | 0 | 0 | 0
02.08. | 23 | 0 |  | 0 | 0 | 0 | 0 | 0
02.08. | 24 | 0 |  | 0 | 0 | 0 | 0 | 0
03.08. | 1 | 0 |  | 0 | 0 | 0 | 0 | 0
03.08. | 2 | 0 |  | 0 | 0 | 0 | 0 | 0
03.08. | 3 | 0 |  | 0 | 0 | 0 | 0 | 0
03.08. | 4 | 0 |  | 0 | 0 | 0 | 0 | 0
03.08. | 5 | 0 |  | 0 | 0 | 0 | 0 | 0
03.08. | 6 | 0 |  | 0 | 0 | 0 | 0 | 0
03.08. | 7 | 0 |  | 0 | 0 | 0 | 0 | 0
03.08. | 8 | 0 |  | 0 | 0 | 0 | 0 | 0
03.08. | 9 | 0 |  | 0 | 0 | 0 | 0 | 0
03.08. | 10 | 0 |  | 0 | 0 | 0 | 0 | 0
03.08. | 11 | 0 |  | 0 | 0 | 0 | 0 | 0
03.08. | 12 | 0 |  | 0 | 0 | 0 | 0 | 0
03.08. | 13 | 0 |  | 0 | 0 | 0 | 0 | 0
03.08. | 14 | 0 |  | 0 | 0 | 0 | 0 | 0
03.08. | 15 | 0 |  | 0 | 0 | 0 | 0 | 0
03.08. | 16 | 0 |  | 0 | 0 | 0 | 0 | 0
03.08. | 17 | 0 |  | 0 | 0 | 0 | 0 | 0
03.08. | 18 | 0 |  | 0 | 0 | 0 | 0 | 0
03.08. | 19 | 0 |  | 0 | 0 | 0 | 0 | 0
03.08. | 20 | 0 |  | 0 | 0 | 0 | 0 | 0
03.08. | 21 | 0 |  | 0 | 0 | 0 | 0 | 0
03.08. | 22 | 0 |  | 0 | 0 | 0 | 0 | 0
03.08. | 23 | 0 |  | 0 | 0 | 0 | 0 | 0
03.08. | 24 | 0 |  | 0 | 0 | 0 | 0 | 0
04.08. | 1 | 0 |  | 0 | 0 | 0 | 0 | 0
04.08. | 2 | 0 |  | 0 | 0 | 0 | 0 | 0
04.08. | 3 | 0 |  | 0 | 0 | 0 | 0 | 0
04.08. | 4 | 0 |  | 0 | 0 | 0 | 0 | 0
04.08. | 5 | 0 |  | 0 | 0 | 0 | 0 | 0
04.08. | 6 | 0 |  | 0 | 0 | 0 | 0 | 0
04.08. | 7 | 0 |  | 0 | 0 | 0 | 0 | 0
04.08. | 8 | 0 |  | 0 | 0 | 0 | 0 | 0
04.08. | 9 | 0 |  | 0 | 0 | 0 | 0 | 0
04.08. | 10 | 0 |  | 0 | 0 | 0 | 0 | 0
04.08. | 11 | 0 |  | 0 | 0 | 0 | 0 | 0
04.08. | 12 | 0 |  | 0 | 0 | 0 | 0 | 0
04.08. | 13 | 0 |  | 0 | 0 | 0 | 0 | 0
04.08. | 14 | 0 |  | 0 | 0 | 0 | 0 | 0
04.08. | 15 | 0 |  | 0 | 0 | 0 | 0 | 0
04.08. | 16 | 0 |  | 0 | 0 | 0 | 0 | 0
04.08. | 17 | 0 |  | 0 | 0 | 0 | 0 | 0
04.08. | 18 | 0 |  | 0 | 0 | 0 | 0 | 0
04.08. | 19 | 0 |  | 0 | 0 | 0 | 0 | 0
04.08. | 20 | 0 |  | 0 | 0 | 0 | 0 | 0
04.08. | 21 | 0 |  | 0 | 0 | 0 | 0 | 0
04.08. | 22 | 0 |  | 0 | 0 | 0 | 0 | 0
04.08. | 23 | 0 |  | 0 | 0 | 0 | 0 | 0
04.08. | 24 | 0 |  | 0 | 0 | 0 | 0 | 0
05.08. | 1 | 0 |  | 0 | 0 | 0 | 0 | 0
05.08. | 2 | 0 |  | 0 | 0 | 0 | 0 | 0
05.08. | 3 | 0 |  | 0 | 0 | 0 | 0 | 0
05.08. | 4 | 0 |  | 0 | 0 | 0 | 0 | 0
05.08. | 5 | 0 |  | 0 | 0 | 0 | 0 | 0
05.08. | 6 | 0 |  | 0 | 0 | 0 | 0 | 0
05.08. | 7 | 0 |  | 0 | 0 | 0 | 0 | 0
05.08. | 8 | 0 |  | 0 | 0 | 0 | 0 | 0
05.08. | 9 | 0 |  | 0 | 0 | 0 | 0 | 0
05.08. | 10 | 0 |  | 0 | 0 | 0 | 0 | 0
05.08. | 11 | 0 |  | 0 | 0 | 0 | 0 | 0
05.08. | 12 | 0 |  | 0 | 0 | 0 | 0 | 0
05.08. | 13 | 0 |  | 0 | 0 | 0 | 0 | 0
05.08. | 14 | 0 |  | 0 | 0 | 0 | 0 | 0
05.08. | 15 | 0 |  | 0 | 0 | 0 | 0 | 0
05.08. | 16 | 0 |  | 0 | 0 | 0 | 0 | 0
05.08. | 17 | 0 |  | 0 | 0 | 0 | 0 | 0
05.08. | 18 | 0 |  | 0 | 0 | 0 | 0 | 0
05.08. | 19 | 0 |  | 0 | 0 | 0 | 0 | 0
05.08. | 20 | 0 |  | 0 | 0 | 0 | 0 | 0
05.08. | 21 | 0 |  | 0 | 0 | 0 | 0 | 0
05.08. | 22 | 0 |  | 0 | 0 | 0 | 0 | 0
05.08. | 23 | 0 |  | 0 | 0 | 0 | 0 | 0
05.08. | 24 | 0 |  | 0 | 0 | 0 | 0 | 0
06.08. | 1 | 0 |  | 0 | 0 | 0 | 0 | 0
06.08. | 2 | 0 |  | 0 | 0 | 0 | 0 | 0
06.08. | 3 | 0 |  | 0 | 0 | 0 | 0 | 0
06.08. | 4 | 0 |  | 0 | 0 | 0 | 0 | 0
06.08. | 5 | 0 |  | 0 | 0 | 0 | 0 | 0
06.08. | 6 | 0 |  | 0 | 0 | 0 | 0 | 0
06.08. | 7 | 0 |  | 0 | 0 | 0 | 0 | 0
06.08. | 8 | 0 |  | 0 | 0 | 0 | 0 | 0
06.08. | 9 | 0 |  | 0 | 0 | 0 | 0 | 0
06.08. | 10 | 0 |  | 0 | 0 | 0 | 0 | 0
06.08. | 11 | 0 |  | 0 | 0 | 0 | 0 | 0
06.08. | 12 | 0 |  | 0 | 0 | 0 | 0 | 0
06.08. | 13 | 0 |  | 0 | 0 | 0 | 0 | 0
06.08. | 14 | 0 |  | 0 | 0 | 0 | 0 | 0
06.08. | 15 | 0 |  | 0 | 0 | 0 | 0 | 0
06.08. | 16 | 0 |  | 0 | 0 | 0 | 0 | 0
06.08. | 17 | 0 |  | 0 | 0 | 0 | 0 | 0
06.08. | 18 | 0 |  | 0 | 0 | 0 | 0 | 0
06.08. | 19 | 0 |  | 0 | 0 | 0 | 0 | 0
06.08. | 20 | 0 |  | 0 | 0 | 0 | 0 | 0
06.08. | 21 | 0 |  | 0 | 0 | 0 | 0 | 0
06.08. | 22 | 0 |  | 0 | 0 | 0 | 0 | 0
06.08. | 23 | 0 |  | 0 | 0 | 0 | 0 | 0
06.08. | 24 | 0 |  | 0 | 0 | 0 | 0 | 0
07.08. | 1 | 0 |  | 0 | 0 | 0 | 0 | 0
07.08. | 2 | 0 |  | 0 | 0 | 0 | 0 | 0
07.08. | 3 | 0 |  | 0 | 0 | 0 | 0 | 0
07.08. | 4 | 0 |  | 0 | 0 | 0 | 0 | 0
07.08. | 5 | 0 |  | 0 | 0 | 0 | 0 | 0
07.08. | 6 | 0 |  | 0 | 0 | 0 | 0 | 0
07.08. | 7 | 0 |  | 0 | 0 | 0 | 0 | 0
07.08. | 8 | 0 |  | 0 | 0 | 0 | 0 | 0
07.08. | 9 | 0 |  | 0 | 0 | 0 | 0 | 0
07.08. | 10 | 0 |  | 0 | 0 | 0 | 0 | 0
07.08. | 11 | 0 |  | 0 | 0 | 0 | 0 | 0
07.08. | 12 | 0 |  | 0 | 0 | 0 | 0 | 0
07.08. | 13 | 0 |  | 0 | 0 | 0 | 0 | 0
07.08. | 14 | 0 |  | 0 | 0 | 0 | 0 | 0
07.08. | 15 | 0 |  | 0 | 0 | 0 | 0 | 0
07.08. | 16 | 0 |  | 0 | 0 | 0 | 0 | 0
07.08. | 17 | 0 |  | 0 | 0 | 0 | 0 | 0
07.08. | 18 | 0 |  | 0 | 0 | 0 | 0 | 0
07.08. | 19 | 0 |  | 0 | 0 | 0 | 0 | 0
07.08. | 20 | 0 |  | 0 | 0 | 0 | 0 | 0
07.08. | 21 | 0 |  | 0 | 0 | 0 | 0 | 0
07.08. | 22 | 0 |  | 0 | 0 | 0 | 0 | 0
07.08. | 23 | 0 |  | 0 | 0 | 0 | 0 | 0
07.08. | 24 | 0 |  | 0 | 0 | 0 | 0 | 0
08.08. | 1 | 0 |  | 0 | 0 | 0 | 0 | 0
08.08. | 2 | 0 |  | 0 | 0 | 0 | 0 | 0
08.08. | 3 | 0 |  | 0 | 0 | 0 | 0 | 0
08.08. | 4 | 0 |  | 0 | 0 | 0 | 0 | 0
08.08. | 5 | 0 |  | 0 | 0 | 0 | 0 | 0
08.08. | 6 | 0 |  | 0 | 0 | 0 | 0 | 0
08.08. | 7 | 0 |  | 0 | 0 | 0 | 0 | 0
08.08. | 8 | 0 |  | 0 | 0 | 0 | 0 | 0
08.08. | 9 | 0 |  | 0 | 0 | 0 | 0 | 0
08.08. | 10 | 0 |  | 0 | 0 | 0 | 0 | 0
08.08. | 11 | 0 |  | 0 | 0 | 0 | 0 | 0
08.08. | 12 | 0 |  | 0 | 0 | 0 | 0 | 0
08.08. | 13 | 0 |  | 0 | 0 | 0 | 0 | 0
08.08. | 14 | 0 |  | 0 | 0 | 0 | 0 | 0
08.08. | 15 | 0 |  | 0 | 0 | 0 | 0 | 0
08.08. | 16 | 0 |  | 0 | 0 | 0 | 0 | 0
08.08. | 17 | 0 |  | 0 | 0 | 0 | 0 | 0
08.08. | 18 | 0 |  | 0 | 0 | 0 | 0 | 0
08.08. | 19 | 0 |  | 0 | 0 | 0 | 0 | 0
08.08. | 20 | 0 |  | 0 | 0 | 0 | 0 | 0
08.08. | 21 | 0 |  | 0 | 0 | 0 | 0 | 0
08.08. | 22 | 0 |  | 0 | 0 | 0 | 0 | 0
08.08. | 23 | 0 |  | 0 | 0 | 0 | 0 | 0
08.08. | 24 | 0 |  | 0 | 0 | 0 | 0 | 0
09.08. | 1 | 0 |  | 0 | 0 | 0 | 0 | 0
09.08. | 2 | 0 |  | 0 | 0 | 0 | 0 | 0
09.08. | 3 | 0 |  | 0 | 0 | 0 | 0 | 0
09.08. | 4 | 0 |  | 0 | 0 | 0 | 0 | 0
09.08. | 5 | 0 |  | 0 | 0 | 0 | 0 | 0
09.08. | 6 | 0 |  | 0 | 0 | 0 | 0 | 0
09.08. | 7 | 0 |  | 0 | 0 | 0 | 0 | 0
09.08. | 8 | 0 |  | 0 | 0 | 0 | 0 | 0
09.08. | 9 | 0 |  | 0 | 0 | 0 | 0 | 0
09.08. | 10 | 0 |  | 0 | 0 | 0 | 0 | 0
09.08. | 11 | 0 |  | 0 | 0 | 0 | 0 | 0
09.08. | 12 | 0 |  | 0 | 0 | 0 | 0 | 0
09.08. | 13 | 0 |  | 0 | 0 | 0 | 0 | 0
09.08. | 14 | 0 |  | 0 | 0 | 0 | 0 | 0
09.08. | 15 | 0 |  | 0 | 0 | 0 | 0 | 0
09.08. | 16 | 0 |  | 0 | 0 | 0 | 0 | 0
09.08. | 17 | 0 |  | 0 | 0 | 0 | 0 | 0
09.08. | 18 | 0 |  | 0 | 0 | 0 | 0 | 0
09.08. | 19 | 0 |  | 0 | 0 | 0 | 0 | 0
09.08. | 20 | 0 |  | 0 | 0 | 0 | 0 | 0
09.08. | 21 | 0 |  | 0 | 0 | 0 | 0 | 0
09.08. | 22 | 0 |  | 0 | 0 | 0 | 0 | 0
09.08. | 23 | 0 |  | 0 | 0 | 0 | 0 | 0
09.08. | 24 | 0 |  | 0 | 0 | 0 | 0 | 0
10.08. | 1 | 0 |  | 0 | 0 | 0 | 0 | 0
10.08. | 2 | 0 |  | 0 | 0 | 0 | 0 | 0
10.08. | 3 | 0 |  | 0 | 0 | 0 | 0 | 0
10.08. | 4 | 0 |  | 0 | 0 | 0 | 0 | 0
10.08. | 5 | 0 |  | 0 | 0 | 0 | 0 | 0
10.08. | 6 | 0 |  | 0 | 0 | 0 | 0 | 0
10.08. | 7 | 0 |  | 0 | 0 | 0 | 0 | 0
10.08. | 8 | 0 |  | 0 | 0 | 0 | 0 | 0
10.08. | 9 | 0 |  | 0 | 0 | 0 | 0 | 0
10.08. | 10 | 0 |  | 0 | 0 | 0 | 0 | 0
10.08. | 11 | 0 |  | 0 | 0 | 0 | 0 | 0
10.08. | 12 | 0 |  | 0 | 0 | 0 | 0 | 0
10.08. | 13 | 0 |  | 0 | 0 | 0 | 0 | 0
10.08. | 14 | 0 |  | 0 | 0 | 0 | 0 | 0
10.08. | 15 | 0 |  | 0 | 0 | 0 | 0 | 0
10.08. | 16 | 0 |  | 0 | 0 | 0 | 0 | 0
10.08. | 17 | 0 |  | 0 | 0 | 0 | 0 | 0
10.08. | 18 | 0 |  | 0 | 0 | 0 | 0 | 0
10.08. | 19 | 0 |  | 0 | 0 | 0 | 0 | 0
10.08. | 20 | 0 |  | 0 | 0 | 0 | 0 | 0
10.08. | 21 | 0 |  | 0 | 0 | 0 | 0 | 0
10.08. | 22 | 0 |  | 0 | 0 | 0 | 0 | 0
10.08. | 23 | 0 |  | 0 | 0 | 0 | 0 | 0
10.08. | 24 | 0 |  | 0 | 0 | 0 | 0 | 0
11.08. | 1 | 0 |  | 0 | 0 | 0 | 0 | 0
11.08. | 2 | 0 |  | 0 | 0 | 0 | 0 | 0
11.08. | 3 | 0 |  | 0 | 0 | 0 | 0 | 0
11.08. | 4 | 0 |  | 0 | 0 | 0 | 0 | 0
11.08. | 5 | 0 |  | 0 | 0 | 0 | 0 | 0
11.08. | 6 | 0 |  | 0 | 0 | 0 | 0 | 0
11.08. | 7 | 0 |  | 0 | 0 | 0 | 0 | 0
11.08. | 8 | 0 |  | 0 | 0 | 0 | 0 | 0
11.08. | 9 | 0 |  | 0 | 0 | 0 | 0 | 0
11.08. | 10 | 0 |  | 0 | 0 | 0 | 0 | 0
11.08. | 11 | 0 |  | 0 | 0 | 0 | 0 | 0
11.08. | 12 | 0 |  | 0 | 0 | 0 | 0 | 0
11.08. | 13 | 0 |  | 0 | 0 | 0 | 0 | 0
11.08. | 14 | 0 |  | 0 | 0 | 0 | 0 | 0
11.08. | 15 | 0 |  | 0 | 0 | 0 | 0 | 0
11.08. | 16 | 0 |  | 0 | 0 | 0 | 0 | 0
11.08. | 17 | 0 |  | 0 | 0 | 0 | 0 | 0
11.08. | 18 | 0 |  | 0 | 0 | 0 | 0 | 0
11.08. | 19 | 0 |  | 0 | 0 | 0 | 0 | 0
11.08. | 20 | 0 |  | 0 | 0 | 0 | 0 | 0
11.08. | 21 | 0 |  | 0 | 0 | 0 | 0 | 0
11.08. | 22 | 0 |  | 0 | 0 | 0 | 0 | 0
11.08. | 23 | 0 |  | 0 | 0 | 0 | 0 | 0
11.08. | 24 | 0 |  | 0 | 0 | 0 | 0 | 0
12.08. | 1 | 0 |  | 0 | 0 | 0 | 0 | 0
12.08. | 2 | 0 |  | 0 | 0 | 0 | 0 | 0
12.08. | 3 | 0 |  | 0 | 0 | 0 | 0 | 0
12.08. | 4 | 0 |  | 0 | 0 | 0 | 0 | 0
12.08. | 5 | 0 |  | 0 | 0 | 0 | 0 | 0
12.08. | 6 | 0 |  | 0 | 0 | 0 | 0 | 0
12.08. | 7 | 0 |  | 0 | 0 | 0 | 0 | 0
12.08. | 8 | 0 |  | 0 | 0 | 0 | 0 | 0
12.08. | 9 | 0 |  | 0 | 0 | 0 | 0 | 0
12.08. | 10 | 0 |  | 0 | 0 | 0 | 0 | 0
12.08. | 11 | 0 |  | 0 | 0 | 0 | 0 | 0
12.08. | 12 | 0 |  | 0 | 0 | 0 | 0 | 0
12.08. | 13 | 0 |  | 0 | 0 | 0 | 0 | 0
12.08. | 14 | 0 |  | 0 | 0 | 0 | 0 | 0
12.08. | 15 | 0 |  | 0 | 0 | 0 | 0 | 0
12.08. | 16 | 0 |  | 0 | 0 | 0 | 0 | 0
12.08. | 17 | 0 |  | 0 | 0 | 0 | 0 | 0
12.08. | 18 | 0 |  | 0 | 0 | 0 | 0 | 0
12.08. | 19 | 0 |  | 0 | 0 | 0 | 0 | 0
12.08. | 20 | 0 |  | 0 | 0 | 0 | 0 | 0
12.08. | 21 | 0 |  | 0 | 0 | 0 | 0 | 0
12.08. | 22 | 0 |  | 0 | 0 | 0 | 0 | 0
12.08. | 23 | 0 |  | 0 | 0 | 0 | 0 | 0
12.08. | 24 | 0 |  | 0 | 0 | 0 | 0 | 0
13.08. | 1 | 0 |  | 0 | 0 | 0 | 0 | 0
13.08. | 2 | 0 |  | 0 | 0 | 0 | 0 | 0
13.08. | 3 | 0 |  | 0 | 0 | 0 | 0 | 0
13.08. | 4 | 0 |  | 0 | 0 | 0 | 0 | 0
13.08. | 5 | 0 |  | 0 | 0 | 0 | 0 | 0
13.08. | 6 | 0 |  | 0 | 0 | 0 | 0 | 0
13.08. | 7 | 0 |  | 0 | 0 | 0 | 0 | 0
13.08. | 8 | 0 |  | 0 | 0 | 0 | 0 | 0
13.08. | 9 | 0 |  | 0 | 0 | 0 | 0 | 0
13.08. | 10 | 0 |  | 0 | 0 | 0 | 0 | 0
13.08. | 11 | 0 |  | 0 | 0 | 0 | 0 | 0
13.08. | 12 | 0 |  | 0 | 0 | 0 | 0 | 0
13.08. | 13 | 0 |  | 0 | 0 | 0 | 0 | 0
13.08. | 14 | 0 |  | 0 | 0 | 0 | 0 | 0
13.08. | 15 | 0 |  | 0 | 0 | 0 | 0 | 0
13.08. | 16 | 0 |  | 0 | 0 | 0 | 0 | 0
13.08. | 17 | 0 |  | 0 | 0 | 0 | 0 | 0
13.08. | 18 | 0 |  | 0 | 0 | 0 | 0 | 0
13.08. | 19 | 0 |  | 0 | 0 | 0 | 0 | 0
13.08. | 20 | 0 |  | 0 | 0 | 0 | 0 | 0
13.08. | 21 | 0 |  | 0 | 0 | 0 | 0 | 0
13.08. | 22 | 0 |  | 0 | 0 | 0 | 0 | 0
13.08. | 23 | 0 |  | 0 | 0 | 0 | 0 | 0
13.08. | 24 | 0 |  | 0 | 0 | 0 | 0 | 0
14.08. | 1 | 0 |  | 0 | 0 | 0 | 0 | 0
14.08. | 2 | 0 |  | 0 | 0 | 0 | 0 | 0
14.08. | 3 | 0 |  | 0 | 0 | 0 | 0 | 0
14.08. | 4 | 0 |  | 0 | 0 | 0 | 0 | 0
14.08. | 5 | 0 |  | 0 | 0 | 0 | 0 | 0
14.08. | 6 | 0 |  | 0 | 0 | 0 | 0 | 0
14.08. | 7 | 0 |  | 0 | 0 | 0 | 0 | 0
14.08. | 8 | 0 |  | 0 | 0 | 0 | 0 | 0
14.08. | 9 | 0 |  | 0 | 0 | 0 | 0 | 0
14.08. | 10 | 0 |  | 0 | 0 | 0 | 0 | 0
14.08. | 11 | 0 |  | 0 | 0 | 0 | 0 | 0
14.08. | 12 | 0 |  | 0 | 0 | 0 | 0 | 0
14.08. | 13 | 0 |  | 0 | 0 | 0 | 0 | 0
14.08. | 14 | 0 |  | 0 | 0 | 0 | 0 | 0
14.08. | 15 | 0 |  | 0 | 0 | 0 | 0 | 0
14.08. | 16 | 0 |  | 0 | 0 | 0 | 0 | 0
14.08. | 17 | 0 |  | 0 | 0 | 0 | 0 | 0
14.08. | 18 | 0 |  | 0 | 0 | 0 | 0 | 0
14.08. | 19 | 0 |  | 0 | 0 | 0 | 0 | 0
14.08. | 20 | 0 |  | 0 | 0 | 0 | 0 | 0
14.08. | 21 | 0 |  | 0 | 0 | 0 | 0 | 0
14.08. | 22 | 0 |  | 0 | 0 | 0 | 0 | 0
14.08. | 23 | 0 |  | 0 | 0 | 0 | 0 | 0
14.08. | 24 | 0 |  | 0 | 0 | 0 | 0 | 0
15.08. | 1 | 0 |  | 0 | 0 | 0 | 0 | 0
15.08. | 2 | 0 |  | 0 | 0 | 0 | 0 | 0
15.08. | 3 | 0 |  | 0 | 0 | 0 | 0 | 0
15.08. | 4 | 0 |  | 0 | 0 | 0 | 0 | 0
15.08. | 5 | 0 |  | 0 | 0 | 0 | 0 | 0
15.08. | 6 | 0 |  | 0 | 0 | 0 | 0 | 0
15.08. | 7 | 0 |  | 0 | 0 | 0 | 0 | 0
15.08. | 8 | 0 |  | 0 | 0 | 0 | 0 | 0
15.08. | 9 | 0 |  | 0 | 0 | 0 | 0 | 0
15.08. | 10 | 0 |  | 0 | 0 | 0 | 0 | 0
15.08. | 11 | 0 |  | 0 | 0 | 0 | 0 | 0
15.08. | 12 | 0 |  | 0 | 0 | 0 | 0 | 0
15.08. | 13 | 0 |  | 0 | 0 | 0 | 0 | 0
15.08. | 14 | 0 |  | 0 | 0 | 0 | 0 | 0
15.08. | 15 | 0 |  | 0 | 0 | 0 | 0 | 0
15.08. | 16 | 0 |  | 0 | 0 | 0 | 0 | 0
15.08. | 17 | 0 |  | 0 | 0 | 0 | 0 | 0
15.08. | 18 | 0 |  | 0 | 0 | 0 | 0 | 0
15.08. | 19 | 0 |  | 0 | 0 | 0 | 0 | 0
15.08. | 20 | 0 |  | 0 | 0 | 0 | 0 | 0
15.08. | 21 | 0 |  | 0 | 0 | 0 | 0 | 0
15.08. | 22 | 0 |  | 0 | 0 | 0 | 0 | 0
15.08. | 23 | 0 |  | 0 | 0 | 0 | 0 | 0
15.08. | 24 | 0 |  | 0 | 0 | 0 | 0 | 0
16.08. | 1 | 0 |  | 0 | 0 | 0 | 0 | 0
16.08. | 2 | 0 |  | 0 | 0 | 0 | 0 | 0
16.08. | 3 | 0 |  | 0 | 0 | 0 | 0 | 0
16.08. | 4 | 0 |  | 0 | 0 | 0 | 0 | 0
16.08. | 5 | 0 |  | 0 | 0 | 0 | 0 | 0
16.08. | 6 | 0 |  | 0 | 0 | 0 | 0 | 0
16.08. | 7 | 0 |  | 0 | 0 | 0 | 0 | 0
16.08. | 8 | 0 |  | 0 | 0 | 0 | 0 | 0
16.08. | 9 | 0 |  | 0 | 0 | 0 | 0 | 0
16.08. | 10 | 0 |  | 0 | 0 | 0 | 0 | 0
16.08. | 11 | 0 |  | 0 | 0 | 0 | 0 | 0
16.08. | 12 | 0 |  | 0 | 0 | 0 | 0 | 0
16.08. | 13 | 0 |  | 0 | 0 | 0 | 0 | 0
16.08. | 14 | 0 |  | 0 | 0 | 0 | 0 | 0
16.08. | 15 | 0 |  | 0 | 0 | 0 | 0 | 0
16.08. | 16 | 0 |  | 0 | 0 | 0 | 0 | 0
16.08. | 17 | 0 |  | 0 | 0 | 0 | 0 | 0
16.08. | 18 | 0 |  | 0 | 0 | 0 | 0 | 0
16.08. | 19 | 0 |  | 0 | 0 | 0 | 0 | 0
16.08. | 20 | 0 |  | 0 | 0 | 0 | 0 | 0
16.08. | 21 | 0 |  | 0 | 0 | 0 | 0 | 0
16.08. | 22 | 0 |  | 0 | 0 | 0 | 0 | 0
16.08. | 23 | 0 |  | 0 | 0 | 0 | 0 | 0
16.08. | 24 | 0 |  | 0 | 0 | 0 | 0 | 0
17.08. | 1 | 0 |  | 0 | 0 | 0 | 0 | 0
17.08. | 2 | 0 |  | 0 | 0 | 0 | 0 | 0
17.08. | 3 | 0 |  | 0 | 0 | 0 | 0 | 0
17.08. | 4 | 0 |  | 0 | 0 | 0 | 0 | 0
17.08. | 5 | 0 |  | 0 | 0 | 0 | 0 | 0
17.08. | 6 | 0 |  | 0 | 0 | 0 | 0 | 0
17.08. | 7 | 0 |  | 0 | 0 | 0 | 0 | 0
17.08. | 8 | 0 |  | 0 | 0 | 0 | 0 | 0
17.08. | 9 | 0 |  | 0 | 0 | 0 | 0 | 0
17.08. | 10 | 0 |  | 0 | 0 | 0 | 0 | 0
17.08. | 11 | 0 |  | 0 | 0 | 0 | 0 | 0
17.08. | 12 | 0 |  | 0 | 0 | 0 | 0 | 0
17.08. | 13 | 0 |  | 0 | 0 | 0 | 0 | 0
17.08. | 14 | 0 |  | 0 | 0 | 0 | 0 | 0
17.08. | 15 | 0 |  | 0 | 0 | 0 | 0 | 0
17.08. | 16 | 0 |  | 0 | 0 | 0 | 0 | 0
17.08. | 17 | 0 |  | 0 | 0 | 0 | 0 | 0
17.08. | 18 | 0 |  | 0 | 0 | 0 | 0 | 0
17.08. | 19 | 0 |  | 0 | 0 | 0 | 0 | 0
17.08. | 20 | 0 |  | 0 | 0 | 0 | 0 | 0
17.08. | 21 | 0 |  | 0 | 0 | 0 | 0 | 0
17.08. | 22 | 0 |  | 0 | 0 | 0 | 0 | 0
17.08. | 23 | 0 |  | 0 | 0 | 0 | 0 | 0
17.08. | 24 | 0 |  | 0 | 0 | 0 | 0 | 0
18.08. | 1 | 0 |  | 0 | 0 | 0 | 0 | 0
18.08. | 2 | 0 |  | 0 | 0 | 0 | 0 | 0
18.08. | 3 | 0 |  | 0 | 0 | 0 | 0 | 0
18.08. | 4 | 0 |  | 0 | 0 | 0 | 0 | 0
18.08. | 5 | 0 |  | 0 | 0 | 0 | 0 | 0
18.08. | 6 | 0 |  | 0 | 0 | 0 | 0 | 0
18.08. | 7 | 0 |  | 0 | 0 | 0 | 0 | 0
18.08. | 8 | 0 |  | 0 | 0 | 0 | 0 | 0
18.08. | 9 | 0 |  | 0 | 0 | 0 | 0 | 0
18.08. | 10 | 0 |  | 0 | 0 | 0 | 0 | 0
18.08. | 11 | 0 |  | 0 | 0 | 0 | 0 | 0
18.08. | 12 | 0 |  | 0 | 0 | 0 | 0 | 0
18.08. | 13 | 0 |  | 0 | 0 | 0 | 0 | 0
18.08. | 14 | 0 |  | 0 | 0 | 0 | 0 | 0
18.08. | 15 | 0 |  | 0 | 0 | 0 | 0 | 0
18.08. | 16 | 0 |  | 0 | 0 | 0 | 0 | 0
18.08. | 17 | 0 |  | 0 | 0 | 0 | 0 | 0
18.08. | 18 | 0 |  | 0 | 0 | 0 | 0 | 0
18.08. | 19 | 0 |  | 0 | 0 | 0 | 0 | 0
18.08. | 20 | 0 |  | 0 | 0 | 0 | 0 | 0
18.08. | 21 | 0 |  | 0 | 0 | 0 | 0 | 0
18.08. | 22 | 0 |  | 0 | 0 | 0 | 0 | 0
18.08. | 23 | 0 |  | 0 | 0 | 0 | 0 | 0
18.08. | 24 | 0 |  | 0 | 0 | 0 | 0 | 0
19.08. | 1 | 0 |  | 0 | 0 | 0 | 0 | 0
19.08. | 2 | 0 |  | 0 | 0 | 0 | 0 | 0
19.08. | 3 | 0 |  | 0 | 0 | 0 | 0 | 0
19.08. | 4 | 0 |  | 0 | 0 | 0 | 0 | 0
19.08. | 5 | 0 |  | 0 | 0 | 0 | 0 | 0
19.08. | 6 | 0 |  | 0 | 0 | 0 | 0 | 0
19.08. | 7 | 0 |  | 0 | 0 | 0 | 0 | 0
19.08. | 8 | 0 |  | 0 | 0 | 0 | 0 | 0
19.08. | 9 | 0 |  | 0 | 0 | 0 | 0 | 0
19.08. | 10 | 0 |  | 0 | 0 | 0 | 0 | 0
19.08. | 11 | 0 |  | 0 | 0 | 0 | 0 | 0
19.08. | 12 | 0 |  | 0 | 0 | 0 | 0 | 0
19.08. | 13 | 0 |  | 0 | 0 | 0 | 0 | 0
19.08. | 14 | 0 |  | 0 | 0 | 0 | 0 | 0
19.08. | 15 | 0 |  | 0 | 0 | 0 | 0 | 0
19.08. | 16 | 0 |  | 0 | 0 | 0 | 0 | 0
19.08. | 17 | 0 |  | 0 | 0 | 0 | 0 | 0
19.08. | 18 | 0 |  | 0 | 0 | 0 | 0 | 0
19.08. | 19 | 0 |  | 0 | 0 | 0 | 0 | 0
19.08. | 20 | 0 |  | 0 | 0 | 0 | 0 | 0
19.08. | 21 | 0 |  | 0 | 0 | 0 | 0 | 0
19.08. | 22 | 0 |  | 0 | 0 | 0 | 0 | 0
19.08. | 23 | 0 |  | 0 | 0 | 0 | 0 | 0
19.08. | 24 | 0 |  | 0 | 0 | 0 | 0 | 0
20.08. | 1 | 0 |  | 0 | 0 | 0 | 0 | 0
20.08. | 2 | 0 |  | 0 | 0 | 0 | 0 | 0
20.08. | 3 | 0 |  | 0 | 0 | 0 | 0 | 0
20.08. | 4 | 0 |  | 0 | 0 | 0 | 0 | 0
20.08. | 5 | 0 |  | 0 | 0 | 0 | 0 | 0
20.08. | 6 | 0 |  | 0 | 0 | 0 | 0 | 0
20.08. | 7 | 0 |  | 0 | 0 | 0 | 0 | 0
20.08. | 8 | 0 |  | 0 | 0 | 0 | 0 | 0
20.08. | 9 | 0 |  | 0 | 0 | 0 | 0 | 0
20.08. | 10 | 0 |  | 0 | 0 | 0 | 0 | 0
20.08. | 11 | 0 |  | 0 | 0 | 0 | 0 | 0
20.08. | 12 | 0 |  | 0 | 0 | 0 | 0 | 0
20.08. | 13 | 0 |  | 0 | 0 | 0 | 0 | 0
20.08. | 14 | 0 |  | 0 | 0 | 0 | 0 | 0
20.08. | 15 | 0 |  | 0 | 0 | 0 | 0 | 0
20.08. | 16 | 0 |  | 0 | 0 | 0 | 0 | 0
20.08. | 17 | 0 |  | 0 | 0 | 0 | 0 | 0
20.08. | 18 | 0 |  | 0 | 0 | 0 | 0 | 0
20.08. | 19 | 0 |  | 0 | 0 | 0 | 0 | 0
20.08. | 20 | 0 |  | 0 | 0 | 0 | 0 | 0
20.08. | 21 | 0 |  | 0 | 0 | 0 | 0 | 0
20.08. | 22 | 0 |  | 0 | 0 | 0 | 0 | 0
20.08. | 23 | 0 |  | 0 | 0 | 0 | 0 | 0
20.08. | 24 | 0 |  | 0 | 0 | 0 | 0 | 0
21.08. | 1 | 0 |  | 0 | 0 | 0 | 0 | 0
21.08. | 2 | 0 |  | 0 | 0 | 0 | 0 | 0
21.08. | 3 | 0 |  | 0 | 0 | 0 | 0 | 0
21.08. | 4 | 0 |  | 0 | 0 | 0 | 0 | 0
21.08. | 5 | 0 |  | 0 | 0 | 0 | 0 | 0
21.08. | 6 | 0 |  | 0 | 0 | 0 | 0 | 0
21.08. | 7 | 0 |  | 0 | 0 | 0 | 0 | 0
21.08. | 8 | 0 |  | 0 | 0 | 0 | 0 | 0
21.08. | 9 | 0 |  | 0 | 0 | 0 | 0 | 0
21.08. | 10 | 0 |  | 0 | 0 | 0 | 0 | 0
21.08. | 11 | 0 |  | 0 | 0 | 0 | 0 | 0
21.08. | 12 | 0 |  | 0 | 0 | 0 | 0 | 0
21.08. | 13 | 0 |  | 0 | 0 | 0 | 0 | 0
21.08. | 14 | 0 |  | 0 | 0 | 0 | 0 | 0
21.08. | 15 | 0 |  | 0 | 0 | 0 | 0 | 0
21.08. | 16 | 0 |  | 0 | 0 | 0 | 0 | 0
21.08. | 17 | 0 |  | 0 | 0 | 0 | 0 | 0
21.08. | 18 | 0 |  | 0 | 0 | 0 | 0 | 0
21.08. | 19 | 0 |  | 0 | 0 | 0 | 0 | 0
21.08. | 20 | 0 |  | 0 | 0 | 0 | 0 | 0
21.08. | 21 | 0 |  | 0 | 0 | 0 | 0 | 0
21.08. | 22 | 0 |  | 0 | 0 | 0 | 0 | 0
21.08. | 23 | 0 |  | 0 | 0 | 0 | 0 | 0
21.08. | 24 | 0 |  | 0 | 0 | 0 | 0 | 0
22.08. | 1 | 0 |  | 0 | 0 | 0 | 0 | 0
22.08. | 2 | 0 |  | 0 | 0 | 0 | 0 | 0
22.08. | 3 | 0 |  | 0 | 0 | 0 | 0 | 0
22.08. | 4 | 0 |  | 0 | 0 | 0 | 0 | 0
22.08. | 5 | 0 |  | 0 | 0 | 0 | 0 | 0
22.08. | 6 | 0 |  | 0 | 0 | 0 | 0 | 0
22.08. | 7 | 0 |  | 0 | 0 | 0 | 0 | 0
22.08. | 8 | 0 |  | 0 | 0 | 0 | 0 | 0
22.08. | 9 | 0 |  | 0 | 0 | 0 | 0 | 0
22.08. | 10 | 0 |  | 0 | 0 | 0 | 0 | 0
22.08. | 11 | 0 |  | 0 | 0 | 0 | 0 | 0
22.08. | 12 | 0 |  | 0 | 0 | 0 | 0 | 0
22.08. | 13 | 0 |  | 0 | 0 | 0 | 0 | 0
22.08. | 14 | 0 |  | 0 | 0 | 0 | 0 | 0
22.08. | 15 | 0 |  | 0 | 0 | 0 | 0 | 0
22.08. | 16 | 0 |  | 0 | 0 | 0 | 0 | 0
22.08. | 17 | 0 |  | 0 | 0 | 0 | 0 | 0
22.08. | 18 | 0 |  | 0 | 0 | 0 | 0 | 0
22.08. | 19 | 0 |  | 0 | 0 | 0 | 0 | 0
22.08. | 20 | 0 |  | 0 | 0 | 0 | 0 | 0
22.08. | 21 | 0 |  | 0 | 0 | 0 | 0 | 0
22.08. | 22 | 0 |  | 0 | 0 | 0 | 0 | 0
22.08. | 23 | 0 |  | 0 | 0 | 0 | 0 | 0
22.08. | 24 | 0 |  | 0 | 0 | 0 | 0 | 0
23.08. | 1 | 0 |  | 0 | 0 | 0 | 0 | 0
23.08. | 2 | 0 |  | 0 | 0 | 0 | 0 | 0
23.08. | 3 | 0 |  | 0 | 0 | 0 | 0 | 0
23.08. | 4 | 0 |  | 0 | 0 | 0 | 0 | 0
23.08. | 5 | 0 |  | 0 | 0 | 0 | 0 | 0
23.08. | 6 | 0 |  | 0 | 0 | 0 | 0 | 0
23.08. | 7 | 0 |  | 0 | 0 | 0 | 0 | 0
23.08. | 8 | 0 |  | 0 | 0 | 0 | 0 | 0
23.08. | 9 | 0 |  | 0 | 0 | 0 | 0 | 0
23.08. | 10 | 0 |  | 0 | 0 | 0 | 0 | 0
23.08. | 11 | 0 |  | 0 | 0 | 0 | 0 | 0
23.08. | 12 | 0 |  | 0 | 0 | 0 | 0 | 0
23.08. | 13 | 0 |  | 0 | 0 | 0 | 0 | 0
23.08. | 14 | 0 |  | 0 | 0 | 0 | 0 | 0
23.08. | 15 | 0 |  | 0 | 0 | 0 | 0 | 0
23.08. | 16 | 0 |  | 0 | 0 | 0 | 0 | 0
23.08. | 17 | 0 |  | 0 | 0 | 0 | 0 | 0
23.08. | 18 | 0 |  | 0 | 0 | 0 | 0 | 0
23.08. | 19 | 0 |  | 0 | 0 | 0 | 0 | 0
23.08. | 20 | 0 |  | 0 | 0 | 0 | 0 | 0
23.08. | 21 | 0 |  | 0 | 0 | 0 | 0 | 0
23.08. | 22 | 0 |  | 0 | 0 | 0 | 0 | 0
23.08. | 23 | 0 |  | 0 | 0 | 0 | 0 | 0
23.08. | 24 | 0 |  | 0 | 0 | 0 | 0 | 0
24.08. | 1 | 0 |  | 0 | 0 | 0 | 0 | 0
24.08. | 2 | 0 |  | 0 | 0 | 0 | 0 | 0
24.08. | 3 | 0 |  | 0 | 0 | 0 | 0 | 0
24.08. | 4 | 0 |  | 0 | 0 | 0 | 0 | 0
24.08. | 5 | 0 |  | 0 | 0 | 0 | 0 | 0
24.08. | 6 | 0 |  | 0 | 0 | 0 | 0 | 0
24.08. | 7 | 0 |  | 0 | 0 | 0 | 0 | 0
24.08. | 8 | 0 |  | 0 | 0 | 0 | 0 | 0
24.08. | 9 | 0 |  | 0 | 0 | 0 | 0 | 0
24.08. | 10 | 0 |  | 0 | 0 | 0 | 0 | 0
24.08. | 11 | 0 |  | 0 | 0 | 0 | 0 | 0
24.08. | 12 | 0 |  | 0 | 0 | 0 | 0 | 0
24.08. | 13 | 0 |  | 0 | 0 | 0 | 0 | 0
24.08. | 14 | 0 |  | 0 | 0 | 0 | 0 | 0
24.08. | 15 | 0 |  | 0 | 0 | 0 | 0 | 0
24.08. | 16 | 0 |  | 0 | 0 | 0 | 0 | 0
24.08. | 17 | 0 |  | 0 | 0 | 0 | 0 | 0
24.08. | 18 | 0 |  | 0 | 0 | 0 | 0 | 0
24.08. | 19 | 0 |  | 0 | 0 | 0 | 0 | 0
24.08. | 20 | 0 |  | 0 | 0 | 0 | 0 | 0
24.08. | 21 | 0 |  | 0 | 0 | 0 | 0 | 0
24.08. | 22 | 0 |  | 0 | 0 | 0 | 0 | 0
24.08. | 23 | 0 |  | 0 | 0 | 0 | 0 | 0
24.08. | 24 | 0 |  | 0 | 0 | 0 | 0 | 0
25.08. | 1 | 0 |  | 0 | 0 | 0 | 0 | 0
25.08. | 2 | 0 |  | 0 | 0 | 0 | 0 | 0
25.08. | 3 | 0 |  | 0 | 0 | 0 | 0 | 0
25.08. | 4 | 0 |  | 0 | 0 | 0 | 0 | 0
25.08. | 5 | 0 |  | 0 | 0 | 0 | 0 | 0
25.08. | 6 | 0 |  | 0 | 0 | 0 | 0 | 0
25.08. | 7 | 0 |  | 0 | 0 | 0 | 0 | 0
25.08. | 8 | 0 |  | 0 | 0 | 0 | 0 | 0
25.08. | 9 | 0 |  | 0 | 0 | 0 | 0 | 0
25.08. | 10 | 0 |  | 0 | 0 | 0 | 0 | 0
25.08. | 11 | 0 |  | 0 | 0 | 0 | 0 | 0
25.08. | 12 | 0 |  | 0 | 0 | 0 | 0 | 0
25.08. | 13 | 0 |  | 0 | 0 | 0 | 0 | 0
25.08. | 14 | 0 |  | 0 | 0 | 0 | 0 | 0
25.08. | 15 | 0 |  | 0 | 0 | 0 | 0 | 0
25.08. | 16 | 0 |  | 0 | 0 | 0 | 0 | 0
25.08. | 17 | 0 |  | 0 | 0 | 0 | 0 | 0
25.08. | 18 | 0 |  | 0 | 0 | 0 | 0 | 0
25.08. | 19 | 0 |  | 0 | 0 | 0 | 0 | 0
25.08. | 20 | 0 |  | 0 | 0 | 0 | 0 | 0
25.08. | 21 | 0 |  | 0 | 0 | 0 | 0 | 0
25.08. | 22 | 0 |  | 0 | 0 | 0 | 0 | 0
25.08. | 23 | 0 |  | 0 | 0 | 0 | 0 | 0
25.08. | 24 | 0 |  | 0 | 0 | 0 | 0 | 0
26.08. | 1 | 0 |  | 0 | 0 | 0 | 0 | 0
26.08. | 2 | 0 |  | 0 | 0 | 0 | 0 | 0
26.08. | 3 | 0 |  | 0 | 0 | 0 | 0 | 0
26.08. | 4 | 0 |  | 0 | 0 | 0 | 0 | 0
26.08. | 5 | 0 |  | 0 | 0 | 0 | 0 | 0
26.08. | 6 | 0 |  | 0 | 0 | 0 | 0 | 0
26.08. | 7 | 0 |  | 0 | 0 | 0 | 0 | 0
26.08. | 8 | 0 |  | 0 | 0 | 0 | 0 | 0
26.08. | 9 | 0 |  | 0 | 0 | 0 | 0 | 0
26.08. | 10 | 0 |  | 0 | 0 | 0 | 0 | 0
26.08. | 11 | 0 |  | 0 | 0 | 0 | 0 | 0
26.08. | 12 | 0 |  | 0 | 0 | 0 | 0 | 0
26.08. | 13 | 0 |  | 0 | 0 | 0 | 0 | 0
26.08. | 14 | 0 |  | 0 | 0 | 0 | 0 | 0
26.08. | 15 | 0 |  | 0 | 0 | 0 | 0 | 0
26.08. | 16 | 0 |  | 0 | 0 | 0 | 0 | 0
26.08. | 17 | 0 |  | 0 | 0 | 0 | 0 | 0
26.08. | 18 | 0 |  | 0 | 0 | 0 | 0 | 0
26.08. | 19 | 0 |  | 0 | 0 | 0 | 0 | 0
26.08. | 20 | 0 |  | 0 | 0 | 0 | 0 | 0
26.08. | 21 | 0 |  | 0 | 0 | 0 | 0 | 0
26.08. | 22 | 0 |  | 0 | 0 | 0 | 0 | 0
26.08. | 23 | 0 |  | 0 | 0 | 0 | 0 | 0
26.08. | 24 | 0 |  | 0 | 0 | 0 | 0 | 0
27.08. | 1 | 0 |  | 0 | 0 | 0 | 0 | 0
27.08. | 2 | 0 |  | 0 | 0 | 0 | 0 | 0
27.08. | 3 | 0 |  | 0 | 0 | 0 | 0 | 0
27.08. | 4 | 0 |  | 0 | 0 | 0 | 0 | 0
27.08. | 5 | 0 |  | 0 | 0 | 0 | 0 | 0
27.08. | 6 | 0 |  | 0 | 0 | 0 | 0 | 0
27.08. | 7 | 0 |  | 0 | 0 | 0 | 0 | 0
27.08. | 8 | 0 |  | 0 | 0 | 0 | 0 | 0
27.08. | 9 | 0 |  | 0 | 0 | 0 | 0 | 0
27.08. | 10 | 0 |  | 0 | 0 | 0 | 0 | 0
27.08. | 11 | 0 |  | 0 | 0 | 0 | 0 | 0
27.08. | 12 | 0 |  | 0 | 0 | 0 | 0 | 0
27.08. | 13 | 0 |  | 0 | 0 | 0 | 0 | 0
27.08. | 14 | 0 |  | 0 | 0 | 0 | 0 | 0
27.08. | 15 | 0 |  | 0 | 0 | 0 | 0 | 0
27.08. | 16 | 0 |  | 0 | 0 | 0 | 0 | 0
27.08. | 17 | 0 |  | 0 | 0 | 0 | 0 | 0
27.08. | 18 | 0 |  | 0 | 0 | 0 | 0 | 0
27.08. | 19 | 0 |  | 0 | 0 | 0 | 0 | 0
27.08. | 20 | 0 |  | 0 | 0 | 0 | 0 | 0
27.08. | 21 | 0 |  | 0 | 0 | 0 | 0 | 0
27.08. | 22 | 0 |  | 0 | 0 | 0 | 0 | 0
27.08. | 23 | 0 |  | 0 | 0 | 0 | 0 | 0
27.08. | 24 | 0 |  | 0 | 0 | 0 | 0 | 0
28.08. | 1 | 0 |  | 0 | 0 | 0 | 0 | 0
28.08. | 2 | 0 |  | 0 | 0 | 0 | 0 | 0
28.08. | 3 | 0 |  | 0 | 0 | 0 | 0 | 0
28.08. | 4 | 0 |  | 0 | 0 | 0 | 0 | 0
28.08. | 5 | 0 |  | 0 | 0 | 0 | 0 | 0
28.08. | 6 | 0 |  | 0 | 0 | 0 | 0 | 0
28.08. | 7 | 0 |  | 0 | 0 | 0 | 0 | 0
28.08. | 8 | 0 |  | 0 | 0 | 0 | 0 | 0
28.08. | 9 | 0 |  | 0 | 0 | 0 | 0 | 0
28.08. | 10 | 0 |  | 0 | 0 | 0 | 0 | 0
28.08. | 11 | 0 |  | 0 | 0 | 0 | 0 | 0
28.08. | 12 | 0 |  | 0 | 0 | 0 | 0 | 0
28.08. | 13 | 0 |  | 0 | 0 | 0 | 0 | 0
28.08. | 14 | 0 |  | 0 | 0 | 0 | 0 | 0
28.08. | 15 | 0 |  | 0 | 0 | 0 | 0 | 0
28.08. | 16 | 0 |  | 0 | 0 | 0 | 0 | 0
28.08. | 17 | 0 |  | 0 | 0 | 0 | 0 | 0
28.08. | 18 | 0 |  | 0 | 0 | 0 | 0 | 0
28.08. | 19 | 0 |  | 0 | 0 | 0 | 0 | 0
28.08. | 20 | 0 |  | 0 | 0 | 0 | 0 | 0
28.08. | 21 | 0 |  | 0 | 0 | 0 | 0 | 0
28.08. | 22 | 0 |  | 0 | 0 | 0 | 0 | 0
28.08. | 23 | 0 |  | 0 | 0 | 0 | 0 | 0
28.08. | 24 | 0 |  | 0 | 0 | 0 | 0 | 0
29.08. | 1 | 0 |  | 0 | 0 | 0 | 0 | 0
29.08. | 2 | 0 |  | 0 | 0 | 0 | 0 | 0
29.08. | 3 | 0 |  | 0 | 0 | 0 | 0 | 0
29.08. | 4 | 0 |  | 0 | 0 | 0 | 0 | 0
29.08. | 5 | 0 |  | 0 | 0 | 0 | 0 | 0
29.08. | 6 | 0 |  | 0 | 0 | 0 | 0 | 0
29.08. | 7 | 0 |  | 0 | 0 | 0 | 0 | 0
29.08. | 8 | 0 |  | 0 | 0 | 0 | 0 | 0
29.08. | 9 | 0 |  | 0 | 0 | 0 | 0 | 0
29.08. | 10 | 0 |  | 0 | 0 | 0 | 0 | 0
29.08. | 11 | 0 |  | 0 | 0 | 0 | 0 | 0
29.08. | 12 | 0 |  | 0 | 0 | 0 | 0 | 0
29.08. | 13 | 0 |  | 0 | 0 | 0 | 0 | 0
29.08. | 14 | 0 |  | 0 | 0 | 0 | 0 | 0
29.08. | 15 | 0 |  | 0 | 0 | 0 | 0 | 0
29.08. | 16 | 0 |  | 0 | 0 | 0 | 0 | 0
29.08. | 17 | 0 |  | 0 | 0 | 0 | 0 | 0
29.08. | 18 | 0 |  | 0 | 0 | 0 | 0 | 0
29.08. | 19 | 0 |  | 0 | 0 | 0 | 0 | 0
29.08. | 20 | 0 |  | 0 | 0 | 0 | 0 | 0
29.08. | 21 | 0 |  | 0 | 0 | 0 | 0 | 0
29.08. | 22 | 0 |  | 0 | 0 | 0 | 0 | 0
29.08. | 23 | 0 |  | 0 | 0 | 0 | 0 | 0
29.08. | 24 | 0 |  | 0 | 0 | 0 | 0 | 0
30.08. | 1 | 0 |  | 0 | 0 | 0 | 0 | 0
30.08. | 2 | 0 |  | 0 | 0 | 0 | 0 | 0
30.08. | 3 | 0 |  | 0 | 0 | 0 | 0 | 0
30.08. | 4 | 0 |  | 0 | 0 | 0 | 0 | 0
30.08. | 5 | 0 |  | 0 | 0 | 0 | 0 | 0
30.08. | 6 | 0 |  | 0 | 0 | 0 | 0 | 0
30.08. | 7 | 0 |  | 0 | 0 | 0 | 0 | 0
30.08. | 8 | 0 |  | 0 | 0 | 0 | 0 | 0
30.08. | 9 | 0 |  | 0 | 0 | 0 | 0 | 0
30.08. | 10 | 0 |  | 0 | 0 | 0 | 0 | 0
30.08. | 11 | 0 |  | 0 | 0 | 0 | 0 | 0
30.08. | 12 | 0 |  | 0 | 0 | 0 | 0 | 0
30.08. | 13 | 0 |  | 0 | 0 | 0 | 0 | 0
30.08. | 14 | 0 |  | 0 | 0 | 0 | 0 | 0
30.08. | 15 | 0 |  | 0 | 0 | 0 | 0 | 0
30.08. | 16 | 0 |  | 0 | 0 | 0 | 0 | 0
30.08. | 17 | 0 |  | 0 | 0 | 0 | 0 | 0
30.08. | 18 | 0 |  | 0 | 0 | 0 | 0 | 0
30.08. | 19 | 0 |  | 0 | 0 | 0 | 0 | 0
30.08. | 20 | 0 |  | 0 | 0 | 0 | 0 | 0
30.08. | 21 | 0 |  | 0 | 0 | 0 | 0 | 0
30.08. | 22 | 0 |  | 0 | 0 | 0 | 0 | 0
30.08. | 23 | 0 |  | 0 | 0 | 0 | 0 | 0
30.08. | 24 | 0 |  | 0 | 0 | 0 | 0 | 0
31.08. | 1 | 0 |  | 0 | 0 | 0 | 0 | 0
31.08. | 2 | 0 |  | 0 | 0 | 0 | 0 | 0
31.08. | 3 | 0 |  | 0 | 0 | 0 | 0 | 0
31.08. | 4 | 0 |  | 0 | 0 | 0 | 0 | 0
31.08. | 5 | 0 |  | 0 | 0 | 0 | 0 | 0
31.08. | 6 | 0 |  | 0 | 0 | 0 | 0 | 0
31.08. | 7 | 0 |  | 0 | 0 | 0 | 0 | 0
31.08. | 8 | 0 |  | 0 | 0 | 0 | 0 | 0
31.08. | 9 | 0 |  | 0 | 0 | 0 | 0 | 0
31.08. | 10 | 0 |  | 0 | 0 | 0 | 0 | 0
31.08. | 11 | 0 |  | 0 | 0 | 0 | 0 | 0
31.08. | 12 | 0 |  | 0 | 0 | 0 | 0 | 0
31.08. | 13 | 0 |  | 0 | 0 | 0 | 0 | 0
31.08. | 14 | 0 |  | 0 | 0 | 0 | 0 | 0
31.08. | 15 | 0 |  | 0 | 0 | 0 | 0 | 0
31.08. | 16 | 0 |  | 0 | 0 | 0 | 0 | 0
31.08. | 17 | 0 |  | 0 | 0 | 0 | 0 | 0
31.08. | 18 | 0 |  | 0 | 0 | 0 | 0 | 0
31.08. | 19 | 0 |  | 0 | 0 | 0 | 0 | 0
31.08. | 20 | 0 |  | 0 | 0 | 0 | 0 | 0
31.08. | 21 | 0 |  | 0 | 0 | 0 | 0 | 0
31.08. | 22 | 0 |  | 0 | 0 | 0 | 0 | 0
31.08. | 23 | 0 |  | 0 | 0 | 0 | 0 | 0
31.08. | 24 | 0 |  | 0 | 0 | 0 | 0 | 0
01.09. | 1 | 0 |  | 0 | 0 | 0 | 0 | 0
01.09. | 2 | 0 |  | 0 | 0 | 0 | 0 | 0
01.09. | 3 | 0 |  | 0 | 0 | 0 | 0 | 0
01.09. | 4 | 0 |  | 0 | 0 | 0 | 0 | 0
01.09. | 5 | 0 |  | 0 | 0 | 0 | 0 | 0
01.09. | 6 | 0 |  | 0 | 0 | 0 | 0 | 0
01.09. | 7 | 0 |  | 0 | 0 | 0 | 0 | 0
01.09. | 8 | 0 |  | 0 | 0 | 0 | 0 | 0
01.09. | 9 | 0 |  | 0 | 0 | 0 | 0 | 0
01.09. | 10 | 0 |  | 0 | 0 | 0 | 0 | 0
01.09. | 11 | 0 |  | 0 | 0 | 0 | 0 | 0
01.09. | 12 | 0 |  | 0 | 0 | 0 | 0 | 0
01.09. | 13 | 0 |  | 0 | 0 | 0 | 0 | 0
01.09. | 14 | 0 |  | 0 | 0 | 0 | 0 | 0
01.09. | 15 | 0 |  | 0 | 0 | 0 | 0 | 0
01.09. | 16 | 0 |  | 0 | 0 | 0 | 0 | 0
01.09. | 17 | 0 |  | 0 | 0 | 0 | 0 | 0
01.09. | 18 | 0 |  | 0 | 0 | 0 | 0 | 0
01.09. | 19 | 0 |  | 0 | 0 | 0 | 0 | 0
01.09. | 20 | 0 |  | 0 | 0 | 0 | 0 | 0
01.09. | 21 | 0 |  | 0 | 0 | 0 | 0 | 0
01.09. | 22 | 0 |  | 0 | 0 | 0 | 0 | 0
01.09. | 23 | 0 |  | 0 | 0 | 0 | 0 | 0
01.09. | 24 | 0 |  | 0 | 0 | 0 | 0 | 0
02.09. | 1 | 0 |  | 0 | 0 | 0 | 0 | 0
02.09. | 2 | 0 |  | 0 | 0 | 0 | 0 | 0
02.09. | 3 | 0 |  | 0 | 0 | 0 | 0 | 0
02.09. | 4 | 0 |  | 0 | 0 | 0 | 0 | 0
02.09. | 5 | 0 |  | 0 | 0 | 0 | 0 | 0
02.09. | 6 | 0 |  | 0 | 0 | 0 | 0 | 0
02.09. | 7 | 0 |  | 0 | 0 | 0 | 0 | 0
02.09. | 8 | 0 |  | 0 | 0 | 0 | 0 | 0
02.09. | 9 | 0 |  | 0 | 0 | 0 | 0 | 0
02.09. | 10 | 0 |  | 0 | 0 | 0 | 0 | 0
02.09. | 11 | 0 |  | 0 | 0 | 0 | 0 | 0
02.09. | 12 | 0 |  | 0 | 0 | 0 | 0 | 0
02.09. | 13 | 0 |  | 0 | 0 | 0 | 0 | 0
02.09. | 14 | 0 |  | 0 | 0 | 0 | 0 | 0
02.09. | 15 | 0 |  | 0 | 0 | 0 | 0 | 0
02.09. | 16 | 0 |  | 0 | 0 | 0 | 0 | 0
02.09. | 17 | 0 |  | 0 | 0 | 0 | 0 | 0
02.09. | 18 | 0 |  | 0 | 0 | 0 | 0 | 0
02.09. | 19 | 0 |  | 0 | 0 | 0 | 0 | 0
02.09. | 20 | 0 |  | 0 | 0 | 0 | 0 | 0
02.09. | 21 | 0 |  | 0 | 0 | 0 | 0 | 0
02.09. | 22 | 0 |  | 0 | 0 | 0 | 0 | 0
02.09. | 23 | 0 |  | 0 | 0 | 0 | 0 | 0
02.09. | 24 | 0 |  | 0 | 0 | 0 | 0 | 0
03.09. | 1 | 0 |  | 0 | 0 | 0 | 0 | 0
03.09. | 2 | 0 |  | 0 | 0 | 0 | 0 | 0
03.09. | 3 | 0 |  | 0 | 0 | 0 | 0 | 0
03.09. | 4 | 0 |  | 0 | 0 | 0 | 0 | 0
03.09. | 5 | 0 |  | 0 | 0 | 0 | 0 | 0
03.09. | 6 | 0 |  | 0 | 0 | 0 | 0 | 0
03.09. | 7 | 0 |  | 0 | 0 | 0 | 0 | 0
03.09. | 8 | 0 |  | 0 | 0 | 0 | 0 | 0
03.09. | 9 | 0 |  | 0 | 0 | 0 | 0 | 0
03.09. | 10 | 0 |  | 0 | 0 | 0 | 0 | 0
03.09. | 11 | 0 |  | 0 | 0 | 0 | 0 | 0
03.09. | 12 | 0 |  | 0 | 0 | 0 | 0 | 0
03.09. | 13 | 0 |  | 0 | 0 | 0 | 0 | 0
03.09. | 14 | 0 |  | 0 | 0 | 0 | 0 | 0
03.09. | 15 | 0 |  | 0 | 0 | 0 | 0 | 0
03.09. | 16 | 0 |  | 0 | 0 | 0 | 0 | 0
03.09. | 17 | 0 |  | 0 | 0 | 0 | 0 | 0
03.09. | 18 | 0 |  | 0 | 0 | 0 | 0 | 0
03.09. | 19 | 0 |  | 0 | 0 | 0 | 0 | 0
03.09. | 20 | 0 |  | 0 | 0 | 0 | 0 | 0
03.09. | 21 | 0 |  | 0 | 0 | 0 | 0 | 0
03.09. | 22 | 0 |  | 0 | 0 | 0 | 0 | 0
03.09. | 23 | 0 |  | 0 | 0 | 0 | 0 | 0
03.09. | 24 | 0 |  | 0 | 0 | 0 | 0 | 0
04.09. | 1 | 0 |  | 0 | 0 | 0 | 0 | 0
04.09. | 2 | 0 |  | 0 | 0 | 0 | 0 | 0
04.09. | 3 | 0 |  | 0 | 0 | 0 | 0 | 0
04.09. | 4 | 0 |  | 0 | 0 | 0 | 0 | 0
04.09. | 5 | 0 |  | 0 | 0 | 0 | 0 | 0
04.09. | 6 | 0 |  | 0 | 0 | 0 | 0 | 0
04.09. | 7 | 0 |  | 0 | 0 | 0 | 0 | 0
04.09. | 8 | 0 |  | 0 | 0 | 0 | 0 | 0
04.09. | 9 | 0 |  | 0 | 0 | 0 | 0 | 0
04.09. | 10 | 0 |  | 0 | 0 | 0 | 0 | 0
04.09. | 11 | 0 |  | 0 | 0 | 0 | 0 | 0
04.09. | 12 | 0 |  | 0 | 0 | 0 | 0 | 0
04.09. | 13 | 0 |  | 0 | 0 | 0 | 0 | 0
04.09. | 14 | 0 |  | 0 | 0 | 0 | 0 | 0
04.09. | 15 | 0 |  | 0 | 0 | 0 | 0 | 0
04.09. | 16 | 0 |  | 0 | 0 | 0 | 0 | 0
04.09. | 17 | 0 |  | 0 | 0 | 0 | 0 | 0
04.09. | 18 | 0 |  | 0 | 0 | 0 | 0 | 0
04.09. | 19 | 0 |  | 0 | 0 | 0 | 0 | 0
04.09. | 20 | 0 |  | 0 | 0 | 0 | 0 | 0
04.09. | 21 | 0 |  | 0 | 0 | 0 | 0 | 0
04.09. | 22 | 0 |  | 0 | 0 | 0 | 0 | 0
04.09. | 23 | 0 |  | 0 | 0 | 0 | 0 | 0
04.09. | 24 | 0 |  | 0 | 0 | 0 | 0 | 0
05.09. | 1 | 0 |  | 0 | 0 | 0 | 0 | 0
05.09. | 2 | 0 |  | 0 | 0 | 0 | 0 | 0
05.09. | 3 | 0 |  | 0 | 0 | 0 | 0 | 0
05.09. | 4 | 0 |  | 0 | 0 | 0 | 0 | 0
05.09. | 5 | 0 |  | 0 | 0 | 0 | 0 | 0
05.09. | 6 | 0 |  | 0 | 0 | 0 | 0 | 0
05.09. | 7 | 0 |  | 0 | 0 | 0 | 0 | 0
05.09. | 8 | 0 |  | 0 | 0 | 0 | 0 | 0
05.09. | 9 | 0 |  | 0 | 0 | 0 | 0 | 0
05.09. | 10 | 0 |  | 0 | 0 | 0 | 0 | 0
05.09. | 11 | 0 |  | 0 | 0 | 0 | 0 | 0
05.09. | 12 | 0 |  | 0 | 0 | 0 | 0 | 0
05.09. | 13 | 0 |  | 0 | 0 | 0 | 0 | 0
05.09. | 14 | 0 |  | 0 | 0 | 0 | 0 | 0
05.09. | 15 | 0 |  | 0 | 0 | 0 | 0 | 0
05.09. | 16 | 0 |  | 0 | 0 | 0 | 0 | 0
05.09. | 17 | 0 |  | 0 | 0 | 0 | 0 | 0
05.09. | 18 | 0 |  | 0 | 0 | 0 | 0 | 0
05.09. | 19 | 0 |  | 0 | 0 | 0 | 0 | 0
05.09. | 20 | 0 |  | 0 | 0 | 0 | 0 | 0
05.09. | 21 | 0 |  | 0 | 0 | 0 | 0 | 0
05.09. | 22 | 0 |  | 0 | 0 | 0 | 0 | 0
05.09. | 23 | 0 |  | 0 | 0 | 0 | 0 | 0
05.09. | 24 | 0 |  | 0 | 0 | 0 | 0 | 0
06.09. | 1 | 0 |  | 0 | 0 | 0 | 0 | 0
06.09. | 2 | 0 |  | 0 | 0 | 0 | 0 | 0
06.09. | 3 | 0 |  | 0 | 0 | 0 | 0 | 0
06.09. | 4 | 0 |  | 0 | 0 | 0 | 0 | 0
06.09. | 5 | 0 |  | 0 | 0 | 0 | 0 | 0
06.09. | 6 | 0 |  | 0 | 0 | 0 | 0 | 0
06.09. | 7 | 0 |  | 0 | 0 | 0 | 0 | 0
06.09. | 8 | 0 |  | 0 | 0 | 0 | 0 | 0
06.09. | 9 | 0 |  | 0 | 0 | 0 | 0 | 0
06.09. | 10 | 0 |  | 0 | 0 | 0 | 0 | 0
06.09. | 11 | 0 |  | 0 | 0 | 0 | 0 | 0
06.09. | 12 | 0 |  | 0 | 0 | 0 | 0 | 0
06.09. | 13 | 0 |  | 0 | 0 | 0 | 0 | 0
06.09. | 14 | 0 |  | 0 | 0 | 0 | 0 | 0
06.09. | 15 | 0 |  | 0 | 0 | 0 | 0 | 0
06.09. | 16 | 0 |  | 0 | 0 | 0 | 0 | 0
06.09. | 17 | 0 |  | 0 | 0 | 0 | 0 | 0
06.09. | 18 | 0 |  | 0 | 0 | 0 | 0 | 0
06.09. | 19 | 0 |  | 0 | 0 | 0 | 0 | 0
06.09. | 20 | 0 |  | 0 | 0 | 0 | 0 | 0
06.09. | 21 | 0 |  | 0 | 0 | 0 | 0 | 0
06.09. | 22 | 0 |  | 0 | 0 | 0 | 0 | 0
06.09. | 23 | 0 |  | 0 | 0 | 0 | 0 | 0
06.09. | 24 | 0 |  | 0 | 0 | 0 | 0 | 0
07.09. | 1 | 0 |  | 0 | 0 | 0 | 0 | 0
07.09. | 2 | 0 |  | 0 | 0 | 0 | 0 | 0
07.09. | 3 | 0 |  | 0 | 0 | 0 | 0 | 0
07.09. | 4 | 0 |  | 0 | 0 | 0 | 0 | 0
07.09. | 5 | 0 |  | 0 | 0 | 0 | 0 | 0
07.09. | 6 | 0 |  | 0 | 0 | 0 | 0 | 0
07.09. | 7 | 0 |  | 0 | 0 | 0 | 0 | 0
07.09. | 8 | 0 |  | 0 | 0 | 0 | 0 | 0
07.09. | 9 | 0 |  | 0 | 0 | 0 | 0 | 0
07.09. | 10 | 0 |  | 0 | 0 | 0 | 0 | 0
07.09. | 11 | 0 |  | 0 | 0 | 0 | 0 | 0
07.09. | 12 | 0 |  | 0 | 0 | 0 | 0 | 0
07.09. | 13 | 0 |  | 0 | 0 | 0 | 0 | 0
07.09. | 14 | 0 |  | 0 | 0 | 0 | 0 | 0
07.09. | 15 | 0 |  | 0 | 0 | 0 | 0 | 0
07.09. | 16 | 0 |  | 0 | 0 | 0 | 0 | 0
07.09. | 17 | 0 |  | 0 | 0 | 0 | 0 | 0
07.09. | 18 | 0 |  | 0 | 0 | 0 | 0 | 0
07.09. | 19 | 0 |  | 0 | 0 | 0 | 0 | 0
07.09. | 20 | 0 |  | 0 | 0 | 0 | 0 | 0
07.09. | 21 | 0 |  | 0 | 0 | 0 | 0 | 0
07.09. | 22 | 0 |  | 0 | 0 | 0 | 0 | 0
07.09. | 23 | 0 |  | 0 | 0 | 0 | 0 | 0
07.09. | 24 | 0 |  | 0 | 0 | 0 | 0 | 0
08.09. | 1 | 0 |  | 0 | 0 | 0 | 0 | 0
08.09. | 2 | 0 |  | 0 | 0 | 0 | 0 | 0
08.09. | 3 | 0 |  | 0 | 0 | 0 | 0 | 0
08.09. | 4 | 0 |  | 0 | 0 | 0 | 0 | 0
08.09. | 5 | 0 |  | 0 | 0 | 0 | 0 | 0
08.09. | 6 | 0 |  | 0 | 0 | 0 | 0 | 0
08.09. | 7 | 0 |  | 0 | 0 | 0 | 0 | 0
08.09. | 8 | 0 |  | 0 | 0 | 0 | 0 | 0
08.09. | 9 | 0 |  | 0 | 0 | 0 | 0 | 0
08.09. | 10 | 0 |  | 0 | 0 | 0 | 0 | 0
08.09. | 11 | 0 |  | 0 | 0 | 0 | 0 | 0
08.09. | 12 | 0 |  | 0 | 0 | 0 | 0 | 0
08.09. | 13 | 0 |  | 0 | 0 | 0 | 0 | 0
08.09. | 14 | 0 |  | 0 | 0 | 0 | 0 | 0
08.09. | 15 | 0 |  | 0 | 0 | 0 | 0 | 0
08.09. | 16 | 0 |  | 0 | 0 | 0 | 0 | 0
08.09. | 17 | 0 |  | 0 | 0 | 0 | 0 | 0
08.09. | 18 | 0 |  | 0 | 0 | 0 | 0 | 0
08.09. | 19 | 0 |  | 0 | 0 | 0 | 0 | 0
08.09. | 20 | 0 |  | 0 | 0 | 0 | 0 | 0
08.09. | 21 | 0 |  | 0 | 0 | 0 | 0 | 0
08.09. | 22 | 0 |  | 0 | 0 | 0 | 0 | 0
08.09. | 23 | 0 |  | 0 | 0 | 0 | 0 | 0
08.09. | 24 | 0 |  | 0 | 0 | 0 | 0 | 0
09.09. | 1 | 0 |  | 0 | 0 | 0 | 0 | 0
09.09. | 2 | 0 |  | 0 | 0 | 0 | 0 | 0
09.09. | 3 | 0 |  | 0 | 0 | 0 | 0 | 0
09.09. | 4 | 0 |  | 0 | 0 | 0 | 0 | 0
09.09. | 5 | 0 |  | 0 | 0 | 0 | 0 | 0
09.09. | 6 | 0 |  | 0 | 0 | 0 | 0 | 0
09.09. | 7 | 0 |  | 0 | 0 | 0 | 0 | 0
09.09. | 8 | 0 |  | 0 | 0 | 0 | 0 | 0
09.09. | 9 | 0 |  | 0 | 0 | 0 | 0 | 0
09.09. | 10 | 0 |  | 0 | 0 | 0 | 0 | 0
09.09. | 11 | 0 |  | 0 | 0 | 0 | 0 | 0
09.09. | 12 | 0 |  | 0 | 0 | 0 | 0 | 0
09.09. | 13 | 0 |  | 0 | 0 | 0 | 0 | 0
09.09. | 14 | 0 |  | 0 | 0 | 0 | 0 | 0
09.09. | 15 | 0 |  | 0 | 0 | 0 | 0 | 0
09.09. | 16 | 0 |  | 0 | 0 | 0 | 0 | 0
09.09. | 17 | 0 |  | 0 | 0 | 0 | 0 | 0
09.09. | 18 | 0 |  | 0 | 0 | 0 | 0 | 0
09.09. | 19 | 0 |  | 0 | 0 | 0 | 0 | 0
09.09. | 20 | 0 |  | 0 | 0 | 0 | 0 | 0
09.09. | 21 | 0 |  | 0 | 0 | 0 | 0 | 0
09.09. | 22 | 0 |  | 0 | 0 | 0 | 0 | 0
09.09. | 23 | 0 |  | 0 | 0 | 0 | 0 | 0
09.09. | 24 | 0 |  | 0 | 0 | 0 | 0 | 0
10.09. | 1 | 0 |  | 0 | 0 | 0 | 0 | 0
10.09. | 2 | 0 |  | 0 | 0 | 0 | 0 | 0
10.09. | 3 | 0 |  | 0 | 0 | 0 | 0 | 0
10.09. | 4 | 0 |  | 0 | 0 | 0 | 0 | 0
10.09. | 5 | 0 |  | 0 | 0 | 0 | 0 | 0
10.09. | 6 | 0 |  | 0 | 0 | 0 | 0 | 0
10.09. | 7 | 0 |  | 0 | 0 | 0 | 0 | 0
10.09. | 8 | 0 |  | 0 | 0 | 0 | 0 | 0
10.09. | 9 | 0 |  | 0 | 0 | 0 | 0 | 0
10.09. | 10 | 0 |  | 0 | 0 | 0 | 0 | 0
10.09. | 11 | 0 |  | 0 | 0 | 0 | 0 | 0
10.09. | 12 | 0 |  | 0 | 0 | 0 | 0 | 0
10.09. | 13 | 0 |  | 0 | 0 | 0 | 0 | 0
10.09. | 14 | 0 |  | 0 | 0 | 0 | 0 | 0
10.09. | 15 | 0 |  | 0 | 0 | 0 | 0 | 0
10.09. | 16 | 0 |  | 0 | 0 | 0 | 0 | 0
10.09. | 17 | 0 |  | 0 | 0 | 0 | 0 | 0
10.09. | 18 | 0 |  | 0 | 0 | 0 | 0 | 0
10.09. | 19 | 0 |  | 0 | 0 | 0 | 0 | 0
10.09. | 20 | 0 |  | 0 | 0 | 0 | 0 | 0
10.09. | 21 | 0 |  | 0 | 0 | 0 | 0 | 0
10.09. | 22 | 0 |  | 0 | 0 | 0 | 0 | 0
10.09. | 23 | 0 |  | 0 | 0 | 0 | 0 | 0
10.09. | 24 | 0 |  | 0 | 0 | 0 | 0 | 0
11.09. | 1 | 0 |  | 0 | 0 | 0 | 0 | 0
11.09. | 2 | 0 |  | 0 | 0 | 0 | 0 | 0
11.09. | 3 | 0 |  | 0 | 0 | 0 | 0 | 0
11.09. | 4 | 0 |  | 0 | 0 | 0 | 0 | 0
11.09. | 5 | 0 |  | 0 | 0 | 0 | 0 | 0
11.09. | 6 | 0 |  | 0 | 0 | 0 | 0 | 0
11.09. | 7 | 0 |  | 0 | 0 | 0 | 0 | 0
11.09. | 8 | 0 |  | 0 | 0 | 0 | 0 | 0
11.09. | 9 | 0 |  | 0 | 0 | 0 | 0 | 0
11.09. | 10 | 0 |  | 0 | 0 | 0 | 0 | 0
11.09. | 11 | 0 |  | 0 | 0 | 0 | 0 | 0
11.09. | 12 | 0 |  | 0 | 0 | 0 | 0 | 0
11.09. | 13 | 0 |  | 0 | 0 | 0 | 0 | 0
11.09. | 14 | 0 |  | 0 | 0 | 0 | 0 | 0
11.09. | 15 | 0 |  | 0 | 0 | 0 | 0 | 0
11.09. | 16 | 0 |  | 0 | 0 | 0 | 0 | 0
11.09. | 17 | 0 |  | 0 | 0 | 0 | 0 | 0
11.09. | 18 | 0 |  | 0 | 0 | 0 | 0 | 0
11.09. | 19 | 0 |  | 0 | 0 | 0 | 0 | 0
11.09. | 20 | 0 |  | 0 | 0 | 0 | 0 | 0
11.09. | 21 | 0 |  | 0 | 0 | 0 | 0 | 0
11.09. | 22 | 0 |  | 0 | 0 | 0 | 0 | 0
11.09. | 23 | 0 |  | 0 | 0 | 0 | 0 | 0
11.09. | 24 | 0 |  | 0 | 0 | 0 | 0 | 0
12.09. | 1 | 0 |  | 0 | 0 | 0 | 0 | 0
12.09. | 2 | 0 |  | 0 | 0 | 0 | 0 | 0
12.09. | 3 | 0 |  | 0 | 0 | 0 | 0 | 0
12.09. | 4 | 0 |  | 0 | 0 | 0 | 0 | 0
12.09. | 5 | 0 |  | 0 | 0 | 0 | 0 | 0
12.09. | 6 | 0 |  | 0 | 0 | 0 | 0 | 0
12.09. | 7 | 0 |  | 0 | 0 | 0 | 0 | 0
12.09. | 8 | 0 |  | 0 | 0 | 0 | 0 | 0
12.09. | 9 | 0 |  | 0 | 0 | 0 | 0 | 0
12.09. | 10 | 0 |  | 0 | 0 | 0 | 0 | 0
12.09. | 11 | 0 |  | 0 | 0 | 0 | 0 | 0
12.09. | 12 | 0 |  | 0 | 0 | 0 | 0 | 0
12.09. | 13 | 0 |  | 0 | 0 | 0 | 0 | 0
12.09. | 14 | 0 |  | 0 | 0 | 0 | 0 | 0
12.09. | 15 | 0 |  | 0 | 0 | 0 | 0 | 0
12.09. | 16 | 0 |  | 0 | 0 | 0 | 0 | 0
12.09. | 17 | 0 |  | 0 | 0 | 0 | 0 | 0
12.09. | 18 | 0 |  | 0 | 0 | 0 | 0 | 0
12.09. | 19 | 0 |  | 0 | 0 | 0 | 0 | 0
12.09. | 20 | 0 |  | 0 | 0 | 0 | 0 | 0
12.09. | 21 | 0 |  | 0 | 0 | 0 | 0 | 0
12.09. | 22 | 0 |  | 0 | 0 | 0 | 0 | 0
12.09. | 23 | 0 |  | 0 | 0 | 0 | 0 | 0
12.09. | 24 | 0 |  | 0 | 0 | 0 | 0 | 0
13.09. | 1 | 0 |  | 0 | 0 | 0 | 0 | 0
13.09. | 2 | 0 |  | 0 | 0 | 0 | 0 | 0
13.09. | 3 | 0 |  | 0 | 0 | 0 | 0 | 0
13.09. | 4 | 0 |  | 0 | 0 | 0 | 0 | 0
13.09. | 5 | 0 |  | 0 | 0 | 0 | 0 | 0
13.09. | 6 | 0 |  | 0 | 0 | 0 | 0 | 0
13.09. | 7 | 0 |  | 0 | 0 | 0 | 0 | 0
13.09. | 8 | 0 |  | 0 | 0 | 0 | 0 | 0
13.09. | 9 | 0 |  | 0 | 0 | 0 | 0 | 0
13.09. | 10 | 0 |  | 0 | 0 | 0 | 0 | 0
13.09. | 11 | 0 |  | 0 | 0 | 0 | 0 | 0
13.09. | 12 | 0 |  | 0 | 0 | 0 | 0 | 0
13.09. | 13 | 0 |  | 0 | 0 | 0 | 0 | 0
13.09. | 14 | 0 |  | 0 | 0 | 0 | 0 | 0
13.09. | 15 | 0 |  | 0 | 0 | 0 | 0 | 0
13.09. | 16 | 0 |  | 0 | 0 | 0 | 0 | 0
13.09. | 17 | 0 |  | 0 | 0 | 0 | 0 | 0
13.09. | 18 | 0 |  | 0 | 0 | 0 | 0 | 0
13.09. | 19 | 0 |  | 0 | 0 | 0 | 0 | 0
13.09. | 20 | 0 |  | 0 | 0 | 0 | 0 | 0
13.09. | 21 | 0 |  | 0 | 0 | 0 | 0 | 0
13.09. | 22 | 0 |  | 0 | 0 | 0 | 0 | 0
13.09. | 23 | 0 |  | 0 | 0 | 0 | 0 | 0
13.09. | 24 | 0 |  | 0 | 0 | 0 | 0 | 0
14.09. | 1 | 0 |  | 0 | 0 | 0 | 0 | 0
14.09. | 2 | 0 |  | 0 | 0 | 0 | 0 | 0
14.09. | 3 | 0 |  | 0 | 0 | 0 | 0 | 0
14.09. | 4 | 0 |  | 0 | 0 | 0 | 0 | 0
14.09. | 5 | 0 |  | 0 | 0 | 0 | 0 | 0
14.09. | 6 | 0 |  | 0 | 0 | 0 | 0 | 0
14.09. | 7 | 0 |  | 0 | 0 | 0 | 0 | 0
14.09. | 8 | 0 |  | 0 | 0 | 0 | 0 | 0
14.09. | 9 | 0 |  | 0 | 0 | 0 | 0 | 0
14.09. | 10 | 0 |  | 0 | 0 | 0 | 0 | 0
14.09. | 11 | 0 |  | 0 | 0 | 0 | 0 | 0
14.09. | 12 | 0 |  | 0 | 0 | 0 | 0 | 0
14.09. | 13 | 0 |  | 0 | 0 | 0 | 0 | 0
14.09. | 14 | 0 |  | 0 | 0 | 0 | 0 | 0
14.09. | 15 | 0 |  | 0 | 0 | 0 | 0 | 0
14.09. | 16 | 0 |  | 0 | 0 | 0 | 0 | 0
14.09. | 17 | 0 |  | 0 | 0 | 0 | 0 | 0
14.09. | 18 | 0 |  | 0 | 0 | 0 | 0 | 0
14.09. | 19 | 0 |  | 0 | 0 | 0 | 0 | 0
14.09. | 20 | 0 |  | 0 | 0 | 0 | 0 | 0
14.09. | 21 | 0 |  | 0 | 0 | 0 | 0 | 0
14.09. | 22 | 0 |  | 0 | 0 | 0 | 0 | 0
14.09. | 23 | 0 |  | 0 | 0 | 0 | 0 | 0
14.09. | 24 | 0 |  | 0 | 0 | 0 | 0 | 0
15.09. | 1 | 0 |  | 0 | 0 | 0 | 0 | 0
15.09. | 2 | 0 |  | 0 | 0 | 0 | 0 | 0
15.09. | 3 | 0 |  | 0 | 0 | 0 | 0 | 0
15.09. | 4 | 0 |  | 0 | 0 | 0 | 0 | 0
15.09. | 5 | 0 |  | 0 | 0 | 0 | 0 | 0
15.09. | 6 | 0 |  | 0 | 0 | 0 | 0 | 0
15.09. | 7 | 0 |  | 0 | 0 | 0 | 0 | 0
15.09. | 8 | 0 |  | 0 | 0 | 0 | 0 | 0
15.09. | 9 | 0 |  | 0 | 0 | 0 | 0 | 0
15.09. | 10 | 0 |  | 0 | 0 | 0 | 0 | 0
15.09. | 11 | 0 |  | 0 | 0 | 0 | 0 | 0
15.09. | 12 | 0 |  | 0 | 0 | 0 | 0 | 0
15.09. | 13 | 0 |  | 0 | 0 | 0 | 0 | 0
15.09. | 14 | 0 |  | 0 | 0 | 0 | 0 | 0
15.09. | 15 | 0 |  | 0 | 0 | 0 | 0 | 0
15.09. | 16 | 0 |  | 0 | 0 | 0 | 0 | 0
15.09. | 17 | 0 |  | 0 | 0 | 0 | 0 | 0
15.09. | 18 | 0 |  | 0 | 0 | 0 | 0 | 0
15.09. | 19 | 0 |  | 0 | 0 | 0 | 0 | 0
15.09. | 20 | 0 |  | 0 | 0 | 0 | 0 | 0
15.09. | 21 | 0 |  | 0 | 0 | 0 | 0 | 0
15.09. | 22 | 0 |  | 0 | 0 | 0 | 0 | 0
15.09. | 23 | 0 |  | 0 | 0 | 0 | 0 | 0
15.09. | 24 | 0 |  | 0 | 0 | 0 | 0 | 0
16.09. | 1 | 0 |  | 0 | 0 | 0 | 0 | 0
16.09. | 2 | 0 |  | 0 | 0 | 0 | 0 | 0
16.09. | 3 | 0 |  | 0 | 0 | 0 | 0 | 0
16.09. | 4 | 0 |  | 0 | 0 | 0 | 0 | 0
16.09. | 5 | 0 |  | 0 | 0 | 0 | 0 | 0
16.09. | 6 | 0 |  | 0 | 0 | 0 | 0 | 0
16.09. | 7 | 0 |  | 0 | 0 | 0 | 0 | 0
16.09. | 8 | 0 |  | 0 | 0 | 0 | 0 | 0
16.09. | 9 | 0 |  | 0 | 0 | 0 | 0 | 0
16.09. | 10 | 0 |  | 0 | 0 | 0 | 0 | 0
16.09. | 11 | 0 |  | 0 | 0 | 0 | 0 | 0
16.09. | 12 | 0 |  | 0 | 0 | 0 | 0 | 0
16.09. | 13 | 0 |  | 0 | 0 | 0 | 0 | 0
16.09. | 14 | 0 |  | 0 | 0 | 0 | 0 | 0
16.09. | 15 | 0 |  | 0 | 0 | 0 | 0 | 0
16.09. | 16 | 0 |  | 0 | 0 | 0 | 0 | 0
16.09. | 17 | 0 |  | 0 | 0 | 0 | 0 | 0
16.09. | 18 | 0 |  | 0 | 0 | 0 | 0 | 0
16.09. | 19 | 0 |  | 0 | 0 | 0 | 0 | 0
16.09. | 20 | 0 |  | 0 | 0 | 0 | 0 | 0
16.09. | 21 | 0 |  | 0 | 0 | 0 | 0 | 0
16.09. | 22 | 0 |  | 0 | 0 | 0 | 0 | 0
16.09. | 23 | 0 |  | 0 | 0 | 0 | 0 | 0
16.09. | 24 | 0 |  | 0 | 0 | 0 | 0 | 0
17.09. | 1 | 0 |  | 0 | 0 | 0 | 0 | 0
17.09. | 2 | 0 |  | 0 | 0 | 0 | 0 | 0
17.09. | 3 | 0 |  | 0 | 0 | 0 | 0 | 0
17.09. | 4 | 0 |  | 0 | 0 | 0 | 0 | 0
17.09. | 5 | 0 |  | 0 | 0 | 0 | 0 | 0
17.09. | 6 | 0 |  | 0 | 0 | 0 | 0 | 0
17.09. | 7 | 0 |  | 0 | 0 | 0 | 0 | 0
17.09. | 8 | 0 |  | 0 | 0 | 0 | 0 | 0
17.09. | 9 | 0 |  | 0 | 0 | 0 | 0 | 0
17.09. | 10 | 0 |  | 0 | 0 | 0 | 0 | 0
17.09. | 11 | 0 |  | 0 | 0 | 0 | 0 | 0
17.09. | 12 | 0 |  | 0 | 0 | 0 | 0 | 0
17.09. | 13 | 0 |  | 0 | 0 | 0 | 0 | 0
17.09. | 14 | 0 |  | 0 | 0 | 0 | 0 | 0
17.09. | 15 | 0 |  | 0 | 0 | 0 | 0 | 0
17.09. | 16 | 0 |  | 0 | 0 | 0 | 0 | 0
17.09. | 17 | 0 |  | 0 | 0 | 0 | 0 | 0
17.09. | 18 | 0 |  | 0 | 0 | 0 | 0 | 0
17.09. | 19 | 0 |  | 0 | 0 | 0 | 0 | 0
17.09. | 20 | 0 |  | 0 | 0 | 0 | 0 | 0
17.09. | 21 | 0 |  | 0 | 0 | 0 | 0 | 0
17.09. | 22 | 0 |  | 0 | 0 | 0 | 0 | 0
17.09. | 23 | 0 |  | 0 | 0 | 0 | 0 | 0
17.09. | 24 | 0 |  | 0 | 0 | 0 | 0 | 0
18.09. | 1 | 0 |  | 0 | 0 | 0 | 0 | 0
18.09. | 2 | 0 |  | 0 | 0 | 0 | 0 | 0
18.09. | 3 | 0 |  | 0 | 0 | 0 | 0 | 0
18.09. | 4 | 0 |  | 0 | 0 | 0 | 0 | 0
18.09. | 5 | 0 |  | 0 | 0 | 0 | 0 | 0
18.09. | 6 | 0 |  | 0 | 0 | 0 | 0 | 0
18.09. | 7 | 0 |  | 0 | 0 | 0 | 0 | 0
18.09. | 8 | 0 |  | 0 | 0 | 0 | 0 | 0
18.09. | 9 | 0 |  | 0 | 0 | 0 | 0 | 0
18.09. | 10 | 0 |  | 0 | 0 | 0 | 0 | 0
18.09. | 11 | 0 |  | 0 | 0 | 0 | 0 | 0
18.09. | 12 | 0 |  | 0 | 0 | 0 | 0 | 0
18.09. | 13 | 0 |  | 0 | 0 | 0 | 0 | 0
18.09. | 14 | 0 |  | 0 | 0 | 0 | 0 | 0
18.09. | 15 | 0 |  | 0 | 0 | 0 | 0 | 0
18.09. | 16 | 0 |  | 0 | 0 | 0 | 0 | 0
18.09. | 17 | 0 |  | 0 | 0 | 0 | 0 | 0
18.09. | 18 | 0 |  | 0 | 0 | 0 | 0 | 0
18.09. | 19 | 0 |  | 0 | 0 | 0 | 0 | 0
18.09. | 20 | 0 |  | 0 | 0 | 0 | 0 | 0
18.09. | 21 | 0 |  | 0 | 0 | 0 | 0 | 0
18.09. | 22 | 0 |  | 0 | 0 | 0 | 0 | 0
18.09. | 23 | 0 |  | 0 | 0 | 0 | 0 | 0
18.09. | 24 | 0 |  | 0 | 0 | 0 | 0 | 0
19.09. | 1 | 0 |  | 0 | 0 | 0 | 0 | 0
19.09. | 2 | 0 |  | 0 | 0 | 0 | 0 | 0
19.09. | 3 | 0 |  | 0 | 0 | 0 | 0 | 0
19.09. | 4 | 0 |  | 0 | 0 | 0 | 0 | 0
19.09. | 5 | 0 |  | 0 | 0 | 0 | 0 | 0
19.09. | 6 | 0 |  | 0 | 0 | 0 | 0 | 0
19.09. | 7 | 0 |  | 0 | 0 | 0 | 0 | 0
19.09. | 8 | 0 |  | 0 | 0 | 0 | 0 | 0
19.09. | 9 | 0 |  | 0 | 0 | 0 | 0 | 0
19.09. | 10 | 0 |  | 0 | 0 | 0 | 0 | 0
19.09. | 11 | 0 |  | 0 | 0 | 0 | 0 | 0
19.09. | 12 | 0 |  | 0 | 0 | 0 | 0 | 0
19.09. | 13 | 0 |  | 0 | 0 | 0 | 0 | 0
19.09. | 14 | 0 |  | 0 | 0 | 0 | 0 | 0
19.09. | 15 | 0 |  | 0 | 0 | 0 | 0 | 0
19.09. | 16 | 0 |  | 0 | 0 | 0 | 0 | 0
19.09. | 17 | 0 |  | 0 | 0 | 0 | 0 | 0
19.09. | 18 | 0 |  | 0 | 0 | 0 | 0 | 0
19.09. | 19 | 0 |  | 0 | 0 | 0 | 0 | 0
19.09. | 20 | 0 |  | 0 | 0 | 0 | 0 | 0
19.09. | 21 | 0 |  | 0 | 0 | 0 | 0 | 0
19.09. | 22 | 0 |  | 0 | 0 | 0 | 0 | 0
19.09. | 23 | 0 |  | 0 | 0 | 0 | 0 | 0
19.09. | 24 | 0 |  | 0 | 0 | 0 | 0 | 0
20.09. | 1 | 0 |  | 0 | 0 | 0 | 0 | 0
20.09. | 2 | 0 |  | 0 | 0 | 0 | 0 | 0
20.09. | 3 | 0 |  | 0 | 0 | 0 | 0 | 0
20.09. | 4 | 0 |  | 0 | 0 | 0 | 0 | 0
20.09. | 5 | 0 |  | 0 | 0 | 0 | 0 | 0
20.09. | 6 | 0 |  | 0 | 0 | 0 | 0 | 0
20.09. | 7 | 0 |  | 0 | 0 | 0 | 0 | 0
20.09. | 8 | 0 |  | 0 | 0 | 0 | 0 | 0
20.09. | 9 | 0 |  | 0 | 0 | 0 | 0 | 0
20.09. | 10 | 0 |  | 0 | 0 | 0 | 0 | 0
20.09. | 11 | 0 |  | 0 | 0 | 0 | 0 | 0
20.09. | 12 | 0 |  | 0 | 0 | 0 | 0 | 0
20.09. | 13 | 0 |  | 0 | 0 | 0 | 0 | 0
20.09. | 14 | 0 |  | 0 | 0 | 0 | 0 | 0
20.09. | 15 | 0 |  | 0 | 0 | 0 | 0 | 0
20.09. | 16 | 0 |  | 0 | 0 | 0 | 0 | 0
20.09. | 17 | 0 |  | 0 | 0 | 0 | 0 | 0
20.09. | 18 | 0 |  | 0 | 0 | 0 | 0 | 0
20.09. | 19 | 0 |  | 0 | 0 | 0 | 0 | 0
20.09. | 20 | 0 |  | 0 | 0 | 0 | 0 | 0
20.09. | 21 | 0 |  | 0 | 0 | 0 | 0 | 0
20.09. | 22 | 0 |  | 0 | 0 | 0 | 0 | 0
20.09. | 23 | 0 |  | 0 | 0 | 0 | 0 | 0
20.09. | 24 | 0 |  | 0 | 0 | 0 | 0 | 0
21.09. | 1 | 0 |  | 0 | 0 | 0 | 0 | 0
21.09. | 2 | 0 |  | 0 | 0 | 0 | 0 | 0
21.09. | 3 | 0 |  | 0 | 0 | 0 | 0 | 0
21.09. | 4 | 0 |  | 0 | 0 | 0 | 0 | 0
21.09. | 5 | 0 |  | 0 | 0 | 0 | 0 | 0
21.09. | 6 | 0 |  | 0 | 0 | 0 | 0 | 0
21.09. | 7 | 0 |  | 0 | 0 | 0 | 0 | 0
21.09. | 8 | 0 |  | 0 | 0 | 0 | 0 | 0
21.09. | 9 | 0 |  | 0 | 0 | 0 | 0 | 0
21.09. | 10 | 0 |  | 0 | 0 | 0 | 0 | 0
21.09. | 11 | 0 |  | 0 | 0 | 0 | 0 | 0
21.09. | 12 | 0 |  | 0 | 0 | 0 | 0 | 0
21.09. | 13 | 0 |  | 0 | 0 | 0 | 0 | 0
21.09. | 14 | 0 |  | 0 | 0 | 0 | 0 | 0
21.09. | 15 | 0 |  | 0 | 0 | 0 | 0 | 0
21.09. | 16 | 0 |  | 0 | 0 | 0 | 0 | 0
21.09. | 17 | 0 |  | 0 | 0 | 0 | 0 | 0
21.09. | 18 | 0 |  | 0 | 0 | 0 | 0 | 0
21.09. | 19 | 0 |  | 0 | 0 | 0 | 0 | 0
21.09. | 20 | 0 |  | 0 | 0 | 0 | 0 | 0
21.09. | 21 | 0 |  | 0 | 0 | 0 | 0 | 0
21.09. | 22 | 0 |  | 0 | 0 | 0 | 0 | 0
21.09. | 23 | 0 |  | 0 | 0 | 0 | 0 | 0
21.09. | 24 | 0 |  | 0 | 0 | 0 | 0 | 0
22.09. | 1 | 0 |  | 0 | 0 | 0 | 0 | 0
22.09. | 2 | 0 |  | 0 | 0 | 0 | 0 | 0
22.09. | 3 | 0 |  | 0 | 0 | 0 | 0 | 0
22.09. | 4 | 0 |  | 0 | 0 | 0 | 0 | 0
22.09. | 5 | 0 |  | 0 | 0 | 0 | 0 | 0
22.09. | 6 | 0 |  | 0 | 0 | 0 | 0 | 0
22.09. | 7 | 0 |  | 0 | 0 | 0 | 0 | 0
22.09. | 8 | 0 |  | 0 | 0 | 0 | 0 | 0
22.09. | 9 | 0 |  | 0 | 0 | 0 | 0 | 0
22.09. | 10 | 0 |  | 0 | 0 | 0 | 0 | 0
22.09. | 11 | 0 |  | 0 | 0 | 0 | 0 | 0
22.09. | 12 | 0 |  | 0 | 0 | 0 | 0 | 0
22.09. | 13 | 0 |  | 0 | 0 | 0 | 0 | 0
22.09. | 14 | 0 |  | 0 | 0 | 0 | 0 | 0
22.09. | 15 | 0 |  | 0 | 0 | 0 | 0 | 0
22.09. | 16 | 0 |  | 0 | 0 | 0 | 0 | 0
22.09. | 17 | 0 |  | 0 | 0 | 0 | 0 | 0
22.09. | 18 | 0 |  | 0 | 0 | 0 | 0 | 0
22.09. | 19 | 0 |  | 0 | 0 | 0 | 0 | 0
22.09. | 20 | 0 |  | 0 | 0 | 0 | 0 | 0
22.09. | 21 | 0 |  | 0 | 0 | 0 | 0 | 0
22.09. | 22 | 0 |  | 0 | 0 | 0 | 0 | 0
22.09. | 23 | 0 |  | 0 | 0 | 0 | 0 | 0
22.09. | 24 | 0 |  | 0 | 0 | 0 | 0 | 0
23.09. | 1 | 0 |  | 0 | 0 | 0 | 0 | 0
23.09. | 2 | 0 |  | 0 | 0 | 0 | 0 | 0
23.09. | 3 | 0 |  | 0 | 0 | 0 | 0 | 0
23.09. | 4 | 0 |  | 0 | 0 | 0 | 0 | 0
23.09. | 5 | 0 |  | 0 | 0 | 0 | 0 | 0
23.09. | 6 | 0 |  | 0 | 0 | 0 | 0 | 0
23.09. | 7 | 0 |  | 0 | 0 | 0 | 0 | 0
23.09. | 8 | 0 |  | 0 | 0 | 0 | 0 | 0
23.09. | 9 | 0 |  | 0 | 0 | 0 | 0 | 0
23.09. | 10 | 0 |  | 0 | 0 | 0 | 0 | 0
23.09. | 11 | 0 |  | 0 | 0 | 0 | 0 | 0
23.09. | 12 | 0 |  | 0 | 0 | 0 | 0 | 0
23.09. | 13 | 0 |  | 0 | 0 | 0 | 0 | 0
23.09. | 14 | 0 |  | 0 | 0 | 0 | 0 | 0
23.09. | 15 | 0 |  | 0 | 0 | 0 | 0 | 0
23.09. | 16 | 0 |  | 0 | 0 | 0 | 0 | 0
23.09. | 17 | 0 |  | 0 | 0 | 0 | 0 | 0
23.09. | 18 | 0 |  | 0 | 0 | 0 | 0 | 0
23.09. | 19 | 0 |  | 0 | 0 | 0 | 0 | 0
23.09. | 20 | 0 |  | 0 | 0 | 0 | 0 | 0
23.09. | 21 | 0 |  | 0 | 0 | 0 | 0 | 0
23.09. | 22 | 0 |  | 0 | 0 | 0 | 0 | 0
23.09. | 23 | 0 |  | 0 | 0 | 0 | 0 | 0
23.09. | 24 | 0 |  | 0 | 0 | 0 | 0 | 0
24.09. | 1 | 0 |  | 0 | 0 | 0 | 0 | 0
24.09. | 2 | 0 |  | 0 | 0 | 0 | 0 | 0
24.09. | 3 | 0 |  | 0 | 0 | 0 | 0 | 0
24.09. | 4 | 0 |  | 0 | 0 | 0 | 0 | 0
24.09. | 5 | 0 |  | 0 | 0 | 0 | 0 | 0
24.09. | 6 | 0 |  | 0 | 0 | 0 | 0 | 0
24.09. | 7 | 0 |  | 0 | 0 | 0 | 0 | 0
24.09. | 8 | 0 |  | 0 | 0 | 0 | 0 | 0
24.09. | 9 | 0 |  | 0 | 0 | 0 | 0 | 0
24.09. | 10 | 0 |  | 0 | 0 | 0 | 0 | 0
24.09. | 11 | 0 |  | 0 | 0 | 0 | 0 | 0
24.09. | 12 | 0 |  | 0 | 0 | 0 | 0 | 0
24.09. | 13 | 0 |  | 0 | 0 | 0 | 0 | 0
24.09. | 14 | 0 |  | 0 | 0 | 0 | 0 | 0
24.09. | 15 | 0 |  | 0 | 0 | 0 | 0 | 0
24.09. | 16 | 0 |  | 0 | 0 | 0 | 0 | 0
24.09. | 17 | 0 |  | 0 | 0 | 0 | 0 | 0
24.09. | 18 | 0 |  | 0 | 0 | 0 | 0 | 0
24.09. | 19 | 0 |  | 0 | 0 | 0 | 0 | 0
24.09. | 20 | 0 |  | 0 | 0 | 0 | 0 | 0
24.09. | 21 | 0 |  | 0 | 0 | 0 | 0 | 0
24.09. | 22 | 0 |  | 0 | 0 | 0 | 0 | 0
24.09. | 23 | 0 |  | 0 | 0 | 0 | 0 | 0
24.09. | 24 | 0 |  | 0 | 0 | 0 | 0 | 0
25.09. | 1 | 0 |  | 0 | 0 | 0 | 0 | 0
25.09. | 2 | 0 |  | 0 | 0 | 0 | 0 | 0
25.09. | 3 | 0 |  | 0 | 0 | 0 | 0 | 0
25.09. | 4 | 0 |  | 0 | 0 | 0 | 0 | 0
25.09. | 5 | 0 |  | 0 | 0 | 0 | 0 | 0
25.09. | 6 | 0 |  | 0 | 0 | 0 | 0 | 0
25.09. | 7 | 0 |  | 0 | 0 | 0 | 0 | 0
25.09. | 8 | 0 |  | 0 | 0 | 0 | 0 | 0
25.09. | 9 | 0 |  | 0 | 0 | 0 | 0 | 0
25.09. | 10 | 0 |  | 0 | 0 | 0 | 0 | 0
25.09. | 11 | 0 |  | 0 | 0 | 0 | 0 | 0
25.09. | 12 | 0 |  | 0 | 0 | 0 | 0 | 0
25.09. | 13 | 0 |  | 0 | 0 | 0 | 0 | 0
25.09. | 14 | 0 |  | 0 | 0 | 0 | 0 | 0
25.09. | 15 | 0 |  | 0 | 0 | 0 | 0 | 0
25.09. | 16 | 0 |  | 0 | 0 | 0 | 0 | 0
25.09. | 17 | 0 |  | 0 | 0 | 0 | 0 | 0
25.09. | 18 | 0 |  | 0 | 0 | 0 | 0 | 0
25.09. | 19 | 0 |  | 0 | 0 | 0 | 0 | 0
25.09. | 20 | 0 |  | 0 | 0 | 0 | 0 | 0
25.09. | 21 | 0 |  | 0 | 0 | 0 | 0 | 0
25.09. | 22 | 0 |  | 0 | 0 | 0 | 0 | 0
25.09. | 23 | 0 |  | 0 | 0 | 0 | 0 | 0
25.09. | 24 | 0 |  | 0 | 0 | 0 | 0 | 0
26.09. | 1 | 0 |  | 0 | 0 | 0 | 0 | 0
26.09. | 2 | 0 |  | 0 | 0 | 0 | 0 | 0
26.09. | 3 | 0 |  | 0 | 0 | 0 | 0 | 0
26.09. | 4 | 0 |  | 0 | 0 | 0 | 0 | 0
26.09. | 5 | 0 |  | 0 | 0 | 0 | 0 | 0
26.09. | 6 | 0 |  | 0 | 0 | 0 | 0 | 0
26.09. | 7 | 0 |  | 0 | 0 | 0 | 0 | 0
26.09. | 8 | 0 |  | 0 | 0 | 0 | 0 | 0
26.09. | 9 | 0 |  | 0 | 0 | 0 | 0 | 0
26.09. | 10 | 0 |  | 0 | 0 | 0 | 0 | 0
26.09. | 11 | 0 |  | 0 | 0 | 0 | 0 | 0
26.09. | 12 | 0 |  | 0 | 0 | 0 | 0 | 0
26.09. | 13 | 0 |  | 0 | 0 | 0 | 0 | 0
26.09. | 14 | 0 |  | 0 | 0 | 0 | 0 | 0
26.09. | 15 | 0 |  | 0 | 0 | 0 | 0 | 0
26.09. | 16 | 0 |  | 0 | 0 | 0 | 0 | 0
26.09. | 17 | 0 |  | 0 | 0 | 0 | 0 | 0
26.09. | 18 | 0 |  | 0 | 0 | 0 | 0 | 0
26.09. | 19 | 0 |  | 0 | 0 | 0 | 0 | 0
26.09. | 20 | 0 |  | 0 | 0 | 0 | 0 | 0
26.09. | 21 | 0 |  | 0 | 0 | 0 | 0 | 0
26.09. | 22 | 0 |  | 0 | 0 | 0 | 0 | 0
26.09. | 23 | 0 |  | 0 | 0 | 0 | 0 | 0
26.09. | 24 | 0 |  | 0 | 0 | 0 | 0 | 0
27.09. | 1 | 0 |  | 0 | 0 | 0 | 0 | 0
27.09. | 2 | 0 |  | 0 | 0 | 0 | 0 | 0
27.09. | 3 | 0 |  | 0 | 0 | 0 | 0 | 0
27.09. | 4 | 0 |  | 0 | 0 | 0 | 0 | 0
27.09. | 5 | 0 |  | 0 | 0 | 0 | 0 | 0
27.09. | 6 | 0 |  | 0 | 0 | 0 | 0 | 0
27.09. | 7 | 0 |  | 0 | 0 | 0 | 0 | 0
27.09. | 8 | 0 |  | 0 | 0 | 0 | 0 | 0
27.09. | 9 | 0 |  | 0 | 0 | 0 | 0 | 0
27.09. | 10 | 0 |  | 0 | 0 | 0 | 0 | 0
27.09. | 11 | 0 |  | 0 | 0 | 0 | 0 | 0
27.09. | 12 | 0 |  | 0 | 0 | 0 | 0 | 0
27.09. | 13 | 0 |  | 0 | 0 | 0 | 0 | 0
27.09. | 14 | 0 |  | 0 | 0 | 0 | 0 | 0
27.09. | 15 | 0 |  | 0 | 0 | 0 | 0 | 0
27.09. | 16 | 0 |  | 0 | 0 | 0 | 0 | 0
27.09. | 17 | 0 |  | 0 | 0 | 0 | 0 | 0
27.09. | 18 | 0 |  | 0 | 0 | 0 | 0 | 0
27.09. | 19 | 0 |  | 0 | 0 | 0 | 0 | 0
27.09. | 20 | 0 |  | 0 | 0 | 0 | 0 | 0
27.09. | 21 | 0 |  | 0 | 0 | 0 | 0 | 0
27.09. | 22 | 0 |  | 0 | 0 | 0 | 0 | 0
27.09. | 23 | 0 |  | 0 | 0 | 0 | 0 | 0
27.09. | 24 | 0 |  | 0 | 0 | 0 | 0 | 0
28.09. | 1 | 0 |  | 0 | 0 | 0 | 0 | 0
28.09. | 2 | 0 |  | 0 | 0 | 0 | 0 | 0
28.09. | 3 | 0 |  | 0 | 0 | 0 | 0 | 0
28.09. | 4 | 0 |  | 0 | 0 | 0 | 0 | 0
28.09. | 5 | 0 |  | 0 | 0 | 0 | 0 | 0
28.09. | 6 | 0 |  | 0 | 0 | 0 | 0 | 0
28.09. | 7 | 0 |  | 0 | 0 | 0 | 0 | 0
28.09. | 8 | 0 |  | 0 | 0 | 0 | 0 | 0
28.09. | 9 | 0 |  | 0 | 0 | 0 | 0 | 0
28.09. | 10 | 0 |  | 0 | 0 | 0 | 0 | 0
28.09. | 11 | 0 |  | 0 | 0 | 0 | 0 | 0
28.09. | 12 | 0 |  | 0 | 0 | 0 | 0 | 0
28.09. | 13 | 0 |  | 0 | 0 | 0 | 0 | 0
28.09. | 14 | 0 |  | 0 | 0 | 0 | 0 | 0
28.09. | 15 | 0 |  | 0 | 0 | 0 | 0 | 0
28.09. | 16 | 0 |  | 0 | 0 | 0 | 0 | 0
28.09. | 17 | 0 |  | 0 | 0 | 0 | 0 | 0
28.09. | 18 | 0 |  | 0 | 0 | 0 | 0 | 0
28.09. | 19 | 0 |  | 0 | 0 | 0 | 0 | 0
28.09. | 20 | 0 |  | 0 | 0 | 0 | 0 | 0
28.09. | 21 | 0 |  | 0 | 0 | 0 | 0 | 0
28.09. | 22 | 0 |  | 0 | 0 | 0 | 0 | 0
28.09. | 23 | 0 |  | 0 | 0 | 0 | 0 | 0
28.09. | 24 | 0 |  | 0 | 0 | 0 | 0 | 0
29.09. | 1 | 0 |  | 0 | 0 | 0 | 0 | 0
29.09. | 2 | 0 |  | 0 | 0 | 0 | 0 | 0
29.09. | 3 | 0 |  | 0 | 0 | 0 | 0 | 0
29.09. | 4 | 0 |  | 0 | 0 | 0 | 0 | 0
29.09. | 5 | 0 |  | 0 | 0 | 0 | 0 | 0
29.09. | 6 | 0 |  | 0 | 0 | 0 | 0 | 0
29.09. | 7 | 0 |  | 0 | 0 | 0 | 0 | 0
29.09. | 8 | 0 |  | 0 | 0 | 0 | 0 | 0
29.09. | 9 | 0 |  | 0 | 0 | 0 | 0 | 0
29.09. | 10 | 0 |  | 0 | 0 | 0 | 0 | 0
29.09. | 11 | 0 |  | 0 | 0 | 0 | 0 | 0
29.09. | 12 | 0 |  | 0 | 0 | 0 | 0 | 0
29.09. | 13 | 0 |  | 0 | 0 | 0 | 0 | 0
29.09. | 14 | 0 |  | 0 | 0 | 0 | 0 | 0
29.09. | 15 | 0 |  | 0 | 0 | 0 | 0 | 0
29.09. | 16 | 0 |  | 0 | 0 | 0 | 0 | 0
29.09. | 17 | 0 |  | 0 | 0 | 0 | 0 | 0
29.09. | 18 | 0 |  | 0 | 0 | 0 | 0 | 0
29.09. | 19 | 0 |  | 0 | 0 | 0 | 0 | 0
29.09. | 20 | 0 |  | 0 | 0 | 0 | 0 | 0
29.09. | 21 | 0 |  | 0 | 0 | 0 | 0 | 0
29.09. | 22 | 0 |  | 0 | 0 | 0 | 0 | 0
29.09. | 23 | 0 |  | 0 | 0 | 0 | 0 | 0
29.09. | 24 | 0 |  | 0 | 0 | 0 | 0 | 0
30.09. | 1 | 0 |  | 0 | 0 | 0 | 0 | 0
30.09. | 2 | 0 |  | 0 | 0 | 0 | 0 | 0
30.09. | 3 | 0 |  | 0 | 0 | 0 | 0 | 0
30.09. | 4 | 0 |  | 0 | 0 | 0 | 0 | 0
30.09. | 5 | 0 |  | 0 | 0 | 0 | 0 | 0
30.09. | 6 | 0 |  | 0 | 0 | 0 | 0 | 0
30.09. | 7 | 0 |  | 0 | 0 | 0 | 0 | 0
30.09. | 8 | 0 |  | 0 | 0 | 0 | 0 | 0
30.09. | 9 | 0 |  | 0 | 0 | 0 | 0 | 0
30.09. | 10 | 0 |  | 0 | 0 | 0 | 0 | 0
30.09. | 11 | 0 |  | 0 | 0 | 0 | 0 | 0
30.09. | 12 | 0 |  | 0 | 0 | 0 | 0 | 0
30.09. | 13 | 0 |  | 0 | 0 | 0 | 0 | 0
30.09. | 14 | 0 |  | 0 | 0 | 0 | 0 | 0
30.09. | 15 | 0 |  | 0 | 0 | 0 | 0 | 0
30.09. | 16 | 0 |  | 0 | 0 | 0 | 0 | 0
30.09. | 17 | 0 |  | 0 | 0 | 0 | 0 | 0
30.09. | 18 | 0 |  | 0 | 0 | 0 | 0 | 0
30.09. | 19 | 0 |  | 0 | 0 | 0 | 0 | 0
30.09. | 20 | 0 |  | 0 | 0 | 0 | 0 | 0
30.09. | 21 | 0 |  | 0 | 0 | 0 | 0 | 0
30.09. | 22 | 0 |  | 0 | 0 | 0 | 0 | 0
30.09. | 23 | 0 |  | 0 | 0 | 0 | 0 | 0
30.09. | 24 | 0 |  | 0 | 0 | 0 | 0 | 0
01.10. | 1 | 0 |  | 0 | 0 | 0 | 0 | 0
01.10. | 2 | 0 |  | 0 | 0 | 0 | 0 | 0
01.10. | 3 | 0 |  | 0 | 0 | 0 | 0 | 0
01.10. | 4 | 0 |  | 0 | 0 | 0 | 0 | 0
01.10. | 5 | 0 |  | 0 | 0 | 0 | 0 | 0
01.10. | 6 | 0 |  | 0 | 0 | 0 | 0 | 0
01.10. | 7 | 0 |  | 0 | 0 | 0 | 0 | 0
01.10. | 8 | 0 |  | 0 | 0 | 0 | 0 | 0
01.10. | 9 | 0 |  | 0 | 0 | 0 | 0 | 0
01.10. | 10 | 0 |  | 0 | 0 | 0 | 0 | 0
01.10. | 11 | 0 |  | 0 | 0 | 0 | 0 | 0
01.10. | 12 | 0 |  | 0 | 0 | 0 | 0 | 0
01.10. | 13 | 0 |  | 0 | 0 | 0 | 0 | 0
01.10. | 14 | 0 |  | 0 | 0 | 0 | 0 | 0
01.10. | 15 | 0 |  | 0 | 0 | 0 | 0 | 0
01.10. | 16 | 0 |  | 0 | 0 | 0 | 0 | 0
01.10. | 17 | 0 |  | 0 | 0 | 0 | 0 | 0
01.10. | 18 | 0 |  | 0 | 0 | 0 | 0 | 0
01.10. | 19 | 0 |  | 0 | 0 | 0 | 0 | 0
01.10. | 20 | 0 |  | 0 | 0 | 0 | 0 | 0
01.10. | 21 | 0 |  | 0 | 0 | 0 | 0 | 0
01.10. | 22 | 0 |  | 0 | 0 | 0 | 0 | 0
01.10. | 23 | 0 |  | 0 | 0 | 0 | 0 | 0
01.10. | 24 | 0 |  | 0 | 0 | 0 | 0 | 0
02.10. | 1 | 0 |  | 0 | 0 | 0 | 0 | 0
02.10. | 2 | 0 |  | 0 | 0 | 0 | 0 | 0
02.10. | 3 | 0 |  | 0 | 0 | 0 | 0 | 0
02.10. | 4 | 0 |  | 0 | 0 | 0 | 0 | 0
02.10. | 5 | 0 |  | 0 | 0 | 0 | 0 | 0
02.10. | 6 | 0 |  | 0 | 0 | 0 | 0 | 0
02.10. | 7 | 0 |  | 0 | 0 | 0 | 0 | 0
02.10. | 8 | 0 |  | 0 | 0 | 0 | 0 | 0
02.10. | 9 | 0 |  | 0 | 0 | 0 | 0 | 0
02.10. | 10 | 0 |  | 0 | 0 | 0 | 0 | 0
02.10. | 11 | 0 |  | 0 | 0 | 0 | 0 | 0
02.10. | 12 | 0 |  | 0 | 0 | 0 | 0 | 0
02.10. | 13 | 0 |  | 0 | 0 | 0 | 0 | 0
02.10. | 14 | 0 |  | 0 | 0 | 0 | 0 | 0
02.10. | 15 | 0 |  | 0 | 0 | 0 | 0 | 0
02.10. | 16 | 0 |  | 0 | 0 | 0 | 0 | 0
02.10. | 17 | 0 |  | 0 | 0 | 0 | 0 | 0
02.10. | 18 | 0 |  | 0 | 0 | 0 | 0 | 0
02.10. | 19 | 0 |  | 0 | 0 | 0 | 0 | 0
02.10. | 20 | 0 |  | 0 | 0 | 0 | 0 | 0
02.10. | 21 | 0 |  | 0 | 0 | 0 | 0 | 0
02.10. | 22 | 0 |  | 0 | 0 | 0 | 0 | 0
02.10. | 23 | 0 |  | 0 | 0 | 0 | 0 | 0
02.10. | 24 | 0 |  | 0 | 0 | 0 | 0 | 0
03.10. | 1 | 0 |  | 0 | 0 | 0 | 0 | 0
03.10. | 2 | 0 |  | 0 | 0 | 0 | 0 | 0
03.10. | 3 | 0 |  | 0 | 0 | 0 | 0 | 0
03.10. | 4 | 0 |  | 0 | 0 | 0 | 0 | 0
03.10. | 5 | 0 |  | 0 | 0 | 0 | 0 | 0
03.10. | 6 | 0 |  | 0 | 0 | 0 | 0 | 0
03.10. | 7 | 0 |  | 0 | 0 | 0 | 0 | 0
03.10. | 8 | 0 |  | 0 | 0 | 0 | 0 | 0
03.10. | 9 | 0 |  | 0 | 0 | 0 | 0 | 0
03.10. | 10 | 0 |  | 0 | 0 | 0 | 0 | 0
03.10. | 11 | 0 |  | 0 | 0 | 0 | 0 | 0
03.10. | 12 | 0 |  | 0 | 0 | 0 | 0 | 0
03.10. | 13 | 0 |  | 0 | 0 | 0 | 0 | 0
03.10. | 14 | 0 |  | 0 | 0 | 0 | 0 | 0
03.10. | 15 | 0 |  | 0 | 0 | 0 | 0 | 0
03.10. | 16 | 0 |  | 0 | 0 | 0 | 0 | 0
03.10. | 17 | 0 |  | 0 | 0 | 0 | 0 | 0
03.10. | 18 | 0 |  | 0 | 0 | 0 | 0 | 0
03.10. | 19 | 0 |  | 0 | 0 | 0 | 0 | 0
03.10. | 20 | 0 |  | 0 | 0 | 0 | 0 | 0
03.10. | 21 | 0 |  | 0 | 0 | 0 | 0 | 0
03.10. | 22 | 0 |  | 0 | 0 | 0 | 0 | 0
03.10. | 23 | 0 |  | 0 | 0 | 0 | 0 | 0
03.10. | 24 | 0 |  | 0 | 0 | 0 | 0 | 0
04.10. | 1 | 0 |  | 0 | 0 | 0 | 0 | 0
04.10. | 2 | 0 |  | 0 | 0 | 0 | 0 | 0
04.10. | 3 | 0 |  | 0 | 0 | 0 | 0 | 0
04.10. | 4 | 0 |  | 0 | 0 | 0 | 0 | 0
04.10. | 5 | 0 |  | 0 | 0 | 0 | 0 | 0
04.10. | 6 | 0 |  | 0 | 0 | 0 | 0 | 0
04.10. | 7 | 0 |  | 0 | 0 | 0 | 0 | 0
04.10. | 8 | 0 |  | 0 | 0 | 0 | 0 | 0
04.10. | 9 | 0 |  | 0 | 0 | 0 | 0 | 0
04.10. | 10 | 0 |  | 0 | 0 | 0 | 0 | 0
04.10. | 11 | 0 |  | 0 | 0 | 0 | 0 | 0
04.10. | 12 | 0 |  | 0 | 0 | 0 | 0 | 0
04.10. | 13 | 0 |  | 0 | 0 | 0 | 0 | 0
04.10. | 14 | 0 |  | 0 | 0 | 0 | 0 | 0
04.10. | 15 | 0 |  | 0 | 0 | 0 | 0 | 0
04.10. | 16 | 0 |  | 0 | 0 | 0 | 0 | 0
04.10. | 17 | 0 |  | 0 | 0 | 0 | 0 | 0
04.10. | 18 | 0 |  | 0 | 0 | 0 | 0 | 0
04.10. | 19 | 0 |  | 0 | 0 | 0 | 0 | 0
04.10. | 20 | 0 |  | 0 | 0 | 0 | 0 | 0
04.10. | 21 | 0 |  | 0 | 0 | 0 | 0 | 0
04.10. | 22 | 0 |  | 0 | 0 | 0 | 0 | 0
04.10. | 23 | 0 |  | 0 | 0 | 0 | 0 | 0
04.10. | 24 | 0 |  | 0 | 0 | 0 | 0 | 0
05.10. | 1 | 0 |  | 0 | 0 | 0 | 0 | 0
05.10. | 2 | 0 |  | 0 | 0 | 0 | 0 | 0
05.10. | 3 | 0 |  | 0 | 0 | 0 | 0 | 0
05.10. | 4 | 0 |  | 0 | 0 | 0 | 0 | 0
05.10. | 5 | 0 |  | 0 | 0 | 0 | 0 | 0
05.10. | 6 | 0 |  | 0 | 0 | 0 | 0 | 0
05.10. | 7 | 0 |  | 0 | 0 | 0 | 0 | 0
05.10. | 8 | 0 |  | 0 | 0 | 0 | 0 | 0
05.10. | 9 | 0 |  | 0 | 0 | 0 | 0 | 0
05.10. | 10 | 0 |  | 0 | 0 | 0 | 0 | 0
05.10. | 11 | 0 |  | 0 | 0 | 0 | 0 | 0
05.10. | 12 | 0 |  | 0 | 0 | 0 | 0 | 0
05.10. | 13 | 0 |  | 0 | 0 | 0 | 0 | 0
05.10. | 14 | 0 |  | 0 | 0 | 0 | 0 | 0
05.10. | 15 | 0 |  | 0 | 0 | 0 | 0 | 0
05.10. | 16 | 0 |  | 0 | 0 | 0 | 0 | 0
05.10. | 17 | 0 |  | 0 | 0 | 0 | 0 | 0
05.10. | 18 | 0 |  | 0 | 0 | 0 | 0 | 0
05.10. | 19 | 0 |  | 0 | 0 | 0 | 0 | 0
05.10. | 20 | 0 |  | 0 | 0 | 0 | 0 | 0
05.10. | 21 | 0 |  | 0 | 0 | 0 | 0 | 0
05.10. | 22 | 0 |  | 0 | 0 | 0 | 0 | 0
05.10. | 23 | 0 |  | 0 | 0 | 0 | 0 | 0
05.10. | 24 | 0 |  | 0 | 0 | 0 | 0 | 0
06.10. | 1 | 0 |  | 0 | 0 | 0 | 0 | 0
06.10. | 2 | 0 |  | 0 | 0 | 0 | 0 | 0
06.10. | 3 | 0 |  | 0 | 0 | 0 | 0 | 0
06.10. | 4 | 0 |  | 0 | 0 | 0 | 0 | 0
06.10. | 5 | 0 |  | 0 | 0 | 0 | 0 | 0
06.10. | 6 | 0 |  | 0 | 0 | 0 | 0 | 0
06.10. | 7 | 0 |  | 0 | 0 | 0 | 0 | 0
06.10. | 8 | 0 |  | 0 | 0 | 0 | 0 | 0
06.10. | 9 | 0 |  | 0 | 0 | 0 | 0 | 0
06.10. | 10 | 0 |  | 0 | 0 | 0 | 0 | 0
06.10. | 11 | 0 |  | 0 | 0 | 0 | 0 | 0
06.10. | 12 | 0 |  | 0 | 0 | 0 | 0 | 0
06.10. | 13 | 0 |  | 0 | 0 | 0 | 0 | 0
06.10. | 14 | 0 |  | 0 | 0 | 0 | 0 | 0
06.10. | 15 | 0 |  | 0 | 0 | 0 | 0 | 0
06.10. | 16 | 0 |  | 0 | 0 | 0 | 0 | 0
06.10. | 17 | 0 |  | 0 | 0 | 0 | 0 | 0
06.10. | 18 | 0 |  | 0 | 0 | 0 | 0 | 0
06.10. | 19 | 0 |  | 0 | 0 | 0 | 0 | 0
06.10. | 20 | 0 |  | 0 | 0 | 0 | 0 | 0
06.10. | 21 | 0 |  | 0 | 0 | 0 | 0 | 0
06.10. | 22 | 0 |  | 0 | 0 | 0 | 0 | 0
06.10. | 23 | 0 |  | 0 | 0 | 0 | 0 | 0
06.10. | 24 | 0 |  | 0 | 0 | 0 | 0 | 0
07.10. | 1 | 0 |  | 0 | 0 | 0 | 0 | 0
07.10. | 2 | 0 |  | 0 | 0 | 0 | 0 | 0
07.10. | 3 | 0 |  | 0 | 0 | 0 | 0 | 0
07.10. | 4 | 0 |  | 0 | 0 | 0 | 0 | 0
07.10. | 5 | 0 |  | 0 | 0 | 0 | 0 | 0
07.10. | 6 | 0 |  | 0 | 0 | 0 | 0 | 0
07.10. | 7 | 0 |  | 0 | 0 | 0 | 0 | 0
07.10. | 8 | 0 |  | 0 | 0 | 0 | 0 | 0
07.10. | 9 | 0 |  | 0 | 0 | 0 | 0 | 0
07.10. | 10 | 0 |  | 0 | 0 | 0 | 0 | 0
07.10. | 11 | 0 |  | 0 | 0 | 0 | 0 | 0
07.10. | 12 | 0 |  | 0 | 0 | 0 | 0 | 0
07.10. | 13 | 0 |  | 0 | 0 | 0 | 0 | 0
07.10. | 14 | 0 |  | 0 | 0 | 0 | 0 | 0
07.10. | 15 | 0 |  | 0 | 0 | 0 | 0 | 0
07.10. | 16 | 0 |  | 0 | 0 | 0 | 0 | 0
07.10. | 17 | 0 |  | 0 | 0 | 0 | 0 | 0
07.10. | 18 | 0 |  | 0 | 0 | 0 | 0 | 0
07.10. | 19 | 0 |  | 0 | 0 | 0 | 0 | 0
07.10. | 20 | 0 |  | 0 | 0 | 0 | 0 | 0
07.10. | 21 | 0 |  | 0 | 0 | 0 | 0 | 0
07.10. | 22 | 0 |  | 0 | 0 | 0 | 0 | 0
07.10. | 23 | 0 |  | 0 | 0 | 0 | 0 | 0
07.10. | 24 | 0 |  | 0 | 0 | 0 | 0 | 0
08.10. | 1 | 0 |  | 0 | 0 | 0 | 0 | 0
08.10. | 2 | 0 |  | 0 | 0 | 0 | 0 | 0
08.10. | 3 | 0 |  | 0 | 0 | 0 | 0 | 0
08.10. | 4 | 0 |  | 0 | 0 | 0 | 0 | 0
08.10. | 5 | 0 |  | 0 | 0 | 0 | 0 | 0
08.10. | 6 | 0 |  | 0 | 0 | 0 | 0 | 0
08.10. | 7 | 0 |  | 0 | 0 | 0 | 0 | 0
08.10. | 8 | 0 |  | 0 | 0 | 0 | 0 | 0
08.10. | 9 | 0 |  | 0 | 0 | 0 | 0 | 0
08.10. | 10 | 0 |  | 0 | 0 | 0 | 0 | 0
08.10. | 11 | 0 |  | 0 | 0 | 0 | 0 | 0
08.10. | 12 | 0 |  | 0 | 0 | 0 | 0 | 0
08.10. | 13 | 0 |  | 0 | 0 | 0 | 0 | 0
08.10. | 14 | 0 |  | 0 | 0 | 0 | 0 | 0
08.10. | 15 | 0 |  | 0 | 0 | 0 | 0 | 0
08.10. | 16 | 0 |  | 0 | 0 | 0 | 0 | 0
08.10. | 17 | 0 |  | 0 | 0 | 0 | 0 | 0
08.10. | 18 | 0 |  | 0 | 0 | 0 | 0 | 0
08.10. | 19 | 0 |  | 0 | 0 | 0 | 0 | 0
08.10. | 20 | 0 |  | 0 | 0 | 0 | 0 | 0
08.10. | 21 | 0 |  | 0 | 0 | 0 | 0 | 0
08.10. | 22 | 0 |  | 0 | 0 | 0 | 0 | 0
08.10. | 23 | 0 |  | 0 | 0 | 0 | 0 | 0
08.10. | 24 | 0 |  | 0 | 0 | 0 | 0 | 0
09.10. | 1 | 0 |  | 0 | 0 | 0 | 0 | 0
09.10. | 2 | 0 |  | 0 | 0 | 0 | 0 | 0
09.10. | 3 | 0 |  | 0 | 0 | 0 | 0 | 0
09.10. | 4 | 0 |  | 0 | 0 | 0 | 0 | 0
09.10. | 5 | 0 |  | 0 | 0 | 0 | 0 | 0
09.10. | 6 | 0 |  | 0 | 0 | 0 | 0 | 0
09.10. | 7 | 0 |  | 0 | 0 | 0 | 0 | 0
09.10. | 8 | 0 |  | 0 | 0 | 0 | 0 | 0
09.10. | 9 | 0 |  | 0 | 0 | 0 | 0 | 0
09.10. | 10 | 0 |  | 0 | 0 | 0 | 0 | 0
09.10. | 11 | 0 |  | 0 | 0 | 0 | 0 | 0
09.10. | 12 | 0 |  | 0 | 0 | 0 | 0 | 0
09.10. | 13 | 0 |  | 0 | 0 | 0 | 0 | 0
09.10. | 14 | 0 |  | 0 | 0 | 0 | 0 | 0
09.10. | 15 | 0 |  | 0 | 0 | 0 | 0 | 0
09.10. | 16 | 0 |  | 0 | 0 | 0 | 0 | 0
09.10. | 17 | 0 |  | 0 | 0 | 0 | 0 | 0
09.10. | 18 | 0 |  | 0 | 0 | 0 | 0 | 0
09.10. | 19 | 0 |  | 0 | 0 | 0 | 0 | 0
09.10. | 20 | 0 |  | 0 | 0 | 0 | 0 | 0
09.10. | 21 | 0 |  | 0 | 0 | 0 | 0 | 0
09.10. | 22 | 0 |  | 0 | 0 | 0 | 0 | 0
09.10. | 23 | 0 |  | 0 | 0 | 0 | 0 | 0
09.10. | 24 | 0 |  | 0 | 0 | 0 | 0 | 0
10.10. | 1 | 0 |  | 0 | 0 | 0 | 0 | 0
10.10. | 2 | 0 |  | 0 | 0 | 0 | 0 | 0
10.10. | 3 | 0 |  | 0 | 0 | 0 | 0 | 0
10.10. | 4 | 0 |  | 0 | 0 | 0 | 0 | 0
10.10. | 5 | 0 |  | 0 | 0 | 0 | 0 | 0
10.10. | 6 | 0 |  | 0 | 0 | 0 | 0 | 0
10.10. | 7 | 0 |  | 0 | 0 | 0 | 0 | 0
10.10. | 8 | 0 |  | 0 | 0 | 0 | 0 | 0
10.10. | 9 | 0 |  | 0 | 0 | 0 | 0 | 0
10.10. | 10 | 0 |  | 0 | 0 | 0 | 0 | 0
10.10. | 11 | 0 |  | 0 | 0 | 0 | 0 | 0
10.10. | 12 | 0 |  | 0 | 0 | 0 | 0 | 0
10.10. | 13 | 0 |  | 0 | 0 | 0 | 0 | 0
10.10. | 14 | 0 |  | 0 | 0 | 0 | 0 | 0
10.10. | 15 | 0 |  | 0 | 0 | 0 | 0 | 0
10.10. | 16 | 0 |  | 0 | 0 | 0 | 0 | 0
10.10. | 17 | 0 |  | 0 | 0 | 0 | 0 | 0
10.10. | 18 | 0 |  | 0 | 0 | 0 | 0 | 0
10.10. | 19 | 0 |  | 0 | 0 | 0 | 0 | 0
10.10. | 20 | 0 |  | 0 | 0 | 0 | 0 | 0
10.10. | 21 | 0 |  | 0 | 0 | 0 | 0 | 0
10.10. | 22 | 0 |  | 0 | 0 | 0 | 0 | 0
10.10. | 23 | 0 |  | 0 | 0 | 0 | 0 | 0
10.10. | 24 | 0 |  | 0 | 0 | 0 | 0 | 0
11.10. | 1 | 0 |  | 0 | 0 | 0 | 0 | 0
11.10. | 2 | 0 |  | 0 | 0 | 0 | 0 | 0
11.10. | 3 | 0 |  | 0 | 0 | 0 | 0 | 0
11.10. | 4 | 0 |  | 0 | 0 | 0 | 0 | 0
11.10. | 5 | 0 |  | 0 | 0 | 0 | 0 | 0
11.10. | 6 | 0 |  | 0 | 0 | 0 | 0 | 0
11.10. | 7 | 0 |  | 0 | 0 | 0 | 0 | 0
11.10. | 8 | 0 |  | 0 | 0 | 0 | 0 | 0
11.10. | 9 | 0 |  | 0 | 0 | 0 | 0 | 0
11.10. | 10 | 0 |  | 0 | 0 | 0 | 0 | 0
11.10. | 11 | 0 |  | 0 | 0 | 0 | 0 | 0
11.10. | 12 | 0 |  | 0 | 0 | 0 | 0 | 0
11.10. | 13 | 0 |  | 0 | 0 | 0 | 0 | 0
11.10. | 14 | 0 |  | 0 | 0 | 0 | 0 | 0
11.10. | 15 | 0 |  | 0 | 0 | 0 | 0 | 0
11.10. | 16 | 0 |  | 0 | 0 | 0 | 0 | 0
11.10. | 17 | 0 |  | 0 | 0 | 0 | 0 | 0
11.10. | 18 | 0 |  | 0 | 0 | 0 | 0 | 0
11.10. | 19 | 0 |  | 0 | 0 | 0 | 0 | 0
11.10. | 20 | 0 |  | 0 | 0 | 0 | 0 | 0
11.10. | 21 | 0 |  | 0 | 0 | 0 | 0 | 0
11.10. | 22 | 0 |  | 0 | 0 | 0 | 0 | 0
11.10. | 23 | 0 |  | 0 | 0 | 0 | 0 | 0
11.10. | 24 | 0 |  | 0 | 0 | 0 | 0 | 0
12.10. | 1 | 0 |  | 0 | 0 | 0 | 0 | 0
12.10. | 2 | 0 |  | 0 | 0 | 0 | 0 | 0
12.10. | 3 | 0 |  | 0 | 0 | 0 | 0 | 0
12.10. | 4 | 0 |  | 0 | 0 | 0 | 0 | 0
12.10. | 5 | 0 |  | 0 | 0 | 0 | 0 | 0
12.10. | 6 | 0 |  | 0 | 0 | 0 | 0 | 0
12.10. | 7 | 0 |  | 0 | 0 | 0 | 0 | 0
12.10. | 8 | 0 |  | 0 | 0 | 0 | 0 | 0
12.10. | 9 | 0 |  | 0 | 0 | 0 | 0 | 0
12.10. | 10 | 0 |  | 0 | 0 | 0 | 0 | 0
12.10. | 11 | 0 |  | 0 | 0 | 0 | 0 | 0
12.10. | 12 | 0 |  | 0 | 0 | 0 | 0 | 0
12.10. | 13 | 0 |  | 0 | 0 | 0 | 0 | 0
12.10. | 14 | 0 |  | 0 | 0 | 0 | 0 | 0
12.10. | 15 | 0 |  | 0 | 0 | 0 | 0 | 0
12.10. | 16 | 0 |  | 0 | 0 | 0 | 0 | 0
12.10. | 17 | 0 |  | 0 | 0 | 0 | 0 | 0
12.10. | 18 | 0 |  | 0 | 0 | 0 | 0 | 0
12.10. | 19 | 0 |  | 0 | 0 | 0 | 0 | 0
12.10. | 20 | 0 |  | 0 | 0 | 0 | 0 | 0
12.10. | 21 | 0 |  | 0 | 0 | 0 | 0 | 0
12.10. | 22 | 0 |  | 0 | 0 | 0 | 0 | 0
12.10. | 23 | 0 |  | 0 | 0 | 0 | 0 | 0
12.10. | 24 | 0 |  | 0 | 0 | 0 | 0 | 0
13.10. | 1 | 0 |  | 0 | 0 | 0 | 0 | 0
13.10. | 2 | 0 |  | 0 | 0 | 0 | 0 | 0
13.10. | 3 | 0 |  | 0 | 0 | 0 | 0 | 0
13.10. | 4 | 0 |  | 0 | 0 | 0 | 0 | 0
13.10. | 5 | 0 |  | 0 | 0 | 0 | 0 | 0
13.10. | 6 | 0 |  | 0 | 0 | 0 | 0 | 0
13.10. | 7 | 0 |  | 0 | 0 | 0 | 0 | 0
13.10. | 8 | 0 |  | 0 | 0 | 0 | 0 | 0
13.10. | 9 | 0 |  | 0 | 0 | 0 | 0 | 0
13.10. | 10 | 0 |  | 0 | 0 | 0 | 0 | 0
13.10. | 11 | 0 |  | 0 | 0 | 0 | 0 | 0
13.10. | 12 | 0 |  | 0 | 0 | 0 | 0 | 0
13.10. | 13 | 0 |  | 0 | 0 | 0 | 0 | 0
13.10. | 14 | 0 |  | 0 | 0 | 0 | 0 | 0
13.10. | 15 | 0 |  | 0 | 0 | 0 | 0 | 0
13.10. | 16 | 0 |  | 0 | 0 | 0 | 0 | 0
13.10. | 17 | 0 |  | 0 | 0 | 0 | 0 | 0
13.10. | 18 | 0 |  | 0 | 0 | 0 | 0 | 0
13.10. | 19 | 0 |  | 0 | 0 | 0 | 0 | 0
13.10. | 20 | 0 |  | 0 | 0 | 0 | 0 | 0
13.10. | 21 | 0 |  | 0 | 0 | 0 | 0 | 0
13.10. | 22 | 0 |  | 0 | 0 | 0 | 0 | 0
13.10. | 23 | 0 |  | 0 | 0 | 0 | 0 | 0
13.10. | 24 | 0 |  | 0 | 0 | 0 | 0 | 0
14.10. | 1 | 0 |  | 0 | 0 | 0 | 0 | 0
14.10. | 2 | 0 |  | 0 | 0 | 0 | 0 | 0
14.10. | 3 | 0 |  | 0 | 0 | 0 | 0 | 0
14.10. | 4 | 0 |  | 0 | 0 | 0 | 0 | 0
14.10. | 5 | 0 |  | 0 | 0 | 0 | 0 | 0
14.10. | 6 | 0 |  | 0 | 0 | 0 | 0 | 0
14.10. | 7 | 0 |  | 0 | 0 | 0 | 0 | 0
14.10. | 8 | 0 |  | 0 | 0 | 0 | 0 | 0
14.10. | 9 | 0 |  | 0 | 0 | 0 | 0 | 0
14.10. | 10 | 0 |  | 0 | 0 | 0 | 0 | 0
14.10. | 11 | 0 |  | 0 | 0 | 0 | 0 | 0
14.10. | 12 | 0 |  | 0 | 0 | 0 | 0 | 0
14.10. | 13 | 0 |  | 0 | 0 | 0 | 0 | 0
14.10. | 14 | 0 |  | 0 | 0 | 0 | 0 | 0
14.10. | 15 | 0 |  | 0 | 0 | 0 | 0 | 0
14.10. | 16 | 0 |  | 0 | 0 | 0 | 0 | 0
14.10. | 17 | 0 |  | 0 | 0 | 0 | 0 | 0
14.10. | 18 | 0 |  | 0 | 0 | 0 | 0 | 0
14.10. | 19 | 0 |  | 0 | 0 | 0 | 0 | 0
14.10. | 20 | 0 |  | 0 | 0 | 0 | 0 | 0
14.10. | 21 | 0 |  | 0 | 0 | 0 | 0 | 0
14.10. | 22 | 0 |  | 0 | 0 | 0 | 0 | 0
14.10. | 23 | 0 |  | 0 | 0 | 0 | 0 | 0
14.10. | 24 | 0 |  | 0 | 0 | 0 | 0 | 0
15.10. | 1 | 0 |  | 0 | 0 | 0 | 0 | 0
15.10. | 2 | 0 |  | 0 | 0 | 0 | 0 | 0
15.10. | 3 | 0 |  | 0 | 0 | 0 | 0 | 0
15.10. | 4 | 0 |  | 0 | 0 | 0 | 0 | 0
15.10. | 5 | 0 |  | 0 | 0 | 0 | 0 | 0
15.10. | 6 | 0 |  | 0 | 0 | 0 | 0 | 0
15.10. | 7 | 0 |  | 0 | 0 | 0 | 0 | 0
15.10. | 8 | 0 |  | 0 | 0 | 0 | 0 | 0
15.10. | 9 | 0 |  | 0 | 0 | 0 | 0 | 0
15.10. | 10 | 0 |  | 0 | 0 | 0 | 0 | 0
15.10. | 11 | 0 |  | 0 | 0 | 0 | 0 | 0
15.10. | 12 | 0 |  | 0 | 0 | 0 | 0 | 0
15.10. | 13 | 0 |  | 0 | 0 | 0 | 0 | 0
15.10. | 14 | 0 |  | 0 | 0 | 0 | 0 | 0
15.10. | 15 | 0 |  | 0 | 0 | 0 | 0 | 0
15.10. | 16 | 0 |  | 0 | 0 | 0 | 0 | 0
15.10. | 17 | 0 |  | 0 | 0 | 0 | 0 | 0
15.10. | 18 | 0 |  | 0 | 0 | 0 | 0 | 0
15.10. | 19 | 0 |  | 0 | 0 | 0 | 0 | 0
15.10. | 20 | 0 |  | 0 | 0 | 0 | 0 | 0
15.10. | 21 | 0 |  | 0 | 0 | 0 | 0 | 0
15.10. | 22 | 0 |  | 0 | 0 | 0 | 0 | 0
15.10. | 23 | 0 |  | 0 | 0 | 0 | 0 | 0
15.10. | 24 | 0 |  | 0 | 0 | 0 | 0 | 0
16.10. | 1 | 0 |  | 0 | 0 | 0 | 0 | 0
16.10. | 2 | 0 |  | 0 | 0 | 0 | 0 | 0
16.10. | 3 | 0 |  | 0 | 0 | 0 | 0 | 0
16.10. | 4 | 0 |  | 0 | 0 | 0 | 0 | 0
16.10. | 5 | 0 |  | 0 | 0 | 0 | 0 | 0
16.10. | 6 | 0 |  | 0 | 0 | 0 | 0 | 0
16.10. | 7 | 0 |  | 0 | 0 | 0 | 0 | 0
16.10. | 8 | 0 |  | 0 | 0 | 0 | 0 | 0
16.10. | 9 | 0 |  | 0 | 0 | 0 | 0 | 0
16.10. | 10 | 0 |  | 0 | 0 | 0 | 0 | 0
16.10. | 11 | 0 |  | 0 | 0 | 0 | 0 | 0
16.10. | 12 | 0 |  | 0 | 0 | 0 | 0 | 0
16.10. | 13 | 0 |  | 0 | 0 | 0 | 0 | 0
16.10. | 14 | 0 |  | 0 | 0 | 0 | 0 | 0
16.10. | 15 | 0 |  | 0 | 0 | 0 | 0 | 0
16.10. | 16 | 0 |  | 0 | 0 | 0 | 0 | 0
16.10. | 17 | 0 |  | 0 | 0 | 0 | 0 | 0
16.10. | 18 | 0 |  | 0 | 0 | 0 | 0 | 0
16.10. | 19 | 0 |  | 0 | 0 | 0 | 0 | 0
16.10. | 20 | 0 |  | 0 | 0 | 0 | 0 | 0
16.10. | 21 | 0 |  | 0 | 0 | 0 | 0 | 0
16.10. | 22 | 0 |  | 0 | 0 | 0 | 0 | 0
16.10. | 23 | 0 |  | 0 | 0 | 0 | 0 | 0
16.10. | 24 | 0 |  | 0 | 0 | 0 | 0 | 0
17.10. | 1 | 0 |  | 0 | 0 | 0 | 0 | 0
17.10. | 2 | 0 |  | 0 | 0 | 0 | 0 | 0
17.10. | 3 | 0 |  | 0 | 0 | 0 | 0 | 0
17.10. | 4 | 0 |  | 0 | 0 | 0 | 0 | 0
17.10. | 5 | 0 |  | 0 | 0 | 0 | 0 | 0
17.10. | 6 | 0 |  | 0 | 0 | 0 | 0 | 0
17.10. | 7 | 0 |  | 0 | 0 | 0 | 0 | 0
17.10. | 8 | 0 |  | 0 | 0 | 0 | 0 | 0
17.10. | 9 | 0 |  | 0 | 0 | 0 | 0 | 0
17.10. | 10 | 0 |  | 0 | 0 | 0 | 0 | 0
17.10. | 11 | 0 |  | 0 | 0 | 0 | 0 | 0
17.10. | 12 | 0 |  | 0 | 0 | 0 | 0 | 0
17.10. | 13 | 0 |  | 0 | 0 | 0 | 0 | 0
17.10. | 14 | 0 |  | 0 | 0 | 0 | 0 | 0
17.10. | 15 | 0 |  | 0 | 0 | 0 | 0 | 0
17.10. | 16 | 0 |  | 0 | 0 | 0 | 0 | 0
17.10. | 17 | 0 |  | 0 | 0 | 0 | 0 | 0
17.10. | 18 | 0 |  | 0 | 0 | 0 | 0 | 0
17.10. | 19 | 0 |  | 0 | 0 | 0 | 0 | 0
17.10. | 20 | 0 |  | 0 | 0 | 0 | 0 | 0
17.10. | 21 | 0 |  | 0 | 0 | 0 | 0 | 0
17.10. | 22 | 0 |  | 0 | 0 | 0 | 0 | 0
17.10. | 23 | 0 |  | 0 | 0 | 0 | 0 | 0
17.10. | 24 | 0 |  | 0 | 0 | 0 | 0 | 0
18.10. | 1 | 0 |  | 0 | 0 | 0 | 0 | 0
18.10. | 2 | 0 |  | 0 | 0 | 0 | 0 | 0
18.10. | 3 | 0 |  | 0 | 0 | 0 | 0 | 0
18.10. | 4 | 0 |  | 0 | 0 | 0 | 0 | 0
18.10. | 5 | 0 |  | 0 | 0 | 0 | 0 | 0
18.10. | 6 | 0 |  | 0 | 0 | 0 | 0 | 0
18.10. | 7 | 0 |  | 0 | 0 | 0 | 0 | 0
18.10. | 8 | 0 |  | 0 | 0 | 0 | 0 | 0
18.10. | 9 | 0 |  | 0 | 0 | 0 | 0 | 0
18.10. | 10 | 0 |  | 0 | 0 | 0 | 0 | 0
18.10. | 11 | 0 |  | 0 | 0 | 0 | 0 | 0
18.10. | 12 | 0 |  | 0 | 0 | 0 | 0 | 0
18.10. | 13 | 0 |  | 0 | 0 | 0 | 0 | 0
18.10. | 14 | 0 |  | 0 | 0 | 0 | 0 | 0
18.10. | 15 | 0 |  | 0 | 0 | 0 | 0 | 0
18.10. | 16 | 0 |  | 0 | 0 | 0 | 0 | 0
18.10. | 17 | 0 |  | 0 | 0 | 0 | 0 | 0
18.10. | 18 | 0 |  | 0 | 0 | 0 | 0 | 0
18.10. | 19 | 0 |  | 0 | 0 | 0 | 0 | 0
18.10. | 20 | 0 |  | 0 | 0 | 0 | 0 | 0
18.10. | 21 | 0 |  | 0 | 0 | 0 | 0 | 0
18.10. | 22 | 0 |  | 0 | 0 | 0 | 0 | 0
18.10. | 23 | 0 |  | 0 | 0 | 0 | 0 | 0
18.10. | 24 | 0 |  | 0 | 0 | 0 | 0 | 0
19.10. | 1 | 0 |  | 0 | 0 | 0 | 0 | 0
19.10. | 2 | 0 |  | 0 | 0 | 0 | 0 | 0
19.10. | 3 | 0 |  | 0 | 0 | 0 | 0 | 0
19.10. | 4 | 0 |  | 0 | 0 | 0 | 0 | 0
19.10. | 5 | 0 |  | 0 | 0 | 0 | 0 | 0
19.10. | 6 | 0 |  | 0 | 0 | 0 | 0 | 0
19.10. | 7 | 0 |  | 0 | 0 | 0 | 0 | 0
19.10. | 8 | 0 |  | 0 | 0 | 0 | 0 | 0
19.10. | 9 | 0 |  | 0 | 0 | 0 | 0 | 0
19.10. | 10 | 0 |  | 0 | 0 | 0 | 0 | 0
19.10. | 11 | 0 |  | 0 | 0 | 0 | 0 | 0
19.10. | 12 | 0 |  | 0 | 0 | 0 | 0 | 0
19.10. | 13 | 0 |  | 0 | 0 | 0 | 0 | 0
19.10. | 14 | 0 |  | 0 | 0 | 0 | 0 | 0
19.10. | 15 | 0 |  | 0 | 0 | 0 | 0 | 0
19.10. | 16 | 0 |  | 0 | 0 | 0 | 0 | 0
19.10. | 17 | 0 |  | 0 | 0 | 0 | 0 | 0
19.10. | 18 | 0 |  | 0 | 0 | 0 | 0 | 0
19.10. | 19 | 0 |  | 0 | 0 | 0 | 0 | 0
19.10. | 20 | 0 |  | 0 | 0 | 0 | 0 | 0
19.10. | 21 | 0 |  | 0 | 0 | 0 | 0 | 0
19.10. | 22 | 0 |  | 0 | 0 | 0 | 0 | 0
19.10. | 23 | 0 |  | 0 | 0 | 0 | 0 | 0
19.10. | 24 | 0 |  | 0 | 0 | 0 | 0 | 0
20.10. | 1 | 0 |  | 0 | 0 | 0 | 0 | 0
20.10. | 2 | 0 |  | 0 | 0 | 0 | 0 | 0
20.10. | 3 | 0 |  | 0 | 0 | 0 | 0 | 0
20.10. | 4 | 0 |  | 0 | 0 | 0 | 0 | 0
20.10. | 5 | 0 |  | 0 | 0 | 0 | 0 | 0
20.10. | 6 | 0 |  | 0 | 0 | 0 | 0 | 0
20.10. | 7 | 0 |  | 0 | 0 | 0 | 0 | 0
20.10. | 8 | 0 |  | 0 | 0 | 0 | 0 | 0
20.10. | 9 | 0 |  | 0 | 0 | 0 | 0 | 0
20.10. | 10 | 0 |  | 0 | 0 | 0 | 0 | 0
20.10. | 11 | 0 |  | 0 | 0 | 0 | 0 | 0
20.10. | 12 | 0 |  | 0 | 0 | 0 | 0 | 0
20.10. | 13 | 0 |  | 0 | 0 | 0 | 0 | 0
20.10. | 14 | 0 |  | 0 | 0 | 0 | 0 | 0
20.10. | 15 | 0 |  | 0 | 0 | 0 | 0 | 0
20.10. | 16 | 0 |  | 0 | 0 | 0 | 0 | 0
20.10. | 17 | 0 |  | 0 | 0 | 0 | 0 | 0
20.10. | 18 | 0 |  | 0 | 0 | 0 | 0 | 0
20.10. | 19 | 0 |  | 0 | 0 | 0 | 0 | 0
20.10. | 20 | 0 |  | 0 | 0 | 0 | 0 | 0
20.10. | 21 | 0 |  | 0 | 0 | 0 | 0 | 0
20.10. | 22 | 0 |  | 0 | 0 | 0 | 0 | 0
20.10. | 23 | 0 |  | 0 | 0 | 0 | 0 | 0
20.10. | 24 | 0 |  | 0 | 0 | 0 | 0 | 0
21.10. | 1 | 0 |  | 0 | 0 | 0 | 0 | 0
21.10. | 2 | 0 |  | 0 | 0 | 0 | 0 | 0
21.10. | 3 | 0 |  | 0 | 0 | 0 | 0 | 0
21.10. | 4 | 0 |  | 0 | 0 | 0 | 0 | 0
21.10. | 5 | 0 |  | 0 | 0 | 0 | 0 | 0
21.10. | 6 | 0 |  | 0 | 0 | 0 | 0 | 0
21.10. | 7 | 0 |  | 0 | 0 | 0 | 0 | 0
21.10. | 8 | 0 |  | 0 | 0 | 0 | 0 | 0
21.10. | 9 | 0 |  | 0 | 0 | 0 | 0 | 0
21.10. | 10 | 0 |  | 0 | 0 | 0 | 0 | 0
21.10. | 11 | 0 |  | 0 | 0 | 0 | 0 | 0
21.10. | 12 | 0 |  | 0 | 0 | 0 | 0 | 0
21.10. | 13 | 0 |  | 0 | 0 | 0 | 0 | 0
21.10. | 14 | 0 |  | 0 | 0 | 0 | 0 | 0
21.10. | 15 | 0 |  | 0 | 0 | 0 | 0 | 0
21.10. | 16 | 0 |  | 0 | 0 | 0 | 0 | 0
21.10. | 17 | 0 |  | 0 | 0 | 0 | 0 | 0
21.10. | 18 | 0 |  | 0 | 0 | 0 | 0 | 0
21.10. | 19 | 0 |  | 0 | 0 | 0 | 0 | 0
21.10. | 20 | 0 |  | 0 | 0 | 0 | 0 | 0
21.10. | 21 | 0 |  | 0 | 0 | 0 | 0 | 0
21.10. | 22 | 0 |  | 0 | 0 | 0 | 0 | 0
21.10. | 23 | 0 |  | 0 | 0 | 0 | 0 | 0
21.10. | 24 | 0 |  | 0 | 0 | 0 | 0 | 0
22.10. | 1 | 0 |  | 0 | 0 | 0 | 0 | 0
22.10. | 2 | 0 |  | 0 | 0 | 0 | 0 | 0
22.10. | 3 | 0 |  | 0 | 0 | 0 | 0 | 0
22.10. | 4 | 0 |  | 0 | 0 | 0 | 0 | 0
22.10. | 5 | 0 |  | 0 | 0 | 0 | 0 | 0
22.10. | 6 | 0 |  | 0 | 0 | 0 | 0 | 0
22.10. | 7 | 0 |  | 0 | 0 | 0 | 0 | 0
22.10. | 8 | 0 |  | 0 | 0 | 0 | 0 | 0
22.10. | 9 | 0 |  | 0 | 0 | 0 | 0 | 0
22.10. | 10 | 0 |  | 0 | 0 | 0 | 0 | 0
22.10. | 11 | 0 |  | 0 | 0 | 0 | 0 | 0
22.10. | 12 | 0 |  | 0 | 0 | 0 | 0 | 0
22.10. | 13 | 0 |  | 0 | 0 | 0 | 0 | 0
22.10. | 14 | 0 |  | 0 | 0 | 0 | 0 | 0
22.10. | 15 | 0 |  | 0 | 0 | 0 | 0 | 0
22.10. | 16 | 0 |  | 0 | 0 | 0 | 0 | 0
22.10. | 17 | 0 |  | 0 | 0 | 0 | 0 | 0
22.10. | 18 | 0 |  | 0 | 0 | 0 | 0 | 0
22.10. | 19 | 0 |  | 0 | 0 | 0 | 0 | 0
22.10. | 20 | 0 |  | 0 | 0 | 0 | 0 | 0
22.10. | 21 | 0 |  | 0 | 0 | 0 | 0 | 0
22.10. | 22 | 0 |  | 0 | 0 | 0 | 0 | 0
22.10. | 23 | 0 |  | 0 | 0 | 0 | 0 | 0
22.10. | 24 | 0 |  | 0 | 0 | 0 | 0 | 0
23.10. | 1 | 0 |  | 0 | 0 | 0 | 0 | 0
23.10. | 2 | 0 |  | 0 | 0 | 0 | 0 | 0
23.10. | 3 | 0 |  | 0 | 0 | 0 | 0 | 0
23.10. | 4 | 0 |  | 0 | 0 | 0 | 0 | 0
23.10. | 5 | 0 |  | 0 | 0 | 0 | 0 | 0
23.10. | 6 | 0 |  | 0 | 0 | 0 | 0 | 0
23.10. | 7 | 0 |  | 0 | 0 | 0 | 0 | 0
23.10. | 8 | 0 |  | 0 | 0 | 0 | 0 | 0
23.10. | 9 | 0 |  | 0 | 0 | 0 | 0 | 0
23.10. | 10 | 0 |  | 0 | 0 | 0 | 0 | 0
23.10. | 11 | 0 |  | 0 | 0 | 0 | 0 | 0
23.10. | 12 | 0 |  | 0 | 0 | 0 | 0 | 0
23.10. | 13 | 0 |  | 0 | 0 | 0 | 0 | 0
23.10. | 14 | 0 |  | 0 | 0 | 0 | 0 | 0
23.10. | 15 | 0 |  | 0 | 0 | 0 | 0 | 0
23.10. | 16 | 0 |  | 0 | 0 | 0 | 0 | 0
23.10. | 17 | 0 |  | 0 | 0 | 0 | 0 | 0
23.10. | 18 | 0 |  | 0 | 0 | 0 | 0 | 0
23.10. | 19 | 0 |  | 0 | 0 | 0 | 0 | 0
23.10. | 20 | 0 |  | 0 | 0 | 0 | 0 | 0
23.10. | 21 | 0 |  | 0 | 0 | 0 | 0 | 0
23.10. | 22 | 0 |  | 0 | 0 | 0 | 0 | 0
23.10. | 23 | 0 |  | 0 | 0 | 0 | 0 | 0
23.10. | 24 | 0 |  | 0 | 0 | 0 | 0 | 0
24.10. | 1 | 0 |  | 0 | 0 | 0 | 0 | 0
24.10. | 2 | 0 |  | 0 | 0 | 0 | 0 | 0
24.10. | 3 | 0 |  | 0 | 0 | 0 | 0 | 0
24.10. | 4 | 0 |  | 0 | 0 | 0 | 0 | 0
24.10. | 5 | 0 |  | 0 | 0 | 0 | 0 | 0
24.10. | 6 | 0 |  | 0 | 0 | 0 | 0 | 0
24.10. | 7 | 0 |  | 0 | 0 | 0 | 0 | 0
24.10. | 8 | 0 |  | 0 | 0 | 0 | 0 | 0
24.10. | 9 | 0 |  | 0 | 0 | 0 | 0 | 0
24.10. | 10 | 0 |  | 0 | 0 | 0 | 0 | 0
24.10. | 11 | 0 |  | 0 | 0 | 0 | 0 | 0
24.10. | 12 | 0 |  | 0 | 0 | 0 | 0 | 0
24.10. | 13 | 0 |  | 0 | 0 | 0 | 0 | 0
24.10. | 14 | 0 |  | 0 | 0 | 0 | 0 | 0
24.10. | 15 | 0 |  | 0 | 0 | 0 | 0 | 0
24.10. | 16 | 0 |  | 0 | 0 | 0 | 0 | 0
24.10. | 17 | 0 |  | 0 | 0 | 0 | 0 | 0
24.10. | 18 | 0 |  | 0 | 0 | 0 | 0 | 0
24.10. | 19 | 0 |  | 0 | 0 | 0 | 0 | 0
24.10. | 20 | 0 |  | 0 | 0 | 0 | 0 | 0
24.10. | 21 | 0 |  | 0 | 0 | 0 | 0 | 0
24.10. | 22 | 0 |  | 0 | 0 | 0 | 0 | 0
24.10. | 23 | 0 |  | 0 | 0 | 0 | 0 | 0
24.10. | 24 | 0 |  | 0 | 0 | 0 | 0 | 0
25.10. | 1 | 0 |  | 0 | 0 | 0 | 0 | 0
25.10. | 2 | 0 |  | 0 | 0 | 0 | 0 | 0
25.10. | 3 | 0 |  | 0 | 0 | 0 | 0 | 0
25.10. | 4 | 0 |  | 0 | 0 | 0 | 0 | 0
25.10. | 5 | 0 |  | 0 | 0 | 0 | 0 | 0
25.10. | 6 | 0 |  | 0 | 0 | 0 | 0 | 0
25.10. | 7 | 0 |  | 0 | 0 | 0 | 0 | 0
25.10. | 8 | 0 |  | 0 | 0 | 0 | 0 | 0
25.10. | 9 | 0 |  | 0 | 0 | 0 | 0 | 0
25.10. | 10 | 0 |  | 0 | 0 | 0 | 0 | 0
25.10. | 11 | 0 |  | 0 | 0 | 0 | 0 | 0
25.10. | 12 | 0 |  | 0 | 0 | 0 | 0 | 0
25.10. | 13 | 0 |  | 0 | 0 | 0 | 0 | 0
25.10. | 14 | 0 |  | 0 | 0 | 0 | 0 | 0
25.10. | 15 | 0 |  | 0 | 0 | 0 | 0 | 0
25.10. | 16 | 0 |  | 0 | 0 | 0 | 0 | 0
25.10. | 17 | 0 |  | 0 | 0 | 0 | 0 | 0
25.10. | 18 | 0 |  | 0 | 0 | 0 | 0 | 0
25.10. | 19 | 0 |  | 0 | 0 | 0 | 0 | 0
25.10. | 20 | 0 |  | 0 | 0 | 0 | 0 | 0
25.10. | 21 | 0 |  | 0 | 0 | 0 | 0 | 0
25.10. | 22 | 0 |  | 0 | 0 | 0 | 0 | 0
25.10. | 23 | 0 |  | 0 | 0 | 0 | 0 | 0
25.10. | 24 | 0 |  | 0 | 0 | 0 | 0 | 0
26.10. | 1 | 0 |  | 0 | 0 | 0 | 0 | 0
26.10. | 2 | 0 |  | 0 | 0 | 0 | 0 | 0
26.10. | 3 | 0 |  | 0 | 0 | 0 | 0 | 0
26.10. | 4 | 0 |  | 0 | 0 | 0 | 0 | 0
26.10. | 5 | 0 |  | 0 | 0 | 0 | 0 | 0
26.10. | 6 | 0 |  | 0 | 0 | 0 | 0 | 0
26.10. | 7 | 0 |  | 0 | 0 | 0 | 0 | 0
26.10. | 8 | 0 |  | 0 | 0 | 0 | 0 | 0
26.10. | 9 | 0 |  | 0 | 0 | 0 | 0 | 0
26.10. | 10 | 0 |  | 0 | 0 | 0 | 0 | 0
26.10. | 11 | 0 |  | 0 | 0 | 0 | 0 | 0
26.10. | 12 | 0 |  | 0 | 0 | 0 | 0 | 0
26.10. | 13 | 0 |  | 0 | 0 | 0 | 0 | 0
26.10. | 14 | 0 |  | 0 | 0 | 0 | 0 | 0
26.10. | 15 | 0 |  | 0 | 0 | 0 | 0 | 0
26.10. | 16 | 0 |  | 0 | 0 | 0 | 0 | 0
26.10. | 17 | 0 |  | 0 | 0 | 0 | 0 | 0
26.10. | 18 | 0 |  | 0 | 0 | 0 | 0 | 0
26.10. | 19 | 0 |  | 0 | 0 | 0 | 0 | 0
26.10. | 20 | 0 |  | 0 | 0 | 0 | 0 | 0
26.10. | 21 | 0 |  | 0 | 0 | 0 | 0 | 0
26.10. | 22 | 0 |  | 0 | 0 | 0 | 0 | 0
26.10. | 23 | 0 |  | 0 | 0 | 0 | 0 | 0
26.10. | 24 | 0 |  | 0 | 0 | 0 | 0 | 0
27.10. | 1 | 0 |  | 0 | 0 | 0 | 0 | 0
27.10. | 2 | 0 |  | 0 | 0 | 0 | 0 | 0
27.10. | 3 | 0 |  | 0 | 0 | 0 | 0 | 0
27.10. | 4 | 0 |  | 0 | 0 | 0 | 0 | 0
27.10. | 5 | 0 |  | 0 | 0 | 0 | 0 | 0
27.10. | 6 | 0 |  | 0 | 0 | 0 | 0 | 0
27.10. | 7 | 0 |  | 0 | 0 | 0 | 0 | 0
27.10. | 8 | 0 |  | 0 | 0 | 0 | 0 | 0
27.10. | 9 | 0 |  | 0 | 0 | 0 | 0 | 0
27.10. | 10 | 0 |  | 0 | 0 | 0 | 0 | 0
27.10. | 11 | 0 |  | 0 | 0 | 0 | 0 | 0
27.10. | 12 | 0 |  | 0 | 0 | 0 | 0 | 0
27.10. | 13 | 0 |  | 0 | 0 | 0 | 0 | 0
27.10. | 14 | 0 |  | 0 | 0 | 0 | 0 | 0
27.10. | 15 | 0 |  | 0 | 0 | 0 | 0 | 0
27.10. | 16 | 0 |  | 0 | 0 | 0 | 0 | 0
27.10. | 17 | 0 |  | 0 | 0 | 0 | 0 | 0
27.10. | 18 | 0 |  | 0 | 0 | 0 | 0 | 0
27.10. | 19 | 0 |  | 0 | 0 | 0 | 0 | 0
27.10. | 20 | 0 |  | 0 | 0 | 0 | 0 | 0
27.10. | 21 | 0 |  | 0 | 0 | 0 | 0 | 0
27.10. | 22 | 0 |  | 0 | 0 | 0 | 0 | 0
27.10. | 23 | 0 |  | 0 | 0 | 0 | 0 | 0
27.10. | 24 | 0 |  | 0 | 0 | 0 | 0 | 0
28.10. | 1 | 0 |  | 0 | 0 | 0 | 0 | 0
28.10. | 2 | 0 |  | 0 | 0 | 0 | 0 | 0
28.10. | 3 | 0 |  | 0 | 0 | 0 | 0 | 0
28.10. | 4 | 0 |  | 0 | 0 | 0 | 0 | 0
28.10. | 5 | 0 |  | 0 | 0 | 0 | 0 | 0
28.10. | 6 | 0 |  | 0 | 0 | 0 | 0 | 0
28.10. | 7 | 0 |  | 0 | 0 | 0 | 0 | 0
28.10. | 8 | 0 |  | 0 | 0 | 0 | 0 | 0
28.10. | 9 | 0 |  | 0 | 0 | 0 | 0 | 0
28.10. | 10 | 0 |  | 0 | 0 | 0 | 0 | 0
28.10. | 11 | 0 |  | 0 | 0 | 0 | 0 | 0
28.10. | 12 | 0 |  | 0 | 0 | 0 | 0 | 0
28.10. | 13 | 0 |  | 0 | 0 | 0 | 0 | 0
28.10. | 14 | 0 |  | 0 | 0 | 0 | 0 | 0
28.10. | 15 | 0 |  | 0 | 0 | 0 | 0 | 0
28.10. | 16 | 0 |  | 0 | 0 | 0 | 0 | 0
28.10. | 17 | 0 |  | 0 | 0 | 0 | 0 | 0
28.10. | 18 | 0 |  | 0 | 0 | 0 | 0 | 0
28.10. | 19 | 0 |  | 0 | 0 | 0 | 0 | 0
28.10. | 20 | 0 |  | 0 | 0 | 0 | 0 | 0
28.10. | 21 | 0 |  | 0 | 0 | 0 | 0 | 0
28.10. | 22 | 0 |  | 0 | 0 | 0 | 0 | 0
28.10. | 23 | 0 |  | 0 | 0 | 0 | 0 | 0
28.10. | 24 | 0 |  | 0 | 0 | 0 | 0 | 0
29.10. | 1 | 0 |  | 0 | 0 | 0 | 0 | 0
29.10. | 2 | 0 |  | 0 | 0 | 0 | 0 | 0
29.10. | 3 | 0 |  | 0 | 0 | 0 | 0 | 0
29.10. | 4 | 0 |  | 0 | 0 | 0 | 0 | 0
29.10. | 5 | 0 |  | 0 | 0 | 0 | 0 | 0
29.10. | 6 | 0 |  | 0 | 0 | 0 | 0 | 0
29.10. | 7 | 0 |  | 0 | 0 | 0 | 0 | 0
29.10. | 8 | 0 |  | 0 | 0 | 0 | 0 | 0
29.10. | 9 | 0 |  | 0 | 0 | 0 | 0 | 0
29.10. | 10 | 0 |  | 0 | 0 | 0 | 0 | 0
29.10. | 11 | 0 |  | 0 | 0 | 0 | 0 | 0
29.10. | 12 | 0 |  | 0 | 0 | 0 | 0 | 0
29.10. | 13 | 0 |  | 0 | 0 | 0 | 0 | 0
29.10. | 14 | 0 |  | 0 | 0 | 0 | 0 | 0
29.10. | 15 | 0 |  | 0 | 0 | 0 | 0 | 0
29.10. | 16 | 0 |  | 0 | 0 | 0 | 0 | 0
29.10. | 17 | 0 |  | 0 | 0 | 0 | 0 | 0
29.10. | 18 | 0 |  | 0 | 0 | 0 | 0 | 0
29.10. | 19 | 0 |  | 0 | 0 | 0 | 0 | 0
29.10. | 20 | 0 |  | 0 | 0 | 0 | 0 | 0
29.10. | 21 | 0 |  | 0 | 0 | 0 | 0 | 0
29.10. | 22 | 0 |  | 0 | 0 | 0 | 0 | 0
29.10. | 23 | 0 |  | 0 | 0 | 0 | 0 | 0
29.10. | 24 | 0 |  | 0 | 0 | 0 | 0 | 0
30.10. | 1 | 0 |  | 0 | 0 | 0 | 0 | 0
30.10. | 2 | 0 |  | 0 | 0 | 0 | 0 | 0
30.10. | 3 | 0 |  | 0 | 0 | 0 | 0 | 0
30.10. | 4 | 0 |  | 0 | 0 | 0 | 0 | 0
30.10. | 5 | 0 |  | 0 | 0 | 0 | 0 | 0
30.10. | 6 | 0 |  | 0 | 0 | 0 | 0 | 0
30.10. | 7 | 0 |  | 0 | 0 | 0 | 0 | 0
30.10. | 8 | 0 |  | 0 | 0 | 0 | 0 | 0
30.10. | 9 | 0 |  | 0 | 0 | 0 | 0 | 0
30.10. | 10 | 0 |  | 0 | 0 | 0 | 0 | 0
30.10. | 11 | 0 |  | 0 | 0 | 0 | 0 | 0
30.10. | 12 | 0 |  | 0 | 0 | 0 | 0 | 0
30.10. | 13 | 0 |  | 0 | 0 | 0 | 0 | 0
30.10. | 14 | 0 |  | 0 | 0 | 0 | 0 | 0
30.10. | 15 | 0 |  | 0 | 0 | 0 | 0 | 0
30.10. | 16 | 0 |  | 0 | 0 | 0 | 0 | 0
30.10. | 17 | 0 |  | 0 | 0 | 0 | 0 | 0
30.10. | 18 | 0 |  | 0 | 0 | 0 | 0 | 0
30.10. | 19 | 0 |  | 0 | 0 | 0 | 0 | 0
30.10. | 20 | 0 |  | 0 | 0 | 0 | 0 | 0
30.10. | 21 | 0 |  | 0 | 0 | 0 | 0 | 0
30.10. | 22 | 0 |  | 0 | 0 | 0 | 0 | 0
30.10. | 23 | 0 |  | 0 | 0 | 0 | 0 | 0
30.10. | 24 | 0 |  | 0 | 0 | 0 | 0 | 0
31.10. | 1 | 0 |  | 0 | 0 | 0 | 0 | 0
31.10. | 2 | 0 |  | 0 | 0 | 0 | 0 | 0
31.10. | 3 | 0 |  | 0 | 0 | 0 | 0 | 0
31.10. | 4 | 0 |  | 0 | 0 | 0 | 0 | 0
31.10. | 5 | 0 |  | 0 | 0 | 0 | 0 | 0
31.10. | 6 | 0 |  | 0 | 0 | 0 | 0 | 0
31.10. | 7 | 0 |  | 0 | 0 | 0 | 0 | 0
31.10. | 8 | 0 |  | 0 | 0 | 0 | 0 | 0
31.10. | 9 | 0 |  | 0 | 0 | 0 | 0 | 0
31.10. | 10 | 0 |  | 0 | 0 | 0 | 0 | 0
31.10. | 11 | 0 |  | 0 | 0 | 0 | 0 | 0
31.10. | 12 | 0 |  | 0 | 0 | 0 | 0 | 0
31.10. | 13 | 0 |  | 0 | 0 | 0 | 0 | 0
31.10. | 14 | 0 |  | 0 | 0 | 0 | 0 | 0
31.10. | 15 | 0 |  | 0 | 0 | 0 | 0 | 0
31.10. | 16 | 0 |  | 0 | 0 | 0 | 0 | 0
31.10. | 17 | 0 |  | 0 | 0 | 0 | 0 | 0
31.10. | 18 | 0 |  | 0 | 0 | 0 | 0 | 0
31.10. | 19 | 0 |  | 0 | 0 | 0 | 0 | 0
31.10. | 20 | 0 |  | 0 | 0 | 0 | 0 | 0
31.10. | 21 | 0 |  | 0 | 0 | 0 | 0 | 0
31.10. | 22 | 0 |  | 0 | 0 | 0 | 0 | 0
31.10. | 23 | 0 |  | 0 | 0 | 0 | 0 | 0
31.10. | 24 | 0 |  | 0 | 0 | 0 | 0 | 0
01.11. | 1 | 0 |  | 0 | 0 | 0 | 0 | 0
01.11. | 2 | 0 |  | 0 | 0 | 0 | 0 | 0
01.11. | 3 | 0 |  | 0 | 0 | 0 | 0 | 0
01.11. | 4 | 0 |  | 0 | 0 | 0 | 0 | 0
01.11. | 5 | 0 |  | 0 | 0 | 0 | 0 | 0
01.11. | 6 | 0 |  | 0 | 0 | 0 | 0 | 0
01.11. | 7 | 0 |  | 0 | 0 | 0 | 0 | 0
01.11. | 8 | 0 |  | 0 | 0 | 0 | 0 | 0
01.11. | 9 | 0 |  | 0 | 0 | 0 | 0 | 0
01.11. | 10 | 0 |  | 0 | 0 | 0 | 0 | 0
01.11. | 11 | 0 |  | 0 | 0 | 0 | 0 | 0
01.11. | 12 | 0 |  | 0 | 0 | 0 | 0 | 0
01.11. | 13 | 0 |  | 0 | 0 | 0 | 0 | 0
01.11. | 14 | 0 |  | 0 | 0 | 0 | 0 | 0
01.11. | 15 | 0 |  | 0 | 0 | 0 | 0 | 0
01.11. | 16 | 0 |  | 0 | 0 | 0 | 0 | 0
01.11. | 17 | 0 |  | 0 | 0 | 0 | 0 | 0
01.11. | 18 | 0 |  | 0 | 0 | 0 | 0 | 0
01.11. | 19 | 0 |  | 0 | 0 | 0 | 0 | 0
01.11. | 20 | 0 |  | 0 | 0 | 0 | 0 | 0
01.11. | 21 | 0 |  | 0 | 0 | 0 | 0 | 0
01.11. | 22 | 0 |  | 0 | 0 | 0 | 0 | 0
01.11. | 23 | 0 |  | 0 | 0 | 0 | 0 | 0
01.11. | 24 | 0 |  | 0 | 0 | 0 | 0 | 0
02.11. | 1 | 0 |  | 0 | 0 | 0 | 0 | 0
02.11. | 2 | 0 |  | 0 | 0 | 0 | 0 | 0
02.11. | 3 | 0 |  | 0 | 0 | 0 | 0 | 0
02.11. | 4 | 0 |  | 0 | 0 | 0 | 0 | 0
02.11. | 5 | 0 |  | 0 | 0 | 0 | 0 | 0
02.11. | 6 | 0 |  | 0 | 0 | 0 | 0 | 0
02.11. | 7 | 0 |  | 0 | 0 | 0 | 0 | 0
02.11. | 8 | 0 |  | 0 | 0 | 0 | 0 | 0
02.11. | 9 | 0 |  | 0 | 0 | 0 | 0 | 0
02.11. | 10 | 0 |  | 0 | 0 | 0 | 0 | 0
02.11. | 11 | 0 |  | 0 | 0 | 0 | 0 | 0
02.11. | 12 | 0 |  | 0 | 0 | 0 | 0 | 0
02.11. | 13 | 0 |  | 0 | 0 | 0 | 0 | 0
02.11. | 14 | 0 |  | 0 | 0 | 0 | 0 | 0
02.11. | 15 | 0 |  | 0 | 0 | 0 | 0 | 0
02.11. | 16 | 0 |  | 0 | 0 | 0 | 0 | 0
02.11. | 17 | 0 |  | 0 | 0 | 0 | 0 | 0
02.11. | 18 | 0 |  | 0 | 0 | 0 | 0 | 0
02.11. | 19 | 0 |  | 0 | 0 | 0 | 0 | 0
02.11. | 20 | 0 |  | 0 | 0 | 0 | 0 | 0
02.11. | 21 | 0 |  | 0 | 0 | 0 | 0 | 0
02.11. | 22 | 0 |  | 0 | 0 | 0 | 0 | 0
02.11. | 23 | 0 |  | 0 | 0 | 0 | 0 | 0
02.11. | 24 | 0 |  | 0 | 0 | 0 | 0 | 0
03.11. | 1 | 0 |  | 0 | 0 | 0 | 0 | 0
03.11. | 2 | 0 |  | 0 | 0 | 0 | 0 | 0
03.11. | 3 | 0 |  | 0 | 0 | 0 | 0 | 0
03.11. | 4 | 0 |  | 0 | 0 | 0 | 0 | 0
03.11. | 5 | 0 |  | 0 | 0 | 0 | 0 | 0
03.11. | 6 | 0 |  | 0 | 0 | 0 | 0 | 0
03.11. | 7 | 0 |  | 0 | 0 | 0 | 0 | 0
03.11. | 8 | 0 |  | 0 | 0 | 0 | 0 | 0
03.11. | 9 | 0 |  | 0 | 0 | 0 | 0 | 0
03.11. | 10 | 0 |  | 0 | 0 | 0 | 0 | 0
03.11. | 11 | 0 |  | 0 | 0 | 0 | 0 | 0
03.11. | 12 | 0 |  | 0 | 0 | 0 | 0 | 0
03.11. | 13 | 0 |  | 0 | 0 | 0 | 0 | 0
03.11. | 14 | 0 |  | 0 | 0 | 0 | 0 | 0
03.11. | 15 | 0 |  | 0 | 0 | 0 | 0 | 0
03.11. | 16 | 0 |  | 0 | 0 | 0 | 0 | 0
03.11. | 17 | 0 |  | 0 | 0 | 0 | 0 | 0
03.11. | 18 | 0 |  | 0 | 0 | 0 | 0 | 0
03.11. | 19 | 0 |  | 0 | 0 | 0 | 0 | 0
03.11. | 20 | 0 |  | 0 | 0 | 0 | 0 | 0
03.11. | 21 | 0 |  | 0 | 0 | 0 | 0 | 0
03.11. | 22 | 0 |  | 0 | 0 | 0 | 0 | 0
03.11. | 23 | 0 |  | 0 | 0 | 0 | 0 | 0
03.11. | 24 | 0 |  | 0 | 0 | 0 | 0 | 0
04.11. | 1 | 0 |  | 0 | 0 | 0 | 0 | 0
04.11. | 2 | 0 |  | 0 | 0 | 0 | 0 | 0
04.11. | 3 | 0 |  | 0 | 0 | 0 | 0 | 0
04.11. | 4 | 0 |  | 0 | 0 | 0 | 0 | 0
04.11. | 5 | 0 |  | 0 | 0 | 0 | 0 | 0
04.11. | 6 | 0 |  | 0 | 0 | 0 | 0 | 0
04.11. | 7 | 0 |  | 0 | 0 | 0 | 0 | 0
04.11. | 8 | 0 |  | 0 | 0 | 0 | 0 | 0
04.11. | 9 | 0 |  | 0 | 0 | 0 | 0 | 0
04.11. | 10 | 0 |  | 0 | 0 | 0 | 0 | 0
04.11. | 11 | 0 |  | 0 | 0 | 0 | 0 | 0
04.11. | 12 | 0 |  | 0 | 0 | 0 | 0 | 0
04.11. | 13 | 0 |  | 0 | 0 | 0 | 0 | 0
04.11. | 14 | 0 |  | 0 | 0 | 0 | 0 | 0
04.11. | 15 | 0 |  | 0 | 0 | 0 | 0 | 0
04.11. | 16 | 0 |  | 0 | 0 | 0 | 0 | 0
04.11. | 17 | 0 |  | 0 | 0 | 0 | 0 | 0
04.11. | 18 | 0 |  | 0 | 0 | 0 | 0 | 0
04.11. | 19 | 0 |  | 0 | 0 | 0 | 0 | 0
04.11. | 20 | 0 |  | 0 | 0 | 0 | 0 | 0
04.11. | 21 | 0 |  | 0 | 0 | 0 | 0 | 0
04.11. | 22 | 0 |  | 0 | 0 | 0 | 0 | 0
04.11. | 23 | 0 |  | 0 | 0 | 0 | 0 | 0
04.11. | 24 | 0 |  | 0 | 0 | 0 | 0 | 0
05.11. | 1 | 0 |  | 0 | 0 | 0 | 0 | 0
05.11. | 2 | 0 |  | 0 | 0 | 0 | 0 | 0
05.11. | 3 | 0 |  | 0 | 0 | 0 | 0 | 0
05.11. | 4 | 0 |  | 0 | 0 | 0 | 0 | 0
05.11. | 5 | 0 |  | 0 | 0 | 0 | 0 | 0
05.11. | 6 | 0 |  | 0 | 0 | 0 | 0 | 0
05.11. | 7 | 0 |  | 0 | 0 | 0 | 0 | 0
05.11. | 8 | 0 |  | 0 | 0 | 0 | 0 | 0
05.11. | 9 | 0 |  | 0 | 0 | 0 | 0 | 0
05.11. | 10 | 0 |  | 0 | 0 | 0 | 0 | 0
05.11. | 11 | 0 |  | 0 | 0 | 0 | 0 | 0
05.11. | 12 | 0 |  | 0 | 0 | 0 | 0 | 0
05.11. | 13 | 0 |  | 0 | 0 | 0 | 0 | 0
05.11. | 14 | 0 |  | 0 | 0 | 0 | 0 | 0
05.11. | 15 | 0 |  | 0 | 0 | 0 | 0 | 0
05.11. | 16 | 0 |  | 0 | 0 | 0 | 0 | 0
05.11. | 17 | 0 |  | 0 | 0 | 0 | 0 | 0
05.11. | 18 | 0 |  | 0 | 0 | 0 | 0 | 0
05.11. | 19 | 0 |  | 0 | 0 | 0 | 0 | 0
05.11. | 20 | 0 |  | 0 | 0 | 0 | 0 | 0
05.11. | 21 | 0 |  | 0 | 0 | 0 | 0 | 0
05.11. | 22 | 0 |  | 0 | 0 | 0 | 0 | 0
05.11. | 23 | 0 |  | 0 | 0 | 0 | 0 | 0
05.11. | 24 | 0 |  | 0 | 0 | 0 | 0 | 0
06.11. | 1 | 0 |  | 0 | 0 | 0 | 0 | 0
06.11. | 2 | 0 |  | 0 | 0 | 0 | 0 | 0
06.11. | 3 | 0 |  | 0 | 0 | 0 | 0 | 0
06.11. | 4 | 0 |  | 0 | 0 | 0 | 0 | 0
06.11. | 5 | 0 |  | 0 | 0 | 0 | 0 | 0
06.11. | 6 | 0 |  | 0 | 0 | 0 | 0 | 0
06.11. | 7 | 0 |  | 0 | 0 | 0 | 0 | 0
06.11. | 8 | 0 |  | 0 | 0 | 0 | 0 | 0
06.11. | 9 | 0 |  | 0 | 0 | 0 | 0 | 0
06.11. | 10 | 0 |  | 0 | 0 | 0 | 0 | 0
06.11. | 11 | 0 |  | 0 | 0 | 0 | 0 | 0
06.11. | 12 | 0 |  | 0 | 0 | 0 | 0 | 0
06.11. | 13 | 0 |  | 0 | 0 | 0 | 0 | 0
06.11. | 14 | 0 |  | 0 | 0 | 0 | 0 | 0
06.11. | 15 | 0 |  | 0 | 0 | 0 | 0 | 0
06.11. | 16 | 0 |  | 0 | 0 | 0 | 0 | 0
06.11. | 17 | 0 |  | 0 | 0 | 0 | 0 | 0
06.11. | 18 | 0 |  | 0 | 0 | 0 | 0 | 0
06.11. | 19 | 0 |  | 0 | 0 | 0 | 0 | 0
06.11. | 20 | 0 |  | 0 | 0 | 0 | 0 | 0
06.11. | 21 | 0 |  | 0 | 0 | 0 | 0 | 0
06.11. | 22 | 0 |  | 0 | 0 | 0 | 0 | 0
06.11. | 23 | 0 |  | 0 | 0 | 0 | 0 | 0
06.11. | 24 | 0 |  | 0 | 0 | 0 | 0 | 0
07.11. | 1 | 0 |  | 0 | 0 | 0 | 0 | 0
07.11. | 2 | 0 |  | 0 | 0 | 0 | 0 | 0
07.11. | 3 | 0 |  | 0 | 0 | 0 | 0 | 0
07.11. | 4 | 0 |  | 0 | 0 | 0 | 0 | 0
07.11. | 5 | 0 |  | 0 | 0 | 0 | 0 | 0
07.11. | 6 | 0 |  | 0 | 0 | 0 | 0 | 0
07.11. | 7 | 0 |  | 0 | 0 | 0 | 0 | 0
07.11. | 8 | 0 |  | 0 | 0 | 0 | 0 | 0
07.11. | 9 | 0 |  | 0 | 0 | 0 | 0 | 0
07.11. | 10 | 0 |  | 0 | 0 | 0 | 0 | 0
07.11. | 11 | 0 |  | 0 | 0 | 0 | 0 | 0
07.11. | 12 | 0 |  | 0 | 0 | 0 | 0 | 0
07.11. | 13 | 0 |  | 0 | 0 | 0 | 0 | 0
07.11. | 14 | 0 |  | 0 | 0 | 0 | 0 | 0
07.11. | 15 | 0 |  | 0 | 0 | 0 | 0 | 0
07.11. | 16 | 0 |  | 0 | 0 | 0 | 0 | 0
07.11. | 17 | 0 |  | 0 | 0 | 0 | 0 | 0
07.11. | 18 | 0 |  | 0 | 0 | 0 | 0 | 0
07.11. | 19 | 0 |  | 0 | 0 | 0 | 0 | 0
07.11. | 20 | 0 |  | 0 | 0 | 0 | 0 | 0
07.11. | 21 | 0 |  | 0 | 0 | 0 | 0 | 0
07.11. | 22 | 0 |  | 0 | 0 | 0 | 0 | 0
07.11. | 23 | 0 |  | 0 | 0 | 0 | 0 | 0
07.11. | 24 | 0 |  | 0 | 0 | 0 | 0 | 0
08.11. | 1 | 0 |  | 0 | 0 | 0 | 0 | 0
08.11. | 2 | 0 |  | 0 | 0 | 0 | 0 | 0
08.11. | 3 | 0 |  | 0 | 0 | 0 | 0 | 0
08.11. | 4 | 0 |  | 0 | 0 | 0 | 0 | 0
08.11. | 5 | 0 |  | 0 | 0 | 0 | 0 | 0
08.11. | 6 | 0 |  | 0 | 0 | 0 | 0 | 0
08.11. | 7 | 0 |  | 0 | 0 | 0 | 0 | 0
08.11. | 8 | 0 |  | 0 | 0 | 0 | 0 | 0
08.11. | 9 | 0 |  | 0 | 0 | 0 | 0 | 0
08.11. | 10 | 0 |  | 0 | 0 | 0 | 0 | 0
08.11. | 11 | 0 |  | 0 | 0 | 0 | 0 | 0
08.11. | 12 | 0 |  | 0 | 0 | 0 | 0 | 0
08.11. | 13 | 0 |  | 0 | 0 | 0 | 0 | 0
08.11. | 14 | 0 |  | 0 | 0 | 0 | 0 | 0
08.11. | 15 | 0 |  | 0 | 0 | 0 | 0 | 0
08.11. | 16 | 0 |  | 0 | 0 | 0 | 0 | 0
08.11. | 17 | 0 |  | 0 | 0 | 0 | 0 | 0
08.11. | 18 | 0 |  | 0 | 0 | 0 | 0 | 0
08.11. | 19 | 0 |  | 0 | 0 | 0 | 0 | 0
08.11. | 20 | 0 |  | 0 | 0 | 0 | 0 | 0
08.11. | 21 | 0 |  | 0 | 0 | 0 | 0 | 0
08.11. | 22 | 0 |  | 0 | 0 | 0 | 0 | 0
08.11. | 23 | 0 |  | 0 | 0 | 0 | 0 | 0
08.11. | 24 | 0 |  | 0 | 0 | 0 | 0 | 0
09.11. | 1 | 0 |  | 0 | 0 | 0 | 0 | 0
09.11. | 2 | 0 |  | 0 | 0 | 0 | 0 | 0
09.11. | 3 | 0 |  | 0 | 0 | 0 | 0 | 0
09.11. | 4 | 0 |  | 0 | 0 | 0 | 0 | 0
09.11. | 5 | 0 |  | 0 | 0 | 0 | 0 | 0
09.11. | 6 | 0 |  | 0 | 0 | 0 | 0 | 0
09.11. | 7 | 0 |  | 0 | 0 | 0 | 0 | 0
09.11. | 8 | 0 |  | 0 | 0 | 0 | 0 | 0
09.11. | 9 | 0 |  | 0 | 0 | 0 | 0 | 0
09.11. | 10 | 0 |  | 0 | 0 | 0 | 0 | 0
09.11. | 11 | 0 |  | 0 | 0 | 0 | 0 | 0
09.11. | 12 | 0 |  | 0 | 0 | 0 | 0 | 0
09.11. | 13 | 0 |  | 0 | 0 | 0 | 0 | 0
09.11. | 14 | 0 |  | 0 | 0 | 0 | 0 | 0
09.11. | 15 | 0 |  | 0 | 0 | 0 | 0 | 0
09.11. | 16 | 0 |  | 0 | 0 | 0 | 0 | 0
09.11. | 17 | 0 |  | 0 | 0 | 0 | 0 | 0
09.11. | 18 | 0 |  | 0 | 0 | 0 | 0 | 0
09.11. | 19 | 0 |  | 0 | 0 | 0 | 0 | 0
09.11. | 20 | 0 |  | 0 | 0 | 0 | 0 | 0
09.11. | 21 | 0 |  | 0 | 0 | 0 | 0 | 0
09.11. | 22 | 0 |  | 0 | 0 | 0 | 0 | 0
09.11. | 23 | 0 |  | 0 | 0 | 0 | 0 | 0
09.11. | 24 | 0 |  | 0 | 0 | 0 | 0 | 0
10.11. | 1 | 0 |  | 0 | 0 | 0 | 0 | 0
10.11. | 2 | 0 |  | 0 | 0 | 0 | 0 | 0
10.11. | 3 | 0 |  | 0 | 0 | 0 | 0 | 0
10.11. | 4 | 0 |  | 0 | 0 | 0 | 0 | 0
10.11. | 5 | 0 |  | 0 | 0 | 0 | 0 | 0
10.11. | 6 | 0 |  | 0 | 0 | 0 | 0 | 0
10.11. | 7 | 0 |  | 0 | 0 | 0 | 0 | 0
10.11. | 8 | 0 |  | 0 | 0 | 0 | 0 | 0
10.11. | 9 | 0 |  | 0 | 0 | 0 | 0 | 0
10.11. | 10 | 0 |  | 0 | 0 | 0 | 0 | 0
10.11. | 11 | 0 |  | 0 | 0 | 0 | 0 | 0
10.11. | 12 | 0 |  | 0 | 0 | 0 | 0 | 0
10.11. | 13 | 0 |  | 0 | 0 | 0 | 0 | 0
10.11. | 14 | 0 |  | 0 | 0 | 0 | 0 | 0
10.11. | 15 | 0 |  | 0 | 0 | 0 | 0 | 0
10.11. | 16 | 0 |  | 0 | 0 | 0 | 0 | 0
10.11. | 17 | 0 |  | 0 | 0 | 0 | 0 | 0
10.11. | 18 | 0 |  | 0 | 0 | 0 | 0 | 0
10.11. | 19 | 0 |  | 0 | 0 | 0 | 0 | 0
10.11. | 20 | 0 |  | 0 | 0 | 0 | 0 | 0
10.11. | 21 | 0 |  | 0 | 0 | 0 | 0 | 0
10.11. | 22 | 0 |  | 0 | 0 | 0 | 0 | 0
10.11. | 23 | 0 |  | 0 | 0 | 0 | 0 | 0
10.11. | 24 | 0 |  | 0 | 0 | 0 | 0 | 0
11.11. | 1 | 0 |  | 0 | 0 | 0 | 0 | 0
11.11. | 2 | 0 |  | 0 | 0 | 0 | 0 | 0
11.11. | 3 | 0 |  | 0 | 0 | 0 | 0 | 0
11.11. | 4 | 0 |  | 0 | 0 | 0 | 0 | 0
11.11. | 5 | 0 |  | 0 | 0 | 0 | 0 | 0
11.11. | 6 | 0 |  | 0 | 0 | 0 | 0 | 0
11.11. | 7 | 0 |  | 0 | 0 | 0 | 0 | 0
11.11. | 8 | 0 |  | 0 | 0 | 0 | 0 | 0
11.11. | 9 | 0 |  | 0 | 0 | 0 | 0 | 0
11.11. | 10 | 0 |  | 0 | 0 | 0 | 0 | 0
11.11. | 11 | 0 |  | 0 | 0 | 0 | 0 | 0
11.11. | 12 | 0 |  | 0 | 0 | 0 | 0 | 0
11.11. | 13 | 0 |  | 0 | 0 | 0 | 0 | 0
11.11. | 14 | 0 |  | 0 | 0 | 0 | 0 | 0
11.11. | 15 | 0 |  | 0 | 0 | 0 | 0 | 0
11.11. | 16 | 0 |  | 0 | 0 | 0 | 0 | 0
11.11. | 17 | 0 |  | 0 | 0 | 0 | 0 | 0
11.11. | 18 | 0 |  | 0 | 0 | 0 | 0 | 0
11.11. | 19 | 0 |  | 0 | 0 | 0 | 0 | 0
11.11. | 20 | 0 |  | 0 | 0 | 0 | 0 | 0
11.11. | 21 | 0 |  | 0 | 0 | 0 | 0 | 0
11.11. | 22 | 0 |  | 0 | 0 | 0 | 0 | 0
11.11. | 23 | 0 |  | 0 | 0 | 0 | 0 | 0
11.11. | 24 | 0 |  | 0 | 0 | 0 | 0 | 0
12.11. | 1 | 0 |  | 0 | 0 | 0 | 0 | 0
12.11. | 2 | 0 |  | 0 | 0 | 0 | 0 | 0
12.11. | 3 | 0 |  | 0 | 0 | 0 | 0 | 0
12.11. | 4 | 0 |  | 0 | 0 | 0 | 0 | 0
12.11. | 5 | 0 |  | 0 | 0 | 0 | 0 | 0
12.11. | 6 | 0 |  | 0 | 0 | 0 | 0 | 0
12.11. | 7 | 0 |  | 0 | 0 | 0 | 0 | 0
12.11. | 8 | 0 |  | 0 | 0 | 0 | 0 | 0
12.11. | 9 | 0 |  | 0 | 0 | 0 | 0 | 0
12.11. | 10 | 0 |  | 0 | 0 | 0 | 0 | 0
12.11. | 11 | 0 |  | 0 | 0 | 0 | 0 | 0
12.11. | 12 | 0 |  | 0 | 0 | 0 | 0 | 0
12.11. | 13 | 0 |  | 0 | 0 | 0 | 0 | 0
12.11. | 14 | 0 |  | 0 | 0 | 0 | 0 | 0
12.11. | 15 | 0 |  | 0 | 0 | 0 | 0 | 0
12.11. | 16 | 0 |  | 0 | 0 | 0 | 0 | 0
12.11. | 17 | 0 |  | 0 | 0 | 0 | 0 | 0
12.11. | 18 | 0 |  | 0 | 0 | 0 | 0 | 0
12.11. | 19 | 0 |  | 0 | 0 | 0 | 0 | 0
12.11. | 20 | 0 |  | 0 | 0 | 0 | 0 | 0
12.11. | 21 | 0 |  | 0 | 0 | 0 | 0 | 0
12.11. | 22 | 0 |  | 0 | 0 | 0 | 0 | 0
12.11. | 23 | 0 |  | 0 | 0 | 0 | 0 | 0
12.11. | 24 | 0 |  | 0 | 0 | 0 | 0 | 0
13.11. | 1 | 0 |  | 0 | 0 | 0 | 0 | 0
13.11. | 2 | 0 |  | 0 | 0 | 0 | 0 | 0
13.11. | 3 | 0 |  | 0 | 0 | 0 | 0 | 0
13.11. | 4 | 0 |  | 0 | 0 | 0 | 0 | 0
13.11. | 5 | 0 |  | 0 | 0 | 0 | 0 | 0
13.11. | 6 | 0 |  | 0 | 0 | 0 | 0 | 0
13.11. | 7 | 0 |  | 0 | 0 | 0 | 0 | 0
13.11. | 8 | 0 |  | 0 | 0 | 0 | 0 | 0
13.11. | 9 | 0 |  | 0 | 0 | 0 | 0 | 0
13.11. | 10 | 0 |  | 0 | 0 | 0 | 0 | 0
13.11. | 11 | 0 |  | 0 | 0 | 0 | 0 | 0
13.11. | 12 | 0 |  | 0 | 0 | 0 | 0 | 0
13.11. | 13 | 0 |  | 0 | 0 | 0 | 0 | 0
13.11. | 14 | 0 |  | 0 | 0 | 0 | 0 | 0
13.11. | 15 | 0 |  | 0 | 0 | 0 | 0 | 0
13.11. | 16 | 0 |  | 0 | 0 | 0 | 0 | 0
13.11. | 17 | 0 |  | 0 | 0 | 0 | 0 | 0
13.11. | 18 | 0 |  | 0 | 0 | 0 | 0 | 0
13.11. | 19 | 0 |  | 0 | 0 | 0 | 0 | 0
13.11. | 20 | 0 |  | 0 | 0 | 0 | 0 | 0
13.11. | 21 | 0 |  | 0 | 0 | 0 | 0 | 0
13.11. | 22 | 0 |  | 0 | 0 | 0 | 0 | 0
13.11. | 23 | 0 |  | 0 | 0 | 0 | 0 | 0
13.11. | 24 | 0 |  | 0 | 0 | 0 | 0 | 0
14.11. | 1 | 0 |  | 0 | 0 | 0 | 0 | 0
14.11. | 2 | 0 |  | 0 | 0 | 0 | 0 | 0
14.11. | 3 | 0 |  | 0 | 0 | 0 | 0 | 0
14.11. | 4 | 0 |  | 0 | 0 | 0 | 0 | 0
14.11. | 5 | 0 |  | 0 | 0 | 0 | 0 | 0
14.11. | 6 | 0 |  | 0 | 0 | 0 | 0 | 0
14.11. | 7 | 0 |  | 0 | 0 | 0 | 0 | 0
14.11. | 8 | 0 |  | 0 | 0 | 0 | 0 | 0
14.11. | 9 | 0 |  | 0 | 0 | 0 | 0 | 0
14.11. | 10 | 0 |  | 0 | 0 | 0 | 0 | 0
14.11. | 11 | 0 |  | 0 | 0 | 0 | 0 | 0
14.11. | 12 | 0 |  | 0 | 0 | 0 | 0 | 0
14.11. | 13 | 0 |  | 0 | 0 | 0 | 0 | 0
14.11. | 14 | 0 |  | 0 | 0 | 0 | 0 | 0
14.11. | 15 | 0 |  | 0 | 0 | 0 | 0 | 0
14.11. | 16 | 0 |  | 0 | 0 | 0 | 0 | 0
14.11. | 17 | 0 |  | 0 | 0 | 0 | 0 | 0
14.11. | 18 | 0 |  | 0 | 0 | 0 | 0 | 0
14.11. | 19 | 0 |  | 0 | 0 | 0 | 0 | 0
14.11. | 20 | 0 |  | 0 | 0 | 0 | 0 | 0
14.11. | 21 | 0 |  | 0 | 0 | 0 | 0 | 0
14.11. | 22 | 0 |  | 0 | 0 | 0 | 0 | 0
14.11. | 23 | 0 |  | 0 | 0 | 0 | 0 | 0
14.11. | 24 | 0 |  | 0 | 0 | 0 | 0 | 0
15.11. | 1 | 0 |  | 0 | 0 | 0 | 0 | 0
15.11. | 2 | 0 |  | 0 | 0 | 0 | 0 | 0
15.11. | 3 | 0 |  | 0 | 0 | 0 | 0 | 0
15.11. | 4 | 0 |  | 0 | 0 | 0 | 0 | 0
15.11. | 5 | 0 |  | 0 | 0 | 0 | 0 | 0
15.11. | 6 | 0 |  | 0 | 0 | 0 | 0 | 0
15.11. | 7 | 0 |  | 0 | 0 | 0 | 0 | 0
15.11. | 8 | 0 |  | 0 | 0 | 0 | 0 | 0
15.11. | 9 | 0 |  | 0 | 0 | 0 | 0 | 0
15.11. | 10 | 0 |  | 0 | 0 | 0 | 0 | 0
15.11. | 11 | 0 |  | 0 | 0 | 0 | 0 | 0
15.11. | 12 | 0 |  | 0 | 0 | 0 | 0 | 0
15.11. | 13 | 0 |  | 0 | 0 | 0 | 0 | 0
15.11. | 14 | 0 |  | 0 | 0 | 0 | 0 | 0
15.11. | 15 | 0 |  | 0 | 0 | 0 | 0 | 0
15.11. | 16 | 0 |  | 0 | 0 | 0 | 0 | 0
15.11. | 17 | 0 |  | 0 | 0 | 0 | 0 | 0
15.11. | 18 | 0 |  | 0 | 0 | 0 | 0 | 0
15.11. | 19 | 0 |  | 0 | 0 | 0 | 0 | 0
15.11. | 20 | 0 |  | 0 | 0 | 0 | 0 | 0
15.11. | 21 | 0 |  | 0 | 0 | 0 | 0 | 0
15.11. | 22 | 0 |  | 0 | 0 | 0 | 0 | 0
15.11. | 23 | 0 |  | 0 | 0 | 0 | 0 | 0
15.11. | 24 | 0 |  | 0 | 0 | 0 | 0 | 0
16.11. | 1 | 0 |  | 0 | 0 | 0 | 0 | 0
16.11. | 2 | 0 |  | 0 | 0 | 0 | 0 | 0
16.11. | 3 | 0 |  | 0 | 0 | 0 | 0 | 0
16.11. | 4 | 0 |  | 0 | 0 | 0 | 0 | 0
16.11. | 5 | 0 |  | 0 | 0 | 0 | 0 | 0
16.11. | 6 | 0 |  | 0 | 0 | 0 | 0 | 0
16.11. | 7 | 0 |  | 0 | 0 | 0 | 0 | 0
16.11. | 8 | 0 |  | 0 | 0 | 0 | 0 | 0
16.11. | 9 | 0 |  | 0 | 0 | 0 | 0 | 0
16.11. | 10 | 0 |  | 0 | 0 | 0 | 0 | 0
16.11. | 11 | 0 |  | 0 | 0 | 0 | 0 | 0
16.11. | 12 | 0 |  | 0 | 0 | 0 | 0 | 0
16.11. | 13 | 0 |  | 0 | 0 | 0 | 0 | 0
16.11. | 14 | 0 |  | 0 | 0 | 0 | 0 | 0
16.11. | 15 | 0 |  | 0 | 0 | 0 | 0 | 0
16.11. | 16 | 0 |  | 0 | 0 | 0 | 0 | 0
16.11. | 17 | 0 |  | 0 | 0 | 0 | 0 | 0
16.11. | 18 | 0 |  | 0 | 0 | 0 | 0 | 0
16.11. | 19 | 0 |  | 0 | 0 | 0 | 0 | 0
16.11. | 20 | 0 |  | 0 | 0 | 0 | 0 | 0
16.11. | 21 | 0 |  | 0 | 0 | 0 | 0 | 0
16.11. | 22 | 0 |  | 0 | 0 | 0 | 0 | 0
16.11. | 23 | 0 |  | 0 | 0 | 0 | 0 | 0
16.11. | 24 | 0 |  | 0 | 0 | 0 | 0 | 0
17.11. | 1 | 0 |  | 0 | 0 | 0 | 0 | 0
17.11. | 2 | 0 |  | 0 | 0 | 0 | 0 | 0
17.11. | 3 | 0 |  | 0 | 0 | 0 | 0 | 0
17.11. | 4 | 0 |  | 0 | 0 | 0 | 0 | 0
17.11. | 5 | 0 |  | 0 | 0 | 0 | 0 | 0
17.11. | 6 | 0 |  | 0 | 0 | 0 | 0 | 0
17.11. | 7 | 0 |  | 0 | 0 | 0 | 0 | 0
17.11. | 8 | 0 |  | 0 | 0 | 0 | 0 | 0
17.11. | 9 | 0 |  | 0 | 0 | 0 | 0 | 0
17.11. | 10 | 0 |  | 0 | 0 | 0 | 0 | 0
17.11. | 11 | 0 |  | 0 | 0 | 0 | 0 | 0
17.11. | 12 | 0 |  | 0 | 0 | 0 | 0 | 0
17.11. | 13 | 0 |  | 0 | 0 | 0 | 0 | 0
17.11. | 14 | 0 |  | 0 | 0 | 0 | 0 | 0
17.11. | 15 | 0 |  | 0 | 0 | 0 | 0 | 0
17.11. | 16 | 0 |  | 0 | 0 | 0 | 0 | 0
17.11. | 17 | 0 |  | 0 | 0 | 0 | 0 | 0
17.11. | 18 | 0 |  | 0 | 0 | 0 | 0 | 0
17.11. | 19 | 0 |  | 0 | 0 | 0 | 0 | 0
17.11. | 20 | 0 |  | 0 | 0 | 0 | 0 | 0
17.11. | 21 | 0 |  | 0 | 0 | 0 | 0 | 0
17.11. | 22 | 0 |  | 0 | 0 | 0 | 0 | 0
17.11. | 23 | 0 |  | 0 | 0 | 0 | 0 | 0
17.11. | 24 | 0 |  | 0 | 0 | 0 | 0 | 0
18.11. | 1 | 0 |  | 0 | 0 | 0 | 0 | 0
18.11. | 2 | 0 |  | 0 | 0 | 0 | 0 | 0
18.11. | 3 | 0 |  | 0 | 0 | 0 | 0 | 0
18.11. | 4 | 0 |  | 0 | 0 | 0 | 0 | 0
18.11. | 5 | 0 |  | 0 | 0 | 0 | 0 | 0
18.11. | 6 | 0 |  | 0 | 0 | 0 | 0 | 0
18.11. | 7 | 0 |  | 0 | 0 | 0 | 0 | 0
18.11. | 8 | 0 |  | 0 | 0 | 0 | 0 | 0
18.11. | 9 | 0 |  | 0 | 0 | 0 | 0 | 0
18.11. | 10 | 0 |  | 0 | 0 | 0 | 0 | 0
18.11. | 11 | 0 |  | 0 | 0 | 0 | 0 | 0
18.11. | 12 | 0 |  | 0 | 0 | 0 | 0 | 0
18.11. | 13 | 0 |  | 0 | 0 | 0 | 0 | 0
18.11. | 14 | 0 |  | 0 | 0 | 0 | 0 | 0
18.11. | 15 | 0 |  | 0 | 0 | 0 | 0 | 0
18.11. | 16 | 0 |  | 0 | 0 | 0 | 0 | 0
18.11. | 17 | 0 |  | 0 | 0 | 0 | 0 | 0
18.11. | 18 | 0 |  | 0 | 0 | 0 | 0 | 0
18.11. | 19 | 0 |  | 0 | 0 | 0 | 0 | 0
18.11. | 20 | 0 |  | 0 | 0 | 0 | 0 | 0
18.11. | 21 | 0 |  | 0 | 0 | 0 | 0 | 0
18.11. | 22 | 0 |  | 0 | 0 | 0 | 0 | 0
18.11. | 23 | 0 |  | 0 | 0 | 0 | 0 | 0
18.11. | 24 | 0 |  | 0 | 0 | 0 | 0 | 0
19.11. | 1 | 0 |  | 0 | 0 | 0 | 0 | 0
19.11. | 2 | 0 |  | 0 | 0 | 0 | 0 | 0
19.11. | 3 | 0 |  | 0 | 0 | 0 | 0 | 0
19.11. | 4 | 0 |  | 0 | 0 | 0 | 0 | 0
19.11. | 5 | 0 |  | 0 | 0 | 0 | 0 | 0
19.11. | 6 | 0 |  | 0 | 0 | 0 | 0 | 0
19.11. | 7 | 0 |  | 0 | 0 | 0 | 0 | 0
19.11. | 8 | 0 |  | 0 | 0 | 0 | 0 | 0
19.11. | 9 | 0 |  | 0 | 0 | 0 | 0 | 0
19.11. | 10 | 0 |  | 0 | 0 | 0 | 0 | 0
19.11. | 11 | 0 |  | 0 | 0 | 0 | 0 | 0
19.11. | 12 | 0 |  | 0 | 0 | 0 | 0 | 0
19.11. | 13 | 0 |  | 0 | 0 | 0 | 0 | 0
19.11. | 14 | 0 |  | 0 | 0 | 0 | 0 | 0
19.11. | 15 | 0 |  | 0 | 0 | 0 | 0 | 0
19.11. | 16 | 0 |  | 0 | 0 | 0 | 0 | 0
19.11. | 17 | 0 |  | 0 | 0 | 0 | 0 | 0
19.11. | 18 | 0 |  | 0 | 0 | 0 | 0 | 0
19.11. | 19 | 0 |  | 0 | 0 | 0 | 0 | 0
19.11. | 20 | 0 |  | 0 | 0 | 0 | 0 | 0
19.11. | 21 | 0 |  | 0 | 0 | 0 | 0 | 0
19.11. | 22 | 0 |  | 0 | 0 | 0 | 0 | 0
19.11. | 23 | 0 |  | 0 | 0 | 0 | 0 | 0
19.11. | 24 | 0 |  | 0 | 0 | 0 | 0 | 0
20.11. | 1 | 0 |  | 0 | 0 | 0 | 0 | 0
20.11. | 2 | 0 |  | 0 | 0 | 0 | 0 | 0
20.11. | 3 | 0 |  | 0 | 0 | 0 | 0 | 0
20.11. | 4 | 0 |  | 0 | 0 | 0 | 0 | 0
20.11. | 5 | 0 |  | 0 | 0 | 0 | 0 | 0
20.11. | 6 | 0 |  | 0 | 0 | 0 | 0 | 0
20.11. | 7 | 0 |  | 0 | 0 | 0 | 0 | 0
20.11. | 8 | 0 |  | 0 | 0 | 0 | 0 | 0
20.11. | 9 | 0 |  | 0 | 0 | 0 | 0 | 0
20.11. | 10 | 0 |  | 0 | 0 | 0 | 0 | 0
20.11. | 11 | 0 |  | 0 | 0 | 0 | 0 | 0
20.11. | 12 | 0 |  | 0 | 0 | 0 | 0 | 0
20.11. | 13 | 0 |  | 0 | 0 | 0 | 0 | 0
20.11. | 14 | 0 |  | 0 | 0 | 0 | 0 | 0
20.11. | 15 | 0 |  | 0 | 0 | 0 | 0 | 0
20.11. | 16 | 0 |  | 0 | 0 | 0 | 0 | 0
20.11. | 17 | 0 |  | 0 | 0 | 0 | 0 | 0
20.11. | 18 | 0 |  | 0 | 0 | 0 | 0 | 0
20.11. | 19 | 0 |  | 0 | 0 | 0 | 0 | 0
20.11. | 20 | 0 |  | 0 | 0 | 0 | 0 | 0
20.11. | 21 | 0 |  | 0 | 0 | 0 | 0 | 0
20.11. | 22 | 0 |  | 0 | 0 | 0 | 0 | 0
20.11. | 23 | 0 |  | 0 | 0 | 0 | 0 | 0
20.11. | 24 | 0 |  | 0 | 0 | 0 | 0 | 0
21.11. | 1 | 0 |  | 0 | 0 | 0 | 0 | 0
21.11. | 2 | 0 |  | 0 | 0 | 0 | 0 | 0
21.11. | 3 | 0 |  | 0 | 0 | 0 | 0 | 0
21.11. | 4 | 0 |  | 0 | 0 | 0 | 0 | 0
21.11. | 5 | 0 |  | 0 | 0 | 0 | 0 | 0
21.11. | 6 | 0 |  | 0 | 0 | 0 | 0 | 0
21.11. | 7 | 0 |  | 0 | 0 | 0 | 0 | 0
21.11. | 8 | 0 |  | 0 | 0 | 0 | 0 | 0
21.11. | 9 | 0 |  | 0 | 0 | 0 | 0 | 0
21.11. | 10 | 0 |  | 0 | 0 | 0 | 0 | 0
21.11. | 11 | 0 |  | 0 | 0 | 0 | 0 | 0
21.11. | 12 | 0 |  | 0 | 0 | 0 | 0 | 0
21.11. | 13 | 0 |  | 0 | 0 | 0 | 0 | 0
21.11. | 14 | 0 |  | 0 | 0 | 0 | 0 | 0
21.11. | 15 | 0 |  | 0 | 0 | 0 | 0 | 0
21.11. | 16 | 0 |  | 0 | 0 | 0 | 0 | 0
21.11. | 17 | 0 |  | 0 | 0 | 0 | 0 | 0
21.11. | 18 | 0 |  | 0 | 0 | 0 | 0 | 0
21.11. | 19 | 0 |  | 0 | 0 | 0 | 0 | 0
21.11. | 20 | 0 |  | 0 | 0 | 0 | 0 | 0
21.11. | 21 | 0 |  | 0 | 0 | 0 | 0 | 0
21.11. | 22 | 0 |  | 0 | 0 | 0 | 0 | 0
21.11. | 23 | 0 |  | 0 | 0 | 0 | 0 | 0
21.11. | 24 | 0 |  | 0 | 0 | 0 | 0 | 0
22.11. | 1 | 0 |  | 0 | 0 | 0 | 0 | 0
22.11. | 2 | 0 |  | 0 | 0 | 0 | 0 | 0
22.11. | 3 | 0 |  | 0 | 0 | 0 | 0 | 0
22.11. | 4 | 0 |  | 0 | 0 | 0 | 0 | 0
22.11. | 5 | 0 |  | 0 | 0 | 0 | 0 | 0
22.11. | 6 | 0 |  | 0 | 0 | 0 | 0 | 0
22.11. | 7 | 0 |  | 0 | 0 | 0 | 0 | 0
22.11. | 8 | 0 |  | 0 | 0 | 0 | 0 | 0
22.11. | 9 | 0 |  | 0 | 0 | 0 | 0 | 0
22.11. | 10 | 0 |  | 0 | 0 | 0 | 0 | 0
22.11. | 11 | 0 |  | 0 | 0 | 0 | 0 | 0
22.11. | 12 | 0 |  | 0 | 0 | 0 | 0 | 0
22.11. | 13 | 0 |  | 0 | 0 | 0 | 0 | 0
22.11. | 14 | 0 |  | 0 | 0 | 0 | 0 | 0
22.11. | 15 | 0 |  | 0 | 0 | 0 | 0 | 0
22.11. | 16 | 0 |  | 0 | 0 | 0 | 0 | 0
22.11. | 17 | 0 |  | 0 | 0 | 0 | 0 | 0
22.11. | 18 | 0 |  | 0 | 0 | 0 | 0 | 0
22.11. | 19 | 0 |  | 0 | 0 | 0 | 0 | 0
22.11. | 20 | 0 |  | 0 | 0 | 0 | 0 | 0
22.11. | 21 | 0 |  | 0 | 0 | 0 | 0 | 0
22.11. | 22 | 0 |  | 0 | 0 | 0 | 0 | 0
22.11. | 23 | 0 |  | 0 | 0 | 0 | 0 | 0
22.11. | 24 | 0 |  | 0 | 0 | 0 | 0 | 0
23.11. | 1 | 0 |  | 0 | 0 | 0 | 0 | 0
23.11. | 2 | 0 |  | 0 | 0 | 0 | 0 | 0
23.11. | 3 | 0 |  | 0 | 0 | 0 | 0 | 0
23.11. | 4 | 0 |  | 0 | 0 | 0 | 0 | 0
23.11. | 5 | 0 |  | 0 | 0 | 0 | 0 | 0
23.11. | 6 | 0 |  | 0 | 0 | 0 | 0 | 0
23.11. | 7 | 0 |  | 0 | 0 | 0 | 0 | 0
23.11. | 8 | 0 |  | 0 | 0 | 0 | 0 | 0
23.11. | 9 | 0 |  | 0 | 0 | 0 | 0 | 0
23.11. | 10 | 0 |  | 0 | 0 | 0 | 0 | 0
23.11. | 11 | 0 |  | 0 | 0 | 0 | 0 | 0
23.11. | 12 | 0 |  | 0 | 0 | 0 | 0 | 0
23.11. | 13 | 0 |  | 0 | 0 | 0 | 0 | 0
23.11. | 14 | 0 |  | 0 | 0 | 0 | 0 | 0
23.11. | 15 | 0 |  | 0 | 0 | 0 | 0 | 0
23.11. | 16 | 0 |  | 0 | 0 | 0 | 0 | 0
23.11. | 17 | 0 |  | 0 | 0 | 0 | 0 | 0
23.11. | 18 | 0 |  | 0 | 0 | 0 | 0 | 0
23.11. | 19 | 0 |  | 0 | 0 | 0 | 0 | 0
23.11. | 20 | 0 |  | 0 | 0 | 0 | 0 | 0
23.11. | 21 | 0 |  | 0 | 0 | 0 | 0 | 0
23.11. | 22 | 0 |  | 0 | 0 | 0 | 0 | 0
23.11. | 23 | 0 |  | 0 | 0 | 0 | 0 | 0
23.11. | 24 | 0 |  | 0 | 0 | 0 | 0 | 0
24.11. | 1 | 0 |  | 0 | 0 | 0 | 0 | 0
24.11. | 2 | 0 |  | 0 | 0 | 0 | 0 | 0
24.11. | 3 | 0 |  | 0 | 0 | 0 | 0 | 0
24.11. | 4 | 0 |  | 0 | 0 | 0 | 0 | 0
24.11. | 5 | 0 |  | 0 | 0 | 0 | 0 | 0
24.11. | 6 | 0 |  | 0 | 0 | 0 | 0 | 0
24.11. | 7 | 0 |  | 0 | 0 | 0 | 0 | 0
24.11. | 8 | 0 |  | 0 | 0 | 0 | 0 | 0
24.11. | 9 | 0 |  | 0 | 0 | 0 | 0 | 0
24.11. | 10 | 0 |  | 0 | 0 | 0 | 0 | 0
24.11. | 11 | 0 |  | 0 | 0 | 0 | 0 | 0
24.11. | 12 | 0 |  | 0 | 0 | 0 | 0 | 0
24.11. | 13 | 0 |  | 0 | 0 | 0 | 0 | 0
24.11. | 14 | 0 |  | 0 | 0 | 0 | 0 | 0
24.11. | 15 | 0 |  | 0 | 0 | 0 | 0 | 0
24.11. | 16 | 0 |  | 0 | 0 | 0 | 0 | 0
24.11. | 17 | 0 |  | 0 | 0 | 0 | 0 | 0
24.11. | 18 | 0 |  | 0 | 0 | 0 | 0 | 0
24.11. | 19 | 0 |  | 0 | 0 | 0 | 0 | 0
24.11. | 20 | 0 |  | 0 | 0 | 0 | 0 | 0
24.11. | 21 | 0 |  | 0 | 0 | 0 | 0 | 0
24.11. | 22 | 0 |  | 0 | 0 | 0 | 0 | 0
24.11. | 23 | 0 |  | 0 | 0 | 0 | 0 | 0
24.11. | 24 | 0 |  | 0 | 0 | 0 | 0 | 0
25.11. | 1 | 0 |  | 0 | 0 | 0 | 0 | 0
25.11. | 2 | 0 |  | 0 | 0 | 0 | 0 | 0
25.11. | 3 | 0 |  | 0 | 0 | 0 | 0 | 0
25.11. | 4 | 0 |  | 0 | 0 | 0 | 0 | 0
25.11. | 5 | 0 |  | 0 | 0 | 0 | 0 | 0
25.11. | 6 | 0 |  | 0 | 0 | 0 | 0 | 0
25.11. | 7 | 0 |  | 0 | 0 | 0 | 0 | 0
25.11. | 8 | 0 |  | 0 | 0 | 0 | 0 | 0
25.11. | 9 | 0 |  | 0 | 0 | 0 | 0 | 0
25.11. | 10 | 0 |  | 0 | 0 | 0 | 0 | 0
25.11. | 11 | 0 |  | 0 | 0 | 0 | 0 | 0
25.11. | 12 | 0 |  | 0 | 0 | 0 | 0 | 0
25.11. | 13 | 0 |  | 0 | 0 | 0 | 0 | 0
25.11. | 14 | 0 |  | 0 | 0 | 0 | 0 | 0
25.11. | 15 | 0 |  | 0 | 0 | 0 | 0 | 0
25.11. | 16 | 0 |  | 0 | 0 | 0 | 0 | 0
25.11. | 17 | 0 |  | 0 | 0 | 0 | 0 | 0
25.11. | 18 | 0 |  | 0 | 0 | 0 | 0 | 0
25.11. | 19 | 0 |  | 0 | 0 | 0 | 0 | 0
25.11. | 20 | 0 |  | 0 | 0 | 0 | 0 | 0
25.11. | 21 | 0 |  | 0 | 0 | 0 | 0 | 0
25.11. | 22 | 0 |  | 0 | 0 | 0 | 0 | 0
25.11. | 23 | 0 |  | 0 | 0 | 0 | 0 | 0
25.11. | 24 | 0 |  | 0 | 0 | 0 | 0 | 0
26.11. | 1 | 0 |  | 0 | 0 | 0 | 0 | 0
26.11. | 2 | 0 |  | 0 | 0 | 0 | 0 | 0
26.11. | 3 | 0 |  | 0 | 0 | 0 | 0 | 0
26.11. | 4 | 0 |  | 0 | 0 | 0 | 0 | 0
26.11. | 5 | 0 |  | 0 | 0 | 0 | 0 | 0
26.11. | 6 | 0 |  | 0 | 0 | 0 | 0 | 0
26.11. | 7 | 0 |  | 0 | 0 | 0 | 0 | 0
26.11. | 8 | 0 |  | 0 | 0 | 0 | 0 | 0
26.11. | 9 | 0 |  | 0 | 0 | 0 | 0 | 0
26.11. | 10 | 0 |  | 0 | 0 | 0 | 0 | 0
26.11. | 11 | 0 |  | 0 | 0 | 0 | 0 | 0
26.11. | 12 | 0 |  | 0 | 0 | 0 | 0 | 0
26.11. | 13 | 0 |  | 0 | 0 | 0 | 0 | 0
26.11. | 14 | 0 |  | 0 | 0 | 0 | 0 | 0
26.11. | 15 | 0 |  | 0 | 0 | 0 | 0 | 0
26.11. | 16 | 0 |  | 0 | 0 | 0 | 0 | 0
26.11. | 17 | 0 |  | 0 | 0 | 0 | 0 | 0
26.11. | 18 | 0 |  | 0 | 0 | 0 | 0 | 0
26.11. | 19 | 0 |  | 0 | 0 | 0 | 0 | 0
26.11. | 20 | 0 |  | 0 | 0 | 0 | 0 | 0
26.11. | 21 | 0 |  | 0 | 0 | 0 | 0 | 0
26.11. | 22 | 0 |  | 0 | 0 | 0 | 0 | 0
26.11. | 23 | 0 |  | 0 | 0 | 0 | 0 | 0
26.11. | 24 | 0 |  | 0 | 0 | 0 | 0 | 0
27.11. | 1 | 0 |  | 0 | 0 | 0 | 0 | 0
27.11. | 2 | 0 |  | 0 | 0 | 0 | 0 | 0
27.11. | 3 | 0 |  | 0 | 0 | 0 | 0 | 0
27.11. | 4 | 0 |  | 0 | 0 | 0 | 0 | 0
27.11. | 5 | 0 |  | 0 | 0 | 0 | 0 | 0
27.11. | 6 | 0 |  | 0 | 0 | 0 | 0 | 0
27.11. | 7 | 0 |  | 0 | 0 | 0 | 0 | 0
27.11. | 8 | 0 |  | 0 | 0 | 0 | 0 | 0
27.11. | 9 | 0 |  | 0 | 0 | 0 | 0 | 0
27.11. | 10 | 0 |  | 0 | 0 | 0 | 0 | 0
27.11. | 11 | 0 |  | 0 | 0 | 0 | 0 | 0
27.11. | 12 | 0 |  | 0 | 0 | 0 | 0 | 0
27.11. | 13 | 0 |  | 0 | 0 | 0 | 0 | 0
27.11. | 14 | 0 |  | 0 | 0 | 0 | 0 | 0
27.11. | 15 | 0 |  | 0 | 0 | 0 | 0 | 0
27.11. | 16 | 0 |  | 0 | 0 | 0 | 0 | 0
27.11. | 17 | 0 |  | 0 | 0 | 0 | 0 | 0
27.11. | 18 | 0 |  | 0 | 0 | 0 | 0 | 0
27.11. | 19 | 0 |  | 0 | 0 | 0 | 0 | 0
27.11. | 20 | 0 |  | 0 | 0 | 0 | 0 | 0
27.11. | 21 | 0 |  | 0 | 0 | 0 | 0 | 0
27.11. | 22 | 0 |  | 0 | 0 | 0 | 0 | 0
27.11. | 23 | 0 |  | 0 | 0 | 0 | 0 | 0
27.11. | 24 | 0 |  | 0 | 0 | 0 | 0 | 0
28.11. | 1 | 0 |  | 0 | 0 | 0 | 0 | 0
28.11. | 2 | 0 |  | 0 | 0 | 0 | 0 | 0
28.11. | 3 | 0 |  | 0 | 0 | 0 | 0 | 0
28.11. | 4 | 0 |  | 0 | 0 | 0 | 0 | 0
28.11. | 5 | 0 |  | 0 | 0 | 0 | 0 | 0
28.11. | 6 | 0 |  | 0 | 0 | 0 | 0 | 0
28.11. | 7 | 0 |  | 0 | 0 | 0 | 0 | 0
28.11. | 8 | 0 |  | 0 | 0 | 0 | 0 | 0
28.11. | 9 | 0 |  | 0 | 0 | 0 | 0 | 0
28.11. | 10 | 0 |  | 0 | 0 | 0 | 0 | 0
28.11. | 11 | 0 |  | 0 | 0 | 0 | 0 | 0
28.11. | 12 | 0 |  | 0 | 0 | 0 | 0 | 0
28.11. | 13 | 0 |  | 0 | 0 | 0 | 0 | 0
28.11. | 14 | 0 |  | 0 | 0 | 0 | 0 | 0
28.11. | 15 | 0 |  | 0 | 0 | 0 | 0 | 0
28.11. | 16 | 0 |  | 0 | 0 | 0 | 0 | 0
28.11. | 17 | 0 |  | 0 | 0 | 0 | 0 | 0
28.11. | 18 | 0 |  | 0 | 0 | 0 | 0 | 0
28.11. | 19 | 0 |  | 0 | 0 | 0 | 0 | 0
28.11. | 20 | 0 |  | 0 | 0 | 0 | 0 | 0
28.11. | 21 | 0 |  | 0 | 0 | 0 | 0 | 0
28.11. | 22 | 0 |  | 0 | 0 | 0 | 0 | 0
28.11. | 23 | 0 |  | 0 | 0 | 0 | 0 | 0
28.11. | 24 | 0 |  | 0 | 0 | 0 | 0 | 0
29.11. | 1 | 0 |  | 0 | 0 | 0 | 0 | 0
29.11. | 2 | 0 |  | 0 | 0 | 0 | 0 | 0
29.11. | 3 | 0 |  | 0 | 0 | 0 | 0 | 0
29.11. | 4 | 0 |  | 0 | 0 | 0 | 0 | 0
29.11. | 5 | 0 |  | 0 | 0 | 0 | 0 | 0
29.11. | 6 | 0 |  | 0 | 0 | 0 | 0 | 0
29.11. | 7 | 0 |  | 0 | 0 | 0 | 0 | 0
29.11. | 8 | 0 |  | 0 | 0 | 0 | 0 | 0
29.11. | 9 | 0 |  | 0 | 0 | 0 | 0 | 0
29.11. | 10 | 0 |  | 0 | 0 | 0 | 0 | 0
29.11. | 11 | 0 |  | 0 | 0 | 0 | 0 | 0
29.11. | 12 | 0 |  | 0 | 0 | 0 | 0 | 0
29.11. | 13 | 0 |  | 0 | 0 | 0 | 0 | 0
29.11. | 14 | 0 |  | 0 | 0 | 0 | 0 | 0
29.11. | 15 | 0 |  | 0 | 0 | 0 | 0 | 0
29.11. | 16 | 0 |  | 0 | 0 | 0 | 0 | 0
29.11. | 17 | 0 |  | 0 | 0 | 0 | 0 | 0
29.11. | 18 | 0 |  | 0 | 0 | 0 | 0 | 0
29.11. | 19 | 0 |  | 0 | 0 | 0 | 0 | 0
29.11. | 20 | 0 |  | 0 | 0 | 0 | 0 | 0
29.11. | 21 | 0 |  | 0 | 0 | 0 | 0 | 0
29.11. | 22 | 0 |  | 0 | 0 | 0 | 0 | 0
29.11. | 23 | 0 |  | 0 | 0 | 0 | 0 | 0
29.11. | 24 | 0 |  | 0 | 0 | 0 | 0 | 0
30.11. | 1 | 0 |  | 0 | 0 | 0 | 0 | 0
30.11. | 2 | 0 |  | 0 | 0 | 0 | 0 | 0
30.11. | 3 | 0 |  | 0 | 0 | 0 | 0 | 0
30.11. | 4 | 0 |  | 0 | 0 | 0 | 0 | 0
30.11. | 5 | 0 |  | 0 | 0 | 0 | 0 | 0
30.11. | 6 | 0 |  | 0 | 0 | 0 | 0 | 0
30.11. | 7 | 0 |  | 0 | 0 | 0 | 0 | 0
30.11. | 8 | 0 |  | 0 | 0 | 0 | 0 | 0
30.11. | 9 | 0 |  | 0 | 0 | 0 | 0 | 0
30.11. | 10 | 0 |  | 0 | 0 | 0 | 0 | 0
30.11. | 11 | 0 |  | 0 | 0 | 0 | 0 | 0
30.11. | 12 | 0 |  | 0 | 0 | 0 | 0 | 0
30.11. | 13 | 0 |  | 0 | 0 | 0 | 0 | 0
30.11. | 14 | 0 |  | 0 | 0 | 0 | 0 | 0
30.11. | 15 | 0 |  | 0 | 0 | 0 | 0 | 0
30.11. | 16 | 0 |  | 0 | 0 | 0 | 0 | 0
30.11. | 17 | 0 |  | 0 | 0 | 0 | 0 | 0
30.11. | 18 | 0 |  | 0 | 0 | 0 | 0 | 0
30.11. | 19 | 0 |  | 0 | 0 | 0 | 0 | 0
30.11. | 20 | 0 |  | 0 | 0 | 0 | 0 | 0
30.11. | 21 | 0 |  | 0 | 0 | 0 | 0 | 0
30.11. | 22 | 0 |  | 0 | 0 | 0 | 0 | 0
30.11. | 23 | 0 |  | 0 | 0 | 0 | 0 | 0
30.11. | 24 | 0 |  | 0 | 0 | 0 | 0 | 0
01.12. | 1 | 0 |  | 0 | 0 | 0 | 0 | 0
01.12. | 2 | 0 |  | 0 | 0 | 0 | 0 | 0
01.12. | 3 | 0 |  | 0 | 0 | 0 | 0 | 0
01.12. | 4 | 0 |  | 0 | 0 | 0 | 0 | 0
01.12. | 5 | 0 |  | 0 | 0 | 0 | 0 | 0
01.12. | 6 | 0 |  | 0 | 0 | 0 | 0 | 0
01.12. | 7 | 0 |  | 0 | 0 | 0 | 0 | 0
01.12. | 8 | 0 |  | 0 | 0 | 0 | 0 | 0
01.12. | 9 | 0 |  | 0 | 0 | 0 | 0 | 0
01.12. | 10 | 0 |  | 0 | 0 | 0 | 0 | 0
01.12. | 11 | 0 |  | 0 | 0 | 0 | 0 | 0
01.12. | 12 | 0 |  | 0 | 0 | 0 | 0 | 0
01.12. | 13 | 0 |  | 0 | 0 | 0 | 0 | 0
01.12. | 14 | 0 |  | 0 | 0 | 0 | 0 | 0
01.12. | 15 | 0 |  | 0 | 0 | 0 | 0 | 0
01.12. | 16 | 0 |  | 0 | 0 | 0 | 0 | 0
01.12. | 17 | 0 |  | 0 | 0 | 0 | 0 | 0
01.12. | 18 | 0 |  | 0 | 0 | 0 | 0 | 0
01.12. | 19 | 0 |  | 0 | 0 | 0 | 0 | 0
01.12. | 20 | 0 |  | 0 | 0 | 0 | 0 | 0
01.12. | 21 | 0 |  | 0 | 0 | 0 | 0 | 0
01.12. | 22 | 0 |  | 0 | 0 | 0 | 0 | 0
01.12. | 23 | 0 |  | 0 | 0 | 0 | 0 | 0
01.12. | 24 | 0 |  | 0 | 0 | 0 | 0 | 0
02.12. | 1 | 0 |  | 0 | 0 | 0 | 0 | 0
02.12. | 2 | 0 |  | 0 | 0 | 0 | 0 | 0
02.12. | 3 | 0 |  | 0 | 0 | 0 | 0 | 0
02.12. | 4 | 0 |  | 0 | 0 | 0 | 0 | 0
02.12. | 5 | 0 |  | 0 | 0 | 0 | 0 | 0
02.12. | 6 | 0 |  | 0 | 0 | 0 | 0 | 0
02.12. | 7 | 0 |  | 0 | 0 | 0 | 0 | 0
02.12. | 8 | 0 |  | 0 | 0 | 0 | 0 | 0
02.12. | 9 | 0 |  | 0 | 0 | 0 | 0 | 0
02.12. | 10 | 0 |  | 0 | 0 | 0 | 0 | 0
02.12. | 11 | 0 |  | 0 | 0 | 0 | 0 | 0
02.12. | 12 | 0 |  | 0 | 0 | 0 | 0 | 0
02.12. | 13 | 0 |  | 0 | 0 | 0 | 0 | 0
02.12. | 14 | 0 |  | 0 | 0 | 0 | 0 | 0
02.12. | 15 | 0 |  | 0 | 0 | 0 | 0 | 0
02.12. | 16 | 0 |  | 0 | 0 | 0 | 0 | 0
02.12. | 17 | 0 |  | 0 | 0 | 0 | 0 | 0
02.12. | 18 | 0 |  | 0 | 0 | 0 | 0 | 0
02.12. | 19 | 0 |  | 0 | 0 | 0 | 0 | 0
02.12. | 20 | 0 |  | 0 | 0 | 0 | 0 | 0
02.12. | 21 | 0 |  | 0 | 0 | 0 | 0 | 0
02.12. | 22 | 0 |  | 0 | 0 | 0 | 0 | 0
02.12. | 23 | 0 |  | 0 | 0 | 0 | 0 | 0
02.12. | 24 | 0 |  | 0 | 0 | 0 | 0 | 0
03.12. | 1 | 0 |  | 0 | 0 | 0 | 0 | 0
03.12. | 2 | 0 |  | 0 | 0 | 0 | 0 | 0
03.12. | 3 | 0 |  | 0 | 0 | 0 | 0 | 0
03.12. | 4 | 0 |  | 0 | 0 | 0 | 0 | 0
03.12. | 5 | 0 |  | 0 | 0 | 0 | 0 | 0
03.12. | 6 | 0 |  | 0 | 0 | 0 | 0 | 0
03.12. | 7 | 0 |  | 0 | 0 | 0 | 0 | 0
03.12. | 8 | 0 |  | 0 | 0 | 0 | 0 | 0
03.12. | 9 | 0 |  | 0 | 0 | 0 | 0 | 0
03.12. | 10 | 0 |  | 0 | 0 | 0 | 0 | 0
03.12. | 11 | 0 |  | 0 | 0 | 0 | 0 | 0
03.12. | 12 | 0 |  | 0 | 0 | 0 | 0 | 0
03.12. | 13 | 0 |  | 0 | 0 | 0 | 0 | 0
03.12. | 14 | 0 |  | 0 | 0 | 0 | 0 | 0
03.12. | 15 | 0 |  | 0 | 0 | 0 | 0 | 0
03.12. | 16 | 0 |  | 0 | 0 | 0 | 0 | 0
03.12. | 17 | 0 |  | 0 | 0 | 0 | 0 | 0
03.12. | 18 | 0 |  | 0 | 0 | 0 | 0 | 0
03.12. | 19 | 0 |  | 0 | 0 | 0 | 0 | 0
03.12. | 20 | 0 |  | 0 | 0 | 0 | 0 | 0
03.12. | 21 | 0 |  | 0 | 0 | 0 | 0 | 0
03.12. | 22 | 0 |  | 0 | 0 | 0 | 0 | 0
03.12. | 23 | 0 |  | 0 | 0 | 0 | 0 | 0
03.12. | 24 | 0 |  | 0 | 0 | 0 | 0 | 0
04.12. | 1 | 0 |  | 0 | 0 | 0 | 0 | 0
04.12. | 2 | 0 |  | 0 | 0 | 0 | 0 | 0
04.12. | 3 | 0 |  | 0 | 0 | 0 | 0 | 0
04.12. | 4 | 0 |  | 0 | 0 | 0 | 0 | 0
04.12. | 5 | 0 |  | 0 | 0 | 0 | 0 | 0
04.12. | 6 | 0 |  | 0 | 0 | 0 | 0 | 0
04.12. | 7 | 0 |  | 0 | 0 | 0 | 0 | 0
04.12. | 8 | 0 |  | 0 | 0 | 0 | 0 | 0
04.12. | 9 | 0 |  | 0 | 0 | 0 | 0 | 0
04.12. | 10 | 0 |  | 0 | 0 | 0 | 0 | 0
04.12. | 11 | 0 |  | 0 | 0 | 0 | 0 | 0
04.12. | 12 | 0 |  | 0 | 0 | 0 | 0 | 0
04.12. | 13 | 0 |  | 0 | 0 | 0 | 0 | 0
04.12. | 14 | 0 |  | 0 | 0 | 0 | 0 | 0
04.12. | 15 | 0 |  | 0 | 0 | 0 | 0 | 0
04.12. | 16 | 0 |  | 0 | 0 | 0 | 0 | 0
04.12. | 17 | 0 |  | 0 | 0 | 0 | 0 | 0
04.12. | 18 | 0 |  | 0 | 0 | 0 | 0 | 0
04.12. | 19 | 0 |  | 0 | 0 | 0 | 0 | 0
04.12. | 20 | 0 |  | 0 | 0 | 0 | 0 | 0
04.12. | 21 | 0 |  | 0 | 0 | 0 | 0 | 0
04.12. | 22 | 0 |  | 0 | 0 | 0 | 0 | 0
04.12. | 23 | 0 |  | 0 | 0 | 0 | 0 | 0
04.12. | 24 | 0 |  | 0 | 0 | 0 | 0 | 0
05.12. | 1 | 0 |  | 0 | 0 | 0 | 0 | 0
05.12. | 2 | 0 |  | 0 | 0 | 0 | 0 | 0
05.12. | 3 | 0 |  | 0 | 0 | 0 | 0 | 0
05.12. | 4 | 0 |  | 0 | 0 | 0 | 0 | 0
05.12. | 5 | 0 |  | 0 | 0 | 0 | 0 | 0
05.12. | 6 | 0 |  | 0 | 0 | 0 | 0 | 0
05.12. | 7 | 0 |  | 0 | 0 | 0 | 0 | 0
05.12. | 8 | 0 |  | 0 | 0 | 0 | 0 | 0
05.12. | 9 | 0 |  | 0 | 0 | 0 | 0 | 0
05.12. | 10 | 0 |  | 0 | 0 | 0 | 0 | 0
05.12. | 11 | 0 |  | 0 | 0 | 0 | 0 | 0
05.12. | 12 | 0 |  | 0 | 0 | 0 | 0 | 0
05.12. | 13 | 0 |  | 0 | 0 | 0 | 0 | 0
05.12. | 14 | 0 |  | 0 | 0 | 0 | 0 | 0
05.12. | 15 | 0 |  | 0 | 0 | 0 | 0 | 0
05.12. | 16 | 0 |  | 0 | 0 | 0 | 0 | 0
05.12. | 17 | 0 |  | 0 | 0 | 0 | 0 | 0
05.12. | 18 | 0 |  | 0 | 0 | 0 | 0 | 0
05.12. | 19 | 0 |  | 0 | 0 | 0 | 0 | 0
05.12. | 20 | 0 |  | 0 | 0 | 0 | 0 | 0
05.12. | 21 | 0 |  | 0 | 0 | 0 | 0 | 0
05.12. | 22 | 0 |  | 0 | 0 | 0 | 0 | 0
05.12. | 23 | 0 |  | 0 | 0 | 0 | 0 | 0
05.12. | 24 | 0 |  | 0 | 0 | 0 | 0 | 0
06.12. | 1 | 0 |  | 0 | 0 | 0 | 0 | 0
06.12. | 2 | 0 |  | 0 | 0 | 0 | 0 | 0
06.12. | 3 | 0 |  | 0 | 0 | 0 | 0 | 0
06.12. | 4 | 0 |  | 0 | 0 | 0 | 0 | 0
06.12. | 5 | 0 |  | 0 | 0 | 0 | 0 | 0
06.12. | 6 | 0 |  | 0 | 0 | 0 | 0 | 0
06.12. | 7 | 0 |  | 0 | 0 | 0 | 0 | 0
06.12. | 8 | 0 |  | 0 | 0 | 0 | 0 | 0
06.12. | 9 | 0 |  | 0 | 0 | 0 | 0 | 0
06.12. | 10 | 0 |  | 0 | 0 | 0 | 0 | 0
06.12. | 11 | 0 |  | 0 | 0 | 0 | 0 | 0
06.12. | 12 | 0 |  | 0 | 0 | 0 | 0 | 0
06.12. | 13 | 0 |  | 0 | 0 | 0 | 0 | 0
06.12. | 14 | 0 |  | 0 | 0 | 0 | 0 | 0
06.12. | 15 | 0 |  | 0 | 0 | 0 | 0 | 0
06.12. | 16 | 0 |  | 0 | 0 | 0 | 0 | 0
06.12. | 17 | 0 |  | 0 | 0 | 0 | 0 | 0
06.12. | 18 | 0 |  | 0 | 0 | 0 | 0 | 0
06.12. | 19 | 0 |  | 0 | 0 | 0 | 0 | 0
06.12. | 20 | 0 |  | 0 | 0 | 0 | 0 | 0
06.12. | 21 | 0 |  | 0 | 0 | 0 | 0 | 0
06.12. | 22 | 0 |  | 0 | 0 | 0 | 0 | 0
06.12. | 23 | 0 |  | 0 | 0 | 0 | 0 | 0
06.12. | 24 | 0 |  | 0 | 0 | 0 | 0 | 0
07.12. | 1 | 0 |  | 0 | 0 | 0 | 0 | 0
07.12. | 2 | 0 |  | 0 | 0 | 0 | 0 | 0
07.12. | 3 | 0 |  | 0 | 0 | 0 | 0 | 0
07.12. | 4 | 0 |  | 0 | 0 | 0 | 0 | 0
07.12. | 5 | 0 |  | 0 | 0 | 0 | 0 | 0
07.12. | 6 | 0 |  | 0 | 0 | 0 | 0 | 0
07.12. | 7 | 0 |  | 0 | 0 | 0 | 0 | 0
07.12. | 8 | 0 |  | 0 | 0 | 0 | 0 | 0
07.12. | 9 | 0 |  | 0 | 0 | 0 | 0 | 0
07.12. | 10 | 0 |  | 0 | 0 | 0 | 0 | 0
07.12. | 11 | 0 |  | 0 | 0 | 0 | 0 | 0
07.12. | 12 | 0 |  | 0 | 0 | 0 | 0 | 0
07.12. | 13 | 0 |  | 0 | 0 | 0 | 0 | 0
07.12. | 14 | 0 |  | 0 | 0 | 0 | 0 | 0
07.12. | 15 | 0 |  | 0 | 0 | 0 | 0 | 0
07.12. | 16 | 0 |  | 0 | 0 | 0 | 0 | 0
07.12. | 17 | 0 |  | 0 | 0 | 0 | 0 | 0
07.12. | 18 | 0 |  | 0 | 0 | 0 | 0 | 0
07.12. | 19 | 0 |  | 0 | 0 | 0 | 0 | 0
07.12. | 20 | 0 |  | 0 | 0 | 0 | 0 | 0
07.12. | 21 | 0 |  | 0 | 0 | 0 | 0 | 0
07.12. | 22 | 0 |  | 0 | 0 | 0 | 0 | 0
07.12. | 23 | 0 |  | 0 | 0 | 0 | 0 | 0
07.12. | 24 | 0 |  | 0 | 0 | 0 | 0 | 0
08.12. | 1 | 0 |  | 0 | 0 | 0 | 0 | 0
08.12. | 2 | 0 |  | 0 | 0 | 0 | 0 | 0
08.12. | 3 | 0 |  | 0 | 0 | 0 | 0 | 0
08.12. | 4 | 0 |  | 0 | 0 | 0 | 0 | 0
08.12. | 5 | 0 |  | 0 | 0 | 0 | 0 | 0
08.12. | 6 | 0 |  | 0 | 0 | 0 | 0 | 0
08.12. | 7 | 0 |  | 0 | 0 | 0 | 0 | 0
08.12. | 8 | 0 |  | 0 | 0 | 0 | 0 | 0
08.12. | 9 | 0 |  | 0 | 0 | 0 | 0 | 0
08.12. | 10 | 0 |  | 0 | 0 | 0 | 0 | 0
08.12. | 11 | 0 |  | 0 | 0 | 0 | 0 | 0
08.12. | 12 | 0 |  | 0 | 0 | 0 | 0 | 0
08.12. | 13 | 0 |  | 0 | 0 | 0 | 0 | 0
08.12. | 14 | 0 |  | 0 | 0 | 0 | 0 | 0
08.12. | 15 | 0 |  | 0 | 0 | 0 | 0 | 0
08.12. | 16 | 0 |  | 0 | 0 | 0 | 0 | 0
08.12. | 17 | 0 |  | 0 | 0 | 0 | 0 | 0
08.12. | 18 | 0 |  | 0 | 0 | 0 | 0 | 0
08.12. | 19 | 0 |  | 0 | 0 | 0 | 0 | 0
08.12. | 20 | 0 |  | 0 | 0 | 0 | 0 | 0
08.12. | 21 | 0 |  | 0 | 0 | 0 | 0 | 0
08.12. | 22 | 0 |  | 0 | 0 | 0 | 0 | 0
08.12. | 23 | 0 |  | 0 | 0 | 0 | 0 | 0
08.12. | 24 | 0 |  | 0 | 0 | 0 | 0 | 0
09.12. | 1 | 0 |  | 0 | 0 | 0 | 0 | 0
09.12. | 2 | 0 |  | 0 | 0 | 0 | 0 | 0
09.12. | 3 | 0 |  | 0 | 0 | 0 | 0 | 0
09.12. | 4 | 0 |  | 0 | 0 | 0 | 0 | 0
09.12. | 5 | 0 |  | 0 | 0 | 0 | 0 | 0
09.12. | 6 | 0 |  | 0 | 0 | 0 | 0 | 0
09.12. | 7 | 0 |  | 0 | 0 | 0 | 0 | 0
09.12. | 8 | 0 |  | 0 | 0 | 0 | 0 | 0
09.12. | 9 | 0 |  | 0 | 0 | 0 | 0 | 0
09.12. | 10 | 0 |  | 0 | 0 | 0 | 0 | 0
09.12. | 11 | 0 |  | 0 | 0 | 0 | 0 | 0
09.12. | 12 | 0 |  | 0 | 0 | 0 | 0 | 0
09.12. | 13 | 0 |  | 0 | 0 | 0 | 0 | 0
09.12. | 14 | 0 |  | 0 | 0 | 0 | 0 | 0
09.12. | 15 | 0 |  | 0 | 0 | 0 | 0 | 0
09.12. | 16 | 0 |  | 0 | 0 | 0 | 0 | 0
09.12. | 17 | 0 |  | 0 | 0 | 0 | 0 | 0
09.12. | 18 | 0 |  | 0 | 0 | 0 | 0 | 0
09.12. | 19 | 0 |  | 0 | 0 | 0 | 0 | 0
09.12. | 20 | 0 |  | 0 | 0 | 0 | 0 | 0
09.12. | 21 | 0 |  | 0 | 0 | 0 | 0 | 0
09.12. | 22 | 0 |  | 0 | 0 | 0 | 0 | 0
09.12. | 23 | 0 |  | 0 | 0 | 0 | 0 | 0
09.12. | 24 | 0 |  | 0 | 0 | 0 | 0 | 0
10.12. | 1 | 0 |  | 0 | 0 | 0 | 0 | 0
10.12. | 2 | 0 |  | 0 | 0 | 0 | 0 | 0
10.12. | 3 | 0 |  | 0 | 0 | 0 | 0 | 0
10.12. | 4 | 0 |  | 0 | 0 | 0 | 0 | 0
10.12. | 5 | 0 |  | 0 | 0 | 0 | 0 | 0
10.12. | 6 | 0 |  | 0 | 0 | 0 | 0 | 0
10.12. | 7 | 0 |  | 0 | 0 | 0 | 0 | 0
10.12. | 8 | 0 |  | 0 | 0 | 0 | 0 | 0
10.12. | 9 | 0 |  | 0 | 0 | 0 | 0 | 0
10.12. | 10 | 0 |  | 0 | 0 | 0 | 0 | 0
10.12. | 11 | 0 |  | 0 | 0 | 0 | 0 | 0
10.12. | 12 | 0 |  | 0 | 0 | 0 | 0 | 0
10.12. | 13 | 0 |  | 0 | 0 | 0 | 0 | 0
10.12. | 14 | 0 |  | 0 | 0 | 0 | 0 | 0
10.12. | 15 | 0 |  | 0 | 0 | 0 | 0 | 0
10.12. | 16 | 0 |  | 0 | 0 | 0 | 0 | 0
10.12. | 17 | 0 |  | 0 | 0 | 0 | 0 | 0
10.12. | 18 | 0 |  | 0 | 0 | 0 | 0 | 0
10.12. | 19 | 0 |  | 0 | 0 | 0 | 0 | 0
10.12. | 20 | 0 |  | 0 | 0 | 0 | 0 | 0
10.12. | 21 | 0 |  | 0 | 0 | 0 | 0 | 0
10.12. | 22 | 0 |  | 0 | 0 | 0 | 0 | 0
10.12. | 23 | 0 |  | 0 | 0 | 0 | 0 | 0
10.12. | 24 | 0 |  | 0 | 0 | 0 | 0 | 0
11.12. | 1 | 0 |  | 0 | 0 | 0 | 0 | 0
11.12. | 2 | 0 |  | 0 | 0 | 0 | 0 | 0
11.12. | 3 | 0 |  | 0 | 0 | 0 | 0 | 0
11.12. | 4 | 0 |  | 0 | 0 | 0 | 0 | 0
11.12. | 5 | 0 |  | 0 | 0 | 0 | 0 | 0
11.12. | 6 | 0 |  | 0 | 0 | 0 | 0 | 0
11.12. | 7 | 0 |  | 0 | 0 | 0 | 0 | 0
11.12. | 8 | 0 |  | 0 | 0 | 0 | 0 | 0
11.12. | 9 | 0 |  | 0 | 0 | 0 | 0 | 0
11.12. | 10 | 0 |  | 0 | 0 | 0 | 0 | 0
11.12. | 11 | 0 |  | 0 | 0 | 0 | 0 | 0
11.12. | 12 | 0 |  | 0 | 0 | 0 | 0 | 0
11.12. | 13 | 0 |  | 0 | 0 | 0 | 0 | 0
11.12. | 14 | 0 |  | 0 | 0 | 0 | 0 | 0
11.12. | 15 | 0 |  | 0 | 0 | 0 | 0 | 0
11.12. | 16 | 0 |  | 0 | 0 | 0 | 0 | 0
11.12. | 17 | 0 |  | 0 | 0 | 0 | 0 | 0
11.12. | 18 | 0 |  | 0 | 0 | 0 | 0 | 0
11.12. | 19 | 0 |  | 0 | 0 | 0 | 0 | 0
11.12. | 20 | 0 |  | 0 | 0 | 0 | 0 | 0
11.12. | 21 | 0 |  | 0 | 0 | 0 | 0 | 0
11.12. | 22 | 0 |  | 0 | 0 | 0 | 0 | 0
11.12. | 23 | 0 |  | 0 | 0 | 0 | 0 | 0
11.12. | 24 | 0 |  | 0 | 0 | 0 | 0 | 0
12.12. | 1 | 0 |  | 0 | 0 | 0 | 0 | 0
12.12. | 2 | 0 |  | 0 | 0 | 0 | 0 | 0
12.12. | 3 | 0 |  | 0 | 0 | 0 | 0 | 0
12.12. | 4 | 0 |  | 0 | 0 | 0 | 0 | 0
12.12. | 5 | 0 |  | 0 | 0 | 0 | 0 | 0
12.12. | 6 | 0 |  | 0 | 0 | 0 | 0 | 0
12.12. | 7 | 0 |  | 0 | 0 | 0 | 0 | 0
12.12. | 8 | 0 |  | 0 | 0 | 0 | 0 | 0
12.12. | 9 | 0 |  | 0 | 0 | 0 | 0 | 0
12.12. | 10 | 0 |  | 0 | 0 | 0 | 0 | 0
12.12. | 11 | 0 |  | 0 | 0 | 0 | 0 | 0
12.12. | 12 | 0 |  | 0 | 0 | 0 | 0 | 0
12.12. | 13 | 0 |  | 0 | 0 | 0 | 0 | 0
12.12. | 14 | 0 |  | 0 | 0 | 0 | 0 | 0
12.12. | 15 | 0 |  | 0 | 0 | 0 | 0 | 0
12.12. | 16 | 0 |  | 0 | 0 | 0 | 0 | 0
12.12. | 17 | 0 |  | 0 | 0 | 0 | 0 | 0
12.12. | 18 | 0 |  | 0 | 0 | 0 | 0 | 0
12.12. | 19 | 0 |  | 0 | 0 | 0 | 0 | 0
12.12. | 20 | 0 |  | 0 | 0 | 0 | 0 | 0
12.12. | 21 | 0 |  | 0 | 0 | 0 | 0 | 0
12.12. | 22 | 0 |  | 0 | 0 | 0 | 0 | 0
12.12. | 23 | 0 |  | 0 | 0 | 0 | 0 | 0
12.12. | 24 | 0 |  | 0 | 0 | 0 | 0 | 0
13.12. | 1 | 0 |  | 0 | 0 | 0 | 0 | 0
13.12. | 2 | 0 |  | 0 | 0 | 0 | 0 | 0
13.12. | 3 | 0 |  | 0 | 0 | 0 | 0 | 0
13.12. | 4 | 0 |  | 0 | 0 | 0 | 0 | 0
13.12. | 5 | 0 |  | 0 | 0 | 0 | 0 | 0
13.12. | 6 | 0 |  | 0 | 0 | 0 | 0 | 0
13.12. | 7 | 0 |  | 0 | 0 | 0 | 0 | 0
13.12. | 8 | 0 |  | 0 | 0 | 0 | 0 | 0
13.12. | 9 | 0 |  | 0 | 0 | 0 | 0 | 0
13.12. | 10 | 0 |  | 0 | 0 | 0 | 0 | 0
13.12. | 11 | 0 |  | 0 | 0 | 0 | 0 | 0
13.12. | 12 | 0 |  | 0 | 0 | 0 | 0 | 0
13.12. | 13 | 0 |  | 0 | 0 | 0 | 0 | 0
13.12. | 14 | 0 |  | 0 | 0 | 0 | 0 | 0
13.12. | 15 | 0 |  | 0 | 0 | 0 | 0 | 0
13.12. | 16 | 0 |  | 0 | 0 | 0 | 0 | 0
13.12. | 17 | 0 |  | 0 | 0 | 0 | 0 | 0
13.12. | 18 | 0 |  | 0 | 0 | 0 | 0 | 0
13.12. | 19 | 0 |  | 0 | 0 | 0 | 0 | 0
13.12. | 20 | 0 |  | 0 | 0 | 0 | 0 | 0
13.12. | 21 | 0 |  | 0 | 0 | 0 | 0 | 0
13.12. | 22 | 0 |  | 0 | 0 | 0 | 0 | 0
13.12. | 23 | 0 |  | 0 | 0 | 0 | 0 | 0
13.12. | 24 | 0 |  | 0 | 0 | 0 | 0 | 0
14.12. | 1 | 0 |  | 0 | 0 | 0 | 0 | 0
14.12. | 2 | 0 |  | 0 | 0 | 0 | 0 | 0
14.12. | 3 | 0 |  | 0 | 0 | 0 | 0 | 0
14.12. | 4 | 0 |  | 0 | 0 | 0 | 0 | 0
14.12. | 5 | 0 |  | 0 | 0 | 0 | 0 | 0
14.12. | 6 | 0 |  | 0 | 0 | 0 | 0 | 0
14.12. | 7 | 0 |  | 0 | 0 | 0 | 0 | 0
14.12. | 8 | 0 |  | 0 | 0 | 0 | 0 | 0
14.12. | 9 | 0 |  | 0 | 0 | 0 | 0 | 0
14.12. | 10 | 0 |  | 0 | 0 | 0 | 0 | 0
14.12. | 11 | 0 |  | 0 | 0 | 0 | 0 | 0
14.12. | 12 | 0 |  | 0 | 0 | 0 | 0 | 0
14.12. | 13 | 0 |  | 0 | 0 | 0 | 0 | 0
14.12. | 14 | 0 |  | 0 | 0 | 0 | 0 | 0
14.12. | 15 | 0 |  | 0 | 0 | 0 | 0 | 0
14.12. | 16 | 0 |  | 0 | 0 | 0 | 0 | 0
14.12. | 17 | 0 |  | 0 | 0 | 0 | 0 | 0
14.12. | 18 | 0 |  | 0 | 0 | 0 | 0 | 0
14.12. | 19 | 0 |  | 0 | 0 | 0 | 0 | 0
14.12. | 20 | 0 |  | 0 | 0 | 0 | 0 | 0
14.12. | 21 | 0 |  | 0 | 0 | 0 | 0 | 0
14.12. | 22 | 0 |  | 0 | 0 | 0 | 0 | 0
14.12. | 23 | 0 |  | 0 | 0 | 0 | 0 | 0
14.12. | 24 | 0 |  | 0 | 0 | 0 | 0 | 0
15.12. | 1 | 0 |  | 0 | 0 | 0 | 0 | 0
15.12. | 2 | 0 |  | 0 | 0 | 0 | 0 | 0
15.12. | 3 | 0 |  | 0 | 0 | 0 | 0 | 0
15.12. | 4 | 0 |  | 0 | 0 | 0 | 0 | 0
15.12. | 5 | 0 |  | 0 | 0 | 0 | 0 | 0
15.12. | 6 | 0 |  | 0 | 0 | 0 | 0 | 0
15.12. | 7 | 0 |  | 0 | 0 | 0 | 0 | 0
15.12. | 8 | 0 |  | 0 | 0 | 0 | 0 | 0
15.12. | 9 | 0 |  | 0 | 0 | 0 | 0 | 0
15.12. | 10 | 0 |  | 0 | 0 | 0 | 0 | 0
15.12. | 11 | 0 |  | 0 | 0 | 0 | 0 | 0
15.12. | 12 | 0 |  | 0 | 0 | 0 | 0 | 0
15.12. | 13 | 0 |  | 0 | 0 | 0 | 0 | 0
15.12. | 14 | 0 |  | 0 | 0 | 0 | 0 | 0
15.12. | 15 | 0 |  | 0 | 0 | 0 | 0 | 0
15.12. | 16 | 0 |  | 0 | 0 | 0 | 0 | 0
15.12. | 17 | 0 |  | 0 | 0 | 0 | 0 | 0
15.12. | 18 | 0 |  | 0 | 0 | 0 | 0 | 0
15.12. | 19 | 0 |  | 0 | 0 | 0 | 0 | 0
15.12. | 20 | 0 |  | 0 | 0 | 0 | 0 | 0
15.12. | 21 | 0 |  | 0 | 0 | 0 | 0 | 0
15.12. | 22 | 0 |  | 0 | 0 | 0 | 0 | 0
15.12. | 23 | 0 |  | 0 | 0 | 0 | 0 | 0
15.12. | 24 | 0 |  | 0 | 0 | 0 | 0 | 0
16.12. | 1 | 0 |  | 0 | 0 | 0 | 0 | 0
16.12. | 2 | 0 |  | 0 | 0 | 0 | 0 | 0
16.12. | 3 | 0 |  | 0 | 0 | 0 | 0 | 0
16.12. | 4 | 0 |  | 0 | 0 | 0 | 0 | 0
16.12. | 5 | 0 |  | 0 | 0 | 0 | 0 | 0
16.12. | 6 | 0 |  | 0 | 0 | 0 | 0 | 0
16.12. | 7 | 0 |  | 0 | 0 | 0 | 0 | 0
16.12. | 8 | 0 |  | 0 | 0 | 0 | 0 | 0
16.12. | 9 | 0 |  | 0 | 0 | 0 | 0 | 0
16.12. | 10 | 0 |  | 0 | 0 | 0 | 0 | 0
16.12. | 11 | 0 |  | 0 | 0 | 0 | 0 | 0
16.12. | 12 | 0 |  | 0 | 0 | 0 | 0 | 0
16.12. | 13 | 0 |  | 0 | 0 | 0 | 0 | 0
16.12. | 14 | 0 |  | 0 | 0 | 0 | 0 | 0
16.12. | 15 | 0 |  | 0 | 0 | 0 | 0 | 0
16.12. | 16 | 0 |  | 0 | 0 | 0 | 0 | 0
16.12. | 17 | 0 |  | 0 | 0 | 0 | 0 | 0
16.12. | 18 | 0 |  | 0 | 0 | 0 | 0 | 0
16.12. | 19 | 0 |  | 0 | 0 | 0 | 0 | 0
16.12. | 20 | 0 |  | 0 | 0 | 0 | 0 | 0
16.12. | 21 | 0 |  | 0 | 0 | 0 | 0 | 0
16.12. | 22 | 0 |  | 0 | 0 | 0 | 0 | 0
16.12. | 23 | 0 |  | 0 | 0 | 0 | 0 | 0
16.12. | 24 | 0 |  | 0 | 0 | 0 | 0 | 0
17.12. | 1 | 0 |  | 0 | 0 | 0 | 0 | 0
17.12. | 2 | 0 |  | 0 | 0 | 0 | 0 | 0
17.12. | 3 | 0 |  | 0 | 0 | 0 | 0 | 0
17.12. | 4 | 0 |  | 0 | 0 | 0 | 0 | 0
17.12. | 5 | 0 |  | 0 | 0 | 0 | 0 | 0
17.12. | 6 | 0 |  | 0 | 0 | 0 | 0 | 0
17.12. | 7 | 0 |  | 0 | 0 | 0 | 0 | 0
17.12. | 8 | 0 |  | 0 | 0 | 0 | 0 | 0
17.12. | 9 | 0 |  | 0 | 0 | 0 | 0 | 0
17.12. | 10 | 0 |  | 0 | 0 | 0 | 0 | 0
17.12. | 11 | 0 |  | 0 | 0 | 0 | 0 | 0
17.12. | 12 | 0 |  | 0 | 0 | 0 | 0 | 0
17.12. | 13 | 0 |  | 0 | 0 | 0 | 0 | 0
17.12. | 14 | 0 |  | 0 | 0 | 0 | 0 | 0
17.12. | 15 | 0 |  | 0 | 0 | 0 | 0 | 0
17.12. | 16 | 0 |  | 0 | 0 | 0 | 0 | 0
17.12. | 17 | 0 |  | 0 | 0 | 0 | 0 | 0
17.12. | 18 | 0 |  | 0 | 0 | 0 | 0 | 0
17.12. | 19 | 0 |  | 0 | 0 | 0 | 0 | 0
17.12. | 20 | 0 |  | 0 | 0 | 0 | 0 | 0
17.12. | 21 | 0 |  | 0 | 0 | 0 | 0 | 0
17.12. | 22 | 0 |  | 0 | 0 | 0 | 0 | 0
17.12. | 23 | 0 |  | 0 | 0 | 0 | 0 | 0
17.12. | 24 | 0 |  | 0 | 0 | 0 | 0 | 0
18.12. | 1 | 0 |  | 0 | 0 | 0 | 0 | 0
18.12. | 2 | 0 |  | 0 | 0 | 0 | 0 | 0
18.12. | 3 | 0 |  | 0 | 0 | 0 | 0 | 0
18.12. | 4 | 0 |  | 0 | 0 | 0 | 0 | 0
18.12. | 5 | 0 |  | 0 | 0 | 0 | 0 | 0
18.12. | 6 | 0 |  | 0 | 0 | 0 | 0 | 0
18.12. | 7 | 0 |  | 0 | 0 | 0 | 0 | 0
18.12. | 8 | 0 |  | 0 | 0 | 0 | 0 | 0
18.12. | 9 | 0 |  | 0 | 0 | 0 | 0 | 0
18.12. | 10 | 0 |  | 0 | 0 | 0 | 0 | 0
18.12. | 11 | 0 |  | 0 | 0 | 0 | 0 | 0
18.12. | 12 | 0 |  | 0 | 0 | 0 | 0 | 0
18.12. | 13 | 0 |  | 0 | 0 | 0 | 0 | 0
18.12. | 14 | 0 |  | 0 | 0 | 0 | 0 | 0
18.12. | 15 | 0 |  | 0 | 0 | 0 | 0 | 0
18.12. | 16 | 0 |  | 0 | 0 | 0 | 0 | 0
18.12. | 17 | 0 |  | 0 | 0 | 0 | 0 | 0
18.12. | 18 | 0 |  | 0 | 0 | 0 | 0 | 0
18.12. | 19 | 0 |  | 0 | 0 | 0 | 0 | 0
18.12. | 20 | 0 |  | 0 | 0 | 0 | 0 | 0
18.12. | 21 | 0 |  | 0 | 0 | 0 | 0 | 0
18.12. | 22 | 0 |  | 0 | 0 | 0 | 0 | 0
18.12. | 23 | 0 |  | 0 | 0 | 0 | 0 | 0
18.12. | 24 | 0 |  | 0 | 0 | 0 | 0 | 0
19.12. | 1 | 0 |  | 0 | 0 | 0 | 0 | 0
19.12. | 2 | 0 |  | 0 | 0 | 0 | 0 | 0
19.12. | 3 | 0 |  | 0 | 0 | 0 | 0 | 0
19.12. | 4 | 0 |  | 0 | 0 | 0 | 0 | 0
19.12. | 5 | 0 |  | 0 | 0 | 0 | 0 | 0
19.12. | 6 | 0 |  | 0 | 0 | 0 | 0 | 0
19.12. | 7 | 0 |  | 0 | 0 | 0 | 0 | 0
19.12. | 8 | 0 |  | 0 | 0 | 0 | 0 | 0
19.12. | 9 | 0 |  | 0 | 0 | 0 | 0 | 0
19.12. | 10 | 0 |  | 0 | 0 | 0 | 0 | 0
19.12. | 11 | 0 |  | 0 | 0 | 0 | 0 | 0
19.12. | 12 | 0 |  | 0 | 0 | 0 | 0 | 0
19.12. | 13 | 0 |  | 0 | 0 | 0 | 0 | 0
19.12. | 14 | 0 |  | 0 | 0 | 0 | 0 | 0
19.12. | 15 | 0 |  | 0 | 0 | 0 | 0 | 0
19.12. | 16 | 0 |  | 0 | 0 | 0 | 0 | 0
19.12. | 17 | 0 |  | 0 | 0 | 0 | 0 | 0
19.12. | 18 | 0 |  | 0 | 0 | 0 | 0 | 0
19.12. | 19 | 0 |  | 0 | 0 | 0 | 0 | 0
19.12. | 20 | 0 |  | 0 | 0 | 0 | 0 | 0
19.12. | 21 | 0 |  | 0 | 0 | 0 | 0 | 0
19.12. | 22 | 0 |  | 0 | 0 | 0 | 0 | 0
19.12. | 23 | 0 |  | 0 | 0 | 0 | 0 | 0
19.12. | 24 | 0 |  | 0 | 0 | 0 | 0 | 0
20.12. | 1 | 0 |  | 0 | 0 | 0 | 0 | 0
20.12. | 2 | 0 |  | 0 | 0 | 0 | 0 | 0
20.12. | 3 | 0 |  | 0 | 0 | 0 | 0 | 0
20.12. | 4 | 0 |  | 0 | 0 | 0 | 0 | 0
20.12. | 5 | 0 |  | 0 | 0 | 0 | 0 | 0
20.12. | 6 | 0 |  | 0 | 0 | 0 | 0 | 0
20.12. | 7 | 0 |  | 0 | 0 | 0 | 0 | 0
20.12. | 8 | 0 |  | 0 | 0 | 0 | 0 | 0
20.12. | 9 | 0 |  | 0 | 0 | 0 | 0 | 0
20.12. | 10 | 0 |  | 0 | 0 | 0 | 0 | 0
20.12. | 11 | 0 |  | 0 | 0 | 0 | 0 | 0
20.12. | 12 | 0 |  | 0 | 0 | 0 | 0 | 0
20.12. | 13 | 0 |  | 0 | 0 | 0 | 0 | 0
20.12. | 14 | 0 |  | 0 | 0 | 0 | 0 | 0
20.12. | 15 | 0 |  | 0 | 0 | 0 | 0 | 0
20.12. | 16 | 0 |  | 0 | 0 | 0 | 0 | 0
20.12. | 17 | 0 |  | 0 | 0 | 0 | 0 | 0
20.12. | 18 | 0 |  | 0 | 0 | 0 | 0 | 0
20.12. | 19 | 0 |  | 0 | 0 | 0 | 0 | 0
20.12. | 20 | 0 |  | 0 | 0 | 0 | 0 | 0
20.12. | 21 | 0 |  | 0 | 0 | 0 | 0 | 0
20.12. | 22 | 0 |  | 0 | 0 | 0 | 0 | 0
20.12. | 23 | 0 |  | 0 | 0 | 0 | 0 | 0
20.12. | 24 | 0 |  | 0 | 0 | 0 | 0 | 0
21.12. | 1 | 0 |  | 0 | 0 | 0 | 0 | 0
21.12. | 2 | 0 |  | 0 | 0 | 0 | 0 | 0
21.12. | 3 | 0 |  | 0 | 0 | 0 | 0 | 0
21.12. | 4 | 0 |  | 0 | 0 | 0 | 0 | 0
21.12. | 5 | 0 |  | 0 | 0 | 0 | 0 | 0
21.12. | 6 | 0 |  | 0 | 0 | 0 | 0 | 0
21.12. | 7 | 0 |  | 0 | 0 | 0 | 0 | 0
21.12. | 8 | 0 |  | 0 | 0 | 0 | 0 | 0
21.12. | 9 | 0 |  | 0 | 0 | 0 | 0 | 0
21.12. | 10 | 0 |  | 0 | 0 | 0 | 0 | 0
21.12. | 11 | 0 |  | 0 | 0 | 0 | 0 | 0
21.12. | 12 | 0 |  | 0 | 0 | 0 | 0 | 0
21.12. | 13 | 0 |  | 0 | 0 | 0 | 0 | 0
21.12. | 14 | 0 |  | 0 | 0 | 0 | 0 | 0
21.12. | 15 | 0 |  | 0 | 0 | 0 | 0 | 0
21.12. | 16 | 0 |  | 0 | 0 | 0 | 0 | 0
21.12. | 17 | 0 |  | 0 | 0 | 0 | 0 | 0
21.12. | 18 | 0 |  | 0 | 0 | 0 | 0 | 0
21.12. | 19 | 0 |  | 0 | 0 | 0 | 0 | 0
21.12. | 20 | 0 |  | 0 | 0 | 0 | 0 | 0
21.12. | 21 | 0 |  | 0 | 0 | 0 | 0 | 0
21.12. | 22 | 0 |  | 0 | 0 | 0 | 0 | 0
21.12. | 23 | 0 |  | 0 | 0 | 0 | 0 | 0
21.12. | 24 | 0 |  | 0 | 0 | 0 | 0 | 0
22.12. | 1 | 0 |  | 0 | 0 | 0 | 0 | 0
22.12. | 2 | 0 |  | 0 | 0 | 0 | 0 | 0
22.12. | 3 | 0 |  | 0 | 0 | 0 | 0 | 0
22.12. | 4 | 0 |  | 0 | 0 | 0 | 0 | 0
22.12. | 5 | 0 |  | 0 | 0 | 0 | 0 | 0
22.12. | 6 | 0 |  | 0 | 0 | 0 | 0 | 0
22.12. | 7 | 0 |  | 0 | 0 | 0 | 0 | 0
22.12. | 8 | 0 |  | 0 | 0 | 0 | 0 | 0
22.12. | 9 | 0 |  | 0 | 0 | 0 | 0 | 0
22.12. | 10 | 0 |  | 0 | 0 | 0 | 0 | 0
22.12. | 11 | 0 |  | 0 | 0 | 0 | 0 | 0
22.12. | 12 | 0 |  | 0 | 0 | 0 | 0 | 0
22.12. | 13 | 0 |  | 0 | 0 | 0 | 0 | 0
22.12. | 14 | 0 |  | 0 | 0 | 0 | 0 | 0
22.12. | 15 | 0 |  | 0 | 0 | 0 | 0 | 0
22.12. | 16 | 0 |  | 0 | 0 | 0 | 0 | 0
22.12. | 17 | 0 |  | 0 | 0 | 0 | 0 | 0
22.12. | 18 | 0 |  | 0 | 0 | 0 | 0 | 0
22.12. | 19 | 0 |  | 0 | 0 | 0 | 0 | 0
22.12. | 20 | 0 |  | 0 | 0 | 0 | 0 | 0
22.12. | 21 | 0 |  | 0 | 0 | 0 | 0 | 0
22.12. | 22 | 0 |  | 0 | 0 | 0 | 0 | 0
22.12. | 23 | 0 |  | 0 | 0 | 0 | 0 | 0
22.12. | 24 | 0 |  | 0 | 0 | 0 | 0 | 0
23.12. | 1 | 0 |  | 0 | 0 | 0 | 0 | 0
23.12. | 2 | 0 |  | 0 | 0 | 0 | 0 | 0
23.12. | 3 | 0 |  | 0 | 0 | 0 | 0 | 0
23.12. | 4 | 0 |  | 0 | 0 | 0 | 0 | 0
23.12. | 5 | 0 |  | 0 | 0 | 0 | 0 | 0
23.12. | 6 | 0 |  | 0 | 0 | 0 | 0 | 0
23.12. | 7 | 0 |  | 0 | 0 | 0 | 0 | 0
23.12. | 8 | 0 |  | 0 | 0 | 0 | 0 | 0
23.12. | 9 | 0 |  | 0 | 0 | 0 | 0 | 0
23.12. | 10 | 0 |  | 0 | 0 | 0 | 0 | 0
23.12. | 11 | 0 |  | 0 | 0 | 0 | 0 | 0
23.12. | 12 | 0 |  | 0 | 0 | 0 | 0 | 0
23.12. | 13 | 0 |  | 0 | 0 | 0 | 0 | 0
23.12. | 14 | 0 |  | 0 | 0 | 0 | 0 | 0
23.12. | 15 | 0 |  | 0 | 0 | 0 | 0 | 0
23.12. | 16 | 0 |  | 0 | 0 | 0 | 0 | 0
23.12. | 17 | 0 |  | 0 | 0 | 0 | 0 | 0
23.12. | 18 | 0 |  | 0 | 0 | 0 | 0 | 0
23.12. | 19 | 0 |  | 0 | 0 | 0 | 0 | 0
23.12. | 20 | 0 |  | 0 | 0 | 0 | 0 | 0
23.12. | 21 | 0 |  | 0 | 0 | 0 | 0 | 0
23.12. | 22 | 0 |  | 0 | 0 | 0 | 0 | 0
23.12. | 23 | 0 |  | 0 | 0 | 0 | 0 | 0
23.12. | 24 | 0 |  | 0 | 0 | 0 | 0 | 0
24.12. | 1 | 0 |  | 0 | 0 | 0 | 0 | 0
24.12. | 2 | 0 |  | 0 | 0 | 0 | 0 | 0
24.12. | 3 | 0 |  | 0 | 0 | 0 | 0 | 0
24.12. | 4 | 0 |  | 0 | 0 | 0 | 0 | 0
24.12. | 5 | 0 |  | 0 | 0 | 0 | 0 | 0
24.12. | 6 | 0 |  | 0 | 0 | 0 | 0 | 0
24.12. | 7 | 0 |  | 0 | 0 | 0 | 0 | 0
24.12. | 8 | 0 |  | 0 | 0 | 0 | 0 | 0
24.12. | 9 | 0 |  | 0 | 0 | 0 | 0 | 0
24.12. | 10 | 0 |  | 0 | 0 | 0 | 0 | 0
24.12. | 11 | 0 |  | 0 | 0 | 0 | 0 | 0
24.12. | 12 | 0 |  | 0 | 0 | 0 | 0 | 0
24.12. | 13 | 0 |  | 0 | 0 | 0 | 0 | 0
24.12. | 14 | 0 |  | 0 | 0 | 0 | 0 | 0
24.12. | 15 | 0 |  | 0 | 0 | 0 | 0 | 0
24.12. | 16 | 0 |  | 0 | 0 | 0 | 0 | 0
24.12. | 17 | 0 |  | 0 | 0 | 0 | 0 | 0
24.12. | 18 | 0 |  | 0 | 0 | 0 | 0 | 0
24.12. | 19 | 0 |  | 0 | 0 | 0 | 0 | 0
24.12. | 20 | 0 |  | 0 | 0 | 0 | 0 | 0
24.12. | 21 | 0 |  | 0 | 0 | 0 | 0 | 0
24.12. | 22 | 0 |  | 0 | 0 | 0 | 0 | 0
24.12. | 23 | 0 |  | 0 | 0 | 0 | 0 | 0
24.12. | 24 | 0 |  | 0 | 0 | 0 | 0 | 0
25.12. | 1 | 0 |  | 0 | 0 | 0 | 0 | 0
25.12. | 2 | 0 |  | 0 | 0 | 0 | 0 | 0
25.12. | 3 | 0 |  | 0 | 0 | 0 | 0 | 0
25.12. | 4 | 0 |  | 0 | 0 | 0 | 0 | 0
25.12. | 5 | 0 |  | 0 | 0 | 0 | 0 | 0
25.12. | 6 | 0 |  | 0 | 0 | 0 | 0 | 0
25.12. | 7 | 0 |  | 0 | 0 | 0 | 0 | 0
25.12. | 8 | 0 |  | 0 | 0 | 0 | 0 | 0
25.12. | 9 | 0 |  | 0 | 0 | 0 | 0 | 0
25.12. | 10 | 0 |  | 0 | 0 | 0 | 0 | 0
25.12. | 11 | 0 |  | 0 | 0 | 0 | 0 | 0
25.12. | 12 | 0 |  | 0 | 0 | 0 | 0 | 0
25.12. | 13 | 0 |  | 0 | 0 | 0 | 0 | 0
25.12. | 14 | 0 |  | 0 | 0 | 0 | 0 | 0
25.12. | 15 | 0 |  | 0 | 0 | 0 | 0 | 0
25.12. | 16 | 0 |  | 0 | 0 | 0 | 0 | 0
25.12. | 17 | 0 |  | 0 | 0 | 0 | 0 | 0
25.12. | 18 | 0 |  | 0 | 0 | 0 | 0 | 0
25.12. | 19 | 0 |  | 0 | 0 | 0 | 0 | 0
25.12. | 20 | 0 |  | 0 | 0 | 0 | 0 | 0
25.12. | 21 | 0 |  | 0 | 0 | 0 | 0 | 0
25.12. | 22 | 0 |  | 0 | 0 | 0 | 0 | 0
25.12. | 23 | 0 |  | 0 | 0 | 0 | 0 | 0
25.12. | 24 | 0 |  | 0 | 0 | 0 | 0 | 0
26.12. | 1 | 0 |  | 0 | 0 | 0 | 0 | 0
26.12. | 2 | 0 |  | 0 | 0 | 0 | 0 | 0
26.12. | 3 | 0 |  | 0 | 0 | 0 | 0 | 0
26.12. | 4 | 0 |  | 0 | 0 | 0 | 0 | 0
26.12. | 5 | 0 |  | 0 | 0 | 0 | 0 | 0
26.12. | 6 | 0 |  | 0 | 0 | 0 | 0 | 0
26.12. | 7 | 0 |  | 0 | 0 | 0 | 0 | 0
26.12. | 8 | 0 |  | 0 | 0 | 0 | 0 | 0
26.12. | 9 | 0 |  | 0 | 0 | 0 | 0 | 0
26.12. | 10 | 0 |  | 0 | 0 | 0 | 0 | 0
26.12. | 11 | 0 |  | 0 | 0 | 0 | 0 | 0
26.12. | 12 | 0 |  | 0 | 0 | 0 | 0 | 0
26.12. | 13 | 0 |  | 0 | 0 | 0 | 0 | 0
26.12. | 14 | 0 |  | 0 | 0 | 0 | 0 | 0
26.12. | 15 | 0 |  | 0 | 0 | 0 | 0 | 0
26.12. | 16 | 0 |  | 0 | 0 | 0 | 0 | 0
26.12. | 17 | 0 |  | 0 | 0 | 0 | 0 | 0
26.12. | 18 | 0 |  | 0 | 0 | 0 | 0 | 0
26.12. | 19 | 0 |  | 0 | 0 | 0 | 0 | 0
26.12. | 20 | 0 |  | 0 | 0 | 0 | 0 | 0
26.12. | 21 | 0 |  | 0 | 0 | 0 | 0 | 0
26.12. | 22 | 0 |  | 0 | 0 | 0 | 0 | 0
26.12. | 23 | 0 |  | 0 | 0 | 0 | 0 | 0
26.12. | 24 | 0 |  | 0 | 0 | 0 | 0 | 0
27.12. | 1 | 0 |  | 0 | 0 | 0 | 0 | 0
27.12. | 2 | 0 |  | 0 | 0 | 0 | 0 | 0
27.12. | 3 | 0 |  | 0 | 0 | 0 | 0 | 0
27.12. | 4 | 0 |  | 0 | 0 | 0 | 0 | 0
27.12. | 5 | 0 |  | 0 | 0 | 0 | 0 | 0
27.12. | 6 | 0 |  | 0 | 0 | 0 | 0 | 0
27.12. | 7 | 0 |  | 0 | 0 | 0 | 0 | 0
27.12. | 8 | 0 |  | 0 | 0 | 0 | 0 | 0
27.12. | 9 | 0 |  | 0 | 0 | 0 | 0 | 0
27.12. | 10 | 0 |  | 0 | 0 | 0 | 0 | 0
27.12. | 11 | 0 |  | 0 | 0 | 0 | 0 | 0
27.12. | 12 | 0 |  | 0 | 0 | 0 | 0 | 0
27.12. | 13 | 0 |  | 0 | 0 | 0 | 0 | 0
27.12. | 14 | 0 |  | 0 | 0 | 0 | 0 | 0
27.12. | 15 | 0 |  | 0 | 0 | 0 | 0 | 0
27.12. | 16 | 0 |  | 0 | 0 | 0 | 0 | 0
27.12. | 17 | 0 |  | 0 | 0 | 0 | 0 | 0
27.12. | 18 | 0 |  | 0 | 0 | 0 | 0 | 0
27.12. | 19 | 0 |  | 0 | 0 | 0 | 0 | 0
27.12. | 20 | 0 |  | 0 | 0 | 0 | 0 | 0
27.12. | 21 | 0 |  | 0 | 0 | 0 | 0 | 0
27.12. | 22 | 0 |  | 0 | 0 | 0 | 0 | 0
27.12. | 23 | 0 |  | 0 | 0 | 0 | 0 | 0
27.12. | 24 | 0 |  | 0 | 0 | 0 | 0 | 0
28.12. | 1 | 0 |  | 0 | 0 | 0 | 0 | 0
28.12. | 2 | 0 |  | 0 | 0 | 0 | 0 | 0
28.12. | 3 | 0 |  | 0 | 0 | 0 | 0 | 0
28.12. | 4 | 0 |  | 0 | 0 | 0 | 0 | 0
28.12. | 5 | 0 |  | 0 | 0 | 0 | 0 | 0
28.12. | 6 | 0 |  | 0 | 0 | 0 | 0 | 0
28.12. | 7 | 0 |  | 0 | 0 | 0 | 0 | 0
28.12. | 8 | 0 |  | 0 | 0 | 0 | 0 | 0
28.12. | 9 | 0 |  | 0 | 0 | 0 | 0 | 0
28.12. | 10 | 0 |  | 0 | 0 | 0 | 0 | 0
28.12. | 11 | 0 |  | 0 | 0 | 0 | 0 | 0
28.12. | 12 | 0 |  | 0 | 0 | 0 | 0 | 0
28.12. | 13 | 0 |  | 0 | 0 | 0 | 0 | 0
28.12. | 14 | 0 |  | 0 | 0 | 0 | 0 | 0
28.12. | 15 | 0 |  | 0 | 0 | 0 | 0 | 0
28.12. | 16 | 0 |  | 0 | 0 | 0 | 0 | 0
28.12. | 17 | 0 |  | 0 | 0 | 0 | 0 | 0
28.12. | 18 | 0 |  | 0 | 0 | 0 | 0 | 0
28.12. | 19 | 0 |  | 0 | 0 | 0 | 0 | 0
28.12. | 20 | 0 |  | 0 | 0 | 0 | 0 | 0
28.12. | 21 | 0 |  | 0 | 0 | 0 | 0 | 0
28.12. | 22 | 0 |  | 0 | 0 | 0 | 0 | 0
28.12. | 23 | 0 |  | 0 | 0 | 0 | 0 | 0
28.12. | 24 | 0 |  | 0 | 0 | 0 | 0 | 0
29.12. | 1 | 0 |  | 0 | 0 | 0 | 0 | 0
29.12. | 2 | 0 |  | 0 | 0 | 0 | 0 | 0
29.12. | 3 | 0 |  | 0 | 0 | 0 | 0 | 0
29.12. | 4 | 0 |  | 0 | 0 | 0 | 0 | 0
29.12. | 5 | 0 |  | 0 | 0 | 0 | 0 | 0
29.12. | 6 | 0 |  | 0 | 0 | 0 | 0 | 0
29.12. | 7 | 0 |  | 0 | 0 | 0 | 0 | 0
29.12. | 8 | 0 |  | 0 | 0 | 0 | 0 | 0
29.12. | 9 | 0 |  | 0 | 0 | 0 | 0 | 0
29.12. | 10 | 0 |  | 0 | 0 | 0 | 0 | 0
29.12. | 11 | 0 |  | 0 | 0 | 0 | 0 | 0
29.12. | 12 | 0 |  | 0 | 0 | 0 | 0 | 0
29.12. | 13 | 0 |  | 0 | 0 | 0 | 0 | 0
29.12. | 14 | 0 |  | 0 | 0 | 0 | 0 | 0
29.12. | 15 | 0 |  | 0 | 0 | 0 | 0 | 0
29.12. | 16 | 0 |  | 0 | 0 | 0 | 0 | 0
29.12. | 17 | 0 |  | 0 | 0 | 0 | 0 | 0
29.12. | 18 | 0 |  | 0 | 0 | 0 | 0 | 0
29.12. | 19 | 0 |  | 0 | 0 | 0 | 0 | 0
29.12. | 20 | 0 |  | 0 | 0 | 0 | 0 | 0
29.12. | 21 | 0 |  | 0 | 0 | 0 | 0 | 0
29.12. | 22 | 0 |  | 0 | 0 | 0 | 0 | 0
29.12. | 23 | 0 |  | 0 | 0 | 0 | 0 | 0
29.12. | 24 | 0 |  | 0 | 0 | 0 | 0 | 0
30.12. | 1 | 0 |  | 0 | 0 | 0 | 0 | 0
30.12. | 2 | 0 |  | 0 | 0 | 0 | 0 | 0
30.12. | 3 | 0 |  | 0 | 0 | 0 | 0 | 0
30.12. | 4 | 0 |  | 0 | 0 | 0 | 0 | 0
30.12. | 5 | 0 |  | 0 | 0 | 0 | 0 | 0
30.12. | 6 | 0 |  | 0 | 0 | 0 | 0 | 0
30.12. | 7 | 0 |  | 0 | 0 | 0 | 0 | 0
30.12. | 8 | 0 |  | 0 | 0 | 0 | 0 | 0
30.12. | 9 | 0 |  | 0 | 0 | 0 | 0 | 0
30.12. | 10 | 0 |  | 0 | 0 | 0 | 0 | 0
30.12. | 11 | 0 |  | 0 | 0 | 0 | 0 | 0
30.12. | 12 | 0 |  | 0 | 0 | 0 | 0 | 0
30.12. | 13 | 0 |  | 0 | 0 | 0 | 0 | 0
30.12. | 14 | 0 |  | 0 | 0 | 0 | 0 | 0
30.12. | 15 | 0 |  | 0 | 0 | 0 | 0 | 0
30.12. | 16 | 0 |  | 0 | 0 | 0 | 0 | 0
30.12. | 17 | 0 |  | 0 | 0 | 0 | 0 | 0
30.12. | 18 | 0 |  | 0 | 0 | 0 | 0 | 0
30.12. | 19 | 0 |  | 0 | 0 | 0 | 0 | 0
30.12. | 20 | 0 |  | 0 | 0 | 0 | 0 | 0
30.12. | 21 | 0 |  | 0 | 0 | 0 | 0 | 0
30.12. | 22 | 0 |  | 0 | 0 | 0 | 0 | 0
30.12. | 23 | 0 |  | 0 | 0 | 0 | 0 | 0
30.12. | 24 | 0 |  | 0 | 0 | 0 | 0 | 0
31.12. | 1 | 0 |  | 0 | 0 | 0 | 0 | 0
31.12. | 2 | 0 |  | 0 | 0 | 0 | 0 | 0
31.12. | 3 | 0 |  | 0 | 0 | 0 | 0 | 0
31.12. | 4 | 0 |  | 0 | 0 | 0 | 0 | 0
31.12. | 5 | 0 |  | 0 | 0 | 0 | 0 | 0
31.12. | 6 | 0 |  | 0 | 0 | 0 | 0 | 0
31.12. | 7 | 0 |  | 0 | 0 | 0 | 0 | 0
31.12. | 8 | 0 |  | 0 | 0 | 0 | 0 | 0
31.12. | 9 | 0 |  | 0 | 0 | 0 | 0 | 0
31.12. | 10 | 0 |  | 0 | 0 | 0 | 0 | 0
31.12. | 11 | 0 |  | 0 | 0 | 0 | 0 | 0
31.12. | 12 | 0 |  | 0 | 0 | 0 | 0 | 0
31.12. | 13 | 0 |  | 0 | 0 | 0 | 0 | 0
31.12. | 14 | 0 |  | 0 | 0 | 0 | 0 | 0
31.12. | 15 | 0 |  | 0 | 0 | 0 | 0 | 0
31.12. | 16 | 0 |  | 0 | 0 | 0 | 0 | 0
31.12. | 17 | 0 |  | 0 | 0 | 0 | 0 | 0
31.12. | 18 | 0 |  | 0 | 0 | 0 | 0 | 0
31.12. | 19 | 0 |  | 0 | 0 | 0 | 0 | 0
31.12. | 20 | 0 |  | 0 | 0 | 0 | 0 | 0
31.12. | 21 | 0 |  | 0 | 0 | 0 | 0 | 0
31.12. | 22 | 0 |  | 0 | 0 | 0 | 0 | 0
31.12. | 23 | 0 |  | 0 | 0 | 0 | 0 | 0
31.12. | 24 | 0 |  | 0 | 0 | 0 | 0 | 0