## Thermal
ENTSO-E Market Modelling Database: Thermal generation
Country:
Market Node: | ITCA
Year:
Climate year
Scenario
Fuel & Plant type |  | Net generating capacity (MW) | Number of units | Number of biofuel units | Biofuel usage [%] | MUST RUN OBLIGATIONS | [13 empty] | Daily limitation in MWh (optional) | [11 empty] | Unavailability |  |  | Min stable power (% of max power) | Ramp up rate(MW/h) | Ramp down rate (MW/h) | fixed generation reduction (% of max power output) | Median Start-up fuel name | Custom biofuel price (EUR/Net GJ) | Maximum number of units on maintenance
[32 empty] | Forced outage (annual rate) | Planned outage | Planned outage
[33 empty] | annual rate | winter
[7 empty] | Jan | Feb | Mar | April | May | June | July | Aug | Sept | Oct | Nov | Dec | causes (e.g technical, subsidies, environmental, grid constraints... | Jan | Feb | Mar | April | May | June | July | Aug | Sept | Oct | Nov | Dec | % | number of days | minimum % of annual number of days
Nuclear |  | 0 | 0 | 0 | 0 | number of must run units | 0 | 0 | 0 | 0 | 0 | 0 | 0 | 0 | 0 | 0 | 0 | 0 | [13 empty] | 5 | 54 | 15 |  |  |  | 0 | 0 |  | 0
[6 empty] | % of installed capacity | 0 | 0 | 0 | 0 | 0 | 0 | 0 | 0 | 0 | 0 | 0 | 0
Hard coal | old 1 | 0 | 0 | 0 | 0 | number of must run units | 0 | 0 | 0 | 0 | 0 | 0 | 0 | 0 | 0 | 0 | 0 | 0 | [13 empty] | 10 | 27 | 15 |  |  |  | 0 | 0 |  | 0
[6 empty] | % of installed capacity | 0 | 0 | 0 | 0 | 0 | 0 | 0 | 0 | 0 | 0 | 0 | 0
| old 2 | 0 | 0 | 0 | 0 | number of must run units | 0 | 0 | 0 | 0 | 0 | 0 | 0 | 0 | 0 | 0 | 0 | 0 | [13 empty] | 10 | 27 | 15 |  |  |  | 0 | 0 |  | 0
[6 empty] | % of installed capacity | 0 | 0 | 0 | 0 | 0 | 0 | 0 | 0 | 0 | 0 | 0 | 0
| new | 0 | 0 | 0 | 0 | number of must run units | 0 | 0 | 0 | 0 | 0 | 0 | 0 | 0 | 0 | 0 | 0 | 0 | [13 empty] | 7.5 | 27 | 15 |  |  |  | 0 | 0 |  | 0
[6 empty] | % of installed capacity | 0 | 0 | 0 | 0 | 0 | 0 | 0 | 0 | 0 | 0 | 0 | 0
| CCS | 0 | 0 | 0 | 0 | number of must run units | 0 | 0 | 0 | 0 | 0 | 0 | 0 | 0 | 0 | 0 | 0 | 0 | [13 empty] | 7.5 | 27 | 15 |  |  |  | 0 | 0 |  | 0
[6 empty] | % of installed capacity | 0 | 0 | 0 | 0 | 0 | 0 | 0 | 0 | 0 | 0 | 0 | 0
Lignite | old 1 | 0 | 0 | 0 | 0 | number of must run units | 0 | 0 | 0 | 0 | 0 | 0 | 0 | 0 | 0 | 0 | 0 | 0 | [13 empty] | 10 | 27 | 15 |  |  |  | 0 | 0 |  | 0
[6 empty] | % of installed capacity | 0 | 0 | 0 | 0 | 0 | 0 | 0 | 0 | 0 | 0 | 0 | 0
| old 2 | 0 | 0 | 0 | 0 | number of must run units | 0 | 0 | 0 | 0 | 0 | 0 | 0 | 0 | 0 | 0 | 0 | 0 | [13 empty] | 10 | 27 | 15 |  |  |  | 0 | 0 |  | 0
[6 empty] | % of installed capacity | 0 | 0 | 0 | 0 | 0 | 0 | 0 | 0 | 0 | 0 | 0 | 0
| new | 0 | 0 | 0 | 0 | number of must run units | 0 | 0 | 0 | 0 | 0 | 0 | 0 | 0 | 0 | 0 | 0 | 0 | [13 empty] | 7.5 | 27 | 15 |  |  |  | 0 | 0 |  | 0
[6 empty] | % of installed capacity | 0 | 0 | 0 | 0 | 0 | 0 | 0 | 0 | 0 | 0 | 0 | 0
| CCS | 0 | 0 | 0 | 0 | number of must run units | 0 | 0 | 0 | 0 | 0 | 0 | 0 | 0 | 0 | 0 | 0 | 0 | [13 empty] | 7.5 | 27 | 15 |  |  |  | 0 | 0 |  | 0
[6 empty] | % of installed capacity | 0 | 0 | 0 | 0 | 0 | 0 | 0 | 0 | 0 | 0 | 0 | 0
Gas | Conventional old 1 | 25.8429 | 1 | 0 | 0 | number of must run units | 0 | 0 | 0 | 0 | 0 | 0 | 0 | 0 | 0 | 0 | 0 | 0 | [13 empty] | 8 | 27 | 15 | 30 | 9 | 9 | 70 | 0 | 0 | 1
[6 empty] | % of installed capacity | 0 | 0 | 0 | 0 | 0 | 0 | 0 | 0 | 0 | 0 | 0 | 0
| Conventional old 2 | 0 | 0 | 0 | 0 | number of must run units | 0 | 0 | 0 | 0 | 0 | 0 | 0 | 0 | 0 | 0 | 0 | 0 | [13 empty] | 8 | 27 | 15 |  |  |  | 0 | 0 |  | 0
[6 empty] | % of installed capacity | 0 | 0 | 0 | 0 | 0 | 0 | 0 | 0 | 0 | 0 | 0 | 0
| CCGT old 1 | 0 | 0 | 0 | 0 | number of must run units | 0 | 0 | 0 | 0 | 0 | 0 | 0 | 0 | 0 | 0 | 0 | 0 | [13 empty] | 8 | 27 | 15 |  |  |  | 0 | 0 |  | 0
[6 empty] | % of installed capacity | 0 | 0 | 0 | 0 | 0 | 0 | 0 | 0 | 0 | 0 | 0 | 0
| CCGT old 2 | 3274 | 6 | 0 | 0 | number of must run units | 6 | 6 | 6 | 6 | 6 | 6 | 6 | 6 | 6 | 6 | 6 | 6 | [13 empty] | 8 | 27 | 15 | 38.0269 | 1.2 | 3 | 8.0134 | 0 | 0 | 6
[6 empty] | % of installed capacity | 17 | 17 | 17 | 17 | 17 | 17 | 17 | 17 | 17 | 17 | 17 | 17
| CCGT new | 0 | 0 | 0 | 0 | number of must run units | 0 | 0 | 0 | 0 | 0 | 0 | 0 | 0 | 0 | 0 | 0 | 0 | [13 empty] | 5 | 27 | 15 |  |  |  | 0 | 0 |  | 0
[6 empty] | % of installed capacity | 0 | 0 | 0 | 0 | 0 | 0 | 0 | 0 | 0 | 0 | 0 | 0
| CCGT CCS | 0 | 0 | 0 | 0 | number of must run units | 0 | 0 | 0 | 0 | 0 | 0 | 0 | 0 | 0 | 0 | 0 | 0 | [13 empty] | 5 | 27 | 15 |  |  |  | 0 | 0 |  | 0
[6 empty] | % of installed capacity | 0 | 0 | 0 | 0 | 0 | 0 | 0 | 0 | 0 | 0 | 0 | 0
| OCGT old | 0 | 0 | 0 | 0 | number of must run units | 0 | 0 | 0 | 0 | 0 | 0 | 0 | 0 | 0 | 0 | 0 | 0 | [13 empty] | 8 | 13 | 15 |  |  |  | 0 | 0 |  | 0
[6 empty] | % of installed capacity | 0 | 0 | 0 | 0 | 0 | 0 | 0 | 0 | 0 | 0 | 0 | 0
| OCGT new | 224 | 2 | 0 | 0 | number of must run units | 2 | 2 | 2 | 2 | 2 | 2 | 2 | 2 | 2 | 2 | 2 | 2 | [13 empty] | 5 | 13 | 15 | 25.8929 | 7.2 | 7.2 | 8.0134 | 0 | 0 | 2
[6 empty] | % of installed capacity | 17 | 17 | 17 | 17 | 17 | 17 | 17 | 17 | 17 | 17 | 17 | 17
Light oil |  | 0 | 0 | 0 | 0 | number of must run units | 0 | 0 | 0 | 0 | 0 | 0 | 0 | 0 | 0 | 0 | 0 | 0 | [13 empty] | 8 | 13 | 15 |  |  |  | 0 | 0 |  | 0
[6 empty] | % of installed capacity | 0 | 0 | 0 | 0 | 0 | 0 | 0 | 0 | 0 | 0 | 0 | 0
Heavy oil | old 1 | 0 | 0 | 0 | 0 | number of must run units | 0 | 0 | 0 | 0 | 0 | 0 | 0 | 0 | 0 | 0 | 0 | 0 | [13 empty] | 10 | 27 | 15 |  |  |  | 0 | 0 |  | 0
[6 empty] | % of installed capacity | 0 | 0 | 0 | 0 | 0 | 0 | 0 | 0 | 0 | 0 | 0 | 0
| old 2 | 0 | 0 | 0 | 0 | number of must run units | 0 | 0 | 0 | 0 | 0 | 0 | 0 | 0 | 0 | 0 | 0 | 0 | [13 empty] | 10 | 27 | 15 |  |  |  | 0 | 0 |  | 0
[6 empty] | % of installed capacity | 0 | 0 | 0 | 0 | 0 | 0 | 0 | 0 | 0 | 0 | 0 | 0
Oil shale | old | 0 | 0 | 0 | 0 | number of must run units | 0 | 0 | 0 | 0 | 0 | 0 | 0 | 0 | 0 | 0 | 0 | 0 | [13 empty] | 10 | 27 | 15 |  |  |  | 0 | 0 |  | 0
[6 empty] | % of installed capacity | 0 | 0 | 0 | 0 | 0 | 0 | 0 | 0 | 0 | 0 | 0 | 0
| new | 0 | 0 | 0 | 0 | number of must run units | 0 | 0 | 0 | 0 | 0 | 0 | 0 | 0 | 0 | 0 | 0 | 0 | [13 empty] | 7.5 | 27 | 15 |  |  |  | 0 | 0 |  | 0
[6 empty] | % of installed capacity | 0 | 0 | 0 | 0 | 0 | 0 | 0 | 0 | 0 | 0 | 0 | 0
Gas | CCGT present 1 | 0 | 0 | 0 | 0 | number of must run units | 0 | 0 | 0 | 0 | 0 | 0 | 0 | 0 | 0 | 0 | 0 | 0 | [13 empty] | 5 | 27 | 15 |  |  |  | 0 | 0 |  | 0
[6 empty] | % of installed capacity | 0 | 0 | 0 | 0 | 0 | 0 | 0 | 0 | 0 | 0 | 0 | 0
| CCGT present 2 | 0 | 0 | 0 | 0 | number of must run units | 0 | 0 | 0 | 0 | 0 | 0 | 0 | 0 | 0 | 0 | 0 | 0 | [13 empty] | 5 | 27 | 15 |  |  |  | 0 | 0 |  | 0
[6 empty] | % of installed capacity | 0 | 0 | 0 | 0 | 0 | 0 | 0 | 0 | 0 | 0 | 0 | 0
Hydrogen | Fuel Cell | 0 | 0 | 0 | 0 | number of must run units | 0 | 0 | 0 | 0 | 0 | 0 | 0 | 0 | 0 | 0 | 0 | 0 | [13 empty] | 2.5 | 7 | 0 |  |  |  | 0 | 0 |  | 0
[6 empty] | % of installed capacity | 0 | 0 | 0 | 0 | 0 | 0 | 0 | 0 | 0 | 0 | 0 | 0
Hydrogen | CCGT | 0 | 0 | 0 | 0 | number of must run units | 0 | 0 | 0 | 0 | 0 | 0 | 0 | 0 | 0 | 0 | 0 | 0 | [13 empty] | 5 | 27 | 15 |  |  |  | 0 | 0 |  | 0
[6 empty] | % of installed capacity | 0 | 0 | 0 | 0 | 0 | 0 | 0 | 0 | 0 | 0 | 0 | 0
Hydrogen | OCGT | 0 | 0 | 0 | 0 | number of must run units | 0 | 0 | 0 | 0 | 0 | 0 | 0 | 0 | 0 | 0 | 0 | 0 | [13 empty] | 5 | 13 | 15 |  |  |  | 0 | 0 |  | 0
[6 empty] | % of installed capacity | 0 | 0 | 0 | 0 | 0 | 0 | 0 | 0 | 0 | 0 | 0 | 0

## Other Non-RES
ENTSO-E Market Modelling Database: Other non-RES
Country:
Market Node: | ITCA
Year:
Climate year |  |  | N.B. use convention first January always Monday (2007 calendar year) --> see guidelines for further details
Scenario
|  | Price Band 1 | Price Band 2
| Installed capacity (MW) | 25.8429
Number of units
| PEMMDB type(s) | OtherNon-RES/Gas/conventional old 1
Purpose
| Avg. Market Offer Price (€/MWh) | 0
| Avg. Efficiency Ratio | 0.36
| Avg. CO2 em. factor (ton/MWh) | 158.3333
| Start climate year | 2035
| End climate year | 2035
Date | Hour | Available capacity (MW) | Available capacity (MW) | Available capacity (MW) | Available capacity (MW) | Available capacity (MW) | Available capacity (MW) | Available capacity (MW) | Available capacity (MW) | Available capacity (MW) | Available capacity (MW) | Available capacity (MW) | Available capacity (MW) | Available capacity (MW) | Available capacity (MW) | Available capacity (MW) | Available capacity (MW) | Available capacity (MW) | Available capacity (MW) | Available capacity (MW) | Available capacity (MW) | Available capacity (MW) | Available capacity (MW) | Available capacity (MW) | Available capacity (MW) | Available capacity (MW) | Available capacity (MW) | Available capacity (MW)
01.01. | 1 | 25.8429
01.01. | 2 | 25.8429
01.01. | 3 | 25.8429
01.01. | 4 | 25.8429
01.01. | 5 | 25.8429
01.01. | 6 | 25.8429
01.01. | 7 | 25.8429
01.01. | 8 | 25.8429
01.01. | 9 | 25.8429
01.01. | 10 | 25.8429
01.01. | 11 | 25.8429
01.01. | 12 | 25.8429
01.01. | 13 | 25.8429
01.01. | 14 | 25.8429
01.01. | 15 | 25.8429
01.01. | 16 | 25.8429
01.01. | 17 | 25.8429
01.01. | 18 | 25.8429
01.01. | 19 | 25.8429
01.01. | 20 | 25.8429
01.01. | 21 | 25.8429
01.01. | 22 | 25.8429
01.01. | 23 | 25.8429
01.01. | 24 | 25.8429
02.01. | 1 | 25.8429
02.01. | 2 | 25.8429
02.01. | 3 | 25.8429
02.01. | 4 | 25.8429
02.01. | 5 | 25.8429
02.01. | 6 | 25.8429
02.01. | 7 | 25.8429
02.01. | 8 | 25.8429
02.01. | 9 | 25.8429
02.01. | 10 | 25.8429
02.01. | 11 | 25.8429
02.01. | 12 | 25.8429
02.01. | 13 | 25.8429
02.01. | 14 | 25.8429
02.01. | 15 | 25.8429
02.01. | 16 | 25.8429
02.01. | 17 | 25.8429
02.01. | 18 | 25.8429
02.01. | 19 | 25.8429
02.01. | 20 | 25.8429
02.01. | 21 | 25.8429
02.01. | 22 | 25.8429
02.01. | 23 | 25.8429
02.01. | 24 | 25.8429
03.01. | 1 | 25.8429
03.01. | 2 | 25.8429
03.01. | 3 | 25.8429
03.01. | 4 | 25.8429
03.01. | 5 | 25.8429
03.01. | 6 | 25.8429
03.01. | 7 | 25.8429
03.01. | 8 | 25.8429
03.01. | 9 | 25.8429
03.01. | 10 | 25.8429
03.01. | 11 | 25.8429
03.01. | 12 | 25.8429
03.01. | 13 | 25.8429
03.01. | 14 | 25.8429
03.01. | 15 | 25.8429
03.01. | 16 | 25.8429
03.01. | 17 | 25.8429
03.01. | 18 | 25.8429
03.01. | 19 | 25.8429
03.01. | 20 | 25.8429
03.01. | 21 | 25.8429
03.01. | 22 | 25.8429
03.01. | 23 | 25.8429
03.01. | 24 | 25.8429
04.01. | 1 | 25.8429
04.01. | 2 | 25.8429
04.01. | 3 | 25.8429
04.01. | 4 | 25.8429
04.01. | 5 | 25.8429
04.01. | 6 | 25.8429
04.01. | 7 | 25.8429
04.01. | 8 | 25.8429
04.01. | 9 | 25.8429
04.01. | 10 | 25.8429
04.01. | 11 | 25.8429
04.01. | 12 | 25.8429
04.01. | 13 | 25.8429
04.01. | 14 | 25.8429
04.01. | 15 | 25.8429
04.01. | 16 | 25.8429
04.01. | 17 | 25.8429
04.01. | 18 | 25.8429
04.01. | 19 | 25.8429
04.01. | 20 | 25.8429
04.01. | 21 | 25.8429
04.01. | 22 | 25.8429
04.01. | 23 | 25.8429
04.01. | 24 | 25.8429
05.01. | 1 | 25.8429
05.01. | 2 | 25.8429
05.01. | 3 | 25.8429
05.01. | 4 | 25.8429
05.01. | 5 | 25.8429
05.01. | 6 | 25.8429
05.01. | 7 | 25.8429
05.01. | 8 | 25.8429
05.01. | 9 | 25.8429
05.01. | 10 | 25.8429
05.01. | 11 | 25.8429
05.01. | 12 | 25.8429
05.01. | 13 | 25.8429
05.01. | 14 | 25.8429
05.01. | 15 | 25.8429
05.01. | 16 | 25.8429
05.01. | 17 | 25.8429
05.01. | 18 | 25.8429
05.01. | 19 | 25.8429
05.01. | 20 | 25.8429
05.01. | 21 | 25.8429
05.01. | 22 | 25.8429
05.01. | 23 | 25.8429
05.01. | 24 | 25.8429
06.01. | 1 | 25.8429
06.01. | 2 | 25.8429
06.01. | 3 | 25.8429
06.01. | 4 | 25.8429
06.01. | 5 | 25.8429
06.01. | 6 | 25.8429
06.01. | 7 | 25.8429
06.01. | 8 | 25.8429
06.01. | 9 | 25.8429
06.01. | 10 | 25.8429
06.01. | 11 | 25.8429
06.01. | 12 | 25.8429
06.01. | 13 | 25.8429
06.01. | 14 | 25.8429
06.01. | 15 | 25.8429
06.01. | 16 | 25.8429
06.01. | 17 | 25.8429
06.01. | 18 | 25.8429
06.01. | 19 | 25.8429
06.01. | 20 | 25.8429
06.01. | 21 | 25.8429
06.01. | 22 | 25.8429
06.01. | 23 | 25.8429
06.01. | 24 | 25.8429
07.01. | 1 | 25.8429
07.01. | 2 | 25.8429
07.01. | 3 | 25.8429
07.01. | 4 | 25.8429
07.01. | 5 | 25.8429
07.01. | 6 | 25.8429
07.01. | 7 | 25.8429
07.01. | 8 | 25.8429
07.01. | 9 | 25.8429
07.01. | 10 | 25.8429
07.01. | 11 | 25.8429
07.01. | 12 | 25.8429
07.01. | 13 | 25.8429
07.01. | 14 | 25.8429
07.01. | 15 | 25.8429
07.01. | 16 | 25.8429
07.01. | 17 | 25.8429
07.01. | 18 | 25.8429
07.01. | 19 | 25.8429
07.01. | 20 | 25.8429
07.01. | 21 | 25.8429
07.01. | 22 | 25.8429
07.01. | 23 | 25.8429
07.01. | 24 | 25.8429
08.01. | 1 | 25.8429
08.01. | 2 | 25.8429
08.01. | 3 | 25.8429
08.01. | 4 | 25.8429
08.01. | 5 | 25.8429
08.01. | 6 | 25.8429
08.01. | 7 | 25.8429
08.01. | 8 | 25.8429
08.01. | 9 | 25.8429
08.01. | 10 | 25.8429
08.01. | 11 | 25.8429
08.01. | 12 | 25.8429
08.01. | 13 | 25.8429
08.01. | 14 | 25.8429
08.01. | 15 | 25.8429
08.01. | 16 | 25.8429
08.01. | 17 | 25.8429
08.01. | 18 | 25.8429
08.01. | 19 | 25.8429
08.01. | 20 | 25.8429
08.01. | 21 | 25.8429
08.01. | 22 | 25.8429
08.01. | 23 | 25.8429
08.01. | 24 | 25.8429
09.01. | 1 | 25.8429
09.01. | 2 | 25.8429
09.01. | 3 | 25.8429
09.01. | 4 | 25.8429
09.01. | 5 | 25.8429
09.01. | 6 | 25.8429
09.01. | 7 | 25.8429
09.01. | 8 | 25.8429
09.01. | 9 | 25.8429
09.01. | 10 | 25.8429
09.01. | 11 | 25.8429
09.01. | 12 | 25.8429
09.01. | 13 | 25.8429
09.01. | 14 | 25.8429
09.01. | 15 | 25.8429
09.01. | 16 | 25.8429
09.01. | 17 | 25.8429
09.01. | 18 | 25.8429
09.01. | 19 | 25.8429
09.01. | 20 | 25.8429
09.01. | 21 | 25.8429
09.01. | 22 | 25.8429
09.01. | 23 | 25.8429
09.01. | 24 | 25.8429
10.01. | 1 | 25.8429
10.01. | 2 | 25.8429
10.01. | 3 | 25.8429
10.01. | 4 | 25.8429
10.01. | 5 | 25.8429
10.01. | 6 | 25.8429
10.01. | 7 | 25.8429
10.01. | 8 | 25.8429
10.01. | 9 | 25.8429
10.01. | 10 | 25.8429
10.01. | 11 | 25.8429
10.01. | 12 | 25.8429
10.01. | 13 | 25.8429
10.01. | 14 | 25.8429
10.01. | 15 | 25.8429
10.01. | 16 | 25.8429
10.01. | 17 | 25.8429
10.01. | 18 | 25.8429
10.01. | 19 | 25.8429
10.01. | 20 | 25.8429
10.01. | 21 | 25.8429
10.01. | 22 | 25.8429
10.01. | 23 | 25.8429
10.01. | 24 | 25.8429
11.01. | 1 | 25.8429
11.01. | 2 | 25.8429
11.01. | 3 | 25.8429
11.01. | 4 | 25.8429
11.01. | 5 | 25.8429
11.01. | 6 | 25.8429
11.01. | 7 | 25.8429
11.01. | 8 | 25.8429
11.01. | 9 | 25.8429
11.01. | 10 | 25.8429
11.01. | 11 | 25.8429
11.01. | 12 | 25.8429
11.01. | 13 | 25.8429
11.01. | 14 | 25.8429
11.01. | 15 | 25.8429
11.01. | 16 | 25.8429
11.01. | 17 | 25.8429
11.01. | 18 | 25.8429
11.01. | 19 | 25.8429
11.01. | 20 | 25.8429
11.01. | 21 | 25.8429
11.01. | 22 | 25.8429
11.01. | 23 | 25.8429
11.01. | 24 | 25.8429
12.01. | 1 | 25.8429
12.01. | 2 | 25.8429
12.01. | 3 | 25.8429
12.01. | 4 | 25.8429
12.01. | 5 | 25.8429
12.01. | 6 | 25.8429
12.01. | 7 | 25.8429
12.01. | 8 | 25.8429
12.01. | 9 | 25.8429
12.01. | 10 | 25.8429
12.01. | 11 | 25.8429
12.01. | 12 | 25.8429
12.01. | 13 | 25.8429
12.01. | 14 | 25.8429
12.01. | 15 | 25.8429
12.01. | 16 | 25.8429
12.01. | 17 | 25.8429
12.01. | 18 | 25.8429
12.01. | 19 | 25.8429
12.01. | 20 | 25.8429
12.01. | 21 | 25.8429
12.01. | 22 | 25.8429
12.01. | 23 | 25.8429
12.01. | 24 | 25.8429
13.01. | 1 | 25.8429
13.01. | 2 | 25.8429
13.01. | 3 | 25.8429
13.01. | 4 | 25.8429
13.01. | 5 | 25.8429
13.01. | 6 | 25.8429
13.01. | 7 | 25.8429
13.01. | 8 | 25.8429
13.01. | 9 | 25.8429
13.01. | 10 | 25.8429
13.01. | 11 | 25.8429
13.01. | 12 | 25.8429
13.01. | 13 | 25.8429
13.01. | 14 | 25.8429
13.01. | 15 | 25.8429
13.01. | 16 | 25.8429
13.01. | 17 | 25.8429
13.01. | 18 | 25.8429
13.01. | 19 | 25.8429
13.01. | 20 | 25.8429
13.01. | 21 | 25.8429
13.01. | 22 | 25.8429
13.01. | 23 | 25.8429
13.01. | 24 | 25.8429
14.01. | 1 | 25.8429
14.01. | 2 | 25.8429
14.01. | 3 | 25.8429
14.01. | 4 | 25.8429
14.01. | 5 | 25.8429
14.01. | 6 | 25.8429
14.01. | 7 | 25.8429
14.01. | 8 | 25.8429
14.01. | 9 | 25.8429
14.01. | 10 | 25.8429
14.01. | 11 | 25.8429
14.01. | 12 | 25.8429
14.01. | 13 | 25.8429
14.01. | 14 | 25.8429
14.01. | 15 | 25.8429
14.01. | 16 | 25.8429
14.01. | 17 | 25.8429
14.01. | 18 | 25.8429
14.01. | 19 | 25.8429
14.01. | 20 | 25.8429
14.01. | 21 | 25.8429
14.01. | 22 | 25.8429
14.01. | 23 | 25.8429
14.01. | 24 | 25.8429
15.01. | 1 | 25.8429
15.01. | 2 | 25.8429
15.01. | 3 | 25.8429
15.01. | 4 | 25.8429
15.01. | 5 | 25.8429
15.01. | 6 | 25.8429
15.01. | 7 | 25.8429
15.01. | 8 | 25.8429
15.01. | 9 | 25.8429
15.01. | 10 | 25.8429
15.01. | 11 | 25.8429
15.01. | 12 | 25.8429
15.01. | 13 | 25.8429
15.01. | 14 | 25.8429
15.01. | 15 | 25.8429
15.01. | 16 | 25.8429
15.01. | 17 | 25.8429
15.01. | 18 | 25.8429
15.01. | 19 | 25.8429
15.01. | 20 | 25.8429
15.01. | 21 | 25.8429
15.01. | 22 | 25.8429
15.01. | 23 | 25.8429
15.01. | 24 | 25.8429
16.01. | 1 | 25.8429
16.01. | 2 | 25.8429
16.01. | 3 | 25.8429
16.01. | 4 | 25.8429
16.01. | 5 | 25.8429
16.01. | 6 | 25.8429
16.01. | 7 | 25.8429
16.01. | 8 | 25.8429
16.01. | 9 | 25.8429
16.01. | 10 | 25.8429
16.01. | 11 | 25.8429
16.01. | 12 | 25.8429
16.01. | 13 | 25.8429
16.01. | 14 | 25.8429
16.01. | 15 | 25.8429
16.01. | 16 | 25.8429
16.01. | 17 | 25.8429
16.01. | 18 | 25.8429
16.01. | 19 | 25.8429
16.01. | 20 | 25.8429
16.01. | 21 | 25.8429
16.01. | 22 | 25.8429
16.01. | 23 | 25.8429
16.01. | 24 | 25.8429
17.01. | 1 | 25.8429
17.01. | 2 | 25.8429
17.01. | 3 | 25.8429
17.01. | 4 | 25.8429
17.01. | 5 | 25.8429
17.01. | 6 | 25.8429
17.01. | 7 | 25.8429
17.01. | 8 | 25.8429
17.01. | 9 | 25.8429
17.01. | 10 | 25.8429
17.01. | 11 | 25.8429
17.01. | 12 | 25.8429
17.01. | 13 | 25.8429
17.01. | 14 | 25.8429
17.01. | 15 | 25.8429
17.01. | 16 | 25.8429
17.01. | 17 | 25.8429
17.01. | 18 | 25.8429
17.01. | 19 | 25.8429
17.01. | 20 | 25.8429
17.01. | 21 | 25.8429
17.01. | 22 | 25.8429
17.01. | 23 | 25.8429
17.01. | 24 | 25.8429
18.01. | 1 | 25.8429
18.01. | 2 | 25.8429
18.01. | 3 | 25.8429
18.01. | 4 | 25.8429
18.01. | 5 | 25.8429
18.01. | 6 | 25.8429
18.01. | 7 | 25.8429
18.01. | 8 | 25.8429
18.01. | 9 | 25.8429
18.01. | 10 | 25.8429
18.01. | 11 | 25.8429
18.01. | 12 | 25.8429
18.01. | 13 | 25.8429
18.01. | 14 | 25.8429
18.01. | 15 | 25.8429
18.01. | 16 | 25.8429
18.01. | 17 | 25.8429
18.01. | 18 | 25.8429
18.01. | 19 | 25.8429
18.01. | 20 | 25.8429
18.01. | 21 | 25.8429
18.01. | 22 | 25.8429
18.01. | 23 | 25.8429
18.01. | 24 | 25.8429
19.01. | 1 | 25.8429
19.01. | 2 | 25.8429
19.01. | 3 | 25.8429
19.01. | 4 | 25.8429
19.01. | 5 | 25.8429
19.01. | 6 | 25.8429
19.01. | 7 | 25.8429
19.01. | 8 | 25.8429
19.01. | 9 | 25.8429
19.01. | 10 | 25.8429
19.01. | 11 | 25.8429
19.01. | 12 | 25.8429
19.01. | 13 | 25.8429
19.01. | 14 | 25.8429
19.01. | 15 | 25.8429
19.01. | 16 | 25.8429
19.01. | 17 | 25.8429
19.01. | 18 | 25.8429
19.01. | 19 | 25.8429
19.01. | 20 | 25.8429
19.01. | 21 | 25.8429
19.01. | 22 | 25.8429
19.01. | 23 | 25.8429
19.01. | 24 | 25.8429
20.01. | 1 | 25.8429
20.01. | 2 | 25.8429
20.01. | 3 | 25.8429
20.01. | 4 | 25.8429
20.01. | 5 | 25.8429
20.01. | 6 | 25.8429
20.01. | 7 | 25.8429
20.01. | 8 | 25.8429
20.01. | 9 | 25.8429
20.01. | 10 | 25.8429
20.01. | 11 | 25.8429
20.01. | 12 | 25.8429
20.01. | 13 | 25.8429
20.01. | 14 | 25.8429
20.01. | 15 | 25.8429
20.01. | 16 | 25.8429
20.01. | 17 | 25.8429
20.01. | 18 | 25.8429
20.01. | 19 | 25.8429
20.01. | 20 | 25.8429
20.01. | 21 | 25.8429
20.01. | 22 | 25.8429
20.01. | 23 | 25.8429
20.01. | 24 | 25.8429
21.01. | 1 | 25.8429
21.01. | 2 | 25.8429
21.01. | 3 | 25.8429
21.01. | 4 | 25.8429
21.01. | 5 | 25.8429
21.01. | 6 | 25.8429
21.01. | 7 | 25.8429
21.01. | 8 | 25.8429
21.01. | 9 | 25.8429
21.01. | 10 | 25.8429
21.01. | 11 | 25.8429
21.01. | 12 | 25.8429
21.01. | 13 | 25.8429
21.01. | 14 | 25.8429
21.01. | 15 | 25.8429
21.01. | 16 | 25.8429
21.01. | 17 | 25.8429
21.01. | 18 | 25.8429
21.01. | 19 | 25.8429
21.01. | 20 | 25.8429
21.01. | 21 | 25.8429
21.01. | 22 | 25.8429
21.01. | 23 | 25.8429
21.01. | 24 | 25.8429
22.01. | 1 | 25.8429
22.01. | 2 | 25.8429
22.01. | 3 | 25.8429
22.01. | 4 | 25.8429
22.01. | 5 | 25.8429
22.01. | 6 | 25.8429
22.01. | 7 | 25.8429
22.01. | 8 | 25.8429
22.01. | 9 | 25.8429
22.01. | 10 | 25.8429
22.01. | 11 | 25.8429
22.01. | 12 | 25.8429
22.01. | 13 | 25.8429
22.01. | 14 | 25.8429
22.01. | 15 | 25.8429
22.01. | 16 | 25.8429
22.01. | 17 | 25.8429
22.01. | 18 | 25.8429
22.01. | 19 | 25.8429
22.01. | 20 | 25.8429
22.01. | 21 | 25.8429
22.01. | 22 | 25.8429
22.01. | 23 | 25.8429
22.01. | 24 | 25.8429
23.01. | 1 | 25.8429
23.01. | 2 | 25.8429
23.01. | 3 | 25.8429
23.01. | 4 | 25.8429
23.01. | 5 | 25.8429
23.01. | 6 | 25.8429
23.01. | 7 | 25.8429
23.01. | 8 | 25.8429
23.01. | 9 | 25.8429
23.01. | 10 | 25.8429
23.01. | 11 | 25.8429
23.01. | 12 | 25.8429
23.01. | 13 | 25.8429
23.01. | 14 | 25.8429
23.01. | 15 | 25.8429
23.01. | 16 | 25.8429
23.01. | 17 | 25.8429
23.01. | 18 | 25.8429
23.01. | 19 | 25.8429
23.01. | 20 | 25.8429
23.01. | 21 | 25.8429
23.01. | 22 | 25.8429
23.01. | 23 | 25.8429
23.01. | 24 | 25.8429
24.01. | 1 | 25.8429
24.01. | 2 | 25.8429
24.01. | 3 | 25.8429
24.01. | 4 | 25.8429
24.01. | 5 | 25.8429
24.01. | 6 | 25.8429
24.01. | 7 | 25.8429
24.01. | 8 | 25.8429
24.01. | 9 | 25.8429
24.01. | 10 | 25.8429
24.01. | 11 | 25.8429
24.01. | 12 | 25.8429
24.01. | 13 | 25.8429
24.01. | 14 | 25.8429
24.01. | 15 | 25.8429
24.01. | 16 | 25.8429
24.01. | 17 | 25.8429
24.01. | 18 | 25.8429
24.01. | 19 | 25.8429
24.01. | 20 | 25.8429
24.01. | 21 | 25.8429
24.01. | 22 | 25.8429
24.01. | 23 | 25.8429
24.01. | 24 | 25.8429
25.01. | 1 | 25.8429
25.01. | 2 | 25.8429
25.01. | 3 | 25.8429
25.01. | 4 | 25.8429
25.01. | 5 | 25.8429
25.01. | 6 | 25.8429
25.01. | 7 | 25.8429
25.01. | 8 | 25.8429
25.01. | 9 | 25.8429
25.01. | 10 | 25.8429
25.01. | 11 | 25.8429
25.01. | 12 | 25.8429
25.01. | 13 | 25.8429
25.01. | 14 | 25.8429
25.01. | 15 | 25.8429
25.01. | 16 | 25.8429
25.01. | 17 | 25.8429
25.01. | 18 | 25.8429
25.01. | 19 | 25.8429
25.01. | 20 | 25.8429
25.01. | 21 | 25.8429
25.01. | 22 | 25.8429
25.01. | 23 | 25.8429
25.01. | 24 | 25.8429
26.01. | 1 | 25.8429
26.01. | 2 | 25.8429
26.01. | 3 | 25.8429
26.01. | 4 | 25.8429
26.01. | 5 | 25.8429
26.01. | 6 | 25.8429
26.01. | 7 | 25.8429
26.01. | 8 | 25.8429
26.01. | 9 | 25.8429
26.01. | 10 | 25.8429
26.01. | 11 | 25.8429
26.01. | 12 | 25.8429
26.01. | 13 | 25.8429
26.01. | 14 | 25.8429
26.01. | 15 | 25.8429
26.01. | 16 | 25.8429
26.01. | 17 | 25.8429
26.01. | 18 | 25.8429
26.01. | 19 | 25.8429
26.01. | 20 | 25.8429
26.01. | 21 | 25.8429
26.01. | 22 | 25.8429
26.01. | 23 | 25.8429
26.01. | 24 | 25.8429
27.01. | 1 | 25.8429
27.01. | 2 | 25.8429
27.01. | 3 | 25.8429
27.01. | 4 | 25.8429
27.01. | 5 | 25.8429
27.01. | 6 | 25.8429
27.01. | 7 | 25.8429
27.01. | 8 | 25.8429
27.01. | 9 | 25.8429
27.01. | 10 | 25.8429
27.01. | 11 | 25.8429
27.01. | 12 | 25.8429
27.01. | 13 | 25.8429
27.01. | 14 | 25.8429
27.01. | 15 | 25.8429
27.01. | 16 | 25.8429
27.01. | 17 | 25.8429
27.01. | 18 | 25.8429
27.01. | 19 | 25.8429
27.01. | 20 | 25.8429
27.01. | 21 | 25.8429
27.01. | 22 | 25.8429
27.01. | 23 | 25.8429
27.01. | 24 | 25.8429
28.01. | 1 | 25.8429
28.01. | 2 | 25.8429
28.01. | 3 | 25.8429
28.01. | 4 | 25.8429
28.01. | 5 | 25.8429
28.01. | 6 | 25.8429
28.01. | 7 | 25.8429
28.01. | 8 | 25.8429
28.01. | 9 | 25.8429
28.01. | 10 | 25.8429
28.01. | 11 | 25.8429
28.01. | 12 | 25.8429
28.01. | 13 | 25.8429
28.01. | 14 | 25.8429
28.01. | 15 | 25.8429
28.01. | 16 | 25.8429
28.01. | 17 | 25.8429
28.01. | 18 | 25.8429
28.01. | 19 | 25.8429
28.01. | 20 | 25.8429
28.01. | 21 | 25.8429
28.01. | 22 | 25.8429
28.01. | 23 | 25.8429
28.01. | 24 | 25.8429
29.01. | 1 | 25.8429
29.01. | 2 | 25.8429
29.01. | 3 | 25.8429
29.01. | 4 | 25.8429
29.01. | 5 | 25.8429
29.01. | 6 | 25.8429
29.01. | 7 | 25.8429
29.01. | 8 | 25.8429
29.01. | 9 | 25.8429
29.01. | 10 | 25.8429
29.01. | 11 | 25.8429
29.01. | 12 | 25.8429
29.01. | 13 | 25.8429
29.01. | 14 | 25.8429
29.01. | 15 | 25.8429
29.01. | 16 | 25.8429
29.01. | 17 | 25.8429
29.01. | 18 | 25.8429
29.01. | 19 | 25.8429
29.01. | 20 | 25.8429
29.01. | 21 | 25.8429
29.01. | 22 | 25.8429
29.01. | 23 | 25.8429
29.01. | 24 | 25.8429
30.01. | 1 | 25.8429
30.01. | 2 | 25.8429
30.01. | 3 | 25.8429
30.01. | 4 | 25.8429
30.01. | 5 | 25.8429
30.01. | 6 | 25.8429
30.01. | 7 | 25.8429
30.01. | 8 | 25.8429
30.01. | 9 | 25.8429
30.01. | 10 | 25.8429
30.01. | 11 | 25.8429
30.01. | 12 | 25.8429
30.01. | 13 | 25.8429
30.01. | 14 | 25.8429
30.01. | 15 | 25.8429
30.01. | 16 | 25.8429
30.01. | 17 | 25.8429
30.01. | 18 | 25.8429
30.01. | 19 | 25.8429
30.01. | 20 | 25.8429
30.01. | 21 | 25.8429
30.01. | 22 | 25.8429
30.01. | 23 | 25.8429
30.01. | 24 | 25.8429
31.01. | 1 | 25.8429
31.01. | 2 | 25.8429
31.01. | 3 | 25.8429
31.01. | 4 | 25.8429
31.01. | 5 | 25.8429
31.01. | 6 | 25.8429
31.01. | 7 | 25.8429
31.01. | 8 | 25.8429
31.01. | 9 | 25.8429
31.01. | 10 | 25.8429
31.01. | 11 | 25.8429
31.01. | 12 | 25.8429
31.01. | 13 | 25.8429
31.01. | 14 | 25.8429
31.01. | 15 | 25.8429
31.01. | 16 | 25.8429
31.01. | 17 | 25.8429
31.01. | 18 | 25.8429
31.01. | 19 | 25.8429
31.01. | 20 | 25.8429
31.01. | 21 | 25.8429
31.01. | 22 | 25.8429
31.01. | 23 | 25.8429
31.01. | 24 | 25.8429
01.02. | 1 | 25.8429
01.02. | 2 | 25.8429
01.02. | 3 | 25.8429
01.02. | 4 | 25.8429
01.02. | 5 | 25.8429
01.02. | 6 | 25.8429
01.02. | 7 | 25.8429
01.02. | 8 | 25.8429
01.02. | 9 | 25.8429
01.02. | 10 | 25.8429
01.02. | 11 | 25.8429
01.02. | 12 | 25.8429
01.02. | 13 | 25.8429
01.02. | 14 | 25.8429
01.02. | 15 | 25.8429
01.02. | 16 | 25.8429
01.02. | 17 | 25.8429
01.02. | 18 | 25.8429
01.02. | 19 | 25.8429
01.02. | 20 | 25.8429
01.02. | 21 | 25.8429
01.02. | 22 | 25.8429
01.02. | 23 | 25.8429
01.02. | 24 | 25.8429
02.02. | 1 | 25.8429
02.02. | 2 | 25.8429
02.02. | 3 | 25.8429
02.02. | 4 | 25.8429
02.02. | 5 | 25.8429
02.02. | 6 | 25.8429
02.02. | 7 | 25.8429
02.02. | 8 | 25.8429
02.02. | 9 | 25.8429
02.02. | 10 | 25.8429
02.02. | 11 | 25.8429
02.02. | 12 | 25.8429
02.02. | 13 | 25.8429
02.02. | 14 | 25.8429
02.02. | 15 | 25.8429
02.02. | 16 | 25.8429
02.02. | 17 | 25.8429
02.02. | 18 | 25.8429
02.02. | 19 | 25.8429
02.02. | 20 | 25.8429
02.02. | 21 | 25.8429
02.02. | 22 | 25.8429
02.02. | 23 | 25.8429
02.02. | 24 | 25.8429
03.02. | 1 | 25.8429
03.02. | 2 | 25.8429
03.02. | 3 | 25.8429
03.02. | 4 | 25.8429
03.02. | 5 | 25.8429
03.02. | 6 | 25.8429
03.02. | 7 | 25.8429
03.02. | 8 | 25.8429
03.02. | 9 | 25.8429
03.02. | 10 | 25.8429
03.02. | 11 | 25.8429
03.02. | 12 | 25.8429
03.02. | 13 | 25.8429
03.02. | 14 | 25.8429
03.02. | 15 | 25.8429
03.02. | 16 | 25.8429
03.02. | 17 | 25.8429
03.02. | 18 | 25.8429
03.02. | 19 | 25.8429
03.02. | 20 | 25.8429
03.02. | 21 | 25.8429
03.02. | 22 | 25.8429
03.02. | 23 | 25.8429
03.02. | 24 | 25.8429
04.02. | 1 | 25.8429
04.02. | 2 | 25.8429
04.02. | 3 | 25.8429
04.02. | 4 | 25.8429
04.02. | 5 | 25.8429
04.02. | 6 | 25.8429
04.02. | 7 | 25.8429
04.02. | 8 | 25.8429
04.02. | 9 | 25.8429
04.02. | 10 | 25.8429
04.02. | 11 | 25.8429
04.02. | 12 | 25.8429
04.02. | 13 | 25.8429
04.02. | 14 | 25.8429
04.02. | 15 | 25.8429
04.02. | 16 | 25.8429
04.02. | 17 | 25.8429
04.02. | 18 | 25.8429
04.02. | 19 | 25.8429
04.02. | 20 | 25.8429
04.02. | 21 | 25.8429
04.02. | 22 | 25.8429
04.02. | 23 | 25.8429
04.02. | 24 | 25.8429
05.02. | 1 | 25.8429
05.02. | 2 | 25.8429
05.02. | 3 | 25.8429
05.02. | 4 | 25.8429
05.02. | 5 | 25.8429
05.02. | 6 | 25.8429
05.02. | 7 | 25.8429
05.02. | 8 | 25.8429
05.02. | 9 | 25.8429
05.02. | 10 | 25.8429
05.02. | 11 | 25.8429
05.02. | 12 | 25.8429
05.02. | 13 | 25.8429
05.02. | 14 | 25.8429
05.02. | 15 | 25.8429
05.02. | 16 | 25.8429
05.02. | 17 | 25.8429
05.02. | 18 | 25.8429
05.02. | 19 | 25.8429
05.02. | 20 | 25.8429
05.02. | 21 | 25.8429
05.02. | 22 | 25.8429
05.02. | 23 | 25.8429
05.02. | 24 | 25.8429
06.02. | 1 | 25.8429
06.02. | 2 | 25.8429
06.02. | 3 | 25.8429
06.02. | 4 | 25.8429
06.02. | 5 | 25.8429
06.02. | 6 | 25.8429
06.02. | 7 | 25.8429
06.02. | 8 | 25.8429
06.02. | 9 | 25.8429
06.02. | 10 | 25.8429
06.02. | 11 | 25.8429
06.02. | 12 | 25.8429
06.02. | 13 | 25.8429
06.02. | 14 | 25.8429
06.02. | 15 | 25.8429
06.02. | 16 | 25.8429
06.02. | 17 | 25.8429
06.02. | 18 | 25.8429
06.02. | 19 | 25.8429
06.02. | 20 | 25.8429
06.02. | 21 | 25.8429
06.02. | 22 | 25.8429
06.02. | 23 | 25.8429
06.02. | 24 | 25.8429
07.02. | 1 | 25.8429
07.02. | 2 | 25.8429
07.02. | 3 | 25.8429
07.02. | 4 | 25.8429
07.02. | 5 | 25.8429
07.02. | 6 | 25.8429
07.02. | 7 | 25.8429
07.02. | 8 | 25.8429
07.02. | 9 | 25.8429
07.02. | 10 | 25.8429
07.02. | 11 | 25.8429
07.02. | 12 | 25.8429
07.02. | 13 | 25.8429
07.02. | 14 | 25.8429
07.02. | 15 | 25.8429
07.02. | 16 | 25.8429
07.02. | 17 | 25.8429
07.02. | 18 | 25.8429
07.02. | 19 | 25.8429
07.02. | 20 | 25.8429
07.02. | 21 | 25.8429
07.02. | 22 | 25.8429
07.02. | 23 | 25.8429
07.02. | 24 | 25.8429
08.02. | 1 | 25.8429
08.02. | 2 | 25.8429
08.02. | 3 | 25.8429
08.02. | 4 | 25.8429
08.02. | 5 | 25.8429
08.02. | 6 | 25.8429
08.02. | 7 | 25.8429
08.02. | 8 | 25.8429
08.02. | 9 | 25.8429
08.02. | 10 | 25.8429
08.02. | 11 | 25.8429
08.02. | 12 | 25.8429
08.02. | 13 | 25.8429
08.02. | 14 | 25.8429
08.02. | 15 | 25.8429
08.02. | 16 | 25.8429
08.02. | 17 | 25.8429
08.02. | 18 | 25.8429
08.02. | 19 | 25.8429
08.02. | 20 | 25.8429
08.02. | 21 | 25.8429
08.02. | 22 | 25.8429
08.02. | 23 | 25.8429
08.02. | 24 | 25.8429
09.02. | 1 | 25.8429
09.02. | 2 | 25.8429
09.02. | 3 | 25.8429
09.02. | 4 | 25.8429
09.02. | 5 | 25.8429
09.02. | 6 | 25.8429
09.02. | 7 | 25.8429
09.02. | 8 | 25.8429
09.02. | 9 | 25.8429
09.02. | 10 | 25.8429
09.02. | 11 | 25.8429
09.02. | 12 | 25.8429
09.02. | 13 | 25.8429
09.02. | 14 | 25.8429
09.02. | 15 | 25.8429
09.02. | 16 | 25.8429
09.02. | 17 | 25.8429
09.02. | 18 | 25.8429
09.02. | 19 | 25.8429
09.02. | 20 | 25.8429
09.02. | 21 | 25.8429
09.02. | 22 | 25.8429
09.02. | 23 | 25.8429
09.02. | 24 | 25.8429
10.02. | 1 | 25.8429
10.02. | 2 | 25.8429
10.02. | 3 | 25.8429
10.02. | 4 | 25.8429
10.02. | 5 | 25.8429
10.02. | 6 | 25.8429
10.02. | 7 | 25.8429
10.02. | 8 | 25.8429
10.02. | 9 | 25.8429
10.02. | 10 | 25.8429
10.02. | 11 | 25.8429
10.02. | 12 | 25.8429
10.02. | 13 | 25.8429
10.02. | 14 | 25.8429
10.02. | 15 | 25.8429
10.02. | 16 | 25.8429
10.02. | 17 | 25.8429
10.02. | 18 | 25.8429
10.02. | 19 | 25.8429
10.02. | 20 | 25.8429
10.02. | 21 | 25.8429
10.02. | 22 | 25.8429
10.02. | 23 | 25.8429
10.02. | 24 | 25.8429
11.02. | 1 | 25.8429
11.02. | 2 | 25.8429
11.02. | 3 | 25.8429
11.02. | 4 | 25.8429
11.02. | 5 | 25.8429
11.02. | 6 | 25.8429
11.02. | 7 | 25.8429
11.02. | 8 | 25.8429
11.02. | 9 | 25.8429
11.02. | 10 | 25.8429
11.02. | 11 | 25.8429
11.02. | 12 | 25.8429
11.02. | 13 | 25.8429
11.02. | 14 | 25.8429
11.02. | 15 | 25.8429
11.02. | 16 | 25.8429
11.02. | 17 | 25.8429
11.02. | 18 | 25.8429
11.02. | 19 | 25.8429
11.02. | 20 | 25.8429
11.02. | 21 | 25.8429
11.02. | 22 | 25.8429
11.02. | 23 | 25.8429
11.02. | 24 | 25.8429
12.02. | 1 | 25.8429
12.02. | 2 | 25.8429
12.02. | 3 | 25.8429
12.02. | 4 | 25.8429
12.02. | 5 | 25.8429
12.02. | 6 | 25.8429
12.02. | 7 | 25.8429
12.02. | 8 | 25.8429
12.02. | 9 | 25.8429
12.02. | 10 | 25.8429
12.02. | 11 | 25.8429
12.02. | 12 | 25.8429
12.02. | 13 | 25.8429
12.02. | 14 | 25.8429
12.02. | 15 | 25.8429
12.02. | 16 | 25.8429
12.02. | 17 | 25.8429
12.02. | 18 | 25.8429
12.02. | 19 | 25.8429
12.02. | 20 | 25.8429
12.02. | 21 | 25.8429
12.02. | 22 | 25.8429
12.02. | 23 | 25.8429
12.02. | 24 | 25.8429
13.02. | 1 | 25.8429
13.02. | 2 | 25.8429
13.02. | 3 | 25.8429
13.02. | 4 | 25.8429
13.02. | 5 | 25.8429
13.02. | 6 | 25.8429
13.02. | 7 | 25.8429
13.02. | 8 | 25.8429
13.02. | 9 | 25.8429
13.02. | 10 | 25.8429
13.02. | 11 | 25.8429
13.02. | 12 | 25.8429
13.02. | 13 | 25.8429
13.02. | 14 | 25.8429
13.02. | 15 | 25.8429
13.02. | 16 | 25.8429
13.02. | 17 | 25.8429
13.02. | 18 | 25.8429
13.02. | 19 | 25.8429
13.02. | 20 | 25.8429
13.02. | 21 | 25.8429
13.02. | 22 | 25.8429
13.02. | 23 | 25.8429
13.02. | 24 | 25.8429
14.02. | 1 | 25.8429
14.02. | 2 | 25.8429
14.02. | 3 | 25.8429
14.02. | 4 | 25.8429
14.02. | 5 | 25.8429
14.02. | 6 | 25.8429
14.02. | 7 | 25.8429
14.02. | 8 | 25.8429
14.02. | 9 | 25.8429
14.02. | 10 | 25.8429
14.02. | 11 | 25.8429
14.02. | 12 | 25.8429
14.02. | 13 | 25.8429
14.02. | 14 | 25.8429
14.02. | 15 | 25.8429
14.02. | 16 | 25.8429
14.02. | 17 | 25.8429
14.02. | 18 | 25.8429
14.02. | 19 | 25.8429
14.02. | 20 | 25.8429
14.02. | 21 | 25.8429
14.02. | 22 | 25.8429
14.02. | 23 | 25.8429
14.02. | 24 | 25.8429
15.02. | 1 | 25.8429
15.02. | 2 | 25.8429
15.02. | 3 | 25.8429
15.02. | 4 | 25.8429
15.02. | 5 | 25.8429
15.02. | 6 | 25.8429
15.02. | 7 | 25.8429
15.02. | 8 | 25.8429
15.02. | 9 | 25.8429
15.02. | 10 | 25.8429
15.02. | 11 | 25.8429
15.02. | 12 | 25.8429
15.02. | 13 | 25.8429
15.02. | 14 | 25.8429
15.02. | 15 | 25.8429
15.02. | 16 | 25.8429
15.02. | 17 | 25.8429
15.02. | 18 | 25.8429
15.02. | 19 | 25.8429
15.02. | 20 | 25.8429
15.02. | 21 | 25.8429
15.02. | 22 | 25.8429
15.02. | 23 | 25.8429
15.02. | 24 | 25.8429
16.02. | 1 | 25.8429
16.02. | 2 | 25.8429
16.02. | 3 | 25.8429
16.02. | 4 | 25.8429
16.02. | 5 | 25.8429
16.02. | 6 | 25.8429
16.02. | 7 | 25.8429
16.02. | 8 | 25.8429
16.02. | 9 | 25.8429
16.02. | 10 | 25.8429
16.02. | 11 | 25.8429
16.02. | 12 | 25.8429
16.02. | 13 | 25.8429
16.02. | 14 | 25.8429
16.02. | 15 | 25.8429
16.02. | 16 | 25.8429
16.02. | 17 | 25.8429
16.02. | 18 | 25.8429
16.02. | 19 | 25.8429
16.02. | 20 | 25.8429
16.02. | 21 | 25.8429
16.02. | 22 | 25.8429
16.02. | 23 | 25.8429
16.02. | 24 | 25.8429
17.02. | 1 | 25.8429
17.02. | 2 | 25.8429
17.02. | 3 | 25.8429
17.02. | 4 | 25.8429
17.02. | 5 | 25.8429
17.02. | 6 | 25.8429
17.02. | 7 | 25.8429
17.02. | 8 | 25.8429
17.02. | 9 | 25.8429
17.02. | 10 | 25.8429
17.02. | 11 | 25.8429
17.02. | 12 | 25.8429
17.02. | 13 | 25.8429
17.02. | 14 | 25.8429
17.02. | 15 | 25.8429
17.02. | 16 | 25.8429
17.02. | 17 | 25.8429
17.02. | 18 | 25.8429
17.02. | 19 | 25.8429
17.02. | 20 | 25.8429
17.02. | 21 | 25.8429
17.02. | 22 | 25.8429
17.02. | 23 | 25.8429
17.02. | 24 | 25.8429
18.02. | 1 | 25.8429
18.02. | 2 | 25.8429
18.02. | 3 | 25.8429
18.02. | 4 | 25.8429
18.02. | 5 | 25.8429
18.02. | 6 | 25.8429
18.02. | 7 | 25.8429
18.02. | 8 | 25.8429
18.02. | 9 | 25.8429
18.02. | 10 | 25.8429
18.02. | 11 | 25.8429
18.02. | 12 | 25.8429
18.02. | 13 | 25.8429
18.02. | 14 | 25.8429
18.02. | 15 | 25.8429
18.02. | 16 | 25.8429
18.02. | 17 | 25.8429
18.02. | 18 | 25.8429
18.02. | 19 | 25.8429
18.02. | 20 | 25.8429
18.02. | 21 | 25.8429
18.02. | 22 | 25.8429
18.02. | 23 | 25.8429
18.02. | 24 | 25.8429
19.02. | 1 | 25.8429
19.02. | 2 | 25.8429
19.02. | 3 | 25.8429
19.02. | 4 | 25.8429
19.02. | 5 | 25.8429
19.02. | 6 | 25.8429
19.02. | 7 | 25.8429
19.02. | 8 | 25.8429
19.02. | 9 | 25.8429
19.02. | 10 | 25.8429
19.02. | 11 | 25.8429
19.02. | 12 | 25.8429
19.02. | 13 | 25.8429
19.02. | 14 | 25.8429
19.02. | 15 | 25.8429
19.02. | 16 | 25.8429
19.02. | 17 | 25.8429
19.02. | 18 | 25.8429
19.02. | 19 | 25.8429
19.02. | 20 | 25.8429
19.02. | 21 | 25.8429
19.02. | 22 | 25.8429
19.02. | 23 | 25.8429
19.02. | 24 | 25.8429
20.02. | 1 | 25.8429
20.02. | 2 | 25.8429
20.02. | 3 | 25.8429
20.02. | 4 | 25.8429
20.02. | 5 | 25.8429
20.02. | 6 | 25.8429
20.02. | 7 | 25.8429
20.02. | 8 | 25.8429
20.02. | 9 | 25.8429
20.02. | 10 | 25.8429
20.02. | 11 | 25.8429
20.02. | 12 | 25.8429
20.02. | 13 | 25.8429
20.02. | 14 | 25.8429
20.02. | 15 | 25.8429
20.02. | 16 | 25.8429
20.02. | 17 | 25.8429
20.02. | 18 | 25.8429
20.02. | 19 | 25.8429
20.02. | 20 | 25.8429
20.02. | 21 | 25.8429
20.02. | 22 | 25.8429
20.02. | 23 | 25.8429
20.02. | 24 | 25.8429
21.02. | 1 | 25.8429
21.02. | 2 | 25.8429
21.02. | 3 | 25.8429
21.02. | 4 | 25.8429
21.02. | 5 | 25.8429
21.02. | 6 | 25.8429
21.02. | 7 | 25.8429
21.02. | 8 | 25.8429
21.02. | 9 | 25.8429
21.02. | 10 | 25.8429
21.02. | 11 | 25.8429
21.02. | 12 | 25.8429
21.02. | 13 | 25.8429
21.02. | 14 | 25.8429
21.02. | 15 | 25.8429
21.02. | 16 | 25.8429
21.02. | 17 | 25.8429
21.02. | 18 | 25.8429
21.02. | 19 | 25.8429
21.02. | 20 | 25.8429
21.02. | 21 | 25.8429
21.02. | 22 | 25.8429
21.02. | 23 | 25.8429
21.02. | 24 | 25.8429
22.02. | 1 | 25.8429
22.02. | 2 | 25.8429
22.02. | 3 | 25.8429
22.02. | 4 | 25.8429
22.02. | 5 | 25.8429
22.02. | 6 | 25.8429
22.02. | 7 | 25.8429
22.02. | 8 | 25.8429
22.02. | 9 | 25.8429
22.02. | 10 | 25.8429
22.02. | 11 | 25.8429
22.02. | 12 | 25.8429
22.02. | 13 | 25.8429
22.02. | 14 | 25.8429
22.02. | 15 | 25.8429
22.02. | 16 | 25.8429
22.02. | 17 | 25.8429
22.02. | 18 | 25.8429
22.02. | 19 | 25.8429
22.02. | 20 | 25.8429
22.02. | 21 | 25.8429
22.02. | 22 | 25.8429
22.02. | 23 | 25.8429
22.02. | 24 | 25.8429
23.02. | 1 | 25.8429
23.02. | 2 | 25.8429
23.02. | 3 | 25.8429
23.02. | 4 | 25.8429
23.02. | 5 | 25.8429
23.02. | 6 | 25.8429
23.02. | 7 | 25.8429
23.02. | 8 | 25.8429
23.02. | 9 | 25.8429
23.02. | 10 | 25.8429
23.02. | 11 | 25.8429
23.02. | 12 | 25.8429
23.02. | 13 | 25.8429
23.02. | 14 | 25.8429
23.02. | 15 | 25.8429
23.02. | 16 | 25.8429
23.02. | 17 | 25.8429
23.02. | 18 | 25.8429
23.02. | 19 | 25.8429
23.02. | 20 | 25.8429
23.02. | 21 | 25.8429
23.02. | 22 | 25.8429
23.02. | 23 | 25.8429
23.02. | 24 | 25.8429
24.02. | 1 | 25.8429
24.02. | 2 | 25.8429
24.02. | 3 | 25.8429
24.02. | 4 | 25.8429
24.02. | 5 | 25.8429
24.02. | 6 | 25.8429
24.02. | 7 | 25.8429
24.02. | 8 | 25.8429
24.02. | 9 | 25.8429
24.02. | 10 | 25.8429
24.02. | 11 | 25.8429
24.02. | 12 | 25.8429
24.02. | 13 | 25.8429
24.02. | 14 | 25.8429
24.02. | 15 | 25.8429
24.02. | 16 | 25.8429
24.02. | 17 | 25.8429
24.02. | 18 | 25.8429
24.02. | 19 | 25.8429
24.02. | 20 | 25.8429
24.02. | 21 | 25.8429
24.02. | 22 | 25.8429
24.02. | 23 | 25.8429
24.02. | 24 | 25.8429
25.02. | 1 | 25.8429
25.02. | 2 | 25.8429
25.02. | 3 | 25.8429
25.02. | 4 | 25.8429
25.02. | 5 | 25.8429
25.02. | 6 | 25.8429
25.02. | 7 | 25.8429
25.02. | 8 | 25.8429
25.02. | 9 | 25.8429
25.02. | 10 | 25.8429
25.02. | 11 | 25.8429
25.02. | 12 | 25.8429
25.02. | 13 | 25.8429
25.02. | 14 | 25.8429
25.02. | 15 | 25.8429
25.02. | 16 | 25.8429
25.02. | 17 | 25.8429
25.02. | 18 | 25.8429
25.02. | 19 | 25.8429
25.02. | 20 | 25.8429
25.02. | 21 | 25.8429
25.02. | 22 | 25.8429
25.02. | 23 | 25.8429
25.02. | 24 | 25.8429
26.02. | 1 | 25.8429
26.02. | 2 | 25.8429
26.02. | 3 | 25.8429
26.02. | 4 | 25.8429
26.02. | 5 | 25.8429
26.02. | 6 | 25.8429
26.02. | 7 | 25.8429
26.02. | 8 | 25.8429
26.02. | 9 | 25.8429
26.02. | 10 | 25.8429
26.02. | 11 | 25.8429
26.02. | 12 | 25.8429
26.02. | 13 | 25.8429
26.02. | 14 | 25.8429
26.02. | 15 | 25.8429
26.02. | 16 | 25.8429
26.02. | 17 | 25.8429
26.02. | 18 | 25.8429
26.02. | 19 | 25.8429
26.02. | 20 | 25.8429
26.02. | 21 | 25.8429
26.02. | 22 | 25.8429
26.02. | 23 | 25.8429
26.02. | 24 | 25.8429
27.02. | 1 | 25.8429
27.02. | 2 | 25.8429
27.02. | 3 | 25.8429
27.02. | 4 | 25.8429
27.02. | 5 | 25.8429
27.02. | 6 | 25.8429
27.02. | 7 | 25.8429
27.02. | 8 | 25.8429
27.02. | 9 | 25.8429
27.02. | 10 | 25.8429
27.02. | 11 | 25.8429
27.02. | 12 | 25.8429
27.02. | 13 | 25.8429
27.02. | 14 | 25.8429
27.02. | 15 | 25.8429
27.02. | 16 | 25.8429
27.02. | 17 | 25.8429
27.02. | 18 | 25.8429
27.02. | 19 | 25.8429
27.02. | 20 | 25.8429
27.02. | 21 | 25.8429
27.02. | 22 | 25.8429
27.02. | 23 | 25.8429
27.02. | 24 | 25.8429
28.02. | 1 | 25.8429
28.02. | 2 | 25.8429
28.02. | 3 | 25.8429
28.02. | 4 | 25.8429
28.02. | 5 | 25.8429
28.02. | 6 | 25.8429
28.02. | 7 | 25.8429
28.02. | 8 | 25.8429
28.02. | 9 | 25.8429
28.02. | 10 | 25.8429
28.02. | 11 | 25.8429
28.02. | 12 | 25.8429
28.02. | 13 | 25.8429
28.02. | 14 | 25.8429
28.02. | 15 | 25.8429
28.02. | 16 | 25.8429
28.02. | 17 | 25.8429
28.02. | 18 | 25.8429
28.02. | 19 | 25.8429
28.02. | 20 | 25.8429
28.02. | 21 | 25.8429
28.02. | 22 | 25.8429
28.02. | 23 | 25.8429
28.02. | 24 | 25.8429
01.03. | 1 | 25.8429
01.03. | 2 | 25.8429
01.03. | 3 | 25.8429
01.03. | 4 | 25.8429
01.03. | 5 | 25.8429
01.03. | 6 | 25.8429
01.03. | 7 | 25.8429
01.03. | 8 | 25.8429
01.03. | 9 | 25.8429
01.03. | 10 | 25.8429
01.03. | 11 | 25.8429
01.03. | 12 | 25.8429
01.03. | 13 | 25.8429
01.03. | 14 | 25.8429
01.03. | 15 | 25.8429
01.03. | 16 | 25.8429
01.03. | 17 | 25.8429
01.03. | 18 | 25.8429
01.03. | 19 | 25.8429
01.03. | 20 | 25.8429
01.03. | 21 | 25.8429
01.03. | 22 | 25.8429
01.03. | 23 | 25.8429
01.03. | 24 | 25.8429
02.03. | 1 | 25.8429
02.03. | 2 | 25.8429
02.03. | 3 | 25.8429
02.03. | 4 | 25.8429
02.03. | 5 | 25.8429
02.03. | 6 | 25.8429
02.03. | 7 | 25.8429
02.03. | 8 | 25.8429
02.03. | 9 | 25.8429
02.03. | 10 | 25.8429
02.03. | 11 | 25.8429
02.03. | 12 | 25.8429
02.03. | 13 | 25.8429
02.03. | 14 | 25.8429
02.03. | 15 | 25.8429
02.03. | 16 | 25.8429
02.03. | 17 | 25.8429
02.03. | 18 | 25.8429
02.03. | 19 | 25.8429
02.03. | 20 | 25.8429
02.03. | 21 | 25.8429
02.03. | 22 | 25.8429
02.03. | 23 | 25.8429
02.03. | 24 | 25.8429
03.03. | 1 | 25.8429
03.03. | 2 | 25.8429
03.03. | 3 | 25.8429
03.03. | 4 | 25.8429
03.03. | 5 | 25.8429
03.03. | 6 | 25.8429
03.03. | 7 | 25.8429
03.03. | 8 | 25.8429
03.03. | 9 | 25.8429
03.03. | 10 | 25.8429
03.03. | 11 | 25.8429
03.03. | 12 | 25.8429
03.03. | 13 | 25.8429
03.03. | 14 | 25.8429
03.03. | 15 | 25.8429
03.03. | 16 | 25.8429
03.03. | 17 | 25.8429
03.03. | 18 | 25.8429
03.03. | 19 | 25.8429
03.03. | 20 | 25.8429
03.03. | 21 | 25.8429
03.03. | 22 | 25.8429
03.03. | 23 | 25.8429
03.03. | 24 | 25.8429
04.03. | 1 | 25.8429
04.03. | 2 | 25.8429
04.03. | 3 | 25.8429
04.03. | 4 | 25.8429
04.03. | 5 | 25.8429
04.03. | 6 | 25.8429
04.03. | 7 | 25.8429
04.03. | 8 | 25.8429
04.03. | 9 | 25.8429
04.03. | 10 | 25.8429
04.03. | 11 | 25.8429
04.03. | 12 | 25.8429
04.03. | 13 | 25.8429
04.03. | 14 | 25.8429
04.03. | 15 | 25.8429
04.03. | 16 | 25.8429
04.03. | 17 | 25.8429
04.03. | 18 | 25.8429
04.03. | 19 | 25.8429
04.03. | 20 | 25.8429
04.03. | 21 | 25.8429
04.03. | 22 | 25.8429
04.03. | 23 | 25.8429
04.03. | 24 | 25.8429
05.03. | 1 | 25.8429
05.03. | 2 | 25.8429
05.03. | 3 | 25.8429
05.03. | 4 | 25.8429
05.03. | 5 | 25.8429
05.03. | 6 | 25.8429
05.03. | 7 | 25.8429
05.03. | 8 | 25.8429
05.03. | 9 | 25.8429
05.03. | 10 | 25.8429
05.03. | 11 | 25.8429
05.03. | 12 | 25.8429
05.03. | 13 | 25.8429
05.03. | 14 | 25.8429
05.03. | 15 | 25.8429
05.03. | 16 | 25.8429
05.03. | 17 | 25.8429
05.03. | 18 | 25.8429
05.03. | 19 | 25.8429
05.03. | 20 | 25.8429
05.03. | 21 | 25.8429
05.03. | 22 | 25.8429
05.03. | 23 | 25.8429
05.03. | 24 | 25.8429
06.03. | 1 | 25.8429
06.03. | 2 | 25.8429
06.03. | 3 | 25.8429
06.03. | 4 | 25.8429
06.03. | 5 | 25.8429
06.03. | 6 | 25.8429
06.03. | 7 | 25.8429
06.03. | 8 | 25.8429
06.03. | 9 | 25.8429
06.03. | 10 | 25.8429
06.03. | 11 | 25.8429
06.03. | 12 | 25.8429
06.03. | 13 | 25.8429
06.03. | 14 | 25.8429
06.03. | 15 | 25.8429
06.03. | 16 | 25.8429
06.03. | 17 | 25.8429
06.03. | 18 | 25.8429
06.03. | 19 | 25.8429
06.03. | 20 | 25.8429
06.03. | 21 | 25.8429
06.03. | 22 | 25.8429
06.03. | 23 | 25.8429
06.03. | 24 | 25.8429
07.03. | 1 | 25.8429
07.03. | 2 | 25.8429
07.03. | 3 | 25.8429
07.03. | 4 | 25.8429
07.03. | 5 | 25.8429
07.03. | 6 | 25.8429
07.03. | 7 | 25.8429
07.03. | 8 | 25.8429
07.03. | 9 | 25.8429
07.03. | 10 | 25.8429
07.03. | 11 | 25.8429
07.03. | 12 | 25.8429
07.03. | 13 | 25.8429
07.03. | 14 | 25.8429
07.03. | 15 | 25.8429
07.03. | 16 | 25.8429
07.03. | 17 | 25.8429
07.03. | 18 | 25.8429
07.03. | 19 | 25.8429
07.03. | 20 | 25.8429
07.03. | 21 | 25.8429
07.03. | 22 | 25.8429
07.03. | 23 | 25.8429
07.03. | 24 | 25.8429
08.03. | 1 | 25.8429
08.03. | 2 | 25.8429
08.03. | 3 | 25.8429
08.03. | 4 | 25.8429
08.03. | 5 | 25.8429
08.03. | 6 | 25.8429
08.03. | 7 | 25.8429
08.03. | 8 | 25.8429
08.03. | 9 | 25.8429
08.03. | 10 | 25.8429
08.03. | 11 | 25.8429
08.03. | 12 | 25.8429
08.03. | 13 | 25.8429
08.03. | 14 | 25.8429
08.03. | 15 | 25.8429
08.03. | 16 | 25.8429
08.03. | 17 | 25.8429
08.03. | 18 | 25.8429
08.03. | 19 | 25.8429
08.03. | 20 | 25.8429
08.03. | 21 | 25.8429
08.03. | 22 | 25.8429
08.03. | 23 | 25.8429
08.03. | 24 | 25.8429
09.03. | 1 | 25.8429
09.03. | 2 | 25.8429
09.03. | 3 | 25.8429
09.03. | 4 | 25.8429
09.03. | 5 | 25.8429
09.03. | 6 | 25.8429
09.03. | 7 | 25.8429
09.03. | 8 | 25.8429
09.03. | 9 | 25.8429
09.03. | 10 | 25.8429
09.03. | 11 | 25.8429
09.03. | 12 | 25.8429
09.03. | 13 | 25.8429
09.03. | 14 | 25.8429
09.03. | 15 | 25.8429
09.03. | 16 | 25.8429
09.03. | 17 | 25.8429
09.03. | 18 | 25.8429
09.03. | 19 | 25.8429
09.03. | 20 | 25.8429
09.03. | 21 | 25.8429
09.03. | 22 | 25.8429
09.03. | 23 | 25.8429
09.03. | 24 | 25.8429
10.03. | 1 | 25.8429
10.03. | 2 | 25.8429
10.03. | 3 | 25.8429
10.03. | 4 | 25.8429
10.03. | 5 | 25.8429
10.03. | 6 | 25.8429
10.03. | 7 | 25.8429
10.03. | 8 | 25.8429
10.03. | 9 | 25.8429
10.03. | 10 | 25.8429
10.03. | 11 | 25.8429
10.03. | 12 | 25.8429
10.03. | 13 | 25.8429
10.03. | 14 | 25.8429
10.03. | 15 | 25.8429
10.03. | 16 | 25.8429
10.03. | 17 | 25.8429
10.03. | 18 | 25.8429
10.03. | 19 | 25.8429
10.03. | 20 | 25.8429
10.03. | 21 | 25.8429
10.03. | 22 | 25.8429
10.03. | 23 | 25.8429
10.03. | 24 | 25.8429
11.03. | 1 | 25.8429
11.03. | 2 | 25.8429
11.03. | 3 | 25.8429
11.03. | 4 | 25.8429
11.03. | 5 | 25.8429
11.03. | 6 | 25.8429
11.03. | 7 | 25.8429
11.03. | 8 | 25.8429
11.03. | 9 | 25.8429
11.03. | 10 | 25.8429
11.03. | 11 | 25.8429
11.03. | 12 | 25.8429
11.03. | 13 | 25.8429
11.03. | 14 | 25.8429
11.03. | 15 | 25.8429
11.03. | 16 | 25.8429
11.03. | 17 | 25.8429
11.03. | 18 | 25.8429
11.03. | 19 | 25.8429
11.03. | 20 | 25.8429
11.03. | 21 | 25.8429
11.03. | 22 | 25.8429
11.03. | 23 | 25.8429
11.03. | 24 | 25.8429
12.03. | 1 | 25.8429
12.03. | 2 | 25.8429
12.03. | 3 | 25.8429
12.03. | 4 | 25.8429
12.03. | 5 | 25.8429
12.03. | 6 | 25.8429
12.03. | 7 | 25.8429
12.03. | 8 | 25.8429
12.03. | 9 | 25.8429
12.03. | 10 | 25.8429
12.03. | 11 | 25.8429
12.03. | 12 | 25.8429
12.03. | 13 | 25.8429
12.03. | 14 | 25.8429
12.03. | 15 | 25.8429
12.03. | 16 | 25.8429
12.03. | 17 | 25.8429
12.03. | 18 | 25.8429
12.03. | 19 | 25.8429
12.03. | 20 | 25.8429
12.03. | 21 | 25.8429
12.03. | 22 | 25.8429
12.03. | 23 | 25.8429
12.03. | 24 | 25.8429
13.03. | 1 | 25.8429
13.03. | 2 | 25.8429
13.03. | 3 | 25.8429
13.03. | 4 | 25.8429
13.03. | 5 | 25.8429
13.03. | 6 | 25.8429
13.03. | 7 | 25.8429
13.03. | 8 | 25.8429
13.03. | 9 | 25.8429
13.03. | 10 | 25.8429
13.03. | 11 | 25.8429
13.03. | 12 | 25.8429
13.03. | 13 | 25.8429
13.03. | 14 | 25.8429
13.03. | 15 | 25.8429
13.03. | 16 | 25.8429
13.03. | 17 | 25.8429
13.03. | 18 | 25.8429
13.03. | 19 | 25.8429
13.03. | 20 | 25.8429
13.03. | 21 | 25.8429
13.03. | 22 | 25.8429
13.03. | 23 | 25.8429
13.03. | 24 | 25.8429
14.03. | 1 | 25.8429
14.03. | 2 | 25.8429
14.03. | 3 | 25.8429
14.03. | 4 | 25.8429
14.03. | 5 | 25.8429
14.03. | 6 | 25.8429
14.03. | 7 | 25.8429
14.03. | 8 | 25.8429
14.03. | 9 | 25.8429
14.03. | 10 | 25.8429
14.03. | 11 | 25.8429
14.03. | 12 | 25.8429
14.03. | 13 | 25.8429
14.03. | 14 | 25.8429
14.03. | 15 | 25.8429
14.03. | 16 | 25.8429
14.03. | 17 | 25.8429
14.03. | 18 | 25.8429
14.03. | 19 | 25.8429
14.03. | 20 | 25.8429
14.03. | 21 | 25.8429
14.03. | 22 | 25.8429
14.03. | 23 | 25.8429
14.03. | 24 | 25.8429
15.03. | 1 | 25.8429
15.03. | 2 | 25.8429
15.03. | 3 | 25.8429
15.03. | 4 | 25.8429
15.03. | 5 | 25.8429
15.03. | 6 | 25.8429
15.03. | 7 | 25.8429
15.03. | 8 | 25.8429
15.03. | 9 | 25.8429
15.03. | 10 | 25.8429
15.03. | 11 | 25.8429
15.03. | 12 | 25.8429
15.03. | 13 | 25.8429
15.03. | 14 | 25.8429
15.03. | 15 | 25.8429
15.03. | 16 | 25.8429
15.03. | 17 | 25.8429
15.03. | 18 | 25.8429
15.03. | 19 | 25.8429
15.03. | 20 | 25.8429
15.03. | 21 | 25.8429
15.03. | 22 | 25.8429
15.03. | 23 | 25.8429
15.03. | 24 | 25.8429
16.03. | 1 | 25.8429
16.03. | 2 | 25.8429
16.03. | 3 | 25.8429
16.03. | 4 | 25.8429
16.03. | 5 | 25.8429
16.03. | 6 | 25.8429
16.03. | 7 | 25.8429
16.03. | 8 | 25.8429
16.03. | 9 | 25.8429
16.03. | 10 | 25.8429
16.03. | 11 | 25.8429
16.03. | 12 | 25.8429
16.03. | 13 | 25.8429
16.03. | 14 | 25.8429
16.03. | 15 | 25.8429
16.03. | 16 | 25.8429
16.03. | 17 | 25.8429
16.03. | 18 | 25.8429
16.03. | 19 | 25.8429
16.03. | 20 | 25.8429
16.03. | 21 | 25.8429
16.03. | 22 | 25.8429
16.03. | 23 | 25.8429
16.03. | 24 | 25.8429
17.03. | 1 | 25.8429
17.03. | 2 | 25.8429
17.03. | 3 | 25.8429
17.03. | 4 | 25.8429
17.03. | 5 | 25.8429
17.03. | 6 | 25.8429
17.03. | 7 | 25.8429
17.03. | 8 | 25.8429
17.03. | 9 | 25.8429
17.03. | 10 | 25.8429
17.03. | 11 | 25.8429
17.03. | 12 | 25.8429
17.03. | 13 | 25.8429
17.03. | 14 | 25.8429
17.03. | 15 | 25.8429
17.03. | 16 | 25.8429
17.03. | 17 | 25.8429
17.03. | 18 | 25.8429
17.03. | 19 | 25.8429
17.03. | 20 | 25.8429
17.03. | 21 | 25.8429
17.03. | 22 | 25.8429
17.03. | 23 | 25.8429
17.03. | 24 | 25.8429
18.03. | 1 | 25.8429
18.03. | 2 | 25.8429
18.03. | 3 | 25.8429
18.03. | 4 | 25.8429
18.03. | 5 | 25.8429
18.03. | 6 | 25.8429
18.03. | 7 | 25.8429
18.03. | 8 | 25.8429
18.03. | 9 | 25.8429
18.03. | 10 | 25.8429
18.03. | 11 | 25.8429
18.03. | 12 | 25.8429
18.03. | 13 | 25.8429
18.03. | 14 | 25.8429
18.03. | 15 | 25.8429
18.03. | 16 | 25.8429
18.03. | 17 | 25.8429
18.03. | 18 | 25.8429
18.03. | 19 | 25.8429
18.03. | 20 | 25.8429
18.03. | 21 | 25.8429
18.03. | 22 | 25.8429
18.03. | 23 | 25.8429
18.03. | 24 | 25.8429
19.03. | 1 | 25.8429
19.03. | 2 | 25.8429
19.03. | 3 | 25.8429
19.03. | 4 | 25.8429
19.03. | 5 | 25.8429
19.03. | 6 | 25.8429
19.03. | 7 | 25.8429
19.03. | 8 | 25.8429
19.03. | 9 | 25.8429
19.03. | 10 | 25.8429
19.03. | 11 | 25.8429
19.03. | 12 | 25.8429
19.03. | 13 | 25.8429
19.03. | 14 | 25.8429
19.03. | 15 | 25.8429
19.03. | 16 | 25.8429
19.03. | 17 | 25.8429
19.03. | 18 | 25.8429
19.03. | 19 | 25.8429
19.03. | 20 | 25.8429
19.03. | 21 | 25.8429
19.03. | 22 | 25.8429
19.03. | 23 | 25.8429
19.03. | 24 | 25.8429
20.03. | 1 | 25.8429
20.03. | 2 | 25.8429
20.03. | 3 | 25.8429
20.03. | 4 | 25.8429
20.03. | 5 | 25.8429
20.03. | 6 | 25.8429
20.03. | 7 | 25.8429
20.03. | 8 | 25.8429
20.03. | 9 | 25.8429
20.03. | 10 | 25.8429
20.03. | 11 | 25.8429
20.03. | 12 | 25.8429
20.03. | 13 | 25.8429
20.03. | 14 | 25.8429
20.03. | 15 | 25.8429
20.03. | 16 | 25.8429
20.03. | 17 | 25.8429
20.03. | 18 | 25.8429
20.03. | 19 | 25.8429
20.03. | 20 | 25.8429
20.03. | 21 | 25.8429
20.03. | 22 | 25.8429
20.03. | 23 | 25.8429
20.03. | 24 | 25.8429
21.03. | 1 | 25.8429
21.03. | 2 | 25.8429
21.03. | 3 | 25.8429
21.03. | 4 | 25.8429
21.03. | 5 | 25.8429
21.03. | 6 | 25.8429
21.03. | 7 | 25.8429
21.03. | 8 | 25.8429
21.03. | 9 | 25.8429
21.03. | 10 | 25.8429
21.03. | 11 | 25.8429
21.03. | 12 | 25.8429
21.03. | 13 | 25.8429
21.03. | 14 | 25.8429
21.03. | 15 | 25.8429
21.03. | 16 | 25.8429
21.03. | 17 | 25.8429
21.03. | 18 | 25.8429
21.03. | 19 | 25.8429
21.03. | 20 | 25.8429
21.03. | 21 | 25.8429
21.03. | 22 | 25.8429
21.03. | 23 | 25.8429
21.03. | 24 | 25.8429
22.03. | 1 | 25.8429
22.03. | 2 | 25.8429
22.03. | 3 | 25.8429
22.03. | 4 | 25.8429
22.03. | 5 | 25.8429
22.03. | 6 | 25.8429
22.03. | 7 | 25.8429
22.03. | 8 | 25.8429
22.03. | 9 | 25.8429
22.03. | 10 | 25.8429
22.03. | 11 | 25.8429
22.03. | 12 | 25.8429
22.03. | 13 | 25.8429
22.03. | 14 | 25.8429
22.03. | 15 | 25.8429
22.03. | 16 | 25.8429
22.03. | 17 | 25.8429
22.03. | 18 | 25.8429
22.03. | 19 | 25.8429
22.03. | 20 | 25.8429
22.03. | 21 | 25.8429
22.03. | 22 | 25.8429
22.03. | 23 | 25.8429
22.03. | 24 | 25.8429
23.03. | 1 | 25.8429
23.03. | 2 | 25.8429
23.03. | 3 | 25.8429
23.03. | 4 | 25.8429
23.03. | 5 | 25.8429
23.03. | 6 | 25.8429
23.03. | 7 | 25.8429
23.03. | 8 | 25.8429
23.03. | 9 | 25.8429
23.03. | 10 | 25.8429
23.03. | 11 | 25.8429
23.03. | 12 | 25.8429
23.03. | 13 | 25.8429
23.03. | 14 | 25.8429
23.03. | 15 | 25.8429
23.03. | 16 | 25.8429
23.03. | 17 | 25.8429
23.03. | 18 | 25.8429
23.03. | 19 | 25.8429
23.03. | 20 | 25.8429
23.03. | 21 | 25.8429
23.03. | 22 | 25.8429
23.03. | 23 | 25.8429
23.03. | 24 | 25.8429
24.03. | 1 | 25.8429
24.03. | 2 | 25.8429
24.03. | 3 | 25.8429
24.03. | 4 | 25.8429
24.03. | 5 | 25.8429
24.03. | 6 | 25.8429
24.03. | 7 | 25.8429
24.03. | 8 | 25.8429
24.03. | 9 | 25.8429
24.03. | 10 | 25.8429
24.03. | 11 | 25.8429
24.03. | 12 | 25.8429
24.03. | 13 | 25.8429
24.03. | 14 | 25.8429
24.03. | 15 | 25.8429
24.03. | 16 | 25.8429
24.03. | 17 | 25.8429
24.03. | 18 | 25.8429
24.03. | 19 | 25.8429
24.03. | 20 | 25.8429
24.03. | 21 | 25.8429
24.03. | 22 | 25.8429
24.03. | 23 | 25.8429
24.03. | 24 | 25.8429
25.03. | 1 | 25.8429
25.03. | 2 | 25.8429
25.03. | 3 | 25.8429
25.03. | 4 | 25.8429
25.03. | 5 | 25.8429
25.03. | 6 | 25.8429
25.03. | 7 | 25.8429
25.03. | 8 | 25.8429
25.03. | 9 | 25.8429
25.03. | 10 | 25.8429
25.03. | 11 | 25.8429
25.03. | 12 | 25.8429
25.03. | 13 | 25.8429
25.03. | 14 | 25.8429
25.03. | 15 | 25.8429
25.03. | 16 | 25.8429
25.03. | 17 | 25.8429
25.03. | 18 | 25.8429
25.03. | 19 | 25.8429
25.03. | 20 | 25.8429
25.03. | 21 | 25.8429
25.03. | 22 | 25.8429
25.03. | 23 | 25.8429
25.03. | 24 | 25.8429
26.03. | 1 | 25.8429
26.03. | 2 | 25.8429
26.03. | 3 | 25.8429
26.03. | 4 | 25.8429
26.03. | 5 | 25.8429
26.03. | 6 | 25.8429
26.03. | 7 | 25.8429
26.03. | 8 | 25.8429
26.03. | 9 | 25.8429
26.03. | 10 | 25.8429
26.03. | 11 | 25.8429
26.03. | 12 | 25.8429
26.03. | 13 | 25.8429
26.03. | 14 | 25.8429
26.03. | 15 | 25.8429
26.03. | 16 | 25.8429
26.03. | 17 | 25.8429
26.03. | 18 | 25.8429
26.03. | 19 | 25.8429
26.03. | 20 | 25.8429
26.03. | 21 | 25.8429
26.03. | 22 | 25.8429
26.03. | 23 | 25.8429
26.03. | 24 | 25.8429
27.03. | 1 | 25.8429
27.03. | 2 | 25.8429
27.03. | 3 | 25.8429
27.03. | 4 | 25.8429
27.03. | 5 | 25.8429
27.03. | 6 | 25.8429
27.03. | 7 | 25.8429
27.03. | 8 | 25.8429
27.03. | 9 | 25.8429
27.03. | 10 | 25.8429
27.03. | 11 | 25.8429
27.03. | 12 | 25.8429
27.03. | 13 | 25.8429
27.03. | 14 | 25.8429
27.03. | 15 | 25.8429
27.03. | 16 | 25.8429
27.03. | 17 | 25.8429
27.03. | 18 | 25.8429
27.03. | 19 | 25.8429
27.03. | 20 | 25.8429
27.03. | 21 | 25.8429
27.03. | 22 | 25.8429
27.03. | 23 | 25.8429
27.03. | 24 | 25.8429
28.03. | 1 | 25.8429
28.03. | 2 | 25.8429
28.03. | 3 | 25.8429
28.03. | 4 | 25.8429
28.03. | 5 | 25.8429
28.03. | 6 | 25.8429
28.03. | 7 | 25.8429
28.03. | 8 | 25.8429
28.03. | 9 | 25.8429
28.03. | 10 | 25.8429
28.03. | 11 | 25.8429
28.03. | 12 | 25.8429
28.03. | 13 | 25.8429
28.03. | 14 | 25.8429
28.03. | 15 | 25.8429
28.03. | 16 | 25.8429
28.03. | 17 | 25.8429
28.03. | 18 | 25.8429
28.03. | 19 | 25.8429
28.03. | 20 | 25.8429
28.03. | 21 | 25.8429
28.03. | 22 | 25.8429
28.03. | 23 | 25.8429
28.03. | 24 | 25.8429
29.03. | 1 | 25.8429
29.03. | 2 | 25.8429
29.03. | 3 | 25.8429
29.03. | 4 | 25.8429
29.03. | 5 | 25.8429
29.03. | 6 | 25.8429
29.03. | 7 | 25.8429
29.03. | 8 | 25.8429
29.03. | 9 | 25.8429
29.03. | 10 | 25.8429
29.03. | 11 | 25.8429
29.03. | 12 | 25.8429
29.03. | 13 | 25.8429
29.03. | 14 | 25.8429
29.03. | 15 | 25.8429
29.03. | 16 | 25.8429
29.03. | 17 | 25.8429
29.03. | 18 | 25.8429
29.03. | 19 | 25.8429
29.03. | 20 | 25.8429
29.03. | 21 | 25.8429
29.03. | 22 | 25.8429
29.03. | 23 | 25.8429
29.03. | 24 | 25.8429
30.03. | 1 | 25.8429
30.03. | 2 | 25.8429
30.03. | 3 | 25.8429
30.03. | 4 | 25.8429
30.03. | 5 | 25.8429
30.03. | 6 | 25.8429
30.03. | 7 | 25.8429
30.03. | 8 | 25.8429
30.03. | 9 | 25.8429
30.03. | 10 | 25.8429
30.03. | 11 | 25.8429
30.03. | 12 | 25.8429
30.03. | 13 | 25.8429
30.03. | 14 | 25.8429
30.03. | 15 | 25.8429
30.03. | 16 | 25.8429
30.03. | 17 | 25.8429
30.03. | 18 | 25.8429
30.03. | 19 | 25.8429
30.03. | 20 | 25.8429
30.03. | 21 | 25.8429
30.03. | 22 | 25.8429
30.03. | 23 | 25.8429
30.03. | 24 | 25.8429
31.03. | 1 | 25.8429
31.03. | 2 | 25.8429
31.03. | 3 | 25.8429
31.03. | 4 | 25.8429
31.03. | 5 | 25.8429
31.03. | 6 | 25.8429
31.03. | 7 | 25.8429
31.03. | 8 | 25.8429
31.03. | 9 | 25.8429
31.03. | 10 | 25.8429
31.03. | 11 | 25.8429
31.03. | 12 | 25.8429
31.03. | 13 | 25.8429
31.03. | 14 | 25.8429
31.03. | 15 | 25.8429
31.03. | 16 | 25.8429
31.03. | 17 | 25.8429
31.03. | 18 | 25.8429
31.03. | 19 | 25.8429
31.03. | 20 | 25.8429
31.03. | 21 | 25.8429
31.03. | 22 | 25.8429
31.03. | 23 | 25.8429
31.03. | 24 | 25.8429
01.04. | 1 | 25.8429
01.04. | 2 | 25.8429
01.04. | 3 | 25.8429
01.04. | 4 | 25.8429
01.04. | 5 | 25.8429
01.04. | 6 | 25.8429
01.04. | 7 | 25.8429
01.04. | 8 | 25.8429
01.04. | 9 | 25.8429
01.04. | 10 | 25.8429
01.04. | 11 | 25.8429
01.04. | 12 | 25.8429
01.04. | 13 | 25.8429
01.04. | 14 | 25.8429
01.04. | 15 | 25.8429
01.04. | 16 | 25.8429
01.04. | 17 | 25.8429
01.04. | 18 | 25.8429
01.04. | 19 | 25.8429
01.04. | 20 | 25.8429
01.04. | 21 | 25.8429
01.04. | 22 | 25.8429
01.04. | 23 | 25.8429
01.04. | 24 | 25.8429
02.04. | 1 | 25.8429
02.04. | 2 | 25.8429
02.04. | 3 | 25.8429
02.04. | 4 | 25.8429
02.04. | 5 | 25.8429
02.04. | 6 | 25.8429
02.04. | 7 | 25.8429
02.04. | 8 | 25.8429
02.04. | 9 | 25.8429
02.04. | 10 | 25.8429
02.04. | 11 | 25.8429
02.04. | 12 | 25.8429
02.04. | 13 | 25.8429
02.04. | 14 | 25.8429
02.04. | 15 | 25.8429
02.04. | 16 | 25.8429
02.04. | 17 | 25.8429
02.04. | 18 | 25.8429
02.04. | 19 | 25.8429
02.04. | 20 | 25.8429
02.04. | 21 | 25.8429
02.04. | 22 | 25.8429
02.04. | 23 | 25.8429
02.04. | 24 | 25.8429
03.04. | 1 | 25.8429
03.04. | 2 | 25.8429
03.04. | 3 | 25.8429
03.04. | 4 | 25.8429
03.04. | 5 | 25.8429
03.04. | 6 | 25.8429
03.04. | 7 | 25.8429
03.04. | 8 | 25.8429
03.04. | 9 | 25.8429
03.04. | 10 | 25.8429
03.04. | 11 | 25.8429
03.04. | 12 | 25.8429
03.04. | 13 | 25.8429
03.04. | 14 | 25.8429
03.04. | 15 | 25.8429
03.04. | 16 | 25.8429
03.04. | 17 | 25.8429
03.04. | 18 | 25.8429
03.04. | 19 | 25.8429
03.04. | 20 | 25.8429
03.04. | 21 | 25.8429
03.04. | 22 | 25.8429
03.04. | 23 | 25.8429
03.04. | 24 | 25.8429
04.04. | 1 | 25.8429
04.04. | 2 | 25.8429
04.04. | 3 | 25.8429
04.04. | 4 | 25.8429
04.04. | 5 | 25.8429
04.04. | 6 | 25.8429
04.04. | 7 | 25.8429
04.04. | 8 | 25.8429
04.04. | 9 | 25.8429
04.04. | 10 | 25.8429
04.04. | 11 | 25.8429
04.04. | 12 | 25.8429
04.04. | 13 | 25.8429
04.04. | 14 | 25.8429
04.04. | 15 | 25.8429
04.04. | 16 | 25.8429
04.04. | 17 | 25.8429
04.04. | 18 | 25.8429
04.04. | 19 | 25.8429
04.04. | 20 | 25.8429
04.04. | 21 | 25.8429
04.04. | 22 | 25.8429
04.04. | 23 | 25.8429
04.04. | 24 | 25.8429
05.04. | 1 | 25.8429
05.04. | 2 | 25.8429
05.04. | 3 | 25.8429
05.04. | 4 | 25.8429
05.04. | 5 | 25.8429
05.04. | 6 | 25.8429
05.04. | 7 | 25.8429
05.04. | 8 | 25.8429
05.04. | 9 | 25.8429
05.04. | 10 | 25.8429
05.04. | 11 | 25.8429
05.04. | 12 | 25.8429
05.04. | 13 | 25.8429
05.04. | 14 | 25.8429
05.04. | 15 | 25.8429
05.04. | 16 | 25.8429
05.04. | 17 | 25.8429
05.04. | 18 | 25.8429
05.04. | 19 | 25.8429
05.04. | 20 | 25.8429
05.04. | 21 | 25.8429
05.04. | 22 | 25.8429
05.04. | 23 | 25.8429
05.04. | 24 | 25.8429
06.04. | 1 | 25.8429
06.04. | 2 | 25.8429
06.04. | 3 | 25.8429
06.04. | 4 | 25.8429
06.04. | 5 | 25.8429
06.04. | 6 | 25.8429
06.04. | 7 | 25.8429
06.04. | 8 | 25.8429
06.04. | 9 | 25.8429
06.04. | 10 | 25.8429
06.04. | 11 | 25.8429
06.04. | 12 | 25.8429
06.04. | 13 | 25.8429
06.04. | 14 | 25.8429
06.04. | 15 | 25.8429
06.04. | 16 | 25.8429
06.04. | 17 | 25.8429
06.04. | 18 | 25.8429
06.04. | 19 | 25.8429
06.04. | 20 | 25.8429
06.04. | 21 | 25.8429
06.04. | 22 | 25.8429
06.04. | 23 | 25.8429
06.04. | 24 | 25.8429
07.04. | 1 | 25.8429
07.04. | 2 | 25.8429
07.04. | 3 | 25.8429
07.04. | 4 | 25.8429
07.04. | 5 | 25.8429
07.04. | 6 | 25.8429
07.04. | 7 | 25.8429
07.04. | 8 | 25.8429
07.04. | 9 | 25.8429
07.04. | 10 | 25.8429
07.04. | 11 | 25.8429
07.04. | 12 | 25.8429
07.04. | 13 | 25.8429
07.04. | 14 | 25.8429
07.04. | 15 | 25.8429
07.04. | 16 | 25.8429
07.04. | 17 | 25.8429
07.04. | 18 | 25.8429
07.04. | 19 | 25.8429
07.04. | 20 | 25.8429
07.04. | 21 | 25.8429
07.04. | 22 | 25.8429
07.04. | 23 | 25.8429
07.04. | 24 | 25.8429
08.04. | 1 | 25.8429
08.04. | 2 | 25.8429
08.04. | 3 | 25.8429
08.04. | 4 | 25.8429
08.04. | 5 | 25.8429
08.04. | 6 | 25.8429
08.04. | 7 | 25.8429
08.04. | 8 | 25.8429
08.04. | 9 | 25.8429
08.04. | 10 | 25.8429
08.04. | 11 | 25.8429
08.04. | 12 | 25.8429
08.04. | 13 | 25.8429
08.04. | 14 | 25.8429
08.04. | 15 | 25.8429
08.04. | 16 | 25.8429
08.04. | 17 | 25.8429
08.04. | 18 | 25.8429
08.04. | 19 | 25.8429
08.04. | 20 | 25.8429
08.04. | 21 | 25.8429
08.04. | 22 | 25.8429
08.04. | 23 | 25.8429
08.04. | 24 | 25.8429
09.04. | 1 | 25.8429
09.04. | 2 | 25.8429
09.04. | 3 | 25.8429
09.04. | 4 | 25.8429
09.04. | 5 | 25.8429
09.04. | 6 | 25.8429
09.04. | 7 | 25.8429
09.04. | 8 | 25.8429
09.04. | 9 | 25.8429
09.04. | 10 | 25.8429
09.04. | 11 | 25.8429
09.04. | 12 | 25.8429
09.04. | 13 | 25.8429
09.04. | 14 | 25.8429
09.04. | 15 | 25.8429
09.04. | 16 | 25.8429
09.04. | 17 | 25.8429
09.04. | 18 | 25.8429
09.04. | 19 | 25.8429
09.04. | 20 | 25.8429
09.04. | 21 | 25.8429
09.04. | 22 | 25.8429
09.04. | 23 | 25.8429
09.04. | 24 | 25.8429
10.04. | 1 | 25.8429
10.04. | 2 | 25.8429
10.04. | 3 | 25.8429
10.04. | 4 | 25.8429
10.04. | 5 | 25.8429
10.04. | 6 | 25.8429
10.04. | 7 | 25.8429
10.04. | 8 | 25.8429
10.04. | 9 | 25.8429
10.04. | 10 | 25.8429
10.04. | 11 | 25.8429
10.04. | 12 | 25.8429
10.04. | 13 | 25.8429
10.04. | 14 | 25.8429
10.04. | 15 | 25.8429
10.04. | 16 | 25.8429
10.04. | 17 | 25.8429
10.04. | 18 | 25.8429
10.04. | 19 | 25.8429
10.04. | 20 | 25.8429
10.04. | 21 | 25.8429
10.04. | 22 | 25.8429
10.04. | 23 | 25.8429
10.04. | 24 | 25.8429
11.04. | 1 | 25.8429
11.04. | 2 | 25.8429
11.04. | 3 | 25.8429
11.04. | 4 | 25.8429
11.04. | 5 | 25.8429
11.04. | 6 | 25.8429
11.04. | 7 | 25.8429
11.04. | 8 | 25.8429
11.04. | 9 | 25.8429
11.04. | 10 | 25.8429
11.04. | 11 | 25.8429
11.04. | 12 | 25.8429
11.04. | 13 | 25.8429
11.04. | 14 | 25.8429
11.04. | 15 | 25.8429
11.04. | 16 | 25.8429
11.04. | 17 | 25.8429
11.04. | 18 | 25.8429
11.04. | 19 | 25.8429
11.04. | 20 | 25.8429
11.04. | 21 | 25.8429
11.04. | 22 | 25.8429
11.04. | 23 | 25.8429
11.04. | 24 | 25.8429
12.04. | 1 | 25.8429
12.04. | 2 | 25.8429
12.04. | 3 | 25.8429
12.04. | 4 | 25.8429
12.04. | 5 | 25.8429
12.04. | 6 | 25.8429
12.04. | 7 | 25.8429
12.04. | 8 | 25.8429
12.04. | 9 | 25.8429
12.04. | 10 | 25.8429
12.04. | 11 | 25.8429
12.04. | 12 | 25.8429
12.04. | 13 | 25.8429
12.04. | 14 | 25.8429
12.04. | 15 | 25.8429
12.04. | 16 | 25.8429
12.04. | 17 | 25.8429
12.04. | 18 | 25.8429
12.04. | 19 | 25.8429
12.04. | 20 | 25.8429
12.04. | 21 | 25.8429
12.04. | 22 | 25.8429
12.04. | 23 | 25.8429
12.04. | 24 | 25.8429
13.04. | 1 | 25.8429
13.04. | 2 | 25.8429
13.04. | 3 | 25.8429
13.04. | 4 | 25.8429
13.04. | 5 | 25.8429
13.04. | 6 | 25.8429
13.04. | 7 | 25.8429
13.04. | 8 | 25.8429
13.04. | 9 | 25.8429
13.04. | 10 | 25.8429
13.04. | 11 | 25.8429
13.04. | 12 | 25.8429
13.04. | 13 | 25.8429
13.04. | 14 | 25.8429
13.04. | 15 | 25.8429
13.04. | 16 | 25.8429
13.04. | 17 | 25.8429
13.04. | 18 | 25.8429
13.04. | 19 | 25.8429
13.04. | 20 | 25.8429
13.04. | 21 | 25.8429
13.04. | 22 | 25.8429
13.04. | 23 | 25.8429
13.04. | 24 | 25.8429
14.04. | 1 | 25.8429
14.04. | 2 | 25.8429
14.04. | 3 | 25.8429
14.04. | 4 | 25.8429
14.04. | 5 | 25.8429
14.04. | 6 | 25.8429
14.04. | 7 | 25.8429
14.04. | 8 | 25.8429
14.04. | 9 | 25.8429
14.04. | 10 | 25.8429
14.04. | 11 | 25.8429
14.04. | 12 | 25.8429
14.04. | 13 | 25.8429
14.04. | 14 | 25.8429
14.04. | 15 | 25.8429
14.04. | 16 | 25.8429
14.04. | 17 | 25.8429
14.04. | 18 | 25.8429
14.04. | 19 | 25.8429
14.04. | 20 | 25.8429
14.04. | 21 | 25.8429
14.04. | 22 | 25.8429
14.04. | 23 | 25.8429
14.04. | 24 | 25.8429
15.04. | 1 | 25.8429
15.04. | 2 | 25.8429
15.04. | 3 | 25.8429
15.04. | 4 | 25.8429
15.04. | 5 | 25.8429
15.04. | 6 | 25.8429
15.04. | 7 | 25.8429
15.04. | 8 | 25.8429
15.04. | 9 | 25.8429
15.04. | 10 | 25.8429
15.04. | 11 | 25.8429
15.04. | 12 | 25.8429
15.04. | 13 | 25.8429
15.04. | 14 | 25.8429
15.04. | 15 | 25.8429
15.04. | 16 | 25.8429
15.04. | 17 | 25.8429
15.04. | 18 | 25.8429
15.04. | 19 | 25.8429
15.04. | 20 | 25.8429
15.04. | 21 | 25.8429
15.04. | 22 | 25.8429
15.04. | 23 | 25.8429
15.04. | 24 | 25.8429
16.04. | 1 | 25.8429
16.04. | 2 | 25.8429
16.04. | 3 | 25.8429
16.04. | 4 | 25.8429
16.04. | 5 | 25.8429
16.04. | 6 | 25.8429
16.04. | 7 | 25.8429
16.04. | 8 | 25.8429
16.04. | 9 | 25.8429
16.04. | 10 | 25.8429
16.04. | 11 | 25.8429
16.04. | 12 | 25.8429
16.04. | 13 | 25.8429
16.04. | 14 | 25.8429
16.04. | 15 | 25.8429
16.04. | 16 | 25.8429
16.04. | 17 | 25.8429
16.04. | 18 | 25.8429
16.04. | 19 | 25.8429
16.04. | 20 | 25.8429
16.04. | 21 | 25.8429
16.04. | 22 | 25.8429
16.04. | 23 | 25.8429
16.04. | 24 | 25.8429
17.04. | 1 | 25.8429
17.04. | 2 | 25.8429
17.04. | 3 | 25.8429
17.04. | 4 | 25.8429
17.04. | 5 | 25.8429
17.04. | 6 | 25.8429
17.04. | 7 | 25.8429
17.04. | 8 | 25.8429
17.04. | 9 | 25.8429
17.04. | 10 | 25.8429
17.04. | 11 | 25.8429
17.04. | 12 | 25.8429
17.04. | 13 | 25.8429
17.04. | 14 | 25.8429
17.04. | 15 | 25.8429
17.04. | 16 | 25.8429
17.04. | 17 | 25.8429
17.04. | 18 | 25.8429
17.04. | 19 | 25.8429
17.04. | 20 | 25.8429
17.04. | 21 | 25.8429
17.04. | 22 | 25.8429
17.04. | 23 | 25.8429
17.04. | 24 | 25.8429
18.04. | 1 | 25.8429
18.04. | 2 | 25.8429
18.04. | 3 | 25.8429
18.04. | 4 | 25.8429
18.04. | 5 | 25.8429
18.04. | 6 | 25.8429
18.04. | 7 | 25.8429
18.04. | 8 | 25.8429
18.04. | 9 | 25.8429
18.04. | 10 | 25.8429
18.04. | 11 | 25.8429
18.04. | 12 | 25.8429
18.04. | 13 | 25.8429
18.04. | 14 | 25.8429
18.04. | 15 | 25.8429
18.04. | 16 | 25.8429
18.04. | 17 | 25.8429
18.04. | 18 | 25.8429
18.04. | 19 | 25.8429
18.04. | 20 | 25.8429
18.04. | 21 | 25.8429
18.04. | 22 | 25.8429
18.04. | 23 | 25.8429
18.04. | 24 | 25.8429
19.04. | 1 | 25.8429
19.04. | 2 | 25.8429
19.04. | 3 | 25.8429
19.04. | 4 | 25.8429
19.04. | 5 | 25.8429
19.04. | 6 | 25.8429
19.04. | 7 | 25.8429
19.04. | 8 | 25.8429
19.04. | 9 | 25.8429
19.04. | 10 | 25.8429
19.04. | 11 | 25.8429
19.04. | 12 | 25.8429
19.04. | 13 | 25.8429
19.04. | 14 | 25.8429
19.04. | 15 | 25.8429
19.04. | 16 | 25.8429
19.04. | 17 | 25.8429
19.04. | 18 | 25.8429
19.04. | 19 | 25.8429
19.04. | 20 | 25.8429
19.04. | 21 | 25.8429
19.04. | 22 | 25.8429
19.04. | 23 | 25.8429
19.04. | 24 | 25.8429
20.04. | 1 | 25.8429
20.04. | 2 | 25.8429
20.04. | 3 | 25.8429
20.04. | 4 | 25.8429
20.04. | 5 | 25.8429
20.04. | 6 | 25.8429
20.04. | 7 | 25.8429
20.04. | 8 | 25.8429
20.04. | 9 | 25.8429
20.04. | 10 | 25.8429
20.04. | 11 | 25.8429
20.04. | 12 | 25.8429
20.04. | 13 | 25.8429
20.04. | 14 | 25.8429
20.04. | 15 | 25.8429
20.04. | 16 | 25.8429
20.04. | 17 | 25.8429
20.04. | 18 | 25.8429
20.04. | 19 | 25.8429
20.04. | 20 | 25.8429
20.04. | 21 | 25.8429
20.04. | 22 | 25.8429
20.04. | 23 | 25.8429
20.04. | 24 | 25.8429
21.04. | 1 | 25.8429
21.04. | 2 | 25.8429
21.04. | 3 | 25.8429
21.04. | 4 | 25.8429
21.04. | 5 | 25.8429
21.04. | 6 | 25.8429
21.04. | 7 | 25.8429
21.04. | 8 | 25.8429
21.04. | 9 | 25.8429
21.04. | 10 | 25.8429
21.04. | 11 | 25.8429
21.04. | 12 | 25.8429
21.04. | 13 | 25.8429
21.04. | 14 | 25.8429
21.04. | 15 | 25.8429
21.04. | 16 | 25.8429
21.04. | 17 | 25.8429
21.04. | 18 | 25.8429
21.04. | 19 | 25.8429
21.04. | 20 | 25.8429
21.04. | 21 | 25.8429
21.04. | 22 | 25.8429
21.04. | 23 | 25.8429
21.04. | 24 | 25.8429
22.04. | 1 | 25.8429
22.04. | 2 | 25.8429
22.04. | 3 | 25.8429
22.04. | 4 | 25.8429
22.04. | 5 | 25.8429
22.04. | 6 | 25.8429
22.04. | 7 | 25.8429
22.04. | 8 | 25.8429
22.04. | 9 | 25.8429
22.04. | 10 | 25.8429
22.04. | 11 | 25.8429
22.04. | 12 | 25.8429
22.04. | 13 | 25.8429
22.04. | 14 | 25.8429
22.04. | 15 | 25.8429
22.04. | 16 | 25.8429
22.04. | 17 | 25.8429
22.04. | 18 | 25.8429
22.04. | 19 | 25.8429
22.04. | 20 | 25.8429
22.04. | 21 | 25.8429
22.04. | 22 | 25.8429
22.04. | 23 | 25.8429
22.04. | 24 | 25.8429
23.04. | 1 | 25.8429
23.04. | 2 | 25.8429
23.04. | 3 | 25.8429
23.04. | 4 | 25.8429
23.04. | 5 | 25.8429
23.04. | 6 | 25.8429
23.04. | 7 | 25.8429
23.04. | 8 | 25.8429
23.04. | 9 | 25.8429
23.04. | 10 | 25.8429
23.04. | 11 | 25.8429
23.04. | 12 | 25.8429
23.04. | 13 | 25.8429
23.04. | 14 | 25.8429
23.04. | 15 | 25.8429
23.04. | 16 | 25.8429
23.04. | 17 | 25.8429
23.04. | 18 | 25.8429
23.04. | 19 | 25.8429
23.04. | 20 | 25.8429
23.04. | 21 | 25.8429
23.04. | 22 | 25.8429
23.04. | 23 | 25.8429
23.04. | 24 | 25.8429
24.04. | 1 | 25.8429
24.04. | 2 | 25.8429
24.04. | 3 | 25.8429
24.04. | 4 | 25.8429
24.04. | 5 | 25.8429
24.04. | 6 | 25.8429
24.04. | 7 | 25.8429
24.04. | 8 | 25.8429
24.04. | 9 | 25.8429
24.04. | 10 | 25.8429
24.04. | 11 | 25.8429
24.04. | 12 | 25.8429
24.04. | 13 | 25.8429
24.04. | 14 | 25.8429
24.04. | 15 | 25.8429
24.04. | 16 | 25.8429
24.04. | 17 | 25.8429
24.04. | 18 | 25.8429
24.04. | 19 | 25.8429
24.04. | 20 | 25.8429
24.04. | 21 | 25.8429
24.04. | 22 | 25.8429
24.04. | 23 | 25.8429
24.04. | 24 | 25.8429
25.04. | 1 | 25.8429
25.04. | 2 | 25.8429
25.04. | 3 | 25.8429
25.04. | 4 | 25.8429
25.04. | 5 | 25.8429
25.04. | 6 | 25.8429
25.04. | 7 | 25.8429
25.04. | 8 | 25.8429
25.04. | 9 | 25.8429
25.04. | 10 | 25.8429
25.04. | 11 | 25.8429
25.04. | 12 | 25.8429
25.04. | 13 | 25.8429
25.04. | 14 | 25.8429
25.04. | 15 | 25.8429
25.04. | 16 | 25.8429
25.04. | 17 | 25.8429
25.04. | 18 | 25.8429
25.04. | 19 | 25.8429
25.04. | 20 | 25.8429
25.04. | 21 | 25.8429
25.04. | 22 | 25.8429
25.04. | 23 | 25.8429
25.04. | 24 | 25.8429
26.04. | 1 | 25.8429
26.04. | 2 | 25.8429
26.04. | 3 | 25.8429
26.04. | 4 | 25.8429
26.04. | 5 | 25.8429
26.04. | 6 | 25.8429
26.04. | 7 | 25.8429
26.04. | 8 | 25.8429
26.04. | 9 | 25.8429
26.04. | 10 | 25.8429
26.04. | 11 | 25.8429
26.04. | 12 | 25.8429
26.04. | 13 | 25.8429
26.04. | 14 | 25.8429
26.04. | 15 | 25.8429
26.04. | 16 | 25.8429
26.04. | 17 | 25.8429
26.04. | 18 | 25.8429
26.04. | 19 | 25.8429
26.04. | 20 | 25.8429
26.04. | 21 | 25.8429
26.04. | 22 | 25.8429
26.04. | 23 | 25.8429
26.04. | 24 | 25.8429
27.04. | 1 | 25.8429
27.04. | 2 | 25.8429
27.04. | 3 | 25.8429
27.04. | 4 | 25.8429
27.04. | 5 | 25.8429
27.04. | 6 | 25.8429
27.04. | 7 | 25.8429
27.04. | 8 | 25.8429
27.04. | 9 | 25.8429
27.04. | 10 | 25.8429
27.04. | 11 | 25.8429
27.04. | 12 | 25.8429
27.04. | 13 | 25.8429
27.04. | 14 | 25.8429
27.04. | 15 | 25.8429
27.04. | 16 | 25.8429
27.04. | 17 | 25.8429
27.04. | 18 | 25.8429
27.04. | 19 | 25.8429
27.04. | 20 | 25.8429
27.04. | 21 | 25.8429
27.04. | 22 | 25.8429
27.04. | 23 | 25.8429
27.04. | 24 | 25.8429
28.04. | 1 | 25.8429
28.04. | 2 | 25.8429
28.04. | 3 | 25.8429
28.04. | 4 | 25.8429
28.04. | 5 | 25.8429
28.04. | 6 | 25.8429
28.04. | 7 | 25.8429
28.04. | 8 | 25.8429
28.04. | 9 | 25.8429
28.04. | 10 | 25.8429
28.04. | 11 | 25.8429
28.04. | 12 | 25.8429
28.04. | 13 | 25.8429
28.04. | 14 | 25.8429
28.04. | 15 | 25.8429
28.04. | 16 | 25.8429
28.04. | 17 | 25.8429
28.04. | 18 | 25.8429
28.04. | 19 | 25.8429
28.04. | 20 | 25.8429
28.04. | 21 | 25.8429
28.04. | 22 | 25.8429
28.04. | 23 | 25.8429
28.04. | 24 | 25.8429
29.04. | 1 | 25.8429
29.04. | 2 | 25.8429
29.04. | 3 | 25.8429
29.04. | 4 | 25.8429
29.04. | 5 | 25.8429
29.04. | 6 | 25.8429
29.04. | 7 | 25.8429
29.04. | 8 | 25.8429
29.04. | 9 | 25.8429
29.04. | 10 | 25.8429
29.04. | 11 | 25.8429
29.04. | 12 | 25.8429
29.04. | 13 | 25.8429
29.04. | 14 | 25.8429
29.04. | 15 | 25.8429
29.04. | 16 | 25.8429
29.04. | 17 | 25.8429
29.04. | 18 | 25.8429
29.04. | 19 | 25.8429
29.04. | 20 | 25.8429
29.04. | 21 | 25.8429
29.04. | 22 | 25.8429
29.04. | 23 | 25.8429
29.04. | 24 | 25.8429
30.04. | 1 | 25.8429
30.04. | 2 | 25.8429
30.04. | 3 | 25.8429
30.04. | 4 | 25.8429
30.04. | 5 | 25.8429
30.04. | 6 | 25.8429
30.04. | 7 | 25.8429
30.04. | 8 | 25.8429
30.04. | 9 | 25.8429
30.04. | 10 | 25.8429
30.04. | 11 | 25.8429
30.04. | 12 | 25.8429
30.04. | 13 | 25.8429
30.04. | 14 | 25.8429
30.04. | 15 | 25.8429
30.04. | 16 | 25.8429
30.04. | 17 | 25.8429
30.04. | 18 | 25.8429
30.04. | 19 | 25.8429
30.04. | 20 | 25.8429
30.04. | 21 | 25.8429
30.04. | 22 | 25.8429
30.04. | 23 | 25.8429
30.04. | 24 | 25.8429
01.05. | 1 | 25.8429
01.05. | 2 | 25.8429
01.05. | 3 | 25.8429
01.05. | 4 | 25.8429
01.05. | 5 | 25.8429
01.05. | 6 | 25.8429
01.05. | 7 | 25.8429
01.05. | 8 | 25.8429
01.05. | 9 | 25.8429
01.05. | 10 | 25.8429
01.05. | 11 | 25.8429
01.05. | 12 | 25.8429
01.05. | 13 | 25.8429
01.05. | 14 | 25.8429
01.05. | 15 | 25.8429
01.05. | 16 | 25.8429
01.05. | 17 | 25.8429
01.05. | 18 | 25.8429
01.05. | 19 | 25.8429
01.05. | 20 | 25.8429
01.05. | 21 | 25.8429
01.05. | 22 | 25.8429
01.05. | 23 | 25.8429
01.05. | 24 | 25.8429
02.05. | 1 | 25.8429
02.05. | 2 | 25.8429
02.05. | 3 | 25.8429
02.05. | 4 | 25.8429
02.05. | 5 | 25.8429
02.05. | 6 | 25.8429
02.05. | 7 | 25.8429
02.05. | 8 | 25.8429
02.05. | 9 | 25.8429
02.05. | 10 | 25.8429
02.05. | 11 | 25.8429
02.05. | 12 | 25.8429
02.05. | 13 | 25.8429
02.05. | 14 | 25.8429
02.05. | 15 | 25.8429
02.05. | 16 | 25.8429
02.05. | 17 | 25.8429
02.05. | 18 | 25.8429
02.05. | 19 | 25.8429
02.05. | 20 | 25.8429
02.05. | 21 | 25.8429
02.05. | 22 | 25.8429
02.05. | 23 | 25.8429
02.05. | 24 | 25.8429
03.05. | 1 | 25.8429
03.05. | 2 | 25.8429
03.05. | 3 | 25.8429
03.05. | 4 | 25.8429
03.05. | 5 | 25.8429
03.05. | 6 | 25.8429
03.05. | 7 | 25.8429
03.05. | 8 | 25.8429
03.05. | 9 | 25.8429
03.05. | 10 | 25.8429
03.05. | 11 | 25.8429
03.05. | 12 | 25.8429
03.05. | 13 | 25.8429
03.05. | 14 | 25.8429
03.05. | 15 | 25.8429
03.05. | 16 | 25.8429
03.05. | 17 | 25.8429
03.05. | 18 | 25.8429
03.05. | 19 | 25.8429
03.05. | 20 | 25.8429
03.05. | 21 | 25.8429
03.05. | 22 | 25.8429
03.05. | 23 | 25.8429
03.05. | 24 | 25.8429
04.05. | 1 | 25.8429
04.05. | 2 | 25.8429
04.05. | 3 | 25.8429
04.05. | 4 | 25.8429
04.05. | 5 | 25.8429
04.05. | 6 | 25.8429
04.05. | 7 | 25.8429
04.05. | 8 | 25.8429
04.05. | 9 | 25.8429
04.05. | 10 | 25.8429
04.05. | 11 | 25.8429
04.05. | 12 | 25.8429
04.05. | 13 | 25.8429
04.05. | 14 | 25.8429
04.05. | 15 | 25.8429
04.05. | 16 | 25.8429
04.05. | 17 | 25.8429
04.05. | 18 | 25.8429
04.05. | 19 | 25.8429
04.05. | 20 | 25.8429
04.05. | 21 | 25.8429
04.05. | 22 | 25.8429
04.05. | 23 | 25.8429
04.05. | 24 | 25.8429
05.05. | 1 | 25.8429
05.05. | 2 | 25.8429
05.05. | 3 | 25.8429
05.05. | 4 | 25.8429
05.05. | 5 | 25.8429
05.05. | 6 | 25.8429
05.05. | 7 | 25.8429
05.05. | 8 | 25.8429
05.05. | 9 | 25.8429
05.05. | 10 | 25.8429
05.05. | 11 | 25.8429
05.05. | 12 | 25.8429
05.05. | 13 | 25.8429
05.05. | 14 | 25.8429
05.05. | 15 | 25.8429
05.05. | 16 | 25.8429
05.05. | 17 | 25.8429
05.05. | 18 | 25.8429
05.05. | 19 | 25.8429
05.05. | 20 | 25.8429
05.05. | 21 | 25.8429
05.05. | 22 | 25.8429
05.05. | 23 | 25.8429
05.05. | 24 | 25.8429
06.05. | 1 | 25.8429
06.05. | 2 | 25.8429
06.05. | 3 | 25.8429
06.05. | 4 | 25.8429
06.05. | 5 | 25.8429
06.05. | 6 | 25.8429
06.05. | 7 | 25.8429
06.05. | 8 | 25.8429
06.05. | 9 | 25.8429
06.05. | 10 | 25.8429
06.05. | 11 | 25.8429
06.05. | 12 | 25.8429
06.05. | 13 | 25.8429
06.05. | 14 | 25.8429
06.05. | 15 | 25.8429
06.05. | 16 | 25.8429
06.05. | 17 | 25.8429
06.05. | 18 | 25.8429
06.05. | 19 | 25.8429
06.05. | 20 | 25.8429
06.05. | 21 | 25.8429
06.05. | 22 | 25.8429
06.05. | 23 | 25.8429
06.05. | 24 | 25.8429
07.05. | 1 | 25.8429
07.05. | 2 | 25.8429
07.05. | 3 | 25.8429
07.05. | 4 | 25.8429
07.05. | 5 | 25.8429
07.05. | 6 | 25.8429
07.05. | 7 | 25.8429
07.05. | 8 | 25.8429
07.05. | 9 | 25.8429
07.05. | 10 | 25.8429
07.05. | 11 | 25.8429
07.05. | 12 | 25.8429
07.05. | 13 | 25.8429
07.05. | 14 | 25.8429
07.05. | 15 | 25.8429
07.05. | 16 | 25.8429
07.05. | 17 | 25.8429
07.05. | 18 | 25.8429
07.05. | 19 | 25.8429
07.05. | 20 | 25.8429
07.05. | 21 | 25.8429
07.05. | 22 | 25.8429
07.05. | 23 | 25.8429
07.05. | 24 | 25.8429
08.05. | 1 | 25.8429
08.05. | 2 | 25.8429
08.05. | 3 | 25.8429
08.05. | 4 | 25.8429
08.05. | 5 | 25.8429
08.05. | 6 | 25.8429
08.05. | 7 | 25.8429
08.05. | 8 | 25.8429
08.05. | 9 | 25.8429
08.05. | 10 | 25.8429
08.05. | 11 | 25.8429
08.05. | 12 | 25.8429
08.05. | 13 | 25.8429
08.05. | 14 | 25.8429
08.05. | 15 | 25.8429
08.05. | 16 | 25.8429
08.05. | 17 | 25.8429
08.05. | 18 | 25.8429
08.05. | 19 | 25.8429
08.05. | 20 | 25.8429
08.05. | 21 | 25.8429
08.05. | 22 | 25.8429
08.05. | 23 | 25.8429
08.05. | 24 | 25.8429
09.05. | 1 | 25.8429
09.05. | 2 | 25.8429
09.05. | 3 | 25.8429
09.05. | 4 | 25.8429
09.05. | 5 | 25.8429
09.05. | 6 | 25.8429
09.05. | 7 | 25.8429
09.05. | 8 | 25.8429
09.05. | 9 | 25.8429
09.05. | 10 | 25.8429
09.05. | 11 | 25.8429
09.05. | 12 | 25.8429
09.05. | 13 | 25.8429
09.05. | 14 | 25.8429
09.05. | 15 | 25.8429
09.05. | 16 | 25.8429
09.05. | 17 | 25.8429
09.05. | 18 | 25.8429
09.05. | 19 | 25.8429
09.05. | 20 | 25.8429
09.05. | 21 | 25.8429
09.05. | 22 | 25.8429
09.05. | 23 | 25.8429
09.05. | 24 | 25.8429
10.05. | 1 | 25.8429
10.05. | 2 | 25.8429
10.05. | 3 | 25.8429
10.05. | 4 | 25.8429
10.05. | 5 | 25.8429
10.05. | 6 | 25.8429
10.05. | 7 | 25.8429
10.05. | 8 | 25.8429
10.05. | 9 | 25.8429
10.05. | 10 | 25.8429
10.05. | 11 | 25.8429
10.05. | 12 | 25.8429
10.05. | 13 | 25.8429
10.05. | 14 | 25.8429
10.05. | 15 | 25.8429
10.05. | 16 | 25.8429
10.05. | 17 | 25.8429
10.05. | 18 | 25.8429
10.05. | 19 | 25.8429
10.05. | 20 | 25.8429
10.05. | 21 | 25.8429
10.05. | 22 | 25.8429
10.05. | 23 | 25.8429
10.05. | 24 | 25.8429
11.05. | 1 | 25.8429
11.05. | 2 | 25.8429
11.05. | 3 | 25.8429
11.05. | 4 | 25.8429
11.05. | 5 | 25.8429
11.05. | 6 | 25.8429
11.05. | 7 | 25.8429
11.05. | 8 | 25.8429
11.05. | 9 | 25.8429
11.05. | 10 | 25.8429
11.05. | 11 | 25.8429
11.05. | 12 | 25.8429
11.05. | 13 | 25.8429
11.05. | 14 | 25.8429
11.05. | 15 | 25.8429
11.05. | 16 | 25.8429
11.05. | 17 | 25.8429
11.05. | 18 | 25.8429
11.05. | 19 | 25.8429
11.05. | 20 | 25.8429
11.05. | 21 | 25.8429
11.05. | 22 | 25.8429
11.05. | 23 | 25.8429
11.05. | 24 | 25.8429
12.05. | 1 | 25.8429
12.05. | 2 | 25.8429
12.05. | 3 | 25.8429
12.05. | 4 | 25.8429
12.05. | 5 | 25.8429
12.05. | 6 | 25.8429
12.05. | 7 | 25.8429
12.05. | 8 | 25.8429
12.05. | 9 | 25.8429
12.05. | 10 | 25.8429
12.05. | 11 | 25.8429
12.05. | 12 | 25.8429
12.05. | 13 | 25.8429
12.05. | 14 | 25.8429
12.05. | 15 | 25.8429
12.05. | 16 | 25.8429
12.05. | 17 | 25.8429
12.05. | 18 | 25.8429
12.05. | 19 | 25.8429
12.05. | 20 | 25.8429
12.05. | 21 | 25.8429
12.05. | 22 | 25.8429
12.05. | 23 | 25.8429
12.05. | 24 | 25.8429
13.05. | 1 | 25.8429
13.05. | 2 | 25.8429
13.05. | 3 | 25.8429
13.05. | 4 | 25.8429
13.05. | 5 | 25.8429
13.05. | 6 | 25.8429
13.05. | 7 | 25.8429
13.05. | 8 | 25.8429
13.05. | 9 | 25.8429
13.05. | 10 | 25.8429
13.05. | 11 | 25.8429
13.05. | 12 | 25.8429
13.05. | 13 | 25.8429
13.05. | 14 | 25.8429
13.05. | 15 | 25.8429
13.05. | 16 | 25.8429
13.05. | 17 | 25.8429
13.05. | 18 | 25.8429
13.05. | 19 | 25.8429
13.05. | 20 | 25.8429
13.05. | 21 | 25.8429
13.05. | 22 | 25.8429
13.05. | 23 | 25.8429
13.05. | 24 | 25.8429
14.05. | 1 | 25.8429
14.05. | 2 | 25.8429
14.05. | 3 | 25.8429
14.05. | 4 | 25.8429
14.05. | 5 | 25.8429
14.05. | 6 | 25.8429
14.05. | 7 | 25.8429
14.05. | 8 | 25.8429
14.05. | 9 | 25.8429
14.05. | 10 | 25.8429
14.05. | 11 | 25.8429
14.05. | 12 | 25.8429
14.05. | 13 | 25.8429
14.05. | 14 | 25.8429
14.05. | 15 | 25.8429
14.05. | 16 | 25.8429
14.05. | 17 | 25.8429
14.05. | 18 | 25.8429
14.05. | 19 | 25.8429
14.05. | 20 | 25.8429
14.05. | 21 | 25.8429
14.05. | 22 | 25.8429
14.05. | 23 | 25.8429
14.05. | 24 | 25.8429
15.05. | 1 | 25.8429
15.05. | 2 | 25.8429
15.05. | 3 | 25.8429
15.05. | 4 | 25.8429
15.05. | 5 | 25.8429
15.05. | 6 | 25.8429
15.05. | 7 | 25.8429
15.05. | 8 | 25.8429
15.05. | 9 | 25.8429
15.05. | 10 | 25.8429
15.05. | 11 | 25.8429
15.05. | 12 | 25.8429
15.05. | 13 | 25.8429
15.05. | 14 | 25.8429
15.05. | 15 | 25.8429
15.05. | 16 | 25.8429
15.05. | 17 | 25.8429
15.05. | 18 | 25.8429
15.05. | 19 | 25.8429
15.05. | 20 | 25.8429
15.05. | 21 | 25.8429
15.05. | 22 | 25.8429
15.05. | 23 | 25.8429
15.05. | 24 | 25.8429
16.05. | 1 | 25.8429
16.05. | 2 | 25.8429
16.05. | 3 | 25.8429
16.05. | 4 | 25.8429
16.05. | 5 | 25.8429
16.05. | 6 | 25.8429
16.05. | 7 | 25.8429
16.05. | 8 | 25.8429
16.05. | 9 | 25.8429
16.05. | 10 | 25.8429
16.05. | 11 | 25.8429
16.05. | 12 | 25.8429
16.05. | 13 | 25.8429
16.05. | 14 | 25.8429
16.05. | 15 | 25.8429
16.05. | 16 | 25.8429
16.05. | 17 | 25.8429
16.05. | 18 | 25.8429
16.05. | 19 | 25.8429
16.05. | 20 | 25.8429
16.05. | 21 | 25.8429
16.05. | 22 | 25.8429
16.05. | 23 | 25.8429
16.05. | 24 | 25.8429
17.05. | 1 | 25.8429
17.05. | 2 | 25.8429
17.05. | 3 | 25.8429
17.05. | 4 | 25.8429
17.05. | 5 | 25.8429
17.05. | 6 | 25.8429
17.05. | 7 | 25.8429
17.05. | 8 | 25.8429
17.05. | 9 | 25.8429
17.05. | 10 | 25.8429
17.05. | 11 | 25.8429
17.05. | 12 | 25.8429
17.05. | 13 | 25.8429
17.05. | 14 | 25.8429
17.05. | 15 | 25.8429
17.05. | 16 | 25.8429
17.05. | 17 | 25.8429
17.05. | 18 | 25.8429
17.05. | 19 | 25.8429
17.05. | 20 | 25.8429
17.05. | 21 | 25.8429
17.05. | 22 | 25.8429
17.05. | 23 | 25.8429
17.05. | 24 | 25.8429
18.05. | 1 | 25.8429
18.05. | 2 | 25.8429
18.05. | 3 | 25.8429
18.05. | 4 | 25.8429
18.05. | 5 | 25.8429
18.05. | 6 | 25.8429
18.05. | 7 | 25.8429
18.05. | 8 | 25.8429
18.05. | 9 | 25.8429
18.05. | 10 | 25.8429
18.05. | 11 | 25.8429
18.05. | 12 | 25.8429
18.05. | 13 | 25.8429
18.05. | 14 | 25.8429
18.05. | 15 | 25.8429
18.05. | 16 | 25.8429
18.05. | 17 | 25.8429
18.05. | 18 | 25.8429
18.05. | 19 | 25.8429
18.05. | 20 | 25.8429
18.05. | 21 | 25.8429
18.05. | 22 | 25.8429
18.05. | 23 | 25.8429
18.05. | 24 | 25.8429
19.05. | 1 | 25.8429
19.05. | 2 | 25.8429
19.05. | 3 | 25.8429
19.05. | 4 | 25.8429
19.05. | 5 | 25.8429
19.05. | 6 | 25.8429
19.05. | 7 | 25.8429
19.05. | 8 | 25.8429
19.05. | 9 | 25.8429
19.05. | 10 | 25.8429
19.05. | 11 | 25.8429
19.05. | 12 | 25.8429
19.05. | 13 | 25.8429
19.05. | 14 | 25.8429
19.05. | 15 | 25.8429
19.05. | 16 | 25.8429
19.05. | 17 | 25.8429
19.05. | 18 | 25.8429
19.05. | 19 | 25.8429
19.05. | 20 | 25.8429
19.05. | 21 | 25.8429
19.05. | 22 | 25.8429
19.05. | 23 | 25.8429
19.05. | 24 | 25.8429
20.05. | 1 | 25.8429
20.05. | 2 | 25.8429
20.05. | 3 | 25.8429
20.05. | 4 | 25.8429
20.05. | 5 | 25.8429
20.05. | 6 | 25.8429
20.05. | 7 | 25.8429
20.05. | 8 | 25.8429
20.05. | 9 | 25.8429
20.05. | 10 | 25.8429
20.05. | 11 | 25.8429
20.05. | 12 | 25.8429
20.05. | 13 | 25.8429
20.05. | 14 | 25.8429
20.05. | 15 | 25.8429
20.05. | 16 | 25.8429
20.05. | 17 | 25.8429
20.05. | 18 | 25.8429
20.05. | 19 | 25.8429
20.05. | 20 | 25.8429
20.05. | 21 | 25.8429
20.05. | 22 | 25.8429
20.05. | 23 | 25.8429
20.05. | 24 | 25.8429
21.05. | 1 | 25.8429
21.05. | 2 | 25.8429
21.05. | 3 | 25.8429
21.05. | 4 | 25.8429
21.05. | 5 | 25.8429
21.05. | 6 | 25.8429
21.05. | 7 | 25.8429
21.05. | 8 | 25.8429
21.05. | 9 | 25.8429
21.05. | 10 | 25.8429
21.05. | 11 | 25.8429
21.05. | 12 | 25.8429
21.05. | 13 | 25.8429
21.05. | 14 | 25.8429
21.05. | 15 | 25.8429
21.05. | 16 | 25.8429
21.05. | 17 | 25.8429
21.05. | 18 | 25.8429
21.05. | 19 | 25.8429
21.05. | 20 | 25.8429
21.05. | 21 | 25.8429
21.05. | 22 | 25.8429
21.05. | 23 | 25.8429
21.05. | 24 | 25.8429
22.05. | 1 | 25.8429
22.05. | 2 | 25.8429
22.05. | 3 | 25.8429
22.05. | 4 | 25.8429
22.05. | 5 | 25.8429
22.05. | 6 | 25.8429
22.05. | 7 | 25.8429
22.05. | 8 | 25.8429
22.05. | 9 | 25.8429
22.05. | 10 | 25.8429
22.05. | 11 | 25.8429
22.05. | 12 | 25.8429
22.05. | 13 | 25.8429
22.05. | 14 | 25.8429
22.05. | 15 | 25.8429
22.05. | 16 | 25.8429
22.05. | 17 | 25.8429
22.05. | 18 | 25.8429
22.05. | 19 | 25.8429
22.05. | 20 | 25.8429
22.05. | 21 | 25.8429
22.05. | 22 | 25.8429
22.05. | 23 | 25.8429
22.05. | 24 | 25.8429
23.05. | 1 | 25.8429
23.05. | 2 | 25.8429
23.05. | 3 | 25.8429
23.05. | 4 | 25.8429
23.05. | 5 | 25.8429
23.05. | 6 | 25.8429
23.05. | 7 | 25.8429
23.05. | 8 | 25.8429
23.05. | 9 | 25.8429
23.05. | 10 | 25.8429
23.05. | 11 | 25.8429
23.05. | 12 | 25.8429
23.05. | 13 | 25.8429
23.05. | 14 | 25.8429
23.05. | 15 | 25.8429
23.05. | 16 | 25.8429
23.05. | 17 | 25.8429
23.05. | 18 | 25.8429
23.05. | 19 | 25.8429
23.05. | 20 | 25.8429
23.05. | 21 | 25.8429
23.05. | 22 | 25.8429
23.05. | 23 | 25.8429
23.05. | 24 | 25.8429
24.05. | 1 | 25.8429
24.05. | 2 | 25.8429
24.05. | 3 | 25.8429
24.05. | 4 | 25.8429
24.05. | 5 | 25.8429
24.05. | 6 | 25.8429
24.05. | 7 | 25.8429
24.05. | 8 | 25.8429
24.05. | 9 | 25.8429
24.05. | 10 | 25.8429
24.05. | 11 | 25.8429
24.05. | 12 | 25.8429
24.05. | 13 | 25.8429
24.05. | 14 | 25.8429
24.05. | 15 | 25.8429
24.05. | 16 | 25.8429
24.05. | 17 | 25.8429
24.05. | 18 | 25.8429
24.05. | 19 | 25.8429
24.05. | 20 | 25.8429
24.05. | 21 | 25.8429
24.05. | 22 | 25.8429
24.05. | 23 | 25.8429
24.05. | 24 | 25.8429
25.05. | 1 | 25.8429
25.05. | 2 | 25.8429
25.05. | 3 | 25.8429
25.05. | 4 | 25.8429
25.05. | 5 | 25.8429
25.05. | 6 | 25.8429
25.05. | 7 | 25.8429
25.05. | 8 | 25.8429
25.05. | 9 | 25.8429
25.05. | 10 | 25.8429
25.05. | 11 | 25.8429
25.05. | 12 | 25.8429
25.05. | 13 | 25.8429
25.05. | 14 | 25.8429
25.05. | 15 | 25.8429
25.05. | 16 | 25.8429
25.05. | 17 | 25.8429
25.05. | 18 | 25.8429
25.05. | 19 | 25.8429
25.05. | 20 | 25.8429
25.05. | 21 | 25.8429
25.05. | 22 | 25.8429
25.05. | 23 | 25.8429
25.05. | 24 | 25.8429
26.05. | 1 | 25.8429
26.05. | 2 | 25.8429
26.05. | 3 | 25.8429
26.05. | 4 | 25.8429
26.05. | 5 | 25.8429
26.05. | 6 | 25.8429
26.05. | 7 | 25.8429
26.05. | 8 | 25.8429
26.05. | 9 | 25.8429
26.05. | 10 | 25.8429
26.05. | 11 | 25.8429
26.05. | 12 | 25.8429
26.05. | 13 | 25.8429
26.05. | 14 | 25.8429
26.05. | 15 | 25.8429
26.05. | 16 | 25.8429
26.05. | 17 | 25.8429
26.05. | 18 | 25.8429
26.05. | 19 | 25.8429
26.05. | 20 | 25.8429
26.05. | 21 | 25.8429
26.05. | 22 | 25.8429
26.05. | 23 | 25.8429
26.05. | 24 | 25.8429
27.05. | 1 | 25.8429
27.05. | 2 | 25.8429
27.05. | 3 | 25.8429
27.05. | 4 | 25.8429
27.05. | 5 | 25.8429
27.05. | 6 | 25.8429
27.05. | 7 | 25.8429
27.05. | 8 | 25.8429
27.05. | 9 | 25.8429
27.05. | 10 | 25.8429
27.05. | 11 | 25.8429
27.05. | 12 | 25.8429
27.05. | 13 | 25.8429
27.05. | 14 | 25.8429
27.05. | 15 | 25.8429
27.05. | 16 | 25.8429
27.05. | 17 | 25.8429
27.05. | 18 | 25.8429
27.05. | 19 | 25.8429
27.05. | 20 | 25.8429
27.05. | 21 | 25.8429
27.05. | 22 | 25.8429
27.05. | 23 | 25.8429
27.05. | 24 | 25.8429
28.05. | 1 | 25.8429
28.05. | 2 | 25.8429
28.05. | 3 | 25.8429
28.05. | 4 | 25.8429
28.05. | 5 | 25.8429
28.05. | 6 | 25.8429
28.05. | 7 | 25.8429
28.05. | 8 | 25.8429
28.05. | 9 | 25.8429
28.05. | 10 | 25.8429
28.05. | 11 | 25.8429
28.05. | 12 | 25.8429
28.05. | 13 | 25.8429
28.05. | 14 | 25.8429
28.05. | 15 | 25.8429
28.05. | 16 | 25.8429
28.05. | 17 | 25.8429
28.05. | 18 | 25.8429
28.05. | 19 | 25.8429
28.05. | 20 | 25.8429
28.05. | 21 | 25.8429
28.05. | 22 | 25.8429
28.05. | 23 | 25.8429
28.05. | 24 | 25.8429
29.05. | 1 | 25.8429
29.05. | 2 | 25.8429
29.05. | 3 | 25.8429
29.05. | 4 | 25.8429
29.05. | 5 | 25.8429
29.05. | 6 | 25.8429
29.05. | 7 | 25.8429
29.05. | 8 | 25.8429
29.05. | 9 | 25.8429
29.05. | 10 | 25.8429
29.05. | 11 | 25.8429
29.05. | 12 | 25.8429
29.05. | 13 | 25.8429
29.05. | 14 | 25.8429
29.05. | 15 | 25.8429
29.05. | 16 | 25.8429
29.05. | 17 | 25.8429
29.05. | 18 | 25.8429
29.05. | 19 | 25.8429
29.05. | 20 | 25.8429
29.05. | 21 | 25.8429
29.05. | 22 | 25.8429
29.05. | 23 | 25.8429
29.05. | 24 | 25.8429
30.05. | 1 | 25.8429
30.05. | 2 | 25.8429
30.05. | 3 | 25.8429
30.05. | 4 | 25.8429
30.05. | 5 | 25.8429
30.05. | 6 | 25.8429
30.05. | 7 | 25.8429
30.05. | 8 | 25.8429
30.05. | 9 | 25.8429
30.05. | 10 | 25.8429
30.05. | 11 | 25.8429
30.05. | 12 | 25.8429
30.05. | 13 | 25.8429
30.05. | 14 | 25.8429
30.05. | 15 | 25.8429
30.05. | 16 | 25.8429
30.05. | 17 | 25.8429
30.05. | 18 | 25.8429
30.05. | 19 | 25.8429
30.05. | 20 | 25.8429
30.05. | 21 | 25.8429
30.05. | 22 | 25.8429
30.05. | 23 | 25.8429
30.05. | 24 | 25.8429
31.05. | 1 | 25.8429
31.05. | 2 | 25.8429
31.05. | 3 | 25.8429
31.05. | 4 | 25.8429
31.05. | 5 | 25.8429
31.05. | 6 | 25.8429
31.05. | 7 | 25.8429
31.05. | 8 | 25.8429
31.05. | 9 | 25.8429
31.05. | 10 | 25.8429
31.05. | 11 | 25.8429
31.05. | 12 | 25.8429
31.05. | 13 | 25.8429
31.05. | 14 | 25.8429
31.05. | 15 | 25.8429
31.05. | 16 | 25.8429
31.05. | 17 | 25.8429
31.05. | 18 | 25.8429
31.05. | 19 | 25.8429
31.05. | 20 | 25.8429
31.05. | 21 | 25.8429
31.05. | 22 | 25.8429
31.05. | 23 | 25.8429
31.05. | 24 | 25.8429
01.06. | 1 | 25.8429
01.06. | 2 | 25.8429
01.06. | 3 | 25.8429
01.06. | 4 | 25.8429
01.06. | 5 | 25.8429
01.06. | 6 | 25.8429
01.06. | 7 | 25.8429
01.06. | 8 | 25.8429
01.06. | 9 | 25.8429
01.06. | 10 | 25.8429
01.06. | 11 | 25.8429
01.06. | 12 | 25.8429
01.06. | 13 | 25.8429
01.06. | 14 | 25.8429
01.06. | 15 | 25.8429
01.06. | 16 | 25.8429
01.06. | 17 | 25.8429
01.06. | 18 | 25.8429
01.06. | 19 | 25.8429
01.06. | 20 | 25.8429
01.06. | 21 | 25.8429
01.06. | 22 | 25.8429
01.06. | 23 | 25.8429
01.06. | 24 | 25.8429
02.06. | 1 | 25.8429
02.06. | 2 | 25.8429
02.06. | 3 | 25.8429
02.06. | 4 | 25.8429
02.06. | 5 | 25.8429
02.06. | 6 | 25.8429
02.06. | 7 | 25.8429
02.06. | 8 | 25.8429
02.06. | 9 | 25.8429
02.06. | 10 | 25.8429
02.06. | 11 | 25.8429
02.06. | 12 | 25.8429
02.06. | 13 | 25.8429
02.06. | 14 | 25.8429
02.06. | 15 | 25.8429
02.06. | 16 | 25.8429
02.06. | 17 | 25.8429
02.06. | 18 | 25.8429
02.06. | 19 | 25.8429
02.06. | 20 | 25.8429
02.06. | 21 | 25.8429
02.06. | 22 | 25.8429
02.06. | 23 | 25.8429
02.06. | 24 | 25.8429
03.06. | 1 | 25.8429
03.06. | 2 | 25.8429
03.06. | 3 | 25.8429
03.06. | 4 | 25.8429
03.06. | 5 | 25.8429
03.06. | 6 | 25.8429
03.06. | 7 | 25.8429
03.06. | 8 | 25.8429
03.06. | 9 | 25.8429
03.06. | 10 | 25.8429
03.06. | 11 | 25.8429
03.06. | 12 | 25.8429
03.06. | 13 | 25.8429
03.06. | 14 | 25.8429
03.06. | 15 | 25.8429
03.06. | 16 | 25.8429
03.06. | 17 | 25.8429
03.06. | 18 | 25.8429
03.06. | 19 | 25.8429
03.06. | 20 | 25.8429
03.06. | 21 | 25.8429
03.06. | 22 | 25.8429
03.06. | 23 | 25.8429
03.06. | 24 | 25.8429
04.06. | 1 | 25.8429
04.06. | 2 | 25.8429
04.06. | 3 | 25.8429
04.06. | 4 | 25.8429
04.06. | 5 | 25.8429
04.06. | 6 | 25.8429
04.06. | 7 | 25.8429
04.06. | 8 | 25.8429
04.06. | 9 | 25.8429
04.06. | 10 | 25.8429
04.06. | 11 | 25.8429
04.06. | 12 | 25.8429
04.06. | 13 | 25.8429
04.06. | 14 | 25.8429
04.06. | 15 | 25.8429
04.06. | 16 | 25.8429
04.06. | 17 | 25.8429
04.06. | 18 | 25.8429
04.06. | 19 | 25.8429
04.06. | 20 | 25.8429
04.06. | 21 | 25.8429
04.06. | 22 | 25.8429
04.06. | 23 | 25.8429
04.06. | 24 | 25.8429
05.06. | 1 | 25.8429
05.06. | 2 | 25.8429
05.06. | 3 | 25.8429
05.06. | 4 | 25.8429
05.06. | 5 | 25.8429
05.06. | 6 | 25.8429
05.06. | 7 | 25.8429
05.06. | 8 | 25.8429
05.06. | 9 | 25.8429
05.06. | 10 | 25.8429
05.06. | 11 | 25.8429
05.06. | 12 | 25.8429
05.06. | 13 | 25.8429
05.06. | 14 | 25.8429
05.06. | 15 | 25.8429
05.06. | 16 | 25.8429
05.06. | 17 | 25.8429
05.06. | 18 | 25.8429
05.06. | 19 | 25.8429
05.06. | 20 | 25.8429
05.06. | 21 | 25.8429
05.06. | 22 | 25.8429
05.06. | 23 | 25.8429
05.06. | 24 | 25.8429
06.06. | 1 | 25.8429
06.06. | 2 | 25.8429
06.06. | 3 | 25.8429
06.06. | 4 | 25.8429
06.06. | 5 | 25.8429
06.06. | 6 | 25.8429
06.06. | 7 | 25.8429
06.06. | 8 | 25.8429
06.06. | 9 | 25.8429
06.06. | 10 | 25.8429
06.06. | 11 | 25.8429
06.06. | 12 | 25.8429
06.06. | 13 | 25.8429
06.06. | 14 | 25.8429
06.06. | 15 | 25.8429
06.06. | 16 | 25.8429
06.06. | 17 | 25.8429
06.06. | 18 | 25.8429
06.06. | 19 | 25.8429
06.06. | 20 | 25.8429
06.06. | 21 | 25.8429
06.06. | 22 | 25.8429
06.06. | 23 | 25.8429
06.06. | 24 | 25.8429
07.06. | 1 | 25.8429
07.06. | 2 | 25.8429
07.06. | 3 | 25.8429
07.06. | 4 | 25.8429
07.06. | 5 | 25.8429
07.06. | 6 | 25.8429
07.06. | 7 | 25.8429
07.06. | 8 | 25.8429
07.06. | 9 | 25.8429
07.06. | 10 | 25.8429
07.06. | 11 | 25.8429
07.06. | 12 | 25.8429
07.06. | 13 | 25.8429
07.06. | 14 | 25.8429
07.06. | 15 | 25.8429
07.06. | 16 | 25.8429
07.06. | 17 | 25.8429
07.06. | 18 | 25.8429
07.06. | 19 | 25.8429
07.06. | 20 | 25.8429
07.06. | 21 | 25.8429
07.06. | 22 | 25.8429
07.06. | 23 | 25.8429
07.06. | 24 | 25.8429
08.06. | 1 | 25.8429
08.06. | 2 | 25.8429
08.06. | 3 | 25.8429
08.06. | 4 | 25.8429
08.06. | 5 | 25.8429
08.06. | 6 | 25.8429
08.06. | 7 | 25.8429
08.06. | 8 | 25.8429
08.06. | 9 | 25.8429
08.06. | 10 | 25.8429
08.06. | 11 | 25.8429
08.06. | 12 | 25.8429
08.06. | 13 | 25.8429
08.06. | 14 | 25.8429
08.06. | 15 | 25.8429
08.06. | 16 | 25.8429
08.06. | 17 | 25.8429
08.06. | 18 | 25.8429
08.06. | 19 | 25.8429
08.06. | 20 | 25.8429
08.06. | 21 | 25.8429
08.06. | 22 | 25.8429
08.06. | 23 | 25.8429
08.06. | 24 | 25.8429
09.06. | 1 | 25.8429
09.06. | 2 | 25.8429
09.06. | 3 | 25.8429
09.06. | 4 | 25.8429
09.06. | 5 | 25.8429
09.06. | 6 | 25.8429
09.06. | 7 | 25.8429
09.06. | 8 | 25.8429
09.06. | 9 | 25.8429
09.06. | 10 | 25.8429
09.06. | 11 | 25.8429
09.06. | 12 | 25.8429
09.06. | 13 | 25.8429
09.06. | 14 | 25.8429
09.06. | 15 | 25.8429
09.06. | 16 | 25.8429
09.06. | 17 | 25.8429
09.06. | 18 | 25.8429
09.06. | 19 | 25.8429
09.06. | 20 | 25.8429
09.06. | 21 | 25.8429
09.06. | 22 | 25.8429
09.06. | 23 | 25.8429
09.06. | 24 | 25.8429
10.06. | 1 | 25.8429
10.06. | 2 | 25.8429
10.06. | 3 | 25.8429
10.06. | 4 | 25.8429
10.06. | 5 | 25.8429
10.06. | 6 | 25.8429
10.06. | 7 | 25.8429
10.06. | 8 | 25.8429
10.06. | 9 | 25.8429
10.06. | 10 | 25.8429
10.06. | 11 | 25.8429
10.06. | 12 | 25.8429
10.06. | 13 | 25.8429
10.06. | 14 | 25.8429
10.06. | 15 | 25.8429
10.06. | 16 | 25.8429
10.06. | 17 | 25.8429
10.06. | 18 | 25.8429
10.06. | 19 | 25.8429
10.06. | 20 | 25.8429
10.06. | 21 | 25.8429
10.06. | 22 | 25.8429
10.06. | 23 | 25.8429
10.06. | 24 | 25.8429
11.06. | 1 | 25.8429
11.06. | 2 | 25.8429
11.06. | 3 | 25.8429
11.06. | 4 | 25.8429
11.06. | 5 | 25.8429
11.06. | 6 | 25.8429
11.06. | 7 | 25.8429
11.06. | 8 | 25.8429
11.06. | 9 | 25.8429
11.06. | 10 | 25.8429
11.06. | 11 | 25.8429
11.06. | 12 | 25.8429
11.06. | 13 | 25.8429
11.06. | 14 | 25.8429
11.06. | 15 | 25.8429
11.06. | 16 | 25.8429
11.06. | 17 | 25.8429
11.06. | 18 | 25.8429
11.06. | 19 | 25.8429
11.06. | 20 | 25.8429
11.06. | 21 | 25.8429
11.06. | 22 | 25.8429
11.06. | 23 | 25.8429
11.06. | 24 | 25.8429
12.06. | 1 | 25.8429
12.06. | 2 | 25.8429
12.06. | 3 | 25.8429
12.06. | 4 | 25.8429
12.06. | 5 | 25.8429
12.06. | 6 | 25.8429
12.06. | 7 | 25.8429
12.06. | 8 | 25.8429
12.06. | 9 | 25.8429
12.06. | 10 | 25.8429
12.06. | 11 | 25.8429
12.06. | 12 | 25.8429
12.06. | 13 | 25.8429
12.06. | 14 | 25.8429
12.06. | 15 | 25.8429
12.06. | 16 | 25.8429
12.06. | 17 | 25.8429
12.06. | 18 | 25.8429
12.06. | 19 | 25.8429
12.06. | 20 | 25.8429
12.06. | 21 | 25.8429
12.06. | 22 | 25.8429
12.06. | 23 | 25.8429
12.06. | 24 | 25.8429
13.06. | 1 | 25.8429
13.06. | 2 | 25.8429
13.06. | 3 | 25.8429
13.06. | 4 | 25.8429
13.06. | 5 | 25.8429
13.06. | 6 | 25.8429
13.06. | 7 | 25.8429
13.06. | 8 | 25.8429
13.06. | 9 | 25.8429
13.06. | 10 | 25.8429
13.06. | 11 | 25.8429
13.06. | 12 | 25.8429
13.06. | 13 | 25.8429
13.06. | 14 | 25.8429
13.06. | 15 | 25.8429
13.06. | 16 | 25.8429
13.06. | 17 | 25.8429
13.06. | 18 | 25.8429
13.06. | 19 | 25.8429
13.06. | 20 | 25.8429
13.06. | 21 | 25.8429
13.06. | 22 | 25.8429
13.06. | 23 | 25.8429
13.06. | 24 | 25.8429
14.06. | 1 | 25.8429
14.06. | 2 | 25.8429
14.06. | 3 | 25.8429
14.06. | 4 | 25.8429
14.06. | 5 | 25.8429
14.06. | 6 | 25.8429
14.06. | 7 | 25.8429
14.06. | 8 | 25.8429
14.06. | 9 | 25.8429
14.06. | 10 | 25.8429
14.06. | 11 | 25.8429
14.06. | 12 | 25.8429
14.06. | 13 | 25.8429
14.06. | 14 | 25.8429
14.06. | 15 | 25.8429
14.06. | 16 | 25.8429
14.06. | 17 | 25.8429
14.06. | 18 | 25.8429
14.06. | 19 | 25.8429
14.06. | 20 | 25.8429
14.06. | 21 | 25.8429
14.06. | 22 | 25.8429
14.06. | 23 | 25.8429
14.06. | 24 | 25.8429
15.06. | 1 | 25.8429
15.06. | 2 | 25.8429
15.06. | 3 | 25.8429
15.06. | 4 | 25.8429
15.06. | 5 | 25.8429
15.06. | 6 | 25.8429
15.06. | 7 | 25.8429
15.06. | 8 | 25.8429
15.06. | 9 | 25.8429
15.06. | 10 | 25.8429
15.06. | 11 | 25.8429
15.06. | 12 | 25.8429
15.06. | 13 | 25.8429
15.06. | 14 | 25.8429
15.06. | 15 | 25.8429
15.06. | 16 | 25.8429
15.06. | 17 | 25.8429
15.06. | 18 | 25.8429
15.06. | 19 | 25.8429
15.06. | 20 | 25.8429
15.06. | 21 | 25.8429
15.06. | 22 | 25.8429
15.06. | 23 | 25.8429
15.06. | 24 | 25.8429
16.06. | 1 | 25.8429
16.06. | 2 | 25.8429
16.06. | 3 | 25.8429
16.06. | 4 | 25.8429
16.06. | 5 | 25.8429
16.06. | 6 | 25.8429
16.06. | 7 | 25.8429
16.06. | 8 | 25.8429
16.06. | 9 | 25.8429
16.06. | 10 | 25.8429
16.06. | 11 | 25.8429
16.06. | 12 | 25.8429
16.06. | 13 | 25.8429
16.06. | 14 | 25.8429
16.06. | 15 | 25.8429
16.06. | 16 | 25.8429
16.06. | 17 | 25.8429
16.06. | 18 | 25.8429
16.06. | 19 | 25.8429
16.06. | 20 | 25.8429
16.06. | 21 | 25.8429
16.06. | 22 | 25.8429
16.06. | 23 | 25.8429
16.06. | 24 | 25.8429
17.06. | 1 | 25.8429
17.06. | 2 | 25.8429
17.06. | 3 | 25.8429
17.06. | 4 | 25.8429
17.06. | 5 | 25.8429
17.06. | 6 | 25.8429
17.06. | 7 | 25.8429
17.06. | 8 | 25.8429
17.06. | 9 | 25.8429
17.06. | 10 | 25.8429
17.06. | 11 | 25.8429
17.06. | 12 | 25.8429
17.06. | 13 | 25.8429
17.06. | 14 | 25.8429
17.06. | 15 | 25.8429
17.06. | 16 | 25.8429
17.06. | 17 | 25.8429
17.06. | 18 | 25.8429
17.06. | 19 | 25.8429
17.06. | 20 | 25.8429
17.06. | 21 | 25.8429
17.06. | 22 | 25.8429
17.06. | 23 | 25.8429
17.06. | 24 | 25.8429
18.06. | 1 | 25.8429
18.06. | 2 | 25.8429
18.06. | 3 | 25.8429
18.06. | 4 | 25.8429
18.06. | 5 | 25.8429
18.06. | 6 | 25.8429
18.06. | 7 | 25.8429
18.06. | 8 | 25.8429
18.06. | 9 | 25.8429
18.06. | 10 | 25.8429
18.06. | 11 | 25.8429
18.06. | 12 | 25.8429
18.06. | 13 | 25.8429
18.06. | 14 | 25.8429
18.06. | 15 | 25.8429
18.06. | 16 | 25.8429
18.06. | 17 | 25.8429
18.06. | 18 | 25.8429
18.06. | 19 | 25.8429
18.06. | 20 | 25.8429
18.06. | 21 | 25.8429
18.06. | 22 | 25.8429
18.06. | 23 | 25.8429
18.06. | 24 | 25.8429
19.06. | 1 | 25.8429
19.06. | 2 | 25.8429
19.06. | 3 | 25.8429
19.06. | 4 | 25.8429
19.06. | 5 | 25.8429
19.06. | 6 | 25.8429
19.06. | 7 | 25.8429
19.06. | 8 | 25.8429
19.06. | 9 | 25.8429
19.06. | 10 | 25.8429
19.06. | 11 | 25.8429
19.06. | 12 | 25.8429
19.06. | 13 | 25.8429
19.06. | 14 | 25.8429
19.06. | 15 | 25.8429
19.06. | 16 | 25.8429
19.06. | 17 | 25.8429
19.06. | 18 | 25.8429
19.06. | 19 | 25.8429
19.06. | 20 | 25.8429
19.06. | 21 | 25.8429
19.06. | 22 | 25.8429
19.06. | 23 | 25.8429
19.06. | 24 | 25.8429
20.06. | 1 | 25.8429
20.06. | 2 | 25.8429
20.06. | 3 | 25.8429
20.06. | 4 | 25.8429
20.06. | 5 | 25.8429
20.06. | 6 | 25.8429
20.06. | 7 | 25.8429
20.06. | 8 | 25.8429
20.06. | 9 | 25.8429
20.06. | 10 | 25.8429
20.06. | 11 | 25.8429
20.06. | 12 | 25.8429
20.06. | 13 | 25.8429
20.06. | 14 | 25.8429
20.06. | 15 | 25.8429
20.06. | 16 | 25.8429
20.06. | 17 | 25.8429
20.06. | 18 | 25.8429
20.06. | 19 | 25.8429
20.06. | 20 | 25.8429
20.06. | 21 | 25.8429
20.06. | 22 | 25.8429
20.06. | 23 | 25.8429
20.06. | 24 | 25.8429
21.06. | 1 | 25.8429
21.06. | 2 | 25.8429
21.06. | 3 | 25.8429
21.06. | 4 | 25.8429
21.06. | 5 | 25.8429
21.06. | 6 | 25.8429
21.06. | 7 | 25.8429
21.06. | 8 | 25.8429
21.06. | 9 | 25.8429
21.06. | 10 | 25.8429
21.06. | 11 | 25.8429
21.06. | 12 | 25.8429
21.06. | 13 | 25.8429
21.06. | 14 | 25.8429
21.06. | 15 | 25.8429
21.06. | 16 | 25.8429
21.06. | 17 | 25.8429
21.06. | 18 | 25.8429
21.06. | 19 | 25.8429
21.06. | 20 | 25.8429
21.06. | 21 | 25.8429
21.06. | 22 | 25.8429
21.06. | 23 | 25.8429
21.06. | 24 | 25.8429
22.06. | 1 | 25.8429
22.06. | 2 | 25.8429
22.06. | 3 | 25.8429
22.06. | 4 | 25.8429
22.06. | 5 | 25.8429
22.06. | 6 | 25.8429
22.06. | 7 | 25.8429
22.06. | 8 | 25.8429
22.06. | 9 | 25.8429
22.06. | 10 | 25.8429
22.06. | 11 | 25.8429
22.06. | 12 | 25.8429
22.06. | 13 | 25.8429
22.06. | 14 | 25.8429
22.06. | 15 | 25.8429
22.06. | 16 | 25.8429
22.06. | 17 | 25.8429
22.06. | 18 | 25.8429
22.06. | 19 | 25.8429
22.06. | 20 | 25.8429
22.06. | 21 | 25.8429
22.06. | 22 | 25.8429
22.06. | 23 | 25.8429
22.06. | 24 | 25.8429
23.06. | 1 | 25.8429
23.06. | 2 | 25.8429
23.06. | 3 | 25.8429
23.06. | 4 | 25.8429
23.06. | 5 | 25.8429
23.06. | 6 | 25.8429
23.06. | 7 | 25.8429
23.06. | 8 | 25.8429
23.06. | 9 | 25.8429
23.06. | 10 | 25.8429
23.06. | 11 | 25.8429
23.06. | 12 | 25.8429
23.06. | 13 | 25.8429
23.06. | 14 | 25.8429
23.06. | 15 | 25.8429
23.06. | 16 | 25.8429
23.06. | 17 | 25.8429
23.06. | 18 | 25.8429
23.06. | 19 | 25.8429
23.06. | 20 | 25.8429
23.06. | 21 | 25.8429
23.06. | 22 | 25.8429
23.06. | 23 | 25.8429
23.06. | 24 | 25.8429
24.06. | 1 | 25.8429
24.06. | 2 | 25.8429
24.06. | 3 | 25.8429
24.06. | 4 | 25.8429
24.06. | 5 | 25.8429
24.06. | 6 | 25.8429
24.06. | 7 | 25.8429
24.06. | 8 | 25.8429
24.06. | 9 | 25.8429
24.06. | 10 | 25.8429
24.06. | 11 | 25.8429
24.06. | 12 | 25.8429
24.06. | 13 | 25.8429
24.06. | 14 | 25.8429
24.06. | 15 | 25.8429
24.06. | 16 | 25.8429
24.06. | 17 | 25.8429
24.06. | 18 | 25.8429
24.06. | 19 | 25.8429
24.06. | 20 | 25.8429
24.06. | 21 | 25.8429
24.06. | 22 | 25.8429
24.06. | 23 | 25.8429
24.06. | 24 | 25.8429
25.06. | 1 | 25.8429
25.06. | 2 | 25.8429
25.06. | 3 | 25.8429
25.06. | 4 | 25.8429
25.06. | 5 | 25.8429
25.06. | 6 | 25.8429
25.06. | 7 | 25.8429
25.06. | 8 | 25.8429
25.06. | 9 | 25.8429
25.06. | 10 | 25.8429
25.06. | 11 | 25.8429
25.06. | 12 | 25.8429
25.06. | 13 | 25.8429
25.06. | 14 | 25.8429
25.06. | 15 | 25.8429
25.06. | 16 | 25.8429
25.06. | 17 | 25.8429
25.06. | 18 | 25.8429
25.06. | 19 | 25.8429
25.06. | 20 | 25.8429
25.06. | 21 | 25.8429
25.06. | 22 | 25.8429
25.06. | 23 | 25.8429
25.06. | 24 | 25.8429
26.06. | 1 | 25.8429
26.06. | 2 | 25.8429
26.06. | 3 | 25.8429
26.06. | 4 | 25.8429
26.06. | 5 | 25.8429
26.06. | 6 | 25.8429
26.06. | 7 | 25.8429
26.06. | 8 | 25.8429
26.06. | 9 | 25.8429
26.06. | 10 | 25.8429
26.06. | 11 | 25.8429
26.06. | 12 | 25.8429
26.06. | 13 | 25.8429
26.06. | 14 | 25.8429
26.06. | 15 | 25.8429
26.06. | 16 | 25.8429
26.06. | 17 | 25.8429
26.06. | 18 | 25.8429
26.06. | 19 | 25.8429
26.06. | 20 | 25.8429
26.06. | 21 | 25.8429
26.06. | 22 | 25.8429
26.06. | 23 | 25.8429
26.06. | 24 | 25.8429
27.06. | 1 | 25.8429
27.06. | 2 | 25.8429
27.06. | 3 | 25.8429
27.06. | 4 | 25.8429
27.06. | 5 | 25.8429
27.06. | 6 | 25.8429
27.06. | 7 | 25.8429
27.06. | 8 | 25.8429
27.06. | 9 | 25.8429
27.06. | 10 | 25.8429
27.06. | 11 | 25.8429
27.06. | 12 | 25.8429
27.06. | 13 | 25.8429
27.06. | 14 | 25.8429
27.06. | 15 | 25.8429
27.06. | 16 | 25.8429
27.06. | 17 | 25.8429
27.06. | 18 | 25.8429
27.06. | 19 | 25.8429
27.06. | 20 | 25.8429
27.06. | 21 | 25.8429
27.06. | 22 | 25.8429
27.06. | 23 | 25.8429
27.06. | 24 | 25.8429
28.06. | 1 | 25.8429
28.06. | 2 | 25.8429
28.06. | 3 | 25.8429
28.06. | 4 | 25.8429
28.06. | 5 | 25.8429
28.06. | 6 | 25.8429
28.06. | 7 | 25.8429
28.06. | 8 | 25.8429
28.06. | 9 | 25.8429
28.06. | 10 | 25.8429
28.06. | 11 | 25.8429
28.06. | 12 | 25.8429
28.06. | 13 | 25.8429
28.06. | 14 | 25.8429
28.06. | 15 | 25.8429
28.06. | 16 | 25.8429
28.06. | 17 | 25.8429
28.06. | 18 | 25.8429
28.06. | 19 | 25.8429
28.06. | 20 | 25.8429
28.06. | 21 | 25.8429
28.06. | 22 | 25.8429
28.06. | 23 | 25.8429
28.06. | 24 | 25.8429
29.06. | 1 | 25.8429
29.06. | 2 | 25.8429
29.06. | 3 | 25.8429
29.06. | 4 | 25.8429
29.06. | 5 | 25.8429
29.06. | 6 | 25.8429
29.06. | 7 | 25.8429
29.06. | 8 | 25.8429
29.06. | 9 | 25.8429
29.06. | 10 | 25.8429
29.06. | 11 | 25.8429
29.06. | 12 | 25.8429
29.06. | 13 | 25.8429
29.06. | 14 | 25.8429
29.06. | 15 | 25.8429
29.06. | 16 | 25.8429
29.06. | 17 | 25.8429
29.06. | 18 | 25.8429
29.06. | 19 | 25.8429
29.06. | 20 | 25.8429
29.06. | 21 | 25.8429
29.06. | 22 | 25.8429
29.06. | 23 | 25.8429
29.06. | 24 | 25.8429
30.06. | 1 | 25.8429
30.06. | 2 | 25.8429
30.06. | 3 | 25.8429
30.06. | 4 | 25.8429
30.06. | 5 | 25.8429
30.06. | 6 | 25.8429
30.06. | 7 | 25.8429
30.06. | 8 | 25.8429
30.06. | 9 | 25.8429
30.06. | 10 | 25.8429
30.06. | 11 | 25.8429
30.06. | 12 | 25.8429
30.06. | 13 | 25.8429
30.06. | 14 | 25.8429
30.06. | 15 | 25.8429
30.06. | 16 | 25.8429
30.06. | 17 | 25.8429
30.06. | 18 | 25.8429
30.06. | 19 | 25.8429
30.06. | 20 | 25.8429
30.06. | 21 | 25.8429
30.06. | 22 | 25.8429
30.06. | 23 | 25.8429
30.06. | 24 | 25.8429
01.07. | 1 | 25.8429
01.07. | 2 | 25.8429
01.07. | 3 | 25.8429
01.07. | 4 | 25.8429
01.07. | 5 | 25.8429
01.07. | 6 | 25.8429
01.07. | 7 | 25.8429
01.07. | 8 | 25.8429
01.07. | 9 | 25.8429
01.07. | 10 | 25.8429
01.07. | 11 | 25.8429
01.07. | 12 | 25.8429
01.07. | 13 | 25.8429
01.07. | 14 | 25.8429
01.07. | 15 | 25.8429
01.07. | 16 | 25.8429
01.07. | 17 | 25.8429
01.07. | 18 | 25.8429
01.07. | 19 | 25.8429
01.07. | 20 | 25.8429
01.07. | 21 | 25.8429
01.07. | 22 | 25.8429
01.07. | 23 | 25.8429
01.07. | 24 | 25.8429
02.07. | 1 | 25.8429
02.07. | 2 | 25.8429
02.07. | 3 | 25.8429
02.07. | 4 | 25.8429
02.07. | 5 | 25.8429
02.07. | 6 | 25.8429
02.07. | 7 | 25.8429
02.07. | 8 | 25.8429
02.07. | 9 | 25.8429
02.07. | 10 | 25.8429
02.07. | 11 | 25.8429
02.07. | 12 | 25.8429
02.07. | 13 | 25.8429
02.07. | 14 | 25.8429
02.07. | 15 | 25.8429
02.07. | 16 | 25.8429
02.07. | 17 | 25.8429
02.07. | 18 | 25.8429
02.07. | 19 | 25.8429
02.07. | 20 | 25.8429
02.07. | 21 | 25.8429
02.07. | 22 | 25.8429
02.07. | 23 | 25.8429
02.07. | 24 | 25.8429
03.07. | 1 | 25.8429
03.07. | 2 | 25.8429
03.07. | 3 | 25.8429
03.07. | 4 | 25.8429
03.07. | 5 | 25.8429
03.07. | 6 | 25.8429
03.07. | 7 | 25.8429
03.07. | 8 | 25.8429
03.07. | 9 | 25.8429
03.07. | 10 | 25.8429
03.07. | 11 | 25.8429
03.07. | 12 | 25.8429
03.07. | 13 | 25.8429
03.07. | 14 | 25.8429
03.07. | 15 | 25.8429
03.07. | 16 | 25.8429
03.07. | 17 | 25.8429
03.07. | 18 | 25.8429
03.07. | 19 | 25.8429
03.07. | 20 | 25.8429
03.07. | 21 | 25.8429
03.07. | 22 | 25.8429
03.07. | 23 | 25.8429
03.07. | 24 | 25.8429
04.07. | 1 | 25.8429
04.07. | 2 | 25.8429
04.07. | 3 | 25.8429
04.07. | 4 | 25.8429
04.07. | 5 | 25.8429
04.07. | 6 | 25.8429
04.07. | 7 | 25.8429
04.07. | 8 | 25.8429
04.07. | 9 | 25.8429
04.07. | 10 | 25.8429
04.07. | 11 | 25.8429
04.07. | 12 | 25.8429
04.07. | 13 | 25.8429
04.07. | 14 | 25.8429
04.07. | 15 | 25.8429
04.07. | 16 | 25.8429
04.07. | 17 | 25.8429
04.07. | 18 | 25.8429
04.07. | 19 | 25.8429
04.07. | 20 | 25.8429
04.07. | 21 | 25.8429
04.07. | 22 | 25.8429
04.07. | 23 | 25.8429
04.07. | 24 | 25.8429
05.07. | 1 | 25.8429
05.07. | 2 | 25.8429
05.07. | 3 | 25.8429
05.07. | 4 | 25.8429
05.07. | 5 | 25.8429
05.07. | 6 | 25.8429
05.07. | 7 | 25.8429
05.07. | 8 | 25.8429
05.07. | 9 | 25.8429
05.07. | 10 | 25.8429
05.07. | 11 | 25.8429
05.07. | 12 | 25.8429
05.07. | 13 | 25.8429
05.07. | 14 | 25.8429
05.07. | 15 | 25.8429
05.07. | 16 | 25.8429
05.07. | 17 | 25.8429
05.07. | 18 | 25.8429
05.07. | 19 | 25.8429
05.07. | 20 | 25.8429
05.07. | 21 | 25.8429
05.07. | 22 | 25.8429
05.07. | 23 | 25.8429
05.07. | 24 | 25.8429
06.07. | 1 | 25.8429
06.07. | 2 | 25.8429
06.07. | 3 | 25.8429
06.07. | 4 | 25.8429
06.07. | 5 | 25.8429
06.07. | 6 | 25.8429
06.07. | 7 | 25.8429
06.07. | 8 | 25.8429
06.07. | 9 | 25.8429
06.07. | 10 | 25.8429
06.07. | 11 | 25.8429
06.07. | 12 | 25.8429
06.07. | 13 | 25.8429
06.07. | 14 | 25.8429
06.07. | 15 | 25.8429
06.07. | 16 | 25.8429
06.07. | 17 | 25.8429
06.07. | 18 | 25.8429
06.07. | 19 | 25.8429
06.07. | 20 | 25.8429
06.07. | 21 | 25.8429
06.07. | 22 | 25.8429
06.07. | 23 | 25.8429
06.07. | 24 | 25.8429
07.07. | 1 | 25.8429
07.07. | 2 | 25.8429
07.07. | 3 | 25.8429
07.07. | 4 | 25.8429
07.07. | 5 | 25.8429
07.07. | 6 | 25.8429
07.07. | 7 | 25.8429
07.07. | 8 | 25.8429
07.07. | 9 | 25.8429
07.07. | 10 | 25.8429
07.07. | 11 | 25.8429
07.07. | 12 | 25.8429
07.07. | 13 | 25.8429
07.07. | 14 | 25.8429
07.07. | 15 | 25.8429
07.07. | 16 | 25.8429
07.07. | 17 | 25.8429
07.07. | 18 | 25.8429
07.07. | 19 | 25.8429
07.07. | 20 | 25.8429
07.07. | 21 | 25.8429
07.07. | 22 | 25.8429
07.07. | 23 | 25.8429
07.07. | 24 | 25.8429
08.07. | 1 | 25.8429
08.07. | 2 | 25.8429
08.07. | 3 | 25.8429
08.07. | 4 | 25.8429
08.07. | 5 | 25.8429
08.07. | 6 | 25.8429
08.07. | 7 | 25.8429
08.07. | 8 | 25.8429
08.07. | 9 | 25.8429
08.07. | 10 | 25.8429
08.07. | 11 | 25.8429
08.07. | 12 | 25.8429
08.07. | 13 | 25.8429
08.07. | 14 | 25.8429
08.07. | 15 | 25.8429
08.07. | 16 | 25.8429
08.07. | 17 | 25.8429
08.07. | 18 | 25.8429
08.07. | 19 | 25.8429
08.07. | 20 | 25.8429
08.07. | 21 | 25.8429
08.07. | 22 | 25.8429
08.07. | 23 | 25.8429
08.07. | 24 | 25.8429
09.07. | 1 | 25.8429
09.07. | 2 | 25.8429
09.07. | 3 | 25.8429
09.07. | 4 | 25.8429
09.07. | 5 | 25.8429
09.07. | 6 | 25.8429
09.07. | 7 | 25.8429
09.07. | 8 | 25.8429
09.07. | 9 | 25.8429
09.07. | 10 | 25.8429
09.07. | 11 | 25.8429
09.07. | 12 | 25.8429
09.07. | 13 | 25.8429
09.07. | 14 | 25.8429
09.07. | 15 | 25.8429
09.07. | 16 | 25.8429
09.07. | 17 | 25.8429
09.07. | 18 | 25.8429
09.07. | 19 | 25.8429
09.07. | 20 | 25.8429
09.07. | 21 | 25.8429
09.07. | 22 | 25.8429
09.07. | 23 | 25.8429
09.07. | 24 | 25.8429
10.07. | 1 | 25.8429
10.07. | 2 | 25.8429
10.07. | 3 | 25.8429
10.07. | 4 | 25.8429
10.07. | 5 | 25.8429
10.07. | 6 | 25.8429
10.07. | 7 | 25.8429
10.07. | 8 | 25.8429
10.07. | 9 | 25.8429
10.07. | 10 | 25.8429
10.07. | 11 | 25.8429
10.07. | 12 | 25.8429
10.07. | 13 | 25.8429
10.07. | 14 | 25.8429
10.07. | 15 | 25.8429
10.07. | 16 | 25.8429
10.07. | 17 | 25.8429
10.07. | 18 | 25.8429
10.07. | 19 | 25.8429
10.07. | 20 | 25.8429
10.07. | 21 | 25.8429
10.07. | 22 | 25.8429
10.07. | 23 | 25.8429
10.07. | 24 | 25.8429
11.07. | 1 | 25.8429
11.07. | 2 | 25.8429
11.07. | 3 | 25.8429
11.07. | 4 | 25.8429
11.07. | 5 | 25.8429
11.07. | 6 | 25.8429
11.07. | 7 | 25.8429
11.07. | 8 | 25.8429
11.07. | 9 | 25.8429
11.07. | 10 | 25.8429
11.07. | 11 | 25.8429
11.07. | 12 | 25.8429
11.07. | 13 | 25.8429
11.07. | 14 | 25.8429
11.07. | 15 | 25.8429
11.07. | 16 | 25.8429
11.07. | 17 | 25.8429
11.07. | 18 | 25.8429
11.07. | 19 | 25.8429
11.07. | 20 | 25.8429
11.07. | 21 | 25.8429
11.07. | 22 | 25.8429
11.07. | 23 | 25.8429
11.07. | 24 | 25.8429
12.07. | 1 | 25.8429
12.07. | 2 | 25.8429
12.07. | 3 | 25.8429
12.07. | 4 | 25.8429
12.07. | 5 | 25.8429
12.07. | 6 | 25.8429
12.07. | 7 | 25.8429
12.07. | 8 | 25.8429
12.07. | 9 | 25.8429
12.07. | 10 | 25.8429
12.07. | 11 | 25.8429
12.07. | 12 | 25.8429
12.07. | 13 | 25.8429
12.07. | 14 | 25.8429
12.07. | 15 | 25.8429
12.07. | 16 | 25.8429
12.07. | 17 | 25.8429
12.07. | 18 | 25.8429
12.07. | 19 | 25.8429
12.07. | 20 | 25.8429
12.07. | 21 | 25.8429
12.07. | 22 | 25.8429
12.07. | 23 | 25.8429
12.07. | 24 | 25.8429
13.07. | 1 | 25.8429
13.07. | 2 | 25.8429
13.07. | 3 | 25.8429
13.07. | 4 | 25.8429
13.07. | 5 | 25.8429
13.07. | 6 | 25.8429
13.07. | 7 | 25.8429
13.07. | 8 | 25.8429
13.07. | 9 | 25.8429
13.07. | 10 | 25.8429
13.07. | 11 | 25.8429
13.07. | 12 | 25.8429
13.07. | 13 | 25.8429
13.07. | 14 | 25.8429
13.07. | 15 | 25.8429
13.07. | 16 | 25.8429
13.07. | 17 | 25.8429
13.07. | 18 | 25.8429
13.07. | 19 | 25.8429
13.07. | 20 | 25.8429
13.07. | 21 | 25.8429
13.07. | 22 | 25.8429
13.07. | 23 | 25.8429
13.07. | 24 | 25.8429
14.07. | 1 | 25.8429
14.07. | 2 | 25.8429
14.07. | 3 | 25.8429
14.07. | 4 | 25.8429
14.07. | 5 | 25.8429
14.07. | 6 | 25.8429
14.07. | 7 | 25.8429
14.07. | 8 | 25.8429
14.07. | 9 | 25.8429
14.07. | 10 | 25.8429
14.07. | 11 | 25.8429
14.07. | 12 | 25.8429
14.07. | 13 | 25.8429
14.07. | 14 | 25.8429
14.07. | 15 | 25.8429
14.07. | 16 | 25.8429
14.07. | 17 | 25.8429
14.07. | 18 | 25.8429
14.07. | 19 | 25.8429
14.07. | 20 | 25.8429
14.07. | 21 | 25.8429
14.07. | 22 | 25.8429
14.07. | 23 | 25.8429
14.07. | 24 | 25.8429
15.07. | 1 | 25.8429
15.07. | 2 | 25.8429
15.07. | 3 | 25.8429
15.07. | 4 | 25.8429
15.07. | 5 | 25.8429
15.07. | 6 | 25.8429
15.07. | 7 | 25.8429
15.07. | 8 | 25.8429
15.07. | 9 | 25.8429
15.07. | 10 | 25.8429
15.07. | 11 | 25.8429
15.07. | 12 | 25.8429
15.07. | 13 | 25.8429
15.07. | 14 | 25.8429
15.07. | 15 | 25.8429
15.07. | 16 | 25.8429
15.07. | 17 | 25.8429
15.07. | 18 | 25.8429
15.07. | 19 | 25.8429
15.07. | 20 | 25.8429
15.07. | 21 | 25.8429
15.07. | 22 | 25.8429
15.07. | 23 | 25.8429
15.07. | 24 | 25.8429
16.07. | 1 | 25.8429
16.07. | 2 | 25.8429
16.07. | 3 | 25.8429
16.07. | 4 | 25.8429
16.07. | 5 | 25.8429
16.07. | 6 | 25.8429
16.07. | 7 | 25.8429
16.07. | 8 | 25.8429
16.07. | 9 | 25.8429
16.07. | 10 | 25.8429
16.07. | 11 | 25.8429
16.07. | 12 | 25.8429
16.07. | 13 | 25.8429
16.07. | 14 | 25.8429
16.07. | 15 | 25.8429
16.07. | 16 | 25.8429
16.07. | 17 | 25.8429
16.07. | 18 | 25.8429
16.07. | 19 | 25.8429
16.07. | 20 | 25.8429
16.07. | 21 | 25.8429
16.07. | 22 | 25.8429
16.07. | 23 | 25.8429
16.07. | 24 | 25.8429
17.07. | 1 | 25.8429
17.07. | 2 | 25.8429
17.07. | 3 | 25.8429
17.07. | 4 | 25.8429
17.07. | 5 | 25.8429
17.07. | 6 | 25.8429
17.07. | 7 | 25.8429
17.07. | 8 | 25.8429
17.07. | 9 | 25.8429
17.07. | 10 | 25.8429
17.07. | 11 | 25.8429
17.07. | 12 | 25.8429
17.07. | 13 | 25.8429
17.07. | 14 | 25.8429
17.07. | 15 | 25.8429
17.07. | 16 | 25.8429
17.07. | 17 | 25.8429
17.07. | 18 | 25.8429
17.07. | 19 | 25.8429
17.07. | 20 | 25.8429
17.07. | 21 | 25.8429
17.07. | 22 | 25.8429
17.07. | 23 | 25.8429
17.07. | 24 | 25.8429
18.07. | 1 | 25.8429
18.07. | 2 | 25.8429
18.07. | 3 | 25.8429
18.07. | 4 | 25.8429
18.07. | 5 | 25.8429
18.07. | 6 | 25.8429
18.07. | 7 | 25.8429
18.07. | 8 | 25.8429
18.07. | 9 | 25.8429
18.07. | 10 | 25.8429
18.07. | 11 | 25.8429
18.07. | 12 | 25.8429
18.07. | 13 | 25.8429
18.07. | 14 | 25.8429
18.07. | 15 | 25.8429
18.07. | 16 | 25.8429
18.07. | 17 | 25.8429
18.07. | 18 | 25.8429
18.07. | 19 | 25.8429
18.07. | 20 | 25.8429
18.07. | 21 | 25.8429
18.07. | 22 | 25.8429
18.07. | 23 | 25.8429
18.07. | 24 | 25.8429
19.07. | 1 | 25.8429
19.07. | 2 | 25.8429
19.07. | 3 | 25.8429
19.07. | 4 | 25.8429
19.07. | 5 | 25.8429
19.07. | 6 | 25.8429
19.07. | 7 | 25.8429
19.07. | 8 | 25.8429
19.07. | 9 | 25.8429
19.07. | 10 | 25.8429
19.07. | 11 | 25.8429
19.07. | 12 | 25.8429
19.07. | 13 | 25.8429
19.07. | 14 | 25.8429
19.07. | 15 | 25.8429
19.07. | 16 | 25.8429
19.07. | 17 | 25.8429
19.07. | 18 | 25.8429
19.07. | 19 | 25.8429
19.07. | 20 | 25.8429
19.07. | 21 | 25.8429
19.07. | 22 | 25.8429
19.07. | 23 | 25.8429
19.07. | 24 | 25.8429
20.07. | 1 | 25.8429
20.07. | 2 | 25.8429
20.07. | 3 | 25.8429
20.07. | 4 | 25.8429
20.07. | 5 | 25.8429
20.07. | 6 | 25.8429
20.07. | 7 | 25.8429
20.07. | 8 | 25.8429
20.07. | 9 | 25.8429
20.07. | 10 | 25.8429
20.07. | 11 | 25.8429
20.07. | 12 | 25.8429
20.07. | 13 | 25.8429
20.07. | 14 | 25.8429
20.07. | 15 | 25.8429
20.07. | 16 | 25.8429
20.07. | 17 | 25.8429
20.07. | 18 | 25.8429
20.07. | 19 | 25.8429
20.07. | 20 | 25.8429
20.07. | 21 | 25.8429
20.07. | 22 | 25.8429
20.07. | 23 | 25.8429
20.07. | 24 | 25.8429
21.07. | 1 | 25.8429
21.07. | 2 | 25.8429
21.07. | 3 | 25.8429
21.07. | 4 | 25.8429
21.07. | 5 | 25.8429
21.07. | 6 | 25.8429
21.07. | 7 | 25.8429
21.07. | 8 | 25.8429
21.07. | 9 | 25.8429
21.07. | 10 | 25.8429
21.07. | 11 | 25.8429
21.07. | 12 | 25.8429
21.07. | 13 | 25.8429
21.07. | 14 | 25.8429
21.07. | 15 | 25.8429
21.07. | 16 | 25.8429
21.07. | 17 | 25.8429
21.07. | 18 | 25.8429
21.07. | 19 | 25.8429
21.07. | 20 | 25.8429
21.07. | 21 | 25.8429
21.07. | 22 | 25.8429
21.07. | 23 | 25.8429
21.07. | 24 | 25.8429
22.07. | 1 | 25.8429
22.07. | 2 | 25.8429
22.07. | 3 | 25.8429
22.07. | 4 | 25.8429
22.07. | 5 | 25.8429
22.07. | 6 | 25.8429
22.07. | 7 | 25.8429
22.07. | 8 | 25.8429
22.07. | 9 | 25.8429
22.07. | 10 | 25.8429
22.07. | 11 | 25.8429
22.07. | 12 | 25.8429
22.07. | 13 | 25.8429
22.07. | 14 | 25.8429
22.07. | 15 | 25.8429
22.07. | 16 | 25.8429
22.07. | 17 | 25.8429
22.07. | 18 | 25.8429
22.07. | 19 | 25.8429
22.07. | 20 | 25.8429
22.07. | 21 | 25.8429
22.07. | 22 | 25.8429
22.07. | 23 | 25.8429
22.07. | 24 | 25.8429
23.07. | 1 | 25.8429
23.07. | 2 | 25.8429
23.07. | 3 | 25.8429
23.07. | 4 | 25.8429
23.07. | 5 | 25.8429
23.07. | 6 | 25.8429
23.07. | 7 | 25.8429
23.07. | 8 | 25.8429
23.07. | 9 | 25.8429
23.07. | 10 | 25.8429
23.07. | 11 | 25.8429
23.07. | 12 | 25.8429
23.07. | 13 | 25.8429
23.07. | 14 | 25.8429
23.07. | 15 | 25.8429
23.07. | 16 | 25.8429
23.07. | 17 | 25.8429
23.07. | 18 | 25.8429
23.07. | 19 | 25.8429
23.07. | 20 | 25.8429
23.07. | 21 | 25.8429
23.07. | 22 | 25.8429
23.07. | 23 | 25.8429
23.07. | 24 | 25.8429
24.07. | 1 | 25.8429
24.07. | 2 | 25.8429
24.07. | 3 | 25.8429
24.07. | 4 | 25.8429
24.07. | 5 | 25.8429
24.07. | 6 | 25.8429
24.07. | 7 | 25.8429
24.07. | 8 | 25.8429
24.07. | 9 | 25.8429
24.07. | 10 | 25.8429
24.07. | 11 | 25.8429
24.07. | 12 | 25.8429
24.07. | 13 | 25.8429
24.07. | 14 | 25.8429
24.07. | 15 | 25.8429
24.07. | 16 | 25.8429
24.07. | 17 | 25.8429
24.07. | 18 | 25.8429
24.07. | 19 | 25.8429
24.07. | 20 | 25.8429
24.07. | 21 | 25.8429
24.07. | 22 | 25.8429
24.07. | 23 | 25.8429
24.07. | 24 | 25.8429
25.07. | 1 | 25.8429
25.07. | 2 | 25.8429
25.07. | 3 | 25.8429
25.07. | 4 | 25.8429
25.07. | 5 | 25.8429
25.07. | 6 | 25.8429
25.07. | 7 | 25.8429
25.07. | 8 | 25.8429
25.07. | 9 | 25.8429
25.07. | 10 | 25.8429
25.07. | 11 | 25.8429
25.07. | 12 | 25.8429
25.07. | 13 | 25.8429
25.07. | 14 | 25.8429
25.07. | 15 | 25.8429
25.07. | 16 | 25.8429
25.07. | 17 | 25.8429
25.07. | 18 | 25.8429
25.07. | 19 | 25.8429
25.07. | 20 | 25.8429
25.07. | 21 | 25.8429
25.07. | 22 | 25.8429
25.07. | 23 | 25.8429
25.07. | 24 | 25.8429
26.07. | 1 | 25.8429
26.07. | 2 | 25.8429
26.07. | 3 | 25.8429
26.07. | 4 | 25.8429
26.07. | 5 | 25.8429
26.07. | 6 | 25.8429
26.07. | 7 | 25.8429
26.07. | 8 | 25.8429
26.07. | 9 | 25.8429
26.07. | 10 | 25.8429
26.07. | 11 | 25.8429
26.07. | 12 | 25.8429
26.07. | 13 | 25.8429
26.07. | 14 | 25.8429
26.07. | 15 | 25.8429
26.07. | 16 | 25.8429
26.07. | 17 | 25.8429
26.07. | 18 | 25.8429
26.07. | 19 | 25.8429
26.07. | 20 | 25.8429
26.07. | 21 | 25.8429
26.07. | 22 | 25.8429
26.07. | 23 | 25.8429
26.07. | 24 | 25.8429
27.07. | 1 | 25.8429
27.07. | 2 | 25.8429
27.07. | 3 | 25.8429
27.07. | 4 | 25.8429
27.07. | 5 | 25.8429
27.07. | 6 | 25.8429
27.07. | 7 | 25.8429
27.07. | 8 | 25.8429
27.07. | 9 | 25.8429
27.07. | 10 | 25.8429
27.07. | 11 | 25.8429
27.07. | 12 | 25.8429
27.07. | 13 | 25.8429
27.07. | 14 | 25.8429
27.07. | 15 | 25.8429
27.07. | 16 | 25.8429
27.07. | 17 | 25.8429
27.07. | 18 | 25.8429
27.07. | 19 | 25.8429
27.07. | 20 | 25.8429
27.07. | 21 | 25.8429
27.07. | 22 | 25.8429
27.07. | 23 | 25.8429
27.07. | 24 | 25.8429
28.07. | 1 | 25.8429
28.07. | 2 | 25.8429
28.07. | 3 | 25.8429
28.07. | 4 | 25.8429
28.07. | 5 | 25.8429
28.07. | 6 | 25.8429
28.07. | 7 | 25.8429
28.07. | 8 | 25.8429
28.07. | 9 | 25.8429
28.07. | 10 | 25.8429
28.07. | 11 | 25.8429
28.07. | 12 | 25.8429
28.07. | 13 | 25.8429
28.07. | 14 | 25.8429
28.07. | 15 | 25.8429
28.07. | 16 | 25.8429
28.07. | 17 | 25.8429
28.07. | 18 | 25.8429
28.07. | 19 | 25.8429
28.07. | 20 | 25.8429
28.07. | 21 | 25.8429
28.07. | 22 | 25.8429
28.07. | 23 | 25.8429
28.07. | 24 | 25.8429
29.07. | 1 | 25.8429
29.07. | 2 | 25.8429
29.07. | 3 | 25.8429
29.07. | 4 | 25.8429
29.07. | 5 | 25.8429
29.07. | 6 | 25.8429
29.07. | 7 | 25.8429
29.07. | 8 | 25.8429
29.07. | 9 | 25.8429
29.07. | 10 | 25.8429
29.07. | 11 | 25.8429
29.07. | 12 | 25.8429
29.07. | 13 | 25.8429
29.07. | 14 | 25.8429
29.07. | 15 | 25.8429
29.07. | 16 | 25.8429
29.07. | 17 | 25.8429
29.07. | 18 | 25.8429
29.07. | 19 | 25.8429
29.07. | 20 | 25.8429
29.07. | 21 | 25.8429
29.07. | 22 | 25.8429
29.07. | 23 | 25.8429
29.07. | 24 | 25.8429
30.07. | 1 | 25.8429
30.07. | 2 | 25.8429
30.07. | 3 | 25.8429
30.07. | 4 | 25.8429
30.07. | 5 | 25.8429
30.07. | 6 | 25.8429
30.07. | 7 | 25.8429
30.07. | 8 | 25.8429
30.07. | 9 | 25.8429
30.07. | 10 | 25.8429
30.07. | 11 | 25.8429
30.07. | 12 | 25.8429
30.07. | 13 | 25.8429
30.07. | 14 | 25.8429
30.07. | 15 | 25.8429
30.07. | 16 | 25.8429
30.07. | 17 | 25.8429
30.07. | 18 | 25.8429
30.07. | 19 | 25.8429
30.07. | 20 | 25.8429
30.07. | 21 | 25.8429
30.07. | 22 | 25.8429
30.07. | 23 | 25.8429
30.07. | 24 | 25.8429
31.07. | 1 | 25.8429
31.07. | 2 | 25.8429
31.07. | 3 | 25.8429
31.07. | 4 | 25.8429
31.07. | 5 | 25.8429
31.07. | 6 | 25.8429
31.07. | 7 | 25.8429
31.07. | 8 | 25.8429
31.07. | 9 | 25.8429
31.07. | 10 | 25.8429
31.07. | 11 | 25.8429
31.07. | 12 | 25.8429
31.07. | 13 | 25.8429
31.07. | 14 | 25.8429
31.07. | 15 | 25.8429
31.07. | 16 | 25.8429
31.07. | 17 | 25.8429
31.07. | 18 | 25.8429
31.07. | 19 | 25.8429
31.07. | 20 | 25.8429
31.07. | 21 | 25.8429
31.07. | 22 | 25.8429
31.07. | 23 | 25.8429
31.07. | 24 | 25.8429
01.08. | 1 | 25.8429
01.08. | 2 | 25.8429
01.08. | 3 | 25.8429
01.08. | 4 | 25.8429
01.08. | 5 | 25.8429
01.08. | 6 | 25.8429
01.08. | 7 | 25.8429
01.08. | 8 | 25.8429
01.08. | 9 | 25.8429
01.08. | 10 | 25.8429
01.08. | 11 | 25.8429
01.08. | 12 | 25.8429
01.08. | 13 | 25.8429
01.08. | 14 | 25.8429
01.08. | 15 | 25.8429
01.08. | 16 | 25.8429
01.08. | 17 | 25.8429
01.08. | 18 | 25.8429
01.08. | 19 | 25.8429
01.08. | 20 | 25.8429
01.08. | 21 | 25.8429
01.08. | 22 | 25.8429
01.08. | 23 | 25.8429
01.08. | 24 | 25.8429
02.08. | 1 | 25.8429
02.08. | 2 | 25.8429
02.08. | 3 | 25.8429
02.08. | 4 | 25.8429
02.08. | 5 | 25.8429
02.08. | 6 | 25.8429
02.08. | 7 | 25.8429
02.08. | 8 | 25.8429
02.08. | 9 | 25.8429
02.08. | 10 | 25.8429
02.08. | 11 | 25.8429
02.08. | 12 | 25.8429
02.08. | 13 | 25.8429
02.08. | 14 | 25.8429
02.08. | 15 | 25.8429
02.08. | 16 | 25.8429
02.08. | 17 | 25.8429
02.08. | 18 | 25.8429
02.08. | 19 | 25.8429
02.08. | 20 | 25.8429
02.08. | 21 | 25.8429
02.08. | 22 | 25.8429
02.08. | 23 | 25.8429
02.08. | 24 | 25.8429
03.08. | 1 | 25.8429
03.08. | 2 | 25.8429
03.08. | 3 | 25.8429
03.08. | 4 | 25.8429
03.08. | 5 | 25.8429
03.08. | 6 | 25.8429
03.08. | 7 | 25.8429
03.08. | 8 | 25.8429
03.08. | 9 | 25.8429
03.08. | 10 | 25.8429
03.08. | 11 | 25.8429
03.08. | 12 | 25.8429
03.08. | 13 | 25.8429
03.08. | 14 | 25.8429
03.08. | 15 | 25.8429
03.08. | 16 | 25.8429
03.08. | 17 | 25.8429
03.08. | 18 | 25.8429
03.08. | 19 | 25.8429
03.08. | 20 | 25.8429
03.08. | 21 | 25.8429
03.08. | 22 | 25.8429
03.08. | 23 | 25.8429
03.08. | 24 | 25.8429
04.08. | 1 | 25.8429
04.08. | 2 | 25.8429
04.08. | 3 | 25.8429
04.08. | 4 | 25.8429
04.08. | 5 | 25.8429
04.08. | 6 | 25.8429
04.08. | 7 | 25.8429
04.08. | 8 | 25.8429
04.08. | 9 | 25.8429
04.08. | 10 | 25.8429
04.08. | 11 | 25.8429
04.08. | 12 | 25.8429
04.08. | 13 | 25.8429
04.08. | 14 | 25.8429
04.08. | 15 | 25.8429
04.08. | 16 | 25.8429
04.08. | 17 | 25.8429
04.08. | 18 | 25.8429
04.08. | 19 | 25.8429
04.08. | 20 | 25.8429
04.08. | 21 | 25.8429
04.08. | 22 | 25.8429
04.08. | 23 | 25.8429
04.08. | 24 | 25.8429
05.08. | 1 | 25.8429
05.08. | 2 | 25.8429
05.08. | 3 | 25.8429
05.08. | 4 | 25.8429
05.08. | 5 | 25.8429
05.08. | 6 | 25.8429
05.08. | 7 | 25.8429
05.08. | 8 | 25.8429
05.08. | 9 | 25.8429
05.08. | 10 | 25.8429
05.08. | 11 | 25.8429
05.08. | 12 | 25.8429
05.08. | 13 | 25.8429
05.08. | 14 | 25.8429
05.08. | 15 | 25.8429
05.08. | 16 | 25.8429
05.08. | 17 | 25.8429
05.08. | 18 | 25.8429
05.08. | 19 | 25.8429
05.08. | 20 | 25.8429
05.08. | 21 | 25.8429
05.08. | 22 | 25.8429
05.08. | 23 | 25.8429
05.08. | 24 | 25.8429
06.08. | 1 | 25.8429
06.08. | 2 | 25.8429
06.08. | 3 | 25.8429
06.08. | 4 | 25.8429
06.08. | 5 | 25.8429
06.08. | 6 | 25.8429
06.08. | 7 | 25.8429
06.08. | 8 | 25.8429
06.08. | 9 | 25.8429
06.08. | 10 | 25.8429
06.08. | 11 | 25.8429
06.08. | 12 | 25.8429
06.08. | 13 | 25.8429
06.08. | 14 | 25.8429
06.08. | 15 | 25.8429
06.08. | 16 | 25.8429
06.08. | 17 | 25.8429
06.08. | 18 | 25.8429
06.08. | 19 | 25.8429
06.08. | 20 | 25.8429
06.08. | 21 | 25.8429
06.08. | 22 | 25.8429
06.08. | 23 | 25.8429
06.08. | 24 | 25.8429
07.08. | 1 | 25.8429
07.08. | 2 | 25.8429
07.08. | 3 | 25.8429
07.08. | 4 | 25.8429
07.08. | 5 | 25.8429
07.08. | 6 | 25.8429
07.08. | 7 | 25.8429
07.08. | 8 | 25.8429
07.08. | 9 | 25.8429
07.08. | 10 | 25.8429
07.08. | 11 | 25.8429
07.08. | 12 | 25.8429
07.08. | 13 | 25.8429
07.08. | 14 | 25.8429
07.08. | 15 | 25.8429
07.08. | 16 | 25.8429
07.08. | 17 | 25.8429
07.08. | 18 | 25.8429
07.08. | 19 | 25.8429
07.08. | 20 | 25.8429
07.08. | 21 | 25.8429
07.08. | 22 | 25.8429
07.08. | 23 | 25.8429
07.08. | 24 | 25.8429
08.08. | 1 | 25.8429
08.08. | 2 | 25.8429
08.08. | 3 | 25.8429
08.08. | 4 | 25.8429
08.08. | 5 | 25.8429
08.08. | 6 | 25.8429
08.08. | 7 | 25.8429
08.08. | 8 | 25.8429
08.08. | 9 | 25.8429
08.08. | 10 | 25.8429
08.08. | 11 | 25.8429
08.08. | 12 | 25.8429
08.08. | 13 | 25.8429
08.08. | 14 | 25.8429
08.08. | 15 | 25.8429
08.08. | 16 | 25.8429
08.08. | 17 | 25.8429
08.08. | 18 | 25.8429
08.08. | 19 | 25.8429
08.08. | 20 | 25.8429
08.08. | 21 | 25.8429
08.08. | 22 | 25.8429
08.08. | 23 | 25.8429
08.08. | 24 | 25.8429
09.08. | 1 | 25.8429
09.08. | 2 | 25.8429
09.08. | 3 | 25.8429
09.08. | 4 | 25.8429
09.08. | 5 | 25.8429
09.08. | 6 | 25.8429
09.08. | 7 | 25.8429
09.08. | 8 | 25.8429
09.08. | 9 | 25.8429
09.08. | 10 | 25.8429
09.08. | 11 | 25.8429
09.08. | 12 | 25.8429
09.08. | 13 | 25.8429
09.08. | 14 | 25.8429
09.08. | 15 | 25.8429
09.08. | 16 | 25.8429
09.08. | 17 | 25.8429
09.08. | 18 | 25.8429
09.08. | 19 | 25.8429
09.08. | 20 | 25.8429
09.08. | 21 | 25.8429
09.08. | 22 | 25.8429
09.08. | 23 | 25.8429
09.08. | 24 | 25.8429
10.08. | 1 | 25.8429
10.08. | 2 | 25.8429
10.08. | 3 | 25.8429
10.08. | 4 | 25.8429
10.08. | 5 | 25.8429
10.08. | 6 | 25.8429
10.08. | 7 | 25.8429
10.08. | 8 | 25.8429
10.08. | 9 | 25.8429
10.08. | 10 | 25.8429
10.08. | 11 | 25.8429
10.08. | 12 | 25.8429
10.08. | 13 | 25.8429
10.08. | 14 | 25.8429
10.08. | 15 | 25.8429
10.08. | 16 | 25.8429
10.08. | 17 | 25.8429
10.08. | 18 | 25.8429
10.08. | 19 | 25.8429
10.08. | 20 | 25.8429
10.08. | 21 | 25.8429
10.08. | 22 | 25.8429
10.08. | 23 | 25.8429
10.08. | 24 | 25.8429
11.08. | 1 | 25.8429
11.08. | 2 | 25.8429
11.08. | 3 | 25.8429
11.08. | 4 | 25.8429
11.08. | 5 | 25.8429
11.08. | 6 | 25.8429
11.08. | 7 | 25.8429
11.08. | 8 | 25.8429
11.08. | 9 | 25.8429
11.08. | 10 | 25.8429
11.08. | 11 | 25.8429
11.08. | 12 | 25.8429
11.08. | 13 | 25.8429
11.08. | 14 | 25.8429
11.08. | 15 | 25.8429
11.08. | 16 | 25.8429
11.08. | 17 | 25.8429
11.08. | 18 | 25.8429
11.08. | 19 | 25.8429
11.08. | 20 | 25.8429
11.08. | 21 | 25.8429
11.08. | 22 | 25.8429
11.08. | 23 | 25.8429
11.08. | 24 | 25.8429
12.08. | 1 | 25.8429
12.08. | 2 | 25.8429
12.08. | 3 | 25.8429
12.08. | 4 | 25.8429
12.08. | 5 | 25.8429
12.08. | 6 | 25.8429
12.08. | 7 | 25.8429
12.08. | 8 | 25.8429
12.08. | 9 | 25.8429
12.08. | 10 | 25.8429
12.08. | 11 | 25.8429
12.08. | 12 | 25.8429
12.08. | 13 | 25.8429
12.08. | 14 | 25.8429
12.08. | 15 | 25.8429
12.08. | 16 | 25.8429
12.08. | 17 | 25.8429
12.08. | 18 | 25.8429
12.08. | 19 | 25.8429
12.08. | 20 | 25.8429
12.08. | 21 | 25.8429
12.08. | 22 | 25.8429
12.08. | 23 | 25.8429
12.08. | 24 | 25.8429
13.08. | 1 | 25.8429
13.08. | 2 | 25.8429
13.08. | 3 | 25.8429
13.08. | 4 | 25.8429
13.08. | 5 | 25.8429
13.08. | 6 | 25.8429
13.08. | 7 | 25.8429
13.08. | 8 | 25.8429
13.08. | 9 | 25.8429
13.08. | 10 | 25.8429
13.08. | 11 | 25.8429
13.08. | 12 | 25.8429
13.08. | 13 | 25.8429
13.08. | 14 | 25.8429
13.08. | 15 | 25.8429
13.08. | 16 | 25.8429
13.08. | 17 | 25.8429
13.08. | 18 | 25.8429
13.08. | 19 | 25.8429
13.08. | 20 | 25.8429
13.08. | 21 | 25.8429
13.08. | 22 | 25.8429
13.08. | 23 | 25.8429
13.08. | 24 | 25.8429
14.08. | 1 | 25.8429
14.08. | 2 | 25.8429
14.08. | 3 | 25.8429
14.08. | 4 | 25.8429
14.08. | 5 | 25.8429
14.08. | 6 | 25.8429
14.08. | 7 | 25.8429
14.08. | 8 | 25.8429
14.08. | 9 | 25.8429
14.08. | 10 | 25.8429
14.08. | 11 | 25.8429
14.08. | 12 | 25.8429
14.08. | 13 | 25.8429
14.08. | 14 | 25.8429
14.08. | 15 | 25.8429
14.08. | 16 | 25.8429
14.08. | 17 | 25.8429
14.08. | 18 | 25.8429
14.08. | 19 | 25.8429
14.08. | 20 | 25.8429
14.08. | 21 | 25.8429
14.08. | 22 | 25.8429
14.08. | 23 | 25.8429
14.08. | 24 | 25.8429
15.08. | 1 | 25.8429
15.08. | 2 | 25.8429
15.08. | 3 | 25.8429
15.08. | 4 | 25.8429
15.08. | 5 | 25.8429
15.08. | 6 | 25.8429
15.08. | 7 | 25.8429
15.08. | 8 | 25.8429
15.08. | 9 | 25.8429
15.08. | 10 | 25.8429
15.08. | 11 | 25.8429
15.08. | 12 | 25.8429
15.08. | 13 | 25.8429
15.08. | 14 | 25.8429
15.08. | 15 | 25.8429
15.08. | 16 | 25.8429
15.08. | 17 | 25.8429
15.08. | 18 | 25.8429
15.08. | 19 | 25.8429
15.08. | 20 | 25.8429
15.08. | 21 | 25.8429
15.08. | 22 | 25.8429
15.08. | 23 | 25.8429
15.08. | 24 | 25.8429
16.08. | 1 | 25.8429
16.08. | 2 | 25.8429
16.08. | 3 | 25.8429
16.08. | 4 | 25.8429
16.08. | 5 | 25.8429
16.08. | 6 | 25.8429
16.08. | 7 | 25.8429
16.08. | 8 | 25.8429
16.08. | 9 | 25.8429
16.08. | 10 | 25.8429
16.08. | 11 | 25.8429
16.08. | 12 | 25.8429
16.08. | 13 | 25.8429
16.08. | 14 | 25.8429
16.08. | 15 | 25.8429
16.08. | 16 | 25.8429
16.08. | 17 | 25.8429
16.08. | 18 | 25.8429
16.08. | 19 | 25.8429
16.08. | 20 | 25.8429
16.08. | 21 | 25.8429
16.08. | 22 | 25.8429
16.08. | 23 | 25.8429
16.08. | 24 | 25.8429
17.08. | 1 | 25.8429
17.08. | 2 | 25.8429
17.08. | 3 | 25.8429
17.08. | 4 | 25.8429
17.08. | 5 | 25.8429
17.08. | 6 | 25.8429
17.08. | 7 | 25.8429
17.08. | 8 | 25.8429
17.08. | 9 | 25.8429
17.08. | 10 | 25.8429
17.08. | 11 | 25.8429
17.08. | 12 | 25.8429
17.08. | 13 | 25.8429
17.08. | 14 | 25.8429
17.08. | 15 | 25.8429
17.08. | 16 | 25.8429
17.08. | 17 | 25.8429
17.08. | 18 | 25.8429
17.08. | 19 | 25.8429
17.08. | 20 | 25.8429
17.08. | 21 | 25.8429
17.08. | 22 | 25.8429
17.08. | 23 | 25.8429
17.08. | 24 | 25.8429
18.08. | 1 | 25.8429
18.08. | 2 | 25.8429
18.08. | 3 | 25.8429
18.08. | 4 | 25.8429
18.08. | 5 | 25.8429
18.08. | 6 | 25.8429
18.08. | 7 | 25.8429
18.08. | 8 | 25.8429
18.08. | 9 | 25.8429
18.08. | 10 | 25.8429
18.08. | 11 | 25.8429
18.08. | 12 | 25.8429
18.08. | 13 | 25.8429
18.08. | 14 | 25.8429
18.08. | 15 | 25.8429
18.08. | 16 | 25.8429
18.08. | 17 | 25.8429
18.08. | 18 | 25.8429
18.08. | 19 | 25.8429
18.08. | 20 | 25.8429
18.08. | 21 | 25.8429
18.08. | 22 | 25.8429
18.08. | 23 | 25.8429
18.08. | 24 | 25.8429
19.08. | 1 | 25.8429
19.08. | 2 | 25.8429
19.08. | 3 | 25.8429
19.08. | 4 | 25.8429
19.08. | 5 | 25.8429
19.08. | 6 | 25.8429
19.08. | 7 | 25.8429
19.08. | 8 | 25.8429
19.08. | 9 | 25.8429
19.08. | 10 | 25.8429
19.08. | 11 | 25.8429
19.08. | 12 | 25.8429
19.08. | 13 | 25.8429
19.08. | 14 | 25.8429
19.08. | 15 | 25.8429
19.08. | 16 | 25.8429
19.08. | 17 | 25.8429
19.08. | 18 | 25.8429
19.08. | 19 | 25.8429
19.08. | 20 | 25.8429
19.08. | 21 | 25.8429
19.08. | 22 | 25.8429
19.08. | 23 | 25.8429
19.08. | 24 | 25.8429
20.08. | 1 | 25.8429
20.08. | 2 | 25.8429
20.08. | 3 | 25.8429
20.08. | 4 | 25.8429
20.08. | 5 | 25.8429
20.08. | 6 | 25.8429
20.08. | 7 | 25.8429
20.08. | 8 | 25.8429
20.08. | 9 | 25.8429
20.08. | 10 | 25.8429
20.08. | 11 | 25.8429
20.08. | 12 | 25.8429
20.08. | 13 | 25.8429
20.08. | 14 | 25.8429
20.08. | 15 | 25.8429
20.08. | 16 | 25.8429
20.08. | 17 | 25.8429
20.08. | 18 | 25.8429
20.08. | 19 | 25.8429
20.08. | 20 | 25.8429
20.08. | 21 | 25.8429
20.08. | 22 | 25.8429
20.08. | 23 | 25.8429
20.08. | 24 | 25.8429
21.08. | 1 | 25.8429
21.08. | 2 | 25.8429
21.08. | 3 | 25.8429
21.08. | 4 | 25.8429
21.08. | 5 | 25.8429
21.08. | 6 | 25.8429
21.08. | 7 | 25.8429
21.08. | 8 | 25.8429
21.08. | 9 | 25.8429
21.08. | 10 | 25.8429
21.08. | 11 | 25.8429
21.08. | 12 | 25.8429
21.08. | 13 | 25.8429
21.08. | 14 | 25.8429
21.08. | 15 | 25.8429
21.08. | 16 | 25.8429
21.08. | 17 | 25.8429
21.08. | 18 | 25.8429
21.08. | 19 | 25.8429
21.08. | 20 | 25.8429
21.08. | 21 | 25.8429
21.08. | 22 | 25.8429
21.08. | 23 | 25.8429
21.08. | 24 | 25.8429
22.08. | 1 | 25.8429
22.08. | 2 | 25.8429
22.08. | 3 | 25.8429
22.08. | 4 | 25.8429
22.08. | 5 | 25.8429
22.08. | 6 | 25.8429
22.08. | 7 | 25.8429
22.08. | 8 | 25.8429
22.08. | 9 | 25.8429
22.08. | 10 | 25.8429
22.08. | 11 | 25.8429
22.08. | 12 | 25.8429
22.08. | 13 | 25.8429
22.08. | 14 | 25.8429
22.08. | 15 | 25.8429
22.08. | 16 | 25.8429
22.08. | 17 | 25.8429
22.08. | 18 | 25.8429
22.08. | 19 | 25.8429
22.08. | 20 | 25.8429
22.08. | 21 | 25.8429
22.08. | 22 | 25.8429
22.08. | 23 | 25.8429
22.08. | 24 | 25.8429
23.08. | 1 | 25.8429
23.08. | 2 | 25.8429
23.08. | 3 | 25.8429
23.08. | 4 | 25.8429
23.08. | 5 | 25.8429
23.08. | 6 | 25.8429
23.08. | 7 | 25.8429
23.08. | 8 | 25.8429
23.08. | 9 | 25.8429
23.08. | 10 | 25.8429
23.08. | 11 | 25.8429
23.08. | 12 | 25.8429
23.08. | 13 | 25.8429
23.08. | 14 | 25.8429
23.08. | 15 | 25.8429
23.08. | 16 | 25.8429
23.08. | 17 | 25.8429
23.08. | 18 | 25.8429
23.08. | 19 | 25.8429
23.08. | 20 | 25.8429
23.08. | 21 | 25.8429
23.08. | 22 | 25.8429
23.08. | 23 | 25.8429
23.08. | 24 | 25.8429
24.08. | 1 | 25.8429
24.08. | 2 | 25.8429
24.08. | 3 | 25.8429
24.08. | 4 | 25.8429
24.08. | 5 | 25.8429
24.08. | 6 | 25.8429
24.08. | 7 | 25.8429
24.08. | 8 | 25.8429
24.08. | 9 | 25.8429
24.08. | 10 | 25.8429
24.08. | 11 | 25.8429
24.08. | 12 | 25.8429
24.08. | 13 | 25.8429
24.08. | 14 | 25.8429
24.08. | 15 | 25.8429
24.08. | 16 | 25.8429
24.08. | 17 | 25.8429
24.08. | 18 | 25.8429
24.08. | 19 | 25.8429
24.08. | 20 | 25.8429
24.08. | 21 | 25.8429
24.08. | 22 | 25.8429
24.08. | 23 | 25.8429
24.08. | 24 | 25.8429
25.08. | 1 | 25.8429
25.08. | 2 | 25.8429
25.08. | 3 | 25.8429
25.08. | 4 | 25.8429
25.08. | 5 | 25.8429
25.08. | 6 | 25.8429
25.08. | 7 | 25.8429
25.08. | 8 | 25.8429
25.08. | 9 | 25.8429
25.08. | 10 | 25.8429
25.08. | 11 | 25.8429
25.08. | 12 | 25.8429
25.08. | 13 | 25.8429
25.08. | 14 | 25.8429
25.08. | 15 | 25.8429
25.08. | 16 | 25.8429
25.08. | 17 | 25.8429
25.08. | 18 | 25.8429
25.08. | 19 | 25.8429
25.08. | 20 | 25.8429
25.08. | 21 | 25.8429
25.08. | 22 | 25.8429
25.08. | 23 | 25.8429
25.08. | 24 | 25.8429
26.08. | 1 | 25.8429
26.08. | 2 | 25.8429
26.08. | 3 | 25.8429
26.08. | 4 | 25.8429
26.08. | 5 | 25.8429
26.08. | 6 | 25.8429
26.08. | 7 | 25.8429
26.08. | 8 | 25.8429
26.08. | 9 | 25.8429
26.08. | 10 | 25.8429
26.08. | 11 | 25.8429
26.08. | 12 | 25.8429
26.08. | 13 | 25.8429
26.08. | 14 | 25.8429
26.08. | 15 | 25.8429
26.08. | 16 | 25.8429
26.08. | 17 | 25.8429
26.08. | 18 | 25.8429
26.08. | 19 | 25.8429
26.08. | 20 | 25.8429
26.08. | 21 | 25.8429
26.08. | 22 | 25.8429
26.08. | 23 | 25.8429
26.08. | 24 | 25.8429
27.08. | 1 | 25.8429
27.08. | 2 | 25.8429
27.08. | 3 | 25.8429
27.08. | 4 | 25.8429
27.08. | 5 | 25.8429
27.08. | 6 | 25.8429
27.08. | 7 | 25.8429
27.08. | 8 | 25.8429
27.08. | 9 | 25.8429
27.08. | 10 | 25.8429
27.08. | 11 | 25.8429
27.08. | 12 | 25.8429
27.08. | 13 | 25.8429
27.08. | 14 | 25.8429
27.08. | 15 | 25.8429
27.08. | 16 | 25.8429
27.08. | 17 | 25.8429
27.08. | 18 | 25.8429
27.08. | 19 | 25.8429
27.08. | 20 | 25.8429
27.08. | 21 | 25.8429
27.08. | 22 | 25.8429
27.08. | 23 | 25.8429
27.08. | 24 | 25.8429
28.08. | 1 | 25.8429
28.08. | 2 | 25.8429
28.08. | 3 | 25.8429
28.08. | 4 | 25.8429
28.08. | 5 | 25.8429
28.08. | 6 | 25.8429
28.08. | 7 | 25.8429
28.08. | 8 | 25.8429
28.08. | 9 | 25.8429
28.08. | 10 | 25.8429
28.08. | 11 | 25.8429
28.08. | 12 | 25.8429
28.08. | 13 | 25.8429
28.08. | 14 | 25.8429
28.08. | 15 | 25.8429
28.08. | 16 | 25.8429
28.08. | 17 | 25.8429
28.08. | 18 | 25.8429
28.08. | 19 | 25.8429
28.08. | 20 | 25.8429
28.08. | 21 | 25.8429
28.08. | 22 | 25.8429
28.08. | 23 | 25.8429
28.08. | 24 | 25.8429
29.08. | 1 | 25.8429
29.08. | 2 | 25.8429
29.08. | 3 | 25.8429
29.08. | 4 | 25.8429
29.08. | 5 | 25.8429
29.08. | 6 | 25.8429
29.08. | 7 | 25.8429
29.08. | 8 | 25.8429
29.08. | 9 | 25.8429
29.08. | 10 | 25.8429
29.08. | 11 | 25.8429
29.08. | 12 | 25.8429
29.08. | 13 | 25.8429
29.08. | 14 | 25.8429
29.08. | 15 | 25.8429
29.08. | 16 | 25.8429
29.08. | 17 | 25.8429
29.08. | 18 | 25.8429
29.08. | 19 | 25.8429
29.08. | 20 | 25.8429
29.08. | 21 | 25.8429
29.08. | 22 | 25.8429
29.08. | 23 | 25.8429
29.08. | 24 | 25.8429
30.08. | 1 | 25.8429
30.08. | 2 | 25.8429
30.08. | 3 | 25.8429
30.08. | 4 | 25.8429
30.08. | 5 | 25.8429
30.08. | 6 | 25.8429
30.08. | 7 | 25.8429
30.08. | 8 | 25.8429
30.08. | 9 | 25.8429
30.08. | 10 | 25.8429
30.08. | 11 | 25.8429
30.08. | 12 | 25.8429
30.08. | 13 | 25.8429
30.08. | 14 | 25.8429
30.08. | 15 | 25.8429
30.08. | 16 | 25.8429
30.08. | 17 | 25.8429
30.08. | 18 | 25.8429
30.08. | 19 | 25.8429
30.08. | 20 | 25.8429
30.08. | 21 | 25.8429
30.08. | 22 | 25.8429
30.08. | 23 | 25.8429
30.08. | 24 | 25.8429
31.08. | 1 | 25.8429
31.08. | 2 | 25.8429
31.08. | 3 | 25.8429
31.08. | 4 | 25.8429
31.08. | 5 | 25.8429
31.08. | 6 | 25.8429
31.08. | 7 | 25.8429
31.08. | 8 | 25.8429
31.08. | 9 | 25.8429
31.08. | 10 | 25.8429
31.08. | 11 | 25.8429
31.08. | 12 | 25.8429
31.08. | 13 | 25.8429
31.08. | 14 | 25.8429
31.08. | 15 | 25.8429
31.08. | 16 | 25.8429
31.08. | 17 | 25.8429
31.08. | 18 | 25.8429
31.08. | 19 | 25.8429
31.08. | 20 | 25.8429
31.08. | 21 | 25.8429
31.08. | 22 | 25.8429
31.08. | 23 | 25.8429
31.08. | 24 | 25.8429
01.09. | 1 | 25.8429
01.09. | 2 | 25.8429
01.09. | 3 | 25.8429
01.09. | 4 | 25.8429
01.09. | 5 | 25.8429
01.09. | 6 | 25.8429
01.09. | 7 | 25.8429
01.09. | 8 | 25.8429
01.09. | 9 | 25.8429
01.09. | 10 | 25.8429
01.09. | 11 | 25.8429
01.09. | 12 | 25.8429
01.09. | 13 | 25.8429
01.09. | 14 | 25.8429
01.09. | 15 | 25.8429
01.09. | 16 | 25.8429
01.09. | 17 | 25.8429
01.09. | 18 | 25.8429
01.09. | 19 | 25.8429
01.09. | 20 | 25.8429
01.09. | 21 | 25.8429
01.09. | 22 | 25.8429
01.09. | 23 | 25.8429
01.09. | 24 | 25.8429
02.09. | 1 | 25.8429
02.09. | 2 | 25.8429
02.09. | 3 | 25.8429
02.09. | 4 | 25.8429
02.09. | 5 | 25.8429
02.09. | 6 | 25.8429
02.09. | 7 | 25.8429
02.09. | 8 | 25.8429
02.09. | 9 | 25.8429
02.09. | 10 | 25.8429
02.09. | 11 | 25.8429
02.09. | 12 | 25.8429
02.09. | 13 | 25.8429
02.09. | 14 | 25.8429
02.09. | 15 | 25.8429
02.09. | 16 | 25.8429
02.09. | 17 | 25.8429
02.09. | 18 | 25.8429
02.09. | 19 | 25.8429
02.09. | 20 | 25.8429
02.09. | 21 | 25.8429
02.09. | 22 | 25.8429
02.09. | 23 | 25.8429
02.09. | 24 | 25.8429
03.09. | 1 | 25.8429
03.09. | 2 | 25.8429
03.09. | 3 | 25.8429
03.09. | 4 | 25.8429
03.09. | 5 | 25.8429
03.09. | 6 | 25.8429
03.09. | 7 | 25.8429
03.09. | 8 | 25.8429
03.09. | 9 | 25.8429
03.09. | 10 | 25.8429
03.09. | 11 | 25.8429
03.09. | 12 | 25.8429
03.09. | 13 | 25.8429
03.09. | 14 | 25.8429
03.09. | 15 | 25.8429
03.09. | 16 | 25.8429
03.09. | 17 | 25.8429
03.09. | 18 | 25.8429
03.09. | 19 | 25.8429
03.09. | 20 | 25.8429
03.09. | 21 | 25.8429
03.09. | 22 | 25.8429
03.09. | 23 | 25.8429
03.09. | 24 | 25.8429
04.09. | 1 | 25.8429
04.09. | 2 | 25.8429
04.09. | 3 | 25.8429
04.09. | 4 | 25.8429
04.09. | 5 | 25.8429
04.09. | 6 | 25.8429
04.09. | 7 | 25.8429
04.09. | 8 | 25.8429
04.09. | 9 | 25.8429
04.09. | 10 | 25.8429
04.09. | 11 | 25.8429
04.09. | 12 | 25.8429
04.09. | 13 | 25.8429
04.09. | 14 | 25.8429
04.09. | 15 | 25.8429
04.09. | 16 | 25.8429
04.09. | 17 | 25.8429
04.09. | 18 | 25.8429
04.09. | 19 | 25.8429
04.09. | 20 | 25.8429
04.09. | 21 | 25.8429
04.09. | 22 | 25.8429
04.09. | 23 | 25.8429
04.09. | 24 | 25.8429
05.09. | 1 | 25.8429
05.09. | 2 | 25.8429
05.09. | 3 | 25.8429
05.09. | 4 | 25.8429
05.09. | 5 | 25.8429
05.09. | 6 | 25.8429
05.09. | 7 | 25.8429
05.09. | 8 | 25.8429
05.09. | 9 | 25.8429
05.09. | 10 | 25.8429
05.09. | 11 | 25.8429
05.09. | 12 | 25.8429
05.09. | 13 | 25.8429
05.09. | 14 | 25.8429
05.09. | 15 | 25.8429
05.09. | 16 | 25.8429
05.09. | 17 | 25.8429
05.09. | 18 | 25.8429
05.09. | 19 | 25.8429
05.09. | 20 | 25.8429
05.09. | 21 | 25.8429
05.09. | 22 | 25.8429
05.09. | 23 | 25.8429
05.09. | 24 | 25.8429
06.09. | 1 | 25.8429
06.09. | 2 | 25.8429
06.09. | 3 | 25.8429
06.09. | 4 | 25.8429
06.09. | 5 | 25.8429
06.09. | 6 | 25.8429
06.09. | 7 | 25.8429
06.09. | 8 | 25.8429
06.09. | 9 | 25.8429
06.09. | 10 | 25.8429
06.09. | 11 | 25.8429
06.09. | 12 | 25.8429
06.09. | 13 | 25.8429
06.09. | 14 | 25.8429
06.09. | 15 | 25.8429
06.09. | 16 | 25.8429
06.09. | 17 | 25.8429
06.09. | 18 | 25.8429
06.09. | 19 | 25.8429
06.09. | 20 | 25.8429
06.09. | 21 | 25.8429
06.09. | 22 | 25.8429
06.09. | 23 | 25.8429
06.09. | 24 | 25.8429
07.09. | 1 | 25.8429
07.09. | 2 | 25.8429
07.09. | 3 | 25.8429
07.09. | 4 | 25.8429
07.09. | 5 | 25.8429
07.09. | 6 | 25.8429
07.09. | 7 | 25.8429
07.09. | 8 | 25.8429
07.09. | 9 | 25.8429
07.09. | 10 | 25.8429
07.09. | 11 | 25.8429
07.09. | 12 | 25.8429
07.09. | 13 | 25.8429
07.09. | 14 | 25.8429
07.09. | 15 | 25.8429
07.09. | 16 | 25.8429
07.09. | 17 | 25.8429
07.09. | 18 | 25.8429
07.09. | 19 | 25.8429
07.09. | 20 | 25.8429
07.09. | 21 | 25.8429
07.09. | 22 | 25.8429
07.09. | 23 | 25.8429
07.09. | 24 | 25.8429
08.09. | 1 | 25.8429
08.09. | 2 | 25.8429
08.09. | 3 | 25.8429
08.09. | 4 | 25.8429
08.09. | 5 | 25.8429
08.09. | 6 | 25.8429
08.09. | 7 | 25.8429
08.09. | 8 | 25.8429
08.09. | 9 | 25.8429
08.09. | 10 | 25.8429
08.09. | 11 | 25.8429
08.09. | 12 | 25.8429
08.09. | 13 | 25.8429
08.09. | 14 | 25.8429
08.09. | 15 | 25.8429
08.09. | 16 | 25.8429
08.09. | 17 | 25.8429
08.09. | 18 | 25.8429
08.09. | 19 | 25.8429
08.09. | 20 | 25.8429
08.09. | 21 | 25.8429
08.09. | 22 | 25.8429
08.09. | 23 | 25.8429
08.09. | 24 | 25.8429
09.09. | 1 | 25.8429
09.09. | 2 | 25.8429
09.09. | 3 | 25.8429
09.09. | 4 | 25.8429
09.09. | 5 | 25.8429
09.09. | 6 | 25.8429
09.09. | 7 | 25.8429
09.09. | 8 | 25.8429
09.09. | 9 | 25.8429
09.09. | 10 | 25.8429
09.09. | 11 | 25.8429
09.09. | 12 | 25.8429
09.09. | 13 | 25.8429
09.09. | 14 | 25.8429
09.09. | 15 | 25.8429
09.09. | 16 | 25.8429
09.09. | 17 | 25.8429
09.09. | 18 | 25.8429
09.09. | 19 | 25.8429
09.09. | 20 | 25.8429
09.09. | 21 | 25.8429
09.09. | 22 | 25.8429
09.09. | 23 | 25.8429
09.09. | 24 | 25.8429
10.09. | 1 | 25.8429
10.09. | 2 | 25.8429
10.09. | 3 | 25.8429
10.09. | 4 | 25.8429
10.09. | 5 | 25.8429
10.09. | 6 | 25.8429
10.09. | 7 | 25.8429
10.09. | 8 | 25.8429
10.09. | 9 | 25.8429
10.09. | 10 | 25.8429
10.09. | 11 | 25.8429
10.09. | 12 | 25.8429
10.09. | 13 | 25.8429
10.09. | 14 | 25.8429
10.09. | 15 | 25.8429
10.09. | 16 | 25.8429
10.09. | 17 | 25.8429
10.09. | 18 | 25.8429
10.09. | 19 | 25.8429
10.09. | 20 | 25.8429
10.09. | 21 | 25.8429
10.09. | 22 | 25.8429
10.09. | 23 | 25.8429
10.09. | 24 | 25.8429
11.09. | 1 | 25.8429
11.09. | 2 | 25.8429
11.09. | 3 | 25.8429
11.09. | 4 | 25.8429
11.09. | 5 | 25.8429
11.09. | 6 | 25.8429
11.09. | 7 | 25.8429
11.09. | 8 | 25.8429
11.09. | 9 | 25.8429
11.09. | 10 | 25.8429
11.09. | 11 | 25.8429
11.09. | 12 | 25.8429
11.09. | 13 | 25.8429
11.09. | 14 | 25.8429
11.09. | 15 | 25.8429
11.09. | 16 | 25.8429
11.09. | 17 | 25.8429
11.09. | 18 | 25.8429
11.09. | 19 | 25.8429
11.09. | 20 | 25.8429
11.09. | 21 | 25.8429
11.09. | 22 | 25.8429
11.09. | 23 | 25.8429
11.09. | 24 | 25.8429
12.09. | 1 | 25.8429
12.09. | 2 | 25.8429
12.09. | 3 | 25.8429
12.09. | 4 | 25.8429
12.09. | 5 | 25.8429
12.09. | 6 | 25.8429
12.09. | 7 | 25.8429
12.09. | 8 | 25.8429
12.09. | 9 | 25.8429
12.09. | 10 | 25.8429
12.09. | 11 | 25.8429
12.09. | 12 | 25.8429
12.09. | 13 | 25.8429
12.09. | 14 | 25.8429
12.09. | 15 | 25.8429
12.09. | 16 | 25.8429
12.09. | 17 | 25.8429
12.09. | 18 | 25.8429
12.09. | 19 | 25.8429
12.09. | 20 | 25.8429
12.09. | 21 | 25.8429
12.09. | 22 | 25.8429
12.09. | 23 | 25.8429
12.09. | 24 | 25.8429
13.09. | 1 | 25.8429
13.09. | 2 | 25.8429
13.09. | 3 | 25.8429
13.09. | 4 | 25.8429
13.09. | 5 | 25.8429
13.09. | 6 | 25.8429
13.09. | 7 | 25.8429
13.09. | 8 | 25.8429
13.09. | 9 | 25.8429
13.09. | 10 | 25.8429
13.09. | 11 | 25.8429
13.09. | 12 | 25.8429
13.09. | 13 | 25.8429
13.09. | 14 | 25.8429
13.09. | 15 | 25.8429
13.09. | 16 | 25.8429
13.09. | 17 | 25.8429
13.09. | 18 | 25.8429
13.09. | 19 | 25.8429
13.09. | 20 | 25.8429
13.09. | 21 | 25.8429
13.09. | 22 | 25.8429
13.09. | 23 | 25.8429
13.09. | 24 | 25.8429
14.09. | 1 | 25.8429
14.09. | 2 | 25.8429
14.09. | 3 | 25.8429
14.09. | 4 | 25.8429
14.09. | 5 | 25.8429
14.09. | 6 | 25.8429
14.09. | 7 | 25.8429
14.09. | 8 | 25.8429
14.09. | 9 | 25.8429
14.09. | 10 | 25.8429
14.09. | 11 | 25.8429
14.09. | 12 | 25.8429
14.09. | 13 | 25.8429
14.09. | 14 | 25.8429
14.09. | 15 | 25.8429
14.09. | 16 | 25.8429
14.09. | 17 | 25.8429
14.09. | 18 | 25.8429
14.09. | 19 | 25.8429
14.09. | 20 | 25.8429
14.09. | 21 | 25.8429
14.09. | 22 | 25.8429
14.09. | 23 | 25.8429
14.09. | 24 | 25.8429
15.09. | 1 | 25.8429
15.09. | 2 | 25.8429
15.09. | 3 | 25.8429
15.09. | 4 | 25.8429
15.09. | 5 | 25.8429
15.09. | 6 | 25.8429
15.09. | 7 | 25.8429
15.09. | 8 | 25.8429
15.09. | 9 | 25.8429
15.09. | 10 | 25.8429
15.09. | 11 | 25.8429
15.09. | 12 | 25.8429
15.09. | 13 | 25.8429
15.09. | 14 | 25.8429
15.09. | 15 | 25.8429
15.09. | 16 | 25.8429
15.09. | 17 | 25.8429
15.09. | 18 | 25.8429
15.09. | 19 | 25.8429
15.09. | 20 | 25.8429
15.09. | 21 | 25.8429
15.09. | 22 | 25.8429
15.09. | 23 | 25.8429
15.09. | 24 | 25.8429
16.09. | 1 | 25.8429
16.09. | 2 | 25.8429
16.09. | 3 | 25.8429
16.09. | 4 | 25.8429
16.09. | 5 | 25.8429
16.09. | 6 | 25.8429
16.09. | 7 | 25.8429
16.09. | 8 | 25.8429
16.09. | 9 | 25.8429
16.09. | 10 | 25.8429
16.09. | 11 | 25.8429
16.09. | 12 | 25.8429
16.09. | 13 | 25.8429
16.09. | 14 | 25.8429
16.09. | 15 | 25.8429
16.09. | 16 | 25.8429
16.09. | 17 | 25.8429
16.09. | 18 | 25.8429
16.09. | 19 | 25.8429
16.09. | 20 | 25.8429
16.09. | 21 | 25.8429
16.09. | 22 | 25.8429
16.09. | 23 | 25.8429
16.09. | 24 | 25.8429
17.09. | 1 | 25.8429
17.09. | 2 | 25.8429
17.09. | 3 | 25.8429
17.09. | 4 | 25.8429
17.09. | 5 | 25.8429
17.09. | 6 | 25.8429
17.09. | 7 | 25.8429
17.09. | 8 | 25.8429
17.09. | 9 | 25.8429
17.09. | 10 | 25.8429
17.09. | 11 | 25.8429
17.09. | 12 | 25.8429
17.09. | 13 | 25.8429
17.09. | 14 | 25.8429
17.09. | 15 | 25.8429
17.09. | 16 | 25.8429
17.09. | 17 | 25.8429
17.09. | 18 | 25.8429
17.09. | 19 | 25.8429
17.09. | 20 | 25.8429
17.09. | 21 | 25.8429
17.09. | 22 | 25.8429
17.09. | 23 | 25.8429
17.09. | 24 | 25.8429
18.09. | 1 | 25.8429
18.09. | 2 | 25.8429
18.09. | 3 | 25.8429
18.09. | 4 | 25.8429
18.09. | 5 | 25.8429
18.09. | 6 | 25.8429
18.09. | 7 | 25.8429
18.09. | 8 | 25.8429
18.09. | 9 | 25.8429
18.09. | 10 | 25.8429
18.09. | 11 | 25.8429
18.09. | 12 | 25.8429
18.09. | 13 | 25.8429
18.09. | 14 | 25.8429
18.09. | 15 | 25.8429
18.09. | 16 | 25.8429
18.09. | 17 | 25.8429
18.09. | 18 | 25.8429
18.09. | 19 | 25.8429
18.09. | 20 | 25.8429
18.09. | 21 | 25.8429
18.09. | 22 | 25.8429
18.09. | 23 | 25.8429
18.09. | 24 | 25.8429
19.09. | 1 | 25.8429
19.09. | 2 | 25.8429
19.09. | 3 | 25.8429
19.09. | 4 | 25.8429
19.09. | 5 | 25.8429
19.09. | 6 | 25.8429
19.09. | 7 | 25.8429
19.09. | 8 | 25.8429
19.09. | 9 | 25.8429
19.09. | 10 | 25.8429
19.09. | 11 | 25.8429
19.09. | 12 | 25.8429
19.09. | 13 | 25.8429
19.09. | 14 | 25.8429
19.09. | 15 | 25.8429
19.09. | 16 | 25.8429
19.09. | 17 | 25.8429
19.09. | 18 | 25.8429
19.09. | 19 | 25.8429
19.09. | 20 | 25.8429
19.09. | 21 | 25.8429
19.09. | 22 | 25.8429
19.09. | 23 | 25.8429
19.09. | 24 | 25.8429
20.09. | 1 | 25.8429
20.09. | 2 | 25.8429
20.09. | 3 | 25.8429
20.09. | 4 | 25.8429
20.09. | 5 | 25.8429
20.09. | 6 | 25.8429
20.09. | 7 | 25.8429
20.09. | 8 | 25.8429
20.09. | 9 | 25.8429
20.09. | 10 | 25.8429
20.09. | 11 | 25.8429
20.09. | 12 | 25.8429
20.09. | 13 | 25.8429
20.09. | 14 | 25.8429
20.09. | 15 | 25.8429
20.09. | 16 | 25.8429
20.09. | 17 | 25.8429
20.09. | 18 | 25.8429
20.09. | 19 | 25.8429
20.09. | 20 | 25.8429
20.09. | 21 | 25.8429
20.09. | 22 | 25.8429
20.09. | 23 | 25.8429
20.09. | 24 | 25.8429
21.09. | 1 | 25.8429
21.09. | 2 | 25.8429
21.09. | 3 | 25.8429
21.09. | 4 | 25.8429
21.09. | 5 | 25.8429
21.09. | 6 | 25.8429
21.09. | 7 | 25.8429
21.09. | 8 | 25.8429
21.09. | 9 | 25.8429
21.09. | 10 | 25.8429
21.09. | 11 | 25.8429
21.09. | 12 | 25.8429
21.09. | 13 | 25.8429
21.09. | 14 | 25.8429
21.09. | 15 | 25.8429
21.09. | 16 | 25.8429
21.09. | 17 | 25.8429
21.09. | 18 | 25.8429
21.09. | 19 | 25.8429
21.09. | 20 | 25.8429
21.09. | 21 | 25.8429
21.09. | 22 | 25.8429
21.09. | 23 | 25.8429
21.09. | 24 | 25.8429
22.09. | 1 | 25.8429
22.09. | 2 | 25.8429
22.09. | 3 | 25.8429
22.09. | 4 | 25.8429
22.09. | 5 | 25.8429
22.09. | 6 | 25.8429
22.09. | 7 | 25.8429
22.09. | 8 | 25.8429
22.09. | 9 | 25.8429
22.09. | 10 | 25.8429
22.09. | 11 | 25.8429
22.09. | 12 | 25.8429
22.09. | 13 | 25.8429
22.09. | 14 | 25.8429
22.09. | 15 | 25.8429
22.09. | 16 | 25.8429
22.09. | 17 | 25.8429
22.09. | 18 | 25.8429
22.09. | 19 | 25.8429
22.09. | 20 | 25.8429
22.09. | 21 | 25.8429
22.09. | 22 | 25.8429
22.09. | 23 | 25.8429
22.09. | 24 | 25.8429
23.09. | 1 | 25.8429
23.09. | 2 | 25.8429
23.09. | 3 | 25.8429
23.09. | 4 | 25.8429
23.09. | 5 | 25.8429
23.09. | 6 | 25.8429
23.09. | 7 | 25.8429
23.09. | 8 | 25.8429
23.09. | 9 | 25.8429
23.09. | 10 | 25.8429
23.09. | 11 | 25.8429
23.09. | 12 | 25.8429
23.09. | 13 | 25.8429
23.09. | 14 | 25.8429
23.09. | 15 | 25.8429
23.09. | 16 | 25.8429
23.09. | 17 | 25.8429
23.09. | 18 | 25.8429
23.09. | 19 | 25.8429
23.09. | 20 | 25.8429
23.09. | 21 | 25.8429
23.09. | 22 | 25.8429
23.09. | 23 | 25.8429
23.09. | 24 | 25.8429
24.09. | 1 | 25.8429
24.09. | 2 | 25.8429
24.09. | 3 | 25.8429
24.09. | 4 | 25.8429
24.09. | 5 | 25.8429
24.09. | 6 | 25.8429
24.09. | 7 | 25.8429
24.09. | 8 | 25.8429
24.09. | 9 | 25.8429
24.09. | 10 | 25.8429
24.09. | 11 | 25.8429
24.09. | 12 | 25.8429
24.09. | 13 | 25.8429
24.09. | 14 | 25.8429
24.09. | 15 | 25.8429
24.09. | 16 | 25.8429
24.09. | 17 | 25.8429
24.09. | 18 | 25.8429
24.09. | 19 | 25.8429
24.09. | 20 | 25.8429
24.09. | 21 | 25.8429
24.09. | 22 | 25.8429
24.09. | 23 | 25.8429
24.09. | 24 | 25.8429
25.09. | 1 | 25.8429
25.09. | 2 | 25.8429
25.09. | 3 | 25.8429
25.09. | 4 | 25.8429
25.09. | 5 | 25.8429
25.09. | 6 | 25.8429
25.09. | 7 | 25.8429
25.09. | 8 | 25.8429
25.09. | 9 | 25.8429
25.09. | 10 | 25.8429
25.09. | 11 | 25.8429
25.09. | 12 | 25.8429
25.09. | 13 | 25.8429
25.09. | 14 | 25.8429
25.09. | 15 | 25.8429
25.09. | 16 | 25.8429
25.09. | 17 | 25.8429
25.09. | 18 | 25.8429
25.09. | 19 | 25.8429
25.09. | 20 | 25.8429
25.09. | 21 | 25.8429
25.09. | 22 | 25.8429
25.09. | 23 | 25.8429
25.09. | 24 | 25.8429
26.09. | 1 | 25.8429
26.09. | 2 | 25.8429
26.09. | 3 | 25.8429
26.09. | 4 | 25.8429
26.09. | 5 | 25.8429
26.09. | 6 | 25.8429
26.09. | 7 | 25.8429
26.09. | 8 | 25.8429
26.09. | 9 | 25.8429
26.09. | 10 | 25.8429
26.09. | 11 | 25.8429
26.09. | 12 | 25.8429
26.09. | 13 | 25.8429
26.09. | 14 | 25.8429
26.09. | 15 | 25.8429
26.09. | 16 | 25.8429
26.09. | 17 | 25.8429
26.09. | 18 | 25.8429
26.09. | 19 | 25.8429
26.09. | 20 | 25.8429
26.09. | 21 | 25.8429
26.09. | 22 | 25.8429
26.09. | 23 | 25.8429
26.09. | 24 | 25.8429
27.09. | 1 | 25.8429
27.09. | 2 | 25.8429
27.09. | 3 | 25.8429
27.09. | 4 | 25.8429
27.09. | 5 | 25.8429
27.09. | 6 | 25.8429
27.09. | 7 | 25.8429
27.09. | 8 | 25.8429
27.09. | 9 | 25.8429
27.09. | 10 | 25.8429
27.09. | 11 | 25.8429
27.09. | 12 | 25.8429
27.09. | 13 | 25.8429
27.09. | 14 | 25.8429
27.09. | 15 | 25.8429
27.09. | 16 | 25.8429
27.09. | 17 | 25.8429
27.09. | 18 | 25.8429
27.09. | 19 | 25.8429
27.09. | 20 | 25.8429
27.09. | 21 | 25.8429
27.09. | 22 | 25.8429
27.09. | 23 | 25.8429
27.09. | 24 | 25.8429
28.09. | 1 | 25.8429
28.09. | 2 | 25.8429
28.09. | 3 | 25.8429
28.09. | 4 | 25.8429
28.09. | 5 | 25.8429
28.09. | 6 | 25.8429
28.09. | 7 | 25.8429
28.09. | 8 | 25.8429
28.09. | 9 | 25.8429
28.09. | 10 | 25.8429
28.09. | 11 | 25.8429
28.09. | 12 | 25.8429
28.09. | 13 | 25.8429
28.09. | 14 | 25.8429
28.09. | 15 | 25.8429
28.09. | 16 | 25.8429
28.09. | 17 | 25.8429
28.09. | 18 | 25.8429
28.09. | 19 | 25.8429
28.09. | 20 | 25.8429
28.09. | 21 | 25.8429
28.09. | 22 | 25.8429
28.09. | 23 | 25.8429
28.09. | 24 | 25.8429
29.09. | 1 | 25.8429
29.09. | 2 | 25.8429
29.09. | 3 | 25.8429
29.09. | 4 | 25.8429
29.09. | 5 | 25.8429
29.09. | 6 | 25.8429
29.09. | 7 | 25.8429
29.09. | 8 | 25.8429
29.09. | 9 | 25.8429
29.09. | 10 | 25.8429
29.09. | 11 | 25.8429
29.09. | 12 | 25.8429
29.09. | 13 | 25.8429
29.09. | 14 | 25.8429
29.09. | 15 | 25.8429
29.09. | 16 | 25.8429
29.09. | 17 | 25.8429
29.09. | 18 | 25.8429
29.09. | 19 | 25.8429
29.09. | 20 | 25.8429
29.09. | 21 | 25.8429
29.09. | 22 | 25.8429
29.09. | 23 | 25.8429
29.09. | 24 | 25.8429
30.09. | 1 | 25.8429
30.09. | 2 | 25.8429
30.09. | 3 | 25.8429
30.09. | 4 | 25.8429
30.09. | 5 | 25.8429
30.09. | 6 | 25.8429
30.09. | 7 | 25.8429
30.09. | 8 | 25.8429
30.09. | 9 | 25.8429
30.09. | 10 | 25.8429
30.09. | 11 | 25.8429
30.09. | 12 | 25.8429
30.09. | 13 | 25.8429
30.09. | 14 | 25.8429
30.09. | 15 | 25.8429
30.09. | 16 | 25.8429
30.09. | 17 | 25.8429
30.09. | 18 | 25.8429
30.09. | 19 | 25.8429
30.09. | 20 | 25.8429
30.09. | 21 | 25.8429
30.09. | 22 | 25.8429
30.09. | 23 | 25.8429
30.09. | 24 | 25.8429
01.10. | 1 | 25.8429
01.10. | 2 | 25.8429
01.10. | 3 | 25.8429
01.10. | 4 | 25.8429
01.10. | 5 | 25.8429
01.10. | 6 | 25.8429
01.10. | 7 | 25.8429
01.10. | 8 | 25.8429
01.10. | 9 | 25.8429
01.10. | 10 | 25.8429
01.10. | 11 | 25.8429
01.10. | 12 | 25.8429
01.10. | 13 | 25.8429
01.10. | 14 | 25.8429
01.10. | 15 | 25.8429
01.10. | 16 | 25.8429
01.10. | 17 | 25.8429
01.10. | 18 | 25.8429
01.10. | 19 | 25.8429
01.10. | 20 | 25.8429
01.10. | 21 | 25.8429
01.10. | 22 | 25.8429
01.10. | 23 | 25.8429
01.10. | 24 | 25.8429
02.10. | 1 | 25.8429
02.10. | 2 | 25.8429
02.10. | 3 | 25.8429
02.10. | 4 | 25.8429
02.10. | 5 | 25.8429
02.10. | 6 | 25.8429
02.10. | 7 | 25.8429
02.10. | 8 | 25.8429
02.10. | 9 | 25.8429
02.10. | 10 | 25.8429
02.10. | 11 | 25.8429
02.10. | 12 | 25.8429
02.10. | 13 | 25.8429
02.10. | 14 | 25.8429
02.10. | 15 | 25.8429
02.10. | 16 | 25.8429
02.10. | 17 | 25.8429
02.10. | 18 | 25.8429
02.10. | 19 | 25.8429
02.10. | 20 | 25.8429
02.10. | 21 | 25.8429
02.10. | 22 | 25.8429
02.10. | 23 | 25.8429
02.10. | 24 | 25.8429
03.10. | 1 | 25.8429
03.10. | 2 | 25.8429
03.10. | 3 | 25.8429
03.10. | 4 | 25.8429
03.10. | 5 | 25.8429
03.10. | 6 | 25.8429
03.10. | 7 | 25.8429
03.10. | 8 | 25.8429
03.10. | 9 | 25.8429
03.10. | 10 | 25.8429
03.10. | 11 | 25.8429
03.10. | 12 | 25.8429
03.10. | 13 | 25.8429
03.10. | 14 | 25.8429
03.10. | 15 | 25.8429
03.10. | 16 | 25.8429
03.10. | 17 | 25.8429
03.10. | 18 | 25.8429
03.10. | 19 | 25.8429
03.10. | 20 | 25.8429
03.10. | 21 | 25.8429
03.10. | 22 | 25.8429
03.10. | 23 | 25.8429
03.10. | 24 | 25.8429
04.10. | 1 | 25.8429
04.10. | 2 | 25.8429
04.10. | 3 | 25.8429
04.10. | 4 | 25.8429
04.10. | 5 | 25.8429
04.10. | 6 | 25.8429
04.10. | 7 | 25.8429
04.10. | 8 | 25.8429
04.10. | 9 | 25.8429
04.10. | 10 | 25.8429
04.10. | 11 | 25.8429
04.10. | 12 | 25.8429
04.10. | 13 | 25.8429
04.10. | 14 | 25.8429
04.10. | 15 | 25.8429
04.10. | 16 | 25.8429
04.10. | 17 | 25.8429
04.10. | 18 | 25.8429
04.10. | 19 | 25.8429
04.10. | 20 | 25.8429
04.10. | 21 | 25.8429
04.10. | 22 | 25.8429
04.10. | 23 | 25.8429
04.10. | 24 | 25.8429
05.10. | 1 | 25.8429
05.10. | 2 | 25.8429
05.10. | 3 | 25.8429
05.10. | 4 | 25.8429
05.10. | 5 | 25.8429
05.10. | 6 | 25.8429
05.10. | 7 | 25.8429
05.10. | 8 | 25.8429
05.10. | 9 | 25.8429
05.10. | 10 | 25.8429
05.10. | 11 | 25.8429
05.10. | 12 | 25.8429
05.10. | 13 | 25.8429
05.10. | 14 | 25.8429
05.10. | 15 | 25.8429
05.10. | 16 | 25.8429
05.10. | 17 | 25.8429
05.10. | 18 | 25.8429
05.10. | 19 | 25.8429
05.10. | 20 | 25.8429
05.10. | 21 | 25.8429
05.10. | 22 | 25.8429
05.10. | 23 | 25.8429
05.10. | 24 | 25.8429
06.10. | 1 | 25.8429
06.10. | 2 | 25.8429
06.10. | 3 | 25.8429
06.10. | 4 | 25.8429
06.10. | 5 | 25.8429
06.10. | 6 | 25.8429
06.10. | 7 | 25.8429
06.10. | 8 | 25.8429
06.10. | 9 | 25.8429
06.10. | 10 | 25.8429
06.10. | 11 | 25.8429
06.10. | 12 | 25.8429
06.10. | 13 | 25.8429
06.10. | 14 | 25.8429
06.10. | 15 | 25.8429
06.10. | 16 | 25.8429
06.10. | 17 | 25.8429
06.10. | 18 | 25.8429
06.10. | 19 | 25.8429
06.10. | 20 | 25.8429
06.10. | 21 | 25.8429
06.10. | 22 | 25.8429
06.10. | 23 | 25.8429
06.10. | 24 | 25.8429
07.10. | 1 | 25.8429
07.10. | 2 | 25.8429
07.10. | 3 | 25.8429
07.10. | 4 | 25.8429
07.10. | 5 | 25.8429
07.10. | 6 | 25.8429
07.10. | 7 | 25.8429
07.10. | 8 | 25.8429
07.10. | 9 | 25.8429
07.10. | 10 | 25.8429
07.10. | 11 | 25.8429
07.10. | 12 | 25.8429
07.10. | 13 | 25.8429
07.10. | 14 | 25.8429
07.10. | 15 | 25.8429
07.10. | 16 | 25.8429
07.10. | 17 | 25.8429
07.10. | 18 | 25.8429
07.10. | 19 | 25.8429
07.10. | 20 | 25.8429
07.10. | 21 | 25.8429
07.10. | 22 | 25.8429
07.10. | 23 | 25.8429
07.10. | 24 | 25.8429
08.10. | 1 | 25.8429
08.10. | 2 | 25.8429
08.10. | 3 | 25.8429
08.10. | 4 | 25.8429
08.10. | 5 | 25.8429
08.10. | 6 | 25.8429
08.10. | 7 | 25.8429
08.10. | 8 | 25.8429
08.10. | 9 | 25.8429
08.10. | 10 | 25.8429
08.10. | 11 | 25.8429
08.10. | 12 | 25.8429
08.10. | 13 | 25.8429
08.10. | 14 | 25.8429
08.10. | 15 | 25.8429
08.10. | 16 | 25.8429
08.10. | 17 | 25.8429
08.10. | 18 | 25.8429
08.10. | 19 | 25.8429
08.10. | 20 | 25.8429
08.10. | 21 | 25.8429
08.10. | 22 | 25.8429
08.10. | 23 | 25.8429
08.10. | 24 | 25.8429
09.10. | 1 | 25.8429
09.10. | 2 | 25.8429
09.10. | 3 | 25.8429
09.10. | 4 | 25.8429
09.10. | 5 | 25.8429
09.10. | 6 | 25.8429
09.10. | 7 | 25.8429
09.10. | 8 | 25.8429
09.10. | 9 | 25.8429
09.10. | 10 | 25.8429
09.10. | 11 | 25.8429
09.10. | 12 | 25.8429
09.10. | 13 | 25.8429
09.10. | 14 | 25.8429
09.10. | 15 | 25.8429
09.10. | 16 | 25.8429
09.10. | 17 | 25.8429
09.10. | 18 | 25.8429
09.10. | 19 | 25.8429
09.10. | 20 | 25.8429
09.10. | 21 | 25.8429
09.10. | 22 | 25.8429
09.10. | 23 | 25.8429
09.10. | 24 | 25.8429
10.10. | 1 | 25.8429
10.10. | 2 | 25.8429
10.10. | 3 | 25.8429
10.10. | 4 | 25.8429
10.10. | 5 | 25.8429
10.10. | 6 | 25.8429
10.10. | 7 | 25.8429
10.10. | 8 | 25.8429
10.10. | 9 | 25.8429
10.10. | 10 | 25.8429
10.10. | 11 | 25.8429
10.10. | 12 | 25.8429
10.10. | 13 | 25.8429
10.10. | 14 | 25.8429
10.10. | 15 | 25.8429
10.10. | 16 | 25.8429
10.10. | 17 | 25.8429
10.10. | 18 | 25.8429
10.10. | 19 | 25.8429
10.10. | 20 | 25.8429
10.10. | 21 | 25.8429
10.10. | 22 | 25.8429
10.10. | 23 | 25.8429
10.10. | 24 | 25.8429
11.10. | 1 | 25.8429
11.10. | 2 | 25.8429
11.10. | 3 | 25.8429
11.10. | 4 | 25.8429
11.10. | 5 | 25.8429
11.10. | 6 | 25.8429
11.10. | 7 | 25.8429
11.10. | 8 | 25.8429
11.10. | 9 | 25.8429
11.10. | 10 | 25.8429
11.10. | 11 | 25.8429
11.10. | 12 | 25.8429
11.10. | 13 | 25.8429
11.10. | 14 | 25.8429
11.10. | 15 | 25.8429
11.10. | 16 | 25.8429
11.10. | 17 | 25.8429
11.10. | 18 | 25.8429
11.10. | 19 | 25.8429
11.10. | 20 | 25.8429
11.10. | 21 | 25.8429
11.10. | 22 | 25.8429
11.10. | 23 | 25.8429
11.10. | 24 | 25.8429
12.10. | 1 | 25.8429
12.10. | 2 | 25.8429
12.10. | 3 | 25.8429
12.10. | 4 | 25.8429
12.10. | 5 | 25.8429
12.10. | 6 | 25.8429
12.10. | 7 | 25.8429
12.10. | 8 | 25.8429
12.10. | 9 | 25.8429
12.10. | 10 | 25.8429
12.10. | 11 | 25.8429
12.10. | 12 | 25.8429
12.10. | 13 | 25.8429
12.10. | 14 | 25.8429
12.10. | 15 | 25.8429
12.10. | 16 | 25.8429
12.10. | 17 | 25.8429
12.10. | 18 | 25.8429
12.10. | 19 | 25.8429
12.10. | 20 | 25.8429
12.10. | 21 | 25.8429
12.10. | 22 | 25.8429
12.10. | 23 | 25.8429
12.10. | 24 | 25.8429
13.10. | 1 | 25.8429
13.10. | 2 | 25.8429
13.10. | 3 | 25.8429
13.10. | 4 | 25.8429
13.10. | 5 | 25.8429
13.10. | 6 | 25.8429
13.10. | 7 | 25.8429
13.10. | 8 | 25.8429
13.10. | 9 | 25.8429
13.10. | 10 | 25.8429
13.10. | 11 | 25.8429
13.10. | 12 | 25.8429
13.10. | 13 | 25.8429
13.10. | 14 | 25.8429
13.10. | 15 | 25.8429
13.10. | 16 | 25.8429
13.10. | 17 | 25.8429
13.10. | 18 | 25.8429
13.10. | 19 | 25.8429
13.10. | 20 | 25.8429
13.10. | 21 | 25.8429
13.10. | 22 | 25.8429
13.10. | 23 | 25.8429
13.10. | 24 | 25.8429
14.10. | 1 | 25.8429
14.10. | 2 | 25.8429
14.10. | 3 | 25.8429
14.10. | 4 | 25.8429
14.10. | 5 | 25.8429
14.10. | 6 | 25.8429
14.10. | 7 | 25.8429
14.10. | 8 | 25.8429
14.10. | 9 | 25.8429
14.10. | 10 | 25.8429
14.10. | 11 | 25.8429
14.10. | 12 | 25.8429
14.10. | 13 | 25.8429
14.10. | 14 | 25.8429
14.10. | 15 | 25.8429
14.10. | 16 | 25.8429
14.10. | 17 | 25.8429
14.10. | 18 | 25.8429
14.10. | 19 | 25.8429
14.10. | 20 | 25.8429
14.10. | 21 | 25.8429
14.10. | 22 | 25.8429
14.10. | 23 | 25.8429
14.10. | 24 | 25.8429
15.10. | 1 | 25.8429
15.10. | 2 | 25.8429
15.10. | 3 | 25.8429
15.10. | 4 | 25.8429
15.10. | 5 | 25.8429
15.10. | 6 | 25.8429
15.10. | 7 | 25.8429
15.10. | 8 | 25.8429
15.10. | 9 | 25.8429
15.10. | 10 | 25.8429
15.10. | 11 | 25.8429
15.10. | 12 | 25.8429
15.10. | 13 | 25.8429
15.10. | 14 | 25.8429
15.10. | 15 | 25.8429
15.10. | 16 | 25.8429
15.10. | 17 | 25.8429
15.10. | 18 | 25.8429
15.10. | 19 | 25.8429
15.10. | 20 | 25.8429
15.10. | 21 | 25.8429
15.10. | 22 | 25.8429
15.10. | 23 | 25.8429
15.10. | 24 | 25.8429
16.10. | 1 | 25.8429
16.10. | 2 | 25.8429
16.10. | 3 | 25.8429
16.10. | 4 | 25.8429
16.10. | 5 | 25.8429
16.10. | 6 | 25.8429
16.10. | 7 | 25.8429
16.10. | 8 | 25.8429
16.10. | 9 | 25.8429
16.10. | 10 | 25.8429
16.10. | 11 | 25.8429
16.10. | 12 | 25.8429
16.10. | 13 | 25.8429
16.10. | 14 | 25.8429
16.10. | 15 | 25.8429
16.10. | 16 | 25.8429
16.10. | 17 | 25.8429
16.10. | 18 | 25.8429
16.10. | 19 | 25.8429
16.10. | 20 | 25.8429
16.10. | 21 | 25.8429
16.10. | 22 | 25.8429
16.10. | 23 | 25.8429
16.10. | 24 | 25.8429
17.10. | 1 | 25.8429
17.10. | 2 | 25.8429
17.10. | 3 | 25.8429
17.10. | 4 | 25.8429
17.10. | 5 | 25.8429
17.10. | 6 | 25.8429
17.10. | 7 | 25.8429
17.10. | 8 | 25.8429
17.10. | 9 | 25.8429
17.10. | 10 | 25.8429
17.10. | 11 | 25.8429
17.10. | 12 | 25.8429
17.10. | 13 | 25.8429
17.10. | 14 | 25.8429
17.10. | 15 | 25.8429
17.10. | 16 | 25.8429
17.10. | 17 | 25.8429
17.10. | 18 | 25.8429
17.10. | 19 | 25.8429
17.10. | 20 | 25.8429
17.10. | 21 | 25.8429
17.10. | 22 | 25.8429
17.10. | 23 | 25.8429
17.10. | 24 | 25.8429
18.10. | 1 | 25.8429
18.10. | 2 | 25.8429
18.10. | 3 | 25.8429
18.10. | 4 | 25.8429
18.10. | 5 | 25.8429
18.10. | 6 | 25.8429
18.10. | 7 | 25.8429
18.10. | 8 | 25.8429
18.10. | 9 | 25.8429
18.10. | 10 | 25.8429
18.10. | 11 | 25.8429
18.10. | 12 | 25.8429
18.10. | 13 | 25.8429
18.10. | 14 | 25.8429
18.10. | 15 | 25.8429
18.10. | 16 | 25.8429
18.10. | 17 | 25.8429
18.10. | 18 | 25.8429
18.10. | 19 | 25.8429
18.10. | 20 | 25.8429
18.10. | 21 | 25.8429
18.10. | 22 | 25.8429
18.10. | 23 | 25.8429
18.10. | 24 | 25.8429
19.10. | 1 | 25.8429
19.10. | 2 | 25.8429
19.10. | 3 | 25.8429
19.10. | 4 | 25.8429
19.10. | 5 | 25.8429
19.10. | 6 | 25.8429
19.10. | 7 | 25.8429
19.10. | 8 | 25.8429
19.10. | 9 | 25.8429
19.10. | 10 | 25.8429
19.10. | 11 | 25.8429
19.10. | 12 | 25.8429
19.10. | 13 | 25.8429
19.10. | 14 | 25.8429
19.10. | 15 | 25.8429
19.10. | 16 | 25.8429
19.10. | 17 | 25.8429
19.10. | 18 | 25.8429
19.10. | 19 | 25.8429
19.10. | 20 | 25.8429
19.10. | 21 | 25.8429
19.10. | 22 | 25.8429
19.10. | 23 | 25.8429
19.10. | 24 | 25.8429
20.10. | 1 | 25.8429
20.10. | 2 | 25.8429
20.10. | 3 | 25.8429
20.10. | 4 | 25.8429
20.10. | 5 | 25.8429
20.10. | 6 | 25.8429
20.10. | 7 | 25.8429
20.10. | 8 | 25.8429
20.10. | 9 | 25.8429
20.10. | 10 | 25.8429
20.10. | 11 | 25.8429
20.10. | 12 | 25.8429
20.10. | 13 | 25.8429
20.10. | 14 | 25.8429
20.10. | 15 | 25.8429
20.10. | 16 | 25.8429
20.10. | 17 | 25.8429
20.10. | 18 | 25.8429
20.10. | 19 | 25.8429
20.10. | 20 | 25.8429
20.10. | 21 | 25.8429
20.10. | 22 | 25.8429
20.10. | 23 | 25.8429
20.10. | 24 | 25.8429
21.10. | 1 | 25.8429
21.10. | 2 | 25.8429
21.10. | 3 | 25.8429
21.10. | 4 | 25.8429
21.10. | 5 | 25.8429
21.10. | 6 | 25.8429
21.10. | 7 | 25.8429
21.10. | 8 | 25.8429
21.10. | 9 | 25.8429
21.10. | 10 | 25.8429
21.10. | 11 | 25.8429
21.10. | 12 | 25.8429
21.10. | 13 | 25.8429
21.10. | 14 | 25.8429
21.10. | 15 | 25.8429
21.10. | 16 | 25.8429
21.10. | 17 | 25.8429
21.10. | 18 | 25.8429
21.10. | 19 | 25.8429
21.10. | 20 | 25.8429
21.10. | 21 | 25.8429
21.10. | 22 | 25.8429
21.10. | 23 | 25.8429
21.10. | 24 | 25.8429
22.10. | 1 | 25.8429
22.10. | 2 | 25.8429
22.10. | 3 | 25.8429
22.10. | 4 | 25.8429
22.10. | 5 | 25.8429
22.10. | 6 | 25.8429
22.10. | 7 | 25.8429
22.10. | 8 | 25.8429
22.10. | 9 | 25.8429
22.10. | 10 | 25.8429
22.10. | 11 | 25.8429
22.10. | 12 | 25.8429
22.10. | 13 | 25.8429
22.10. | 14 | 25.8429
22.10. | 15 | 25.8429
22.10. | 16 | 25.8429
22.10. | 17 | 25.8429
22.10. | 18 | 25.8429
22.10. | 19 | 25.8429
22.10. | 20 | 25.8429
22.10. | 21 | 25.8429
22.10. | 22 | 25.8429
22.10. | 23 | 25.8429
22.10. | 24 | 25.8429
23.10. | 1 | 25.8429
23.10. | 2 | 25.8429
23.10. | 3 | 25.8429
23.10. | 4 | 25.8429
23.10. | 5 | 25.8429
23.10. | 6 | 25.8429
23.10. | 7 | 25.8429
23.10. | 8 | 25.8429
23.10. | 9 | 25.8429
23.10. | 10 | 25.8429
23.10. | 11 | 25.8429
23.10. | 12 | 25.8429
23.10. | 13 | 25.8429
23.10. | 14 | 25.8429
23.10. | 15 | 25.8429
23.10. | 16 | 25.8429
23.10. | 17 | 25.8429
23.10. | 18 | 25.8429
23.10. | 19 | 25.8429
23.10. | 20 | 25.8429
23.10. | 21 | 25.8429
23.10. | 22 | 25.8429
23.10. | 23 | 25.8429
23.10. | 24 | 25.8429
24.10. | 1 | 25.8429
24.10. | 2 | 25.8429
24.10. | 3 | 25.8429
24.10. | 4 | 25.8429
24.10. | 5 | 25.8429
24.10. | 6 | 25.8429
24.10. | 7 | 25.8429
24.10. | 8 | 25.8429
24.10. | 9 | 25.8429
24.10. | 10 | 25.8429
24.10. | 11 | 25.8429
24.10. | 12 | 25.8429
24.10. | 13 | 25.8429
24.10. | 14 | 25.8429
24.10. | 15 | 25.8429
24.10. | 16 | 25.8429
24.10. | 17 | 25.8429
24.10. | 18 | 25.8429
24.10. | 19 | 25.8429
24.10. | 20 | 25.8429
24.10. | 21 | 25.8429
24.10. | 22 | 25.8429
24.10. | 23 | 25.8429
24.10. | 24 | 25.8429
25.10. | 1 | 25.8429
25.10. | 2 | 25.8429
25.10. | 3 | 25.8429
25.10. | 4 | 25.8429
25.10. | 5 | 25.8429
25.10. | 6 | 25.8429
25.10. | 7 | 25.8429
25.10. | 8 | 25.8429
25.10. | 9 | 25.8429
25.10. | 10 | 25.8429
25.10. | 11 | 25.8429
25.10. | 12 | 25.8429
25.10. | 13 | 25.8429
25.10. | 14 | 25.8429
25.10. | 15 | 25.8429
25.10. | 16 | 25.8429
25.10. | 17 | 25.8429
25.10. | 18 | 25.8429
25.10. | 19 | 25.8429
25.10. | 20 | 25.8429
25.10. | 21 | 25.8429
25.10. | 22 | 25.8429
25.10. | 23 | 25.8429
25.10. | 24 | 25.8429
26.10. | 1 | 25.8429
26.10. | 2 | 25.8429
26.10. | 3 | 25.8429
26.10. | 4 | 25.8429
26.10. | 5 | 25.8429
26.10. | 6 | 25.8429
26.10. | 7 | 25.8429
26.10. | 8 | 25.8429
26.10. | 9 | 25.8429
26.10. | 10 | 25.8429
26.10. | 11 | 25.8429
26.10. | 12 | 25.8429
26.10. | 13 | 25.8429
26.10. | 14 | 25.8429
26.10. | 15 | 25.8429
26.10. | 16 | 25.8429
26.10. | 17 | 25.8429
26.10. | 18 | 25.8429
26.10. | 19 | 25.8429
26.10. | 20 | 25.8429
26.10. | 21 | 25.8429
26.10. | 22 | 25.8429
26.10. | 23 | 25.8429
26.10. | 24 | 25.8429
27.10. | 1 | 25.8429
27.10. | 2 | 25.8429
27.10. | 3 | 25.8429
27.10. | 4 | 25.8429
27.10. | 5 | 25.8429
27.10. | 6 | 25.8429
27.10. | 7 | 25.8429
27.10. | 8 | 25.8429
27.10. | 9 | 25.8429
27.10. | 10 | 25.8429
27.10. | 11 | 25.8429
27.10. | 12 | 25.8429
27.10. | 13 | 25.8429
27.10. | 14 | 25.8429
27.10. | 15 | 25.8429
27.10. | 16 | 25.8429
27.10. | 17 | 25.8429
27.10. | 18 | 25.8429
27.10. | 19 | 25.8429
27.10. | 20 | 25.8429
27.10. | 21 | 25.8429
27.10. | 22 | 25.8429
27.10. | 23 | 25.8429
27.10. | 24 | 25.8429
28.10. | 1 | 25.8429
28.10. | 2 | 25.8429
28.10. | 3 | 25.8429
28.10. | 4 | 25.8429
28.10. | 5 | 25.8429
28.10. | 6 | 25.8429
28.10. | 7 | 25.8429
28.10. | 8 | 25.8429
28.10. | 9 | 25.8429
28.10. | 10 | 25.8429
28.10. | 11 | 25.8429
28.10. | 12 | 25.8429
28.10. | 13 | 25.8429
28.10. | 14 | 25.8429
28.10. | 15 | 25.8429
28.10. | 16 | 25.8429
28.10. | 17 | 25.8429
28.10. | 18 | 25.8429
28.10. | 19 | 25.8429
28.10. | 20 | 25.8429
28.10. | 21 | 25.8429
28.10. | 22 | 25.8429
28.10. | 23 | 25.8429
28.10. | 24 | 25.8429
29.10. | 1 | 25.8429
29.10. | 2 | 25.8429
29.10. | 3 | 25.8429
29.10. | 4 | 25.8429
29.10. | 5 | 25.8429
29.10. | 6 | 25.8429
29.10. | 7 | 25.8429
29.10. | 8 | 25.8429
29.10. | 9 | 25.8429
29.10. | 10 | 25.8429
29.10. | 11 | 25.8429
29.10. | 12 | 25.8429
29.10. | 13 | 25.8429
29.10. | 14 | 25.8429
29.10. | 15 | 25.8429
29.10. | 16 | 25.8429
29.10. | 17 | 25.8429
29.10. | 18 | 25.8429
29.10. | 19 | 25.8429
29.10. | 20 | 25.8429
29.10. | 21 | 25.8429
29.10. | 22 | 25.8429
29.10. | 23 | 25.8429
29.10. | 24 | 25.8429
30.10. | 1 | 25.8429
30.10. | 2 | 25.8429
30.10. | 3 | 25.8429
30.10. | 4 | 25.8429
30.10. | 5 | 25.8429
30.10. | 6 | 25.8429
30.10. | 7 | 25.8429
30.10. | 8 | 25.8429
30.10. | 9 | 25.8429
30.10. | 10 | 25.8429
30.10. | 11 | 25.8429
30.10. | 12 | 25.8429
30.10. | 13 | 25.8429
30.10. | 14 | 25.8429
30.10. | 15 | 25.8429
30.10. | 16 | 25.8429
30.10. | 17 | 25.8429
30.10. | 18 | 25.8429
30.10. | 19 | 25.8429
30.10. | 20 | 25.8429
30.10. | 21 | 25.8429
30.10. | 22 | 25.8429
30.10. | 23 | 25.8429
30.10. | 24 | 25.8429
31.10. | 1 | 25.8429
31.10. | 2 | 25.8429
31.10. | 3 | 25.8429
31.10. | 4 | 25.8429
31.10. | 5 | 25.8429
31.10. | 6 | 25.8429
31.10. | 7 | 25.8429
31.10. | 8 | 25.8429
31.10. | 9 | 25.8429
31.10. | 10 | 25.8429
31.10. | 11 | 25.8429
31.10. | 12 | 25.8429
31.10. | 13 | 25.8429
31.10. | 14 | 25.8429
31.10. | 15 | 25.8429
31.10. | 16 | 25.8429
31.10. | 17 | 25.8429
31.10. | 18 | 25.8429
31.10. | 19 | 25.8429
31.10. | 20 | 25.8429
31.10. | 21 | 25.8429
31.10. | 22 | 25.8429
31.10. | 23 | 25.8429
31.10. | 24 | 25.8429
01.11. | 1 | 25.8429
01.11. | 2 | 25.8429
01.11. | 3 | 25.8429
01.11. | 4 | 25.8429
01.11. | 5 | 25.8429
01.11. | 6 | 25.8429
01.11. | 7 | 25.8429
01.11. | 8 | 25.8429
01.11. | 9 | 25.8429
01.11. | 10 | 25.8429
01.11. | 11 | 25.8429
01.11. | 12 | 25.8429
01.11. | 13 | 25.8429
01.11. | 14 | 25.8429
01.11. | 15 | 25.8429
01.11. | 16 | 25.8429
01.11. | 17 | 25.8429
01.11. | 18 | 25.8429
01.11. | 19 | 25.8429
01.11. | 20 | 25.8429
01.11. | 21 | 25.8429
01.11. | 22 | 25.8429
01.11. | 23 | 25.8429
01.11. | 24 | 25.8429
02.11. | 1 | 25.8429
02.11. | 2 | 25.8429
02.11. | 3 | 25.8429
02.11. | 4 | 25.8429
02.11. | 5 | 25.8429
02.11. | 6 | 25.8429
02.11. | 7 | 25.8429
02.11. | 8 | 25.8429
02.11. | 9 | 25.8429
02.11. | 10 | 25.8429
02.11. | 11 | 25.8429
02.11. | 12 | 25.8429
02.11. | 13 | 25.8429
02.11. | 14 | 25.8429
02.11. | 15 | 25.8429
02.11. | 16 | 25.8429
02.11. | 17 | 25.8429
02.11. | 18 | 25.8429
02.11. | 19 | 25.8429
02.11. | 20 | 25.8429
02.11. | 21 | 25.8429
02.11. | 22 | 25.8429
02.11. | 23 | 25.8429
02.11. | 24 | 25.8429
03.11. | 1 | 25.8429
03.11. | 2 | 25.8429
03.11. | 3 | 25.8429
03.11. | 4 | 25.8429
03.11. | 5 | 25.8429
03.11. | 6 | 25.8429
03.11. | 7 | 25.8429
03.11. | 8 | 25.8429
03.11. | 9 | 25.8429
03.11. | 10 | 25.8429
03.11. | 11 | 25.8429
03.11. | 12 | 25.8429
03.11. | 13 | 25.8429
03.11. | 14 | 25.8429
03.11. | 15 | 25.8429
03.11. | 16 | 25.8429
03.11. | 17 | 25.8429
03.11. | 18 | 25.8429
03.11. | 19 | 25.8429
03.11. | 20 | 25.8429
03.11. | 21 | 25.8429
03.11. | 22 | 25.8429
03.11. | 23 | 25.8429
03.11. | 24 | 25.8429
04.11. | 1 | 25.8429
04.11. | 2 | 25.8429
04.11. | 3 | 25.8429
04.11. | 4 | 25.8429
04.11. | 5 | 25.8429
04.11. | 6 | 25.8429
04.11. | 7 | 25.8429
04.11. | 8 | 25.8429
04.11. | 9 | 25.8429
04.11. | 10 | 25.8429
04.11. | 11 | 25.8429
04.11. | 12 | 25.8429
04.11. | 13 | 25.8429
04.11. | 14 | 25.8429
04.11. | 15 | 25.8429
04.11. | 16 | 25.8429
04.11. | 17 | 25.8429
04.11. | 18 | 25.8429
04.11. | 19 | 25.8429
04.11. | 20 | 25.8429
04.11. | 21 | 25.8429
04.11. | 22 | 25.8429
04.11. | 23 | 25.8429
04.11. | 24 | 25.8429
05.11. | 1 | 25.8429
05.11. | 2 | 25.8429
05.11. | 3 | 25.8429
05.11. | 4 | 25.8429
05.11. | 5 | 25.8429
05.11. | 6 | 25.8429
05.11. | 7 | 25.8429
05.11. | 8 | 25.8429
05.11. | 9 | 25.8429
05.11. | 10 | 25.8429
05.11. | 11 | 25.8429
05.11. | 12 | 25.8429
05.11. | 13 | 25.8429
05.11. | 14 | 25.8429
05.11. | 15 | 25.8429
05.11. | 16 | 25.8429
05.11. | 17 | 25.8429
05.11. | 18 | 25.8429
05.11. | 19 | 25.8429
05.11. | 20 | 25.8429
05.11. | 21 | 25.8429
05.11. | 22 | 25.8429
05.11. | 23 | 25.8429
05.11. | 24 | 25.8429
06.11. | 1 | 25.8429
06.11. | 2 | 25.8429
06.11. | 3 | 25.8429
06.11. | 4 | 25.8429
06.11. | 5 | 25.8429
06.11. | 6 | 25.8429
06.11. | 7 | 25.8429
06.11. | 8 | 25.8429
06.11. | 9 | 25.8429
06.11. | 10 | 25.8429
06.11. | 11 | 25.8429
06.11. | 12 | 25.8429
06.11. | 13 | 25.8429
06.11. | 14 | 25.8429
06.11. | 15 | 25.8429
06.11. | 16 | 25.8429
06.11. | 17 | 25.8429
06.11. | 18 | 25.8429
06.11. | 19 | 25.8429
06.11. | 20 | 25.8429
06.11. | 21 | 25.8429
06.11. | 22 | 25.8429
06.11. | 23 | 25.8429
06.11. | 24 | 25.8429
07.11. | 1 | 25.8429
07.11. | 2 | 25.8429
07.11. | 3 | 25.8429
07.11. | 4 | 25.8429
07.11. | 5 | 25.8429
07.11. | 6 | 25.8429
07.11. | 7 | 25.8429
07.11. | 8 | 25.8429
07.11. | 9 | 25.8429
07.11. | 10 | 25.8429
07.11. | 11 | 25.8429
07.11. | 12 | 25.8429
07.11. | 13 | 25.8429
07.11. | 14 | 25.8429
07.11. | 15 | 25.8429
07.11. | 16 | 25.8429
07.11. | 17 | 25.8429
07.11. | 18 | 25.8429
07.11. | 19 | 25.8429
07.11. | 20 | 25.8429
07.11. | 21 | 25.8429
07.11. | 22 | 25.8429
07.11. | 23 | 25.8429
07.11. | 24 | 25.8429
08.11. | 1 | 25.8429
08.11. | 2 | 25.8429
08.11. | 3 | 25.8429
08.11. | 4 | 25.8429
08.11. | 5 | 25.8429
08.11. | 6 | 25.8429
08.11. | 7 | 25.8429
08.11. | 8 | 25.8429
08.11. | 9 | 25.8429
08.11. | 10 | 25.8429
08.11. | 11 | 25.8429
08.11. | 12 | 25.8429
08.11. | 13 | 25.8429
08.11. | 14 | 25.8429
08.11. | 15 | 25.8429
08.11. | 16 | 25.8429
08.11. | 17 | 25.8429
08.11. | 18 | 25.8429
08.11. | 19 | 25.8429
08.11. | 20 | 25.8429
08.11. | 21 | 25.8429
08.11. | 22 | 25.8429
08.11. | 23 | 25.8429
08.11. | 24 | 25.8429
09.11. | 1 | 25.8429
09.11. | 2 | 25.8429
09.11. | 3 | 25.8429
09.11. | 4 | 25.8429
09.11. | 5 | 25.8429
09.11. | 6 | 25.8429
09.11. | 7 | 25.8429
09.11. | 8 | 25.8429
09.11. | 9 | 25.8429
09.11. | 10 | 25.8429
09.11. | 11 | 25.8429
09.11. | 12 | 25.8429
09.11. | 13 | 25.8429
09.11. | 14 | 25.8429
09.11. | 15 | 25.8429
09.11. | 16 | 25.8429
09.11. | 17 | 25.8429
09.11. | 18 | 25.8429
09.11. | 19 | 25.8429
09.11. | 20 | 25.8429
09.11. | 21 | 25.8429
09.11. | 22 | 25.8429
09.11. | 23 | 25.8429
09.11. | 24 | 25.8429
10.11. | 1 | 25.8429
10.11. | 2 | 25.8429
10.11. | 3 | 25.8429
10.11. | 4 | 25.8429
10.11. | 5 | 25.8429
10.11. | 6 | 25.8429
10.11. | 7 | 25.8429
10.11. | 8 | 25.8429
10.11. | 9 | 25.8429
10.11. | 10 | 25.8429
10.11. | 11 | 25.8429
10.11. | 12 | 25.8429
10.11. | 13 | 25.8429
10.11. | 14 | 25.8429
10.11. | 15 | 25.8429
10.11. | 16 | 25.8429
10.11. | 17 | 25.8429
10.11. | 18 | 25.8429
10.11. | 19 | 25.8429
10.11. | 20 | 25.8429
10.11. | 21 | 25.8429
10.11. | 22 | 25.8429
10.11. | 23 | 25.8429
10.11. | 24 | 25.8429
11.11. | 1 | 25.8429
11.11. | 2 | 25.8429
11.11. | 3 | 25.8429
11.11. | 4 | 25.8429
11.11. | 5 | 25.8429
11.11. | 6 | 25.8429
11.11. | 7 | 25.8429
11.11. | 8 | 25.8429
11.11. | 9 | 25.8429
11.11. | 10 | 25.8429
11.11. | 11 | 25.8429
11.11. | 12 | 25.8429
11.11. | 13 | 25.8429
11.11. | 14 | 25.8429
11.11. | 15 | 25.8429
11.11. | 16 | 25.8429
11.11. | 17 | 25.8429
11.11. | 18 | 25.8429
11.11. | 19 | 25.8429
11.11. | 20 | 25.8429
11.11. | 21 | 25.8429
11.11. | 22 | 25.8429
11.11. | 23 | 25.8429
11.11. | 24 | 25.8429
12.11. | 1 | 25.8429
12.11. | 2 | 25.8429
12.11. | 3 | 25.8429
12.11. | 4 | 25.8429
12.11. | 5 | 25.8429
12.11. | 6 | 25.8429
12.11. | 7 | 25.8429
12.11. | 8 | 25.8429
12.11. | 9 | 25.8429
12.11. | 10 | 25.8429
12.11. | 11 | 25.8429
12.11. | 12 | 25.8429
12.11. | 13 | 25.8429
12.11. | 14 | 25.8429
12.11. | 15 | 25.8429
12.11. | 16 | 25.8429
12.11. | 17 | 25.8429
12.11. | 18 | 25.8429
12.11. | 19 | 25.8429
12.11. | 20 | 25.8429
12.11. | 21 | 25.8429
12.11. | 22 | 25.8429
12.11. | 23 | 25.8429
12.11. | 24 | 25.8429
13.11. | 1 | 25.8429
13.11. | 2 | 25.8429
13.11. | 3 | 25.8429
13.11. | 4 | 25.8429
13.11. | 5 | 25.8429
13.11. | 6 | 25.8429
13.11. | 7 | 25.8429
13.11. | 8 | 25.8429
13.11. | 9 | 25.8429
13.11. | 10 | 25.8429
13.11. | 11 | 25.8429
13.11. | 12 | 25.8429
13.11. | 13 | 25.8429
13.11. | 14 | 25.8429
13.11. | 15 | 25.8429
13.11. | 16 | 25.8429
13.11. | 17 | 25.8429
13.11. | 18 | 25.8429
13.11. | 19 | 25.8429
13.11. | 20 | 25.8429
13.11. | 21 | 25.8429
13.11. | 22 | 25.8429
13.11. | 23 | 25.8429
13.11. | 24 | 25.8429
14.11. | 1 | 25.8429
14.11. | 2 | 25.8429
14.11. | 3 | 25.8429
14.11. | 4 | 25.8429
14.11. | 5 | 25.8429
14.11. | 6 | 25.8429
14.11. | 7 | 25.8429
14.11. | 8 | 25.8429
14.11. | 9 | 25.8429
14.11. | 10 | 25.8429
14.11. | 11 | 25.8429
14.11. | 12 | 25.8429
14.11. | 13 | 25.8429
14.11. | 14 | 25.8429
14.11. | 15 | 25.8429
14.11. | 16 | 25.8429
14.11. | 17 | 25.8429
14.11. | 18 | 25.8429
14.11. | 19 | 25.8429
14.11. | 20 | 25.8429
14.11. | 21 | 25.8429
14.11. | 22 | 25.8429
14.11. | 23 | 25.8429
14.11. | 24 | 25.8429
15.11. | 1 | 25.8429
15.11. | 2 | 25.8429
15.11. | 3 | 25.8429
15.11. | 4 | 25.8429
15.11. | 5 | 25.8429
15.11. | 6 | 25.8429
15.11. | 7 | 25.8429
15.11. | 8 | 25.8429
15.11. | 9 | 25.8429
15.11. | 10 | 25.8429
15.11. | 11 | 25.8429
15.11. | 12 | 25.8429
15.11. | 13 | 25.8429
15.11. | 14 | 25.8429
15.11. | 15 | 25.8429
15.11. | 16 | 25.8429
15.11. | 17 | 25.8429
15.11. | 18 | 25.8429
15.11. | 19 | 25.8429
15.11. | 20 | 25.8429
15.11. | 21 | 25.8429
15.11. | 22 | 25.8429
15.11. | 23 | 25.8429
15.11. | 24 | 25.8429
16.11. | 1 | 25.8429
16.11. | 2 | 25.8429
16.11. | 3 | 25.8429
16.11. | 4 | 25.8429
16.11. | 5 | 25.8429
16.11. | 6 | 25.8429
16.11. | 7 | 25.8429
16.11. | 8 | 25.8429
16.11. | 9 | 25.8429
16.11. | 10 | 25.8429
16.11. | 11 | 25.8429
16.11. | 12 | 25.8429
16.11. | 13 | 25.8429
16.11. | 14 | 25.8429
16.11. | 15 | 25.8429
16.11. | 16 | 25.8429
16.11. | 17 | 25.8429
16.11. | 18 | 25.8429
16.11. | 19 | 25.8429
16.11. | 20 | 25.8429
16.11. | 21 | 25.8429
16.11. | 22 | 25.8429
16.11. | 23 | 25.8429
16.11. | 24 | 25.8429
17.11. | 1 | 25.8429
17.11. | 2 | 25.8429
17.11. | 3 | 25.8429
17.11. | 4 | 25.8429
17.11. | 5 | 25.8429
17.11. | 6 | 25.8429
17.11. | 7 | 25.8429
17.11. | 8 | 25.8429
17.11. | 9 | 25.8429
17.11. | 10 | 25.8429
17.11. | 11 | 25.8429
17.11. | 12 | 25.8429
17.11. | 13 | 25.8429
17.11. | 14 | 25.8429
17.11. | 15 | 25.8429
17.11. | 16 | 25.8429
17.11. | 17 | 25.8429
17.11. | 18 | 25.8429
17.11. | 19 | 25.8429
17.11. | 20 | 25.8429
17.11. | 21 | 25.8429
17.11. | 22 | 25.8429
17.11. | 23 | 25.8429
17.11. | 24 | 25.8429
18.11. | 1 | 25.8429
18.11. | 2 | 25.8429
18.11. | 3 | 25.8429
18.11. | 4 | 25.8429
18.11. | 5 | 25.8429
18.11. | 6 | 25.8429
18.11. | 7 | 25.8429
18.11. | 8 | 25.8429
18.11. | 9 | 25.8429
18.11. | 10 | 25.8429
18.11. | 11 | 25.8429
18.11. | 12 | 25.8429
18.11. | 13 | 25.8429
18.11. | 14 | 25.8429
18.11. | 15 | 25.8429
18.11. | 16 | 25.8429
18.11. | 17 | 25.8429
18.11. | 18 | 25.8429
18.11. | 19 | 25.8429
18.11. | 20 | 25.8429
18.11. | 21 | 25.8429
18.11. | 22 | 25.8429
18.11. | 23 | 25.8429
18.11. | 24 | 25.8429
19.11. | 1 | 25.8429
19.11. | 2 | 25.8429
19.11. | 3 | 25.8429
19.11. | 4 | 25.8429
19.11. | 5 | 25.8429
19.11. | 6 | 25.8429
19.11. | 7 | 25.8429
19.11. | 8 | 25.8429
19.11. | 9 | 25.8429
19.11. | 10 | 25.8429
19.11. | 11 | 25.8429
19.11. | 12 | 25.8429
19.11. | 13 | 25.8429
19.11. | 14 | 25.8429
19.11. | 15 | 25.8429
19.11. | 16 | 25.8429
19.11. | 17 | 25.8429
19.11. | 18 | 25.8429
19.11. | 19 | 25.8429
19.11. | 20 | 25.8429
19.11. | 21 | 25.8429
19.11. | 22 | 25.8429
19.11. | 23 | 25.8429
19.11. | 24 | 25.8429
20.11. | 1 | 25.8429
20.11. | 2 | 25.8429
20.11. | 3 | 25.8429
20.11. | 4 | 25.8429
20.11. | 5 | 25.8429
20.11. | 6 | 25.8429
20.11. | 7 | 25.8429
20.11. | 8 | 25.8429
20.11. | 9 | 25.8429
20.11. | 10 | 25.8429
20.11. | 11 | 25.8429
20.11. | 12 | 25.8429
20.11. | 13 | 25.8429
20.11. | 14 | 25.8429
20.11. | 15 | 25.8429
20.11. | 16 | 25.8429
20.11. | 17 | 25.8429
20.11. | 18 | 25.8429
20.11. | 19 | 25.8429
20.11. | 20 | 25.8429
20.11. | 21 | 25.8429
20.11. | 22 | 25.8429
20.11. | 23 | 25.8429
20.11. | 24 | 25.8429
21.11. | 1 | 25.8429
21.11. | 2 | 25.8429
21.11. | 3 | 25.8429
21.11. | 4 | 25.8429
21.11. | 5 | 25.8429
21.11. | 6 | 25.8429
21.11. | 7 | 25.8429
21.11. | 8 | 25.8429
21.11. | 9 | 25.8429
21.11. | 10 | 25.8429
21.11. | 11 | 25.8429
21.11. | 12 | 25.8429
21.11. | 13 | 25.8429
21.11. | 14 | 25.8429
21.11. | 15 | 25.8429
21.11. | 16 | 25.8429
21.11. | 17 | 25.8429
21.11. | 18 | 25.8429
21.11. | 19 | 25.8429
21.11. | 20 | 25.8429
21.11. | 21 | 25.8429
21.11. | 22 | 25.8429
21.11. | 23 | 25.8429
21.11. | 24 | 25.8429
22.11. | 1 | 25.8429
22.11. | 2 | 25.8429
22.11. | 3 | 25.8429
22.11. | 4 | 25.8429
22.11. | 5 | 25.8429
22.11. | 6 | 25.8429
22.11. | 7 | 25.8429
22.11. | 8 | 25.8429
22.11. | 9 | 25.8429
22.11. | 10 | 25.8429
22.11. | 11 | 25.8429
22.11. | 12 | 25.8429
22.11. | 13 | 25.8429
22.11. | 14 | 25.8429
22.11. | 15 | 25.8429
22.11. | 16 | 25.8429
22.11. | 17 | 25.8429
22.11. | 18 | 25.8429
22.11. | 19 | 25.8429
22.11. | 20 | 25.8429
22.11. | 21 | 25.8429
22.11. | 22 | 25.8429
22.11. | 23 | 25.8429
22.11. | 24 | 25.8429
23.11. | 1 | 25.8429
23.11. | 2 | 25.8429
23.11. | 3 | 25.8429
23.11. | 4 | 25.8429
23.11. | 5 | 25.8429
23.11. | 6 | 25.8429
23.11. | 7 | 25.8429
23.11. | 8 | 25.8429
23.11. | 9 | 25.8429
23.11. | 10 | 25.8429
23.11. | 11 | 25.8429
23.11. | 12 | 25.8429
23.11. | 13 | 25.8429
23.11. | 14 | 25.8429
23.11. | 15 | 25.8429
23.11. | 16 | 25.8429
23.11. | 17 | 25.8429
23.11. | 18 | 25.8429
23.11. | 19 | 25.8429
23.11. | 20 | 25.8429
23.11. | 21 | 25.8429
23.11. | 22 | 25.8429
23.11. | 23 | 25.8429
23.11. | 24 | 25.8429
24.11. | 1 | 25.8429
24.11. | 2 | 25.8429
24.11. | 3 | 25.8429
24.11. | 4 | 25.8429
24.11. | 5 | 25.8429
24.11. | 6 | 25.8429
24.11. | 7 | 25.8429
24.11. | 8 | 25.8429
24.11. | 9 | 25.8429
24.11. | 10 | 25.8429
24.11. | 11 | 25.8429
24.11. | 12 | 25.8429
24.11. | 13 | 25.8429
24.11. | 14 | 25.8429
24.11. | 15 | 25.8429
24.11. | 16 | 25.8429
24.11. | 17 | 25.8429
24.11. | 18 | 25.8429
24.11. | 19 | 25.8429
24.11. | 20 | 25.8429
24.11. | 21 | 25.8429
24.11. | 22 | 25.8429
24.11. | 23 | 25.8429
24.11. | 24 | 25.8429
25.11. | 1 | 25.8429
25.11. | 2 | 25.8429
25.11. | 3 | 25.8429
25.11. | 4 | 25.8429
25.11. | 5 | 25.8429
25.11. | 6 | 25.8429
25.11. | 7 | 25.8429
25.11. | 8 | 25.8429
25.11. | 9 | 25.8429
25.11. | 10 | 25.8429
25.11. | 11 | 25.8429
25.11. | 12 | 25.8429
25.11. | 13 | 25.8429
25.11. | 14 | 25.8429
25.11. | 15 | 25.8429
25.11. | 16 | 25.8429
25.11. | 17 | 25.8429
25.11. | 18 | 25.8429
25.11. | 19 | 25.8429
25.11. | 20 | 25.8429
25.11. | 21 | 25.8429
25.11. | 22 | 25.8429
25.11. | 23 | 25.8429
25.11. | 24 | 25.8429
26.11. | 1 | 25.8429
26.11. | 2 | 25.8429
26.11. | 3 | 25.8429
26.11. | 4 | 25.8429
26.11. | 5 | 25.8429
26.11. | 6 | 25.8429
26.11. | 7 | 25.8429
26.11. | 8 | 25.8429
26.11. | 9 | 25.8429
26.11. | 10 | 25.8429
26.11. | 11 | 25.8429
26.11. | 12 | 25.8429
26.11. | 13 | 25.8429
26.11. | 14 | 25.8429
26.11. | 15 | 25.8429
26.11. | 16 | 25.8429
26.11. | 17 | 25.8429
26.11. | 18 | 25.8429
26.11. | 19 | 25.8429
26.11. | 20 | 25.8429
26.11. | 21 | 25.8429
26.11. | 22 | 25.8429
26.11. | 23 | 25.8429
26.11. | 24 | 25.8429
27.11. | 1 | 25.8429
27.11. | 2 | 25.8429
27.11. | 3 | 25.8429
27.11. | 4 | 25.8429
27.11. | 5 | 25.8429
27.11. | 6 | 25.8429
27.11. | 7 | 25.8429
27.11. | 8 | 25.8429
27.11. | 9 | 25.8429
27.11. | 10 | 25.8429
27.11. | 11 | 25.8429
27.11. | 12 | 25.8429
27.11. | 13 | 25.8429
27.11. | 14 | 25.8429
27.11. | 15 | 25.8429
27.11. | 16 | 25.8429
27.11. | 17 | 25.8429
27.11. | 18 | 25.8429
27.11. | 19 | 25.8429
27.11. | 20 | 25.8429
27.11. | 21 | 25.8429
27.11. | 22 | 25.8429
27.11. | 23 | 25.8429
27.11. | 24 | 25.8429
28.11. | 1 | 25.8429
28.11. | 2 | 25.8429
28.11. | 3 | 25.8429
28.11. | 4 | 25.8429
28.11. | 5 | 25.8429
28.11. | 6 | 25.8429
28.11. | 7 | 25.8429
28.11. | 8 | 25.8429
28.11. | 9 | 25.8429
28.11. | 10 | 25.8429
28.11. | 11 | 25.8429
28.11. | 12 | 25.8429
28.11. | 13 | 25.8429
28.11. | 14 | 25.8429
28.11. | 15 | 25.8429
28.11. | 16 | 25.8429
28.11. | 17 | 25.8429
28.11. | 18 | 25.8429
28.11. | 19 | 25.8429
28.11. | 20 | 25.8429
28.11. | 21 | 25.8429
28.11. | 22 | 25.8429
28.11. | 23 | 25.8429
28.11. | 24 | 25.8429
29.11. | 1 | 25.8429
29.11. | 2 | 25.8429
29.11. | 3 | 25.8429
29.11. | 4 | 25.8429
29.11. | 5 | 25.8429
29.11. | 6 | 25.8429
29.11. | 7 | 25.8429
29.11. | 8 | 25.8429
29.11. | 9 | 25.8429
29.11. | 10 | 25.8429
29.11. | 11 | 25.8429
29.11. | 12 | 25.8429
29.11. | 13 | 25.8429
29.11. | 14 | 25.8429
29.11. | 15 | 25.8429
29.11. | 16 | 25.8429
29.11. | 17 | 25.8429
29.11. | 18 | 25.8429
29.11. | 19 | 25.8429
29.11. | 20 | 25.8429
29.11. | 21 | 25.8429
29.11. | 22 | 25.8429
29.11. | 23 | 25.8429
29.11. | 24 | 25.8429
30.11. | 1 | 25.8429
30.11. | 2 | 25.8429
30.11. | 3 | 25.8429
30.11. | 4 | 25.8429
30.11. | 5 | 25.8429
30.11. | 6 | 25.8429
30.11. | 7 | 25.8429
30.11. | 8 | 25.8429
30.11. | 9 | 25.8429
30.11. | 10 | 25.8429
30.11. | 11 | 25.8429
30.11. | 12 | 25.8429
30.11. | 13 | 25.8429
30.11. | 14 | 25.8429
30.11. | 15 | 25.8429
30.11. | 16 | 25.8429
30.11. | 17 | 25.8429
30.11. | 18 | 25.8429
30.11. | 19 | 25.8429
30.11. | 20 | 25.8429
30.11. | 21 | 25.8429
30.11. | 22 | 25.8429
30.11. | 23 | 25.8429
30.11. | 24 | 25.8429
01.12. | 1 | 25.8429
01.12. | 2 | 25.8429
01.12. | 3 | 25.8429
01.12. | 4 | 25.8429
01.12. | 5 | 25.8429
01.12. | 6 | 25.8429
01.12. | 7 | 25.8429
01.12. | 8 | 25.8429
01.12. | 9 | 25.8429
01.12. | 10 | 25.8429
01.12. | 11 | 25.8429
01.12. | 12 | 25.8429
01.12. | 13 | 25.8429
01.12. | 14 | 25.8429
01.12. | 15 | 25.8429
01.12. | 16 | 25.8429
01.12. | 17 | 25.8429
01.12. | 18 | 25.8429
01.12. | 19 | 25.8429
01.12. | 20 | 25.8429
01.12. | 21 | 25.8429
01.12. | 22 | 25.8429
01.12. | 23 | 25.8429
01.12. | 24 | 25.8429
02.12. | 1 | 25.8429
02.12. | 2 | 25.8429
02.12. | 3 | 25.8429
02.12. | 4 | 25.8429
02.12. | 5 | 25.8429
02.12. | 6 | 25.8429
02.12. | 7 | 25.8429
02.12. | 8 | 25.8429
02.12. | 9 | 25.8429
02.12. | 10 | 25.8429
02.12. | 11 | 25.8429
02.12. | 12 | 25.8429
02.12. | 13 | 25.8429
02.12. | 14 | 25.8429
02.12. | 15 | 25.8429
02.12. | 16 | 25.8429
02.12. | 17 | 25.8429
02.12. | 18 | 25.8429
02.12. | 19 | 25.8429
02.12. | 20 | 25.8429
02.12. | 21 | 25.8429
02.12. | 22 | 25.8429
02.12. | 23 | 25.8429
02.12. | 24 | 25.8429
03.12. | 1 | 25.8429
03.12. | 2 | 25.8429
03.12. | 3 | 25.8429
03.12. | 4 | 25.8429
03.12. | 5 | 25.8429
03.12. | 6 | 25.8429
03.12. | 7 | 25.8429
03.12. | 8 | 25.8429
03.12. | 9 | 25.8429
03.12. | 10 | 25.8429
03.12. | 11 | 25.8429
03.12. | 12 | 25.8429
03.12. | 13 | 25.8429
03.12. | 14 | 25.8429
03.12. | 15 | 25.8429
03.12. | 16 | 25.8429
03.12. | 17 | 25.8429
03.12. | 18 | 25.8429
03.12. | 19 | 25.8429
03.12. | 20 | 25.8429
03.12. | 21 | 25.8429
03.12. | 22 | 25.8429
03.12. | 23 | 25.8429
03.12. | 24 | 25.8429
04.12. | 1 | 25.8429
04.12. | 2 | 25.8429
04.12. | 3 | 25.8429
04.12. | 4 | 25.8429
04.12. | 5 | 25.8429
04.12. | 6 | 25.8429
04.12. | 7 | 25.8429
04.12. | 8 | 25.8429
04.12. | 9 | 25.8429
04.12. | 10 | 25.8429
04.12. | 11 | 25.8429
04.12. | 12 | 25.8429
04.12. | 13 | 25.8429
04.12. | 14 | 25.8429
04.12. | 15 | 25.8429
04.12. | 16 | 25.8429
04.12. | 17 | 25.8429
04.12. | 18 | 25.8429
04.12. | 19 | 25.8429
04.12. | 20 | 25.8429
04.12. | 21 | 25.8429
04.12. | 22 | 25.8429
04.12. | 23 | 25.8429
04.12. | 24 | 25.8429
05.12. | 1 | 25.8429
05.12. | 2 | 25.8429
05.12. | 3 | 25.8429
05.12. | 4 | 25.8429
05.12. | 5 | 25.8429
05.12. | 6 | 25.8429
05.12. | 7 | 25.8429
05.12. | 8 | 25.8429
05.12. | 9 | 25.8429
05.12. | 10 | 25.8429
05.12. | 11 | 25.8429
05.12. | 12 | 25.8429
05.12. | 13 | 25.8429
05.12. | 14 | 25.8429
05.12. | 15 | 25.8429
05.12. | 16 | 25.8429
05.12. | 17 | 25.8429
05.12. | 18 | 25.8429
05.12. | 19 | 25.8429
05.12. | 20 | 25.8429
05.12. | 21 | 25.8429
05.12. | 22 | 25.8429
05.12. | 23 | 25.8429
05.12. | 24 | 25.8429
06.12. | 1 | 25.8429
06.12. | 2 | 25.8429
06.12. | 3 | 25.8429
06.12. | 4 | 25.8429
06.12. | 5 | 25.8429
06.12. | 6 | 25.8429
06.12. | 7 | 25.8429
06.12. | 8 | 25.8429
06.12. | 9 | 25.8429
06.12. | 10 | 25.8429
06.12. | 11 | 25.8429
06.12. | 12 | 25.8429
06.12. | 13 | 25.8429
06.12. | 14 | 25.8429
06.12. | 15 | 25.8429
06.12. | 16 | 25.8429
06.12. | 17 | 25.8429
06.12. | 18 | 25.8429
06.12. | 19 | 25.8429
06.12. | 20 | 25.8429
06.12. | 21 | 25.8429
06.12. | 22 | 25.8429
06.12. | 23 | 25.8429
06.12. | 24 | 25.8429
07.12. | 1 | 25.8429
07.12. | 2 | 25.8429
07.12. | 3 | 25.8429
07.12. | 4 | 25.8429
07.12. | 5 | 25.8429
07.12. | 6 | 25.8429
07.12. | 7 | 25.8429
07.12. | 8 | 25.8429
07.12. | 9 | 25.8429
07.12. | 10 | 25.8429
07.12. | 11 | 25.8429
07.12. | 12 | 25.8429
07.12. | 13 | 25.8429
07.12. | 14 | 25.8429
07.12. | 15 | 25.8429
07.12. | 16 | 25.8429
07.12. | 17 | 25.8429
07.12. | 18 | 25.8429
07.12. | 19 | 25.8429
07.12. | 20 | 25.8429
07.12. | 21 | 25.8429
07.12. | 22 | 25.8429
07.12. | 23 | 25.8429
07.12. | 24 | 25.8429
08.12. | 1 | 25.8429
08.12. | 2 | 25.8429
08.12. | 3 | 25.8429
08.12. | 4 | 25.8429
08.12. | 5 | 25.8429
08.12. | 6 | 25.8429
08.12. | 7 | 25.8429
08.12. | 8 | 25.8429
08.12. | 9 | 25.8429
08.12. | 10 | 25.8429
08.12. | 11 | 25.8429
08.12. | 12 | 25.8429
08.12. | 13 | 25.8429
08.12. | 14 | 25.8429
08.12. | 15 | 25.8429
08.12. | 16 | 25.8429
08.12. | 17 | 25.8429
08.12. | 18 | 25.8429
08.12. | 19 | 25.8429
08.12. | 20 | 25.8429
08.12. | 21 | 25.8429
08.12. | 22 | 25.8429
08.12. | 23 | 25.8429
08.12. | 24 | 25.8429
09.12. | 1 | 25.8429
09.12. | 2 | 25.8429
09.12. | 3 | 25.8429
09.12. | 4 | 25.8429
09.12. | 5 | 25.8429
09.12. | 6 | 25.8429
09.12. | 7 | 25.8429
09.12. | 8 | 25.8429
09.12. | 9 | 25.8429
09.12. | 10 | 25.8429
09.12. | 11 | 25.8429
09.12. | 12 | 25.8429
09.12. | 13 | 25.8429
09.12. | 14 | 25.8429
09.12. | 15 | 25.8429
09.12. | 16 | 25.8429
09.12. | 17 | 25.8429
09.12. | 18 | 25.8429
09.12. | 19 | 25.8429
09.12. | 20 | 25.8429
09.12. | 21 | 25.8429
09.12. | 22 | 25.8429
09.12. | 23 | 25.8429
09.12. | 24 | 25.8429
10.12. | 1 | 25.8429
10.12. | 2 | 25.8429
10.12. | 3 | 25.8429
10.12. | 4 | 25.8429
10.12. | 5 | 25.8429
10.12. | 6 | 25.8429
10.12. | 7 | 25.8429
10.12. | 8 | 25.8429
10.12. | 9 | 25.8429
10.12. | 10 | 25.8429
10.12. | 11 | 25.8429
10.12. | 12 | 25.8429
10.12. | 13 | 25.8429
10.12. | 14 | 25.8429
10.12. | 15 | 25.8429
10.12. | 16 | 25.8429
10.12. | 17 | 25.8429
10.12. | 18 | 25.8429
10.12. | 19 | 25.8429
10.12. | 20 | 25.8429
10.12. | 21 | 25.8429
10.12. | 22 | 25.8429
10.12. | 23 | 25.8429
10.12. | 24 | 25.8429
11.12. | 1 | 25.8429
11.12. | 2 | 25.8429
11.12. | 3 | 25.8429
11.12. | 4 | 25.8429
11.12. | 5 | 25.8429
11.12. | 6 | 25.8429
11.12. | 7 | 25.8429
11.12. | 8 | 25.8429
11.12. | 9 | 25.8429
11.12. | 10 | 25.8429
11.12. | 11 | 25.8429
11.12. | 12 | 25.8429
11.12. | 13 | 25.8429
11.12. | 14 | 25.8429
11.12. | 15 | 25.8429
11.12. | 16 | 25.8429
11.12. | 17 | 25.8429
11.12. | 18 | 25.8429
11.12. | 19 | 25.8429
11.12. | 20 | 25.8429
11.12. | 21 | 25.8429
11.12. | 22 | 25.8429
11.12. | 23 | 25.8429
11.12. | 24 | 25.8429
12.12. | 1 | 25.8429
12.12. | 2 | 25.8429
12.12. | 3 | 25.8429
12.12. | 4 | 25.8429
12.12. | 5 | 25.8429
12.12. | 6 | 25.8429
12.12. | 7 | 25.8429
12.12. | 8 | 25.8429
12.12. | 9 | 25.8429
12.12. | 10 | 25.8429
12.12. | 11 | 25.8429
12.12. | 12 | 25.8429
12.12. | 13 | 25.8429
12.12. | 14 | 25.8429
12.12. | 15 | 25.8429
12.12. | 16 | 25.8429
12.12. | 17 | 25.8429
12.12. | 18 | 25.8429
12.12. | 19 | 25.8429
12.12. | 20 | 25.8429
12.12. | 21 | 25.8429
12.12. | 22 | 25.8429
12.12. | 23 | 25.8429
12.12. | 24 | 25.8429
13.12. | 1 | 25.8429
13.12. | 2 | 25.8429
13.12. | 3 | 25.8429
13.12. | 4 | 25.8429
13.12. | 5 | 25.8429
13.12. | 6 | 25.8429
13.12. | 7 | 25.8429
13.12. | 8 | 25.8429
13.12. | 9 | 25.8429
13.12. | 10 | 25.8429
13.12. | 11 | 25.8429
13.12. | 12 | 25.8429
13.12. | 13 | 25.8429
13.12. | 14 | 25.8429
13.12. | 15 | 25.8429
13.12. | 16 | 25.8429
13.12. | 17 | 25.8429
13.12. | 18 | 25.8429
13.12. | 19 | 25.8429
13.12. | 20 | 25.8429
13.12. | 21 | 25.8429
13.12. | 22 | 25.8429
13.12. | 23 | 25.8429
13.12. | 24 | 25.8429
14.12. | 1 | 25.8429
14.12. | 2 | 25.8429
14.12. | 3 | 25.8429
14.12. | 4 | 25.8429
14.12. | 5 | 25.8429
14.12. | 6 | 25.8429
14.12. | 7 | 25.8429
14.12. | 8 | 25.8429
14.12. | 9 | 25.8429
14.12. | 10 | 25.8429
14.12. | 11 | 25.8429
14.12. | 12 | 25.8429
14.12. | 13 | 25.8429
14.12. | 14 | 25.8429
14.12. | 15 | 25.8429
14.12. | 16 | 25.8429
14.12. | 17 | 25.8429
14.12. | 18 | 25.8429
14.12. | 19 | 25.8429
14.12. | 20 | 25.8429
14.12. | 21 | 25.8429
14.12. | 22 | 25.8429
14.12. | 23 | 25.8429
14.12. | 24 | 25.8429
15.12. | 1 | 25.8429
15.12. | 2 | 25.8429
15.12. | 3 | 25.8429
15.12. | 4 | 25.8429
15.12. | 5 | 25.8429
15.12. | 6 | 25.8429
15.12. | 7 | 25.8429
15.12. | 8 | 25.8429
15.12. | 9 | 25.8429
15.12. | 10 | 25.8429
15.12. | 11 | 25.8429
15.12. | 12 | 25.8429
15.12. | 13 | 25.8429
15.12. | 14 | 25.8429
15.12. | 15 | 25.8429
15.12. | 16 | 25.8429
15.12. | 17 | 25.8429
15.12. | 18 | 25.8429
15.12. | 19 | 25.8429
15.12. | 20 | 25.8429
15.12. | 21 | 25.8429
15.12. | 22 | 25.8429
15.12. | 23 | 25.8429
15.12. | 24 | 25.8429
16.12. | 1 | 25.8429
16.12. | 2 | 25.8429
16.12. | 3 | 25.8429
16.12. | 4 | 25.8429
16.12. | 5 | 25.8429
16.12. | 6 | 25.8429
16.12. | 7 | 25.8429
16.12. | 8 | 25.8429
16.12. | 9 | 25.8429
16.12. | 10 | 25.8429
16.12. | 11 | 25.8429
16.12. | 12 | 25.8429
16.12. | 13 | 25.8429
16.12. | 14 | 25.8429
16.12. | 15 | 25.8429
16.12. | 16 | 25.8429
16.12. | 17 | 25.8429
16.12. | 18 | 25.8429
16.12. | 19 | 25.8429
16.12. | 20 | 25.8429
16.12. | 21 | 25.8429
16.12. | 22 | 25.8429
16.12. | 23 | 25.8429
16.12. | 24 | 25.8429
17.12. | 1 | 25.8429
17.12. | 2 | 25.8429
17.12. | 3 | 25.8429
17.12. | 4 | 25.8429
17.12. | 5 | 25.8429
17.12. | 6 | 25.8429
17.12. | 7 | 25.8429
17.12. | 8 | 25.8429
17.12. | 9 | 25.8429
17.12. | 10 | 25.8429
17.12. | 11 | 25.8429
17.12. | 12 | 25.8429
17.12. | 13 | 25.8429
17.12. | 14 | 25.8429
17.12. | 15 | 25.8429
17.12. | 16 | 25.8429
17.12. | 17 | 25.8429
17.12. | 18 | 25.8429
17.12. | 19 | 25.8429
17.12. | 20 | 25.8429
17.12. | 21 | 25.8429
17.12. | 22 | 25.8429
17.12. | 23 | 25.8429
17.12. | 24 | 25.8429
18.12. | 1 | 25.8429
18.12. | 2 | 25.8429
18.12. | 3 | 25.8429
18.12. | 4 | 25.8429
18.12. | 5 | 25.8429
18.12. | 6 | 25.8429
18.12. | 7 | 25.8429
18.12. | 8 | 25.8429
18.12. | 9 | 25.8429
18.12. | 10 | 25.8429
18.12. | 11 | 25.8429
18.12. | 12 | 25.8429
18.12. | 13 | 25.8429
18.12. | 14 | 25.8429
18.12. | 15 | 25.8429
18.12. | 16 | 25.8429
18.12. | 17 | 25.8429
18.12. | 18 | 25.8429
18.12. | 19 | 25.8429
18.12. | 20 | 25.8429
18.12. | 21 | 25.8429
18.12. | 22 | 25.8429
18.12. | 23 | 25.8429
18.12. | 24 | 25.8429
19.12. | 1 | 25.8429
19.12. | 2 | 25.8429
19.12. | 3 | 25.8429
19.12. | 4 | 25.8429
19.12. | 5 | 25.8429
19.12. | 6 | 25.8429
19.12. | 7 | 25.8429
19.12. | 8 | 25.8429
19.12. | 9 | 25.8429
19.12. | 10 | 25.8429
19.12. | 11 | 25.8429
19.12. | 12 | 25.8429
19.12. | 13 | 25.8429
19.12. | 14 | 25.8429
19.12. | 15 | 25.8429
19.12. | 16 | 25.8429
19.12. | 17 | 25.8429
19.12. | 18 | 25.8429
19.12. | 19 | 25.8429
19.12. | 20 | 25.8429
19.12. | 21 | 25.8429
19.12. | 22 | 25.8429
19.12. | 23 | 25.8429
19.12. | 24 | 25.8429
20.12. | 1 | 25.8429
20.12. | 2 | 25.8429
20.12. | 3 | 25.8429
20.12. | 4 | 25.8429
20.12. | 5 | 25.8429
20.12. | 6 | 25.8429
20.12. | 7 | 25.8429
20.12. | 8 | 25.8429
20.12. | 9 | 25.8429
20.12. | 10 | 25.8429
20.12. | 11 | 25.8429
20.12. | 12 | 25.8429
20.12. | 13 | 25.8429
20.12. | 14 | 25.8429
20.12. | 15 | 25.8429
20.12. | 16 | 25.8429
20.12. | 17 | 25.8429
20.12. | 18 | 25.8429
20.12. | 19 | 25.8429
20.12. | 20 | 25.8429
20.12. | 21 | 25.8429
20.12. | 22 | 25.8429
20.12. | 23 | 25.8429
20.12. | 24 | 25.8429
21.12. | 1 | 25.8429
21.12. | 2 | 25.8429
21.12. | 3 | 25.8429
21.12. | 4 | 25.8429
21.12. | 5 | 25.8429
21.12. | 6 | 25.8429
21.12. | 7 | 25.8429
21.12. | 8 | 25.8429
21.12. | 9 | 25.8429
21.12. | 10 | 25.8429
21.12. | 11 | 25.8429
21.12. | 12 | 25.8429
21.12. | 13 | 25.8429
21.12. | 14 | 25.8429
21.12. | 15 | 25.8429
21.12. | 16 | 25.8429
21.12. | 17 | 25.8429
21.12. | 18 | 25.8429
21.12. | 19 | 25.8429
21.12. | 20 | 25.8429
21.12. | 21 | 25.8429
21.12. | 22 | 25.8429
21.12. | 23 | 25.8429
21.12. | 24 | 25.8429
22.12. | 1 | 25.8429
22.12. | 2 | 25.8429
22.12. | 3 | 25.8429
22.12. | 4 | 25.8429
22.12. | 5 | 25.8429
22.12. | 6 | 25.8429
22.12. | 7 | 25.8429
22.12. | 8 | 25.8429
22.12. | 9 | 25.8429
22.12. | 10 | 25.8429
22.12. | 11 | 25.8429
22.12. | 12 | 25.8429
22.12. | 13 | 25.8429
22.12. | 14 | 25.8429
22.12. | 15 | 25.8429
22.12. | 16 | 25.8429
22.12. | 17 | 25.8429
22.12. | 18 | 25.8429
22.12. | 19 | 25.8429
22.12. | 20 | 25.8429
22.12. | 21 | 25.8429
22.12. | 22 | 25.8429
22.12. | 23 | 25.8429
22.12. | 24 | 25.8429
23.12. | 1 | 25.8429
23.12. | 2 | 25.8429
23.12. | 3 | 25.8429
23.12. | 4 | 25.8429
23.12. | 5 | 25.8429
23.12. | 6 | 25.8429
23.12. | 7 | 25.8429
23.12. | 8 | 25.8429
23.12. | 9 | 25.8429
23.12. | 10 | 25.8429
23.12. | 11 | 25.8429
23.12. | 12 | 25.8429
23.12. | 13 | 25.8429
23.12. | 14 | 25.8429
23.12. | 15 | 25.8429
23.12. | 16 | 25.8429
23.12. | 17 | 25.8429
23.12. | 18 | 25.8429
23.12. | 19 | 25.8429
23.12. | 20 | 25.8429
23.12. | 21 | 25.8429
23.12. | 22 | 25.8429
23.12. | 23 | 25.8429
23.12. | 24 | 25.8429
24.12. | 1 | 25.8429
24.12. | 2 | 25.8429
24.12. | 3 | 25.8429
24.12. | 4 | 25.8429
24.12. | 5 | 25.8429
24.12. | 6 | 25.8429
24.12. | 7 | 25.8429
24.12. | 8 | 25.8429
24.12. | 9 | 25.8429
24.12. | 10 | 25.8429
24.12. | 11 | 25.8429
24.12. | 12 | 25.8429
24.12. | 13 | 25.8429
24.12. | 14 | 25.8429
24.12. | 15 | 25.8429
24.12. | 16 | 25.8429
24.12. | 17 | 25.8429
24.12. | 18 | 25.8429
24.12. | 19 | 25.8429
24.12. | 20 | 25.8429
24.12. | 21 | 25.8429
24.12. | 22 | 25.8429
24.12. | 23 | 25.8429
24.12. | 24 | 25.8429
25.12. | 1 | 25.8429
25.12. | 2 | 25.8429
25.12. | 3 | 25.8429
25.12. | 4 | 25.8429
25.12. | 5 | 25.8429
25.12. | 6 | 25.8429
25.12. | 7 | 25.8429
25.12. | 8 | 25.8429
25.12. | 9 | 25.8429
25.12. | 10 | 25.8429
25.12. | 11 | 25.8429
25.12. | 12 | 25.8429
25.12. | 13 | 25.8429
25.12. | 14 | 25.8429
25.12. | 15 | 25.8429
25.12. | 16 | 25.8429
25.12. | 17 | 25.8429
25.12. | 18 | 25.8429
25.12. | 19 | 25.8429
25.12. | 20 | 25.8429
25.12. | 21 | 25.8429
25.12. | 22 | 25.8429
25.12. | 23 | 25.8429
25.12. | 24 | 25.8429
26.12. | 1 | 25.8429
26.12. | 2 | 25.8429
26.12. | 3 | 25.8429
26.12. | 4 | 25.8429
26.12. | 5 | 25.8429
26.12. | 6 | 25.8429
26.12. | 7 | 25.8429
26.12. | 8 | 25.8429
26.12. | 9 | 25.8429
26.12. | 10 | 25.8429
26.12. | 11 | 25.8429
26.12. | 12 | 25.8429
26.12. | 13 | 25.8429
26.12. | 14 | 25.8429
26.12. | 15 | 25.8429
26.12. | 16 | 25.8429
26.12. | 17 | 25.8429
26.12. | 18 | 25.8429
26.12. | 19 | 25.8429
26.12. | 20 | 25.8429
26.12. | 21 | 25.8429
26.12. | 22 | 25.8429
26.12. | 23 | 25.8429
26.12. | 24 | 25.8429
27.12. | 1 | 25.8429
27.12. | 2 | 25.8429
27.12. | 3 | 25.8429
27.12. | 4 | 25.8429
27.12. | 5 | 25.8429
27.12. | 6 | 25.8429
27.12. | 7 | 25.8429
27.12. | 8 | 25.8429
27.12. | 9 | 25.8429
27.12. | 10 | 25.8429
27.12. | 11 | 25.8429
27.12. | 12 | 25.8429
27.12. | 13 | 25.8429
27.12. | 14 | 25.8429
27.12. | 15 | 25.8429
27.12. | 16 | 25.8429
27.12. | 17 | 25.8429
27.12. | 18 | 25.8429
27.12. | 19 | 25.8429
27.12. | 20 | 25.8429
27.12. | 21 | 25.8429
27.12. | 22 | 25.8429
27.12. | 23 | 25.8429
27.12. | 24 | 25.8429
28.12. | 1 | 25.8429
28.12. | 2 | 25.8429
28.12. | 3 | 25.8429
28.12. | 4 | 25.8429
28.12. | 5 | 25.8429
28.12. | 6 | 25.8429
28.12. | 7 | 25.8429
28.12. | 8 | 25.8429
28.12. | 9 | 25.8429
28.12. | 10 | 25.8429
28.12. | 11 | 25.8429
28.12. | 12 | 25.8429
28.12. | 13 | 25.8429
28.12. | 14 | 25.8429
28.12. | 15 | 25.8429
28.12. | 16 | 25.8429
28.12. | 17 | 25.8429
28.12. | 18 | 25.8429
28.12. | 19 | 25.8429
28.12. | 20 | 25.8429
28.12. | 21 | 25.8429
28.12. | 22 | 25.8429
28.12. | 23 | 25.8429
28.12. | 24 | 25.8429
29.12. | 1 | 25.8429
29.12. | 2 | 25.8429
29.12. | 3 | 25.8429
29.12. | 4 | 25.8429
29.12. | 5 | 25.8429
29.12. | 6 | 25.8429
29.12. | 7 | 25.8429
29.12. | 8 | 25.8429
29.12. | 9 | 25.8429
29.12. | 10 | 25.8429
29.12. | 11 | 25.8429
29.12. | 12 | 25.8429
29.12. | 13 | 25.8429
29.12. | 14 | 25.8429
29.12. | 15 | 25.8429
29.12. | 16 | 25.8429
29.12. | 17 | 25.8429
29.12. | 18 | 25.8429
29.12. | 19 | 25.8429
29.12. | 20 | 25.8429
29.12. | 21 | 25.8429
29.12. | 22 | 25.8429
29.12. | 23 | 25.8429
29.12. | 24 | 25.8429
30.12. | 1 | 25.8429
30.12. | 2 | 25.8429
30.12. | 3 | 25.8429
30.12. | 4 | 25.8429
30.12. | 5 | 25.8429
30.12. | 6 | 25.8429
30.12. | 7 | 25.8429
30.12. | 8 | 25.8429
30.12. | 9 | 25.8429
30.12. | 10 | 25.8429
30.12. | 11 | 25.8429
30.12. | 12 | 25.8429
30.12. | 13 | 25.8429
30.12. | 14 | 25.8429
30.12. | 15 | 25.8429
30.12. | 16 | 25.8429
30.12. | 17 | 25.8429
30.12. | 18 | 25.8429
30.12. | 19 | 25.8429
30.12. | 20 | 25.8429
30.12. | 21 | 25.8429
30.12. | 22 | 25.8429
30.12. | 23 | 25.8429
30.12. | 24 | 25.8429
31.12. | 1 | 25.8429
31.12. | 2 | 25.8429
31.12. | 3 | 25.8429
31.12. | 4 | 25.8429
31.12. | 5 | 25.8429
31.12. | 6 | 25.8429
31.12. | 7 | 25.8429
31.12. | 8 | 25.8429
31.12. | 9 | 25.8429
31.12. | 10 | 25.8429
31.12. | 11 | 25.8429
31.12. | 12 | 25.8429
31.12. | 13 | 25.8429
31.12. | 14 | 25.8429
31.12. | 15 | 25.8429
31.12. | 16 | 25.8429
31.12. | 17 | 25.8429
31.12. | 18 | 25.8429
31.12. | 19 | 25.8429
31.12. | 20 | 25.8429
31.12. | 21 | 25.8429
31.12. | 22 | 25.8429
31.12. | 23 | 25.8429
31.12. | 24 | 25.8429

## Exchanges
ENTSO-E Market Modelling Database: Exchanges with non-ENTSO-E countries
Country:
Market Node: | ITCA
Year:
Climate year |  |  | N.B. use convention first January always Monday (2007 calendar year) --> see guidelines for further details
Scenario
name of the non-ENTSOE country: | ITSI
average import capacity from non-ENTSO-E country (MW) (optional): | 0
average export capacity to non-ENTSO-E country (MW) (optional): | 371.6846
name of the non-ENTSOE country:
average import capacity from non-ENTSO-E country (MW) (optional):
average export capacity to non-ENTSO-E country (MW) (optional):
name of the non-ENTSOE country:
average import capacity from non-ENTSO-E country (MW) (optional):
average export capacity to non-ENTSO-E country (MW) (optional):
name of the non-ENTSOE country:
average import capacity from non-ENTSO-E country (MW) (optional):
average export capacity to non-ENTSO-E country (MW) (optional):
name of the non-ENTSOE country:
average import capacity from non-ENTSO-E country (MW) (optional):
average export capacity to non-ENTSO-E country (MW) (optional):
Date | Hour | Total exchanges with all non ENTSO-E countries (MW) (>0 for import)
01.01. | 1 | 392.24
01.01. | 2 | 365.61
01.01. | 3 | 347.53
01.01. | 4 | 395.34
01.01. | 5 | 522.13
01.01. | 6 | 600
01.01. | 7 | 565.04
01.01. | 8 | 407.43
01.01. | 9 | 186.77
01.01. | 10 | 246.1
01.01. | 11 | 218.54
01.01. | 12 | 237.23
01.01. | 13 | 282.95
01.01. | 14 | -332.27
01.01. | 15 | 140.36
01.01. | 16 | 600
01.01. | 17 | 600
01.01. | 18 | 600
01.01. | 19 | 600
01.01. | 20 | 600
01.01. | 21 | 600
01.01. | 22 | 600
01.01. | 23 | -295.19
01.01. | 24 | -423.24
02.01. | 1 | -600
02.01. | 2 | -600
02.01. | 3 | -600
02.01. | 4 | -600
02.01. | 5 | -600
02.01. | 6 | -486.18
02.01. | 7 | -219.56
02.01. | 8 | -163.68
02.01. | 9 | -600
02.01. | 10 | -368.59
02.01. | 11 | -600
02.01. | 12 | -600
02.01. | 13 | -600
02.01. | 14 | -417.24
02.01. | 15 | -273.46
02.01. | 16 | 23.77
02.01. | 17 | 514.26
02.01. | 18 | 600
02.01. | 19 | 600
02.01. | 20 | 600
02.01. | 21 | 600
02.01. | 22 | -83.32
02.01. | 23 | -357.74
02.01. | 24 | -600
03.01. | 1 | -600
03.01. | 2 | -600
03.01. | 3 | -600
03.01. | 4 | -600
03.01. | 5 | -600
03.01. | 6 | -600
03.01. | 7 | -600
03.01. | 8 | -600
03.01. | 9 | -600
03.01. | 10 | -600
03.01. | 11 | -600
03.01. | 12 | -600
03.01. | 13 | -600
03.01. | 14 | -600
03.01. | 15 | -600
03.01. | 16 | -570.45
03.01. | 17 | 8.48
03.01. | 18 | 310.19
03.01. | 19 | 600
03.01. | 20 | 600
03.01. | 21 | 600
03.01. | 22 | 278.14
03.01. | 23 | -368.52
03.01. | 24 | -600
04.01. | 1 | -600
04.01. | 2 | -600
04.01. | 3 | -600
04.01. | 4 | -600
04.01. | 5 | -600
04.01. | 6 | -530.7
04.01. | 7 | -432.19
04.01. | 8 | -471.32
04.01. | 9 | -600
04.01. | 10 | 123.3
04.01. | 11 | 81.92
04.01. | 12 | -18.37
04.01. | 13 | 21.97
04.01. | 14 | -436.6
04.01. | 15 | -171.61
04.01. | 16 | -193.1
04.01. | 17 | 279.08
04.01. | 18 | 600
04.01. | 19 | 600
04.01. | 20 | 600
04.01. | 21 | 600
04.01. | 22 | 270.95
04.01. | 23 | -600
04.01. | 24 | -600
05.01. | 1 | -600
05.01. | 2 | -600
05.01. | 3 | -600
05.01. | 4 | -600
05.01. | 5 | -600
05.01. | 6 | -600
05.01. | 7 | -490.78
05.01. | 8 | -431.25
05.01. | 9 | -594.44
05.01. | 10 | -600
05.01. | 11 | -600
05.01. | 12 | -600
05.01. | 13 | -600
05.01. | 14 | -600
05.01. | 15 | -600
05.01. | 16 | -413.54
05.01. | 17 | 37.77
05.01. | 18 | 329.45
05.01. | 19 | 600
05.01. | 20 | 600
05.01. | 21 | 600
05.01. | 22 | 507.51
05.01. | 23 | -600
05.01. | 24 | -600
06.01. | 1 | -600
06.01. | 2 | -600
06.01. | 3 | -600
06.01. | 4 | -600
06.01. | 5 | -600
06.01. | 6 | -600
06.01. | 7 | -550.32
06.01. | 8 | -600
06.01. | 9 | -600
06.01. | 10 | -600
06.01. | 11 | -600
06.01. | 12 | -600
06.01. | 13 | -600
06.01. | 14 | -600
06.01. | 15 | -600
06.01. | 16 | -378.01
06.01. | 17 | 237.98
06.01. | 18 | 600
06.01. | 19 | 600
06.01. | 20 | 600
06.01. | 21 | 600
06.01. | 22 | 600
06.01. | 23 | -600
06.01. | 24 | -600
07.01. | 1 | -600
07.01. | 2 | -600
07.01. | 3 | -600
07.01. | 4 | -600
07.01. | 5 | -561.96
07.01. | 6 | -479.13
07.01. | 7 | -567.2
07.01. | 8 | -600
07.01. | 9 | -600
07.01. | 10 | -600
07.01. | 11 | -600
07.01. | 12 | -600
07.01. | 13 | -567.95
07.01. | 14 | -600
07.01. | 15 | -600
07.01. | 16 | -381.51
07.01. | 17 | 341.7
07.01. | 18 | 600
07.01. | 19 | 600
07.01. | 20 | 600
07.01. | 21 | 600
07.01. | 22 | 600
07.01. | 23 | -519.35
07.01. | 24 | -600
08.01. | 1 | -600
08.01. | 2 | -600
08.01. | 3 | -600
08.01. | 4 | -600
08.01. | 5 | -600
08.01. | 6 | -474.49
08.01. | 7 | -422.35
08.01. | 8 | -575.42
08.01. | 9 | -600
08.01. | 10 | -600
08.01. | 11 | -600
08.01. | 12 | -600
08.01. | 13 | -600
08.01. | 14 | -600
08.01. | 15 | -533.45
08.01. | 16 | 264.05
08.01. | 17 | 600
08.01. | 18 | 600
08.01. | 19 | 600
08.01. | 20 | 600
08.01. | 21 | 600
08.01. | 22 | 600
08.01. | 23 | -155.1
08.01. | 24 | -280.11
09.01. | 1 | -336.14
09.01. | 2 | -368.66
09.01. | 3 | -361.15
09.01. | 4 | -307.85
09.01. | 5 | -175.93
09.01. | 6 | 78.12
09.01. | 7 | 246.49
09.01. | 8 | 308.16
09.01. | 9 | 116.98
09.01. | 10 | 88.58
09.01. | 11 | 56.81
09.01. | 12 | -23.49
09.01. | 13 | -66.11
09.01. | 14 | -9.63
09.01. | 15 | 261.01
09.01. | 16 | 131.2
09.01. | 17 | 600
09.01. | 18 | 600
09.01. | 19 | 600
09.01. | 20 | 600
09.01. | 21 | 600
09.01. | 22 | 600
09.01. | 23 | -293.43
09.01. | 24 | -600
10.01. | 1 | -600
10.01. | 2 | -600
10.01. | 3 | -600
10.01. | 4 | -600
10.01. | 5 | -600
10.01. | 6 | -600
10.01. | 7 | -600
10.01. | 8 | -600
10.01. | 9 | -600
10.01. | 10 | -600
10.01. | 11 | -600
10.01. | 12 | -600
10.01. | 13 | -600
10.01. | 14 | -600
10.01. | 15 | -600
10.01. | 16 | -299.19
10.01. | 17 | 239.67
10.01. | 18 | 458.45
10.01. | 19 | 600
10.01. | 20 | 600
10.01. | 21 | 600
10.01. | 22 | 600
10.01. | 23 | 600
10.01. | 24 | -548.7
11.01. | 1 | -600
11.01. | 2 | -600
11.01. | 3 | -600
11.01. | 4 | -600
11.01. | 5 | -600
11.01. | 6 | -600
11.01. | 7 | -600
11.01. | 8 | -289.88
11.01. | 9 | -433.64
11.01. | 10 | -445.22
11.01. | 11 | -600
11.01. | 12 | -600
11.01. | 13 | -600
11.01. | 14 | -600
11.01. | 15 | -412.13
11.01. | 16 | -246.57
11.01. | 17 | 291.73
11.01. | 18 | 420.43
11.01. | 19 | 600
11.01. | 20 | 600
11.01. | 21 | 600
11.01. | 22 | 600
11.01. | 23 | -23.82
11.01. | 24 | -600
12.01. | 1 | -600
12.01. | 2 | -600
12.01. | 3 | -577.57
12.01. | 4 | -464.85
12.01. | 5 | -341.54
12.01. | 6 | -88.37
12.01. | 7 | 128.56
12.01. | 8 | 290.89
12.01. | 9 | 187.27
12.01. | 10 | 541.39
12.01. | 11 | 600
12.01. | 12 | 600
12.01. | 13 | 600
12.01. | 14 | 600
12.01. | 15 | 600
12.01. | 16 | 600
12.01. | 17 | 600
12.01. | 18 | 600
12.01. | 19 | 600
12.01. | 20 | 600
12.01. | 21 | 600
12.01. | 22 | 600
12.01. | 23 | 600
12.01. | 24 | 600
13.01. | 1 | 600
13.01. | 2 | 600
13.01. | 3 | 600
13.01. | 4 | 600
13.01. | 5 | 600
13.01. | 6 | 600
13.01. | 7 | 600
13.01. | 8 | 600
13.01. | 9 | 600
13.01. | 10 | 600
13.01. | 11 | 600
13.01. | 12 | 600
13.01. | 13 | 600
13.01. | 14 | 600
13.01. | 15 | 600
13.01. | 16 | 600
13.01. | 17 | 600
13.01. | 18 | 600
13.01. | 19 | 600
13.01. | 20 | 600
13.01. | 21 | 600
13.01. | 22 | 600
13.01. | 23 | 600
13.01. | 24 | 600
14.01. | 1 | 600
14.01. | 2 | 600
14.01. | 3 | 600
14.01. | 4 | 600
14.01. | 5 | 600
14.01. | 6 | 600
14.01. | 7 | 600
14.01. | 8 | 600
14.01. | 9 | 600
14.01. | 10 | 600
14.01. | 11 | 600
14.01. | 12 | 600
14.01. | 13 | 600
14.01. | 14 | 600
14.01. | 15 | 600
14.01. | 16 | 600
14.01. | 17 | 464.04
14.01. | 18 | 600
14.01. | 19 | 600
14.01. | 20 | 600
14.01. | 21 | 600
14.01. | 22 | 600
14.01. | 23 | -9.72
14.01. | 24 | -600
15.01. | 1 | -600
15.01. | 2 | -600
15.01. | 3 | -600
15.01. | 4 | -600
15.01. | 5 | -600
15.01. | 6 | -600
15.01. | 7 | 362.94
15.01. | 8 | 205.53
15.01. | 9 | -65.52
15.01. | 10 | -443.04
15.01. | 11 | -600
15.01. | 12 | -600
15.01. | 13 | -600
15.01. | 14 | -571.85
15.01. | 15 | -274.05
15.01. | 16 | 47.5
15.01. | 17 | 593.47
15.01. | 18 | 600
15.01. | 19 | 600
15.01. | 20 | 600
15.01. | 21 | 600
15.01. | 22 | 600
15.01. | 23 | -447.92
15.01. | 24 | -600
16.01. | 1 | -600
16.01. | 2 | -600
16.01. | 3 | -600
16.01. | 4 | -600
16.01. | 5 | -600
16.01. | 6 | -600
16.01. | 7 | -510.2
16.01. | 8 | -600
16.01. | 9 | -600
16.01. | 10 | -465.84
16.01. | 11 | -466.89
16.01. | 12 | -522.06
16.01. | 13 | -551.1
16.01. | 14 | -600
16.01. | 15 | -228.99
16.01. | 16 | -58.67
16.01. | 17 | 595.18
16.01. | 18 | 600
16.01. | 19 | 600
16.01. | 20 | 600
16.01. | 21 | 600
16.01. | 22 | 600
16.01. | 23 | -340.56
16.01. | 24 | -600
17.01. | 1 | -600
17.01. | 2 | -600
17.01. | 3 | -600
17.01. | 4 | -600
17.01. | 5 | -600
17.01. | 6 | -565.6
17.01. | 7 | -505.78
17.01. | 8 | -600
17.01. | 9 | -600
17.01. | 10 | -126.08
17.01. | 11 | -226.71
17.01. | 12 | -345.48
17.01. | 13 | -426.54
17.01. | 14 | -600
17.01. | 15 | -600
17.01. | 16 | -569.83
17.01. | 17 | -141
17.01. | 18 | 398.08
17.01. | 19 | 600
17.01. | 20 | 600
17.01. | 21 | 600
17.01. | 22 | 531.7
17.01. | 23 | -24.71
17.01. | 24 | -600
18.01. | 1 | -600
18.01. | 2 | -600
18.01. | 3 | -600
18.01. | 4 | -600
18.01. | 5 | -600
18.01. | 6 | -295.57
18.01. | 7 | -97.92
18.01. | 8 | -60.62
18.01. | 9 | -255.32
18.01. | 10 | 171.49
18.01. | 11 | 131.74
18.01. | 12 | 57.73
18.01. | 13 | 54.8
18.01. | 14 | -71.66
18.01. | 15 | 227.56
18.01. | 16 | 22.26
18.01. | 17 | 500.99
18.01. | 18 | 600
18.01. | 19 | 600
18.01. | 20 | 600
18.01. | 21 | 600
18.01. | 22 | 600
18.01. | 23 | 418.12
18.01. | 24 | 228.97
19.01. | 1 | -453.97
19.01. | 2 | -70.81
19.01. | 3 | -231.94
19.01. | 4 | -285
19.01. | 5 | -600
19.01. | 6 | -312.46
19.01. | 7 | 459.52
19.01. | 8 | 147.26
19.01. | 9 | 44.42
19.01. | 10 | 600
19.01. | 11 | 600
19.01. | 12 | 600
19.01. | 13 | 553.58
19.01. | 14 | 16.93
19.01. | 15 | 272.46
19.01. | 16 | 35.63
19.01. | 17 | 600
19.01. | 18 | 600
19.01. | 19 | 600
19.01. | 20 | 600
19.01. | 21 | 600
19.01. | 22 | 600
19.01. | 23 | 600
19.01. | 24 | 588.44
20.01. | 1 | -95.71
20.01. | 2 | 449.23
20.01. | 3 | 285.96
20.01. | 4 | 254.7
20.01. | 5 | 446.24
20.01. | 6 | -450.38
20.01. | 7 | 196.75
20.01. | 8 | 600
20.01. | 9 | 600
20.01. | 10 | 600
20.01. | 11 | 600
20.01. | 12 | 600
20.01. | 13 | 600
20.01. | 14 | 600
20.01. | 15 | 600
20.01. | 16 | -265.31
20.01. | 17 | 600
20.01. | 18 | 600
20.01. | 19 | 600
20.01. | 20 | 600
20.01. | 21 | 600
20.01. | 22 | 600
20.01. | 23 | -479.12
20.01. | 24 | -599.86
21.01. | 1 | -390.91
21.01. | 2 | -16.34
21.01. | 3 | -279.74
21.01. | 4 | -427.8
21.01. | 5 | -319.77
21.01. | 6 | -600
21.01. | 7 | -540.23
21.01. | 8 | -551.73
21.01. | 9 | -600
21.01. | 10 | 600
21.01. | 11 | 600
21.01. | 12 | 600
21.01. | 13 | 600
21.01. | 14 | 180.31
21.01. | 15 | -600
21.01. | 16 | -600
21.01. | 17 | 600
21.01. | 18 | 600
21.01. | 19 | 600
21.01. | 20 | 600
21.01. | 21 | 600
21.01. | 22 | 600
21.01. | 23 | -84.81
21.01. | 24 | -600
22.01. | 1 | -600
22.01. | 2 | -600
22.01. | 3 | -600
22.01. | 4 | -589.02
22.01. | 5 | -600
22.01. | 6 | -600
22.01. | 7 | -539.53
22.01. | 8 | -382.53
22.01. | 9 | -466.39
22.01. | 10 | -555.13
22.01. | 11 | -600
22.01. | 12 | -269.76
22.01. | 13 | -480.34
22.01. | 14 | 68.27
22.01. | 15 | 600
22.01. | 16 | 600
22.01. | 17 | 600
22.01. | 18 | 600
22.01. | 19 | 600
22.01. | 20 | 600
22.01. | 21 | 600
22.01. | 22 | 600
22.01. | 23 | 600
22.01. | 24 | 600
23.01. | 1 | 600
23.01. | 2 | 399.17
23.01. | 3 | 193.64
23.01. | 4 | 277.91
23.01. | 5 | 0.19
23.01. | 6 | -57.39
23.01. | 7 | 600
23.01. | 8 | 600
23.01. | 9 | 600
23.01. | 10 | 600
23.01. | 11 | 600
23.01. | 12 | 600
23.01. | 13 | 600
23.01. | 14 | 600
23.01. | 15 | 600
23.01. | 16 | 600
23.01. | 17 | 600
23.01. | 18 | 600
23.01. | 19 | 600
23.01. | 20 | 600
23.01. | 21 | 600
23.01. | 22 | 600
23.01. | 23 | 600
23.01. | 24 | 33.76
24.01. | 1 | 180.86
24.01. | 2 | 173.03
24.01. | 3 | 281.16
24.01. | 4 | 300.11
24.01. | 5 | 248.54
24.01. | 6 | 56.04
24.01. | 7 | 322.3
24.01. | 8 | 600
24.01. | 9 | 600
24.01. | 10 | 600
24.01. | 11 | 600
24.01. | 12 | 600
24.01. | 13 | 600
24.01. | 14 | 600
24.01. | 15 | 600
24.01. | 16 | 600
24.01. | 17 | 600
24.01. | 18 | 600
24.01. | 19 | 600
24.01. | 20 | 600
24.01. | 21 | 600
24.01. | 22 | 600
24.01. | 23 | 600
24.01. | 24 | 600
25.01. | 1 | 600
25.01. | 2 | 600
25.01. | 3 | 600
25.01. | 4 | 600
25.01. | 5 | 600
25.01. | 6 | 600
25.01. | 7 | 600
25.01. | 8 | 600
25.01. | 9 | 600
25.01. | 10 | 600
25.01. | 11 | 600
25.01. | 12 | 600
25.01. | 13 | 600
25.01. | 14 | 600
25.01. | 15 | 600
25.01. | 16 | 600
25.01. | 17 | 600
25.01. | 18 | 600
25.01. | 19 | 600
25.01. | 20 | 600
25.01. | 21 | 600
25.01. | 22 | 600
25.01. | 23 | 324.91
25.01. | 24 | -475.19
26.01. | 1 | -600
26.01. | 2 | -600
26.01. | 3 | -320.36
26.01. | 4 | -316.39
26.01. | 5 | -223.46
26.01. | 6 | 31.75
26.01. | 7 | 187.48
26.01. | 8 | 279.29
26.01. | 9 | 600
26.01. | 10 | 600
26.01. | 11 | 600
26.01. | 12 | 600
26.01. | 13 | 600
26.01. | 14 | 600
26.01. | 15 | 433.33
26.01. | 16 | 63.35
26.01. | 17 | 600
26.01. | 18 | 600
26.01. | 19 | 600
26.01. | 20 | 600
26.01. | 21 | 600
26.01. | 22 | 600
26.01. | 23 | 600
26.01. | 24 | -239.27
27.01. | 1 | -600
27.01. | 2 | -600
27.01. | 3 | -506.99
27.01. | 4 | -600
27.01. | 5 | -600
27.01. | 6 | 45.29
27.01. | 7 | 444.55
27.01. | 8 | 600
27.01. | 9 | 600
27.01. | 10 | 600
27.01. | 11 | 600
27.01. | 12 | 600
27.01. | 13 | 600
27.01. | 14 | 600
27.01. | 15 | 600
27.01. | 16 | 600
27.01. | 17 | 600
27.01. | 18 | 600
27.01. | 19 | 600
27.01. | 20 | 600
27.01. | 21 | 600
27.01. | 22 | 600
27.01. | 23 | 600
27.01. | 24 | 600
28.01. | 1 | 579.14
28.01. | 2 | 489.11
28.01. | 3 | 600
28.01. | 4 | 600
28.01. | 5 | 600
28.01. | 6 | 600
28.01. | 7 | 600
28.01. | 8 | 600
28.01. | 9 | 600
28.01. | 10 | 600
28.01. | 11 | 600
28.01. | 12 | 600
28.01. | 13 | 600
28.01. | 14 | 600
28.01. | 15 | 600
28.01. | 16 | 600
28.01. | 17 | 600
28.01. | 18 | 600
28.01. | 19 | 600
28.01. | 20 | 600
28.01. | 21 | 600
28.01. | 22 | 600
28.01. | 23 | 394.13
28.01. | 24 | -600
29.01. | 1 | -600
29.01. | 2 | -600
29.01. | 3 | -600
29.01. | 4 | -600
29.01. | 5 | -600
29.01. | 6 | -372.52
29.01. | 7 | -19.16
29.01. | 8 | -121.05
29.01. | 9 | -462.43
29.01. | 10 | -271.81
29.01. | 11 | -318.05
29.01. | 12 | -405.01
29.01. | 13 | -448.02
29.01. | 14 | -600
29.01. | 15 | -600
29.01. | 16 | -337.56
29.01. | 17 | 481.46
29.01. | 18 | 600
29.01. | 19 | 600
29.01. | 20 | 600
29.01. | 21 | 600
29.01. | 22 | 600
29.01. | 23 | -445.05
29.01. | 24 | -600
30.01. | 1 | -600
30.01. | 2 | -600
30.01. | 3 | -600
30.01. | 4 | -600
30.01. | 5 | -600
30.01. | 6 | -600
30.01. | 7 | -502.49
30.01. | 8 | -498.04
30.01. | 9 | -600
30.01. | 10 | -399.06
30.01. | 11 | -516.31
30.01. | 12 | -600
30.01. | 13 | -600
30.01. | 14 | -600
30.01. | 15 | -600
30.01. | 16 | -289.54
30.01. | 17 | 279.69
30.01. | 18 | 600
30.01. | 19 | 600
30.01. | 20 | 600
30.01. | 21 | 600
30.01. | 22 | 600
30.01. | 23 | -75.51
30.01. | 24 | -600
31.01. | 1 | -600
31.01. | 2 | -600
31.01. | 3 | -600
31.01. | 4 | -600
31.01. | 5 | -600
31.01. | 6 | -509.53
31.01. | 7 | -64.82
31.01. | 8 | -600
31.01. | 9 | -600
31.01. | 10 | -177.67
31.01. | 11 | -276.64
31.01. | 12 | -387.35
31.01. | 13 | -460.44
31.01. | 14 | -600
31.01. | 15 | -500.54
31.01. | 16 | -600
31.01. | 17 | -29.35
31.01. | 18 | 600
31.01. | 19 | 600
31.01. | 20 | 600
31.01. | 21 | 600
31.01. | 22 | 600
31.01. | 23 | -273.12
31.01. | 24 | -600
01.02. | 1 | -600
01.02. | 2 | -600
01.02. | 3 | -600
01.02. | 4 | -600
01.02. | 5 | -600
01.02. | 6 | -464.34
01.02. | 7 | -83.92
01.02. | 8 | -279.4
01.02. | 9 | -600
01.02. | 10 | -600
01.02. | 11 | -600
01.02. | 12 | -600
01.02. | 13 | -600
01.02. | 14 | -600
01.02. | 15 | -383.03
01.02. | 16 | 458.99
01.02. | 17 | 389.19
01.02. | 18 | 600
01.02. | 19 | 600
01.02. | 20 | 600
01.02. | 21 | 600
01.02. | 22 | 600
01.02. | 23 | -366.21
01.02. | 24 | -600
02.02. | 1 | -600
02.02. | 2 | -600
02.02. | 3 | -600
02.02. | 4 | -577.11
02.02. | 5 | -450.48
02.02. | 6 | -209.16
02.02. | 7 | 89.11
02.02. | 8 | -427.47
02.02. | 9 | 447.02
02.02. | 10 | 600
02.02. | 11 | 600
02.02. | 12 | 600
02.02. | 13 | 392.39
02.02. | 14 | 235.01
02.02. | 15 | 249.72
02.02. | 16 | 600
02.02. | 17 | 496.75
02.02. | 18 | 600
02.02. | 19 | 600
02.02. | 20 | 600
02.02. | 21 | 600
02.02. | 22 | 600
02.02. | 23 | 222.31
02.02. | 24 | 600
03.02. | 1 | 600
03.02. | 2 | 600
03.02. | 3 | 599.99
03.02. | 4 | 600
03.02. | 5 | -6.21
03.02. | 6 | -401.59
03.02. | 7 | -202.63
03.02. | 8 | 600
03.02. | 9 | 600
03.02. | 10 | 600
03.02. | 11 | 600
03.02. | 12 | 505.42
03.02. | 13 | 250.4
03.02. | 14 | 384.83
03.02. | 15 | 600
03.02. | 16 | -280.79
03.02. | 17 | 600
03.02. | 18 | 600
03.02. | 19 | 600
03.02. | 20 | 600
03.02. | 21 | 600
03.02. | 22 | 600
03.02. | 23 | 449.04
03.02. | 24 | 600
04.02. | 1 | 287.01
04.02. | 2 | 268.17
04.02. | 3 | 122.17
04.02. | 4 | 161.73
04.02. | 5 | 61.75
04.02. | 6 | -513.59
04.02. | 7 | 600
04.02. | 8 | 600
04.02. | 9 | 600
04.02. | 10 | 600
04.02. | 11 | 600
04.02. | 12 | 600
04.02. | 13 | 600
04.02. | 14 | 600
04.02. | 15 | 202.78
04.02. | 16 | 600
04.02. | 17 | 600
04.02. | 18 | 600
04.02. | 19 | 600
04.02. | 20 | 600
04.02. | 21 | 600
04.02. | 22 | 600
04.02. | 23 | 146.06
04.02. | 24 | -600
05.02. | 1 | -600
05.02. | 2 | -600
05.02. | 3 | -600
05.02. | 4 | -600
05.02. | 5 | -600
05.02. | 6 | 111.02
05.02. | 7 | 600
05.02. | 8 | 600
05.02. | 9 | 600
05.02. | 10 | 600
05.02. | 11 | 600
05.02. | 12 | 600
05.02. | 13 | 600
05.02. | 14 | 600
05.02. | 15 | 600
05.02. | 16 | 600
05.02. | 17 | 600
05.02. | 18 | 600
05.02. | 19 | 600
05.02. | 20 | 600
05.02. | 21 | 600
05.02. | 22 | 600
05.02. | 23 | 356.56
05.02. | 24 | -147.66
06.02. | 1 | 7.99
06.02. | 2 | -81.84
06.02. | 3 | -383.37
06.02. | 4 | -498.87
06.02. | 5 | -600
06.02. | 6 | -143.7
06.02. | 7 | 440.32
06.02. | 8 | 528.48
06.02. | 9 | 600
06.02. | 10 | 600
06.02. | 11 | 600
06.02. | 12 | 600
06.02. | 13 | 600
06.02. | 14 | 600
06.02. | 15 | 166.66
06.02. | 16 | -267.25
06.02. | 17 | 600
06.02. | 18 | 600
06.02. | 19 | 600
06.02. | 20 | 600
06.02. | 21 | 600
06.02. | 22 | 600
06.02. | 23 | 600
06.02. | 24 | 600
07.02. | 1 | 600
07.02. | 2 | 266.99
07.02. | 3 | 155.34
07.02. | 4 | 29.06
07.02. | 5 | -92.82
07.02. | 6 | 230.03
07.02. | 7 | 466.37
07.02. | 8 | 600
07.02. | 9 | 600
07.02. | 10 | 600
07.02. | 11 | 600
07.02. | 12 | 600
07.02. | 13 | 600
07.02. | 14 | 600
07.02. | 15 | 600
07.02. | 16 | 366.44
07.02. | 17 | 600
07.02. | 18 | 600
07.02. | 19 | 600
07.02. | 20 | 600
07.02. | 21 | 600
07.02. | 22 | 600
07.02. | 23 | 600
07.02. | 24 | 600
08.02. | 1 | 600
08.02. | 2 | 600
08.02. | 3 | 600
08.02. | 4 | 600
08.02. | 5 | 534.54
08.02. | 6 | 600
08.02. | 7 | 600
08.02. | 8 | 600
08.02. | 9 | 600
08.02. | 10 | 600
08.02. | 11 | 600
08.02. | 12 | 600
08.02. | 13 | 600
08.02. | 14 | 600
08.02. | 15 | 600
08.02. | 16 | 600
08.02. | 17 | 600
08.02. | 18 | 600
08.02. | 19 | 600
08.02. | 20 | 600
08.02. | 21 | 600
08.02. | 22 | 600
08.02. | 23 | 600
08.02. | 24 | 254.06
09.02. | 1 | -209.01
09.02. | 2 | 393.21
09.02. | 3 | 229.34
09.02. | 4 | 245.05
09.02. | 5 | 245.19
09.02. | 6 | 600
09.02. | 7 | 600
09.02. | 8 | 600
09.02. | 9 | 600
09.02. | 10 | 600
09.02. | 11 | 600
09.02. | 12 | 600
09.02. | 13 | 600
09.02. | 14 | 600
09.02. | 15 | 600
09.02. | 16 | 600
09.02. | 17 | 600
09.02. | 18 | 600
09.02. | 19 | 600
09.02. | 20 | 600
09.02. | 21 | 600
09.02. | 22 | 600
09.02. | 23 | 600
09.02. | 24 | -88.05
10.02. | 1 | -600
10.02. | 2 | -353.81
10.02. | 3 | -435.3
10.02. | 4 | -354.18
10.02. | 5 | -45.94
10.02. | 6 | 599.98
10.02. | 7 | 600
10.02. | 8 | 600
10.02. | 9 | 600
10.02. | 10 | 600
10.02. | 11 | 600
10.02. | 12 | 600
10.02. | 13 | 600
10.02. | 14 | 600
10.02. | 15 | 600
10.02. | 16 | 600
10.02. | 17 | 600
10.02. | 18 | 600
10.02. | 19 | 600
10.02. | 20 | 600
10.02. | 21 | 600
10.02. | 22 | 600
10.02. | 23 | 600
10.02. | 24 | 600
11.02. | 1 | 600
11.02. | 2 | 600
11.02. | 3 | 600
11.02. | 4 | 600
11.02. | 5 | 600
11.02. | 6 | 600
11.02. | 7 | 600
11.02. | 8 | 600
11.02. | 9 | 600
11.02. | 10 | 600
11.02. | 11 | 600
11.02. | 12 | 600
11.02. | 13 | 600
11.02. | 14 | 600
11.02. | 15 | 600
11.02. | 16 | 600
11.02. | 17 | 600
11.02. | 18 | 600
11.02. | 19 | 600
11.02. | 20 | 600
11.02. | 21 | 600
11.02. | 22 | 600
11.02. | 23 | 600
11.02. | 24 | 600
12.02. | 1 | 600
12.02. | 2 | 600
12.02. | 3 | 600
12.02. | 4 | 600
12.02. | 5 | 600
12.02. | 6 | 600
12.02. | 7 | 600
12.02. | 8 | 600
12.02. | 9 | 600
12.02. | 10 | 600
12.02. | 11 | 600
12.02. | 12 | 600
12.02. | 13 | 600
12.02. | 14 | 600
12.02. | 15 | 600
12.02. | 16 | 600
12.02. | 17 | 600
12.02. | 18 | 600
12.02. | 19 | 600
12.02. | 20 | 600
12.02. | 21 | 600
12.02. | 22 | 600
12.02. | 23 | -149.02
12.02. | 24 | -366.31
13.02. | 1 | -479.02
13.02. | 2 | -600
13.02. | 3 | -600
13.02. | 4 | -600
13.02. | 5 | -600
13.02. | 6 | -364.4
13.02. | 7 | -273.21
13.02. | 8 | -413.11
13.02. | 9 | 600
13.02. | 10 | 600
13.02. | 11 | 600
13.02. | 12 | 600
13.02. | 13 | 600
13.02. | 14 | 600
13.02. | 15 | 600
13.02. | 16 | 600
13.02. | 17 | 600
13.02. | 18 | 600
13.02. | 19 | 600
13.02. | 20 | 600
13.02. | 21 | 600
13.02. | 22 | 600
13.02. | 23 | 600
13.02. | 24 | -323.89
14.02. | 1 | -600
14.02. | 2 | -600
14.02. | 3 | -600
14.02. | 4 | -600
14.02. | 5 | -600
14.02. | 6 | -471.31
14.02. | 7 | -345.27
14.02. | 8 | 600
14.02. | 9 | 600
14.02. | 10 | 600
14.02. | 11 | 600
14.02. | 12 | 600
14.02. | 13 | 599.89
14.02. | 14 | 494.06
14.02. | 15 | 585.91
14.02. | 16 | 600
14.02. | 17 | 511.76
14.02. | 18 | 600
14.02. | 19 | 600
14.02. | 20 | 600
14.02. | 21 | 600
14.02. | 22 | 600
14.02. | 23 | 600
14.02. | 24 | -125.07
15.02. | 1 | -600
15.02. | 2 | -600
15.02. | 3 | -600
15.02. | 4 | -600
15.02. | 5 | -600
15.02. | 6 | -600
15.02. | 7 | -389.48
15.02. | 8 | 600
15.02. | 9 | 600
15.02. | 10 | 600
15.02. | 11 | 600
15.02. | 12 | 600
15.02. | 13 | 600
15.02. | 14 | 600
15.02. | 15 | 600
15.02. | 16 | 600
15.02. | 17 | 533.32
15.02. | 18 | 600
15.02. | 19 | 600
15.02. | 20 | 600
15.02. | 21 | 600
15.02. | 22 | 600
15.02. | 23 | -312.11
15.02. | 24 | -509.76
16.02. | 1 | -600
16.02. | 2 | -600
16.02. | 3 | -600
16.02. | 4 | -600
16.02. | 5 | -584.71
16.02. | 6 | -300.76
16.02. | 7 | -249.31
16.02. | 8 | -384.43
16.02. | 9 | -580.56
16.02. | 10 | 297.12
16.02. | 11 | 312.45
16.02. | 12 | 294.95
16.02. | 13 | 298.13
16.02. | 14 | -172.64
16.02. | 15 | -125.46
16.02. | 16 | 220.92
16.02. | 17 | 600
16.02. | 18 | 600
16.02. | 19 | 600
16.02. | 20 | 600
16.02. | 21 | 600
16.02. | 22 | 600
16.02. | 23 | -178.92
16.02. | 24 | -405.33
17.02. | 1 | -600
17.02. | 2 | -600
17.02. | 3 | -600
17.02. | 4 | -600
17.02. | 5 | -600
17.02. | 6 | -600
17.02. | 7 | -600
17.02. | 8 | -600
17.02. | 9 | -600
17.02. | 10 | 600
17.02. | 11 | 486.69
17.02. | 12 | 241.94
17.02. | 13 | 93.43
17.02. | 14 | -24.04
17.02. | 15 | 599.99
17.02. | 16 | 176.06
17.02. | 17 | 600
17.02. | 18 | 600
17.02. | 19 | 600
17.02. | 20 | 600
17.02. | 21 | 600
17.02. | 22 | 600
17.02. | 23 | 600
17.02. | 24 | -600
18.02. | 1 | -600
18.02. | 2 | -600
18.02. | 3 | -600
18.02. | 4 | -600
18.02. | 5 | -600
18.02. | 6 | -271.37
18.02. | 7 | 40.84
18.02. | 8 | -16.3
18.02. | 9 | 600
18.02. | 10 | 600
18.02. | 11 | 600
18.02. | 12 | 600
18.02. | 13 | 600
18.02. | 14 | 600
18.02. | 15 | 600
18.02. | 16 | 600
18.02. | 17 | 600
18.02. | 18 | 600
18.02. | 19 | 600
18.02. | 20 | 600
18.02. | 21 | 600
18.02. | 22 | 600
18.02. | 23 | 600
18.02. | 24 | 600
19.02. | 1 | 600
19.02. | 2 | 600
19.02. | 3 | 600
19.02. | 4 | 600
19.02. | 5 | 600
19.02. | 6 | 600
19.02. | 7 | 600
19.02. | 8 | 600
19.02. | 9 | 600
19.02. | 10 | 600
19.02. | 11 | 600
19.02. | 12 | 600
19.02. | 13 | 600
19.02. | 14 | 600
19.02. | 15 | 600
19.02. | 16 | 600
19.02. | 17 | 600
19.02. | 18 | 600
19.02. | 19 | 600
19.02. | 20 | 600
19.02. | 21 | 600
19.02. | 22 | 600
19.02. | 23 | 600
19.02. | 24 | 600
20.02. | 1 | 600
20.02. | 2 | 600
20.02. | 3 | 600
20.02. | 4 | 600
20.02. | 5 | 600
20.02. | 6 | 600
20.02. | 7 | 600
20.02. | 8 | 600
20.02. | 9 | 600
20.02. | 10 | 600
20.02. | 11 | 600
20.02. | 12 | 600
20.02. | 13 | 600
20.02. | 14 | 600
20.02. | 15 | 600
20.02. | 16 | 600
20.02. | 17 | 451.98
20.02. | 18 | 600
20.02. | 19 | 600
20.02. | 20 | 600
20.02. | 21 | 600
20.02. | 22 | 600
20.02. | 23 | -87.6
20.02. | 24 | -600
21.02. | 1 | -600
21.02. | 2 | -600
21.02. | 3 | -600
21.02. | 4 | -600
21.02. | 5 | -600
21.02. | 6 | -442.89
21.02. | 7 | -369.9
21.02. | 8 | -431.51
21.02. | 9 | -383.91
21.02. | 10 | 192.88
21.02. | 11 | 215.19
21.02. | 12 | 204.39
21.02. | 13 | 210.54
21.02. | 14 | -502.59
21.02. | 15 | -260.34
21.02. | 16 | 45.21
21.02. | 17 | 593.18
21.02. | 18 | 600
21.02. | 19 | 600
21.02. | 20 | 600
21.02. | 21 | 600
21.02. | 22 | 600
21.02. | 23 | 419.17
21.02. | 24 | -385.42
22.02. | 1 | -600
22.02. | 2 | -600
22.02. | 3 | -600
22.02. | 4 | -600
22.02. | 5 | -600
22.02. | 6 | -538.8
22.02. | 7 | -532.66
22.02. | 8 | -600
22.02. | 9 | -600
22.02. | 10 | -31.44
22.02. | 11 | -41.34
22.02. | 12 | -156.8
22.02. | 13 | -272.66
22.02. | 14 | -569.95
22.02. | 15 | -409.03
22.02. | 16 | 131.3
22.02. | 17 | 401.97
22.02. | 18 | 600
22.02. | 19 | 600
22.02. | 20 | 600
22.02. | 21 | 600
22.02. | 22 | 600
22.02. | 23 | 600
22.02. | 24 | -600
23.02. | 1 | -600
23.02. | 2 | -600
23.02. | 3 | -600
23.02. | 4 | -600
23.02. | 5 | -600
23.02. | 6 | -590.45
23.02. | 7 | -575.85
23.02. | 8 | -204.07
23.02. | 9 | -338.31
23.02. | 10 | 100.3
23.02. | 11 | 41.55
23.02. | 12 | -33.18
23.02. | 13 | -62.75
23.02. | 14 | -600
23.02. | 15 | -600
23.02. | 16 | -301.09
23.02. | 17 | 340.08
23.02. | 18 | 496.85
23.02. | 19 | 600
23.02. | 20 | 600
23.02. | 21 | 600
23.02. | 22 | 600
23.02. | 23 | -248.04
23.02. | 24 | 101.71
24.02. | 1 | -600
24.02. | 2 | -600
24.02. | 3 | -600
24.02. | 4 | -600
24.02. | 5 | -600
24.02. | 6 | -39.27
24.02. | 7 | 240.39
24.02. | 8 | -500.08
24.02. | 9 | -600
24.02. | 10 | -515.41
24.02. | 11 | -599.99
24.02. | 12 | -600
24.02. | 13 | -600
24.02. | 14 | -600
24.02. | 15 | -599.99
24.02. | 16 | -506.69
24.02. | 17 | 465.2
24.02. | 18 | 600
24.02. | 19 | 600
24.02. | 20 | 600
24.02. | 21 | 600
24.02. | 22 | 600
24.02. | 23 | 600
24.02. | 24 | -54.22
25.02. | 1 | -600
25.02. | 2 | -490.56
25.02. | 3 | -600
25.02. | 4 | -213.69
25.02. | 5 | -600
25.02. | 6 | -259.56
25.02. | 7 | -228.1
25.02. | 8 | 600
25.02. | 9 | 600
25.02. | 10 | 600
25.02. | 11 | 600
25.02. | 12 | 600
25.02. | 13 | 600
25.02. | 14 | 600
25.02. | 15 | 600
25.02. | 16 | 600
25.02. | 17 | 600
25.02. | 18 | 600
25.02. | 19 | 600
25.02. | 20 | 600
25.02. | 21 | 600
25.02. | 22 | 600
25.02. | 23 | 600
25.02. | 24 | 600
26.02. | 1 | 600
26.02. | 2 | 600
26.02. | 3 | 600
26.02. | 4 | 600
26.02. | 5 | 600
26.02. | 6 | 600
26.02. | 7 | 600
26.02. | 8 | 600
26.02. | 9 | 600
26.02. | 10 | 600
26.02. | 11 | 600
26.02. | 12 | 600
26.02. | 13 | 600
26.02. | 14 | 600
26.02. | 15 | 600
26.02. | 16 | 600
26.02. | 17 | 163.63
26.02. | 18 | 546.86
26.02. | 19 | 600
26.02. | 20 | 600
26.02. | 21 | 600
26.02. | 22 | 600
26.02. | 23 | -225.94
26.02. | 24 | -600
27.02. | 1 | -600
27.02. | 2 | -599.99
27.02. | 3 | -600
27.02. | 4 | -600
27.02. | 5 | -600
27.02. | 6 | -534.55
27.02. | 7 | -597.74
27.02. | 8 | -168.65
27.02. | 9 | 477.25
27.02. | 10 | 480.3
27.02. | 11 | 600
27.02. | 12 | 600
27.02. | 13 | 600
27.02. | 14 | 600
27.02. | 15 | -451.61
27.02. | 16 | -409.39
27.02. | 17 | -165.65
27.02. | 18 | 189.18
27.02. | 19 | 600
27.02. | 20 | 600
27.02. | 21 | 600
27.02. | 22 | 600
27.02. | 23 | 579.63
27.02. | 24 | -560.84
28.02. | 1 | -600
28.02. | 2 | -600
28.02. | 3 | -581.55
28.02. | 4 | -454.7
28.02. | 5 | -289.32
28.02. | 6 | -26.35
28.02. | 7 | -84.15
28.02. | 8 | -69.81
28.02. | 9 | 185.15
28.02. | 10 | 485.97
28.02. | 11 | 600
28.02. | 12 | 600
28.02. | 13 | 600
28.02. | 14 | 600
28.02. | 15 | 18.52
28.02. | 16 | 231.94
28.02. | 17 | 228.71
28.02. | 18 | 565.45
28.02. | 19 | 600
28.02. | 20 | 600
28.02. | 21 | 600
28.02. | 22 | 600
28.02. | 23 | -94.75
28.02. | 24 | -600
01.03. | 1 | -541.49
01.03. | 2 | -600
01.03. | 3 | -600
01.03. | 4 | -600
01.03. | 5 | -600
01.03. | 6 | -600
01.03. | 7 | -600
01.03. | 8 | -600
01.03. | 9 | -600
01.03. | 10 | 600
01.03. | 11 | 600
01.03. | 12 | 600
01.03. | 13 | 600
01.03. | 14 | 600
01.03. | 15 | -215.96
01.03. | 16 | -291.13
01.03. | 17 | -262.04
01.03. | 18 | 600
01.03. | 19 | 600
01.03. | 20 | 600
01.03. | 21 | 600
01.03. | 22 | 600
01.03. | 23 | 291.6
01.03. | 24 | -600
02.03. | 1 | -600
02.03. | 2 | -600
02.03. | 3 | -600
02.03. | 4 | -600
02.03. | 5 | -600
02.03. | 6 | -600
02.03. | 7 | -600
02.03. | 8 | -596
02.03. | 9 | -600
02.03. | 10 | -439.27
02.03. | 11 | -464.39
02.03. | 12 | -542.07
02.03. | 13 | -565.98
02.03. | 14 | -600
02.03. | 15 | -544.14
02.03. | 16 | -23.15
02.03. | 17 | 110.11
02.03. | 18 | 597
02.03. | 19 | 600
02.03. | 20 | 600
02.03. | 21 | 600
02.03. | 22 | 600
02.03. | 23 | 333.23
02.03. | 24 | -600
03.03. | 1 | -565.65
03.03. | 2 | -509.42
03.03. | 3 | -473.3
03.03. | 4 | -230.6
03.03. | 5 | -152.63
03.03. | 6 | -24.92
03.03. | 7 | -218.12
03.03. | 8 | -490.83
03.03. | 9 | 600
03.03. | 10 | 600
03.03. | 11 | 600
03.03. | 12 | 600
03.03. | 13 | 600
03.03. | 14 | 600
03.03. | 15 | 600
03.03. | 16 | 138.78
03.03. | 17 | 600
03.03. | 18 | 600
03.03. | 19 | 600
03.03. | 20 | 600
03.03. | 21 | 600
03.03. | 22 | 600
03.03. | 23 | 600
03.03. | 24 | 152.23
04.03. | 1 | -592.2
04.03. | 2 | -179.22
04.03. | 3 | -358.28
04.03. | 4 | -393.44
04.03. | 5 | 73.47
04.03. | 6 | -460.42
04.03. | 7 | 476.25
04.03. | 8 | 600
04.03. | 9 | 600
04.03. | 10 | 600
04.03. | 11 | 600
04.03. | 12 | 600
04.03. | 13 | 600
04.03. | 14 | 600
04.03. | 15 | 600
04.03. | 16 | 600
04.03. | 17 | 600
04.03. | 18 | 600
04.03. | 19 | 600
04.03. | 20 | 600
04.03. | 21 | 600
04.03. | 22 | 600
04.03. | 23 | 600
04.03. | 24 | 600
05.03. | 1 | 600
05.03. | 2 | 600
05.03. | 3 | 600
05.03. | 4 | 600
05.03. | 5 | 600
05.03. | 6 | 600
05.03. | 7 | 600
05.03. | 8 | 600
05.03. | 9 | 600
05.03. | 10 | 600
05.03. | 11 | 600
05.03. | 12 | 600
05.03. | 13 | 600
05.03. | 14 | 600
05.03. | 15 | 600
05.03. | 16 | 600
05.03. | 17 | 600
05.03. | 18 | 600
05.03. | 19 | 600
05.03. | 20 | 600
05.03. | 21 | 600
05.03. | 22 | 600
05.03. | 23 | 600
05.03. | 24 | 600
06.03. | 1 | 600
06.03. | 2 | 600
06.03. | 3 | 600
06.03. | 4 | 600
06.03. | 5 | 600
06.03. | 6 | 600
06.03. | 7 | 600
06.03. | 8 | 600
06.03. | 9 | 600
06.03. | 10 | 600
06.03. | 11 | 600
06.03. | 12 | 600
06.03. | 13 | 600
06.03. | 14 | 600
06.03. | 15 | 600
06.03. | 16 | 600
06.03. | 17 | 600
06.03. | 18 | 600
06.03. | 19 | 600
06.03. | 20 | 600
06.03. | 21 | 600
06.03. | 22 | 600
06.03. | 23 | 600
06.03. | 24 | 600
07.03. | 1 | 600
07.03. | 2 | 600
07.03. | 3 | 600
07.03. | 4 | 600
07.03. | 5 | 600
07.03. | 6 | 600
07.03. | 7 | 600
07.03. | 8 | 600
07.03. | 9 | 600
07.03. | 10 | 600
07.03. | 11 | 600
07.03. | 12 | 600
07.03. | 13 | 600
07.03. | 14 | 600
07.03. | 15 | 600
07.03. | 16 | 600
07.03. | 17 | 600
07.03. | 18 | 600
07.03. | 19 | 600
07.03. | 20 | 600
07.03. | 21 | 600
07.03. | 22 | 600
07.03. | 23 | 600
07.03. | 24 | 600
08.03. | 1 | 600
08.03. | 2 | 600
08.03. | 3 | 600
08.03. | 4 | 600
08.03. | 5 | 600
08.03. | 6 | 600
08.03. | 7 | 600
08.03. | 8 | 600
08.03. | 9 | 600
08.03. | 10 | 600
08.03. | 11 | 600
08.03. | 12 | 600
08.03. | 13 | 600
08.03. | 14 | 600
08.03. | 15 | 600
08.03. | 16 | 600
08.03. | 17 | 600
08.03. | 18 | 600
08.03. | 19 | 600
08.03. | 20 | 600
08.03. | 21 | 600
08.03. | 22 | 600
08.03. | 23 | 600
08.03. | 24 | 600
09.03. | 1 | 600
09.03. | 2 | 600
09.03. | 3 | 600
09.03. | 4 | 600
09.03. | 5 | 600
09.03. | 6 | 600
09.03. | 7 | 600
09.03. | 8 | 600
09.03. | 9 | 600
09.03. | 10 | 600
09.03. | 11 | 600
09.03. | 12 | 600
09.03. | 13 | 600
09.03. | 14 | 600
09.03. | 15 | 600
09.03. | 16 | 600
09.03. | 17 | 600
09.03. | 18 | 600
09.03. | 19 | 600
09.03. | 20 | 600
09.03. | 21 | 600
09.03. | 22 | 600
09.03. | 23 | 600
09.03. | 24 | 600
10.03. | 1 | 600
10.03. | 2 | 600
10.03. | 3 | 600
10.03. | 4 | 600
10.03. | 5 | 600
10.03. | 6 | 600
10.03. | 7 | 600
10.03. | 8 | 600
10.03. | 9 | 600
10.03. | 10 | 600
10.03. | 11 | 600
10.03. | 12 | 600
10.03. | 13 | 600
10.03. | 14 | 600
10.03. | 15 | 600
10.03. | 16 | 600
10.03. | 17 | 600
10.03. | 18 | 600
10.03. | 19 | 600
10.03. | 20 | 600
10.03. | 21 | 600
10.03. | 22 | 600
10.03. | 23 | 600
10.03. | 24 | 600
11.03. | 1 | 600
11.03. | 2 | 600
11.03. | 3 | 600
11.03. | 4 | 600
11.03. | 5 | 600
11.03. | 6 | 600
11.03. | 7 | 600
11.03. | 8 | 600
11.03. | 9 | 600
11.03. | 10 | 600
11.03. | 11 | 600
11.03. | 12 | 600
11.03. | 13 | 600
11.03. | 14 | 600
11.03. | 15 | 600
11.03. | 16 | 600
11.03. | 17 | 600
11.03. | 18 | 600
11.03. | 19 | 600
11.03. | 20 | 600
11.03. | 21 | 600
11.03. | 22 | 600
11.03. | 23 | 600
11.03. | 24 | 600
12.03. | 1 | 600
12.03. | 2 | 600
12.03. | 3 | 600
12.03. | 4 | 600
12.03. | 5 | 600
12.03. | 6 | 600
12.03. | 7 | 600
12.03. | 8 | 600
12.03. | 9 | 600
12.03. | 10 | 600
12.03. | 11 | 600
12.03. | 12 | 600
12.03. | 13 | 600
12.03. | 14 | 600
12.03. | 15 | 600
12.03. | 16 | 600
12.03. | 17 | 600
12.03. | 18 | 600
12.03. | 19 | 600
12.03. | 20 | 600
12.03. | 21 | 600
12.03. | 22 | 600
12.03. | 23 | 600
12.03. | 24 | 459.88
13.03. | 1 | -29.9
13.03. | 2 | -72.93
13.03. | 3 | 349.35
13.03. | 4 | 351.06
13.03. | 5 | 421.65
13.03. | 6 | 542.22
13.03. | 7 | 600
13.03. | 8 | 600
13.03. | 9 | 600
13.03. | 10 | 600
13.03. | 11 | 600
13.03. | 12 | 600
13.03. | 13 | 600
13.03. | 14 | 600
13.03. | 15 | 600
13.03. | 16 | 600
13.03. | 17 | 600
13.03. | 18 | 600
13.03. | 19 | 600
13.03. | 20 | 600
13.03. | 21 | 600
13.03. | 22 | 600
13.03. | 23 | 600
13.03. | 24 | 321.09
14.03. | 1 | -373.43
14.03. | 2 | -444.26
14.03. | 3 | -600
14.03. | 4 | -600
14.03. | 5 | -593.08
14.03. | 6 | -453.92
14.03. | 7 | -600
14.03. | 8 | 600
14.03. | 9 | 600
14.03. | 10 | 600
14.03. | 11 | 600
14.03. | 12 | 600
14.03. | 13 | 600
14.03. | 14 | 600
14.03. | 15 | 600
14.03. | 16 | 600
14.03. | 17 | -350.54
14.03. | 18 | 600
14.03. | 19 | 600
14.03. | 20 | 600
14.03. | 21 | 600
14.03. | 22 | 600
14.03. | 23 | 600
14.03. | 24 | -163.85
15.03. | 1 | -600
15.03. | 2 | -600
15.03. | 3 | -600
15.03. | 4 | -600
15.03. | 5 | -600
15.03. | 6 | -600
15.03. | 7 | -600
15.03. | 8 | 600
15.03. | 9 | 338.6
15.03. | 10 | 497.81
15.03. | 11 | 446.32
15.03. | 12 | 600
15.03. | 13 | 141.04
15.03. | 14 | -363.27
15.03. | 15 | -242.68
15.03. | 16 | 600
15.03. | 17 | -506.08
15.03. | 18 | 79.55
15.03. | 19 | 600
15.03. | 20 | 600
15.03. | 21 | 600
15.03. | 22 | 600
15.03. | 23 | 88.86
15.03. | 24 | -553.49
16.03. | 1 | -599.94
16.03. | 2 | -600
16.03. | 3 | -600
16.03. | 4 | -600
16.03. | 5 | -600
16.03. | 6 | -600
16.03. | 7 | -600
16.03. | 8 | 600
16.03. | 9 | 600
16.03. | 10 | 600
16.03. | 11 | 600
16.03. | 12 | 600
16.03. | 13 | 600
16.03. | 14 | 600
16.03. | 15 | 600
16.03. | 16 | 600
16.03. | 17 | 600
16.03. | 18 | 600
16.03. | 19 | 600
16.03. | 20 | 600
16.03. | 21 | 600
16.03. | 22 | 600
16.03. | 23 | 600
16.03. | 24 | 600
17.03. | 1 | 600
17.03. | 2 | 600
17.03. | 3 | 600
17.03. | 4 | 600
17.03. | 5 | 600
17.03. | 6 | 600
17.03. | 7 | 600
17.03. | 8 | 600
17.03. | 9 | 600
17.03. | 10 | 600
17.03. | 11 | 600
17.03. | 12 | 600
17.03. | 13 | 600
17.03. | 14 | 600
17.03. | 15 | 600
17.03. | 16 | 600
17.03. | 17 | 600
17.03. | 18 | 600
17.03. | 19 | 600
17.03. | 20 | 600
17.03. | 21 | 600
17.03. | 22 | 600
17.03. | 23 | 600
17.03. | 24 | 600
18.03. | 1 | 600
18.03. | 2 | 600
18.03. | 3 | 600
18.03. | 4 | 600
18.03. | 5 | 600
18.03. | 6 | 600
18.03. | 7 | 600
18.03. | 8 | 600
18.03. | 9 | 600
18.03. | 10 | 600
18.03. | 11 | 600
18.03. | 12 | 600
18.03. | 13 | 600
18.03. | 14 | 600
18.03. | 15 | 600
18.03. | 16 | 600
18.03. | 17 | 600
18.03. | 18 | 383.57
18.03. | 19 | 600
18.03. | 20 | 600
18.03. | 21 | 600
18.03. | 22 | 600
18.03. | 23 | 600
18.03. | 24 | -107.67
19.03. | 1 | -404.51
19.03. | 2 | -442.49
19.03. | 3 | -458.58
19.03. | 4 | -439.95
19.03. | 5 | -347.94
19.03. | 6 | -235.15
19.03. | 7 | -392.74
19.03. | 8 | 600
19.03. | 9 | 600
19.03. | 10 | 600
19.03. | 11 | 600
19.03. | 12 | 600
19.03. | 13 | 600
19.03. | 14 | 600
19.03. | 15 | 600
19.03. | 16 | 600
19.03. | 17 | 600
19.03. | 18 | 600
19.03. | 19 | 600
19.03. | 20 | 600
19.03. | 21 | 600
19.03. | 22 | 600
19.03. | 23 | 600
19.03. | 24 | 600
20.03. | 1 | 600
20.03. | 2 | 600
20.03. | 3 | 600
20.03. | 4 | 600
20.03. | 5 | 600
20.03. | 6 | 600
20.03. | 7 | 600
20.03. | 8 | 600
20.03. | 9 | 600
20.03. | 10 | 600
20.03. | 11 | 600
20.03. | 12 | 600
20.03. | 13 | 600
20.03. | 14 | 600
20.03. | 15 | 600
20.03. | 16 | 600
20.03. | 17 | 600
20.03. | 18 | 600
20.03. | 19 | 600
20.03. | 20 | 600
20.03. | 21 | 600
20.03. | 22 | 600
20.03. | 23 | 600
20.03. | 24 | 600
21.03. | 1 | 600
21.03. | 2 | 600
21.03. | 3 | 600
21.03. | 4 | 600
21.03. | 5 | 600
21.03. | 6 | 600
21.03. | 7 | 600
21.03. | 8 | 600
21.03. | 9 | 600
21.03. | 10 | 600
21.03. | 11 | 600
21.03. | 12 | 600
21.03. | 13 | 600
21.03. | 14 | 600
21.03. | 15 | 600
21.03. | 16 | 600
21.03. | 17 | 600
21.03. | 18 | 600
21.03. | 19 | 600
21.03. | 20 | 600
21.03. | 21 | 600
21.03. | 22 | 600
21.03. | 23 | 600
21.03. | 24 | 600
22.03. | 1 | 600
22.03. | 2 | 600
22.03. | 3 | 600
22.03. | 4 | 600
22.03. | 5 | 600
22.03. | 6 | 600
22.03. | 7 | 600
22.03. | 8 | 600
22.03. | 9 | 600
22.03. | 10 | 600
22.03. | 11 | 600
22.03. | 12 | 600
22.03. | 13 | 600
22.03. | 14 | 600
22.03. | 15 | 600
22.03. | 16 | 600
22.03. | 17 | 600
22.03. | 18 | 600
22.03. | 19 | 600
22.03. | 20 | 600
22.03. | 21 | 600
22.03. | 22 | 600
22.03. | 23 | 600
22.03. | 24 | 600
23.03. | 1 | 600
23.03. | 2 | 600
23.03. | 3 | 600
23.03. | 4 | 600
23.03. | 5 | 600
23.03. | 6 | 600
23.03. | 7 | 600
23.03. | 8 | 600
23.03. | 9 | 600
23.03. | 10 | 600
23.03. | 11 | 600
23.03. | 12 | 600
23.03. | 13 | 600
23.03. | 14 | 600
23.03. | 15 | 600
23.03. | 16 | 600
23.03. | 17 | 600
23.03. | 18 | 600
23.03. | 19 | 600
23.03. | 20 | 600
23.03. | 21 | 600
23.03. | 22 | 600
23.03. | 23 | 600
23.03. | 24 | 600
24.03. | 1 | 600
24.03. | 2 | 600
24.03. | 3 | 600
24.03. | 4 | 600
24.03. | 5 | 600
24.03. | 6 | 600
24.03. | 7 | 600
24.03. | 8 | 600
24.03. | 9 | 600
24.03. | 10 | 600
24.03. | 11 | 600
24.03. | 12 | 600
24.03. | 13 | 600
24.03. | 14 | 600
24.03. | 15 | 600
24.03. | 16 | 600
24.03. | 17 | 600
24.03. | 18 | 600
24.03. | 19 | 600
24.03. | 20 | 600
24.03. | 21 | 600
24.03. | 22 | 600
24.03. | 23 | 600
24.03. | 24 | 600
25.03. | 1 | 600
25.03. | 2 | 600
25.03. | 3 | 600
25.03. | 4 | 600
25.03. | 5 | 600
25.03. | 6 | 600
25.03. | 7 | 600
25.03. | 8 | 600
25.03. | 9 | 600
25.03. | 10 | 600
25.03. | 11 | 600
25.03. | 12 | 600
25.03. | 13 | 600
25.03. | 14 | 600
25.03. | 15 | 600
25.03. | 16 | 600
25.03. | 17 | 600
25.03. | 18 | 600
25.03. | 19 | 600
25.03. | 20 | 600
25.03. | 21 | 600
25.03. | 22 | 600
25.03. | 23 | 600
25.03. | 24 | 600
26.03. | 1 | 600
26.03. | 2 | 600
26.03. | 3 | 600
26.03. | 4 | 600
26.03. | 5 | 600
26.03. | 6 | 600
26.03. | 7 | 600
26.03. | 8 | 600
26.03. | 9 | 600
26.03. | 10 | 600
26.03. | 11 | 600
26.03. | 12 | 600
26.03. | 13 | 600
26.03. | 14 | 600
26.03. | 15 | 600
26.03. | 16 | 600
26.03. | 17 | 600
26.03. | 18 | 206.96
26.03. | 19 | 600
26.03. | 20 | 600
26.03. | 21 | 600
26.03. | 22 | 600
26.03. | 23 | 600
26.03. | 24 | -586.12
27.03. | 1 | -600
27.03. | 2 | -600
27.03. | 3 | -599.94
27.03. | 4 | -600
27.03. | 5 | -600
27.03. | 6 | -600
27.03. | 7 | -260.47
27.03. | 8 | 600
27.03. | 9 | 600
27.03. | 10 | 600
27.03. | 11 | 600
27.03. | 12 | 600
27.03. | 13 | 600
27.03. | 14 | 600
27.03. | 15 | 600
27.03. | 16 | 600
27.03. | 17 | 600
27.03. | 18 | 600
27.03. | 19 | 600
27.03. | 20 | 600
27.03. | 21 | 600
27.03. | 22 | 600
27.03. | 23 | 600
27.03. | 24 | -80.78
28.03. | 1 | -600
28.03. | 2 | -285.88
28.03. | 3 | -391.84
28.03. | 4 | -600
28.03. | 5 | -600
28.03. | 6 | -600
28.03. | 7 | 600
28.03. | 8 | 600
28.03. | 9 | 600
28.03. | 10 | 600
28.03. | 11 | 600
28.03. | 12 | 600
28.03. | 13 | 600
28.03. | 14 | 600
28.03. | 15 | 600
28.03. | 16 | 600
28.03. | 17 | 600
28.03. | 18 | 600
28.03. | 19 | 600
28.03. | 20 | 600
28.03. | 21 | 600
28.03. | 22 | 600
28.03. | 23 | 600
28.03. | 24 | 600
29.03. | 1 | 600
29.03. | 2 | 600
29.03. | 3 | 600
29.03. | 4 | 600
29.03. | 5 | 600
29.03. | 6 | 600
29.03. | 7 | 600
29.03. | 8 | 600
29.03. | 9 | 600
29.03. | 10 | 600
29.03. | 11 | 600
29.03. | 12 | 600
29.03. | 13 | 600
29.03. | 14 | 600
29.03. | 15 | 600
29.03. | 16 | 600
29.03. | 17 | 600
29.03. | 18 | 600
29.03. | 19 | 600
29.03. | 20 | 600
29.03. | 21 | 600
29.03. | 22 | 600
29.03. | 23 | 600
29.03. | 24 | 600
30.03. | 1 | 600
30.03. | 2 | 600
30.03. | 3 | 600
30.03. | 4 | 600
30.03. | 5 | 600
30.03. | 6 | 600
30.03. | 7 | 600
30.03. | 8 | 600
30.03. | 9 | 600
30.03. | 10 | 600
30.03. | 11 | 600
30.03. | 12 | 600
30.03. | 13 | 600
30.03. | 14 | 600
30.03. | 15 | 600
30.03. | 16 | 600
30.03. | 17 | 600
30.03. | 18 | 600
30.03. | 19 | 600
30.03. | 20 | 600
30.03. | 21 | 600
30.03. | 22 | 600
30.03. | 23 | 600
30.03. | 24 | 600
31.03. | 1 | -50.08
31.03. | 2 | 600
31.03. | 3 | 600
31.03. | 4 | 521.5
31.03. | 5 | 600
31.03. | 6 | 600
31.03. | 7 | 133.8
31.03. | 8 | 600
31.03. | 9 | 600
31.03. | 10 | 600
31.03. | 11 | 600
31.03. | 12 | 600
31.03. | 13 | 600
31.03. | 14 | 600
31.03. | 15 | 600
31.03. | 16 | 600
31.03. | 17 | 600
31.03. | 18 | 600
31.03. | 19 | 600
31.03. | 20 | 600
31.03. | 21 | 600
31.03. | 22 | 600
31.03. | 23 | 600
31.03. | 24 | 600
01.04. | 1 | 600
01.04. | 2 | 600
01.04. | 3 | 600
01.04. | 4 | 600
01.04. | 5 | 600
01.04. | 6 | 600
01.04. | 7 | 600
01.04. | 8 | 600
01.04. | 9 | 600
01.04. | 10 | 600
01.04. | 11 | 600
01.04. | 12 | 600
01.04. | 13 | 600
01.04. | 14 | 600
01.04. | 15 | 600
01.04. | 16 | 600
01.04. | 17 | 600
01.04. | 18 | 600
01.04. | 19 | 600
01.04. | 20 | 600
01.04. | 21 | 600
01.04. | 22 | 600
01.04. | 23 | 600
01.04. | 24 | 600
02.04. | 1 | 600
02.04. | 2 | 600
02.04. | 3 | 600
02.04. | 4 | 600
02.04. | 5 | 600
02.04. | 6 | 600
02.04. | 7 | 600
02.04. | 8 | 600
02.04. | 9 | 600
02.04. | 10 | 600
02.04. | 11 | 600
02.04. | 12 | 600
02.04. | 13 | 600
02.04. | 14 | 600
02.04. | 15 | 600
02.04. | 16 | 600
02.04. | 17 | 600
02.04. | 18 | 600
02.04. | 19 | 600
02.04. | 20 | 600
02.04. | 21 | 600
02.04. | 22 | 600
02.04. | 23 | 600
02.04. | 24 | 340.53
03.04. | 1 | -600
03.04. | 2 | -410.48
03.04. | 3 | -226.13
03.04. | 4 | 122.85
03.04. | 5 | 411.64
03.04. | 6 | 600
03.04. | 7 | 180.61
03.04. | 8 | 600
03.04. | 9 | 600
03.04. | 10 | 600
03.04. | 11 | 600
03.04. | 12 | 600
03.04. | 13 | 600
03.04. | 14 | 600
03.04. | 15 | 600
03.04. | 16 | 600
03.04. | 17 | 600
03.04. | 18 | 600
03.04. | 19 | 600
03.04. | 20 | 600
03.04. | 21 | 600
03.04. | 22 | 600
03.04. | 23 | 479.5
03.04. | 24 | -599.94
04.04. | 1 | -600
04.04. | 2 | -599.94
04.04. | 3 | -599.94
04.04. | 4 | -600
04.04. | 5 | -600
04.04. | 6 | -330.98
04.04. | 7 | -600
04.04. | 8 | 600
04.04. | 9 | 600
04.04. | 10 | 600
04.04. | 11 | 600
04.04. | 12 | 600
04.04. | 13 | 600
04.04. | 14 | 600
04.04. | 15 | 600
04.04. | 16 | -130.51
04.04. | 17 | 600
04.04. | 18 | 600
04.04. | 19 | 600
04.04. | 20 | 600
04.04. | 21 | 600
04.04. | 22 | 600
04.04. | 23 | 600
04.04. | 24 | 449.81
05.04. | 1 | -600
05.04. | 2 | -109.61
05.04. | 3 | -463.21
05.04. | 4 | -564.34
05.04. | 5 | -421.66
05.04. | 6 | -187.4
05.04. | 7 | -207.88
05.04. | 8 | 600
05.04. | 9 | 600
05.04. | 10 | 600
05.04. | 11 | 600
05.04. | 12 | 600
05.04. | 13 | 600
05.04. | 14 | 600
05.04. | 15 | 600
05.04. | 16 | 600
05.04. | 17 | 600
05.04. | 18 | 600
05.04. | 19 | 600
05.04. | 20 | 600
05.04. | 21 | 600
05.04. | 22 | 600
05.04. | 23 | 600
05.04. | 24 | 92.94
06.04. | 1 | -551.76
06.04. | 2 | 272.09
06.04. | 3 | 231.15
06.04. | 4 | 182.85
06.04. | 5 | 218.82
06.04. | 6 | 389.72
06.04. | 7 | 600
06.04. | 8 | 600
06.04. | 9 | 600
06.04. | 10 | 600
06.04. | 11 | 600
06.04. | 12 | 600
06.04. | 13 | 600
06.04. | 14 | 600
06.04. | 15 | 600
06.04. | 16 | 600
06.04. | 17 | 600
06.04. | 18 | 600
06.04. | 19 | 600
06.04. | 20 | 600
06.04. | 21 | 600
06.04. | 22 | 600
06.04. | 23 | 600
06.04. | 24 | 125.5
07.04. | 1 | -53.24
07.04. | 2 | 54.64
07.04. | 3 | 20.83
07.04. | 4 | 294.64
07.04. | 5 | 599.98
07.04. | 6 | 600
07.04. | 7 | 600
07.04. | 8 | 600
07.04. | 9 | 600
07.04. | 10 | 600
07.04. | 11 | 600
07.04. | 12 | 600
07.04. | 13 | 600
07.04. | 14 | 600
07.04. | 15 | 600
07.04. | 16 | 600
07.04. | 17 | 600
07.04. | 18 | 600
07.04. | 19 | 600
07.04. | 20 | 600
07.04. | 21 | 600
07.04. | 22 | 600
07.04. | 23 | 600
07.04. | 24 | 600
08.04. | 1 | 118.98
08.04. | 2 | 600
08.04. | 3 | 600
08.04. | 4 | 600
08.04. | 5 | 600
08.04. | 6 | 600
08.04. | 7 | 600
08.04. | 8 | 600
08.04. | 9 | 600
08.04. | 10 | 600
08.04. | 11 | 600
08.04. | 12 | 600
08.04. | 13 | 600
08.04. | 14 | 600
08.04. | 15 | 600
08.04. | 16 | 600
08.04. | 17 | 600
08.04. | 18 | 600
08.04. | 19 | 600
08.04. | 20 | 600
08.04. | 21 | 600
08.04. | 22 | 600
08.04. | 23 | 600
08.04. | 24 | 600
09.04. | 1 | -53.53
09.04. | 2 | 600
09.04. | 3 | 286.12
09.04. | 4 | 208.71
09.04. | 5 | 456.36
09.04. | 6 | 599.99
09.04. | 7 | 106.1
09.04. | 8 | 600
09.04. | 9 | 600
09.04. | 10 | 600
09.04. | 11 | 600
09.04. | 12 | 600
09.04. | 13 | 600
09.04. | 14 | 600
09.04. | 15 | 600
09.04. | 16 | 600
09.04. | 17 | 600
09.04. | 18 | 600
09.04. | 19 | 600
09.04. | 20 | 600
09.04. | 21 | 600
09.04. | 22 | 600
09.04. | 23 | 600
09.04. | 24 | 600
10.04. | 1 | 600
10.04. | 2 | 600
10.04. | 3 | 600
10.04. | 4 | 600
10.04. | 5 | 600
10.04. | 6 | 600
10.04. | 7 | 600
10.04. | 8 | 600
10.04. | 9 | 600
10.04. | 10 | 600
10.04. | 11 | 600
10.04. | 12 | 600
10.04. | 13 | 600
10.04. | 14 | 600
10.04. | 15 | 600
10.04. | 16 | 600
10.04. | 17 | 600
10.04. | 18 | 600
10.04. | 19 | 600
10.04. | 20 | 600
10.04. | 21 | 600
10.04. | 22 | 600
10.04. | 23 | 600
10.04. | 24 | 247.34
11.04. | 1 | -573.95
11.04. | 2 | 133.29
11.04. | 3 | -92.51
11.04. | 4 | -157.61
11.04. | 5 | -204.23
11.04. | 6 | -111.05
11.04. | 7 | 600
11.04. | 8 | 600
11.04. | 9 | 600
11.04. | 10 | 600
11.04. | 11 | 600
11.04. | 12 | 600
11.04. | 13 | 600
11.04. | 14 | 600
11.04. | 15 | 600
11.04. | 16 | 600
11.04. | 17 | 600
11.04. | 18 | 600
11.04. | 19 | 600
11.04. | 20 | 600
11.04. | 21 | 600
11.04. | 22 | 600
11.04. | 23 | 600
11.04. | 24 | 600
12.04. | 1 | 600
12.04. | 2 | 600
12.04. | 3 | 600
12.04. | 4 | 600
12.04. | 5 | 600
12.04. | 6 | 600
12.04. | 7 | 600
12.04. | 8 | 600
12.04. | 9 | 600
12.04. | 10 | 600
12.04. | 11 | 600
12.04. | 12 | 600
12.04. | 13 | 600
12.04. | 14 | 600
12.04. | 15 | 600
12.04. | 16 | 600
12.04. | 17 | 600
12.04. | 18 | 600
12.04. | 19 | 600
12.04. | 20 | 600
12.04. | 21 | 600
12.04. | 22 | 600
12.04. | 23 | 600
12.04. | 24 | 600
13.04. | 1 | 600
13.04. | 2 | 600
13.04. | 3 | 600
13.04. | 4 | 600
13.04. | 5 | 600
13.04. | 6 | 600
13.04. | 7 | 600
13.04. | 8 | 600
13.04. | 9 | 600
13.04. | 10 | 600
13.04. | 11 | 600
13.04. | 12 | 600
13.04. | 13 | 600
13.04. | 14 | 600
13.04. | 15 | 600
13.04. | 16 | 600
13.04. | 17 | 600
13.04. | 18 | 600
13.04. | 19 | 600
13.04. | 20 | 600
13.04. | 21 | 600
13.04. | 22 | 600
13.04. | 23 | 600
13.04. | 24 | 600
14.04. | 1 | 600
14.04. | 2 | 600
14.04. | 3 | 600
14.04. | 4 | 600
14.04. | 5 | 600
14.04. | 6 | 600
14.04. | 7 | 600
14.04. | 8 | 600
14.04. | 9 | 600
14.04. | 10 | 600
14.04. | 11 | 600
14.04. | 12 | 600
14.04. | 13 | 600
14.04. | 14 | 600
14.04. | 15 | 600
14.04. | 16 | 600
14.04. | 17 | 600
14.04. | 18 | 600
14.04. | 19 | 600
14.04. | 20 | 600
14.04. | 21 | 600
14.04. | 22 | 600
14.04. | 23 | 600
14.04. | 24 | 600
15.04. | 1 | 600
15.04. | 2 | 600
15.04. | 3 | 600
15.04. | 4 | 600
15.04. | 5 | 600
15.04. | 6 | 600
15.04. | 7 | 600
15.04. | 8 | 600
15.04. | 9 | 600
15.04. | 10 | 600
15.04. | 11 | 600
15.04. | 12 | 600
15.04. | 13 | 600
15.04. | 14 | 600
15.04. | 15 | 600
15.04. | 16 | 600
15.04. | 17 | 600
15.04. | 18 | 439.78
15.04. | 19 | 600
15.04. | 20 | 600
15.04. | 21 | 600
15.04. | 22 | 600
15.04. | 23 | 600
15.04. | 24 | -263.36
16.04. | 1 | -600
16.04. | 2 | -470.55
16.04. | 3 | -456.2
16.04. | 4 | -443.81
16.04. | 5 | -598.54
16.04. | 6 | -235.06
16.04. | 7 | 600
16.04. | 8 | 600
16.04. | 9 | 600
16.04. | 10 | 600
16.04. | 11 | 600
16.04. | 12 | 600
16.04. | 13 | 600
16.04. | 14 | 600
16.04. | 15 | 600
16.04. | 16 | 600
16.04. | 17 | 600
16.04. | 18 | 118.13
16.04. | 19 | 600
16.04. | 20 | 600
16.04. | 21 | 600
16.04. | 22 | 600
16.04. | 23 | 600
16.04. | 24 | 35.83
17.04. | 1 | -600
17.04. | 2 | -441.93
17.04. | 3 | -444.69
17.04. | 4 | -422.4
17.04. | 5 | -333.33
17.04. | 6 | -202.3
17.04. | 7 | 600
17.04. | 8 | 600
17.04. | 9 | 600
17.04. | 10 | 600
17.04. | 11 | 600
17.04. | 12 | 600
17.04. | 13 | 600
17.04. | 14 | 600
17.04. | 15 | 600
17.04. | 16 | 600
17.04. | 17 | 600
17.04. | 18 | 600
17.04. | 19 | 600
17.04. | 20 | 600
17.04. | 21 | 600
17.04. | 22 | 600
17.04. | 23 | 509.79
17.04. | 24 | 402.39
18.04. | 1 | -445.81
18.04. | 2 | 145
18.04. | 3 | 16.94
18.04. | 4 | -44.48
18.04. | 5 | -103.77
18.04. | 6 | -218.72
18.04. | 7 | -600
18.04. | 8 | 600
18.04. | 9 | 600
18.04. | 10 | 600
18.04. | 11 | 600
18.04. | 12 | 600
18.04. | 13 | 600
18.04. | 14 | 600
18.04. | 15 | 600
18.04. | 16 | 132.15
18.04. | 17 | 600
18.04. | 18 | 600
18.04. | 19 | 600
18.04. | 20 | 600
18.04. | 21 | 600
18.04. | 22 | 600
18.04. | 23 | 600
18.04. | 24 | 388.08
19.04. | 1 | -514.06
19.04. | 2 | 239.24
19.04. | 3 | 19.44
19.04. | 4 | -89.17
19.04. | 5 | 25.01
19.04. | 6 | -97.55
19.04. | 7 | 8.64
19.04. | 8 | 600
19.04. | 9 | 600
19.04. | 10 | 600
19.04. | 11 | 600
19.04. | 12 | 600
19.04. | 13 | 600
19.04. | 14 | 600
19.04. | 15 | 600
19.04. | 16 | 600
19.04. | 17 | 600
19.04. | 18 | 600
19.04. | 19 | 600
19.04. | 20 | 600
19.04. | 21 | 600
19.04. | 22 | 600
19.04. | 23 | 600
19.04. | 24 | -92.52
20.04. | 1 | -551.6
20.04. | 2 | -245.3
20.04. | 3 | -577.25
20.04. | 4 | -600
20.04. | 5 | -600
20.04. | 6 | -378.66
20.04. | 7 | -600
20.04. | 8 | -600
20.04. | 9 | -600
20.04. | 10 | 600
20.04. | 11 | 600
20.04. | 12 | 600
20.04. | 13 | 600
20.04. | 14 | 600
20.04. | 15 | 500.1
20.04. | 16 | 600
20.04. | 17 | 600
20.04. | 18 | 600
20.04. | 19 | 600
20.04. | 20 | 600
20.04. | 21 | 600
20.04. | 22 | 600
20.04. | 23 | 600
20.04. | 24 | 600
21.04. | 1 | -38.5
21.04. | 2 | 599.99
21.04. | 3 | 372.12
21.04. | 4 | 312.93
21.04. | 5 | -21.16
21.04. | 6 | 600
21.04. | 7 | 600
21.04. | 8 | 600
21.04. | 9 | 600
21.04. | 10 | 600
21.04. | 11 | 600
21.04. | 12 | 600
21.04. | 13 | 600
21.04. | 14 | 600
21.04. | 15 | 600
21.04. | 16 | 600
21.04. | 17 | 600
21.04. | 18 | 600
21.04. | 19 | 600
21.04. | 20 | 600
21.04. | 21 | 600
21.04. | 22 | 600
21.04. | 23 | 600
21.04. | 24 | 600
22.04. | 1 | 600
22.04. | 2 | 600
22.04. | 3 | 600
22.04. | 4 | 600
22.04. | 5 | 600
22.04. | 6 | 600
22.04. | 7 | 600
22.04. | 8 | 600
22.04. | 9 | 600
22.04. | 10 | 600
22.04. | 11 | 600
22.04. | 12 | 600
22.04. | 13 | 600
22.04. | 14 | 600
22.04. | 15 | 600
22.04. | 16 | 600
22.04. | 17 | 600
22.04. | 18 | 600
22.04. | 19 | 600
22.04. | 20 | 600
22.04. | 21 | 600
22.04. | 22 | 600
22.04. | 23 | 600
22.04. | 24 | 600
23.04. | 1 | -204.54
23.04. | 2 | 600
23.04. | 3 | 587.26
23.04. | 4 | 545.04
23.04. | 5 | 600
23.04. | 6 | 600
23.04. | 7 | 394.36
23.04. | 8 | 600
23.04. | 9 | 600
23.04. | 10 | 600
23.04. | 11 | 600
23.04. | 12 | 600
23.04. | 13 | 600
23.04. | 14 | 600
23.04. | 15 | 600
23.04. | 16 | 600
23.04. | 17 | 600
23.04. | 18 | 600
23.04. | 19 | 600
23.04. | 20 | 600
23.04. | 21 | 600
23.04. | 22 | 600
23.04. | 23 | 599.97
23.04. | 24 | 53.57
24.04. | 1 | -600
24.04. | 2 | -282.79
24.04. | 3 | -583.18
24.04. | 4 | -600
24.04. | 5 | -580.77
24.04. | 6 | -577.6
24.04. | 7 | 600
24.04. | 8 | 600
24.04. | 9 | 600
24.04. | 10 | 600
24.04. | 11 | 600
24.04. | 12 | 600
24.04. | 13 | 600
24.04. | 14 | 600
24.04. | 15 | 600
24.04. | 16 | 600
24.04. | 17 | 600
24.04. | 18 | 600
24.04. | 19 | 600
24.04. | 20 | 600
24.04. | 21 | 600
24.04. | 22 | 600
24.04. | 23 | 600
24.04. | 24 | -214.98
25.04. | 1 | -551.13
25.04. | 2 | -271.24
25.04. | 3 | -400.17
25.04. | 4 | -589.4
25.04. | 5 | -600
25.04. | 6 | 211.47
25.04. | 7 | 600
25.04. | 8 | 600
25.04. | 9 | 600
25.04. | 10 | 600
25.04. | 11 | 600
25.04. | 12 | 600
25.04. | 13 | 600
25.04. | 14 | 600
25.04. | 15 | 600
25.04. | 16 | 600
25.04. | 17 | 600
25.04. | 18 | 600
25.04. | 19 | 600
25.04. | 20 | 600
25.04. | 21 | 600
25.04. | 22 | 600
25.04. | 23 | 600
25.04. | 24 | 600
26.04. | 1 | 600
26.04. | 2 | 600
26.04. | 3 | 600
26.04. | 4 | 600
26.04. | 5 | 600
26.04. | 6 | 600
26.04. | 7 | 600
26.04. | 8 | 600
26.04. | 9 | 600
26.04. | 10 | 600
26.04. | 11 | 600
26.04. | 12 | 600
26.04. | 13 | 600
26.04. | 14 | 600
26.04. | 15 | 600
26.04. | 16 | 600
26.04. | 17 | 600
26.04. | 18 | 600
26.04. | 19 | 600
26.04. | 20 | 600
26.04. | 21 | 600
26.04. | 22 | 600
26.04. | 23 | 600
26.04. | 24 | 600
27.04. | 1 | 600
27.04. | 2 | 600
27.04. | 3 | 600
27.04. | 4 | 600
27.04. | 5 | 600
27.04. | 6 | 600
27.04. | 7 | 600
27.04. | 8 | 600
27.04. | 9 | 600
27.04. | 10 | 600
27.04. | 11 | 600
27.04. | 12 | 600
27.04. | 13 | 600
27.04. | 14 | 600
27.04. | 15 | 600
27.04. | 16 | 600
27.04. | 17 | 600
27.04. | 18 | 600
27.04. | 19 | 600
27.04. | 20 | 600
27.04. | 21 | 600
27.04. | 22 | 600
27.04. | 23 | 600
27.04. | 24 | 600
28.04. | 1 | 600
28.04. | 2 | 600
28.04. | 3 | 600
28.04. | 4 | 600
28.04. | 5 | 600
28.04. | 6 | 600
28.04. | 7 | 600
28.04. | 8 | 600
28.04. | 9 | 600
28.04. | 10 | 600
28.04. | 11 | 600
28.04. | 12 | 600
28.04. | 13 | 600
28.04. | 14 | 600
28.04. | 15 | 600
28.04. | 16 | 600
28.04. | 17 | 600
28.04. | 18 | 600
28.04. | 19 | 600
28.04. | 20 | 600
28.04. | 21 | 600
28.04. | 22 | 600
28.04. | 23 | 600
28.04. | 24 | 600
29.04. | 1 | 600
29.04. | 2 | 600
29.04. | 3 | 600
29.04. | 4 | 600
29.04. | 5 | 600
29.04. | 6 | 600
29.04. | 7 | 600
29.04. | 8 | 600
29.04. | 9 | 600
29.04. | 10 | 600
29.04. | 11 | 600
29.04. | 12 | 600
29.04. | 13 | 600
29.04. | 14 | 600
29.04. | 15 | 600
29.04. | 16 | 600
29.04. | 17 | 600
29.04. | 18 | 600
29.04. | 19 | 600
29.04. | 20 | 600
29.04. | 21 | 600
29.04. | 22 | 600
29.04. | 23 | 600
29.04. | 24 | 600
30.04. | 1 | 600
30.04. | 2 | 600
30.04. | 3 | 600
30.04. | 4 | 600
30.04. | 5 | 600
30.04. | 6 | 600
30.04. | 7 | 600
30.04. | 8 | 600
30.04. | 9 | 600
30.04. | 10 | 600
30.04. | 11 | 600
30.04. | 12 | 600
30.04. | 13 | 600
30.04. | 14 | 600
30.04. | 15 | 600
30.04. | 16 | 600
30.04. | 17 | 600
30.04. | 18 | 600
30.04. | 19 | 600
30.04. | 20 | 600
30.04. | 21 | 600
30.04. | 22 | 600
30.04. | 23 | 600
30.04. | 24 | 600
01.05. | 1 | 600
01.05. | 2 | 600
01.05. | 3 | 600
01.05. | 4 | 600
01.05. | 5 | 600
01.05. | 6 | 600
01.05. | 7 | 600
01.05. | 8 | 600
01.05. | 9 | 600
01.05. | 10 | 600
01.05. | 11 | 600
01.05. | 12 | 600
01.05. | 13 | 600
01.05. | 14 | 600
01.05. | 15 | 600
01.05. | 16 | 600
01.05. | 17 | 600
01.05. | 18 | 600
01.05. | 19 | 600
01.05. | 20 | 600
01.05. | 21 | 600
01.05. | 22 | 600
01.05. | 23 | 600
01.05. | 24 | 600
02.05. | 1 | 600
02.05. | 2 | 600
02.05. | 3 | 600
02.05. | 4 | 600
02.05. | 5 | 600
02.05. | 6 | 600
02.05. | 7 | 600
02.05. | 8 | 600
02.05. | 9 | 600
02.05. | 10 | 600
02.05. | 11 | 600
02.05. | 12 | 600
02.05. | 13 | 600
02.05. | 14 | 600
02.05. | 15 | 600
02.05. | 16 | 600
02.05. | 17 | 600
02.05. | 18 | 600
02.05. | 19 | 600
02.05. | 20 | 600
02.05. | 21 | 600
02.05. | 22 | 600
02.05. | 23 | 600
02.05. | 24 | 600
03.05. | 1 | 268.77
03.05. | 2 | 313.53
03.05. | 3 | 46.09
03.05. | 4 | -7.5
03.05. | 5 | 21.55
03.05. | 6 | 342.41
03.05. | 7 | 600
03.05. | 8 | 600
03.05. | 9 | 600
03.05. | 10 | 600
03.05. | 11 | 600
03.05. | 12 | 600
03.05. | 13 | 600
03.05. | 14 | 600
03.05. | 15 | 600
03.05. | 16 | 600
03.05. | 17 | 600
03.05. | 18 | 600
03.05. | 19 | 600
03.05. | 20 | 600
03.05. | 21 | 600
03.05. | 22 | 600
03.05. | 23 | 600
03.05. | 24 | 286.21
04.05. | 1 | 39.36
04.05. | 2 | 16.25
04.05. | 3 | -91.48
04.05. | 4 | -122.88
04.05. | 5 | -102.04
04.05. | 6 | 314.12
04.05. | 7 | 600
04.05. | 8 | 600
04.05. | 9 | 600
04.05. | 10 | 600
04.05. | 11 | 600
04.05. | 12 | 600
04.05. | 13 | 600
04.05. | 14 | 600
04.05. | 15 | 600
04.05. | 16 | 600
04.05. | 17 | 600
04.05. | 18 | 600
04.05. | 19 | 600
04.05. | 20 | 600
04.05. | 21 | 600
04.05. | 22 | 600
04.05. | 23 | 600
04.05. | 24 | 600
05.05. | 1 | 600
05.05. | 2 | 600
05.05. | 3 | 600
05.05. | 4 | 600
05.05. | 5 | 600
05.05. | 6 | 600
05.05. | 7 | 600
05.05. | 8 | 600
05.05. | 9 | 600
05.05. | 10 | 600
05.05. | 11 | 600
05.05. | 12 | 600
05.05. | 13 | 600
05.05. | 14 | 600
05.05. | 15 | 600
05.05. | 16 | 600
05.05. | 17 | 600
05.05. | 18 | 600
05.05. | 19 | 600
05.05. | 20 | 600
05.05. | 21 | 600
05.05. | 22 | 600
05.05. | 23 | 600
05.05. | 24 | 600
06.05. | 1 | 600
06.05. | 2 | 600
06.05. | 3 | 600
06.05. | 4 | 600
06.05. | 5 | 600
06.05. | 6 | 600
06.05. | 7 | 600
06.05. | 8 | 600
06.05. | 9 | 600
06.05. | 10 | 600
06.05. | 11 | 600
06.05. | 12 | 600
06.05. | 13 | 600
06.05. | 14 | 600
06.05. | 15 | 600
06.05. | 16 | 600
06.05. | 17 | 600
06.05. | 18 | 600
06.05. | 19 | 600
06.05. | 20 | 600
06.05. | 21 | 600
06.05. | 22 | 600
06.05. | 23 | 600
06.05. | 24 | 600
07.05. | 1 | 600
07.05. | 2 | 600
07.05. | 3 | 600
07.05. | 4 | 600
07.05. | 5 | 600
07.05. | 6 | 600
07.05. | 7 | 600
07.05. | 8 | 600
07.05. | 9 | 600
07.05. | 10 | 600
07.05. | 11 | 600
07.05. | 12 | 600
07.05. | 13 | 600
07.05. | 14 | 600
07.05. | 15 | 600
07.05. | 16 | 600
07.05. | 17 | 600
07.05. | 18 | 600
07.05. | 19 | 600
07.05. | 20 | 600
07.05. | 21 | 600
07.05. | 22 | 600
07.05. | 23 | 600
07.05. | 24 | 593.61
08.05. | 1 | 429.09
08.05. | 2 | 580.59
08.05. | 3 | 471.97
08.05. | 4 | 399.55
08.05. | 5 | 466.33
08.05. | 6 | 420.12
08.05. | 7 | 600
08.05. | 8 | 600
08.05. | 9 | 600
08.05. | 10 | 600
08.05. | 11 | 600
08.05. | 12 | 600
08.05. | 13 | 600
08.05. | 14 | 600
08.05. | 15 | 600
08.05. | 16 | 600
08.05. | 17 | 600
08.05. | 18 | 600
08.05. | 19 | 600
08.05. | 20 | 600
08.05. | 21 | 600
08.05. | 22 | 600
08.05. | 23 | 600
08.05. | 24 | 585.67
09.05. | 1 | -329.19
09.05. | 2 | 561.53
09.05. | 3 | 577.69
09.05. | 4 | 588.65
09.05. | 5 | 555.92
09.05. | 6 | 600
09.05. | 7 | 600
09.05. | 8 | 600
09.05. | 9 | 600
09.05. | 10 | 600
09.05. | 11 | 600
09.05. | 12 | 600
09.05. | 13 | 600
09.05. | 14 | 600
09.05. | 15 | 600
09.05. | 16 | 600
09.05. | 17 | 600
09.05. | 18 | 600
09.05. | 19 | 600
09.05. | 20 | 600
09.05. | 21 | 600
09.05. | 22 | 600
09.05. | 23 | 600
09.05. | 24 | 600
10.05. | 1 | 599.94
10.05. | 2 | 600
10.05. | 3 | 599.94
10.05. | 4 | 599.94
10.05. | 5 | 587.92
10.05. | 6 | 600
10.05. | 7 | 600
10.05. | 8 | 600
10.05. | 9 | 600
10.05. | 10 | 600
10.05. | 11 | 600
10.05. | 12 | 600
10.05. | 13 | 600
10.05. | 14 | 600
10.05. | 15 | 600
10.05. | 16 | 600
10.05. | 17 | 600
10.05. | 18 | 600
10.05. | 19 | 600
10.05. | 20 | 600
10.05. | 21 | 600
10.05. | 22 | 600
10.05. | 23 | 600
10.05. | 24 | 600
11.05. | 1 | 567.25
11.05. | 2 | 600
11.05. | 3 | 517.87
11.05. | 4 | 577.79
11.05. | 5 | 337.25
11.05. | 6 | 599.3
11.05. | 7 | 600
11.05. | 8 | 600
11.05. | 9 | 600
11.05. | 10 | 600
11.05. | 11 | 600
11.05. | 12 | 600
11.05. | 13 | 600
11.05. | 14 | 600
11.05. | 15 | 600
11.05. | 16 | 600
11.05. | 17 | 600
11.05. | 18 | 600
11.05. | 19 | 600
11.05. | 20 | 600
11.05. | 21 | 600
11.05. | 22 | 600
11.05. | 23 | 600
11.05. | 24 | 600
12.05. | 1 | 600
12.05. | 2 | 600
12.05. | 3 | 600
12.05. | 4 | 600
12.05. | 5 | 600
12.05. | 6 | 600
12.05. | 7 | 600
12.05. | 8 | 600
12.05. | 9 | 600
12.05. | 10 | 600
12.05. | 11 | 600
12.05. | 12 | 600
12.05. | 13 | 600
12.05. | 14 | 600
12.05. | 15 | 600
12.05. | 16 | 600
12.05. | 17 | 600
12.05. | 18 | 600
12.05. | 19 | 600
12.05. | 20 | 600
12.05. | 21 | 600
12.05. | 22 | 600
12.05. | 23 | 600
12.05. | 24 | 600
13.05. | 1 | 600
13.05. | 2 | 600
13.05. | 3 | 600
13.05. | 4 | 600
13.05. | 5 | 600
13.05. | 6 | 600
13.05. | 7 | 600
13.05. | 8 | 600
13.05. | 9 | 600
13.05. | 10 | 600
13.05. | 11 | 600
13.05. | 12 | 600
13.05. | 13 | 600
13.05. | 14 | 600
13.05. | 15 | 600
13.05. | 16 | 600
13.05. | 17 | 600
13.05. | 18 | 600
13.05. | 19 | 600
13.05. | 20 | 600
13.05. | 21 | 600
13.05. | 22 | 600
13.05. | 23 | 600
13.05. | 24 | 600
14.05. | 1 | 600
14.05. | 2 | 600
14.05. | 3 | 600
14.05. | 4 | 600
14.05. | 5 | 600
14.05. | 6 | 600
14.05. | 7 | 600
14.05. | 8 | 600
14.05. | 9 | 600
14.05. | 10 | 600
14.05. | 11 | 600
14.05. | 12 | 600
14.05. | 13 | 600
14.05. | 14 | 600
14.05. | 15 | 600
14.05. | 16 | 600
14.05. | 17 | 600
14.05. | 18 | 600
14.05. | 19 | 600
14.05. | 20 | 600
14.05. | 21 | 600
14.05. | 22 | 600
14.05. | 23 | 600
14.05. | 24 | 600
15.05. | 1 | 600
15.05. | 2 | 600
15.05. | 3 | 600
15.05. | 4 | 600
15.05. | 5 | 600
15.05. | 6 | 600
15.05. | 7 | 600
15.05. | 8 | 600
15.05. | 9 | 600
15.05. | 10 | 600
15.05. | 11 | 600
15.05. | 12 | 600
15.05. | 13 | 600
15.05. | 14 | 600
15.05. | 15 | 600
15.05. | 16 | 600
15.05. | 17 | 600
15.05. | 18 | 600
15.05. | 19 | 600
15.05. | 20 | 600
15.05. | 21 | 600
15.05. | 22 | 600
15.05. | 23 | 600
15.05. | 24 | 599.94
16.05. | 1 | -215.44
16.05. | 2 | 398.88
16.05. | 3 | 147.55
16.05. | 4 | 284.92
16.05. | 5 | 195.09
16.05. | 6 | 413.41
16.05. | 7 | 415.23
16.05. | 8 | 600
16.05. | 9 | 600
16.05. | 10 | 600
16.05. | 11 | 600
16.05. | 12 | 600
16.05. | 13 | 600
16.05. | 14 | 600
16.05. | 15 | 600
16.05. | 16 | 588.19
16.05. | 17 | 600
16.05. | 18 | 600
16.05. | 19 | 600
16.05. | 20 | 600
16.05. | 21 | 600
16.05. | 22 | 600
16.05. | 23 | 600
16.05. | 24 | 600
17.05. | 1 | 600
17.05. | 2 | 485.38
17.05. | 3 | 428.58
17.05. | 4 | 257.43
17.05. | 5 | 293.49
17.05. | 6 | -76.89
17.05. | 7 | 600
17.05. | 8 | 600
17.05. | 9 | 600
17.05. | 10 | 600
17.05. | 11 | 600
17.05. | 12 | 600
17.05. | 13 | 600
17.05. | 14 | 600
17.05. | 15 | 600
17.05. | 16 | 600
17.05. | 17 | 600
17.05. | 18 | 600
17.05. | 19 | 600
17.05. | 20 | 600
17.05. | 21 | 600
17.05. | 22 | 600
17.05. | 23 | 600
17.05. | 24 | 600
18.05. | 1 | 600
18.05. | 2 | 600
18.05. | 3 | 488.45
18.05. | 4 | 576.62
18.05. | 5 | 515.45
18.05. | 6 | 544.35
18.05. | 7 | 600
18.05. | 8 | 600
18.05. | 9 | 600
18.05. | 10 | 600
18.05. | 11 | 600
18.05. | 12 | 600
18.05. | 13 | 600
18.05. | 14 | 600
18.05. | 15 | 600
18.05. | 16 | 600
18.05. | 17 | 600
18.05. | 18 | 600
18.05. | 19 | 600
18.05. | 20 | 600
18.05. | 21 | 600
18.05. | 22 | 600
18.05. | 23 | 600
18.05. | 24 | 600
19.05. | 1 | 570.12
19.05. | 2 | 600
19.05. | 3 | 495.63
19.05. | 4 | 582.45
19.05. | 5 | 599.59
19.05. | 6 | 600
19.05. | 7 | 600
19.05. | 8 | 600
19.05. | 9 | 600
19.05. | 10 | 600
19.05. | 11 | 600
19.05. | 12 | 600
19.05. | 13 | 600
19.05. | 14 | 600
19.05. | 15 | 600
19.05. | 16 | 600
19.05. | 17 | 600
19.05. | 18 | 600
19.05. | 19 | 600
19.05. | 20 | 600
19.05. | 21 | 600
19.05. | 22 | 600
19.05. | 23 | 600
19.05. | 24 | 600
20.05. | 1 | 600
20.05. | 2 | 600
20.05. | 3 | 600
20.05. | 4 | 600
20.05. | 5 | 600
20.05. | 6 | 600
20.05. | 7 | 600
20.05. | 8 | 600
20.05. | 9 | 600
20.05. | 10 | 600
20.05. | 11 | 600
20.05. | 12 | 600
20.05. | 13 | 600
20.05. | 14 | 600
20.05. | 15 | 600
20.05. | 16 | 600
20.05. | 17 | 600
20.05. | 18 | 600
20.05. | 19 | 600
20.05. | 20 | 600
20.05. | 21 | 600
20.05. | 22 | 600
20.05. | 23 | 600
20.05. | 24 | 600
21.05. | 1 | 600
21.05. | 2 | 600
21.05. | 3 | 600
21.05. | 4 | 600
21.05. | 5 | 600
21.05. | 6 | 600
21.05. | 7 | 600
21.05. | 8 | 600
21.05. | 9 | 600
21.05. | 10 | 600
21.05. | 11 | 600
21.05. | 12 | 600
21.05. | 13 | 600
21.05. | 14 | 600
21.05. | 15 | 600
21.05. | 16 | 600
21.05. | 17 | 600
21.05. | 18 | 600
21.05. | 19 | 600
21.05. | 20 | 600
21.05. | 21 | 600
21.05. | 22 | 600
21.05. | 23 | 600
21.05. | 24 | 600
22.05. | 1 | 600
22.05. | 2 | 600
22.05. | 3 | 600
22.05. | 4 | 600
22.05. | 5 | 600
22.05. | 6 | 600
22.05. | 7 | 600
22.05. | 8 | 600
22.05. | 9 | 600
22.05. | 10 | 600
22.05. | 11 | 600
22.05. | 12 | 600
22.05. | 13 | 600
22.05. | 14 | 600
22.05. | 15 | 600
22.05. | 16 | 600
22.05. | 17 | 600
22.05. | 18 | 600
22.05. | 19 | 600
22.05. | 20 | 600
22.05. | 21 | 600
22.05. | 22 | 600
22.05. | 23 | 600
22.05. | 24 | 595.71
23.05. | 1 | 162.51
23.05. | 2 | 361.04
23.05. | 3 | 332.73
23.05. | 4 | 257.2
23.05. | 5 | 197.09
23.05. | 6 | 75.83
23.05. | 7 | 600
23.05. | 8 | 600
23.05. | 9 | 600
23.05. | 10 | 600
23.05. | 11 | 600
23.05. | 12 | 600
23.05. | 13 | 600
23.05. | 14 | 600
23.05. | 15 | 600
23.05. | 16 | 600
23.05. | 17 | 600
23.05. | 18 | 600
23.05. | 19 | 600
23.05. | 20 | 600
23.05. | 21 | 600
23.05. | 22 | 600
23.05. | 23 | 600
23.05. | 24 | 600
24.05. | 1 | 215.32
24.05. | 2 | 600
24.05. | 3 | 600
24.05. | 4 | 600
24.05. | 5 | 600
24.05. | 6 | 569.33
24.05. | 7 | 600
24.05. | 8 | 600
24.05. | 9 | 600
24.05. | 10 | 600
24.05. | 11 | 600
24.05. | 12 | 600
24.05. | 13 | 600
24.05. | 14 | 600
24.05. | 15 | 600
24.05. | 16 | 600
24.05. | 17 | 600
24.05. | 18 | 600
24.05. | 19 | 600
24.05. | 20 | 600
24.05. | 21 | 600
24.05. | 22 | 600
24.05. | 23 | 600
24.05. | 24 | 600
25.05. | 1 | 510.41
25.05. | 2 | 497.43
25.05. | 3 | 167.94
25.05. | 4 | 169.61
25.05. | 5 | 82.84
25.05. | 6 | 144
25.05. | 7 | 600
25.05. | 8 | 600
25.05. | 9 | 600
25.05. | 10 | 600
25.05. | 11 | 600
25.05. | 12 | 600
25.05. | 13 | 600
25.05. | 14 | 600
25.05. | 15 | 600
25.05. | 16 | 600
25.05. | 17 | 600
25.05. | 18 | 600
25.05. | 19 | 600
25.05. | 20 | 600
25.05. | 21 | 600
25.05. | 22 | 600
25.05. | 23 | 600
25.05. | 24 | 600
26.05. | 1 | 600
26.05. | 2 | 600
26.05. | 3 | 550.37
26.05. | 4 | 413.97
26.05. | 5 | 600
26.05. | 6 | 600
26.05. | 7 | 600
26.05. | 8 | 600
26.05. | 9 | 600
26.05. | 10 | 600
26.05. | 11 | 600
26.05. | 12 | 600
26.05. | 13 | 600
26.05. | 14 | 600
26.05. | 15 | 600
26.05. | 16 | 600
26.05. | 17 | 600
26.05. | 18 | 600
26.05. | 19 | 600
26.05. | 20 | 600
26.05. | 21 | 600
26.05. | 22 | 600
26.05. | 23 | 600
26.05. | 24 | 600
27.05. | 1 | 230.01
27.05. | 2 | 600
27.05. | 3 | 466.38
27.05. | 4 | 254.52
27.05. | 5 | 600
27.05. | 6 | 600
27.05. | 7 | 600
27.05. | 8 | 600
27.05. | 9 | 600
27.05. | 10 | 600
27.05. | 11 | 600
27.05. | 12 | 600
27.05. | 13 | 600
27.05. | 14 | 600
27.05. | 15 | 600
27.05. | 16 | 600
27.05. | 17 | 600
27.05. | 18 | 600
27.05. | 19 | 600
27.05. | 20 | 600
27.05. | 21 | 600
27.05. | 22 | 600
27.05. | 23 | 600
27.05. | 24 | 600
28.05. | 1 | 245.21
28.05. | 2 | 600
28.05. | 3 | 310.89
28.05. | 4 | 69.54
28.05. | 5 | -23.29
28.05. | 6 | 271.88
28.05. | 7 | 600
28.05. | 8 | 600
28.05. | 9 | 600
28.05. | 10 | 600
28.05. | 11 | 600
28.05. | 12 | 600
28.05. | 13 | 600
28.05. | 14 | 600
28.05. | 15 | 600
28.05. | 16 | 600
28.05. | 17 | 600
28.05. | 18 | 600
28.05. | 19 | 600
28.05. | 20 | 600
28.05. | 21 | 600
28.05. | 22 | 600
28.05. | 23 | 600
28.05. | 24 | 600
29.05. | 1 | 600
29.05. | 2 | 600
29.05. | 3 | 600
29.05. | 4 | 600
29.05. | 5 | 600
29.05. | 6 | 530.01
29.05. | 7 | 600
29.05. | 8 | 600
29.05. | 9 | 600
29.05. | 10 | 600
29.05. | 11 | 600
29.05. | 12 | 600
29.05. | 13 | 600
29.05. | 14 | 600
29.05. | 15 | 600
29.05. | 16 | 600
29.05. | 17 | 600
29.05. | 18 | 600
29.05. | 19 | 600
29.05. | 20 | 600
29.05. | 21 | 600
29.05. | 22 | 600
29.05. | 23 | 600
29.05. | 24 | 600
30.05. | 1 | 600
30.05. | 2 | 600
30.05. | 3 | 317.17
30.05. | 4 | 600
30.05. | 5 | 274.85
30.05. | 6 | 64.63
30.05. | 7 | -24.81
30.05. | 8 | 600
30.05. | 9 | 600
30.05. | 10 | 600
30.05. | 11 | 600
30.05. | 12 | 600
30.05. | 13 | 600
30.05. | 14 | 600
30.05. | 15 | 600
30.05. | 16 | 600
30.05. | 17 | 600
30.05. | 18 | 600
30.05. | 19 | 600
30.05. | 20 | 600
30.05. | 21 | 600
30.05. | 22 | 600
30.05. | 23 | 600
30.05. | 24 | 600
31.05. | 1 | 600
31.05. | 2 | 600
31.05. | 3 | 600
31.05. | 4 | -83.57
31.05. | 5 | -348.99
31.05. | 6 | -191.79
31.05. | 7 | 7.03
31.05. | 8 | 600
31.05. | 9 | 600
31.05. | 10 | 600
31.05. | 11 | 600
31.05. | 12 | 600
31.05. | 13 | 600
31.05. | 14 | 600
31.05. | 15 | 600
31.05. | 16 | 600
31.05. | 17 | 600
31.05. | 18 | 600
31.05. | 19 | 600
31.05. | 20 | 600
31.05. | 21 | 600
31.05. | 22 | 600
31.05. | 23 | 600
31.05. | 24 | 600
01.06. | 1 | 600
01.06. | 2 | 600
01.06. | 3 | 600
01.06. | 4 | 600
01.06. | 5 | 600
01.06. | 6 | 600
01.06. | 7 | 600
01.06. | 8 | 600
01.06. | 9 | 600
01.06. | 10 | 600
01.06. | 11 | 600
01.06. | 12 | 600
01.06. | 13 | 600
01.06. | 14 | 600
01.06. | 15 | 600
01.06. | 16 | 600
01.06. | 17 | 600
01.06. | 18 | 600
01.06. | 19 | 600
01.06. | 20 | 600
01.06. | 21 | 600
01.06. | 22 | 600
01.06. | 23 | 600
01.06. | 24 | 600
02.06. | 1 | 600
02.06. | 2 | 600
02.06. | 3 | 600
02.06. | 4 | 600
02.06. | 5 | 600
02.06. | 6 | 600
02.06. | 7 | 600
02.06. | 8 | 600
02.06. | 9 | 600
02.06. | 10 | 600
02.06. | 11 | 600
02.06. | 12 | 600
02.06. | 13 | 600
02.06. | 14 | 600
02.06. | 15 | 600
02.06. | 16 | 600
02.06. | 17 | 600
02.06. | 18 | 600
02.06. | 19 | 600
02.06. | 20 | 600
02.06. | 21 | 600
02.06. | 22 | 600
02.06. | 23 | 600
02.06. | 24 | 600
03.06. | 1 | 600
03.06. | 2 | 600
03.06. | 3 | 600
03.06. | 4 | 600
03.06. | 5 | 600
03.06. | 6 | 600
03.06. | 7 | 600
03.06. | 8 | 600
03.06. | 9 | 600
03.06. | 10 | 600
03.06. | 11 | 600
03.06. | 12 | 600
03.06. | 13 | 600
03.06. | 14 | 600
03.06. | 15 | 600
03.06. | 16 | 600
03.06. | 17 | 600
03.06. | 18 | 600
03.06. | 19 | 600
03.06. | 20 | 600
03.06. | 21 | 600
03.06. | 22 | 600
03.06. | 23 | 600
03.06. | 24 | 600
04.06. | 1 | 600
04.06. | 2 | 600
04.06. | 3 | 600
04.06. | 4 | 600
04.06. | 5 | 600
04.06. | 6 | 600
04.06. | 7 | 600
04.06. | 8 | 600
04.06. | 9 | 600
04.06. | 10 | 600
04.06. | 11 | 600
04.06. | 12 | 600
04.06. | 13 | 600
04.06. | 14 | 600
04.06. | 15 | 600
04.06. | 16 | 600
04.06. | 17 | 600
04.06. | 18 | 600
04.06. | 19 | 600
04.06. | 20 | 600
04.06. | 21 | 600
04.06. | 22 | 600
04.06. | 23 | 600
04.06. | 24 | 600
05.06. | 1 | 600
05.06. | 2 | 600
05.06. | 3 | 600
05.06. | 4 | 599.99
05.06. | 5 | 410.73
05.06. | 6 | 33.55
05.06. | 7 | 600
05.06. | 8 | 600
05.06. | 9 | 600
05.06. | 10 | 600
05.06. | 11 | 600
05.06. | 12 | 600
05.06. | 13 | 600
05.06. | 14 | 600
05.06. | 15 | 600
05.06. | 16 | 600
05.06. | 17 | 600
05.06. | 18 | 600
05.06. | 19 | 600
05.06. | 20 | 600
05.06. | 21 | 600
05.06. | 22 | 600
05.06. | 23 | 600
05.06. | 24 | 600
06.06. | 1 | 600
06.06. | 2 | 600
06.06. | 3 | 600
06.06. | 4 | 600
06.06. | 5 | 600
06.06. | 6 | 600
06.06. | 7 | 600
06.06. | 8 | 600
06.06. | 9 | 600
06.06. | 10 | 600
06.06. | 11 | 600
06.06. | 12 | 600
06.06. | 13 | 600
06.06. | 14 | 600
06.06. | 15 | 600
06.06. | 16 | 600
06.06. | 17 | 600
06.06. | 18 | 600
06.06. | 19 | 600
06.06. | 20 | 600
06.06. | 21 | 600
06.06. | 22 | 600
06.06. | 23 | 600
06.06. | 24 | 600
07.06. | 1 | 600
07.06. | 2 | 600
07.06. | 3 | 600
07.06. | 4 | 600
07.06. | 5 | 600
07.06. | 6 | 600
07.06. | 7 | 600
07.06. | 8 | 600
07.06. | 9 | 600
07.06. | 10 | 600
07.06. | 11 | 600
07.06. | 12 | 600
07.06. | 13 | 600
07.06. | 14 | 600
07.06. | 15 | 600
07.06. | 16 | 600
07.06. | 17 | 600
07.06. | 18 | -600
07.06. | 19 | -378.93
07.06. | 20 | 600
07.06. | 21 | 600
07.06. | 22 | 600
07.06. | 23 | 600
07.06. | 24 | 600
08.06. | 1 | 600
08.06. | 2 | 600
08.06. | 3 | 300.82
08.06. | 4 | 18.95
08.06. | 5 | -295.64
08.06. | 6 | -483.44
08.06. | 7 | 11.11
08.06. | 8 | 600
08.06. | 9 | 600
08.06. | 10 | 600
08.06. | 11 | 600
08.06. | 12 | 600
08.06. | 13 | 600
08.06. | 14 | 600
08.06. | 15 | 600
08.06. | 16 | 600
08.06. | 17 | 600
08.06. | 18 | 8.2
08.06. | 19 | 224.29
08.06. | 20 | 600
08.06. | 21 | 600
08.06. | 22 | 600
08.06. | 23 | 600
08.06. | 24 | 600
09.06. | 1 | 253.51
09.06. | 2 | 382.86
09.06. | 3 | 281.44
09.06. | 4 | 31.93
09.06. | 5 | -190.74
09.06. | 6 | 600
09.06. | 7 | 600
09.06. | 8 | 600
09.06. | 9 | 600
09.06. | 10 | 600
09.06. | 11 | 600
09.06. | 12 | 600
09.06. | 13 | 600
09.06. | 14 | 600
09.06. | 15 | 600
09.06. | 16 | 600
09.06. | 17 | 600
09.06. | 18 | 600
09.06. | 19 | 600
09.06. | 20 | 600
09.06. | 21 | 600
09.06. | 22 | 600
09.06. | 23 | 600
09.06. | 24 | 600
10.06. | 1 | 600
10.06. | 2 | 600
10.06. | 3 | 372.92
10.06. | 4 | -45.75
10.06. | 5 | -369.99
10.06. | 6 | 600
10.06. | 7 | 600
10.06. | 8 | 600
10.06. | 9 | 600
10.06. | 10 | 600
10.06. | 11 | 600
10.06. | 12 | 600
10.06. | 13 | 600
10.06. | 14 | 600
10.06. | 15 | 600
10.06. | 16 | 600
10.06. | 17 | 600
10.06. | 18 | 600
10.06. | 19 | 600
10.06. | 20 | 600
10.06. | 21 | 600
10.06. | 22 | 600
10.06. | 23 | 600
10.06. | 24 | 600
11.06. | 1 | 600
11.06. | 2 | 600
11.06. | 3 | 600
11.06. | 4 | 600
11.06. | 5 | 600
11.06. | 6 | 600
11.06. | 7 | 600
11.06. | 8 | 600
11.06. | 9 | 600
11.06. | 10 | 600
11.06. | 11 | 600
11.06. | 12 | 600
11.06. | 13 | 600
11.06. | 14 | 600
11.06. | 15 | 600
11.06. | 16 | 600
11.06. | 17 | 600
11.06. | 18 | 600
11.06. | 19 | 600
11.06. | 20 | 600
11.06. | 21 | 600
11.06. | 22 | 600
11.06. | 23 | 600
11.06. | 24 | 600
12.06. | 1 | 600
12.06. | 2 | 600
12.06. | 3 | 600
12.06. | 4 | 600
12.06. | 5 | 600
12.06. | 6 | 600
12.06. | 7 | 600
12.06. | 8 | 600
12.06. | 9 | 600
12.06. | 10 | 600
12.06. | 11 | 600
12.06. | 12 | 600
12.06. | 13 | 600
12.06. | 14 | 600
12.06. | 15 | 600
12.06. | 16 | 600
12.06. | 17 | 600
12.06. | 18 | 600
12.06. | 19 | 600
12.06. | 20 | 600
12.06. | 21 | 600
12.06. | 22 | 600
12.06. | 23 | 600
12.06. | 24 | 600
13.06. | 1 | 600
13.06. | 2 | 600
13.06. | 3 | 600
13.06. | 4 | 600
13.06. | 5 | 600
13.06. | 6 | 371.6
13.06. | 7 | 600
13.06. | 8 | 600
13.06. | 9 | 600
13.06. | 10 | 600
13.06. | 11 | 600
13.06. | 12 | 600
13.06. | 13 | 600
13.06. | 14 | 600
13.06. | 15 | 600
13.06. | 16 | 600
13.06. | 17 | 600
13.06. | 18 | 600
13.06. | 19 | 600
13.06. | 20 | 600
13.06. | 21 | 600
13.06. | 22 | 600
13.06. | 23 | 600
13.06. | 24 | 600
14.06. | 1 | 600
14.06. | 2 | 600
14.06. | 3 | 600
14.06. | 4 | 600
14.06. | 5 | 600
14.06. | 6 | 600
14.06. | 7 | 600
14.06. | 8 | 600
14.06. | 9 | 600
14.06. | 10 | 600
14.06. | 11 | 600
14.06. | 12 | 600
14.06. | 13 | 600
14.06. | 14 | 600
14.06. | 15 | 600
14.06. | 16 | 600
14.06. | 17 | 600
14.06. | 18 | 600
14.06. | 19 | 600
14.06. | 20 | 600
14.06. | 21 | 600
14.06. | 22 | 600
14.06. | 23 | 600
14.06. | 24 | 600
15.06. | 1 | 600
15.06. | 2 | 600
15.06. | 3 | 600
15.06. | 4 | 600
15.06. | 5 | 600
15.06. | 6 | 600
15.06. | 7 | 600
15.06. | 8 | 600
15.06. | 9 | 600
15.06. | 10 | 600
15.06. | 11 | 600
15.06. | 12 | 600
15.06. | 13 | 600
15.06. | 14 | 600
15.06. | 15 | 600
15.06. | 16 | 600
15.06. | 17 | 600
15.06. | 18 | 600
15.06. | 19 | 600
15.06. | 20 | 600
15.06. | 21 | 600
15.06. | 22 | 600
15.06. | 23 | 600
15.06. | 24 | 600
16.06. | 1 | 600
16.06. | 2 | 600
16.06. | 3 | 600
16.06. | 4 | 600
16.06. | 5 | 600
16.06. | 6 | 600
16.06. | 7 | 600
16.06. | 8 | 600
16.06. | 9 | 600
16.06. | 10 | 600
16.06. | 11 | 600
16.06. | 12 | 600
16.06. | 13 | 600
16.06. | 14 | 600
16.06. | 15 | 600
16.06. | 16 | 600
16.06. | 17 | 600
16.06. | 18 | 600
16.06. | 19 | 600
16.06. | 20 | 600
16.06. | 21 | 600
16.06. | 22 | 600
16.06. | 23 | 600
16.06. | 24 | 600
17.06. | 1 | 600
17.06. | 2 | 600
17.06. | 3 | 482.92
17.06. | 4 | 370.36
17.06. | 5 | -52.6
17.06. | 6 | 600
17.06. | 7 | 600
17.06. | 8 | 600
17.06. | 9 | 600
17.06. | 10 | 600
17.06. | 11 | 600
17.06. | 12 | 600
17.06. | 13 | 600
17.06. | 14 | 600
17.06. | 15 | 600
17.06. | 16 | 600
17.06. | 17 | 600
17.06. | 18 | 600
17.06. | 19 | 600
17.06. | 20 | 600
17.06. | 21 | 600
17.06. | 22 | 600
17.06. | 23 | 600
17.06. | 24 | 600
18.06. | 1 | 600
18.06. | 2 | 600
18.06. | 3 | 600
18.06. | 4 | 600
18.06. | 5 | 600
18.06. | 6 | 381.03
18.06. | 7 | 600
18.06. | 8 | 600
18.06. | 9 | 600
18.06. | 10 | 600
18.06. | 11 | 600
18.06. | 12 | 600
18.06. | 13 | 600
18.06. | 14 | 600
18.06. | 15 | 600
18.06. | 16 | 600
18.06. | 17 | 600
18.06. | 18 | 600
18.06. | 19 | 600
18.06. | 20 | 600
18.06. | 21 | 600
18.06. | 22 | 600
18.06. | 23 | 600
18.06. | 24 | 600
19.06. | 1 | 600
19.06. | 2 | 600
19.06. | 3 | 600
19.06. | 4 | 600
19.06. | 5 | 600
19.06. | 6 | 600
19.06. | 7 | 600
19.06. | 8 | 600
19.06. | 9 | 600
19.06. | 10 | 600
19.06. | 11 | 600
19.06. | 12 | 600
19.06. | 13 | 600
19.06. | 14 | 600
19.06. | 15 | 600
19.06. | 16 | 600
19.06. | 17 | 600
19.06. | 18 | 600
19.06. | 19 | 600
19.06. | 20 | 600
19.06. | 21 | 600
19.06. | 22 | 600
19.06. | 23 | 600
19.06. | 24 | 600
20.06. | 1 | 600
20.06. | 2 | 600
20.06. | 3 | 600
20.06. | 4 | 600
20.06. | 5 | 247.59
20.06. | 6 | 448.32
20.06. | 7 | 471.77
20.06. | 8 | 600
20.06. | 9 | 600
20.06. | 10 | 600
20.06. | 11 | 600
20.06. | 12 | 600
20.06. | 13 | 600
20.06. | 14 | 600
20.06. | 15 | 600
20.06. | 16 | 600
20.06. | 17 | 600
20.06. | 18 | 600
20.06. | 19 | 600
20.06. | 20 | 600
20.06. | 21 | 600
20.06. | 22 | 600
20.06. | 23 | 600
20.06. | 24 | 600
21.06. | 1 | 600
21.06. | 2 | 483.61
21.06. | 3 | 24.78
21.06. | 4 | -116.06
21.06. | 5 | -244.64
21.06. | 6 | 600
21.06. | 7 | 600
21.06. | 8 | 600
21.06. | 9 | 600
21.06. | 10 | 600
21.06. | 11 | 600
21.06. | 12 | 600
21.06. | 13 | 600
21.06. | 14 | 600
21.06. | 15 | 600
21.06. | 16 | 600
21.06. | 17 | 600
21.06. | 18 | 600
21.06. | 19 | 600
21.06. | 20 | 600
21.06. | 21 | 600
21.06. | 22 | 600
21.06. | 23 | 600
21.06. | 24 | 600
22.06. | 1 | 600
22.06. | 2 | 600
22.06. | 3 | 600
22.06. | 4 | 600
22.06. | 5 | 600
22.06. | 6 | 600
22.06. | 7 | 600
22.06. | 8 | 600
22.06. | 9 | 600
22.06. | 10 | 600
22.06. | 11 | 600
22.06. | 12 | 600
22.06. | 13 | 600
22.06. | 14 | 600
22.06. | 15 | 600
22.06. | 16 | 600
22.06. | 17 | 600
22.06. | 18 | 600
22.06. | 19 | 600
22.06. | 20 | 600
22.06. | 21 | 600
22.06. | 22 | 600
22.06. | 23 | 600
22.06. | 24 | 600
23.06. | 1 | 600
23.06. | 2 | 600
23.06. | 3 | 600
23.06. | 4 | 600
23.06. | 5 | 600
23.06. | 6 | 600
23.06. | 7 | 600
23.06. | 8 | 600
23.06. | 9 | 600
23.06. | 10 | 600
23.06. | 11 | 600
23.06. | 12 | 600
23.06. | 13 | 600
23.06. | 14 | 600
23.06. | 15 | 600
23.06. | 16 | 600
23.06. | 17 | 600
23.06. | 18 | 600
23.06. | 19 | 600
23.06. | 20 | 600
23.06. | 21 | 600
23.06. | 22 | 600
23.06. | 23 | 600
23.06. | 24 | 600
24.06. | 1 | 600
24.06. | 2 | 600
24.06. | 3 | 600
24.06. | 4 | 600
24.06. | 5 | 600
24.06. | 6 | 600
24.06. | 7 | 600
24.06. | 8 | 600
24.06. | 9 | 600
24.06. | 10 | 600
24.06. | 11 | 600
24.06. | 12 | 600
24.06. | 13 | 600
24.06. | 14 | 600
24.06. | 15 | 600
24.06. | 16 | 600
24.06. | 17 | 600
24.06. | 18 | 600
24.06. | 19 | 600
24.06. | 20 | 600
24.06. | 21 | 600
24.06. | 22 | 600
24.06. | 23 | 600
24.06. | 24 | 600
25.06. | 1 | 600
25.06. | 2 | 600
25.06. | 3 | 491.63
25.06. | 4 | 118.81
25.06. | 5 | 52.19
25.06. | 6 | 289.54
25.06. | 7 | 600
25.06. | 8 | 600
25.06. | 9 | 600
25.06. | 10 | 600
25.06. | 11 | 600
25.06. | 12 | 600
25.06. | 13 | 600
25.06. | 14 | 600
25.06. | 15 | 600
25.06. | 16 | 600
25.06. | 17 | 600
25.06. | 18 | 600
25.06. | 19 | 600
25.06. | 20 | 600
25.06. | 21 | 600
25.06. | 22 | 600
25.06. | 23 | 600
25.06. | 24 | 600
26.06. | 1 | 600
26.06. | 2 | 437.58
26.06. | 3 | 40.98
26.06. | 4 | -110.75
26.06. | 5 | -253.19
26.06. | 6 | 477.58
26.06. | 7 | -107.34
26.06. | 8 | 600
26.06. | 9 | 600
26.06. | 10 | 600
26.06. | 11 | 600
26.06. | 12 | 600
26.06. | 13 | 600
26.06. | 14 | 600
26.06. | 15 | 600
26.06. | 16 | 600
26.06. | 17 | 600
26.06. | 18 | 600
26.06. | 19 | 600
26.06. | 20 | 600
26.06. | 21 | 600
26.06. | 22 | 600
26.06. | 23 | 600
26.06. | 24 | 600
27.06. | 1 | 600
27.06. | 2 | 600
27.06. | 3 | 302.85
27.06. | 4 | 147.02
27.06. | 5 | 85.26
27.06. | 6 | 129.41
27.06. | 7 | 236.94
27.06. | 8 | 600
27.06. | 9 | 600
27.06. | 10 | 600
27.06. | 11 | 600
27.06. | 12 | 600
27.06. | 13 | 600
27.06. | 14 | 600
27.06. | 15 | 600
27.06. | 16 | 600
27.06. | 17 | 600
27.06. | 18 | 600
27.06. | 19 | 600
27.06. | 20 | 600
27.06. | 21 | 600
27.06. | 22 | 600
27.06. | 23 | 600
27.06. | 24 | 600
28.06. | 1 | 600
28.06. | 2 | 600
28.06. | 3 | 600
28.06. | 4 | 427.89
28.06. | 5 | 262.39
28.06. | 6 | 363.23
28.06. | 7 | 530.43
28.06. | 8 | 600
28.06. | 9 | 600
28.06. | 10 | 600
28.06. | 11 | 600
28.06. | 12 | 600
28.06. | 13 | 600
28.06. | 14 | 600
28.06. | 15 | 600
28.06. | 16 | 600
28.06. | 17 | 600
28.06. | 18 | 600
28.06. | 19 | 600
28.06. | 20 | 600
28.06. | 21 | 600
28.06. | 22 | 600
28.06. | 23 | 600
28.06. | 24 | 600
29.06. | 1 | 600
29.06. | 2 | 600
29.06. | 3 | 350.6
29.06. | 4 | 251.79
29.06. | 5 | 175.39
29.06. | 6 | 178.44
29.06. | 7 | 230.13
29.06. | 8 | 600
29.06. | 9 | 600
29.06. | 10 | 600
29.06. | 11 | 600
29.06. | 12 | 600
29.06. | 13 | 600
29.06. | 14 | 600
29.06. | 15 | 600
29.06. | 16 | 600
29.06. | 17 | 600
29.06. | 18 | 600
29.06. | 19 | 600
29.06. | 20 | 600
29.06. | 21 | 600
29.06. | 22 | 600
29.06. | 23 | 600
29.06. | 24 | 600
30.06. | 1 | 600
30.06. | 2 | 600
30.06. | 3 | 600
30.06. | 4 | 600
30.06. | 5 | 548.28
30.06. | 6 | 480.33
30.06. | 7 | 600
30.06. | 8 | 600
30.06. | 9 | 600
30.06. | 10 | 600
30.06. | 11 | 600
30.06. | 12 | 600
30.06. | 13 | 600
30.06. | 14 | 600
30.06. | 15 | 600
30.06. | 16 | 600
30.06. | 17 | 600
30.06. | 18 | 600
30.06. | 19 | 600
30.06. | 20 | 600
30.06. | 21 | 600
30.06. | 22 | 600
30.06. | 23 | 600
30.06. | 24 | 600
01.07. | 1 | 600
01.07. | 2 | 600
01.07. | 3 | 600
01.07. | 4 | 600
01.07. | 5 | 600
01.07. | 6 | 600
01.07. | 7 | 600
01.07. | 8 | 600
01.07. | 9 | 600
01.07. | 10 | 600
01.07. | 11 | 600
01.07. | 12 | 600
01.07. | 13 | 600
01.07. | 14 | 600
01.07. | 15 | 600
01.07. | 16 | 600
01.07. | 17 | 600
01.07. | 18 | 600
01.07. | 19 | 600
01.07. | 20 | 600
01.07. | 21 | 600
01.07. | 22 | 600
01.07. | 23 | 600
01.07. | 24 | 600
02.07. | 1 | 600
02.07. | 2 | 600
02.07. | 3 | 600
02.07. | 4 | 600
02.07. | 5 | 354.67
02.07. | 6 | 361.87
02.07. | 7 | 445.62
02.07. | 8 | 600
02.07. | 9 | 600
02.07. | 10 | 600
02.07. | 11 | 600
02.07. | 12 | 600
02.07. | 13 | 600
02.07. | 14 | 600
02.07. | 15 | 600
02.07. | 16 | 600
02.07. | 17 | 600
02.07. | 18 | 600
02.07. | 19 | 600
02.07. | 20 | 600
02.07. | 21 | 600
02.07. | 22 | 600
02.07. | 23 | 600
02.07. | 24 | 600
03.07. | 1 | 600
03.07. | 2 | 600
03.07. | 3 | 600
03.07. | 4 | 600
03.07. | 5 | 600
03.07. | 6 | 600
03.07. | 7 | 600
03.07. | 8 | 600
03.07. | 9 | 600
03.07. | 10 | 600
03.07. | 11 | 600
03.07. | 12 | 600
03.07. | 13 | 600
03.07. | 14 | 600
03.07. | 15 | 600
03.07. | 16 | 600
03.07. | 17 | 600
03.07. | 18 | 600
03.07. | 19 | 600
03.07. | 20 | 600
03.07. | 21 | 600
03.07. | 22 | 600
03.07. | 23 | 600
03.07. | 24 | 600
04.07. | 1 | 600
04.07. | 2 | 600
04.07. | 3 | 600
04.07. | 4 | 600
04.07. | 5 | 600
04.07. | 6 | 600
04.07. | 7 | 600
04.07. | 8 | 600
04.07. | 9 | 600
04.07. | 10 | 600
04.07. | 11 | 600
04.07. | 12 | 600
04.07. | 13 | 600
04.07. | 14 | 600
04.07. | 15 | 600
04.07. | 16 | 600
04.07. | 17 | 600
04.07. | 18 | 600
04.07. | 19 | 600
04.07. | 20 | 600
04.07. | 21 | 600
04.07. | 22 | 600
04.07. | 23 | 600
04.07. | 24 | 600
05.07. | 1 | 600
05.07. | 2 | 600
05.07. | 3 | 600
05.07. | 4 | 600
05.07. | 5 | 600
05.07. | 6 | 600
05.07. | 7 | 600
05.07. | 8 | 600
05.07. | 9 | 600
05.07. | 10 | 600
05.07. | 11 | 600
05.07. | 12 | 600
05.07. | 13 | 600
05.07. | 14 | 600
05.07. | 15 | 600
05.07. | 16 | 600
05.07. | 17 | 600
05.07. | 18 | 600
05.07. | 19 | 600
05.07. | 20 | 600
05.07. | 21 | 600
05.07. | 22 | 600
05.07. | 23 | 600
05.07. | 24 | 600
06.07. | 1 | 600
06.07. | 2 | 600
06.07. | 3 | 600
06.07. | 4 | 600
06.07. | 5 | 600
06.07. | 6 | 600
06.07. | 7 | 600
06.07. | 8 | 600
06.07. | 9 | 600
06.07. | 10 | 600
06.07. | 11 | 600
06.07. | 12 | 600
06.07. | 13 | 600
06.07. | 14 | 600
06.07. | 15 | 600
06.07. | 16 | 600
06.07. | 17 | 600
06.07. | 18 | 600
06.07. | 19 | 600
06.07. | 20 | 600
06.07. | 21 | 600
06.07. | 22 | 600
06.07. | 23 | 600
06.07. | 24 | 600
07.07. | 1 | 600
07.07. | 2 | 600
07.07. | 3 | 600
07.07. | 4 | 600
07.07. | 5 | 600
07.07. | 6 | 600
07.07. | 7 | 600
07.07. | 8 | 600
07.07. | 9 | 600
07.07. | 10 | 600
07.07. | 11 | 600
07.07. | 12 | 600
07.07. | 13 | 600
07.07. | 14 | 600
07.07. | 15 | 600
07.07. | 16 | 600
07.07. | 17 | 600
07.07. | 18 | 600
07.07. | 19 | 600
07.07. | 20 | 600
07.07. | 21 | 600
07.07. | 22 | 600
07.07. | 23 | 600
07.07. | 24 | 600
08.07. | 1 | 600
08.07. | 2 | 600
08.07. | 3 | 600
08.07. | 4 | 600
08.07. | 5 | 600
08.07. | 6 | 600
08.07. | 7 | 600
08.07. | 8 | 600
08.07. | 9 | 600
08.07. | 10 | 600
08.07. | 11 | 600
08.07. | 12 | 600
08.07. | 13 | 600
08.07. | 14 | 600
08.07. | 15 | 600
08.07. | 16 | 600
08.07. | 17 | 600
08.07. | 18 | 600
08.07. | 19 | 600
08.07. | 20 | 600
08.07. | 21 | 600
08.07. | 22 | 600
08.07. | 23 | 600
08.07. | 24 | 600
09.07. | 1 | 600
09.07. | 2 | 600
09.07. | 3 | 600
09.07. | 4 | 600
09.07. | 5 | 600
09.07. | 6 | 600
09.07. | 7 | 600
09.07. | 8 | 600
09.07. | 9 | 600
09.07. | 10 | 600
09.07. | 11 | 600
09.07. | 12 | 600
09.07. | 13 | 600
09.07. | 14 | 600
09.07. | 15 | 600
09.07. | 16 | 600
09.07. | 17 | 600
09.07. | 18 | 600
09.07. | 19 | 600
09.07. | 20 | 600
09.07. | 21 | 600
09.07. | 22 | 600
09.07. | 23 | 600
09.07. | 24 | 600
10.07. | 1 | 600
10.07. | 2 | 600
10.07. | 3 | 600
10.07. | 4 | 386.36
10.07. | 5 | -56.84
10.07. | 6 | 499.25
10.07. | 7 | 600
10.07. | 8 | 600
10.07. | 9 | 600
10.07. | 10 | 600
10.07. | 11 | 600
10.07. | 12 | 600
10.07. | 13 | 600
10.07. | 14 | 600
10.07. | 15 | 600
10.07. | 16 | 600
10.07. | 17 | 600
10.07. | 18 | 600
10.07. | 19 | 600
10.07. | 20 | 600
10.07. | 21 | 600
10.07. | 22 | 600
10.07. | 23 | 600
10.07. | 24 | 600
11.07. | 1 | 600
11.07. | 2 | 600
11.07. | 3 | 280.46
11.07. | 4 | 139.36
11.07. | 5 | 62.19
11.07. | 6 | 110.95
11.07. | 7 | 600
11.07. | 8 | 600
11.07. | 9 | 600
11.07. | 10 | 600
11.07. | 11 | 600
11.07. | 12 | 600
11.07. | 13 | 600
11.07. | 14 | 600
11.07. | 15 | 600
11.07. | 16 | 600
11.07. | 17 | 600
11.07. | 18 | 600
11.07. | 19 | 600
11.07. | 20 | 600
11.07. | 21 | 600
11.07. | 22 | 600
11.07. | 23 | 600
11.07. | 24 | 600
12.07. | 1 | 600
12.07. | 2 | 600
12.07. | 3 | 600
12.07. | 4 | 600
12.07. | 5 | 600
12.07. | 6 | 600
12.07. | 7 | 600
12.07. | 8 | 600
12.07. | 9 | 600
12.07. | 10 | 600
12.07. | 11 | 600
12.07. | 12 | 600
12.07. | 13 | 600
12.07. | 14 | 600
12.07. | 15 | 600
12.07. | 16 | 600
12.07. | 17 | 600
12.07. | 18 | 600
12.07. | 19 | 600
12.07. | 20 | 600
12.07. | 21 | 600
12.07. | 22 | 600
12.07. | 23 | 600
12.07. | 24 | 600
13.07. | 1 | 600
13.07. | 2 | 600
13.07. | 3 | 600
13.07. | 4 | 600
13.07. | 5 | 600
13.07. | 6 | 600
13.07. | 7 | 600
13.07. | 8 | 600
13.07. | 9 | 600
13.07. | 10 | 600
13.07. | 11 | 600
13.07. | 12 | 600
13.07. | 13 | 600
13.07. | 14 | 600
13.07. | 15 | 600
13.07. | 16 | 600
13.07. | 17 | 600
13.07. | 18 | 600
13.07. | 19 | 600
13.07. | 20 | 600
13.07. | 21 | 600
13.07. | 22 | 600
13.07. | 23 | 600
13.07. | 24 | 600
14.07. | 1 | 600
14.07. | 2 | 600
14.07. | 3 | 600
14.07. | 4 | 600
14.07. | 5 | 600
14.07. | 6 | 600
14.07. | 7 | 600
14.07. | 8 | 600
14.07. | 9 | 600
14.07. | 10 | 600
14.07. | 11 | 600
14.07. | 12 | 600
14.07. | 13 | 600
14.07. | 14 | 600
14.07. | 15 | 600
14.07. | 16 | 600
14.07. | 17 | 600
14.07. | 18 | 600
14.07. | 19 | 600
14.07. | 20 | 600
14.07. | 21 | 600
14.07. | 22 | 600
14.07. | 23 | 600
14.07. | 24 | 600
15.07. | 1 | 600
15.07. | 2 | 600
15.07. | 3 | 600
15.07. | 4 | 600
15.07. | 5 | 600
15.07. | 6 | 600
15.07. | 7 | 600
15.07. | 8 | 600
15.07. | 9 | 600
15.07. | 10 | 600
15.07. | 11 | 600
15.07. | 12 | 600
15.07. | 13 | 600
15.07. | 14 | 600
15.07. | 15 | 600
15.07. | 16 | 600
15.07. | 17 | 600
15.07. | 18 | 600
15.07. | 19 | 600
15.07. | 20 | 600
15.07. | 21 | 600
15.07. | 22 | 600
15.07. | 23 | 600
15.07. | 24 | 600
16.07. | 1 | 600
16.07. | 2 | 600
16.07. | 3 | 600
16.07. | 4 | 600
16.07. | 5 | 600
16.07. | 6 | 600
16.07. | 7 | 600
16.07. | 8 | 600
16.07. | 9 | 600
16.07. | 10 | 600
16.07. | 11 | 600
16.07. | 12 | 600
16.07. | 13 | 600
16.07. | 14 | 600
16.07. | 15 | 600
16.07. | 16 | 600
16.07. | 17 | 600
16.07. | 18 | 600
16.07. | 19 | 600
16.07. | 20 | 600
16.07. | 21 | 600
16.07. | 22 | 600
16.07. | 23 | 600
16.07. | 24 | 600
17.07. | 1 | 600
17.07. | 2 | 600
17.07. | 3 | 600
17.07. | 4 | 600
17.07. | 5 | 600
17.07. | 6 | 600
17.07. | 7 | 600
17.07. | 8 | 600
17.07. | 9 | 600
17.07. | 10 | 600
17.07. | 11 | 600
17.07. | 12 | 600
17.07. | 13 | 600
17.07. | 14 | 600
17.07. | 15 | 600
17.07. | 16 | 600
17.07. | 17 | 600
17.07. | 18 | 600
17.07. | 19 | 600
17.07. | 20 | 600
17.07. | 21 | 600
17.07. | 22 | 600
17.07. | 23 | 600
17.07. | 24 | 600
18.07. | 1 | 600
18.07. | 2 | 600
18.07. | 3 | 600
18.07. | 4 | 308.07
18.07. | 5 | -356.42
18.07. | 6 | 314.06
18.07. | 7 | 600
18.07. | 8 | 600
18.07. | 9 | 600
18.07. | 10 | 600
18.07. | 11 | 600
18.07. | 12 | 600
18.07. | 13 | 600
18.07. | 14 | 600
18.07. | 15 | 600
18.07. | 16 | 600
18.07. | 17 | 600
18.07. | 18 | 600
18.07. | 19 | 600
18.07. | 20 | 600
18.07. | 21 | 600
18.07. | 22 | 600
18.07. | 23 | 600
18.07. | 24 | 600
19.07. | 1 | 600
19.07. | 2 | 600
19.07. | 3 | 283.65
19.07. | 4 | -119.45
19.07. | 5 | -149.29
19.07. | 6 | 239.29
19.07. | 7 | 600
19.07. | 8 | 600
19.07. | 9 | 600
19.07. | 10 | 600
19.07. | 11 | 600
19.07. | 12 | 600
19.07. | 13 | 600
19.07. | 14 | 600
19.07. | 15 | 600
19.07. | 16 | 600
19.07. | 17 | 600
19.07. | 18 | 600
19.07. | 19 | 600
19.07. | 20 | 600
19.07. | 21 | 600
19.07. | 22 | 600
19.07. | 23 | 600
19.07. | 24 | 600
20.07. | 1 | 600
20.07. | 2 | 600
20.07. | 3 | 92.45
20.07. | 4 | -12.38
20.07. | 5 | -60.08
20.07. | 6 | -38.39
20.07. | 7 | 600
20.07. | 8 | 600
20.07. | 9 | 600
20.07. | 10 | 600
20.07. | 11 | 600
20.07. | 12 | 600
20.07. | 13 | 600
20.07. | 14 | 600
20.07. | 15 | 600
20.07. | 16 | 600
20.07. | 17 | 600
20.07. | 18 | 309.08
20.07. | 19 | 563.53
20.07. | 20 | 551.27
20.07. | 21 | 600
20.07. | 22 | 600
20.07. | 23 | 600
20.07. | 24 | 600
21.07. | 1 | 600
21.07. | 2 | 600
21.07. | 3 | 600
21.07. | 4 | 600
21.07. | 5 | 600
21.07. | 6 | 600
21.07. | 7 | 600
21.07. | 8 | 600
21.07. | 9 | 600
21.07. | 10 | 600
21.07. | 11 | 600
21.07. | 12 | 600
21.07. | 13 | 600
21.07. | 14 | 600
21.07. | 15 | 600
21.07. | 16 | 600
21.07. | 17 | 600
21.07. | 18 | 600
21.07. | 19 | 600
21.07. | 20 | 600
21.07. | 21 | 600
21.07. | 22 | 600
21.07. | 23 | 600
21.07. | 24 | 600
22.07. | 1 | 600
22.07. | 2 | 600
22.07. | 3 | 600
22.07. | 4 | 600
22.07. | 5 | 600
22.07. | 6 | 600
22.07. | 7 | 600
22.07. | 8 | 600
22.07. | 9 | 600
22.07. | 10 | 600
22.07. | 11 | 600
22.07. | 12 | 600
22.07. | 13 | 600
22.07. | 14 | 600
22.07. | 15 | 600
22.07. | 16 | 600
22.07. | 17 | 600
22.07. | 18 | 600
22.07. | 19 | 600
22.07. | 20 | 600
22.07. | 21 | 600
22.07. | 22 | 600
22.07. | 23 | 600
22.07. | 24 | 600
23.07. | 1 | 600
23.07. | 2 | 600
23.07. | 3 | 600
23.07. | 4 | 600
23.07. | 5 | 600
23.07. | 6 | 585.79
23.07. | 7 | 41.25
23.07. | 8 | 600
23.07. | 9 | 600
23.07. | 10 | 600
23.07. | 11 | 600
23.07. | 12 | 600
23.07. | 13 | 600
23.07. | 14 | 600
23.07. | 15 | 600
23.07. | 16 | 600
23.07. | 17 | 600
23.07. | 18 | 600
23.07. | 19 | 600
23.07. | 20 | 600
23.07. | 21 | 600
23.07. | 22 | 600
23.07. | 23 | 600
23.07. | 24 | 600
24.07. | 1 | 600
24.07. | 2 | 600
24.07. | 3 | 600
24.07. | 4 | 600
24.07. | 5 | 600
24.07. | 6 | 600
24.07. | 7 | 600
24.07. | 8 | 600
24.07. | 9 | 600
24.07. | 10 | 600
24.07. | 11 | 600
24.07. | 12 | 600
24.07. | 13 | 600
24.07. | 14 | 600
24.07. | 15 | 600
24.07. | 16 | 600
24.07. | 17 | 600
24.07. | 18 | 600
24.07. | 19 | 600
24.07. | 20 | 600
24.07. | 21 | 600
24.07. | 22 | 600
24.07. | 23 | 600
24.07. | 24 | 600
25.07. | 1 | 600
25.07. | 2 | 600
25.07. | 3 | 600
25.07. | 4 | 600
25.07. | 5 | 600
25.07. | 6 | 600
25.07. | 7 | 298.25
25.07. | 8 | 600
25.07. | 9 | 600
25.07. | 10 | 600
25.07. | 11 | 600
25.07. | 12 | 600
25.07. | 13 | 600
25.07. | 14 | 600
25.07. | 15 | 600
25.07. | 16 | 600
25.07. | 17 | 600
25.07. | 18 | 600
25.07. | 19 | 600
25.07. | 20 | 600
25.07. | 21 | 600
25.07. | 22 | 600
25.07. | 23 | 600
25.07. | 24 | 600
26.07. | 1 | 600
26.07. | 2 | 600
26.07. | 3 | 600
26.07. | 4 | 600
26.07. | 5 | 600
26.07. | 6 | 600
26.07. | 7 | 600
26.07. | 8 | 600
26.07. | 9 | 600
26.07. | 10 | 600
26.07. | 11 | 600
26.07. | 12 | 600
26.07. | 13 | 600
26.07. | 14 | 600
26.07. | 15 | 600
26.07. | 16 | 600
26.07. | 17 | 600
26.07. | 18 | 600
26.07. | 19 | 600
26.07. | 20 | 600
26.07. | 21 | 600
26.07. | 22 | 600
26.07. | 23 | 600
26.07. | 24 | 600
27.07. | 1 | 600
27.07. | 2 | 600
27.07. | 3 | 600
27.07. | 4 | 600
27.07. | 5 | 600
27.07. | 6 | 600
27.07. | 7 | 600
27.07. | 8 | 600
27.07. | 9 | 600
27.07. | 10 | 600
27.07. | 11 | 600
27.07. | 12 | 600
27.07. | 13 | 600
27.07. | 14 | 600
27.07. | 15 | 600
27.07. | 16 | 600
27.07. | 17 | 600
27.07. | 18 | 600
27.07. | 19 | 600
27.07. | 20 | 600
27.07. | 21 | 600
27.07. | 22 | 600
27.07. | 23 | 600
27.07. | 24 | 600
28.07. | 1 | 600
28.07. | 2 | 600
28.07. | 3 | 600
28.07. | 4 | 600
28.07. | 5 | 600
28.07. | 6 | 600
28.07. | 7 | 600
28.07. | 8 | 600
28.07. | 9 | 600
28.07. | 10 | 600
28.07. | 11 | 600
28.07. | 12 | 600
28.07. | 13 | 600
28.07. | 14 | 600
28.07. | 15 | 600
28.07. | 16 | 600
28.07. | 17 | 600
28.07. | 18 | 600
28.07. | 19 | 600
28.07. | 20 | 600
28.07. | 21 | 600
28.07. | 22 | 600
28.07. | 23 | 600
28.07. | 24 | 600
29.07. | 1 | 600
29.07. | 2 | 600
29.07. | 3 | 600
29.07. | 4 | 600
29.07. | 5 | 600
29.07. | 6 | 600
29.07. | 7 | 600
29.07. | 8 | 600
29.07. | 9 | 600
29.07. | 10 | 600
29.07. | 11 | 600
29.07. | 12 | 600
29.07. | 13 | 600
29.07. | 14 | 600
29.07. | 15 | 600
29.07. | 16 | 600
29.07. | 17 | 600
29.07. | 18 | 600
29.07. | 19 | 600
29.07. | 20 | 600
29.07. | 21 | 600
29.07. | 22 | 600
29.07. | 23 | 600
29.07. | 24 | 600
30.07. | 1 | 600
30.07. | 2 | 600
30.07. | 3 | 600
30.07. | 4 | 600
30.07. | 5 | 600
30.07. | 6 | 600
30.07. | 7 | 600
30.07. | 8 | 600
30.07. | 9 | 600
30.07. | 10 | 600
30.07. | 11 | 600
30.07. | 12 | 600
30.07. | 13 | 600
30.07. | 14 | 600
30.07. | 15 | 600
30.07. | 16 | 600
30.07. | 17 | 600
30.07. | 18 | 600
30.07. | 19 | 600
30.07. | 20 | 600
30.07. | 21 | 600
30.07. | 22 | 600
30.07. | 23 | 600
30.07. | 24 | 600
31.07. | 1 | 600
31.07. | 2 | 600
31.07. | 3 | 600
31.07. | 4 | 600
31.07. | 5 | 328.32
31.07. | 6 | 487.18
31.07. | 7 | 600
31.07. | 8 | 600
31.07. | 9 | 600
31.07. | 10 | 600
31.07. | 11 | 600
31.07. | 12 | 600
31.07. | 13 | 600
31.07. | 14 | 600
31.07. | 15 | 600
31.07. | 16 | 600
31.07. | 17 | 600
31.07. | 18 | 600
31.07. | 19 | 600
31.07. | 20 | 600
31.07. | 21 | 600
31.07. | 22 | 600
31.07. | 23 | 600
31.07. | 24 | 600
01.08. | 1 | 600
01.08. | 2 | 600
01.08. | 3 | 343.05
01.08. | 4 | 186.58
01.08. | 5 | 96.9
01.08. | 6 | 580.3
01.08. | 7 | 600
01.08. | 8 | 392.23
01.08. | 9 | 468.08
01.08. | 10 | 548.54
01.08. | 11 | 600
01.08. | 12 | 600
01.08. | 13 | 600
01.08. | 14 | 600
01.08. | 15 | 600
01.08. | 16 | 600
01.08. | 17 | 600
01.08. | 18 | 600
01.08. | 19 | 600
01.08. | 20 | 600
01.08. | 21 | 600
01.08. | 22 | 600
01.08. | 23 | 600
01.08. | 24 | 600
02.08. | 1 | 600
02.08. | 2 | 600
02.08. | 3 | 481.85
02.08. | 4 | 287.92
02.08. | 5 | 165.02
02.08. | 6 | 584.3
02.08. | 7 | 600
02.08. | 8 | 600
02.08. | 9 | 600
02.08. | 10 | 600
02.08. | 11 | 600
02.08. | 12 | 600
02.08. | 13 | 600
02.08. | 14 | 600
02.08. | 15 | 600
02.08. | 16 | 600
02.08. | 17 | 600
02.08. | 18 | 600
02.08. | 19 | 600
02.08. | 20 | 600
02.08. | 21 | 600
02.08. | 22 | 600
02.08. | 23 | 600
02.08. | 24 | 600
03.08. | 1 | 600
03.08. | 2 | 600
03.08. | 3 | 600
03.08. | 4 | 600
03.08. | 5 | 600
03.08. | 6 | 600
03.08. | 7 | 600
03.08. | 8 | 600
03.08. | 9 | 600
03.08. | 10 | 600
03.08. | 11 | 600
03.08. | 12 | 600
03.08. | 13 | 600
03.08. | 14 | 600
03.08. | 15 | 600
03.08. | 16 | 600
03.08. | 17 | 600
03.08. | 18 | 600
03.08. | 19 | 600
03.08. | 20 | 600
03.08. | 21 | 600
03.08. | 22 | 600
03.08. | 23 | 600
03.08. | 24 | 600
04.08. | 1 | 600
04.08. | 2 | 600
04.08. | 3 | 600
04.08. | 4 | 600
04.08. | 5 | 79.07
04.08. | 6 | 537.73
04.08. | 7 | 600
04.08. | 8 | 600
04.08. | 9 | 600
04.08. | 10 | 600
04.08. | 11 | 600
04.08. | 12 | 600
04.08. | 13 | 600
04.08. | 14 | 600
04.08. | 15 | 600
04.08. | 16 | 600
04.08. | 17 | 600
04.08. | 18 | 600
04.08. | 19 | 600
04.08. | 20 | 600
04.08. | 21 | 600
04.08. | 22 | 600
04.08. | 23 | 600
04.08. | 24 | 600
05.08. | 1 | 600
05.08. | 2 | 600
05.08. | 3 | 600
05.08. | 4 | 600
05.08. | 5 | 600
05.08. | 6 | 600
05.08. | 7 | 600
05.08. | 8 | 600
05.08. | 9 | 600
05.08. | 10 | 600
05.08. | 11 | 600
05.08. | 12 | 600
05.08. | 13 | 600
05.08. | 14 | 600
05.08. | 15 | 600
05.08. | 16 | 600
05.08. | 17 | 600
05.08. | 18 | 600
05.08. | 19 | 600
05.08. | 20 | 600
05.08. | 21 | 600
05.08. | 22 | 600
05.08. | 23 | 600
05.08. | 24 | 600
06.08. | 1 | 600
06.08. | 2 | 600
06.08. | 3 | 600
06.08. | 4 | 600
06.08. | 5 | 600
06.08. | 6 | 600
06.08. | 7 | 600
06.08. | 8 | 600
06.08. | 9 | 600
06.08. | 10 | 600
06.08. | 11 | 600
06.08. | 12 | 600
06.08. | 13 | 600
06.08. | 14 | 600
06.08. | 15 | 600
06.08. | 16 | 600
06.08. | 17 | 600
06.08. | 18 | 600
06.08. | 19 | 600
06.08. | 20 | 600
06.08. | 21 | 600
06.08. | 22 | 600
06.08. | 23 | 600
06.08. | 24 | 600
07.08. | 1 | 600
07.08. | 2 | 600
07.08. | 3 | 600
07.08. | 4 | 600
07.08. | 5 | 394.88
07.08. | 6 | 600
07.08. | 7 | 600
07.08. | 8 | 600
07.08. | 9 | 600
07.08. | 10 | 600
07.08. | 11 | 600
07.08. | 12 | 600
07.08. | 13 | 600
07.08. | 14 | 600
07.08. | 15 | 600
07.08. | 16 | 600
07.08. | 17 | 600
07.08. | 18 | 600
07.08. | 19 | 600
07.08. | 20 | 600
07.08. | 21 | 600
07.08. | 22 | 600
07.08. | 23 | 600
07.08. | 24 | 600
08.08. | 1 | 600
08.08. | 2 | 600
08.08. | 3 | 600
08.08. | 4 | 600
08.08. | 5 | 14.44
08.08. | 6 | 354.55
08.08. | 7 | 600
08.08. | 8 | 600
08.08. | 9 | 600
08.08. | 10 | 600
08.08. | 11 | 600
08.08. | 12 | 600
08.08. | 13 | 600
08.08. | 14 | 600
08.08. | 15 | 600
08.08. | 16 | 600
08.08. | 17 | 600
08.08. | 18 | 600
08.08. | 19 | 600
08.08. | 20 | 600
08.08. | 21 | 600
08.08. | 22 | 600
08.08. | 23 | 600
08.08. | 24 | 600
09.08. | 1 | 600
09.08. | 2 | 600
09.08. | 3 | 600
09.08. | 4 | 579.16
09.08. | 5 | 59.9
09.08. | 6 | 272.49
09.08. | 7 | 600
09.08. | 8 | 600
09.08. | 9 | 600
09.08. | 10 | 600
09.08. | 11 | 600
09.08. | 12 | 600
09.08. | 13 | 600
09.08. | 14 | 600
09.08. | 15 | 600
09.08. | 16 | 600
09.08. | 17 | 600
09.08. | 18 | 600
09.08. | 19 | 600
09.08. | 20 | 600
09.08. | 21 | 600
09.08. | 22 | 600
09.08. | 23 | 600
09.08. | 24 | 600
10.08. | 1 | 600
10.08. | 2 | 600
10.08. | 3 | 600
10.08. | 4 | 600
10.08. | 5 | 600
10.08. | 6 | 600
10.08. | 7 | 600
10.08. | 8 | 600
10.08. | 9 | 600
10.08. | 10 | 600
10.08. | 11 | 600
10.08. | 12 | 600
10.08. | 13 | 600
10.08. | 14 | 600
10.08. | 15 | 600
10.08. | 16 | 600
10.08. | 17 | 600
10.08. | 18 | 600
10.08. | 19 | 600
10.08. | 20 | 600
10.08. | 21 | 600
10.08. | 22 | 600
10.08. | 23 | 600
10.08. | 24 | 600
11.08. | 1 | 600
11.08. | 2 | 600
11.08. | 3 | 600
11.08. | 4 | 600
11.08. | 5 | 449.2
11.08. | 6 | 593.63
11.08. | 7 | 600
11.08. | 8 | 600
11.08. | 9 | 600
11.08. | 10 | 600
11.08. | 11 | 600
11.08. | 12 | 600
11.08. | 13 | 600
11.08. | 14 | 600
11.08. | 15 | 600
11.08. | 16 | 600
11.08. | 17 | 600
11.08. | 18 | 600
11.08. | 19 | 600
11.08. | 20 | 600
11.08. | 21 | 600
11.08. | 22 | 600
11.08. | 23 | 600
11.08. | 24 | 600
12.08. | 1 | 600
12.08. | 2 | 600
12.08. | 3 | 600
12.08. | 4 | 600
12.08. | 5 | 600
12.08. | 6 | 600
12.08. | 7 | 600
12.08. | 8 | 600
12.08. | 9 | 600
12.08. | 10 | 600
12.08. | 11 | 600
12.08. | 12 | 600
12.08. | 13 | 600
12.08. | 14 | 600
12.08. | 15 | 600
12.08. | 16 | 600
12.08. | 17 | 600
12.08. | 18 | 600
12.08. | 19 | 600
12.08. | 20 | 600
12.08. | 21 | 600
12.08. | 22 | 600
12.08. | 23 | 600
12.08. | 24 | 600
13.08. | 1 | 600
13.08. | 2 | 600
13.08. | 3 | 600
13.08. | 4 | 600
13.08. | 5 | 600
13.08. | 6 | 357.75
13.08. | 7 | 600
13.08. | 8 | 600
13.08. | 9 | 600
13.08. | 10 | 600
13.08. | 11 | 600
13.08. | 12 | 600
13.08. | 13 | 600
13.08. | 14 | 600
13.08. | 15 | 600
13.08. | 16 | 600
13.08. | 17 | 600
13.08. | 18 | 600
13.08. | 19 | 600
13.08. | 20 | 600
13.08. | 21 | 600
13.08. | 22 | 600
13.08. | 23 | 600
13.08. | 24 | 600
14.08. | 1 | 600
14.08. | 2 | 600
14.08. | 3 | 600
14.08. | 4 | 600
14.08. | 5 | 600
14.08. | 6 | 600
14.08. | 7 | 600
14.08. | 8 | 600
14.08. | 9 | 600
14.08. | 10 | 600
14.08. | 11 | 600
14.08. | 12 | 600
14.08. | 13 | 600
14.08. | 14 | 600
14.08. | 15 | 600
14.08. | 16 | 600
14.08. | 17 | 600
14.08. | 18 | 600
14.08. | 19 | 600
14.08. | 20 | 600
14.08. | 21 | 600
14.08. | 22 | 600
14.08. | 23 | 600
14.08. | 24 | 600
15.08. | 1 | 600
15.08. | 2 | 600
15.08. | 3 | 600
15.08. | 4 | 600
15.08. | 5 | 600
15.08. | 6 | 600
15.08. | 7 | 600
15.08. | 8 | 600
15.08. | 9 | 600
15.08. | 10 | 600
15.08. | 11 | 600
15.08. | 12 | 600
15.08. | 13 | 600
15.08. | 14 | 600
15.08. | 15 | 600
15.08. | 16 | 600
15.08. | 17 | 600
15.08. | 18 | 600
15.08. | 19 | 600
15.08. | 20 | 600
15.08. | 21 | 600
15.08. | 22 | 600
15.08. | 23 | 600
15.08. | 24 | 600
16.08. | 1 | 600
16.08. | 2 | 600
16.08. | 3 | 600
16.08. | 4 | 600
16.08. | 5 | 600
16.08. | 6 | 467.03
16.08. | 7 | 600
16.08. | 8 | 600
16.08. | 9 | 600
16.08. | 10 | 600
16.08. | 11 | 600
16.08. | 12 | 600
16.08. | 13 | 600
16.08. | 14 | 600
16.08. | 15 | 600
16.08. | 16 | 600
16.08. | 17 | 600
16.08. | 18 | 600
16.08. | 19 | 600
16.08. | 20 | 600
16.08. | 21 | 600
16.08. | 22 | 600
16.08. | 23 | 600
16.08. | 24 | 600
17.08. | 1 | 600
17.08. | 2 | 600
17.08. | 3 | 600
17.08. | 4 | 600
17.08. | 5 | 600
17.08. | 6 | 600
17.08. | 7 | 600
17.08. | 8 | 600
17.08. | 9 | 600
17.08. | 10 | 600
17.08. | 11 | 600
17.08. | 12 | 600
17.08. | 13 | 600
17.08. | 14 | 600
17.08. | 15 | 600
17.08. | 16 | 600
17.08. | 17 | 600
17.08. | 18 | 600
17.08. | 19 | 600
17.08. | 20 | 600
17.08. | 21 | 600
17.08. | 22 | 600
17.08. | 23 | 600
17.08. | 24 | 600
18.08. | 1 | 600
18.08. | 2 | 600
18.08. | 3 | 600
18.08. | 4 | 600
18.08. | 5 | 600
18.08. | 6 | 402.14
18.08. | 7 | 600
18.08. | 8 | 600
18.08. | 9 | 600
18.08. | 10 | 600
18.08. | 11 | 600
18.08. | 12 | 600
18.08. | 13 | 600
18.08. | 14 | 600
18.08. | 15 | 600
18.08. | 16 | 600
18.08. | 17 | 600
18.08. | 18 | 600
18.08. | 19 | 600
18.08. | 20 | 600
18.08. | 21 | 600
18.08. | 22 | 600
18.08. | 23 | 600
18.08. | 24 | 600
19.08. | 1 | 600
19.08. | 2 | 600
19.08. | 3 | 600
19.08. | 4 | 600
19.08. | 5 | 592.04
19.08. | 6 | 600
19.08. | 7 | 600
19.08. | 8 | 600
19.08. | 9 | 600
19.08. | 10 | 600
19.08. | 11 | 600
19.08. | 12 | 600
19.08. | 13 | 600
19.08. | 14 | 600
19.08. | 15 | 600
19.08. | 16 | 600
19.08. | 17 | 600
19.08. | 18 | 600
19.08. | 19 | 600
19.08. | 20 | 600
19.08. | 21 | 600
19.08. | 22 | 600
19.08. | 23 | 600
19.08. | 24 | 600
20.08. | 1 | 600
20.08. | 2 | 600
20.08. | 3 | 600
20.08. | 4 | 546.06
20.08. | 5 | 70.34
20.08. | 6 | 407.75
20.08. | 7 | 596.75
20.08. | 8 | 600
20.08. | 9 | 600
20.08. | 10 | 600
20.08. | 11 | 600
20.08. | 12 | 600
20.08. | 13 | 600
20.08. | 14 | 600
20.08. | 15 | 600
20.08. | 16 | 600
20.08. | 17 | 600
20.08. | 18 | 600
20.08. | 19 | 600
20.08. | 20 | 600
20.08. | 21 | 600
20.08. | 22 | 600
20.08. | 23 | 600
20.08. | 24 | 600
21.08. | 1 | 600
21.08. | 2 | 600
21.08. | 3 | 600
21.08. | 4 | 600
21.08. | 5 | 600
21.08. | 6 | 600
21.08. | 7 | 600
21.08. | 8 | 600
21.08. | 9 | 600
21.08. | 10 | 600
21.08. | 11 | 600
21.08. | 12 | 600
21.08. | 13 | 600
21.08. | 14 | 600
21.08. | 15 | 600
21.08. | 16 | 600
21.08. | 17 | 600
21.08. | 18 | 600
21.08. | 19 | 600
21.08. | 20 | 600
21.08. | 21 | 600
21.08. | 22 | 600
21.08. | 23 | 600
21.08. | 24 | 600
22.08. | 1 | 600
22.08. | 2 | 556.24
22.08. | 3 | 600
22.08. | 4 | 273.52
22.08. | 5 | 189.83
22.08. | 6 | 333.14
22.08. | 7 | 300.27
22.08. | 8 | 275.18
22.08. | 9 | 306.93
22.08. | 10 | 367.03
22.08. | 11 | 600
22.08. | 12 | 600
22.08. | 13 | 600
22.08. | 14 | 600
22.08. | 15 | 600
22.08. | 16 | 600
22.08. | 17 | 600
22.08. | 18 | 600
22.08. | 19 | 600
22.08. | 20 | 600
22.08. | 21 | 600
22.08. | 22 | 600
22.08. | 23 | 600
22.08. | 24 | 600
23.08. | 1 | 600
23.08. | 2 | 600
23.08. | 3 | 372.28
23.08. | 4 | -10.17
23.08. | 5 | -107.2
23.08. | 6 | 505.02
23.08. | 7 | 224.74
23.08. | 8 | 599.99
23.08. | 9 | 600
23.08. | 10 | 600
23.08. | 11 | 600
23.08. | 12 | 600
23.08. | 13 | 600
23.08. | 14 | 600
23.08. | 15 | 600
23.08. | 16 | 600
23.08. | 17 | 600
23.08. | 18 | 600
23.08. | 19 | 600
23.08. | 20 | 600
23.08. | 21 | 600
23.08. | 22 | 600
23.08. | 23 | 600
23.08. | 24 | 600
24.08. | 1 | 600
24.08. | 2 | 600
24.08. | 3 | 600
24.08. | 4 | 143.23
24.08. | 5 | 68.58
24.08. | 6 | 394.76
24.08. | 7 | 432.2
24.08. | 8 | 435.51
24.08. | 9 | 516.55
24.08. | 10 | 340.6
24.08. | 11 | 599.99
24.08. | 12 | 600
24.08. | 13 | 600
24.08. | 14 | 600
24.08. | 15 | 600
24.08. | 16 | 600
24.08. | 17 | 600
24.08. | 18 | 600
24.08. | 19 | 600
24.08. | 20 | 600
24.08. | 21 | 600
24.08. | 22 | 600
24.08. | 23 | 600
24.08. | 24 | 600
25.08. | 1 | 600
25.08. | 2 | 600
25.08. | 3 | 600
25.08. | 4 | 600
25.08. | 5 | 600
25.08. | 6 | 600
25.08. | 7 | 600
25.08. | 8 | 600
25.08. | 9 | 600
25.08. | 10 | 600
25.08. | 11 | 600
25.08. | 12 | 600
25.08. | 13 | 600
25.08. | 14 | 600
25.08. | 15 | 600
25.08. | 16 | 600
25.08. | 17 | 600
25.08. | 18 | 600
25.08. | 19 | 600
25.08. | 20 | 600
25.08. | 21 | 600
25.08. | 22 | 600
25.08. | 23 | 600
25.08. | 24 | 600
26.08. | 1 | 600
26.08. | 2 | 600
26.08. | 3 | 535.95
26.08. | 4 | 373.3
26.08. | 5 | 279.9
26.08. | 6 | 600
26.08. | 7 | 600
26.08. | 8 | 600
26.08. | 9 | 600
26.08. | 10 | 600
26.08. | 11 | 600
26.08. | 12 | 600
26.08. | 13 | 600
26.08. | 14 | 600
26.08. | 15 | 600
26.08. | 16 | 600
26.08. | 17 | 600
26.08. | 18 | 600
26.08. | 19 | 600
26.08. | 20 | 600
26.08. | 21 | 600
26.08. | 22 | 600
26.08. | 23 | 600
26.08. | 24 | 600
27.08. | 1 | 600
27.08. | 2 | 600
27.08. | 3 | 600
27.08. | 4 | 600
27.08. | 5 | 570.66
27.08. | 6 | 586.23
27.08. | 7 | 420.97
27.08. | 8 | 600
27.08. | 9 | 600
27.08. | 10 | 600
27.08. | 11 | 600
27.08. | 12 | 600
27.08. | 13 | 600
27.08. | 14 | 600
27.08. | 15 | 600
27.08. | 16 | 600
27.08. | 17 | 600
27.08. | 18 | 600
27.08. | 19 | 600
27.08. | 20 | 600
27.08. | 21 | 600
27.08. | 22 | 600
27.08. | 23 | 600
27.08. | 24 | 600
28.08. | 1 | 600
28.08. | 2 | 597.67
28.08. | 3 | 101.21
28.08. | 4 | 5.25
28.08. | 5 | 104.79
28.08. | 6 | 452.35
28.08. | 7 | 232.62
28.08. | 8 | 600
28.08. | 9 | 600
28.08. | 10 | 600
28.08. | 11 | 600
28.08. | 12 | 600
28.08. | 13 | 600
28.08. | 14 | 600
28.08. | 15 | 600
28.08. | 16 | 600
28.08. | 17 | 600
28.08. | 18 | 600
28.08. | 19 | 600
28.08. | 20 | 600
28.08. | 21 | 600
28.08. | 22 | 600
28.08. | 23 | 600
28.08. | 24 | 600
29.08. | 1 | 600
29.08. | 2 | 531.16
29.08. | 3 | 274.04
29.08. | 4 | 144.92
29.08. | 5 | 84
29.08. | 6 | 600
29.08. | 7 | 276.96
29.08. | 8 | 464.08
29.08. | 9 | 398.81
29.08. | 10 | 600
29.08. | 11 | 600
29.08. | 12 | 600
29.08. | 13 | 600
29.08. | 14 | 600
29.08. | 15 | 600
29.08. | 16 | 600
29.08. | 17 | 600
29.08. | 18 | 600
29.08. | 19 | 600
29.08. | 20 | 600
29.08. | 21 | 600
29.08. | 22 | 600
29.08. | 23 | 600
29.08. | 24 | 600
30.08. | 1 | 577.98
30.08. | 2 | 121.29
30.08. | 3 | 181.76
30.08. | 4 | 143.71
30.08. | 5 | 76.2
30.08. | 6 | 360.08
30.08. | 7 | -24.39
30.08. | 8 | -67.23
30.08. | 9 | 491.43
30.08. | 10 | 600
30.08. | 11 | 600
30.08. | 12 | 600
30.08. | 13 | 600
30.08. | 14 | 600
30.08. | 15 | 600
30.08. | 16 | 600
30.08. | 17 | 600
30.08. | 18 | 600
30.08. | 19 | 600
30.08. | 20 | 600
30.08. | 21 | 600
30.08. | 22 | 600
30.08. | 23 | 600
30.08. | 24 | 600
31.08. | 1 | 600
31.08. | 2 | 600
31.08. | 3 | 574.17
31.08. | 4 | -367.51
31.08. | 5 | -573.23
31.08. | 6 | 392.12
31.08. | 7 | -181.01
31.08. | 8 | 366.99
31.08. | 9 | 355.64
31.08. | 10 | 295.12
31.08. | 11 | 600
31.08. | 12 | 600
31.08. | 13 | 600
31.08. | 14 | 600
31.08. | 15 | 600
31.08. | 16 | 600
31.08. | 17 | 600
31.08. | 18 | 600
31.08. | 19 | 565.5
31.08. | 20 | 600
31.08. | 21 | 600
31.08. | 22 | 600
31.08. | 23 | 600
31.08. | 24 | 600
01.09. | 1 | 600
01.09. | 2 | 600
01.09. | 3 | 600
01.09. | 4 | 600
01.09. | 5 | 203.77
01.09. | 6 | 451.33
01.09. | 7 | 600
01.09. | 8 | 600
01.09. | 9 | 600
01.09. | 10 | 600
01.09. | 11 | 600
01.09. | 12 | 600
01.09. | 13 | 600
01.09. | 14 | 600
01.09. | 15 | 600
01.09. | 16 | 600
01.09. | 17 | 600
01.09. | 18 | 600
01.09. | 19 | 600
01.09. | 20 | 600
01.09. | 21 | 600
01.09. | 22 | 600
01.09. | 23 | 600
01.09. | 24 | 600
02.09. | 1 | 600
02.09. | 2 | 600
02.09. | 3 | 600
02.09. | 4 | 600
02.09. | 5 | 600
02.09. | 6 | 488.72
02.09. | 7 | 600
02.09. | 8 | 600
02.09. | 9 | 600
02.09. | 10 | 600
02.09. | 11 | 600
02.09. | 12 | 600
02.09. | 13 | 600
02.09. | 14 | 600
02.09. | 15 | 600
02.09. | 16 | 600
02.09. | 17 | 600
02.09. | 18 | 600
02.09. | 19 | 600
02.09. | 20 | 600
02.09. | 21 | 600
02.09. | 22 | 600
02.09. | 23 | 600
02.09. | 24 | 600
03.09. | 1 | 600
03.09. | 2 | 600
03.09. | 3 | 600
03.09. | 4 | 600
03.09. | 5 | 600
03.09. | 6 | 600
03.09. | 7 | 600
03.09. | 8 | 600
03.09. | 9 | 600
03.09. | 10 | 600
03.09. | 11 | 600
03.09. | 12 | 600
03.09. | 13 | 600
03.09. | 14 | 600
03.09. | 15 | 600
03.09. | 16 | 600
03.09. | 17 | 600
03.09. | 18 | 600
03.09. | 19 | 600
03.09. | 20 | 600
03.09. | 21 | 600
03.09. | 22 | 600
03.09. | 23 | 600
03.09. | 24 | 600
04.09. | 1 | 600
04.09. | 2 | 600
04.09. | 3 | 600
04.09. | 4 | 600
04.09. | 5 | 600
04.09. | 6 | 600
04.09. | 7 | 282.19
04.09. | 8 | 600
04.09. | 9 | 600
04.09. | 10 | 600
04.09. | 11 | 600
04.09. | 12 | 600
04.09. | 13 | 600
04.09. | 14 | 600
04.09. | 15 | 600
04.09. | 16 | 600
04.09. | 17 | 600
04.09. | 18 | 600
04.09. | 19 | 600
04.09. | 20 | 600
04.09. | 21 | 600
04.09. | 22 | 600
04.09. | 23 | 600
04.09. | 24 | 600
05.09. | 1 | 600
05.09. | 2 | 600
05.09. | 3 | 600
05.09. | 4 | 600
05.09. | 5 | 600
05.09. | 6 | 525.44
05.09. | 7 | -76.51
05.09. | 8 | 600
05.09. | 9 | 600
05.09. | 10 | 600
05.09. | 11 | 600
05.09. | 12 | 600
05.09. | 13 | 600
05.09. | 14 | 600
05.09. | 15 | 600
05.09. | 16 | 600
05.09. | 17 | 600
05.09. | 18 | 600
05.09. | 19 | 600
05.09. | 20 | 600
05.09. | 21 | 600
05.09. | 22 | 600
05.09. | 23 | 600
05.09. | 24 | 600
06.09. | 1 | 600
06.09. | 2 | 600
06.09. | 3 | 428.77
06.09. | 4 | 236.78
06.09. | 5 | -279.06
06.09. | 6 | 600
06.09. | 7 | 288.12
06.09. | 8 | 600
06.09. | 9 | 600
06.09. | 10 | 600
06.09. | 11 | 600
06.09. | 12 | 600
06.09. | 13 | 600
06.09. | 14 | 600
06.09. | 15 | 600
06.09. | 16 | 600
06.09. | 17 | 600
06.09. | 18 | 600
06.09. | 19 | 600
06.09. | 20 | 600
06.09. | 21 | 600
06.09. | 22 | 600
06.09. | 23 | 600
06.09. | 24 | 600
07.09. | 1 | 600
07.09. | 2 | 600
07.09. | 3 | 600
07.09. | 4 | 600
07.09. | 5 | 600
07.09. | 6 | 600
07.09. | 7 | 600
07.09. | 8 | 600
07.09. | 9 | 600
07.09. | 10 | 600
07.09. | 11 | 600
07.09. | 12 | 600
07.09. | 13 | 600
07.09. | 14 | 600
07.09. | 15 | 600
07.09. | 16 | 600
07.09. | 17 | 600
07.09. | 18 | 600
07.09. | 19 | 600
07.09. | 20 | 600
07.09. | 21 | 600
07.09. | 22 | 600
07.09. | 23 | 600
07.09. | 24 | 600
08.09. | 1 | 600
08.09. | 2 | 600
08.09. | 3 | 600
08.09. | 4 | 600
08.09. | 5 | 600
08.09. | 6 | 600
08.09. | 7 | 600
08.09. | 8 | 600
08.09. | 9 | 600
08.09. | 10 | 600
08.09. | 11 | 600
08.09. | 12 | 600
08.09. | 13 | 600
08.09. | 14 | 600
08.09. | 15 | 600
08.09. | 16 | 600
08.09. | 17 | 600
08.09. | 18 | 600
08.09. | 19 | 600
08.09. | 20 | 600
08.09. | 21 | 600
08.09. | 22 | 600
08.09. | 23 | 600
08.09. | 24 | 600
09.09. | 1 | 599.99
09.09. | 2 | 600
09.09. | 3 | 600
09.09. | 4 | 600
09.09. | 5 | 600
09.09. | 6 | 600
09.09. | 7 | 600
09.09. | 8 | 600
09.09. | 9 | 600
09.09. | 10 | 600
09.09. | 11 | 600
09.09. | 12 | 600
09.09. | 13 | 600
09.09. | 14 | 600
09.09. | 15 | 600
09.09. | 16 | 600
09.09. | 17 | 600
09.09. | 18 | 600
09.09. | 19 | 600
09.09. | 20 | 600
09.09. | 21 | 600
09.09. | 22 | 600
09.09. | 23 | 600
09.09. | 24 | 368.55
10.09. | 1 | -600
10.09. | 2 | -26.21
10.09. | 3 | -424.36
10.09. | 4 | -600
10.09. | 5 | -600
10.09. | 6 | 600
10.09. | 7 | 385.51
10.09. | 8 | 600
10.09. | 9 | 600
10.09. | 10 | 600
10.09. | 11 | 600
10.09. | 12 | 600
10.09. | 13 | 600
10.09. | 14 | 600
10.09. | 15 | 600
10.09. | 16 | 600
10.09. | 17 | 559.72
10.09. | 18 | 349.62
10.09. | 19 | 600
10.09. | 20 | 600
10.09. | 21 | 600
10.09. | 22 | 600
10.09. | 23 | 507.92
10.09. | 24 | -600
11.09. | 1 | -600
11.09. | 2 | -482
11.09. | 3 | -600
11.09. | 4 | -600
11.09. | 5 | -600
11.09. | 6 | -600
11.09. | 7 | 446.29
11.09. | 8 | 600
11.09. | 9 | 600
11.09. | 10 | 600
11.09. | 11 | 600
11.09. | 12 | 600
11.09. | 13 | 600
11.09. | 14 | 600
11.09. | 15 | 600
11.09. | 16 | 600
11.09. | 17 | 600
11.09. | 18 | 600
11.09. | 19 | 600
11.09. | 20 | 600
11.09. | 21 | 600
11.09. | 22 | 600
11.09. | 23 | 600
11.09. | 24 | 89.41
12.09. | 1 | -5.71
12.09. | 2 | -80.94
12.09. | 3 | -107.99
12.09. | 4 | -129.44
12.09. | 5 | -81.21
12.09. | 6 | 63.2
12.09. | 7 | 169.35
12.09. | 8 | 295.25
12.09. | 9 | 341.82
12.09. | 10 | 397.3
12.09. | 11 | -36.56
12.09. | 12 | -42.99
12.09. | 13 | 80.68
12.09. | 14 | 600
12.09. | 15 | 600
12.09. | 16 | 70.95
12.09. | 17 | 448.53
12.09. | 18 | 540.14
12.09. | 19 | 600
12.09. | 20 | 600
12.09. | 21 | 600
12.09. | 22 | 600
12.09. | 23 | 600
12.09. | 24 | -600
13.09. | 1 | -600
13.09. | 2 | -600
13.09. | 3 | -600
13.09. | 4 | -600
13.09. | 5 | -600
13.09. | 6 | -600
13.09. | 7 | -583.42
13.09. | 8 | -562.16
13.09. | 9 | -589.37
13.09. | 10 | -73.33
13.09. | 11 | 32.43
13.09. | 12 | 240.35
13.09. | 13 | 600
13.09. | 14 | 600
13.09. | 15 | -286.62
13.09. | 16 | 507.51
13.09. | 17 | 600
13.09. | 18 | 600
13.09. | 19 | 600
13.09. | 20 | 600
13.09. | 21 | 600
13.09. | 22 | 600
13.09. | 23 | 600
13.09. | 24 | 27.7
14.09. | 1 | -420.84
14.09. | 2 | -493.7
14.09. | 3 | -503.8
14.09. | 4 | -521.76
14.09. | 5 | -493.96
14.09. | 6 | -354.63
14.09. | 7 | -330.62
14.09. | 8 | -117.46
14.09. | 9 | -178.62
14.09. | 10 | 360.26
14.09. | 11 | 325.78
14.09. | 12 | 358.03
14.09. | 13 | 600
14.09. | 14 | 250.22
14.09. | 15 | 600
14.09. | 16 | 92.04
14.09. | 17 | 328.16
14.09. | 18 | 408.63
14.09. | 19 | 600
14.09. | 20 | 600
14.09. | 21 | 600
14.09. | 22 | 600
14.09. | 23 | 600
14.09. | 24 | -216.08
15.09. | 1 | -236.82
15.09. | 2 | -303.12
15.09. | 3 | -330.62
15.09. | 4 | -369.79
15.09. | 5 | -389.81
15.09. | 6 | -372.16
15.09. | 7 | -531.1
15.09. | 8 | 341.7
15.09. | 9 | 600
15.09. | 10 | 600
15.09. | 11 | 600
15.09. | 12 | 600
15.09. | 13 | 600
15.09. | 14 | 600
15.09. | 15 | 600
15.09. | 16 | 600
15.09. | 17 | 600
15.09. | 18 | 600
15.09. | 19 | 600
15.09. | 20 | 600
15.09. | 21 | 600
15.09. | 22 | 600
15.09. | 23 | 600
15.09. | 24 | -30.32
16.09. | 1 | 50.04
16.09. | 2 | 229.48
16.09. | 3 | 381.81
16.09. | 4 | 451.92
16.09. | 5 | -30.62
16.09. | 6 | -109.47
16.09. | 7 | 132.97
16.09. | 8 | -204.1
16.09. | 9 | -75.61
16.09. | 10 | 600
16.09. | 11 | 591.95
16.09. | 12 | 600
16.09. | 13 | 600
16.09. | 14 | 291.4
16.09. | 15 | 600
16.09. | 16 | 600
16.09. | 17 | 456.26
16.09. | 18 | 163.21
16.09. | 19 | 600
16.09. | 20 | 600
16.09. | 21 | 600
16.09. | 22 | 600
16.09. | 23 | 397.69
16.09. | 24 | -392.16
17.09. | 1 | -465.66
17.09. | 2 | -492.28
17.09. | 3 | -485.55
17.09. | 4 | -497.66
17.09. | 5 | -454.83
17.09. | 6 | -288.38
17.09. | 7 | -241.31
17.09. | 8 | -185.52
17.09. | 9 | 66.92
17.09. | 10 | 273.95
17.09. | 11 | 310.2
17.09. | 12 | 443.31
17.09. | 13 | 600
17.09. | 14 | 600
17.09. | 15 | 600
17.09. | 16 | 600
17.09. | 17 | 600
17.09. | 18 | 600
17.09. | 19 | 600
17.09. | 20 | 600
17.09. | 21 | 600
17.09. | 22 | 600
17.09. | 23 | 600
17.09. | 24 | 92.48
18.09. | 1 | -34.94
18.09. | 2 | -106.03
18.09. | 3 | -153.83
18.09. | 4 | -234.72
18.09. | 5 | -264.13
18.09. | 6 | -186.08
18.09. | 7 | -160.36
18.09. | 8 | -214.45
18.09. | 9 | -37.51
18.09. | 10 | 100.81
18.09. | 11 | -249.09
18.09. | 12 | -184.12
18.09. | 13 | 169.28
18.09. | 14 | -85.91
18.09. | 15 | 600
18.09. | 16 | 576.83
18.09. | 17 | 600
18.09. | 18 | 600
18.09. | 19 | 600
18.09. | 20 | 600
18.09. | 21 | 600
18.09. | 22 | 600
18.09. | 23 | 600
18.09. | 24 | 37.46
19.09. | 1 | -27.16
19.09. | 2 | -100.99
19.09. | 3 | -136.18
19.09. | 4 | -159.57
19.09. | 5 | -111.2
19.09. | 6 | 16.92
19.09. | 7 | 71.97
19.09. | 8 | 127.7
19.09. | 9 | 113.09
19.09. | 10 | 454.82
19.09. | 11 | 383.43
19.09. | 12 | 323.22
19.09. | 13 | 354.63
19.09. | 14 | 246.3
19.09. | 15 | 385.36
19.09. | 16 | -103.59
19.09. | 17 | 238.12
19.09. | 18 | 176.97
19.09. | 19 | 590.41
19.09. | 20 | 600
19.09. | 21 | 600
19.09. | 22 | 600
19.09. | 23 | 600
19.09. | 24 | -238.4
20.09. | 1 | -600
20.09. | 2 | -600
20.09. | 3 | -600
20.09. | 4 | -600
20.09. | 5 | -600
20.09. | 6 | -600
20.09. | 7 | -600
20.09. | 8 | -207.32
20.09. | 9 | -47.2
20.09. | 10 | 338.03
20.09. | 11 | 600
20.09. | 12 | 600
20.09. | 13 | 600
20.09. | 14 | 600
20.09. | 15 | 240.28
20.09. | 16 | 600
20.09. | 17 | 600
20.09. | 18 | 600
20.09. | 19 | 600
20.09. | 20 | 600
20.09. | 21 | 600
20.09. | 22 | 600
20.09. | 23 | 324.65
20.09. | 24 | -600
21.09. | 1 | -600
21.09. | 2 | -600
21.09. | 3 | -600
21.09. | 4 | -600
21.09. | 5 | -600
21.09. | 6 | -594.77
21.09. | 7 | -458.64
21.09. | 8 | -376.55
21.09. | 9 | 219.07
21.09. | 10 | 600
21.09. | 11 | 599.99
21.09. | 12 | 590.07
21.09. | 13 | 599.99
21.09. | 14 | 0.01
21.09. | 15 | -344.36
21.09. | 16 | -124.11
21.09. | 17 | 215.76
21.09. | 18 | 427.73
21.09. | 19 | 600
21.09. | 20 | 600
21.09. | 21 | 600
21.09. | 22 | 600
21.09. | 23 | 507.62
21.09. | 24 | -584.06
22.09. | 1 | -600
22.09. | 2 | -600
22.09. | 3 | -600
22.09. | 4 | -600
22.09. | 5 | -600
22.09. | 6 | -600
22.09. | 7 | -600
22.09. | 8 | 600
22.09. | 9 | 600
22.09. | 10 | 600
22.09. | 11 | 600
22.09. | 12 | 600
22.09. | 13 | 600
22.09. | 14 | 600
22.09. | 15 | 600
22.09. | 16 | 242.52
22.09. | 17 | 600
22.09. | 18 | 600
22.09. | 19 | 600
22.09. | 20 | 600
22.09. | 21 | 600
22.09. | 22 | 600
22.09. | 23 | 517.95
22.09. | 24 | -600
23.09. | 1 | -600
23.09. | 2 | -600
23.09. | 3 | -600
23.09. | 4 | -600
23.09. | 5 | -600
23.09. | 6 | -600
23.09. | 7 | 600
23.09. | 8 | 600
23.09. | 9 | 600
23.09. | 10 | 600
23.09. | 11 | 600
23.09. | 12 | 600
23.09. | 13 | 600
23.09. | 14 | 600
23.09. | 15 | 600
23.09. | 16 | 600
23.09. | 17 | 600
23.09. | 18 | 600
23.09. | 19 | 600
23.09. | 20 | 600
23.09. | 21 | 600
23.09. | 22 | 600
23.09. | 23 | 600
23.09. | 24 | -186.96
24.09. | 1 | 16.87
24.09. | 2 | 565.3
24.09. | 3 | 600
24.09. | 4 | 316.4
24.09. | 5 | 207.27
24.09. | 6 | 269.2
24.09. | 7 | 600
24.09. | 8 | 600
24.09. | 9 | 600
24.09. | 10 | 600
24.09. | 11 | 600
24.09. | 12 | 600
24.09. | 13 | 600
24.09. | 14 | 600
24.09. | 15 | 600
24.09. | 16 | 600
24.09. | 17 | 600
24.09. | 18 | 600
24.09. | 19 | 600
24.09. | 20 | 600
24.09. | 21 | 600
24.09. | 22 | 600
24.09. | 23 | 480.42
24.09. | 24 | -486.61
25.09. | 1 | -600
25.09. | 2 | -600
25.09. | 3 | -600
25.09. | 4 | -600
25.09. | 5 | -600
25.09. | 6 | -600
25.09. | 7 | -600
25.09. | 8 | -574.75
25.09. | 9 | 403.36
25.09. | 10 | 600
25.09. | 11 | 600
25.09. | 12 | 600
25.09. | 13 | 600
25.09. | 14 | 600
25.09. | 15 | 600
25.09. | 16 | -129.46
25.09. | 17 | 600
25.09. | 18 | 600
25.09. | 19 | 600
25.09. | 20 | 600
25.09. | 21 | 600
25.09. | 22 | 600
25.09. | 23 | -478.33
25.09. | 24 | -600
26.09. | 1 | -600
26.09. | 2 | -600
26.09. | 3 | -600
26.09. | 4 | -600
26.09. | 5 | -600
26.09. | 6 | -600
26.09. | 7 | -600
26.09. | 8 | -458.61
26.09. | 9 | -431.06
26.09. | 10 | -201.04
26.09. | 11 | -152.24
26.09. | 12 | -93.76
26.09. | 13 | 117.99
26.09. | 14 | 600
26.09. | 15 | 600
26.09. | 16 | 297.53
26.09. | 17 | 592.8
26.09. | 18 | 600
26.09. | 19 | 600
26.09. | 20 | 600
26.09. | 21 | 600
26.09. | 22 | 600
26.09. | 23 | 600
26.09. | 24 | -44.75
27.09. | 1 | -141.32
27.09. | 2 | -196.99
27.09. | 3 | -212
27.09. | 4 | -226.36
27.09. | 5 | 275.35
27.09. | 6 | 426.39
27.09. | 7 | 377.87
27.09. | 8 | 553.82
27.09. | 9 | 600
27.09. | 10 | 600
27.09. | 11 | 600
27.09. | 12 | 600
27.09. | 13 | 600
27.09. | 14 | 600
27.09. | 15 | 600
27.09. | 16 | 519.82
27.09. | 17 | 600
27.09. | 18 | 600
27.09. | 19 | 600
27.09. | 20 | 600
27.09. | 21 | 600
27.09. | 22 | 600
27.09. | 23 | 449.86
27.09. | 24 | -8.96
28.09. | 1 | -94.36
28.09. | 2 | -134.56
28.09. | 3 | -152.63
28.09. | 4 | -178.56
28.09. | 5 | -592.33
28.09. | 6 | -447.71
28.09. | 7 | -50.18
28.09. | 8 | 109.2
28.09. | 9 | 56.99
28.09. | 10 | 230.95
28.09. | 11 | 196.64
28.09. | 12 | 151.34
28.09. | 13 | 113.05
28.09. | 14 | -7.36
28.09. | 15 | -37.7
28.09. | 16 | 139.12
28.09. | 17 | 250.65
28.09. | 18 | 471.47
28.09. | 19 | 600
28.09. | 20 | 600
28.09. | 21 | 600
28.09. | 22 | 600
28.09. | 23 | 524.12
28.09. | 24 | -162.03
29.09. | 1 | -365.48
29.09. | 2 | -396.51
29.09. | 3 | -429.8
29.09. | 4 | -474.98
29.09. | 5 | -486.83
29.09. | 6 | -396.44
29.09. | 7 | -201.77
29.09. | 8 | -284.84
29.09. | 9 | 600
29.09. | 10 | 600
29.09. | 11 | 600
29.09. | 12 | 600
29.09. | 13 | 600
29.09. | 14 | 554.76
29.09. | 15 | 600
29.09. | 16 | 478.91
29.09. | 17 | 508.76
29.09. | 18 | 97.25
29.09. | 19 | 600
29.09. | 20 | 600
29.09. | 21 | 600
29.09. | 22 | 600
29.09. | 23 | 345.59
29.09. | 24 | 177.21
30.09. | 1 | -600
30.09. | 2 | -600
30.09. | 3 | -564.7
30.09. | 4 | -600
30.09. | 5 | -14.15
30.09. | 6 | 117.96
30.09. | 7 | 600
30.09. | 8 | 600
30.09. | 9 | 600
30.09. | 10 | 600
30.09. | 11 | 600
30.09. | 12 | 600
30.09. | 13 | 600
30.09. | 14 | 600
30.09. | 15 | 600
30.09. | 16 | 600
30.09. | 17 | 600
30.09. | 18 | 600
30.09. | 19 | 600
30.09. | 20 | 600
30.09. | 21 | 600
30.09. | 22 | 600
30.09. | 23 | 600
30.09. | 24 | -184.93
01.10. | 1 | -243.87
01.10. | 2 | -321.86
01.10. | 3 | -365.26
01.10. | 4 | -327.53
01.10. | 5 | -246.06
01.10. | 6 | -158.04
01.10. | 7 | -184.93
01.10. | 8 | -167.57
01.10. | 9 | -185.38
01.10. | 10 | 34.77
01.10. | 11 | -28.37
01.10. | 12 | -44.2
01.10. | 13 | 552.65
01.10. | 14 | 600
01.10. | 15 | 600
01.10. | 16 | 427.04
01.10. | 17 | 600
01.10. | 18 | 600
01.10. | 19 | 600
01.10. | 20 | 600
01.10. | 21 | 600
01.10. | 22 | 600
01.10. | 23 | 75.87
01.10. | 24 | -600
02.10. | 1 | -600
02.10. | 2 | -600
02.10. | 3 | -600
02.10. | 4 | -600
02.10. | 5 | -600
02.10. | 6 | -546.64
02.10. | 7 | -600
02.10. | 8 | -376.32
02.10. | 9 | -272.25
02.10. | 10 | 102.99
02.10. | 11 | 90.91
02.10. | 12 | 118.94
02.10. | 13 | -76.49
02.10. | 14 | 513.62
02.10. | 15 | 600
02.10. | 16 | 600
02.10. | 17 | 600
02.10. | 18 | 600
02.10. | 19 | 600
02.10. | 20 | 600
02.10. | 21 | 600
02.10. | 22 | 600
02.10. | 23 | 547.15
02.10. | 24 | -544.31
03.10. | 1 | -471.3
03.10. | 2 | -168.21
03.10. | 3 | -467.05
03.10. | 4 | -600
03.10. | 5 | -600
03.10. | 6 | -600
03.10. | 7 | -395.76
03.10. | 8 | 600
03.10. | 9 | 600
03.10. | 10 | 600
03.10. | 11 | 600
03.10. | 12 | 600
03.10. | 13 | 600
03.10. | 14 | 600
03.10. | 15 | 370.33
03.10. | 16 | 600
03.10. | 17 | 600
03.10. | 18 | 600
03.10. | 19 | 600
03.10. | 20 | 600
03.10. | 21 | 600
03.10. | 22 | 600
03.10. | 23 | 600
03.10. | 24 | 209.39
04.10. | 1 | -120.57
04.10. | 2 | 35.04
04.10. | 3 | -288.49
04.10. | 4 | -468.76
04.10. | 5 | -521.78
04.10. | 6 | -312.18
04.10. | 7 | -547.29
04.10. | 8 | 473.89
04.10. | 9 | 466.76
04.10. | 10 | 600
04.10. | 11 | 331.33
04.10. | 12 | 453.62
04.10. | 13 | 600
04.10. | 14 | 382.68
04.10. | 15 | 600
04.10. | 16 | 557.03
04.10. | 17 | 600
04.10. | 18 | 600
04.10. | 19 | 600
04.10. | 20 | 600
04.10. | 21 | 600
04.10. | 22 | 600
04.10. | 23 | 600
04.10. | 24 | 213.35
05.10. | 1 | -569.69
05.10. | 2 | -600
05.10. | 3 | -600
05.10. | 4 | -600
05.10. | 5 | -539.15
05.10. | 6 | -394.7
05.10. | 7 | -453.58
05.10. | 8 | 600
05.10. | 9 | 334.41
05.10. | 10 | 600
05.10. | 11 | 600
05.10. | 12 | 600
05.10. | 13 | 593.91
05.10. | 14 | -98.54
05.10. | 15 | -213.69
05.10. | 16 | 46.14
05.10. | 17 | 232.01
05.10. | 18 | 240.66
05.10. | 19 | 600
05.10. | 20 | 600
05.10. | 21 | 600
05.10. | 22 | 600
05.10. | 23 | 461.33
05.10. | 24 | 446.02
06.10. | 1 | -514.69
06.10. | 2 | -522.69
06.10. | 3 | -496.29
06.10. | 4 | -454.18
06.10. | 5 | -376.72
06.10. | 6 | -284.91
06.10. | 7 | -440.87
06.10. | 8 | 600
06.10. | 9 | 600
06.10. | 10 | 600
06.10. | 11 | 600
06.10. | 12 | 600
06.10. | 13 | 600
06.10. | 14 | 600
06.10. | 15 | 600
06.10. | 16 | 600
06.10. | 17 | 600
06.10. | 18 | 600
06.10. | 19 | 600
06.10. | 20 | 600
06.10. | 21 | 600
06.10. | 22 | 600
06.10. | 23 | 600
06.10. | 24 | 600
07.10. | 1 | 365.93
07.10. | 2 | 557.53
07.10. | 3 | 197.39
07.10. | 4 | -30.05
07.10. | 5 | -120.8
07.10. | 6 | 223.93
07.10. | 7 | 600
07.10. | 8 | 600
07.10. | 9 | 600
07.10. | 10 | 600
07.10. | 11 | 600
07.10. | 12 | 600
07.10. | 13 | 600
07.10. | 14 | 600
07.10. | 15 | 600
07.10. | 16 | 600
07.10. | 17 | 600
07.10. | 18 | 600
07.10. | 19 | 600
07.10. | 20 | 600
07.10. | 21 | 600
07.10. | 22 | 600
07.10. | 23 | 600
07.10. | 24 | -420.68
08.10. | 1 | -505.34
08.10. | 2 | -512.97
08.10. | 3 | -530.24
08.10. | 4 | -523.77
08.10. | 5 | -464.47
08.10. | 6 | -327.15
08.10. | 7 | -380.28
08.10. | 8 | -377.02
08.10. | 9 | 499.08
08.10. | 10 | 600
08.10. | 11 | 600
08.10. | 12 | 600
08.10. | 13 | 600
08.10. | 14 | 600
08.10. | 15 | 600
08.10. | 16 | 600
08.10. | 17 | 600
08.10. | 18 | 600
08.10. | 19 | 600
08.10. | 20 | 600
08.10. | 21 | 600
08.10. | 22 | 600
08.10. | 23 | 600
08.10. | 24 | -363.99
09.10. | 1 | -427.19
09.10. | 2 | -16.22
09.10. | 3 | -323.72
09.10. | 4 | -438.41
09.10. | 5 | -358.86
09.10. | 6 | -204.79
09.10. | 7 | -281.52
09.10. | 8 | -392.21
09.10. | 9 | -437.23
09.10. | 10 | -390.89
09.10. | 11 | -213.33
09.10. | 12 | -237.1
09.10. | 13 | 148.66
09.10. | 14 | 1.82
09.10. | 15 | 145.11
09.10. | 16 | 177
09.10. | 17 | 556.07
09.10. | 18 | 437.53
09.10. | 19 | 600
09.10. | 20 | 600
09.10. | 21 | 600
09.10. | 22 | 600
09.10. | 23 | 428.7
09.10. | 24 | -435.07
10.10. | 1 | -490.98
10.10. | 2 | -503.16
10.10. | 3 | -529.25
10.10. | 4 | -501.78
10.10. | 5 | -411.67
10.10. | 6 | -277.93
10.10. | 7 | -380.22
10.10. | 8 | -498.91
10.10. | 9 | -556.69
10.10. | 10 | 318.4
10.10. | 11 | 313.83
10.10. | 12 | 288.53
10.10. | 13 | 304.98
10.10. | 14 | 68.65
10.10. | 15 | 383.94
10.10. | 16 | 182.27
10.10. | 17 | 600
10.10. | 18 | 600
10.10. | 19 | 600
10.10. | 20 | 600
10.10. | 21 | 600
10.10. | 22 | 600
10.10. | 23 | 600
10.10. | 24 | -600
11.10. | 1 | -600
11.10. | 2 | -600
11.10. | 3 | -600
11.10. | 4 | -600
11.10. | 5 | -600
11.10. | 6 | -600
11.10. | 7 | -600
11.10. | 8 | -600
11.10. | 9 | 262.8
11.10. | 10 | 600
11.10. | 11 | 599.94
11.10. | 12 | 576.48
11.10. | 13 | 62.05
11.10. | 14 | -241.03
11.10. | 15 | -80.51
11.10. | 16 | 600
11.10. | 17 | 600
11.10. | 18 | 600
11.10. | 19 | 600
11.10. | 20 | 600
11.10. | 21 | 600
11.10. | 22 | 600
11.10. | 23 | 423.33
11.10. | 24 | -600
12.10. | 1 | -600
12.10. | 2 | -600
12.10. | 3 | -600
12.10. | 4 | -600
12.10. | 5 | -600
12.10. | 6 | -600
12.10. | 7 | -600
12.10. | 8 | 600
12.10. | 9 | 600
12.10. | 10 | 600
12.10. | 11 | 600
12.10. | 12 | 600
12.10. | 13 | 600
12.10. | 14 | 600
12.10. | 15 | 600
12.10. | 16 | 600
12.10. | 17 | 600
12.10. | 18 | 600
12.10. | 19 | 600
12.10. | 20 | 600
12.10. | 21 | 600
12.10. | 22 | 600
12.10. | 23 | 600
12.10. | 24 | 600
13.10. | 1 | 600
13.10. | 2 | 600
13.10. | 3 | 600
13.10. | 4 | 600
13.10. | 5 | 600
13.10. | 6 | 600
13.10. | 7 | 600
13.10. | 8 | 600
13.10. | 9 | 600
13.10. | 10 | 600
13.10. | 11 | 600
13.10. | 12 | 600
13.10. | 13 | 600
13.10. | 14 | 600
13.10. | 15 | 600
13.10. | 16 | 600
13.10. | 17 | 600
13.10. | 18 | 600
13.10. | 19 | 600
13.10. | 20 | 600
13.10. | 21 | 600
13.10. | 22 | 600
13.10. | 23 | 600
13.10. | 24 | -335.77
14.10. | 1 | -600
14.10. | 2 | -526.7
14.10. | 3 | -600
14.10. | 4 | -600
14.10. | 5 | -599.99
14.10. | 6 | -294.2
14.10. | 7 | 600
14.10. | 8 | 600
14.10. | 9 | 600
14.10. | 10 | 600
14.10. | 11 | 600
14.10. | 12 | 600
14.10. | 13 | 600
14.10. | 14 | 600
14.10. | 15 | 600
14.10. | 16 | 600
14.10. | 17 | 600
14.10. | 18 | 600
14.10. | 19 | 600
14.10. | 20 | 600
14.10. | 21 | 600
14.10. | 22 | 600
14.10. | 23 | 600
14.10. | 24 | -204.27
15.10. | 1 | -600
15.10. | 2 | 32.54
15.10. | 3 | -586.06
15.10. | 4 | -600
15.10. | 5 | -439.94
15.10. | 6 | -12.29
15.10. | 7 | -146.11
15.10. | 8 | 317.75
15.10. | 9 | 478.09
15.10. | 10 | 564.37
15.10. | 11 | 366.2
15.10. | 12 | 600
15.10. | 13 | 600
15.10. | 14 | 396.16
15.10. | 15 | 600
15.10. | 16 | 600
15.10. | 17 | 600
15.10. | 18 | 600
15.10. | 19 | 600
15.10. | 20 | 600
15.10. | 21 | 600
15.10. | 22 | 600
15.10. | 23 | 600
15.10. | 24 | 173.31
16.10. | 1 | -600
16.10. | 2 | -96.9
16.10. | 3 | -309.71
16.10. | 4 | -326.95
16.10. | 5 | -82.45
16.10. | 6 | 500.53
16.10. | 7 | 579.1
16.10. | 8 | 600
16.10. | 9 | 600
16.10. | 10 | 600
16.10. | 11 | 600
16.10. | 12 | 600
16.10. | 13 | 600
16.10. | 14 | 296.21
16.10. | 15 | 600
16.10. | 16 | 186.83
16.10. | 17 | 600
16.10. | 18 | 600
16.10. | 19 | 600
16.10. | 20 | 600
16.10. | 21 | 600
16.10. | 22 | 600
16.10. | 23 | -53.21
16.10. | 24 | -600
17.10. | 1 | -600
17.10. | 2 | -600
17.10. | 3 | -600
17.10. | 4 | -600
17.10. | 5 | -600
17.10. | 6 | -481.5
17.10. | 7 | -565.12
17.10. | 8 | -600
17.10. | 9 | 600
17.10. | 10 | 600
17.10. | 11 | 600
17.10. | 12 | 600
17.10. | 13 | 600
17.10. | 14 | 600
17.10. | 15 | 600
17.10. | 16 | 600
17.10. | 17 | 600
17.10. | 18 | 600
17.10. | 19 | 600
17.10. | 20 | 600
17.10. | 21 | 600
17.10. | 22 | 600
17.10. | 23 | 600
17.10. | 24 | 600
18.10. | 1 | 600
18.10. | 2 | 600
18.10. | 3 | 600
18.10. | 4 | 600
18.10. | 5 | 600
18.10. | 6 | 600
18.10. | 7 | 600
18.10. | 8 | 600
18.10. | 9 | 600
18.10. | 10 | 600
18.10. | 11 | 600
18.10. | 12 | 600
18.10. | 13 | 600
18.10. | 14 | 600
18.10. | 15 | 600
18.10. | 16 | 600
18.10. | 17 | 600
18.10. | 18 | 600
18.10. | 19 | 600
18.10. | 20 | 600
18.10. | 21 | 600
18.10. | 22 | 600
18.10. | 23 | -192.72
18.10. | 24 | -600
19.10. | 1 | -600
19.10. | 2 | -600
19.10. | 3 | -600
19.10. | 4 | -600
19.10. | 5 | -600
19.10. | 6 | -600
19.10. | 7 | -586.46
19.10. | 8 | -78.71
19.10. | 9 | -9.77
19.10. | 10 | 151.37
19.10. | 11 | -1.48
19.10. | 12 | -116.97
19.10. | 13 | -111.27
19.10. | 14 | 11.73
19.10. | 15 | 259.11
19.10. | 16 | 184.99
19.10. | 17 | 498.82
19.10. | 18 | 600
19.10. | 19 | 600
19.10. | 20 | 600
19.10. | 21 | 600
19.10. | 22 | 600
19.10. | 23 | 356.46
19.10. | 24 | -373.05
20.10. | 1 | -600
20.10. | 2 | -600
20.10. | 3 | -600
20.10. | 4 | -600
20.10. | 5 | -600
20.10. | 6 | -561
20.10. | 7 | -600
20.10. | 8 | -600
20.10. | 9 | 206.36
20.10. | 10 | 318.21
20.10. | 11 | -16.23
20.10. | 12 | -234.64
20.10. | 13 | 180.67
20.10. | 14 | -73.27
20.10. | 15 | 600
20.10. | 16 | 265.29
20.10. | 17 | 600
20.10. | 18 | 600
20.10. | 19 | 600
20.10. | 20 | 600
20.10. | 21 | 600
20.10. | 22 | 600
20.10. | 23 | 600
20.10. | 24 | 342.95
21.10. | 1 | 600
21.10. | 2 | 600
21.10. | 3 | 600
21.10. | 4 | 600
21.10. | 5 | 600
21.10. | 6 | 600
21.10. | 7 | 600
21.10. | 8 | 600
21.10. | 9 | 600
21.10. | 10 | 600
21.10. | 11 | 600
21.10. | 12 | 600
21.10. | 13 | 600
21.10. | 14 | 600
21.10. | 15 | 600
21.10. | 16 | 600
21.10. | 17 | 600
21.10. | 18 | 600
21.10. | 19 | 600
21.10. | 20 | 600
21.10. | 21 | 600
21.10. | 22 | 600
21.10. | 23 | 600
21.10. | 24 | 600
22.10. | 1 | 600
22.10. | 2 | 600
22.10. | 3 | 600
22.10. | 4 | 600
22.10. | 5 | 600
22.10. | 6 | 600
22.10. | 7 | 600
22.10. | 8 | 600
22.10. | 9 | 600
22.10. | 10 | 600
22.10. | 11 | 600
22.10. | 12 | 600
22.10. | 13 | 600
22.10. | 14 | 600
22.10. | 15 | 600
22.10. | 16 | 600
22.10. | 17 | 600
22.10. | 18 | 600
22.10. | 19 | 600
22.10. | 20 | 600
22.10. | 21 | 600
22.10. | 22 | 600
22.10. | 23 | 600
22.10. | 24 | 600
23.10. | 1 | 600
23.10. | 2 | 600
23.10. | 3 | 600
23.10. | 4 | 600
23.10. | 5 | 600
23.10. | 6 | 600
23.10. | 7 | 600
23.10. | 8 | 600
23.10. | 9 | 600
23.10. | 10 | 600
23.10. | 11 | 600
23.10. | 12 | 600
23.10. | 13 | 600
23.10. | 14 | 600
23.10. | 15 | 600
23.10. | 16 | 600
23.10. | 17 | 600
23.10. | 18 | 600
23.10. | 19 | 600
23.10. | 20 | 600
23.10. | 21 | 600
23.10. | 22 | 600
23.10. | 23 | 600
23.10. | 24 | 600
24.10. | 1 | 600
24.10. | 2 | 600
24.10. | 3 | 600
24.10. | 4 | 600
24.10. | 5 | 600
24.10. | 6 | 600
24.10. | 7 | 600
24.10. | 8 | 600
24.10. | 9 | 600
24.10. | 10 | 600
24.10. | 11 | 600
24.10. | 12 | 600
24.10. | 13 | 600
24.10. | 14 | 600
24.10. | 15 | 600
24.10. | 16 | 600
24.10. | 17 | 600
24.10. | 18 | 600
24.10. | 19 | 600
24.10. | 20 | 600
24.10. | 21 | 600
24.10. | 22 | 600
24.10. | 23 | 600
24.10. | 24 | 600
25.10. | 1 | 600
25.10. | 2 | 600
25.10. | 3 | 600
25.10. | 4 | 600
25.10. | 5 | 600
25.10. | 6 | 600
25.10. | 7 | 600
25.10. | 8 | 600
25.10. | 9 | 600
25.10. | 10 | 600
25.10. | 11 | 600
25.10. | 12 | 600
25.10. | 13 | 600
25.10. | 14 | 600
25.10. | 15 | 600
25.10. | 16 | 166.55
25.10. | 17 | 600
25.10. | 18 | 600
25.10. | 19 | 600
25.10. | 20 | 600
25.10. | 21 | 600
25.10. | 22 | 600
25.10. | 23 | -3.49
25.10. | 24 | -600
26.10. | 1 | -600
26.10. | 2 | -600
26.10. | 3 | -600
26.10. | 4 | -600
26.10. | 5 | -600
26.10. | 6 | -600
26.10. | 7 | -367.27
26.10. | 8 | 600
26.10. | 9 | 149.18
26.10. | 10 | 224.56
26.10. | 11 | 110.97
26.10. | 12 | 92.96
26.10. | 13 | -129.15
26.10. | 14 | -41.84
26.10. | 15 | 219.08
26.10. | 16 | 70.36
26.10. | 17 | 503.62
26.10. | 18 | 600
26.10. | 19 | 600
26.10. | 20 | 600
26.10. | 21 | 600
26.10. | 22 | 600
26.10. | 23 | -57.34
26.10. | 24 | -600
27.10. | 1 | -584.24
27.10. | 2 | -600
27.10. | 3 | -600
27.10. | 4 | -600
27.10. | 5 | -600
27.10. | 6 | -572.76
27.10. | 7 | -600
27.10. | 8 | -254.88
27.10. | 9 | 600
27.10. | 10 | 600
27.10. | 11 | 600
27.10. | 12 | 600
27.10. | 13 | 600
27.10. | 14 | 600
27.10. | 15 | 600
27.10. | 16 | 236.91
27.10. | 17 | 600
27.10. | 18 | 600
27.10. | 19 | 600
27.10. | 20 | 600
27.10. | 21 | 600
27.10. | 22 | 600
27.10. | 23 | 437.11
27.10. | 24 | -296.07
28.10. | 1 | -419.53
28.10. | 2 | -332.22
28.10. | 3 | -394.6
28.10. | 4 | -420.28
28.10. | 5 | -384.34
28.10. | 6 | -236.33
28.10. | 7 | 600
28.10. | 8 | 600
28.10. | 9 | 600
28.10. | 10 | 600
28.10. | 11 | 600
28.10. | 12 | 600
28.10. | 13 | 600
28.10. | 14 | 600
28.10. | 15 | 600
28.10. | 16 | -234.31
28.10. | 17 | 600
28.10. | 18 | 600
28.10. | 19 | 600
28.10. | 20 | 600
28.10. | 21 | 600
28.10. | 22 | 600
28.10. | 23 | -297.62
28.10. | 24 | -447.34
29.10. | 1 | -500.71
29.10. | 2 | -538.51
29.10. | 3 | -527.92
29.10. | 4 | -450.74
29.10. | 5 | -305.81
29.10. | 6 | -125.83
29.10. | 7 | -286.55
29.10. | 8 | -446.4
29.10. | 9 | -299.6
29.10. | 10 | -140.21
29.10. | 11 | 181.14
29.10. | 12 | -67.73
29.10. | 13 | -164.53
29.10. | 14 | 7.84
29.10. | 15 | 600
29.10. | 16 | 175.23
29.10. | 17 | 600
29.10. | 18 | 600
29.10. | 19 | 600
29.10. | 20 | 600
29.10. | 21 | 600
29.10. | 22 | 600
29.10. | 23 | -574.52
29.10. | 24 | -600
30.10. | 1 | -600
30.10. | 2 | -600
30.10. | 3 | -600
30.10. | 4 | -600
30.10. | 5 | -600
30.10. | 6 | -407.45
30.10. | 7 | -450.5
30.10. | 8 | -259.27
30.10. | 9 | 600
30.10. | 10 | 600
30.10. | 11 | 574.78
30.10. | 12 | 361.49
30.10. | 13 | 325.47
30.10. | 14 | 303.77
30.10. | 15 | 600
30.10. | 16 | -40.78
30.10. | 17 | 600
30.10. | 18 | 600
30.10. | 19 | 600
30.10. | 20 | 600
30.10. | 21 | 600
30.10. | 22 | 600
30.10. | 23 | -223.94
30.10. | 24 | -565.08
31.10. | 1 | -600
31.10. | 2 | -600
31.10. | 3 | -600
31.10. | 4 | -600
31.10. | 5 | -579.57
31.10. | 6 | -377.17
31.10. | 7 | -54.03
31.10. | 8 | -90.14
31.10. | 9 | -41.05
31.10. | 10 | -109.01
31.10. | 11 | -261.91
31.10. | 12 | 22.02
31.10. | 13 | -353.05
31.10. | 14 | -346.35
31.10. | 15 | 600
31.10. | 16 | 105.64
31.10. | 17 | 504.58
31.10. | 18 | 600
31.10. | 19 | 600
31.10. | 20 | 600
31.10. | 21 | 600
31.10. | 22 | 600
31.10. | 23 | 386.95
31.10. | 24 | -222.64
01.11. | 1 | -600
01.11. | 2 | -600
01.11. | 3 | -600
01.11. | 4 | -575.59
01.11. | 5 | -442.24
01.11. | 6 | -208.24
01.11. | 7 | 41.76
01.11. | 8 | 600
01.11. | 9 | 461.51
01.11. | 10 | 600
01.11. | 11 | 600
01.11. | 12 | 600
01.11. | 13 | 600
01.11. | 14 | 600
01.11. | 15 | 600
01.11. | 16 | 373.4
01.11. | 17 | 600
01.11. | 18 | 600
01.11. | 19 | 600
01.11. | 20 | 600
01.11. | 21 | 600
01.11. | 22 | 600
01.11. | 23 | 27.91
01.11. | 24 | -465.69
02.11. | 1 | -568.96
02.11. | 2 | -600
02.11. | 3 | -600
02.11. | 4 | -600
02.11. | 5 | -526.76
02.11. | 6 | -333.04
02.11. | 7 | -501.23
02.11. | 8 | 398.94
02.11. | 9 | 190.05
02.11. | 10 | 600
02.11. | 11 | 600
02.11. | 12 | 530.74
02.11. | 13 | 536.98
02.11. | 14 | 389.03
02.11. | 15 | 600
02.11. | 16 | 600
02.11. | 17 | 600
02.11. | 18 | 600
02.11. | 19 | 600
02.11. | 20 | 600
02.11. | 21 | 600
02.11. | 22 | 600
02.11. | 23 | 600
02.11. | 24 | 600
03.11. | 1 | 600
03.11. | 2 | 600
03.11. | 3 | 600
03.11. | 4 | 600
03.11. | 5 | 600
03.11. | 6 | 600
03.11. | 7 | 600
03.11. | 8 | 600
03.11. | 9 | 600
03.11. | 10 | 600
03.11. | 11 | 600
03.11. | 12 | 600
03.11. | 13 | 600
03.11. | 14 | 600
03.11. | 15 | 600
03.11. | 16 | 600
03.11. | 17 | 600
03.11. | 18 | 600
03.11. | 19 | 600
03.11. | 20 | 600
03.11. | 21 | 600
03.11. | 22 | 600
03.11. | 23 | 600
03.11. | 24 | 600
04.11. | 1 | 600
04.11. | 2 | 600
04.11. | 3 | 600
04.11. | 4 | 600
04.11. | 5 | 600
04.11. | 6 | 600
04.11. | 7 | 600
04.11. | 8 | 600
04.11. | 9 | 600
04.11. | 10 | 600
04.11. | 11 | 600
04.11. | 12 | 600
04.11. | 13 | 600
04.11. | 14 | 600
04.11. | 15 | 600
04.11. | 16 | 600
04.11. | 17 | 600
04.11. | 18 | 600
04.11. | 19 | 600
04.11. | 20 | 600
04.11. | 21 | 600
04.11. | 22 | 600
04.11. | 23 | 600
04.11. | 24 | 0
05.11. | 1 | 0
05.11. | 2 | 0
05.11. | 3 | 0
05.11. | 4 | 0
05.11. | 5 | 0
05.11. | 6 | 0
05.11. | 7 | 0
05.11. | 8 | 0
05.11. | 9 | 0
05.11. | 10 | 0
05.11. | 11 | 0
05.11. | 12 | 0
05.11. | 13 | 0
05.11. | 14 | 0
05.11. | 15 | 0
05.11. | 16 | 0
05.11. | 17 | 0
05.11. | 18 | 0
05.11. | 19 | 0
05.11. | 20 | 0
05.11. | 21 | 0
05.11. | 22 | 0
05.11. | 23 | 0
05.11. | 24 | 0
06.11. | 1 | 0
06.11. | 2 | 0
06.11. | 3 | 0
06.11. | 4 | 0
06.11. | 5 | 0
06.11. | 6 | 0
06.11. | 7 | 0
06.11. | 8 | 0
06.11. | 9 | 0
06.11. | 10 | 0
06.11. | 11 | 0
06.11. | 12 | 0
06.11. | 13 | 0
06.11. | 14 | 0
06.11. | 15 | 0
06.11. | 16 | 0
06.11. | 17 | 0
06.11. | 18 | 0
06.11. | 19 | 0
06.11. | 20 | 0
06.11. | 21 | 0
06.11. | 22 | 0
06.11. | 23 | 0
06.11. | 24 | 0
07.11. | 1 | 0
07.11. | 2 | 0
07.11. | 3 | 0
07.11. | 4 | 0
07.11. | 5 | 0
07.11. | 6 | 0
07.11. | 7 | 0
07.11. | 8 | 0
07.11. | 9 | 0
07.11. | 10 | 0
07.11. | 11 | 0
07.11. | 12 | 0
07.11. | 13 | 0
07.11. | 14 | 0
07.11. | 15 | 0
07.11. | 16 | 0
07.11. | 17 | 0
07.11. | 18 | 0
07.11. | 19 | 0
07.11. | 20 | 0
07.11. | 21 | 0
07.11. | 22 | 0
07.11. | 23 | 0
07.11. | 24 | 0
08.11. | 1 | 0
08.11. | 2 | 0
08.11. | 3 | 0
08.11. | 4 | 0
08.11. | 5 | 0
08.11. | 6 | 0
08.11. | 7 | 0
08.11. | 8 | 0
08.11. | 9 | 0
08.11. | 10 | 0
08.11. | 11 | 0
08.11. | 12 | 0
08.11. | 13 | 0
08.11. | 14 | 0
08.11. | 15 | 0
08.11. | 16 | 0
08.11. | 17 | 0
08.11. | 18 | 0
08.11. | 19 | 0
08.11. | 20 | 0
08.11. | 21 | 0
08.11. | 22 | 0
08.11. | 23 | 0
08.11. | 24 | 0
09.11. | 1 | 0
09.11. | 2 | 0
09.11. | 3 | 0
09.11. | 4 | 0
09.11. | 5 | 0
09.11. | 6 | 0
09.11. | 7 | 0
09.11. | 8 | 0
09.11. | 9 | 0
09.11. | 10 | 0
09.11. | 11 | 0
09.11. | 12 | 0
09.11. | 13 | 0
09.11. | 14 | 0
09.11. | 15 | 0
09.11. | 16 | 0
09.11. | 17 | 0
09.11. | 18 | 0
09.11. | 19 | 0
09.11. | 20 | 0
09.11. | 21 | 0
09.11. | 22 | 0
09.11. | 23 | 0
09.11. | 24 | 0
10.11. | 1 | 0
10.11. | 2 | 0
10.11. | 3 | 0
10.11. | 4 | 0
10.11. | 5 | 0
10.11. | 6 | 0
10.11. | 7 | 0
10.11. | 8 | 0
10.11. | 9 | 0
10.11. | 10 | 0
10.11. | 11 | 0
10.11. | 12 | 0
10.11. | 13 | 0
10.11. | 14 | 0
10.11. | 15 | 0
10.11. | 16 | 0
10.11. | 17 | 0
10.11. | 18 | 0
10.11. | 19 | 0
10.11. | 20 | 0
10.11. | 21 | 0
10.11. | 22 | 0
10.11. | 23 | 0
10.11. | 24 | 0
11.11. | 1 | 0
11.11. | 2 | 0
11.11. | 3 | 0
11.11. | 4 | 0
11.11. | 5 | 0
11.11. | 6 | 0
11.11. | 7 | 0
11.11. | 8 | 0
11.11. | 9 | 0
11.11. | 10 | 0
11.11. | 11 | 0
11.11. | 12 | 0
11.11. | 13 | 0
11.11. | 14 | 0
11.11. | 15 | 0
11.11. | 16 | 0
11.11. | 17 | 0
11.11. | 18 | 0
11.11. | 19 | 0
11.11. | 20 | 0
11.11. | 21 | 0
11.11. | 22 | 0
11.11. | 23 | 0
11.11. | 24 | 0
12.11. | 1 | 0
12.11. | 2 | 0
12.11. | 3 | 0
12.11. | 4 | 0
12.11. | 5 | 0
12.11. | 6 | 0
12.11. | 7 | 0
12.11. | 8 | 0
12.11. | 9 | 0
12.11. | 10 | 0
12.11. | 11 | 0
12.11. | 12 | 0
12.11. | 13 | 0
12.11. | 14 | 0
12.11. | 15 | 0
12.11. | 16 | 0
12.11. | 17 | 0
12.11. | 18 | 0
12.11. | 19 | 0
12.11. | 20 | 0
12.11. | 21 | 0
12.11. | 22 | 0
12.11. | 23 | 0
12.11. | 24 | 0
13.11. | 1 | 0
13.11. | 2 | 0
13.11. | 3 | 0
13.11. | 4 | 0
13.11. | 5 | 0
13.11. | 6 | 0
13.11. | 7 | 0
13.11. | 8 | 0
13.11. | 9 | 0
13.11. | 10 | 0
13.11. | 11 | 0
13.11. | 12 | 0
13.11. | 13 | 0
13.11. | 14 | 0
13.11. | 15 | 0
13.11. | 16 | 0
13.11. | 17 | 0
13.11. | 18 | 0
13.11. | 19 | 0
13.11. | 20 | 0
13.11. | 21 | 0
13.11. | 22 | 0
13.11. | 23 | 0
13.11. | 24 | 0
14.11. | 1 | 0
14.11. | 2 | 0
14.11. | 3 | 0
14.11. | 4 | 0
14.11. | 5 | 0
14.11. | 6 | 0
14.11. | 7 | 0
14.11. | 8 | 0
14.11. | 9 | 0
14.11. | 10 | 0
14.11. | 11 | 0
14.11. | 12 | 0
14.11. | 13 | 0
14.11. | 14 | 0
14.11. | 15 | 0
14.11. | 16 | 0
14.11. | 17 | 0
14.11. | 18 | 0
14.11. | 19 | 0
14.11. | 20 | 0
14.11. | 21 | 0
14.11. | 22 | 0
14.11. | 23 | 0
14.11. | 24 | 0
15.11. | 1 | 0
15.11. | 2 | 0
15.11. | 3 | 0
15.11. | 4 | 0
15.11. | 5 | 0
15.11. | 6 | 0
15.11. | 7 | 0
15.11. | 8 | 0
15.11. | 9 | 0
15.11. | 10 | 0
15.11. | 11 | 0
15.11. | 12 | 0
15.11. | 13 | 0
15.11. | 14 | 0
15.11. | 15 | 0
15.11. | 16 | 0
15.11. | 17 | 0
15.11. | 18 | 0
15.11. | 19 | 0
15.11. | 20 | 0
15.11. | 21 | 0
15.11. | 22 | 0
15.11. | 23 | 0
15.11. | 24 | 0
16.11. | 1 | 0
16.11. | 2 | 0
16.11. | 3 | 0
16.11. | 4 | 0
16.11. | 5 | 0
16.11. | 6 | 0
16.11. | 7 | 0
16.11. | 8 | 0
16.11. | 9 | 0
16.11. | 10 | 0
16.11. | 11 | 0
16.11. | 12 | 0
16.11. | 13 | 0
16.11. | 14 | 0
16.11. | 15 | 0
16.11. | 16 | 0
16.11. | 17 | 0
16.11. | 18 | 0
16.11. | 19 | 0
16.11. | 20 | 0
16.11. | 21 | 0
16.11. | 22 | 0
16.11. | 23 | 0
16.11. | 24 | 0
17.11. | 1 | 0
17.11. | 2 | 0
17.11. | 3 | 0
17.11. | 4 | 0
17.11. | 5 | 0
17.11. | 6 | 0
17.11. | 7 | 0
17.11. | 8 | 0
17.11. | 9 | 0
17.11. | 10 | 0
17.11. | 11 | 0
17.11. | 12 | 0
17.11. | 13 | 0
17.11. | 14 | 0
17.11. | 15 | 0
17.11. | 16 | 0
17.11. | 17 | 0
17.11. | 18 | 0
17.11. | 19 | 0
17.11. | 20 | 0
17.11. | 21 | 0
17.11. | 22 | 0
17.11. | 23 | 0
17.11. | 24 | 0
18.11. | 1 | 0
18.11. | 2 | 0
18.11. | 3 | 0
18.11. | 4 | 0
18.11. | 5 | 0
18.11. | 6 | 0
18.11. | 7 | 0
18.11. | 8 | 0
18.11. | 9 | 0
18.11. | 10 | 0
18.11. | 11 | 0
18.11. | 12 | 0
18.11. | 13 | 0
18.11. | 14 | 0
18.11. | 15 | 0
18.11. | 16 | 0
18.11. | 17 | 0
18.11. | 18 | 0
18.11. | 19 | 0
18.11. | 20 | 0
18.11. | 21 | 0
18.11. | 22 | 0
18.11. | 23 | 0
18.11. | 24 | -551.76
19.11. | 1 | -596.57
19.11. | 2 | -600
19.11. | 3 | -575.15
19.11. | 4 | -481.58
19.11. | 5 | -326.72
19.11. | 6 | -132.57
19.11. | 7 | -221.34
19.11. | 8 | -366.38
19.11. | 9 | 600
19.11. | 10 | 600
19.11. | 11 | 600
19.11. | 12 | 457.18
19.11. | 13 | 378.72
19.11. | 14 | 600
19.11. | 15 | -210.41
19.11. | 16 | 22.24
19.11. | 17 | 519.03
19.11. | 18 | 600
19.11. | 19 | 600
19.11. | 20 | 600
19.11. | 21 | 600
19.11. | 22 | 122.88
19.11. | 23 | -600
19.11. | 24 | -600
20.11. | 1 | -600
20.11. | 2 | -600
20.11. | 3 | -600
20.11. | 4 | -600
20.11. | 5 | -600
20.11. | 6 | -576.94
20.11. | 7 | -551.08
20.11. | 8 | -549.69
20.11. | 9 | -400.26
20.11. | 10 | -199.01
20.11. | 11 | -189.56
20.11. | 12 | -203.54
20.11. | 13 | -130.25
20.11. | 14 | -232.59
20.11. | 15 | 7.63
20.11. | 16 | 131.29
20.11. | 17 | 524.68
20.11. | 18 | 600
20.11. | 19 | 600
20.11. | 20 | 600
20.11. | 21 | 600
20.11. | 22 | 391.49
20.11. | 23 | -600
20.11. | 24 | -600
21.11. | 1 | -600
21.11. | 2 | -600
21.11. | 3 | -600
21.11. | 4 | -557.99
21.11. | 5 | -410.19
21.11. | 6 | -140.38
21.11. | 7 | -17.65
21.11. | 8 | 50.23
21.11. | 9 | -139.25
21.11. | 10 | 233.57
21.11. | 11 | 195.83
21.11. | 12 | 107.26
21.11. | 13 | 72.74
21.11. | 14 | -239.12
21.11. | 15 | 25.61
21.11. | 16 | 285.25
21.11. | 17 | 600
21.11. | 18 | 600
21.11. | 19 | 600
21.11. | 20 | 600
21.11. | 21 | 600
21.11. | 22 | 538.16
21.11. | 23 | -138.78
21.11. | 24 | -600
22.11. | 1 | -600
22.11. | 2 | -600
22.11. | 3 | -600
22.11. | 4 | -357.85
22.11. | 5 | -203.24
22.11. | 6 | 23.22
22.11. | 7 | -18.25
22.11. | 8 | -121.06
22.11. | 9 | -368.38
22.11. | 10 | 26.5
22.11. | 11 | -20.64
22.11. | 12 | -104.88
22.11. | 13 | -129.66
22.11. | 14 | -383.41
22.11. | 15 | 7.26
22.11. | 16 | 430.6
22.11. | 17 | 600
22.11. | 18 | 600
22.11. | 19 | 600
22.11. | 20 | 600
22.11. | 21 | 600
22.11. | 22 | 502.45
22.11. | 23 | -589.05
22.11. | 24 | -600
23.11. | 1 | -600
23.11. | 2 | -600
23.11. | 3 | -600
23.11. | 4 | -600
23.11. | 5 | -461.91
23.11. | 6 | -200.53
23.11. | 7 | -219.33
23.11. | 8 | -303.88
23.11. | 9 | -522.32
23.11. | 10 | -137.13
23.11. | 11 | -189.97
23.11. | 12 | -275.66
23.11. | 13 | -256.65
23.11. | 14 | -190.21
23.11. | 15 | -27.83
23.11. | 16 | 356.95
23.11. | 17 | 600
23.11. | 18 | 600
23.11. | 19 | 600
23.11. | 20 | 600
23.11. | 21 | 600
23.11. | 22 | 600
23.11. | 23 | 433.27
23.11. | 24 | -83.68
24.11. | 1 | 248.55
24.11. | 2 | 439.49
24.11. | 3 | 599.98
24.11. | 4 | 599.99
24.11. | 5 | -479.46
24.11. | 6 | -183.88
24.11. | 7 | 585.32
24.11. | 8 | 600
24.11. | 9 | 600
24.11. | 10 | 600
24.11. | 11 | 600
24.11. | 12 | 600
24.11. | 13 | 600
24.11. | 14 | 600
24.11. | 15 | 600
24.11. | 16 | -138.76
24.11. | 17 | 600
24.11. | 18 | 600
24.11. | 19 | 600
24.11. | 20 | 600
24.11. | 21 | 600
24.11. | 22 | 463.68
24.11. | 23 | -600
24.11. | 24 | -600
25.11. | 1 | -508.19
25.11. | 2 | -378.07
25.11. | 3 | -380.63
25.11. | 4 | -313.29
25.11. | 5 | -136.65
25.11. | 6 | 10.26
25.11. | 7 | 600
25.11. | 8 | 600
25.11. | 9 | 600
25.11. | 10 | 600
25.11. | 11 | 600
25.11. | 12 | 522.33
25.11. | 13 | 305.41
25.11. | 14 | -80.4
25.11. | 15 | 173.67
25.11. | 16 | 465.38
25.11. | 17 | 600
25.11. | 18 | 600
25.11. | 19 | 600
25.11. | 20 | 600
25.11. | 21 | 600
25.11. | 22 | 600
25.11. | 23 | 59.72
25.11. | 24 | -157.56
26.11. | 1 | -600
26.11. | 2 | -600
26.11. | 3 | -539.34
26.11. | 4 | -428.23
26.11. | 5 | -260.25
26.11. | 6 | -41.12
26.11. | 7 | -158.11
26.11. | 8 | -345.36
26.11. | 9 | -531.02
26.11. | 10 | -516.72
26.11. | 11 | -561.73
26.11. | 12 | -600
26.11. | 13 | -600
26.11. | 14 | -463.52
26.11. | 15 | -35.73
26.11. | 16 | 431.93
26.11. | 17 | 600
26.11. | 18 | 600
26.11. | 19 | 600
26.11. | 20 | 600
26.11. | 21 | 600
26.11. | 22 | 600
26.11. | 23 | 110.6
26.11. | 24 | -600
27.11. | 1 | -600
27.11. | 2 | -600
27.11. | 3 | -600
27.11. | 4 | -575.66
27.11. | 5 | -421.99
27.11. | 6 | -204.13
27.11. | 7 | 381.29
27.11. | 8 | 252.74
27.11. | 9 | -171.47
27.11. | 10 | -286.26
27.11. | 11 | -600
27.11. | 12 | -600
27.11. | 13 | -600
27.11. | 14 | -554.2
27.11. | 15 | -136.21
27.11. | 16 | 408.48
27.11. | 17 | 600
27.11. | 18 | 600
27.11. | 19 | 600
27.11. | 20 | 600
27.11. | 21 | 600
27.11. | 22 | 600
27.11. | 23 | -339.1
27.11. | 24 | -600
28.11. | 1 | -600
28.11. | 2 | -600
28.11. | 3 | -600
28.11. | 4 | -600
28.11. | 5 | -600
28.11. | 6 | -453.86
28.11. | 7 | -548.03
28.11. | 8 | -600
28.11. | 9 | -600
28.11. | 10 | -334.19
28.11. | 11 | -365.04
28.11. | 12 | -422.02
28.11. | 13 | -393.38
28.11. | 14 | -234.65
28.11. | 15 | 183.66
28.11. | 16 | 375.44
28.11. | 17 | 600
28.11. | 18 | 600
28.11. | 19 | 600
28.11. | 20 | 600
28.11. | 21 | 600
28.11. | 22 | 600
28.11. | 23 | -204.34
28.11. | 24 | -600
29.11. | 1 | -600
29.11. | 2 | -600
29.11. | 3 | -600
29.11. | 4 | -460.85
29.11. | 5 | -311.54
29.11. | 6 | -102.72
29.11. | 7 | -101.55
29.11. | 8 | -154.85
29.11. | 9 | 600
29.11. | 10 | 600
29.11. | 11 | 600
29.11. | 12 | 600
29.11. | 13 | 600
29.11. | 14 | 600
29.11. | 15 | 600
29.11. | 16 | 600
29.11. | 17 | 600
29.11. | 18 | 600
29.11. | 19 | 600
29.11. | 20 | 600
29.11. | 21 | 600
29.11. | 22 | 600
29.11. | 23 | 600
29.11. | 24 | 600
30.11. | 1 | 600
30.11. | 2 | 600
30.11. | 3 | 600
30.11. | 4 | 600
30.11. | 5 | 600
30.11. | 6 | 600
30.11. | 7 | 600
30.11. | 8 | 600
30.11. | 9 | 600
30.11. | 10 | 600
30.11. | 11 | 600
30.11. | 12 | 600
30.11. | 13 | 600
30.11. | 14 | 600
30.11. | 15 | 600
30.11. | 16 | 600
30.11. | 17 | 600
30.11. | 18 | 600
30.11. | 19 | 600
30.11. | 20 | 600
30.11. | 21 | 600
30.11. | 22 | 600
30.11. | 23 | 600
30.11. | 24 | 600
01.12. | 1 | 600
01.12. | 2 | 600
01.12. | 3 | 600
01.12. | 4 | 600
01.12. | 5 | 600
01.12. | 6 | 600
01.12. | 7 | 600
01.12. | 8 | 600
01.12. | 9 | 600
01.12. | 10 | 600
01.12. | 11 | 600
01.12. | 12 | 600
01.12. | 13 | 600
01.12. | 14 | 600
01.12. | 15 | 600
01.12. | 16 | 122.62
01.12. | 17 | 600
01.12. | 18 | 600
01.12. | 19 | 600
01.12. | 20 | 600
01.12. | 21 | 600
01.12. | 22 | 600
01.12. | 23 | -512.46
01.12. | 24 | -600
02.12. | 1 | -600
02.12. | 2 | -600
02.12. | 3 | -599.99
02.12. | 4 | -380.63
02.12. | 5 | -235.78
02.12. | 6 | -544.86
02.12. | 7 | -600
02.12. | 8 | 600
02.12. | 9 | 600
02.12. | 10 | 600
02.12. | 11 | 600
02.12. | 12 | 600
02.12. | 13 | 600
02.12. | 14 | 600
02.12. | 15 | 600
02.12. | 16 | 600
02.12. | 17 | 600
02.12. | 18 | 600
02.12. | 19 | 600
02.12. | 20 | 600
02.12. | 21 | 600
02.12. | 22 | 600
02.12. | 23 | 173.12
02.12. | 24 | -216.84
03.12. | 1 | -318.61
03.12. | 2 | -348.99
03.12. | 3 | -367.7
03.12. | 4 | -316.27
03.12. | 5 | -167.62
03.12. | 6 | 73.24
03.12. | 7 | 164.63
03.12. | 8 | 180.01
03.12. | 9 | 600
03.12. | 10 | 600
03.12. | 11 | 586.26
03.12. | 12 | 228.9
03.12. | 13 | 101.58
03.12. | 14 | 90.61
03.12. | 15 | 197.22
03.12. | 16 | 600
03.12. | 17 | 600
03.12. | 18 | 600
03.12. | 19 | 600
03.12. | 20 | 600
03.12. | 21 | 600
03.12. | 22 | 594.39
03.12. | 23 | -600
03.12. | 24 | -600
04.12. | 1 | -600
04.12. | 2 | -600
04.12. | 3 | -600
04.12. | 4 | -600
04.12. | 5 | -600
04.12. | 6 | -582.49
04.12. | 7 | -573.49
04.12. | 8 | -600
04.12. | 9 | -600
04.12. | 10 | -49.06
04.12. | 11 | 600
04.12. | 12 | 600
04.12. | 13 | 600
04.12. | 14 | 600
04.12. | 15 | 600
04.12. | 16 | 600
04.12. | 17 | 600
04.12. | 18 | 600
04.12. | 19 | 600
04.12. | 20 | 600
04.12. | 21 | 600
04.12. | 22 | 600
04.12. | 23 | 600
04.12. | 24 | 600
05.12. | 1 | 600
05.12. | 2 | 600
05.12. | 3 | 600
05.12. | 4 | 600
05.12. | 5 | 600
05.12. | 6 | 600
05.12. | 7 | 600
05.12. | 8 | 600
05.12. | 9 | 600
05.12. | 10 | 600
05.12. | 11 | 600
05.12. | 12 | 600
05.12. | 13 | 600
05.12. | 14 | 600
05.12. | 15 | 600
05.12. | 16 | -306.33
05.12. | 17 | 501.68
05.12. | 18 | 600
05.12. | 19 | 600
05.12. | 20 | 600
05.12. | 21 | 600
05.12. | 22 | 600
05.12. | 23 | -238.61
05.12. | 24 | -499.51
06.12. | 1 | -516.72
06.12. | 2 | -486.5
06.12. | 3 | -417.69
06.12. | 4 | -324.69
06.12. | 5 | -141.14
06.12. | 6 | 141.93
06.12. | 7 | 191.32
06.12. | 8 | 122.83
06.12. | 9 | -39.15
06.12. | 10 | -13.14
06.12. | 11 | -36.26
06.12. | 12 | -88.37
06.12. | 13 | -83.21
06.12. | 14 | 107.82
06.12. | 15 | 502.67
06.12. | 16 | 600
06.12. | 17 | 600
06.12. | 18 | 600
06.12. | 19 | 600
06.12. | 20 | 600
06.12. | 21 | 600
06.12. | 22 | 600
06.12. | 23 | 44.08
06.12. | 24 | -451.8
07.12. | 1 | -600
07.12. | 2 | -600
07.12. | 3 | -532.38
07.12. | 4 | -454.07
07.12. | 5 | -304.18
07.12. | 6 | -98.52
07.12. | 7 | -163.98
07.12. | 8 | -313.16
07.12. | 9 | -520.29
07.12. | 10 | -488.65
07.12. | 11 | -524.44
07.12. | 12 | -600
07.12. | 13 | -600
07.12. | 14 | -437.26
07.12. | 15 | -24.75
07.12. | 16 | 427.78
07.12. | 17 | 600
07.12. | 18 | 600
07.12. | 19 | 600
07.12. | 20 | 600
07.12. | 21 | 600
07.12. | 22 | 600
07.12. | 23 | 424.71
07.12. | 24 | -559.55
08.12. | 1 | -432.21
08.12. | 2 | -167.94
08.12. | 3 | -123.22
08.12. | 4 | -91.15
08.12. | 5 | -32.63
08.12. | 6 | 93.11
08.12. | 7 | -50.14
08.12. | 8 | -272.93
08.12. | 9 | 600
08.12. | 10 | 600
08.12. | 11 | 600
08.12. | 12 | 600
08.12. | 13 | 600
08.12. | 14 | 600
08.12. | 15 | 600
08.12. | 16 | 161.4
08.12. | 17 | 600
08.12. | 18 | 600
08.12. | 19 | 600
08.12. | 20 | 600
08.12. | 21 | 600
08.12. | 22 | 600
08.12. | 23 | 470.15
08.12. | 24 | -600
09.12. | 1 | -600
09.12. | 2 | -600
09.12. | 3 | -600
09.12. | 4 | -306.4
09.12. | 5 | -47.13
09.12. | 6 | 251.34
09.12. | 7 | 597.34
09.12. | 8 | 600
09.12. | 9 | 600
09.12. | 10 | 600
09.12. | 11 | 600
09.12. | 12 | 600
09.12. | 13 | 600
09.12. | 14 | 600
09.12. | 15 | 600
09.12. | 16 | 600
09.12. | 17 | 600
09.12. | 18 | 600
09.12. | 19 | 600
09.12. | 20 | 600
09.12. | 21 | 600
09.12. | 22 | 600
09.12. | 23 | 600
09.12. | 24 | 600
10.12. | 1 | 600
10.12. | 2 | 600
10.12. | 3 | 600
10.12. | 4 | 600
10.12. | 5 | 600
10.12. | 6 | 600
10.12. | 7 | 600
10.12. | 8 | 600
10.12. | 9 | 600
10.12. | 10 | 600
10.12. | 11 | 600
10.12. | 12 | 600
10.12. | 13 | 600
10.12. | 14 | 600
10.12. | 15 | 600
10.12. | 16 | -110.31
10.12. | 17 | 343.87
10.12. | 18 | 600
10.12. | 19 | 600
10.12. | 20 | 600
10.12. | 21 | 600
10.12. | 22 | 600
10.12. | 23 | -383.3
10.12. | 24 | -600
11.12. | 1 | -599.99
11.12. | 2 | -407.1
11.12. | 3 | -494.99
11.12. | 4 | -600
11.12. | 5 | -600
11.12. | 6 | -600
11.12. | 7 | 47.52
11.12. | 8 | -169.81
11.12. | 9 | -449.05
11.12. | 10 | 600
11.12. | 11 | 412.69
11.12. | 12 | 57.81
11.12. | 13 | -128.8
11.12. | 14 | 101.48
11.12. | 15 | -133.08
11.12. | 16 | 234.08
11.12. | 17 | 600
11.12. | 18 | 600
11.12. | 19 | 600
11.12. | 20 | 600
11.12. | 21 | 600
11.12. | 22 | 563.24
11.12. | 23 | -301.32
11.12. | 24 | -452.7
12.12. | 1 | -600
12.12. | 2 | -600
12.12. | 3 | -600
12.12. | 4 | -600
12.12. | 5 | -600
12.12. | 6 | -412.27
12.12. | 7 | -344.84
12.12. | 8 | -341.82
12.12. | 9 | -563.06
12.12. | 10 | -67.36
12.12. | 11 | -71.83
12.12. | 12 | -111.05
12.12. | 13 | -80.63
12.12. | 14 | -270.27
12.12. | 15 | -172.38
12.12. | 16 | 341
12.12. | 17 | 600
12.12. | 18 | 600
12.12. | 19 | 600
12.12. | 20 | 600
12.12. | 21 | 600
12.12. | 22 | 600
12.12. | 23 | -347.56
12.12. | 24 | -600
13.12. | 1 | -600
13.12. | 2 | -600
13.12. | 3 | -600
13.12. | 4 | -600
13.12. | 5 | -600
13.12. | 6 | -600
13.12. | 7 | -600
13.12. | 8 | -600
13.12. | 9 | -600
13.12. | 10 | -600
13.12. | 11 | -600
13.12. | 12 | -600
13.12. | 13 | -600
13.12. | 14 | -600
13.12. | 15 | -325.09
13.12. | 16 | -83.91
13.12. | 17 | 323.31
13.12. | 18 | 548.79
13.12. | 19 | 600
13.12. | 20 | 600
13.12. | 21 | 600
13.12. | 22 | 600
13.12. | 23 | -600
13.12. | 24 | -600
14.12. | 1 | -600
14.12. | 2 | -490.18
14.12. | 3 | -469.31
14.12. | 4 | -389.86
14.12. | 5 | -254.11
14.12. | 6 | -44.21
14.12. | 7 | 111.35
14.12. | 8 | 242.57
14.12. | 9 | 91.19
14.12. | 10 | 97.75
14.12. | 11 | -1.04
14.12. | 12 | -112.22
14.12. | 13 | -138.76
14.12. | 14 | -232.4
14.12. | 15 | -225.73
14.12. | 16 | 95.78
14.12. | 17 | 515.83
14.12. | 18 | 600
14.12. | 19 | 600
14.12. | 20 | 600
14.12. | 21 | 600
14.12. | 22 | 600
14.12. | 23 | 470.14
14.12. | 24 | -558.07
15.12. | 1 | -600
15.12. | 2 | -600
15.12. | 3 | -600
15.12. | 4 | -532.26
15.12. | 5 | -460.55
15.12. | 6 | -311.48
15.12. | 7 | -140.96
15.12. | 8 | -336.63
15.12. | 9 | -600
15.12. | 10 | -600
15.12. | 11 | -600
15.12. | 12 | -600
15.12. | 13 | -600
15.12. | 14 | -600
15.12. | 15 | -600
15.12. | 16 | -271.01
15.12. | 17 | 17.33
15.12. | 18 | 600
15.12. | 19 | 600
15.12. | 20 | 600
15.12. | 21 | 600
15.12. | 22 | -153
15.12. | 23 | -600
15.12. | 24 | -564.9
16.12. | 1 | 600
16.12. | 2 | 600
16.12. | 3 | 600
16.12. | 4 | 600
16.12. | 5 | 600
16.12. | 6 | 513.36
16.12. | 7 | 246.54
16.12. | 8 | 600
16.12. | 9 | 600
16.12. | 10 | 600
16.12. | 11 | 600
16.12. | 12 | 600
16.12. | 13 | 600
16.12. | 14 | 600
16.12. | 15 | 600
16.12. | 16 | 600
16.12. | 17 | 600
16.12. | 18 | 600
16.12. | 19 | 600
16.12. | 20 | 600
16.12. | 21 | 600
16.12. | 22 | 600
16.12. | 23 | 600
16.12. | 24 | 600
17.12. | 1 | 600
17.12. | 2 | 600
17.12. | 3 | 600
17.12. | 4 | 600
17.12. | 5 | 600
17.12. | 6 | 600
17.12. | 7 | 600
17.12. | 8 | 600
17.12. | 9 | 600
17.12. | 10 | 600
17.12. | 11 | 600
17.12. | 12 | 600
17.12. | 13 | 600
17.12. | 14 | 600
17.12. | 15 | 600
17.12. | 16 | 600
17.12. | 17 | 600
17.12. | 18 | 600
17.12. | 19 | 600
17.12. | 20 | 600
17.12. | 21 | 600
17.12. | 22 | 600
17.12. | 23 | 600
17.12. | 24 | 600
18.12. | 1 | 600
18.12. | 2 | 600
18.12. | 3 | 600
18.12. | 4 | 600
18.12. | 5 | 600
18.12. | 6 | 600
18.12. | 7 | 600
18.12. | 8 | 600
18.12. | 9 | 600
18.12. | 10 | 600
18.12. | 11 | 600
18.12. | 12 | 600
18.12. | 13 | 600
18.12. | 14 | 600
18.12. | 15 | 600
18.12. | 16 | -287.21
18.12. | 17 | 148.55
18.12. | 18 | 600
18.12. | 19 | 600
18.12. | 20 | 600
18.12. | 21 | 600
18.12. | 22 | -334.94
18.12. | 23 | -600
18.12. | 24 | -324.23
19.12. | 1 | 450.3
19.12. | 2 | 449.29
19.12. | 3 | 264.97
19.12. | 4 | 219.43
19.12. | 5 | 283.17
19.12. | 6 | 600
19.12. | 7 | 600
19.12. | 8 | 600
19.12. | 9 | 599.99
19.12. | 10 | 404.77
19.12. | 11 | 600
19.12. | 12 | 431.83
19.12. | 13 | 385.79
19.12. | 14 | 553.59
19.12. | 15 | -468
19.12. | 16 | -600
19.12. | 17 | -295.6
19.12. | 18 | 600
19.12. | 19 | 600
19.12. | 20 | 600
19.12. | 21 | 600
19.12. | 22 | 424.8
19.12. | 23 | -600
19.12. | 24 | -600
20.12. | 1 | -600
20.12. | 2 | -600
20.12. | 3 | -485.61
20.12. | 4 | -474.41
20.12. | 5 | -443.61
20.12. | 6 | -276.82
20.12. | 7 | 21.49
20.12. | 8 | 421.02
20.12. | 9 | 600
20.12. | 10 | 600
20.12. | 11 | 600
20.12. | 12 | 600
20.12. | 13 | 600
20.12. | 14 | 600
20.12. | 15 | 600
20.12. | 16 | 600
20.12. | 17 | 600
20.12. | 18 | 600
20.12. | 19 | 600
20.12. | 20 | 600
20.12. | 21 | 600
20.12. | 22 | 600
20.12. | 23 | -600
20.12. | 24 | -445.79
21.12. | 1 | -600
21.12. | 2 | -600
21.12. | 3 | -600
21.12. | 4 | -600
21.12. | 5 | -600
21.12. | 6 | -600
21.12. | 7 | -600
21.12. | 8 | -600
21.12. | 9 | -600
21.12. | 10 | 15.45
21.12. | 11 | 600
21.12. | 12 | 600
21.12. | 13 | 600
21.12. | 14 | 600
21.12. | 15 | 600
21.12. | 16 | 600
21.12. | 17 | 600
21.12. | 18 | 600
21.12. | 19 | 600
21.12. | 20 | 600
21.12. | 21 | 600
21.12. | 22 | 600
21.12. | 23 | 600
21.12. | 24 | 600
22.12. | 1 | 600
22.12. | 2 | 600
22.12. | 3 | 600
22.12. | 4 | 600
22.12. | 5 | 600
22.12. | 6 | 600
22.12. | 7 | 600
22.12. | 8 | 600
22.12. | 9 | 600
22.12. | 10 | 600
22.12. | 11 | 600
22.12. | 12 | 600
22.12. | 13 | 600
22.12. | 14 | 600
22.12. | 15 | 600
22.12. | 16 | 600
22.12. | 17 | 600
22.12. | 18 | 600
22.12. | 19 | 600
22.12. | 20 | 600
22.12. | 21 | 600
22.12. | 22 | 600
22.12. | 23 | 600
22.12. | 24 | 600
23.12. | 1 | 600
23.12. | 2 | 600
23.12. | 3 | 600
23.12. | 4 | 600
23.12. | 5 | 600
23.12. | 6 | 600
23.12. | 7 | 600
23.12. | 8 | 600
23.12. | 9 | 600
23.12. | 10 | 600
23.12. | 11 | 600
23.12. | 12 | 600
23.12. | 13 | 600
23.12. | 14 | 600
23.12. | 15 | 600
23.12. | 16 | 600
23.12. | 17 | 600
23.12. | 18 | 600
23.12. | 19 | 600
23.12. | 20 | 600
23.12. | 21 | 600
23.12. | 22 | 600
23.12. | 23 | 600
23.12. | 24 | 600
24.12. | 1 | 600
24.12. | 2 | 600
24.12. | 3 | 600
24.12. | 4 | 600
24.12. | 5 | 600
24.12. | 6 | 600
24.12. | 7 | 600
24.12. | 8 | 600
24.12. | 9 | 600
24.12. | 10 | 600
24.12. | 11 | 600
24.12. | 12 | 600
24.12. | 13 | 600
24.12. | 14 | 600
24.12. | 15 | 600
24.12. | 16 | 600
24.12. | 17 | 600
24.12. | 18 | 600
24.12. | 19 | 600
24.12. | 20 | 600
24.12. | 21 | 600
24.12. | 22 | 600
24.12. | 23 | 600
24.12. | 24 | 600
25.12. | 1 | 600
25.12. | 2 | 600
25.12. | 3 | 600
25.12. | 4 | 600
25.12. | 5 | 600
25.12. | 6 | 600
25.12. | 7 | 600
25.12. | 8 | 600
25.12. | 9 | 600
25.12. | 10 | 600
25.12. | 11 | 600
25.12. | 12 | 600
25.12. | 13 | 600
25.12. | 14 | 600
25.12. | 15 | 600
25.12. | 16 | 600
25.12. | 17 | 600
25.12. | 18 | 600
25.12. | 19 | 600
25.12. | 20 | 600
25.12. | 21 | 600
25.12. | 22 | 600
25.12. | 23 | 600
25.12. | 24 | 76.53
26.12. | 1 | -135.41
26.12. | 2 | -232.7
26.12. | 3 | -309.87
26.12. | 4 | -599.99
26.12. | 5 | -600
26.12. | 6 | -517.14
26.12. | 7 | -509.02
26.12. | 8 | -600
26.12. | 9 | -71.05
26.12. | 10 | 600
26.12. | 11 | 600
26.12. | 12 | 600
26.12. | 13 | 600
26.12. | 14 | 600
26.12. | 15 | 520.64
26.12. | 16 | 297.16
26.12. | 17 | 600
26.12. | 18 | 600
26.12. | 19 | 600
26.12. | 20 | 600
26.12. | 21 | 600
26.12. | 22 | 600
26.12. | 23 | 410.65
26.12. | 24 | -360.9
27.12. | 1 | -583.88
27.12. | 2 | -584
27.12. | 3 | -565.59
27.12. | 4 | -445.06
27.12. | 5 | -326.55
27.12. | 6 | -169.76
27.12. | 7 | 252.94
27.12. | 8 | -80.64
27.12. | 9 | -600
27.12. | 10 | 125.06
27.12. | 11 | 600
27.12. | 12 | 600
27.12. | 13 | 600
27.12. | 14 | 600
27.12. | 15 | 600
27.12. | 16 | 600
27.12. | 17 | 600
27.12. | 18 | 600
27.12. | 19 | 600
27.12. | 20 | 600
27.12. | 21 | 600
27.12. | 22 | 600
27.12. | 23 | 600
27.12. | 24 | 600
28.12. | 1 | 600
28.12. | 2 | 600
28.12. | 3 | 600
28.12. | 4 | 600
28.12. | 5 | 600
28.12. | 6 | 600
28.12. | 7 | 600
28.12. | 8 | 600
28.12. | 9 | 600
28.12. | 10 | 600
28.12. | 11 | 600
28.12. | 12 | 600
28.12. | 13 | 600
28.12. | 14 | 600
28.12. | 15 | 600
28.12. | 16 | -84.82
28.12. | 17 | 600
28.12. | 18 | 600
28.12. | 19 | 600
28.12. | 20 | 600
28.12. | 21 | 600
28.12. | 22 | 600
28.12. | 23 | 600
28.12. | 24 | -529.34
29.12. | 1 | -600
29.12. | 2 | -600
29.12. | 3 | -600
29.12. | 4 | -600
29.12. | 5 | -600
29.12. | 6 | -318.68
29.12. | 7 | 600
29.12. | 8 | 600
29.12. | 9 | 306.68
29.12. | 10 | 257.52
29.12. | 11 | 600
29.12. | 12 | 600
29.12. | 13 | 600
29.12. | 14 | 600
29.12. | 15 | 600
29.12. | 16 | 171.79
29.12. | 17 | 600
29.12. | 18 | 600
29.12. | 19 | 600
29.12. | 20 | 600
29.12. | 21 | 600
29.12. | 22 | 600
29.12. | 23 | 600
29.12. | 24 | 324.84
30.12. | 1 | 600
30.12. | 2 | 600
30.12. | 3 | 600
30.12. | 4 | 600
30.12. | 5 | 600
30.12. | 6 | 600
30.12. | 7 | 600
30.12. | 8 | 600
30.12. | 9 | 600
30.12. | 10 | 600
30.12. | 11 | 600
30.12. | 12 | 600
30.12. | 13 | 600
30.12. | 14 | 600
30.12. | 15 | 600
30.12. | 16 | 600
30.12. | 17 | 600
30.12. | 18 | 600
30.12. | 19 | 600
30.12. | 20 | 600
30.12. | 21 | 600
30.12. | 22 | 600
30.12. | 23 | 600
30.12. | 24 | 600
31.12. | 1 | 600
31.12. | 2 | 600
31.12. | 3 | 600
31.12. | 4 | 600
31.12. | 5 | 600
31.12. | 6 | 600
31.12. | 7 | 600
31.12. | 8 | 600
31.12. | 9 | 600
31.12. | 10 | 600
31.12. | 11 | 600
31.12. | 12 | 600
31.12. | 13 | 600
31.12. | 14 | 600
31.12. | 15 | 600
31.12. | 16 | 600
31.12. | 17 | 600
31.12. | 18 | 600
31.12. | 19 | 600
31.12. | 20 | 600
31.12. | 21 | 600
31.12. | 22 | 600
31.12. | 23 | 600
31.12. | 24 | 479.67

## Reserves
ENTSO-E Market Modelling Database: Reserves
Country:
Market Node: | ITCA
Year:
Climate year
Scenario
Frequency Containment Reserves (FCR)
Total Market Node Requirement | [MW] | 0
FCR that need to be made available by thermal unit commitment (already net with generating capacities on Thermal sheet, not causing additional commitment on Thermal units apart from what highlighted in the unit-by-unit Thermal sheet) | [MW] | 43
Provided by HYDRO - Reserve that should be procured by further constraining the 'Maximum generation' of either Reservoir either Pumped Storage | [MW] | 0
Reserve available from Demand (reduction of demand possible thanks to specific contract to cope with system imbalances; while DSR would work on the DA & ID,here it should be considered only interruptible contract activated to contain system frequency) | [MW] | 0
FCR that need to be made available by thermal unit commitment additional to the FCR allocations highlighted in the unit-by-unit Thermal sheet (this will be allocated additionally on Thermal units as provided FCR) | [MW] | 0
Frequency Restoration Reserves (FRR) - includind both automatic (aFRR) and manual (mFRR)
Total Market Node Requirement | [MW] | 300
FRR that will be procured by thermal (unit commitment of thermal units able to provide FRR take IN REAL LIFE into account this requirements) | [MW] | 300
Provided by HYDRO - Reserve that should be procured by further constraining the 'Maximum generation' of either Reservoir either Pumped Storage | [MW] | 0
Simplified modelling assumptions (to account reserve requirements on e.g. day ahead market as currently done for MAF)
Additional load (should be <= FCR + FRR needed from thermal) | [MW]
Provided by HYDRO - Reserve that should be procured by further constraining the 'Maximum generation' of Reservoir units | [MW]
Provided by HYDRO - Reserve that should be procured by further constraining the 'Maximum generation' of Pumped Storage Open Loop units | [MW]
Provided by HYDRO - Reserve that should be procured by further constraining the 'Maximum generation' of Pumped Storage Closed Loop units | [MW]

## DSR
ENTSO-E Market Modelling Database: DSR
Country:
Market Node: | ITCA
Year:
Climate year
Scenario
| Demand Side Response | Price Band 1 | Price Band 2 | Price Band 3 | Price Band 4 | Price Band 5 | Price Band 6 | Price Band 7 | Price Band 8 | Price Band 9 | Price Band 10 | Price Band 11
| Capacity | 36.7454
| Units | 1
| Hours | 24
| Price | -1
| Climate year start | 2035
Climate year end
Date | Hour | Available Demand Response (MW) | Available Demand Response (MW) | Available Demand Response (MW) | Available Demand Response (MW) | Available Demand Response (MW) | Available Demand Response (MW) | Available Demand Response (MW) | Available Demand Response (MW) | Available Demand Response (MW) | Available Demand Response (MW) | N.B. use convention first January always Monday (2007 calendar year) --> see guidelines for further details
01.01. | 1 | 36.7454
01.01. | 2 | 36.7454
01.01. | 3 | 36.7454
01.01. | 4 | 36.7454
01.01. | 5 | 36.7454
01.01. | 6 | 36.7454
01.01. | 7 | 36.7454
01.01. | 8 | 36.7454
01.01. | 9 | 36.7454
01.01. | 10 | 36.7454
01.01. | 11 | 36.7454
01.01. | 12 | 36.7454
01.01. | 13 | 36.7454
01.01. | 14 | 36.7454
01.01. | 15 | 36.7454
01.01. | 16 | 36.7454
01.01. | 17 | 36.7454
01.01. | 18 | 36.7454
01.01. | 19 | 36.7454
01.01. | 20 | 36.7454
01.01. | 21 | 36.7454
01.01. | 22 | 36.7454
01.01. | 23 | 36.7454
01.01. | 24 | 36.7454
02.01. | 1 | 36.7454
02.01. | 2 | 36.7454
02.01. | 3 | 36.7454
02.01. | 4 | 36.7454
02.01. | 5 | 36.7454
02.01. | 6 | 36.7454
02.01. | 7 | 36.7454
02.01. | 8 | 36.7454
02.01. | 9 | 36.7454
02.01. | 10 | 36.7454
02.01. | 11 | 36.7454
02.01. | 12 | 36.7454
02.01. | 13 | 36.7454
02.01. | 14 | 36.7454
02.01. | 15 | 36.7454
02.01. | 16 | 36.7454
02.01. | 17 | 36.7454
02.01. | 18 | 36.7454
02.01. | 19 | 36.7454
02.01. | 20 | 36.7454
02.01. | 21 | 36.7454
02.01. | 22 | 36.7454
02.01. | 23 | 36.7454
02.01. | 24 | 36.7454
03.01. | 1 | 36.7454
03.01. | 2 | 36.7454
03.01. | 3 | 36.7454
03.01. | 4 | 36.7454
03.01. | 5 | 36.7454
03.01. | 6 | 36.7454
03.01. | 7 | 36.7454
03.01. | 8 | 36.7454
03.01. | 9 | 36.7454
03.01. | 10 | 36.7454
03.01. | 11 | 36.7454
03.01. | 12 | 36.7454
03.01. | 13 | 36.7454
03.01. | 14 | 36.7454
03.01. | 15 | 36.7454
03.01. | 16 | 36.7454
03.01. | 17 | 36.7454
03.01. | 18 | 36.7454
03.01. | 19 | 36.7454
03.01. | 20 | 36.7454
03.01. | 21 | 36.7454
03.01. | 22 | 36.7454
03.01. | 23 | 36.7454
03.01. | 24 | 36.7454
04.01. | 1 | 36.7454
04.01. | 2 | 36.7454
04.01. | 3 | 36.7454
04.01. | 4 | 36.7454
04.01. | 5 | 36.7454
04.01. | 6 | 36.7454
04.01. | 7 | 36.7454
04.01. | 8 | 36.7454
04.01. | 9 | 36.7454
04.01. | 10 | 36.7454
04.01. | 11 | 36.7454
04.01. | 12 | 36.7454
04.01. | 13 | 36.7454
04.01. | 14 | 36.7454
04.01. | 15 | 36.7454
04.01. | 16 | 36.7454
04.01. | 17 | 36.7454
04.01. | 18 | 36.7454
04.01. | 19 | 36.7454
04.01. | 20 | 36.7454
04.01. | 21 | 36.7454
04.01. | 22 | 36.7454
04.01. | 23 | 36.7454
04.01. | 24 | 36.7454
05.01. | 1 | 36.7454
05.01. | 2 | 36.7454
05.01. | 3 | 36.7454
05.01. | 4 | 36.7454
05.01. | 5 | 36.7454
05.01. | 6 | 36.7454
05.01. | 7 | 36.7454
05.01. | 8 | 36.7454
05.01. | 9 | 36.7454
05.01. | 10 | 36.7454
05.01. | 11 | 36.7454
05.01. | 12 | 36.7454
05.01. | 13 | 36.7454
05.01. | 14 | 36.7454
05.01. | 15 | 36.7454
05.01. | 16 | 36.7454
05.01. | 17 | 36.7454
05.01. | 18 | 36.7454
05.01. | 19 | 36.7454
05.01. | 20 | 36.7454
05.01. | 21 | 36.7454
05.01. | 22 | 36.7454
05.01. | 23 | 36.7454
05.01. | 24 | 36.7454
06.01. | 1 | 36.7454
06.01. | 2 | 36.7454
06.01. | 3 | 36.7454
06.01. | 4 | 36.7454
06.01. | 5 | 36.7454
06.01. | 6 | 36.7454
06.01. | 7 | 36.7454
06.01. | 8 | 36.7454
06.01. | 9 | 36.7454
06.01. | 10 | 36.7454
06.01. | 11 | 36.7454
06.01. | 12 | 36.7454
06.01. | 13 | 36.7454
06.01. | 14 | 36.7454
06.01. | 15 | 36.7454
06.01. | 16 | 36.7454
06.01. | 17 | 36.7454
06.01. | 18 | 36.7454
06.01. | 19 | 36.7454
06.01. | 20 | 36.7454
06.01. | 21 | 36.7454
06.01. | 22 | 36.7454
06.01. | 23 | 36.7454
06.01. | 24 | 36.7454
07.01. | 1 | 36.7454
07.01. | 2 | 36.7454
07.01. | 3 | 36.7454
07.01. | 4 | 36.7454
07.01. | 5 | 36.7454
07.01. | 6 | 36.7454
07.01. | 7 | 36.7454
07.01. | 8 | 36.7454
07.01. | 9 | 36.7454
07.01. | 10 | 36.7454
07.01. | 11 | 36.7454
07.01. | 12 | 36.7454
07.01. | 13 | 36.7454
07.01. | 14 | 36.7454
07.01. | 15 | 36.7454
07.01. | 16 | 36.7454
07.01. | 17 | 36.7454
07.01. | 18 | 36.7454
07.01. | 19 | 36.7454
07.01. | 20 | 36.7454
07.01. | 21 | 36.7454
07.01. | 22 | 36.7454
07.01. | 23 | 36.7454
07.01. | 24 | 36.7454
08.01. | 1 | 36.7454
08.01. | 2 | 36.7454
08.01. | 3 | 36.7454
08.01. | 4 | 36.7454
08.01. | 5 | 36.7454
08.01. | 6 | 36.7454
08.01. | 7 | 36.7454
08.01. | 8 | 36.7454
08.01. | 9 | 36.7454
08.01. | 10 | 36.7454
08.01. | 11 | 36.7454
08.01. | 12 | 36.7454
08.01. | 13 | 36.7454
08.01. | 14 | 36.7454
08.01. | 15 | 36.7454
08.01. | 16 | 36.7454
08.01. | 17 | 36.7454
08.01. | 18 | 36.7454
08.01. | 19 | 36.7454
08.01. | 20 | 36.7454
08.01. | 21 | 36.7454
08.01. | 22 | 36.7454
08.01. | 23 | 36.7454
08.01. | 24 | 36.7454
09.01. | 1 | 36.7454
09.01. | 2 | 36.7454
09.01. | 3 | 36.7454
09.01. | 4 | 36.7454
09.01. | 5 | 36.7454
09.01. | 6 | 36.7454
09.01. | 7 | 36.7454
09.01. | 8 | 36.7454
09.01. | 9 | 36.7454
09.01. | 10 | 36.7454
09.01. | 11 | 36.7454
09.01. | 12 | 36.7454
09.01. | 13 | 36.7454
09.01. | 14 | 36.7454
09.01. | 15 | 36.7454
09.01. | 16 | 36.7454
09.01. | 17 | 36.7454
09.01. | 18 | 36.7454
09.01. | 19 | 36.7454
09.01. | 20 | 36.7454
09.01. | 21 | 36.7454
09.01. | 22 | 36.7454
09.01. | 23 | 36.7454
09.01. | 24 | 36.7454
10.01. | 1 | 36.7454
10.01. | 2 | 36.7454
10.01. | 3 | 36.7454
10.01. | 4 | 36.7454
10.01. | 5 | 36.7454
10.01. | 6 | 36.7454
10.01. | 7 | 36.7454
10.01. | 8 | 36.7454
10.01. | 9 | 36.7454
10.01. | 10 | 36.7454
10.01. | 11 | 36.7454
10.01. | 12 | 36.7454
10.01. | 13 | 36.7454
10.01. | 14 | 36.7454
10.01. | 15 | 36.7454
10.01. | 16 | 36.7454
10.01. | 17 | 36.7454
10.01. | 18 | 36.7454
10.01. | 19 | 36.7454
10.01. | 20 | 36.7454
10.01. | 21 | 36.7454
10.01. | 22 | 36.7454
10.01. | 23 | 36.7454
10.01. | 24 | 36.7454
11.01. | 1 | 36.7454
11.01. | 2 | 36.7454
11.01. | 3 | 36.7454
11.01. | 4 | 36.7454
11.01. | 5 | 36.7454
11.01. | 6 | 36.7454
11.01. | 7 | 36.7454
11.01. | 8 | 36.7454
11.01. | 9 | 36.7454
11.01. | 10 | 36.7454
11.01. | 11 | 36.7454
11.01. | 12 | 36.7454
11.01. | 13 | 36.7454
11.01. | 14 | 36.7454
11.01. | 15 | 36.7454
11.01. | 16 | 36.7454
11.01. | 17 | 36.7454
11.01. | 18 | 36.7454
11.01. | 19 | 36.7454
11.01. | 20 | 36.7454
11.01. | 21 | 36.7454
11.01. | 22 | 36.7454
11.01. | 23 | 36.7454
11.01. | 24 | 36.7454
12.01. | 1 | 36.7454
12.01. | 2 | 36.7454
12.01. | 3 | 36.7454
12.01. | 4 | 36.7454
12.01. | 5 | 36.7454
12.01. | 6 | 36.7454
12.01. | 7 | 36.7454
12.01. | 8 | 36.7454
12.01. | 9 | 36.7454
12.01. | 10 | 36.7454
12.01. | 11 | 36.7454
12.01. | 12 | 36.7454
12.01. | 13 | 36.7454
12.01. | 14 | 36.7454
12.01. | 15 | 36.7454
12.01. | 16 | 36.7454
12.01. | 17 | 36.7454
12.01. | 18 | 36.7454
12.01. | 19 | 36.7454
12.01. | 20 | 36.7454
12.01. | 21 | 36.7454
12.01. | 22 | 36.7454
12.01. | 23 | 36.7454
12.01. | 24 | 36.7454
13.01. | 1 | 36.7454
13.01. | 2 | 36.7454
13.01. | 3 | 36.7454
13.01. | 4 | 36.7454
13.01. | 5 | 36.7454
13.01. | 6 | 36.7454
13.01. | 7 | 36.7454
13.01. | 8 | 36.7454
13.01. | 9 | 36.7454
13.01. | 10 | 36.7454
13.01. | 11 | 36.7454
13.01. | 12 | 36.7454
13.01. | 13 | 36.7454
13.01. | 14 | 36.7454
13.01. | 15 | 36.7454
13.01. | 16 | 36.7454
13.01. | 17 | 36.7454
13.01. | 18 | 36.7454
13.01. | 19 | 36.7454
13.01. | 20 | 36.7454
13.01. | 21 | 36.7454
13.01. | 22 | 36.7454
13.01. | 23 | 36.7454
13.01. | 24 | 36.7454
14.01. | 1 | 36.7454
14.01. | 2 | 36.7454
14.01. | 3 | 36.7454
14.01. | 4 | 36.7454
14.01. | 5 | 36.7454
14.01. | 6 | 36.7454
14.01. | 7 | 36.7454
14.01. | 8 | 36.7454
14.01. | 9 | 36.7454
14.01. | 10 | 36.7454
14.01. | 11 | 36.7454
14.01. | 12 | 36.7454
14.01. | 13 | 36.7454
14.01. | 14 | 36.7454
14.01. | 15 | 36.7454
14.01. | 16 | 36.7454
14.01. | 17 | 36.7454
14.01. | 18 | 36.7454
14.01. | 19 | 36.7454
14.01. | 20 | 36.7454
14.01. | 21 | 36.7454
14.01. | 22 | 36.7454
14.01. | 23 | 36.7454
14.01. | 24 | 36.7454
15.01. | 1 | 36.7454
15.01. | 2 | 36.7454
15.01. | 3 | 36.7454
15.01. | 4 | 36.7454
15.01. | 5 | 36.7454
15.01. | 6 | 36.7454
15.01. | 7 | 36.7454
15.01. | 8 | 36.7454
15.01. | 9 | 36.7454
15.01. | 10 | 36.7454
15.01. | 11 | 36.7454
15.01. | 12 | 36.7454
15.01. | 13 | 36.7454
15.01. | 14 | 36.7454
15.01. | 15 | 36.7454
15.01. | 16 | 36.7454
15.01. | 17 | 36.7454
15.01. | 18 | 36.7454
15.01. | 19 | 36.7454
15.01. | 20 | 36.7454
15.01. | 21 | 36.7454
15.01. | 22 | 36.7454
15.01. | 23 | 36.7454
15.01. | 24 | 36.7454
16.01. | 1 | 36.7454
16.01. | 2 | 36.7454
16.01. | 3 | 36.7454
16.01. | 4 | 36.7454
16.01. | 5 | 36.7454
16.01. | 6 | 36.7454
16.01. | 7 | 36.7454
16.01. | 8 | 36.7454
16.01. | 9 | 36.7454
16.01. | 10 | 36.7454
16.01. | 11 | 36.7454
16.01. | 12 | 36.7454
16.01. | 13 | 36.7454
16.01. | 14 | 36.7454
16.01. | 15 | 36.7454
16.01. | 16 | 36.7454
16.01. | 17 | 36.7454
16.01. | 18 | 36.7454
16.01. | 19 | 36.7454
16.01. | 20 | 36.7454
16.01. | 21 | 36.7454
16.01. | 22 | 36.7454
16.01. | 23 | 36.7454
16.01. | 24 | 36.7454
17.01. | 1 | 36.7454
17.01. | 2 | 36.7454
17.01. | 3 | 36.7454
17.01. | 4 | 36.7454
17.01. | 5 | 36.7454
17.01. | 6 | 36.7454
17.01. | 7 | 36.7454
17.01. | 8 | 36.7454
17.01. | 9 | 36.7454
17.01. | 10 | 36.7454
17.01. | 11 | 36.7454
17.01. | 12 | 36.7454
17.01. | 13 | 36.7454
17.01. | 14 | 36.7454
17.01. | 15 | 36.7454
17.01. | 16 | 36.7454
17.01. | 17 | 36.7454
17.01. | 18 | 36.7454
17.01. | 19 | 36.7454
17.01. | 20 | 36.7454
17.01. | 21 | 36.7454
17.01. | 22 | 36.7454
17.01. | 23 | 36.7454
17.01. | 24 | 36.7454
18.01. | 1 | 36.7454
18.01. | 2 | 36.7454
18.01. | 3 | 36.7454
18.01. | 4 | 36.7454
18.01. | 5 | 36.7454
18.01. | 6 | 36.7454
18.01. | 7 | 36.7454
18.01. | 8 | 36.7454
18.01. | 9 | 36.7454
18.01. | 10 | 36.7454
18.01. | 11 | 36.7454
18.01. | 12 | 36.7454
18.01. | 13 | 36.7454
18.01. | 14 | 36.7454
18.01. | 15 | 36.7454
18.01. | 16 | 36.7454
18.01. | 17 | 36.7454
18.01. | 18 | 36.7454
18.01. | 19 | 36.7454
18.01. | 20 | 36.7454
18.01. | 21 | 36.7454
18.01. | 22 | 36.7454
18.01. | 23 | 36.7454
18.01. | 24 | 36.7454
19.01. | 1 | 36.7454
19.01. | 2 | 36.7454
19.01. | 3 | 36.7454
19.01. | 4 | 36.7454
19.01. | 5 | 36.7454
19.01. | 6 | 36.7454
19.01. | 7 | 36.7454
19.01. | 8 | 36.7454
19.01. | 9 | 36.7454
19.01. | 10 | 36.7454
19.01. | 11 | 36.7454
19.01. | 12 | 36.7454
19.01. | 13 | 36.7454
19.01. | 14 | 36.7454
19.01. | 15 | 36.7454
19.01. | 16 | 36.7454
19.01. | 17 | 36.7454
19.01. | 18 | 36.7454
19.01. | 19 | 36.7454
19.01. | 20 | 36.7454
19.01. | 21 | 36.7454
19.01. | 22 | 36.7454
19.01. | 23 | 36.7454
19.01. | 24 | 36.7454
20.01. | 1 | 36.7454
20.01. | 2 | 36.7454
20.01. | 3 | 36.7454
20.01. | 4 | 36.7454
20.01. | 5 | 36.7454
20.01. | 6 | 36.7454
20.01. | 7 | 36.7454
20.01. | 8 | 36.7454
20.01. | 9 | 36.7454
20.01. | 10 | 36.7454
20.01. | 11 | 36.7454
20.01. | 12 | 36.7454
20.01. | 13 | 36.7454
20.01. | 14 | 36.7454
20.01. | 15 | 36.7454
20.01. | 16 | 36.7454
20.01. | 17 | 36.7454
20.01. | 18 | 36.7454
20.01. | 19 | 36.7454
20.01. | 20 | 36.7454
20.01. | 21 | 36.7454
20.01. | 22 | 36.7454
20.01. | 23 | 36.7454
20.01. | 24 | 36.7454
21.01. | 1 | 36.7454
21.01. | 2 | 36.7454
21.01. | 3 | 36.7454
21.01. | 4 | 36.7454
21.01. | 5 | 36.7454
21.01. | 6 | 36.7454
21.01. | 7 | 36.7454
21.01. | 8 | 36.7454
21.01. | 9 | 36.7454
21.01. | 10 | 36.7454
21.01. | 11 | 36.7454
21.01. | 12 | 36.7454
21.01. | 13 | 36.7454
21.01. | 14 | 36.7454
21.01. | 15 | 36.7454
21.01. | 16 | 36.7454
21.01. | 17 | 36.7454
21.01. | 18 | 36.7454
21.01. | 19 | 36.7454
21.01. | 20 | 36.7454
21.01. | 21 | 36.7454
21.01. | 22 | 36.7454
21.01. | 23 | 36.7454
21.01. | 24 | 36.7454
22.01. | 1 | 36.7454
22.01. | 2 | 36.7454
22.01. | 3 | 36.7454
22.01. | 4 | 36.7454
22.01. | 5 | 36.7454
22.01. | 6 | 36.7454
22.01. | 7 | 36.7454
22.01. | 8 | 36.7454
22.01. | 9 | 36.7454
22.01. | 10 | 36.7454
22.01. | 11 | 36.7454
22.01. | 12 | 36.7454
22.01. | 13 | 36.7454
22.01. | 14 | 36.7454
22.01. | 15 | 36.7454
22.01. | 16 | 36.7454
22.01. | 17 | 36.7454
22.01. | 18 | 36.7454
22.01. | 19 | 36.7454
22.01. | 20 | 36.7454
22.01. | 21 | 36.7454
22.01. | 22 | 36.7454
22.01. | 23 | 36.7454
22.01. | 24 | 36.7454
23.01. | 1 | 36.7454
23.01. | 2 | 36.7454
23.01. | 3 | 36.7454
23.01. | 4 | 36.7454
23.01. | 5 | 36.7454
23.01. | 6 | 36.7454
23.01. | 7 | 36.7454
23.01. | 8 | 36.7454
23.01. | 9 | 36.7454
23.01. | 10 | 36.7454
23.01. | 11 | 36.7454
23.01. | 12 | 36.7454
23.01. | 13 | 36.7454
23.01. | 14 | 36.7454
23.01. | 15 | 36.7454
23.01. | 16 | 36.7454
23.01. | 17 | 36.7454
23.01. | 18 | 36.7454
23.01. | 19 | 36.7454
23.01. | 20 | 36.7454
23.01. | 21 | 36.7454
23.01. | 22 | 36.7454
23.01. | 23 | 36.7454
23.01. | 24 | 36.7454
24.01. | 1 | 36.7454
24.01. | 2 | 36.7454
24.01. | 3 | 36.7454
24.01. | 4 | 36.7454
24.01. | 5 | 36.7454
24.01. | 6 | 36.7454
24.01. | 7 | 36.7454
24.01. | 8 | 36.7454
24.01. | 9 | 36.7454
24.01. | 10 | 36.7454
24.01. | 11 | 36.7454
24.01. | 12 | 36.7454
24.01. | 13 | 36.7454
24.01. | 14 | 36.7454
24.01. | 15 | 36.7454
24.01. | 16 | 36.7454
24.01. | 17 | 36.7454
24.01. | 18 | 36.7454
24.01. | 19 | 36.7454
24.01. | 20 | 36.7454
24.01. | 21 | 36.7454
24.01. | 22 | 36.7454
24.01. | 23 | 36.7454
24.01. | 24 | 36.7454
25.01. | 1 | 36.7454
25.01. | 2 | 36.7454
25.01. | 3 | 36.7454
25.01. | 4 | 36.7454
25.01. | 5 | 36.7454
25.01. | 6 | 36.7454
25.01. | 7 | 36.7454
25.01. | 8 | 36.7454
25.01. | 9 | 36.7454
25.01. | 10 | 36.7454
25.01. | 11 | 36.7454
25.01. | 12 | 36.7454
25.01. | 13 | 36.7454
25.01. | 14 | 36.7454
25.01. | 15 | 36.7454
25.01. | 16 | 36.7454
25.01. | 17 | 36.7454
25.01. | 18 | 36.7454
25.01. | 19 | 36.7454
25.01. | 20 | 36.7454
25.01. | 21 | 36.7454
25.01. | 22 | 36.7454
25.01. | 23 | 36.7454
25.01. | 24 | 36.7454
26.01. | 1 | 36.7454
26.01. | 2 | 36.7454
26.01. | 3 | 36.7454
26.01. | 4 | 36.7454
26.01. | 5 | 36.7454
26.01. | 6 | 36.7454
26.01. | 7 | 36.7454
26.01. | 8 | 36.7454
26.01. | 9 | 36.7454
26.01. | 10 | 36.7454
26.01. | 11 | 36.7454
26.01. | 12 | 36.7454
26.01. | 13 | 36.7454
26.01. | 14 | 36.7454
26.01. | 15 | 36.7454
26.01. | 16 | 36.7454
26.01. | 17 | 36.7454
26.01. | 18 | 36.7454
26.01. | 19 | 36.7454
26.01. | 20 | 36.7454
26.01. | 21 | 36.7454
26.01. | 22 | 36.7454
26.01. | 23 | 36.7454
26.01. | 24 | 36.7454
27.01. | 1 | 36.7454
27.01. | 2 | 36.7454
27.01. | 3 | 36.7454
27.01. | 4 | 36.7454
27.01. | 5 | 36.7454
27.01. | 6 | 36.7454
27.01. | 7 | 36.7454
27.01. | 8 | 36.7454
27.01. | 9 | 36.7454
27.01. | 10 | 36.7454
27.01. | 11 | 36.7454
27.01. | 12 | 36.7454
27.01. | 13 | 36.7454
27.01. | 14 | 36.7454
27.01. | 15 | 36.7454
27.01. | 16 | 36.7454
27.01. | 17 | 36.7454
27.01. | 18 | 36.7454
27.01. | 19 | 36.7454
27.01. | 20 | 36.7454
27.01. | 21 | 36.7454
27.01. | 22 | 36.7454
27.01. | 23 | 36.7454
27.01. | 24 | 36.7454
28.01. | 1 | 36.7454
28.01. | 2 | 36.7454
28.01. | 3 | 36.7454
28.01. | 4 | 36.7454
28.01. | 5 | 36.7454
28.01. | 6 | 36.7454
28.01. | 7 | 36.7454
28.01. | 8 | 36.7454
28.01. | 9 | 36.7454
28.01. | 10 | 36.7454
28.01. | 11 | 36.7454
28.01. | 12 | 36.7454
28.01. | 13 | 36.7454
28.01. | 14 | 36.7454
28.01. | 15 | 36.7454
28.01. | 16 | 36.7454
28.01. | 17 | 36.7454
28.01. | 18 | 36.7454
28.01. | 19 | 36.7454
28.01. | 20 | 36.7454
28.01. | 21 | 36.7454
28.01. | 22 | 36.7454
28.01. | 23 | 36.7454
28.01. | 24 | 36.7454
29.01. | 1 | 36.7454
29.01. | 2 | 36.7454
29.01. | 3 | 36.7454
29.01. | 4 | 36.7454
29.01. | 5 | 36.7454
29.01. | 6 | 36.7454
29.01. | 7 | 36.7454
29.01. | 8 | 36.7454
29.01. | 9 | 36.7454
29.01. | 10 | 36.7454
29.01. | 11 | 36.7454
29.01. | 12 | 36.7454
29.01. | 13 | 36.7454
29.01. | 14 | 36.7454
29.01. | 15 | 36.7454
29.01. | 16 | 36.7454
29.01. | 17 | 36.7454
29.01. | 18 | 36.7454
29.01. | 19 | 36.7454
29.01. | 20 | 36.7454
29.01. | 21 | 36.7454
29.01. | 22 | 36.7454
29.01. | 23 | 36.7454
29.01. | 24 | 36.7454
30.01. | 1 | 36.7454
30.01. | 2 | 36.7454
30.01. | 3 | 36.7454
30.01. | 4 | 36.7454
30.01. | 5 | 36.7454
30.01. | 6 | 36.7454
30.01. | 7 | 36.7454
30.01. | 8 | 36.7454
30.01. | 9 | 36.7454
30.01. | 10 | 36.7454
30.01. | 11 | 36.7454
30.01. | 12 | 36.7454
30.01. | 13 | 36.7454
30.01. | 14 | 36.7454
30.01. | 15 | 36.7454
30.01. | 16 | 36.7454
30.01. | 17 | 36.7454
30.01. | 18 | 36.7454
30.01. | 19 | 36.7454
30.01. | 20 | 36.7454
30.01. | 21 | 36.7454
30.01. | 22 | 36.7454
30.01. | 23 | 36.7454
30.01. | 24 | 36.7454
31.01. | 1 | 36.7454
31.01. | 2 | 36.7454
31.01. | 3 | 36.7454
31.01. | 4 | 36.7454
31.01. | 5 | 36.7454
31.01. | 6 | 36.7454
31.01. | 7 | 36.7454
31.01. | 8 | 36.7454
31.01. | 9 | 36.7454
31.01. | 10 | 36.7454
31.01. | 11 | 36.7454
31.01. | 12 | 36.7454
31.01. | 13 | 36.7454
31.01. | 14 | 36.7454
31.01. | 15 | 36.7454
31.01. | 16 | 36.7454
31.01. | 17 | 36.7454
31.01. | 18 | 36.7454
31.01. | 19 | 36.7454
31.01. | 20 | 36.7454
31.01. | 21 | 36.7454
31.01. | 22 | 36.7454
31.01. | 23 | 36.7454
31.01. | 24 | 36.7454
01.02. | 1 | 36.7454
01.02. | 2 | 36.7454
01.02. | 3 | 36.7454
01.02. | 4 | 36.7454
01.02. | 5 | 36.7454
01.02. | 6 | 36.7454
01.02. | 7 | 36.7454
01.02. | 8 | 36.7454
01.02. | 9 | 36.7454
01.02. | 10 | 36.7454
01.02. | 11 | 36.7454
01.02. | 12 | 36.7454
01.02. | 13 | 36.7454
01.02. | 14 | 36.7454
01.02. | 15 | 36.7454
01.02. | 16 | 36.7454
01.02. | 17 | 36.7454
01.02. | 18 | 36.7454
01.02. | 19 | 36.7454
01.02. | 20 | 36.7454
01.02. | 21 | 36.7454
01.02. | 22 | 36.7454
01.02. | 23 | 36.7454
01.02. | 24 | 36.7454
02.02. | 1 | 36.7454
02.02. | 2 | 36.7454
02.02. | 3 | 36.7454
02.02. | 4 | 36.7454
02.02. | 5 | 36.7454
02.02. | 6 | 36.7454
02.02. | 7 | 36.7454
02.02. | 8 | 36.7454
02.02. | 9 | 36.7454
02.02. | 10 | 36.7454
02.02. | 11 | 36.7454
02.02. | 12 | 36.7454
02.02. | 13 | 36.7454
02.02. | 14 | 36.7454
02.02. | 15 | 36.7454
02.02. | 16 | 36.7454
02.02. | 17 | 36.7454
02.02. | 18 | 36.7454
02.02. | 19 | 36.7454
02.02. | 20 | 36.7454
02.02. | 21 | 36.7454
02.02. | 22 | 36.7454
02.02. | 23 | 36.7454
02.02. | 24 | 36.7454
03.02. | 1 | 36.7454
03.02. | 2 | 36.7454
03.02. | 3 | 36.7454
03.02. | 4 | 36.7454
03.02. | 5 | 36.7454
03.02. | 6 | 36.7454
03.02. | 7 | 36.7454
03.02. | 8 | 36.7454
03.02. | 9 | 36.7454
03.02. | 10 | 36.7454
03.02. | 11 | 36.7454
03.02. | 12 | 36.7454
03.02. | 13 | 36.7454
03.02. | 14 | 36.7454
03.02. | 15 | 36.7454
03.02. | 16 | 36.7454
03.02. | 17 | 36.7454
03.02. | 18 | 36.7454
03.02. | 19 | 36.7454
03.02. | 20 | 36.7454
03.02. | 21 | 36.7454
03.02. | 22 | 36.7454
03.02. | 23 | 36.7454
03.02. | 24 | 36.7454
04.02. | 1 | 36.7454
04.02. | 2 | 36.7454
04.02. | 3 | 36.7454
04.02. | 4 | 36.7454
04.02. | 5 | 36.7454
04.02. | 6 | 36.7454
04.02. | 7 | 36.7454
04.02. | 8 | 36.7454
04.02. | 9 | 36.7454
04.02. | 10 | 36.7454
04.02. | 11 | 36.7454
04.02. | 12 | 36.7454
04.02. | 13 | 36.7454
04.02. | 14 | 36.7454
04.02. | 15 | 36.7454
04.02. | 16 | 36.7454
04.02. | 17 | 36.7454
04.02. | 18 | 36.7454
04.02. | 19 | 36.7454
04.02. | 20 | 36.7454
04.02. | 21 | 36.7454
04.02. | 22 | 36.7454
04.02. | 23 | 36.7454
04.02. | 24 | 36.7454
05.02. | 1 | 36.7454
05.02. | 2 | 36.7454
05.02. | 3 | 36.7454
05.02. | 4 | 36.7454
05.02. | 5 | 36.7454
05.02. | 6 | 36.7454
05.02. | 7 | 36.7454
05.02. | 8 | 36.7454
05.02. | 9 | 36.7454
05.02. | 10 | 36.7454
05.02. | 11 | 36.7454
05.02. | 12 | 36.7454
05.02. | 13 | 36.7454
05.02. | 14 | 36.7454
05.02. | 15 | 36.7454
05.02. | 16 | 36.7454
05.02. | 17 | 36.7454
05.02. | 18 | 36.7454
05.02. | 19 | 36.7454
05.02. | 20 | 36.7454
05.02. | 21 | 36.7454
05.02. | 22 | 36.7454
05.02. | 23 | 36.7454
05.02. | 24 | 36.7454
06.02. | 1 | 36.7454
06.02. | 2 | 36.7454
06.02. | 3 | 36.7454
06.02. | 4 | 36.7454
06.02. | 5 | 36.7454
06.02. | 6 | 36.7454
06.02. | 7 | 36.7454
06.02. | 8 | 36.7454
06.02. | 9 | 36.7454
06.02. | 10 | 36.7454
06.02. | 11 | 36.7454
06.02. | 12 | 36.7454
06.02. | 13 | 36.7454
06.02. | 14 | 36.7454
06.02. | 15 | 36.7454
06.02. | 16 | 36.7454
06.02. | 17 | 36.7454
06.02. | 18 | 36.7454
06.02. | 19 | 36.7454
06.02. | 20 | 36.7454
06.02. | 21 | 36.7454
06.02. | 22 | 36.7454
06.02. | 23 | 36.7454
06.02. | 24 | 36.7454
07.02. | 1 | 36.7454
07.02. | 2 | 36.7454
07.02. | 3 | 36.7454
07.02. | 4 | 36.7454
07.02. | 5 | 36.7454
07.02. | 6 | 36.7454
07.02. | 7 | 36.7454
07.02. | 8 | 36.7454
07.02. | 9 | 36.7454
07.02. | 10 | 36.7454
07.02. | 11 | 36.7454
07.02. | 12 | 36.7454
07.02. | 13 | 36.7454
07.02. | 14 | 36.7454
07.02. | 15 | 36.7454
07.02. | 16 | 36.7454
07.02. | 17 | 36.7454
07.02. | 18 | 36.7454
07.02. | 19 | 36.7454
07.02. | 20 | 36.7454
07.02. | 21 | 36.7454
07.02. | 22 | 36.7454
07.02. | 23 | 36.7454
07.02. | 24 | 36.7454
08.02. | 1 | 36.7454
08.02. | 2 | 36.7454
08.02. | 3 | 36.7454
08.02. | 4 | 36.7454
08.02. | 5 | 36.7454
08.02. | 6 | 36.7454
08.02. | 7 | 36.7454
08.02. | 8 | 36.7454
08.02. | 9 | 36.7454
08.02. | 10 | 36.7454
08.02. | 11 | 36.7454
08.02. | 12 | 36.7454
08.02. | 13 | 36.7454
08.02. | 14 | 36.7454
08.02. | 15 | 36.7454
08.02. | 16 | 36.7454
08.02. | 17 | 36.7454
08.02. | 18 | 36.7454
08.02. | 19 | 36.7454
08.02. | 20 | 36.7454
08.02. | 21 | 36.7454
08.02. | 22 | 36.7454
08.02. | 23 | 36.7454
08.02. | 24 | 36.7454
09.02. | 1 | 36.7454
09.02. | 2 | 36.7454
09.02. | 3 | 36.7454
09.02. | 4 | 36.7454
09.02. | 5 | 36.7454
09.02. | 6 | 36.7454
09.02. | 7 | 36.7454
09.02. | 8 | 36.7454
09.02. | 9 | 36.7454
09.02. | 10 | 36.7454
09.02. | 11 | 36.7454
09.02. | 12 | 36.7454
09.02. | 13 | 36.7454
09.02. | 14 | 36.7454
09.02. | 15 | 36.7454
09.02. | 16 | 36.7454
09.02. | 17 | 36.7454
09.02. | 18 | 36.7454
09.02. | 19 | 36.7454
09.02. | 20 | 36.7454
09.02. | 21 | 36.7454
09.02. | 22 | 36.7454
09.02. | 23 | 36.7454
09.02. | 24 | 36.7454
10.02. | 1 | 36.7454
10.02. | 2 | 36.7454
10.02. | 3 | 36.7454
10.02. | 4 | 36.7454
10.02. | 5 | 36.7454
10.02. | 6 | 36.7454
10.02. | 7 | 36.7454
10.02. | 8 | 36.7454
10.02. | 9 | 36.7454
10.02. | 10 | 36.7454
10.02. | 11 | 36.7454
10.02. | 12 | 36.7454
10.02. | 13 | 36.7454
10.02. | 14 | 36.7454
10.02. | 15 | 36.7454
10.02. | 16 | 36.7454
10.02. | 17 | 36.7454
10.02. | 18 | 36.7454
10.02. | 19 | 36.7454
10.02. | 20 | 36.7454
10.02. | 21 | 36.7454
10.02. | 22 | 36.7454
10.02. | 23 | 36.7454
10.02. | 24 | 36.7454
11.02. | 1 | 36.7454
11.02. | 2 | 36.7454
11.02. | 3 | 36.7454
11.02. | 4 | 36.7454
11.02. | 5 | 36.7454
11.02. | 6 | 36.7454
11.02. | 7 | 36.7454
11.02. | 8 | 36.7454
11.02. | 9 | 36.7454
11.02. | 10 | 36.7454
11.02. | 11 | 36.7454
11.02. | 12 | 36.7454
11.02. | 13 | 36.7454
11.02. | 14 | 36.7454
11.02. | 15 | 36.7454
11.02. | 16 | 36.7454
11.02. | 17 | 36.7454
11.02. | 18 | 36.7454
11.02. | 19 | 36.7454
11.02. | 20 | 36.7454
11.02. | 21 | 36.7454
11.02. | 22 | 36.7454
11.02. | 23 | 36.7454
11.02. | 24 | 36.7454
12.02. | 1 | 36.7454
12.02. | 2 | 36.7454
12.02. | 3 | 36.7454
12.02. | 4 | 36.7454
12.02. | 5 | 36.7454
12.02. | 6 | 36.7454
12.02. | 7 | 36.7454
12.02. | 8 | 36.7454
12.02. | 9 | 36.7454
12.02. | 10 | 36.7454
12.02. | 11 | 36.7454
12.02. | 12 | 36.7454
12.02. | 13 | 36.7454
12.02. | 14 | 36.7454
12.02. | 15 | 36.7454
12.02. | 16 | 36.7454
12.02. | 17 | 36.7454
12.02. | 18 | 36.7454
12.02. | 19 | 36.7454
12.02. | 20 | 36.7454
12.02. | 21 | 36.7454
12.02. | 22 | 36.7454
12.02. | 23 | 36.7454
12.02. | 24 | 36.7454
13.02. | 1 | 36.7454
13.02. | 2 | 36.7454
13.02. | 3 | 36.7454
13.02. | 4 | 36.7454
13.02. | 5 | 36.7454
13.02. | 6 | 36.7454
13.02. | 7 | 36.7454
13.02. | 8 | 36.7454
13.02. | 9 | 36.7454
13.02. | 10 | 36.7454
13.02. | 11 | 36.7454
13.02. | 12 | 36.7454
13.02. | 13 | 36.7454
13.02. | 14 | 36.7454
13.02. | 15 | 36.7454
13.02. | 16 | 36.7454
13.02. | 17 | 36.7454
13.02. | 18 | 36.7454
13.02. | 19 | 36.7454
13.02. | 20 | 36.7454
13.02. | 21 | 36.7454
13.02. | 22 | 36.7454
13.02. | 23 | 36.7454
13.02. | 24 | 36.7454
14.02. | 1 | 36.7454
14.02. | 2 | 36.7454
14.02. | 3 | 36.7454
14.02. | 4 | 36.7454
14.02. | 5 | 36.7454
14.02. | 6 | 36.7454
14.02. | 7 | 36.7454
14.02. | 8 | 36.7454
14.02. | 9 | 36.7454
14.02. | 10 | 36.7454
14.02. | 11 | 36.7454
14.02. | 12 | 36.7454
14.02. | 13 | 36.7454
14.02. | 14 | 36.7454
14.02. | 15 | 36.7454
14.02. | 16 | 36.7454
14.02. | 17 | 36.7454
14.02. | 18 | 36.7454
14.02. | 19 | 36.7454
14.02. | 20 | 36.7454
14.02. | 21 | 36.7454
14.02. | 22 | 36.7454
14.02. | 23 | 36.7454
14.02. | 24 | 36.7454
15.02. | 1 | 36.7454
15.02. | 2 | 36.7454
15.02. | 3 | 36.7454
15.02. | 4 | 36.7454
15.02. | 5 | 36.7454
15.02. | 6 | 36.7454
15.02. | 7 | 36.7454
15.02. | 8 | 36.7454
15.02. | 9 | 36.7454
15.02. | 10 | 36.7454
15.02. | 11 | 36.7454
15.02. | 12 | 36.7454
15.02. | 13 | 36.7454
15.02. | 14 | 36.7454
15.02. | 15 | 36.7454
15.02. | 16 | 36.7454
15.02. | 17 | 36.7454
15.02. | 18 | 36.7454
15.02. | 19 | 36.7454
15.02. | 20 | 36.7454
15.02. | 21 | 36.7454
15.02. | 22 | 36.7454
15.02. | 23 | 36.7454
15.02. | 24 | 36.7454
16.02. | 1 | 36.7454
16.02. | 2 | 36.7454
16.02. | 3 | 36.7454
16.02. | 4 | 36.7454
16.02. | 5 | 36.7454
16.02. | 6 | 36.7454
16.02. | 7 | 36.7454
16.02. | 8 | 36.7454
16.02. | 9 | 36.7454
16.02. | 10 | 36.7454
16.02. | 11 | 36.7454
16.02. | 12 | 36.7454
16.02. | 13 | 36.7454
16.02. | 14 | 36.7454
16.02. | 15 | 36.7454
16.02. | 16 | 36.7454
16.02. | 17 | 36.7454
16.02. | 18 | 36.7454
16.02. | 19 | 36.7454
16.02. | 20 | 36.7454
16.02. | 21 | 36.7454
16.02. | 22 | 36.7454
16.02. | 23 | 36.7454
16.02. | 24 | 36.7454
17.02. | 1 | 36.7454
17.02. | 2 | 36.7454
17.02. | 3 | 36.7454
17.02. | 4 | 36.7454
17.02. | 5 | 36.7454
17.02. | 6 | 36.7454
17.02. | 7 | 36.7454
17.02. | 8 | 36.7454
17.02. | 9 | 36.7454
17.02. | 10 | 36.7454
17.02. | 11 | 36.7454
17.02. | 12 | 36.7454
17.02. | 13 | 36.7454
17.02. | 14 | 36.7454
17.02. | 15 | 36.7454
17.02. | 16 | 36.7454
17.02. | 17 | 36.7454
17.02. | 18 | 36.7454
17.02. | 19 | 36.7454
17.02. | 20 | 36.7454
17.02. | 21 | 36.7454
17.02. | 22 | 36.7454
17.02. | 23 | 36.7454
17.02. | 24 | 36.7454
18.02. | 1 | 36.7454
18.02. | 2 | 36.7454
18.02. | 3 | 36.7454
18.02. | 4 | 36.7454
18.02. | 5 | 36.7454
18.02. | 6 | 36.7454
18.02. | 7 | 36.7454
18.02. | 8 | 36.7454
18.02. | 9 | 36.7454
18.02. | 10 | 36.7454
18.02. | 11 | 36.7454
18.02. | 12 | 36.7454
18.02. | 13 | 36.7454
18.02. | 14 | 36.7454
18.02. | 15 | 36.7454
18.02. | 16 | 36.7454
18.02. | 17 | 36.7454
18.02. | 18 | 36.7454
18.02. | 19 | 36.7454
18.02. | 20 | 36.7454
18.02. | 21 | 36.7454
18.02. | 22 | 36.7454
18.02. | 23 | 36.7454
18.02. | 24 | 36.7454
19.02. | 1 | 36.7454
19.02. | 2 | 36.7454
19.02. | 3 | 36.7454
19.02. | 4 | 36.7454
19.02. | 5 | 36.7454
19.02. | 6 | 36.7454
19.02. | 7 | 36.7454
19.02. | 8 | 36.7454
19.02. | 9 | 36.7454
19.02. | 10 | 36.7454
19.02. | 11 | 36.7454
19.02. | 12 | 36.7454
19.02. | 13 | 36.7454
19.02. | 14 | 36.7454
19.02. | 15 | 36.7454
19.02. | 16 | 36.7454
19.02. | 17 | 36.7454
19.02. | 18 | 36.7454
19.02. | 19 | 36.7454
19.02. | 20 | 36.7454
19.02. | 21 | 36.7454
19.02. | 22 | 36.7454
19.02. | 23 | 36.7454
19.02. | 24 | 36.7454
20.02. | 1 | 36.7454
20.02. | 2 | 36.7454
20.02. | 3 | 36.7454
20.02. | 4 | 36.7454
20.02. | 5 | 36.7454
20.02. | 6 | 36.7454
20.02. | 7 | 36.7454
20.02. | 8 | 36.7454
20.02. | 9 | 36.7454
20.02. | 10 | 36.7454
20.02. | 11 | 36.7454
20.02. | 12 | 36.7454
20.02. | 13 | 36.7454
20.02. | 14 | 36.7454
20.02. | 15 | 36.7454
20.02. | 16 | 36.7454
20.02. | 17 | 36.7454
20.02. | 18 | 36.7454
20.02. | 19 | 36.7454
20.02. | 20 | 36.7454
20.02. | 21 | 36.7454
20.02. | 22 | 36.7454
20.02. | 23 | 36.7454
20.02. | 24 | 36.7454
21.02. | 1 | 36.7454
21.02. | 2 | 36.7454
21.02. | 3 | 36.7454
21.02. | 4 | 36.7454
21.02. | 5 | 36.7454
21.02. | 6 | 36.7454
21.02. | 7 | 36.7454
21.02. | 8 | 36.7454
21.02. | 9 | 36.7454
21.02. | 10 | 36.7454
21.02. | 11 | 36.7454
21.02. | 12 | 36.7454
21.02. | 13 | 36.7454
21.02. | 14 | 36.7454
21.02. | 15 | 36.7454
21.02. | 16 | 36.7454
21.02. | 17 | 36.7454
21.02. | 18 | 36.7454
21.02. | 19 | 36.7454
21.02. | 20 | 36.7454
21.02. | 21 | 36.7454
21.02. | 22 | 36.7454
21.02. | 23 | 36.7454
21.02. | 24 | 36.7454
22.02. | 1 | 36.7454
22.02. | 2 | 36.7454
22.02. | 3 | 36.7454
22.02. | 4 | 36.7454
22.02. | 5 | 36.7454
22.02. | 6 | 36.7454
22.02. | 7 | 36.7454
22.02. | 8 | 36.7454
22.02. | 9 | 36.7454
22.02. | 10 | 36.7454
22.02. | 11 | 36.7454
22.02. | 12 | 36.7454
22.02. | 13 | 36.7454
22.02. | 14 | 36.7454
22.02. | 15 | 36.7454
22.02. | 16 | 36.7454
22.02. | 17 | 36.7454
22.02. | 18 | 36.7454
22.02. | 19 | 36.7454
22.02. | 20 | 36.7454
22.02. | 21 | 36.7454
22.02. | 22 | 36.7454
22.02. | 23 | 36.7454
22.02. | 24 | 36.7454
23.02. | 1 | 36.7454
23.02. | 2 | 36.7454
23.02. | 3 | 36.7454
23.02. | 4 | 36.7454
23.02. | 5 | 36.7454
23.02. | 6 | 36.7454
23.02. | 7 | 36.7454
23.02. | 8 | 36.7454
23.02. | 9 | 36.7454
23.02. | 10 | 36.7454
23.02. | 11 | 36.7454
23.02. | 12 | 36.7454
23.02. | 13 | 36.7454
23.02. | 14 | 36.7454
23.02. | 15 | 36.7454
23.02. | 16 | 36.7454
23.02. | 17 | 36.7454
23.02. | 18 | 36.7454
23.02. | 19 | 36.7454
23.02. | 20 | 36.7454
23.02. | 21 | 36.7454
23.02. | 22 | 36.7454
23.02. | 23 | 36.7454
23.02. | 24 | 36.7454
24.02. | 1 | 36.7454
24.02. | 2 | 36.7454
24.02. | 3 | 36.7454
24.02. | 4 | 36.7454
24.02. | 5 | 36.7454
24.02. | 6 | 36.7454
24.02. | 7 | 36.7454
24.02. | 8 | 36.7454
24.02. | 9 | 36.7454
24.02. | 10 | 36.7454
24.02. | 11 | 36.7454
24.02. | 12 | 36.7454
24.02. | 13 | 36.7454
24.02. | 14 | 36.7454
24.02. | 15 | 36.7454
24.02. | 16 | 36.7454
24.02. | 17 | 36.7454
24.02. | 18 | 36.7454
24.02. | 19 | 36.7454
24.02. | 20 | 36.7454
24.02. | 21 | 36.7454
24.02. | 22 | 36.7454
24.02. | 23 | 36.7454
24.02. | 24 | 36.7454
25.02. | 1 | 36.7454
25.02. | 2 | 36.7454
25.02. | 3 | 36.7454
25.02. | 4 | 36.7454
25.02. | 5 | 36.7454
25.02. | 6 | 36.7454
25.02. | 7 | 36.7454
25.02. | 8 | 36.7454
25.02. | 9 | 36.7454
25.02. | 10 | 36.7454
25.02. | 11 | 36.7454
25.02. | 12 | 36.7454
25.02. | 13 | 36.7454
25.02. | 14 | 36.7454
25.02. | 15 | 36.7454
25.02. | 16 | 36.7454
25.02. | 17 | 36.7454
25.02. | 18 | 36.7454
25.02. | 19 | 36.7454
25.02. | 20 | 36.7454
25.02. | 21 | 36.7454
25.02. | 22 | 36.7454
25.02. | 23 | 36.7454
25.02. | 24 | 36.7454
26.02. | 1 | 36.7454
26.02. | 2 | 36.7454
26.02. | 3 | 36.7454
26.02. | 4 | 36.7454
26.02. | 5 | 36.7454
26.02. | 6 | 36.7454
26.02. | 7 | 36.7454
26.02. | 8 | 36.7454
26.02. | 9 | 36.7454
26.02. | 10 | 36.7454
26.02. | 11 | 36.7454
26.02. | 12 | 36.7454
26.02. | 13 | 36.7454
26.02. | 14 | 36.7454
26.02. | 15 | 36.7454
26.02. | 16 | 36.7454
26.02. | 17 | 36.7454
26.02. | 18 | 36.7454
26.02. | 19 | 36.7454
26.02. | 20 | 36.7454
26.02. | 21 | 36.7454
26.02. | 22 | 36.7454
26.02. | 23 | 36.7454
26.02. | 24 | 36.7454
27.02. | 1 | 36.7454
27.02. | 2 | 36.7454
27.02. | 3 | 36.7454
27.02. | 4 | 36.7454
27.02. | 5 | 36.7454
27.02. | 6 | 36.7454
27.02. | 7 | 36.7454
27.02. | 8 | 36.7454
27.02. | 9 | 36.7454
27.02. | 10 | 36.7454
27.02. | 11 | 36.7454
27.02. | 12 | 36.7454
27.02. | 13 | 36.7454
27.02. | 14 | 36.7454
27.02. | 15 | 36.7454
27.02. | 16 | 36.7454
27.02. | 17 | 36.7454
27.02. | 18 | 36.7454
27.02. | 19 | 36.7454
27.02. | 20 | 36.7454
27.02. | 21 | 36.7454
27.02. | 22 | 36.7454
27.02. | 23 | 36.7454
27.02. | 24 | 36.7454
28.02. | 1 | 36.7454
28.02. | 2 | 36.7454
28.02. | 3 | 36.7454
28.02. | 4 | 36.7454
28.02. | 5 | 36.7454
28.02. | 6 | 36.7454
28.02. | 7 | 36.7454
28.02. | 8 | 36.7454
28.02. | 9 | 36.7454
28.02. | 10 | 36.7454
28.02. | 11 | 36.7454
28.02. | 12 | 36.7454
28.02. | 13 | 36.7454
28.02. | 14 | 36.7454
28.02. | 15 | 36.7454
28.02. | 16 | 36.7454
28.02. | 17 | 36.7454
28.02. | 18 | 36.7454
28.02. | 19 | 36.7454
28.02. | 20 | 36.7454
28.02. | 21 | 36.7454
28.02. | 22 | 36.7454
28.02. | 23 | 36.7454
28.02. | 24 | 36.7454
01.03. | 1 | 36.7454
01.03. | 2 | 36.7454
01.03. | 3 | 36.7454
01.03. | 4 | 36.7454
01.03. | 5 | 36.7454
01.03. | 6 | 36.7454
01.03. | 7 | 36.7454
01.03. | 8 | 36.7454
01.03. | 9 | 36.7454
01.03. | 10 | 36.7454
01.03. | 11 | 36.7454
01.03. | 12 | 36.7454
01.03. | 13 | 36.7454
01.03. | 14 | 36.7454
01.03. | 15 | 36.7454
01.03. | 16 | 36.7454
01.03. | 17 | 36.7454
01.03. | 18 | 36.7454
01.03. | 19 | 36.7454
01.03. | 20 | 36.7454
01.03. | 21 | 36.7454
01.03. | 22 | 36.7454
01.03. | 23 | 36.7454
01.03. | 24 | 36.7454
02.03. | 1 | 36.7454
02.03. | 2 | 36.7454
02.03. | 3 | 36.7454
02.03. | 4 | 36.7454
02.03. | 5 | 36.7454
02.03. | 6 | 36.7454
02.03. | 7 | 36.7454
02.03. | 8 | 36.7454
02.03. | 9 | 36.7454
02.03. | 10 | 36.7454
02.03. | 11 | 36.7454
02.03. | 12 | 36.7454
02.03. | 13 | 36.7454
02.03. | 14 | 36.7454
02.03. | 15 | 36.7454
02.03. | 16 | 36.7454
02.03. | 17 | 36.7454
02.03. | 18 | 36.7454
02.03. | 19 | 36.7454
02.03. | 20 | 36.7454
02.03. | 21 | 36.7454
02.03. | 22 | 36.7454
02.03. | 23 | 36.7454
02.03. | 24 | 36.7454
03.03. | 1 | 36.7454
03.03. | 2 | 36.7454
03.03. | 3 | 36.7454
03.03. | 4 | 36.7454
03.03. | 5 | 36.7454
03.03. | 6 | 36.7454
03.03. | 7 | 36.7454
03.03. | 8 | 36.7454
03.03. | 9 | 36.7454
03.03. | 10 | 36.7454
03.03. | 11 | 36.7454
03.03. | 12 | 36.7454
03.03. | 13 | 36.7454
03.03. | 14 | 36.7454
03.03. | 15 | 36.7454
03.03. | 16 | 36.7454
03.03. | 17 | 36.7454
03.03. | 18 | 36.7454
03.03. | 19 | 36.7454
03.03. | 20 | 36.7454
03.03. | 21 | 36.7454
03.03. | 22 | 36.7454
03.03. | 23 | 36.7454
03.03. | 24 | 36.7454
04.03. | 1 | 36.7454
04.03. | 2 | 36.7454
04.03. | 3 | 36.7454
04.03. | 4 | 36.7454
04.03. | 5 | 36.7454
04.03. | 6 | 36.7454
04.03. | 7 | 36.7454
04.03. | 8 | 36.7454
04.03. | 9 | 36.7454
04.03. | 10 | 36.7454
04.03. | 11 | 36.7454
04.03. | 12 | 36.7454
04.03. | 13 | 36.7454
04.03. | 14 | 36.7454
04.03. | 15 | 36.7454
04.03. | 16 | 36.7454
04.03. | 17 | 36.7454
04.03. | 18 | 36.7454
04.03. | 19 | 36.7454
04.03. | 20 | 36.7454
04.03. | 21 | 36.7454
04.03. | 22 | 36.7454
04.03. | 23 | 36.7454
04.03. | 24 | 36.7454
05.03. | 1 | 36.7454
05.03. | 2 | 36.7454
05.03. | 3 | 36.7454
05.03. | 4 | 36.7454
05.03. | 5 | 36.7454
05.03. | 6 | 36.7454
05.03. | 7 | 36.7454
05.03. | 8 | 36.7454
05.03. | 9 | 36.7454
05.03. | 10 | 36.7454
05.03. | 11 | 36.7454
05.03. | 12 | 36.7454
05.03. | 13 | 36.7454
05.03. | 14 | 36.7454
05.03. | 15 | 36.7454
05.03. | 16 | 36.7454
05.03. | 17 | 36.7454
05.03. | 18 | 36.7454
05.03. | 19 | 36.7454
05.03. | 20 | 36.7454
05.03. | 21 | 36.7454
05.03. | 22 | 36.7454
05.03. | 23 | 36.7454
05.03. | 24 | 36.7454
06.03. | 1 | 36.7454
06.03. | 2 | 36.7454
06.03. | 3 | 36.7454
06.03. | 4 | 36.7454
06.03. | 5 | 36.7454
06.03. | 6 | 36.7454
06.03. | 7 | 36.7454
06.03. | 8 | 36.7454
06.03. | 9 | 36.7454
06.03. | 10 | 36.7454
06.03. | 11 | 36.7454
06.03. | 12 | 36.7454
06.03. | 13 | 36.7454
06.03. | 14 | 36.7454
06.03. | 15 | 36.7454
06.03. | 16 | 36.7454
06.03. | 17 | 36.7454
06.03. | 18 | 36.7454
06.03. | 19 | 36.7454
06.03. | 20 | 36.7454
06.03. | 21 | 36.7454
06.03. | 22 | 36.7454
06.03. | 23 | 36.7454
06.03. | 24 | 36.7454
07.03. | 1 | 36.7454
07.03. | 2 | 36.7454
07.03. | 3 | 36.7454
07.03. | 4 | 36.7454
07.03. | 5 | 36.7454
07.03. | 6 | 36.7454
07.03. | 7 | 36.7454
07.03. | 8 | 36.7454
07.03. | 9 | 36.7454
07.03. | 10 | 36.7454
07.03. | 11 | 36.7454
07.03. | 12 | 36.7454
07.03. | 13 | 36.7454
07.03. | 14 | 36.7454
07.03. | 15 | 36.7454
07.03. | 16 | 36.7454
07.03. | 17 | 36.7454
07.03. | 18 | 36.7454
07.03. | 19 | 36.7454
07.03. | 20 | 36.7454
07.03. | 21 | 36.7454
07.03. | 22 | 36.7454
07.03. | 23 | 36.7454
07.03. | 24 | 36.7454
08.03. | 1 | 36.7454
08.03. | 2 | 36.7454
08.03. | 3 | 36.7454
08.03. | 4 | 36.7454
08.03. | 5 | 36.7454
08.03. | 6 | 36.7454
08.03. | 7 | 36.7454
08.03. | 8 | 36.7454
08.03. | 9 | 36.7454
08.03. | 10 | 36.7454
08.03. | 11 | 36.7454
08.03. | 12 | 36.7454
08.03. | 13 | 36.7454
08.03. | 14 | 36.7454
08.03. | 15 | 36.7454
08.03. | 16 | 36.7454
08.03. | 17 | 36.7454
08.03. | 18 | 36.7454
08.03. | 19 | 36.7454
08.03. | 20 | 36.7454
08.03. | 21 | 36.7454
08.03. | 22 | 36.7454
08.03. | 23 | 36.7454
08.03. | 24 | 36.7454
09.03. | 1 | 36.7454
09.03. | 2 | 36.7454
09.03. | 3 | 36.7454
09.03. | 4 | 36.7454
09.03. | 5 | 36.7454
09.03. | 6 | 36.7454
09.03. | 7 | 36.7454
09.03. | 8 | 36.7454
09.03. | 9 | 36.7454
09.03. | 10 | 36.7454
09.03. | 11 | 36.7454
09.03. | 12 | 36.7454
09.03. | 13 | 36.7454
09.03. | 14 | 36.7454
09.03. | 15 | 36.7454
09.03. | 16 | 36.7454
09.03. | 17 | 36.7454
09.03. | 18 | 36.7454
09.03. | 19 | 36.7454
09.03. | 20 | 36.7454
09.03. | 21 | 36.7454
09.03. | 22 | 36.7454
09.03. | 23 | 36.7454
09.03. | 24 | 36.7454
10.03. | 1 | 36.7454
10.03. | 2 | 36.7454
10.03. | 3 | 36.7454
10.03. | 4 | 36.7454
10.03. | 5 | 36.7454
10.03. | 6 | 36.7454
10.03. | 7 | 36.7454
10.03. | 8 | 36.7454
10.03. | 9 | 36.7454
10.03. | 10 | 36.7454
10.03. | 11 | 36.7454
10.03. | 12 | 36.7454
10.03. | 13 | 36.7454
10.03. | 14 | 36.7454
10.03. | 15 | 36.7454
10.03. | 16 | 36.7454
10.03. | 17 | 36.7454
10.03. | 18 | 36.7454
10.03. | 19 | 36.7454
10.03. | 20 | 36.7454
10.03. | 21 | 36.7454
10.03. | 22 | 36.7454
10.03. | 23 | 36.7454
10.03. | 24 | 36.7454
11.03. | 1 | 36.7454
11.03. | 2 | 36.7454
11.03. | 3 | 36.7454
11.03. | 4 | 36.7454
11.03. | 5 | 36.7454
11.03. | 6 | 36.7454
11.03. | 7 | 36.7454
11.03. | 8 | 36.7454
11.03. | 9 | 36.7454
11.03. | 10 | 36.7454
11.03. | 11 | 36.7454
11.03. | 12 | 36.7454
11.03. | 13 | 36.7454
11.03. | 14 | 36.7454
11.03. | 15 | 36.7454
11.03. | 16 | 36.7454
11.03. | 17 | 36.7454
11.03. | 18 | 36.7454
11.03. | 19 | 36.7454
11.03. | 20 | 36.7454
11.03. | 21 | 36.7454
11.03. | 22 | 36.7454
11.03. | 23 | 36.7454
11.03. | 24 | 36.7454
12.03. | 1 | 36.7454
12.03. | 2 | 36.7454
12.03. | 3 | 36.7454
12.03. | 4 | 36.7454
12.03. | 5 | 36.7454
12.03. | 6 | 36.7454
12.03. | 7 | 36.7454
12.03. | 8 | 36.7454
12.03. | 9 | 36.7454
12.03. | 10 | 36.7454
12.03. | 11 | 36.7454
12.03. | 12 | 36.7454
12.03. | 13 | 36.7454
12.03. | 14 | 36.7454
12.03. | 15 | 36.7454
12.03. | 16 | 36.7454
12.03. | 17 | 36.7454
12.03. | 18 | 36.7454
12.03. | 19 | 36.7454
12.03. | 20 | 36.7454
12.03. | 21 | 36.7454
12.03. | 22 | 36.7454
12.03. | 23 | 36.7454
12.03. | 24 | 36.7454
13.03. | 1 | 36.7454
13.03. | 2 | 36.7454
13.03. | 3 | 36.7454
13.03. | 4 | 36.7454
13.03. | 5 | 36.7454
13.03. | 6 | 36.7454
13.03. | 7 | 36.7454
13.03. | 8 | 36.7454
13.03. | 9 | 36.7454
13.03. | 10 | 36.7454
13.03. | 11 | 36.7454
13.03. | 12 | 36.7454
13.03. | 13 | 36.7454
13.03. | 14 | 36.7454
13.03. | 15 | 36.7454
13.03. | 16 | 36.7454
13.03. | 17 | 36.7454
13.03. | 18 | 36.7454
13.03. | 19 | 36.7454
13.03. | 20 | 36.7454
13.03. | 21 | 36.7454
13.03. | 22 | 36.7454
13.03. | 23 | 36.7454
13.03. | 24 | 36.7454
14.03. | 1 | 36.7454
14.03. | 2 | 36.7454
14.03. | 3 | 36.7454
14.03. | 4 | 36.7454
14.03. | 5 | 36.7454
14.03. | 6 | 36.7454
14.03. | 7 | 36.7454
14.03. | 8 | 36.7454
14.03. | 9 | 36.7454
14.03. | 10 | 36.7454
14.03. | 11 | 36.7454
14.03. | 12 | 36.7454
14.03. | 13 | 36.7454
14.03. | 14 | 36.7454
14.03. | 15 | 36.7454
14.03. | 16 | 36.7454
14.03. | 17 | 36.7454
14.03. | 18 | 36.7454
14.03. | 19 | 36.7454
14.03. | 20 | 36.7454
14.03. | 21 | 36.7454
14.03. | 22 | 36.7454
14.03. | 23 | 36.7454
14.03. | 24 | 36.7454
15.03. | 1 | 36.7454
15.03. | 2 | 36.7454
15.03. | 3 | 36.7454
15.03. | 4 | 36.7454
15.03. | 5 | 36.7454
15.03. | 6 | 36.7454
15.03. | 7 | 36.7454
15.03. | 8 | 36.7454
15.03. | 9 | 36.7454
15.03. | 10 | 36.7454
15.03. | 11 | 36.7454
15.03. | 12 | 36.7454
15.03. | 13 | 36.7454
15.03. | 14 | 36.7454
15.03. | 15 | 36.7454
15.03. | 16 | 36.7454
15.03. | 17 | 36.7454
15.03. | 18 | 36.7454
15.03. | 19 | 36.7454
15.03. | 20 | 36.7454
15.03. | 21 | 36.7454
15.03. | 22 | 36.7454
15.03. | 23 | 36.7454
15.03. | 24 | 36.7454
16.03. | 1 | 36.7454
16.03. | 2 | 36.7454
16.03. | 3 | 36.7454
16.03. | 4 | 36.7454
16.03. | 5 | 36.7454
16.03. | 6 | 36.7454
16.03. | 7 | 36.7454
16.03. | 8 | 36.7454
16.03. | 9 | 36.7454
16.03. | 10 | 36.7454
16.03. | 11 | 36.7454
16.03. | 12 | 36.7454
16.03. | 13 | 36.7454
16.03. | 14 | 36.7454
16.03. | 15 | 36.7454
16.03. | 16 | 36.7454
16.03. | 17 | 36.7454
16.03. | 18 | 36.7454
16.03. | 19 | 36.7454
16.03. | 20 | 36.7454
16.03. | 21 | 36.7454
16.03. | 22 | 36.7454
16.03. | 23 | 36.7454
16.03. | 24 | 36.7454
17.03. | 1 | 36.7454
17.03. | 2 | 36.7454
17.03. | 3 | 36.7454
17.03. | 4 | 36.7454
17.03. | 5 | 36.7454
17.03. | 6 | 36.7454
17.03. | 7 | 36.7454
17.03. | 8 | 36.7454
17.03. | 9 | 36.7454
17.03. | 10 | 36.7454
17.03. | 11 | 36.7454
17.03. | 12 | 36.7454
17.03. | 13 | 36.7454
17.03. | 14 | 36.7454
17.03. | 15 | 36.7454
17.03. | 16 | 36.7454
17.03. | 17 | 36.7454
17.03. | 18 | 36.7454
17.03. | 19 | 36.7454
17.03. | 20 | 36.7454
17.03. | 21 | 36.7454
17.03. | 22 | 36.7454
17.03. | 23 | 36.7454
17.03. | 24 | 36.7454
18.03. | 1 | 36.7454
18.03. | 2 | 36.7454
18.03. | 3 | 36.7454
18.03. | 4 | 36.7454
18.03. | 5 | 36.7454
18.03. | 6 | 36.7454
18.03. | 7 | 36.7454
18.03. | 8 | 36.7454
18.03. | 9 | 36.7454
18.03. | 10 | 36.7454
18.03. | 11 | 36.7454
18.03. | 12 | 36.7454
18.03. | 13 | 36.7454
18.03. | 14 | 36.7454
18.03. | 15 | 36.7454
18.03. | 16 | 36.7454
18.03. | 17 | 36.7454
18.03. | 18 | 36.7454
18.03. | 19 | 36.7454
18.03. | 20 | 36.7454
18.03. | 21 | 36.7454
18.03. | 22 | 36.7454
18.03. | 23 | 36.7454
18.03. | 24 | 36.7454
19.03. | 1 | 36.7454
19.03. | 2 | 36.7454
19.03. | 3 | 36.7454
19.03. | 4 | 36.7454
19.03. | 5 | 36.7454
19.03. | 6 | 36.7454
19.03. | 7 | 36.7454
19.03. | 8 | 36.7454
19.03. | 9 | 36.7454
19.03. | 10 | 36.7454
19.03. | 11 | 36.7454
19.03. | 12 | 36.7454
19.03. | 13 | 36.7454
19.03. | 14 | 36.7454
19.03. | 15 | 36.7454
19.03. | 16 | 36.7454
19.03. | 17 | 36.7454
19.03. | 18 | 36.7454
19.03. | 19 | 36.7454
19.03. | 20 | 36.7454
19.03. | 21 | 36.7454
19.03. | 22 | 36.7454
19.03. | 23 | 36.7454
19.03. | 24 | 36.7454
20.03. | 1 | 36.7454
20.03. | 2 | 36.7454
20.03. | 3 | 36.7454
20.03. | 4 | 36.7454
20.03. | 5 | 36.7454
20.03. | 6 | 36.7454
20.03. | 7 | 36.7454
20.03. | 8 | 36.7454
20.03. | 9 | 36.7454
20.03. | 10 | 36.7454
20.03. | 11 | 36.7454
20.03. | 12 | 36.7454
20.03. | 13 | 36.7454
20.03. | 14 | 36.7454
20.03. | 15 | 36.7454
20.03. | 16 | 36.7454
20.03. | 17 | 36.7454
20.03. | 18 | 36.7454
20.03. | 19 | 36.7454
20.03. | 20 | 36.7454
20.03. | 21 | 36.7454
20.03. | 22 | 36.7454
20.03. | 23 | 36.7454
20.03. | 24 | 36.7454
21.03. | 1 | 36.7454
21.03. | 2 | 36.7454
21.03. | 3 | 36.7454
21.03. | 4 | 36.7454
21.03. | 5 | 36.7454
21.03. | 6 | 36.7454
21.03. | 7 | 36.7454
21.03. | 8 | 36.7454
21.03. | 9 | 36.7454
21.03. | 10 | 36.7454
21.03. | 11 | 36.7454
21.03. | 12 | 36.7454
21.03. | 13 | 36.7454
21.03. | 14 | 36.7454
21.03. | 15 | 36.7454
21.03. | 16 | 36.7454
21.03. | 17 | 36.7454
21.03. | 18 | 36.7454
21.03. | 19 | 36.7454
21.03. | 20 | 36.7454
21.03. | 21 | 36.7454
21.03. | 22 | 36.7454
21.03. | 23 | 36.7454
21.03. | 24 | 36.7454
22.03. | 1 | 36.7454
22.03. | 2 | 36.7454
22.03. | 3 | 36.7454
22.03. | 4 | 36.7454
22.03. | 5 | 36.7454
22.03. | 6 | 36.7454
22.03. | 7 | 36.7454
22.03. | 8 | 36.7454
22.03. | 9 | 36.7454
22.03. | 10 | 36.7454
22.03. | 11 | 36.7454
22.03. | 12 | 36.7454
22.03. | 13 | 36.7454
22.03. | 14 | 36.7454
22.03. | 15 | 36.7454
22.03. | 16 | 36.7454
22.03. | 17 | 36.7454
22.03. | 18 | 36.7454
22.03. | 19 | 36.7454
22.03. | 20 | 36.7454
22.03. | 21 | 36.7454
22.03. | 22 | 36.7454
22.03. | 23 | 36.7454
22.03. | 24 | 36.7454
23.03. | 1 | 36.7454
23.03. | 2 | 36.7454
23.03. | 3 | 36.7454
23.03. | 4 | 36.7454
23.03. | 5 | 36.7454
23.03. | 6 | 36.7454
23.03. | 7 | 36.7454
23.03. | 8 | 36.7454
23.03. | 9 | 36.7454
23.03. | 10 | 36.7454
23.03. | 11 | 36.7454
23.03. | 12 | 36.7454
23.03. | 13 | 36.7454
23.03. | 14 | 36.7454
23.03. | 15 | 36.7454
23.03. | 16 | 36.7454
23.03. | 17 | 36.7454
23.03. | 18 | 36.7454
23.03. | 19 | 36.7454
23.03. | 20 | 36.7454
23.03. | 21 | 36.7454
23.03. | 22 | 36.7454
23.03. | 23 | 36.7454
23.03. | 24 | 36.7454
24.03. | 1 | 36.7454
24.03. | 2 | 36.7454
24.03. | 3 | 36.7454
24.03. | 4 | 36.7454
24.03. | 5 | 36.7454
24.03. | 6 | 36.7454
24.03. | 7 | 36.7454
24.03. | 8 | 36.7454
24.03. | 9 | 36.7454
24.03. | 10 | 36.7454
24.03. | 11 | 36.7454
24.03. | 12 | 36.7454
24.03. | 13 | 36.7454
24.03. | 14 | 36.7454
24.03. | 15 | 36.7454
24.03. | 16 | 36.7454
24.03. | 17 | 36.7454
24.03. | 18 | 36.7454
24.03. | 19 | 36.7454
24.03. | 20 | 36.7454
24.03. | 21 | 36.7454
24.03. | 22 | 36.7454
24.03. | 23 | 36.7454
24.03. | 24 | 36.7454
25.03. | 1 | 36.7454
25.03. | 2 | 36.7454
25.03. | 3 | 36.7454
25.03. | 4 | 36.7454
25.03. | 5 | 36.7454
25.03. | 6 | 36.7454
25.03. | 7 | 36.7454
25.03. | 8 | 36.7454
25.03. | 9 | 36.7454
25.03. | 10 | 36.7454
25.03. | 11 | 36.7454
25.03. | 12 | 36.7454
25.03. | 13 | 36.7454
25.03. | 14 | 36.7454
25.03. | 15 | 36.7454
25.03. | 16 | 36.7454
25.03. | 17 | 36.7454
25.03. | 18 | 36.7454
25.03. | 19 | 36.7454
25.03. | 20 | 36.7454
25.03. | 21 | 36.7454
25.03. | 22 | 36.7454
25.03. | 23 | 36.7454
25.03. | 24 | 36.7454
26.03. | 1 | 36.7454
26.03. | 2 | 36.7454
26.03. | 3 | 36.7454
26.03. | 4 | 36.7454
26.03. | 5 | 36.7454
26.03. | 6 | 36.7454
26.03. | 7 | 36.7454
26.03. | 8 | 36.7454
26.03. | 9 | 36.7454
26.03. | 10 | 36.7454
26.03. | 11 | 36.7454
26.03. | 12 | 36.7454
26.03. | 13 | 36.7454
26.03. | 14 | 36.7454
26.03. | 15 | 36.7454
26.03. | 16 | 36.7454
26.03. | 17 | 36.7454
26.03. | 18 | 36.7454
26.03. | 19 | 36.7454
26.03. | 20 | 36.7454
26.03. | 21 | 36.7454
26.03. | 22 | 36.7454
26.03. | 23 | 36.7454
26.03. | 24 | 36.7454
27.03. | 1 | 36.7454
27.03. | 2 | 36.7454
27.03. | 3 | 36.7454
27.03. | 4 | 36.7454
27.03. | 5 | 36.7454
27.03. | 6 | 36.7454
27.03. | 7 | 36.7454
27.03. | 8 | 36.7454
27.03. | 9 | 36.7454
27.03. | 10 | 36.7454
27.03. | 11 | 36.7454
27.03. | 12 | 36.7454
27.03. | 13 | 36.7454
27.03. | 14 | 36.7454
27.03. | 15 | 36.7454
27.03. | 16 | 36.7454
27.03. | 17 | 36.7454
27.03. | 18 | 36.7454
27.03. | 19 | 36.7454
27.03. | 20 | 36.7454
27.03. | 21 | 36.7454
27.03. | 22 | 36.7454
27.03. | 23 | 36.7454
27.03. | 24 | 36.7454
28.03. | 1 | 36.7454
28.03. | 2 | 36.7454
28.03. | 3 | 36.7454
28.03. | 4 | 36.7454
28.03. | 5 | 36.7454
28.03. | 6 | 36.7454
28.03. | 7 | 36.7454
28.03. | 8 | 36.7454
28.03. | 9 | 36.7454
28.03. | 10 | 36.7454
28.03. | 11 | 36.7454
28.03. | 12 | 36.7454
28.03. | 13 | 36.7454
28.03. | 14 | 36.7454
28.03. | 15 | 36.7454
28.03. | 16 | 36.7454
28.03. | 17 | 36.7454
28.03. | 18 | 36.7454
28.03. | 19 | 36.7454
28.03. | 20 | 36.7454
28.03. | 21 | 36.7454
28.03. | 22 | 36.7454
28.03. | 23 | 36.7454
28.03. | 24 | 36.7454
29.03. | 1 | 36.7454
29.03. | 2 | 36.7454
29.03. | 3 | 36.7454
29.03. | 4 | 36.7454
29.03. | 5 | 36.7454
29.03. | 6 | 36.7454
29.03. | 7 | 36.7454
29.03. | 8 | 36.7454
29.03. | 9 | 36.7454
29.03. | 10 | 36.7454
29.03. | 11 | 36.7454
29.03. | 12 | 36.7454
29.03. | 13 | 36.7454
29.03. | 14 | 36.7454
29.03. | 15 | 36.7454
29.03. | 16 | 36.7454
29.03. | 17 | 36.7454
29.03. | 18 | 36.7454
29.03. | 19 | 36.7454
29.03. | 20 | 36.7454
29.03. | 21 | 36.7454
29.03. | 22 | 36.7454
29.03. | 23 | 36.7454
29.03. | 24 | 36.7454
30.03. | 1 | 36.7454
30.03. | 2 | 36.7454
30.03. | 3 | 36.7454
30.03. | 4 | 36.7454
30.03. | 5 | 36.7454
30.03. | 6 | 36.7454
30.03. | 7 | 36.7454
30.03. | 8 | 36.7454
30.03. | 9 | 36.7454
30.03. | 10 | 36.7454
30.03. | 11 | 36.7454
30.03. | 12 | 36.7454
30.03. | 13 | 36.7454
30.03. | 14 | 36.7454
30.03. | 15 | 36.7454
30.03. | 16 | 36.7454
30.03. | 17 | 36.7454
30.03. | 18 | 36.7454
30.03. | 19 | 36.7454
30.03. | 20 | 36.7454
30.03. | 21 | 36.7454
30.03. | 22 | 36.7454
30.03. | 23 | 36.7454
30.03. | 24 | 36.7454
31.03. | 1 | 36.7454
31.03. | 2 | 36.7454
31.03. | 3 | 36.7454
31.03. | 4 | 36.7454
31.03. | 5 | 36.7454
31.03. | 6 | 36.7454
31.03. | 7 | 36.7454
31.03. | 8 | 36.7454
31.03. | 9 | 36.7454
31.03. | 10 | 36.7454
31.03. | 11 | 36.7454
31.03. | 12 | 36.7454
31.03. | 13 | 36.7454
31.03. | 14 | 36.7454
31.03. | 15 | 36.7454
31.03. | 16 | 36.7454
31.03. | 17 | 36.7454
31.03. | 18 | 36.7454
31.03. | 19 | 36.7454
31.03. | 20 | 36.7454
31.03. | 21 | 36.7454
31.03. | 22 | 36.7454
31.03. | 23 | 36.7454
31.03. | 24 | 36.7454
01.04. | 1 | 36.7454
01.04. | 2 | 36.7454
01.04. | 3 | 36.7454
01.04. | 4 | 36.7454
01.04. | 5 | 36.7454
01.04. | 6 | 36.7454
01.04. | 7 | 36.7454
01.04. | 8 | 36.7454
01.04. | 9 | 36.7454
01.04. | 10 | 36.7454
01.04. | 11 | 36.7454
01.04. | 12 | 36.7454
01.04. | 13 | 36.7454
01.04. | 14 | 36.7454
01.04. | 15 | 36.7454
01.04. | 16 | 36.7454
01.04. | 17 | 36.7454
01.04. | 18 | 36.7454
01.04. | 19 | 36.7454
01.04. | 20 | 36.7454
01.04. | 21 | 36.7454
01.04. | 22 | 36.7454
01.04. | 23 | 36.7454
01.04. | 24 | 36.7454
02.04. | 1 | 36.7454
02.04. | 2 | 36.7454
02.04. | 3 | 36.7454
02.04. | 4 | 36.7454
02.04. | 5 | 36.7454
02.04. | 6 | 36.7454
02.04. | 7 | 36.7454
02.04. | 8 | 36.7454
02.04. | 9 | 36.7454
02.04. | 10 | 36.7454
02.04. | 11 | 36.7454
02.04. | 12 | 36.7454
02.04. | 13 | 36.7454
02.04. | 14 | 36.7454
02.04. | 15 | 36.7454
02.04. | 16 | 36.7454
02.04. | 17 | 36.7454
02.04. | 18 | 36.7454
02.04. | 19 | 36.7454
02.04. | 20 | 36.7454
02.04. | 21 | 36.7454
02.04. | 22 | 36.7454
02.04. | 23 | 36.7454
02.04. | 24 | 36.7454
03.04. | 1 | 36.7454
03.04. | 2 | 36.7454
03.04. | 3 | 36.7454
03.04. | 4 | 36.7454
03.04. | 5 | 36.7454
03.04. | 6 | 36.7454
03.04. | 7 | 36.7454
03.04. | 8 | 36.7454
03.04. | 9 | 36.7454
03.04. | 10 | 36.7454
03.04. | 11 | 36.7454
03.04. | 12 | 36.7454
03.04. | 13 | 36.7454
03.04. | 14 | 36.7454
03.04. | 15 | 36.7454
03.04. | 16 | 36.7454
03.04. | 17 | 36.7454
03.04. | 18 | 36.7454
03.04. | 19 | 36.7454
03.04. | 20 | 36.7454
03.04. | 21 | 36.7454
03.04. | 22 | 36.7454
03.04. | 23 | 36.7454
03.04. | 24 | 36.7454
04.04. | 1 | 36.7454
04.04. | 2 | 36.7454
04.04. | 3 | 36.7454
04.04. | 4 | 36.7454
04.04. | 5 | 36.7454
04.04. | 6 | 36.7454
04.04. | 7 | 36.7454
04.04. | 8 | 36.7454
04.04. | 9 | 36.7454
04.04. | 10 | 36.7454
04.04. | 11 | 36.7454
04.04. | 12 | 36.7454
04.04. | 13 | 36.7454
04.04. | 14 | 36.7454
04.04. | 15 | 36.7454
04.04. | 16 | 36.7454
04.04. | 17 | 36.7454
04.04. | 18 | 36.7454
04.04. | 19 | 36.7454
04.04. | 20 | 36.7454
04.04. | 21 | 36.7454
04.04. | 22 | 36.7454
04.04. | 23 | 36.7454
04.04. | 24 | 36.7454
05.04. | 1 | 36.7454
05.04. | 2 | 36.7454
05.04. | 3 | 36.7454
05.04. | 4 | 36.7454
05.04. | 5 | 36.7454
05.04. | 6 | 36.7454
05.04. | 7 | 36.7454
05.04. | 8 | 36.7454
05.04. | 9 | 36.7454
05.04. | 10 | 36.7454
05.04. | 11 | 36.7454
05.04. | 12 | 36.7454
05.04. | 13 | 36.7454
05.04. | 14 | 36.7454
05.04. | 15 | 36.7454
05.04. | 16 | 36.7454
05.04. | 17 | 36.7454
05.04. | 18 | 36.7454
05.04. | 19 | 36.7454
05.04. | 20 | 36.7454
05.04. | 21 | 36.7454
05.04. | 22 | 36.7454
05.04. | 23 | 36.7454
05.04. | 24 | 36.7454
06.04. | 1 | 36.7454
06.04. | 2 | 36.7454
06.04. | 3 | 36.7454
06.04. | 4 | 36.7454
06.04. | 5 | 36.7454
06.04. | 6 | 36.7454
06.04. | 7 | 36.7454
06.04. | 8 | 36.7454
06.04. | 9 | 36.7454
06.04. | 10 | 36.7454
06.04. | 11 | 36.7454
06.04. | 12 | 36.7454
06.04. | 13 | 36.7454
06.04. | 14 | 36.7454
06.04. | 15 | 36.7454
06.04. | 16 | 36.7454
06.04. | 17 | 36.7454
06.04. | 18 | 36.7454
06.04. | 19 | 36.7454
06.04. | 20 | 36.7454
06.04. | 21 | 36.7454
06.04. | 22 | 36.7454
06.04. | 23 | 36.7454
06.04. | 24 | 36.7454
07.04. | 1 | 36.7454
07.04. | 2 | 36.7454
07.04. | 3 | 36.7454
07.04. | 4 | 36.7454
07.04. | 5 | 36.7454
07.04. | 6 | 36.7454
07.04. | 7 | 36.7454
07.04. | 8 | 36.7454
07.04. | 9 | 36.7454
07.04. | 10 | 36.7454
07.04. | 11 | 36.7454
07.04. | 12 | 36.7454
07.04. | 13 | 36.7454
07.04. | 14 | 36.7454
07.04. | 15 | 36.7454
07.04. | 16 | 36.7454
07.04. | 17 | 36.7454
07.04. | 18 | 36.7454
07.04. | 19 | 36.7454
07.04. | 20 | 36.7454
07.04. | 21 | 36.7454
07.04. | 22 | 36.7454
07.04. | 23 | 36.7454
07.04. | 24 | 36.7454
08.04. | 1 | 36.7454
08.04. | 2 | 36.7454
08.04. | 3 | 36.7454
08.04. | 4 | 36.7454
08.04. | 5 | 36.7454
08.04. | 6 | 36.7454
08.04. | 7 | 36.7454
08.04. | 8 | 36.7454
08.04. | 9 | 36.7454
08.04. | 10 | 36.7454
08.04. | 11 | 36.7454
08.04. | 12 | 36.7454
08.04. | 13 | 36.7454
08.04. | 14 | 36.7454
08.04. | 15 | 36.7454
08.04. | 16 | 36.7454
08.04. | 17 | 36.7454
08.04. | 18 | 36.7454
08.04. | 19 | 36.7454
08.04. | 20 | 36.7454
08.04. | 21 | 36.7454
08.04. | 22 | 36.7454
08.04. | 23 | 36.7454
08.04. | 24 | 36.7454
09.04. | 1 | 36.7454
09.04. | 2 | 36.7454
09.04. | 3 | 36.7454
09.04. | 4 | 36.7454
09.04. | 5 | 36.7454
09.04. | 6 | 36.7454
09.04. | 7 | 36.7454
09.04. | 8 | 36.7454
09.04. | 9 | 36.7454
09.04. | 10 | 36.7454
09.04. | 11 | 36.7454
09.04. | 12 | 36.7454
09.04. | 13 | 36.7454
09.04. | 14 | 36.7454
09.04. | 15 | 36.7454
09.04. | 16 | 36.7454
09.04. | 17 | 36.7454
09.04. | 18 | 36.7454
09.04. | 19 | 36.7454
09.04. | 20 | 36.7454
09.04. | 21 | 36.7454
09.04. | 22 | 36.7454
09.04. | 23 | 36.7454
09.04. | 24 | 36.7454
10.04. | 1 | 36.7454
10.04. | 2 | 36.7454
10.04. | 3 | 36.7454
10.04. | 4 | 36.7454
10.04. | 5 | 36.7454
10.04. | 6 | 36.7454
10.04. | 7 | 36.7454
10.04. | 8 | 36.7454
10.04. | 9 | 36.7454
10.04. | 10 | 36.7454
10.04. | 11 | 36.7454
10.04. | 12 | 36.7454
10.04. | 13 | 36.7454
10.04. | 14 | 36.7454
10.04. | 15 | 36.7454
10.04. | 16 | 36.7454
10.04. | 17 | 36.7454
10.04. | 18 | 36.7454
10.04. | 19 | 36.7454
10.04. | 20 | 36.7454
10.04. | 21 | 36.7454
10.04. | 22 | 36.7454
10.04. | 23 | 36.7454
10.04. | 24 | 36.7454
11.04. | 1 | 36.7454
11.04. | 2 | 36.7454
11.04. | 3 | 36.7454
11.04. | 4 | 36.7454
11.04. | 5 | 36.7454
11.04. | 6 | 36.7454
11.04. | 7 | 36.7454
11.04. | 8 | 36.7454
11.04. | 9 | 36.7454
11.04. | 10 | 36.7454
11.04. | 11 | 36.7454
11.04. | 12 | 36.7454
11.04. | 13 | 36.7454
11.04. | 14 | 36.7454
11.04. | 15 | 36.7454
11.04. | 16 | 36.7454
11.04. | 17 | 36.7454
11.04. | 18 | 36.7454
11.04. | 19 | 36.7454
11.04. | 20 | 36.7454
11.04. | 21 | 36.7454
11.04. | 22 | 36.7454
11.04. | 23 | 36.7454
11.04. | 24 | 36.7454
12.04. | 1 | 36.7454
12.04. | 2 | 36.7454
12.04. | 3 | 36.7454
12.04. | 4 | 36.7454
12.04. | 5 | 36.7454
12.04. | 6 | 36.7454
12.04. | 7 | 36.7454
12.04. | 8 | 36.7454
12.04. | 9 | 36.7454
12.04. | 10 | 36.7454
12.04. | 11 | 36.7454
12.04. | 12 | 36.7454
12.04. | 13 | 36.7454
12.04. | 14 | 36.7454
12.04. | 15 | 36.7454
12.04. | 16 | 36.7454
12.04. | 17 | 36.7454
12.04. | 18 | 36.7454
12.04. | 19 | 36.7454
12.04. | 20 | 36.7454
12.04. | 21 | 36.7454
12.04. | 22 | 36.7454
12.04. | 23 | 36.7454
12.04. | 24 | 36.7454
13.04. | 1 | 36.7454
13.04. | 2 | 36.7454
13.04. | 3 | 36.7454
13.04. | 4 | 36.7454
13.04. | 5 | 36.7454
13.04. | 6 | 36.7454
13.04. | 7 | 36.7454
13.04. | 8 | 36.7454
13.04. | 9 | 36.7454
13.04. | 10 | 36.7454
13.04. | 11 | 36.7454
13.04. | 12 | 36.7454
13.04. | 13 | 36.7454
13.04. | 14 | 36.7454
13.04. | 15 | 36.7454
13.04. | 16 | 36.7454
13.04. | 17 | 36.7454
13.04. | 18 | 36.7454
13.04. | 19 | 36.7454
13.04. | 20 | 36.7454
13.04. | 21 | 36.7454
13.04. | 22 | 36.7454
13.04. | 23 | 36.7454
13.04. | 24 | 36.7454
14.04. | 1 | 36.7454
14.04. | 2 | 36.7454
14.04. | 3 | 36.7454
14.04. | 4 | 36.7454
14.04. | 5 | 36.7454
14.04. | 6 | 36.7454
14.04. | 7 | 36.7454
14.04. | 8 | 36.7454
14.04. | 9 | 36.7454
14.04. | 10 | 36.7454
14.04. | 11 | 36.7454
14.04. | 12 | 36.7454
14.04. | 13 | 36.7454
14.04. | 14 | 36.7454
14.04. | 15 | 36.7454
14.04. | 16 | 36.7454
14.04. | 17 | 36.7454
14.04. | 18 | 36.7454
14.04. | 19 | 36.7454
14.04. | 20 | 36.7454
14.04. | 21 | 36.7454
14.04. | 22 | 36.7454
14.04. | 23 | 36.7454
14.04. | 24 | 36.7454
15.04. | 1 | 36.7454
15.04. | 2 | 36.7454
15.04. | 3 | 36.7454
15.04. | 4 | 36.7454
15.04. | 5 | 36.7454
15.04. | 6 | 36.7454
15.04. | 7 | 36.7454
15.04. | 8 | 36.7454
15.04. | 9 | 36.7454
15.04. | 10 | 36.7454
15.04. | 11 | 36.7454
15.04. | 12 | 36.7454
15.04. | 13 | 36.7454
15.04. | 14 | 36.7454
15.04. | 15 | 36.7454
15.04. | 16 | 36.7454
15.04. | 17 | 36.7454
15.04. | 18 | 36.7454
15.04. | 19 | 36.7454
15.04. | 20 | 36.7454
15.04. | 21 | 36.7454
15.04. | 22 | 36.7454
15.04. | 23 | 36.7454
15.04. | 24 | 36.7454
16.04. | 1 | 36.7454
16.04. | 2 | 36.7454
16.04. | 3 | 36.7454
16.04. | 4 | 36.7454
16.04. | 5 | 36.7454
16.04. | 6 | 36.7454
16.04. | 7 | 36.7454
16.04. | 8 | 36.7454
16.04. | 9 | 36.7454
16.04. | 10 | 36.7454
16.04. | 11 | 36.7454
16.04. | 12 | 36.7454
16.04. | 13 | 36.7454
16.04. | 14 | 36.7454
16.04. | 15 | 36.7454
16.04. | 16 | 36.7454
16.04. | 17 | 36.7454
16.04. | 18 | 36.7454
16.04. | 19 | 36.7454
16.04. | 20 | 36.7454
16.04. | 21 | 36.7454
16.04. | 22 | 36.7454
16.04. | 23 | 36.7454
16.04. | 24 | 36.7454
17.04. | 1 | 36.7454
17.04. | 2 | 36.7454
17.04. | 3 | 36.7454
17.04. | 4 | 36.7454
17.04. | 5 | 36.7454
17.04. | 6 | 36.7454
17.04. | 7 | 36.7454
17.04. | 8 | 36.7454
17.04. | 9 | 36.7454
17.04. | 10 | 36.7454
17.04. | 11 | 36.7454
17.04. | 12 | 36.7454
17.04. | 13 | 36.7454
17.04. | 14 | 36.7454
17.04. | 15 | 36.7454
17.04. | 16 | 36.7454
17.04. | 17 | 36.7454
17.04. | 18 | 36.7454
17.04. | 19 | 36.7454
17.04. | 20 | 36.7454
17.04. | 21 | 36.7454
17.04. | 22 | 36.7454
17.04. | 23 | 36.7454
17.04. | 24 | 36.7454
18.04. | 1 | 36.7454
18.04. | 2 | 36.7454
18.04. | 3 | 36.7454
18.04. | 4 | 36.7454
18.04. | 5 | 36.7454
18.04. | 6 | 36.7454
18.04. | 7 | 36.7454
18.04. | 8 | 36.7454
18.04. | 9 | 36.7454
18.04. | 10 | 36.7454
18.04. | 11 | 36.7454
18.04. | 12 | 36.7454
18.04. | 13 | 36.7454
18.04. | 14 | 36.7454
18.04. | 15 | 36.7454
18.04. | 16 | 36.7454
18.04. | 17 | 36.7454
18.04. | 18 | 36.7454
18.04. | 19 | 36.7454
18.04. | 20 | 36.7454
18.04. | 21 | 36.7454
18.04. | 22 | 36.7454
18.04. | 23 | 36.7454
18.04. | 24 | 36.7454
19.04. | 1 | 36.7454
19.04. | 2 | 36.7454
19.04. | 3 | 36.7454
19.04. | 4 | 36.7454
19.04. | 5 | 36.7454
19.04. | 6 | 36.7454
19.04. | 7 | 36.7454
19.04. | 8 | 36.7454
19.04. | 9 | 36.7454
19.04. | 10 | 36.7454
19.04. | 11 | 36.7454
19.04. | 12 | 36.7454
19.04. | 13 | 36.7454
19.04. | 14 | 36.7454
19.04. | 15 | 36.7454
19.04. | 16 | 36.7454
19.04. | 17 | 36.7454
19.04. | 18 | 36.7454
19.04. | 19 | 36.7454
19.04. | 20 | 36.7454
19.04. | 21 | 36.7454
19.04. | 22 | 36.7454
19.04. | 23 | 36.7454
19.04. | 24 | 36.7454
20.04. | 1 | 36.7454
20.04. | 2 | 36.7454
20.04. | 3 | 36.7454
20.04. | 4 | 36.7454
20.04. | 5 | 36.7454
20.04. | 6 | 36.7454
20.04. | 7 | 36.7454
20.04. | 8 | 36.7454
20.04. | 9 | 36.7454
20.04. | 10 | 36.7454
20.04. | 11 | 36.7454
20.04. | 12 | 36.7454
20.04. | 13 | 36.7454
20.04. | 14 | 36.7454
20.04. | 15 | 36.7454
20.04. | 16 | 36.7454
20.04. | 17 | 36.7454
20.04. | 18 | 36.7454
20.04. | 19 | 36.7454
20.04. | 20 | 36.7454
20.04. | 21 | 36.7454
20.04. | 22 | 36.7454
20.04. | 23 | 36.7454
20.04. | 24 | 36.7454
21.04. | 1 | 36.7454
21.04. | 2 | 36.7454
21.04. | 3 | 36.7454
21.04. | 4 | 36.7454
21.04. | 5 | 36.7454
21.04. | 6 | 36.7454
21.04. | 7 | 36.7454
21.04. | 8 | 36.7454
21.04. | 9 | 36.7454
21.04. | 10 | 36.7454
21.04. | 11 | 36.7454
21.04. | 12 | 36.7454
21.04. | 13 | 36.7454
21.04. | 14 | 36.7454
21.04. | 15 | 36.7454
21.04. | 16 | 36.7454
21.04. | 17 | 36.7454
21.04. | 18 | 36.7454
21.04. | 19 | 36.7454
21.04. | 20 | 36.7454
21.04. | 21 | 36.7454
21.04. | 22 | 36.7454
21.04. | 23 | 36.7454
21.04. | 24 | 36.7454
22.04. | 1 | 36.7454
22.04. | 2 | 36.7454
22.04. | 3 | 36.7454
22.04. | 4 | 36.7454
22.04. | 5 | 36.7454
22.04. | 6 | 36.7454
22.04. | 7 | 36.7454
22.04. | 8 | 36.7454
22.04. | 9 | 36.7454
22.04. | 10 | 36.7454
22.04. | 11 | 36.7454
22.04. | 12 | 36.7454
22.04. | 13 | 36.7454
22.04. | 14 | 36.7454
22.04. | 15 | 36.7454
22.04. | 16 | 36.7454
22.04. | 17 | 36.7454
22.04. | 18 | 36.7454
22.04. | 19 | 36.7454
22.04. | 20 | 36.7454
22.04. | 21 | 36.7454
22.04. | 22 | 36.7454
22.04. | 23 | 36.7454
22.04. | 24 | 36.7454
23.04. | 1 | 36.7454
23.04. | 2 | 36.7454
23.04. | 3 | 36.7454
23.04. | 4 | 36.7454
23.04. | 5 | 36.7454
23.04. | 6 | 36.7454
23.04. | 7 | 36.7454
23.04. | 8 | 36.7454
23.04. | 9 | 36.7454
23.04. | 10 | 36.7454
23.04. | 11 | 36.7454
23.04. | 12 | 36.7454
23.04. | 13 | 36.7454
23.04. | 14 | 36.7454
23.04. | 15 | 36.7454
23.04. | 16 | 36.7454
23.04. | 17 | 36.7454
23.04. | 18 | 36.7454
23.04. | 19 | 36.7454
23.04. | 20 | 36.7454
23.04. | 21 | 36.7454
23.04. | 22 | 36.7454
23.04. | 23 | 36.7454
23.04. | 24 | 36.7454
24.04. | 1 | 36.7454
24.04. | 2 | 36.7454
24.04. | 3 | 36.7454
24.04. | 4 | 36.7454
24.04. | 5 | 36.7454
24.04. | 6 | 36.7454
24.04. | 7 | 36.7454
24.04. | 8 | 36.7454
24.04. | 9 | 36.7454
24.04. | 10 | 36.7454
24.04. | 11 | 36.7454
24.04. | 12 | 36.7454
24.04. | 13 | 36.7454
24.04. | 14 | 36.7454
24.04. | 15 | 36.7454
24.04. | 16 | 36.7454
24.04. | 17 | 36.7454
24.04. | 18 | 36.7454
24.04. | 19 | 36.7454
24.04. | 20 | 36.7454
24.04. | 21 | 36.7454
24.04. | 22 | 36.7454
24.04. | 23 | 36.7454
24.04. | 24 | 36.7454
25.04. | 1 | 36.7454
25.04. | 2 | 36.7454
25.04. | 3 | 36.7454
25.04. | 4 | 36.7454
25.04. | 5 | 36.7454
25.04. | 6 | 36.7454
25.04. | 7 | 36.7454
25.04. | 8 | 36.7454
25.04. | 9 | 36.7454
25.04. | 10 | 36.7454
25.04. | 11 | 36.7454
25.04. | 12 | 36.7454
25.04. | 13 | 36.7454
25.04. | 14 | 36.7454
25.04. | 15 | 36.7454
25.04. | 16 | 36.7454
25.04. | 17 | 36.7454
25.04. | 18 | 36.7454
25.04. | 19 | 36.7454
25.04. | 20 | 36.7454
25.04. | 21 | 36.7454
25.04. | 22 | 36.7454
25.04. | 23 | 36.7454
25.04. | 24 | 36.7454
26.04. | 1 | 36.7454
26.04. | 2 | 36.7454
26.04. | 3 | 36.7454
26.04. | 4 | 36.7454
26.04. | 5 | 36.7454
26.04. | 6 | 36.7454
26.04. | 7 | 36.7454
26.04. | 8 | 36.7454
26.04. | 9 | 36.7454
26.04. | 10 | 36.7454
26.04. | 11 | 36.7454
26.04. | 12 | 36.7454
26.04. | 13 | 36.7454
26.04. | 14 | 36.7454
26.04. | 15 | 36.7454
26.04. | 16 | 36.7454
26.04. | 17 | 36.7454
26.04. | 18 | 36.7454
26.04. | 19 | 36.7454
26.04. | 20 | 36.7454
26.04. | 21 | 36.7454
26.04. | 22 | 36.7454
26.04. | 23 | 36.7454
26.04. | 24 | 36.7454
27.04. | 1 | 36.7454
27.04. | 2 | 36.7454
27.04. | 3 | 36.7454
27.04. | 4 | 36.7454
27.04. | 5 | 36.7454
27.04. | 6 | 36.7454
27.04. | 7 | 36.7454
27.04. | 8 | 36.7454
27.04. | 9 | 36.7454
27.04. | 10 | 36.7454
27.04. | 11 | 36.7454
27.04. | 12 | 36.7454
27.04. | 13 | 36.7454
27.04. | 14 | 36.7454
27.04. | 15 | 36.7454
27.04. | 16 | 36.7454
27.04. | 17 | 36.7454
27.04. | 18 | 36.7454
27.04. | 19 | 36.7454
27.04. | 20 | 36.7454
27.04. | 21 | 36.7454
27.04. | 22 | 36.7454
27.04. | 23 | 36.7454
27.04. | 24 | 36.7454
28.04. | 1 | 36.7454
28.04. | 2 | 36.7454
28.04. | 3 | 36.7454
28.04. | 4 | 36.7454
28.04. | 5 | 36.7454
28.04. | 6 | 36.7454
28.04. | 7 | 36.7454
28.04. | 8 | 36.7454
28.04. | 9 | 36.7454
28.04. | 10 | 36.7454
28.04. | 11 | 36.7454
28.04. | 12 | 36.7454
28.04. | 13 | 36.7454
28.04. | 14 | 36.7454
28.04. | 15 | 36.7454
28.04. | 16 | 36.7454
28.04. | 17 | 36.7454
28.04. | 18 | 36.7454
28.04. | 19 | 36.7454
28.04. | 20 | 36.7454
28.04. | 21 | 36.7454
28.04. | 22 | 36.7454
28.04. | 23 | 36.7454
28.04. | 24 | 36.7454
29.04. | 1 | 36.7454
29.04. | 2 | 36.7454
29.04. | 3 | 36.7454
29.04. | 4 | 36.7454
29.04. | 5 | 36.7454
29.04. | 6 | 36.7454
29.04. | 7 | 36.7454
29.04. | 8 | 36.7454
29.04. | 9 | 36.7454
29.04. | 10 | 36.7454
29.04. | 11 | 36.7454
29.04. | 12 | 36.7454
29.04. | 13 | 36.7454
29.04. | 14 | 36.7454
29.04. | 15 | 36.7454
29.04. | 16 | 36.7454
29.04. | 17 | 36.7454
29.04. | 18 | 36.7454
29.04. | 19 | 36.7454
29.04. | 20 | 36.7454
29.04. | 21 | 36.7454
29.04. | 22 | 36.7454
29.04. | 23 | 36.7454
29.04. | 24 | 36.7454
30.04. | 1 | 36.7454
30.04. | 2 | 36.7454
30.04. | 3 | 36.7454
30.04. | 4 | 36.7454
30.04. | 5 | 36.7454
30.04. | 6 | 36.7454
30.04. | 7 | 36.7454
30.04. | 8 | 36.7454
30.04. | 9 | 36.7454
30.04. | 10 | 36.7454
30.04. | 11 | 36.7454
30.04. | 12 | 36.7454
30.04. | 13 | 36.7454
30.04. | 14 | 36.7454
30.04. | 15 | 36.7454
30.04. | 16 | 36.7454
30.04. | 17 | 36.7454
30.04. | 18 | 36.7454
30.04. | 19 | 36.7454
30.04. | 20 | 36.7454
30.04. | 21 | 36.7454
30.04. | 22 | 36.7454
30.04. | 23 | 36.7454
30.04. | 24 | 36.7454
01.05. | 1 | 36.7454
01.05. | 2 | 36.7454
01.05. | 3 | 36.7454
01.05. | 4 | 36.7454
01.05. | 5 | 36.7454
01.05. | 6 | 36.7454
01.05. | 7 | 36.7454
01.05. | 8 | 36.7454
01.05. | 9 | 36.7454
01.05. | 10 | 36.7454
01.05. | 11 | 36.7454
01.05. | 12 | 36.7454
01.05. | 13 | 36.7454
01.05. | 14 | 36.7454
01.05. | 15 | 36.7454
01.05. | 16 | 36.7454
01.05. | 17 | 36.7454
01.05. | 18 | 36.7454
01.05. | 19 | 36.7454
01.05. | 20 | 36.7454
01.05. | 21 | 36.7454
01.05. | 22 | 36.7454
01.05. | 23 | 36.7454
01.05. | 24 | 36.7454
02.05. | 1 | 36.7454
02.05. | 2 | 36.7454
02.05. | 3 | 36.7454
02.05. | 4 | 36.7454
02.05. | 5 | 36.7454
02.05. | 6 | 36.7454
02.05. | 7 | 36.7454
02.05. | 8 | 36.7454
02.05. | 9 | 36.7454
02.05. | 10 | 36.7454
02.05. | 11 | 36.7454
02.05. | 12 | 36.7454
02.05. | 13 | 36.7454
02.05. | 14 | 36.7454
02.05. | 15 | 36.7454
02.05. | 16 | 36.7454
02.05. | 17 | 36.7454
02.05. | 18 | 36.7454
02.05. | 19 | 36.7454
02.05. | 20 | 36.7454
02.05. | 21 | 36.7454
02.05. | 22 | 36.7454
02.05. | 23 | 36.7454
02.05. | 24 | 36.7454
03.05. | 1 | 36.7454
03.05. | 2 | 36.7454
03.05. | 3 | 36.7454
03.05. | 4 | 36.7454
03.05. | 5 | 36.7454
03.05. | 6 | 36.7454
03.05. | 7 | 36.7454
03.05. | 8 | 36.7454
03.05. | 9 | 36.7454
03.05. | 10 | 36.7454
03.05. | 11 | 36.7454
03.05. | 12 | 36.7454
03.05. | 13 | 36.7454
03.05. | 14 | 36.7454
03.05. | 15 | 36.7454
03.05. | 16 | 36.7454
03.05. | 17 | 36.7454
03.05. | 18 | 36.7454
03.05. | 19 | 36.7454
03.05. | 20 | 36.7454
03.05. | 21 | 36.7454
03.05. | 22 | 36.7454
03.05. | 23 | 36.7454
03.05. | 24 | 36.7454
04.05. | 1 | 36.7454
04.05. | 2 | 36.7454
04.05. | 3 | 36.7454
04.05. | 4 | 36.7454
04.05. | 5 | 36.7454
04.05. | 6 | 36.7454
04.05. | 7 | 36.7454
04.05. | 8 | 36.7454
04.05. | 9 | 36.7454
04.05. | 10 | 36.7454
04.05. | 11 | 36.7454
04.05. | 12 | 36.7454
04.05. | 13 | 36.7454
04.05. | 14 | 36.7454
04.05. | 15 | 36.7454
04.05. | 16 | 36.7454
04.05. | 17 | 36.7454
04.05. | 18 | 36.7454
04.05. | 19 | 36.7454
04.05. | 20 | 36.7454
04.05. | 21 | 36.7454
04.05. | 22 | 36.7454
04.05. | 23 | 36.7454
04.05. | 24 | 36.7454
05.05. | 1 | 36.7454
05.05. | 2 | 36.7454
05.05. | 3 | 36.7454
05.05. | 4 | 36.7454
05.05. | 5 | 36.7454
05.05. | 6 | 36.7454
05.05. | 7 | 36.7454
05.05. | 8 | 36.7454
05.05. | 9 | 36.7454
05.05. | 10 | 36.7454
05.05. | 11 | 36.7454
05.05. | 12 | 36.7454
05.05. | 13 | 36.7454
05.05. | 14 | 36.7454
05.05. | 15 | 36.7454
05.05. | 16 | 36.7454
05.05. | 17 | 36.7454
05.05. | 18 | 36.7454
05.05. | 19 | 36.7454
05.05. | 20 | 36.7454
05.05. | 21 | 36.7454
05.05. | 22 | 36.7454
05.05. | 23 | 36.7454
05.05. | 24 | 36.7454
06.05. | 1 | 36.7454
06.05. | 2 | 36.7454
06.05. | 3 | 36.7454
06.05. | 4 | 36.7454
06.05. | 5 | 36.7454
06.05. | 6 | 36.7454
06.05. | 7 | 36.7454
06.05. | 8 | 36.7454
06.05. | 9 | 36.7454
06.05. | 10 | 36.7454
06.05. | 11 | 36.7454
06.05. | 12 | 36.7454
06.05. | 13 | 36.7454
06.05. | 14 | 36.7454
06.05. | 15 | 36.7454
06.05. | 16 | 36.7454
06.05. | 17 | 36.7454
06.05. | 18 | 36.7454
06.05. | 19 | 36.7454
06.05. | 20 | 36.7454
06.05. | 21 | 36.7454
06.05. | 22 | 36.7454
06.05. | 23 | 36.7454
06.05. | 24 | 36.7454
07.05. | 1 | 36.7454
07.05. | 2 | 36.7454
07.05. | 3 | 36.7454
07.05. | 4 | 36.7454
07.05. | 5 | 36.7454
07.05. | 6 | 36.7454
07.05. | 7 | 36.7454
07.05. | 8 | 36.7454
07.05. | 9 | 36.7454
07.05. | 10 | 36.7454
07.05. | 11 | 36.7454
07.05. | 12 | 36.7454
07.05. | 13 | 36.7454
07.05. | 14 | 36.7454
07.05. | 15 | 36.7454
07.05. | 16 | 36.7454
07.05. | 17 | 36.7454
07.05. | 18 | 36.7454
07.05. | 19 | 36.7454
07.05. | 20 | 36.7454
07.05. | 21 | 36.7454
07.05. | 22 | 36.7454
07.05. | 23 | 36.7454
07.05. | 24 | 36.7454
08.05. | 1 | 36.7454
08.05. | 2 | 36.7454
08.05. | 3 | 36.7454
08.05. | 4 | 36.7454
08.05. | 5 | 36.7454
08.05. | 6 | 36.7454
08.05. | 7 | 36.7454
08.05. | 8 | 36.7454
08.05. | 9 | 36.7454
08.05. | 10 | 36.7454
08.05. | 11 | 36.7454
08.05. | 12 | 36.7454
08.05. | 13 | 36.7454
08.05. | 14 | 36.7454
08.05. | 15 | 36.7454
08.05. | 16 | 36.7454
08.05. | 17 | 36.7454
08.05. | 18 | 36.7454
08.05. | 19 | 36.7454
08.05. | 20 | 36.7454
08.05. | 21 | 36.7454
08.05. | 22 | 36.7454
08.05. | 23 | 36.7454
08.05. | 24 | 36.7454
09.05. | 1 | 36.7454
09.05. | 2 | 36.7454
09.05. | 3 | 36.7454
09.05. | 4 | 36.7454
09.05. | 5 | 36.7454
09.05. | 6 | 36.7454
09.05. | 7 | 36.7454
09.05. | 8 | 36.7454
09.05. | 9 | 36.7454
09.05. | 10 | 36.7454
09.05. | 11 | 36.7454
09.05. | 12 | 36.7454
09.05. | 13 | 36.7454
09.05. | 14 | 36.7454
09.05. | 15 | 36.7454
09.05. | 16 | 36.7454
09.05. | 17 | 36.7454
09.05. | 18 | 36.7454
09.05. | 19 | 36.7454
09.05. | 20 | 36.7454
09.05. | 21 | 36.7454
09.05. | 22 | 36.7454
09.05. | 23 | 36.7454
09.05. | 24 | 36.7454
10.05. | 1 | 36.7454
10.05. | 2 | 36.7454
10.05. | 3 | 36.7454
10.05. | 4 | 36.7454
10.05. | 5 | 36.7454
10.05. | 6 | 36.7454
10.05. | 7 | 36.7454
10.05. | 8 | 36.7454
10.05. | 9 | 36.7454
10.05. | 10 | 36.7454
10.05. | 11 | 36.7454
10.05. | 12 | 36.7454
10.05. | 13 | 36.7454
10.05. | 14 | 36.7454
10.05. | 15 | 36.7454
10.05. | 16 | 36.7454
10.05. | 17 | 36.7454
10.05. | 18 | 36.7454
10.05. | 19 | 36.7454
10.05. | 20 | 36.7454
10.05. | 21 | 36.7454
10.05. | 22 | 36.7454
10.05. | 23 | 36.7454
10.05. | 24 | 36.7454
11.05. | 1 | 36.7454
11.05. | 2 | 36.7454
11.05. | 3 | 36.7454
11.05. | 4 | 36.7454
11.05. | 5 | 36.7454
11.05. | 6 | 36.7454
11.05. | 7 | 36.7454
11.05. | 8 | 36.7454
11.05. | 9 | 36.7454
11.05. | 10 | 36.7454
11.05. | 11 | 36.7454
11.05. | 12 | 36.7454
11.05. | 13 | 36.7454
11.05. | 14 | 36.7454
11.05. | 15 | 36.7454
11.05. | 16 | 36.7454
11.05. | 17 | 36.7454
11.05. | 18 | 36.7454
11.05. | 19 | 36.7454
11.05. | 20 | 36.7454
11.05. | 21 | 36.7454
11.05. | 22 | 36.7454
11.05. | 23 | 36.7454
11.05. | 24 | 36.7454
12.05. | 1 | 36.7454
12.05. | 2 | 36.7454
12.05. | 3 | 36.7454
12.05. | 4 | 36.7454
12.05. | 5 | 36.7454
12.05. | 6 | 36.7454
12.05. | 7 | 36.7454
12.05. | 8 | 36.7454
12.05. | 9 | 36.7454
12.05. | 10 | 36.7454
12.05. | 11 | 36.7454
12.05. | 12 | 36.7454
12.05. | 13 | 36.7454
12.05. | 14 | 36.7454
12.05. | 15 | 36.7454
12.05. | 16 | 36.7454
12.05. | 17 | 36.7454
12.05. | 18 | 36.7454
12.05. | 19 | 36.7454
12.05. | 20 | 36.7454
12.05. | 21 | 36.7454
12.05. | 22 | 36.7454
12.05. | 23 | 36.7454
12.05. | 24 | 36.7454
13.05. | 1 | 36.7454
13.05. | 2 | 36.7454
13.05. | 3 | 36.7454
13.05. | 4 | 36.7454
13.05. | 5 | 36.7454
13.05. | 6 | 36.7454
13.05. | 7 | 36.7454
13.05. | 8 | 36.7454
13.05. | 9 | 36.7454
13.05. | 10 | 36.7454
13.05. | 11 | 36.7454
13.05. | 12 | 36.7454
13.05. | 13 | 36.7454
13.05. | 14 | 36.7454
13.05. | 15 | 36.7454
13.05. | 16 | 36.7454
13.05. | 17 | 36.7454
13.05. | 18 | 36.7454
13.05. | 19 | 36.7454
13.05. | 20 | 36.7454
13.05. | 21 | 36.7454
13.05. | 22 | 36.7454
13.05. | 23 | 36.7454
13.05. | 24 | 36.7454
14.05. | 1 | 36.7454
14.05. | 2 | 36.7454
14.05. | 3 | 36.7454
14.05. | 4 | 36.7454
14.05. | 5 | 36.7454
14.05. | 6 | 36.7454
14.05. | 7 | 36.7454
14.05. | 8 | 36.7454
14.05. | 9 | 36.7454
14.05. | 10 | 36.7454
14.05. | 11 | 36.7454
14.05. | 12 | 36.7454
14.05. | 13 | 36.7454
14.05. | 14 | 36.7454
14.05. | 15 | 36.7454
14.05. | 16 | 36.7454
14.05. | 17 | 36.7454
14.05. | 18 | 36.7454
14.05. | 19 | 36.7454
14.05. | 20 | 36.7454
14.05. | 21 | 36.7454
14.05. | 22 | 36.7454
14.05. | 23 | 36.7454
14.05. | 24 | 36.7454
15.05. | 1 | 36.7454
15.05. | 2 | 36.7454
15.05. | 3 | 36.7454
15.05. | 4 | 36.7454
15.05. | 5 | 36.7454
15.05. | 6 | 36.7454
15.05. | 7 | 36.7454
15.05. | 8 | 36.7454
15.05. | 9 | 36.7454
15.05. | 10 | 36.7454
15.05. | 11 | 36.7454
15.05. | 12 | 36.7454
15.05. | 13 | 36.7454
15.05. | 14 | 36.7454
15.05. | 15 | 36.7454
15.05. | 16 | 36.7454
15.05. | 17 | 36.7454
15.05. | 18 | 36.7454
15.05. | 19 | 36.7454
15.05. | 20 | 36.7454
15.05. | 21 | 36.7454
15.05. | 22 | 36.7454
15.05. | 23 | 36.7454
15.05. | 24 | 36.7454
16.05. | 1 | 36.7454
16.05. | 2 | 36.7454
16.05. | 3 | 36.7454
16.05. | 4 | 36.7454
16.05. | 5 | 36.7454
16.05. | 6 | 36.7454
16.05. | 7 | 36.7454
16.05. | 8 | 36.7454
16.05. | 9 | 36.7454
16.05. | 10 | 36.7454
16.05. | 11 | 36.7454
16.05. | 12 | 36.7454
16.05. | 13 | 36.7454
16.05. | 14 | 36.7454
16.05. | 15 | 36.7454
16.05. | 16 | 36.7454
16.05. | 17 | 36.7454
16.05. | 18 | 36.7454
16.05. | 19 | 36.7454
16.05. | 20 | 36.7454
16.05. | 21 | 36.7454
16.05. | 22 | 36.7454
16.05. | 23 | 36.7454
16.05. | 24 | 36.7454
17.05. | 1 | 36.7454
17.05. | 2 | 36.7454
17.05. | 3 | 36.7454
17.05. | 4 | 36.7454
17.05. | 5 | 36.7454
17.05. | 6 | 36.7454
17.05. | 7 | 36.7454
17.05. | 8 | 36.7454
17.05. | 9 | 36.7454
17.05. | 10 | 36.7454
17.05. | 11 | 36.7454
17.05. | 12 | 36.7454
17.05. | 13 | 36.7454
17.05. | 14 | 36.7454
17.05. | 15 | 36.7454
17.05. | 16 | 36.7454
17.05. | 17 | 36.7454
17.05. | 18 | 36.7454
17.05. | 19 | 36.7454
17.05. | 20 | 36.7454
17.05. | 21 | 36.7454
17.05. | 22 | 36.7454
17.05. | 23 | 36.7454
17.05. | 24 | 36.7454
18.05. | 1 | 36.7454
18.05. | 2 | 36.7454
18.05. | 3 | 36.7454
18.05. | 4 | 36.7454
18.05. | 5 | 36.7454
18.05. | 6 | 36.7454
18.05. | 7 | 36.7454
18.05. | 8 | 36.7454
18.05. | 9 | 36.7454
18.05. | 10 | 36.7454
18.05. | 11 | 36.7454
18.05. | 12 | 36.7454
18.05. | 13 | 36.7454
18.05. | 14 | 36.7454
18.05. | 15 | 36.7454
18.05. | 16 | 36.7454
18.05. | 17 | 36.7454
18.05. | 18 | 36.7454
18.05. | 19 | 36.7454
18.05. | 20 | 36.7454
18.05. | 21 | 36.7454
18.05. | 22 | 36.7454
18.05. | 23 | 36.7454
18.05. | 24 | 36.7454
19.05. | 1 | 36.7454
19.05. | 2 | 36.7454
19.05. | 3 | 36.7454
19.05. | 4 | 36.7454
19.05. | 5 | 36.7454
19.05. | 6 | 36.7454
19.05. | 7 | 36.7454
19.05. | 8 | 36.7454
19.05. | 9 | 36.7454
19.05. | 10 | 36.7454
19.05. | 11 | 36.7454
19.05. | 12 | 36.7454
19.05. | 13 | 36.7454
19.05. | 14 | 36.7454
19.05. | 15 | 36.7454
19.05. | 16 | 36.7454
19.05. | 17 | 36.7454
19.05. | 18 | 36.7454
19.05. | 19 | 36.7454
19.05. | 20 | 36.7454
19.05. | 21 | 36.7454
19.05. | 22 | 36.7454
19.05. | 23 | 36.7454
19.05. | 24 | 36.7454
20.05. | 1 | 36.7454
20.05. | 2 | 36.7454
20.05. | 3 | 36.7454
20.05. | 4 | 36.7454
20.05. | 5 | 36.7454
20.05. | 6 | 36.7454
20.05. | 7 | 36.7454
20.05. | 8 | 36.7454
20.05. | 9 | 36.7454
20.05. | 10 | 36.7454
20.05. | 11 | 36.7454
20.05. | 12 | 36.7454
20.05. | 13 | 36.7454
20.05. | 14 | 36.7454
20.05. | 15 | 36.7454
20.05. | 16 | 36.7454
20.05. | 17 | 36.7454
20.05. | 18 | 36.7454
20.05. | 19 | 36.7454
20.05. | 20 | 36.7454
20.05. | 21 | 36.7454
20.05. | 22 | 36.7454
20.05. | 23 | 36.7454
20.05. | 24 | 36.7454
21.05. | 1 | 36.7454
21.05. | 2 | 36.7454
21.05. | 3 | 36.7454
21.05. | 4 | 36.7454
21.05. | 5 | 36.7454
21.05. | 6 | 36.7454
21.05. | 7 | 36.7454
21.05. | 8 | 36.7454
21.05. | 9 | 36.7454
21.05. | 10 | 36.7454
21.05. | 11 | 36.7454
21.05. | 12 | 36.7454
21.05. | 13 | 36.7454
21.05. | 14 | 36.7454
21.05. | 15 | 36.7454
21.05. | 16 | 36.7454
21.05. | 17 | 36.7454
21.05. | 18 | 36.7454
21.05. | 19 | 36.7454
21.05. | 20 | 36.7454
21.05. | 21 | 36.7454
21.05. | 22 | 36.7454
21.05. | 23 | 36.7454
21.05. | 24 | 36.7454
22.05. | 1 | 36.7454
22.05. | 2 | 36.7454
22.05. | 3 | 36.7454
22.05. | 4 | 36.7454
22.05. | 5 | 36.7454
22.05. | 6 | 36.7454
22.05. | 7 | 36.7454
22.05. | 8 | 36.7454
22.05. | 9 | 36.7454
22.05. | 10 | 36.7454
22.05. | 11 | 36.7454
22.05. | 12 | 36.7454
22.05. | 13 | 36.7454
22.05. | 14 | 36.7454
22.05. | 15 | 36.7454
22.05. | 16 | 36.7454
22.05. | 17 | 36.7454
22.05. | 18 | 36.7454
22.05. | 19 | 36.7454
22.05. | 20 | 36.7454
22.05. | 21 | 36.7454
22.05. | 22 | 36.7454
22.05. | 23 | 36.7454
22.05. | 24 | 36.7454
23.05. | 1 | 36.7454
23.05. | 2 | 36.7454
23.05. | 3 | 36.7454
23.05. | 4 | 36.7454
23.05. | 5 | 36.7454
23.05. | 6 | 36.7454
23.05. | 7 | 36.7454
23.05. | 8 | 36.7454
23.05. | 9 | 36.7454
23.05. | 10 | 36.7454
23.05. | 11 | 36.7454
23.05. | 12 | 36.7454
23.05. | 13 | 36.7454
23.05. | 14 | 36.7454
23.05. | 15 | 36.7454
23.05. | 16 | 36.7454
23.05. | 17 | 36.7454
23.05. | 18 | 36.7454
23.05. | 19 | 36.7454
23.05. | 20 | 36.7454
23.05. | 21 | 36.7454
23.05. | 22 | 36.7454
23.05. | 23 | 36.7454
23.05. | 24 | 36.7454
24.05. | 1 | 36.7454
24.05. | 2 | 36.7454
24.05. | 3 | 36.7454
24.05. | 4 | 36.7454
24.05. | 5 | 36.7454
24.05. | 6 | 36.7454
24.05. | 7 | 36.7454
24.05. | 8 | 36.7454
24.05. | 9 | 36.7454
24.05. | 10 | 36.7454
24.05. | 11 | 36.7454
24.05. | 12 | 36.7454
24.05. | 13 | 36.7454
24.05. | 14 | 36.7454
24.05. | 15 | 36.7454
24.05. | 16 | 36.7454
24.05. | 17 | 36.7454
24.05. | 18 | 36.7454
24.05. | 19 | 36.7454
24.05. | 20 | 36.7454
24.05. | 21 | 36.7454
24.05. | 22 | 36.7454
24.05. | 23 | 36.7454
24.05. | 24 | 36.7454
25.05. | 1 | 36.7454
25.05. | 2 | 36.7454
25.05. | 3 | 36.7454
25.05. | 4 | 36.7454
25.05. | 5 | 36.7454
25.05. | 6 | 36.7454
25.05. | 7 | 36.7454
25.05. | 8 | 36.7454
25.05. | 9 | 36.7454
25.05. | 10 | 36.7454
25.05. | 11 | 36.7454
25.05. | 12 | 36.7454
25.05. | 13 | 36.7454
25.05. | 14 | 36.7454
25.05. | 15 | 36.7454
25.05. | 16 | 36.7454
25.05. | 17 | 36.7454
25.05. | 18 | 36.7454
25.05. | 19 | 36.7454
25.05. | 20 | 36.7454
25.05. | 21 | 36.7454
25.05. | 22 | 36.7454
25.05. | 23 | 36.7454
25.05. | 24 | 36.7454
26.05. | 1 | 36.7454
26.05. | 2 | 36.7454
26.05. | 3 | 36.7454
26.05. | 4 | 36.7454
26.05. | 5 | 36.7454
26.05. | 6 | 36.7454
26.05. | 7 | 36.7454
26.05. | 8 | 36.7454
26.05. | 9 | 36.7454
26.05. | 10 | 36.7454
26.05. | 11 | 36.7454
26.05. | 12 | 36.7454
26.05. | 13 | 36.7454
26.05. | 14 | 36.7454
26.05. | 15 | 36.7454
26.05. | 16 | 36.7454
26.05. | 17 | 36.7454
26.05. | 18 | 36.7454
26.05. | 19 | 36.7454
26.05. | 20 | 36.7454
26.05. | 21 | 36.7454
26.05. | 22 | 36.7454
26.05. | 23 | 36.7454
26.05. | 24 | 36.7454
27.05. | 1 | 36.7454
27.05. | 2 | 36.7454
27.05. | 3 | 36.7454
27.05. | 4 | 36.7454
27.05. | 5 | 36.7454
27.05. | 6 | 36.7454
27.05. | 7 | 36.7454
27.05. | 8 | 36.7454
27.05. | 9 | 36.7454
27.05. | 10 | 36.7454
27.05. | 11 | 36.7454
27.05. | 12 | 36.7454
27.05. | 13 | 36.7454
27.05. | 14 | 36.7454
27.05. | 15 | 36.7454
27.05. | 16 | 36.7454
27.05. | 17 | 36.7454
27.05. | 18 | 36.7454
27.05. | 19 | 36.7454
27.05. | 20 | 36.7454
27.05. | 21 | 36.7454
27.05. | 22 | 36.7454
27.05. | 23 | 36.7454
27.05. | 24 | 36.7454
28.05. | 1 | 36.7454
28.05. | 2 | 36.7454
28.05. | 3 | 36.7454
28.05. | 4 | 36.7454
28.05. | 5 | 36.7454
28.05. | 6 | 36.7454
28.05. | 7 | 36.7454
28.05. | 8 | 36.7454
28.05. | 9 | 36.7454
28.05. | 10 | 36.7454
28.05. | 11 | 36.7454
28.05. | 12 | 36.7454
28.05. | 13 | 36.7454
28.05. | 14 | 36.7454
28.05. | 15 | 36.7454
28.05. | 16 | 36.7454
28.05. | 17 | 36.7454
28.05. | 18 | 36.7454
28.05. | 19 | 36.7454
28.05. | 20 | 36.7454
28.05. | 21 | 36.7454
28.05. | 22 | 36.7454
28.05. | 23 | 36.7454
28.05. | 24 | 36.7454
29.05. | 1 | 36.7454
29.05. | 2 | 36.7454
29.05. | 3 | 36.7454
29.05. | 4 | 36.7454
29.05. | 5 | 36.7454
29.05. | 6 | 36.7454
29.05. | 7 | 36.7454
29.05. | 8 | 36.7454
29.05. | 9 | 36.7454
29.05. | 10 | 36.7454
29.05. | 11 | 36.7454
29.05. | 12 | 36.7454
29.05. | 13 | 36.7454
29.05. | 14 | 36.7454
29.05. | 15 | 36.7454
29.05. | 16 | 36.7454
29.05. | 17 | 36.7454
29.05. | 18 | 36.7454
29.05. | 19 | 36.7454
29.05. | 20 | 36.7454
29.05. | 21 | 36.7454
29.05. | 22 | 36.7454
29.05. | 23 | 36.7454
29.05. | 24 | 36.7454
30.05. | 1 | 36.7454
30.05. | 2 | 36.7454
30.05. | 3 | 36.7454
30.05. | 4 | 36.7454
30.05. | 5 | 36.7454
30.05. | 6 | 36.7454
30.05. | 7 | 36.7454
30.05. | 8 | 36.7454
30.05. | 9 | 36.7454
30.05. | 10 | 36.7454
30.05. | 11 | 36.7454
30.05. | 12 | 36.7454
30.05. | 13 | 36.7454
30.05. | 14 | 36.7454
30.05. | 15 | 36.7454
30.05. | 16 | 36.7454
30.05. | 17 | 36.7454
30.05. | 18 | 36.7454
30.05. | 19 | 36.7454
30.05. | 20 | 36.7454
30.05. | 21 | 36.7454
30.05. | 22 | 36.7454
30.05. | 23 | 36.7454
30.05. | 24 | 36.7454
31.05. | 1 | 36.7454
31.05. | 2 | 36.7454
31.05. | 3 | 36.7454
31.05. | 4 | 36.7454
31.05. | 5 | 36.7454
31.05. | 6 | 36.7454
31.05. | 7 | 36.7454
31.05. | 8 | 36.7454
31.05. | 9 | 36.7454
31.05. | 10 | 36.7454
31.05. | 11 | 36.7454
31.05. | 12 | 36.7454
31.05. | 13 | 36.7454
31.05. | 14 | 36.7454
31.05. | 15 | 36.7454
31.05. | 16 | 36.7454
31.05. | 17 | 36.7454
31.05. | 18 | 36.7454
31.05. | 19 | 36.7454
31.05. | 20 | 36.7454
31.05. | 21 | 36.7454
31.05. | 22 | 36.7454
31.05. | 23 | 36.7454
31.05. | 24 | 36.7454
01.06. | 1 | 36.7454
01.06. | 2 | 36.7454
01.06. | 3 | 36.7454
01.06. | 4 | 36.7454
01.06. | 5 | 36.7454
01.06. | 6 | 36.7454
01.06. | 7 | 36.7454
01.06. | 8 | 36.7454
01.06. | 9 | 36.7454
01.06. | 10 | 36.7454
01.06. | 11 | 36.7454
01.06. | 12 | 36.7454
01.06. | 13 | 36.7454
01.06. | 14 | 36.7454
01.06. | 15 | 36.7454
01.06. | 16 | 36.7454
01.06. | 17 | 36.7454
01.06. | 18 | 36.7454
01.06. | 19 | 36.7454
01.06. | 20 | 36.7454
01.06. | 21 | 36.7454
01.06. | 22 | 36.7454
01.06. | 23 | 36.7454
01.06. | 24 | 36.7454
02.06. | 1 | 36.7454
02.06. | 2 | 36.7454
02.06. | 3 | 36.7454
02.06. | 4 | 36.7454
02.06. | 5 | 36.7454
02.06. | 6 | 36.7454
02.06. | 7 | 36.7454
02.06. | 8 | 36.7454
02.06. | 9 | 36.7454
02.06. | 10 | 36.7454
02.06. | 11 | 36.7454
02.06. | 12 | 36.7454
02.06. | 13 | 36.7454
02.06. | 14 | 36.7454
02.06. | 15 | 36.7454
02.06. | 16 | 36.7454
02.06. | 17 | 36.7454
02.06. | 18 | 36.7454
02.06. | 19 | 36.7454
02.06. | 20 | 36.7454
02.06. | 21 | 36.7454
02.06. | 22 | 36.7454
02.06. | 23 | 36.7454
02.06. | 24 | 36.7454
03.06. | 1 | 36.7454
03.06. | 2 | 36.7454
03.06. | 3 | 36.7454
03.06. | 4 | 36.7454
03.06. | 5 | 36.7454
03.06. | 6 | 36.7454
03.06. | 7 | 36.7454
03.06. | 8 | 36.7454
03.06. | 9 | 36.7454
03.06. | 10 | 36.7454
03.06. | 11 | 36.7454
03.06. | 12 | 36.7454
03.06. | 13 | 36.7454
03.06. | 14 | 36.7454
03.06. | 15 | 36.7454
03.06. | 16 | 36.7454
03.06. | 17 | 36.7454
03.06. | 18 | 36.7454
03.06. | 19 | 36.7454
03.06. | 20 | 36.7454
03.06. | 21 | 36.7454
03.06. | 22 | 36.7454
03.06. | 23 | 36.7454
03.06. | 24 | 36.7454
04.06. | 1 | 36.7454
04.06. | 2 | 36.7454
04.06. | 3 | 36.7454
04.06. | 4 | 36.7454
04.06. | 5 | 36.7454
04.06. | 6 | 36.7454
04.06. | 7 | 36.7454
04.06. | 8 | 36.7454
04.06. | 9 | 36.7454
04.06. | 10 | 36.7454
04.06. | 11 | 36.7454
04.06. | 12 | 36.7454
04.06. | 13 | 36.7454
04.06. | 14 | 36.7454
04.06. | 15 | 36.7454
04.06. | 16 | 36.7454
04.06. | 17 | 36.7454
04.06. | 18 | 36.7454
04.06. | 19 | 36.7454
04.06. | 20 | 36.7454
04.06. | 21 | 36.7454
04.06. | 22 | 36.7454
04.06. | 23 | 36.7454
04.06. | 24 | 36.7454
05.06. | 1 | 36.7454
05.06. | 2 | 36.7454
05.06. | 3 | 36.7454
05.06. | 4 | 36.7454
05.06. | 5 | 36.7454
05.06. | 6 | 36.7454
05.06. | 7 | 36.7454
05.06. | 8 | 36.7454
05.06. | 9 | 36.7454
05.06. | 10 | 36.7454
05.06. | 11 | 36.7454
05.06. | 12 | 36.7454
05.06. | 13 | 36.7454
05.06. | 14 | 36.7454
05.06. | 15 | 36.7454
05.06. | 16 | 36.7454
05.06. | 17 | 36.7454
05.06. | 18 | 36.7454
05.06. | 19 | 36.7454
05.06. | 20 | 36.7454
05.06. | 21 | 36.7454
05.06. | 22 | 36.7454
05.06. | 23 | 36.7454
05.06. | 24 | 36.7454
06.06. | 1 | 36.7454
06.06. | 2 | 36.7454
06.06. | 3 | 36.7454
06.06. | 4 | 36.7454
06.06. | 5 | 36.7454
06.06. | 6 | 36.7454
06.06. | 7 | 36.7454
06.06. | 8 | 36.7454
06.06. | 9 | 36.7454
06.06. | 10 | 36.7454
06.06. | 11 | 36.7454
06.06. | 12 | 36.7454
06.06. | 13 | 36.7454
06.06. | 14 | 36.7454
06.06. | 15 | 36.7454
06.06. | 16 | 36.7454
06.06. | 17 | 36.7454
06.06. | 18 | 36.7454
06.06. | 19 | 36.7454
06.06. | 20 | 36.7454
06.06. | 21 | 36.7454
06.06. | 22 | 36.7454
06.06. | 23 | 36.7454
06.06. | 24 | 36.7454
07.06. | 1 | 36.7454
07.06. | 2 | 36.7454
07.06. | 3 | 36.7454
07.06. | 4 | 36.7454
07.06. | 5 | 36.7454
07.06. | 6 | 36.7454
07.06. | 7 | 36.7454
07.06. | 8 | 36.7454
07.06. | 9 | 36.7454
07.06. | 10 | 36.7454
07.06. | 11 | 36.7454
07.06. | 12 | 36.7454
07.06. | 13 | 36.7454
07.06. | 14 | 36.7454
07.06. | 15 | 36.7454
07.06. | 16 | 36.7454
07.06. | 17 | 36.7454
07.06. | 18 | 36.7454
07.06. | 19 | 36.7454
07.06. | 20 | 36.7454
07.06. | 21 | 36.7454
07.06. | 22 | 36.7454
07.06. | 23 | 36.7454
07.06. | 24 | 36.7454
08.06. | 1 | 36.7454
08.06. | 2 | 36.7454
08.06. | 3 | 36.7454
08.06. | 4 | 36.7454
08.06. | 5 | 36.7454
08.06. | 6 | 36.7454
08.06. | 7 | 36.7454
08.06. | 8 | 36.7454
08.06. | 9 | 36.7454
08.06. | 10 | 36.7454
08.06. | 11 | 36.7454
08.06. | 12 | 36.7454
08.06. | 13 | 36.7454
08.06. | 14 | 36.7454
08.06. | 15 | 36.7454
08.06. | 16 | 36.7454
08.06. | 17 | 36.7454
08.06. | 18 | 36.7454
08.06. | 19 | 36.7454
08.06. | 20 | 36.7454
08.06. | 21 | 36.7454
08.06. | 22 | 36.7454
08.06. | 23 | 36.7454
08.06. | 24 | 36.7454
09.06. | 1 | 36.7454
09.06. | 2 | 36.7454
09.06. | 3 | 36.7454
09.06. | 4 | 36.7454
09.06. | 5 | 36.7454
09.06. | 6 | 36.7454
09.06. | 7 | 36.7454
09.06. | 8 | 36.7454
09.06. | 9 | 36.7454
09.06. | 10 | 36.7454
09.06. | 11 | 36.7454
09.06. | 12 | 36.7454
09.06. | 13 | 36.7454
09.06. | 14 | 36.7454
09.06. | 15 | 36.7454
09.06. | 16 | 36.7454
09.06. | 17 | 36.7454
09.06. | 18 | 36.7454
09.06. | 19 | 36.7454
09.06. | 20 | 36.7454
09.06. | 21 | 36.7454
09.06. | 22 | 36.7454
09.06. | 23 | 36.7454
09.06. | 24 | 36.7454
10.06. | 1 | 36.7454
10.06. | 2 | 36.7454
10.06. | 3 | 36.7454
10.06. | 4 | 36.7454
10.06. | 5 | 36.7454
10.06. | 6 | 36.7454
10.06. | 7 | 36.7454
10.06. | 8 | 36.7454
10.06. | 9 | 36.7454
10.06. | 10 | 36.7454
10.06. | 11 | 36.7454
10.06. | 12 | 36.7454
10.06. | 13 | 36.7454
10.06. | 14 | 36.7454
10.06. | 15 | 36.7454
10.06. | 16 | 36.7454
10.06. | 17 | 36.7454
10.06. | 18 | 36.7454
10.06. | 19 | 36.7454
10.06. | 20 | 36.7454
10.06. | 21 | 36.7454
10.06. | 22 | 36.7454
10.06. | 23 | 36.7454
10.06. | 24 | 36.7454
11.06. | 1 | 36.7454
11.06. | 2 | 36.7454
11.06. | 3 | 36.7454
11.06. | 4 | 36.7454
11.06. | 5 | 36.7454
11.06. | 6 | 36.7454
11.06. | 7 | 36.7454
11.06. | 8 | 36.7454
11.06. | 9 | 36.7454
11.06. | 10 | 36.7454
11.06. | 11 | 36.7454
11.06. | 12 | 36.7454
11.06. | 13 | 36.7454
11.06. | 14 | 36.7454
11.06. | 15 | 36.7454
11.06. | 16 | 36.7454
11.06. | 17 | 36.7454
11.06. | 18 | 36.7454
11.06. | 19 | 36.7454
11.06. | 20 | 36.7454
11.06. | 21 | 36.7454
11.06. | 22 | 36.7454
11.06. | 23 | 36.7454
11.06. | 24 | 36.7454
12.06. | 1 | 36.7454
12.06. | 2 | 36.7454
12.06. | 3 | 36.7454
12.06. | 4 | 36.7454
12.06. | 5 | 36.7454
12.06. | 6 | 36.7454
12.06. | 7 | 36.7454
12.06. | 8 | 36.7454
12.06. | 9 | 36.7454
12.06. | 10 | 36.7454
12.06. | 11 | 36.7454
12.06. | 12 | 36.7454
12.06. | 13 | 36.7454
12.06. | 14 | 36.7454
12.06. | 15 | 36.7454
12.06. | 16 | 36.7454
12.06. | 17 | 36.7454
12.06. | 18 | 36.7454
12.06. | 19 | 36.7454
12.06. | 20 | 36.7454
12.06. | 21 | 36.7454
12.06. | 22 | 36.7454
12.06. | 23 | 36.7454
12.06. | 24 | 36.7454
13.06. | 1 | 36.7454
13.06. | 2 | 36.7454
13.06. | 3 | 36.7454
13.06. | 4 | 36.7454
13.06. | 5 | 36.7454
13.06. | 6 | 36.7454
13.06. | 7 | 36.7454
13.06. | 8 | 36.7454
13.06. | 9 | 36.7454
13.06. | 10 | 36.7454
13.06. | 11 | 36.7454
13.06. | 12 | 36.7454
13.06. | 13 | 36.7454
13.06. | 14 | 36.7454
13.06. | 15 | 36.7454
13.06. | 16 | 36.7454
13.06. | 17 | 36.7454
13.06. | 18 | 36.7454
13.06. | 19 | 36.7454
13.06. | 20 | 36.7454
13.06. | 21 | 36.7454
13.06. | 22 | 36.7454
13.06. | 23 | 36.7454
13.06. | 24 | 36.7454
14.06. | 1 | 36.7454
14.06. | 2 | 36.7454
14.06. | 3 | 36.7454
14.06. | 4 | 36.7454
14.06. | 5 | 36.7454
14.06. | 6 | 36.7454
14.06. | 7 | 36.7454
14.06. | 8 | 36.7454
14.06. | 9 | 36.7454
14.06. | 10 | 36.7454
14.06. | 11 | 36.7454
14.06. | 12 | 36.7454
14.06. | 13 | 36.7454
14.06. | 14 | 36.7454
14.06. | 15 | 36.7454
14.06. | 16 | 36.7454
14.06. | 17 | 36.7454
14.06. | 18 | 36.7454
14.06. | 19 | 36.7454
14.06. | 20 | 36.7454
14.06. | 21 | 36.7454
14.06. | 22 | 36.7454
14.06. | 23 | 36.7454
14.06. | 24 | 36.7454
15.06. | 1 | 36.7454
15.06. | 2 | 36.7454
15.06. | 3 | 36.7454
15.06. | 4 | 36.7454
15.06. | 5 | 36.7454
15.06. | 6 | 36.7454
15.06. | 7 | 36.7454
15.06. | 8 | 36.7454
15.06. | 9 | 36.7454
15.06. | 10 | 36.7454
15.06. | 11 | 36.7454
15.06. | 12 | 36.7454
15.06. | 13 | 36.7454
15.06. | 14 | 36.7454
15.06. | 15 | 36.7454
15.06. | 16 | 36.7454
15.06. | 17 | 36.7454
15.06. | 18 | 36.7454
15.06. | 19 | 36.7454
15.06. | 20 | 36.7454
15.06. | 21 | 36.7454
15.06. | 22 | 36.7454
15.06. | 23 | 36.7454
15.06. | 24 | 36.7454
16.06. | 1 | 36.7454
16.06. | 2 | 36.7454
16.06. | 3 | 36.7454
16.06. | 4 | 36.7454
16.06. | 5 | 36.7454
16.06. | 6 | 36.7454
16.06. | 7 | 36.7454
16.06. | 8 | 36.7454
16.06. | 9 | 36.7454
16.06. | 10 | 36.7454
16.06. | 11 | 36.7454
16.06. | 12 | 36.7454
16.06. | 13 | 36.7454
16.06. | 14 | 36.7454
16.06. | 15 | 36.7454
16.06. | 16 | 36.7454
16.06. | 17 | 36.7454
16.06. | 18 | 36.7454
16.06. | 19 | 36.7454
16.06. | 20 | 36.7454
16.06. | 21 | 36.7454
16.06. | 22 | 36.7454
16.06. | 23 | 36.7454
16.06. | 24 | 36.7454
17.06. | 1 | 36.7454
17.06. | 2 | 36.7454
17.06. | 3 | 36.7454
17.06. | 4 | 36.7454
17.06. | 5 | 36.7454
17.06. | 6 | 36.7454
17.06. | 7 | 36.7454
17.06. | 8 | 36.7454
17.06. | 9 | 36.7454
17.06. | 10 | 36.7454
17.06. | 11 | 36.7454
17.06. | 12 | 36.7454
17.06. | 13 | 36.7454
17.06. | 14 | 36.7454
17.06. | 15 | 36.7454
17.06. | 16 | 36.7454
17.06. | 17 | 36.7454
17.06. | 18 | 36.7454
17.06. | 19 | 36.7454
17.06. | 20 | 36.7454
17.06. | 21 | 36.7454
17.06. | 22 | 36.7454
17.06. | 23 | 36.7454
17.06. | 24 | 36.7454
18.06. | 1 | 36.7454
18.06. | 2 | 36.7454
18.06. | 3 | 36.7454
18.06. | 4 | 36.7454
18.06. | 5 | 36.7454
18.06. | 6 | 36.7454
18.06. | 7 | 36.7454
18.06. | 8 | 36.7454
18.06. | 9 | 36.7454
18.06. | 10 | 36.7454
18.06. | 11 | 36.7454
18.06. | 12 | 36.7454
18.06. | 13 | 36.7454
18.06. | 14 | 36.7454
18.06. | 15 | 36.7454
18.06. | 16 | 36.7454
18.06. | 17 | 36.7454
18.06. | 18 | 36.7454
18.06. | 19 | 36.7454
18.06. | 20 | 36.7454
18.06. | 21 | 36.7454
18.06. | 22 | 36.7454
18.06. | 23 | 36.7454
18.06. | 24 | 36.7454
19.06. | 1 | 36.7454
19.06. | 2 | 36.7454
19.06. | 3 | 36.7454
19.06. | 4 | 36.7454
19.06. | 5 | 36.7454
19.06. | 6 | 36.7454
19.06. | 7 | 36.7454
19.06. | 8 | 36.7454
19.06. | 9 | 36.7454
19.06. | 10 | 36.7454
19.06. | 11 | 36.7454
19.06. | 12 | 36.7454
19.06. | 13 | 36.7454
19.06. | 14 | 36.7454
19.06. | 15 | 36.7454
19.06. | 16 | 36.7454
19.06. | 17 | 36.7454
19.06. | 18 | 36.7454
19.06. | 19 | 36.7454
19.06. | 20 | 36.7454
19.06. | 21 | 36.7454
19.06. | 22 | 36.7454
19.06. | 23 | 36.7454
19.06. | 24 | 36.7454
20.06. | 1 | 36.7454
20.06. | 2 | 36.7454
20.06. | 3 | 36.7454
20.06. | 4 | 36.7454
20.06. | 5 | 36.7454
20.06. | 6 | 36.7454
20.06. | 7 | 36.7454
20.06. | 8 | 36.7454
20.06. | 9 | 36.7454
20.06. | 10 | 36.7454
20.06. | 11 | 36.7454
20.06. | 12 | 36.7454
20.06. | 13 | 36.7454
20.06. | 14 | 36.7454
20.06. | 15 | 36.7454
20.06. | 16 | 36.7454
20.06. | 17 | 36.7454
20.06. | 18 | 36.7454
20.06. | 19 | 36.7454
20.06. | 20 | 36.7454
20.06. | 21 | 36.7454
20.06. | 22 | 36.7454
20.06. | 23 | 36.7454
20.06. | 24 | 36.7454
21.06. | 1 | 36.7454
21.06. | 2 | 36.7454
21.06. | 3 | 36.7454
21.06. | 4 | 36.7454
21.06. | 5 | 36.7454
21.06. | 6 | 36.7454
21.06. | 7 | 36.7454
21.06. | 8 | 36.7454
21.06. | 9 | 36.7454
21.06. | 10 | 36.7454
21.06. | 11 | 36.7454
21.06. | 12 | 36.7454
21.06. | 13 | 36.7454
21.06. | 14 | 36.7454
21.06. | 15 | 36.7454
21.06. | 16 | 36.7454
21.06. | 17 | 36.7454
21.06. | 18 | 36.7454
21.06. | 19 | 36.7454
21.06. | 20 | 36.7454
21.06. | 21 | 36.7454
21.06. | 22 | 36.7454
21.06. | 23 | 36.7454
21.06. | 24 | 36.7454
22.06. | 1 | 36.7454
22.06. | 2 | 36.7454
22.06. | 3 | 36.7454
22.06. | 4 | 36.7454
22.06. | 5 | 36.7454
22.06. | 6 | 36.7454
22.06. | 7 | 36.7454
22.06. | 8 | 36.7454
22.06. | 9 | 36.7454
22.06. | 10 | 36.7454
22.06. | 11 | 36.7454
22.06. | 12 | 36.7454
22.06. | 13 | 36.7454
22.06. | 14 | 36.7454
22.06. | 15 | 36.7454
22.06. | 16 | 36.7454
22.06. | 17 | 36.7454
22.06. | 18 | 36.7454
22.06. | 19 | 36.7454
22.06. | 20 | 36.7454
22.06. | 21 | 36.7454
22.06. | 22 | 36.7454
22.06. | 23 | 36.7454
22.06. | 24 | 36.7454
23.06. | 1 | 36.7454
23.06. | 2 | 36.7454
23.06. | 3 | 36.7454
23.06. | 4 | 36.7454
23.06. | 5 | 36.7454
23.06. | 6 | 36.7454
23.06. | 7 | 36.7454
23.06. | 8 | 36.7454
23.06. | 9 | 36.7454
23.06. | 10 | 36.7454
23.06. | 11 | 36.7454
23.06. | 12 | 36.7454
23.06. | 13 | 36.7454
23.06. | 14 | 36.7454
23.06. | 15 | 36.7454
23.06. | 16 | 36.7454
23.06. | 17 | 36.7454
23.06. | 18 | 36.7454
23.06. | 19 | 36.7454
23.06. | 20 | 36.7454
23.06. | 21 | 36.7454
23.06. | 22 | 36.7454
23.06. | 23 | 36.7454
23.06. | 24 | 36.7454
24.06. | 1 | 36.7454
24.06. | 2 | 36.7454
24.06. | 3 | 36.7454
24.06. | 4 | 36.7454
24.06. | 5 | 36.7454
24.06. | 6 | 36.7454
24.06. | 7 | 36.7454
24.06. | 8 | 36.7454
24.06. | 9 | 36.7454
24.06. | 10 | 36.7454
24.06. | 11 | 36.7454
24.06. | 12 | 36.7454
24.06. | 13 | 36.7454
24.06. | 14 | 36.7454
24.06. | 15 | 36.7454
24.06. | 16 | 36.7454
24.06. | 17 | 36.7454
24.06. | 18 | 36.7454
24.06. | 19 | 36.7454
24.06. | 20 | 36.7454
24.06. | 21 | 36.7454
24.06. | 22 | 36.7454
24.06. | 23 | 36.7454
24.06. | 24 | 36.7454
25.06. | 1 | 36.7454
25.06. | 2 | 36.7454
25.06. | 3 | 36.7454
25.06. | 4 | 36.7454
25.06. | 5 | 36.7454
25.06. | 6 | 36.7454
25.06. | 7 | 36.7454
25.06. | 8 | 36.7454
25.06. | 9 | 36.7454
25.06. | 10 | 36.7454
25.06. | 11 | 36.7454
25.06. | 12 | 36.7454
25.06. | 13 | 36.7454
25.06. | 14 | 36.7454
25.06. | 15 | 36.7454
25.06. | 16 | 36.7454
25.06. | 17 | 36.7454
25.06. | 18 | 36.7454
25.06. | 19 | 36.7454
25.06. | 20 | 36.7454
25.06. | 21 | 36.7454
25.06. | 22 | 36.7454
25.06. | 23 | 36.7454
25.06. | 24 | 36.7454
26.06. | 1 | 36.7454
26.06. | 2 | 36.7454
26.06. | 3 | 36.7454
26.06. | 4 | 36.7454
26.06. | 5 | 36.7454
26.06. | 6 | 36.7454
26.06. | 7 | 36.7454
26.06. | 8 | 36.7454
26.06. | 9 | 36.7454
26.06. | 10 | 36.7454
26.06. | 11 | 36.7454
26.06. | 12 | 36.7454
26.06. | 13 | 36.7454
26.06. | 14 | 36.7454
26.06. | 15 | 36.7454
26.06. | 16 | 36.7454
26.06. | 17 | 36.7454
26.06. | 18 | 36.7454
26.06. | 19 | 36.7454
26.06. | 20 | 36.7454
26.06. | 21 | 36.7454
26.06. | 22 | 36.7454
26.06. | 23 | 36.7454
26.06. | 24 | 36.7454
27.06. | 1 | 36.7454
27.06. | 2 | 36.7454
27.06. | 3 | 36.7454
27.06. | 4 | 36.7454
27.06. | 5 | 36.7454
27.06. | 6 | 36.7454
27.06. | 7 | 36.7454
27.06. | 8 | 36.7454
27.06. | 9 | 36.7454
27.06. | 10 | 36.7454
27.06. | 11 | 36.7454
27.06. | 12 | 36.7454
27.06. | 13 | 36.7454
27.06. | 14 | 36.7454
27.06. | 15 | 36.7454
27.06. | 16 | 36.7454
27.06. | 17 | 36.7454
27.06. | 18 | 36.7454
27.06. | 19 | 36.7454
27.06. | 20 | 36.7454
27.06. | 21 | 36.7454
27.06. | 22 | 36.7454
27.06. | 23 | 36.7454
27.06. | 24 | 36.7454
28.06. | 1 | 36.7454
28.06. | 2 | 36.7454
28.06. | 3 | 36.7454
28.06. | 4 | 36.7454
28.06. | 5 | 36.7454
28.06. | 6 | 36.7454
28.06. | 7 | 36.7454
28.06. | 8 | 36.7454
28.06. | 9 | 36.7454
28.06. | 10 | 36.7454
28.06. | 11 | 36.7454
28.06. | 12 | 36.7454
28.06. | 13 | 36.7454
28.06. | 14 | 36.7454
28.06. | 15 | 36.7454
28.06. | 16 | 36.7454
28.06. | 17 | 36.7454
28.06. | 18 | 36.7454
28.06. | 19 | 36.7454
28.06. | 20 | 36.7454
28.06. | 21 | 36.7454
28.06. | 22 | 36.7454
28.06. | 23 | 36.7454
28.06. | 24 | 36.7454
29.06. | 1 | 36.7454
29.06. | 2 | 36.7454
29.06. | 3 | 36.7454
29.06. | 4 | 36.7454
29.06. | 5 | 36.7454
29.06. | 6 | 36.7454
29.06. | 7 | 36.7454
29.06. | 8 | 36.7454
29.06. | 9 | 36.7454
29.06. | 10 | 36.7454
29.06. | 11 | 36.7454
29.06. | 12 | 36.7454
29.06. | 13 | 36.7454
29.06. | 14 | 36.7454
29.06. | 15 | 36.7454
29.06. | 16 | 36.7454
29.06. | 17 | 36.7454
29.06. | 18 | 36.7454
29.06. | 19 | 36.7454
29.06. | 20 | 36.7454
29.06. | 21 | 36.7454
29.06. | 22 | 36.7454
29.06. | 23 | 36.7454
29.06. | 24 | 36.7454
30.06. | 1 | 36.7454
30.06. | 2 | 36.7454
30.06. | 3 | 36.7454
30.06. | 4 | 36.7454
30.06. | 5 | 36.7454
30.06. | 6 | 36.7454
30.06. | 7 | 36.7454
30.06. | 8 | 36.7454
30.06. | 9 | 36.7454
30.06. | 10 | 36.7454
30.06. | 11 | 36.7454
30.06. | 12 | 36.7454
30.06. | 13 | 36.7454
30.06. | 14 | 36.7454
30.06. | 15 | 36.7454
30.06. | 16 | 36.7454
30.06. | 17 | 36.7454
30.06. | 18 | 36.7454
30.06. | 19 | 36.7454
30.06. | 20 | 36.7454
30.06. | 21 | 36.7454
30.06. | 22 | 36.7454
30.06. | 23 | 36.7454
30.06. | 24 | 36.7454
01.07. | 1 | 36.7454
01.07. | 2 | 36.7454
01.07. | 3 | 36.7454
01.07. | 4 | 36.7454
01.07. | 5 | 36.7454
01.07. | 6 | 36.7454
01.07. | 7 | 36.7454
01.07. | 8 | 36.7454
01.07. | 9 | 36.7454
01.07. | 10 | 36.7454
01.07. | 11 | 36.7454
01.07. | 12 | 36.7454
01.07. | 13 | 36.7454
01.07. | 14 | 36.7454
01.07. | 15 | 36.7454
01.07. | 16 | 36.7454
01.07. | 17 | 36.7454
01.07. | 18 | 36.7454
01.07. | 19 | 36.7454
01.07. | 20 | 36.7454
01.07. | 21 | 36.7454
01.07. | 22 | 36.7454
01.07. | 23 | 36.7454
01.07. | 24 | 36.7454
02.07. | 1 | 36.7454
02.07. | 2 | 36.7454
02.07. | 3 | 36.7454
02.07. | 4 | 36.7454
02.07. | 5 | 36.7454
02.07. | 6 | 36.7454
02.07. | 7 | 36.7454
02.07. | 8 | 36.7454
02.07. | 9 | 36.7454
02.07. | 10 | 36.7454
02.07. | 11 | 36.7454
02.07. | 12 | 36.7454
02.07. | 13 | 36.7454
02.07. | 14 | 36.7454
02.07. | 15 | 36.7454
02.07. | 16 | 36.7454
02.07. | 17 | 36.7454
02.07. | 18 | 36.7454
02.07. | 19 | 36.7454
02.07. | 20 | 36.7454
02.07. | 21 | 36.7454
02.07. | 22 | 36.7454
02.07. | 23 | 36.7454
02.07. | 24 | 36.7454
03.07. | 1 | 36.7454
03.07. | 2 | 36.7454
03.07. | 3 | 36.7454
03.07. | 4 | 36.7454
03.07. | 5 | 36.7454
03.07. | 6 | 36.7454
03.07. | 7 | 36.7454
03.07. | 8 | 36.7454
03.07. | 9 | 36.7454
03.07. | 10 | 36.7454
03.07. | 11 | 36.7454
03.07. | 12 | 36.7454
03.07. | 13 | 36.7454
03.07. | 14 | 36.7454
03.07. | 15 | 36.7454
03.07. | 16 | 36.7454
03.07. | 17 | 36.7454
03.07. | 18 | 36.7454
03.07. | 19 | 36.7454
03.07. | 20 | 36.7454
03.07. | 21 | 36.7454
03.07. | 22 | 36.7454
03.07. | 23 | 36.7454
03.07. | 24 | 36.7454
04.07. | 1 | 36.7454
04.07. | 2 | 36.7454
04.07. | 3 | 36.7454
04.07. | 4 | 36.7454
04.07. | 5 | 36.7454
04.07. | 6 | 36.7454
04.07. | 7 | 36.7454
04.07. | 8 | 36.7454
04.07. | 9 | 36.7454
04.07. | 10 | 36.7454
04.07. | 11 | 36.7454
04.07. | 12 | 36.7454
04.07. | 13 | 36.7454
04.07. | 14 | 36.7454
04.07. | 15 | 36.7454
04.07. | 16 | 36.7454
04.07. | 17 | 36.7454
04.07. | 18 | 36.7454
04.07. | 19 | 36.7454
04.07. | 20 | 36.7454
04.07. | 21 | 36.7454
04.07. | 22 | 36.7454
04.07. | 23 | 36.7454
04.07. | 24 | 36.7454
05.07. | 1 | 36.7454
05.07. | 2 | 36.7454
05.07. | 3 | 36.7454
05.07. | 4 | 36.7454
05.07. | 5 | 36.7454
05.07. | 6 | 36.7454
05.07. | 7 | 36.7454
05.07. | 8 | 36.7454
05.07. | 9 | 36.7454
05.07. | 10 | 36.7454
05.07. | 11 | 36.7454
05.07. | 12 | 36.7454
05.07. | 13 | 36.7454
05.07. | 14 | 36.7454
05.07. | 15 | 36.7454
05.07. | 16 | 36.7454
05.07. | 17 | 36.7454
05.07. | 18 | 36.7454
05.07. | 19 | 36.7454
05.07. | 20 | 36.7454
05.07. | 21 | 36.7454
05.07. | 22 | 36.7454
05.07. | 23 | 36.7454
05.07. | 24 | 36.7454
06.07. | 1 | 36.7454
06.07. | 2 | 36.7454
06.07. | 3 | 36.7454
06.07. | 4 | 36.7454
06.07. | 5 | 36.7454
06.07. | 6 | 36.7454
06.07. | 7 | 36.7454
06.07. | 8 | 36.7454
06.07. | 9 | 36.7454
06.07. | 10 | 36.7454
06.07. | 11 | 36.7454
06.07. | 12 | 36.7454
06.07. | 13 | 36.7454
06.07. | 14 | 36.7454
06.07. | 15 | 36.7454
06.07. | 16 | 36.7454
06.07. | 17 | 36.7454
06.07. | 18 | 36.7454
06.07. | 19 | 36.7454
06.07. | 20 | 36.7454
06.07. | 21 | 36.7454
06.07. | 22 | 36.7454
06.07. | 23 | 36.7454
06.07. | 24 | 36.7454
07.07. | 1 | 36.7454
07.07. | 2 | 36.7454
07.07. | 3 | 36.7454
07.07. | 4 | 36.7454
07.07. | 5 | 36.7454
07.07. | 6 | 36.7454
07.07. | 7 | 36.7454
07.07. | 8 | 36.7454
07.07. | 9 | 36.7454
07.07. | 10 | 36.7454
07.07. | 11 | 36.7454
07.07. | 12 | 36.7454
07.07. | 13 | 36.7454
07.07. | 14 | 36.7454
07.07. | 15 | 36.7454
07.07. | 16 | 36.7454
07.07. | 17 | 36.7454
07.07. | 18 | 36.7454
07.07. | 19 | 36.7454
07.07. | 20 | 36.7454
07.07. | 21 | 36.7454
07.07. | 22 | 36.7454
07.07. | 23 | 36.7454
07.07. | 24 | 36.7454
08.07. | 1 | 36.7454
08.07. | 2 | 36.7454
08.07. | 3 | 36.7454
08.07. | 4 | 36.7454
08.07. | 5 | 36.7454
08.07. | 6 | 36.7454
08.07. | 7 | 36.7454
08.07. | 8 | 36.7454
08.07. | 9 | 36.7454
08.07. | 10 | 36.7454
08.07. | 11 | 36.7454
08.07. | 12 | 36.7454
08.07. | 13 | 36.7454
08.07. | 14 | 36.7454
08.07. | 15 | 36.7454
08.07. | 16 | 36.7454
08.07. | 17 | 36.7454
08.07. | 18 | 36.7454
08.07. | 19 | 36.7454
08.07. | 20 | 36.7454
08.07. | 21 | 36.7454
08.07. | 22 | 36.7454
08.07. | 23 | 36.7454
08.07. | 24 | 36.7454
09.07. | 1 | 36.7454
09.07. | 2 | 36.7454
09.07. | 3 | 36.7454
09.07. | 4 | 36.7454
09.07. | 5 | 36.7454
09.07. | 6 | 36.7454
09.07. | 7 | 36.7454
09.07. | 8 | 36.7454
09.07. | 9 | 36.7454
09.07. | 10 | 36.7454
09.07. | 11 | 36.7454
09.07. | 12 | 36.7454
09.07. | 13 | 36.7454
09.07. | 14 | 36.7454
09.07. | 15 | 36.7454
09.07. | 16 | 36.7454
09.07. | 17 | 36.7454
09.07. | 18 | 36.7454
09.07. | 19 | 36.7454
09.07. | 20 | 36.7454
09.07. | 21 | 36.7454
09.07. | 22 | 36.7454
09.07. | 23 | 36.7454
09.07. | 24 | 36.7454
10.07. | 1 | 36.7454
10.07. | 2 | 36.7454
10.07. | 3 | 36.7454
10.07. | 4 | 36.7454
10.07. | 5 | 36.7454
10.07. | 6 | 36.7454
10.07. | 7 | 36.7454
10.07. | 8 | 36.7454
10.07. | 9 | 36.7454
10.07. | 10 | 36.7454
10.07. | 11 | 36.7454
10.07. | 12 | 36.7454
10.07. | 13 | 36.7454
10.07. | 14 | 36.7454
10.07. | 15 | 36.7454
10.07. | 16 | 36.7454
10.07. | 17 | 36.7454
10.07. | 18 | 36.7454
10.07. | 19 | 36.7454
10.07. | 20 | 36.7454
10.07. | 21 | 36.7454
10.07. | 22 | 36.7454
10.07. | 23 | 36.7454
10.07. | 24 | 36.7454
11.07. | 1 | 36.7454
11.07. | 2 | 36.7454
11.07. | 3 | 36.7454
11.07. | 4 | 36.7454
11.07. | 5 | 36.7454
11.07. | 6 | 36.7454
11.07. | 7 | 36.7454
11.07. | 8 | 36.7454
11.07. | 9 | 36.7454
11.07. | 10 | 36.7454
11.07. | 11 | 36.7454
11.07. | 12 | 36.7454
11.07. | 13 | 36.7454
11.07. | 14 | 36.7454
11.07. | 15 | 36.7454
11.07. | 16 | 36.7454
11.07. | 17 | 36.7454
11.07. | 18 | 36.7454
11.07. | 19 | 36.7454
11.07. | 20 | 36.7454
11.07. | 21 | 36.7454
11.07. | 22 | 36.7454
11.07. | 23 | 36.7454
11.07. | 24 | 36.7454
12.07. | 1 | 36.7454
12.07. | 2 | 36.7454
12.07. | 3 | 36.7454
12.07. | 4 | 36.7454
12.07. | 5 | 36.7454
12.07. | 6 | 36.7454
12.07. | 7 | 36.7454
12.07. | 8 | 36.7454
12.07. | 9 | 36.7454
12.07. | 10 | 36.7454
12.07. | 11 | 36.7454
12.07. | 12 | 36.7454
12.07. | 13 | 36.7454
12.07. | 14 | 36.7454
12.07. | 15 | 36.7454
12.07. | 16 | 36.7454
12.07. | 17 | 36.7454
12.07. | 18 | 36.7454
12.07. | 19 | 36.7454
12.07. | 20 | 36.7454
12.07. | 21 | 36.7454
12.07. | 22 | 36.7454
12.07. | 23 | 36.7454
12.07. | 24 | 36.7454
13.07. | 1 | 36.7454
13.07. | 2 | 36.7454
13.07. | 3 | 36.7454
13.07. | 4 | 36.7454
13.07. | 5 | 36.7454
13.07. | 6 | 36.7454
13.07. | 7 | 36.7454
13.07. | 8 | 36.7454
13.07. | 9 | 36.7454
13.07. | 10 | 36.7454
13.07. | 11 | 36.7454
13.07. | 12 | 36.7454
13.07. | 13 | 36.7454
13.07. | 14 | 36.7454
13.07. | 15 | 36.7454
13.07. | 16 | 36.7454
13.07. | 17 | 36.7454
13.07. | 18 | 36.7454
13.07. | 19 | 36.7454
13.07. | 20 | 36.7454
13.07. | 21 | 36.7454
13.07. | 22 | 36.7454
13.07. | 23 | 36.7454
13.07. | 24 | 36.7454
14.07. | 1 | 36.7454
14.07. | 2 | 36.7454
14.07. | 3 | 36.7454
14.07. | 4 | 36.7454
14.07. | 5 | 36.7454
14.07. | 6 | 36.7454
14.07. | 7 | 36.7454
14.07. | 8 | 36.7454
14.07. | 9 | 36.7454
14.07. | 10 | 36.7454
14.07. | 11 | 36.7454
14.07. | 12 | 36.7454
14.07. | 13 | 36.7454
14.07. | 14 | 36.7454
14.07. | 15 | 36.7454
14.07. | 16 | 36.7454
14.07. | 17 | 36.7454
14.07. | 18 | 36.7454
14.07. | 19 | 36.7454
14.07. | 20 | 36.7454
14.07. | 21 | 36.7454
14.07. | 22 | 36.7454
14.07. | 23 | 36.7454
14.07. | 24 | 36.7454
15.07. | 1 | 36.7454
15.07. | 2 | 36.7454
15.07. | 3 | 36.7454
15.07. | 4 | 36.7454
15.07. | 5 | 36.7454
15.07. | 6 | 36.7454
15.07. | 7 | 36.7454
15.07. | 8 | 36.7454
15.07. | 9 | 36.7454
15.07. | 10 | 36.7454
15.07. | 11 | 36.7454
15.07. | 12 | 36.7454
15.07. | 13 | 36.7454
15.07. | 14 | 36.7454
15.07. | 15 | 36.7454
15.07. | 16 | 36.7454
15.07. | 17 | 36.7454
15.07. | 18 | 36.7454
15.07. | 19 | 36.7454
15.07. | 20 | 36.7454
15.07. | 21 | 36.7454
15.07. | 22 | 36.7454
15.07. | 23 | 36.7454
15.07. | 24 | 36.7454
16.07. | 1 | 36.7454
16.07. | 2 | 36.7454
16.07. | 3 | 36.7454
16.07. | 4 | 36.7454
16.07. | 5 | 36.7454
16.07. | 6 | 36.7454
16.07. | 7 | 36.7454
16.07. | 8 | 36.7454
16.07. | 9 | 36.7454
16.07. | 10 | 36.7454
16.07. | 11 | 36.7454
16.07. | 12 | 36.7454
16.07. | 13 | 36.7454
16.07. | 14 | 36.7454
16.07. | 15 | 36.7454
16.07. | 16 | 36.7454
16.07. | 17 | 36.7454
16.07. | 18 | 36.7454
16.07. | 19 | 36.7454
16.07. | 20 | 36.7454
16.07. | 21 | 36.7454
16.07. | 22 | 36.7454
16.07. | 23 | 36.7454
16.07. | 24 | 36.7454
17.07. | 1 | 36.7454
17.07. | 2 | 36.7454
17.07. | 3 | 36.7454
17.07. | 4 | 36.7454
17.07. | 5 | 36.7454
17.07. | 6 | 36.7454
17.07. | 7 | 36.7454
17.07. | 8 | 36.7454
17.07. | 9 | 36.7454
17.07. | 10 | 36.7454
17.07. | 11 | 36.7454
17.07. | 12 | 36.7454
17.07. | 13 | 36.7454
17.07. | 14 | 36.7454
17.07. | 15 | 36.7454
17.07. | 16 | 36.7454
17.07. | 17 | 36.7454
17.07. | 18 | 36.7454
17.07. | 19 | 36.7454
17.07. | 20 | 36.7454
17.07. | 21 | 36.7454
17.07. | 22 | 36.7454
17.07. | 23 | 36.7454
17.07. | 24 | 36.7454
18.07. | 1 | 36.7454
18.07. | 2 | 36.7454
18.07. | 3 | 36.7454
18.07. | 4 | 36.7454
18.07. | 5 | 36.7454
18.07. | 6 | 36.7454
18.07. | 7 | 36.7454
18.07. | 8 | 36.7454
18.07. | 9 | 36.7454
18.07. | 10 | 36.7454
18.07. | 11 | 36.7454
18.07. | 12 | 36.7454
18.07. | 13 | 36.7454
18.07. | 14 | 36.7454
18.07. | 15 | 36.7454
18.07. | 16 | 36.7454
18.07. | 17 | 36.7454
18.07. | 18 | 36.7454
18.07. | 19 | 36.7454
18.07. | 20 | 36.7454
18.07. | 21 | 36.7454
18.07. | 22 | 36.7454
18.07. | 23 | 36.7454
18.07. | 24 | 36.7454
19.07. | 1 | 36.7454
19.07. | 2 | 36.7454
19.07. | 3 | 36.7454
19.07. | 4 | 36.7454
19.07. | 5 | 36.7454
19.07. | 6 | 36.7454
19.07. | 7 | 36.7454
19.07. | 8 | 36.7454
19.07. | 9 | 36.7454
19.07. | 10 | 36.7454
19.07. | 11 | 36.7454
19.07. | 12 | 36.7454
19.07. | 13 | 36.7454
19.07. | 14 | 36.7454
19.07. | 15 | 36.7454
19.07. | 16 | 36.7454
19.07. | 17 | 36.7454
19.07. | 18 | 36.7454
19.07. | 19 | 36.7454
19.07. | 20 | 36.7454
19.07. | 21 | 36.7454
19.07. | 22 | 36.7454
19.07. | 23 | 36.7454
19.07. | 24 | 36.7454
20.07. | 1 | 36.7454
20.07. | 2 | 36.7454
20.07. | 3 | 36.7454
20.07. | 4 | 36.7454
20.07. | 5 | 36.7454
20.07. | 6 | 36.7454
20.07. | 7 | 36.7454
20.07. | 8 | 36.7454
20.07. | 9 | 36.7454
20.07. | 10 | 36.7454
20.07. | 11 | 36.7454
20.07. | 12 | 36.7454
20.07. | 13 | 36.7454
20.07. | 14 | 36.7454
20.07. | 15 | 36.7454
20.07. | 16 | 36.7454
20.07. | 17 | 36.7454
20.07. | 18 | 36.7454
20.07. | 19 | 36.7454
20.07. | 20 | 36.7454
20.07. | 21 | 36.7454
20.07. | 22 | 36.7454
20.07. | 23 | 36.7454
20.07. | 24 | 36.7454
21.07. | 1 | 36.7454
21.07. | 2 | 36.7454
21.07. | 3 | 36.7454
21.07. | 4 | 36.7454
21.07. | 5 | 36.7454
21.07. | 6 | 36.7454
21.07. | 7 | 36.7454
21.07. | 8 | 36.7454
21.07. | 9 | 36.7454
21.07. | 10 | 36.7454
21.07. | 11 | 36.7454
21.07. | 12 | 36.7454
21.07. | 13 | 36.7454
21.07. | 14 | 36.7454
21.07. | 15 | 36.7454
21.07. | 16 | 36.7454
21.07. | 17 | 36.7454
21.07. | 18 | 36.7454
21.07. | 19 | 36.7454
21.07. | 20 | 36.7454
21.07. | 21 | 36.7454
21.07. | 22 | 36.7454
21.07. | 23 | 36.7454
21.07. | 24 | 36.7454
22.07. | 1 | 36.7454
22.07. | 2 | 36.7454
22.07. | 3 | 36.7454
22.07. | 4 | 36.7454
22.07. | 5 | 36.7454
22.07. | 6 | 36.7454
22.07. | 7 | 36.7454
22.07. | 8 | 36.7454
22.07. | 9 | 36.7454
22.07. | 10 | 36.7454
22.07. | 11 | 36.7454
22.07. | 12 | 36.7454
22.07. | 13 | 36.7454
22.07. | 14 | 36.7454
22.07. | 15 | 36.7454
22.07. | 16 | 36.7454
22.07. | 17 | 36.7454
22.07. | 18 | 36.7454
22.07. | 19 | 36.7454
22.07. | 20 | 36.7454
22.07. | 21 | 36.7454
22.07. | 22 | 36.7454
22.07. | 23 | 36.7454
22.07. | 24 | 36.7454
23.07. | 1 | 36.7454
23.07. | 2 | 36.7454
23.07. | 3 | 36.7454
23.07. | 4 | 36.7454
23.07. | 5 | 36.7454
23.07. | 6 | 36.7454
23.07. | 7 | 36.7454
23.07. | 8 | 36.7454
23.07. | 9 | 36.7454
23.07. | 10 | 36.7454
23.07. | 11 | 36.7454
23.07. | 12 | 36.7454
23.07. | 13 | 36.7454
23.07. | 14 | 36.7454
23.07. | 15 | 36.7454
23.07. | 16 | 36.7454
23.07. | 17 | 36.7454
23.07. | 18 | 36.7454
23.07. | 19 | 36.7454
23.07. | 20 | 36.7454
23.07. | 21 | 36.7454
23.07. | 22 | 36.7454
23.07. | 23 | 36.7454
23.07. | 24 | 36.7454
24.07. | 1 | 36.7454
24.07. | 2 | 36.7454
24.07. | 3 | 36.7454
24.07. | 4 | 36.7454
24.07. | 5 | 36.7454
24.07. | 6 | 36.7454
24.07. | 7 | 36.7454
24.07. | 8 | 36.7454
24.07. | 9 | 36.7454
24.07. | 10 | 36.7454
24.07. | 11 | 36.7454
24.07. | 12 | 36.7454
24.07. | 13 | 36.7454
24.07. | 14 | 36.7454
24.07. | 15 | 36.7454
24.07. | 16 | 36.7454
24.07. | 17 | 36.7454
24.07. | 18 | 36.7454
24.07. | 19 | 36.7454
24.07. | 20 | 36.7454
24.07. | 21 | 36.7454
24.07. | 22 | 36.7454
24.07. | 23 | 36.7454
24.07. | 24 | 36.7454
25.07. | 1 | 36.7454
25.07. | 2 | 36.7454
25.07. | 3 | 36.7454
25.07. | 4 | 36.7454
25.07. | 5 | 36.7454
25.07. | 6 | 36.7454
25.07. | 7 | 36.7454
25.07. | 8 | 36.7454
25.07. | 9 | 36.7454
25.07. | 10 | 36.7454
25.07. | 11 | 36.7454
25.07. | 12 | 36.7454
25.07. | 13 | 36.7454
25.07. | 14 | 36.7454
25.07. | 15 | 36.7454
25.07. | 16 | 36.7454
25.07. | 17 | 36.7454
25.07. | 18 | 36.7454
25.07. | 19 | 36.7454
25.07. | 20 | 36.7454
25.07. | 21 | 36.7454
25.07. | 22 | 36.7454
25.07. | 23 | 36.7454
25.07. | 24 | 36.7454
26.07. | 1 | 36.7454
26.07. | 2 | 36.7454
26.07. | 3 | 36.7454
26.07. | 4 | 36.7454
26.07. | 5 | 36.7454
26.07. | 6 | 36.7454
26.07. | 7 | 36.7454
26.07. | 8 | 36.7454
26.07. | 9 | 36.7454
26.07. | 10 | 36.7454
26.07. | 11 | 36.7454
26.07. | 12 | 36.7454
26.07. | 13 | 36.7454
26.07. | 14 | 36.7454
26.07. | 15 | 36.7454
26.07. | 16 | 36.7454
26.07. | 17 | 36.7454
26.07. | 18 | 36.7454
26.07. | 19 | 36.7454
26.07. | 20 | 36.7454
26.07. | 21 | 36.7454
26.07. | 22 | 36.7454
26.07. | 23 | 36.7454
26.07. | 24 | 36.7454
27.07. | 1 | 36.7454
27.07. | 2 | 36.7454
27.07. | 3 | 36.7454
27.07. | 4 | 36.7454
27.07. | 5 | 36.7454
27.07. | 6 | 36.7454
27.07. | 7 | 36.7454
27.07. | 8 | 36.7454
27.07. | 9 | 36.7454
27.07. | 10 | 36.7454
27.07. | 11 | 36.7454
27.07. | 12 | 36.7454
27.07. | 13 | 36.7454
27.07. | 14 | 36.7454
27.07. | 15 | 36.7454
27.07. | 16 | 36.7454
27.07. | 17 | 36.7454
27.07. | 18 | 36.7454
27.07. | 19 | 36.7454
27.07. | 20 | 36.7454
27.07. | 21 | 36.7454
27.07. | 22 | 36.7454
27.07. | 23 | 36.7454
27.07. | 24 | 36.7454
28.07. | 1 | 36.7454
28.07. | 2 | 36.7454
28.07. | 3 | 36.7454
28.07. | 4 | 36.7454
28.07. | 5 | 36.7454
28.07. | 6 | 36.7454
28.07. | 7 | 36.7454
28.07. | 8 | 36.7454
28.07. | 9 | 36.7454
28.07. | 10 | 36.7454
28.07. | 11 | 36.7454
28.07. | 12 | 36.7454
28.07. | 13 | 36.7454
28.07. | 14 | 36.7454
28.07. | 15 | 36.7454
28.07. | 16 | 36.7454
28.07. | 17 | 36.7454
28.07. | 18 | 36.7454
28.07. | 19 | 36.7454
28.07. | 20 | 36.7454
28.07. | 21 | 36.7454
28.07. | 22 | 36.7454
28.07. | 23 | 36.7454
28.07. | 24 | 36.7454
29.07. | 1 | 36.7454
29.07. | 2 | 36.7454
29.07. | 3 | 36.7454
29.07. | 4 | 36.7454
29.07. | 5 | 36.7454
29.07. | 6 | 36.7454
29.07. | 7 | 36.7454
29.07. | 8 | 36.7454
29.07. | 9 | 36.7454
29.07. | 10 | 36.7454
29.07. | 11 | 36.7454
29.07. | 12 | 36.7454
29.07. | 13 | 36.7454
29.07. | 14 | 36.7454
29.07. | 15 | 36.7454
29.07. | 16 | 36.7454
29.07. | 17 | 36.7454
29.07. | 18 | 36.7454
29.07. | 19 | 36.7454
29.07. | 20 | 36.7454
29.07. | 21 | 36.7454
29.07. | 22 | 36.7454
29.07. | 23 | 36.7454
29.07. | 24 | 36.7454
30.07. | 1 | 36.7454
30.07. | 2 | 36.7454
30.07. | 3 | 36.7454
30.07. | 4 | 36.7454
30.07. | 5 | 36.7454
30.07. | 6 | 36.7454
30.07. | 7 | 36.7454
30.07. | 8 | 36.7454
30.07. | 9 | 36.7454
30.07. | 10 | 36.7454
30.07. | 11 | 36.7454
30.07. | 12 | 36.7454
30.07. | 13 | 36.7454
30.07. | 14 | 36.7454
30.07. | 15 | 36.7454
30.07. | 16 | 36.7454
30.07. | 17 | 36.7454
30.07. | 18 | 36.7454
30.07. | 19 | 36.7454
30.07. | 20 | 36.7454
30.07. | 21 | 36.7454
30.07. | 22 | 36.7454
30.07. | 23 | 36.7454
30.07. | 24 | 36.7454
31.07. | 1 | 36.7454
31.07. | 2 | 36.7454
31.07. | 3 | 36.7454
31.07. | 4 | 36.7454
31.07. | 5 | 36.7454
31.07. | 6 | 36.7454
31.07. | 7 | 36.7454
31.07. | 8 | 36.7454
31.07. | 9 | 36.7454
31.07. | 10 | 36.7454
31.07. | 11 | 36.7454
31.07. | 12 | 36.7454
31.07. | 13 | 36.7454
31.07. | 14 | 36.7454
31.07. | 15 | 36.7454
31.07. | 16 | 36.7454
31.07. | 17 | 36.7454
31.07. | 18 | 36.7454
31.07. | 19 | 36.7454
31.07. | 20 | 36.7454
31.07. | 21 | 36.7454
31.07. | 22 | 36.7454
31.07. | 23 | 36.7454
31.07. | 24 | 36.7454
01.08. | 1 | 36.7454
01.08. | 2 | 36.7454
01.08. | 3 | 36.7454
01.08. | 4 | 36.7454
01.08. | 5 | 36.7454
01.08. | 6 | 36.7454
01.08. | 7 | 36.7454
01.08. | 8 | 36.7454
01.08. | 9 | 36.7454
01.08. | 10 | 36.7454
01.08. | 11 | 36.7454
01.08. | 12 | 36.7454
01.08. | 13 | 36.7454
01.08. | 14 | 36.7454
01.08. | 15 | 36.7454
01.08. | 16 | 36.7454
01.08. | 17 | 36.7454
01.08. | 18 | 36.7454
01.08. | 19 | 36.7454
01.08. | 20 | 36.7454
01.08. | 21 | 36.7454
01.08. | 22 | 36.7454
01.08. | 23 | 36.7454
01.08. | 24 | 36.7454
02.08. | 1 | 36.7454
02.08. | 2 | 36.7454
02.08. | 3 | 36.7454
02.08. | 4 | 36.7454
02.08. | 5 | 36.7454
02.08. | 6 | 36.7454
02.08. | 7 | 36.7454
02.08. | 8 | 36.7454
02.08. | 9 | 36.7454
02.08. | 10 | 36.7454
02.08. | 11 | 36.7454
02.08. | 12 | 36.7454
02.08. | 13 | 36.7454
02.08. | 14 | 36.7454
02.08. | 15 | 36.7454
02.08. | 16 | 36.7454
02.08. | 17 | 36.7454
02.08. | 18 | 36.7454
02.08. | 19 | 36.7454
02.08. | 20 | 36.7454
02.08. | 21 | 36.7454
02.08. | 22 | 36.7454
02.08. | 23 | 36.7454
02.08. | 24 | 36.7454
03.08. | 1 | 36.7454
03.08. | 2 | 36.7454
03.08. | 3 | 36.7454
03.08. | 4 | 36.7454
03.08. | 5 | 36.7454
03.08. | 6 | 36.7454
03.08. | 7 | 36.7454
03.08. | 8 | 36.7454
03.08. | 9 | 36.7454
03.08. | 10 | 36.7454
03.08. | 11 | 36.7454
03.08. | 12 | 36.7454
03.08. | 13 | 36.7454
03.08. | 14 | 36.7454
03.08. | 15 | 36.7454
03.08. | 16 | 36.7454
03.08. | 17 | 36.7454
03.08. | 18 | 36.7454
03.08. | 19 | 36.7454
03.08. | 20 | 36.7454
03.08. | 21 | 36.7454
03.08. | 22 | 36.7454
03.08. | 23 | 36.7454
03.08. | 24 | 36.7454
04.08. | 1 | 36.7454
04.08. | 2 | 36.7454
04.08. | 3 | 36.7454
04.08. | 4 | 36.7454
04.08. | 5 | 36.7454
04.08. | 6 | 36.7454
04.08. | 7 | 36.7454
04.08. | 8 | 36.7454
04.08. | 9 | 36.7454
04.08. | 10 | 36.7454
04.08. | 11 | 36.7454
04.08. | 12 | 36.7454
04.08. | 13 | 36.7454
04.08. | 14 | 36.7454
04.08. | 15 | 36.7454
04.08. | 16 | 36.7454
04.08. | 17 | 36.7454
04.08. | 18 | 36.7454
04.08. | 19 | 36.7454
04.08. | 20 | 36.7454
04.08. | 21 | 36.7454
04.08. | 22 | 36.7454
04.08. | 23 | 36.7454
04.08. | 24 | 36.7454
05.08. | 1 | 36.7454
05.08. | 2 | 36.7454
05.08. | 3 | 36.7454
05.08. | 4 | 36.7454
05.08. | 5 | 36.7454
05.08. | 6 | 36.7454
05.08. | 7 | 36.7454
05.08. | 8 | 36.7454
05.08. | 9 | 36.7454
05.08. | 10 | 36.7454
05.08. | 11 | 36.7454
05.08. | 12 | 36.7454
05.08. | 13 | 36.7454
05.08. | 14 | 36.7454
05.08. | 15 | 36.7454
05.08. | 16 | 36.7454
05.08. | 17 | 36.7454
05.08. | 18 | 36.7454
05.08. | 19 | 36.7454
05.08. | 20 | 36.7454
05.08. | 21 | 36.7454
05.08. | 22 | 36.7454
05.08. | 23 | 36.7454
05.08. | 24 | 36.7454
06.08. | 1 | 36.7454
06.08. | 2 | 36.7454
06.08. | 3 | 36.7454
06.08. | 4 | 36.7454
06.08. | 5 | 36.7454
06.08. | 6 | 36.7454
06.08. | 7 | 36.7454
06.08. | 8 | 36.7454
06.08. | 9 | 36.7454
06.08. | 10 | 36.7454
06.08. | 11 | 36.7454
06.08. | 12 | 36.7454
06.08. | 13 | 36.7454
06.08. | 14 | 36.7454
06.08. | 15 | 36.7454
06.08. | 16 | 36.7454
06.08. | 17 | 36.7454
06.08. | 18 | 36.7454
06.08. | 19 | 36.7454
06.08. | 20 | 36.7454
06.08. | 21 | 36.7454
06.08. | 22 | 36.7454
06.08. | 23 | 36.7454
06.08. | 24 | 36.7454
07.08. | 1 | 36.7454
07.08. | 2 | 36.7454
07.08. | 3 | 36.7454
07.08. | 4 | 36.7454
07.08. | 5 | 36.7454
07.08. | 6 | 36.7454
07.08. | 7 | 36.7454
07.08. | 8 | 36.7454
07.08. | 9 | 36.7454
07.08. | 10 | 36.7454
07.08. | 11 | 36.7454
07.08. | 12 | 36.7454
07.08. | 13 | 36.7454
07.08. | 14 | 36.7454
07.08. | 15 | 36.7454
07.08. | 16 | 36.7454
07.08. | 17 | 36.7454
07.08. | 18 | 36.7454
07.08. | 19 | 36.7454
07.08. | 20 | 36.7454
07.08. | 21 | 36.7454
07.08. | 22 | 36.7454
07.08. | 23 | 36.7454
07.08. | 24 | 36.7454
08.08. | 1 | 36.7454
08.08. | 2 | 36.7454
08.08. | 3 | 36.7454
08.08. | 4 | 36.7454
08.08. | 5 | 36.7454
08.08. | 6 | 36.7454
08.08. | 7 | 36.7454
08.08. | 8 | 36.7454
08.08. | 9 | 36.7454
08.08. | 10 | 36.7454
08.08. | 11 | 36.7454
08.08. | 12 | 36.7454
08.08. | 13 | 36.7454
08.08. | 14 | 36.7454
08.08. | 15 | 36.7454
08.08. | 16 | 36.7454
08.08. | 17 | 36.7454
08.08. | 18 | 36.7454
08.08. | 19 | 36.7454
08.08. | 20 | 36.7454
08.08. | 21 | 36.7454
08.08. | 22 | 36.7454
08.08. | 23 | 36.7454
08.08. | 24 | 36.7454
09.08. | 1 | 36.7454
09.08. | 2 | 36.7454
09.08. | 3 | 36.7454
09.08. | 4 | 36.7454
09.08. | 5 | 36.7454
09.08. | 6 | 36.7454
09.08. | 7 | 36.7454
09.08. | 8 | 36.7454
09.08. | 9 | 36.7454
09.08. | 10 | 36.7454
09.08. | 11 | 36.7454
09.08. | 12 | 36.7454
09.08. | 13 | 36.7454
09.08. | 14 | 36.7454
09.08. | 15 | 36.7454
09.08. | 16 | 36.7454
09.08. | 17 | 36.7454
09.08. | 18 | 36.7454
09.08. | 19 | 36.7454
09.08. | 20 | 36.7454
09.08. | 21 | 36.7454
09.08. | 22 | 36.7454
09.08. | 23 | 36.7454
09.08. | 24 | 36.7454
10.08. | 1 | 36.7454
10.08. | 2 | 36.7454
10.08. | 3 | 36.7454
10.08. | 4 | 36.7454
10.08. | 5 | 36.7454
10.08. | 6 | 36.7454
10.08. | 7 | 36.7454
10.08. | 8 | 36.7454
10.08. | 9 | 36.7454
10.08. | 10 | 36.7454
10.08. | 11 | 36.7454
10.08. | 12 | 36.7454
10.08. | 13 | 36.7454
10.08. | 14 | 36.7454
10.08. | 15 | 36.7454
10.08. | 16 | 36.7454
10.08. | 17 | 36.7454
10.08. | 18 | 36.7454
10.08. | 19 | 36.7454
10.08. | 20 | 36.7454
10.08. | 21 | 36.7454
10.08. | 22 | 36.7454
10.08. | 23 | 36.7454
10.08. | 24 | 36.7454
11.08. | 1 | 36.7454
11.08. | 2 | 36.7454
11.08. | 3 | 36.7454
11.08. | 4 | 36.7454
11.08. | 5 | 36.7454
11.08. | 6 | 36.7454
11.08. | 7 | 36.7454
11.08. | 8 | 36.7454
11.08. | 9 | 36.7454
11.08. | 10 | 36.7454
11.08. | 11 | 36.7454
11.08. | 12 | 36.7454
11.08. | 13 | 36.7454
11.08. | 14 | 36.7454
11.08. | 15 | 36.7454
11.08. | 16 | 36.7454
11.08. | 17 | 36.7454
11.08. | 18 | 36.7454
11.08. | 19 | 36.7454
11.08. | 20 | 36.7454
11.08. | 21 | 36.7454
11.08. | 22 | 36.7454
11.08. | 23 | 36.7454
11.08. | 24 | 36.7454
12.08. | 1 | 36.7454
12.08. | 2 | 36.7454
12.08. | 3 | 36.7454
12.08. | 4 | 36.7454
12.08. | 5 | 36.7454
12.08. | 6 | 36.7454
12.08. | 7 | 36.7454
12.08. | 8 | 36.7454
12.08. | 9 | 36.7454
12.08. | 10 | 36.7454
12.08. | 11 | 36.7454
12.08. | 12 | 36.7454
12.08. | 13 | 36.7454
12.08. | 14 | 36.7454
12.08. | 15 | 36.7454
12.08. | 16 | 36.7454
12.08. | 17 | 36.7454
12.08. | 18 | 36.7454
12.08. | 19 | 36.7454
12.08. | 20 | 36.7454
12.08. | 21 | 36.7454
12.08. | 22 | 36.7454
12.08. | 23 | 36.7454
12.08. | 24 | 36.7454
13.08. | 1 | 36.7454
13.08. | 2 | 36.7454
13.08. | 3 | 36.7454
13.08. | 4 | 36.7454
13.08. | 5 | 36.7454
13.08. | 6 | 36.7454
13.08. | 7 | 36.7454
13.08. | 8 | 36.7454
13.08. | 9 | 36.7454
13.08. | 10 | 36.7454
13.08. | 11 | 36.7454
13.08. | 12 | 36.7454
13.08. | 13 | 36.7454
13.08. | 14 | 36.7454
13.08. | 15 | 36.7454
13.08. | 16 | 36.7454
13.08. | 17 | 36.7454
13.08. | 18 | 36.7454
13.08. | 19 | 36.7454
13.08. | 20 | 36.7454
13.08. | 21 | 36.7454
13.08. | 22 | 36.7454
13.08. | 23 | 36.7454
13.08. | 24 | 36.7454
14.08. | 1 | 36.7454
14.08. | 2 | 36.7454
14.08. | 3 | 36.7454
14.08. | 4 | 36.7454
14.08. | 5 | 36.7454
14.08. | 6 | 36.7454
14.08. | 7 | 36.7454
14.08. | 8 | 36.7454
14.08. | 9 | 36.7454
14.08. | 10 | 36.7454
14.08. | 11 | 36.7454
14.08. | 12 | 36.7454
14.08. | 13 | 36.7454
14.08. | 14 | 36.7454
14.08. | 15 | 36.7454
14.08. | 16 | 36.7454
14.08. | 17 | 36.7454
14.08. | 18 | 36.7454
14.08. | 19 | 36.7454
14.08. | 20 | 36.7454
14.08. | 21 | 36.7454
14.08. | 22 | 36.7454
14.08. | 23 | 36.7454
14.08. | 24 | 36.7454
15.08. | 1 | 36.7454
15.08. | 2 | 36.7454
15.08. | 3 | 36.7454
15.08. | 4 | 36.7454
15.08. | 5 | 36.7454
15.08. | 6 | 36.7454
15.08. | 7 | 36.7454
15.08. | 8 | 36.7454
15.08. | 9 | 36.7454
15.08. | 10 | 36.7454
15.08. | 11 | 36.7454
15.08. | 12 | 36.7454
15.08. | 13 | 36.7454
15.08. | 14 | 36.7454
15.08. | 15 | 36.7454
15.08. | 16 | 36.7454
15.08. | 17 | 36.7454
15.08. | 18 | 36.7454
15.08. | 19 | 36.7454
15.08. | 20 | 36.7454
15.08. | 21 | 36.7454
15.08. | 22 | 36.7454
15.08. | 23 | 36.7454
15.08. | 24 | 36.7454
16.08. | 1 | 36.7454
16.08. | 2 | 36.7454
16.08. | 3 | 36.7454
16.08. | 4 | 36.7454
16.08. | 5 | 36.7454
16.08. | 6 | 36.7454
16.08. | 7 | 36.7454
16.08. | 8 | 36.7454
16.08. | 9 | 36.7454
16.08. | 10 | 36.7454
16.08. | 11 | 36.7454
16.08. | 12 | 36.7454
16.08. | 13 | 36.7454
16.08. | 14 | 36.7454
16.08. | 15 | 36.7454
16.08. | 16 | 36.7454
16.08. | 17 | 36.7454
16.08. | 18 | 36.7454
16.08. | 19 | 36.7454
16.08. | 20 | 36.7454
16.08. | 21 | 36.7454
16.08. | 22 | 36.7454
16.08. | 23 | 36.7454
16.08. | 24 | 36.7454
17.08. | 1 | 36.7454
17.08. | 2 | 36.7454
17.08. | 3 | 36.7454
17.08. | 4 | 36.7454
17.08. | 5 | 36.7454
17.08. | 6 | 36.7454
17.08. | 7 | 36.7454
17.08. | 8 | 36.7454
17.08. | 9 | 36.7454
17.08. | 10 | 36.7454
17.08. | 11 | 36.7454
17.08. | 12 | 36.7454
17.08. | 13 | 36.7454
17.08. | 14 | 36.7454
17.08. | 15 | 36.7454
17.08. | 16 | 36.7454
17.08. | 17 | 36.7454
17.08. | 18 | 36.7454
17.08. | 19 | 36.7454
17.08. | 20 | 36.7454
17.08. | 21 | 36.7454
17.08. | 22 | 36.7454
17.08. | 23 | 36.7454
17.08. | 24 | 36.7454
18.08. | 1 | 36.7454
18.08. | 2 | 36.7454
18.08. | 3 | 36.7454
18.08. | 4 | 36.7454
18.08. | 5 | 36.7454
18.08. | 6 | 36.7454
18.08. | 7 | 36.7454
18.08. | 8 | 36.7454
18.08. | 9 | 36.7454
18.08. | 10 | 36.7454
18.08. | 11 | 36.7454
18.08. | 12 | 36.7454
18.08. | 13 | 36.7454
18.08. | 14 | 36.7454
18.08. | 15 | 36.7454
18.08. | 16 | 36.7454
18.08. | 17 | 36.7454
18.08. | 18 | 36.7454
18.08. | 19 | 36.7454
18.08. | 20 | 36.7454
18.08. | 21 | 36.7454
18.08. | 22 | 36.7454
18.08. | 23 | 36.7454
18.08. | 24 | 36.7454
19.08. | 1 | 36.7454
19.08. | 2 | 36.7454
19.08. | 3 | 36.7454
19.08. | 4 | 36.7454
19.08. | 5 | 36.7454
19.08. | 6 | 36.7454
19.08. | 7 | 36.7454
19.08. | 8 | 36.7454
19.08. | 9 | 36.7454
19.08. | 10 | 36.7454
19.08. | 11 | 36.7454
19.08. | 12 | 36.7454
19.08. | 13 | 36.7454
19.08. | 14 | 36.7454
19.08. | 15 | 36.7454
19.08. | 16 | 36.7454
19.08. | 17 | 36.7454
19.08. | 18 | 36.7454
19.08. | 19 | 36.7454
19.08. | 20 | 36.7454
19.08. | 21 | 36.7454
19.08. | 22 | 36.7454
19.08. | 23 | 36.7454
19.08. | 24 | 36.7454
20.08. | 1 | 36.7454
20.08. | 2 | 36.7454
20.08. | 3 | 36.7454
20.08. | 4 | 36.7454
20.08. | 5 | 36.7454
20.08. | 6 | 36.7454
20.08. | 7 | 36.7454
20.08. | 8 | 36.7454
20.08. | 9 | 36.7454
20.08. | 10 | 36.7454
20.08. | 11 | 36.7454
20.08. | 12 | 36.7454
20.08. | 13 | 36.7454
20.08. | 14 | 36.7454
20.08. | 15 | 36.7454
20.08. | 16 | 36.7454
20.08. | 17 | 36.7454
20.08. | 18 | 36.7454
20.08. | 19 | 36.7454
20.08. | 20 | 36.7454
20.08. | 21 | 36.7454
20.08. | 22 | 36.7454
20.08. | 23 | 36.7454
20.08. | 24 | 36.7454
21.08. | 1 | 36.7454
21.08. | 2 | 36.7454
21.08. | 3 | 36.7454
21.08. | 4 | 36.7454
21.08. | 5 | 36.7454
21.08. | 6 | 36.7454
21.08. | 7 | 36.7454
21.08. | 8 | 36.7454
21.08. | 9 | 36.7454
21.08. | 10 | 36.7454
21.08. | 11 | 36.7454
21.08. | 12 | 36.7454
21.08. | 13 | 36.7454
21.08. | 14 | 36.7454
21.08. | 15 | 36.7454
21.08. | 16 | 36.7454
21.08. | 17 | 36.7454
21.08. | 18 | 36.7454
21.08. | 19 | 36.7454
21.08. | 20 | 36.7454
21.08. | 21 | 36.7454
21.08. | 22 | 36.7454
21.08. | 23 | 36.7454
21.08. | 24 | 36.7454
22.08. | 1 | 36.7454
22.08. | 2 | 36.7454
22.08. | 3 | 36.7454
22.08. | 4 | 36.7454
22.08. | 5 | 36.7454
22.08. | 6 | 36.7454
22.08. | 7 | 36.7454
22.08. | 8 | 36.7454
22.08. | 9 | 36.7454
22.08. | 10 | 36.7454
22.08. | 11 | 36.7454
22.08. | 12 | 36.7454
22.08. | 13 | 36.7454
22.08. | 14 | 36.7454
22.08. | 15 | 36.7454
22.08. | 16 | 36.7454
22.08. | 17 | 36.7454
22.08. | 18 | 36.7454
22.08. | 19 | 36.7454
22.08. | 20 | 36.7454
22.08. | 21 | 36.7454
22.08. | 22 | 36.7454
22.08. | 23 | 36.7454
22.08. | 24 | 36.7454
23.08. | 1 | 36.7454
23.08. | 2 | 36.7454
23.08. | 3 | 36.7454
23.08. | 4 | 36.7454
23.08. | 5 | 36.7454
23.08. | 6 | 36.7454
23.08. | 7 | 36.7454
23.08. | 8 | 36.7454
23.08. | 9 | 36.7454
23.08. | 10 | 36.7454
23.08. | 11 | 36.7454
23.08. | 12 | 36.7454
23.08. | 13 | 36.7454
23.08. | 14 | 36.7454
23.08. | 15 | 36.7454
23.08. | 16 | 36.7454
23.08. | 17 | 36.7454
23.08. | 18 | 36.7454
23.08. | 19 | 36.7454
23.08. | 20 | 36.7454
23.08. | 21 | 36.7454
23.08. | 22 | 36.7454
23.08. | 23 | 36.7454
23.08. | 24 | 36.7454
24.08. | 1 | 36.7454
24.08. | 2 | 36.7454
24.08. | 3 | 36.7454
24.08. | 4 | 36.7454
24.08. | 5 | 36.7454
24.08. | 6 | 36.7454
24.08. | 7 | 36.7454
24.08. | 8 | 36.7454
24.08. | 9 | 36.7454
24.08. | 10 | 36.7454
24.08. | 11 | 36.7454
24.08. | 12 | 36.7454
24.08. | 13 | 36.7454
24.08. | 14 | 36.7454
24.08. | 15 | 36.7454
24.08. | 16 | 36.7454
24.08. | 17 | 36.7454
24.08. | 18 | 36.7454
24.08. | 19 | 36.7454
24.08. | 20 | 36.7454
24.08. | 21 | 36.7454
24.08. | 22 | 36.7454
24.08. | 23 | 36.7454
24.08. | 24 | 36.7454
25.08. | 1 | 36.7454
25.08. | 2 | 36.7454
25.08. | 3 | 36.7454
25.08. | 4 | 36.7454
25.08. | 5 | 36.7454
25.08. | 6 | 36.7454
25.08. | 7 | 36.7454
25.08. | 8 | 36.7454
25.08. | 9 | 36.7454
25.08. | 10 | 36.7454
25.08. | 11 | 36.7454
25.08. | 12 | 36.7454
25.08. | 13 | 36.7454
25.08. | 14 | 36.7454
25.08. | 15 | 36.7454
25.08. | 16 | 36.7454
25.08. | 17 | 36.7454
25.08. | 18 | 36.7454
25.08. | 19 | 36.7454
25.08. | 20 | 36.7454
25.08. | 21 | 36.7454
25.08. | 22 | 36.7454
25.08. | 23 | 36.7454
25.08. | 24 | 36.7454
26.08. | 1 | 36.7454
26.08. | 2 | 36.7454
26.08. | 3 | 36.7454
26.08. | 4 | 36.7454
26.08. | 5 | 36.7454
26.08. | 6 | 36.7454
26.08. | 7 | 36.7454
26.08. | 8 | 36.7454
26.08. | 9 | 36.7454
26.08. | 10 | 36.7454
26.08. | 11 | 36.7454
26.08. | 12 | 36.7454
26.08. | 13 | 36.7454
26.08. | 14 | 36.7454
26.08. | 15 | 36.7454
26.08. | 16 | 36.7454
26.08. | 17 | 36.7454
26.08. | 18 | 36.7454
26.08. | 19 | 36.7454
26.08. | 20 | 36.7454
26.08. | 21 | 36.7454
26.08. | 22 | 36.7454
26.08. | 23 | 36.7454
26.08. | 24 | 36.7454
27.08. | 1 | 36.7454
27.08. | 2 | 36.7454
27.08. | 3 | 36.7454
27.08. | 4 | 36.7454
27.08. | 5 | 36.7454
27.08. | 6 | 36.7454
27.08. | 7 | 36.7454
27.08. | 8 | 36.7454
27.08. | 9 | 36.7454
27.08. | 10 | 36.7454
27.08. | 11 | 36.7454
27.08. | 12 | 36.7454
27.08. | 13 | 36.7454
27.08. | 14 | 36.7454
27.08. | 15 | 36.7454
27.08. | 16 | 36.7454
27.08. | 17 | 36.7454
27.08. | 18 | 36.7454
27.08. | 19 | 36.7454
27.08. | 20 | 36.7454
27.08. | 21 | 36.7454
27.08. | 22 | 36.7454
27.08. | 23 | 36.7454
27.08. | 24 | 36.7454
28.08. | 1 | 36.7454
28.08. | 2 | 36.7454
28.08. | 3 | 36.7454
28.08. | 4 | 36.7454
28.08. | 5 | 36.7454
28.08. | 6 | 36.7454
28.08. | 7 | 36.7454
28.08. | 8 | 36.7454
28.08. | 9 | 36.7454
28.08. | 10 | 36.7454
28.08. | 11 | 36.7454
28.08. | 12 | 36.7454
28.08. | 13 | 36.7454
28.08. | 14 | 36.7454
28.08. | 15 | 36.7454
28.08. | 16 | 36.7454
28.08. | 17 | 36.7454
28.08. | 18 | 36.7454
28.08. | 19 | 36.7454
28.08. | 20 | 36.7454
28.08. | 21 | 36.7454
28.08. | 22 | 36.7454
28.08. | 23 | 36.7454
28.08. | 24 | 36.7454
29.08. | 1 | 36.7454
29.08. | 2 | 36.7454
29.08. | 3 | 36.7454
29.08. | 4 | 36.7454
29.08. | 5 | 36.7454
29.08. | 6 | 36.7454
29.08. | 7 | 36.7454
29.08. | 8 | 36.7454
29.08. | 9 | 36.7454
29.08. | 10 | 36.7454
29.08. | 11 | 36.7454
29.08. | 12 | 36.7454
29.08. | 13 | 36.7454
29.08. | 14 | 36.7454
29.08. | 15 | 36.7454
29.08. | 16 | 36.7454
29.08. | 17 | 36.7454
29.08. | 18 | 36.7454
29.08. | 19 | 36.7454
29.08. | 20 | 36.7454
29.08. | 21 | 36.7454
29.08. | 22 | 36.7454
29.08. | 23 | 36.7454
29.08. | 24 | 36.7454
30.08. | 1 | 36.7454
30.08. | 2 | 36.7454
30.08. | 3 | 36.7454
30.08. | 4 | 36.7454
30.08. | 5 | 36.7454
30.08. | 6 | 36.7454
30.08. | 7 | 36.7454
30.08. | 8 | 36.7454
30.08. | 9 | 36.7454
30.08. | 10 | 36.7454
30.08. | 11 | 36.7454
30.08. | 12 | 36.7454
30.08. | 13 | 36.7454
30.08. | 14 | 36.7454
30.08. | 15 | 36.7454
30.08. | 16 | 36.7454
30.08. | 17 | 36.7454
30.08. | 18 | 36.7454
30.08. | 19 | 36.7454
30.08. | 20 | 36.7454
30.08. | 21 | 36.7454
30.08. | 22 | 36.7454
30.08. | 23 | 36.7454
30.08. | 24 | 36.7454
31.08. | 1 | 36.7454
31.08. | 2 | 36.7454
31.08. | 3 | 36.7454
31.08. | 4 | 36.7454
31.08. | 5 | 36.7454
31.08. | 6 | 36.7454
31.08. | 7 | 36.7454
31.08. | 8 | 36.7454
31.08. | 9 | 36.7454
31.08. | 10 | 36.7454
31.08. | 11 | 36.7454
31.08. | 12 | 36.7454
31.08. | 13 | 36.7454
31.08. | 14 | 36.7454
31.08. | 15 | 36.7454
31.08. | 16 | 36.7454
31.08. | 17 | 36.7454
31.08. | 18 | 36.7454
31.08. | 19 | 36.7454
31.08. | 20 | 36.7454
31.08. | 21 | 36.7454
31.08. | 22 | 36.7454
31.08. | 23 | 36.7454
31.08. | 24 | 36.7454
01.09. | 1 | 36.7454
01.09. | 2 | 36.7454
01.09. | 3 | 36.7454
01.09. | 4 | 36.7454
01.09. | 5 | 36.7454
01.09. | 6 | 36.7454
01.09. | 7 | 36.7454
01.09. | 8 | 36.7454
01.09. | 9 | 36.7454
01.09. | 10 | 36.7454
01.09. | 11 | 36.7454
01.09. | 12 | 36.7454
01.09. | 13 | 36.7454
01.09. | 14 | 36.7454
01.09. | 15 | 36.7454
01.09. | 16 | 36.7454
01.09. | 17 | 36.7454
01.09. | 18 | 36.7454
01.09. | 19 | 36.7454
01.09. | 20 | 36.7454
01.09. | 21 | 36.7454
01.09. | 22 | 36.7454
01.09. | 23 | 36.7454
01.09. | 24 | 36.7454
02.09. | 1 | 36.7454
02.09. | 2 | 36.7454
02.09. | 3 | 36.7454
02.09. | 4 | 36.7454
02.09. | 5 | 36.7454
02.09. | 6 | 36.7454
02.09. | 7 | 36.7454
02.09. | 8 | 36.7454
02.09. | 9 | 36.7454
02.09. | 10 | 36.7454
02.09. | 11 | 36.7454
02.09. | 12 | 36.7454
02.09. | 13 | 36.7454
02.09. | 14 | 36.7454
02.09. | 15 | 36.7454
02.09. | 16 | 36.7454
02.09. | 17 | 36.7454
02.09. | 18 | 36.7454
02.09. | 19 | 36.7454
02.09. | 20 | 36.7454
02.09. | 21 | 36.7454
02.09. | 22 | 36.7454
02.09. | 23 | 36.7454
02.09. | 24 | 36.7454
03.09. | 1 | 36.7454
03.09. | 2 | 36.7454
03.09. | 3 | 36.7454
03.09. | 4 | 36.7454
03.09. | 5 | 36.7454
03.09. | 6 | 36.7454
03.09. | 7 | 36.7454
03.09. | 8 | 36.7454
03.09. | 9 | 36.7454
03.09. | 10 | 36.7454
03.09. | 11 | 36.7454
03.09. | 12 | 36.7454
03.09. | 13 | 36.7454
03.09. | 14 | 36.7454
03.09. | 15 | 36.7454
03.09. | 16 | 36.7454
03.09. | 17 | 36.7454
03.09. | 18 | 36.7454
03.09. | 19 | 36.7454
03.09. | 20 | 36.7454
03.09. | 21 | 36.7454
03.09. | 22 | 36.7454
03.09. | 23 | 36.7454
03.09. | 24 | 36.7454
04.09. | 1 | 36.7454
04.09. | 2 | 36.7454
04.09. | 3 | 36.7454
04.09. | 4 | 36.7454
04.09. | 5 | 36.7454
04.09. | 6 | 36.7454
04.09. | 7 | 36.7454
04.09. | 8 | 36.7454
04.09. | 9 | 36.7454
04.09. | 10 | 36.7454
04.09. | 11 | 36.7454
04.09. | 12 | 36.7454
04.09. | 13 | 36.7454
04.09. | 14 | 36.7454
04.09. | 15 | 36.7454
04.09. | 16 | 36.7454
04.09. | 17 | 36.7454
04.09. | 18 | 36.7454
04.09. | 19 | 36.7454
04.09. | 20 | 36.7454
04.09. | 21 | 36.7454
04.09. | 22 | 36.7454
04.09. | 23 | 36.7454
04.09. | 24 | 36.7454
05.09. | 1 | 36.7454
05.09. | 2 | 36.7454
05.09. | 3 | 36.7454
05.09. | 4 | 36.7454
05.09. | 5 | 36.7454
05.09. | 6 | 36.7454
05.09. | 7 | 36.7454
05.09. | 8 | 36.7454
05.09. | 9 | 36.7454
05.09. | 10 | 36.7454
05.09. | 11 | 36.7454
05.09. | 12 | 36.7454
05.09. | 13 | 36.7454
05.09. | 14 | 36.7454
05.09. | 15 | 36.7454
05.09. | 16 | 36.7454
05.09. | 17 | 36.7454
05.09. | 18 | 36.7454
05.09. | 19 | 36.7454
05.09. | 20 | 36.7454
05.09. | 21 | 36.7454
05.09. | 22 | 36.7454
05.09. | 23 | 36.7454
05.09. | 24 | 36.7454
06.09. | 1 | 36.7454
06.09. | 2 | 36.7454
06.09. | 3 | 36.7454
06.09. | 4 | 36.7454
06.09. | 5 | 36.7454
06.09. | 6 | 36.7454
06.09. | 7 | 36.7454
06.09. | 8 | 36.7454
06.09. | 9 | 36.7454
06.09. | 10 | 36.7454
06.09. | 11 | 36.7454
06.09. | 12 | 36.7454
06.09. | 13 | 36.7454
06.09. | 14 | 36.7454
06.09. | 15 | 36.7454
06.09. | 16 | 36.7454
06.09. | 17 | 36.7454
06.09. | 18 | 36.7454
06.09. | 19 | 36.7454
06.09. | 20 | 36.7454
06.09. | 21 | 36.7454
06.09. | 22 | 36.7454
06.09. | 23 | 36.7454
06.09. | 24 | 36.7454
07.09. | 1 | 36.7454
07.09. | 2 | 36.7454
07.09. | 3 | 36.7454
07.09. | 4 | 36.7454
07.09. | 5 | 36.7454
07.09. | 6 | 36.7454
07.09. | 7 | 36.7454
07.09. | 8 | 36.7454
07.09. | 9 | 36.7454
07.09. | 10 | 36.7454
07.09. | 11 | 36.7454
07.09. | 12 | 36.7454
07.09. | 13 | 36.7454
07.09. | 14 | 36.7454
07.09. | 15 | 36.7454
07.09. | 16 | 36.7454
07.09. | 17 | 36.7454
07.09. | 18 | 36.7454
07.09. | 19 | 36.7454
07.09. | 20 | 36.7454
07.09. | 21 | 36.7454
07.09. | 22 | 36.7454
07.09. | 23 | 36.7454
07.09. | 24 | 36.7454
08.09. | 1 | 36.7454
08.09. | 2 | 36.7454
08.09. | 3 | 36.7454
08.09. | 4 | 36.7454
08.09. | 5 | 36.7454
08.09. | 6 | 36.7454
08.09. | 7 | 36.7454
08.09. | 8 | 36.7454
08.09. | 9 | 36.7454
08.09. | 10 | 36.7454
08.09. | 11 | 36.7454
08.09. | 12 | 36.7454
08.09. | 13 | 36.7454
08.09. | 14 | 36.7454
08.09. | 15 | 36.7454
08.09. | 16 | 36.7454
08.09. | 17 | 36.7454
08.09. | 18 | 36.7454
08.09. | 19 | 36.7454
08.09. | 20 | 36.7454
08.09. | 21 | 36.7454
08.09. | 22 | 36.7454
08.09. | 23 | 36.7454
08.09. | 24 | 36.7454
09.09. | 1 | 36.7454
09.09. | 2 | 36.7454
09.09. | 3 | 36.7454
09.09. | 4 | 36.7454
09.09. | 5 | 36.7454
09.09. | 6 | 36.7454
09.09. | 7 | 36.7454
09.09. | 8 | 36.7454
09.09. | 9 | 36.7454
09.09. | 10 | 36.7454
09.09. | 11 | 36.7454
09.09. | 12 | 36.7454
09.09. | 13 | 36.7454
09.09. | 14 | 36.7454
09.09. | 15 | 36.7454
09.09. | 16 | 36.7454
09.09. | 17 | 36.7454
09.09. | 18 | 36.7454
09.09. | 19 | 36.7454
09.09. | 20 | 36.7454
09.09. | 21 | 36.7454
09.09. | 22 | 36.7454
09.09. | 23 | 36.7454
09.09. | 24 | 36.7454
10.09. | 1 | 36.7454
10.09. | 2 | 36.7454
10.09. | 3 | 36.7454
10.09. | 4 | 36.7454
10.09. | 5 | 36.7454
10.09. | 6 | 36.7454
10.09. | 7 | 36.7454
10.09. | 8 | 36.7454
10.09. | 9 | 36.7454
10.09. | 10 | 36.7454
10.09. | 11 | 36.7454
10.09. | 12 | 36.7454
10.09. | 13 | 36.7454
10.09. | 14 | 36.7454
10.09. | 15 | 36.7454
10.09. | 16 | 36.7454
10.09. | 17 | 36.7454
10.09. | 18 | 36.7454
10.09. | 19 | 36.7454
10.09. | 20 | 36.7454
10.09. | 21 | 36.7454
10.09. | 22 | 36.7454
10.09. | 23 | 36.7454
10.09. | 24 | 36.7454
11.09. | 1 | 36.7454
11.09. | 2 | 36.7454
11.09. | 3 | 36.7454
11.09. | 4 | 36.7454
11.09. | 5 | 36.7454
11.09. | 6 | 36.7454
11.09. | 7 | 36.7454
11.09. | 8 | 36.7454
11.09. | 9 | 36.7454
11.09. | 10 | 36.7454
11.09. | 11 | 36.7454
11.09. | 12 | 36.7454
11.09. | 13 | 36.7454
11.09. | 14 | 36.7454
11.09. | 15 | 36.7454
11.09. | 16 | 36.7454
11.09. | 17 | 36.7454
11.09. | 18 | 36.7454
11.09. | 19 | 36.7454
11.09. | 20 | 36.7454
11.09. | 21 | 36.7454
11.09. | 22 | 36.7454
11.09. | 23 | 36.7454
11.09. | 24 | 36.7454
12.09. | 1 | 36.7454
12.09. | 2 | 36.7454
12.09. | 3 | 36.7454
12.09. | 4 | 36.7454
12.09. | 5 | 36.7454
12.09. | 6 | 36.7454
12.09. | 7 | 36.7454
12.09. | 8 | 36.7454
12.09. | 9 | 36.7454
12.09. | 10 | 36.7454
12.09. | 11 | 36.7454
12.09. | 12 | 36.7454
12.09. | 13 | 36.7454
12.09. | 14 | 36.7454
12.09. | 15 | 36.7454
12.09. | 16 | 36.7454
12.09. | 17 | 36.7454
12.09. | 18 | 36.7454
12.09. | 19 | 36.7454
12.09. | 20 | 36.7454
12.09. | 21 | 36.7454
12.09. | 22 | 36.7454
12.09. | 23 | 36.7454
12.09. | 24 | 36.7454
13.09. | 1 | 36.7454
13.09. | 2 | 36.7454
13.09. | 3 | 36.7454
13.09. | 4 | 36.7454
13.09. | 5 | 36.7454
13.09. | 6 | 36.7454
13.09. | 7 | 36.7454
13.09. | 8 | 36.7454
13.09. | 9 | 36.7454
13.09. | 10 | 36.7454
13.09. | 11 | 36.7454
13.09. | 12 | 36.7454
13.09. | 13 | 36.7454
13.09. | 14 | 36.7454
13.09. | 15 | 36.7454
13.09. | 16 | 36.7454
13.09. | 17 | 36.7454
13.09. | 18 | 36.7454
13.09. | 19 | 36.7454
13.09. | 20 | 36.7454
13.09. | 21 | 36.7454
13.09. | 22 | 36.7454
13.09. | 23 | 36.7454
13.09. | 24 | 36.7454
14.09. | 1 | 36.7454
14.09. | 2 | 36.7454
14.09. | 3 | 36.7454
14.09. | 4 | 36.7454
14.09. | 5 | 36.7454
14.09. | 6 | 36.7454
14.09. | 7 | 36.7454
14.09. | 8 | 36.7454
14.09. | 9 | 36.7454
14.09. | 10 | 36.7454
14.09. | 11 | 36.7454
14.09. | 12 | 36.7454
14.09. | 13 | 36.7454
14.09. | 14 | 36.7454
14.09. | 15 | 36.7454
14.09. | 16 | 36.7454
14.09. | 17 | 36.7454
14.09. | 18 | 36.7454
14.09. | 19 | 36.7454
14.09. | 20 | 36.7454
14.09. | 21 | 36.7454
14.09. | 22 | 36.7454
14.09. | 23 | 36.7454
14.09. | 24 | 36.7454
15.09. | 1 | 36.7454
15.09. | 2 | 36.7454
15.09. | 3 | 36.7454
15.09. | 4 | 36.7454
15.09. | 5 | 36.7454
15.09. | 6 | 36.7454
15.09. | 7 | 36.7454
15.09. | 8 | 36.7454
15.09. | 9 | 36.7454
15.09. | 10 | 36.7454
15.09. | 11 | 36.7454
15.09. | 12 | 36.7454
15.09. | 13 | 36.7454
15.09. | 14 | 36.7454
15.09. | 15 | 36.7454
15.09. | 16 | 36.7454
15.09. | 17 | 36.7454
15.09. | 18 | 36.7454
15.09. | 19 | 36.7454
15.09. | 20 | 36.7454
15.09. | 21 | 36.7454
15.09. | 22 | 36.7454
15.09. | 23 | 36.7454
15.09. | 24 | 36.7454
16.09. | 1 | 36.7454
16.09. | 2 | 36.7454
16.09. | 3 | 36.7454
16.09. | 4 | 36.7454
16.09. | 5 | 36.7454
16.09. | 6 | 36.7454
16.09. | 7 | 36.7454
16.09. | 8 | 36.7454
16.09. | 9 | 36.7454
16.09. | 10 | 36.7454
16.09. | 11 | 36.7454
16.09. | 12 | 36.7454
16.09. | 13 | 36.7454
16.09. | 14 | 36.7454
16.09. | 15 | 36.7454
16.09. | 16 | 36.7454
16.09. | 17 | 36.7454
16.09. | 18 | 36.7454
16.09. | 19 | 36.7454
16.09. | 20 | 36.7454
16.09. | 21 | 36.7454
16.09. | 22 | 36.7454
16.09. | 23 | 36.7454
16.09. | 24 | 36.7454
17.09. | 1 | 36.7454
17.09. | 2 | 36.7454
17.09. | 3 | 36.7454
17.09. | 4 | 36.7454
17.09. | 5 | 36.7454
17.09. | 6 | 36.7454
17.09. | 7 | 36.7454
17.09. | 8 | 36.7454
17.09. | 9 | 36.7454
17.09. | 10 | 36.7454
17.09. | 11 | 36.7454
17.09. | 12 | 36.7454
17.09. | 13 | 36.7454
17.09. | 14 | 36.7454
17.09. | 15 | 36.7454
17.09. | 16 | 36.7454
17.09. | 17 | 36.7454
17.09. | 18 | 36.7454
17.09. | 19 | 36.7454
17.09. | 20 | 36.7454
17.09. | 21 | 36.7454
17.09. | 22 | 36.7454
17.09. | 23 | 36.7454
17.09. | 24 | 36.7454
18.09. | 1 | 36.7454
18.09. | 2 | 36.7454
18.09. | 3 | 36.7454
18.09. | 4 | 36.7454
18.09. | 5 | 36.7454
18.09. | 6 | 36.7454
18.09. | 7 | 36.7454
18.09. | 8 | 36.7454
18.09. | 9 | 36.7454
18.09. | 10 | 36.7454
18.09. | 11 | 36.7454
18.09. | 12 | 36.7454
18.09. | 13 | 36.7454
18.09. | 14 | 36.7454
18.09. | 15 | 36.7454
18.09. | 16 | 36.7454
18.09. | 17 | 36.7454
18.09. | 18 | 36.7454
18.09. | 19 | 36.7454
18.09. | 20 | 36.7454
18.09. | 21 | 36.7454
18.09. | 22 | 36.7454
18.09. | 23 | 36.7454
18.09. | 24 | 36.7454
19.09. | 1 | 36.7454
19.09. | 2 | 36.7454
19.09. | 3 | 36.7454
19.09. | 4 | 36.7454
19.09. | 5 | 36.7454
19.09. | 6 | 36.7454
19.09. | 7 | 36.7454
19.09. | 8 | 36.7454
19.09. | 9 | 36.7454
19.09. | 10 | 36.7454
19.09. | 11 | 36.7454
19.09. | 12 | 36.7454
19.09. | 13 | 36.7454
19.09. | 14 | 36.7454
19.09. | 15 | 36.7454
19.09. | 16 | 36.7454
19.09. | 17 | 36.7454
19.09. | 18 | 36.7454
19.09. | 19 | 36.7454
19.09. | 20 | 36.7454
19.09. | 21 | 36.7454
19.09. | 22 | 36.7454
19.09. | 23 | 36.7454
19.09. | 24 | 36.7454
20.09. | 1 | 36.7454
20.09. | 2 | 36.7454
20.09. | 3 | 36.7454
20.09. | 4 | 36.7454
20.09. | 5 | 36.7454
20.09. | 6 | 36.7454
20.09. | 7 | 36.7454
20.09. | 8 | 36.7454
20.09. | 9 | 36.7454
20.09. | 10 | 36.7454
20.09. | 11 | 36.7454
20.09. | 12 | 36.7454
20.09. | 13 | 36.7454
20.09. | 14 | 36.7454
20.09. | 15 | 36.7454
20.09. | 16 | 36.7454
20.09. | 17 | 36.7454
20.09. | 18 | 36.7454
20.09. | 19 | 36.7454
20.09. | 20 | 36.7454
20.09. | 21 | 36.7454
20.09. | 22 | 36.7454
20.09. | 23 | 36.7454
20.09. | 24 | 36.7454
21.09. | 1 | 36.7454
21.09. | 2 | 36.7454
21.09. | 3 | 36.7454
21.09. | 4 | 36.7454
21.09. | 5 | 36.7454
21.09. | 6 | 36.7454
21.09. | 7 | 36.7454
21.09. | 8 | 36.7454
21.09. | 9 | 36.7454
21.09. | 10 | 36.7454
21.09. | 11 | 36.7454
21.09. | 12 | 36.7454
21.09. | 13 | 36.7454
21.09. | 14 | 36.7454
21.09. | 15 | 36.7454
21.09. | 16 | 36.7454
21.09. | 17 | 36.7454
21.09. | 18 | 36.7454
21.09. | 19 | 36.7454
21.09. | 20 | 36.7454
21.09. | 21 | 36.7454
21.09. | 22 | 36.7454
21.09. | 23 | 36.7454
21.09. | 24 | 36.7454
22.09. | 1 | 36.7454
22.09. | 2 | 36.7454
22.09. | 3 | 36.7454
22.09. | 4 | 36.7454
22.09. | 5 | 36.7454
22.09. | 6 | 36.7454
22.09. | 7 | 36.7454
22.09. | 8 | 36.7454
22.09. | 9 | 36.7454
22.09. | 10 | 36.7454
22.09. | 11 | 36.7454
22.09. | 12 | 36.7454
22.09. | 13 | 36.7454
22.09. | 14 | 36.7454
22.09. | 15 | 36.7454
22.09. | 16 | 36.7454
22.09. | 17 | 36.7454
22.09. | 18 | 36.7454
22.09. | 19 | 36.7454
22.09. | 20 | 36.7454
22.09. | 21 | 36.7454
22.09. | 22 | 36.7454
22.09. | 23 | 36.7454
22.09. | 24 | 36.7454
23.09. | 1 | 36.7454
23.09. | 2 | 36.7454
23.09. | 3 | 36.7454
23.09. | 4 | 36.7454
23.09. | 5 | 36.7454
23.09. | 6 | 36.7454
23.09. | 7 | 36.7454
23.09. | 8 | 36.7454
23.09. | 9 | 36.7454
23.09. | 10 | 36.7454
23.09. | 11 | 36.7454
23.09. | 12 | 36.7454
23.09. | 13 | 36.7454
23.09. | 14 | 36.7454
23.09. | 15 | 36.7454
23.09. | 16 | 36.7454
23.09. | 17 | 36.7454
23.09. | 18 | 36.7454
23.09. | 19 | 36.7454
23.09. | 20 | 36.7454
23.09. | 21 | 36.7454
23.09. | 22 | 36.7454
23.09. | 23 | 36.7454
23.09. | 24 | 36.7454
24.09. | 1 | 36.7454
24.09. | 2 | 36.7454
24.09. | 3 | 36.7454
24.09. | 4 | 36.7454
24.09. | 5 | 36.7454
24.09. | 6 | 36.7454
24.09. | 7 | 36.7454
24.09. | 8 | 36.7454
24.09. | 9 | 36.7454
24.09. | 10 | 36.7454
24.09. | 11 | 36.7454
24.09. | 12 | 36.7454
24.09. | 13 | 36.7454
24.09. | 14 | 36.7454
24.09. | 15 | 36.7454
24.09. | 16 | 36.7454
24.09. | 17 | 36.7454
24.09. | 18 | 36.7454
24.09. | 19 | 36.7454
24.09. | 20 | 36.7454
24.09. | 21 | 36.7454
24.09. | 22 | 36.7454
24.09. | 23 | 36.7454
24.09. | 24 | 36.7454
25.09. | 1 | 36.7454
25.09. | 2 | 36.7454
25.09. | 3 | 36.7454
25.09. | 4 | 36.7454
25.09. | 5 | 36.7454
25.09. | 6 | 36.7454
25.09. | 7 | 36.7454
25.09. | 8 | 36.7454
25.09. | 9 | 36.7454
25.09. | 10 | 36.7454
25.09. | 11 | 36.7454
25.09. | 12 | 36.7454
25.09. | 13 | 36.7454
25.09. | 14 | 36.7454
25.09. | 15 | 36.7454
25.09. | 16 | 36.7454
25.09. | 17 | 36.7454
25.09. | 18 | 36.7454
25.09. | 19 | 36.7454
25.09. | 20 | 36.7454
25.09. | 21 | 36.7454
25.09. | 22 | 36.7454
25.09. | 23 | 36.7454
25.09. | 24 | 36.7454
26.09. | 1 | 36.7454
26.09. | 2 | 36.7454
26.09. | 3 | 36.7454
26.09. | 4 | 36.7454
26.09. | 5 | 36.7454
26.09. | 6 | 36.7454
26.09. | 7 | 36.7454
26.09. | 8 | 36.7454
26.09. | 9 | 36.7454
26.09. | 10 | 36.7454
26.09. | 11 | 36.7454
26.09. | 12 | 36.7454
26.09. | 13 | 36.7454
26.09. | 14 | 36.7454
26.09. | 15 | 36.7454
26.09. | 16 | 36.7454
26.09. | 17 | 36.7454
26.09. | 18 | 36.7454
26.09. | 19 | 36.7454
26.09. | 20 | 36.7454
26.09. | 21 | 36.7454
26.09. | 22 | 36.7454
26.09. | 23 | 36.7454
26.09. | 24 | 36.7454
27.09. | 1 | 36.7454
27.09. | 2 | 36.7454
27.09. | 3 | 36.7454
27.09. | 4 | 36.7454
27.09. | 5 | 36.7454
27.09. | 6 | 36.7454
27.09. | 7 | 36.7454
27.09. | 8 | 36.7454
27.09. | 9 | 36.7454
27.09. | 10 | 36.7454
27.09. | 11 | 36.7454
27.09. | 12 | 36.7454
27.09. | 13 | 36.7454
27.09. | 14 | 36.7454
27.09. | 15 | 36.7454
27.09. | 16 | 36.7454
27.09. | 17 | 36.7454
27.09. | 18 | 36.7454
27.09. | 19 | 36.7454
27.09. | 20 | 36.7454
27.09. | 21 | 36.7454
27.09. | 22 | 36.7454
27.09. | 23 | 36.7454
27.09. | 24 | 36.7454
28.09. | 1 | 36.7454
28.09. | 2 | 36.7454
28.09. | 3 | 36.7454
28.09. | 4 | 36.7454
28.09. | 5 | 36.7454
28.09. | 6 | 36.7454
28.09. | 7 | 36.7454
28.09. | 8 | 36.7454
28.09. | 9 | 36.7454
28.09. | 10 | 36.7454
28.09. | 11 | 36.7454
28.09. | 12 | 36.7454
28.09. | 13 | 36.7454
28.09. | 14 | 36.7454
28.09. | 15 | 36.7454
28.09. | 16 | 36.7454
28.09. | 17 | 36.7454
28.09. | 18 | 36.7454
28.09. | 19 | 36.7454
28.09. | 20 | 36.7454
28.09. | 21 | 36.7454
28.09. | 22 | 36.7454
28.09. | 23 | 36.7454
28.09. | 24 | 36.7454
29.09. | 1 | 36.7454
29.09. | 2 | 36.7454
29.09. | 3 | 36.7454
29.09. | 4 | 36.7454
29.09. | 5 | 36.7454
29.09. | 6 | 36.7454
29.09. | 7 | 36.7454
29.09. | 8 | 36.7454
29.09. | 9 | 36.7454
29.09. | 10 | 36.7454
29.09. | 11 | 36.7454
29.09. | 12 | 36.7454
29.09. | 13 | 36.7454
29.09. | 14 | 36.7454
29.09. | 15 | 36.7454
29.09. | 16 | 36.7454
29.09. | 17 | 36.7454
29.09. | 18 | 36.7454
29.09. | 19 | 36.7454
29.09. | 20 | 36.7454
29.09. | 21 | 36.7454
29.09. | 22 | 36.7454
29.09. | 23 | 36.7454
29.09. | 24 | 36.7454
30.09. | 1 | 36.7454
30.09. | 2 | 36.7454
30.09. | 3 | 36.7454
30.09. | 4 | 36.7454
30.09. | 5 | 36.7454
30.09. | 6 | 36.7454
30.09. | 7 | 36.7454
30.09. | 8 | 36.7454
30.09. | 9 | 36.7454
30.09. | 10 | 36.7454
30.09. | 11 | 36.7454
30.09. | 12 | 36.7454
30.09. | 13 | 36.7454
30.09. | 14 | 36.7454
30.09. | 15 | 36.7454
30.09. | 16 | 36.7454
30.09. | 17 | 36.7454
30.09. | 18 | 36.7454
30.09. | 19 | 36.7454
30.09. | 20 | 36.7454
30.09. | 21 | 36.7454
30.09. | 22 | 36.7454
30.09. | 23 | 36.7454
30.09. | 24 | 36.7454
01.10. | 1 | 36.7454
01.10. | 2 | 36.7454
01.10. | 3 | 36.7454
01.10. | 4 | 36.7454
01.10. | 5 | 36.7454
01.10. | 6 | 36.7454
01.10. | 7 | 36.7454
01.10. | 8 | 36.7454
01.10. | 9 | 36.7454
01.10. | 10 | 36.7454
01.10. | 11 | 36.7454
01.10. | 12 | 36.7454
01.10. | 13 | 36.7454
01.10. | 14 | 36.7454
01.10. | 15 | 36.7454
01.10. | 16 | 36.7454
01.10. | 17 | 36.7454
01.10. | 18 | 36.7454
01.10. | 19 | 36.7454
01.10. | 20 | 36.7454
01.10. | 21 | 36.7454
01.10. | 22 | 36.7454
01.10. | 23 | 36.7454
01.10. | 24 | 36.7454
02.10. | 1 | 36.7454
02.10. | 2 | 36.7454
02.10. | 3 | 36.7454
02.10. | 4 | 36.7454
02.10. | 5 | 36.7454
02.10. | 6 | 36.7454
02.10. | 7 | 36.7454
02.10. | 8 | 36.7454
02.10. | 9 | 36.7454
02.10. | 10 | 36.7454
02.10. | 11 | 36.7454
02.10. | 12 | 36.7454
02.10. | 13 | 36.7454
02.10. | 14 | 36.7454
02.10. | 15 | 36.7454
02.10. | 16 | 36.7454
02.10. | 17 | 36.7454
02.10. | 18 | 36.7454
02.10. | 19 | 36.7454
02.10. | 20 | 36.7454
02.10. | 21 | 36.7454
02.10. | 22 | 36.7454
02.10. | 23 | 36.7454
02.10. | 24 | 36.7454
03.10. | 1 | 36.7454
03.10. | 2 | 36.7454
03.10. | 3 | 36.7454
03.10. | 4 | 36.7454
03.10. | 5 | 36.7454
03.10. | 6 | 36.7454
03.10. | 7 | 36.7454
03.10. | 8 | 36.7454
03.10. | 9 | 36.7454
03.10. | 10 | 36.7454
03.10. | 11 | 36.7454
03.10. | 12 | 36.7454
03.10. | 13 | 36.7454
03.10. | 14 | 36.7454
03.10. | 15 | 36.7454
03.10. | 16 | 36.7454
03.10. | 17 | 36.7454
03.10. | 18 | 36.7454
03.10. | 19 | 36.7454
03.10. | 20 | 36.7454
03.10. | 21 | 36.7454
03.10. | 22 | 36.7454
03.10. | 23 | 36.7454
03.10. | 24 | 36.7454
04.10. | 1 | 36.7454
04.10. | 2 | 36.7454
04.10. | 3 | 36.7454
04.10. | 4 | 36.7454
04.10. | 5 | 36.7454
04.10. | 6 | 36.7454
04.10. | 7 | 36.7454
04.10. | 8 | 36.7454
04.10. | 9 | 36.7454
04.10. | 10 | 36.7454
04.10. | 11 | 36.7454
04.10. | 12 | 36.7454
04.10. | 13 | 36.7454
04.10. | 14 | 36.7454
04.10. | 15 | 36.7454
04.10. | 16 | 36.7454
04.10. | 17 | 36.7454
04.10. | 18 | 36.7454
04.10. | 19 | 36.7454
04.10. | 20 | 36.7454
04.10. | 21 | 36.7454
04.10. | 22 | 36.7454
04.10. | 23 | 36.7454
04.10. | 24 | 36.7454
05.10. | 1 | 36.7454
05.10. | 2 | 36.7454
05.10. | 3 | 36.7454
05.10. | 4 | 36.7454
05.10. | 5 | 36.7454
05.10. | 6 | 36.7454
05.10. | 7 | 36.7454
05.10. | 8 | 36.7454
05.10. | 9 | 36.7454
05.10. | 10 | 36.7454
05.10. | 11 | 36.7454
05.10. | 12 | 36.7454
05.10. | 13 | 36.7454
05.10. | 14 | 36.7454
05.10. | 15 | 36.7454
05.10. | 16 | 36.7454
05.10. | 17 | 36.7454
05.10. | 18 | 36.7454
05.10. | 19 | 36.7454
05.10. | 20 | 36.7454
05.10. | 21 | 36.7454
05.10. | 22 | 36.7454
05.10. | 23 | 36.7454
05.10. | 24 | 36.7454
06.10. | 1 | 36.7454
06.10. | 2 | 36.7454
06.10. | 3 | 36.7454
06.10. | 4 | 36.7454
06.10. | 5 | 36.7454
06.10. | 6 | 36.7454
06.10. | 7 | 36.7454
06.10. | 8 | 36.7454
06.10. | 9 | 36.7454
06.10. | 10 | 36.7454
06.10. | 11 | 36.7454
06.10. | 12 | 36.7454
06.10. | 13 | 36.7454
06.10. | 14 | 36.7454
06.10. | 15 | 36.7454
06.10. | 16 | 36.7454
06.10. | 17 | 36.7454
06.10. | 18 | 36.7454
06.10. | 19 | 36.7454
06.10. | 20 | 36.7454
06.10. | 21 | 36.7454
06.10. | 22 | 36.7454
06.10. | 23 | 36.7454
06.10. | 24 | 36.7454
07.10. | 1 | 36.7454
07.10. | 2 | 36.7454
07.10. | 3 | 36.7454
07.10. | 4 | 36.7454
07.10. | 5 | 36.7454
07.10. | 6 | 36.7454
07.10. | 7 | 36.7454
07.10. | 8 | 36.7454
07.10. | 9 | 36.7454
07.10. | 10 | 36.7454
07.10. | 11 | 36.7454
07.10. | 12 | 36.7454
07.10. | 13 | 36.7454
07.10. | 14 | 36.7454
07.10. | 15 | 36.7454
07.10. | 16 | 36.7454
07.10. | 17 | 36.7454
07.10. | 18 | 36.7454
07.10. | 19 | 36.7454
07.10. | 20 | 36.7454
07.10. | 21 | 36.7454
07.10. | 22 | 36.7454
07.10. | 23 | 36.7454
07.10. | 24 | 36.7454
08.10. | 1 | 36.7454
08.10. | 2 | 36.7454
08.10. | 3 | 36.7454
08.10. | 4 | 36.7454
08.10. | 5 | 36.7454
08.10. | 6 | 36.7454
08.10. | 7 | 36.7454
08.10. | 8 | 36.7454
08.10. | 9 | 36.7454
08.10. | 10 | 36.7454
08.10. | 11 | 36.7454
08.10. | 12 | 36.7454
08.10. | 13 | 36.7454
08.10. | 14 | 36.7454
08.10. | 15 | 36.7454
08.10. | 16 | 36.7454
08.10. | 17 | 36.7454
08.10. | 18 | 36.7454
08.10. | 19 | 36.7454
08.10. | 20 | 36.7454
08.10. | 21 | 36.7454
08.10. | 22 | 36.7454
08.10. | 23 | 36.7454
08.10. | 24 | 36.7454
09.10. | 1 | 36.7454
09.10. | 2 | 36.7454
09.10. | 3 | 36.7454
09.10. | 4 | 36.7454
09.10. | 5 | 36.7454
09.10. | 6 | 36.7454
09.10. | 7 | 36.7454
09.10. | 8 | 36.7454
09.10. | 9 | 36.7454
09.10. | 10 | 36.7454
09.10. | 11 | 36.7454
09.10. | 12 | 36.7454
09.10. | 13 | 36.7454
09.10. | 14 | 36.7454
09.10. | 15 | 36.7454
09.10. | 16 | 36.7454
09.10. | 17 | 36.7454
09.10. | 18 | 36.7454
09.10. | 19 | 36.7454
09.10. | 20 | 36.7454
09.10. | 21 | 36.7454
09.10. | 22 | 36.7454
09.10. | 23 | 36.7454
09.10. | 24 | 36.7454
10.10. | 1 | 36.7454
10.10. | 2 | 36.7454
10.10. | 3 | 36.7454
10.10. | 4 | 36.7454
10.10. | 5 | 36.7454
10.10. | 6 | 36.7454
10.10. | 7 | 36.7454
10.10. | 8 | 36.7454
10.10. | 9 | 36.7454
10.10. | 10 | 36.7454
10.10. | 11 | 36.7454
10.10. | 12 | 36.7454
10.10. | 13 | 36.7454
10.10. | 14 | 36.7454
10.10. | 15 | 36.7454
10.10. | 16 | 36.7454
10.10. | 17 | 36.7454
10.10. | 18 | 36.7454
10.10. | 19 | 36.7454
10.10. | 20 | 36.7454
10.10. | 21 | 36.7454
10.10. | 22 | 36.7454
10.10. | 23 | 36.7454
10.10. | 24 | 36.7454
11.10. | 1 | 36.7454
11.10. | 2 | 36.7454
11.10. | 3 | 36.7454
11.10. | 4 | 36.7454
11.10. | 5 | 36.7454
11.10. | 6 | 36.7454
11.10. | 7 | 36.7454
11.10. | 8 | 36.7454
11.10. | 9 | 36.7454
11.10. | 10 | 36.7454
11.10. | 11 | 36.7454
11.10. | 12 | 36.7454
11.10. | 13 | 36.7454
11.10. | 14 | 36.7454
11.10. | 15 | 36.7454
11.10. | 16 | 36.7454
11.10. | 17 | 36.7454
11.10. | 18 | 36.7454
11.10. | 19 | 36.7454
11.10. | 20 | 36.7454
11.10. | 21 | 36.7454
11.10. | 22 | 36.7454
11.10. | 23 | 36.7454
11.10. | 24 | 36.7454
12.10. | 1 | 36.7454
12.10. | 2 | 36.7454
12.10. | 3 | 36.7454
12.10. | 4 | 36.7454
12.10. | 5 | 36.7454
12.10. | 6 | 36.7454
12.10. | 7 | 36.7454
12.10. | 8 | 36.7454
12.10. | 9 | 36.7454
12.10. | 10 | 36.7454
12.10. | 11 | 36.7454
12.10. | 12 | 36.7454
12.10. | 13 | 36.7454
12.10. | 14 | 36.7454
12.10. | 15 | 36.7454
12.10. | 16 | 36.7454
12.10. | 17 | 36.7454
12.10. | 18 | 36.7454
12.10. | 19 | 36.7454
12.10. | 20 | 36.7454
12.10. | 21 | 36.7454
12.10. | 22 | 36.7454
12.10. | 23 | 36.7454
12.10. | 24 | 36.7454
13.10. | 1 | 36.7454
13.10. | 2 | 36.7454
13.10. | 3 | 36.7454
13.10. | 4 | 36.7454
13.10. | 5 | 36.7454
13.10. | 6 | 36.7454
13.10. | 7 | 36.7454
13.10. | 8 | 36.7454
13.10. | 9 | 36.7454
13.10. | 10 | 36.7454
13.10. | 11 | 36.7454
13.10. | 12 | 36.7454
13.10. | 13 | 36.7454
13.10. | 14 | 36.7454
13.10. | 15 | 36.7454
13.10. | 16 | 36.7454
13.10. | 17 | 36.7454
13.10. | 18 | 36.7454
13.10. | 19 | 36.7454
13.10. | 20 | 36.7454
13.10. | 21 | 36.7454
13.10. | 22 | 36.7454
13.10. | 23 | 36.7454
13.10. | 24 | 36.7454
14.10. | 1 | 36.7454
14.10. | 2 | 36.7454
14.10. | 3 | 36.7454
14.10. | 4 | 36.7454
14.10. | 5 | 36.7454
14.10. | 6 | 36.7454
14.10. | 7 | 36.7454
14.10. | 8 | 36.7454
14.10. | 9 | 36.7454
14.10. | 10 | 36.7454
14.10. | 11 | 36.7454
14.10. | 12 | 36.7454
14.10. | 13 | 36.7454
14.10. | 14 | 36.7454
14.10. | 15 | 36.7454
14.10. | 16 | 36.7454
14.10. | 17 | 36.7454
14.10. | 18 | 36.7454
14.10. | 19 | 36.7454
14.10. | 20 | 36.7454
14.10. | 21 | 36.7454
14.10. | 22 | 36.7454
14.10. | 23 | 36.7454
14.10. | 24 | 36.7454
15.10. | 1 | 36.7454
15.10. | 2 | 36.7454
15.10. | 3 | 36.7454
15.10. | 4 | 36.7454
15.10. | 5 | 36.7454
15.10. | 6 | 36.7454
15.10. | 7 | 36.7454
15.10. | 8 | 36.7454
15.10. | 9 | 36.7454
15.10. | 10 | 36.7454
15.10. | 11 | 36.7454
15.10. | 12 | 36.7454
15.10. | 13 | 36.7454
15.10. | 14 | 36.7454
15.10. | 15 | 36.7454
15.10. | 16 | 36.7454
15.10. | 17 | 36.7454
15.10. | 18 | 36.7454
15.10. | 19 | 36.7454
15.10. | 20 | 36.7454
15.10. | 21 | 36.7454
15.10. | 22 | 36.7454
15.10. | 23 | 36.7454
15.10. | 24 | 36.7454
16.10. | 1 | 36.7454
16.10. | 2 | 36.7454
16.10. | 3 | 36.7454
16.10. | 4 | 36.7454
16.10. | 5 | 36.7454
16.10. | 6 | 36.7454
16.10. | 7 | 36.7454
16.10. | 8 | 36.7454
16.10. | 9 | 36.7454
16.10. | 10 | 36.7454
16.10. | 11 | 36.7454
16.10. | 12 | 36.7454
16.10. | 13 | 36.7454
16.10. | 14 | 36.7454
16.10. | 15 | 36.7454
16.10. | 16 | 36.7454
16.10. | 17 | 36.7454
16.10. | 18 | 36.7454
16.10. | 19 | 36.7454
16.10. | 20 | 36.7454
16.10. | 21 | 36.7454
16.10. | 22 | 36.7454
16.10. | 23 | 36.7454
16.10. | 24 | 36.7454
17.10. | 1 | 36.7454
17.10. | 2 | 36.7454
17.10. | 3 | 36.7454
17.10. | 4 | 36.7454
17.10. | 5 | 36.7454
17.10. | 6 | 36.7454
17.10. | 7 | 36.7454
17.10. | 8 | 36.7454
17.10. | 9 | 36.7454
17.10. | 10 | 36.7454
17.10. | 11 | 36.7454
17.10. | 12 | 36.7454
17.10. | 13 | 36.7454
17.10. | 14 | 36.7454
17.10. | 15 | 36.7454
17.10. | 16 | 36.7454
17.10. | 17 | 36.7454
17.10. | 18 | 36.7454
17.10. | 19 | 36.7454
17.10. | 20 | 36.7454
17.10. | 21 | 36.7454
17.10. | 22 | 36.7454
17.10. | 23 | 36.7454
17.10. | 24 | 36.7454
18.10. | 1 | 36.7454
18.10. | 2 | 36.7454
18.10. | 3 | 36.7454
18.10. | 4 | 36.7454
18.10. | 5 | 36.7454
18.10. | 6 | 36.7454
18.10. | 7 | 36.7454
18.10. | 8 | 36.7454
18.10. | 9 | 36.7454
18.10. | 10 | 36.7454
18.10. | 11 | 36.7454
18.10. | 12 | 36.7454
18.10. | 13 | 36.7454
18.10. | 14 | 36.7454
18.10. | 15 | 36.7454
18.10. | 16 | 36.7454
18.10. | 17 | 36.7454
18.10. | 18 | 36.7454
18.10. | 19 | 36.7454
18.10. | 20 | 36.7454
18.10. | 21 | 36.7454
18.10. | 22 | 36.7454
18.10. | 23 | 36.7454
18.10. | 24 | 36.7454
19.10. | 1 | 36.7454
19.10. | 2 | 36.7454
19.10. | 3 | 36.7454
19.10. | 4 | 36.7454
19.10. | 5 | 36.7454
19.10. | 6 | 36.7454
19.10. | 7 | 36.7454
19.10. | 8 | 36.7454
19.10. | 9 | 36.7454
19.10. | 10 | 36.7454
19.10. | 11 | 36.7454
19.10. | 12 | 36.7454
19.10. | 13 | 36.7454
19.10. | 14 | 36.7454
19.10. | 15 | 36.7454
19.10. | 16 | 36.7454
19.10. | 17 | 36.7454
19.10. | 18 | 36.7454
19.10. | 19 | 36.7454
19.10. | 20 | 36.7454
19.10. | 21 | 36.7454
19.10. | 22 | 36.7454
19.10. | 23 | 36.7454
19.10. | 24 | 36.7454
20.10. | 1 | 36.7454
20.10. | 2 | 36.7454
20.10. | 3 | 36.7454
20.10. | 4 | 36.7454
20.10. | 5 | 36.7454
20.10. | 6 | 36.7454
20.10. | 7 | 36.7454
20.10. | 8 | 36.7454
20.10. | 9 | 36.7454
20.10. | 10 | 36.7454
20.10. | 11 | 36.7454
20.10. | 12 | 36.7454
20.10. | 13 | 36.7454
20.10. | 14 | 36.7454
20.10. | 15 | 36.7454
20.10. | 16 | 36.7454
20.10. | 17 | 36.7454
20.10. | 18 | 36.7454
20.10. | 19 | 36.7454
20.10. | 20 | 36.7454
20.10. | 21 | 36.7454
20.10. | 22 | 36.7454
20.10. | 23 | 36.7454
20.10. | 24 | 36.7454
21.10. | 1 | 36.7454
21.10. | 2 | 36.7454
21.10. | 3 | 36.7454
21.10. | 4 | 36.7454
21.10. | 5 | 36.7454
21.10. | 6 | 36.7454
21.10. | 7 | 36.7454
21.10. | 8 | 36.7454
21.10. | 9 | 36.7454
21.10. | 10 | 36.7454
21.10. | 11 | 36.7454
21.10. | 12 | 36.7454
21.10. | 13 | 36.7454
21.10. | 14 | 36.7454
21.10. | 15 | 36.7454
21.10. | 16 | 36.7454
21.10. | 17 | 36.7454
21.10. | 18 | 36.7454
21.10. | 19 | 36.7454
21.10. | 20 | 36.7454
21.10. | 21 | 36.7454
21.10. | 22 | 36.7454
21.10. | 23 | 36.7454
21.10. | 24 | 36.7454
22.10. | 1 | 36.7454
22.10. | 2 | 36.7454
22.10. | 3 | 36.7454
22.10. | 4 | 36.7454
22.10. | 5 | 36.7454
22.10. | 6 | 36.7454
22.10. | 7 | 36.7454
22.10. | 8 | 36.7454
22.10. | 9 | 36.7454
22.10. | 10 | 36.7454
22.10. | 11 | 36.7454
22.10. | 12 | 36.7454
22.10. | 13 | 36.7454
22.10. | 14 | 36.7454
22.10. | 15 | 36.7454
22.10. | 16 | 36.7454
22.10. | 17 | 36.7454
22.10. | 18 | 36.7454
22.10. | 19 | 36.7454
22.10. | 20 | 36.7454
22.10. | 21 | 36.7454
22.10. | 22 | 36.7454
22.10. | 23 | 36.7454
22.10. | 24 | 36.7454
23.10. | 1 | 36.7454
23.10. | 2 | 36.7454
23.10. | 3 | 36.7454
23.10. | 4 | 36.7454
23.10. | 5 | 36.7454
23.10. | 6 | 36.7454
23.10. | 7 | 36.7454
23.10. | 8 | 36.7454
23.10. | 9 | 36.7454
23.10. | 10 | 36.7454
23.10. | 11 | 36.7454
23.10. | 12 | 36.7454
23.10. | 13 | 36.7454
23.10. | 14 | 36.7454
23.10. | 15 | 36.7454
23.10. | 16 | 36.7454
23.10. | 17 | 36.7454
23.10. | 18 | 36.7454
23.10. | 19 | 36.7454
23.10. | 20 | 36.7454
23.10. | 21 | 36.7454
23.10. | 22 | 36.7454
23.10. | 23 | 36.7454
23.10. | 24 | 36.7454
24.10. | 1 | 36.7454
24.10. | 2 | 36.7454
24.10. | 3 | 36.7454
24.10. | 4 | 36.7454
24.10. | 5 | 36.7454
24.10. | 6 | 36.7454
24.10. | 7 | 36.7454
24.10. | 8 | 36.7454
24.10. | 9 | 36.7454
24.10. | 10 | 36.7454
24.10. | 11 | 36.7454
24.10. | 12 | 36.7454
24.10. | 13 | 36.7454
24.10. | 14 | 36.7454
24.10. | 15 | 36.7454
24.10. | 16 | 36.7454
24.10. | 17 | 36.7454
24.10. | 18 | 36.7454
24.10. | 19 | 36.7454
24.10. | 20 | 36.7454
24.10. | 21 | 36.7454
24.10. | 22 | 36.7454
24.10. | 23 | 36.7454
24.10. | 24 | 36.7454
25.10. | 1 | 36.7454
25.10. | 2 | 36.7454
25.10. | 3 | 36.7454
25.10. | 4 | 36.7454
25.10. | 5 | 36.7454
25.10. | 6 | 36.7454
25.10. | 7 | 36.7454
25.10. | 8 | 36.7454
25.10. | 9 | 36.7454
25.10. | 10 | 36.7454
25.10. | 11 | 36.7454
25.10. | 12 | 36.7454
25.10. | 13 | 36.7454
25.10. | 14 | 36.7454
25.10. | 15 | 36.7454
25.10. | 16 | 36.7454
25.10. | 17 | 36.7454
25.10. | 18 | 36.7454
25.10. | 19 | 36.7454
25.10. | 20 | 36.7454
25.10. | 21 | 36.7454
25.10. | 22 | 36.7454
25.10. | 23 | 36.7454
25.10. | 24 | 36.7454
26.10. | 1 | 36.7454
26.10. | 2 | 36.7454
26.10. | 3 | 36.7454
26.10. | 4 | 36.7454
26.10. | 5 | 36.7454
26.10. | 6 | 36.7454
26.10. | 7 | 36.7454
26.10. | 8 | 36.7454
26.10. | 9 | 36.7454
26.10. | 10 | 36.7454
26.10. | 11 | 36.7454
26.10. | 12 | 36.7454
26.10. | 13 | 36.7454
26.10. | 14 | 36.7454
26.10. | 15 | 36.7454
26.10. | 16 | 36.7454
26.10. | 17 | 36.7454
26.10. | 18 | 36.7454
26.10. | 19 | 36.7454
26.10. | 20 | 36.7454
26.10. | 21 | 36.7454
26.10. | 22 | 36.7454
26.10. | 23 | 36.7454
26.10. | 24 | 36.7454
27.10. | 1 | 36.7454
27.10. | 2 | 36.7454
27.10. | 3 | 36.7454
27.10. | 4 | 36.7454
27.10. | 5 | 36.7454
27.10. | 6 | 36.7454
27.10. | 7 | 36.7454
27.10. | 8 | 36.7454
27.10. | 9 | 36.7454
27.10. | 10 | 36.7454
27.10. | 11 | 36.7454
27.10. | 12 | 36.7454
27.10. | 13 | 36.7454
27.10. | 14 | 36.7454
27.10. | 15 | 36.7454
27.10. | 16 | 36.7454
27.10. | 17 | 36.7454
27.10. | 18 | 36.7454
27.10. | 19 | 36.7454
27.10. | 20 | 36.7454
27.10. | 21 | 36.7454
27.10. | 22 | 36.7454
27.10. | 23 | 36.7454
27.10. | 24 | 36.7454
28.10. | 1 | 36.7454
28.10. | 2 | 36.7454
28.10. | 3 | 36.7454
28.10. | 4 | 36.7454
28.10. | 5 | 36.7454
28.10. | 6 | 36.7454
28.10. | 7 | 36.7454
28.10. | 8 | 36.7454
28.10. | 9 | 36.7454
28.10. | 10 | 36.7454
28.10. | 11 | 36.7454
28.10. | 12 | 36.7454
28.10. | 13 | 36.7454
28.10. | 14 | 36.7454
28.10. | 15 | 36.7454
28.10. | 16 | 36.7454
28.10. | 17 | 36.7454
28.10. | 18 | 36.7454
28.10. | 19 | 36.7454
28.10. | 20 | 36.7454
28.10. | 21 | 36.7454
28.10. | 22 | 36.7454
28.10. | 23 | 36.7454
28.10. | 24 | 36.7454
29.10. | 1 | 36.7454
29.10. | 2 | 36.7454
29.10. | 3 | 36.7454
29.10. | 4 | 36.7454
29.10. | 5 | 36.7454
29.10. | 6 | 36.7454
29.10. | 7 | 36.7454
29.10. | 8 | 36.7454
29.10. | 9 | 36.7454
29.10. | 10 | 36.7454
29.10. | 11 | 36.7454
29.10. | 12 | 36.7454
29.10. | 13 | 36.7454
29.10. | 14 | 36.7454
29.10. | 15 | 36.7454
29.10. | 16 | 36.7454
29.10. | 17 | 36.7454
29.10. | 18 | 36.7454
29.10. | 19 | 36.7454
29.10. | 20 | 36.7454
29.10. | 21 | 36.7454
29.10. | 22 | 36.7454
29.10. | 23 | 36.7454
29.10. | 24 | 36.7454
30.10. | 1 | 36.7454
30.10. | 2 | 36.7454
30.10. | 3 | 36.7454
30.10. | 4 | 36.7454
30.10. | 5 | 36.7454
30.10. | 6 | 36.7454
30.10. | 7 | 36.7454
30.10. | 8 | 36.7454
30.10. | 9 | 36.7454
30.10. | 10 | 36.7454
30.10. | 11 | 36.7454
30.10. | 12 | 36.7454
30.10. | 13 | 36.7454
30.10. | 14 | 36.7454
30.10. | 15 | 36.7454
30.10. | 16 | 36.7454
30.10. | 17 | 36.7454
30.10. | 18 | 36.7454
30.10. | 19 | 36.7454
30.10. | 20 | 36.7454
30.10. | 21 | 36.7454
30.10. | 22 | 36.7454
30.10. | 23 | 36.7454
30.10. | 24 | 36.7454
31.10. | 1 | 36.7454
31.10. | 2 | 36.7454
31.10. | 3 | 36.7454
31.10. | 4 | 36.7454
31.10. | 5 | 36.7454
31.10. | 6 | 36.7454
31.10. | 7 | 36.7454
31.10. | 8 | 36.7454
31.10. | 9 | 36.7454
31.10. | 10 | 36.7454
31.10. | 11 | 36.7454
31.10. | 12 | 36.7454
31.10. | 13 | 36.7454
31.10. | 14 | 36.7454
31.10. | 15 | 36.7454
31.10. | 16 | 36.7454
31.10. | 17 | 36.7454
31.10. | 18 | 36.7454
31.10. | 19 | 36.7454
31.10. | 20 | 36.7454
31.10. | 21 | 36.7454
31.10. | 22 | 36.7454
31.10. | 23 | 36.7454
31.10. | 24 | 36.7454
01.11. | 1 | 36.7454
01.11. | 2 | 36.7454
01.11. | 3 | 36.7454
01.11. | 4 | 36.7454
01.11. | 5 | 36.7454
01.11. | 6 | 36.7454
01.11. | 7 | 36.7454
01.11. | 8 | 36.7454
01.11. | 9 | 36.7454
01.11. | 10 | 36.7454
01.11. | 11 | 36.7454
01.11. | 12 | 36.7454
01.11. | 13 | 36.7454
01.11. | 14 | 36.7454
01.11. | 15 | 36.7454
01.11. | 16 | 36.7454
01.11. | 17 | 36.7454
01.11. | 18 | 36.7454
01.11. | 19 | 36.7454
01.11. | 20 | 36.7454
01.11. | 21 | 36.7454
01.11. | 22 | 36.7454
01.11. | 23 | 36.7454
01.11. | 24 | 36.7454
02.11. | 1 | 36.7454
02.11. | 2 | 36.7454
02.11. | 3 | 36.7454
02.11. | 4 | 36.7454
02.11. | 5 | 36.7454
02.11. | 6 | 36.7454
02.11. | 7 | 36.7454
02.11. | 8 | 36.7454
02.11. | 9 | 36.7454
02.11. | 10 | 36.7454
02.11. | 11 | 36.7454
02.11. | 12 | 36.7454
02.11. | 13 | 36.7454
02.11. | 14 | 36.7454
02.11. | 15 | 36.7454
02.11. | 16 | 36.7454
02.11. | 17 | 36.7454
02.11. | 18 | 36.7454
02.11. | 19 | 36.7454
02.11. | 20 | 36.7454
02.11. | 21 | 36.7454
02.11. | 22 | 36.7454
02.11. | 23 | 36.7454
02.11. | 24 | 36.7454
03.11. | 1 | 36.7454
03.11. | 2 | 36.7454
03.11. | 3 | 36.7454
03.11. | 4 | 36.7454
03.11. | 5 | 36.7454
03.11. | 6 | 36.7454
03.11. | 7 | 36.7454
03.11. | 8 | 36.7454
03.11. | 9 | 36.7454
03.11. | 10 | 36.7454
03.11. | 11 | 36.7454
03.11. | 12 | 36.7454
03.11. | 13 | 36.7454
03.11. | 14 | 36.7454
03.11. | 15 | 36.7454
03.11. | 16 | 36.7454
03.11. | 17 | 36.7454
03.11. | 18 | 36.7454
03.11. | 19 | 36.7454
03.11. | 20 | 36.7454
03.11. | 21 | 36.7454
03.11. | 22 | 36.7454
03.11. | 23 | 36.7454
03.11. | 24 | 36.7454
04.11. | 1 | 36.7454
04.11. | 2 | 36.7454
04.11. | 3 | 36.7454
04.11. | 4 | 36.7454
04.11. | 5 | 36.7454
04.11. | 6 | 36.7454
04.11. | 7 | 36.7454
04.11. | 8 | 36.7454
04.11. | 9 | 36.7454
04.11. | 10 | 36.7454
04.11. | 11 | 36.7454
04.11. | 12 | 36.7454
04.11. | 13 | 36.7454
04.11. | 14 | 36.7454
04.11. | 15 | 36.7454
04.11. | 16 | 36.7454
04.11. | 17 | 36.7454
04.11. | 18 | 36.7454
04.11. | 19 | 36.7454
04.11. | 20 | 36.7454
04.11. | 21 | 36.7454
04.11. | 22 | 36.7454
04.11. | 23 | 36.7454
04.11. | 24 | 36.7454
05.11. | 1 | 36.7454
05.11. | 2 | 36.7454
05.11. | 3 | 36.7454
05.11. | 4 | 36.7454
05.11. | 5 | 36.7454
05.11. | 6 | 36.7454
05.11. | 7 | 36.7454
05.11. | 8 | 36.7454
05.11. | 9 | 36.7454
05.11. | 10 | 36.7454
05.11. | 11 | 36.7454
05.11. | 12 | 36.7454
05.11. | 13 | 36.7454
05.11. | 14 | 36.7454
05.11. | 15 | 36.7454
05.11. | 16 | 36.7454
05.11. | 17 | 36.7454
05.11. | 18 | 36.7454
05.11. | 19 | 36.7454
05.11. | 20 | 36.7454
05.11. | 21 | 36.7454
05.11. | 22 | 36.7454
05.11. | 23 | 36.7454
05.11. | 24 | 36.7454
06.11. | 1 | 36.7454
06.11. | 2 | 36.7454
06.11. | 3 | 36.7454
06.11. | 4 | 36.7454
06.11. | 5 | 36.7454
06.11. | 6 | 36.7454
06.11. | 7 | 36.7454
06.11. | 8 | 36.7454
06.11. | 9 | 36.7454
06.11. | 10 | 36.7454
06.11. | 11 | 36.7454
06.11. | 12 | 36.7454
06.11. | 13 | 36.7454
06.11. | 14 | 36.7454
06.11. | 15 | 36.7454
06.11. | 16 | 36.7454
06.11. | 17 | 36.7454
06.11. | 18 | 36.7454
06.11. | 19 | 36.7454
06.11. | 20 | 36.7454
06.11. | 21 | 36.7454
06.11. | 22 | 36.7454
06.11. | 23 | 36.7454
06.11. | 24 | 36.7454
07.11. | 1 | 36.7454
07.11. | 2 | 36.7454
07.11. | 3 | 36.7454
07.11. | 4 | 36.7454
07.11. | 5 | 36.7454
07.11. | 6 | 36.7454
07.11. | 7 | 36.7454
07.11. | 8 | 36.7454
07.11. | 9 | 36.7454
07.11. | 10 | 36.7454
07.11. | 11 | 36.7454
07.11. | 12 | 36.7454
07.11. | 13 | 36.7454
07.11. | 14 | 36.7454
07.11. | 15 | 36.7454
07.11. | 16 | 36.7454
07.11. | 17 | 36.7454
07.11. | 18 | 36.7454
07.11. | 19 | 36.7454
07.11. | 20 | 36.7454
07.11. | 21 | 36.7454
07.11. | 22 | 36.7454
07.11. | 23 | 36.7454
07.11. | 24 | 36.7454
08.11. | 1 | 36.7454
08.11. | 2 | 36.7454
08.11. | 3 | 36.7454
08.11. | 4 | 36.7454
08.11. | 5 | 36.7454
08.11. | 6 | 36.7454
08.11. | 7 | 36.7454
08.11. | 8 | 36.7454
08.11. | 9 | 36.7454
08.11. | 10 | 36.7454
08.11. | 11 | 36.7454
08.11. | 12 | 36.7454
08.11. | 13 | 36.7454
08.11. | 14 | 36.7454
08.11. | 15 | 36.7454
08.11. | 16 | 36.7454
08.11. | 17 | 36.7454
08.11. | 18 | 36.7454
08.11. | 19 | 36.7454
08.11. | 20 | 36.7454
08.11. | 21 | 36.7454
08.11. | 22 | 36.7454
08.11. | 23 | 36.7454
08.11. | 24 | 36.7454
09.11. | 1 | 36.7454
09.11. | 2 | 36.7454
09.11. | 3 | 36.7454
09.11. | 4 | 36.7454
09.11. | 5 | 36.7454
09.11. | 6 | 36.7454
09.11. | 7 | 36.7454
09.11. | 8 | 36.7454
09.11. | 9 | 36.7454
09.11. | 10 | 36.7454
09.11. | 11 | 36.7454
09.11. | 12 | 36.7454
09.11. | 13 | 36.7454
09.11. | 14 | 36.7454
09.11. | 15 | 36.7454
09.11. | 16 | 36.7454
09.11. | 17 | 36.7454
09.11. | 18 | 36.7454
09.11. | 19 | 36.7454
09.11. | 20 | 36.7454
09.11. | 21 | 36.7454
09.11. | 22 | 36.7454
09.11. | 23 | 36.7454
09.11. | 24 | 36.7454
10.11. | 1 | 36.7454
10.11. | 2 | 36.7454
10.11. | 3 | 36.7454
10.11. | 4 | 36.7454
10.11. | 5 | 36.7454
10.11. | 6 | 36.7454
10.11. | 7 | 36.7454
10.11. | 8 | 36.7454
10.11. | 9 | 36.7454
10.11. | 10 | 36.7454
10.11. | 11 | 36.7454
10.11. | 12 | 36.7454
10.11. | 13 | 36.7454
10.11. | 14 | 36.7454
10.11. | 15 | 36.7454
10.11. | 16 | 36.7454
10.11. | 17 | 36.7454
10.11. | 18 | 36.7454
10.11. | 19 | 36.7454
10.11. | 20 | 36.7454
10.11. | 21 | 36.7454
10.11. | 22 | 36.7454
10.11. | 23 | 36.7454
10.11. | 24 | 36.7454
11.11. | 1 | 36.7454
11.11. | 2 | 36.7454
11.11. | 3 | 36.7454
11.11. | 4 | 36.7454
11.11. | 5 | 36.7454
11.11. | 6 | 36.7454
11.11. | 7 | 36.7454
11.11. | 8 | 36.7454
11.11. | 9 | 36.7454
11.11. | 10 | 36.7454
11.11. | 11 | 36.7454
11.11. | 12 | 36.7454
11.11. | 13 | 36.7454
11.11. | 14 | 36.7454
11.11. | 15 | 36.7454
11.11. | 16 | 36.7454
11.11. | 17 | 36.7454
11.11. | 18 | 36.7454
11.11. | 19 | 36.7454
11.11. | 20 | 36.7454
11.11. | 21 | 36.7454
11.11. | 22 | 36.7454
11.11. | 23 | 36.7454
11.11. | 24 | 36.7454
12.11. | 1 | 36.7454
12.11. | 2 | 36.7454
12.11. | 3 | 36.7454
12.11. | 4 | 36.7454
12.11. | 5 | 36.7454
12.11. | 6 | 36.7454
12.11. | 7 | 36.7454
12.11. | 8 | 36.7454
12.11. | 9 | 36.7454
12.11. | 10 | 36.7454
12.11. | 11 | 36.7454
12.11. | 12 | 36.7454
12.11. | 13 | 36.7454
12.11. | 14 | 36.7454
12.11. | 15 | 36.7454
12.11. | 16 | 36.7454
12.11. | 17 | 36.7454
12.11. | 18 | 36.7454
12.11. | 19 | 36.7454
12.11. | 20 | 36.7454
12.11. | 21 | 36.7454
12.11. | 22 | 36.7454
12.11. | 23 | 36.7454
12.11. | 24 | 36.7454
13.11. | 1 | 36.7454
13.11. | 2 | 36.7454
13.11. | 3 | 36.7454
13.11. | 4 | 36.7454
13.11. | 5 | 36.7454
13.11. | 6 | 36.7454
13.11. | 7 | 36.7454
13.11. | 8 | 36.7454
13.11. | 9 | 36.7454
13.11. | 10 | 36.7454
13.11. | 11 | 36.7454
13.11. | 12 | 36.7454
13.11. | 13 | 36.7454
13.11. | 14 | 36.7454
13.11. | 15 | 36.7454
13.11. | 16 | 36.7454
13.11. | 17 | 36.7454
13.11. | 18 | 36.7454
13.11. | 19 | 36.7454
13.11. | 20 | 36.7454
13.11. | 21 | 36.7454
13.11. | 22 | 36.7454
13.11. | 23 | 36.7454
13.11. | 24 | 36.7454
14.11. | 1 | 36.7454
14.11. | 2 | 36.7454
14.11. | 3 | 36.7454
14.11. | 4 | 36.7454
14.11. | 5 | 36.7454
14.11. | 6 | 36.7454
14.11. | 7 | 36.7454
14.11. | 8 | 36.7454
14.11. | 9 | 36.7454
14.11. | 10 | 36.7454
14.11. | 11 | 36.7454
14.11. | 12 | 36.7454
14.11. | 13 | 36.7454
14.11. | 14 | 36.7454
14.11. | 15 | 36.7454
14.11. | 16 | 36.7454
14.11. | 17 | 36.7454
14.11. | 18 | 36.7454
14.11. | 19 | 36.7454
14.11. | 20 | 36.7454
14.11. | 21 | 36.7454
14.11. | 22 | 36.7454
14.11. | 23 | 36.7454
14.11. | 24 | 36.7454
15.11. | 1 | 36.7454
15.11. | 2 | 36.7454
15.11. | 3 | 36.7454
15.11. | 4 | 36.7454
15.11. | 5 | 36.7454
15.11. | 6 | 36.7454
15.11. | 7 | 36.7454
15.11. | 8 | 36.7454
15.11. | 9 | 36.7454
15.11. | 10 | 36.7454
15.11. | 11 | 36.7454
15.11. | 12 | 36.7454
15.11. | 13 | 36.7454
15.11. | 14 | 36.7454
15.11. | 15 | 36.7454
15.11. | 16 | 36.7454
15.11. | 17 | 36.7454
15.11. | 18 | 36.7454
15.11. | 19 | 36.7454
15.11. | 20 | 36.7454
15.11. | 21 | 36.7454
15.11. | 22 | 36.7454
15.11. | 23 | 36.7454
15.11. | 24 | 36.7454
16.11. | 1 | 36.7454
16.11. | 2 | 36.7454
16.11. | 3 | 36.7454
16.11. | 4 | 36.7454
16.11. | 5 | 36.7454
16.11. | 6 | 36.7454
16.11. | 7 | 36.7454
16.11. | 8 | 36.7454
16.11. | 9 | 36.7454
16.11. | 10 | 36.7454
16.11. | 11 | 36.7454
16.11. | 12 | 36.7454
16.11. | 13 | 36.7454
16.11. | 14 | 36.7454
16.11. | 15 | 36.7454
16.11. | 16 | 36.7454
16.11. | 17 | 36.7454
16.11. | 18 | 36.7454
16.11. | 19 | 36.7454
16.11. | 20 | 36.7454
16.11. | 21 | 36.7454
16.11. | 22 | 36.7454
16.11. | 23 | 36.7454
16.11. | 24 | 36.7454
17.11. | 1 | 36.7454
17.11. | 2 | 36.7454
17.11. | 3 | 36.7454
17.11. | 4 | 36.7454
17.11. | 5 | 36.7454
17.11. | 6 | 36.7454
17.11. | 7 | 36.7454
17.11. | 8 | 36.7454
17.11. | 9 | 36.7454
17.11. | 10 | 36.7454
17.11. | 11 | 36.7454
17.11. | 12 | 36.7454
17.11. | 13 | 36.7454
17.11. | 14 | 36.7454
17.11. | 15 | 36.7454
17.11. | 16 | 36.7454
17.11. | 17 | 36.7454
17.11. | 18 | 36.7454
17.11. | 19 | 36.7454
17.11. | 20 | 36.7454
17.11. | 21 | 36.7454
17.11. | 22 | 36.7454
17.11. | 23 | 36.7454
17.11. | 24 | 36.7454
18.11. | 1 | 36.7454
18.11. | 2 | 36.7454
18.11. | 3 | 36.7454
18.11. | 4 | 36.7454
18.11. | 5 | 36.7454
18.11. | 6 | 36.7454
18.11. | 7 | 36.7454
18.11. | 8 | 36.7454
18.11. | 9 | 36.7454
18.11. | 10 | 36.7454
18.11. | 11 | 36.7454
18.11. | 12 | 36.7454
18.11. | 13 | 36.7454
18.11. | 14 | 36.7454
18.11. | 15 | 36.7454
18.11. | 16 | 36.7454
18.11. | 17 | 36.7454
18.11. | 18 | 36.7454
18.11. | 19 | 36.7454
18.11. | 20 | 36.7454
18.11. | 21 | 36.7454
18.11. | 22 | 36.7454
18.11. | 23 | 36.7454
18.11. | 24 | 36.7454
19.11. | 1 | 36.7454
19.11. | 2 | 36.7454
19.11. | 3 | 36.7454
19.11. | 4 | 36.7454
19.11. | 5 | 36.7454
19.11. | 6 | 36.7454
19.11. | 7 | 36.7454
19.11. | 8 | 36.7454
19.11. | 9 | 36.7454
19.11. | 10 | 36.7454
19.11. | 11 | 36.7454
19.11. | 12 | 36.7454
19.11. | 13 | 36.7454
19.11. | 14 | 36.7454
19.11. | 15 | 36.7454
19.11. | 16 | 36.7454
19.11. | 17 | 36.7454
19.11. | 18 | 36.7454
19.11. | 19 | 36.7454
19.11. | 20 | 36.7454
19.11. | 21 | 36.7454
19.11. | 22 | 36.7454
19.11. | 23 | 36.7454
19.11. | 24 | 36.7454
20.11. | 1 | 36.7454
20.11. | 2 | 36.7454
20.11. | 3 | 36.7454
20.11. | 4 | 36.7454
20.11. | 5 | 36.7454
20.11. | 6 | 36.7454
20.11. | 7 | 36.7454
20.11. | 8 | 36.7454
20.11. | 9 | 36.7454
20.11. | 10 | 36.7454
20.11. | 11 | 36.7454
20.11. | 12 | 36.7454
20.11. | 13 | 36.7454
20.11. | 14 | 36.7454
20.11. | 15 | 36.7454
20.11. | 16 | 36.7454
20.11. | 17 | 36.7454
20.11. | 18 | 36.7454
20.11. | 19 | 36.7454
20.11. | 20 | 36.7454
20.11. | 21 | 36.7454
20.11. | 22 | 36.7454
20.11. | 23 | 36.7454
20.11. | 24 | 36.7454
21.11. | 1 | 36.7454
21.11. | 2 | 36.7454
21.11. | 3 | 36.7454
21.11. | 4 | 36.7454
21.11. | 5 | 36.7454
21.11. | 6 | 36.7454
21.11. | 7 | 36.7454
21.11. | 8 | 36.7454
21.11. | 9 | 36.7454
21.11. | 10 | 36.7454
21.11. | 11 | 36.7454
21.11. | 12 | 36.7454
21.11. | 13 | 36.7454
21.11. | 14 | 36.7454
21.11. | 15 | 36.7454
21.11. | 16 | 36.7454
21.11. | 17 | 36.7454
21.11. | 18 | 36.7454
21.11. | 19 | 36.7454
21.11. | 20 | 36.7454
21.11. | 21 | 36.7454
21.11. | 22 | 36.7454
21.11. | 23 | 36.7454
21.11. | 24 | 36.7454
22.11. | 1 | 36.7454
22.11. | 2 | 36.7454
22.11. | 3 | 36.7454
22.11. | 4 | 36.7454
22.11. | 5 | 36.7454
22.11. | 6 | 36.7454
22.11. | 7 | 36.7454
22.11. | 8 | 36.7454
22.11. | 9 | 36.7454
22.11. | 10 | 36.7454
22.11. | 11 | 36.7454
22.11. | 12 | 36.7454
22.11. | 13 | 36.7454
22.11. | 14 | 36.7454
22.11. | 15 | 36.7454
22.11. | 16 | 36.7454
22.11. | 17 | 36.7454
22.11. | 18 | 36.7454
22.11. | 19 | 36.7454
22.11. | 20 | 36.7454
22.11. | 21 | 36.7454
22.11. | 22 | 36.7454
22.11. | 23 | 36.7454
22.11. | 24 | 36.7454
23.11. | 1 | 36.7454
23.11. | 2 | 36.7454
23.11. | 3 | 36.7454
23.11. | 4 | 36.7454
23.11. | 5 | 36.7454
23.11. | 6 | 36.7454
23.11. | 7 | 36.7454
23.11. | 8 | 36.7454
23.11. | 9 | 36.7454
23.11. | 10 | 36.7454
23.11. | 11 | 36.7454
23.11. | 12 | 36.7454
23.11. | 13 | 36.7454
23.11. | 14 | 36.7454
23.11. | 15 | 36.7454
23.11. | 16 | 36.7454
23.11. | 17 | 36.7454
23.11. | 18 | 36.7454
23.11. | 19 | 36.7454
23.11. | 20 | 36.7454
23.11. | 21 | 36.7454
23.11. | 22 | 36.7454
23.11. | 23 | 36.7454
23.11. | 24 | 36.7454
24.11. | 1 | 36.7454
24.11. | 2 | 36.7454
24.11. | 3 | 36.7454
24.11. | 4 | 36.7454
24.11. | 5 | 36.7454
24.11. | 6 | 36.7454
24.11. | 7 | 36.7454
24.11. | 8 | 36.7454
24.11. | 9 | 36.7454
24.11. | 10 | 36.7454
24.11. | 11 | 36.7454
24.11. | 12 | 36.7454
24.11. | 13 | 36.7454
24.11. | 14 | 36.7454
24.11. | 15 | 36.7454
24.11. | 16 | 36.7454
24.11. | 17 | 36.7454
24.11. | 18 | 36.7454
24.11. | 19 | 36.7454
24.11. | 20 | 36.7454
24.11. | 21 | 36.7454
24.11. | 22 | 36.7454
24.11. | 23 | 36.7454
24.11. | 24 | 36.7454
25.11. | 1 | 36.7454
25.11. | 2 | 36.7454
25.11. | 3 | 36.7454
25.11. | 4 | 36.7454
25.11. | 5 | 36.7454
25.11. | 6 | 36.7454
25.11. | 7 | 36.7454
25.11. | 8 | 36.7454
25.11. | 9 | 36.7454
25.11. | 10 | 36.7454
25.11. | 11 | 36.7454
25.11. | 12 | 36.7454
25.11. | 13 | 36.7454
25.11. | 14 | 36.7454
25.11. | 15 | 36.7454
25.11. | 16 | 36.7454
25.11. | 17 | 36.7454
25.11. | 18 | 36.7454
25.11. | 19 | 36.7454
25.11. | 20 | 36.7454
25.11. | 21 | 36.7454
25.11. | 22 | 36.7454
25.11. | 23 | 36.7454
25.11. | 24 | 36.7454
26.11. | 1 | 36.7454
26.11. | 2 | 36.7454
26.11. | 3 | 36.7454
26.11. | 4 | 36.7454
26.11. | 5 | 36.7454
26.11. | 6 | 36.7454
26.11. | 7 | 36.7454
26.11. | 8 | 36.7454
26.11. | 9 | 36.7454
26.11. | 10 | 36.7454
26.11. | 11 | 36.7454
26.11. | 12 | 36.7454
26.11. | 13 | 36.7454
26.11. | 14 | 36.7454
26.11. | 15 | 36.7454
26.11. | 16 | 36.7454
26.11. | 17 | 36.7454
26.11. | 18 | 36.7454
26.11. | 19 | 36.7454
26.11. | 20 | 36.7454
26.11. | 21 | 36.7454
26.11. | 22 | 36.7454
26.11. | 23 | 36.7454
26.11. | 24 | 36.7454
27.11. | 1 | 36.7454
27.11. | 2 | 36.7454
27.11. | 3 | 36.7454
27.11. | 4 | 36.7454
27.11. | 5 | 36.7454
27.11. | 6 | 36.7454
27.11. | 7 | 36.7454
27.11. | 8 | 36.7454
27.11. | 9 | 36.7454
27.11. | 10 | 36.7454
27.11. | 11 | 36.7454
27.11. | 12 | 36.7454
27.11. | 13 | 36.7454
27.11. | 14 | 36.7454
27.11. | 15 | 36.7454
27.11. | 16 | 36.7454
27.11. | 17 | 36.7454
27.11. | 18 | 36.7454
27.11. | 19 | 36.7454
27.11. | 20 | 36.7454
27.11. | 21 | 36.7454
27.11. | 22 | 36.7454
27.11. | 23 | 36.7454
27.11. | 24 | 36.7454
28.11. | 1 | 36.7454
28.11. | 2 | 36.7454
28.11. | 3 | 36.7454
28.11. | 4 | 36.7454
28.11. | 5 | 36.7454
28.11. | 6 | 36.7454
28.11. | 7 | 36.7454
28.11. | 8 | 36.7454
28.11. | 9 | 36.7454
28.11. | 10 | 36.7454
28.11. | 11 | 36.7454
28.11. | 12 | 36.7454
28.11. | 13 | 36.7454
28.11. | 14 | 36.7454
28.11. | 15 | 36.7454
28.11. | 16 | 36.7454
28.11. | 17 | 36.7454
28.11. | 18 | 36.7454
28.11. | 19 | 36.7454
28.11. | 20 | 36.7454
28.11. | 21 | 36.7454
28.11. | 22 | 36.7454
28.11. | 23 | 36.7454
28.11. | 24 | 36.7454
29.11. | 1 | 36.7454
29.11. | 2 | 36.7454
29.11. | 3 | 36.7454
29.11. | 4 | 36.7454
29.11. | 5 | 36.7454
29.11. | 6 | 36.7454
29.11. | 7 | 36.7454
29.11. | 8 | 36.7454
29.11. | 9 | 36.7454
29.11. | 10 | 36.7454
29.11. | 11 | 36.7454
29.11. | 12 | 36.7454
29.11. | 13 | 36.7454
29.11. | 14 | 36.7454
29.11. | 15 | 36.7454
29.11. | 16 | 36.7454
29.11. | 17 | 36.7454
29.11. | 18 | 36.7454
29.11. | 19 | 36.7454
29.11. | 20 | 36.7454
29.11. | 21 | 36.7454
29.11. | 22 | 36.7454
29.11. | 23 | 36.7454
29.11. | 24 | 36.7454
30.11. | 1 | 36.7454
30.11. | 2 | 36.7454
30.11. | 3 | 36.7454
30.11. | 4 | 36.7454
30.11. | 5 | 36.7454
30.11. | 6 | 36.7454
30.11. | 7 | 36.7454
30.11. | 8 | 36.7454
30.11. | 9 | 36.7454
30.11. | 10 | 36.7454
30.11. | 11 | 36.7454
30.11. | 12 | 36.7454
30.11. | 13 | 36.7454
30.11. | 14 | 36.7454
30.11. | 15 | 36.7454
30.11. | 16 | 36.7454
30.11. | 17 | 36.7454
30.11. | 18 | 36.7454
30.11. | 19 | 36.7454
30.11. | 20 | 36.7454
30.11. | 21 | 36.7454
30.11. | 22 | 36.7454
30.11. | 23 | 36.7454
30.11. | 24 | 36.7454
01.12. | 1 | 36.7454
01.12. | 2 | 36.7454
01.12. | 3 | 36.7454
01.12. | 4 | 36.7454
01.12. | 5 | 36.7454
01.12. | 6 | 36.7454
01.12. | 7 | 36.7454
01.12. | 8 | 36.7454
01.12. | 9 | 36.7454
01.12. | 10 | 36.7454
01.12. | 11 | 36.7454
01.12. | 12 | 36.7454
01.12. | 13 | 36.7454
01.12. | 14 | 36.7454
01.12. | 15 | 36.7454
01.12. | 16 | 36.7454
01.12. | 17 | 36.7454
01.12. | 18 | 36.7454
01.12. | 19 | 36.7454
01.12. | 20 | 36.7454
01.12. | 21 | 36.7454
01.12. | 22 | 36.7454
01.12. | 23 | 36.7454
01.12. | 24 | 36.7454
02.12. | 1 | 36.7454
02.12. | 2 | 36.7454
02.12. | 3 | 36.7454
02.12. | 4 | 36.7454
02.12. | 5 | 36.7454
02.12. | 6 | 36.7454
02.12. | 7 | 36.7454
02.12. | 8 | 36.7454
02.12. | 9 | 36.7454
02.12. | 10 | 36.7454
02.12. | 11 | 36.7454
02.12. | 12 | 36.7454
02.12. | 13 | 36.7454
02.12. | 14 | 36.7454
02.12. | 15 | 36.7454
02.12. | 16 | 36.7454
02.12. | 17 | 36.7454
02.12. | 18 | 36.7454
02.12. | 19 | 36.7454
02.12. | 20 | 36.7454
02.12. | 21 | 36.7454
02.12. | 22 | 36.7454
02.12. | 23 | 36.7454
02.12. | 24 | 36.7454
03.12. | 1 | 36.7454
03.12. | 2 | 36.7454
03.12. | 3 | 36.7454
03.12. | 4 | 36.7454
03.12. | 5 | 36.7454
03.12. | 6 | 36.7454
03.12. | 7 | 36.7454
03.12. | 8 | 36.7454
03.12. | 9 | 36.7454
03.12. | 10 | 36.7454
03.12. | 11 | 36.7454
03.12. | 12 | 36.7454
03.12. | 13 | 36.7454
03.12. | 14 | 36.7454
03.12. | 15 | 36.7454
03.12. | 16 | 36.7454
03.12. | 17 | 36.7454
03.12. | 18 | 36.7454
03.12. | 19 | 36.7454
03.12. | 20 | 36.7454
03.12. | 21 | 36.7454
03.12. | 22 | 36.7454
03.12. | 23 | 36.7454
03.12. | 24 | 36.7454
04.12. | 1 | 36.7454
04.12. | 2 | 36.7454
04.12. | 3 | 36.7454
04.12. | 4 | 36.7454
04.12. | 5 | 36.7454
04.12. | 6 | 36.7454
04.12. | 7 | 36.7454
04.12. | 8 | 36.7454
04.12. | 9 | 36.7454
04.12. | 10 | 36.7454
04.12. | 11 | 36.7454
04.12. | 12 | 36.7454
04.12. | 13 | 36.7454
04.12. | 14 | 36.7454
04.12. | 15 | 36.7454
04.12. | 16 | 36.7454
04.12. | 17 | 36.7454
04.12. | 18 | 36.7454
04.12. | 19 | 36.7454
04.12. | 20 | 36.7454
04.12. | 21 | 36.7454
04.12. | 22 | 36.7454
04.12. | 23 | 36.7454
04.12. | 24 | 36.7454
05.12. | 1 | 36.7454
05.12. | 2 | 36.7454
05.12. | 3 | 36.7454
05.12. | 4 | 36.7454
05.12. | 5 | 36.7454
05.12. | 6 | 36.7454
05.12. | 7 | 36.7454
05.12. | 8 | 36.7454
05.12. | 9 | 36.7454
05.12. | 10 | 36.7454
05.12. | 11 | 36.7454
05.12. | 12 | 36.7454
05.12. | 13 | 36.7454
05.12. | 14 | 36.7454
05.12. | 15 | 36.7454
05.12. | 16 | 36.7454
05.12. | 17 | 36.7454
05.12. | 18 | 36.7454
05.12. | 19 | 36.7454
05.12. | 20 | 36.7454
05.12. | 21 | 36.7454
05.12. | 22 | 36.7454
05.12. | 23 | 36.7454
05.12. | 24 | 36.7454
06.12. | 1 | 36.7454
06.12. | 2 | 36.7454
06.12. | 3 | 36.7454
06.12. | 4 | 36.7454
06.12. | 5 | 36.7454
06.12. | 6 | 36.7454
06.12. | 7 | 36.7454
06.12. | 8 | 36.7454
06.12. | 9 | 36.7454
06.12. | 10 | 36.7454
06.12. | 11 | 36.7454
06.12. | 12 | 36.7454
06.12. | 13 | 36.7454
06.12. | 14 | 36.7454
06.12. | 15 | 36.7454
06.12. | 16 | 36.7454
06.12. | 17 | 36.7454
06.12. | 18 | 36.7454
06.12. | 19 | 36.7454
06.12. | 20 | 36.7454
06.12. | 21 | 36.7454
06.12. | 22 | 36.7454
06.12. | 23 | 36.7454
06.12. | 24 | 36.7454
07.12. | 1 | 36.7454
07.12. | 2 | 36.7454
07.12. | 3 | 36.7454
07.12. | 4 | 36.7454
07.12. | 5 | 36.7454
07.12. | 6 | 36.7454
07.12. | 7 | 36.7454
07.12. | 8 | 36.7454
07.12. | 9 | 36.7454
07.12. | 10 | 36.7454
07.12. | 11 | 36.7454
07.12. | 12 | 36.7454
07.12. | 13 | 36.7454
07.12. | 14 | 36.7454
07.12. | 15 | 36.7454
07.12. | 16 | 36.7454
07.12. | 17 | 36.7454
07.12. | 18 | 36.7454
07.12. | 19 | 36.7454
07.12. | 20 | 36.7454
07.12. | 21 | 36.7454
07.12. | 22 | 36.7454
07.12. | 23 | 36.7454
07.12. | 24 | 36.7454
08.12. | 1 | 36.7454
08.12. | 2 | 36.7454
08.12. | 3 | 36.7454
08.12. | 4 | 36.7454
08.12. | 5 | 36.7454
08.12. | 6 | 36.7454
08.12. | 7 | 36.7454
08.12. | 8 | 36.7454
08.12. | 9 | 36.7454
08.12. | 10 | 36.7454
08.12. | 11 | 36.7454
08.12. | 12 | 36.7454
08.12. | 13 | 36.7454
08.12. | 14 | 36.7454
08.12. | 15 | 36.7454
08.12. | 16 | 36.7454
08.12. | 17 | 36.7454
08.12. | 18 | 36.7454
08.12. | 19 | 36.7454
08.12. | 20 | 36.7454
08.12. | 21 | 36.7454
08.12. | 22 | 36.7454
08.12. | 23 | 36.7454
08.12. | 24 | 36.7454
09.12. | 1 | 36.7454
09.12. | 2 | 36.7454
09.12. | 3 | 36.7454
09.12. | 4 | 36.7454
09.12. | 5 | 36.7454
09.12. | 6 | 36.7454
09.12. | 7 | 36.7454
09.12. | 8 | 36.7454
09.12. | 9 | 36.7454
09.12. | 10 | 36.7454
09.12. | 11 | 36.7454
09.12. | 12 | 36.7454
09.12. | 13 | 36.7454
09.12. | 14 | 36.7454
09.12. | 15 | 36.7454
09.12. | 16 | 36.7454
09.12. | 17 | 36.7454
09.12. | 18 | 36.7454
09.12. | 19 | 36.7454
09.12. | 20 | 36.7454
09.12. | 21 | 36.7454
09.12. | 22 | 36.7454
09.12. | 23 | 36.7454
09.12. | 24 | 36.7454
10.12. | 1 | 36.7454
10.12. | 2 | 36.7454
10.12. | 3 | 36.7454
10.12. | 4 | 36.7454
10.12. | 5 | 36.7454
10.12. | 6 | 36.7454
10.12. | 7 | 36.7454
10.12. | 8 | 36.7454
10.12. | 9 | 36.7454
10.12. | 10 | 36.7454
10.12. | 11 | 36.7454
10.12. | 12 | 36.7454
10.12. | 13 | 36.7454
10.12. | 14 | 36.7454
10.12. | 15 | 36.7454
10.12. | 16 | 36.7454
10.12. | 17 | 36.7454
10.12. | 18 | 36.7454
10.12. | 19 | 36.7454
10.12. | 20 | 36.7454
10.12. | 21 | 36.7454
10.12. | 22 | 36.7454
10.12. | 23 | 36.7454
10.12. | 24 | 36.7454
11.12. | 1 | 36.7454
11.12. | 2 | 36.7454
11.12. | 3 | 36.7454
11.12. | 4 | 36.7454
11.12. | 5 | 36.7454
11.12. | 6 | 36.7454
11.12. | 7 | 36.7454
11.12. | 8 | 36.7454
11.12. | 9 | 36.7454
11.12. | 10 | 36.7454
11.12. | 11 | 36.7454
11.12. | 12 | 36.7454
11.12. | 13 | 36.7454
11.12. | 14 | 36.7454
11.12. | 15 | 36.7454
11.12. | 16 | 36.7454
11.12. | 17 | 36.7454
11.12. | 18 | 36.7454
11.12. | 19 | 36.7454
11.12. | 20 | 36.7454
11.12. | 21 | 36.7454
11.12. | 22 | 36.7454
11.12. | 23 | 36.7454
11.12. | 24 | 36.7454
12.12. | 1 | 36.7454
12.12. | 2 | 36.7454
12.12. | 3 | 36.7454
12.12. | 4 | 36.7454
12.12. | 5 | 36.7454
12.12. | 6 | 36.7454
12.12. | 7 | 36.7454
12.12. | 8 | 36.7454
12.12. | 9 | 36.7454
12.12. | 10 | 36.7454
12.12. | 11 | 36.7454
12.12. | 12 | 36.7454
12.12. | 13 | 36.7454
12.12. | 14 | 36.7454
12.12. | 15 | 36.7454
12.12. | 16 | 36.7454
12.12. | 17 | 36.7454
12.12. | 18 | 36.7454
12.12. | 19 | 36.7454
12.12. | 20 | 36.7454
12.12. | 21 | 36.7454
12.12. | 22 | 36.7454
12.12. | 23 | 36.7454
12.12. | 24 | 36.7454
13.12. | 1 | 36.7454
13.12. | 2 | 36.7454
13.12. | 3 | 36.7454
13.12. | 4 | 36.7454
13.12. | 5 | 36.7454
13.12. | 6 | 36.7454
13.12. | 7 | 36.7454
13.12. | 8 | 36.7454
13.12. | 9 | 36.7454
13.12. | 10 | 36.7454
13.12. | 11 | 36.7454
13.12. | 12 | 36.7454
13.12. | 13 | 36.7454
13.12. | 14 | 36.7454
13.12. | 15 | 36.7454
13.12. | 16 | 36.7454
13.12. | 17 | 36.7454
13.12. | 18 | 36.7454
13.12. | 19 | 36.7454
13.12. | 20 | 36.7454
13.12. | 21 | 36.7454
13.12. | 22 | 36.7454
13.12. | 23 | 36.7454
13.12. | 24 | 36.7454
14.12. | 1 | 36.7454
14.12. | 2 | 36.7454
14.12. | 3 | 36.7454
14.12. | 4 | 36.7454
14.12. | 5 | 36.7454
14.12. | 6 | 36.7454
14.12. | 7 | 36.7454
14.12. | 8 | 36.7454
14.12. | 9 | 36.7454
14.12. | 10 | 36.7454
14.12. | 11 | 36.7454
14.12. | 12 | 36.7454
14.12. | 13 | 36.7454
14.12. | 14 | 36.7454
14.12. | 15 | 36.7454
14.12. | 16 | 36.7454
14.12. | 17 | 36.7454
14.12. | 18 | 36.7454
14.12. | 19 | 36.7454
14.12. | 20 | 36.7454
14.12. | 21 | 36.7454
14.12. | 22 | 36.7454
14.12. | 23 | 36.7454
14.12. | 24 | 36.7454
15.12. | 1 | 36.7454
15.12. | 2 | 36.7454
15.12. | 3 | 36.7454
15.12. | 4 | 36.7454
15.12. | 5 | 36.7454
15.12. | 6 | 36.7454
15.12. | 7 | 36.7454
15.12. | 8 | 36.7454
15.12. | 9 | 36.7454
15.12. | 10 | 36.7454
15.12. | 11 | 36.7454
15.12. | 12 | 36.7454
15.12. | 13 | 36.7454
15.12. | 14 | 36.7454
15.12. | 15 | 36.7454
15.12. | 16 | 36.7454
15.12. | 17 | 36.7454
15.12. | 18 | 36.7454
15.12. | 19 | 36.7454
15.12. | 20 | 36.7454
15.12. | 21 | 36.7454
15.12. | 22 | 36.7454
15.12. | 23 | 36.7454
15.12. | 24 | 36.7454
16.12. | 1 | 36.7454
16.12. | 2 | 36.7454
16.12. | 3 | 36.7454
16.12. | 4 | 36.7454
16.12. | 5 | 36.7454
16.12. | 6 | 36.7454
16.12. | 7 | 36.7454
16.12. | 8 | 36.7454
16.12. | 9 | 36.7454
16.12. | 10 | 36.7454
16.12. | 11 | 36.7454
16.12. | 12 | 36.7454
16.12. | 13 | 36.7454
16.12. | 14 | 36.7454
16.12. | 15 | 36.7454
16.12. | 16 | 36.7454
16.12. | 17 | 36.7454
16.12. | 18 | 36.7454
16.12. | 19 | 36.7454
16.12. | 20 | 36.7454
16.12. | 21 | 36.7454
16.12. | 22 | 36.7454
16.12. | 23 | 36.7454
16.12. | 24 | 36.7454
17.12. | 1 | 36.7454
17.12. | 2 | 36.7454
17.12. | 3 | 36.7454
17.12. | 4 | 36.7454
17.12. | 5 | 36.7454
17.12. | 6 | 36.7454
17.12. | 7 | 36.7454
17.12. | 8 | 36.7454
17.12. | 9 | 36.7454
17.12. | 10 | 36.7454
17.12. | 11 | 36.7454
17.12. | 12 | 36.7454
17.12. | 13 | 36.7454
17.12. | 14 | 36.7454
17.12. | 15 | 36.7454
17.12. | 16 | 36.7454
17.12. | 17 | 36.7454
17.12. | 18 | 36.7454
17.12. | 19 | 36.7454
17.12. | 20 | 36.7454
17.12. | 21 | 36.7454
17.12. | 22 | 36.7454
17.12. | 23 | 36.7454
17.12. | 24 | 36.7454
18.12. | 1 | 36.7454
18.12. | 2 | 36.7454
18.12. | 3 | 36.7454
18.12. | 4 | 36.7454
18.12. | 5 | 36.7454
18.12. | 6 | 36.7454
18.12. | 7 | 36.7454
18.12. | 8 | 36.7454
18.12. | 9 | 36.7454
18.12. | 10 | 36.7454
18.12. | 11 | 36.7454
18.12. | 12 | 36.7454
18.12. | 13 | 36.7454
18.12. | 14 | 36.7454
18.12. | 15 | 36.7454
18.12. | 16 | 36.7454
18.12. | 17 | 36.7454
18.12. | 18 | 36.7454
18.12. | 19 | 36.7454
18.12. | 20 | 36.7454
18.12. | 21 | 36.7454
18.12. | 22 | 36.7454
18.12. | 23 | 36.7454
18.12. | 24 | 36.7454
19.12. | 1 | 36.7454
19.12. | 2 | 36.7454
19.12. | 3 | 36.7454
19.12. | 4 | 36.7454
19.12. | 5 | 36.7454
19.12. | 6 | 36.7454
19.12. | 7 | 36.7454
19.12. | 8 | 36.7454
19.12. | 9 | 36.7454
19.12. | 10 | 36.7454
19.12. | 11 | 36.7454
19.12. | 12 | 36.7454
19.12. | 13 | 36.7454
19.12. | 14 | 36.7454
19.12. | 15 | 36.7454
19.12. | 16 | 36.7454
19.12. | 17 | 36.7454
19.12. | 18 | 36.7454
19.12. | 19 | 36.7454
19.12. | 20 | 36.7454
19.12. | 21 | 36.7454
19.12. | 22 | 36.7454
19.12. | 23 | 36.7454
19.12. | 24 | 36.7454
20.12. | 1 | 36.7454
20.12. | 2 | 36.7454
20.12. | 3 | 36.7454
20.12. | 4 | 36.7454
20.12. | 5 | 36.7454
20.12. | 6 | 36.7454
20.12. | 7 | 36.7454
20.12. | 8 | 36.7454
20.12. | 9 | 36.7454
20.12. | 10 | 36.7454
20.12. | 11 | 36.7454
20.12. | 12 | 36.7454
20.12. | 13 | 36.7454
20.12. | 14 | 36.7454
20.12. | 15 | 36.7454
20.12. | 16 | 36.7454
20.12. | 17 | 36.7454
20.12. | 18 | 36.7454
20.12. | 19 | 36.7454
20.12. | 20 | 36.7454
20.12. | 21 | 36.7454
20.12. | 22 | 36.7454
20.12. | 23 | 36.7454
20.12. | 24 | 36.7454
21.12. | 1 | 36.7454
21.12. | 2 | 36.7454
21.12. | 3 | 36.7454
21.12. | 4 | 36.7454
21.12. | 5 | 36.7454
21.12. | 6 | 36.7454
21.12. | 7 | 36.7454
21.12. | 8 | 36.7454
21.12. | 9 | 36.7454
21.12. | 10 | 36.7454
21.12. | 11 | 36.7454
21.12. | 12 | 36.7454
21.12. | 13 | 36.7454
21.12. | 14 | 36.7454
21.12. | 15 | 36.7454
21.12. | 16 | 36.7454
21.12. | 17 | 36.7454
21.12. | 18 | 36.7454
21.12. | 19 | 36.7454
21.12. | 20 | 36.7454
21.12. | 21 | 36.7454
21.12. | 22 | 36.7454
21.12. | 23 | 36.7454
21.12. | 24 | 36.7454
22.12. | 1 | 36.7454
22.12. | 2 | 36.7454
22.12. | 3 | 36.7454
22.12. | 4 | 36.7454
22.12. | 5 | 36.7454
22.12. | 6 | 36.7454
22.12. | 7 | 36.7454
22.12. | 8 | 36.7454
22.12. | 9 | 36.7454
22.12. | 10 | 36.7454
22.12. | 11 | 36.7454
22.12. | 12 | 36.7454
22.12. | 13 | 36.7454
22.12. | 14 | 36.7454
22.12. | 15 | 36.7454
22.12. | 16 | 36.7454
22.12. | 17 | 36.7454
22.12. | 18 | 36.7454
22.12. | 19 | 36.7454
22.12. | 20 | 36.7454
22.12. | 21 | 36.7454
22.12. | 22 | 36.7454
22.12. | 23 | 36.7454
22.12. | 24 | 36.7454
23.12. | 1 | 36.7454
23.12. | 2 | 36.7454
23.12. | 3 | 36.7454
23.12. | 4 | 36.7454
23.12. | 5 | 36.7454
23.12. | 6 | 36.7454
23.12. | 7 | 36.7454
23.12. | 8 | 36.7454
23.12. | 9 | 36.7454
23.12. | 10 | 36.7454
23.12. | 11 | 36.7454
23.12. | 12 | 36.7454
23.12. | 13 | 36.7454
23.12. | 14 | 36.7454
23.12. | 15 | 36.7454
23.12. | 16 | 36.7454
23.12. | 17 | 36.7454
23.12. | 18 | 36.7454
23.12. | 19 | 36.7454
23.12. | 20 | 36.7454
23.12. | 21 | 36.7454
23.12. | 22 | 36.7454
23.12. | 23 | 36.7454
23.12. | 24 | 36.7454
24.12. | 1 | 36.7454
24.12. | 2 | 36.7454
24.12. | 3 | 36.7454
24.12. | 4 | 36.7454
24.12. | 5 | 36.7454
24.12. | 6 | 36.7454
24.12. | 7 | 36.7454
24.12. | 8 | 36.7454
24.12. | 9 | 36.7454
24.12. | 10 | 36.7454
24.12. | 11 | 36.7454
24.12. | 12 | 36.7454
24.12. | 13 | 36.7454
24.12. | 14 | 36.7454
24.12. | 15 | 36.7454
24.12. | 16 | 36.7454
24.12. | 17 | 36.7454
24.12. | 18 | 36.7454
24.12. | 19 | 36.7454
24.12. | 20 | 36.7454
24.12. | 21 | 36.7454
24.12. | 22 | 36.7454
24.12. | 23 | 36.7454
24.12. | 24 | 36.7454
25.12. | 1 | 36.7454
25.12. | 2 | 36.7454
25.12. | 3 | 36.7454
25.12. | 4 | 36.7454
25.12. | 5 | 36.7454
25.12. | 6 | 36.7454
25.12. | 7 | 36.7454
25.12. | 8 | 36.7454
25.12. | 9 | 36.7454
25.12. | 10 | 36.7454
25.12. | 11 | 36.7454
25.12. | 12 | 36.7454
25.12. | 13 | 36.7454
25.12. | 14 | 36.7454
25.12. | 15 | 36.7454
25.12. | 16 | 36.7454
25.12. | 17 | 36.7454
25.12. | 18 | 36.7454
25.12. | 19 | 36.7454
25.12. | 20 | 36.7454
25.12. | 21 | 36.7454
25.12. | 22 | 36.7454
25.12. | 23 | 36.7454
25.12. | 24 | 36.7454
26.12. | 1 | 36.7454
26.12. | 2 | 36.7454
26.12. | 3 | 36.7454
26.12. | 4 | 36.7454
26.12. | 5 | 36.7454
26.12. | 6 | 36.7454
26.12. | 7 | 36.7454
26.12. | 8 | 36.7454
26.12. | 9 | 36.7454
26.12. | 10 | 36.7454
26.12. | 11 | 36.7454
26.12. | 12 | 36.7454
26.12. | 13 | 36.7454
26.12. | 14 | 36.7454
26.12. | 15 | 36.7454
26.12. | 16 | 36.7454
26.12. | 17 | 36.7454
26.12. | 18 | 36.7454
26.12. | 19 | 36.7454
26.12. | 20 | 36.7454
26.12. | 21 | 36.7454
26.12. | 22 | 36.7454
26.12. | 23 | 36.7454
26.12. | 24 | 36.7454
27.12. | 1 | 36.7454
27.12. | 2 | 36.7454
27.12. | 3 | 36.7454
27.12. | 4 | 36.7454
27.12. | 5 | 36.7454
27.12. | 6 | 36.7454
27.12. | 7 | 36.7454
27.12. | 8 | 36.7454
27.12. | 9 | 36.7454
27.12. | 10 | 36.7454
27.12. | 11 | 36.7454
27.12. | 12 | 36.7454
27.12. | 13 | 36.7454
27.12. | 14 | 36.7454
27.12. | 15 | 36.7454
27.12. | 16 | 36.7454
27.12. | 17 | 36.7454
27.12. | 18 | 36.7454
27.12. | 19 | 36.7454
27.12. | 20 | 36.7454
27.12. | 21 | 36.7454
27.12. | 22 | 36.7454
27.12. | 23 | 36.7454
27.12. | 24 | 36.7454
28.12. | 1 | 36.7454
28.12. | 2 | 36.7454
28.12. | 3 | 36.7454
28.12. | 4 | 36.7454
28.12. | 5 | 36.7454
28.12. | 6 | 36.7454
28.12. | 7 | 36.7454
28.12. | 8 | 36.7454
28.12. | 9 | 36.7454
28.12. | 10 | 36.7454
28.12. | 11 | 36.7454
28.12. | 12 | 36.7454
28.12. | 13 | 36.7454
28.12. | 14 | 36.7454
28.12. | 15 | 36.7454
28.12. | 16 | 36.7454
28.12. | 17 | 36.7454
28.12. | 18 | 36.7454
28.12. | 19 | 36.7454
28.12. | 20 | 36.7454
28.12. | 21 | 36.7454
28.12. | 22 | 36.7454
28.12. | 23 | 36.7454
28.12. | 24 | 36.7454
29.12. | 1 | 36.7454
29.12. | 2 | 36.7454
29.12. | 3 | 36.7454
29.12. | 4 | 36.7454
29.12. | 5 | 36.7454
29.12. | 6 | 36.7454
29.12. | 7 | 36.7454
29.12. | 8 | 36.7454
29.12. | 9 | 36.7454
29.12. | 10 | 36.7454
29.12. | 11 | 36.7454
29.12. | 12 | 36.7454
29.12. | 13 | 36.7454
29.12. | 14 | 36.7454
29.12. | 15 | 36.7454
29.12. | 16 | 36.7454
29.12. | 17 | 36.7454
29.12. | 18 | 36.7454
29.12. | 19 | 36.7454
29.12. | 20 | 36.7454
29.12. | 21 | 36.7454
29.12. | 22 | 36.7454
29.12. | 23 | 36.7454
29.12. | 24 | 36.7454
30.12. | 1 | 36.7454
30.12. | 2 | 36.7454
30.12. | 3 | 36.7454
30.12. | 4 | 36.7454
30.12. | 5 | 36.7454
30.12. | 6 | 36.7454
30.12. | 7 | 36.7454
30.12. | 8 | 36.7454
30.12. | 9 | 36.7454
30.12. | 10 | 36.7454
30.12. | 11 | 36.7454
30.12. | 12 | 36.7454
30.12. | 13 | 36.7454
30.12. | 14 | 36.7454
30.12. | 15 | 36.7454
30.12. | 16 | 36.7454
30.12. | 17 | 36.7454
30.12. | 18 | 36.7454
30.12. | 19 | 36.7454
30.12. | 20 | 36.7454
30.12. | 21 | 36.7454
30.12. | 22 | 36.7454
30.12. | 23 | 36.7454
30.12. | 24 | 36.7454
31.12. | 1 | 36.7454
31.12. | 2 | 36.7454
31.12. | 3 | 36.7454
31.12. | 4 | 36.7454
31.12. | 5 | 36.7454
31.12. | 6 | 36.7454
31.12. | 7 | 36.7454
31.12. | 8 | 36.7454
31.12. | 9 | 36.7454
31.12. | 10 | 36.7454
31.12. | 11 | 36.7454
31.12. | 12 | 36.7454
31.12. | 13 | 36.7454
31.12. | 14 | 36.7454
31.12. | 15 | 36.7454
31.12. | 16 | 36.7454
31.12. | 17 | 36.7454
31.12. | 18 | 36.7454
31.12. | 19 | 36.7454
31.12. | 20 | 36.7454
31.12. | 21 | 36.7454
31.12. | 22 | 36.7454
31.12. | 23 | 36.7454
31.12. | 24 | 36.7454

## Battery
ENTSO-E Market Modelling Database: Batteries
Country:
Market Node: | ITCA
Year:
Climate year
Scenario
Type |  | Net maximum capacity - generation perspective (MW) | Net maximum capacity - demand perspective (MW) | Storage capacity (MWh) | Number of units | Average efficiency | Ramp up rate (MW/h) | Ramp down rate (MW/h)
Battery Total |  | 898.8 | 898.8 | 6162.5 | 20 | 0.85 | 0 | 0
Battery Utility Scale |  | 720 | 720 | 5760 | 7 | 0.85 | 0 | 0
Battery Residential |  | 178.8 | 178.8 | 402.5 | 13 | 0.85 | 0 | 0

## Electrolyser
ENTSO-E Market Modelling Database: Electrolysers
Country:
Market Node: | ITCA
Year:
Climate year
Scenario
Type |  | Net maximum capacity (MW) | Number of units | Average efficiency | H2 storage (GWh) | Ramp up rate (MW/h) | Ramp down rate (MW/h) | Fixed generation reduction (% of max power output)
Electrolyser e-market Z1 |  | 0 | 0 | 0 | 0 | 0 | 0 | 100
Electrolyser e-market Z2 |  | 350 | 5 | 0.68 | 0 | 0 | 0 | 0
Electrolyser Shared RES Z1 |  | 0 | 0 | 0 | 0 | 0 | 0 | 100
Electrolyser Shared RES Z2 |  | 0 | 0 | 0 | 0 | 0 | 0 | 100
Electrolyser Dedicated RES Z1 |  | 0 | 0 | 0 | 0 | 0 | 0 | 100
Electrolyser Dedicated RES Z2 |  | 0 | 0 | 0 | 0 | 0 | 0 | 100

## Wind
ENTSO-E Market Modelling Database: Wind
Country:
Market Node: | ITCA
Year:
Scenario
Installed capacities Onshore wind Total(GW): | 2.7706
Installed capacities Onshore wind e-market (GW): | 2.7706
Installed capacities Onshore wind dedicated (GW): | 0
Installed capacities Onshore wind Shared RES - H2Z1 (GW): | 0
Installed capacities Onshore wind Shared RES - H2Z2 (GW): | 0
Installed capacities Offshore wind Total (GW): | 0.18622
Installed capacities Offshore wind e-market - hub ready (GW): | 0
Installed capacities Offshore wind dedicated - hub ready (GW): | 0
Installed capacities Offshore wind Shared RES - H2Z1 - hub ready (GW): | 0
Installed capacities Offshore wind Shared RES - H2Z2 - hub ready (GW): | 0
Installed capacities Offshore wind e-market - radial (GW): | 0.18622
Installed capacities Offshore wind dedicated - radial (GW): | 0
Installed capacities Offshore wind Shared RES - H2Z1 - radial (GW): | 0
Installed capacities Offshore wind Shared RES - H2Z2 - radial (GW): | 0

## Solar
ENTSO-E Market Modelling Database: Solar
Country:
Market Node: | ITCA
Year:
Scenario
Installed capacities Thermal Solar (GW): | 0
Installed capacities Photovoltaic (GW): | 2.9488
Installed capacities Photovoltaic e-market (GW): | 2.0039
Installed capacities Photovoltaic dedicated (GW): | 0
Installed capacities Photovoltaic Shared RES - H2Z1 (GW): | 0
Installed capacities Photovoltaic Shared RES - H2Z2 (GW): | 0
Installed capacities Rooftop (GW): | 0.94498
Installed capacities Solar Thermal with Storage (GW): | 0
Storage capacities Solar Thermal with Storage (GWh): | 0

## Hydro
ENTSO-E Market Modelling Database: Hydro
Country:
Market Node: | ITCA
Year:
Scenario
Hydro PEMMDB 3.4
Run of River - Total turbining capacity (MW) | 118.174
Pondage - Total reservoir capacity (GWh) | 0
Pondage - Total turbining capacity (MW) | 0
Reservoir - Total reservoir capacity (GWh) | 572.4
Reservoir - Total turbining capacity (MW) | 698.89
Pump Storage (open loop, with natural inflows) - Total reservoir capacity (GWh) | 0
Pump Storage (open loop, with natural inflows) - Total turbining capacity (MW) | 0
Pump Storage (open loop, with natural inflows) - Total pumping capacity (MW) | 0
Pure Pump Storage (closed loop, no natural inflows) - Total reservoir capacity (GWh) | 0
Pure Pump Storage (closed loop, no natural inflows) - Total turbining capacity (MW) | 0
Pure Pump Storage (closed loop, no natural inflows) - Total pumping capacity (MW) | 0

## Other RES
ENTSO-E Market Modelling Database: Other RES
Country:
Market Node: | ITCA
Year:
Scenario:
Installed capacity excl. clim.dependent bands (MW): | 193.122 |  |  | Small Biomass | Geothermal | Marine | Waste | Not Defined / Splitting not known
N.B. use convention first January always Monday (2007 calendar year) --> see guidelines for further details |  |  | Installed capacity (MW): | 171.678 | 0 | 0 | 21.444 | 0
Date | Hour | TOTAL Other RES Output (MW) (excl. climate dependent bands) |  | Output (MW) | Output (MW) | Output (MW) | Output (MW) | Output (MW)
01.01. | 1 | 112.814 |  | 105.9519 | 0 | 0 | 6.8621 | 0
01.01. | 2 | 112.814 |  | 105.9519 | 0 | 0 | 6.8621 | 0
01.01. | 3 | 112.814 |  | 105.9519 | 0 | 0 | 6.8621 | 0
01.01. | 4 | 112.814 |  | 105.9519 | 0 | 0 | 6.8621 | 0
01.01. | 5 | 112.814 |  | 105.9519 | 0 | 0 | 6.8621 | 0
01.01. | 6 | 112.814 |  | 105.9519 | 0 | 0 | 6.8621 | 0
01.01. | 7 | 112.814 |  | 105.9519 | 0 | 0 | 6.8621 | 0
01.01. | 8 | 112.814 |  | 105.9519 | 0 | 0 | 6.8621 | 0
01.01. | 9 | 112.814 |  | 105.9519 | 0 | 0 | 6.8621 | 0
01.01. | 10 | 112.814 |  | 105.9519 | 0 | 0 | 6.8621 | 0
01.01. | 11 | 112.814 |  | 105.9519 | 0 | 0 | 6.8621 | 0
01.01. | 12 | 112.814 |  | 105.9519 | 0 | 0 | 6.8621 | 0
01.01. | 13 | 112.814 |  | 105.9519 | 0 | 0 | 6.8621 | 0
01.01. | 14 | 112.814 |  | 105.9519 | 0 | 0 | 6.8621 | 0
01.01. | 15 | 112.814 |  | 105.9519 | 0 | 0 | 6.8621 | 0
01.01. | 16 | 112.814 |  | 105.9519 | 0 | 0 | 6.8621 | 0
01.01. | 17 | 112.814 |  | 105.9519 | 0 | 0 | 6.8621 | 0
01.01. | 18 | 112.814 |  | 105.9519 | 0 | 0 | 6.8621 | 0
01.01. | 19 | 112.814 |  | 105.9519 | 0 | 0 | 6.8621 | 0
01.01. | 20 | 112.814 |  | 105.9519 | 0 | 0 | 6.8621 | 0
01.01. | 21 | 112.814 |  | 105.9519 | 0 | 0 | 6.8621 | 0
01.01. | 22 | 112.814 |  | 105.9519 | 0 | 0 | 6.8621 | 0
01.01. | 23 | 112.814 |  | 105.9519 | 0 | 0 | 6.8621 | 0
01.01. | 24 | 112.814 |  | 105.9519 | 0 | 0 | 6.8621 | 0
02.01. | 1 | 112.814 |  | 105.9519 | 0 | 0 | 6.8621 | 0
02.01. | 2 | 112.814 |  | 105.9519 | 0 | 0 | 6.8621 | 0
02.01. | 3 | 112.814 |  | 105.9519 | 0 | 0 | 6.8621 | 0
02.01. | 4 | 112.814 |  | 105.9519 | 0 | 0 | 6.8621 | 0
02.01. | 5 | 112.814 |  | 105.9519 | 0 | 0 | 6.8621 | 0
02.01. | 6 | 112.814 |  | 105.9519 | 0 | 0 | 6.8621 | 0
02.01. | 7 | 112.814 |  | 105.9519 | 0 | 0 | 6.8621 | 0
02.01. | 8 | 112.814 |  | 105.9519 | 0 | 0 | 6.8621 | 0
02.01. | 9 | 112.814 |  | 105.9519 | 0 | 0 | 6.8621 | 0
02.01. | 10 | 112.814 |  | 105.9519 | 0 | 0 | 6.8621 | 0
02.01. | 11 | 112.814 |  | 105.9519 | 0 | 0 | 6.8621 | 0
02.01. | 12 | 112.814 |  | 105.9519 | 0 | 0 | 6.8621 | 0
02.01. | 13 | 112.814 |  | 105.9519 | 0 | 0 | 6.8621 | 0
02.01. | 14 | 112.814 |  | 105.9519 | 0 | 0 | 6.8621 | 0
02.01. | 15 | 112.814 |  | 105.9519 | 0 | 0 | 6.8621 | 0
02.01. | 16 | 112.814 |  | 105.9519 | 0 | 0 | 6.8621 | 0
02.01. | 17 | 112.814 |  | 105.9519 | 0 | 0 | 6.8621 | 0
02.01. | 18 | 112.814 |  | 105.9519 | 0 | 0 | 6.8621 | 0
02.01. | 19 | 112.814 |  | 105.9519 | 0 | 0 | 6.8621 | 0
02.01. | 20 | 112.814 |  | 105.9519 | 0 | 0 | 6.8621 | 0
02.01. | 21 | 112.814 |  | 105.9519 | 0 | 0 | 6.8621 | 0
02.01. | 22 | 112.814 |  | 105.9519 | 0 | 0 | 6.8621 | 0
02.01. | 23 | 112.814 |  | 105.9519 | 0 | 0 | 6.8621 | 0
02.01. | 24 | 112.814 |  | 105.9519 | 0 | 0 | 6.8621 | 0
03.01. | 1 | 112.814 |  | 105.9519 | 0 | 0 | 6.8621 | 0
03.01. | 2 | 112.814 |  | 105.9519 | 0 | 0 | 6.8621 | 0
03.01. | 3 | 112.814 |  | 105.9519 | 0 | 0 | 6.8621 | 0
03.01. | 4 | 112.814 |  | 105.9519 | 0 | 0 | 6.8621 | 0
03.01. | 5 | 112.814 |  | 105.9519 | 0 | 0 | 6.8621 | 0
03.01. | 6 | 112.814 |  | 105.9519 | 0 | 0 | 6.8621 | 0
03.01. | 7 | 112.814 |  | 105.9519 | 0 | 0 | 6.8621 | 0
03.01. | 8 | 112.814 |  | 105.9519 | 0 | 0 | 6.8621 | 0
03.01. | 9 | 112.814 |  | 105.9519 | 0 | 0 | 6.8621 | 0
03.01. | 10 | 112.814 |  | 105.9519 | 0 | 0 | 6.8621 | 0
03.01. | 11 | 112.814 |  | 105.9519 | 0 | 0 | 6.8621 | 0
03.01. | 12 | 112.814 |  | 105.9519 | 0 | 0 | 6.8621 | 0
03.01. | 13 | 112.814 |  | 105.9519 | 0 | 0 | 6.8621 | 0
03.01. | 14 | 112.814 |  | 105.9519 | 0 | 0 | 6.8621 | 0
03.01. | 15 | 112.814 |  | 105.9519 | 0 | 0 | 6.8621 | 0
03.01. | 16 | 112.814 |  | 105.9519 | 0 | 0 | 6.8621 | 0
03.01. | 17 | 112.814 |  | 105.9519 | 0 | 0 | 6.8621 | 0
03.01. | 18 | 112.814 |  | 105.9519 | 0 | 0 | 6.8621 | 0
03.01. | 19 | 112.814 |  | 105.9519 | 0 | 0 | 6.8621 | 0
03.01. | 20 | 112.814 |  | 105.9519 | 0 | 0 | 6.8621 | 0
03.01. | 21 | 112.814 |  | 105.9519 | 0 | 0 | 6.8621 | 0
03.01. | 22 | 112.814 |  | 105.9519 | 0 | 0 | 6.8621 | 0
03.01. | 23 | 112.814 |  | 105.9519 | 0 | 0 | 6.8621 | 0
03.01. | 24 | 112.814 |  | 105.9519 | 0 | 0 | 6.8621 | 0
04.01. | 1 | 112.814 |  | 105.9519 | 0 | 0 | 6.8621 | 0
04.01. | 2 | 112.814 |  | 105.9519 | 0 | 0 | 6.8621 | 0
04.01. | 3 | 112.814 |  | 105.9519 | 0 | 0 | 6.8621 | 0
04.01. | 4 | 112.814 |  | 105.9519 | 0 | 0 | 6.8621 | 0
04.01. | 5 | 112.814 |  | 105.9519 | 0 | 0 | 6.8621 | 0
04.01. | 6 | 112.814 |  | 105.9519 | 0 | 0 | 6.8621 | 0
04.01. | 7 | 112.814 |  | 105.9519 | 0 | 0 | 6.8621 | 0
04.01. | 8 | 112.814 |  | 105.9519 | 0 | 0 | 6.8621 | 0
04.01. | 9 | 112.814 |  | 105.9519 | 0 | 0 | 6.8621 | 0
04.01. | 10 | 112.814 |  | 105.9519 | 0 | 0 | 6.8621 | 0
04.01. | 11 | 112.814 |  | 105.9519 | 0 | 0 | 6.8621 | 0
04.01. | 12 | 112.814 |  | 105.9519 | 0 | 0 | 6.8621 | 0
04.01. | 13 | 112.814 |  | 105.9519 | 0 | 0 | 6.8621 | 0
04.01. | 14 | 112.814 |  | 105.9519 | 0 | 0 | 6.8621 | 0
04.01. | 15 | 112.814 |  | 105.9519 | 0 | 0 | 6.8621 | 0
04.01. | 16 | 112.814 |  | 105.9519 | 0 | 0 | 6.8621 | 0
04.01. | 17 | 112.814 |  | 105.9519 | 0 | 0 | 6.8621 | 0
04.01. | 18 | 112.814 |  | 105.9519 | 0 | 0 | 6.8621 | 0
04.01. | 19 | 112.814 |  | 105.9519 | 0 | 0 | 6.8621 | 0
04.01. | 20 | 112.814 |  | 105.9519 | 0 | 0 | 6.8621 | 0
04.01. | 21 | 112.814 |  | 105.9519 | 0 | 0 | 6.8621 | 0
04.01. | 22 | 112.814 |  | 105.9519 | 0 | 0 | 6.8621 | 0
04.01. | 23 | 112.814 |  | 105.9519 | 0 | 0 | 6.8621 | 0
04.01. | 24 | 112.814 |  | 105.9519 | 0 | 0 | 6.8621 | 0
05.01. | 1 | 112.814 |  | 105.9519 | 0 | 0 | 6.8621 | 0
05.01. | 2 | 112.814 |  | 105.9519 | 0 | 0 | 6.8621 | 0
05.01. | 3 | 112.814 |  | 105.9519 | 0 | 0 | 6.8621 | 0
05.01. | 4 | 112.814 |  | 105.9519 | 0 | 0 | 6.8621 | 0
05.01. | 5 | 112.814 |  | 105.9519 | 0 | 0 | 6.8621 | 0
05.01. | 6 | 112.814 |  | 105.9519 | 0 | 0 | 6.8621 | 0
05.01. | 7 | 112.814 |  | 105.9519 | 0 | 0 | 6.8621 | 0
05.01. | 8 | 112.814 |  | 105.9519 | 0 | 0 | 6.8621 | 0
05.01. | 9 | 112.814 |  | 105.9519 | 0 | 0 | 6.8621 | 0
05.01. | 10 | 112.814 |  | 105.9519 | 0 | 0 | 6.8621 | 0
05.01. | 11 | 112.814 |  | 105.9519 | 0 | 0 | 6.8621 | 0
05.01. | 12 | 112.814 |  | 105.9519 | 0 | 0 | 6.8621 | 0
05.01. | 13 | 112.814 |  | 105.9519 | 0 | 0 | 6.8621 | 0
05.01. | 14 | 112.814 |  | 105.9519 | 0 | 0 | 6.8621 | 0
05.01. | 15 | 112.814 |  | 105.9519 | 0 | 0 | 6.8621 | 0
05.01. | 16 | 112.814 |  | 105.9519 | 0 | 0 | 6.8621 | 0
05.01. | 17 | 112.814 |  | 105.9519 | 0 | 0 | 6.8621 | 0
05.01. | 18 | 112.814 |  | 105.9519 | 0 | 0 | 6.8621 | 0
05.01. | 19 | 112.814 |  | 105.9519 | 0 | 0 | 6.8621 | 0
05.01. | 20 | 112.814 |  | 105.9519 | 0 | 0 | 6.8621 | 0
05.01. | 21 | 112.814 |  | 105.9519 | 0 | 0 | 6.8621 | 0
05.01. | 22 | 112.814 |  | 105.9519 | 0 | 0 | 6.8621 | 0
05.01. | 23 | 112.814 |  | 105.9519 | 0 | 0 | 6.8621 | 0
05.01. | 24 | 112.814 |  | 105.9519 | 0 | 0 | 6.8621 | 0
06.01. | 1 | 112.814 |  | 105.9519 | 0 | 0 | 6.8621 | 0
06.01. | 2 | 112.814 |  | 105.9519 | 0 | 0 | 6.8621 | 0
06.01. | 3 | 112.814 |  | 105.9519 | 0 | 0 | 6.8621 | 0
06.01. | 4 | 112.814 |  | 105.9519 | 0 | 0 | 6.8621 | 0
06.01. | 5 | 112.814 |  | 105.9519 | 0 | 0 | 6.8621 | 0
06.01. | 6 | 112.814 |  | 105.9519 | 0 | 0 | 6.8621 | 0
06.01. | 7 | 112.814 |  | 105.9519 | 0 | 0 | 6.8621 | 0
06.01. | 8 | 112.814 |  | 105.9519 | 0 | 0 | 6.8621 | 0
06.01. | 9 | 112.814 |  | 105.9519 | 0 | 0 | 6.8621 | 0
06.01. | 10 | 112.814 |  | 105.9519 | 0 | 0 | 6.8621 | 0
06.01. | 11 | 112.814 |  | 105.9519 | 0 | 0 | 6.8621 | 0
06.01. | 12 | 112.814 |  | 105.9519 | 0 | 0 | 6.8621 | 0
06.01. | 13 | 112.814 |  | 105.9519 | 0 | 0 | 6.8621 | 0
06.01. | 14 | 112.814 |  | 105.9519 | 0 | 0 | 6.8621 | 0
06.01. | 15 | 112.814 |  | 105.9519 | 0 | 0 | 6.8621 | 0
06.01. | 16 | 112.814 |  | 105.9519 | 0 | 0 | 6.8621 | 0
06.01. | 17 | 112.814 |  | 105.9519 | 0 | 0 | 6.8621 | 0
06.01. | 18 | 112.814 |  | 105.9519 | 0 | 0 | 6.8621 | 0
06.01. | 19 | 112.814 |  | 105.9519 | 0 | 0 | 6.8621 | 0
06.01. | 20 | 112.814 |  | 105.9519 | 0 | 0 | 6.8621 | 0
06.01. | 21 | 112.814 |  | 105.9519 | 0 | 0 | 6.8621 | 0
06.01. | 22 | 112.814 |  | 105.9519 | 0 | 0 | 6.8621 | 0
06.01. | 23 | 112.814 |  | 105.9519 | 0 | 0 | 6.8621 | 0
06.01. | 24 | 112.814 |  | 105.9519 | 0 | 0 | 6.8621 | 0
07.01. | 1 | 112.814 |  | 105.9519 | 0 | 0 | 6.8621 | 0
07.01. | 2 | 112.814 |  | 105.9519 | 0 | 0 | 6.8621 | 0
07.01. | 3 | 112.814 |  | 105.9519 | 0 | 0 | 6.8621 | 0
07.01. | 4 | 112.814 |  | 105.9519 | 0 | 0 | 6.8621 | 0
07.01. | 5 | 112.814 |  | 105.9519 | 0 | 0 | 6.8621 | 0
07.01. | 6 | 112.814 |  | 105.9519 | 0 | 0 | 6.8621 | 0
07.01. | 7 | 112.814 |  | 105.9519 | 0 | 0 | 6.8621 | 0
07.01. | 8 | 112.814 |  | 105.9519 | 0 | 0 | 6.8621 | 0
07.01. | 9 | 112.814 |  | 105.9519 | 0 | 0 | 6.8621 | 0
07.01. | 10 | 112.814 |  | 105.9519 | 0 | 0 | 6.8621 | 0
07.01. | 11 | 112.814 |  | 105.9519 | 0 | 0 | 6.8621 | 0
07.01. | 12 | 112.814 |  | 105.9519 | 0 | 0 | 6.8621 | 0
07.01. | 13 | 112.814 |  | 105.9519 | 0 | 0 | 6.8621 | 0
07.01. | 14 | 112.814 |  | 105.9519 | 0 | 0 | 6.8621 | 0
07.01. | 15 | 112.814 |  | 105.9519 | 0 | 0 | 6.8621 | 0
07.01. | 16 | 112.814 |  | 105.9519 | 0 | 0 | 6.8621 | 0
07.01. | 17 | 112.814 |  | 105.9519 | 0 | 0 | 6.8621 | 0
07.01. | 18 | 112.814 |  | 105.9519 | 0 | 0 | 6.8621 | 0
07.01. | 19 | 112.814 |  | 105.9519 | 0 | 0 | 6.8621 | 0
07.01. | 20 | 112.814 |  | 105.9519 | 0 | 0 | 6.8621 | 0
07.01. | 21 | 112.814 |  | 105.9519 | 0 | 0 | 6.8621 | 0
07.01. | 22 | 112.814 |  | 105.9519 | 0 | 0 | 6.8621 | 0
07.01. | 23 | 112.814 |  | 105.9519 | 0 | 0 | 6.8621 | 0
07.01. | 24 | 112.814 |  | 105.9519 | 0 | 0 | 6.8621 | 0
08.01. | 1 | 112.814 |  | 105.9519 | 0 | 0 | 6.8621 | 0
08.01. | 2 | 112.814 |  | 105.9519 | 0 | 0 | 6.8621 | 0
08.01. | 3 | 112.814 |  | 105.9519 | 0 | 0 | 6.8621 | 0
08.01. | 4 | 112.814 |  | 105.9519 | 0 | 0 | 6.8621 | 0
08.01. | 5 | 112.814 |  | 105.9519 | 0 | 0 | 6.8621 | 0
08.01. | 6 | 112.814 |  | 105.9519 | 0 | 0 | 6.8621 | 0
08.01. | 7 | 112.814 |  | 105.9519 | 0 | 0 | 6.8621 | 0
08.01. | 8 | 112.814 |  | 105.9519 | 0 | 0 | 6.8621 | 0
08.01. | 9 | 112.814 |  | 105.9519 | 0 | 0 | 6.8621 | 0
08.01. | 10 | 112.814 |  | 105.9519 | 0 | 0 | 6.8621 | 0
08.01. | 11 | 112.814 |  | 105.9519 | 0 | 0 | 6.8621 | 0
08.01. | 12 | 112.814 |  | 105.9519 | 0 | 0 | 6.8621 | 0
08.01. | 13 | 112.814 |  | 105.9519 | 0 | 0 | 6.8621 | 0
08.01. | 14 | 112.814 |  | 105.9519 | 0 | 0 | 6.8621 | 0
08.01. | 15 | 112.814 |  | 105.9519 | 0 | 0 | 6.8621 | 0
08.01. | 16 | 112.814 |  | 105.9519 | 0 | 0 | 6.8621 | 0
08.01. | 17 | 112.814 |  | 105.9519 | 0 | 0 | 6.8621 | 0
08.01. | 18 | 112.814 |  | 105.9519 | 0 | 0 | 6.8621 | 0
08.01. | 19 | 112.814 |  | 105.9519 | 0 | 0 | 6.8621 | 0
08.01. | 20 | 112.814 |  | 105.9519 | 0 | 0 | 6.8621 | 0
08.01. | 21 | 112.814 |  | 105.9519 | 0 | 0 | 6.8621 | 0
08.01. | 22 | 112.814 |  | 105.9519 | 0 | 0 | 6.8621 | 0
08.01. | 23 | 112.814 |  | 105.9519 | 0 | 0 | 6.8621 | 0
08.01. | 24 | 112.814 |  | 105.9519 | 0 | 0 | 6.8621 | 0
09.01. | 1 | 112.814 |  | 105.9519 | 0 | 0 | 6.8621 | 0
09.01. | 2 | 112.814 |  | 105.9519 | 0 | 0 | 6.8621 | 0
09.01. | 3 | 112.814 |  | 105.9519 | 0 | 0 | 6.8621 | 0
09.01. | 4 | 112.814 |  | 105.9519 | 0 | 0 | 6.8621 | 0
09.01. | 5 | 112.814 |  | 105.9519 | 0 | 0 | 6.8621 | 0
09.01. | 6 | 112.814 |  | 105.9519 | 0 | 0 | 6.8621 | 0
09.01. | 7 | 112.814 |  | 105.9519 | 0 | 0 | 6.8621 | 0
09.01. | 8 | 112.814 |  | 105.9519 | 0 | 0 | 6.8621 | 0
09.01. | 9 | 112.814 |  | 105.9519 | 0 | 0 | 6.8621 | 0
09.01. | 10 | 112.814 |  | 105.9519 | 0 | 0 | 6.8621 | 0
09.01. | 11 | 112.814 |  | 105.9519 | 0 | 0 | 6.8621 | 0
09.01. | 12 | 112.814 |  | 105.9519 | 0 | 0 | 6.8621 | 0
09.01. | 13 | 112.814 |  | 105.9519 | 0 | 0 | 6.8621 | 0
09.01. | 14 | 112.814 |  | 105.9519 | 0 | 0 | 6.8621 | 0
09.01. | 15 | 112.814 |  | 105.9519 | 0 | 0 | 6.8621 | 0
09.01. | 16 | 112.814 |  | 105.9519 | 0 | 0 | 6.8621 | 0
09.01. | 17 | 112.814 |  | 105.9519 | 0 | 0 | 6.8621 | 0
09.01. | 18 | 112.814 |  | 105.9519 | 0 | 0 | 6.8621 | 0
09.01. | 19 | 112.814 |  | 105.9519 | 0 | 0 | 6.8621 | 0
09.01. | 20 | 112.814 |  | 105.9519 | 0 | 0 | 6.8621 | 0
09.01. | 21 | 112.814 |  | 105.9519 | 0 | 0 | 6.8621 | 0
09.01. | 22 | 112.814 |  | 105.9519 | 0 | 0 | 6.8621 | 0
09.01. | 23 | 112.814 |  | 105.9519 | 0 | 0 | 6.8621 | 0
09.01. | 24 | 112.814 |  | 105.9519 | 0 | 0 | 6.8621 | 0
10.01. | 1 | 112.814 |  | 105.9519 | 0 | 0 | 6.8621 | 0
10.01. | 2 | 112.814 |  | 105.9519 | 0 | 0 | 6.8621 | 0
10.01. | 3 | 112.814 |  | 105.9519 | 0 | 0 | 6.8621 | 0
10.01. | 4 | 112.814 |  | 105.9519 | 0 | 0 | 6.8621 | 0
10.01. | 5 | 112.814 |  | 105.9519 | 0 | 0 | 6.8621 | 0
10.01. | 6 | 112.814 |  | 105.9519 | 0 | 0 | 6.8621 | 0
10.01. | 7 | 112.814 |  | 105.9519 | 0 | 0 | 6.8621 | 0
10.01. | 8 | 112.814 |  | 105.9519 | 0 | 0 | 6.8621 | 0
10.01. | 9 | 112.814 |  | 105.9519 | 0 | 0 | 6.8621 | 0
10.01. | 10 | 112.814 |  | 105.9519 | 0 | 0 | 6.8621 | 0
10.01. | 11 | 112.814 |  | 105.9519 | 0 | 0 | 6.8621 | 0
10.01. | 12 | 112.814 |  | 105.9519 | 0 | 0 | 6.8621 | 0
10.01. | 13 | 112.814 |  | 105.9519 | 0 | 0 | 6.8621 | 0
10.01. | 14 | 112.814 |  | 105.9519 | 0 | 0 | 6.8621 | 0
10.01. | 15 | 112.814 |  | 105.9519 | 0 | 0 | 6.8621 | 0
10.01. | 16 | 112.814 |  | 105.9519 | 0 | 0 | 6.8621 | 0
10.01. | 17 | 112.814 |  | 105.9519 | 0 | 0 | 6.8621 | 0
10.01. | 18 | 112.814 |  | 105.9519 | 0 | 0 | 6.8621 | 0
10.01. | 19 | 112.814 |  | 105.9519 | 0 | 0 | 6.8621 | 0
10.01. | 20 | 112.814 |  | 105.9519 | 0 | 0 | 6.8621 | 0
10.01. | 21 | 112.814 |  | 105.9519 | 0 | 0 | 6.8621 | 0
10.01. | 22 | 112.814 |  | 105.9519 | 0 | 0 | 6.8621 | 0
10.01. | 23 | 112.814 |  | 105.9519 | 0 | 0 | 6.8621 | 0
10.01. | 24 | 112.814 |  | 105.9519 | 0 | 0 | 6.8621 | 0
11.01. | 1 | 112.814 |  | 105.9519 | 0 | 0 | 6.8621 | 0
11.01. | 2 | 112.814 |  | 105.9519 | 0 | 0 | 6.8621 | 0
11.01. | 3 | 112.814 |  | 105.9519 | 0 | 0 | 6.8621 | 0
11.01. | 4 | 112.814 |  | 105.9519 | 0 | 0 | 6.8621 | 0
11.01. | 5 | 112.814 |  | 105.9519 | 0 | 0 | 6.8621 | 0
11.01. | 6 | 112.814 |  | 105.9519 | 0 | 0 | 6.8621 | 0
11.01. | 7 | 112.814 |  | 105.9519 | 0 | 0 | 6.8621 | 0
11.01. | 8 | 112.814 |  | 105.9519 | 0 | 0 | 6.8621 | 0
11.01. | 9 | 112.814 |  | 105.9519 | 0 | 0 | 6.8621 | 0
11.01. | 10 | 112.814 |  | 105.9519 | 0 | 0 | 6.8621 | 0
11.01. | 11 | 112.814 |  | 105.9519 | 0 | 0 | 6.8621 | 0
11.01. | 12 | 112.814 |  | 105.9519 | 0 | 0 | 6.8621 | 0
11.01. | 13 | 112.814 |  | 105.9519 | 0 | 0 | 6.8621 | 0
11.01. | 14 | 112.814 |  | 105.9519 | 0 | 0 | 6.8621 | 0
11.01. | 15 | 112.814 |  | 105.9519 | 0 | 0 | 6.8621 | 0
11.01. | 16 | 112.814 |  | 105.9519 | 0 | 0 | 6.8621 | 0
11.01. | 17 | 112.814 |  | 105.9519 | 0 | 0 | 6.8621 | 0
11.01. | 18 | 112.814 |  | 105.9519 | 0 | 0 | 6.8621 | 0
11.01. | 19 | 112.814 |  | 105.9519 | 0 | 0 | 6.8621 | 0
11.01. | 20 | 112.814 |  | 105.9519 | 0 | 0 | 6.8621 | 0
11.01. | 21 | 112.814 |  | 105.9519 | 0 | 0 | 6.8621 | 0
11.01. | 22 | 112.814 |  | 105.9519 | 0 | 0 | 6.8621 | 0
11.01. | 23 | 112.814 |  | 105.9519 | 0 | 0 | 6.8621 | 0
11.01. | 24 | 112.814 |  | 105.9519 | 0 | 0 | 6.8621 | 0
12.01. | 1 | 112.814 |  | 105.9519 | 0 | 0 | 6.8621 | 0
12.01. | 2 | 112.814 |  | 105.9519 | 0 | 0 | 6.8621 | 0
12.01. | 3 | 112.814 |  | 105.9519 | 0 | 0 | 6.8621 | 0
12.01. | 4 | 112.814 |  | 105.9519 | 0 | 0 | 6.8621 | 0
12.01. | 5 | 112.814 |  | 105.9519 | 0 | 0 | 6.8621 | 0
12.01. | 6 | 112.814 |  | 105.9519 | 0 | 0 | 6.8621 | 0
12.01. | 7 | 112.814 |  | 105.9519 | 0 | 0 | 6.8621 | 0
12.01. | 8 | 112.814 |  | 105.9519 | 0 | 0 | 6.8621 | 0
12.01. | 9 | 112.814 |  | 105.9519 | 0 | 0 | 6.8621 | 0
12.01. | 10 | 112.814 |  | 105.9519 | 0 | 0 | 6.8621 | 0
12.01. | 11 | 112.814 |  | 105.9519 | 0 | 0 | 6.8621 | 0
12.01. | 12 | 112.814 |  | 105.9519 | 0 | 0 | 6.8621 | 0
12.01. | 13 | 112.814 |  | 105.9519 | 0 | 0 | 6.8621 | 0
12.01. | 14 | 112.814 |  | 105.9519 | 0 | 0 | 6.8621 | 0
12.01. | 15 | 112.814 |  | 105.9519 | 0 | 0 | 6.8621 | 0
12.01. | 16 | 112.814 |  | 105.9519 | 0 | 0 | 6.8621 | 0
12.01. | 17 | 112.814 |  | 105.9519 | 0 | 0 | 6.8621 | 0
12.01. | 18 | 112.814 |  | 105.9519 | 0 | 0 | 6.8621 | 0
12.01. | 19 | 112.814 |  | 105.9519 | 0 | 0 | 6.8621 | 0
12.01. | 20 | 112.814 |  | 105.9519 | 0 | 0 | 6.8621 | 0
12.01. | 21 | 112.814 |  | 105.9519 | 0 | 0 | 6.8621 | 0
12.01. | 22 | 112.814 |  | 105.9519 | 0 | 0 | 6.8621 | 0
12.01. | 23 | 112.814 |  | 105.9519 | 0 | 0 | 6.8621 | 0
12.01. | 24 | 112.814 |  | 105.9519 | 0 | 0 | 6.8621 | 0
13.01. | 1 | 112.814 |  | 105.9519 | 0 | 0 | 6.8621 | 0
13.01. | 2 | 112.814 |  | 105.9519 | 0 | 0 | 6.8621 | 0
13.01. | 3 | 112.814 |  | 105.9519 | 0 | 0 | 6.8621 | 0
13.01. | 4 | 112.814 |  | 105.9519 | 0 | 0 | 6.8621 | 0
13.01. | 5 | 112.814 |  | 105.9519 | 0 | 0 | 6.8621 | 0
13.01. | 6 | 112.814 |  | 105.9519 | 0 | 0 | 6.8621 | 0
13.01. | 7 | 112.814 |  | 105.9519 | 0 | 0 | 6.8621 | 0
13.01. | 8 | 112.814 |  | 105.9519 | 0 | 0 | 6.8621 | 0
13.01. | 9 | 112.814 |  | 105.9519 | 0 | 0 | 6.8621 | 0
13.01. | 10 | 112.814 |  | 105.9519 | 0 | 0 | 6.8621 | 0
13.01. | 11 | 112.814 |  | 105.9519 | 0 | 0 | 6.8621 | 0
13.01. | 12 | 112.814 |  | 105.9519 | 0 | 0 | 6.8621 | 0
13.01. | 13 | 112.814 |  | 105.9519 | 0 | 0 | 6.8621 | 0
13.01. | 14 | 112.814 |  | 105.9519 | 0 | 0 | 6.8621 | 0
13.01. | 15 | 112.814 |  | 105.9519 | 0 | 0 | 6.8621 | 0
13.01. | 16 | 112.814 |  | 105.9519 | 0 | 0 | 6.8621 | 0
13.01. | 17 | 112.814 |  | 105.9519 | 0 | 0 | 6.8621 | 0
13.01. | 18 | 112.814 |  | 105.9519 | 0 | 0 | 6.8621 | 0
13.01. | 19 | 112.814 |  | 105.9519 | 0 | 0 | 6.8621 | 0
13.01. | 20 | 112.814 |  | 105.9519 | 0 | 0 | 6.8621 | 0
13.01. | 21 | 112.814 |  | 105.9519 | 0 | 0 | 6.8621 | 0
13.01. | 22 | 112.814 |  | 105.9519 | 0 | 0 | 6.8621 | 0
13.01. | 23 | 112.814 |  | 105.9519 | 0 | 0 | 6.8621 | 0
13.01. | 24 | 112.814 |  | 105.9519 | 0 | 0 | 6.8621 | 0
14.01. | 1 | 112.814 |  | 105.9519 | 0 | 0 | 6.8621 | 0
14.01. | 2 | 112.814 |  | 105.9519 | 0 | 0 | 6.8621 | 0
14.01. | 3 | 112.814 |  | 105.9519 | 0 | 0 | 6.8621 | 0
14.01. | 4 | 112.814 |  | 105.9519 | 0 | 0 | 6.8621 | 0
14.01. | 5 | 112.814 |  | 105.9519 | 0 | 0 | 6.8621 | 0
14.01. | 6 | 112.814 |  | 105.9519 | 0 | 0 | 6.8621 | 0
14.01. | 7 | 112.814 |  | 105.9519 | 0 | 0 | 6.8621 | 0
14.01. | 8 | 112.814 |  | 105.9519 | 0 | 0 | 6.8621 | 0
14.01. | 9 | 112.814 |  | 105.9519 | 0 | 0 | 6.8621 | 0
14.01. | 10 | 112.814 |  | 105.9519 | 0 | 0 | 6.8621 | 0
14.01. | 11 | 112.814 |  | 105.9519 | 0 | 0 | 6.8621 | 0
14.01. | 12 | 112.814 |  | 105.9519 | 0 | 0 | 6.8621 | 0
14.01. | 13 | 112.814 |  | 105.9519 | 0 | 0 | 6.8621 | 0
14.01. | 14 | 112.814 |  | 105.9519 | 0 | 0 | 6.8621 | 0
14.01. | 15 | 112.814 |  | 105.9519 | 0 | 0 | 6.8621 | 0
14.01. | 16 | 112.814 |  | 105.9519 | 0 | 0 | 6.8621 | 0
14.01. | 17 | 112.814 |  | 105.9519 | 0 | 0 | 6.8621 | 0
14.01. | 18 | 112.814 |  | 105.9519 | 0 | 0 | 6.8621 | 0
14.01. | 19 | 112.814 |  | 105.9519 | 0 | 0 | 6.8621 | 0
14.01. | 20 | 112.814 |  | 105.9519 | 0 | 0 | 6.8621 | 0
14.01. | 21 | 112.814 |  | 105.9519 | 0 | 0 | 6.8621 | 0
14.01. | 22 | 112.814 |  | 105.9519 | 0 | 0 | 6.8621 | 0
14.01. | 23 | 112.814 |  | 105.9519 | 0 | 0 | 6.8621 | 0
14.01. | 24 | 112.814 |  | 105.9519 | 0 | 0 | 6.8621 | 0
15.01. | 1 | 112.814 |  | 105.9519 | 0 | 0 | 6.8621 | 0
15.01. | 2 | 112.814 |  | 105.9519 | 0 | 0 | 6.8621 | 0
15.01. | 3 | 112.814 |  | 105.9519 | 0 | 0 | 6.8621 | 0
15.01. | 4 | 112.814 |  | 105.9519 | 0 | 0 | 6.8621 | 0
15.01. | 5 | 112.814 |  | 105.9519 | 0 | 0 | 6.8621 | 0
15.01. | 6 | 112.814 |  | 105.9519 | 0 | 0 | 6.8621 | 0
15.01. | 7 | 112.814 |  | 105.9519 | 0 | 0 | 6.8621 | 0
15.01. | 8 | 112.814 |  | 105.9519 | 0 | 0 | 6.8621 | 0
15.01. | 9 | 112.814 |  | 105.9519 | 0 | 0 | 6.8621 | 0
15.01. | 10 | 112.814 |  | 105.9519 | 0 | 0 | 6.8621 | 0
15.01. | 11 | 112.814 |  | 105.9519 | 0 | 0 | 6.8621 | 0
15.01. | 12 | 112.814 |  | 105.9519 | 0 | 0 | 6.8621 | 0
15.01. | 13 | 112.814 |  | 105.9519 | 0 | 0 | 6.8621 | 0
15.01. | 14 | 112.814 |  | 105.9519 | 0 | 0 | 6.8621 | 0
15.01. | 15 | 112.814 |  | 105.9519 | 0 | 0 | 6.8621 | 0
15.01. | 16 | 112.814 |  | 105.9519 | 0 | 0 | 6.8621 | 0
15.01. | 17 | 112.814 |  | 105.9519 | 0 | 0 | 6.8621 | 0
15.01. | 18 | 112.814 |  | 105.9519 | 0 | 0 | 6.8621 | 0
15.01. | 19 | 112.814 |  | 105.9519 | 0 | 0 | 6.8621 | 0
15.01. | 20 | 112.814 |  | 105.9519 | 0 | 0 | 6.8621 | 0
15.01. | 21 | 112.814 |  | 105.9519 | 0 | 0 | 6.8621 | 0
15.01. | 22 | 112.814 |  | 105.9519 | 0 | 0 | 6.8621 | 0
15.01. | 23 | 112.814 |  | 105.9519 | 0 | 0 | 6.8621 | 0
15.01. | 24 | 112.814 |  | 105.9519 | 0 | 0 | 6.8621 | 0
16.01. | 1 | 112.814 |  | 105.9519 | 0 | 0 | 6.8621 | 0
16.01. | 2 | 112.814 |  | 105.9519 | 0 | 0 | 6.8621 | 0
16.01. | 3 | 112.814 |  | 105.9519 | 0 | 0 | 6.8621 | 0
16.01. | 4 | 112.814 |  | 105.9519 | 0 | 0 | 6.8621 | 0
16.01. | 5 | 112.814 |  | 105.9519 | 0 | 0 | 6.8621 | 0
16.01. | 6 | 112.814 |  | 105.9519 | 0 | 0 | 6.8621 | 0
16.01. | 7 | 112.814 |  | 105.9519 | 0 | 0 | 6.8621 | 0
16.01. | 8 | 112.814 |  | 105.9519 | 0 | 0 | 6.8621 | 0
16.01. | 9 | 112.814 |  | 105.9519 | 0 | 0 | 6.8621 | 0
16.01. | 10 | 112.814 |  | 105.9519 | 0 | 0 | 6.8621 | 0
16.01. | 11 | 112.814 |  | 105.9519 | 0 | 0 | 6.8621 | 0
16.01. | 12 | 112.814 |  | 105.9519 | 0 | 0 | 6.8621 | 0
16.01. | 13 | 112.814 |  | 105.9519 | 0 | 0 | 6.8621 | 0
16.01. | 14 | 112.814 |  | 105.9519 | 0 | 0 | 6.8621 | 0
16.01. | 15 | 112.814 |  | 105.9519 | 0 | 0 | 6.8621 | 0
16.01. | 16 | 112.814 |  | 105.9519 | 0 | 0 | 6.8621 | 0
16.01. | 17 | 112.814 |  | 105.9519 | 0 | 0 | 6.8621 | 0
16.01. | 18 | 112.814 |  | 105.9519 | 0 | 0 | 6.8621 | 0
16.01. | 19 | 112.814 |  | 105.9519 | 0 | 0 | 6.8621 | 0
16.01. | 20 | 112.814 |  | 105.9519 | 0 | 0 | 6.8621 | 0
16.01. | 21 | 112.814 |  | 105.9519 | 0 | 0 | 6.8621 | 0
16.01. | 22 | 112.814 |  | 105.9519 | 0 | 0 | 6.8621 | 0
16.01. | 23 | 112.814 |  | 105.9519 | 0 | 0 | 6.8621 | 0
16.01. | 24 | 112.814 |  | 105.9519 | 0 | 0 | 6.8621 | 0
17.01. | 1 | 112.814 |  | 105.9519 | 0 | 0 | 6.8621 | 0
17.01. | 2 | 112.814 |  | 105.9519 | 0 | 0 | 6.8621 | 0
17.01. | 3 | 112.814 |  | 105.9519 | 0 | 0 | 6.8621 | 0
17.01. | 4 | 112.814 |  | 105.9519 | 0 | 0 | 6.8621 | 0
17.01. | 5 | 112.814 |  | 105.9519 | 0 | 0 | 6.8621 | 0
17.01. | 6 | 112.814 |  | 105.9519 | 0 | 0 | 6.8621 | 0
17.01. | 7 | 112.814 |  | 105.9519 | 0 | 0 | 6.8621 | 0
17.01. | 8 | 112.814 |  | 105.9519 | 0 | 0 | 6.8621 | 0
17.01. | 9 | 112.814 |  | 105.9519 | 0 | 0 | 6.8621 | 0
17.01. | 10 | 112.814 |  | 105.9519 | 0 | 0 | 6.8621 | 0
17.01. | 11 | 112.814 |  | 105.9519 | 0 | 0 | 6.8621 | 0
17.01. | 12 | 112.814 |  | 105.9519 | 0 | 0 | 6.8621 | 0
17.01. | 13 | 112.814 |  | 105.9519 | 0 | 0 | 6.8621 | 0
17.01. | 14 | 112.814 |  | 105.9519 | 0 | 0 | 6.8621 | 0
17.01. | 15 | 112.814 |  | 105.9519 | 0 | 0 | 6.8621 | 0
17.01. | 16 | 112.814 |  | 105.9519 | 0 | 0 | 6.8621 | 0
17.01. | 17 | 112.814 |  | 105.9519 | 0 | 0 | 6.8621 | 0
17.01. | 18 | 112.814 |  | 105.9519 | 0 | 0 | 6.8621 | 0
17.01. | 19 | 112.814 |  | 105.9519 | 0 | 0 | 6.8621 | 0
17.01. | 20 | 112.814 |  | 105.9519 | 0 | 0 | 6.8621 | 0
17.01. | 21 | 112.814 |  | 105.9519 | 0 | 0 | 6.8621 | 0
17.01. | 22 | 112.814 |  | 105.9519 | 0 | 0 | 6.8621 | 0
17.01. | 23 | 112.814 |  | 105.9519 | 0 | 0 | 6.8621 | 0
17.01. | 24 | 112.814 |  | 105.9519 | 0 | 0 | 6.8621 | 0
18.01. | 1 | 112.814 |  | 105.9519 | 0 | 0 | 6.8621 | 0
18.01. | 2 | 112.814 |  | 105.9519 | 0 | 0 | 6.8621 | 0
18.01. | 3 | 112.814 |  | 105.9519 | 0 | 0 | 6.8621 | 0
18.01. | 4 | 112.814 |  | 105.9519 | 0 | 0 | 6.8621 | 0
18.01. | 5 | 112.814 |  | 105.9519 | 0 | 0 | 6.8621 | 0
18.01. | 6 | 112.814 |  | 105.9519 | 0 | 0 | 6.8621 | 0
18.01. | 7 | 112.814 |  | 105.9519 | 0 | 0 | 6.8621 | 0
18.01. | 8 | 112.814 |  | 105.9519 | 0 | 0 | 6.8621 | 0
18.01. | 9 | 112.814 |  | 105.9519 | 0 | 0 | 6.8621 | 0
18.01. | 10 | 112.814 |  | 105.9519 | 0 | 0 | 6.8621 | 0
18.01. | 11 | 112.814 |  | 105.9519 | 0 | 0 | 6.8621 | 0
18.01. | 12 | 112.814 |  | 105.9519 | 0 | 0 | 6.8621 | 0
18.01. | 13 | 112.814 |  | 105.9519 | 0 | 0 | 6.8621 | 0
18.01. | 14 | 112.814 |  | 105.9519 | 0 | 0 | 6.8621 | 0
18.01. | 15 | 112.814 |  | 105.9519 | 0 | 0 | 6.8621 | 0
18.01. | 16 | 112.814 |  | 105.9519 | 0 | 0 | 6.8621 | 0
18.01. | 17 | 112.814 |  | 105.9519 | 0 | 0 | 6.8621 | 0
18.01. | 18 | 112.814 |  | 105.9519 | 0 | 0 | 6.8621 | 0
18.01. | 19 | 112.814 |  | 105.9519 | 0 | 0 | 6.8621 | 0
18.01. | 20 | 112.814 |  | 105.9519 | 0 | 0 | 6.8621 | 0
18.01. | 21 | 112.814 |  | 105.9519 | 0 | 0 | 6.8621 | 0
18.01. | 22 | 112.814 |  | 105.9519 | 0 | 0 | 6.8621 | 0
18.01. | 23 | 112.814 |  | 105.9519 | 0 | 0 | 6.8621 | 0
18.01. | 24 | 112.814 |  | 105.9519 | 0 | 0 | 6.8621 | 0
19.01. | 1 | 112.814 |  | 105.9519 | 0 | 0 | 6.8621 | 0
19.01. | 2 | 112.814 |  | 105.9519 | 0 | 0 | 6.8621 | 0
19.01. | 3 | 112.814 |  | 105.9519 | 0 | 0 | 6.8621 | 0
19.01. | 4 | 112.814 |  | 105.9519 | 0 | 0 | 6.8621 | 0
19.01. | 5 | 112.814 |  | 105.9519 | 0 | 0 | 6.8621 | 0
19.01. | 6 | 112.814 |  | 105.9519 | 0 | 0 | 6.8621 | 0
19.01. | 7 | 112.814 |  | 105.9519 | 0 | 0 | 6.8621 | 0
19.01. | 8 | 112.814 |  | 105.9519 | 0 | 0 | 6.8621 | 0
19.01. | 9 | 112.814 |  | 105.9519 | 0 | 0 | 6.8621 | 0
19.01. | 10 | 112.814 |  | 105.9519 | 0 | 0 | 6.8621 | 0
19.01. | 11 | 112.814 |  | 105.9519 | 0 | 0 | 6.8621 | 0
19.01. | 12 | 112.814 |  | 105.9519 | 0 | 0 | 6.8621 | 0
19.01. | 13 | 112.814 |  | 105.9519 | 0 | 0 | 6.8621 | 0
19.01. | 14 | 112.814 |  | 105.9519 | 0 | 0 | 6.8621 | 0
19.01. | 15 | 112.814 |  | 105.9519 | 0 | 0 | 6.8621 | 0
19.01. | 16 | 112.814 |  | 105.9519 | 0 | 0 | 6.8621 | 0
19.01. | 17 | 112.814 |  | 105.9519 | 0 | 0 | 6.8621 | 0
19.01. | 18 | 112.814 |  | 105.9519 | 0 | 0 | 6.8621 | 0
19.01. | 19 | 112.814 |  | 105.9519 | 0 | 0 | 6.8621 | 0
19.01. | 20 | 112.814 |  | 105.9519 | 0 | 0 | 6.8621 | 0
19.01. | 21 | 112.814 |  | 105.9519 | 0 | 0 | 6.8621 | 0
19.01. | 22 | 112.814 |  | 105.9519 | 0 | 0 | 6.8621 | 0
19.01. | 23 | 112.814 |  | 105.9519 | 0 | 0 | 6.8621 | 0
19.01. | 24 | 112.814 |  | 105.9519 | 0 | 0 | 6.8621 | 0
20.01. | 1 | 112.814 |  | 105.9519 | 0 | 0 | 6.8621 | 0
20.01. | 2 | 112.814 |  | 105.9519 | 0 | 0 | 6.8621 | 0
20.01. | 3 | 112.814 |  | 105.9519 | 0 | 0 | 6.8621 | 0
20.01. | 4 | 112.814 |  | 105.9519 | 0 | 0 | 6.8621 | 0
20.01. | 5 | 112.814 |  | 105.9519 | 0 | 0 | 6.8621 | 0
20.01. | 6 | 112.814 |  | 105.9519 | 0 | 0 | 6.8621 | 0
20.01. | 7 | 112.814 |  | 105.9519 | 0 | 0 | 6.8621 | 0
20.01. | 8 | 112.814 |  | 105.9519 | 0 | 0 | 6.8621 | 0
20.01. | 9 | 112.814 |  | 105.9519 | 0 | 0 | 6.8621 | 0
20.01. | 10 | 112.814 |  | 105.9519 | 0 | 0 | 6.8621 | 0
20.01. | 11 | 112.814 |  | 105.9519 | 0 | 0 | 6.8621 | 0
20.01. | 12 | 112.814 |  | 105.9519 | 0 | 0 | 6.8621 | 0
20.01. | 13 | 112.814 |  | 105.9519 | 0 | 0 | 6.8621 | 0
20.01. | 14 | 112.814 |  | 105.9519 | 0 | 0 | 6.8621 | 0
20.01. | 15 | 112.814 |  | 105.9519 | 0 | 0 | 6.8621 | 0
20.01. | 16 | 112.814 |  | 105.9519 | 0 | 0 | 6.8621 | 0
20.01. | 17 | 112.814 |  | 105.9519 | 0 | 0 | 6.8621 | 0
20.01. | 18 | 112.814 |  | 105.9519 | 0 | 0 | 6.8621 | 0
20.01. | 19 | 112.814 |  | 105.9519 | 0 | 0 | 6.8621 | 0
20.01. | 20 | 112.814 |  | 105.9519 | 0 | 0 | 6.8621 | 0
20.01. | 21 | 112.814 |  | 105.9519 | 0 | 0 | 6.8621 | 0
20.01. | 22 | 112.814 |  | 105.9519 | 0 | 0 | 6.8621 | 0
20.01. | 23 | 112.814 |  | 105.9519 | 0 | 0 | 6.8621 | 0
20.01. | 24 | 112.814 |  | 105.9519 | 0 | 0 | 6.8621 | 0
21.01. | 1 | 112.814 |  | 105.9519 | 0 | 0 | 6.8621 | 0
21.01. | 2 | 112.814 |  | 105.9519 | 0 | 0 | 6.8621 | 0
21.01. | 3 | 112.814 |  | 105.9519 | 0 | 0 | 6.8621 | 0
21.01. | 4 | 112.814 |  | 105.9519 | 0 | 0 | 6.8621 | 0
21.01. | 5 | 112.814 |  | 105.9519 | 0 | 0 | 6.8621 | 0
21.01. | 6 | 112.814 |  | 105.9519 | 0 | 0 | 6.8621 | 0
21.01. | 7 | 112.814 |  | 105.9519 | 0 | 0 | 6.8621 | 0
21.01. | 8 | 112.814 |  | 105.9519 | 0 | 0 | 6.8621 | 0
21.01. | 9 | 112.814 |  | 105.9519 | 0 | 0 | 6.8621 | 0
21.01. | 10 | 112.814 |  | 105.9519 | 0 | 0 | 6.8621 | 0
21.01. | 11 | 112.814 |  | 105.9519 | 0 | 0 | 6.8621 | 0
21.01. | 12 | 112.814 |  | 105.9519 | 0 | 0 | 6.8621 | 0
21.01. | 13 | 112.814 |  | 105.9519 | 0 | 0 | 6.8621 | 0
21.01. | 14 | 112.814 |  | 105.9519 | 0 | 0 | 6.8621 | 0
21.01. | 15 | 112.814 |  | 105.9519 | 0 | 0 | 6.8621 | 0
21.01. | 16 | 112.814 |  | 105.9519 | 0 | 0 | 6.8621 | 0
21.01. | 17 | 112.814 |  | 105.9519 | 0 | 0 | 6.8621 | 0
21.01. | 18 | 112.814 |  | 105.9519 | 0 | 0 | 6.8621 | 0
21.01. | 19 | 112.814 |  | 105.9519 | 0 | 0 | 6.8621 | 0
21.01. | 20 | 112.814 |  | 105.9519 | 0 | 0 | 6.8621 | 0
21.01. | 21 | 112.814 |  | 105.9519 | 0 | 0 | 6.8621 | 0
21.01. | 22 | 112.814 |  | 105.9519 | 0 | 0 | 6.8621 | 0
21.01. | 23 | 112.814 |  | 105.9519 | 0 | 0 | 6.8621 | 0
21.01. | 24 | 112.814 |  | 105.9519 | 0 | 0 | 6.8621 | 0
22.01. | 1 | 112.814 |  | 105.9519 | 0 | 0 | 6.8621 | 0
22.01. | 2 | 112.814 |  | 105.9519 | 0 | 0 | 6.8621 | 0
22.01. | 3 | 112.814 |  | 105.9519 | 0 | 0 | 6.8621 | 0
22.01. | 4 | 112.814 |  | 105.9519 | 0 | 0 | 6.8621 | 0
22.01. | 5 | 112.814 |  | 105.9519 | 0 | 0 | 6.8621 | 0
22.01. | 6 | 112.814 |  | 105.9519 | 0 | 0 | 6.8621 | 0
22.01. | 7 | 112.814 |  | 105.9519 | 0 | 0 | 6.8621 | 0
22.01. | 8 | 112.814 |  | 105.9519 | 0 | 0 | 6.8621 | 0
22.01. | 9 | 112.814 |  | 105.9519 | 0 | 0 | 6.8621 | 0
22.01. | 10 | 112.814 |  | 105.9519 | 0 | 0 | 6.8621 | 0
22.01. | 11 | 112.814 |  | 105.9519 | 0 | 0 | 6.8621 | 0
22.01. | 12 | 112.814 |  | 105.9519 | 0 | 0 | 6.8621 | 0
22.01. | 13 | 112.814 |  | 105.9519 | 0 | 0 | 6.8621 | 0
22.01. | 14 | 112.814 |  | 105.9519 | 0 | 0 | 6.8621 | 0
22.01. | 15 | 112.814 |  | 105.9519 | 0 | 0 | 6.8621 | 0
22.01. | 16 | 112.814 |  | 105.9519 | 0 | 0 | 6.8621 | 0
22.01. | 17 | 112.814 |  | 105.9519 | 0 | 0 | 6.8621 | 0
22.01. | 18 | 112.814 |  | 105.9519 | 0 | 0 | 6.8621 | 0
22.01. | 19 | 112.814 |  | 105.9519 | 0 | 0 | 6.8621 | 0
22.01. | 20 | 112.814 |  | 105.9519 | 0 | 0 | 6.8621 | 0
22.01. | 21 | 112.814 |  | 105.9519 | 0 | 0 | 6.8621 | 0
22.01. | 22 | 112.814 |  | 105.9519 | 0 | 0 | 6.8621 | 0
22.01. | 23 | 112.814 |  | 105.9519 | 0 | 0 | 6.8621 | 0
22.01. | 24 | 112.814 |  | 105.9519 | 0 | 0 | 6.8621 | 0
23.01. | 1 | 112.814 |  | 105.9519 | 0 | 0 | 6.8621 | 0
23.01. | 2 | 112.814 |  | 105.9519 | 0 | 0 | 6.8621 | 0
23.01. | 3 | 112.814 |  | 105.9519 | 0 | 0 | 6.8621 | 0
23.01. | 4 | 112.814 |  | 105.9519 | 0 | 0 | 6.8621 | 0
23.01. | 5 | 112.814 |  | 105.9519 | 0 | 0 | 6.8621 | 0
23.01. | 6 | 112.814 |  | 105.9519 | 0 | 0 | 6.8621 | 0
23.01. | 7 | 112.814 |  | 105.9519 | 0 | 0 | 6.8621 | 0
23.01. | 8 | 112.814 |  | 105.9519 | 0 | 0 | 6.8621 | 0
23.01. | 9 | 112.814 |  | 105.9519 | 0 | 0 | 6.8621 | 0
23.01. | 10 | 112.814 |  | 105.9519 | 0 | 0 | 6.8621 | 0
23.01. | 11 | 112.814 |  | 105.9519 | 0 | 0 | 6.8621 | 0
23.01. | 12 | 112.814 |  | 105.9519 | 0 | 0 | 6.8621 | 0
23.01. | 13 | 112.814 |  | 105.9519 | 0 | 0 | 6.8621 | 0
23.01. | 14 | 112.814 |  | 105.9519 | 0 | 0 | 6.8621 | 0
23.01. | 15 | 112.814 |  | 105.9519 | 0 | 0 | 6.8621 | 0
23.01. | 16 | 112.814 |  | 105.9519 | 0 | 0 | 6.8621 | 0
23.01. | 17 | 112.814 |  | 105.9519 | 0 | 0 | 6.8621 | 0
23.01. | 18 | 112.814 |  | 105.9519 | 0 | 0 | 6.8621 | 0
23.01. | 19 | 112.814 |  | 105.9519 | 0 | 0 | 6.8621 | 0
23.01. | 20 | 112.814 |  | 105.9519 | 0 | 0 | 6.8621 | 0
23.01. | 21 | 112.814 |  | 105.9519 | 0 | 0 | 6.8621 | 0
23.01. | 22 | 112.814 |  | 105.9519 | 0 | 0 | 6.8621 | 0
23.01. | 23 | 112.814 |  | 105.9519 | 0 | 0 | 6.8621 | 0
23.01. | 24 | 112.814 |  | 105.9519 | 0 | 0 | 6.8621 | 0
24.01. | 1 | 112.814 |  | 105.9519 | 0 | 0 | 6.8621 | 0
24.01. | 2 | 112.814 |  | 105.9519 | 0 | 0 | 6.8621 | 0
24.01. | 3 | 112.814 |  | 105.9519 | 0 | 0 | 6.8621 | 0
24.01. | 4 | 112.814 |  | 105.9519 | 0 | 0 | 6.8621 | 0
24.01. | 5 | 112.814 |  | 105.9519 | 0 | 0 | 6.8621 | 0
24.01. | 6 | 112.814 |  | 105.9519 | 0 | 0 | 6.8621 | 0
24.01. | 7 | 112.814 |  | 105.9519 | 0 | 0 | 6.8621 | 0
24.01. | 8 | 112.814 |  | 105.9519 | 0 | 0 | 6.8621 | 0
24.01. | 9 | 112.814 |  | 105.9519 | 0 | 0 | 6.8621 | 0
24.01. | 10 | 112.814 |  | 105.9519 | 0 | 0 | 6.8621 | 0
24.01. | 11 | 112.814 |  | 105.9519 | 0 | 0 | 6.8621 | 0
24.01. | 12 | 112.814 |  | 105.9519 | 0 | 0 | 6.8621 | 0
24.01. | 13 | 112.814 |  | 105.9519 | 0 | 0 | 6.8621 | 0
24.01. | 14 | 112.814 |  | 105.9519 | 0 | 0 | 6.8621 | 0
24.01. | 15 | 112.814 |  | 105.9519 | 0 | 0 | 6.8621 | 0
24.01. | 16 | 112.814 |  | 105.9519 | 0 | 0 | 6.8621 | 0
24.01. | 17 | 112.814 |  | 105.9519 | 0 | 0 | 6.8621 | 0
24.01. | 18 | 112.814 |  | 105.9519 | 0 | 0 | 6.8621 | 0
24.01. | 19 | 112.814 |  | 105.9519 | 0 | 0 | 6.8621 | 0
24.01. | 20 | 112.814 |  | 105.9519 | 0 | 0 | 6.8621 | 0
24.01. | 21 | 112.814 |  | 105.9519 | 0 | 0 | 6.8621 | 0
24.01. | 22 | 112.814 |  | 105.9519 | 0 | 0 | 6.8621 | 0
24.01. | 23 | 112.814 |  | 105.9519 | 0 | 0 | 6.8621 | 0
24.01. | 24 | 112.814 |  | 105.9519 | 0 | 0 | 6.8621 | 0
25.01. | 1 | 112.814 |  | 105.9519 | 0 | 0 | 6.8621 | 0
25.01. | 2 | 112.814 |  | 105.9519 | 0 | 0 | 6.8621 | 0
25.01. | 3 | 112.814 |  | 105.9519 | 0 | 0 | 6.8621 | 0
25.01. | 4 | 112.814 |  | 105.9519 | 0 | 0 | 6.8621 | 0
25.01. | 5 | 112.814 |  | 105.9519 | 0 | 0 | 6.8621 | 0
25.01. | 6 | 112.814 |  | 105.9519 | 0 | 0 | 6.8621 | 0
25.01. | 7 | 112.814 |  | 105.9519 | 0 | 0 | 6.8621 | 0
25.01. | 8 | 112.814 |  | 105.9519 | 0 | 0 | 6.8621 | 0
25.01. | 9 | 112.814 |  | 105.9519 | 0 | 0 | 6.8621 | 0
25.01. | 10 | 112.814 |  | 105.9519 | 0 | 0 | 6.8621 | 0
25.01. | 11 | 112.814 |  | 105.9519 | 0 | 0 | 6.8621 | 0
25.01. | 12 | 112.814 |  | 105.9519 | 0 | 0 | 6.8621 | 0
25.01. | 13 | 112.814 |  | 105.9519 | 0 | 0 | 6.8621 | 0
25.01. | 14 | 112.814 |  | 105.9519 | 0 | 0 | 6.8621 | 0
25.01. | 15 | 112.814 |  | 105.9519 | 0 | 0 | 6.8621 | 0
25.01. | 16 | 112.814 |  | 105.9519 | 0 | 0 | 6.8621 | 0
25.01. | 17 | 112.814 |  | 105.9519 | 0 | 0 | 6.8621 | 0
25.01. | 18 | 112.814 |  | 105.9519 | 0 | 0 | 6.8621 | 0
25.01. | 19 | 112.814 |  | 105.9519 | 0 | 0 | 6.8621 | 0
25.01. | 20 | 112.814 |  | 105.9519 | 0 | 0 | 6.8621 | 0
25.01. | 21 | 112.814 |  | 105.9519 | 0 | 0 | 6.8621 | 0
25.01. | 22 | 112.814 |  | 105.9519 | 0 | 0 | 6.8621 | 0
25.01. | 23 | 112.814 |  | 105.9519 | 0 | 0 | 6.8621 | 0
25.01. | 24 | 112.814 |  | 105.9519 | 0 | 0 | 6.8621 | 0
26.01. | 1 | 112.814 |  | 105.9519 | 0 | 0 | 6.8621 | 0
26.01. | 2 | 112.814 |  | 105.9519 | 0 | 0 | 6.8621 | 0
26.01. | 3 | 112.814 |  | 105.9519 | 0 | 0 | 6.8621 | 0
26.01. | 4 | 112.814 |  | 105.9519 | 0 | 0 | 6.8621 | 0
26.01. | 5 | 112.814 |  | 105.9519 | 0 | 0 | 6.8621 | 0
26.01. | 6 | 112.814 |  | 105.9519 | 0 | 0 | 6.8621 | 0
26.01. | 7 | 112.814 |  | 105.9519 | 0 | 0 | 6.8621 | 0
26.01. | 8 | 112.814 |  | 105.9519 | 0 | 0 | 6.8621 | 0
26.01. | 9 | 112.814 |  | 105.9519 | 0 | 0 | 6.8621 | 0
26.01. | 10 | 112.814 |  | 105.9519 | 0 | 0 | 6.8621 | 0
26.01. | 11 | 112.814 |  | 105.9519 | 0 | 0 | 6.8621 | 0
26.01. | 12 | 112.814 |  | 105.9519 | 0 | 0 | 6.8621 | 0
26.01. | 13 | 112.814 |  | 105.9519 | 0 | 0 | 6.8621 | 0
26.01. | 14 | 112.814 |  | 105.9519 | 0 | 0 | 6.8621 | 0
26.01. | 15 | 112.814 |  | 105.9519 | 0 | 0 | 6.8621 | 0
26.01. | 16 | 112.814 |  | 105.9519 | 0 | 0 | 6.8621 | 0
26.01. | 17 | 112.814 |  | 105.9519 | 0 | 0 | 6.8621 | 0
26.01. | 18 | 112.814 |  | 105.9519 | 0 | 0 | 6.8621 | 0
26.01. | 19 | 112.814 |  | 105.9519 | 0 | 0 | 6.8621 | 0
26.01. | 20 | 112.814 |  | 105.9519 | 0 | 0 | 6.8621 | 0
26.01. | 21 | 112.814 |  | 105.9519 | 0 | 0 | 6.8621 | 0
26.01. | 22 | 112.814 |  | 105.9519 | 0 | 0 | 6.8621 | 0
26.01. | 23 | 112.814 |  | 105.9519 | 0 | 0 | 6.8621 | 0
26.01. | 24 | 112.814 |  | 105.9519 | 0 | 0 | 6.8621 | 0
27.01. | 1 | 112.814 |  | 105.9519 | 0 | 0 | 6.8621 | 0
27.01. | 2 | 112.814 |  | 105.9519 | 0 | 0 | 6.8621 | 0
27.01. | 3 | 112.814 |  | 105.9519 | 0 | 0 | 6.8621 | 0
27.01. | 4 | 112.814 |  | 105.9519 | 0 | 0 | 6.8621 | 0
27.01. | 5 | 112.814 |  | 105.9519 | 0 | 0 | 6.8621 | 0
27.01. | 6 | 112.814 |  | 105.9519 | 0 | 0 | 6.8621 | 0
27.01. | 7 | 112.814 |  | 105.9519 | 0 | 0 | 6.8621 | 0
27.01. | 8 | 112.814 |  | 105.9519 | 0 | 0 | 6.8621 | 0
27.01. | 9 | 112.814 |  | 105.9519 | 0 | 0 | 6.8621 | 0
27.01. | 10 | 112.814 |  | 105.9519 | 0 | 0 | 6.8621 | 0
27.01. | 11 | 112.814 |  | 105.9519 | 0 | 0 | 6.8621 | 0
27.01. | 12 | 112.814 |  | 105.9519 | 0 | 0 | 6.8621 | 0
27.01. | 13 | 112.814 |  | 105.9519 | 0 | 0 | 6.8621 | 0
27.01. | 14 | 112.814 |  | 105.9519 | 0 | 0 | 6.8621 | 0
27.01. | 15 | 112.814 |  | 105.9519 | 0 | 0 | 6.8621 | 0
27.01. | 16 | 112.814 |  | 105.9519 | 0 | 0 | 6.8621 | 0
27.01. | 17 | 112.814 |  | 105.9519 | 0 | 0 | 6.8621 | 0
27.01. | 18 | 112.814 |  | 105.9519 | 0 | 0 | 6.8621 | 0
27.01. | 19 | 112.814 |  | 105.9519 | 0 | 0 | 6.8621 | 0
27.01. | 20 | 112.814 |  | 105.9519 | 0 | 0 | 6.8621 | 0
27.01. | 21 | 112.814 |  | 105.9519 | 0 | 0 | 6.8621 | 0
27.01. | 22 | 112.814 |  | 105.9519 | 0 | 0 | 6.8621 | 0
27.01. | 23 | 112.814 |  | 105.9519 | 0 | 0 | 6.8621 | 0
27.01. | 24 | 112.814 |  | 105.9519 | 0 | 0 | 6.8621 | 0
28.01. | 1 | 112.814 |  | 105.9519 | 0 | 0 | 6.8621 | 0
28.01. | 2 | 112.814 |  | 105.9519 | 0 | 0 | 6.8621 | 0
28.01. | 3 | 112.814 |  | 105.9519 | 0 | 0 | 6.8621 | 0
28.01. | 4 | 112.814 |  | 105.9519 | 0 | 0 | 6.8621 | 0
28.01. | 5 | 112.814 |  | 105.9519 | 0 | 0 | 6.8621 | 0
28.01. | 6 | 112.814 |  | 105.9519 | 0 | 0 | 6.8621 | 0
28.01. | 7 | 112.814 |  | 105.9519 | 0 | 0 | 6.8621 | 0
28.01. | 8 | 112.814 |  | 105.9519 | 0 | 0 | 6.8621 | 0
28.01. | 9 | 112.814 |  | 105.9519 | 0 | 0 | 6.8621 | 0
28.01. | 10 | 112.814 |  | 105.9519 | 0 | 0 | 6.8621 | 0
28.01. | 11 | 112.814 |  | 105.9519 | 0 | 0 | 6.8621 | 0
28.01. | 12 | 112.814 |  | 105.9519 | 0 | 0 | 6.8621 | 0
28.01. | 13 | 112.814 |  | 105.9519 | 0 | 0 | 6.8621 | 0
28.01. | 14 | 112.814 |  | 105.9519 | 0 | 0 | 6.8621 | 0
28.01. | 15 | 112.814 |  | 105.9519 | 0 | 0 | 6.8621 | 0
28.01. | 16 | 112.814 |  | 105.9519 | 0 | 0 | 6.8621 | 0
28.01. | 17 | 112.814 |  | 105.9519 | 0 | 0 | 6.8621 | 0
28.01. | 18 | 112.814 |  | 105.9519 | 0 | 0 | 6.8621 | 0
28.01. | 19 | 112.814 |  | 105.9519 | 0 | 0 | 6.8621 | 0
28.01. | 20 | 112.814 |  | 105.9519 | 0 | 0 | 6.8621 | 0
28.01. | 21 | 112.814 |  | 105.9519 | 0 | 0 | 6.8621 | 0
28.01. | 22 | 112.814 |  | 105.9519 | 0 | 0 | 6.8621 | 0
28.01. | 23 | 112.814 |  | 105.9519 | 0 | 0 | 6.8621 | 0
28.01. | 24 | 112.814 |  | 105.9519 | 0 | 0 | 6.8621 | 0
29.01. | 1 | 112.814 |  | 105.9519 | 0 | 0 | 6.8621 | 0
29.01. | 2 | 112.814 |  | 105.9519 | 0 | 0 | 6.8621 | 0
29.01. | 3 | 112.814 |  | 105.9519 | 0 | 0 | 6.8621 | 0
29.01. | 4 | 112.814 |  | 105.9519 | 0 | 0 | 6.8621 | 0
29.01. | 5 | 112.814 |  | 105.9519 | 0 | 0 | 6.8621 | 0
29.01. | 6 | 112.814 |  | 105.9519 | 0 | 0 | 6.8621 | 0
29.01. | 7 | 112.814 |  | 105.9519 | 0 | 0 | 6.8621 | 0
29.01. | 8 | 112.814 |  | 105.9519 | 0 | 0 | 6.8621 | 0
29.01. | 9 | 112.814 |  | 105.9519 | 0 | 0 | 6.8621 | 0
29.01. | 10 | 112.814 |  | 105.9519 | 0 | 0 | 6.8621 | 0
29.01. | 11 | 112.814 |  | 105.9519 | 0 | 0 | 6.8621 | 0
29.01. | 12 | 112.814 |  | 105.9519 | 0 | 0 | 6.8621 | 0
29.01. | 13 | 112.814 |  | 105.9519 | 0 | 0 | 6.8621 | 0
29.01. | 14 | 112.814 |  | 105.9519 | 0 | 0 | 6.8621 | 0
29.01. | 15 | 112.814 |  | 105.9519 | 0 | 0 | 6.8621 | 0
29.01. | 16 | 112.814 |  | 105.9519 | 0 | 0 | 6.8621 | 0
29.01. | 17 | 112.814 |  | 105.9519 | 0 | 0 | 6.8621 | 0
29.01. | 18 | 112.814 |  | 105.9519 | 0 | 0 | 6.8621 | 0
29.01. | 19 | 112.814 |  | 105.9519 | 0 | 0 | 6.8621 | 0
29.01. | 20 | 112.814 |  | 105.9519 | 0 | 0 | 6.8621 | 0
29.01. | 21 | 112.814 |  | 105.9519 | 0 | 0 | 6.8621 | 0
29.01. | 22 | 112.814 |  | 105.9519 | 0 | 0 | 6.8621 | 0
29.01. | 23 | 112.814 |  | 105.9519 | 0 | 0 | 6.8621 | 0
29.01. | 24 | 112.814 |  | 105.9519 | 0 | 0 | 6.8621 | 0
30.01. | 1 | 112.814 |  | 105.9519 | 0 | 0 | 6.8621 | 0
30.01. | 2 | 112.814 |  | 105.9519 | 0 | 0 | 6.8621 | 0
30.01. | 3 | 112.814 |  | 105.9519 | 0 | 0 | 6.8621 | 0
30.01. | 4 | 112.814 |  | 105.9519 | 0 | 0 | 6.8621 | 0
30.01. | 5 | 112.814 |  | 105.9519 | 0 | 0 | 6.8621 | 0
30.01. | 6 | 112.814 |  | 105.9519 | 0 | 0 | 6.8621 | 0
30.01. | 7 | 112.814 |  | 105.9519 | 0 | 0 | 6.8621 | 0
30.01. | 8 | 112.814 |  | 105.9519 | 0 | 0 | 6.8621 | 0
30.01. | 9 | 112.814 |  | 105.9519 | 0 | 0 | 6.8621 | 0
30.01. | 10 | 112.814 |  | 105.9519 | 0 | 0 | 6.8621 | 0
30.01. | 11 | 112.814 |  | 105.9519 | 0 | 0 | 6.8621 | 0
30.01. | 12 | 112.814 |  | 105.9519 | 0 | 0 | 6.8621 | 0
30.01. | 13 | 112.814 |  | 105.9519 | 0 | 0 | 6.8621 | 0
30.01. | 14 | 112.814 |  | 105.9519 | 0 | 0 | 6.8621 | 0
30.01. | 15 | 112.814 |  | 105.9519 | 0 | 0 | 6.8621 | 0
30.01. | 16 | 112.814 |  | 105.9519 | 0 | 0 | 6.8621 | 0
30.01. | 17 | 112.814 |  | 105.9519 | 0 | 0 | 6.8621 | 0
30.01. | 18 | 112.814 |  | 105.9519 | 0 | 0 | 6.8621 | 0
30.01. | 19 | 112.814 |  | 105.9519 | 0 | 0 | 6.8621 | 0
30.01. | 20 | 112.814 |  | 105.9519 | 0 | 0 | 6.8621 | 0
30.01. | 21 | 112.814 |  | 105.9519 | 0 | 0 | 6.8621 | 0
30.01. | 22 | 112.814 |  | 105.9519 | 0 | 0 | 6.8621 | 0
30.01. | 23 | 112.814 |  | 105.9519 | 0 | 0 | 6.8621 | 0
30.01. | 24 | 112.814 |  | 105.9519 | 0 | 0 | 6.8621 | 0
31.01. | 1 | 112.814 |  | 105.9519 | 0 | 0 | 6.8621 | 0
31.01. | 2 | 112.814 |  | 105.9519 | 0 | 0 | 6.8621 | 0
31.01. | 3 | 112.814 |  | 105.9519 | 0 | 0 | 6.8621 | 0
31.01. | 4 | 112.814 |  | 105.9519 | 0 | 0 | 6.8621 | 0
31.01. | 5 | 112.814 |  | 105.9519 | 0 | 0 | 6.8621 | 0
31.01. | 6 | 112.814 |  | 105.9519 | 0 | 0 | 6.8621 | 0
31.01. | 7 | 112.814 |  | 105.9519 | 0 | 0 | 6.8621 | 0
31.01. | 8 | 112.814 |  | 105.9519 | 0 | 0 | 6.8621 | 0
31.01. | 9 | 112.814 |  | 105.9519 | 0 | 0 | 6.8621 | 0
31.01. | 10 | 112.814 |  | 105.9519 | 0 | 0 | 6.8621 | 0
31.01. | 11 | 112.814 |  | 105.9519 | 0 | 0 | 6.8621 | 0
31.01. | 12 | 112.814 |  | 105.9519 | 0 | 0 | 6.8621 | 0
31.01. | 13 | 112.814 |  | 105.9519 | 0 | 0 | 6.8621 | 0
31.01. | 14 | 112.814 |  | 105.9519 | 0 | 0 | 6.8621 | 0
31.01. | 15 | 112.814 |  | 105.9519 | 0 | 0 | 6.8621 | 0
31.01. | 16 | 112.814 |  | 105.9519 | 0 | 0 | 6.8621 | 0
31.01. | 17 | 112.814 |  | 105.9519 | 0 | 0 | 6.8621 | 0
31.01. | 18 | 112.814 |  | 105.9519 | 0 | 0 | 6.8621 | 0
31.01. | 19 | 112.814 |  | 105.9519 | 0 | 0 | 6.8621 | 0
31.01. | 20 | 112.814 |  | 105.9519 | 0 | 0 | 6.8621 | 0
31.01. | 21 | 112.814 |  | 105.9519 | 0 | 0 | 6.8621 | 0
31.01. | 22 | 112.814 |  | 105.9519 | 0 | 0 | 6.8621 | 0
31.01. | 23 | 112.814 |  | 105.9519 | 0 | 0 | 6.8621 | 0
31.01. | 24 | 112.814 |  | 105.9519 | 0 | 0 | 6.8621 | 0
01.02. | 1 | 112.814 |  | 105.9519 | 0 | 0 | 6.8621 | 0
01.02. | 2 | 112.814 |  | 105.9519 | 0 | 0 | 6.8621 | 0
01.02. | 3 | 112.814 |  | 105.9519 | 0 | 0 | 6.8621 | 0
01.02. | 4 | 112.814 |  | 105.9519 | 0 | 0 | 6.8621 | 0
01.02. | 5 | 112.814 |  | 105.9519 | 0 | 0 | 6.8621 | 0
01.02. | 6 | 112.814 |  | 105.9519 | 0 | 0 | 6.8621 | 0
01.02. | 7 | 112.814 |  | 105.9519 | 0 | 0 | 6.8621 | 0
01.02. | 8 | 112.814 |  | 105.9519 | 0 | 0 | 6.8621 | 0
01.02. | 9 | 112.814 |  | 105.9519 | 0 | 0 | 6.8621 | 0
01.02. | 10 | 112.814 |  | 105.9519 | 0 | 0 | 6.8621 | 0
01.02. | 11 | 112.814 |  | 105.9519 | 0 | 0 | 6.8621 | 0
01.02. | 12 | 112.814 |  | 105.9519 | 0 | 0 | 6.8621 | 0
01.02. | 13 | 112.814 |  | 105.9519 | 0 | 0 | 6.8621 | 0
01.02. | 14 | 112.814 |  | 105.9519 | 0 | 0 | 6.8621 | 0
01.02. | 15 | 112.814 |  | 105.9519 | 0 | 0 | 6.8621 | 0
01.02. | 16 | 112.814 |  | 105.9519 | 0 | 0 | 6.8621 | 0
01.02. | 17 | 112.814 |  | 105.9519 | 0 | 0 | 6.8621 | 0
01.02. | 18 | 112.814 |  | 105.9519 | 0 | 0 | 6.8621 | 0
01.02. | 19 | 112.814 |  | 105.9519 | 0 | 0 | 6.8621 | 0
01.02. | 20 | 112.814 |  | 105.9519 | 0 | 0 | 6.8621 | 0
01.02. | 21 | 112.814 |  | 105.9519 | 0 | 0 | 6.8621 | 0
01.02. | 22 | 112.814 |  | 105.9519 | 0 | 0 | 6.8621 | 0
01.02. | 23 | 112.814 |  | 105.9519 | 0 | 0 | 6.8621 | 0
01.02. | 24 | 112.814 |  | 105.9519 | 0 | 0 | 6.8621 | 0
02.02. | 1 | 112.814 |  | 105.9519 | 0 | 0 | 6.8621 | 0
02.02. | 2 | 112.814 |  | 105.9519 | 0 | 0 | 6.8621 | 0
02.02. | 3 | 112.814 |  | 105.9519 | 0 | 0 | 6.8621 | 0
02.02. | 4 | 112.814 |  | 105.9519 | 0 | 0 | 6.8621 | 0
02.02. | 5 | 112.814 |  | 105.9519 | 0 | 0 | 6.8621 | 0
02.02. | 6 | 112.814 |  | 105.9519 | 0 | 0 | 6.8621 | 0
02.02. | 7 | 112.814 |  | 105.9519 | 0 | 0 | 6.8621 | 0
02.02. | 8 | 112.814 |  | 105.9519 | 0 | 0 | 6.8621 | 0
02.02. | 9 | 112.814 |  | 105.9519 | 0 | 0 | 6.8621 | 0
02.02. | 10 | 112.814 |  | 105.9519 | 0 | 0 | 6.8621 | 0
02.02. | 11 | 112.814 |  | 105.9519 | 0 | 0 | 6.8621 | 0
02.02. | 12 | 112.814 |  | 105.9519 | 0 | 0 | 6.8621 | 0
02.02. | 13 | 112.814 |  | 105.9519 | 0 | 0 | 6.8621 | 0
02.02. | 14 | 112.814 |  | 105.9519 | 0 | 0 | 6.8621 | 0
02.02. | 15 | 112.814 |  | 105.9519 | 0 | 0 | 6.8621 | 0
02.02. | 16 | 112.814 |  | 105.9519 | 0 | 0 | 6.8621 | 0
02.02. | 17 | 112.814 |  | 105.9519 | 0 | 0 | 6.8621 | 0
02.02. | 18 | 112.814 |  | 105.9519 | 0 | 0 | 6.8621 | 0
02.02. | 19 | 112.814 |  | 105.9519 | 0 | 0 | 6.8621 | 0
02.02. | 20 | 112.814 |  | 105.9519 | 0 | 0 | 6.8621 | 0
02.02. | 21 | 112.814 |  | 105.9519 | 0 | 0 | 6.8621 | 0
02.02. | 22 | 112.814 |  | 105.9519 | 0 | 0 | 6.8621 | 0
02.02. | 23 | 112.814 |  | 105.9519 | 0 | 0 | 6.8621 | 0
02.02. | 24 | 112.814 |  | 105.9519 | 0 | 0 | 6.8621 | 0
03.02. | 1 | 112.814 |  | 105.9519 | 0 | 0 | 6.8621 | 0
03.02. | 2 | 112.814 |  | 105.9519 | 0 | 0 | 6.8621 | 0
03.02. | 3 | 112.814 |  | 105.9519 | 0 | 0 | 6.8621 | 0
03.02. | 4 | 112.814 |  | 105.9519 | 0 | 0 | 6.8621 | 0
03.02. | 5 | 112.814 |  | 105.9519 | 0 | 0 | 6.8621 | 0
03.02. | 6 | 112.814 |  | 105.9519 | 0 | 0 | 6.8621 | 0
03.02. | 7 | 112.814 |  | 105.9519 | 0 | 0 | 6.8621 | 0
03.02. | 8 | 112.814 |  | 105.9519 | 0 | 0 | 6.8621 | 0
03.02. | 9 | 112.814 |  | 105.9519 | 0 | 0 | 6.8621 | 0
03.02. | 10 | 112.814 |  | 105.9519 | 0 | 0 | 6.8621 | 0
03.02. | 11 | 112.814 |  | 105.9519 | 0 | 0 | 6.8621 | 0
03.02. | 12 | 112.814 |  | 105.9519 | 0 | 0 | 6.8621 | 0
03.02. | 13 | 112.814 |  | 105.9519 | 0 | 0 | 6.8621 | 0
03.02. | 14 | 112.814 |  | 105.9519 | 0 | 0 | 6.8621 | 0
03.02. | 15 | 112.814 |  | 105.9519 | 0 | 0 | 6.8621 | 0
03.02. | 16 | 112.814 |  | 105.9519 | 0 | 0 | 6.8621 | 0
03.02. | 17 | 112.814 |  | 105.9519 | 0 | 0 | 6.8621 | 0
03.02. | 18 | 112.814 |  | 105.9519 | 0 | 0 | 6.8621 | 0
03.02. | 19 | 112.814 |  | 105.9519 | 0 | 0 | 6.8621 | 0
03.02. | 20 | 112.814 |  | 105.9519 | 0 | 0 | 6.8621 | 0
03.02. | 21 | 112.814 |  | 105.9519 | 0 | 0 | 6.8621 | 0
03.02. | 22 | 112.814 |  | 105.9519 | 0 | 0 | 6.8621 | 0
03.02. | 23 | 112.814 |  | 105.9519 | 0 | 0 | 6.8621 | 0
03.02. | 24 | 112.814 |  | 105.9519 | 0 | 0 | 6.8621 | 0
04.02. | 1 | 112.814 |  | 105.9519 | 0 | 0 | 6.8621 | 0
04.02. | 2 | 112.814 |  | 105.9519 | 0 | 0 | 6.8621 | 0
04.02. | 3 | 112.814 |  | 105.9519 | 0 | 0 | 6.8621 | 0
04.02. | 4 | 112.814 |  | 105.9519 | 0 | 0 | 6.8621 | 0
04.02. | 5 | 112.814 |  | 105.9519 | 0 | 0 | 6.8621 | 0
04.02. | 6 | 112.814 |  | 105.9519 | 0 | 0 | 6.8621 | 0
04.02. | 7 | 112.814 |  | 105.9519 | 0 | 0 | 6.8621 | 0
04.02. | 8 | 112.814 |  | 105.9519 | 0 | 0 | 6.8621 | 0
04.02. | 9 | 112.814 |  | 105.9519 | 0 | 0 | 6.8621 | 0
04.02. | 10 | 112.814 |  | 105.9519 | 0 | 0 | 6.8621 | 0
04.02. | 11 | 112.814 |  | 105.9519 | 0 | 0 | 6.8621 | 0
04.02. | 12 | 112.814 |  | 105.9519 | 0 | 0 | 6.8621 | 0
04.02. | 13 | 112.814 |  | 105.9519 | 0 | 0 | 6.8621 | 0
04.02. | 14 | 112.814 |  | 105.9519 | 0 | 0 | 6.8621 | 0
04.02. | 15 | 112.814 |  | 105.9519 | 0 | 0 | 6.8621 | 0
04.02. | 16 | 112.814 |  | 105.9519 | 0 | 0 | 6.8621 | 0
04.02. | 17 | 112.814 |  | 105.9519 | 0 | 0 | 6.8621 | 0
04.02. | 18 | 112.814 |  | 105.9519 | 0 | 0 | 6.8621 | 0
04.02. | 19 | 112.814 |  | 105.9519 | 0 | 0 | 6.8621 | 0
04.02. | 20 | 112.814 |  | 105.9519 | 0 | 0 | 6.8621 | 0
04.02. | 21 | 112.814 |  | 105.9519 | 0 | 0 | 6.8621 | 0
04.02. | 22 | 112.814 |  | 105.9519 | 0 | 0 | 6.8621 | 0
04.02. | 23 | 112.814 |  | 105.9519 | 0 | 0 | 6.8621 | 0
04.02. | 24 | 112.814 |  | 105.9519 | 0 | 0 | 6.8621 | 0
05.02. | 1 | 112.814 |  | 105.9519 | 0 | 0 | 6.8621 | 0
05.02. | 2 | 112.814 |  | 105.9519 | 0 | 0 | 6.8621 | 0
05.02. | 3 | 112.814 |  | 105.9519 | 0 | 0 | 6.8621 | 0
05.02. | 4 | 112.814 |  | 105.9519 | 0 | 0 | 6.8621 | 0
05.02. | 5 | 112.814 |  | 105.9519 | 0 | 0 | 6.8621 | 0
05.02. | 6 | 112.814 |  | 105.9519 | 0 | 0 | 6.8621 | 0
05.02. | 7 | 112.814 |  | 105.9519 | 0 | 0 | 6.8621 | 0
05.02. | 8 | 112.814 |  | 105.9519 | 0 | 0 | 6.8621 | 0
05.02. | 9 | 112.814 |  | 105.9519 | 0 | 0 | 6.8621 | 0
05.02. | 10 | 112.814 |  | 105.9519 | 0 | 0 | 6.8621 | 0
05.02. | 11 | 112.814 |  | 105.9519 | 0 | 0 | 6.8621 | 0
05.02. | 12 | 112.814 |  | 105.9519 | 0 | 0 | 6.8621 | 0
05.02. | 13 | 112.814 |  | 105.9519 | 0 | 0 | 6.8621 | 0
05.02. | 14 | 112.814 |  | 105.9519 | 0 | 0 | 6.8621 | 0
05.02. | 15 | 112.814 |  | 105.9519 | 0 | 0 | 6.8621 | 0
05.02. | 16 | 112.814 |  | 105.9519 | 0 | 0 | 6.8621 | 0
05.02. | 17 | 112.814 |  | 105.9519 | 0 | 0 | 6.8621 | 0
05.02. | 18 | 112.814 |  | 105.9519 | 0 | 0 | 6.8621 | 0
05.02. | 19 | 112.814 |  | 105.9519 | 0 | 0 | 6.8621 | 0
05.02. | 20 | 112.814 |  | 105.9519 | 0 | 0 | 6.8621 | 0
05.02. | 21 | 112.814 |  | 105.9519 | 0 | 0 | 6.8621 | 0
05.02. | 22 | 112.814 |  | 105.9519 | 0 | 0 | 6.8621 | 0
05.02. | 23 | 112.814 |  | 105.9519 | 0 | 0 | 6.8621 | 0
05.02. | 24 | 112.814 |  | 105.9519 | 0 | 0 | 6.8621 | 0
06.02. | 1 | 112.814 |  | 105.9519 | 0 | 0 | 6.8621 | 0
06.02. | 2 | 112.814 |  | 105.9519 | 0 | 0 | 6.8621 | 0
06.02. | 3 | 112.814 |  | 105.9519 | 0 | 0 | 6.8621 | 0
06.02. | 4 | 112.814 |  | 105.9519 | 0 | 0 | 6.8621 | 0
06.02. | 5 | 112.814 |  | 105.9519 | 0 | 0 | 6.8621 | 0
06.02. | 6 | 112.814 |  | 105.9519 | 0 | 0 | 6.8621 | 0
06.02. | 7 | 112.814 |  | 105.9519 | 0 | 0 | 6.8621 | 0
06.02. | 8 | 112.814 |  | 105.9519 | 0 | 0 | 6.8621 | 0
06.02. | 9 | 112.814 |  | 105.9519 | 0 | 0 | 6.8621 | 0
06.02. | 10 | 112.814 |  | 105.9519 | 0 | 0 | 6.8621 | 0
06.02. | 11 | 112.814 |  | 105.9519 | 0 | 0 | 6.8621 | 0
06.02. | 12 | 112.814 |  | 105.9519 | 0 | 0 | 6.8621 | 0
06.02. | 13 | 112.814 |  | 105.9519 | 0 | 0 | 6.8621 | 0
06.02. | 14 | 112.814 |  | 105.9519 | 0 | 0 | 6.8621 | 0
06.02. | 15 | 112.814 |  | 105.9519 | 0 | 0 | 6.8621 | 0
06.02. | 16 | 112.814 |  | 105.9519 | 0 | 0 | 6.8621 | 0
06.02. | 17 | 112.814 |  | 105.9519 | 0 | 0 | 6.8621 | 0
06.02. | 18 | 112.814 |  | 105.9519 | 0 | 0 | 6.8621 | 0
06.02. | 19 | 112.814 |  | 105.9519 | 0 | 0 | 6.8621 | 0
06.02. | 20 | 112.814 |  | 105.9519 | 0 | 0 | 6.8621 | 0
06.02. | 21 | 112.814 |  | 105.9519 | 0 | 0 | 6.8621 | 0
06.02. | 22 | 112.814 |  | 105.9519 | 0 | 0 | 6.8621 | 0
06.02. | 23 | 112.814 |  | 105.9519 | 0 | 0 | 6.8621 | 0
06.02. | 24 | 112.814 |  | 105.9519 | 0 | 0 | 6.8621 | 0
07.02. | 1 | 112.814 |  | 105.9519 | 0 | 0 | 6.8621 | 0
07.02. | 2 | 112.814 |  | 105.9519 | 0 | 0 | 6.8621 | 0
07.02. | 3 | 112.814 |  | 105.9519 | 0 | 0 | 6.8621 | 0
07.02. | 4 | 112.814 |  | 105.9519 | 0 | 0 | 6.8621 | 0
07.02. | 5 | 112.814 |  | 105.9519 | 0 | 0 | 6.8621 | 0
07.02. | 6 | 112.814 |  | 105.9519 | 0 | 0 | 6.8621 | 0
07.02. | 7 | 112.814 |  | 105.9519 | 0 | 0 | 6.8621 | 0
07.02. | 8 | 112.814 |  | 105.9519 | 0 | 0 | 6.8621 | 0
07.02. | 9 | 112.814 |  | 105.9519 | 0 | 0 | 6.8621 | 0
07.02. | 10 | 112.814 |  | 105.9519 | 0 | 0 | 6.8621 | 0
07.02. | 11 | 112.814 |  | 105.9519 | 0 | 0 | 6.8621 | 0
07.02. | 12 | 112.814 |  | 105.9519 | 0 | 0 | 6.8621 | 0
07.02. | 13 | 112.814 |  | 105.9519 | 0 | 0 | 6.8621 | 0
07.02. | 14 | 112.814 |  | 105.9519 | 0 | 0 | 6.8621 | 0
07.02. | 15 | 112.814 |  | 105.9519 | 0 | 0 | 6.8621 | 0
07.02. | 16 | 112.814 |  | 105.9519 | 0 | 0 | 6.8621 | 0
07.02. | 17 | 112.814 |  | 105.9519 | 0 | 0 | 6.8621 | 0
07.02. | 18 | 112.814 |  | 105.9519 | 0 | 0 | 6.8621 | 0
07.02. | 19 | 112.814 |  | 105.9519 | 0 | 0 | 6.8621 | 0
07.02. | 20 | 112.814 |  | 105.9519 | 0 | 0 | 6.8621 | 0
07.02. | 21 | 112.814 |  | 105.9519 | 0 | 0 | 6.8621 | 0
07.02. | 22 | 112.814 |  | 105.9519 | 0 | 0 | 6.8621 | 0
07.02. | 23 | 112.814 |  | 105.9519 | 0 | 0 | 6.8621 | 0
07.02. | 24 | 112.814 |  | 105.9519 | 0 | 0 | 6.8621 | 0
08.02. | 1 | 112.814 |  | 105.9519 | 0 | 0 | 6.8621 | 0
08.02. | 2 | 112.814 |  | 105.9519 | 0 | 0 | 6.8621 | 0
08.02. | 3 | 112.814 |  | 105.9519 | 0 | 0 | 6.8621 | 0
08.02. | 4 | 112.814 |  | 105.9519 | 0 | 0 | 6.8621 | 0
08.02. | 5 | 112.814 |  | 105.9519 | 0 | 0 | 6.8621 | 0
08.02. | 6 | 112.814 |  | 105.9519 | 0 | 0 | 6.8621 | 0
08.02. | 7 | 112.814 |  | 105.9519 | 0 | 0 | 6.8621 | 0
08.02. | 8 | 112.814 |  | 105.9519 | 0 | 0 | 6.8621 | 0
08.02. | 9 | 112.814 |  | 105.9519 | 0 | 0 | 6.8621 | 0
08.02. | 10 | 112.814 |  | 105.9519 | 0 | 0 | 6.8621 | 0
08.02. | 11 | 112.814 |  | 105.9519 | 0 | 0 | 6.8621 | 0
08.02. | 12 | 112.814 |  | 105.9519 | 0 | 0 | 6.8621 | 0
08.02. | 13 | 112.814 |  | 105.9519 | 0 | 0 | 6.8621 | 0
08.02. | 14 | 112.814 |  | 105.9519 | 0 | 0 | 6.8621 | 0
08.02. | 15 | 112.814 |  | 105.9519 | 0 | 0 | 6.8621 | 0
08.02. | 16 | 112.814 |  | 105.9519 | 0 | 0 | 6.8621 | 0
08.02. | 17 | 112.814 |  | 105.9519 | 0 | 0 | 6.8621 | 0
08.02. | 18 | 112.814 |  | 105.9519 | 0 | 0 | 6.8621 | 0
08.02. | 19 | 112.814 |  | 105.9519 | 0 | 0 | 6.8621 | 0
08.02. | 20 | 112.814 |  | 105.9519 | 0 | 0 | 6.8621 | 0
08.02. | 21 | 112.814 |  | 105.9519 | 0 | 0 | 6.8621 | 0
08.02. | 22 | 112.814 |  | 105.9519 | 0 | 0 | 6.8621 | 0
08.02. | 23 | 112.814 |  | 105.9519 | 0 | 0 | 6.8621 | 0
08.02. | 24 | 112.814 |  | 105.9519 | 0 | 0 | 6.8621 | 0
09.02. | 1 | 112.814 |  | 105.9519 | 0 | 0 | 6.8621 | 0
09.02. | 2 | 112.814 |  | 105.9519 | 0 | 0 | 6.8621 | 0
09.02. | 3 | 112.814 |  | 105.9519 | 0 | 0 | 6.8621 | 0
09.02. | 4 | 112.814 |  | 105.9519 | 0 | 0 | 6.8621 | 0
09.02. | 5 | 112.814 |  | 105.9519 | 0 | 0 | 6.8621 | 0
09.02. | 6 | 112.814 |  | 105.9519 | 0 | 0 | 6.8621 | 0
09.02. | 7 | 112.814 |  | 105.9519 | 0 | 0 | 6.8621 | 0
09.02. | 8 | 112.814 |  | 105.9519 | 0 | 0 | 6.8621 | 0
09.02. | 9 | 112.814 |  | 105.9519 | 0 | 0 | 6.8621 | 0
09.02. | 10 | 112.814 |  | 105.9519 | 0 | 0 | 6.8621 | 0
09.02. | 11 | 112.814 |  | 105.9519 | 0 | 0 | 6.8621 | 0
09.02. | 12 | 112.814 |  | 105.9519 | 0 | 0 | 6.8621 | 0
09.02. | 13 | 112.814 |  | 105.9519 | 0 | 0 | 6.8621 | 0
09.02. | 14 | 112.814 |  | 105.9519 | 0 | 0 | 6.8621 | 0
09.02. | 15 | 112.814 |  | 105.9519 | 0 | 0 | 6.8621 | 0
09.02. | 16 | 112.814 |  | 105.9519 | 0 | 0 | 6.8621 | 0
09.02. | 17 | 112.814 |  | 105.9519 | 0 | 0 | 6.8621 | 0
09.02. | 18 | 112.814 |  | 105.9519 | 0 | 0 | 6.8621 | 0
09.02. | 19 | 112.814 |  | 105.9519 | 0 | 0 | 6.8621 | 0
09.02. | 20 | 112.814 |  | 105.9519 | 0 | 0 | 6.8621 | 0
09.02. | 21 | 112.814 |  | 105.9519 | 0 | 0 | 6.8621 | 0
09.02. | 22 | 112.814 |  | 105.9519 | 0 | 0 | 6.8621 | 0
09.02. | 23 | 112.814 |  | 105.9519 | 0 | 0 | 6.8621 | 0
09.02. | 24 | 112.814 |  | 105.9519 | 0 | 0 | 6.8621 | 0
10.02. | 1 | 112.814 |  | 105.9519 | 0 | 0 | 6.8621 | 0
10.02. | 2 | 112.814 |  | 105.9519 | 0 | 0 | 6.8621 | 0
10.02. | 3 | 112.814 |  | 105.9519 | 0 | 0 | 6.8621 | 0
10.02. | 4 | 112.814 |  | 105.9519 | 0 | 0 | 6.8621 | 0
10.02. | 5 | 112.814 |  | 105.9519 | 0 | 0 | 6.8621 | 0
10.02. | 6 | 112.814 |  | 105.9519 | 0 | 0 | 6.8621 | 0
10.02. | 7 | 112.814 |  | 105.9519 | 0 | 0 | 6.8621 | 0
10.02. | 8 | 112.814 |  | 105.9519 | 0 | 0 | 6.8621 | 0
10.02. | 9 | 112.814 |  | 105.9519 | 0 | 0 | 6.8621 | 0
10.02. | 10 | 112.814 |  | 105.9519 | 0 | 0 | 6.8621 | 0
10.02. | 11 | 112.814 |  | 105.9519 | 0 | 0 | 6.8621 | 0
10.02. | 12 | 112.814 |  | 105.9519 | 0 | 0 | 6.8621 | 0
10.02. | 13 | 112.814 |  | 105.9519 | 0 | 0 | 6.8621 | 0
10.02. | 14 | 112.814 |  | 105.9519 | 0 | 0 | 6.8621 | 0
10.02. | 15 | 112.814 |  | 105.9519 | 0 | 0 | 6.8621 | 0
10.02. | 16 | 112.814 |  | 105.9519 | 0 | 0 | 6.8621 | 0
10.02. | 17 | 112.814 |  | 105.9519 | 0 | 0 | 6.8621 | 0
10.02. | 18 | 112.814 |  | 105.9519 | 0 | 0 | 6.8621 | 0
10.02. | 19 | 112.814 |  | 105.9519 | 0 | 0 | 6.8621 | 0
10.02. | 20 | 112.814 |  | 105.9519 | 0 | 0 | 6.8621 | 0
10.02. | 21 | 112.814 |  | 105.9519 | 0 | 0 | 6.8621 | 0
10.02. | 22 | 112.814 |  | 105.9519 | 0 | 0 | 6.8621 | 0
10.02. | 23 | 112.814 |  | 105.9519 | 0 | 0 | 6.8621 | 0
10.02. | 24 | 112.814 |  | 105.9519 | 0 | 0 | 6.8621 | 0
11.02. | 1 | 112.814 |  | 105.9519 | 0 | 0 | 6.8621 | 0
11.02. | 2 | 112.814 |  | 105.9519 | 0 | 0 | 6.8621 | 0
11.02. | 3 | 112.814 |  | 105.9519 | 0 | 0 | 6.8621 | 0
11.02. | 4 | 112.814 |  | 105.9519 | 0 | 0 | 6.8621 | 0
11.02. | 5 | 112.814 |  | 105.9519 | 0 | 0 | 6.8621 | 0
11.02. | 6 | 112.814 |  | 105.9519 | 0 | 0 | 6.8621 | 0
11.02. | 7 | 112.814 |  | 105.9519 | 0 | 0 | 6.8621 | 0
11.02. | 8 | 112.814 |  | 105.9519 | 0 | 0 | 6.8621 | 0
11.02. | 9 | 112.814 |  | 105.9519 | 0 | 0 | 6.8621 | 0
11.02. | 10 | 112.814 |  | 105.9519 | 0 | 0 | 6.8621 | 0
11.02. | 11 | 112.814 |  | 105.9519 | 0 | 0 | 6.8621 | 0
11.02. | 12 | 112.814 |  | 105.9519 | 0 | 0 | 6.8621 | 0
11.02. | 13 | 112.814 |  | 105.9519 | 0 | 0 | 6.8621 | 0
11.02. | 14 | 112.814 |  | 105.9519 | 0 | 0 | 6.8621 | 0
11.02. | 15 | 112.814 |  | 105.9519 | 0 | 0 | 6.8621 | 0
11.02. | 16 | 112.814 |  | 105.9519 | 0 | 0 | 6.8621 | 0
11.02. | 17 | 112.814 |  | 105.9519 | 0 | 0 | 6.8621 | 0
11.02. | 18 | 112.814 |  | 105.9519 | 0 | 0 | 6.8621 | 0
11.02. | 19 | 112.814 |  | 105.9519 | 0 | 0 | 6.8621 | 0
11.02. | 20 | 112.814 |  | 105.9519 | 0 | 0 | 6.8621 | 0
11.02. | 21 | 112.814 |  | 105.9519 | 0 | 0 | 6.8621 | 0
11.02. | 22 | 112.814 |  | 105.9519 | 0 | 0 | 6.8621 | 0
11.02. | 23 | 112.814 |  | 105.9519 | 0 | 0 | 6.8621 | 0
11.02. | 24 | 112.814 |  | 105.9519 | 0 | 0 | 6.8621 | 0
12.02. | 1 | 112.814 |  | 105.9519 | 0 | 0 | 6.8621 | 0
12.02. | 2 | 112.814 |  | 105.9519 | 0 | 0 | 6.8621 | 0
12.02. | 3 | 112.814 |  | 105.9519 | 0 | 0 | 6.8621 | 0
12.02. | 4 | 112.814 |  | 105.9519 | 0 | 0 | 6.8621 | 0
12.02. | 5 | 112.814 |  | 105.9519 | 0 | 0 | 6.8621 | 0
12.02. | 6 | 112.814 |  | 105.9519 | 0 | 0 | 6.8621 | 0
12.02. | 7 | 112.814 |  | 105.9519 | 0 | 0 | 6.8621 | 0
12.02. | 8 | 112.814 |  | 105.9519 | 0 | 0 | 6.8621 | 0
12.02. | 9 | 112.814 |  | 105.9519 | 0 | 0 | 6.8621 | 0
12.02. | 10 | 112.814 |  | 105.9519 | 0 | 0 | 6.8621 | 0
12.02. | 11 | 112.814 |  | 105.9519 | 0 | 0 | 6.8621 | 0
12.02. | 12 | 112.814 |  | 105.9519 | 0 | 0 | 6.8621 | 0
12.02. | 13 | 112.814 |  | 105.9519 | 0 | 0 | 6.8621 | 0
12.02. | 14 | 112.814 |  | 105.9519 | 0 | 0 | 6.8621 | 0
12.02. | 15 | 112.814 |  | 105.9519 | 0 | 0 | 6.8621 | 0
12.02. | 16 | 112.814 |  | 105.9519 | 0 | 0 | 6.8621 | 0
12.02. | 17 | 112.814 |  | 105.9519 | 0 | 0 | 6.8621 | 0
12.02. | 18 | 112.814 |  | 105.9519 | 0 | 0 | 6.8621 | 0
12.02. | 19 | 112.814 |  | 105.9519 | 0 | 0 | 6.8621 | 0
12.02. | 20 | 112.814 |  | 105.9519 | 0 | 0 | 6.8621 | 0
12.02. | 21 | 112.814 |  | 105.9519 | 0 | 0 | 6.8621 | 0
12.02. | 22 | 112.814 |  | 105.9519 | 0 | 0 | 6.8621 | 0
12.02. | 23 | 112.814 |  | 105.9519 | 0 | 0 | 6.8621 | 0
12.02. | 24 | 112.814 |  | 105.9519 | 0 | 0 | 6.8621 | 0
13.02. | 1 | 112.814 |  | 105.9519 | 0 | 0 | 6.8621 | 0
13.02. | 2 | 112.814 |  | 105.9519 | 0 | 0 | 6.8621 | 0
13.02. | 3 | 112.814 |  | 105.9519 | 0 | 0 | 6.8621 | 0
13.02. | 4 | 112.814 |  | 105.9519 | 0 | 0 | 6.8621 | 0
13.02. | 5 | 112.814 |  | 105.9519 | 0 | 0 | 6.8621 | 0
13.02. | 6 | 112.814 |  | 105.9519 | 0 | 0 | 6.8621 | 0
13.02. | 7 | 112.814 |  | 105.9519 | 0 | 0 | 6.8621 | 0
13.02. | 8 | 112.814 |  | 105.9519 | 0 | 0 | 6.8621 | 0
13.02. | 9 | 112.814 |  | 105.9519 | 0 | 0 | 6.8621 | 0
13.02. | 10 | 112.814 |  | 105.9519 | 0 | 0 | 6.8621 | 0
13.02. | 11 | 112.814 |  | 105.9519 | 0 | 0 | 6.8621 | 0
13.02. | 12 | 112.814 |  | 105.9519 | 0 | 0 | 6.8621 | 0
13.02. | 13 | 112.814 |  | 105.9519 | 0 | 0 | 6.8621 | 0
13.02. | 14 | 112.814 |  | 105.9519 | 0 | 0 | 6.8621 | 0
13.02. | 15 | 112.814 |  | 105.9519 | 0 | 0 | 6.8621 | 0
13.02. | 16 | 112.814 |  | 105.9519 | 0 | 0 | 6.8621 | 0
13.02. | 17 | 112.814 |  | 105.9519 | 0 | 0 | 6.8621 | 0
13.02. | 18 | 112.814 |  | 105.9519 | 0 | 0 | 6.8621 | 0
13.02. | 19 | 112.814 |  | 105.9519 | 0 | 0 | 6.8621 | 0
13.02. | 20 | 112.814 |  | 105.9519 | 0 | 0 | 6.8621 | 0
13.02. | 21 | 112.814 |  | 105.9519 | 0 | 0 | 6.8621 | 0
13.02. | 22 | 112.814 |  | 105.9519 | 0 | 0 | 6.8621 | 0
13.02. | 23 | 112.814 |  | 105.9519 | 0 | 0 | 6.8621 | 0
13.02. | 24 | 112.814 |  | 105.9519 | 0 | 0 | 6.8621 | 0
14.02. | 1 | 112.814 |  | 105.9519 | 0 | 0 | 6.8621 | 0
14.02. | 2 | 112.814 |  | 105.9519 | 0 | 0 | 6.8621 | 0
14.02. | 3 | 112.814 |  | 105.9519 | 0 | 0 | 6.8621 | 0
14.02. | 4 | 112.814 |  | 105.9519 | 0 | 0 | 6.8621 | 0
14.02. | 5 | 112.814 |  | 105.9519 | 0 | 0 | 6.8621 | 0
14.02. | 6 | 112.814 |  | 105.9519 | 0 | 0 | 6.8621 | 0
14.02. | 7 | 112.814 |  | 105.9519 | 0 | 0 | 6.8621 | 0
14.02. | 8 | 112.814 |  | 105.9519 | 0 | 0 | 6.8621 | 0
14.02. | 9 | 112.814 |  | 105.9519 | 0 | 0 | 6.8621 | 0
14.02. | 10 | 112.814 |  | 105.9519 | 0 | 0 | 6.8621 | 0
14.02. | 11 | 112.814 |  | 105.9519 | 0 | 0 | 6.8621 | 0
14.02. | 12 | 112.814 |  | 105.9519 | 0 | 0 | 6.8621 | 0
14.02. | 13 | 112.814 |  | 105.9519 | 0 | 0 | 6.8621 | 0
14.02. | 14 | 112.814 |  | 105.9519 | 0 | 0 | 6.8621 | 0
14.02. | 15 | 112.814 |  | 105.9519 | 0 | 0 | 6.8621 | 0
14.02. | 16 | 112.814 |  | 105.9519 | 0 | 0 | 6.8621 | 0
14.02. | 17 | 112.814 |  | 105.9519 | 0 | 0 | 6.8621 | 0
14.02. | 18 | 112.814 |  | 105.9519 | 0 | 0 | 6.8621 | 0
14.02. | 19 | 112.814 |  | 105.9519 | 0 | 0 | 6.8621 | 0
14.02. | 20 | 112.814 |  | 105.9519 | 0 | 0 | 6.8621 | 0
14.02. | 21 | 112.814 |  | 105.9519 | 0 | 0 | 6.8621 | 0
14.02. | 22 | 112.814 |  | 105.9519 | 0 | 0 | 6.8621 | 0
14.02. | 23 | 112.814 |  | 105.9519 | 0 | 0 | 6.8621 | 0
14.02. | 24 | 112.814 |  | 105.9519 | 0 | 0 | 6.8621 | 0
15.02. | 1 | 112.814 |  | 105.9519 | 0 | 0 | 6.8621 | 0
15.02. | 2 | 112.814 |  | 105.9519 | 0 | 0 | 6.8621 | 0
15.02. | 3 | 112.814 |  | 105.9519 | 0 | 0 | 6.8621 | 0
15.02. | 4 | 112.814 |  | 105.9519 | 0 | 0 | 6.8621 | 0
15.02. | 5 | 112.814 |  | 105.9519 | 0 | 0 | 6.8621 | 0
15.02. | 6 | 112.814 |  | 105.9519 | 0 | 0 | 6.8621 | 0
15.02. | 7 | 112.814 |  | 105.9519 | 0 | 0 | 6.8621 | 0
15.02. | 8 | 112.814 |  | 105.9519 | 0 | 0 | 6.8621 | 0
15.02. | 9 | 112.814 |  | 105.9519 | 0 | 0 | 6.8621 | 0
15.02. | 10 | 112.814 |  | 105.9519 | 0 | 0 | 6.8621 | 0
15.02. | 11 | 112.814 |  | 105.9519 | 0 | 0 | 6.8621 | 0
15.02. | 12 | 112.814 |  | 105.9519 | 0 | 0 | 6.8621 | 0
15.02. | 13 | 112.814 |  | 105.9519 | 0 | 0 | 6.8621 | 0
15.02. | 14 | 112.814 |  | 105.9519 | 0 | 0 | 6.8621 | 0
15.02. | 15 | 112.814 |  | 105.9519 | 0 | 0 | 6.8621 | 0
15.02. | 16 | 112.814 |  | 105.9519 | 0 | 0 | 6.8621 | 0
15.02. | 17 | 112.814 |  | 105.9519 | 0 | 0 | 6.8621 | 0
15.02. | 18 | 112.814 |  | 105.9519 | 0 | 0 | 6.8621 | 0
15.02. | 19 | 112.814 |  | 105.9519 | 0 | 0 | 6.8621 | 0
15.02. | 20 | 112.814 |  | 105.9519 | 0 | 0 | 6.8621 | 0
15.02. | 21 | 112.814 |  | 105.9519 | 0 | 0 | 6.8621 | 0
15.02. | 22 | 112.814 |  | 105.9519 | 0 | 0 | 6.8621 | 0
15.02. | 23 | 112.814 |  | 105.9519 | 0 | 0 | 6.8621 | 0
15.02. | 24 | 112.814 |  | 105.9519 | 0 | 0 | 6.8621 | 0
16.02. | 1 | 112.814 |  | 105.9519 | 0 | 0 | 6.8621 | 0
16.02. | 2 | 112.814 |  | 105.9519 | 0 | 0 | 6.8621 | 0
16.02. | 3 | 112.814 |  | 105.9519 | 0 | 0 | 6.8621 | 0
16.02. | 4 | 112.814 |  | 105.9519 | 0 | 0 | 6.8621 | 0
16.02. | 5 | 112.814 |  | 105.9519 | 0 | 0 | 6.8621 | 0
16.02. | 6 | 112.814 |  | 105.9519 | 0 | 0 | 6.8621 | 0
16.02. | 7 | 112.814 |  | 105.9519 | 0 | 0 | 6.8621 | 0
16.02. | 8 | 112.814 |  | 105.9519 | 0 | 0 | 6.8621 | 0
16.02. | 9 | 112.814 |  | 105.9519 | 0 | 0 | 6.8621 | 0
16.02. | 10 | 112.814 |  | 105.9519 | 0 | 0 | 6.8621 | 0
16.02. | 11 | 112.814 |  | 105.9519 | 0 | 0 | 6.8621 | 0
16.02. | 12 | 112.814 |  | 105.9519 | 0 | 0 | 6.8621 | 0
16.02. | 13 | 112.814 |  | 105.9519 | 0 | 0 | 6.8621 | 0
16.02. | 14 | 112.814 |  | 105.9519 | 0 | 0 | 6.8621 | 0
16.02. | 15 | 112.814 |  | 105.9519 | 0 | 0 | 6.8621 | 0
16.02. | 16 | 112.814 |  | 105.9519 | 0 | 0 | 6.8621 | 0
16.02. | 17 | 112.814 |  | 105.9519 | 0 | 0 | 6.8621 | 0
16.02. | 18 | 112.814 |  | 105.9519 | 0 | 0 | 6.8621 | 0
16.02. | 19 | 112.814 |  | 105.9519 | 0 | 0 | 6.8621 | 0
16.02. | 20 | 112.814 |  | 105.9519 | 0 | 0 | 6.8621 | 0
16.02. | 21 | 112.814 |  | 105.9519 | 0 | 0 | 6.8621 | 0
16.02. | 22 | 112.814 |  | 105.9519 | 0 | 0 | 6.8621 | 0
16.02. | 23 | 112.814 |  | 105.9519 | 0 | 0 | 6.8621 | 0
16.02. | 24 | 112.814 |  | 105.9519 | 0 | 0 | 6.8621 | 0
17.02. | 1 | 112.814 |  | 105.9519 | 0 | 0 | 6.8621 | 0
17.02. | 2 | 112.814 |  | 105.9519 | 0 | 0 | 6.8621 | 0
17.02. | 3 | 112.814 |  | 105.9519 | 0 | 0 | 6.8621 | 0
17.02. | 4 | 112.814 |  | 105.9519 | 0 | 0 | 6.8621 | 0
17.02. | 5 | 112.814 |  | 105.9519 | 0 | 0 | 6.8621 | 0
17.02. | 6 | 112.814 |  | 105.9519 | 0 | 0 | 6.8621 | 0
17.02. | 7 | 112.814 |  | 105.9519 | 0 | 0 | 6.8621 | 0
17.02. | 8 | 112.814 |  | 105.9519 | 0 | 0 | 6.8621 | 0
17.02. | 9 | 112.814 |  | 105.9519 | 0 | 0 | 6.8621 | 0
17.02. | 10 | 112.814 |  | 105.9519 | 0 | 0 | 6.8621 | 0
17.02. | 11 | 112.814 |  | 105.9519 | 0 | 0 | 6.8621 | 0
17.02. | 12 | 112.814 |  | 105.9519 | 0 | 0 | 6.8621 | 0
17.02. | 13 | 112.814 |  | 105.9519 | 0 | 0 | 6.8621 | 0
17.02. | 14 | 112.814 |  | 105.9519 | 0 | 0 | 6.8621 | 0
17.02. | 15 | 112.814 |  | 105.9519 | 0 | 0 | 6.8621 | 0
17.02. | 16 | 112.814 |  | 105.9519 | 0 | 0 | 6.8621 | 0
17.02. | 17 | 112.814 |  | 105.9519 | 0 | 0 | 6.8621 | 0
17.02. | 18 | 112.814 |  | 105.9519 | 0 | 0 | 6.8621 | 0
17.02. | 19 | 112.814 |  | 105.9519 | 0 | 0 | 6.8621 | 0
17.02. | 20 | 112.814 |  | 105.9519 | 0 | 0 | 6.8621 | 0
17.02. | 21 | 112.814 |  | 105.9519 | 0 | 0 | 6.8621 | 0
17.02. | 22 | 112.814 |  | 105.9519 | 0 | 0 | 6.8621 | 0
17.02. | 23 | 112.814 |  | 105.9519 | 0 | 0 | 6.8621 | 0
17.02. | 24 | 112.814 |  | 105.9519 | 0 | 0 | 6.8621 | 0
18.02. | 1 | 112.814 |  | 105.9519 | 0 | 0 | 6.8621 | 0
18.02. | 2 | 112.814 |  | 105.9519 | 0 | 0 | 6.8621 | 0
18.02. | 3 | 112.814 |  | 105.9519 | 0 | 0 | 6.8621 | 0
18.02. | 4 | 112.814 |  | 105.9519 | 0 | 0 | 6.8621 | 0
18.02. | 5 | 112.814 |  | 105.9519 | 0 | 0 | 6.8621 | 0
18.02. | 6 | 112.814 |  | 105.9519 | 0 | 0 | 6.8621 | 0
18.02. | 7 | 112.814 |  | 105.9519 | 0 | 0 | 6.8621 | 0
18.02. | 8 | 112.814 |  | 105.9519 | 0 | 0 | 6.8621 | 0
18.02. | 9 | 112.814 |  | 105.9519 | 0 | 0 | 6.8621 | 0
18.02. | 10 | 112.814 |  | 105.9519 | 0 | 0 | 6.8621 | 0
18.02. | 11 | 112.814 |  | 105.9519 | 0 | 0 | 6.8621 | 0
18.02. | 12 | 112.814 |  | 105.9519 | 0 | 0 | 6.8621 | 0
18.02. | 13 | 112.814 |  | 105.9519 | 0 | 0 | 6.8621 | 0
18.02. | 14 | 112.814 |  | 105.9519 | 0 | 0 | 6.8621 | 0
18.02. | 15 | 112.814 |  | 105.9519 | 0 | 0 | 6.8621 | 0
18.02. | 16 | 112.814 |  | 105.9519 | 0 | 0 | 6.8621 | 0
18.02. | 17 | 112.814 |  | 105.9519 | 0 | 0 | 6.8621 | 0
18.02. | 18 | 112.814 |  | 105.9519 | 0 | 0 | 6.8621 | 0
18.02. | 19 | 112.814 |  | 105.9519 | 0 | 0 | 6.8621 | 0
18.02. | 20 | 112.814 |  | 105.9519 | 0 | 0 | 6.8621 | 0
18.02. | 21 | 112.814 |  | 105.9519 | 0 | 0 | 6.8621 | 0
18.02. | 22 | 112.814 |  | 105.9519 | 0 | 0 | 6.8621 | 0
18.02. | 23 | 112.814 |  | 105.9519 | 0 | 0 | 6.8621 | 0
18.02. | 24 | 112.814 |  | 105.9519 | 0 | 0 | 6.8621 | 0
19.02. | 1 | 112.814 |  | 105.9519 | 0 | 0 | 6.8621 | 0
19.02. | 2 | 112.814 |  | 105.9519 | 0 | 0 | 6.8621 | 0
19.02. | 3 | 112.814 |  | 105.9519 | 0 | 0 | 6.8621 | 0
19.02. | 4 | 112.814 |  | 105.9519 | 0 | 0 | 6.8621 | 0
19.02. | 5 | 112.814 |  | 105.9519 | 0 | 0 | 6.8621 | 0
19.02. | 6 | 112.814 |  | 105.9519 | 0 | 0 | 6.8621 | 0
19.02. | 7 | 112.814 |  | 105.9519 | 0 | 0 | 6.8621 | 0
19.02. | 8 | 112.814 |  | 105.9519 | 0 | 0 | 6.8621 | 0
19.02. | 9 | 112.814 |  | 105.9519 | 0 | 0 | 6.8621 | 0
19.02. | 10 | 112.814 |  | 105.9519 | 0 | 0 | 6.8621 | 0
19.02. | 11 | 112.814 |  | 105.9519 | 0 | 0 | 6.8621 | 0
19.02. | 12 | 112.814 |  | 105.9519 | 0 | 0 | 6.8621 | 0
19.02. | 13 | 112.814 |  | 105.9519 | 0 | 0 | 6.8621 | 0
19.02. | 14 | 112.814 |  | 105.9519 | 0 | 0 | 6.8621 | 0
19.02. | 15 | 112.814 |  | 105.9519 | 0 | 0 | 6.8621 | 0
19.02. | 16 | 112.814 |  | 105.9519 | 0 | 0 | 6.8621 | 0
19.02. | 17 | 112.814 |  | 105.9519 | 0 | 0 | 6.8621 | 0
19.02. | 18 | 112.814 |  | 105.9519 | 0 | 0 | 6.8621 | 0
19.02. | 19 | 112.814 |  | 105.9519 | 0 | 0 | 6.8621 | 0
19.02. | 20 | 112.814 |  | 105.9519 | 0 | 0 | 6.8621 | 0
19.02. | 21 | 112.814 |  | 105.9519 | 0 | 0 | 6.8621 | 0
19.02. | 22 | 112.814 |  | 105.9519 | 0 | 0 | 6.8621 | 0
19.02. | 23 | 112.814 |  | 105.9519 | 0 | 0 | 6.8621 | 0
19.02. | 24 | 112.814 |  | 105.9519 | 0 | 0 | 6.8621 | 0
20.02. | 1 | 112.814 |  | 105.9519 | 0 | 0 | 6.8621 | 0
20.02. | 2 | 112.814 |  | 105.9519 | 0 | 0 | 6.8621 | 0
20.02. | 3 | 112.814 |  | 105.9519 | 0 | 0 | 6.8621 | 0
20.02. | 4 | 112.814 |  | 105.9519 | 0 | 0 | 6.8621 | 0
20.02. | 5 | 112.814 |  | 105.9519 | 0 | 0 | 6.8621 | 0
20.02. | 6 | 112.814 |  | 105.9519 | 0 | 0 | 6.8621 | 0
20.02. | 7 | 112.814 |  | 105.9519 | 0 | 0 | 6.8621 | 0
20.02. | 8 | 112.814 |  | 105.9519 | 0 | 0 | 6.8621 | 0
20.02. | 9 | 112.814 |  | 105.9519 | 0 | 0 | 6.8621 | 0
20.02. | 10 | 112.814 |  | 105.9519 | 0 | 0 | 6.8621 | 0
20.02. | 11 | 112.814 |  | 105.9519 | 0 | 0 | 6.8621 | 0
20.02. | 12 | 112.814 |  | 105.9519 | 0 | 0 | 6.8621 | 0
20.02. | 13 | 112.814 |  | 105.9519 | 0 | 0 | 6.8621 | 0
20.02. | 14 | 112.814 |  | 105.9519 | 0 | 0 | 6.8621 | 0
20.02. | 15 | 112.814 |  | 105.9519 | 0 | 0 | 6.8621 | 0
20.02. | 16 | 112.814 |  | 105.9519 | 0 | 0 | 6.8621 | 0
20.02. | 17 | 112.814 |  | 105.9519 | 0 | 0 | 6.8621 | 0
20.02. | 18 | 112.814 |  | 105.9519 | 0 | 0 | 6.8621 | 0
20.02. | 19 | 112.814 |  | 105.9519 | 0 | 0 | 6.8621 | 0
20.02. | 20 | 112.814 |  | 105.9519 | 0 | 0 | 6.8621 | 0
20.02. | 21 | 112.814 |  | 105.9519 | 0 | 0 | 6.8621 | 0
20.02. | 22 | 112.814 |  | 105.9519 | 0 | 0 | 6.8621 | 0
20.02. | 23 | 112.814 |  | 105.9519 | 0 | 0 | 6.8621 | 0
20.02. | 24 | 112.814 |  | 105.9519 | 0 | 0 | 6.8621 | 0
21.02. | 1 | 112.814 |  | 105.9519 | 0 | 0 | 6.8621 | 0
21.02. | 2 | 112.814 |  | 105.9519 | 0 | 0 | 6.8621 | 0
21.02. | 3 | 112.814 |  | 105.9519 | 0 | 0 | 6.8621 | 0
21.02. | 4 | 112.814 |  | 105.9519 | 0 | 0 | 6.8621 | 0
21.02. | 5 | 112.814 |  | 105.9519 | 0 | 0 | 6.8621 | 0
21.02. | 6 | 112.814 |  | 105.9519 | 0 | 0 | 6.8621 | 0
21.02. | 7 | 112.814 |  | 105.9519 | 0 | 0 | 6.8621 | 0
21.02. | 8 | 112.814 |  | 105.9519 | 0 | 0 | 6.8621 | 0
21.02. | 9 | 112.814 |  | 105.9519 | 0 | 0 | 6.8621 | 0
21.02. | 10 | 112.814 |  | 105.9519 | 0 | 0 | 6.8621 | 0
21.02. | 11 | 112.814 |  | 105.9519 | 0 | 0 | 6.8621 | 0
21.02. | 12 | 112.814 |  | 105.9519 | 0 | 0 | 6.8621 | 0
21.02. | 13 | 112.814 |  | 105.9519 | 0 | 0 | 6.8621 | 0
21.02. | 14 | 112.814 |  | 105.9519 | 0 | 0 | 6.8621 | 0
21.02. | 15 | 112.814 |  | 105.9519 | 0 | 0 | 6.8621 | 0
21.02. | 16 | 112.814 |  | 105.9519 | 0 | 0 | 6.8621 | 0
21.02. | 17 | 112.814 |  | 105.9519 | 0 | 0 | 6.8621 | 0
21.02. | 18 | 112.814 |  | 105.9519 | 0 | 0 | 6.8621 | 0
21.02. | 19 | 112.814 |  | 105.9519 | 0 | 0 | 6.8621 | 0
21.02. | 20 | 112.814 |  | 105.9519 | 0 | 0 | 6.8621 | 0
21.02. | 21 | 112.814 |  | 105.9519 | 0 | 0 | 6.8621 | 0
21.02. | 22 | 112.814 |  | 105.9519 | 0 | 0 | 6.8621 | 0
21.02. | 23 | 112.814 |  | 105.9519 | 0 | 0 | 6.8621 | 0
21.02. | 24 | 112.814 |  | 105.9519 | 0 | 0 | 6.8621 | 0
22.02. | 1 | 112.814 |  | 105.9519 | 0 | 0 | 6.8621 | 0
22.02. | 2 | 112.814 |  | 105.9519 | 0 | 0 | 6.8621 | 0
22.02. | 3 | 112.814 |  | 105.9519 | 0 | 0 | 6.8621 | 0
22.02. | 4 | 112.814 |  | 105.9519 | 0 | 0 | 6.8621 | 0
22.02. | 5 | 112.814 |  | 105.9519 | 0 | 0 | 6.8621 | 0
22.02. | 6 | 112.814 |  | 105.9519 | 0 | 0 | 6.8621 | 0
22.02. | 7 | 112.814 |  | 105.9519 | 0 | 0 | 6.8621 | 0
22.02. | 8 | 112.814 |  | 105.9519 | 0 | 0 | 6.8621 | 0
22.02. | 9 | 112.814 |  | 105.9519 | 0 | 0 | 6.8621 | 0
22.02. | 10 | 112.814 |  | 105.9519 | 0 | 0 | 6.8621 | 0
22.02. | 11 | 112.814 |  | 105.9519 | 0 | 0 | 6.8621 | 0
22.02. | 12 | 112.814 |  | 105.9519 | 0 | 0 | 6.8621 | 0
22.02. | 13 | 112.814 |  | 105.9519 | 0 | 0 | 6.8621 | 0
22.02. | 14 | 112.814 |  | 105.9519 | 0 | 0 | 6.8621 | 0
22.02. | 15 | 112.814 |  | 105.9519 | 0 | 0 | 6.8621 | 0
22.02. | 16 | 112.814 |  | 105.9519 | 0 | 0 | 6.8621 | 0
22.02. | 17 | 112.814 |  | 105.9519 | 0 | 0 | 6.8621 | 0
22.02. | 18 | 112.814 |  | 105.9519 | 0 | 0 | 6.8621 | 0
22.02. | 19 | 112.814 |  | 105.9519 | 0 | 0 | 6.8621 | 0
22.02. | 20 | 112.814 |  | 105.9519 | 0 | 0 | 6.8621 | 0
22.02. | 21 | 112.814 |  | 105.9519 | 0 | 0 | 6.8621 | 0
22.02. | 22 | 112.814 |  | 105.9519 | 0 | 0 | 6.8621 | 0
22.02. | 23 | 112.814 |  | 105.9519 | 0 | 0 | 6.8621 | 0
22.02. | 24 | 112.814 |  | 105.9519 | 0 | 0 | 6.8621 | 0
23.02. | 1 | 112.814 |  | 105.9519 | 0 | 0 | 6.8621 | 0
23.02. | 2 | 112.814 |  | 105.9519 | 0 | 0 | 6.8621 | 0
23.02. | 3 | 112.814 |  | 105.9519 | 0 | 0 | 6.8621 | 0
23.02. | 4 | 112.814 |  | 105.9519 | 0 | 0 | 6.8621 | 0
23.02. | 5 | 112.814 |  | 105.9519 | 0 | 0 | 6.8621 | 0
23.02. | 6 | 112.814 |  | 105.9519 | 0 | 0 | 6.8621 | 0
23.02. | 7 | 112.814 |  | 105.9519 | 0 | 0 | 6.8621 | 0
23.02. | 8 | 112.814 |  | 105.9519 | 0 | 0 | 6.8621 | 0
23.02. | 9 | 112.814 |  | 105.9519 | 0 | 0 | 6.8621 | 0
23.02. | 10 | 112.814 |  | 105.9519 | 0 | 0 | 6.8621 | 0
23.02. | 11 | 112.814 |  | 105.9519 | 0 | 0 | 6.8621 | 0
23.02. | 12 | 112.814 |  | 105.9519 | 0 | 0 | 6.8621 | 0
23.02. | 13 | 112.814 |  | 105.9519 | 0 | 0 | 6.8621 | 0
23.02. | 14 | 112.814 |  | 105.9519 | 0 | 0 | 6.8621 | 0
23.02. | 15 | 112.814 |  | 105.9519 | 0 | 0 | 6.8621 | 0
23.02. | 16 | 112.814 |  | 105.9519 | 0 | 0 | 6.8621 | 0
23.02. | 17 | 112.814 |  | 105.9519 | 0 | 0 | 6.8621 | 0
23.02. | 18 | 112.814 |  | 105.9519 | 0 | 0 | 6.8621 | 0
23.02. | 19 | 112.814 |  | 105.9519 | 0 | 0 | 6.8621 | 0
23.02. | 20 | 112.814 |  | 105.9519 | 0 | 0 | 6.8621 | 0
23.02. | 21 | 112.814 |  | 105.9519 | 0 | 0 | 6.8621 | 0
23.02. | 22 | 112.814 |  | 105.9519 | 0 | 0 | 6.8621 | 0
23.02. | 23 | 112.814 |  | 105.9519 | 0 | 0 | 6.8621 | 0
23.02. | 24 | 112.814 |  | 105.9519 | 0 | 0 | 6.8621 | 0
24.02. | 1 | 112.814 |  | 105.9519 | 0 | 0 | 6.8621 | 0
24.02. | 2 | 112.814 |  | 105.9519 | 0 | 0 | 6.8621 | 0
24.02. | 3 | 112.814 |  | 105.9519 | 0 | 0 | 6.8621 | 0
24.02. | 4 | 112.814 |  | 105.9519 | 0 | 0 | 6.8621 | 0
24.02. | 5 | 112.814 |  | 105.9519 | 0 | 0 | 6.8621 | 0
24.02. | 6 | 112.814 |  | 105.9519 | 0 | 0 | 6.8621 | 0
24.02. | 7 | 112.814 |  | 105.9519 | 0 | 0 | 6.8621 | 0
24.02. | 8 | 112.814 |  | 105.9519 | 0 | 0 | 6.8621 | 0
24.02. | 9 | 112.814 |  | 105.9519 | 0 | 0 | 6.8621 | 0
24.02. | 10 | 112.814 |  | 105.9519 | 0 | 0 | 6.8621 | 0
24.02. | 11 | 112.814 |  | 105.9519 | 0 | 0 | 6.8621 | 0
24.02. | 12 | 112.814 |  | 105.9519 | 0 | 0 | 6.8621 | 0
24.02. | 13 | 112.814 |  | 105.9519 | 0 | 0 | 6.8621 | 0
24.02. | 14 | 112.814 |  | 105.9519 | 0 | 0 | 6.8621 | 0
24.02. | 15 | 112.814 |  | 105.9519 | 0 | 0 | 6.8621 | 0
24.02. | 16 | 112.814 |  | 105.9519 | 0 | 0 | 6.8621 | 0
24.02. | 17 | 112.814 |  | 105.9519 | 0 | 0 | 6.8621 | 0
24.02. | 18 | 112.814 |  | 105.9519 | 0 | 0 | 6.8621 | 0
24.02. | 19 | 112.814 |  | 105.9519 | 0 | 0 | 6.8621 | 0
24.02. | 20 | 112.814 |  | 105.9519 | 0 | 0 | 6.8621 | 0
24.02. | 21 | 112.814 |  | 105.9519 | 0 | 0 | 6.8621 | 0
24.02. | 22 | 112.814 |  | 105.9519 | 0 | 0 | 6.8621 | 0
24.02. | 23 | 112.814 |  | 105.9519 | 0 | 0 | 6.8621 | 0
24.02. | 24 | 112.814 |  | 105.9519 | 0 | 0 | 6.8621 | 0
25.02. | 1 | 112.814 |  | 105.9519 | 0 | 0 | 6.8621 | 0
25.02. | 2 | 112.814 |  | 105.9519 | 0 | 0 | 6.8621 | 0
25.02. | 3 | 112.814 |  | 105.9519 | 0 | 0 | 6.8621 | 0
25.02. | 4 | 112.814 |  | 105.9519 | 0 | 0 | 6.8621 | 0
25.02. | 5 | 112.814 |  | 105.9519 | 0 | 0 | 6.8621 | 0
25.02. | 6 | 112.814 |  | 105.9519 | 0 | 0 | 6.8621 | 0
25.02. | 7 | 112.814 |  | 105.9519 | 0 | 0 | 6.8621 | 0
25.02. | 8 | 112.814 |  | 105.9519 | 0 | 0 | 6.8621 | 0
25.02. | 9 | 112.814 |  | 105.9519 | 0 | 0 | 6.8621 | 0
25.02. | 10 | 112.814 |  | 105.9519 | 0 | 0 | 6.8621 | 0
25.02. | 11 | 112.814 |  | 105.9519 | 0 | 0 | 6.8621 | 0
25.02. | 12 | 112.814 |  | 105.9519 | 0 | 0 | 6.8621 | 0
25.02. | 13 | 112.814 |  | 105.9519 | 0 | 0 | 6.8621 | 0
25.02. | 14 | 112.814 |  | 105.9519 | 0 | 0 | 6.8621 | 0
25.02. | 15 | 112.814 |  | 105.9519 | 0 | 0 | 6.8621 | 0
25.02. | 16 | 112.814 |  | 105.9519 | 0 | 0 | 6.8621 | 0
25.02. | 17 | 112.814 |  | 105.9519 | 0 | 0 | 6.8621 | 0
25.02. | 18 | 112.814 |  | 105.9519 | 0 | 0 | 6.8621 | 0
25.02. | 19 | 112.814 |  | 105.9519 | 0 | 0 | 6.8621 | 0
25.02. | 20 | 112.814 |  | 105.9519 | 0 | 0 | 6.8621 | 0
25.02. | 21 | 112.814 |  | 105.9519 | 0 | 0 | 6.8621 | 0
25.02. | 22 | 112.814 |  | 105.9519 | 0 | 0 | 6.8621 | 0
25.02. | 23 | 112.814 |  | 105.9519 | 0 | 0 | 6.8621 | 0
25.02. | 24 | 112.814 |  | 105.9519 | 0 | 0 | 6.8621 | 0
26.02. | 1 | 112.814 |  | 105.9519 | 0 | 0 | 6.8621 | 0
26.02. | 2 | 112.814 |  | 105.9519 | 0 | 0 | 6.8621 | 0
26.02. | 3 | 112.814 |  | 105.9519 | 0 | 0 | 6.8621 | 0
26.02. | 4 | 112.814 |  | 105.9519 | 0 | 0 | 6.8621 | 0
26.02. | 5 | 112.814 |  | 105.9519 | 0 | 0 | 6.8621 | 0
26.02. | 6 | 112.814 |  | 105.9519 | 0 | 0 | 6.8621 | 0
26.02. | 7 | 112.814 |  | 105.9519 | 0 | 0 | 6.8621 | 0
26.02. | 8 | 112.814 |  | 105.9519 | 0 | 0 | 6.8621 | 0
26.02. | 9 | 112.814 |  | 105.9519 | 0 | 0 | 6.8621 | 0
26.02. | 10 | 112.814 |  | 105.9519 | 0 | 0 | 6.8621 | 0
26.02. | 11 | 112.814 |  | 105.9519 | 0 | 0 | 6.8621 | 0
26.02. | 12 | 112.814 |  | 105.9519 | 0 | 0 | 6.8621 | 0
26.02. | 13 | 112.814 |  | 105.9519 | 0 | 0 | 6.8621 | 0
26.02. | 14 | 112.814 |  | 105.9519 | 0 | 0 | 6.8621 | 0
26.02. | 15 | 112.814 |  | 105.9519 | 0 | 0 | 6.8621 | 0
26.02. | 16 | 112.814 |  | 105.9519 | 0 | 0 | 6.8621 | 0
26.02. | 17 | 112.814 |  | 105.9519 | 0 | 0 | 6.8621 | 0
26.02. | 18 | 112.814 |  | 105.9519 | 0 | 0 | 6.8621 | 0
26.02. | 19 | 112.814 |  | 105.9519 | 0 | 0 | 6.8621 | 0
26.02. | 20 | 112.814 |  | 105.9519 | 0 | 0 | 6.8621 | 0
26.02. | 21 | 112.814 |  | 105.9519 | 0 | 0 | 6.8621 | 0
26.02. | 22 | 112.814 |  | 105.9519 | 0 | 0 | 6.8621 | 0
26.02. | 23 | 112.814 |  | 105.9519 | 0 | 0 | 6.8621 | 0
26.02. | 24 | 112.814 |  | 105.9519 | 0 | 0 | 6.8621 | 0
27.02. | 1 | 112.814 |  | 105.9519 | 0 | 0 | 6.8621 | 0
27.02. | 2 | 112.814 |  | 105.9519 | 0 | 0 | 6.8621 | 0
27.02. | 3 | 112.814 |  | 105.9519 | 0 | 0 | 6.8621 | 0
27.02. | 4 | 112.814 |  | 105.9519 | 0 | 0 | 6.8621 | 0
27.02. | 5 | 112.814 |  | 105.9519 | 0 | 0 | 6.8621 | 0
27.02. | 6 | 112.814 |  | 105.9519 | 0 | 0 | 6.8621 | 0
27.02. | 7 | 112.814 |  | 105.9519 | 0 | 0 | 6.8621 | 0
27.02. | 8 | 112.814 |  | 105.9519 | 0 | 0 | 6.8621 | 0
27.02. | 9 | 112.814 |  | 105.9519 | 0 | 0 | 6.8621 | 0
27.02. | 10 | 112.814 |  | 105.9519 | 0 | 0 | 6.8621 | 0
27.02. | 11 | 112.814 |  | 105.9519 | 0 | 0 | 6.8621 | 0
27.02. | 12 | 112.814 |  | 105.9519 | 0 | 0 | 6.8621 | 0
27.02. | 13 | 112.814 |  | 105.9519 | 0 | 0 | 6.8621 | 0
27.02. | 14 | 112.814 |  | 105.9519 | 0 | 0 | 6.8621 | 0
27.02. | 15 | 112.814 |  | 105.9519 | 0 | 0 | 6.8621 | 0
27.02. | 16 | 112.814 |  | 105.9519 | 0 | 0 | 6.8621 | 0
27.02. | 17 | 112.814 |  | 105.9519 | 0 | 0 | 6.8621 | 0
27.02. | 18 | 112.814 |  | 105.9519 | 0 | 0 | 6.8621 | 0
27.02. | 19 | 112.814 |  | 105.9519 | 0 | 0 | 6.8621 | 0
27.02. | 20 | 112.814 |  | 105.9519 | 0 | 0 | 6.8621 | 0
27.02. | 21 | 112.814 |  | 105.9519 | 0 | 0 | 6.8621 | 0
27.02. | 22 | 112.814 |  | 105.9519 | 0 | 0 | 6.8621 | 0
27.02. | 23 | 112.814 |  | 105.9519 | 0 | 0 | 6.8621 | 0
27.02. | 24 | 112.814 |  | 105.9519 | 0 | 0 | 6.8621 | 0
28.02. | 1 | 112.814 |  | 105.9519 | 0 | 0 | 6.8621 | 0
28.02. | 2 | 112.814 |  | 105.9519 | 0 | 0 | 6.8621 | 0
28.02. | 3 | 112.814 |  | 105.9519 | 0 | 0 | 6.8621 | 0
28.02. | 4 | 112.814 |  | 105.9519 | 0 | 0 | 6.8621 | 0
28.02. | 5 | 112.814 |  | 105.9519 | 0 | 0 | 6.8621 | 0
28.02. | 6 | 112.814 |  | 105.9519 | 0 | 0 | 6.8621 | 0
28.02. | 7 | 112.814 |  | 105.9519 | 0 | 0 | 6.8621 | 0
28.02. | 8 | 112.814 |  | 105.9519 | 0 | 0 | 6.8621 | 0
28.02. | 9 | 112.814 |  | 105.9519 | 0 | 0 | 6.8621 | 0
28.02. | 10 | 112.814 |  | 105.9519 | 0 | 0 | 6.8621 | 0
28.02. | 11 | 112.814 |  | 105.9519 | 0 | 0 | 6.8621 | 0
28.02. | 12 | 112.814 |  | 105.9519 | 0 | 0 | 6.8621 | 0
28.02. | 13 | 112.814 |  | 105.9519 | 0 | 0 | 6.8621 | 0
28.02. | 14 | 112.814 |  | 105.9519 | 0 | 0 | 6.8621 | 0
28.02. | 15 | 112.814 |  | 105.9519 | 0 | 0 | 6.8621 | 0
28.02. | 16 | 112.814 |  | 105.9519 | 0 | 0 | 6.8621 | 0
28.02. | 17 | 112.814 |  | 105.9519 | 0 | 0 | 6.8621 | 0
28.02. | 18 | 112.814 |  | 105.9519 | 0 | 0 | 6.8621 | 0
28.02. | 19 | 112.814 |  | 105.9519 | 0 | 0 | 6.8621 | 0
28.02. | 20 | 112.814 |  | 105.9519 | 0 | 0 | 6.8621 | 0
28.02. | 21 | 112.814 |  | 105.9519 | 0 | 0 | 6.8621 | 0
28.02. | 22 | 112.814 |  | 105.9519 | 0 | 0 | 6.8621 | 0
28.02. | 23 | 112.814 |  | 105.9519 | 0 | 0 | 6.8621 | 0
28.02. | 24 | 112.814 |  | 105.9519 | 0 | 0 | 6.8621 | 0
01.03. | 1 | 112.814 |  | 105.9519 | 0 | 0 | 6.8621 | 0
01.03. | 2 | 112.814 |  | 105.9519 | 0 | 0 | 6.8621 | 0
01.03. | 3 | 112.814 |  | 105.9519 | 0 | 0 | 6.8621 | 0
01.03. | 4 | 112.814 |  | 105.9519 | 0 | 0 | 6.8621 | 0
01.03. | 5 | 112.814 |  | 105.9519 | 0 | 0 | 6.8621 | 0
01.03. | 6 | 112.814 |  | 105.9519 | 0 | 0 | 6.8621 | 0
01.03. | 7 | 112.814 |  | 105.9519 | 0 | 0 | 6.8621 | 0
01.03. | 8 | 112.814 |  | 105.9519 | 0 | 0 | 6.8621 | 0
01.03. | 9 | 112.814 |  | 105.9519 | 0 | 0 | 6.8621 | 0
01.03. | 10 | 112.814 |  | 105.9519 | 0 | 0 | 6.8621 | 0
01.03. | 11 | 112.814 |  | 105.9519 | 0 | 0 | 6.8621 | 0
01.03. | 12 | 112.814 |  | 105.9519 | 0 | 0 | 6.8621 | 0
01.03. | 13 | 112.814 |  | 105.9519 | 0 | 0 | 6.8621 | 0
01.03. | 14 | 112.814 |  | 105.9519 | 0 | 0 | 6.8621 | 0
01.03. | 15 | 112.814 |  | 105.9519 | 0 | 0 | 6.8621 | 0
01.03. | 16 | 112.814 |  | 105.9519 | 0 | 0 | 6.8621 | 0
01.03. | 17 | 112.814 |  | 105.9519 | 0 | 0 | 6.8621 | 0
01.03. | 18 | 112.814 |  | 105.9519 | 0 | 0 | 6.8621 | 0
01.03. | 19 | 112.814 |  | 105.9519 | 0 | 0 | 6.8621 | 0
01.03. | 20 | 112.814 |  | 105.9519 | 0 | 0 | 6.8621 | 0
01.03. | 21 | 112.814 |  | 105.9519 | 0 | 0 | 6.8621 | 0
01.03. | 22 | 112.814 |  | 105.9519 | 0 | 0 | 6.8621 | 0
01.03. | 23 | 112.814 |  | 105.9519 | 0 | 0 | 6.8621 | 0
01.03. | 24 | 112.814 |  | 105.9519 | 0 | 0 | 6.8621 | 0
02.03. | 1 | 112.814 |  | 105.9519 | 0 | 0 | 6.8621 | 0
02.03. | 2 | 112.814 |  | 105.9519 | 0 | 0 | 6.8621 | 0
02.03. | 3 | 112.814 |  | 105.9519 | 0 | 0 | 6.8621 | 0
02.03. | 4 | 112.814 |  | 105.9519 | 0 | 0 | 6.8621 | 0
02.03. | 5 | 112.814 |  | 105.9519 | 0 | 0 | 6.8621 | 0
02.03. | 6 | 112.814 |  | 105.9519 | 0 | 0 | 6.8621 | 0
02.03. | 7 | 112.814 |  | 105.9519 | 0 | 0 | 6.8621 | 0
02.03. | 8 | 112.814 |  | 105.9519 | 0 | 0 | 6.8621 | 0
02.03. | 9 | 112.814 |  | 105.9519 | 0 | 0 | 6.8621 | 0
02.03. | 10 | 112.814 |  | 105.9519 | 0 | 0 | 6.8621 | 0
02.03. | 11 | 112.814 |  | 105.9519 | 0 | 0 | 6.8621 | 0
02.03. | 12 | 112.814 |  | 105.9519 | 0 | 0 | 6.8621 | 0
02.03. | 13 | 112.814 |  | 105.9519 | 0 | 0 | 6.8621 | 0
02.03. | 14 | 112.814 |  | 105.9519 | 0 | 0 | 6.8621 | 0
02.03. | 15 | 112.814 |  | 105.9519 | 0 | 0 | 6.8621 | 0
02.03. | 16 | 112.814 |  | 105.9519 | 0 | 0 | 6.8621 | 0
02.03. | 17 | 112.814 |  | 105.9519 | 0 | 0 | 6.8621 | 0
02.03. | 18 | 112.814 |  | 105.9519 | 0 | 0 | 6.8621 | 0
02.03. | 19 | 112.814 |  | 105.9519 | 0 | 0 | 6.8621 | 0
02.03. | 20 | 112.814 |  | 105.9519 | 0 | 0 | 6.8621 | 0
02.03. | 21 | 112.814 |  | 105.9519 | 0 | 0 | 6.8621 | 0
02.03. | 22 | 112.814 |  | 105.9519 | 0 | 0 | 6.8621 | 0
02.03. | 23 | 112.814 |  | 105.9519 | 0 | 0 | 6.8621 | 0
02.03. | 24 | 112.814 |  | 105.9519 | 0 | 0 | 6.8621 | 0
03.03. | 1 | 112.814 |  | 105.9519 | 0 | 0 | 6.8621 | 0
03.03. | 2 | 112.814 |  | 105.9519 | 0 | 0 | 6.8621 | 0
03.03. | 3 | 112.814 |  | 105.9519 | 0 | 0 | 6.8621 | 0
03.03. | 4 | 112.814 |  | 105.9519 | 0 | 0 | 6.8621 | 0
03.03. | 5 | 112.814 |  | 105.9519 | 0 | 0 | 6.8621 | 0
03.03. | 6 | 112.814 |  | 105.9519 | 0 | 0 | 6.8621 | 0
03.03. | 7 | 112.814 |  | 105.9519 | 0 | 0 | 6.8621 | 0
03.03. | 8 | 112.814 |  | 105.9519 | 0 | 0 | 6.8621 | 0
03.03. | 9 | 112.814 |  | 105.9519 | 0 | 0 | 6.8621 | 0
03.03. | 10 | 112.814 |  | 105.9519 | 0 | 0 | 6.8621 | 0
03.03. | 11 | 112.814 |  | 105.9519 | 0 | 0 | 6.8621 | 0
03.03. | 12 | 112.814 |  | 105.9519 | 0 | 0 | 6.8621 | 0
03.03. | 13 | 112.814 |  | 105.9519 | 0 | 0 | 6.8621 | 0
03.03. | 14 | 112.814 |  | 105.9519 | 0 | 0 | 6.8621 | 0
03.03. | 15 | 112.814 |  | 105.9519 | 0 | 0 | 6.8621 | 0
03.03. | 16 | 112.814 |  | 105.9519 | 0 | 0 | 6.8621 | 0
03.03. | 17 | 112.814 |  | 105.9519 | 0 | 0 | 6.8621 | 0
03.03. | 18 | 112.814 |  | 105.9519 | 0 | 0 | 6.8621 | 0
03.03. | 19 | 112.814 |  | 105.9519 | 0 | 0 | 6.8621 | 0
03.03. | 20 | 112.814 |  | 105.9519 | 0 | 0 | 6.8621 | 0
03.03. | 21 | 112.814 |  | 105.9519 | 0 | 0 | 6.8621 | 0
03.03. | 22 | 112.814 |  | 105.9519 | 0 | 0 | 6.8621 | 0
03.03. | 23 | 112.814 |  | 105.9519 | 0 | 0 | 6.8621 | 0
03.03. | 24 | 112.814 |  | 105.9519 | 0 | 0 | 6.8621 | 0
04.03. | 1 | 112.814 |  | 105.9519 | 0 | 0 | 6.8621 | 0
04.03. | 2 | 112.814 |  | 105.9519 | 0 | 0 | 6.8621 | 0
04.03. | 3 | 112.814 |  | 105.9519 | 0 | 0 | 6.8621 | 0
04.03. | 4 | 112.814 |  | 105.9519 | 0 | 0 | 6.8621 | 0
04.03. | 5 | 112.814 |  | 105.9519 | 0 | 0 | 6.8621 | 0
04.03. | 6 | 112.814 |  | 105.9519 | 0 | 0 | 6.8621 | 0
04.03. | 7 | 112.814 |  | 105.9519 | 0 | 0 | 6.8621 | 0
04.03. | 8 | 112.814 |  | 105.9519 | 0 | 0 | 6.8621 | 0
04.03. | 9 | 112.814 |  | 105.9519 | 0 | 0 | 6.8621 | 0
04.03. | 10 | 112.814 |  | 105.9519 | 0 | 0 | 6.8621 | 0
04.03. | 11 | 112.814 |  | 105.9519 | 0 | 0 | 6.8621 | 0
04.03. | 12 | 112.814 |  | 105.9519 | 0 | 0 | 6.8621 | 0
04.03. | 13 | 112.814 |  | 105.9519 | 0 | 0 | 6.8621 | 0
04.03. | 14 | 112.814 |  | 105.9519 | 0 | 0 | 6.8621 | 0
04.03. | 15 | 112.814 |  | 105.9519 | 0 | 0 | 6.8621 | 0
04.03. | 16 | 112.814 |  | 105.9519 | 0 | 0 | 6.8621 | 0
04.03. | 17 | 112.814 |  | 105.9519 | 0 | 0 | 6.8621 | 0
04.03. | 18 | 112.814 |  | 105.9519 | 0 | 0 | 6.8621 | 0
04.03. | 19 | 112.814 |  | 105.9519 | 0 | 0 | 6.8621 | 0
04.03. | 20 | 112.814 |  | 105.9519 | 0 | 0 | 6.8621 | 0
04.03. | 21 | 112.814 |  | 105.9519 | 0 | 0 | 6.8621 | 0
04.03. | 22 | 112.814 |  | 105.9519 | 0 | 0 | 6.8621 | 0
04.03. | 23 | 112.814 |  | 105.9519 | 0 | 0 | 6.8621 | 0
04.03. | 24 | 112.814 |  | 105.9519 | 0 | 0 | 6.8621 | 0
05.03. | 1 | 112.814 |  | 105.9519 | 0 | 0 | 6.8621 | 0
05.03. | 2 | 112.814 |  | 105.9519 | 0 | 0 | 6.8621 | 0
05.03. | 3 | 112.814 |  | 105.9519 | 0 | 0 | 6.8621 | 0
05.03. | 4 | 112.814 |  | 105.9519 | 0 | 0 | 6.8621 | 0
05.03. | 5 | 112.814 |  | 105.9519 | 0 | 0 | 6.8621 | 0
05.03. | 6 | 112.814 |  | 105.9519 | 0 | 0 | 6.8621 | 0
05.03. | 7 | 112.814 |  | 105.9519 | 0 | 0 | 6.8621 | 0
05.03. | 8 | 112.814 |  | 105.9519 | 0 | 0 | 6.8621 | 0
05.03. | 9 | 112.814 |  | 105.9519 | 0 | 0 | 6.8621 | 0
05.03. | 10 | 112.814 |  | 105.9519 | 0 | 0 | 6.8621 | 0
05.03. | 11 | 112.814 |  | 105.9519 | 0 | 0 | 6.8621 | 0
05.03. | 12 | 112.814 |  | 105.9519 | 0 | 0 | 6.8621 | 0
05.03. | 13 | 112.814 |  | 105.9519 | 0 | 0 | 6.8621 | 0
05.03. | 14 | 112.814 |  | 105.9519 | 0 | 0 | 6.8621 | 0
05.03. | 15 | 112.814 |  | 105.9519 | 0 | 0 | 6.8621 | 0
05.03. | 16 | 112.814 |  | 105.9519 | 0 | 0 | 6.8621 | 0
05.03. | 17 | 112.814 |  | 105.9519 | 0 | 0 | 6.8621 | 0
05.03. | 18 | 112.814 |  | 105.9519 | 0 | 0 | 6.8621 | 0
05.03. | 19 | 112.814 |  | 105.9519 | 0 | 0 | 6.8621 | 0
05.03. | 20 | 112.814 |  | 105.9519 | 0 | 0 | 6.8621 | 0
05.03. | 21 | 112.814 |  | 105.9519 | 0 | 0 | 6.8621 | 0
05.03. | 22 | 112.814 |  | 105.9519 | 0 | 0 | 6.8621 | 0
05.03. | 23 | 112.814 |  | 105.9519 | 0 | 0 | 6.8621 | 0
05.03. | 24 | 112.814 |  | 105.9519 | 0 | 0 | 6.8621 | 0
06.03. | 1 | 112.814 |  | 105.9519 | 0 | 0 | 6.8621 | 0
06.03. | 2 | 112.814 |  | 105.9519 | 0 | 0 | 6.8621 | 0
06.03. | 3 | 112.814 |  | 105.9519 | 0 | 0 | 6.8621 | 0
06.03. | 4 | 112.814 |  | 105.9519 | 0 | 0 | 6.8621 | 0
06.03. | 5 | 112.814 |  | 105.9519 | 0 | 0 | 6.8621 | 0
06.03. | 6 | 112.814 |  | 105.9519 | 0 | 0 | 6.8621 | 0
06.03. | 7 | 112.814 |  | 105.9519 | 0 | 0 | 6.8621 | 0
06.03. | 8 | 112.814 |  | 105.9519 | 0 | 0 | 6.8621 | 0
06.03. | 9 | 112.814 |  | 105.9519 | 0 | 0 | 6.8621 | 0
06.03. | 10 | 112.814 |  | 105.9519 | 0 | 0 | 6.8621 | 0
06.03. | 11 | 112.814 |  | 105.9519 | 0 | 0 | 6.8621 | 0
06.03. | 12 | 112.814 |  | 105.9519 | 0 | 0 | 6.8621 | 0
06.03. | 13 | 112.814 |  | 105.9519 | 0 | 0 | 6.8621 | 0
06.03. | 14 | 112.814 |  | 105.9519 | 0 | 0 | 6.8621 | 0
06.03. | 15 | 112.814 |  | 105.9519 | 0 | 0 | 6.8621 | 0
06.03. | 16 | 112.814 |  | 105.9519 | 0 | 0 | 6.8621 | 0
06.03. | 17 | 112.814 |  | 105.9519 | 0 | 0 | 6.8621 | 0
06.03. | 18 | 112.814 |  | 105.9519 | 0 | 0 | 6.8621 | 0
06.03. | 19 | 112.814 |  | 105.9519 | 0 | 0 | 6.8621 | 0
06.03. | 20 | 112.814 |  | 105.9519 | 0 | 0 | 6.8621 | 0
06.03. | 21 | 112.814 |  | 105.9519 | 0 | 0 | 6.8621 | 0
06.03. | 22 | 112.814 |  | 105.9519 | 0 | 0 | 6.8621 | 0
06.03. | 23 | 112.814 |  | 105.9519 | 0 | 0 | 6.8621 | 0
06.03. | 24 | 112.814 |  | 105.9519 | 0 | 0 | 6.8621 | 0
07.03. | 1 | 112.814 |  | 105.9519 | 0 | 0 | 6.8621 | 0
07.03. | 2 | 112.814 |  | 105.9519 | 0 | 0 | 6.8621 | 0
07.03. | 3 | 112.814 |  | 105.9519 | 0 | 0 | 6.8621 | 0
07.03. | 4 | 112.814 |  | 105.9519 | 0 | 0 | 6.8621 | 0
07.03. | 5 | 112.814 |  | 105.9519 | 0 | 0 | 6.8621 | 0
07.03. | 6 | 112.814 |  | 105.9519 | 0 | 0 | 6.8621 | 0
07.03. | 7 | 112.814 |  | 105.9519 | 0 | 0 | 6.8621 | 0
07.03. | 8 | 112.814 |  | 105.9519 | 0 | 0 | 6.8621 | 0
07.03. | 9 | 112.814 |  | 105.9519 | 0 | 0 | 6.8621 | 0
07.03. | 10 | 112.814 |  | 105.9519 | 0 | 0 | 6.8621 | 0
07.03. | 11 | 112.814 |  | 105.9519 | 0 | 0 | 6.8621 | 0
07.03. | 12 | 112.814 |  | 105.9519 | 0 | 0 | 6.8621 | 0
07.03. | 13 | 112.814 |  | 105.9519 | 0 | 0 | 6.8621 | 0
07.03. | 14 | 112.814 |  | 105.9519 | 0 | 0 | 6.8621 | 0
07.03. | 15 | 112.814 |  | 105.9519 | 0 | 0 | 6.8621 | 0
07.03. | 16 | 112.814 |  | 105.9519 | 0 | 0 | 6.8621 | 0
07.03. | 17 | 112.814 |  | 105.9519 | 0 | 0 | 6.8621 | 0
07.03. | 18 | 112.814 |  | 105.9519 | 0 | 0 | 6.8621 | 0
07.03. | 19 | 112.814 |  | 105.9519 | 0 | 0 | 6.8621 | 0
07.03. | 20 | 112.814 |  | 105.9519 | 0 | 0 | 6.8621 | 0
07.03. | 21 | 112.814 |  | 105.9519 | 0 | 0 | 6.8621 | 0
07.03. | 22 | 112.814 |  | 105.9519 | 0 | 0 | 6.8621 | 0
07.03. | 23 | 112.814 |  | 105.9519 | 0 | 0 | 6.8621 | 0
07.03. | 24 | 112.814 |  | 105.9519 | 0 | 0 | 6.8621 | 0
08.03. | 1 | 112.814 |  | 105.9519 | 0 | 0 | 6.8621 | 0
08.03. | 2 | 112.814 |  | 105.9519 | 0 | 0 | 6.8621 | 0
08.03. | 3 | 112.814 |  | 105.9519 | 0 | 0 | 6.8621 | 0
08.03. | 4 | 112.814 |  | 105.9519 | 0 | 0 | 6.8621 | 0
08.03. | 5 | 112.814 |  | 105.9519 | 0 | 0 | 6.8621 | 0
08.03. | 6 | 112.814 |  | 105.9519 | 0 | 0 | 6.8621 | 0
08.03. | 7 | 112.814 |  | 105.9519 | 0 | 0 | 6.8621 | 0
08.03. | 8 | 112.814 |  | 105.9519 | 0 | 0 | 6.8621 | 0
08.03. | 9 | 112.814 |  | 105.9519 | 0 | 0 | 6.8621 | 0
08.03. | 10 | 112.814 |  | 105.9519 | 0 | 0 | 6.8621 | 0
08.03. | 11 | 112.814 |  | 105.9519 | 0 | 0 | 6.8621 | 0
08.03. | 12 | 112.814 |  | 105.9519 | 0 | 0 | 6.8621 | 0
08.03. | 13 | 112.814 |  | 105.9519 | 0 | 0 | 6.8621 | 0
08.03. | 14 | 112.814 |  | 105.9519 | 0 | 0 | 6.8621 | 0
08.03. | 15 | 112.814 |  | 105.9519 | 0 | 0 | 6.8621 | 0
08.03. | 16 | 112.814 |  | 105.9519 | 0 | 0 | 6.8621 | 0
08.03. | 17 | 112.814 |  | 105.9519 | 0 | 0 | 6.8621 | 0
08.03. | 18 | 112.814 |  | 105.9519 | 0 | 0 | 6.8621 | 0
08.03. | 19 | 112.814 |  | 105.9519 | 0 | 0 | 6.8621 | 0
08.03. | 20 | 112.814 |  | 105.9519 | 0 | 0 | 6.8621 | 0
08.03. | 21 | 112.814 |  | 105.9519 | 0 | 0 | 6.8621 | 0
08.03. | 22 | 112.814 |  | 105.9519 | 0 | 0 | 6.8621 | 0
08.03. | 23 | 112.814 |  | 105.9519 | 0 | 0 | 6.8621 | 0
08.03. | 24 | 112.814 |  | 105.9519 | 0 | 0 | 6.8621 | 0
09.03. | 1 | 112.814 |  | 105.9519 | 0 | 0 | 6.8621 | 0
09.03. | 2 | 112.814 |  | 105.9519 | 0 | 0 | 6.8621 | 0
09.03. | 3 | 112.814 |  | 105.9519 | 0 | 0 | 6.8621 | 0
09.03. | 4 | 112.814 |  | 105.9519 | 0 | 0 | 6.8621 | 0
09.03. | 5 | 112.814 |  | 105.9519 | 0 | 0 | 6.8621 | 0
09.03. | 6 | 112.814 |  | 105.9519 | 0 | 0 | 6.8621 | 0
09.03. | 7 | 112.814 |  | 105.9519 | 0 | 0 | 6.8621 | 0
09.03. | 8 | 112.814 |  | 105.9519 | 0 | 0 | 6.8621 | 0
09.03. | 9 | 112.814 |  | 105.9519 | 0 | 0 | 6.8621 | 0
09.03. | 10 | 112.814 |  | 105.9519 | 0 | 0 | 6.8621 | 0
09.03. | 11 | 112.814 |  | 105.9519 | 0 | 0 | 6.8621 | 0
09.03. | 12 | 112.814 |  | 105.9519 | 0 | 0 | 6.8621 | 0
09.03. | 13 | 112.814 |  | 105.9519 | 0 | 0 | 6.8621 | 0
09.03. | 14 | 112.814 |  | 105.9519 | 0 | 0 | 6.8621 | 0
09.03. | 15 | 112.814 |  | 105.9519 | 0 | 0 | 6.8621 | 0
09.03. | 16 | 112.814 |  | 105.9519 | 0 | 0 | 6.8621 | 0
09.03. | 17 | 112.814 |  | 105.9519 | 0 | 0 | 6.8621 | 0
09.03. | 18 | 112.814 |  | 105.9519 | 0 | 0 | 6.8621 | 0
09.03. | 19 | 112.814 |  | 105.9519 | 0 | 0 | 6.8621 | 0
09.03. | 20 | 112.814 |  | 105.9519 | 0 | 0 | 6.8621 | 0
09.03. | 21 | 112.814 |  | 105.9519 | 0 | 0 | 6.8621 | 0
09.03. | 22 | 112.814 |  | 105.9519 | 0 | 0 | 6.8621 | 0
09.03. | 23 | 112.814 |  | 105.9519 | 0 | 0 | 6.8621 | 0
09.03. | 24 | 112.814 |  | 105.9519 | 0 | 0 | 6.8621 | 0
10.03. | 1 | 112.814 |  | 105.9519 | 0 | 0 | 6.8621 | 0
10.03. | 2 | 112.814 |  | 105.9519 | 0 | 0 | 6.8621 | 0
10.03. | 3 | 112.814 |  | 105.9519 | 0 | 0 | 6.8621 | 0
10.03. | 4 | 112.814 |  | 105.9519 | 0 | 0 | 6.8621 | 0
10.03. | 5 | 112.814 |  | 105.9519 | 0 | 0 | 6.8621 | 0
10.03. | 6 | 112.814 |  | 105.9519 | 0 | 0 | 6.8621 | 0
10.03. | 7 | 112.814 |  | 105.9519 | 0 | 0 | 6.8621 | 0
10.03. | 8 | 112.814 |  | 105.9519 | 0 | 0 | 6.8621 | 0
10.03. | 9 | 112.814 |  | 105.9519 | 0 | 0 | 6.8621 | 0
10.03. | 10 | 112.814 |  | 105.9519 | 0 | 0 | 6.8621 | 0
10.03. | 11 | 112.814 |  | 105.9519 | 0 | 0 | 6.8621 | 0
10.03. | 12 | 112.814 |  | 105.9519 | 0 | 0 | 6.8621 | 0
10.03. | 13 | 112.814 |  | 105.9519 | 0 | 0 | 6.8621 | 0
10.03. | 14 | 112.814 |  | 105.9519 | 0 | 0 | 6.8621 | 0
10.03. | 15 | 112.814 |  | 105.9519 | 0 | 0 | 6.8621 | 0
10.03. | 16 | 112.814 |  | 105.9519 | 0 | 0 | 6.8621 | 0
10.03. | 17 | 112.814 |  | 105.9519 | 0 | 0 | 6.8621 | 0
10.03. | 18 | 112.814 |  | 105.9519 | 0 | 0 | 6.8621 | 0
10.03. | 19 | 112.814 |  | 105.9519 | 0 | 0 | 6.8621 | 0
10.03. | 20 | 112.814 |  | 105.9519 | 0 | 0 | 6.8621 | 0
10.03. | 21 | 112.814 |  | 105.9519 | 0 | 0 | 6.8621 | 0
10.03. | 22 | 112.814 |  | 105.9519 | 0 | 0 | 6.8621 | 0
10.03. | 23 | 112.814 |  | 105.9519 | 0 | 0 | 6.8621 | 0
10.03. | 24 | 112.814 |  | 105.9519 | 0 | 0 | 6.8621 | 0
11.03. | 1 | 112.814 |  | 105.9519 | 0 | 0 | 6.8621 | 0
11.03. | 2 | 112.814 |  | 105.9519 | 0 | 0 | 6.8621 | 0
11.03. | 3 | 112.814 |  | 105.9519 | 0 | 0 | 6.8621 | 0
11.03. | 4 | 112.814 |  | 105.9519 | 0 | 0 | 6.8621 | 0
11.03. | 5 | 112.814 |  | 105.9519 | 0 | 0 | 6.8621 | 0
11.03. | 6 | 112.814 |  | 105.9519 | 0 | 0 | 6.8621 | 0
11.03. | 7 | 112.814 |  | 105.9519 | 0 | 0 | 6.8621 | 0
11.03. | 8 | 112.814 |  | 105.9519 | 0 | 0 | 6.8621 | 0
11.03. | 9 | 112.814 |  | 105.9519 | 0 | 0 | 6.8621 | 0
11.03. | 10 | 112.814 |  | 105.9519 | 0 | 0 | 6.8621 | 0
11.03. | 11 | 112.814 |  | 105.9519 | 0 | 0 | 6.8621 | 0
11.03. | 12 | 112.814 |  | 105.9519 | 0 | 0 | 6.8621 | 0
11.03. | 13 | 112.814 |  | 105.9519 | 0 | 0 | 6.8621 | 0
11.03. | 14 | 112.814 |  | 105.9519 | 0 | 0 | 6.8621 | 0
11.03. | 15 | 112.814 |  | 105.9519 | 0 | 0 | 6.8621 | 0
11.03. | 16 | 112.814 |  | 105.9519 | 0 | 0 | 6.8621 | 0
11.03. | 17 | 112.814 |  | 105.9519 | 0 | 0 | 6.8621 | 0
11.03. | 18 | 112.814 |  | 105.9519 | 0 | 0 | 6.8621 | 0
11.03. | 19 | 112.814 |  | 105.9519 | 0 | 0 | 6.8621 | 0
11.03. | 20 | 112.814 |  | 105.9519 | 0 | 0 | 6.8621 | 0
11.03. | 21 | 112.814 |  | 105.9519 | 0 | 0 | 6.8621 | 0
11.03. | 22 | 112.814 |  | 105.9519 | 0 | 0 | 6.8621 | 0
11.03. | 23 | 112.814 |  | 105.9519 | 0 | 0 | 6.8621 | 0
11.03. | 24 | 112.814 |  | 105.9519 | 0 | 0 | 6.8621 | 0
12.03. | 1 | 112.814 |  | 105.9519 | 0 | 0 | 6.8621 | 0
12.03. | 2 | 112.814 |  | 105.9519 | 0 | 0 | 6.8621 | 0
12.03. | 3 | 112.814 |  | 105.9519 | 0 | 0 | 6.8621 | 0
12.03. | 4 | 112.814 |  | 105.9519 | 0 | 0 | 6.8621 | 0
12.03. | 5 | 112.814 |  | 105.9519 | 0 | 0 | 6.8621 | 0
12.03. | 6 | 112.814 |  | 105.9519 | 0 | 0 | 6.8621 | 0
12.03. | 7 | 112.814 |  | 105.9519 | 0 | 0 | 6.8621 | 0
12.03. | 8 | 112.814 |  | 105.9519 | 0 | 0 | 6.8621 | 0
12.03. | 9 | 112.814 |  | 105.9519 | 0 | 0 | 6.8621 | 0
12.03. | 10 | 112.814 |  | 105.9519 | 0 | 0 | 6.8621 | 0
12.03. | 11 | 112.814 |  | 105.9519 | 0 | 0 | 6.8621 | 0
12.03. | 12 | 112.814 |  | 105.9519 | 0 | 0 | 6.8621 | 0
12.03. | 13 | 112.814 |  | 105.9519 | 0 | 0 | 6.8621 | 0
12.03. | 14 | 112.814 |  | 105.9519 | 0 | 0 | 6.8621 | 0
12.03. | 15 | 112.814 |  | 105.9519 | 0 | 0 | 6.8621 | 0
12.03. | 16 | 112.814 |  | 105.9519 | 0 | 0 | 6.8621 | 0
12.03. | 17 | 112.814 |  | 105.9519 | 0 | 0 | 6.8621 | 0
12.03. | 18 | 112.814 |  | 105.9519 | 0 | 0 | 6.8621 | 0
12.03. | 19 | 112.814 |  | 105.9519 | 0 | 0 | 6.8621 | 0
12.03. | 20 | 112.814 |  | 105.9519 | 0 | 0 | 6.8621 | 0
12.03. | 21 | 112.814 |  | 105.9519 | 0 | 0 | 6.8621 | 0
12.03. | 22 | 112.814 |  | 105.9519 | 0 | 0 | 6.8621 | 0
12.03. | 23 | 112.814 |  | 105.9519 | 0 | 0 | 6.8621 | 0
12.03. | 24 | 112.814 |  | 105.9519 | 0 | 0 | 6.8621 | 0
13.03. | 1 | 112.814 |  | 105.9519 | 0 | 0 | 6.8621 | 0
13.03. | 2 | 112.814 |  | 105.9519 | 0 | 0 | 6.8621 | 0
13.03. | 3 | 112.814 |  | 105.9519 | 0 | 0 | 6.8621 | 0
13.03. | 4 | 112.814 |  | 105.9519 | 0 | 0 | 6.8621 | 0
13.03. | 5 | 112.814 |  | 105.9519 | 0 | 0 | 6.8621 | 0
13.03. | 6 | 112.814 |  | 105.9519 | 0 | 0 | 6.8621 | 0
13.03. | 7 | 112.814 |  | 105.9519 | 0 | 0 | 6.8621 | 0
13.03. | 8 | 112.814 |  | 105.9519 | 0 | 0 | 6.8621 | 0
13.03. | 9 | 112.814 |  | 105.9519 | 0 | 0 | 6.8621 | 0
13.03. | 10 | 112.814 |  | 105.9519 | 0 | 0 | 6.8621 | 0
13.03. | 11 | 112.814 |  | 105.9519 | 0 | 0 | 6.8621 | 0
13.03. | 12 | 112.814 |  | 105.9519 | 0 | 0 | 6.8621 | 0
13.03. | 13 | 112.814 |  | 105.9519 | 0 | 0 | 6.8621 | 0
13.03. | 14 | 112.814 |  | 105.9519 | 0 | 0 | 6.8621 | 0
13.03. | 15 | 112.814 |  | 105.9519 | 0 | 0 | 6.8621 | 0
13.03. | 16 | 112.814 |  | 105.9519 | 0 | 0 | 6.8621 | 0
13.03. | 17 | 112.814 |  | 105.9519 | 0 | 0 | 6.8621 | 0
13.03. | 18 | 112.814 |  | 105.9519 | 0 | 0 | 6.8621 | 0
13.03. | 19 | 112.814 |  | 105.9519 | 0 | 0 | 6.8621 | 0
13.03. | 20 | 112.814 |  | 105.9519 | 0 | 0 | 6.8621 | 0
13.03. | 21 | 112.814 |  | 105.9519 | 0 | 0 | 6.8621 | 0
13.03. | 22 | 112.814 |  | 105.9519 | 0 | 0 | 6.8621 | 0
13.03. | 23 | 112.814 |  | 105.9519 | 0 | 0 | 6.8621 | 0
13.03. | 24 | 112.814 |  | 105.9519 | 0 | 0 | 6.8621 | 0
14.03. | 1 | 112.814 |  | 105.9519 | 0 | 0 | 6.8621 | 0
14.03. | 2 | 112.814 |  | 105.9519 | 0 | 0 | 6.8621 | 0
14.03. | 3 | 112.814 |  | 105.9519 | 0 | 0 | 6.8621 | 0
14.03. | 4 | 112.814 |  | 105.9519 | 0 | 0 | 6.8621 | 0
14.03. | 5 | 112.814 |  | 105.9519 | 0 | 0 | 6.8621 | 0
14.03. | 6 | 112.814 |  | 105.9519 | 0 | 0 | 6.8621 | 0
14.03. | 7 | 112.814 |  | 105.9519 | 0 | 0 | 6.8621 | 0
14.03. | 8 | 112.814 |  | 105.9519 | 0 | 0 | 6.8621 | 0
14.03. | 9 | 112.814 |  | 105.9519 | 0 | 0 | 6.8621 | 0
14.03. | 10 | 112.814 |  | 105.9519 | 0 | 0 | 6.8621 | 0
14.03. | 11 | 112.814 |  | 105.9519 | 0 | 0 | 6.8621 | 0
14.03. | 12 | 112.814 |  | 105.9519 | 0 | 0 | 6.8621 | 0
14.03. | 13 | 112.814 |  | 105.9519 | 0 | 0 | 6.8621 | 0
14.03. | 14 | 112.814 |  | 105.9519 | 0 | 0 | 6.8621 | 0
14.03. | 15 | 112.814 |  | 105.9519 | 0 | 0 | 6.8621 | 0
14.03. | 16 | 112.814 |  | 105.9519 | 0 | 0 | 6.8621 | 0
14.03. | 17 | 112.814 |  | 105.9519 | 0 | 0 | 6.8621 | 0
14.03. | 18 | 112.814 |  | 105.9519 | 0 | 0 | 6.8621 | 0
14.03. | 19 | 112.814 |  | 105.9519 | 0 | 0 | 6.8621 | 0
14.03. | 20 | 112.814 |  | 105.9519 | 0 | 0 | 6.8621 | 0
14.03. | 21 | 112.814 |  | 105.9519 | 0 | 0 | 6.8621 | 0
14.03. | 22 | 112.814 |  | 105.9519 | 0 | 0 | 6.8621 | 0
14.03. | 23 | 112.814 |  | 105.9519 | 0 | 0 | 6.8621 | 0
14.03. | 24 | 112.814 |  | 105.9519 | 0 | 0 | 6.8621 | 0
15.03. | 1 | 112.814 |  | 105.9519 | 0 | 0 | 6.8621 | 0
15.03. | 2 | 112.814 |  | 105.9519 | 0 | 0 | 6.8621 | 0
15.03. | 3 | 112.814 |  | 105.9519 | 0 | 0 | 6.8621 | 0
15.03. | 4 | 112.814 |  | 105.9519 | 0 | 0 | 6.8621 | 0
15.03. | 5 | 112.814 |  | 105.9519 | 0 | 0 | 6.8621 | 0
15.03. | 6 | 112.814 |  | 105.9519 | 0 | 0 | 6.8621 | 0
15.03. | 7 | 112.814 |  | 105.9519 | 0 | 0 | 6.8621 | 0
15.03. | 8 | 112.814 |  | 105.9519 | 0 | 0 | 6.8621 | 0
15.03. | 9 | 112.814 |  | 105.9519 | 0 | 0 | 6.8621 | 0
15.03. | 10 | 112.814 |  | 105.9519 | 0 | 0 | 6.8621 | 0
15.03. | 11 | 112.814 |  | 105.9519 | 0 | 0 | 6.8621 | 0
15.03. | 12 | 112.814 |  | 105.9519 | 0 | 0 | 6.8621 | 0
15.03. | 13 | 112.814 |  | 105.9519 | 0 | 0 | 6.8621 | 0
15.03. | 14 | 112.814 |  | 105.9519 | 0 | 0 | 6.8621 | 0
15.03. | 15 | 112.814 |  | 105.9519 | 0 | 0 | 6.8621 | 0
15.03. | 16 | 112.814 |  | 105.9519 | 0 | 0 | 6.8621 | 0
15.03. | 17 | 112.814 |  | 105.9519 | 0 | 0 | 6.8621 | 0
15.03. | 18 | 112.814 |  | 105.9519 | 0 | 0 | 6.8621 | 0
15.03. | 19 | 112.814 |  | 105.9519 | 0 | 0 | 6.8621 | 0
15.03. | 20 | 112.814 |  | 105.9519 | 0 | 0 | 6.8621 | 0
15.03. | 21 | 112.814 |  | 105.9519 | 0 | 0 | 6.8621 | 0
15.03. | 22 | 112.814 |  | 105.9519 | 0 | 0 | 6.8621 | 0
15.03. | 23 | 112.814 |  | 105.9519 | 0 | 0 | 6.8621 | 0
15.03. | 24 | 112.814 |  | 105.9519 | 0 | 0 | 6.8621 | 0
16.03. | 1 | 112.814 |  | 105.9519 | 0 | 0 | 6.8621 | 0
16.03. | 2 | 112.814 |  | 105.9519 | 0 | 0 | 6.8621 | 0
16.03. | 3 | 112.814 |  | 105.9519 | 0 | 0 | 6.8621 | 0
16.03. | 4 | 112.814 |  | 105.9519 | 0 | 0 | 6.8621 | 0
16.03. | 5 | 112.814 |  | 105.9519 | 0 | 0 | 6.8621 | 0
16.03. | 6 | 112.814 |  | 105.9519 | 0 | 0 | 6.8621 | 0
16.03. | 7 | 112.814 |  | 105.9519 | 0 | 0 | 6.8621 | 0
16.03. | 8 | 112.814 |  | 105.9519 | 0 | 0 | 6.8621 | 0
16.03. | 9 | 112.814 |  | 105.9519 | 0 | 0 | 6.8621 | 0
16.03. | 10 | 112.814 |  | 105.9519 | 0 | 0 | 6.8621 | 0
16.03. | 11 | 112.814 |  | 105.9519 | 0 | 0 | 6.8621 | 0
16.03. | 12 | 112.814 |  | 105.9519 | 0 | 0 | 6.8621 | 0
16.03. | 13 | 112.814 |  | 105.9519 | 0 | 0 | 6.8621 | 0
16.03. | 14 | 112.814 |  | 105.9519 | 0 | 0 | 6.8621 | 0
16.03. | 15 | 112.814 |  | 105.9519 | 0 | 0 | 6.8621 | 0
16.03. | 16 | 112.814 |  | 105.9519 | 0 | 0 | 6.8621 | 0
16.03. | 17 | 112.814 |  | 105.9519 | 0 | 0 | 6.8621 | 0
16.03. | 18 | 112.814 |  | 105.9519 | 0 | 0 | 6.8621 | 0
16.03. | 19 | 112.814 |  | 105.9519 | 0 | 0 | 6.8621 | 0
16.03. | 20 | 112.814 |  | 105.9519 | 0 | 0 | 6.8621 | 0
16.03. | 21 | 112.814 |  | 105.9519 | 0 | 0 | 6.8621 | 0
16.03. | 22 | 112.814 |  | 105.9519 | 0 | 0 | 6.8621 | 0
16.03. | 23 | 112.814 |  | 105.9519 | 0 | 0 | 6.8621 | 0
16.03. | 24 | 112.814 |  | 105.9519 | 0 | 0 | 6.8621 | 0
17.03. | 1 | 112.814 |  | 105.9519 | 0 | 0 | 6.8621 | 0
17.03. | 2 | 112.814 |  | 105.9519 | 0 | 0 | 6.8621 | 0
17.03. | 3 | 112.814 |  | 105.9519 | 0 | 0 | 6.8621 | 0
17.03. | 4 | 112.814 |  | 105.9519 | 0 | 0 | 6.8621 | 0
17.03. | 5 | 112.814 |  | 105.9519 | 0 | 0 | 6.8621 | 0
17.03. | 6 | 112.814 |  | 105.9519 | 0 | 0 | 6.8621 | 0
17.03. | 7 | 112.814 |  | 105.9519 | 0 | 0 | 6.8621 | 0
17.03. | 8 | 112.814 |  | 105.9519 | 0 | 0 | 6.8621 | 0
17.03. | 9 | 112.814 |  | 105.9519 | 0 | 0 | 6.8621 | 0
17.03. | 10 | 112.814 |  | 105.9519 | 0 | 0 | 6.8621 | 0
17.03. | 11 | 112.814 |  | 105.9519 | 0 | 0 | 6.8621 | 0
17.03. | 12 | 112.814 |  | 105.9519 | 0 | 0 | 6.8621 | 0
17.03. | 13 | 112.814 |  | 105.9519 | 0 | 0 | 6.8621 | 0
17.03. | 14 | 112.814 |  | 105.9519 | 0 | 0 | 6.8621 | 0
17.03. | 15 | 112.814 |  | 105.9519 | 0 | 0 | 6.8621 | 0
17.03. | 16 | 112.814 |  | 105.9519 | 0 | 0 | 6.8621 | 0
17.03. | 17 | 112.814 |  | 105.9519 | 0 | 0 | 6.8621 | 0
17.03. | 18 | 112.814 |  | 105.9519 | 0 | 0 | 6.8621 | 0
17.03. | 19 | 112.814 |  | 105.9519 | 0 | 0 | 6.8621 | 0
17.03. | 20 | 112.814 |  | 105.9519 | 0 | 0 | 6.8621 | 0
17.03. | 21 | 112.814 |  | 105.9519 | 0 | 0 | 6.8621 | 0
17.03. | 22 | 112.814 |  | 105.9519 | 0 | 0 | 6.8621 | 0
17.03. | 23 | 112.814 |  | 105.9519 | 0 | 0 | 6.8621 | 0
17.03. | 24 | 112.814 |  | 105.9519 | 0 | 0 | 6.8621 | 0
18.03. | 1 | 112.814 |  | 105.9519 | 0 | 0 | 6.8621 | 0
18.03. | 2 | 112.814 |  | 105.9519 | 0 | 0 | 6.8621 | 0
18.03. | 3 | 112.814 |  | 105.9519 | 0 | 0 | 6.8621 | 0
18.03. | 4 | 112.814 |  | 105.9519 | 0 | 0 | 6.8621 | 0
18.03. | 5 | 112.814 |  | 105.9519 | 0 | 0 | 6.8621 | 0
18.03. | 6 | 112.814 |  | 105.9519 | 0 | 0 | 6.8621 | 0
18.03. | 7 | 112.814 |  | 105.9519 | 0 | 0 | 6.8621 | 0
18.03. | 8 | 112.814 |  | 105.9519 | 0 | 0 | 6.8621 | 0
18.03. | 9 | 112.814 |  | 105.9519 | 0 | 0 | 6.8621 | 0
18.03. | 10 | 112.814 |  | 105.9519 | 0 | 0 | 6.8621 | 0
18.03. | 11 | 112.814 |  | 105.9519 | 0 | 0 | 6.8621 | 0
18.03. | 12 | 112.814 |  | 105.9519 | 0 | 0 | 6.8621 | 0
18.03. | 13 | 112.814 |  | 105.9519 | 0 | 0 | 6.8621 | 0
18.03. | 14 | 112.814 |  | 105.9519 | 0 | 0 | 6.8621 | 0
18.03. | 15 | 112.814 |  | 105.9519 | 0 | 0 | 6.8621 | 0
18.03. | 16 | 112.814 |  | 105.9519 | 0 | 0 | 6.8621 | 0
18.03. | 17 | 112.814 |  | 105.9519 | 0 | 0 | 6.8621 | 0
18.03. | 18 | 112.814 |  | 105.9519 | 0 | 0 | 6.8621 | 0
18.03. | 19 | 112.814 |  | 105.9519 | 0 | 0 | 6.8621 | 0
18.03. | 20 | 112.814 |  | 105.9519 | 0 | 0 | 6.8621 | 0
18.03. | 21 | 112.814 |  | 105.9519 | 0 | 0 | 6.8621 | 0
18.03. | 22 | 112.814 |  | 105.9519 | 0 | 0 | 6.8621 | 0
18.03. | 23 | 112.814 |  | 105.9519 | 0 | 0 | 6.8621 | 0
18.03. | 24 | 112.814 |  | 105.9519 | 0 | 0 | 6.8621 | 0
19.03. | 1 | 112.814 |  | 105.9519 | 0 | 0 | 6.8621 | 0
19.03. | 2 | 112.814 |  | 105.9519 | 0 | 0 | 6.8621 | 0
19.03. | 3 | 112.814 |  | 105.9519 | 0 | 0 | 6.8621 | 0
19.03. | 4 | 112.814 |  | 105.9519 | 0 | 0 | 6.8621 | 0
19.03. | 5 | 112.814 |  | 105.9519 | 0 | 0 | 6.8621 | 0
19.03. | 6 | 112.814 |  | 105.9519 | 0 | 0 | 6.8621 | 0
19.03. | 7 | 112.814 |  | 105.9519 | 0 | 0 | 6.8621 | 0
19.03. | 8 | 112.814 |  | 105.9519 | 0 | 0 | 6.8621 | 0
19.03. | 9 | 112.814 |  | 105.9519 | 0 | 0 | 6.8621 | 0
19.03. | 10 | 112.814 |  | 105.9519 | 0 | 0 | 6.8621 | 0
19.03. | 11 | 112.814 |  | 105.9519 | 0 | 0 | 6.8621 | 0
19.03. | 12 | 112.814 |  | 105.9519 | 0 | 0 | 6.8621 | 0
19.03. | 13 | 112.814 |  | 105.9519 | 0 | 0 | 6.8621 | 0
19.03. | 14 | 112.814 |  | 105.9519 | 0 | 0 | 6.8621 | 0
19.03. | 15 | 112.814 |  | 105.9519 | 0 | 0 | 6.8621 | 0
19.03. | 16 | 112.814 |  | 105.9519 | 0 | 0 | 6.8621 | 0
19.03. | 17 | 112.814 |  | 105.9519 | 0 | 0 | 6.8621 | 0
19.03. | 18 | 112.814 |  | 105.9519 | 0 | 0 | 6.8621 | 0
19.03. | 19 | 112.814 |  | 105.9519 | 0 | 0 | 6.8621 | 0
19.03. | 20 | 112.814 |  | 105.9519 | 0 | 0 | 6.8621 | 0
19.03. | 21 | 112.814 |  | 105.9519 | 0 | 0 | 6.8621 | 0
19.03. | 22 | 112.814 |  | 105.9519 | 0 | 0 | 6.8621 | 0
19.03. | 23 | 112.814 |  | 105.9519 | 0 | 0 | 6.8621 | 0
19.03. | 24 | 112.814 |  | 105.9519 | 0 | 0 | 6.8621 | 0
20.03. | 1 | 112.814 |  | 105.9519 | 0 | 0 | 6.8621 | 0
20.03. | 2 | 112.814 |  | 105.9519 | 0 | 0 | 6.8621 | 0
20.03. | 3 | 112.814 |  | 105.9519 | 0 | 0 | 6.8621 | 0
20.03. | 4 | 112.814 |  | 105.9519 | 0 | 0 | 6.8621 | 0
20.03. | 5 | 112.814 |  | 105.9519 | 0 | 0 | 6.8621 | 0
20.03. | 6 | 112.814 |  | 105.9519 | 0 | 0 | 6.8621 | 0
20.03. | 7 | 112.814 |  | 105.9519 | 0 | 0 | 6.8621 | 0
20.03. | 8 | 112.814 |  | 105.9519 | 0 | 0 | 6.8621 | 0
20.03. | 9 | 112.814 |  | 105.9519 | 0 | 0 | 6.8621 | 0
20.03. | 10 | 112.814 |  | 105.9519 | 0 | 0 | 6.8621 | 0
20.03. | 11 | 112.814 |  | 105.9519 | 0 | 0 | 6.8621 | 0
20.03. | 12 | 112.814 |  | 105.9519 | 0 | 0 | 6.8621 | 0
20.03. | 13 | 112.814 |  | 105.9519 | 0 | 0 | 6.8621 | 0
20.03. | 14 | 112.814 |  | 105.9519 | 0 | 0 | 6.8621 | 0
20.03. | 15 | 112.814 |  | 105.9519 | 0 | 0 | 6.8621 | 0
20.03. | 16 | 112.814 |  | 105.9519 | 0 | 0 | 6.8621 | 0
20.03. | 17 | 112.814 |  | 105.9519 | 0 | 0 | 6.8621 | 0
20.03. | 18 | 112.814 |  | 105.9519 | 0 | 0 | 6.8621 | 0
20.03. | 19 | 112.814 |  | 105.9519 | 0 | 0 | 6.8621 | 0
20.03. | 20 | 112.814 |  | 105.9519 | 0 | 0 | 6.8621 | 0
20.03. | 21 | 112.814 |  | 105.9519 | 0 | 0 | 6.8621 | 0
20.03. | 22 | 112.814 |  | 105.9519 | 0 | 0 | 6.8621 | 0
20.03. | 23 | 112.814 |  | 105.9519 | 0 | 0 | 6.8621 | 0
20.03. | 24 | 112.814 |  | 105.9519 | 0 | 0 | 6.8621 | 0
21.03. | 1 | 112.814 |  | 105.9519 | 0 | 0 | 6.8621 | 0
21.03. | 2 | 112.814 |  | 105.9519 | 0 | 0 | 6.8621 | 0
21.03. | 3 | 112.814 |  | 105.9519 | 0 | 0 | 6.8621 | 0
21.03. | 4 | 112.814 |  | 105.9519 | 0 | 0 | 6.8621 | 0
21.03. | 5 | 112.814 |  | 105.9519 | 0 | 0 | 6.8621 | 0
21.03. | 6 | 112.814 |  | 105.9519 | 0 | 0 | 6.8621 | 0
21.03. | 7 | 112.814 |  | 105.9519 | 0 | 0 | 6.8621 | 0
21.03. | 8 | 112.814 |  | 105.9519 | 0 | 0 | 6.8621 | 0
21.03. | 9 | 112.814 |  | 105.9519 | 0 | 0 | 6.8621 | 0
21.03. | 10 | 112.814 |  | 105.9519 | 0 | 0 | 6.8621 | 0
21.03. | 11 | 112.814 |  | 105.9519 | 0 | 0 | 6.8621 | 0
21.03. | 12 | 112.814 |  | 105.9519 | 0 | 0 | 6.8621 | 0
21.03. | 13 | 112.814 |  | 105.9519 | 0 | 0 | 6.8621 | 0
21.03. | 14 | 112.814 |  | 105.9519 | 0 | 0 | 6.8621 | 0
21.03. | 15 | 112.814 |  | 105.9519 | 0 | 0 | 6.8621 | 0
21.03. | 16 | 112.814 |  | 105.9519 | 0 | 0 | 6.8621 | 0
21.03. | 17 | 112.814 |  | 105.9519 | 0 | 0 | 6.8621 | 0
21.03. | 18 | 112.814 |  | 105.9519 | 0 | 0 | 6.8621 | 0
21.03. | 19 | 112.814 |  | 105.9519 | 0 | 0 | 6.8621 | 0
21.03. | 20 | 112.814 |  | 105.9519 | 0 | 0 | 6.8621 | 0
21.03. | 21 | 112.814 |  | 105.9519 | 0 | 0 | 6.8621 | 0
21.03. | 22 | 112.814 |  | 105.9519 | 0 | 0 | 6.8621 | 0
21.03. | 23 | 112.814 |  | 105.9519 | 0 | 0 | 6.8621 | 0
21.03. | 24 | 112.814 |  | 105.9519 | 0 | 0 | 6.8621 | 0
22.03. | 1 | 112.814 |  | 105.9519 | 0 | 0 | 6.8621 | 0
22.03. | 2 | 112.814 |  | 105.9519 | 0 | 0 | 6.8621 | 0
22.03. | 3 | 112.814 |  | 105.9519 | 0 | 0 | 6.8621 | 0
22.03. | 4 | 112.814 |  | 105.9519 | 0 | 0 | 6.8621 | 0
22.03. | 5 | 112.814 |  | 105.9519 | 0 | 0 | 6.8621 | 0
22.03. | 6 | 112.814 |  | 105.9519 | 0 | 0 | 6.8621 | 0
22.03. | 7 | 112.814 |  | 105.9519 | 0 | 0 | 6.8621 | 0
22.03. | 8 | 112.814 |  | 105.9519 | 0 | 0 | 6.8621 | 0
22.03. | 9 | 112.814 |  | 105.9519 | 0 | 0 | 6.8621 | 0
22.03. | 10 | 112.814 |  | 105.9519 | 0 | 0 | 6.8621 | 0
22.03. | 11 | 112.814 |  | 105.9519 | 0 | 0 | 6.8621 | 0
22.03. | 12 | 112.814 |  | 105.9519 | 0 | 0 | 6.8621 | 0
22.03. | 13 | 112.814 |  | 105.9519 | 0 | 0 | 6.8621 | 0
22.03. | 14 | 112.814 |  | 105.9519 | 0 | 0 | 6.8621 | 0
22.03. | 15 | 112.814 |  | 105.9519 | 0 | 0 | 6.8621 | 0
22.03. | 16 | 112.814 |  | 105.9519 | 0 | 0 | 6.8621 | 0
22.03. | 17 | 112.814 |  | 105.9519 | 0 | 0 | 6.8621 | 0
22.03. | 18 | 112.814 |  | 105.9519 | 0 | 0 | 6.8621 | 0
22.03. | 19 | 112.814 |  | 105.9519 | 0 | 0 | 6.8621 | 0
22.03. | 20 | 112.814 |  | 105.9519 | 0 | 0 | 6.8621 | 0
22.03. | 21 | 112.814 |  | 105.9519 | 0 | 0 | 6.8621 | 0
22.03. | 22 | 112.814 |  | 105.9519 | 0 | 0 | 6.8621 | 0
22.03. | 23 | 112.814 |  | 105.9519 | 0 | 0 | 6.8621 | 0
22.03. | 24 | 112.814 |  | 105.9519 | 0 | 0 | 6.8621 | 0
23.03. | 1 | 112.814 |  | 105.9519 | 0 | 0 | 6.8621 | 0
23.03. | 2 | 112.814 |  | 105.9519 | 0 | 0 | 6.8621 | 0
23.03. | 3 | 112.814 |  | 105.9519 | 0 | 0 | 6.8621 | 0
23.03. | 4 | 112.814 |  | 105.9519 | 0 | 0 | 6.8621 | 0
23.03. | 5 | 112.814 |  | 105.9519 | 0 | 0 | 6.8621 | 0
23.03. | 6 | 112.814 |  | 105.9519 | 0 | 0 | 6.8621 | 0
23.03. | 7 | 112.814 |  | 105.9519 | 0 | 0 | 6.8621 | 0
23.03. | 8 | 112.814 |  | 105.9519 | 0 | 0 | 6.8621 | 0
23.03. | 9 | 112.814 |  | 105.9519 | 0 | 0 | 6.8621 | 0
23.03. | 10 | 112.814 |  | 105.9519 | 0 | 0 | 6.8621 | 0
23.03. | 11 | 112.814 |  | 105.9519 | 0 | 0 | 6.8621 | 0
23.03. | 12 | 112.814 |  | 105.9519 | 0 | 0 | 6.8621 | 0
23.03. | 13 | 112.814 |  | 105.9519 | 0 | 0 | 6.8621 | 0
23.03. | 14 | 112.814 |  | 105.9519 | 0 | 0 | 6.8621 | 0
23.03. | 15 | 112.814 |  | 105.9519 | 0 | 0 | 6.8621 | 0
23.03. | 16 | 112.814 |  | 105.9519 | 0 | 0 | 6.8621 | 0
23.03. | 17 | 112.814 |  | 105.9519 | 0 | 0 | 6.8621 | 0
23.03. | 18 | 112.814 |  | 105.9519 | 0 | 0 | 6.8621 | 0
23.03. | 19 | 112.814 |  | 105.9519 | 0 | 0 | 6.8621 | 0
23.03. | 20 | 112.814 |  | 105.9519 | 0 | 0 | 6.8621 | 0
23.03. | 21 | 112.814 |  | 105.9519 | 0 | 0 | 6.8621 | 0
23.03. | 22 | 112.814 |  | 105.9519 | 0 | 0 | 6.8621 | 0
23.03. | 23 | 112.814 |  | 105.9519 | 0 | 0 | 6.8621 | 0
23.03. | 24 | 112.814 |  | 105.9519 | 0 | 0 | 6.8621 | 0
24.03. | 1 | 112.814 |  | 105.9519 | 0 | 0 | 6.8621 | 0
24.03. | 2 | 112.814 |  | 105.9519 | 0 | 0 | 6.8621 | 0
24.03. | 3 | 112.814 |  | 105.9519 | 0 | 0 | 6.8621 | 0
24.03. | 4 | 112.814 |  | 105.9519 | 0 | 0 | 6.8621 | 0
24.03. | 5 | 112.814 |  | 105.9519 | 0 | 0 | 6.8621 | 0
24.03. | 6 | 112.814 |  | 105.9519 | 0 | 0 | 6.8621 | 0
24.03. | 7 | 112.814 |  | 105.9519 | 0 | 0 | 6.8621 | 0
24.03. | 8 | 112.814 |  | 105.9519 | 0 | 0 | 6.8621 | 0
24.03. | 9 | 112.814 |  | 105.9519 | 0 | 0 | 6.8621 | 0
24.03. | 10 | 112.814 |  | 105.9519 | 0 | 0 | 6.8621 | 0
24.03. | 11 | 112.814 |  | 105.9519 | 0 | 0 | 6.8621 | 0
24.03. | 12 | 112.814 |  | 105.9519 | 0 | 0 | 6.8621 | 0
24.03. | 13 | 112.814 |  | 105.9519 | 0 | 0 | 6.8621 | 0
24.03. | 14 | 112.814 |  | 105.9519 | 0 | 0 | 6.8621 | 0
24.03. | 15 | 112.814 |  | 105.9519 | 0 | 0 | 6.8621 | 0
24.03. | 16 | 112.814 |  | 105.9519 | 0 | 0 | 6.8621 | 0
24.03. | 17 | 112.814 |  | 105.9519 | 0 | 0 | 6.8621 | 0
24.03. | 18 | 112.814 |  | 105.9519 | 0 | 0 | 6.8621 | 0
24.03. | 19 | 112.814 |  | 105.9519 | 0 | 0 | 6.8621 | 0
24.03. | 20 | 112.814 |  | 105.9519 | 0 | 0 | 6.8621 | 0
24.03. | 21 | 112.814 |  | 105.9519 | 0 | 0 | 6.8621 | 0
24.03. | 22 | 112.814 |  | 105.9519 | 0 | 0 | 6.8621 | 0
24.03. | 23 | 112.814 |  | 105.9519 | 0 | 0 | 6.8621 | 0
24.03. | 24 | 112.814 |  | 105.9519 | 0 | 0 | 6.8621 | 0
25.03. | 1 | 112.814 |  | 105.9519 | 0 | 0 | 6.8621 | 0
25.03. | 2 | 112.814 |  | 105.9519 | 0 | 0 | 6.8621 | 0
25.03. | 3 | 112.814 |  | 105.9519 | 0 | 0 | 6.8621 | 0
25.03. | 4 | 112.814 |  | 105.9519 | 0 | 0 | 6.8621 | 0
25.03. | 5 | 112.814 |  | 105.9519 | 0 | 0 | 6.8621 | 0
25.03. | 6 | 112.814 |  | 105.9519 | 0 | 0 | 6.8621 | 0
25.03. | 7 | 112.814 |  | 105.9519 | 0 | 0 | 6.8621 | 0
25.03. | 8 | 112.814 |  | 105.9519 | 0 | 0 | 6.8621 | 0
25.03. | 9 | 112.814 |  | 105.9519 | 0 | 0 | 6.8621 | 0
25.03. | 10 | 112.814 |  | 105.9519 | 0 | 0 | 6.8621 | 0
25.03. | 11 | 112.814 |  | 105.9519 | 0 | 0 | 6.8621 | 0
25.03. | 12 | 112.814 |  | 105.9519 | 0 | 0 | 6.8621 | 0
25.03. | 13 | 112.814 |  | 105.9519 | 0 | 0 | 6.8621 | 0
25.03. | 14 | 112.814 |  | 105.9519 | 0 | 0 | 6.8621 | 0
25.03. | 15 | 112.814 |  | 105.9519 | 0 | 0 | 6.8621 | 0
25.03. | 16 | 112.814 |  | 105.9519 | 0 | 0 | 6.8621 | 0
25.03. | 17 | 112.814 |  | 105.9519 | 0 | 0 | 6.8621 | 0
25.03. | 18 | 112.814 |  | 105.9519 | 0 | 0 | 6.8621 | 0
25.03. | 19 | 112.814 |  | 105.9519 | 0 | 0 | 6.8621 | 0
25.03. | 20 | 112.814 |  | 105.9519 | 0 | 0 | 6.8621 | 0
25.03. | 21 | 112.814 |  | 105.9519 | 0 | 0 | 6.8621 | 0
25.03. | 22 | 112.814 |  | 105.9519 | 0 | 0 | 6.8621 | 0
25.03. | 23 | 112.814 |  | 105.9519 | 0 | 0 | 6.8621 | 0
25.03. | 24 | 112.814 |  | 105.9519 | 0 | 0 | 6.8621 | 0
26.03. | 1 | 112.814 |  | 105.9519 | 0 | 0 | 6.8621 | 0
26.03. | 2 | 112.814 |  | 105.9519 | 0 | 0 | 6.8621 | 0
26.03. | 3 | 112.814 |  | 105.9519 | 0 | 0 | 6.8621 | 0
26.03. | 4 | 112.814 |  | 105.9519 | 0 | 0 | 6.8621 | 0
26.03. | 5 | 112.814 |  | 105.9519 | 0 | 0 | 6.8621 | 0
26.03. | 6 | 112.814 |  | 105.9519 | 0 | 0 | 6.8621 | 0
26.03. | 7 | 112.814 |  | 105.9519 | 0 | 0 | 6.8621 | 0
26.03. | 8 | 112.814 |  | 105.9519 | 0 | 0 | 6.8621 | 0
26.03. | 9 | 112.814 |  | 105.9519 | 0 | 0 | 6.8621 | 0
26.03. | 10 | 112.814 |  | 105.9519 | 0 | 0 | 6.8621 | 0
26.03. | 11 | 112.814 |  | 105.9519 | 0 | 0 | 6.8621 | 0
26.03. | 12 | 112.814 |  | 105.9519 | 0 | 0 | 6.8621 | 0
26.03. | 13 | 112.814 |  | 105.9519 | 0 | 0 | 6.8621 | 0
26.03. | 14 | 112.814 |  | 105.9519 | 0 | 0 | 6.8621 | 0
26.03. | 15 | 112.814 |  | 105.9519 | 0 | 0 | 6.8621 | 0
26.03. | 16 | 112.814 |  | 105.9519 | 0 | 0 | 6.8621 | 0
26.03. | 17 | 112.814 |  | 105.9519 | 0 | 0 | 6.8621 | 0
26.03. | 18 | 112.814 |  | 105.9519 | 0 | 0 | 6.8621 | 0
26.03. | 19 | 112.814 |  | 105.9519 | 0 | 0 | 6.8621 | 0
26.03. | 20 | 112.814 |  | 105.9519 | 0 | 0 | 6.8621 | 0
26.03. | 21 | 112.814 |  | 105.9519 | 0 | 0 | 6.8621 | 0
26.03. | 22 | 112.814 |  | 105.9519 | 0 | 0 | 6.8621 | 0
26.03. | 23 | 112.814 |  | 105.9519 | 0 | 0 | 6.8621 | 0
26.03. | 24 | 112.814 |  | 105.9519 | 0 | 0 | 6.8621 | 0
27.03. | 1 | 112.814 |  | 105.9519 | 0 | 0 | 6.8621 | 0
27.03. | 2 | 112.814 |  | 105.9519 | 0 | 0 | 6.8621 | 0
27.03. | 3 | 112.814 |  | 105.9519 | 0 | 0 | 6.8621 | 0
27.03. | 4 | 112.814 |  | 105.9519 | 0 | 0 | 6.8621 | 0
27.03. | 5 | 112.814 |  | 105.9519 | 0 | 0 | 6.8621 | 0
27.03. | 6 | 112.814 |  | 105.9519 | 0 | 0 | 6.8621 | 0
27.03. | 7 | 112.814 |  | 105.9519 | 0 | 0 | 6.8621 | 0
27.03. | 8 | 112.814 |  | 105.9519 | 0 | 0 | 6.8621 | 0
27.03. | 9 | 112.814 |  | 105.9519 | 0 | 0 | 6.8621 | 0
27.03. | 10 | 112.814 |  | 105.9519 | 0 | 0 | 6.8621 | 0
27.03. | 11 | 112.814 |  | 105.9519 | 0 | 0 | 6.8621 | 0
27.03. | 12 | 112.814 |  | 105.9519 | 0 | 0 | 6.8621 | 0
27.03. | 13 | 112.814 |  | 105.9519 | 0 | 0 | 6.8621 | 0
27.03. | 14 | 112.814 |  | 105.9519 | 0 | 0 | 6.8621 | 0
27.03. | 15 | 112.814 |  | 105.9519 | 0 | 0 | 6.8621 | 0
27.03. | 16 | 112.814 |  | 105.9519 | 0 | 0 | 6.8621 | 0
27.03. | 17 | 112.814 |  | 105.9519 | 0 | 0 | 6.8621 | 0
27.03. | 18 | 112.814 |  | 105.9519 | 0 | 0 | 6.8621 | 0
27.03. | 19 | 112.814 |  | 105.9519 | 0 | 0 | 6.8621 | 0
27.03. | 20 | 112.814 |  | 105.9519 | 0 | 0 | 6.8621 | 0
27.03. | 21 | 112.814 |  | 105.9519 | 0 | 0 | 6.8621 | 0
27.03. | 22 | 112.814 |  | 105.9519 | 0 | 0 | 6.8621 | 0
27.03. | 23 | 112.814 |  | 105.9519 | 0 | 0 | 6.8621 | 0
27.03. | 24 | 112.814 |  | 105.9519 | 0 | 0 | 6.8621 | 0
28.03. | 1 | 112.814 |  | 105.9519 | 0 | 0 | 6.8621 | 0
28.03. | 2 | 112.814 |  | 105.9519 | 0 | 0 | 6.8621 | 0
28.03. | 3 | 112.814 |  | 105.9519 | 0 | 0 | 6.8621 | 0
28.03. | 4 | 112.814 |  | 105.9519 | 0 | 0 | 6.8621 | 0
28.03. | 5 | 112.814 |  | 105.9519 | 0 | 0 | 6.8621 | 0
28.03. | 6 | 112.814 |  | 105.9519 | 0 | 0 | 6.8621 | 0
28.03. | 7 | 112.814 |  | 105.9519 | 0 | 0 | 6.8621 | 0
28.03. | 8 | 112.814 |  | 105.9519 | 0 | 0 | 6.8621 | 0
28.03. | 9 | 112.814 |  | 105.9519 | 0 | 0 | 6.8621 | 0
28.03. | 10 | 112.814 |  | 105.9519 | 0 | 0 | 6.8621 | 0
28.03. | 11 | 112.814 |  | 105.9519 | 0 | 0 | 6.8621 | 0
28.03. | 12 | 112.814 |  | 105.9519 | 0 | 0 | 6.8621 | 0
28.03. | 13 | 112.814 |  | 105.9519 | 0 | 0 | 6.8621 | 0
28.03. | 14 | 112.814 |  | 105.9519 | 0 | 0 | 6.8621 | 0
28.03. | 15 | 112.814 |  | 105.9519 | 0 | 0 | 6.8621 | 0
28.03. | 16 | 112.814 |  | 105.9519 | 0 | 0 | 6.8621 | 0
28.03. | 17 | 112.814 |  | 105.9519 | 0 | 0 | 6.8621 | 0
28.03. | 18 | 112.814 |  | 105.9519 | 0 | 0 | 6.8621 | 0
28.03. | 19 | 112.814 |  | 105.9519 | 0 | 0 | 6.8621 | 0
28.03. | 20 | 112.814 |  | 105.9519 | 0 | 0 | 6.8621 | 0
28.03. | 21 | 112.814 |  | 105.9519 | 0 | 0 | 6.8621 | 0
28.03. | 22 | 112.814 |  | 105.9519 | 0 | 0 | 6.8621 | 0
28.03. | 23 | 112.814 |  | 105.9519 | 0 | 0 | 6.8621 | 0
28.03. | 24 | 112.814 |  | 105.9519 | 0 | 0 | 6.8621 | 0
29.03. | 1 | 112.814 |  | 105.9519 | 0 | 0 | 6.8621 | 0
29.03. | 2 | 112.814 |  | 105.9519 | 0 | 0 | 6.8621 | 0
29.03. | 3 | 112.814 |  | 105.9519 | 0 | 0 | 6.8621 | 0
29.03. | 4 | 112.814 |  | 105.9519 | 0 | 0 | 6.8621 | 0
29.03. | 5 | 112.814 |  | 105.9519 | 0 | 0 | 6.8621 | 0
29.03. | 6 | 112.814 |  | 105.9519 | 0 | 0 | 6.8621 | 0
29.03. | 7 | 112.814 |  | 105.9519 | 0 | 0 | 6.8621 | 0
29.03. | 8 | 112.814 |  | 105.9519 | 0 | 0 | 6.8621 | 0
29.03. | 9 | 112.814 |  | 105.9519 | 0 | 0 | 6.8621 | 0
29.03. | 10 | 112.814 |  | 105.9519 | 0 | 0 | 6.8621 | 0
29.03. | 11 | 112.814 |  | 105.9519 | 0 | 0 | 6.8621 | 0
29.03. | 12 | 112.814 |  | 105.9519 | 0 | 0 | 6.8621 | 0
29.03. | 13 | 112.814 |  | 105.9519 | 0 | 0 | 6.8621 | 0
29.03. | 14 | 112.814 |  | 105.9519 | 0 | 0 | 6.8621 | 0
29.03. | 15 | 112.814 |  | 105.9519 | 0 | 0 | 6.8621 | 0
29.03. | 16 | 112.814 |  | 105.9519 | 0 | 0 | 6.8621 | 0
29.03. | 17 | 112.814 |  | 105.9519 | 0 | 0 | 6.8621 | 0
29.03. | 18 | 112.814 |  | 105.9519 | 0 | 0 | 6.8621 | 0
29.03. | 19 | 112.814 |  | 105.9519 | 0 | 0 | 6.8621 | 0
29.03. | 20 | 112.814 |  | 105.9519 | 0 | 0 | 6.8621 | 0
29.03. | 21 | 112.814 |  | 105.9519 | 0 | 0 | 6.8621 | 0
29.03. | 22 | 112.814 |  | 105.9519 | 0 | 0 | 6.8621 | 0
29.03. | 23 | 112.814 |  | 105.9519 | 0 | 0 | 6.8621 | 0
29.03. | 24 | 112.814 |  | 105.9519 | 0 | 0 | 6.8621 | 0
30.03. | 1 | 112.814 |  | 105.9519 | 0 | 0 | 6.8621 | 0
30.03. | 2 | 112.814 |  | 105.9519 | 0 | 0 | 6.8621 | 0
30.03. | 3 | 112.814 |  | 105.9519 | 0 | 0 | 6.8621 | 0
30.03. | 4 | 112.814 |  | 105.9519 | 0 | 0 | 6.8621 | 0
30.03. | 5 | 112.814 |  | 105.9519 | 0 | 0 | 6.8621 | 0
30.03. | 6 | 112.814 |  | 105.9519 | 0 | 0 | 6.8621 | 0
30.03. | 7 | 112.814 |  | 105.9519 | 0 | 0 | 6.8621 | 0
30.03. | 8 | 112.814 |  | 105.9519 | 0 | 0 | 6.8621 | 0
30.03. | 9 | 112.814 |  | 105.9519 | 0 | 0 | 6.8621 | 0
30.03. | 10 | 112.814 |  | 105.9519 | 0 | 0 | 6.8621 | 0
30.03. | 11 | 112.814 |  | 105.9519 | 0 | 0 | 6.8621 | 0
30.03. | 12 | 112.814 |  | 105.9519 | 0 | 0 | 6.8621 | 0
30.03. | 13 | 112.814 |  | 105.9519 | 0 | 0 | 6.8621 | 0
30.03. | 14 | 112.814 |  | 105.9519 | 0 | 0 | 6.8621 | 0
30.03. | 15 | 112.814 |  | 105.9519 | 0 | 0 | 6.8621 | 0
30.03. | 16 | 112.814 |  | 105.9519 | 0 | 0 | 6.8621 | 0
30.03. | 17 | 112.814 |  | 105.9519 | 0 | 0 | 6.8621 | 0
30.03. | 18 | 112.814 |  | 105.9519 | 0 | 0 | 6.8621 | 0
30.03. | 19 | 112.814 |  | 105.9519 | 0 | 0 | 6.8621 | 0
30.03. | 20 | 112.814 |  | 105.9519 | 0 | 0 | 6.8621 | 0
30.03. | 21 | 112.814 |  | 105.9519 | 0 | 0 | 6.8621 | 0
30.03. | 22 | 112.814 |  | 105.9519 | 0 | 0 | 6.8621 | 0
30.03. | 23 | 112.814 |  | 105.9519 | 0 | 0 | 6.8621 | 0
30.03. | 24 | 112.814 |  | 105.9519 | 0 | 0 | 6.8621 | 0
31.03. | 1 | 112.814 |  | 105.9519 | 0 | 0 | 6.8621 | 0
31.03. | 2 | 112.814 |  | 105.9519 | 0 | 0 | 6.8621 | 0
31.03. | 3 | 112.814 |  | 105.9519 | 0 | 0 | 6.8621 | 0
31.03. | 4 | 112.814 |  | 105.9519 | 0 | 0 | 6.8621 | 0
31.03. | 5 | 112.814 |  | 105.9519 | 0 | 0 | 6.8621 | 0
31.03. | 6 | 112.814 |  | 105.9519 | 0 | 0 | 6.8621 | 0
31.03. | 7 | 112.814 |  | 105.9519 | 0 | 0 | 6.8621 | 0
31.03. | 8 | 112.814 |  | 105.9519 | 0 | 0 | 6.8621 | 0
31.03. | 9 | 112.814 |  | 105.9519 | 0 | 0 | 6.8621 | 0
31.03. | 10 | 112.814 |  | 105.9519 | 0 | 0 | 6.8621 | 0
31.03. | 11 | 112.814 |  | 105.9519 | 0 | 0 | 6.8621 | 0
31.03. | 12 | 112.814 |  | 105.9519 | 0 | 0 | 6.8621 | 0
31.03. | 13 | 112.814 |  | 105.9519 | 0 | 0 | 6.8621 | 0
31.03. | 14 | 112.814 |  | 105.9519 | 0 | 0 | 6.8621 | 0
31.03. | 15 | 112.814 |  | 105.9519 | 0 | 0 | 6.8621 | 0
31.03. | 16 | 112.814 |  | 105.9519 | 0 | 0 | 6.8621 | 0
31.03. | 17 | 112.814 |  | 105.9519 | 0 | 0 | 6.8621 | 0
31.03. | 18 | 112.814 |  | 105.9519 | 0 | 0 | 6.8621 | 0
31.03. | 19 | 112.814 |  | 105.9519 | 0 | 0 | 6.8621 | 0
31.03. | 20 | 112.814 |  | 105.9519 | 0 | 0 | 6.8621 | 0
31.03. | 21 | 112.814 |  | 105.9519 | 0 | 0 | 6.8621 | 0
31.03. | 22 | 112.814 |  | 105.9519 | 0 | 0 | 6.8621 | 0
31.03. | 23 | 112.814 |  | 105.9519 | 0 | 0 | 6.8621 | 0
31.03. | 24 | 112.814 |  | 105.9519 | 0 | 0 | 6.8621 | 0
01.04. | 1 | 113.2428 |  | 105.9519 | 0 | 0 | 7.291 | 0
01.04. | 2 | 113.2428 |  | 105.9519 | 0 | 0 | 7.291 | 0
01.04. | 3 | 113.2428 |  | 105.9519 | 0 | 0 | 7.291 | 0
01.04. | 4 | 113.2428 |  | 105.9519 | 0 | 0 | 7.291 | 0
01.04. | 5 | 113.2428 |  | 105.9519 | 0 | 0 | 7.291 | 0
01.04. | 6 | 113.2428 |  | 105.9519 | 0 | 0 | 7.291 | 0
01.04. | 7 | 113.2428 |  | 105.9519 | 0 | 0 | 7.291 | 0
01.04. | 8 | 113.2428 |  | 105.9519 | 0 | 0 | 7.291 | 0
01.04. | 9 | 113.2428 |  | 105.9519 | 0 | 0 | 7.291 | 0
01.04. | 10 | 113.2428 |  | 105.9519 | 0 | 0 | 7.291 | 0
01.04. | 11 | 113.2428 |  | 105.9519 | 0 | 0 | 7.291 | 0
01.04. | 12 | 113.2428 |  | 105.9519 | 0 | 0 | 7.291 | 0
01.04. | 13 | 113.2428 |  | 105.9519 | 0 | 0 | 7.291 | 0
01.04. | 14 | 113.2428 |  | 105.9519 | 0 | 0 | 7.291 | 0
01.04. | 15 | 113.2428 |  | 105.9519 | 0 | 0 | 7.291 | 0
01.04. | 16 | 113.2428 |  | 105.9519 | 0 | 0 | 7.291 | 0
01.04. | 17 | 113.2428 |  | 105.9519 | 0 | 0 | 7.291 | 0
01.04. | 18 | 113.2428 |  | 105.9519 | 0 | 0 | 7.291 | 0
01.04. | 19 | 113.2428 |  | 105.9519 | 0 | 0 | 7.291 | 0
01.04. | 20 | 113.2428 |  | 105.9519 | 0 | 0 | 7.291 | 0
01.04. | 21 | 113.2428 |  | 105.9519 | 0 | 0 | 7.291 | 0
01.04. | 22 | 113.2428 |  | 105.9519 | 0 | 0 | 7.291 | 0
01.04. | 23 | 113.2428 |  | 105.9519 | 0 | 0 | 7.291 | 0
01.04. | 24 | 113.2428 |  | 105.9519 | 0 | 0 | 7.291 | 0
02.04. | 1 | 113.2428 |  | 105.9519 | 0 | 0 | 7.291 | 0
02.04. | 2 | 113.2428 |  | 105.9519 | 0 | 0 | 7.291 | 0
02.04. | 3 | 113.2428 |  | 105.9519 | 0 | 0 | 7.291 | 0
02.04. | 4 | 113.2428 |  | 105.9519 | 0 | 0 | 7.291 | 0
02.04. | 5 | 113.2428 |  | 105.9519 | 0 | 0 | 7.291 | 0
02.04. | 6 | 113.2428 |  | 105.9519 | 0 | 0 | 7.291 | 0
02.04. | 7 | 113.2428 |  | 105.9519 | 0 | 0 | 7.291 | 0
02.04. | 8 | 113.2428 |  | 105.9519 | 0 | 0 | 7.291 | 0
02.04. | 9 | 113.2428 |  | 105.9519 | 0 | 0 | 7.291 | 0
02.04. | 10 | 113.2428 |  | 105.9519 | 0 | 0 | 7.291 | 0
02.04. | 11 | 113.2428 |  | 105.9519 | 0 | 0 | 7.291 | 0
02.04. | 12 | 113.2428 |  | 105.9519 | 0 | 0 | 7.291 | 0
02.04. | 13 | 113.2428 |  | 105.9519 | 0 | 0 | 7.291 | 0
02.04. | 14 | 113.2428 |  | 105.9519 | 0 | 0 | 7.291 | 0
02.04. | 15 | 113.2428 |  | 105.9519 | 0 | 0 | 7.291 | 0
02.04. | 16 | 113.2428 |  | 105.9519 | 0 | 0 | 7.291 | 0
02.04. | 17 | 113.2428 |  | 105.9519 | 0 | 0 | 7.291 | 0
02.04. | 18 | 113.2428 |  | 105.9519 | 0 | 0 | 7.291 | 0
02.04. | 19 | 113.2428 |  | 105.9519 | 0 | 0 | 7.291 | 0
02.04. | 20 | 113.2428 |  | 105.9519 | 0 | 0 | 7.291 | 0
02.04. | 21 | 113.2428 |  | 105.9519 | 0 | 0 | 7.291 | 0
02.04. | 22 | 113.2428 |  | 105.9519 | 0 | 0 | 7.291 | 0
02.04. | 23 | 113.2428 |  | 105.9519 | 0 | 0 | 7.291 | 0
02.04. | 24 | 113.2428 |  | 105.9519 | 0 | 0 | 7.291 | 0
03.04. | 1 | 113.2428 |  | 105.9519 | 0 | 0 | 7.291 | 0
03.04. | 2 | 113.2428 |  | 105.9519 | 0 | 0 | 7.291 | 0
03.04. | 3 | 113.2428 |  | 105.9519 | 0 | 0 | 7.291 | 0
03.04. | 4 | 113.2428 |  | 105.9519 | 0 | 0 | 7.291 | 0
03.04. | 5 | 113.2428 |  | 105.9519 | 0 | 0 | 7.291 | 0
03.04. | 6 | 113.2428 |  | 105.9519 | 0 | 0 | 7.291 | 0
03.04. | 7 | 113.2428 |  | 105.9519 | 0 | 0 | 7.291 | 0
03.04. | 8 | 113.2428 |  | 105.9519 | 0 | 0 | 7.291 | 0
03.04. | 9 | 113.2428 |  | 105.9519 | 0 | 0 | 7.291 | 0
03.04. | 10 | 113.2428 |  | 105.9519 | 0 | 0 | 7.291 | 0
03.04. | 11 | 113.2428 |  | 105.9519 | 0 | 0 | 7.291 | 0
03.04. | 12 | 113.2428 |  | 105.9519 | 0 | 0 | 7.291 | 0
03.04. | 13 | 113.2428 |  | 105.9519 | 0 | 0 | 7.291 | 0
03.04. | 14 | 113.2428 |  | 105.9519 | 0 | 0 | 7.291 | 0
03.04. | 15 | 113.2428 |  | 105.9519 | 0 | 0 | 7.291 | 0
03.04. | 16 | 113.2428 |  | 105.9519 | 0 | 0 | 7.291 | 0
03.04. | 17 | 113.2428 |  | 105.9519 | 0 | 0 | 7.291 | 0
03.04. | 18 | 113.2428 |  | 105.9519 | 0 | 0 | 7.291 | 0
03.04. | 19 | 113.2428 |  | 105.9519 | 0 | 0 | 7.291 | 0
03.04. | 20 | 113.2428 |  | 105.9519 | 0 | 0 | 7.291 | 0
03.04. | 21 | 113.2428 |  | 105.9519 | 0 | 0 | 7.291 | 0
03.04. | 22 | 113.2428 |  | 105.9519 | 0 | 0 | 7.291 | 0
03.04. | 23 | 113.2428 |  | 105.9519 | 0 | 0 | 7.291 | 0
03.04. | 24 | 113.2428 |  | 105.9519 | 0 | 0 | 7.291 | 0
04.04. | 1 | 113.2428 |  | 105.9519 | 0 | 0 | 7.291 | 0
04.04. | 2 | 113.2428 |  | 105.9519 | 0 | 0 | 7.291 | 0
04.04. | 3 | 113.2428 |  | 105.9519 | 0 | 0 | 7.291 | 0
04.04. | 4 | 113.2428 |  | 105.9519 | 0 | 0 | 7.291 | 0
04.04. | 5 | 113.2428 |  | 105.9519 | 0 | 0 | 7.291 | 0
04.04. | 6 | 113.2428 |  | 105.9519 | 0 | 0 | 7.291 | 0
04.04. | 7 | 113.2428 |  | 105.9519 | 0 | 0 | 7.291 | 0
04.04. | 8 | 113.2428 |  | 105.9519 | 0 | 0 | 7.291 | 0
04.04. | 9 | 113.2428 |  | 105.9519 | 0 | 0 | 7.291 | 0
04.04. | 10 | 113.2428 |  | 105.9519 | 0 | 0 | 7.291 | 0
04.04. | 11 | 113.2428 |  | 105.9519 | 0 | 0 | 7.291 | 0
04.04. | 12 | 113.2428 |  | 105.9519 | 0 | 0 | 7.291 | 0
04.04. | 13 | 113.2428 |  | 105.9519 | 0 | 0 | 7.291 | 0
04.04. | 14 | 113.2428 |  | 105.9519 | 0 | 0 | 7.291 | 0
04.04. | 15 | 113.2428 |  | 105.9519 | 0 | 0 | 7.291 | 0
04.04. | 16 | 113.2428 |  | 105.9519 | 0 | 0 | 7.291 | 0
04.04. | 17 | 113.2428 |  | 105.9519 | 0 | 0 | 7.291 | 0
04.04. | 18 | 113.2428 |  | 105.9519 | 0 | 0 | 7.291 | 0
04.04. | 19 | 113.2428 |  | 105.9519 | 0 | 0 | 7.291 | 0
04.04. | 20 | 113.2428 |  | 105.9519 | 0 | 0 | 7.291 | 0
04.04. | 21 | 113.2428 |  | 105.9519 | 0 | 0 | 7.291 | 0
04.04. | 22 | 113.2428 |  | 105.9519 | 0 | 0 | 7.291 | 0
04.04. | 23 | 113.2428 |  | 105.9519 | 0 | 0 | 7.291 | 0
04.04. | 24 | 113.2428 |  | 105.9519 | 0 | 0 | 7.291 | 0
05.04. | 1 | 113.2428 |  | 105.9519 | 0 | 0 | 7.291 | 0
05.04. | 2 | 113.2428 |  | 105.9519 | 0 | 0 | 7.291 | 0
05.04. | 3 | 113.2428 |  | 105.9519 | 0 | 0 | 7.291 | 0
05.04. | 4 | 113.2428 |  | 105.9519 | 0 | 0 | 7.291 | 0
05.04. | 5 | 113.2428 |  | 105.9519 | 0 | 0 | 7.291 | 0
05.04. | 6 | 113.2428 |  | 105.9519 | 0 | 0 | 7.291 | 0
05.04. | 7 | 113.2428 |  | 105.9519 | 0 | 0 | 7.291 | 0
05.04. | 8 | 113.2428 |  | 105.9519 | 0 | 0 | 7.291 | 0
05.04. | 9 | 113.2428 |  | 105.9519 | 0 | 0 | 7.291 | 0
05.04. | 10 | 113.2428 |  | 105.9519 | 0 | 0 | 7.291 | 0
05.04. | 11 | 113.2428 |  | 105.9519 | 0 | 0 | 7.291 | 0
05.04. | 12 | 113.2428 |  | 105.9519 | 0 | 0 | 7.291 | 0
05.04. | 13 | 113.2428 |  | 105.9519 | 0 | 0 | 7.291 | 0
05.04. | 14 | 113.2428 |  | 105.9519 | 0 | 0 | 7.291 | 0
05.04. | 15 | 113.2428 |  | 105.9519 | 0 | 0 | 7.291 | 0
05.04. | 16 | 113.2428 |  | 105.9519 | 0 | 0 | 7.291 | 0
05.04. | 17 | 113.2428 |  | 105.9519 | 0 | 0 | 7.291 | 0
05.04. | 18 | 113.2428 |  | 105.9519 | 0 | 0 | 7.291 | 0
05.04. | 19 | 113.2428 |  | 105.9519 | 0 | 0 | 7.291 | 0
05.04. | 20 | 113.2428 |  | 105.9519 | 0 | 0 | 7.291 | 0
05.04. | 21 | 113.2428 |  | 105.9519 | 0 | 0 | 7.291 | 0
05.04. | 22 | 113.2428 |  | 105.9519 | 0 | 0 | 7.291 | 0
05.04. | 23 | 113.2428 |  | 105.9519 | 0 | 0 | 7.291 | 0
05.04. | 24 | 113.2428 |  | 105.9519 | 0 | 0 | 7.291 | 0
06.04. | 1 | 113.2428 |  | 105.9519 | 0 | 0 | 7.291 | 0
06.04. | 2 | 113.2428 |  | 105.9519 | 0 | 0 | 7.291 | 0
06.04. | 3 | 113.2428 |  | 105.9519 | 0 | 0 | 7.291 | 0
06.04. | 4 | 113.2428 |  | 105.9519 | 0 | 0 | 7.291 | 0
06.04. | 5 | 113.2428 |  | 105.9519 | 0 | 0 | 7.291 | 0
06.04. | 6 | 113.2428 |  | 105.9519 | 0 | 0 | 7.291 | 0
06.04. | 7 | 113.2428 |  | 105.9519 | 0 | 0 | 7.291 | 0
06.04. | 8 | 113.2428 |  | 105.9519 | 0 | 0 | 7.291 | 0
06.04. | 9 | 113.2428 |  | 105.9519 | 0 | 0 | 7.291 | 0
06.04. | 10 | 113.2428 |  | 105.9519 | 0 | 0 | 7.291 | 0
06.04. | 11 | 113.2428 |  | 105.9519 | 0 | 0 | 7.291 | 0
06.04. | 12 | 113.2428 |  | 105.9519 | 0 | 0 | 7.291 | 0
06.04. | 13 | 113.2428 |  | 105.9519 | 0 | 0 | 7.291 | 0
06.04. | 14 | 113.2428 |  | 105.9519 | 0 | 0 | 7.291 | 0
06.04. | 15 | 113.2428 |  | 105.9519 | 0 | 0 | 7.291 | 0
06.04. | 16 | 113.2428 |  | 105.9519 | 0 | 0 | 7.291 | 0
06.04. | 17 | 113.2428 |  | 105.9519 | 0 | 0 | 7.291 | 0
06.04. | 18 | 113.2428 |  | 105.9519 | 0 | 0 | 7.291 | 0
06.04. | 19 | 113.2428 |  | 105.9519 | 0 | 0 | 7.291 | 0
06.04. | 20 | 113.2428 |  | 105.9519 | 0 | 0 | 7.291 | 0
06.04. | 21 | 113.2428 |  | 105.9519 | 0 | 0 | 7.291 | 0
06.04. | 22 | 113.2428 |  | 105.9519 | 0 | 0 | 7.291 | 0
06.04. | 23 | 113.2428 |  | 105.9519 | 0 | 0 | 7.291 | 0
06.04. | 24 | 113.2428 |  | 105.9519 | 0 | 0 | 7.291 | 0
07.04. | 1 | 113.2428 |  | 105.9519 | 0 | 0 | 7.291 | 0
07.04. | 2 | 113.2428 |  | 105.9519 | 0 | 0 | 7.291 | 0
07.04. | 3 | 113.2428 |  | 105.9519 | 0 | 0 | 7.291 | 0
07.04. | 4 | 113.2428 |  | 105.9519 | 0 | 0 | 7.291 | 0
07.04. | 5 | 113.2428 |  | 105.9519 | 0 | 0 | 7.291 | 0
07.04. | 6 | 113.2428 |  | 105.9519 | 0 | 0 | 7.291 | 0
07.04. | 7 | 113.2428 |  | 105.9519 | 0 | 0 | 7.291 | 0
07.04. | 8 | 113.2428 |  | 105.9519 | 0 | 0 | 7.291 | 0
07.04. | 9 | 113.2428 |  | 105.9519 | 0 | 0 | 7.291 | 0
07.04. | 10 | 113.2428 |  | 105.9519 | 0 | 0 | 7.291 | 0
07.04. | 11 | 113.2428 |  | 105.9519 | 0 | 0 | 7.291 | 0
07.04. | 12 | 113.2428 |  | 105.9519 | 0 | 0 | 7.291 | 0
07.04. | 13 | 113.2428 |  | 105.9519 | 0 | 0 | 7.291 | 0
07.04. | 14 | 113.2428 |  | 105.9519 | 0 | 0 | 7.291 | 0
07.04. | 15 | 113.2428 |  | 105.9519 | 0 | 0 | 7.291 | 0
07.04. | 16 | 113.2428 |  | 105.9519 | 0 | 0 | 7.291 | 0
07.04. | 17 | 113.2428 |  | 105.9519 | 0 | 0 | 7.291 | 0
07.04. | 18 | 113.2428 |  | 105.9519 | 0 | 0 | 7.291 | 0
07.04. | 19 | 113.2428 |  | 105.9519 | 0 | 0 | 7.291 | 0
07.04. | 20 | 113.2428 |  | 105.9519 | 0 | 0 | 7.291 | 0
07.04. | 21 | 113.2428 |  | 105.9519 | 0 | 0 | 7.291 | 0
07.04. | 22 | 113.2428 |  | 105.9519 | 0 | 0 | 7.291 | 0
07.04. | 23 | 113.2428 |  | 105.9519 | 0 | 0 | 7.291 | 0
07.04. | 24 | 113.2428 |  | 105.9519 | 0 | 0 | 7.291 | 0
08.04. | 1 | 113.2428 |  | 105.9519 | 0 | 0 | 7.291 | 0
08.04. | 2 | 113.2428 |  | 105.9519 | 0 | 0 | 7.291 | 0
08.04. | 3 | 113.2428 |  | 105.9519 | 0 | 0 | 7.291 | 0
08.04. | 4 | 113.2428 |  | 105.9519 | 0 | 0 | 7.291 | 0
08.04. | 5 | 113.2428 |  | 105.9519 | 0 | 0 | 7.291 | 0
08.04. | 6 | 113.2428 |  | 105.9519 | 0 | 0 | 7.291 | 0
08.04. | 7 | 113.2428 |  | 105.9519 | 0 | 0 | 7.291 | 0
08.04. | 8 | 113.2428 |  | 105.9519 | 0 | 0 | 7.291 | 0
08.04. | 9 | 113.2428 |  | 105.9519 | 0 | 0 | 7.291 | 0
08.04. | 10 | 113.2428 |  | 105.9519 | 0 | 0 | 7.291 | 0
08.04. | 11 | 113.2428 |  | 105.9519 | 0 | 0 | 7.291 | 0
08.04. | 12 | 113.2428 |  | 105.9519 | 0 | 0 | 7.291 | 0
08.04. | 13 | 113.2428 |  | 105.9519 | 0 | 0 | 7.291 | 0
08.04. | 14 | 113.2428 |  | 105.9519 | 0 | 0 | 7.291 | 0
08.04. | 15 | 113.2428 |  | 105.9519 | 0 | 0 | 7.291 | 0
08.04. | 16 | 113.2428 |  | 105.9519 | 0 | 0 | 7.291 | 0
08.04. | 17 | 113.2428 |  | 105.9519 | 0 | 0 | 7.291 | 0
08.04. | 18 | 113.2428 |  | 105.9519 | 0 | 0 | 7.291 | 0
08.04. | 19 | 113.2428 |  | 105.9519 | 0 | 0 | 7.291 | 0
08.04. | 20 | 113.2428 |  | 105.9519 | 0 | 0 | 7.291 | 0
08.04. | 21 | 113.2428 |  | 105.9519 | 0 | 0 | 7.291 | 0
08.04. | 22 | 113.2428 |  | 105.9519 | 0 | 0 | 7.291 | 0
08.04. | 23 | 113.2428 |  | 105.9519 | 0 | 0 | 7.291 | 0
08.04. | 24 | 113.2428 |  | 105.9519 | 0 | 0 | 7.291 | 0
09.04. | 1 | 113.2428 |  | 105.9519 | 0 | 0 | 7.291 | 0
09.04. | 2 | 113.2428 |  | 105.9519 | 0 | 0 | 7.291 | 0
09.04. | 3 | 113.2428 |  | 105.9519 | 0 | 0 | 7.291 | 0
09.04. | 4 | 113.2428 |  | 105.9519 | 0 | 0 | 7.291 | 0
09.04. | 5 | 113.2428 |  | 105.9519 | 0 | 0 | 7.291 | 0
09.04. | 6 | 113.2428 |  | 105.9519 | 0 | 0 | 7.291 | 0
09.04. | 7 | 113.2428 |  | 105.9519 | 0 | 0 | 7.291 | 0
09.04. | 8 | 113.2428 |  | 105.9519 | 0 | 0 | 7.291 | 0
09.04. | 9 | 113.2428 |  | 105.9519 | 0 | 0 | 7.291 | 0
09.04. | 10 | 113.2428 |  | 105.9519 | 0 | 0 | 7.291 | 0
09.04. | 11 | 113.2428 |  | 105.9519 | 0 | 0 | 7.291 | 0
09.04. | 12 | 113.2428 |  | 105.9519 | 0 | 0 | 7.291 | 0
09.04. | 13 | 113.2428 |  | 105.9519 | 0 | 0 | 7.291 | 0
09.04. | 14 | 113.2428 |  | 105.9519 | 0 | 0 | 7.291 | 0
09.04. | 15 | 113.2428 |  | 105.9519 | 0 | 0 | 7.291 | 0
09.04. | 16 | 113.2428 |  | 105.9519 | 0 | 0 | 7.291 | 0
09.04. | 17 | 113.2428 |  | 105.9519 | 0 | 0 | 7.291 | 0
09.04. | 18 | 113.2428 |  | 105.9519 | 0 | 0 | 7.291 | 0
09.04. | 19 | 113.2428 |  | 105.9519 | 0 | 0 | 7.291 | 0
09.04. | 20 | 113.2428 |  | 105.9519 | 0 | 0 | 7.291 | 0
09.04. | 21 | 113.2428 |  | 105.9519 | 0 | 0 | 7.291 | 0
09.04. | 22 | 113.2428 |  | 105.9519 | 0 | 0 | 7.291 | 0
09.04. | 23 | 113.2428 |  | 105.9519 | 0 | 0 | 7.291 | 0
09.04. | 24 | 113.2428 |  | 105.9519 | 0 | 0 | 7.291 | 0
10.04. | 1 | 113.2428 |  | 105.9519 | 0 | 0 | 7.291 | 0
10.04. | 2 | 113.2428 |  | 105.9519 | 0 | 0 | 7.291 | 0
10.04. | 3 | 113.2428 |  | 105.9519 | 0 | 0 | 7.291 | 0
10.04. | 4 | 113.2428 |  | 105.9519 | 0 | 0 | 7.291 | 0
10.04. | 5 | 113.2428 |  | 105.9519 | 0 | 0 | 7.291 | 0
10.04. | 6 | 113.2428 |  | 105.9519 | 0 | 0 | 7.291 | 0
10.04. | 7 | 113.2428 |  | 105.9519 | 0 | 0 | 7.291 | 0
10.04. | 8 | 113.2428 |  | 105.9519 | 0 | 0 | 7.291 | 0
10.04. | 9 | 113.2428 |  | 105.9519 | 0 | 0 | 7.291 | 0
10.04. | 10 | 113.2428 |  | 105.9519 | 0 | 0 | 7.291 | 0
10.04. | 11 | 113.2428 |  | 105.9519 | 0 | 0 | 7.291 | 0
10.04. | 12 | 113.2428 |  | 105.9519 | 0 | 0 | 7.291 | 0
10.04. | 13 | 113.2428 |  | 105.9519 | 0 | 0 | 7.291 | 0
10.04. | 14 | 113.2428 |  | 105.9519 | 0 | 0 | 7.291 | 0
10.04. | 15 | 113.2428 |  | 105.9519 | 0 | 0 | 7.291 | 0
10.04. | 16 | 113.2428 |  | 105.9519 | 0 | 0 | 7.291 | 0
10.04. | 17 | 113.2428 |  | 105.9519 | 0 | 0 | 7.291 | 0
10.04. | 18 | 113.2428 |  | 105.9519 | 0 | 0 | 7.291 | 0
10.04. | 19 | 113.2428 |  | 105.9519 | 0 | 0 | 7.291 | 0
10.04. | 20 | 113.2428 |  | 105.9519 | 0 | 0 | 7.291 | 0
10.04. | 21 | 113.2428 |  | 105.9519 | 0 | 0 | 7.291 | 0
10.04. | 22 | 113.2428 |  | 105.9519 | 0 | 0 | 7.291 | 0
10.04. | 23 | 113.2428 |  | 105.9519 | 0 | 0 | 7.291 | 0
10.04. | 24 | 113.2428 |  | 105.9519 | 0 | 0 | 7.291 | 0
11.04. | 1 | 113.2428 |  | 105.9519 | 0 | 0 | 7.291 | 0
11.04. | 2 | 113.2428 |  | 105.9519 | 0 | 0 | 7.291 | 0
11.04. | 3 | 113.2428 |  | 105.9519 | 0 | 0 | 7.291 | 0
11.04. | 4 | 113.2428 |  | 105.9519 | 0 | 0 | 7.291 | 0
11.04. | 5 | 113.2428 |  | 105.9519 | 0 | 0 | 7.291 | 0
11.04. | 6 | 113.2428 |  | 105.9519 | 0 | 0 | 7.291 | 0
11.04. | 7 | 113.2428 |  | 105.9519 | 0 | 0 | 7.291 | 0
11.04. | 8 | 113.2428 |  | 105.9519 | 0 | 0 | 7.291 | 0
11.04. | 9 | 113.2428 |  | 105.9519 | 0 | 0 | 7.291 | 0
11.04. | 10 | 113.2428 |  | 105.9519 | 0 | 0 | 7.291 | 0
11.04. | 11 | 113.2428 |  | 105.9519 | 0 | 0 | 7.291 | 0
11.04. | 12 | 113.2428 |  | 105.9519 | 0 | 0 | 7.291 | 0
11.04. | 13 | 113.2428 |  | 105.9519 | 0 | 0 | 7.291 | 0
11.04. | 14 | 113.2428 |  | 105.9519 | 0 | 0 | 7.291 | 0
11.04. | 15 | 113.2428 |  | 105.9519 | 0 | 0 | 7.291 | 0
11.04. | 16 | 113.2428 |  | 105.9519 | 0 | 0 | 7.291 | 0
11.04. | 17 | 113.2428 |  | 105.9519 | 0 | 0 | 7.291 | 0
11.04. | 18 | 113.2428 |  | 105.9519 | 0 | 0 | 7.291 | 0
11.04. | 19 | 113.2428 |  | 105.9519 | 0 | 0 | 7.291 | 0
11.04. | 20 | 113.2428 |  | 105.9519 | 0 | 0 | 7.291 | 0
11.04. | 21 | 113.2428 |  | 105.9519 | 0 | 0 | 7.291 | 0
11.04. | 22 | 113.2428 |  | 105.9519 | 0 | 0 | 7.291 | 0
11.04. | 23 | 113.2428 |  | 105.9519 | 0 | 0 | 7.291 | 0
11.04. | 24 | 113.2428 |  | 105.9519 | 0 | 0 | 7.291 | 0
12.04. | 1 | 113.2428 |  | 105.9519 | 0 | 0 | 7.291 | 0
12.04. | 2 | 113.2428 |  | 105.9519 | 0 | 0 | 7.291 | 0
12.04. | 3 | 113.2428 |  | 105.9519 | 0 | 0 | 7.291 | 0
12.04. | 4 | 113.2428 |  | 105.9519 | 0 | 0 | 7.291 | 0
12.04. | 5 | 113.2428 |  | 105.9519 | 0 | 0 | 7.291 | 0
12.04. | 6 | 113.2428 |  | 105.9519 | 0 | 0 | 7.291 | 0
12.04. | 7 | 113.2428 |  | 105.9519 | 0 | 0 | 7.291 | 0
12.04. | 8 | 113.2428 |  | 105.9519 | 0 | 0 | 7.291 | 0
12.04. | 9 | 113.2428 |  | 105.9519 | 0 | 0 | 7.291 | 0
12.04. | 10 | 113.2428 |  | 105.9519 | 0 | 0 | 7.291 | 0
12.04. | 11 | 113.2428 |  | 105.9519 | 0 | 0 | 7.291 | 0
12.04. | 12 | 113.2428 |  | 105.9519 | 0 | 0 | 7.291 | 0
12.04. | 13 | 113.2428 |  | 105.9519 | 0 | 0 | 7.291 | 0
12.04. | 14 | 113.2428 |  | 105.9519 | 0 | 0 | 7.291 | 0
12.04. | 15 | 113.2428 |  | 105.9519 | 0 | 0 | 7.291 | 0
12.04. | 16 | 113.2428 |  | 105.9519 | 0 | 0 | 7.291 | 0
12.04. | 17 | 113.2428 |  | 105.9519 | 0 | 0 | 7.291 | 0
12.04. | 18 | 113.2428 |  | 105.9519 | 0 | 0 | 7.291 | 0
12.04. | 19 | 113.2428 |  | 105.9519 | 0 | 0 | 7.291 | 0
12.04. | 20 | 113.2428 |  | 105.9519 | 0 | 0 | 7.291 | 0
12.04. | 21 | 113.2428 |  | 105.9519 | 0 | 0 | 7.291 | 0
12.04. | 22 | 113.2428 |  | 105.9519 | 0 | 0 | 7.291 | 0
12.04. | 23 | 113.2428 |  | 105.9519 | 0 | 0 | 7.291 | 0
12.04. | 24 | 113.2428 |  | 105.9519 | 0 | 0 | 7.291 | 0
13.04. | 1 | 113.2428 |  | 105.9519 | 0 | 0 | 7.291 | 0
13.04. | 2 | 113.2428 |  | 105.9519 | 0 | 0 | 7.291 | 0
13.04. | 3 | 113.2428 |  | 105.9519 | 0 | 0 | 7.291 | 0
13.04. | 4 | 113.2428 |  | 105.9519 | 0 | 0 | 7.291 | 0
13.04. | 5 | 113.2428 |  | 105.9519 | 0 | 0 | 7.291 | 0
13.04. | 6 | 113.2428 |  | 105.9519 | 0 | 0 | 7.291 | 0
13.04. | 7 | 113.2428 |  | 105.9519 | 0 | 0 | 7.291 | 0
13.04. | 8 | 113.2428 |  | 105.9519 | 0 | 0 | 7.291 | 0
13.04. | 9 | 113.2428 |  | 105.9519 | 0 | 0 | 7.291 | 0
13.04. | 10 | 113.2428 |  | 105.9519 | 0 | 0 | 7.291 | 0
13.04. | 11 | 113.2428 |  | 105.9519 | 0 | 0 | 7.291 | 0
13.04. | 12 | 113.2428 |  | 105.9519 | 0 | 0 | 7.291 | 0
13.04. | 13 | 113.2428 |  | 105.9519 | 0 | 0 | 7.291 | 0
13.04. | 14 | 113.2428 |  | 105.9519 | 0 | 0 | 7.291 | 0
13.04. | 15 | 113.2428 |  | 105.9519 | 0 | 0 | 7.291 | 0
13.04. | 16 | 113.2428 |  | 105.9519 | 0 | 0 | 7.291 | 0
13.04. | 17 | 113.2428 |  | 105.9519 | 0 | 0 | 7.291 | 0
13.04. | 18 | 113.2428 |  | 105.9519 | 0 | 0 | 7.291 | 0
13.04. | 19 | 113.2428 |  | 105.9519 | 0 | 0 | 7.291 | 0
13.04. | 20 | 113.2428 |  | 105.9519 | 0 | 0 | 7.291 | 0
13.04. | 21 | 113.2428 |  | 105.9519 | 0 | 0 | 7.291 | 0
13.04. | 22 | 113.2428 |  | 105.9519 | 0 | 0 | 7.291 | 0
13.04. | 23 | 113.2428 |  | 105.9519 | 0 | 0 | 7.291 | 0
13.04. | 24 | 113.2428 |  | 105.9519 | 0 | 0 | 7.291 | 0
14.04. | 1 | 113.2428 |  | 105.9519 | 0 | 0 | 7.291 | 0
14.04. | 2 | 113.2428 |  | 105.9519 | 0 | 0 | 7.291 | 0
14.04. | 3 | 113.2428 |  | 105.9519 | 0 | 0 | 7.291 | 0
14.04. | 4 | 113.2428 |  | 105.9519 | 0 | 0 | 7.291 | 0
14.04. | 5 | 113.2428 |  | 105.9519 | 0 | 0 | 7.291 | 0
14.04. | 6 | 113.2428 |  | 105.9519 | 0 | 0 | 7.291 | 0
14.04. | 7 | 113.2428 |  | 105.9519 | 0 | 0 | 7.291 | 0
14.04. | 8 | 113.2428 |  | 105.9519 | 0 | 0 | 7.291 | 0
14.04. | 9 | 113.2428 |  | 105.9519 | 0 | 0 | 7.291 | 0
14.04. | 10 | 113.2428 |  | 105.9519 | 0 | 0 | 7.291 | 0
14.04. | 11 | 113.2428 |  | 105.9519 | 0 | 0 | 7.291 | 0
14.04. | 12 | 113.2428 |  | 105.9519 | 0 | 0 | 7.291 | 0
14.04. | 13 | 113.2428 |  | 105.9519 | 0 | 0 | 7.291 | 0
14.04. | 14 | 113.2428 |  | 105.9519 | 0 | 0 | 7.291 | 0
14.04. | 15 | 113.2428 |  | 105.9519 | 0 | 0 | 7.291 | 0
14.04. | 16 | 113.2428 |  | 105.9519 | 0 | 0 | 7.291 | 0
14.04. | 17 | 113.2428 |  | 105.9519 | 0 | 0 | 7.291 | 0
14.04. | 18 | 113.2428 |  | 105.9519 | 0 | 0 | 7.291 | 0
14.04. | 19 | 113.2428 |  | 105.9519 | 0 | 0 | 7.291 | 0
14.04. | 20 | 113.2428 |  | 105.9519 | 0 | 0 | 7.291 | 0
14.04. | 21 | 113.2428 |  | 105.9519 | 0 | 0 | 7.291 | 0
14.04. | 22 | 113.2428 |  | 105.9519 | 0 | 0 | 7.291 | 0
14.04. | 23 | 113.2428 |  | 105.9519 | 0 | 0 | 7.291 | 0
14.04. | 24 | 113.2428 |  | 105.9519 | 0 | 0 | 7.291 | 0
15.04. | 1 | 113.2428 |  | 105.9519 | 0 | 0 | 7.291 | 0
15.04. | 2 | 113.2428 |  | 105.9519 | 0 | 0 | 7.291 | 0
15.04. | 3 | 113.2428 |  | 105.9519 | 0 | 0 | 7.291 | 0
15.04. | 4 | 113.2428 |  | 105.9519 | 0 | 0 | 7.291 | 0
15.04. | 5 | 113.2428 |  | 105.9519 | 0 | 0 | 7.291 | 0
15.04. | 6 | 113.2428 |  | 105.9519 | 0 | 0 | 7.291 | 0
15.04. | 7 | 113.2428 |  | 105.9519 | 0 | 0 | 7.291 | 0
15.04. | 8 | 113.2428 |  | 105.9519 | 0 | 0 | 7.291 | 0
15.04. | 9 | 113.2428 |  | 105.9519 | 0 | 0 | 7.291 | 0
15.04. | 10 | 113.2428 |  | 105.9519 | 0 | 0 | 7.291 | 0
15.04. | 11 | 113.2428 |  | 105.9519 | 0 | 0 | 7.291 | 0
15.04. | 12 | 113.2428 |  | 105.9519 | 0 | 0 | 7.291 | 0
15.04. | 13 | 113.2428 |  | 105.9519 | 0 | 0 | 7.291 | 0
15.04. | 14 | 113.2428 |  | 105.9519 | 0 | 0 | 7.291 | 0
15.04. | 15 | 113.2428 |  | 105.9519 | 0 | 0 | 7.291 | 0
15.04. | 16 | 113.2428 |  | 105.9519 | 0 | 0 | 7.291 | 0
15.04. | 17 | 113.2428 |  | 105.9519 | 0 | 0 | 7.291 | 0
15.04. | 18 | 113.2428 |  | 105.9519 | 0 | 0 | 7.291 | 0
15.04. | 19 | 113.2428 |  | 105.9519 | 0 | 0 | 7.291 | 0
15.04. | 20 | 113.2428 |  | 105.9519 | 0 | 0 | 7.291 | 0
15.04. | 21 | 113.2428 |  | 105.9519 | 0 | 0 | 7.291 | 0
15.04. | 22 | 113.2428 |  | 105.9519 | 0 | 0 | 7.291 | 0
15.04. | 23 | 113.2428 |  | 105.9519 | 0 | 0 | 7.291 | 0
15.04. | 24 | 113.2428 |  | 105.9519 | 0 | 0 | 7.291 | 0
16.04. | 1 | 113.2428 |  | 105.9519 | 0 | 0 | 7.291 | 0
16.04. | 2 | 113.2428 |  | 105.9519 | 0 | 0 | 7.291 | 0
16.04. | 3 | 113.2428 |  | 105.9519 | 0 | 0 | 7.291 | 0
16.04. | 4 | 113.2428 |  | 105.9519 | 0 | 0 | 7.291 | 0
16.04. | 5 | 113.2428 |  | 105.9519 | 0 | 0 | 7.291 | 0
16.04. | 6 | 113.2428 |  | 105.9519 | 0 | 0 | 7.291 | 0
16.04. | 7 | 113.2428 |  | 105.9519 | 0 | 0 | 7.291 | 0
16.04. | 8 | 113.2428 |  | 105.9519 | 0 | 0 | 7.291 | 0
16.04. | 9 | 113.2428 |  | 105.9519 | 0 | 0 | 7.291 | 0
16.04. | 10 | 113.2428 |  | 105.9519 | 0 | 0 | 7.291 | 0
16.04. | 11 | 113.2428 |  | 105.9519 | 0 | 0 | 7.291 | 0
16.04. | 12 | 113.2428 |  | 105.9519 | 0 | 0 | 7.291 | 0
16.04. | 13 | 113.2428 |  | 105.9519 | 0 | 0 | 7.291 | 0
16.04. | 14 | 113.2428 |  | 105.9519 | 0 | 0 | 7.291 | 0
16.04. | 15 | 113.2428 |  | 105.9519 | 0 | 0 | 7.291 | 0
16.04. | 16 | 113.2428 |  | 105.9519 | 0 | 0 | 7.291 | 0
16.04. | 17 | 113.2428 |  | 105.9519 | 0 | 0 | 7.291 | 0
16.04. | 18 | 113.2428 |  | 105.9519 | 0 | 0 | 7.291 | 0
16.04. | 19 | 113.2428 |  | 105.9519 | 0 | 0 | 7.291 | 0
16.04. | 20 | 113.2428 |  | 105.9519 | 0 | 0 | 7.291 | 0
16.04. | 21 | 113.2428 |  | 105.9519 | 0 | 0 | 7.291 | 0
16.04. | 22 | 113.2428 |  | 105.9519 | 0 | 0 | 7.291 | 0
16.04. | 23 | 113.2428 |  | 105.9519 | 0 | 0 | 7.291 | 0
16.04. | 24 | 113.2428 |  | 105.9519 | 0 | 0 | 7.291 | 0
17.04. | 1 | 113.2428 |  | 105.9519 | 0 | 0 | 7.291 | 0
17.04. | 2 | 113.2428 |  | 105.9519 | 0 | 0 | 7.291 | 0
17.04. | 3 | 113.2428 |  | 105.9519 | 0 | 0 | 7.291 | 0
17.04. | 4 | 113.2428 |  | 105.9519 | 0 | 0 | 7.291 | 0
17.04. | 5 | 113.2428 |  | 105.9519 | 0 | 0 | 7.291 | 0
17.04. | 6 | 113.2428 |  | 105.9519 | 0 | 0 | 7.291 | 0
17.04. | 7 | 113.2428 |  | 105.9519 | 0 | 0 | 7.291 | 0
17.04. | 8 | 113.2428 |  | 105.9519 | 0 | 0 | 7.291 | 0
17.04. | 9 | 113.2428 |  | 105.9519 | 0 | 0 | 7.291 | 0
17.04. | 10 | 113.2428 |  | 105.9519 | 0 | 0 | 7.291 | 0
17.04. | 11 | 113.2428 |  | 105.9519 | 0 | 0 | 7.291 | 0
17.04. | 12 | 113.2428 |  | 105.9519 | 0 | 0 | 7.291 | 0
17.04. | 13 | 113.2428 |  | 105.9519 | 0 | 0 | 7.291 | 0
17.04. | 14 | 113.2428 |  | 105.9519 | 0 | 0 | 7.291 | 0
17.04. | 15 | 113.2428 |  | 105.9519 | 0 | 0 | 7.291 | 0
17.04. | 16 | 113.2428 |  | 105.9519 | 0 | 0 | 7.291 | 0
17.04. | 17 | 113.2428 |  | 105.9519 | 0 | 0 | 7.291 | 0
17.04. | 18 | 113.2428 |  | 105.9519 | 0 | 0 | 7.291 | 0
17.04. | 19 | 113.2428 |  | 105.9519 | 0 | 0 | 7.291 | 0
17.04. | 20 | 113.2428 |  | 105.9519 | 0 | 0 | 7.291 | 0
17.04. | 21 | 113.2428 |  | 105.9519 | 0 | 0 | 7.291 | 0
17.04. | 22 | 113.2428 |  | 105.9519 | 0 | 0 | 7.291 | 0
17.04. | 23 | 113.2428 |  | 105.9519 | 0 | 0 | 7.291 | 0
17.04. | 24 | 113.2428 |  | 105.9519 | 0 | 0 | 7.291 | 0
18.04. | 1 | 113.2428 |  | 105.9519 | 0 | 0 | 7.291 | 0
18.04. | 2 | 113.2428 |  | 105.9519 | 0 | 0 | 7.291 | 0
18.04. | 3 | 113.2428 |  | 105.9519 | 0 | 0 | 7.291 | 0
18.04. | 4 | 113.2428 |  | 105.9519 | 0 | 0 | 7.291 | 0
18.04. | 5 | 113.2428 |  | 105.9519 | 0 | 0 | 7.291 | 0
18.04. | 6 | 113.2428 |  | 105.9519 | 0 | 0 | 7.291 | 0
18.04. | 7 | 113.2428 |  | 105.9519 | 0 | 0 | 7.291 | 0
18.04. | 8 | 113.2428 |  | 105.9519 | 0 | 0 | 7.291 | 0
18.04. | 9 | 113.2428 |  | 105.9519 | 0 | 0 | 7.291 | 0
18.04. | 10 | 113.2428 |  | 105.9519 | 0 | 0 | 7.291 | 0
18.04. | 11 | 113.2428 |  | 105.9519 | 0 | 0 | 7.291 | 0
18.04. | 12 | 113.2428 |  | 105.9519 | 0 | 0 | 7.291 | 0
18.04. | 13 | 113.2428 |  | 105.9519 | 0 | 0 | 7.291 | 0
18.04. | 14 | 113.2428 |  | 105.9519 | 0 | 0 | 7.291 | 0
18.04. | 15 | 113.2428 |  | 105.9519 | 0 | 0 | 7.291 | 0
18.04. | 16 | 113.2428 |  | 105.9519 | 0 | 0 | 7.291 | 0
18.04. | 17 | 113.2428 |  | 105.9519 | 0 | 0 | 7.291 | 0
18.04. | 18 | 113.2428 |  | 105.9519 | 0 | 0 | 7.291 | 0
18.04. | 19 | 113.2428 |  | 105.9519 | 0 | 0 | 7.291 | 0
18.04. | 20 | 113.2428 |  | 105.9519 | 0 | 0 | 7.291 | 0
18.04. | 21 | 113.2428 |  | 105.9519 | 0 | 0 | 7.291 | 0
18.04. | 22 | 113.2428 |  | 105.9519 | 0 | 0 | 7.291 | 0
18.04. | 23 | 113.2428 |  | 105.9519 | 0 | 0 | 7.291 | 0
18.04. | 24 | 113.2428 |  | 105.9519 | 0 | 0 | 7.291 | 0
19.04. | 1 | 113.2428 |  | 105.9519 | 0 | 0 | 7.291 | 0
19.04. | 2 | 113.2428 |  | 105.9519 | 0 | 0 | 7.291 | 0
19.04. | 3 | 113.2428 |  | 105.9519 | 0 | 0 | 7.291 | 0
19.04. | 4 | 113.2428 |  | 105.9519 | 0 | 0 | 7.291 | 0
19.04. | 5 | 113.2428 |  | 105.9519 | 0 | 0 | 7.291 | 0
19.04. | 6 | 113.2428 |  | 105.9519 | 0 | 0 | 7.291 | 0
19.04. | 7 | 113.2428 |  | 105.9519 | 0 | 0 | 7.291 | 0
19.04. | 8 | 113.2428 |  | 105.9519 | 0 | 0 | 7.291 | 0
19.04. | 9 | 113.2428 |  | 105.9519 | 0 | 0 | 7.291 | 0
19.04. | 10 | 113.2428 |  | 105.9519 | 0 | 0 | 7.291 | 0
19.04. | 11 | 113.2428 |  | 105.9519 | 0 | 0 | 7.291 | 0
19.04. | 12 | 113.2428 |  | 105.9519 | 0 | 0 | 7.291 | 0
19.04. | 13 | 113.2428 |  | 105.9519 | 0 | 0 | 7.291 | 0
19.04. | 14 | 113.2428 |  | 105.9519 | 0 | 0 | 7.291 | 0
19.04. | 15 | 113.2428 |  | 105.9519 | 0 | 0 | 7.291 | 0
19.04. | 16 | 113.2428 |  | 105.9519 | 0 | 0 | 7.291 | 0
19.04. | 17 | 113.2428 |  | 105.9519 | 0 | 0 | 7.291 | 0
19.04. | 18 | 113.2428 |  | 105.9519 | 0 | 0 | 7.291 | 0
19.04. | 19 | 113.2428 |  | 105.9519 | 0 | 0 | 7.291 | 0
19.04. | 20 | 113.2428 |  | 105.9519 | 0 | 0 | 7.291 | 0
19.04. | 21 | 113.2428 |  | 105.9519 | 0 | 0 | 7.291 | 0
19.04. | 22 | 113.2428 |  | 105.9519 | 0 | 0 | 7.291 | 0
19.04. | 23 | 113.2428 |  | 105.9519 | 0 | 0 | 7.291 | 0
19.04. | 24 | 113.2428 |  | 105.9519 | 0 | 0 | 7.291 | 0
20.04. | 1 | 113.2428 |  | 105.9519 | 0 | 0 | 7.291 | 0
20.04. | 2 | 113.2428 |  | 105.9519 | 0 | 0 | 7.291 | 0
20.04. | 3 | 113.2428 |  | 105.9519 | 0 | 0 | 7.291 | 0
20.04. | 4 | 113.2428 |  | 105.9519 | 0 | 0 | 7.291 | 0
20.04. | 5 | 113.2428 |  | 105.9519 | 0 | 0 | 7.291 | 0
20.04. | 6 | 113.2428 |  | 105.9519 | 0 | 0 | 7.291 | 0
20.04. | 7 | 113.2428 |  | 105.9519 | 0 | 0 | 7.291 | 0
20.04. | 8 | 113.2428 |  | 105.9519 | 0 | 0 | 7.291 | 0
20.04. | 9 | 113.2428 |  | 105.9519 | 0 | 0 | 7.291 | 0
20.04. | 10 | 113.2428 |  | 105.9519 | 0 | 0 | 7.291 | 0
20.04. | 11 | 113.2428 |  | 105.9519 | 0 | 0 | 7.291 | 0
20.04. | 12 | 113.2428 |  | 105.9519 | 0 | 0 | 7.291 | 0
20.04. | 13 | 113.2428 |  | 105.9519 | 0 | 0 | 7.291 | 0
20.04. | 14 | 113.2428 |  | 105.9519 | 0 | 0 | 7.291 | 0
20.04. | 15 | 113.2428 |  | 105.9519 | 0 | 0 | 7.291 | 0
20.04. | 16 | 113.2428 |  | 105.9519 | 0 | 0 | 7.291 | 0
20.04. | 17 | 113.2428 |  | 105.9519 | 0 | 0 | 7.291 | 0
20.04. | 18 | 113.2428 |  | 105.9519 | 0 | 0 | 7.291 | 0
20.04. | 19 | 113.2428 |  | 105.9519 | 0 | 0 | 7.291 | 0
20.04. | 20 | 113.2428 |  | 105.9519 | 0 | 0 | 7.291 | 0
20.04. | 21 | 113.2428 |  | 105.9519 | 0 | 0 | 7.291 | 0
20.04. | 22 | 113.2428 |  | 105.9519 | 0 | 0 | 7.291 | 0
20.04. | 23 | 113.2428 |  | 105.9519 | 0 | 0 | 7.291 | 0
20.04. | 24 | 113.2428 |  | 105.9519 | 0 | 0 | 7.291 | 0
21.04. | 1 | 113.2428 |  | 105.9519 | 0 | 0 | 7.291 | 0
21.04. | 2 | 113.2428 |  | 105.9519 | 0 | 0 | 7.291 | 0
21.04. | 3 | 113.2428 |  | 105.9519 | 0 | 0 | 7.291 | 0
21.04. | 4 | 113.2428 |  | 105.9519 | 0 | 0 | 7.291 | 0
21.04. | 5 | 113.2428 |  | 105.9519 | 0 | 0 | 7.291 | 0
21.04. | 6 | 113.2428 |  | 105.9519 | 0 | 0 | 7.291 | 0
21.04. | 7 | 113.2428 |  | 105.9519 | 0 | 0 | 7.291 | 0
21.04. | 8 | 113.2428 |  | 105.9519 | 0 | 0 | 7.291 | 0
21.04. | 9 | 113.2428 |  | 105.9519 | 0 | 0 | 7.291 | 0
21.04. | 10 | 113.2428 |  | 105.9519 | 0 | 0 | 7.291 | 0
21.04. | 11 | 113.2428 |  | 105.9519 | 0 | 0 | 7.291 | 0
21.04. | 12 | 113.2428 |  | 105.9519 | 0 | 0 | 7.291 | 0
21.04. | 13 | 113.2428 |  | 105.9519 | 0 | 0 | 7.291 | 0
21.04. | 14 | 113.2428 |  | 105.9519 | 0 | 0 | 7.291 | 0
21.04. | 15 | 113.2428 |  | 105.9519 | 0 | 0 | 7.291 | 0
21.04. | 16 | 113.2428 |  | 105.9519 | 0 | 0 | 7.291 | 0
21.04. | 17 | 113.2428 |  | 105.9519 | 0 | 0 | 7.291 | 0
21.04. | 18 | 113.2428 |  | 105.9519 | 0 | 0 | 7.291 | 0
21.04. | 19 | 113.2428 |  | 105.9519 | 0 | 0 | 7.291 | 0
21.04. | 20 | 113.2428 |  | 105.9519 | 0 | 0 | 7.291 | 0
21.04. | 21 | 113.2428 |  | 105.9519 | 0 | 0 | 7.291 | 0
21.04. | 22 | 113.2428 |  | 105.9519 | 0 | 0 | 7.291 | 0
21.04. | 23 | 113.2428 |  | 105.9519 | 0 | 0 | 7.291 | 0
21.04. | 24 | 113.2428 |  | 105.9519 | 0 | 0 | 7.291 | 0
22.04. | 1 | 113.2428 |  | 105.9519 | 0 | 0 | 7.291 | 0
22.04. | 2 | 113.2428 |  | 105.9519 | 0 | 0 | 7.291 | 0
22.04. | 3 | 113.2428 |  | 105.9519 | 0 | 0 | 7.291 | 0
22.04. | 4 | 113.2428 |  | 105.9519 | 0 | 0 | 7.291 | 0
22.04. | 5 | 113.2428 |  | 105.9519 | 0 | 0 | 7.291 | 0
22.04. | 6 | 113.2428 |  | 105.9519 | 0 | 0 | 7.291 | 0
22.04. | 7 | 113.2428 |  | 105.9519 | 0 | 0 | 7.291 | 0
22.04. | 8 | 113.2428 |  | 105.9519 | 0 | 0 | 7.291 | 0
22.04. | 9 | 113.2428 |  | 105.9519 | 0 | 0 | 7.291 | 0
22.04. | 10 | 113.2428 |  | 105.9519 | 0 | 0 | 7.291 | 0
22.04. | 11 | 113.2428 |  | 105.9519 | 0 | 0 | 7.291 | 0
22.04. | 12 | 113.2428 |  | 105.9519 | 0 | 0 | 7.291 | 0
22.04. | 13 | 113.2428 |  | 105.9519 | 0 | 0 | 7.291 | 0
22.04. | 14 | 113.2428 |  | 105.9519 | 0 | 0 | 7.291 | 0
22.04. | 15 | 113.2428 |  | 105.9519 | 0 | 0 | 7.291 | 0
22.04. | 16 | 113.2428 |  | 105.9519 | 0 | 0 | 7.291 | 0
22.04. | 17 | 113.2428 |  | 105.9519 | 0 | 0 | 7.291 | 0
22.04. | 18 | 113.2428 |  | 105.9519 | 0 | 0 | 7.291 | 0
22.04. | 19 | 113.2428 |  | 105.9519 | 0 | 0 | 7.291 | 0
22.04. | 20 | 113.2428 |  | 105.9519 | 0 | 0 | 7.291 | 0
22.04. | 21 | 113.2428 |  | 105.9519 | 0 | 0 | 7.291 | 0
22.04. | 22 | 113.2428 |  | 105.9519 | 0 | 0 | 7.291 | 0
22.04. | 23 | 113.2428 |  | 105.9519 | 0 | 0 | 7.291 | 0
22.04. | 24 | 113.2428 |  | 105.9519 | 0 | 0 | 7.291 | 0
23.04. | 1 | 113.2428 |  | 105.9519 | 0 | 0 | 7.291 | 0
23.04. | 2 | 113.2428 |  | 105.9519 | 0 | 0 | 7.291 | 0
23.04. | 3 | 113.2428 |  | 105.9519 | 0 | 0 | 7.291 | 0
23.04. | 4 | 113.2428 |  | 105.9519 | 0 | 0 | 7.291 | 0
23.04. | 5 | 113.2428 |  | 105.9519 | 0 | 0 | 7.291 | 0
23.04. | 6 | 113.2428 |  | 105.9519 | 0 | 0 | 7.291 | 0
23.04. | 7 | 113.2428 |  | 105.9519 | 0 | 0 | 7.291 | 0
23.04. | 8 | 113.2428 |  | 105.9519 | 0 | 0 | 7.291 | 0
23.04. | 9 | 113.2428 |  | 105.9519 | 0 | 0 | 7.291 | 0
23.04. | 10 | 113.2428 |  | 105.9519 | 0 | 0 | 7.291 | 0
23.04. | 11 | 113.2428 |  | 105.9519 | 0 | 0 | 7.291 | 0
23.04. | 12 | 113.2428 |  | 105.9519 | 0 | 0 | 7.291 | 0
23.04. | 13 | 113.2428 |  | 105.9519 | 0 | 0 | 7.291 | 0
23.04. | 14 | 113.2428 |  | 105.9519 | 0 | 0 | 7.291 | 0
23.04. | 15 | 113.2428 |  | 105.9519 | 0 | 0 | 7.291 | 0
23.04. | 16 | 113.2428 |  | 105.9519 | 0 | 0 | 7.291 | 0
23.04. | 17 | 113.2428 |  | 105.9519 | 0 | 0 | 7.291 | 0
23.04. | 18 | 113.2428 |  | 105.9519 | 0 | 0 | 7.291 | 0
23.04. | 19 | 113.2428 |  | 105.9519 | 0 | 0 | 7.291 | 0
23.04. | 20 | 113.2428 |  | 105.9519 | 0 | 0 | 7.291 | 0
23.04. | 21 | 113.2428 |  | 105.9519 | 0 | 0 | 7.291 | 0
23.04. | 22 | 113.2428 |  | 105.9519 | 0 | 0 | 7.291 | 0
23.04. | 23 | 113.2428 |  | 105.9519 | 0 | 0 | 7.291 | 0
23.04. | 24 | 113.2428 |  | 105.9519 | 0 | 0 | 7.291 | 0
24.04. | 1 | 113.2428 |  | 105.9519 | 0 | 0 | 7.291 | 0
24.04. | 2 | 113.2428 |  | 105.9519 | 0 | 0 | 7.291 | 0
24.04. | 3 | 113.2428 |  | 105.9519 | 0 | 0 | 7.291 | 0
24.04. | 4 | 113.2428 |  | 105.9519 | 0 | 0 | 7.291 | 0
24.04. | 5 | 113.2428 |  | 105.9519 | 0 | 0 | 7.291 | 0
24.04. | 6 | 113.2428 |  | 105.9519 | 0 | 0 | 7.291 | 0
24.04. | 7 | 113.2428 |  | 105.9519 | 0 | 0 | 7.291 | 0
24.04. | 8 | 113.2428 |  | 105.9519 | 0 | 0 | 7.291 | 0
24.04. | 9 | 113.2428 |  | 105.9519 | 0 | 0 | 7.291 | 0
24.04. | 10 | 113.2428 |  | 105.9519 | 0 | 0 | 7.291 | 0
24.04. | 11 | 113.2428 |  | 105.9519 | 0 | 0 | 7.291 | 0
24.04. | 12 | 113.2428 |  | 105.9519 | 0 | 0 | 7.291 | 0
24.04. | 13 | 113.2428 |  | 105.9519 | 0 | 0 | 7.291 | 0
24.04. | 14 | 113.2428 |  | 105.9519 | 0 | 0 | 7.291 | 0
24.04. | 15 | 113.2428 |  | 105.9519 | 0 | 0 | 7.291 | 0
24.04. | 16 | 113.2428 |  | 105.9519 | 0 | 0 | 7.291 | 0
24.04. | 17 | 113.2428 |  | 105.9519 | 0 | 0 | 7.291 | 0
24.04. | 18 | 113.2428 |  | 105.9519 | 0 | 0 | 7.291 | 0
24.04. | 19 | 113.2428 |  | 105.9519 | 0 | 0 | 7.291 | 0
24.04. | 20 | 113.2428 |  | 105.9519 | 0 | 0 | 7.291 | 0
24.04. | 21 | 113.2428 |  | 105.9519 | 0 | 0 | 7.291 | 0
24.04. | 22 | 113.2428 |  | 105.9519 | 0 | 0 | 7.291 | 0
24.04. | 23 | 113.2428 |  | 105.9519 | 0 | 0 | 7.291 | 0
24.04. | 24 | 113.2428 |  | 105.9519 | 0 | 0 | 7.291 | 0
25.04. | 1 | 113.2428 |  | 105.9519 | 0 | 0 | 7.291 | 0
25.04. | 2 | 113.2428 |  | 105.9519 | 0 | 0 | 7.291 | 0
25.04. | 3 | 113.2428 |  | 105.9519 | 0 | 0 | 7.291 | 0
25.04. | 4 | 113.2428 |  | 105.9519 | 0 | 0 | 7.291 | 0
25.04. | 5 | 113.2428 |  | 105.9519 | 0 | 0 | 7.291 | 0
25.04. | 6 | 113.2428 |  | 105.9519 | 0 | 0 | 7.291 | 0
25.04. | 7 | 113.2428 |  | 105.9519 | 0 | 0 | 7.291 | 0
25.04. | 8 | 113.2428 |  | 105.9519 | 0 | 0 | 7.291 | 0
25.04. | 9 | 113.2428 |  | 105.9519 | 0 | 0 | 7.291 | 0
25.04. | 10 | 113.2428 |  | 105.9519 | 0 | 0 | 7.291 | 0
25.04. | 11 | 113.2428 |  | 105.9519 | 0 | 0 | 7.291 | 0
25.04. | 12 | 113.2428 |  | 105.9519 | 0 | 0 | 7.291 | 0
25.04. | 13 | 113.2428 |  | 105.9519 | 0 | 0 | 7.291 | 0
25.04. | 14 | 113.2428 |  | 105.9519 | 0 | 0 | 7.291 | 0
25.04. | 15 | 113.2428 |  | 105.9519 | 0 | 0 | 7.291 | 0
25.04. | 16 | 113.2428 |  | 105.9519 | 0 | 0 | 7.291 | 0
25.04. | 17 | 113.2428 |  | 105.9519 | 0 | 0 | 7.291 | 0
25.04. | 18 | 113.2428 |  | 105.9519 | 0 | 0 | 7.291 | 0
25.04. | 19 | 113.2428 |  | 105.9519 | 0 | 0 | 7.291 | 0
25.04. | 20 | 113.2428 |  | 105.9519 | 0 | 0 | 7.291 | 0
25.04. | 21 | 113.2428 |  | 105.9519 | 0 | 0 | 7.291 | 0
25.04. | 22 | 113.2428 |  | 105.9519 | 0 | 0 | 7.291 | 0
25.04. | 23 | 113.2428 |  | 105.9519 | 0 | 0 | 7.291 | 0
25.04. | 24 | 113.2428 |  | 105.9519 | 0 | 0 | 7.291 | 0
26.04. | 1 | 113.2428 |  | 105.9519 | 0 | 0 | 7.291 | 0
26.04. | 2 | 113.2428 |  | 105.9519 | 0 | 0 | 7.291 | 0
26.04. | 3 | 113.2428 |  | 105.9519 | 0 | 0 | 7.291 | 0
26.04. | 4 | 113.2428 |  | 105.9519 | 0 | 0 | 7.291 | 0
26.04. | 5 | 113.2428 |  | 105.9519 | 0 | 0 | 7.291 | 0
26.04. | 6 | 113.2428 |  | 105.9519 | 0 | 0 | 7.291 | 0
26.04. | 7 | 113.2428 |  | 105.9519 | 0 | 0 | 7.291 | 0
26.04. | 8 | 113.2428 |  | 105.9519 | 0 | 0 | 7.291 | 0
26.04. | 9 | 113.2428 |  | 105.9519 | 0 | 0 | 7.291 | 0
26.04. | 10 | 113.2428 |  | 105.9519 | 0 | 0 | 7.291 | 0
26.04. | 11 | 113.2428 |  | 105.9519 | 0 | 0 | 7.291 | 0
26.04. | 12 | 113.2428 |  | 105.9519 | 0 | 0 | 7.291 | 0
26.04. | 13 | 113.2428 |  | 105.9519 | 0 | 0 | 7.291 | 0
26.04. | 14 | 113.2428 |  | 105.9519 | 0 | 0 | 7.291 | 0
26.04. | 15 | 113.2428 |  | 105.9519 | 0 | 0 | 7.291 | 0
26.04. | 16 | 113.2428 |  | 105.9519 | 0 | 0 | 7.291 | 0
26.04. | 17 | 113.2428 |  | 105.9519 | 0 | 0 | 7.291 | 0
26.04. | 18 | 113.2428 |  | 105.9519 | 0 | 0 | 7.291 | 0
26.04. | 19 | 113.2428 |  | 105.9519 | 0 | 0 | 7.291 | 0
26.04. | 20 | 113.2428 |  | 105.9519 | 0 | 0 | 7.291 | 0
26.04. | 21 | 113.2428 |  | 105.9519 | 0 | 0 | 7.291 | 0
26.04. | 22 | 113.2428 |  | 105.9519 | 0 | 0 | 7.291 | 0
26.04. | 23 | 113.2428 |  | 105.9519 | 0 | 0 | 7.291 | 0
26.04. | 24 | 113.2428 |  | 105.9519 | 0 | 0 | 7.291 | 0
27.04. | 1 | 113.2428 |  | 105.9519 | 0 | 0 | 7.291 | 0
27.04. | 2 | 113.2428 |  | 105.9519 | 0 | 0 | 7.291 | 0
27.04. | 3 | 113.2428 |  | 105.9519 | 0 | 0 | 7.291 | 0
27.04. | 4 | 113.2428 |  | 105.9519 | 0 | 0 | 7.291 | 0
27.04. | 5 | 113.2428 |  | 105.9519 | 0 | 0 | 7.291 | 0
27.04. | 6 | 113.2428 |  | 105.9519 | 0 | 0 | 7.291 | 0
27.04. | 7 | 113.2428 |  | 105.9519 | 0 | 0 | 7.291 | 0
27.04. | 8 | 113.2428 |  | 105.9519 | 0 | 0 | 7.291 | 0
27.04. | 9 | 113.2428 |  | 105.9519 | 0 | 0 | 7.291 | 0
27.04. | 10 | 113.2428 |  | 105.9519 | 0 | 0 | 7.291 | 0
27.04. | 11 | 113.2428 |  | 105.9519 | 0 | 0 | 7.291 | 0
27.04. | 12 | 113.2428 |  | 105.9519 | 0 | 0 | 7.291 | 0
27.04. | 13 | 113.2428 |  | 105.9519 | 0 | 0 | 7.291 | 0
27.04. | 14 | 113.2428 |  | 105.9519 | 0 | 0 | 7.291 | 0
27.04. | 15 | 113.2428 |  | 105.9519 | 0 | 0 | 7.291 | 0
27.04. | 16 | 113.2428 |  | 105.9519 | 0 | 0 | 7.291 | 0
27.04. | 17 | 113.2428 |  | 105.9519 | 0 | 0 | 7.291 | 0
27.04. | 18 | 113.2428 |  | 105.9519 | 0 | 0 | 7.291 | 0
27.04. | 19 | 113.2428 |  | 105.9519 | 0 | 0 | 7.291 | 0
27.04. | 20 | 113.2428 |  | 105.9519 | 0 | 0 | 7.291 | 0
27.04. | 21 | 113.2428 |  | 105.9519 | 0 | 0 | 7.291 | 0
27.04. | 22 | 113.2428 |  | 105.9519 | 0 | 0 | 7.291 | 0
27.04. | 23 | 113.2428 |  | 105.9519 | 0 | 0 | 7.291 | 0
27.04. | 24 | 113.2428 |  | 105.9519 | 0 | 0 | 7.291 | 0
28.04. | 1 | 113.2428 |  | 105.9519 | 0 | 0 | 7.291 | 0
28.04. | 2 | 113.2428 |  | 105.9519 | 0 | 0 | 7.291 | 0
28.04. | 3 | 113.2428 |  | 105.9519 | 0 | 0 | 7.291 | 0
28.04. | 4 | 113.2428 |  | 105.9519 | 0 | 0 | 7.291 | 0
28.04. | 5 | 113.2428 |  | 105.9519 | 0 | 0 | 7.291 | 0
28.04. | 6 | 113.2428 |  | 105.9519 | 0 | 0 | 7.291 | 0
28.04. | 7 | 113.2428 |  | 105.9519 | 0 | 0 | 7.291 | 0
28.04. | 8 | 113.2428 |  | 105.9519 | 0 | 0 | 7.291 | 0
28.04. | 9 | 113.2428 |  | 105.9519 | 0 | 0 | 7.291 | 0
28.04. | 10 | 113.2428 |  | 105.9519 | 0 | 0 | 7.291 | 0
28.04. | 11 | 113.2428 |  | 105.9519 | 0 | 0 | 7.291 | 0
28.04. | 12 | 113.2428 |  | 105.9519 | 0 | 0 | 7.291 | 0
28.04. | 13 | 113.2428 |  | 105.9519 | 0 | 0 | 7.291 | 0
28.04. | 14 | 113.2428 |  | 105.9519 | 0 | 0 | 7.291 | 0
28.04. | 15 | 113.2428 |  | 105.9519 | 0 | 0 | 7.291 | 0
28.04. | 16 | 113.2428 |  | 105.9519 | 0 | 0 | 7.291 | 0
28.04. | 17 | 113.2428 |  | 105.9519 | 0 | 0 | 7.291 | 0
28.04. | 18 | 113.2428 |  | 105.9519 | 0 | 0 | 7.291 | 0
28.04. | 19 | 113.2428 |  | 105.9519 | 0 | 0 | 7.291 | 0
28.04. | 20 | 113.2428 |  | 105.9519 | 0 | 0 | 7.291 | 0
28.04. | 21 | 113.2428 |  | 105.9519 | 0 | 0 | 7.291 | 0
28.04. | 22 | 113.2428 |  | 105.9519 | 0 | 0 | 7.291 | 0
28.04. | 23 | 113.2428 |  | 105.9519 | 0 | 0 | 7.291 | 0
28.04. | 24 | 113.2428 |  | 105.9519 | 0 | 0 | 7.291 | 0
29.04. | 1 | 113.2428 |  | 105.9519 | 0 | 0 | 7.291 | 0
29.04. | 2 | 113.2428 |  | 105.9519 | 0 | 0 | 7.291 | 0
29.04. | 3 | 113.2428 |  | 105.9519 | 0 | 0 | 7.291 | 0
29.04. | 4 | 113.2428 |  | 105.9519 | 0 | 0 | 7.291 | 0
29.04. | 5 | 113.2428 |  | 105.9519 | 0 | 0 | 7.291 | 0
29.04. | 6 | 113.2428 |  | 105.9519 | 0 | 0 | 7.291 | 0
29.04. | 7 | 113.2428 |  | 105.9519 | 0 | 0 | 7.291 | 0
29.04. | 8 | 113.2428 |  | 105.9519 | 0 | 0 | 7.291 | 0
29.04. | 9 | 113.2428 |  | 105.9519 | 0 | 0 | 7.291 | 0
29.04. | 10 | 113.2428 |  | 105.9519 | 0 | 0 | 7.291 | 0
29.04. | 11 | 113.2428 |  | 105.9519 | 0 | 0 | 7.291 | 0
29.04. | 12 | 113.2428 |  | 105.9519 | 0 | 0 | 7.291 | 0
29.04. | 13 | 113.2428 |  | 105.9519 | 0 | 0 | 7.291 | 0
29.04. | 14 | 113.2428 |  | 105.9519 | 0 | 0 | 7.291 | 0
29.04. | 15 | 113.2428 |  | 105.9519 | 0 | 0 | 7.291 | 0
29.04. | 16 | 113.2428 |  | 105.9519 | 0 | 0 | 7.291 | 0
29.04. | 17 | 113.2428 |  | 105.9519 | 0 | 0 | 7.291 | 0
29.04. | 18 | 113.2428 |  | 105.9519 | 0 | 0 | 7.291 | 0
29.04. | 19 | 113.2428 |  | 105.9519 | 0 | 0 | 7.291 | 0
29.04. | 20 | 113.2428 |  | 105.9519 | 0 | 0 | 7.291 | 0
29.04. | 21 | 113.2428 |  | 105.9519 | 0 | 0 | 7.291 | 0
29.04. | 22 | 113.2428 |  | 105.9519 | 0 | 0 | 7.291 | 0
29.04. | 23 | 113.2428 |  | 105.9519 | 0 | 0 | 7.291 | 0
29.04. | 24 | 113.2428 |  | 105.9519 | 0 | 0 | 7.291 | 0
30.04. | 1 | 113.2428 |  | 105.9519 | 0 | 0 | 7.291 | 0
30.04. | 2 | 113.2428 |  | 105.9519 | 0 | 0 | 7.291 | 0
30.04. | 3 | 113.2428 |  | 105.9519 | 0 | 0 | 7.291 | 0
30.04. | 4 | 113.2428 |  | 105.9519 | 0 | 0 | 7.291 | 0
30.04. | 5 | 113.2428 |  | 105.9519 | 0 | 0 | 7.291 | 0
30.04. | 6 | 113.2428 |  | 105.9519 | 0 | 0 | 7.291 | 0
30.04. | 7 | 113.2428 |  | 105.9519 | 0 | 0 | 7.291 | 0
30.04. | 8 | 113.2428 |  | 105.9519 | 0 | 0 | 7.291 | 0
30.04. | 9 | 113.2428 |  | 105.9519 | 0 | 0 | 7.291 | 0
30.04. | 10 | 113.2428 |  | 105.9519 | 0 | 0 | 7.291 | 0
30.04. | 11 | 113.2428 |  | 105.9519 | 0 | 0 | 7.291 | 0
30.04. | 12 | 113.2428 |  | 105.9519 | 0 | 0 | 7.291 | 0
30.04. | 13 | 113.2428 |  | 105.9519 | 0 | 0 | 7.291 | 0
30.04. | 14 | 113.2428 |  | 105.9519 | 0 | 0 | 7.291 | 0
30.04. | 15 | 113.2428 |  | 105.9519 | 0 | 0 | 7.291 | 0
30.04. | 16 | 113.2428 |  | 105.9519 | 0 | 0 | 7.291 | 0
30.04. | 17 | 113.2428 |  | 105.9519 | 0 | 0 | 7.291 | 0
30.04. | 18 | 113.2428 |  | 105.9519 | 0 | 0 | 7.291 | 0
30.04. | 19 | 113.2428 |  | 105.9519 | 0 | 0 | 7.291 | 0
30.04. | 20 | 113.2428 |  | 105.9519 | 0 | 0 | 7.291 | 0
30.04. | 21 | 113.2428 |  | 105.9519 | 0 | 0 | 7.291 | 0
30.04. | 22 | 113.2428 |  | 105.9519 | 0 | 0 | 7.291 | 0
30.04. | 23 | 113.2428 |  | 105.9519 | 0 | 0 | 7.291 | 0
30.04. | 24 | 113.2428 |  | 105.9519 | 0 | 0 | 7.291 | 0
01.05. | 1 | 112.5995 |  | 105.9519 | 0 | 0 | 6.6476 | 0
01.05. | 2 | 112.5995 |  | 105.9519 | 0 | 0 | 6.6476 | 0
01.05. | 3 | 112.5995 |  | 105.9519 | 0 | 0 | 6.6476 | 0
01.05. | 4 | 112.5995 |  | 105.9519 | 0 | 0 | 6.6476 | 0
01.05. | 5 | 112.5995 |  | 105.9519 | 0 | 0 | 6.6476 | 0
01.05. | 6 | 112.5995 |  | 105.9519 | 0 | 0 | 6.6476 | 0
01.05. | 7 | 112.5995 |  | 105.9519 | 0 | 0 | 6.6476 | 0
01.05. | 8 | 112.5995 |  | 105.9519 | 0 | 0 | 6.6476 | 0
01.05. | 9 | 112.5995 |  | 105.9519 | 0 | 0 | 6.6476 | 0
01.05. | 10 | 112.5995 |  | 105.9519 | 0 | 0 | 6.6476 | 0
01.05. | 11 | 112.5995 |  | 105.9519 | 0 | 0 | 6.6476 | 0
01.05. | 12 | 112.5995 |  | 105.9519 | 0 | 0 | 6.6476 | 0
01.05. | 13 | 112.5995 |  | 105.9519 | 0 | 0 | 6.6476 | 0
01.05. | 14 | 112.5995 |  | 105.9519 | 0 | 0 | 6.6476 | 0
01.05. | 15 | 112.5995 |  | 105.9519 | 0 | 0 | 6.6476 | 0
01.05. | 16 | 112.5995 |  | 105.9519 | 0 | 0 | 6.6476 | 0
01.05. | 17 | 112.5995 |  | 105.9519 | 0 | 0 | 6.6476 | 0
01.05. | 18 | 112.5995 |  | 105.9519 | 0 | 0 | 6.6476 | 0
01.05. | 19 | 112.5995 |  | 105.9519 | 0 | 0 | 6.6476 | 0
01.05. | 20 | 112.5995 |  | 105.9519 | 0 | 0 | 6.6476 | 0
01.05. | 21 | 112.5995 |  | 105.9519 | 0 | 0 | 6.6476 | 0
01.05. | 22 | 112.5995 |  | 105.9519 | 0 | 0 | 6.6476 | 0
01.05. | 23 | 112.5995 |  | 105.9519 | 0 | 0 | 6.6476 | 0
01.05. | 24 | 112.5995 |  | 105.9519 | 0 | 0 | 6.6476 | 0
02.05. | 1 | 112.5995 |  | 105.9519 | 0 | 0 | 6.6476 | 0
02.05. | 2 | 112.5995 |  | 105.9519 | 0 | 0 | 6.6476 | 0
02.05. | 3 | 112.5995 |  | 105.9519 | 0 | 0 | 6.6476 | 0
02.05. | 4 | 112.5995 |  | 105.9519 | 0 | 0 | 6.6476 | 0
02.05. | 5 | 112.5995 |  | 105.9519 | 0 | 0 | 6.6476 | 0
02.05. | 6 | 112.5995 |  | 105.9519 | 0 | 0 | 6.6476 | 0
02.05. | 7 | 112.5995 |  | 105.9519 | 0 | 0 | 6.6476 | 0
02.05. | 8 | 112.5995 |  | 105.9519 | 0 | 0 | 6.6476 | 0
02.05. | 9 | 112.5995 |  | 105.9519 | 0 | 0 | 6.6476 | 0
02.05. | 10 | 112.5995 |  | 105.9519 | 0 | 0 | 6.6476 | 0
02.05. | 11 | 112.5995 |  | 105.9519 | 0 | 0 | 6.6476 | 0
02.05. | 12 | 112.5995 |  | 105.9519 | 0 | 0 | 6.6476 | 0
02.05. | 13 | 112.5995 |  | 105.9519 | 0 | 0 | 6.6476 | 0
02.05. | 14 | 112.5995 |  | 105.9519 | 0 | 0 | 6.6476 | 0
02.05. | 15 | 112.5995 |  | 105.9519 | 0 | 0 | 6.6476 | 0
02.05. | 16 | 112.5995 |  | 105.9519 | 0 | 0 | 6.6476 | 0
02.05. | 17 | 112.5995 |  | 105.9519 | 0 | 0 | 6.6476 | 0
02.05. | 18 | 112.5995 |  | 105.9519 | 0 | 0 | 6.6476 | 0
02.05. | 19 | 112.5995 |  | 105.9519 | 0 | 0 | 6.6476 | 0
02.05. | 20 | 112.5995 |  | 105.9519 | 0 | 0 | 6.6476 | 0
02.05. | 21 | 112.5995 |  | 105.9519 | 0 | 0 | 6.6476 | 0
02.05. | 22 | 112.5995 |  | 105.9519 | 0 | 0 | 6.6476 | 0
02.05. | 23 | 112.5995 |  | 105.9519 | 0 | 0 | 6.6476 | 0
02.05. | 24 | 112.5995 |  | 105.9519 | 0 | 0 | 6.6476 | 0
03.05. | 1 | 112.5995 |  | 105.9519 | 0 | 0 | 6.6476 | 0
03.05. | 2 | 112.5995 |  | 105.9519 | 0 | 0 | 6.6476 | 0
03.05. | 3 | 112.5995 |  | 105.9519 | 0 | 0 | 6.6476 | 0
03.05. | 4 | 112.5995 |  | 105.9519 | 0 | 0 | 6.6476 | 0
03.05. | 5 | 112.5995 |  | 105.9519 | 0 | 0 | 6.6476 | 0
03.05. | 6 | 112.5995 |  | 105.9519 | 0 | 0 | 6.6476 | 0
03.05. | 7 | 112.5995 |  | 105.9519 | 0 | 0 | 6.6476 | 0
03.05. | 8 | 112.5995 |  | 105.9519 | 0 | 0 | 6.6476 | 0
03.05. | 9 | 112.5995 |  | 105.9519 | 0 | 0 | 6.6476 | 0
03.05. | 10 | 112.5995 |  | 105.9519 | 0 | 0 | 6.6476 | 0
03.05. | 11 | 112.5995 |  | 105.9519 | 0 | 0 | 6.6476 | 0
03.05. | 12 | 112.5995 |  | 105.9519 | 0 | 0 | 6.6476 | 0
03.05. | 13 | 112.5995 |  | 105.9519 | 0 | 0 | 6.6476 | 0
03.05. | 14 | 112.5995 |  | 105.9519 | 0 | 0 | 6.6476 | 0
03.05. | 15 | 112.5995 |  | 105.9519 | 0 | 0 | 6.6476 | 0
03.05. | 16 | 112.5995 |  | 105.9519 | 0 | 0 | 6.6476 | 0
03.05. | 17 | 112.5995 |  | 105.9519 | 0 | 0 | 6.6476 | 0
03.05. | 18 | 112.5995 |  | 105.9519 | 0 | 0 | 6.6476 | 0
03.05. | 19 | 112.5995 |  | 105.9519 | 0 | 0 | 6.6476 | 0
03.05. | 20 | 112.5995 |  | 105.9519 | 0 | 0 | 6.6476 | 0
03.05. | 21 | 112.5995 |  | 105.9519 | 0 | 0 | 6.6476 | 0
03.05. | 22 | 112.5995 |  | 105.9519 | 0 | 0 | 6.6476 | 0
03.05. | 23 | 112.5995 |  | 105.9519 | 0 | 0 | 6.6476 | 0
03.05. | 24 | 112.5995 |  | 105.9519 | 0 | 0 | 6.6476 | 0
04.05. | 1 | 112.5995 |  | 105.9519 | 0 | 0 | 6.6476 | 0
04.05. | 2 | 112.5995 |  | 105.9519 | 0 | 0 | 6.6476 | 0
04.05. | 3 | 112.5995 |  | 105.9519 | 0 | 0 | 6.6476 | 0
04.05. | 4 | 112.5995 |  | 105.9519 | 0 | 0 | 6.6476 | 0
04.05. | 5 | 112.5995 |  | 105.9519 | 0 | 0 | 6.6476 | 0
04.05. | 6 | 112.5995 |  | 105.9519 | 0 | 0 | 6.6476 | 0
04.05. | 7 | 112.5995 |  | 105.9519 | 0 | 0 | 6.6476 | 0
04.05. | 8 | 112.5995 |  | 105.9519 | 0 | 0 | 6.6476 | 0
04.05. | 9 | 112.5995 |  | 105.9519 | 0 | 0 | 6.6476 | 0
04.05. | 10 | 112.5995 |  | 105.9519 | 0 | 0 | 6.6476 | 0
04.05. | 11 | 112.5995 |  | 105.9519 | 0 | 0 | 6.6476 | 0
04.05. | 12 | 112.5995 |  | 105.9519 | 0 | 0 | 6.6476 | 0
04.05. | 13 | 112.5995 |  | 105.9519 | 0 | 0 | 6.6476 | 0
04.05. | 14 | 112.5995 |  | 105.9519 | 0 | 0 | 6.6476 | 0
04.05. | 15 | 112.5995 |  | 105.9519 | 0 | 0 | 6.6476 | 0
04.05. | 16 | 112.5995 |  | 105.9519 | 0 | 0 | 6.6476 | 0
04.05. | 17 | 112.5995 |  | 105.9519 | 0 | 0 | 6.6476 | 0
04.05. | 18 | 112.5995 |  | 105.9519 | 0 | 0 | 6.6476 | 0
04.05. | 19 | 112.5995 |  | 105.9519 | 0 | 0 | 6.6476 | 0
04.05. | 20 | 112.5995 |  | 105.9519 | 0 | 0 | 6.6476 | 0
04.05. | 21 | 112.5995 |  | 105.9519 | 0 | 0 | 6.6476 | 0
04.05. | 22 | 112.5995 |  | 105.9519 | 0 | 0 | 6.6476 | 0
04.05. | 23 | 112.5995 |  | 105.9519 | 0 | 0 | 6.6476 | 0
04.05. | 24 | 112.5995 |  | 105.9519 | 0 | 0 | 6.6476 | 0
05.05. | 1 | 112.5995 |  | 105.9519 | 0 | 0 | 6.6476 | 0
05.05. | 2 | 112.5995 |  | 105.9519 | 0 | 0 | 6.6476 | 0
05.05. | 3 | 112.5995 |  | 105.9519 | 0 | 0 | 6.6476 | 0
05.05. | 4 | 112.5995 |  | 105.9519 | 0 | 0 | 6.6476 | 0
05.05. | 5 | 112.5995 |  | 105.9519 | 0 | 0 | 6.6476 | 0
05.05. | 6 | 112.5995 |  | 105.9519 | 0 | 0 | 6.6476 | 0
05.05. | 7 | 112.5995 |  | 105.9519 | 0 | 0 | 6.6476 | 0
05.05. | 8 | 112.5995 |  | 105.9519 | 0 | 0 | 6.6476 | 0
05.05. | 9 | 112.5995 |  | 105.9519 | 0 | 0 | 6.6476 | 0
05.05. | 10 | 112.5995 |  | 105.9519 | 0 | 0 | 6.6476 | 0
05.05. | 11 | 112.5995 |  | 105.9519 | 0 | 0 | 6.6476 | 0
05.05. | 12 | 112.5995 |  | 105.9519 | 0 | 0 | 6.6476 | 0
05.05. | 13 | 112.5995 |  | 105.9519 | 0 | 0 | 6.6476 | 0
05.05. | 14 | 112.5995 |  | 105.9519 | 0 | 0 | 6.6476 | 0
05.05. | 15 | 112.5995 |  | 105.9519 | 0 | 0 | 6.6476 | 0
05.05. | 16 | 112.5995 |  | 105.9519 | 0 | 0 | 6.6476 | 0
05.05. | 17 | 112.5995 |  | 105.9519 | 0 | 0 | 6.6476 | 0
05.05. | 18 | 112.5995 |  | 105.9519 | 0 | 0 | 6.6476 | 0
05.05. | 19 | 112.5995 |  | 105.9519 | 0 | 0 | 6.6476 | 0
05.05. | 20 | 112.5995 |  | 105.9519 | 0 | 0 | 6.6476 | 0
05.05. | 21 | 112.5995 |  | 105.9519 | 0 | 0 | 6.6476 | 0
05.05. | 22 | 112.5995 |  | 105.9519 | 0 | 0 | 6.6476 | 0
05.05. | 23 | 112.5995 |  | 105.9519 | 0 | 0 | 6.6476 | 0
05.05. | 24 | 112.5995 |  | 105.9519 | 0 | 0 | 6.6476 | 0
06.05. | 1 | 112.5995 |  | 105.9519 | 0 | 0 | 6.6476 | 0
06.05. | 2 | 112.5995 |  | 105.9519 | 0 | 0 | 6.6476 | 0
06.05. | 3 | 112.5995 |  | 105.9519 | 0 | 0 | 6.6476 | 0
06.05. | 4 | 112.5995 |  | 105.9519 | 0 | 0 | 6.6476 | 0
06.05. | 5 | 112.5995 |  | 105.9519 | 0 | 0 | 6.6476 | 0
06.05. | 6 | 112.5995 |  | 105.9519 | 0 | 0 | 6.6476 | 0
06.05. | 7 | 112.5995 |  | 105.9519 | 0 | 0 | 6.6476 | 0
06.05. | 8 | 112.5995 |  | 105.9519 | 0 | 0 | 6.6476 | 0
06.05. | 9 | 112.5995 |  | 105.9519 | 0 | 0 | 6.6476 | 0
06.05. | 10 | 112.5995 |  | 105.9519 | 0 | 0 | 6.6476 | 0
06.05. | 11 | 112.5995 |  | 105.9519 | 0 | 0 | 6.6476 | 0
06.05. | 12 | 112.5995 |  | 105.9519 | 0 | 0 | 6.6476 | 0
06.05. | 13 | 112.5995 |  | 105.9519 | 0 | 0 | 6.6476 | 0
06.05. | 14 | 112.5995 |  | 105.9519 | 0 | 0 | 6.6476 | 0
06.05. | 15 | 112.5995 |  | 105.9519 | 0 | 0 | 6.6476 | 0
06.05. | 16 | 112.5995 |  | 105.9519 | 0 | 0 | 6.6476 | 0
06.05. | 17 | 112.5995 |  | 105.9519 | 0 | 0 | 6.6476 | 0
06.05. | 18 | 112.5995 |  | 105.9519 | 0 | 0 | 6.6476 | 0
06.05. | 19 | 112.5995 |  | 105.9519 | 0 | 0 | 6.6476 | 0
06.05. | 20 | 112.5995 |  | 105.9519 | 0 | 0 | 6.6476 | 0
06.05. | 21 | 112.5995 |  | 105.9519 | 0 | 0 | 6.6476 | 0
06.05. | 22 | 112.5995 |  | 105.9519 | 0 | 0 | 6.6476 | 0
06.05. | 23 | 112.5995 |  | 105.9519 | 0 | 0 | 6.6476 | 0
06.05. | 24 | 112.5995 |  | 105.9519 | 0 | 0 | 6.6476 | 0
07.05. | 1 | 112.5995 |  | 105.9519 | 0 | 0 | 6.6476 | 0
07.05. | 2 | 112.5995 |  | 105.9519 | 0 | 0 | 6.6476 | 0
07.05. | 3 | 112.5995 |  | 105.9519 | 0 | 0 | 6.6476 | 0
07.05. | 4 | 112.5995 |  | 105.9519 | 0 | 0 | 6.6476 | 0
07.05. | 5 | 112.5995 |  | 105.9519 | 0 | 0 | 6.6476 | 0
07.05. | 6 | 112.5995 |  | 105.9519 | 0 | 0 | 6.6476 | 0
07.05. | 7 | 112.5995 |  | 105.9519 | 0 | 0 | 6.6476 | 0
07.05. | 8 | 112.5995 |  | 105.9519 | 0 | 0 | 6.6476 | 0
07.05. | 9 | 112.5995 |  | 105.9519 | 0 | 0 | 6.6476 | 0
07.05. | 10 | 112.5995 |  | 105.9519 | 0 | 0 | 6.6476 | 0
07.05. | 11 | 112.5995 |  | 105.9519 | 0 | 0 | 6.6476 | 0
07.05. | 12 | 112.5995 |  | 105.9519 | 0 | 0 | 6.6476 | 0
07.05. | 13 | 112.5995 |  | 105.9519 | 0 | 0 | 6.6476 | 0
07.05. | 14 | 112.5995 |  | 105.9519 | 0 | 0 | 6.6476 | 0
07.05. | 15 | 112.5995 |  | 105.9519 | 0 | 0 | 6.6476 | 0
07.05. | 16 | 112.5995 |  | 105.9519 | 0 | 0 | 6.6476 | 0
07.05. | 17 | 112.5995 |  | 105.9519 | 0 | 0 | 6.6476 | 0
07.05. | 18 | 112.5995 |  | 105.9519 | 0 | 0 | 6.6476 | 0
07.05. | 19 | 112.5995 |  | 105.9519 | 0 | 0 | 6.6476 | 0
07.05. | 20 | 112.5995 |  | 105.9519 | 0 | 0 | 6.6476 | 0
07.05. | 21 | 112.5995 |  | 105.9519 | 0 | 0 | 6.6476 | 0
07.05. | 22 | 112.5995 |  | 105.9519 | 0 | 0 | 6.6476 | 0
07.05. | 23 | 112.5995 |  | 105.9519 | 0 | 0 | 6.6476 | 0
07.05. | 24 | 112.5995 |  | 105.9519 | 0 | 0 | 6.6476 | 0
08.05. | 1 | 112.5995 |  | 105.9519 | 0 | 0 | 6.6476 | 0
08.05. | 2 | 112.5995 |  | 105.9519 | 0 | 0 | 6.6476 | 0
08.05. | 3 | 112.5995 |  | 105.9519 | 0 | 0 | 6.6476 | 0
08.05. | 4 | 112.5995 |  | 105.9519 | 0 | 0 | 6.6476 | 0
08.05. | 5 | 112.5995 |  | 105.9519 | 0 | 0 | 6.6476 | 0
08.05. | 6 | 112.5995 |  | 105.9519 | 0 | 0 | 6.6476 | 0
08.05. | 7 | 112.5995 |  | 105.9519 | 0 | 0 | 6.6476 | 0
08.05. | 8 | 112.5995 |  | 105.9519 | 0 | 0 | 6.6476 | 0
08.05. | 9 | 112.5995 |  | 105.9519 | 0 | 0 | 6.6476 | 0
08.05. | 10 | 112.5995 |  | 105.9519 | 0 | 0 | 6.6476 | 0
08.05. | 11 | 112.5995 |  | 105.9519 | 0 | 0 | 6.6476 | 0
08.05. | 12 | 112.5995 |  | 105.9519 | 0 | 0 | 6.6476 | 0
08.05. | 13 | 112.5995 |  | 105.9519 | 0 | 0 | 6.6476 | 0
08.05. | 14 | 112.5995 |  | 105.9519 | 0 | 0 | 6.6476 | 0
08.05. | 15 | 112.5995 |  | 105.9519 | 0 | 0 | 6.6476 | 0
08.05. | 16 | 112.5995 |  | 105.9519 | 0 | 0 | 6.6476 | 0
08.05. | 17 | 112.5995 |  | 105.9519 | 0 | 0 | 6.6476 | 0
08.05. | 18 | 112.5995 |  | 105.9519 | 0 | 0 | 6.6476 | 0
08.05. | 19 | 112.5995 |  | 105.9519 | 0 | 0 | 6.6476 | 0
08.05. | 20 | 112.5995 |  | 105.9519 | 0 | 0 | 6.6476 | 0
08.05. | 21 | 112.5995 |  | 105.9519 | 0 | 0 | 6.6476 | 0
08.05. | 22 | 112.5995 |  | 105.9519 | 0 | 0 | 6.6476 | 0
08.05. | 23 | 112.5995 |  | 105.9519 | 0 | 0 | 6.6476 | 0
08.05. | 24 | 112.5995 |  | 105.9519 | 0 | 0 | 6.6476 | 0
09.05. | 1 | 112.5995 |  | 105.9519 | 0 | 0 | 6.6476 | 0
09.05. | 2 | 112.5995 |  | 105.9519 | 0 | 0 | 6.6476 | 0
09.05. | 3 | 112.5995 |  | 105.9519 | 0 | 0 | 6.6476 | 0
09.05. | 4 | 112.5995 |  | 105.9519 | 0 | 0 | 6.6476 | 0
09.05. | 5 | 112.5995 |  | 105.9519 | 0 | 0 | 6.6476 | 0
09.05. | 6 | 112.5995 |  | 105.9519 | 0 | 0 | 6.6476 | 0
09.05. | 7 | 112.5995 |  | 105.9519 | 0 | 0 | 6.6476 | 0
09.05. | 8 | 112.5995 |  | 105.9519 | 0 | 0 | 6.6476 | 0
09.05. | 9 | 112.5995 |  | 105.9519 | 0 | 0 | 6.6476 | 0
09.05. | 10 | 112.5995 |  | 105.9519 | 0 | 0 | 6.6476 | 0
09.05. | 11 | 112.5995 |  | 105.9519 | 0 | 0 | 6.6476 | 0
09.05. | 12 | 112.5995 |  | 105.9519 | 0 | 0 | 6.6476 | 0
09.05. | 13 | 112.5995 |  | 105.9519 | 0 | 0 | 6.6476 | 0
09.05. | 14 | 112.5995 |  | 105.9519 | 0 | 0 | 6.6476 | 0
09.05. | 15 | 112.5995 |  | 105.9519 | 0 | 0 | 6.6476 | 0
09.05. | 16 | 112.5995 |  | 105.9519 | 0 | 0 | 6.6476 | 0
09.05. | 17 | 112.5995 |  | 105.9519 | 0 | 0 | 6.6476 | 0
09.05. | 18 | 112.5995 |  | 105.9519 | 0 | 0 | 6.6476 | 0
09.05. | 19 | 112.5995 |  | 105.9519 | 0 | 0 | 6.6476 | 0
09.05. | 20 | 112.5995 |  | 105.9519 | 0 | 0 | 6.6476 | 0
09.05. | 21 | 112.5995 |  | 105.9519 | 0 | 0 | 6.6476 | 0
09.05. | 22 | 112.5995 |  | 105.9519 | 0 | 0 | 6.6476 | 0
09.05. | 23 | 112.5995 |  | 105.9519 | 0 | 0 | 6.6476 | 0
09.05. | 24 | 112.5995 |  | 105.9519 | 0 | 0 | 6.6476 | 0
10.05. | 1 | 112.5995 |  | 105.9519 | 0 | 0 | 6.6476 | 0
10.05. | 2 | 112.5995 |  | 105.9519 | 0 | 0 | 6.6476 | 0
10.05. | 3 | 112.5995 |  | 105.9519 | 0 | 0 | 6.6476 | 0
10.05. | 4 | 112.5995 |  | 105.9519 | 0 | 0 | 6.6476 | 0
10.05. | 5 | 112.5995 |  | 105.9519 | 0 | 0 | 6.6476 | 0
10.05. | 6 | 112.5995 |  | 105.9519 | 0 | 0 | 6.6476 | 0
10.05. | 7 | 112.5995 |  | 105.9519 | 0 | 0 | 6.6476 | 0
10.05. | 8 | 112.5995 |  | 105.9519 | 0 | 0 | 6.6476 | 0
10.05. | 9 | 112.5995 |  | 105.9519 | 0 | 0 | 6.6476 | 0
10.05. | 10 | 112.5995 |  | 105.9519 | 0 | 0 | 6.6476 | 0
10.05. | 11 | 112.5995 |  | 105.9519 | 0 | 0 | 6.6476 | 0
10.05. | 12 | 112.5995 |  | 105.9519 | 0 | 0 | 6.6476 | 0
10.05. | 13 | 112.5995 |  | 105.9519 | 0 | 0 | 6.6476 | 0
10.05. | 14 | 112.5995 |  | 105.9519 | 0 | 0 | 6.6476 | 0
10.05. | 15 | 112.5995 |  | 105.9519 | 0 | 0 | 6.6476 | 0
10.05. | 16 | 112.5995 |  | 105.9519 | 0 | 0 | 6.6476 | 0
10.05. | 17 | 112.5995 |  | 105.9519 | 0 | 0 | 6.6476 | 0
10.05. | 18 | 112.5995 |  | 105.9519 | 0 | 0 | 6.6476 | 0
10.05. | 19 | 112.5995 |  | 105.9519 | 0 | 0 | 6.6476 | 0
10.05. | 20 | 112.5995 |  | 105.9519 | 0 | 0 | 6.6476 | 0
10.05. | 21 | 112.5995 |  | 105.9519 | 0 | 0 | 6.6476 | 0
10.05. | 22 | 112.5995 |  | 105.9519 | 0 | 0 | 6.6476 | 0
10.05. | 23 | 112.5995 |  | 105.9519 | 0 | 0 | 6.6476 | 0
10.05. | 24 | 112.5995 |  | 105.9519 | 0 | 0 | 6.6476 | 0
11.05. | 1 | 112.5995 |  | 105.9519 | 0 | 0 | 6.6476 | 0
11.05. | 2 | 112.5995 |  | 105.9519 | 0 | 0 | 6.6476 | 0
11.05. | 3 | 112.5995 |  | 105.9519 | 0 | 0 | 6.6476 | 0
11.05. | 4 | 112.5995 |  | 105.9519 | 0 | 0 | 6.6476 | 0
11.05. | 5 | 112.5995 |  | 105.9519 | 0 | 0 | 6.6476 | 0
11.05. | 6 | 112.5995 |  | 105.9519 | 0 | 0 | 6.6476 | 0
11.05. | 7 | 112.5995 |  | 105.9519 | 0 | 0 | 6.6476 | 0
11.05. | 8 | 112.5995 |  | 105.9519 | 0 | 0 | 6.6476 | 0
11.05. | 9 | 112.5995 |  | 105.9519 | 0 | 0 | 6.6476 | 0
11.05. | 10 | 112.5995 |  | 105.9519 | 0 | 0 | 6.6476 | 0
11.05. | 11 | 112.5995 |  | 105.9519 | 0 | 0 | 6.6476 | 0
11.05. | 12 | 112.5995 |  | 105.9519 | 0 | 0 | 6.6476 | 0
11.05. | 13 | 112.5995 |  | 105.9519 | 0 | 0 | 6.6476 | 0
11.05. | 14 | 112.5995 |  | 105.9519 | 0 | 0 | 6.6476 | 0
11.05. | 15 | 112.5995 |  | 105.9519 | 0 | 0 | 6.6476 | 0
11.05. | 16 | 112.5995 |  | 105.9519 | 0 | 0 | 6.6476 | 0
11.05. | 17 | 112.5995 |  | 105.9519 | 0 | 0 | 6.6476 | 0
11.05. | 18 | 112.5995 |  | 105.9519 | 0 | 0 | 6.6476 | 0
11.05. | 19 | 112.5995 |  | 105.9519 | 0 | 0 | 6.6476 | 0
11.05. | 20 | 112.5995 |  | 105.9519 | 0 | 0 | 6.6476 | 0
11.05. | 21 | 112.5995 |  | 105.9519 | 0 | 0 | 6.6476 | 0
11.05. | 22 | 112.5995 |  | 105.9519 | 0 | 0 | 6.6476 | 0
11.05. | 23 | 112.5995 |  | 105.9519 | 0 | 0 | 6.6476 | 0
11.05. | 24 | 112.5995 |  | 105.9519 | 0 | 0 | 6.6476 | 0
12.05. | 1 | 112.5995 |  | 105.9519 | 0 | 0 | 6.6476 | 0
12.05. | 2 | 112.5995 |  | 105.9519 | 0 | 0 | 6.6476 | 0
12.05. | 3 | 112.5995 |  | 105.9519 | 0 | 0 | 6.6476 | 0
12.05. | 4 | 112.5995 |  | 105.9519 | 0 | 0 | 6.6476 | 0
12.05. | 5 | 112.5995 |  | 105.9519 | 0 | 0 | 6.6476 | 0
12.05. | 6 | 112.5995 |  | 105.9519 | 0 | 0 | 6.6476 | 0
12.05. | 7 | 112.5995 |  | 105.9519 | 0 | 0 | 6.6476 | 0
12.05. | 8 | 112.5995 |  | 105.9519 | 0 | 0 | 6.6476 | 0
12.05. | 9 | 112.5995 |  | 105.9519 | 0 | 0 | 6.6476 | 0
12.05. | 10 | 112.5995 |  | 105.9519 | 0 | 0 | 6.6476 | 0
12.05. | 11 | 112.5995 |  | 105.9519 | 0 | 0 | 6.6476 | 0
12.05. | 12 | 112.5995 |  | 105.9519 | 0 | 0 | 6.6476 | 0
12.05. | 13 | 112.5995 |  | 105.9519 | 0 | 0 | 6.6476 | 0
12.05. | 14 | 112.5995 |  | 105.9519 | 0 | 0 | 6.6476 | 0
12.05. | 15 | 112.5995 |  | 105.9519 | 0 | 0 | 6.6476 | 0
12.05. | 16 | 112.5995 |  | 105.9519 | 0 | 0 | 6.6476 | 0
12.05. | 17 | 112.5995 |  | 105.9519 | 0 | 0 | 6.6476 | 0
12.05. | 18 | 112.5995 |  | 105.9519 | 0 | 0 | 6.6476 | 0
12.05. | 19 | 112.5995 |  | 105.9519 | 0 | 0 | 6.6476 | 0
12.05. | 20 | 112.5995 |  | 105.9519 | 0 | 0 | 6.6476 | 0
12.05. | 21 | 112.5995 |  | 105.9519 | 0 | 0 | 6.6476 | 0
12.05. | 22 | 112.5995 |  | 105.9519 | 0 | 0 | 6.6476 | 0
12.05. | 23 | 112.5995 |  | 105.9519 | 0 | 0 | 6.6476 | 0
12.05. | 24 | 112.5995 |  | 105.9519 | 0 | 0 | 6.6476 | 0
13.05. | 1 | 112.5995 |  | 105.9519 | 0 | 0 | 6.6476 | 0
13.05. | 2 | 112.5995 |  | 105.9519 | 0 | 0 | 6.6476 | 0
13.05. | 3 | 112.5995 |  | 105.9519 | 0 | 0 | 6.6476 | 0
13.05. | 4 | 112.5995 |  | 105.9519 | 0 | 0 | 6.6476 | 0
13.05. | 5 | 112.5995 |  | 105.9519 | 0 | 0 | 6.6476 | 0
13.05. | 6 | 112.5995 |  | 105.9519 | 0 | 0 | 6.6476 | 0
13.05. | 7 | 112.5995 |  | 105.9519 | 0 | 0 | 6.6476 | 0
13.05. | 8 | 112.5995 |  | 105.9519 | 0 | 0 | 6.6476 | 0
13.05. | 9 | 112.5995 |  | 105.9519 | 0 | 0 | 6.6476 | 0
13.05. | 10 | 112.5995 |  | 105.9519 | 0 | 0 | 6.6476 | 0
13.05. | 11 | 112.5995 |  | 105.9519 | 0 | 0 | 6.6476 | 0
13.05. | 12 | 112.5995 |  | 105.9519 | 0 | 0 | 6.6476 | 0
13.05. | 13 | 112.5995 |  | 105.9519 | 0 | 0 | 6.6476 | 0
13.05. | 14 | 112.5995 |  | 105.9519 | 0 | 0 | 6.6476 | 0
13.05. | 15 | 112.5995 |  | 105.9519 | 0 | 0 | 6.6476 | 0
13.05. | 16 | 112.5995 |  | 105.9519 | 0 | 0 | 6.6476 | 0
13.05. | 17 | 112.5995 |  | 105.9519 | 0 | 0 | 6.6476 | 0
13.05. | 18 | 112.5995 |  | 105.9519 | 0 | 0 | 6.6476 | 0
13.05. | 19 | 112.5995 |  | 105.9519 | 0 | 0 | 6.6476 | 0
13.05. | 20 | 112.5995 |  | 105.9519 | 0 | 0 | 6.6476 | 0
13.05. | 21 | 112.5995 |  | 105.9519 | 0 | 0 | 6.6476 | 0
13.05. | 22 | 112.5995 |  | 105.9519 | 0 | 0 | 6.6476 | 0
13.05. | 23 | 112.5995 |  | 105.9519 | 0 | 0 | 6.6476 | 0
13.05. | 24 | 112.5995 |  | 105.9519 | 0 | 0 | 6.6476 | 0
14.05. | 1 | 112.5995 |  | 105.9519 | 0 | 0 | 6.6476 | 0
14.05. | 2 | 112.5995 |  | 105.9519 | 0 | 0 | 6.6476 | 0
14.05. | 3 | 112.5995 |  | 105.9519 | 0 | 0 | 6.6476 | 0
14.05. | 4 | 112.5995 |  | 105.9519 | 0 | 0 | 6.6476 | 0
14.05. | 5 | 112.5995 |  | 105.9519 | 0 | 0 | 6.6476 | 0
14.05. | 6 | 112.5995 |  | 105.9519 | 0 | 0 | 6.6476 | 0
14.05. | 7 | 112.5995 |  | 105.9519 | 0 | 0 | 6.6476 | 0
14.05. | 8 | 112.5995 |  | 105.9519 | 0 | 0 | 6.6476 | 0
14.05. | 9 | 112.5995 |  | 105.9519 | 0 | 0 | 6.6476 | 0
14.05. | 10 | 112.5995 |  | 105.9519 | 0 | 0 | 6.6476 | 0
14.05. | 11 | 112.5995 |  | 105.9519 | 0 | 0 | 6.6476 | 0
14.05. | 12 | 112.5995 |  | 105.9519 | 0 | 0 | 6.6476 | 0
14.05. | 13 | 112.5995 |  | 105.9519 | 0 | 0 | 6.6476 | 0
14.05. | 14 | 112.5995 |  | 105.9519 | 0 | 0 | 6.6476 | 0
14.05. | 15 | 112.5995 |  | 105.9519 | 0 | 0 | 6.6476 | 0
14.05. | 16 | 112.5995 |  | 105.9519 | 0 | 0 | 6.6476 | 0
14.05. | 17 | 112.5995 |  | 105.9519 | 0 | 0 | 6.6476 | 0
14.05. | 18 | 112.5995 |  | 105.9519 | 0 | 0 | 6.6476 | 0
14.05. | 19 | 112.5995 |  | 105.9519 | 0 | 0 | 6.6476 | 0
14.05. | 20 | 112.5995 |  | 105.9519 | 0 | 0 | 6.6476 | 0
14.05. | 21 | 112.5995 |  | 105.9519 | 0 | 0 | 6.6476 | 0
14.05. | 22 | 112.5995 |  | 105.9519 | 0 | 0 | 6.6476 | 0
14.05. | 23 | 112.5995 |  | 105.9519 | 0 | 0 | 6.6476 | 0
14.05. | 24 | 112.5995 |  | 105.9519 | 0 | 0 | 6.6476 | 0
15.05. | 1 | 112.5995 |  | 105.9519 | 0 | 0 | 6.6476 | 0
15.05. | 2 | 112.5995 |  | 105.9519 | 0 | 0 | 6.6476 | 0
15.05. | 3 | 112.5995 |  | 105.9519 | 0 | 0 | 6.6476 | 0
15.05. | 4 | 112.5995 |  | 105.9519 | 0 | 0 | 6.6476 | 0
15.05. | 5 | 112.5995 |  | 105.9519 | 0 | 0 | 6.6476 | 0
15.05. | 6 | 112.5995 |  | 105.9519 | 0 | 0 | 6.6476 | 0
15.05. | 7 | 112.5995 |  | 105.9519 | 0 | 0 | 6.6476 | 0
15.05. | 8 | 112.5995 |  | 105.9519 | 0 | 0 | 6.6476 | 0
15.05. | 9 | 112.5995 |  | 105.9519 | 0 | 0 | 6.6476 | 0
15.05. | 10 | 112.5995 |  | 105.9519 | 0 | 0 | 6.6476 | 0
15.05. | 11 | 112.5995 |  | 105.9519 | 0 | 0 | 6.6476 | 0
15.05. | 12 | 112.5995 |  | 105.9519 | 0 | 0 | 6.6476 | 0
15.05. | 13 | 112.5995 |  | 105.9519 | 0 | 0 | 6.6476 | 0
15.05. | 14 | 112.5995 |  | 105.9519 | 0 | 0 | 6.6476 | 0
15.05. | 15 | 112.5995 |  | 105.9519 | 0 | 0 | 6.6476 | 0
15.05. | 16 | 112.5995 |  | 105.9519 | 0 | 0 | 6.6476 | 0
15.05. | 17 | 112.5995 |  | 105.9519 | 0 | 0 | 6.6476 | 0
15.05. | 18 | 112.5995 |  | 105.9519 | 0 | 0 | 6.6476 | 0
15.05. | 19 | 112.5995 |  | 105.9519 | 0 | 0 | 6.6476 | 0
15.05. | 20 | 112.5995 |  | 105.9519 | 0 | 0 | 6.6476 | 0
15.05. | 21 | 112.5995 |  | 105.9519 | 0 | 0 | 6.6476 | 0
15.05. | 22 | 112.5995 |  | 105.9519 | 0 | 0 | 6.6476 | 0
15.05. | 23 | 112.5995 |  | 105.9519 | 0 | 0 | 6.6476 | 0
15.05. | 24 | 112.5995 |  | 105.9519 | 0 | 0 | 6.6476 | 0
16.05. | 1 | 112.5995 |  | 105.9519 | 0 | 0 | 6.6476 | 0
16.05. | 2 | 112.5995 |  | 105.9519 | 0 | 0 | 6.6476 | 0
16.05. | 3 | 112.5995 |  | 105.9519 | 0 | 0 | 6.6476 | 0
16.05. | 4 | 112.5995 |  | 105.9519 | 0 | 0 | 6.6476 | 0
16.05. | 5 | 112.5995 |  | 105.9519 | 0 | 0 | 6.6476 | 0
16.05. | 6 | 112.5995 |  | 105.9519 | 0 | 0 | 6.6476 | 0
16.05. | 7 | 112.5995 |  | 105.9519 | 0 | 0 | 6.6476 | 0
16.05. | 8 | 112.5995 |  | 105.9519 | 0 | 0 | 6.6476 | 0
16.05. | 9 | 112.5995 |  | 105.9519 | 0 | 0 | 6.6476 | 0
16.05. | 10 | 112.5995 |  | 105.9519 | 0 | 0 | 6.6476 | 0
16.05. | 11 | 112.5995 |  | 105.9519 | 0 | 0 | 6.6476 | 0
16.05. | 12 | 112.5995 |  | 105.9519 | 0 | 0 | 6.6476 | 0
16.05. | 13 | 112.5995 |  | 105.9519 | 0 | 0 | 6.6476 | 0
16.05. | 14 | 112.5995 |  | 105.9519 | 0 | 0 | 6.6476 | 0
16.05. | 15 | 112.5995 |  | 105.9519 | 0 | 0 | 6.6476 | 0
16.05. | 16 | 112.5995 |  | 105.9519 | 0 | 0 | 6.6476 | 0
16.05. | 17 | 112.5995 |  | 105.9519 | 0 | 0 | 6.6476 | 0
16.05. | 18 | 112.5995 |  | 105.9519 | 0 | 0 | 6.6476 | 0
16.05. | 19 | 112.5995 |  | 105.9519 | 0 | 0 | 6.6476 | 0
16.05. | 20 | 112.5995 |  | 105.9519 | 0 | 0 | 6.6476 | 0
16.05. | 21 | 112.5995 |  | 105.9519 | 0 | 0 | 6.6476 | 0
16.05. | 22 | 112.5995 |  | 105.9519 | 0 | 0 | 6.6476 | 0
16.05. | 23 | 112.5995 |  | 105.9519 | 0 | 0 | 6.6476 | 0
16.05. | 24 | 112.5995 |  | 105.9519 | 0 | 0 | 6.6476 | 0
17.05. | 1 | 112.5995 |  | 105.9519 | 0 | 0 | 6.6476 | 0
17.05. | 2 | 112.5995 |  | 105.9519 | 0 | 0 | 6.6476 | 0
17.05. | 3 | 112.5995 |  | 105.9519 | 0 | 0 | 6.6476 | 0
17.05. | 4 | 112.5995 |  | 105.9519 | 0 | 0 | 6.6476 | 0
17.05. | 5 | 112.5995 |  | 105.9519 | 0 | 0 | 6.6476 | 0
17.05. | 6 | 112.5995 |  | 105.9519 | 0 | 0 | 6.6476 | 0
17.05. | 7 | 112.5995 |  | 105.9519 | 0 | 0 | 6.6476 | 0
17.05. | 8 | 112.5995 |  | 105.9519 | 0 | 0 | 6.6476 | 0
17.05. | 9 | 112.5995 |  | 105.9519 | 0 | 0 | 6.6476 | 0
17.05. | 10 | 112.5995 |  | 105.9519 | 0 | 0 | 6.6476 | 0
17.05. | 11 | 112.5995 |  | 105.9519 | 0 | 0 | 6.6476 | 0
17.05. | 12 | 112.5995 |  | 105.9519 | 0 | 0 | 6.6476 | 0
17.05. | 13 | 112.5995 |  | 105.9519 | 0 | 0 | 6.6476 | 0
17.05. | 14 | 112.5995 |  | 105.9519 | 0 | 0 | 6.6476 | 0
17.05. | 15 | 112.5995 |  | 105.9519 | 0 | 0 | 6.6476 | 0
17.05. | 16 | 112.5995 |  | 105.9519 | 0 | 0 | 6.6476 | 0
17.05. | 17 | 112.5995 |  | 105.9519 | 0 | 0 | 6.6476 | 0
17.05. | 18 | 112.5995 |  | 105.9519 | 0 | 0 | 6.6476 | 0
17.05. | 19 | 112.5995 |  | 105.9519 | 0 | 0 | 6.6476 | 0
17.05. | 20 | 112.5995 |  | 105.9519 | 0 | 0 | 6.6476 | 0
17.05. | 21 | 112.5995 |  | 105.9519 | 0 | 0 | 6.6476 | 0
17.05. | 22 | 112.5995 |  | 105.9519 | 0 | 0 | 6.6476 | 0
17.05. | 23 | 112.5995 |  | 105.9519 | 0 | 0 | 6.6476 | 0
17.05. | 24 | 112.5995 |  | 105.9519 | 0 | 0 | 6.6476 | 0
18.05. | 1 | 112.5995 |  | 105.9519 | 0 | 0 | 6.6476 | 0
18.05. | 2 | 112.5995 |  | 105.9519 | 0 | 0 | 6.6476 | 0
18.05. | 3 | 112.5995 |  | 105.9519 | 0 | 0 | 6.6476 | 0
18.05. | 4 | 112.5995 |  | 105.9519 | 0 | 0 | 6.6476 | 0
18.05. | 5 | 112.5995 |  | 105.9519 | 0 | 0 | 6.6476 | 0
18.05. | 6 | 112.5995 |  | 105.9519 | 0 | 0 | 6.6476 | 0
18.05. | 7 | 112.5995 |  | 105.9519 | 0 | 0 | 6.6476 | 0
18.05. | 8 | 112.5995 |  | 105.9519 | 0 | 0 | 6.6476 | 0
18.05. | 9 | 112.5995 |  | 105.9519 | 0 | 0 | 6.6476 | 0
18.05. | 10 | 112.5995 |  | 105.9519 | 0 | 0 | 6.6476 | 0
18.05. | 11 | 112.5995 |  | 105.9519 | 0 | 0 | 6.6476 | 0
18.05. | 12 | 112.5995 |  | 105.9519 | 0 | 0 | 6.6476 | 0
18.05. | 13 | 112.5995 |  | 105.9519 | 0 | 0 | 6.6476 | 0
18.05. | 14 | 112.5995 |  | 105.9519 | 0 | 0 | 6.6476 | 0
18.05. | 15 | 112.5995 |  | 105.9519 | 0 | 0 | 6.6476 | 0
18.05. | 16 | 112.5995 |  | 105.9519 | 0 | 0 | 6.6476 | 0
18.05. | 17 | 112.5995 |  | 105.9519 | 0 | 0 | 6.6476 | 0
18.05. | 18 | 112.5995 |  | 105.9519 | 0 | 0 | 6.6476 | 0
18.05. | 19 | 112.5995 |  | 105.9519 | 0 | 0 | 6.6476 | 0
18.05. | 20 | 112.5995 |  | 105.9519 | 0 | 0 | 6.6476 | 0
18.05. | 21 | 112.5995 |  | 105.9519 | 0 | 0 | 6.6476 | 0
18.05. | 22 | 112.5995 |  | 105.9519 | 0 | 0 | 6.6476 | 0
18.05. | 23 | 112.5995 |  | 105.9519 | 0 | 0 | 6.6476 | 0
18.05. | 24 | 112.5995 |  | 105.9519 | 0 | 0 | 6.6476 | 0
19.05. | 1 | 112.5995 |  | 105.9519 | 0 | 0 | 6.6476 | 0
19.05. | 2 | 112.5995 |  | 105.9519 | 0 | 0 | 6.6476 | 0
19.05. | 3 | 112.5995 |  | 105.9519 | 0 | 0 | 6.6476 | 0
19.05. | 4 | 112.5995 |  | 105.9519 | 0 | 0 | 6.6476 | 0
19.05. | 5 | 112.5995 |  | 105.9519 | 0 | 0 | 6.6476 | 0
19.05. | 6 | 112.5995 |  | 105.9519 | 0 | 0 | 6.6476 | 0
19.05. | 7 | 112.5995 |  | 105.9519 | 0 | 0 | 6.6476 | 0
19.05. | 8 | 112.5995 |  | 105.9519 | 0 | 0 | 6.6476 | 0
19.05. | 9 | 112.5995 |  | 105.9519 | 0 | 0 | 6.6476 | 0
19.05. | 10 | 112.5995 |  | 105.9519 | 0 | 0 | 6.6476 | 0
19.05. | 11 | 112.5995 |  | 105.9519 | 0 | 0 | 6.6476 | 0
19.05. | 12 | 112.5995 |  | 105.9519 | 0 | 0 | 6.6476 | 0
19.05. | 13 | 112.5995 |  | 105.9519 | 0 | 0 | 6.6476 | 0
19.05. | 14 | 112.5995 |  | 105.9519 | 0 | 0 | 6.6476 | 0
19.05. | 15 | 112.5995 |  | 105.9519 | 0 | 0 | 6.6476 | 0
19.05. | 16 | 112.5995 |  | 105.9519 | 0 | 0 | 6.6476 | 0
19.05. | 17 | 112.5995 |  | 105.9519 | 0 | 0 | 6.6476 | 0
19.05. | 18 | 112.5995 |  | 105.9519 | 0 | 0 | 6.6476 | 0
19.05. | 19 | 112.5995 |  | 105.9519 | 0 | 0 | 6.6476 | 0
19.05. | 20 | 112.5995 |  | 105.9519 | 0 | 0 | 6.6476 | 0
19.05. | 21 | 112.5995 |  | 105.9519 | 0 | 0 | 6.6476 | 0
19.05. | 22 | 112.5995 |  | 105.9519 | 0 | 0 | 6.6476 | 0
19.05. | 23 | 112.5995 |  | 105.9519 | 0 | 0 | 6.6476 | 0
19.05. | 24 | 112.5995 |  | 105.9519 | 0 | 0 | 6.6476 | 0
20.05. | 1 | 112.5995 |  | 105.9519 | 0 | 0 | 6.6476 | 0
20.05. | 2 | 112.5995 |  | 105.9519 | 0 | 0 | 6.6476 | 0
20.05. | 3 | 112.5995 |  | 105.9519 | 0 | 0 | 6.6476 | 0
20.05. | 4 | 112.5995 |  | 105.9519 | 0 | 0 | 6.6476 | 0
20.05. | 5 | 112.5995 |  | 105.9519 | 0 | 0 | 6.6476 | 0
20.05. | 6 | 112.5995 |  | 105.9519 | 0 | 0 | 6.6476 | 0
20.05. | 7 | 112.5995 |  | 105.9519 | 0 | 0 | 6.6476 | 0
20.05. | 8 | 112.5995 |  | 105.9519 | 0 | 0 | 6.6476 | 0
20.05. | 9 | 112.5995 |  | 105.9519 | 0 | 0 | 6.6476 | 0
20.05. | 10 | 112.5995 |  | 105.9519 | 0 | 0 | 6.6476 | 0
20.05. | 11 | 112.5995 |  | 105.9519 | 0 | 0 | 6.6476 | 0
20.05. | 12 | 112.5995 |  | 105.9519 | 0 | 0 | 6.6476 | 0
20.05. | 13 | 112.5995 |  | 105.9519 | 0 | 0 | 6.6476 | 0
20.05. | 14 | 112.5995 |  | 105.9519 | 0 | 0 | 6.6476 | 0
20.05. | 15 | 112.5995 |  | 105.9519 | 0 | 0 | 6.6476 | 0
20.05. | 16 | 112.5995 |  | 105.9519 | 0 | 0 | 6.6476 | 0
20.05. | 17 | 112.5995 |  | 105.9519 | 0 | 0 | 6.6476 | 0
20.05. | 18 | 112.5995 |  | 105.9519 | 0 | 0 | 6.6476 | 0
20.05. | 19 | 112.5995 |  | 105.9519 | 0 | 0 | 6.6476 | 0
20.05. | 20 | 112.5995 |  | 105.9519 | 0 | 0 | 6.6476 | 0
20.05. | 21 | 112.5995 |  | 105.9519 | 0 | 0 | 6.6476 | 0
20.05. | 22 | 112.5995 |  | 105.9519 | 0 | 0 | 6.6476 | 0
20.05. | 23 | 112.5995 |  | 105.9519 | 0 | 0 | 6.6476 | 0
20.05. | 24 | 112.5995 |  | 105.9519 | 0 | 0 | 6.6476 | 0
21.05. | 1 | 112.5995 |  | 105.9519 | 0 | 0 | 6.6476 | 0
21.05. | 2 | 112.5995 |  | 105.9519 | 0 | 0 | 6.6476 | 0
21.05. | 3 | 112.5995 |  | 105.9519 | 0 | 0 | 6.6476 | 0
21.05. | 4 | 112.5995 |  | 105.9519 | 0 | 0 | 6.6476 | 0
21.05. | 5 | 112.5995 |  | 105.9519 | 0 | 0 | 6.6476 | 0
21.05. | 6 | 112.5995 |  | 105.9519 | 0 | 0 | 6.6476 | 0
21.05. | 7 | 112.5995 |  | 105.9519 | 0 | 0 | 6.6476 | 0
21.05. | 8 | 112.5995 |  | 105.9519 | 0 | 0 | 6.6476 | 0
21.05. | 9 | 112.5995 |  | 105.9519 | 0 | 0 | 6.6476 | 0
21.05. | 10 | 112.5995 |  | 105.9519 | 0 | 0 | 6.6476 | 0
21.05. | 11 | 112.5995 |  | 105.9519 | 0 | 0 | 6.6476 | 0
21.05. | 12 | 112.5995 |  | 105.9519 | 0 | 0 | 6.6476 | 0
21.05. | 13 | 112.5995 |  | 105.9519 | 0 | 0 | 6.6476 | 0
21.05. | 14 | 112.5995 |  | 105.9519 | 0 | 0 | 6.6476 | 0
21.05. | 15 | 112.5995 |  | 105.9519 | 0 | 0 | 6.6476 | 0
21.05. | 16 | 112.5995 |  | 105.9519 | 0 | 0 | 6.6476 | 0
21.05. | 17 | 112.5995 |  | 105.9519 | 0 | 0 | 6.6476 | 0
21.05. | 18 | 112.5995 |  | 105.9519 | 0 | 0 | 6.6476 | 0
21.05. | 19 | 112.5995 |  | 105.9519 | 0 | 0 | 6.6476 | 0
21.05. | 20 | 112.5995 |  | 105.9519 | 0 | 0 | 6.6476 | 0
21.05. | 21 | 112.5995 |  | 105.9519 | 0 | 0 | 6.6476 | 0
21.05. | 22 | 112.5995 |  | 105.9519 | 0 | 0 | 6.6476 | 0
21.05. | 23 | 112.5995 |  | 105.9519 | 0 | 0 | 6.6476 | 0
21.05. | 24 | 112.5995 |  | 105.9519 | 0 | 0 | 6.6476 | 0
22.05. | 1 | 112.5995 |  | 105.9519 | 0 | 0 | 6.6476 | 0
22.05. | 2 | 112.5995 |  | 105.9519 | 0 | 0 | 6.6476 | 0
22.05. | 3 | 112.5995 |  | 105.9519 | 0 | 0 | 6.6476 | 0
22.05. | 4 | 112.5995 |  | 105.9519 | 0 | 0 | 6.6476 | 0
22.05. | 5 | 112.5995 |  | 105.9519 | 0 | 0 | 6.6476 | 0
22.05. | 6 | 112.5995 |  | 105.9519 | 0 | 0 | 6.6476 | 0
22.05. | 7 | 112.5995 |  | 105.9519 | 0 | 0 | 6.6476 | 0
22.05. | 8 | 112.5995 |  | 105.9519 | 0 | 0 | 6.6476 | 0
22.05. | 9 | 112.5995 |  | 105.9519 | 0 | 0 | 6.6476 | 0
22.05. | 10 | 112.5995 |  | 105.9519 | 0 | 0 | 6.6476 | 0
22.05. | 11 | 112.5995 |  | 105.9519 | 0 | 0 | 6.6476 | 0
22.05. | 12 | 112.5995 |  | 105.9519 | 0 | 0 | 6.6476 | 0
22.05. | 13 | 112.5995 |  | 105.9519 | 0 | 0 | 6.6476 | 0
22.05. | 14 | 112.5995 |  | 105.9519 | 0 | 0 | 6.6476 | 0
22.05. | 15 | 112.5995 |  | 105.9519 | 0 | 0 | 6.6476 | 0
22.05. | 16 | 112.5995 |  | 105.9519 | 0 | 0 | 6.6476 | 0
22.05. | 17 | 112.5995 |  | 105.9519 | 0 | 0 | 6.6476 | 0
22.05. | 18 | 112.5995 |  | 105.9519 | 0 | 0 | 6.6476 | 0
22.05. | 19 | 112.5995 |  | 105.9519 | 0 | 0 | 6.6476 | 0
22.05. | 20 | 112.5995 |  | 105.9519 | 0 | 0 | 6.6476 | 0
22.05. | 21 | 112.5995 |  | 105.9519 | 0 | 0 | 6.6476 | 0
22.05. | 22 | 112.5995 |  | 105.9519 | 0 | 0 | 6.6476 | 0
22.05. | 23 | 112.5995 |  | 105.9519 | 0 | 0 | 6.6476 | 0
22.05. | 24 | 112.5995 |  | 105.9519 | 0 | 0 | 6.6476 | 0
23.05. | 1 | 112.5995 |  | 105.9519 | 0 | 0 | 6.6476 | 0
23.05. | 2 | 112.5995 |  | 105.9519 | 0 | 0 | 6.6476 | 0
23.05. | 3 | 112.5995 |  | 105.9519 | 0 | 0 | 6.6476 | 0
23.05. | 4 | 112.5995 |  | 105.9519 | 0 | 0 | 6.6476 | 0
23.05. | 5 | 112.5995 |  | 105.9519 | 0 | 0 | 6.6476 | 0
23.05. | 6 | 112.5995 |  | 105.9519 | 0 | 0 | 6.6476 | 0
23.05. | 7 | 112.5995 |  | 105.9519 | 0 | 0 | 6.6476 | 0
23.05. | 8 | 112.5995 |  | 105.9519 | 0 | 0 | 6.6476 | 0
23.05. | 9 | 112.5995 |  | 105.9519 | 0 | 0 | 6.6476 | 0
23.05. | 10 | 112.5995 |  | 105.9519 | 0 | 0 | 6.6476 | 0
23.05. | 11 | 112.5995 |  | 105.9519 | 0 | 0 | 6.6476 | 0
23.05. | 12 | 112.5995 |  | 105.9519 | 0 | 0 | 6.6476 | 0
23.05. | 13 | 112.5995 |  | 105.9519 | 0 | 0 | 6.6476 | 0
23.05. | 14 | 112.5995 |  | 105.9519 | 0 | 0 | 6.6476 | 0
23.05. | 15 | 112.5995 |  | 105.9519 | 0 | 0 | 6.6476 | 0
23.05. | 16 | 112.5995 |  | 105.9519 | 0 | 0 | 6.6476 | 0
23.05. | 17 | 112.5995 |  | 105.9519 | 0 | 0 | 6.6476 | 0
23.05. | 18 | 112.5995 |  | 105.9519 | 0 | 0 | 6.6476 | 0
23.05. | 19 | 112.5995 |  | 105.9519 | 0 | 0 | 6.6476 | 0
23.05. | 20 | 112.5995 |  | 105.9519 | 0 | 0 | 6.6476 | 0
23.05. | 21 | 112.5995 |  | 105.9519 | 0 | 0 | 6.6476 | 0
23.05. | 22 | 112.5995 |  | 105.9519 | 0 | 0 | 6.6476 | 0
23.05. | 23 | 112.5995 |  | 105.9519 | 0 | 0 | 6.6476 | 0
23.05. | 24 | 112.5995 |  | 105.9519 | 0 | 0 | 6.6476 | 0
24.05. | 1 | 112.5995 |  | 105.9519 | 0 | 0 | 6.6476 | 0
24.05. | 2 | 112.5995 |  | 105.9519 | 0 | 0 | 6.6476 | 0
24.05. | 3 | 112.5995 |  | 105.9519 | 0 | 0 | 6.6476 | 0
24.05. | 4 | 112.5995 |  | 105.9519 | 0 | 0 | 6.6476 | 0
24.05. | 5 | 112.5995 |  | 105.9519 | 0 | 0 | 6.6476 | 0
24.05. | 6 | 112.5995 |  | 105.9519 | 0 | 0 | 6.6476 | 0
24.05. | 7 | 112.5995 |  | 105.9519 | 0 | 0 | 6.6476 | 0
24.05. | 8 | 112.5995 |  | 105.9519 | 0 | 0 | 6.6476 | 0
24.05. | 9 | 112.5995 |  | 105.9519 | 0 | 0 | 6.6476 | 0
24.05. | 10 | 112.5995 |  | 105.9519 | 0 | 0 | 6.6476 | 0
24.05. | 11 | 112.5995 |  | 105.9519 | 0 | 0 | 6.6476 | 0
24.05. | 12 | 112.5995 |  | 105.9519 | 0 | 0 | 6.6476 | 0
24.05. | 13 | 112.5995 |  | 105.9519 | 0 | 0 | 6.6476 | 0
24.05. | 14 | 112.5995 |  | 105.9519 | 0 | 0 | 6.6476 | 0
24.05. | 15 | 112.5995 |  | 105.9519 | 0 | 0 | 6.6476 | 0
24.05. | 16 | 112.5995 |  | 105.9519 | 0 | 0 | 6.6476 | 0
24.05. | 17 | 112.5995 |  | 105.9519 | 0 | 0 | 6.6476 | 0
24.05. | 18 | 112.5995 |  | 105.9519 | 0 | 0 | 6.6476 | 0
24.05. | 19 | 112.5995 |  | 105.9519 | 0 | 0 | 6.6476 | 0
24.05. | 20 | 112.5995 |  | 105.9519 | 0 | 0 | 6.6476 | 0
24.05. | 21 | 112.5995 |  | 105.9519 | 0 | 0 | 6.6476 | 0
24.05. | 22 | 112.5995 |  | 105.9519 | 0 | 0 | 6.6476 | 0
24.05. | 23 | 112.5995 |  | 105.9519 | 0 | 0 | 6.6476 | 0
24.05. | 24 | 112.5995 |  | 105.9519 | 0 | 0 | 6.6476 | 0
25.05. | 1 | 112.5995 |  | 105.9519 | 0 | 0 | 6.6476 | 0
25.05. | 2 | 112.5995 |  | 105.9519 | 0 | 0 | 6.6476 | 0
25.05. | 3 | 112.5995 |  | 105.9519 | 0 | 0 | 6.6476 | 0
25.05. | 4 | 112.5995 |  | 105.9519 | 0 | 0 | 6.6476 | 0
25.05. | 5 | 112.5995 |  | 105.9519 | 0 | 0 | 6.6476 | 0
25.05. | 6 | 112.5995 |  | 105.9519 | 0 | 0 | 6.6476 | 0
25.05. | 7 | 112.5995 |  | 105.9519 | 0 | 0 | 6.6476 | 0
25.05. | 8 | 112.5995 |  | 105.9519 | 0 | 0 | 6.6476 | 0
25.05. | 9 | 112.5995 |  | 105.9519 | 0 | 0 | 6.6476 | 0
25.05. | 10 | 112.5995 |  | 105.9519 | 0 | 0 | 6.6476 | 0
25.05. | 11 | 112.5995 |  | 105.9519 | 0 | 0 | 6.6476 | 0
25.05. | 12 | 112.5995 |  | 105.9519 | 0 | 0 | 6.6476 | 0
25.05. | 13 | 112.5995 |  | 105.9519 | 0 | 0 | 6.6476 | 0
25.05. | 14 | 112.5995 |  | 105.9519 | 0 | 0 | 6.6476 | 0
25.05. | 15 | 112.5995 |  | 105.9519 | 0 | 0 | 6.6476 | 0
25.05. | 16 | 112.5995 |  | 105.9519 | 0 | 0 | 6.6476 | 0
25.05. | 17 | 112.5995 |  | 105.9519 | 0 | 0 | 6.6476 | 0
25.05. | 18 | 112.5995 |  | 105.9519 | 0 | 0 | 6.6476 | 0
25.05. | 19 | 112.5995 |  | 105.9519 | 0 | 0 | 6.6476 | 0
25.05. | 20 | 112.5995 |  | 105.9519 | 0 | 0 | 6.6476 | 0
25.05. | 21 | 112.5995 |  | 105.9519 | 0 | 0 | 6.6476 | 0
25.05. | 22 | 112.5995 |  | 105.9519 | 0 | 0 | 6.6476 | 0
25.05. | 23 | 112.5995 |  | 105.9519 | 0 | 0 | 6.6476 | 0
25.05. | 24 | 112.5995 |  | 105.9519 | 0 | 0 | 6.6476 | 0
26.05. | 1 | 112.5995 |  | 105.9519 | 0 | 0 | 6.6476 | 0
26.05. | 2 | 112.5995 |  | 105.9519 | 0 | 0 | 6.6476 | 0
26.05. | 3 | 112.5995 |  | 105.9519 | 0 | 0 | 6.6476 | 0
26.05. | 4 | 112.5995 |  | 105.9519 | 0 | 0 | 6.6476 | 0
26.05. | 5 | 112.5995 |  | 105.9519 | 0 | 0 | 6.6476 | 0
26.05. | 6 | 112.5995 |  | 105.9519 | 0 | 0 | 6.6476 | 0
26.05. | 7 | 112.5995 |  | 105.9519 | 0 | 0 | 6.6476 | 0
26.05. | 8 | 112.5995 |  | 105.9519 | 0 | 0 | 6.6476 | 0
26.05. | 9 | 112.5995 |  | 105.9519 | 0 | 0 | 6.6476 | 0
26.05. | 10 | 112.5995 |  | 105.9519 | 0 | 0 | 6.6476 | 0
26.05. | 11 | 112.5995 |  | 105.9519 | 0 | 0 | 6.6476 | 0
26.05. | 12 | 112.5995 |  | 105.9519 | 0 | 0 | 6.6476 | 0
26.05. | 13 | 112.5995 |  | 105.9519 | 0 | 0 | 6.6476 | 0
26.05. | 14 | 112.5995 |  | 105.9519 | 0 | 0 | 6.6476 | 0
26.05. | 15 | 112.5995 |  | 105.9519 | 0 | 0 | 6.6476 | 0
26.05. | 16 | 112.5995 |  | 105.9519 | 0 | 0 | 6.6476 | 0
26.05. | 17 | 112.5995 |  | 105.9519 | 0 | 0 | 6.6476 | 0
26.05. | 18 | 112.5995 |  | 105.9519 | 0 | 0 | 6.6476 | 0
26.05. | 19 | 112.5995 |  | 105.9519 | 0 | 0 | 6.6476 | 0
26.05. | 20 | 112.5995 |  | 105.9519 | 0 | 0 | 6.6476 | 0
26.05. | 21 | 112.5995 |  | 105.9519 | 0 | 0 | 6.6476 | 0
26.05. | 22 | 112.5995 |  | 105.9519 | 0 | 0 | 6.6476 | 0
26.05. | 23 | 112.5995 |  | 105.9519 | 0 | 0 | 6.6476 | 0
26.05. | 24 | 112.5995 |  | 105.9519 | 0 | 0 | 6.6476 | 0
27.05. | 1 | 112.5995 |  | 105.9519 | 0 | 0 | 6.6476 | 0
27.05. | 2 | 112.5995 |  | 105.9519 | 0 | 0 | 6.6476 | 0
27.05. | 3 | 112.5995 |  | 105.9519 | 0 | 0 | 6.6476 | 0
27.05. | 4 | 112.5995 |  | 105.9519 | 0 | 0 | 6.6476 | 0
27.05. | 5 | 112.5995 |  | 105.9519 | 0 | 0 | 6.6476 | 0
27.05. | 6 | 112.5995 |  | 105.9519 | 0 | 0 | 6.6476 | 0
27.05. | 7 | 112.5995 |  | 105.9519 | 0 | 0 | 6.6476 | 0
27.05. | 8 | 112.5995 |  | 105.9519 | 0 | 0 | 6.6476 | 0
27.05. | 9 | 112.5995 |  | 105.9519 | 0 | 0 | 6.6476 | 0
27.05. | 10 | 112.5995 |  | 105.9519 | 0 | 0 | 6.6476 | 0
27.05. | 11 | 112.5995 |  | 105.9519 | 0 | 0 | 6.6476 | 0
27.05. | 12 | 112.5995 |  | 105.9519 | 0 | 0 | 6.6476 | 0
27.05. | 13 | 112.5995 |  | 105.9519 | 0 | 0 | 6.6476 | 0
27.05. | 14 | 112.5995 |  | 105.9519 | 0 | 0 | 6.6476 | 0
27.05. | 15 | 112.5995 |  | 105.9519 | 0 | 0 | 6.6476 | 0
27.05. | 16 | 112.5995 |  | 105.9519 | 0 | 0 | 6.6476 | 0
27.05. | 17 | 112.5995 |  | 105.9519 | 0 | 0 | 6.6476 | 0
27.05. | 18 | 112.5995 |  | 105.9519 | 0 | 0 | 6.6476 | 0
27.05. | 19 | 112.5995 |  | 105.9519 | 0 | 0 | 6.6476 | 0
27.05. | 20 | 112.5995 |  | 105.9519 | 0 | 0 | 6.6476 | 0
27.05. | 21 | 112.5995 |  | 105.9519 | 0 | 0 | 6.6476 | 0
27.05. | 22 | 112.5995 |  | 105.9519 | 0 | 0 | 6.6476 | 0
27.05. | 23 | 112.5995 |  | 105.9519 | 0 | 0 | 6.6476 | 0
27.05. | 24 | 112.5995 |  | 105.9519 | 0 | 0 | 6.6476 | 0
28.05. | 1 | 112.5995 |  | 105.9519 | 0 | 0 | 6.6476 | 0
28.05. | 2 | 112.5995 |  | 105.9519 | 0 | 0 | 6.6476 | 0
28.05. | 3 | 112.5995 |  | 105.9519 | 0 | 0 | 6.6476 | 0
28.05. | 4 | 112.5995 |  | 105.9519 | 0 | 0 | 6.6476 | 0
28.05. | 5 | 112.5995 |  | 105.9519 | 0 | 0 | 6.6476 | 0
28.05. | 6 | 112.5995 |  | 105.9519 | 0 | 0 | 6.6476 | 0
28.05. | 7 | 112.5995 |  | 105.9519 | 0 | 0 | 6.6476 | 0
28.05. | 8 | 112.5995 |  | 105.9519 | 0 | 0 | 6.6476 | 0
28.05. | 9 | 112.5995 |  | 105.9519 | 0 | 0 | 6.6476 | 0
28.05. | 10 | 112.5995 |  | 105.9519 | 0 | 0 | 6.6476 | 0
28.05. | 11 | 112.5995 |  | 105.9519 | 0 | 0 | 6.6476 | 0
28.05. | 12 | 112.5995 |  | 105.9519 | 0 | 0 | 6.6476 | 0
28.05. | 13 | 112.5995 |  | 105.9519 | 0 | 0 | 6.6476 | 0
28.05. | 14 | 112.5995 |  | 105.9519 | 0 | 0 | 6.6476 | 0
28.05. | 15 | 112.5995 |  | 105.9519 | 0 | 0 | 6.6476 | 0
28.05. | 16 | 112.5995 |  | 105.9519 | 0 | 0 | 6.6476 | 0
28.05. | 17 | 112.5995 |  | 105.9519 | 0 | 0 | 6.6476 | 0
28.05. | 18 | 112.5995 |  | 105.9519 | 0 | 0 | 6.6476 | 0
28.05. | 19 | 112.5995 |  | 105.9519 | 0 | 0 | 6.6476 | 0
28.05. | 20 | 112.5995 |  | 105.9519 | 0 | 0 | 6.6476 | 0
28.05. | 21 | 112.5995 |  | 105.9519 | 0 | 0 | 6.6476 | 0
28.05. | 22 | 112.5995 |  | 105.9519 | 0 | 0 | 6.6476 | 0
28.05. | 23 | 112.5995 |  | 105.9519 | 0 | 0 | 6.6476 | 0
28.05. | 24 | 112.5995 |  | 105.9519 | 0 | 0 | 6.6476 | 0
29.05. | 1 | 112.5995 |  | 105.9519 | 0 | 0 | 6.6476 | 0
29.05. | 2 | 112.5995 |  | 105.9519 | 0 | 0 | 6.6476 | 0
29.05. | 3 | 112.5995 |  | 105.9519 | 0 | 0 | 6.6476 | 0
29.05. | 4 | 112.5995 |  | 105.9519 | 0 | 0 | 6.6476 | 0
29.05. | 5 | 112.5995 |  | 105.9519 | 0 | 0 | 6.6476 | 0
29.05. | 6 | 112.5995 |  | 105.9519 | 0 | 0 | 6.6476 | 0
29.05. | 7 | 112.5995 |  | 105.9519 | 0 | 0 | 6.6476 | 0
29.05. | 8 | 112.5995 |  | 105.9519 | 0 | 0 | 6.6476 | 0
29.05. | 9 | 112.5995 |  | 105.9519 | 0 | 0 | 6.6476 | 0
29.05. | 10 | 112.5995 |  | 105.9519 | 0 | 0 | 6.6476 | 0
29.05. | 11 | 112.5995 |  | 105.9519 | 0 | 0 | 6.6476 | 0
29.05. | 12 | 112.5995 |  | 105.9519 | 0 | 0 | 6.6476 | 0
29.05. | 13 | 112.5995 |  | 105.9519 | 0 | 0 | 6.6476 | 0
29.05. | 14 | 112.5995 |  | 105.9519 | 0 | 0 | 6.6476 | 0
29.05. | 15 | 112.5995 |  | 105.9519 | 0 | 0 | 6.6476 | 0
29.05. | 16 | 112.5995 |  | 105.9519 | 0 | 0 | 6.6476 | 0
29.05. | 17 | 112.5995 |  | 105.9519 | 0 | 0 | 6.6476 | 0
29.05. | 18 | 112.5995 |  | 105.9519 | 0 | 0 | 6.6476 | 0
29.05. | 19 | 112.5995 |  | 105.9519 | 0 | 0 | 6.6476 | 0
29.05. | 20 | 112.5995 |  | 105.9519 | 0 | 0 | 6.6476 | 0
29.05. | 21 | 112.5995 |  | 105.9519 | 0 | 0 | 6.6476 | 0
29.05. | 22 | 112.5995 |  | 105.9519 | 0 | 0 | 6.6476 | 0
29.05. | 23 | 112.5995 |  | 105.9519 | 0 | 0 | 6.6476 | 0
29.05. | 24 | 112.5995 |  | 105.9519 | 0 | 0 | 6.6476 | 0
30.05. | 1 | 112.5995 |  | 105.9519 | 0 | 0 | 6.6476 | 0
30.05. | 2 | 112.5995 |  | 105.9519 | 0 | 0 | 6.6476 | 0
30.05. | 3 | 112.5995 |  | 105.9519 | 0 | 0 | 6.6476 | 0
30.05. | 4 | 112.5995 |  | 105.9519 | 0 | 0 | 6.6476 | 0
30.05. | 5 | 112.5995 |  | 105.9519 | 0 | 0 | 6.6476 | 0
30.05. | 6 | 112.5995 |  | 105.9519 | 0 | 0 | 6.6476 | 0
30.05. | 7 | 112.5995 |  | 105.9519 | 0 | 0 | 6.6476 | 0
30.05. | 8 | 112.5995 |  | 105.9519 | 0 | 0 | 6.6476 | 0
30.05. | 9 | 112.5995 |  | 105.9519 | 0 | 0 | 6.6476 | 0
30.05. | 10 | 112.5995 |  | 105.9519 | 0 | 0 | 6.6476 | 0
30.05. | 11 | 112.5995 |  | 105.9519 | 0 | 0 | 6.6476 | 0
30.05. | 12 | 112.5995 |  | 105.9519 | 0 | 0 | 6.6476 | 0
30.05. | 13 | 112.5995 |  | 105.9519 | 0 | 0 | 6.6476 | 0
30.05. | 14 | 112.5995 |  | 105.9519 | 0 | 0 | 6.6476 | 0
30.05. | 15 | 112.5995 |  | 105.9519 | 0 | 0 | 6.6476 | 0
30.05. | 16 | 112.5995 |  | 105.9519 | 0 | 0 | 6.6476 | 0
30.05. | 17 | 112.5995 |  | 105.9519 | 0 | 0 | 6.6476 | 0
30.05. | 18 | 112.5995 |  | 105.9519 | 0 | 0 | 6.6476 | 0
30.05. | 19 | 112.5995 |  | 105.9519 | 0 | 0 | 6.6476 | 0
30.05. | 20 | 112.5995 |  | 105.9519 | 0 | 0 | 6.6476 | 0
30.05. | 21 | 112.5995 |  | 105.9519 | 0 | 0 | 6.6476 | 0
30.05. | 22 | 112.5995 |  | 105.9519 | 0 | 0 | 6.6476 | 0
30.05. | 23 | 112.5995 |  | 105.9519 | 0 | 0 | 6.6476 | 0
30.05. | 24 | 112.5995 |  | 105.9519 | 0 | 0 | 6.6476 | 0
31.05. | 1 | 112.5995 |  | 105.9519 | 0 | 0 | 6.6476 | 0
31.05. | 2 | 112.5995 |  | 105.9519 | 0 | 0 | 6.6476 | 0
31.05. | 3 | 112.5995 |  | 105.9519 | 0 | 0 | 6.6476 | 0
31.05. | 4 | 112.5995 |  | 105.9519 | 0 | 0 | 6.6476 | 0
31.05. | 5 | 112.5995 |  | 105.9519 | 0 | 0 | 6.6476 | 0
31.05. | 6 | 112.5995 |  | 105.9519 | 0 | 0 | 6.6476 | 0
31.05. | 7 | 112.5995 |  | 105.9519 | 0 | 0 | 6.6476 | 0
31.05. | 8 | 112.5995 |  | 105.9519 | 0 | 0 | 6.6476 | 0
31.05. | 9 | 112.5995 |  | 105.9519 | 0 | 0 | 6.6476 | 0
31.05. | 10 | 112.5995 |  | 105.9519 | 0 | 0 | 6.6476 | 0
31.05. | 11 | 112.5995 |  | 105.9519 | 0 | 0 | 6.6476 | 0
31.05. | 12 | 112.5995 |  | 105.9519 | 0 | 0 | 6.6476 | 0
31.05. | 13 | 112.5995 |  | 105.9519 | 0 | 0 | 6.6476 | 0
31.05. | 14 | 112.5995 |  | 105.9519 | 0 | 0 | 6.6476 | 0
31.05. | 15 | 112.5995 |  | 105.9519 | 0 | 0 | 6.6476 | 0
31.05. | 16 | 112.5995 |  | 105.9519 | 0 | 0 | 6.6476 | 0
31.05. | 17 | 112.5995 |  | 105.9519 | 0 | 0 | 6.6476 | 0
31.05. | 18 | 112.5995 |  | 105.9519 | 0 | 0 | 6.6476 | 0
31.05. | 19 | 112.5995 |  | 105.9519 | 0 | 0 | 6.6476 | 0
31.05. | 20 | 112.5995 |  | 105.9519 | 0 | 0 | 6.6476 | 0
31.05. | 21 | 112.5995 |  | 105.9519 | 0 | 0 | 6.6476 | 0
31.05. | 22 | 112.5995 |  | 105.9519 | 0 | 0 | 6.6476 | 0
31.05. | 23 | 112.5995 |  | 105.9519 | 0 | 0 | 6.6476 | 0
31.05. | 24 | 112.5995 |  | 105.9519 | 0 | 0 | 6.6476 | 0
01.06. | 1 | 111.3129 |  | 105.9519 | 0 | 0 | 5.361 | 0
01.06. | 2 | 111.3129 |  | 105.9519 | 0 | 0 | 5.361 | 0
01.06. | 3 | 111.3129 |  | 105.9519 | 0 | 0 | 5.361 | 0
01.06. | 4 | 111.3129 |  | 105.9519 | 0 | 0 | 5.361 | 0
01.06. | 5 | 111.3129 |  | 105.9519 | 0 | 0 | 5.361 | 0
01.06. | 6 | 111.3129 |  | 105.9519 | 0 | 0 | 5.361 | 0
01.06. | 7 | 111.3129 |  | 105.9519 | 0 | 0 | 5.361 | 0
01.06. | 8 | 111.3129 |  | 105.9519 | 0 | 0 | 5.361 | 0
01.06. | 9 | 111.3129 |  | 105.9519 | 0 | 0 | 5.361 | 0
01.06. | 10 | 111.3129 |  | 105.9519 | 0 | 0 | 5.361 | 0
01.06. | 11 | 111.3129 |  | 105.9519 | 0 | 0 | 5.361 | 0
01.06. | 12 | 111.3129 |  | 105.9519 | 0 | 0 | 5.361 | 0
01.06. | 13 | 111.3129 |  | 105.9519 | 0 | 0 | 5.361 | 0
01.06. | 14 | 111.3129 |  | 105.9519 | 0 | 0 | 5.361 | 0
01.06. | 15 | 111.3129 |  | 105.9519 | 0 | 0 | 5.361 | 0
01.06. | 16 | 111.3129 |  | 105.9519 | 0 | 0 | 5.361 | 0
01.06. | 17 | 111.3129 |  | 105.9519 | 0 | 0 | 5.361 | 0
01.06. | 18 | 111.3129 |  | 105.9519 | 0 | 0 | 5.361 | 0
01.06. | 19 | 111.3129 |  | 105.9519 | 0 | 0 | 5.361 | 0
01.06. | 20 | 111.3129 |  | 105.9519 | 0 | 0 | 5.361 | 0
01.06. | 21 | 111.3129 |  | 105.9519 | 0 | 0 | 5.361 | 0
01.06. | 22 | 111.3129 |  | 105.9519 | 0 | 0 | 5.361 | 0
01.06. | 23 | 111.3129 |  | 105.9519 | 0 | 0 | 5.361 | 0
01.06. | 24 | 111.3129 |  | 105.9519 | 0 | 0 | 5.361 | 0
02.06. | 1 | 111.3129 |  | 105.9519 | 0 | 0 | 5.361 | 0
02.06. | 2 | 111.3129 |  | 105.9519 | 0 | 0 | 5.361 | 0
02.06. | 3 | 111.3129 |  | 105.9519 | 0 | 0 | 5.361 | 0
02.06. | 4 | 111.3129 |  | 105.9519 | 0 | 0 | 5.361 | 0
02.06. | 5 | 111.3129 |  | 105.9519 | 0 | 0 | 5.361 | 0
02.06. | 6 | 111.3129 |  | 105.9519 | 0 | 0 | 5.361 | 0
02.06. | 7 | 111.3129 |  | 105.9519 | 0 | 0 | 5.361 | 0
02.06. | 8 | 111.3129 |  | 105.9519 | 0 | 0 | 5.361 | 0
02.06. | 9 | 111.3129 |  | 105.9519 | 0 | 0 | 5.361 | 0
02.06. | 10 | 111.3129 |  | 105.9519 | 0 | 0 | 5.361 | 0
02.06. | 11 | 111.3129 |  | 105.9519 | 0 | 0 | 5.361 | 0
02.06. | 12 | 111.3129 |  | 105.9519 | 0 | 0 | 5.361 | 0
02.06. | 13 | 111.3129 |  | 105.9519 | 0 | 0 | 5.361 | 0
02.06. | 14 | 111.3129 |  | 105.9519 | 0 | 0 | 5.361 | 0
02.06. | 15 | 111.3129 |  | 105.9519 | 0 | 0 | 5.361 | 0
02.06. | 16 | 111.3129 |  | 105.9519 | 0 | 0 | 5.361 | 0
02.06. | 17 | 111.3129 |  | 105.9519 | 0 | 0 | 5.361 | 0
02.06. | 18 | 111.3129 |  | 105.9519 | 0 | 0 | 5.361 | 0
02.06. | 19 | 111.3129 |  | 105.9519 | 0 | 0 | 5.361 | 0
02.06. | 20 | 111.3129 |  | 105.9519 | 0 | 0 | 5.361 | 0
02.06. | 21 | 111.3129 |  | 105.9519 | 0 | 0 | 5.361 | 0
02.06. | 22 | 111.3129 |  | 105.9519 | 0 | 0 | 5.361 | 0
02.06. | 23 | 111.3129 |  | 105.9519 | 0 | 0 | 5.361 | 0
02.06. | 24 | 111.3129 |  | 105.9519 | 0 | 0 | 5.361 | 0
03.06. | 1 | 111.3129 |  | 105.9519 | 0 | 0 | 5.361 | 0
03.06. | 2 | 111.3129 |  | 105.9519 | 0 | 0 | 5.361 | 0
03.06. | 3 | 111.3129 |  | 105.9519 | 0 | 0 | 5.361 | 0
03.06. | 4 | 111.3129 |  | 105.9519 | 0 | 0 | 5.361 | 0
03.06. | 5 | 111.3129 |  | 105.9519 | 0 | 0 | 5.361 | 0
03.06. | 6 | 111.3129 |  | 105.9519 | 0 | 0 | 5.361 | 0
03.06. | 7 | 111.3129 |  | 105.9519 | 0 | 0 | 5.361 | 0
03.06. | 8 | 111.3129 |  | 105.9519 | 0 | 0 | 5.361 | 0
03.06. | 9 | 111.3129 |  | 105.9519 | 0 | 0 | 5.361 | 0
03.06. | 10 | 111.3129 |  | 105.9519 | 0 | 0 | 5.361 | 0
03.06. | 11 | 111.3129 |  | 105.9519 | 0 | 0 | 5.361 | 0
03.06. | 12 | 111.3129 |  | 105.9519 | 0 | 0 | 5.361 | 0
03.06. | 13 | 111.3129 |  | 105.9519 | 0 | 0 | 5.361 | 0
03.06. | 14 | 111.3129 |  | 105.9519 | 0 | 0 | 5.361 | 0
03.06. | 15 | 111.3129 |  | 105.9519 | 0 | 0 | 5.361 | 0
03.06. | 16 | 111.3129 |  | 105.9519 | 0 | 0 | 5.361 | 0
03.06. | 17 | 111.3129 |  | 105.9519 | 0 | 0 | 5.361 | 0
03.06. | 18 | 111.3129 |  | 105.9519 | 0 | 0 | 5.361 | 0
03.06. | 19 | 111.3129 |  | 105.9519 | 0 | 0 | 5.361 | 0
03.06. | 20 | 111.3129 |  | 105.9519 | 0 | 0 | 5.361 | 0
03.06. | 21 | 111.3129 |  | 105.9519 | 0 | 0 | 5.361 | 0
03.06. | 22 | 111.3129 |  | 105.9519 | 0 | 0 | 5.361 | 0
03.06. | 23 | 111.3129 |  | 105.9519 | 0 | 0 | 5.361 | 0
03.06. | 24 | 111.3129 |  | 105.9519 | 0 | 0 | 5.361 | 0
04.06. | 1 | 111.3129 |  | 105.9519 | 0 | 0 | 5.361 | 0
04.06. | 2 | 111.3129 |  | 105.9519 | 0 | 0 | 5.361 | 0
04.06. | 3 | 111.3129 |  | 105.9519 | 0 | 0 | 5.361 | 0
04.06. | 4 | 111.3129 |  | 105.9519 | 0 | 0 | 5.361 | 0
04.06. | 5 | 111.3129 |  | 105.9519 | 0 | 0 | 5.361 | 0
04.06. | 6 | 111.3129 |  | 105.9519 | 0 | 0 | 5.361 | 0
04.06. | 7 | 111.3129 |  | 105.9519 | 0 | 0 | 5.361 | 0
04.06. | 8 | 111.3129 |  | 105.9519 | 0 | 0 | 5.361 | 0
04.06. | 9 | 111.3129 |  | 105.9519 | 0 | 0 | 5.361 | 0
04.06. | 10 | 111.3129 |  | 105.9519 | 0 | 0 | 5.361 | 0
04.06. | 11 | 111.3129 |  | 105.9519 | 0 | 0 | 5.361 | 0
04.06. | 12 | 111.3129 |  | 105.9519 | 0 | 0 | 5.361 | 0
04.06. | 13 | 111.3129 |  | 105.9519 | 0 | 0 | 5.361 | 0
04.06. | 14 | 111.3129 |  | 105.9519 | 0 | 0 | 5.361 | 0
04.06. | 15 | 111.3129 |  | 105.9519 | 0 | 0 | 5.361 | 0
04.06. | 16 | 111.3129 |  | 105.9519 | 0 | 0 | 5.361 | 0
04.06. | 17 | 111.3129 |  | 105.9519 | 0 | 0 | 5.361 | 0
04.06. | 18 | 111.3129 |  | 105.9519 | 0 | 0 | 5.361 | 0
04.06. | 19 | 111.3129 |  | 105.9519 | 0 | 0 | 5.361 | 0
04.06. | 20 | 111.3129 |  | 105.9519 | 0 | 0 | 5.361 | 0
04.06. | 21 | 111.3129 |  | 105.9519 | 0 | 0 | 5.361 | 0
04.06. | 22 | 111.3129 |  | 105.9519 | 0 | 0 | 5.361 | 0
04.06. | 23 | 111.3129 |  | 105.9519 | 0 | 0 | 5.361 | 0
04.06. | 24 | 111.3129 |  | 105.9519 | 0 | 0 | 5.361 | 0
05.06. | 1 | 111.3129 |  | 105.9519 | 0 | 0 | 5.361 | 0
05.06. | 2 | 111.3129 |  | 105.9519 | 0 | 0 | 5.361 | 0
05.06. | 3 | 111.3129 |  | 105.9519 | 0 | 0 | 5.361 | 0
05.06. | 4 | 111.3129 |  | 105.9519 | 0 | 0 | 5.361 | 0
05.06. | 5 | 111.3129 |  | 105.9519 | 0 | 0 | 5.361 | 0
05.06. | 6 | 111.3129 |  | 105.9519 | 0 | 0 | 5.361 | 0
05.06. | 7 | 111.3129 |  | 105.9519 | 0 | 0 | 5.361 | 0
05.06. | 8 | 111.3129 |  | 105.9519 | 0 | 0 | 5.361 | 0
05.06. | 9 | 111.3129 |  | 105.9519 | 0 | 0 | 5.361 | 0
05.06. | 10 | 111.3129 |  | 105.9519 | 0 | 0 | 5.361 | 0
05.06. | 11 | 111.3129 |  | 105.9519 | 0 | 0 | 5.361 | 0
05.06. | 12 | 111.3129 |  | 105.9519 | 0 | 0 | 5.361 | 0
05.06. | 13 | 111.3129 |  | 105.9519 | 0 | 0 | 5.361 | 0
05.06. | 14 | 111.3129 |  | 105.9519 | 0 | 0 | 5.361 | 0
05.06. | 15 | 111.3129 |  | 105.9519 | 0 | 0 | 5.361 | 0
05.06. | 16 | 111.3129 |  | 105.9519 | 0 | 0 | 5.361 | 0
05.06. | 17 | 111.3129 |  | 105.9519 | 0 | 0 | 5.361 | 0
05.06. | 18 | 111.3129 |  | 105.9519 | 0 | 0 | 5.361 | 0
05.06. | 19 | 111.3129 |  | 105.9519 | 0 | 0 | 5.361 | 0
05.06. | 20 | 111.3129 |  | 105.9519 | 0 | 0 | 5.361 | 0
05.06. | 21 | 111.3129 |  | 105.9519 | 0 | 0 | 5.361 | 0
05.06. | 22 | 111.3129 |  | 105.9519 | 0 | 0 | 5.361 | 0
05.06. | 23 | 111.3129 |  | 105.9519 | 0 | 0 | 5.361 | 0
05.06. | 24 | 111.3129 |  | 105.9519 | 0 | 0 | 5.361 | 0
06.06. | 1 | 111.3129 |  | 105.9519 | 0 | 0 | 5.361 | 0
06.06. | 2 | 111.3129 |  | 105.9519 | 0 | 0 | 5.361 | 0
06.06. | 3 | 111.3129 |  | 105.9519 | 0 | 0 | 5.361 | 0
06.06. | 4 | 111.3129 |  | 105.9519 | 0 | 0 | 5.361 | 0
06.06. | 5 | 111.3129 |  | 105.9519 | 0 | 0 | 5.361 | 0
06.06. | 6 | 111.3129 |  | 105.9519 | 0 | 0 | 5.361 | 0
06.06. | 7 | 111.3129 |  | 105.9519 | 0 | 0 | 5.361 | 0
06.06. | 8 | 111.3129 |  | 105.9519 | 0 | 0 | 5.361 | 0
06.06. | 9 | 111.3129 |  | 105.9519 | 0 | 0 | 5.361 | 0
06.06. | 10 | 111.3129 |  | 105.9519 | 0 | 0 | 5.361 | 0
06.06. | 11 | 111.3129 |  | 105.9519 | 0 | 0 | 5.361 | 0
06.06. | 12 | 111.3129 |  | 105.9519 | 0 | 0 | 5.361 | 0
06.06. | 13 | 111.3129 |  | 105.9519 | 0 | 0 | 5.361 | 0
06.06. | 14 | 111.3129 |  | 105.9519 | 0 | 0 | 5.361 | 0
06.06. | 15 | 111.3129 |  | 105.9519 | 0 | 0 | 5.361 | 0
06.06. | 16 | 111.3129 |  | 105.9519 | 0 | 0 | 5.361 | 0
06.06. | 17 | 111.3129 |  | 105.9519 | 0 | 0 | 5.361 | 0
06.06. | 18 | 111.3129 |  | 105.9519 | 0 | 0 | 5.361 | 0
06.06. | 19 | 111.3129 |  | 105.9519 | 0 | 0 | 5.361 | 0
06.06. | 20 | 111.3129 |  | 105.9519 | 0 | 0 | 5.361 | 0
06.06. | 21 | 111.3129 |  | 105.9519 | 0 | 0 | 5.361 | 0
06.06. | 22 | 111.3129 |  | 105.9519 | 0 | 0 | 5.361 | 0
06.06. | 23 | 111.3129 |  | 105.9519 | 0 | 0 | 5.361 | 0
06.06. | 24 | 111.3129 |  | 105.9519 | 0 | 0 | 5.361 | 0
07.06. | 1 | 111.3129 |  | 105.9519 | 0 | 0 | 5.361 | 0
07.06. | 2 | 111.3129 |  | 105.9519 | 0 | 0 | 5.361 | 0
07.06. | 3 | 111.3129 |  | 105.9519 | 0 | 0 | 5.361 | 0
07.06. | 4 | 111.3129 |  | 105.9519 | 0 | 0 | 5.361 | 0
07.06. | 5 | 111.3129 |  | 105.9519 | 0 | 0 | 5.361 | 0
07.06. | 6 | 111.3129 |  | 105.9519 | 0 | 0 | 5.361 | 0
07.06. | 7 | 111.3129 |  | 105.9519 | 0 | 0 | 5.361 | 0
07.06. | 8 | 111.3129 |  | 105.9519 | 0 | 0 | 5.361 | 0
07.06. | 9 | 111.3129 |  | 105.9519 | 0 | 0 | 5.361 | 0
07.06. | 10 | 111.3129 |  | 105.9519 | 0 | 0 | 5.361 | 0
07.06. | 11 | 111.3129 |  | 105.9519 | 0 | 0 | 5.361 | 0
07.06. | 12 | 111.3129 |  | 105.9519 | 0 | 0 | 5.361 | 0
07.06. | 13 | 111.3129 |  | 105.9519 | 0 | 0 | 5.361 | 0
07.06. | 14 | 111.3129 |  | 105.9519 | 0 | 0 | 5.361 | 0
07.06. | 15 | 111.3129 |  | 105.9519 | 0 | 0 | 5.361 | 0
07.06. | 16 | 111.3129 |  | 105.9519 | 0 | 0 | 5.361 | 0
07.06. | 17 | 111.3129 |  | 105.9519 | 0 | 0 | 5.361 | 0
07.06. | 18 | 111.3129 |  | 105.9519 | 0 | 0 | 5.361 | 0
07.06. | 19 | 111.3129 |  | 105.9519 | 0 | 0 | 5.361 | 0
07.06. | 20 | 111.3129 |  | 105.9519 | 0 | 0 | 5.361 | 0
07.06. | 21 | 111.3129 |  | 105.9519 | 0 | 0 | 5.361 | 0
07.06. | 22 | 111.3129 |  | 105.9519 | 0 | 0 | 5.361 | 0
07.06. | 23 | 111.3129 |  | 105.9519 | 0 | 0 | 5.361 | 0
07.06. | 24 | 111.3129 |  | 105.9519 | 0 | 0 | 5.361 | 0
08.06. | 1 | 111.3129 |  | 105.9519 | 0 | 0 | 5.361 | 0
08.06. | 2 | 111.3129 |  | 105.9519 | 0 | 0 | 5.361 | 0
08.06. | 3 | 111.3129 |  | 105.9519 | 0 | 0 | 5.361 | 0
08.06. | 4 | 111.3129 |  | 105.9519 | 0 | 0 | 5.361 | 0
08.06. | 5 | 111.3129 |  | 105.9519 | 0 | 0 | 5.361 | 0
08.06. | 6 | 111.3129 |  | 105.9519 | 0 | 0 | 5.361 | 0
08.06. | 7 | 111.3129 |  | 105.9519 | 0 | 0 | 5.361 | 0
08.06. | 8 | 111.3129 |  | 105.9519 | 0 | 0 | 5.361 | 0
08.06. | 9 | 111.3129 |  | 105.9519 | 0 | 0 | 5.361 | 0
08.06. | 10 | 111.3129 |  | 105.9519 | 0 | 0 | 5.361 | 0
08.06. | 11 | 111.3129 |  | 105.9519 | 0 | 0 | 5.361 | 0
08.06. | 12 | 111.3129 |  | 105.9519 | 0 | 0 | 5.361 | 0
08.06. | 13 | 111.3129 |  | 105.9519 | 0 | 0 | 5.361 | 0
08.06. | 14 | 111.3129 |  | 105.9519 | 0 | 0 | 5.361 | 0
08.06. | 15 | 111.3129 |  | 105.9519 | 0 | 0 | 5.361 | 0
08.06. | 16 | 111.3129 |  | 105.9519 | 0 | 0 | 5.361 | 0
08.06. | 17 | 111.3129 |  | 105.9519 | 0 | 0 | 5.361 | 0
08.06. | 18 | 111.3129 |  | 105.9519 | 0 | 0 | 5.361 | 0
08.06. | 19 | 111.3129 |  | 105.9519 | 0 | 0 | 5.361 | 0
08.06. | 20 | 111.3129 |  | 105.9519 | 0 | 0 | 5.361 | 0
08.06. | 21 | 111.3129 |  | 105.9519 | 0 | 0 | 5.361 | 0
08.06. | 22 | 111.3129 |  | 105.9519 | 0 | 0 | 5.361 | 0
08.06. | 23 | 111.3129 |  | 105.9519 | 0 | 0 | 5.361 | 0
08.06. | 24 | 111.3129 |  | 105.9519 | 0 | 0 | 5.361 | 0
09.06. | 1 | 111.3129 |  | 105.9519 | 0 | 0 | 5.361 | 0
09.06. | 2 | 111.3129 |  | 105.9519 | 0 | 0 | 5.361 | 0
09.06. | 3 | 111.3129 |  | 105.9519 | 0 | 0 | 5.361 | 0
09.06. | 4 | 111.3129 |  | 105.9519 | 0 | 0 | 5.361 | 0
09.06. | 5 | 111.3129 |  | 105.9519 | 0 | 0 | 5.361 | 0
09.06. | 6 | 111.3129 |  | 105.9519 | 0 | 0 | 5.361 | 0
09.06. | 7 | 111.3129 |  | 105.9519 | 0 | 0 | 5.361 | 0
09.06. | 8 | 111.3129 |  | 105.9519 | 0 | 0 | 5.361 | 0
09.06. | 9 | 111.3129 |  | 105.9519 | 0 | 0 | 5.361 | 0
09.06. | 10 | 111.3129 |  | 105.9519 | 0 | 0 | 5.361 | 0
09.06. | 11 | 111.3129 |  | 105.9519 | 0 | 0 | 5.361 | 0
09.06. | 12 | 111.3129 |  | 105.9519 | 0 | 0 | 5.361 | 0
09.06. | 13 | 111.3129 |  | 105.9519 | 0 | 0 | 5.361 | 0
09.06. | 14 | 111.3129 |  | 105.9519 | 0 | 0 | 5.361 | 0
09.06. | 15 | 111.3129 |  | 105.9519 | 0 | 0 | 5.361 | 0
09.06. | 16 | 111.3129 |  | 105.9519 | 0 | 0 | 5.361 | 0
09.06. | 17 | 111.3129 |  | 105.9519 | 0 | 0 | 5.361 | 0
09.06. | 18 | 111.3129 |  | 105.9519 | 0 | 0 | 5.361 | 0
09.06. | 19 | 111.3129 |  | 105.9519 | 0 | 0 | 5.361 | 0
09.06. | 20 | 111.3129 |  | 105.9519 | 0 | 0 | 5.361 | 0
09.06. | 21 | 111.3129 |  | 105.9519 | 0 | 0 | 5.361 | 0
09.06. | 22 | 111.3129 |  | 105.9519 | 0 | 0 | 5.361 | 0
09.06. | 23 | 111.3129 |  | 105.9519 | 0 | 0 | 5.361 | 0
09.06. | 24 | 111.3129 |  | 105.9519 | 0 | 0 | 5.361 | 0
10.06. | 1 | 111.3129 |  | 105.9519 | 0 | 0 | 5.361 | 0
10.06. | 2 | 111.3129 |  | 105.9519 | 0 | 0 | 5.361 | 0
10.06. | 3 | 111.3129 |  | 105.9519 | 0 | 0 | 5.361 | 0
10.06. | 4 | 111.3129 |  | 105.9519 | 0 | 0 | 5.361 | 0
10.06. | 5 | 111.3129 |  | 105.9519 | 0 | 0 | 5.361 | 0
10.06. | 6 | 111.3129 |  | 105.9519 | 0 | 0 | 5.361 | 0
10.06. | 7 | 111.3129 |  | 105.9519 | 0 | 0 | 5.361 | 0
10.06. | 8 | 111.3129 |  | 105.9519 | 0 | 0 | 5.361 | 0
10.06. | 9 | 111.3129 |  | 105.9519 | 0 | 0 | 5.361 | 0
10.06. | 10 | 111.3129 |  | 105.9519 | 0 | 0 | 5.361 | 0
10.06. | 11 | 111.3129 |  | 105.9519 | 0 | 0 | 5.361 | 0
10.06. | 12 | 111.3129 |  | 105.9519 | 0 | 0 | 5.361 | 0
10.06. | 13 | 111.3129 |  | 105.9519 | 0 | 0 | 5.361 | 0
10.06. | 14 | 111.3129 |  | 105.9519 | 0 | 0 | 5.361 | 0
10.06. | 15 | 111.3129 |  | 105.9519 | 0 | 0 | 5.361 | 0
10.06. | 16 | 111.3129 |  | 105.9519 | 0 | 0 | 5.361 | 0
10.06. | 17 | 111.3129 |  | 105.9519 | 0 | 0 | 5.361 | 0
10.06. | 18 | 111.3129 |  | 105.9519 | 0 | 0 | 5.361 | 0
10.06. | 19 | 111.3129 |  | 105.9519 | 0 | 0 | 5.361 | 0
10.06. | 20 | 111.3129 |  | 105.9519 | 0 | 0 | 5.361 | 0
10.06. | 21 | 111.3129 |  | 105.9519 | 0 | 0 | 5.361 | 0
10.06. | 22 | 111.3129 |  | 105.9519 | 0 | 0 | 5.361 | 0
10.06. | 23 | 111.3129 |  | 105.9519 | 0 | 0 | 5.361 | 0
10.06. | 24 | 111.3129 |  | 105.9519 | 0 | 0 | 5.361 | 0
11.06. | 1 | 111.3129 |  | 105.9519 | 0 | 0 | 5.361 | 0
11.06. | 2 | 111.3129 |  | 105.9519 | 0 | 0 | 5.361 | 0
11.06. | 3 | 111.3129 |  | 105.9519 | 0 | 0 | 5.361 | 0
11.06. | 4 | 111.3129 |  | 105.9519 | 0 | 0 | 5.361 | 0
11.06. | 5 | 111.3129 |  | 105.9519 | 0 | 0 | 5.361 | 0
11.06. | 6 | 111.3129 |  | 105.9519 | 0 | 0 | 5.361 | 0
11.06. | 7 | 111.3129 |  | 105.9519 | 0 | 0 | 5.361 | 0
11.06. | 8 | 111.3129 |  | 105.9519 | 0 | 0 | 5.361 | 0
11.06. | 9 | 111.3129 |  | 105.9519 | 0 | 0 | 5.361 | 0
11.06. | 10 | 111.3129 |  | 105.9519 | 0 | 0 | 5.361 | 0
11.06. | 11 | 111.3129 |  | 105.9519 | 0 | 0 | 5.361 | 0
11.06. | 12 | 111.3129 |  | 105.9519 | 0 | 0 | 5.361 | 0
11.06. | 13 | 111.3129 |  | 105.9519 | 0 | 0 | 5.361 | 0
11.06. | 14 | 111.3129 |  | 105.9519 | 0 | 0 | 5.361 | 0
11.06. | 15 | 111.3129 |  | 105.9519 | 0 | 0 | 5.361 | 0
11.06. | 16 | 111.3129 |  | 105.9519 | 0 | 0 | 5.361 | 0
11.06. | 17 | 111.3129 |  | 105.9519 | 0 | 0 | 5.361 | 0
11.06. | 18 | 111.3129 |  | 105.9519 | 0 | 0 | 5.361 | 0
11.06. | 19 | 111.3129 |  | 105.9519 | 0 | 0 | 5.361 | 0
11.06. | 20 | 111.3129 |  | 105.9519 | 0 | 0 | 5.361 | 0
11.06. | 21 | 111.3129 |  | 105.9519 | 0 | 0 | 5.361 | 0
11.06. | 22 | 111.3129 |  | 105.9519 | 0 | 0 | 5.361 | 0
11.06. | 23 | 111.3129 |  | 105.9519 | 0 | 0 | 5.361 | 0
11.06. | 24 | 111.3129 |  | 105.9519 | 0 | 0 | 5.361 | 0
12.06. | 1 | 111.3129 |  | 105.9519 | 0 | 0 | 5.361 | 0
12.06. | 2 | 111.3129 |  | 105.9519 | 0 | 0 | 5.361 | 0
12.06. | 3 | 111.3129 |  | 105.9519 | 0 | 0 | 5.361 | 0
12.06. | 4 | 111.3129 |  | 105.9519 | 0 | 0 | 5.361 | 0
12.06. | 5 | 111.3129 |  | 105.9519 | 0 | 0 | 5.361 | 0
12.06. | 6 | 111.3129 |  | 105.9519 | 0 | 0 | 5.361 | 0
12.06. | 7 | 111.3129 |  | 105.9519 | 0 | 0 | 5.361 | 0
12.06. | 8 | 111.3129 |  | 105.9519 | 0 | 0 | 5.361 | 0
12.06. | 9 | 111.3129 |  | 105.9519 | 0 | 0 | 5.361 | 0
12.06. | 10 | 111.3129 |  | 105.9519 | 0 | 0 | 5.361 | 0
12.06. | 11 | 111.3129 |  | 105.9519 | 0 | 0 | 5.361 | 0
12.06. | 12 | 111.3129 |  | 105.9519 | 0 | 0 | 5.361 | 0
12.06. | 13 | 111.3129 |  | 105.9519 | 0 | 0 | 5.361 | 0
12.06. | 14 | 111.3129 |  | 105.9519 | 0 | 0 | 5.361 | 0
12.06. | 15 | 111.3129 |  | 105.9519 | 0 | 0 | 5.361 | 0
12.06. | 16 | 111.3129 |  | 105.9519 | 0 | 0 | 5.361 | 0
12.06. | 17 | 111.3129 |  | 105.9519 | 0 | 0 | 5.361 | 0
12.06. | 18 | 111.3129 |  | 105.9519 | 0 | 0 | 5.361 | 0
12.06. | 19 | 111.3129 |  | 105.9519 | 0 | 0 | 5.361 | 0
12.06. | 20 | 111.3129 |  | 105.9519 | 0 | 0 | 5.361 | 0
12.06. | 21 | 111.3129 |  | 105.9519 | 0 | 0 | 5.361 | 0
12.06. | 22 | 111.3129 |  | 105.9519 | 0 | 0 | 5.361 | 0
12.06. | 23 | 111.3129 |  | 105.9519 | 0 | 0 | 5.361 | 0
12.06. | 24 | 111.3129 |  | 105.9519 | 0 | 0 | 5.361 | 0
13.06. | 1 | 111.3129 |  | 105.9519 | 0 | 0 | 5.361 | 0
13.06. | 2 | 111.3129 |  | 105.9519 | 0 | 0 | 5.361 | 0
13.06. | 3 | 111.3129 |  | 105.9519 | 0 | 0 | 5.361 | 0
13.06. | 4 | 111.3129 |  | 105.9519 | 0 | 0 | 5.361 | 0
13.06. | 5 | 111.3129 |  | 105.9519 | 0 | 0 | 5.361 | 0
13.06. | 6 | 111.3129 |  | 105.9519 | 0 | 0 | 5.361 | 0
13.06. | 7 | 111.3129 |  | 105.9519 | 0 | 0 | 5.361 | 0
13.06. | 8 | 111.3129 |  | 105.9519 | 0 | 0 | 5.361 | 0
13.06. | 9 | 111.3129 |  | 105.9519 | 0 | 0 | 5.361 | 0
13.06. | 10 | 111.3129 |  | 105.9519 | 0 | 0 | 5.361 | 0
13.06. | 11 | 111.3129 |  | 105.9519 | 0 | 0 | 5.361 | 0
13.06. | 12 | 111.3129 |  | 105.9519 | 0 | 0 | 5.361 | 0
13.06. | 13 | 111.3129 |  | 105.9519 | 0 | 0 | 5.361 | 0
13.06. | 14 | 111.3129 |  | 105.9519 | 0 | 0 | 5.361 | 0
13.06. | 15 | 111.3129 |  | 105.9519 | 0 | 0 | 5.361 | 0
13.06. | 16 | 111.3129 |  | 105.9519 | 0 | 0 | 5.361 | 0
13.06. | 17 | 111.3129 |  | 105.9519 | 0 | 0 | 5.361 | 0
13.06. | 18 | 111.3129 |  | 105.9519 | 0 | 0 | 5.361 | 0
13.06. | 19 | 111.3129 |  | 105.9519 | 0 | 0 | 5.361 | 0
13.06. | 20 | 111.3129 |  | 105.9519 | 0 | 0 | 5.361 | 0
13.06. | 21 | 111.3129 |  | 105.9519 | 0 | 0 | 5.361 | 0
13.06. | 22 | 111.3129 |  | 105.9519 | 0 | 0 | 5.361 | 0
13.06. | 23 | 111.3129 |  | 105.9519 | 0 | 0 | 5.361 | 0
13.06. | 24 | 111.3129 |  | 105.9519 | 0 | 0 | 5.361 | 0
14.06. | 1 | 111.3129 |  | 105.9519 | 0 | 0 | 5.361 | 0
14.06. | 2 | 111.3129 |  | 105.9519 | 0 | 0 | 5.361 | 0
14.06. | 3 | 111.3129 |  | 105.9519 | 0 | 0 | 5.361 | 0
14.06. | 4 | 111.3129 |  | 105.9519 | 0 | 0 | 5.361 | 0
14.06. | 5 | 111.3129 |  | 105.9519 | 0 | 0 | 5.361 | 0
14.06. | 6 | 111.3129 |  | 105.9519 | 0 | 0 | 5.361 | 0
14.06. | 7 | 111.3129 |  | 105.9519 | 0 | 0 | 5.361 | 0
14.06. | 8 | 111.3129 |  | 105.9519 | 0 | 0 | 5.361 | 0
14.06. | 9 | 111.3129 |  | 105.9519 | 0 | 0 | 5.361 | 0
14.06. | 10 | 111.3129 |  | 105.9519 | 0 | 0 | 5.361 | 0
14.06. | 11 | 111.3129 |  | 105.9519 | 0 | 0 | 5.361 | 0
14.06. | 12 | 111.3129 |  | 105.9519 | 0 | 0 | 5.361 | 0
14.06. | 13 | 111.3129 |  | 105.9519 | 0 | 0 | 5.361 | 0
14.06. | 14 | 111.3129 |  | 105.9519 | 0 | 0 | 5.361 | 0
14.06. | 15 | 111.3129 |  | 105.9519 | 0 | 0 | 5.361 | 0
14.06. | 16 | 111.3129 |  | 105.9519 | 0 | 0 | 5.361 | 0
14.06. | 17 | 111.3129 |  | 105.9519 | 0 | 0 | 5.361 | 0
14.06. | 18 | 111.3129 |  | 105.9519 | 0 | 0 | 5.361 | 0
14.06. | 19 | 111.3129 |  | 105.9519 | 0 | 0 | 5.361 | 0
14.06. | 20 | 111.3129 |  | 105.9519 | 0 | 0 | 5.361 | 0
14.06. | 21 | 111.3129 |  | 105.9519 | 0 | 0 | 5.361 | 0
14.06. | 22 | 111.3129 |  | 105.9519 | 0 | 0 | 5.361 | 0
14.06. | 23 | 111.3129 |  | 105.9519 | 0 | 0 | 5.361 | 0
14.06. | 24 | 111.3129 |  | 105.9519 | 0 | 0 | 5.361 | 0
15.06. | 1 | 111.3129 |  | 105.9519 | 0 | 0 | 5.361 | 0
15.06. | 2 | 111.3129 |  | 105.9519 | 0 | 0 | 5.361 | 0
15.06. | 3 | 111.3129 |  | 105.9519 | 0 | 0 | 5.361 | 0
15.06. | 4 | 111.3129 |  | 105.9519 | 0 | 0 | 5.361 | 0
15.06. | 5 | 111.3129 |  | 105.9519 | 0 | 0 | 5.361 | 0
15.06. | 6 | 111.3129 |  | 105.9519 | 0 | 0 | 5.361 | 0
15.06. | 7 | 111.3129 |  | 105.9519 | 0 | 0 | 5.361 | 0
15.06. | 8 | 111.3129 |  | 105.9519 | 0 | 0 | 5.361 | 0
15.06. | 9 | 111.3129 |  | 105.9519 | 0 | 0 | 5.361 | 0
15.06. | 10 | 111.3129 |  | 105.9519 | 0 | 0 | 5.361 | 0
15.06. | 11 | 111.3129 |  | 105.9519 | 0 | 0 | 5.361 | 0
15.06. | 12 | 111.3129 |  | 105.9519 | 0 | 0 | 5.361 | 0
15.06. | 13 | 111.3129 |  | 105.9519 | 0 | 0 | 5.361 | 0
15.06. | 14 | 111.3129 |  | 105.9519 | 0 | 0 | 5.361 | 0
15.06. | 15 | 111.3129 |  | 105.9519 | 0 | 0 | 5.361 | 0
15.06. | 16 | 111.3129 |  | 105.9519 | 0 | 0 | 5.361 | 0
15.06. | 17 | 111.3129 |  | 105.9519 | 0 | 0 | 5.361 | 0
15.06. | 18 | 111.3129 |  | 105.9519 | 0 | 0 | 5.361 | 0
15.06. | 19 | 111.3129 |  | 105.9519 | 0 | 0 | 5.361 | 0
15.06. | 20 | 111.3129 |  | 105.9519 | 0 | 0 | 5.361 | 0
15.06. | 21 | 111.3129 |  | 105.9519 | 0 | 0 | 5.361 | 0
15.06. | 22 | 111.3129 |  | 105.9519 | 0 | 0 | 5.361 | 0
15.06. | 23 | 111.3129 |  | 105.9519 | 0 | 0 | 5.361 | 0
15.06. | 24 | 111.3129 |  | 105.9519 | 0 | 0 | 5.361 | 0
16.06. | 1 | 111.3129 |  | 105.9519 | 0 | 0 | 5.361 | 0
16.06. | 2 | 111.3129 |  | 105.9519 | 0 | 0 | 5.361 | 0
16.06. | 3 | 111.3129 |  | 105.9519 | 0 | 0 | 5.361 | 0
16.06. | 4 | 111.3129 |  | 105.9519 | 0 | 0 | 5.361 | 0
16.06. | 5 | 111.3129 |  | 105.9519 | 0 | 0 | 5.361 | 0
16.06. | 6 | 111.3129 |  | 105.9519 | 0 | 0 | 5.361 | 0
16.06. | 7 | 111.3129 |  | 105.9519 | 0 | 0 | 5.361 | 0
16.06. | 8 | 111.3129 |  | 105.9519 | 0 | 0 | 5.361 | 0
16.06. | 9 | 111.3129 |  | 105.9519 | 0 | 0 | 5.361 | 0
16.06. | 10 | 111.3129 |  | 105.9519 | 0 | 0 | 5.361 | 0
16.06. | 11 | 111.3129 |  | 105.9519 | 0 | 0 | 5.361 | 0
16.06. | 12 | 111.3129 |  | 105.9519 | 0 | 0 | 5.361 | 0
16.06. | 13 | 111.3129 |  | 105.9519 | 0 | 0 | 5.361 | 0
16.06. | 14 | 111.3129 |  | 105.9519 | 0 | 0 | 5.361 | 0
16.06. | 15 | 111.3129 |  | 105.9519 | 0 | 0 | 5.361 | 0
16.06. | 16 | 111.3129 |  | 105.9519 | 0 | 0 | 5.361 | 0
16.06. | 17 | 111.3129 |  | 105.9519 | 0 | 0 | 5.361 | 0
16.06. | 18 | 111.3129 |  | 105.9519 | 0 | 0 | 5.361 | 0
16.06. | 19 | 111.3129 |  | 105.9519 | 0 | 0 | 5.361 | 0
16.06. | 20 | 111.3129 |  | 105.9519 | 0 | 0 | 5.361 | 0
16.06. | 21 | 111.3129 |  | 105.9519 | 0 | 0 | 5.361 | 0
16.06. | 22 | 111.3129 |  | 105.9519 | 0 | 0 | 5.361 | 0
16.06. | 23 | 111.3129 |  | 105.9519 | 0 | 0 | 5.361 | 0
16.06. | 24 | 111.3129 |  | 105.9519 | 0 | 0 | 5.361 | 0
17.06. | 1 | 111.3129 |  | 105.9519 | 0 | 0 | 5.361 | 0
17.06. | 2 | 111.3129 |  | 105.9519 | 0 | 0 | 5.361 | 0
17.06. | 3 | 111.3129 |  | 105.9519 | 0 | 0 | 5.361 | 0
17.06. | 4 | 111.3129 |  | 105.9519 | 0 | 0 | 5.361 | 0
17.06. | 5 | 111.3129 |  | 105.9519 | 0 | 0 | 5.361 | 0
17.06. | 6 | 111.3129 |  | 105.9519 | 0 | 0 | 5.361 | 0
17.06. | 7 | 111.3129 |  | 105.9519 | 0 | 0 | 5.361 | 0
17.06. | 8 | 111.3129 |  | 105.9519 | 0 | 0 | 5.361 | 0
17.06. | 9 | 111.3129 |  | 105.9519 | 0 | 0 | 5.361 | 0
17.06. | 10 | 111.3129 |  | 105.9519 | 0 | 0 | 5.361 | 0
17.06. | 11 | 111.3129 |  | 105.9519 | 0 | 0 | 5.361 | 0
17.06. | 12 | 111.3129 |  | 105.9519 | 0 | 0 | 5.361 | 0
17.06. | 13 | 111.3129 |  | 105.9519 | 0 | 0 | 5.361 | 0
17.06. | 14 | 111.3129 |  | 105.9519 | 0 | 0 | 5.361 | 0
17.06. | 15 | 111.3129 |  | 105.9519 | 0 | 0 | 5.361 | 0
17.06. | 16 | 111.3129 |  | 105.9519 | 0 | 0 | 5.361 | 0
17.06. | 17 | 111.3129 |  | 105.9519 | 0 | 0 | 5.361 | 0
17.06. | 18 | 111.3129 |  | 105.9519 | 0 | 0 | 5.361 | 0
17.06. | 19 | 111.3129 |  | 105.9519 | 0 | 0 | 5.361 | 0
17.06. | 20 | 111.3129 |  | 105.9519 | 0 | 0 | 5.361 | 0
17.06. | 21 | 111.3129 |  | 105.9519 | 0 | 0 | 5.361 | 0
17.06. | 22 | 111.3129 |  | 105.9519 | 0 | 0 | 5.361 | 0
17.06. | 23 | 111.3129 |  | 105.9519 | 0 | 0 | 5.361 | 0
17.06. | 24 | 111.3129 |  | 105.9519 | 0 | 0 | 5.361 | 0
18.06. | 1 | 111.3129 |  | 105.9519 | 0 | 0 | 5.361 | 0
18.06. | 2 | 111.3129 |  | 105.9519 | 0 | 0 | 5.361 | 0
18.06. | 3 | 111.3129 |  | 105.9519 | 0 | 0 | 5.361 | 0
18.06. | 4 | 111.3129 |  | 105.9519 | 0 | 0 | 5.361 | 0
18.06. | 5 | 111.3129 |  | 105.9519 | 0 | 0 | 5.361 | 0
18.06. | 6 | 111.3129 |  | 105.9519 | 0 | 0 | 5.361 | 0
18.06. | 7 | 111.3129 |  | 105.9519 | 0 | 0 | 5.361 | 0
18.06. | 8 | 111.3129 |  | 105.9519 | 0 | 0 | 5.361 | 0
18.06. | 9 | 111.3129 |  | 105.9519 | 0 | 0 | 5.361 | 0
18.06. | 10 | 111.3129 |  | 105.9519 | 0 | 0 | 5.361 | 0
18.06. | 11 | 111.3129 |  | 105.9519 | 0 | 0 | 5.361 | 0
18.06. | 12 | 111.3129 |  | 105.9519 | 0 | 0 | 5.361 | 0
18.06. | 13 | 111.3129 |  | 105.9519 | 0 | 0 | 5.361 | 0
18.06. | 14 | 111.3129 |  | 105.9519 | 0 | 0 | 5.361 | 0
18.06. | 15 | 111.3129 |  | 105.9519 | 0 | 0 | 5.361 | 0
18.06. | 16 | 111.3129 |  | 105.9519 | 0 | 0 | 5.361 | 0
18.06. | 17 | 111.3129 |  | 105.9519 | 0 | 0 | 5.361 | 0
18.06. | 18 | 111.3129 |  | 105.9519 | 0 | 0 | 5.361 | 0
18.06. | 19 | 111.3129 |  | 105.9519 | 0 | 0 | 5.361 | 0
18.06. | 20 | 111.3129 |  | 105.9519 | 0 | 0 | 5.361 | 0
18.06. | 21 | 111.3129 |  | 105.9519 | 0 | 0 | 5.361 | 0
18.06. | 22 | 111.3129 |  | 105.9519 | 0 | 0 | 5.361 | 0
18.06. | 23 | 111.3129 |  | 105.9519 | 0 | 0 | 5.361 | 0
18.06. | 24 | 111.3129 |  | 105.9519 | 0 | 0 | 5.361 | 0
19.06. | 1 | 111.3129 |  | 105.9519 | 0 | 0 | 5.361 | 0
19.06. | 2 | 111.3129 |  | 105.9519 | 0 | 0 | 5.361 | 0
19.06. | 3 | 111.3129 |  | 105.9519 | 0 | 0 | 5.361 | 0
19.06. | 4 | 111.3129 |  | 105.9519 | 0 | 0 | 5.361 | 0
19.06. | 5 | 111.3129 |  | 105.9519 | 0 | 0 | 5.361 | 0
19.06. | 6 | 111.3129 |  | 105.9519 | 0 | 0 | 5.361 | 0
19.06. | 7 | 111.3129 |  | 105.9519 | 0 | 0 | 5.361 | 0
19.06. | 8 | 111.3129 |  | 105.9519 | 0 | 0 | 5.361 | 0
19.06. | 9 | 111.3129 |  | 105.9519 | 0 | 0 | 5.361 | 0
19.06. | 10 | 111.3129 |  | 105.9519 | 0 | 0 | 5.361 | 0
19.06. | 11 | 111.3129 |  | 105.9519 | 0 | 0 | 5.361 | 0
19.06. | 12 | 111.3129 |  | 105.9519 | 0 | 0 | 5.361 | 0
19.06. | 13 | 111.3129 |  | 105.9519 | 0 | 0 | 5.361 | 0
19.06. | 14 | 111.3129 |  | 105.9519 | 0 | 0 | 5.361 | 0
19.06. | 15 | 111.3129 |  | 105.9519 | 0 | 0 | 5.361 | 0
19.06. | 16 | 111.3129 |  | 105.9519 | 0 | 0 | 5.361 | 0
19.06. | 17 | 111.3129 |  | 105.9519 | 0 | 0 | 5.361 | 0
19.06. | 18 | 111.3129 |  | 105.9519 | 0 | 0 | 5.361 | 0
19.06. | 19 | 111.3129 |  | 105.9519 | 0 | 0 | 5.361 | 0
19.06. | 20 | 111.3129 |  | 105.9519 | 0 | 0 | 5.361 | 0
19.06. | 21 | 111.3129 |  | 105.9519 | 0 | 0 | 5.361 | 0
19.06. | 22 | 111.3129 |  | 105.9519 | 0 | 0 | 5.361 | 0
19.06. | 23 | 111.3129 |  | 105.9519 | 0 | 0 | 5.361 | 0
19.06. | 24 | 111.3129 |  | 105.9519 | 0 | 0 | 5.361 | 0
20.06. | 1 | 111.3129 |  | 105.9519 | 0 | 0 | 5.361 | 0
20.06. | 2 | 111.3129 |  | 105.9519 | 0 | 0 | 5.361 | 0
20.06. | 3 | 111.3129 |  | 105.9519 | 0 | 0 | 5.361 | 0
20.06. | 4 | 111.3129 |  | 105.9519 | 0 | 0 | 5.361 | 0
20.06. | 5 | 111.3129 |  | 105.9519 | 0 | 0 | 5.361 | 0
20.06. | 6 | 111.3129 |  | 105.9519 | 0 | 0 | 5.361 | 0
20.06. | 7 | 111.3129 |  | 105.9519 | 0 | 0 | 5.361 | 0
20.06. | 8 | 111.3129 |  | 105.9519 | 0 | 0 | 5.361 | 0
20.06. | 9 | 111.3129 |  | 105.9519 | 0 | 0 | 5.361 | 0
20.06. | 10 | 111.3129 |  | 105.9519 | 0 | 0 | 5.361 | 0
20.06. | 11 | 111.3129 |  | 105.9519 | 0 | 0 | 5.361 | 0
20.06. | 12 | 111.3129 |  | 105.9519 | 0 | 0 | 5.361 | 0
20.06. | 13 | 111.3129 |  | 105.9519 | 0 | 0 | 5.361 | 0
20.06. | 14 | 111.3129 |  | 105.9519 | 0 | 0 | 5.361 | 0
20.06. | 15 | 111.3129 |  | 105.9519 | 0 | 0 | 5.361 | 0
20.06. | 16 | 111.3129 |  | 105.9519 | 0 | 0 | 5.361 | 0
20.06. | 17 | 111.3129 |  | 105.9519 | 0 | 0 | 5.361 | 0
20.06. | 18 | 111.3129 |  | 105.9519 | 0 | 0 | 5.361 | 0
20.06. | 19 | 111.3129 |  | 105.9519 | 0 | 0 | 5.361 | 0
20.06. | 20 | 111.3129 |  | 105.9519 | 0 | 0 | 5.361 | 0
20.06. | 21 | 111.3129 |  | 105.9519 | 0 | 0 | 5.361 | 0
20.06. | 22 | 111.3129 |  | 105.9519 | 0 | 0 | 5.361 | 0
20.06. | 23 | 111.3129 |  | 105.9519 | 0 | 0 | 5.361 | 0
20.06. | 24 | 111.3129 |  | 105.9519 | 0 | 0 | 5.361 | 0
21.06. | 1 | 111.3129 |  | 105.9519 | 0 | 0 | 5.361 | 0
21.06. | 2 | 111.3129 |  | 105.9519 | 0 | 0 | 5.361 | 0
21.06. | 3 | 111.3129 |  | 105.9519 | 0 | 0 | 5.361 | 0
21.06. | 4 | 111.3129 |  | 105.9519 | 0 | 0 | 5.361 | 0
21.06. | 5 | 111.3129 |  | 105.9519 | 0 | 0 | 5.361 | 0
21.06. | 6 | 111.3129 |  | 105.9519 | 0 | 0 | 5.361 | 0
21.06. | 7 | 111.3129 |  | 105.9519 | 0 | 0 | 5.361 | 0
21.06. | 8 | 111.3129 |  | 105.9519 | 0 | 0 | 5.361 | 0
21.06. | 9 | 111.3129 |  | 105.9519 | 0 | 0 | 5.361 | 0
21.06. | 10 | 111.3129 |  | 105.9519 | 0 | 0 | 5.361 | 0
21.06. | 11 | 111.3129 |  | 105.9519 | 0 | 0 | 5.361 | 0
21.06. | 12 | 111.3129 |  | 105.9519 | 0 | 0 | 5.361 | 0
21.06. | 13 | 111.3129 |  | 105.9519 | 0 | 0 | 5.361 | 0
21.06. | 14 | 111.3129 |  | 105.9519 | 0 | 0 | 5.361 | 0
21.06. | 15 | 111.3129 |  | 105.9519 | 0 | 0 | 5.361 | 0
21.06. | 16 | 111.3129 |  | 105.9519 | 0 | 0 | 5.361 | 0
21.06. | 17 | 111.3129 |  | 105.9519 | 0 | 0 | 5.361 | 0
21.06. | 18 | 111.3129 |  | 105.9519 | 0 | 0 | 5.361 | 0
21.06. | 19 | 111.3129 |  | 105.9519 | 0 | 0 | 5.361 | 0
21.06. | 20 | 111.3129 |  | 105.9519 | 0 | 0 | 5.361 | 0
21.06. | 21 | 111.3129 |  | 105.9519 | 0 | 0 | 5.361 | 0
21.06. | 22 | 111.3129 |  | 105.9519 | 0 | 0 | 5.361 | 0
21.06. | 23 | 111.3129 |  | 105.9519 | 0 | 0 | 5.361 | 0
21.06. | 24 | 111.3129 |  | 105.9519 | 0 | 0 | 5.361 | 0
22.06. | 1 | 111.3129 |  | 105.9519 | 0 | 0 | 5.361 | 0
22.06. | 2 | 111.3129 |  | 105.9519 | 0 | 0 | 5.361 | 0
22.06. | 3 | 111.3129 |  | 105.9519 | 0 | 0 | 5.361 | 0
22.06. | 4 | 111.3129 |  | 105.9519 | 0 | 0 | 5.361 | 0
22.06. | 5 | 111.3129 |  | 105.9519 | 0 | 0 | 5.361 | 0
22.06. | 6 | 111.3129 |  | 105.9519 | 0 | 0 | 5.361 | 0
22.06. | 7 | 111.3129 |  | 105.9519 | 0 | 0 | 5.361 | 0
22.06. | 8 | 111.3129 |  | 105.9519 | 0 | 0 | 5.361 | 0
22.06. | 9 | 111.3129 |  | 105.9519 | 0 | 0 | 5.361 | 0
22.06. | 10 | 111.3129 |  | 105.9519 | 0 | 0 | 5.361 | 0
22.06. | 11 | 111.3129 |  | 105.9519 | 0 | 0 | 5.361 | 0
22.06. | 12 | 111.3129 |  | 105.9519 | 0 | 0 | 5.361 | 0
22.06. | 13 | 111.3129 |  | 105.9519 | 0 | 0 | 5.361 | 0
22.06. | 14 | 111.3129 |  | 105.9519 | 0 | 0 | 5.361 | 0
22.06. | 15 | 111.3129 |  | 105.9519 | 0 | 0 | 5.361 | 0
22.06. | 16 | 111.3129 |  | 105.9519 | 0 | 0 | 5.361 | 0
22.06. | 17 | 111.3129 |  | 105.9519 | 0 | 0 | 5.361 | 0
22.06. | 18 | 111.3129 |  | 105.9519 | 0 | 0 | 5.361 | 0
22.06. | 19 | 111.3129 |  | 105.9519 | 0 | 0 | 5.361 | 0
22.06. | 20 | 111.3129 |  | 105.9519 | 0 | 0 | 5.361 | 0
22.06. | 21 | 111.3129 |  | 105.9519 | 0 | 0 | 5.361 | 0
22.06. | 22 | 111.3129 |  | 105.9519 | 0 | 0 | 5.361 | 0
22.06. | 23 | 111.3129 |  | 105.9519 | 0 | 0 | 5.361 | 0
22.06. | 24 | 111.3129 |  | 105.9519 | 0 | 0 | 5.361 | 0
23.06. | 1 | 111.3129 |  | 105.9519 | 0 | 0 | 5.361 | 0
23.06. | 2 | 111.3129 |  | 105.9519 | 0 | 0 | 5.361 | 0
23.06. | 3 | 111.3129 |  | 105.9519 | 0 | 0 | 5.361 | 0
23.06. | 4 | 111.3129 |  | 105.9519 | 0 | 0 | 5.361 | 0
23.06. | 5 | 111.3129 |  | 105.9519 | 0 | 0 | 5.361 | 0
23.06. | 6 | 111.3129 |  | 105.9519 | 0 | 0 | 5.361 | 0
23.06. | 7 | 111.3129 |  | 105.9519 | 0 | 0 | 5.361 | 0
23.06. | 8 | 111.3129 |  | 105.9519 | 0 | 0 | 5.361 | 0
23.06. | 9 | 111.3129 |  | 105.9519 | 0 | 0 | 5.361 | 0
23.06. | 10 | 111.3129 |  | 105.9519 | 0 | 0 | 5.361 | 0
23.06. | 11 | 111.3129 |  | 105.9519 | 0 | 0 | 5.361 | 0
23.06. | 12 | 111.3129 |  | 105.9519 | 0 | 0 | 5.361 | 0
23.06. | 13 | 111.3129 |  | 105.9519 | 0 | 0 | 5.361 | 0
23.06. | 14 | 111.3129 |  | 105.9519 | 0 | 0 | 5.361 | 0
23.06. | 15 | 111.3129 |  | 105.9519 | 0 | 0 | 5.361 | 0
23.06. | 16 | 111.3129 |  | 105.9519 | 0 | 0 | 5.361 | 0
23.06. | 17 | 111.3129 |  | 105.9519 | 0 | 0 | 5.361 | 0
23.06. | 18 | 111.3129 |  | 105.9519 | 0 | 0 | 5.361 | 0
23.06. | 19 | 111.3129 |  | 105.9519 | 0 | 0 | 5.361 | 0
23.06. | 20 | 111.3129 |  | 105.9519 | 0 | 0 | 5.361 | 0
23.06. | 21 | 111.3129 |  | 105.9519 | 0 | 0 | 5.361 | 0
23.06. | 22 | 111.3129 |  | 105.9519 | 0 | 0 | 5.361 | 0
23.06. | 23 | 111.3129 |  | 105.9519 | 0 | 0 | 5.361 | 0
23.06. | 24 | 111.3129 |  | 105.9519 | 0 | 0 | 5.361 | 0
24.06. | 1 | 111.3129 |  | 105.9519 | 0 | 0 | 5.361 | 0
24.06. | 2 | 111.3129 |  | 105.9519 | 0 | 0 | 5.361 | 0
24.06. | 3 | 111.3129 |  | 105.9519 | 0 | 0 | 5.361 | 0
24.06. | 4 | 111.3129 |  | 105.9519 | 0 | 0 | 5.361 | 0
24.06. | 5 | 111.3129 |  | 105.9519 | 0 | 0 | 5.361 | 0
24.06. | 6 | 111.3129 |  | 105.9519 | 0 | 0 | 5.361 | 0
24.06. | 7 | 111.3129 |  | 105.9519 | 0 | 0 | 5.361 | 0
24.06. | 8 | 111.3129 |  | 105.9519 | 0 | 0 | 5.361 | 0
24.06. | 9 | 111.3129 |  | 105.9519 | 0 | 0 | 5.361 | 0
24.06. | 10 | 111.3129 |  | 105.9519 | 0 | 0 | 5.361 | 0
24.06. | 11 | 111.3129 |  | 105.9519 | 0 | 0 | 5.361 | 0
24.06. | 12 | 111.3129 |  | 105.9519 | 0 | 0 | 5.361 | 0
24.06. | 13 | 111.3129 |  | 105.9519 | 0 | 0 | 5.361 | 0
24.06. | 14 | 111.3129 |  | 105.9519 | 0 | 0 | 5.361 | 0
24.06. | 15 | 111.3129 |  | 105.9519 | 0 | 0 | 5.361 | 0
24.06. | 16 | 111.3129 |  | 105.9519 | 0 | 0 | 5.361 | 0
24.06. | 17 | 111.3129 |  | 105.9519 | 0 | 0 | 5.361 | 0
24.06. | 18 | 111.3129 |  | 105.9519 | 0 | 0 | 5.361 | 0
24.06. | 19 | 111.3129 |  | 105.9519 | 0 | 0 | 5.361 | 0
24.06. | 20 | 111.3129 |  | 105.9519 | 0 | 0 | 5.361 | 0
24.06. | 21 | 111.3129 |  | 105.9519 | 0 | 0 | 5.361 | 0
24.06. | 22 | 111.3129 |  | 105.9519 | 0 | 0 | 5.361 | 0
24.06. | 23 | 111.3129 |  | 105.9519 | 0 | 0 | 5.361 | 0
24.06. | 24 | 111.3129 |  | 105.9519 | 0 | 0 | 5.361 | 0
25.06. | 1 | 111.3129 |  | 105.9519 | 0 | 0 | 5.361 | 0
25.06. | 2 | 111.3129 |  | 105.9519 | 0 | 0 | 5.361 | 0
25.06. | 3 | 111.3129 |  | 105.9519 | 0 | 0 | 5.361 | 0
25.06. | 4 | 111.3129 |  | 105.9519 | 0 | 0 | 5.361 | 0
25.06. | 5 | 111.3129 |  | 105.9519 | 0 | 0 | 5.361 | 0
25.06. | 6 | 111.3129 |  | 105.9519 | 0 | 0 | 5.361 | 0
25.06. | 7 | 111.3129 |  | 105.9519 | 0 | 0 | 5.361 | 0
25.06. | 8 | 111.3129 |  | 105.9519 | 0 | 0 | 5.361 | 0
25.06. | 9 | 111.3129 |  | 105.9519 | 0 | 0 | 5.361 | 0
25.06. | 10 | 111.3129 |  | 105.9519 | 0 | 0 | 5.361 | 0
25.06. | 11 | 111.3129 |  | 105.9519 | 0 | 0 | 5.361 | 0
25.06. | 12 | 111.3129 |  | 105.9519 | 0 | 0 | 5.361 | 0
25.06. | 13 | 111.3129 |  | 105.9519 | 0 | 0 | 5.361 | 0
25.06. | 14 | 111.3129 |  | 105.9519 | 0 | 0 | 5.361 | 0
25.06. | 15 | 111.3129 |  | 105.9519 | 0 | 0 | 5.361 | 0
25.06. | 16 | 111.3129 |  | 105.9519 | 0 | 0 | 5.361 | 0
25.06. | 17 | 111.3129 |  | 105.9519 | 0 | 0 | 5.361 | 0
25.06. | 18 | 111.3129 |  | 105.9519 | 0 | 0 | 5.361 | 0
25.06. | 19 | 111.3129 |  | 105.9519 | 0 | 0 | 5.361 | 0
25.06. | 20 | 111.3129 |  | 105.9519 | 0 | 0 | 5.361 | 0
25.06. | 21 | 111.3129 |  | 105.9519 | 0 | 0 | 5.361 | 0
25.06. | 22 | 111.3129 |  | 105.9519 | 0 | 0 | 5.361 | 0
25.06. | 23 | 111.3129 |  | 105.9519 | 0 | 0 | 5.361 | 0
25.06. | 24 | 111.3129 |  | 105.9519 | 0 | 0 | 5.361 | 0
26.06. | 1 | 111.3129 |  | 105.9519 | 0 | 0 | 5.361 | 0
26.06. | 2 | 111.3129 |  | 105.9519 | 0 | 0 | 5.361 | 0
26.06. | 3 | 111.3129 |  | 105.9519 | 0 | 0 | 5.361 | 0
26.06. | 4 | 111.3129 |  | 105.9519 | 0 | 0 | 5.361 | 0
26.06. | 5 | 111.3129 |  | 105.9519 | 0 | 0 | 5.361 | 0
26.06. | 6 | 111.3129 |  | 105.9519 | 0 | 0 | 5.361 | 0
26.06. | 7 | 111.3129 |  | 105.9519 | 0 | 0 | 5.361 | 0
26.06. | 8 | 111.3129 |  | 105.9519 | 0 | 0 | 5.361 | 0
26.06. | 9 | 111.3129 |  | 105.9519 | 0 | 0 | 5.361 | 0
26.06. | 10 | 111.3129 |  | 105.9519 | 0 | 0 | 5.361 | 0
26.06. | 11 | 111.3129 |  | 105.9519 | 0 | 0 | 5.361 | 0
26.06. | 12 | 111.3129 |  | 105.9519 | 0 | 0 | 5.361 | 0
26.06. | 13 | 111.3129 |  | 105.9519 | 0 | 0 | 5.361 | 0
26.06. | 14 | 111.3129 |  | 105.9519 | 0 | 0 | 5.361 | 0
26.06. | 15 | 111.3129 |  | 105.9519 | 0 | 0 | 5.361 | 0
26.06. | 16 | 111.3129 |  | 105.9519 | 0 | 0 | 5.361 | 0
26.06. | 17 | 111.3129 |  | 105.9519 | 0 | 0 | 5.361 | 0
26.06. | 18 | 111.3129 |  | 105.9519 | 0 | 0 | 5.361 | 0
26.06. | 19 | 111.3129 |  | 105.9519 | 0 | 0 | 5.361 | 0
26.06. | 20 | 111.3129 |  | 105.9519 | 0 | 0 | 5.361 | 0
26.06. | 21 | 111.3129 |  | 105.9519 | 0 | 0 | 5.361 | 0
26.06. | 22 | 111.3129 |  | 105.9519 | 0 | 0 | 5.361 | 0
26.06. | 23 | 111.3129 |  | 105.9519 | 0 | 0 | 5.361 | 0
26.06. | 24 | 111.3129 |  | 105.9519 | 0 | 0 | 5.361 | 0
27.06. | 1 | 111.3129 |  | 105.9519 | 0 | 0 | 5.361 | 0
27.06. | 2 | 111.3129 |  | 105.9519 | 0 | 0 | 5.361 | 0
27.06. | 3 | 111.3129 |  | 105.9519 | 0 | 0 | 5.361 | 0
27.06. | 4 | 111.3129 |  | 105.9519 | 0 | 0 | 5.361 | 0
27.06. | 5 | 111.3129 |  | 105.9519 | 0 | 0 | 5.361 | 0
27.06. | 6 | 111.3129 |  | 105.9519 | 0 | 0 | 5.361 | 0
27.06. | 7 | 111.3129 |  | 105.9519 | 0 | 0 | 5.361 | 0
27.06. | 8 | 111.3129 |  | 105.9519 | 0 | 0 | 5.361 | 0
27.06. | 9 | 111.3129 |  | 105.9519 | 0 | 0 | 5.361 | 0
27.06. | 10 | 111.3129 |  | 105.9519 | 0 | 0 | 5.361 | 0
27.06. | 11 | 111.3129 |  | 105.9519 | 0 | 0 | 5.361 | 0
27.06. | 12 | 111.3129 |  | 105.9519 | 0 | 0 | 5.361 | 0
27.06. | 13 | 111.3129 |  | 105.9519 | 0 | 0 | 5.361 | 0
27.06. | 14 | 111.3129 |  | 105.9519 | 0 | 0 | 5.361 | 0
27.06. | 15 | 111.3129 |  | 105.9519 | 0 | 0 | 5.361 | 0
27.06. | 16 | 111.3129 |  | 105.9519 | 0 | 0 | 5.361 | 0
27.06. | 17 | 111.3129 |  | 105.9519 | 0 | 0 | 5.361 | 0
27.06. | 18 | 111.3129 |  | 105.9519 | 0 | 0 | 5.361 | 0
27.06. | 19 | 111.3129 |  | 105.9519 | 0 | 0 | 5.361 | 0
27.06. | 20 | 111.3129 |  | 105.9519 | 0 | 0 | 5.361 | 0
27.06. | 21 | 111.3129 |  | 105.9519 | 0 | 0 | 5.361 | 0
27.06. | 22 | 111.3129 |  | 105.9519 | 0 | 0 | 5.361 | 0
27.06. | 23 | 111.3129 |  | 105.9519 | 0 | 0 | 5.361 | 0
27.06. | 24 | 111.3129 |  | 105.9519 | 0 | 0 | 5.361 | 0
28.06. | 1 | 111.3129 |  | 105.9519 | 0 | 0 | 5.361 | 0
28.06. | 2 | 111.3129 |  | 105.9519 | 0 | 0 | 5.361 | 0
28.06. | 3 | 111.3129 |  | 105.9519 | 0 | 0 | 5.361 | 0
28.06. | 4 | 111.3129 |  | 105.9519 | 0 | 0 | 5.361 | 0
28.06. | 5 | 111.3129 |  | 105.9519 | 0 | 0 | 5.361 | 0
28.06. | 6 | 111.3129 |  | 105.9519 | 0 | 0 | 5.361 | 0
28.06. | 7 | 111.3129 |  | 105.9519 | 0 | 0 | 5.361 | 0
28.06. | 8 | 111.3129 |  | 105.9519 | 0 | 0 | 5.361 | 0
28.06. | 9 | 111.3129 |  | 105.9519 | 0 | 0 | 5.361 | 0
28.06. | 10 | 111.3129 |  | 105.9519 | 0 | 0 | 5.361 | 0
28.06. | 11 | 111.3129 |  | 105.9519 | 0 | 0 | 5.361 | 0
28.06. | 12 | 111.3129 |  | 105.9519 | 0 | 0 | 5.361 | 0
28.06. | 13 | 111.3129 |  | 105.9519 | 0 | 0 | 5.361 | 0
28.06. | 14 | 111.3129 |  | 105.9519 | 0 | 0 | 5.361 | 0
28.06. | 15 | 111.3129 |  | 105.9519 | 0 | 0 | 5.361 | 0
28.06. | 16 | 111.3129 |  | 105.9519 | 0 | 0 | 5.361 | 0
28.06. | 17 | 111.3129 |  | 105.9519 | 0 | 0 | 5.361 | 0
28.06. | 18 | 111.3129 |  | 105.9519 | 0 | 0 | 5.361 | 0
28.06. | 19 | 111.3129 |  | 105.9519 | 0 | 0 | 5.361 | 0
28.06. | 20 | 111.3129 |  | 105.9519 | 0 | 0 | 5.361 | 0
28.06. | 21 | 111.3129 |  | 105.9519 | 0 | 0 | 5.361 | 0
28.06. | 22 | 111.3129 |  | 105.9519 | 0 | 0 | 5.361 | 0
28.06. | 23 | 111.3129 |  | 105.9519 | 0 | 0 | 5.361 | 0
28.06. | 24 | 111.3129 |  | 105.9519 | 0 | 0 | 5.361 | 0
29.06. | 1 | 111.3129 |  | 105.9519 | 0 | 0 | 5.361 | 0
29.06. | 2 | 111.3129 |  | 105.9519 | 0 | 0 | 5.361 | 0
29.06. | 3 | 111.3129 |  | 105.9519 | 0 | 0 | 5.361 | 0
29.06. | 4 | 111.3129 |  | 105.9519 | 0 | 0 | 5.361 | 0
29.06. | 5 | 111.3129 |  | 105.9519 | 0 | 0 | 5.361 | 0
29.06. | 6 | 111.3129 |  | 105.9519 | 0 | 0 | 5.361 | 0
29.06. | 7 | 111.3129 |  | 105.9519 | 0 | 0 | 5.361 | 0
29.06. | 8 | 111.3129 |  | 105.9519 | 0 | 0 | 5.361 | 0
29.06. | 9 | 111.3129 |  | 105.9519 | 0 | 0 | 5.361 | 0
29.06. | 10 | 111.3129 |  | 105.9519 | 0 | 0 | 5.361 | 0
29.06. | 11 | 111.3129 |  | 105.9519 | 0 | 0 | 5.361 | 0
29.06. | 12 | 111.3129 |  | 105.9519 | 0 | 0 | 5.361 | 0
29.06. | 13 | 111.3129 |  | 105.9519 | 0 | 0 | 5.361 | 0
29.06. | 14 | 111.3129 |  | 105.9519 | 0 | 0 | 5.361 | 0
29.06. | 15 | 111.3129 |  | 105.9519 | 0 | 0 | 5.361 | 0
29.06. | 16 | 111.3129 |  | 105.9519 | 0 | 0 | 5.361 | 0
29.06. | 17 | 111.3129 |  | 105.9519 | 0 | 0 | 5.361 | 0
29.06. | 18 | 111.3129 |  | 105.9519 | 0 | 0 | 5.361 | 0
29.06. | 19 | 111.3129 |  | 105.9519 | 0 | 0 | 5.361 | 0
29.06. | 20 | 111.3129 |  | 105.9519 | 0 | 0 | 5.361 | 0
29.06. | 21 | 111.3129 |  | 105.9519 | 0 | 0 | 5.361 | 0
29.06. | 22 | 111.3129 |  | 105.9519 | 0 | 0 | 5.361 | 0
29.06. | 23 | 111.3129 |  | 105.9519 | 0 | 0 | 5.361 | 0
29.06. | 24 | 111.3129 |  | 105.9519 | 0 | 0 | 5.361 | 0
30.06. | 1 | 111.3129 |  | 105.9519 | 0 | 0 | 5.361 | 0
30.06. | 2 | 111.3129 |  | 105.9519 | 0 | 0 | 5.361 | 0
30.06. | 3 | 111.3129 |  | 105.9519 | 0 | 0 | 5.361 | 0
30.06. | 4 | 111.3129 |  | 105.9519 | 0 | 0 | 5.361 | 0
30.06. | 5 | 111.3129 |  | 105.9519 | 0 | 0 | 5.361 | 0
30.06. | 6 | 111.3129 |  | 105.9519 | 0 | 0 | 5.361 | 0
30.06. | 7 | 111.3129 |  | 105.9519 | 0 | 0 | 5.361 | 0
30.06. | 8 | 111.3129 |  | 105.9519 | 0 | 0 | 5.361 | 0
30.06. | 9 | 111.3129 |  | 105.9519 | 0 | 0 | 5.361 | 0
30.06. | 10 | 111.3129 |  | 105.9519 | 0 | 0 | 5.361 | 0
30.06. | 11 | 111.3129 |  | 105.9519 | 0 | 0 | 5.361 | 0
30.06. | 12 | 111.3129 |  | 105.9519 | 0 | 0 | 5.361 | 0
30.06. | 13 | 111.3129 |  | 105.9519 | 0 | 0 | 5.361 | 0
30.06. | 14 | 111.3129 |  | 105.9519 | 0 | 0 | 5.361 | 0
30.06. | 15 | 111.3129 |  | 105.9519 | 0 | 0 | 5.361 | 0
30.06. | 16 | 111.3129 |  | 105.9519 | 0 | 0 | 5.361 | 0
30.06. | 17 | 111.3129 |  | 105.9519 | 0 | 0 | 5.361 | 0
30.06. | 18 | 111.3129 |  | 105.9519 | 0 | 0 | 5.361 | 0
30.06. | 19 | 111.3129 |  | 105.9519 | 0 | 0 | 5.361 | 0
30.06. | 20 | 111.3129 |  | 105.9519 | 0 | 0 | 5.361 | 0
30.06. | 21 | 111.3129 |  | 105.9519 | 0 | 0 | 5.361 | 0
30.06. | 22 | 111.3129 |  | 105.9519 | 0 | 0 | 5.361 | 0
30.06. | 23 | 111.3129 |  | 105.9519 | 0 | 0 | 5.361 | 0
30.06. | 24 | 111.3129 |  | 105.9519 | 0 | 0 | 5.361 | 0
01.07. | 1 | 112.3851 |  | 105.9519 | 0 | 0 | 6.4332 | 0
01.07. | 2 | 112.3851 |  | 105.9519 | 0 | 0 | 6.4332 | 0
01.07. | 3 | 112.3851 |  | 105.9519 | 0 | 0 | 6.4332 | 0
01.07. | 4 | 112.3851 |  | 105.9519 | 0 | 0 | 6.4332 | 0
01.07. | 5 | 112.3851 |  | 105.9519 | 0 | 0 | 6.4332 | 0
01.07. | 6 | 112.3851 |  | 105.9519 | 0 | 0 | 6.4332 | 0
01.07. | 7 | 112.3851 |  | 105.9519 | 0 | 0 | 6.4332 | 0
01.07. | 8 | 112.3851 |  | 105.9519 | 0 | 0 | 6.4332 | 0
01.07. | 9 | 112.3851 |  | 105.9519 | 0 | 0 | 6.4332 | 0
01.07. | 10 | 112.3851 |  | 105.9519 | 0 | 0 | 6.4332 | 0
01.07. | 11 | 112.3851 |  | 105.9519 | 0 | 0 | 6.4332 | 0
01.07. | 12 | 112.3851 |  | 105.9519 | 0 | 0 | 6.4332 | 0
01.07. | 13 | 112.3851 |  | 105.9519 | 0 | 0 | 6.4332 | 0
01.07. | 14 | 112.3851 |  | 105.9519 | 0 | 0 | 6.4332 | 0
01.07. | 15 | 112.3851 |  | 105.9519 | 0 | 0 | 6.4332 | 0
01.07. | 16 | 112.3851 |  | 105.9519 | 0 | 0 | 6.4332 | 0
01.07. | 17 | 112.3851 |  | 105.9519 | 0 | 0 | 6.4332 | 0
01.07. | 18 | 112.3851 |  | 105.9519 | 0 | 0 | 6.4332 | 0
01.07. | 19 | 112.3851 |  | 105.9519 | 0 | 0 | 6.4332 | 0
01.07. | 20 | 112.3851 |  | 105.9519 | 0 | 0 | 6.4332 | 0
01.07. | 21 | 112.3851 |  | 105.9519 | 0 | 0 | 6.4332 | 0
01.07. | 22 | 112.3851 |  | 105.9519 | 0 | 0 | 6.4332 | 0
01.07. | 23 | 112.3851 |  | 105.9519 | 0 | 0 | 6.4332 | 0
01.07. | 24 | 112.3851 |  | 105.9519 | 0 | 0 | 6.4332 | 0
02.07. | 1 | 112.3851 |  | 105.9519 | 0 | 0 | 6.4332 | 0
02.07. | 2 | 112.3851 |  | 105.9519 | 0 | 0 | 6.4332 | 0
02.07. | 3 | 112.3851 |  | 105.9519 | 0 | 0 | 6.4332 | 0
02.07. | 4 | 112.3851 |  | 105.9519 | 0 | 0 | 6.4332 | 0
02.07. | 5 | 112.3851 |  | 105.9519 | 0 | 0 | 6.4332 | 0
02.07. | 6 | 112.3851 |  | 105.9519 | 0 | 0 | 6.4332 | 0
02.07. | 7 | 112.3851 |  | 105.9519 | 0 | 0 | 6.4332 | 0
02.07. | 8 | 112.3851 |  | 105.9519 | 0 | 0 | 6.4332 | 0
02.07. | 9 | 112.3851 |  | 105.9519 | 0 | 0 | 6.4332 | 0
02.07. | 10 | 112.3851 |  | 105.9519 | 0 | 0 | 6.4332 | 0
02.07. | 11 | 112.3851 |  | 105.9519 | 0 | 0 | 6.4332 | 0
02.07. | 12 | 112.3851 |  | 105.9519 | 0 | 0 | 6.4332 | 0
02.07. | 13 | 112.3851 |  | 105.9519 | 0 | 0 | 6.4332 | 0
02.07. | 14 | 112.3851 |  | 105.9519 | 0 | 0 | 6.4332 | 0
02.07. | 15 | 112.3851 |  | 105.9519 | 0 | 0 | 6.4332 | 0
02.07. | 16 | 112.3851 |  | 105.9519 | 0 | 0 | 6.4332 | 0
02.07. | 17 | 112.3851 |  | 105.9519 | 0 | 0 | 6.4332 | 0
02.07. | 18 | 112.3851 |  | 105.9519 | 0 | 0 | 6.4332 | 0
02.07. | 19 | 112.3851 |  | 105.9519 | 0 | 0 | 6.4332 | 0
02.07. | 20 | 112.3851 |  | 105.9519 | 0 | 0 | 6.4332 | 0
02.07. | 21 | 112.3851 |  | 105.9519 | 0 | 0 | 6.4332 | 0
02.07. | 22 | 112.3851 |  | 105.9519 | 0 | 0 | 6.4332 | 0
02.07. | 23 | 112.3851 |  | 105.9519 | 0 | 0 | 6.4332 | 0
02.07. | 24 | 112.3851 |  | 105.9519 | 0 | 0 | 6.4332 | 0
03.07. | 1 | 112.3851 |  | 105.9519 | 0 | 0 | 6.4332 | 0
03.07. | 2 | 112.3851 |  | 105.9519 | 0 | 0 | 6.4332 | 0
03.07. | 3 | 112.3851 |  | 105.9519 | 0 | 0 | 6.4332 | 0
03.07. | 4 | 112.3851 |  | 105.9519 | 0 | 0 | 6.4332 | 0
03.07. | 5 | 112.3851 |  | 105.9519 | 0 | 0 | 6.4332 | 0
03.07. | 6 | 112.3851 |  | 105.9519 | 0 | 0 | 6.4332 | 0
03.07. | 7 | 112.3851 |  | 105.9519 | 0 | 0 | 6.4332 | 0
03.07. | 8 | 112.3851 |  | 105.9519 | 0 | 0 | 6.4332 | 0
03.07. | 9 | 112.3851 |  | 105.9519 | 0 | 0 | 6.4332 | 0
03.07. | 10 | 112.3851 |  | 105.9519 | 0 | 0 | 6.4332 | 0
03.07. | 11 | 112.3851 |  | 105.9519 | 0 | 0 | 6.4332 | 0
03.07. | 12 | 112.3851 |  | 105.9519 | 0 | 0 | 6.4332 | 0
03.07. | 13 | 112.3851 |  | 105.9519 | 0 | 0 | 6.4332 | 0
03.07. | 14 | 112.3851 |  | 105.9519 | 0 | 0 | 6.4332 | 0
03.07. | 15 | 112.3851 |  | 105.9519 | 0 | 0 | 6.4332 | 0
03.07. | 16 | 112.3851 |  | 105.9519 | 0 | 0 | 6.4332 | 0
03.07. | 17 | 112.3851 |  | 105.9519 | 0 | 0 | 6.4332 | 0
03.07. | 18 | 112.3851 |  | 105.9519 | 0 | 0 | 6.4332 | 0
03.07. | 19 | 112.3851 |  | 105.9519 | 0 | 0 | 6.4332 | 0
03.07. | 20 | 112.3851 |  | 105.9519 | 0 | 0 | 6.4332 | 0
03.07. | 21 | 112.3851 |  | 105.9519 | 0 | 0 | 6.4332 | 0
03.07. | 22 | 112.3851 |  | 105.9519 | 0 | 0 | 6.4332 | 0
03.07. | 23 | 112.3851 |  | 105.9519 | 0 | 0 | 6.4332 | 0
03.07. | 24 | 112.3851 |  | 105.9519 | 0 | 0 | 6.4332 | 0
04.07. | 1 | 112.3851 |  | 105.9519 | 0 | 0 | 6.4332 | 0
04.07. | 2 | 112.3851 |  | 105.9519 | 0 | 0 | 6.4332 | 0
04.07. | 3 | 112.3851 |  | 105.9519 | 0 | 0 | 6.4332 | 0
04.07. | 4 | 112.3851 |  | 105.9519 | 0 | 0 | 6.4332 | 0
04.07. | 5 | 112.3851 |  | 105.9519 | 0 | 0 | 6.4332 | 0
04.07. | 6 | 112.3851 |  | 105.9519 | 0 | 0 | 6.4332 | 0
04.07. | 7 | 112.3851 |  | 105.9519 | 0 | 0 | 6.4332 | 0
04.07. | 8 | 112.3851 |  | 105.9519 | 0 | 0 | 6.4332 | 0
04.07. | 9 | 112.3851 |  | 105.9519 | 0 | 0 | 6.4332 | 0
04.07. | 10 | 112.3851 |  | 105.9519 | 0 | 0 | 6.4332 | 0
04.07. | 11 | 112.3851 |  | 105.9519 | 0 | 0 | 6.4332 | 0
04.07. | 12 | 112.3851 |  | 105.9519 | 0 | 0 | 6.4332 | 0
04.07. | 13 | 112.3851 |  | 105.9519 | 0 | 0 | 6.4332 | 0
04.07. | 14 | 112.3851 |  | 105.9519 | 0 | 0 | 6.4332 | 0
04.07. | 15 | 112.3851 |  | 105.9519 | 0 | 0 | 6.4332 | 0
04.07. | 16 | 112.3851 |  | 105.9519 | 0 | 0 | 6.4332 | 0
04.07. | 17 | 112.3851 |  | 105.9519 | 0 | 0 | 6.4332 | 0
04.07. | 18 | 112.3851 |  | 105.9519 | 0 | 0 | 6.4332 | 0
04.07. | 19 | 112.3851 |  | 105.9519 | 0 | 0 | 6.4332 | 0
04.07. | 20 | 112.3851 |  | 105.9519 | 0 | 0 | 6.4332 | 0
04.07. | 21 | 112.3851 |  | 105.9519 | 0 | 0 | 6.4332 | 0
04.07. | 22 | 112.3851 |  | 105.9519 | 0 | 0 | 6.4332 | 0
04.07. | 23 | 112.3851 |  | 105.9519 | 0 | 0 | 6.4332 | 0
04.07. | 24 | 112.3851 |  | 105.9519 | 0 | 0 | 6.4332 | 0
05.07. | 1 | 112.3851 |  | 105.9519 | 0 | 0 | 6.4332 | 0
05.07. | 2 | 112.3851 |  | 105.9519 | 0 | 0 | 6.4332 | 0
05.07. | 3 | 112.3851 |  | 105.9519 | 0 | 0 | 6.4332 | 0
05.07. | 4 | 112.3851 |  | 105.9519 | 0 | 0 | 6.4332 | 0
05.07. | 5 | 112.3851 |  | 105.9519 | 0 | 0 | 6.4332 | 0
05.07. | 6 | 112.3851 |  | 105.9519 | 0 | 0 | 6.4332 | 0
05.07. | 7 | 112.3851 |  | 105.9519 | 0 | 0 | 6.4332 | 0
05.07. | 8 | 112.3851 |  | 105.9519 | 0 | 0 | 6.4332 | 0
05.07. | 9 | 112.3851 |  | 105.9519 | 0 | 0 | 6.4332 | 0
05.07. | 10 | 112.3851 |  | 105.9519 | 0 | 0 | 6.4332 | 0
05.07. | 11 | 112.3851 |  | 105.9519 | 0 | 0 | 6.4332 | 0
05.07. | 12 | 112.3851 |  | 105.9519 | 0 | 0 | 6.4332 | 0
05.07. | 13 | 112.3851 |  | 105.9519 | 0 | 0 | 6.4332 | 0
05.07. | 14 | 112.3851 |  | 105.9519 | 0 | 0 | 6.4332 | 0
05.07. | 15 | 112.3851 |  | 105.9519 | 0 | 0 | 6.4332 | 0
05.07. | 16 | 112.3851 |  | 105.9519 | 0 | 0 | 6.4332 | 0
05.07. | 17 | 112.3851 |  | 105.9519 | 0 | 0 | 6.4332 | 0
05.07. | 18 | 112.3851 |  | 105.9519 | 0 | 0 | 6.4332 | 0
05.07. | 19 | 112.3851 |  | 105.9519 | 0 | 0 | 6.4332 | 0
05.07. | 20 | 112.3851 |  | 105.9519 | 0 | 0 | 6.4332 | 0
05.07. | 21 | 112.3851 |  | 105.9519 | 0 | 0 | 6.4332 | 0
05.07. | 22 | 112.3851 |  | 105.9519 | 0 | 0 | 6.4332 | 0
05.07. | 23 | 112.3851 |  | 105.9519 | 0 | 0 | 6.4332 | 0
05.07. | 24 | 112.3851 |  | 105.9519 | 0 | 0 | 6.4332 | 0
06.07. | 1 | 112.3851 |  | 105.9519 | 0 | 0 | 6.4332 | 0
06.07. | 2 | 112.3851 |  | 105.9519 | 0 | 0 | 6.4332 | 0
06.07. | 3 | 112.3851 |  | 105.9519 | 0 | 0 | 6.4332 | 0
06.07. | 4 | 112.3851 |  | 105.9519 | 0 | 0 | 6.4332 | 0
06.07. | 5 | 112.3851 |  | 105.9519 | 0 | 0 | 6.4332 | 0
06.07. | 6 | 112.3851 |  | 105.9519 | 0 | 0 | 6.4332 | 0
06.07. | 7 | 112.3851 |  | 105.9519 | 0 | 0 | 6.4332 | 0
06.07. | 8 | 112.3851 |  | 105.9519 | 0 | 0 | 6.4332 | 0
06.07. | 9 | 112.3851 |  | 105.9519 | 0 | 0 | 6.4332 | 0
06.07. | 10 | 112.3851 |  | 105.9519 | 0 | 0 | 6.4332 | 0
06.07. | 11 | 112.3851 |  | 105.9519 | 0 | 0 | 6.4332 | 0
06.07. | 12 | 112.3851 |  | 105.9519 | 0 | 0 | 6.4332 | 0
06.07. | 13 | 112.3851 |  | 105.9519 | 0 | 0 | 6.4332 | 0
06.07. | 14 | 112.3851 |  | 105.9519 | 0 | 0 | 6.4332 | 0
06.07. | 15 | 112.3851 |  | 105.9519 | 0 | 0 | 6.4332 | 0
06.07. | 16 | 112.3851 |  | 105.9519 | 0 | 0 | 6.4332 | 0
06.07. | 17 | 112.3851 |  | 105.9519 | 0 | 0 | 6.4332 | 0
06.07. | 18 | 112.3851 |  | 105.9519 | 0 | 0 | 6.4332 | 0
06.07. | 19 | 112.3851 |  | 105.9519 | 0 | 0 | 6.4332 | 0
06.07. | 20 | 112.3851 |  | 105.9519 | 0 | 0 | 6.4332 | 0
06.07. | 21 | 112.3851 |  | 105.9519 | 0 | 0 | 6.4332 | 0
06.07. | 22 | 112.3851 |  | 105.9519 | 0 | 0 | 6.4332 | 0
06.07. | 23 | 112.3851 |  | 105.9519 | 0 | 0 | 6.4332 | 0
06.07. | 24 | 112.3851 |  | 105.9519 | 0 | 0 | 6.4332 | 0
07.07. | 1 | 112.3851 |  | 105.9519 | 0 | 0 | 6.4332 | 0
07.07. | 2 | 112.3851 |  | 105.9519 | 0 | 0 | 6.4332 | 0
07.07. | 3 | 112.3851 |  | 105.9519 | 0 | 0 | 6.4332 | 0
07.07. | 4 | 112.3851 |  | 105.9519 | 0 | 0 | 6.4332 | 0
07.07. | 5 | 112.3851 |  | 105.9519 | 0 | 0 | 6.4332 | 0
07.07. | 6 | 112.3851 |  | 105.9519 | 0 | 0 | 6.4332 | 0
07.07. | 7 | 112.3851 |  | 105.9519 | 0 | 0 | 6.4332 | 0
07.07. | 8 | 112.3851 |  | 105.9519 | 0 | 0 | 6.4332 | 0
07.07. | 9 | 112.3851 |  | 105.9519 | 0 | 0 | 6.4332 | 0
07.07. | 10 | 112.3851 |  | 105.9519 | 0 | 0 | 6.4332 | 0
07.07. | 11 | 112.3851 |  | 105.9519 | 0 | 0 | 6.4332 | 0
07.07. | 12 | 112.3851 |  | 105.9519 | 0 | 0 | 6.4332 | 0
07.07. | 13 | 112.3851 |  | 105.9519 | 0 | 0 | 6.4332 | 0
07.07. | 14 | 112.3851 |  | 105.9519 | 0 | 0 | 6.4332 | 0
07.07. | 15 | 112.3851 |  | 105.9519 | 0 | 0 | 6.4332 | 0
07.07. | 16 | 112.3851 |  | 105.9519 | 0 | 0 | 6.4332 | 0
07.07. | 17 | 112.3851 |  | 105.9519 | 0 | 0 | 6.4332 | 0
07.07. | 18 | 112.3851 |  | 105.9519 | 0 | 0 | 6.4332 | 0
07.07. | 19 | 112.3851 |  | 105.9519 | 0 | 0 | 6.4332 | 0
07.07. | 20 | 112.3851 |  | 105.9519 | 0 | 0 | 6.4332 | 0
07.07. | 21 | 112.3851 |  | 105.9519 | 0 | 0 | 6.4332 | 0
07.07. | 22 | 112.3851 |  | 105.9519 | 0 | 0 | 6.4332 | 0
07.07. | 23 | 112.3851 |  | 105.9519 | 0 | 0 | 6.4332 | 0
07.07. | 24 | 112.3851 |  | 105.9519 | 0 | 0 | 6.4332 | 0
08.07. | 1 | 112.3851 |  | 105.9519 | 0 | 0 | 6.4332 | 0
08.07. | 2 | 112.3851 |  | 105.9519 | 0 | 0 | 6.4332 | 0
08.07. | 3 | 112.3851 |  | 105.9519 | 0 | 0 | 6.4332 | 0
08.07. | 4 | 112.3851 |  | 105.9519 | 0 | 0 | 6.4332 | 0
08.07. | 5 | 112.3851 |  | 105.9519 | 0 | 0 | 6.4332 | 0
08.07. | 6 | 112.3851 |  | 105.9519 | 0 | 0 | 6.4332 | 0
08.07. | 7 | 112.3851 |  | 105.9519 | 0 | 0 | 6.4332 | 0
08.07. | 8 | 112.3851 |  | 105.9519 | 0 | 0 | 6.4332 | 0
08.07. | 9 | 112.3851 |  | 105.9519 | 0 | 0 | 6.4332 | 0
08.07. | 10 | 112.3851 |  | 105.9519 | 0 | 0 | 6.4332 | 0
08.07. | 11 | 112.3851 |  | 105.9519 | 0 | 0 | 6.4332 | 0
08.07. | 12 | 112.3851 |  | 105.9519 | 0 | 0 | 6.4332 | 0
08.07. | 13 | 112.3851 |  | 105.9519 | 0 | 0 | 6.4332 | 0
08.07. | 14 | 112.3851 |  | 105.9519 | 0 | 0 | 6.4332 | 0
08.07. | 15 | 112.3851 |  | 105.9519 | 0 | 0 | 6.4332 | 0
08.07. | 16 | 112.3851 |  | 105.9519 | 0 | 0 | 6.4332 | 0
08.07. | 17 | 112.3851 |  | 105.9519 | 0 | 0 | 6.4332 | 0
08.07. | 18 | 112.3851 |  | 105.9519 | 0 | 0 | 6.4332 | 0
08.07. | 19 | 112.3851 |  | 105.9519 | 0 | 0 | 6.4332 | 0
08.07. | 20 | 112.3851 |  | 105.9519 | 0 | 0 | 6.4332 | 0
08.07. | 21 | 112.3851 |  | 105.9519 | 0 | 0 | 6.4332 | 0
08.07. | 22 | 112.3851 |  | 105.9519 | 0 | 0 | 6.4332 | 0
08.07. | 23 | 112.3851 |  | 105.9519 | 0 | 0 | 6.4332 | 0
08.07. | 24 | 112.3851 |  | 105.9519 | 0 | 0 | 6.4332 | 0
09.07. | 1 | 112.3851 |  | 105.9519 | 0 | 0 | 6.4332 | 0
09.07. | 2 | 112.3851 |  | 105.9519 | 0 | 0 | 6.4332 | 0
09.07. | 3 | 112.3851 |  | 105.9519 | 0 | 0 | 6.4332 | 0
09.07. | 4 | 112.3851 |  | 105.9519 | 0 | 0 | 6.4332 | 0
09.07. | 5 | 112.3851 |  | 105.9519 | 0 | 0 | 6.4332 | 0
09.07. | 6 | 112.3851 |  | 105.9519 | 0 | 0 | 6.4332 | 0
09.07. | 7 | 112.3851 |  | 105.9519 | 0 | 0 | 6.4332 | 0
09.07. | 8 | 112.3851 |  | 105.9519 | 0 | 0 | 6.4332 | 0
09.07. | 9 | 112.3851 |  | 105.9519 | 0 | 0 | 6.4332 | 0
09.07. | 10 | 112.3851 |  | 105.9519 | 0 | 0 | 6.4332 | 0
09.07. | 11 | 112.3851 |  | 105.9519 | 0 | 0 | 6.4332 | 0
09.07. | 12 | 112.3851 |  | 105.9519 | 0 | 0 | 6.4332 | 0
09.07. | 13 | 112.3851 |  | 105.9519 | 0 | 0 | 6.4332 | 0
09.07. | 14 | 112.3851 |  | 105.9519 | 0 | 0 | 6.4332 | 0
09.07. | 15 | 112.3851 |  | 105.9519 | 0 | 0 | 6.4332 | 0
09.07. | 16 | 112.3851 |  | 105.9519 | 0 | 0 | 6.4332 | 0
09.07. | 17 | 112.3851 |  | 105.9519 | 0 | 0 | 6.4332 | 0
09.07. | 18 | 112.3851 |  | 105.9519 | 0 | 0 | 6.4332 | 0
09.07. | 19 | 112.3851 |  | 105.9519 | 0 | 0 | 6.4332 | 0
09.07. | 20 | 112.3851 |  | 105.9519 | 0 | 0 | 6.4332 | 0
09.07. | 21 | 112.3851 |  | 105.9519 | 0 | 0 | 6.4332 | 0
09.07. | 22 | 112.3851 |  | 105.9519 | 0 | 0 | 6.4332 | 0
09.07. | 23 | 112.3851 |  | 105.9519 | 0 | 0 | 6.4332 | 0
09.07. | 24 | 112.3851 |  | 105.9519 | 0 | 0 | 6.4332 | 0
10.07. | 1 | 112.3851 |  | 105.9519 | 0 | 0 | 6.4332 | 0
10.07. | 2 | 112.3851 |  | 105.9519 | 0 | 0 | 6.4332 | 0
10.07. | 3 | 112.3851 |  | 105.9519 | 0 | 0 | 6.4332 | 0
10.07. | 4 | 112.3851 |  | 105.9519 | 0 | 0 | 6.4332 | 0
10.07. | 5 | 112.3851 |  | 105.9519 | 0 | 0 | 6.4332 | 0
10.07. | 6 | 112.3851 |  | 105.9519 | 0 | 0 | 6.4332 | 0
10.07. | 7 | 112.3851 |  | 105.9519 | 0 | 0 | 6.4332 | 0
10.07. | 8 | 112.3851 |  | 105.9519 | 0 | 0 | 6.4332 | 0
10.07. | 9 | 112.3851 |  | 105.9519 | 0 | 0 | 6.4332 | 0
10.07. | 10 | 112.3851 |  | 105.9519 | 0 | 0 | 6.4332 | 0
10.07. | 11 | 112.3851 |  | 105.9519 | 0 | 0 | 6.4332 | 0
10.07. | 12 | 112.3851 |  | 105.9519 | 0 | 0 | 6.4332 | 0
10.07. | 13 | 112.3851 |  | 105.9519 | 0 | 0 | 6.4332 | 0
10.07. | 14 | 112.3851 |  | 105.9519 | 0 | 0 | 6.4332 | 0
10.07. | 15 | 112.3851 |  | 105.9519 | 0 | 0 | 6.4332 | 0
10.07. | 16 | 112.3851 |  | 105.9519 | 0 | 0 | 6.4332 | 0
10.07. | 17 | 112.3851 |  | 105.9519 | 0 | 0 | 6.4332 | 0
10.07. | 18 | 112.3851 |  | 105.9519 | 0 | 0 | 6.4332 | 0
10.07. | 19 | 112.3851 |  | 105.9519 | 0 | 0 | 6.4332 | 0
10.07. | 20 | 112.3851 |  | 105.9519 | 0 | 0 | 6.4332 | 0
10.07. | 21 | 112.3851 |  | 105.9519 | 0 | 0 | 6.4332 | 0
10.07. | 22 | 112.3851 |  | 105.9519 | 0 | 0 | 6.4332 | 0
10.07. | 23 | 112.3851 |  | 105.9519 | 0 | 0 | 6.4332 | 0
10.07. | 24 | 112.3851 |  | 105.9519 | 0 | 0 | 6.4332 | 0
11.07. | 1 | 112.3851 |  | 105.9519 | 0 | 0 | 6.4332 | 0
11.07. | 2 | 112.3851 |  | 105.9519 | 0 | 0 | 6.4332 | 0
11.07. | 3 | 112.3851 |  | 105.9519 | 0 | 0 | 6.4332 | 0
11.07. | 4 | 112.3851 |  | 105.9519 | 0 | 0 | 6.4332 | 0
11.07. | 5 | 112.3851 |  | 105.9519 | 0 | 0 | 6.4332 | 0
11.07. | 6 | 112.3851 |  | 105.9519 | 0 | 0 | 6.4332 | 0
11.07. | 7 | 112.3851 |  | 105.9519 | 0 | 0 | 6.4332 | 0
11.07. | 8 | 112.3851 |  | 105.9519 | 0 | 0 | 6.4332 | 0
11.07. | 9 | 112.3851 |  | 105.9519 | 0 | 0 | 6.4332 | 0
11.07. | 10 | 112.3851 |  | 105.9519 | 0 | 0 | 6.4332 | 0
11.07. | 11 | 112.3851 |  | 105.9519 | 0 | 0 | 6.4332 | 0
11.07. | 12 | 112.3851 |  | 105.9519 | 0 | 0 | 6.4332 | 0
11.07. | 13 | 112.3851 |  | 105.9519 | 0 | 0 | 6.4332 | 0
11.07. | 14 | 112.3851 |  | 105.9519 | 0 | 0 | 6.4332 | 0
11.07. | 15 | 112.3851 |  | 105.9519 | 0 | 0 | 6.4332 | 0
11.07. | 16 | 112.3851 |  | 105.9519 | 0 | 0 | 6.4332 | 0
11.07. | 17 | 112.3851 |  | 105.9519 | 0 | 0 | 6.4332 | 0
11.07. | 18 | 112.3851 |  | 105.9519 | 0 | 0 | 6.4332 | 0
11.07. | 19 | 112.3851 |  | 105.9519 | 0 | 0 | 6.4332 | 0
11.07. | 20 | 112.3851 |  | 105.9519 | 0 | 0 | 6.4332 | 0
11.07. | 21 | 112.3851 |  | 105.9519 | 0 | 0 | 6.4332 | 0
11.07. | 22 | 112.3851 |  | 105.9519 | 0 | 0 | 6.4332 | 0
11.07. | 23 | 112.3851 |  | 105.9519 | 0 | 0 | 6.4332 | 0
11.07. | 24 | 112.3851 |  | 105.9519 | 0 | 0 | 6.4332 | 0
12.07. | 1 | 112.3851 |  | 105.9519 | 0 | 0 | 6.4332 | 0
12.07. | 2 | 112.3851 |  | 105.9519 | 0 | 0 | 6.4332 | 0
12.07. | 3 | 112.3851 |  | 105.9519 | 0 | 0 | 6.4332 | 0
12.07. | 4 | 112.3851 |  | 105.9519 | 0 | 0 | 6.4332 | 0
12.07. | 5 | 112.3851 |  | 105.9519 | 0 | 0 | 6.4332 | 0
12.07. | 6 | 112.3851 |  | 105.9519 | 0 | 0 | 6.4332 | 0
12.07. | 7 | 112.3851 |  | 105.9519 | 0 | 0 | 6.4332 | 0
12.07. | 8 | 112.3851 |  | 105.9519 | 0 | 0 | 6.4332 | 0
12.07. | 9 | 112.3851 |  | 105.9519 | 0 | 0 | 6.4332 | 0
12.07. | 10 | 112.3851 |  | 105.9519 | 0 | 0 | 6.4332 | 0
12.07. | 11 | 112.3851 |  | 105.9519 | 0 | 0 | 6.4332 | 0
12.07. | 12 | 112.3851 |  | 105.9519 | 0 | 0 | 6.4332 | 0
12.07. | 13 | 112.3851 |  | 105.9519 | 0 | 0 | 6.4332 | 0
12.07. | 14 | 112.3851 |  | 105.9519 | 0 | 0 | 6.4332 | 0
12.07. | 15 | 112.3851 |  | 105.9519 | 0 | 0 | 6.4332 | 0
12.07. | 16 | 112.3851 |  | 105.9519 | 0 | 0 | 6.4332 | 0
12.07. | 17 | 112.3851 |  | 105.9519 | 0 | 0 | 6.4332 | 0
12.07. | 18 | 112.3851 |  | 105.9519 | 0 | 0 | 6.4332 | 0
12.07. | 19 | 112.3851 |  | 105.9519 | 0 | 0 | 6.4332 | 0
12.07. | 20 | 112.3851 |  | 105.9519 | 0 | 0 | 6.4332 | 0
12.07. | 21 | 112.3851 |  | 105.9519 | 0 | 0 | 6.4332 | 0
12.07. | 22 | 112.3851 |  | 105.9519 | 0 | 0 | 6.4332 | 0
12.07. | 23 | 112.3851 |  | 105.9519 | 0 | 0 | 6.4332 | 0
12.07. | 24 | 112.3851 |  | 105.9519 | 0 | 0 | 6.4332 | 0
13.07. | 1 | 112.3851 |  | 105.9519 | 0 | 0 | 6.4332 | 0
13.07. | 2 | 112.3851 |  | 105.9519 | 0 | 0 | 6.4332 | 0
13.07. | 3 | 112.3851 |  | 105.9519 | 0 | 0 | 6.4332 | 0
13.07. | 4 | 112.3851 |  | 105.9519 | 0 | 0 | 6.4332 | 0
13.07. | 5 | 112.3851 |  | 105.9519 | 0 | 0 | 6.4332 | 0
13.07. | 6 | 112.3851 |  | 105.9519 | 0 | 0 | 6.4332 | 0
13.07. | 7 | 112.3851 |  | 105.9519 | 0 | 0 | 6.4332 | 0
13.07. | 8 | 112.3851 |  | 105.9519 | 0 | 0 | 6.4332 | 0
13.07. | 9 | 112.3851 |  | 105.9519 | 0 | 0 | 6.4332 | 0
13.07. | 10 | 112.3851 |  | 105.9519 | 0 | 0 | 6.4332 | 0
13.07. | 11 | 112.3851 |  | 105.9519 | 0 | 0 | 6.4332 | 0
13.07. | 12 | 112.3851 |  | 105.9519 | 0 | 0 | 6.4332 | 0
13.07. | 13 | 112.3851 |  | 105.9519 | 0 | 0 | 6.4332 | 0
13.07. | 14 | 112.3851 |  | 105.9519 | 0 | 0 | 6.4332 | 0
13.07. | 15 | 112.3851 |  | 105.9519 | 0 | 0 | 6.4332 | 0
13.07. | 16 | 112.3851 |  | 105.9519 | 0 | 0 | 6.4332 | 0
13.07. | 17 | 112.3851 |  | 105.9519 | 0 | 0 | 6.4332 | 0
13.07. | 18 | 112.3851 |  | 105.9519 | 0 | 0 | 6.4332 | 0
13.07. | 19 | 112.3851 |  | 105.9519 | 0 | 0 | 6.4332 | 0
13.07. | 20 | 112.3851 |  | 105.9519 | 0 | 0 | 6.4332 | 0
13.07. | 21 | 112.3851 |  | 105.9519 | 0 | 0 | 6.4332 | 0
13.07. | 22 | 112.3851 |  | 105.9519 | 0 | 0 | 6.4332 | 0
13.07. | 23 | 112.3851 |  | 105.9519 | 0 | 0 | 6.4332 | 0
13.07. | 24 | 112.3851 |  | 105.9519 | 0 | 0 | 6.4332 | 0
14.07. | 1 | 112.3851 |  | 105.9519 | 0 | 0 | 6.4332 | 0
14.07. | 2 | 112.3851 |  | 105.9519 | 0 | 0 | 6.4332 | 0
14.07. | 3 | 112.3851 |  | 105.9519 | 0 | 0 | 6.4332 | 0
14.07. | 4 | 112.3851 |  | 105.9519 | 0 | 0 | 6.4332 | 0
14.07. | 5 | 112.3851 |  | 105.9519 | 0 | 0 | 6.4332 | 0
14.07. | 6 | 112.3851 |  | 105.9519 | 0 | 0 | 6.4332 | 0
14.07. | 7 | 112.3851 |  | 105.9519 | 0 | 0 | 6.4332 | 0
14.07. | 8 | 112.3851 |  | 105.9519 | 0 | 0 | 6.4332 | 0
14.07. | 9 | 112.3851 |  | 105.9519 | 0 | 0 | 6.4332 | 0
14.07. | 10 | 112.3851 |  | 105.9519 | 0 | 0 | 6.4332 | 0
14.07. | 11 | 112.3851 |  | 105.9519 | 0 | 0 | 6.4332 | 0
14.07. | 12 | 112.3851 |  | 105.9519 | 0 | 0 | 6.4332 | 0
14.07. | 13 | 112.3851 |  | 105.9519 | 0 | 0 | 6.4332 | 0
14.07. | 14 | 112.3851 |  | 105.9519 | 0 | 0 | 6.4332 | 0
14.07. | 15 | 112.3851 |  | 105.9519 | 0 | 0 | 6.4332 | 0
14.07. | 16 | 112.3851 |  | 105.9519 | 0 | 0 | 6.4332 | 0
14.07. | 17 | 112.3851 |  | 105.9519 | 0 | 0 | 6.4332 | 0
14.07. | 18 | 112.3851 |  | 105.9519 | 0 | 0 | 6.4332 | 0
14.07. | 19 | 112.3851 |  | 105.9519 | 0 | 0 | 6.4332 | 0
14.07. | 20 | 112.3851 |  | 105.9519 | 0 | 0 | 6.4332 | 0
14.07. | 21 | 112.3851 |  | 105.9519 | 0 | 0 | 6.4332 | 0
14.07. | 22 | 112.3851 |  | 105.9519 | 0 | 0 | 6.4332 | 0
14.07. | 23 | 112.3851 |  | 105.9519 | 0 | 0 | 6.4332 | 0
14.07. | 24 | 112.3851 |  | 105.9519 | 0 | 0 | 6.4332 | 0
15.07. | 1 | 112.3851 |  | 105.9519 | 0 | 0 | 6.4332 | 0
15.07. | 2 | 112.3851 |  | 105.9519 | 0 | 0 | 6.4332 | 0
15.07. | 3 | 112.3851 |  | 105.9519 | 0 | 0 | 6.4332 | 0
15.07. | 4 | 112.3851 |  | 105.9519 | 0 | 0 | 6.4332 | 0
15.07. | 5 | 112.3851 |  | 105.9519 | 0 | 0 | 6.4332 | 0
15.07. | 6 | 112.3851 |  | 105.9519 | 0 | 0 | 6.4332 | 0
15.07. | 7 | 112.3851 |  | 105.9519 | 0 | 0 | 6.4332 | 0
15.07. | 8 | 112.3851 |  | 105.9519 | 0 | 0 | 6.4332 | 0
15.07. | 9 | 112.3851 |  | 105.9519 | 0 | 0 | 6.4332 | 0
15.07. | 10 | 112.3851 |  | 105.9519 | 0 | 0 | 6.4332 | 0
15.07. | 11 | 112.3851 |  | 105.9519 | 0 | 0 | 6.4332 | 0
15.07. | 12 | 112.3851 |  | 105.9519 | 0 | 0 | 6.4332 | 0
15.07. | 13 | 112.3851 |  | 105.9519 | 0 | 0 | 6.4332 | 0
15.07. | 14 | 112.3851 |  | 105.9519 | 0 | 0 | 6.4332 | 0
15.07. | 15 | 112.3851 |  | 105.9519 | 0 | 0 | 6.4332 | 0
15.07. | 16 | 112.3851 |  | 105.9519 | 0 | 0 | 6.4332 | 0
15.07. | 17 | 112.3851 |  | 105.9519 | 0 | 0 | 6.4332 | 0
15.07. | 18 | 112.3851 |  | 105.9519 | 0 | 0 | 6.4332 | 0
15.07. | 19 | 112.3851 |  | 105.9519 | 0 | 0 | 6.4332 | 0
15.07. | 20 | 112.3851 |  | 105.9519 | 0 | 0 | 6.4332 | 0
15.07. | 21 | 112.3851 |  | 105.9519 | 0 | 0 | 6.4332 | 0
15.07. | 22 | 112.3851 |  | 105.9519 | 0 | 0 | 6.4332 | 0
15.07. | 23 | 112.3851 |  | 105.9519 | 0 | 0 | 6.4332 | 0
15.07. | 24 | 112.3851 |  | 105.9519 | 0 | 0 | 6.4332 | 0
16.07. | 1 | 112.3851 |  | 105.9519 | 0 | 0 | 6.4332 | 0
16.07. | 2 | 112.3851 |  | 105.9519 | 0 | 0 | 6.4332 | 0
16.07. | 3 | 112.3851 |  | 105.9519 | 0 | 0 | 6.4332 | 0
16.07. | 4 | 112.3851 |  | 105.9519 | 0 | 0 | 6.4332 | 0
16.07. | 5 | 112.3851 |  | 105.9519 | 0 | 0 | 6.4332 | 0
16.07. | 6 | 112.3851 |  | 105.9519 | 0 | 0 | 6.4332 | 0
16.07. | 7 | 112.3851 |  | 105.9519 | 0 | 0 | 6.4332 | 0
16.07. | 8 | 112.3851 |  | 105.9519 | 0 | 0 | 6.4332 | 0
16.07. | 9 | 112.3851 |  | 105.9519 | 0 | 0 | 6.4332 | 0
16.07. | 10 | 112.3851 |  | 105.9519 | 0 | 0 | 6.4332 | 0
16.07. | 11 | 112.3851 |  | 105.9519 | 0 | 0 | 6.4332 | 0
16.07. | 12 | 112.3851 |  | 105.9519 | 0 | 0 | 6.4332 | 0
16.07. | 13 | 112.3851 |  | 105.9519 | 0 | 0 | 6.4332 | 0
16.07. | 14 | 112.3851 |  | 105.9519 | 0 | 0 | 6.4332 | 0
16.07. | 15 | 112.3851 |  | 105.9519 | 0 | 0 | 6.4332 | 0
16.07. | 16 | 112.3851 |  | 105.9519 | 0 | 0 | 6.4332 | 0
16.07. | 17 | 112.3851 |  | 105.9519 | 0 | 0 | 6.4332 | 0
16.07. | 18 | 112.3851 |  | 105.9519 | 0 | 0 | 6.4332 | 0
16.07. | 19 | 112.3851 |  | 105.9519 | 0 | 0 | 6.4332 | 0
16.07. | 20 | 112.3851 |  | 105.9519 | 0 | 0 | 6.4332 | 0
16.07. | 21 | 112.3851 |  | 105.9519 | 0 | 0 | 6.4332 | 0
16.07. | 22 | 112.3851 |  | 105.9519 | 0 | 0 | 6.4332 | 0
16.07. | 23 | 112.3851 |  | 105.9519 | 0 | 0 | 6.4332 | 0
16.07. | 24 | 112.3851 |  | 105.9519 | 0 | 0 | 6.4332 | 0
17.07. | 1 | 112.3851 |  | 105.9519 | 0 | 0 | 6.4332 | 0
17.07. | 2 | 112.3851 |  | 105.9519 | 0 | 0 | 6.4332 | 0
17.07. | 3 | 112.3851 |  | 105.9519 | 0 | 0 | 6.4332 | 0
17.07. | 4 | 112.3851 |  | 105.9519 | 0 | 0 | 6.4332 | 0
17.07. | 5 | 112.3851 |  | 105.9519 | 0 | 0 | 6.4332 | 0
17.07. | 6 | 112.3851 |  | 105.9519 | 0 | 0 | 6.4332 | 0
17.07. | 7 | 112.3851 |  | 105.9519 | 0 | 0 | 6.4332 | 0
17.07. | 8 | 112.3851 |  | 105.9519 | 0 | 0 | 6.4332 | 0
17.07. | 9 | 112.3851 |  | 105.9519 | 0 | 0 | 6.4332 | 0
17.07. | 10 | 112.3851 |  | 105.9519 | 0 | 0 | 6.4332 | 0
17.07. | 11 | 112.3851 |  | 105.9519 | 0 | 0 | 6.4332 | 0
17.07. | 12 | 112.3851 |  | 105.9519 | 0 | 0 | 6.4332 | 0
17.07. | 13 | 112.3851 |  | 105.9519 | 0 | 0 | 6.4332 | 0
17.07. | 14 | 112.3851 |  | 105.9519 | 0 | 0 | 6.4332 | 0
17.07. | 15 | 112.3851 |  | 105.9519 | 0 | 0 | 6.4332 | 0
17.07. | 16 | 112.3851 |  | 105.9519 | 0 | 0 | 6.4332 | 0
17.07. | 17 | 112.3851 |  | 105.9519 | 0 | 0 | 6.4332 | 0
17.07. | 18 | 112.3851 |  | 105.9519 | 0 | 0 | 6.4332 | 0
17.07. | 19 | 112.3851 |  | 105.9519 | 0 | 0 | 6.4332 | 0
17.07. | 20 | 112.3851 |  | 105.9519 | 0 | 0 | 6.4332 | 0
17.07. | 21 | 112.3851 |  | 105.9519 | 0 | 0 | 6.4332 | 0
17.07. | 22 | 112.3851 |  | 105.9519 | 0 | 0 | 6.4332 | 0
17.07. | 23 | 112.3851 |  | 105.9519 | 0 | 0 | 6.4332 | 0
17.07. | 24 | 112.3851 |  | 105.9519 | 0 | 0 | 6.4332 | 0
18.07. | 1 | 112.3851 |  | 105.9519 | 0 | 0 | 6.4332 | 0
18.07. | 2 | 112.3851 |  | 105.9519 | 0 | 0 | 6.4332 | 0
18.07. | 3 | 112.3851 |  | 105.9519 | 0 | 0 | 6.4332 | 0
18.07. | 4 | 112.3851 |  | 105.9519 | 0 | 0 | 6.4332 | 0
18.07. | 5 | 112.3851 |  | 105.9519 | 0 | 0 | 6.4332 | 0
18.07. | 6 | 112.3851 |  | 105.9519 | 0 | 0 | 6.4332 | 0
18.07. | 7 | 112.3851 |  | 105.9519 | 0 | 0 | 6.4332 | 0
18.07. | 8 | 112.3851 |  | 105.9519 | 0 | 0 | 6.4332 | 0
18.07. | 9 | 112.3851 |  | 105.9519 | 0 | 0 | 6.4332 | 0
18.07. | 10 | 112.3851 |  | 105.9519 | 0 | 0 | 6.4332 | 0
18.07. | 11 | 112.3851 |  | 105.9519 | 0 | 0 | 6.4332 | 0
18.07. | 12 | 112.3851 |  | 105.9519 | 0 | 0 | 6.4332 | 0
18.07. | 13 | 112.3851 |  | 105.9519 | 0 | 0 | 6.4332 | 0
18.07. | 14 | 112.3851 |  | 105.9519 | 0 | 0 | 6.4332 | 0
18.07. | 15 | 112.3851 |  | 105.9519 | 0 | 0 | 6.4332 | 0
18.07. | 16 | 112.3851 |  | 105.9519 | 0 | 0 | 6.4332 | 0
18.07. | 17 | 112.3851 |  | 105.9519 | 0 | 0 | 6.4332 | 0
18.07. | 18 | 112.3851 |  | 105.9519 | 0 | 0 | 6.4332 | 0
18.07. | 19 | 112.3851 |  | 105.9519 | 0 | 0 | 6.4332 | 0
18.07. | 20 | 112.3851 |  | 105.9519 | 0 | 0 | 6.4332 | 0
18.07. | 21 | 112.3851 |  | 105.9519 | 0 | 0 | 6.4332 | 0
18.07. | 22 | 112.3851 |  | 105.9519 | 0 | 0 | 6.4332 | 0
18.07. | 23 | 112.3851 |  | 105.9519 | 0 | 0 | 6.4332 | 0
18.07. | 24 | 112.3851 |  | 105.9519 | 0 | 0 | 6.4332 | 0
19.07. | 1 | 112.3851 |  | 105.9519 | 0 | 0 | 6.4332 | 0
19.07. | 2 | 112.3851 |  | 105.9519 | 0 | 0 | 6.4332 | 0
19.07. | 3 | 112.3851 |  | 105.9519 | 0 | 0 | 6.4332 | 0
19.07. | 4 | 112.3851 |  | 105.9519 | 0 | 0 | 6.4332 | 0
19.07. | 5 | 112.3851 |  | 105.9519 | 0 | 0 | 6.4332 | 0
19.07. | 6 | 112.3851 |  | 105.9519 | 0 | 0 | 6.4332 | 0
19.07. | 7 | 112.3851 |  | 105.9519 | 0 | 0 | 6.4332 | 0
19.07. | 8 | 112.3851 |  | 105.9519 | 0 | 0 | 6.4332 | 0
19.07. | 9 | 112.3851 |  | 105.9519 | 0 | 0 | 6.4332 | 0
19.07. | 10 | 112.3851 |  | 105.9519 | 0 | 0 | 6.4332 | 0
19.07. | 11 | 112.3851 |  | 105.9519 | 0 | 0 | 6.4332 | 0
19.07. | 12 | 112.3851 |  | 105.9519 | 0 | 0 | 6.4332 | 0
19.07. | 13 | 112.3851 |  | 105.9519 | 0 | 0 | 6.4332 | 0
19.07. | 14 | 112.3851 |  | 105.9519 | 0 | 0 | 6.4332 | 0
19.07. | 15 | 112.3851 |  | 105.9519 | 0 | 0 | 6.4332 | 0
19.07. | 16 | 112.3851 |  | 105.9519 | 0 | 0 | 6.4332 | 0
19.07. | 17 | 112.3851 |  | 105.9519 | 0 | 0 | 6.4332 | 0
19.07. | 18 | 112.3851 |  | 105.9519 | 0 | 0 | 6.4332 | 0
19.07. | 19 | 112.3851 |  | 105.9519 | 0 | 0 | 6.4332 | 0
19.07. | 20 | 112.3851 |  | 105.9519 | 0 | 0 | 6.4332 | 0
19.07. | 21 | 112.3851 |  | 105.9519 | 0 | 0 | 6.4332 | 0
19.07. | 22 | 112.3851 |  | 105.9519 | 0 | 0 | 6.4332 | 0
19.07. | 23 | 112.3851 |  | 105.9519 | 0 | 0 | 6.4332 | 0
19.07. | 24 | 112.3851 |  | 105.9519 | 0 | 0 | 6.4332 | 0
20.07. | 1 | 112.3851 |  | 105.9519 | 0 | 0 | 6.4332 | 0
20.07. | 2 | 112.3851 |  | 105.9519 | 0 | 0 | 6.4332 | 0
20.07. | 3 | 112.3851 |  | 105.9519 | 0 | 0 | 6.4332 | 0
20.07. | 4 | 112.3851 |  | 105.9519 | 0 | 0 | 6.4332 | 0
20.07. | 5 | 112.3851 |  | 105.9519 | 0 | 0 | 6.4332 | 0
20.07. | 6 | 112.3851 |  | 105.9519 | 0 | 0 | 6.4332 | 0
20.07. | 7 | 112.3851 |  | 105.9519 | 0 | 0 | 6.4332 | 0
20.07. | 8 | 112.3851 |  | 105.9519 | 0 | 0 | 6.4332 | 0
20.07. | 9 | 112.3851 |  | 105.9519 | 0 | 0 | 6.4332 | 0
20.07. | 10 | 112.3851 |  | 105.9519 | 0 | 0 | 6.4332 | 0
20.07. | 11 | 112.3851 |  | 105.9519 | 0 | 0 | 6.4332 | 0
20.07. | 12 | 112.3851 |  | 105.9519 | 0 | 0 | 6.4332 | 0
20.07. | 13 | 112.3851 |  | 105.9519 | 0 | 0 | 6.4332 | 0
20.07. | 14 | 112.3851 |  | 105.9519 | 0 | 0 | 6.4332 | 0
20.07. | 15 | 112.3851 |  | 105.9519 | 0 | 0 | 6.4332 | 0
20.07. | 16 | 112.3851 |  | 105.9519 | 0 | 0 | 6.4332 | 0
20.07. | 17 | 112.3851 |  | 105.9519 | 0 | 0 | 6.4332 | 0
20.07. | 18 | 112.3851 |  | 105.9519 | 0 | 0 | 6.4332 | 0
20.07. | 19 | 112.3851 |  | 105.9519 | 0 | 0 | 6.4332 | 0
20.07. | 20 | 112.3851 |  | 105.9519 | 0 | 0 | 6.4332 | 0
20.07. | 21 | 112.3851 |  | 105.9519 | 0 | 0 | 6.4332 | 0
20.07. | 22 | 112.3851 |  | 105.9519 | 0 | 0 | 6.4332 | 0
20.07. | 23 | 112.3851 |  | 105.9519 | 0 | 0 | 6.4332 | 0
20.07. | 24 | 112.3851 |  | 105.9519 | 0 | 0 | 6.4332 | 0
21.07. | 1 | 112.3851 |  | 105.9519 | 0 | 0 | 6.4332 | 0
21.07. | 2 | 112.3851 |  | 105.9519 | 0 | 0 | 6.4332 | 0
21.07. | 3 | 112.3851 |  | 105.9519 | 0 | 0 | 6.4332 | 0
21.07. | 4 | 112.3851 |  | 105.9519 | 0 | 0 | 6.4332 | 0
21.07. | 5 | 112.3851 |  | 105.9519 | 0 | 0 | 6.4332 | 0
21.07. | 6 | 112.3851 |  | 105.9519 | 0 | 0 | 6.4332 | 0
21.07. | 7 | 112.3851 |  | 105.9519 | 0 | 0 | 6.4332 | 0
21.07. | 8 | 112.3851 |  | 105.9519 | 0 | 0 | 6.4332 | 0
21.07. | 9 | 112.3851 |  | 105.9519 | 0 | 0 | 6.4332 | 0
21.07. | 10 | 112.3851 |  | 105.9519 | 0 | 0 | 6.4332 | 0
21.07. | 11 | 112.3851 |  | 105.9519 | 0 | 0 | 6.4332 | 0
21.07. | 12 | 112.3851 |  | 105.9519 | 0 | 0 | 6.4332 | 0
21.07. | 13 | 112.3851 |  | 105.9519 | 0 | 0 | 6.4332 | 0
21.07. | 14 | 112.3851 |  | 105.9519 | 0 | 0 | 6.4332 | 0
21.07. | 15 | 112.3851 |  | 105.9519 | 0 | 0 | 6.4332 | 0
21.07. | 16 | 112.3851 |  | 105.9519 | 0 | 0 | 6.4332 | 0
21.07. | 17 | 112.3851 |  | 105.9519 | 0 | 0 | 6.4332 | 0
21.07. | 18 | 112.3851 |  | 105.9519 | 0 | 0 | 6.4332 | 0
21.07. | 19 | 112.3851 |  | 105.9519 | 0 | 0 | 6.4332 | 0
21.07. | 20 | 112.3851 |  | 105.9519 | 0 | 0 | 6.4332 | 0
21.07. | 21 | 112.3851 |  | 105.9519 | 0 | 0 | 6.4332 | 0
21.07. | 22 | 112.3851 |  | 105.9519 | 0 | 0 | 6.4332 | 0
21.07. | 23 | 112.3851 |  | 105.9519 | 0 | 0 | 6.4332 | 0
21.07. | 24 | 112.3851 |  | 105.9519 | 0 | 0 | 6.4332 | 0
22.07. | 1 | 112.3851 |  | 105.9519 | 0 | 0 | 6.4332 | 0
22.07. | 2 | 112.3851 |  | 105.9519 | 0 | 0 | 6.4332 | 0
22.07. | 3 | 112.3851 |  | 105.9519 | 0 | 0 | 6.4332 | 0
22.07. | 4 | 112.3851 |  | 105.9519 | 0 | 0 | 6.4332 | 0
22.07. | 5 | 112.3851 |  | 105.9519 | 0 | 0 | 6.4332 | 0
22.07. | 6 | 112.3851 |  | 105.9519 | 0 | 0 | 6.4332 | 0
22.07. | 7 | 112.3851 |  | 105.9519 | 0 | 0 | 6.4332 | 0
22.07. | 8 | 112.3851 |  | 105.9519 | 0 | 0 | 6.4332 | 0
22.07. | 9 | 112.3851 |  | 105.9519 | 0 | 0 | 6.4332 | 0
22.07. | 10 | 112.3851 |  | 105.9519 | 0 | 0 | 6.4332 | 0
22.07. | 11 | 112.3851 |  | 105.9519 | 0 | 0 | 6.4332 | 0
22.07. | 12 | 112.3851 |  | 105.9519 | 0 | 0 | 6.4332 | 0
22.07. | 13 | 112.3851 |  | 105.9519 | 0 | 0 | 6.4332 | 0
22.07. | 14 | 112.3851 |  | 105.9519 | 0 | 0 | 6.4332 | 0
22.07. | 15 | 112.3851 |  | 105.9519 | 0 | 0 | 6.4332 | 0
22.07. | 16 | 112.3851 |  | 105.9519 | 0 | 0 | 6.4332 | 0
22.07. | 17 | 112.3851 |  | 105.9519 | 0 | 0 | 6.4332 | 0
22.07. | 18 | 112.3851 |  | 105.9519 | 0 | 0 | 6.4332 | 0
22.07. | 19 | 112.3851 |  | 105.9519 | 0 | 0 | 6.4332 | 0
22.07. | 20 | 112.3851 |  | 105.9519 | 0 | 0 | 6.4332 | 0
22.07. | 21 | 112.3851 |  | 105.9519 | 0 | 0 | 6.4332 | 0
22.07. | 22 | 112.3851 |  | 105.9519 | 0 | 0 | 6.4332 | 0
22.07. | 23 | 112.3851 |  | 105.9519 | 0 | 0 | 6.4332 | 0
22.07. | 24 | 112.3851 |  | 105.9519 | 0 | 0 | 6.4332 | 0
23.07. | 1 | 112.3851 |  | 105.9519 | 0 | 0 | 6.4332 | 0
23.07. | 2 | 112.3851 |  | 105.9519 | 0 | 0 | 6.4332 | 0
23.07. | 3 | 112.3851 |  | 105.9519 | 0 | 0 | 6.4332 | 0
23.07. | 4 | 112.3851 |  | 105.9519 | 0 | 0 | 6.4332 | 0
23.07. | 5 | 112.3851 |  | 105.9519 | 0 | 0 | 6.4332 | 0
23.07. | 6 | 112.3851 |  | 105.9519 | 0 | 0 | 6.4332 | 0
23.07. | 7 | 112.3851 |  | 105.9519 | 0 | 0 | 6.4332 | 0
23.07. | 8 | 112.3851 |  | 105.9519 | 0 | 0 | 6.4332 | 0
23.07. | 9 | 112.3851 |  | 105.9519 | 0 | 0 | 6.4332 | 0
23.07. | 10 | 112.3851 |  | 105.9519 | 0 | 0 | 6.4332 | 0
23.07. | 11 | 112.3851 |  | 105.9519 | 0 | 0 | 6.4332 | 0
23.07. | 12 | 112.3851 |  | 105.9519 | 0 | 0 | 6.4332 | 0
23.07. | 13 | 112.3851 |  | 105.9519 | 0 | 0 | 6.4332 | 0
23.07. | 14 | 112.3851 |  | 105.9519 | 0 | 0 | 6.4332 | 0
23.07. | 15 | 112.3851 |  | 105.9519 | 0 | 0 | 6.4332 | 0
23.07. | 16 | 112.3851 |  | 105.9519 | 0 | 0 | 6.4332 | 0
23.07. | 17 | 112.3851 |  | 105.9519 | 0 | 0 | 6.4332 | 0
23.07. | 18 | 112.3851 |  | 105.9519 | 0 | 0 | 6.4332 | 0
23.07. | 19 | 112.3851 |  | 105.9519 | 0 | 0 | 6.4332 | 0
23.07. | 20 | 112.3851 |  | 105.9519 | 0 | 0 | 6.4332 | 0
23.07. | 21 | 112.3851 |  | 105.9519 | 0 | 0 | 6.4332 | 0
23.07. | 22 | 112.3851 |  | 105.9519 | 0 | 0 | 6.4332 | 0
23.07. | 23 | 112.3851 |  | 105.9519 | 0 | 0 | 6.4332 | 0
23.07. | 24 | 112.3851 |  | 105.9519 | 0 | 0 | 6.4332 | 0
24.07. | 1 | 112.3851 |  | 105.9519 | 0 | 0 | 6.4332 | 0
24.07. | 2 | 112.3851 |  | 105.9519 | 0 | 0 | 6.4332 | 0
24.07. | 3 | 112.3851 |  | 105.9519 | 0 | 0 | 6.4332 | 0
24.07. | 4 | 112.3851 |  | 105.9519 | 0 | 0 | 6.4332 | 0
24.07. | 5 | 112.3851 |  | 105.9519 | 0 | 0 | 6.4332 | 0
24.07. | 6 | 112.3851 |  | 105.9519 | 0 | 0 | 6.4332 | 0
24.07. | 7 | 112.3851 |  | 105.9519 | 0 | 0 | 6.4332 | 0
24.07. | 8 | 112.3851 |  | 105.9519 | 0 | 0 | 6.4332 | 0
24.07. | 9 | 112.3851 |  | 105.9519 | 0 | 0 | 6.4332 | 0
24.07. | 10 | 112.3851 |  | 105.9519 | 0 | 0 | 6.4332 | 0
24.07. | 11 | 112.3851 |  | 105.9519 | 0 | 0 | 6.4332 | 0
24.07. | 12 | 112.3851 |  | 105.9519 | 0 | 0 | 6.4332 | 0
24.07. | 13 | 112.3851 |  | 105.9519 | 0 | 0 | 6.4332 | 0
24.07. | 14 | 112.3851 |  | 105.9519 | 0 | 0 | 6.4332 | 0
24.07. | 15 | 112.3851 |  | 105.9519 | 0 | 0 | 6.4332 | 0
24.07. | 16 | 112.3851 |  | 105.9519 | 0 | 0 | 6.4332 | 0
24.07. | 17 | 112.3851 |  | 105.9519 | 0 | 0 | 6.4332 | 0
24.07. | 18 | 112.3851 |  | 105.9519 | 0 | 0 | 6.4332 | 0
24.07. | 19 | 112.3851 |  | 105.9519 | 0 | 0 | 6.4332 | 0
24.07. | 20 | 112.3851 |  | 105.9519 | 0 | 0 | 6.4332 | 0
24.07. | 21 | 112.3851 |  | 105.9519 | 0 | 0 | 6.4332 | 0
24.07. | 22 | 112.3851 |  | 105.9519 | 0 | 0 | 6.4332 | 0
24.07. | 23 | 112.3851 |  | 105.9519 | 0 | 0 | 6.4332 | 0
24.07. | 24 | 112.3851 |  | 105.9519 | 0 | 0 | 6.4332 | 0
25.07. | 1 | 112.3851 |  | 105.9519 | 0 | 0 | 6.4332 | 0
25.07. | 2 | 112.3851 |  | 105.9519 | 0 | 0 | 6.4332 | 0
25.07. | 3 | 112.3851 |  | 105.9519 | 0 | 0 | 6.4332 | 0
25.07. | 4 | 112.3851 |  | 105.9519 | 0 | 0 | 6.4332 | 0
25.07. | 5 | 112.3851 |  | 105.9519 | 0 | 0 | 6.4332 | 0
25.07. | 6 | 112.3851 |  | 105.9519 | 0 | 0 | 6.4332 | 0
25.07. | 7 | 112.3851 |  | 105.9519 | 0 | 0 | 6.4332 | 0
25.07. | 8 | 112.3851 |  | 105.9519 | 0 | 0 | 6.4332 | 0
25.07. | 9 | 112.3851 |  | 105.9519 | 0 | 0 | 6.4332 | 0
25.07. | 10 | 112.3851 |  | 105.9519 | 0 | 0 | 6.4332 | 0
25.07. | 11 | 112.3851 |  | 105.9519 | 0 | 0 | 6.4332 | 0
25.07. | 12 | 112.3851 |  | 105.9519 | 0 | 0 | 6.4332 | 0
25.07. | 13 | 112.3851 |  | 105.9519 | 0 | 0 | 6.4332 | 0
25.07. | 14 | 112.3851 |  | 105.9519 | 0 | 0 | 6.4332 | 0
25.07. | 15 | 112.3851 |  | 105.9519 | 0 | 0 | 6.4332 | 0
25.07. | 16 | 112.3851 |  | 105.9519 | 0 | 0 | 6.4332 | 0
25.07. | 17 | 112.3851 |  | 105.9519 | 0 | 0 | 6.4332 | 0
25.07. | 18 | 112.3851 |  | 105.9519 | 0 | 0 | 6.4332 | 0
25.07. | 19 | 112.3851 |  | 105.9519 | 0 | 0 | 6.4332 | 0
25.07. | 20 | 112.3851 |  | 105.9519 | 0 | 0 | 6.4332 | 0
25.07. | 21 | 112.3851 |  | 105.9519 | 0 | 0 | 6.4332 | 0
25.07. | 22 | 112.3851 |  | 105.9519 | 0 | 0 | 6.4332 | 0
25.07. | 23 | 112.3851 |  | 105.9519 | 0 | 0 | 6.4332 | 0
25.07. | 24 | 112.3851 |  | 105.9519 | 0 | 0 | 6.4332 | 0
26.07. | 1 | 112.3851 |  | 105.9519 | 0 | 0 | 6.4332 | 0
26.07. | 2 | 112.3851 |  | 105.9519 | 0 | 0 | 6.4332 | 0
26.07. | 3 | 112.3851 |  | 105.9519 | 0 | 0 | 6.4332 | 0
26.07. | 4 | 112.3851 |  | 105.9519 | 0 | 0 | 6.4332 | 0
26.07. | 5 | 112.3851 |  | 105.9519 | 0 | 0 | 6.4332 | 0
26.07. | 6 | 112.3851 |  | 105.9519 | 0 | 0 | 6.4332 | 0
26.07. | 7 | 112.3851 |  | 105.9519 | 0 | 0 | 6.4332 | 0
26.07. | 8 | 112.3851 |  | 105.9519 | 0 | 0 | 6.4332 | 0
26.07. | 9 | 112.3851 |  | 105.9519 | 0 | 0 | 6.4332 | 0
26.07. | 10 | 112.3851 |  | 105.9519 | 0 | 0 | 6.4332 | 0
26.07. | 11 | 112.3851 |  | 105.9519 | 0 | 0 | 6.4332 | 0
26.07. | 12 | 112.3851 |  | 105.9519 | 0 | 0 | 6.4332 | 0
26.07. | 13 | 112.3851 |  | 105.9519 | 0 | 0 | 6.4332 | 0
26.07. | 14 | 112.3851 |  | 105.9519 | 0 | 0 | 6.4332 | 0
26.07. | 15 | 112.3851 |  | 105.9519 | 0 | 0 | 6.4332 | 0
26.07. | 16 | 112.3851 |  | 105.9519 | 0 | 0 | 6.4332 | 0
26.07. | 17 | 112.3851 |  | 105.9519 | 0 | 0 | 6.4332 | 0
26.07. | 18 | 112.3851 |  | 105.9519 | 0 | 0 | 6.4332 | 0
26.07. | 19 | 112.3851 |  | 105.9519 | 0 | 0 | 6.4332 | 0
26.07. | 20 | 112.3851 |  | 105.9519 | 0 | 0 | 6.4332 | 0
26.07. | 21 | 112.3851 |  | 105.9519 | 0 | 0 | 6.4332 | 0
26.07. | 22 | 112.3851 |  | 105.9519 | 0 | 0 | 6.4332 | 0
26.07. | 23 | 112.3851 |  | 105.9519 | 0 | 0 | 6.4332 | 0
26.07. | 24 | 112.3851 |  | 105.9519 | 0 | 0 | 6.4332 | 0
27.07. | 1 | 112.3851 |  | 105.9519 | 0 | 0 | 6.4332 | 0
27.07. | 2 | 112.3851 |  | 105.9519 | 0 | 0 | 6.4332 | 0
27.07. | 3 | 112.3851 |  | 105.9519 | 0 | 0 | 6.4332 | 0
27.07. | 4 | 112.3851 |  | 105.9519 | 0 | 0 | 6.4332 | 0
27.07. | 5 | 112.3851 |  | 105.9519 | 0 | 0 | 6.4332 | 0
27.07. | 6 | 112.3851 |  | 105.9519 | 0 | 0 | 6.4332 | 0
27.07. | 7 | 112.3851 |  | 105.9519 | 0 | 0 | 6.4332 | 0
27.07. | 8 | 112.3851 |  | 105.9519 | 0 | 0 | 6.4332 | 0
27.07. | 9 | 112.3851 |  | 105.9519 | 0 | 0 | 6.4332 | 0
27.07. | 10 | 112.3851 |  | 105.9519 | 0 | 0 | 6.4332 | 0
27.07. | 11 | 112.3851 |  | 105.9519 | 0 | 0 | 6.4332 | 0
27.07. | 12 | 112.3851 |  | 105.9519 | 0 | 0 | 6.4332 | 0
27.07. | 13 | 112.3851 |  | 105.9519 | 0 | 0 | 6.4332 | 0
27.07. | 14 | 112.3851 |  | 105.9519 | 0 | 0 | 6.4332 | 0
27.07. | 15 | 112.3851 |  | 105.9519 | 0 | 0 | 6.4332 | 0
27.07. | 16 | 112.3851 |  | 105.9519 | 0 | 0 | 6.4332 | 0
27.07. | 17 | 112.3851 |  | 105.9519 | 0 | 0 | 6.4332 | 0
27.07. | 18 | 112.3851 |  | 105.9519 | 0 | 0 | 6.4332 | 0
27.07. | 19 | 112.3851 |  | 105.9519 | 0 | 0 | 6.4332 | 0
27.07. | 20 | 112.3851 |  | 105.9519 | 0 | 0 | 6.4332 | 0
27.07. | 21 | 112.3851 |  | 105.9519 | 0 | 0 | 6.4332 | 0
27.07. | 22 | 112.3851 |  | 105.9519 | 0 | 0 | 6.4332 | 0
27.07. | 23 | 112.3851 |  | 105.9519 | 0 | 0 | 6.4332 | 0
27.07. | 24 | 112.3851 |  | 105.9519 | 0 | 0 | 6.4332 | 0
28.07. | 1 | 112.3851 |  | 105.9519 | 0 | 0 | 6.4332 | 0
28.07. | 2 | 112.3851 |  | 105.9519 | 0 | 0 | 6.4332 | 0
28.07. | 3 | 112.3851 |  | 105.9519 | 0 | 0 | 6.4332 | 0
28.07. | 4 | 112.3851 |  | 105.9519 | 0 | 0 | 6.4332 | 0
28.07. | 5 | 112.3851 |  | 105.9519 | 0 | 0 | 6.4332 | 0
28.07. | 6 | 112.3851 |  | 105.9519 | 0 | 0 | 6.4332 | 0
28.07. | 7 | 112.3851 |  | 105.9519 | 0 | 0 | 6.4332 | 0
28.07. | 8 | 112.3851 |  | 105.9519 | 0 | 0 | 6.4332 | 0
28.07. | 9 | 112.3851 |  | 105.9519 | 0 | 0 | 6.4332 | 0
28.07. | 10 | 112.3851 |  | 105.9519 | 0 | 0 | 6.4332 | 0
28.07. | 11 | 112.3851 |  | 105.9519 | 0 | 0 | 6.4332 | 0
28.07. | 12 | 112.3851 |  | 105.9519 | 0 | 0 | 6.4332 | 0
28.07. | 13 | 112.3851 |  | 105.9519 | 0 | 0 | 6.4332 | 0
28.07. | 14 | 112.3851 |  | 105.9519 | 0 | 0 | 6.4332 | 0
28.07. | 15 | 112.3851 |  | 105.9519 | 0 | 0 | 6.4332 | 0
28.07. | 16 | 112.3851 |  | 105.9519 | 0 | 0 | 6.4332 | 0
28.07. | 17 | 112.3851 |  | 105.9519 | 0 | 0 | 6.4332 | 0
28.07. | 18 | 112.3851 |  | 105.9519 | 0 | 0 | 6.4332 | 0
28.07. | 19 | 112.3851 |  | 105.9519 | 0 | 0 | 6.4332 | 0
28.07. | 20 | 112.3851 |  | 105.9519 | 0 | 0 | 6.4332 | 0
28.07. | 21 | 112.3851 |  | 105.9519 | 0 | 0 | 6.4332 | 0
28.07. | 22 | 112.3851 |  | 105.9519 | 0 | 0 | 6.4332 | 0
28.07. | 23 | 112.3851 |  | 105.9519 | 0 | 0 | 6.4332 | 0
28.07. | 24 | 112.3851 |  | 105.9519 | 0 | 0 | 6.4332 | 0
29.07. | 1 | 112.3851 |  | 105.9519 | 0 | 0 | 6.4332 | 0
29.07. | 2 | 112.3851 |  | 105.9519 | 0 | 0 | 6.4332 | 0
29.07. | 3 | 112.3851 |  | 105.9519 | 0 | 0 | 6.4332 | 0
29.07. | 4 | 112.3851 |  | 105.9519 | 0 | 0 | 6.4332 | 0
29.07. | 5 | 112.3851 |  | 105.9519 | 0 | 0 | 6.4332 | 0
29.07. | 6 | 112.3851 |  | 105.9519 | 0 | 0 | 6.4332 | 0
29.07. | 7 | 112.3851 |  | 105.9519 | 0 | 0 | 6.4332 | 0
29.07. | 8 | 112.3851 |  | 105.9519 | 0 | 0 | 6.4332 | 0
29.07. | 9 | 112.3851 |  | 105.9519 | 0 | 0 | 6.4332 | 0
29.07. | 10 | 112.3851 |  | 105.9519 | 0 | 0 | 6.4332 | 0
29.07. | 11 | 112.3851 |  | 105.9519 | 0 | 0 | 6.4332 | 0
29.07. | 12 | 112.3851 |  | 105.9519 | 0 | 0 | 6.4332 | 0
29.07. | 13 | 112.3851 |  | 105.9519 | 0 | 0 | 6.4332 | 0
29.07. | 14 | 112.3851 |  | 105.9519 | 0 | 0 | 6.4332 | 0
29.07. | 15 | 112.3851 |  | 105.9519 | 0 | 0 | 6.4332 | 0
29.07. | 16 | 112.3851 |  | 105.9519 | 0 | 0 | 6.4332 | 0
29.07. | 17 | 112.3851 |  | 105.9519 | 0 | 0 | 6.4332 | 0
29.07. | 18 | 112.3851 |  | 105.9519 | 0 | 0 | 6.4332 | 0
29.07. | 19 | 112.3851 |  | 105.9519 | 0 | 0 | 6.4332 | 0
29.07. | 20 | 112.3851 |  | 105.9519 | 0 | 0 | 6.4332 | 0
29.07. | 21 | 112.3851 |  | 105.9519 | 0 | 0 | 6.4332 | 0
29.07. | 22 | 112.3851 |  | 105.9519 | 0 | 0 | 6.4332 | 0
29.07. | 23 | 112.3851 |  | 105.9519 | 0 | 0 | 6.4332 | 0
29.07. | 24 | 112.3851 |  | 105.9519 | 0 | 0 | 6.4332 | 0
30.07. | 1 | 112.3851 |  | 105.9519 | 0 | 0 | 6.4332 | 0
30.07. | 2 | 112.3851 |  | 105.9519 | 0 | 0 | 6.4332 | 0
30.07. | 3 | 112.3851 |  | 105.9519 | 0 | 0 | 6.4332 | 0
30.07. | 4 | 112.3851 |  | 105.9519 | 0 | 0 | 6.4332 | 0
30.07. | 5 | 112.3851 |  | 105.9519 | 0 | 0 | 6.4332 | 0
30.07. | 6 | 112.3851 |  | 105.9519 | 0 | 0 | 6.4332 | 0
30.07. | 7 | 112.3851 |  | 105.9519 | 0 | 0 | 6.4332 | 0
30.07. | 8 | 112.3851 |  | 105.9519 | 0 | 0 | 6.4332 | 0
30.07. | 9 | 112.3851 |  | 105.9519 | 0 | 0 | 6.4332 | 0
30.07. | 10 | 112.3851 |  | 105.9519 | 0 | 0 | 6.4332 | 0
30.07. | 11 | 112.3851 |  | 105.9519 | 0 | 0 | 6.4332 | 0
30.07. | 12 | 112.3851 |  | 105.9519 | 0 | 0 | 6.4332 | 0
30.07. | 13 | 112.3851 |  | 105.9519 | 0 | 0 | 6.4332 | 0
30.07. | 14 | 112.3851 |  | 105.9519 | 0 | 0 | 6.4332 | 0
30.07. | 15 | 112.3851 |  | 105.9519 | 0 | 0 | 6.4332 | 0
30.07. | 16 | 112.3851 |  | 105.9519 | 0 | 0 | 6.4332 | 0
30.07. | 17 | 112.3851 |  | 105.9519 | 0 | 0 | 6.4332 | 0
30.07. | 18 | 112.3851 |  | 105.9519 | 0 | 0 | 6.4332 | 0
30.07. | 19 | 112.3851 |  | 105.9519 | 0 | 0 | 6.4332 | 0
30.07. | 20 | 112.3851 |  | 105.9519 | 0 | 0 | 6.4332 | 0
30.07. | 21 | 112.3851 |  | 105.9519 | 0 | 0 | 6.4332 | 0
30.07. | 22 | 112.3851 |  | 105.9519 | 0 | 0 | 6.4332 | 0
30.07. | 23 | 112.3851 |  | 105.9519 | 0 | 0 | 6.4332 | 0
30.07. | 24 | 112.3851 |  | 105.9519 | 0 | 0 | 6.4332 | 0
31.07. | 1 | 112.3851 |  | 105.9519 | 0 | 0 | 6.4332 | 0
31.07. | 2 | 112.3851 |  | 105.9519 | 0 | 0 | 6.4332 | 0
31.07. | 3 | 112.3851 |  | 105.9519 | 0 | 0 | 6.4332 | 0
31.07. | 4 | 112.3851 |  | 105.9519 | 0 | 0 | 6.4332 | 0
31.07. | 5 | 112.3851 |  | 105.9519 | 0 | 0 | 6.4332 | 0
31.07. | 6 | 112.3851 |  | 105.9519 | 0 | 0 | 6.4332 | 0
31.07. | 7 | 112.3851 |  | 105.9519 | 0 | 0 | 6.4332 | 0
31.07. | 8 | 112.3851 |  | 105.9519 | 0 | 0 | 6.4332 | 0
31.07. | 9 | 112.3851 |  | 105.9519 | 0 | 0 | 6.4332 | 0
31.07. | 10 | 112.3851 |  | 105.9519 | 0 | 0 | 6.4332 | 0
31.07. | 11 | 112.3851 |  | 105.9519 | 0 | 0 | 6.4332 | 0
31.07. | 12 | 112.3851 |  | 105.9519 | 0 | 0 | 6.4332 | 0
31.07. | 13 | 112.3851 |  | 105.9519 | 0 | 0 | 6.4332 | 0
31.07. | 14 | 112.3851 |  | 105.9519 | 0 | 0 | 6.4332 | 0
31.07. | 15 | 112.3851 |  | 105.9519 | 0 | 0 | 6.4332 | 0
31.07. | 16 | 112.3851 |  | 105.9519 | 0 | 0 | 6.4332 | 0
31.07. | 17 | 112.3851 |  | 105.9519 | 0 | 0 | 6.4332 | 0
31.07. | 18 | 112.3851 |  | 105.9519 | 0 | 0 | 6.4332 | 0
31.07. | 19 | 112.3851 |  | 105.9519 | 0 | 0 | 6.4332 | 0
31.07. | 20 | 112.3851 |  | 105.9519 | 0 | 0 | 6.4332 | 0
31.07. | 21 | 112.3851 |  | 105.9519 | 0 | 0 | 6.4332 | 0
31.07. | 22 | 112.3851 |  | 105.9519 | 0 | 0 | 6.4332 | 0
31.07. | 23 | 112.3851 |  | 105.9519 | 0 | 0 | 6.4332 | 0
31.07. | 24 | 112.3851 |  | 105.9519 | 0 | 0 | 6.4332 | 0
01.08. | 1 | 112.814 |  | 105.9519 | 0 | 0 | 6.8621 | 0
01.08. | 2 | 112.814 |  | 105.9519 | 0 | 0 | 6.8621 | 0
01.08. | 3 | 112.814 |  | 105.9519 | 0 | 0 | 6.8621 | 0
01.08. | 4 | 112.814 |  | 105.9519 | 0 | 0 | 6.8621 | 0
01.08. | 5 | 112.814 |  | 105.9519 | 0 | 0 | 6.8621 | 0
01.08. | 6 | 112.814 |  | 105.9519 | 0 | 0 | 6.8621 | 0
01.08. | 7 | 112.814 |  | 105.9519 | 0 | 0 | 6.8621 | 0
01.08. | 8 | 112.814 |  | 105.9519 | 0 | 0 | 6.8621 | 0
01.08. | 9 | 112.814 |  | 105.9519 | 0 | 0 | 6.8621 | 0
01.08. | 10 | 112.814 |  | 105.9519 | 0 | 0 | 6.8621 | 0
01.08. | 11 | 112.814 |  | 105.9519 | 0 | 0 | 6.8621 | 0
01.08. | 12 | 112.814 |  | 105.9519 | 0 | 0 | 6.8621 | 0
01.08. | 13 | 112.814 |  | 105.9519 | 0 | 0 | 6.8621 | 0
01.08. | 14 | 112.814 |  | 105.9519 | 0 | 0 | 6.8621 | 0
01.08. | 15 | 112.814 |  | 105.9519 | 0 | 0 | 6.8621 | 0
01.08. | 16 | 112.814 |  | 105.9519 | 0 | 0 | 6.8621 | 0
01.08. | 17 | 112.814 |  | 105.9519 | 0 | 0 | 6.8621 | 0
01.08. | 18 | 112.814 |  | 105.9519 | 0 | 0 | 6.8621 | 0
01.08. | 19 | 112.814 |  | 105.9519 | 0 | 0 | 6.8621 | 0
01.08. | 20 | 112.814 |  | 105.9519 | 0 | 0 | 6.8621 | 0
01.08. | 21 | 112.814 |  | 105.9519 | 0 | 0 | 6.8621 | 0
01.08. | 22 | 112.814 |  | 105.9519 | 0 | 0 | 6.8621 | 0
01.08. | 23 | 112.814 |  | 105.9519 | 0 | 0 | 6.8621 | 0
01.08. | 24 | 112.814 |  | 105.9519 | 0 | 0 | 6.8621 | 0
02.08. | 1 | 112.814 |  | 105.9519 | 0 | 0 | 6.8621 | 0
02.08. | 2 | 112.814 |  | 105.9519 | 0 | 0 | 6.8621 | 0
02.08. | 3 | 112.814 |  | 105.9519 | 0 | 0 | 6.8621 | 0
02.08. | 4 | 112.814 |  | 105.9519 | 0 | 0 | 6.8621 | 0
02.08. | 5 | 112.814 |  | 105.9519 | 0 | 0 | 6.8621 | 0
02.08. | 6 | 112.814 |  | 105.9519 | 0 | 0 | 6.8621 | 0
02.08. | 7 | 112.814 |  | 105.9519 | 0 | 0 | 6.8621 | 0
02.08. | 8 | 112.814 |  | 105.9519 | 0 | 0 | 6.8621 | 0
02.08. | 9 | 112.814 |  | 105.9519 | 0 | 0 | 6.8621 | 0
02.08. | 10 | 112.814 |  | 105.9519 | 0 | 0 | 6.8621 | 0
02.08. | 11 | 112.814 |  | 105.9519 | 0 | 0 | 6.8621 | 0
02.08. | 12 | 112.814 |  | 105.9519 | 0 | 0 | 6.8621 | 0
02.08. | 13 | 112.814 |  | 105.9519 | 0 | 0 | 6.8621 | 0
02.08. | 14 | 112.814 |  | 105.9519 | 0 | 0 | 6.8621 | 0
02.08. | 15 | 112.814 |  | 105.9519 | 0 | 0 | 6.8621 | 0
02.08. | 16 | 112.814 |  | 105.9519 | 0 | 0 | 6.8621 | 0
02.08. | 17 | 112.814 |  | 105.9519 | 0 | 0 | 6.8621 | 0
02.08. | 18 | 112.814 |  | 105.9519 | 0 | 0 | 6.8621 | 0
02.08. | 19 | 112.814 |  | 105.9519 | 0 | 0 | 6.8621 | 0
02.08. | 20 | 112.814 |  | 105.9519 | 0 | 0 | 6.8621 | 0
02.08. | 21 | 112.814 |  | 105.9519 | 0 | 0 | 6.8621 | 0
02.08. | 22 | 112.814 |  | 105.9519 | 0 | 0 | 6.8621 | 0
02.08. | 23 | 112.814 |  | 105.9519 | 0 | 0 | 6.8621 | 0
02.08. | 24 | 112.814 |  | 105.9519 | 0 | 0 | 6.8621 | 0
03.08. | 1 | 112.814 |  | 105.9519 | 0 | 0 | 6.8621 | 0
03.08. | 2 | 112.814 |  | 105.9519 | 0 | 0 | 6.8621 | 0
03.08. | 3 | 112.814 |  | 105.9519 | 0 | 0 | 6.8621 | 0
03.08. | 4 | 112.814 |  | 105.9519 | 0 | 0 | 6.8621 | 0
03.08. | 5 | 112.814 |  | 105.9519 | 0 | 0 | 6.8621 | 0
03.08. | 6 | 112.814 |  | 105.9519 | 0 | 0 | 6.8621 | 0
03.08. | 7 | 112.814 |  | 105.9519 | 0 | 0 | 6.8621 | 0
03.08. | 8 | 112.814 |  | 105.9519 | 0 | 0 | 6.8621 | 0
03.08. | 9 | 112.814 |  | 105.9519 | 0 | 0 | 6.8621 | 0
03.08. | 10 | 112.814 |  | 105.9519 | 0 | 0 | 6.8621 | 0
03.08. | 11 | 112.814 |  | 105.9519 | 0 | 0 | 6.8621 | 0
03.08. | 12 | 112.814 |  | 105.9519 | 0 | 0 | 6.8621 | 0
03.08. | 13 | 112.814 |  | 105.9519 | 0 | 0 | 6.8621 | 0
03.08. | 14 | 112.814 |  | 105.9519 | 0 | 0 | 6.8621 | 0
03.08. | 15 | 112.814 |  | 105.9519 | 0 | 0 | 6.8621 | 0
03.08. | 16 | 112.814 |  | 105.9519 | 0 | 0 | 6.8621 | 0
03.08. | 17 | 112.814 |  | 105.9519 | 0 | 0 | 6.8621 | 0
03.08. | 18 | 112.814 |  | 105.9519 | 0 | 0 | 6.8621 | 0
03.08. | 19 | 112.814 |  | 105.9519 | 0 | 0 | 6.8621 | 0
03.08. | 20 | 112.814 |  | 105.9519 | 0 | 0 | 6.8621 | 0
03.08. | 21 | 112.814 |  | 105.9519 | 0 | 0 | 6.8621 | 0
03.08. | 22 | 112.814 |  | 105.9519 | 0 | 0 | 6.8621 | 0
03.08. | 23 | 112.814 |  | 105.9519 | 0 | 0 | 6.8621 | 0
03.08. | 24 | 112.814 |  | 105.9519 | 0 | 0 | 6.8621 | 0
04.08. | 1 | 112.814 |  | 105.9519 | 0 | 0 | 6.8621 | 0
04.08. | 2 | 112.814 |  | 105.9519 | 0 | 0 | 6.8621 | 0
04.08. | 3 | 112.814 |  | 105.9519 | 0 | 0 | 6.8621 | 0
04.08. | 4 | 112.814 |  | 105.9519 | 0 | 0 | 6.8621 | 0
04.08. | 5 | 112.814 |  | 105.9519 | 0 | 0 | 6.8621 | 0
04.08. | 6 | 112.814 |  | 105.9519 | 0 | 0 | 6.8621 | 0
04.08. | 7 | 112.814 |  | 105.9519 | 0 | 0 | 6.8621 | 0
04.08. | 8 | 112.814 |  | 105.9519 | 0 | 0 | 6.8621 | 0
04.08. | 9 | 112.814 |  | 105.9519 | 0 | 0 | 6.8621 | 0
04.08. | 10 | 112.814 |  | 105.9519 | 0 | 0 | 6.8621 | 0
04.08. | 11 | 112.814 |  | 105.9519 | 0 | 0 | 6.8621 | 0
04.08. | 12 | 112.814 |  | 105.9519 | 0 | 0 | 6.8621 | 0
04.08. | 13 | 112.814 |  | 105.9519 | 0 | 0 | 6.8621 | 0
04.08. | 14 | 112.814 |  | 105.9519 | 0 | 0 | 6.8621 | 0
04.08. | 15 | 112.814 |  | 105.9519 | 0 | 0 | 6.8621 | 0
04.08. | 16 | 112.814 |  | 105.9519 | 0 | 0 | 6.8621 | 0
04.08. | 17 | 112.814 |  | 105.9519 | 0 | 0 | 6.8621 | 0
04.08. | 18 | 112.814 |  | 105.9519 | 0 | 0 | 6.8621 | 0
04.08. | 19 | 112.814 |  | 105.9519 | 0 | 0 | 6.8621 | 0
04.08. | 20 | 112.814 |  | 105.9519 | 0 | 0 | 6.8621 | 0
04.08. | 21 | 112.814 |  | 105.9519 | 0 | 0 | 6.8621 | 0
04.08. | 22 | 112.814 |  | 105.9519 | 0 | 0 | 6.8621 | 0
04.08. | 23 | 112.814 |  | 105.9519 | 0 | 0 | 6.8621 | 0
04.08. | 24 | 112.814 |  | 105.9519 | 0 | 0 | 6.8621 | 0
05.08. | 1 | 112.814 |  | 105.9519 | 0 | 0 | 6.8621 | 0
05.08. | 2 | 112.814 |  | 105.9519 | 0 | 0 | 6.8621 | 0
05.08. | 3 | 112.814 |  | 105.9519 | 0 | 0 | 6.8621 | 0
05.08. | 4 | 112.814 |  | 105.9519 | 0 | 0 | 6.8621 | 0
05.08. | 5 | 112.814 |  | 105.9519 | 0 | 0 | 6.8621 | 0
05.08. | 6 | 112.814 |  | 105.9519 | 0 | 0 | 6.8621 | 0
05.08. | 7 | 112.814 |  | 105.9519 | 0 | 0 | 6.8621 | 0
05.08. | 8 | 112.814 |  | 105.9519 | 0 | 0 | 6.8621 | 0
05.08. | 9 | 112.814 |  | 105.9519 | 0 | 0 | 6.8621 | 0
05.08. | 10 | 112.814 |  | 105.9519 | 0 | 0 | 6.8621 | 0
05.08. | 11 | 112.814 |  | 105.9519 | 0 | 0 | 6.8621 | 0
05.08. | 12 | 112.814 |  | 105.9519 | 0 | 0 | 6.8621 | 0
05.08. | 13 | 112.814 |  | 105.9519 | 0 | 0 | 6.8621 | 0
05.08. | 14 | 112.814 |  | 105.9519 | 0 | 0 | 6.8621 | 0
05.08. | 15 | 112.814 |  | 105.9519 | 0 | 0 | 6.8621 | 0
05.08. | 16 | 112.814 |  | 105.9519 | 0 | 0 | 6.8621 | 0
05.08. | 17 | 112.814 |  | 105.9519 | 0 | 0 | 6.8621 | 0
05.08. | 18 | 112.814 |  | 105.9519 | 0 | 0 | 6.8621 | 0
05.08. | 19 | 112.814 |  | 105.9519 | 0 | 0 | 6.8621 | 0
05.08. | 20 | 112.814 |  | 105.9519 | 0 | 0 | 6.8621 | 0
05.08. | 21 | 112.814 |  | 105.9519 | 0 | 0 | 6.8621 | 0
05.08. | 22 | 112.814 |  | 105.9519 | 0 | 0 | 6.8621 | 0
05.08. | 23 | 112.814 |  | 105.9519 | 0 | 0 | 6.8621 | 0
05.08. | 24 | 112.814 |  | 105.9519 | 0 | 0 | 6.8621 | 0
06.08. | 1 | 112.814 |  | 105.9519 | 0 | 0 | 6.8621 | 0
06.08. | 2 | 112.814 |  | 105.9519 | 0 | 0 | 6.8621 | 0
06.08. | 3 | 112.814 |  | 105.9519 | 0 | 0 | 6.8621 | 0
06.08. | 4 | 112.814 |  | 105.9519 | 0 | 0 | 6.8621 | 0
06.08. | 5 | 112.814 |  | 105.9519 | 0 | 0 | 6.8621 | 0
06.08. | 6 | 112.814 |  | 105.9519 | 0 | 0 | 6.8621 | 0
06.08. | 7 | 112.814 |  | 105.9519 | 0 | 0 | 6.8621 | 0
06.08. | 8 | 112.814 |  | 105.9519 | 0 | 0 | 6.8621 | 0
06.08. | 9 | 112.814 |  | 105.9519 | 0 | 0 | 6.8621 | 0
06.08. | 10 | 112.814 |  | 105.9519 | 0 | 0 | 6.8621 | 0
06.08. | 11 | 112.814 |  | 105.9519 | 0 | 0 | 6.8621 | 0
06.08. | 12 | 112.814 |  | 105.9519 | 0 | 0 | 6.8621 | 0
06.08. | 13 | 112.814 |  | 105.9519 | 0 | 0 | 6.8621 | 0
06.08. | 14 | 112.814 |  | 105.9519 | 0 | 0 | 6.8621 | 0
06.08. | 15 | 112.814 |  | 105.9519 | 0 | 0 | 6.8621 | 0
06.08. | 16 | 112.814 |  | 105.9519 | 0 | 0 | 6.8621 | 0
06.08. | 17 | 112.814 |  | 105.9519 | 0 | 0 | 6.8621 | 0
06.08. | 18 | 112.814 |  | 105.9519 | 0 | 0 | 6.8621 | 0
06.08. | 19 | 112.814 |  | 105.9519 | 0 | 0 | 6.8621 | 0
06.08. | 20 | 112.814 |  | 105.9519 | 0 | 0 | 6.8621 | 0
06.08. | 21 | 112.814 |  | 105.9519 | 0 | 0 | 6.8621 | 0
06.08. | 22 | 112.814 |  | 105.9519 | 0 | 0 | 6.8621 | 0
06.08. | 23 | 112.814 |  | 105.9519 | 0 | 0 | 6.8621 | 0
06.08. | 24 | 112.814 |  | 105.9519 | 0 | 0 | 6.8621 | 0
07.08. | 1 | 112.814 |  | 105.9519 | 0 | 0 | 6.8621 | 0
07.08. | 2 | 112.814 |  | 105.9519 | 0 | 0 | 6.8621 | 0
07.08. | 3 | 112.814 |  | 105.9519 | 0 | 0 | 6.8621 | 0
07.08. | 4 | 112.814 |  | 105.9519 | 0 | 0 | 6.8621 | 0
07.08. | 5 | 112.814 |  | 105.9519 | 0 | 0 | 6.8621 | 0
07.08. | 6 | 112.814 |  | 105.9519 | 0 | 0 | 6.8621 | 0
07.08. | 7 | 112.814 |  | 105.9519 | 0 | 0 | 6.8621 | 0
07.08. | 8 | 112.814 |  | 105.9519 | 0 | 0 | 6.8621 | 0
07.08. | 9 | 112.814 |  | 105.9519 | 0 | 0 | 6.8621 | 0
07.08. | 10 | 112.814 |  | 105.9519 | 0 | 0 | 6.8621 | 0
07.08. | 11 | 112.814 |  | 105.9519 | 0 | 0 | 6.8621 | 0
07.08. | 12 | 112.814 |  | 105.9519 | 0 | 0 | 6.8621 | 0
07.08. | 13 | 112.814 |  | 105.9519 | 0 | 0 | 6.8621 | 0
07.08. | 14 | 112.814 |  | 105.9519 | 0 | 0 | 6.8621 | 0
07.08. | 15 | 112.814 |  | 105.9519 | 0 | 0 | 6.8621 | 0
07.08. | 16 | 112.814 |  | 105.9519 | 0 | 0 | 6.8621 | 0
07.08. | 17 | 112.814 |  | 105.9519 | 0 | 0 | 6.8621 | 0
07.08. | 18 | 112.814 |  | 105.9519 | 0 | 0 | 6.8621 | 0
07.08. | 19 | 112.814 |  | 105.9519 | 0 | 0 | 6.8621 | 0
07.08. | 20 | 112.814 |  | 105.9519 | 0 | 0 | 6.8621 | 0
07.08. | 21 | 112.814 |  | 105.9519 | 0 | 0 | 6.8621 | 0
07.08. | 22 | 112.814 |  | 105.9519 | 0 | 0 | 6.8621 | 0
07.08. | 23 | 112.814 |  | 105.9519 | 0 | 0 | 6.8621 | 0
07.08. | 24 | 112.814 |  | 105.9519 | 0 | 0 | 6.8621 | 0
08.08. | 1 | 112.814 |  | 105.9519 | 0 | 0 | 6.8621 | 0
08.08. | 2 | 112.814 |  | 105.9519 | 0 | 0 | 6.8621 | 0
08.08. | 3 | 112.814 |  | 105.9519 | 0 | 0 | 6.8621 | 0
08.08. | 4 | 112.814 |  | 105.9519 | 0 | 0 | 6.8621 | 0
08.08. | 5 | 112.814 |  | 105.9519 | 0 | 0 | 6.8621 | 0
08.08. | 6 | 112.814 |  | 105.9519 | 0 | 0 | 6.8621 | 0
08.08. | 7 | 112.814 |  | 105.9519 | 0 | 0 | 6.8621 | 0
08.08. | 8 | 112.814 |  | 105.9519 | 0 | 0 | 6.8621 | 0
08.08. | 9 | 112.814 |  | 105.9519 | 0 | 0 | 6.8621 | 0
08.08. | 10 | 112.814 |  | 105.9519 | 0 | 0 | 6.8621 | 0
08.08. | 11 | 112.814 |  | 105.9519 | 0 | 0 | 6.8621 | 0
08.08. | 12 | 112.814 |  | 105.9519 | 0 | 0 | 6.8621 | 0
08.08. | 13 | 112.814 |  | 105.9519 | 0 | 0 | 6.8621 | 0
08.08. | 14 | 112.814 |  | 105.9519 | 0 | 0 | 6.8621 | 0
08.08. | 15 | 112.814 |  | 105.9519 | 0 | 0 | 6.8621 | 0
08.08. | 16 | 112.814 |  | 105.9519 | 0 | 0 | 6.8621 | 0
08.08. | 17 | 112.814 |  | 105.9519 | 0 | 0 | 6.8621 | 0
08.08. | 18 | 112.814 |  | 105.9519 | 0 | 0 | 6.8621 | 0
08.08. | 19 | 112.814 |  | 105.9519 | 0 | 0 | 6.8621 | 0
08.08. | 20 | 112.814 |  | 105.9519 | 0 | 0 | 6.8621 | 0
08.08. | 21 | 112.814 |  | 105.9519 | 0 | 0 | 6.8621 | 0
08.08. | 22 | 112.814 |  | 105.9519 | 0 | 0 | 6.8621 | 0
08.08. | 23 | 112.814 |  | 105.9519 | 0 | 0 | 6.8621 | 0
08.08. | 24 | 112.814 |  | 105.9519 | 0 | 0 | 6.8621 | 0
09.08. | 1 | 112.814 |  | 105.9519 | 0 | 0 | 6.8621 | 0
09.08. | 2 | 112.814 |  | 105.9519 | 0 | 0 | 6.8621 | 0
09.08. | 3 | 112.814 |  | 105.9519 | 0 | 0 | 6.8621 | 0
09.08. | 4 | 112.814 |  | 105.9519 | 0 | 0 | 6.8621 | 0
09.08. | 5 | 112.814 |  | 105.9519 | 0 | 0 | 6.8621 | 0
09.08. | 6 | 112.814 |  | 105.9519 | 0 | 0 | 6.8621 | 0
09.08. | 7 | 112.814 |  | 105.9519 | 0 | 0 | 6.8621 | 0
09.08. | 8 | 112.814 |  | 105.9519 | 0 | 0 | 6.8621 | 0
09.08. | 9 | 112.814 |  | 105.9519 | 0 | 0 | 6.8621 | 0
09.08. | 10 | 112.814 |  | 105.9519 | 0 | 0 | 6.8621 | 0
09.08. | 11 | 112.814 |  | 105.9519 | 0 | 0 | 6.8621 | 0
09.08. | 12 | 112.814 |  | 105.9519 | 0 | 0 | 6.8621 | 0
09.08. | 13 | 112.814 |  | 105.9519 | 0 | 0 | 6.8621 | 0
09.08. | 14 | 112.814 |  | 105.9519 | 0 | 0 | 6.8621 | 0
09.08. | 15 | 112.814 |  | 105.9519 | 0 | 0 | 6.8621 | 0
09.08. | 16 | 112.814 |  | 105.9519 | 0 | 0 | 6.8621 | 0
09.08. | 17 | 112.814 |  | 105.9519 | 0 | 0 | 6.8621 | 0
09.08. | 18 | 112.814 |  | 105.9519 | 0 | 0 | 6.8621 | 0
09.08. | 19 | 112.814 |  | 105.9519 | 0 | 0 | 6.8621 | 0
09.08. | 20 | 112.814 |  | 105.9519 | 0 | 0 | 6.8621 | 0
09.08. | 21 | 112.814 |  | 105.9519 | 0 | 0 | 6.8621 | 0
09.08. | 22 | 112.814 |  | 105.9519 | 0 | 0 | 6.8621 | 0
09.08. | 23 | 112.814 |  | 105.9519 | 0 | 0 | 6.8621 | 0
09.08. | 24 | 112.814 |  | 105.9519 | 0 | 0 | 6.8621 | 0
10.08. | 1 | 112.814 |  | 105.9519 | 0 | 0 | 6.8621 | 0
10.08. | 2 | 112.814 |  | 105.9519 | 0 | 0 | 6.8621 | 0
10.08. | 3 | 112.814 |  | 105.9519 | 0 | 0 | 6.8621 | 0
10.08. | 4 | 112.814 |  | 105.9519 | 0 | 0 | 6.8621 | 0
10.08. | 5 | 112.814 |  | 105.9519 | 0 | 0 | 6.8621 | 0
10.08. | 6 | 112.814 |  | 105.9519 | 0 | 0 | 6.8621 | 0
10.08. | 7 | 112.814 |  | 105.9519 | 0 | 0 | 6.8621 | 0
10.08. | 8 | 112.814 |  | 105.9519 | 0 | 0 | 6.8621 | 0
10.08. | 9 | 112.814 |  | 105.9519 | 0 | 0 | 6.8621 | 0
10.08. | 10 | 112.814 |  | 105.9519 | 0 | 0 | 6.8621 | 0
10.08. | 11 | 112.814 |  | 105.9519 | 0 | 0 | 6.8621 | 0
10.08. | 12 | 112.814 |  | 105.9519 | 0 | 0 | 6.8621 | 0
10.08. | 13 | 112.814 |  | 105.9519 | 0 | 0 | 6.8621 | 0
10.08. | 14 | 112.814 |  | 105.9519 | 0 | 0 | 6.8621 | 0
10.08. | 15 | 112.814 |  | 105.9519 | 0 | 0 | 6.8621 | 0
10.08. | 16 | 112.814 |  | 105.9519 | 0 | 0 | 6.8621 | 0
10.08. | 17 | 112.814 |  | 105.9519 | 0 | 0 | 6.8621 | 0
10.08. | 18 | 112.814 |  | 105.9519 | 0 | 0 | 6.8621 | 0
10.08. | 19 | 112.814 |  | 105.9519 | 0 | 0 | 6.8621 | 0
10.08. | 20 | 112.814 |  | 105.9519 | 0 | 0 | 6.8621 | 0
10.08. | 21 | 112.814 |  | 105.9519 | 0 | 0 | 6.8621 | 0
10.08. | 22 | 112.814 |  | 105.9519 | 0 | 0 | 6.8621 | 0
10.08. | 23 | 112.814 |  | 105.9519 | 0 | 0 | 6.8621 | 0
10.08. | 24 | 112.814 |  | 105.9519 | 0 | 0 | 6.8621 | 0
11.08. | 1 | 112.814 |  | 105.9519 | 0 | 0 | 6.8621 | 0
11.08. | 2 | 112.814 |  | 105.9519 | 0 | 0 | 6.8621 | 0
11.08. | 3 | 112.814 |  | 105.9519 | 0 | 0 | 6.8621 | 0
11.08. | 4 | 112.814 |  | 105.9519 | 0 | 0 | 6.8621 | 0
11.08. | 5 | 112.814 |  | 105.9519 | 0 | 0 | 6.8621 | 0
11.08. | 6 | 112.814 |  | 105.9519 | 0 | 0 | 6.8621 | 0
11.08. | 7 | 112.814 |  | 105.9519 | 0 | 0 | 6.8621 | 0
11.08. | 8 | 112.814 |  | 105.9519 | 0 | 0 | 6.8621 | 0
11.08. | 9 | 112.814 |  | 105.9519 | 0 | 0 | 6.8621 | 0
11.08. | 10 | 112.814 |  | 105.9519 | 0 | 0 | 6.8621 | 0
11.08. | 11 | 112.814 |  | 105.9519 | 0 | 0 | 6.8621 | 0
11.08. | 12 | 112.814 |  | 105.9519 | 0 | 0 | 6.8621 | 0
11.08. | 13 | 112.814 |  | 105.9519 | 0 | 0 | 6.8621 | 0
11.08. | 14 | 112.814 |  | 105.9519 | 0 | 0 | 6.8621 | 0
11.08. | 15 | 112.814 |  | 105.9519 | 0 | 0 | 6.8621 | 0
11.08. | 16 | 112.814 |  | 105.9519 | 0 | 0 | 6.8621 | 0
11.08. | 17 | 112.814 |  | 105.9519 | 0 | 0 | 6.8621 | 0
11.08. | 18 | 112.814 |  | 105.9519 | 0 | 0 | 6.8621 | 0
11.08. | 19 | 112.814 |  | 105.9519 | 0 | 0 | 6.8621 | 0
11.08. | 20 | 112.814 |  | 105.9519 | 0 | 0 | 6.8621 | 0
11.08. | 21 | 112.814 |  | 105.9519 | 0 | 0 | 6.8621 | 0
11.08. | 22 | 112.814 |  | 105.9519 | 0 | 0 | 6.8621 | 0
11.08. | 23 | 112.814 |  | 105.9519 | 0 | 0 | 6.8621 | 0
11.08. | 24 | 112.814 |  | 105.9519 | 0 | 0 | 6.8621 | 0
12.08. | 1 | 112.814 |  | 105.9519 | 0 | 0 | 6.8621 | 0
12.08. | 2 | 112.814 |  | 105.9519 | 0 | 0 | 6.8621 | 0
12.08. | 3 | 112.814 |  | 105.9519 | 0 | 0 | 6.8621 | 0
12.08. | 4 | 112.814 |  | 105.9519 | 0 | 0 | 6.8621 | 0
12.08. | 5 | 112.814 |  | 105.9519 | 0 | 0 | 6.8621 | 0
12.08. | 6 | 112.814 |  | 105.9519 | 0 | 0 | 6.8621 | 0
12.08. | 7 | 112.814 |  | 105.9519 | 0 | 0 | 6.8621 | 0
12.08. | 8 | 112.814 |  | 105.9519 | 0 | 0 | 6.8621 | 0
12.08. | 9 | 112.814 |  | 105.9519 | 0 | 0 | 6.8621 | 0
12.08. | 10 | 112.814 |  | 105.9519 | 0 | 0 | 6.8621 | 0
12.08. | 11 | 112.814 |  | 105.9519 | 0 | 0 | 6.8621 | 0
12.08. | 12 | 112.814 |  | 105.9519 | 0 | 0 | 6.8621 | 0
12.08. | 13 | 112.814 |  | 105.9519 | 0 | 0 | 6.8621 | 0
12.08. | 14 | 112.814 |  | 105.9519 | 0 | 0 | 6.8621 | 0
12.08. | 15 | 112.814 |  | 105.9519 | 0 | 0 | 6.8621 | 0
12.08. | 16 | 112.814 |  | 105.9519 | 0 | 0 | 6.8621 | 0
12.08. | 17 | 112.814 |  | 105.9519 | 0 | 0 | 6.8621 | 0
12.08. | 18 | 112.814 |  | 105.9519 | 0 | 0 | 6.8621 | 0
12.08. | 19 | 112.814 |  | 105.9519 | 0 | 0 | 6.8621 | 0
12.08. | 20 | 112.814 |  | 105.9519 | 0 | 0 | 6.8621 | 0
12.08. | 21 | 112.814 |  | 105.9519 | 0 | 0 | 6.8621 | 0
12.08. | 22 | 112.814 |  | 105.9519 | 0 | 0 | 6.8621 | 0
12.08. | 23 | 112.814 |  | 105.9519 | 0 | 0 | 6.8621 | 0
12.08. | 24 | 112.814 |  | 105.9519 | 0 | 0 | 6.8621 | 0
13.08. | 1 | 112.814 |  | 105.9519 | 0 | 0 | 6.8621 | 0
13.08. | 2 | 112.814 |  | 105.9519 | 0 | 0 | 6.8621 | 0
13.08. | 3 | 112.814 |  | 105.9519 | 0 | 0 | 6.8621 | 0
13.08. | 4 | 112.814 |  | 105.9519 | 0 | 0 | 6.8621 | 0
13.08. | 5 | 112.814 |  | 105.9519 | 0 | 0 | 6.8621 | 0
13.08. | 6 | 112.814 |  | 105.9519 | 0 | 0 | 6.8621 | 0
13.08. | 7 | 112.814 |  | 105.9519 | 0 | 0 | 6.8621 | 0
13.08. | 8 | 112.814 |  | 105.9519 | 0 | 0 | 6.8621 | 0
13.08. | 9 | 112.814 |  | 105.9519 | 0 | 0 | 6.8621 | 0
13.08. | 10 | 112.814 |  | 105.9519 | 0 | 0 | 6.8621 | 0
13.08. | 11 | 112.814 |  | 105.9519 | 0 | 0 | 6.8621 | 0
13.08. | 12 | 112.814 |  | 105.9519 | 0 | 0 | 6.8621 | 0
13.08. | 13 | 112.814 |  | 105.9519 | 0 | 0 | 6.8621 | 0
13.08. | 14 | 112.814 |  | 105.9519 | 0 | 0 | 6.8621 | 0
13.08. | 15 | 112.814 |  | 105.9519 | 0 | 0 | 6.8621 | 0
13.08. | 16 | 112.814 |  | 105.9519 | 0 | 0 | 6.8621 | 0
13.08. | 17 | 112.814 |  | 105.9519 | 0 | 0 | 6.8621 | 0
13.08. | 18 | 112.814 |  | 105.9519 | 0 | 0 | 6.8621 | 0
13.08. | 19 | 112.814 |  | 105.9519 | 0 | 0 | 6.8621 | 0
13.08. | 20 | 112.814 |  | 105.9519 | 0 | 0 | 6.8621 | 0
13.08. | 21 | 112.814 |  | 105.9519 | 0 | 0 | 6.8621 | 0
13.08. | 22 | 112.814 |  | 105.9519 | 0 | 0 | 6.8621 | 0
13.08. | 23 | 112.814 |  | 105.9519 | 0 | 0 | 6.8621 | 0
13.08. | 24 | 112.814 |  | 105.9519 | 0 | 0 | 6.8621 | 0
14.08. | 1 | 112.814 |  | 105.9519 | 0 | 0 | 6.8621 | 0
14.08. | 2 | 112.814 |  | 105.9519 | 0 | 0 | 6.8621 | 0
14.08. | 3 | 112.814 |  | 105.9519 | 0 | 0 | 6.8621 | 0
14.08. | 4 | 112.814 |  | 105.9519 | 0 | 0 | 6.8621 | 0
14.08. | 5 | 112.814 |  | 105.9519 | 0 | 0 | 6.8621 | 0
14.08. | 6 | 112.814 |  | 105.9519 | 0 | 0 | 6.8621 | 0
14.08. | 7 | 112.814 |  | 105.9519 | 0 | 0 | 6.8621 | 0
14.08. | 8 | 112.814 |  | 105.9519 | 0 | 0 | 6.8621 | 0
14.08. | 9 | 112.814 |  | 105.9519 | 0 | 0 | 6.8621 | 0
14.08. | 10 | 112.814 |  | 105.9519 | 0 | 0 | 6.8621 | 0
14.08. | 11 | 112.814 |  | 105.9519 | 0 | 0 | 6.8621 | 0
14.08. | 12 | 112.814 |  | 105.9519 | 0 | 0 | 6.8621 | 0
14.08. | 13 | 112.814 |  | 105.9519 | 0 | 0 | 6.8621 | 0
14.08. | 14 | 112.814 |  | 105.9519 | 0 | 0 | 6.8621 | 0
14.08. | 15 | 112.814 |  | 105.9519 | 0 | 0 | 6.8621 | 0
14.08. | 16 | 112.814 |  | 105.9519 | 0 | 0 | 6.8621 | 0
14.08. | 17 | 112.814 |  | 105.9519 | 0 | 0 | 6.8621 | 0
14.08. | 18 | 112.814 |  | 105.9519 | 0 | 0 | 6.8621 | 0
14.08. | 19 | 112.814 |  | 105.9519 | 0 | 0 | 6.8621 | 0
14.08. | 20 | 112.814 |  | 105.9519 | 0 | 0 | 6.8621 | 0
14.08. | 21 | 112.814 |  | 105.9519 | 0 | 0 | 6.8621 | 0
14.08. | 22 | 112.814 |  | 105.9519 | 0 | 0 | 6.8621 | 0
14.08. | 23 | 112.814 |  | 105.9519 | 0 | 0 | 6.8621 | 0
14.08. | 24 | 112.814 |  | 105.9519 | 0 | 0 | 6.8621 | 0
15.08. | 1 | 112.814 |  | 105.9519 | 0 | 0 | 6.8621 | 0
15.08. | 2 | 112.814 |  | 105.9519 | 0 | 0 | 6.8621 | 0
15.08. | 3 | 112.814 |  | 105.9519 | 0 | 0 | 6.8621 | 0
15.08. | 4 | 112.814 |  | 105.9519 | 0 | 0 | 6.8621 | 0
15.08. | 5 | 112.814 |  | 105.9519 | 0 | 0 | 6.8621 | 0
15.08. | 6 | 112.814 |  | 105.9519 | 0 | 0 | 6.8621 | 0
15.08. | 7 | 112.814 |  | 105.9519 | 0 | 0 | 6.8621 | 0
15.08. | 8 | 112.814 |  | 105.9519 | 0 | 0 | 6.8621 | 0
15.08. | 9 | 112.814 |  | 105.9519 | 0 | 0 | 6.8621 | 0
15.08. | 10 | 112.814 |  | 105.9519 | 0 | 0 | 6.8621 | 0
15.08. | 11 | 112.814 |  | 105.9519 | 0 | 0 | 6.8621 | 0
15.08. | 12 | 112.814 |  | 105.9519 | 0 | 0 | 6.8621 | 0
15.08. | 13 | 112.814 |  | 105.9519 | 0 | 0 | 6.8621 | 0
15.08. | 14 | 112.814 |  | 105.9519 | 0 | 0 | 6.8621 | 0
15.08. | 15 | 112.814 |  | 105.9519 | 0 | 0 | 6.8621 | 0
15.08. | 16 | 112.814 |  | 105.9519 | 0 | 0 | 6.8621 | 0
15.08. | 17 | 112.814 |  | 105.9519 | 0 | 0 | 6.8621 | 0
15.08. | 18 | 112.814 |  | 105.9519 | 0 | 0 | 6.8621 | 0
15.08. | 19 | 112.814 |  | 105.9519 | 0 | 0 | 6.8621 | 0
15.08. | 20 | 112.814 |  | 105.9519 | 0 | 0 | 6.8621 | 0
15.08. | 21 | 112.814 |  | 105.9519 | 0 | 0 | 6.8621 | 0
15.08. | 22 | 112.814 |  | 105.9519 | 0 | 0 | 6.8621 | 0
15.08. | 23 | 112.814 |  | 105.9519 | 0 | 0 | 6.8621 | 0
15.08. | 24 | 112.814 |  | 105.9519 | 0 | 0 | 6.8621 | 0
16.08. | 1 | 112.814 |  | 105.9519 | 0 | 0 | 6.8621 | 0
16.08. | 2 | 112.814 |  | 105.9519 | 0 | 0 | 6.8621 | 0
16.08. | 3 | 112.814 |  | 105.9519 | 0 | 0 | 6.8621 | 0
16.08. | 4 | 112.814 |  | 105.9519 | 0 | 0 | 6.8621 | 0
16.08. | 5 | 112.814 |  | 105.9519 | 0 | 0 | 6.8621 | 0
16.08. | 6 | 112.814 |  | 105.9519 | 0 | 0 | 6.8621 | 0
16.08. | 7 | 112.814 |  | 105.9519 | 0 | 0 | 6.8621 | 0
16.08. | 8 | 112.814 |  | 105.9519 | 0 | 0 | 6.8621 | 0
16.08. | 9 | 112.814 |  | 105.9519 | 0 | 0 | 6.8621 | 0
16.08. | 10 | 112.814 |  | 105.9519 | 0 | 0 | 6.8621 | 0
16.08. | 11 | 112.814 |  | 105.9519 | 0 | 0 | 6.8621 | 0
16.08. | 12 | 112.814 |  | 105.9519 | 0 | 0 | 6.8621 | 0
16.08. | 13 | 112.814 |  | 105.9519 | 0 | 0 | 6.8621 | 0
16.08. | 14 | 112.814 |  | 105.9519 | 0 | 0 | 6.8621 | 0
16.08. | 15 | 112.814 |  | 105.9519 | 0 | 0 | 6.8621 | 0
16.08. | 16 | 112.814 |  | 105.9519 | 0 | 0 | 6.8621 | 0
16.08. | 17 | 112.814 |  | 105.9519 | 0 | 0 | 6.8621 | 0
16.08. | 18 | 112.814 |  | 105.9519 | 0 | 0 | 6.8621 | 0
16.08. | 19 | 112.814 |  | 105.9519 | 0 | 0 | 6.8621 | 0
16.08. | 20 | 112.814 |  | 105.9519 | 0 | 0 | 6.8621 | 0
16.08. | 21 | 112.814 |  | 105.9519 | 0 | 0 | 6.8621 | 0
16.08. | 22 | 112.814 |  | 105.9519 | 0 | 0 | 6.8621 | 0
16.08. | 23 | 112.814 |  | 105.9519 | 0 | 0 | 6.8621 | 0
16.08. | 24 | 112.814 |  | 105.9519 | 0 | 0 | 6.8621 | 0
17.08. | 1 | 112.814 |  | 105.9519 | 0 | 0 | 6.8621 | 0
17.08. | 2 | 112.814 |  | 105.9519 | 0 | 0 | 6.8621 | 0
17.08. | 3 | 112.814 |  | 105.9519 | 0 | 0 | 6.8621 | 0
17.08. | 4 | 112.814 |  | 105.9519 | 0 | 0 | 6.8621 | 0
17.08. | 5 | 112.814 |  | 105.9519 | 0 | 0 | 6.8621 | 0
17.08. | 6 | 112.814 |  | 105.9519 | 0 | 0 | 6.8621 | 0
17.08. | 7 | 112.814 |  | 105.9519 | 0 | 0 | 6.8621 | 0
17.08. | 8 | 112.814 |  | 105.9519 | 0 | 0 | 6.8621 | 0
17.08. | 9 | 112.814 |  | 105.9519 | 0 | 0 | 6.8621 | 0
17.08. | 10 | 112.814 |  | 105.9519 | 0 | 0 | 6.8621 | 0
17.08. | 11 | 112.814 |  | 105.9519 | 0 | 0 | 6.8621 | 0
17.08. | 12 | 112.814 |  | 105.9519 | 0 | 0 | 6.8621 | 0
17.08. | 13 | 112.814 |  | 105.9519 | 0 | 0 | 6.8621 | 0
17.08. | 14 | 112.814 |  | 105.9519 | 0 | 0 | 6.8621 | 0
17.08. | 15 | 112.814 |  | 105.9519 | 0 | 0 | 6.8621 | 0
17.08. | 16 | 112.814 |  | 105.9519 | 0 | 0 | 6.8621 | 0
17.08. | 17 | 112.814 |  | 105.9519 | 0 | 0 | 6.8621 | 0
17.08. | 18 | 112.814 |  | 105.9519 | 0 | 0 | 6.8621 | 0
17.08. | 19 | 112.814 |  | 105.9519 | 0 | 0 | 6.8621 | 0
17.08. | 20 | 112.814 |  | 105.9519 | 0 | 0 | 6.8621 | 0
17.08. | 21 | 112.814 |  | 105.9519 | 0 | 0 | 6.8621 | 0
17.08. | 22 | 112.814 |  | 105.9519 | 0 | 0 | 6.8621 | 0
17.08. | 23 | 112.814 |  | 105.9519 | 0 | 0 | 6.8621 | 0
17.08. | 24 | 112.814 |  | 105.9519 | 0 | 0 | 6.8621 | 0
18.08. | 1 | 112.814 |  | 105.9519 | 0 | 0 | 6.8621 | 0
18.08. | 2 | 112.814 |  | 105.9519 | 0 | 0 | 6.8621 | 0
18.08. | 3 | 112.814 |  | 105.9519 | 0 | 0 | 6.8621 | 0
18.08. | 4 | 112.814 |  | 105.9519 | 0 | 0 | 6.8621 | 0
18.08. | 5 | 112.814 |  | 105.9519 | 0 | 0 | 6.8621 | 0
18.08. | 6 | 112.814 |  | 105.9519 | 0 | 0 | 6.8621 | 0
18.08. | 7 | 112.814 |  | 105.9519 | 0 | 0 | 6.8621 | 0
18.08. | 8 | 112.814 |  | 105.9519 | 0 | 0 | 6.8621 | 0
18.08. | 9 | 112.814 |  | 105.9519 | 0 | 0 | 6.8621 | 0
18.08. | 10 | 112.814 |  | 105.9519 | 0 | 0 | 6.8621 | 0
18.08. | 11 | 112.814 |  | 105.9519 | 0 | 0 | 6.8621 | 0
18.08. | 12 | 112.814 |  | 105.9519 | 0 | 0 | 6.8621 | 0
18.08. | 13 | 112.814 |  | 105.9519 | 0 | 0 | 6.8621 | 0
18.08. | 14 | 112.814 |  | 105.9519 | 0 | 0 | 6.8621 | 0
18.08. | 15 | 112.814 |  | 105.9519 | 0 | 0 | 6.8621 | 0
18.08. | 16 | 112.814 |  | 105.9519 | 0 | 0 | 6.8621 | 0
18.08. | 17 | 112.814 |  | 105.9519 | 0 | 0 | 6.8621 | 0
18.08. | 18 | 112.814 |  | 105.9519 | 0 | 0 | 6.8621 | 0
18.08. | 19 | 112.814 |  | 105.9519 | 0 | 0 | 6.8621 | 0
18.08. | 20 | 112.814 |  | 105.9519 | 0 | 0 | 6.8621 | 0
18.08. | 21 | 112.814 |  | 105.9519 | 0 | 0 | 6.8621 | 0
18.08. | 22 | 112.814 |  | 105.9519 | 0 | 0 | 6.8621 | 0
18.08. | 23 | 112.814 |  | 105.9519 | 0 | 0 | 6.8621 | 0
18.08. | 24 | 112.814 |  | 105.9519 | 0 | 0 | 6.8621 | 0
19.08. | 1 | 112.814 |  | 105.9519 | 0 | 0 | 6.8621 | 0
19.08. | 2 | 112.814 |  | 105.9519 | 0 | 0 | 6.8621 | 0
19.08. | 3 | 112.814 |  | 105.9519 | 0 | 0 | 6.8621 | 0
19.08. | 4 | 112.814 |  | 105.9519 | 0 | 0 | 6.8621 | 0
19.08. | 5 | 112.814 |  | 105.9519 | 0 | 0 | 6.8621 | 0
19.08. | 6 | 112.814 |  | 105.9519 | 0 | 0 | 6.8621 | 0
19.08. | 7 | 112.814 |  | 105.9519 | 0 | 0 | 6.8621 | 0
19.08. | 8 | 112.814 |  | 105.9519 | 0 | 0 | 6.8621 | 0
19.08. | 9 | 112.814 |  | 105.9519 | 0 | 0 | 6.8621 | 0
19.08. | 10 | 112.814 |  | 105.9519 | 0 | 0 | 6.8621 | 0
19.08. | 11 | 112.814 |  | 105.9519 | 0 | 0 | 6.8621 | 0
19.08. | 12 | 112.814 |  | 105.9519 | 0 | 0 | 6.8621 | 0
19.08. | 13 | 112.814 |  | 105.9519 | 0 | 0 | 6.8621 | 0
19.08. | 14 | 112.814 |  | 105.9519 | 0 | 0 | 6.8621 | 0
19.08. | 15 | 112.814 |  | 105.9519 | 0 | 0 | 6.8621 | 0
19.08. | 16 | 112.814 |  | 105.9519 | 0 | 0 | 6.8621 | 0
19.08. | 17 | 112.814 |  | 105.9519 | 0 | 0 | 6.8621 | 0
19.08. | 18 | 112.814 |  | 105.9519 | 0 | 0 | 6.8621 | 0
19.08. | 19 | 112.814 |  | 105.9519 | 0 | 0 | 6.8621 | 0
19.08. | 20 | 112.814 |  | 105.9519 | 0 | 0 | 6.8621 | 0
19.08. | 21 | 112.814 |  | 105.9519 | 0 | 0 | 6.8621 | 0
19.08. | 22 | 112.814 |  | 105.9519 | 0 | 0 | 6.8621 | 0
19.08. | 23 | 112.814 |  | 105.9519 | 0 | 0 | 6.8621 | 0
19.08. | 24 | 112.814 |  | 105.9519 | 0 | 0 | 6.8621 | 0
20.08. | 1 | 112.814 |  | 105.9519 | 0 | 0 | 6.8621 | 0
20.08. | 2 | 112.814 |  | 105.9519 | 0 | 0 | 6.8621 | 0
20.08. | 3 | 112.814 |  | 105.9519 | 0 | 0 | 6.8621 | 0
20.08. | 4 | 112.814 |  | 105.9519 | 0 | 0 | 6.8621 | 0
20.08. | 5 | 112.814 |  | 105.9519 | 0 | 0 | 6.8621 | 0
20.08. | 6 | 112.814 |  | 105.9519 | 0 | 0 | 6.8621 | 0
20.08. | 7 | 112.814 |  | 105.9519 | 0 | 0 | 6.8621 | 0
20.08. | 8 | 112.814 |  | 105.9519 | 0 | 0 | 6.8621 | 0
20.08. | 9 | 112.814 |  | 105.9519 | 0 | 0 | 6.8621 | 0
20.08. | 10 | 112.814 |  | 105.9519 | 0 | 0 | 6.8621 | 0
20.08. | 11 | 112.814 |  | 105.9519 | 0 | 0 | 6.8621 | 0
20.08. | 12 | 112.814 |  | 105.9519 | 0 | 0 | 6.8621 | 0
20.08. | 13 | 112.814 |  | 105.9519 | 0 | 0 | 6.8621 | 0
20.08. | 14 | 112.814 |  | 105.9519 | 0 | 0 | 6.8621 | 0
20.08. | 15 | 112.814 |  | 105.9519 | 0 | 0 | 6.8621 | 0
20.08. | 16 | 112.814 |  | 105.9519 | 0 | 0 | 6.8621 | 0
20.08. | 17 | 112.814 |  | 105.9519 | 0 | 0 | 6.8621 | 0
20.08. | 18 | 112.814 |  | 105.9519 | 0 | 0 | 6.8621 | 0
20.08. | 19 | 112.814 |  | 105.9519 | 0 | 0 | 6.8621 | 0
20.08. | 20 | 112.814 |  | 105.9519 | 0 | 0 | 6.8621 | 0
20.08. | 21 | 112.814 |  | 105.9519 | 0 | 0 | 6.8621 | 0
20.08. | 22 | 112.814 |  | 105.9519 | 0 | 0 | 6.8621 | 0
20.08. | 23 | 112.814 |  | 105.9519 | 0 | 0 | 6.8621 | 0
20.08. | 24 | 112.814 |  | 105.9519 | 0 | 0 | 6.8621 | 0
21.08. | 1 | 112.814 |  | 105.9519 | 0 | 0 | 6.8621 | 0
21.08. | 2 | 112.814 |  | 105.9519 | 0 | 0 | 6.8621 | 0
21.08. | 3 | 112.814 |  | 105.9519 | 0 | 0 | 6.8621 | 0
21.08. | 4 | 112.814 |  | 105.9519 | 0 | 0 | 6.8621 | 0
21.08. | 5 | 112.814 |  | 105.9519 | 0 | 0 | 6.8621 | 0
21.08. | 6 | 112.814 |  | 105.9519 | 0 | 0 | 6.8621 | 0
21.08. | 7 | 112.814 |  | 105.9519 | 0 | 0 | 6.8621 | 0
21.08. | 8 | 112.814 |  | 105.9519 | 0 | 0 | 6.8621 | 0
21.08. | 9 | 112.814 |  | 105.9519 | 0 | 0 | 6.8621 | 0
21.08. | 10 | 112.814 |  | 105.9519 | 0 | 0 | 6.8621 | 0
21.08. | 11 | 112.814 |  | 105.9519 | 0 | 0 | 6.8621 | 0
21.08. | 12 | 112.814 |  | 105.9519 | 0 | 0 | 6.8621 | 0
21.08. | 13 | 112.814 |  | 105.9519 | 0 | 0 | 6.8621 | 0
21.08. | 14 | 112.814 |  | 105.9519 | 0 | 0 | 6.8621 | 0
21.08. | 15 | 112.814 |  | 105.9519 | 0 | 0 | 6.8621 | 0
21.08. | 16 | 112.814 |  | 105.9519 | 0 | 0 | 6.8621 | 0
21.08. | 17 | 112.814 |  | 105.9519 | 0 | 0 | 6.8621 | 0
21.08. | 18 | 112.814 |  | 105.9519 | 0 | 0 | 6.8621 | 0
21.08. | 19 | 112.814 |  | 105.9519 | 0 | 0 | 6.8621 | 0
21.08. | 20 | 112.814 |  | 105.9519 | 0 | 0 | 6.8621 | 0
21.08. | 21 | 112.814 |  | 105.9519 | 0 | 0 | 6.8621 | 0
21.08. | 22 | 112.814 |  | 105.9519 | 0 | 0 | 6.8621 | 0
21.08. | 23 | 112.814 |  | 105.9519 | 0 | 0 | 6.8621 | 0
21.08. | 24 | 112.814 |  | 105.9519 | 0 | 0 | 6.8621 | 0
22.08. | 1 | 112.814 |  | 105.9519 | 0 | 0 | 6.8621 | 0
22.08. | 2 | 112.814 |  | 105.9519 | 0 | 0 | 6.8621 | 0
22.08. | 3 | 112.814 |  | 105.9519 | 0 | 0 | 6.8621 | 0
22.08. | 4 | 112.814 |  | 105.9519 | 0 | 0 | 6.8621 | 0
22.08. | 5 | 112.814 |  | 105.9519 | 0 | 0 | 6.8621 | 0
22.08. | 6 | 112.814 |  | 105.9519 | 0 | 0 | 6.8621 | 0
22.08. | 7 | 112.814 |  | 105.9519 | 0 | 0 | 6.8621 | 0
22.08. | 8 | 112.814 |  | 105.9519 | 0 | 0 | 6.8621 | 0
22.08. | 9 | 112.814 |  | 105.9519 | 0 | 0 | 6.8621 | 0
22.08. | 10 | 112.814 |  | 105.9519 | 0 | 0 | 6.8621 | 0
22.08. | 11 | 112.814 |  | 105.9519 | 0 | 0 | 6.8621 | 0
22.08. | 12 | 112.814 |  | 105.9519 | 0 | 0 | 6.8621 | 0
22.08. | 13 | 112.814 |  | 105.9519 | 0 | 0 | 6.8621 | 0
22.08. | 14 | 112.814 |  | 105.9519 | 0 | 0 | 6.8621 | 0
22.08. | 15 | 112.814 |  | 105.9519 | 0 | 0 | 6.8621 | 0
22.08. | 16 | 112.814 |  | 105.9519 | 0 | 0 | 6.8621 | 0
22.08. | 17 | 112.814 |  | 105.9519 | 0 | 0 | 6.8621 | 0
22.08. | 18 | 112.814 |  | 105.9519 | 0 | 0 | 6.8621 | 0
22.08. | 19 | 112.814 |  | 105.9519 | 0 | 0 | 6.8621 | 0
22.08. | 20 | 112.814 |  | 105.9519 | 0 | 0 | 6.8621 | 0
22.08. | 21 | 112.814 |  | 105.9519 | 0 | 0 | 6.8621 | 0
22.08. | 22 | 112.814 |  | 105.9519 | 0 | 0 | 6.8621 | 0
22.08. | 23 | 112.814 |  | 105.9519 | 0 | 0 | 6.8621 | 0
22.08. | 24 | 112.814 |  | 105.9519 | 0 | 0 | 6.8621 | 0
23.08. | 1 | 112.814 |  | 105.9519 | 0 | 0 | 6.8621 | 0
23.08. | 2 | 112.814 |  | 105.9519 | 0 | 0 | 6.8621 | 0
23.08. | 3 | 112.814 |  | 105.9519 | 0 | 0 | 6.8621 | 0
23.08. | 4 | 112.814 |  | 105.9519 | 0 | 0 | 6.8621 | 0
23.08. | 5 | 112.814 |  | 105.9519 | 0 | 0 | 6.8621 | 0
23.08. | 6 | 112.814 |  | 105.9519 | 0 | 0 | 6.8621 | 0
23.08. | 7 | 112.814 |  | 105.9519 | 0 | 0 | 6.8621 | 0
23.08. | 8 | 112.814 |  | 105.9519 | 0 | 0 | 6.8621 | 0
23.08. | 9 | 112.814 |  | 105.9519 | 0 | 0 | 6.8621 | 0
23.08. | 10 | 112.814 |  | 105.9519 | 0 | 0 | 6.8621 | 0
23.08. | 11 | 112.814 |  | 105.9519 | 0 | 0 | 6.8621 | 0
23.08. | 12 | 112.814 |  | 105.9519 | 0 | 0 | 6.8621 | 0
23.08. | 13 | 112.814 |  | 105.9519 | 0 | 0 | 6.8621 | 0
23.08. | 14 | 112.814 |  | 105.9519 | 0 | 0 | 6.8621 | 0
23.08. | 15 | 112.814 |  | 105.9519 | 0 | 0 | 6.8621 | 0
23.08. | 16 | 112.814 |  | 105.9519 | 0 | 0 | 6.8621 | 0
23.08. | 17 | 112.814 |  | 105.9519 | 0 | 0 | 6.8621 | 0
23.08. | 18 | 112.814 |  | 105.9519 | 0 | 0 | 6.8621 | 0
23.08. | 19 | 112.814 |  | 105.9519 | 0 | 0 | 6.8621 | 0
23.08. | 20 | 112.814 |  | 105.9519 | 0 | 0 | 6.8621 | 0
23.08. | 21 | 112.814 |  | 105.9519 | 0 | 0 | 6.8621 | 0
23.08. | 22 | 112.814 |  | 105.9519 | 0 | 0 | 6.8621 | 0
23.08. | 23 | 112.814 |  | 105.9519 | 0 | 0 | 6.8621 | 0
23.08. | 24 | 112.814 |  | 105.9519 | 0 | 0 | 6.8621 | 0
24.08. | 1 | 112.814 |  | 105.9519 | 0 | 0 | 6.8621 | 0
24.08. | 2 | 112.814 |  | 105.9519 | 0 | 0 | 6.8621 | 0
24.08. | 3 | 112.814 |  | 105.9519 | 0 | 0 | 6.8621 | 0
24.08. | 4 | 112.814 |  | 105.9519 | 0 | 0 | 6.8621 | 0
24.08. | 5 | 112.814 |  | 105.9519 | 0 | 0 | 6.8621 | 0
24.08. | 6 | 112.814 |  | 105.9519 | 0 | 0 | 6.8621 | 0
24.08. | 7 | 112.814 |  | 105.9519 | 0 | 0 | 6.8621 | 0
24.08. | 8 | 112.814 |  | 105.9519 | 0 | 0 | 6.8621 | 0
24.08. | 9 | 112.814 |  | 105.9519 | 0 | 0 | 6.8621 | 0
24.08. | 10 | 112.814 |  | 105.9519 | 0 | 0 | 6.8621 | 0
24.08. | 11 | 112.814 |  | 105.9519 | 0 | 0 | 6.8621 | 0
24.08. | 12 | 112.814 |  | 105.9519 | 0 | 0 | 6.8621 | 0
24.08. | 13 | 112.814 |  | 105.9519 | 0 | 0 | 6.8621 | 0
24.08. | 14 | 112.814 |  | 105.9519 | 0 | 0 | 6.8621 | 0
24.08. | 15 | 112.814 |  | 105.9519 | 0 | 0 | 6.8621 | 0
24.08. | 16 | 112.814 |  | 105.9519 | 0 | 0 | 6.8621 | 0
24.08. | 17 | 112.814 |  | 105.9519 | 0 | 0 | 6.8621 | 0
24.08. | 18 | 112.814 |  | 105.9519 | 0 | 0 | 6.8621 | 0
24.08. | 19 | 112.814 |  | 105.9519 | 0 | 0 | 6.8621 | 0
24.08. | 20 | 112.814 |  | 105.9519 | 0 | 0 | 6.8621 | 0
24.08. | 21 | 112.814 |  | 105.9519 | 0 | 0 | 6.8621 | 0
24.08. | 22 | 112.814 |  | 105.9519 | 0 | 0 | 6.8621 | 0
24.08. | 23 | 112.814 |  | 105.9519 | 0 | 0 | 6.8621 | 0
24.08. | 24 | 112.814 |  | 105.9519 | 0 | 0 | 6.8621 | 0
25.08. | 1 | 112.814 |  | 105.9519 | 0 | 0 | 6.8621 | 0
25.08. | 2 | 112.814 |  | 105.9519 | 0 | 0 | 6.8621 | 0
25.08. | 3 | 112.814 |  | 105.9519 | 0 | 0 | 6.8621 | 0
25.08. | 4 | 112.814 |  | 105.9519 | 0 | 0 | 6.8621 | 0
25.08. | 5 | 112.814 |  | 105.9519 | 0 | 0 | 6.8621 | 0
25.08. | 6 | 112.814 |  | 105.9519 | 0 | 0 | 6.8621 | 0
25.08. | 7 | 112.814 |  | 105.9519 | 0 | 0 | 6.8621 | 0
25.08. | 8 | 112.814 |  | 105.9519 | 0 | 0 | 6.8621 | 0
25.08. | 9 | 112.814 |  | 105.9519 | 0 | 0 | 6.8621 | 0
25.08. | 10 | 112.814 |  | 105.9519 | 0 | 0 | 6.8621 | 0
25.08. | 11 | 112.814 |  | 105.9519 | 0 | 0 | 6.8621 | 0
25.08. | 12 | 112.814 |  | 105.9519 | 0 | 0 | 6.8621 | 0
25.08. | 13 | 112.814 |  | 105.9519 | 0 | 0 | 6.8621 | 0
25.08. | 14 | 112.814 |  | 105.9519 | 0 | 0 | 6.8621 | 0
25.08. | 15 | 112.814 |  | 105.9519 | 0 | 0 | 6.8621 | 0
25.08. | 16 | 112.814 |  | 105.9519 | 0 | 0 | 6.8621 | 0
25.08. | 17 | 112.814 |  | 105.9519 | 0 | 0 | 6.8621 | 0
25.08. | 18 | 112.814 |  | 105.9519 | 0 | 0 | 6.8621 | 0
25.08. | 19 | 112.814 |  | 105.9519 | 0 | 0 | 6.8621 | 0
25.08. | 20 | 112.814 |  | 105.9519 | 0 | 0 | 6.8621 | 0
25.08. | 21 | 112.814 |  | 105.9519 | 0 | 0 | 6.8621 | 0
25.08. | 22 | 112.814 |  | 105.9519 | 0 | 0 | 6.8621 | 0
25.08. | 23 | 112.814 |  | 105.9519 | 0 | 0 | 6.8621 | 0
25.08. | 24 | 112.814 |  | 105.9519 | 0 | 0 | 6.8621 | 0
26.08. | 1 | 112.814 |  | 105.9519 | 0 | 0 | 6.8621 | 0
26.08. | 2 | 112.814 |  | 105.9519 | 0 | 0 | 6.8621 | 0
26.08. | 3 | 112.814 |  | 105.9519 | 0 | 0 | 6.8621 | 0
26.08. | 4 | 112.814 |  | 105.9519 | 0 | 0 | 6.8621 | 0
26.08. | 5 | 112.814 |  | 105.9519 | 0 | 0 | 6.8621 | 0
26.08. | 6 | 112.814 |  | 105.9519 | 0 | 0 | 6.8621 | 0
26.08. | 7 | 112.814 |  | 105.9519 | 0 | 0 | 6.8621 | 0
26.08. | 8 | 112.814 |  | 105.9519 | 0 | 0 | 6.8621 | 0
26.08. | 9 | 112.814 |  | 105.9519 | 0 | 0 | 6.8621 | 0
26.08. | 10 | 112.814 |  | 105.9519 | 0 | 0 | 6.8621 | 0
26.08. | 11 | 112.814 |  | 105.9519 | 0 | 0 | 6.8621 | 0
26.08. | 12 | 112.814 |  | 105.9519 | 0 | 0 | 6.8621 | 0
26.08. | 13 | 112.814 |  | 105.9519 | 0 | 0 | 6.8621 | 0
26.08. | 14 | 112.814 |  | 105.9519 | 0 | 0 | 6.8621 | 0
26.08. | 15 | 112.814 |  | 105.9519 | 0 | 0 | 6.8621 | 0
26.08. | 16 | 112.814 |  | 105.9519 | 0 | 0 | 6.8621 | 0
26.08. | 17 | 112.814 |  | 105.9519 | 0 | 0 | 6.8621 | 0
26.08. | 18 | 112.814 |  | 105.9519 | 0 | 0 | 6.8621 | 0
26.08. | 19 | 112.814 |  | 105.9519 | 0 | 0 | 6.8621 | 0
26.08. | 20 | 112.814 |  | 105.9519 | 0 | 0 | 6.8621 | 0
26.08. | 21 | 112.814 |  | 105.9519 | 0 | 0 | 6.8621 | 0
26.08. | 22 | 112.814 |  | 105.9519 | 0 | 0 | 6.8621 | 0
26.08. | 23 | 112.814 |  | 105.9519 | 0 | 0 | 6.8621 | 0
26.08. | 24 | 112.814 |  | 105.9519 | 0 | 0 | 6.8621 | 0
27.08. | 1 | 112.814 |  | 105.9519 | 0 | 0 | 6.8621 | 0
27.08. | 2 | 112.814 |  | 105.9519 | 0 | 0 | 6.8621 | 0
27.08. | 3 | 112.814 |  | 105.9519 | 0 | 0 | 6.8621 | 0
27.08. | 4 | 112.814 |  | 105.9519 | 0 | 0 | 6.8621 | 0
27.08. | 5 | 112.814 |  | 105.9519 | 0 | 0 | 6.8621 | 0
27.08. | 6 | 112.814 |  | 105.9519 | 0 | 0 | 6.8621 | 0
27.08. | 7 | 112.814 |  | 105.9519 | 0 | 0 | 6.8621 | 0
27.08. | 8 | 112.814 |  | 105.9519 | 0 | 0 | 6.8621 | 0
27.08. | 9 | 112.814 |  | 105.9519 | 0 | 0 | 6.8621 | 0
27.08. | 10 | 112.814 |  | 105.9519 | 0 | 0 | 6.8621 | 0
27.08. | 11 | 112.814 |  | 105.9519 | 0 | 0 | 6.8621 | 0
27.08. | 12 | 112.814 |  | 105.9519 | 0 | 0 | 6.8621 | 0
27.08. | 13 | 112.814 |  | 105.9519 | 0 | 0 | 6.8621 | 0
27.08. | 14 | 112.814 |  | 105.9519 | 0 | 0 | 6.8621 | 0
27.08. | 15 | 112.814 |  | 105.9519 | 0 | 0 | 6.8621 | 0
27.08. | 16 | 112.814 |  | 105.9519 | 0 | 0 | 6.8621 | 0
27.08. | 17 | 112.814 |  | 105.9519 | 0 | 0 | 6.8621 | 0
27.08. | 18 | 112.814 |  | 105.9519 | 0 | 0 | 6.8621 | 0
27.08. | 19 | 112.814 |  | 105.9519 | 0 | 0 | 6.8621 | 0
27.08. | 20 | 112.814 |  | 105.9519 | 0 | 0 | 6.8621 | 0
27.08. | 21 | 112.814 |  | 105.9519 | 0 | 0 | 6.8621 | 0
27.08. | 22 | 112.814 |  | 105.9519 | 0 | 0 | 6.8621 | 0
27.08. | 23 | 112.814 |  | 105.9519 | 0 | 0 | 6.8621 | 0
27.08. | 24 | 112.814 |  | 105.9519 | 0 | 0 | 6.8621 | 0
28.08. | 1 | 112.814 |  | 105.9519 | 0 | 0 | 6.8621 | 0
28.08. | 2 | 112.814 |  | 105.9519 | 0 | 0 | 6.8621 | 0
28.08. | 3 | 112.814 |  | 105.9519 | 0 | 0 | 6.8621 | 0
28.08. | 4 | 112.814 |  | 105.9519 | 0 | 0 | 6.8621 | 0
28.08. | 5 | 112.814 |  | 105.9519 | 0 | 0 | 6.8621 | 0
28.08. | 6 | 112.814 |  | 105.9519 | 0 | 0 | 6.8621 | 0
28.08. | 7 | 112.814 |  | 105.9519 | 0 | 0 | 6.8621 | 0
28.08. | 8 | 112.814 |  | 105.9519 | 0 | 0 | 6.8621 | 0
28.08. | 9 | 112.814 |  | 105.9519 | 0 | 0 | 6.8621 | 0
28.08. | 10 | 112.814 |  | 105.9519 | 0 | 0 | 6.8621 | 0
28.08. | 11 | 112.814 |  | 105.9519 | 0 | 0 | 6.8621 | 0
28.08. | 12 | 112.814 |  | 105.9519 | 0 | 0 | 6.8621 | 0
28.08. | 13 | 112.814 |  | 105.9519 | 0 | 0 | 6.8621 | 0
28.08. | 14 | 112.814 |  | 105.9519 | 0 | 0 | 6.8621 | 0
28.08. | 15 | 112.814 |  | 105.9519 | 0 | 0 | 6.8621 | 0
28.08. | 16 | 112.814 |  | 105.9519 | 0 | 0 | 6.8621 | 0
28.08. | 17 | 112.814 |  | 105.9519 | 0 | 0 | 6.8621 | 0
28.08. | 18 | 112.814 |  | 105.9519 | 0 | 0 | 6.8621 | 0
28.08. | 19 | 112.814 |  | 105.9519 | 0 | 0 | 6.8621 | 0
28.08. | 20 | 112.814 |  | 105.9519 | 0 | 0 | 6.8621 | 0
28.08. | 21 | 112.814 |  | 105.9519 | 0 | 0 | 6.8621 | 0
28.08. | 22 | 112.814 |  | 105.9519 | 0 | 0 | 6.8621 | 0
28.08. | 23 | 112.814 |  | 105.9519 | 0 | 0 | 6.8621 | 0
28.08. | 24 | 112.814 |  | 105.9519 | 0 | 0 | 6.8621 | 0
29.08. | 1 | 112.814 |  | 105.9519 | 0 | 0 | 6.8621 | 0
29.08. | 2 | 112.814 |  | 105.9519 | 0 | 0 | 6.8621 | 0
29.08. | 3 | 112.814 |  | 105.9519 | 0 | 0 | 6.8621 | 0
29.08. | 4 | 112.814 |  | 105.9519 | 0 | 0 | 6.8621 | 0
29.08. | 5 | 112.814 |  | 105.9519 | 0 | 0 | 6.8621 | 0
29.08. | 6 | 112.814 |  | 105.9519 | 0 | 0 | 6.8621 | 0
29.08. | 7 | 112.814 |  | 105.9519 | 0 | 0 | 6.8621 | 0
29.08. | 8 | 112.814 |  | 105.9519 | 0 | 0 | 6.8621 | 0
29.08. | 9 | 112.814 |  | 105.9519 | 0 | 0 | 6.8621 | 0
29.08. | 10 | 112.814 |  | 105.9519 | 0 | 0 | 6.8621 | 0
29.08. | 11 | 112.814 |  | 105.9519 | 0 | 0 | 6.8621 | 0
29.08. | 12 | 112.814 |  | 105.9519 | 0 | 0 | 6.8621 | 0
29.08. | 13 | 112.814 |  | 105.9519 | 0 | 0 | 6.8621 | 0
29.08. | 14 | 112.814 |  | 105.9519 | 0 | 0 | 6.8621 | 0
29.08. | 15 | 112.814 |  | 105.9519 | 0 | 0 | 6.8621 | 0
29.08. | 16 | 112.814 |  | 105.9519 | 0 | 0 | 6.8621 | 0
29.08. | 17 | 112.814 |  | 105.9519 | 0 | 0 | 6.8621 | 0
29.08. | 18 | 112.814 |  | 105.9519 | 0 | 0 | 6.8621 | 0
29.08. | 19 | 112.814 |  | 105.9519 | 0 | 0 | 6.8621 | 0
29.08. | 20 | 112.814 |  | 105.9519 | 0 | 0 | 6.8621 | 0
29.08. | 21 | 112.814 |  | 105.9519 | 0 | 0 | 6.8621 | 0
29.08. | 22 | 112.814 |  | 105.9519 | 0 | 0 | 6.8621 | 0
29.08. | 23 | 112.814 |  | 105.9519 | 0 | 0 | 6.8621 | 0
29.08. | 24 | 112.814 |  | 105.9519 | 0 | 0 | 6.8621 | 0
30.08. | 1 | 112.814 |  | 105.9519 | 0 | 0 | 6.8621 | 0
30.08. | 2 | 112.814 |  | 105.9519 | 0 | 0 | 6.8621 | 0
30.08. | 3 | 112.814 |  | 105.9519 | 0 | 0 | 6.8621 | 0
30.08. | 4 | 112.814 |  | 105.9519 | 0 | 0 | 6.8621 | 0
30.08. | 5 | 112.814 |  | 105.9519 | 0 | 0 | 6.8621 | 0
30.08. | 6 | 112.814 |  | 105.9519 | 0 | 0 | 6.8621 | 0
30.08. | 7 | 112.814 |  | 105.9519 | 0 | 0 | 6.8621 | 0
30.08. | 8 | 112.814 |  | 105.9519 | 0 | 0 | 6.8621 | 0
30.08. | 9 | 112.814 |  | 105.9519 | 0 | 0 | 6.8621 | 0
30.08. | 10 | 112.814 |  | 105.9519 | 0 | 0 | 6.8621 | 0
30.08. | 11 | 112.814 |  | 105.9519 | 0 | 0 | 6.8621 | 0
30.08. | 12 | 112.814 |  | 105.9519 | 0 | 0 | 6.8621 | 0
30.08. | 13 | 112.814 |  | 105.9519 | 0 | 0 | 6.8621 | 0
30.08. | 14 | 112.814 |  | 105.9519 | 0 | 0 | 6.8621 | 0
30.08. | 15 | 112.814 |  | 105.9519 | 0 | 0 | 6.8621 | 0
30.08. | 16 | 112.814 |  | 105.9519 | 0 | 0 | 6.8621 | 0
30.08. | 17 | 112.814 |  | 105.9519 | 0 | 0 | 6.8621 | 0
30.08. | 18 | 112.814 |  | 105.9519 | 0 | 0 | 6.8621 | 0
30.08. | 19 | 112.814 |  | 105.9519 | 0 | 0 | 6.8621 | 0
30.08. | 20 | 112.814 |  | 105.9519 | 0 | 0 | 6.8621 | 0
30.08. | 21 | 112.814 |  | 105.9519 | 0 | 0 | 6.8621 | 0
30.08. | 22 | 112.814 |  | 105.9519 | 0 | 0 | 6.8621 | 0
30.08. | 23 | 112.814 |  | 105.9519 | 0 | 0 | 6.8621 | 0
30.08. | 24 | 112.814 |  | 105.9519 | 0 | 0 | 6.8621 | 0
31.08. | 1 | 112.814 |  | 105.9519 | 0 | 0 | 6.8621 | 0
31.08. | 2 | 112.814 |  | 105.9519 | 0 | 0 | 6.8621 | 0
31.08. | 3 | 112.814 |  | 105.9519 | 0 | 0 | 6.8621 | 0
31.08. | 4 | 112.814 |  | 105.9519 | 0 | 0 | 6.8621 | 0
31.08. | 5 | 112.814 |  | 105.9519 | 0 | 0 | 6.8621 | 0
31.08. | 6 | 112.814 |  | 105.9519 | 0 | 0 | 6.8621 | 0
31.08. | 7 | 112.814 |  | 105.9519 | 0 | 0 | 6.8621 | 0
31.08. | 8 | 112.814 |  | 105.9519 | 0 | 0 | 6.8621 | 0
31.08. | 9 | 112.814 |  | 105.9519 | 0 | 0 | 6.8621 | 0
31.08. | 10 | 112.814 |  | 105.9519 | 0 | 0 | 6.8621 | 0
31.08. | 11 | 112.814 |  | 105.9519 | 0 | 0 | 6.8621 | 0
31.08. | 12 | 112.814 |  | 105.9519 | 0 | 0 | 6.8621 | 0
31.08. | 13 | 112.814 |  | 105.9519 | 0 | 0 | 6.8621 | 0
31.08. | 14 | 112.814 |  | 105.9519 | 0 | 0 | 6.8621 | 0
31.08. | 15 | 112.814 |  | 105.9519 | 0 | 0 | 6.8621 | 0
31.08. | 16 | 112.814 |  | 105.9519 | 0 | 0 | 6.8621 | 0
31.08. | 17 | 112.814 |  | 105.9519 | 0 | 0 | 6.8621 | 0
31.08. | 18 | 112.814 |  | 105.9519 | 0 | 0 | 6.8621 | 0
31.08. | 19 | 112.814 |  | 105.9519 | 0 | 0 | 6.8621 | 0
31.08. | 20 | 112.814 |  | 105.9519 | 0 | 0 | 6.8621 | 0
31.08. | 21 | 112.814 |  | 105.9519 | 0 | 0 | 6.8621 | 0
31.08. | 22 | 112.814 |  | 105.9519 | 0 | 0 | 6.8621 | 0
31.08. | 23 | 112.814 |  | 105.9519 | 0 | 0 | 6.8621 | 0
31.08. | 24 | 112.814 |  | 105.9519 | 0 | 0 | 6.8621 | 0
01.09. | 1 | 113.0284 |  | 105.9519 | 0 | 0 | 7.0765 | 0
01.09. | 2 | 113.0284 |  | 105.9519 | 0 | 0 | 7.0765 | 0
01.09. | 3 | 113.0284 |  | 105.9519 | 0 | 0 | 7.0765 | 0
01.09. | 4 | 113.0284 |  | 105.9519 | 0 | 0 | 7.0765 | 0
01.09. | 5 | 113.0284 |  | 105.9519 | 0 | 0 | 7.0765 | 0
01.09. | 6 | 113.0284 |  | 105.9519 | 0 | 0 | 7.0765 | 0
01.09. | 7 | 113.0284 |  | 105.9519 | 0 | 0 | 7.0765 | 0
01.09. | 8 | 113.0284 |  | 105.9519 | 0 | 0 | 7.0765 | 0
01.09. | 9 | 113.0284 |  | 105.9519 | 0 | 0 | 7.0765 | 0
01.09. | 10 | 113.0284 |  | 105.9519 | 0 | 0 | 7.0765 | 0
01.09. | 11 | 113.0284 |  | 105.9519 | 0 | 0 | 7.0765 | 0
01.09. | 12 | 113.0284 |  | 105.9519 | 0 | 0 | 7.0765 | 0
01.09. | 13 | 113.0284 |  | 105.9519 | 0 | 0 | 7.0765 | 0
01.09. | 14 | 113.0284 |  | 105.9519 | 0 | 0 | 7.0765 | 0
01.09. | 15 | 113.0284 |  | 105.9519 | 0 | 0 | 7.0765 | 0
01.09. | 16 | 113.0284 |  | 105.9519 | 0 | 0 | 7.0765 | 0
01.09. | 17 | 113.0284 |  | 105.9519 | 0 | 0 | 7.0765 | 0
01.09. | 18 | 113.0284 |  | 105.9519 | 0 | 0 | 7.0765 | 0
01.09. | 19 | 113.0284 |  | 105.9519 | 0 | 0 | 7.0765 | 0
01.09. | 20 | 113.0284 |  | 105.9519 | 0 | 0 | 7.0765 | 0
01.09. | 21 | 113.0284 |  | 105.9519 | 0 | 0 | 7.0765 | 0
01.09. | 22 | 113.0284 |  | 105.9519 | 0 | 0 | 7.0765 | 0
01.09. | 23 | 113.0284 |  | 105.9519 | 0 | 0 | 7.0765 | 0
01.09. | 24 | 113.0284 |  | 105.9519 | 0 | 0 | 7.0765 | 0
02.09. | 1 | 113.0284 |  | 105.9519 | 0 | 0 | 7.0765 | 0
02.09. | 2 | 113.0284 |  | 105.9519 | 0 | 0 | 7.0765 | 0
02.09. | 3 | 113.0284 |  | 105.9519 | 0 | 0 | 7.0765 | 0
02.09. | 4 | 113.0284 |  | 105.9519 | 0 | 0 | 7.0765 | 0
02.09. | 5 | 113.0284 |  | 105.9519 | 0 | 0 | 7.0765 | 0
02.09. | 6 | 113.0284 |  | 105.9519 | 0 | 0 | 7.0765 | 0
02.09. | 7 | 113.0284 |  | 105.9519 | 0 | 0 | 7.0765 | 0
02.09. | 8 | 113.0284 |  | 105.9519 | 0 | 0 | 7.0765 | 0
02.09. | 9 | 113.0284 |  | 105.9519 | 0 | 0 | 7.0765 | 0
02.09. | 10 | 113.0284 |  | 105.9519 | 0 | 0 | 7.0765 | 0
02.09. | 11 | 113.0284 |  | 105.9519 | 0 | 0 | 7.0765 | 0
02.09. | 12 | 113.0284 |  | 105.9519 | 0 | 0 | 7.0765 | 0
02.09. | 13 | 113.0284 |  | 105.9519 | 0 | 0 | 7.0765 | 0
02.09. | 14 | 113.0284 |  | 105.9519 | 0 | 0 | 7.0765 | 0
02.09. | 15 | 113.0284 |  | 105.9519 | 0 | 0 | 7.0765 | 0
02.09. | 16 | 113.0284 |  | 105.9519 | 0 | 0 | 7.0765 | 0
02.09. | 17 | 113.0284 |  | 105.9519 | 0 | 0 | 7.0765 | 0
02.09. | 18 | 113.0284 |  | 105.9519 | 0 | 0 | 7.0765 | 0
02.09. | 19 | 113.0284 |  | 105.9519 | 0 | 0 | 7.0765 | 0
02.09. | 20 | 113.0284 |  | 105.9519 | 0 | 0 | 7.0765 | 0
02.09. | 21 | 113.0284 |  | 105.9519 | 0 | 0 | 7.0765 | 0
02.09. | 22 | 113.0284 |  | 105.9519 | 0 | 0 | 7.0765 | 0
02.09. | 23 | 113.0284 |  | 105.9519 | 0 | 0 | 7.0765 | 0
02.09. | 24 | 113.0284 |  | 105.9519 | 0 | 0 | 7.0765 | 0
03.09. | 1 | 113.0284 |  | 105.9519 | 0 | 0 | 7.0765 | 0
03.09. | 2 | 113.0284 |  | 105.9519 | 0 | 0 | 7.0765 | 0
03.09. | 3 | 113.0284 |  | 105.9519 | 0 | 0 | 7.0765 | 0
03.09. | 4 | 113.0284 |  | 105.9519 | 0 | 0 | 7.0765 | 0
03.09. | 5 | 113.0284 |  | 105.9519 | 0 | 0 | 7.0765 | 0
03.09. | 6 | 113.0284 |  | 105.9519 | 0 | 0 | 7.0765 | 0
03.09. | 7 | 113.0284 |  | 105.9519 | 0 | 0 | 7.0765 | 0
03.09. | 8 | 113.0284 |  | 105.9519 | 0 | 0 | 7.0765 | 0
03.09. | 9 | 113.0284 |  | 105.9519 | 0 | 0 | 7.0765 | 0
03.09. | 10 | 113.0284 |  | 105.9519 | 0 | 0 | 7.0765 | 0
03.09. | 11 | 113.0284 |  | 105.9519 | 0 | 0 | 7.0765 | 0
03.09. | 12 | 113.0284 |  | 105.9519 | 0 | 0 | 7.0765 | 0
03.09. | 13 | 113.0284 |  | 105.9519 | 0 | 0 | 7.0765 | 0
03.09. | 14 | 113.0284 |  | 105.9519 | 0 | 0 | 7.0765 | 0
03.09. | 15 | 113.0284 |  | 105.9519 | 0 | 0 | 7.0765 | 0
03.09. | 16 | 113.0284 |  | 105.9519 | 0 | 0 | 7.0765 | 0
03.09. | 17 | 113.0284 |  | 105.9519 | 0 | 0 | 7.0765 | 0
03.09. | 18 | 113.0284 |  | 105.9519 | 0 | 0 | 7.0765 | 0
03.09. | 19 | 113.0284 |  | 105.9519 | 0 | 0 | 7.0765 | 0
03.09. | 20 | 113.0284 |  | 105.9519 | 0 | 0 | 7.0765 | 0
03.09. | 21 | 113.0284 |  | 105.9519 | 0 | 0 | 7.0765 | 0
03.09. | 22 | 113.0284 |  | 105.9519 | 0 | 0 | 7.0765 | 0
03.09. | 23 | 113.0284 |  | 105.9519 | 0 | 0 | 7.0765 | 0
03.09. | 24 | 113.0284 |  | 105.9519 | 0 | 0 | 7.0765 | 0
04.09. | 1 | 113.0284 |  | 105.9519 | 0 | 0 | 7.0765 | 0
04.09. | 2 | 113.0284 |  | 105.9519 | 0 | 0 | 7.0765 | 0
04.09. | 3 | 113.0284 |  | 105.9519 | 0 | 0 | 7.0765 | 0
04.09. | 4 | 113.0284 |  | 105.9519 | 0 | 0 | 7.0765 | 0
04.09. | 5 | 113.0284 |  | 105.9519 | 0 | 0 | 7.0765 | 0
04.09. | 6 | 113.0284 |  | 105.9519 | 0 | 0 | 7.0765 | 0
04.09. | 7 | 113.0284 |  | 105.9519 | 0 | 0 | 7.0765 | 0
04.09. | 8 | 113.0284 |  | 105.9519 | 0 | 0 | 7.0765 | 0
04.09. | 9 | 113.0284 |  | 105.9519 | 0 | 0 | 7.0765 | 0
04.09. | 10 | 113.0284 |  | 105.9519 | 0 | 0 | 7.0765 | 0
04.09. | 11 | 113.0284 |  | 105.9519 | 0 | 0 | 7.0765 | 0
04.09. | 12 | 113.0284 |  | 105.9519 | 0 | 0 | 7.0765 | 0
04.09. | 13 | 113.0284 |  | 105.9519 | 0 | 0 | 7.0765 | 0
04.09. | 14 | 113.0284 |  | 105.9519 | 0 | 0 | 7.0765 | 0
04.09. | 15 | 113.0284 |  | 105.9519 | 0 | 0 | 7.0765 | 0
04.09. | 16 | 113.0284 |  | 105.9519 | 0 | 0 | 7.0765 | 0
04.09. | 17 | 113.0284 |  | 105.9519 | 0 | 0 | 7.0765 | 0
04.09. | 18 | 113.0284 |  | 105.9519 | 0 | 0 | 7.0765 | 0
04.09. | 19 | 113.0284 |  | 105.9519 | 0 | 0 | 7.0765 | 0
04.09. | 20 | 113.0284 |  | 105.9519 | 0 | 0 | 7.0765 | 0
04.09. | 21 | 113.0284 |  | 105.9519 | 0 | 0 | 7.0765 | 0
04.09. | 22 | 113.0284 |  | 105.9519 | 0 | 0 | 7.0765 | 0
04.09. | 23 | 113.0284 |  | 105.9519 | 0 | 0 | 7.0765 | 0
04.09. | 24 | 113.0284 |  | 105.9519 | 0 | 0 | 7.0765 | 0
05.09. | 1 | 113.0284 |  | 105.9519 | 0 | 0 | 7.0765 | 0
05.09. | 2 | 113.0284 |  | 105.9519 | 0 | 0 | 7.0765 | 0
05.09. | 3 | 113.0284 |  | 105.9519 | 0 | 0 | 7.0765 | 0
05.09. | 4 | 113.0284 |  | 105.9519 | 0 | 0 | 7.0765 | 0
05.09. | 5 | 113.0284 |  | 105.9519 | 0 | 0 | 7.0765 | 0
05.09. | 6 | 113.0284 |  | 105.9519 | 0 | 0 | 7.0765 | 0
05.09. | 7 | 113.0284 |  | 105.9519 | 0 | 0 | 7.0765 | 0
05.09. | 8 | 113.0284 |  | 105.9519 | 0 | 0 | 7.0765 | 0
05.09. | 9 | 113.0284 |  | 105.9519 | 0 | 0 | 7.0765 | 0
05.09. | 10 | 113.0284 |  | 105.9519 | 0 | 0 | 7.0765 | 0
05.09. | 11 | 113.0284 |  | 105.9519 | 0 | 0 | 7.0765 | 0
05.09. | 12 | 113.0284 |  | 105.9519 | 0 | 0 | 7.0765 | 0
05.09. | 13 | 113.0284 |  | 105.9519 | 0 | 0 | 7.0765 | 0
05.09. | 14 | 113.0284 |  | 105.9519 | 0 | 0 | 7.0765 | 0
05.09. | 15 | 113.0284 |  | 105.9519 | 0 | 0 | 7.0765 | 0
05.09. | 16 | 113.0284 |  | 105.9519 | 0 | 0 | 7.0765 | 0
05.09. | 17 | 113.0284 |  | 105.9519 | 0 | 0 | 7.0765 | 0
05.09. | 18 | 113.0284 |  | 105.9519 | 0 | 0 | 7.0765 | 0
05.09. | 19 | 113.0284 |  | 105.9519 | 0 | 0 | 7.0765 | 0
05.09. | 20 | 113.0284 |  | 105.9519 | 0 | 0 | 7.0765 | 0
05.09. | 21 | 113.0284 |  | 105.9519 | 0 | 0 | 7.0765 | 0
05.09. | 22 | 113.0284 |  | 105.9519 | 0 | 0 | 7.0765 | 0
05.09. | 23 | 113.0284 |  | 105.9519 | 0 | 0 | 7.0765 | 0
05.09. | 24 | 113.0284 |  | 105.9519 | 0 | 0 | 7.0765 | 0
06.09. | 1 | 113.0284 |  | 105.9519 | 0 | 0 | 7.0765 | 0
06.09. | 2 | 113.0284 |  | 105.9519 | 0 | 0 | 7.0765 | 0
06.09. | 3 | 113.0284 |  | 105.9519 | 0 | 0 | 7.0765 | 0
06.09. | 4 | 113.0284 |  | 105.9519 | 0 | 0 | 7.0765 | 0
06.09. | 5 | 113.0284 |  | 105.9519 | 0 | 0 | 7.0765 | 0
06.09. | 6 | 113.0284 |  | 105.9519 | 0 | 0 | 7.0765 | 0
06.09. | 7 | 113.0284 |  | 105.9519 | 0 | 0 | 7.0765 | 0
06.09. | 8 | 113.0284 |  | 105.9519 | 0 | 0 | 7.0765 | 0
06.09. | 9 | 113.0284 |  | 105.9519 | 0 | 0 | 7.0765 | 0
06.09. | 10 | 113.0284 |  | 105.9519 | 0 | 0 | 7.0765 | 0
06.09. | 11 | 113.0284 |  | 105.9519 | 0 | 0 | 7.0765 | 0
06.09. | 12 | 113.0284 |  | 105.9519 | 0 | 0 | 7.0765 | 0
06.09. | 13 | 113.0284 |  | 105.9519 | 0 | 0 | 7.0765 | 0
06.09. | 14 | 113.0284 |  | 105.9519 | 0 | 0 | 7.0765 | 0
06.09. | 15 | 113.0284 |  | 105.9519 | 0 | 0 | 7.0765 | 0
06.09. | 16 | 113.0284 |  | 105.9519 | 0 | 0 | 7.0765 | 0
06.09. | 17 | 113.0284 |  | 105.9519 | 0 | 0 | 7.0765 | 0
06.09. | 18 | 113.0284 |  | 105.9519 | 0 | 0 | 7.0765 | 0
06.09. | 19 | 113.0284 |  | 105.9519 | 0 | 0 | 7.0765 | 0
06.09. | 20 | 113.0284 |  | 105.9519 | 0 | 0 | 7.0765 | 0
06.09. | 21 | 113.0284 |  | 105.9519 | 0 | 0 | 7.0765 | 0
06.09. | 22 | 113.0284 |  | 105.9519 | 0 | 0 | 7.0765 | 0
06.09. | 23 | 113.0284 |  | 105.9519 | 0 | 0 | 7.0765 | 0
06.09. | 24 | 113.0284 |  | 105.9519 | 0 | 0 | 7.0765 | 0
07.09. | 1 | 113.0284 |  | 105.9519 | 0 | 0 | 7.0765 | 0
07.09. | 2 | 113.0284 |  | 105.9519 | 0 | 0 | 7.0765 | 0
07.09. | 3 | 113.0284 |  | 105.9519 | 0 | 0 | 7.0765 | 0
07.09. | 4 | 113.0284 |  | 105.9519 | 0 | 0 | 7.0765 | 0
07.09. | 5 | 113.0284 |  | 105.9519 | 0 | 0 | 7.0765 | 0
07.09. | 6 | 113.0284 |  | 105.9519 | 0 | 0 | 7.0765 | 0
07.09. | 7 | 113.0284 |  | 105.9519 | 0 | 0 | 7.0765 | 0
07.09. | 8 | 113.0284 |  | 105.9519 | 0 | 0 | 7.0765 | 0
07.09. | 9 | 113.0284 |  | 105.9519 | 0 | 0 | 7.0765 | 0
07.09. | 10 | 113.0284 |  | 105.9519 | 0 | 0 | 7.0765 | 0
07.09. | 11 | 113.0284 |  | 105.9519 | 0 | 0 | 7.0765 | 0
07.09. | 12 | 113.0284 |  | 105.9519 | 0 | 0 | 7.0765 | 0
07.09. | 13 | 113.0284 |  | 105.9519 | 0 | 0 | 7.0765 | 0
07.09. | 14 | 113.0284 |  | 105.9519 | 0 | 0 | 7.0765 | 0
07.09. | 15 | 113.0284 |  | 105.9519 | 0 | 0 | 7.0765 | 0
07.09. | 16 | 113.0284 |  | 105.9519 | 0 | 0 | 7.0765 | 0
07.09. | 17 | 113.0284 |  | 105.9519 | 0 | 0 | 7.0765 | 0
07.09. | 18 | 113.0284 |  | 105.9519 | 0 | 0 | 7.0765 | 0
07.09. | 19 | 113.0284 |  | 105.9519 | 0 | 0 | 7.0765 | 0
07.09. | 20 | 113.0284 |  | 105.9519 | 0 | 0 | 7.0765 | 0
07.09. | 21 | 113.0284 |  | 105.9519 | 0 | 0 | 7.0765 | 0
07.09. | 22 | 113.0284 |  | 105.9519 | 0 | 0 | 7.0765 | 0
07.09. | 23 | 113.0284 |  | 105.9519 | 0 | 0 | 7.0765 | 0
07.09. | 24 | 113.0284 |  | 105.9519 | 0 | 0 | 7.0765 | 0
08.09. | 1 | 113.0284 |  | 105.9519 | 0 | 0 | 7.0765 | 0
08.09. | 2 | 113.0284 |  | 105.9519 | 0 | 0 | 7.0765 | 0
08.09. | 3 | 113.0284 |  | 105.9519 | 0 | 0 | 7.0765 | 0
08.09. | 4 | 113.0284 |  | 105.9519 | 0 | 0 | 7.0765 | 0
08.09. | 5 | 113.0284 |  | 105.9519 | 0 | 0 | 7.0765 | 0
08.09. | 6 | 113.0284 |  | 105.9519 | 0 | 0 | 7.0765 | 0
08.09. | 7 | 113.0284 |  | 105.9519 | 0 | 0 | 7.0765 | 0
08.09. | 8 | 113.0284 |  | 105.9519 | 0 | 0 | 7.0765 | 0
08.09. | 9 | 113.0284 |  | 105.9519 | 0 | 0 | 7.0765 | 0
08.09. | 10 | 113.0284 |  | 105.9519 | 0 | 0 | 7.0765 | 0
08.09. | 11 | 113.0284 |  | 105.9519 | 0 | 0 | 7.0765 | 0
08.09. | 12 | 113.0284 |  | 105.9519 | 0 | 0 | 7.0765 | 0
08.09. | 13 | 113.0284 |  | 105.9519 | 0 | 0 | 7.0765 | 0
08.09. | 14 | 113.0284 |  | 105.9519 | 0 | 0 | 7.0765 | 0
08.09. | 15 | 113.0284 |  | 105.9519 | 0 | 0 | 7.0765 | 0
08.09. | 16 | 113.0284 |  | 105.9519 | 0 | 0 | 7.0765 | 0
08.09. | 17 | 113.0284 |  | 105.9519 | 0 | 0 | 7.0765 | 0
08.09. | 18 | 113.0284 |  | 105.9519 | 0 | 0 | 7.0765 | 0
08.09. | 19 | 113.0284 |  | 105.9519 | 0 | 0 | 7.0765 | 0
08.09. | 20 | 113.0284 |  | 105.9519 | 0 | 0 | 7.0765 | 0
08.09. | 21 | 113.0284 |  | 105.9519 | 0 | 0 | 7.0765 | 0
08.09. | 22 | 113.0284 |  | 105.9519 | 0 | 0 | 7.0765 | 0
08.09. | 23 | 113.0284 |  | 105.9519 | 0 | 0 | 7.0765 | 0
08.09. | 24 | 113.0284 |  | 105.9519 | 0 | 0 | 7.0765 | 0
09.09. | 1 | 113.0284 |  | 105.9519 | 0 | 0 | 7.0765 | 0
09.09. | 2 | 113.0284 |  | 105.9519 | 0 | 0 | 7.0765 | 0
09.09. | 3 | 113.0284 |  | 105.9519 | 0 | 0 | 7.0765 | 0
09.09. | 4 | 113.0284 |  | 105.9519 | 0 | 0 | 7.0765 | 0
09.09. | 5 | 113.0284 |  | 105.9519 | 0 | 0 | 7.0765 | 0
09.09. | 6 | 113.0284 |  | 105.9519 | 0 | 0 | 7.0765 | 0
09.09. | 7 | 113.0284 |  | 105.9519 | 0 | 0 | 7.0765 | 0
09.09. | 8 | 113.0284 |  | 105.9519 | 0 | 0 | 7.0765 | 0
09.09. | 9 | 113.0284 |  | 105.9519 | 0 | 0 | 7.0765 | 0
09.09. | 10 | 113.0284 |  | 105.9519 | 0 | 0 | 7.0765 | 0
09.09. | 11 | 113.0284 |  | 105.9519 | 0 | 0 | 7.0765 | 0
09.09. | 12 | 113.0284 |  | 105.9519 | 0 | 0 | 7.0765 | 0
09.09. | 13 | 113.0284 |  | 105.9519 | 0 | 0 | 7.0765 | 0
09.09. | 14 | 113.0284 |  | 105.9519 | 0 | 0 | 7.0765 | 0
09.09. | 15 | 113.0284 |  | 105.9519 | 0 | 0 | 7.0765 | 0
09.09. | 16 | 113.0284 |  | 105.9519 | 0 | 0 | 7.0765 | 0
09.09. | 17 | 113.0284 |  | 105.9519 | 0 | 0 | 7.0765 | 0
09.09. | 18 | 113.0284 |  | 105.9519 | 0 | 0 | 7.0765 | 0
09.09. | 19 | 113.0284 |  | 105.9519 | 0 | 0 | 7.0765 | 0
09.09. | 20 | 113.0284 |  | 105.9519 | 0 | 0 | 7.0765 | 0
09.09. | 21 | 113.0284 |  | 105.9519 | 0 | 0 | 7.0765 | 0
09.09. | 22 | 113.0284 |  | 105.9519 | 0 | 0 | 7.0765 | 0
09.09. | 23 | 113.0284 |  | 105.9519 | 0 | 0 | 7.0765 | 0
09.09. | 24 | 113.0284 |  | 105.9519 | 0 | 0 | 7.0765 | 0
10.09. | 1 | 113.0284 |  | 105.9519 | 0 | 0 | 7.0765 | 0
10.09. | 2 | 113.0284 |  | 105.9519 | 0 | 0 | 7.0765 | 0
10.09. | 3 | 113.0284 |  | 105.9519 | 0 | 0 | 7.0765 | 0
10.09. | 4 | 113.0284 |  | 105.9519 | 0 | 0 | 7.0765 | 0
10.09. | 5 | 113.0284 |  | 105.9519 | 0 | 0 | 7.0765 | 0
10.09. | 6 | 113.0284 |  | 105.9519 | 0 | 0 | 7.0765 | 0
10.09. | 7 | 113.0284 |  | 105.9519 | 0 | 0 | 7.0765 | 0
10.09. | 8 | 113.0284 |  | 105.9519 | 0 | 0 | 7.0765 | 0
10.09. | 9 | 113.0284 |  | 105.9519 | 0 | 0 | 7.0765 | 0
10.09. | 10 | 113.0284 |  | 105.9519 | 0 | 0 | 7.0765 | 0
10.09. | 11 | 113.0284 |  | 105.9519 | 0 | 0 | 7.0765 | 0
10.09. | 12 | 113.0284 |  | 105.9519 | 0 | 0 | 7.0765 | 0
10.09. | 13 | 113.0284 |  | 105.9519 | 0 | 0 | 7.0765 | 0
10.09. | 14 | 113.0284 |  | 105.9519 | 0 | 0 | 7.0765 | 0
10.09. | 15 | 113.0284 |  | 105.9519 | 0 | 0 | 7.0765 | 0
10.09. | 16 | 113.0284 |  | 105.9519 | 0 | 0 | 7.0765 | 0
10.09. | 17 | 113.0284 |  | 105.9519 | 0 | 0 | 7.0765 | 0
10.09. | 18 | 113.0284 |  | 105.9519 | 0 | 0 | 7.0765 | 0
10.09. | 19 | 113.0284 |  | 105.9519 | 0 | 0 | 7.0765 | 0
10.09. | 20 | 113.0284 |  | 105.9519 | 0 | 0 | 7.0765 | 0
10.09. | 21 | 113.0284 |  | 105.9519 | 0 | 0 | 7.0765 | 0
10.09. | 22 | 113.0284 |  | 105.9519 | 0 | 0 | 7.0765 | 0
10.09. | 23 | 113.0284 |  | 105.9519 | 0 | 0 | 7.0765 | 0
10.09. | 24 | 113.0284 |  | 105.9519 | 0 | 0 | 7.0765 | 0
11.09. | 1 | 113.0284 |  | 105.9519 | 0 | 0 | 7.0765 | 0
11.09. | 2 | 113.0284 |  | 105.9519 | 0 | 0 | 7.0765 | 0
11.09. | 3 | 113.0284 |  | 105.9519 | 0 | 0 | 7.0765 | 0
11.09. | 4 | 113.0284 |  | 105.9519 | 0 | 0 | 7.0765 | 0
11.09. | 5 | 113.0284 |  | 105.9519 | 0 | 0 | 7.0765 | 0
11.09. | 6 | 113.0284 |  | 105.9519 | 0 | 0 | 7.0765 | 0
11.09. | 7 | 113.0284 |  | 105.9519 | 0 | 0 | 7.0765 | 0
11.09. | 8 | 113.0284 |  | 105.9519 | 0 | 0 | 7.0765 | 0
11.09. | 9 | 113.0284 |  | 105.9519 | 0 | 0 | 7.0765 | 0
11.09. | 10 | 113.0284 |  | 105.9519 | 0 | 0 | 7.0765 | 0
11.09. | 11 | 113.0284 |  | 105.9519 | 0 | 0 | 7.0765 | 0
11.09. | 12 | 113.0284 |  | 105.9519 | 0 | 0 | 7.0765 | 0
11.09. | 13 | 113.0284 |  | 105.9519 | 0 | 0 | 7.0765 | 0
11.09. | 14 | 113.0284 |  | 105.9519 | 0 | 0 | 7.0765 | 0
11.09. | 15 | 113.0284 |  | 105.9519 | 0 | 0 | 7.0765 | 0
11.09. | 16 | 113.0284 |  | 105.9519 | 0 | 0 | 7.0765 | 0
11.09. | 17 | 113.0284 |  | 105.9519 | 0 | 0 | 7.0765 | 0
11.09. | 18 | 113.0284 |  | 105.9519 | 0 | 0 | 7.0765 | 0
11.09. | 19 | 113.0284 |  | 105.9519 | 0 | 0 | 7.0765 | 0
11.09. | 20 | 113.0284 |  | 105.9519 | 0 | 0 | 7.0765 | 0
11.09. | 21 | 113.0284 |  | 105.9519 | 0 | 0 | 7.0765 | 0
11.09. | 22 | 113.0284 |  | 105.9519 | 0 | 0 | 7.0765 | 0
11.09. | 23 | 113.0284 |  | 105.9519 | 0 | 0 | 7.0765 | 0
11.09. | 24 | 113.0284 |  | 105.9519 | 0 | 0 | 7.0765 | 0
12.09. | 1 | 113.0284 |  | 105.9519 | 0 | 0 | 7.0765 | 0
12.09. | 2 | 113.0284 |  | 105.9519 | 0 | 0 | 7.0765 | 0
12.09. | 3 | 113.0284 |  | 105.9519 | 0 | 0 | 7.0765 | 0
12.09. | 4 | 113.0284 |  | 105.9519 | 0 | 0 | 7.0765 | 0
12.09. | 5 | 113.0284 |  | 105.9519 | 0 | 0 | 7.0765 | 0
12.09. | 6 | 113.0284 |  | 105.9519 | 0 | 0 | 7.0765 | 0
12.09. | 7 | 113.0284 |  | 105.9519 | 0 | 0 | 7.0765 | 0
12.09. | 8 | 113.0284 |  | 105.9519 | 0 | 0 | 7.0765 | 0
12.09. | 9 | 113.0284 |  | 105.9519 | 0 | 0 | 7.0765 | 0
12.09. | 10 | 113.0284 |  | 105.9519 | 0 | 0 | 7.0765 | 0
12.09. | 11 | 113.0284 |  | 105.9519 | 0 | 0 | 7.0765 | 0
12.09. | 12 | 113.0284 |  | 105.9519 | 0 | 0 | 7.0765 | 0
12.09. | 13 | 113.0284 |  | 105.9519 | 0 | 0 | 7.0765 | 0
12.09. | 14 | 113.0284 |  | 105.9519 | 0 | 0 | 7.0765 | 0
12.09. | 15 | 113.0284 |  | 105.9519 | 0 | 0 | 7.0765 | 0
12.09. | 16 | 113.0284 |  | 105.9519 | 0 | 0 | 7.0765 | 0
12.09. | 17 | 113.0284 |  | 105.9519 | 0 | 0 | 7.0765 | 0
12.09. | 18 | 113.0284 |  | 105.9519 | 0 | 0 | 7.0765 | 0
12.09. | 19 | 113.0284 |  | 105.9519 | 0 | 0 | 7.0765 | 0
12.09. | 20 | 113.0284 |  | 105.9519 | 0 | 0 | 7.0765 | 0
12.09. | 21 | 113.0284 |  | 105.9519 | 0 | 0 | 7.0765 | 0
12.09. | 22 | 113.0284 |  | 105.9519 | 0 | 0 | 7.0765 | 0
12.09. | 23 | 113.0284 |  | 105.9519 | 0 | 0 | 7.0765 | 0
12.09. | 24 | 113.0284 |  | 105.9519 | 0 | 0 | 7.0765 | 0
13.09. | 1 | 113.0284 |  | 105.9519 | 0 | 0 | 7.0765 | 0
13.09. | 2 | 113.0284 |  | 105.9519 | 0 | 0 | 7.0765 | 0
13.09. | 3 | 113.0284 |  | 105.9519 | 0 | 0 | 7.0765 | 0
13.09. | 4 | 113.0284 |  | 105.9519 | 0 | 0 | 7.0765 | 0
13.09. | 5 | 113.0284 |  | 105.9519 | 0 | 0 | 7.0765 | 0
13.09. | 6 | 113.0284 |  | 105.9519 | 0 | 0 | 7.0765 | 0
13.09. | 7 | 113.0284 |  | 105.9519 | 0 | 0 | 7.0765 | 0
13.09. | 8 | 113.0284 |  | 105.9519 | 0 | 0 | 7.0765 | 0
13.09. | 9 | 113.0284 |  | 105.9519 | 0 | 0 | 7.0765 | 0
13.09. | 10 | 113.0284 |  | 105.9519 | 0 | 0 | 7.0765 | 0
13.09. | 11 | 113.0284 |  | 105.9519 | 0 | 0 | 7.0765 | 0
13.09. | 12 | 113.0284 |  | 105.9519 | 0 | 0 | 7.0765 | 0
13.09. | 13 | 113.0284 |  | 105.9519 | 0 | 0 | 7.0765 | 0
13.09. | 14 | 113.0284 |  | 105.9519 | 0 | 0 | 7.0765 | 0
13.09. | 15 | 113.0284 |  | 105.9519 | 0 | 0 | 7.0765 | 0
13.09. | 16 | 113.0284 |  | 105.9519 | 0 | 0 | 7.0765 | 0
13.09. | 17 | 113.0284 |  | 105.9519 | 0 | 0 | 7.0765 | 0
13.09. | 18 | 113.0284 |  | 105.9519 | 0 | 0 | 7.0765 | 0
13.09. | 19 | 113.0284 |  | 105.9519 | 0 | 0 | 7.0765 | 0
13.09. | 20 | 113.0284 |  | 105.9519 | 0 | 0 | 7.0765 | 0
13.09. | 21 | 113.0284 |  | 105.9519 | 0 | 0 | 7.0765 | 0
13.09. | 22 | 113.0284 |  | 105.9519 | 0 | 0 | 7.0765 | 0
13.09. | 23 | 113.0284 |  | 105.9519 | 0 | 0 | 7.0765 | 0
13.09. | 24 | 113.0284 |  | 105.9519 | 0 | 0 | 7.0765 | 0
14.09. | 1 | 113.0284 |  | 105.9519 | 0 | 0 | 7.0765 | 0
14.09. | 2 | 113.0284 |  | 105.9519 | 0 | 0 | 7.0765 | 0
14.09. | 3 | 113.0284 |  | 105.9519 | 0 | 0 | 7.0765 | 0
14.09. | 4 | 113.0284 |  | 105.9519 | 0 | 0 | 7.0765 | 0
14.09. | 5 | 113.0284 |  | 105.9519 | 0 | 0 | 7.0765 | 0
14.09. | 6 | 113.0284 |  | 105.9519 | 0 | 0 | 7.0765 | 0
14.09. | 7 | 113.0284 |  | 105.9519 | 0 | 0 | 7.0765 | 0
14.09. | 8 | 113.0284 |  | 105.9519 | 0 | 0 | 7.0765 | 0
14.09. | 9 | 113.0284 |  | 105.9519 | 0 | 0 | 7.0765 | 0
14.09. | 10 | 113.0284 |  | 105.9519 | 0 | 0 | 7.0765 | 0
14.09. | 11 | 113.0284 |  | 105.9519 | 0 | 0 | 7.0765 | 0
14.09. | 12 | 113.0284 |  | 105.9519 | 0 | 0 | 7.0765 | 0
14.09. | 13 | 113.0284 |  | 105.9519 | 0 | 0 | 7.0765 | 0
14.09. | 14 | 113.0284 |  | 105.9519 | 0 | 0 | 7.0765 | 0
14.09. | 15 | 113.0284 |  | 105.9519 | 0 | 0 | 7.0765 | 0
14.09. | 16 | 113.0284 |  | 105.9519 | 0 | 0 | 7.0765 | 0
14.09. | 17 | 113.0284 |  | 105.9519 | 0 | 0 | 7.0765 | 0
14.09. | 18 | 113.0284 |  | 105.9519 | 0 | 0 | 7.0765 | 0
14.09. | 19 | 113.0284 |  | 105.9519 | 0 | 0 | 7.0765 | 0
14.09. | 20 | 113.0284 |  | 105.9519 | 0 | 0 | 7.0765 | 0
14.09. | 21 | 113.0284 |  | 105.9519 | 0 | 0 | 7.0765 | 0
14.09. | 22 | 113.0284 |  | 105.9519 | 0 | 0 | 7.0765 | 0
14.09. | 23 | 113.0284 |  | 105.9519 | 0 | 0 | 7.0765 | 0
14.09. | 24 | 113.0284 |  | 105.9519 | 0 | 0 | 7.0765 | 0
15.09. | 1 | 113.0284 |  | 105.9519 | 0 | 0 | 7.0765 | 0
15.09. | 2 | 113.0284 |  | 105.9519 | 0 | 0 | 7.0765 | 0
15.09. | 3 | 113.0284 |  | 105.9519 | 0 | 0 | 7.0765 | 0
15.09. | 4 | 113.0284 |  | 105.9519 | 0 | 0 | 7.0765 | 0
15.09. | 5 | 113.0284 |  | 105.9519 | 0 | 0 | 7.0765 | 0
15.09. | 6 | 113.0284 |  | 105.9519 | 0 | 0 | 7.0765 | 0
15.09. | 7 | 113.0284 |  | 105.9519 | 0 | 0 | 7.0765 | 0
15.09. | 8 | 113.0284 |  | 105.9519 | 0 | 0 | 7.0765 | 0
15.09. | 9 | 113.0284 |  | 105.9519 | 0 | 0 | 7.0765 | 0
15.09. | 10 | 113.0284 |  | 105.9519 | 0 | 0 | 7.0765 | 0
15.09. | 11 | 113.0284 |  | 105.9519 | 0 | 0 | 7.0765 | 0
15.09. | 12 | 113.0284 |  | 105.9519 | 0 | 0 | 7.0765 | 0
15.09. | 13 | 113.0284 |  | 105.9519 | 0 | 0 | 7.0765 | 0
15.09. | 14 | 113.0284 |  | 105.9519 | 0 | 0 | 7.0765 | 0
15.09. | 15 | 113.0284 |  | 105.9519 | 0 | 0 | 7.0765 | 0
15.09. | 16 | 113.0284 |  | 105.9519 | 0 | 0 | 7.0765 | 0
15.09. | 17 | 113.0284 |  | 105.9519 | 0 | 0 | 7.0765 | 0
15.09. | 18 | 113.0284 |  | 105.9519 | 0 | 0 | 7.0765 | 0
15.09. | 19 | 113.0284 |  | 105.9519 | 0 | 0 | 7.0765 | 0
15.09. | 20 | 113.0284 |  | 105.9519 | 0 | 0 | 7.0765 | 0
15.09. | 21 | 113.0284 |  | 105.9519 | 0 | 0 | 7.0765 | 0
15.09. | 22 | 113.0284 |  | 105.9519 | 0 | 0 | 7.0765 | 0
15.09. | 23 | 113.0284 |  | 105.9519 | 0 | 0 | 7.0765 | 0
15.09. | 24 | 113.0284 |  | 105.9519 | 0 | 0 | 7.0765 | 0
16.09. | 1 | 113.0284 |  | 105.9519 | 0 | 0 | 7.0765 | 0
16.09. | 2 | 113.0284 |  | 105.9519 | 0 | 0 | 7.0765 | 0
16.09. | 3 | 113.0284 |  | 105.9519 | 0 | 0 | 7.0765 | 0
16.09. | 4 | 113.0284 |  | 105.9519 | 0 | 0 | 7.0765 | 0
16.09. | 5 | 113.0284 |  | 105.9519 | 0 | 0 | 7.0765 | 0
16.09. | 6 | 113.0284 |  | 105.9519 | 0 | 0 | 7.0765 | 0
16.09. | 7 | 113.0284 |  | 105.9519 | 0 | 0 | 7.0765 | 0
16.09. | 8 | 113.0284 |  | 105.9519 | 0 | 0 | 7.0765 | 0
16.09. | 9 | 113.0284 |  | 105.9519 | 0 | 0 | 7.0765 | 0
16.09. | 10 | 113.0284 |  | 105.9519 | 0 | 0 | 7.0765 | 0
16.09. | 11 | 113.0284 |  | 105.9519 | 0 | 0 | 7.0765 | 0
16.09. | 12 | 113.0284 |  | 105.9519 | 0 | 0 | 7.0765 | 0
16.09. | 13 | 113.0284 |  | 105.9519 | 0 | 0 | 7.0765 | 0
16.09. | 14 | 113.0284 |  | 105.9519 | 0 | 0 | 7.0765 | 0
16.09. | 15 | 113.0284 |  | 105.9519 | 0 | 0 | 7.0765 | 0
16.09. | 16 | 113.0284 |  | 105.9519 | 0 | 0 | 7.0765 | 0
16.09. | 17 | 113.0284 |  | 105.9519 | 0 | 0 | 7.0765 | 0
16.09. | 18 | 113.0284 |  | 105.9519 | 0 | 0 | 7.0765 | 0
16.09. | 19 | 113.0284 |  | 105.9519 | 0 | 0 | 7.0765 | 0
16.09. | 20 | 113.0284 |  | 105.9519 | 0 | 0 | 7.0765 | 0
16.09. | 21 | 113.0284 |  | 105.9519 | 0 | 0 | 7.0765 | 0
16.09. | 22 | 113.0284 |  | 105.9519 | 0 | 0 | 7.0765 | 0
16.09. | 23 | 113.0284 |  | 105.9519 | 0 | 0 | 7.0765 | 0
16.09. | 24 | 113.0284 |  | 105.9519 | 0 | 0 | 7.0765 | 0
17.09. | 1 | 113.0284 |  | 105.9519 | 0 | 0 | 7.0765 | 0
17.09. | 2 | 113.0284 |  | 105.9519 | 0 | 0 | 7.0765 | 0
17.09. | 3 | 113.0284 |  | 105.9519 | 0 | 0 | 7.0765 | 0
17.09. | 4 | 113.0284 |  | 105.9519 | 0 | 0 | 7.0765 | 0
17.09. | 5 | 113.0284 |  | 105.9519 | 0 | 0 | 7.0765 | 0
17.09. | 6 | 113.0284 |  | 105.9519 | 0 | 0 | 7.0765 | 0
17.09. | 7 | 113.0284 |  | 105.9519 | 0 | 0 | 7.0765 | 0
17.09. | 8 | 113.0284 |  | 105.9519 | 0 | 0 | 7.0765 | 0
17.09. | 9 | 113.0284 |  | 105.9519 | 0 | 0 | 7.0765 | 0
17.09. | 10 | 113.0284 |  | 105.9519 | 0 | 0 | 7.0765 | 0
17.09. | 11 | 113.0284 |  | 105.9519 | 0 | 0 | 7.0765 | 0
17.09. | 12 | 113.0284 |  | 105.9519 | 0 | 0 | 7.0765 | 0
17.09. | 13 | 113.0284 |  | 105.9519 | 0 | 0 | 7.0765 | 0
17.09. | 14 | 113.0284 |  | 105.9519 | 0 | 0 | 7.0765 | 0
17.09. | 15 | 113.0284 |  | 105.9519 | 0 | 0 | 7.0765 | 0
17.09. | 16 | 113.0284 |  | 105.9519 | 0 | 0 | 7.0765 | 0
17.09. | 17 | 113.0284 |  | 105.9519 | 0 | 0 | 7.0765 | 0
17.09. | 18 | 113.0284 |  | 105.9519 | 0 | 0 | 7.0765 | 0
17.09. | 19 | 113.0284 |  | 105.9519 | 0 | 0 | 7.0765 | 0
17.09. | 20 | 113.0284 |  | 105.9519 | 0 | 0 | 7.0765 | 0
17.09. | 21 | 113.0284 |  | 105.9519 | 0 | 0 | 7.0765 | 0
17.09. | 22 | 113.0284 |  | 105.9519 | 0 | 0 | 7.0765 | 0
17.09. | 23 | 113.0284 |  | 105.9519 | 0 | 0 | 7.0765 | 0
17.09. | 24 | 113.0284 |  | 105.9519 | 0 | 0 | 7.0765 | 0
18.09. | 1 | 113.0284 |  | 105.9519 | 0 | 0 | 7.0765 | 0
18.09. | 2 | 113.0284 |  | 105.9519 | 0 | 0 | 7.0765 | 0
18.09. | 3 | 113.0284 |  | 105.9519 | 0 | 0 | 7.0765 | 0
18.09. | 4 | 113.0284 |  | 105.9519 | 0 | 0 | 7.0765 | 0
18.09. | 5 | 113.0284 |  | 105.9519 | 0 | 0 | 7.0765 | 0
18.09. | 6 | 113.0284 |  | 105.9519 | 0 | 0 | 7.0765 | 0
18.09. | 7 | 113.0284 |  | 105.9519 | 0 | 0 | 7.0765 | 0
18.09. | 8 | 113.0284 |  | 105.9519 | 0 | 0 | 7.0765 | 0
18.09. | 9 | 113.0284 |  | 105.9519 | 0 | 0 | 7.0765 | 0
18.09. | 10 | 113.0284 |  | 105.9519 | 0 | 0 | 7.0765 | 0
18.09. | 11 | 113.0284 |  | 105.9519 | 0 | 0 | 7.0765 | 0
18.09. | 12 | 113.0284 |  | 105.9519 | 0 | 0 | 7.0765 | 0
18.09. | 13 | 113.0284 |  | 105.9519 | 0 | 0 | 7.0765 | 0
18.09. | 14 | 113.0284 |  | 105.9519 | 0 | 0 | 7.0765 | 0
18.09. | 15 | 113.0284 |  | 105.9519 | 0 | 0 | 7.0765 | 0
18.09. | 16 | 113.0284 |  | 105.9519 | 0 | 0 | 7.0765 | 0
18.09. | 17 | 113.0284 |  | 105.9519 | 0 | 0 | 7.0765 | 0
18.09. | 18 | 113.0284 |  | 105.9519 | 0 | 0 | 7.0765 | 0
18.09. | 19 | 113.0284 |  | 105.9519 | 0 | 0 | 7.0765 | 0
18.09. | 20 | 113.0284 |  | 105.9519 | 0 | 0 | 7.0765 | 0
18.09. | 21 | 113.0284 |  | 105.9519 | 0 | 0 | 7.0765 | 0
18.09. | 22 | 113.0284 |  | 105.9519 | 0 | 0 | 7.0765 | 0
18.09. | 23 | 113.0284 |  | 105.9519 | 0 | 0 | 7.0765 | 0
18.09. | 24 | 113.0284 |  | 105.9519 | 0 | 0 | 7.0765 | 0
19.09. | 1 | 113.0284 |  | 105.9519 | 0 | 0 | 7.0765 | 0
19.09. | 2 | 113.0284 |  | 105.9519 | 0 | 0 | 7.0765 | 0
19.09. | 3 | 113.0284 |  | 105.9519 | 0 | 0 | 7.0765 | 0
19.09. | 4 | 113.0284 |  | 105.9519 | 0 | 0 | 7.0765 | 0
19.09. | 5 | 113.0284 |  | 105.9519 | 0 | 0 | 7.0765 | 0
19.09. | 6 | 113.0284 |  | 105.9519 | 0 | 0 | 7.0765 | 0
19.09. | 7 | 113.0284 |  | 105.9519 | 0 | 0 | 7.0765 | 0
19.09. | 8 | 113.0284 |  | 105.9519 | 0 | 0 | 7.0765 | 0
19.09. | 9 | 113.0284 |  | 105.9519 | 0 | 0 | 7.0765 | 0
19.09. | 10 | 113.0284 |  | 105.9519 | 0 | 0 | 7.0765 | 0
19.09. | 11 | 113.0284 |  | 105.9519 | 0 | 0 | 7.0765 | 0
19.09. | 12 | 113.0284 |  | 105.9519 | 0 | 0 | 7.0765 | 0
19.09. | 13 | 113.0284 |  | 105.9519 | 0 | 0 | 7.0765 | 0
19.09. | 14 | 113.0284 |  | 105.9519 | 0 | 0 | 7.0765 | 0
19.09. | 15 | 113.0284 |  | 105.9519 | 0 | 0 | 7.0765 | 0
19.09. | 16 | 113.0284 |  | 105.9519 | 0 | 0 | 7.0765 | 0
19.09. | 17 | 113.0284 |  | 105.9519 | 0 | 0 | 7.0765 | 0
19.09. | 18 | 113.0284 |  | 105.9519 | 0 | 0 | 7.0765 | 0
19.09. | 19 | 113.0284 |  | 105.9519 | 0 | 0 | 7.0765 | 0
19.09. | 20 | 113.0284 |  | 105.9519 | 0 | 0 | 7.0765 | 0
19.09. | 21 | 113.0284 |  | 105.9519 | 0 | 0 | 7.0765 | 0
19.09. | 22 | 113.0284 |  | 105.9519 | 0 | 0 | 7.0765 | 0
19.09. | 23 | 113.0284 |  | 105.9519 | 0 | 0 | 7.0765 | 0
19.09. | 24 | 113.0284 |  | 105.9519 | 0 | 0 | 7.0765 | 0
20.09. | 1 | 113.0284 |  | 105.9519 | 0 | 0 | 7.0765 | 0
20.09. | 2 | 113.0284 |  | 105.9519 | 0 | 0 | 7.0765 | 0
20.09. | 3 | 113.0284 |  | 105.9519 | 0 | 0 | 7.0765 | 0
20.09. | 4 | 113.0284 |  | 105.9519 | 0 | 0 | 7.0765 | 0
20.09. | 5 | 113.0284 |  | 105.9519 | 0 | 0 | 7.0765 | 0
20.09. | 6 | 113.0284 |  | 105.9519 | 0 | 0 | 7.0765 | 0
20.09. | 7 | 113.0284 |  | 105.9519 | 0 | 0 | 7.0765 | 0
20.09. | 8 | 113.0284 |  | 105.9519 | 0 | 0 | 7.0765 | 0
20.09. | 9 | 113.0284 |  | 105.9519 | 0 | 0 | 7.0765 | 0
20.09. | 10 | 113.0284 |  | 105.9519 | 0 | 0 | 7.0765 | 0
20.09. | 11 | 113.0284 |  | 105.9519 | 0 | 0 | 7.0765 | 0
20.09. | 12 | 113.0284 |  | 105.9519 | 0 | 0 | 7.0765 | 0
20.09. | 13 | 113.0284 |  | 105.9519 | 0 | 0 | 7.0765 | 0
20.09. | 14 | 113.0284 |  | 105.9519 | 0 | 0 | 7.0765 | 0
20.09. | 15 | 113.0284 |  | 105.9519 | 0 | 0 | 7.0765 | 0
20.09. | 16 | 113.0284 |  | 105.9519 | 0 | 0 | 7.0765 | 0
20.09. | 17 | 113.0284 |  | 105.9519 | 0 | 0 | 7.0765 | 0
20.09. | 18 | 113.0284 |  | 105.9519 | 0 | 0 | 7.0765 | 0
20.09. | 19 | 113.0284 |  | 105.9519 | 0 | 0 | 7.0765 | 0
20.09. | 20 | 113.0284 |  | 105.9519 | 0 | 0 | 7.0765 | 0
20.09. | 21 | 113.0284 |  | 105.9519 | 0 | 0 | 7.0765 | 0
20.09. | 22 | 113.0284 |  | 105.9519 | 0 | 0 | 7.0765 | 0
20.09. | 23 | 113.0284 |  | 105.9519 | 0 | 0 | 7.0765 | 0
20.09. | 24 | 113.0284 |  | 105.9519 | 0 | 0 | 7.0765 | 0
21.09. | 1 | 113.0284 |  | 105.9519 | 0 | 0 | 7.0765 | 0
21.09. | 2 | 113.0284 |  | 105.9519 | 0 | 0 | 7.0765 | 0
21.09. | 3 | 113.0284 |  | 105.9519 | 0 | 0 | 7.0765 | 0
21.09. | 4 | 113.0284 |  | 105.9519 | 0 | 0 | 7.0765 | 0
21.09. | 5 | 113.0284 |  | 105.9519 | 0 | 0 | 7.0765 | 0
21.09. | 6 | 113.0284 |  | 105.9519 | 0 | 0 | 7.0765 | 0
21.09. | 7 | 113.0284 |  | 105.9519 | 0 | 0 | 7.0765 | 0
21.09. | 8 | 113.0284 |  | 105.9519 | 0 | 0 | 7.0765 | 0
21.09. | 9 | 113.0284 |  | 105.9519 | 0 | 0 | 7.0765 | 0
21.09. | 10 | 113.0284 |  | 105.9519 | 0 | 0 | 7.0765 | 0
21.09. | 11 | 113.0284 |  | 105.9519 | 0 | 0 | 7.0765 | 0
21.09. | 12 | 113.0284 |  | 105.9519 | 0 | 0 | 7.0765 | 0
21.09. | 13 | 113.0284 |  | 105.9519 | 0 | 0 | 7.0765 | 0
21.09. | 14 | 113.0284 |  | 105.9519 | 0 | 0 | 7.0765 | 0
21.09. | 15 | 113.0284 |  | 105.9519 | 0 | 0 | 7.0765 | 0
21.09. | 16 | 113.0284 |  | 105.9519 | 0 | 0 | 7.0765 | 0
21.09. | 17 | 113.0284 |  | 105.9519 | 0 | 0 | 7.0765 | 0
21.09. | 18 | 113.0284 |  | 105.9519 | 0 | 0 | 7.0765 | 0
21.09. | 19 | 113.0284 |  | 105.9519 | 0 | 0 | 7.0765 | 0
21.09. | 20 | 113.0284 |  | 105.9519 | 0 | 0 | 7.0765 | 0
21.09. | 21 | 113.0284 |  | 105.9519 | 0 | 0 | 7.0765 | 0
21.09. | 22 | 113.0284 |  | 105.9519 | 0 | 0 | 7.0765 | 0
21.09. | 23 | 113.0284 |  | 105.9519 | 0 | 0 | 7.0765 | 0
21.09. | 24 | 113.0284 |  | 105.9519 | 0 | 0 | 7.0765 | 0
22.09. | 1 | 113.0284 |  | 105.9519 | 0 | 0 | 7.0765 | 0
22.09. | 2 | 113.0284 |  | 105.9519 | 0 | 0 | 7.0765 | 0
22.09. | 3 | 113.0284 |  | 105.9519 | 0 | 0 | 7.0765 | 0
22.09. | 4 | 113.0284 |  | 105.9519 | 0 | 0 | 7.0765 | 0
22.09. | 5 | 113.0284 |  | 105.9519 | 0 | 0 | 7.0765 | 0
22.09. | 6 | 113.0284 |  | 105.9519 | 0 | 0 | 7.0765 | 0
22.09. | 7 | 113.0284 |  | 105.9519 | 0 | 0 | 7.0765 | 0
22.09. | 8 | 113.0284 |  | 105.9519 | 0 | 0 | 7.0765 | 0
22.09. | 9 | 113.0284 |  | 105.9519 | 0 | 0 | 7.0765 | 0
22.09. | 10 | 113.0284 |  | 105.9519 | 0 | 0 | 7.0765 | 0
22.09. | 11 | 113.0284 |  | 105.9519 | 0 | 0 | 7.0765 | 0
22.09. | 12 | 113.0284 |  | 105.9519 | 0 | 0 | 7.0765 | 0
22.09. | 13 | 113.0284 |  | 105.9519 | 0 | 0 | 7.0765 | 0
22.09. | 14 | 113.0284 |  | 105.9519 | 0 | 0 | 7.0765 | 0
22.09. | 15 | 113.0284 |  | 105.9519 | 0 | 0 | 7.0765 | 0
22.09. | 16 | 113.0284 |  | 105.9519 | 0 | 0 | 7.0765 | 0
22.09. | 17 | 113.0284 |  | 105.9519 | 0 | 0 | 7.0765 | 0
22.09. | 18 | 113.0284 |  | 105.9519 | 0 | 0 | 7.0765 | 0
22.09. | 19 | 113.0284 |  | 105.9519 | 0 | 0 | 7.0765 | 0
22.09. | 20 | 113.0284 |  | 105.9519 | 0 | 0 | 7.0765 | 0
22.09. | 21 | 113.0284 |  | 105.9519 | 0 | 0 | 7.0765 | 0
22.09. | 22 | 113.0284 |  | 105.9519 | 0 | 0 | 7.0765 | 0
22.09. | 23 | 113.0284 |  | 105.9519 | 0 | 0 | 7.0765 | 0
22.09. | 24 | 113.0284 |  | 105.9519 | 0 | 0 | 7.0765 | 0
23.09. | 1 | 113.0284 |  | 105.9519 | 0 | 0 | 7.0765 | 0
23.09. | 2 | 113.0284 |  | 105.9519 | 0 | 0 | 7.0765 | 0
23.09. | 3 | 113.0284 |  | 105.9519 | 0 | 0 | 7.0765 | 0
23.09. | 4 | 113.0284 |  | 105.9519 | 0 | 0 | 7.0765 | 0
23.09. | 5 | 113.0284 |  | 105.9519 | 0 | 0 | 7.0765 | 0
23.09. | 6 | 113.0284 |  | 105.9519 | 0 | 0 | 7.0765 | 0
23.09. | 7 | 113.0284 |  | 105.9519 | 0 | 0 | 7.0765 | 0
23.09. | 8 | 113.0284 |  | 105.9519 | 0 | 0 | 7.0765 | 0
23.09. | 9 | 113.0284 |  | 105.9519 | 0 | 0 | 7.0765 | 0
23.09. | 10 | 113.0284 |  | 105.9519 | 0 | 0 | 7.0765 | 0
23.09. | 11 | 113.0284 |  | 105.9519 | 0 | 0 | 7.0765 | 0
23.09. | 12 | 113.0284 |  | 105.9519 | 0 | 0 | 7.0765 | 0
23.09. | 13 | 113.0284 |  | 105.9519 | 0 | 0 | 7.0765 | 0
23.09. | 14 | 113.0284 |  | 105.9519 | 0 | 0 | 7.0765 | 0
23.09. | 15 | 113.0284 |  | 105.9519 | 0 | 0 | 7.0765 | 0
23.09. | 16 | 113.0284 |  | 105.9519 | 0 | 0 | 7.0765 | 0
23.09. | 17 | 113.0284 |  | 105.9519 | 0 | 0 | 7.0765 | 0
23.09. | 18 | 113.0284 |  | 105.9519 | 0 | 0 | 7.0765 | 0
23.09. | 19 | 113.0284 |  | 105.9519 | 0 | 0 | 7.0765 | 0
23.09. | 20 | 113.0284 |  | 105.9519 | 0 | 0 | 7.0765 | 0
23.09. | 21 | 113.0284 |  | 105.9519 | 0 | 0 | 7.0765 | 0
23.09. | 22 | 113.0284 |  | 105.9519 | 0 | 0 | 7.0765 | 0
23.09. | 23 | 113.0284 |  | 105.9519 | 0 | 0 | 7.0765 | 0
23.09. | 24 | 113.0284 |  | 105.9519 | 0 | 0 | 7.0765 | 0
24.09. | 1 | 113.0284 |  | 105.9519 | 0 | 0 | 7.0765 | 0
24.09. | 2 | 113.0284 |  | 105.9519 | 0 | 0 | 7.0765 | 0
24.09. | 3 | 113.0284 |  | 105.9519 | 0 | 0 | 7.0765 | 0
24.09. | 4 | 113.0284 |  | 105.9519 | 0 | 0 | 7.0765 | 0
24.09. | 5 | 113.0284 |  | 105.9519 | 0 | 0 | 7.0765 | 0
24.09. | 6 | 113.0284 |  | 105.9519 | 0 | 0 | 7.0765 | 0
24.09. | 7 | 113.0284 |  | 105.9519 | 0 | 0 | 7.0765 | 0
24.09. | 8 | 113.0284 |  | 105.9519 | 0 | 0 | 7.0765 | 0
24.09. | 9 | 113.0284 |  | 105.9519 | 0 | 0 | 7.0765 | 0
24.09. | 10 | 113.0284 |  | 105.9519 | 0 | 0 | 7.0765 | 0
24.09. | 11 | 113.0284 |  | 105.9519 | 0 | 0 | 7.0765 | 0
24.09. | 12 | 113.0284 |  | 105.9519 | 0 | 0 | 7.0765 | 0
24.09. | 13 | 113.0284 |  | 105.9519 | 0 | 0 | 7.0765 | 0
24.09. | 14 | 113.0284 |  | 105.9519 | 0 | 0 | 7.0765 | 0
24.09. | 15 | 113.0284 |  | 105.9519 | 0 | 0 | 7.0765 | 0
24.09. | 16 | 113.0284 |  | 105.9519 | 0 | 0 | 7.0765 | 0
24.09. | 17 | 113.0284 |  | 105.9519 | 0 | 0 | 7.0765 | 0
24.09. | 18 | 113.0284 |  | 105.9519 | 0 | 0 | 7.0765 | 0
24.09. | 19 | 113.0284 |  | 105.9519 | 0 | 0 | 7.0765 | 0
24.09. | 20 | 113.0284 |  | 105.9519 | 0 | 0 | 7.0765 | 0
24.09. | 21 | 113.0284 |  | 105.9519 | 0 | 0 | 7.0765 | 0
24.09. | 22 | 113.0284 |  | 105.9519 | 0 | 0 | 7.0765 | 0
24.09. | 23 | 113.0284 |  | 105.9519 | 0 | 0 | 7.0765 | 0
24.09. | 24 | 113.0284 |  | 105.9519 | 0 | 0 | 7.0765 | 0
25.09. | 1 | 113.0284 |  | 105.9519 | 0 | 0 | 7.0765 | 0
25.09. | 2 | 113.0284 |  | 105.9519 | 0 | 0 | 7.0765 | 0
25.09. | 3 | 113.0284 |  | 105.9519 | 0 | 0 | 7.0765 | 0
25.09. | 4 | 113.0284 |  | 105.9519 | 0 | 0 | 7.0765 | 0
25.09. | 5 | 113.0284 |  | 105.9519 | 0 | 0 | 7.0765 | 0
25.09. | 6 | 113.0284 |  | 105.9519 | 0 | 0 | 7.0765 | 0
25.09. | 7 | 113.0284 |  | 105.9519 | 0 | 0 | 7.0765 | 0
25.09. | 8 | 113.0284 |  | 105.9519 | 0 | 0 | 7.0765 | 0
25.09. | 9 | 113.0284 |  | 105.9519 | 0 | 0 | 7.0765 | 0
25.09. | 10 | 113.0284 |  | 105.9519 | 0 | 0 | 7.0765 | 0
25.09. | 11 | 113.0284 |  | 105.9519 | 0 | 0 | 7.0765 | 0
25.09. | 12 | 113.0284 |  | 105.9519 | 0 | 0 | 7.0765 | 0
25.09. | 13 | 113.0284 |  | 105.9519 | 0 | 0 | 7.0765 | 0
25.09. | 14 | 113.0284 |  | 105.9519 | 0 | 0 | 7.0765 | 0
25.09. | 15 | 113.0284 |  | 105.9519 | 0 | 0 | 7.0765 | 0
25.09. | 16 | 113.0284 |  | 105.9519 | 0 | 0 | 7.0765 | 0
25.09. | 17 | 113.0284 |  | 105.9519 | 0 | 0 | 7.0765 | 0
25.09. | 18 | 113.0284 |  | 105.9519 | 0 | 0 | 7.0765 | 0
25.09. | 19 | 113.0284 |  | 105.9519 | 0 | 0 | 7.0765 | 0
25.09. | 20 | 113.0284 |  | 105.9519 | 0 | 0 | 7.0765 | 0
25.09. | 21 | 113.0284 |  | 105.9519 | 0 | 0 | 7.0765 | 0
25.09. | 22 | 113.0284 |  | 105.9519 | 0 | 0 | 7.0765 | 0
25.09. | 23 | 113.0284 |  | 105.9519 | 0 | 0 | 7.0765 | 0
25.09. | 24 | 113.0284 |  | 105.9519 | 0 | 0 | 7.0765 | 0
26.09. | 1 | 113.0284 |  | 105.9519 | 0 | 0 | 7.0765 | 0
26.09. | 2 | 113.0284 |  | 105.9519 | 0 | 0 | 7.0765 | 0
26.09. | 3 | 113.0284 |  | 105.9519 | 0 | 0 | 7.0765 | 0
26.09. | 4 | 113.0284 |  | 105.9519 | 0 | 0 | 7.0765 | 0
26.09. | 5 | 113.0284 |  | 105.9519 | 0 | 0 | 7.0765 | 0
26.09. | 6 | 113.0284 |  | 105.9519 | 0 | 0 | 7.0765 | 0
26.09. | 7 | 113.0284 |  | 105.9519 | 0 | 0 | 7.0765 | 0
26.09. | 8 | 113.0284 |  | 105.9519 | 0 | 0 | 7.0765 | 0
26.09. | 9 | 113.0284 |  | 105.9519 | 0 | 0 | 7.0765 | 0
26.09. | 10 | 113.0284 |  | 105.9519 | 0 | 0 | 7.0765 | 0
26.09. | 11 | 113.0284 |  | 105.9519 | 0 | 0 | 7.0765 | 0
26.09. | 12 | 113.0284 |  | 105.9519 | 0 | 0 | 7.0765 | 0
26.09. | 13 | 113.0284 |  | 105.9519 | 0 | 0 | 7.0765 | 0
26.09. | 14 | 113.0284 |  | 105.9519 | 0 | 0 | 7.0765 | 0
26.09. | 15 | 113.0284 |  | 105.9519 | 0 | 0 | 7.0765 | 0
26.09. | 16 | 113.0284 |  | 105.9519 | 0 | 0 | 7.0765 | 0
26.09. | 17 | 113.0284 |  | 105.9519 | 0 | 0 | 7.0765 | 0
26.09. | 18 | 113.0284 |  | 105.9519 | 0 | 0 | 7.0765 | 0
26.09. | 19 | 113.0284 |  | 105.9519 | 0 | 0 | 7.0765 | 0
26.09. | 20 | 113.0284 |  | 105.9519 | 0 | 0 | 7.0765 | 0
26.09. | 21 | 113.0284 |  | 105.9519 | 0 | 0 | 7.0765 | 0
26.09. | 22 | 113.0284 |  | 105.9519 | 0 | 0 | 7.0765 | 0
26.09. | 23 | 113.0284 |  | 105.9519 | 0 | 0 | 7.0765 | 0
26.09. | 24 | 113.0284 |  | 105.9519 | 0 | 0 | 7.0765 | 0
27.09. | 1 | 113.0284 |  | 105.9519 | 0 | 0 | 7.0765 | 0
27.09. | 2 | 113.0284 |  | 105.9519 | 0 | 0 | 7.0765 | 0
27.09. | 3 | 113.0284 |  | 105.9519 | 0 | 0 | 7.0765 | 0
27.09. | 4 | 113.0284 |  | 105.9519 | 0 | 0 | 7.0765 | 0
27.09. | 5 | 113.0284 |  | 105.9519 | 0 | 0 | 7.0765 | 0
27.09. | 6 | 113.0284 |  | 105.9519 | 0 | 0 | 7.0765 | 0
27.09. | 7 | 113.0284 |  | 105.9519 | 0 | 0 | 7.0765 | 0
27.09. | 8 | 113.0284 |  | 105.9519 | 0 | 0 | 7.0765 | 0
27.09. | 9 | 113.0284 |  | 105.9519 | 0 | 0 | 7.0765 | 0
27.09. | 10 | 113.0284 |  | 105.9519 | 0 | 0 | 7.0765 | 0
27.09. | 11 | 113.0284 |  | 105.9519 | 0 | 0 | 7.0765 | 0
27.09. | 12 | 113.0284 |  | 105.9519 | 0 | 0 | 7.0765 | 0
27.09. | 13 | 113.0284 |  | 105.9519 | 0 | 0 | 7.0765 | 0
27.09. | 14 | 113.0284 |  | 105.9519 | 0 | 0 | 7.0765 | 0
27.09. | 15 | 113.0284 |  | 105.9519 | 0 | 0 | 7.0765 | 0
27.09. | 16 | 113.0284 |  | 105.9519 | 0 | 0 | 7.0765 | 0
27.09. | 17 | 113.0284 |  | 105.9519 | 0 | 0 | 7.0765 | 0
27.09. | 18 | 113.0284 |  | 105.9519 | 0 | 0 | 7.0765 | 0
27.09. | 19 | 113.0284 |  | 105.9519 | 0 | 0 | 7.0765 | 0
27.09. | 20 | 113.0284 |  | 105.9519 | 0 | 0 | 7.0765 | 0
27.09. | 21 | 113.0284 |  | 105.9519 | 0 | 0 | 7.0765 | 0
27.09. | 22 | 113.0284 |  | 105.9519 | 0 | 0 | 7.0765 | 0
27.09. | 23 | 113.0284 |  | 105.9519 | 0 | 0 | 7.0765 | 0
27.09. | 24 | 113.0284 |  | 105.9519 | 0 | 0 | 7.0765 | 0
28.09. | 1 | 113.0284 |  | 105.9519 | 0 | 0 | 7.0765 | 0
28.09. | 2 | 113.0284 |  | 105.9519 | 0 | 0 | 7.0765 | 0
28.09. | 3 | 113.0284 |  | 105.9519 | 0 | 0 | 7.0765 | 0
28.09. | 4 | 113.0284 |  | 105.9519 | 0 | 0 | 7.0765 | 0
28.09. | 5 | 113.0284 |  | 105.9519 | 0 | 0 | 7.0765 | 0
28.09. | 6 | 113.0284 |  | 105.9519 | 0 | 0 | 7.0765 | 0
28.09. | 7 | 113.0284 |  | 105.9519 | 0 | 0 | 7.0765 | 0
28.09. | 8 | 113.0284 |  | 105.9519 | 0 | 0 | 7.0765 | 0
28.09. | 9 | 113.0284 |  | 105.9519 | 0 | 0 | 7.0765 | 0
28.09. | 10 | 113.0284 |  | 105.9519 | 0 | 0 | 7.0765 | 0
28.09. | 11 | 113.0284 |  | 105.9519 | 0 | 0 | 7.0765 | 0
28.09. | 12 | 113.0284 |  | 105.9519 | 0 | 0 | 7.0765 | 0
28.09. | 13 | 113.0284 |  | 105.9519 | 0 | 0 | 7.0765 | 0
28.09. | 14 | 113.0284 |  | 105.9519 | 0 | 0 | 7.0765 | 0
28.09. | 15 | 113.0284 |  | 105.9519 | 0 | 0 | 7.0765 | 0
28.09. | 16 | 113.0284 |  | 105.9519 | 0 | 0 | 7.0765 | 0
28.09. | 17 | 113.0284 |  | 105.9519 | 0 | 0 | 7.0765 | 0
28.09. | 18 | 113.0284 |  | 105.9519 | 0 | 0 | 7.0765 | 0
28.09. | 19 | 113.0284 |  | 105.9519 | 0 | 0 | 7.0765 | 0
28.09. | 20 | 113.0284 |  | 105.9519 | 0 | 0 | 7.0765 | 0
28.09. | 21 | 113.0284 |  | 105.9519 | 0 | 0 | 7.0765 | 0
28.09. | 22 | 113.0284 |  | 105.9519 | 0 | 0 | 7.0765 | 0
28.09. | 23 | 113.0284 |  | 105.9519 | 0 | 0 | 7.0765 | 0
28.09. | 24 | 113.0284 |  | 105.9519 | 0 | 0 | 7.0765 | 0
29.09. | 1 | 113.0284 |  | 105.9519 | 0 | 0 | 7.0765 | 0
29.09. | 2 | 113.0284 |  | 105.9519 | 0 | 0 | 7.0765 | 0
29.09. | 3 | 113.0284 |  | 105.9519 | 0 | 0 | 7.0765 | 0
29.09. | 4 | 113.0284 |  | 105.9519 | 0 | 0 | 7.0765 | 0
29.09. | 5 | 113.0284 |  | 105.9519 | 0 | 0 | 7.0765 | 0
29.09. | 6 | 113.0284 |  | 105.9519 | 0 | 0 | 7.0765 | 0
29.09. | 7 | 113.0284 |  | 105.9519 | 0 | 0 | 7.0765 | 0
29.09. | 8 | 113.0284 |  | 105.9519 | 0 | 0 | 7.0765 | 0
29.09. | 9 | 113.0284 |  | 105.9519 | 0 | 0 | 7.0765 | 0
29.09. | 10 | 113.0284 |  | 105.9519 | 0 | 0 | 7.0765 | 0
29.09. | 11 | 113.0284 |  | 105.9519 | 0 | 0 | 7.0765 | 0
29.09. | 12 | 113.0284 |  | 105.9519 | 0 | 0 | 7.0765 | 0
29.09. | 13 | 113.0284 |  | 105.9519 | 0 | 0 | 7.0765 | 0
29.09. | 14 | 113.0284 |  | 105.9519 | 0 | 0 | 7.0765 | 0
29.09. | 15 | 113.0284 |  | 105.9519 | 0 | 0 | 7.0765 | 0
29.09. | 16 | 113.0284 |  | 105.9519 | 0 | 0 | 7.0765 | 0
29.09. | 17 | 113.0284 |  | 105.9519 | 0 | 0 | 7.0765 | 0
29.09. | 18 | 113.0284 |  | 105.9519 | 0 | 0 | 7.0765 | 0
29.09. | 19 | 113.0284 |  | 105.9519 | 0 | 0 | 7.0765 | 0
29.09. | 20 | 113.0284 |  | 105.9519 | 0 | 0 | 7.0765 | 0
29.09. | 21 | 113.0284 |  | 105.9519 | 0 | 0 | 7.0765 | 0
29.09. | 22 | 113.0284 |  | 105.9519 | 0 | 0 | 7.0765 | 0
29.09. | 23 | 113.0284 |  | 105.9519 | 0 | 0 | 7.0765 | 0
29.09. | 24 | 113.0284 |  | 105.9519 | 0 | 0 | 7.0765 | 0
30.09. | 1 | 113.0284 |  | 105.9519 | 0 | 0 | 7.0765 | 0
30.09. | 2 | 113.0284 |  | 105.9519 | 0 | 0 | 7.0765 | 0
30.09. | 3 | 113.0284 |  | 105.9519 | 0 | 0 | 7.0765 | 0
30.09. | 4 | 113.0284 |  | 105.9519 | 0 | 0 | 7.0765 | 0
30.09. | 5 | 113.0284 |  | 105.9519 | 0 | 0 | 7.0765 | 0
30.09. | 6 | 113.0284 |  | 105.9519 | 0 | 0 | 7.0765 | 0
30.09. | 7 | 113.0284 |  | 105.9519 | 0 | 0 | 7.0765 | 0
30.09. | 8 | 113.0284 |  | 105.9519 | 0 | 0 | 7.0765 | 0
30.09. | 9 | 113.0284 |  | 105.9519 | 0 | 0 | 7.0765 | 0
30.09. | 10 | 113.0284 |  | 105.9519 | 0 | 0 | 7.0765 | 0
30.09. | 11 | 113.0284 |  | 105.9519 | 0 | 0 | 7.0765 | 0
30.09. | 12 | 113.0284 |  | 105.9519 | 0 | 0 | 7.0765 | 0
30.09. | 13 | 113.0284 |  | 105.9519 | 0 | 0 | 7.0765 | 0
30.09. | 14 | 113.0284 |  | 105.9519 | 0 | 0 | 7.0765 | 0
30.09. | 15 | 113.0284 |  | 105.9519 | 0 | 0 | 7.0765 | 0
30.09. | 16 | 113.0284 |  | 105.9519 | 0 | 0 | 7.0765 | 0
30.09. | 17 | 113.0284 |  | 105.9519 | 0 | 0 | 7.0765 | 0
30.09. | 18 | 113.0284 |  | 105.9519 | 0 | 0 | 7.0765 | 0
30.09. | 19 | 113.0284 |  | 105.9519 | 0 | 0 | 7.0765 | 0
30.09. | 20 | 113.0284 |  | 105.9519 | 0 | 0 | 7.0765 | 0
30.09. | 21 | 113.0284 |  | 105.9519 | 0 | 0 | 7.0765 | 0
30.09. | 22 | 113.0284 |  | 105.9519 | 0 | 0 | 7.0765 | 0
30.09. | 23 | 113.0284 |  | 105.9519 | 0 | 0 | 7.0765 | 0
30.09. | 24 | 113.0284 |  | 105.9519 | 0 | 0 | 7.0765 | 0
01.10. | 1 | 112.814 |  | 105.9519 | 0 | 0 | 6.8621 | 0
01.10. | 2 | 112.814 |  | 105.9519 | 0 | 0 | 6.8621 | 0
01.10. | 3 | 112.814 |  | 105.9519 | 0 | 0 | 6.8621 | 0
01.10. | 4 | 112.814 |  | 105.9519 | 0 | 0 | 6.8621 | 0
01.10. | 5 | 112.814 |  | 105.9519 | 0 | 0 | 6.8621 | 0
01.10. | 6 | 112.814 |  | 105.9519 | 0 | 0 | 6.8621 | 0
01.10. | 7 | 112.814 |  | 105.9519 | 0 | 0 | 6.8621 | 0
01.10. | 8 | 112.814 |  | 105.9519 | 0 | 0 | 6.8621 | 0
01.10. | 9 | 112.814 |  | 105.9519 | 0 | 0 | 6.8621 | 0
01.10. | 10 | 112.814 |  | 105.9519 | 0 | 0 | 6.8621 | 0
01.10. | 11 | 112.814 |  | 105.9519 | 0 | 0 | 6.8621 | 0
01.10. | 12 | 112.814 |  | 105.9519 | 0 | 0 | 6.8621 | 0
01.10. | 13 | 112.814 |  | 105.9519 | 0 | 0 | 6.8621 | 0
01.10. | 14 | 112.814 |  | 105.9519 | 0 | 0 | 6.8621 | 0
01.10. | 15 | 112.814 |  | 105.9519 | 0 | 0 | 6.8621 | 0
01.10. | 16 | 112.814 |  | 105.9519 | 0 | 0 | 6.8621 | 0
01.10. | 17 | 112.814 |  | 105.9519 | 0 | 0 | 6.8621 | 0
01.10. | 18 | 112.814 |  | 105.9519 | 0 | 0 | 6.8621 | 0
01.10. | 19 | 112.814 |  | 105.9519 | 0 | 0 | 6.8621 | 0
01.10. | 20 | 112.814 |  | 105.9519 | 0 | 0 | 6.8621 | 0
01.10. | 21 | 112.814 |  | 105.9519 | 0 | 0 | 6.8621 | 0
01.10. | 22 | 112.814 |  | 105.9519 | 0 | 0 | 6.8621 | 0
01.10. | 23 | 112.814 |  | 105.9519 | 0 | 0 | 6.8621 | 0
01.10. | 24 | 112.814 |  | 105.9519 | 0 | 0 | 6.8621 | 0
02.10. | 1 | 112.814 |  | 105.9519 | 0 | 0 | 6.8621 | 0
02.10. | 2 | 112.814 |  | 105.9519 | 0 | 0 | 6.8621 | 0
02.10. | 3 | 112.814 |  | 105.9519 | 0 | 0 | 6.8621 | 0
02.10. | 4 | 112.814 |  | 105.9519 | 0 | 0 | 6.8621 | 0
02.10. | 5 | 112.814 |  | 105.9519 | 0 | 0 | 6.8621 | 0
02.10. | 6 | 112.814 |  | 105.9519 | 0 | 0 | 6.8621 | 0
02.10. | 7 | 112.814 |  | 105.9519 | 0 | 0 | 6.8621 | 0
02.10. | 8 | 112.814 |  | 105.9519 | 0 | 0 | 6.8621 | 0
02.10. | 9 | 112.814 |  | 105.9519 | 0 | 0 | 6.8621 | 0
02.10. | 10 | 112.814 |  | 105.9519 | 0 | 0 | 6.8621 | 0
02.10. | 11 | 112.814 |  | 105.9519 | 0 | 0 | 6.8621 | 0
02.10. | 12 | 112.814 |  | 105.9519 | 0 | 0 | 6.8621 | 0
02.10. | 13 | 112.814 |  | 105.9519 | 0 | 0 | 6.8621 | 0
02.10. | 14 | 112.814 |  | 105.9519 | 0 | 0 | 6.8621 | 0
02.10. | 15 | 112.814 |  | 105.9519 | 0 | 0 | 6.8621 | 0
02.10. | 16 | 112.814 |  | 105.9519 | 0 | 0 | 6.8621 | 0
02.10. | 17 | 112.814 |  | 105.9519 | 0 | 0 | 6.8621 | 0
02.10. | 18 | 112.814 |  | 105.9519 | 0 | 0 | 6.8621 | 0
02.10. | 19 | 112.814 |  | 105.9519 | 0 | 0 | 6.8621 | 0
02.10. | 20 | 112.814 |  | 105.9519 | 0 | 0 | 6.8621 | 0
02.10. | 21 | 112.814 |  | 105.9519 | 0 | 0 | 6.8621 | 0
02.10. | 22 | 112.814 |  | 105.9519 | 0 | 0 | 6.8621 | 0
02.10. | 23 | 112.814 |  | 105.9519 | 0 | 0 | 6.8621 | 0
02.10. | 24 | 112.814 |  | 105.9519 | 0 | 0 | 6.8621 | 0
03.10. | 1 | 112.814 |  | 105.9519 | 0 | 0 | 6.8621 | 0
03.10. | 2 | 112.814 |  | 105.9519 | 0 | 0 | 6.8621 | 0
03.10. | 3 | 112.814 |  | 105.9519 | 0 | 0 | 6.8621 | 0
03.10. | 4 | 112.814 |  | 105.9519 | 0 | 0 | 6.8621 | 0
03.10. | 5 | 112.814 |  | 105.9519 | 0 | 0 | 6.8621 | 0
03.10. | 6 | 112.814 |  | 105.9519 | 0 | 0 | 6.8621 | 0
03.10. | 7 | 112.814 |  | 105.9519 | 0 | 0 | 6.8621 | 0
03.10. | 8 | 112.814 |  | 105.9519 | 0 | 0 | 6.8621 | 0
03.10. | 9 | 112.814 |  | 105.9519 | 0 | 0 | 6.8621 | 0
03.10. | 10 | 112.814 |  | 105.9519 | 0 | 0 | 6.8621 | 0
03.10. | 11 | 112.814 |  | 105.9519 | 0 | 0 | 6.8621 | 0
03.10. | 12 | 112.814 |  | 105.9519 | 0 | 0 | 6.8621 | 0
03.10. | 13 | 112.814 |  | 105.9519 | 0 | 0 | 6.8621 | 0
03.10. | 14 | 112.814 |  | 105.9519 | 0 | 0 | 6.8621 | 0
03.10. | 15 | 112.814 |  | 105.9519 | 0 | 0 | 6.8621 | 0
03.10. | 16 | 112.814 |  | 105.9519 | 0 | 0 | 6.8621 | 0
03.10. | 17 | 112.814 |  | 105.9519 | 0 | 0 | 6.8621 | 0
03.10. | 18 | 112.814 |  | 105.9519 | 0 | 0 | 6.8621 | 0
03.10. | 19 | 112.814 |  | 105.9519 | 0 | 0 | 6.8621 | 0
03.10. | 20 | 112.814 |  | 105.9519 | 0 | 0 | 6.8621 | 0
03.10. | 21 | 112.814 |  | 105.9519 | 0 | 0 | 6.8621 | 0
03.10. | 22 | 112.814 |  | 105.9519 | 0 | 0 | 6.8621 | 0
03.10. | 23 | 112.814 |  | 105.9519 | 0 | 0 | 6.8621 | 0
03.10. | 24 | 112.814 |  | 105.9519 | 0 | 0 | 6.8621 | 0
04.10. | 1 | 112.814 |  | 105.9519 | 0 | 0 | 6.8621 | 0
04.10. | 2 | 112.814 |  | 105.9519 | 0 | 0 | 6.8621 | 0
04.10. | 3 | 112.814 |  | 105.9519 | 0 | 0 | 6.8621 | 0
04.10. | 4 | 112.814 |  | 105.9519 | 0 | 0 | 6.8621 | 0
04.10. | 5 | 112.814 |  | 105.9519 | 0 | 0 | 6.8621 | 0
04.10. | 6 | 112.814 |  | 105.9519 | 0 | 0 | 6.8621 | 0
04.10. | 7 | 112.814 |  | 105.9519 | 0 | 0 | 6.8621 | 0
04.10. | 8 | 112.814 |  | 105.9519 | 0 | 0 | 6.8621 | 0
04.10. | 9 | 112.814 |  | 105.9519 | 0 | 0 | 6.8621 | 0
04.10. | 10 | 112.814 |  | 105.9519 | 0 | 0 | 6.8621 | 0
04.10. | 11 | 112.814 |  | 105.9519 | 0 | 0 | 6.8621 | 0
04.10. | 12 | 112.814 |  | 105.9519 | 0 | 0 | 6.8621 | 0
04.10. | 13 | 112.814 |  | 105.9519 | 0 | 0 | 6.8621 | 0
04.10. | 14 | 112.814 |  | 105.9519 | 0 | 0 | 6.8621 | 0
04.10. | 15 | 112.814 |  | 105.9519 | 0 | 0 | 6.8621 | 0
04.10. | 16 | 112.814 |  | 105.9519 | 0 | 0 | 6.8621 | 0
04.10. | 17 | 112.814 |  | 105.9519 | 0 | 0 | 6.8621 | 0
04.10. | 18 | 112.814 |  | 105.9519 | 0 | 0 | 6.8621 | 0
04.10. | 19 | 112.814 |  | 105.9519 | 0 | 0 | 6.8621 | 0
04.10. | 20 | 112.814 |  | 105.9519 | 0 | 0 | 6.8621 | 0
04.10. | 21 | 112.814 |  | 105.9519 | 0 | 0 | 6.8621 | 0
04.10. | 22 | 112.814 |  | 105.9519 | 0 | 0 | 6.8621 | 0
04.10. | 23 | 112.814 |  | 105.9519 | 0 | 0 | 6.8621 | 0
04.10. | 24 | 112.814 |  | 105.9519 | 0 | 0 | 6.8621 | 0
05.10. | 1 | 112.814 |  | 105.9519 | 0 | 0 | 6.8621 | 0
05.10. | 2 | 112.814 |  | 105.9519 | 0 | 0 | 6.8621 | 0
05.10. | 3 | 112.814 |  | 105.9519 | 0 | 0 | 6.8621 | 0
05.10. | 4 | 112.814 |  | 105.9519 | 0 | 0 | 6.8621 | 0
05.10. | 5 | 112.814 |  | 105.9519 | 0 | 0 | 6.8621 | 0
05.10. | 6 | 112.814 |  | 105.9519 | 0 | 0 | 6.8621 | 0
05.10. | 7 | 112.814 |  | 105.9519 | 0 | 0 | 6.8621 | 0
05.10. | 8 | 112.814 |  | 105.9519 | 0 | 0 | 6.8621 | 0
05.10. | 9 | 112.814 |  | 105.9519 | 0 | 0 | 6.8621 | 0
05.10. | 10 | 112.814 |  | 105.9519 | 0 | 0 | 6.8621 | 0
05.10. | 11 | 112.814 |  | 105.9519 | 0 | 0 | 6.8621 | 0
05.10. | 12 | 112.814 |  | 105.9519 | 0 | 0 | 6.8621 | 0
05.10. | 13 | 112.814 |  | 105.9519 | 0 | 0 | 6.8621 | 0
05.10. | 14 | 112.814 |  | 105.9519 | 0 | 0 | 6.8621 | 0
05.10. | 15 | 112.814 |  | 105.9519 | 0 | 0 | 6.8621 | 0
05.10. | 16 | 112.814 |  | 105.9519 | 0 | 0 | 6.8621 | 0
05.10. | 17 | 112.814 |  | 105.9519 | 0 | 0 | 6.8621 | 0
05.10. | 18 | 112.814 |  | 105.9519 | 0 | 0 | 6.8621 | 0
05.10. | 19 | 112.814 |  | 105.9519 | 0 | 0 | 6.8621 | 0
05.10. | 20 | 112.814 |  | 105.9519 | 0 | 0 | 6.8621 | 0
05.10. | 21 | 112.814 |  | 105.9519 | 0 | 0 | 6.8621 | 0
05.10. | 22 | 112.814 |  | 105.9519 | 0 | 0 | 6.8621 | 0
05.10. | 23 | 112.814 |  | 105.9519 | 0 | 0 | 6.8621 | 0
05.10. | 24 | 112.814 |  | 105.9519 | 0 | 0 | 6.8621 | 0
06.10. | 1 | 112.814 |  | 105.9519 | 0 | 0 | 6.8621 | 0
06.10. | 2 | 112.814 |  | 105.9519 | 0 | 0 | 6.8621 | 0
06.10. | 3 | 112.814 |  | 105.9519 | 0 | 0 | 6.8621 | 0
06.10. | 4 | 112.814 |  | 105.9519 | 0 | 0 | 6.8621 | 0
06.10. | 5 | 112.814 |  | 105.9519 | 0 | 0 | 6.8621 | 0
06.10. | 6 | 112.814 |  | 105.9519 | 0 | 0 | 6.8621 | 0
06.10. | 7 | 112.814 |  | 105.9519 | 0 | 0 | 6.8621 | 0
06.10. | 8 | 112.814 |  | 105.9519 | 0 | 0 | 6.8621 | 0
06.10. | 9 | 112.814 |  | 105.9519 | 0 | 0 | 6.8621 | 0
06.10. | 10 | 112.814 |  | 105.9519 | 0 | 0 | 6.8621 | 0
06.10. | 11 | 112.814 |  | 105.9519 | 0 | 0 | 6.8621 | 0
06.10. | 12 | 112.814 |  | 105.9519 | 0 | 0 | 6.8621 | 0
06.10. | 13 | 112.814 |  | 105.9519 | 0 | 0 | 6.8621 | 0
06.10. | 14 | 112.814 |  | 105.9519 | 0 | 0 | 6.8621 | 0
06.10. | 15 | 112.814 |  | 105.9519 | 0 | 0 | 6.8621 | 0
06.10. | 16 | 112.814 |  | 105.9519 | 0 | 0 | 6.8621 | 0
06.10. | 17 | 112.814 |  | 105.9519 | 0 | 0 | 6.8621 | 0
06.10. | 18 | 112.814 |  | 105.9519 | 0 | 0 | 6.8621 | 0
06.10. | 19 | 112.814 |  | 105.9519 | 0 | 0 | 6.8621 | 0
06.10. | 20 | 112.814 |  | 105.9519 | 0 | 0 | 6.8621 | 0
06.10. | 21 | 112.814 |  | 105.9519 | 0 | 0 | 6.8621 | 0
06.10. | 22 | 112.814 |  | 105.9519 | 0 | 0 | 6.8621 | 0
06.10. | 23 | 112.814 |  | 105.9519 | 0 | 0 | 6.8621 | 0
06.10. | 24 | 112.814 |  | 105.9519 | 0 | 0 | 6.8621 | 0
07.10. | 1 | 112.814 |  | 105.9519 | 0 | 0 | 6.8621 | 0
07.10. | 2 | 112.814 |  | 105.9519 | 0 | 0 | 6.8621 | 0
07.10. | 3 | 112.814 |  | 105.9519 | 0 | 0 | 6.8621 | 0
07.10. | 4 | 112.814 |  | 105.9519 | 0 | 0 | 6.8621 | 0
07.10. | 5 | 112.814 |  | 105.9519 | 0 | 0 | 6.8621 | 0
07.10. | 6 | 112.814 |  | 105.9519 | 0 | 0 | 6.8621 | 0
07.10. | 7 | 112.814 |  | 105.9519 | 0 | 0 | 6.8621 | 0
07.10. | 8 | 112.814 |  | 105.9519 | 0 | 0 | 6.8621 | 0
07.10. | 9 | 112.814 |  | 105.9519 | 0 | 0 | 6.8621 | 0
07.10. | 10 | 112.814 |  | 105.9519 | 0 | 0 | 6.8621 | 0
07.10. | 11 | 112.814 |  | 105.9519 | 0 | 0 | 6.8621 | 0
07.10. | 12 | 112.814 |  | 105.9519 | 0 | 0 | 6.8621 | 0
07.10. | 13 | 112.814 |  | 105.9519 | 0 | 0 | 6.8621 | 0
07.10. | 14 | 112.814 |  | 105.9519 | 0 | 0 | 6.8621 | 0
07.10. | 15 | 112.814 |  | 105.9519 | 0 | 0 | 6.8621 | 0
07.10. | 16 | 112.814 |  | 105.9519 | 0 | 0 | 6.8621 | 0
07.10. | 17 | 112.814 |  | 105.9519 | 0 | 0 | 6.8621 | 0
07.10. | 18 | 112.814 |  | 105.9519 | 0 | 0 | 6.8621 | 0
07.10. | 19 | 112.814 |  | 105.9519 | 0 | 0 | 6.8621 | 0
07.10. | 20 | 112.814 |  | 105.9519 | 0 | 0 | 6.8621 | 0
07.10. | 21 | 112.814 |  | 105.9519 | 0 | 0 | 6.8621 | 0
07.10. | 22 | 112.814 |  | 105.9519 | 0 | 0 | 6.8621 | 0
07.10. | 23 | 112.814 |  | 105.9519 | 0 | 0 | 6.8621 | 0
07.10. | 24 | 112.814 |  | 105.9519 | 0 | 0 | 6.8621 | 0
08.10. | 1 | 112.814 |  | 105.9519 | 0 | 0 | 6.8621 | 0
08.10. | 2 | 112.814 |  | 105.9519 | 0 | 0 | 6.8621 | 0
08.10. | 3 | 112.814 |  | 105.9519 | 0 | 0 | 6.8621 | 0
08.10. | 4 | 112.814 |  | 105.9519 | 0 | 0 | 6.8621 | 0
08.10. | 5 | 112.814 |  | 105.9519 | 0 | 0 | 6.8621 | 0
08.10. | 6 | 112.814 |  | 105.9519 | 0 | 0 | 6.8621 | 0
08.10. | 7 | 112.814 |  | 105.9519 | 0 | 0 | 6.8621 | 0
08.10. | 8 | 112.814 |  | 105.9519 | 0 | 0 | 6.8621 | 0
08.10. | 9 | 112.814 |  | 105.9519 | 0 | 0 | 6.8621 | 0
08.10. | 10 | 112.814 |  | 105.9519 | 0 | 0 | 6.8621 | 0
08.10. | 11 | 112.814 |  | 105.9519 | 0 | 0 | 6.8621 | 0
08.10. | 12 | 112.814 |  | 105.9519 | 0 | 0 | 6.8621 | 0
08.10. | 13 | 112.814 |  | 105.9519 | 0 | 0 | 6.8621 | 0
08.10. | 14 | 112.814 |  | 105.9519 | 0 | 0 | 6.8621 | 0
08.10. | 15 | 112.814 |  | 105.9519 | 0 | 0 | 6.8621 | 0
08.10. | 16 | 112.814 |  | 105.9519 | 0 | 0 | 6.8621 | 0
08.10. | 17 | 112.814 |  | 105.9519 | 0 | 0 | 6.8621 | 0
08.10. | 18 | 112.814 |  | 105.9519 | 0 | 0 | 6.8621 | 0
08.10. | 19 | 112.814 |  | 105.9519 | 0 | 0 | 6.8621 | 0
08.10. | 20 | 112.814 |  | 105.9519 | 0 | 0 | 6.8621 | 0
08.10. | 21 | 112.814 |  | 105.9519 | 0 | 0 | 6.8621 | 0
08.10. | 22 | 112.814 |  | 105.9519 | 0 | 0 | 6.8621 | 0
08.10. | 23 | 112.814 |  | 105.9519 | 0 | 0 | 6.8621 | 0
08.10. | 24 | 112.814 |  | 105.9519 | 0 | 0 | 6.8621 | 0
09.10. | 1 | 112.814 |  | 105.9519 | 0 | 0 | 6.8621 | 0
09.10. | 2 | 112.814 |  | 105.9519 | 0 | 0 | 6.8621 | 0
09.10. | 3 | 112.814 |  | 105.9519 | 0 | 0 | 6.8621 | 0
09.10. | 4 | 112.814 |  | 105.9519 | 0 | 0 | 6.8621 | 0
09.10. | 5 | 112.814 |  | 105.9519 | 0 | 0 | 6.8621 | 0
09.10. | 6 | 112.814 |  | 105.9519 | 0 | 0 | 6.8621 | 0
09.10. | 7 | 112.814 |  | 105.9519 | 0 | 0 | 6.8621 | 0
09.10. | 8 | 112.814 |  | 105.9519 | 0 | 0 | 6.8621 | 0
09.10. | 9 | 112.814 |  | 105.9519 | 0 | 0 | 6.8621 | 0
09.10. | 10 | 112.814 |  | 105.9519 | 0 | 0 | 6.8621 | 0
09.10. | 11 | 112.814 |  | 105.9519 | 0 | 0 | 6.8621 | 0
09.10. | 12 | 112.814 |  | 105.9519 | 0 | 0 | 6.8621 | 0
09.10. | 13 | 112.814 |  | 105.9519 | 0 | 0 | 6.8621 | 0
09.10. | 14 | 112.814 |  | 105.9519 | 0 | 0 | 6.8621 | 0
09.10. | 15 | 112.814 |  | 105.9519 | 0 | 0 | 6.8621 | 0
09.10. | 16 | 112.814 |  | 105.9519 | 0 | 0 | 6.8621 | 0
09.10. | 17 | 112.814 |  | 105.9519 | 0 | 0 | 6.8621 | 0
09.10. | 18 | 112.814 |  | 105.9519 | 0 | 0 | 6.8621 | 0
09.10. | 19 | 112.814 |  | 105.9519 | 0 | 0 | 6.8621 | 0
09.10. | 20 | 112.814 |  | 105.9519 | 0 | 0 | 6.8621 | 0
09.10. | 21 | 112.814 |  | 105.9519 | 0 | 0 | 6.8621 | 0
09.10. | 22 | 112.814 |  | 105.9519 | 0 | 0 | 6.8621 | 0
09.10. | 23 | 112.814 |  | 105.9519 | 0 | 0 | 6.8621 | 0
09.10. | 24 | 112.814 |  | 105.9519 | 0 | 0 | 6.8621 | 0
10.10. | 1 | 112.814 |  | 105.9519 | 0 | 0 | 6.8621 | 0
10.10. | 2 | 112.814 |  | 105.9519 | 0 | 0 | 6.8621 | 0
10.10. | 3 | 112.814 |  | 105.9519 | 0 | 0 | 6.8621 | 0
10.10. | 4 | 112.814 |  | 105.9519 | 0 | 0 | 6.8621 | 0
10.10. | 5 | 112.814 |  | 105.9519 | 0 | 0 | 6.8621 | 0
10.10. | 6 | 112.814 |  | 105.9519 | 0 | 0 | 6.8621 | 0
10.10. | 7 | 112.814 |  | 105.9519 | 0 | 0 | 6.8621 | 0
10.10. | 8 | 112.814 |  | 105.9519 | 0 | 0 | 6.8621 | 0
10.10. | 9 | 112.814 |  | 105.9519 | 0 | 0 | 6.8621 | 0
10.10. | 10 | 112.814 |  | 105.9519 | 0 | 0 | 6.8621 | 0
10.10. | 11 | 112.814 |  | 105.9519 | 0 | 0 | 6.8621 | 0
10.10. | 12 | 112.814 |  | 105.9519 | 0 | 0 | 6.8621 | 0
10.10. | 13 | 112.814 |  | 105.9519 | 0 | 0 | 6.8621 | 0
10.10. | 14 | 112.814 |  | 105.9519 | 0 | 0 | 6.8621 | 0
10.10. | 15 | 112.814 |  | 105.9519 | 0 | 0 | 6.8621 | 0
10.10. | 16 | 112.814 |  | 105.9519 | 0 | 0 | 6.8621 | 0
10.10. | 17 | 112.814 |  | 105.9519 | 0 | 0 | 6.8621 | 0
10.10. | 18 | 112.814 |  | 105.9519 | 0 | 0 | 6.8621 | 0
10.10. | 19 | 112.814 |  | 105.9519 | 0 | 0 | 6.8621 | 0
10.10. | 20 | 112.814 |  | 105.9519 | 0 | 0 | 6.8621 | 0
10.10. | 21 | 112.814 |  | 105.9519 | 0 | 0 | 6.8621 | 0
10.10. | 22 | 112.814 |  | 105.9519 | 0 | 0 | 6.8621 | 0
10.10. | 23 | 112.814 |  | 105.9519 | 0 | 0 | 6.8621 | 0
10.10. | 24 | 112.814 |  | 105.9519 | 0 | 0 | 6.8621 | 0
11.10. | 1 | 112.814 |  | 105.9519 | 0 | 0 | 6.8621 | 0
11.10. | 2 | 112.814 |  | 105.9519 | 0 | 0 | 6.8621 | 0
11.10. | 3 | 112.814 |  | 105.9519 | 0 | 0 | 6.8621 | 0
11.10. | 4 | 112.814 |  | 105.9519 | 0 | 0 | 6.8621 | 0
11.10. | 5 | 112.814 |  | 105.9519 | 0 | 0 | 6.8621 | 0
11.10. | 6 | 112.814 |  | 105.9519 | 0 | 0 | 6.8621 | 0
11.10. | 7 | 112.814 |  | 105.9519 | 0 | 0 | 6.8621 | 0
11.10. | 8 | 112.814 |  | 105.9519 | 0 | 0 | 6.8621 | 0
11.10. | 9 | 112.814 |  | 105.9519 | 0 | 0 | 6.8621 | 0
11.10. | 10 | 112.814 |  | 105.9519 | 0 | 0 | 6.8621 | 0
11.10. | 11 | 112.814 |  | 105.9519 | 0 | 0 | 6.8621 | 0
11.10. | 12 | 112.814 |  | 105.9519 | 0 | 0 | 6.8621 | 0
11.10. | 13 | 112.814 |  | 105.9519 | 0 | 0 | 6.8621 | 0
11.10. | 14 | 112.814 |  | 105.9519 | 0 | 0 | 6.8621 | 0
11.10. | 15 | 112.814 |  | 105.9519 | 0 | 0 | 6.8621 | 0
11.10. | 16 | 112.814 |  | 105.9519 | 0 | 0 | 6.8621 | 0
11.10. | 17 | 112.814 |  | 105.9519 | 0 | 0 | 6.8621 | 0
11.10. | 18 | 112.814 |  | 105.9519 | 0 | 0 | 6.8621 | 0
11.10. | 19 | 112.814 |  | 105.9519 | 0 | 0 | 6.8621 | 0
11.10. | 20 | 112.814 |  | 105.9519 | 0 | 0 | 6.8621 | 0
11.10. | 21 | 112.814 |  | 105.9519 | 0 | 0 | 6.8621 | 0
11.10. | 22 | 112.814 |  | 105.9519 | 0 | 0 | 6.8621 | 0
11.10. | 23 | 112.814 |  | 105.9519 | 0 | 0 | 6.8621 | 0
11.10. | 24 | 112.814 |  | 105.9519 | 0 | 0 | 6.8621 | 0
12.10. | 1 | 112.814 |  | 105.9519 | 0 | 0 | 6.8621 | 0
12.10. | 2 | 112.814 |  | 105.9519 | 0 | 0 | 6.8621 | 0
12.10. | 3 | 112.814 |  | 105.9519 | 0 | 0 | 6.8621 | 0
12.10. | 4 | 112.814 |  | 105.9519 | 0 | 0 | 6.8621 | 0
12.10. | 5 | 112.814 |  | 105.9519 | 0 | 0 | 6.8621 | 0
12.10. | 6 | 112.814 |  | 105.9519 | 0 | 0 | 6.8621 | 0
12.10. | 7 | 112.814 |  | 105.9519 | 0 | 0 | 6.8621 | 0
12.10. | 8 | 112.814 |  | 105.9519 | 0 | 0 | 6.8621 | 0
12.10. | 9 | 112.814 |  | 105.9519 | 0 | 0 | 6.8621 | 0
12.10. | 10 | 112.814 |  | 105.9519 | 0 | 0 | 6.8621 | 0
12.10. | 11 | 112.814 |  | 105.9519 | 0 | 0 | 6.8621 | 0
12.10. | 12 | 112.814 |  | 105.9519 | 0 | 0 | 6.8621 | 0
12.10. | 13 | 112.814 |  | 105.9519 | 0 | 0 | 6.8621 | 0
12.10. | 14 | 112.814 |  | 105.9519 | 0 | 0 | 6.8621 | 0
12.10. | 15 | 112.814 |  | 105.9519 | 0 | 0 | 6.8621 | 0
12.10. | 16 | 112.814 |  | 105.9519 | 0 | 0 | 6.8621 | 0
12.10. | 17 | 112.814 |  | 105.9519 | 0 | 0 | 6.8621 | 0
12.10. | 18 | 112.814 |  | 105.9519 | 0 | 0 | 6.8621 | 0
12.10. | 19 | 112.814 |  | 105.9519 | 0 | 0 | 6.8621 | 0
12.10. | 20 | 112.814 |  | 105.9519 | 0 | 0 | 6.8621 | 0
12.10. | 21 | 112.814 |  | 105.9519 | 0 | 0 | 6.8621 | 0
12.10. | 22 | 112.814 |  | 105.9519 | 0 | 0 | 6.8621 | 0
12.10. | 23 | 112.814 |  | 105.9519 | 0 | 0 | 6.8621 | 0
12.10. | 24 | 112.814 |  | 105.9519 | 0 | 0 | 6.8621 | 0
13.10. | 1 | 112.814 |  | 105.9519 | 0 | 0 | 6.8621 | 0
13.10. | 2 | 112.814 |  | 105.9519 | 0 | 0 | 6.8621 | 0
13.10. | 3 | 112.814 |  | 105.9519 | 0 | 0 | 6.8621 | 0
13.10. | 4 | 112.814 |  | 105.9519 | 0 | 0 | 6.8621 | 0
13.10. | 5 | 112.814 |  | 105.9519 | 0 | 0 | 6.8621 | 0
13.10. | 6 | 112.814 |  | 105.9519 | 0 | 0 | 6.8621 | 0
13.10. | 7 | 112.814 |  | 105.9519 | 0 | 0 | 6.8621 | 0
13.10. | 8 | 112.814 |  | 105.9519 | 0 | 0 | 6.8621 | 0
13.10. | 9 | 112.814 |  | 105.9519 | 0 | 0 | 6.8621 | 0
13.10. | 10 | 112.814 |  | 105.9519 | 0 | 0 | 6.8621 | 0
13.10. | 11 | 112.814 |  | 105.9519 | 0 | 0 | 6.8621 | 0
13.10. | 12 | 112.814 |  | 105.9519 | 0 | 0 | 6.8621 | 0
13.10. | 13 | 112.814 |  | 105.9519 | 0 | 0 | 6.8621 | 0
13.10. | 14 | 112.814 |  | 105.9519 | 0 | 0 | 6.8621 | 0
13.10. | 15 | 112.814 |  | 105.9519 | 0 | 0 | 6.8621 | 0
13.10. | 16 | 112.814 |  | 105.9519 | 0 | 0 | 6.8621 | 0
13.10. | 17 | 112.814 |  | 105.9519 | 0 | 0 | 6.8621 | 0
13.10. | 18 | 112.814 |  | 105.9519 | 0 | 0 | 6.8621 | 0
13.10. | 19 | 112.814 |  | 105.9519 | 0 | 0 | 6.8621 | 0
13.10. | 20 | 112.814 |  | 105.9519 | 0 | 0 | 6.8621 | 0
13.10. | 21 | 112.814 |  | 105.9519 | 0 | 0 | 6.8621 | 0
13.10. | 22 | 112.814 |  | 105.9519 | 0 | 0 | 6.8621 | 0
13.10. | 23 | 112.814 |  | 105.9519 | 0 | 0 | 6.8621 | 0
13.10. | 24 | 112.814 |  | 105.9519 | 0 | 0 | 6.8621 | 0
14.10. | 1 | 112.814 |  | 105.9519 | 0 | 0 | 6.8621 | 0
14.10. | 2 | 112.814 |  | 105.9519 | 0 | 0 | 6.8621 | 0
14.10. | 3 | 112.814 |  | 105.9519 | 0 | 0 | 6.8621 | 0
14.10. | 4 | 112.814 |  | 105.9519 | 0 | 0 | 6.8621 | 0
14.10. | 5 | 112.814 |  | 105.9519 | 0 | 0 | 6.8621 | 0
14.10. | 6 | 112.814 |  | 105.9519 | 0 | 0 | 6.8621 | 0
14.10. | 7 | 112.814 |  | 105.9519 | 0 | 0 | 6.8621 | 0
14.10. | 8 | 112.814 |  | 105.9519 | 0 | 0 | 6.8621 | 0
14.10. | 9 | 112.814 |  | 105.9519 | 0 | 0 | 6.8621 | 0
14.10. | 10 | 112.814 |  | 105.9519 | 0 | 0 | 6.8621 | 0
14.10. | 11 | 112.814 |  | 105.9519 | 0 | 0 | 6.8621 | 0
14.10. | 12 | 112.814 |  | 105.9519 | 0 | 0 | 6.8621 | 0
14.10. | 13 | 112.814 |  | 105.9519 | 0 | 0 | 6.8621 | 0
14.10. | 14 | 112.814 |  | 105.9519 | 0 | 0 | 6.8621 | 0
14.10. | 15 | 112.814 |  | 105.9519 | 0 | 0 | 6.8621 | 0
14.10. | 16 | 112.814 |  | 105.9519 | 0 | 0 | 6.8621 | 0
14.10. | 17 | 112.814 |  | 105.9519 | 0 | 0 | 6.8621 | 0
14.10. | 18 | 112.814 |  | 105.9519 | 0 | 0 | 6.8621 | 0
14.10. | 19 | 112.814 |  | 105.9519 | 0 | 0 | 6.8621 | 0
14.10. | 20 | 112.814 |  | 105.9519 | 0 | 0 | 6.8621 | 0
14.10. | 21 | 112.814 |  | 105.9519 | 0 | 0 | 6.8621 | 0
14.10. | 22 | 112.814 |  | 105.9519 | 0 | 0 | 6.8621 | 0
14.10. | 23 | 112.814 |  | 105.9519 | 0 | 0 | 6.8621 | 0
14.10. | 24 | 112.814 |  | 105.9519 | 0 | 0 | 6.8621 | 0
15.10. | 1 | 112.814 |  | 105.9519 | 0 | 0 | 6.8621 | 0
15.10. | 2 | 112.814 |  | 105.9519 | 0 | 0 | 6.8621 | 0
15.10. | 3 | 112.814 |  | 105.9519 | 0 | 0 | 6.8621 | 0
15.10. | 4 | 112.814 |  | 105.9519 | 0 | 0 | 6.8621 | 0
15.10. | 5 | 112.814 |  | 105.9519 | 0 | 0 | 6.8621 | 0
15.10. | 6 | 112.814 |  | 105.9519 | 0 | 0 | 6.8621 | 0
15.10. | 7 | 112.814 |  | 105.9519 | 0 | 0 | 6.8621 | 0
15.10. | 8 | 112.814 |  | 105.9519 | 0 | 0 | 6.8621 | 0
15.10. | 9 | 112.814 |  | 105.9519 | 0 | 0 | 6.8621 | 0
15.10. | 10 | 112.814 |  | 105.9519 | 0 | 0 | 6.8621 | 0
15.10. | 11 | 112.814 |  | 105.9519 | 0 | 0 | 6.8621 | 0
15.10. | 12 | 112.814 |  | 105.9519 | 0 | 0 | 6.8621 | 0
15.10. | 13 | 112.814 |  | 105.9519 | 0 | 0 | 6.8621 | 0
15.10. | 14 | 112.814 |  | 105.9519 | 0 | 0 | 6.8621 | 0
15.10. | 15 | 112.814 |  | 105.9519 | 0 | 0 | 6.8621 | 0
15.10. | 16 | 112.814 |  | 105.9519 | 0 | 0 | 6.8621 | 0
15.10. | 17 | 112.814 |  | 105.9519 | 0 | 0 | 6.8621 | 0
15.10. | 18 | 112.814 |  | 105.9519 | 0 | 0 | 6.8621 | 0
15.10. | 19 | 112.814 |  | 105.9519 | 0 | 0 | 6.8621 | 0
15.10. | 20 | 112.814 |  | 105.9519 | 0 | 0 | 6.8621 | 0
15.10. | 21 | 112.814 |  | 105.9519 | 0 | 0 | 6.8621 | 0
15.10. | 22 | 112.814 |  | 105.9519 | 0 | 0 | 6.8621 | 0
15.10. | 23 | 112.814 |  | 105.9519 | 0 | 0 | 6.8621 | 0
15.10. | 24 | 112.814 |  | 105.9519 | 0 | 0 | 6.8621 | 0
16.10. | 1 | 112.814 |  | 105.9519 | 0 | 0 | 6.8621 | 0
16.10. | 2 | 112.814 |  | 105.9519 | 0 | 0 | 6.8621 | 0
16.10. | 3 | 112.814 |  | 105.9519 | 0 | 0 | 6.8621 | 0
16.10. | 4 | 112.814 |  | 105.9519 | 0 | 0 | 6.8621 | 0
16.10. | 5 | 112.814 |  | 105.9519 | 0 | 0 | 6.8621 | 0
16.10. | 6 | 112.814 |  | 105.9519 | 0 | 0 | 6.8621 | 0
16.10. | 7 | 112.814 |  | 105.9519 | 0 | 0 | 6.8621 | 0
16.10. | 8 | 112.814 |  | 105.9519 | 0 | 0 | 6.8621 | 0
16.10. | 9 | 112.814 |  | 105.9519 | 0 | 0 | 6.8621 | 0
16.10. | 10 | 112.814 |  | 105.9519 | 0 | 0 | 6.8621 | 0
16.10. | 11 | 112.814 |  | 105.9519 | 0 | 0 | 6.8621 | 0
16.10. | 12 | 112.814 |  | 105.9519 | 0 | 0 | 6.8621 | 0
16.10. | 13 | 112.814 |  | 105.9519 | 0 | 0 | 6.8621 | 0
16.10. | 14 | 112.814 |  | 105.9519 | 0 | 0 | 6.8621 | 0
16.10. | 15 | 112.814 |  | 105.9519 | 0 | 0 | 6.8621 | 0
16.10. | 16 | 112.814 |  | 105.9519 | 0 | 0 | 6.8621 | 0
16.10. | 17 | 112.814 |  | 105.9519 | 0 | 0 | 6.8621 | 0
16.10. | 18 | 112.814 |  | 105.9519 | 0 | 0 | 6.8621 | 0
16.10. | 19 | 112.814 |  | 105.9519 | 0 | 0 | 6.8621 | 0
16.10. | 20 | 112.814 |  | 105.9519 | 0 | 0 | 6.8621 | 0
16.10. | 21 | 112.814 |  | 105.9519 | 0 | 0 | 6.8621 | 0
16.10. | 22 | 112.814 |  | 105.9519 | 0 | 0 | 6.8621 | 0
16.10. | 23 | 112.814 |  | 105.9519 | 0 | 0 | 6.8621 | 0
16.10. | 24 | 112.814 |  | 105.9519 | 0 | 0 | 6.8621 | 0
17.10. | 1 | 112.814 |  | 105.9519 | 0 | 0 | 6.8621 | 0
17.10. | 2 | 112.814 |  | 105.9519 | 0 | 0 | 6.8621 | 0
17.10. | 3 | 112.814 |  | 105.9519 | 0 | 0 | 6.8621 | 0
17.10. | 4 | 112.814 |  | 105.9519 | 0 | 0 | 6.8621 | 0
17.10. | 5 | 112.814 |  | 105.9519 | 0 | 0 | 6.8621 | 0
17.10. | 6 | 112.814 |  | 105.9519 | 0 | 0 | 6.8621 | 0
17.10. | 7 | 112.814 |  | 105.9519 | 0 | 0 | 6.8621 | 0
17.10. | 8 | 112.814 |  | 105.9519 | 0 | 0 | 6.8621 | 0
17.10. | 9 | 112.814 |  | 105.9519 | 0 | 0 | 6.8621 | 0
17.10. | 10 | 112.814 |  | 105.9519 | 0 | 0 | 6.8621 | 0
17.10. | 11 | 112.814 |  | 105.9519 | 0 | 0 | 6.8621 | 0
17.10. | 12 | 112.814 |  | 105.9519 | 0 | 0 | 6.8621 | 0
17.10. | 13 | 112.814 |  | 105.9519 | 0 | 0 | 6.8621 | 0
17.10. | 14 | 112.814 |  | 105.9519 | 0 | 0 | 6.8621 | 0
17.10. | 15 | 112.814 |  | 105.9519 | 0 | 0 | 6.8621 | 0
17.10. | 16 | 112.814 |  | 105.9519 | 0 | 0 | 6.8621 | 0
17.10. | 17 | 112.814 |  | 105.9519 | 0 | 0 | 6.8621 | 0
17.10. | 18 | 112.814 |  | 105.9519 | 0 | 0 | 6.8621 | 0
17.10. | 19 | 112.814 |  | 105.9519 | 0 | 0 | 6.8621 | 0
17.10. | 20 | 112.814 |  | 105.9519 | 0 | 0 | 6.8621 | 0
17.10. | 21 | 112.814 |  | 105.9519 | 0 | 0 | 6.8621 | 0
17.10. | 22 | 112.814 |  | 105.9519 | 0 | 0 | 6.8621 | 0
17.10. | 23 | 112.814 |  | 105.9519 | 0 | 0 | 6.8621 | 0
17.10. | 24 | 112.814 |  | 105.9519 | 0 | 0 | 6.8621 | 0
18.10. | 1 | 112.814 |  | 105.9519 | 0 | 0 | 6.8621 | 0
18.10. | 2 | 112.814 |  | 105.9519 | 0 | 0 | 6.8621 | 0
18.10. | 3 | 112.814 |  | 105.9519 | 0 | 0 | 6.8621 | 0
18.10. | 4 | 112.814 |  | 105.9519 | 0 | 0 | 6.8621 | 0
18.10. | 5 | 112.814 |  | 105.9519 | 0 | 0 | 6.8621 | 0
18.10. | 6 | 112.814 |  | 105.9519 | 0 | 0 | 6.8621 | 0
18.10. | 7 | 112.814 |  | 105.9519 | 0 | 0 | 6.8621 | 0
18.10. | 8 | 112.814 |  | 105.9519 | 0 | 0 | 6.8621 | 0
18.10. | 9 | 112.814 |  | 105.9519 | 0 | 0 | 6.8621 | 0
18.10. | 10 | 112.814 |  | 105.9519 | 0 | 0 | 6.8621 | 0
18.10. | 11 | 112.814 |  | 105.9519 | 0 | 0 | 6.8621 | 0
18.10. | 12 | 112.814 |  | 105.9519 | 0 | 0 | 6.8621 | 0
18.10. | 13 | 112.814 |  | 105.9519 | 0 | 0 | 6.8621 | 0
18.10. | 14 | 112.814 |  | 105.9519 | 0 | 0 | 6.8621 | 0
18.10. | 15 | 112.814 |  | 105.9519 | 0 | 0 | 6.8621 | 0
18.10. | 16 | 112.814 |  | 105.9519 | 0 | 0 | 6.8621 | 0
18.10. | 17 | 112.814 |  | 105.9519 | 0 | 0 | 6.8621 | 0
18.10. | 18 | 112.814 |  | 105.9519 | 0 | 0 | 6.8621 | 0
18.10. | 19 | 112.814 |  | 105.9519 | 0 | 0 | 6.8621 | 0
18.10. | 20 | 112.814 |  | 105.9519 | 0 | 0 | 6.8621 | 0
18.10. | 21 | 112.814 |  | 105.9519 | 0 | 0 | 6.8621 | 0
18.10. | 22 | 112.814 |  | 105.9519 | 0 | 0 | 6.8621 | 0
18.10. | 23 | 112.814 |  | 105.9519 | 0 | 0 | 6.8621 | 0
18.10. | 24 | 112.814 |  | 105.9519 | 0 | 0 | 6.8621 | 0
19.10. | 1 | 112.814 |  | 105.9519 | 0 | 0 | 6.8621 | 0
19.10. | 2 | 112.814 |  | 105.9519 | 0 | 0 | 6.8621 | 0
19.10. | 3 | 112.814 |  | 105.9519 | 0 | 0 | 6.8621 | 0
19.10. | 4 | 112.814 |  | 105.9519 | 0 | 0 | 6.8621 | 0
19.10. | 5 | 112.814 |  | 105.9519 | 0 | 0 | 6.8621 | 0
19.10. | 6 | 112.814 |  | 105.9519 | 0 | 0 | 6.8621 | 0
19.10. | 7 | 112.814 |  | 105.9519 | 0 | 0 | 6.8621 | 0
19.10. | 8 | 112.814 |  | 105.9519 | 0 | 0 | 6.8621 | 0
19.10. | 9 | 112.814 |  | 105.9519 | 0 | 0 | 6.8621 | 0
19.10. | 10 | 112.814 |  | 105.9519 | 0 | 0 | 6.8621 | 0
19.10. | 11 | 112.814 |  | 105.9519 | 0 | 0 | 6.8621 | 0
19.10. | 12 | 112.814 |  | 105.9519 | 0 | 0 | 6.8621 | 0
19.10. | 13 | 112.814 |  | 105.9519 | 0 | 0 | 6.8621 | 0
19.10. | 14 | 112.814 |  | 105.9519 | 0 | 0 | 6.8621 | 0
19.10. | 15 | 112.814 |  | 105.9519 | 0 | 0 | 6.8621 | 0
19.10. | 16 | 112.814 |  | 105.9519 | 0 | 0 | 6.8621 | 0
19.10. | 17 | 112.814 |  | 105.9519 | 0 | 0 | 6.8621 | 0
19.10. | 18 | 112.814 |  | 105.9519 | 0 | 0 | 6.8621 | 0
19.10. | 19 | 112.814 |  | 105.9519 | 0 | 0 | 6.8621 | 0
19.10. | 20 | 112.814 |  | 105.9519 | 0 | 0 | 6.8621 | 0
19.10. | 21 | 112.814 |  | 105.9519 | 0 | 0 | 6.8621 | 0
19.10. | 22 | 112.814 |  | 105.9519 | 0 | 0 | 6.8621 | 0
19.10. | 23 | 112.814 |  | 105.9519 | 0 | 0 | 6.8621 | 0
19.10. | 24 | 112.814 |  | 105.9519 | 0 | 0 | 6.8621 | 0
20.10. | 1 | 112.814 |  | 105.9519 | 0 | 0 | 6.8621 | 0
20.10. | 2 | 112.814 |  | 105.9519 | 0 | 0 | 6.8621 | 0
20.10. | 3 | 112.814 |  | 105.9519 | 0 | 0 | 6.8621 | 0
20.10. | 4 | 112.814 |  | 105.9519 | 0 | 0 | 6.8621 | 0
20.10. | 5 | 112.814 |  | 105.9519 | 0 | 0 | 6.8621 | 0
20.10. | 6 | 112.814 |  | 105.9519 | 0 | 0 | 6.8621 | 0
20.10. | 7 | 112.814 |  | 105.9519 | 0 | 0 | 6.8621 | 0
20.10. | 8 | 112.814 |  | 105.9519 | 0 | 0 | 6.8621 | 0
20.10. | 9 | 112.814 |  | 105.9519 | 0 | 0 | 6.8621 | 0
20.10. | 10 | 112.814 |  | 105.9519 | 0 | 0 | 6.8621 | 0
20.10. | 11 | 112.814 |  | 105.9519 | 0 | 0 | 6.8621 | 0
20.10. | 12 | 112.814 |  | 105.9519 | 0 | 0 | 6.8621 | 0
20.10. | 13 | 112.814 |  | 105.9519 | 0 | 0 | 6.8621 | 0
20.10. | 14 | 112.814 |  | 105.9519 | 0 | 0 | 6.8621 | 0
20.10. | 15 | 112.814 |  | 105.9519 | 0 | 0 | 6.8621 | 0
20.10. | 16 | 112.814 |  | 105.9519 | 0 | 0 | 6.8621 | 0
20.10. | 17 | 112.814 |  | 105.9519 | 0 | 0 | 6.8621 | 0
20.10. | 18 | 112.814 |  | 105.9519 | 0 | 0 | 6.8621 | 0
20.10. | 19 | 112.814 |  | 105.9519 | 0 | 0 | 6.8621 | 0
20.10. | 20 | 112.814 |  | 105.9519 | 0 | 0 | 6.8621 | 0
20.10. | 21 | 112.814 |  | 105.9519 | 0 | 0 | 6.8621 | 0
20.10. | 22 | 112.814 |  | 105.9519 | 0 | 0 | 6.8621 | 0
20.10. | 23 | 112.814 |  | 105.9519 | 0 | 0 | 6.8621 | 0
20.10. | 24 | 112.814 |  | 105.9519 | 0 | 0 | 6.8621 | 0
21.10. | 1 | 112.814 |  | 105.9519 | 0 | 0 | 6.8621 | 0
21.10. | 2 | 112.814 |  | 105.9519 | 0 | 0 | 6.8621 | 0
21.10. | 3 | 112.814 |  | 105.9519 | 0 | 0 | 6.8621 | 0
21.10. | 4 | 112.814 |  | 105.9519 | 0 | 0 | 6.8621 | 0
21.10. | 5 | 112.814 |  | 105.9519 | 0 | 0 | 6.8621 | 0
21.10. | 6 | 112.814 |  | 105.9519 | 0 | 0 | 6.8621 | 0
21.10. | 7 | 112.814 |  | 105.9519 | 0 | 0 | 6.8621 | 0
21.10. | 8 | 112.814 |  | 105.9519 | 0 | 0 | 6.8621 | 0
21.10. | 9 | 112.814 |  | 105.9519 | 0 | 0 | 6.8621 | 0
21.10. | 10 | 112.814 |  | 105.9519 | 0 | 0 | 6.8621 | 0
21.10. | 11 | 112.814 |  | 105.9519 | 0 | 0 | 6.8621 | 0
21.10. | 12 | 112.814 |  | 105.9519 | 0 | 0 | 6.8621 | 0
21.10. | 13 | 112.814 |  | 105.9519 | 0 | 0 | 6.8621 | 0
21.10. | 14 | 112.814 |  | 105.9519 | 0 | 0 | 6.8621 | 0
21.10. | 15 | 112.814 |  | 105.9519 | 0 | 0 | 6.8621 | 0
21.10. | 16 | 112.814 |  | 105.9519 | 0 | 0 | 6.8621 | 0
21.10. | 17 | 112.814 |  | 105.9519 | 0 | 0 | 6.8621 | 0
21.10. | 18 | 112.814 |  | 105.9519 | 0 | 0 | 6.8621 | 0
21.10. | 19 | 112.814 |  | 105.9519 | 0 | 0 | 6.8621 | 0
21.10. | 20 | 112.814 |  | 105.9519 | 0 | 0 | 6.8621 | 0
21.10. | 21 | 112.814 |  | 105.9519 | 0 | 0 | 6.8621 | 0
21.10. | 22 | 112.814 |  | 105.9519 | 0 | 0 | 6.8621 | 0
21.10. | 23 | 112.814 |  | 105.9519 | 0 | 0 | 6.8621 | 0
21.10. | 24 | 112.814 |  | 105.9519 | 0 | 0 | 6.8621 | 0
22.10. | 1 | 112.814 |  | 105.9519 | 0 | 0 | 6.8621 | 0
22.10. | 2 | 112.814 |  | 105.9519 | 0 | 0 | 6.8621 | 0
22.10. | 3 | 112.814 |  | 105.9519 | 0 | 0 | 6.8621 | 0
22.10. | 4 | 112.814 |  | 105.9519 | 0 | 0 | 6.8621 | 0
22.10. | 5 | 112.814 |  | 105.9519 | 0 | 0 | 6.8621 | 0
22.10. | 6 | 112.814 |  | 105.9519 | 0 | 0 | 6.8621 | 0
22.10. | 7 | 112.814 |  | 105.9519 | 0 | 0 | 6.8621 | 0
22.10. | 8 | 112.814 |  | 105.9519 | 0 | 0 | 6.8621 | 0
22.10. | 9 | 112.814 |  | 105.9519 | 0 | 0 | 6.8621 | 0
22.10. | 10 | 112.814 |  | 105.9519 | 0 | 0 | 6.8621 | 0
22.10. | 11 | 112.814 |  | 105.9519 | 0 | 0 | 6.8621 | 0
22.10. | 12 | 112.814 |  | 105.9519 | 0 | 0 | 6.8621 | 0
22.10. | 13 | 112.814 |  | 105.9519 | 0 | 0 | 6.8621 | 0
22.10. | 14 | 112.814 |  | 105.9519 | 0 | 0 | 6.8621 | 0
22.10. | 15 | 112.814 |  | 105.9519 | 0 | 0 | 6.8621 | 0
22.10. | 16 | 112.814 |  | 105.9519 | 0 | 0 | 6.8621 | 0
22.10. | 17 | 112.814 |  | 105.9519 | 0 | 0 | 6.8621 | 0
22.10. | 18 | 112.814 |  | 105.9519 | 0 | 0 | 6.8621 | 0
22.10. | 19 | 112.814 |  | 105.9519 | 0 | 0 | 6.8621 | 0
22.10. | 20 | 112.814 |  | 105.9519 | 0 | 0 | 6.8621 | 0
22.10. | 21 | 112.814 |  | 105.9519 | 0 | 0 | 6.8621 | 0
22.10. | 22 | 112.814 |  | 105.9519 | 0 | 0 | 6.8621 | 0
22.10. | 23 | 112.814 |  | 105.9519 | 0 | 0 | 6.8621 | 0
22.10. | 24 | 112.814 |  | 105.9519 | 0 | 0 | 6.8621 | 0
23.10. | 1 | 112.814 |  | 105.9519 | 0 | 0 | 6.8621 | 0
23.10. | 2 | 112.814 |  | 105.9519 | 0 | 0 | 6.8621 | 0
23.10. | 3 | 112.814 |  | 105.9519 | 0 | 0 | 6.8621 | 0
23.10. | 4 | 112.814 |  | 105.9519 | 0 | 0 | 6.8621 | 0
23.10. | 5 | 112.814 |  | 105.9519 | 0 | 0 | 6.8621 | 0
23.10. | 6 | 112.814 |  | 105.9519 | 0 | 0 | 6.8621 | 0
23.10. | 7 | 112.814 |  | 105.9519 | 0 | 0 | 6.8621 | 0
23.10. | 8 | 112.814 |  | 105.9519 | 0 | 0 | 6.8621 | 0
23.10. | 9 | 112.814 |  | 105.9519 | 0 | 0 | 6.8621 | 0
23.10. | 10 | 112.814 |  | 105.9519 | 0 | 0 | 6.8621 | 0
23.10. | 11 | 112.814 |  | 105.9519 | 0 | 0 | 6.8621 | 0
23.10. | 12 | 112.814 |  | 105.9519 | 0 | 0 | 6.8621 | 0
23.10. | 13 | 112.814 |  | 105.9519 | 0 | 0 | 6.8621 | 0
23.10. | 14 | 112.814 |  | 105.9519 | 0 | 0 | 6.8621 | 0
23.10. | 15 | 112.814 |  | 105.9519 | 0 | 0 | 6.8621 | 0
23.10. | 16 | 112.814 |  | 105.9519 | 0 | 0 | 6.8621 | 0
23.10. | 17 | 112.814 |  | 105.9519 | 0 | 0 | 6.8621 | 0
23.10. | 18 | 112.814 |  | 105.9519 | 0 | 0 | 6.8621 | 0
23.10. | 19 | 112.814 |  | 105.9519 | 0 | 0 | 6.8621 | 0
23.10. | 20 | 112.814 |  | 105.9519 | 0 | 0 | 6.8621 | 0
23.10. | 21 | 112.814 |  | 105.9519 | 0 | 0 | 6.8621 | 0
23.10. | 22 | 112.814 |  | 105.9519 | 0 | 0 | 6.8621 | 0
23.10. | 23 | 112.814 |  | 105.9519 | 0 | 0 | 6.8621 | 0
23.10. | 24 | 112.814 |  | 105.9519 | 0 | 0 | 6.8621 | 0
24.10. | 1 | 112.814 |  | 105.9519 | 0 | 0 | 6.8621 | 0
24.10. | 2 | 112.814 |  | 105.9519 | 0 | 0 | 6.8621 | 0
24.10. | 3 | 112.814 |  | 105.9519 | 0 | 0 | 6.8621 | 0
24.10. | 4 | 112.814 |  | 105.9519 | 0 | 0 | 6.8621 | 0
24.10. | 5 | 112.814 |  | 105.9519 | 0 | 0 | 6.8621 | 0
24.10. | 6 | 112.814 |  | 105.9519 | 0 | 0 | 6.8621 | 0
24.10. | 7 | 112.814 |  | 105.9519 | 0 | 0 | 6.8621 | 0
24.10. | 8 | 112.814 |  | 105.9519 | 0 | 0 | 6.8621 | 0
24.10. | 9 | 112.814 |  | 105.9519 | 0 | 0 | 6.8621 | 0
24.10. | 10 | 112.814 |  | 105.9519 | 0 | 0 | 6.8621 | 0
24.10. | 11 | 112.814 |  | 105.9519 | 0 | 0 | 6.8621 | 0
24.10. | 12 | 112.814 |  | 105.9519 | 0 | 0 | 6.8621 | 0
24.10. | 13 | 112.814 |  | 105.9519 | 0 | 0 | 6.8621 | 0
24.10. | 14 | 112.814 |  | 105.9519 | 0 | 0 | 6.8621 | 0
24.10. | 15 | 112.814 |  | 105.9519 | 0 | 0 | 6.8621 | 0
24.10. | 16 | 112.814 |  | 105.9519 | 0 | 0 | 6.8621 | 0
24.10. | 17 | 112.814 |  | 105.9519 | 0 | 0 | 6.8621 | 0
24.10. | 18 | 112.814 |  | 105.9519 | 0 | 0 | 6.8621 | 0
24.10. | 19 | 112.814 |  | 105.9519 | 0 | 0 | 6.8621 | 0
24.10. | 20 | 112.814 |  | 105.9519 | 0 | 0 | 6.8621 | 0
24.10. | 21 | 112.814 |  | 105.9519 | 0 | 0 | 6.8621 | 0
24.10. | 22 | 112.814 |  | 105.9519 | 0 | 0 | 6.8621 | 0
24.10. | 23 | 112.814 |  | 105.9519 | 0 | 0 | 6.8621 | 0
24.10. | 24 | 112.814 |  | 105.9519 | 0 | 0 | 6.8621 | 0
25.10. | 1 | 112.814 |  | 105.9519 | 0 | 0 | 6.8621 | 0
25.10. | 2 | 112.814 |  | 105.9519 | 0 | 0 | 6.8621 | 0
25.10. | 3 | 112.814 |  | 105.9519 | 0 | 0 | 6.8621 | 0
25.10. | 4 | 112.814 |  | 105.9519 | 0 | 0 | 6.8621 | 0
25.10. | 5 | 112.814 |  | 105.9519 | 0 | 0 | 6.8621 | 0
25.10. | 6 | 112.814 |  | 105.9519 | 0 | 0 | 6.8621 | 0
25.10. | 7 | 112.814 |  | 105.9519 | 0 | 0 | 6.8621 | 0
25.10. | 8 | 112.814 |  | 105.9519 | 0 | 0 | 6.8621 | 0
25.10. | 9 | 112.814 |  | 105.9519 | 0 | 0 | 6.8621 | 0
25.10. | 10 | 112.814 |  | 105.9519 | 0 | 0 | 6.8621 | 0
25.10. | 11 | 112.814 |  | 105.9519 | 0 | 0 | 6.8621 | 0
25.10. | 12 | 112.814 |  | 105.9519 | 0 | 0 | 6.8621 | 0
25.10. | 13 | 112.814 |  | 105.9519 | 0 | 0 | 6.8621 | 0
25.10. | 14 | 112.814 |  | 105.9519 | 0 | 0 | 6.8621 | 0
25.10. | 15 | 112.814 |  | 105.9519 | 0 | 0 | 6.8621 | 0
25.10. | 16 | 112.814 |  | 105.9519 | 0 | 0 | 6.8621 | 0
25.10. | 17 | 112.814 |  | 105.9519 | 0 | 0 | 6.8621 | 0
25.10. | 18 | 112.814 |  | 105.9519 | 0 | 0 | 6.8621 | 0
25.10. | 19 | 112.814 |  | 105.9519 | 0 | 0 | 6.8621 | 0
25.10. | 20 | 112.814 |  | 105.9519 | 0 | 0 | 6.8621 | 0
25.10. | 21 | 112.814 |  | 105.9519 | 0 | 0 | 6.8621 | 0
25.10. | 22 | 112.814 |  | 105.9519 | 0 | 0 | 6.8621 | 0
25.10. | 23 | 112.814 |  | 105.9519 | 0 | 0 | 6.8621 | 0
25.10. | 24 | 112.814 |  | 105.9519 | 0 | 0 | 6.8621 | 0
26.10. | 1 | 112.814 |  | 105.9519 | 0 | 0 | 6.8621 | 0
26.10. | 2 | 112.814 |  | 105.9519 | 0 | 0 | 6.8621 | 0
26.10. | 3 | 112.814 |  | 105.9519 | 0 | 0 | 6.8621 | 0
26.10. | 4 | 112.814 |  | 105.9519 | 0 | 0 | 6.8621 | 0
26.10. | 5 | 112.814 |  | 105.9519 | 0 | 0 | 6.8621 | 0
26.10. | 6 | 112.814 |  | 105.9519 | 0 | 0 | 6.8621 | 0
26.10. | 7 | 112.814 |  | 105.9519 | 0 | 0 | 6.8621 | 0
26.10. | 8 | 112.814 |  | 105.9519 | 0 | 0 | 6.8621 | 0
26.10. | 9 | 112.814 |  | 105.9519 | 0 | 0 | 6.8621 | 0
26.10. | 10 | 112.814 |  | 105.9519 | 0 | 0 | 6.8621 | 0
26.10. | 11 | 112.814 |  | 105.9519 | 0 | 0 | 6.8621 | 0
26.10. | 12 | 112.814 |  | 105.9519 | 0 | 0 | 6.8621 | 0
26.10. | 13 | 112.814 |  | 105.9519 | 0 | 0 | 6.8621 | 0
26.10. | 14 | 112.814 |  | 105.9519 | 0 | 0 | 6.8621 | 0
26.10. | 15 | 112.814 |  | 105.9519 | 0 | 0 | 6.8621 | 0
26.10. | 16 | 112.814 |  | 105.9519 | 0 | 0 | 6.8621 | 0
26.10. | 17 | 112.814 |  | 105.9519 | 0 | 0 | 6.8621 | 0
26.10. | 18 | 112.814 |  | 105.9519 | 0 | 0 | 6.8621 | 0
26.10. | 19 | 112.814 |  | 105.9519 | 0 | 0 | 6.8621 | 0
26.10. | 20 | 112.814 |  | 105.9519 | 0 | 0 | 6.8621 | 0
26.10. | 21 | 112.814 |  | 105.9519 | 0 | 0 | 6.8621 | 0
26.10. | 22 | 112.814 |  | 105.9519 | 0 | 0 | 6.8621 | 0
26.10. | 23 | 112.814 |  | 105.9519 | 0 | 0 | 6.8621 | 0
26.10. | 24 | 112.814 |  | 105.9519 | 0 | 0 | 6.8621 | 0
27.10. | 1 | 112.814 |  | 105.9519 | 0 | 0 | 6.8621 | 0
27.10. | 2 | 112.814 |  | 105.9519 | 0 | 0 | 6.8621 | 0
27.10. | 3 | 112.814 |  | 105.9519 | 0 | 0 | 6.8621 | 0
27.10. | 4 | 112.814 |  | 105.9519 | 0 | 0 | 6.8621 | 0
27.10. | 5 | 112.814 |  | 105.9519 | 0 | 0 | 6.8621 | 0
27.10. | 6 | 112.814 |  | 105.9519 | 0 | 0 | 6.8621 | 0
27.10. | 7 | 112.814 |  | 105.9519 | 0 | 0 | 6.8621 | 0
27.10. | 8 | 112.814 |  | 105.9519 | 0 | 0 | 6.8621 | 0
27.10. | 9 | 112.814 |  | 105.9519 | 0 | 0 | 6.8621 | 0
27.10. | 10 | 112.814 |  | 105.9519 | 0 | 0 | 6.8621 | 0
27.10. | 11 | 112.814 |  | 105.9519 | 0 | 0 | 6.8621 | 0
27.10. | 12 | 112.814 |  | 105.9519 | 0 | 0 | 6.8621 | 0
27.10. | 13 | 112.814 |  | 105.9519 | 0 | 0 | 6.8621 | 0
27.10. | 14 | 112.814 |  | 105.9519 | 0 | 0 | 6.8621 | 0
27.10. | 15 | 112.814 |  | 105.9519 | 0 | 0 | 6.8621 | 0
27.10. | 16 | 112.814 |  | 105.9519 | 0 | 0 | 6.8621 | 0
27.10. | 17 | 112.814 |  | 105.9519 | 0 | 0 | 6.8621 | 0
27.10. | 18 | 112.814 |  | 105.9519 | 0 | 0 | 6.8621 | 0
27.10. | 19 | 112.814 |  | 105.9519 | 0 | 0 | 6.8621 | 0
27.10. | 20 | 112.814 |  | 105.9519 | 0 | 0 | 6.8621 | 0
27.10. | 21 | 112.814 |  | 105.9519 | 0 | 0 | 6.8621 | 0
27.10. | 22 | 112.814 |  | 105.9519 | 0 | 0 | 6.8621 | 0
27.10. | 23 | 112.814 |  | 105.9519 | 0 | 0 | 6.8621 | 0
27.10. | 24 | 112.814 |  | 105.9519 | 0 | 0 | 6.8621 | 0
28.10. | 1 | 112.814 |  | 105.9519 | 0 | 0 | 6.8621 | 0
28.10. | 2 | 112.814 |  | 105.9519 | 0 | 0 | 6.8621 | 0
28.10. | 3 | 112.814 |  | 105.9519 | 0 | 0 | 6.8621 | 0
28.10. | 4 | 112.814 |  | 105.9519 | 0 | 0 | 6.8621 | 0
28.10. | 5 | 112.814 |  | 105.9519 | 0 | 0 | 6.8621 | 0
28.10. | 6 | 112.814 |  | 105.9519 | 0 | 0 | 6.8621 | 0
28.10. | 7 | 112.814 |  | 105.9519 | 0 | 0 | 6.8621 | 0
28.10. | 8 | 112.814 |  | 105.9519 | 0 | 0 | 6.8621 | 0
28.10. | 9 | 112.814 |  | 105.9519 | 0 | 0 | 6.8621 | 0
28.10. | 10 | 112.814 |  | 105.9519 | 0 | 0 | 6.8621 | 0
28.10. | 11 | 112.814 |  | 105.9519 | 0 | 0 | 6.8621 | 0
28.10. | 12 | 112.814 |  | 105.9519 | 0 | 0 | 6.8621 | 0
28.10. | 13 | 112.814 |  | 105.9519 | 0 | 0 | 6.8621 | 0
28.10. | 14 | 112.814 |  | 105.9519 | 0 | 0 | 6.8621 | 0
28.10. | 15 | 112.814 |  | 105.9519 | 0 | 0 | 6.8621 | 0
28.10. | 16 | 112.814 |  | 105.9519 | 0 | 0 | 6.8621 | 0
28.10. | 17 | 112.814 |  | 105.9519 | 0 | 0 | 6.8621 | 0
28.10. | 18 | 112.814 |  | 105.9519 | 0 | 0 | 6.8621 | 0
28.10. | 19 | 112.814 |  | 105.9519 | 0 | 0 | 6.8621 | 0
28.10. | 20 | 112.814 |  | 105.9519 | 0 | 0 | 6.8621 | 0
28.10. | 21 | 112.814 |  | 105.9519 | 0 | 0 | 6.8621 | 0
28.10. | 22 | 112.814 |  | 105.9519 | 0 | 0 | 6.8621 | 0
28.10. | 23 | 112.814 |  | 105.9519 | 0 | 0 | 6.8621 | 0
28.10. | 24 | 112.814 |  | 105.9519 | 0 | 0 | 6.8621 | 0
29.10. | 1 | 112.814 |  | 105.9519 | 0 | 0 | 6.8621 | 0
29.10. | 2 | 112.814 |  | 105.9519 | 0 | 0 | 6.8621 | 0
29.10. | 3 | 112.814 |  | 105.9519 | 0 | 0 | 6.8621 | 0
29.10. | 4 | 112.814 |  | 105.9519 | 0 | 0 | 6.8621 | 0
29.10. | 5 | 112.814 |  | 105.9519 | 0 | 0 | 6.8621 | 0
29.10. | 6 | 112.814 |  | 105.9519 | 0 | 0 | 6.8621 | 0
29.10. | 7 | 112.814 |  | 105.9519 | 0 | 0 | 6.8621 | 0
29.10. | 8 | 112.814 |  | 105.9519 | 0 | 0 | 6.8621 | 0
29.10. | 9 | 112.814 |  | 105.9519 | 0 | 0 | 6.8621 | 0
29.10. | 10 | 112.814 |  | 105.9519 | 0 | 0 | 6.8621 | 0
29.10. | 11 | 112.814 |  | 105.9519 | 0 | 0 | 6.8621 | 0
29.10. | 12 | 112.814 |  | 105.9519 | 0 | 0 | 6.8621 | 0
29.10. | 13 | 112.814 |  | 105.9519 | 0 | 0 | 6.8621 | 0
29.10. | 14 | 112.814 |  | 105.9519 | 0 | 0 | 6.8621 | 0
29.10. | 15 | 112.814 |  | 105.9519 | 0 | 0 | 6.8621 | 0
29.10. | 16 | 112.814 |  | 105.9519 | 0 | 0 | 6.8621 | 0
29.10. | 17 | 112.814 |  | 105.9519 | 0 | 0 | 6.8621 | 0
29.10. | 18 | 112.814 |  | 105.9519 | 0 | 0 | 6.8621 | 0
29.10. | 19 | 112.814 |  | 105.9519 | 0 | 0 | 6.8621 | 0
29.10. | 20 | 112.814 |  | 105.9519 | 0 | 0 | 6.8621 | 0
29.10. | 21 | 112.814 |  | 105.9519 | 0 | 0 | 6.8621 | 0
29.10. | 22 | 112.814 |  | 105.9519 | 0 | 0 | 6.8621 | 0
29.10. | 23 | 112.814 |  | 105.9519 | 0 | 0 | 6.8621 | 0
29.10. | 24 | 112.814 |  | 105.9519 | 0 | 0 | 6.8621 | 0
30.10. | 1 | 112.814 |  | 105.9519 | 0 | 0 | 6.8621 | 0
30.10. | 2 | 112.814 |  | 105.9519 | 0 | 0 | 6.8621 | 0
30.10. | 3 | 112.814 |  | 105.9519 | 0 | 0 | 6.8621 | 0
30.10. | 4 | 112.814 |  | 105.9519 | 0 | 0 | 6.8621 | 0
30.10. | 5 | 112.814 |  | 105.9519 | 0 | 0 | 6.8621 | 0
30.10. | 6 | 112.814 |  | 105.9519 | 0 | 0 | 6.8621 | 0
30.10. | 7 | 112.814 |  | 105.9519 | 0 | 0 | 6.8621 | 0
30.10. | 8 | 112.814 |  | 105.9519 | 0 | 0 | 6.8621 | 0
30.10. | 9 | 112.814 |  | 105.9519 | 0 | 0 | 6.8621 | 0
30.10. | 10 | 112.814 |  | 105.9519 | 0 | 0 | 6.8621 | 0
30.10. | 11 | 112.814 |  | 105.9519 | 0 | 0 | 6.8621 | 0
30.10. | 12 | 112.814 |  | 105.9519 | 0 | 0 | 6.8621 | 0
30.10. | 13 | 112.814 |  | 105.9519 | 0 | 0 | 6.8621 | 0
30.10. | 14 | 112.814 |  | 105.9519 | 0 | 0 | 6.8621 | 0
30.10. | 15 | 112.814 |  | 105.9519 | 0 | 0 | 6.8621 | 0
30.10. | 16 | 112.814 |  | 105.9519 | 0 | 0 | 6.8621 | 0
30.10. | 17 | 112.814 |  | 105.9519 | 0 | 0 | 6.8621 | 0
30.10. | 18 | 112.814 |  | 105.9519 | 0 | 0 | 6.8621 | 0
30.10. | 19 | 112.814 |  | 105.9519 | 0 | 0 | 6.8621 | 0
30.10. | 20 | 112.814 |  | 105.9519 | 0 | 0 | 6.8621 | 0
30.10. | 21 | 112.814 |  | 105.9519 | 0 | 0 | 6.8621 | 0
30.10. | 22 | 112.814 |  | 105.9519 | 0 | 0 | 6.8621 | 0
30.10. | 23 | 112.814 |  | 105.9519 | 0 | 0 | 6.8621 | 0
30.10. | 24 | 112.814 |  | 105.9519 | 0 | 0 | 6.8621 | 0
31.10. | 1 | 112.814 |  | 105.9519 | 0 | 0 | 6.8621 | 0
31.10. | 2 | 112.814 |  | 105.9519 | 0 | 0 | 6.8621 | 0
31.10. | 3 | 112.814 |  | 105.9519 | 0 | 0 | 6.8621 | 0
31.10. | 4 | 112.814 |  | 105.9519 | 0 | 0 | 6.8621 | 0
31.10. | 5 | 112.814 |  | 105.9519 | 0 | 0 | 6.8621 | 0
31.10. | 6 | 112.814 |  | 105.9519 | 0 | 0 | 6.8621 | 0
31.10. | 7 | 112.814 |  | 105.9519 | 0 | 0 | 6.8621 | 0
31.10. | 8 | 112.814 |  | 105.9519 | 0 | 0 | 6.8621 | 0
31.10. | 9 | 112.814 |  | 105.9519 | 0 | 0 | 6.8621 | 0
31.10. | 10 | 112.814 |  | 105.9519 | 0 | 0 | 6.8621 | 0
31.10. | 11 | 112.814 |  | 105.9519 | 0 | 0 | 6.8621 | 0
31.10. | 12 | 112.814 |  | 105.9519 | 0 | 0 | 6.8621 | 0
31.10. | 13 | 112.814 |  | 105.9519 | 0 | 0 | 6.8621 | 0
31.10. | 14 | 112.814 |  | 105.9519 | 0 | 0 | 6.8621 | 0
31.10. | 15 | 112.814 |  | 105.9519 | 0 | 0 | 6.8621 | 0
31.10. | 16 | 112.814 |  | 105.9519 | 0 | 0 | 6.8621 | 0
31.10. | 17 | 112.814 |  | 105.9519 | 0 | 0 | 6.8621 | 0
31.10. | 18 | 112.814 |  | 105.9519 | 0 | 0 | 6.8621 | 0
31.10. | 19 | 112.814 |  | 105.9519 | 0 | 0 | 6.8621 | 0
31.10. | 20 | 112.814 |  | 105.9519 | 0 | 0 | 6.8621 | 0
31.10. | 21 | 112.814 |  | 105.9519 | 0 | 0 | 6.8621 | 0
31.10. | 22 | 112.814 |  | 105.9519 | 0 | 0 | 6.8621 | 0
31.10. | 23 | 112.814 |  | 105.9519 | 0 | 0 | 6.8621 | 0
31.10. | 24 | 112.814 |  | 105.9519 | 0 | 0 | 6.8621 | 0
01.11. | 1 | 112.3851 |  | 105.9519 | 0 | 0 | 6.4332 | 0
01.11. | 2 | 112.3851 |  | 105.9519 | 0 | 0 | 6.4332 | 0
01.11. | 3 | 112.3851 |  | 105.9519 | 0 | 0 | 6.4332 | 0
01.11. | 4 | 112.3851 |  | 105.9519 | 0 | 0 | 6.4332 | 0
01.11. | 5 | 112.3851 |  | 105.9519 | 0 | 0 | 6.4332 | 0
01.11. | 6 | 112.3851 |  | 105.9519 | 0 | 0 | 6.4332 | 0
01.11. | 7 | 112.3851 |  | 105.9519 | 0 | 0 | 6.4332 | 0
01.11. | 8 | 112.3851 |  | 105.9519 | 0 | 0 | 6.4332 | 0
01.11. | 9 | 112.3851 |  | 105.9519 | 0 | 0 | 6.4332 | 0
01.11. | 10 | 112.3851 |  | 105.9519 | 0 | 0 | 6.4332 | 0
01.11. | 11 | 112.3851 |  | 105.9519 | 0 | 0 | 6.4332 | 0
01.11. | 12 | 112.3851 |  | 105.9519 | 0 | 0 | 6.4332 | 0
01.11. | 13 | 112.3851 |  | 105.9519 | 0 | 0 | 6.4332 | 0
01.11. | 14 | 112.3851 |  | 105.9519 | 0 | 0 | 6.4332 | 0
01.11. | 15 | 112.3851 |  | 105.9519 | 0 | 0 | 6.4332 | 0
01.11. | 16 | 112.3851 |  | 105.9519 | 0 | 0 | 6.4332 | 0
01.11. | 17 | 112.3851 |  | 105.9519 | 0 | 0 | 6.4332 | 0
01.11. | 18 | 112.3851 |  | 105.9519 | 0 | 0 | 6.4332 | 0
01.11. | 19 | 112.3851 |  | 105.9519 | 0 | 0 | 6.4332 | 0
01.11. | 20 | 112.3851 |  | 105.9519 | 0 | 0 | 6.4332 | 0
01.11. | 21 | 112.3851 |  | 105.9519 | 0 | 0 | 6.4332 | 0
01.11. | 22 | 112.3851 |  | 105.9519 | 0 | 0 | 6.4332 | 0
01.11. | 23 | 112.3851 |  | 105.9519 | 0 | 0 | 6.4332 | 0
01.11. | 24 | 112.3851 |  | 105.9519 | 0 | 0 | 6.4332 | 0
02.11. | 1 | 112.3851 |  | 105.9519 | 0 | 0 | 6.4332 | 0
02.11. | 2 | 112.3851 |  | 105.9519 | 0 | 0 | 6.4332 | 0
02.11. | 3 | 112.3851 |  | 105.9519 | 0 | 0 | 6.4332 | 0
02.11. | 4 | 112.3851 |  | 105.9519 | 0 | 0 | 6.4332 | 0
02.11. | 5 | 112.3851 |  | 105.9519 | 0 | 0 | 6.4332 | 0
02.11. | 6 | 112.3851 |  | 105.9519 | 0 | 0 | 6.4332 | 0
02.11. | 7 | 112.3851 |  | 105.9519 | 0 | 0 | 6.4332 | 0
02.11. | 8 | 112.3851 |  | 105.9519 | 0 | 0 | 6.4332 | 0
02.11. | 9 | 112.3851 |  | 105.9519 | 0 | 0 | 6.4332 | 0
02.11. | 10 | 112.3851 |  | 105.9519 | 0 | 0 | 6.4332 | 0
02.11. | 11 | 112.3851 |  | 105.9519 | 0 | 0 | 6.4332 | 0
02.11. | 12 | 112.3851 |  | 105.9519 | 0 | 0 | 6.4332 | 0
02.11. | 13 | 112.3851 |  | 105.9519 | 0 | 0 | 6.4332 | 0
02.11. | 14 | 112.3851 |  | 105.9519 | 0 | 0 | 6.4332 | 0
02.11. | 15 | 112.3851 |  | 105.9519 | 0 | 0 | 6.4332 | 0
02.11. | 16 | 112.3851 |  | 105.9519 | 0 | 0 | 6.4332 | 0
02.11. | 17 | 112.3851 |  | 105.9519 | 0 | 0 | 6.4332 | 0
02.11. | 18 | 112.3851 |  | 105.9519 | 0 | 0 | 6.4332 | 0
02.11. | 19 | 112.3851 |  | 105.9519 | 0 | 0 | 6.4332 | 0
02.11. | 20 | 112.3851 |  | 105.9519 | 0 | 0 | 6.4332 | 0
02.11. | 21 | 112.3851 |  | 105.9519 | 0 | 0 | 6.4332 | 0
02.11. | 22 | 112.3851 |  | 105.9519 | 0 | 0 | 6.4332 | 0
02.11. | 23 | 112.3851 |  | 105.9519 | 0 | 0 | 6.4332 | 0
02.11. | 24 | 112.3851 |  | 105.9519 | 0 | 0 | 6.4332 | 0
03.11. | 1 | 112.3851 |  | 105.9519 | 0 | 0 | 6.4332 | 0
03.11. | 2 | 112.3851 |  | 105.9519 | 0 | 0 | 6.4332 | 0
03.11. | 3 | 112.3851 |  | 105.9519 | 0 | 0 | 6.4332 | 0
03.11. | 4 | 112.3851 |  | 105.9519 | 0 | 0 | 6.4332 | 0
03.11. | 5 | 112.3851 |  | 105.9519 | 0 | 0 | 6.4332 | 0
03.11. | 6 | 112.3851 |  | 105.9519 | 0 | 0 | 6.4332 | 0
03.11. | 7 | 112.3851 |  | 105.9519 | 0 | 0 | 6.4332 | 0
03.11. | 8 | 112.3851 |  | 105.9519 | 0 | 0 | 6.4332 | 0
03.11. | 9 | 112.3851 |  | 105.9519 | 0 | 0 | 6.4332 | 0
03.11. | 10 | 112.3851 |  | 105.9519 | 0 | 0 | 6.4332 | 0
03.11. | 11 | 112.3851 |  | 105.9519 | 0 | 0 | 6.4332 | 0
03.11. | 12 | 112.3851 |  | 105.9519 | 0 | 0 | 6.4332 | 0
03.11. | 13 | 112.3851 |  | 105.9519 | 0 | 0 | 6.4332 | 0
03.11. | 14 | 112.3851 |  | 105.9519 | 0 | 0 | 6.4332 | 0
03.11. | 15 | 112.3851 |  | 105.9519 | 0 | 0 | 6.4332 | 0
03.11. | 16 | 112.3851 |  | 105.9519 | 0 | 0 | 6.4332 | 0
03.11. | 17 | 112.3851 |  | 105.9519 | 0 | 0 | 6.4332 | 0
03.11. | 18 | 112.3851 |  | 105.9519 | 0 | 0 | 6.4332 | 0
03.11. | 19 | 112.3851 |  | 105.9519 | 0 | 0 | 6.4332 | 0
03.11. | 20 | 112.3851 |  | 105.9519 | 0 | 0 | 6.4332 | 0
03.11. | 21 | 112.3851 |  | 105.9519 | 0 | 0 | 6.4332 | 0
03.11. | 22 | 112.3851 |  | 105.9519 | 0 | 0 | 6.4332 | 0
03.11. | 23 | 112.3851 |  | 105.9519 | 0 | 0 | 6.4332 | 0
03.11. | 24 | 112.3851 |  | 105.9519 | 0 | 0 | 6.4332 | 0
04.11. | 1 | 112.3851 |  | 105.9519 | 0 | 0 | 6.4332 | 0
04.11. | 2 | 112.3851 |  | 105.9519 | 0 | 0 | 6.4332 | 0
04.11. | 3 | 112.3851 |  | 105.9519 | 0 | 0 | 6.4332 | 0
04.11. | 4 | 112.3851 |  | 105.9519 | 0 | 0 | 6.4332 | 0
04.11. | 5 | 112.3851 |  | 105.9519 | 0 | 0 | 6.4332 | 0
04.11. | 6 | 112.3851 |  | 105.9519 | 0 | 0 | 6.4332 | 0
04.11. | 7 | 112.3851 |  | 105.9519 | 0 | 0 | 6.4332 | 0
04.11. | 8 | 112.3851 |  | 105.9519 | 0 | 0 | 6.4332 | 0
04.11. | 9 | 112.3851 |  | 105.9519 | 0 | 0 | 6.4332 | 0
04.11. | 10 | 112.3851 |  | 105.9519 | 0 | 0 | 6.4332 | 0
04.11. | 11 | 112.3851 |  | 105.9519 | 0 | 0 | 6.4332 | 0
04.11. | 12 | 112.3851 |  | 105.9519 | 0 | 0 | 6.4332 | 0
04.11. | 13 | 112.3851 |  | 105.9519 | 0 | 0 | 6.4332 | 0
04.11. | 14 | 112.3851 |  | 105.9519 | 0 | 0 | 6.4332 | 0
04.11. | 15 | 112.3851 |  | 105.9519 | 0 | 0 | 6.4332 | 0
04.11. | 16 | 112.3851 |  | 105.9519 | 0 | 0 | 6.4332 | 0
04.11. | 17 | 112.3851 |  | 105.9519 | 0 | 0 | 6.4332 | 0
04.11. | 18 | 112.3851 |  | 105.9519 | 0 | 0 | 6.4332 | 0
04.11. | 19 | 112.3851 |  | 105.9519 | 0 | 0 | 6.4332 | 0
04.11. | 20 | 112.3851 |  | 105.9519 | 0 | 0 | 6.4332 | 0
04.11. | 21 | 112.3851 |  | 105.9519 | 0 | 0 | 6.4332 | 0
04.11. | 22 | 112.3851 |  | 105.9519 | 0 | 0 | 6.4332 | 0
04.11. | 23 | 112.3851 |  | 105.9519 | 0 | 0 | 6.4332 | 0
04.11. | 24 | 112.3851 |  | 105.9519 | 0 | 0 | 6.4332 | 0
05.11. | 1 | 112.3851 |  | 105.9519 | 0 | 0 | 6.4332 | 0
05.11. | 2 | 112.3851 |  | 105.9519 | 0 | 0 | 6.4332 | 0
05.11. | 3 | 112.3851 |  | 105.9519 | 0 | 0 | 6.4332 | 0
05.11. | 4 | 112.3851 |  | 105.9519 | 0 | 0 | 6.4332 | 0
05.11. | 5 | 112.3851 |  | 105.9519 | 0 | 0 | 6.4332 | 0
05.11. | 6 | 112.3851 |  | 105.9519 | 0 | 0 | 6.4332 | 0
05.11. | 7 | 112.3851 |  | 105.9519 | 0 | 0 | 6.4332 | 0
05.11. | 8 | 112.3851 |  | 105.9519 | 0 | 0 | 6.4332 | 0
05.11. | 9 | 112.3851 |  | 105.9519 | 0 | 0 | 6.4332 | 0
05.11. | 10 | 112.3851 |  | 105.9519 | 0 | 0 | 6.4332 | 0
05.11. | 11 | 112.3851 |  | 105.9519 | 0 | 0 | 6.4332 | 0
05.11. | 12 | 112.3851 |  | 105.9519 | 0 | 0 | 6.4332 | 0
05.11. | 13 | 112.3851 |  | 105.9519 | 0 | 0 | 6.4332 | 0
05.11. | 14 | 112.3851 |  | 105.9519 | 0 | 0 | 6.4332 | 0
05.11. | 15 | 112.3851 |  | 105.9519 | 0 | 0 | 6.4332 | 0
05.11. | 16 | 112.3851 |  | 105.9519 | 0 | 0 | 6.4332 | 0
05.11. | 17 | 112.3851 |  | 105.9519 | 0 | 0 | 6.4332 | 0
05.11. | 18 | 112.3851 |  | 105.9519 | 0 | 0 | 6.4332 | 0
05.11. | 19 | 112.3851 |  | 105.9519 | 0 | 0 | 6.4332 | 0
05.11. | 20 | 112.3851 |  | 105.9519 | 0 | 0 | 6.4332 | 0
05.11. | 21 | 112.3851 |  | 105.9519 | 0 | 0 | 6.4332 | 0
05.11. | 22 | 112.3851 |  | 105.9519 | 0 | 0 | 6.4332 | 0
05.11. | 23 | 112.3851 |  | 105.9519 | 0 | 0 | 6.4332 | 0
05.11. | 24 | 112.3851 |  | 105.9519 | 0 | 0 | 6.4332 | 0
06.11. | 1 | 112.3851 |  | 105.9519 | 0 | 0 | 6.4332 | 0
06.11. | 2 | 112.3851 |  | 105.9519 | 0 | 0 | 6.4332 | 0
06.11. | 3 | 112.3851 |  | 105.9519 | 0 | 0 | 6.4332 | 0
06.11. | 4 | 112.3851 |  | 105.9519 | 0 | 0 | 6.4332 | 0
06.11. | 5 | 112.3851 |  | 105.9519 | 0 | 0 | 6.4332 | 0
06.11. | 6 | 112.3851 |  | 105.9519 | 0 | 0 | 6.4332 | 0
06.11. | 7 | 112.3851 |  | 105.9519 | 0 | 0 | 6.4332 | 0
06.11. | 8 | 112.3851 |  | 105.9519 | 0 | 0 | 6.4332 | 0
06.11. | 9 | 112.3851 |  | 105.9519 | 0 | 0 | 6.4332 | 0
06.11. | 10 | 112.3851 |  | 105.9519 | 0 | 0 | 6.4332 | 0
06.11. | 11 | 112.3851 |  | 105.9519 | 0 | 0 | 6.4332 | 0
06.11. | 12 | 112.3851 |  | 105.9519 | 0 | 0 | 6.4332 | 0
06.11. | 13 | 112.3851 |  | 105.9519 | 0 | 0 | 6.4332 | 0
06.11. | 14 | 112.3851 |  | 105.9519 | 0 | 0 | 6.4332 | 0
06.11. | 15 | 112.3851 |  | 105.9519 | 0 | 0 | 6.4332 | 0
06.11. | 16 | 112.3851 |  | 105.9519 | 0 | 0 | 6.4332 | 0
06.11. | 17 | 112.3851 |  | 105.9519 | 0 | 0 | 6.4332 | 0
06.11. | 18 | 112.3851 |  | 105.9519 | 0 | 0 | 6.4332 | 0
06.11. | 19 | 112.3851 |  | 105.9519 | 0 | 0 | 6.4332 | 0
06.11. | 20 | 112.3851 |  | 105.9519 | 0 | 0 | 6.4332 | 0
06.11. | 21 | 112.3851 |  | 105.9519 | 0 | 0 | 6.4332 | 0
06.11. | 22 | 112.3851 |  | 105.9519 | 0 | 0 | 6.4332 | 0
06.11. | 23 | 112.3851 |  | 105.9519 | 0 | 0 | 6.4332 | 0
06.11. | 24 | 112.3851 |  | 105.9519 | 0 | 0 | 6.4332 | 0
07.11. | 1 | 112.3851 |  | 105.9519 | 0 | 0 | 6.4332 | 0
07.11. | 2 | 112.3851 |  | 105.9519 | 0 | 0 | 6.4332 | 0
07.11. | 3 | 112.3851 |  | 105.9519 | 0 | 0 | 6.4332 | 0
07.11. | 4 | 112.3851 |  | 105.9519 | 0 | 0 | 6.4332 | 0
07.11. | 5 | 112.3851 |  | 105.9519 | 0 | 0 | 6.4332 | 0
07.11. | 6 | 112.3851 |  | 105.9519 | 0 | 0 | 6.4332 | 0
07.11. | 7 | 112.3851 |  | 105.9519 | 0 | 0 | 6.4332 | 0
07.11. | 8 | 112.3851 |  | 105.9519 | 0 | 0 | 6.4332 | 0
07.11. | 9 | 112.3851 |  | 105.9519 | 0 | 0 | 6.4332 | 0
07.11. | 10 | 112.3851 |  | 105.9519 | 0 | 0 | 6.4332 | 0
07.11. | 11 | 112.3851 |  | 105.9519 | 0 | 0 | 6.4332 | 0
07.11. | 12 | 112.3851 |  | 105.9519 | 0 | 0 | 6.4332 | 0
07.11. | 13 | 112.3851 |  | 105.9519 | 0 | 0 | 6.4332 | 0
07.11. | 14 | 112.3851 |  | 105.9519 | 0 | 0 | 6.4332 | 0
07.11. | 15 | 112.3851 |  | 105.9519 | 0 | 0 | 6.4332 | 0
07.11. | 16 | 112.3851 |  | 105.9519 | 0 | 0 | 6.4332 | 0
07.11. | 17 | 112.3851 |  | 105.9519 | 0 | 0 | 6.4332 | 0
07.11. | 18 | 112.3851 |  | 105.9519 | 0 | 0 | 6.4332 | 0
07.11. | 19 | 112.3851 |  | 105.9519 | 0 | 0 | 6.4332 | 0
07.11. | 20 | 112.3851 |  | 105.9519 | 0 | 0 | 6.4332 | 0
07.11. | 21 | 112.3851 |  | 105.9519 | 0 | 0 | 6.4332 | 0
07.11. | 22 | 112.3851 |  | 105.9519 | 0 | 0 | 6.4332 | 0
07.11. | 23 | 112.3851 |  | 105.9519 | 0 | 0 | 6.4332 | 0
07.11. | 24 | 112.3851 |  | 105.9519 | 0 | 0 | 6.4332 | 0
08.11. | 1 | 112.3851 |  | 105.9519 | 0 | 0 | 6.4332 | 0
08.11. | 2 | 112.3851 |  | 105.9519 | 0 | 0 | 6.4332 | 0
08.11. | 3 | 112.3851 |  | 105.9519 | 0 | 0 | 6.4332 | 0
08.11. | 4 | 112.3851 |  | 105.9519 | 0 | 0 | 6.4332 | 0
08.11. | 5 | 112.3851 |  | 105.9519 | 0 | 0 | 6.4332 | 0
08.11. | 6 | 112.3851 |  | 105.9519 | 0 | 0 | 6.4332 | 0
08.11. | 7 | 112.3851 |  | 105.9519 | 0 | 0 | 6.4332 | 0
08.11. | 8 | 112.3851 |  | 105.9519 | 0 | 0 | 6.4332 | 0
08.11. | 9 | 112.3851 |  | 105.9519 | 0 | 0 | 6.4332 | 0
08.11. | 10 | 112.3851 |  | 105.9519 | 0 | 0 | 6.4332 | 0
08.11. | 11 | 112.3851 |  | 105.9519 | 0 | 0 | 6.4332 | 0
08.11. | 12 | 112.3851 |  | 105.9519 | 0 | 0 | 6.4332 | 0
08.11. | 13 | 112.3851 |  | 105.9519 | 0 | 0 | 6.4332 | 0
08.11. | 14 | 112.3851 |  | 105.9519 | 0 | 0 | 6.4332 | 0
08.11. | 15 | 112.3851 |  | 105.9519 | 0 | 0 | 6.4332 | 0
08.11. | 16 | 112.3851 |  | 105.9519 | 0 | 0 | 6.4332 | 0
08.11. | 17 | 112.3851 |  | 105.9519 | 0 | 0 | 6.4332 | 0
08.11. | 18 | 112.3851 |  | 105.9519 | 0 | 0 | 6.4332 | 0
08.11. | 19 | 112.3851 |  | 105.9519 | 0 | 0 | 6.4332 | 0
08.11. | 20 | 112.3851 |  | 105.9519 | 0 | 0 | 6.4332 | 0
08.11. | 21 | 112.3851 |  | 105.9519 | 0 | 0 | 6.4332 | 0
08.11. | 22 | 112.3851 |  | 105.9519 | 0 | 0 | 6.4332 | 0
08.11. | 23 | 112.3851 |  | 105.9519 | 0 | 0 | 6.4332 | 0
08.11. | 24 | 112.3851 |  | 105.9519 | 0 | 0 | 6.4332 | 0
09.11. | 1 | 112.3851 |  | 105.9519 | 0 | 0 | 6.4332 | 0
09.11. | 2 | 112.3851 |  | 105.9519 | 0 | 0 | 6.4332 | 0
09.11. | 3 | 112.3851 |  | 105.9519 | 0 | 0 | 6.4332 | 0
09.11. | 4 | 112.3851 |  | 105.9519 | 0 | 0 | 6.4332 | 0
09.11. | 5 | 112.3851 |  | 105.9519 | 0 | 0 | 6.4332 | 0
09.11. | 6 | 112.3851 |  | 105.9519 | 0 | 0 | 6.4332 | 0
09.11. | 7 | 112.3851 |  | 105.9519 | 0 | 0 | 6.4332 | 0
09.11. | 8 | 112.3851 |  | 105.9519 | 0 | 0 | 6.4332 | 0
09.11. | 9 | 112.3851 |  | 105.9519 | 0 | 0 | 6.4332 | 0
09.11. | 10 | 112.3851 |  | 105.9519 | 0 | 0 | 6.4332 | 0
09.11. | 11 | 112.3851 |  | 105.9519 | 0 | 0 | 6.4332 | 0
09.11. | 12 | 112.3851 |  | 105.9519 | 0 | 0 | 6.4332 | 0
09.11. | 13 | 112.3851 |  | 105.9519 | 0 | 0 | 6.4332 | 0
09.11. | 14 | 112.3851 |  | 105.9519 | 0 | 0 | 6.4332 | 0
09.11. | 15 | 112.3851 |  | 105.9519 | 0 | 0 | 6.4332 | 0
09.11. | 16 | 112.3851 |  | 105.9519 | 0 | 0 | 6.4332 | 0
09.11. | 17 | 112.3851 |  | 105.9519 | 0 | 0 | 6.4332 | 0
09.11. | 18 | 112.3851 |  | 105.9519 | 0 | 0 | 6.4332 | 0
09.11. | 19 | 112.3851 |  | 105.9519 | 0 | 0 | 6.4332 | 0
09.11. | 20 | 112.3851 |  | 105.9519 | 0 | 0 | 6.4332 | 0
09.11. | 21 | 112.3851 |  | 105.9519 | 0 | 0 | 6.4332 | 0
09.11. | 22 | 112.3851 |  | 105.9519 | 0 | 0 | 6.4332 | 0
09.11. | 23 | 112.3851 |  | 105.9519 | 0 | 0 | 6.4332 | 0
09.11. | 24 | 112.3851 |  | 105.9519 | 0 | 0 | 6.4332 | 0
10.11. | 1 | 112.3851 |  | 105.9519 | 0 | 0 | 6.4332 | 0
10.11. | 2 | 112.3851 |  | 105.9519 | 0 | 0 | 6.4332 | 0
10.11. | 3 | 112.3851 |  | 105.9519 | 0 | 0 | 6.4332 | 0
10.11. | 4 | 112.3851 |  | 105.9519 | 0 | 0 | 6.4332 | 0
10.11. | 5 | 112.3851 |  | 105.9519 | 0 | 0 | 6.4332 | 0
10.11. | 6 | 112.3851 |  | 105.9519 | 0 | 0 | 6.4332 | 0
10.11. | 7 | 112.3851 |  | 105.9519 | 0 | 0 | 6.4332 | 0
10.11. | 8 | 112.3851 |  | 105.9519 | 0 | 0 | 6.4332 | 0
10.11. | 9 | 112.3851 |  | 105.9519 | 0 | 0 | 6.4332 | 0
10.11. | 10 | 112.3851 |  | 105.9519 | 0 | 0 | 6.4332 | 0
10.11. | 11 | 112.3851 |  | 105.9519 | 0 | 0 | 6.4332 | 0
10.11. | 12 | 112.3851 |  | 105.9519 | 0 | 0 | 6.4332 | 0
10.11. | 13 | 112.3851 |  | 105.9519 | 0 | 0 | 6.4332 | 0
10.11. | 14 | 112.3851 |  | 105.9519 | 0 | 0 | 6.4332 | 0
10.11. | 15 | 112.3851 |  | 105.9519 | 0 | 0 | 6.4332 | 0
10.11. | 16 | 112.3851 |  | 105.9519 | 0 | 0 | 6.4332 | 0
10.11. | 17 | 112.3851 |  | 105.9519 | 0 | 0 | 6.4332 | 0
10.11. | 18 | 112.3851 |  | 105.9519 | 0 | 0 | 6.4332 | 0
10.11. | 19 | 112.3851 |  | 105.9519 | 0 | 0 | 6.4332 | 0
10.11. | 20 | 112.3851 |  | 105.9519 | 0 | 0 | 6.4332 | 0
10.11. | 21 | 112.3851 |  | 105.9519 | 0 | 0 | 6.4332 | 0
10.11. | 22 | 112.3851 |  | 105.9519 | 0 | 0 | 6.4332 | 0
10.11. | 23 | 112.3851 |  | 105.9519 | 0 | 0 | 6.4332 | 0
10.11. | 24 | 112.3851 |  | 105.9519 | 0 | 0 | 6.4332 | 0
11.11. | 1 | 112.3851 |  | 105.9519 | 0 | 0 | 6.4332 | 0
11.11. | 2 | 112.3851 |  | 105.9519 | 0 | 0 | 6.4332 | 0
11.11. | 3 | 112.3851 |  | 105.9519 | 0 | 0 | 6.4332 | 0
11.11. | 4 | 112.3851 |  | 105.9519 | 0 | 0 | 6.4332 | 0
11.11. | 5 | 112.3851 |  | 105.9519 | 0 | 0 | 6.4332 | 0
11.11. | 6 | 112.3851 |  | 105.9519 | 0 | 0 | 6.4332 | 0
11.11. | 7 | 112.3851 |  | 105.9519 | 0 | 0 | 6.4332 | 0
11.11. | 8 | 112.3851 |  | 105.9519 | 0 | 0 | 6.4332 | 0
11.11. | 9 | 112.3851 |  | 105.9519 | 0 | 0 | 6.4332 | 0
11.11. | 10 | 112.3851 |  | 105.9519 | 0 | 0 | 6.4332 | 0
11.11. | 11 | 112.3851 |  | 105.9519 | 0 | 0 | 6.4332 | 0
11.11. | 12 | 112.3851 |  | 105.9519 | 0 | 0 | 6.4332 | 0
11.11. | 13 | 112.3851 |  | 105.9519 | 0 | 0 | 6.4332 | 0
11.11. | 14 | 112.3851 |  | 105.9519 | 0 | 0 | 6.4332 | 0
11.11. | 15 | 112.3851 |  | 105.9519 | 0 | 0 | 6.4332 | 0
11.11. | 16 | 112.3851 |  | 105.9519 | 0 | 0 | 6.4332 | 0
11.11. | 17 | 112.3851 |  | 105.9519 | 0 | 0 | 6.4332 | 0
11.11. | 18 | 112.3851 |  | 105.9519 | 0 | 0 | 6.4332 | 0
11.11. | 19 | 112.3851 |  | 105.9519 | 0 | 0 | 6.4332 | 0
11.11. | 20 | 112.3851 |  | 105.9519 | 0 | 0 | 6.4332 | 0
11.11. | 21 | 112.3851 |  | 105.9519 | 0 | 0 | 6.4332 | 0
11.11. | 22 | 112.3851 |  | 105.9519 | 0 | 0 | 6.4332 | 0
11.11. | 23 | 112.3851 |  | 105.9519 | 0 | 0 | 6.4332 | 0
11.11. | 24 | 112.3851 |  | 105.9519 | 0 | 0 | 6.4332 | 0
12.11. | 1 | 112.3851 |  | 105.9519 | 0 | 0 | 6.4332 | 0
12.11. | 2 | 112.3851 |  | 105.9519 | 0 | 0 | 6.4332 | 0
12.11. | 3 | 112.3851 |  | 105.9519 | 0 | 0 | 6.4332 | 0
12.11. | 4 | 112.3851 |  | 105.9519 | 0 | 0 | 6.4332 | 0
12.11. | 5 | 112.3851 |  | 105.9519 | 0 | 0 | 6.4332 | 0
12.11. | 6 | 112.3851 |  | 105.9519 | 0 | 0 | 6.4332 | 0
12.11. | 7 | 112.3851 |  | 105.9519 | 0 | 0 | 6.4332 | 0
12.11. | 8 | 112.3851 |  | 105.9519 | 0 | 0 | 6.4332 | 0
12.11. | 9 | 112.3851 |  | 105.9519 | 0 | 0 | 6.4332 | 0
12.11. | 10 | 112.3851 |  | 105.9519 | 0 | 0 | 6.4332 | 0
12.11. | 11 | 112.3851 |  | 105.9519 | 0 | 0 | 6.4332 | 0
12.11. | 12 | 112.3851 |  | 105.9519 | 0 | 0 | 6.4332 | 0
12.11. | 13 | 112.3851 |  | 105.9519 | 0 | 0 | 6.4332 | 0
12.11. | 14 | 112.3851 |  | 105.9519 | 0 | 0 | 6.4332 | 0
12.11. | 15 | 112.3851 |  | 105.9519 | 0 | 0 | 6.4332 | 0
12.11. | 16 | 112.3851 |  | 105.9519 | 0 | 0 | 6.4332 | 0
12.11. | 17 | 112.3851 |  | 105.9519 | 0 | 0 | 6.4332 | 0
12.11. | 18 | 112.3851 |  | 105.9519 | 0 | 0 | 6.4332 | 0
12.11. | 19 | 112.3851 |  | 105.9519 | 0 | 0 | 6.4332 | 0
12.11. | 20 | 112.3851 |  | 105.9519 | 0 | 0 | 6.4332 | 0
12.11. | 21 | 112.3851 |  | 105.9519 | 0 | 0 | 6.4332 | 0
12.11. | 22 | 112.3851 |  | 105.9519 | 0 | 0 | 6.4332 | 0
12.11. | 23 | 112.3851 |  | 105.9519 | 0 | 0 | 6.4332 | 0
12.11. | 24 | 112.3851 |  | 105.9519 | 0 | 0 | 6.4332 | 0
13.11. | 1 | 112.3851 |  | 105.9519 | 0 | 0 | 6.4332 | 0
13.11. | 2 | 112.3851 |  | 105.9519 | 0 | 0 | 6.4332 | 0
13.11. | 3 | 112.3851 |  | 105.9519 | 0 | 0 | 6.4332 | 0
13.11. | 4 | 112.3851 |  | 105.9519 | 0 | 0 | 6.4332 | 0
13.11. | 5 | 112.3851 |  | 105.9519 | 0 | 0 | 6.4332 | 0
13.11. | 6 | 112.3851 |  | 105.9519 | 0 | 0 | 6.4332 | 0
13.11. | 7 | 112.3851 |  | 105.9519 | 0 | 0 | 6.4332 | 0
13.11. | 8 | 112.3851 |  | 105.9519 | 0 | 0 | 6.4332 | 0
13.11. | 9 | 112.3851 |  | 105.9519 | 0 | 0 | 6.4332 | 0
13.11. | 10 | 112.3851 |  | 105.9519 | 0 | 0 | 6.4332 | 0
13.11. | 11 | 112.3851 |  | 105.9519 | 0 | 0 | 6.4332 | 0
13.11. | 12 | 112.3851 |  | 105.9519 | 0 | 0 | 6.4332 | 0
13.11. | 13 | 112.3851 |  | 105.9519 | 0 | 0 | 6.4332 | 0
13.11. | 14 | 112.3851 |  | 105.9519 | 0 | 0 | 6.4332 | 0
13.11. | 15 | 112.3851 |  | 105.9519 | 0 | 0 | 6.4332 | 0
13.11. | 16 | 112.3851 |  | 105.9519 | 0 | 0 | 6.4332 | 0
13.11. | 17 | 112.3851 |  | 105.9519 | 0 | 0 | 6.4332 | 0
13.11. | 18 | 112.3851 |  | 105.9519 | 0 | 0 | 6.4332 | 0
13.11. | 19 | 112.3851 |  | 105.9519 | 0 | 0 | 6.4332 | 0
13.11. | 20 | 112.3851 |  | 105.9519 | 0 | 0 | 6.4332 | 0
13.11. | 21 | 112.3851 |  | 105.9519 | 0 | 0 | 6.4332 | 0
13.11. | 22 | 112.3851 |  | 105.9519 | 0 | 0 | 6.4332 | 0
13.11. | 23 | 112.3851 |  | 105.9519 | 0 | 0 | 6.4332 | 0
13.11. | 24 | 112.3851 |  | 105.9519 | 0 | 0 | 6.4332 | 0
14.11. | 1 | 112.3851 |  | 105.9519 | 0 | 0 | 6.4332 | 0
14.11. | 2 | 112.3851 |  | 105.9519 | 0 | 0 | 6.4332 | 0
14.11. | 3 | 112.3851 |  | 105.9519 | 0 | 0 | 6.4332 | 0
14.11. | 4 | 112.3851 |  | 105.9519 | 0 | 0 | 6.4332 | 0
14.11. | 5 | 112.3851 |  | 105.9519 | 0 | 0 | 6.4332 | 0
14.11. | 6 | 112.3851 |  | 105.9519 | 0 | 0 | 6.4332 | 0
14.11. | 7 | 112.3851 |  | 105.9519 | 0 | 0 | 6.4332 | 0
14.11. | 8 | 112.3851 |  | 105.9519 | 0 | 0 | 6.4332 | 0
14.11. | 9 | 112.3851 |  | 105.9519 | 0 | 0 | 6.4332 | 0
14.11. | 10 | 112.3851 |  | 105.9519 | 0 | 0 | 6.4332 | 0
14.11. | 11 | 112.3851 |  | 105.9519 | 0 | 0 | 6.4332 | 0
14.11. | 12 | 112.3851 |  | 105.9519 | 0 | 0 | 6.4332 | 0
14.11. | 13 | 112.3851 |  | 105.9519 | 0 | 0 | 6.4332 | 0
14.11. | 14 | 112.3851 |  | 105.9519 | 0 | 0 | 6.4332 | 0
14.11. | 15 | 112.3851 |  | 105.9519 | 0 | 0 | 6.4332 | 0
14.11. | 16 | 112.3851 |  | 105.9519 | 0 | 0 | 6.4332 | 0
14.11. | 17 | 112.3851 |  | 105.9519 | 0 | 0 | 6.4332 | 0
14.11. | 18 | 112.3851 |  | 105.9519 | 0 | 0 | 6.4332 | 0
14.11. | 19 | 112.3851 |  | 105.9519 | 0 | 0 | 6.4332 | 0
14.11. | 20 | 112.3851 |  | 105.9519 | 0 | 0 | 6.4332 | 0
14.11. | 21 | 112.3851 |  | 105.9519 | 0 | 0 | 6.4332 | 0
14.11. | 22 | 112.3851 |  | 105.9519 | 0 | 0 | 6.4332 | 0
14.11. | 23 | 112.3851 |  | 105.9519 | 0 | 0 | 6.4332 | 0
14.11. | 24 | 112.3851 |  | 105.9519 | 0 | 0 | 6.4332 | 0
15.11. | 1 | 112.3851 |  | 105.9519 | 0 | 0 | 6.4332 | 0
15.11. | 2 | 112.3851 |  | 105.9519 | 0 | 0 | 6.4332 | 0
15.11. | 3 | 112.3851 |  | 105.9519 | 0 | 0 | 6.4332 | 0
15.11. | 4 | 112.3851 |  | 105.9519 | 0 | 0 | 6.4332 | 0
15.11. | 5 | 112.3851 |  | 105.9519 | 0 | 0 | 6.4332 | 0
15.11. | 6 | 112.3851 |  | 105.9519 | 0 | 0 | 6.4332 | 0
15.11. | 7 | 112.3851 |  | 105.9519 | 0 | 0 | 6.4332 | 0
15.11. | 8 | 112.3851 |  | 105.9519 | 0 | 0 | 6.4332 | 0
15.11. | 9 | 112.3851 |  | 105.9519 | 0 | 0 | 6.4332 | 0
15.11. | 10 | 112.3851 |  | 105.9519 | 0 | 0 | 6.4332 | 0
15.11. | 11 | 112.3851 |  | 105.9519 | 0 | 0 | 6.4332 | 0
15.11. | 12 | 112.3851 |  | 105.9519 | 0 | 0 | 6.4332 | 0
15.11. | 13 | 112.3851 |  | 105.9519 | 0 | 0 | 6.4332 | 0
15.11. | 14 | 112.3851 |  | 105.9519 | 0 | 0 | 6.4332 | 0
15.11. | 15 | 112.3851 |  | 105.9519 | 0 | 0 | 6.4332 | 0
15.11. | 16 | 112.3851 |  | 105.9519 | 0 | 0 | 6.4332 | 0
15.11. | 17 | 112.3851 |  | 105.9519 | 0 | 0 | 6.4332 | 0
15.11. | 18 | 112.3851 |  | 105.9519 | 0 | 0 | 6.4332 | 0
15.11. | 19 | 112.3851 |  | 105.9519 | 0 | 0 | 6.4332 | 0
15.11. | 20 | 112.3851 |  | 105.9519 | 0 | 0 | 6.4332 | 0
15.11. | 21 | 112.3851 |  | 105.9519 | 0 | 0 | 6.4332 | 0
15.11. | 22 | 112.3851 |  | 105.9519 | 0 | 0 | 6.4332 | 0
15.11. | 23 | 112.3851 |  | 105.9519 | 0 | 0 | 6.4332 | 0
15.11. | 24 | 112.3851 |  | 105.9519 | 0 | 0 | 6.4332 | 0
16.11. | 1 | 112.3851 |  | 105.9519 | 0 | 0 | 6.4332 | 0
16.11. | 2 | 112.3851 |  | 105.9519 | 0 | 0 | 6.4332 | 0
16.11. | 3 | 112.3851 |  | 105.9519 | 0 | 0 | 6.4332 | 0
16.11. | 4 | 112.3851 |  | 105.9519 | 0 | 0 | 6.4332 | 0
16.11. | 5 | 112.3851 |  | 105.9519 | 0 | 0 | 6.4332 | 0
16.11. | 6 | 112.3851 |  | 105.9519 | 0 | 0 | 6.4332 | 0
16.11. | 7 | 112.3851 |  | 105.9519 | 0 | 0 | 6.4332 | 0
16.11. | 8 | 112.3851 |  | 105.9519 | 0 | 0 | 6.4332 | 0
16.11. | 9 | 112.3851 |  | 105.9519 | 0 | 0 | 6.4332 | 0
16.11. | 10 | 112.3851 |  | 105.9519 | 0 | 0 | 6.4332 | 0
16.11. | 11 | 112.3851 |  | 105.9519 | 0 | 0 | 6.4332 | 0
16.11. | 12 | 112.3851 |  | 105.9519 | 0 | 0 | 6.4332 | 0
16.11. | 13 | 112.3851 |  | 105.9519 | 0 | 0 | 6.4332 | 0
16.11. | 14 | 112.3851 |  | 105.9519 | 0 | 0 | 6.4332 | 0
16.11. | 15 | 112.3851 |  | 105.9519 | 0 | 0 | 6.4332 | 0
16.11. | 16 | 112.3851 |  | 105.9519 | 0 | 0 | 6.4332 | 0
16.11. | 17 | 112.3851 |  | 105.9519 | 0 | 0 | 6.4332 | 0
16.11. | 18 | 112.3851 |  | 105.9519 | 0 | 0 | 6.4332 | 0
16.11. | 19 | 112.3851 |  | 105.9519 | 0 | 0 | 6.4332 | 0
16.11. | 20 | 112.3851 |  | 105.9519 | 0 | 0 | 6.4332 | 0
16.11. | 21 | 112.3851 |  | 105.9519 | 0 | 0 | 6.4332 | 0
16.11. | 22 | 112.3851 |  | 105.9519 | 0 | 0 | 6.4332 | 0
16.11. | 23 | 112.3851 |  | 105.9519 | 0 | 0 | 6.4332 | 0
16.11. | 24 | 112.3851 |  | 105.9519 | 0 | 0 | 6.4332 | 0
17.11. | 1 | 112.3851 |  | 105.9519 | 0 | 0 | 6.4332 | 0
17.11. | 2 | 112.3851 |  | 105.9519 | 0 | 0 | 6.4332 | 0
17.11. | 3 | 112.3851 |  | 105.9519 | 0 | 0 | 6.4332 | 0
17.11. | 4 | 112.3851 |  | 105.9519 | 0 | 0 | 6.4332 | 0
17.11. | 5 | 112.3851 |  | 105.9519 | 0 | 0 | 6.4332 | 0
17.11. | 6 | 112.3851 |  | 105.9519 | 0 | 0 | 6.4332 | 0
17.11. | 7 | 112.3851 |  | 105.9519 | 0 | 0 | 6.4332 | 0
17.11. | 8 | 112.3851 |  | 105.9519 | 0 | 0 | 6.4332 | 0
17.11. | 9 | 112.3851 |  | 105.9519 | 0 | 0 | 6.4332 | 0
17.11. | 10 | 112.3851 |  | 105.9519 | 0 | 0 | 6.4332 | 0
17.11. | 11 | 112.3851 |  | 105.9519 | 0 | 0 | 6.4332 | 0
17.11. | 12 | 112.3851 |  | 105.9519 | 0 | 0 | 6.4332 | 0
17.11. | 13 | 112.3851 |  | 105.9519 | 0 | 0 | 6.4332 | 0
17.11. | 14 | 112.3851 |  | 105.9519 | 0 | 0 | 6.4332 | 0
17.11. | 15 | 112.3851 |  | 105.9519 | 0 | 0 | 6.4332 | 0
17.11. | 16 | 112.3851 |  | 105.9519 | 0 | 0 | 6.4332 | 0
17.11. | 17 | 112.3851 |  | 105.9519 | 0 | 0 | 6.4332 | 0
17.11. | 18 | 112.3851 |  | 105.9519 | 0 | 0 | 6.4332 | 0
17.11. | 19 | 112.3851 |  | 105.9519 | 0 | 0 | 6.4332 | 0
17.11. | 20 | 112.3851 |  | 105.9519 | 0 | 0 | 6.4332 | 0
17.11. | 21 | 112.3851 |  | 105.9519 | 0 | 0 | 6.4332 | 0
17.11. | 22 | 112.3851 |  | 105.9519 | 0 | 0 | 6.4332 | 0
17.11. | 23 | 112.3851 |  | 105.9519 | 0 | 0 | 6.4332 | 0
17.11. | 24 | 112.3851 |  | 105.9519 | 0 | 0 | 6.4332 | 0
18.11. | 1 | 112.3851 |  | 105.9519 | 0 | 0 | 6.4332 | 0
18.11. | 2 | 112.3851 |  | 105.9519 | 0 | 0 | 6.4332 | 0
18.11. | 3 | 112.3851 |  | 105.9519 | 0 | 0 | 6.4332 | 0
18.11. | 4 | 112.3851 |  | 105.9519 | 0 | 0 | 6.4332 | 0
18.11. | 5 | 112.3851 |  | 105.9519 | 0 | 0 | 6.4332 | 0
18.11. | 6 | 112.3851 |  | 105.9519 | 0 | 0 | 6.4332 | 0
18.11. | 7 | 112.3851 |  | 105.9519 | 0 | 0 | 6.4332 | 0
18.11. | 8 | 112.3851 |  | 105.9519 | 0 | 0 | 6.4332 | 0
18.11. | 9 | 112.3851 |  | 105.9519 | 0 | 0 | 6.4332 | 0
18.11. | 10 | 112.3851 |  | 105.9519 | 0 | 0 | 6.4332 | 0
18.11. | 11 | 112.3851 |  | 105.9519 | 0 | 0 | 6.4332 | 0
18.11. | 12 | 112.3851 |  | 105.9519 | 0 | 0 | 6.4332 | 0
18.11. | 13 | 112.3851 |  | 105.9519 | 0 | 0 | 6.4332 | 0
18.11. | 14 | 112.3851 |  | 105.9519 | 0 | 0 | 6.4332 | 0
18.11. | 15 | 112.3851 |  | 105.9519 | 0 | 0 | 6.4332 | 0
18.11. | 16 | 112.3851 |  | 105.9519 | 0 | 0 | 6.4332 | 0
18.11. | 17 | 112.3851 |  | 105.9519 | 0 | 0 | 6.4332 | 0
18.11. | 18 | 112.3851 |  | 105.9519 | 0 | 0 | 6.4332 | 0
18.11. | 19 | 112.3851 |  | 105.9519 | 0 | 0 | 6.4332 | 0
18.11. | 20 | 112.3851 |  | 105.9519 | 0 | 0 | 6.4332 | 0
18.11. | 21 | 112.3851 |  | 105.9519 | 0 | 0 | 6.4332 | 0
18.11. | 22 | 112.3851 |  | 105.9519 | 0 | 0 | 6.4332 | 0
18.11. | 23 | 112.3851 |  | 105.9519 | 0 | 0 | 6.4332 | 0
18.11. | 24 | 112.3851 |  | 105.9519 | 0 | 0 | 6.4332 | 0
19.11. | 1 | 112.3851 |  | 105.9519 | 0 | 0 | 6.4332 | 0
19.11. | 2 | 112.3851 |  | 105.9519 | 0 | 0 | 6.4332 | 0
19.11. | 3 | 112.3851 |  | 105.9519 | 0 | 0 | 6.4332 | 0
19.11. | 4 | 112.3851 |  | 105.9519 | 0 | 0 | 6.4332 | 0
19.11. | 5 | 112.3851 |  | 105.9519 | 0 | 0 | 6.4332 | 0
19.11. | 6 | 112.3851 |  | 105.9519 | 0 | 0 | 6.4332 | 0
19.11. | 7 | 112.3851 |  | 105.9519 | 0 | 0 | 6.4332 | 0
19.11. | 8 | 112.3851 |  | 105.9519 | 0 | 0 | 6.4332 | 0
19.11. | 9 | 112.3851 |  | 105.9519 | 0 | 0 | 6.4332 | 0
19.11. | 10 | 112.3851 |  | 105.9519 | 0 | 0 | 6.4332 | 0
19.11. | 11 | 112.3851 |  | 105.9519 | 0 | 0 | 6.4332 | 0
19.11. | 12 | 112.3851 |  | 105.9519 | 0 | 0 | 6.4332 | 0
19.11. | 13 | 112.3851 |  | 105.9519 | 0 | 0 | 6.4332 | 0
19.11. | 14 | 112.3851 |  | 105.9519 | 0 | 0 | 6.4332 | 0
19.11. | 15 | 112.3851 |  | 105.9519 | 0 | 0 | 6.4332 | 0
19.11. | 16 | 112.3851 |  | 105.9519 | 0 | 0 | 6.4332 | 0
19.11. | 17 | 112.3851 |  | 105.9519 | 0 | 0 | 6.4332 | 0
19.11. | 18 | 112.3851 |  | 105.9519 | 0 | 0 | 6.4332 | 0
19.11. | 19 | 112.3851 |  | 105.9519 | 0 | 0 | 6.4332 | 0
19.11. | 20 | 112.3851 |  | 105.9519 | 0 | 0 | 6.4332 | 0
19.11. | 21 | 112.3851 |  | 105.9519 | 0 | 0 | 6.4332 | 0
19.11. | 22 | 112.3851 |  | 105.9519 | 0 | 0 | 6.4332 | 0
19.11. | 23 | 112.3851 |  | 105.9519 | 0 | 0 | 6.4332 | 0
19.11. | 24 | 112.3851 |  | 105.9519 | 0 | 0 | 6.4332 | 0
20.11. | 1 | 112.3851 |  | 105.9519 | 0 | 0 | 6.4332 | 0
20.11. | 2 | 112.3851 |  | 105.9519 | 0 | 0 | 6.4332 | 0
20.11. | 3 | 112.3851 |  | 105.9519 | 0 | 0 | 6.4332 | 0
20.11. | 4 | 112.3851 |  | 105.9519 | 0 | 0 | 6.4332 | 0
20.11. | 5 | 112.3851 |  | 105.9519 | 0 | 0 | 6.4332 | 0
20.11. | 6 | 112.3851 |  | 105.9519 | 0 | 0 | 6.4332 | 0
20.11. | 7 | 112.3851 |  | 105.9519 | 0 | 0 | 6.4332 | 0
20.11. | 8 | 112.3851 |  | 105.9519 | 0 | 0 | 6.4332 | 0
20.11. | 9 | 112.3851 |  | 105.9519 | 0 | 0 | 6.4332 | 0
20.11. | 10 | 112.3851 |  | 105.9519 | 0 | 0 | 6.4332 | 0
20.11. | 11 | 112.3851 |  | 105.9519 | 0 | 0 | 6.4332 | 0
20.11. | 12 | 112.3851 |  | 105.9519 | 0 | 0 | 6.4332 | 0
20.11. | 13 | 112.3851 |  | 105.9519 | 0 | 0 | 6.4332 | 0
20.11. | 14 | 112.3851 |  | 105.9519 | 0 | 0 | 6.4332 | 0
20.11. | 15 | 112.3851 |  | 105.9519 | 0 | 0 | 6.4332 | 0
20.11. | 16 | 112.3851 |  | 105.9519 | 0 | 0 | 6.4332 | 0
20.11. | 17 | 112.3851 |  | 105.9519 | 0 | 0 | 6.4332 | 0
20.11. | 18 | 112.3851 |  | 105.9519 | 0 | 0 | 6.4332 | 0
20.11. | 19 | 112.3851 |  | 105.9519 | 0 | 0 | 6.4332 | 0
20.11. | 20 | 112.3851 |  | 105.9519 | 0 | 0 | 6.4332 | 0
20.11. | 21 | 112.3851 |  | 105.9519 | 0 | 0 | 6.4332 | 0
20.11. | 22 | 112.3851 |  | 105.9519 | 0 | 0 | 6.4332 | 0
20.11. | 23 | 112.3851 |  | 105.9519 | 0 | 0 | 6.4332 | 0
20.11. | 24 | 112.3851 |  | 105.9519 | 0 | 0 | 6.4332 | 0
21.11. | 1 | 112.3851 |  | 105.9519 | 0 | 0 | 6.4332 | 0
21.11. | 2 | 112.3851 |  | 105.9519 | 0 | 0 | 6.4332 | 0
21.11. | 3 | 112.3851 |  | 105.9519 | 0 | 0 | 6.4332 | 0
21.11. | 4 | 112.3851 |  | 105.9519 | 0 | 0 | 6.4332 | 0
21.11. | 5 | 112.3851 |  | 105.9519 | 0 | 0 | 6.4332 | 0
21.11. | 6 | 112.3851 |  | 105.9519 | 0 | 0 | 6.4332 | 0
21.11. | 7 | 112.3851 |  | 105.9519 | 0 | 0 | 6.4332 | 0
21.11. | 8 | 112.3851 |  | 105.9519 | 0 | 0 | 6.4332 | 0
21.11. | 9 | 112.3851 |  | 105.9519 | 0 | 0 | 6.4332 | 0
21.11. | 10 | 112.3851 |  | 105.9519 | 0 | 0 | 6.4332 | 0
21.11. | 11 | 112.3851 |  | 105.9519 | 0 | 0 | 6.4332 | 0
21.11. | 12 | 112.3851 |  | 105.9519 | 0 | 0 | 6.4332 | 0
21.11. | 13 | 112.3851 |  | 105.9519 | 0 | 0 | 6.4332 | 0
21.11. | 14 | 112.3851 |  | 105.9519 | 0 | 0 | 6.4332 | 0
21.11. | 15 | 112.3851 |  | 105.9519 | 0 | 0 | 6.4332 | 0
21.11. | 16 | 112.3851 |  | 105.9519 | 0 | 0 | 6.4332 | 0
21.11. | 17 | 112.3851 |  | 105.9519 | 0 | 0 | 6.4332 | 0
21.11. | 18 | 112.3851 |  | 105.9519 | 0 | 0 | 6.4332 | 0
21.11. | 19 | 112.3851 |  | 105.9519 | 0 | 0 | 6.4332 | 0
21.11. | 20 | 112.3851 |  | 105.9519 | 0 | 0 | 6.4332 | 0
21.11. | 21 | 112.3851 |  | 105.9519 | 0 | 0 | 6.4332 | 0
21.11. | 22 | 112.3851 |  | 105.9519 | 0 | 0 | 6.4332 | 0
21.11. | 23 | 112.3851 |  | 105.9519 | 0 | 0 | 6.4332 | 0
21.11. | 24 | 112.3851 |  | 105.9519 | 0 | 0 | 6.4332 | 0
22.11. | 1 | 112.3851 |  | 105.9519 | 0 | 0 | 6.4332 | 0
22.11. | 2 | 112.3851 |  | 105.9519 | 0 | 0 | 6.4332 | 0
22.11. | 3 | 112.3851 |  | 105.9519 | 0 | 0 | 6.4332 | 0
22.11. | 4 | 112.3851 |  | 105.9519 | 0 | 0 | 6.4332 | 0
22.11. | 5 | 112.3851 |  | 105.9519 | 0 | 0 | 6.4332 | 0
22.11. | 6 | 112.3851 |  | 105.9519 | 0 | 0 | 6.4332 | 0
22.11. | 7 | 112.3851 |  | 105.9519 | 0 | 0 | 6.4332 | 0
22.11. | 8 | 112.3851 |  | 105.9519 | 0 | 0 | 6.4332 | 0
22.11. | 9 | 112.3851 |  | 105.9519 | 0 | 0 | 6.4332 | 0
22.11. | 10 | 112.3851 |  | 105.9519 | 0 | 0 | 6.4332 | 0
22.11. | 11 | 112.3851 |  | 105.9519 | 0 | 0 | 6.4332 | 0
22.11. | 12 | 112.3851 |  | 105.9519 | 0 | 0 | 6.4332 | 0
22.11. | 13 | 112.3851 |  | 105.9519 | 0 | 0 | 6.4332 | 0
22.11. | 14 | 112.3851 |  | 105.9519 | 0 | 0 | 6.4332 | 0
22.11. | 15 | 112.3851 |  | 105.9519 | 0 | 0 | 6.4332 | 0
22.11. | 16 | 112.3851 |  | 105.9519 | 0 | 0 | 6.4332 | 0
22.11. | 17 | 112.3851 |  | 105.9519 | 0 | 0 | 6.4332 | 0
22.11. | 18 | 112.3851 |  | 105.9519 | 0 | 0 | 6.4332 | 0
22.11. | 19 | 112.3851 |  | 105.9519 | 0 | 0 | 6.4332 | 0
22.11. | 20 | 112.3851 |  | 105.9519 | 0 | 0 | 6.4332 | 0
22.11. | 21 | 112.3851 |  | 105.9519 | 0 | 0 | 6.4332 | 0
22.11. | 22 | 112.3851 |  | 105.9519 | 0 | 0 | 6.4332 | 0
22.11. | 23 | 112.3851 |  | 105.9519 | 0 | 0 | 6.4332 | 0
22.11. | 24 | 112.3851 |  | 105.9519 | 0 | 0 | 6.4332 | 0
23.11. | 1 | 112.3851 |  | 105.9519 | 0 | 0 | 6.4332 | 0
23.11. | 2 | 112.3851 |  | 105.9519 | 0 | 0 | 6.4332 | 0
23.11. | 3 | 112.3851 |  | 105.9519 | 0 | 0 | 6.4332 | 0
23.11. | 4 | 112.3851 |  | 105.9519 | 0 | 0 | 6.4332 | 0
23.11. | 5 | 112.3851 |  | 105.9519 | 0 | 0 | 6.4332 | 0
23.11. | 6 | 112.3851 |  | 105.9519 | 0 | 0 | 6.4332 | 0
23.11. | 7 | 112.3851 |  | 105.9519 | 0 | 0 | 6.4332 | 0
23.11. | 8 | 112.3851 |  | 105.9519 | 0 | 0 | 6.4332 | 0
23.11. | 9 | 112.3851 |  | 105.9519 | 0 | 0 | 6.4332 | 0
23.11. | 10 | 112.3851 |  | 105.9519 | 0 | 0 | 6.4332 | 0
23.11. | 11 | 112.3851 |  | 105.9519 | 0 | 0 | 6.4332 | 0
23.11. | 12 | 112.3851 |  | 105.9519 | 0 | 0 | 6.4332 | 0
23.11. | 13 | 112.3851 |  | 105.9519 | 0 | 0 | 6.4332 | 0
23.11. | 14 | 112.3851 |  | 105.9519 | 0 | 0 | 6.4332 | 0
23.11. | 15 | 112.3851 |  | 105.9519 | 0 | 0 | 6.4332 | 0
23.11. | 16 | 112.3851 |  | 105.9519 | 0 | 0 | 6.4332 | 0
23.11. | 17 | 112.3851 |  | 105.9519 | 0 | 0 | 6.4332 | 0
23.11. | 18 | 112.3851 |  | 105.9519 | 0 | 0 | 6.4332 | 0
23.11. | 19 | 112.3851 |  | 105.9519 | 0 | 0 | 6.4332 | 0
23.11. | 20 | 112.3851 |  | 105.9519 | 0 | 0 | 6.4332 | 0
23.11. | 21 | 112.3851 |  | 105.9519 | 0 | 0 | 6.4332 | 0
23.11. | 22 | 112.3851 |  | 105.9519 | 0 | 0 | 6.4332 | 0
23.11. | 23 | 112.3851 |  | 105.9519 | 0 | 0 | 6.4332 | 0
23.11. | 24 | 112.3851 |  | 105.9519 | 0 | 0 | 6.4332 | 0
24.11. | 1 | 112.3851 |  | 105.9519 | 0 | 0 | 6.4332 | 0
24.11. | 2 | 112.3851 |  | 105.9519 | 0 | 0 | 6.4332 | 0
24.11. | 3 | 112.3851 |  | 105.9519 | 0 | 0 | 6.4332 | 0
24.11. | 4 | 112.3851 |  | 105.9519 | 0 | 0 | 6.4332 | 0
24.11. | 5 | 112.3851 |  | 105.9519 | 0 | 0 | 6.4332 | 0
24.11. | 6 | 112.3851 |  | 105.9519 | 0 | 0 | 6.4332 | 0
24.11. | 7 | 112.3851 |  | 105.9519 | 0 | 0 | 6.4332 | 0
24.11. | 8 | 112.3851 |  | 105.9519 | 0 | 0 | 6.4332 | 0
24.11. | 9 | 112.3851 |  | 105.9519 | 0 | 0 | 6.4332 | 0
24.11. | 10 | 112.3851 |  | 105.9519 | 0 | 0 | 6.4332 | 0
24.11. | 11 | 112.3851 |  | 105.9519 | 0 | 0 | 6.4332 | 0
24.11. | 12 | 112.3851 |  | 105.9519 | 0 | 0 | 6.4332 | 0
24.11. | 13 | 112.3851 |  | 105.9519 | 0 | 0 | 6.4332 | 0
24.11. | 14 | 112.3851 |  | 105.9519 | 0 | 0 | 6.4332 | 0
24.11. | 15 | 112.3851 |  | 105.9519 | 0 | 0 | 6.4332 | 0
24.11. | 16 | 112.3851 |  | 105.9519 | 0 | 0 | 6.4332 | 0
24.11. | 17 | 112.3851 |  | 105.9519 | 0 | 0 | 6.4332 | 0
24.11. | 18 | 112.3851 |  | 105.9519 | 0 | 0 | 6.4332 | 0
24.11. | 19 | 112.3851 |  | 105.9519 | 0 | 0 | 6.4332 | 0
24.11. | 20 | 112.3851 |  | 105.9519 | 0 | 0 | 6.4332 | 0
24.11. | 21 | 112.3851 |  | 105.9519 | 0 | 0 | 6.4332 | 0
24.11. | 22 | 112.3851 |  | 105.9519 | 0 | 0 | 6.4332 | 0
24.11. | 23 | 112.3851 |  | 105.9519 | 0 | 0 | 6.4332 | 0
24.11. | 24 | 112.3851 |  | 105.9519 | 0 | 0 | 6.4332 | 0
25.11. | 1 | 112.3851 |  | 105.9519 | 0 | 0 | 6.4332 | 0
25.11. | 2 | 112.3851 |  | 105.9519 | 0 | 0 | 6.4332 | 0
25.11. | 3 | 112.3851 |  | 105.9519 | 0 | 0 | 6.4332 | 0
25.11. | 4 | 112.3851 |  | 105.9519 | 0 | 0 | 6.4332 | 0
25.11. | 5 | 112.3851 |  | 105.9519 | 0 | 0 | 6.4332 | 0
25.11. | 6 | 112.3851 |  | 105.9519 | 0 | 0 | 6.4332 | 0
25.11. | 7 | 112.3851 |  | 105.9519 | 0 | 0 | 6.4332 | 0
25.11. | 8 | 112.3851 |  | 105.9519 | 0 | 0 | 6.4332 | 0
25.11. | 9 | 112.3851 |  | 105.9519 | 0 | 0 | 6.4332 | 0
25.11. | 10 | 112.3851 |  | 105.9519 | 0 | 0 | 6.4332 | 0
25.11. | 11 | 112.3851 |  | 105.9519 | 0 | 0 | 6.4332 | 0
25.11. | 12 | 112.3851 |  | 105.9519 | 0 | 0 | 6.4332 | 0
25.11. | 13 | 112.3851 |  | 105.9519 | 0 | 0 | 6.4332 | 0
25.11. | 14 | 112.3851 |  | 105.9519 | 0 | 0 | 6.4332 | 0
25.11. | 15 | 112.3851 |  | 105.9519 | 0 | 0 | 6.4332 | 0
25.11. | 16 | 112.3851 |  | 105.9519 | 0 | 0 | 6.4332 | 0
25.11. | 17 | 112.3851 |  | 105.9519 | 0 | 0 | 6.4332 | 0
25.11. | 18 | 112.3851 |  | 105.9519 | 0 | 0 | 6.4332 | 0
25.11. | 19 | 112.3851 |  | 105.9519 | 0 | 0 | 6.4332 | 0
25.11. | 20 | 112.3851 |  | 105.9519 | 0 | 0 | 6.4332 | 0
25.11. | 21 | 112.3851 |  | 105.9519 | 0 | 0 | 6.4332 | 0
25.11. | 22 | 112.3851 |  | 105.9519 | 0 | 0 | 6.4332 | 0
25.11. | 23 | 112.3851 |  | 105.9519 | 0 | 0 | 6.4332 | 0
25.11. | 24 | 112.3851 |  | 105.9519 | 0 | 0 | 6.4332 | 0
26.11. | 1 | 112.3851 |  | 105.9519 | 0 | 0 | 6.4332 | 0
26.11. | 2 | 112.3851 |  | 105.9519 | 0 | 0 | 6.4332 | 0
26.11. | 3 | 112.3851 |  | 105.9519 | 0 | 0 | 6.4332 | 0
26.11. | 4 | 112.3851 |  | 105.9519 | 0 | 0 | 6.4332 | 0
26.11. | 5 | 112.3851 |  | 105.9519 | 0 | 0 | 6.4332 | 0
26.11. | 6 | 112.3851 |  | 105.9519 | 0 | 0 | 6.4332 | 0
26.11. | 7 | 112.3851 |  | 105.9519 | 0 | 0 | 6.4332 | 0
26.11. | 8 | 112.3851 |  | 105.9519 | 0 | 0 | 6.4332 | 0
26.11. | 9 | 112.3851 |  | 105.9519 | 0 | 0 | 6.4332 | 0
26.11. | 10 | 112.3851 |  | 105.9519 | 0 | 0 | 6.4332 | 0
26.11. | 11 | 112.3851 |  | 105.9519 | 0 | 0 | 6.4332 | 0
26.11. | 12 | 112.3851 |  | 105.9519 | 0 | 0 | 6.4332 | 0
26.11. | 13 | 112.3851 |  | 105.9519 | 0 | 0 | 6.4332 | 0
26.11. | 14 | 112.3851 |  | 105.9519 | 0 | 0 | 6.4332 | 0
26.11. | 15 | 112.3851 |  | 105.9519 | 0 | 0 | 6.4332 | 0
26.11. | 16 | 112.3851 |  | 105.9519 | 0 | 0 | 6.4332 | 0
26.11. | 17 | 112.3851 |  | 105.9519 | 0 | 0 | 6.4332 | 0
26.11. | 18 | 112.3851 |  | 105.9519 | 0 | 0 | 6.4332 | 0
26.11. | 19 | 112.3851 |  | 105.9519 | 0 | 0 | 6.4332 | 0
26.11. | 20 | 112.3851 |  | 105.9519 | 0 | 0 | 6.4332 | 0
26.11. | 21 | 112.3851 |  | 105.9519 | 0 | 0 | 6.4332 | 0
26.11. | 22 | 112.3851 |  | 105.9519 | 0 | 0 | 6.4332 | 0
26.11. | 23 | 112.3851 |  | 105.9519 | 0 | 0 | 6.4332 | 0
26.11. | 24 | 112.3851 |  | 105.9519 | 0 | 0 | 6.4332 | 0
27.11. | 1 | 112.3851 |  | 105.9519 | 0 | 0 | 6.4332 | 0
27.11. | 2 | 112.3851 |  | 105.9519 | 0 | 0 | 6.4332 | 0
27.11. | 3 | 112.3851 |  | 105.9519 | 0 | 0 | 6.4332 | 0
27.11. | 4 | 112.3851 |  | 105.9519 | 0 | 0 | 6.4332 | 0
27.11. | 5 | 112.3851 |  | 105.9519 | 0 | 0 | 6.4332 | 0
27.11. | 6 | 112.3851 |  | 105.9519 | 0 | 0 | 6.4332 | 0
27.11. | 7 | 112.3851 |  | 105.9519 | 0 | 0 | 6.4332 | 0
27.11. | 8 | 112.3851 |  | 105.9519 | 0 | 0 | 6.4332 | 0
27.11. | 9 | 112.3851 |  | 105.9519 | 0 | 0 | 6.4332 | 0
27.11. | 10 | 112.3851 |  | 105.9519 | 0 | 0 | 6.4332 | 0
27.11. | 11 | 112.3851 |  | 105.9519 | 0 | 0 | 6.4332 | 0
27.11. | 12 | 112.3851 |  | 105.9519 | 0 | 0 | 6.4332 | 0
27.11. | 13 | 112.3851 |  | 105.9519 | 0 | 0 | 6.4332 | 0
27.11. | 14 | 112.3851 |  | 105.9519 | 0 | 0 | 6.4332 | 0
27.11. | 15 | 112.3851 |  | 105.9519 | 0 | 0 | 6.4332 | 0
27.11. | 16 | 112.3851 |  | 105.9519 | 0 | 0 | 6.4332 | 0
27.11. | 17 | 112.3851 |  | 105.9519 | 0 | 0 | 6.4332 | 0
27.11. | 18 | 112.3851 |  | 105.9519 | 0 | 0 | 6.4332 | 0
27.11. | 19 | 112.3851 |  | 105.9519 | 0 | 0 | 6.4332 | 0
27.11. | 20 | 112.3851 |  | 105.9519 | 0 | 0 | 6.4332 | 0
27.11. | 21 | 112.3851 |  | 105.9519 | 0 | 0 | 6.4332 | 0
27.11. | 22 | 112.3851 |  | 105.9519 | 0 | 0 | 6.4332 | 0
27.11. | 23 | 112.3851 |  | 105.9519 | 0 | 0 | 6.4332 | 0
27.11. | 24 | 112.3851 |  | 105.9519 | 0 | 0 | 6.4332 | 0
28.11. | 1 | 112.3851 |  | 105.9519 | 0 | 0 | 6.4332 | 0
28.11. | 2 | 112.3851 |  | 105.9519 | 0 | 0 | 6.4332 | 0
28.11. | 3 | 112.3851 |  | 105.9519 | 0 | 0 | 6.4332 | 0
28.11. | 4 | 112.3851 |  | 105.9519 | 0 | 0 | 6.4332 | 0
28.11. | 5 | 112.3851 |  | 105.9519 | 0 | 0 | 6.4332 | 0
28.11. | 6 | 112.3851 |  | 105.9519 | 0 | 0 | 6.4332 | 0
28.11. | 7 | 112.3851 |  | 105.9519 | 0 | 0 | 6.4332 | 0
28.11. | 8 | 112.3851 |  | 105.9519 | 0 | 0 | 6.4332 | 0
28.11. | 9 | 112.3851 |  | 105.9519 | 0 | 0 | 6.4332 | 0
28.11. | 10 | 112.3851 |  | 105.9519 | 0 | 0 | 6.4332 | 0
28.11. | 11 | 112.3851 |  | 105.9519 | 0 | 0 | 6.4332 | 0
28.11. | 12 | 112.3851 |  | 105.9519 | 0 | 0 | 6.4332 | 0
28.11. | 13 | 112.3851 |  | 105.9519 | 0 | 0 | 6.4332 | 0
28.11. | 14 | 112.3851 |  | 105.9519 | 0 | 0 | 6.4332 | 0
28.11. | 15 | 112.3851 |  | 105.9519 | 0 | 0 | 6.4332 | 0
28.11. | 16 | 112.3851 |  | 105.9519 | 0 | 0 | 6.4332 | 0
28.11. | 17 | 112.3851 |  | 105.9519 | 0 | 0 | 6.4332 | 0
28.11. | 18 | 112.3851 |  | 105.9519 | 0 | 0 | 6.4332 | 0
28.11. | 19 | 112.3851 |  | 105.9519 | 0 | 0 | 6.4332 | 0
28.11. | 20 | 112.3851 |  | 105.9519 | 0 | 0 | 6.4332 | 0
28.11. | 21 | 112.3851 |  | 105.9519 | 0 | 0 | 6.4332 | 0
28.11. | 22 | 112.3851 |  | 105.9519 | 0 | 0 | 6.4332 | 0
28.11. | 23 | 112.3851 |  | 105.9519 | 0 | 0 | 6.4332 | 0
28.11. | 24 | 112.3851 |  | 105.9519 | 0 | 0 | 6.4332 | 0
29.11. | 1 | 112.3851 |  | 105.9519 | 0 | 0 | 6.4332 | 0
29.11. | 2 | 112.3851 |  | 105.9519 | 0 | 0 | 6.4332 | 0
29.11. | 3 | 112.3851 |  | 105.9519 | 0 | 0 | 6.4332 | 0
29.11. | 4 | 112.3851 |  | 105.9519 | 0 | 0 | 6.4332 | 0
29.11. | 5 | 112.3851 |  | 105.9519 | 0 | 0 | 6.4332 | 0
29.11. | 6 | 112.3851 |  | 105.9519 | 0 | 0 | 6.4332 | 0
29.11. | 7 | 112.3851 |  | 105.9519 | 0 | 0 | 6.4332 | 0
29.11. | 8 | 112.3851 |  | 105.9519 | 0 | 0 | 6.4332 | 0
29.11. | 9 | 112.3851 |  | 105.9519 | 0 | 0 | 6.4332 | 0
29.11. | 10 | 112.3851 |  | 105.9519 | 0 | 0 | 6.4332 | 0
29.11. | 11 | 112.3851 |  | 105.9519 | 0 | 0 | 6.4332 | 0
29.11. | 12 | 112.3851 |  | 105.9519 | 0 | 0 | 6.4332 | 0
29.11. | 13 | 112.3851 |  | 105.9519 | 0 | 0 | 6.4332 | 0
29.11. | 14 | 112.3851 |  | 105.9519 | 0 | 0 | 6.4332 | 0
29.11. | 15 | 112.3851 |  | 105.9519 | 0 | 0 | 6.4332 | 0
29.11. | 16 | 112.3851 |  | 105.9519 | 0 | 0 | 6.4332 | 0
29.11. | 17 | 112.3851 |  | 105.9519 | 0 | 0 | 6.4332 | 0
29.11. | 18 | 112.3851 |  | 105.9519 | 0 | 0 | 6.4332 | 0
29.11. | 19 | 112.3851 |  | 105.9519 | 0 | 0 | 6.4332 | 0
29.11. | 20 | 112.3851 |  | 105.9519 | 0 | 0 | 6.4332 | 0
29.11. | 21 | 112.3851 |  | 105.9519 | 0 | 0 | 6.4332 | 0
29.11. | 22 | 112.3851 |  | 105.9519 | 0 | 0 | 6.4332 | 0
29.11. | 23 | 112.3851 |  | 105.9519 | 0 | 0 | 6.4332 | 0
29.11. | 24 | 112.3851 |  | 105.9519 | 0 | 0 | 6.4332 | 0
30.11. | 1 | 112.3851 |  | 105.9519 | 0 | 0 | 6.4332 | 0
30.11. | 2 | 112.3851 |  | 105.9519 | 0 | 0 | 6.4332 | 0
30.11. | 3 | 112.3851 |  | 105.9519 | 0 | 0 | 6.4332 | 0
30.11. | 4 | 112.3851 |  | 105.9519 | 0 | 0 | 6.4332 | 0
30.11. | 5 | 112.3851 |  | 105.9519 | 0 | 0 | 6.4332 | 0
30.11. | 6 | 112.3851 |  | 105.9519 | 0 | 0 | 6.4332 | 0
30.11. | 7 | 112.3851 |  | 105.9519 | 0 | 0 | 6.4332 | 0
30.11. | 8 | 112.3851 |  | 105.9519 | 0 | 0 | 6.4332 | 0
30.11. | 9 | 112.3851 |  | 105.9519 | 0 | 0 | 6.4332 | 0
30.11. | 10 | 112.3851 |  | 105.9519 | 0 | 0 | 6.4332 | 0
30.11. | 11 | 112.3851 |  | 105.9519 | 0 | 0 | 6.4332 | 0
30.11. | 12 | 112.3851 |  | 105.9519 | 0 | 0 | 6.4332 | 0
30.11. | 13 | 112.3851 |  | 105.9519 | 0 | 0 | 6.4332 | 0
30.11. | 14 | 112.3851 |  | 105.9519 | 0 | 0 | 6.4332 | 0
30.11. | 15 | 112.3851 |  | 105.9519 | 0 | 0 | 6.4332 | 0
30.11. | 16 | 112.3851 |  | 105.9519 | 0 | 0 | 6.4332 | 0
30.11. | 17 | 112.3851 |  | 105.9519 | 0 | 0 | 6.4332 | 0
30.11. | 18 | 112.3851 |  | 105.9519 | 0 | 0 | 6.4332 | 0
30.11. | 19 | 112.3851 |  | 105.9519 | 0 | 0 | 6.4332 | 0
30.11. | 20 | 112.3851 |  | 105.9519 | 0 | 0 | 6.4332 | 0
30.11. | 21 | 112.3851 |  | 105.9519 | 0 | 0 | 6.4332 | 0
30.11. | 22 | 112.3851 |  | 105.9519 | 0 | 0 | 6.4332 | 0
30.11. | 23 | 112.3851 |  | 105.9519 | 0 | 0 | 6.4332 | 0
30.11. | 24 | 112.3851 |  | 105.9519 | 0 | 0 | 6.4332 | 0
01.12. | 1 | 112.814 |  | 105.9519 | 0 | 0 | 6.8621 | 0
01.12. | 2 | 112.814 |  | 105.9519 | 0 | 0 | 6.8621 | 0
01.12. | 3 | 112.814 |  | 105.9519 | 0 | 0 | 6.8621 | 0
01.12. | 4 | 112.814 |  | 105.9519 | 0 | 0 | 6.8621 | 0
01.12. | 5 | 112.814 |  | 105.9519 | 0 | 0 | 6.8621 | 0
01.12. | 6 | 112.814 |  | 105.9519 | 0 | 0 | 6.8621 | 0
01.12. | 7 | 112.814 |  | 105.9519 | 0 | 0 | 6.8621 | 0
01.12. | 8 | 112.814 |  | 105.9519 | 0 | 0 | 6.8621 | 0
01.12. | 9 | 112.814 |  | 105.9519 | 0 | 0 | 6.8621 | 0
01.12. | 10 | 112.814 |  | 105.9519 | 0 | 0 | 6.8621 | 0
01.12. | 11 | 112.814 |  | 105.9519 | 0 | 0 | 6.8621 | 0
01.12. | 12 | 112.814 |  | 105.9519 | 0 | 0 | 6.8621 | 0
01.12. | 13 | 112.814 |  | 105.9519 | 0 | 0 | 6.8621 | 0
01.12. | 14 | 112.814 |  | 105.9519 | 0 | 0 | 6.8621 | 0
01.12. | 15 | 112.814 |  | 105.9519 | 0 | 0 | 6.8621 | 0
01.12. | 16 | 112.814 |  | 105.9519 | 0 | 0 | 6.8621 | 0
01.12. | 17 | 112.814 |  | 105.9519 | 0 | 0 | 6.8621 | 0
01.12. | 18 | 112.814 |  | 105.9519 | 0 | 0 | 6.8621 | 0
01.12. | 19 | 112.814 |  | 105.9519 | 0 | 0 | 6.8621 | 0
01.12. | 20 | 112.814 |  | 105.9519 | 0 | 0 | 6.8621 | 0
01.12. | 21 | 112.814 |  | 105.9519 | 0 | 0 | 6.8621 | 0
01.12. | 22 | 112.814 |  | 105.9519 | 0 | 0 | 6.8621 | 0
01.12. | 23 | 112.814 |  | 105.9519 | 0 | 0 | 6.8621 | 0
01.12. | 24 | 112.814 |  | 105.9519 | 0 | 0 | 6.8621 | 0
02.12. | 1 | 112.814 |  | 105.9519 | 0 | 0 | 6.8621 | 0
02.12. | 2 | 112.814 |  | 105.9519 | 0 | 0 | 6.8621 | 0
02.12. | 3 | 112.814 |  | 105.9519 | 0 | 0 | 6.8621 | 0
02.12. | 4 | 112.814 |  | 105.9519 | 0 | 0 | 6.8621 | 0
02.12. | 5 | 112.814 |  | 105.9519 | 0 | 0 | 6.8621 | 0
02.12. | 6 | 112.814 |  | 105.9519 | 0 | 0 | 6.8621 | 0
02.12. | 7 | 112.814 |  | 105.9519 | 0 | 0 | 6.8621 | 0
02.12. | 8 | 112.814 |  | 105.9519 | 0 | 0 | 6.8621 | 0
02.12. | 9 | 112.814 |  | 105.9519 | 0 | 0 | 6.8621 | 0
02.12. | 10 | 112.814 |  | 105.9519 | 0 | 0 | 6.8621 | 0
02.12. | 11 | 112.814 |  | 105.9519 | 0 | 0 | 6.8621 | 0
02.12. | 12 | 112.814 |  | 105.9519 | 0 | 0 | 6.8621 | 0
02.12. | 13 | 112.814 |  | 105.9519 | 0 | 0 | 6.8621 | 0
02.12. | 14 | 112.814 |  | 105.9519 | 0 | 0 | 6.8621 | 0
02.12. | 15 | 112.814 |  | 105.9519 | 0 | 0 | 6.8621 | 0
02.12. | 16 | 112.814 |  | 105.9519 | 0 | 0 | 6.8621 | 0
02.12. | 17 | 112.814 |  | 105.9519 | 0 | 0 | 6.8621 | 0
02.12. | 18 | 112.814 |  | 105.9519 | 0 | 0 | 6.8621 | 0
02.12. | 19 | 112.814 |  | 105.9519 | 0 | 0 | 6.8621 | 0
02.12. | 20 | 112.814 |  | 105.9519 | 0 | 0 | 6.8621 | 0
02.12. | 21 | 112.814 |  | 105.9519 | 0 | 0 | 6.8621 | 0
02.12. | 22 | 112.814 |  | 105.9519 | 0 | 0 | 6.8621 | 0
02.12. | 23 | 112.814 |  | 105.9519 | 0 | 0 | 6.8621 | 0
02.12. | 24 | 112.814 |  | 105.9519 | 0 | 0 | 6.8621 | 0
03.12. | 1 | 112.814 |  | 105.9519 | 0 | 0 | 6.8621 | 0
03.12. | 2 | 112.814 |  | 105.9519 | 0 | 0 | 6.8621 | 0
03.12. | 3 | 112.814 |  | 105.9519 | 0 | 0 | 6.8621 | 0
03.12. | 4 | 112.814 |  | 105.9519 | 0 | 0 | 6.8621 | 0
03.12. | 5 | 112.814 |  | 105.9519 | 0 | 0 | 6.8621 | 0
03.12. | 6 | 112.814 |  | 105.9519 | 0 | 0 | 6.8621 | 0
03.12. | 7 | 112.814 |  | 105.9519 | 0 | 0 | 6.8621 | 0
03.12. | 8 | 112.814 |  | 105.9519 | 0 | 0 | 6.8621 | 0
03.12. | 9 | 112.814 |  | 105.9519 | 0 | 0 | 6.8621 | 0
03.12. | 10 | 112.814 |  | 105.9519 | 0 | 0 | 6.8621 | 0
03.12. | 11 | 112.814 |  | 105.9519 | 0 | 0 | 6.8621 | 0
03.12. | 12 | 112.814 |  | 105.9519 | 0 | 0 | 6.8621 | 0
03.12. | 13 | 112.814 |  | 105.9519 | 0 | 0 | 6.8621 | 0
03.12. | 14 | 112.814 |  | 105.9519 | 0 | 0 | 6.8621 | 0
03.12. | 15 | 112.814 |  | 105.9519 | 0 | 0 | 6.8621 | 0
03.12. | 16 | 112.814 |  | 105.9519 | 0 | 0 | 6.8621 | 0
03.12. | 17 | 112.814 |  | 105.9519 | 0 | 0 | 6.8621 | 0
03.12. | 18 | 112.814 |  | 105.9519 | 0 | 0 | 6.8621 | 0
03.12. | 19 | 112.814 |  | 105.9519 | 0 | 0 | 6.8621 | 0
03.12. | 20 | 112.814 |  | 105.9519 | 0 | 0 | 6.8621 | 0
03.12. | 21 | 112.814 |  | 105.9519 | 0 | 0 | 6.8621 | 0
03.12. | 22 | 112.814 |  | 105.9519 | 0 | 0 | 6.8621 | 0
03.12. | 23 | 112.814 |  | 105.9519 | 0 | 0 | 6.8621 | 0
03.12. | 24 | 112.814 |  | 105.9519 | 0 | 0 | 6.8621 | 0
04.12. | 1 | 112.814 |  | 105.9519 | 0 | 0 | 6.8621 | 0
04.12. | 2 | 112.814 |  | 105.9519 | 0 | 0 | 6.8621 | 0
04.12. | 3 | 112.814 |  | 105.9519 | 0 | 0 | 6.8621 | 0
04.12. | 4 | 112.814 |  | 105.9519 | 0 | 0 | 6.8621 | 0
04.12. | 5 | 112.814 |  | 105.9519 | 0 | 0 | 6.8621 | 0
04.12. | 6 | 112.814 |  | 105.9519 | 0 | 0 | 6.8621 | 0
04.12. | 7 | 112.814 |  | 105.9519 | 0 | 0 | 6.8621 | 0
04.12. | 8 | 112.814 |  | 105.9519 | 0 | 0 | 6.8621 | 0
04.12. | 9 | 112.814 |  | 105.9519 | 0 | 0 | 6.8621 | 0
04.12. | 10 | 112.814 |  | 105.9519 | 0 | 0 | 6.8621 | 0
04.12. | 11 | 112.814 |  | 105.9519 | 0 | 0 | 6.8621 | 0
04.12. | 12 | 112.814 |  | 105.9519 | 0 | 0 | 6.8621 | 0
04.12. | 13 | 112.814 |  | 105.9519 | 0 | 0 | 6.8621 | 0
04.12. | 14 | 112.814 |  | 105.9519 | 0 | 0 | 6.8621 | 0
04.12. | 15 | 112.814 |  | 105.9519 | 0 | 0 | 6.8621 | 0
04.12. | 16 | 112.814 |  | 105.9519 | 0 | 0 | 6.8621 | 0
04.12. | 17 | 112.814 |  | 105.9519 | 0 | 0 | 6.8621 | 0
04.12. | 18 | 112.814 |  | 105.9519 | 0 | 0 | 6.8621 | 0
04.12. | 19 | 112.814 |  | 105.9519 | 0 | 0 | 6.8621 | 0
04.12. | 20 | 112.814 |  | 105.9519 | 0 | 0 | 6.8621 | 0
04.12. | 21 | 112.814 |  | 105.9519 | 0 | 0 | 6.8621 | 0
04.12. | 22 | 112.814 |  | 105.9519 | 0 | 0 | 6.8621 | 0
04.12. | 23 | 112.814 |  | 105.9519 | 0 | 0 | 6.8621 | 0
04.12. | 24 | 112.814 |  | 105.9519 | 0 | 0 | 6.8621 | 0
05.12. | 1 | 112.814 |  | 105.9519 | 0 | 0 | 6.8621 | 0
05.12. | 2 | 112.814 |  | 105.9519 | 0 | 0 | 6.8621 | 0
05.12. | 3 | 112.814 |  | 105.9519 | 0 | 0 | 6.8621 | 0
05.12. | 4 | 112.814 |  | 105.9519 | 0 | 0 | 6.8621 | 0
05.12. | 5 | 112.814 |  | 105.9519 | 0 | 0 | 6.8621 | 0
05.12. | 6 | 112.814 |  | 105.9519 | 0 | 0 | 6.8621 | 0
05.12. | 7 | 112.814 |  | 105.9519 | 0 | 0 | 6.8621 | 0
05.12. | 8 | 112.814 |  | 105.9519 | 0 | 0 | 6.8621 | 0
05.12. | 9 | 112.814 |  | 105.9519 | 0 | 0 | 6.8621 | 0
05.12. | 10 | 112.814 |  | 105.9519 | 0 | 0 | 6.8621 | 0
05.12. | 11 | 112.814 |  | 105.9519 | 0 | 0 | 6.8621 | 0
05.12. | 12 | 112.814 |  | 105.9519 | 0 | 0 | 6.8621 | 0
05.12. | 13 | 112.814 |  | 105.9519 | 0 | 0 | 6.8621 | 0
05.12. | 14 | 112.814 |  | 105.9519 | 0 | 0 | 6.8621 | 0
05.12. | 15 | 112.814 |  | 105.9519 | 0 | 0 | 6.8621 | 0
05.12. | 16 | 112.814 |  | 105.9519 | 0 | 0 | 6.8621 | 0
05.12. | 17 | 112.814 |  | 105.9519 | 0 | 0 | 6.8621 | 0
05.12. | 18 | 112.814 |  | 105.9519 | 0 | 0 | 6.8621 | 0
05.12. | 19 | 112.814 |  | 105.9519 | 0 | 0 | 6.8621 | 0
05.12. | 20 | 112.814 |  | 105.9519 | 0 | 0 | 6.8621 | 0
05.12. | 21 | 112.814 |  | 105.9519 | 0 | 0 | 6.8621 | 0
05.12. | 22 | 112.814 |  | 105.9519 | 0 | 0 | 6.8621 | 0
05.12. | 23 | 112.814 |  | 105.9519 | 0 | 0 | 6.8621 | 0
05.12. | 24 | 112.814 |  | 105.9519 | 0 | 0 | 6.8621 | 0
06.12. | 1 | 112.814 |  | 105.9519 | 0 | 0 | 6.8621 | 0
06.12. | 2 | 112.814 |  | 105.9519 | 0 | 0 | 6.8621 | 0
06.12. | 3 | 112.814 |  | 105.9519 | 0 | 0 | 6.8621 | 0
06.12. | 4 | 112.814 |  | 105.9519 | 0 | 0 | 6.8621 | 0
06.12. | 5 | 112.814 |  | 105.9519 | 0 | 0 | 6.8621 | 0
06.12. | 6 | 112.814 |  | 105.9519 | 0 | 0 | 6.8621 | 0
06.12. | 7 | 112.814 |  | 105.9519 | 0 | 0 | 6.8621 | 0
06.12. | 8 | 112.814 |  | 105.9519 | 0 | 0 | 6.8621 | 0
06.12. | 9 | 112.814 |  | 105.9519 | 0 | 0 | 6.8621 | 0
06.12. | 10 | 112.814 |  | 105.9519 | 0 | 0 | 6.8621 | 0
06.12. | 11 | 112.814 |  | 105.9519 | 0 | 0 | 6.8621 | 0
06.12. | 12 | 112.814 |  | 105.9519 | 0 | 0 | 6.8621 | 0
06.12. | 13 | 112.814 |  | 105.9519 | 0 | 0 | 6.8621 | 0
06.12. | 14 | 112.814 |  | 105.9519 | 0 | 0 | 6.8621 | 0
06.12. | 15 | 112.814 |  | 105.9519 | 0 | 0 | 6.8621 | 0
06.12. | 16 | 112.814 |  | 105.9519 | 0 | 0 | 6.8621 | 0
06.12. | 17 | 112.814 |  | 105.9519 | 0 | 0 | 6.8621 | 0
06.12. | 18 | 112.814 |  | 105.9519 | 0 | 0 | 6.8621 | 0
06.12. | 19 | 112.814 |  | 105.9519 | 0 | 0 | 6.8621 | 0
06.12. | 20 | 112.814 |  | 105.9519 | 0 | 0 | 6.8621 | 0
06.12. | 21 | 112.814 |  | 105.9519 | 0 | 0 | 6.8621 | 0
06.12. | 22 | 112.814 |  | 105.9519 | 0 | 0 | 6.8621 | 0
06.12. | 23 | 112.814 |  | 105.9519 | 0 | 0 | 6.8621 | 0
06.12. | 24 | 112.814 |  | 105.9519 | 0 | 0 | 6.8621 | 0
07.12. | 1 | 112.814 |  | 105.9519 | 0 | 0 | 6.8621 | 0
07.12. | 2 | 112.814 |  | 105.9519 | 0 | 0 | 6.8621 | 0
07.12. | 3 | 112.814 |  | 105.9519 | 0 | 0 | 6.8621 | 0
07.12. | 4 | 112.814 |  | 105.9519 | 0 | 0 | 6.8621 | 0
07.12. | 5 | 112.814 |  | 105.9519 | 0 | 0 | 6.8621 | 0
07.12. | 6 | 112.814 |  | 105.9519 | 0 | 0 | 6.8621 | 0
07.12. | 7 | 112.814 |  | 105.9519 | 0 | 0 | 6.8621 | 0
07.12. | 8 | 112.814 |  | 105.9519 | 0 | 0 | 6.8621 | 0
07.12. | 9 | 112.814 |  | 105.9519 | 0 | 0 | 6.8621 | 0
07.12. | 10 | 112.814 |  | 105.9519 | 0 | 0 | 6.8621 | 0
07.12. | 11 | 112.814 |  | 105.9519 | 0 | 0 | 6.8621 | 0
07.12. | 12 | 112.814 |  | 105.9519 | 0 | 0 | 6.8621 | 0
07.12. | 13 | 112.814 |  | 105.9519 | 0 | 0 | 6.8621 | 0
07.12. | 14 | 112.814 |  | 105.9519 | 0 | 0 | 6.8621 | 0
07.12. | 15 | 112.814 |  | 105.9519 | 0 | 0 | 6.8621 | 0
07.12. | 16 | 112.814 |  | 105.9519 | 0 | 0 | 6.8621 | 0
07.12. | 17 | 112.814 |  | 105.9519 | 0 | 0 | 6.8621 | 0
07.12. | 18 | 112.814 |  | 105.9519 | 0 | 0 | 6.8621 | 0
07.12. | 19 | 112.814 |  | 105.9519 | 0 | 0 | 6.8621 | 0
07.12. | 20 | 112.814 |  | 105.9519 | 0 | 0 | 6.8621 | 0
07.12. | 21 | 112.814 |  | 105.9519 | 0 | 0 | 6.8621 | 0
07.12. | 22 | 112.814 |  | 105.9519 | 0 | 0 | 6.8621 | 0
07.12. | 23 | 112.814 |  | 105.9519 | 0 | 0 | 6.8621 | 0
07.12. | 24 | 112.814 |  | 105.9519 | 0 | 0 | 6.8621 | 0
08.12. | 1 | 112.814 |  | 105.9519 | 0 | 0 | 6.8621 | 0
08.12. | 2 | 112.814 |  | 105.9519 | 0 | 0 | 6.8621 | 0
08.12. | 3 | 112.814 |  | 105.9519 | 0 | 0 | 6.8621 | 0
08.12. | 4 | 112.814 |  | 105.9519 | 0 | 0 | 6.8621 | 0
08.12. | 5 | 112.814 |  | 105.9519 | 0 | 0 | 6.8621 | 0
08.12. | 6 | 112.814 |  | 105.9519 | 0 | 0 | 6.8621 | 0
08.12. | 7 | 112.814 |  | 105.9519 | 0 | 0 | 6.8621 | 0
08.12. | 8 | 112.814 |  | 105.9519 | 0 | 0 | 6.8621 | 0
08.12. | 9 | 112.814 |  | 105.9519 | 0 | 0 | 6.8621 | 0
08.12. | 10 | 112.814 |  | 105.9519 | 0 | 0 | 6.8621 | 0
08.12. | 11 | 112.814 |  | 105.9519 | 0 | 0 | 6.8621 | 0
08.12. | 12 | 112.814 |  | 105.9519 | 0 | 0 | 6.8621 | 0
08.12. | 13 | 112.814 |  | 105.9519 | 0 | 0 | 6.8621 | 0
08.12. | 14 | 112.814 |  | 105.9519 | 0 | 0 | 6.8621 | 0
08.12. | 15 | 112.814 |  | 105.9519 | 0 | 0 | 6.8621 | 0
08.12. | 16 | 112.814 |  | 105.9519 | 0 | 0 | 6.8621 | 0
08.12. | 17 | 112.814 |  | 105.9519 | 0 | 0 | 6.8621 | 0
08.12. | 18 | 112.814 |  | 105.9519 | 0 | 0 | 6.8621 | 0
08.12. | 19 | 112.814 |  | 105.9519 | 0 | 0 | 6.8621 | 0
08.12. | 20 | 112.814 |  | 105.9519 | 0 | 0 | 6.8621 | 0
08.12. | 21 | 112.814 |  | 105.9519 | 0 | 0 | 6.8621 | 0
08.12. | 22 | 112.814 |  | 105.9519 | 0 | 0 | 6.8621 | 0
08.12. | 23 | 112.814 |  | 105.9519 | 0 | 0 | 6.8621 | 0
08.12. | 24 | 112.814 |  | 105.9519 | 0 | 0 | 6.8621 | 0
09.12. | 1 | 112.814 |  | 105.9519 | 0 | 0 | 6.8621 | 0
09.12. | 2 | 112.814 |  | 105.9519 | 0 | 0 | 6.8621 | 0
09.12. | 3 | 112.814 |  | 105.9519 | 0 | 0 | 6.8621 | 0
09.12. | 4 | 112.814 |  | 105.9519 | 0 | 0 | 6.8621 | 0
09.12. | 5 | 112.814 |  | 105.9519 | 0 | 0 | 6.8621 | 0
09.12. | 6 | 112.814 |  | 105.9519 | 0 | 0 | 6.8621 | 0
09.12. | 7 | 112.814 |  | 105.9519 | 0 | 0 | 6.8621 | 0
09.12. | 8 | 112.814 |  | 105.9519 | 0 | 0 | 6.8621 | 0
09.12. | 9 | 112.814 |  | 105.9519 | 0 | 0 | 6.8621 | 0
09.12. | 10 | 112.814 |  | 105.9519 | 0 | 0 | 6.8621 | 0
09.12. | 11 | 112.814 |  | 105.9519 | 0 | 0 | 6.8621 | 0
09.12. | 12 | 112.814 |  | 105.9519 | 0 | 0 | 6.8621 | 0
09.12. | 13 | 112.814 |  | 105.9519 | 0 | 0 | 6.8621 | 0
09.12. | 14 | 112.814 |  | 105.9519 | 0 | 0 | 6.8621 | 0
09.12. | 15 | 112.814 |  | 105.9519 | 0 | 0 | 6.8621 | 0
09.12. | 16 | 112.814 |  | 105.9519 | 0 | 0 | 6.8621 | 0
09.12. | 17 | 112.814 |  | 105.9519 | 0 | 0 | 6.8621 | 0
09.12. | 18 | 112.814 |  | 105.9519 | 0 | 0 | 6.8621 | 0
09.12. | 19 | 112.814 |  | 105.9519 | 0 | 0 | 6.8621 | 0
09.12. | 20 | 112.814 |  | 105.9519 | 0 | 0 | 6.8621 | 0
09.12. | 21 | 112.814 |  | 105.9519 | 0 | 0 | 6.8621 | 0
09.12. | 22 | 112.814 |  | 105.9519 | 0 | 0 | 6.8621 | 0
09.12. | 23 | 112.814 |  | 105.9519 | 0 | 0 | 6.8621 | 0
09.12. | 24 | 112.814 |  | 105.9519 | 0 | 0 | 6.8621 | 0
10.12. | 1 | 112.814 |  | 105.9519 | 0 | 0 | 6.8621 | 0
10.12. | 2 | 112.814 |  | 105.9519 | 0 | 0 | 6.8621 | 0
10.12. | 3 | 112.814 |  | 105.9519 | 0 | 0 | 6.8621 | 0
10.12. | 4 | 112.814 |  | 105.9519 | 0 | 0 | 6.8621 | 0
10.12. | 5 | 112.814 |  | 105.9519 | 0 | 0 | 6.8621 | 0
10.12. | 6 | 112.814 |  | 105.9519 | 0 | 0 | 6.8621 | 0
10.12. | 7 | 112.814 |  | 105.9519 | 0 | 0 | 6.8621 | 0
10.12. | 8 | 112.814 |  | 105.9519 | 0 | 0 | 6.8621 | 0
10.12. | 9 | 112.814 |  | 105.9519 | 0 | 0 | 6.8621 | 0
10.12. | 10 | 112.814 |  | 105.9519 | 0 | 0 | 6.8621 | 0
10.12. | 11 | 112.814 |  | 105.9519 | 0 | 0 | 6.8621 | 0
10.12. | 12 | 112.814 |  | 105.9519 | 0 | 0 | 6.8621 | 0
10.12. | 13 | 112.814 |  | 105.9519 | 0 | 0 | 6.8621 | 0
10.12. | 14 | 112.814 |  | 105.9519 | 0 | 0 | 6.8621 | 0
10.12. | 15 | 112.814 |  | 105.9519 | 0 | 0 | 6.8621 | 0
10.12. | 16 | 112.814 |  | 105.9519 | 0 | 0 | 6.8621 | 0
10.12. | 17 | 112.814 |  | 105.9519 | 0 | 0 | 6.8621 | 0
10.12. | 18 | 112.814 |  | 105.9519 | 0 | 0 | 6.8621 | 0
10.12. | 19 | 112.814 |  | 105.9519 | 0 | 0 | 6.8621 | 0
10.12. | 20 | 112.814 |  | 105.9519 | 0 | 0 | 6.8621 | 0
10.12. | 21 | 112.814 |  | 105.9519 | 0 | 0 | 6.8621 | 0
10.12. | 22 | 112.814 |  | 105.9519 | 0 | 0 | 6.8621 | 0
10.12. | 23 | 112.814 |  | 105.9519 | 0 | 0 | 6.8621 | 0
10.12. | 24 | 112.814 |  | 105.9519 | 0 | 0 | 6.8621 | 0
11.12. | 1 | 112.814 |  | 105.9519 | 0 | 0 | 6.8621 | 0
11.12. | 2 | 112.814 |  | 105.9519 | 0 | 0 | 6.8621 | 0
11.12. | 3 | 112.814 |  | 105.9519 | 0 | 0 | 6.8621 | 0
11.12. | 4 | 112.814 |  | 105.9519 | 0 | 0 | 6.8621 | 0
11.12. | 5 | 112.814 |  | 105.9519 | 0 | 0 | 6.8621 | 0
11.12. | 6 | 112.814 |  | 105.9519 | 0 | 0 | 6.8621 | 0
11.12. | 7 | 112.814 |  | 105.9519 | 0 | 0 | 6.8621 | 0
11.12. | 8 | 112.814 |  | 105.9519 | 0 | 0 | 6.8621 | 0
11.12. | 9 | 112.814 |  | 105.9519 | 0 | 0 | 6.8621 | 0
11.12. | 10 | 112.814 |  | 105.9519 | 0 | 0 | 6.8621 | 0
11.12. | 11 | 112.814 |  | 105.9519 | 0 | 0 | 6.8621 | 0
11.12. | 12 | 112.814 |  | 105.9519 | 0 | 0 | 6.8621 | 0
11.12. | 13 | 112.814 |  | 105.9519 | 0 | 0 | 6.8621 | 0
11.12. | 14 | 112.814 |  | 105.9519 | 0 | 0 | 6.8621 | 0
11.12. | 15 | 112.814 |  | 105.9519 | 0 | 0 | 6.8621 | 0
11.12. | 16 | 112.814 |  | 105.9519 | 0 | 0 | 6.8621 | 0
11.12. | 17 | 112.814 |  | 105.9519 | 0 | 0 | 6.8621 | 0
11.12. | 18 | 112.814 |  | 105.9519 | 0 | 0 | 6.8621 | 0
11.12. | 19 | 112.814 |  | 105.9519 | 0 | 0 | 6.8621 | 0
11.12. | 20 | 112.814 |  | 105.9519 | 0 | 0 | 6.8621 | 0
11.12. | 21 | 112.814 |  | 105.9519 | 0 | 0 | 6.8621 | 0
11.12. | 22 | 112.814 |  | 105.9519 | 0 | 0 | 6.8621 | 0
11.12. | 23 | 112.814 |  | 105.9519 | 0 | 0 | 6.8621 | 0
11.12. | 24 | 112.814 |  | 105.9519 | 0 | 0 | 6.8621 | 0
12.12. | 1 | 112.814 |  | 105.9519 | 0 | 0 | 6.8621 | 0
12.12. | 2 | 112.814 |  | 105.9519 | 0 | 0 | 6.8621 | 0
12.12. | 3 | 112.814 |  | 105.9519 | 0 | 0 | 6.8621 | 0
12.12. | 4 | 112.814 |  | 105.9519 | 0 | 0 | 6.8621 | 0
12.12. | 5 | 112.814 |  | 105.9519 | 0 | 0 | 6.8621 | 0
12.12. | 6 | 112.814 |  | 105.9519 | 0 | 0 | 6.8621 | 0
12.12. | 7 | 112.814 |  | 105.9519 | 0 | 0 | 6.8621 | 0
12.12. | 8 | 112.814 |  | 105.9519 | 0 | 0 | 6.8621 | 0
12.12. | 9 | 112.814 |  | 105.9519 | 0 | 0 | 6.8621 | 0
12.12. | 10 | 112.814 |  | 105.9519 | 0 | 0 | 6.8621 | 0
12.12. | 11 | 112.814 |  | 105.9519 | 0 | 0 | 6.8621 | 0
12.12. | 12 | 112.814 |  | 105.9519 | 0 | 0 | 6.8621 | 0
12.12. | 13 | 112.814 |  | 105.9519 | 0 | 0 | 6.8621 | 0
12.12. | 14 | 112.814 |  | 105.9519 | 0 | 0 | 6.8621 | 0
12.12. | 15 | 112.814 |  | 105.9519 | 0 | 0 | 6.8621 | 0
12.12. | 16 | 112.814 |  | 105.9519 | 0 | 0 | 6.8621 | 0
12.12. | 17 | 112.814 |  | 105.9519 | 0 | 0 | 6.8621 | 0
12.12. | 18 | 112.814 |  | 105.9519 | 0 | 0 | 6.8621 | 0
12.12. | 19 | 112.814 |  | 105.9519 | 0 | 0 | 6.8621 | 0
12.12. | 20 | 112.814 |  | 105.9519 | 0 | 0 | 6.8621 | 0
12.12. | 21 | 112.814 |  | 105.9519 | 0 | 0 | 6.8621 | 0
12.12. | 22 | 112.814 |  | 105.9519 | 0 | 0 | 6.8621 | 0
12.12. | 23 | 112.814 |  | 105.9519 | 0 | 0 | 6.8621 | 0
12.12. | 24 | 112.814 |  | 105.9519 | 0 | 0 | 6.8621 | 0
13.12. | 1 | 112.814 |  | 105.9519 | 0 | 0 | 6.8621 | 0
13.12. | 2 | 112.814 |  | 105.9519 | 0 | 0 | 6.8621 | 0
13.12. | 3 | 112.814 |  | 105.9519 | 0 | 0 | 6.8621 | 0
13.12. | 4 | 112.814 |  | 105.9519 | 0 | 0 | 6.8621 | 0
13.12. | 5 | 112.814 |  | 105.9519 | 0 | 0 | 6.8621 | 0
13.12. | 6 | 112.814 |  | 105.9519 | 0 | 0 | 6.8621 | 0
13.12. | 7 | 112.814 |  | 105.9519 | 0 | 0 | 6.8621 | 0
13.12. | 8 | 112.814 |  | 105.9519 | 0 | 0 | 6.8621 | 0
13.12. | 9 | 112.814 |  | 105.9519 | 0 | 0 | 6.8621 | 0
13.12. | 10 | 112.814 |  | 105.9519 | 0 | 0 | 6.8621 | 0
13.12. | 11 | 112.814 |  | 105.9519 | 0 | 0 | 6.8621 | 0
13.12. | 12 | 112.814 |  | 105.9519 | 0 | 0 | 6.8621 | 0
13.12. | 13 | 112.814 |  | 105.9519 | 0 | 0 | 6.8621 | 0
13.12. | 14 | 112.814 |  | 105.9519 | 0 | 0 | 6.8621 | 0
13.12. | 15 | 112.814 |  | 105.9519 | 0 | 0 | 6.8621 | 0
13.12. | 16 | 112.814 |  | 105.9519 | 0 | 0 | 6.8621 | 0
13.12. | 17 | 112.814 |  | 105.9519 | 0 | 0 | 6.8621 | 0
13.12. | 18 | 112.814 |  | 105.9519 | 0 | 0 | 6.8621 | 0
13.12. | 19 | 112.814 |  | 105.9519 | 0 | 0 | 6.8621 | 0
13.12. | 20 | 112.814 |  | 105.9519 | 0 | 0 | 6.8621 | 0
13.12. | 21 | 112.814 |  | 105.9519 | 0 | 0 | 6.8621 | 0
13.12. | 22 | 112.814 |  | 105.9519 | 0 | 0 | 6.8621 | 0
13.12. | 23 | 112.814 |  | 105.9519 | 0 | 0 | 6.8621 | 0
13.12. | 24 | 112.814 |  | 105.9519 | 0 | 0 | 6.8621 | 0
14.12. | 1 | 112.814 |  | 105.9519 | 0 | 0 | 6.8621 | 0
14.12. | 2 | 112.814 |  | 105.9519 | 0 | 0 | 6.8621 | 0
14.12. | 3 | 112.814 |  | 105.9519 | 0 | 0 | 6.8621 | 0
14.12. | 4 | 112.814 |  | 105.9519 | 0 | 0 | 6.8621 | 0
14.12. | 5 | 112.814 |  | 105.9519 | 0 | 0 | 6.8621 | 0
14.12. | 6 | 112.814 |  | 105.9519 | 0 | 0 | 6.8621 | 0
14.12. | 7 | 112.814 |  | 105.9519 | 0 | 0 | 6.8621 | 0
14.12. | 8 | 112.814 |  | 105.9519 | 0 | 0 | 6.8621 | 0
14.12. | 9 | 112.814 |  | 105.9519 | 0 | 0 | 6.8621 | 0
14.12. | 10 | 112.814 |  | 105.9519 | 0 | 0 | 6.8621 | 0
14.12. | 11 | 112.814 |  | 105.9519 | 0 | 0 | 6.8621 | 0
14.12. | 12 | 112.814 |  | 105.9519 | 0 | 0 | 6.8621 | 0
14.12. | 13 | 112.814 |  | 105.9519 | 0 | 0 | 6.8621 | 0
14.12. | 14 | 112.814 |  | 105.9519 | 0 | 0 | 6.8621 | 0
14.12. | 15 | 112.814 |  | 105.9519 | 0 | 0 | 6.8621 | 0
14.12. | 16 | 112.814 |  | 105.9519 | 0 | 0 | 6.8621 | 0
14.12. | 17 | 112.814 |  | 105.9519 | 0 | 0 | 6.8621 | 0
14.12. | 18 | 112.814 |  | 105.9519 | 0 | 0 | 6.8621 | 0
14.12. | 19 | 112.814 |  | 105.9519 | 0 | 0 | 6.8621 | 0
14.12. | 20 | 112.814 |  | 105.9519 | 0 | 0 | 6.8621 | 0
14.12. | 21 | 112.814 |  | 105.9519 | 0 | 0 | 6.8621 | 0
14.12. | 22 | 112.814 |  | 105.9519 | 0 | 0 | 6.8621 | 0
14.12. | 23 | 112.814 |  | 105.9519 | 0 | 0 | 6.8621 | 0
14.12. | 24 | 112.814 |  | 105.9519 | 0 | 0 | 6.8621 | 0
15.12. | 1 | 112.814 |  | 105.9519 | 0 | 0 | 6.8621 | 0
15.12. | 2 | 112.814 |  | 105.9519 | 0 | 0 | 6.8621 | 0
15.12. | 3 | 112.814 |  | 105.9519 | 0 | 0 | 6.8621 | 0
15.12. | 4 | 112.814 |  | 105.9519 | 0 | 0 | 6.8621 | 0
15.12. | 5 | 112.814 |  | 105.9519 | 0 | 0 | 6.8621 | 0
15.12. | 6 | 112.814 |  | 105.9519 | 0 | 0 | 6.8621 | 0
15.12. | 7 | 112.814 |  | 105.9519 | 0 | 0 | 6.8621 | 0
15.12. | 8 | 112.814 |  | 105.9519 | 0 | 0 | 6.8621 | 0
15.12. | 9 | 112.814 |  | 105.9519 | 0 | 0 | 6.8621 | 0
15.12. | 10 | 112.814 |  | 105.9519 | 0 | 0 | 6.8621 | 0
15.12. | 11 | 112.814 |  | 105.9519 | 0 | 0 | 6.8621 | 0
15.12. | 12 | 112.814 |  | 105.9519 | 0 | 0 | 6.8621 | 0
15.12. | 13 | 112.814 |  | 105.9519 | 0 | 0 | 6.8621 | 0
15.12. | 14 | 112.814 |  | 105.9519 | 0 | 0 | 6.8621 | 0
15.12. | 15 | 112.814 |  | 105.9519 | 0 | 0 | 6.8621 | 0
15.12. | 16 | 112.814 |  | 105.9519 | 0 | 0 | 6.8621 | 0
15.12. | 17 | 112.814 |  | 105.9519 | 0 | 0 | 6.8621 | 0
15.12. | 18 | 112.814 |  | 105.9519 | 0 | 0 | 6.8621 | 0
15.12. | 19 | 112.814 |  | 105.9519 | 0 | 0 | 6.8621 | 0
15.12. | 20 | 112.814 |  | 105.9519 | 0 | 0 | 6.8621 | 0
15.12. | 21 | 112.814 |  | 105.9519 | 0 | 0 | 6.8621 | 0
15.12. | 22 | 112.814 |  | 105.9519 | 0 | 0 | 6.8621 | 0
15.12. | 23 | 112.814 |  | 105.9519 | 0 | 0 | 6.8621 | 0
15.12. | 24 | 112.814 |  | 105.9519 | 0 | 0 | 6.8621 | 0
16.12. | 1 | 112.814 |  | 105.9519 | 0 | 0 | 6.8621 | 0
16.12. | 2 | 112.814 |  | 105.9519 | 0 | 0 | 6.8621 | 0
16.12. | 3 | 112.814 |  | 105.9519 | 0 | 0 | 6.8621 | 0
16.12. | 4 | 112.814 |  | 105.9519 | 0 | 0 | 6.8621 | 0
16.12. | 5 | 112.814 |  | 105.9519 | 0 | 0 | 6.8621 | 0
16.12. | 6 | 112.814 |  | 105.9519 | 0 | 0 | 6.8621 | 0
16.12. | 7 | 112.814 |  | 105.9519 | 0 | 0 | 6.8621 | 0
16.12. | 8 | 112.814 |  | 105.9519 | 0 | 0 | 6.8621 | 0
16.12. | 9 | 112.814 |  | 105.9519 | 0 | 0 | 6.8621 | 0
16.12. | 10 | 112.814 |  | 105.9519 | 0 | 0 | 6.8621 | 0
16.12. | 11 | 112.814 |  | 105.9519 | 0 | 0 | 6.8621 | 0
16.12. | 12 | 112.814 |  | 105.9519 | 0 | 0 | 6.8621 | 0
16.12. | 13 | 112.814 |  | 105.9519 | 0 | 0 | 6.8621 | 0
16.12. | 14 | 112.814 |  | 105.9519 | 0 | 0 | 6.8621 | 0
16.12. | 15 | 112.814 |  | 105.9519 | 0 | 0 | 6.8621 | 0
16.12. | 16 | 112.814 |  | 105.9519 | 0 | 0 | 6.8621 | 0
16.12. | 17 | 112.814 |  | 105.9519 | 0 | 0 | 6.8621 | 0
16.12. | 18 | 112.814 |  | 105.9519 | 0 | 0 | 6.8621 | 0
16.12. | 19 | 112.814 |  | 105.9519 | 0 | 0 | 6.8621 | 0
16.12. | 20 | 112.814 |  | 105.9519 | 0 | 0 | 6.8621 | 0
16.12. | 21 | 112.814 |  | 105.9519 | 0 | 0 | 6.8621 | 0
16.12. | 22 | 112.814 |  | 105.9519 | 0 | 0 | 6.8621 | 0
16.12. | 23 | 112.814 |  | 105.9519 | 0 | 0 | 6.8621 | 0
16.12. | 24 | 112.814 |  | 105.9519 | 0 | 0 | 6.8621 | 0
17.12. | 1 | 112.814 |  | 105.9519 | 0 | 0 | 6.8621 | 0
17.12. | 2 | 112.814 |  | 105.9519 | 0 | 0 | 6.8621 | 0
17.12. | 3 | 112.814 |  | 105.9519 | 0 | 0 | 6.8621 | 0
17.12. | 4 | 112.814 |  | 105.9519 | 0 | 0 | 6.8621 | 0
17.12. | 5 | 112.814 |  | 105.9519 | 0 | 0 | 6.8621 | 0
17.12. | 6 | 112.814 |  | 105.9519 | 0 | 0 | 6.8621 | 0
17.12. | 7 | 112.814 |  | 105.9519 | 0 | 0 | 6.8621 | 0
17.12. | 8 | 112.814 |  | 105.9519 | 0 | 0 | 6.8621 | 0
17.12. | 9 | 112.814 |  | 105.9519 | 0 | 0 | 6.8621 | 0
17.12. | 10 | 112.814 |  | 105.9519 | 0 | 0 | 6.8621 | 0
17.12. | 11 | 112.814 |  | 105.9519 | 0 | 0 | 6.8621 | 0
17.12. | 12 | 112.814 |  | 105.9519 | 0 | 0 | 6.8621 | 0
17.12. | 13 | 112.814 |  | 105.9519 | 0 | 0 | 6.8621 | 0
17.12. | 14 | 112.814 |  | 105.9519 | 0 | 0 | 6.8621 | 0
17.12. | 15 | 112.814 |  | 105.9519 | 0 | 0 | 6.8621 | 0
17.12. | 16 | 112.814 |  | 105.9519 | 0 | 0 | 6.8621 | 0
17.12. | 17 | 112.814 |  | 105.9519 | 0 | 0 | 6.8621 | 0
17.12. | 18 | 112.814 |  | 105.9519 | 0 | 0 | 6.8621 | 0
17.12. | 19 | 112.814 |  | 105.9519 | 0 | 0 | 6.8621 | 0
17.12. | 20 | 112.814 |  | 105.9519 | 0 | 0 | 6.8621 | 0
17.12. | 21 | 112.814 |  | 105.9519 | 0 | 0 | 6.8621 | 0
17.12. | 22 | 112.814 |  | 105.9519 | 0 | 0 | 6.8621 | 0
17.12. | 23 | 112.814 |  | 105.9519 | 0 | 0 | 6.8621 | 0
17.12. | 24 | 112.814 |  | 105.9519 | 0 | 0 | 6.8621 | 0
18.12. | 1 | 112.814 |  | 105.9519 | 0 | 0 | 6.8621 | 0
18.12. | 2 | 112.814 |  | 105.9519 | 0 | 0 | 6.8621 | 0
18.12. | 3 | 112.814 |  | 105.9519 | 0 | 0 | 6.8621 | 0
18.12. | 4 | 112.814 |  | 105.9519 | 0 | 0 | 6.8621 | 0
18.12. | 5 | 112.814 |  | 105.9519 | 0 | 0 | 6.8621 | 0
18.12. | 6 | 112.814 |  | 105.9519 | 0 | 0 | 6.8621 | 0
18.12. | 7 | 112.814 |  | 105.9519 | 0 | 0 | 6.8621 | 0
18.12. | 8 | 112.814 |  | 105.9519 | 0 | 0 | 6.8621 | 0
18.12. | 9 | 112.814 |  | 105.9519 | 0 | 0 | 6.8621 | 0
18.12. | 10 | 112.814 |  | 105.9519 | 0 | 0 | 6.8621 | 0
18.12. | 11 | 112.814 |  | 105.9519 | 0 | 0 | 6.8621 | 0
18.12. | 12 | 112.814 |  | 105.9519 | 0 | 0 | 6.8621 | 0
18.12. | 13 | 112.814 |  | 105.9519 | 0 | 0 | 6.8621 | 0
18.12. | 14 | 112.814 |  | 105.9519 | 0 | 0 | 6.8621 | 0
18.12. | 15 | 112.814 |  | 105.9519 | 0 | 0 | 6.8621 | 0
18.12. | 16 | 112.814 |  | 105.9519 | 0 | 0 | 6.8621 | 0
18.12. | 17 | 112.814 |  | 105.9519 | 0 | 0 | 6.8621 | 0
18.12. | 18 | 112.814 |  | 105.9519 | 0 | 0 | 6.8621 | 0
18.12. | 19 | 112.814 |  | 105.9519 | 0 | 0 | 6.8621 | 0
18.12. | 20 | 112.814 |  | 105.9519 | 0 | 0 | 6.8621 | 0
18.12. | 21 | 112.814 |  | 105.9519 | 0 | 0 | 6.8621 | 0
18.12. | 22 | 112.814 |  | 105.9519 | 0 | 0 | 6.8621 | 0
18.12. | 23 | 112.814 |  | 105.9519 | 0 | 0 | 6.8621 | 0
18.12. | 24 | 112.814 |  | 105.9519 | 0 | 0 | 6.8621 | 0
19.12. | 1 | 112.814 |  | 105.9519 | 0 | 0 | 6.8621 | 0
19.12. | 2 | 112.814 |  | 105.9519 | 0 | 0 | 6.8621 | 0
19.12. | 3 | 112.814 |  | 105.9519 | 0 | 0 | 6.8621 | 0
19.12. | 4 | 112.814 |  | 105.9519 | 0 | 0 | 6.8621 | 0
19.12. | 5 | 112.814 |  | 105.9519 | 0 | 0 | 6.8621 | 0
19.12. | 6 | 112.814 |  | 105.9519 | 0 | 0 | 6.8621 | 0
19.12. | 7 | 112.814 |  | 105.9519 | 0 | 0 | 6.8621 | 0
19.12. | 8 | 112.814 |  | 105.9519 | 0 | 0 | 6.8621 | 0
19.12. | 9 | 112.814 |  | 105.9519 | 0 | 0 | 6.8621 | 0
19.12. | 10 | 112.814 |  | 105.9519 | 0 | 0 | 6.8621 | 0
19.12. | 11 | 112.814 |  | 105.9519 | 0 | 0 | 6.8621 | 0
19.12. | 12 | 112.814 |  | 105.9519 | 0 | 0 | 6.8621 | 0
19.12. | 13 | 112.814 |  | 105.9519 | 0 | 0 | 6.8621 | 0
19.12. | 14 | 112.814 |  | 105.9519 | 0 | 0 | 6.8621 | 0
19.12. | 15 | 112.814 |  | 105.9519 | 0 | 0 | 6.8621 | 0
19.12. | 16 | 112.814 |  | 105.9519 | 0 | 0 | 6.8621 | 0
19.12. | 17 | 112.814 |  | 105.9519 | 0 | 0 | 6.8621 | 0
19.12. | 18 | 112.814 |  | 105.9519 | 0 | 0 | 6.8621 | 0
19.12. | 19 | 112.814 |  | 105.9519 | 0 | 0 | 6.8621 | 0
19.12. | 20 | 112.814 |  | 105.9519 | 0 | 0 | 6.8621 | 0
19.12. | 21 | 112.814 |  | 105.9519 | 0 | 0 | 6.8621 | 0
19.12. | 22 | 112.814 |  | 105.9519 | 0 | 0 | 6.8621 | 0
19.12. | 23 | 112.814 |  | 105.9519 | 0 | 0 | 6.8621 | 0
19.12. | 24 | 112.814 |  | 105.9519 | 0 | 0 | 6.8621 | 0
20.12. | 1 | 112.814 |  | 105.9519 | 0 | 0 | 6.8621 | 0
20.12. | 2 | 112.814 |  | 105.9519 | 0 | 0 | 6.8621 | 0
20.12. | 3 | 112.814 |  | 105.9519 | 0 | 0 | 6.8621 | 0
20.12. | 4 | 112.814 |  | 105.9519 | 0 | 0 | 6.8621 | 0
20.12. | 5 | 112.814 |  | 105.9519 | 0 | 0 | 6.8621 | 0
20.12. | 6 | 112.814 |  | 105.9519 | 0 | 0 | 6.8621 | 0
20.12. | 7 | 112.814 |  | 105.9519 | 0 | 0 | 6.8621 | 0
20.12. | 8 | 112.814 |  | 105.9519 | 0 | 0 | 6.8621 | 0
20.12. | 9 | 112.814 |  | 105.9519 | 0 | 0 | 6.8621 | 0
20.12. | 10 | 112.814 |  | 105.9519 | 0 | 0 | 6.8621 | 0
20.12. | 11 | 112.814 |  | 105.9519 | 0 | 0 | 6.8621 | 0
20.12. | 12 | 112.814 |  | 105.9519 | 0 | 0 | 6.8621 | 0
20.12. | 13 | 112.814 |  | 105.9519 | 0 | 0 | 6.8621 | 0
20.12. | 14 | 112.814 |  | 105.9519 | 0 | 0 | 6.8621 | 0
20.12. | 15 | 112.814 |  | 105.9519 | 0 | 0 | 6.8621 | 0
20.12. | 16 | 112.814 |  | 105.9519 | 0 | 0 | 6.8621 | 0
20.12. | 17 | 112.814 |  | 105.9519 | 0 | 0 | 6.8621 | 0
20.12. | 18 | 112.814 |  | 105.9519 | 0 | 0 | 6.8621 | 0
20.12. | 19 | 112.814 |  | 105.9519 | 0 | 0 | 6.8621 | 0
20.12. | 20 | 112.814 |  | 105.9519 | 0 | 0 | 6.8621 | 0
20.12. | 21 | 112.814 |  | 105.9519 | 0 | 0 | 6.8621 | 0
20.12. | 22 | 112.814 |  | 105.9519 | 0 | 0 | 6.8621 | 0
20.12. | 23 | 112.814 |  | 105.9519 | 0 | 0 | 6.8621 | 0
20.12. | 24 | 112.814 |  | 105.9519 | 0 | 0 | 6.8621 | 0
21.12. | 1 | 112.814 |  | 105.9519 | 0 | 0 | 6.8621 | 0
21.12. | 2 | 112.814 |  | 105.9519 | 0 | 0 | 6.8621 | 0
21.12. | 3 | 112.814 |  | 105.9519 | 0 | 0 | 6.8621 | 0
21.12. | 4 | 112.814 |  | 105.9519 | 0 | 0 | 6.8621 | 0
21.12. | 5 | 112.814 |  | 105.9519 | 0 | 0 | 6.8621 | 0
21.12. | 6 | 112.814 |  | 105.9519 | 0 | 0 | 6.8621 | 0
21.12. | 7 | 112.814 |  | 105.9519 | 0 | 0 | 6.8621 | 0
21.12. | 8 | 112.814 |  | 105.9519 | 0 | 0 | 6.8621 | 0
21.12. | 9 | 112.814 |  | 105.9519 | 0 | 0 | 6.8621 | 0
21.12. | 10 | 112.814 |  | 105.9519 | 0 | 0 | 6.8621 | 0
21.12. | 11 | 112.814 |  | 105.9519 | 0 | 0 | 6.8621 | 0
21.12. | 12 | 112.814 |  | 105.9519 | 0 | 0 | 6.8621 | 0
21.12. | 13 | 112.814 |  | 105.9519 | 0 | 0 | 6.8621 | 0
21.12. | 14 | 112.814 |  | 105.9519 | 0 | 0 | 6.8621 | 0
21.12. | 15 | 112.814 |  | 105.9519 | 0 | 0 | 6.8621 | 0
21.12. | 16 | 112.814 |  | 105.9519 | 0 | 0 | 6.8621 | 0
21.12. | 17 | 112.814 |  | 105.9519 | 0 | 0 | 6.8621 | 0
21.12. | 18 | 112.814 |  | 105.9519 | 0 | 0 | 6.8621 | 0
21.12. | 19 | 112.814 |  | 105.9519 | 0 | 0 | 6.8621 | 0
21.12. | 20 | 112.814 |  | 105.9519 | 0 | 0 | 6.8621 | 0
21.12. | 21 | 112.814 |  | 105.9519 | 0 | 0 | 6.8621 | 0
21.12. | 22 | 112.814 |  | 105.9519 | 0 | 0 | 6.8621 | 0
21.12. | 23 | 112.814 |  | 105.9519 | 0 | 0 | 6.8621 | 0
21.12. | 24 | 112.814 |  | 105.9519 | 0 | 0 | 6.8621 | 0
22.12. | 1 | 112.814 |  | 105.9519 | 0 | 0 | 6.8621 | 0
22.12. | 2 | 112.814 |  | 105.9519 | 0 | 0 | 6.8621 | 0
22.12. | 3 | 112.814 |  | 105.9519 | 0 | 0 | 6.8621 | 0
22.12. | 4 | 112.814 |  | 105.9519 | 0 | 0 | 6.8621 | 0
22.12. | 5 | 112.814 |  | 105.9519 | 0 | 0 | 6.8621 | 0
22.12. | 6 | 112.814 |  | 105.9519 | 0 | 0 | 6.8621 | 0
22.12. | 7 | 112.814 |  | 105.9519 | 0 | 0 | 6.8621 | 0
22.12. | 8 | 112.814 |  | 105.9519 | 0 | 0 | 6.8621 | 0
22.12. | 9 | 112.814 |  | 105.9519 | 0 | 0 | 6.8621 | 0
22.12. | 10 | 112.814 |  | 105.9519 | 0 | 0 | 6.8621 | 0
22.12. | 11 | 112.814 |  | 105.9519 | 0 | 0 | 6.8621 | 0
22.12. | 12 | 112.814 |  | 105.9519 | 0 | 0 | 6.8621 | 0
22.12. | 13 | 112.814 |  | 105.9519 | 0 | 0 | 6.8621 | 0
22.12. | 14 | 112.814 |  | 105.9519 | 0 | 0 | 6.8621 | 0
22.12. | 15 | 112.814 |  | 105.9519 | 0 | 0 | 6.8621 | 0
22.12. | 16 | 112.814 |  | 105.9519 | 0 | 0 | 6.8621 | 0
22.12. | 17 | 112.814 |  | 105.9519 | 0 | 0 | 6.8621 | 0
22.12. | 18 | 112.814 |  | 105.9519 | 0 | 0 | 6.8621 | 0
22.12. | 19 | 112.814 |  | 105.9519 | 0 | 0 | 6.8621 | 0
22.12. | 20 | 112.814 |  | 105.9519 | 0 | 0 | 6.8621 | 0
22.12. | 21 | 112.814 |  | 105.9519 | 0 | 0 | 6.8621 | 0
22.12. | 22 | 112.814 |  | 105.9519 | 0 | 0 | 6.8621 | 0
22.12. | 23 | 112.814 |  | 105.9519 | 0 | 0 | 6.8621 | 0
22.12. | 24 | 112.814 |  | 105.9519 | 0 | 0 | 6.8621 | 0
23.12. | 1 | 112.814 |  | 105.9519 | 0 | 0 | 6.8621 | 0
23.12. | 2 | 112.814 |  | 105.9519 | 0 | 0 | 6.8621 | 0
23.12. | 3 | 112.814 |  | 105.9519 | 0 | 0 | 6.8621 | 0
23.12. | 4 | 112.814 |  | 105.9519 | 0 | 0 | 6.8621 | 0
23.12. | 5 | 112.814 |  | 105.9519 | 0 | 0 | 6.8621 | 0
23.12. | 6 | 112.814 |  | 105.9519 | 0 | 0 | 6.8621 | 0
23.12. | 7 | 112.814 |  | 105.9519 | 0 | 0 | 6.8621 | 0
23.12. | 8 | 112.814 |  | 105.9519 | 0 | 0 | 6.8621 | 0
23.12. | 9 | 112.814 |  | 105.9519 | 0 | 0 | 6.8621 | 0
23.12. | 10 | 112.814 |  | 105.9519 | 0 | 0 | 6.8621 | 0
23.12. | 11 | 112.814 |  | 105.9519 | 0 | 0 | 6.8621 | 0
23.12. | 12 | 112.814 |  | 105.9519 | 0 | 0 | 6.8621 | 0
23.12. | 13 | 112.814 |  | 105.9519 | 0 | 0 | 6.8621 | 0
23.12. | 14 | 112.814 |  | 105.9519 | 0 | 0 | 6.8621 | 0
23.12. | 15 | 112.814 |  | 105.9519 | 0 | 0 | 6.8621 | 0
23.12. | 16 | 112.814 |  | 105.9519 | 0 | 0 | 6.8621 | 0
23.12. | 17 | 112.814 |  | 105.9519 | 0 | 0 | 6.8621 | 0
23.12. | 18 | 112.814 |  | 105.9519 | 0 | 0 | 6.8621 | 0
23.12. | 19 | 112.814 |  | 105.9519 | 0 | 0 | 6.8621 | 0
23.12. | 20 | 112.814 |  | 105.9519 | 0 | 0 | 6.8621 | 0
23.12. | 21 | 112.814 |  | 105.9519 | 0 | 0 | 6.8621 | 0
23.12. | 22 | 112.814 |  | 105.9519 | 0 | 0 | 6.8621 | 0
23.12. | 23 | 112.814 |  | 105.9519 | 0 | 0 | 6.8621 | 0
23.12. | 24 | 112.814 |  | 105.9519 | 0 | 0 | 6.8621 | 0
24.12. | 1 | 112.814 |  | 105.9519 | 0 | 0 | 6.8621 | 0
24.12. | 2 | 112.814 |  | 105.9519 | 0 | 0 | 6.8621 | 0
24.12. | 3 | 112.814 |  | 105.9519 | 0 | 0 | 6.8621 | 0
24.12. | 4 | 112.814 |  | 105.9519 | 0 | 0 | 6.8621 | 0
24.12. | 5 | 112.814 |  | 105.9519 | 0 | 0 | 6.8621 | 0
24.12. | 6 | 112.814 |  | 105.9519 | 0 | 0 | 6.8621 | 0
24.12. | 7 | 112.814 |  | 105.9519 | 0 | 0 | 6.8621 | 0
24.12. | 8 | 112.814 |  | 105.9519 | 0 | 0 | 6.8621 | 0
24.12. | 9 | 112.814 |  | 105.9519 | 0 | 0 | 6.8621 | 0
24.12. | 10 | 112.814 |  | 105.9519 | 0 | 0 | 6.8621 | 0
24.12. | 11 | 112.814 |  | 105.9519 | 0 | 0 | 6.8621 | 0
24.12. | 12 | 112.814 |  | 105.9519 | 0 | 0 | 6.8621 | 0
24.12. | 13 | 112.814 |  | 105.9519 | 0 | 0 | 6.8621 | 0
24.12. | 14 | 112.814 |  | 105.9519 | 0 | 0 | 6.8621 | 0
24.12. | 15 | 112.814 |  | 105.9519 | 0 | 0 | 6.8621 | 0
24.12. | 16 | 112.814 |  | 105.9519 | 0 | 0 | 6.8621 | 0
24.12. | 17 | 112.814 |  | 105.9519 | 0 | 0 | 6.8621 | 0
24.12. | 18 | 112.814 |  | 105.9519 | 0 | 0 | 6.8621 | 0
24.12. | 19 | 112.814 |  | 105.9519 | 0 | 0 | 6.8621 | 0
24.12. | 20 | 112.814 |  | 105.9519 | 0 | 0 | 6.8621 | 0
24.12. | 21 | 112.814 |  | 105.9519 | 0 | 0 | 6.8621 | 0
24.12. | 22 | 112.814 |  | 105.9519 | 0 | 0 | 6.8621 | 0
24.12. | 23 | 112.814 |  | 105.9519 | 0 | 0 | 6.8621 | 0
24.12. | 24 | 112.814 |  | 105.9519 | 0 | 0 | 6.8621 | 0
25.12. | 1 | 112.814 |  | 105.9519 | 0 | 0 | 6.8621 | 0
25.12. | 2 | 112.814 |  | 105.9519 | 0 | 0 | 6.8621 | 0
25.12. | 3 | 112.814 |  | 105.9519 | 0 | 0 | 6.8621 | 0
25.12. | 4 | 112.814 |  | 105.9519 | 0 | 0 | 6.8621 | 0
25.12. | 5 | 112.814 |  | 105.9519 | 0 | 0 | 6.8621 | 0
25.12. | 6 | 112.814 |  | 105.9519 | 0 | 0 | 6.8621 | 0
25.12. | 7 | 112.814 |  | 105.9519 | 0 | 0 | 6.8621 | 0
25.12. | 8 | 112.814 |  | 105.9519 | 0 | 0 | 6.8621 | 0
25.12. | 9 | 112.814 |  | 105.9519 | 0 | 0 | 6.8621 | 0
25.12. | 10 | 112.814 |  | 105.9519 | 0 | 0 | 6.8621 | 0
25.12. | 11 | 112.814 |  | 105.9519 | 0 | 0 | 6.8621 | 0
25.12. | 12 | 112.814 |  | 105.9519 | 0 | 0 | 6.8621 | 0
25.12. | 13 | 112.814 |  | 105.9519 | 0 | 0 | 6.8621 | 0
25.12. | 14 | 112.814 |  | 105.9519 | 0 | 0 | 6.8621 | 0
25.12. | 15 | 112.814 |  | 105.9519 | 0 | 0 | 6.8621 | 0
25.12. | 16 | 112.814 |  | 105.9519 | 0 | 0 | 6.8621 | 0
25.12. | 17 | 112.814 |  | 105.9519 | 0 | 0 | 6.8621 | 0
25.12. | 18 | 112.814 |  | 105.9519 | 0 | 0 | 6.8621 | 0
25.12. | 19 | 112.814 |  | 105.9519 | 0 | 0 | 6.8621 | 0
25.12. | 20 | 112.814 |  | 105.9519 | 0 | 0 | 6.8621 | 0
25.12. | 21 | 112.814 |  | 105.9519 | 0 | 0 | 6.8621 | 0
25.12. | 22 | 112.814 |  | 105.9519 | 0 | 0 | 6.8621 | 0
25.12. | 23 | 112.814 |  | 105.9519 | 0 | 0 | 6.8621 | 0
25.12. | 24 | 112.814 |  | 105.9519 | 0 | 0 | 6.8621 | 0
26.12. | 1 | 112.814 |  | 105.9519 | 0 | 0 | 6.8621 | 0
26.12. | 2 | 112.814 |  | 105.9519 | 0 | 0 | 6.8621 | 0
26.12. | 3 | 112.814 |  | 105.9519 | 0 | 0 | 6.8621 | 0
26.12. | 4 | 112.814 |  | 105.9519 | 0 | 0 | 6.8621 | 0
26.12. | 5 | 112.814 |  | 105.9519 | 0 | 0 | 6.8621 | 0
26.12. | 6 | 112.814 |  | 105.9519 | 0 | 0 | 6.8621 | 0
26.12. | 7 | 112.814 |  | 105.9519 | 0 | 0 | 6.8621 | 0
26.12. | 8 | 112.814 |  | 105.9519 | 0 | 0 | 6.8621 | 0
26.12. | 9 | 112.814 |  | 105.9519 | 0 | 0 | 6.8621 | 0
26.12. | 10 | 112.814 |  | 105.9519 | 0 | 0 | 6.8621 | 0
26.12. | 11 | 112.814 |  | 105.9519 | 0 | 0 | 6.8621 | 0
26.12. | 12 | 112.814 |  | 105.9519 | 0 | 0 | 6.8621 | 0
26.12. | 13 | 112.814 |  | 105.9519 | 0 | 0 | 6.8621 | 0
26.12. | 14 | 112.814 |  | 105.9519 | 0 | 0 | 6.8621 | 0
26.12. | 15 | 112.814 |  | 105.9519 | 0 | 0 | 6.8621 | 0
26.12. | 16 | 112.814 |  | 105.9519 | 0 | 0 | 6.8621 | 0
26.12. | 17 | 112.814 |  | 105.9519 | 0 | 0 | 6.8621 | 0
26.12. | 18 | 112.814 |  | 105.9519 | 0 | 0 | 6.8621 | 0
26.12. | 19 | 112.814 |  | 105.9519 | 0 | 0 | 6.8621 | 0
26.12. | 20 | 112.814 |  | 105.9519 | 0 | 0 | 6.8621 | 0
26.12. | 21 | 112.814 |  | 105.9519 | 0 | 0 | 6.8621 | 0
26.12. | 22 | 112.814 |  | 105.9519 | 0 | 0 | 6.8621 | 0
26.12. | 23 | 112.814 |  | 105.9519 | 0 | 0 | 6.8621 | 0
26.12. | 24 | 112.814 |  | 105.9519 | 0 | 0 | 6.8621 | 0
27.12. | 1 | 112.814 |  | 105.9519 | 0 | 0 | 6.8621 | 0
27.12. | 2 | 112.814 |  | 105.9519 | 0 | 0 | 6.8621 | 0
27.12. | 3 | 112.814 |  | 105.9519 | 0 | 0 | 6.8621 | 0
27.12. | 4 | 112.814 |  | 105.9519 | 0 | 0 | 6.8621 | 0
27.12. | 5 | 112.814 |  | 105.9519 | 0 | 0 | 6.8621 | 0
27.12. | 6 | 112.814 |  | 105.9519 | 0 | 0 | 6.8621 | 0
27.12. | 7 | 112.814 |  | 105.9519 | 0 | 0 | 6.8621 | 0
27.12. | 8 | 112.814 |  | 105.9519 | 0 | 0 | 6.8621 | 0
27.12. | 9 | 112.814 |  | 105.9519 | 0 | 0 | 6.8621 | 0
27.12. | 10 | 112.814 |  | 105.9519 | 0 | 0 | 6.8621 | 0
27.12. | 11 | 112.814 |  | 105.9519 | 0 | 0 | 6.8621 | 0
27.12. | 12 | 112.814 |  | 105.9519 | 0 | 0 | 6.8621 | 0
27.12. | 13 | 112.814 |  | 105.9519 | 0 | 0 | 6.8621 | 0
27.12. | 14 | 112.814 |  | 105.9519 | 0 | 0 | 6.8621 | 0
27.12. | 15 | 112.814 |  | 105.9519 | 0 | 0 | 6.8621 | 0
27.12. | 16 | 112.814 |  | 105.9519 | 0 | 0 | 6.8621 | 0
27.12. | 17 | 112.814 |  | 105.9519 | 0 | 0 | 6.8621 | 0
27.12. | 18 | 112.814 |  | 105.9519 | 0 | 0 | 6.8621 | 0
27.12. | 19 | 112.814 |  | 105.9519 | 0 | 0 | 6.8621 | 0
27.12. | 20 | 112.814 |  | 105.9519 | 0 | 0 | 6.8621 | 0
27.12. | 21 | 112.814 |  | 105.9519 | 0 | 0 | 6.8621 | 0
27.12. | 22 | 112.814 |  | 105.9519 | 0 | 0 | 6.8621 | 0
27.12. | 23 | 112.814 |  | 105.9519 | 0 | 0 | 6.8621 | 0
27.12. | 24 | 112.814 |  | 105.9519 | 0 | 0 | 6.8621 | 0
28.12. | 1 | 112.814 |  | 105.9519 | 0 | 0 | 6.8621 | 0
28.12. | 2 | 112.814 |  | 105.9519 | 0 | 0 | 6.8621 | 0
28.12. | 3 | 112.814 |  | 105.9519 | 0 | 0 | 6.8621 | 0
28.12. | 4 | 112.814 |  | 105.9519 | 0 | 0 | 6.8621 | 0
28.12. | 5 | 112.814 |  | 105.9519 | 0 | 0 | 6.8621 | 0
28.12. | 6 | 112.814 |  | 105.9519 | 0 | 0 | 6.8621 | 0
28.12. | 7 | 112.814 |  | 105.9519 | 0 | 0 | 6.8621 | 0
28.12. | 8 | 112.814 |  | 105.9519 | 0 | 0 | 6.8621 | 0
28.12. | 9 | 112.814 |  | 105.9519 | 0 | 0 | 6.8621 | 0
28.12. | 10 | 112.814 |  | 105.9519 | 0 | 0 | 6.8621 | 0
28.12. | 11 | 112.814 |  | 105.9519 | 0 | 0 | 6.8621 | 0
28.12. | 12 | 112.814 |  | 105.9519 | 0 | 0 | 6.8621 | 0
28.12. | 13 | 112.814 |  | 105.9519 | 0 | 0 | 6.8621 | 0
28.12. | 14 | 112.814 |  | 105.9519 | 0 | 0 | 6.8621 | 0
28.12. | 15 | 112.814 |  | 105.9519 | 0 | 0 | 6.8621 | 0
28.12. | 16 | 112.814 |  | 105.9519 | 0 | 0 | 6.8621 | 0
28.12. | 17 | 112.814 |  | 105.9519 | 0 | 0 | 6.8621 | 0
28.12. | 18 | 112.814 |  | 105.9519 | 0 | 0 | 6.8621 | 0
28.12. | 19 | 112.814 |  | 105.9519 | 0 | 0 | 6.8621 | 0
28.12. | 20 | 112.814 |  | 105.9519 | 0 | 0 | 6.8621 | 0
28.12. | 21 | 112.814 |  | 105.9519 | 0 | 0 | 6.8621 | 0
28.12. | 22 | 112.814 |  | 105.9519 | 0 | 0 | 6.8621 | 0
28.12. | 23 | 112.814 |  | 105.9519 | 0 | 0 | 6.8621 | 0
28.12. | 24 | 112.814 |  | 105.9519 | 0 | 0 | 6.8621 | 0
29.12. | 1 | 112.814 |  | 105.9519 | 0 | 0 | 6.8621 | 0
29.12. | 2 | 112.814 |  | 105.9519 | 0 | 0 | 6.8621 | 0
29.12. | 3 | 112.814 |  | 105.9519 | 0 | 0 | 6.8621 | 0
29.12. | 4 | 112.814 |  | 105.9519 | 0 | 0 | 6.8621 | 0
29.12. | 5 | 112.814 |  | 105.9519 | 0 | 0 | 6.8621 | 0
29.12. | 6 | 112.814 |  | 105.9519 | 0 | 0 | 6.8621 | 0
29.12. | 7 | 112.814 |  | 105.9519 | 0 | 0 | 6.8621 | 0
29.12. | 8 | 112.814 |  | 105.9519 | 0 | 0 | 6.8621 | 0
29.12. | 9 | 112.814 |  | 105.9519 | 0 | 0 | 6.8621 | 0
29.12. | 10 | 112.814 |  | 105.9519 | 0 | 0 | 6.8621 | 0
29.12. | 11 | 112.814 |  | 105.9519 | 0 | 0 | 6.8621 | 0
29.12. | 12 | 112.814 |  | 105.9519 | 0 | 0 | 6.8621 | 0
29.12. | 13 | 112.814 |  | 105.9519 | 0 | 0 | 6.8621 | 0
29.12. | 14 | 112.814 |  | 105.9519 | 0 | 0 | 6.8621 | 0
29.12. | 15 | 112.814 |  | 105.9519 | 0 | 0 | 6.8621 | 0
29.12. | 16 | 112.814 |  | 105.9519 | 0 | 0 | 6.8621 | 0
29.12. | 17 | 112.814 |  | 105.9519 | 0 | 0 | 6.8621 | 0
29.12. | 18 | 112.814 |  | 105.9519 | 0 | 0 | 6.8621 | 0
29.12. | 19 | 112.814 |  | 105.9519 | 0 | 0 | 6.8621 | 0
29.12. | 20 | 112.814 |  | 105.9519 | 0 | 0 | 6.8621 | 0
29.12. | 21 | 112.814 |  | 105.9519 | 0 | 0 | 6.8621 | 0
29.12. | 22 | 112.814 |  | 105.9519 | 0 | 0 | 6.8621 | 0
29.12. | 23 | 112.814 |  | 105.9519 | 0 | 0 | 6.8621 | 0
29.12. | 24 | 112.814 |  | 105.9519 | 0 | 0 | 6.8621 | 0
30.12. | 1 | 112.814 |  | 105.9519 | 0 | 0 | 6.8621 | 0
30.12. | 2 | 112.814 |  | 105.9519 | 0 | 0 | 6.8621 | 0
30.12. | 3 | 112.814 |  | 105.9519 | 0 | 0 | 6.8621 | 0
30.12. | 4 | 112.814 |  | 105.9519 | 0 | 0 | 6.8621 | 0
30.12. | 5 | 112.814 |  | 105.9519 | 0 | 0 | 6.8621 | 0
30.12. | 6 | 112.814 |  | 105.9519 | 0 | 0 | 6.8621 | 0
30.12. | 7 | 112.814 |  | 105.9519 | 0 | 0 | 6.8621 | 0
30.12. | 8 | 112.814 |  | 105.9519 | 0 | 0 | 6.8621 | 0
30.12. | 9 | 112.814 |  | 105.9519 | 0 | 0 | 6.8621 | 0
30.12. | 10 | 112.814 |  | 105.9519 | 0 | 0 | 6.8621 | 0
30.12. | 11 | 112.814 |  | 105.9519 | 0 | 0 | 6.8621 | 0
30.12. | 12 | 112.814 |  | 105.9519 | 0 | 0 | 6.8621 | 0
30.12. | 13 | 112.814 |  | 105.9519 | 0 | 0 | 6.8621 | 0
30.12. | 14 | 112.814 |  | 105.9519 | 0 | 0 | 6.8621 | 0
30.12. | 15 | 112.814 |  | 105.9519 | 0 | 0 | 6.8621 | 0
30.12. | 16 | 112.814 |  | 105.9519 | 0 | 0 | 6.8621 | 0
30.12. | 17 | 112.814 |  | 105.9519 | 0 | 0 | 6.8621 | 0
30.12. | 18 | 112.814 |  | 105.9519 | 0 | 0 | 6.8621 | 0
30.12. | 19 | 112.814 |  | 105.9519 | 0 | 0 | 6.8621 | 0
30.12. | 20 | 112.814 |  | 105.9519 | 0 | 0 | 6.8621 | 0
30.12. | 21 | 112.814 |  | 105.9519 | 0 | 0 | 6.8621 | 0
30.12. | 22 | 112.814 |  | 105.9519 | 0 | 0 | 6.8621 | 0
30.12. | 23 | 112.814 |  | 105.9519 | 0 | 0 | 6.8621 | 0
30.12. | 24 | 112.814 |  | 105.9519 | 0 | 0 | 6.8621 | 0
31.12. | 1 | 112.814 |  | 105.9519 | 0 | 0 | 6.8621 | 0
31.12. | 2 | 112.814 |  | 105.9519 | 0 | 0 | 6.8621 | 0
31.12. | 3 | 112.814 |  | 105.9519 | 0 | 0 | 6.8621 | 0
31.12. | 4 | 112.814 |  | 105.9519 | 0 | 0 | 6.8621 | 0
31.12. | 5 | 112.814 |  | 105.9519 | 0 | 0 | 6.8621 | 0
31.12. | 6 | 112.814 |  | 105.9519 | 0 | 0 | 6.8621 | 0
31.12. | 7 | 112.814 |  | 105.9519 | 0 | 0 | 6.8621 | 0
31.12. | 8 | 112.814 |  | 105.9519 | 0 | 0 | 6.8621 | 0
31.12. | 9 | 112.814 |  | 105.9519 | 0 | 0 | 6.8621 | 0
31.12. | 10 | 112.814 |  | 105.9519 | 0 | 0 | 6.8621 | 0
31.12. | 11 | 112.814 |  | 105.9519 | 0 | 0 | 6.8621 | 0
31.12. | 12 | 112.814 |  | 105.9519 | 0 | 0 | 6.8621 | 0
31.12. | 13 | 112.814 |  | 105.9519 | 0 | 0 | 6.8621 | 0
31.12. | 14 | 112.814 |  | 105.9519 | 0 | 0 | 6.8621 | 0
31.12. | 15 | 112.814 |  | 105.9519 | 0 | 0 | 6.8621 | 0
31.12. | 16 | 112.814 |  | 105.9519 | 0 | 0 | 6.8621 | 0
31.12. | 17 | 112.814 |  | 105.9519 | 0 | 0 | 6.8621 | 0
31.12. | 18 | 112.814 |  | 105.9519 | 0 | 0 | 6.8621 | 0
31.12. | 19 | 112.814 |  | 105.9519 | 0 | 0 | 6.8621 | 0
31.12. | 20 | 112.814 |  | 105.9519 | 0 | 0 | 6.8621 | 0
31.12. | 21 | 112.814 |  | 105.9519 | 0 | 0 | 6.8621 | 0
31.12. | 22 | 112.814 |  | 105.9519 | 0 | 0 | 6.8621 | 0
31.12. | 23 | 112.814 |  | 105.9519 | 0 | 0 | 6.8621 | 0
31.12. | 24 | 112.814 |  | 105.9519 | 0 | 0 | 6.8621 | 0