## Thermal
ENTSO-E Market Modelling Database: Thermal generation
Country:
Market Node: | PL00
Year:
Climate year
Scenario
Fuel & Plant type |  | Net generating capacity (MW) | Number of units | Number of biofuel units | Biofuel usage [%] | MUST RUN OBLIGATIONS | [13 empty] | Daily limitation in MWh (optional) | [11 empty] | Unavailability |  |  | Min stable power (% of max power) | Ramp up rate(MW/h) | Ramp down rate (MW/h) | fixed generation reduction (% of max power output) | Median Start-up fuel name | Custom biofuel price (EUR/Net GJ) | Maximum number of units on maintenance
[32 empty] | Forced outage (annual rate) | Planned outage | Planned outage
[33 empty] | annual rate | winter
[7 empty] | Jan | Feb | Mar | April | May | June | July | Aug | Sept | Oct | Nov | Dec | causes (e.g technical, subsidies, environmental, grid constraints... | Jan | Feb | Mar | April | May | June | July | Aug | Sept | Oct | Nov | Dec | % | number of days | minimum % of annual number of days
Nuclear |  | 7425 | 11 | 0 | 0 | number of must run units | 0 | 0 | 0 | 0 | 0 | 0 | 0 | 0 | 0 | 0 | 0 | 0 | [13 empty] | 5.49 | 15 | 15 | 37.6068 | 2889.6694 | 2889.6694 | 0 | 0 | 0 | 11
[6 empty] | % of installed capacity | 0 | 0 | 0 | 0 | 0 | 0 | 0 | 0 | 0 | 0 | 0 | 0
Hard coal | old 1 | 2232.0644 | 11 | 0 | 0 | number of must run units | 0 | 0 | 0 | 0 | 0 | 0 | 0 | 0 | 0 | 0 | 0 | 0 | [13 empty] | 1.1626 | 3.34 | 15 | 7.5267 | 39.1801 | 40.6938 | 0 | 0 | 0 | 11
[6 empty] | % of installed capacity | 0 | 0 | 0 | 0 | 0 | 0 | 0 | 0 | 0 | 0 | 0 | 0
| old 2 | 2882 | 4 | 0 | 0 | number of must run units | 0 | 0 | 0 | 0 | 0 | 0 | 0 | 0 | 0 | 0 | 0 | 0 | [13 empty] | 7.31 | 21 | 15 | 43.5115 | 887.2651 | 1032.4187 | 0 | 0 | 0 | 4
[6 empty] | % of installed capacity | 0 | 0 | 0 | 0 | 0 | 0 | 0 | 0 | 0 | 0 | 0 | 0
| new | 829 | 1 | 0 | 0 | number of must run units | 0 | 0 | 0 | 0 | 0 | 0 | 0 | 0 | 0 | 0 | 0 | 0 | [13 empty] | 7.31 | 21 | 15 | 40.0483 | 2008.8 | 2511 | 0 | 0 | 0 | 1
[6 empty] | % of installed capacity | 0 | 0 | 0 | 0 | 0 | 0 | 0 | 0 | 0 | 0 | 0 | 0
| CCS | 0 | 0 | 0 | 0 | number of must run units | 0 | 0 | 0 | 0 | 0 | 0 | 0 | 0 | 0 | 0 | 0 | 0 | [13 empty] | 7.5 | 27 | 15 |  |  |  | 0 | 0 |  | 0
[6 empty] | % of installed capacity | 0 | 0 | 0 | 0 | 0 | 0 | 0 | 0 | 0 | 0 | 0 | 0
Lignite | old 1 | 237 | 1 | 0 | 0 | number of must run units | 0 | 0 | 0 | 0 | 0 | 0 | 0 | 0 | 0 | 0 | 0 | 0 | [13 empty] | 7.31 | 21 | 15 | 37.5527 | 120 | 120 | 0 | 0 | 0 | 1
[6 empty] | % of installed capacity | 0 | 0 | 0 | 0 | 0 | 0 | 0 | 0 | 0 | 0 | 0 | 0
| old 2 | 446 | 1 | 0 | 0 | number of must run units | 0 | 0 | 0 | 0 | 0 | 0 | 0 | 0 | 0 | 0 | 0 | 0 | [13 empty] | 7.31 | 21 | 15 | 37.8924 | 541.632 | 1354.08 | 0 | 0 | 0 | 1
[6 empty] | % of installed capacity | 0 | 0 | 0 | 0 | 0 | 0 | 0 | 0 | 0 | 0 | 0 | 0
| new | 0 | 0 | 0 | 0 | number of must run units | 0 | 0 | 0 | 0 | 0 | 0 | 0 | 0 | 0 | 0 | 0 | 0 | [13 empty] | 7.5 | 27 | 15 |  |  |  | 0 | 0 |  | 0
[6 empty] | % of installed capacity | 0 | 0 | 0 | 0 | 0 | 0 | 0 | 0 | 0 | 0 | 0 | 0
| CCS | 0 | 0 | 0 | 0 | number of must run units | 0 | 0 | 0 | 0 | 0 | 0 | 0 | 0 | 0 | 0 | 0 | 0 | [13 empty] | 7.5 | 27 | 15 |  |  |  | 0 | 0 |  | 0
[6 empty] | % of installed capacity | 0 | 0 | 0 | 0 | 0 | 0 | 0 | 0 | 0 | 0 | 0 | 0
Gas | Conventional old 1 | 0 | 0 | 0 | 0 | number of must run units | 0 | 0 | 0 | 0 | 0 | 0 | 0 | 0 | 0 | 0 | 0 | 0 | [13 empty] | 8 | 27 | 15 |  |  |  | 0 | 0 |  | 0
[6 empty] | % of installed capacity | 0 | 0 | 0 | 0 | 0 | 0 | 0 | 0 | 0 | 0 | 0 | 0
| Conventional old 2 | 1366.3625 | 10 | 0 | 0 | number of must run units | 0 | 0 | 0 | 0 | 0 | 0 | 0 | 0 | 0 | 0 | 0 | 0 | [13 empty] | 0 | 0 | 15 | 0 | 9 | 9 | 0 | 0 | 0 | 10
[6 empty] | % of installed capacity | 0 | 0 | 0 | 0 | 0 | 0 | 0 | 0 | 0 | 0 | 0 | 0
| CCGT old 1 | 0 | 0 | 0 | 0 | number of must run units | 0 | 0 | 0 | 0 | 0 | 0 | 0 | 0 | 0 | 0 | 0 | 0 | [13 empty] | 8 | 27 | 15 |  |  |  | 0 | 0 |  | 0
[6 empty] | % of installed capacity | 0 | 0 | 0 | 0 | 0 | 0 | 0 | 0 | 0 | 0 | 0 | 0
| CCGT old 2 | 0 | 0 | 0 | 0 | number of must run units | 0 | 0 | 0 | 0 | 0 | 0 | 0 | 0 | 0 | 0 | 0 | 0 | [13 empty] | 8 | 27 | 15 |  |  |  | 0 | 0 |  | 0
[6 empty] | % of installed capacity | 0 | 0 | 0 | 0 | 0 | 0 | 0 | 0 | 0 | 0 | 0 | 0
| CCGT new | 9583.0361 | 20 | 0 | 0 | number of must run units | 0 | 0 | 0 | 0 | 0 | 0 | 0 | 0 | 0 | 0 | 0 | 0 | [13 empty] | 6.21 | 19 | 15 | 37.7024 | 1105.8571 | 1346.7976 | 0 | 0 | 0 | 20
[6 empty] | % of installed capacity | 0 | 0 | 0 | 0 | 0 | 0 | 0 | 0 | 0 | 0 | 0 | 0
| CCGT CCS | 0 | 0 | 0 | 0 | number of must run units | 0 | 0 | 0 | 0 | 0 | 0 | 0 | 0 | 0 | 0 | 0 | 0 | [13 empty] | 5 | 27 | 15 |  |  |  | 0 | 0 |  | 0
[6 empty] | % of installed capacity | 0 | 0 | 0 | 0 | 0 | 0 | 0 | 0 | 0 | 0 | 0 | 0
| OCGT old | 0 | 0 | 0 | 0 | number of must run units | 0 | 0 | 0 | 0 | 0 | 0 | 0 | 0 | 0 | 0 | 0 | 0 | [13 empty] | 8 | 13 | 15 |  |  |  | 0 | 0 |  | 0
[6 empty] | % of installed capacity | 0 | 0 | 0 | 0 | 0 | 0 | 0 | 0 | 0 | 0 | 0 | 0
| OCGT new | 800 | 2 | 0 | 0 | number of must run units | 0 | 0 | 0 | 0 | 0 | 0 | 0 | 0 | 0 | 0 | 0 | 0 | [13 empty] | 6.21 | 19 | 15 | 40.14 | 1080 | 1350 | 0 | 0 | 0 | 2
[6 empty] | % of installed capacity | 0 | 0 | 0 | 0 | 0 | 0 | 0 | 0 | 0 | 0 | 0 | 0
Light oil |  | 0 | 0 | 0 | 0 | number of must run units | 0 | 0 | 0 | 0 | 0 | 0 | 0 | 0 | 0 | 0 | 0 | 0 | [13 empty] | 8 | 13 | 15 |  |  |  | 0 | 0 |  | 0
[6 empty] | % of installed capacity | 0 | 0 | 0 | 0 | 0 | 0 | 0 | 0 | 0 | 0 | 0 | 0
Heavy oil | old 1 | 0 | 0 | 0 | 0 | number of must run units | 0 | 0 | 0 | 0 | 0 | 0 | 0 | 0 | 0 | 0 | 0 | 0 | [13 empty] | 10 | 27 | 15 |  |  |  | 0 | 0 |  | 0
[6 empty] | % of installed capacity | 0 | 0 | 0 | 0 | 0 | 0 | 0 | 0 | 0 | 0 | 0 | 0
| old 2 | 0 | 0 | 0 | 0 | number of must run units | 0 | 0 | 0 | 0 | 0 | 0 | 0 | 0 | 0 | 0 | 0 | 0 | [13 empty] | 10 | 27 | 15 |  |  |  | 0 | 0 |  | 0
[6 empty] | % of installed capacity | 0 | 0 | 0 | 0 | 0 | 0 | 0 | 0 | 0 | 0 | 0 | 0
Oil shale | old | 0 | 0 | 0 | 0 | number of must run units | 0 | 0 | 0 | 0 | 0 | 0 | 0 | 0 | 0 | 0 | 0 | 0 | [13 empty] | 10 | 27 | 15 |  |  |  | 0 | 0 |  | 0
[6 empty] | % of installed capacity | 0 | 0 | 0 | 0 | 0 | 0 | 0 | 0 | 0 | 0 | 0 | 0
| new | 0 | 0 | 0 | 0 | number of must run units | 0 | 0 | 0 | 0 | 0 | 0 | 0 | 0 | 0 | 0 | 0 | 0 | [13 empty] | 7.5 | 27 | 15 |  |  |  | 0 | 0 |  | 0
[6 empty] | % of installed capacity | 0 | 0 | 0 | 0 | 0 | 0 | 0 | 0 | 0 | 0 | 0 | 0
Gas | CCGT present 1 | 0 | 0 | 0 | 0 | number of must run units | 0 | 0 | 0 | 0 | 0 | 0 | 0 | 0 | 0 | 0 | 0 | 0 | [13 empty] | 5 | 27 | 15 |  |  |  | 0 | 0 |  | 0
[6 empty] | % of installed capacity | 0 | 0 | 0 | 0 | 0 | 0 | 0 | 0 | 0 | 0 | 0 | 0
| CCGT present 2 | 513.0813 | 5 | 0 | 0 | number of must run units | 0 | 0 | 0 | 0 | 0 | 0 | 0 | 0 | 0 | 0 | 0 | 0 | [13 empty] | 0 | 0 | 15 | 0 | 2.4 | 3 | 0 | 0 | 0 | 5
[6 empty] | % of installed capacity | 0 | 0 | 0 | 0 | 0 | 0 | 0 | 0 | 0 | 0 | 0 | 0
Hydrogen | Fuel Cell | 0 | 0 | 0 | 0 | number of must run units | 0 | 0 | 0 | 0 | 0 | 0 | 0 | 0 | 0 | 0 | 0 | 0 | [13 empty] | 2.5 | 7 | 0 |  |  |  | 0 | 0 |  | 0
[6 empty] | % of installed capacity | 0 | 0 | 0 | 0 | 0 | 0 | 0 | 0 | 0 | 0 | 0 | 0
Hydrogen | CCGT | 0 | 0 | 0 | 0 | number of must run units | 0 | 0 | 0 | 0 | 0 | 0 | 0 | 0 | 0 | 0 | 0 | 0 | [13 empty] | 5 | 27 | 15 |  |  |  | 0 | 0 |  | 0
[6 empty] | % of installed capacity | 0 | 0 | 0 | 0 | 0 | 0 | 0 | 0 | 0 | 0 | 0 | 0
Hydrogen | OCGT | 0 | 0 | 0 | 0 | number of must run units | 0 | 0 | 0 | 0 | 0 | 0 | 0 | 0 | 0 | 0 | 0 | 0 | [13 empty] | 5 | 13 | 15 |  |  |  | 0 | 0 |  | 0
[6 empty] | % of installed capacity | 0 | 0 | 0 | 0 | 0 | 0 | 0 | 0 | 0 | 0 | 0 | 0

## Other Non-RES
ENTSO-E Market Modelling Database: Other non-RES
Country:
Market Node: | PL00
Year:
Climate year |  |  | N.B. use convention first January always Monday (2007 calendar year) --> see guidelines for further details
Scenario
|  | Price Band 1 | Price Band 2 | Price Band 3
| Installed capacity (MW) | 1877.0644 | 1366.3625 | 513.0813
Number of units
| PEMMDB type(s) | OtherNon-RES/Hard coal/old 1 | OtherNon-RES/Gas/conventional old 2 | OtherNon-RES/Gas/CCGT present 2
Purpose
| Avg. Market Offer Price (€/MWh) | 0 | 0 | 0
| Avg. Efficiency Ratio | 0.35 | 0.41 | 0.58
| Avg. CO2 em. factor (ton/MWh) | 268.5714 | 139.0244 | 98.2759
| Start climate year | 2040 | 2040 | 2040
| End climate year | 2040 | 2040 | 2040
Date | Hour | Available capacity (MW) | Available capacity (MW) | Available capacity (MW) | Available capacity (MW) | Available capacity (MW) | Available capacity (MW) | Available capacity (MW) | Available capacity (MW) | Available capacity (MW) | Available capacity (MW) | Available capacity (MW) | Available capacity (MW) | Available capacity (MW) | Available capacity (MW) | Available capacity (MW) | Available capacity (MW) | Available capacity (MW) | Available capacity (MW) | Available capacity (MW) | Available capacity (MW) | Available capacity (MW) | Available capacity (MW) | Available capacity (MW) | Available capacity (MW) | Available capacity (MW) | Available capacity (MW) | Available capacity (MW)
01.01. | 1 | 1877.0644 | 1366.3625 | 513.0813
01.01. | 2 | 1877.0644 | 1366.3625 | 513.0813
01.01. | 3 | 1877.0644 | 1366.3625 | 513.0813
01.01. | 4 | 1877.0644 | 1366.3625 | 513.0813
01.01. | 5 | 1877.0644 | 1366.3625 | 513.0813
01.01. | 6 | 1877.0644 | 1366.3625 | 513.0813
01.01. | 7 | 1877.0644 | 1366.3625 | 513.0813
01.01. | 8 | 1877.0644 | 1366.3625 | 513.0813
01.01. | 9 | 1877.0644 | 1366.3625 | 513.0813
01.01. | 10 | 1877.0644 | 1366.3625 | 513.0813
01.01. | 11 | 1877.0644 | 1366.3625 | 513.0813
01.01. | 12 | 1877.0644 | 1366.3625 | 513.0813
01.01. | 13 | 1877.0644 | 1366.3625 | 513.0813
01.01. | 14 | 1877.0644 | 1366.3625 | 513.0813
01.01. | 15 | 1877.0644 | 1366.3625 | 513.0813
01.01. | 16 | 1877.0644 | 1366.3625 | 513.0813
01.01. | 17 | 1877.0644 | 1366.3625 | 513.0813
01.01. | 18 | 1877.0644 | 1366.3625 | 513.0813
01.01. | 19 | 1877.0644 | 1366.3625 | 513.0813
01.01. | 20 | 1877.0644 | 1366.3625 | 513.0813
01.01. | 21 | 1877.0644 | 1366.3625 | 513.0813
01.01. | 22 | 1877.0644 | 1366.3625 | 513.0813
01.01. | 23 | 1877.0644 | 1366.3625 | 513.0813
01.01. | 24 | 1877.0644 | 1366.3625 | 513.0813
02.01. | 1 | 1877.0644 | 1366.3625 | 513.0813
02.01. | 2 | 1877.0644 | 1366.3625 | 513.0813
02.01. | 3 | 1877.0644 | 1366.3625 | 513.0813
02.01. | 4 | 1877.0644 | 1366.3625 | 513.0813
02.01. | 5 | 1877.0644 | 1366.3625 | 513.0813
02.01. | 6 | 1877.0644 | 1366.3625 | 513.0813
02.01. | 7 | 1877.0644 | 1366.3625 | 513.0813
02.01. | 8 | 1877.0644 | 1366.3625 | 513.0813
02.01. | 9 | 1877.0644 | 1366.3625 | 513.0813
02.01. | 10 | 1877.0644 | 1366.3625 | 513.0813
02.01. | 11 | 1877.0644 | 1366.3625 | 513.0813
02.01. | 12 | 1877.0644 | 1366.3625 | 513.0813
02.01. | 13 | 1877.0644 | 1366.3625 | 513.0813
02.01. | 14 | 1877.0644 | 1366.3625 | 513.0813
02.01. | 15 | 1877.0644 | 1366.3625 | 513.0813
02.01. | 16 | 1877.0644 | 1366.3625 | 513.0813
02.01. | 17 | 1877.0644 | 1366.3625 | 513.0813
02.01. | 18 | 1877.0644 | 1366.3625 | 513.0813
02.01. | 19 | 1877.0644 | 1366.3625 | 513.0813
02.01. | 20 | 1877.0644 | 1366.3625 | 513.0813
02.01. | 21 | 1877.0644 | 1366.3625 | 513.0813
02.01. | 22 | 1877.0644 | 1366.3625 | 513.0813
02.01. | 23 | 1877.0644 | 1366.3625 | 513.0813
02.01. | 24 | 1877.0644 | 1366.3625 | 513.0813
03.01. | 1 | 1877.0644 | 1366.3625 | 513.0813
03.01. | 2 | 1877.0644 | 1366.3625 | 513.0813
03.01. | 3 | 1877.0644 | 1366.3625 | 513.0813
03.01. | 4 | 1877.0644 | 1366.3625 | 513.0813
03.01. | 5 | 1877.0644 | 1366.3625 | 513.0813
03.01. | 6 | 1877.0644 | 1366.3625 | 513.0813
03.01. | 7 | 1877.0644 | 1366.3625 | 513.0813
03.01. | 8 | 1877.0644 | 1366.3625 | 513.0813
03.01. | 9 | 1877.0644 | 1366.3625 | 513.0813
03.01. | 10 | 1877.0644 | 1366.3625 | 513.0813
03.01. | 11 | 1877.0644 | 1366.3625 | 513.0813
03.01. | 12 | 1877.0644 | 1366.3625 | 513.0813
03.01. | 13 | 1877.0644 | 1366.3625 | 513.0813
03.01. | 14 | 1877.0644 | 1366.3625 | 513.0813
03.01. | 15 | 1877.0644 | 1366.3625 | 513.0813
03.01. | 16 | 1877.0644 | 1366.3625 | 513.0813
03.01. | 17 | 1877.0644 | 1366.3625 | 513.0813
03.01. | 18 | 1877.0644 | 1366.3625 | 513.0813
03.01. | 19 | 1877.0644 | 1366.3625 | 513.0813
03.01. | 20 | 1877.0644 | 1366.3625 | 513.0813
03.01. | 21 | 1877.0644 | 1366.3625 | 513.0813
03.01. | 22 | 1877.0644 | 1366.3625 | 513.0813
03.01. | 23 | 1877.0644 | 1366.3625 | 513.0813
03.01. | 24 | 1877.0644 | 1366.3625 | 513.0813
04.01. | 1 | 1877.0644 | 1366.3625 | 513.0813
04.01. | 2 | 1877.0644 | 1366.3625 | 513.0813
04.01. | 3 | 1877.0644 | 1366.3625 | 513.0813
04.01. | 4 | 1877.0644 | 1366.3625 | 513.0813
04.01. | 5 | 1877.0644 | 1366.3625 | 513.0813
04.01. | 6 | 1877.0644 | 1366.3625 | 513.0813
04.01. | 7 | 1877.0644 | 1366.3625 | 513.0813
04.01. | 8 | 1877.0644 | 1366.3625 | 513.0813
04.01. | 9 | 1877.0644 | 1366.3625 | 513.0813
04.01. | 10 | 1877.0644 | 1366.3625 | 513.0813
04.01. | 11 | 1877.0644 | 1366.3625 | 513.0813
04.01. | 12 | 1877.0644 | 1366.3625 | 513.0813
04.01. | 13 | 1877.0644 | 1366.3625 | 513.0813
04.01. | 14 | 1877.0644 | 1366.3625 | 513.0813
04.01. | 15 | 1877.0644 | 1366.3625 | 513.0813
04.01. | 16 | 1877.0644 | 1366.3625 | 513.0813
04.01. | 17 | 1877.0644 | 1366.3625 | 513.0813
04.01. | 18 | 1877.0644 | 1366.3625 | 513.0813
04.01. | 19 | 1877.0644 | 1366.3625 | 513.0813
04.01. | 20 | 1877.0644 | 1366.3625 | 513.0813
04.01. | 21 | 1877.0644 | 1366.3625 | 513.0813
04.01. | 22 | 1877.0644 | 1366.3625 | 513.0813
04.01. | 23 | 1877.0644 | 1366.3625 | 513.0813
04.01. | 24 | 1877.0644 | 1366.3625 | 513.0813
05.01. | 1 | 1877.0644 | 1366.3625 | 513.0813
05.01. | 2 | 1877.0644 | 1366.3625 | 513.0813
05.01. | 3 | 1877.0644 | 1366.3625 | 513.0813
05.01. | 4 | 1877.0644 | 1366.3625 | 513.0813
05.01. | 5 | 1877.0644 | 1366.3625 | 513.0813
05.01. | 6 | 1877.0644 | 1366.3625 | 513.0813
05.01. | 7 | 1877.0644 | 1366.3625 | 513.0813
05.01. | 8 | 1877.0644 | 1366.3625 | 513.0813
05.01. | 9 | 1877.0644 | 1366.3625 | 513.0813
05.01. | 10 | 1877.0644 | 1366.3625 | 513.0813
05.01. | 11 | 1877.0644 | 1366.3625 | 513.0813
05.01. | 12 | 1877.0644 | 1366.3625 | 513.0813
05.01. | 13 | 1877.0644 | 1366.3625 | 513.0813
05.01. | 14 | 1877.0644 | 1366.3625 | 513.0813
05.01. | 15 | 1877.0644 | 1366.3625 | 513.0813
05.01. | 16 | 1877.0644 | 1366.3625 | 513.0813
05.01. | 17 | 1877.0644 | 1366.3625 | 513.0813
05.01. | 18 | 1877.0644 | 1366.3625 | 513.0813
05.01. | 19 | 1877.0644 | 1366.3625 | 513.0813
05.01. | 20 | 1877.0644 | 1366.3625 | 513.0813
05.01. | 21 | 1877.0644 | 1366.3625 | 513.0813
05.01. | 22 | 1877.0644 | 1366.3625 | 513.0813
05.01. | 23 | 1877.0644 | 1366.3625 | 513.0813
05.01. | 24 | 1877.0644 | 1366.3625 | 513.0813
06.01. | 1 | 1877.0644 | 1366.3625 | 513.0813
06.01. | 2 | 1877.0644 | 1366.3625 | 513.0813
06.01. | 3 | 1877.0644 | 1366.3625 | 513.0813
06.01. | 4 | 1877.0644 | 1366.3625 | 513.0813
06.01. | 5 | 1877.0644 | 1366.3625 | 513.0813
06.01. | 6 | 1877.0644 | 1366.3625 | 513.0813
06.01. | 7 | 1877.0644 | 1366.3625 | 513.0813
06.01. | 8 | 1877.0644 | 1366.3625 | 513.0813
06.01. | 9 | 1877.0644 | 1366.3625 | 513.0813
06.01. | 10 | 1877.0644 | 1366.3625 | 513.0813
06.01. | 11 | 1877.0644 | 1366.3625 | 513.0813
06.01. | 12 | 1877.0644 | 1366.3625 | 513.0813
06.01. | 13 | 1877.0644 | 1366.3625 | 513.0813
06.01. | 14 | 1877.0644 | 1366.3625 | 513.0813
06.01. | 15 | 1877.0644 | 1366.3625 | 513.0813
06.01. | 16 | 1877.0644 | 1366.3625 | 513.0813
06.01. | 17 | 1877.0644 | 1366.3625 | 513.0813
06.01. | 18 | 1877.0644 | 1366.3625 | 513.0813
06.01. | 19 | 1877.0644 | 1366.3625 | 513.0813
06.01. | 20 | 1877.0644 | 1366.3625 | 513.0813
06.01. | 21 | 1877.0644 | 1366.3625 | 513.0813
06.01. | 22 | 1877.0644 | 1366.3625 | 513.0813
06.01. | 23 | 1877.0644 | 1366.3625 | 513.0813
06.01. | 24 | 1877.0644 | 1366.3625 | 513.0813
07.01. | 1 | 1877.0644 | 1366.3625 | 513.0813
07.01. | 2 | 1877.0644 | 1366.3625 | 513.0813
07.01. | 3 | 1877.0644 | 1366.3625 | 513.0813
07.01. | 4 | 1877.0644 | 1366.3625 | 513.0813
07.01. | 5 | 1877.0644 | 1366.3625 | 513.0813
07.01. | 6 | 1877.0644 | 1366.3625 | 513.0813
07.01. | 7 | 1877.0644 | 1366.3625 | 513.0813
07.01. | 8 | 1877.0644 | 1366.3625 | 513.0813
07.01. | 9 | 1877.0644 | 1366.3625 | 513.0813
07.01. | 10 | 1877.0644 | 1366.3625 | 513.0813
07.01. | 11 | 1877.0644 | 1366.3625 | 513.0813
07.01. | 12 | 1877.0644 | 1366.3625 | 513.0813
07.01. | 13 | 1877.0644 | 1366.3625 | 513.0813
07.01. | 14 | 1877.0644 | 1366.3625 | 513.0813
07.01. | 15 | 1877.0644 | 1366.3625 | 513.0813
07.01. | 16 | 1877.0644 | 1366.3625 | 513.0813
07.01. | 17 | 1877.0644 | 1366.3625 | 513.0813
07.01. | 18 | 1877.0644 | 1366.3625 | 513.0813
07.01. | 19 | 1877.0644 | 1366.3625 | 513.0813
07.01. | 20 | 1877.0644 | 1366.3625 | 513.0813
07.01. | 21 | 1877.0644 | 1366.3625 | 513.0813
07.01. | 22 | 1877.0644 | 1366.3625 | 513.0813
07.01. | 23 | 1877.0644 | 1366.3625 | 513.0813
07.01. | 24 | 1877.0644 | 1366.3625 | 513.0813
08.01. | 1 | 1877.0644 | 1366.3625 | 513.0813
08.01. | 2 | 1877.0644 | 1366.3625 | 513.0813
08.01. | 3 | 1877.0644 | 1366.3625 | 513.0813
08.01. | 4 | 1877.0644 | 1366.3625 | 513.0813
08.01. | 5 | 1877.0644 | 1366.3625 | 513.0813
08.01. | 6 | 1877.0644 | 1366.3625 | 513.0813
08.01. | 7 | 1877.0644 | 1366.3625 | 513.0813
08.01. | 8 | 1877.0644 | 1366.3625 | 513.0813
08.01. | 9 | 1877.0644 | 1366.3625 | 513.0813
08.01. | 10 | 1877.0644 | 1366.3625 | 513.0813
08.01. | 11 | 1877.0644 | 1366.3625 | 513.0813
08.01. | 12 | 1877.0644 | 1366.3625 | 513.0813
08.01. | 13 | 1877.0644 | 1366.3625 | 513.0813
08.01. | 14 | 1877.0644 | 1366.3625 | 513.0813
08.01. | 15 | 1877.0644 | 1366.3625 | 513.0813
08.01. | 16 | 1877.0644 | 1366.3625 | 513.0813
08.01. | 17 | 1877.0644 | 1366.3625 | 513.0813
08.01. | 18 | 1877.0644 | 1366.3625 | 513.0813
08.01. | 19 | 1877.0644 | 1366.3625 | 513.0813
08.01. | 20 | 1877.0644 | 1366.3625 | 513.0813
08.01. | 21 | 1877.0644 | 1366.3625 | 513.0813
08.01. | 22 | 1877.0644 | 1366.3625 | 513.0813
08.01. | 23 | 1877.0644 | 1366.3625 | 513.0813
08.01. | 24 | 1877.0644 | 1366.3625 | 513.0813
09.01. | 1 | 1877.0644 | 1366.3625 | 513.0813
09.01. | 2 | 1877.0644 | 1366.3625 | 513.0813
09.01. | 3 | 1877.0644 | 1366.3625 | 513.0813
09.01. | 4 | 1877.0644 | 1366.3625 | 513.0813
09.01. | 5 | 1877.0644 | 1366.3625 | 513.0813
09.01. | 6 | 1877.0644 | 1366.3625 | 513.0813
09.01. | 7 | 1877.0644 | 1366.3625 | 513.0813
09.01. | 8 | 1877.0644 | 1366.3625 | 513.0813
09.01. | 9 | 1877.0644 | 1366.3625 | 513.0813
09.01. | 10 | 1877.0644 | 1366.3625 | 513.0813
09.01. | 11 | 1877.0644 | 1366.3625 | 513.0813
09.01. | 12 | 1877.0644 | 1366.3625 | 513.0813
09.01. | 13 | 1877.0644 | 1366.3625 | 513.0813
09.01. | 14 | 1877.0644 | 1366.3625 | 513.0813
09.01. | 15 | 1877.0644 | 1366.3625 | 513.0813
09.01. | 16 | 1877.0644 | 1366.3625 | 513.0813
09.01. | 17 | 1877.0644 | 1366.3625 | 513.0813
09.01. | 18 | 1877.0644 | 1366.3625 | 513.0813
09.01. | 19 | 1877.0644 | 1366.3625 | 513.0813
09.01. | 20 | 1877.0644 | 1366.3625 | 513.0813
09.01. | 21 | 1877.0644 | 1366.3625 | 513.0813
09.01. | 22 | 1877.0644 | 1366.3625 | 513.0813
09.01. | 23 | 1877.0644 | 1366.3625 | 513.0813
09.01. | 24 | 1877.0644 | 1366.3625 | 513.0813
10.01. | 1 | 1877.0644 | 1366.3625 | 513.0813
10.01. | 2 | 1877.0644 | 1366.3625 | 513.0813
10.01. | 3 | 1877.0644 | 1366.3625 | 513.0813
10.01. | 4 | 1877.0644 | 1366.3625 | 513.0813
10.01. | 5 | 1877.0644 | 1366.3625 | 513.0813
10.01. | 6 | 1877.0644 | 1366.3625 | 513.0813
10.01. | 7 | 1877.0644 | 1366.3625 | 513.0813
10.01. | 8 | 1877.0644 | 1366.3625 | 513.0813
10.01. | 9 | 1877.0644 | 1366.3625 | 513.0813
10.01. | 10 | 1877.0644 | 1366.3625 | 513.0813
10.01. | 11 | 1877.0644 | 1366.3625 | 513.0813
10.01. | 12 | 1877.0644 | 1366.3625 | 513.0813
10.01. | 13 | 1877.0644 | 1366.3625 | 513.0813
10.01. | 14 | 1877.0644 | 1366.3625 | 513.0813
10.01. | 15 | 1877.0644 | 1366.3625 | 513.0813
10.01. | 16 | 1877.0644 | 1366.3625 | 513.0813
10.01. | 17 | 1877.0644 | 1366.3625 | 513.0813
10.01. | 18 | 1877.0644 | 1366.3625 | 513.0813
10.01. | 19 | 1877.0644 | 1366.3625 | 513.0813
10.01. | 20 | 1877.0644 | 1366.3625 | 513.0813
10.01. | 21 | 1877.0644 | 1366.3625 | 513.0813
10.01. | 22 | 1877.0644 | 1366.3625 | 513.0813
10.01. | 23 | 1877.0644 | 1366.3625 | 513.0813
10.01. | 24 | 1877.0644 | 1366.3625 | 513.0813
11.01. | 1 | 1877.0644 | 1366.3625 | 513.0813
11.01. | 2 | 1877.0644 | 1366.3625 | 513.0813
11.01. | 3 | 1877.0644 | 1366.3625 | 513.0813
11.01. | 4 | 1877.0644 | 1366.3625 | 513.0813
11.01. | 5 | 1877.0644 | 1366.3625 | 513.0813
11.01. | 6 | 1877.0644 | 1366.3625 | 513.0813
11.01. | 7 | 1877.0644 | 1366.3625 | 513.0813
11.01. | 8 | 1877.0644 | 1366.3625 | 513.0813
11.01. | 9 | 1877.0644 | 1366.3625 | 513.0813
11.01. | 10 | 1877.0644 | 1366.3625 | 513.0813
11.01. | 11 | 1877.0644 | 1366.3625 | 513.0813
11.01. | 12 | 1877.0644 | 1366.3625 | 513.0813
11.01. | 13 | 1877.0644 | 1366.3625 | 513.0813
11.01. | 14 | 1877.0644 | 1366.3625 | 513.0813
11.01. | 15 | 1877.0644 | 1366.3625 | 513.0813
11.01. | 16 | 1877.0644 | 1366.3625 | 513.0813
11.01. | 17 | 1877.0644 | 1366.3625 | 513.0813
11.01. | 18 | 1877.0644 | 1366.3625 | 513.0813
11.01. | 19 | 1877.0644 | 1366.3625 | 513.0813
11.01. | 20 | 1877.0644 | 1366.3625 | 513.0813
11.01. | 21 | 1877.0644 | 1366.3625 | 513.0813
11.01. | 22 | 1877.0644 | 1366.3625 | 513.0813
11.01. | 23 | 1877.0644 | 1366.3625 | 513.0813
11.01. | 24 | 1877.0644 | 1366.3625 | 513.0813
12.01. | 1 | 1877.0644 | 1366.3625 | 513.0813
12.01. | 2 | 1877.0644 | 1366.3625 | 513.0813
12.01. | 3 | 1877.0644 | 1366.3625 | 513.0813
12.01. | 4 | 1877.0644 | 1366.3625 | 513.0813
12.01. | 5 | 1877.0644 | 1366.3625 | 513.0813
12.01. | 6 | 1877.0644 | 1366.3625 | 513.0813
12.01. | 7 | 1877.0644 | 1366.3625 | 513.0813
12.01. | 8 | 1877.0644 | 1366.3625 | 513.0813
12.01. | 9 | 1877.0644 | 1366.3625 | 513.0813
12.01. | 10 | 1877.0644 | 1366.3625 | 513.0813
12.01. | 11 | 1877.0644 | 1366.3625 | 513.0813
12.01. | 12 | 1877.0644 | 1366.3625 | 513.0813
12.01. | 13 | 1877.0644 | 1366.3625 | 513.0813
12.01. | 14 | 1877.0644 | 1366.3625 | 513.0813
12.01. | 15 | 1877.0644 | 1366.3625 | 513.0813
12.01. | 16 | 1877.0644 | 1366.3625 | 513.0813
12.01. | 17 | 1877.0644 | 1366.3625 | 513.0813
12.01. | 18 | 1877.0644 | 1366.3625 | 513.0813
12.01. | 19 | 1877.0644 | 1366.3625 | 513.0813
12.01. | 20 | 1877.0644 | 1366.3625 | 513.0813
12.01. | 21 | 1877.0644 | 1366.3625 | 513.0813
12.01. | 22 | 1877.0644 | 1366.3625 | 513.0813
12.01. | 23 | 1877.0644 | 1366.3625 | 513.0813
12.01. | 24 | 1877.0644 | 1366.3625 | 513.0813
13.01. | 1 | 1877.0644 | 1366.3625 | 513.0813
13.01. | 2 | 1877.0644 | 1366.3625 | 513.0813
13.01. | 3 | 1877.0644 | 1366.3625 | 513.0813
13.01. | 4 | 1877.0644 | 1366.3625 | 513.0813
13.01. | 5 | 1877.0644 | 1366.3625 | 513.0813
13.01. | 6 | 1877.0644 | 1366.3625 | 513.0813
13.01. | 7 | 1877.0644 | 1366.3625 | 513.0813
13.01. | 8 | 1877.0644 | 1366.3625 | 513.0813
13.01. | 9 | 1877.0644 | 1366.3625 | 513.0813
13.01. | 10 | 1877.0644 | 1366.3625 | 513.0813
13.01. | 11 | 1877.0644 | 1366.3625 | 513.0813
13.01. | 12 | 1877.0644 | 1366.3625 | 513.0813
13.01. | 13 | 1877.0644 | 1366.3625 | 513.0813
13.01. | 14 | 1877.0644 | 1366.3625 | 513.0813
13.01. | 15 | 1877.0644 | 1366.3625 | 513.0813
13.01. | 16 | 1877.0644 | 1366.3625 | 513.0813
13.01. | 17 | 1877.0644 | 1366.3625 | 513.0813
13.01. | 18 | 1877.0644 | 1366.3625 | 513.0813
13.01. | 19 | 1877.0644 | 1366.3625 | 513.0813
13.01. | 20 | 1877.0644 | 1366.3625 | 513.0813
13.01. | 21 | 1877.0644 | 1366.3625 | 513.0813
13.01. | 22 | 1877.0644 | 1366.3625 | 513.0813
13.01. | 23 | 1877.0644 | 1366.3625 | 513.0813
13.01. | 24 | 1877.0644 | 1366.3625 | 513.0813
14.01. | 1 | 1877.0644 | 1366.3625 | 513.0813
14.01. | 2 | 1877.0644 | 1366.3625 | 513.0813
14.01. | 3 | 1877.0644 | 1366.3625 | 513.0813
14.01. | 4 | 1877.0644 | 1366.3625 | 513.0813
14.01. | 5 | 1877.0644 | 1366.3625 | 513.0813
14.01. | 6 | 1877.0644 | 1366.3625 | 513.0813
14.01. | 7 | 1877.0644 | 1366.3625 | 513.0813
14.01. | 8 | 1877.0644 | 1366.3625 | 513.0813
14.01. | 9 | 1877.0644 | 1366.3625 | 513.0813
14.01. | 10 | 1877.0644 | 1366.3625 | 513.0813
14.01. | 11 | 1877.0644 | 1366.3625 | 513.0813
14.01. | 12 | 1877.0644 | 1366.3625 | 513.0813
14.01. | 13 | 1877.0644 | 1366.3625 | 513.0813
14.01. | 14 | 1877.0644 | 1366.3625 | 513.0813
14.01. | 15 | 1877.0644 | 1366.3625 | 513.0813
14.01. | 16 | 1877.0644 | 1366.3625 | 513.0813
14.01. | 17 | 1877.0644 | 1366.3625 | 513.0813
14.01. | 18 | 1877.0644 | 1366.3625 | 513.0813
14.01. | 19 | 1877.0644 | 1366.3625 | 513.0813
14.01. | 20 | 1877.0644 | 1366.3625 | 513.0813
14.01. | 21 | 1877.0644 | 1366.3625 | 513.0813
14.01. | 22 | 1877.0644 | 1366.3625 | 513.0813
14.01. | 23 | 1877.0644 | 1366.3625 | 513.0813
14.01. | 24 | 1877.0644 | 1366.3625 | 513.0813
15.01. | 1 | 1877.0644 | 1366.3625 | 513.0813
15.01. | 2 | 1877.0644 | 1366.3625 | 513.0813
15.01. | 3 | 1877.0644 | 1366.3625 | 513.0813
15.01. | 4 | 1877.0644 | 1366.3625 | 513.0813
15.01. | 5 | 1877.0644 | 1366.3625 | 513.0813
15.01. | 6 | 1877.0644 | 1366.3625 | 513.0813
15.01. | 7 | 1877.0644 | 1366.3625 | 513.0813
15.01. | 8 | 1877.0644 | 1366.3625 | 513.0813
15.01. | 9 | 1877.0644 | 1366.3625 | 513.0813
15.01. | 10 | 1877.0644 | 1366.3625 | 513.0813
15.01. | 11 | 1877.0644 | 1366.3625 | 513.0813
15.01. | 12 | 1877.0644 | 1366.3625 | 513.0813
15.01. | 13 | 1877.0644 | 1366.3625 | 513.0813
15.01. | 14 | 1877.0644 | 1366.3625 | 513.0813
15.01. | 15 | 1877.0644 | 1366.3625 | 513.0813
15.01. | 16 | 1877.0644 | 1366.3625 | 513.0813
15.01. | 17 | 1877.0644 | 1366.3625 | 513.0813
15.01. | 18 | 1877.0644 | 1366.3625 | 513.0813
15.01. | 19 | 1877.0644 | 1366.3625 | 513.0813
15.01. | 20 | 1877.0644 | 1366.3625 | 513.0813
15.01. | 21 | 1877.0644 | 1366.3625 | 513.0813
15.01. | 22 | 1877.0644 | 1366.3625 | 513.0813
15.01. | 23 | 1877.0644 | 1366.3625 | 513.0813
15.01. | 24 | 1877.0644 | 1366.3625 | 513.0813
16.01. | 1 | 1877.0644 | 1366.3625 | 513.0813
16.01. | 2 | 1877.0644 | 1366.3625 | 513.0813
16.01. | 3 | 1877.0644 | 1366.3625 | 513.0813
16.01. | 4 | 1877.0644 | 1366.3625 | 513.0813
16.01. | 5 | 1877.0644 | 1366.3625 | 513.0813
16.01. | 6 | 1877.0644 | 1366.3625 | 513.0813
16.01. | 7 | 1877.0644 | 1366.3625 | 513.0813
16.01. | 8 | 1877.0644 | 1366.3625 | 513.0813
16.01. | 9 | 1877.0644 | 1366.3625 | 513.0813
16.01. | 10 | 1877.0644 | 1366.3625 | 513.0813
16.01. | 11 | 1877.0644 | 1366.3625 | 513.0813
16.01. | 12 | 1877.0644 | 1366.3625 | 513.0813
16.01. | 13 | 1877.0644 | 1366.3625 | 513.0813
16.01. | 14 | 1877.0644 | 1366.3625 | 513.0813
16.01. | 15 | 1877.0644 | 1366.3625 | 513.0813
16.01. | 16 | 1877.0644 | 1366.3625 | 513.0813
16.01. | 17 | 1877.0644 | 1366.3625 | 513.0813
16.01. | 18 | 1877.0644 | 1366.3625 | 513.0813
16.01. | 19 | 1877.0644 | 1366.3625 | 513.0813
16.01. | 20 | 1877.0644 | 1366.3625 | 513.0813
16.01. | 21 | 1877.0644 | 1366.3625 | 513.0813
16.01. | 22 | 1877.0644 | 1366.3625 | 513.0813
16.01. | 23 | 1877.0644 | 1366.3625 | 513.0813
16.01. | 24 | 1877.0644 | 1366.3625 | 513.0813
17.01. | 1 | 1877.0644 | 1366.3625 | 513.0813
17.01. | 2 | 1877.0644 | 1366.3625 | 513.0813
17.01. | 3 | 1877.0644 | 1366.3625 | 513.0813
17.01. | 4 | 1877.0644 | 1366.3625 | 513.0813
17.01. | 5 | 1877.0644 | 1366.3625 | 513.0813
17.01. | 6 | 1877.0644 | 1366.3625 | 513.0813
17.01. | 7 | 1877.0644 | 1366.3625 | 513.0813
17.01. | 8 | 1877.0644 | 1366.3625 | 513.0813
17.01. | 9 | 1877.0644 | 1366.3625 | 513.0813
17.01. | 10 | 1877.0644 | 1366.3625 | 513.0813
17.01. | 11 | 1877.0644 | 1366.3625 | 513.0813
17.01. | 12 | 1877.0644 | 1366.3625 | 513.0813
17.01. | 13 | 1877.0644 | 1366.3625 | 513.0813
17.01. | 14 | 1877.0644 | 1366.3625 | 513.0813
17.01. | 15 | 1877.0644 | 1366.3625 | 513.0813
17.01. | 16 | 1877.0644 | 1366.3625 | 513.0813
17.01. | 17 | 1877.0644 | 1366.3625 | 513.0813
17.01. | 18 | 1877.0644 | 1366.3625 | 513.0813
17.01. | 19 | 1877.0644 | 1366.3625 | 513.0813
17.01. | 20 | 1877.0644 | 1366.3625 | 513.0813
17.01. | 21 | 1877.0644 | 1366.3625 | 513.0813
17.01. | 22 | 1877.0644 | 1366.3625 | 513.0813
17.01. | 23 | 1877.0644 | 1366.3625 | 513.0813
17.01. | 24 | 1877.0644 | 1366.3625 | 513.0813
18.01. | 1 | 1877.0644 | 1366.3625 | 513.0813
18.01. | 2 | 1877.0644 | 1366.3625 | 513.0813
18.01. | 3 | 1877.0644 | 1366.3625 | 513.0813
18.01. | 4 | 1877.0644 | 1366.3625 | 513.0813
18.01. | 5 | 1877.0644 | 1366.3625 | 513.0813
18.01. | 6 | 1877.0644 | 1366.3625 | 513.0813
18.01. | 7 | 1877.0644 | 1366.3625 | 513.0813
18.01. | 8 | 1877.0644 | 1366.3625 | 513.0813
18.01. | 9 | 1877.0644 | 1366.3625 | 513.0813
18.01. | 10 | 1877.0644 | 1366.3625 | 513.0813
18.01. | 11 | 1877.0644 | 1366.3625 | 513.0813
18.01. | 12 | 1877.0644 | 1366.3625 | 513.0813
18.01. | 13 | 1877.0644 | 1366.3625 | 513.0813
18.01. | 14 | 1877.0644 | 1366.3625 | 513.0813
18.01. | 15 | 1877.0644 | 1366.3625 | 513.0813
18.01. | 16 | 1877.0644 | 1366.3625 | 513.0813
18.01. | 17 | 1877.0644 | 1366.3625 | 513.0813
18.01. | 18 | 1877.0644 | 1366.3625 | 513.0813
18.01. | 19 | 1877.0644 | 1366.3625 | 513.0813
18.01. | 20 | 1877.0644 | 1366.3625 | 513.0813
18.01. | 21 | 1877.0644 | 1366.3625 | 513.0813
18.01. | 22 | 1877.0644 | 1366.3625 | 513.0813
18.01. | 23 | 1877.0644 | 1366.3625 | 513.0813
18.01. | 24 | 1877.0644 | 1366.3625 | 513.0813
19.01. | 1 | 1877.0644 | 1366.3625 | 513.0813
19.01. | 2 | 1877.0644 | 1366.3625 | 513.0813
19.01. | 3 | 1877.0644 | 1366.3625 | 513.0813
19.01. | 4 | 1877.0644 | 1366.3625 | 513.0813
19.01. | 5 | 1877.0644 | 1366.3625 | 513.0813
19.01. | 6 | 1877.0644 | 1366.3625 | 513.0813
19.01. | 7 | 1877.0644 | 1366.3625 | 513.0813
19.01. | 8 | 1877.0644 | 1366.3625 | 513.0813
19.01. | 9 | 1877.0644 | 1366.3625 | 513.0813
19.01. | 10 | 1877.0644 | 1366.3625 | 513.0813
19.01. | 11 | 1877.0644 | 1366.3625 | 513.0813
19.01. | 12 | 1877.0644 | 1366.3625 | 513.0813
19.01. | 13 | 1877.0644 | 1366.3625 | 513.0813
19.01. | 14 | 1877.0644 | 1366.3625 | 513.0813
19.01. | 15 | 1877.0644 | 1366.3625 | 513.0813
19.01. | 16 | 1877.0644 | 1366.3625 | 513.0813
19.01. | 17 | 1877.0644 | 1366.3625 | 513.0813
19.01. | 18 | 1877.0644 | 1366.3625 | 513.0813
19.01. | 19 | 1877.0644 | 1366.3625 | 513.0813
19.01. | 20 | 1877.0644 | 1366.3625 | 513.0813
19.01. | 21 | 1877.0644 | 1366.3625 | 513.0813
19.01. | 22 | 1877.0644 | 1366.3625 | 513.0813
19.01. | 23 | 1877.0644 | 1366.3625 | 513.0813
19.01. | 24 | 1877.0644 | 1366.3625 | 513.0813
20.01. | 1 | 1877.0644 | 1366.3625 | 513.0813
20.01. | 2 | 1877.0644 | 1366.3625 | 513.0813
20.01. | 3 | 1877.0644 | 1366.3625 | 513.0813
20.01. | 4 | 1877.0644 | 1366.3625 | 513.0813
20.01. | 5 | 1877.0644 | 1366.3625 | 513.0813
20.01. | 6 | 1877.0644 | 1366.3625 | 513.0813
20.01. | 7 | 1877.0644 | 1366.3625 | 513.0813
20.01. | 8 | 1877.0644 | 1366.3625 | 513.0813
20.01. | 9 | 1877.0644 | 1366.3625 | 513.0813
20.01. | 10 | 1877.0644 | 1366.3625 | 513.0813
20.01. | 11 | 1877.0644 | 1366.3625 | 513.0813
20.01. | 12 | 1877.0644 | 1366.3625 | 513.0813
20.01. | 13 | 1877.0644 | 1366.3625 | 513.0813
20.01. | 14 | 1877.0644 | 1366.3625 | 513.0813
20.01. | 15 | 1877.0644 | 1366.3625 | 513.0813
20.01. | 16 | 1877.0644 | 1366.3625 | 513.0813
20.01. | 17 | 1877.0644 | 1366.3625 | 513.0813
20.01. | 18 | 1877.0644 | 1366.3625 | 513.0813
20.01. | 19 | 1877.0644 | 1366.3625 | 513.0813
20.01. | 20 | 1877.0644 | 1366.3625 | 513.0813
20.01. | 21 | 1877.0644 | 1366.3625 | 513.0813
20.01. | 22 | 1877.0644 | 1366.3625 | 513.0813
20.01. | 23 | 1877.0644 | 1366.3625 | 513.0813
20.01. | 24 | 1877.0644 | 1366.3625 | 513.0813
21.01. | 1 | 1877.0644 | 1366.3625 | 513.0813
21.01. | 2 | 1877.0644 | 1366.3625 | 513.0813
21.01. | 3 | 1877.0644 | 1366.3625 | 513.0813
21.01. | 4 | 1877.0644 | 1366.3625 | 513.0813
21.01. | 5 | 1877.0644 | 1366.3625 | 513.0813
21.01. | 6 | 1877.0644 | 1366.3625 | 513.0813
21.01. | 7 | 1877.0644 | 1366.3625 | 513.0813
21.01. | 8 | 1877.0644 | 1366.3625 | 513.0813
21.01. | 9 | 1877.0644 | 1366.3625 | 513.0813
21.01. | 10 | 1877.0644 | 1366.3625 | 513.0813
21.01. | 11 | 1877.0644 | 1366.3625 | 513.0813
21.01. | 12 | 1877.0644 | 1366.3625 | 513.0813
21.01. | 13 | 1877.0644 | 1366.3625 | 513.0813
21.01. | 14 | 1877.0644 | 1366.3625 | 513.0813
21.01. | 15 | 1877.0644 | 1366.3625 | 513.0813
21.01. | 16 | 1877.0644 | 1366.3625 | 513.0813
21.01. | 17 | 1877.0644 | 1366.3625 | 513.0813
21.01. | 18 | 1877.0644 | 1366.3625 | 513.0813
21.01. | 19 | 1877.0644 | 1366.3625 | 513.0813
21.01. | 20 | 1877.0644 | 1366.3625 | 513.0813
21.01. | 21 | 1877.0644 | 1366.3625 | 513.0813
21.01. | 22 | 1877.0644 | 1366.3625 | 513.0813
21.01. | 23 | 1877.0644 | 1366.3625 | 513.0813
21.01. | 24 | 1877.0644 | 1366.3625 | 513.0813
22.01. | 1 | 1877.0644 | 1366.3625 | 513.0813
22.01. | 2 | 1877.0644 | 1366.3625 | 513.0813
22.01. | 3 | 1877.0644 | 1366.3625 | 513.0813
22.01. | 4 | 1877.0644 | 1366.3625 | 513.0813
22.01. | 5 | 1877.0644 | 1366.3625 | 513.0813
22.01. | 6 | 1877.0644 | 1366.3625 | 513.0813
22.01. | 7 | 1877.0644 | 1366.3625 | 513.0813
22.01. | 8 | 1877.0644 | 1366.3625 | 513.0813
22.01. | 9 | 1877.0644 | 1366.3625 | 513.0813
22.01. | 10 | 1877.0644 | 1366.3625 | 513.0813
22.01. | 11 | 1877.0644 | 1366.3625 | 513.0813
22.01. | 12 | 1877.0644 | 1366.3625 | 513.0813
22.01. | 13 | 1877.0644 | 1366.3625 | 513.0813
22.01. | 14 | 1877.0644 | 1366.3625 | 513.0813
22.01. | 15 | 1877.0644 | 1366.3625 | 513.0813
22.01. | 16 | 1877.0644 | 1366.3625 | 513.0813
22.01. | 17 | 1877.0644 | 1366.3625 | 513.0813
22.01. | 18 | 1877.0644 | 1366.3625 | 513.0813
22.01. | 19 | 1877.0644 | 1366.3625 | 513.0813
22.01. | 20 | 1877.0644 | 1366.3625 | 513.0813
22.01. | 21 | 1877.0644 | 1366.3625 | 513.0813
22.01. | 22 | 1877.0644 | 1366.3625 | 513.0813
22.01. | 23 | 1877.0644 | 1366.3625 | 513.0813
22.01. | 24 | 1877.0644 | 1366.3625 | 513.0813
23.01. | 1 | 1877.0644 | 1366.3625 | 513.0813
23.01. | 2 | 1877.0644 | 1366.3625 | 513.0813
23.01. | 3 | 1877.0644 | 1366.3625 | 513.0813
23.01. | 4 | 1877.0644 | 1366.3625 | 513.0813
23.01. | 5 | 1877.0644 | 1366.3625 | 513.0813
23.01. | 6 | 1877.0644 | 1366.3625 | 513.0813
23.01. | 7 | 1877.0644 | 1366.3625 | 513.0813
23.01. | 8 | 1877.0644 | 1366.3625 | 513.0813
23.01. | 9 | 1877.0644 | 1366.3625 | 513.0813
23.01. | 10 | 1877.0644 | 1366.3625 | 513.0813
23.01. | 11 | 1877.0644 | 1366.3625 | 513.0813
23.01. | 12 | 1877.0644 | 1366.3625 | 513.0813
23.01. | 13 | 1877.0644 | 1366.3625 | 513.0813
23.01. | 14 | 1877.0644 | 1366.3625 | 513.0813
23.01. | 15 | 1877.0644 | 1366.3625 | 513.0813
23.01. | 16 | 1877.0644 | 1366.3625 | 513.0813
23.01. | 17 | 1877.0644 | 1366.3625 | 513.0813
23.01. | 18 | 1877.0644 | 1366.3625 | 513.0813
23.01. | 19 | 1877.0644 | 1366.3625 | 513.0813
23.01. | 20 | 1877.0644 | 1366.3625 | 513.0813
23.01. | 21 | 1877.0644 | 1366.3625 | 513.0813
23.01. | 22 | 1877.0644 | 1366.3625 | 513.0813
23.01. | 23 | 1877.0644 | 1366.3625 | 513.0813
23.01. | 24 | 1877.0644 | 1366.3625 | 513.0813
24.01. | 1 | 1877.0644 | 1366.3625 | 513.0813
24.01. | 2 | 1877.0644 | 1366.3625 | 513.0813
24.01. | 3 | 1877.0644 | 1366.3625 | 513.0813
24.01. | 4 | 1877.0644 | 1366.3625 | 513.0813
24.01. | 5 | 1877.0644 | 1366.3625 | 513.0813
24.01. | 6 | 1877.0644 | 1366.3625 | 513.0813
24.01. | 7 | 1877.0644 | 1366.3625 | 513.0813
24.01. | 8 | 1877.0644 | 1366.3625 | 513.0813
24.01. | 9 | 1877.0644 | 1366.3625 | 513.0813
24.01. | 10 | 1877.0644 | 1366.3625 | 513.0813
24.01. | 11 | 1877.0644 | 1366.3625 | 513.0813
24.01. | 12 | 1877.0644 | 1366.3625 | 513.0813
24.01. | 13 | 1877.0644 | 1366.3625 | 513.0813
24.01. | 14 | 1877.0644 | 1366.3625 | 513.0813
24.01. | 15 | 1877.0644 | 1366.3625 | 513.0813
24.01. | 16 | 1877.0644 | 1366.3625 | 513.0813
24.01. | 17 | 1877.0644 | 1366.3625 | 513.0813
24.01. | 18 | 1877.0644 | 1366.3625 | 513.0813
24.01. | 19 | 1877.0644 | 1366.3625 | 513.0813
24.01. | 20 | 1877.0644 | 1366.3625 | 513.0813
24.01. | 21 | 1877.0644 | 1366.3625 | 513.0813
24.01. | 22 | 1877.0644 | 1366.3625 | 513.0813
24.01. | 23 | 1877.0644 | 1366.3625 | 513.0813
24.01. | 24 | 1877.0644 | 1366.3625 | 513.0813
25.01. | 1 | 1877.0644 | 1366.3625 | 513.0813
25.01. | 2 | 1877.0644 | 1366.3625 | 513.0813
25.01. | 3 | 1877.0644 | 1366.3625 | 513.0813
25.01. | 4 | 1877.0644 | 1366.3625 | 513.0813
25.01. | 5 | 1877.0644 | 1366.3625 | 513.0813
25.01. | 6 | 1877.0644 | 1366.3625 | 513.0813
25.01. | 7 | 1877.0644 | 1366.3625 | 513.0813
25.01. | 8 | 1877.0644 | 1366.3625 | 513.0813
25.01. | 9 | 1877.0644 | 1366.3625 | 513.0813
25.01. | 10 | 1877.0644 | 1366.3625 | 513.0813
25.01. | 11 | 1877.0644 | 1366.3625 | 513.0813
25.01. | 12 | 1877.0644 | 1366.3625 | 513.0813
25.01. | 13 | 1877.0644 | 1366.3625 | 513.0813
25.01. | 14 | 1877.0644 | 1366.3625 | 513.0813
25.01. | 15 | 1877.0644 | 1366.3625 | 513.0813
25.01. | 16 | 1877.0644 | 1366.3625 | 513.0813
25.01. | 17 | 1877.0644 | 1366.3625 | 513.0813
25.01. | 18 | 1877.0644 | 1366.3625 | 513.0813
25.01. | 19 | 1877.0644 | 1366.3625 | 513.0813
25.01. | 20 | 1877.0644 | 1366.3625 | 513.0813
25.01. | 21 | 1877.0644 | 1366.3625 | 513.0813
25.01. | 22 | 1877.0644 | 1366.3625 | 513.0813
25.01. | 23 | 1877.0644 | 1366.3625 | 513.0813
25.01. | 24 | 1877.0644 | 1366.3625 | 513.0813
26.01. | 1 | 1877.0644 | 1366.3625 | 513.0813
26.01. | 2 | 1877.0644 | 1366.3625 | 513.0813
26.01. | 3 | 1877.0644 | 1366.3625 | 513.0813
26.01. | 4 | 1877.0644 | 1366.3625 | 513.0813
26.01. | 5 | 1877.0644 | 1366.3625 | 513.0813
26.01. | 6 | 1877.0644 | 1366.3625 | 513.0813
26.01. | 7 | 1877.0644 | 1366.3625 | 513.0813
26.01. | 8 | 1877.0644 | 1366.3625 | 513.0813
26.01. | 9 | 1877.0644 | 1366.3625 | 513.0813
26.01. | 10 | 1877.0644 | 1366.3625 | 513.0813
26.01. | 11 | 1877.0644 | 1366.3625 | 513.0813
26.01. | 12 | 1877.0644 | 1366.3625 | 513.0813
26.01. | 13 | 1877.0644 | 1366.3625 | 513.0813
26.01. | 14 | 1877.0644 | 1366.3625 | 513.0813
26.01. | 15 | 1877.0644 | 1366.3625 | 513.0813
26.01. | 16 | 1877.0644 | 1366.3625 | 513.0813
26.01. | 17 | 1877.0644 | 1366.3625 | 513.0813
26.01. | 18 | 1877.0644 | 1366.3625 | 513.0813
26.01. | 19 | 1877.0644 | 1366.3625 | 513.0813
26.01. | 20 | 1877.0644 | 1366.3625 | 513.0813
26.01. | 21 | 1877.0644 | 1366.3625 | 513.0813
26.01. | 22 | 1877.0644 | 1366.3625 | 513.0813
26.01. | 23 | 1877.0644 | 1366.3625 | 513.0813
26.01. | 24 | 1877.0644 | 1366.3625 | 513.0813
27.01. | 1 | 1877.0644 | 1366.3625 | 513.0813
27.01. | 2 | 1877.0644 | 1366.3625 | 513.0813
27.01. | 3 | 1877.0644 | 1366.3625 | 513.0813
27.01. | 4 | 1877.0644 | 1366.3625 | 513.0813
27.01. | 5 | 1877.0644 | 1366.3625 | 513.0813
27.01. | 6 | 1877.0644 | 1366.3625 | 513.0813
27.01. | 7 | 1877.0644 | 1366.3625 | 513.0813
27.01. | 8 | 1877.0644 | 1366.3625 | 513.0813
27.01. | 9 | 1877.0644 | 1366.3625 | 513.0813
27.01. | 10 | 1877.0644 | 1366.3625 | 513.0813
27.01. | 11 | 1877.0644 | 1366.3625 | 513.0813
27.01. | 12 | 1877.0644 | 1366.3625 | 513.0813
27.01. | 13 | 1877.0644 | 1366.3625 | 513.0813
27.01. | 14 | 1877.0644 | 1366.3625 | 513.0813
27.01. | 15 | 1877.0644 | 1366.3625 | 513.0813
27.01. | 16 | 1877.0644 | 1366.3625 | 513.0813
27.01. | 17 | 1877.0644 | 1366.3625 | 513.0813
27.01. | 18 | 1877.0644 | 1366.3625 | 513.0813
27.01. | 19 | 1877.0644 | 1366.3625 | 513.0813
27.01. | 20 | 1877.0644 | 1366.3625 | 513.0813
27.01. | 21 | 1877.0644 | 1366.3625 | 513.0813
27.01. | 22 | 1877.0644 | 1366.3625 | 513.0813
27.01. | 23 | 1877.0644 | 1366.3625 | 513.0813
27.01. | 24 | 1877.0644 | 1366.3625 | 513.0813
28.01. | 1 | 1877.0644 | 1366.3625 | 513.0813
28.01. | 2 | 1877.0644 | 1366.3625 | 513.0813
28.01. | 3 | 1877.0644 | 1366.3625 | 513.0813
28.01. | 4 | 1877.0644 | 1366.3625 | 513.0813
28.01. | 5 | 1877.0644 | 1366.3625 | 513.0813
28.01. | 6 | 1877.0644 | 1366.3625 | 513.0813
28.01. | 7 | 1877.0644 | 1366.3625 | 513.0813
28.01. | 8 | 1877.0644 | 1366.3625 | 513.0813
28.01. | 9 | 1877.0644 | 1366.3625 | 513.0813
28.01. | 10 | 1877.0644 | 1366.3625 | 513.0813
28.01. | 11 | 1877.0644 | 1366.3625 | 513.0813
28.01. | 12 | 1877.0644 | 1366.3625 | 513.0813
28.01. | 13 | 1877.0644 | 1366.3625 | 513.0813
28.01. | 14 | 1877.0644 | 1366.3625 | 513.0813
28.01. | 15 | 1877.0644 | 1366.3625 | 513.0813
28.01. | 16 | 1877.0644 | 1366.3625 | 513.0813
28.01. | 17 | 1877.0644 | 1366.3625 | 513.0813
28.01. | 18 | 1877.0644 | 1366.3625 | 513.0813
28.01. | 19 | 1877.0644 | 1366.3625 | 513.0813
28.01. | 20 | 1877.0644 | 1366.3625 | 513.0813
28.01. | 21 | 1877.0644 | 1366.3625 | 513.0813
28.01. | 22 | 1877.0644 | 1366.3625 | 513.0813
28.01. | 23 | 1877.0644 | 1366.3625 | 513.0813
28.01. | 24 | 1877.0644 | 1366.3625 | 513.0813
29.01. | 1 | 1877.0644 | 1366.3625 | 513.0813
29.01. | 2 | 1877.0644 | 1366.3625 | 513.0813
29.01. | 3 | 1877.0644 | 1366.3625 | 513.0813
29.01. | 4 | 1877.0644 | 1366.3625 | 513.0813
29.01. | 5 | 1877.0644 | 1366.3625 | 513.0813
29.01. | 6 | 1877.0644 | 1366.3625 | 513.0813
29.01. | 7 | 1877.0644 | 1366.3625 | 513.0813
29.01. | 8 | 1877.0644 | 1366.3625 | 513.0813
29.01. | 9 | 1877.0644 | 1366.3625 | 513.0813
29.01. | 10 | 1877.0644 | 1366.3625 | 513.0813
29.01. | 11 | 1877.0644 | 1366.3625 | 513.0813
29.01. | 12 | 1877.0644 | 1366.3625 | 513.0813
29.01. | 13 | 1877.0644 | 1366.3625 | 513.0813
29.01. | 14 | 1877.0644 | 1366.3625 | 513.0813
29.01. | 15 | 1877.0644 | 1366.3625 | 513.0813
29.01. | 16 | 1877.0644 | 1366.3625 | 513.0813
29.01. | 17 | 1877.0644 | 1366.3625 | 513.0813
29.01. | 18 | 1877.0644 | 1366.3625 | 513.0813
29.01. | 19 | 1877.0644 | 1366.3625 | 513.0813
29.01. | 20 | 1877.0644 | 1366.3625 | 513.0813
29.01. | 21 | 1877.0644 | 1366.3625 | 513.0813
29.01. | 22 | 1877.0644 | 1366.3625 | 513.0813
29.01. | 23 | 1877.0644 | 1366.3625 | 513.0813
29.01. | 24 | 1877.0644 | 1366.3625 | 513.0813
30.01. | 1 | 1877.0644 | 1366.3625 | 513.0813
30.01. | 2 | 1877.0644 | 1366.3625 | 513.0813
30.01. | 3 | 1877.0644 | 1366.3625 | 513.0813
30.01. | 4 | 1877.0644 | 1366.3625 | 513.0813
30.01. | 5 | 1877.0644 | 1366.3625 | 513.0813
30.01. | 6 | 1877.0644 | 1366.3625 | 513.0813
30.01. | 7 | 1877.0644 | 1366.3625 | 513.0813
30.01. | 8 | 1877.0644 | 1366.3625 | 513.0813
30.01. | 9 | 1877.0644 | 1366.3625 | 513.0813
30.01. | 10 | 1877.0644 | 1366.3625 | 513.0813
30.01. | 11 | 1877.0644 | 1366.3625 | 513.0813
30.01. | 12 | 1877.0644 | 1366.3625 | 513.0813
30.01. | 13 | 1877.0644 | 1366.3625 | 513.0813
30.01. | 14 | 1877.0644 | 1366.3625 | 513.0813
30.01. | 15 | 1877.0644 | 1366.3625 | 513.0813
30.01. | 16 | 1877.0644 | 1366.3625 | 513.0813
30.01. | 17 | 1877.0644 | 1366.3625 | 513.0813
30.01. | 18 | 1877.0644 | 1366.3625 | 513.0813
30.01. | 19 | 1877.0644 | 1366.3625 | 513.0813
30.01. | 20 | 1877.0644 | 1366.3625 | 513.0813
30.01. | 21 | 1877.0644 | 1366.3625 | 513.0813
30.01. | 22 | 1877.0644 | 1366.3625 | 513.0813
30.01. | 23 | 1877.0644 | 1366.3625 | 513.0813
30.01. | 24 | 1877.0644 | 1366.3625 | 513.0813
31.01. | 1 | 1877.0644 | 1366.3625 | 513.0813
31.01. | 2 | 1877.0644 | 1366.3625 | 513.0813
31.01. | 3 | 1877.0644 | 1366.3625 | 513.0813
31.01. | 4 | 1877.0644 | 1366.3625 | 513.0813
31.01. | 5 | 1877.0644 | 1366.3625 | 513.0813
31.01. | 6 | 1877.0644 | 1366.3625 | 513.0813
31.01. | 7 | 1877.0644 | 1366.3625 | 513.0813
31.01. | 8 | 1877.0644 | 1366.3625 | 513.0813
31.01. | 9 | 1877.0644 | 1366.3625 | 513.0813
31.01. | 10 | 1877.0644 | 1366.3625 | 513.0813
31.01. | 11 | 1877.0644 | 1366.3625 | 513.0813
31.01. | 12 | 1877.0644 | 1366.3625 | 513.0813
31.01. | 13 | 1877.0644 | 1366.3625 | 513.0813
31.01. | 14 | 1877.0644 | 1366.3625 | 513.0813
31.01. | 15 | 1877.0644 | 1366.3625 | 513.0813
31.01. | 16 | 1877.0644 | 1366.3625 | 513.0813
31.01. | 17 | 1877.0644 | 1366.3625 | 513.0813
31.01. | 18 | 1877.0644 | 1366.3625 | 513.0813
31.01. | 19 | 1877.0644 | 1366.3625 | 513.0813
31.01. | 20 | 1877.0644 | 1366.3625 | 513.0813
31.01. | 21 | 1877.0644 | 1366.3625 | 513.0813
31.01. | 22 | 1877.0644 | 1366.3625 | 513.0813
31.01. | 23 | 1877.0644 | 1366.3625 | 513.0813
31.01. | 24 | 1877.0644 | 1366.3625 | 513.0813
01.02. | 1 | 1877.0644 | 1366.3625 | 513.0813
01.02. | 2 | 1877.0644 | 1366.3625 | 513.0813
01.02. | 3 | 1877.0644 | 1366.3625 | 513.0813
01.02. | 4 | 1877.0644 | 1366.3625 | 513.0813
01.02. | 5 | 1877.0644 | 1366.3625 | 513.0813
01.02. | 6 | 1877.0644 | 1366.3625 | 513.0813
01.02. | 7 | 1877.0644 | 1366.3625 | 513.0813
01.02. | 8 | 1877.0644 | 1366.3625 | 513.0813
01.02. | 9 | 1877.0644 | 1366.3625 | 513.0813
01.02. | 10 | 1877.0644 | 1366.3625 | 513.0813
01.02. | 11 | 1877.0644 | 1366.3625 | 513.0813
01.02. | 12 | 1877.0644 | 1366.3625 | 513.0813
01.02. | 13 | 1877.0644 | 1366.3625 | 513.0813
01.02. | 14 | 1877.0644 | 1366.3625 | 513.0813
01.02. | 15 | 1877.0644 | 1366.3625 | 513.0813
01.02. | 16 | 1877.0644 | 1366.3625 | 513.0813
01.02. | 17 | 1877.0644 | 1366.3625 | 513.0813
01.02. | 18 | 1877.0644 | 1366.3625 | 513.0813
01.02. | 19 | 1877.0644 | 1366.3625 | 513.0813
01.02. | 20 | 1877.0644 | 1366.3625 | 513.0813
01.02. | 21 | 1877.0644 | 1366.3625 | 513.0813
01.02. | 22 | 1877.0644 | 1366.3625 | 513.0813
01.02. | 23 | 1877.0644 | 1366.3625 | 513.0813
01.02. | 24 | 1877.0644 | 1366.3625 | 513.0813
02.02. | 1 | 1877.0644 | 1366.3625 | 513.0813
02.02. | 2 | 1877.0644 | 1366.3625 | 513.0813
02.02. | 3 | 1877.0644 | 1366.3625 | 513.0813
02.02. | 4 | 1877.0644 | 1366.3625 | 513.0813
02.02. | 5 | 1877.0644 | 1366.3625 | 513.0813
02.02. | 6 | 1877.0644 | 1366.3625 | 513.0813
02.02. | 7 | 1877.0644 | 1366.3625 | 513.0813
02.02. | 8 | 1877.0644 | 1366.3625 | 513.0813
02.02. | 9 | 1877.0644 | 1366.3625 | 513.0813
02.02. | 10 | 1877.0644 | 1366.3625 | 513.0813
02.02. | 11 | 1877.0644 | 1366.3625 | 513.0813
02.02. | 12 | 1877.0644 | 1366.3625 | 513.0813
02.02. | 13 | 1877.0644 | 1366.3625 | 513.0813
02.02. | 14 | 1877.0644 | 1366.3625 | 513.0813
02.02. | 15 | 1877.0644 | 1366.3625 | 513.0813
02.02. | 16 | 1877.0644 | 1366.3625 | 513.0813
02.02. | 17 | 1877.0644 | 1366.3625 | 513.0813
02.02. | 18 | 1877.0644 | 1366.3625 | 513.0813
02.02. | 19 | 1877.0644 | 1366.3625 | 513.0813
02.02. | 20 | 1877.0644 | 1366.3625 | 513.0813
02.02. | 21 | 1877.0644 | 1366.3625 | 513.0813
02.02. | 22 | 1877.0644 | 1366.3625 | 513.0813
02.02. | 23 | 1877.0644 | 1366.3625 | 513.0813
02.02. | 24 | 1877.0644 | 1366.3625 | 513.0813
03.02. | 1 | 1877.0644 | 1366.3625 | 513.0813
03.02. | 2 | 1877.0644 | 1366.3625 | 513.0813
03.02. | 3 | 1877.0644 | 1366.3625 | 513.0813
03.02. | 4 | 1877.0644 | 1366.3625 | 513.0813
03.02. | 5 | 1877.0644 | 1366.3625 | 513.0813
03.02. | 6 | 1877.0644 | 1366.3625 | 513.0813
03.02. | 7 | 1877.0644 | 1366.3625 | 513.0813
03.02. | 8 | 1877.0644 | 1366.3625 | 513.0813
03.02. | 9 | 1877.0644 | 1366.3625 | 513.0813
03.02. | 10 | 1877.0644 | 1366.3625 | 513.0813
03.02. | 11 | 1877.0644 | 1366.3625 | 513.0813
03.02. | 12 | 1877.0644 | 1366.3625 | 513.0813
03.02. | 13 | 1877.0644 | 1366.3625 | 513.0813
03.02. | 14 | 1877.0644 | 1366.3625 | 513.0813
03.02. | 15 | 1877.0644 | 1366.3625 | 513.0813
03.02. | 16 | 1877.0644 | 1366.3625 | 513.0813
03.02. | 17 | 1877.0644 | 1366.3625 | 513.0813
03.02. | 18 | 1877.0644 | 1366.3625 | 513.0813
03.02. | 19 | 1877.0644 | 1366.3625 | 513.0813
03.02. | 20 | 1877.0644 | 1366.3625 | 513.0813
03.02. | 21 | 1877.0644 | 1366.3625 | 513.0813
03.02. | 22 | 1877.0644 | 1366.3625 | 513.0813
03.02. | 23 | 1877.0644 | 1366.3625 | 513.0813
03.02. | 24 | 1877.0644 | 1366.3625 | 513.0813
04.02. | 1 | 1877.0644 | 1366.3625 | 513.0813
04.02. | 2 | 1877.0644 | 1366.3625 | 513.0813
04.02. | 3 | 1877.0644 | 1366.3625 | 513.0813
04.02. | 4 | 1877.0644 | 1366.3625 | 513.0813
04.02. | 5 | 1877.0644 | 1366.3625 | 513.0813
04.02. | 6 | 1877.0644 | 1366.3625 | 513.0813
04.02. | 7 | 1877.0644 | 1366.3625 | 513.0813
04.02. | 8 | 1877.0644 | 1366.3625 | 513.0813
04.02. | 9 | 1877.0644 | 1366.3625 | 513.0813
04.02. | 10 | 1877.0644 | 1366.3625 | 513.0813
04.02. | 11 | 1877.0644 | 1366.3625 | 513.0813
04.02. | 12 | 1877.0644 | 1366.3625 | 513.0813
04.02. | 13 | 1877.0644 | 1366.3625 | 513.0813
04.02. | 14 | 1877.0644 | 1366.3625 | 513.0813
04.02. | 15 | 1877.0644 | 1366.3625 | 513.0813
04.02. | 16 | 1877.0644 | 1366.3625 | 513.0813
04.02. | 17 | 1877.0644 | 1366.3625 | 513.0813
04.02. | 18 | 1877.0644 | 1366.3625 | 513.0813
04.02. | 19 | 1877.0644 | 1366.3625 | 513.0813
04.02. | 20 | 1877.0644 | 1366.3625 | 513.0813
04.02. | 21 | 1877.0644 | 1366.3625 | 513.0813
04.02. | 22 | 1877.0644 | 1366.3625 | 513.0813
04.02. | 23 | 1877.0644 | 1366.3625 | 513.0813
04.02. | 24 | 1877.0644 | 1366.3625 | 513.0813
05.02. | 1 | 1877.0644 | 1366.3625 | 513.0813
05.02. | 2 | 1877.0644 | 1366.3625 | 513.0813
05.02. | 3 | 1877.0644 | 1366.3625 | 513.0813
05.02. | 4 | 1877.0644 | 1366.3625 | 513.0813
05.02. | 5 | 1877.0644 | 1366.3625 | 513.0813
05.02. | 6 | 1877.0644 | 1366.3625 | 513.0813
05.02. | 7 | 1877.0644 | 1366.3625 | 513.0813
05.02. | 8 | 1877.0644 | 1366.3625 | 513.0813
05.02. | 9 | 1877.0644 | 1366.3625 | 513.0813
05.02. | 10 | 1877.0644 | 1366.3625 | 513.0813
05.02. | 11 | 1877.0644 | 1366.3625 | 513.0813
05.02. | 12 | 1877.0644 | 1366.3625 | 513.0813
05.02. | 13 | 1877.0644 | 1366.3625 | 513.0813
05.02. | 14 | 1877.0644 | 1366.3625 | 513.0813
05.02. | 15 | 1877.0644 | 1366.3625 | 513.0813
05.02. | 16 | 1877.0644 | 1366.3625 | 513.0813
05.02. | 17 | 1877.0644 | 1366.3625 | 513.0813
05.02. | 18 | 1877.0644 | 1366.3625 | 513.0813
05.02. | 19 | 1877.0644 | 1366.3625 | 513.0813
05.02. | 20 | 1877.0644 | 1366.3625 | 513.0813
05.02. | 21 | 1877.0644 | 1366.3625 | 513.0813
05.02. | 22 | 1877.0644 | 1366.3625 | 513.0813
05.02. | 23 | 1877.0644 | 1366.3625 | 513.0813
05.02. | 24 | 1877.0644 | 1366.3625 | 513.0813
06.02. | 1 | 1877.0644 | 1366.3625 | 513.0813
06.02. | 2 | 1877.0644 | 1366.3625 | 513.0813
06.02. | 3 | 1877.0644 | 1366.3625 | 513.0813
06.02. | 4 | 1877.0644 | 1366.3625 | 513.0813
06.02. | 5 | 1877.0644 | 1366.3625 | 513.0813
06.02. | 6 | 1877.0644 | 1366.3625 | 513.0813
06.02. | 7 | 1877.0644 | 1366.3625 | 513.0813
06.02. | 8 | 1877.0644 | 1366.3625 | 513.0813
06.02. | 9 | 1877.0644 | 1366.3625 | 513.0813
06.02. | 10 | 1877.0644 | 1366.3625 | 513.0813
06.02. | 11 | 1877.0644 | 1366.3625 | 513.0813
06.02. | 12 | 1877.0644 | 1366.3625 | 513.0813
06.02. | 13 | 1877.0644 | 1366.3625 | 513.0813
06.02. | 14 | 1877.0644 | 1366.3625 | 513.0813
06.02. | 15 | 1877.0644 | 1366.3625 | 513.0813
06.02. | 16 | 1877.0644 | 1366.3625 | 513.0813
06.02. | 17 | 1877.0644 | 1366.3625 | 513.0813
06.02. | 18 | 1877.0644 | 1366.3625 | 513.0813
06.02. | 19 | 1877.0644 | 1366.3625 | 513.0813
06.02. | 20 | 1877.0644 | 1366.3625 | 513.0813
06.02. | 21 | 1877.0644 | 1366.3625 | 513.0813
06.02. | 22 | 1877.0644 | 1366.3625 | 513.0813
06.02. | 23 | 1877.0644 | 1366.3625 | 513.0813
06.02. | 24 | 1877.0644 | 1366.3625 | 513.0813
07.02. | 1 | 1877.0644 | 1366.3625 | 513.0813
07.02. | 2 | 1877.0644 | 1366.3625 | 513.0813
07.02. | 3 | 1877.0644 | 1366.3625 | 513.0813
07.02. | 4 | 1877.0644 | 1366.3625 | 513.0813
07.02. | 5 | 1877.0644 | 1366.3625 | 513.0813
07.02. | 6 | 1877.0644 | 1366.3625 | 513.0813
07.02. | 7 | 1877.0644 | 1366.3625 | 513.0813
07.02. | 8 | 1877.0644 | 1366.3625 | 513.0813
07.02. | 9 | 1877.0644 | 1366.3625 | 513.0813
07.02. | 10 | 1877.0644 | 1366.3625 | 513.0813
07.02. | 11 | 1877.0644 | 1366.3625 | 513.0813
07.02. | 12 | 1877.0644 | 1366.3625 | 513.0813
07.02. | 13 | 1877.0644 | 1366.3625 | 513.0813
07.02. | 14 | 1877.0644 | 1366.3625 | 513.0813
07.02. | 15 | 1877.0644 | 1366.3625 | 513.0813
07.02. | 16 | 1877.0644 | 1366.3625 | 513.0813
07.02. | 17 | 1877.0644 | 1366.3625 | 513.0813
07.02. | 18 | 1877.0644 | 1366.3625 | 513.0813
07.02. | 19 | 1877.0644 | 1366.3625 | 513.0813
07.02. | 20 | 1877.0644 | 1366.3625 | 513.0813
07.02. | 21 | 1877.0644 | 1366.3625 | 513.0813
07.02. | 22 | 1877.0644 | 1366.3625 | 513.0813
07.02. | 23 | 1877.0644 | 1366.3625 | 513.0813
07.02. | 24 | 1877.0644 | 1366.3625 | 513.0813
08.02. | 1 | 1877.0644 | 1366.3625 | 513.0813
08.02. | 2 | 1877.0644 | 1366.3625 | 513.0813
08.02. | 3 | 1877.0644 | 1366.3625 | 513.0813
08.02. | 4 | 1877.0644 | 1366.3625 | 513.0813
08.02. | 5 | 1877.0644 | 1366.3625 | 513.0813
08.02. | 6 | 1877.0644 | 1366.3625 | 513.0813
08.02. | 7 | 1877.0644 | 1366.3625 | 513.0813
08.02. | 8 | 1877.0644 | 1366.3625 | 513.0813
08.02. | 9 | 1877.0644 | 1366.3625 | 513.0813
08.02. | 10 | 1877.0644 | 1366.3625 | 513.0813
08.02. | 11 | 1877.0644 | 1366.3625 | 513.0813
08.02. | 12 | 1877.0644 | 1366.3625 | 513.0813
08.02. | 13 | 1877.0644 | 1366.3625 | 513.0813
08.02. | 14 | 1877.0644 | 1366.3625 | 513.0813
08.02. | 15 | 1877.0644 | 1366.3625 | 513.0813
08.02. | 16 | 1877.0644 | 1366.3625 | 513.0813
08.02. | 17 | 1877.0644 | 1366.3625 | 513.0813
08.02. | 18 | 1877.0644 | 1366.3625 | 513.0813
08.02. | 19 | 1877.0644 | 1366.3625 | 513.0813
08.02. | 20 | 1877.0644 | 1366.3625 | 513.0813
08.02. | 21 | 1877.0644 | 1366.3625 | 513.0813
08.02. | 22 | 1877.0644 | 1366.3625 | 513.0813
08.02. | 23 | 1877.0644 | 1366.3625 | 513.0813
08.02. | 24 | 1877.0644 | 1366.3625 | 513.0813
09.02. | 1 | 1877.0644 | 1366.3625 | 513.0813
09.02. | 2 | 1877.0644 | 1366.3625 | 513.0813
09.02. | 3 | 1877.0644 | 1366.3625 | 513.0813
09.02. | 4 | 1877.0644 | 1366.3625 | 513.0813
09.02. | 5 | 1877.0644 | 1366.3625 | 513.0813
09.02. | 6 | 1877.0644 | 1366.3625 | 513.0813
09.02. | 7 | 1877.0644 | 1366.3625 | 513.0813
09.02. | 8 | 1877.0644 | 1366.3625 | 513.0813
09.02. | 9 | 1877.0644 | 1366.3625 | 513.0813
09.02. | 10 | 1877.0644 | 1366.3625 | 513.0813
09.02. | 11 | 1877.0644 | 1366.3625 | 513.0813
09.02. | 12 | 1877.0644 | 1366.3625 | 513.0813
09.02. | 13 | 1877.0644 | 1366.3625 | 513.0813
09.02. | 14 | 1877.0644 | 1366.3625 | 513.0813
09.02. | 15 | 1877.0644 | 1366.3625 | 513.0813
09.02. | 16 | 1877.0644 | 1366.3625 | 513.0813
09.02. | 17 | 1877.0644 | 1366.3625 | 513.0813
09.02. | 18 | 1877.0644 | 1366.3625 | 513.0813
09.02. | 19 | 1877.0644 | 1366.3625 | 513.0813
09.02. | 20 | 1877.0644 | 1366.3625 | 513.0813
09.02. | 21 | 1877.0644 | 1366.3625 | 513.0813
09.02. | 22 | 1877.0644 | 1366.3625 | 513.0813
09.02. | 23 | 1877.0644 | 1366.3625 | 513.0813
09.02. | 24 | 1877.0644 | 1366.3625 | 513.0813
10.02. | 1 | 1877.0644 | 1366.3625 | 513.0813
10.02. | 2 | 1877.0644 | 1366.3625 | 513.0813
10.02. | 3 | 1877.0644 | 1366.3625 | 513.0813
10.02. | 4 | 1877.0644 | 1366.3625 | 513.0813
10.02. | 5 | 1877.0644 | 1366.3625 | 513.0813
10.02. | 6 | 1877.0644 | 1366.3625 | 513.0813
10.02. | 7 | 1877.0644 | 1366.3625 | 513.0813
10.02. | 8 | 1877.0644 | 1366.3625 | 513.0813
10.02. | 9 | 1877.0644 | 1366.3625 | 513.0813
10.02. | 10 | 1877.0644 | 1366.3625 | 513.0813
10.02. | 11 | 1877.0644 | 1366.3625 | 513.0813
10.02. | 12 | 1877.0644 | 1366.3625 | 513.0813
10.02. | 13 | 1877.0644 | 1366.3625 | 513.0813
10.02. | 14 | 1877.0644 | 1366.3625 | 513.0813
10.02. | 15 | 1877.0644 | 1366.3625 | 513.0813
10.02. | 16 | 1877.0644 | 1366.3625 | 513.0813
10.02. | 17 | 1877.0644 | 1366.3625 | 513.0813
10.02. | 18 | 1877.0644 | 1366.3625 | 513.0813
10.02. | 19 | 1877.0644 | 1366.3625 | 513.0813
10.02. | 20 | 1877.0644 | 1366.3625 | 513.0813
10.02. | 21 | 1877.0644 | 1366.3625 | 513.0813
10.02. | 22 | 1877.0644 | 1366.3625 | 513.0813
10.02. | 23 | 1877.0644 | 1366.3625 | 513.0813
10.02. | 24 | 1877.0644 | 1366.3625 | 513.0813
11.02. | 1 | 1877.0644 | 1366.3625 | 513.0813
11.02. | 2 | 1877.0644 | 1366.3625 | 513.0813
11.02. | 3 | 1877.0644 | 1366.3625 | 513.0813
11.02. | 4 | 1877.0644 | 1366.3625 | 513.0813
11.02. | 5 | 1877.0644 | 1366.3625 | 513.0813
11.02. | 6 | 1877.0644 | 1366.3625 | 513.0813
11.02. | 7 | 1877.0644 | 1366.3625 | 513.0813
11.02. | 8 | 1877.0644 | 1366.3625 | 513.0813
11.02. | 9 | 1877.0644 | 1366.3625 | 513.0813
11.02. | 10 | 1877.0644 | 1366.3625 | 513.0813
11.02. | 11 | 1877.0644 | 1366.3625 | 513.0813
11.02. | 12 | 1877.0644 | 1366.3625 | 513.0813
11.02. | 13 | 1877.0644 | 1366.3625 | 513.0813
11.02. | 14 | 1877.0644 | 1366.3625 | 513.0813
11.02. | 15 | 1877.0644 | 1366.3625 | 513.0813
11.02. | 16 | 1877.0644 | 1366.3625 | 513.0813
11.02. | 17 | 1877.0644 | 1366.3625 | 513.0813
11.02. | 18 | 1877.0644 | 1366.3625 | 513.0813
11.02. | 19 | 1877.0644 | 1366.3625 | 513.0813
11.02. | 20 | 1877.0644 | 1366.3625 | 513.0813
11.02. | 21 | 1877.0644 | 1366.3625 | 513.0813
11.02. | 22 | 1877.0644 | 1366.3625 | 513.0813
11.02. | 23 | 1877.0644 | 1366.3625 | 513.0813
11.02. | 24 | 1877.0644 | 1366.3625 | 513.0813
12.02. | 1 | 1877.0644 | 1366.3625 | 513.0813
12.02. | 2 | 1877.0644 | 1366.3625 | 513.0813
12.02. | 3 | 1877.0644 | 1366.3625 | 513.0813
12.02. | 4 | 1877.0644 | 1366.3625 | 513.0813
12.02. | 5 | 1877.0644 | 1366.3625 | 513.0813
12.02. | 6 | 1877.0644 | 1366.3625 | 513.0813
12.02. | 7 | 1877.0644 | 1366.3625 | 513.0813
12.02. | 8 | 1877.0644 | 1366.3625 | 513.0813
12.02. | 9 | 1877.0644 | 1366.3625 | 513.0813
12.02. | 10 | 1877.0644 | 1366.3625 | 513.0813
12.02. | 11 | 1877.0644 | 1366.3625 | 513.0813
12.02. | 12 | 1877.0644 | 1366.3625 | 513.0813
12.02. | 13 | 1877.0644 | 1366.3625 | 513.0813
12.02. | 14 | 1877.0644 | 1366.3625 | 513.0813
12.02. | 15 | 1877.0644 | 1366.3625 | 513.0813
12.02. | 16 | 1877.0644 | 1366.3625 | 513.0813
12.02. | 17 | 1877.0644 | 1366.3625 | 513.0813
12.02. | 18 | 1877.0644 | 1366.3625 | 513.0813
12.02. | 19 | 1877.0644 | 1366.3625 | 513.0813
12.02. | 20 | 1877.0644 | 1366.3625 | 513.0813
12.02. | 21 | 1877.0644 | 1366.3625 | 513.0813
12.02. | 22 | 1877.0644 | 1366.3625 | 513.0813
12.02. | 23 | 1877.0644 | 1366.3625 | 513.0813
12.02. | 24 | 1877.0644 | 1366.3625 | 513.0813
13.02. | 1 | 1877.0644 | 1366.3625 | 513.0813
13.02. | 2 | 1877.0644 | 1366.3625 | 513.0813
13.02. | 3 | 1877.0644 | 1366.3625 | 513.0813
13.02. | 4 | 1877.0644 | 1366.3625 | 513.0813
13.02. | 5 | 1877.0644 | 1366.3625 | 513.0813
13.02. | 6 | 1877.0644 | 1366.3625 | 513.0813
13.02. | 7 | 1877.0644 | 1366.3625 | 513.0813
13.02. | 8 | 1877.0644 | 1366.3625 | 513.0813
13.02. | 9 | 1877.0644 | 1366.3625 | 513.0813
13.02. | 10 | 1877.0644 | 1366.3625 | 513.0813
13.02. | 11 | 1877.0644 | 1366.3625 | 513.0813
13.02. | 12 | 1877.0644 | 1366.3625 | 513.0813
13.02. | 13 | 1877.0644 | 1366.3625 | 513.0813
13.02. | 14 | 1877.0644 | 1366.3625 | 513.0813
13.02. | 15 | 1877.0644 | 1366.3625 | 513.0813
13.02. | 16 | 1877.0644 | 1366.3625 | 513.0813
13.02. | 17 | 1877.0644 | 1366.3625 | 513.0813
13.02. | 18 | 1877.0644 | 1366.3625 | 513.0813
13.02. | 19 | 1877.0644 | 1366.3625 | 513.0813
13.02. | 20 | 1877.0644 | 1366.3625 | 513.0813
13.02. | 21 | 1877.0644 | 1366.3625 | 513.0813
13.02. | 22 | 1877.0644 | 1366.3625 | 513.0813
13.02. | 23 | 1877.0644 | 1366.3625 | 513.0813
13.02. | 24 | 1877.0644 | 1366.3625 | 513.0813
14.02. | 1 | 1877.0644 | 1366.3625 | 513.0813
14.02. | 2 | 1877.0644 | 1366.3625 | 513.0813
14.02. | 3 | 1877.0644 | 1366.3625 | 513.0813
14.02. | 4 | 1877.0644 | 1366.3625 | 513.0813
14.02. | 5 | 1877.0644 | 1366.3625 | 513.0813
14.02. | 6 | 1877.0644 | 1366.3625 | 513.0813
14.02. | 7 | 1877.0644 | 1366.3625 | 513.0813
14.02. | 8 | 1877.0644 | 1366.3625 | 513.0813
14.02. | 9 | 1877.0644 | 1366.3625 | 513.0813
14.02. | 10 | 1877.0644 | 1366.3625 | 513.0813
14.02. | 11 | 1877.0644 | 1366.3625 | 513.0813
14.02. | 12 | 1877.0644 | 1366.3625 | 513.0813
14.02. | 13 | 1877.0644 | 1366.3625 | 513.0813
14.02. | 14 | 1877.0644 | 1366.3625 | 513.0813
14.02. | 15 | 1877.0644 | 1366.3625 | 513.0813
14.02. | 16 | 1877.0644 | 1366.3625 | 513.0813
14.02. | 17 | 1877.0644 | 1366.3625 | 513.0813
14.02. | 18 | 1877.0644 | 1366.3625 | 513.0813
14.02. | 19 | 1877.0644 | 1366.3625 | 513.0813
14.02. | 20 | 1877.0644 | 1366.3625 | 513.0813
14.02. | 21 | 1877.0644 | 1366.3625 | 513.0813
14.02. | 22 | 1877.0644 | 1366.3625 | 513.0813
14.02. | 23 | 1877.0644 | 1366.3625 | 513.0813
14.02. | 24 | 1877.0644 | 1366.3625 | 513.0813
15.02. | 1 | 1877.0644 | 1366.3625 | 513.0813
15.02. | 2 | 1877.0644 | 1366.3625 | 513.0813
15.02. | 3 | 1877.0644 | 1366.3625 | 513.0813
15.02. | 4 | 1877.0644 | 1366.3625 | 513.0813
15.02. | 5 | 1877.0644 | 1366.3625 | 513.0813
15.02. | 6 | 1877.0644 | 1366.3625 | 513.0813
15.02. | 7 | 1877.0644 | 1366.3625 | 513.0813
15.02. | 8 | 1877.0644 | 1366.3625 | 513.0813
15.02. | 9 | 1877.0644 | 1366.3625 | 513.0813
15.02. | 10 | 1877.0644 | 1366.3625 | 513.0813
15.02. | 11 | 1877.0644 | 1366.3625 | 513.0813
15.02. | 12 | 1877.0644 | 1366.3625 | 513.0813
15.02. | 13 | 1877.0644 | 1366.3625 | 513.0813
15.02. | 14 | 1877.0644 | 1366.3625 | 513.0813
15.02. | 15 | 1877.0644 | 1366.3625 | 513.0813
15.02. | 16 | 1877.0644 | 1366.3625 | 513.0813
15.02. | 17 | 1877.0644 | 1366.3625 | 513.0813
15.02. | 18 | 1877.0644 | 1366.3625 | 513.0813
15.02. | 19 | 1877.0644 | 1366.3625 | 513.0813
15.02. | 20 | 1877.0644 | 1366.3625 | 513.0813
15.02. | 21 | 1877.0644 | 1366.3625 | 513.0813
15.02. | 22 | 1877.0644 | 1366.3625 | 513.0813
15.02. | 23 | 1877.0644 | 1366.3625 | 513.0813
15.02. | 24 | 1877.0644 | 1366.3625 | 513.0813
16.02. | 1 | 1877.0644 | 1366.3625 | 513.0813
16.02. | 2 | 1877.0644 | 1366.3625 | 513.0813
16.02. | 3 | 1877.0644 | 1366.3625 | 513.0813
16.02. | 4 | 1877.0644 | 1366.3625 | 513.0813
16.02. | 5 | 1877.0644 | 1366.3625 | 513.0813
16.02. | 6 | 1877.0644 | 1366.3625 | 513.0813
16.02. | 7 | 1877.0644 | 1366.3625 | 513.0813
16.02. | 8 | 1877.0644 | 1366.3625 | 513.0813
16.02. | 9 | 1877.0644 | 1366.3625 | 513.0813
16.02. | 10 | 1877.0644 | 1366.3625 | 513.0813
16.02. | 11 | 1877.0644 | 1366.3625 | 513.0813
16.02. | 12 | 1877.0644 | 1366.3625 | 513.0813
16.02. | 13 | 1877.0644 | 1366.3625 | 513.0813
16.02. | 14 | 1877.0644 | 1366.3625 | 513.0813
16.02. | 15 | 1877.0644 | 1366.3625 | 513.0813
16.02. | 16 | 1877.0644 | 1366.3625 | 513.0813
16.02. | 17 | 1877.0644 | 1366.3625 | 513.0813
16.02. | 18 | 1877.0644 | 1366.3625 | 513.0813
16.02. | 19 | 1877.0644 | 1366.3625 | 513.0813
16.02. | 20 | 1877.0644 | 1366.3625 | 513.0813
16.02. | 21 | 1877.0644 | 1366.3625 | 513.0813
16.02. | 22 | 1877.0644 | 1366.3625 | 513.0813
16.02. | 23 | 1877.0644 | 1366.3625 | 513.0813
16.02. | 24 | 1877.0644 | 1366.3625 | 513.0813
17.02. | 1 | 1877.0644 | 1366.3625 | 513.0813
17.02. | 2 | 1877.0644 | 1366.3625 | 513.0813
17.02. | 3 | 1877.0644 | 1366.3625 | 513.0813
17.02. | 4 | 1877.0644 | 1366.3625 | 513.0813
17.02. | 5 | 1877.0644 | 1366.3625 | 513.0813
17.02. | 6 | 1877.0644 | 1366.3625 | 513.0813
17.02. | 7 | 1877.0644 | 1366.3625 | 513.0813
17.02. | 8 | 1877.0644 | 1366.3625 | 513.0813
17.02. | 9 | 1877.0644 | 1366.3625 | 513.0813
17.02. | 10 | 1877.0644 | 1366.3625 | 513.0813
17.02. | 11 | 1877.0644 | 1366.3625 | 513.0813
17.02. | 12 | 1877.0644 | 1366.3625 | 513.0813
17.02. | 13 | 1877.0644 | 1366.3625 | 513.0813
17.02. | 14 | 1877.0644 | 1366.3625 | 513.0813
17.02. | 15 | 1877.0644 | 1366.3625 | 513.0813
17.02. | 16 | 1877.0644 | 1366.3625 | 513.0813
17.02. | 17 | 1877.0644 | 1366.3625 | 513.0813
17.02. | 18 | 1877.0644 | 1366.3625 | 513.0813
17.02. | 19 | 1877.0644 | 1366.3625 | 513.0813
17.02. | 20 | 1877.0644 | 1366.3625 | 513.0813
17.02. | 21 | 1877.0644 | 1366.3625 | 513.0813
17.02. | 22 | 1877.0644 | 1366.3625 | 513.0813
17.02. | 23 | 1877.0644 | 1366.3625 | 513.0813
17.02. | 24 | 1877.0644 | 1366.3625 | 513.0813
18.02. | 1 | 1877.0644 | 1366.3625 | 513.0813
18.02. | 2 | 1877.0644 | 1366.3625 | 513.0813
18.02. | 3 | 1877.0644 | 1366.3625 | 513.0813
18.02. | 4 | 1877.0644 | 1366.3625 | 513.0813
18.02. | 5 | 1877.0644 | 1366.3625 | 513.0813
18.02. | 6 | 1877.0644 | 1366.3625 | 513.0813
18.02. | 7 | 1877.0644 | 1366.3625 | 513.0813
18.02. | 8 | 1877.0644 | 1366.3625 | 513.0813
18.02. | 9 | 1877.0644 | 1366.3625 | 513.0813
18.02. | 10 | 1877.0644 | 1366.3625 | 513.0813
18.02. | 11 | 1877.0644 | 1366.3625 | 513.0813
18.02. | 12 | 1877.0644 | 1366.3625 | 513.0813
18.02. | 13 | 1877.0644 | 1366.3625 | 513.0813
18.02. | 14 | 1877.0644 | 1366.3625 | 513.0813
18.02. | 15 | 1877.0644 | 1366.3625 | 513.0813
18.02. | 16 | 1877.0644 | 1366.3625 | 513.0813
18.02. | 17 | 1877.0644 | 1366.3625 | 513.0813
18.02. | 18 | 1877.0644 | 1366.3625 | 513.0813
18.02. | 19 | 1877.0644 | 1366.3625 | 513.0813
18.02. | 20 | 1877.0644 | 1366.3625 | 513.0813
18.02. | 21 | 1877.0644 | 1366.3625 | 513.0813
18.02. | 22 | 1877.0644 | 1366.3625 | 513.0813
18.02. | 23 | 1877.0644 | 1366.3625 | 513.0813
18.02. | 24 | 1877.0644 | 1366.3625 | 513.0813
19.02. | 1 | 1877.0644 | 1366.3625 | 513.0813
19.02. | 2 | 1877.0644 | 1366.3625 | 513.0813
19.02. | 3 | 1877.0644 | 1366.3625 | 513.0813
19.02. | 4 | 1877.0644 | 1366.3625 | 513.0813
19.02. | 5 | 1877.0644 | 1366.3625 | 513.0813
19.02. | 6 | 1877.0644 | 1366.3625 | 513.0813
19.02. | 7 | 1877.0644 | 1366.3625 | 513.0813
19.02. | 8 | 1877.0644 | 1366.3625 | 513.0813
19.02. | 9 | 1877.0644 | 1366.3625 | 513.0813
19.02. | 10 | 1877.0644 | 1366.3625 | 513.0813
19.02. | 11 | 1877.0644 | 1366.3625 | 513.0813
19.02. | 12 | 1877.0644 | 1366.3625 | 513.0813
19.02. | 13 | 1877.0644 | 1366.3625 | 513.0813
19.02. | 14 | 1877.0644 | 1366.3625 | 513.0813
19.02. | 15 | 1877.0644 | 1366.3625 | 513.0813
19.02. | 16 | 1877.0644 | 1366.3625 | 513.0813
19.02. | 17 | 1877.0644 | 1366.3625 | 513.0813
19.02. | 18 | 1877.0644 | 1366.3625 | 513.0813
19.02. | 19 | 1877.0644 | 1366.3625 | 513.0813
19.02. | 20 | 1877.0644 | 1366.3625 | 513.0813
19.02. | 21 | 1877.0644 | 1366.3625 | 513.0813
19.02. | 22 | 1877.0644 | 1366.3625 | 513.0813
19.02. | 23 | 1877.0644 | 1366.3625 | 513.0813
19.02. | 24 | 1877.0644 | 1366.3625 | 513.0813
20.02. | 1 | 1877.0644 | 1366.3625 | 513.0813
20.02. | 2 | 1877.0644 | 1366.3625 | 513.0813
20.02. | 3 | 1877.0644 | 1366.3625 | 513.0813
20.02. | 4 | 1877.0644 | 1366.3625 | 513.0813
20.02. | 5 | 1877.0644 | 1366.3625 | 513.0813
20.02. | 6 | 1877.0644 | 1366.3625 | 513.0813
20.02. | 7 | 1877.0644 | 1366.3625 | 513.0813
20.02. | 8 | 1877.0644 | 1366.3625 | 513.0813
20.02. | 9 | 1877.0644 | 1366.3625 | 513.0813
20.02. | 10 | 1877.0644 | 1366.3625 | 513.0813
20.02. | 11 | 1877.0644 | 1366.3625 | 513.0813
20.02. | 12 | 1877.0644 | 1366.3625 | 513.0813
20.02. | 13 | 1877.0644 | 1366.3625 | 513.0813
20.02. | 14 | 1877.0644 | 1366.3625 | 513.0813
20.02. | 15 | 1877.0644 | 1366.3625 | 513.0813
20.02. | 16 | 1877.0644 | 1366.3625 | 513.0813
20.02. | 17 | 1877.0644 | 1366.3625 | 513.0813
20.02. | 18 | 1877.0644 | 1366.3625 | 513.0813
20.02. | 19 | 1877.0644 | 1366.3625 | 513.0813
20.02. | 20 | 1877.0644 | 1366.3625 | 513.0813
20.02. | 21 | 1877.0644 | 1366.3625 | 513.0813
20.02. | 22 | 1877.0644 | 1366.3625 | 513.0813
20.02. | 23 | 1877.0644 | 1366.3625 | 513.0813
20.02. | 24 | 1877.0644 | 1366.3625 | 513.0813
21.02. | 1 | 1877.0644 | 1366.3625 | 513.0813
21.02. | 2 | 1877.0644 | 1366.3625 | 513.0813
21.02. | 3 | 1877.0644 | 1366.3625 | 513.0813
21.02. | 4 | 1877.0644 | 1366.3625 | 513.0813
21.02. | 5 | 1877.0644 | 1366.3625 | 513.0813
21.02. | 6 | 1877.0644 | 1366.3625 | 513.0813
21.02. | 7 | 1877.0644 | 1366.3625 | 513.0813
21.02. | 8 | 1877.0644 | 1366.3625 | 513.0813
21.02. | 9 | 1877.0644 | 1366.3625 | 513.0813
21.02. | 10 | 1877.0644 | 1366.3625 | 513.0813
21.02. | 11 | 1877.0644 | 1366.3625 | 513.0813
21.02. | 12 | 1877.0644 | 1366.3625 | 513.0813
21.02. | 13 | 1877.0644 | 1366.3625 | 513.0813
21.02. | 14 | 1877.0644 | 1366.3625 | 513.0813
21.02. | 15 | 1877.0644 | 1366.3625 | 513.0813
21.02. | 16 | 1877.0644 | 1366.3625 | 513.0813
21.02. | 17 | 1877.0644 | 1366.3625 | 513.0813
21.02. | 18 | 1877.0644 | 1366.3625 | 513.0813
21.02. | 19 | 1877.0644 | 1366.3625 | 513.0813
21.02. | 20 | 1877.0644 | 1366.3625 | 513.0813
21.02. | 21 | 1877.0644 | 1366.3625 | 513.0813
21.02. | 22 | 1877.0644 | 1366.3625 | 513.0813
21.02. | 23 | 1877.0644 | 1366.3625 | 513.0813
21.02. | 24 | 1877.0644 | 1366.3625 | 513.0813
22.02. | 1 | 1877.0644 | 1366.3625 | 513.0813
22.02. | 2 | 1877.0644 | 1366.3625 | 513.0813
22.02. | 3 | 1877.0644 | 1366.3625 | 513.0813
22.02. | 4 | 1877.0644 | 1366.3625 | 513.0813
22.02. | 5 | 1877.0644 | 1366.3625 | 513.0813
22.02. | 6 | 1877.0644 | 1366.3625 | 513.0813
22.02. | 7 | 1877.0644 | 1366.3625 | 513.0813
22.02. | 8 | 1877.0644 | 1366.3625 | 513.0813
22.02. | 9 | 1877.0644 | 1366.3625 | 513.0813
22.02. | 10 | 1877.0644 | 1366.3625 | 513.0813
22.02. | 11 | 1877.0644 | 1366.3625 | 513.0813
22.02. | 12 | 1877.0644 | 1366.3625 | 513.0813
22.02. | 13 | 1877.0644 | 1366.3625 | 513.0813
22.02. | 14 | 1877.0644 | 1366.3625 | 513.0813
22.02. | 15 | 1877.0644 | 1366.3625 | 513.0813
22.02. | 16 | 1877.0644 | 1366.3625 | 513.0813
22.02. | 17 | 1877.0644 | 1366.3625 | 513.0813
22.02. | 18 | 1877.0644 | 1366.3625 | 513.0813
22.02. | 19 | 1877.0644 | 1366.3625 | 513.0813
22.02. | 20 | 1877.0644 | 1366.3625 | 513.0813
22.02. | 21 | 1877.0644 | 1366.3625 | 513.0813
22.02. | 22 | 1877.0644 | 1366.3625 | 513.0813
22.02. | 23 | 1877.0644 | 1366.3625 | 513.0813
22.02. | 24 | 1877.0644 | 1366.3625 | 513.0813
23.02. | 1 | 1877.0644 | 1366.3625 | 513.0813
23.02. | 2 | 1877.0644 | 1366.3625 | 513.0813
23.02. | 3 | 1877.0644 | 1366.3625 | 513.0813
23.02. | 4 | 1877.0644 | 1366.3625 | 513.0813
23.02. | 5 | 1877.0644 | 1366.3625 | 513.0813
23.02. | 6 | 1877.0644 | 1366.3625 | 513.0813
23.02. | 7 | 1877.0644 | 1366.3625 | 513.0813
23.02. | 8 | 1877.0644 | 1366.3625 | 513.0813
23.02. | 9 | 1877.0644 | 1366.3625 | 513.0813
23.02. | 10 | 1877.0644 | 1366.3625 | 513.0813
23.02. | 11 | 1877.0644 | 1366.3625 | 513.0813
23.02. | 12 | 1877.0644 | 1366.3625 | 513.0813
23.02. | 13 | 1877.0644 | 1366.3625 | 513.0813
23.02. | 14 | 1877.0644 | 1366.3625 | 513.0813
23.02. | 15 | 1877.0644 | 1366.3625 | 513.0813
23.02. | 16 | 1877.0644 | 1366.3625 | 513.0813
23.02. | 17 | 1877.0644 | 1366.3625 | 513.0813
23.02. | 18 | 1877.0644 | 1366.3625 | 513.0813
23.02. | 19 | 1877.0644 | 1366.3625 | 513.0813
23.02. | 20 | 1877.0644 | 1366.3625 | 513.0813
23.02. | 21 | 1877.0644 | 1366.3625 | 513.0813
23.02. | 22 | 1877.0644 | 1366.3625 | 513.0813
23.02. | 23 | 1877.0644 | 1366.3625 | 513.0813
23.02. | 24 | 1877.0644 | 1366.3625 | 513.0813
24.02. | 1 | 1877.0644 | 1366.3625 | 513.0813
24.02. | 2 | 1877.0644 | 1366.3625 | 513.0813
24.02. | 3 | 1877.0644 | 1366.3625 | 513.0813
24.02. | 4 | 1877.0644 | 1366.3625 | 513.0813
24.02. | 5 | 1877.0644 | 1366.3625 | 513.0813
24.02. | 6 | 1877.0644 | 1366.3625 | 513.0813
24.02. | 7 | 1877.0644 | 1366.3625 | 513.0813
24.02. | 8 | 1877.0644 | 1366.3625 | 513.0813
24.02. | 9 | 1877.0644 | 1366.3625 | 513.0813
24.02. | 10 | 1877.0644 | 1366.3625 | 513.0813
24.02. | 11 | 1877.0644 | 1366.3625 | 513.0813
24.02. | 12 | 1877.0644 | 1366.3625 | 513.0813
24.02. | 13 | 1877.0644 | 1366.3625 | 513.0813
24.02. | 14 | 1877.0644 | 1366.3625 | 513.0813
24.02. | 15 | 1877.0644 | 1366.3625 | 513.0813
24.02. | 16 | 1877.0644 | 1366.3625 | 513.0813
24.02. | 17 | 1877.0644 | 1366.3625 | 513.0813
24.02. | 18 | 1877.0644 | 1366.3625 | 513.0813
24.02. | 19 | 1877.0644 | 1366.3625 | 513.0813
24.02. | 20 | 1877.0644 | 1366.3625 | 513.0813
24.02. | 21 | 1877.0644 | 1366.3625 | 513.0813
24.02. | 22 | 1877.0644 | 1366.3625 | 513.0813
24.02. | 23 | 1877.0644 | 1366.3625 | 513.0813
24.02. | 24 | 1877.0644 | 1366.3625 | 513.0813
25.02. | 1 | 1877.0644 | 1366.3625 | 513.0813
25.02. | 2 | 1877.0644 | 1366.3625 | 513.0813
25.02. | 3 | 1877.0644 | 1366.3625 | 513.0813
25.02. | 4 | 1877.0644 | 1366.3625 | 513.0813
25.02. | 5 | 1877.0644 | 1366.3625 | 513.0813
25.02. | 6 | 1877.0644 | 1366.3625 | 513.0813
25.02. | 7 | 1877.0644 | 1366.3625 | 513.0813
25.02. | 8 | 1877.0644 | 1366.3625 | 513.0813
25.02. | 9 | 1877.0644 | 1366.3625 | 513.0813
25.02. | 10 | 1877.0644 | 1366.3625 | 513.0813
25.02. | 11 | 1877.0644 | 1366.3625 | 513.0813
25.02. | 12 | 1877.0644 | 1366.3625 | 513.0813
25.02. | 13 | 1877.0644 | 1366.3625 | 513.0813
25.02. | 14 | 1877.0644 | 1366.3625 | 513.0813
25.02. | 15 | 1877.0644 | 1366.3625 | 513.0813
25.02. | 16 | 1877.0644 | 1366.3625 | 513.0813
25.02. | 17 | 1877.0644 | 1366.3625 | 513.0813
25.02. | 18 | 1877.0644 | 1366.3625 | 513.0813
25.02. | 19 | 1877.0644 | 1366.3625 | 513.0813
25.02. | 20 | 1877.0644 | 1366.3625 | 513.0813
25.02. | 21 | 1877.0644 | 1366.3625 | 513.0813
25.02. | 22 | 1877.0644 | 1366.3625 | 513.0813
25.02. | 23 | 1877.0644 | 1366.3625 | 513.0813
25.02. | 24 | 1877.0644 | 1366.3625 | 513.0813
26.02. | 1 | 1877.0644 | 1366.3625 | 513.0813
26.02. | 2 | 1877.0644 | 1366.3625 | 513.0813
26.02. | 3 | 1877.0644 | 1366.3625 | 513.0813
26.02. | 4 | 1877.0644 | 1366.3625 | 513.0813
26.02. | 5 | 1877.0644 | 1366.3625 | 513.0813
26.02. | 6 | 1877.0644 | 1366.3625 | 513.0813
26.02. | 7 | 1877.0644 | 1366.3625 | 513.0813
26.02. | 8 | 1877.0644 | 1366.3625 | 513.0813
26.02. | 9 | 1877.0644 | 1366.3625 | 513.0813
26.02. | 10 | 1877.0644 | 1366.3625 | 513.0813
26.02. | 11 | 1877.0644 | 1366.3625 | 513.0813
26.02. | 12 | 1877.0644 | 1366.3625 | 513.0813
26.02. | 13 | 1877.0644 | 1366.3625 | 513.0813
26.02. | 14 | 1877.0644 | 1366.3625 | 513.0813
26.02. | 15 | 1877.0644 | 1366.3625 | 513.0813
26.02. | 16 | 1877.0644 | 1366.3625 | 513.0813
26.02. | 17 | 1877.0644 | 1366.3625 | 513.0813
26.02. | 18 | 1877.0644 | 1366.3625 | 513.0813
26.02. | 19 | 1877.0644 | 1366.3625 | 513.0813
26.02. | 20 | 1877.0644 | 1366.3625 | 513.0813
26.02. | 21 | 1877.0644 | 1366.3625 | 513.0813
26.02. | 22 | 1877.0644 | 1366.3625 | 513.0813
26.02. | 23 | 1877.0644 | 1366.3625 | 513.0813
26.02. | 24 | 1877.0644 | 1366.3625 | 513.0813
27.02. | 1 | 1877.0644 | 1366.3625 | 513.0813
27.02. | 2 | 1877.0644 | 1366.3625 | 513.0813
27.02. | 3 | 1877.0644 | 1366.3625 | 513.0813
27.02. | 4 | 1877.0644 | 1366.3625 | 513.0813
27.02. | 5 | 1877.0644 | 1366.3625 | 513.0813
27.02. | 6 | 1877.0644 | 1366.3625 | 513.0813
27.02. | 7 | 1877.0644 | 1366.3625 | 513.0813
27.02. | 8 | 1877.0644 | 1366.3625 | 513.0813
27.02. | 9 | 1877.0644 | 1366.3625 | 513.0813
27.02. | 10 | 1877.0644 | 1366.3625 | 513.0813
27.02. | 11 | 1877.0644 | 1366.3625 | 513.0813
27.02. | 12 | 1877.0644 | 1366.3625 | 513.0813
27.02. | 13 | 1877.0644 | 1366.3625 | 513.0813
27.02. | 14 | 1877.0644 | 1366.3625 | 513.0813
27.02. | 15 | 1877.0644 | 1366.3625 | 513.0813
27.02. | 16 | 1877.0644 | 1366.3625 | 513.0813
27.02. | 17 | 1877.0644 | 1366.3625 | 513.0813
27.02. | 18 | 1877.0644 | 1366.3625 | 513.0813
27.02. | 19 | 1877.0644 | 1366.3625 | 513.0813
27.02. | 20 | 1877.0644 | 1366.3625 | 513.0813
27.02. | 21 | 1877.0644 | 1366.3625 | 513.0813
27.02. | 22 | 1877.0644 | 1366.3625 | 513.0813
27.02. | 23 | 1877.0644 | 1366.3625 | 513.0813
27.02. | 24 | 1877.0644 | 1366.3625 | 513.0813
28.02. | 1 | 1877.0644 | 1366.3625 | 513.0813
28.02. | 2 | 1877.0644 | 1366.3625 | 513.0813
28.02. | 3 | 1877.0644 | 1366.3625 | 513.0813
28.02. | 4 | 1877.0644 | 1366.3625 | 513.0813
28.02. | 5 | 1877.0644 | 1366.3625 | 513.0813
28.02. | 6 | 1877.0644 | 1366.3625 | 513.0813
28.02. | 7 | 1877.0644 | 1366.3625 | 513.0813
28.02. | 8 | 1877.0644 | 1366.3625 | 513.0813
28.02. | 9 | 1877.0644 | 1366.3625 | 513.0813
28.02. | 10 | 1877.0644 | 1366.3625 | 513.0813
28.02. | 11 | 1877.0644 | 1366.3625 | 513.0813
28.02. | 12 | 1877.0644 | 1366.3625 | 513.0813
28.02. | 13 | 1877.0644 | 1366.3625 | 513.0813
28.02. | 14 | 1877.0644 | 1366.3625 | 513.0813
28.02. | 15 | 1877.0644 | 1366.3625 | 513.0813
28.02. | 16 | 1877.0644 | 1366.3625 | 513.0813
28.02. | 17 | 1877.0644 | 1366.3625 | 513.0813
28.02. | 18 | 1877.0644 | 1366.3625 | 513.0813
28.02. | 19 | 1877.0644 | 1366.3625 | 513.0813
28.02. | 20 | 1877.0644 | 1366.3625 | 513.0813
28.02. | 21 | 1877.0644 | 1366.3625 | 513.0813
28.02. | 22 | 1877.0644 | 1366.3625 | 513.0813
28.02. | 23 | 1877.0644 | 1366.3625 | 513.0813
28.02. | 24 | 1877.0644 | 1366.3625 | 513.0813
01.03. | 1 | 1877.0644 | 1366.3625 | 513.0813
01.03. | 2 | 1877.0644 | 1366.3625 | 513.0813
01.03. | 3 | 1877.0644 | 1366.3625 | 513.0813
01.03. | 4 | 1877.0644 | 1366.3625 | 513.0813
01.03. | 5 | 1877.0644 | 1366.3625 | 513.0813
01.03. | 6 | 1877.0644 | 1366.3625 | 513.0813
01.03. | 7 | 1877.0644 | 1366.3625 | 513.0813
01.03. | 8 | 1877.0644 | 1366.3625 | 513.0813
01.03. | 9 | 1877.0644 | 1366.3625 | 513.0813
01.03. | 10 | 1877.0644 | 1366.3625 | 513.0813
01.03. | 11 | 1877.0644 | 1366.3625 | 513.0813
01.03. | 12 | 1877.0644 | 1366.3625 | 513.0813
01.03. | 13 | 1877.0644 | 1366.3625 | 513.0813
01.03. | 14 | 1877.0644 | 1366.3625 | 513.0813
01.03. | 15 | 1877.0644 | 1366.3625 | 513.0813
01.03. | 16 | 1877.0644 | 1366.3625 | 513.0813
01.03. | 17 | 1877.0644 | 1366.3625 | 513.0813
01.03. | 18 | 1877.0644 | 1366.3625 | 513.0813
01.03. | 19 | 1877.0644 | 1366.3625 | 513.0813
01.03. | 20 | 1877.0644 | 1366.3625 | 513.0813
01.03. | 21 | 1877.0644 | 1366.3625 | 513.0813
01.03. | 22 | 1877.0644 | 1366.3625 | 513.0813
01.03. | 23 | 1877.0644 | 1366.3625 | 513.0813
01.03. | 24 | 1877.0644 | 1366.3625 | 513.0813
02.03. | 1 | 1877.0644 | 1366.3625 | 513.0813
02.03. | 2 | 1877.0644 | 1366.3625 | 513.0813
02.03. | 3 | 1877.0644 | 1366.3625 | 513.0813
02.03. | 4 | 1877.0644 | 1366.3625 | 513.0813
02.03. | 5 | 1877.0644 | 1366.3625 | 513.0813
02.03. | 6 | 1877.0644 | 1366.3625 | 513.0813
02.03. | 7 | 1877.0644 | 1366.3625 | 513.0813
02.03. | 8 | 1877.0644 | 1366.3625 | 513.0813
02.03. | 9 | 1877.0644 | 1366.3625 | 513.0813
02.03. | 10 | 1877.0644 | 1366.3625 | 513.0813
02.03. | 11 | 1877.0644 | 1366.3625 | 513.0813
02.03. | 12 | 1877.0644 | 1366.3625 | 513.0813
02.03. | 13 | 1877.0644 | 1366.3625 | 513.0813
02.03. | 14 | 1877.0644 | 1366.3625 | 513.0813
02.03. | 15 | 1877.0644 | 1366.3625 | 513.0813
02.03. | 16 | 1877.0644 | 1366.3625 | 513.0813
02.03. | 17 | 1877.0644 | 1366.3625 | 513.0813
02.03. | 18 | 1877.0644 | 1366.3625 | 513.0813
02.03. | 19 | 1877.0644 | 1366.3625 | 513.0813
02.03. | 20 | 1877.0644 | 1366.3625 | 513.0813
02.03. | 21 | 1877.0644 | 1366.3625 | 513.0813
02.03. | 22 | 1877.0644 | 1366.3625 | 513.0813
02.03. | 23 | 1877.0644 | 1366.3625 | 513.0813
02.03. | 24 | 1877.0644 | 1366.3625 | 513.0813
03.03. | 1 | 1877.0644 | 1366.3625 | 513.0813
03.03. | 2 | 1877.0644 | 1366.3625 | 513.0813
03.03. | 3 | 1877.0644 | 1366.3625 | 513.0813
03.03. | 4 | 1877.0644 | 1366.3625 | 513.0813
03.03. | 5 | 1877.0644 | 1366.3625 | 513.0813
03.03. | 6 | 1877.0644 | 1366.3625 | 513.0813
03.03. | 7 | 1877.0644 | 1366.3625 | 513.0813
03.03. | 8 | 1877.0644 | 1366.3625 | 513.0813
03.03. | 9 | 1877.0644 | 1366.3625 | 513.0813
03.03. | 10 | 1877.0644 | 1366.3625 | 513.0813
03.03. | 11 | 1877.0644 | 1366.3625 | 513.0813
03.03. | 12 | 1877.0644 | 1366.3625 | 513.0813
03.03. | 13 | 1877.0644 | 1366.3625 | 513.0813
03.03. | 14 | 1877.0644 | 1366.3625 | 513.0813
03.03. | 15 | 1877.0644 | 1366.3625 | 513.0813
03.03. | 16 | 1877.0644 | 1366.3625 | 513.0813
03.03. | 17 | 1877.0644 | 1366.3625 | 513.0813
03.03. | 18 | 1877.0644 | 1366.3625 | 513.0813
03.03. | 19 | 1877.0644 | 1366.3625 | 513.0813
03.03. | 20 | 1877.0644 | 1366.3625 | 513.0813
03.03. | 21 | 1877.0644 | 1366.3625 | 513.0813
03.03. | 22 | 1877.0644 | 1366.3625 | 513.0813
03.03. | 23 | 1877.0644 | 1366.3625 | 513.0813
03.03. | 24 | 1877.0644 | 1366.3625 | 513.0813
04.03. | 1 | 1877.0644 | 1366.3625 | 513.0813
04.03. | 2 | 1877.0644 | 1366.3625 | 513.0813
04.03. | 3 | 1877.0644 | 1366.3625 | 513.0813
04.03. | 4 | 1877.0644 | 1366.3625 | 513.0813
04.03. | 5 | 1877.0644 | 1366.3625 | 513.0813
04.03. | 6 | 1877.0644 | 1366.3625 | 513.0813
04.03. | 7 | 1877.0644 | 1366.3625 | 513.0813
04.03. | 8 | 1877.0644 | 1366.3625 | 513.0813
04.03. | 9 | 1877.0644 | 1366.3625 | 513.0813
04.03. | 10 | 1877.0644 | 1366.3625 | 513.0813
04.03. | 11 | 1877.0644 | 1366.3625 | 513.0813
04.03. | 12 | 1877.0644 | 1366.3625 | 513.0813
04.03. | 13 | 1877.0644 | 1366.3625 | 513.0813
04.03. | 14 | 1877.0644 | 1366.3625 | 513.0813
04.03. | 15 | 1877.0644 | 1366.3625 | 513.0813
04.03. | 16 | 1877.0644 | 1366.3625 | 513.0813
04.03. | 17 | 1877.0644 | 1366.3625 | 513.0813
04.03. | 18 | 1877.0644 | 1366.3625 | 513.0813
04.03. | 19 | 1877.0644 | 1366.3625 | 513.0813
04.03. | 20 | 1877.0644 | 1366.3625 | 513.0813
04.03. | 21 | 1877.0644 | 1366.3625 | 513.0813
04.03. | 22 | 1877.0644 | 1366.3625 | 513.0813
04.03. | 23 | 1877.0644 | 1366.3625 | 513.0813
04.03. | 24 | 1877.0644 | 1366.3625 | 513.0813
05.03. | 1 | 1877.0644 | 1366.3625 | 513.0813
05.03. | 2 | 1877.0644 | 1366.3625 | 513.0813
05.03. | 3 | 1877.0644 | 1366.3625 | 513.0813
05.03. | 4 | 1877.0644 | 1366.3625 | 513.0813
05.03. | 5 | 1877.0644 | 1366.3625 | 513.0813
05.03. | 6 | 1877.0644 | 1366.3625 | 513.0813
05.03. | 7 | 1877.0644 | 1366.3625 | 513.0813
05.03. | 8 | 1877.0644 | 1366.3625 | 513.0813
05.03. | 9 | 1877.0644 | 1366.3625 | 513.0813
05.03. | 10 | 1877.0644 | 1366.3625 | 513.0813
05.03. | 11 | 1877.0644 | 1366.3625 | 513.0813
05.03. | 12 | 1877.0644 | 1366.3625 | 513.0813
05.03. | 13 | 1877.0644 | 1366.3625 | 513.0813
05.03. | 14 | 1877.0644 | 1366.3625 | 513.0813
05.03. | 15 | 1877.0644 | 1366.3625 | 513.0813
05.03. | 16 | 1877.0644 | 1366.3625 | 513.0813
05.03. | 17 | 1877.0644 | 1366.3625 | 513.0813
05.03. | 18 | 1877.0644 | 1366.3625 | 513.0813
05.03. | 19 | 1877.0644 | 1366.3625 | 513.0813
05.03. | 20 | 1877.0644 | 1366.3625 | 513.0813
05.03. | 21 | 1877.0644 | 1366.3625 | 513.0813
05.03. | 22 | 1877.0644 | 1366.3625 | 513.0813
05.03. | 23 | 1877.0644 | 1366.3625 | 513.0813
05.03. | 24 | 1877.0644 | 1366.3625 | 513.0813
06.03. | 1 | 1877.0644 | 1366.3625 | 513.0813
06.03. | 2 | 1877.0644 | 1366.3625 | 513.0813
06.03. | 3 | 1877.0644 | 1366.3625 | 513.0813
06.03. | 4 | 1877.0644 | 1366.3625 | 513.0813
06.03. | 5 | 1877.0644 | 1366.3625 | 513.0813
06.03. | 6 | 1877.0644 | 1366.3625 | 513.0813
06.03. | 7 | 1877.0644 | 1366.3625 | 513.0813
06.03. | 8 | 1877.0644 | 1366.3625 | 513.0813
06.03. | 9 | 1877.0644 | 1366.3625 | 513.0813
06.03. | 10 | 1877.0644 | 1366.3625 | 513.0813
06.03. | 11 | 1877.0644 | 1366.3625 | 513.0813
06.03. | 12 | 1877.0644 | 1366.3625 | 513.0813
06.03. | 13 | 1877.0644 | 1366.3625 | 513.0813
06.03. | 14 | 1877.0644 | 1366.3625 | 513.0813
06.03. | 15 | 1877.0644 | 1366.3625 | 513.0813
06.03. | 16 | 1877.0644 | 1366.3625 | 513.0813
06.03. | 17 | 1877.0644 | 1366.3625 | 513.0813
06.03. | 18 | 1877.0644 | 1366.3625 | 513.0813
06.03. | 19 | 1877.0644 | 1366.3625 | 513.0813
06.03. | 20 | 1877.0644 | 1366.3625 | 513.0813
06.03. | 21 | 1877.0644 | 1366.3625 | 513.0813
06.03. | 22 | 1877.0644 | 1366.3625 | 513.0813
06.03. | 23 | 1877.0644 | 1366.3625 | 513.0813
06.03. | 24 | 1877.0644 | 1366.3625 | 513.0813
07.03. | 1 | 1877.0644 | 1366.3625 | 513.0813
07.03. | 2 | 1877.0644 | 1366.3625 | 513.0813
07.03. | 3 | 1877.0644 | 1366.3625 | 513.0813
07.03. | 4 | 1877.0644 | 1366.3625 | 513.0813
07.03. | 5 | 1877.0644 | 1366.3625 | 513.0813
07.03. | 6 | 1877.0644 | 1366.3625 | 513.0813
07.03. | 7 | 1877.0644 | 1366.3625 | 513.0813
07.03. | 8 | 1877.0644 | 1366.3625 | 513.0813
07.03. | 9 | 1877.0644 | 1366.3625 | 513.0813
07.03. | 10 | 1877.0644 | 1366.3625 | 513.0813
07.03. | 11 | 1877.0644 | 1366.3625 | 513.0813
07.03. | 12 | 1877.0644 | 1366.3625 | 513.0813
07.03. | 13 | 1877.0644 | 1366.3625 | 513.0813
07.03. | 14 | 1877.0644 | 1366.3625 | 513.0813
07.03. | 15 | 1877.0644 | 1366.3625 | 513.0813
07.03. | 16 | 1877.0644 | 1366.3625 | 513.0813
07.03. | 17 | 1877.0644 | 1366.3625 | 513.0813
07.03. | 18 | 1877.0644 | 1366.3625 | 513.0813
07.03. | 19 | 1877.0644 | 1366.3625 | 513.0813
07.03. | 20 | 1877.0644 | 1366.3625 | 513.0813
07.03. | 21 | 1877.0644 | 1366.3625 | 513.0813
07.03. | 22 | 1877.0644 | 1366.3625 | 513.0813
07.03. | 23 | 1877.0644 | 1366.3625 | 513.0813
07.03. | 24 | 1877.0644 | 1366.3625 | 513.0813
08.03. | 1 | 1877.0644 | 1366.3625 | 513.0813
08.03. | 2 | 1877.0644 | 1366.3625 | 513.0813
08.03. | 3 | 1877.0644 | 1366.3625 | 513.0813
08.03. | 4 | 1877.0644 | 1366.3625 | 513.0813
08.03. | 5 | 1877.0644 | 1366.3625 | 513.0813
08.03. | 6 | 1877.0644 | 1366.3625 | 513.0813
08.03. | 7 | 1877.0644 | 1366.3625 | 513.0813
08.03. | 8 | 1877.0644 | 1366.3625 | 513.0813
08.03. | 9 | 1877.0644 | 1366.3625 | 513.0813
08.03. | 10 | 1877.0644 | 1366.3625 | 513.0813
08.03. | 11 | 1877.0644 | 1366.3625 | 513.0813
08.03. | 12 | 1877.0644 | 1366.3625 | 513.0813
08.03. | 13 | 1877.0644 | 1366.3625 | 513.0813
08.03. | 14 | 1877.0644 | 1366.3625 | 513.0813
08.03. | 15 | 1877.0644 | 1366.3625 | 513.0813
08.03. | 16 | 1877.0644 | 1366.3625 | 513.0813
08.03. | 17 | 1877.0644 | 1366.3625 | 513.0813
08.03. | 18 | 1877.0644 | 1366.3625 | 513.0813
08.03. | 19 | 1877.0644 | 1366.3625 | 513.0813
08.03. | 20 | 1877.0644 | 1366.3625 | 513.0813
08.03. | 21 | 1877.0644 | 1366.3625 | 513.0813
08.03. | 22 | 1877.0644 | 1366.3625 | 513.0813
08.03. | 23 | 1877.0644 | 1366.3625 | 513.0813
08.03. | 24 | 1877.0644 | 1366.3625 | 513.0813
09.03. | 1 | 1877.0644 | 1366.3625 | 513.0813
09.03. | 2 | 1877.0644 | 1366.3625 | 513.0813
09.03. | 3 | 1877.0644 | 1366.3625 | 513.0813
09.03. | 4 | 1877.0644 | 1366.3625 | 513.0813
09.03. | 5 | 1877.0644 | 1366.3625 | 513.0813
09.03. | 6 | 1877.0644 | 1366.3625 | 513.0813
09.03. | 7 | 1877.0644 | 1366.3625 | 513.0813
09.03. | 8 | 1877.0644 | 1366.3625 | 513.0813
09.03. | 9 | 1877.0644 | 1366.3625 | 513.0813
09.03. | 10 | 1877.0644 | 1366.3625 | 513.0813
09.03. | 11 | 1877.0644 | 1366.3625 | 513.0813
09.03. | 12 | 1877.0644 | 1366.3625 | 513.0813
09.03. | 13 | 1877.0644 | 1366.3625 | 513.0813
09.03. | 14 | 1877.0644 | 1366.3625 | 513.0813
09.03. | 15 | 1877.0644 | 1366.3625 | 513.0813
09.03. | 16 | 1877.0644 | 1366.3625 | 513.0813
09.03. | 17 | 1877.0644 | 1366.3625 | 513.0813
09.03. | 18 | 1877.0644 | 1366.3625 | 513.0813
09.03. | 19 | 1877.0644 | 1366.3625 | 513.0813
09.03. | 20 | 1877.0644 | 1366.3625 | 513.0813
09.03. | 21 | 1877.0644 | 1366.3625 | 513.0813
09.03. | 22 | 1877.0644 | 1366.3625 | 513.0813
09.03. | 23 | 1877.0644 | 1366.3625 | 513.0813
09.03. | 24 | 1877.0644 | 1366.3625 | 513.0813
10.03. | 1 | 1877.0644 | 1366.3625 | 513.0813
10.03. | 2 | 1877.0644 | 1366.3625 | 513.0813
10.03. | 3 | 1877.0644 | 1366.3625 | 513.0813
10.03. | 4 | 1877.0644 | 1366.3625 | 513.0813
10.03. | 5 | 1877.0644 | 1366.3625 | 513.0813
10.03. | 6 | 1877.0644 | 1366.3625 | 513.0813
10.03. | 7 | 1877.0644 | 1366.3625 | 513.0813
10.03. | 8 | 1877.0644 | 1366.3625 | 513.0813
10.03. | 9 | 1877.0644 | 1366.3625 | 513.0813
10.03. | 10 | 1877.0644 | 1366.3625 | 513.0813
10.03. | 11 | 1877.0644 | 1366.3625 | 513.0813
10.03. | 12 | 1877.0644 | 1366.3625 | 513.0813
10.03. | 13 | 1877.0644 | 1366.3625 | 513.0813
10.03. | 14 | 1877.0644 | 1366.3625 | 513.0813
10.03. | 15 | 1877.0644 | 1366.3625 | 513.0813
10.03. | 16 | 1877.0644 | 1366.3625 | 513.0813
10.03. | 17 | 1877.0644 | 1366.3625 | 513.0813
10.03. | 18 | 1877.0644 | 1366.3625 | 513.0813
10.03. | 19 | 1877.0644 | 1366.3625 | 513.0813
10.03. | 20 | 1877.0644 | 1366.3625 | 513.0813
10.03. | 21 | 1877.0644 | 1366.3625 | 513.0813
10.03. | 22 | 1877.0644 | 1366.3625 | 513.0813
10.03. | 23 | 1877.0644 | 1366.3625 | 513.0813
10.03. | 24 | 1877.0644 | 1366.3625 | 513.0813
11.03. | 1 | 1877.0644 | 1366.3625 | 513.0813
11.03. | 2 | 1877.0644 | 1366.3625 | 513.0813
11.03. | 3 | 1877.0644 | 1366.3625 | 513.0813
11.03. | 4 | 1877.0644 | 1366.3625 | 513.0813
11.03. | 5 | 1877.0644 | 1366.3625 | 513.0813
11.03. | 6 | 1877.0644 | 1366.3625 | 513.0813
11.03. | 7 | 1877.0644 | 1366.3625 | 513.0813
11.03. | 8 | 1877.0644 | 1366.3625 | 513.0813
11.03. | 9 | 1877.0644 | 1366.3625 | 513.0813
11.03. | 10 | 1877.0644 | 1366.3625 | 513.0813
11.03. | 11 | 1877.0644 | 1366.3625 | 513.0813
11.03. | 12 | 1877.0644 | 1366.3625 | 513.0813
11.03. | 13 | 1877.0644 | 1366.3625 | 513.0813
11.03. | 14 | 1877.0644 | 1366.3625 | 513.0813
11.03. | 15 | 1877.0644 | 1366.3625 | 513.0813
11.03. | 16 | 1877.0644 | 1366.3625 | 513.0813
11.03. | 17 | 1877.0644 | 1366.3625 | 513.0813
11.03. | 18 | 1877.0644 | 1366.3625 | 513.0813
11.03. | 19 | 1877.0644 | 1366.3625 | 513.0813
11.03. | 20 | 1877.0644 | 1366.3625 | 513.0813
11.03. | 21 | 1877.0644 | 1366.3625 | 513.0813
11.03. | 22 | 1877.0644 | 1366.3625 | 513.0813
11.03. | 23 | 1877.0644 | 1366.3625 | 513.0813
11.03. | 24 | 1877.0644 | 1366.3625 | 513.0813
12.03. | 1 | 1877.0644 | 1366.3625 | 513.0813
12.03. | 2 | 1877.0644 | 1366.3625 | 513.0813
12.03. | 3 | 1877.0644 | 1366.3625 | 513.0813
12.03. | 4 | 1877.0644 | 1366.3625 | 513.0813
12.03. | 5 | 1877.0644 | 1366.3625 | 513.0813
12.03. | 6 | 1877.0644 | 1366.3625 | 513.0813
12.03. | 7 | 1877.0644 | 1366.3625 | 513.0813
12.03. | 8 | 1877.0644 | 1366.3625 | 513.0813
12.03. | 9 | 1877.0644 | 1366.3625 | 513.0813
12.03. | 10 | 1877.0644 | 1366.3625 | 513.0813
12.03. | 11 | 1877.0644 | 1366.3625 | 513.0813
12.03. | 12 | 1877.0644 | 1366.3625 | 513.0813
12.03. | 13 | 1877.0644 | 1366.3625 | 513.0813
12.03. | 14 | 1877.0644 | 1366.3625 | 513.0813
12.03. | 15 | 1877.0644 | 1366.3625 | 513.0813
12.03. | 16 | 1877.0644 | 1366.3625 | 513.0813
12.03. | 17 | 1877.0644 | 1366.3625 | 513.0813
12.03. | 18 | 1877.0644 | 1366.3625 | 513.0813
12.03. | 19 | 1877.0644 | 1366.3625 | 513.0813
12.03. | 20 | 1877.0644 | 1366.3625 | 513.0813
12.03. | 21 | 1877.0644 | 1366.3625 | 513.0813
12.03. | 22 | 1877.0644 | 1366.3625 | 513.0813
12.03. | 23 | 1877.0644 | 1366.3625 | 513.0813
12.03. | 24 | 1877.0644 | 1366.3625 | 513.0813
13.03. | 1 | 1877.0644 | 1366.3625 | 513.0813
13.03. | 2 | 1877.0644 | 1366.3625 | 513.0813
13.03. | 3 | 1877.0644 | 1366.3625 | 513.0813
13.03. | 4 | 1877.0644 | 1366.3625 | 513.0813
13.03. | 5 | 1877.0644 | 1366.3625 | 513.0813
13.03. | 6 | 1877.0644 | 1366.3625 | 513.0813
13.03. | 7 | 1877.0644 | 1366.3625 | 513.0813
13.03. | 8 | 1877.0644 | 1366.3625 | 513.0813
13.03. | 9 | 1877.0644 | 1366.3625 | 513.0813
13.03. | 10 | 1877.0644 | 1366.3625 | 513.0813
13.03. | 11 | 1877.0644 | 1366.3625 | 513.0813
13.03. | 12 | 1877.0644 | 1366.3625 | 513.0813
13.03. | 13 | 1877.0644 | 1366.3625 | 513.0813
13.03. | 14 | 1877.0644 | 1366.3625 | 513.0813
13.03. | 15 | 1877.0644 | 1366.3625 | 513.0813
13.03. | 16 | 1877.0644 | 1366.3625 | 513.0813
13.03. | 17 | 1877.0644 | 1366.3625 | 513.0813
13.03. | 18 | 1877.0644 | 1366.3625 | 513.0813
13.03. | 19 | 1877.0644 | 1366.3625 | 513.0813
13.03. | 20 | 1877.0644 | 1366.3625 | 513.0813
13.03. | 21 | 1877.0644 | 1366.3625 | 513.0813
13.03. | 22 | 1877.0644 | 1366.3625 | 513.0813
13.03. | 23 | 1877.0644 | 1366.3625 | 513.0813
13.03. | 24 | 1877.0644 | 1366.3625 | 513.0813
14.03. | 1 | 1877.0644 | 1366.3625 | 513.0813
14.03. | 2 | 1877.0644 | 1366.3625 | 513.0813
14.03. | 3 | 1877.0644 | 1366.3625 | 513.0813
14.03. | 4 | 1877.0644 | 1366.3625 | 513.0813
14.03. | 5 | 1877.0644 | 1366.3625 | 513.0813
14.03. | 6 | 1877.0644 | 1366.3625 | 513.0813
14.03. | 7 | 1877.0644 | 1366.3625 | 513.0813
14.03. | 8 | 1877.0644 | 1366.3625 | 513.0813
14.03. | 9 | 1877.0644 | 1366.3625 | 513.0813
14.03. | 10 | 1877.0644 | 1366.3625 | 513.0813
14.03. | 11 | 1877.0644 | 1366.3625 | 513.0813
14.03. | 12 | 1877.0644 | 1366.3625 | 513.0813
14.03. | 13 | 1877.0644 | 1366.3625 | 513.0813
14.03. | 14 | 1877.0644 | 1366.3625 | 513.0813
14.03. | 15 | 1877.0644 | 1366.3625 | 513.0813
14.03. | 16 | 1877.0644 | 1366.3625 | 513.0813
14.03. | 17 | 1877.0644 | 1366.3625 | 513.0813
14.03. | 18 | 1877.0644 | 1366.3625 | 513.0813
14.03. | 19 | 1877.0644 | 1366.3625 | 513.0813
14.03. | 20 | 1877.0644 | 1366.3625 | 513.0813
14.03. | 21 | 1877.0644 | 1366.3625 | 513.0813
14.03. | 22 | 1877.0644 | 1366.3625 | 513.0813
14.03. | 23 | 1877.0644 | 1366.3625 | 513.0813
14.03. | 24 | 1877.0644 | 1366.3625 | 513.0813
15.03. | 1 | 1877.0644 | 1366.3625 | 513.0813
15.03. | 2 | 1877.0644 | 1366.3625 | 513.0813
15.03. | 3 | 1877.0644 | 1366.3625 | 513.0813
15.03. | 4 | 1877.0644 | 1366.3625 | 513.0813
15.03. | 5 | 1877.0644 | 1366.3625 | 513.0813
15.03. | 6 | 1877.0644 | 1366.3625 | 513.0813
15.03. | 7 | 1877.0644 | 1366.3625 | 513.0813
15.03. | 8 | 1877.0644 | 1366.3625 | 513.0813
15.03. | 9 | 1877.0644 | 1366.3625 | 513.0813
15.03. | 10 | 1877.0644 | 1366.3625 | 513.0813
15.03. | 11 | 1877.0644 | 1366.3625 | 513.0813
15.03. | 12 | 1877.0644 | 1366.3625 | 513.0813
15.03. | 13 | 1877.0644 | 1366.3625 | 513.0813
15.03. | 14 | 1877.0644 | 1366.3625 | 513.0813
15.03. | 15 | 1877.0644 | 1366.3625 | 513.0813
15.03. | 16 | 1877.0644 | 1366.3625 | 513.0813
15.03. | 17 | 1877.0644 | 1366.3625 | 513.0813
15.03. | 18 | 1877.0644 | 1366.3625 | 513.0813
15.03. | 19 | 1877.0644 | 1366.3625 | 513.0813
15.03. | 20 | 1877.0644 | 1366.3625 | 513.0813
15.03. | 21 | 1877.0644 | 1366.3625 | 513.0813
15.03. | 22 | 1877.0644 | 1366.3625 | 513.0813
15.03. | 23 | 1877.0644 | 1366.3625 | 513.0813
15.03. | 24 | 1877.0644 | 1366.3625 | 513.0813
16.03. | 1 | 1877.0644 | 1366.3625 | 513.0813
16.03. | 2 | 1877.0644 | 1366.3625 | 513.0813
16.03. | 3 | 1877.0644 | 1366.3625 | 513.0813
16.03. | 4 | 1877.0644 | 1366.3625 | 513.0813
16.03. | 5 | 1877.0644 | 1366.3625 | 513.0813
16.03. | 6 | 1877.0644 | 1366.3625 | 513.0813
16.03. | 7 | 1877.0644 | 1366.3625 | 513.0813
16.03. | 8 | 1877.0644 | 1366.3625 | 513.0813
16.03. | 9 | 1877.0644 | 1366.3625 | 513.0813
16.03. | 10 | 1877.0644 | 1366.3625 | 513.0813
16.03. | 11 | 1877.0644 | 1366.3625 | 513.0813
16.03. | 12 | 1877.0644 | 1366.3625 | 513.0813
16.03. | 13 | 1877.0644 | 1366.3625 | 513.0813
16.03. | 14 | 1877.0644 | 1366.3625 | 513.0813
16.03. | 15 | 1877.0644 | 1366.3625 | 513.0813
16.03. | 16 | 1877.0644 | 1366.3625 | 513.0813
16.03. | 17 | 1877.0644 | 1366.3625 | 513.0813
16.03. | 18 | 1877.0644 | 1366.3625 | 513.0813
16.03. | 19 | 1877.0644 | 1366.3625 | 513.0813
16.03. | 20 | 1877.0644 | 1366.3625 | 513.0813
16.03. | 21 | 1877.0644 | 1366.3625 | 513.0813
16.03. | 22 | 1877.0644 | 1366.3625 | 513.0813
16.03. | 23 | 1877.0644 | 1366.3625 | 513.0813
16.03. | 24 | 1877.0644 | 1366.3625 | 513.0813
17.03. | 1 | 1877.0644 | 1366.3625 | 513.0813
17.03. | 2 | 1877.0644 | 1366.3625 | 513.0813
17.03. | 3 | 1877.0644 | 1366.3625 | 513.0813
17.03. | 4 | 1877.0644 | 1366.3625 | 513.0813
17.03. | 5 | 1877.0644 | 1366.3625 | 513.0813
17.03. | 6 | 1877.0644 | 1366.3625 | 513.0813
17.03. | 7 | 1877.0644 | 1366.3625 | 513.0813
17.03. | 8 | 1877.0644 | 1366.3625 | 513.0813
17.03. | 9 | 1877.0644 | 1366.3625 | 513.0813
17.03. | 10 | 1877.0644 | 1366.3625 | 513.0813
17.03. | 11 | 1877.0644 | 1366.3625 | 513.0813
17.03. | 12 | 1877.0644 | 1366.3625 | 513.0813
17.03. | 13 | 1877.0644 | 1366.3625 | 513.0813
17.03. | 14 | 1877.0644 | 1366.3625 | 513.0813
17.03. | 15 | 1877.0644 | 1366.3625 | 513.0813
17.03. | 16 | 1877.0644 | 1366.3625 | 513.0813
17.03. | 17 | 1877.0644 | 1366.3625 | 513.0813
17.03. | 18 | 1877.0644 | 1366.3625 | 513.0813
17.03. | 19 | 1877.0644 | 1366.3625 | 513.0813
17.03. | 20 | 1877.0644 | 1366.3625 | 513.0813
17.03. | 21 | 1877.0644 | 1366.3625 | 513.0813
17.03. | 22 | 1877.0644 | 1366.3625 | 513.0813
17.03. | 23 | 1877.0644 | 1366.3625 | 513.0813
17.03. | 24 | 1877.0644 | 1366.3625 | 513.0813
18.03. | 1 | 1877.0644 | 1366.3625 | 513.0813
18.03. | 2 | 1877.0644 | 1366.3625 | 513.0813
18.03. | 3 | 1877.0644 | 1366.3625 | 513.0813
18.03. | 4 | 1877.0644 | 1366.3625 | 513.0813
18.03. | 5 | 1877.0644 | 1366.3625 | 513.0813
18.03. | 6 | 1877.0644 | 1366.3625 | 513.0813
18.03. | 7 | 1877.0644 | 1366.3625 | 513.0813
18.03. | 8 | 1877.0644 | 1366.3625 | 513.0813
18.03. | 9 | 1877.0644 | 1366.3625 | 513.0813
18.03. | 10 | 1877.0644 | 1366.3625 | 513.0813
18.03. | 11 | 1877.0644 | 1366.3625 | 513.0813
18.03. | 12 | 1877.0644 | 1366.3625 | 513.0813
18.03. | 13 | 1877.0644 | 1366.3625 | 513.0813
18.03. | 14 | 1877.0644 | 1366.3625 | 513.0813
18.03. | 15 | 1877.0644 | 1366.3625 | 513.0813
18.03. | 16 | 1877.0644 | 1366.3625 | 513.0813
18.03. | 17 | 1877.0644 | 1366.3625 | 513.0813
18.03. | 18 | 1877.0644 | 1366.3625 | 513.0813
18.03. | 19 | 1877.0644 | 1366.3625 | 513.0813
18.03. | 20 | 1877.0644 | 1366.3625 | 513.0813
18.03. | 21 | 1877.0644 | 1366.3625 | 513.0813
18.03. | 22 | 1877.0644 | 1366.3625 | 513.0813
18.03. | 23 | 1877.0644 | 1366.3625 | 513.0813
18.03. | 24 | 1877.0644 | 1366.3625 | 513.0813
19.03. | 1 | 1877.0644 | 1366.3625 | 513.0813
19.03. | 2 | 1877.0644 | 1366.3625 | 513.0813
19.03. | 3 | 1877.0644 | 1366.3625 | 513.0813
19.03. | 4 | 1877.0644 | 1366.3625 | 513.0813
19.03. | 5 | 1877.0644 | 1366.3625 | 513.0813
19.03. | 6 | 1877.0644 | 1366.3625 | 513.0813
19.03. | 7 | 1877.0644 | 1366.3625 | 513.0813
19.03. | 8 | 1877.0644 | 1366.3625 | 513.0813
19.03. | 9 | 1877.0644 | 1366.3625 | 513.0813
19.03. | 10 | 1877.0644 | 1366.3625 | 513.0813
19.03. | 11 | 1877.0644 | 1366.3625 | 513.0813
19.03. | 12 | 1877.0644 | 1366.3625 | 513.0813
19.03. | 13 | 1877.0644 | 1366.3625 | 513.0813
19.03. | 14 | 1877.0644 | 1366.3625 | 513.0813
19.03. | 15 | 1877.0644 | 1366.3625 | 513.0813
19.03. | 16 | 1877.0644 | 1366.3625 | 513.0813
19.03. | 17 | 1877.0644 | 1366.3625 | 513.0813
19.03. | 18 | 1877.0644 | 1366.3625 | 513.0813
19.03. | 19 | 1877.0644 | 1366.3625 | 513.0813
19.03. | 20 | 1877.0644 | 1366.3625 | 513.0813
19.03. | 21 | 1877.0644 | 1366.3625 | 513.0813
19.03. | 22 | 1877.0644 | 1366.3625 | 513.0813
19.03. | 23 | 1877.0644 | 1366.3625 | 513.0813
19.03. | 24 | 1877.0644 | 1366.3625 | 513.0813
20.03. | 1 | 1877.0644 | 1366.3625 | 513.0813
20.03. | 2 | 1877.0644 | 1366.3625 | 513.0813
20.03. | 3 | 1877.0644 | 1366.3625 | 513.0813
20.03. | 4 | 1877.0644 | 1366.3625 | 513.0813
20.03. | 5 | 1877.0644 | 1366.3625 | 513.0813
20.03. | 6 | 1877.0644 | 1366.3625 | 513.0813
20.03. | 7 | 1877.0644 | 1366.3625 | 513.0813
20.03. | 8 | 1877.0644 | 1366.3625 | 513.0813
20.03. | 9 | 1877.0644 | 1366.3625 | 513.0813
20.03. | 10 | 1877.0644 | 1366.3625 | 513.0813
20.03. | 11 | 1877.0644 | 1366.3625 | 513.0813
20.03. | 12 | 1877.0644 | 1366.3625 | 513.0813
20.03. | 13 | 1877.0644 | 1366.3625 | 513.0813
20.03. | 14 | 1877.0644 | 1366.3625 | 513.0813
20.03. | 15 | 1877.0644 | 1366.3625 | 513.0813
20.03. | 16 | 1877.0644 | 1366.3625 | 513.0813
20.03. | 17 | 1877.0644 | 1366.3625 | 513.0813
20.03. | 18 | 1877.0644 | 1366.3625 | 513.0813
20.03. | 19 | 1877.0644 | 1366.3625 | 513.0813
20.03. | 20 | 1877.0644 | 1366.3625 | 513.0813
20.03. | 21 | 1877.0644 | 1366.3625 | 513.0813
20.03. | 22 | 1877.0644 | 1366.3625 | 513.0813
20.03. | 23 | 1877.0644 | 1366.3625 | 513.0813
20.03. | 24 | 1877.0644 | 1366.3625 | 513.0813
21.03. | 1 | 1877.0644 | 1366.3625 | 513.0813
21.03. | 2 | 1877.0644 | 1366.3625 | 513.0813
21.03. | 3 | 1877.0644 | 1366.3625 | 513.0813
21.03. | 4 | 1877.0644 | 1366.3625 | 513.0813
21.03. | 5 | 1877.0644 | 1366.3625 | 513.0813
21.03. | 6 | 1877.0644 | 1366.3625 | 513.0813
21.03. | 7 | 1877.0644 | 1366.3625 | 513.0813
21.03. | 8 | 1877.0644 | 1366.3625 | 513.0813
21.03. | 9 | 1877.0644 | 1366.3625 | 513.0813
21.03. | 10 | 1877.0644 | 1366.3625 | 513.0813
21.03. | 11 | 1877.0644 | 1366.3625 | 513.0813
21.03. | 12 | 1877.0644 | 1366.3625 | 513.0813
21.03. | 13 | 1877.0644 | 1366.3625 | 513.0813
21.03. | 14 | 1877.0644 | 1366.3625 | 513.0813
21.03. | 15 | 1877.0644 | 1366.3625 | 513.0813
21.03. | 16 | 1877.0644 | 1366.3625 | 513.0813
21.03. | 17 | 1877.0644 | 1366.3625 | 513.0813
21.03. | 18 | 1877.0644 | 1366.3625 | 513.0813
21.03. | 19 | 1877.0644 | 1366.3625 | 513.0813
21.03. | 20 | 1877.0644 | 1366.3625 | 513.0813
21.03. | 21 | 1877.0644 | 1366.3625 | 513.0813
21.03. | 22 | 1877.0644 | 1366.3625 | 513.0813
21.03. | 23 | 1877.0644 | 1366.3625 | 513.0813
21.03. | 24 | 1877.0644 | 1366.3625 | 513.0813
22.03. | 1 | 1877.0644 | 1366.3625 | 513.0813
22.03. | 2 | 1877.0644 | 1366.3625 | 513.0813
22.03. | 3 | 1877.0644 | 1366.3625 | 513.0813
22.03. | 4 | 1877.0644 | 1366.3625 | 513.0813
22.03. | 5 | 1877.0644 | 1366.3625 | 513.0813
22.03. | 6 | 1877.0644 | 1366.3625 | 513.0813
22.03. | 7 | 1877.0644 | 1366.3625 | 513.0813
22.03. | 8 | 1877.0644 | 1366.3625 | 513.0813
22.03. | 9 | 1877.0644 | 1366.3625 | 513.0813
22.03. | 10 | 1877.0644 | 1366.3625 | 513.0813
22.03. | 11 | 1877.0644 | 1366.3625 | 513.0813
22.03. | 12 | 1877.0644 | 1366.3625 | 513.0813
22.03. | 13 | 1877.0644 | 1366.3625 | 513.0813
22.03. | 14 | 1877.0644 | 1366.3625 | 513.0813
22.03. | 15 | 1877.0644 | 1366.3625 | 513.0813
22.03. | 16 | 1877.0644 | 1366.3625 | 513.0813
22.03. | 17 | 1877.0644 | 1366.3625 | 513.0813
22.03. | 18 | 1877.0644 | 1366.3625 | 513.0813
22.03. | 19 | 1877.0644 | 1366.3625 | 513.0813
22.03. | 20 | 1877.0644 | 1366.3625 | 513.0813
22.03. | 21 | 1877.0644 | 1366.3625 | 513.0813
22.03. | 22 | 1877.0644 | 1366.3625 | 513.0813
22.03. | 23 | 1877.0644 | 1366.3625 | 513.0813
22.03. | 24 | 1877.0644 | 1366.3625 | 513.0813
23.03. | 1 | 1877.0644 | 1366.3625 | 513.0813
23.03. | 2 | 1877.0644 | 1366.3625 | 513.0813
23.03. | 3 | 1877.0644 | 1366.3625 | 513.0813
23.03. | 4 | 1877.0644 | 1366.3625 | 513.0813
23.03. | 5 | 1877.0644 | 1366.3625 | 513.0813
23.03. | 6 | 1877.0644 | 1366.3625 | 513.0813
23.03. | 7 | 1877.0644 | 1366.3625 | 513.0813
23.03. | 8 | 1877.0644 | 1366.3625 | 513.0813
23.03. | 9 | 1877.0644 | 1366.3625 | 513.0813
23.03. | 10 | 1877.0644 | 1366.3625 | 513.0813
23.03. | 11 | 1877.0644 | 1366.3625 | 513.0813
23.03. | 12 | 1877.0644 | 1366.3625 | 513.0813
23.03. | 13 | 1877.0644 | 1366.3625 | 513.0813
23.03. | 14 | 1877.0644 | 1366.3625 | 513.0813
23.03. | 15 | 1877.0644 | 1366.3625 | 513.0813
23.03. | 16 | 1877.0644 | 1366.3625 | 513.0813
23.03. | 17 | 1877.0644 | 1366.3625 | 513.0813
23.03. | 18 | 1877.0644 | 1366.3625 | 513.0813
23.03. | 19 | 1877.0644 | 1366.3625 | 513.0813
23.03. | 20 | 1877.0644 | 1366.3625 | 513.0813
23.03. | 21 | 1877.0644 | 1366.3625 | 513.0813
23.03. | 22 | 1877.0644 | 1366.3625 | 513.0813
23.03. | 23 | 1877.0644 | 1366.3625 | 513.0813
23.03. | 24 | 1877.0644 | 1366.3625 | 513.0813
24.03. | 1 | 1877.0644 | 1366.3625 | 513.0813
24.03. | 2 | 1877.0644 | 1366.3625 | 513.0813
24.03. | 3 | 1877.0644 | 1366.3625 | 513.0813
24.03. | 4 | 1877.0644 | 1366.3625 | 513.0813
24.03. | 5 | 1877.0644 | 1366.3625 | 513.0813
24.03. | 6 | 1877.0644 | 1366.3625 | 513.0813
24.03. | 7 | 1877.0644 | 1366.3625 | 513.0813
24.03. | 8 | 1877.0644 | 1366.3625 | 513.0813
24.03. | 9 | 1877.0644 | 1366.3625 | 513.0813
24.03. | 10 | 1877.0644 | 1366.3625 | 513.0813
24.03. | 11 | 1877.0644 | 1366.3625 | 513.0813
24.03. | 12 | 1877.0644 | 1366.3625 | 513.0813
24.03. | 13 | 1877.0644 | 1366.3625 | 513.0813
24.03. | 14 | 1877.0644 | 1366.3625 | 513.0813
24.03. | 15 | 1877.0644 | 1366.3625 | 513.0813
24.03. | 16 | 1877.0644 | 1366.3625 | 513.0813
24.03. | 17 | 1877.0644 | 1366.3625 | 513.0813
24.03. | 18 | 1877.0644 | 1366.3625 | 513.0813
24.03. | 19 | 1877.0644 | 1366.3625 | 513.0813
24.03. | 20 | 1877.0644 | 1366.3625 | 513.0813
24.03. | 21 | 1877.0644 | 1366.3625 | 513.0813
24.03. | 22 | 1877.0644 | 1366.3625 | 513.0813
24.03. | 23 | 1877.0644 | 1366.3625 | 513.0813
24.03. | 24 | 1877.0644 | 1366.3625 | 513.0813
25.03. | 1 | 1877.0644 | 1366.3625 | 513.0813
25.03. | 2 | 1877.0644 | 1366.3625 | 513.0813
25.03. | 3 | 1877.0644 | 1366.3625 | 513.0813
25.03. | 4 | 1877.0644 | 1366.3625 | 513.0813
25.03. | 5 | 1877.0644 | 1366.3625 | 513.0813
25.03. | 6 | 1877.0644 | 1366.3625 | 513.0813
25.03. | 7 | 1877.0644 | 1366.3625 | 513.0813
25.03. | 8 | 1877.0644 | 1366.3625 | 513.0813
25.03. | 9 | 1877.0644 | 1366.3625 | 513.0813
25.03. | 10 | 1877.0644 | 1366.3625 | 513.0813
25.03. | 11 | 1877.0644 | 1366.3625 | 513.0813
25.03. | 12 | 1877.0644 | 1366.3625 | 513.0813
25.03. | 13 | 1877.0644 | 1366.3625 | 513.0813
25.03. | 14 | 1877.0644 | 1366.3625 | 513.0813
25.03. | 15 | 1877.0644 | 1366.3625 | 513.0813
25.03. | 16 | 1877.0644 | 1366.3625 | 513.0813
25.03. | 17 | 1877.0644 | 1366.3625 | 513.0813
25.03. | 18 | 1877.0644 | 1366.3625 | 513.0813
25.03. | 19 | 1877.0644 | 1366.3625 | 513.0813
25.03. | 20 | 1877.0644 | 1366.3625 | 513.0813
25.03. | 21 | 1877.0644 | 1366.3625 | 513.0813
25.03. | 22 | 1877.0644 | 1366.3625 | 513.0813
25.03. | 23 | 1877.0644 | 1366.3625 | 513.0813
25.03. | 24 | 1877.0644 | 1366.3625 | 513.0813
26.03. | 1 | 1877.0644 | 1366.3625 | 513.0813
26.03. | 2 | 1877.0644 | 1366.3625 | 513.0813
26.03. | 3 | 1877.0644 | 1366.3625 | 513.0813
26.03. | 4 | 1877.0644 | 1366.3625 | 513.0813
26.03. | 5 | 1877.0644 | 1366.3625 | 513.0813
26.03. | 6 | 1877.0644 | 1366.3625 | 513.0813
26.03. | 7 | 1877.0644 | 1366.3625 | 513.0813
26.03. | 8 | 1877.0644 | 1366.3625 | 513.0813
26.03. | 9 | 1877.0644 | 1366.3625 | 513.0813
26.03. | 10 | 1877.0644 | 1366.3625 | 513.0813
26.03. | 11 | 1877.0644 | 1366.3625 | 513.0813
26.03. | 12 | 1877.0644 | 1366.3625 | 513.0813
26.03. | 13 | 1877.0644 | 1366.3625 | 513.0813
26.03. | 14 | 1877.0644 | 1366.3625 | 513.0813
26.03. | 15 | 1877.0644 | 1366.3625 | 513.0813
26.03. | 16 | 1877.0644 | 1366.3625 | 513.0813
26.03. | 17 | 1877.0644 | 1366.3625 | 513.0813
26.03. | 18 | 1877.0644 | 1366.3625 | 513.0813
26.03. | 19 | 1877.0644 | 1366.3625 | 513.0813
26.03. | 20 | 1877.0644 | 1366.3625 | 513.0813
26.03. | 21 | 1877.0644 | 1366.3625 | 513.0813
26.03. | 22 | 1877.0644 | 1366.3625 | 513.0813
26.03. | 23 | 1877.0644 | 1366.3625 | 513.0813
26.03. | 24 | 1877.0644 | 1366.3625 | 513.0813
27.03. | 1 | 1877.0644 | 1366.3625 | 513.0813
27.03. | 2 | 1877.0644 | 1366.3625 | 513.0813
27.03. | 3 | 1877.0644 | 1366.3625 | 513.0813
27.03. | 4 | 1877.0644 | 1366.3625 | 513.0813
27.03. | 5 | 1877.0644 | 1366.3625 | 513.0813
27.03. | 6 | 1877.0644 | 1366.3625 | 513.0813
27.03. | 7 | 1877.0644 | 1366.3625 | 513.0813
27.03. | 8 | 1877.0644 | 1366.3625 | 513.0813
27.03. | 9 | 1877.0644 | 1366.3625 | 513.0813
27.03. | 10 | 1877.0644 | 1366.3625 | 513.0813
27.03. | 11 | 1877.0644 | 1366.3625 | 513.0813
27.03. | 12 | 1877.0644 | 1366.3625 | 513.0813
27.03. | 13 | 1877.0644 | 1366.3625 | 513.0813
27.03. | 14 | 1877.0644 | 1366.3625 | 513.0813
27.03. | 15 | 1877.0644 | 1366.3625 | 513.0813
27.03. | 16 | 1877.0644 | 1366.3625 | 513.0813
27.03. | 17 | 1877.0644 | 1366.3625 | 513.0813
27.03. | 18 | 1877.0644 | 1366.3625 | 513.0813
27.03. | 19 | 1877.0644 | 1366.3625 | 513.0813
27.03. | 20 | 1877.0644 | 1366.3625 | 513.0813
27.03. | 21 | 1877.0644 | 1366.3625 | 513.0813
27.03. | 22 | 1877.0644 | 1366.3625 | 513.0813
27.03. | 23 | 1877.0644 | 1366.3625 | 513.0813
27.03. | 24 | 1877.0644 | 1366.3625 | 513.0813
28.03. | 1 | 1877.0644 | 1366.3625 | 513.0813
28.03. | 2 | 1877.0644 | 1366.3625 | 513.0813
28.03. | 3 | 1877.0644 | 1366.3625 | 513.0813
28.03. | 4 | 1877.0644 | 1366.3625 | 513.0813
28.03. | 5 | 1877.0644 | 1366.3625 | 513.0813
28.03. | 6 | 1877.0644 | 1366.3625 | 513.0813
28.03. | 7 | 1877.0644 | 1366.3625 | 513.0813
28.03. | 8 | 1877.0644 | 1366.3625 | 513.0813
28.03. | 9 | 1877.0644 | 1366.3625 | 513.0813
28.03. | 10 | 1877.0644 | 1366.3625 | 513.0813
28.03. | 11 | 1877.0644 | 1366.3625 | 513.0813
28.03. | 12 | 1877.0644 | 1366.3625 | 513.0813
28.03. | 13 | 1877.0644 | 1366.3625 | 513.0813
28.03. | 14 | 1877.0644 | 1366.3625 | 513.0813
28.03. | 15 | 1877.0644 | 1366.3625 | 513.0813
28.03. | 16 | 1877.0644 | 1366.3625 | 513.0813
28.03. | 17 | 1877.0644 | 1366.3625 | 513.0813
28.03. | 18 | 1877.0644 | 1366.3625 | 513.0813
28.03. | 19 | 1877.0644 | 1366.3625 | 513.0813
28.03. | 20 | 1877.0644 | 1366.3625 | 513.0813
28.03. | 21 | 1877.0644 | 1366.3625 | 513.0813
28.03. | 22 | 1877.0644 | 1366.3625 | 513.0813
28.03. | 23 | 1877.0644 | 1366.3625 | 513.0813
28.03. | 24 | 1877.0644 | 1366.3625 | 513.0813
29.03. | 1 | 1877.0644 | 1366.3625 | 513.0813
29.03. | 2 | 1877.0644 | 1366.3625 | 513.0813
29.03. | 3 | 1877.0644 | 1366.3625 | 513.0813
29.03. | 4 | 1877.0644 | 1366.3625 | 513.0813
29.03. | 5 | 1877.0644 | 1366.3625 | 513.0813
29.03. | 6 | 1877.0644 | 1366.3625 | 513.0813
29.03. | 7 | 1877.0644 | 1366.3625 | 513.0813
29.03. | 8 | 1877.0644 | 1366.3625 | 513.0813
29.03. | 9 | 1877.0644 | 1366.3625 | 513.0813
29.03. | 10 | 1877.0644 | 1366.3625 | 513.0813
29.03. | 11 | 1877.0644 | 1366.3625 | 513.0813
29.03. | 12 | 1877.0644 | 1366.3625 | 513.0813
29.03. | 13 | 1877.0644 | 1366.3625 | 513.0813
29.03. | 14 | 1877.0644 | 1366.3625 | 513.0813
29.03. | 15 | 1877.0644 | 1366.3625 | 513.0813
29.03. | 16 | 1877.0644 | 1366.3625 | 513.0813
29.03. | 17 | 1877.0644 | 1366.3625 | 513.0813
29.03. | 18 | 1877.0644 | 1366.3625 | 513.0813
29.03. | 19 | 1877.0644 | 1366.3625 | 513.0813
29.03. | 20 | 1877.0644 | 1366.3625 | 513.0813
29.03. | 21 | 1877.0644 | 1366.3625 | 513.0813
29.03. | 22 | 1877.0644 | 1366.3625 | 513.0813
29.03. | 23 | 1877.0644 | 1366.3625 | 513.0813
29.03. | 24 | 1877.0644 | 1366.3625 | 513.0813
30.03. | 1 | 1877.0644 | 1366.3625 | 513.0813
30.03. | 2 | 1877.0644 | 1366.3625 | 513.0813
30.03. | 3 | 1877.0644 | 1366.3625 | 513.0813
30.03. | 4 | 1877.0644 | 1366.3625 | 513.0813
30.03. | 5 | 1877.0644 | 1366.3625 | 513.0813
30.03. | 6 | 1877.0644 | 1366.3625 | 513.0813
30.03. | 7 | 1877.0644 | 1366.3625 | 513.0813
30.03. | 8 | 1877.0644 | 1366.3625 | 513.0813
30.03. | 9 | 1877.0644 | 1366.3625 | 513.0813
30.03. | 10 | 1877.0644 | 1366.3625 | 513.0813
30.03. | 11 | 1877.0644 | 1366.3625 | 513.0813
30.03. | 12 | 1877.0644 | 1366.3625 | 513.0813
30.03. | 13 | 1877.0644 | 1366.3625 | 513.0813
30.03. | 14 | 1877.0644 | 1366.3625 | 513.0813
30.03. | 15 | 1877.0644 | 1366.3625 | 513.0813
30.03. | 16 | 1877.0644 | 1366.3625 | 513.0813
30.03. | 17 | 1877.0644 | 1366.3625 | 513.0813
30.03. | 18 | 1877.0644 | 1366.3625 | 513.0813
30.03. | 19 | 1877.0644 | 1366.3625 | 513.0813
30.03. | 20 | 1877.0644 | 1366.3625 | 513.0813
30.03. | 21 | 1877.0644 | 1366.3625 | 513.0813
30.03. | 22 | 1877.0644 | 1366.3625 | 513.0813
30.03. | 23 | 1877.0644 | 1366.3625 | 513.0813
30.03. | 24 | 1877.0644 | 1366.3625 | 513.0813
31.03. | 1 | 1877.0644 | 1366.3625 | 513.0813
31.03. | 2 | 1877.0644 | 1366.3625 | 513.0813
31.03. | 3 | 1877.0644 | 1366.3625 | 513.0813
31.03. | 4 | 1877.0644 | 1366.3625 | 513.0813
31.03. | 5 | 1877.0644 | 1366.3625 | 513.0813
31.03. | 6 | 1877.0644 | 1366.3625 | 513.0813
31.03. | 7 | 1877.0644 | 1366.3625 | 513.0813
31.03. | 8 | 1877.0644 | 1366.3625 | 513.0813
31.03. | 9 | 1877.0644 | 1366.3625 | 513.0813
31.03. | 10 | 1877.0644 | 1366.3625 | 513.0813
31.03. | 11 | 1877.0644 | 1366.3625 | 513.0813
31.03. | 12 | 1877.0644 | 1366.3625 | 513.0813
31.03. | 13 | 1877.0644 | 1366.3625 | 513.0813
31.03. | 14 | 1877.0644 | 1366.3625 | 513.0813
31.03. | 15 | 1877.0644 | 1366.3625 | 513.0813
31.03. | 16 | 1877.0644 | 1366.3625 | 513.0813
31.03. | 17 | 1877.0644 | 1366.3625 | 513.0813
31.03. | 18 | 1877.0644 | 1366.3625 | 513.0813
31.03. | 19 | 1877.0644 | 1366.3625 | 513.0813
31.03. | 20 | 1877.0644 | 1366.3625 | 513.0813
31.03. | 21 | 1877.0644 | 1366.3625 | 513.0813
31.03. | 22 | 1877.0644 | 1366.3625 | 513.0813
31.03. | 23 | 1877.0644 | 1366.3625 | 513.0813
31.03. | 24 | 1877.0644 | 1366.3625 | 513.0813
01.04. | 1 | 1877.0644 | 1366.3625 | 513.0813
01.04. | 2 | 1877.0644 | 1366.3625 | 513.0813
01.04. | 3 | 1877.0644 | 1366.3625 | 513.0813
01.04. | 4 | 1877.0644 | 1366.3625 | 513.0813
01.04. | 5 | 1877.0644 | 1366.3625 | 513.0813
01.04. | 6 | 1877.0644 | 1366.3625 | 513.0813
01.04. | 7 | 1877.0644 | 1366.3625 | 513.0813
01.04. | 8 | 1877.0644 | 1366.3625 | 513.0813
01.04. | 9 | 1877.0644 | 1366.3625 | 513.0813
01.04. | 10 | 1877.0644 | 1366.3625 | 513.0813
01.04. | 11 | 1877.0644 | 1366.3625 | 513.0813
01.04. | 12 | 1877.0644 | 1366.3625 | 513.0813
01.04. | 13 | 1877.0644 | 1366.3625 | 513.0813
01.04. | 14 | 1877.0644 | 1366.3625 | 513.0813
01.04. | 15 | 1877.0644 | 1366.3625 | 513.0813
01.04. | 16 | 1877.0644 | 1366.3625 | 513.0813
01.04. | 17 | 1877.0644 | 1366.3625 | 513.0813
01.04. | 18 | 1877.0644 | 1366.3625 | 513.0813
01.04. | 19 | 1877.0644 | 1366.3625 | 513.0813
01.04. | 20 | 1877.0644 | 1366.3625 | 513.0813
01.04. | 21 | 1877.0644 | 1366.3625 | 513.0813
01.04. | 22 | 1877.0644 | 1366.3625 | 513.0813
01.04. | 23 | 1877.0644 | 1366.3625 | 513.0813
01.04. | 24 | 1877.0644 | 1366.3625 | 513.0813
02.04. | 1 | 1877.0644 | 1366.3625 | 513.0813
02.04. | 2 | 1877.0644 | 1366.3625 | 513.0813
02.04. | 3 | 1877.0644 | 1366.3625 | 513.0813
02.04. | 4 | 1877.0644 | 1366.3625 | 513.0813
02.04. | 5 | 1877.0644 | 1366.3625 | 513.0813
02.04. | 6 | 1877.0644 | 1366.3625 | 513.0813
02.04. | 7 | 1877.0644 | 1366.3625 | 513.0813
02.04. | 8 | 1877.0644 | 1366.3625 | 513.0813
02.04. | 9 | 1877.0644 | 1366.3625 | 513.0813
02.04. | 10 | 1877.0644 | 1366.3625 | 513.0813
02.04. | 11 | 1877.0644 | 1366.3625 | 513.0813
02.04. | 12 | 1877.0644 | 1366.3625 | 513.0813
02.04. | 13 | 1877.0644 | 1366.3625 | 513.0813
02.04. | 14 | 1877.0644 | 1366.3625 | 513.0813
02.04. | 15 | 1877.0644 | 1366.3625 | 513.0813
02.04. | 16 | 1877.0644 | 1366.3625 | 513.0813
02.04. | 17 | 1877.0644 | 1366.3625 | 513.0813
02.04. | 18 | 1877.0644 | 1366.3625 | 513.0813
02.04. | 19 | 1877.0644 | 1366.3625 | 513.0813
02.04. | 20 | 1877.0644 | 1366.3625 | 513.0813
02.04. | 21 | 1877.0644 | 1366.3625 | 513.0813
02.04. | 22 | 1877.0644 | 1366.3625 | 513.0813
02.04. | 23 | 1877.0644 | 1366.3625 | 513.0813
02.04. | 24 | 1877.0644 | 1366.3625 | 513.0813
03.04. | 1 | 1877.0644 | 1366.3625 | 513.0813
03.04. | 2 | 1877.0644 | 1366.3625 | 513.0813
03.04. | 3 | 1877.0644 | 1366.3625 | 513.0813
03.04. | 4 | 1877.0644 | 1366.3625 | 513.0813
03.04. | 5 | 1877.0644 | 1366.3625 | 513.0813
03.04. | 6 | 1877.0644 | 1366.3625 | 513.0813
03.04. | 7 | 1877.0644 | 1366.3625 | 513.0813
03.04. | 8 | 1877.0644 | 1366.3625 | 513.0813
03.04. | 9 | 1877.0644 | 1366.3625 | 513.0813
03.04. | 10 | 1877.0644 | 1366.3625 | 513.0813
03.04. | 11 | 1877.0644 | 1366.3625 | 513.0813
03.04. | 12 | 1877.0644 | 1366.3625 | 513.0813
03.04. | 13 | 1877.0644 | 1366.3625 | 513.0813
03.04. | 14 | 1877.0644 | 1366.3625 | 513.0813
03.04. | 15 | 1877.0644 | 1366.3625 | 513.0813
03.04. | 16 | 1877.0644 | 1366.3625 | 513.0813
03.04. | 17 | 1877.0644 | 1366.3625 | 513.0813
03.04. | 18 | 1877.0644 | 1366.3625 | 513.0813
03.04. | 19 | 1877.0644 | 1366.3625 | 513.0813
03.04. | 20 | 1877.0644 | 1366.3625 | 513.0813
03.04. | 21 | 1877.0644 | 1366.3625 | 513.0813
03.04. | 22 | 1877.0644 | 1366.3625 | 513.0813
03.04. | 23 | 1877.0644 | 1366.3625 | 513.0813
03.04. | 24 | 1877.0644 | 1366.3625 | 513.0813
04.04. | 1 | 1877.0644 | 1366.3625 | 513.0813
04.04. | 2 | 1877.0644 | 1366.3625 | 513.0813
04.04. | 3 | 1877.0644 | 1366.3625 | 513.0813
04.04. | 4 | 1877.0644 | 1366.3625 | 513.0813
04.04. | 5 | 1877.0644 | 1366.3625 | 513.0813
04.04. | 6 | 1877.0644 | 1366.3625 | 513.0813
04.04. | 7 | 1877.0644 | 1366.3625 | 513.0813
04.04. | 8 | 1877.0644 | 1366.3625 | 513.0813
04.04. | 9 | 1877.0644 | 1366.3625 | 513.0813
04.04. | 10 | 1877.0644 | 1366.3625 | 513.0813
04.04. | 11 | 1877.0644 | 1366.3625 | 513.0813
04.04. | 12 | 1877.0644 | 1366.3625 | 513.0813
04.04. | 13 | 1877.0644 | 1366.3625 | 513.0813
04.04. | 14 | 1877.0644 | 1366.3625 | 513.0813
04.04. | 15 | 1877.0644 | 1366.3625 | 513.0813
04.04. | 16 | 1877.0644 | 1366.3625 | 513.0813
04.04. | 17 | 1877.0644 | 1366.3625 | 513.0813
04.04. | 18 | 1877.0644 | 1366.3625 | 513.0813
04.04. | 19 | 1877.0644 | 1366.3625 | 513.0813
04.04. | 20 | 1877.0644 | 1366.3625 | 513.0813
04.04. | 21 | 1877.0644 | 1366.3625 | 513.0813
04.04. | 22 | 1877.0644 | 1366.3625 | 513.0813
04.04. | 23 | 1877.0644 | 1366.3625 | 513.0813
04.04. | 24 | 1877.0644 | 1366.3625 | 513.0813
05.04. | 1 | 1877.0644 | 1366.3625 | 513.0813
05.04. | 2 | 1877.0644 | 1366.3625 | 513.0813
05.04. | 3 | 1877.0644 | 1366.3625 | 513.0813
05.04. | 4 | 1877.0644 | 1366.3625 | 513.0813
05.04. | 5 | 1877.0644 | 1366.3625 | 513.0813
05.04. | 6 | 1877.0644 | 1366.3625 | 513.0813
05.04. | 7 | 1877.0644 | 1366.3625 | 513.0813
05.04. | 8 | 1877.0644 | 1366.3625 | 513.0813
05.04. | 9 | 1877.0644 | 1366.3625 | 513.0813
05.04. | 10 | 1877.0644 | 1366.3625 | 513.0813
05.04. | 11 | 1877.0644 | 1366.3625 | 513.0813
05.04. | 12 | 1877.0644 | 1366.3625 | 513.0813
05.04. | 13 | 1877.0644 | 1366.3625 | 513.0813
05.04. | 14 | 1877.0644 | 1366.3625 | 513.0813
05.04. | 15 | 1877.0644 | 1366.3625 | 513.0813
05.04. | 16 | 1877.0644 | 1366.3625 | 513.0813
05.04. | 17 | 1877.0644 | 1366.3625 | 513.0813
05.04. | 18 | 1877.0644 | 1366.3625 | 513.0813
05.04. | 19 | 1877.0644 | 1366.3625 | 513.0813
05.04. | 20 | 1877.0644 | 1366.3625 | 513.0813
05.04. | 21 | 1877.0644 | 1366.3625 | 513.0813
05.04. | 22 | 1877.0644 | 1366.3625 | 513.0813
05.04. | 23 | 1877.0644 | 1366.3625 | 513.0813
05.04. | 24 | 1877.0644 | 1366.3625 | 513.0813
06.04. | 1 | 1877.0644 | 1366.3625 | 513.0813
06.04. | 2 | 1877.0644 | 1366.3625 | 513.0813
06.04. | 3 | 1877.0644 | 1366.3625 | 513.0813
06.04. | 4 | 1877.0644 | 1366.3625 | 513.0813
06.04. | 5 | 1877.0644 | 1366.3625 | 513.0813
06.04. | 6 | 1877.0644 | 1366.3625 | 513.0813
06.04. | 7 | 1877.0644 | 1366.3625 | 513.0813
06.04. | 8 | 1877.0644 | 1366.3625 | 513.0813
06.04. | 9 | 1877.0644 | 1366.3625 | 513.0813
06.04. | 10 | 1877.0644 | 1366.3625 | 513.0813
06.04. | 11 | 1877.0644 | 1366.3625 | 513.0813
06.04. | 12 | 1877.0644 | 1366.3625 | 513.0813
06.04. | 13 | 1877.0644 | 1366.3625 | 513.0813
06.04. | 14 | 1877.0644 | 1366.3625 | 513.0813
06.04. | 15 | 1877.0644 | 1366.3625 | 513.0813
06.04. | 16 | 1877.0644 | 1366.3625 | 513.0813
06.04. | 17 | 1877.0644 | 1366.3625 | 513.0813
06.04. | 18 | 1877.0644 | 1366.3625 | 513.0813
06.04. | 19 | 1877.0644 | 1366.3625 | 513.0813
06.04. | 20 | 1877.0644 | 1366.3625 | 513.0813
06.04. | 21 | 1877.0644 | 1366.3625 | 513.0813
06.04. | 22 | 1877.0644 | 1366.3625 | 513.0813
06.04. | 23 | 1877.0644 | 1366.3625 | 513.0813
06.04. | 24 | 1877.0644 | 1366.3625 | 513.0813
07.04. | 1 | 1877.0644 | 1366.3625 | 513.0813
07.04. | 2 | 1877.0644 | 1366.3625 | 513.0813
07.04. | 3 | 1877.0644 | 1366.3625 | 513.0813
07.04. | 4 | 1877.0644 | 1366.3625 | 513.0813
07.04. | 5 | 1877.0644 | 1366.3625 | 513.0813
07.04. | 6 | 1877.0644 | 1366.3625 | 513.0813
07.04. | 7 | 1877.0644 | 1366.3625 | 513.0813
07.04. | 8 | 1877.0644 | 1366.3625 | 513.0813
07.04. | 9 | 1877.0644 | 1366.3625 | 513.0813
07.04. | 10 | 1877.0644 | 1366.3625 | 513.0813
07.04. | 11 | 1877.0644 | 1366.3625 | 513.0813
07.04. | 12 | 1877.0644 | 1366.3625 | 513.0813
07.04. | 13 | 1877.0644 | 1366.3625 | 513.0813
07.04. | 14 | 1877.0644 | 1366.3625 | 513.0813
07.04. | 15 | 1877.0644 | 1366.3625 | 513.0813
07.04. | 16 | 1877.0644 | 1366.3625 | 513.0813
07.04. | 17 | 1877.0644 | 1366.3625 | 513.0813
07.04. | 18 | 1877.0644 | 1366.3625 | 513.0813
07.04. | 19 | 1877.0644 | 1366.3625 | 513.0813
07.04. | 20 | 1877.0644 | 1366.3625 | 513.0813
07.04. | 21 | 1877.0644 | 1366.3625 | 513.0813
07.04. | 22 | 1877.0644 | 1366.3625 | 513.0813
07.04. | 23 | 1877.0644 | 1366.3625 | 513.0813
07.04. | 24 | 1877.0644 | 1366.3625 | 513.0813
08.04. | 1 | 1877.0644 | 1366.3625 | 513.0813
08.04. | 2 | 1877.0644 | 1366.3625 | 513.0813
08.04. | 3 | 1877.0644 | 1366.3625 | 513.0813
08.04. | 4 | 1877.0644 | 1366.3625 | 513.0813
08.04. | 5 | 1877.0644 | 1366.3625 | 513.0813
08.04. | 6 | 1877.0644 | 1366.3625 | 513.0813
08.04. | 7 | 1877.0644 | 1366.3625 | 513.0813
08.04. | 8 | 1877.0644 | 1366.3625 | 513.0813
08.04. | 9 | 1877.0644 | 1366.3625 | 513.0813
08.04. | 10 | 1877.0644 | 1366.3625 | 513.0813
08.04. | 11 | 1877.0644 | 1366.3625 | 513.0813
08.04. | 12 | 1877.0644 | 1366.3625 | 513.0813
08.04. | 13 | 1877.0644 | 1366.3625 | 513.0813
08.04. | 14 | 1877.0644 | 1366.3625 | 513.0813
08.04. | 15 | 1877.0644 | 1366.3625 | 513.0813
08.04. | 16 | 1877.0644 | 1366.3625 | 513.0813
08.04. | 17 | 1877.0644 | 1366.3625 | 513.0813
08.04. | 18 | 1877.0644 | 1366.3625 | 513.0813
08.04. | 19 | 1877.0644 | 1366.3625 | 513.0813
08.04. | 20 | 1877.0644 | 1366.3625 | 513.0813
08.04. | 21 | 1877.0644 | 1366.3625 | 513.0813
08.04. | 22 | 1877.0644 | 1366.3625 | 513.0813
08.04. | 23 | 1877.0644 | 1366.3625 | 513.0813
08.04. | 24 | 1877.0644 | 1366.3625 | 513.0813
09.04. | 1 | 1877.0644 | 1366.3625 | 513.0813
09.04. | 2 | 1877.0644 | 1366.3625 | 513.0813
09.04. | 3 | 1877.0644 | 1366.3625 | 513.0813
09.04. | 4 | 1877.0644 | 1366.3625 | 513.0813
09.04. | 5 | 1877.0644 | 1366.3625 | 513.0813
09.04. | 6 | 1877.0644 | 1366.3625 | 513.0813
09.04. | 7 | 1877.0644 | 1366.3625 | 513.0813
09.04. | 8 | 1877.0644 | 1366.3625 | 513.0813
09.04. | 9 | 1877.0644 | 1366.3625 | 513.0813
09.04. | 10 | 1877.0644 | 1366.3625 | 513.0813
09.04. | 11 | 1877.0644 | 1366.3625 | 513.0813
09.04. | 12 | 1877.0644 | 1366.3625 | 513.0813
09.04. | 13 | 1877.0644 | 1366.3625 | 513.0813
09.04. | 14 | 1877.0644 | 1366.3625 | 513.0813
09.04. | 15 | 1877.0644 | 1366.3625 | 513.0813
09.04. | 16 | 1877.0644 | 1366.3625 | 513.0813
09.04. | 17 | 1877.0644 | 1366.3625 | 513.0813
09.04. | 18 | 1877.0644 | 1366.3625 | 513.0813
09.04. | 19 | 1877.0644 | 1366.3625 | 513.0813
09.04. | 20 | 1877.0644 | 1366.3625 | 513.0813
09.04. | 21 | 1877.0644 | 1366.3625 | 513.0813
09.04. | 22 | 1877.0644 | 1366.3625 | 513.0813
09.04. | 23 | 1877.0644 | 1366.3625 | 513.0813
09.04. | 24 | 1877.0644 | 1366.3625 | 513.0813
10.04. | 1 | 1877.0644 | 1366.3625 | 513.0813
10.04. | 2 | 1877.0644 | 1366.3625 | 513.0813
10.04. | 3 | 1877.0644 | 1366.3625 | 513.0813
10.04. | 4 | 1877.0644 | 1366.3625 | 513.0813
10.04. | 5 | 1877.0644 | 1366.3625 | 513.0813
10.04. | 6 | 1877.0644 | 1366.3625 | 513.0813
10.04. | 7 | 1877.0644 | 1366.3625 | 513.0813
10.04. | 8 | 1877.0644 | 1366.3625 | 513.0813
10.04. | 9 | 1877.0644 | 1366.3625 | 513.0813
10.04. | 10 | 1877.0644 | 1366.3625 | 513.0813
10.04. | 11 | 1877.0644 | 1366.3625 | 513.0813
10.04. | 12 | 1877.0644 | 1366.3625 | 513.0813
10.04. | 13 | 1877.0644 | 1366.3625 | 513.0813
10.04. | 14 | 1877.0644 | 1366.3625 | 513.0813
10.04. | 15 | 1877.0644 | 1366.3625 | 513.0813
10.04. | 16 | 1877.0644 | 1366.3625 | 513.0813
10.04. | 17 | 1877.0644 | 1366.3625 | 513.0813
10.04. | 18 | 1877.0644 | 1366.3625 | 513.0813
10.04. | 19 | 1877.0644 | 1366.3625 | 513.0813
10.04. | 20 | 1877.0644 | 1366.3625 | 513.0813
10.04. | 21 | 1877.0644 | 1366.3625 | 513.0813
10.04. | 22 | 1877.0644 | 1366.3625 | 513.0813
10.04. | 23 | 1877.0644 | 1366.3625 | 513.0813
10.04. | 24 | 1877.0644 | 1366.3625 | 513.0813
11.04. | 1 | 1877.0644 | 1366.3625 | 513.0813
11.04. | 2 | 1877.0644 | 1366.3625 | 513.0813
11.04. | 3 | 1877.0644 | 1366.3625 | 513.0813
11.04. | 4 | 1877.0644 | 1366.3625 | 513.0813
11.04. | 5 | 1877.0644 | 1366.3625 | 513.0813
11.04. | 6 | 1877.0644 | 1366.3625 | 513.0813
11.04. | 7 | 1877.0644 | 1366.3625 | 513.0813
11.04. | 8 | 1877.0644 | 1366.3625 | 513.0813
11.04. | 9 | 1877.0644 | 1366.3625 | 513.0813
11.04. | 10 | 1877.0644 | 1366.3625 | 513.0813
11.04. | 11 | 1877.0644 | 1366.3625 | 513.0813
11.04. | 12 | 1877.0644 | 1366.3625 | 513.0813
11.04. | 13 | 1877.0644 | 1366.3625 | 513.0813
11.04. | 14 | 1877.0644 | 1366.3625 | 513.0813
11.04. | 15 | 1877.0644 | 1366.3625 | 513.0813
11.04. | 16 | 1877.0644 | 1366.3625 | 513.0813
11.04. | 17 | 1877.0644 | 1366.3625 | 513.0813
11.04. | 18 | 1877.0644 | 1366.3625 | 513.0813
11.04. | 19 | 1877.0644 | 1366.3625 | 513.0813
11.04. | 20 | 1877.0644 | 1366.3625 | 513.0813
11.04. | 21 | 1877.0644 | 1366.3625 | 513.0813
11.04. | 22 | 1877.0644 | 1366.3625 | 513.0813
11.04. | 23 | 1877.0644 | 1366.3625 | 513.0813
11.04. | 24 | 1877.0644 | 1366.3625 | 513.0813
12.04. | 1 | 1877.0644 | 1366.3625 | 513.0813
12.04. | 2 | 1877.0644 | 1366.3625 | 513.0813
12.04. | 3 | 1877.0644 | 1366.3625 | 513.0813
12.04. | 4 | 1877.0644 | 1366.3625 | 513.0813
12.04. | 5 | 1877.0644 | 1366.3625 | 513.0813
12.04. | 6 | 1877.0644 | 1366.3625 | 513.0813
12.04. | 7 | 1877.0644 | 1366.3625 | 513.0813
12.04. | 8 | 1877.0644 | 1366.3625 | 513.0813
12.04. | 9 | 1877.0644 | 1366.3625 | 513.0813
12.04. | 10 | 1877.0644 | 1366.3625 | 513.0813
12.04. | 11 | 1877.0644 | 1366.3625 | 513.0813
12.04. | 12 | 1877.0644 | 1366.3625 | 513.0813
12.04. | 13 | 1877.0644 | 1366.3625 | 513.0813
12.04. | 14 | 1877.0644 | 1366.3625 | 513.0813
12.04. | 15 | 1877.0644 | 1366.3625 | 513.0813
12.04. | 16 | 1877.0644 | 1366.3625 | 513.0813
12.04. | 17 | 1877.0644 | 1366.3625 | 513.0813
12.04. | 18 | 1877.0644 | 1366.3625 | 513.0813
12.04. | 19 | 1877.0644 | 1366.3625 | 513.0813
12.04. | 20 | 1877.0644 | 1366.3625 | 513.0813
12.04. | 21 | 1877.0644 | 1366.3625 | 513.0813
12.04. | 22 | 1877.0644 | 1366.3625 | 513.0813
12.04. | 23 | 1877.0644 | 1366.3625 | 513.0813
12.04. | 24 | 1877.0644 | 1366.3625 | 513.0813
13.04. | 1 | 1877.0644 | 1366.3625 | 513.0813
13.04. | 2 | 1877.0644 | 1366.3625 | 513.0813
13.04. | 3 | 1877.0644 | 1366.3625 | 513.0813
13.04. | 4 | 1877.0644 | 1366.3625 | 513.0813
13.04. | 5 | 1877.0644 | 1366.3625 | 513.0813
13.04. | 6 | 1877.0644 | 1366.3625 | 513.0813
13.04. | 7 | 1877.0644 | 1366.3625 | 513.0813
13.04. | 8 | 1877.0644 | 1366.3625 | 513.0813
13.04. | 9 | 1877.0644 | 1366.3625 | 513.0813
13.04. | 10 | 1877.0644 | 1366.3625 | 513.0813
13.04. | 11 | 1877.0644 | 1366.3625 | 513.0813
13.04. | 12 | 1877.0644 | 1366.3625 | 513.0813
13.04. | 13 | 1877.0644 | 1366.3625 | 513.0813
13.04. | 14 | 1877.0644 | 1366.3625 | 513.0813
13.04. | 15 | 1877.0644 | 1366.3625 | 513.0813
13.04. | 16 | 1877.0644 | 1366.3625 | 513.0813
13.04. | 17 | 1877.0644 | 1366.3625 | 513.0813
13.04. | 18 | 1877.0644 | 1366.3625 | 513.0813
13.04. | 19 | 1877.0644 | 1366.3625 | 513.0813
13.04. | 20 | 1877.0644 | 1366.3625 | 513.0813
13.04. | 21 | 1877.0644 | 1366.3625 | 513.0813
13.04. | 22 | 1877.0644 | 1366.3625 | 513.0813
13.04. | 23 | 1877.0644 | 1366.3625 | 513.0813
13.04. | 24 | 1877.0644 | 1366.3625 | 513.0813
14.04. | 1 | 1877.0644 | 1366.3625 | 513.0813
14.04. | 2 | 1877.0644 | 1366.3625 | 513.0813
14.04. | 3 | 1877.0644 | 1366.3625 | 513.0813
14.04. | 4 | 1877.0644 | 1366.3625 | 513.0813
14.04. | 5 | 1877.0644 | 1366.3625 | 513.0813
14.04. | 6 | 1877.0644 | 1366.3625 | 513.0813
14.04. | 7 | 1877.0644 | 1366.3625 | 513.0813
14.04. | 8 | 1877.0644 | 1366.3625 | 513.0813
14.04. | 9 | 1877.0644 | 1366.3625 | 513.0813
14.04. | 10 | 1877.0644 | 1366.3625 | 513.0813
14.04. | 11 | 1877.0644 | 1366.3625 | 513.0813
14.04. | 12 | 1877.0644 | 1366.3625 | 513.0813
14.04. | 13 | 1877.0644 | 1366.3625 | 513.0813
14.04. | 14 | 1877.0644 | 1366.3625 | 513.0813
14.04. | 15 | 1877.0644 | 1366.3625 | 513.0813
14.04. | 16 | 1877.0644 | 1366.3625 | 513.0813
14.04. | 17 | 1877.0644 | 1366.3625 | 513.0813
14.04. | 18 | 1877.0644 | 1366.3625 | 513.0813
14.04. | 19 | 1877.0644 | 1366.3625 | 513.0813
14.04. | 20 | 1877.0644 | 1366.3625 | 513.0813
14.04. | 21 | 1877.0644 | 1366.3625 | 513.0813
14.04. | 22 | 1877.0644 | 1366.3625 | 513.0813
14.04. | 23 | 1877.0644 | 1366.3625 | 513.0813
14.04. | 24 | 1877.0644 | 1366.3625 | 513.0813
15.04. | 1 | 1877.0644 | 1366.3625 | 513.0813
15.04. | 2 | 1877.0644 | 1366.3625 | 513.0813
15.04. | 3 | 1877.0644 | 1366.3625 | 513.0813
15.04. | 4 | 1877.0644 | 1366.3625 | 513.0813
15.04. | 5 | 1877.0644 | 1366.3625 | 513.0813
15.04. | 6 | 1877.0644 | 1366.3625 | 513.0813
15.04. | 7 | 1877.0644 | 1366.3625 | 513.0813
15.04. | 8 | 1877.0644 | 1366.3625 | 513.0813
15.04. | 9 | 1877.0644 | 1366.3625 | 513.0813
15.04. | 10 | 1877.0644 | 1366.3625 | 513.0813
15.04. | 11 | 1877.0644 | 1366.3625 | 513.0813
15.04. | 12 | 1877.0644 | 1366.3625 | 513.0813
15.04. | 13 | 1877.0644 | 1366.3625 | 513.0813
15.04. | 14 | 1877.0644 | 1366.3625 | 513.0813
15.04. | 15 | 1877.0644 | 1366.3625 | 513.0813
15.04. | 16 | 1877.0644 | 1366.3625 | 513.0813
15.04. | 17 | 1877.0644 | 1366.3625 | 513.0813
15.04. | 18 | 1877.0644 | 1366.3625 | 513.0813
15.04. | 19 | 1877.0644 | 1366.3625 | 513.0813
15.04. | 20 | 1877.0644 | 1366.3625 | 513.0813
15.04. | 21 | 1877.0644 | 1366.3625 | 513.0813
15.04. | 22 | 1877.0644 | 1366.3625 | 513.0813
15.04. | 23 | 1877.0644 | 1366.3625 | 513.0813
15.04. | 24 | 1877.0644 | 1366.3625 | 513.0813
16.04. | 1 | 1877.0644 | 1366.3625 | 513.0813
16.04. | 2 | 1877.0644 | 1366.3625 | 513.0813
16.04. | 3 | 1877.0644 | 1366.3625 | 513.0813
16.04. | 4 | 1877.0644 | 1366.3625 | 513.0813
16.04. | 5 | 1877.0644 | 1366.3625 | 513.0813
16.04. | 6 | 1877.0644 | 1366.3625 | 513.0813
16.04. | 7 | 1877.0644 | 1366.3625 | 513.0813
16.04. | 8 | 1877.0644 | 1366.3625 | 513.0813
16.04. | 9 | 1877.0644 | 1366.3625 | 513.0813
16.04. | 10 | 1877.0644 | 1366.3625 | 513.0813
16.04. | 11 | 1877.0644 | 1366.3625 | 513.0813
16.04. | 12 | 1877.0644 | 1366.3625 | 513.0813
16.04. | 13 | 1877.0644 | 1366.3625 | 513.0813
16.04. | 14 | 1877.0644 | 1366.3625 | 513.0813
16.04. | 15 | 1877.0644 | 1366.3625 | 513.0813
16.04. | 16 | 1877.0644 | 1366.3625 | 513.0813
16.04. | 17 | 1877.0644 | 1366.3625 | 513.0813
16.04. | 18 | 1877.0644 | 1366.3625 | 513.0813
16.04. | 19 | 1877.0644 | 1366.3625 | 513.0813
16.04. | 20 | 1877.0644 | 1366.3625 | 513.0813
16.04. | 21 | 1877.0644 | 1366.3625 | 513.0813
16.04. | 22 | 1877.0644 | 1366.3625 | 513.0813
16.04. | 23 | 1877.0644 | 1366.3625 | 513.0813
16.04. | 24 | 1877.0644 | 1366.3625 | 513.0813
17.04. | 1 | 1877.0644 | 1366.3625 | 513.0813
17.04. | 2 | 1877.0644 | 1366.3625 | 513.0813
17.04. | 3 | 1877.0644 | 1366.3625 | 513.0813
17.04. | 4 | 1877.0644 | 1366.3625 | 513.0813
17.04. | 5 | 1877.0644 | 1366.3625 | 513.0813
17.04. | 6 | 1877.0644 | 1366.3625 | 513.0813
17.04. | 7 | 1877.0644 | 1366.3625 | 513.0813
17.04. | 8 | 1877.0644 | 1366.3625 | 513.0813
17.04. | 9 | 1877.0644 | 1366.3625 | 513.0813
17.04. | 10 | 1877.0644 | 1366.3625 | 513.0813
17.04. | 11 | 1877.0644 | 1366.3625 | 513.0813
17.04. | 12 | 1877.0644 | 1366.3625 | 513.0813
17.04. | 13 | 1877.0644 | 1366.3625 | 513.0813
17.04. | 14 | 1877.0644 | 1366.3625 | 513.0813
17.04. | 15 | 1877.0644 | 1366.3625 | 513.0813
17.04. | 16 | 1877.0644 | 1366.3625 | 513.0813
17.04. | 17 | 1877.0644 | 1366.3625 | 513.0813
17.04. | 18 | 1877.0644 | 1366.3625 | 513.0813
17.04. | 19 | 1877.0644 | 1366.3625 | 513.0813
17.04. | 20 | 1877.0644 | 1366.3625 | 513.0813
17.04. | 21 | 1877.0644 | 1366.3625 | 513.0813
17.04. | 22 | 1877.0644 | 1366.3625 | 513.0813
17.04. | 23 | 1877.0644 | 1366.3625 | 513.0813
17.04. | 24 | 1877.0644 | 1366.3625 | 513.0813
18.04. | 1 | 1877.0644 | 1366.3625 | 513.0813
18.04. | 2 | 1877.0644 | 1366.3625 | 513.0813
18.04. | 3 | 1877.0644 | 1366.3625 | 513.0813
18.04. | 4 | 1877.0644 | 1366.3625 | 513.0813
18.04. | 5 | 1877.0644 | 1366.3625 | 513.0813
18.04. | 6 | 1877.0644 | 1366.3625 | 513.0813
18.04. | 7 | 1877.0644 | 1366.3625 | 513.0813
18.04. | 8 | 1877.0644 | 1366.3625 | 513.0813
18.04. | 9 | 1877.0644 | 1366.3625 | 513.0813
18.04. | 10 | 1877.0644 | 1366.3625 | 513.0813
18.04. | 11 | 1877.0644 | 1366.3625 | 513.0813
18.04. | 12 | 1877.0644 | 1366.3625 | 513.0813
18.04. | 13 | 1877.0644 | 1366.3625 | 513.0813
18.04. | 14 | 1877.0644 | 1366.3625 | 513.0813
18.04. | 15 | 1877.0644 | 1366.3625 | 513.0813
18.04. | 16 | 1877.0644 | 1366.3625 | 513.0813
18.04. | 17 | 1877.0644 | 1366.3625 | 513.0813
18.04. | 18 | 1877.0644 | 1366.3625 | 513.0813
18.04. | 19 | 1877.0644 | 1366.3625 | 513.0813
18.04. | 20 | 1877.0644 | 1366.3625 | 513.0813
18.04. | 21 | 1877.0644 | 1366.3625 | 513.0813
18.04. | 22 | 1877.0644 | 1366.3625 | 513.0813
18.04. | 23 | 1877.0644 | 1366.3625 | 513.0813
18.04. | 24 | 1877.0644 | 1366.3625 | 513.0813
19.04. | 1 | 1877.0644 | 1366.3625 | 513.0813
19.04. | 2 | 1877.0644 | 1366.3625 | 513.0813
19.04. | 3 | 1877.0644 | 1366.3625 | 513.0813
19.04. | 4 | 1877.0644 | 1366.3625 | 513.0813
19.04. | 5 | 1877.0644 | 1366.3625 | 513.0813
19.04. | 6 | 1877.0644 | 1366.3625 | 513.0813
19.04. | 7 | 1877.0644 | 1366.3625 | 513.0813
19.04. | 8 | 1877.0644 | 1366.3625 | 513.0813
19.04. | 9 | 1877.0644 | 1366.3625 | 513.0813
19.04. | 10 | 1877.0644 | 1366.3625 | 513.0813
19.04. | 11 | 1877.0644 | 1366.3625 | 513.0813
19.04. | 12 | 1877.0644 | 1366.3625 | 513.0813
19.04. | 13 | 1877.0644 | 1366.3625 | 513.0813
19.04. | 14 | 1877.0644 | 1366.3625 | 513.0813
19.04. | 15 | 1877.0644 | 1366.3625 | 513.0813
19.04. | 16 | 1877.0644 | 1366.3625 | 513.0813
19.04. | 17 | 1877.0644 | 1366.3625 | 513.0813
19.04. | 18 | 1877.0644 | 1366.3625 | 513.0813
19.04. | 19 | 1877.0644 | 1366.3625 | 513.0813
19.04. | 20 | 1877.0644 | 1366.3625 | 513.0813
19.04. | 21 | 1877.0644 | 1366.3625 | 513.0813
19.04. | 22 | 1877.0644 | 1366.3625 | 513.0813
19.04. | 23 | 1877.0644 | 1366.3625 | 513.0813
19.04. | 24 | 1877.0644 | 1366.3625 | 513.0813
20.04. | 1 | 1877.0644 | 1366.3625 | 513.0813
20.04. | 2 | 1877.0644 | 1366.3625 | 513.0813
20.04. | 3 | 1877.0644 | 1366.3625 | 513.0813
20.04. | 4 | 1877.0644 | 1366.3625 | 513.0813
20.04. | 5 | 1877.0644 | 1366.3625 | 513.0813
20.04. | 6 | 1877.0644 | 1366.3625 | 513.0813
20.04. | 7 | 1877.0644 | 1366.3625 | 513.0813
20.04. | 8 | 1877.0644 | 1366.3625 | 513.0813
20.04. | 9 | 1877.0644 | 1366.3625 | 513.0813
20.04. | 10 | 1877.0644 | 1366.3625 | 513.0813
20.04. | 11 | 1877.0644 | 1366.3625 | 513.0813
20.04. | 12 | 1877.0644 | 1366.3625 | 513.0813
20.04. | 13 | 1877.0644 | 1366.3625 | 513.0813
20.04. | 14 | 1877.0644 | 1366.3625 | 513.0813
20.04. | 15 | 1877.0644 | 1366.3625 | 513.0813
20.04. | 16 | 1877.0644 | 1366.3625 | 513.0813
20.04. | 17 | 1877.0644 | 1366.3625 | 513.0813
20.04. | 18 | 1877.0644 | 1366.3625 | 513.0813
20.04. | 19 | 1877.0644 | 1366.3625 | 513.0813
20.04. | 20 | 1877.0644 | 1366.3625 | 513.0813
20.04. | 21 | 1877.0644 | 1366.3625 | 513.0813
20.04. | 22 | 1877.0644 | 1366.3625 | 513.0813
20.04. | 23 | 1877.0644 | 1366.3625 | 513.0813
20.04. | 24 | 1877.0644 | 1366.3625 | 513.0813
21.04. | 1 | 1877.0644 | 1366.3625 | 513.0813
21.04. | 2 | 1877.0644 | 1366.3625 | 513.0813
21.04. | 3 | 1877.0644 | 1366.3625 | 513.0813
21.04. | 4 | 1877.0644 | 1366.3625 | 513.0813
21.04. | 5 | 1877.0644 | 1366.3625 | 513.0813
21.04. | 6 | 1877.0644 | 1366.3625 | 513.0813
21.04. | 7 | 1877.0644 | 1366.3625 | 513.0813
21.04. | 8 | 1877.0644 | 1366.3625 | 513.0813
21.04. | 9 | 1877.0644 | 1366.3625 | 513.0813
21.04. | 10 | 1877.0644 | 1366.3625 | 513.0813
21.04. | 11 | 1877.0644 | 1366.3625 | 513.0813
21.04. | 12 | 1877.0644 | 1366.3625 | 513.0813
21.04. | 13 | 1877.0644 | 1366.3625 | 513.0813
21.04. | 14 | 1877.0644 | 1366.3625 | 513.0813
21.04. | 15 | 1877.0644 | 1366.3625 | 513.0813
21.04. | 16 | 1877.0644 | 1366.3625 | 513.0813
21.04. | 17 | 1877.0644 | 1366.3625 | 513.0813
21.04. | 18 | 1877.0644 | 1366.3625 | 513.0813
21.04. | 19 | 1877.0644 | 1366.3625 | 513.0813
21.04. | 20 | 1877.0644 | 1366.3625 | 513.0813
21.04. | 21 | 1877.0644 | 1366.3625 | 513.0813
21.04. | 22 | 1877.0644 | 1366.3625 | 513.0813
21.04. | 23 | 1877.0644 | 1366.3625 | 513.0813
21.04. | 24 | 1877.0644 | 1366.3625 | 513.0813
22.04. | 1 | 1877.0644 | 1366.3625 | 513.0813
22.04. | 2 | 1877.0644 | 1366.3625 | 513.0813
22.04. | 3 | 1877.0644 | 1366.3625 | 513.0813
22.04. | 4 | 1877.0644 | 1366.3625 | 513.0813
22.04. | 5 | 1877.0644 | 1366.3625 | 513.0813
22.04. | 6 | 1877.0644 | 1366.3625 | 513.0813
22.04. | 7 | 1877.0644 | 1366.3625 | 513.0813
22.04. | 8 | 1877.0644 | 1366.3625 | 513.0813
22.04. | 9 | 1877.0644 | 1366.3625 | 513.0813
22.04. | 10 | 1877.0644 | 1366.3625 | 513.0813
22.04. | 11 | 1877.0644 | 1366.3625 | 513.0813
22.04. | 12 | 1877.0644 | 1366.3625 | 513.0813
22.04. | 13 | 1877.0644 | 1366.3625 | 513.0813
22.04. | 14 | 1877.0644 | 1366.3625 | 513.0813
22.04. | 15 | 1877.0644 | 1366.3625 | 513.0813
22.04. | 16 | 1877.0644 | 1366.3625 | 513.0813
22.04. | 17 | 1877.0644 | 1366.3625 | 513.0813
22.04. | 18 | 1877.0644 | 1366.3625 | 513.0813
22.04. | 19 | 1877.0644 | 1366.3625 | 513.0813
22.04. | 20 | 1877.0644 | 1366.3625 | 513.0813
22.04. | 21 | 1877.0644 | 1366.3625 | 513.0813
22.04. | 22 | 1877.0644 | 1366.3625 | 513.0813
22.04. | 23 | 1877.0644 | 1366.3625 | 513.0813
22.04. | 24 | 1877.0644 | 1366.3625 | 513.0813
23.04. | 1 | 1877.0644 | 1366.3625 | 513.0813
23.04. | 2 | 1877.0644 | 1366.3625 | 513.0813
23.04. | 3 | 1877.0644 | 1366.3625 | 513.0813
23.04. | 4 | 1877.0644 | 1366.3625 | 513.0813
23.04. | 5 | 1877.0644 | 1366.3625 | 513.0813
23.04. | 6 | 1877.0644 | 1366.3625 | 513.0813
23.04. | 7 | 1877.0644 | 1366.3625 | 513.0813
23.04. | 8 | 1877.0644 | 1366.3625 | 513.0813
23.04. | 9 | 1877.0644 | 1366.3625 | 513.0813
23.04. | 10 | 1877.0644 | 1366.3625 | 513.0813
23.04. | 11 | 1877.0644 | 1366.3625 | 513.0813
23.04. | 12 | 1877.0644 | 1366.3625 | 513.0813
23.04. | 13 | 1877.0644 | 1366.3625 | 513.0813
23.04. | 14 | 1877.0644 | 1366.3625 | 513.0813
23.04. | 15 | 1877.0644 | 1366.3625 | 513.0813
23.04. | 16 | 1877.0644 | 1366.3625 | 513.0813
23.04. | 17 | 1877.0644 | 1366.3625 | 513.0813
23.04. | 18 | 1877.0644 | 1366.3625 | 513.0813
23.04. | 19 | 1877.0644 | 1366.3625 | 513.0813
23.04. | 20 | 1877.0644 | 1366.3625 | 513.0813
23.04. | 21 | 1877.0644 | 1366.3625 | 513.0813
23.04. | 22 | 1877.0644 | 1366.3625 | 513.0813
23.04. | 23 | 1877.0644 | 1366.3625 | 513.0813
23.04. | 24 | 1877.0644 | 1366.3625 | 513.0813
24.04. | 1 | 1877.0644 | 1366.3625 | 513.0813
24.04. | 2 | 1877.0644 | 1366.3625 | 513.0813
24.04. | 3 | 1877.0644 | 1366.3625 | 513.0813
24.04. | 4 | 1877.0644 | 1366.3625 | 513.0813
24.04. | 5 | 1877.0644 | 1366.3625 | 513.0813
24.04. | 6 | 1877.0644 | 1366.3625 | 513.0813
24.04. | 7 | 1877.0644 | 1366.3625 | 513.0813
24.04. | 8 | 1877.0644 | 1366.3625 | 513.0813
24.04. | 9 | 1877.0644 | 1366.3625 | 513.0813
24.04. | 10 | 1877.0644 | 1366.3625 | 513.0813
24.04. | 11 | 1877.0644 | 1366.3625 | 513.0813
24.04. | 12 | 1877.0644 | 1366.3625 | 513.0813
24.04. | 13 | 1877.0644 | 1366.3625 | 513.0813
24.04. | 14 | 1877.0644 | 1366.3625 | 513.0813
24.04. | 15 | 1877.0644 | 1366.3625 | 513.0813
24.04. | 16 | 1877.0644 | 1366.3625 | 513.0813
24.04. | 17 | 1877.0644 | 1366.3625 | 513.0813
24.04. | 18 | 1877.0644 | 1366.3625 | 513.0813
24.04. | 19 | 1877.0644 | 1366.3625 | 513.0813
24.04. | 20 | 1877.0644 | 1366.3625 | 513.0813
24.04. | 21 | 1877.0644 | 1366.3625 | 513.0813
24.04. | 22 | 1877.0644 | 1366.3625 | 513.0813
24.04. | 23 | 1877.0644 | 1366.3625 | 513.0813
24.04. | 24 | 1877.0644 | 1366.3625 | 513.0813
25.04. | 1 | 1877.0644 | 1366.3625 | 513.0813
25.04. | 2 | 1877.0644 | 1366.3625 | 513.0813
25.04. | 3 | 1877.0644 | 1366.3625 | 513.0813
25.04. | 4 | 1877.0644 | 1366.3625 | 513.0813
25.04. | 5 | 1877.0644 | 1366.3625 | 513.0813
25.04. | 6 | 1877.0644 | 1366.3625 | 513.0813
25.04. | 7 | 1877.0644 | 1366.3625 | 513.0813
25.04. | 8 | 1877.0644 | 1366.3625 | 513.0813
25.04. | 9 | 1877.0644 | 1366.3625 | 513.0813
25.04. | 10 | 1877.0644 | 1366.3625 | 513.0813
25.04. | 11 | 1877.0644 | 1366.3625 | 513.0813
25.04. | 12 | 1877.0644 | 1366.3625 | 513.0813
25.04. | 13 | 1877.0644 | 1366.3625 | 513.0813
25.04. | 14 | 1877.0644 | 1366.3625 | 513.0813
25.04. | 15 | 1877.0644 | 1366.3625 | 513.0813
25.04. | 16 | 1877.0644 | 1366.3625 | 513.0813
25.04. | 17 | 1877.0644 | 1366.3625 | 513.0813
25.04. | 18 | 1877.0644 | 1366.3625 | 513.0813
25.04. | 19 | 1877.0644 | 1366.3625 | 513.0813
25.04. | 20 | 1877.0644 | 1366.3625 | 513.0813
25.04. | 21 | 1877.0644 | 1366.3625 | 513.0813
25.04. | 22 | 1877.0644 | 1366.3625 | 513.0813
25.04. | 23 | 1877.0644 | 1366.3625 | 513.0813
25.04. | 24 | 1877.0644 | 1366.3625 | 513.0813
26.04. | 1 | 1877.0644 | 1366.3625 | 513.0813
26.04. | 2 | 1877.0644 | 1366.3625 | 513.0813
26.04. | 3 | 1877.0644 | 1366.3625 | 513.0813
26.04. | 4 | 1877.0644 | 1366.3625 | 513.0813
26.04. | 5 | 1877.0644 | 1366.3625 | 513.0813
26.04. | 6 | 1877.0644 | 1366.3625 | 513.0813
26.04. | 7 | 1877.0644 | 1366.3625 | 513.0813
26.04. | 8 | 1877.0644 | 1366.3625 | 513.0813
26.04. | 9 | 1877.0644 | 1366.3625 | 513.0813
26.04. | 10 | 1877.0644 | 1366.3625 | 513.0813
26.04. | 11 | 1877.0644 | 1366.3625 | 513.0813
26.04. | 12 | 1877.0644 | 1366.3625 | 513.0813
26.04. | 13 | 1877.0644 | 1366.3625 | 513.0813
26.04. | 14 | 1877.0644 | 1366.3625 | 513.0813
26.04. | 15 | 1877.0644 | 1366.3625 | 513.0813
26.04. | 16 | 1877.0644 | 1366.3625 | 513.0813
26.04. | 17 | 1877.0644 | 1366.3625 | 513.0813
26.04. | 18 | 1877.0644 | 1366.3625 | 513.0813
26.04. | 19 | 1877.0644 | 1366.3625 | 513.0813
26.04. | 20 | 1877.0644 | 1366.3625 | 513.0813
26.04. | 21 | 1877.0644 | 1366.3625 | 513.0813
26.04. | 22 | 1877.0644 | 1366.3625 | 513.0813
26.04. | 23 | 1877.0644 | 1366.3625 | 513.0813
26.04. | 24 | 1877.0644 | 1366.3625 | 513.0813
27.04. | 1 | 1877.0644 | 1366.3625 | 513.0813
27.04. | 2 | 1877.0644 | 1366.3625 | 513.0813
27.04. | 3 | 1877.0644 | 1366.3625 | 513.0813
27.04. | 4 | 1877.0644 | 1366.3625 | 513.0813
27.04. | 5 | 1877.0644 | 1366.3625 | 513.0813
27.04. | 6 | 1877.0644 | 1366.3625 | 513.0813
27.04. | 7 | 1877.0644 | 1366.3625 | 513.0813
27.04. | 8 | 1877.0644 | 1366.3625 | 513.0813
27.04. | 9 | 1877.0644 | 1366.3625 | 513.0813
27.04. | 10 | 1877.0644 | 1366.3625 | 513.0813
27.04. | 11 | 1877.0644 | 1366.3625 | 513.0813
27.04. | 12 | 1877.0644 | 1366.3625 | 513.0813
27.04. | 13 | 1877.0644 | 1366.3625 | 513.0813
27.04. | 14 | 1877.0644 | 1366.3625 | 513.0813
27.04. | 15 | 1877.0644 | 1366.3625 | 513.0813
27.04. | 16 | 1877.0644 | 1366.3625 | 513.0813
27.04. | 17 | 1877.0644 | 1366.3625 | 513.0813
27.04. | 18 | 1877.0644 | 1366.3625 | 513.0813
27.04. | 19 | 1877.0644 | 1366.3625 | 513.0813
27.04. | 20 | 1877.0644 | 1366.3625 | 513.0813
27.04. | 21 | 1877.0644 | 1366.3625 | 513.0813
27.04. | 22 | 1877.0644 | 1366.3625 | 513.0813
27.04. | 23 | 1877.0644 | 1366.3625 | 513.0813
27.04. | 24 | 1877.0644 | 1366.3625 | 513.0813
28.04. | 1 | 1877.0644 | 1366.3625 | 513.0813
28.04. | 2 | 1877.0644 | 1366.3625 | 513.0813
28.04. | 3 | 1877.0644 | 1366.3625 | 513.0813
28.04. | 4 | 1877.0644 | 1366.3625 | 513.0813
28.04. | 5 | 1877.0644 | 1366.3625 | 513.0813
28.04. | 6 | 1877.0644 | 1366.3625 | 513.0813
28.04. | 7 | 1877.0644 | 1366.3625 | 513.0813
28.04. | 8 | 1877.0644 | 1366.3625 | 513.0813
28.04. | 9 | 1877.0644 | 1366.3625 | 513.0813
28.04. | 10 | 1877.0644 | 1366.3625 | 513.0813
28.04. | 11 | 1877.0644 | 1366.3625 | 513.0813
28.04. | 12 | 1877.0644 | 1366.3625 | 513.0813
28.04. | 13 | 1877.0644 | 1366.3625 | 513.0813
28.04. | 14 | 1877.0644 | 1366.3625 | 513.0813
28.04. | 15 | 1877.0644 | 1366.3625 | 513.0813
28.04. | 16 | 1877.0644 | 1366.3625 | 513.0813
28.04. | 17 | 1877.0644 | 1366.3625 | 513.0813
28.04. | 18 | 1877.0644 | 1366.3625 | 513.0813
28.04. | 19 | 1877.0644 | 1366.3625 | 513.0813
28.04. | 20 | 1877.0644 | 1366.3625 | 513.0813
28.04. | 21 | 1877.0644 | 1366.3625 | 513.0813
28.04. | 22 | 1877.0644 | 1366.3625 | 513.0813
28.04. | 23 | 1877.0644 | 1366.3625 | 513.0813
28.04. | 24 | 1877.0644 | 1366.3625 | 513.0813
29.04. | 1 | 1877.0644 | 1366.3625 | 513.0813
29.04. | 2 | 1877.0644 | 1366.3625 | 513.0813
29.04. | 3 | 1877.0644 | 1366.3625 | 513.0813
29.04. | 4 | 1877.0644 | 1366.3625 | 513.0813
29.04. | 5 | 1877.0644 | 1366.3625 | 513.0813
29.04. | 6 | 1877.0644 | 1366.3625 | 513.0813
29.04. | 7 | 1877.0644 | 1366.3625 | 513.0813
29.04. | 8 | 1877.0644 | 1366.3625 | 513.0813
29.04. | 9 | 1877.0644 | 1366.3625 | 513.0813
29.04. | 10 | 1877.0644 | 1366.3625 | 513.0813
29.04. | 11 | 1877.0644 | 1366.3625 | 513.0813
29.04. | 12 | 1877.0644 | 1366.3625 | 513.0813
29.04. | 13 | 1877.0644 | 1366.3625 | 513.0813
29.04. | 14 | 1877.0644 | 1366.3625 | 513.0813
29.04. | 15 | 1877.0644 | 1366.3625 | 513.0813
29.04. | 16 | 1877.0644 | 1366.3625 | 513.0813
29.04. | 17 | 1877.0644 | 1366.3625 | 513.0813
29.04. | 18 | 1877.0644 | 1366.3625 | 513.0813
29.04. | 19 | 1877.0644 | 1366.3625 | 513.0813
29.04. | 20 | 1877.0644 | 1366.3625 | 513.0813
29.04. | 21 | 1877.0644 | 1366.3625 | 513.0813
29.04. | 22 | 1877.0644 | 1366.3625 | 513.0813
29.04. | 23 | 1877.0644 | 1366.3625 | 513.0813
29.04. | 24 | 1877.0644 | 1366.3625 | 513.0813
30.04. | 1 | 1877.0644 | 1366.3625 | 513.0813
30.04. | 2 | 1877.0644 | 1366.3625 | 513.0813
30.04. | 3 | 1877.0644 | 1366.3625 | 513.0813
30.04. | 4 | 1877.0644 | 1366.3625 | 513.0813
30.04. | 5 | 1877.0644 | 1366.3625 | 513.0813
30.04. | 6 | 1877.0644 | 1366.3625 | 513.0813
30.04. | 7 | 1877.0644 | 1366.3625 | 513.0813
30.04. | 8 | 1877.0644 | 1366.3625 | 513.0813
30.04. | 9 | 1877.0644 | 1366.3625 | 513.0813
30.04. | 10 | 1877.0644 | 1366.3625 | 513.0813
30.04. | 11 | 1877.0644 | 1366.3625 | 513.0813
30.04. | 12 | 1877.0644 | 1366.3625 | 513.0813
30.04. | 13 | 1877.0644 | 1366.3625 | 513.0813
30.04. | 14 | 1877.0644 | 1366.3625 | 513.0813
30.04. | 15 | 1877.0644 | 1366.3625 | 513.0813
30.04. | 16 | 1877.0644 | 1366.3625 | 513.0813
30.04. | 17 | 1877.0644 | 1366.3625 | 513.0813
30.04. | 18 | 1877.0644 | 1366.3625 | 513.0813
30.04. | 19 | 1877.0644 | 1366.3625 | 513.0813
30.04. | 20 | 1877.0644 | 1366.3625 | 513.0813
30.04. | 21 | 1877.0644 | 1366.3625 | 513.0813
30.04. | 22 | 1877.0644 | 1366.3625 | 513.0813
30.04. | 23 | 1877.0644 | 1366.3625 | 513.0813
30.04. | 24 | 1877.0644 | 1366.3625 | 513.0813
01.05. | 1 | 1877.0644 | 1366.3625 | 513.0813
01.05. | 2 | 1877.0644 | 1366.3625 | 513.0813
01.05. | 3 | 1877.0644 | 1366.3625 | 513.0813
01.05. | 4 | 1877.0644 | 1366.3625 | 513.0813
01.05. | 5 | 1877.0644 | 1366.3625 | 513.0813
01.05. | 6 | 1877.0644 | 1366.3625 | 513.0813
01.05. | 7 | 1877.0644 | 1366.3625 | 513.0813
01.05. | 8 | 1877.0644 | 1366.3625 | 513.0813
01.05. | 9 | 1877.0644 | 1366.3625 | 513.0813
01.05. | 10 | 1877.0644 | 1366.3625 | 513.0813
01.05. | 11 | 1877.0644 | 1366.3625 | 513.0813
01.05. | 12 | 1877.0644 | 1366.3625 | 513.0813
01.05. | 13 | 1877.0644 | 1366.3625 | 513.0813
01.05. | 14 | 1877.0644 | 1366.3625 | 513.0813
01.05. | 15 | 1877.0644 | 1366.3625 | 513.0813
01.05. | 16 | 1877.0644 | 1366.3625 | 513.0813
01.05. | 17 | 1877.0644 | 1366.3625 | 513.0813
01.05. | 18 | 1877.0644 | 1366.3625 | 513.0813
01.05. | 19 | 1877.0644 | 1366.3625 | 513.0813
01.05. | 20 | 1877.0644 | 1366.3625 | 513.0813
01.05. | 21 | 1877.0644 | 1366.3625 | 513.0813
01.05. | 22 | 1877.0644 | 1366.3625 | 513.0813
01.05. | 23 | 1877.0644 | 1366.3625 | 513.0813
01.05. | 24 | 1877.0644 | 1366.3625 | 513.0813
02.05. | 1 | 1877.0644 | 1366.3625 | 513.0813
02.05. | 2 | 1877.0644 | 1366.3625 | 513.0813
02.05. | 3 | 1877.0644 | 1366.3625 | 513.0813
02.05. | 4 | 1877.0644 | 1366.3625 | 513.0813
02.05. | 5 | 1877.0644 | 1366.3625 | 513.0813
02.05. | 6 | 1877.0644 | 1366.3625 | 513.0813
02.05. | 7 | 1877.0644 | 1366.3625 | 513.0813
02.05. | 8 | 1877.0644 | 1366.3625 | 513.0813
02.05. | 9 | 1877.0644 | 1366.3625 | 513.0813
02.05. | 10 | 1877.0644 | 1366.3625 | 513.0813
02.05. | 11 | 1877.0644 | 1366.3625 | 513.0813
02.05. | 12 | 1877.0644 | 1366.3625 | 513.0813
02.05. | 13 | 1877.0644 | 1366.3625 | 513.0813
02.05. | 14 | 1877.0644 | 1366.3625 | 513.0813
02.05. | 15 | 1877.0644 | 1366.3625 | 513.0813
02.05. | 16 | 1877.0644 | 1366.3625 | 513.0813
02.05. | 17 | 1877.0644 | 1366.3625 | 513.0813
02.05. | 18 | 1877.0644 | 1366.3625 | 513.0813
02.05. | 19 | 1877.0644 | 1366.3625 | 513.0813
02.05. | 20 | 1877.0644 | 1366.3625 | 513.0813
02.05. | 21 | 1877.0644 | 1366.3625 | 513.0813
02.05. | 22 | 1877.0644 | 1366.3625 | 513.0813
02.05. | 23 | 1877.0644 | 1366.3625 | 513.0813
02.05. | 24 | 1877.0644 | 1366.3625 | 513.0813
03.05. | 1 | 1877.0644 | 1366.3625 | 513.0813
03.05. | 2 | 1877.0644 | 1366.3625 | 513.0813
03.05. | 3 | 1877.0644 | 1366.3625 | 513.0813
03.05. | 4 | 1877.0644 | 1366.3625 | 513.0813
03.05. | 5 | 1877.0644 | 1366.3625 | 513.0813
03.05. | 6 | 1877.0644 | 1366.3625 | 513.0813
03.05. | 7 | 1877.0644 | 1366.3625 | 513.0813
03.05. | 8 | 1877.0644 | 1366.3625 | 513.0813
03.05. | 9 | 1877.0644 | 1366.3625 | 513.0813
03.05. | 10 | 1877.0644 | 1366.3625 | 513.0813
03.05. | 11 | 1877.0644 | 1366.3625 | 513.0813
03.05. | 12 | 1877.0644 | 1366.3625 | 513.0813
03.05. | 13 | 1877.0644 | 1366.3625 | 513.0813
03.05. | 14 | 1877.0644 | 1366.3625 | 513.0813
03.05. | 15 | 1877.0644 | 1366.3625 | 513.0813
03.05. | 16 | 1877.0644 | 1366.3625 | 513.0813
03.05. | 17 | 1877.0644 | 1366.3625 | 513.0813
03.05. | 18 | 1877.0644 | 1366.3625 | 513.0813
03.05. | 19 | 1877.0644 | 1366.3625 | 513.0813
03.05. | 20 | 1877.0644 | 1366.3625 | 513.0813
03.05. | 21 | 1877.0644 | 1366.3625 | 513.0813
03.05. | 22 | 1877.0644 | 1366.3625 | 513.0813
03.05. | 23 | 1877.0644 | 1366.3625 | 513.0813
03.05. | 24 | 1877.0644 | 1366.3625 | 513.0813
04.05. | 1 | 1877.0644 | 1366.3625 | 513.0813
04.05. | 2 | 1877.0644 | 1366.3625 | 513.0813
04.05. | 3 | 1877.0644 | 1366.3625 | 513.0813
04.05. | 4 | 1877.0644 | 1366.3625 | 513.0813
04.05. | 5 | 1877.0644 | 1366.3625 | 513.0813
04.05. | 6 | 1877.0644 | 1366.3625 | 513.0813
04.05. | 7 | 1877.0644 | 1366.3625 | 513.0813
04.05. | 8 | 1877.0644 | 1366.3625 | 513.0813
04.05. | 9 | 1877.0644 | 1366.3625 | 513.0813
04.05. | 10 | 1877.0644 | 1366.3625 | 513.0813
04.05. | 11 | 1877.0644 | 1366.3625 | 513.0813
04.05. | 12 | 1877.0644 | 1366.3625 | 513.0813
04.05. | 13 | 1877.0644 | 1366.3625 | 513.0813
04.05. | 14 | 1877.0644 | 1366.3625 | 513.0813
04.05. | 15 | 1877.0644 | 1366.3625 | 513.0813
04.05. | 16 | 1877.0644 | 1366.3625 | 513.0813
04.05. | 17 | 1877.0644 | 1366.3625 | 513.0813
04.05. | 18 | 1877.0644 | 1366.3625 | 513.0813
04.05. | 19 | 1877.0644 | 1366.3625 | 513.0813
04.05. | 20 | 1877.0644 | 1366.3625 | 513.0813
04.05. | 21 | 1877.0644 | 1366.3625 | 513.0813
04.05. | 22 | 1877.0644 | 1366.3625 | 513.0813
04.05. | 23 | 1877.0644 | 1366.3625 | 513.0813
04.05. | 24 | 1877.0644 | 1366.3625 | 513.0813
05.05. | 1 | 1877.0644 | 1366.3625 | 513.0813
05.05. | 2 | 1877.0644 | 1366.3625 | 513.0813
05.05. | 3 | 1877.0644 | 1366.3625 | 513.0813
05.05. | 4 | 1877.0644 | 1366.3625 | 513.0813
05.05. | 5 | 1877.0644 | 1366.3625 | 513.0813
05.05. | 6 | 1877.0644 | 1366.3625 | 513.0813
05.05. | 7 | 1877.0644 | 1366.3625 | 513.0813
05.05. | 8 | 1877.0644 | 1366.3625 | 513.0813
05.05. | 9 | 1877.0644 | 1366.3625 | 513.0813
05.05. | 10 | 1877.0644 | 1366.3625 | 513.0813
05.05. | 11 | 1877.0644 | 1366.3625 | 513.0813
05.05. | 12 | 1877.0644 | 1366.3625 | 513.0813
05.05. | 13 | 1877.0644 | 1366.3625 | 513.0813
05.05. | 14 | 1877.0644 | 1366.3625 | 513.0813
05.05. | 15 | 1877.0644 | 1366.3625 | 513.0813
05.05. | 16 | 1877.0644 | 1366.3625 | 513.0813
05.05. | 17 | 1877.0644 | 1366.3625 | 513.0813
05.05. | 18 | 1877.0644 | 1366.3625 | 513.0813
05.05. | 19 | 1877.0644 | 1366.3625 | 513.0813
05.05. | 20 | 1877.0644 | 1366.3625 | 513.0813
05.05. | 21 | 1877.0644 | 1366.3625 | 513.0813
05.05. | 22 | 1877.0644 | 1366.3625 | 513.0813
05.05. | 23 | 1877.0644 | 1366.3625 | 513.0813
05.05. | 24 | 1877.0644 | 1366.3625 | 513.0813
06.05. | 1 | 1877.0644 | 1366.3625 | 513.0813
06.05. | 2 | 1877.0644 | 1366.3625 | 513.0813
06.05. | 3 | 1877.0644 | 1366.3625 | 513.0813
06.05. | 4 | 1877.0644 | 1366.3625 | 513.0813
06.05. | 5 | 1877.0644 | 1366.3625 | 513.0813
06.05. | 6 | 1877.0644 | 1366.3625 | 513.0813
06.05. | 7 | 1877.0644 | 1366.3625 | 513.0813
06.05. | 8 | 1877.0644 | 1366.3625 | 513.0813
06.05. | 9 | 1877.0644 | 1366.3625 | 513.0813
06.05. | 10 | 1877.0644 | 1366.3625 | 513.0813
06.05. | 11 | 1877.0644 | 1366.3625 | 513.0813
06.05. | 12 | 1877.0644 | 1366.3625 | 513.0813
06.05. | 13 | 1877.0644 | 1366.3625 | 513.0813
06.05. | 14 | 1877.0644 | 1366.3625 | 513.0813
06.05. | 15 | 1877.0644 | 1366.3625 | 513.0813
06.05. | 16 | 1877.0644 | 1366.3625 | 513.0813
06.05. | 17 | 1877.0644 | 1366.3625 | 513.0813
06.05. | 18 | 1877.0644 | 1366.3625 | 513.0813
06.05. | 19 | 1877.0644 | 1366.3625 | 513.0813
06.05. | 20 | 1877.0644 | 1366.3625 | 513.0813
06.05. | 21 | 1877.0644 | 1366.3625 | 513.0813
06.05. | 22 | 1877.0644 | 1366.3625 | 513.0813
06.05. | 23 | 1877.0644 | 1366.3625 | 513.0813
06.05. | 24 | 1877.0644 | 1366.3625 | 513.0813
07.05. | 1 | 1877.0644 | 1366.3625 | 513.0813
07.05. | 2 | 1877.0644 | 1366.3625 | 513.0813
07.05. | 3 | 1877.0644 | 1366.3625 | 513.0813
07.05. | 4 | 1877.0644 | 1366.3625 | 513.0813
07.05. | 5 | 1877.0644 | 1366.3625 | 513.0813
07.05. | 6 | 1877.0644 | 1366.3625 | 513.0813
07.05. | 7 | 1877.0644 | 1366.3625 | 513.0813
07.05. | 8 | 1877.0644 | 1366.3625 | 513.0813
07.05. | 9 | 1877.0644 | 1366.3625 | 513.0813
07.05. | 10 | 1877.0644 | 1366.3625 | 513.0813
07.05. | 11 | 1877.0644 | 1366.3625 | 513.0813
07.05. | 12 | 1877.0644 | 1366.3625 | 513.0813
07.05. | 13 | 1877.0644 | 1366.3625 | 513.0813
07.05. | 14 | 1877.0644 | 1366.3625 | 513.0813
07.05. | 15 | 1877.0644 | 1366.3625 | 513.0813
07.05. | 16 | 1877.0644 | 1366.3625 | 513.0813
07.05. | 17 | 1877.0644 | 1366.3625 | 513.0813
07.05. | 18 | 1877.0644 | 1366.3625 | 513.0813
07.05. | 19 | 1877.0644 | 1366.3625 | 513.0813
07.05. | 20 | 1877.0644 | 1366.3625 | 513.0813
07.05. | 21 | 1877.0644 | 1366.3625 | 513.0813
07.05. | 22 | 1877.0644 | 1366.3625 | 513.0813
07.05. | 23 | 1877.0644 | 1366.3625 | 513.0813
07.05. | 24 | 1877.0644 | 1366.3625 | 513.0813
08.05. | 1 | 1877.0644 | 1366.3625 | 513.0813
08.05. | 2 | 1877.0644 | 1366.3625 | 513.0813
08.05. | 3 | 1877.0644 | 1366.3625 | 513.0813
08.05. | 4 | 1877.0644 | 1366.3625 | 513.0813
08.05. | 5 | 1877.0644 | 1366.3625 | 513.0813
08.05. | 6 | 1877.0644 | 1366.3625 | 513.0813
08.05. | 7 | 1877.0644 | 1366.3625 | 513.0813
08.05. | 8 | 1877.0644 | 1366.3625 | 513.0813
08.05. | 9 | 1877.0644 | 1366.3625 | 513.0813
08.05. | 10 | 1877.0644 | 1366.3625 | 513.0813
08.05. | 11 | 1877.0644 | 1366.3625 | 513.0813
08.05. | 12 | 1877.0644 | 1366.3625 | 513.0813
08.05. | 13 | 1877.0644 | 1366.3625 | 513.0813
08.05. | 14 | 1877.0644 | 1366.3625 | 513.0813
08.05. | 15 | 1877.0644 | 1366.3625 | 513.0813
08.05. | 16 | 1877.0644 | 1366.3625 | 513.0813
08.05. | 17 | 1877.0644 | 1366.3625 | 513.0813
08.05. | 18 | 1877.0644 | 1366.3625 | 513.0813
08.05. | 19 | 1877.0644 | 1366.3625 | 513.0813
08.05. | 20 | 1877.0644 | 1366.3625 | 513.0813
08.05. | 21 | 1877.0644 | 1366.3625 | 513.0813
08.05. | 22 | 1877.0644 | 1366.3625 | 513.0813
08.05. | 23 | 1877.0644 | 1366.3625 | 513.0813
08.05. | 24 | 1877.0644 | 1366.3625 | 513.0813
09.05. | 1 | 1877.0644 | 1366.3625 | 513.0813
09.05. | 2 | 1877.0644 | 1366.3625 | 513.0813
09.05. | 3 | 1877.0644 | 1366.3625 | 513.0813
09.05. | 4 | 1877.0644 | 1366.3625 | 513.0813
09.05. | 5 | 1877.0644 | 1366.3625 | 513.0813
09.05. | 6 | 1877.0644 | 1366.3625 | 513.0813
09.05. | 7 | 1877.0644 | 1366.3625 | 513.0813
09.05. | 8 | 1877.0644 | 1366.3625 | 513.0813
09.05. | 9 | 1877.0644 | 1366.3625 | 513.0813
09.05. | 10 | 1877.0644 | 1366.3625 | 513.0813
09.05. | 11 | 1877.0644 | 1366.3625 | 513.0813
09.05. | 12 | 1877.0644 | 1366.3625 | 513.0813
09.05. | 13 | 1877.0644 | 1366.3625 | 513.0813
09.05. | 14 | 1877.0644 | 1366.3625 | 513.0813
09.05. | 15 | 1877.0644 | 1366.3625 | 513.0813
09.05. | 16 | 1877.0644 | 1366.3625 | 513.0813
09.05. | 17 | 1877.0644 | 1366.3625 | 513.0813
09.05. | 18 | 1877.0644 | 1366.3625 | 513.0813
09.05. | 19 | 1877.0644 | 1366.3625 | 513.0813
09.05. | 20 | 1877.0644 | 1366.3625 | 513.0813
09.05. | 21 | 1877.0644 | 1366.3625 | 513.0813
09.05. | 22 | 1877.0644 | 1366.3625 | 513.0813
09.05. | 23 | 1877.0644 | 1366.3625 | 513.0813
09.05. | 24 | 1877.0644 | 1366.3625 | 513.0813
10.05. | 1 | 1877.0644 | 1366.3625 | 513.0813
10.05. | 2 | 1877.0644 | 1366.3625 | 513.0813
10.05. | 3 | 1877.0644 | 1366.3625 | 513.0813
10.05. | 4 | 1877.0644 | 1366.3625 | 513.0813
10.05. | 5 | 1877.0644 | 1366.3625 | 513.0813
10.05. | 6 | 1877.0644 | 1366.3625 | 513.0813
10.05. | 7 | 1877.0644 | 1366.3625 | 513.0813
10.05. | 8 | 1877.0644 | 1366.3625 | 513.0813
10.05. | 9 | 1877.0644 | 1366.3625 | 513.0813
10.05. | 10 | 1877.0644 | 1366.3625 | 513.0813
10.05. | 11 | 1877.0644 | 1366.3625 | 513.0813
10.05. | 12 | 1877.0644 | 1366.3625 | 513.0813
10.05. | 13 | 1877.0644 | 1366.3625 | 513.0813
10.05. | 14 | 1877.0644 | 1366.3625 | 513.0813
10.05. | 15 | 1877.0644 | 1366.3625 | 513.0813
10.05. | 16 | 1877.0644 | 1366.3625 | 513.0813
10.05. | 17 | 1877.0644 | 1366.3625 | 513.0813
10.05. | 18 | 1877.0644 | 1366.3625 | 513.0813
10.05. | 19 | 1877.0644 | 1366.3625 | 513.0813
10.05. | 20 | 1877.0644 | 1366.3625 | 513.0813
10.05. | 21 | 1877.0644 | 1366.3625 | 513.0813
10.05. | 22 | 1877.0644 | 1366.3625 | 513.0813
10.05. | 23 | 1877.0644 | 1366.3625 | 513.0813
10.05. | 24 | 1877.0644 | 1366.3625 | 513.0813
11.05. | 1 | 1877.0644 | 1366.3625 | 513.0813
11.05. | 2 | 1877.0644 | 1366.3625 | 513.0813
11.05. | 3 | 1877.0644 | 1366.3625 | 513.0813
11.05. | 4 | 1877.0644 | 1366.3625 | 513.0813
11.05. | 5 | 1877.0644 | 1366.3625 | 513.0813
11.05. | 6 | 1877.0644 | 1366.3625 | 513.0813
11.05. | 7 | 1877.0644 | 1366.3625 | 513.0813
11.05. | 8 | 1877.0644 | 1366.3625 | 513.0813
11.05. | 9 | 1877.0644 | 1366.3625 | 513.0813
11.05. | 10 | 1877.0644 | 1366.3625 | 513.0813
11.05. | 11 | 1877.0644 | 1366.3625 | 513.0813
11.05. | 12 | 1877.0644 | 1366.3625 | 513.0813
11.05. | 13 | 1877.0644 | 1366.3625 | 513.0813
11.05. | 14 | 1877.0644 | 1366.3625 | 513.0813
11.05. | 15 | 1877.0644 | 1366.3625 | 513.0813
11.05. | 16 | 1877.0644 | 1366.3625 | 513.0813
11.05. | 17 | 1877.0644 | 1366.3625 | 513.0813
11.05. | 18 | 1877.0644 | 1366.3625 | 513.0813
11.05. | 19 | 1877.0644 | 1366.3625 | 513.0813
11.05. | 20 | 1877.0644 | 1366.3625 | 513.0813
11.05. | 21 | 1877.0644 | 1366.3625 | 513.0813
11.05. | 22 | 1877.0644 | 1366.3625 | 513.0813
11.05. | 23 | 1877.0644 | 1366.3625 | 513.0813
11.05. | 24 | 1877.0644 | 1366.3625 | 513.0813
12.05. | 1 | 1877.0644 | 1366.3625 | 513.0813
12.05. | 2 | 1877.0644 | 1366.3625 | 513.0813
12.05. | 3 | 1877.0644 | 1366.3625 | 513.0813
12.05. | 4 | 1877.0644 | 1366.3625 | 513.0813
12.05. | 5 | 1877.0644 | 1366.3625 | 513.0813
12.05. | 6 | 1877.0644 | 1366.3625 | 513.0813
12.05. | 7 | 1877.0644 | 1366.3625 | 513.0813
12.05. | 8 | 1877.0644 | 1366.3625 | 513.0813
12.05. | 9 | 1877.0644 | 1366.3625 | 513.0813
12.05. | 10 | 1877.0644 | 1366.3625 | 513.0813
12.05. | 11 | 1877.0644 | 1366.3625 | 513.0813
12.05. | 12 | 1877.0644 | 1366.3625 | 513.0813
12.05. | 13 | 1877.0644 | 1366.3625 | 513.0813
12.05. | 14 | 1877.0644 | 1366.3625 | 513.0813
12.05. | 15 | 1877.0644 | 1366.3625 | 513.0813
12.05. | 16 | 1877.0644 | 1366.3625 | 513.0813
12.05. | 17 | 1877.0644 | 1366.3625 | 513.0813
12.05. | 18 | 1877.0644 | 1366.3625 | 513.0813
12.05. | 19 | 1877.0644 | 1366.3625 | 513.0813
12.05. | 20 | 1877.0644 | 1366.3625 | 513.0813
12.05. | 21 | 1877.0644 | 1366.3625 | 513.0813
12.05. | 22 | 1877.0644 | 1366.3625 | 513.0813
12.05. | 23 | 1877.0644 | 1366.3625 | 513.0813
12.05. | 24 | 1877.0644 | 1366.3625 | 513.0813
13.05. | 1 | 1877.0644 | 1366.3625 | 513.0813
13.05. | 2 | 1877.0644 | 1366.3625 | 513.0813
13.05. | 3 | 1877.0644 | 1366.3625 | 513.0813
13.05. | 4 | 1877.0644 | 1366.3625 | 513.0813
13.05. | 5 | 1877.0644 | 1366.3625 | 513.0813
13.05. | 6 | 1877.0644 | 1366.3625 | 513.0813
13.05. | 7 | 1877.0644 | 1366.3625 | 513.0813
13.05. | 8 | 1877.0644 | 1366.3625 | 513.0813
13.05. | 9 | 1877.0644 | 1366.3625 | 513.0813
13.05. | 10 | 1877.0644 | 1366.3625 | 513.0813
13.05. | 11 | 1877.0644 | 1366.3625 | 513.0813
13.05. | 12 | 1877.0644 | 1366.3625 | 513.0813
13.05. | 13 | 1877.0644 | 1366.3625 | 513.0813
13.05. | 14 | 1877.0644 | 1366.3625 | 513.0813
13.05. | 15 | 1877.0644 | 1366.3625 | 513.0813
13.05. | 16 | 1877.0644 | 1366.3625 | 513.0813
13.05. | 17 | 1877.0644 | 1366.3625 | 513.0813
13.05. | 18 | 1877.0644 | 1366.3625 | 513.0813
13.05. | 19 | 1877.0644 | 1366.3625 | 513.0813
13.05. | 20 | 1877.0644 | 1366.3625 | 513.0813
13.05. | 21 | 1877.0644 | 1366.3625 | 513.0813
13.05. | 22 | 1877.0644 | 1366.3625 | 513.0813
13.05. | 23 | 1877.0644 | 1366.3625 | 513.0813
13.05. | 24 | 1877.0644 | 1366.3625 | 513.0813
14.05. | 1 | 1877.0644 | 1366.3625 | 513.0813
14.05. | 2 | 1877.0644 | 1366.3625 | 513.0813
14.05. | 3 | 1877.0644 | 1366.3625 | 513.0813
14.05. | 4 | 1877.0644 | 1366.3625 | 513.0813
14.05. | 5 | 1877.0644 | 1366.3625 | 513.0813
14.05. | 6 | 1877.0644 | 1366.3625 | 513.0813
14.05. | 7 | 1877.0644 | 1366.3625 | 513.0813
14.05. | 8 | 1877.0644 | 1366.3625 | 513.0813
14.05. | 9 | 1877.0644 | 1366.3625 | 513.0813
14.05. | 10 | 1877.0644 | 1366.3625 | 513.0813
14.05. | 11 | 1877.0644 | 1366.3625 | 513.0813
14.05. | 12 | 1877.0644 | 1366.3625 | 513.0813
14.05. | 13 | 1877.0644 | 1366.3625 | 513.0813
14.05. | 14 | 1877.0644 | 1366.3625 | 513.0813
14.05. | 15 | 1877.0644 | 1366.3625 | 513.0813
14.05. | 16 | 1877.0644 | 1366.3625 | 513.0813
14.05. | 17 | 1877.0644 | 1366.3625 | 513.0813
14.05. | 18 | 1877.0644 | 1366.3625 | 513.0813
14.05. | 19 | 1877.0644 | 1366.3625 | 513.0813
14.05. | 20 | 1877.0644 | 1366.3625 | 513.0813
14.05. | 21 | 1877.0644 | 1366.3625 | 513.0813
14.05. | 22 | 1877.0644 | 1366.3625 | 513.0813
14.05. | 23 | 1877.0644 | 1366.3625 | 513.0813
14.05. | 24 | 1877.0644 | 1366.3625 | 513.0813
15.05. | 1 | 1877.0644 | 1366.3625 | 513.0813
15.05. | 2 | 1877.0644 | 1366.3625 | 513.0813
15.05. | 3 | 1877.0644 | 1366.3625 | 513.0813
15.05. | 4 | 1877.0644 | 1366.3625 | 513.0813
15.05. | 5 | 1877.0644 | 1366.3625 | 513.0813
15.05. | 6 | 1877.0644 | 1366.3625 | 513.0813
15.05. | 7 | 1877.0644 | 1366.3625 | 513.0813
15.05. | 8 | 1877.0644 | 1366.3625 | 513.0813
15.05. | 9 | 1877.0644 | 1366.3625 | 513.0813
15.05. | 10 | 1877.0644 | 1366.3625 | 513.0813
15.05. | 11 | 1877.0644 | 1366.3625 | 513.0813
15.05. | 12 | 1877.0644 | 1366.3625 | 513.0813
15.05. | 13 | 1877.0644 | 1366.3625 | 513.0813
15.05. | 14 | 1877.0644 | 1366.3625 | 513.0813
15.05. | 15 | 1877.0644 | 1366.3625 | 513.0813
15.05. | 16 | 1877.0644 | 1366.3625 | 513.0813
15.05. | 17 | 1877.0644 | 1366.3625 | 513.0813
15.05. | 18 | 1877.0644 | 1366.3625 | 513.0813
15.05. | 19 | 1877.0644 | 1366.3625 | 513.0813
15.05. | 20 | 1877.0644 | 1366.3625 | 513.0813
15.05. | 21 | 1877.0644 | 1366.3625 | 513.0813
15.05. | 22 | 1877.0644 | 1366.3625 | 513.0813
15.05. | 23 | 1877.0644 | 1366.3625 | 513.0813
15.05. | 24 | 1877.0644 | 1366.3625 | 513.0813
16.05. | 1 | 1877.0644 | 1366.3625 | 513.0813
16.05. | 2 | 1877.0644 | 1366.3625 | 513.0813
16.05. | 3 | 1877.0644 | 1366.3625 | 513.0813
16.05. | 4 | 1877.0644 | 1366.3625 | 513.0813
16.05. | 5 | 1877.0644 | 1366.3625 | 513.0813
16.05. | 6 | 1877.0644 | 1366.3625 | 513.0813
16.05. | 7 | 1877.0644 | 1366.3625 | 513.0813
16.05. | 8 | 1877.0644 | 1366.3625 | 513.0813
16.05. | 9 | 1877.0644 | 1366.3625 | 513.0813
16.05. | 10 | 1877.0644 | 1366.3625 | 513.0813
16.05. | 11 | 1877.0644 | 1366.3625 | 513.0813
16.05. | 12 | 1877.0644 | 1366.3625 | 513.0813
16.05. | 13 | 1877.0644 | 1366.3625 | 513.0813
16.05. | 14 | 1877.0644 | 1366.3625 | 513.0813
16.05. | 15 | 1877.0644 | 1366.3625 | 513.0813
16.05. | 16 | 1877.0644 | 1366.3625 | 513.0813
16.05. | 17 | 1877.0644 | 1366.3625 | 513.0813
16.05. | 18 | 1877.0644 | 1366.3625 | 513.0813
16.05. | 19 | 1877.0644 | 1366.3625 | 513.0813
16.05. | 20 | 1877.0644 | 1366.3625 | 513.0813
16.05. | 21 | 1877.0644 | 1366.3625 | 513.0813
16.05. | 22 | 1877.0644 | 1366.3625 | 513.0813
16.05. | 23 | 1877.0644 | 1366.3625 | 513.0813
16.05. | 24 | 1877.0644 | 1366.3625 | 513.0813
17.05. | 1 | 1877.0644 | 1366.3625 | 513.0813
17.05. | 2 | 1877.0644 | 1366.3625 | 513.0813
17.05. | 3 | 1877.0644 | 1366.3625 | 513.0813
17.05. | 4 | 1877.0644 | 1366.3625 | 513.0813
17.05. | 5 | 1877.0644 | 1366.3625 | 513.0813
17.05. | 6 | 1877.0644 | 1366.3625 | 513.0813
17.05. | 7 | 1877.0644 | 1366.3625 | 513.0813
17.05. | 8 | 1877.0644 | 1366.3625 | 513.0813
17.05. | 9 | 1877.0644 | 1366.3625 | 513.0813
17.05. | 10 | 1877.0644 | 1366.3625 | 513.0813
17.05. | 11 | 1877.0644 | 1366.3625 | 513.0813
17.05. | 12 | 1877.0644 | 1366.3625 | 513.0813
17.05. | 13 | 1877.0644 | 1366.3625 | 513.0813
17.05. | 14 | 1877.0644 | 1366.3625 | 513.0813
17.05. | 15 | 1877.0644 | 1366.3625 | 513.0813
17.05. | 16 | 1877.0644 | 1366.3625 | 513.0813
17.05. | 17 | 1877.0644 | 1366.3625 | 513.0813
17.05. | 18 | 1877.0644 | 1366.3625 | 513.0813
17.05. | 19 | 1877.0644 | 1366.3625 | 513.0813
17.05. | 20 | 1877.0644 | 1366.3625 | 513.0813
17.05. | 21 | 1877.0644 | 1366.3625 | 513.0813
17.05. | 22 | 1877.0644 | 1366.3625 | 513.0813
17.05. | 23 | 1877.0644 | 1366.3625 | 513.0813
17.05. | 24 | 1877.0644 | 1366.3625 | 513.0813
18.05. | 1 | 1877.0644 | 1366.3625 | 513.0813
18.05. | 2 | 1877.0644 | 1366.3625 | 513.0813
18.05. | 3 | 1877.0644 | 1366.3625 | 513.0813
18.05. | 4 | 1877.0644 | 1366.3625 | 513.0813
18.05. | 5 | 1877.0644 | 1366.3625 | 513.0813
18.05. | 6 | 1877.0644 | 1366.3625 | 513.0813
18.05. | 7 | 1877.0644 | 1366.3625 | 513.0813
18.05. | 8 | 1877.0644 | 1366.3625 | 513.0813
18.05. | 9 | 1877.0644 | 1366.3625 | 513.0813
18.05. | 10 | 1877.0644 | 1366.3625 | 513.0813
18.05. | 11 | 1877.0644 | 1366.3625 | 513.0813
18.05. | 12 | 1877.0644 | 1366.3625 | 513.0813
18.05. | 13 | 1877.0644 | 1366.3625 | 513.0813
18.05. | 14 | 1877.0644 | 1366.3625 | 513.0813
18.05. | 15 | 1877.0644 | 1366.3625 | 513.0813
18.05. | 16 | 1877.0644 | 1366.3625 | 513.0813
18.05. | 17 | 1877.0644 | 1366.3625 | 513.0813
18.05. | 18 | 1877.0644 | 1366.3625 | 513.0813
18.05. | 19 | 1877.0644 | 1366.3625 | 513.0813
18.05. | 20 | 1877.0644 | 1366.3625 | 513.0813
18.05. | 21 | 1877.0644 | 1366.3625 | 513.0813
18.05. | 22 | 1877.0644 | 1366.3625 | 513.0813
18.05. | 23 | 1877.0644 | 1366.3625 | 513.0813
18.05. | 24 | 1877.0644 | 1366.3625 | 513.0813
19.05. | 1 | 1877.0644 | 1366.3625 | 513.0813
19.05. | 2 | 1877.0644 | 1366.3625 | 513.0813
19.05. | 3 | 1877.0644 | 1366.3625 | 513.0813
19.05. | 4 | 1877.0644 | 1366.3625 | 513.0813
19.05. | 5 | 1877.0644 | 1366.3625 | 513.0813
19.05. | 6 | 1877.0644 | 1366.3625 | 513.0813
19.05. | 7 | 1877.0644 | 1366.3625 | 513.0813
19.05. | 8 | 1877.0644 | 1366.3625 | 513.0813
19.05. | 9 | 1877.0644 | 1366.3625 | 513.0813
19.05. | 10 | 1877.0644 | 1366.3625 | 513.0813
19.05. | 11 | 1877.0644 | 1366.3625 | 513.0813
19.05. | 12 | 1877.0644 | 1366.3625 | 513.0813
19.05. | 13 | 1877.0644 | 1366.3625 | 513.0813
19.05. | 14 | 1877.0644 | 1366.3625 | 513.0813
19.05. | 15 | 1877.0644 | 1366.3625 | 513.0813
19.05. | 16 | 1877.0644 | 1366.3625 | 513.0813
19.05. | 17 | 1877.0644 | 1366.3625 | 513.0813
19.05. | 18 | 1877.0644 | 1366.3625 | 513.0813
19.05. | 19 | 1877.0644 | 1366.3625 | 513.0813
19.05. | 20 | 1877.0644 | 1366.3625 | 513.0813
19.05. | 21 | 1877.0644 | 1366.3625 | 513.0813
19.05. | 22 | 1877.0644 | 1366.3625 | 513.0813
19.05. | 23 | 1877.0644 | 1366.3625 | 513.0813
19.05. | 24 | 1877.0644 | 1366.3625 | 513.0813
20.05. | 1 | 1877.0644 | 1366.3625 | 513.0813
20.05. | 2 | 1877.0644 | 1366.3625 | 513.0813
20.05. | 3 | 1877.0644 | 1366.3625 | 513.0813
20.05. | 4 | 1877.0644 | 1366.3625 | 513.0813
20.05. | 5 | 1877.0644 | 1366.3625 | 513.0813
20.05. | 6 | 1877.0644 | 1366.3625 | 513.0813
20.05. | 7 | 1877.0644 | 1366.3625 | 513.0813
20.05. | 8 | 1877.0644 | 1366.3625 | 513.0813
20.05. | 9 | 1877.0644 | 1366.3625 | 513.0813
20.05. | 10 | 1877.0644 | 1366.3625 | 513.0813
20.05. | 11 | 1877.0644 | 1366.3625 | 513.0813
20.05. | 12 | 1877.0644 | 1366.3625 | 513.0813
20.05. | 13 | 1877.0644 | 1366.3625 | 513.0813
20.05. | 14 | 1877.0644 | 1366.3625 | 513.0813
20.05. | 15 | 1877.0644 | 1366.3625 | 513.0813
20.05. | 16 | 1877.0644 | 1366.3625 | 513.0813
20.05. | 17 | 1877.0644 | 1366.3625 | 513.0813
20.05. | 18 | 1877.0644 | 1366.3625 | 513.0813
20.05. | 19 | 1877.0644 | 1366.3625 | 513.0813
20.05. | 20 | 1877.0644 | 1366.3625 | 513.0813
20.05. | 21 | 1877.0644 | 1366.3625 | 513.0813
20.05. | 22 | 1877.0644 | 1366.3625 | 513.0813
20.05. | 23 | 1877.0644 | 1366.3625 | 513.0813
20.05. | 24 | 1877.0644 | 1366.3625 | 513.0813
21.05. | 1 | 1877.0644 | 1366.3625 | 513.0813
21.05. | 2 | 1877.0644 | 1366.3625 | 513.0813
21.05. | 3 | 1877.0644 | 1366.3625 | 513.0813
21.05. | 4 | 1877.0644 | 1366.3625 | 513.0813
21.05. | 5 | 1877.0644 | 1366.3625 | 513.0813
21.05. | 6 | 1877.0644 | 1366.3625 | 513.0813
21.05. | 7 | 1877.0644 | 1366.3625 | 513.0813
21.05. | 8 | 1877.0644 | 1366.3625 | 513.0813
21.05. | 9 | 1877.0644 | 1366.3625 | 513.0813
21.05. | 10 | 1877.0644 | 1366.3625 | 513.0813
21.05. | 11 | 1877.0644 | 1366.3625 | 513.0813
21.05. | 12 | 1877.0644 | 1366.3625 | 513.0813
21.05. | 13 | 1877.0644 | 1366.3625 | 513.0813
21.05. | 14 | 1877.0644 | 1366.3625 | 513.0813
21.05. | 15 | 1877.0644 | 1366.3625 | 513.0813
21.05. | 16 | 1877.0644 | 1366.3625 | 513.0813
21.05. | 17 | 1877.0644 | 1366.3625 | 513.0813
21.05. | 18 | 1877.0644 | 1366.3625 | 513.0813
21.05. | 19 | 1877.0644 | 1366.3625 | 513.0813
21.05. | 20 | 1877.0644 | 1366.3625 | 513.0813
21.05. | 21 | 1877.0644 | 1366.3625 | 513.0813
21.05. | 22 | 1877.0644 | 1366.3625 | 513.0813
21.05. | 23 | 1877.0644 | 1366.3625 | 513.0813
21.05. | 24 | 1877.0644 | 1366.3625 | 513.0813
22.05. | 1 | 1877.0644 | 1366.3625 | 513.0813
22.05. | 2 | 1877.0644 | 1366.3625 | 513.0813
22.05. | 3 | 1877.0644 | 1366.3625 | 513.0813
22.05. | 4 | 1877.0644 | 1366.3625 | 513.0813
22.05. | 5 | 1877.0644 | 1366.3625 | 513.0813
22.05. | 6 | 1877.0644 | 1366.3625 | 513.0813
22.05. | 7 | 1877.0644 | 1366.3625 | 513.0813
22.05. | 8 | 1877.0644 | 1366.3625 | 513.0813
22.05. | 9 | 1877.0644 | 1366.3625 | 513.0813
22.05. | 10 | 1877.0644 | 1366.3625 | 513.0813
22.05. | 11 | 1877.0644 | 1366.3625 | 513.0813
22.05. | 12 | 1877.0644 | 1366.3625 | 513.0813
22.05. | 13 | 1877.0644 | 1366.3625 | 513.0813
22.05. | 14 | 1877.0644 | 1366.3625 | 513.0813
22.05. | 15 | 1877.0644 | 1366.3625 | 513.0813
22.05. | 16 | 1877.0644 | 1366.3625 | 513.0813
22.05. | 17 | 1877.0644 | 1366.3625 | 513.0813
22.05. | 18 | 1877.0644 | 1366.3625 | 513.0813
22.05. | 19 | 1877.0644 | 1366.3625 | 513.0813
22.05. | 20 | 1877.0644 | 1366.3625 | 513.0813
22.05. | 21 | 1877.0644 | 1366.3625 | 513.0813
22.05. | 22 | 1877.0644 | 1366.3625 | 513.0813
22.05. | 23 | 1877.0644 | 1366.3625 | 513.0813
22.05. | 24 | 1877.0644 | 1366.3625 | 513.0813
23.05. | 1 | 1877.0644 | 1366.3625 | 513.0813
23.05. | 2 | 1877.0644 | 1366.3625 | 513.0813
23.05. | 3 | 1877.0644 | 1366.3625 | 513.0813
23.05. | 4 | 1877.0644 | 1366.3625 | 513.0813
23.05. | 5 | 1877.0644 | 1366.3625 | 513.0813
23.05. | 6 | 1877.0644 | 1366.3625 | 513.0813
23.05. | 7 | 1877.0644 | 1366.3625 | 513.0813
23.05. | 8 | 1877.0644 | 1366.3625 | 513.0813
23.05. | 9 | 1877.0644 | 1366.3625 | 513.0813
23.05. | 10 | 1877.0644 | 1366.3625 | 513.0813
23.05. | 11 | 1877.0644 | 1366.3625 | 513.0813
23.05. | 12 | 1877.0644 | 1366.3625 | 513.0813
23.05. | 13 | 1877.0644 | 1366.3625 | 513.0813
23.05. | 14 | 1877.0644 | 1366.3625 | 513.0813
23.05. | 15 | 1877.0644 | 1366.3625 | 513.0813
23.05. | 16 | 1877.0644 | 1366.3625 | 513.0813
23.05. | 17 | 1877.0644 | 1366.3625 | 513.0813
23.05. | 18 | 1877.0644 | 1366.3625 | 513.0813
23.05. | 19 | 1877.0644 | 1366.3625 | 513.0813
23.05. | 20 | 1877.0644 | 1366.3625 | 513.0813
23.05. | 21 | 1877.0644 | 1366.3625 | 513.0813
23.05. | 22 | 1877.0644 | 1366.3625 | 513.0813
23.05. | 23 | 1877.0644 | 1366.3625 | 513.0813
23.05. | 24 | 1877.0644 | 1366.3625 | 513.0813
24.05. | 1 | 1877.0644 | 1366.3625 | 513.0813
24.05. | 2 | 1877.0644 | 1366.3625 | 513.0813
24.05. | 3 | 1877.0644 | 1366.3625 | 513.0813
24.05. | 4 | 1877.0644 | 1366.3625 | 513.0813
24.05. | 5 | 1877.0644 | 1366.3625 | 513.0813
24.05. | 6 | 1877.0644 | 1366.3625 | 513.0813
24.05. | 7 | 1877.0644 | 1366.3625 | 513.0813
24.05. | 8 | 1877.0644 | 1366.3625 | 513.0813
24.05. | 9 | 1877.0644 | 1366.3625 | 513.0813
24.05. | 10 | 1877.0644 | 1366.3625 | 513.0813
24.05. | 11 | 1877.0644 | 1366.3625 | 513.0813
24.05. | 12 | 1877.0644 | 1366.3625 | 513.0813
24.05. | 13 | 1877.0644 | 1366.3625 | 513.0813
24.05. | 14 | 1877.0644 | 1366.3625 | 513.0813
24.05. | 15 | 1877.0644 | 1366.3625 | 513.0813
24.05. | 16 | 1877.0644 | 1366.3625 | 513.0813
24.05. | 17 | 1877.0644 | 1366.3625 | 513.0813
24.05. | 18 | 1877.0644 | 1366.3625 | 513.0813
24.05. | 19 | 1877.0644 | 1366.3625 | 513.0813
24.05. | 20 | 1877.0644 | 1366.3625 | 513.0813
24.05. | 21 | 1877.0644 | 1366.3625 | 513.0813
24.05. | 22 | 1877.0644 | 1366.3625 | 513.0813
24.05. | 23 | 1877.0644 | 1366.3625 | 513.0813
24.05. | 24 | 1877.0644 | 1366.3625 | 513.0813
25.05. | 1 | 1877.0644 | 1366.3625 | 513.0813
25.05. | 2 | 1877.0644 | 1366.3625 | 513.0813
25.05. | 3 | 1877.0644 | 1366.3625 | 513.0813
25.05. | 4 | 1877.0644 | 1366.3625 | 513.0813
25.05. | 5 | 1877.0644 | 1366.3625 | 513.0813
25.05. | 6 | 1877.0644 | 1366.3625 | 513.0813
25.05. | 7 | 1877.0644 | 1366.3625 | 513.0813
25.05. | 8 | 1877.0644 | 1366.3625 | 513.0813
25.05. | 9 | 1877.0644 | 1366.3625 | 513.0813
25.05. | 10 | 1877.0644 | 1366.3625 | 513.0813
25.05. | 11 | 1877.0644 | 1366.3625 | 513.0813
25.05. | 12 | 1877.0644 | 1366.3625 | 513.0813
25.05. | 13 | 1877.0644 | 1366.3625 | 513.0813
25.05. | 14 | 1877.0644 | 1366.3625 | 513.0813
25.05. | 15 | 1877.0644 | 1366.3625 | 513.0813
25.05. | 16 | 1877.0644 | 1366.3625 | 513.0813
25.05. | 17 | 1877.0644 | 1366.3625 | 513.0813
25.05. | 18 | 1877.0644 | 1366.3625 | 513.0813
25.05. | 19 | 1877.0644 | 1366.3625 | 513.0813
25.05. | 20 | 1877.0644 | 1366.3625 | 513.0813
25.05. | 21 | 1877.0644 | 1366.3625 | 513.0813
25.05. | 22 | 1877.0644 | 1366.3625 | 513.0813
25.05. | 23 | 1877.0644 | 1366.3625 | 513.0813
25.05. | 24 | 1877.0644 | 1366.3625 | 513.0813
26.05. | 1 | 1877.0644 | 1366.3625 | 513.0813
26.05. | 2 | 1877.0644 | 1366.3625 | 513.0813
26.05. | 3 | 1877.0644 | 1366.3625 | 513.0813
26.05. | 4 | 1877.0644 | 1366.3625 | 513.0813
26.05. | 5 | 1877.0644 | 1366.3625 | 513.0813
26.05. | 6 | 1877.0644 | 1366.3625 | 513.0813
26.05. | 7 | 1877.0644 | 1366.3625 | 513.0813
26.05. | 8 | 1877.0644 | 1366.3625 | 513.0813
26.05. | 9 | 1877.0644 | 1366.3625 | 513.0813
26.05. | 10 | 1877.0644 | 1366.3625 | 513.0813
26.05. | 11 | 1877.0644 | 1366.3625 | 513.0813
26.05. | 12 | 1877.0644 | 1366.3625 | 513.0813
26.05. | 13 | 1877.0644 | 1366.3625 | 513.0813
26.05. | 14 | 1877.0644 | 1366.3625 | 513.0813
26.05. | 15 | 1877.0644 | 1366.3625 | 513.0813
26.05. | 16 | 1877.0644 | 1366.3625 | 513.0813
26.05. | 17 | 1877.0644 | 1366.3625 | 513.0813
26.05. | 18 | 1877.0644 | 1366.3625 | 513.0813
26.05. | 19 | 1877.0644 | 1366.3625 | 513.0813
26.05. | 20 | 1877.0644 | 1366.3625 | 513.0813
26.05. | 21 | 1877.0644 | 1366.3625 | 513.0813
26.05. | 22 | 1877.0644 | 1366.3625 | 513.0813
26.05. | 23 | 1877.0644 | 1366.3625 | 513.0813
26.05. | 24 | 1877.0644 | 1366.3625 | 513.0813
27.05. | 1 | 1877.0644 | 1366.3625 | 513.0813
27.05. | 2 | 1877.0644 | 1366.3625 | 513.0813
27.05. | 3 | 1877.0644 | 1366.3625 | 513.0813
27.05. | 4 | 1877.0644 | 1366.3625 | 513.0813
27.05. | 5 | 1877.0644 | 1366.3625 | 513.0813
27.05. | 6 | 1877.0644 | 1366.3625 | 513.0813
27.05. | 7 | 1877.0644 | 1366.3625 | 513.0813
27.05. | 8 | 1877.0644 | 1366.3625 | 513.0813
27.05. | 9 | 1877.0644 | 1366.3625 | 513.0813
27.05. | 10 | 1877.0644 | 1366.3625 | 513.0813
27.05. | 11 | 1877.0644 | 1366.3625 | 513.0813
27.05. | 12 | 1877.0644 | 1366.3625 | 513.0813
27.05. | 13 | 1877.0644 | 1366.3625 | 513.0813
27.05. | 14 | 1877.0644 | 1366.3625 | 513.0813
27.05. | 15 | 1877.0644 | 1366.3625 | 513.0813
27.05. | 16 | 1877.0644 | 1366.3625 | 513.0813
27.05. | 17 | 1877.0644 | 1366.3625 | 513.0813
27.05. | 18 | 1877.0644 | 1366.3625 | 513.0813
27.05. | 19 | 1877.0644 | 1366.3625 | 513.0813
27.05. | 20 | 1877.0644 | 1366.3625 | 513.0813
27.05. | 21 | 1877.0644 | 1366.3625 | 513.0813
27.05. | 22 | 1877.0644 | 1366.3625 | 513.0813
27.05. | 23 | 1877.0644 | 1366.3625 | 513.0813
27.05. | 24 | 1877.0644 | 1366.3625 | 513.0813
28.05. | 1 | 1877.0644 | 1366.3625 | 513.0813
28.05. | 2 | 1877.0644 | 1366.3625 | 513.0813
28.05. | 3 | 1877.0644 | 1366.3625 | 513.0813
28.05. | 4 | 1877.0644 | 1366.3625 | 513.0813
28.05. | 5 | 1877.0644 | 1366.3625 | 513.0813
28.05. | 6 | 1877.0644 | 1366.3625 | 513.0813
28.05. | 7 | 1877.0644 | 1366.3625 | 513.0813
28.05. | 8 | 1877.0644 | 1366.3625 | 513.0813
28.05. | 9 | 1877.0644 | 1366.3625 | 513.0813
28.05. | 10 | 1877.0644 | 1366.3625 | 513.0813
28.05. | 11 | 1877.0644 | 1366.3625 | 513.0813
28.05. | 12 | 1877.0644 | 1366.3625 | 513.0813
28.05. | 13 | 1877.0644 | 1366.3625 | 513.0813
28.05. | 14 | 1877.0644 | 1366.3625 | 513.0813
28.05. | 15 | 1877.0644 | 1366.3625 | 513.0813
28.05. | 16 | 1877.0644 | 1366.3625 | 513.0813
28.05. | 17 | 1877.0644 | 1366.3625 | 513.0813
28.05. | 18 | 1877.0644 | 1366.3625 | 513.0813
28.05. | 19 | 1877.0644 | 1366.3625 | 513.0813
28.05. | 20 | 1877.0644 | 1366.3625 | 513.0813
28.05. | 21 | 1877.0644 | 1366.3625 | 513.0813
28.05. | 22 | 1877.0644 | 1366.3625 | 513.0813
28.05. | 23 | 1877.0644 | 1366.3625 | 513.0813
28.05. | 24 | 1877.0644 | 1366.3625 | 513.0813
29.05. | 1 | 1877.0644 | 1366.3625 | 513.0813
29.05. | 2 | 1877.0644 | 1366.3625 | 513.0813
29.05. | 3 | 1877.0644 | 1366.3625 | 513.0813
29.05. | 4 | 1877.0644 | 1366.3625 | 513.0813
29.05. | 5 | 1877.0644 | 1366.3625 | 513.0813
29.05. | 6 | 1877.0644 | 1366.3625 | 513.0813
29.05. | 7 | 1877.0644 | 1366.3625 | 513.0813
29.05. | 8 | 1877.0644 | 1366.3625 | 513.0813
29.05. | 9 | 1877.0644 | 1366.3625 | 513.0813
29.05. | 10 | 1877.0644 | 1366.3625 | 513.0813
29.05. | 11 | 1877.0644 | 1366.3625 | 513.0813
29.05. | 12 | 1877.0644 | 1366.3625 | 513.0813
29.05. | 13 | 1877.0644 | 1366.3625 | 513.0813
29.05. | 14 | 1877.0644 | 1366.3625 | 513.0813
29.05. | 15 | 1877.0644 | 1366.3625 | 513.0813
29.05. | 16 | 1877.0644 | 1366.3625 | 513.0813
29.05. | 17 | 1877.0644 | 1366.3625 | 513.0813
29.05. | 18 | 1877.0644 | 1366.3625 | 513.0813
29.05. | 19 | 1877.0644 | 1366.3625 | 513.0813
29.05. | 20 | 1877.0644 | 1366.3625 | 513.0813
29.05. | 21 | 1877.0644 | 1366.3625 | 513.0813
29.05. | 22 | 1877.0644 | 1366.3625 | 513.0813
29.05. | 23 | 1877.0644 | 1366.3625 | 513.0813
29.05. | 24 | 1877.0644 | 1366.3625 | 513.0813
30.05. | 1 | 1877.0644 | 1366.3625 | 513.0813
30.05. | 2 | 1877.0644 | 1366.3625 | 513.0813
30.05. | 3 | 1877.0644 | 1366.3625 | 513.0813
30.05. | 4 | 1877.0644 | 1366.3625 | 513.0813
30.05. | 5 | 1877.0644 | 1366.3625 | 513.0813
30.05. | 6 | 1877.0644 | 1366.3625 | 513.0813
30.05. | 7 | 1877.0644 | 1366.3625 | 513.0813
30.05. | 8 | 1877.0644 | 1366.3625 | 513.0813
30.05. | 9 | 1877.0644 | 1366.3625 | 513.0813
30.05. | 10 | 1877.0644 | 1366.3625 | 513.0813
30.05. | 11 | 1877.0644 | 1366.3625 | 513.0813
30.05. | 12 | 1877.0644 | 1366.3625 | 513.0813
30.05. | 13 | 1877.0644 | 1366.3625 | 513.0813
30.05. | 14 | 1877.0644 | 1366.3625 | 513.0813
30.05. | 15 | 1877.0644 | 1366.3625 | 513.0813
30.05. | 16 | 1877.0644 | 1366.3625 | 513.0813
30.05. | 17 | 1877.0644 | 1366.3625 | 513.0813
30.05. | 18 | 1877.0644 | 1366.3625 | 513.0813
30.05. | 19 | 1877.0644 | 1366.3625 | 513.0813
30.05. | 20 | 1877.0644 | 1366.3625 | 513.0813
30.05. | 21 | 1877.0644 | 1366.3625 | 513.0813
30.05. | 22 | 1877.0644 | 1366.3625 | 513.0813
30.05. | 23 | 1877.0644 | 1366.3625 | 513.0813
30.05. | 24 | 1877.0644 | 1366.3625 | 513.0813
31.05. | 1 | 1877.0644 | 1366.3625 | 513.0813
31.05. | 2 | 1877.0644 | 1366.3625 | 513.0813
31.05. | 3 | 1877.0644 | 1366.3625 | 513.0813
31.05. | 4 | 1877.0644 | 1366.3625 | 513.0813
31.05. | 5 | 1877.0644 | 1366.3625 | 513.0813
31.05. | 6 | 1877.0644 | 1366.3625 | 513.0813
31.05. | 7 | 1877.0644 | 1366.3625 | 513.0813
31.05. | 8 | 1877.0644 | 1366.3625 | 513.0813
31.05. | 9 | 1877.0644 | 1366.3625 | 513.0813
31.05. | 10 | 1877.0644 | 1366.3625 | 513.0813
31.05. | 11 | 1877.0644 | 1366.3625 | 513.0813
31.05. | 12 | 1877.0644 | 1366.3625 | 513.0813
31.05. | 13 | 1877.0644 | 1366.3625 | 513.0813
31.05. | 14 | 1877.0644 | 1366.3625 | 513.0813
31.05. | 15 | 1877.0644 | 1366.3625 | 513.0813
31.05. | 16 | 1877.0644 | 1366.3625 | 513.0813
31.05. | 17 | 1877.0644 | 1366.3625 | 513.0813
31.05. | 18 | 1877.0644 | 1366.3625 | 513.0813
31.05. | 19 | 1877.0644 | 1366.3625 | 513.0813
31.05. | 20 | 1877.0644 | 1366.3625 | 513.0813
31.05. | 21 | 1877.0644 | 1366.3625 | 513.0813
31.05. | 22 | 1877.0644 | 1366.3625 | 513.0813
31.05. | 23 | 1877.0644 | 1366.3625 | 513.0813
31.05. | 24 | 1877.0644 | 1366.3625 | 513.0813
01.06. | 1 | 1877.0644 | 1366.3625 | 513.0813
01.06. | 2 | 1877.0644 | 1366.3625 | 513.0813
01.06. | 3 | 1877.0644 | 1366.3625 | 513.0813
01.06. | 4 | 1877.0644 | 1366.3625 | 513.0813
01.06. | 5 | 1877.0644 | 1366.3625 | 513.0813
01.06. | 6 | 1877.0644 | 1366.3625 | 513.0813
01.06. | 7 | 1877.0644 | 1366.3625 | 513.0813
01.06. | 8 | 1877.0644 | 1366.3625 | 513.0813
01.06. | 9 | 1877.0644 | 1366.3625 | 513.0813
01.06. | 10 | 1877.0644 | 1366.3625 | 513.0813
01.06. | 11 | 1877.0644 | 1366.3625 | 513.0813
01.06. | 12 | 1877.0644 | 1366.3625 | 513.0813
01.06. | 13 | 1877.0644 | 1366.3625 | 513.0813
01.06. | 14 | 1877.0644 | 1366.3625 | 513.0813
01.06. | 15 | 1877.0644 | 1366.3625 | 513.0813
01.06. | 16 | 1877.0644 | 1366.3625 | 513.0813
01.06. | 17 | 1877.0644 | 1366.3625 | 513.0813
01.06. | 18 | 1877.0644 | 1366.3625 | 513.0813
01.06. | 19 | 1877.0644 | 1366.3625 | 513.0813
01.06. | 20 | 1877.0644 | 1366.3625 | 513.0813
01.06. | 21 | 1877.0644 | 1366.3625 | 513.0813
01.06. | 22 | 1877.0644 | 1366.3625 | 513.0813
01.06. | 23 | 1877.0644 | 1366.3625 | 513.0813
01.06. | 24 | 1877.0644 | 1366.3625 | 513.0813
02.06. | 1 | 1877.0644 | 1366.3625 | 513.0813
02.06. | 2 | 1877.0644 | 1366.3625 | 513.0813
02.06. | 3 | 1877.0644 | 1366.3625 | 513.0813
02.06. | 4 | 1877.0644 | 1366.3625 | 513.0813
02.06. | 5 | 1877.0644 | 1366.3625 | 513.0813
02.06. | 6 | 1877.0644 | 1366.3625 | 513.0813
02.06. | 7 | 1877.0644 | 1366.3625 | 513.0813
02.06. | 8 | 1877.0644 | 1366.3625 | 513.0813
02.06. | 9 | 1877.0644 | 1366.3625 | 513.0813
02.06. | 10 | 1877.0644 | 1366.3625 | 513.0813
02.06. | 11 | 1877.0644 | 1366.3625 | 513.0813
02.06. | 12 | 1877.0644 | 1366.3625 | 513.0813
02.06. | 13 | 1877.0644 | 1366.3625 | 513.0813
02.06. | 14 | 1877.0644 | 1366.3625 | 513.0813
02.06. | 15 | 1877.0644 | 1366.3625 | 513.0813
02.06. | 16 | 1877.0644 | 1366.3625 | 513.0813
02.06. | 17 | 1877.0644 | 1366.3625 | 513.0813
02.06. | 18 | 1877.0644 | 1366.3625 | 513.0813
02.06. | 19 | 1877.0644 | 1366.3625 | 513.0813
02.06. | 20 | 1877.0644 | 1366.3625 | 513.0813
02.06. | 21 | 1877.0644 | 1366.3625 | 513.0813
02.06. | 22 | 1877.0644 | 1366.3625 | 513.0813
02.06. | 23 | 1877.0644 | 1366.3625 | 513.0813
02.06. | 24 | 1877.0644 | 1366.3625 | 513.0813
03.06. | 1 | 1877.0644 | 1366.3625 | 513.0813
03.06. | 2 | 1877.0644 | 1366.3625 | 513.0813
03.06. | 3 | 1877.0644 | 1366.3625 | 513.0813
03.06. | 4 | 1877.0644 | 1366.3625 | 513.0813
03.06. | 5 | 1877.0644 | 1366.3625 | 513.0813
03.06. | 6 | 1877.0644 | 1366.3625 | 513.0813
03.06. | 7 | 1877.0644 | 1366.3625 | 513.0813
03.06. | 8 | 1877.0644 | 1366.3625 | 513.0813
03.06. | 9 | 1877.0644 | 1366.3625 | 513.0813
03.06. | 10 | 1877.0644 | 1366.3625 | 513.0813
03.06. | 11 | 1877.0644 | 1366.3625 | 513.0813
03.06. | 12 | 1877.0644 | 1366.3625 | 513.0813
03.06. | 13 | 1877.0644 | 1366.3625 | 513.0813
03.06. | 14 | 1877.0644 | 1366.3625 | 513.0813
03.06. | 15 | 1877.0644 | 1366.3625 | 513.0813
03.06. | 16 | 1877.0644 | 1366.3625 | 513.0813
03.06. | 17 | 1877.0644 | 1366.3625 | 513.0813
03.06. | 18 | 1877.0644 | 1366.3625 | 513.0813
03.06. | 19 | 1877.0644 | 1366.3625 | 513.0813
03.06. | 20 | 1877.0644 | 1366.3625 | 513.0813
03.06. | 21 | 1877.0644 | 1366.3625 | 513.0813
03.06. | 22 | 1877.0644 | 1366.3625 | 513.0813
03.06. | 23 | 1877.0644 | 1366.3625 | 513.0813
03.06. | 24 | 1877.0644 | 1366.3625 | 513.0813
04.06. | 1 | 1877.0644 | 1366.3625 | 513.0813
04.06. | 2 | 1877.0644 | 1366.3625 | 513.0813
04.06. | 3 | 1877.0644 | 1366.3625 | 513.0813
04.06. | 4 | 1877.0644 | 1366.3625 | 513.0813
04.06. | 5 | 1877.0644 | 1366.3625 | 513.0813
04.06. | 6 | 1877.0644 | 1366.3625 | 513.0813
04.06. | 7 | 1877.0644 | 1366.3625 | 513.0813
04.06. | 8 | 1877.0644 | 1366.3625 | 513.0813
04.06. | 9 | 1877.0644 | 1366.3625 | 513.0813
04.06. | 10 | 1877.0644 | 1366.3625 | 513.0813
04.06. | 11 | 1877.0644 | 1366.3625 | 513.0813
04.06. | 12 | 1877.0644 | 1366.3625 | 513.0813
04.06. | 13 | 1877.0644 | 1366.3625 | 513.0813
04.06. | 14 | 1877.0644 | 1366.3625 | 513.0813
04.06. | 15 | 1877.0644 | 1366.3625 | 513.0813
04.06. | 16 | 1877.0644 | 1366.3625 | 513.0813
04.06. | 17 | 1877.0644 | 1366.3625 | 513.0813
04.06. | 18 | 1877.0644 | 1366.3625 | 513.0813
04.06. | 19 | 1877.0644 | 1366.3625 | 513.0813
04.06. | 20 | 1877.0644 | 1366.3625 | 513.0813
04.06. | 21 | 1877.0644 | 1366.3625 | 513.0813
04.06. | 22 | 1877.0644 | 1366.3625 | 513.0813
04.06. | 23 | 1877.0644 | 1366.3625 | 513.0813
04.06. | 24 | 1877.0644 | 1366.3625 | 513.0813
05.06. | 1 | 1877.0644 | 1366.3625 | 513.0813
05.06. | 2 | 1877.0644 | 1366.3625 | 513.0813
05.06. | 3 | 1877.0644 | 1366.3625 | 513.0813
05.06. | 4 | 1877.0644 | 1366.3625 | 513.0813
05.06. | 5 | 1877.0644 | 1366.3625 | 513.0813
05.06. | 6 | 1877.0644 | 1366.3625 | 513.0813
05.06. | 7 | 1877.0644 | 1366.3625 | 513.0813
05.06. | 8 | 1877.0644 | 1366.3625 | 513.0813
05.06. | 9 | 1877.0644 | 1366.3625 | 513.0813
05.06. | 10 | 1877.0644 | 1366.3625 | 513.0813
05.06. | 11 | 1877.0644 | 1366.3625 | 513.0813
05.06. | 12 | 1877.0644 | 1366.3625 | 513.0813
05.06. | 13 | 1877.0644 | 1366.3625 | 513.0813
05.06. | 14 | 1877.0644 | 1366.3625 | 513.0813
05.06. | 15 | 1877.0644 | 1366.3625 | 513.0813
05.06. | 16 | 1877.0644 | 1366.3625 | 513.0813
05.06. | 17 | 1877.0644 | 1366.3625 | 513.0813
05.06. | 18 | 1877.0644 | 1366.3625 | 513.0813
05.06. | 19 | 1877.0644 | 1366.3625 | 513.0813
05.06. | 20 | 1877.0644 | 1366.3625 | 513.0813
05.06. | 21 | 1877.0644 | 1366.3625 | 513.0813
05.06. | 22 | 1877.0644 | 1366.3625 | 513.0813
05.06. | 23 | 1877.0644 | 1366.3625 | 513.0813
05.06. | 24 | 1877.0644 | 1366.3625 | 513.0813
06.06. | 1 | 1877.0644 | 1366.3625 | 513.0813
06.06. | 2 | 1877.0644 | 1366.3625 | 513.0813
06.06. | 3 | 1877.0644 | 1366.3625 | 513.0813
06.06. | 4 | 1877.0644 | 1366.3625 | 513.0813
06.06. | 5 | 1877.0644 | 1366.3625 | 513.0813
06.06. | 6 | 1877.0644 | 1366.3625 | 513.0813
06.06. | 7 | 1877.0644 | 1366.3625 | 513.0813
06.06. | 8 | 1877.0644 | 1366.3625 | 513.0813
06.06. | 9 | 1877.0644 | 1366.3625 | 513.0813
06.06. | 10 | 1877.0644 | 1366.3625 | 513.0813
06.06. | 11 | 1877.0644 | 1366.3625 | 513.0813
06.06. | 12 | 1877.0644 | 1366.3625 | 513.0813
06.06. | 13 | 1877.0644 | 1366.3625 | 513.0813
06.06. | 14 | 1877.0644 | 1366.3625 | 513.0813
06.06. | 15 | 1877.0644 | 1366.3625 | 513.0813
06.06. | 16 | 1877.0644 | 1366.3625 | 513.0813
06.06. | 17 | 1877.0644 | 1366.3625 | 513.0813
06.06. | 18 | 1877.0644 | 1366.3625 | 513.0813
06.06. | 19 | 1877.0644 | 1366.3625 | 513.0813
06.06. | 20 | 1877.0644 | 1366.3625 | 513.0813
06.06. | 21 | 1877.0644 | 1366.3625 | 513.0813
06.06. | 22 | 1877.0644 | 1366.3625 | 513.0813
06.06. | 23 | 1877.0644 | 1366.3625 | 513.0813
06.06. | 24 | 1877.0644 | 1366.3625 | 513.0813
07.06. | 1 | 1877.0644 | 1366.3625 | 513.0813
07.06. | 2 | 1877.0644 | 1366.3625 | 513.0813
07.06. | 3 | 1877.0644 | 1366.3625 | 513.0813
07.06. | 4 | 1877.0644 | 1366.3625 | 513.0813
07.06. | 5 | 1877.0644 | 1366.3625 | 513.0813
07.06. | 6 | 1877.0644 | 1366.3625 | 513.0813
07.06. | 7 | 1877.0644 | 1366.3625 | 513.0813
07.06. | 8 | 1877.0644 | 1366.3625 | 513.0813
07.06. | 9 | 1877.0644 | 1366.3625 | 513.0813
07.06. | 10 | 1877.0644 | 1366.3625 | 513.0813
07.06. | 11 | 1877.0644 | 1366.3625 | 513.0813
07.06. | 12 | 1877.0644 | 1366.3625 | 513.0813
07.06. | 13 | 1877.0644 | 1366.3625 | 513.0813
07.06. | 14 | 1877.0644 | 1366.3625 | 513.0813
07.06. | 15 | 1877.0644 | 1366.3625 | 513.0813
07.06. | 16 | 1877.0644 | 1366.3625 | 513.0813
07.06. | 17 | 1877.0644 | 1366.3625 | 513.0813
07.06. | 18 | 1877.0644 | 1366.3625 | 513.0813
07.06. | 19 | 1877.0644 | 1366.3625 | 513.0813
07.06. | 20 | 1877.0644 | 1366.3625 | 513.0813
07.06. | 21 | 1877.0644 | 1366.3625 | 513.0813
07.06. | 22 | 1877.0644 | 1366.3625 | 513.0813
07.06. | 23 | 1877.0644 | 1366.3625 | 513.0813
07.06. | 24 | 1877.0644 | 1366.3625 | 513.0813
08.06. | 1 | 1877.0644 | 1366.3625 | 513.0813
08.06. | 2 | 1877.0644 | 1366.3625 | 513.0813
08.06. | 3 | 1877.0644 | 1366.3625 | 513.0813
08.06. | 4 | 1877.0644 | 1366.3625 | 513.0813
08.06. | 5 | 1877.0644 | 1366.3625 | 513.0813
08.06. | 6 | 1877.0644 | 1366.3625 | 513.0813
08.06. | 7 | 1877.0644 | 1366.3625 | 513.0813
08.06. | 8 | 1877.0644 | 1366.3625 | 513.0813
08.06. | 9 | 1877.0644 | 1366.3625 | 513.0813
08.06. | 10 | 1877.0644 | 1366.3625 | 513.0813
08.06. | 11 | 1877.0644 | 1366.3625 | 513.0813
08.06. | 12 | 1877.0644 | 1366.3625 | 513.0813
08.06. | 13 | 1877.0644 | 1366.3625 | 513.0813
08.06. | 14 | 1877.0644 | 1366.3625 | 513.0813
08.06. | 15 | 1877.0644 | 1366.3625 | 513.0813
08.06. | 16 | 1877.0644 | 1366.3625 | 513.0813
08.06. | 17 | 1877.0644 | 1366.3625 | 513.0813
08.06. | 18 | 1877.0644 | 1366.3625 | 513.0813
08.06. | 19 | 1877.0644 | 1366.3625 | 513.0813
08.06. | 20 | 1877.0644 | 1366.3625 | 513.0813
08.06. | 21 | 1877.0644 | 1366.3625 | 513.0813
08.06. | 22 | 1877.0644 | 1366.3625 | 513.0813
08.06. | 23 | 1877.0644 | 1366.3625 | 513.0813
08.06. | 24 | 1877.0644 | 1366.3625 | 513.0813
09.06. | 1 | 1877.0644 | 1366.3625 | 513.0813
09.06. | 2 | 1877.0644 | 1366.3625 | 513.0813
09.06. | 3 | 1877.0644 | 1366.3625 | 513.0813
09.06. | 4 | 1877.0644 | 1366.3625 | 513.0813
09.06. | 5 | 1877.0644 | 1366.3625 | 513.0813
09.06. | 6 | 1877.0644 | 1366.3625 | 513.0813
09.06. | 7 | 1877.0644 | 1366.3625 | 513.0813
09.06. | 8 | 1877.0644 | 1366.3625 | 513.0813
09.06. | 9 | 1877.0644 | 1366.3625 | 513.0813
09.06. | 10 | 1877.0644 | 1366.3625 | 513.0813
09.06. | 11 | 1877.0644 | 1366.3625 | 513.0813
09.06. | 12 | 1877.0644 | 1366.3625 | 513.0813
09.06. | 13 | 1877.0644 | 1366.3625 | 513.0813
09.06. | 14 | 1877.0644 | 1366.3625 | 513.0813
09.06. | 15 | 1877.0644 | 1366.3625 | 513.0813
09.06. | 16 | 1877.0644 | 1366.3625 | 513.0813
09.06. | 17 | 1877.0644 | 1366.3625 | 513.0813
09.06. | 18 | 1877.0644 | 1366.3625 | 513.0813
09.06. | 19 | 1877.0644 | 1366.3625 | 513.0813
09.06. | 20 | 1877.0644 | 1366.3625 | 513.0813
09.06. | 21 | 1877.0644 | 1366.3625 | 513.0813
09.06. | 22 | 1877.0644 | 1366.3625 | 513.0813
09.06. | 23 | 1877.0644 | 1366.3625 | 513.0813
09.06. | 24 | 1877.0644 | 1366.3625 | 513.0813
10.06. | 1 | 1877.0644 | 1366.3625 | 513.0813
10.06. | 2 | 1877.0644 | 1366.3625 | 513.0813
10.06. | 3 | 1877.0644 | 1366.3625 | 513.0813
10.06. | 4 | 1877.0644 | 1366.3625 | 513.0813
10.06. | 5 | 1877.0644 | 1366.3625 | 513.0813
10.06. | 6 | 1877.0644 | 1366.3625 | 513.0813
10.06. | 7 | 1877.0644 | 1366.3625 | 513.0813
10.06. | 8 | 1877.0644 | 1366.3625 | 513.0813
10.06. | 9 | 1877.0644 | 1366.3625 | 513.0813
10.06. | 10 | 1877.0644 | 1366.3625 | 513.0813
10.06. | 11 | 1877.0644 | 1366.3625 | 513.0813
10.06. | 12 | 1877.0644 | 1366.3625 | 513.0813
10.06. | 13 | 1877.0644 | 1366.3625 | 513.0813
10.06. | 14 | 1877.0644 | 1366.3625 | 513.0813
10.06. | 15 | 1877.0644 | 1366.3625 | 513.0813
10.06. | 16 | 1877.0644 | 1366.3625 | 513.0813
10.06. | 17 | 1877.0644 | 1366.3625 | 513.0813
10.06. | 18 | 1877.0644 | 1366.3625 | 513.0813
10.06. | 19 | 1877.0644 | 1366.3625 | 513.0813
10.06. | 20 | 1877.0644 | 1366.3625 | 513.0813
10.06. | 21 | 1877.0644 | 1366.3625 | 513.0813
10.06. | 22 | 1877.0644 | 1366.3625 | 513.0813
10.06. | 23 | 1877.0644 | 1366.3625 | 513.0813
10.06. | 24 | 1877.0644 | 1366.3625 | 513.0813
11.06. | 1 | 1877.0644 | 1366.3625 | 513.0813
11.06. | 2 | 1877.0644 | 1366.3625 | 513.0813
11.06. | 3 | 1877.0644 | 1366.3625 | 513.0813
11.06. | 4 | 1877.0644 | 1366.3625 | 513.0813
11.06. | 5 | 1877.0644 | 1366.3625 | 513.0813
11.06. | 6 | 1877.0644 | 1366.3625 | 513.0813
11.06. | 7 | 1877.0644 | 1366.3625 | 513.0813
11.06. | 8 | 1877.0644 | 1366.3625 | 513.0813
11.06. | 9 | 1877.0644 | 1366.3625 | 513.0813
11.06. | 10 | 1877.0644 | 1366.3625 | 513.0813
11.06. | 11 | 1877.0644 | 1366.3625 | 513.0813
11.06. | 12 | 1877.0644 | 1366.3625 | 513.0813
11.06. | 13 | 1877.0644 | 1366.3625 | 513.0813
11.06. | 14 | 1877.0644 | 1366.3625 | 513.0813
11.06. | 15 | 1877.0644 | 1366.3625 | 513.0813
11.06. | 16 | 1877.0644 | 1366.3625 | 513.0813
11.06. | 17 | 1877.0644 | 1366.3625 | 513.0813
11.06. | 18 | 1877.0644 | 1366.3625 | 513.0813
11.06. | 19 | 1877.0644 | 1366.3625 | 513.0813
11.06. | 20 | 1877.0644 | 1366.3625 | 513.0813
11.06. | 21 | 1877.0644 | 1366.3625 | 513.0813
11.06. | 22 | 1877.0644 | 1366.3625 | 513.0813
11.06. | 23 | 1877.0644 | 1366.3625 | 513.0813
11.06. | 24 | 1877.0644 | 1366.3625 | 513.0813
12.06. | 1 | 1877.0644 | 1366.3625 | 513.0813
12.06. | 2 | 1877.0644 | 1366.3625 | 513.0813
12.06. | 3 | 1877.0644 | 1366.3625 | 513.0813
12.06. | 4 | 1877.0644 | 1366.3625 | 513.0813
12.06. | 5 | 1877.0644 | 1366.3625 | 513.0813
12.06. | 6 | 1877.0644 | 1366.3625 | 513.0813
12.06. | 7 | 1877.0644 | 1366.3625 | 513.0813
12.06. | 8 | 1877.0644 | 1366.3625 | 513.0813
12.06. | 9 | 1877.0644 | 1366.3625 | 513.0813
12.06. | 10 | 1877.0644 | 1366.3625 | 513.0813
12.06. | 11 | 1877.0644 | 1366.3625 | 513.0813
12.06. | 12 | 1877.0644 | 1366.3625 | 513.0813
12.06. | 13 | 1877.0644 | 1366.3625 | 513.0813
12.06. | 14 | 1877.0644 | 1366.3625 | 513.0813
12.06. | 15 | 1877.0644 | 1366.3625 | 513.0813
12.06. | 16 | 1877.0644 | 1366.3625 | 513.0813
12.06. | 17 | 1877.0644 | 1366.3625 | 513.0813
12.06. | 18 | 1877.0644 | 1366.3625 | 513.0813
12.06. | 19 | 1877.0644 | 1366.3625 | 513.0813
12.06. | 20 | 1877.0644 | 1366.3625 | 513.0813
12.06. | 21 | 1877.0644 | 1366.3625 | 513.0813
12.06. | 22 | 1877.0644 | 1366.3625 | 513.0813
12.06. | 23 | 1877.0644 | 1366.3625 | 513.0813
12.06. | 24 | 1877.0644 | 1366.3625 | 513.0813
13.06. | 1 | 1877.0644 | 1366.3625 | 513.0813
13.06. | 2 | 1877.0644 | 1366.3625 | 513.0813
13.06. | 3 | 1877.0644 | 1366.3625 | 513.0813
13.06. | 4 | 1877.0644 | 1366.3625 | 513.0813
13.06. | 5 | 1877.0644 | 1366.3625 | 513.0813
13.06. | 6 | 1877.0644 | 1366.3625 | 513.0813
13.06. | 7 | 1877.0644 | 1366.3625 | 513.0813
13.06. | 8 | 1877.0644 | 1366.3625 | 513.0813
13.06. | 9 | 1877.0644 | 1366.3625 | 513.0813
13.06. | 10 | 1877.0644 | 1366.3625 | 513.0813
13.06. | 11 | 1877.0644 | 1366.3625 | 513.0813
13.06. | 12 | 1877.0644 | 1366.3625 | 513.0813
13.06. | 13 | 1877.0644 | 1366.3625 | 513.0813
13.06. | 14 | 1877.0644 | 1366.3625 | 513.0813
13.06. | 15 | 1877.0644 | 1366.3625 | 513.0813
13.06. | 16 | 1877.0644 | 1366.3625 | 513.0813
13.06. | 17 | 1877.0644 | 1366.3625 | 513.0813
13.06. | 18 | 1877.0644 | 1366.3625 | 513.0813
13.06. | 19 | 1877.0644 | 1366.3625 | 513.0813
13.06. | 20 | 1877.0644 | 1366.3625 | 513.0813
13.06. | 21 | 1877.0644 | 1366.3625 | 513.0813
13.06. | 22 | 1877.0644 | 1366.3625 | 513.0813
13.06. | 23 | 1877.0644 | 1366.3625 | 513.0813
13.06. | 24 | 1877.0644 | 1366.3625 | 513.0813
14.06. | 1 | 1877.0644 | 1366.3625 | 513.0813
14.06. | 2 | 1877.0644 | 1366.3625 | 513.0813
14.06. | 3 | 1877.0644 | 1366.3625 | 513.0813
14.06. | 4 | 1877.0644 | 1366.3625 | 513.0813
14.06. | 5 | 1877.0644 | 1366.3625 | 513.0813
14.06. | 6 | 1877.0644 | 1366.3625 | 513.0813
14.06. | 7 | 1877.0644 | 1366.3625 | 513.0813
14.06. | 8 | 1877.0644 | 1366.3625 | 513.0813
14.06. | 9 | 1877.0644 | 1366.3625 | 513.0813
14.06. | 10 | 1877.0644 | 1366.3625 | 513.0813
14.06. | 11 | 1877.0644 | 1366.3625 | 513.0813
14.06. | 12 | 1877.0644 | 1366.3625 | 513.0813
14.06. | 13 | 1877.0644 | 1366.3625 | 513.0813
14.06. | 14 | 1877.0644 | 1366.3625 | 513.0813
14.06. | 15 | 1877.0644 | 1366.3625 | 513.0813
14.06. | 16 | 1877.0644 | 1366.3625 | 513.0813
14.06. | 17 | 1877.0644 | 1366.3625 | 513.0813
14.06. | 18 | 1877.0644 | 1366.3625 | 513.0813
14.06. | 19 | 1877.0644 | 1366.3625 | 513.0813
14.06. | 20 | 1877.0644 | 1366.3625 | 513.0813
14.06. | 21 | 1877.0644 | 1366.3625 | 513.0813
14.06. | 22 | 1877.0644 | 1366.3625 | 513.0813
14.06. | 23 | 1877.0644 | 1366.3625 | 513.0813
14.06. | 24 | 1877.0644 | 1366.3625 | 513.0813
15.06. | 1 | 1877.0644 | 1366.3625 | 513.0813
15.06. | 2 | 1877.0644 | 1366.3625 | 513.0813
15.06. | 3 | 1877.0644 | 1366.3625 | 513.0813
15.06. | 4 | 1877.0644 | 1366.3625 | 513.0813
15.06. | 5 | 1877.0644 | 1366.3625 | 513.0813
15.06. | 6 | 1877.0644 | 1366.3625 | 513.0813
15.06. | 7 | 1877.0644 | 1366.3625 | 513.0813
15.06. | 8 | 1877.0644 | 1366.3625 | 513.0813
15.06. | 9 | 1877.0644 | 1366.3625 | 513.0813
15.06. | 10 | 1877.0644 | 1366.3625 | 513.0813
15.06. | 11 | 1877.0644 | 1366.3625 | 513.0813
15.06. | 12 | 1877.0644 | 1366.3625 | 513.0813
15.06. | 13 | 1877.0644 | 1366.3625 | 513.0813
15.06. | 14 | 1877.0644 | 1366.3625 | 513.0813
15.06. | 15 | 1877.0644 | 1366.3625 | 513.0813
15.06. | 16 | 1877.0644 | 1366.3625 | 513.0813
15.06. | 17 | 1877.0644 | 1366.3625 | 513.0813
15.06. | 18 | 1877.0644 | 1366.3625 | 513.0813
15.06. | 19 | 1877.0644 | 1366.3625 | 513.0813
15.06. | 20 | 1877.0644 | 1366.3625 | 513.0813
15.06. | 21 | 1877.0644 | 1366.3625 | 513.0813
15.06. | 22 | 1877.0644 | 1366.3625 | 513.0813
15.06. | 23 | 1877.0644 | 1366.3625 | 513.0813
15.06. | 24 | 1877.0644 | 1366.3625 | 513.0813
16.06. | 1 | 1877.0644 | 1366.3625 | 513.0813
16.06. | 2 | 1877.0644 | 1366.3625 | 513.0813
16.06. | 3 | 1877.0644 | 1366.3625 | 513.0813
16.06. | 4 | 1877.0644 | 1366.3625 | 513.0813
16.06. | 5 | 1877.0644 | 1366.3625 | 513.0813
16.06. | 6 | 1877.0644 | 1366.3625 | 513.0813
16.06. | 7 | 1877.0644 | 1366.3625 | 513.0813
16.06. | 8 | 1877.0644 | 1366.3625 | 513.0813
16.06. | 9 | 1877.0644 | 1366.3625 | 513.0813
16.06. | 10 | 1877.0644 | 1366.3625 | 513.0813
16.06. | 11 | 1877.0644 | 1366.3625 | 513.0813
16.06. | 12 | 1877.0644 | 1366.3625 | 513.0813
16.06. | 13 | 1877.0644 | 1366.3625 | 513.0813
16.06. | 14 | 1877.0644 | 1366.3625 | 513.0813
16.06. | 15 | 1877.0644 | 1366.3625 | 513.0813
16.06. | 16 | 1877.0644 | 1366.3625 | 513.0813
16.06. | 17 | 1877.0644 | 1366.3625 | 513.0813
16.06. | 18 | 1877.0644 | 1366.3625 | 513.0813
16.06. | 19 | 1877.0644 | 1366.3625 | 513.0813
16.06. | 20 | 1877.0644 | 1366.3625 | 513.0813
16.06. | 21 | 1877.0644 | 1366.3625 | 513.0813
16.06. | 22 | 1877.0644 | 1366.3625 | 513.0813
16.06. | 23 | 1877.0644 | 1366.3625 | 513.0813
16.06. | 24 | 1877.0644 | 1366.3625 | 513.0813
17.06. | 1 | 1877.0644 | 1366.3625 | 513.0813
17.06. | 2 | 1877.0644 | 1366.3625 | 513.0813
17.06. | 3 | 1877.0644 | 1366.3625 | 513.0813
17.06. | 4 | 1877.0644 | 1366.3625 | 513.0813
17.06. | 5 | 1877.0644 | 1366.3625 | 513.0813
17.06. | 6 | 1877.0644 | 1366.3625 | 513.0813
17.06. | 7 | 1877.0644 | 1366.3625 | 513.0813
17.06. | 8 | 1877.0644 | 1366.3625 | 513.0813
17.06. | 9 | 1877.0644 | 1366.3625 | 513.0813
17.06. | 10 | 1877.0644 | 1366.3625 | 513.0813
17.06. | 11 | 1877.0644 | 1366.3625 | 513.0813
17.06. | 12 | 1877.0644 | 1366.3625 | 513.0813
17.06. | 13 | 1877.0644 | 1366.3625 | 513.0813
17.06. | 14 | 1877.0644 | 1366.3625 | 513.0813
17.06. | 15 | 1877.0644 | 1366.3625 | 513.0813
17.06. | 16 | 1877.0644 | 1366.3625 | 513.0813
17.06. | 17 | 1877.0644 | 1366.3625 | 513.0813
17.06. | 18 | 1877.0644 | 1366.3625 | 513.0813
17.06. | 19 | 1877.0644 | 1366.3625 | 513.0813
17.06. | 20 | 1877.0644 | 1366.3625 | 513.0813
17.06. | 21 | 1877.0644 | 1366.3625 | 513.0813
17.06. | 22 | 1877.0644 | 1366.3625 | 513.0813
17.06. | 23 | 1877.0644 | 1366.3625 | 513.0813
17.06. | 24 | 1877.0644 | 1366.3625 | 513.0813
18.06. | 1 | 1877.0644 | 1366.3625 | 513.0813
18.06. | 2 | 1877.0644 | 1366.3625 | 513.0813
18.06. | 3 | 1877.0644 | 1366.3625 | 513.0813
18.06. | 4 | 1877.0644 | 1366.3625 | 513.0813
18.06. | 5 | 1877.0644 | 1366.3625 | 513.0813
18.06. | 6 | 1877.0644 | 1366.3625 | 513.0813
18.06. | 7 | 1877.0644 | 1366.3625 | 513.0813
18.06. | 8 | 1877.0644 | 1366.3625 | 513.0813
18.06. | 9 | 1877.0644 | 1366.3625 | 513.0813
18.06. | 10 | 1877.0644 | 1366.3625 | 513.0813
18.06. | 11 | 1877.0644 | 1366.3625 | 513.0813
18.06. | 12 | 1877.0644 | 1366.3625 | 513.0813
18.06. | 13 | 1877.0644 | 1366.3625 | 513.0813
18.06. | 14 | 1877.0644 | 1366.3625 | 513.0813
18.06. | 15 | 1877.0644 | 1366.3625 | 513.0813
18.06. | 16 | 1877.0644 | 1366.3625 | 513.0813
18.06. | 17 | 1877.0644 | 1366.3625 | 513.0813
18.06. | 18 | 1877.0644 | 1366.3625 | 513.0813
18.06. | 19 | 1877.0644 | 1366.3625 | 513.0813
18.06. | 20 | 1877.0644 | 1366.3625 | 513.0813
18.06. | 21 | 1877.0644 | 1366.3625 | 513.0813
18.06. | 22 | 1877.0644 | 1366.3625 | 513.0813
18.06. | 23 | 1877.0644 | 1366.3625 | 513.0813
18.06. | 24 | 1877.0644 | 1366.3625 | 513.0813
19.06. | 1 | 1877.0644 | 1366.3625 | 513.0813
19.06. | 2 | 1877.0644 | 1366.3625 | 513.0813
19.06. | 3 | 1877.0644 | 1366.3625 | 513.0813
19.06. | 4 | 1877.0644 | 1366.3625 | 513.0813
19.06. | 5 | 1877.0644 | 1366.3625 | 513.0813
19.06. | 6 | 1877.0644 | 1366.3625 | 513.0813
19.06. | 7 | 1877.0644 | 1366.3625 | 513.0813
19.06. | 8 | 1877.0644 | 1366.3625 | 513.0813
19.06. | 9 | 1877.0644 | 1366.3625 | 513.0813
19.06. | 10 | 1877.0644 | 1366.3625 | 513.0813
19.06. | 11 | 1877.0644 | 1366.3625 | 513.0813
19.06. | 12 | 1877.0644 | 1366.3625 | 513.0813
19.06. | 13 | 1877.0644 | 1366.3625 | 513.0813
19.06. | 14 | 1877.0644 | 1366.3625 | 513.0813
19.06. | 15 | 1877.0644 | 1366.3625 | 513.0813
19.06. | 16 | 1877.0644 | 1366.3625 | 513.0813
19.06. | 17 | 1877.0644 | 1366.3625 | 513.0813
19.06. | 18 | 1877.0644 | 1366.3625 | 513.0813
19.06. | 19 | 1877.0644 | 1366.3625 | 513.0813
19.06. | 20 | 1877.0644 | 1366.3625 | 513.0813
19.06. | 21 | 1877.0644 | 1366.3625 | 513.0813
19.06. | 22 | 1877.0644 | 1366.3625 | 513.0813
19.06. | 23 | 1877.0644 | 1366.3625 | 513.0813
19.06. | 24 | 1877.0644 | 1366.3625 | 513.0813
20.06. | 1 | 1877.0644 | 1366.3625 | 513.0813
20.06. | 2 | 1877.0644 | 1366.3625 | 513.0813
20.06. | 3 | 1877.0644 | 1366.3625 | 513.0813
20.06. | 4 | 1877.0644 | 1366.3625 | 513.0813
20.06. | 5 | 1877.0644 | 1366.3625 | 513.0813
20.06. | 6 | 1877.0644 | 1366.3625 | 513.0813
20.06. | 7 | 1877.0644 | 1366.3625 | 513.0813
20.06. | 8 | 1877.0644 | 1366.3625 | 513.0813
20.06. | 9 | 1877.0644 | 1366.3625 | 513.0813
20.06. | 10 | 1877.0644 | 1366.3625 | 513.0813
20.06. | 11 | 1877.0644 | 1366.3625 | 513.0813
20.06. | 12 | 1877.0644 | 1366.3625 | 513.0813
20.06. | 13 | 1877.0644 | 1366.3625 | 513.0813
20.06. | 14 | 1877.0644 | 1366.3625 | 513.0813
20.06. | 15 | 1877.0644 | 1366.3625 | 513.0813
20.06. | 16 | 1877.0644 | 1366.3625 | 513.0813
20.06. | 17 | 1877.0644 | 1366.3625 | 513.0813
20.06. | 18 | 1877.0644 | 1366.3625 | 513.0813
20.06. | 19 | 1877.0644 | 1366.3625 | 513.0813
20.06. | 20 | 1877.0644 | 1366.3625 | 513.0813
20.06. | 21 | 1877.0644 | 1366.3625 | 513.0813
20.06. | 22 | 1877.0644 | 1366.3625 | 513.0813
20.06. | 23 | 1877.0644 | 1366.3625 | 513.0813
20.06. | 24 | 1877.0644 | 1366.3625 | 513.0813
21.06. | 1 | 1877.0644 | 1366.3625 | 513.0813
21.06. | 2 | 1877.0644 | 1366.3625 | 513.0813
21.06. | 3 | 1877.0644 | 1366.3625 | 513.0813
21.06. | 4 | 1877.0644 | 1366.3625 | 513.0813
21.06. | 5 | 1877.0644 | 1366.3625 | 513.0813
21.06. | 6 | 1877.0644 | 1366.3625 | 513.0813
21.06. | 7 | 1877.0644 | 1366.3625 | 513.0813
21.06. | 8 | 1877.0644 | 1366.3625 | 513.0813
21.06. | 9 | 1877.0644 | 1366.3625 | 513.0813
21.06. | 10 | 1877.0644 | 1366.3625 | 513.0813
21.06. | 11 | 1877.0644 | 1366.3625 | 513.0813
21.06. | 12 | 1877.0644 | 1366.3625 | 513.0813
21.06. | 13 | 1877.0644 | 1366.3625 | 513.0813
21.06. | 14 | 1877.0644 | 1366.3625 | 513.0813
21.06. | 15 | 1877.0644 | 1366.3625 | 513.0813
21.06. | 16 | 1877.0644 | 1366.3625 | 513.0813
21.06. | 17 | 1877.0644 | 1366.3625 | 513.0813
21.06. | 18 | 1877.0644 | 1366.3625 | 513.0813
21.06. | 19 | 1877.0644 | 1366.3625 | 513.0813
21.06. | 20 | 1877.0644 | 1366.3625 | 513.0813
21.06. | 21 | 1877.0644 | 1366.3625 | 513.0813
21.06. | 22 | 1877.0644 | 1366.3625 | 513.0813
21.06. | 23 | 1877.0644 | 1366.3625 | 513.0813
21.06. | 24 | 1877.0644 | 1366.3625 | 513.0813
22.06. | 1 | 1877.0644 | 1366.3625 | 513.0813
22.06. | 2 | 1877.0644 | 1366.3625 | 513.0813
22.06. | 3 | 1877.0644 | 1366.3625 | 513.0813
22.06. | 4 | 1877.0644 | 1366.3625 | 513.0813
22.06. | 5 | 1877.0644 | 1366.3625 | 513.0813
22.06. | 6 | 1877.0644 | 1366.3625 | 513.0813
22.06. | 7 | 1877.0644 | 1366.3625 | 513.0813
22.06. | 8 | 1877.0644 | 1366.3625 | 513.0813
22.06. | 9 | 1877.0644 | 1366.3625 | 513.0813
22.06. | 10 | 1877.0644 | 1366.3625 | 513.0813
22.06. | 11 | 1877.0644 | 1366.3625 | 513.0813
22.06. | 12 | 1877.0644 | 1366.3625 | 513.0813
22.06. | 13 | 1877.0644 | 1366.3625 | 513.0813
22.06. | 14 | 1877.0644 | 1366.3625 | 513.0813
22.06. | 15 | 1877.0644 | 1366.3625 | 513.0813
22.06. | 16 | 1877.0644 | 1366.3625 | 513.0813
22.06. | 17 | 1877.0644 | 1366.3625 | 513.0813
22.06. | 18 | 1877.0644 | 1366.3625 | 513.0813
22.06. | 19 | 1877.0644 | 1366.3625 | 513.0813
22.06. | 20 | 1877.0644 | 1366.3625 | 513.0813
22.06. | 21 | 1877.0644 | 1366.3625 | 513.0813
22.06. | 22 | 1877.0644 | 1366.3625 | 513.0813
22.06. | 23 | 1877.0644 | 1366.3625 | 513.0813
22.06. | 24 | 1877.0644 | 1366.3625 | 513.0813
23.06. | 1 | 1877.0644 | 1366.3625 | 513.0813
23.06. | 2 | 1877.0644 | 1366.3625 | 513.0813
23.06. | 3 | 1877.0644 | 1366.3625 | 513.0813
23.06. | 4 | 1877.0644 | 1366.3625 | 513.0813
23.06. | 5 | 1877.0644 | 1366.3625 | 513.0813
23.06. | 6 | 1877.0644 | 1366.3625 | 513.0813
23.06. | 7 | 1877.0644 | 1366.3625 | 513.0813
23.06. | 8 | 1877.0644 | 1366.3625 | 513.0813
23.06. | 9 | 1877.0644 | 1366.3625 | 513.0813
23.06. | 10 | 1877.0644 | 1366.3625 | 513.0813
23.06. | 11 | 1877.0644 | 1366.3625 | 513.0813
23.06. | 12 | 1877.0644 | 1366.3625 | 513.0813
23.06. | 13 | 1877.0644 | 1366.3625 | 513.0813
23.06. | 14 | 1877.0644 | 1366.3625 | 513.0813
23.06. | 15 | 1877.0644 | 1366.3625 | 513.0813
23.06. | 16 | 1877.0644 | 1366.3625 | 513.0813
23.06. | 17 | 1877.0644 | 1366.3625 | 513.0813
23.06. | 18 | 1877.0644 | 1366.3625 | 513.0813
23.06. | 19 | 1877.0644 | 1366.3625 | 513.0813
23.06. | 20 | 1877.0644 | 1366.3625 | 513.0813
23.06. | 21 | 1877.0644 | 1366.3625 | 513.0813
23.06. | 22 | 1877.0644 | 1366.3625 | 513.0813
23.06. | 23 | 1877.0644 | 1366.3625 | 513.0813
23.06. | 24 | 1877.0644 | 1366.3625 | 513.0813
24.06. | 1 | 1877.0644 | 1366.3625 | 513.0813
24.06. | 2 | 1877.0644 | 1366.3625 | 513.0813
24.06. | 3 | 1877.0644 | 1366.3625 | 513.0813
24.06. | 4 | 1877.0644 | 1366.3625 | 513.0813
24.06. | 5 | 1877.0644 | 1366.3625 | 513.0813
24.06. | 6 | 1877.0644 | 1366.3625 | 513.0813
24.06. | 7 | 1877.0644 | 1366.3625 | 513.0813
24.06. | 8 | 1877.0644 | 1366.3625 | 513.0813
24.06. | 9 | 1877.0644 | 1366.3625 | 513.0813
24.06. | 10 | 1877.0644 | 1366.3625 | 513.0813
24.06. | 11 | 1877.0644 | 1366.3625 | 513.0813
24.06. | 12 | 1877.0644 | 1366.3625 | 513.0813
24.06. | 13 | 1877.0644 | 1366.3625 | 513.0813
24.06. | 14 | 1877.0644 | 1366.3625 | 513.0813
24.06. | 15 | 1877.0644 | 1366.3625 | 513.0813
24.06. | 16 | 1877.0644 | 1366.3625 | 513.0813
24.06. | 17 | 1877.0644 | 1366.3625 | 513.0813
24.06. | 18 | 1877.0644 | 1366.3625 | 513.0813
24.06. | 19 | 1877.0644 | 1366.3625 | 513.0813
24.06. | 20 | 1877.0644 | 1366.3625 | 513.0813
24.06. | 21 | 1877.0644 | 1366.3625 | 513.0813
24.06. | 22 | 1877.0644 | 1366.3625 | 513.0813
24.06. | 23 | 1877.0644 | 1366.3625 | 513.0813
24.06. | 24 | 1877.0644 | 1366.3625 | 513.0813
25.06. | 1 | 1877.0644 | 1366.3625 | 513.0813
25.06. | 2 | 1877.0644 | 1366.3625 | 513.0813
25.06. | 3 | 1877.0644 | 1366.3625 | 513.0813
25.06. | 4 | 1877.0644 | 1366.3625 | 513.0813
25.06. | 5 | 1877.0644 | 1366.3625 | 513.0813
25.06. | 6 | 1877.0644 | 1366.3625 | 513.0813
25.06. | 7 | 1877.0644 | 1366.3625 | 513.0813
25.06. | 8 | 1877.0644 | 1366.3625 | 513.0813
25.06. | 9 | 1877.0644 | 1366.3625 | 513.0813
25.06. | 10 | 1877.0644 | 1366.3625 | 513.0813
25.06. | 11 | 1877.0644 | 1366.3625 | 513.0813
25.06. | 12 | 1877.0644 | 1366.3625 | 513.0813
25.06. | 13 | 1877.0644 | 1366.3625 | 513.0813
25.06. | 14 | 1877.0644 | 1366.3625 | 513.0813
25.06. | 15 | 1877.0644 | 1366.3625 | 513.0813
25.06. | 16 | 1877.0644 | 1366.3625 | 513.0813
25.06. | 17 | 1877.0644 | 1366.3625 | 513.0813
25.06. | 18 | 1877.0644 | 1366.3625 | 513.0813
25.06. | 19 | 1877.0644 | 1366.3625 | 513.0813
25.06. | 20 | 1877.0644 | 1366.3625 | 513.0813
25.06. | 21 | 1877.0644 | 1366.3625 | 513.0813
25.06. | 22 | 1877.0644 | 1366.3625 | 513.0813
25.06. | 23 | 1877.0644 | 1366.3625 | 513.0813
25.06. | 24 | 1877.0644 | 1366.3625 | 513.0813
26.06. | 1 | 1877.0644 | 1366.3625 | 513.0813
26.06. | 2 | 1877.0644 | 1366.3625 | 513.0813
26.06. | 3 | 1877.0644 | 1366.3625 | 513.0813
26.06. | 4 | 1877.0644 | 1366.3625 | 513.0813
26.06. | 5 | 1877.0644 | 1366.3625 | 513.0813
26.06. | 6 | 1877.0644 | 1366.3625 | 513.0813
26.06. | 7 | 1877.0644 | 1366.3625 | 513.0813
26.06. | 8 | 1877.0644 | 1366.3625 | 513.0813
26.06. | 9 | 1877.0644 | 1366.3625 | 513.0813
26.06. | 10 | 1877.0644 | 1366.3625 | 513.0813
26.06. | 11 | 1877.0644 | 1366.3625 | 513.0813
26.06. | 12 | 1877.0644 | 1366.3625 | 513.0813
26.06. | 13 | 1877.0644 | 1366.3625 | 513.0813
26.06. | 14 | 1877.0644 | 1366.3625 | 513.0813
26.06. | 15 | 1877.0644 | 1366.3625 | 513.0813
26.06. | 16 | 1877.0644 | 1366.3625 | 513.0813
26.06. | 17 | 1877.0644 | 1366.3625 | 513.0813
26.06. | 18 | 1877.0644 | 1366.3625 | 513.0813
26.06. | 19 | 1877.0644 | 1366.3625 | 513.0813
26.06. | 20 | 1877.0644 | 1366.3625 | 513.0813
26.06. | 21 | 1877.0644 | 1366.3625 | 513.0813
26.06. | 22 | 1877.0644 | 1366.3625 | 513.0813
26.06. | 23 | 1877.0644 | 1366.3625 | 513.0813
26.06. | 24 | 1877.0644 | 1366.3625 | 513.0813
27.06. | 1 | 1877.0644 | 1366.3625 | 513.0813
27.06. | 2 | 1877.0644 | 1366.3625 | 513.0813
27.06. | 3 | 1877.0644 | 1366.3625 | 513.0813
27.06. | 4 | 1877.0644 | 1366.3625 | 513.0813
27.06. | 5 | 1877.0644 | 1366.3625 | 513.0813
27.06. | 6 | 1877.0644 | 1366.3625 | 513.0813
27.06. | 7 | 1877.0644 | 1366.3625 | 513.0813
27.06. | 8 | 1877.0644 | 1366.3625 | 513.0813
27.06. | 9 | 1877.0644 | 1366.3625 | 513.0813
27.06. | 10 | 1877.0644 | 1366.3625 | 513.0813
27.06. | 11 | 1877.0644 | 1366.3625 | 513.0813
27.06. | 12 | 1877.0644 | 1366.3625 | 513.0813
27.06. | 13 | 1877.0644 | 1366.3625 | 513.0813
27.06. | 14 | 1877.0644 | 1366.3625 | 513.0813
27.06. | 15 | 1877.0644 | 1366.3625 | 513.0813
27.06. | 16 | 1877.0644 | 1366.3625 | 513.0813
27.06. | 17 | 1877.0644 | 1366.3625 | 513.0813
27.06. | 18 | 1877.0644 | 1366.3625 | 513.0813
27.06. | 19 | 1877.0644 | 1366.3625 | 513.0813
27.06. | 20 | 1877.0644 | 1366.3625 | 513.0813
27.06. | 21 | 1877.0644 | 1366.3625 | 513.0813
27.06. | 22 | 1877.0644 | 1366.3625 | 513.0813
27.06. | 23 | 1877.0644 | 1366.3625 | 513.0813
27.06. | 24 | 1877.0644 | 1366.3625 | 513.0813
28.06. | 1 | 1877.0644 | 1366.3625 | 513.0813
28.06. | 2 | 1877.0644 | 1366.3625 | 513.0813
28.06. | 3 | 1877.0644 | 1366.3625 | 513.0813
28.06. | 4 | 1877.0644 | 1366.3625 | 513.0813
28.06. | 5 | 1877.0644 | 1366.3625 | 513.0813
28.06. | 6 | 1877.0644 | 1366.3625 | 513.0813
28.06. | 7 | 1877.0644 | 1366.3625 | 513.0813
28.06. | 8 | 1877.0644 | 1366.3625 | 513.0813
28.06. | 9 | 1877.0644 | 1366.3625 | 513.0813
28.06. | 10 | 1877.0644 | 1366.3625 | 513.0813
28.06. | 11 | 1877.0644 | 1366.3625 | 513.0813
28.06. | 12 | 1877.0644 | 1366.3625 | 513.0813
28.06. | 13 | 1877.0644 | 1366.3625 | 513.0813
28.06. | 14 | 1877.0644 | 1366.3625 | 513.0813
28.06. | 15 | 1877.0644 | 1366.3625 | 513.0813
28.06. | 16 | 1877.0644 | 1366.3625 | 513.0813
28.06. | 17 | 1877.0644 | 1366.3625 | 513.0813
28.06. | 18 | 1877.0644 | 1366.3625 | 513.0813
28.06. | 19 | 1877.0644 | 1366.3625 | 513.0813
28.06. | 20 | 1877.0644 | 1366.3625 | 513.0813
28.06. | 21 | 1877.0644 | 1366.3625 | 513.0813
28.06. | 22 | 1877.0644 | 1366.3625 | 513.0813
28.06. | 23 | 1877.0644 | 1366.3625 | 513.0813
28.06. | 24 | 1877.0644 | 1366.3625 | 513.0813
29.06. | 1 | 1877.0644 | 1366.3625 | 513.0813
29.06. | 2 | 1877.0644 | 1366.3625 | 513.0813
29.06. | 3 | 1877.0644 | 1366.3625 | 513.0813
29.06. | 4 | 1877.0644 | 1366.3625 | 513.0813
29.06. | 5 | 1877.0644 | 1366.3625 | 513.0813
29.06. | 6 | 1877.0644 | 1366.3625 | 513.0813
29.06. | 7 | 1877.0644 | 1366.3625 | 513.0813
29.06. | 8 | 1877.0644 | 1366.3625 | 513.0813
29.06. | 9 | 1877.0644 | 1366.3625 | 513.0813
29.06. | 10 | 1877.0644 | 1366.3625 | 513.0813
29.06. | 11 | 1877.0644 | 1366.3625 | 513.0813
29.06. | 12 | 1877.0644 | 1366.3625 | 513.0813
29.06. | 13 | 1877.0644 | 1366.3625 | 513.0813
29.06. | 14 | 1877.0644 | 1366.3625 | 513.0813
29.06. | 15 | 1877.0644 | 1366.3625 | 513.0813
29.06. | 16 | 1877.0644 | 1366.3625 | 513.0813
29.06. | 17 | 1877.0644 | 1366.3625 | 513.0813
29.06. | 18 | 1877.0644 | 1366.3625 | 513.0813
29.06. | 19 | 1877.0644 | 1366.3625 | 513.0813
29.06. | 20 | 1877.0644 | 1366.3625 | 513.0813
29.06. | 21 | 1877.0644 | 1366.3625 | 513.0813
29.06. | 22 | 1877.0644 | 1366.3625 | 513.0813
29.06. | 23 | 1877.0644 | 1366.3625 | 513.0813
29.06. | 24 | 1877.0644 | 1366.3625 | 513.0813
30.06. | 1 | 1877.0644 | 1366.3625 | 513.0813
30.06. | 2 | 1877.0644 | 1366.3625 | 513.0813
30.06. | 3 | 1877.0644 | 1366.3625 | 513.0813
30.06. | 4 | 1877.0644 | 1366.3625 | 513.0813
30.06. | 5 | 1877.0644 | 1366.3625 | 513.0813
30.06. | 6 | 1877.0644 | 1366.3625 | 513.0813
30.06. | 7 | 1877.0644 | 1366.3625 | 513.0813
30.06. | 8 | 1877.0644 | 1366.3625 | 513.0813
30.06. | 9 | 1877.0644 | 1366.3625 | 513.0813
30.06. | 10 | 1877.0644 | 1366.3625 | 513.0813
30.06. | 11 | 1877.0644 | 1366.3625 | 513.0813
30.06. | 12 | 1877.0644 | 1366.3625 | 513.0813
30.06. | 13 | 1877.0644 | 1366.3625 | 513.0813
30.06. | 14 | 1877.0644 | 1366.3625 | 513.0813
30.06. | 15 | 1877.0644 | 1366.3625 | 513.0813
30.06. | 16 | 1877.0644 | 1366.3625 | 513.0813
30.06. | 17 | 1877.0644 | 1366.3625 | 513.0813
30.06. | 18 | 1877.0644 | 1366.3625 | 513.0813
30.06. | 19 | 1877.0644 | 1366.3625 | 513.0813
30.06. | 20 | 1877.0644 | 1366.3625 | 513.0813
30.06. | 21 | 1877.0644 | 1366.3625 | 513.0813
30.06. | 22 | 1877.0644 | 1366.3625 | 513.0813
30.06. | 23 | 1877.0644 | 1366.3625 | 513.0813
30.06. | 24 | 1877.0644 | 1366.3625 | 513.0813
01.07. | 1 | 1877.0644 | 1366.3625 | 513.0813
01.07. | 2 | 1877.0644 | 1366.3625 | 513.0813
01.07. | 3 | 1877.0644 | 1366.3625 | 513.0813
01.07. | 4 | 1877.0644 | 1366.3625 | 513.0813
01.07. | 5 | 1877.0644 | 1366.3625 | 513.0813
01.07. | 6 | 1877.0644 | 1366.3625 | 513.0813
01.07. | 7 | 1877.0644 | 1366.3625 | 513.0813
01.07. | 8 | 1877.0644 | 1366.3625 | 513.0813
01.07. | 9 | 1877.0644 | 1366.3625 | 513.0813
01.07. | 10 | 1877.0644 | 1366.3625 | 513.0813
01.07. | 11 | 1877.0644 | 1366.3625 | 513.0813
01.07. | 12 | 1877.0644 | 1366.3625 | 513.0813
01.07. | 13 | 1877.0644 | 1366.3625 | 513.0813
01.07. | 14 | 1877.0644 | 1366.3625 | 513.0813
01.07. | 15 | 1877.0644 | 1366.3625 | 513.0813
01.07. | 16 | 1877.0644 | 1366.3625 | 513.0813
01.07. | 17 | 1877.0644 | 1366.3625 | 513.0813
01.07. | 18 | 1877.0644 | 1366.3625 | 513.0813
01.07. | 19 | 1877.0644 | 1366.3625 | 513.0813
01.07. | 20 | 1877.0644 | 1366.3625 | 513.0813
01.07. | 21 | 1877.0644 | 1366.3625 | 513.0813
01.07. | 22 | 1877.0644 | 1366.3625 | 513.0813
01.07. | 23 | 1877.0644 | 1366.3625 | 513.0813
01.07. | 24 | 1877.0644 | 1366.3625 | 513.0813
02.07. | 1 | 1877.0644 | 1366.3625 | 513.0813
02.07. | 2 | 1877.0644 | 1366.3625 | 513.0813
02.07. | 3 | 1877.0644 | 1366.3625 | 513.0813
02.07. | 4 | 1877.0644 | 1366.3625 | 513.0813
02.07. | 5 | 1877.0644 | 1366.3625 | 513.0813
02.07. | 6 | 1877.0644 | 1366.3625 | 513.0813
02.07. | 7 | 1877.0644 | 1366.3625 | 513.0813
02.07. | 8 | 1877.0644 | 1366.3625 | 513.0813
02.07. | 9 | 1877.0644 | 1366.3625 | 513.0813
02.07. | 10 | 1877.0644 | 1366.3625 | 513.0813
02.07. | 11 | 1877.0644 | 1366.3625 | 513.0813
02.07. | 12 | 1877.0644 | 1366.3625 | 513.0813
02.07. | 13 | 1877.0644 | 1366.3625 | 513.0813
02.07. | 14 | 1877.0644 | 1366.3625 | 513.0813
02.07. | 15 | 1877.0644 | 1366.3625 | 513.0813
02.07. | 16 | 1877.0644 | 1366.3625 | 513.0813
02.07. | 17 | 1877.0644 | 1366.3625 | 513.0813
02.07. | 18 | 1877.0644 | 1366.3625 | 513.0813
02.07. | 19 | 1877.0644 | 1366.3625 | 513.0813
02.07. | 20 | 1877.0644 | 1366.3625 | 513.0813
02.07. | 21 | 1877.0644 | 1366.3625 | 513.0813
02.07. | 22 | 1877.0644 | 1366.3625 | 513.0813
02.07. | 23 | 1877.0644 | 1366.3625 | 513.0813
02.07. | 24 | 1877.0644 | 1366.3625 | 513.0813
03.07. | 1 | 1877.0644 | 1366.3625 | 513.0813
03.07. | 2 | 1877.0644 | 1366.3625 | 513.0813
03.07. | 3 | 1877.0644 | 1366.3625 | 513.0813
03.07. | 4 | 1877.0644 | 1366.3625 | 513.0813
03.07. | 5 | 1877.0644 | 1366.3625 | 513.0813
03.07. | 6 | 1877.0644 | 1366.3625 | 513.0813
03.07. | 7 | 1877.0644 | 1366.3625 | 513.0813
03.07. | 8 | 1877.0644 | 1366.3625 | 513.0813
03.07. | 9 | 1877.0644 | 1366.3625 | 513.0813
03.07. | 10 | 1877.0644 | 1366.3625 | 513.0813
03.07. | 11 | 1877.0644 | 1366.3625 | 513.0813
03.07. | 12 | 1877.0644 | 1366.3625 | 513.0813
03.07. | 13 | 1877.0644 | 1366.3625 | 513.0813
03.07. | 14 | 1877.0644 | 1366.3625 | 513.0813
03.07. | 15 | 1877.0644 | 1366.3625 | 513.0813
03.07. | 16 | 1877.0644 | 1366.3625 | 513.0813
03.07. | 17 | 1877.0644 | 1366.3625 | 513.0813
03.07. | 18 | 1877.0644 | 1366.3625 | 513.0813
03.07. | 19 | 1877.0644 | 1366.3625 | 513.0813
03.07. | 20 | 1877.0644 | 1366.3625 | 513.0813
03.07. | 21 | 1877.0644 | 1366.3625 | 513.0813
03.07. | 22 | 1877.0644 | 1366.3625 | 513.0813
03.07. | 23 | 1877.0644 | 1366.3625 | 513.0813
03.07. | 24 | 1877.0644 | 1366.3625 | 513.0813
04.07. | 1 | 1877.0644 | 1366.3625 | 513.0813
04.07. | 2 | 1877.0644 | 1366.3625 | 513.0813
04.07. | 3 | 1877.0644 | 1366.3625 | 513.0813
04.07. | 4 | 1877.0644 | 1366.3625 | 513.0813
04.07. | 5 | 1877.0644 | 1366.3625 | 513.0813
04.07. | 6 | 1877.0644 | 1366.3625 | 513.0813
04.07. | 7 | 1877.0644 | 1366.3625 | 513.0813
04.07. | 8 | 1877.0644 | 1366.3625 | 513.0813
04.07. | 9 | 1877.0644 | 1366.3625 | 513.0813
04.07. | 10 | 1877.0644 | 1366.3625 | 513.0813
04.07. | 11 | 1877.0644 | 1366.3625 | 513.0813
04.07. | 12 | 1877.0644 | 1366.3625 | 513.0813
04.07. | 13 | 1877.0644 | 1366.3625 | 513.0813
04.07. | 14 | 1877.0644 | 1366.3625 | 513.0813
04.07. | 15 | 1877.0644 | 1366.3625 | 513.0813
04.07. | 16 | 1877.0644 | 1366.3625 | 513.0813
04.07. | 17 | 1877.0644 | 1366.3625 | 513.0813
04.07. | 18 | 1877.0644 | 1366.3625 | 513.0813
04.07. | 19 | 1877.0644 | 1366.3625 | 513.0813
04.07. | 20 | 1877.0644 | 1366.3625 | 513.0813
04.07. | 21 | 1877.0644 | 1366.3625 | 513.0813
04.07. | 22 | 1877.0644 | 1366.3625 | 513.0813
04.07. | 23 | 1877.0644 | 1366.3625 | 513.0813
04.07. | 24 | 1877.0644 | 1366.3625 | 513.0813
05.07. | 1 | 1877.0644 | 1366.3625 | 513.0813
05.07. | 2 | 1877.0644 | 1366.3625 | 513.0813
05.07. | 3 | 1877.0644 | 1366.3625 | 513.0813
05.07. | 4 | 1877.0644 | 1366.3625 | 513.0813
05.07. | 5 | 1877.0644 | 1366.3625 | 513.0813
05.07. | 6 | 1877.0644 | 1366.3625 | 513.0813
05.07. | 7 | 1877.0644 | 1366.3625 | 513.0813
05.07. | 8 | 1877.0644 | 1366.3625 | 513.0813
05.07. | 9 | 1877.0644 | 1366.3625 | 513.0813
05.07. | 10 | 1877.0644 | 1366.3625 | 513.0813
05.07. | 11 | 1877.0644 | 1366.3625 | 513.0813
05.07. | 12 | 1877.0644 | 1366.3625 | 513.0813
05.07. | 13 | 1877.0644 | 1366.3625 | 513.0813
05.07. | 14 | 1877.0644 | 1366.3625 | 513.0813
05.07. | 15 | 1877.0644 | 1366.3625 | 513.0813
05.07. | 16 | 1877.0644 | 1366.3625 | 513.0813
05.07. | 17 | 1877.0644 | 1366.3625 | 513.0813
05.07. | 18 | 1877.0644 | 1366.3625 | 513.0813
05.07. | 19 | 1877.0644 | 1366.3625 | 513.0813
05.07. | 20 | 1877.0644 | 1366.3625 | 513.0813
05.07. | 21 | 1877.0644 | 1366.3625 | 513.0813
05.07. | 22 | 1877.0644 | 1366.3625 | 513.0813
05.07. | 23 | 1877.0644 | 1366.3625 | 513.0813
05.07. | 24 | 1877.0644 | 1366.3625 | 513.0813
06.07. | 1 | 1877.0644 | 1366.3625 | 513.0813
06.07. | 2 | 1877.0644 | 1366.3625 | 513.0813
06.07. | 3 | 1877.0644 | 1366.3625 | 513.0813
06.07. | 4 | 1877.0644 | 1366.3625 | 513.0813
06.07. | 5 | 1877.0644 | 1366.3625 | 513.0813
06.07. | 6 | 1877.0644 | 1366.3625 | 513.0813
06.07. | 7 | 1877.0644 | 1366.3625 | 513.0813
06.07. | 8 | 1877.0644 | 1366.3625 | 513.0813
06.07. | 9 | 1877.0644 | 1366.3625 | 513.0813
06.07. | 10 | 1877.0644 | 1366.3625 | 513.0813
06.07. | 11 | 1877.0644 | 1366.3625 | 513.0813
06.07. | 12 | 1877.0644 | 1366.3625 | 513.0813
06.07. | 13 | 1877.0644 | 1366.3625 | 513.0813
06.07. | 14 | 1877.0644 | 1366.3625 | 513.0813
06.07. | 15 | 1877.0644 | 1366.3625 | 513.0813
06.07. | 16 | 1877.0644 | 1366.3625 | 513.0813
06.07. | 17 | 1877.0644 | 1366.3625 | 513.0813
06.07. | 18 | 1877.0644 | 1366.3625 | 513.0813
06.07. | 19 | 1877.0644 | 1366.3625 | 513.0813
06.07. | 20 | 1877.0644 | 1366.3625 | 513.0813
06.07. | 21 | 1877.0644 | 1366.3625 | 513.0813
06.07. | 22 | 1877.0644 | 1366.3625 | 513.0813
06.07. | 23 | 1877.0644 | 1366.3625 | 513.0813
06.07. | 24 | 1877.0644 | 1366.3625 | 513.0813
07.07. | 1 | 1877.0644 | 1366.3625 | 513.0813
07.07. | 2 | 1877.0644 | 1366.3625 | 513.0813
07.07. | 3 | 1877.0644 | 1366.3625 | 513.0813
07.07. | 4 | 1877.0644 | 1366.3625 | 513.0813
07.07. | 5 | 1877.0644 | 1366.3625 | 513.0813
07.07. | 6 | 1877.0644 | 1366.3625 | 513.0813
07.07. | 7 | 1877.0644 | 1366.3625 | 513.0813
07.07. | 8 | 1877.0644 | 1366.3625 | 513.0813
07.07. | 9 | 1877.0644 | 1366.3625 | 513.0813
07.07. | 10 | 1877.0644 | 1366.3625 | 513.0813
07.07. | 11 | 1877.0644 | 1366.3625 | 513.0813
07.07. | 12 | 1877.0644 | 1366.3625 | 513.0813
07.07. | 13 | 1877.0644 | 1366.3625 | 513.0813
07.07. | 14 | 1877.0644 | 1366.3625 | 513.0813
07.07. | 15 | 1877.0644 | 1366.3625 | 513.0813
07.07. | 16 | 1877.0644 | 1366.3625 | 513.0813
07.07. | 17 | 1877.0644 | 1366.3625 | 513.0813
07.07. | 18 | 1877.0644 | 1366.3625 | 513.0813
07.07. | 19 | 1877.0644 | 1366.3625 | 513.0813
07.07. | 20 | 1877.0644 | 1366.3625 | 513.0813
07.07. | 21 | 1877.0644 | 1366.3625 | 513.0813
07.07. | 22 | 1877.0644 | 1366.3625 | 513.0813
07.07. | 23 | 1877.0644 | 1366.3625 | 513.0813
07.07. | 24 | 1877.0644 | 1366.3625 | 513.0813
08.07. | 1 | 1877.0644 | 1366.3625 | 513.0813
08.07. | 2 | 1877.0644 | 1366.3625 | 513.0813
08.07. | 3 | 1877.0644 | 1366.3625 | 513.0813
08.07. | 4 | 1877.0644 | 1366.3625 | 513.0813
08.07. | 5 | 1877.0644 | 1366.3625 | 513.0813
08.07. | 6 | 1877.0644 | 1366.3625 | 513.0813
08.07. | 7 | 1877.0644 | 1366.3625 | 513.0813
08.07. | 8 | 1877.0644 | 1366.3625 | 513.0813
08.07. | 9 | 1877.0644 | 1366.3625 | 513.0813
08.07. | 10 | 1877.0644 | 1366.3625 | 513.0813
08.07. | 11 | 1877.0644 | 1366.3625 | 513.0813
08.07. | 12 | 1877.0644 | 1366.3625 | 513.0813
08.07. | 13 | 1877.0644 | 1366.3625 | 513.0813
08.07. | 14 | 1877.0644 | 1366.3625 | 513.0813
08.07. | 15 | 1877.0644 | 1366.3625 | 513.0813
08.07. | 16 | 1877.0644 | 1366.3625 | 513.0813
08.07. | 17 | 1877.0644 | 1366.3625 | 513.0813
08.07. | 18 | 1877.0644 | 1366.3625 | 513.0813
08.07. | 19 | 1877.0644 | 1366.3625 | 513.0813
08.07. | 20 | 1877.0644 | 1366.3625 | 513.0813
08.07. | 21 | 1877.0644 | 1366.3625 | 513.0813
08.07. | 22 | 1877.0644 | 1366.3625 | 513.0813
08.07. | 23 | 1877.0644 | 1366.3625 | 513.0813
08.07. | 24 | 1877.0644 | 1366.3625 | 513.0813
09.07. | 1 | 1877.0644 | 1366.3625 | 513.0813
09.07. | 2 | 1877.0644 | 1366.3625 | 513.0813
09.07. | 3 | 1877.0644 | 1366.3625 | 513.0813
09.07. | 4 | 1877.0644 | 1366.3625 | 513.0813
09.07. | 5 | 1877.0644 | 1366.3625 | 513.0813
09.07. | 6 | 1877.0644 | 1366.3625 | 513.0813
09.07. | 7 | 1877.0644 | 1366.3625 | 513.0813
09.07. | 8 | 1877.0644 | 1366.3625 | 513.0813
09.07. | 9 | 1877.0644 | 1366.3625 | 513.0813
09.07. | 10 | 1877.0644 | 1366.3625 | 513.0813
09.07. | 11 | 1877.0644 | 1366.3625 | 513.0813
09.07. | 12 | 1877.0644 | 1366.3625 | 513.0813
09.07. | 13 | 1877.0644 | 1366.3625 | 513.0813
09.07. | 14 | 1877.0644 | 1366.3625 | 513.0813
09.07. | 15 | 1877.0644 | 1366.3625 | 513.0813
09.07. | 16 | 1877.0644 | 1366.3625 | 513.0813
09.07. | 17 | 1877.0644 | 1366.3625 | 513.0813
09.07. | 18 | 1877.0644 | 1366.3625 | 513.0813
09.07. | 19 | 1877.0644 | 1366.3625 | 513.0813
09.07. | 20 | 1877.0644 | 1366.3625 | 513.0813
09.07. | 21 | 1877.0644 | 1366.3625 | 513.0813
09.07. | 22 | 1877.0644 | 1366.3625 | 513.0813
09.07. | 23 | 1877.0644 | 1366.3625 | 513.0813
09.07. | 24 | 1877.0644 | 1366.3625 | 513.0813
10.07. | 1 | 1877.0644 | 1366.3625 | 513.0813
10.07. | 2 | 1877.0644 | 1366.3625 | 513.0813
10.07. | 3 | 1877.0644 | 1366.3625 | 513.0813
10.07. | 4 | 1877.0644 | 1366.3625 | 513.0813
10.07. | 5 | 1877.0644 | 1366.3625 | 513.0813
10.07. | 6 | 1877.0644 | 1366.3625 | 513.0813
10.07. | 7 | 1877.0644 | 1366.3625 | 513.0813
10.07. | 8 | 1877.0644 | 1366.3625 | 513.0813
10.07. | 9 | 1877.0644 | 1366.3625 | 513.0813
10.07. | 10 | 1877.0644 | 1366.3625 | 513.0813
10.07. | 11 | 1877.0644 | 1366.3625 | 513.0813
10.07. | 12 | 1877.0644 | 1366.3625 | 513.0813
10.07. | 13 | 1877.0644 | 1366.3625 | 513.0813
10.07. | 14 | 1877.0644 | 1366.3625 | 513.0813
10.07. | 15 | 1877.0644 | 1366.3625 | 513.0813
10.07. | 16 | 1877.0644 | 1366.3625 | 513.0813
10.07. | 17 | 1877.0644 | 1366.3625 | 513.0813
10.07. | 18 | 1877.0644 | 1366.3625 | 513.0813
10.07. | 19 | 1877.0644 | 1366.3625 | 513.0813
10.07. | 20 | 1877.0644 | 1366.3625 | 513.0813
10.07. | 21 | 1877.0644 | 1366.3625 | 513.0813
10.07. | 22 | 1877.0644 | 1366.3625 | 513.0813
10.07. | 23 | 1877.0644 | 1366.3625 | 513.0813
10.07. | 24 | 1877.0644 | 1366.3625 | 513.0813
11.07. | 1 | 1877.0644 | 1366.3625 | 513.0813
11.07. | 2 | 1877.0644 | 1366.3625 | 513.0813
11.07. | 3 | 1877.0644 | 1366.3625 | 513.0813
11.07. | 4 | 1877.0644 | 1366.3625 | 513.0813
11.07. | 5 | 1877.0644 | 1366.3625 | 513.0813
11.07. | 6 | 1877.0644 | 1366.3625 | 513.0813
11.07. | 7 | 1877.0644 | 1366.3625 | 513.0813
11.07. | 8 | 1877.0644 | 1366.3625 | 513.0813
11.07. | 9 | 1877.0644 | 1366.3625 | 513.0813
11.07. | 10 | 1877.0644 | 1366.3625 | 513.0813
11.07. | 11 | 1877.0644 | 1366.3625 | 513.0813
11.07. | 12 | 1877.0644 | 1366.3625 | 513.0813
11.07. | 13 | 1877.0644 | 1366.3625 | 513.0813
11.07. | 14 | 1877.0644 | 1366.3625 | 513.0813
11.07. | 15 | 1877.0644 | 1366.3625 | 513.0813
11.07. | 16 | 1877.0644 | 1366.3625 | 513.0813
11.07. | 17 | 1877.0644 | 1366.3625 | 513.0813
11.07. | 18 | 1877.0644 | 1366.3625 | 513.0813
11.07. | 19 | 1877.0644 | 1366.3625 | 513.0813
11.07. | 20 | 1877.0644 | 1366.3625 | 513.0813
11.07. | 21 | 1877.0644 | 1366.3625 | 513.0813
11.07. | 22 | 1877.0644 | 1366.3625 | 513.0813
11.07. | 23 | 1877.0644 | 1366.3625 | 513.0813
11.07. | 24 | 1877.0644 | 1366.3625 | 513.0813
12.07. | 1 | 1877.0644 | 1366.3625 | 513.0813
12.07. | 2 | 1877.0644 | 1366.3625 | 513.0813
12.07. | 3 | 1877.0644 | 1366.3625 | 513.0813
12.07. | 4 | 1877.0644 | 1366.3625 | 513.0813
12.07. | 5 | 1877.0644 | 1366.3625 | 513.0813
12.07. | 6 | 1877.0644 | 1366.3625 | 513.0813
12.07. | 7 | 1877.0644 | 1366.3625 | 513.0813
12.07. | 8 | 1877.0644 | 1366.3625 | 513.0813
12.07. | 9 | 1877.0644 | 1366.3625 | 513.0813
12.07. | 10 | 1877.0644 | 1366.3625 | 513.0813
12.07. | 11 | 1877.0644 | 1366.3625 | 513.0813
12.07. | 12 | 1877.0644 | 1366.3625 | 513.0813
12.07. | 13 | 1877.0644 | 1366.3625 | 513.0813
12.07. | 14 | 1877.0644 | 1366.3625 | 513.0813
12.07. | 15 | 1877.0644 | 1366.3625 | 513.0813
12.07. | 16 | 1877.0644 | 1366.3625 | 513.0813
12.07. | 17 | 1877.0644 | 1366.3625 | 513.0813
12.07. | 18 | 1877.0644 | 1366.3625 | 513.0813
12.07. | 19 | 1877.0644 | 1366.3625 | 513.0813
12.07. | 20 | 1877.0644 | 1366.3625 | 513.0813
12.07. | 21 | 1877.0644 | 1366.3625 | 513.0813
12.07. | 22 | 1877.0644 | 1366.3625 | 513.0813
12.07. | 23 | 1877.0644 | 1366.3625 | 513.0813
12.07. | 24 | 1877.0644 | 1366.3625 | 513.0813
13.07. | 1 | 1877.0644 | 1366.3625 | 513.0813
13.07. | 2 | 1877.0644 | 1366.3625 | 513.0813
13.07. | 3 | 1877.0644 | 1366.3625 | 513.0813
13.07. | 4 | 1877.0644 | 1366.3625 | 513.0813
13.07. | 5 | 1877.0644 | 1366.3625 | 513.0813
13.07. | 6 | 1877.0644 | 1366.3625 | 513.0813
13.07. | 7 | 1877.0644 | 1366.3625 | 513.0813
13.07. | 8 | 1877.0644 | 1366.3625 | 513.0813
13.07. | 9 | 1877.0644 | 1366.3625 | 513.0813
13.07. | 10 | 1877.0644 | 1366.3625 | 513.0813
13.07. | 11 | 1877.0644 | 1366.3625 | 513.0813
13.07. | 12 | 1877.0644 | 1366.3625 | 513.0813
13.07. | 13 | 1877.0644 | 1366.3625 | 513.0813
13.07. | 14 | 1877.0644 | 1366.3625 | 513.0813
13.07. | 15 | 1877.0644 | 1366.3625 | 513.0813
13.07. | 16 | 1877.0644 | 1366.3625 | 513.0813
13.07. | 17 | 1877.0644 | 1366.3625 | 513.0813
13.07. | 18 | 1877.0644 | 1366.3625 | 513.0813
13.07. | 19 | 1877.0644 | 1366.3625 | 513.0813
13.07. | 20 | 1877.0644 | 1366.3625 | 513.0813
13.07. | 21 | 1877.0644 | 1366.3625 | 513.0813
13.07. | 22 | 1877.0644 | 1366.3625 | 513.0813
13.07. | 23 | 1877.0644 | 1366.3625 | 513.0813
13.07. | 24 | 1877.0644 | 1366.3625 | 513.0813
14.07. | 1 | 1877.0644 | 1366.3625 | 513.0813
14.07. | 2 | 1877.0644 | 1366.3625 | 513.0813
14.07. | 3 | 1877.0644 | 1366.3625 | 513.0813
14.07. | 4 | 1877.0644 | 1366.3625 | 513.0813
14.07. | 5 | 1877.0644 | 1366.3625 | 513.0813
14.07. | 6 | 1877.0644 | 1366.3625 | 513.0813
14.07. | 7 | 1877.0644 | 1366.3625 | 513.0813
14.07. | 8 | 1877.0644 | 1366.3625 | 513.0813
14.07. | 9 | 1877.0644 | 1366.3625 | 513.0813
14.07. | 10 | 1877.0644 | 1366.3625 | 513.0813
14.07. | 11 | 1877.0644 | 1366.3625 | 513.0813
14.07. | 12 | 1877.0644 | 1366.3625 | 513.0813
14.07. | 13 | 1877.0644 | 1366.3625 | 513.0813
14.07. | 14 | 1877.0644 | 1366.3625 | 513.0813
14.07. | 15 | 1877.0644 | 1366.3625 | 513.0813
14.07. | 16 | 1877.0644 | 1366.3625 | 513.0813
14.07. | 17 | 1877.0644 | 1366.3625 | 513.0813
14.07. | 18 | 1877.0644 | 1366.3625 | 513.0813
14.07. | 19 | 1877.0644 | 1366.3625 | 513.0813
14.07. | 20 | 1877.0644 | 1366.3625 | 513.0813
14.07. | 21 | 1877.0644 | 1366.3625 | 513.0813
14.07. | 22 | 1877.0644 | 1366.3625 | 513.0813
14.07. | 23 | 1877.0644 | 1366.3625 | 513.0813
14.07. | 24 | 1877.0644 | 1366.3625 | 513.0813
15.07. | 1 | 1877.0644 | 1366.3625 | 513.0813
15.07. | 2 | 1877.0644 | 1366.3625 | 513.0813
15.07. | 3 | 1877.0644 | 1366.3625 | 513.0813
15.07. | 4 | 1877.0644 | 1366.3625 | 513.0813
15.07. | 5 | 1877.0644 | 1366.3625 | 513.0813
15.07. | 6 | 1877.0644 | 1366.3625 | 513.0813
15.07. | 7 | 1877.0644 | 1366.3625 | 513.0813
15.07. | 8 | 1877.0644 | 1366.3625 | 513.0813
15.07. | 9 | 1877.0644 | 1366.3625 | 513.0813
15.07. | 10 | 1877.0644 | 1366.3625 | 513.0813
15.07. | 11 | 1877.0644 | 1366.3625 | 513.0813
15.07. | 12 | 1877.0644 | 1366.3625 | 513.0813
15.07. | 13 | 1877.0644 | 1366.3625 | 513.0813
15.07. | 14 | 1877.0644 | 1366.3625 | 513.0813
15.07. | 15 | 1877.0644 | 1366.3625 | 513.0813
15.07. | 16 | 1877.0644 | 1366.3625 | 513.0813
15.07. | 17 | 1877.0644 | 1366.3625 | 513.0813
15.07. | 18 | 1877.0644 | 1366.3625 | 513.0813
15.07. | 19 | 1877.0644 | 1366.3625 | 513.0813
15.07. | 20 | 1877.0644 | 1366.3625 | 513.0813
15.07. | 21 | 1877.0644 | 1366.3625 | 513.0813
15.07. | 22 | 1877.0644 | 1366.3625 | 513.0813
15.07. | 23 | 1877.0644 | 1366.3625 | 513.0813
15.07. | 24 | 1877.0644 | 1366.3625 | 513.0813
16.07. | 1 | 1877.0644 | 1366.3625 | 513.0813
16.07. | 2 | 1877.0644 | 1366.3625 | 513.0813
16.07. | 3 | 1877.0644 | 1366.3625 | 513.0813
16.07. | 4 | 1877.0644 | 1366.3625 | 513.0813
16.07. | 5 | 1877.0644 | 1366.3625 | 513.0813
16.07. | 6 | 1877.0644 | 1366.3625 | 513.0813
16.07. | 7 | 1877.0644 | 1366.3625 | 513.0813
16.07. | 8 | 1877.0644 | 1366.3625 | 513.0813
16.07. | 9 | 1877.0644 | 1366.3625 | 513.0813
16.07. | 10 | 1877.0644 | 1366.3625 | 513.0813
16.07. | 11 | 1877.0644 | 1366.3625 | 513.0813
16.07. | 12 | 1877.0644 | 1366.3625 | 513.0813
16.07. | 13 | 1877.0644 | 1366.3625 | 513.0813
16.07. | 14 | 1877.0644 | 1366.3625 | 513.0813
16.07. | 15 | 1877.0644 | 1366.3625 | 513.0813
16.07. | 16 | 1877.0644 | 1366.3625 | 513.0813
16.07. | 17 | 1877.0644 | 1366.3625 | 513.0813
16.07. | 18 | 1877.0644 | 1366.3625 | 513.0813
16.07. | 19 | 1877.0644 | 1366.3625 | 513.0813
16.07. | 20 | 1877.0644 | 1366.3625 | 513.0813
16.07. | 21 | 1877.0644 | 1366.3625 | 513.0813
16.07. | 22 | 1877.0644 | 1366.3625 | 513.0813
16.07. | 23 | 1877.0644 | 1366.3625 | 513.0813
16.07. | 24 | 1877.0644 | 1366.3625 | 513.0813
17.07. | 1 | 1877.0644 | 1366.3625 | 513.0813
17.07. | 2 | 1877.0644 | 1366.3625 | 513.0813
17.07. | 3 | 1877.0644 | 1366.3625 | 513.0813
17.07. | 4 | 1877.0644 | 1366.3625 | 513.0813
17.07. | 5 | 1877.0644 | 1366.3625 | 513.0813
17.07. | 6 | 1877.0644 | 1366.3625 | 513.0813
17.07. | 7 | 1877.0644 | 1366.3625 | 513.0813
17.07. | 8 | 1877.0644 | 1366.3625 | 513.0813
17.07. | 9 | 1877.0644 | 1366.3625 | 513.0813
17.07. | 10 | 1877.0644 | 1366.3625 | 513.0813
17.07. | 11 | 1877.0644 | 1366.3625 | 513.0813
17.07. | 12 | 1877.0644 | 1366.3625 | 513.0813
17.07. | 13 | 1877.0644 | 1366.3625 | 513.0813
17.07. | 14 | 1877.0644 | 1366.3625 | 513.0813
17.07. | 15 | 1877.0644 | 1366.3625 | 513.0813
17.07. | 16 | 1877.0644 | 1366.3625 | 513.0813
17.07. | 17 | 1877.0644 | 1366.3625 | 513.0813
17.07. | 18 | 1877.0644 | 1366.3625 | 513.0813
17.07. | 19 | 1877.0644 | 1366.3625 | 513.0813
17.07. | 20 | 1877.0644 | 1366.3625 | 513.0813
17.07. | 21 | 1877.0644 | 1366.3625 | 513.0813
17.07. | 22 | 1877.0644 | 1366.3625 | 513.0813
17.07. | 23 | 1877.0644 | 1366.3625 | 513.0813
17.07. | 24 | 1877.0644 | 1366.3625 | 513.0813
18.07. | 1 | 1877.0644 | 1366.3625 | 513.0813
18.07. | 2 | 1877.0644 | 1366.3625 | 513.0813
18.07. | 3 | 1877.0644 | 1366.3625 | 513.0813
18.07. | 4 | 1877.0644 | 1366.3625 | 513.0813
18.07. | 5 | 1877.0644 | 1366.3625 | 513.0813
18.07. | 6 | 1877.0644 | 1366.3625 | 513.0813
18.07. | 7 | 1877.0644 | 1366.3625 | 513.0813
18.07. | 8 | 1877.0644 | 1366.3625 | 513.0813
18.07. | 9 | 1877.0644 | 1366.3625 | 513.0813
18.07. | 10 | 1877.0644 | 1366.3625 | 513.0813
18.07. | 11 | 1877.0644 | 1366.3625 | 513.0813
18.07. | 12 | 1877.0644 | 1366.3625 | 513.0813
18.07. | 13 | 1877.0644 | 1366.3625 | 513.0813
18.07. | 14 | 1877.0644 | 1366.3625 | 513.0813
18.07. | 15 | 1877.0644 | 1366.3625 | 513.0813
18.07. | 16 | 1877.0644 | 1366.3625 | 513.0813
18.07. | 17 | 1877.0644 | 1366.3625 | 513.0813
18.07. | 18 | 1877.0644 | 1366.3625 | 513.0813
18.07. | 19 | 1877.0644 | 1366.3625 | 513.0813
18.07. | 20 | 1877.0644 | 1366.3625 | 513.0813
18.07. | 21 | 1877.0644 | 1366.3625 | 513.0813
18.07. | 22 | 1877.0644 | 1366.3625 | 513.0813
18.07. | 23 | 1877.0644 | 1366.3625 | 513.0813
18.07. | 24 | 1877.0644 | 1366.3625 | 513.0813
19.07. | 1 | 1877.0644 | 1366.3625 | 513.0813
19.07. | 2 | 1877.0644 | 1366.3625 | 513.0813
19.07. | 3 | 1877.0644 | 1366.3625 | 513.0813
19.07. | 4 | 1877.0644 | 1366.3625 | 513.0813
19.07. | 5 | 1877.0644 | 1366.3625 | 513.0813
19.07. | 6 | 1877.0644 | 1366.3625 | 513.0813
19.07. | 7 | 1877.0644 | 1366.3625 | 513.0813
19.07. | 8 | 1877.0644 | 1366.3625 | 513.0813
19.07. | 9 | 1877.0644 | 1366.3625 | 513.0813
19.07. | 10 | 1877.0644 | 1366.3625 | 513.0813
19.07. | 11 | 1877.0644 | 1366.3625 | 513.0813
19.07. | 12 | 1877.0644 | 1366.3625 | 513.0813
19.07. | 13 | 1877.0644 | 1366.3625 | 513.0813
19.07. | 14 | 1877.0644 | 1366.3625 | 513.0813
19.07. | 15 | 1877.0644 | 1366.3625 | 513.0813
19.07. | 16 | 1877.0644 | 1366.3625 | 513.0813
19.07. | 17 | 1877.0644 | 1366.3625 | 513.0813
19.07. | 18 | 1877.0644 | 1366.3625 | 513.0813
19.07. | 19 | 1877.0644 | 1366.3625 | 513.0813
19.07. | 20 | 1877.0644 | 1366.3625 | 513.0813
19.07. | 21 | 1877.0644 | 1366.3625 | 513.0813
19.07. | 22 | 1877.0644 | 1366.3625 | 513.0813
19.07. | 23 | 1877.0644 | 1366.3625 | 513.0813
19.07. | 24 | 1877.0644 | 1366.3625 | 513.0813
20.07. | 1 | 1877.0644 | 1366.3625 | 513.0813
20.07. | 2 | 1877.0644 | 1366.3625 | 513.0813
20.07. | 3 | 1877.0644 | 1366.3625 | 513.0813
20.07. | 4 | 1877.0644 | 1366.3625 | 513.0813
20.07. | 5 | 1877.0644 | 1366.3625 | 513.0813
20.07. | 6 | 1877.0644 | 1366.3625 | 513.0813
20.07. | 7 | 1877.0644 | 1366.3625 | 513.0813
20.07. | 8 | 1877.0644 | 1366.3625 | 513.0813
20.07. | 9 | 1877.0644 | 1366.3625 | 513.0813
20.07. | 10 | 1877.0644 | 1366.3625 | 513.0813
20.07. | 11 | 1877.0644 | 1366.3625 | 513.0813
20.07. | 12 | 1877.0644 | 1366.3625 | 513.0813
20.07. | 13 | 1877.0644 | 1366.3625 | 513.0813
20.07. | 14 | 1877.0644 | 1366.3625 | 513.0813
20.07. | 15 | 1877.0644 | 1366.3625 | 513.0813
20.07. | 16 | 1877.0644 | 1366.3625 | 513.0813
20.07. | 17 | 1877.0644 | 1366.3625 | 513.0813
20.07. | 18 | 1877.0644 | 1366.3625 | 513.0813
20.07. | 19 | 1877.0644 | 1366.3625 | 513.0813
20.07. | 20 | 1877.0644 | 1366.3625 | 513.0813
20.07. | 21 | 1877.0644 | 1366.3625 | 513.0813
20.07. | 22 | 1877.0644 | 1366.3625 | 513.0813
20.07. | 23 | 1877.0644 | 1366.3625 | 513.0813
20.07. | 24 | 1877.0644 | 1366.3625 | 513.0813
21.07. | 1 | 1877.0644 | 1366.3625 | 513.0813
21.07. | 2 | 1877.0644 | 1366.3625 | 513.0813
21.07. | 3 | 1877.0644 | 1366.3625 | 513.0813
21.07. | 4 | 1877.0644 | 1366.3625 | 513.0813
21.07. | 5 | 1877.0644 | 1366.3625 | 513.0813
21.07. | 6 | 1877.0644 | 1366.3625 | 513.0813
21.07. | 7 | 1877.0644 | 1366.3625 | 513.0813
21.07. | 8 | 1877.0644 | 1366.3625 | 513.0813
21.07. | 9 | 1877.0644 | 1366.3625 | 513.0813
21.07. | 10 | 1877.0644 | 1366.3625 | 513.0813
21.07. | 11 | 1877.0644 | 1366.3625 | 513.0813
21.07. | 12 | 1877.0644 | 1366.3625 | 513.0813
21.07. | 13 | 1877.0644 | 1366.3625 | 513.0813
21.07. | 14 | 1877.0644 | 1366.3625 | 513.0813
21.07. | 15 | 1877.0644 | 1366.3625 | 513.0813
21.07. | 16 | 1877.0644 | 1366.3625 | 513.0813
21.07. | 17 | 1877.0644 | 1366.3625 | 513.0813
21.07. | 18 | 1877.0644 | 1366.3625 | 513.0813
21.07. | 19 | 1877.0644 | 1366.3625 | 513.0813
21.07. | 20 | 1877.0644 | 1366.3625 | 513.0813
21.07. | 21 | 1877.0644 | 1366.3625 | 513.0813
21.07. | 22 | 1877.0644 | 1366.3625 | 513.0813
21.07. | 23 | 1877.0644 | 1366.3625 | 513.0813
21.07. | 24 | 1877.0644 | 1366.3625 | 513.0813
22.07. | 1 | 1877.0644 | 1366.3625 | 513.0813
22.07. | 2 | 1877.0644 | 1366.3625 | 513.0813
22.07. | 3 | 1877.0644 | 1366.3625 | 513.0813
22.07. | 4 | 1877.0644 | 1366.3625 | 513.0813
22.07. | 5 | 1877.0644 | 1366.3625 | 513.0813
22.07. | 6 | 1877.0644 | 1366.3625 | 513.0813
22.07. | 7 | 1877.0644 | 1366.3625 | 513.0813
22.07. | 8 | 1877.0644 | 1366.3625 | 513.0813
22.07. | 9 | 1877.0644 | 1366.3625 | 513.0813
22.07. | 10 | 1877.0644 | 1366.3625 | 513.0813
22.07. | 11 | 1877.0644 | 1366.3625 | 513.0813
22.07. | 12 | 1877.0644 | 1366.3625 | 513.0813
22.07. | 13 | 1877.0644 | 1366.3625 | 513.0813
22.07. | 14 | 1877.0644 | 1366.3625 | 513.0813
22.07. | 15 | 1877.0644 | 1366.3625 | 513.0813
22.07. | 16 | 1877.0644 | 1366.3625 | 513.0813
22.07. | 17 | 1877.0644 | 1366.3625 | 513.0813
22.07. | 18 | 1877.0644 | 1366.3625 | 513.0813
22.07. | 19 | 1877.0644 | 1366.3625 | 513.0813
22.07. | 20 | 1877.0644 | 1366.3625 | 513.0813
22.07. | 21 | 1877.0644 | 1366.3625 | 513.0813
22.07. | 22 | 1877.0644 | 1366.3625 | 513.0813
22.07. | 23 | 1877.0644 | 1366.3625 | 513.0813
22.07. | 24 | 1877.0644 | 1366.3625 | 513.0813
23.07. | 1 | 1877.0644 | 1366.3625 | 513.0813
23.07. | 2 | 1877.0644 | 1366.3625 | 513.0813
23.07. | 3 | 1877.0644 | 1366.3625 | 513.0813
23.07. | 4 | 1877.0644 | 1366.3625 | 513.0813
23.07. | 5 | 1877.0644 | 1366.3625 | 513.0813
23.07. | 6 | 1877.0644 | 1366.3625 | 513.0813
23.07. | 7 | 1877.0644 | 1366.3625 | 513.0813
23.07. | 8 | 1877.0644 | 1366.3625 | 513.0813
23.07. | 9 | 1877.0644 | 1366.3625 | 513.0813
23.07. | 10 | 1877.0644 | 1366.3625 | 513.0813
23.07. | 11 | 1877.0644 | 1366.3625 | 513.0813
23.07. | 12 | 1877.0644 | 1366.3625 | 513.0813
23.07. | 13 | 1877.0644 | 1366.3625 | 513.0813
23.07. | 14 | 1877.0644 | 1366.3625 | 513.0813
23.07. | 15 | 1877.0644 | 1366.3625 | 513.0813
23.07. | 16 | 1877.0644 | 1366.3625 | 513.0813
23.07. | 17 | 1877.0644 | 1366.3625 | 513.0813
23.07. | 18 | 1877.0644 | 1366.3625 | 513.0813
23.07. | 19 | 1877.0644 | 1366.3625 | 513.0813
23.07. | 20 | 1877.0644 | 1366.3625 | 513.0813
23.07. | 21 | 1877.0644 | 1366.3625 | 513.0813
23.07. | 22 | 1877.0644 | 1366.3625 | 513.0813
23.07. | 23 | 1877.0644 | 1366.3625 | 513.0813
23.07. | 24 | 1877.0644 | 1366.3625 | 513.0813
24.07. | 1 | 1877.0644 | 1366.3625 | 513.0813
24.07. | 2 | 1877.0644 | 1366.3625 | 513.0813
24.07. | 3 | 1877.0644 | 1366.3625 | 513.0813
24.07. | 4 | 1877.0644 | 1366.3625 | 513.0813
24.07. | 5 | 1877.0644 | 1366.3625 | 513.0813
24.07. | 6 | 1877.0644 | 1366.3625 | 513.0813
24.07. | 7 | 1877.0644 | 1366.3625 | 513.0813
24.07. | 8 | 1877.0644 | 1366.3625 | 513.0813
24.07. | 9 | 1877.0644 | 1366.3625 | 513.0813
24.07. | 10 | 1877.0644 | 1366.3625 | 513.0813
24.07. | 11 | 1877.0644 | 1366.3625 | 513.0813
24.07. | 12 | 1877.0644 | 1366.3625 | 513.0813
24.07. | 13 | 1877.0644 | 1366.3625 | 513.0813
24.07. | 14 | 1877.0644 | 1366.3625 | 513.0813
24.07. | 15 | 1877.0644 | 1366.3625 | 513.0813
24.07. | 16 | 1877.0644 | 1366.3625 | 513.0813
24.07. | 17 | 1877.0644 | 1366.3625 | 513.0813
24.07. | 18 | 1877.0644 | 1366.3625 | 513.0813
24.07. | 19 | 1877.0644 | 1366.3625 | 513.0813
24.07. | 20 | 1877.0644 | 1366.3625 | 513.0813
24.07. | 21 | 1877.0644 | 1366.3625 | 513.0813
24.07. | 22 | 1877.0644 | 1366.3625 | 513.0813
24.07. | 23 | 1877.0644 | 1366.3625 | 513.0813
24.07. | 24 | 1877.0644 | 1366.3625 | 513.0813
25.07. | 1 | 1877.0644 | 1366.3625 | 513.0813
25.07. | 2 | 1877.0644 | 1366.3625 | 513.0813
25.07. | 3 | 1877.0644 | 1366.3625 | 513.0813
25.07. | 4 | 1877.0644 | 1366.3625 | 513.0813
25.07. | 5 | 1877.0644 | 1366.3625 | 513.0813
25.07. | 6 | 1877.0644 | 1366.3625 | 513.0813
25.07. | 7 | 1877.0644 | 1366.3625 | 513.0813
25.07. | 8 | 1877.0644 | 1366.3625 | 513.0813
25.07. | 9 | 1877.0644 | 1366.3625 | 513.0813
25.07. | 10 | 1877.0644 | 1366.3625 | 513.0813
25.07. | 11 | 1877.0644 | 1366.3625 | 513.0813
25.07. | 12 | 1877.0644 | 1366.3625 | 513.0813
25.07. | 13 | 1877.0644 | 1366.3625 | 513.0813
25.07. | 14 | 1877.0644 | 1366.3625 | 513.0813
25.07. | 15 | 1877.0644 | 1366.3625 | 513.0813
25.07. | 16 | 1877.0644 | 1366.3625 | 513.0813
25.07. | 17 | 1877.0644 | 1366.3625 | 513.0813
25.07. | 18 | 1877.0644 | 1366.3625 | 513.0813
25.07. | 19 | 1877.0644 | 1366.3625 | 513.0813
25.07. | 20 | 1877.0644 | 1366.3625 | 513.0813
25.07. | 21 | 1877.0644 | 1366.3625 | 513.0813
25.07. | 22 | 1877.0644 | 1366.3625 | 513.0813
25.07. | 23 | 1877.0644 | 1366.3625 | 513.0813
25.07. | 24 | 1877.0644 | 1366.3625 | 513.0813
26.07. | 1 | 1877.0644 | 1366.3625 | 513.0813
26.07. | 2 | 1877.0644 | 1366.3625 | 513.0813
26.07. | 3 | 1877.0644 | 1366.3625 | 513.0813
26.07. | 4 | 1877.0644 | 1366.3625 | 513.0813
26.07. | 5 | 1877.0644 | 1366.3625 | 513.0813
26.07. | 6 | 1877.0644 | 1366.3625 | 513.0813
26.07. | 7 | 1877.0644 | 1366.3625 | 513.0813
26.07. | 8 | 1877.0644 | 1366.3625 | 513.0813
26.07. | 9 | 1877.0644 | 1366.3625 | 513.0813
26.07. | 10 | 1877.0644 | 1366.3625 | 513.0813
26.07. | 11 | 1877.0644 | 1366.3625 | 513.0813
26.07. | 12 | 1877.0644 | 1366.3625 | 513.0813
26.07. | 13 | 1877.0644 | 1366.3625 | 513.0813
26.07. | 14 | 1877.0644 | 1366.3625 | 513.0813
26.07. | 15 | 1877.0644 | 1366.3625 | 513.0813
26.07. | 16 | 1877.0644 | 1366.3625 | 513.0813
26.07. | 17 | 1877.0644 | 1366.3625 | 513.0813
26.07. | 18 | 1877.0644 | 1366.3625 | 513.0813
26.07. | 19 | 1877.0644 | 1366.3625 | 513.0813
26.07. | 20 | 1877.0644 | 1366.3625 | 513.0813
26.07. | 21 | 1877.0644 | 1366.3625 | 513.0813
26.07. | 22 | 1877.0644 | 1366.3625 | 513.0813
26.07. | 23 | 1877.0644 | 1366.3625 | 513.0813
26.07. | 24 | 1877.0644 | 1366.3625 | 513.0813
27.07. | 1 | 1877.0644 | 1366.3625 | 513.0813
27.07. | 2 | 1877.0644 | 1366.3625 | 513.0813
27.07. | 3 | 1877.0644 | 1366.3625 | 513.0813
27.07. | 4 | 1877.0644 | 1366.3625 | 513.0813
27.07. | 5 | 1877.0644 | 1366.3625 | 513.0813
27.07. | 6 | 1877.0644 | 1366.3625 | 513.0813
27.07. | 7 | 1877.0644 | 1366.3625 | 513.0813
27.07. | 8 | 1877.0644 | 1366.3625 | 513.0813
27.07. | 9 | 1877.0644 | 1366.3625 | 513.0813
27.07. | 10 | 1877.0644 | 1366.3625 | 513.0813
27.07. | 11 | 1877.0644 | 1366.3625 | 513.0813
27.07. | 12 | 1877.0644 | 1366.3625 | 513.0813
27.07. | 13 | 1877.0644 | 1366.3625 | 513.0813
27.07. | 14 | 1877.0644 | 1366.3625 | 513.0813
27.07. | 15 | 1877.0644 | 1366.3625 | 513.0813
27.07. | 16 | 1877.0644 | 1366.3625 | 513.0813
27.07. | 17 | 1877.0644 | 1366.3625 | 513.0813
27.07. | 18 | 1877.0644 | 1366.3625 | 513.0813
27.07. | 19 | 1877.0644 | 1366.3625 | 513.0813
27.07. | 20 | 1877.0644 | 1366.3625 | 513.0813
27.07. | 21 | 1877.0644 | 1366.3625 | 513.0813
27.07. | 22 | 1877.0644 | 1366.3625 | 513.0813
27.07. | 23 | 1877.0644 | 1366.3625 | 513.0813
27.07. | 24 | 1877.0644 | 1366.3625 | 513.0813
28.07. | 1 | 1877.0644 | 1366.3625 | 513.0813
28.07. | 2 | 1877.0644 | 1366.3625 | 513.0813
28.07. | 3 | 1877.0644 | 1366.3625 | 513.0813
28.07. | 4 | 1877.0644 | 1366.3625 | 513.0813
28.07. | 5 | 1877.0644 | 1366.3625 | 513.0813
28.07. | 6 | 1877.0644 | 1366.3625 | 513.0813
28.07. | 7 | 1877.0644 | 1366.3625 | 513.0813
28.07. | 8 | 1877.0644 | 1366.3625 | 513.0813
28.07. | 9 | 1877.0644 | 1366.3625 | 513.0813
28.07. | 10 | 1877.0644 | 1366.3625 | 513.0813
28.07. | 11 | 1877.0644 | 1366.3625 | 513.0813
28.07. | 12 | 1877.0644 | 1366.3625 | 513.0813
28.07. | 13 | 1877.0644 | 1366.3625 | 513.0813
28.07. | 14 | 1877.0644 | 1366.3625 | 513.0813
28.07. | 15 | 1877.0644 | 1366.3625 | 513.0813
28.07. | 16 | 1877.0644 | 1366.3625 | 513.0813
28.07. | 17 | 1877.0644 | 1366.3625 | 513.0813
28.07. | 18 | 1877.0644 | 1366.3625 | 513.0813
28.07. | 19 | 1877.0644 | 1366.3625 | 513.0813
28.07. | 20 | 1877.0644 | 1366.3625 | 513.0813
28.07. | 21 | 1877.0644 | 1366.3625 | 513.0813
28.07. | 22 | 1877.0644 | 1366.3625 | 513.0813
28.07. | 23 | 1877.0644 | 1366.3625 | 513.0813
28.07. | 24 | 1877.0644 | 1366.3625 | 513.0813
29.07. | 1 | 1877.0644 | 1366.3625 | 513.0813
29.07. | 2 | 1877.0644 | 1366.3625 | 513.0813
29.07. | 3 | 1877.0644 | 1366.3625 | 513.0813
29.07. | 4 | 1877.0644 | 1366.3625 | 513.0813
29.07. | 5 | 1877.0644 | 1366.3625 | 513.0813
29.07. | 6 | 1877.0644 | 1366.3625 | 513.0813
29.07. | 7 | 1877.0644 | 1366.3625 | 513.0813
29.07. | 8 | 1877.0644 | 1366.3625 | 513.0813
29.07. | 9 | 1877.0644 | 1366.3625 | 513.0813
29.07. | 10 | 1877.0644 | 1366.3625 | 513.0813
29.07. | 11 | 1877.0644 | 1366.3625 | 513.0813
29.07. | 12 | 1877.0644 | 1366.3625 | 513.0813
29.07. | 13 | 1877.0644 | 1366.3625 | 513.0813
29.07. | 14 | 1877.0644 | 1366.3625 | 513.0813
29.07. | 15 | 1877.0644 | 1366.3625 | 513.0813
29.07. | 16 | 1877.0644 | 1366.3625 | 513.0813
29.07. | 17 | 1877.0644 | 1366.3625 | 513.0813
29.07. | 18 | 1877.0644 | 1366.3625 | 513.0813
29.07. | 19 | 1877.0644 | 1366.3625 | 513.0813
29.07. | 20 | 1877.0644 | 1366.3625 | 513.0813
29.07. | 21 | 1877.0644 | 1366.3625 | 513.0813
29.07. | 22 | 1877.0644 | 1366.3625 | 513.0813
29.07. | 23 | 1877.0644 | 1366.3625 | 513.0813
29.07. | 24 | 1877.0644 | 1366.3625 | 513.0813
30.07. | 1 | 1877.0644 | 1366.3625 | 513.0813
30.07. | 2 | 1877.0644 | 1366.3625 | 513.0813
30.07. | 3 | 1877.0644 | 1366.3625 | 513.0813
30.07. | 4 | 1877.0644 | 1366.3625 | 513.0813
30.07. | 5 | 1877.0644 | 1366.3625 | 513.0813
30.07. | 6 | 1877.0644 | 1366.3625 | 513.0813
30.07. | 7 | 1877.0644 | 1366.3625 | 513.0813
30.07. | 8 | 1877.0644 | 1366.3625 | 513.0813
30.07. | 9 | 1877.0644 | 1366.3625 | 513.0813
30.07. | 10 | 1877.0644 | 1366.3625 | 513.0813
30.07. | 11 | 1877.0644 | 1366.3625 | 513.0813
30.07. | 12 | 1877.0644 | 1366.3625 | 513.0813
30.07. | 13 | 1877.0644 | 1366.3625 | 513.0813
30.07. | 14 | 1877.0644 | 1366.3625 | 513.0813
30.07. | 15 | 1877.0644 | 1366.3625 | 513.0813
30.07. | 16 | 1877.0644 | 1366.3625 | 513.0813
30.07. | 17 | 1877.0644 | 1366.3625 | 513.0813
30.07. | 18 | 1877.0644 | 1366.3625 | 513.0813
30.07. | 19 | 1877.0644 | 1366.3625 | 513.0813
30.07. | 20 | 1877.0644 | 1366.3625 | 513.0813
30.07. | 21 | 1877.0644 | 1366.3625 | 513.0813
30.07. | 22 | 1877.0644 | 1366.3625 | 513.0813
30.07. | 23 | 1877.0644 | 1366.3625 | 513.0813
30.07. | 24 | 1877.0644 | 1366.3625 | 513.0813
31.07. | 1 | 1877.0644 | 1366.3625 | 513.0813
31.07. | 2 | 1877.0644 | 1366.3625 | 513.0813
31.07. | 3 | 1877.0644 | 1366.3625 | 513.0813
31.07. | 4 | 1877.0644 | 1366.3625 | 513.0813
31.07. | 5 | 1877.0644 | 1366.3625 | 513.0813
31.07. | 6 | 1877.0644 | 1366.3625 | 513.0813
31.07. | 7 | 1877.0644 | 1366.3625 | 513.0813
31.07. | 8 | 1877.0644 | 1366.3625 | 513.0813
31.07. | 9 | 1877.0644 | 1366.3625 | 513.0813
31.07. | 10 | 1877.0644 | 1366.3625 | 513.0813
31.07. | 11 | 1877.0644 | 1366.3625 | 513.0813
31.07. | 12 | 1877.0644 | 1366.3625 | 513.0813
31.07. | 13 | 1877.0644 | 1366.3625 | 513.0813
31.07. | 14 | 1877.0644 | 1366.3625 | 513.0813
31.07. | 15 | 1877.0644 | 1366.3625 | 513.0813
31.07. | 16 | 1877.0644 | 1366.3625 | 513.0813
31.07. | 17 | 1877.0644 | 1366.3625 | 513.0813
31.07. | 18 | 1877.0644 | 1366.3625 | 513.0813
31.07. | 19 | 1877.0644 | 1366.3625 | 513.0813
31.07. | 20 | 1877.0644 | 1366.3625 | 513.0813
31.07. | 21 | 1877.0644 | 1366.3625 | 513.0813
31.07. | 22 | 1877.0644 | 1366.3625 | 513.0813
31.07. | 23 | 1877.0644 | 1366.3625 | 513.0813
31.07. | 24 | 1877.0644 | 1366.3625 | 513.0813
01.08. | 1 | 1877.0644 | 1366.3625 | 513.0813
01.08. | 2 | 1877.0644 | 1366.3625 | 513.0813
01.08. | 3 | 1877.0644 | 1366.3625 | 513.0813
01.08. | 4 | 1877.0644 | 1366.3625 | 513.0813
01.08. | 5 | 1877.0644 | 1366.3625 | 513.0813
01.08. | 6 | 1877.0644 | 1366.3625 | 513.0813
01.08. | 7 | 1877.0644 | 1366.3625 | 513.0813
01.08. | 8 | 1877.0644 | 1366.3625 | 513.0813
01.08. | 9 | 1877.0644 | 1366.3625 | 513.0813
01.08. | 10 | 1877.0644 | 1366.3625 | 513.0813
01.08. | 11 | 1877.0644 | 1366.3625 | 513.0813
01.08. | 12 | 1877.0644 | 1366.3625 | 513.0813
01.08. | 13 | 1877.0644 | 1366.3625 | 513.0813
01.08. | 14 | 1877.0644 | 1366.3625 | 513.0813
01.08. | 15 | 1877.0644 | 1366.3625 | 513.0813
01.08. | 16 | 1877.0644 | 1366.3625 | 513.0813
01.08. | 17 | 1877.0644 | 1366.3625 | 513.0813
01.08. | 18 | 1877.0644 | 1366.3625 | 513.0813
01.08. | 19 | 1877.0644 | 1366.3625 | 513.0813
01.08. | 20 | 1877.0644 | 1366.3625 | 513.0813
01.08. | 21 | 1877.0644 | 1366.3625 | 513.0813
01.08. | 22 | 1877.0644 | 1366.3625 | 513.0813
01.08. | 23 | 1877.0644 | 1366.3625 | 513.0813
01.08. | 24 | 1877.0644 | 1366.3625 | 513.0813
02.08. | 1 | 1877.0644 | 1366.3625 | 513.0813
02.08. | 2 | 1877.0644 | 1366.3625 | 513.0813
02.08. | 3 | 1877.0644 | 1366.3625 | 513.0813
02.08. | 4 | 1877.0644 | 1366.3625 | 513.0813
02.08. | 5 | 1877.0644 | 1366.3625 | 513.0813
02.08. | 6 | 1877.0644 | 1366.3625 | 513.0813
02.08. | 7 | 1877.0644 | 1366.3625 | 513.0813
02.08. | 8 | 1877.0644 | 1366.3625 | 513.0813
02.08. | 9 | 1877.0644 | 1366.3625 | 513.0813
02.08. | 10 | 1877.0644 | 1366.3625 | 513.0813
02.08. | 11 | 1877.0644 | 1366.3625 | 513.0813
02.08. | 12 | 1877.0644 | 1366.3625 | 513.0813
02.08. | 13 | 1877.0644 | 1366.3625 | 513.0813
02.08. | 14 | 1877.0644 | 1366.3625 | 513.0813
02.08. | 15 | 1877.0644 | 1366.3625 | 513.0813
02.08. | 16 | 1877.0644 | 1366.3625 | 513.0813
02.08. | 17 | 1877.0644 | 1366.3625 | 513.0813
02.08. | 18 | 1877.0644 | 1366.3625 | 513.0813
02.08. | 19 | 1877.0644 | 1366.3625 | 513.0813
02.08. | 20 | 1877.0644 | 1366.3625 | 513.0813
02.08. | 21 | 1877.0644 | 1366.3625 | 513.0813
02.08. | 22 | 1877.0644 | 1366.3625 | 513.0813
02.08. | 23 | 1877.0644 | 1366.3625 | 513.0813
02.08. | 24 | 1877.0644 | 1366.3625 | 513.0813
03.08. | 1 | 1877.0644 | 1366.3625 | 513.0813
03.08. | 2 | 1877.0644 | 1366.3625 | 513.0813
03.08. | 3 | 1877.0644 | 1366.3625 | 513.0813
03.08. | 4 | 1877.0644 | 1366.3625 | 513.0813
03.08. | 5 | 1877.0644 | 1366.3625 | 513.0813
03.08. | 6 | 1877.0644 | 1366.3625 | 513.0813
03.08. | 7 | 1877.0644 | 1366.3625 | 513.0813
03.08. | 8 | 1877.0644 | 1366.3625 | 513.0813
03.08. | 9 | 1877.0644 | 1366.3625 | 513.0813
03.08. | 10 | 1877.0644 | 1366.3625 | 513.0813
03.08. | 11 | 1877.0644 | 1366.3625 | 513.0813
03.08. | 12 | 1877.0644 | 1366.3625 | 513.0813
03.08. | 13 | 1877.0644 | 1366.3625 | 513.0813
03.08. | 14 | 1877.0644 | 1366.3625 | 513.0813
03.08. | 15 | 1877.0644 | 1366.3625 | 513.0813
03.08. | 16 | 1877.0644 | 1366.3625 | 513.0813
03.08. | 17 | 1877.0644 | 1366.3625 | 513.0813
03.08. | 18 | 1877.0644 | 1366.3625 | 513.0813
03.08. | 19 | 1877.0644 | 1366.3625 | 513.0813
03.08. | 20 | 1877.0644 | 1366.3625 | 513.0813
03.08. | 21 | 1877.0644 | 1366.3625 | 513.0813
03.08. | 22 | 1877.0644 | 1366.3625 | 513.0813
03.08. | 23 | 1877.0644 | 1366.3625 | 513.0813
03.08. | 24 | 1877.0644 | 1366.3625 | 513.0813
04.08. | 1 | 1877.0644 | 1366.3625 | 513.0813
04.08. | 2 | 1877.0644 | 1366.3625 | 513.0813
04.08. | 3 | 1877.0644 | 1366.3625 | 513.0813
04.08. | 4 | 1877.0644 | 1366.3625 | 513.0813
04.08. | 5 | 1877.0644 | 1366.3625 | 513.0813
04.08. | 6 | 1877.0644 | 1366.3625 | 513.0813
04.08. | 7 | 1877.0644 | 1366.3625 | 513.0813
04.08. | 8 | 1877.0644 | 1366.3625 | 513.0813
04.08. | 9 | 1877.0644 | 1366.3625 | 513.0813
04.08. | 10 | 1877.0644 | 1366.3625 | 513.0813
04.08. | 11 | 1877.0644 | 1366.3625 | 513.0813
04.08. | 12 | 1877.0644 | 1366.3625 | 513.0813
04.08. | 13 | 1877.0644 | 1366.3625 | 513.0813
04.08. | 14 | 1877.0644 | 1366.3625 | 513.0813
04.08. | 15 | 1877.0644 | 1366.3625 | 513.0813
04.08. | 16 | 1877.0644 | 1366.3625 | 513.0813
04.08. | 17 | 1877.0644 | 1366.3625 | 513.0813
04.08. | 18 | 1877.0644 | 1366.3625 | 513.0813
04.08. | 19 | 1877.0644 | 1366.3625 | 513.0813
04.08. | 20 | 1877.0644 | 1366.3625 | 513.0813
04.08. | 21 | 1877.0644 | 1366.3625 | 513.0813
04.08. | 22 | 1877.0644 | 1366.3625 | 513.0813
04.08. | 23 | 1877.0644 | 1366.3625 | 513.0813
04.08. | 24 | 1877.0644 | 1366.3625 | 513.0813
05.08. | 1 | 1877.0644 | 1366.3625 | 513.0813
05.08. | 2 | 1877.0644 | 1366.3625 | 513.0813
05.08. | 3 | 1877.0644 | 1366.3625 | 513.0813
05.08. | 4 | 1877.0644 | 1366.3625 | 513.0813
05.08. | 5 | 1877.0644 | 1366.3625 | 513.0813
05.08. | 6 | 1877.0644 | 1366.3625 | 513.0813
05.08. | 7 | 1877.0644 | 1366.3625 | 513.0813
05.08. | 8 | 1877.0644 | 1366.3625 | 513.0813
05.08. | 9 | 1877.0644 | 1366.3625 | 513.0813
05.08. | 10 | 1877.0644 | 1366.3625 | 513.0813
05.08. | 11 | 1877.0644 | 1366.3625 | 513.0813
05.08. | 12 | 1877.0644 | 1366.3625 | 513.0813
05.08. | 13 | 1877.0644 | 1366.3625 | 513.0813
05.08. | 14 | 1877.0644 | 1366.3625 | 513.0813
05.08. | 15 | 1877.0644 | 1366.3625 | 513.0813
05.08. | 16 | 1877.0644 | 1366.3625 | 513.0813
05.08. | 17 | 1877.0644 | 1366.3625 | 513.0813
05.08. | 18 | 1877.0644 | 1366.3625 | 513.0813
05.08. | 19 | 1877.0644 | 1366.3625 | 513.0813
05.08. | 20 | 1877.0644 | 1366.3625 | 513.0813
05.08. | 21 | 1877.0644 | 1366.3625 | 513.0813
05.08. | 22 | 1877.0644 | 1366.3625 | 513.0813
05.08. | 23 | 1877.0644 | 1366.3625 | 513.0813
05.08. | 24 | 1877.0644 | 1366.3625 | 513.0813
06.08. | 1 | 1877.0644 | 1366.3625 | 513.0813
06.08. | 2 | 1877.0644 | 1366.3625 | 513.0813
06.08. | 3 | 1877.0644 | 1366.3625 | 513.0813
06.08. | 4 | 1877.0644 | 1366.3625 | 513.0813
06.08. | 5 | 1877.0644 | 1366.3625 | 513.0813
06.08. | 6 | 1877.0644 | 1366.3625 | 513.0813
06.08. | 7 | 1877.0644 | 1366.3625 | 513.0813
06.08. | 8 | 1877.0644 | 1366.3625 | 513.0813
06.08. | 9 | 1877.0644 | 1366.3625 | 513.0813
06.08. | 10 | 1877.0644 | 1366.3625 | 513.0813
06.08. | 11 | 1877.0644 | 1366.3625 | 513.0813
06.08. | 12 | 1877.0644 | 1366.3625 | 513.0813
06.08. | 13 | 1877.0644 | 1366.3625 | 513.0813
06.08. | 14 | 1877.0644 | 1366.3625 | 513.0813
06.08. | 15 | 1877.0644 | 1366.3625 | 513.0813
06.08. | 16 | 1877.0644 | 1366.3625 | 513.0813
06.08. | 17 | 1877.0644 | 1366.3625 | 513.0813
06.08. | 18 | 1877.0644 | 1366.3625 | 513.0813
06.08. | 19 | 1877.0644 | 1366.3625 | 513.0813
06.08. | 20 | 1877.0644 | 1366.3625 | 513.0813
06.08. | 21 | 1877.0644 | 1366.3625 | 513.0813
06.08. | 22 | 1877.0644 | 1366.3625 | 513.0813
06.08. | 23 | 1877.0644 | 1366.3625 | 513.0813
06.08. | 24 | 1877.0644 | 1366.3625 | 513.0813
07.08. | 1 | 1877.0644 | 1366.3625 | 513.0813
07.08. | 2 | 1877.0644 | 1366.3625 | 513.0813
07.08. | 3 | 1877.0644 | 1366.3625 | 513.0813
07.08. | 4 | 1877.0644 | 1366.3625 | 513.0813
07.08. | 5 | 1877.0644 | 1366.3625 | 513.0813
07.08. | 6 | 1877.0644 | 1366.3625 | 513.0813
07.08. | 7 | 1877.0644 | 1366.3625 | 513.0813
07.08. | 8 | 1877.0644 | 1366.3625 | 513.0813
07.08. | 9 | 1877.0644 | 1366.3625 | 513.0813
07.08. | 10 | 1877.0644 | 1366.3625 | 513.0813
07.08. | 11 | 1877.0644 | 1366.3625 | 513.0813
07.08. | 12 | 1877.0644 | 1366.3625 | 513.0813
07.08. | 13 | 1877.0644 | 1366.3625 | 513.0813
07.08. | 14 | 1877.0644 | 1366.3625 | 513.0813
07.08. | 15 | 1877.0644 | 1366.3625 | 513.0813
07.08. | 16 | 1877.0644 | 1366.3625 | 513.0813
07.08. | 17 | 1877.0644 | 1366.3625 | 513.0813
07.08. | 18 | 1877.0644 | 1366.3625 | 513.0813
07.08. | 19 | 1877.0644 | 1366.3625 | 513.0813
07.08. | 20 | 1877.0644 | 1366.3625 | 513.0813
07.08. | 21 | 1877.0644 | 1366.3625 | 513.0813
07.08. | 22 | 1877.0644 | 1366.3625 | 513.0813
07.08. | 23 | 1877.0644 | 1366.3625 | 513.0813
07.08. | 24 | 1877.0644 | 1366.3625 | 513.0813
08.08. | 1 | 1877.0644 | 1366.3625 | 513.0813
08.08. | 2 | 1877.0644 | 1366.3625 | 513.0813
08.08. | 3 | 1877.0644 | 1366.3625 | 513.0813
08.08. | 4 | 1877.0644 | 1366.3625 | 513.0813
08.08. | 5 | 1877.0644 | 1366.3625 | 513.0813
08.08. | 6 | 1877.0644 | 1366.3625 | 513.0813
08.08. | 7 | 1877.0644 | 1366.3625 | 513.0813
08.08. | 8 | 1877.0644 | 1366.3625 | 513.0813
08.08. | 9 | 1877.0644 | 1366.3625 | 513.0813
08.08. | 10 | 1877.0644 | 1366.3625 | 513.0813
08.08. | 11 | 1877.0644 | 1366.3625 | 513.0813
08.08. | 12 | 1877.0644 | 1366.3625 | 513.0813
08.08. | 13 | 1877.0644 | 1366.3625 | 513.0813
08.08. | 14 | 1877.0644 | 1366.3625 | 513.0813
08.08. | 15 | 1877.0644 | 1366.3625 | 513.0813
08.08. | 16 | 1877.0644 | 1366.3625 | 513.0813
08.08. | 17 | 1877.0644 | 1366.3625 | 513.0813
08.08. | 18 | 1877.0644 | 1366.3625 | 513.0813
08.08. | 19 | 1877.0644 | 1366.3625 | 513.0813
08.08. | 20 | 1877.0644 | 1366.3625 | 513.0813
08.08. | 21 | 1877.0644 | 1366.3625 | 513.0813
08.08. | 22 | 1877.0644 | 1366.3625 | 513.0813
08.08. | 23 | 1877.0644 | 1366.3625 | 513.0813
08.08. | 24 | 1877.0644 | 1366.3625 | 513.0813
09.08. | 1 | 1877.0644 | 1366.3625 | 513.0813
09.08. | 2 | 1877.0644 | 1366.3625 | 513.0813
09.08. | 3 | 1877.0644 | 1366.3625 | 513.0813
09.08. | 4 | 1877.0644 | 1366.3625 | 513.0813
09.08. | 5 | 1877.0644 | 1366.3625 | 513.0813
09.08. | 6 | 1877.0644 | 1366.3625 | 513.0813
09.08. | 7 | 1877.0644 | 1366.3625 | 513.0813
09.08. | 8 | 1877.0644 | 1366.3625 | 513.0813
09.08. | 9 | 1877.0644 | 1366.3625 | 513.0813
09.08. | 10 | 1877.0644 | 1366.3625 | 513.0813
09.08. | 11 | 1877.0644 | 1366.3625 | 513.0813
09.08. | 12 | 1877.0644 | 1366.3625 | 513.0813
09.08. | 13 | 1877.0644 | 1366.3625 | 513.0813
09.08. | 14 | 1877.0644 | 1366.3625 | 513.0813
09.08. | 15 | 1877.0644 | 1366.3625 | 513.0813
09.08. | 16 | 1877.0644 | 1366.3625 | 513.0813
09.08. | 17 | 1877.0644 | 1366.3625 | 513.0813
09.08. | 18 | 1877.0644 | 1366.3625 | 513.0813
09.08. | 19 | 1877.0644 | 1366.3625 | 513.0813
09.08. | 20 | 1877.0644 | 1366.3625 | 513.0813
09.08. | 21 | 1877.0644 | 1366.3625 | 513.0813
09.08. | 22 | 1877.0644 | 1366.3625 | 513.0813
09.08. | 23 | 1877.0644 | 1366.3625 | 513.0813
09.08. | 24 | 1877.0644 | 1366.3625 | 513.0813
10.08. | 1 | 1877.0644 | 1366.3625 | 513.0813
10.08. | 2 | 1877.0644 | 1366.3625 | 513.0813
10.08. | 3 | 1877.0644 | 1366.3625 | 513.0813
10.08. | 4 | 1877.0644 | 1366.3625 | 513.0813
10.08. | 5 | 1877.0644 | 1366.3625 | 513.0813
10.08. | 6 | 1877.0644 | 1366.3625 | 513.0813
10.08. | 7 | 1877.0644 | 1366.3625 | 513.0813
10.08. | 8 | 1877.0644 | 1366.3625 | 513.0813
10.08. | 9 | 1877.0644 | 1366.3625 | 513.0813
10.08. | 10 | 1877.0644 | 1366.3625 | 513.0813
10.08. | 11 | 1877.0644 | 1366.3625 | 513.0813
10.08. | 12 | 1877.0644 | 1366.3625 | 513.0813
10.08. | 13 | 1877.0644 | 1366.3625 | 513.0813
10.08. | 14 | 1877.0644 | 1366.3625 | 513.0813
10.08. | 15 | 1877.0644 | 1366.3625 | 513.0813
10.08. | 16 | 1877.0644 | 1366.3625 | 513.0813
10.08. | 17 | 1877.0644 | 1366.3625 | 513.0813
10.08. | 18 | 1877.0644 | 1366.3625 | 513.0813
10.08. | 19 | 1877.0644 | 1366.3625 | 513.0813
10.08. | 20 | 1877.0644 | 1366.3625 | 513.0813
10.08. | 21 | 1877.0644 | 1366.3625 | 513.0813
10.08. | 22 | 1877.0644 | 1366.3625 | 513.0813
10.08. | 23 | 1877.0644 | 1366.3625 | 513.0813
10.08. | 24 | 1877.0644 | 1366.3625 | 513.0813
11.08. | 1 | 1877.0644 | 1366.3625 | 513.0813
11.08. | 2 | 1877.0644 | 1366.3625 | 513.0813
11.08. | 3 | 1877.0644 | 1366.3625 | 513.0813
11.08. | 4 | 1877.0644 | 1366.3625 | 513.0813
11.08. | 5 | 1877.0644 | 1366.3625 | 513.0813
11.08. | 6 | 1877.0644 | 1366.3625 | 513.0813
11.08. | 7 | 1877.0644 | 1366.3625 | 513.0813
11.08. | 8 | 1877.0644 | 1366.3625 | 513.0813
11.08. | 9 | 1877.0644 | 1366.3625 | 513.0813
11.08. | 10 | 1877.0644 | 1366.3625 | 513.0813
11.08. | 11 | 1877.0644 | 1366.3625 | 513.0813
11.08. | 12 | 1877.0644 | 1366.3625 | 513.0813
11.08. | 13 | 1877.0644 | 1366.3625 | 513.0813
11.08. | 14 | 1877.0644 | 1366.3625 | 513.0813
11.08. | 15 | 1877.0644 | 1366.3625 | 513.0813
11.08. | 16 | 1877.0644 | 1366.3625 | 513.0813
11.08. | 17 | 1877.0644 | 1366.3625 | 513.0813
11.08. | 18 | 1877.0644 | 1366.3625 | 513.0813
11.08. | 19 | 1877.0644 | 1366.3625 | 513.0813
11.08. | 20 | 1877.0644 | 1366.3625 | 513.0813
11.08. | 21 | 1877.0644 | 1366.3625 | 513.0813
11.08. | 22 | 1877.0644 | 1366.3625 | 513.0813
11.08. | 23 | 1877.0644 | 1366.3625 | 513.0813
11.08. | 24 | 1877.0644 | 1366.3625 | 513.0813
12.08. | 1 | 1877.0644 | 1366.3625 | 513.0813
12.08. | 2 | 1877.0644 | 1366.3625 | 513.0813
12.08. | 3 | 1877.0644 | 1366.3625 | 513.0813
12.08. | 4 | 1877.0644 | 1366.3625 | 513.0813
12.08. | 5 | 1877.0644 | 1366.3625 | 513.0813
12.08. | 6 | 1877.0644 | 1366.3625 | 513.0813
12.08. | 7 | 1877.0644 | 1366.3625 | 513.0813
12.08. | 8 | 1877.0644 | 1366.3625 | 513.0813
12.08. | 9 | 1877.0644 | 1366.3625 | 513.0813
12.08. | 10 | 1877.0644 | 1366.3625 | 513.0813
12.08. | 11 | 1877.0644 | 1366.3625 | 513.0813
12.08. | 12 | 1877.0644 | 1366.3625 | 513.0813
12.08. | 13 | 1877.0644 | 1366.3625 | 513.0813
12.08. | 14 | 1877.0644 | 1366.3625 | 513.0813
12.08. | 15 | 1877.0644 | 1366.3625 | 513.0813
12.08. | 16 | 1877.0644 | 1366.3625 | 513.0813
12.08. | 17 | 1877.0644 | 1366.3625 | 513.0813
12.08. | 18 | 1877.0644 | 1366.3625 | 513.0813
12.08. | 19 | 1877.0644 | 1366.3625 | 513.0813
12.08. | 20 | 1877.0644 | 1366.3625 | 513.0813
12.08. | 21 | 1877.0644 | 1366.3625 | 513.0813
12.08. | 22 | 1877.0644 | 1366.3625 | 513.0813
12.08. | 23 | 1877.0644 | 1366.3625 | 513.0813
12.08. | 24 | 1877.0644 | 1366.3625 | 513.0813
13.08. | 1 | 1877.0644 | 1366.3625 | 513.0813
13.08. | 2 | 1877.0644 | 1366.3625 | 513.0813
13.08. | 3 | 1877.0644 | 1366.3625 | 513.0813
13.08. | 4 | 1877.0644 | 1366.3625 | 513.0813
13.08. | 5 | 1877.0644 | 1366.3625 | 513.0813
13.08. | 6 | 1877.0644 | 1366.3625 | 513.0813
13.08. | 7 | 1877.0644 | 1366.3625 | 513.0813
13.08. | 8 | 1877.0644 | 1366.3625 | 513.0813
13.08. | 9 | 1877.0644 | 1366.3625 | 513.0813
13.08. | 10 | 1877.0644 | 1366.3625 | 513.0813
13.08. | 11 | 1877.0644 | 1366.3625 | 513.0813
13.08. | 12 | 1877.0644 | 1366.3625 | 513.0813
13.08. | 13 | 1877.0644 | 1366.3625 | 513.0813
13.08. | 14 | 1877.0644 | 1366.3625 | 513.0813
13.08. | 15 | 1877.0644 | 1366.3625 | 513.0813
13.08. | 16 | 1877.0644 | 1366.3625 | 513.0813
13.08. | 17 | 1877.0644 | 1366.3625 | 513.0813
13.08. | 18 | 1877.0644 | 1366.3625 | 513.0813
13.08. | 19 | 1877.0644 | 1366.3625 | 513.0813
13.08. | 20 | 1877.0644 | 1366.3625 | 513.0813
13.08. | 21 | 1877.0644 | 1366.3625 | 513.0813
13.08. | 22 | 1877.0644 | 1366.3625 | 513.0813
13.08. | 23 | 1877.0644 | 1366.3625 | 513.0813
13.08. | 24 | 1877.0644 | 1366.3625 | 513.0813
14.08. | 1 | 1877.0644 | 1366.3625 | 513.0813
14.08. | 2 | 1877.0644 | 1366.3625 | 513.0813
14.08. | 3 | 1877.0644 | 1366.3625 | 513.0813
14.08. | 4 | 1877.0644 | 1366.3625 | 513.0813
14.08. | 5 | 1877.0644 | 1366.3625 | 513.0813
14.08. | 6 | 1877.0644 | 1366.3625 | 513.0813
14.08. | 7 | 1877.0644 | 1366.3625 | 513.0813
14.08. | 8 | 1877.0644 | 1366.3625 | 513.0813
14.08. | 9 | 1877.0644 | 1366.3625 | 513.0813
14.08. | 10 | 1877.0644 | 1366.3625 | 513.0813
14.08. | 11 | 1877.0644 | 1366.3625 | 513.0813
14.08. | 12 | 1877.0644 | 1366.3625 | 513.0813
14.08. | 13 | 1877.0644 | 1366.3625 | 513.0813
14.08. | 14 | 1877.0644 | 1366.3625 | 513.0813
14.08. | 15 | 1877.0644 | 1366.3625 | 513.0813
14.08. | 16 | 1877.0644 | 1366.3625 | 513.0813
14.08. | 17 | 1877.0644 | 1366.3625 | 513.0813
14.08. | 18 | 1877.0644 | 1366.3625 | 513.0813
14.08. | 19 | 1877.0644 | 1366.3625 | 513.0813
14.08. | 20 | 1877.0644 | 1366.3625 | 513.0813
14.08. | 21 | 1877.0644 | 1366.3625 | 513.0813
14.08. | 22 | 1877.0644 | 1366.3625 | 513.0813
14.08. | 23 | 1877.0644 | 1366.3625 | 513.0813
14.08. | 24 | 1877.0644 | 1366.3625 | 513.0813
15.08. | 1 | 1877.0644 | 1366.3625 | 513.0813
15.08. | 2 | 1877.0644 | 1366.3625 | 513.0813
15.08. | 3 | 1877.0644 | 1366.3625 | 513.0813
15.08. | 4 | 1877.0644 | 1366.3625 | 513.0813
15.08. | 5 | 1877.0644 | 1366.3625 | 513.0813
15.08. | 6 | 1877.0644 | 1366.3625 | 513.0813
15.08. | 7 | 1877.0644 | 1366.3625 | 513.0813
15.08. | 8 | 1877.0644 | 1366.3625 | 513.0813
15.08. | 9 | 1877.0644 | 1366.3625 | 513.0813
15.08. | 10 | 1877.0644 | 1366.3625 | 513.0813
15.08. | 11 | 1877.0644 | 1366.3625 | 513.0813
15.08. | 12 | 1877.0644 | 1366.3625 | 513.0813
15.08. | 13 | 1877.0644 | 1366.3625 | 513.0813
15.08. | 14 | 1877.0644 | 1366.3625 | 513.0813
15.08. | 15 | 1877.0644 | 1366.3625 | 513.0813
15.08. | 16 | 1877.0644 | 1366.3625 | 513.0813
15.08. | 17 | 1877.0644 | 1366.3625 | 513.0813
15.08. | 18 | 1877.0644 | 1366.3625 | 513.0813
15.08. | 19 | 1877.0644 | 1366.3625 | 513.0813
15.08. | 20 | 1877.0644 | 1366.3625 | 513.0813
15.08. | 21 | 1877.0644 | 1366.3625 | 513.0813
15.08. | 22 | 1877.0644 | 1366.3625 | 513.0813
15.08. | 23 | 1877.0644 | 1366.3625 | 513.0813
15.08. | 24 | 1877.0644 | 1366.3625 | 513.0813
16.08. | 1 | 1877.0644 | 1366.3625 | 513.0813
16.08. | 2 | 1877.0644 | 1366.3625 | 513.0813
16.08. | 3 | 1877.0644 | 1366.3625 | 513.0813
16.08. | 4 | 1877.0644 | 1366.3625 | 513.0813
16.08. | 5 | 1877.0644 | 1366.3625 | 513.0813
16.08. | 6 | 1877.0644 | 1366.3625 | 513.0813
16.08. | 7 | 1877.0644 | 1366.3625 | 513.0813
16.08. | 8 | 1877.0644 | 1366.3625 | 513.0813
16.08. | 9 | 1877.0644 | 1366.3625 | 513.0813
16.08. | 10 | 1877.0644 | 1366.3625 | 513.0813
16.08. | 11 | 1877.0644 | 1366.3625 | 513.0813
16.08. | 12 | 1877.0644 | 1366.3625 | 513.0813
16.08. | 13 | 1877.0644 | 1366.3625 | 513.0813
16.08. | 14 | 1877.0644 | 1366.3625 | 513.0813
16.08. | 15 | 1877.0644 | 1366.3625 | 513.0813
16.08. | 16 | 1877.0644 | 1366.3625 | 513.0813
16.08. | 17 | 1877.0644 | 1366.3625 | 513.0813
16.08. | 18 | 1877.0644 | 1366.3625 | 513.0813
16.08. | 19 | 1877.0644 | 1366.3625 | 513.0813
16.08. | 20 | 1877.0644 | 1366.3625 | 513.0813
16.08. | 21 | 1877.0644 | 1366.3625 | 513.0813
16.08. | 22 | 1877.0644 | 1366.3625 | 513.0813
16.08. | 23 | 1877.0644 | 1366.3625 | 513.0813
16.08. | 24 | 1877.0644 | 1366.3625 | 513.0813
17.08. | 1 | 1877.0644 | 1366.3625 | 513.0813
17.08. | 2 | 1877.0644 | 1366.3625 | 513.0813
17.08. | 3 | 1877.0644 | 1366.3625 | 513.0813
17.08. | 4 | 1877.0644 | 1366.3625 | 513.0813
17.08. | 5 | 1877.0644 | 1366.3625 | 513.0813
17.08. | 6 | 1877.0644 | 1366.3625 | 513.0813
17.08. | 7 | 1877.0644 | 1366.3625 | 513.0813
17.08. | 8 | 1877.0644 | 1366.3625 | 513.0813
17.08. | 9 | 1877.0644 | 1366.3625 | 513.0813
17.08. | 10 | 1877.0644 | 1366.3625 | 513.0813
17.08. | 11 | 1877.0644 | 1366.3625 | 513.0813
17.08. | 12 | 1877.0644 | 1366.3625 | 513.0813
17.08. | 13 | 1877.0644 | 1366.3625 | 513.0813
17.08. | 14 | 1877.0644 | 1366.3625 | 513.0813
17.08. | 15 | 1877.0644 | 1366.3625 | 513.0813
17.08. | 16 | 1877.0644 | 1366.3625 | 513.0813
17.08. | 17 | 1877.0644 | 1366.3625 | 513.0813
17.08. | 18 | 1877.0644 | 1366.3625 | 513.0813
17.08. | 19 | 1877.0644 | 1366.3625 | 513.0813
17.08. | 20 | 1877.0644 | 1366.3625 | 513.0813
17.08. | 21 | 1877.0644 | 1366.3625 | 513.0813
17.08. | 22 | 1877.0644 | 1366.3625 | 513.0813
17.08. | 23 | 1877.0644 | 1366.3625 | 513.0813
17.08. | 24 | 1877.0644 | 1366.3625 | 513.0813
18.08. | 1 | 1877.0644 | 1366.3625 | 513.0813
18.08. | 2 | 1877.0644 | 1366.3625 | 513.0813
18.08. | 3 | 1877.0644 | 1366.3625 | 513.0813
18.08. | 4 | 1877.0644 | 1366.3625 | 513.0813
18.08. | 5 | 1877.0644 | 1366.3625 | 513.0813
18.08. | 6 | 1877.0644 | 1366.3625 | 513.0813
18.08. | 7 | 1877.0644 | 1366.3625 | 513.0813
18.08. | 8 | 1877.0644 | 1366.3625 | 513.0813
18.08. | 9 | 1877.0644 | 1366.3625 | 513.0813
18.08. | 10 | 1877.0644 | 1366.3625 | 513.0813
18.08. | 11 | 1877.0644 | 1366.3625 | 513.0813
18.08. | 12 | 1877.0644 | 1366.3625 | 513.0813
18.08. | 13 | 1877.0644 | 1366.3625 | 513.0813
18.08. | 14 | 1877.0644 | 1366.3625 | 513.0813
18.08. | 15 | 1877.0644 | 1366.3625 | 513.0813
18.08. | 16 | 1877.0644 | 1366.3625 | 513.0813
18.08. | 17 | 1877.0644 | 1366.3625 | 513.0813
18.08. | 18 | 1877.0644 | 1366.3625 | 513.0813
18.08. | 19 | 1877.0644 | 1366.3625 | 513.0813
18.08. | 20 | 1877.0644 | 1366.3625 | 513.0813
18.08. | 21 | 1877.0644 | 1366.3625 | 513.0813
18.08. | 22 | 1877.0644 | 1366.3625 | 513.0813
18.08. | 23 | 1877.0644 | 1366.3625 | 513.0813
18.08. | 24 | 1877.0644 | 1366.3625 | 513.0813
19.08. | 1 | 1877.0644 | 1366.3625 | 513.0813
19.08. | 2 | 1877.0644 | 1366.3625 | 513.0813
19.08. | 3 | 1877.0644 | 1366.3625 | 513.0813
19.08. | 4 | 1877.0644 | 1366.3625 | 513.0813
19.08. | 5 | 1877.0644 | 1366.3625 | 513.0813
19.08. | 6 | 1877.0644 | 1366.3625 | 513.0813
19.08. | 7 | 1877.0644 | 1366.3625 | 513.0813
19.08. | 8 | 1877.0644 | 1366.3625 | 513.0813
19.08. | 9 | 1877.0644 | 1366.3625 | 513.0813
19.08. | 10 | 1877.0644 | 1366.3625 | 513.0813
19.08. | 11 | 1877.0644 | 1366.3625 | 513.0813
19.08. | 12 | 1877.0644 | 1366.3625 | 513.0813
19.08. | 13 | 1877.0644 | 1366.3625 | 513.0813
19.08. | 14 | 1877.0644 | 1366.3625 | 513.0813
19.08. | 15 | 1877.0644 | 1366.3625 | 513.0813
19.08. | 16 | 1877.0644 | 1366.3625 | 513.0813
19.08. | 17 | 1877.0644 | 1366.3625 | 513.0813
19.08. | 18 | 1877.0644 | 1366.3625 | 513.0813
19.08. | 19 | 1877.0644 | 1366.3625 | 513.0813
19.08. | 20 | 1877.0644 | 1366.3625 | 513.0813
19.08. | 21 | 1877.0644 | 1366.3625 | 513.0813
19.08. | 22 | 1877.0644 | 1366.3625 | 513.0813
19.08. | 23 | 1877.0644 | 1366.3625 | 513.0813
19.08. | 24 | 1877.0644 | 1366.3625 | 513.0813
20.08. | 1 | 1877.0644 | 1366.3625 | 513.0813
20.08. | 2 | 1877.0644 | 1366.3625 | 513.0813
20.08. | 3 | 1877.0644 | 1366.3625 | 513.0813
20.08. | 4 | 1877.0644 | 1366.3625 | 513.0813
20.08. | 5 | 1877.0644 | 1366.3625 | 513.0813
20.08. | 6 | 1877.0644 | 1366.3625 | 513.0813
20.08. | 7 | 1877.0644 | 1366.3625 | 513.0813
20.08. | 8 | 1877.0644 | 1366.3625 | 513.0813
20.08. | 9 | 1877.0644 | 1366.3625 | 513.0813
20.08. | 10 | 1877.0644 | 1366.3625 | 513.0813
20.08. | 11 | 1877.0644 | 1366.3625 | 513.0813
20.08. | 12 | 1877.0644 | 1366.3625 | 513.0813
20.08. | 13 | 1877.0644 | 1366.3625 | 513.0813
20.08. | 14 | 1877.0644 | 1366.3625 | 513.0813
20.08. | 15 | 1877.0644 | 1366.3625 | 513.0813
20.08. | 16 | 1877.0644 | 1366.3625 | 513.0813
20.08. | 17 | 1877.0644 | 1366.3625 | 513.0813
20.08. | 18 | 1877.0644 | 1366.3625 | 513.0813
20.08. | 19 | 1877.0644 | 1366.3625 | 513.0813
20.08. | 20 | 1877.0644 | 1366.3625 | 513.0813
20.08. | 21 | 1877.0644 | 1366.3625 | 513.0813
20.08. | 22 | 1877.0644 | 1366.3625 | 513.0813
20.08. | 23 | 1877.0644 | 1366.3625 | 513.0813
20.08. | 24 | 1877.0644 | 1366.3625 | 513.0813
21.08. | 1 | 1877.0644 | 1366.3625 | 513.0813
21.08. | 2 | 1877.0644 | 1366.3625 | 513.0813
21.08. | 3 | 1877.0644 | 1366.3625 | 513.0813
21.08. | 4 | 1877.0644 | 1366.3625 | 513.0813
21.08. | 5 | 1877.0644 | 1366.3625 | 513.0813
21.08. | 6 | 1877.0644 | 1366.3625 | 513.0813
21.08. | 7 | 1877.0644 | 1366.3625 | 513.0813
21.08. | 8 | 1877.0644 | 1366.3625 | 513.0813
21.08. | 9 | 1877.0644 | 1366.3625 | 513.0813
21.08. | 10 | 1877.0644 | 1366.3625 | 513.0813
21.08. | 11 | 1877.0644 | 1366.3625 | 513.0813
21.08. | 12 | 1877.0644 | 1366.3625 | 513.0813
21.08. | 13 | 1877.0644 | 1366.3625 | 513.0813
21.08. | 14 | 1877.0644 | 1366.3625 | 513.0813
21.08. | 15 | 1877.0644 | 1366.3625 | 513.0813
21.08. | 16 | 1877.0644 | 1366.3625 | 513.0813
21.08. | 17 | 1877.0644 | 1366.3625 | 513.0813
21.08. | 18 | 1877.0644 | 1366.3625 | 513.0813
21.08. | 19 | 1877.0644 | 1366.3625 | 513.0813
21.08. | 20 | 1877.0644 | 1366.3625 | 513.0813
21.08. | 21 | 1877.0644 | 1366.3625 | 513.0813
21.08. | 22 | 1877.0644 | 1366.3625 | 513.0813
21.08. | 23 | 1877.0644 | 1366.3625 | 513.0813
21.08. | 24 | 1877.0644 | 1366.3625 | 513.0813
22.08. | 1 | 1877.0644 | 1366.3625 | 513.0813
22.08. | 2 | 1877.0644 | 1366.3625 | 513.0813
22.08. | 3 | 1877.0644 | 1366.3625 | 513.0813
22.08. | 4 | 1877.0644 | 1366.3625 | 513.0813
22.08. | 5 | 1877.0644 | 1366.3625 | 513.0813
22.08. | 6 | 1877.0644 | 1366.3625 | 513.0813
22.08. | 7 | 1877.0644 | 1366.3625 | 513.0813
22.08. | 8 | 1877.0644 | 1366.3625 | 513.0813
22.08. | 9 | 1877.0644 | 1366.3625 | 513.0813
22.08. | 10 | 1877.0644 | 1366.3625 | 513.0813
22.08. | 11 | 1877.0644 | 1366.3625 | 513.0813
22.08. | 12 | 1877.0644 | 1366.3625 | 513.0813
22.08. | 13 | 1877.0644 | 1366.3625 | 513.0813
22.08. | 14 | 1877.0644 | 1366.3625 | 513.0813
22.08. | 15 | 1877.0644 | 1366.3625 | 513.0813
22.08. | 16 | 1877.0644 | 1366.3625 | 513.0813
22.08. | 17 | 1877.0644 | 1366.3625 | 513.0813
22.08. | 18 | 1877.0644 | 1366.3625 | 513.0813
22.08. | 19 | 1877.0644 | 1366.3625 | 513.0813
22.08. | 20 | 1877.0644 | 1366.3625 | 513.0813
22.08. | 21 | 1877.0644 | 1366.3625 | 513.0813
22.08. | 22 | 1877.0644 | 1366.3625 | 513.0813
22.08. | 23 | 1877.0644 | 1366.3625 | 513.0813
22.08. | 24 | 1877.0644 | 1366.3625 | 513.0813
23.08. | 1 | 1877.0644 | 1366.3625 | 513.0813
23.08. | 2 | 1877.0644 | 1366.3625 | 513.0813
23.08. | 3 | 1877.0644 | 1366.3625 | 513.0813
23.08. | 4 | 1877.0644 | 1366.3625 | 513.0813
23.08. | 5 | 1877.0644 | 1366.3625 | 513.0813
23.08. | 6 | 1877.0644 | 1366.3625 | 513.0813
23.08. | 7 | 1877.0644 | 1366.3625 | 513.0813
23.08. | 8 | 1877.0644 | 1366.3625 | 513.0813
23.08. | 9 | 1877.0644 | 1366.3625 | 513.0813
23.08. | 10 | 1877.0644 | 1366.3625 | 513.0813
23.08. | 11 | 1877.0644 | 1366.3625 | 513.0813
23.08. | 12 | 1877.0644 | 1366.3625 | 513.0813
23.08. | 13 | 1877.0644 | 1366.3625 | 513.0813
23.08. | 14 | 1877.0644 | 1366.3625 | 513.0813
23.08. | 15 | 1877.0644 | 1366.3625 | 513.0813
23.08. | 16 | 1877.0644 | 1366.3625 | 513.0813
23.08. | 17 | 1877.0644 | 1366.3625 | 513.0813
23.08. | 18 | 1877.0644 | 1366.3625 | 513.0813
23.08. | 19 | 1877.0644 | 1366.3625 | 513.0813
23.08. | 20 | 1877.0644 | 1366.3625 | 513.0813
23.08. | 21 | 1877.0644 | 1366.3625 | 513.0813
23.08. | 22 | 1877.0644 | 1366.3625 | 513.0813
23.08. | 23 | 1877.0644 | 1366.3625 | 513.0813
23.08. | 24 | 1877.0644 | 1366.3625 | 513.0813
24.08. | 1 | 1877.0644 | 1366.3625 | 513.0813
24.08. | 2 | 1877.0644 | 1366.3625 | 513.0813
24.08. | 3 | 1877.0644 | 1366.3625 | 513.0813
24.08. | 4 | 1877.0644 | 1366.3625 | 513.0813
24.08. | 5 | 1877.0644 | 1366.3625 | 513.0813
24.08. | 6 | 1877.0644 | 1366.3625 | 513.0813
24.08. | 7 | 1877.0644 | 1366.3625 | 513.0813
24.08. | 8 | 1877.0644 | 1366.3625 | 513.0813
24.08. | 9 | 1877.0644 | 1366.3625 | 513.0813
24.08. | 10 | 1877.0644 | 1366.3625 | 513.0813
24.08. | 11 | 1877.0644 | 1366.3625 | 513.0813
24.08. | 12 | 1877.0644 | 1366.3625 | 513.0813
24.08. | 13 | 1877.0644 | 1366.3625 | 513.0813
24.08. | 14 | 1877.0644 | 1366.3625 | 513.0813
24.08. | 15 | 1877.0644 | 1366.3625 | 513.0813
24.08. | 16 | 1877.0644 | 1366.3625 | 513.0813
24.08. | 17 | 1877.0644 | 1366.3625 | 513.0813
24.08. | 18 | 1877.0644 | 1366.3625 | 513.0813
24.08. | 19 | 1877.0644 | 1366.3625 | 513.0813
24.08. | 20 | 1877.0644 | 1366.3625 | 513.0813
24.08. | 21 | 1877.0644 | 1366.3625 | 513.0813
24.08. | 22 | 1877.0644 | 1366.3625 | 513.0813
24.08. | 23 | 1877.0644 | 1366.3625 | 513.0813
24.08. | 24 | 1877.0644 | 1366.3625 | 513.0813
25.08. | 1 | 1877.0644 | 1366.3625 | 513.0813
25.08. | 2 | 1877.0644 | 1366.3625 | 513.0813
25.08. | 3 | 1877.0644 | 1366.3625 | 513.0813
25.08. | 4 | 1877.0644 | 1366.3625 | 513.0813
25.08. | 5 | 1877.0644 | 1366.3625 | 513.0813
25.08. | 6 | 1877.0644 | 1366.3625 | 513.0813
25.08. | 7 | 1877.0644 | 1366.3625 | 513.0813
25.08. | 8 | 1877.0644 | 1366.3625 | 513.0813
25.08. | 9 | 1877.0644 | 1366.3625 | 513.0813
25.08. | 10 | 1877.0644 | 1366.3625 | 513.0813
25.08. | 11 | 1877.0644 | 1366.3625 | 513.0813
25.08. | 12 | 1877.0644 | 1366.3625 | 513.0813
25.08. | 13 | 1877.0644 | 1366.3625 | 513.0813
25.08. | 14 | 1877.0644 | 1366.3625 | 513.0813
25.08. | 15 | 1877.0644 | 1366.3625 | 513.0813
25.08. | 16 | 1877.0644 | 1366.3625 | 513.0813
25.08. | 17 | 1877.0644 | 1366.3625 | 513.0813
25.08. | 18 | 1877.0644 | 1366.3625 | 513.0813
25.08. | 19 | 1877.0644 | 1366.3625 | 513.0813
25.08. | 20 | 1877.0644 | 1366.3625 | 513.0813
25.08. | 21 | 1877.0644 | 1366.3625 | 513.0813
25.08. | 22 | 1877.0644 | 1366.3625 | 513.0813
25.08. | 23 | 1877.0644 | 1366.3625 | 513.0813
25.08. | 24 | 1877.0644 | 1366.3625 | 513.0813
26.08. | 1 | 1877.0644 | 1366.3625 | 513.0813
26.08. | 2 | 1877.0644 | 1366.3625 | 513.0813
26.08. | 3 | 1877.0644 | 1366.3625 | 513.0813
26.08. | 4 | 1877.0644 | 1366.3625 | 513.0813
26.08. | 5 | 1877.0644 | 1366.3625 | 513.0813
26.08. | 6 | 1877.0644 | 1366.3625 | 513.0813
26.08. | 7 | 1877.0644 | 1366.3625 | 513.0813
26.08. | 8 | 1877.0644 | 1366.3625 | 513.0813
26.08. | 9 | 1877.0644 | 1366.3625 | 513.0813
26.08. | 10 | 1877.0644 | 1366.3625 | 513.0813
26.08. | 11 | 1877.0644 | 1366.3625 | 513.0813
26.08. | 12 | 1877.0644 | 1366.3625 | 513.0813
26.08. | 13 | 1877.0644 | 1366.3625 | 513.0813
26.08. | 14 | 1877.0644 | 1366.3625 | 513.0813
26.08. | 15 | 1877.0644 | 1366.3625 | 513.0813
26.08. | 16 | 1877.0644 | 1366.3625 | 513.0813
26.08. | 17 | 1877.0644 | 1366.3625 | 513.0813
26.08. | 18 | 1877.0644 | 1366.3625 | 513.0813
26.08. | 19 | 1877.0644 | 1366.3625 | 513.0813
26.08. | 20 | 1877.0644 | 1366.3625 | 513.0813
26.08. | 21 | 1877.0644 | 1366.3625 | 513.0813
26.08. | 22 | 1877.0644 | 1366.3625 | 513.0813
26.08. | 23 | 1877.0644 | 1366.3625 | 513.0813
26.08. | 24 | 1877.0644 | 1366.3625 | 513.0813
27.08. | 1 | 1877.0644 | 1366.3625 | 513.0813
27.08. | 2 | 1877.0644 | 1366.3625 | 513.0813
27.08. | 3 | 1877.0644 | 1366.3625 | 513.0813
27.08. | 4 | 1877.0644 | 1366.3625 | 513.0813
27.08. | 5 | 1877.0644 | 1366.3625 | 513.0813
27.08. | 6 | 1877.0644 | 1366.3625 | 513.0813
27.08. | 7 | 1877.0644 | 1366.3625 | 513.0813
27.08. | 8 | 1877.0644 | 1366.3625 | 513.0813
27.08. | 9 | 1877.0644 | 1366.3625 | 513.0813
27.08. | 10 | 1877.0644 | 1366.3625 | 513.0813
27.08. | 11 | 1877.0644 | 1366.3625 | 513.0813
27.08. | 12 | 1877.0644 | 1366.3625 | 513.0813
27.08. | 13 | 1877.0644 | 1366.3625 | 513.0813
27.08. | 14 | 1877.0644 | 1366.3625 | 513.0813
27.08. | 15 | 1877.0644 | 1366.3625 | 513.0813
27.08. | 16 | 1877.0644 | 1366.3625 | 513.0813
27.08. | 17 | 1877.0644 | 1366.3625 | 513.0813
27.08. | 18 | 1877.0644 | 1366.3625 | 513.0813
27.08. | 19 | 1877.0644 | 1366.3625 | 513.0813
27.08. | 20 | 1877.0644 | 1366.3625 | 513.0813
27.08. | 21 | 1877.0644 | 1366.3625 | 513.0813
27.08. | 22 | 1877.0644 | 1366.3625 | 513.0813
27.08. | 23 | 1877.0644 | 1366.3625 | 513.0813
27.08. | 24 | 1877.0644 | 1366.3625 | 513.0813
28.08. | 1 | 1877.0644 | 1366.3625 | 513.0813
28.08. | 2 | 1877.0644 | 1366.3625 | 513.0813
28.08. | 3 | 1877.0644 | 1366.3625 | 513.0813
28.08. | 4 | 1877.0644 | 1366.3625 | 513.0813
28.08. | 5 | 1877.0644 | 1366.3625 | 513.0813
28.08. | 6 | 1877.0644 | 1366.3625 | 513.0813
28.08. | 7 | 1877.0644 | 1366.3625 | 513.0813
28.08. | 8 | 1877.0644 | 1366.3625 | 513.0813
28.08. | 9 | 1877.0644 | 1366.3625 | 513.0813
28.08. | 10 | 1877.0644 | 1366.3625 | 513.0813
28.08. | 11 | 1877.0644 | 1366.3625 | 513.0813
28.08. | 12 | 1877.0644 | 1366.3625 | 513.0813
28.08. | 13 | 1877.0644 | 1366.3625 | 513.0813
28.08. | 14 | 1877.0644 | 1366.3625 | 513.0813
28.08. | 15 | 1877.0644 | 1366.3625 | 513.0813
28.08. | 16 | 1877.0644 | 1366.3625 | 513.0813
28.08. | 17 | 1877.0644 | 1366.3625 | 513.0813
28.08. | 18 | 1877.0644 | 1366.3625 | 513.0813
28.08. | 19 | 1877.0644 | 1366.3625 | 513.0813
28.08. | 20 | 1877.0644 | 1366.3625 | 513.0813
28.08. | 21 | 1877.0644 | 1366.3625 | 513.0813
28.08. | 22 | 1877.0644 | 1366.3625 | 513.0813
28.08. | 23 | 1877.0644 | 1366.3625 | 513.0813
28.08. | 24 | 1877.0644 | 1366.3625 | 513.0813
29.08. | 1 | 1877.0644 | 1366.3625 | 513.0813
29.08. | 2 | 1877.0644 | 1366.3625 | 513.0813
29.08. | 3 | 1877.0644 | 1366.3625 | 513.0813
29.08. | 4 | 1877.0644 | 1366.3625 | 513.0813
29.08. | 5 | 1877.0644 | 1366.3625 | 513.0813
29.08. | 6 | 1877.0644 | 1366.3625 | 513.0813
29.08. | 7 | 1877.0644 | 1366.3625 | 513.0813
29.08. | 8 | 1877.0644 | 1366.3625 | 513.0813
29.08. | 9 | 1877.0644 | 1366.3625 | 513.0813
29.08. | 10 | 1877.0644 | 1366.3625 | 513.0813
29.08. | 11 | 1877.0644 | 1366.3625 | 513.0813
29.08. | 12 | 1877.0644 | 1366.3625 | 513.0813
29.08. | 13 | 1877.0644 | 1366.3625 | 513.0813
29.08. | 14 | 1877.0644 | 1366.3625 | 513.0813
29.08. | 15 | 1877.0644 | 1366.3625 | 513.0813
29.08. | 16 | 1877.0644 | 1366.3625 | 513.0813
29.08. | 17 | 1877.0644 | 1366.3625 | 513.0813
29.08. | 18 | 1877.0644 | 1366.3625 | 513.0813
29.08. | 19 | 1877.0644 | 1366.3625 | 513.0813
29.08. | 20 | 1877.0644 | 1366.3625 | 513.0813
29.08. | 21 | 1877.0644 | 1366.3625 | 513.0813
29.08. | 22 | 1877.0644 | 1366.3625 | 513.0813
29.08. | 23 | 1877.0644 | 1366.3625 | 513.0813
29.08. | 24 | 1877.0644 | 1366.3625 | 513.0813
30.08. | 1 | 1877.0644 | 1366.3625 | 513.0813
30.08. | 2 | 1877.0644 | 1366.3625 | 513.0813
30.08. | 3 | 1877.0644 | 1366.3625 | 513.0813
30.08. | 4 | 1877.0644 | 1366.3625 | 513.0813
30.08. | 5 | 1877.0644 | 1366.3625 | 513.0813
30.08. | 6 | 1877.0644 | 1366.3625 | 513.0813
30.08. | 7 | 1877.0644 | 1366.3625 | 513.0813
30.08. | 8 | 1877.0644 | 1366.3625 | 513.0813
30.08. | 9 | 1877.0644 | 1366.3625 | 513.0813
30.08. | 10 | 1877.0644 | 1366.3625 | 513.0813
30.08. | 11 | 1877.0644 | 1366.3625 | 513.0813
30.08. | 12 | 1877.0644 | 1366.3625 | 513.0813
30.08. | 13 | 1877.0644 | 1366.3625 | 513.0813
30.08. | 14 | 1877.0644 | 1366.3625 | 513.0813
30.08. | 15 | 1877.0644 | 1366.3625 | 513.0813
30.08. | 16 | 1877.0644 | 1366.3625 | 513.0813
30.08. | 17 | 1877.0644 | 1366.3625 | 513.0813
30.08. | 18 | 1877.0644 | 1366.3625 | 513.0813
30.08. | 19 | 1877.0644 | 1366.3625 | 513.0813
30.08. | 20 | 1877.0644 | 1366.3625 | 513.0813
30.08. | 21 | 1877.0644 | 1366.3625 | 513.0813
30.08. | 22 | 1877.0644 | 1366.3625 | 513.0813
30.08. | 23 | 1877.0644 | 1366.3625 | 513.0813
30.08. | 24 | 1877.0644 | 1366.3625 | 513.0813
31.08. | 1 | 1877.0644 | 1366.3625 | 513.0813
31.08. | 2 | 1877.0644 | 1366.3625 | 513.0813
31.08. | 3 | 1877.0644 | 1366.3625 | 513.0813
31.08. | 4 | 1877.0644 | 1366.3625 | 513.0813
31.08. | 5 | 1877.0644 | 1366.3625 | 513.0813
31.08. | 6 | 1877.0644 | 1366.3625 | 513.0813
31.08. | 7 | 1877.0644 | 1366.3625 | 513.0813
31.08. | 8 | 1877.0644 | 1366.3625 | 513.0813
31.08. | 9 | 1877.0644 | 1366.3625 | 513.0813
31.08. | 10 | 1877.0644 | 1366.3625 | 513.0813
31.08. | 11 | 1877.0644 | 1366.3625 | 513.0813
31.08. | 12 | 1877.0644 | 1366.3625 | 513.0813
31.08. | 13 | 1877.0644 | 1366.3625 | 513.0813
31.08. | 14 | 1877.0644 | 1366.3625 | 513.0813
31.08. | 15 | 1877.0644 | 1366.3625 | 513.0813
31.08. | 16 | 1877.0644 | 1366.3625 | 513.0813
31.08. | 17 | 1877.0644 | 1366.3625 | 513.0813
31.08. | 18 | 1877.0644 | 1366.3625 | 513.0813
31.08. | 19 | 1877.0644 | 1366.3625 | 513.0813
31.08. | 20 | 1877.0644 | 1366.3625 | 513.0813
31.08. | 21 | 1877.0644 | 1366.3625 | 513.0813
31.08. | 22 | 1877.0644 | 1366.3625 | 513.0813
31.08. | 23 | 1877.0644 | 1366.3625 | 513.0813
31.08. | 24 | 1877.0644 | 1366.3625 | 513.0813
01.09. | 1 | 1877.0644 | 1366.3625 | 513.0813
01.09. | 2 | 1877.0644 | 1366.3625 | 513.0813
01.09. | 3 | 1877.0644 | 1366.3625 | 513.0813
01.09. | 4 | 1877.0644 | 1366.3625 | 513.0813
01.09. | 5 | 1877.0644 | 1366.3625 | 513.0813
01.09. | 6 | 1877.0644 | 1366.3625 | 513.0813
01.09. | 7 | 1877.0644 | 1366.3625 | 513.0813
01.09. | 8 | 1877.0644 | 1366.3625 | 513.0813
01.09. | 9 | 1877.0644 | 1366.3625 | 513.0813
01.09. | 10 | 1877.0644 | 1366.3625 | 513.0813
01.09. | 11 | 1877.0644 | 1366.3625 | 513.0813
01.09. | 12 | 1877.0644 | 1366.3625 | 513.0813
01.09. | 13 | 1877.0644 | 1366.3625 | 513.0813
01.09. | 14 | 1877.0644 | 1366.3625 | 513.0813
01.09. | 15 | 1877.0644 | 1366.3625 | 513.0813
01.09. | 16 | 1877.0644 | 1366.3625 | 513.0813
01.09. | 17 | 1877.0644 | 1366.3625 | 513.0813
01.09. | 18 | 1877.0644 | 1366.3625 | 513.0813
01.09. | 19 | 1877.0644 | 1366.3625 | 513.0813
01.09. | 20 | 1877.0644 | 1366.3625 | 513.0813
01.09. | 21 | 1877.0644 | 1366.3625 | 513.0813
01.09. | 22 | 1877.0644 | 1366.3625 | 513.0813
01.09. | 23 | 1877.0644 | 1366.3625 | 513.0813
01.09. | 24 | 1877.0644 | 1366.3625 | 513.0813
02.09. | 1 | 1877.0644 | 1366.3625 | 513.0813
02.09. | 2 | 1877.0644 | 1366.3625 | 513.0813
02.09. | 3 | 1877.0644 | 1366.3625 | 513.0813
02.09. | 4 | 1877.0644 | 1366.3625 | 513.0813
02.09. | 5 | 1877.0644 | 1366.3625 | 513.0813
02.09. | 6 | 1877.0644 | 1366.3625 | 513.0813
02.09. | 7 | 1877.0644 | 1366.3625 | 513.0813
02.09. | 8 | 1877.0644 | 1366.3625 | 513.0813
02.09. | 9 | 1877.0644 | 1366.3625 | 513.0813
02.09. | 10 | 1877.0644 | 1366.3625 | 513.0813
02.09. | 11 | 1877.0644 | 1366.3625 | 513.0813
02.09. | 12 | 1877.0644 | 1366.3625 | 513.0813
02.09. | 13 | 1877.0644 | 1366.3625 | 513.0813
02.09. | 14 | 1877.0644 | 1366.3625 | 513.0813
02.09. | 15 | 1877.0644 | 1366.3625 | 513.0813
02.09. | 16 | 1877.0644 | 1366.3625 | 513.0813
02.09. | 17 | 1877.0644 | 1366.3625 | 513.0813
02.09. | 18 | 1877.0644 | 1366.3625 | 513.0813
02.09. | 19 | 1877.0644 | 1366.3625 | 513.0813
02.09. | 20 | 1877.0644 | 1366.3625 | 513.0813
02.09. | 21 | 1877.0644 | 1366.3625 | 513.0813
02.09. | 22 | 1877.0644 | 1366.3625 | 513.0813
02.09. | 23 | 1877.0644 | 1366.3625 | 513.0813
02.09. | 24 | 1877.0644 | 1366.3625 | 513.0813
03.09. | 1 | 1877.0644 | 1366.3625 | 513.0813
03.09. | 2 | 1877.0644 | 1366.3625 | 513.0813
03.09. | 3 | 1877.0644 | 1366.3625 | 513.0813
03.09. | 4 | 1877.0644 | 1366.3625 | 513.0813
03.09. | 5 | 1877.0644 | 1366.3625 | 513.0813
03.09. | 6 | 1877.0644 | 1366.3625 | 513.0813
03.09. | 7 | 1877.0644 | 1366.3625 | 513.0813
03.09. | 8 | 1877.0644 | 1366.3625 | 513.0813
03.09. | 9 | 1877.0644 | 1366.3625 | 513.0813
03.09. | 10 | 1877.0644 | 1366.3625 | 513.0813
03.09. | 11 | 1877.0644 | 1366.3625 | 513.0813
03.09. | 12 | 1877.0644 | 1366.3625 | 513.0813
03.09. | 13 | 1877.0644 | 1366.3625 | 513.0813
03.09. | 14 | 1877.0644 | 1366.3625 | 513.0813
03.09. | 15 | 1877.0644 | 1366.3625 | 513.0813
03.09. | 16 | 1877.0644 | 1366.3625 | 513.0813
03.09. | 17 | 1877.0644 | 1366.3625 | 513.0813
03.09. | 18 | 1877.0644 | 1366.3625 | 513.0813
03.09. | 19 | 1877.0644 | 1366.3625 | 513.0813
03.09. | 20 | 1877.0644 | 1366.3625 | 513.0813
03.09. | 21 | 1877.0644 | 1366.3625 | 513.0813
03.09. | 22 | 1877.0644 | 1366.3625 | 513.0813
03.09. | 23 | 1877.0644 | 1366.3625 | 513.0813
03.09. | 24 | 1877.0644 | 1366.3625 | 513.0813
04.09. | 1 | 1877.0644 | 1366.3625 | 513.0813
04.09. | 2 | 1877.0644 | 1366.3625 | 513.0813
04.09. | 3 | 1877.0644 | 1366.3625 | 513.0813
04.09. | 4 | 1877.0644 | 1366.3625 | 513.0813
04.09. | 5 | 1877.0644 | 1366.3625 | 513.0813
04.09. | 6 | 1877.0644 | 1366.3625 | 513.0813
04.09. | 7 | 1877.0644 | 1366.3625 | 513.0813
04.09. | 8 | 1877.0644 | 1366.3625 | 513.0813
04.09. | 9 | 1877.0644 | 1366.3625 | 513.0813
04.09. | 10 | 1877.0644 | 1366.3625 | 513.0813
04.09. | 11 | 1877.0644 | 1366.3625 | 513.0813
04.09. | 12 | 1877.0644 | 1366.3625 | 513.0813
04.09. | 13 | 1877.0644 | 1366.3625 | 513.0813
04.09. | 14 | 1877.0644 | 1366.3625 | 513.0813
04.09. | 15 | 1877.0644 | 1366.3625 | 513.0813
04.09. | 16 | 1877.0644 | 1366.3625 | 513.0813
04.09. | 17 | 1877.0644 | 1366.3625 | 513.0813
04.09. | 18 | 1877.0644 | 1366.3625 | 513.0813
04.09. | 19 | 1877.0644 | 1366.3625 | 513.0813
04.09. | 20 | 1877.0644 | 1366.3625 | 513.0813
04.09. | 21 | 1877.0644 | 1366.3625 | 513.0813
04.09. | 22 | 1877.0644 | 1366.3625 | 513.0813
04.09. | 23 | 1877.0644 | 1366.3625 | 513.0813
04.09. | 24 | 1877.0644 | 1366.3625 | 513.0813
05.09. | 1 | 1877.0644 | 1366.3625 | 513.0813
05.09. | 2 | 1877.0644 | 1366.3625 | 513.0813
05.09. | 3 | 1877.0644 | 1366.3625 | 513.0813
05.09. | 4 | 1877.0644 | 1366.3625 | 513.0813
05.09. | 5 | 1877.0644 | 1366.3625 | 513.0813
05.09. | 6 | 1877.0644 | 1366.3625 | 513.0813
05.09. | 7 | 1877.0644 | 1366.3625 | 513.0813
05.09. | 8 | 1877.0644 | 1366.3625 | 513.0813
05.09. | 9 | 1877.0644 | 1366.3625 | 513.0813
05.09. | 10 | 1877.0644 | 1366.3625 | 513.0813
05.09. | 11 | 1877.0644 | 1366.3625 | 513.0813
05.09. | 12 | 1877.0644 | 1366.3625 | 513.0813
05.09. | 13 | 1877.0644 | 1366.3625 | 513.0813
05.09. | 14 | 1877.0644 | 1366.3625 | 513.0813
05.09. | 15 | 1877.0644 | 1366.3625 | 513.0813
05.09. | 16 | 1877.0644 | 1366.3625 | 513.0813
05.09. | 17 | 1877.0644 | 1366.3625 | 513.0813
05.09. | 18 | 1877.0644 | 1366.3625 | 513.0813
05.09. | 19 | 1877.0644 | 1366.3625 | 513.0813
05.09. | 20 | 1877.0644 | 1366.3625 | 513.0813
05.09. | 21 | 1877.0644 | 1366.3625 | 513.0813
05.09. | 22 | 1877.0644 | 1366.3625 | 513.0813
05.09. | 23 | 1877.0644 | 1366.3625 | 513.0813
05.09. | 24 | 1877.0644 | 1366.3625 | 513.0813
06.09. | 1 | 1877.0644 | 1366.3625 | 513.0813
06.09. | 2 | 1877.0644 | 1366.3625 | 513.0813
06.09. | 3 | 1877.0644 | 1366.3625 | 513.0813
06.09. | 4 | 1877.0644 | 1366.3625 | 513.0813
06.09. | 5 | 1877.0644 | 1366.3625 | 513.0813
06.09. | 6 | 1877.0644 | 1366.3625 | 513.0813
06.09. | 7 | 1877.0644 | 1366.3625 | 513.0813
06.09. | 8 | 1877.0644 | 1366.3625 | 513.0813
06.09. | 9 | 1877.0644 | 1366.3625 | 513.0813
06.09. | 10 | 1877.0644 | 1366.3625 | 513.0813
06.09. | 11 | 1877.0644 | 1366.3625 | 513.0813
06.09. | 12 | 1877.0644 | 1366.3625 | 513.0813
06.09. | 13 | 1877.0644 | 1366.3625 | 513.0813
06.09. | 14 | 1877.0644 | 1366.3625 | 513.0813
06.09. | 15 | 1877.0644 | 1366.3625 | 513.0813
06.09. | 16 | 1877.0644 | 1366.3625 | 513.0813
06.09. | 17 | 1877.0644 | 1366.3625 | 513.0813
06.09. | 18 | 1877.0644 | 1366.3625 | 513.0813
06.09. | 19 | 1877.0644 | 1366.3625 | 513.0813
06.09. | 20 | 1877.0644 | 1366.3625 | 513.0813
06.09. | 21 | 1877.0644 | 1366.3625 | 513.0813
06.09. | 22 | 1877.0644 | 1366.3625 | 513.0813
06.09. | 23 | 1877.0644 | 1366.3625 | 513.0813
06.09. | 24 | 1877.0644 | 1366.3625 | 513.0813
07.09. | 1 | 1877.0644 | 1366.3625 | 513.0813
07.09. | 2 | 1877.0644 | 1366.3625 | 513.0813
07.09. | 3 | 1877.0644 | 1366.3625 | 513.0813
07.09. | 4 | 1877.0644 | 1366.3625 | 513.0813
07.09. | 5 | 1877.0644 | 1366.3625 | 513.0813
07.09. | 6 | 1877.0644 | 1366.3625 | 513.0813
07.09. | 7 | 1877.0644 | 1366.3625 | 513.0813
07.09. | 8 | 1877.0644 | 1366.3625 | 513.0813
07.09. | 9 | 1877.0644 | 1366.3625 | 513.0813
07.09. | 10 | 1877.0644 | 1366.3625 | 513.0813
07.09. | 11 | 1877.0644 | 1366.3625 | 513.0813
07.09. | 12 | 1877.0644 | 1366.3625 | 513.0813
07.09. | 13 | 1877.0644 | 1366.3625 | 513.0813
07.09. | 14 | 1877.0644 | 1366.3625 | 513.0813
07.09. | 15 | 1877.0644 | 1366.3625 | 513.0813
07.09. | 16 | 1877.0644 | 1366.3625 | 513.0813
07.09. | 17 | 1877.0644 | 1366.3625 | 513.0813
07.09. | 18 | 1877.0644 | 1366.3625 | 513.0813
07.09. | 19 | 1877.0644 | 1366.3625 | 513.0813
07.09. | 20 | 1877.0644 | 1366.3625 | 513.0813
07.09. | 21 | 1877.0644 | 1366.3625 | 513.0813
07.09. | 22 | 1877.0644 | 1366.3625 | 513.0813
07.09. | 23 | 1877.0644 | 1366.3625 | 513.0813
07.09. | 24 | 1877.0644 | 1366.3625 | 513.0813
08.09. | 1 | 1877.0644 | 1366.3625 | 513.0813
08.09. | 2 | 1877.0644 | 1366.3625 | 513.0813
08.09. | 3 | 1877.0644 | 1366.3625 | 513.0813
08.09. | 4 | 1877.0644 | 1366.3625 | 513.0813
08.09. | 5 | 1877.0644 | 1366.3625 | 513.0813
08.09. | 6 | 1877.0644 | 1366.3625 | 513.0813
08.09. | 7 | 1877.0644 | 1366.3625 | 513.0813
08.09. | 8 | 1877.0644 | 1366.3625 | 513.0813
08.09. | 9 | 1877.0644 | 1366.3625 | 513.0813
08.09. | 10 | 1877.0644 | 1366.3625 | 513.0813
08.09. | 11 | 1877.0644 | 1366.3625 | 513.0813
08.09. | 12 | 1877.0644 | 1366.3625 | 513.0813
08.09. | 13 | 1877.0644 | 1366.3625 | 513.0813
08.09. | 14 | 1877.0644 | 1366.3625 | 513.0813
08.09. | 15 | 1877.0644 | 1366.3625 | 513.0813
08.09. | 16 | 1877.0644 | 1366.3625 | 513.0813
08.09. | 17 | 1877.0644 | 1366.3625 | 513.0813
08.09. | 18 | 1877.0644 | 1366.3625 | 513.0813
08.09. | 19 | 1877.0644 | 1366.3625 | 513.0813
08.09. | 20 | 1877.0644 | 1366.3625 | 513.0813
08.09. | 21 | 1877.0644 | 1366.3625 | 513.0813
08.09. | 22 | 1877.0644 | 1366.3625 | 513.0813
08.09. | 23 | 1877.0644 | 1366.3625 | 513.0813
08.09. | 24 | 1877.0644 | 1366.3625 | 513.0813
09.09. | 1 | 1877.0644 | 1366.3625 | 513.0813
09.09. | 2 | 1877.0644 | 1366.3625 | 513.0813
09.09. | 3 | 1877.0644 | 1366.3625 | 513.0813
09.09. | 4 | 1877.0644 | 1366.3625 | 513.0813
09.09. | 5 | 1877.0644 | 1366.3625 | 513.0813
09.09. | 6 | 1877.0644 | 1366.3625 | 513.0813
09.09. | 7 | 1877.0644 | 1366.3625 | 513.0813
09.09. | 8 | 1877.0644 | 1366.3625 | 513.0813
09.09. | 9 | 1877.0644 | 1366.3625 | 513.0813
09.09. | 10 | 1877.0644 | 1366.3625 | 513.0813
09.09. | 11 | 1877.0644 | 1366.3625 | 513.0813
09.09. | 12 | 1877.0644 | 1366.3625 | 513.0813
09.09. | 13 | 1877.0644 | 1366.3625 | 513.0813
09.09. | 14 | 1877.0644 | 1366.3625 | 513.0813
09.09. | 15 | 1877.0644 | 1366.3625 | 513.0813
09.09. | 16 | 1877.0644 | 1366.3625 | 513.0813
09.09. | 17 | 1877.0644 | 1366.3625 | 513.0813
09.09. | 18 | 1877.0644 | 1366.3625 | 513.0813
09.09. | 19 | 1877.0644 | 1366.3625 | 513.0813
09.09. | 20 | 1877.0644 | 1366.3625 | 513.0813
09.09. | 21 | 1877.0644 | 1366.3625 | 513.0813
09.09. | 22 | 1877.0644 | 1366.3625 | 513.0813
09.09. | 23 | 1877.0644 | 1366.3625 | 513.0813
09.09. | 24 | 1877.0644 | 1366.3625 | 513.0813
10.09. | 1 | 1877.0644 | 1366.3625 | 513.0813
10.09. | 2 | 1877.0644 | 1366.3625 | 513.0813
10.09. | 3 | 1877.0644 | 1366.3625 | 513.0813
10.09. | 4 | 1877.0644 | 1366.3625 | 513.0813
10.09. | 5 | 1877.0644 | 1366.3625 | 513.0813
10.09. | 6 | 1877.0644 | 1366.3625 | 513.0813
10.09. | 7 | 1877.0644 | 1366.3625 | 513.0813
10.09. | 8 | 1877.0644 | 1366.3625 | 513.0813
10.09. | 9 | 1877.0644 | 1366.3625 | 513.0813
10.09. | 10 | 1877.0644 | 1366.3625 | 513.0813
10.09. | 11 | 1877.0644 | 1366.3625 | 513.0813
10.09. | 12 | 1877.0644 | 1366.3625 | 513.0813
10.09. | 13 | 1877.0644 | 1366.3625 | 513.0813
10.09. | 14 | 1877.0644 | 1366.3625 | 513.0813
10.09. | 15 | 1877.0644 | 1366.3625 | 513.0813
10.09. | 16 | 1877.0644 | 1366.3625 | 513.0813
10.09. | 17 | 1877.0644 | 1366.3625 | 513.0813
10.09. | 18 | 1877.0644 | 1366.3625 | 513.0813
10.09. | 19 | 1877.0644 | 1366.3625 | 513.0813
10.09. | 20 | 1877.0644 | 1366.3625 | 513.0813
10.09. | 21 | 1877.0644 | 1366.3625 | 513.0813
10.09. | 22 | 1877.0644 | 1366.3625 | 513.0813
10.09. | 23 | 1877.0644 | 1366.3625 | 513.0813
10.09. | 24 | 1877.0644 | 1366.3625 | 513.0813
11.09. | 1 | 1877.0644 | 1366.3625 | 513.0813
11.09. | 2 | 1877.0644 | 1366.3625 | 513.0813
11.09. | 3 | 1877.0644 | 1366.3625 | 513.0813
11.09. | 4 | 1877.0644 | 1366.3625 | 513.0813
11.09. | 5 | 1877.0644 | 1366.3625 | 513.0813
11.09. | 6 | 1877.0644 | 1366.3625 | 513.0813
11.09. | 7 | 1877.0644 | 1366.3625 | 513.0813
11.09. | 8 | 1877.0644 | 1366.3625 | 513.0813
11.09. | 9 | 1877.0644 | 1366.3625 | 513.0813
11.09. | 10 | 1877.0644 | 1366.3625 | 513.0813
11.09. | 11 | 1877.0644 | 1366.3625 | 513.0813
11.09. | 12 | 1877.0644 | 1366.3625 | 513.0813
11.09. | 13 | 1877.0644 | 1366.3625 | 513.0813
11.09. | 14 | 1877.0644 | 1366.3625 | 513.0813
11.09. | 15 | 1877.0644 | 1366.3625 | 513.0813
11.09. | 16 | 1877.0644 | 1366.3625 | 513.0813
11.09. | 17 | 1877.0644 | 1366.3625 | 513.0813
11.09. | 18 | 1877.0644 | 1366.3625 | 513.0813
11.09. | 19 | 1877.0644 | 1366.3625 | 513.0813
11.09. | 20 | 1877.0644 | 1366.3625 | 513.0813
11.09. | 21 | 1877.0644 | 1366.3625 | 513.0813
11.09. | 22 | 1877.0644 | 1366.3625 | 513.0813
11.09. | 23 | 1877.0644 | 1366.3625 | 513.0813
11.09. | 24 | 1877.0644 | 1366.3625 | 513.0813
12.09. | 1 | 1877.0644 | 1366.3625 | 513.0813
12.09. | 2 | 1877.0644 | 1366.3625 | 513.0813
12.09. | 3 | 1877.0644 | 1366.3625 | 513.0813
12.09. | 4 | 1877.0644 | 1366.3625 | 513.0813
12.09. | 5 | 1877.0644 | 1366.3625 | 513.0813
12.09. | 6 | 1877.0644 | 1366.3625 | 513.0813
12.09. | 7 | 1877.0644 | 1366.3625 | 513.0813
12.09. | 8 | 1877.0644 | 1366.3625 | 513.0813
12.09. | 9 | 1877.0644 | 1366.3625 | 513.0813
12.09. | 10 | 1877.0644 | 1366.3625 | 513.0813
12.09. | 11 | 1877.0644 | 1366.3625 | 513.0813
12.09. | 12 | 1877.0644 | 1366.3625 | 513.0813
12.09. | 13 | 1877.0644 | 1366.3625 | 513.0813
12.09. | 14 | 1877.0644 | 1366.3625 | 513.0813
12.09. | 15 | 1877.0644 | 1366.3625 | 513.0813
12.09. | 16 | 1877.0644 | 1366.3625 | 513.0813
12.09. | 17 | 1877.0644 | 1366.3625 | 513.0813
12.09. | 18 | 1877.0644 | 1366.3625 | 513.0813
12.09. | 19 | 1877.0644 | 1366.3625 | 513.0813
12.09. | 20 | 1877.0644 | 1366.3625 | 513.0813
12.09. | 21 | 1877.0644 | 1366.3625 | 513.0813
12.09. | 22 | 1877.0644 | 1366.3625 | 513.0813
12.09. | 23 | 1877.0644 | 1366.3625 | 513.0813
12.09. | 24 | 1877.0644 | 1366.3625 | 513.0813
13.09. | 1 | 1877.0644 | 1366.3625 | 513.0813
13.09. | 2 | 1877.0644 | 1366.3625 | 513.0813
13.09. | 3 | 1877.0644 | 1366.3625 | 513.0813
13.09. | 4 | 1877.0644 | 1366.3625 | 513.0813
13.09. | 5 | 1877.0644 | 1366.3625 | 513.0813
13.09. | 6 | 1877.0644 | 1366.3625 | 513.0813
13.09. | 7 | 1877.0644 | 1366.3625 | 513.0813
13.09. | 8 | 1877.0644 | 1366.3625 | 513.0813
13.09. | 9 | 1877.0644 | 1366.3625 | 513.0813
13.09. | 10 | 1877.0644 | 1366.3625 | 513.0813
13.09. | 11 | 1877.0644 | 1366.3625 | 513.0813
13.09. | 12 | 1877.0644 | 1366.3625 | 513.0813
13.09. | 13 | 1877.0644 | 1366.3625 | 513.0813
13.09. | 14 | 1877.0644 | 1366.3625 | 513.0813
13.09. | 15 | 1877.0644 | 1366.3625 | 513.0813
13.09. | 16 | 1877.0644 | 1366.3625 | 513.0813
13.09. | 17 | 1877.0644 | 1366.3625 | 513.0813
13.09. | 18 | 1877.0644 | 1366.3625 | 513.0813
13.09. | 19 | 1877.0644 | 1366.3625 | 513.0813
13.09. | 20 | 1877.0644 | 1366.3625 | 513.0813
13.09. | 21 | 1877.0644 | 1366.3625 | 513.0813
13.09. | 22 | 1877.0644 | 1366.3625 | 513.0813
13.09. | 23 | 1877.0644 | 1366.3625 | 513.0813
13.09. | 24 | 1877.0644 | 1366.3625 | 513.0813
14.09. | 1 | 1877.0644 | 1366.3625 | 513.0813
14.09. | 2 | 1877.0644 | 1366.3625 | 513.0813
14.09. | 3 | 1877.0644 | 1366.3625 | 513.0813
14.09. | 4 | 1877.0644 | 1366.3625 | 513.0813
14.09. | 5 | 1877.0644 | 1366.3625 | 513.0813
14.09. | 6 | 1877.0644 | 1366.3625 | 513.0813
14.09. | 7 | 1877.0644 | 1366.3625 | 513.0813
14.09. | 8 | 1877.0644 | 1366.3625 | 513.0813
14.09. | 9 | 1877.0644 | 1366.3625 | 513.0813
14.09. | 10 | 1877.0644 | 1366.3625 | 513.0813
14.09. | 11 | 1877.0644 | 1366.3625 | 513.0813
14.09. | 12 | 1877.0644 | 1366.3625 | 513.0813
14.09. | 13 | 1877.0644 | 1366.3625 | 513.0813
14.09. | 14 | 1877.0644 | 1366.3625 | 513.0813
14.09. | 15 | 1877.0644 | 1366.3625 | 513.0813
14.09. | 16 | 1877.0644 | 1366.3625 | 513.0813
14.09. | 17 | 1877.0644 | 1366.3625 | 513.0813
14.09. | 18 | 1877.0644 | 1366.3625 | 513.0813
14.09. | 19 | 1877.0644 | 1366.3625 | 513.0813
14.09. | 20 | 1877.0644 | 1366.3625 | 513.0813
14.09. | 21 | 1877.0644 | 1366.3625 | 513.0813
14.09. | 22 | 1877.0644 | 1366.3625 | 513.0813
14.09. | 23 | 1877.0644 | 1366.3625 | 513.0813
14.09. | 24 | 1877.0644 | 1366.3625 | 513.0813
15.09. | 1 | 1877.0644 | 1366.3625 | 513.0813
15.09. | 2 | 1877.0644 | 1366.3625 | 513.0813
15.09. | 3 | 1877.0644 | 1366.3625 | 513.0813
15.09. | 4 | 1877.0644 | 1366.3625 | 513.0813
15.09. | 5 | 1877.0644 | 1366.3625 | 513.0813
15.09. | 6 | 1877.0644 | 1366.3625 | 513.0813
15.09. | 7 | 1877.0644 | 1366.3625 | 513.0813
15.09. | 8 | 1877.0644 | 1366.3625 | 513.0813
15.09. | 9 | 1877.0644 | 1366.3625 | 513.0813
15.09. | 10 | 1877.0644 | 1366.3625 | 513.0813
15.09. | 11 | 1877.0644 | 1366.3625 | 513.0813
15.09. | 12 | 1877.0644 | 1366.3625 | 513.0813
15.09. | 13 | 1877.0644 | 1366.3625 | 513.0813
15.09. | 14 | 1877.0644 | 1366.3625 | 513.0813
15.09. | 15 | 1877.0644 | 1366.3625 | 513.0813
15.09. | 16 | 1877.0644 | 1366.3625 | 513.0813
15.09. | 17 | 1877.0644 | 1366.3625 | 513.0813
15.09. | 18 | 1877.0644 | 1366.3625 | 513.0813
15.09. | 19 | 1877.0644 | 1366.3625 | 513.0813
15.09. | 20 | 1877.0644 | 1366.3625 | 513.0813
15.09. | 21 | 1877.0644 | 1366.3625 | 513.0813
15.09. | 22 | 1877.0644 | 1366.3625 | 513.0813
15.09. | 23 | 1877.0644 | 1366.3625 | 513.0813
15.09. | 24 | 1877.0644 | 1366.3625 | 513.0813
16.09. | 1 | 1877.0644 | 1366.3625 | 513.0813
16.09. | 2 | 1877.0644 | 1366.3625 | 513.0813
16.09. | 3 | 1877.0644 | 1366.3625 | 513.0813
16.09. | 4 | 1877.0644 | 1366.3625 | 513.0813
16.09. | 5 | 1877.0644 | 1366.3625 | 513.0813
16.09. | 6 | 1877.0644 | 1366.3625 | 513.0813
16.09. | 7 | 1877.0644 | 1366.3625 | 513.0813
16.09. | 8 | 1877.0644 | 1366.3625 | 513.0813
16.09. | 9 | 1877.0644 | 1366.3625 | 513.0813
16.09. | 10 | 1877.0644 | 1366.3625 | 513.0813
16.09. | 11 | 1877.0644 | 1366.3625 | 513.0813
16.09. | 12 | 1877.0644 | 1366.3625 | 513.0813
16.09. | 13 | 1877.0644 | 1366.3625 | 513.0813
16.09. | 14 | 1877.0644 | 1366.3625 | 513.0813
16.09. | 15 | 1877.0644 | 1366.3625 | 513.0813
16.09. | 16 | 1877.0644 | 1366.3625 | 513.0813
16.09. | 17 | 1877.0644 | 1366.3625 | 513.0813
16.09. | 18 | 1877.0644 | 1366.3625 | 513.0813
16.09. | 19 | 1877.0644 | 1366.3625 | 513.0813
16.09. | 20 | 1877.0644 | 1366.3625 | 513.0813
16.09. | 21 | 1877.0644 | 1366.3625 | 513.0813
16.09. | 22 | 1877.0644 | 1366.3625 | 513.0813
16.09. | 23 | 1877.0644 | 1366.3625 | 513.0813
16.09. | 24 | 1877.0644 | 1366.3625 | 513.0813
17.09. | 1 | 1877.0644 | 1366.3625 | 513.0813
17.09. | 2 | 1877.0644 | 1366.3625 | 513.0813
17.09. | 3 | 1877.0644 | 1366.3625 | 513.0813
17.09. | 4 | 1877.0644 | 1366.3625 | 513.0813
17.09. | 5 | 1877.0644 | 1366.3625 | 513.0813
17.09. | 6 | 1877.0644 | 1366.3625 | 513.0813
17.09. | 7 | 1877.0644 | 1366.3625 | 513.0813
17.09. | 8 | 1877.0644 | 1366.3625 | 513.0813
17.09. | 9 | 1877.0644 | 1366.3625 | 513.0813
17.09. | 10 | 1877.0644 | 1366.3625 | 513.0813
17.09. | 11 | 1877.0644 | 1366.3625 | 513.0813
17.09. | 12 | 1877.0644 | 1366.3625 | 513.0813
17.09. | 13 | 1877.0644 | 1366.3625 | 513.0813
17.09. | 14 | 1877.0644 | 1366.3625 | 513.0813
17.09. | 15 | 1877.0644 | 1366.3625 | 513.0813
17.09. | 16 | 1877.0644 | 1366.3625 | 513.0813
17.09. | 17 | 1877.0644 | 1366.3625 | 513.0813
17.09. | 18 | 1877.0644 | 1366.3625 | 513.0813
17.09. | 19 | 1877.0644 | 1366.3625 | 513.0813
17.09. | 20 | 1877.0644 | 1366.3625 | 513.0813
17.09. | 21 | 1877.0644 | 1366.3625 | 513.0813
17.09. | 22 | 1877.0644 | 1366.3625 | 513.0813
17.09. | 23 | 1877.0644 | 1366.3625 | 513.0813
17.09. | 24 | 1877.0644 | 1366.3625 | 513.0813
18.09. | 1 | 1877.0644 | 1366.3625 | 513.0813
18.09. | 2 | 1877.0644 | 1366.3625 | 513.0813
18.09. | 3 | 1877.0644 | 1366.3625 | 513.0813
18.09. | 4 | 1877.0644 | 1366.3625 | 513.0813
18.09. | 5 | 1877.0644 | 1366.3625 | 513.0813
18.09. | 6 | 1877.0644 | 1366.3625 | 513.0813
18.09. | 7 | 1877.0644 | 1366.3625 | 513.0813
18.09. | 8 | 1877.0644 | 1366.3625 | 513.0813
18.09. | 9 | 1877.0644 | 1366.3625 | 513.0813
18.09. | 10 | 1877.0644 | 1366.3625 | 513.0813
18.09. | 11 | 1877.0644 | 1366.3625 | 513.0813
18.09. | 12 | 1877.0644 | 1366.3625 | 513.0813
18.09. | 13 | 1877.0644 | 1366.3625 | 513.0813
18.09. | 14 | 1877.0644 | 1366.3625 | 513.0813
18.09. | 15 | 1877.0644 | 1366.3625 | 513.0813
18.09. | 16 | 1877.0644 | 1366.3625 | 513.0813
18.09. | 17 | 1877.0644 | 1366.3625 | 513.0813
18.09. | 18 | 1877.0644 | 1366.3625 | 513.0813
18.09. | 19 | 1877.0644 | 1366.3625 | 513.0813
18.09. | 20 | 1877.0644 | 1366.3625 | 513.0813
18.09. | 21 | 1877.0644 | 1366.3625 | 513.0813
18.09. | 22 | 1877.0644 | 1366.3625 | 513.0813
18.09. | 23 | 1877.0644 | 1366.3625 | 513.0813
18.09. | 24 | 1877.0644 | 1366.3625 | 513.0813
19.09. | 1 | 1877.0644 | 1366.3625 | 513.0813
19.09. | 2 | 1877.0644 | 1366.3625 | 513.0813
19.09. | 3 | 1877.0644 | 1366.3625 | 513.0813
19.09. | 4 | 1877.0644 | 1366.3625 | 513.0813
19.09. | 5 | 1877.0644 | 1366.3625 | 513.0813
19.09. | 6 | 1877.0644 | 1366.3625 | 513.0813
19.09. | 7 | 1877.0644 | 1366.3625 | 513.0813
19.09. | 8 | 1877.0644 | 1366.3625 | 513.0813
19.09. | 9 | 1877.0644 | 1366.3625 | 513.0813
19.09. | 10 | 1877.0644 | 1366.3625 | 513.0813
19.09. | 11 | 1877.0644 | 1366.3625 | 513.0813
19.09. | 12 | 1877.0644 | 1366.3625 | 513.0813
19.09. | 13 | 1877.0644 | 1366.3625 | 513.0813
19.09. | 14 | 1877.0644 | 1366.3625 | 513.0813
19.09. | 15 | 1877.0644 | 1366.3625 | 513.0813
19.09. | 16 | 1877.0644 | 1366.3625 | 513.0813
19.09. | 17 | 1877.0644 | 1366.3625 | 513.0813
19.09. | 18 | 1877.0644 | 1366.3625 | 513.0813
19.09. | 19 | 1877.0644 | 1366.3625 | 513.0813
19.09. | 20 | 1877.0644 | 1366.3625 | 513.0813
19.09. | 21 | 1877.0644 | 1366.3625 | 513.0813
19.09. | 22 | 1877.0644 | 1366.3625 | 513.0813
19.09. | 23 | 1877.0644 | 1366.3625 | 513.0813
19.09. | 24 | 1877.0644 | 1366.3625 | 513.0813
20.09. | 1 | 1877.0644 | 1366.3625 | 513.0813
20.09. | 2 | 1877.0644 | 1366.3625 | 513.0813
20.09. | 3 | 1877.0644 | 1366.3625 | 513.0813
20.09. | 4 | 1877.0644 | 1366.3625 | 513.0813
20.09. | 5 | 1877.0644 | 1366.3625 | 513.0813
20.09. | 6 | 1877.0644 | 1366.3625 | 513.0813
20.09. | 7 | 1877.0644 | 1366.3625 | 513.0813
20.09. | 8 | 1877.0644 | 1366.3625 | 513.0813
20.09. | 9 | 1877.0644 | 1366.3625 | 513.0813
20.09. | 10 | 1877.0644 | 1366.3625 | 513.0813
20.09. | 11 | 1877.0644 | 1366.3625 | 513.0813
20.09. | 12 | 1877.0644 | 1366.3625 | 513.0813
20.09. | 13 | 1877.0644 | 1366.3625 | 513.0813
20.09. | 14 | 1877.0644 | 1366.3625 | 513.0813
20.09. | 15 | 1877.0644 | 1366.3625 | 513.0813
20.09. | 16 | 1877.0644 | 1366.3625 | 513.0813
20.09. | 17 | 1877.0644 | 1366.3625 | 513.0813
20.09. | 18 | 1877.0644 | 1366.3625 | 513.0813
20.09. | 19 | 1877.0644 | 1366.3625 | 513.0813
20.09. | 20 | 1877.0644 | 1366.3625 | 513.0813
20.09. | 21 | 1877.0644 | 1366.3625 | 513.0813
20.09. | 22 | 1877.0644 | 1366.3625 | 513.0813
20.09. | 23 | 1877.0644 | 1366.3625 | 513.0813
20.09. | 24 | 1877.0644 | 1366.3625 | 513.0813
21.09. | 1 | 1877.0644 | 1366.3625 | 513.0813
21.09. | 2 | 1877.0644 | 1366.3625 | 513.0813
21.09. | 3 | 1877.0644 | 1366.3625 | 513.0813
21.09. | 4 | 1877.0644 | 1366.3625 | 513.0813
21.09. | 5 | 1877.0644 | 1366.3625 | 513.0813
21.09. | 6 | 1877.0644 | 1366.3625 | 513.0813
21.09. | 7 | 1877.0644 | 1366.3625 | 513.0813
21.09. | 8 | 1877.0644 | 1366.3625 | 513.0813
21.09. | 9 | 1877.0644 | 1366.3625 | 513.0813
21.09. | 10 | 1877.0644 | 1366.3625 | 513.0813
21.09. | 11 | 1877.0644 | 1366.3625 | 513.0813
21.09. | 12 | 1877.0644 | 1366.3625 | 513.0813
21.09. | 13 | 1877.0644 | 1366.3625 | 513.0813
21.09. | 14 | 1877.0644 | 1366.3625 | 513.0813
21.09. | 15 | 1877.0644 | 1366.3625 | 513.0813
21.09. | 16 | 1877.0644 | 1366.3625 | 513.0813
21.09. | 17 | 1877.0644 | 1366.3625 | 513.0813
21.09. | 18 | 1877.0644 | 1366.3625 | 513.0813
21.09. | 19 | 1877.0644 | 1366.3625 | 513.0813
21.09. | 20 | 1877.0644 | 1366.3625 | 513.0813
21.09. | 21 | 1877.0644 | 1366.3625 | 513.0813
21.09. | 22 | 1877.0644 | 1366.3625 | 513.0813
21.09. | 23 | 1877.0644 | 1366.3625 | 513.0813
21.09. | 24 | 1877.0644 | 1366.3625 | 513.0813
22.09. | 1 | 1877.0644 | 1366.3625 | 513.0813
22.09. | 2 | 1877.0644 | 1366.3625 | 513.0813
22.09. | 3 | 1877.0644 | 1366.3625 | 513.0813
22.09. | 4 | 1877.0644 | 1366.3625 | 513.0813
22.09. | 5 | 1877.0644 | 1366.3625 | 513.0813
22.09. | 6 | 1877.0644 | 1366.3625 | 513.0813
22.09. | 7 | 1877.0644 | 1366.3625 | 513.0813
22.09. | 8 | 1877.0644 | 1366.3625 | 513.0813
22.09. | 9 | 1877.0644 | 1366.3625 | 513.0813
22.09. | 10 | 1877.0644 | 1366.3625 | 513.0813
22.09. | 11 | 1877.0644 | 1366.3625 | 513.0813
22.09. | 12 | 1877.0644 | 1366.3625 | 513.0813
22.09. | 13 | 1877.0644 | 1366.3625 | 513.0813
22.09. | 14 | 1877.0644 | 1366.3625 | 513.0813
22.09. | 15 | 1877.0644 | 1366.3625 | 513.0813
22.09. | 16 | 1877.0644 | 1366.3625 | 513.0813
22.09. | 17 | 1877.0644 | 1366.3625 | 513.0813
22.09. | 18 | 1877.0644 | 1366.3625 | 513.0813
22.09. | 19 | 1877.0644 | 1366.3625 | 513.0813
22.09. | 20 | 1877.0644 | 1366.3625 | 513.0813
22.09. | 21 | 1877.0644 | 1366.3625 | 513.0813
22.09. | 22 | 1877.0644 | 1366.3625 | 513.0813
22.09. | 23 | 1877.0644 | 1366.3625 | 513.0813
22.09. | 24 | 1877.0644 | 1366.3625 | 513.0813
23.09. | 1 | 1877.0644 | 1366.3625 | 513.0813
23.09. | 2 | 1877.0644 | 1366.3625 | 513.0813
23.09. | 3 | 1877.0644 | 1366.3625 | 513.0813
23.09. | 4 | 1877.0644 | 1366.3625 | 513.0813
23.09. | 5 | 1877.0644 | 1366.3625 | 513.0813
23.09. | 6 | 1877.0644 | 1366.3625 | 513.0813
23.09. | 7 | 1877.0644 | 1366.3625 | 513.0813
23.09. | 8 | 1877.0644 | 1366.3625 | 513.0813
23.09. | 9 | 1877.0644 | 1366.3625 | 513.0813
23.09. | 10 | 1877.0644 | 1366.3625 | 513.0813
23.09. | 11 | 1877.0644 | 1366.3625 | 513.0813
23.09. | 12 | 1877.0644 | 1366.3625 | 513.0813
23.09. | 13 | 1877.0644 | 1366.3625 | 513.0813
23.09. | 14 | 1877.0644 | 1366.3625 | 513.0813
23.09. | 15 | 1877.0644 | 1366.3625 | 513.0813
23.09. | 16 | 1877.0644 | 1366.3625 | 513.0813
23.09. | 17 | 1877.0644 | 1366.3625 | 513.0813
23.09. | 18 | 1877.0644 | 1366.3625 | 513.0813
23.09. | 19 | 1877.0644 | 1366.3625 | 513.0813
23.09. | 20 | 1877.0644 | 1366.3625 | 513.0813
23.09. | 21 | 1877.0644 | 1366.3625 | 513.0813
23.09. | 22 | 1877.0644 | 1366.3625 | 513.0813
23.09. | 23 | 1877.0644 | 1366.3625 | 513.0813
23.09. | 24 | 1877.0644 | 1366.3625 | 513.0813
24.09. | 1 | 1877.0644 | 1366.3625 | 513.0813
24.09. | 2 | 1877.0644 | 1366.3625 | 513.0813
24.09. | 3 | 1877.0644 | 1366.3625 | 513.0813
24.09. | 4 | 1877.0644 | 1366.3625 | 513.0813
24.09. | 5 | 1877.0644 | 1366.3625 | 513.0813
24.09. | 6 | 1877.0644 | 1366.3625 | 513.0813
24.09. | 7 | 1877.0644 | 1366.3625 | 513.0813
24.09. | 8 | 1877.0644 | 1366.3625 | 513.0813
24.09. | 9 | 1877.0644 | 1366.3625 | 513.0813
24.09. | 10 | 1877.0644 | 1366.3625 | 513.0813
24.09. | 11 | 1877.0644 | 1366.3625 | 513.0813
24.09. | 12 | 1877.0644 | 1366.3625 | 513.0813
24.09. | 13 | 1877.0644 | 1366.3625 | 513.0813
24.09. | 14 | 1877.0644 | 1366.3625 | 513.0813
24.09. | 15 | 1877.0644 | 1366.3625 | 513.0813
24.09. | 16 | 1877.0644 | 1366.3625 | 513.0813
24.09. | 17 | 1877.0644 | 1366.3625 | 513.0813
24.09. | 18 | 1877.0644 | 1366.3625 | 513.0813
24.09. | 19 | 1877.0644 | 1366.3625 | 513.0813
24.09. | 20 | 1877.0644 | 1366.3625 | 513.0813
24.09. | 21 | 1877.0644 | 1366.3625 | 513.0813
24.09. | 22 | 1877.0644 | 1366.3625 | 513.0813
24.09. | 23 | 1877.0644 | 1366.3625 | 513.0813
24.09. | 24 | 1877.0644 | 1366.3625 | 513.0813
25.09. | 1 | 1877.0644 | 1366.3625 | 513.0813
25.09. | 2 | 1877.0644 | 1366.3625 | 513.0813
25.09. | 3 | 1877.0644 | 1366.3625 | 513.0813
25.09. | 4 | 1877.0644 | 1366.3625 | 513.0813
25.09. | 5 | 1877.0644 | 1366.3625 | 513.0813
25.09. | 6 | 1877.0644 | 1366.3625 | 513.0813
25.09. | 7 | 1877.0644 | 1366.3625 | 513.0813
25.09. | 8 | 1877.0644 | 1366.3625 | 513.0813
25.09. | 9 | 1877.0644 | 1366.3625 | 513.0813
25.09. | 10 | 1877.0644 | 1366.3625 | 513.0813
25.09. | 11 | 1877.0644 | 1366.3625 | 513.0813
25.09. | 12 | 1877.0644 | 1366.3625 | 513.0813
25.09. | 13 | 1877.0644 | 1366.3625 | 513.0813
25.09. | 14 | 1877.0644 | 1366.3625 | 513.0813
25.09. | 15 | 1877.0644 | 1366.3625 | 513.0813
25.09. | 16 | 1877.0644 | 1366.3625 | 513.0813
25.09. | 17 | 1877.0644 | 1366.3625 | 513.0813
25.09. | 18 | 1877.0644 | 1366.3625 | 513.0813
25.09. | 19 | 1877.0644 | 1366.3625 | 513.0813
25.09. | 20 | 1877.0644 | 1366.3625 | 513.0813
25.09. | 21 | 1877.0644 | 1366.3625 | 513.0813
25.09. | 22 | 1877.0644 | 1366.3625 | 513.0813
25.09. | 23 | 1877.0644 | 1366.3625 | 513.0813
25.09. | 24 | 1877.0644 | 1366.3625 | 513.0813
26.09. | 1 | 1877.0644 | 1366.3625 | 513.0813
26.09. | 2 | 1877.0644 | 1366.3625 | 513.0813
26.09. | 3 | 1877.0644 | 1366.3625 | 513.0813
26.09. | 4 | 1877.0644 | 1366.3625 | 513.0813
26.09. | 5 | 1877.0644 | 1366.3625 | 513.0813
26.09. | 6 | 1877.0644 | 1366.3625 | 513.0813
26.09. | 7 | 1877.0644 | 1366.3625 | 513.0813
26.09. | 8 | 1877.0644 | 1366.3625 | 513.0813
26.09. | 9 | 1877.0644 | 1366.3625 | 513.0813
26.09. | 10 | 1877.0644 | 1366.3625 | 513.0813
26.09. | 11 | 1877.0644 | 1366.3625 | 513.0813
26.09. | 12 | 1877.0644 | 1366.3625 | 513.0813
26.09. | 13 | 1877.0644 | 1366.3625 | 513.0813
26.09. | 14 | 1877.0644 | 1366.3625 | 513.0813
26.09. | 15 | 1877.0644 | 1366.3625 | 513.0813
26.09. | 16 | 1877.0644 | 1366.3625 | 513.0813
26.09. | 17 | 1877.0644 | 1366.3625 | 513.0813
26.09. | 18 | 1877.0644 | 1366.3625 | 513.0813
26.09. | 19 | 1877.0644 | 1366.3625 | 513.0813
26.09. | 20 | 1877.0644 | 1366.3625 | 513.0813
26.09. | 21 | 1877.0644 | 1366.3625 | 513.0813
26.09. | 22 | 1877.0644 | 1366.3625 | 513.0813
26.09. | 23 | 1877.0644 | 1366.3625 | 513.0813
26.09. | 24 | 1877.0644 | 1366.3625 | 513.0813
27.09. | 1 | 1877.0644 | 1366.3625 | 513.0813
27.09. | 2 | 1877.0644 | 1366.3625 | 513.0813
27.09. | 3 | 1877.0644 | 1366.3625 | 513.0813
27.09. | 4 | 1877.0644 | 1366.3625 | 513.0813
27.09. | 5 | 1877.0644 | 1366.3625 | 513.0813
27.09. | 6 | 1877.0644 | 1366.3625 | 513.0813
27.09. | 7 | 1877.0644 | 1366.3625 | 513.0813
27.09. | 8 | 1877.0644 | 1366.3625 | 513.0813
27.09. | 9 | 1877.0644 | 1366.3625 | 513.0813
27.09. | 10 | 1877.0644 | 1366.3625 | 513.0813
27.09. | 11 | 1877.0644 | 1366.3625 | 513.0813
27.09. | 12 | 1877.0644 | 1366.3625 | 513.0813
27.09. | 13 | 1877.0644 | 1366.3625 | 513.0813
27.09. | 14 | 1877.0644 | 1366.3625 | 513.0813
27.09. | 15 | 1877.0644 | 1366.3625 | 513.0813
27.09. | 16 | 1877.0644 | 1366.3625 | 513.0813
27.09. | 17 | 1877.0644 | 1366.3625 | 513.0813
27.09. | 18 | 1877.0644 | 1366.3625 | 513.0813
27.09. | 19 | 1877.0644 | 1366.3625 | 513.0813
27.09. | 20 | 1877.0644 | 1366.3625 | 513.0813
27.09. | 21 | 1877.0644 | 1366.3625 | 513.0813
27.09. | 22 | 1877.0644 | 1366.3625 | 513.0813
27.09. | 23 | 1877.0644 | 1366.3625 | 513.0813
27.09. | 24 | 1877.0644 | 1366.3625 | 513.0813
28.09. | 1 | 1877.0644 | 1366.3625 | 513.0813
28.09. | 2 | 1877.0644 | 1366.3625 | 513.0813
28.09. | 3 | 1877.0644 | 1366.3625 | 513.0813
28.09. | 4 | 1877.0644 | 1366.3625 | 513.0813
28.09. | 5 | 1877.0644 | 1366.3625 | 513.0813
28.09. | 6 | 1877.0644 | 1366.3625 | 513.0813
28.09. | 7 | 1877.0644 | 1366.3625 | 513.0813
28.09. | 8 | 1877.0644 | 1366.3625 | 513.0813
28.09. | 9 | 1877.0644 | 1366.3625 | 513.0813
28.09. | 10 | 1877.0644 | 1366.3625 | 513.0813
28.09. | 11 | 1877.0644 | 1366.3625 | 513.0813
28.09. | 12 | 1877.0644 | 1366.3625 | 513.0813
28.09. | 13 | 1877.0644 | 1366.3625 | 513.0813
28.09. | 14 | 1877.0644 | 1366.3625 | 513.0813
28.09. | 15 | 1877.0644 | 1366.3625 | 513.0813
28.09. | 16 | 1877.0644 | 1366.3625 | 513.0813
28.09. | 17 | 1877.0644 | 1366.3625 | 513.0813
28.09. | 18 | 1877.0644 | 1366.3625 | 513.0813
28.09. | 19 | 1877.0644 | 1366.3625 | 513.0813
28.09. | 20 | 1877.0644 | 1366.3625 | 513.0813
28.09. | 21 | 1877.0644 | 1366.3625 | 513.0813
28.09. | 22 | 1877.0644 | 1366.3625 | 513.0813
28.09. | 23 | 1877.0644 | 1366.3625 | 513.0813
28.09. | 24 | 1877.0644 | 1366.3625 | 513.0813
29.09. | 1 | 1877.0644 | 1366.3625 | 513.0813
29.09. | 2 | 1877.0644 | 1366.3625 | 513.0813
29.09. | 3 | 1877.0644 | 1366.3625 | 513.0813
29.09. | 4 | 1877.0644 | 1366.3625 | 513.0813
29.09. | 5 | 1877.0644 | 1366.3625 | 513.0813
29.09. | 6 | 1877.0644 | 1366.3625 | 513.0813
29.09. | 7 | 1877.0644 | 1366.3625 | 513.0813
29.09. | 8 | 1877.0644 | 1366.3625 | 513.0813
29.09. | 9 | 1877.0644 | 1366.3625 | 513.0813
29.09. | 10 | 1877.0644 | 1366.3625 | 513.0813
29.09. | 11 | 1877.0644 | 1366.3625 | 513.0813
29.09. | 12 | 1877.0644 | 1366.3625 | 513.0813
29.09. | 13 | 1877.0644 | 1366.3625 | 513.0813
29.09. | 14 | 1877.0644 | 1366.3625 | 513.0813
29.09. | 15 | 1877.0644 | 1366.3625 | 513.0813
29.09. | 16 | 1877.0644 | 1366.3625 | 513.0813
29.09. | 17 | 1877.0644 | 1366.3625 | 513.0813
29.09. | 18 | 1877.0644 | 1366.3625 | 513.0813
29.09. | 19 | 1877.0644 | 1366.3625 | 513.0813
29.09. | 20 | 1877.0644 | 1366.3625 | 513.0813
29.09. | 21 | 1877.0644 | 1366.3625 | 513.0813
29.09. | 22 | 1877.0644 | 1366.3625 | 513.0813
29.09. | 23 | 1877.0644 | 1366.3625 | 513.0813
29.09. | 24 | 1877.0644 | 1366.3625 | 513.0813
30.09. | 1 | 1877.0644 | 1366.3625 | 513.0813
30.09. | 2 | 1877.0644 | 1366.3625 | 513.0813
30.09. | 3 | 1877.0644 | 1366.3625 | 513.0813
30.09. | 4 | 1877.0644 | 1366.3625 | 513.0813
30.09. | 5 | 1877.0644 | 1366.3625 | 513.0813
30.09. | 6 | 1877.0644 | 1366.3625 | 513.0813
30.09. | 7 | 1877.0644 | 1366.3625 | 513.0813
30.09. | 8 | 1877.0644 | 1366.3625 | 513.0813
30.09. | 9 | 1877.0644 | 1366.3625 | 513.0813
30.09. | 10 | 1877.0644 | 1366.3625 | 513.0813
30.09. | 11 | 1877.0644 | 1366.3625 | 513.0813
30.09. | 12 | 1877.0644 | 1366.3625 | 513.0813
30.09. | 13 | 1877.0644 | 1366.3625 | 513.0813
30.09. | 14 | 1877.0644 | 1366.3625 | 513.0813
30.09. | 15 | 1877.0644 | 1366.3625 | 513.0813
30.09. | 16 | 1877.0644 | 1366.3625 | 513.0813
30.09. | 17 | 1877.0644 | 1366.3625 | 513.0813
30.09. | 18 | 1877.0644 | 1366.3625 | 513.0813
30.09. | 19 | 1877.0644 | 1366.3625 | 513.0813
30.09. | 20 | 1877.0644 | 1366.3625 | 513.0813
30.09. | 21 | 1877.0644 | 1366.3625 | 513.0813
30.09. | 22 | 1877.0644 | 1366.3625 | 513.0813
30.09. | 23 | 1877.0644 | 1366.3625 | 513.0813
30.09. | 24 | 1877.0644 | 1366.3625 | 513.0813
01.10. | 1 | 1877.0644 | 1366.3625 | 513.0813
01.10. | 2 | 1877.0644 | 1366.3625 | 513.0813
01.10. | 3 | 1877.0644 | 1366.3625 | 513.0813
01.10. | 4 | 1877.0644 | 1366.3625 | 513.0813
01.10. | 5 | 1877.0644 | 1366.3625 | 513.0813
01.10. | 6 | 1877.0644 | 1366.3625 | 513.0813
01.10. | 7 | 1877.0644 | 1366.3625 | 513.0813
01.10. | 8 | 1877.0644 | 1366.3625 | 513.0813
01.10. | 9 | 1877.0644 | 1366.3625 | 513.0813
01.10. | 10 | 1877.0644 | 1366.3625 | 513.0813
01.10. | 11 | 1877.0644 | 1366.3625 | 513.0813
01.10. | 12 | 1877.0644 | 1366.3625 | 513.0813
01.10. | 13 | 1877.0644 | 1366.3625 | 513.0813
01.10. | 14 | 1877.0644 | 1366.3625 | 513.0813
01.10. | 15 | 1877.0644 | 1366.3625 | 513.0813
01.10. | 16 | 1877.0644 | 1366.3625 | 513.0813
01.10. | 17 | 1877.0644 | 1366.3625 | 513.0813
01.10. | 18 | 1877.0644 | 1366.3625 | 513.0813
01.10. | 19 | 1877.0644 | 1366.3625 | 513.0813
01.10. | 20 | 1877.0644 | 1366.3625 | 513.0813
01.10. | 21 | 1877.0644 | 1366.3625 | 513.0813
01.10. | 22 | 1877.0644 | 1366.3625 | 513.0813
01.10. | 23 | 1877.0644 | 1366.3625 | 513.0813
01.10. | 24 | 1877.0644 | 1366.3625 | 513.0813
02.10. | 1 | 1877.0644 | 1366.3625 | 513.0813
02.10. | 2 | 1877.0644 | 1366.3625 | 513.0813
02.10. | 3 | 1877.0644 | 1366.3625 | 513.0813
02.10. | 4 | 1877.0644 | 1366.3625 | 513.0813
02.10. | 5 | 1877.0644 | 1366.3625 | 513.0813
02.10. | 6 | 1877.0644 | 1366.3625 | 513.0813
02.10. | 7 | 1877.0644 | 1366.3625 | 513.0813
02.10. | 8 | 1877.0644 | 1366.3625 | 513.0813
02.10. | 9 | 1877.0644 | 1366.3625 | 513.0813
02.10. | 10 | 1877.0644 | 1366.3625 | 513.0813
02.10. | 11 | 1877.0644 | 1366.3625 | 513.0813
02.10. | 12 | 1877.0644 | 1366.3625 | 513.0813
02.10. | 13 | 1877.0644 | 1366.3625 | 513.0813
02.10. | 14 | 1877.0644 | 1366.3625 | 513.0813
02.10. | 15 | 1877.0644 | 1366.3625 | 513.0813
02.10. | 16 | 1877.0644 | 1366.3625 | 513.0813
02.10. | 17 | 1877.0644 | 1366.3625 | 513.0813
02.10. | 18 | 1877.0644 | 1366.3625 | 513.0813
02.10. | 19 | 1877.0644 | 1366.3625 | 513.0813
02.10. | 20 | 1877.0644 | 1366.3625 | 513.0813
02.10. | 21 | 1877.0644 | 1366.3625 | 513.0813
02.10. | 22 | 1877.0644 | 1366.3625 | 513.0813
02.10. | 23 | 1877.0644 | 1366.3625 | 513.0813
02.10. | 24 | 1877.0644 | 1366.3625 | 513.0813
03.10. | 1 | 1877.0644 | 1366.3625 | 513.0813
03.10. | 2 | 1877.0644 | 1366.3625 | 513.0813
03.10. | 3 | 1877.0644 | 1366.3625 | 513.0813
03.10. | 4 | 1877.0644 | 1366.3625 | 513.0813
03.10. | 5 | 1877.0644 | 1366.3625 | 513.0813
03.10. | 6 | 1877.0644 | 1366.3625 | 513.0813
03.10. | 7 | 1877.0644 | 1366.3625 | 513.0813
03.10. | 8 | 1877.0644 | 1366.3625 | 513.0813
03.10. | 9 | 1877.0644 | 1366.3625 | 513.0813
03.10. | 10 | 1877.0644 | 1366.3625 | 513.0813
03.10. | 11 | 1877.0644 | 1366.3625 | 513.0813
03.10. | 12 | 1877.0644 | 1366.3625 | 513.0813
03.10. | 13 | 1877.0644 | 1366.3625 | 513.0813
03.10. | 14 | 1877.0644 | 1366.3625 | 513.0813
03.10. | 15 | 1877.0644 | 1366.3625 | 513.0813
03.10. | 16 | 1877.0644 | 1366.3625 | 513.0813
03.10. | 17 | 1877.0644 | 1366.3625 | 513.0813
03.10. | 18 | 1877.0644 | 1366.3625 | 513.0813
03.10. | 19 | 1877.0644 | 1366.3625 | 513.0813
03.10. | 20 | 1877.0644 | 1366.3625 | 513.0813
03.10. | 21 | 1877.0644 | 1366.3625 | 513.0813
03.10. | 22 | 1877.0644 | 1366.3625 | 513.0813
03.10. | 23 | 1877.0644 | 1366.3625 | 513.0813
03.10. | 24 | 1877.0644 | 1366.3625 | 513.0813
04.10. | 1 | 1877.0644 | 1366.3625 | 513.0813
04.10. | 2 | 1877.0644 | 1366.3625 | 513.0813
04.10. | 3 | 1877.0644 | 1366.3625 | 513.0813
04.10. | 4 | 1877.0644 | 1366.3625 | 513.0813
04.10. | 5 | 1877.0644 | 1366.3625 | 513.0813
04.10. | 6 | 1877.0644 | 1366.3625 | 513.0813
04.10. | 7 | 1877.0644 | 1366.3625 | 513.0813
04.10. | 8 | 1877.0644 | 1366.3625 | 513.0813
04.10. | 9 | 1877.0644 | 1366.3625 | 513.0813
04.10. | 10 | 1877.0644 | 1366.3625 | 513.0813
04.10. | 11 | 1877.0644 | 1366.3625 | 513.0813
04.10. | 12 | 1877.0644 | 1366.3625 | 513.0813
04.10. | 13 | 1877.0644 | 1366.3625 | 513.0813
04.10. | 14 | 1877.0644 | 1366.3625 | 513.0813
04.10. | 15 | 1877.0644 | 1366.3625 | 513.0813
04.10. | 16 | 1877.0644 | 1366.3625 | 513.0813
04.10. | 17 | 1877.0644 | 1366.3625 | 513.0813
04.10. | 18 | 1877.0644 | 1366.3625 | 513.0813
04.10. | 19 | 1877.0644 | 1366.3625 | 513.0813
04.10. | 20 | 1877.0644 | 1366.3625 | 513.0813
04.10. | 21 | 1877.0644 | 1366.3625 | 513.0813
04.10. | 22 | 1877.0644 | 1366.3625 | 513.0813
04.10. | 23 | 1877.0644 | 1366.3625 | 513.0813
04.10. | 24 | 1877.0644 | 1366.3625 | 513.0813
05.10. | 1 | 1877.0644 | 1366.3625 | 513.0813
05.10. | 2 | 1877.0644 | 1366.3625 | 513.0813
05.10. | 3 | 1877.0644 | 1366.3625 | 513.0813
05.10. | 4 | 1877.0644 | 1366.3625 | 513.0813
05.10. | 5 | 1877.0644 | 1366.3625 | 513.0813
05.10. | 6 | 1877.0644 | 1366.3625 | 513.0813
05.10. | 7 | 1877.0644 | 1366.3625 | 513.0813
05.10. | 8 | 1877.0644 | 1366.3625 | 513.0813
05.10. | 9 | 1877.0644 | 1366.3625 | 513.0813
05.10. | 10 | 1877.0644 | 1366.3625 | 513.0813
05.10. | 11 | 1877.0644 | 1366.3625 | 513.0813
05.10. | 12 | 1877.0644 | 1366.3625 | 513.0813
05.10. | 13 | 1877.0644 | 1366.3625 | 513.0813
05.10. | 14 | 1877.0644 | 1366.3625 | 513.0813
05.10. | 15 | 1877.0644 | 1366.3625 | 513.0813
05.10. | 16 | 1877.0644 | 1366.3625 | 513.0813
05.10. | 17 | 1877.0644 | 1366.3625 | 513.0813
05.10. | 18 | 1877.0644 | 1366.3625 | 513.0813
05.10. | 19 | 1877.0644 | 1366.3625 | 513.0813
05.10. | 20 | 1877.0644 | 1366.3625 | 513.0813
05.10. | 21 | 1877.0644 | 1366.3625 | 513.0813
05.10. | 22 | 1877.0644 | 1366.3625 | 513.0813
05.10. | 23 | 1877.0644 | 1366.3625 | 513.0813
05.10. | 24 | 1877.0644 | 1366.3625 | 513.0813
06.10. | 1 | 1877.0644 | 1366.3625 | 513.0813
06.10. | 2 | 1877.0644 | 1366.3625 | 513.0813
06.10. | 3 | 1877.0644 | 1366.3625 | 513.0813
06.10. | 4 | 1877.0644 | 1366.3625 | 513.0813
06.10. | 5 | 1877.0644 | 1366.3625 | 513.0813
06.10. | 6 | 1877.0644 | 1366.3625 | 513.0813
06.10. | 7 | 1877.0644 | 1366.3625 | 513.0813
06.10. | 8 | 1877.0644 | 1366.3625 | 513.0813
06.10. | 9 | 1877.0644 | 1366.3625 | 513.0813
06.10. | 10 | 1877.0644 | 1366.3625 | 513.0813
06.10. | 11 | 1877.0644 | 1366.3625 | 513.0813
06.10. | 12 | 1877.0644 | 1366.3625 | 513.0813
06.10. | 13 | 1877.0644 | 1366.3625 | 513.0813
06.10. | 14 | 1877.0644 | 1366.3625 | 513.0813
06.10. | 15 | 1877.0644 | 1366.3625 | 513.0813
06.10. | 16 | 1877.0644 | 1366.3625 | 513.0813
06.10. | 17 | 1877.0644 | 1366.3625 | 513.0813
06.10. | 18 | 1877.0644 | 1366.3625 | 513.0813
06.10. | 19 | 1877.0644 | 1366.3625 | 513.0813
06.10. | 20 | 1877.0644 | 1366.3625 | 513.0813
06.10. | 21 | 1877.0644 | 1366.3625 | 513.0813
06.10. | 22 | 1877.0644 | 1366.3625 | 513.0813
06.10. | 23 | 1877.0644 | 1366.3625 | 513.0813
06.10. | 24 | 1877.0644 | 1366.3625 | 513.0813
07.10. | 1 | 1877.0644 | 1366.3625 | 513.0813
07.10. | 2 | 1877.0644 | 1366.3625 | 513.0813
07.10. | 3 | 1877.0644 | 1366.3625 | 513.0813
07.10. | 4 | 1877.0644 | 1366.3625 | 513.0813
07.10. | 5 | 1877.0644 | 1366.3625 | 513.0813
07.10. | 6 | 1877.0644 | 1366.3625 | 513.0813
07.10. | 7 | 1877.0644 | 1366.3625 | 513.0813
07.10. | 8 | 1877.0644 | 1366.3625 | 513.0813
07.10. | 9 | 1877.0644 | 1366.3625 | 513.0813
07.10. | 10 | 1877.0644 | 1366.3625 | 513.0813
07.10. | 11 | 1877.0644 | 1366.3625 | 513.0813
07.10. | 12 | 1877.0644 | 1366.3625 | 513.0813
07.10. | 13 | 1877.0644 | 1366.3625 | 513.0813
07.10. | 14 | 1877.0644 | 1366.3625 | 513.0813
07.10. | 15 | 1877.0644 | 1366.3625 | 513.0813
07.10. | 16 | 1877.0644 | 1366.3625 | 513.0813
07.10. | 17 | 1877.0644 | 1366.3625 | 513.0813
07.10. | 18 | 1877.0644 | 1366.3625 | 513.0813
07.10. | 19 | 1877.0644 | 1366.3625 | 513.0813
07.10. | 20 | 1877.0644 | 1366.3625 | 513.0813
07.10. | 21 | 1877.0644 | 1366.3625 | 513.0813
07.10. | 22 | 1877.0644 | 1366.3625 | 513.0813
07.10. | 23 | 1877.0644 | 1366.3625 | 513.0813
07.10. | 24 | 1877.0644 | 1366.3625 | 513.0813
08.10. | 1 | 1877.0644 | 1366.3625 | 513.0813
08.10. | 2 | 1877.0644 | 1366.3625 | 513.0813
08.10. | 3 | 1877.0644 | 1366.3625 | 513.0813
08.10. | 4 | 1877.0644 | 1366.3625 | 513.0813
08.10. | 5 | 1877.0644 | 1366.3625 | 513.0813
08.10. | 6 | 1877.0644 | 1366.3625 | 513.0813
08.10. | 7 | 1877.0644 | 1366.3625 | 513.0813
08.10. | 8 | 1877.0644 | 1366.3625 | 513.0813
08.10. | 9 | 1877.0644 | 1366.3625 | 513.0813
08.10. | 10 | 1877.0644 | 1366.3625 | 513.0813
08.10. | 11 | 1877.0644 | 1366.3625 | 513.0813
08.10. | 12 | 1877.0644 | 1366.3625 | 513.0813
08.10. | 13 | 1877.0644 | 1366.3625 | 513.0813
08.10. | 14 | 1877.0644 | 1366.3625 | 513.0813
08.10. | 15 | 1877.0644 | 1366.3625 | 513.0813
08.10. | 16 | 1877.0644 | 1366.3625 | 513.0813
08.10. | 17 | 1877.0644 | 1366.3625 | 513.0813
08.10. | 18 | 1877.0644 | 1366.3625 | 513.0813
08.10. | 19 | 1877.0644 | 1366.3625 | 513.0813
08.10. | 20 | 1877.0644 | 1366.3625 | 513.0813
08.10. | 21 | 1877.0644 | 1366.3625 | 513.0813
08.10. | 22 | 1877.0644 | 1366.3625 | 513.0813
08.10. | 23 | 1877.0644 | 1366.3625 | 513.0813
08.10. | 24 | 1877.0644 | 1366.3625 | 513.0813
09.10. | 1 | 1877.0644 | 1366.3625 | 513.0813
09.10. | 2 | 1877.0644 | 1366.3625 | 513.0813
09.10. | 3 | 1877.0644 | 1366.3625 | 513.0813
09.10. | 4 | 1877.0644 | 1366.3625 | 513.0813
09.10. | 5 | 1877.0644 | 1366.3625 | 513.0813
09.10. | 6 | 1877.0644 | 1366.3625 | 513.0813
09.10. | 7 | 1877.0644 | 1366.3625 | 513.0813
09.10. | 8 | 1877.0644 | 1366.3625 | 513.0813
09.10. | 9 | 1877.0644 | 1366.3625 | 513.0813
09.10. | 10 | 1877.0644 | 1366.3625 | 513.0813
09.10. | 11 | 1877.0644 | 1366.3625 | 513.0813
09.10. | 12 | 1877.0644 | 1366.3625 | 513.0813
09.10. | 13 | 1877.0644 | 1366.3625 | 513.0813
09.10. | 14 | 1877.0644 | 1366.3625 | 513.0813
09.10. | 15 | 1877.0644 | 1366.3625 | 513.0813
09.10. | 16 | 1877.0644 | 1366.3625 | 513.0813
09.10. | 17 | 1877.0644 | 1366.3625 | 513.0813
09.10. | 18 | 1877.0644 | 1366.3625 | 513.0813
09.10. | 19 | 1877.0644 | 1366.3625 | 513.0813
09.10. | 20 | 1877.0644 | 1366.3625 | 513.0813
09.10. | 21 | 1877.0644 | 1366.3625 | 513.0813
09.10. | 22 | 1877.0644 | 1366.3625 | 513.0813
09.10. | 23 | 1877.0644 | 1366.3625 | 513.0813
09.10. | 24 | 1877.0644 | 1366.3625 | 513.0813
10.10. | 1 | 1877.0644 | 1366.3625 | 513.0813
10.10. | 2 | 1877.0644 | 1366.3625 | 513.0813
10.10. | 3 | 1877.0644 | 1366.3625 | 513.0813
10.10. | 4 | 1877.0644 | 1366.3625 | 513.0813
10.10. | 5 | 1877.0644 | 1366.3625 | 513.0813
10.10. | 6 | 1877.0644 | 1366.3625 | 513.0813
10.10. | 7 | 1877.0644 | 1366.3625 | 513.0813
10.10. | 8 | 1877.0644 | 1366.3625 | 513.0813
10.10. | 9 | 1877.0644 | 1366.3625 | 513.0813
10.10. | 10 | 1877.0644 | 1366.3625 | 513.0813
10.10. | 11 | 1877.0644 | 1366.3625 | 513.0813
10.10. | 12 | 1877.0644 | 1366.3625 | 513.0813
10.10. | 13 | 1877.0644 | 1366.3625 | 513.0813
10.10. | 14 | 1877.0644 | 1366.3625 | 513.0813
10.10. | 15 | 1877.0644 | 1366.3625 | 513.0813
10.10. | 16 | 1877.0644 | 1366.3625 | 513.0813
10.10. | 17 | 1877.0644 | 1366.3625 | 513.0813
10.10. | 18 | 1877.0644 | 1366.3625 | 513.0813
10.10. | 19 | 1877.0644 | 1366.3625 | 513.0813
10.10. | 20 | 1877.0644 | 1366.3625 | 513.0813
10.10. | 21 | 1877.0644 | 1366.3625 | 513.0813
10.10. | 22 | 1877.0644 | 1366.3625 | 513.0813
10.10. | 23 | 1877.0644 | 1366.3625 | 513.0813
10.10. | 24 | 1877.0644 | 1366.3625 | 513.0813
11.10. | 1 | 1877.0644 | 1366.3625 | 513.0813
11.10. | 2 | 1877.0644 | 1366.3625 | 513.0813
11.10. | 3 | 1877.0644 | 1366.3625 | 513.0813
11.10. | 4 | 1877.0644 | 1366.3625 | 513.0813
11.10. | 5 | 1877.0644 | 1366.3625 | 513.0813
11.10. | 6 | 1877.0644 | 1366.3625 | 513.0813
11.10. | 7 | 1877.0644 | 1366.3625 | 513.0813
11.10. | 8 | 1877.0644 | 1366.3625 | 513.0813
11.10. | 9 | 1877.0644 | 1366.3625 | 513.0813
11.10. | 10 | 1877.0644 | 1366.3625 | 513.0813
11.10. | 11 | 1877.0644 | 1366.3625 | 513.0813
11.10. | 12 | 1877.0644 | 1366.3625 | 513.0813
11.10. | 13 | 1877.0644 | 1366.3625 | 513.0813
11.10. | 14 | 1877.0644 | 1366.3625 | 513.0813
11.10. | 15 | 1877.0644 | 1366.3625 | 513.0813
11.10. | 16 | 1877.0644 | 1366.3625 | 513.0813
11.10. | 17 | 1877.0644 | 1366.3625 | 513.0813
11.10. | 18 | 1877.0644 | 1366.3625 | 513.0813
11.10. | 19 | 1877.0644 | 1366.3625 | 513.0813
11.10. | 20 | 1877.0644 | 1366.3625 | 513.0813
11.10. | 21 | 1877.0644 | 1366.3625 | 513.0813
11.10. | 22 | 1877.0644 | 1366.3625 | 513.0813
11.10. | 23 | 1877.0644 | 1366.3625 | 513.0813
11.10. | 24 | 1877.0644 | 1366.3625 | 513.0813
12.10. | 1 | 1877.0644 | 1366.3625 | 513.0813
12.10. | 2 | 1877.0644 | 1366.3625 | 513.0813
12.10. | 3 | 1877.0644 | 1366.3625 | 513.0813
12.10. | 4 | 1877.0644 | 1366.3625 | 513.0813
12.10. | 5 | 1877.0644 | 1366.3625 | 513.0813
12.10. | 6 | 1877.0644 | 1366.3625 | 513.0813
12.10. | 7 | 1877.0644 | 1366.3625 | 513.0813
12.10. | 8 | 1877.0644 | 1366.3625 | 513.0813
12.10. | 9 | 1877.0644 | 1366.3625 | 513.0813
12.10. | 10 | 1877.0644 | 1366.3625 | 513.0813
12.10. | 11 | 1877.0644 | 1366.3625 | 513.0813
12.10. | 12 | 1877.0644 | 1366.3625 | 513.0813
12.10. | 13 | 1877.0644 | 1366.3625 | 513.0813
12.10. | 14 | 1877.0644 | 1366.3625 | 513.0813
12.10. | 15 | 1877.0644 | 1366.3625 | 513.0813
12.10. | 16 | 1877.0644 | 1366.3625 | 513.0813
12.10. | 17 | 1877.0644 | 1366.3625 | 513.0813
12.10. | 18 | 1877.0644 | 1366.3625 | 513.0813
12.10. | 19 | 1877.0644 | 1366.3625 | 513.0813
12.10. | 20 | 1877.0644 | 1366.3625 | 513.0813
12.10. | 21 | 1877.0644 | 1366.3625 | 513.0813
12.10. | 22 | 1877.0644 | 1366.3625 | 513.0813
12.10. | 23 | 1877.0644 | 1366.3625 | 513.0813
12.10. | 24 | 1877.0644 | 1366.3625 | 513.0813
13.10. | 1 | 1877.0644 | 1366.3625 | 513.0813
13.10. | 2 | 1877.0644 | 1366.3625 | 513.0813
13.10. | 3 | 1877.0644 | 1366.3625 | 513.0813
13.10. | 4 | 1877.0644 | 1366.3625 | 513.0813
13.10. | 5 | 1877.0644 | 1366.3625 | 513.0813
13.10. | 6 | 1877.0644 | 1366.3625 | 513.0813
13.10. | 7 | 1877.0644 | 1366.3625 | 513.0813
13.10. | 8 | 1877.0644 | 1366.3625 | 513.0813
13.10. | 9 | 1877.0644 | 1366.3625 | 513.0813
13.10. | 10 | 1877.0644 | 1366.3625 | 513.0813
13.10. | 11 | 1877.0644 | 1366.3625 | 513.0813
13.10. | 12 | 1877.0644 | 1366.3625 | 513.0813
13.10. | 13 | 1877.0644 | 1366.3625 | 513.0813
13.10. | 14 | 1877.0644 | 1366.3625 | 513.0813
13.10. | 15 | 1877.0644 | 1366.3625 | 513.0813
13.10. | 16 | 1877.0644 | 1366.3625 | 513.0813
13.10. | 17 | 1877.0644 | 1366.3625 | 513.0813
13.10. | 18 | 1877.0644 | 1366.3625 | 513.0813
13.10. | 19 | 1877.0644 | 1366.3625 | 513.0813
13.10. | 20 | 1877.0644 | 1366.3625 | 513.0813
13.10. | 21 | 1877.0644 | 1366.3625 | 513.0813
13.10. | 22 | 1877.0644 | 1366.3625 | 513.0813
13.10. | 23 | 1877.0644 | 1366.3625 | 513.0813
13.10. | 24 | 1877.0644 | 1366.3625 | 513.0813
14.10. | 1 | 1877.0644 | 1366.3625 | 513.0813
14.10. | 2 | 1877.0644 | 1366.3625 | 513.0813
14.10. | 3 | 1877.0644 | 1366.3625 | 513.0813
14.10. | 4 | 1877.0644 | 1366.3625 | 513.0813
14.10. | 5 | 1877.0644 | 1366.3625 | 513.0813
14.10. | 6 | 1877.0644 | 1366.3625 | 513.0813
14.10. | 7 | 1877.0644 | 1366.3625 | 513.0813
14.10. | 8 | 1877.0644 | 1366.3625 | 513.0813
14.10. | 9 | 1877.0644 | 1366.3625 | 513.0813
14.10. | 10 | 1877.0644 | 1366.3625 | 513.0813
14.10. | 11 | 1877.0644 | 1366.3625 | 513.0813
14.10. | 12 | 1877.0644 | 1366.3625 | 513.0813
14.10. | 13 | 1877.0644 | 1366.3625 | 513.0813
14.10. | 14 | 1877.0644 | 1366.3625 | 513.0813
14.10. | 15 | 1877.0644 | 1366.3625 | 513.0813
14.10. | 16 | 1877.0644 | 1366.3625 | 513.0813
14.10. | 17 | 1877.0644 | 1366.3625 | 513.0813
14.10. | 18 | 1877.0644 | 1366.3625 | 513.0813
14.10. | 19 | 1877.0644 | 1366.3625 | 513.0813
14.10. | 20 | 1877.0644 | 1366.3625 | 513.0813
14.10. | 21 | 1877.0644 | 1366.3625 | 513.0813
14.10. | 22 | 1877.0644 | 1366.3625 | 513.0813
14.10. | 23 | 1877.0644 | 1366.3625 | 513.0813
14.10. | 24 | 1877.0644 | 1366.3625 | 513.0813
15.10. | 1 | 1877.0644 | 1366.3625 | 513.0813
15.10. | 2 | 1877.0644 | 1366.3625 | 513.0813
15.10. | 3 | 1877.0644 | 1366.3625 | 513.0813
15.10. | 4 | 1877.0644 | 1366.3625 | 513.0813
15.10. | 5 | 1877.0644 | 1366.3625 | 513.0813
15.10. | 6 | 1877.0644 | 1366.3625 | 513.0813
15.10. | 7 | 1877.0644 | 1366.3625 | 513.0813
15.10. | 8 | 1877.0644 | 1366.3625 | 513.0813
15.10. | 9 | 1877.0644 | 1366.3625 | 513.0813
15.10. | 10 | 1877.0644 | 1366.3625 | 513.0813
15.10. | 11 | 1877.0644 | 1366.3625 | 513.0813
15.10. | 12 | 1877.0644 | 1366.3625 | 513.0813
15.10. | 13 | 1877.0644 | 1366.3625 | 513.0813
15.10. | 14 | 1877.0644 | 1366.3625 | 513.0813
15.10. | 15 | 1877.0644 | 1366.3625 | 513.0813
15.10. | 16 | 1877.0644 | 1366.3625 | 513.0813
15.10. | 17 | 1877.0644 | 1366.3625 | 513.0813
15.10. | 18 | 1877.0644 | 1366.3625 | 513.0813
15.10. | 19 | 1877.0644 | 1366.3625 | 513.0813
15.10. | 20 | 1877.0644 | 1366.3625 | 513.0813
15.10. | 21 | 1877.0644 | 1366.3625 | 513.0813
15.10. | 22 | 1877.0644 | 1366.3625 | 513.0813
15.10. | 23 | 1877.0644 | 1366.3625 | 513.0813
15.10. | 24 | 1877.0644 | 1366.3625 | 513.0813
16.10. | 1 | 1877.0644 | 1366.3625 | 513.0813
16.10. | 2 | 1877.0644 | 1366.3625 | 513.0813
16.10. | 3 | 1877.0644 | 1366.3625 | 513.0813
16.10. | 4 | 1877.0644 | 1366.3625 | 513.0813
16.10. | 5 | 1877.0644 | 1366.3625 | 513.0813
16.10. | 6 | 1877.0644 | 1366.3625 | 513.0813
16.10. | 7 | 1877.0644 | 1366.3625 | 513.0813
16.10. | 8 | 1877.0644 | 1366.3625 | 513.0813
16.10. | 9 | 1877.0644 | 1366.3625 | 513.0813
16.10. | 10 | 1877.0644 | 1366.3625 | 513.0813
16.10. | 11 | 1877.0644 | 1366.3625 | 513.0813
16.10. | 12 | 1877.0644 | 1366.3625 | 513.0813
16.10. | 13 | 1877.0644 | 1366.3625 | 513.0813
16.10. | 14 | 1877.0644 | 1366.3625 | 513.0813
16.10. | 15 | 1877.0644 | 1366.3625 | 513.0813
16.10. | 16 | 1877.0644 | 1366.3625 | 513.0813
16.10. | 17 | 1877.0644 | 1366.3625 | 513.0813
16.10. | 18 | 1877.0644 | 1366.3625 | 513.0813
16.10. | 19 | 1877.0644 | 1366.3625 | 513.0813
16.10. | 20 | 1877.0644 | 1366.3625 | 513.0813
16.10. | 21 | 1877.0644 | 1366.3625 | 513.0813
16.10. | 22 | 1877.0644 | 1366.3625 | 513.0813
16.10. | 23 | 1877.0644 | 1366.3625 | 513.0813
16.10. | 24 | 1877.0644 | 1366.3625 | 513.0813
17.10. | 1 | 1877.0644 | 1366.3625 | 513.0813
17.10. | 2 | 1877.0644 | 1366.3625 | 513.0813
17.10. | 3 | 1877.0644 | 1366.3625 | 513.0813
17.10. | 4 | 1877.0644 | 1366.3625 | 513.0813
17.10. | 5 | 1877.0644 | 1366.3625 | 513.0813
17.10. | 6 | 1877.0644 | 1366.3625 | 513.0813
17.10. | 7 | 1877.0644 | 1366.3625 | 513.0813
17.10. | 8 | 1877.0644 | 1366.3625 | 513.0813
17.10. | 9 | 1877.0644 | 1366.3625 | 513.0813
17.10. | 10 | 1877.0644 | 1366.3625 | 513.0813
17.10. | 11 | 1877.0644 | 1366.3625 | 513.0813
17.10. | 12 | 1877.0644 | 1366.3625 | 513.0813
17.10. | 13 | 1877.0644 | 1366.3625 | 513.0813
17.10. | 14 | 1877.0644 | 1366.3625 | 513.0813
17.10. | 15 | 1877.0644 | 1366.3625 | 513.0813
17.10. | 16 | 1877.0644 | 1366.3625 | 513.0813
17.10. | 17 | 1877.0644 | 1366.3625 | 513.0813
17.10. | 18 | 1877.0644 | 1366.3625 | 513.0813
17.10. | 19 | 1877.0644 | 1366.3625 | 513.0813
17.10. | 20 | 1877.0644 | 1366.3625 | 513.0813
17.10. | 21 | 1877.0644 | 1366.3625 | 513.0813
17.10. | 22 | 1877.0644 | 1366.3625 | 513.0813
17.10. | 23 | 1877.0644 | 1366.3625 | 513.0813
17.10. | 24 | 1877.0644 | 1366.3625 | 513.0813
18.10. | 1 | 1877.0644 | 1366.3625 | 513.0813
18.10. | 2 | 1877.0644 | 1366.3625 | 513.0813
18.10. | 3 | 1877.0644 | 1366.3625 | 513.0813
18.10. | 4 | 1877.0644 | 1366.3625 | 513.0813
18.10. | 5 | 1877.0644 | 1366.3625 | 513.0813
18.10. | 6 | 1877.0644 | 1366.3625 | 513.0813
18.10. | 7 | 1877.0644 | 1366.3625 | 513.0813
18.10. | 8 | 1877.0644 | 1366.3625 | 513.0813
18.10. | 9 | 1877.0644 | 1366.3625 | 513.0813
18.10. | 10 | 1877.0644 | 1366.3625 | 513.0813
18.10. | 11 | 1877.0644 | 1366.3625 | 513.0813
18.10. | 12 | 1877.0644 | 1366.3625 | 513.0813
18.10. | 13 | 1877.0644 | 1366.3625 | 513.0813
18.10. | 14 | 1877.0644 | 1366.3625 | 513.0813
18.10. | 15 | 1877.0644 | 1366.3625 | 513.0813
18.10. | 16 | 1877.0644 | 1366.3625 | 513.0813
18.10. | 17 | 1877.0644 | 1366.3625 | 513.0813
18.10. | 18 | 1877.0644 | 1366.3625 | 513.0813
18.10. | 19 | 1877.0644 | 1366.3625 | 513.0813
18.10. | 20 | 1877.0644 | 1366.3625 | 513.0813
18.10. | 21 | 1877.0644 | 1366.3625 | 513.0813
18.10. | 22 | 1877.0644 | 1366.3625 | 513.0813
18.10. | 23 | 1877.0644 | 1366.3625 | 513.0813
18.10. | 24 | 1877.0644 | 1366.3625 | 513.0813
19.10. | 1 | 1877.0644 | 1366.3625 | 513.0813
19.10. | 2 | 1877.0644 | 1366.3625 | 513.0813
19.10. | 3 | 1877.0644 | 1366.3625 | 513.0813
19.10. | 4 | 1877.0644 | 1366.3625 | 513.0813
19.10. | 5 | 1877.0644 | 1366.3625 | 513.0813
19.10. | 6 | 1877.0644 | 1366.3625 | 513.0813
19.10. | 7 | 1877.0644 | 1366.3625 | 513.0813
19.10. | 8 | 1877.0644 | 1366.3625 | 513.0813
19.10. | 9 | 1877.0644 | 1366.3625 | 513.0813
19.10. | 10 | 1877.0644 | 1366.3625 | 513.0813
19.10. | 11 | 1877.0644 | 1366.3625 | 513.0813
19.10. | 12 | 1877.0644 | 1366.3625 | 513.0813
19.10. | 13 | 1877.0644 | 1366.3625 | 513.0813
19.10. | 14 | 1877.0644 | 1366.3625 | 513.0813
19.10. | 15 | 1877.0644 | 1366.3625 | 513.0813
19.10. | 16 | 1877.0644 | 1366.3625 | 513.0813
19.10. | 17 | 1877.0644 | 1366.3625 | 513.0813
19.10. | 18 | 1877.0644 | 1366.3625 | 513.0813
19.10. | 19 | 1877.0644 | 1366.3625 | 513.0813
19.10. | 20 | 1877.0644 | 1366.3625 | 513.0813
19.10. | 21 | 1877.0644 | 1366.3625 | 513.0813
19.10. | 22 | 1877.0644 | 1366.3625 | 513.0813
19.10. | 23 | 1877.0644 | 1366.3625 | 513.0813
19.10. | 24 | 1877.0644 | 1366.3625 | 513.0813
20.10. | 1 | 1877.0644 | 1366.3625 | 513.0813
20.10. | 2 | 1877.0644 | 1366.3625 | 513.0813
20.10. | 3 | 1877.0644 | 1366.3625 | 513.0813
20.10. | 4 | 1877.0644 | 1366.3625 | 513.0813
20.10. | 5 | 1877.0644 | 1366.3625 | 513.0813
20.10. | 6 | 1877.0644 | 1366.3625 | 513.0813
20.10. | 7 | 1877.0644 | 1366.3625 | 513.0813
20.10. | 8 | 1877.0644 | 1366.3625 | 513.0813
20.10. | 9 | 1877.0644 | 1366.3625 | 513.0813
20.10. | 10 | 1877.0644 | 1366.3625 | 513.0813
20.10. | 11 | 1877.0644 | 1366.3625 | 513.0813
20.10. | 12 | 1877.0644 | 1366.3625 | 513.0813
20.10. | 13 | 1877.0644 | 1366.3625 | 513.0813
20.10. | 14 | 1877.0644 | 1366.3625 | 513.0813
20.10. | 15 | 1877.0644 | 1366.3625 | 513.0813
20.10. | 16 | 1877.0644 | 1366.3625 | 513.0813
20.10. | 17 | 1877.0644 | 1366.3625 | 513.0813
20.10. | 18 | 1877.0644 | 1366.3625 | 513.0813
20.10. | 19 | 1877.0644 | 1366.3625 | 513.0813
20.10. | 20 | 1877.0644 | 1366.3625 | 513.0813
20.10. | 21 | 1877.0644 | 1366.3625 | 513.0813
20.10. | 22 | 1877.0644 | 1366.3625 | 513.0813
20.10. | 23 | 1877.0644 | 1366.3625 | 513.0813
20.10. | 24 | 1877.0644 | 1366.3625 | 513.0813
21.10. | 1 | 1877.0644 | 1366.3625 | 513.0813
21.10. | 2 | 1877.0644 | 1366.3625 | 513.0813
21.10. | 3 | 1877.0644 | 1366.3625 | 513.0813
21.10. | 4 | 1877.0644 | 1366.3625 | 513.0813
21.10. | 5 | 1877.0644 | 1366.3625 | 513.0813
21.10. | 6 | 1877.0644 | 1366.3625 | 513.0813
21.10. | 7 | 1877.0644 | 1366.3625 | 513.0813
21.10. | 8 | 1877.0644 | 1366.3625 | 513.0813
21.10. | 9 | 1877.0644 | 1366.3625 | 513.0813
21.10. | 10 | 1877.0644 | 1366.3625 | 513.0813
21.10. | 11 | 1877.0644 | 1366.3625 | 513.0813
21.10. | 12 | 1877.0644 | 1366.3625 | 513.0813
21.10. | 13 | 1877.0644 | 1366.3625 | 513.0813
21.10. | 14 | 1877.0644 | 1366.3625 | 513.0813
21.10. | 15 | 1877.0644 | 1366.3625 | 513.0813
21.10. | 16 | 1877.0644 | 1366.3625 | 513.0813
21.10. | 17 | 1877.0644 | 1366.3625 | 513.0813
21.10. | 18 | 1877.0644 | 1366.3625 | 513.0813
21.10. | 19 | 1877.0644 | 1366.3625 | 513.0813
21.10. | 20 | 1877.0644 | 1366.3625 | 513.0813
21.10. | 21 | 1877.0644 | 1366.3625 | 513.0813
21.10. | 22 | 1877.0644 | 1366.3625 | 513.0813
21.10. | 23 | 1877.0644 | 1366.3625 | 513.0813
21.10. | 24 | 1877.0644 | 1366.3625 | 513.0813
22.10. | 1 | 1877.0644 | 1366.3625 | 513.0813
22.10. | 2 | 1877.0644 | 1366.3625 | 513.0813
22.10. | 3 | 1877.0644 | 1366.3625 | 513.0813
22.10. | 4 | 1877.0644 | 1366.3625 | 513.0813
22.10. | 5 | 1877.0644 | 1366.3625 | 513.0813
22.10. | 6 | 1877.0644 | 1366.3625 | 513.0813
22.10. | 7 | 1877.0644 | 1366.3625 | 513.0813
22.10. | 8 | 1877.0644 | 1366.3625 | 513.0813
22.10. | 9 | 1877.0644 | 1366.3625 | 513.0813
22.10. | 10 | 1877.0644 | 1366.3625 | 513.0813
22.10. | 11 | 1877.0644 | 1366.3625 | 513.0813
22.10. | 12 | 1877.0644 | 1366.3625 | 513.0813
22.10. | 13 | 1877.0644 | 1366.3625 | 513.0813
22.10. | 14 | 1877.0644 | 1366.3625 | 513.0813
22.10. | 15 | 1877.0644 | 1366.3625 | 513.0813
22.10. | 16 | 1877.0644 | 1366.3625 | 513.0813
22.10. | 17 | 1877.0644 | 1366.3625 | 513.0813
22.10. | 18 | 1877.0644 | 1366.3625 | 513.0813
22.10. | 19 | 1877.0644 | 1366.3625 | 513.0813
22.10. | 20 | 1877.0644 | 1366.3625 | 513.0813
22.10. | 21 | 1877.0644 | 1366.3625 | 513.0813
22.10. | 22 | 1877.0644 | 1366.3625 | 513.0813
22.10. | 23 | 1877.0644 | 1366.3625 | 513.0813
22.10. | 24 | 1877.0644 | 1366.3625 | 513.0813
23.10. | 1 | 1877.0644 | 1366.3625 | 513.0813
23.10. | 2 | 1877.0644 | 1366.3625 | 513.0813
23.10. | 3 | 1877.0644 | 1366.3625 | 513.0813
23.10. | 4 | 1877.0644 | 1366.3625 | 513.0813
23.10. | 5 | 1877.0644 | 1366.3625 | 513.0813
23.10. | 6 | 1877.0644 | 1366.3625 | 513.0813
23.10. | 7 | 1877.0644 | 1366.3625 | 513.0813
23.10. | 8 | 1877.0644 | 1366.3625 | 513.0813
23.10. | 9 | 1877.0644 | 1366.3625 | 513.0813
23.10. | 10 | 1877.0644 | 1366.3625 | 513.0813
23.10. | 11 | 1877.0644 | 1366.3625 | 513.0813
23.10. | 12 | 1877.0644 | 1366.3625 | 513.0813
23.10. | 13 | 1877.0644 | 1366.3625 | 513.0813
23.10. | 14 | 1877.0644 | 1366.3625 | 513.0813
23.10. | 15 | 1877.0644 | 1366.3625 | 513.0813
23.10. | 16 | 1877.0644 | 1366.3625 | 513.0813
23.10. | 17 | 1877.0644 | 1366.3625 | 513.0813
23.10. | 18 | 1877.0644 | 1366.3625 | 513.0813
23.10. | 19 | 1877.0644 | 1366.3625 | 513.0813
23.10. | 20 | 1877.0644 | 1366.3625 | 513.0813
23.10. | 21 | 1877.0644 | 1366.3625 | 513.0813
23.10. | 22 | 1877.0644 | 1366.3625 | 513.0813
23.10. | 23 | 1877.0644 | 1366.3625 | 513.0813
23.10. | 24 | 1877.0644 | 1366.3625 | 513.0813
24.10. | 1 | 1877.0644 | 1366.3625 | 513.0813
24.10. | 2 | 1877.0644 | 1366.3625 | 513.0813
24.10. | 3 | 1877.0644 | 1366.3625 | 513.0813
24.10. | 4 | 1877.0644 | 1366.3625 | 513.0813
24.10. | 5 | 1877.0644 | 1366.3625 | 513.0813
24.10. | 6 | 1877.0644 | 1366.3625 | 513.0813
24.10. | 7 | 1877.0644 | 1366.3625 | 513.0813
24.10. | 8 | 1877.0644 | 1366.3625 | 513.0813
24.10. | 9 | 1877.0644 | 1366.3625 | 513.0813
24.10. | 10 | 1877.0644 | 1366.3625 | 513.0813
24.10. | 11 | 1877.0644 | 1366.3625 | 513.0813
24.10. | 12 | 1877.0644 | 1366.3625 | 513.0813
24.10. | 13 | 1877.0644 | 1366.3625 | 513.0813
24.10. | 14 | 1877.0644 | 1366.3625 | 513.0813
24.10. | 15 | 1877.0644 | 1366.3625 | 513.0813
24.10. | 16 | 1877.0644 | 1366.3625 | 513.0813
24.10. | 17 | 1877.0644 | 1366.3625 | 513.0813
24.10. | 18 | 1877.0644 | 1366.3625 | 513.0813
24.10. | 19 | 1877.0644 | 1366.3625 | 513.0813
24.10. | 20 | 1877.0644 | 1366.3625 | 513.0813
24.10. | 21 | 1877.0644 | 1366.3625 | 513.0813
24.10. | 22 | 1877.0644 | 1366.3625 | 513.0813
24.10. | 23 | 1877.0644 | 1366.3625 | 513.0813
24.10. | 24 | 1877.0644 | 1366.3625 | 513.0813
25.10. | 1 | 1877.0644 | 1366.3625 | 513.0813
25.10. | 2 | 1877.0644 | 1366.3625 | 513.0813
25.10. | 3 | 1877.0644 | 1366.3625 | 513.0813
25.10. | 4 | 1877.0644 | 1366.3625 | 513.0813
25.10. | 5 | 1877.0644 | 1366.3625 | 513.0813
25.10. | 6 | 1877.0644 | 1366.3625 | 513.0813
25.10. | 7 | 1877.0644 | 1366.3625 | 513.0813
25.10. | 8 | 1877.0644 | 1366.3625 | 513.0813
25.10. | 9 | 1877.0644 | 1366.3625 | 513.0813
25.10. | 10 | 1877.0644 | 1366.3625 | 513.0813
25.10. | 11 | 1877.0644 | 1366.3625 | 513.0813
25.10. | 12 | 1877.0644 | 1366.3625 | 513.0813
25.10. | 13 | 1877.0644 | 1366.3625 | 513.0813
25.10. | 14 | 1877.0644 | 1366.3625 | 513.0813
25.10. | 15 | 1877.0644 | 1366.3625 | 513.0813
25.10. | 16 | 1877.0644 | 1366.3625 | 513.0813
25.10. | 17 | 1877.0644 | 1366.3625 | 513.0813
25.10. | 18 | 1877.0644 | 1366.3625 | 513.0813
25.10. | 19 | 1877.0644 | 1366.3625 | 513.0813
25.10. | 20 | 1877.0644 | 1366.3625 | 513.0813
25.10. | 21 | 1877.0644 | 1366.3625 | 513.0813
25.10. | 22 | 1877.0644 | 1366.3625 | 513.0813
25.10. | 23 | 1877.0644 | 1366.3625 | 513.0813
25.10. | 24 | 1877.0644 | 1366.3625 | 513.0813
26.10. | 1 | 1877.0644 | 1366.3625 | 513.0813
26.10. | 2 | 1877.0644 | 1366.3625 | 513.0813
26.10. | 3 | 1877.0644 | 1366.3625 | 513.0813
26.10. | 4 | 1877.0644 | 1366.3625 | 513.0813
26.10. | 5 | 1877.0644 | 1366.3625 | 513.0813
26.10. | 6 | 1877.0644 | 1366.3625 | 513.0813
26.10. | 7 | 1877.0644 | 1366.3625 | 513.0813
26.10. | 8 | 1877.0644 | 1366.3625 | 513.0813
26.10. | 9 | 1877.0644 | 1366.3625 | 513.0813
26.10. | 10 | 1877.0644 | 1366.3625 | 513.0813
26.10. | 11 | 1877.0644 | 1366.3625 | 513.0813
26.10. | 12 | 1877.0644 | 1366.3625 | 513.0813
26.10. | 13 | 1877.0644 | 1366.3625 | 513.0813
26.10. | 14 | 1877.0644 | 1366.3625 | 513.0813
26.10. | 15 | 1877.0644 | 1366.3625 | 513.0813
26.10. | 16 | 1877.0644 | 1366.3625 | 513.0813
26.10. | 17 | 1877.0644 | 1366.3625 | 513.0813
26.10. | 18 | 1877.0644 | 1366.3625 | 513.0813
26.10. | 19 | 1877.0644 | 1366.3625 | 513.0813
26.10. | 20 | 1877.0644 | 1366.3625 | 513.0813
26.10. | 21 | 1877.0644 | 1366.3625 | 513.0813
26.10. | 22 | 1877.0644 | 1366.3625 | 513.0813
26.10. | 23 | 1877.0644 | 1366.3625 | 513.0813
26.10. | 24 | 1877.0644 | 1366.3625 | 513.0813
27.10. | 1 | 1877.0644 | 1366.3625 | 513.0813
27.10. | 2 | 1877.0644 | 1366.3625 | 513.0813
27.10. | 3 | 1877.0644 | 1366.3625 | 513.0813
27.10. | 4 | 1877.0644 | 1366.3625 | 513.0813
27.10. | 5 | 1877.0644 | 1366.3625 | 513.0813
27.10. | 6 | 1877.0644 | 1366.3625 | 513.0813
27.10. | 7 | 1877.0644 | 1366.3625 | 513.0813
27.10. | 8 | 1877.0644 | 1366.3625 | 513.0813
27.10. | 9 | 1877.0644 | 1366.3625 | 513.0813
27.10. | 10 | 1877.0644 | 1366.3625 | 513.0813
27.10. | 11 | 1877.0644 | 1366.3625 | 513.0813
27.10. | 12 | 1877.0644 | 1366.3625 | 513.0813
27.10. | 13 | 1877.0644 | 1366.3625 | 513.0813
27.10. | 14 | 1877.0644 | 1366.3625 | 513.0813
27.10. | 15 | 1877.0644 | 1366.3625 | 513.0813
27.10. | 16 | 1877.0644 | 1366.3625 | 513.0813
27.10. | 17 | 1877.0644 | 1366.3625 | 513.0813
27.10. | 18 | 1877.0644 | 1366.3625 | 513.0813
27.10. | 19 | 1877.0644 | 1366.3625 | 513.0813
27.10. | 20 | 1877.0644 | 1366.3625 | 513.0813
27.10. | 21 | 1877.0644 | 1366.3625 | 513.0813
27.10. | 22 | 1877.0644 | 1366.3625 | 513.0813
27.10. | 23 | 1877.0644 | 1366.3625 | 513.0813
27.10. | 24 | 1877.0644 | 1366.3625 | 513.0813
28.10. | 1 | 1877.0644 | 1366.3625 | 513.0813
28.10. | 2 | 1877.0644 | 1366.3625 | 513.0813
28.10. | 3 | 1877.0644 | 1366.3625 | 513.0813
28.10. | 4 | 1877.0644 | 1366.3625 | 513.0813
28.10. | 5 | 1877.0644 | 1366.3625 | 513.0813
28.10. | 6 | 1877.0644 | 1366.3625 | 513.0813
28.10. | 7 | 1877.0644 | 1366.3625 | 513.0813
28.10. | 8 | 1877.0644 | 1366.3625 | 513.0813
28.10. | 9 | 1877.0644 | 1366.3625 | 513.0813
28.10. | 10 | 1877.0644 | 1366.3625 | 513.0813
28.10. | 11 | 1877.0644 | 1366.3625 | 513.0813
28.10. | 12 | 1877.0644 | 1366.3625 | 513.0813
28.10. | 13 | 1877.0644 | 1366.3625 | 513.0813
28.10. | 14 | 1877.0644 | 1366.3625 | 513.0813
28.10. | 15 | 1877.0644 | 1366.3625 | 513.0813
28.10. | 16 | 1877.0644 | 1366.3625 | 513.0813
28.10. | 17 | 1877.0644 | 1366.3625 | 513.0813
28.10. | 18 | 1877.0644 | 1366.3625 | 513.0813
28.10. | 19 | 1877.0644 | 1366.3625 | 513.0813
28.10. | 20 | 1877.0644 | 1366.3625 | 513.0813
28.10. | 21 | 1877.0644 | 1366.3625 | 513.0813
28.10. | 22 | 1877.0644 | 1366.3625 | 513.0813
28.10. | 23 | 1877.0644 | 1366.3625 | 513.0813
28.10. | 24 | 1877.0644 | 1366.3625 | 513.0813
29.10. | 1 | 1877.0644 | 1366.3625 | 513.0813
29.10. | 2 | 1877.0644 | 1366.3625 | 513.0813
29.10. | 3 | 1877.0644 | 1366.3625 | 513.0813
29.10. | 4 | 1877.0644 | 1366.3625 | 513.0813
29.10. | 5 | 1877.0644 | 1366.3625 | 513.0813
29.10. | 6 | 1877.0644 | 1366.3625 | 513.0813
29.10. | 7 | 1877.0644 | 1366.3625 | 513.0813
29.10. | 8 | 1877.0644 | 1366.3625 | 513.0813
29.10. | 9 | 1877.0644 | 1366.3625 | 513.0813
29.10. | 10 | 1877.0644 | 1366.3625 | 513.0813
29.10. | 11 | 1877.0644 | 1366.3625 | 513.0813
29.10. | 12 | 1877.0644 | 1366.3625 | 513.0813
29.10. | 13 | 1877.0644 | 1366.3625 | 513.0813
29.10. | 14 | 1877.0644 | 1366.3625 | 513.0813
29.10. | 15 | 1877.0644 | 1366.3625 | 513.0813
29.10. | 16 | 1877.0644 | 1366.3625 | 513.0813
29.10. | 17 | 1877.0644 | 1366.3625 | 513.0813
29.10. | 18 | 1877.0644 | 1366.3625 | 513.0813
29.10. | 19 | 1877.0644 | 1366.3625 | 513.0813
29.10. | 20 | 1877.0644 | 1366.3625 | 513.0813
29.10. | 21 | 1877.0644 | 1366.3625 | 513.0813
29.10. | 22 | 1877.0644 | 1366.3625 | 513.0813
29.10. | 23 | 1877.0644 | 1366.3625 | 513.0813
29.10. | 24 | 1877.0644 | 1366.3625 | 513.0813
30.10. | 1 | 1877.0644 | 1366.3625 | 513.0813
30.10. | 2 | 1877.0644 | 1366.3625 | 513.0813
30.10. | 3 | 1877.0644 | 1366.3625 | 513.0813
30.10. | 4 | 1877.0644 | 1366.3625 | 513.0813
30.10. | 5 | 1877.0644 | 1366.3625 | 513.0813
30.10. | 6 | 1877.0644 | 1366.3625 | 513.0813
30.10. | 7 | 1877.0644 | 1366.3625 | 513.0813
30.10. | 8 | 1877.0644 | 1366.3625 | 513.0813
30.10. | 9 | 1877.0644 | 1366.3625 | 513.0813
30.10. | 10 | 1877.0644 | 1366.3625 | 513.0813
30.10. | 11 | 1877.0644 | 1366.3625 | 513.0813
30.10. | 12 | 1877.0644 | 1366.3625 | 513.0813
30.10. | 13 | 1877.0644 | 1366.3625 | 513.0813
30.10. | 14 | 1877.0644 | 1366.3625 | 513.0813
30.10. | 15 | 1877.0644 | 1366.3625 | 513.0813
30.10. | 16 | 1877.0644 | 1366.3625 | 513.0813
30.10. | 17 | 1877.0644 | 1366.3625 | 513.0813
30.10. | 18 | 1877.0644 | 1366.3625 | 513.0813
30.10. | 19 | 1877.0644 | 1366.3625 | 513.0813
30.10. | 20 | 1877.0644 | 1366.3625 | 513.0813
30.10. | 21 | 1877.0644 | 1366.3625 | 513.0813
30.10. | 22 | 1877.0644 | 1366.3625 | 513.0813
30.10. | 23 | 1877.0644 | 1366.3625 | 513.0813
30.10. | 24 | 1877.0644 | 1366.3625 | 513.0813
31.10. | 1 | 1877.0644 | 1366.3625 | 513.0813
31.10. | 2 | 1877.0644 | 1366.3625 | 513.0813
31.10. | 3 | 1877.0644 | 1366.3625 | 513.0813
31.10. | 4 | 1877.0644 | 1366.3625 | 513.0813
31.10. | 5 | 1877.0644 | 1366.3625 | 513.0813
31.10. | 6 | 1877.0644 | 1366.3625 | 513.0813
31.10. | 7 | 1877.0644 | 1366.3625 | 513.0813
31.10. | 8 | 1877.0644 | 1366.3625 | 513.0813
31.10. | 9 | 1877.0644 | 1366.3625 | 513.0813
31.10. | 10 | 1877.0644 | 1366.3625 | 513.0813
31.10. | 11 | 1877.0644 | 1366.3625 | 513.0813
31.10. | 12 | 1877.0644 | 1366.3625 | 513.0813
31.10. | 13 | 1877.0644 | 1366.3625 | 513.0813
31.10. | 14 | 1877.0644 | 1366.3625 | 513.0813
31.10. | 15 | 1877.0644 | 1366.3625 | 513.0813
31.10. | 16 | 1877.0644 | 1366.3625 | 513.0813
31.10. | 17 | 1877.0644 | 1366.3625 | 513.0813
31.10. | 18 | 1877.0644 | 1366.3625 | 513.0813
31.10. | 19 | 1877.0644 | 1366.3625 | 513.0813
31.10. | 20 | 1877.0644 | 1366.3625 | 513.0813
31.10. | 21 | 1877.0644 | 1366.3625 | 513.0813
31.10. | 22 | 1877.0644 | 1366.3625 | 513.0813
31.10. | 23 | 1877.0644 | 1366.3625 | 513.0813
31.10. | 24 | 1877.0644 | 1366.3625 | 513.0813
01.11. | 1 | 1877.0644 | 1366.3625 | 513.0813
01.11. | 2 | 1877.0644 | 1366.3625 | 513.0813
01.11. | 3 | 1877.0644 | 1366.3625 | 513.0813
01.11. | 4 | 1877.0644 | 1366.3625 | 513.0813
01.11. | 5 | 1877.0644 | 1366.3625 | 513.0813
01.11. | 6 | 1877.0644 | 1366.3625 | 513.0813
01.11. | 7 | 1877.0644 | 1366.3625 | 513.0813
01.11. | 8 | 1877.0644 | 1366.3625 | 513.0813
01.11. | 9 | 1877.0644 | 1366.3625 | 513.0813
01.11. | 10 | 1877.0644 | 1366.3625 | 513.0813
01.11. | 11 | 1877.0644 | 1366.3625 | 513.0813
01.11. | 12 | 1877.0644 | 1366.3625 | 513.0813
01.11. | 13 | 1877.0644 | 1366.3625 | 513.0813
01.11. | 14 | 1877.0644 | 1366.3625 | 513.0813
01.11. | 15 | 1877.0644 | 1366.3625 | 513.0813
01.11. | 16 | 1877.0644 | 1366.3625 | 513.0813
01.11. | 17 | 1877.0644 | 1366.3625 | 513.0813
01.11. | 18 | 1877.0644 | 1366.3625 | 513.0813
01.11. | 19 | 1877.0644 | 1366.3625 | 513.0813
01.11. | 20 | 1877.0644 | 1366.3625 | 513.0813
01.11. | 21 | 1877.0644 | 1366.3625 | 513.0813
01.11. | 22 | 1877.0644 | 1366.3625 | 513.0813
01.11. | 23 | 1877.0644 | 1366.3625 | 513.0813
01.11. | 24 | 1877.0644 | 1366.3625 | 513.0813
02.11. | 1 | 1877.0644 | 1366.3625 | 513.0813
02.11. | 2 | 1877.0644 | 1366.3625 | 513.0813
02.11. | 3 | 1877.0644 | 1366.3625 | 513.0813
02.11. | 4 | 1877.0644 | 1366.3625 | 513.0813
02.11. | 5 | 1877.0644 | 1366.3625 | 513.0813
02.11. | 6 | 1877.0644 | 1366.3625 | 513.0813
02.11. | 7 | 1877.0644 | 1366.3625 | 513.0813
02.11. | 8 | 1877.0644 | 1366.3625 | 513.0813
02.11. | 9 | 1877.0644 | 1366.3625 | 513.0813
02.11. | 10 | 1877.0644 | 1366.3625 | 513.0813
02.11. | 11 | 1877.0644 | 1366.3625 | 513.0813
02.11. | 12 | 1877.0644 | 1366.3625 | 513.0813
02.11. | 13 | 1877.0644 | 1366.3625 | 513.0813
02.11. | 14 | 1877.0644 | 1366.3625 | 513.0813
02.11. | 15 | 1877.0644 | 1366.3625 | 513.0813
02.11. | 16 | 1877.0644 | 1366.3625 | 513.0813
02.11. | 17 | 1877.0644 | 1366.3625 | 513.0813
02.11. | 18 | 1877.0644 | 1366.3625 | 513.0813
02.11. | 19 | 1877.0644 | 1366.3625 | 513.0813
02.11. | 20 | 1877.0644 | 1366.3625 | 513.0813
02.11. | 21 | 1877.0644 | 1366.3625 | 513.0813
02.11. | 22 | 1877.0644 | 1366.3625 | 513.0813
02.11. | 23 | 1877.0644 | 1366.3625 | 513.0813
02.11. | 24 | 1877.0644 | 1366.3625 | 513.0813
03.11. | 1 | 1877.0644 | 1366.3625 | 513.0813
03.11. | 2 | 1877.0644 | 1366.3625 | 513.0813
03.11. | 3 | 1877.0644 | 1366.3625 | 513.0813
03.11. | 4 | 1877.0644 | 1366.3625 | 513.0813
03.11. | 5 | 1877.0644 | 1366.3625 | 513.0813
03.11. | 6 | 1877.0644 | 1366.3625 | 513.0813
03.11. | 7 | 1877.0644 | 1366.3625 | 513.0813
03.11. | 8 | 1877.0644 | 1366.3625 | 513.0813
03.11. | 9 | 1877.0644 | 1366.3625 | 513.0813
03.11. | 10 | 1877.0644 | 1366.3625 | 513.0813
03.11. | 11 | 1877.0644 | 1366.3625 | 513.0813
03.11. | 12 | 1877.0644 | 1366.3625 | 513.0813
03.11. | 13 | 1877.0644 | 1366.3625 | 513.0813
03.11. | 14 | 1877.0644 | 1366.3625 | 513.0813
03.11. | 15 | 1877.0644 | 1366.3625 | 513.0813
03.11. | 16 | 1877.0644 | 1366.3625 | 513.0813
03.11. | 17 | 1877.0644 | 1366.3625 | 513.0813
03.11. | 18 | 1877.0644 | 1366.3625 | 513.0813
03.11. | 19 | 1877.0644 | 1366.3625 | 513.0813
03.11. | 20 | 1877.0644 | 1366.3625 | 513.0813
03.11. | 21 | 1877.0644 | 1366.3625 | 513.0813
03.11. | 22 | 1877.0644 | 1366.3625 | 513.0813
03.11. | 23 | 1877.0644 | 1366.3625 | 513.0813
03.11. | 24 | 1877.0644 | 1366.3625 | 513.0813
04.11. | 1 | 1877.0644 | 1366.3625 | 513.0813
04.11. | 2 | 1877.0644 | 1366.3625 | 513.0813
04.11. | 3 | 1877.0644 | 1366.3625 | 513.0813
04.11. | 4 | 1877.0644 | 1366.3625 | 513.0813
04.11. | 5 | 1877.0644 | 1366.3625 | 513.0813
04.11. | 6 | 1877.0644 | 1366.3625 | 513.0813
04.11. | 7 | 1877.0644 | 1366.3625 | 513.0813
04.11. | 8 | 1877.0644 | 1366.3625 | 513.0813
04.11. | 9 | 1877.0644 | 1366.3625 | 513.0813
04.11. | 10 | 1877.0644 | 1366.3625 | 513.0813
04.11. | 11 | 1877.0644 | 1366.3625 | 513.0813
04.11. | 12 | 1877.0644 | 1366.3625 | 513.0813
04.11. | 13 | 1877.0644 | 1366.3625 | 513.0813
04.11. | 14 | 1877.0644 | 1366.3625 | 513.0813
04.11. | 15 | 1877.0644 | 1366.3625 | 513.0813
04.11. | 16 | 1877.0644 | 1366.3625 | 513.0813
04.11. | 17 | 1877.0644 | 1366.3625 | 513.0813
04.11. | 18 | 1877.0644 | 1366.3625 | 513.0813
04.11. | 19 | 1877.0644 | 1366.3625 | 513.0813
04.11. | 20 | 1877.0644 | 1366.3625 | 513.0813
04.11. | 21 | 1877.0644 | 1366.3625 | 513.0813
04.11. | 22 | 1877.0644 | 1366.3625 | 513.0813
04.11. | 23 | 1877.0644 | 1366.3625 | 513.0813
04.11. | 24 | 1877.0644 | 1366.3625 | 513.0813
05.11. | 1 | 1877.0644 | 1366.3625 | 513.0813
05.11. | 2 | 1877.0644 | 1366.3625 | 513.0813
05.11. | 3 | 1877.0644 | 1366.3625 | 513.0813
05.11. | 4 | 1877.0644 | 1366.3625 | 513.0813
05.11. | 5 | 1877.0644 | 1366.3625 | 513.0813
05.11. | 6 | 1877.0644 | 1366.3625 | 513.0813
05.11. | 7 | 1877.0644 | 1366.3625 | 513.0813
05.11. | 8 | 1877.0644 | 1366.3625 | 513.0813
05.11. | 9 | 1877.0644 | 1366.3625 | 513.0813
05.11. | 10 | 1877.0644 | 1366.3625 | 513.0813
05.11. | 11 | 1877.0644 | 1366.3625 | 513.0813
05.11. | 12 | 1877.0644 | 1366.3625 | 513.0813
05.11. | 13 | 1877.0644 | 1366.3625 | 513.0813
05.11. | 14 | 1877.0644 | 1366.3625 | 513.0813
05.11. | 15 | 1877.0644 | 1366.3625 | 513.0813
05.11. | 16 | 1877.0644 | 1366.3625 | 513.0813
05.11. | 17 | 1877.0644 | 1366.3625 | 513.0813
05.11. | 18 | 1877.0644 | 1366.3625 | 513.0813
05.11. | 19 | 1877.0644 | 1366.3625 | 513.0813
05.11. | 20 | 1877.0644 | 1366.3625 | 513.0813
05.11. | 21 | 1877.0644 | 1366.3625 | 513.0813
05.11. | 22 | 1877.0644 | 1366.3625 | 513.0813
05.11. | 23 | 1877.0644 | 1366.3625 | 513.0813
05.11. | 24 | 1877.0644 | 1366.3625 | 513.0813
06.11. | 1 | 1877.0644 | 1366.3625 | 513.0813
06.11. | 2 | 1877.0644 | 1366.3625 | 513.0813
06.11. | 3 | 1877.0644 | 1366.3625 | 513.0813
06.11. | 4 | 1877.0644 | 1366.3625 | 513.0813
06.11. | 5 | 1877.0644 | 1366.3625 | 513.0813
06.11. | 6 | 1877.0644 | 1366.3625 | 513.0813
06.11. | 7 | 1877.0644 | 1366.3625 | 513.0813
06.11. | 8 | 1877.0644 | 1366.3625 | 513.0813
06.11. | 9 | 1877.0644 | 1366.3625 | 513.0813
06.11. | 10 | 1877.0644 | 1366.3625 | 513.0813
06.11. | 11 | 1877.0644 | 1366.3625 | 513.0813
06.11. | 12 | 1877.0644 | 1366.3625 | 513.0813
06.11. | 13 | 1877.0644 | 1366.3625 | 513.0813
06.11. | 14 | 1877.0644 | 1366.3625 | 513.0813
06.11. | 15 | 1877.0644 | 1366.3625 | 513.0813
06.11. | 16 | 1877.0644 | 1366.3625 | 513.0813
06.11. | 17 | 1877.0644 | 1366.3625 | 513.0813
06.11. | 18 | 1877.0644 | 1366.3625 | 513.0813
06.11. | 19 | 1877.0644 | 1366.3625 | 513.0813
06.11. | 20 | 1877.0644 | 1366.3625 | 513.0813
06.11. | 21 | 1877.0644 | 1366.3625 | 513.0813
06.11. | 22 | 1877.0644 | 1366.3625 | 513.0813
06.11. | 23 | 1877.0644 | 1366.3625 | 513.0813
06.11. | 24 | 1877.0644 | 1366.3625 | 513.0813
07.11. | 1 | 1877.0644 | 1366.3625 | 513.0813
07.11. | 2 | 1877.0644 | 1366.3625 | 513.0813
07.11. | 3 | 1877.0644 | 1366.3625 | 513.0813
07.11. | 4 | 1877.0644 | 1366.3625 | 513.0813
07.11. | 5 | 1877.0644 | 1366.3625 | 513.0813
07.11. | 6 | 1877.0644 | 1366.3625 | 513.0813
07.11. | 7 | 1877.0644 | 1366.3625 | 513.0813
07.11. | 8 | 1877.0644 | 1366.3625 | 513.0813
07.11. | 9 | 1877.0644 | 1366.3625 | 513.0813
07.11. | 10 | 1877.0644 | 1366.3625 | 513.0813
07.11. | 11 | 1877.0644 | 1366.3625 | 513.0813
07.11. | 12 | 1877.0644 | 1366.3625 | 513.0813
07.11. | 13 | 1877.0644 | 1366.3625 | 513.0813
07.11. | 14 | 1877.0644 | 1366.3625 | 513.0813
07.11. | 15 | 1877.0644 | 1366.3625 | 513.0813
07.11. | 16 | 1877.0644 | 1366.3625 | 513.0813
07.11. | 17 | 1877.0644 | 1366.3625 | 513.0813
07.11. | 18 | 1877.0644 | 1366.3625 | 513.0813
07.11. | 19 | 1877.0644 | 1366.3625 | 513.0813
07.11. | 20 | 1877.0644 | 1366.3625 | 513.0813
07.11. | 21 | 1877.0644 | 1366.3625 | 513.0813
07.11. | 22 | 1877.0644 | 1366.3625 | 513.0813
07.11. | 23 | 1877.0644 | 1366.3625 | 513.0813
07.11. | 24 | 1877.0644 | 1366.3625 | 513.0813
08.11. | 1 | 1877.0644 | 1366.3625 | 513.0813
08.11. | 2 | 1877.0644 | 1366.3625 | 513.0813
08.11. | 3 | 1877.0644 | 1366.3625 | 513.0813
08.11. | 4 | 1877.0644 | 1366.3625 | 513.0813
08.11. | 5 | 1877.0644 | 1366.3625 | 513.0813
08.11. | 6 | 1877.0644 | 1366.3625 | 513.0813
08.11. | 7 | 1877.0644 | 1366.3625 | 513.0813
08.11. | 8 | 1877.0644 | 1366.3625 | 513.0813
08.11. | 9 | 1877.0644 | 1366.3625 | 513.0813
08.11. | 10 | 1877.0644 | 1366.3625 | 513.0813
08.11. | 11 | 1877.0644 | 1366.3625 | 513.0813
08.11. | 12 | 1877.0644 | 1366.3625 | 513.0813
08.11. | 13 | 1877.0644 | 1366.3625 | 513.0813
08.11. | 14 | 1877.0644 | 1366.3625 | 513.0813
08.11. | 15 | 1877.0644 | 1366.3625 | 513.0813
08.11. | 16 | 1877.0644 | 1366.3625 | 513.0813
08.11. | 17 | 1877.0644 | 1366.3625 | 513.0813
08.11. | 18 | 1877.0644 | 1366.3625 | 513.0813
08.11. | 19 | 1877.0644 | 1366.3625 | 513.0813
08.11. | 20 | 1877.0644 | 1366.3625 | 513.0813
08.11. | 21 | 1877.0644 | 1366.3625 | 513.0813
08.11. | 22 | 1877.0644 | 1366.3625 | 513.0813
08.11. | 23 | 1877.0644 | 1366.3625 | 513.0813
08.11. | 24 | 1877.0644 | 1366.3625 | 513.0813
09.11. | 1 | 1877.0644 | 1366.3625 | 513.0813
09.11. | 2 | 1877.0644 | 1366.3625 | 513.0813
09.11. | 3 | 1877.0644 | 1366.3625 | 513.0813
09.11. | 4 | 1877.0644 | 1366.3625 | 513.0813
09.11. | 5 | 1877.0644 | 1366.3625 | 513.0813
09.11. | 6 | 1877.0644 | 1366.3625 | 513.0813
09.11. | 7 | 1877.0644 | 1366.3625 | 513.0813
09.11. | 8 | 1877.0644 | 1366.3625 | 513.0813
09.11. | 9 | 1877.0644 | 1366.3625 | 513.0813
09.11. | 10 | 1877.0644 | 1366.3625 | 513.0813
09.11. | 11 | 1877.0644 | 1366.3625 | 513.0813
09.11. | 12 | 1877.0644 | 1366.3625 | 513.0813
09.11. | 13 | 1877.0644 | 1366.3625 | 513.0813
09.11. | 14 | 1877.0644 | 1366.3625 | 513.0813
09.11. | 15 | 1877.0644 | 1366.3625 | 513.0813
09.11. | 16 | 1877.0644 | 1366.3625 | 513.0813
09.11. | 17 | 1877.0644 | 1366.3625 | 513.0813
09.11. | 18 | 1877.0644 | 1366.3625 | 513.0813
09.11. | 19 | 1877.0644 | 1366.3625 | 513.0813
09.11. | 20 | 1877.0644 | 1366.3625 | 513.0813
09.11. | 21 | 1877.0644 | 1366.3625 | 513.0813
09.11. | 22 | 1877.0644 | 1366.3625 | 513.0813
09.11. | 23 | 1877.0644 | 1366.3625 | 513.0813
09.11. | 24 | 1877.0644 | 1366.3625 | 513.0813
10.11. | 1 | 1877.0644 | 1366.3625 | 513.0813
10.11. | 2 | 1877.0644 | 1366.3625 | 513.0813
10.11. | 3 | 1877.0644 | 1366.3625 | 513.0813
10.11. | 4 | 1877.0644 | 1366.3625 | 513.0813
10.11. | 5 | 1877.0644 | 1366.3625 | 513.0813
10.11. | 6 | 1877.0644 | 1366.3625 | 513.0813
10.11. | 7 | 1877.0644 | 1366.3625 | 513.0813
10.11. | 8 | 1877.0644 | 1366.3625 | 513.0813
10.11. | 9 | 1877.0644 | 1366.3625 | 513.0813
10.11. | 10 | 1877.0644 | 1366.3625 | 513.0813
10.11. | 11 | 1877.0644 | 1366.3625 | 513.0813
10.11. | 12 | 1877.0644 | 1366.3625 | 513.0813
10.11. | 13 | 1877.0644 | 1366.3625 | 513.0813
10.11. | 14 | 1877.0644 | 1366.3625 | 513.0813
10.11. | 15 | 1877.0644 | 1366.3625 | 513.0813
10.11. | 16 | 1877.0644 | 1366.3625 | 513.0813
10.11. | 17 | 1877.0644 | 1366.3625 | 513.0813
10.11. | 18 | 1877.0644 | 1366.3625 | 513.0813
10.11. | 19 | 1877.0644 | 1366.3625 | 513.0813
10.11. | 20 | 1877.0644 | 1366.3625 | 513.0813
10.11. | 21 | 1877.0644 | 1366.3625 | 513.0813
10.11. | 22 | 1877.0644 | 1366.3625 | 513.0813
10.11. | 23 | 1877.0644 | 1366.3625 | 513.0813
10.11. | 24 | 1877.0644 | 1366.3625 | 513.0813
11.11. | 1 | 1877.0644 | 1366.3625 | 513.0813
11.11. | 2 | 1877.0644 | 1366.3625 | 513.0813
11.11. | 3 | 1877.0644 | 1366.3625 | 513.0813
11.11. | 4 | 1877.0644 | 1366.3625 | 513.0813
11.11. | 5 | 1877.0644 | 1366.3625 | 513.0813
11.11. | 6 | 1877.0644 | 1366.3625 | 513.0813
11.11. | 7 | 1877.0644 | 1366.3625 | 513.0813
11.11. | 8 | 1877.0644 | 1366.3625 | 513.0813
11.11. | 9 | 1877.0644 | 1366.3625 | 513.0813
11.11. | 10 | 1877.0644 | 1366.3625 | 513.0813
11.11. | 11 | 1877.0644 | 1366.3625 | 513.0813
11.11. | 12 | 1877.0644 | 1366.3625 | 513.0813
11.11. | 13 | 1877.0644 | 1366.3625 | 513.0813
11.11. | 14 | 1877.0644 | 1366.3625 | 513.0813
11.11. | 15 | 1877.0644 | 1366.3625 | 513.0813
11.11. | 16 | 1877.0644 | 1366.3625 | 513.0813
11.11. | 17 | 1877.0644 | 1366.3625 | 513.0813
11.11. | 18 | 1877.0644 | 1366.3625 | 513.0813
11.11. | 19 | 1877.0644 | 1366.3625 | 513.0813
11.11. | 20 | 1877.0644 | 1366.3625 | 513.0813
11.11. | 21 | 1877.0644 | 1366.3625 | 513.0813
11.11. | 22 | 1877.0644 | 1366.3625 | 513.0813
11.11. | 23 | 1877.0644 | 1366.3625 | 513.0813
11.11. | 24 | 1877.0644 | 1366.3625 | 513.0813
12.11. | 1 | 1877.0644 | 1366.3625 | 513.0813
12.11. | 2 | 1877.0644 | 1366.3625 | 513.0813
12.11. | 3 | 1877.0644 | 1366.3625 | 513.0813
12.11. | 4 | 1877.0644 | 1366.3625 | 513.0813
12.11. | 5 | 1877.0644 | 1366.3625 | 513.0813
12.11. | 6 | 1877.0644 | 1366.3625 | 513.0813
12.11. | 7 | 1877.0644 | 1366.3625 | 513.0813
12.11. | 8 | 1877.0644 | 1366.3625 | 513.0813
12.11. | 9 | 1877.0644 | 1366.3625 | 513.0813
12.11. | 10 | 1877.0644 | 1366.3625 | 513.0813
12.11. | 11 | 1877.0644 | 1366.3625 | 513.0813
12.11. | 12 | 1877.0644 | 1366.3625 | 513.0813
12.11. | 13 | 1877.0644 | 1366.3625 | 513.0813
12.11. | 14 | 1877.0644 | 1366.3625 | 513.0813
12.11. | 15 | 1877.0644 | 1366.3625 | 513.0813
12.11. | 16 | 1877.0644 | 1366.3625 | 513.0813
12.11. | 17 | 1877.0644 | 1366.3625 | 513.0813
12.11. | 18 | 1877.0644 | 1366.3625 | 513.0813
12.11. | 19 | 1877.0644 | 1366.3625 | 513.0813
12.11. | 20 | 1877.0644 | 1366.3625 | 513.0813
12.11. | 21 | 1877.0644 | 1366.3625 | 513.0813
12.11. | 22 | 1877.0644 | 1366.3625 | 513.0813
12.11. | 23 | 1877.0644 | 1366.3625 | 513.0813
12.11. | 24 | 1877.0644 | 1366.3625 | 513.0813
13.11. | 1 | 1877.0644 | 1366.3625 | 513.0813
13.11. | 2 | 1877.0644 | 1366.3625 | 513.0813
13.11. | 3 | 1877.0644 | 1366.3625 | 513.0813
13.11. | 4 | 1877.0644 | 1366.3625 | 513.0813
13.11. | 5 | 1877.0644 | 1366.3625 | 513.0813
13.11. | 6 | 1877.0644 | 1366.3625 | 513.0813
13.11. | 7 | 1877.0644 | 1366.3625 | 513.0813
13.11. | 8 | 1877.0644 | 1366.3625 | 513.0813
13.11. | 9 | 1877.0644 | 1366.3625 | 513.0813
13.11. | 10 | 1877.0644 | 1366.3625 | 513.0813
13.11. | 11 | 1877.0644 | 1366.3625 | 513.0813
13.11. | 12 | 1877.0644 | 1366.3625 | 513.0813
13.11. | 13 | 1877.0644 | 1366.3625 | 513.0813
13.11. | 14 | 1877.0644 | 1366.3625 | 513.0813
13.11. | 15 | 1877.0644 | 1366.3625 | 513.0813
13.11. | 16 | 1877.0644 | 1366.3625 | 513.0813
13.11. | 17 | 1877.0644 | 1366.3625 | 513.0813
13.11. | 18 | 1877.0644 | 1366.3625 | 513.0813
13.11. | 19 | 1877.0644 | 1366.3625 | 513.0813
13.11. | 20 | 1877.0644 | 1366.3625 | 513.0813
13.11. | 21 | 1877.0644 | 1366.3625 | 513.0813
13.11. | 22 | 1877.0644 | 1366.3625 | 513.0813
13.11. | 23 | 1877.0644 | 1366.3625 | 513.0813
13.11. | 24 | 1877.0644 | 1366.3625 | 513.0813
14.11. | 1 | 1877.0644 | 1366.3625 | 513.0813
14.11. | 2 | 1877.0644 | 1366.3625 | 513.0813
14.11. | 3 | 1877.0644 | 1366.3625 | 513.0813
14.11. | 4 | 1877.0644 | 1366.3625 | 513.0813
14.11. | 5 | 1877.0644 | 1366.3625 | 513.0813
14.11. | 6 | 1877.0644 | 1366.3625 | 513.0813
14.11. | 7 | 1877.0644 | 1366.3625 | 513.0813
14.11. | 8 | 1877.0644 | 1366.3625 | 513.0813
14.11. | 9 | 1877.0644 | 1366.3625 | 513.0813
14.11. | 10 | 1877.0644 | 1366.3625 | 513.0813
14.11. | 11 | 1877.0644 | 1366.3625 | 513.0813
14.11. | 12 | 1877.0644 | 1366.3625 | 513.0813
14.11. | 13 | 1877.0644 | 1366.3625 | 513.0813
14.11. | 14 | 1877.0644 | 1366.3625 | 513.0813
14.11. | 15 | 1877.0644 | 1366.3625 | 513.0813
14.11. | 16 | 1877.0644 | 1366.3625 | 513.0813
14.11. | 17 | 1877.0644 | 1366.3625 | 513.0813
14.11. | 18 | 1877.0644 | 1366.3625 | 513.0813
14.11. | 19 | 1877.0644 | 1366.3625 | 513.0813
14.11. | 20 | 1877.0644 | 1366.3625 | 513.0813
14.11. | 21 | 1877.0644 | 1366.3625 | 513.0813
14.11. | 22 | 1877.0644 | 1366.3625 | 513.0813
14.11. | 23 | 1877.0644 | 1366.3625 | 513.0813
14.11. | 24 | 1877.0644 | 1366.3625 | 513.0813
15.11. | 1 | 1877.0644 | 1366.3625 | 513.0813
15.11. | 2 | 1877.0644 | 1366.3625 | 513.0813
15.11. | 3 | 1877.0644 | 1366.3625 | 513.0813
15.11. | 4 | 1877.0644 | 1366.3625 | 513.0813
15.11. | 5 | 1877.0644 | 1366.3625 | 513.0813
15.11. | 6 | 1877.0644 | 1366.3625 | 513.0813
15.11. | 7 | 1877.0644 | 1366.3625 | 513.0813
15.11. | 8 | 1877.0644 | 1366.3625 | 513.0813
15.11. | 9 | 1877.0644 | 1366.3625 | 513.0813
15.11. | 10 | 1877.0644 | 1366.3625 | 513.0813
15.11. | 11 | 1877.0644 | 1366.3625 | 513.0813
15.11. | 12 | 1877.0644 | 1366.3625 | 513.0813
15.11. | 13 | 1877.0644 | 1366.3625 | 513.0813
15.11. | 14 | 1877.0644 | 1366.3625 | 513.0813
15.11. | 15 | 1877.0644 | 1366.3625 | 513.0813
15.11. | 16 | 1877.0644 | 1366.3625 | 513.0813
15.11. | 17 | 1877.0644 | 1366.3625 | 513.0813
15.11. | 18 | 1877.0644 | 1366.3625 | 513.0813
15.11. | 19 | 1877.0644 | 1366.3625 | 513.0813
15.11. | 20 | 1877.0644 | 1366.3625 | 513.0813
15.11. | 21 | 1877.0644 | 1366.3625 | 513.0813
15.11. | 22 | 1877.0644 | 1366.3625 | 513.0813
15.11. | 23 | 1877.0644 | 1366.3625 | 513.0813
15.11. | 24 | 1877.0644 | 1366.3625 | 513.0813
16.11. | 1 | 1877.0644 | 1366.3625 | 513.0813
16.11. | 2 | 1877.0644 | 1366.3625 | 513.0813
16.11. | 3 | 1877.0644 | 1366.3625 | 513.0813
16.11. | 4 | 1877.0644 | 1366.3625 | 513.0813
16.11. | 5 | 1877.0644 | 1366.3625 | 513.0813
16.11. | 6 | 1877.0644 | 1366.3625 | 513.0813
16.11. | 7 | 1877.0644 | 1366.3625 | 513.0813
16.11. | 8 | 1877.0644 | 1366.3625 | 513.0813
16.11. | 9 | 1877.0644 | 1366.3625 | 513.0813
16.11. | 10 | 1877.0644 | 1366.3625 | 513.0813
16.11. | 11 | 1877.0644 | 1366.3625 | 513.0813
16.11. | 12 | 1877.0644 | 1366.3625 | 513.0813
16.11. | 13 | 1877.0644 | 1366.3625 | 513.0813
16.11. | 14 | 1877.0644 | 1366.3625 | 513.0813
16.11. | 15 | 1877.0644 | 1366.3625 | 513.0813
16.11. | 16 | 1877.0644 | 1366.3625 | 513.0813
16.11. | 17 | 1877.0644 | 1366.3625 | 513.0813
16.11. | 18 | 1877.0644 | 1366.3625 | 513.0813
16.11. | 19 | 1877.0644 | 1366.3625 | 513.0813
16.11. | 20 | 1877.0644 | 1366.3625 | 513.0813
16.11. | 21 | 1877.0644 | 1366.3625 | 513.0813
16.11. | 22 | 1877.0644 | 1366.3625 | 513.0813
16.11. | 23 | 1877.0644 | 1366.3625 | 513.0813
16.11. | 24 | 1877.0644 | 1366.3625 | 513.0813
17.11. | 1 | 1877.0644 | 1366.3625 | 513.0813
17.11. | 2 | 1877.0644 | 1366.3625 | 513.0813
17.11. | 3 | 1877.0644 | 1366.3625 | 513.0813
17.11. | 4 | 1877.0644 | 1366.3625 | 513.0813
17.11. | 5 | 1877.0644 | 1366.3625 | 513.0813
17.11. | 6 | 1877.0644 | 1366.3625 | 513.0813
17.11. | 7 | 1877.0644 | 1366.3625 | 513.0813
17.11. | 8 | 1877.0644 | 1366.3625 | 513.0813
17.11. | 9 | 1877.0644 | 1366.3625 | 513.0813
17.11. | 10 | 1877.0644 | 1366.3625 | 513.0813
17.11. | 11 | 1877.0644 | 1366.3625 | 513.0813
17.11. | 12 | 1877.0644 | 1366.3625 | 513.0813
17.11. | 13 | 1877.0644 | 1366.3625 | 513.0813
17.11. | 14 | 1877.0644 | 1366.3625 | 513.0813
17.11. | 15 | 1877.0644 | 1366.3625 | 513.0813
17.11. | 16 | 1877.0644 | 1366.3625 | 513.0813
17.11. | 17 | 1877.0644 | 1366.3625 | 513.0813
17.11. | 18 | 1877.0644 | 1366.3625 | 513.0813
17.11. | 19 | 1877.0644 | 1366.3625 | 513.0813
17.11. | 20 | 1877.0644 | 1366.3625 | 513.0813
17.11. | 21 | 1877.0644 | 1366.3625 | 513.0813
17.11. | 22 | 1877.0644 | 1366.3625 | 513.0813
17.11. | 23 | 1877.0644 | 1366.3625 | 513.0813
17.11. | 24 | 1877.0644 | 1366.3625 | 513.0813
18.11. | 1 | 1877.0644 | 1366.3625 | 513.0813
18.11. | 2 | 1877.0644 | 1366.3625 | 513.0813
18.11. | 3 | 1877.0644 | 1366.3625 | 513.0813
18.11. | 4 | 1877.0644 | 1366.3625 | 513.0813
18.11. | 5 | 1877.0644 | 1366.3625 | 513.0813
18.11. | 6 | 1877.0644 | 1366.3625 | 513.0813
18.11. | 7 | 1877.0644 | 1366.3625 | 513.0813
18.11. | 8 | 1877.0644 | 1366.3625 | 513.0813
18.11. | 9 | 1877.0644 | 1366.3625 | 513.0813
18.11. | 10 | 1877.0644 | 1366.3625 | 513.0813
18.11. | 11 | 1877.0644 | 1366.3625 | 513.0813
18.11. | 12 | 1877.0644 | 1366.3625 | 513.0813
18.11. | 13 | 1877.0644 | 1366.3625 | 513.0813
18.11. | 14 | 1877.0644 | 1366.3625 | 513.0813
18.11. | 15 | 1877.0644 | 1366.3625 | 513.0813
18.11. | 16 | 1877.0644 | 1366.3625 | 513.0813
18.11. | 17 | 1877.0644 | 1366.3625 | 513.0813
18.11. | 18 | 1877.0644 | 1366.3625 | 513.0813
18.11. | 19 | 1877.0644 | 1366.3625 | 513.0813
18.11. | 20 | 1877.0644 | 1366.3625 | 513.0813
18.11. | 21 | 1877.0644 | 1366.3625 | 513.0813
18.11. | 22 | 1877.0644 | 1366.3625 | 513.0813
18.11. | 23 | 1877.0644 | 1366.3625 | 513.0813
18.11. | 24 | 1877.0644 | 1366.3625 | 513.0813
19.11. | 1 | 1877.0644 | 1366.3625 | 513.0813
19.11. | 2 | 1877.0644 | 1366.3625 | 513.0813
19.11. | 3 | 1877.0644 | 1366.3625 | 513.0813
19.11. | 4 | 1877.0644 | 1366.3625 | 513.0813
19.11. | 5 | 1877.0644 | 1366.3625 | 513.0813
19.11. | 6 | 1877.0644 | 1366.3625 | 513.0813
19.11. | 7 | 1877.0644 | 1366.3625 | 513.0813
19.11. | 8 | 1877.0644 | 1366.3625 | 513.0813
19.11. | 9 | 1877.0644 | 1366.3625 | 513.0813
19.11. | 10 | 1877.0644 | 1366.3625 | 513.0813
19.11. | 11 | 1877.0644 | 1366.3625 | 513.0813
19.11. | 12 | 1877.0644 | 1366.3625 | 513.0813
19.11. | 13 | 1877.0644 | 1366.3625 | 513.0813
19.11. | 14 | 1877.0644 | 1366.3625 | 513.0813
19.11. | 15 | 1877.0644 | 1366.3625 | 513.0813
19.11. | 16 | 1877.0644 | 1366.3625 | 513.0813
19.11. | 17 | 1877.0644 | 1366.3625 | 513.0813
19.11. | 18 | 1877.0644 | 1366.3625 | 513.0813
19.11. | 19 | 1877.0644 | 1366.3625 | 513.0813
19.11. | 20 | 1877.0644 | 1366.3625 | 513.0813
19.11. | 21 | 1877.0644 | 1366.3625 | 513.0813
19.11. | 22 | 1877.0644 | 1366.3625 | 513.0813
19.11. | 23 | 1877.0644 | 1366.3625 | 513.0813
19.11. | 24 | 1877.0644 | 1366.3625 | 513.0813
20.11. | 1 | 1877.0644 | 1366.3625 | 513.0813
20.11. | 2 | 1877.0644 | 1366.3625 | 513.0813
20.11. | 3 | 1877.0644 | 1366.3625 | 513.0813
20.11. | 4 | 1877.0644 | 1366.3625 | 513.0813
20.11. | 5 | 1877.0644 | 1366.3625 | 513.0813
20.11. | 6 | 1877.0644 | 1366.3625 | 513.0813
20.11. | 7 | 1877.0644 | 1366.3625 | 513.0813
20.11. | 8 | 1877.0644 | 1366.3625 | 513.0813
20.11. | 9 | 1877.0644 | 1366.3625 | 513.0813
20.11. | 10 | 1877.0644 | 1366.3625 | 513.0813
20.11. | 11 | 1877.0644 | 1366.3625 | 513.0813
20.11. | 12 | 1877.0644 | 1366.3625 | 513.0813
20.11. | 13 | 1877.0644 | 1366.3625 | 513.0813
20.11. | 14 | 1877.0644 | 1366.3625 | 513.0813
20.11. | 15 | 1877.0644 | 1366.3625 | 513.0813
20.11. | 16 | 1877.0644 | 1366.3625 | 513.0813
20.11. | 17 | 1877.0644 | 1366.3625 | 513.0813
20.11. | 18 | 1877.0644 | 1366.3625 | 513.0813
20.11. | 19 | 1877.0644 | 1366.3625 | 513.0813
20.11. | 20 | 1877.0644 | 1366.3625 | 513.0813
20.11. | 21 | 1877.0644 | 1366.3625 | 513.0813
20.11. | 22 | 1877.0644 | 1366.3625 | 513.0813
20.11. | 23 | 1877.0644 | 1366.3625 | 513.0813
20.11. | 24 | 1877.0644 | 1366.3625 | 513.0813
21.11. | 1 | 1877.0644 | 1366.3625 | 513.0813
21.11. | 2 | 1877.0644 | 1366.3625 | 513.0813
21.11. | 3 | 1877.0644 | 1366.3625 | 513.0813
21.11. | 4 | 1877.0644 | 1366.3625 | 513.0813
21.11. | 5 | 1877.0644 | 1366.3625 | 513.0813
21.11. | 6 | 1877.0644 | 1366.3625 | 513.0813
21.11. | 7 | 1877.0644 | 1366.3625 | 513.0813
21.11. | 8 | 1877.0644 | 1366.3625 | 513.0813
21.11. | 9 | 1877.0644 | 1366.3625 | 513.0813
21.11. | 10 | 1877.0644 | 1366.3625 | 513.0813
21.11. | 11 | 1877.0644 | 1366.3625 | 513.0813
21.11. | 12 | 1877.0644 | 1366.3625 | 513.0813
21.11. | 13 | 1877.0644 | 1366.3625 | 513.0813
21.11. | 14 | 1877.0644 | 1366.3625 | 513.0813
21.11. | 15 | 1877.0644 | 1366.3625 | 513.0813
21.11. | 16 | 1877.0644 | 1366.3625 | 513.0813
21.11. | 17 | 1877.0644 | 1366.3625 | 513.0813
21.11. | 18 | 1877.0644 | 1366.3625 | 513.0813
21.11. | 19 | 1877.0644 | 1366.3625 | 513.0813
21.11. | 20 | 1877.0644 | 1366.3625 | 513.0813
21.11. | 21 | 1877.0644 | 1366.3625 | 513.0813
21.11. | 22 | 1877.0644 | 1366.3625 | 513.0813
21.11. | 23 | 1877.0644 | 1366.3625 | 513.0813
21.11. | 24 | 1877.0644 | 1366.3625 | 513.0813
22.11. | 1 | 1877.0644 | 1366.3625 | 513.0813
22.11. | 2 | 1877.0644 | 1366.3625 | 513.0813
22.11. | 3 | 1877.0644 | 1366.3625 | 513.0813
22.11. | 4 | 1877.0644 | 1366.3625 | 513.0813
22.11. | 5 | 1877.0644 | 1366.3625 | 513.0813
22.11. | 6 | 1877.0644 | 1366.3625 | 513.0813
22.11. | 7 | 1877.0644 | 1366.3625 | 513.0813
22.11. | 8 | 1877.0644 | 1366.3625 | 513.0813
22.11. | 9 | 1877.0644 | 1366.3625 | 513.0813
22.11. | 10 | 1877.0644 | 1366.3625 | 513.0813
22.11. | 11 | 1877.0644 | 1366.3625 | 513.0813
22.11. | 12 | 1877.0644 | 1366.3625 | 513.0813
22.11. | 13 | 1877.0644 | 1366.3625 | 513.0813
22.11. | 14 | 1877.0644 | 1366.3625 | 513.0813
22.11. | 15 | 1877.0644 | 1366.3625 | 513.0813
22.11. | 16 | 1877.0644 | 1366.3625 | 513.0813
22.11. | 17 | 1877.0644 | 1366.3625 | 513.0813
22.11. | 18 | 1877.0644 | 1366.3625 | 513.0813
22.11. | 19 | 1877.0644 | 1366.3625 | 513.0813
22.11. | 20 | 1877.0644 | 1366.3625 | 513.0813
22.11. | 21 | 1877.0644 | 1366.3625 | 513.0813
22.11. | 22 | 1877.0644 | 1366.3625 | 513.0813
22.11. | 23 | 1877.0644 | 1366.3625 | 513.0813
22.11. | 24 | 1877.0644 | 1366.3625 | 513.0813
23.11. | 1 | 1877.0644 | 1366.3625 | 513.0813
23.11. | 2 | 1877.0644 | 1366.3625 | 513.0813
23.11. | 3 | 1877.0644 | 1366.3625 | 513.0813
23.11. | 4 | 1877.0644 | 1366.3625 | 513.0813
23.11. | 5 | 1877.0644 | 1366.3625 | 513.0813
23.11. | 6 | 1877.0644 | 1366.3625 | 513.0813
23.11. | 7 | 1877.0644 | 1366.3625 | 513.0813
23.11. | 8 | 1877.0644 | 1366.3625 | 513.0813
23.11. | 9 | 1877.0644 | 1366.3625 | 513.0813
23.11. | 10 | 1877.0644 | 1366.3625 | 513.0813
23.11. | 11 | 1877.0644 | 1366.3625 | 513.0813
23.11. | 12 | 1877.0644 | 1366.3625 | 513.0813
23.11. | 13 | 1877.0644 | 1366.3625 | 513.0813
23.11. | 14 | 1877.0644 | 1366.3625 | 513.0813
23.11. | 15 | 1877.0644 | 1366.3625 | 513.0813
23.11. | 16 | 1877.0644 | 1366.3625 | 513.0813
23.11. | 17 | 1877.0644 | 1366.3625 | 513.0813
23.11. | 18 | 1877.0644 | 1366.3625 | 513.0813
23.11. | 19 | 1877.0644 | 1366.3625 | 513.0813
23.11. | 20 | 1877.0644 | 1366.3625 | 513.0813
23.11. | 21 | 1877.0644 | 1366.3625 | 513.0813
23.11. | 22 | 1877.0644 | 1366.3625 | 513.0813
23.11. | 23 | 1877.0644 | 1366.3625 | 513.0813
23.11. | 24 | 1877.0644 | 1366.3625 | 513.0813
24.11. | 1 | 1877.0644 | 1366.3625 | 513.0813
24.11. | 2 | 1877.0644 | 1366.3625 | 513.0813
24.11. | 3 | 1877.0644 | 1366.3625 | 513.0813
24.11. | 4 | 1877.0644 | 1366.3625 | 513.0813
24.11. | 5 | 1877.0644 | 1366.3625 | 513.0813
24.11. | 6 | 1877.0644 | 1366.3625 | 513.0813
24.11. | 7 | 1877.0644 | 1366.3625 | 513.0813
24.11. | 8 | 1877.0644 | 1366.3625 | 513.0813
24.11. | 9 | 1877.0644 | 1366.3625 | 513.0813
24.11. | 10 | 1877.0644 | 1366.3625 | 513.0813
24.11. | 11 | 1877.0644 | 1366.3625 | 513.0813
24.11. | 12 | 1877.0644 | 1366.3625 | 513.0813
24.11. | 13 | 1877.0644 | 1366.3625 | 513.0813
24.11. | 14 | 1877.0644 | 1366.3625 | 513.0813
24.11. | 15 | 1877.0644 | 1366.3625 | 513.0813
24.11. | 16 | 1877.0644 | 1366.3625 | 513.0813
24.11. | 17 | 1877.0644 | 1366.3625 | 513.0813
24.11. | 18 | 1877.0644 | 1366.3625 | 513.0813
24.11. | 19 | 1877.0644 | 1366.3625 | 513.0813
24.11. | 20 | 1877.0644 | 1366.3625 | 513.0813
24.11. | 21 | 1877.0644 | 1366.3625 | 513.0813
24.11. | 22 | 1877.0644 | 1366.3625 | 513.0813
24.11. | 23 | 1877.0644 | 1366.3625 | 513.0813
24.11. | 24 | 1877.0644 | 1366.3625 | 513.0813
25.11. | 1 | 1877.0644 | 1366.3625 | 513.0813
25.11. | 2 | 1877.0644 | 1366.3625 | 513.0813
25.11. | 3 | 1877.0644 | 1366.3625 | 513.0813
25.11. | 4 | 1877.0644 | 1366.3625 | 513.0813
25.11. | 5 | 1877.0644 | 1366.3625 | 513.0813
25.11. | 6 | 1877.0644 | 1366.3625 | 513.0813
25.11. | 7 | 1877.0644 | 1366.3625 | 513.0813
25.11. | 8 | 1877.0644 | 1366.3625 | 513.0813
25.11. | 9 | 1877.0644 | 1366.3625 | 513.0813
25.11. | 10 | 1877.0644 | 1366.3625 | 513.0813
25.11. | 11 | 1877.0644 | 1366.3625 | 513.0813
25.11. | 12 | 1877.0644 | 1366.3625 | 513.0813
25.11. | 13 | 1877.0644 | 1366.3625 | 513.0813
25.11. | 14 | 1877.0644 | 1366.3625 | 513.0813
25.11. | 15 | 1877.0644 | 1366.3625 | 513.0813
25.11. | 16 | 1877.0644 | 1366.3625 | 513.0813
25.11. | 17 | 1877.0644 | 1366.3625 | 513.0813
25.11. | 18 | 1877.0644 | 1366.3625 | 513.0813
25.11. | 19 | 1877.0644 | 1366.3625 | 513.0813
25.11. | 20 | 1877.0644 | 1366.3625 | 513.0813
25.11. | 21 | 1877.0644 | 1366.3625 | 513.0813
25.11. | 22 | 1877.0644 | 1366.3625 | 513.0813
25.11. | 23 | 1877.0644 | 1366.3625 | 513.0813
25.11. | 24 | 1877.0644 | 1366.3625 | 513.0813
26.11. | 1 | 1877.0644 | 1366.3625 | 513.0813
26.11. | 2 | 1877.0644 | 1366.3625 | 513.0813
26.11. | 3 | 1877.0644 | 1366.3625 | 513.0813
26.11. | 4 | 1877.0644 | 1366.3625 | 513.0813
26.11. | 5 | 1877.0644 | 1366.3625 | 513.0813
26.11. | 6 | 1877.0644 | 1366.3625 | 513.0813
26.11. | 7 | 1877.0644 | 1366.3625 | 513.0813
26.11. | 8 | 1877.0644 | 1366.3625 | 513.0813
26.11. | 9 | 1877.0644 | 1366.3625 | 513.0813
26.11. | 10 | 1877.0644 | 1366.3625 | 513.0813
26.11. | 11 | 1877.0644 | 1366.3625 | 513.0813
26.11. | 12 | 1877.0644 | 1366.3625 | 513.0813
26.11. | 13 | 1877.0644 | 1366.3625 | 513.0813
26.11. | 14 | 1877.0644 | 1366.3625 | 513.0813
26.11. | 15 | 1877.0644 | 1366.3625 | 513.0813
26.11. | 16 | 1877.0644 | 1366.3625 | 513.0813
26.11. | 17 | 1877.0644 | 1366.3625 | 513.0813
26.11. | 18 | 1877.0644 | 1366.3625 | 513.0813
26.11. | 19 | 1877.0644 | 1366.3625 | 513.0813
26.11. | 20 | 1877.0644 | 1366.3625 | 513.0813
26.11. | 21 | 1877.0644 | 1366.3625 | 513.0813
26.11. | 22 | 1877.0644 | 1366.3625 | 513.0813
26.11. | 23 | 1877.0644 | 1366.3625 | 513.0813
26.11. | 24 | 1877.0644 | 1366.3625 | 513.0813
27.11. | 1 | 1877.0644 | 1366.3625 | 513.0813
27.11. | 2 | 1877.0644 | 1366.3625 | 513.0813
27.11. | 3 | 1877.0644 | 1366.3625 | 513.0813
27.11. | 4 | 1877.0644 | 1366.3625 | 513.0813
27.11. | 5 | 1877.0644 | 1366.3625 | 513.0813
27.11. | 6 | 1877.0644 | 1366.3625 | 513.0813
27.11. | 7 | 1877.0644 | 1366.3625 | 513.0813
27.11. | 8 | 1877.0644 | 1366.3625 | 513.0813
27.11. | 9 | 1877.0644 | 1366.3625 | 513.0813
27.11. | 10 | 1877.0644 | 1366.3625 | 513.0813
27.11. | 11 | 1877.0644 | 1366.3625 | 513.0813
27.11. | 12 | 1877.0644 | 1366.3625 | 513.0813
27.11. | 13 | 1877.0644 | 1366.3625 | 513.0813
27.11. | 14 | 1877.0644 | 1366.3625 | 513.0813
27.11. | 15 | 1877.0644 | 1366.3625 | 513.0813
27.11. | 16 | 1877.0644 | 1366.3625 | 513.0813
27.11. | 17 | 1877.0644 | 1366.3625 | 513.0813
27.11. | 18 | 1877.0644 | 1366.3625 | 513.0813
27.11. | 19 | 1877.0644 | 1366.3625 | 513.0813
27.11. | 20 | 1877.0644 | 1366.3625 | 513.0813
27.11. | 21 | 1877.0644 | 1366.3625 | 513.0813
27.11. | 22 | 1877.0644 | 1366.3625 | 513.0813
27.11. | 23 | 1877.0644 | 1366.3625 | 513.0813
27.11. | 24 | 1877.0644 | 1366.3625 | 513.0813
28.11. | 1 | 1877.0644 | 1366.3625 | 513.0813
28.11. | 2 | 1877.0644 | 1366.3625 | 513.0813
28.11. | 3 | 1877.0644 | 1366.3625 | 513.0813
28.11. | 4 | 1877.0644 | 1366.3625 | 513.0813
28.11. | 5 | 1877.0644 | 1366.3625 | 513.0813
28.11. | 6 | 1877.0644 | 1366.3625 | 513.0813
28.11. | 7 | 1877.0644 | 1366.3625 | 513.0813
28.11. | 8 | 1877.0644 | 1366.3625 | 513.0813
28.11. | 9 | 1877.0644 | 1366.3625 | 513.0813
28.11. | 10 | 1877.0644 | 1366.3625 | 513.0813
28.11. | 11 | 1877.0644 | 1366.3625 | 513.0813
28.11. | 12 | 1877.0644 | 1366.3625 | 513.0813
28.11. | 13 | 1877.0644 | 1366.3625 | 513.0813
28.11. | 14 | 1877.0644 | 1366.3625 | 513.0813
28.11. | 15 | 1877.0644 | 1366.3625 | 513.0813
28.11. | 16 | 1877.0644 | 1366.3625 | 513.0813
28.11. | 17 | 1877.0644 | 1366.3625 | 513.0813
28.11. | 18 | 1877.0644 | 1366.3625 | 513.0813
28.11. | 19 | 1877.0644 | 1366.3625 | 513.0813
28.11. | 20 | 1877.0644 | 1366.3625 | 513.0813
28.11. | 21 | 1877.0644 | 1366.3625 | 513.0813
28.11. | 22 | 1877.0644 | 1366.3625 | 513.0813
28.11. | 23 | 1877.0644 | 1366.3625 | 513.0813
28.11. | 24 | 1877.0644 | 1366.3625 | 513.0813
29.11. | 1 | 1877.0644 | 1366.3625 | 513.0813
29.11. | 2 | 1877.0644 | 1366.3625 | 513.0813
29.11. | 3 | 1877.0644 | 1366.3625 | 513.0813
29.11. | 4 | 1877.0644 | 1366.3625 | 513.0813
29.11. | 5 | 1877.0644 | 1366.3625 | 513.0813
29.11. | 6 | 1877.0644 | 1366.3625 | 513.0813
29.11. | 7 | 1877.0644 | 1366.3625 | 513.0813
29.11. | 8 | 1877.0644 | 1366.3625 | 513.0813
29.11. | 9 | 1877.0644 | 1366.3625 | 513.0813
29.11. | 10 | 1877.0644 | 1366.3625 | 513.0813
29.11. | 11 | 1877.0644 | 1366.3625 | 513.0813
29.11. | 12 | 1877.0644 | 1366.3625 | 513.0813
29.11. | 13 | 1877.0644 | 1366.3625 | 513.0813
29.11. | 14 | 1877.0644 | 1366.3625 | 513.0813
29.11. | 15 | 1877.0644 | 1366.3625 | 513.0813
29.11. | 16 | 1877.0644 | 1366.3625 | 513.0813
29.11. | 17 | 1877.0644 | 1366.3625 | 513.0813
29.11. | 18 | 1877.0644 | 1366.3625 | 513.0813
29.11. | 19 | 1877.0644 | 1366.3625 | 513.0813
29.11. | 20 | 1877.0644 | 1366.3625 | 513.0813
29.11. | 21 | 1877.0644 | 1366.3625 | 513.0813
29.11. | 22 | 1877.0644 | 1366.3625 | 513.0813
29.11. | 23 | 1877.0644 | 1366.3625 | 513.0813
29.11. | 24 | 1877.0644 | 1366.3625 | 513.0813
30.11. | 1 | 1877.0644 | 1366.3625 | 513.0813
30.11. | 2 | 1877.0644 | 1366.3625 | 513.0813
30.11. | 3 | 1877.0644 | 1366.3625 | 513.0813
30.11. | 4 | 1877.0644 | 1366.3625 | 513.0813
30.11. | 5 | 1877.0644 | 1366.3625 | 513.0813
30.11. | 6 | 1877.0644 | 1366.3625 | 513.0813
30.11. | 7 | 1877.0644 | 1366.3625 | 513.0813
30.11. | 8 | 1877.0644 | 1366.3625 | 513.0813
30.11. | 9 | 1877.0644 | 1366.3625 | 513.0813
30.11. | 10 | 1877.0644 | 1366.3625 | 513.0813
30.11. | 11 | 1877.0644 | 1366.3625 | 513.0813
30.11. | 12 | 1877.0644 | 1366.3625 | 513.0813
30.11. | 13 | 1877.0644 | 1366.3625 | 513.0813
30.11. | 14 | 1877.0644 | 1366.3625 | 513.0813
30.11. | 15 | 1877.0644 | 1366.3625 | 513.0813
30.11. | 16 | 1877.0644 | 1366.3625 | 513.0813
30.11. | 17 | 1877.0644 | 1366.3625 | 513.0813
30.11. | 18 | 1877.0644 | 1366.3625 | 513.0813
30.11. | 19 | 1877.0644 | 1366.3625 | 513.0813
30.11. | 20 | 1877.0644 | 1366.3625 | 513.0813
30.11. | 21 | 1877.0644 | 1366.3625 | 513.0813
30.11. | 22 | 1877.0644 | 1366.3625 | 513.0813
30.11. | 23 | 1877.0644 | 1366.3625 | 513.0813
30.11. | 24 | 1877.0644 | 1366.3625 | 513.0813
01.12. | 1 | 1877.0644 | 1366.3625 | 513.0813
01.12. | 2 | 1877.0644 | 1366.3625 | 513.0813
01.12. | 3 | 1877.0644 | 1366.3625 | 513.0813
01.12. | 4 | 1877.0644 | 1366.3625 | 513.0813
01.12. | 5 | 1877.0644 | 1366.3625 | 513.0813
01.12. | 6 | 1877.0644 | 1366.3625 | 513.0813
01.12. | 7 | 1877.0644 | 1366.3625 | 513.0813
01.12. | 8 | 1877.0644 | 1366.3625 | 513.0813
01.12. | 9 | 1877.0644 | 1366.3625 | 513.0813
01.12. | 10 | 1877.0644 | 1366.3625 | 513.0813
01.12. | 11 | 1877.0644 | 1366.3625 | 513.0813
01.12. | 12 | 1877.0644 | 1366.3625 | 513.0813
01.12. | 13 | 1877.0644 | 1366.3625 | 513.0813
01.12. | 14 | 1877.0644 | 1366.3625 | 513.0813
01.12. | 15 | 1877.0644 | 1366.3625 | 513.0813
01.12. | 16 | 1877.0644 | 1366.3625 | 513.0813
01.12. | 17 | 1877.0644 | 1366.3625 | 513.0813
01.12. | 18 | 1877.0644 | 1366.3625 | 513.0813
01.12. | 19 | 1877.0644 | 1366.3625 | 513.0813
01.12. | 20 | 1877.0644 | 1366.3625 | 513.0813
01.12. | 21 | 1877.0644 | 1366.3625 | 513.0813
01.12. | 22 | 1877.0644 | 1366.3625 | 513.0813
01.12. | 23 | 1877.0644 | 1366.3625 | 513.0813
01.12. | 24 | 1877.0644 | 1366.3625 | 513.0813
02.12. | 1 | 1877.0644 | 1366.3625 | 513.0813
02.12. | 2 | 1877.0644 | 1366.3625 | 513.0813
02.12. | 3 | 1877.0644 | 1366.3625 | 513.0813
02.12. | 4 | 1877.0644 | 1366.3625 | 513.0813
02.12. | 5 | 1877.0644 | 1366.3625 | 513.0813
02.12. | 6 | 1877.0644 | 1366.3625 | 513.0813
02.12. | 7 | 1877.0644 | 1366.3625 | 513.0813
02.12. | 8 | 1877.0644 | 1366.3625 | 513.0813
02.12. | 9 | 1877.0644 | 1366.3625 | 513.0813
02.12. | 10 | 1877.0644 | 1366.3625 | 513.0813
02.12. | 11 | 1877.0644 | 1366.3625 | 513.0813
02.12. | 12 | 1877.0644 | 1366.3625 | 513.0813
02.12. | 13 | 1877.0644 | 1366.3625 | 513.0813
02.12. | 14 | 1877.0644 | 1366.3625 | 513.0813
02.12. | 15 | 1877.0644 | 1366.3625 | 513.0813
02.12. | 16 | 1877.0644 | 1366.3625 | 513.0813
02.12. | 17 | 1877.0644 | 1366.3625 | 513.0813
02.12. | 18 | 1877.0644 | 1366.3625 | 513.0813
02.12. | 19 | 1877.0644 | 1366.3625 | 513.0813
02.12. | 20 | 1877.0644 | 1366.3625 | 513.0813
02.12. | 21 | 1877.0644 | 1366.3625 | 513.0813
02.12. | 22 | 1877.0644 | 1366.3625 | 513.0813
02.12. | 23 | 1877.0644 | 1366.3625 | 513.0813
02.12. | 24 | 1877.0644 | 1366.3625 | 513.0813
03.12. | 1 | 1877.0644 | 1366.3625 | 513.0813
03.12. | 2 | 1877.0644 | 1366.3625 | 513.0813
03.12. | 3 | 1877.0644 | 1366.3625 | 513.0813
03.12. | 4 | 1877.0644 | 1366.3625 | 513.0813
03.12. | 5 | 1877.0644 | 1366.3625 | 513.0813
03.12. | 6 | 1877.0644 | 1366.3625 | 513.0813
03.12. | 7 | 1877.0644 | 1366.3625 | 513.0813
03.12. | 8 | 1877.0644 | 1366.3625 | 513.0813
03.12. | 9 | 1877.0644 | 1366.3625 | 513.0813
03.12. | 10 | 1877.0644 | 1366.3625 | 513.0813
03.12. | 11 | 1877.0644 | 1366.3625 | 513.0813
03.12. | 12 | 1877.0644 | 1366.3625 | 513.0813
03.12. | 13 | 1877.0644 | 1366.3625 | 513.0813
03.12. | 14 | 1877.0644 | 1366.3625 | 513.0813
03.12. | 15 | 1877.0644 | 1366.3625 | 513.0813
03.12. | 16 | 1877.0644 | 1366.3625 | 513.0813
03.12. | 17 | 1877.0644 | 1366.3625 | 513.0813
03.12. | 18 | 1877.0644 | 1366.3625 | 513.0813
03.12. | 19 | 1877.0644 | 1366.3625 | 513.0813
03.12. | 20 | 1877.0644 | 1366.3625 | 513.0813
03.12. | 21 | 1877.0644 | 1366.3625 | 513.0813
03.12. | 22 | 1877.0644 | 1366.3625 | 513.0813
03.12. | 23 | 1877.0644 | 1366.3625 | 513.0813
03.12. | 24 | 1877.0644 | 1366.3625 | 513.0813
04.12. | 1 | 1877.0644 | 1366.3625 | 513.0813
04.12. | 2 | 1877.0644 | 1366.3625 | 513.0813
04.12. | 3 | 1877.0644 | 1366.3625 | 513.0813
04.12. | 4 | 1877.0644 | 1366.3625 | 513.0813
04.12. | 5 | 1877.0644 | 1366.3625 | 513.0813
04.12. | 6 | 1877.0644 | 1366.3625 | 513.0813
04.12. | 7 | 1877.0644 | 1366.3625 | 513.0813
04.12. | 8 | 1877.0644 | 1366.3625 | 513.0813
04.12. | 9 | 1877.0644 | 1366.3625 | 513.0813
04.12. | 10 | 1877.0644 | 1366.3625 | 513.0813
04.12. | 11 | 1877.0644 | 1366.3625 | 513.0813
04.12. | 12 | 1877.0644 | 1366.3625 | 513.0813
04.12. | 13 | 1877.0644 | 1366.3625 | 513.0813
04.12. | 14 | 1877.0644 | 1366.3625 | 513.0813
04.12. | 15 | 1877.0644 | 1366.3625 | 513.0813
04.12. | 16 | 1877.0644 | 1366.3625 | 513.0813
04.12. | 17 | 1877.0644 | 1366.3625 | 513.0813
04.12. | 18 | 1877.0644 | 1366.3625 | 513.0813
04.12. | 19 | 1877.0644 | 1366.3625 | 513.0813
04.12. | 20 | 1877.0644 | 1366.3625 | 513.0813
04.12. | 21 | 1877.0644 | 1366.3625 | 513.0813
04.12. | 22 | 1877.0644 | 1366.3625 | 513.0813
04.12. | 23 | 1877.0644 | 1366.3625 | 513.0813
04.12. | 24 | 1877.0644 | 1366.3625 | 513.0813
05.12. | 1 | 1877.0644 | 1366.3625 | 513.0813
05.12. | 2 | 1877.0644 | 1366.3625 | 513.0813
05.12. | 3 | 1877.0644 | 1366.3625 | 513.0813
05.12. | 4 | 1877.0644 | 1366.3625 | 513.0813
05.12. | 5 | 1877.0644 | 1366.3625 | 513.0813
05.12. | 6 | 1877.0644 | 1366.3625 | 513.0813
05.12. | 7 | 1877.0644 | 1366.3625 | 513.0813
05.12. | 8 | 1877.0644 | 1366.3625 | 513.0813
05.12. | 9 | 1877.0644 | 1366.3625 | 513.0813
05.12. | 10 | 1877.0644 | 1366.3625 | 513.0813
05.12. | 11 | 1877.0644 | 1366.3625 | 513.0813
05.12. | 12 | 1877.0644 | 1366.3625 | 513.0813
05.12. | 13 | 1877.0644 | 1366.3625 | 513.0813
05.12. | 14 | 1877.0644 | 1366.3625 | 513.0813
05.12. | 15 | 1877.0644 | 1366.3625 | 513.0813
05.12. | 16 | 1877.0644 | 1366.3625 | 513.0813
05.12. | 17 | 1877.0644 | 1366.3625 | 513.0813
05.12. | 18 | 1877.0644 | 1366.3625 | 513.0813
05.12. | 19 | 1877.0644 | 1366.3625 | 513.0813
05.12. | 20 | 1877.0644 | 1366.3625 | 513.0813
05.12. | 21 | 1877.0644 | 1366.3625 | 513.0813
05.12. | 22 | 1877.0644 | 1366.3625 | 513.0813
05.12. | 23 | 1877.0644 | 1366.3625 | 513.0813
05.12. | 24 | 1877.0644 | 1366.3625 | 513.0813
06.12. | 1 | 1877.0644 | 1366.3625 | 513.0813
06.12. | 2 | 1877.0644 | 1366.3625 | 513.0813
06.12. | 3 | 1877.0644 | 1366.3625 | 513.0813
06.12. | 4 | 1877.0644 | 1366.3625 | 513.0813
06.12. | 5 | 1877.0644 | 1366.3625 | 513.0813
06.12. | 6 | 1877.0644 | 1366.3625 | 513.0813
06.12. | 7 | 1877.0644 | 1366.3625 | 513.0813
06.12. | 8 | 1877.0644 | 1366.3625 | 513.0813
06.12. | 9 | 1877.0644 | 1366.3625 | 513.0813
06.12. | 10 | 1877.0644 | 1366.3625 | 513.0813
06.12. | 11 | 1877.0644 | 1366.3625 | 513.0813
06.12. | 12 | 1877.0644 | 1366.3625 | 513.0813
06.12. | 13 | 1877.0644 | 1366.3625 | 513.0813
06.12. | 14 | 1877.0644 | 1366.3625 | 513.0813
06.12. | 15 | 1877.0644 | 1366.3625 | 513.0813
06.12. | 16 | 1877.0644 | 1366.3625 | 513.0813
06.12. | 17 | 1877.0644 | 1366.3625 | 513.0813
06.12. | 18 | 1877.0644 | 1366.3625 | 513.0813
06.12. | 19 | 1877.0644 | 1366.3625 | 513.0813
06.12. | 20 | 1877.0644 | 1366.3625 | 513.0813
06.12. | 21 | 1877.0644 | 1366.3625 | 513.0813
06.12. | 22 | 1877.0644 | 1366.3625 | 513.0813
06.12. | 23 | 1877.0644 | 1366.3625 | 513.0813
06.12. | 24 | 1877.0644 | 1366.3625 | 513.0813
07.12. | 1 | 1877.0644 | 1366.3625 | 513.0813
07.12. | 2 | 1877.0644 | 1366.3625 | 513.0813
07.12. | 3 | 1877.0644 | 1366.3625 | 513.0813
07.12. | 4 | 1877.0644 | 1366.3625 | 513.0813
07.12. | 5 | 1877.0644 | 1366.3625 | 513.0813
07.12. | 6 | 1877.0644 | 1366.3625 | 513.0813
07.12. | 7 | 1877.0644 | 1366.3625 | 513.0813
07.12. | 8 | 1877.0644 | 1366.3625 | 513.0813
07.12. | 9 | 1877.0644 | 1366.3625 | 513.0813
07.12. | 10 | 1877.0644 | 1366.3625 | 513.0813
07.12. | 11 | 1877.0644 | 1366.3625 | 513.0813
07.12. | 12 | 1877.0644 | 1366.3625 | 513.0813
07.12. | 13 | 1877.0644 | 1366.3625 | 513.0813
07.12. | 14 | 1877.0644 | 1366.3625 | 513.0813
07.12. | 15 | 1877.0644 | 1366.3625 | 513.0813
07.12. | 16 | 1877.0644 | 1366.3625 | 513.0813
07.12. | 17 | 1877.0644 | 1366.3625 | 513.0813
07.12. | 18 | 1877.0644 | 1366.3625 | 513.0813
07.12. | 19 | 1877.0644 | 1366.3625 | 513.0813
07.12. | 20 | 1877.0644 | 1366.3625 | 513.0813
07.12. | 21 | 1877.0644 | 1366.3625 | 513.0813
07.12. | 22 | 1877.0644 | 1366.3625 | 513.0813
07.12. | 23 | 1877.0644 | 1366.3625 | 513.0813
07.12. | 24 | 1877.0644 | 1366.3625 | 513.0813
08.12. | 1 | 1877.0644 | 1366.3625 | 513.0813
08.12. | 2 | 1877.0644 | 1366.3625 | 513.0813
08.12. | 3 | 1877.0644 | 1366.3625 | 513.0813
08.12. | 4 | 1877.0644 | 1366.3625 | 513.0813
08.12. | 5 | 1877.0644 | 1366.3625 | 513.0813
08.12. | 6 | 1877.0644 | 1366.3625 | 513.0813
08.12. | 7 | 1877.0644 | 1366.3625 | 513.0813
08.12. | 8 | 1877.0644 | 1366.3625 | 513.0813
08.12. | 9 | 1877.0644 | 1366.3625 | 513.0813
08.12. | 10 | 1877.0644 | 1366.3625 | 513.0813
08.12. | 11 | 1877.0644 | 1366.3625 | 513.0813
08.12. | 12 | 1877.0644 | 1366.3625 | 513.0813
08.12. | 13 | 1877.0644 | 1366.3625 | 513.0813
08.12. | 14 | 1877.0644 | 1366.3625 | 513.0813
08.12. | 15 | 1877.0644 | 1366.3625 | 513.0813
08.12. | 16 | 1877.0644 | 1366.3625 | 513.0813
08.12. | 17 | 1877.0644 | 1366.3625 | 513.0813
08.12. | 18 | 1877.0644 | 1366.3625 | 513.0813
08.12. | 19 | 1877.0644 | 1366.3625 | 513.0813
08.12. | 20 | 1877.0644 | 1366.3625 | 513.0813
08.12. | 21 | 1877.0644 | 1366.3625 | 513.0813
08.12. | 22 | 1877.0644 | 1366.3625 | 513.0813
08.12. | 23 | 1877.0644 | 1366.3625 | 513.0813
08.12. | 24 | 1877.0644 | 1366.3625 | 513.0813
09.12. | 1 | 1877.0644 | 1366.3625 | 513.0813
09.12. | 2 | 1877.0644 | 1366.3625 | 513.0813
09.12. | 3 | 1877.0644 | 1366.3625 | 513.0813
09.12. | 4 | 1877.0644 | 1366.3625 | 513.0813
09.12. | 5 | 1877.0644 | 1366.3625 | 513.0813
09.12. | 6 | 1877.0644 | 1366.3625 | 513.0813
09.12. | 7 | 1877.0644 | 1366.3625 | 513.0813
09.12. | 8 | 1877.0644 | 1366.3625 | 513.0813
09.12. | 9 | 1877.0644 | 1366.3625 | 513.0813
09.12. | 10 | 1877.0644 | 1366.3625 | 513.0813
09.12. | 11 | 1877.0644 | 1366.3625 | 513.0813
09.12. | 12 | 1877.0644 | 1366.3625 | 513.0813
09.12. | 13 | 1877.0644 | 1366.3625 | 513.0813
09.12. | 14 | 1877.0644 | 1366.3625 | 513.0813
09.12. | 15 | 1877.0644 | 1366.3625 | 513.0813
09.12. | 16 | 1877.0644 | 1366.3625 | 513.0813
09.12. | 17 | 1877.0644 | 1366.3625 | 513.0813
09.12. | 18 | 1877.0644 | 1366.3625 | 513.0813
09.12. | 19 | 1877.0644 | 1366.3625 | 513.0813
09.12. | 20 | 1877.0644 | 1366.3625 | 513.0813
09.12. | 21 | 1877.0644 | 1366.3625 | 513.0813
09.12. | 22 | 1877.0644 | 1366.3625 | 513.0813
09.12. | 23 | 1877.0644 | 1366.3625 | 513.0813
09.12. | 24 | 1877.0644 | 1366.3625 | 513.0813
10.12. | 1 | 1877.0644 | 1366.3625 | 513.0813
10.12. | 2 | 1877.0644 | 1366.3625 | 513.0813
10.12. | 3 | 1877.0644 | 1366.3625 | 513.0813
10.12. | 4 | 1877.0644 | 1366.3625 | 513.0813
10.12. | 5 | 1877.0644 | 1366.3625 | 513.0813
10.12. | 6 | 1877.0644 | 1366.3625 | 513.0813
10.12. | 7 | 1877.0644 | 1366.3625 | 513.0813
10.12. | 8 | 1877.0644 | 1366.3625 | 513.0813
10.12. | 9 | 1877.0644 | 1366.3625 | 513.0813
10.12. | 10 | 1877.0644 | 1366.3625 | 513.0813
10.12. | 11 | 1877.0644 | 1366.3625 | 513.0813
10.12. | 12 | 1877.0644 | 1366.3625 | 513.0813
10.12. | 13 | 1877.0644 | 1366.3625 | 513.0813
10.12. | 14 | 1877.0644 | 1366.3625 | 513.0813
10.12. | 15 | 1877.0644 | 1366.3625 | 513.0813
10.12. | 16 | 1877.0644 | 1366.3625 | 513.0813
10.12. | 17 | 1877.0644 | 1366.3625 | 513.0813
10.12. | 18 | 1877.0644 | 1366.3625 | 513.0813
10.12. | 19 | 1877.0644 | 1366.3625 | 513.0813
10.12. | 20 | 1877.0644 | 1366.3625 | 513.0813
10.12. | 21 | 1877.0644 | 1366.3625 | 513.0813
10.12. | 22 | 1877.0644 | 1366.3625 | 513.0813
10.12. | 23 | 1877.0644 | 1366.3625 | 513.0813
10.12. | 24 | 1877.0644 | 1366.3625 | 513.0813
11.12. | 1 | 1877.0644 | 1366.3625 | 513.0813
11.12. | 2 | 1877.0644 | 1366.3625 | 513.0813
11.12. | 3 | 1877.0644 | 1366.3625 | 513.0813
11.12. | 4 | 1877.0644 | 1366.3625 | 513.0813
11.12. | 5 | 1877.0644 | 1366.3625 | 513.0813
11.12. | 6 | 1877.0644 | 1366.3625 | 513.0813
11.12. | 7 | 1877.0644 | 1366.3625 | 513.0813
11.12. | 8 | 1877.0644 | 1366.3625 | 513.0813
11.12. | 9 | 1877.0644 | 1366.3625 | 513.0813
11.12. | 10 | 1877.0644 | 1366.3625 | 513.0813
11.12. | 11 | 1877.0644 | 1366.3625 | 513.0813
11.12. | 12 | 1877.0644 | 1366.3625 | 513.0813
11.12. | 13 | 1877.0644 | 1366.3625 | 513.0813
11.12. | 14 | 1877.0644 | 1366.3625 | 513.0813
11.12. | 15 | 1877.0644 | 1366.3625 | 513.0813
11.12. | 16 | 1877.0644 | 1366.3625 | 513.0813
11.12. | 17 | 1877.0644 | 1366.3625 | 513.0813
11.12. | 18 | 1877.0644 | 1366.3625 | 513.0813
11.12. | 19 | 1877.0644 | 1366.3625 | 513.0813
11.12. | 20 | 1877.0644 | 1366.3625 | 513.0813
11.12. | 21 | 1877.0644 | 1366.3625 | 513.0813
11.12. | 22 | 1877.0644 | 1366.3625 | 513.0813
11.12. | 23 | 1877.0644 | 1366.3625 | 513.0813
11.12. | 24 | 1877.0644 | 1366.3625 | 513.0813
12.12. | 1 | 1877.0644 | 1366.3625 | 513.0813
12.12. | 2 | 1877.0644 | 1366.3625 | 513.0813
12.12. | 3 | 1877.0644 | 1366.3625 | 513.0813
12.12. | 4 | 1877.0644 | 1366.3625 | 513.0813
12.12. | 5 | 1877.0644 | 1366.3625 | 513.0813
12.12. | 6 | 1877.0644 | 1366.3625 | 513.0813
12.12. | 7 | 1877.0644 | 1366.3625 | 513.0813
12.12. | 8 | 1877.0644 | 1366.3625 | 513.0813
12.12. | 9 | 1877.0644 | 1366.3625 | 513.0813
12.12. | 10 | 1877.0644 | 1366.3625 | 513.0813
12.12. | 11 | 1877.0644 | 1366.3625 | 513.0813
12.12. | 12 | 1877.0644 | 1366.3625 | 513.0813
12.12. | 13 | 1877.0644 | 1366.3625 | 513.0813
12.12. | 14 | 1877.0644 | 1366.3625 | 513.0813
12.12. | 15 | 1877.0644 | 1366.3625 | 513.0813
12.12. | 16 | 1877.0644 | 1366.3625 | 513.0813
12.12. | 17 | 1877.0644 | 1366.3625 | 513.0813
12.12. | 18 | 1877.0644 | 1366.3625 | 513.0813
12.12. | 19 | 1877.0644 | 1366.3625 | 513.0813
12.12. | 20 | 1877.0644 | 1366.3625 | 513.0813
12.12. | 21 | 1877.0644 | 1366.3625 | 513.0813
12.12. | 22 | 1877.0644 | 1366.3625 | 513.0813
12.12. | 23 | 1877.0644 | 1366.3625 | 513.0813
12.12. | 24 | 1877.0644 | 1366.3625 | 513.0813
13.12. | 1 | 1877.0644 | 1366.3625 | 513.0813
13.12. | 2 | 1877.0644 | 1366.3625 | 513.0813
13.12. | 3 | 1877.0644 | 1366.3625 | 513.0813
13.12. | 4 | 1877.0644 | 1366.3625 | 513.0813
13.12. | 5 | 1877.0644 | 1366.3625 | 513.0813
13.12. | 6 | 1877.0644 | 1366.3625 | 513.0813
13.12. | 7 | 1877.0644 | 1366.3625 | 513.0813
13.12. | 8 | 1877.0644 | 1366.3625 | 513.0813
13.12. | 9 | 1877.0644 | 1366.3625 | 513.0813
13.12. | 10 | 1877.0644 | 1366.3625 | 513.0813
13.12. | 11 | 1877.0644 | 1366.3625 | 513.0813
13.12. | 12 | 1877.0644 | 1366.3625 | 513.0813
13.12. | 13 | 1877.0644 | 1366.3625 | 513.0813
13.12. | 14 | 1877.0644 | 1366.3625 | 513.0813
13.12. | 15 | 1877.0644 | 1366.3625 | 513.0813
13.12. | 16 | 1877.0644 | 1366.3625 | 513.0813
13.12. | 17 | 1877.0644 | 1366.3625 | 513.0813
13.12. | 18 | 1877.0644 | 1366.3625 | 513.0813
13.12. | 19 | 1877.0644 | 1366.3625 | 513.0813
13.12. | 20 | 1877.0644 | 1366.3625 | 513.0813
13.12. | 21 | 1877.0644 | 1366.3625 | 513.0813
13.12. | 22 | 1877.0644 | 1366.3625 | 513.0813
13.12. | 23 | 1877.0644 | 1366.3625 | 513.0813
13.12. | 24 | 1877.0644 | 1366.3625 | 513.0813
14.12. | 1 | 1877.0644 | 1366.3625 | 513.0813
14.12. | 2 | 1877.0644 | 1366.3625 | 513.0813
14.12. | 3 | 1877.0644 | 1366.3625 | 513.0813
14.12. | 4 | 1877.0644 | 1366.3625 | 513.0813
14.12. | 5 | 1877.0644 | 1366.3625 | 513.0813
14.12. | 6 | 1877.0644 | 1366.3625 | 513.0813
14.12. | 7 | 1877.0644 | 1366.3625 | 513.0813
14.12. | 8 | 1877.0644 | 1366.3625 | 513.0813
14.12. | 9 | 1877.0644 | 1366.3625 | 513.0813
14.12. | 10 | 1877.0644 | 1366.3625 | 513.0813
14.12. | 11 | 1877.0644 | 1366.3625 | 513.0813
14.12. | 12 | 1877.0644 | 1366.3625 | 513.0813
14.12. | 13 | 1877.0644 | 1366.3625 | 513.0813
14.12. | 14 | 1877.0644 | 1366.3625 | 513.0813
14.12. | 15 | 1877.0644 | 1366.3625 | 513.0813
14.12. | 16 | 1877.0644 | 1366.3625 | 513.0813
14.12. | 17 | 1877.0644 | 1366.3625 | 513.0813
14.12. | 18 | 1877.0644 | 1366.3625 | 513.0813
14.12. | 19 | 1877.0644 | 1366.3625 | 513.0813
14.12. | 20 | 1877.0644 | 1366.3625 | 513.0813
14.12. | 21 | 1877.0644 | 1366.3625 | 513.0813
14.12. | 22 | 1877.0644 | 1366.3625 | 513.0813
14.12. | 23 | 1877.0644 | 1366.3625 | 513.0813
14.12. | 24 | 1877.0644 | 1366.3625 | 513.0813
15.12. | 1 | 1877.0644 | 1366.3625 | 513.0813
15.12. | 2 | 1877.0644 | 1366.3625 | 513.0813
15.12. | 3 | 1877.0644 | 1366.3625 | 513.0813
15.12. | 4 | 1877.0644 | 1366.3625 | 513.0813
15.12. | 5 | 1877.0644 | 1366.3625 | 513.0813
15.12. | 6 | 1877.0644 | 1366.3625 | 513.0813
15.12. | 7 | 1877.0644 | 1366.3625 | 513.0813
15.12. | 8 | 1877.0644 | 1366.3625 | 513.0813
15.12. | 9 | 1877.0644 | 1366.3625 | 513.0813
15.12. | 10 | 1877.0644 | 1366.3625 | 513.0813
15.12. | 11 | 1877.0644 | 1366.3625 | 513.0813
15.12. | 12 | 1877.0644 | 1366.3625 | 513.0813
15.12. | 13 | 1877.0644 | 1366.3625 | 513.0813
15.12. | 14 | 1877.0644 | 1366.3625 | 513.0813
15.12. | 15 | 1877.0644 | 1366.3625 | 513.0813
15.12. | 16 | 1877.0644 | 1366.3625 | 513.0813
15.12. | 17 | 1877.0644 | 1366.3625 | 513.0813
15.12. | 18 | 1877.0644 | 1366.3625 | 513.0813
15.12. | 19 | 1877.0644 | 1366.3625 | 513.0813
15.12. | 20 | 1877.0644 | 1366.3625 | 513.0813
15.12. | 21 | 1877.0644 | 1366.3625 | 513.0813
15.12. | 22 | 1877.0644 | 1366.3625 | 513.0813
15.12. | 23 | 1877.0644 | 1366.3625 | 513.0813
15.12. | 24 | 1877.0644 | 1366.3625 | 513.0813
16.12. | 1 | 1877.0644 | 1366.3625 | 513.0813
16.12. | 2 | 1877.0644 | 1366.3625 | 513.0813
16.12. | 3 | 1877.0644 | 1366.3625 | 513.0813
16.12. | 4 | 1877.0644 | 1366.3625 | 513.0813
16.12. | 5 | 1877.0644 | 1366.3625 | 513.0813
16.12. | 6 | 1877.0644 | 1366.3625 | 513.0813
16.12. | 7 | 1877.0644 | 1366.3625 | 513.0813
16.12. | 8 | 1877.0644 | 1366.3625 | 513.0813
16.12. | 9 | 1877.0644 | 1366.3625 | 513.0813
16.12. | 10 | 1877.0644 | 1366.3625 | 513.0813
16.12. | 11 | 1877.0644 | 1366.3625 | 513.0813
16.12. | 12 | 1877.0644 | 1366.3625 | 513.0813
16.12. | 13 | 1877.0644 | 1366.3625 | 513.0813
16.12. | 14 | 1877.0644 | 1366.3625 | 513.0813
16.12. | 15 | 1877.0644 | 1366.3625 | 513.0813
16.12. | 16 | 1877.0644 | 1366.3625 | 513.0813
16.12. | 17 | 1877.0644 | 1366.3625 | 513.0813
16.12. | 18 | 1877.0644 | 1366.3625 | 513.0813
16.12. | 19 | 1877.0644 | 1366.3625 | 513.0813
16.12. | 20 | 1877.0644 | 1366.3625 | 513.0813
16.12. | 21 | 1877.0644 | 1366.3625 | 513.0813
16.12. | 22 | 1877.0644 | 1366.3625 | 513.0813
16.12. | 23 | 1877.0644 | 1366.3625 | 513.0813
16.12. | 24 | 1877.0644 | 1366.3625 | 513.0813
17.12. | 1 | 1877.0644 | 1366.3625 | 513.0813
17.12. | 2 | 1877.0644 | 1366.3625 | 513.0813
17.12. | 3 | 1877.0644 | 1366.3625 | 513.0813
17.12. | 4 | 1877.0644 | 1366.3625 | 513.0813
17.12. | 5 | 1877.0644 | 1366.3625 | 513.0813
17.12. | 6 | 1877.0644 | 1366.3625 | 513.0813
17.12. | 7 | 1877.0644 | 1366.3625 | 513.0813
17.12. | 8 | 1877.0644 | 1366.3625 | 513.0813
17.12. | 9 | 1877.0644 | 1366.3625 | 513.0813
17.12. | 10 | 1877.0644 | 1366.3625 | 513.0813
17.12. | 11 | 1877.0644 | 1366.3625 | 513.0813
17.12. | 12 | 1877.0644 | 1366.3625 | 513.0813
17.12. | 13 | 1877.0644 | 1366.3625 | 513.0813
17.12. | 14 | 1877.0644 | 1366.3625 | 513.0813
17.12. | 15 | 1877.0644 | 1366.3625 | 513.0813
17.12. | 16 | 1877.0644 | 1366.3625 | 513.0813
17.12. | 17 | 1877.0644 | 1366.3625 | 513.0813
17.12. | 18 | 1877.0644 | 1366.3625 | 513.0813
17.12. | 19 | 1877.0644 | 1366.3625 | 513.0813
17.12. | 20 | 1877.0644 | 1366.3625 | 513.0813
17.12. | 21 | 1877.0644 | 1366.3625 | 513.0813
17.12. | 22 | 1877.0644 | 1366.3625 | 513.0813
17.12. | 23 | 1877.0644 | 1366.3625 | 513.0813
17.12. | 24 | 1877.0644 | 1366.3625 | 513.0813
18.12. | 1 | 1877.0644 | 1366.3625 | 513.0813
18.12. | 2 | 1877.0644 | 1366.3625 | 513.0813
18.12. | 3 | 1877.0644 | 1366.3625 | 513.0813
18.12. | 4 | 1877.0644 | 1366.3625 | 513.0813
18.12. | 5 | 1877.0644 | 1366.3625 | 513.0813
18.12. | 6 | 1877.0644 | 1366.3625 | 513.0813
18.12. | 7 | 1877.0644 | 1366.3625 | 513.0813
18.12. | 8 | 1877.0644 | 1366.3625 | 513.0813
18.12. | 9 | 1877.0644 | 1366.3625 | 513.0813
18.12. | 10 | 1877.0644 | 1366.3625 | 513.0813
18.12. | 11 | 1877.0644 | 1366.3625 | 513.0813
18.12. | 12 | 1877.0644 | 1366.3625 | 513.0813
18.12. | 13 | 1877.0644 | 1366.3625 | 513.0813
18.12. | 14 | 1877.0644 | 1366.3625 | 513.0813
18.12. | 15 | 1877.0644 | 1366.3625 | 513.0813
18.12. | 16 | 1877.0644 | 1366.3625 | 513.0813
18.12. | 17 | 1877.0644 | 1366.3625 | 513.0813
18.12. | 18 | 1877.0644 | 1366.3625 | 513.0813
18.12. | 19 | 1877.0644 | 1366.3625 | 513.0813
18.12. | 20 | 1877.0644 | 1366.3625 | 513.0813
18.12. | 21 | 1877.0644 | 1366.3625 | 513.0813
18.12. | 22 | 1877.0644 | 1366.3625 | 513.0813
18.12. | 23 | 1877.0644 | 1366.3625 | 513.0813
18.12. | 24 | 1877.0644 | 1366.3625 | 513.0813
19.12. | 1 | 1877.0644 | 1366.3625 | 513.0813
19.12. | 2 | 1877.0644 | 1366.3625 | 513.0813
19.12. | 3 | 1877.0644 | 1366.3625 | 513.0813
19.12. | 4 | 1877.0644 | 1366.3625 | 513.0813
19.12. | 5 | 1877.0644 | 1366.3625 | 513.0813
19.12. | 6 | 1877.0644 | 1366.3625 | 513.0813
19.12. | 7 | 1877.0644 | 1366.3625 | 513.0813
19.12. | 8 | 1877.0644 | 1366.3625 | 513.0813
19.12. | 9 | 1877.0644 | 1366.3625 | 513.0813
19.12. | 10 | 1877.0644 | 1366.3625 | 513.0813
19.12. | 11 | 1877.0644 | 1366.3625 | 513.0813
19.12. | 12 | 1877.0644 | 1366.3625 | 513.0813
19.12. | 13 | 1877.0644 | 1366.3625 | 513.0813
19.12. | 14 | 1877.0644 | 1366.3625 | 513.0813
19.12. | 15 | 1877.0644 | 1366.3625 | 513.0813
19.12. | 16 | 1877.0644 | 1366.3625 | 513.0813
19.12. | 17 | 1877.0644 | 1366.3625 | 513.0813
19.12. | 18 | 1877.0644 | 1366.3625 | 513.0813
19.12. | 19 | 1877.0644 | 1366.3625 | 513.0813
19.12. | 20 | 1877.0644 | 1366.3625 | 513.0813
19.12. | 21 | 1877.0644 | 1366.3625 | 513.0813
19.12. | 22 | 1877.0644 | 1366.3625 | 513.0813
19.12. | 23 | 1877.0644 | 1366.3625 | 513.0813
19.12. | 24 | 1877.0644 | 1366.3625 | 513.0813
20.12. | 1 | 1877.0644 | 1366.3625 | 513.0813
20.12. | 2 | 1877.0644 | 1366.3625 | 513.0813
20.12. | 3 | 1877.0644 | 1366.3625 | 513.0813
20.12. | 4 | 1877.0644 | 1366.3625 | 513.0813
20.12. | 5 | 1877.0644 | 1366.3625 | 513.0813
20.12. | 6 | 1877.0644 | 1366.3625 | 513.0813
20.12. | 7 | 1877.0644 | 1366.3625 | 513.0813
20.12. | 8 | 1877.0644 | 1366.3625 | 513.0813
20.12. | 9 | 1877.0644 | 1366.3625 | 513.0813
20.12. | 10 | 1877.0644 | 1366.3625 | 513.0813
20.12. | 11 | 1877.0644 | 1366.3625 | 513.0813
20.12. | 12 | 1877.0644 | 1366.3625 | 513.0813
20.12. | 13 | 1877.0644 | 1366.3625 | 513.0813
20.12. | 14 | 1877.0644 | 1366.3625 | 513.0813
20.12. | 15 | 1877.0644 | 1366.3625 | 513.0813
20.12. | 16 | 1877.0644 | 1366.3625 | 513.0813
20.12. | 17 | 1877.0644 | 1366.3625 | 513.0813
20.12. | 18 | 1877.0644 | 1366.3625 | 513.0813
20.12. | 19 | 1877.0644 | 1366.3625 | 513.0813
20.12. | 20 | 1877.0644 | 1366.3625 | 513.0813
20.12. | 21 | 1877.0644 | 1366.3625 | 513.0813
20.12. | 22 | 1877.0644 | 1366.3625 | 513.0813
20.12. | 23 | 1877.0644 | 1366.3625 | 513.0813
20.12. | 24 | 1877.0644 | 1366.3625 | 513.0813
21.12. | 1 | 1877.0644 | 1366.3625 | 513.0813
21.12. | 2 | 1877.0644 | 1366.3625 | 513.0813
21.12. | 3 | 1877.0644 | 1366.3625 | 513.0813
21.12. | 4 | 1877.0644 | 1366.3625 | 513.0813
21.12. | 5 | 1877.0644 | 1366.3625 | 513.0813
21.12. | 6 | 1877.0644 | 1366.3625 | 513.0813
21.12. | 7 | 1877.0644 | 1366.3625 | 513.0813
21.12. | 8 | 1877.0644 | 1366.3625 | 513.0813
21.12. | 9 | 1877.0644 | 1366.3625 | 513.0813
21.12. | 10 | 1877.0644 | 1366.3625 | 513.0813
21.12. | 11 | 1877.0644 | 1366.3625 | 513.0813
21.12. | 12 | 1877.0644 | 1366.3625 | 513.0813
21.12. | 13 | 1877.0644 | 1366.3625 | 513.0813
21.12. | 14 | 1877.0644 | 1366.3625 | 513.0813
21.12. | 15 | 1877.0644 | 1366.3625 | 513.0813
21.12. | 16 | 1877.0644 | 1366.3625 | 513.0813
21.12. | 17 | 1877.0644 | 1366.3625 | 513.0813
21.12. | 18 | 1877.0644 | 1366.3625 | 513.0813
21.12. | 19 | 1877.0644 | 1366.3625 | 513.0813
21.12. | 20 | 1877.0644 | 1366.3625 | 513.0813
21.12. | 21 | 1877.0644 | 1366.3625 | 513.0813
21.12. | 22 | 1877.0644 | 1366.3625 | 513.0813
21.12. | 23 | 1877.0644 | 1366.3625 | 513.0813
21.12. | 24 | 1877.0644 | 1366.3625 | 513.0813
22.12. | 1 | 1877.0644 | 1366.3625 | 513.0813
22.12. | 2 | 1877.0644 | 1366.3625 | 513.0813
22.12. | 3 | 1877.0644 | 1366.3625 | 513.0813
22.12. | 4 | 1877.0644 | 1366.3625 | 513.0813
22.12. | 5 | 1877.0644 | 1366.3625 | 513.0813
22.12. | 6 | 1877.0644 | 1366.3625 | 513.0813
22.12. | 7 | 1877.0644 | 1366.3625 | 513.0813
22.12. | 8 | 1877.0644 | 1366.3625 | 513.0813
22.12. | 9 | 1877.0644 | 1366.3625 | 513.0813
22.12. | 10 | 1877.0644 | 1366.3625 | 513.0813
22.12. | 11 | 1877.0644 | 1366.3625 | 513.0813
22.12. | 12 | 1877.0644 | 1366.3625 | 513.0813
22.12. | 13 | 1877.0644 | 1366.3625 | 513.0813
22.12. | 14 | 1877.0644 | 1366.3625 | 513.0813
22.12. | 15 | 1877.0644 | 1366.3625 | 513.0813
22.12. | 16 | 1877.0644 | 1366.3625 | 513.0813
22.12. | 17 | 1877.0644 | 1366.3625 | 513.0813
22.12. | 18 | 1877.0644 | 1366.3625 | 513.0813
22.12. | 19 | 1877.0644 | 1366.3625 | 513.0813
22.12. | 20 | 1877.0644 | 1366.3625 | 513.0813
22.12. | 21 | 1877.0644 | 1366.3625 | 513.0813
22.12. | 22 | 1877.0644 | 1366.3625 | 513.0813
22.12. | 23 | 1877.0644 | 1366.3625 | 513.0813
22.12. | 24 | 1877.0644 | 1366.3625 | 513.0813
23.12. | 1 | 1877.0644 | 1366.3625 | 513.0813
23.12. | 2 | 1877.0644 | 1366.3625 | 513.0813
23.12. | 3 | 1877.0644 | 1366.3625 | 513.0813
23.12. | 4 | 1877.0644 | 1366.3625 | 513.0813
23.12. | 5 | 1877.0644 | 1366.3625 | 513.0813
23.12. | 6 | 1877.0644 | 1366.3625 | 513.0813
23.12. | 7 | 1877.0644 | 1366.3625 | 513.0813
23.12. | 8 | 1877.0644 | 1366.3625 | 513.0813
23.12. | 9 | 1877.0644 | 1366.3625 | 513.0813
23.12. | 10 | 1877.0644 | 1366.3625 | 513.0813
23.12. | 11 | 1877.0644 | 1366.3625 | 513.0813
23.12. | 12 | 1877.0644 | 1366.3625 | 513.0813
23.12. | 13 | 1877.0644 | 1366.3625 | 513.0813
23.12. | 14 | 1877.0644 | 1366.3625 | 513.0813
23.12. | 15 | 1877.0644 | 1366.3625 | 513.0813
23.12. | 16 | 1877.0644 | 1366.3625 | 513.0813
23.12. | 17 | 1877.0644 | 1366.3625 | 513.0813
23.12. | 18 | 1877.0644 | 1366.3625 | 513.0813
23.12. | 19 | 1877.0644 | 1366.3625 | 513.0813
23.12. | 20 | 1877.0644 | 1366.3625 | 513.0813
23.12. | 21 | 1877.0644 | 1366.3625 | 513.0813
23.12. | 22 | 1877.0644 | 1366.3625 | 513.0813
23.12. | 23 | 1877.0644 | 1366.3625 | 513.0813
23.12. | 24 | 1877.0644 | 1366.3625 | 513.0813
24.12. | 1 | 1877.0644 | 1366.3625 | 513.0813
24.12. | 2 | 1877.0644 | 1366.3625 | 513.0813
24.12. | 3 | 1877.0644 | 1366.3625 | 513.0813
24.12. | 4 | 1877.0644 | 1366.3625 | 513.0813
24.12. | 5 | 1877.0644 | 1366.3625 | 513.0813
24.12. | 6 | 1877.0644 | 1366.3625 | 513.0813
24.12. | 7 | 1877.0644 | 1366.3625 | 513.0813
24.12. | 8 | 1877.0644 | 1366.3625 | 513.0813
24.12. | 9 | 1877.0644 | 1366.3625 | 513.0813
24.12. | 10 | 1877.0644 | 1366.3625 | 513.0813
24.12. | 11 | 1877.0644 | 1366.3625 | 513.0813
24.12. | 12 | 1877.0644 | 1366.3625 | 513.0813
24.12. | 13 | 1877.0644 | 1366.3625 | 513.0813
24.12. | 14 | 1877.0644 | 1366.3625 | 513.0813
24.12. | 15 | 1877.0644 | 1366.3625 | 513.0813
24.12. | 16 | 1877.0644 | 1366.3625 | 513.0813
24.12. | 17 | 1877.0644 | 1366.3625 | 513.0813
24.12. | 18 | 1877.0644 | 1366.3625 | 513.0813
24.12. | 19 | 1877.0644 | 1366.3625 | 513.0813
24.12. | 20 | 1877.0644 | 1366.3625 | 513.0813
24.12. | 21 | 1877.0644 | 1366.3625 | 513.0813
24.12. | 22 | 1877.0644 | 1366.3625 | 513.0813
24.12. | 23 | 1877.0644 | 1366.3625 | 513.0813
24.12. | 24 | 1877.0644 | 1366.3625 | 513.0813
25.12. | 1 | 1877.0644 | 1366.3625 | 513.0813
25.12. | 2 | 1877.0644 | 1366.3625 | 513.0813
25.12. | 3 | 1877.0644 | 1366.3625 | 513.0813
25.12. | 4 | 1877.0644 | 1366.3625 | 513.0813
25.12. | 5 | 1877.0644 | 1366.3625 | 513.0813
25.12. | 6 | 1877.0644 | 1366.3625 | 513.0813
25.12. | 7 | 1877.0644 | 1366.3625 | 513.0813
25.12. | 8 | 1877.0644 | 1366.3625 | 513.0813
25.12. | 9 | 1877.0644 | 1366.3625 | 513.0813
25.12. | 10 | 1877.0644 | 1366.3625 | 513.0813
25.12. | 11 | 1877.0644 | 1366.3625 | 513.0813
25.12. | 12 | 1877.0644 | 1366.3625 | 513.0813
25.12. | 13 | 1877.0644 | 1366.3625 | 513.0813
25.12. | 14 | 1877.0644 | 1366.3625 | 513.0813
25.12. | 15 | 1877.0644 | 1366.3625 | 513.0813
25.12. | 16 | 1877.0644 | 1366.3625 | 513.0813
25.12. | 17 | 1877.0644 | 1366.3625 | 513.0813
25.12. | 18 | 1877.0644 | 1366.3625 | 513.0813
25.12. | 19 | 1877.0644 | 1366.3625 | 513.0813
25.12. | 20 | 1877.0644 | 1366.3625 | 513.0813
25.12. | 21 | 1877.0644 | 1366.3625 | 513.0813
25.12. | 22 | 1877.0644 | 1366.3625 | 513.0813
25.12. | 23 | 1877.0644 | 1366.3625 | 513.0813
25.12. | 24 | 1877.0644 | 1366.3625 | 513.0813
26.12. | 1 | 1877.0644 | 1366.3625 | 513.0813
26.12. | 2 | 1877.0644 | 1366.3625 | 513.0813
26.12. | 3 | 1877.0644 | 1366.3625 | 513.0813
26.12. | 4 | 1877.0644 | 1366.3625 | 513.0813
26.12. | 5 | 1877.0644 | 1366.3625 | 513.0813
26.12. | 6 | 1877.0644 | 1366.3625 | 513.0813
26.12. | 7 | 1877.0644 | 1366.3625 | 513.0813
26.12. | 8 | 1877.0644 | 1366.3625 | 513.0813
26.12. | 9 | 1877.0644 | 1366.3625 | 513.0813
26.12. | 10 | 1877.0644 | 1366.3625 | 513.0813
26.12. | 11 | 1877.0644 | 1366.3625 | 513.0813
26.12. | 12 | 1877.0644 | 1366.3625 | 513.0813
26.12. | 13 | 1877.0644 | 1366.3625 | 513.0813
26.12. | 14 | 1877.0644 | 1366.3625 | 513.0813
26.12. | 15 | 1877.0644 | 1366.3625 | 513.0813
26.12. | 16 | 1877.0644 | 1366.3625 | 513.0813
26.12. | 17 | 1877.0644 | 1366.3625 | 513.0813
26.12. | 18 | 1877.0644 | 1366.3625 | 513.0813
26.12. | 19 | 1877.0644 | 1366.3625 | 513.0813
26.12. | 20 | 1877.0644 | 1366.3625 | 513.0813
26.12. | 21 | 1877.0644 | 1366.3625 | 513.0813
26.12. | 22 | 1877.0644 | 1366.3625 | 513.0813
26.12. | 23 | 1877.0644 | 1366.3625 | 513.0813
26.12. | 24 | 1877.0644 | 1366.3625 | 513.0813
27.12. | 1 | 1877.0644 | 1366.3625 | 513.0813
27.12. | 2 | 1877.0644 | 1366.3625 | 513.0813
27.12. | 3 | 1877.0644 | 1366.3625 | 513.0813
27.12. | 4 | 1877.0644 | 1366.3625 | 513.0813
27.12. | 5 | 1877.0644 | 1366.3625 | 513.0813
27.12. | 6 | 1877.0644 | 1366.3625 | 513.0813
27.12. | 7 | 1877.0644 | 1366.3625 | 513.0813
27.12. | 8 | 1877.0644 | 1366.3625 | 513.0813
27.12. | 9 | 1877.0644 | 1366.3625 | 513.0813
27.12. | 10 | 1877.0644 | 1366.3625 | 513.0813
27.12. | 11 | 1877.0644 | 1366.3625 | 513.0813
27.12. | 12 | 1877.0644 | 1366.3625 | 513.0813
27.12. | 13 | 1877.0644 | 1366.3625 | 513.0813
27.12. | 14 | 1877.0644 | 1366.3625 | 513.0813
27.12. | 15 | 1877.0644 | 1366.3625 | 513.0813
27.12. | 16 | 1877.0644 | 1366.3625 | 513.0813
27.12. | 17 | 1877.0644 | 1366.3625 | 513.0813
27.12. | 18 | 1877.0644 | 1366.3625 | 513.0813
27.12. | 19 | 1877.0644 | 1366.3625 | 513.0813
27.12. | 20 | 1877.0644 | 1366.3625 | 513.0813
27.12. | 21 | 1877.0644 | 1366.3625 | 513.0813
27.12. | 22 | 1877.0644 | 1366.3625 | 513.0813
27.12. | 23 | 1877.0644 | 1366.3625 | 513.0813
27.12. | 24 | 1877.0644 | 1366.3625 | 513.0813
28.12. | 1 | 1877.0644 | 1366.3625 | 513.0813
28.12. | 2 | 1877.0644 | 1366.3625 | 513.0813
28.12. | 3 | 1877.0644 | 1366.3625 | 513.0813
28.12. | 4 | 1877.0644 | 1366.3625 | 513.0813
28.12. | 5 | 1877.0644 | 1366.3625 | 513.0813
28.12. | 6 | 1877.0644 | 1366.3625 | 513.0813
28.12. | 7 | 1877.0644 | 1366.3625 | 513.0813
28.12. | 8 | 1877.0644 | 1366.3625 | 513.0813
28.12. | 9 | 1877.0644 | 1366.3625 | 513.0813
28.12. | 10 | 1877.0644 | 1366.3625 | 513.0813
28.12. | 11 | 1877.0644 | 1366.3625 | 513.0813
28.12. | 12 | 1877.0644 | 1366.3625 | 513.0813
28.12. | 13 | 1877.0644 | 1366.3625 | 513.0813
28.12. | 14 | 1877.0644 | 1366.3625 | 513.0813
28.12. | 15 | 1877.0644 | 1366.3625 | 513.0813
28.12. | 16 | 1877.0644 | 1366.3625 | 513.0813
28.12. | 17 | 1877.0644 | 1366.3625 | 513.0813
28.12. | 18 | 1877.0644 | 1366.3625 | 513.0813
28.12. | 19 | 1877.0644 | 1366.3625 | 513.0813
28.12. | 20 | 1877.0644 | 1366.3625 | 513.0813
28.12. | 21 | 1877.0644 | 1366.3625 | 513.0813
28.12. | 22 | 1877.0644 | 1366.3625 | 513.0813
28.12. | 23 | 1877.0644 | 1366.3625 | 513.0813
28.12. | 24 | 1877.0644 | 1366.3625 | 513.0813
29.12. | 1 | 1877.0644 | 1366.3625 | 513.0813
29.12. | 2 | 1877.0644 | 1366.3625 | 513.0813
29.12. | 3 | 1877.0644 | 1366.3625 | 513.0813
29.12. | 4 | 1877.0644 | 1366.3625 | 513.0813
29.12. | 5 | 1877.0644 | 1366.3625 | 513.0813
29.12. | 6 | 1877.0644 | 1366.3625 | 513.0813
29.12. | 7 | 1877.0644 | 1366.3625 | 513.0813
29.12. | 8 | 1877.0644 | 1366.3625 | 513.0813
29.12. | 9 | 1877.0644 | 1366.3625 | 513.0813
29.12. | 10 | 1877.0644 | 1366.3625 | 513.0813
29.12. | 11 | 1877.0644 | 1366.3625 | 513.0813
29.12. | 12 | 1877.0644 | 1366.3625 | 513.0813
29.12. | 13 | 1877.0644 | 1366.3625 | 513.0813
29.12. | 14 | 1877.0644 | 1366.3625 | 513.0813
29.12. | 15 | 1877.0644 | 1366.3625 | 513.0813
29.12. | 16 | 1877.0644 | 1366.3625 | 513.0813
29.12. | 17 | 1877.0644 | 1366.3625 | 513.0813
29.12. | 18 | 1877.0644 | 1366.3625 | 513.0813
29.12. | 19 | 1877.0644 | 1366.3625 | 513.0813
29.12. | 20 | 1877.0644 | 1366.3625 | 513.0813
29.12. | 21 | 1877.0644 | 1366.3625 | 513.0813
29.12. | 22 | 1877.0644 | 1366.3625 | 513.0813
29.12. | 23 | 1877.0644 | 1366.3625 | 513.0813
29.12. | 24 | 1877.0644 | 1366.3625 | 513.0813
30.12. | 1 | 1877.0644 | 1366.3625 | 513.0813
30.12. | 2 | 1877.0644 | 1366.3625 | 513.0813
30.12. | 3 | 1877.0644 | 1366.3625 | 513.0813
30.12. | 4 | 1877.0644 | 1366.3625 | 513.0813
30.12. | 5 | 1877.0644 | 1366.3625 | 513.0813
30.12. | 6 | 1877.0644 | 1366.3625 | 513.0813
30.12. | 7 | 1877.0644 | 1366.3625 | 513.0813
30.12. | 8 | 1877.0644 | 1366.3625 | 513.0813
30.12. | 9 | 1877.0644 | 1366.3625 | 513.0813
30.12. | 10 | 1877.0644 | 1366.3625 | 513.0813
30.12. | 11 | 1877.0644 | 1366.3625 | 513.0813
30.12. | 12 | 1877.0644 | 1366.3625 | 513.0813
30.12. | 13 | 1877.0644 | 1366.3625 | 513.0813
30.12. | 14 | 1877.0644 | 1366.3625 | 513.0813
30.12. | 15 | 1877.0644 | 1366.3625 | 513.0813
30.12. | 16 | 1877.0644 | 1366.3625 | 513.0813
30.12. | 17 | 1877.0644 | 1366.3625 | 513.0813
30.12. | 18 | 1877.0644 | 1366.3625 | 513.0813
30.12. | 19 | 1877.0644 | 1366.3625 | 513.0813
30.12. | 20 | 1877.0644 | 1366.3625 | 513.0813
30.12. | 21 | 1877.0644 | 1366.3625 | 513.0813
30.12. | 22 | 1877.0644 | 1366.3625 | 513.0813
30.12. | 23 | 1877.0644 | 1366.3625 | 513.0813
30.12. | 24 | 1877.0644 | 1366.3625 | 513.0813
31.12. | 1 | 1877.0644 | 1366.3625 | 513.0813
31.12. | 2 | 1877.0644 | 1366.3625 | 513.0813
31.12. | 3 | 1877.0644 | 1366.3625 | 513.0813
31.12. | 4 | 1877.0644 | 1366.3625 | 513.0813
31.12. | 5 | 1877.0644 | 1366.3625 | 513.0813
31.12. | 6 | 1877.0644 | 1366.3625 | 513.0813
31.12. | 7 | 1877.0644 | 1366.3625 | 513.0813
31.12. | 8 | 1877.0644 | 1366.3625 | 513.0813
31.12. | 9 | 1877.0644 | 1366.3625 | 513.0813
31.12. | 10 | 1877.0644 | 1366.3625 | 513.0813
31.12. | 11 | 1877.0644 | 1366.3625 | 513.0813
31.12. | 12 | 1877.0644 | 1366.3625 | 513.0813
31.12. | 13 | 1877.0644 | 1366.3625 | 513.0813
31.12. | 14 | 1877.0644 | 1366.3625 | 513.0813
31.12. | 15 | 1877.0644 | 1366.3625 | 513.0813
31.12. | 16 | 1877.0644 | 1366.3625 | 513.0813
31.12. | 17 | 1877.0644 | 1366.3625 | 513.0813
31.12. | 18 | 1877.0644 | 1366.3625 | 513.0813
31.12. | 19 | 1877.0644 | 1366.3625 | 513.0813
31.12. | 20 | 1877.0644 | 1366.3625 | 513.0813
31.12. | 21 | 1877.0644 | 1366.3625 | 513.0813
31.12. | 22 | 1877.0644 | 1366.3625 | 513.0813
31.12. | 23 | 1877.0644 | 1366.3625 | 513.0813
31.12. | 24 | 1877.0644 | 1366.3625 | 513.0813

## Exchanges
ENTSO-E Market Modelling Database: Exchanges with non-ENTSO-E countries
Country:
Market Node: | PL00
Year:
Climate year |  |  | N.B. use convention first January always Monday (2007 calendar year) --> see guidelines for further details
Scenario
name of the non-ENTSOE country:
average import capacity from non-ENTSO-E country (MW) (optional):
average export capacity to non-ENTSO-E country (MW) (optional):
name of the non-ENTSOE country:
average import capacity from non-ENTSO-E country (MW) (optional):
average export capacity to non-ENTSO-E country (MW) (optional):
name of the non-ENTSOE country:
average import capacity from non-ENTSO-E country (MW) (optional):
average export capacity to non-ENTSO-E country (MW) (optional):
name of the non-ENTSOE country:
average import capacity from non-ENTSO-E country (MW) (optional):
average export capacity to non-ENTSO-E country (MW) (optional):
name of the non-ENTSOE country:
average import capacity from non-ENTSO-E country (MW) (optional):
average export capacity to non-ENTSO-E country (MW) (optional):
Date | Hour | Total exchanges with all non ENTSO-E countries (MW) (>0 for import)
01.01. | 1
01.01. | 2
01.01. | 3
01.01. | 4
01.01. | 5
01.01. | 6
01.01. | 7
01.01. | 8
01.01. | 9
01.01. | 10
01.01. | 11
01.01. | 12
01.01. | 13
01.01. | 14
01.01. | 15
01.01. | 16
01.01. | 17
01.01. | 18
01.01. | 19
01.01. | 20
01.01. | 21
01.01. | 22
01.01. | 23
01.01. | 24
02.01. | 1
02.01. | 2
02.01. | 3
02.01. | 4
02.01. | 5
02.01. | 6
02.01. | 7
02.01. | 8
02.01. | 9
02.01. | 10
02.01. | 11
02.01. | 12
02.01. | 13
02.01. | 14
02.01. | 15
02.01. | 16
02.01. | 17
02.01. | 18
02.01. | 19
02.01. | 20
02.01. | 21
02.01. | 22
02.01. | 23
02.01. | 24
03.01. | 1
03.01. | 2
03.01. | 3
03.01. | 4
03.01. | 5
03.01. | 6
03.01. | 7
03.01. | 8
03.01. | 9
03.01. | 10
03.01. | 11
03.01. | 12
03.01. | 13
03.01. | 14
03.01. | 15
03.01. | 16
03.01. | 17
03.01. | 18
03.01. | 19
03.01. | 20
03.01. | 21
03.01. | 22
03.01. | 23
03.01. | 24
04.01. | 1
04.01. | 2
04.01. | 3
04.01. | 4
04.01. | 5
04.01. | 6
04.01. | 7
04.01. | 8
04.01. | 9
04.01. | 10
04.01. | 11
04.01. | 12
04.01. | 13
04.01. | 14
04.01. | 15
04.01. | 16
04.01. | 17
04.01. | 18
04.01. | 19
04.01. | 20
04.01. | 21
04.01. | 22
04.01. | 23
04.01. | 24
05.01. | 1
05.01. | 2
05.01. | 3
05.01. | 4
05.01. | 5
05.01. | 6
05.01. | 7
05.01. | 8
05.01. | 9
05.01. | 10
05.01. | 11
05.01. | 12
05.01. | 13
05.01. | 14
05.01. | 15
05.01. | 16
05.01. | 17
05.01. | 18
05.01. | 19
05.01. | 20
05.01. | 21
05.01. | 22
05.01. | 23
05.01. | 24
06.01. | 1
06.01. | 2
06.01. | 3
06.01. | 4
06.01. | 5
06.01. | 6
06.01. | 7
06.01. | 8
06.01. | 9
06.01. | 10
06.01. | 11
06.01. | 12
06.01. | 13
06.01. | 14
06.01. | 15
06.01. | 16
06.01. | 17
06.01. | 18
06.01. | 19
06.01. | 20
06.01. | 21
06.01. | 22
06.01. | 23
06.01. | 24
07.01. | 1
07.01. | 2
07.01. | 3
07.01. | 4
07.01. | 5
07.01. | 6
07.01. | 7
07.01. | 8
07.01. | 9
07.01. | 10
07.01. | 11
07.01. | 12
07.01. | 13
07.01. | 14
07.01. | 15
07.01. | 16
07.01. | 17
07.01. | 18
07.01. | 19
07.01. | 20
07.01. | 21
07.01. | 22
07.01. | 23
07.01. | 24
08.01. | 1
08.01. | 2
08.01. | 3
08.01. | 4
08.01. | 5
08.01. | 6
08.01. | 7
08.01. | 8
08.01. | 9
08.01. | 10
08.01. | 11
08.01. | 12
08.01. | 13
08.01. | 14
08.01. | 15
08.01. | 16
08.01. | 17
08.01. | 18
08.01. | 19
08.01. | 20
08.01. | 21
08.01. | 22
08.01. | 23
08.01. | 24
09.01. | 1
09.01. | 2
09.01. | 3
09.01. | 4
09.01. | 5
09.01. | 6
09.01. | 7
09.01. | 8
09.01. | 9
09.01. | 10
09.01. | 11
09.01. | 12
09.01. | 13
09.01. | 14
09.01. | 15
09.01. | 16
09.01. | 17
09.01. | 18
09.01. | 19
09.01. | 20
09.01. | 21
09.01. | 22
09.01. | 23
09.01. | 24
10.01. | 1
10.01. | 2
10.01. | 3
10.01. | 4
10.01. | 5
10.01. | 6
10.01. | 7
10.01. | 8
10.01. | 9
10.01. | 10
10.01. | 11
10.01. | 12
10.01. | 13
10.01. | 14
10.01. | 15
10.01. | 16
10.01. | 17
10.01. | 18
10.01. | 19
10.01. | 20
10.01. | 21
10.01. | 22
10.01. | 23
10.01. | 24
11.01. | 1
11.01. | 2
11.01. | 3
11.01. | 4
11.01. | 5
11.01. | 6
11.01. | 7
11.01. | 8
11.01. | 9
11.01. | 10
11.01. | 11
11.01. | 12
11.01. | 13
11.01. | 14
11.01. | 15
11.01. | 16
11.01. | 17
11.01. | 18
11.01. | 19
11.01. | 20
11.01. | 21
11.01. | 22
11.01. | 23
11.01. | 24
12.01. | 1
12.01. | 2
12.01. | 3
12.01. | 4
12.01. | 5
12.01. | 6
12.01. | 7
12.01. | 8
12.01. | 9
12.01. | 10
12.01. | 11
12.01. | 12
12.01. | 13
12.01. | 14
12.01. | 15
12.01. | 16
12.01. | 17
12.01. | 18
12.01. | 19
12.01. | 20
12.01. | 21
12.01. | 22
12.01. | 23
12.01. | 24
13.01. | 1
13.01. | 2
13.01. | 3
13.01. | 4
13.01. | 5
13.01. | 6
13.01. | 7
13.01. | 8
13.01. | 9
13.01. | 10
13.01. | 11
13.01. | 12
13.01. | 13
13.01. | 14
13.01. | 15
13.01. | 16
13.01. | 17
13.01. | 18
13.01. | 19
13.01. | 20
13.01. | 21
13.01. | 22
13.01. | 23
13.01. | 24
14.01. | 1
14.01. | 2
14.01. | 3
14.01. | 4
14.01. | 5
14.01. | 6
14.01. | 7
14.01. | 8
14.01. | 9
14.01. | 10
14.01. | 11
14.01. | 12
14.01. | 13
14.01. | 14
14.01. | 15
14.01. | 16
14.01. | 17
14.01. | 18
14.01. | 19
14.01. | 20
14.01. | 21
14.01. | 22
14.01. | 23
14.01. | 24
15.01. | 1
15.01. | 2
15.01. | 3
15.01. | 4
15.01. | 5
15.01. | 6
15.01. | 7
15.01. | 8
15.01. | 9
15.01. | 10
15.01. | 11
15.01. | 12
15.01. | 13
15.01. | 14
15.01. | 15
15.01. | 16
15.01. | 17
15.01. | 18
15.01. | 19
15.01. | 20
15.01. | 21
15.01. | 22
15.01. | 23
15.01. | 24
16.01. | 1
16.01. | 2
16.01. | 3
16.01. | 4
16.01. | 5
16.01. | 6
16.01. | 7
16.01. | 8
16.01. | 9
16.01. | 10
16.01. | 11
16.01. | 12
16.01. | 13
16.01. | 14
16.01. | 15
16.01. | 16
16.01. | 17
16.01. | 18
16.01. | 19
16.01. | 20
16.01. | 21
16.01. | 22
16.01. | 23
16.01. | 24
17.01. | 1
17.01. | 2
17.01. | 3
17.01. | 4
17.01. | 5
17.01. | 6
17.01. | 7
17.01. | 8
17.01. | 9
17.01. | 10
17.01. | 11
17.01. | 12
17.01. | 13
17.01. | 14
17.01. | 15
17.01. | 16
17.01. | 17
17.01. | 18
17.01. | 19
17.01. | 20
17.01. | 21
17.01. | 22
17.01. | 23
17.01. | 24
18.01. | 1
18.01. | 2
18.01. | 3
18.01. | 4
18.01. | 5
18.01. | 6
18.01. | 7
18.01. | 8
18.01. | 9
18.01. | 10
18.01. | 11
18.01. | 12
18.01. | 13
18.01. | 14
18.01. | 15
18.01. | 16
18.01. | 17
18.01. | 18
18.01. | 19
18.01. | 20
18.01. | 21
18.01. | 22
18.01. | 23
18.01. | 24
19.01. | 1
19.01. | 2
19.01. | 3
19.01. | 4
19.01. | 5
19.01. | 6
19.01. | 7
19.01. | 8
19.01. | 9
19.01. | 10
19.01. | 11
19.01. | 12
19.01. | 13
19.01. | 14
19.01. | 15
19.01. | 16
19.01. | 17
19.01. | 18
19.01. | 19
19.01. | 20
19.01. | 21
19.01. | 22
19.01. | 23
19.01. | 24
20.01. | 1
20.01. | 2
20.01. | 3
20.01. | 4
20.01. | 5
20.01. | 6
20.01. | 7
20.01. | 8
20.01. | 9
20.01. | 10
20.01. | 11
20.01. | 12
20.01. | 13
20.01. | 14
20.01. | 15
20.01. | 16
20.01. | 17
20.01. | 18
20.01. | 19
20.01. | 20
20.01. | 21
20.01. | 22
20.01. | 23
20.01. | 24
21.01. | 1
21.01. | 2
21.01. | 3
21.01. | 4
21.01. | 5
21.01. | 6
21.01. | 7
21.01. | 8
21.01. | 9
21.01. | 10
21.01. | 11
21.01. | 12
21.01. | 13
21.01. | 14
21.01. | 15
21.01. | 16
21.01. | 17
21.01. | 18
21.01. | 19
21.01. | 20
21.01. | 21
21.01. | 22
21.01. | 23
21.01. | 24
22.01. | 1
22.01. | 2
22.01. | 3
22.01. | 4
22.01. | 5
22.01. | 6
22.01. | 7
22.01. | 8
22.01. | 9
22.01. | 10
22.01. | 11
22.01. | 12
22.01. | 13
22.01. | 14
22.01. | 15
22.01. | 16
22.01. | 17
22.01. | 18
22.01. | 19
22.01. | 20
22.01. | 21
22.01. | 22
22.01. | 23
22.01. | 24
23.01. | 1
23.01. | 2
23.01. | 3
23.01. | 4
23.01. | 5
23.01. | 6
23.01. | 7
23.01. | 8
23.01. | 9
23.01. | 10
23.01. | 11
23.01. | 12
23.01. | 13
23.01. | 14
23.01. | 15
23.01. | 16
23.01. | 17
23.01. | 18
23.01. | 19
23.01. | 20
23.01. | 21
23.01. | 22
23.01. | 23
23.01. | 24
24.01. | 1
24.01. | 2
24.01. | 3
24.01. | 4
24.01. | 5
24.01. | 6
24.01. | 7
24.01. | 8
24.01. | 9
24.01. | 10
24.01. | 11
24.01. | 12
24.01. | 13
24.01. | 14
24.01. | 15
24.01. | 16
24.01. | 17
24.01. | 18
24.01. | 19
24.01. | 20
24.01. | 21
24.01. | 22
24.01. | 23
24.01. | 24
25.01. | 1
25.01. | 2
25.01. | 3
25.01. | 4
25.01. | 5
25.01. | 6
25.01. | 7
25.01. | 8
25.01. | 9
25.01. | 10
25.01. | 11
25.01. | 12
25.01. | 13
25.01. | 14
25.01. | 15
25.01. | 16
25.01. | 17
25.01. | 18
25.01. | 19
25.01. | 20
25.01. | 21
25.01. | 22
25.01. | 23
25.01. | 24
26.01. | 1
26.01. | 2
26.01. | 3
26.01. | 4
26.01. | 5
26.01. | 6
26.01. | 7
26.01. | 8
26.01. | 9
26.01. | 10
26.01. | 11
26.01. | 12
26.01. | 13
26.01. | 14
26.01. | 15
26.01. | 16
26.01. | 17
26.01. | 18
26.01. | 19
26.01. | 20
26.01. | 21
26.01. | 22
26.01. | 23
26.01. | 24
27.01. | 1
27.01. | 2
27.01. | 3
27.01. | 4
27.01. | 5
27.01. | 6
27.01. | 7
27.01. | 8
27.01. | 9
27.01. | 10
27.01. | 11
27.01. | 12
27.01. | 13
27.01. | 14
27.01. | 15
27.01. | 16
27.01. | 17
27.01. | 18
27.01. | 19
27.01. | 20
27.01. | 21
27.01. | 22
27.01. | 23
27.01. | 24
28.01. | 1
28.01. | 2
28.01. | 3
28.01. | 4
28.01. | 5
28.01. | 6
28.01. | 7
28.01. | 8
28.01. | 9
28.01. | 10
28.01. | 11
28.01. | 12
28.01. | 13
28.01. | 14
28.01. | 15
28.01. | 16
28.01. | 17
28.01. | 18
28.01. | 19
28.01. | 20
28.01. | 21
28.01. | 22
28.01. | 23
28.01. | 24
29.01. | 1
29.01. | 2
29.01. | 3
29.01. | 4
29.01. | 5
29.01. | 6
29.01. | 7
29.01. | 8
29.01. | 9
29.01. | 10
29.01. | 11
29.01. | 12
29.01. | 13
29.01. | 14
29.01. | 15
29.01. | 16
29.01. | 17
29.01. | 18
29.01. | 19
29.01. | 20
29.01. | 21
29.01. | 22
29.01. | 23
29.01. | 24
30.01. | 1
30.01. | 2
30.01. | 3
30.01. | 4
30.01. | 5
30.01. | 6
30.01. | 7
30.01. | 8
30.01. | 9
30.01. | 10
30.01. | 11
30.01. | 12
30.01. | 13
30.01. | 14
30.01. | 15
30.01. | 16
30.01. | 17
30.01. | 18
30.01. | 19
30.01. | 20
30.01. | 21
30.01. | 22
30.01. | 23
30.01. | 24
31.01. | 1
31.01. | 2
31.01. | 3
31.01. | 4
31.01. | 5
31.01. | 6
31.01. | 7
31.01. | 8
31.01. | 9
31.01. | 10
31.01. | 11
31.01. | 12
31.01. | 13
31.01. | 14
31.01. | 15
31.01. | 16
31.01. | 17
31.01. | 18
31.01. | 19
31.01. | 20
31.01. | 21
31.01. | 22
31.01. | 23
31.01. | 24
01.02. | 1
01.02. | 2
01.02. | 3
01.02. | 4
01.02. | 5
01.02. | 6
01.02. | 7
01.02. | 8
01.02. | 9
01.02. | 10
01.02. | 11
01.02. | 12
01.02. | 13
01.02. | 14
01.02. | 15
01.02. | 16
01.02. | 17
01.02. | 18
01.02. | 19
01.02. | 20
01.02. | 21
01.02. | 22
01.02. | 23
01.02. | 24
02.02. | 1
02.02. | 2
02.02. | 3
02.02. | 4
02.02. | 5
02.02. | 6
02.02. | 7
02.02. | 8
02.02. | 9
02.02. | 10
02.02. | 11
02.02. | 12
02.02. | 13
02.02. | 14
02.02. | 15
02.02. | 16
02.02. | 17
02.02. | 18
02.02. | 19
02.02. | 20
02.02. | 21
02.02. | 22
02.02. | 23
02.02. | 24
03.02. | 1
03.02. | 2
03.02. | 3
03.02. | 4
03.02. | 5
03.02. | 6
03.02. | 7
03.02. | 8
03.02. | 9
03.02. | 10
03.02. | 11
03.02. | 12
03.02. | 13
03.02. | 14
03.02. | 15
03.02. | 16
03.02. | 17
03.02. | 18
03.02. | 19
03.02. | 20
03.02. | 21
03.02. | 22
03.02. | 23
03.02. | 24
04.02. | 1
04.02. | 2
04.02. | 3
04.02. | 4
04.02. | 5
04.02. | 6
04.02. | 7
04.02. | 8
04.02. | 9
04.02. | 10
04.02. | 11
04.02. | 12
04.02. | 13
04.02. | 14
04.02. | 15
04.02. | 16
04.02. | 17
04.02. | 18
04.02. | 19
04.02. | 20
04.02. | 21
04.02. | 22
04.02. | 23
04.02. | 24
05.02. | 1
05.02. | 2
05.02. | 3
05.02. | 4
05.02. | 5
05.02. | 6
05.02. | 7
05.02. | 8
05.02. | 9
05.02. | 10
05.02. | 11
05.02. | 12
05.02. | 13
05.02. | 14
05.02. | 15
05.02. | 16
05.02. | 17
05.02. | 18
05.02. | 19
05.02. | 20
05.02. | 21
05.02. | 22
05.02. | 23
05.02. | 24
06.02. | 1
06.02. | 2
06.02. | 3
06.02. | 4
06.02. | 5
06.02. | 6
06.02. | 7
06.02. | 8
06.02. | 9
06.02. | 10
06.02. | 11
06.02. | 12
06.02. | 13
06.02. | 14
06.02. | 15
06.02. | 16
06.02. | 17
06.02. | 18
06.02. | 19
06.02. | 20
06.02. | 21
06.02. | 22
06.02. | 23
06.02. | 24
07.02. | 1
07.02. | 2
07.02. | 3
07.02. | 4
07.02. | 5
07.02. | 6
07.02. | 7
07.02. | 8
07.02. | 9
07.02. | 10
07.02. | 11
07.02. | 12
07.02. | 13
07.02. | 14
07.02. | 15
07.02. | 16
07.02. | 17
07.02. | 18
07.02. | 19
07.02. | 20
07.02. | 21
07.02. | 22
07.02. | 23
07.02. | 24
08.02. | 1
08.02. | 2
08.02. | 3
08.02. | 4
08.02. | 5
08.02. | 6
08.02. | 7
08.02. | 8
08.02. | 9
08.02. | 10
08.02. | 11
08.02. | 12
08.02. | 13
08.02. | 14
08.02. | 15
08.02. | 16
08.02. | 17
08.02. | 18
08.02. | 19
08.02. | 20
08.02. | 21
08.02. | 22
08.02. | 23
08.02. | 24
09.02. | 1
09.02. | 2
09.02. | 3
09.02. | 4
09.02. | 5
09.02. | 6
09.02. | 7
09.02. | 8
09.02. | 9
09.02. | 10
09.02. | 11
09.02. | 12
09.02. | 13
09.02. | 14
09.02. | 15
09.02. | 16
09.02. | 17
09.02. | 18
09.02. | 19
09.02. | 20
09.02. | 21
09.02. | 22
09.02. | 23
09.02. | 24
10.02. | 1
10.02. | 2
10.02. | 3
10.02. | 4
10.02. | 5
10.02. | 6
10.02. | 7
10.02. | 8
10.02. | 9
10.02. | 10
10.02. | 11
10.02. | 12
10.02. | 13
10.02. | 14
10.02. | 15
10.02. | 16
10.02. | 17
10.02. | 18
10.02. | 19
10.02. | 20
10.02. | 21
10.02. | 22
10.02. | 23
10.02. | 24
11.02. | 1
11.02. | 2
11.02. | 3
11.02. | 4
11.02. | 5
11.02. | 6
11.02. | 7
11.02. | 8
11.02. | 9
11.02. | 10
11.02. | 11
11.02. | 12
11.02. | 13
11.02. | 14
11.02. | 15
11.02. | 16
11.02. | 17
11.02. | 18
11.02. | 19
11.02. | 20
11.02. | 21
11.02. | 22
11.02. | 23
11.02. | 24
12.02. | 1
12.02. | 2
12.02. | 3
12.02. | 4
12.02. | 5
12.02. | 6
12.02. | 7
12.02. | 8
12.02. | 9
12.02. | 10
12.02. | 11
12.02. | 12
12.02. | 13
12.02. | 14
12.02. | 15
12.02. | 16
12.02. | 17
12.02. | 18
12.02. | 19
12.02. | 20
12.02. | 21
12.02. | 22
12.02. | 23
12.02. | 24
13.02. | 1
13.02. | 2
13.02. | 3
13.02. | 4
13.02. | 5
13.02. | 6
13.02. | 7
13.02. | 8
13.02. | 9
13.02. | 10
13.02. | 11
13.02. | 12
13.02. | 13
13.02. | 14
13.02. | 15
13.02. | 16
13.02. | 17
13.02. | 18
13.02. | 19
13.02. | 20
13.02. | 21
13.02. | 22
13.02. | 23
13.02. | 24
14.02. | 1
14.02. | 2
14.02. | 3
14.02. | 4
14.02. | 5
14.02. | 6
14.02. | 7
14.02. | 8
14.02. | 9
14.02. | 10
14.02. | 11
14.02. | 12
14.02. | 13
14.02. | 14
14.02. | 15
14.02. | 16
14.02. | 17
14.02. | 18
14.02. | 19
14.02. | 20
14.02. | 21
14.02. | 22
14.02. | 23
14.02. | 24
15.02. | 1
15.02. | 2
15.02. | 3
15.02. | 4
15.02. | 5
15.02. | 6
15.02. | 7
15.02. | 8
15.02. | 9
15.02. | 10
15.02. | 11
15.02. | 12
15.02. | 13
15.02. | 14
15.02. | 15
15.02. | 16
15.02. | 17
15.02. | 18
15.02. | 19
15.02. | 20
15.02. | 21
15.02. | 22
15.02. | 23
15.02. | 24
16.02. | 1
16.02. | 2
16.02. | 3
16.02. | 4
16.02. | 5
16.02. | 6
16.02. | 7
16.02. | 8
16.02. | 9
16.02. | 10
16.02. | 11
16.02. | 12
16.02. | 13
16.02. | 14
16.02. | 15
16.02. | 16
16.02. | 17
16.02. | 18
16.02. | 19
16.02. | 20
16.02. | 21
16.02. | 22
16.02. | 23
16.02. | 24
17.02. | 1
17.02. | 2
17.02. | 3
17.02. | 4
17.02. | 5
17.02. | 6
17.02. | 7
17.02. | 8
17.02. | 9
17.02. | 10
17.02. | 11
17.02. | 12
17.02. | 13
17.02. | 14
17.02. | 15
17.02. | 16
17.02. | 17
17.02. | 18
17.02. | 19
17.02. | 20
17.02. | 21
17.02. | 22
17.02. | 23
17.02. | 24
18.02. | 1
18.02. | 2
18.02. | 3
18.02. | 4
18.02. | 5
18.02. | 6
18.02. | 7
18.02. | 8
18.02. | 9
18.02. | 10
18.02. | 11
18.02. | 12
18.02. | 13
18.02. | 14
18.02. | 15
18.02. | 16
18.02. | 17
18.02. | 18
18.02. | 19
18.02. | 20
18.02. | 21
18.02. | 22
18.02. | 23
18.02. | 24
19.02. | 1
19.02. | 2
19.02. | 3
19.02. | 4
19.02. | 5
19.02. | 6
19.02. | 7
19.02. | 8
19.02. | 9
19.02. | 10
19.02. | 11
19.02. | 12
19.02. | 13
19.02. | 14
19.02. | 15
19.02. | 16
19.02. | 17
19.02. | 18
19.02. | 19
19.02. | 20
19.02. | 21
19.02. | 22
19.02. | 23
19.02. | 24
20.02. | 1
20.02. | 2
20.02. | 3
20.02. | 4
20.02. | 5
20.02. | 6
20.02. | 7
20.02. | 8
20.02. | 9
20.02. | 10
20.02. | 11
20.02. | 12
20.02. | 13
20.02. | 14
20.02. | 15
20.02. | 16
20.02. | 17
20.02. | 18
20.02. | 19
20.02. | 20
20.02. | 21
20.02. | 22
20.02. | 23
20.02. | 24
21.02. | 1
21.02. | 2
21.02. | 3
21.02. | 4
21.02. | 5
21.02. | 6
21.02. | 7
21.02. | 8
21.02. | 9
21.02. | 10
21.02. | 11
21.02. | 12
21.02. | 13
21.02. | 14
21.02. | 15
21.02. | 16
21.02. | 17
21.02. | 18
21.02. | 19
21.02. | 20
21.02. | 21
21.02. | 22
21.02. | 23
21.02. | 24
22.02. | 1
22.02. | 2
22.02. | 3
22.02. | 4
22.02. | 5
22.02. | 6
22.02. | 7
22.02. | 8
22.02. | 9
22.02. | 10
22.02. | 11
22.02. | 12
22.02. | 13
22.02. | 14
22.02. | 15
22.02. | 16
22.02. | 17
22.02. | 18
22.02. | 19
22.02. | 20
22.02. | 21
22.02. | 22
22.02. | 23
22.02. | 24
23.02. | 1
23.02. | 2
23.02. | 3
23.02. | 4
23.02. | 5
23.02. | 6
23.02. | 7
23.02. | 8
23.02. | 9
23.02. | 10
23.02. | 11
23.02. | 12
23.02. | 13
23.02. | 14
23.02. | 15
23.02. | 16
23.02. | 17
23.02. | 18
23.02. | 19
23.02. | 20
23.02. | 21
23.02. | 22
23.02. | 23
23.02. | 24
24.02. | 1
24.02. | 2
24.02. | 3
24.02. | 4
24.02. | 5
24.02. | 6
24.02. | 7
24.02. | 8
24.02. | 9
24.02. | 10
24.02. | 11
24.02. | 12
24.02. | 13
24.02. | 14
24.02. | 15
24.02. | 16
24.02. | 17
24.02. | 18
24.02. | 19
24.02. | 20
24.02. | 21
24.02. | 22
24.02. | 23
24.02. | 24
25.02. | 1
25.02. | 2
25.02. | 3
25.02. | 4
25.02. | 5
25.02. | 6
25.02. | 7
25.02. | 8
25.02. | 9
25.02. | 10
25.02. | 11
25.02. | 12
25.02. | 13
25.02. | 14
25.02. | 15
25.02. | 16
25.02. | 17
25.02. | 18
25.02. | 19
25.02. | 20
25.02. | 21
25.02. | 22
25.02. | 23
25.02. | 24
26.02. | 1
26.02. | 2
26.02. | 3
26.02. | 4
26.02. | 5
26.02. | 6
26.02. | 7
26.02. | 8
26.02. | 9
26.02. | 10
26.02. | 11
26.02. | 12
26.02. | 13
26.02. | 14
26.02. | 15
26.02. | 16
26.02. | 17
26.02. | 18
26.02. | 19
26.02. | 20
26.02. | 21
26.02. | 22
26.02. | 23
26.02. | 24
27.02. | 1
27.02. | 2
27.02. | 3
27.02. | 4
27.02. | 5
27.02. | 6
27.02. | 7
27.02. | 8
27.02. | 9
27.02. | 10
27.02. | 11
27.02. | 12
27.02. | 13
27.02. | 14
27.02. | 15
27.02. | 16
27.02. | 17
27.02. | 18
27.02. | 19
27.02. | 20
27.02. | 21
27.02. | 22
27.02. | 23
27.02. | 24
28.02. | 1
28.02. | 2
28.02. | 3
28.02. | 4
28.02. | 5
28.02. | 6
28.02. | 7
28.02. | 8
28.02. | 9
28.02. | 10
28.02. | 11
28.02. | 12
28.02. | 13
28.02. | 14
28.02. | 15
28.02. | 16
28.02. | 17
28.02. | 18
28.02. | 19
28.02. | 20
28.02. | 21
28.02. | 22
28.02. | 23
28.02. | 24
01.03. | 1
01.03. | 2
01.03. | 3
01.03. | 4
01.03. | 5
01.03. | 6
01.03. | 7
01.03. | 8
01.03. | 9
01.03. | 10
01.03. | 11
01.03. | 12
01.03. | 13
01.03. | 14
01.03. | 15
01.03. | 16
01.03. | 17
01.03. | 18
01.03. | 19
01.03. | 20
01.03. | 21
01.03. | 22
01.03. | 23
01.03. | 24
02.03. | 1
02.03. | 2
02.03. | 3
02.03. | 4
02.03. | 5
02.03. | 6
02.03. | 7
02.03. | 8
02.03. | 9
02.03. | 10
02.03. | 11
02.03. | 12
02.03. | 13
02.03. | 14
02.03. | 15
02.03. | 16
02.03. | 17
02.03. | 18
02.03. | 19
02.03. | 20
02.03. | 21
02.03. | 22
02.03. | 23
02.03. | 24
03.03. | 1
03.03. | 2
03.03. | 3
03.03. | 4
03.03. | 5
03.03. | 6
03.03. | 7
03.03. | 8
03.03. | 9
03.03. | 10
03.03. | 11
03.03. | 12
03.03. | 13
03.03. | 14
03.03. | 15
03.03. | 16
03.03. | 17
03.03. | 18
03.03. | 19
03.03. | 20
03.03. | 21
03.03. | 22
03.03. | 23
03.03. | 24
04.03. | 1
04.03. | 2
04.03. | 3
04.03. | 4
04.03. | 5
04.03. | 6
04.03. | 7
04.03. | 8
04.03. | 9
04.03. | 10
04.03. | 11
04.03. | 12
04.03. | 13
04.03. | 14
04.03. | 15
04.03. | 16
04.03. | 17
04.03. | 18
04.03. | 19
04.03. | 20
04.03. | 21
04.03. | 22
04.03. | 23
04.03. | 24
05.03. | 1
05.03. | 2
05.03. | 3
05.03. | 4
05.03. | 5
05.03. | 6
05.03. | 7
05.03. | 8
05.03. | 9
05.03. | 10
05.03. | 11
05.03. | 12
05.03. | 13
05.03. | 14
05.03. | 15
05.03. | 16
05.03. | 17
05.03. | 18
05.03. | 19
05.03. | 20
05.03. | 21
05.03. | 22
05.03. | 23
05.03. | 24
06.03. | 1
06.03. | 2
06.03. | 3
06.03. | 4
06.03. | 5
06.03. | 6
06.03. | 7
06.03. | 8
06.03. | 9
06.03. | 10
06.03. | 11
06.03. | 12
06.03. | 13
06.03. | 14
06.03. | 15
06.03. | 16
06.03. | 17
06.03. | 18
06.03. | 19
06.03. | 20
06.03. | 21
06.03. | 22
06.03. | 23
06.03. | 24
07.03. | 1
07.03. | 2
07.03. | 3
07.03. | 4
07.03. | 5
07.03. | 6
07.03. | 7
07.03. | 8
07.03. | 9
07.03. | 10
07.03. | 11
07.03. | 12
07.03. | 13
07.03. | 14
07.03. | 15
07.03. | 16
07.03. | 17
07.03. | 18
07.03. | 19
07.03. | 20
07.03. | 21
07.03. | 22
07.03. | 23
07.03. | 24
08.03. | 1
08.03. | 2
08.03. | 3
08.03. | 4
08.03. | 5
08.03. | 6
08.03. | 7
08.03. | 8
08.03. | 9
08.03. | 10
08.03. | 11
08.03. | 12
08.03. | 13
08.03. | 14
08.03. | 15
08.03. | 16
08.03. | 17
08.03. | 18
08.03. | 19
08.03. | 20
08.03. | 21
08.03. | 22
08.03. | 23
08.03. | 24
09.03. | 1
09.03. | 2
09.03. | 3
09.03. | 4
09.03. | 5
09.03. | 6
09.03. | 7
09.03. | 8
09.03. | 9
09.03. | 10
09.03. | 11
09.03. | 12
09.03. | 13
09.03. | 14
09.03. | 15
09.03. | 16
09.03. | 17
09.03. | 18
09.03. | 19
09.03. | 20
09.03. | 21
09.03. | 22
09.03. | 23
09.03. | 24
10.03. | 1
10.03. | 2
10.03. | 3
10.03. | 4
10.03. | 5
10.03. | 6
10.03. | 7
10.03. | 8
10.03. | 9
10.03. | 10
10.03. | 11
10.03. | 12
10.03. | 13
10.03. | 14
10.03. | 15
10.03. | 16
10.03. | 17
10.03. | 18
10.03. | 19
10.03. | 20
10.03. | 21
10.03. | 22
10.03. | 23
10.03. | 24
11.03. | 1
11.03. | 2
11.03. | 3
11.03. | 4
11.03. | 5
11.03. | 6
11.03. | 7
11.03. | 8
11.03. | 9
11.03. | 10
11.03. | 11
11.03. | 12
11.03. | 13
11.03. | 14
11.03. | 15
11.03. | 16
11.03. | 17
11.03. | 18
11.03. | 19
11.03. | 20
11.03. | 21
11.03. | 22
11.03. | 23
11.03. | 24
12.03. | 1
12.03. | 2
12.03. | 3
12.03. | 4
12.03. | 5
12.03. | 6
12.03. | 7
12.03. | 8
12.03. | 9
12.03. | 10
12.03. | 11
12.03. | 12
12.03. | 13
12.03. | 14
12.03. | 15
12.03. | 16
12.03. | 17
12.03. | 18
12.03. | 19
12.03. | 20
12.03. | 21
12.03. | 22
12.03. | 23
12.03. | 24
13.03. | 1
13.03. | 2
13.03. | 3
13.03. | 4
13.03. | 5
13.03. | 6
13.03. | 7
13.03. | 8
13.03. | 9
13.03. | 10
13.03. | 11
13.03. | 12
13.03. | 13
13.03. | 14
13.03. | 15
13.03. | 16
13.03. | 17
13.03. | 18
13.03. | 19
13.03. | 20
13.03. | 21
13.03. | 22
13.03. | 23
13.03. | 24
14.03. | 1
14.03. | 2
14.03. | 3
14.03. | 4
14.03. | 5
14.03. | 6
14.03. | 7
14.03. | 8
14.03. | 9
14.03. | 10
14.03. | 11
14.03. | 12
14.03. | 13
14.03. | 14
14.03. | 15
14.03. | 16
14.03. | 17
14.03. | 18
14.03. | 19
14.03. | 20
14.03. | 21
14.03. | 22
14.03. | 23
14.03. | 24
15.03. | 1
15.03. | 2
15.03. | 3
15.03. | 4
15.03. | 5
15.03. | 6
15.03. | 7
15.03. | 8
15.03. | 9
15.03. | 10
15.03. | 11
15.03. | 12
15.03. | 13
15.03. | 14
15.03. | 15
15.03. | 16
15.03. | 17
15.03. | 18
15.03. | 19
15.03. | 20
15.03. | 21
15.03. | 22
15.03. | 23
15.03. | 24
16.03. | 1
16.03. | 2
16.03. | 3
16.03. | 4
16.03. | 5
16.03. | 6
16.03. | 7
16.03. | 8
16.03. | 9
16.03. | 10
16.03. | 11
16.03. | 12
16.03. | 13
16.03. | 14
16.03. | 15
16.03. | 16
16.03. | 17
16.03. | 18
16.03. | 19
16.03. | 20
16.03. | 21
16.03. | 22
16.03. | 23
16.03. | 24
17.03. | 1
17.03. | 2
17.03. | 3
17.03. | 4
17.03. | 5
17.03. | 6
17.03. | 7
17.03. | 8
17.03. | 9
17.03. | 10
17.03. | 11
17.03. | 12
17.03. | 13
17.03. | 14
17.03. | 15
17.03. | 16
17.03. | 17
17.03. | 18
17.03. | 19
17.03. | 20
17.03. | 21
17.03. | 22
17.03. | 23
17.03. | 24
18.03. | 1
18.03. | 2
18.03. | 3
18.03. | 4
18.03. | 5
18.03. | 6
18.03. | 7
18.03. | 8
18.03. | 9
18.03. | 10
18.03. | 11
18.03. | 12
18.03. | 13
18.03. | 14
18.03. | 15
18.03. | 16
18.03. | 17
18.03. | 18
18.03. | 19
18.03. | 20
18.03. | 21
18.03. | 22
18.03. | 23
18.03. | 24
19.03. | 1
19.03. | 2
19.03. | 3
19.03. | 4
19.03. | 5
19.03. | 6
19.03. | 7
19.03. | 8
19.03. | 9
19.03. | 10
19.03. | 11
19.03. | 12
19.03. | 13
19.03. | 14
19.03. | 15
19.03. | 16
19.03. | 17
19.03. | 18
19.03. | 19
19.03. | 20
19.03. | 21
19.03. | 22
19.03. | 23
19.03. | 24
20.03. | 1
20.03. | 2
20.03. | 3
20.03. | 4
20.03. | 5
20.03. | 6
20.03. | 7
20.03. | 8
20.03. | 9
20.03. | 10
20.03. | 11
20.03. | 12
20.03. | 13
20.03. | 14
20.03. | 15
20.03. | 16
20.03. | 17
20.03. | 18
20.03. | 19
20.03. | 20
20.03. | 21
20.03. | 22
20.03. | 23
20.03. | 24
21.03. | 1
21.03. | 2
21.03. | 3
21.03. | 4
21.03. | 5
21.03. | 6
21.03. | 7
21.03. | 8
21.03. | 9
21.03. | 10
21.03. | 11
21.03. | 12
21.03. | 13
21.03. | 14
21.03. | 15
21.03. | 16
21.03. | 17
21.03. | 18
21.03. | 19
21.03. | 20
21.03. | 21
21.03. | 22
21.03. | 23
21.03. | 24
22.03. | 1
22.03. | 2
22.03. | 3
22.03. | 4
22.03. | 5
22.03. | 6
22.03. | 7
22.03. | 8
22.03. | 9
22.03. | 10
22.03. | 11
22.03. | 12
22.03. | 13
22.03. | 14
22.03. | 15
22.03. | 16
22.03. | 17
22.03. | 18
22.03. | 19
22.03. | 20
22.03. | 21
22.03. | 22
22.03. | 23
22.03. | 24
23.03. | 1
23.03. | 2
23.03. | 3
23.03. | 4
23.03. | 5
23.03. | 6
23.03. | 7
23.03. | 8
23.03. | 9
23.03. | 10
23.03. | 11
23.03. | 12
23.03. | 13
23.03. | 14
23.03. | 15
23.03. | 16
23.03. | 17
23.03. | 18
23.03. | 19
23.03. | 20
23.03. | 21
23.03. | 22
23.03. | 23
23.03. | 24
24.03. | 1
24.03. | 2
24.03. | 3
24.03. | 4
24.03. | 5
24.03. | 6
24.03. | 7
24.03. | 8
24.03. | 9
24.03. | 10
24.03. | 11
24.03. | 12
24.03. | 13
24.03. | 14
24.03. | 15
24.03. | 16
24.03. | 17
24.03. | 18
24.03. | 19
24.03. | 20
24.03. | 21
24.03. | 22
24.03. | 23
24.03. | 24
25.03. | 1
25.03. | 2
25.03. | 3
25.03. | 4
25.03. | 5
25.03. | 6
25.03. | 7
25.03. | 8
25.03. | 9
25.03. | 10
25.03. | 11
25.03. | 12
25.03. | 13
25.03. | 14
25.03. | 15
25.03. | 16
25.03. | 17
25.03. | 18
25.03. | 19
25.03. | 20
25.03. | 21
25.03. | 22
25.03. | 23
25.03. | 24
26.03. | 1
26.03. | 2
26.03. | 3
26.03. | 4
26.03. | 5
26.03. | 6
26.03. | 7
26.03. | 8
26.03. | 9
26.03. | 10
26.03. | 11
26.03. | 12
26.03. | 13
26.03. | 14
26.03. | 15
26.03. | 16
26.03. | 17
26.03. | 18
26.03. | 19
26.03. | 20
26.03. | 21
26.03. | 22
26.03. | 23
26.03. | 24
27.03. | 1
27.03. | 2
27.03. | 3
27.03. | 4
27.03. | 5
27.03. | 6
27.03. | 7
27.03. | 8
27.03. | 9
27.03. | 10
27.03. | 11
27.03. | 12
27.03. | 13
27.03. | 14
27.03. | 15
27.03. | 16
27.03. | 17
27.03. | 18
27.03. | 19
27.03. | 20
27.03. | 21
27.03. | 22
27.03. | 23
27.03. | 24
28.03. | 1
28.03. | 2
28.03. | 3
28.03. | 4
28.03. | 5
28.03. | 6
28.03. | 7
28.03. | 8
28.03. | 9
28.03. | 10
28.03. | 11
28.03. | 12
28.03. | 13
28.03. | 14
28.03. | 15
28.03. | 16
28.03. | 17
28.03. | 18
28.03. | 19
28.03. | 20
28.03. | 21
28.03. | 22
28.03. | 23
28.03. | 24
29.03. | 1
29.03. | 2
29.03. | 3
29.03. | 4
29.03. | 5
29.03. | 6
29.03. | 7
29.03. | 8
29.03. | 9
29.03. | 10
29.03. | 11
29.03. | 12
29.03. | 13
29.03. | 14
29.03. | 15
29.03. | 16
29.03. | 17
29.03. | 18
29.03. | 19
29.03. | 20
29.03. | 21
29.03. | 22
29.03. | 23
29.03. | 24
30.03. | 1
30.03. | 2
30.03. | 3
30.03. | 4
30.03. | 5
30.03. | 6
30.03. | 7
30.03. | 8
30.03. | 9
30.03. | 10
30.03. | 11
30.03. | 12
30.03. | 13
30.03. | 14
30.03. | 15
30.03. | 16
30.03. | 17
30.03. | 18
30.03. | 19
30.03. | 20
30.03. | 21
30.03. | 22
30.03. | 23
30.03. | 24
31.03. | 1
31.03. | 2
31.03. | 3
31.03. | 4
31.03. | 5
31.03. | 6
31.03. | 7
31.03. | 8
31.03. | 9
31.03. | 10
31.03. | 11
31.03. | 12
31.03. | 13
31.03. | 14
31.03. | 15
31.03. | 16
31.03. | 17
31.03. | 18
31.03. | 19
31.03. | 20
31.03. | 21
31.03. | 22
31.03. | 23
31.03. | 24
01.04. | 1
01.04. | 2
01.04. | 3
01.04. | 4
01.04. | 5
01.04. | 6
01.04. | 7
01.04. | 8
01.04. | 9
01.04. | 10
01.04. | 11
01.04. | 12
01.04. | 13
01.04. | 14
01.04. | 15
01.04. | 16
01.04. | 17
01.04. | 18
01.04. | 19
01.04. | 20
01.04. | 21
01.04. | 22
01.04. | 23
01.04. | 24
02.04. | 1
02.04. | 2
02.04. | 3
02.04. | 4
02.04. | 5
02.04. | 6
02.04. | 7
02.04. | 8
02.04. | 9
02.04. | 10
02.04. | 11
02.04. | 12
02.04. | 13
02.04. | 14
02.04. | 15
02.04. | 16
02.04. | 17
02.04. | 18
02.04. | 19
02.04. | 20
02.04. | 21
02.04. | 22
02.04. | 23
02.04. | 24
03.04. | 1
03.04. | 2
03.04. | 3
03.04. | 4
03.04. | 5
03.04. | 6
03.04. | 7
03.04. | 8
03.04. | 9
03.04. | 10
03.04. | 11
03.04. | 12
03.04. | 13
03.04. | 14
03.04. | 15
03.04. | 16
03.04. | 17
03.04. | 18
03.04. | 19
03.04. | 20
03.04. | 21
03.04. | 22
03.04. | 23
03.04. | 24
04.04. | 1
04.04. | 2
04.04. | 3
04.04. | 4
04.04. | 5
04.04. | 6
04.04. | 7
04.04. | 8
04.04. | 9
04.04. | 10
04.04. | 11
04.04. | 12
04.04. | 13
04.04. | 14
04.04. | 15
04.04. | 16
04.04. | 17
04.04. | 18
04.04. | 19
04.04. | 20
04.04. | 21
04.04. | 22
04.04. | 23
04.04. | 24
05.04. | 1
05.04. | 2
05.04. | 3
05.04. | 4
05.04. | 5
05.04. | 6
05.04. | 7
05.04. | 8
05.04. | 9
05.04. | 10
05.04. | 11
05.04. | 12
05.04. | 13
05.04. | 14
05.04. | 15
05.04. | 16
05.04. | 17
05.04. | 18
05.04. | 19
05.04. | 20
05.04. | 21
05.04. | 22
05.04. | 23
05.04. | 24
06.04. | 1
06.04. | 2
06.04. | 3
06.04. | 4
06.04. | 5
06.04. | 6
06.04. | 7
06.04. | 8
06.04. | 9
06.04. | 10
06.04. | 11
06.04. | 12
06.04. | 13
06.04. | 14
06.04. | 15
06.04. | 16
06.04. | 17
06.04. | 18
06.04. | 19
06.04. | 20
06.04. | 21
06.04. | 22
06.04. | 23
06.04. | 24
07.04. | 1
07.04. | 2
07.04. | 3
07.04. | 4
07.04. | 5
07.04. | 6
07.04. | 7
07.04. | 8
07.04. | 9
07.04. | 10
07.04. | 11
07.04. | 12
07.04. | 13
07.04. | 14
07.04. | 15
07.04. | 16
07.04. | 17
07.04. | 18
07.04. | 19
07.04. | 20
07.04. | 21
07.04. | 22
07.04. | 23
07.04. | 24
08.04. | 1
08.04. | 2
08.04. | 3
08.04. | 4
08.04. | 5
08.04. | 6
08.04. | 7
08.04. | 8
08.04. | 9
08.04. | 10
08.04. | 11
08.04. | 12
08.04. | 13
08.04. | 14
08.04. | 15
08.04. | 16
08.04. | 17
08.04. | 18
08.04. | 19
08.04. | 20
08.04. | 21
08.04. | 22
08.04. | 23
08.04. | 24
09.04. | 1
09.04. | 2
09.04. | 3
09.04. | 4
09.04. | 5
09.04. | 6
09.04. | 7
09.04. | 8
09.04. | 9
09.04. | 10
09.04. | 11
09.04. | 12
09.04. | 13
09.04. | 14
09.04. | 15
09.04. | 16
09.04. | 17
09.04. | 18
09.04. | 19
09.04. | 20
09.04. | 21
09.04. | 22
09.04. | 23
09.04. | 24
10.04. | 1
10.04. | 2
10.04. | 3
10.04. | 4
10.04. | 5
10.04. | 6
10.04. | 7
10.04. | 8
10.04. | 9
10.04. | 10
10.04. | 11
10.04. | 12
10.04. | 13
10.04. | 14
10.04. | 15
10.04. | 16
10.04. | 17
10.04. | 18
10.04. | 19
10.04. | 20
10.04. | 21
10.04. | 22
10.04. | 23
10.04. | 24
11.04. | 1
11.04. | 2
11.04. | 3
11.04. | 4
11.04. | 5
11.04. | 6
11.04. | 7
11.04. | 8
11.04. | 9
11.04. | 10
11.04. | 11
11.04. | 12
11.04. | 13
11.04. | 14
11.04. | 15
11.04. | 16
11.04. | 17
11.04. | 18
11.04. | 19
11.04. | 20
11.04. | 21
11.04. | 22
11.04. | 23
11.04. | 24
12.04. | 1
12.04. | 2
12.04. | 3
12.04. | 4
12.04. | 5
12.04. | 6
12.04. | 7
12.04. | 8
12.04. | 9
12.04. | 10
12.04. | 11
12.04. | 12
12.04. | 13
12.04. | 14
12.04. | 15
12.04. | 16
12.04. | 17
12.04. | 18
12.04. | 19
12.04. | 20
12.04. | 21
12.04. | 22
12.04. | 23
12.04. | 24
13.04. | 1
13.04. | 2
13.04. | 3
13.04. | 4
13.04. | 5
13.04. | 6
13.04. | 7
13.04. | 8
13.04. | 9
13.04. | 10
13.04. | 11
13.04. | 12
13.04. | 13
13.04. | 14
13.04. | 15
13.04. | 16
13.04. | 17
13.04. | 18
13.04. | 19
13.04. | 20
13.04. | 21
13.04. | 22
13.04. | 23
13.04. | 24
14.04. | 1
14.04. | 2
14.04. | 3
14.04. | 4
14.04. | 5
14.04. | 6
14.04. | 7
14.04. | 8
14.04. | 9
14.04. | 10
14.04. | 11
14.04. | 12
14.04. | 13
14.04. | 14
14.04. | 15
14.04. | 16
14.04. | 17
14.04. | 18
14.04. | 19
14.04. | 20
14.04. | 21
14.04. | 22
14.04. | 23
14.04. | 24
15.04. | 1
15.04. | 2
15.04. | 3
15.04. | 4
15.04. | 5
15.04. | 6
15.04. | 7
15.04. | 8
15.04. | 9
15.04. | 10
15.04. | 11
15.04. | 12
15.04. | 13
15.04. | 14
15.04. | 15
15.04. | 16
15.04. | 17
15.04. | 18
15.04. | 19
15.04. | 20
15.04. | 21
15.04. | 22
15.04. | 23
15.04. | 24
16.04. | 1
16.04. | 2
16.04. | 3
16.04. | 4
16.04. | 5
16.04. | 6
16.04. | 7
16.04. | 8
16.04. | 9
16.04. | 10
16.04. | 11
16.04. | 12
16.04. | 13
16.04. | 14
16.04. | 15
16.04. | 16
16.04. | 17
16.04. | 18
16.04. | 19
16.04. | 20
16.04. | 21
16.04. | 22
16.04. | 23
16.04. | 24
17.04. | 1
17.04. | 2
17.04. | 3
17.04. | 4
17.04. | 5
17.04. | 6
17.04. | 7
17.04. | 8
17.04. | 9
17.04. | 10
17.04. | 11
17.04. | 12
17.04. | 13
17.04. | 14
17.04. | 15
17.04. | 16
17.04. | 17
17.04. | 18
17.04. | 19
17.04. | 20
17.04. | 21
17.04. | 22
17.04. | 23
17.04. | 24
18.04. | 1
18.04. | 2
18.04. | 3
18.04. | 4
18.04. | 5
18.04. | 6
18.04. | 7
18.04. | 8
18.04. | 9
18.04. | 10
18.04. | 11
18.04. | 12
18.04. | 13
18.04. | 14
18.04. | 15
18.04. | 16
18.04. | 17
18.04. | 18
18.04. | 19
18.04. | 20
18.04. | 21
18.04. | 22
18.04. | 23
18.04. | 24
19.04. | 1
19.04. | 2
19.04. | 3
19.04. | 4
19.04. | 5
19.04. | 6
19.04. | 7
19.04. | 8
19.04. | 9
19.04. | 10
19.04. | 11
19.04. | 12
19.04. | 13
19.04. | 14
19.04. | 15
19.04. | 16
19.04. | 17
19.04. | 18
19.04. | 19
19.04. | 20
19.04. | 21
19.04. | 22
19.04. | 23
19.04. | 24
20.04. | 1
20.04. | 2
20.04. | 3
20.04. | 4
20.04. | 5
20.04. | 6
20.04. | 7
20.04. | 8
20.04. | 9
20.04. | 10
20.04. | 11
20.04. | 12
20.04. | 13
20.04. | 14
20.04. | 15
20.04. | 16
20.04. | 17
20.04. | 18
20.04. | 19
20.04. | 20
20.04. | 21
20.04. | 22
20.04. | 23
20.04. | 24
21.04. | 1
21.04. | 2
21.04. | 3
21.04. | 4
21.04. | 5
21.04. | 6
21.04. | 7
21.04. | 8
21.04. | 9
21.04. | 10
21.04. | 11
21.04. | 12
21.04. | 13
21.04. | 14
21.04. | 15
21.04. | 16
21.04. | 17
21.04. | 18
21.04. | 19
21.04. | 20
21.04. | 21
21.04. | 22
21.04. | 23
21.04. | 24
22.04. | 1
22.04. | 2
22.04. | 3
22.04. | 4
22.04. | 5
22.04. | 6
22.04. | 7
22.04. | 8
22.04. | 9
22.04. | 10
22.04. | 11
22.04. | 12
22.04. | 13
22.04. | 14
22.04. | 15
22.04. | 16
22.04. | 17
22.04. | 18
22.04. | 19
22.04. | 20
22.04. | 21
22.04. | 22
22.04. | 23
22.04. | 24
23.04. | 1
23.04. | 2
23.04. | 3
23.04. | 4
23.04. | 5
23.04. | 6
23.04. | 7
23.04. | 8
23.04. | 9
23.04. | 10
23.04. | 11
23.04. | 12
23.04. | 13
23.04. | 14
23.04. | 15
23.04. | 16
23.04. | 17
23.04. | 18
23.04. | 19
23.04. | 20
23.04. | 21
23.04. | 22
23.04. | 23
23.04. | 24
24.04. | 1
24.04. | 2
24.04. | 3
24.04. | 4
24.04. | 5
24.04. | 6
24.04. | 7
24.04. | 8
24.04. | 9
24.04. | 10
24.04. | 11
24.04. | 12
24.04. | 13
24.04. | 14
24.04. | 15
24.04. | 16
24.04. | 17
24.04. | 18
24.04. | 19
24.04. | 20
24.04. | 21
24.04. | 22
24.04. | 23
24.04. | 24
25.04. | 1
25.04. | 2
25.04. | 3
25.04. | 4
25.04. | 5
25.04. | 6
25.04. | 7
25.04. | 8
25.04. | 9
25.04. | 10
25.04. | 11
25.04. | 12
25.04. | 13
25.04. | 14
25.04. | 15
25.04. | 16
25.04. | 17
25.04. | 18
25.04. | 19
25.04. | 20
25.04. | 21
25.04. | 22
25.04. | 23
25.04. | 24
26.04. | 1
26.04. | 2
26.04. | 3
26.04. | 4
26.04. | 5
26.04. | 6
26.04. | 7
26.04. | 8
26.04. | 9
26.04. | 10
26.04. | 11
26.04. | 12
26.04. | 13
26.04. | 14
26.04. | 15
26.04. | 16
26.04. | 17
26.04. | 18
26.04. | 19
26.04. | 20
26.04. | 21
26.04. | 22
26.04. | 23
26.04. | 24
27.04. | 1
27.04. | 2
27.04. | 3
27.04. | 4
27.04. | 5
27.04. | 6
27.04. | 7
27.04. | 8
27.04. | 9
27.04. | 10
27.04. | 11
27.04. | 12
27.04. | 13
27.04. | 14
27.04. | 15
27.04. | 16
27.04. | 17
27.04. | 18
27.04. | 19
27.04. | 20
27.04. | 21
27.04. | 22
27.04. | 23
27.04. | 24
28.04. | 1
28.04. | 2
28.04. | 3
28.04. | 4
28.04. | 5
28.04. | 6
28.04. | 7
28.04. | 8
28.04. | 9
28.04. | 10
28.04. | 11
28.04. | 12
28.04. | 13
28.04. | 14
28.04. | 15
28.04. | 16
28.04. | 17
28.04. | 18
28.04. | 19
28.04. | 20
28.04. | 21
28.04. | 22
28.04. | 23
28.04. | 24
29.04. | 1
29.04. | 2
29.04. | 3
29.04. | 4
29.04. | 5
29.04. | 6
29.04. | 7
29.04. | 8
29.04. | 9
29.04. | 10
29.04. | 11
29.04. | 12
29.04. | 13
29.04. | 14
29.04. | 15
29.04. | 16
29.04. | 17
29.04. | 18
29.04. | 19
29.04. | 20
29.04. | 21
29.04. | 22
29.04. | 23
29.04. | 24
30.04. | 1
30.04. | 2
30.04. | 3
30.04. | 4
30.04. | 5
30.04. | 6
30.04. | 7
30.04. | 8
30.04. | 9
30.04. | 10
30.04. | 11
30.04. | 12
30.04. | 13
30.04. | 14
30.04. | 15
30.04. | 16
30.04. | 17
30.04. | 18
30.04. | 19
30.04. | 20
30.04. | 21
30.04. | 22
30.04. | 23
30.04. | 24
01.05. | 1
01.05. | 2
01.05. | 3
01.05. | 4
01.05. | 5
01.05. | 6
01.05. | 7
01.05. | 8
01.05. | 9
01.05. | 10
01.05. | 11
01.05. | 12
01.05. | 13
01.05. | 14
01.05. | 15
01.05. | 16
01.05. | 17
01.05. | 18
01.05. | 19
01.05. | 20
01.05. | 21
01.05. | 22
01.05. | 23
01.05. | 24
02.05. | 1
02.05. | 2
02.05. | 3
02.05. | 4
02.05. | 5
02.05. | 6
02.05. | 7
02.05. | 8
02.05. | 9
02.05. | 10
02.05. | 11
02.05. | 12
02.05. | 13
02.05. | 14
02.05. | 15
02.05. | 16
02.05. | 17
02.05. | 18
02.05. | 19
02.05. | 20
02.05. | 21
02.05. | 22
02.05. | 23
02.05. | 24
03.05. | 1
03.05. | 2
03.05. | 3
03.05. | 4
03.05. | 5
03.05. | 6
03.05. | 7
03.05. | 8
03.05. | 9
03.05. | 10
03.05. | 11
03.05. | 12
03.05. | 13
03.05. | 14
03.05. | 15
03.05. | 16
03.05. | 17
03.05. | 18
03.05. | 19
03.05. | 20
03.05. | 21
03.05. | 22
03.05. | 23
03.05. | 24
04.05. | 1
04.05. | 2
04.05. | 3
04.05. | 4
04.05. | 5
04.05. | 6
04.05. | 7
04.05. | 8
04.05. | 9
04.05. | 10
04.05. | 11
04.05. | 12
04.05. | 13
04.05. | 14
04.05. | 15
04.05. | 16
04.05. | 17
04.05. | 18
04.05. | 19
04.05. | 20
04.05. | 21
04.05. | 22
04.05. | 23
04.05. | 24
05.05. | 1
05.05. | 2
05.05. | 3
05.05. | 4
05.05. | 5
05.05. | 6
05.05. | 7
05.05. | 8
05.05. | 9
05.05. | 10
05.05. | 11
05.05. | 12
05.05. | 13
05.05. | 14
05.05. | 15
05.05. | 16
05.05. | 17
05.05. | 18
05.05. | 19
05.05. | 20
05.05. | 21
05.05. | 22
05.05. | 23
05.05. | 24
06.05. | 1
06.05. | 2
06.05. | 3
06.05. | 4
06.05. | 5
06.05. | 6
06.05. | 7
06.05. | 8
06.05. | 9
06.05. | 10
06.05. | 11
06.05. | 12
06.05. | 13
06.05. | 14
06.05. | 15
06.05. | 16
06.05. | 17
06.05. | 18
06.05. | 19
06.05. | 20
06.05. | 21
06.05. | 22
06.05. | 23
06.05. | 24
07.05. | 1
07.05. | 2
07.05. | 3
07.05. | 4
07.05. | 5
07.05. | 6
07.05. | 7
07.05. | 8
07.05. | 9
07.05. | 10
07.05. | 11
07.05. | 12
07.05. | 13
07.05. | 14
07.05. | 15
07.05. | 16
07.05. | 17
07.05. | 18
07.05. | 19
07.05. | 20
07.05. | 21
07.05. | 22
07.05. | 23
07.05. | 24
08.05. | 1
08.05. | 2
08.05. | 3
08.05. | 4
08.05. | 5
08.05. | 6
08.05. | 7
08.05. | 8
08.05. | 9
08.05. | 10
08.05. | 11
08.05. | 12
08.05. | 13
08.05. | 14
08.05. | 15
08.05. | 16
08.05. | 17
08.05. | 18
08.05. | 19
08.05. | 20
08.05. | 21
08.05. | 22
08.05. | 23
08.05. | 24
09.05. | 1
09.05. | 2
09.05. | 3
09.05. | 4
09.05. | 5
09.05. | 6
09.05. | 7
09.05. | 8
09.05. | 9
09.05. | 10
09.05. | 11
09.05. | 12
09.05. | 13
09.05. | 14
09.05. | 15
09.05. | 16
09.05. | 17
09.05. | 18
09.05. | 19
09.05. | 20
09.05. | 21
09.05. | 22
09.05. | 23
09.05. | 24
10.05. | 1
10.05. | 2
10.05. | 3
10.05. | 4
10.05. | 5
10.05. | 6
10.05. | 7
10.05. | 8
10.05. | 9
10.05. | 10
10.05. | 11
10.05. | 12
10.05. | 13
10.05. | 14
10.05. | 15
10.05. | 16
10.05. | 17
10.05. | 18
10.05. | 19
10.05. | 20
10.05. | 21
10.05. | 22
10.05. | 23
10.05. | 24
11.05. | 1
11.05. | 2
11.05. | 3
11.05. | 4
11.05. | 5
11.05. | 6
11.05. | 7
11.05. | 8
11.05. | 9
11.05. | 10
11.05. | 11
11.05. | 12
11.05. | 13
11.05. | 14
11.05. | 15
11.05. | 16
11.05. | 17
11.05. | 18
11.05. | 19
11.05. | 20
11.05. | 21
11.05. | 22
11.05. | 23
11.05. | 24
12.05. | 1
12.05. | 2
12.05. | 3
12.05. | 4
12.05. | 5
12.05. | 6
12.05. | 7
12.05. | 8
12.05. | 9
12.05. | 10
12.05. | 11
12.05. | 12
12.05. | 13
12.05. | 14
12.05. | 15
12.05. | 16
12.05. | 17
12.05. | 18
12.05. | 19
12.05. | 20
12.05. | 21
12.05. | 22
12.05. | 23
12.05. | 24
13.05. | 1
13.05. | 2
13.05. | 3
13.05. | 4
13.05. | 5
13.05. | 6
13.05. | 7
13.05. | 8
13.05. | 9
13.05. | 10
13.05. | 11
13.05. | 12
13.05. | 13
13.05. | 14
13.05. | 15
13.05. | 16
13.05. | 17
13.05. | 18
13.05. | 19
13.05. | 20
13.05. | 21
13.05. | 22
13.05. | 23
13.05. | 24
14.05. | 1
14.05. | 2
14.05. | 3
14.05. | 4
14.05. | 5
14.05. | 6
14.05. | 7
14.05. | 8
14.05. | 9
14.05. | 10
14.05. | 11
14.05. | 12
14.05. | 13
14.05. | 14
14.05. | 15
14.05. | 16
14.05. | 17
14.05. | 18
14.05. | 19
14.05. | 20
14.05. | 21
14.05. | 22
14.05. | 23
14.05. | 24
15.05. | 1
15.05. | 2
15.05. | 3
15.05. | 4
15.05. | 5
15.05. | 6
15.05. | 7
15.05. | 8
15.05. | 9
15.05. | 10
15.05. | 11
15.05. | 12
15.05. | 13
15.05. | 14
15.05. | 15
15.05. | 16
15.05. | 17
15.05. | 18
15.05. | 19
15.05. | 20
15.05. | 21
15.05. | 22
15.05. | 23
15.05. | 24
16.05. | 1
16.05. | 2
16.05. | 3
16.05. | 4
16.05. | 5
16.05. | 6
16.05. | 7
16.05. | 8
16.05. | 9
16.05. | 10
16.05. | 11
16.05. | 12
16.05. | 13
16.05. | 14
16.05. | 15
16.05. | 16
16.05. | 17
16.05. | 18
16.05. | 19
16.05. | 20
16.05. | 21
16.05. | 22
16.05. | 23
16.05. | 24
17.05. | 1
17.05. | 2
17.05. | 3
17.05. | 4
17.05. | 5
17.05. | 6
17.05. | 7
17.05. | 8
17.05. | 9
17.05. | 10
17.05. | 11
17.05. | 12
17.05. | 13
17.05. | 14
17.05. | 15
17.05. | 16
17.05. | 17
17.05. | 18
17.05. | 19
17.05. | 20
17.05. | 21
17.05. | 22
17.05. | 23
17.05. | 24
18.05. | 1
18.05. | 2
18.05. | 3
18.05. | 4
18.05. | 5
18.05. | 6
18.05. | 7
18.05. | 8
18.05. | 9
18.05. | 10
18.05. | 11
18.05. | 12
18.05. | 13
18.05. | 14
18.05. | 15
18.05. | 16
18.05. | 17
18.05. | 18
18.05. | 19
18.05. | 20
18.05. | 21
18.05. | 22
18.05. | 23
18.05. | 24
19.05. | 1
19.05. | 2
19.05. | 3
19.05. | 4
19.05. | 5
19.05. | 6
19.05. | 7
19.05. | 8
19.05. | 9
19.05. | 10
19.05. | 11
19.05. | 12
19.05. | 13
19.05. | 14
19.05. | 15
19.05. | 16
19.05. | 17
19.05. | 18
19.05. | 19
19.05. | 20
19.05. | 21
19.05. | 22
19.05. | 23
19.05. | 24
20.05. | 1
20.05. | 2
20.05. | 3
20.05. | 4
20.05. | 5
20.05. | 6
20.05. | 7
20.05. | 8
20.05. | 9
20.05. | 10
20.05. | 11
20.05. | 12
20.05. | 13
20.05. | 14
20.05. | 15
20.05. | 16
20.05. | 17
20.05. | 18
20.05. | 19
20.05. | 20
20.05. | 21
20.05. | 22
20.05. | 23
20.05. | 24
21.05. | 1
21.05. | 2
21.05. | 3
21.05. | 4
21.05. | 5
21.05. | 6
21.05. | 7
21.05. | 8
21.05. | 9
21.05. | 10
21.05. | 11
21.05. | 12
21.05. | 13
21.05. | 14
21.05. | 15
21.05. | 16
21.05. | 17
21.05. | 18
21.05. | 19
21.05. | 20
21.05. | 21
21.05. | 22
21.05. | 23
21.05. | 24
22.05. | 1
22.05. | 2
22.05. | 3
22.05. | 4
22.05. | 5
22.05. | 6
22.05. | 7
22.05. | 8
22.05. | 9
22.05. | 10
22.05. | 11
22.05. | 12
22.05. | 13
22.05. | 14
22.05. | 15
22.05. | 16
22.05. | 17
22.05. | 18
22.05. | 19
22.05. | 20
22.05. | 21
22.05. | 22
22.05. | 23
22.05. | 24
23.05. | 1
23.05. | 2
23.05. | 3
23.05. | 4
23.05. | 5
23.05. | 6
23.05. | 7
23.05. | 8
23.05. | 9
23.05. | 10
23.05. | 11
23.05. | 12
23.05. | 13
23.05. | 14
23.05. | 15
23.05. | 16
23.05. | 17
23.05. | 18
23.05. | 19
23.05. | 20
23.05. | 21
23.05. | 22
23.05. | 23
23.05. | 24
24.05. | 1
24.05. | 2
24.05. | 3
24.05. | 4
24.05. | 5
24.05. | 6
24.05. | 7
24.05. | 8
24.05. | 9
24.05. | 10
24.05. | 11
24.05. | 12
24.05. | 13
24.05. | 14
24.05. | 15
24.05. | 16
24.05. | 17
24.05. | 18
24.05. | 19
24.05. | 20
24.05. | 21
24.05. | 22
24.05. | 23
24.05. | 24
25.05. | 1
25.05. | 2
25.05. | 3
25.05. | 4
25.05. | 5
25.05. | 6
25.05. | 7
25.05. | 8
25.05. | 9
25.05. | 10
25.05. | 11
25.05. | 12
25.05. | 13
25.05. | 14
25.05. | 15
25.05. | 16
25.05. | 17
25.05. | 18
25.05. | 19
25.05. | 20
25.05. | 21
25.05. | 22
25.05. | 23
25.05. | 24
26.05. | 1
26.05. | 2
26.05. | 3
26.05. | 4
26.05. | 5
26.05. | 6
26.05. | 7
26.05. | 8
26.05. | 9
26.05. | 10
26.05. | 11
26.05. | 12
26.05. | 13
26.05. | 14
26.05. | 15
26.05. | 16
26.05. | 17
26.05. | 18
26.05. | 19
26.05. | 20
26.05. | 21
26.05. | 22
26.05. | 23
26.05. | 24
27.05. | 1
27.05. | 2
27.05. | 3
27.05. | 4
27.05. | 5
27.05. | 6
27.05. | 7
27.05. | 8
27.05. | 9
27.05. | 10
27.05. | 11
27.05. | 12
27.05. | 13
27.05. | 14
27.05. | 15
27.05. | 16
27.05. | 17
27.05. | 18
27.05. | 19
27.05. | 20
27.05. | 21
27.05. | 22
27.05. | 23
27.05. | 24
28.05. | 1
28.05. | 2
28.05. | 3
28.05. | 4
28.05. | 5
28.05. | 6
28.05. | 7
28.05. | 8
28.05. | 9
28.05. | 10
28.05. | 11
28.05. | 12
28.05. | 13
28.05. | 14
28.05. | 15
28.05. | 16
28.05. | 17
28.05. | 18
28.05. | 19
28.05. | 20
28.05. | 21
28.05. | 22
28.05. | 23
28.05. | 24
29.05. | 1
29.05. | 2
29.05. | 3
29.05. | 4
29.05. | 5
29.05. | 6
29.05. | 7
29.05. | 8
29.05. | 9
29.05. | 10
29.05. | 11
29.05. | 12
29.05. | 13
29.05. | 14
29.05. | 15
29.05. | 16
29.05. | 17
29.05. | 18
29.05. | 19
29.05. | 20
29.05. | 21
29.05. | 22
29.05. | 23
29.05. | 24
30.05. | 1
30.05. | 2
30.05. | 3
30.05. | 4
30.05. | 5
30.05. | 6
30.05. | 7
30.05. | 8
30.05. | 9
30.05. | 10
30.05. | 11
30.05. | 12
30.05. | 13
30.05. | 14
30.05. | 15
30.05. | 16
30.05. | 17
30.05. | 18
30.05. | 19
30.05. | 20
30.05. | 21
30.05. | 22
30.05. | 23
30.05. | 24
31.05. | 1
31.05. | 2
31.05. | 3
31.05. | 4
31.05. | 5
31.05. | 6
31.05. | 7
31.05. | 8
31.05. | 9
31.05. | 10
31.05. | 11
31.05. | 12
31.05. | 13
31.05. | 14
31.05. | 15
31.05. | 16
31.05. | 17
31.05. | 18
31.05. | 19
31.05. | 20
31.05. | 21
31.05. | 22
31.05. | 23
31.05. | 24
01.06. | 1
01.06. | 2
01.06. | 3
01.06. | 4
01.06. | 5
01.06. | 6
01.06. | 7
01.06. | 8
01.06. | 9
01.06. | 10
01.06. | 11
01.06. | 12
01.06. | 13
01.06. | 14
01.06. | 15
01.06. | 16
01.06. | 17
01.06. | 18
01.06. | 19
01.06. | 20
01.06. | 21
01.06. | 22
01.06. | 23
01.06. | 24
02.06. | 1
02.06. | 2
02.06. | 3
02.06. | 4
02.06. | 5
02.06. | 6
02.06. | 7
02.06. | 8
02.06. | 9
02.06. | 10
02.06. | 11
02.06. | 12
02.06. | 13
02.06. | 14
02.06. | 15
02.06. | 16
02.06. | 17
02.06. | 18
02.06. | 19
02.06. | 20
02.06. | 21
02.06. | 22
02.06. | 23
02.06. | 24
03.06. | 1
03.06. | 2
03.06. | 3
03.06. | 4
03.06. | 5
03.06. | 6
03.06. | 7
03.06. | 8
03.06. | 9
03.06. | 10
03.06. | 11
03.06. | 12
03.06. | 13
03.06. | 14
03.06. | 15
03.06. | 16
03.06. | 17
03.06. | 18
03.06. | 19
03.06. | 20
03.06. | 21
03.06. | 22
03.06. | 23
03.06. | 24
04.06. | 1
04.06. | 2
04.06. | 3
04.06. | 4
04.06. | 5
04.06. | 6
04.06. | 7
04.06. | 8
04.06. | 9
04.06. | 10
04.06. | 11
04.06. | 12
04.06. | 13
04.06. | 14
04.06. | 15
04.06. | 16
04.06. | 17
04.06. | 18
04.06. | 19
04.06. | 20
04.06. | 21
04.06. | 22
04.06. | 23
04.06. | 24
05.06. | 1
05.06. | 2
05.06. | 3
05.06. | 4
05.06. | 5
05.06. | 6
05.06. | 7
05.06. | 8
05.06. | 9
05.06. | 10
05.06. | 11
05.06. | 12
05.06. | 13
05.06. | 14
05.06. | 15
05.06. | 16
05.06. | 17
05.06. | 18
05.06. | 19
05.06. | 20
05.06. | 21
05.06. | 22
05.06. | 23
05.06. | 24
06.06. | 1
06.06. | 2
06.06. | 3
06.06. | 4
06.06. | 5
06.06. | 6
06.06. | 7
06.06. | 8
06.06. | 9
06.06. | 10
06.06. | 11
06.06. | 12
06.06. | 13
06.06. | 14
06.06. | 15
06.06. | 16
06.06. | 17
06.06. | 18
06.06. | 19
06.06. | 20
06.06. | 21
06.06. | 22
06.06. | 23
06.06. | 24
07.06. | 1
07.06. | 2
07.06. | 3
07.06. | 4
07.06. | 5
07.06. | 6
07.06. | 7
07.06. | 8
07.06. | 9
07.06. | 10
07.06. | 11
07.06. | 12
07.06. | 13
07.06. | 14
07.06. | 15
07.06. | 16
07.06. | 17
07.06. | 18
07.06. | 19
07.06. | 20
07.06. | 21
07.06. | 22
07.06. | 23
07.06. | 24
08.06. | 1
08.06. | 2
08.06. | 3
08.06. | 4
08.06. | 5
08.06. | 6
08.06. | 7
08.06. | 8
08.06. | 9
08.06. | 10
08.06. | 11
08.06. | 12
08.06. | 13
08.06. | 14
08.06. | 15
08.06. | 16
08.06. | 17
08.06. | 18
08.06. | 19
08.06. | 20
08.06. | 21
08.06. | 22
08.06. | 23
08.06. | 24
09.06. | 1
09.06. | 2
09.06. | 3
09.06. | 4
09.06. | 5
09.06. | 6
09.06. | 7
09.06. | 8
09.06. | 9
09.06. | 10
09.06. | 11
09.06. | 12
09.06. | 13
09.06. | 14
09.06. | 15
09.06. | 16
09.06. | 17
09.06. | 18
09.06. | 19
09.06. | 20
09.06. | 21
09.06. | 22
09.06. | 23
09.06. | 24
10.06. | 1
10.06. | 2
10.06. | 3
10.06. | 4
10.06. | 5
10.06. | 6
10.06. | 7
10.06. | 8
10.06. | 9
10.06. | 10
10.06. | 11
10.06. | 12
10.06. | 13
10.06. | 14
10.06. | 15
10.06. | 16
10.06. | 17
10.06. | 18
10.06. | 19
10.06. | 20
10.06. | 21
10.06. | 22
10.06. | 23
10.06. | 24
11.06. | 1
11.06. | 2
11.06. | 3
11.06. | 4
11.06. | 5
11.06. | 6
11.06. | 7
11.06. | 8
11.06. | 9
11.06. | 10
11.06. | 11
11.06. | 12
11.06. | 13
11.06. | 14
11.06. | 15
11.06. | 16
11.06. | 17
11.06. | 18
11.06. | 19
11.06. | 20
11.06. | 21
11.06. | 22
11.06. | 23
11.06. | 24
12.06. | 1
12.06. | 2
12.06. | 3
12.06. | 4
12.06. | 5
12.06. | 6
12.06. | 7
12.06. | 8
12.06. | 9
12.06. | 10
12.06. | 11
12.06. | 12
12.06. | 13
12.06. | 14
12.06. | 15
12.06. | 16
12.06. | 17
12.06. | 18
12.06. | 19
12.06. | 20
12.06. | 21
12.06. | 22
12.06. | 23
12.06. | 24
13.06. | 1
13.06. | 2
13.06. | 3
13.06. | 4
13.06. | 5
13.06. | 6
13.06. | 7
13.06. | 8
13.06. | 9
13.06. | 10
13.06. | 11
13.06. | 12
13.06. | 13
13.06. | 14
13.06. | 15
13.06. | 16
13.06. | 17
13.06. | 18
13.06. | 19
13.06. | 20
13.06. | 21
13.06. | 22
13.06. | 23
13.06. | 24
14.06. | 1
14.06. | 2
14.06. | 3
14.06. | 4
14.06. | 5
14.06. | 6
14.06. | 7
14.06. | 8
14.06. | 9
14.06. | 10
14.06. | 11
14.06. | 12
14.06. | 13
14.06. | 14
14.06. | 15
14.06. | 16
14.06. | 17
14.06. | 18
14.06. | 19
14.06. | 20
14.06. | 21
14.06. | 22
14.06. | 23
14.06. | 24
15.06. | 1
15.06. | 2
15.06. | 3
15.06. | 4
15.06. | 5
15.06. | 6
15.06. | 7
15.06. | 8
15.06. | 9
15.06. | 10
15.06. | 11
15.06. | 12
15.06. | 13
15.06. | 14
15.06. | 15
15.06. | 16
15.06. | 17
15.06. | 18
15.06. | 19
15.06. | 20
15.06. | 21
15.06. | 22
15.06. | 23
15.06. | 24
16.06. | 1
16.06. | 2
16.06. | 3
16.06. | 4
16.06. | 5
16.06. | 6
16.06. | 7
16.06. | 8
16.06. | 9
16.06. | 10
16.06. | 11
16.06. | 12
16.06. | 13
16.06. | 14
16.06. | 15
16.06. | 16
16.06. | 17
16.06. | 18
16.06. | 19
16.06. | 20
16.06. | 21
16.06. | 22
16.06. | 23
16.06. | 24
17.06. | 1
17.06. | 2
17.06. | 3
17.06. | 4
17.06. | 5
17.06. | 6
17.06. | 7
17.06. | 8
17.06. | 9
17.06. | 10
17.06. | 11
17.06. | 12
17.06. | 13
17.06. | 14
17.06. | 15
17.06. | 16
17.06. | 17
17.06. | 18
17.06. | 19
17.06. | 20
17.06. | 21
17.06. | 22
17.06. | 23
17.06. | 24
18.06. | 1
18.06. | 2
18.06. | 3
18.06. | 4
18.06. | 5
18.06. | 6
18.06. | 7
18.06. | 8
18.06. | 9
18.06. | 10
18.06. | 11
18.06. | 12
18.06. | 13
18.06. | 14
18.06. | 15
18.06. | 16
18.06. | 17
18.06. | 18
18.06. | 19
18.06. | 20
18.06. | 21
18.06. | 22
18.06. | 23
18.06. | 24
19.06. | 1
19.06. | 2
19.06. | 3
19.06. | 4
19.06. | 5
19.06. | 6
19.06. | 7
19.06. | 8
19.06. | 9
19.06. | 10
19.06. | 11
19.06. | 12
19.06. | 13
19.06. | 14
19.06. | 15
19.06. | 16
19.06. | 17
19.06. | 18
19.06. | 19
19.06. | 20
19.06. | 21
19.06. | 22
19.06. | 23
19.06. | 24
20.06. | 1
20.06. | 2
20.06. | 3
20.06. | 4
20.06. | 5
20.06. | 6
20.06. | 7
20.06. | 8
20.06. | 9
20.06. | 10
20.06. | 11
20.06. | 12
20.06. | 13
20.06. | 14
20.06. | 15
20.06. | 16
20.06. | 17
20.06. | 18
20.06. | 19
20.06. | 20
20.06. | 21
20.06. | 22
20.06. | 23
20.06. | 24
21.06. | 1
21.06. | 2
21.06. | 3
21.06. | 4
21.06. | 5
21.06. | 6
21.06. | 7
21.06. | 8
21.06. | 9
21.06. | 10
21.06. | 11
21.06. | 12
21.06. | 13
21.06. | 14
21.06. | 15
21.06. | 16
21.06. | 17
21.06. | 18
21.06. | 19
21.06. | 20
21.06. | 21
21.06. | 22
21.06. | 23
21.06. | 24
22.06. | 1
22.06. | 2
22.06. | 3
22.06. | 4
22.06. | 5
22.06. | 6
22.06. | 7
22.06. | 8
22.06. | 9
22.06. | 10
22.06. | 11
22.06. | 12
22.06. | 13
22.06. | 14
22.06. | 15
22.06. | 16
22.06. | 17
22.06. | 18
22.06. | 19
22.06. | 20
22.06. | 21
22.06. | 22
22.06. | 23
22.06. | 24
23.06. | 1
23.06. | 2
23.06. | 3
23.06. | 4
23.06. | 5
23.06. | 6
23.06. | 7
23.06. | 8
23.06. | 9
23.06. | 10
23.06. | 11
23.06. | 12
23.06. | 13
23.06. | 14
23.06. | 15
23.06. | 16
23.06. | 17
23.06. | 18
23.06. | 19
23.06. | 20
23.06. | 21
23.06. | 22
23.06. | 23
23.06. | 24
24.06. | 1
24.06. | 2
24.06. | 3
24.06. | 4
24.06. | 5
24.06. | 6
24.06. | 7
24.06. | 8
24.06. | 9
24.06. | 10
24.06. | 11
24.06. | 12
24.06. | 13
24.06. | 14
24.06. | 15
24.06. | 16
24.06. | 17
24.06. | 18
24.06. | 19
24.06. | 20
24.06. | 21
24.06. | 22
24.06. | 23
24.06. | 24
25.06. | 1
25.06. | 2
25.06. | 3
25.06. | 4
25.06. | 5
25.06. | 6
25.06. | 7
25.06. | 8
25.06. | 9
25.06. | 10
25.06. | 11
25.06. | 12
25.06. | 13
25.06. | 14
25.06. | 15
25.06. | 16
25.06. | 17
25.06. | 18
25.06. | 19
25.06. | 20
25.06. | 21
25.06. | 22
25.06. | 23
25.06. | 24
26.06. | 1
26.06. | 2
26.06. | 3
26.06. | 4
26.06. | 5
26.06. | 6
26.06. | 7
26.06. | 8
26.06. | 9
26.06. | 10
26.06. | 11
26.06. | 12
26.06. | 13
26.06. | 14
26.06. | 15
26.06. | 16
26.06. | 17
26.06. | 18
26.06. | 19
26.06. | 20
26.06. | 21
26.06. | 22
26.06. | 23
26.06. | 24
27.06. | 1
27.06. | 2
27.06. | 3
27.06. | 4
27.06. | 5
27.06. | 6
27.06. | 7
27.06. | 8
27.06. | 9
27.06. | 10
27.06. | 11
27.06. | 12
27.06. | 13
27.06. | 14
27.06. | 15
27.06. | 16
27.06. | 17
27.06. | 18
27.06. | 19
27.06. | 20
27.06. | 21
27.06. | 22
27.06. | 23
27.06. | 24
28.06. | 1
28.06. | 2
28.06. | 3
28.06. | 4
28.06. | 5
28.06. | 6
28.06. | 7
28.06. | 8
28.06. | 9
28.06. | 10
28.06. | 11
28.06. | 12
28.06. | 13
28.06. | 14
28.06. | 15
28.06. | 16
28.06. | 17
28.06. | 18
28.06. | 19
28.06. | 20
28.06. | 21
28.06. | 22
28.06. | 23
28.06. | 24
29.06. | 1
29.06. | 2
29.06. | 3
29.06. | 4
29.06. | 5
29.06. | 6
29.06. | 7
29.06. | 8
29.06. | 9
29.06. | 10
29.06. | 11
29.06. | 12
29.06. | 13
29.06. | 14
29.06. | 15
29.06. | 16
29.06. | 17
29.06. | 18
29.06. | 19
29.06. | 20
29.06. | 21
29.06. | 22
29.06. | 23
29.06. | 24
30.06. | 1
30.06. | 2
30.06. | 3
30.06. | 4
30.06. | 5
30.06. | 6
30.06. | 7
30.06. | 8
30.06. | 9
30.06. | 10
30.06. | 11
30.06. | 12
30.06. | 13
30.06. | 14
30.06. | 15
30.06. | 16
30.06. | 17
30.06. | 18
30.06. | 19
30.06. | 20
30.06. | 21
30.06. | 22
30.06. | 23
30.06. | 24
01.07. | 1
01.07. | 2
01.07. | 3
01.07. | 4
01.07. | 5
01.07. | 6
01.07. | 7
01.07. | 8
01.07. | 9
01.07. | 10
01.07. | 11
01.07. | 12
01.07. | 13
01.07. | 14
01.07. | 15
01.07. | 16
01.07. | 17
01.07. | 18
01.07. | 19
01.07. | 20
01.07. | 21
01.07. | 22
01.07. | 23
01.07. | 24
02.07. | 1
02.07. | 2
02.07. | 3
02.07. | 4
02.07. | 5
02.07. | 6
02.07. | 7
02.07. | 8
02.07. | 9
02.07. | 10
02.07. | 11
02.07. | 12
02.07. | 13
02.07. | 14
02.07. | 15
02.07. | 16
02.07. | 17
02.07. | 18
02.07. | 19
02.07. | 20
02.07. | 21
02.07. | 22
02.07. | 23
02.07. | 24
03.07. | 1
03.07. | 2
03.07. | 3
03.07. | 4
03.07. | 5
03.07. | 6
03.07. | 7
03.07. | 8
03.07. | 9
03.07. | 10
03.07. | 11
03.07. | 12
03.07. | 13
03.07. | 14
03.07. | 15
03.07. | 16
03.07. | 17
03.07. | 18
03.07. | 19
03.07. | 20
03.07. | 21
03.07. | 22
03.07. | 23
03.07. | 24
04.07. | 1
04.07. | 2
04.07. | 3
04.07. | 4
04.07. | 5
04.07. | 6
04.07. | 7
04.07. | 8
04.07. | 9
04.07. | 10
04.07. | 11
04.07. | 12
04.07. | 13
04.07. | 14
04.07. | 15
04.07. | 16
04.07. | 17
04.07. | 18
04.07. | 19
04.07. | 20
04.07. | 21
04.07. | 22
04.07. | 23
04.07. | 24
05.07. | 1
05.07. | 2
05.07. | 3
05.07. | 4
05.07. | 5
05.07. | 6
05.07. | 7
05.07. | 8
05.07. | 9
05.07. | 10
05.07. | 11
05.07. | 12
05.07. | 13
05.07. | 14
05.07. | 15
05.07. | 16
05.07. | 17
05.07. | 18
05.07. | 19
05.07. | 20
05.07. | 21
05.07. | 22
05.07. | 23
05.07. | 24
06.07. | 1
06.07. | 2
06.07. | 3
06.07. | 4
06.07. | 5
06.07. | 6
06.07. | 7
06.07. | 8
06.07. | 9
06.07. | 10
06.07. | 11
06.07. | 12
06.07. | 13
06.07. | 14
06.07. | 15
06.07. | 16
06.07. | 17
06.07. | 18
06.07. | 19
06.07. | 20
06.07. | 21
06.07. | 22
06.07. | 23
06.07. | 24
07.07. | 1
07.07. | 2
07.07. | 3
07.07. | 4
07.07. | 5
07.07. | 6
07.07. | 7
07.07. | 8
07.07. | 9
07.07. | 10
07.07. | 11
07.07. | 12
07.07. | 13
07.07. | 14
07.07. | 15
07.07. | 16
07.07. | 17
07.07. | 18
07.07. | 19
07.07. | 20
07.07. | 21
07.07. | 22
07.07. | 23
07.07. | 24
08.07. | 1
08.07. | 2
08.07. | 3
08.07. | 4
08.07. | 5
08.07. | 6
08.07. | 7
08.07. | 8
08.07. | 9
08.07. | 10
08.07. | 11
08.07. | 12
08.07. | 13
08.07. | 14
08.07. | 15
08.07. | 16
08.07. | 17
08.07. | 18
08.07. | 19
08.07. | 20
08.07. | 21
08.07. | 22
08.07. | 23
08.07. | 24
09.07. | 1
09.07. | 2
09.07. | 3
09.07. | 4
09.07. | 5
09.07. | 6
09.07. | 7
09.07. | 8
09.07. | 9
09.07. | 10
09.07. | 11
09.07. | 12
09.07. | 13
09.07. | 14
09.07. | 15
09.07. | 16
09.07. | 17
09.07. | 18
09.07. | 19
09.07. | 20
09.07. | 21
09.07. | 22
09.07. | 23
09.07. | 24
10.07. | 1
10.07. | 2
10.07. | 3
10.07. | 4
10.07. | 5
10.07. | 6
10.07. | 7
10.07. | 8
10.07. | 9
10.07. | 10
10.07. | 11
10.07. | 12
10.07. | 13
10.07. | 14
10.07. | 15
10.07. | 16
10.07. | 17
10.07. | 18
10.07. | 19
10.07. | 20
10.07. | 21
10.07. | 22
10.07. | 23
10.07. | 24
11.07. | 1
11.07. | 2
11.07. | 3
11.07. | 4
11.07. | 5
11.07. | 6
11.07. | 7
11.07. | 8
11.07. | 9
11.07. | 10
11.07. | 11
11.07. | 12
11.07. | 13
11.07. | 14
11.07. | 15
11.07. | 16
11.07. | 17
11.07. | 18
11.07. | 19
11.07. | 20
11.07. | 21
11.07. | 22
11.07. | 23
11.07. | 24
12.07. | 1
12.07. | 2
12.07. | 3
12.07. | 4
12.07. | 5
12.07. | 6
12.07. | 7
12.07. | 8
12.07. | 9
12.07. | 10
12.07. | 11
12.07. | 12
12.07. | 13
12.07. | 14
12.07. | 15
12.07. | 16
12.07. | 17
12.07. | 18
12.07. | 19
12.07. | 20
12.07. | 21
12.07. | 22
12.07. | 23
12.07. | 24
13.07. | 1
13.07. | 2
13.07. | 3
13.07. | 4
13.07. | 5
13.07. | 6
13.07. | 7
13.07. | 8
13.07. | 9
13.07. | 10
13.07. | 11
13.07. | 12
13.07. | 13
13.07. | 14
13.07. | 15
13.07. | 16
13.07. | 17
13.07. | 18
13.07. | 19
13.07. | 20
13.07. | 21
13.07. | 22
13.07. | 23
13.07. | 24
14.07. | 1
14.07. | 2
14.07. | 3
14.07. | 4
14.07. | 5
14.07. | 6
14.07. | 7
14.07. | 8
14.07. | 9
14.07. | 10
14.07. | 11
14.07. | 12
14.07. | 13
14.07. | 14
14.07. | 15
14.07. | 16
14.07. | 17
14.07. | 18
14.07. | 19
14.07. | 20
14.07. | 21
14.07. | 22
14.07. | 23
14.07. | 24
15.07. | 1
15.07. | 2
15.07. | 3
15.07. | 4
15.07. | 5
15.07. | 6
15.07. | 7
15.07. | 8
15.07. | 9
15.07. | 10
15.07. | 11
15.07. | 12
15.07. | 13
15.07. | 14
15.07. | 15
15.07. | 16
15.07. | 17
15.07. | 18
15.07. | 19
15.07. | 20
15.07. | 21
15.07. | 22
15.07. | 23
15.07. | 24
16.07. | 1
16.07. | 2
16.07. | 3
16.07. | 4
16.07. | 5
16.07. | 6
16.07. | 7
16.07. | 8
16.07. | 9
16.07. | 10
16.07. | 11
16.07. | 12
16.07. | 13
16.07. | 14
16.07. | 15
16.07. | 16
16.07. | 17
16.07. | 18
16.07. | 19
16.07. | 20
16.07. | 21
16.07. | 22
16.07. | 23
16.07. | 24
17.07. | 1
17.07. | 2
17.07. | 3
17.07. | 4
17.07. | 5
17.07. | 6
17.07. | 7
17.07. | 8
17.07. | 9
17.07. | 10
17.07. | 11
17.07. | 12
17.07. | 13
17.07. | 14
17.07. | 15
17.07. | 16
17.07. | 17
17.07. | 18
17.07. | 19
17.07. | 20
17.07. | 21
17.07. | 22
17.07. | 23
17.07. | 24
18.07. | 1
18.07. | 2
18.07. | 3
18.07. | 4
18.07. | 5
18.07. | 6
18.07. | 7
18.07. | 8
18.07. | 9
18.07. | 10
18.07. | 11
18.07. | 12
18.07. | 13
18.07. | 14
18.07. | 15
18.07. | 16
18.07. | 17
18.07. | 18
18.07. | 19
18.07. | 20
18.07. | 21
18.07. | 22
18.07. | 23
18.07. | 24
19.07. | 1
19.07. | 2
19.07. | 3
19.07. | 4
19.07. | 5
19.07. | 6
19.07. | 7
19.07. | 8
19.07. | 9
19.07. | 10
19.07. | 11
19.07. | 12
19.07. | 13
19.07. | 14
19.07. | 15
19.07. | 16
19.07. | 17
19.07. | 18
19.07. | 19
19.07. | 20
19.07. | 21
19.07. | 22
19.07. | 23
19.07. | 24
20.07. | 1
20.07. | 2
20.07. | 3
20.07. | 4
20.07. | 5
20.07. | 6
20.07. | 7
20.07. | 8
20.07. | 9
20.07. | 10
20.07. | 11
20.07. | 12
20.07. | 13
20.07. | 14
20.07. | 15
20.07. | 16
20.07. | 17
20.07. | 18
20.07. | 19
20.07. | 20
20.07. | 21
20.07. | 22
20.07. | 23
20.07. | 24
21.07. | 1
21.07. | 2
21.07. | 3
21.07. | 4
21.07. | 5
21.07. | 6
21.07. | 7
21.07. | 8
21.07. | 9
21.07. | 10
21.07. | 11
21.07. | 12
21.07. | 13
21.07. | 14
21.07. | 15
21.07. | 16
21.07. | 17
21.07. | 18
21.07. | 19
21.07. | 20
21.07. | 21
21.07. | 22
21.07. | 23
21.07. | 24
22.07. | 1
22.07. | 2
22.07. | 3
22.07. | 4
22.07. | 5
22.07. | 6
22.07. | 7
22.07. | 8
22.07. | 9
22.07. | 10
22.07. | 11
22.07. | 12
22.07. | 13
22.07. | 14
22.07. | 15
22.07. | 16
22.07. | 17
22.07. | 18
22.07. | 19
22.07. | 20
22.07. | 21
22.07. | 22
22.07. | 23
22.07. | 24
23.07. | 1
23.07. | 2
23.07. | 3
23.07. | 4
23.07. | 5
23.07. | 6
23.07. | 7
23.07. | 8
23.07. | 9
23.07. | 10
23.07. | 11
23.07. | 12
23.07. | 13
23.07. | 14
23.07. | 15
23.07. | 16
23.07. | 17
23.07. | 18
23.07. | 19
23.07. | 20
23.07. | 21
23.07. | 22
23.07. | 23
23.07. | 24
24.07. | 1
24.07. | 2
24.07. | 3
24.07. | 4
24.07. | 5
24.07. | 6
24.07. | 7
24.07. | 8
24.07. | 9
24.07. | 10
24.07. | 11
24.07. | 12
24.07. | 13
24.07. | 14
24.07. | 15
24.07. | 16
24.07. | 17
24.07. | 18
24.07. | 19
24.07. | 20
24.07. | 21
24.07. | 22
24.07. | 23
24.07. | 24
25.07. | 1
25.07. | 2
25.07. | 3
25.07. | 4
25.07. | 5
25.07. | 6
25.07. | 7
25.07. | 8
25.07. | 9
25.07. | 10
25.07. | 11
25.07. | 12
25.07. | 13
25.07. | 14
25.07. | 15
25.07. | 16
25.07. | 17
25.07. | 18
25.07. | 19
25.07. | 20
25.07. | 21
25.07. | 22
25.07. | 23
25.07. | 24
26.07. | 1
26.07. | 2
26.07. | 3
26.07. | 4
26.07. | 5
26.07. | 6
26.07. | 7
26.07. | 8
26.07. | 9
26.07. | 10
26.07. | 11
26.07. | 12
26.07. | 13
26.07. | 14
26.07. | 15
26.07. | 16
26.07. | 17
26.07. | 18
26.07. | 19
26.07. | 20
26.07. | 21
26.07. | 22
26.07. | 23
26.07. | 24
27.07. | 1
27.07. | 2
27.07. | 3
27.07. | 4
27.07. | 5
27.07. | 6
27.07. | 7
27.07. | 8
27.07. | 9
27.07. | 10
27.07. | 11
27.07. | 12
27.07. | 13
27.07. | 14
27.07. | 15
27.07. | 16
27.07. | 17
27.07. | 18
27.07. | 19
27.07. | 20
27.07. | 21
27.07. | 22
27.07. | 23
27.07. | 24
28.07. | 1
28.07. | 2
28.07. | 3
28.07. | 4
28.07. | 5
28.07. | 6
28.07. | 7
28.07. | 8
28.07. | 9
28.07. | 10
28.07. | 11
28.07. | 12
28.07. | 13
28.07. | 14
28.07. | 15
28.07. | 16
28.07. | 17
28.07. | 18
28.07. | 19
28.07. | 20
28.07. | 21
28.07. | 22
28.07. | 23
28.07. | 24
29.07. | 1
29.07. | 2
29.07. | 3
29.07. | 4
29.07. | 5
29.07. | 6
29.07. | 7
29.07. | 8
29.07. | 9
29.07. | 10
29.07. | 11
29.07. | 12
29.07. | 13
29.07. | 14
29.07. | 15
29.07. | 16
29.07. | 17
29.07. | 18
29.07. | 19
29.07. | 20
29.07. | 21
29.07. | 22
29.07. | 23
29.07. | 24
30.07. | 1
30.07. | 2
30.07. | 3
30.07. | 4
30.07. | 5
30.07. | 6
30.07. | 7
30.07. | 8
30.07. | 9
30.07. | 10
30.07. | 11
30.07. | 12
30.07. | 13
30.07. | 14
30.07. | 15
30.07. | 16
30.07. | 17
30.07. | 18
30.07. | 19
30.07. | 20
30.07. | 21
30.07. | 22
30.07. | 23
30.07. | 24
31.07. | 1
31.07. | 2
31.07. | 3
31.07. | 4
31.07. | 5
31.07. | 6
31.07. | 7
31.07. | 8
31.07. | 9
31.07. | 10
31.07. | 11
31.07. | 12
31.07. | 13
31.07. | 14
31.07. | 15
31.07. | 16
31.07. | 17
31.07. | 18
31.07. | 19
31.07. | 20
31.07. | 21
31.07. | 22
31.07. | 23
31.07. | 24
01.08. | 1
01.08. | 2
01.08. | 3
01.08. | 4
01.08. | 5
01.08. | 6
01.08. | 7
01.08. | 8
01.08. | 9
01.08. | 10
01.08. | 11
01.08. | 12
01.08. | 13
01.08. | 14
01.08. | 15
01.08. | 16
01.08. | 17
01.08. | 18
01.08. | 19
01.08. | 20
01.08. | 21
01.08. | 22
01.08. | 23
01.08. | 24
02.08. | 1
02.08. | 2
02.08. | 3
02.08. | 4
02.08. | 5
02.08. | 6
02.08. | 7
02.08. | 8
02.08. | 9
02.08. | 10
02.08. | 11
02.08. | 12
02.08. | 13
02.08. | 14
02.08. | 15
02.08. | 16
02.08. | 17
02.08. | 18
02.08. | 19
02.08. | 20
02.08. | 21
02.08. | 22
02.08. | 23
02.08. | 24
03.08. | 1
03.08. | 2
03.08. | 3
03.08. | 4
03.08. | 5
03.08. | 6
03.08. | 7
03.08. | 8
03.08. | 9
03.08. | 10
03.08. | 11
03.08. | 12
03.08. | 13
03.08. | 14
03.08. | 15
03.08. | 16
03.08. | 17
03.08. | 18
03.08. | 19
03.08. | 20
03.08. | 21
03.08. | 22
03.08. | 23
03.08. | 24
04.08. | 1
04.08. | 2
04.08. | 3
04.08. | 4
04.08. | 5
04.08. | 6
04.08. | 7
04.08. | 8
04.08. | 9
04.08. | 10
04.08. | 11
04.08. | 12
04.08. | 13
04.08. | 14
04.08. | 15
04.08. | 16
04.08. | 17
04.08. | 18
04.08. | 19
04.08. | 20
04.08. | 21
04.08. | 22
04.08. | 23
04.08. | 24
05.08. | 1
05.08. | 2
05.08. | 3
05.08. | 4
05.08. | 5
05.08. | 6
05.08. | 7
05.08. | 8
05.08. | 9
05.08. | 10
05.08. | 11
05.08. | 12
05.08. | 13
05.08. | 14
05.08. | 15
05.08. | 16
05.08. | 17
05.08. | 18
05.08. | 19
05.08. | 20
05.08. | 21
05.08. | 22
05.08. | 23
05.08. | 24
06.08. | 1
06.08. | 2
06.08. | 3
06.08. | 4
06.08. | 5
06.08. | 6
06.08. | 7
06.08. | 8
06.08. | 9
06.08. | 10
06.08. | 11
06.08. | 12
06.08. | 13
06.08. | 14
06.08. | 15
06.08. | 16
06.08. | 17
06.08. | 18
06.08. | 19
06.08. | 20
06.08. | 21
06.08. | 22
06.08. | 23
06.08. | 24
07.08. | 1
07.08. | 2
07.08. | 3
07.08. | 4
07.08. | 5
07.08. | 6
07.08. | 7
07.08. | 8
07.08. | 9
07.08. | 10
07.08. | 11
07.08. | 12
07.08. | 13
07.08. | 14
07.08. | 15
07.08. | 16
07.08. | 17
07.08. | 18
07.08. | 19
07.08. | 20
07.08. | 21
07.08. | 22
07.08. | 23
07.08. | 24
08.08. | 1
08.08. | 2
08.08. | 3
08.08. | 4
08.08. | 5
08.08. | 6
08.08. | 7
08.08. | 8
08.08. | 9
08.08. | 10
08.08. | 11
08.08. | 12
08.08. | 13
08.08. | 14
08.08. | 15
08.08. | 16
08.08. | 17
08.08. | 18
08.08. | 19
08.08. | 20
08.08. | 21
08.08. | 22
08.08. | 23
08.08. | 24
09.08. | 1
09.08. | 2
09.08. | 3
09.08. | 4
09.08. | 5
09.08. | 6
09.08. | 7
09.08. | 8
09.08. | 9
09.08. | 10
09.08. | 11
09.08. | 12
09.08. | 13
09.08. | 14
09.08. | 15
09.08. | 16
09.08. | 17
09.08. | 18
09.08. | 19
09.08. | 20
09.08. | 21
09.08. | 22
09.08. | 23
09.08. | 24
10.08. | 1
10.08. | 2
10.08. | 3
10.08. | 4
10.08. | 5
10.08. | 6
10.08. | 7
10.08. | 8
10.08. | 9
10.08. | 10
10.08. | 11
10.08. | 12
10.08. | 13
10.08. | 14
10.08. | 15
10.08. | 16
10.08. | 17
10.08. | 18
10.08. | 19
10.08. | 20
10.08. | 21
10.08. | 22
10.08. | 23
10.08. | 24
11.08. | 1
11.08. | 2
11.08. | 3
11.08. | 4
11.08. | 5
11.08. | 6
11.08. | 7
11.08. | 8
11.08. | 9
11.08. | 10
11.08. | 11
11.08. | 12
11.08. | 13
11.08. | 14
11.08. | 15
11.08. | 16
11.08. | 17
11.08. | 18
11.08. | 19
11.08. | 20
11.08. | 21
11.08. | 22
11.08. | 23
11.08. | 24
12.08. | 1
12.08. | 2
12.08. | 3
12.08. | 4
12.08. | 5
12.08. | 6
12.08. | 7
12.08. | 8
12.08. | 9
12.08. | 10
12.08. | 11
12.08. | 12
12.08. | 13
12.08. | 14
12.08. | 15
12.08. | 16
12.08. | 17
12.08. | 18
12.08. | 19
12.08. | 20
12.08. | 21
12.08. | 22
12.08. | 23
12.08. | 24
13.08. | 1
13.08. | 2
13.08. | 3
13.08. | 4
13.08. | 5
13.08. | 6
13.08. | 7
13.08. | 8
13.08. | 9
13.08. | 10
13.08. | 11
13.08. | 12
13.08. | 13
13.08. | 14
13.08. | 15
13.08. | 16
13.08. | 17
13.08. | 18
13.08. | 19
13.08. | 20
13.08. | 21
13.08. | 22
13.08. | 23
13.08. | 24
14.08. | 1
14.08. | 2
14.08. | 3
14.08. | 4
14.08. | 5
14.08. | 6
14.08. | 7
14.08. | 8
14.08. | 9
14.08. | 10
14.08. | 11
14.08. | 12
14.08. | 13
14.08. | 14
14.08. | 15
14.08. | 16
14.08. | 17
14.08. | 18
14.08. | 19
14.08. | 20
14.08. | 21
14.08. | 22
14.08. | 23
14.08. | 24
15.08. | 1
15.08. | 2
15.08. | 3
15.08. | 4
15.08. | 5
15.08. | 6
15.08. | 7
15.08. | 8
15.08. | 9
15.08. | 10
15.08. | 11
15.08. | 12
15.08. | 13
15.08. | 14
15.08. | 15
15.08. | 16
15.08. | 17
15.08. | 18
15.08. | 19
15.08. | 20
15.08. | 21
15.08. | 22
15.08. | 23
15.08. | 24
16.08. | 1
16.08. | 2
16.08. | 3
16.08. | 4
16.08. | 5
16.08. | 6
16.08. | 7
16.08. | 8
16.08. | 9
16.08. | 10
16.08. | 11
16.08. | 12
16.08. | 13
16.08. | 14
16.08. | 15
16.08. | 16
16.08. | 17
16.08. | 18
16.08. | 19
16.08. | 20
16.08. | 21
16.08. | 22
16.08. | 23
16.08. | 24
17.08. | 1
17.08. | 2
17.08. | 3
17.08. | 4
17.08. | 5
17.08. | 6
17.08. | 7
17.08. | 8
17.08. | 9
17.08. | 10
17.08. | 11
17.08. | 12
17.08. | 13
17.08. | 14
17.08. | 15
17.08. | 16
17.08. | 17
17.08. | 18
17.08. | 19
17.08. | 20
17.08. | 21
17.08. | 22
17.08. | 23
17.08. | 24
18.08. | 1
18.08. | 2
18.08. | 3
18.08. | 4
18.08. | 5
18.08. | 6
18.08. | 7
18.08. | 8
18.08. | 9
18.08. | 10
18.08. | 11
18.08. | 12
18.08. | 13
18.08. | 14
18.08. | 15
18.08. | 16
18.08. | 17
18.08. | 18
18.08. | 19
18.08. | 20
18.08. | 21
18.08. | 22
18.08. | 23
18.08. | 24
19.08. | 1
19.08. | 2
19.08. | 3
19.08. | 4
19.08. | 5
19.08. | 6
19.08. | 7
19.08. | 8
19.08. | 9
19.08. | 10
19.08. | 11
19.08. | 12
19.08. | 13
19.08. | 14
19.08. | 15
19.08. | 16
19.08. | 17
19.08. | 18
19.08. | 19
19.08. | 20
19.08. | 21
19.08. | 22
19.08. | 23
19.08. | 24
20.08. | 1
20.08. | 2
20.08. | 3
20.08. | 4
20.08. | 5
20.08. | 6
20.08. | 7
20.08. | 8
20.08. | 9
20.08. | 10
20.08. | 11
20.08. | 12
20.08. | 13
20.08. | 14
20.08. | 15
20.08. | 16
20.08. | 17
20.08. | 18
20.08. | 19
20.08. | 20
20.08. | 21
20.08. | 22
20.08. | 23
20.08. | 24
21.08. | 1
21.08. | 2
21.08. | 3
21.08. | 4
21.08. | 5
21.08. | 6
21.08. | 7
21.08. | 8
21.08. | 9
21.08. | 10
21.08. | 11
21.08. | 12
21.08. | 13
21.08. | 14
21.08. | 15
21.08. | 16
21.08. | 17
21.08. | 18
21.08. | 19
21.08. | 20
21.08. | 21
21.08. | 22
21.08. | 23
21.08. | 24
22.08. | 1
22.08. | 2
22.08. | 3
22.08. | 4
22.08. | 5
22.08. | 6
22.08. | 7
22.08. | 8
22.08. | 9
22.08. | 10
22.08. | 11
22.08. | 12
22.08. | 13
22.08. | 14
22.08. | 15
22.08. | 16
22.08. | 17
22.08. | 18
22.08. | 19
22.08. | 20
22.08. | 21
22.08. | 22
22.08. | 23
22.08. | 24
23.08. | 1
23.08. | 2
23.08. | 3
23.08. | 4
23.08. | 5
23.08. | 6
23.08. | 7
23.08. | 8
23.08. | 9
23.08. | 10
23.08. | 11
23.08. | 12
23.08. | 13
23.08. | 14
23.08. | 15
23.08. | 16
23.08. | 17
23.08. | 18
23.08. | 19
23.08. | 20
23.08. | 21
23.08. | 22
23.08. | 23
23.08. | 24
24.08. | 1
24.08. | 2
24.08. | 3
24.08. | 4
24.08. | 5
24.08. | 6
24.08. | 7
24.08. | 8
24.08. | 9
24.08. | 10
24.08. | 11
24.08. | 12
24.08. | 13
24.08. | 14
24.08. | 15
24.08. | 16
24.08. | 17
24.08. | 18
24.08. | 19
24.08. | 20
24.08. | 21
24.08. | 22
24.08. | 23
24.08. | 24
25.08. | 1
25.08. | 2
25.08. | 3
25.08. | 4
25.08. | 5
25.08. | 6
25.08. | 7
25.08. | 8
25.08. | 9
25.08. | 10
25.08. | 11
25.08. | 12
25.08. | 13
25.08. | 14
25.08. | 15
25.08. | 16
25.08. | 17
25.08. | 18
25.08. | 19
25.08. | 20
25.08. | 21
25.08. | 22
25.08. | 23
25.08. | 24
26.08. | 1
26.08. | 2
26.08. | 3
26.08. | 4
26.08. | 5
26.08. | 6
26.08. | 7
26.08. | 8
26.08. | 9
26.08. | 10
26.08. | 11
26.08. | 12
26.08. | 13
26.08. | 14
26.08. | 15
26.08. | 16
26.08. | 17
26.08. | 18
26.08. | 19
26.08. | 20
26.08. | 21
26.08. | 22
26.08. | 23
26.08. | 24
27.08. | 1
27.08. | 2
27.08. | 3
27.08. | 4
27.08. | 5
27.08. | 6
27.08. | 7
27.08. | 8
27.08. | 9
27.08. | 10
27.08. | 11
27.08. | 12
27.08. | 13
27.08. | 14
27.08. | 15
27.08. | 16
27.08. | 17
27.08. | 18
27.08. | 19
27.08. | 20
27.08. | 21
27.08. | 22
27.08. | 23
27.08. | 24
28.08. | 1
28.08. | 2
28.08. | 3
28.08. | 4
28.08. | 5
28.08. | 6
28.08. | 7
28.08. | 8
28.08. | 9
28.08. | 10
28.08. | 11
28.08. | 12
28.08. | 13
28.08. | 14
28.08. | 15
28.08. | 16
28.08. | 17
28.08. | 18
28.08. | 19
28.08. | 20
28.08. | 21
28.08. | 22
28.08. | 23
28.08. | 24
29.08. | 1
29.08. | 2
29.08. | 3
29.08. | 4
29.08. | 5
29.08. | 6
29.08. | 7
29.08. | 8
29.08. | 9
29.08. | 10
29.08. | 11
29.08. | 12
29.08. | 13
29.08. | 14
29.08. | 15
29.08. | 16
29.08. | 17
29.08. | 18
29.08. | 19
29.08. | 20
29.08. | 21
29.08. | 22
29.08. | 23
29.08. | 24
30.08. | 1
30.08. | 2
30.08. | 3
30.08. | 4
30.08. | 5
30.08. | 6
30.08. | 7
30.08. | 8
30.08. | 9
30.08. | 10
30.08. | 11
30.08. | 12
30.08. | 13
30.08. | 14
30.08. | 15
30.08. | 16
30.08. | 17
30.08. | 18
30.08. | 19
30.08. | 20
30.08. | 21
30.08. | 22
30.08. | 23
30.08. | 24
31.08. | 1
31.08. | 2
31.08. | 3
31.08. | 4
31.08. | 5
31.08. | 6
31.08. | 7
31.08. | 8
31.08. | 9
31.08. | 10
31.08. | 11
31.08. | 12
31.08. | 13
31.08. | 14
31.08. | 15
31.08. | 16
31.08. | 17
31.08. | 18
31.08. | 19
31.08. | 20
31.08. | 21
31.08. | 22
31.08. | 23
31.08. | 24
01.09. | 1
01.09. | 2
01.09. | 3
01.09. | 4
01.09. | 5
01.09. | 6
01.09. | 7
01.09. | 8
01.09. | 9
01.09. | 10
01.09. | 11
01.09. | 12
01.09. | 13
01.09. | 14
01.09. | 15
01.09. | 16
01.09. | 17
01.09. | 18
01.09. | 19
01.09. | 20
01.09. | 21
01.09. | 22
01.09. | 23
01.09. | 24
02.09. | 1
02.09. | 2
02.09. | 3
02.09. | 4
02.09. | 5
02.09. | 6
02.09. | 7
02.09. | 8
02.09. | 9
02.09. | 10
02.09. | 11
02.09. | 12
02.09. | 13
02.09. | 14
02.09. | 15
02.09. | 16
02.09. | 17
02.09. | 18
02.09. | 19
02.09. | 20
02.09. | 21
02.09. | 22
02.09. | 23
02.09. | 24
03.09. | 1
03.09. | 2
03.09. | 3
03.09. | 4
03.09. | 5
03.09. | 6
03.09. | 7
03.09. | 8
03.09. | 9
03.09. | 10
03.09. | 11
03.09. | 12
03.09. | 13
03.09. | 14
03.09. | 15
03.09. | 16
03.09. | 17
03.09. | 18
03.09. | 19
03.09. | 20
03.09. | 21
03.09. | 22
03.09. | 23
03.09. | 24
04.09. | 1
04.09. | 2
04.09. | 3
04.09. | 4
04.09. | 5
04.09. | 6
04.09. | 7
04.09. | 8
04.09. | 9
04.09. | 10
04.09. | 11
04.09. | 12
04.09. | 13
04.09. | 14
04.09. | 15
04.09. | 16
04.09. | 17
04.09. | 18
04.09. | 19
04.09. | 20
04.09. | 21
04.09. | 22
04.09. | 23
04.09. | 24
05.09. | 1
05.09. | 2
05.09. | 3
05.09. | 4
05.09. | 5
05.09. | 6
05.09. | 7
05.09. | 8
05.09. | 9
05.09. | 10
05.09. | 11
05.09. | 12
05.09. | 13
05.09. | 14
05.09. | 15
05.09. | 16
05.09. | 17
05.09. | 18
05.09. | 19
05.09. | 20
05.09. | 21
05.09. | 22
05.09. | 23
05.09. | 24
06.09. | 1
06.09. | 2
06.09. | 3
06.09. | 4
06.09. | 5
06.09. | 6
06.09. | 7
06.09. | 8
06.09. | 9
06.09. | 10
06.09. | 11
06.09. | 12
06.09. | 13
06.09. | 14
06.09. | 15
06.09. | 16
06.09. | 17
06.09. | 18
06.09. | 19
06.09. | 20
06.09. | 21
06.09. | 22
06.09. | 23
06.09. | 24
07.09. | 1
07.09. | 2
07.09. | 3
07.09. | 4
07.09. | 5
07.09. | 6
07.09. | 7
07.09. | 8
07.09. | 9
07.09. | 10
07.09. | 11
07.09. | 12
07.09. | 13
07.09. | 14
07.09. | 15
07.09. | 16
07.09. | 17
07.09. | 18
07.09. | 19
07.09. | 20
07.09. | 21
07.09. | 22
07.09. | 23
07.09. | 24
08.09. | 1
08.09. | 2
08.09. | 3
08.09. | 4
08.09. | 5
08.09. | 6
08.09. | 7
08.09. | 8
08.09. | 9
08.09. | 10
08.09. | 11
08.09. | 12
08.09. | 13
08.09. | 14
08.09. | 15
08.09. | 16
08.09. | 17
08.09. | 18
08.09. | 19
08.09. | 20
08.09. | 21
08.09. | 22
08.09. | 23
08.09. | 24
09.09. | 1
09.09. | 2
09.09. | 3
09.09. | 4
09.09. | 5
09.09. | 6
09.09. | 7
09.09. | 8
09.09. | 9
09.09. | 10
09.09. | 11
09.09. | 12
09.09. | 13
09.09. | 14
09.09. | 15
09.09. | 16
09.09. | 17
09.09. | 18
09.09. | 19
09.09. | 20
09.09. | 21
09.09. | 22
09.09. | 23
09.09. | 24
10.09. | 1
10.09. | 2
10.09. | 3
10.09. | 4
10.09. | 5
10.09. | 6
10.09. | 7
10.09. | 8
10.09. | 9
10.09. | 10
10.09. | 11
10.09. | 12
10.09. | 13
10.09. | 14
10.09. | 15
10.09. | 16
10.09. | 17
10.09. | 18
10.09. | 19
10.09. | 20
10.09. | 21
10.09. | 22
10.09. | 23
10.09. | 24
11.09. | 1
11.09. | 2
11.09. | 3
11.09. | 4
11.09. | 5
11.09. | 6
11.09. | 7
11.09. | 8
11.09. | 9
11.09. | 10
11.09. | 11
11.09. | 12
11.09. | 13
11.09. | 14
11.09. | 15
11.09. | 16
11.09. | 17
11.09. | 18
11.09. | 19
11.09. | 20
11.09. | 21
11.09. | 22
11.09. | 23
11.09. | 24
12.09. | 1
12.09. | 2
12.09. | 3
12.09. | 4
12.09. | 5
12.09. | 6
12.09. | 7
12.09. | 8
12.09. | 9
12.09. | 10
12.09. | 11
12.09. | 12
12.09. | 13
12.09. | 14
12.09. | 15
12.09. | 16
12.09. | 17
12.09. | 18
12.09. | 19
12.09. | 20
12.09. | 21
12.09. | 22
12.09. | 23
12.09. | 24
13.09. | 1
13.09. | 2
13.09. | 3
13.09. | 4
13.09. | 5
13.09. | 6
13.09. | 7
13.09. | 8
13.09. | 9
13.09. | 10
13.09. | 11
13.09. | 12
13.09. | 13
13.09. | 14
13.09. | 15
13.09. | 16
13.09. | 17
13.09. | 18
13.09. | 19
13.09. | 20
13.09. | 21
13.09. | 22
13.09. | 23
13.09. | 24
14.09. | 1
14.09. | 2
14.09. | 3
14.09. | 4
14.09. | 5
14.09. | 6
14.09. | 7
14.09. | 8
14.09. | 9
14.09. | 10
14.09. | 11
14.09. | 12
14.09. | 13
14.09. | 14
14.09. | 15
14.09. | 16
14.09. | 17
14.09. | 18
14.09. | 19
14.09. | 20
14.09. | 21
14.09. | 22
14.09. | 23
14.09. | 24
15.09. | 1
15.09. | 2
15.09. | 3
15.09. | 4
15.09. | 5
15.09. | 6
15.09. | 7
15.09. | 8
15.09. | 9
15.09. | 10
15.09. | 11
15.09. | 12
15.09. | 13
15.09. | 14
15.09. | 15
15.09. | 16
15.09. | 17
15.09. | 18
15.09. | 19
15.09. | 20
15.09. | 21
15.09. | 22
15.09. | 23
15.09. | 24
16.09. | 1
16.09. | 2
16.09. | 3
16.09. | 4
16.09. | 5
16.09. | 6
16.09. | 7
16.09. | 8
16.09. | 9
16.09. | 10
16.09. | 11
16.09. | 12
16.09. | 13
16.09. | 14
16.09. | 15
16.09. | 16
16.09. | 17
16.09. | 18
16.09. | 19
16.09. | 20
16.09. | 21
16.09. | 22
16.09. | 23
16.09. | 24
17.09. | 1
17.09. | 2
17.09. | 3
17.09. | 4
17.09. | 5
17.09. | 6
17.09. | 7
17.09. | 8
17.09. | 9
17.09. | 10
17.09. | 11
17.09. | 12
17.09. | 13
17.09. | 14
17.09. | 15
17.09. | 16
17.09. | 17
17.09. | 18
17.09. | 19
17.09. | 20
17.09. | 21
17.09. | 22
17.09. | 23
17.09. | 24
18.09. | 1
18.09. | 2
18.09. | 3
18.09. | 4
18.09. | 5
18.09. | 6
18.09. | 7
18.09. | 8
18.09. | 9
18.09. | 10
18.09. | 11
18.09. | 12
18.09. | 13
18.09. | 14
18.09. | 15
18.09. | 16
18.09. | 17
18.09. | 18
18.09. | 19
18.09. | 20
18.09. | 21
18.09. | 22
18.09. | 23
18.09. | 24
19.09. | 1
19.09. | 2
19.09. | 3
19.09. | 4
19.09. | 5
19.09. | 6
19.09. | 7
19.09. | 8
19.09. | 9
19.09. | 10
19.09. | 11
19.09. | 12
19.09. | 13
19.09. | 14
19.09. | 15
19.09. | 16
19.09. | 17
19.09. | 18
19.09. | 19
19.09. | 20
19.09. | 21
19.09. | 22
19.09. | 23
19.09. | 24
20.09. | 1
20.09. | 2
20.09. | 3
20.09. | 4
20.09. | 5
20.09. | 6
20.09. | 7
20.09. | 8
20.09. | 9
20.09. | 10
20.09. | 11
20.09. | 12
20.09. | 13
20.09. | 14
20.09. | 15
20.09. | 16
20.09. | 17
20.09. | 18
20.09. | 19
20.09. | 20
20.09. | 21
20.09. | 22
20.09. | 23
20.09. | 24
21.09. | 1
21.09. | 2
21.09. | 3
21.09. | 4
21.09. | 5
21.09. | 6
21.09. | 7
21.09. | 8
21.09. | 9
21.09. | 10
21.09. | 11
21.09. | 12
21.09. | 13
21.09. | 14
21.09. | 15
21.09. | 16
21.09. | 17
21.09. | 18
21.09. | 19
21.09. | 20
21.09. | 21
21.09. | 22
21.09. | 23
21.09. | 24
22.09. | 1
22.09. | 2
22.09. | 3
22.09. | 4
22.09. | 5
22.09. | 6
22.09. | 7
22.09. | 8
22.09. | 9
22.09. | 10
22.09. | 11
22.09. | 12
22.09. | 13
22.09. | 14
22.09. | 15
22.09. | 16
22.09. | 17
22.09. | 18
22.09. | 19
22.09. | 20
22.09. | 21
22.09. | 22
22.09. | 23
22.09. | 24
23.09. | 1
23.09. | 2
23.09. | 3
23.09. | 4
23.09. | 5
23.09. | 6
23.09. | 7
23.09. | 8
23.09. | 9
23.09. | 10
23.09. | 11
23.09. | 12
23.09. | 13
23.09. | 14
23.09. | 15
23.09. | 16
23.09. | 17
23.09. | 18
23.09. | 19
23.09. | 20
23.09. | 21
23.09. | 22
23.09. | 23
23.09. | 24
24.09. | 1
24.09. | 2
24.09. | 3
24.09. | 4
24.09. | 5
24.09. | 6
24.09. | 7
24.09. | 8
24.09. | 9
24.09. | 10
24.09. | 11
24.09. | 12
24.09. | 13
24.09. | 14
24.09. | 15
24.09. | 16
24.09. | 17
24.09. | 18
24.09. | 19
24.09. | 20
24.09. | 21
24.09. | 22
24.09. | 23
24.09. | 24
25.09. | 1
25.09. | 2
25.09. | 3
25.09. | 4
25.09. | 5
25.09. | 6
25.09. | 7
25.09. | 8
25.09. | 9
25.09. | 10
25.09. | 11
25.09. | 12
25.09. | 13
25.09. | 14
25.09. | 15
25.09. | 16
25.09. | 17
25.09. | 18
25.09. | 19
25.09. | 20
25.09. | 21
25.09. | 22
25.09. | 23
25.09. | 24
26.09. | 1
26.09. | 2
26.09. | 3
26.09. | 4
26.09. | 5
26.09. | 6
26.09. | 7
26.09. | 8
26.09. | 9
26.09. | 10
26.09. | 11
26.09. | 12
26.09. | 13
26.09. | 14
26.09. | 15
26.09. | 16
26.09. | 17
26.09. | 18
26.09. | 19
26.09. | 20
26.09. | 21
26.09. | 22
26.09. | 23
26.09. | 24
27.09. | 1
27.09. | 2
27.09. | 3
27.09. | 4
27.09. | 5
27.09. | 6
27.09. | 7
27.09. | 8
27.09. | 9
27.09. | 10
27.09. | 11
27.09. | 12
27.09. | 13
27.09. | 14
27.09. | 15
27.09. | 16
27.09. | 17
27.09. | 18
27.09. | 19
27.09. | 20
27.09. | 21
27.09. | 22
27.09. | 23
27.09. | 24
28.09. | 1
28.09. | 2
28.09. | 3
28.09. | 4
28.09. | 5
28.09. | 6
28.09. | 7
28.09. | 8
28.09. | 9
28.09. | 10
28.09. | 11
28.09. | 12
28.09. | 13
28.09. | 14
28.09. | 15
28.09. | 16
28.09. | 17
28.09. | 18
28.09. | 19
28.09. | 20
28.09. | 21
28.09. | 22
28.09. | 23
28.09. | 24
29.09. | 1
29.09. | 2
29.09. | 3
29.09. | 4
29.09. | 5
29.09. | 6
29.09. | 7
29.09. | 8
29.09. | 9
29.09. | 10
29.09. | 11
29.09. | 12
29.09. | 13
29.09. | 14
29.09. | 15
29.09. | 16
29.09. | 17
29.09. | 18
29.09. | 19
29.09. | 20
29.09. | 21
29.09. | 22
29.09. | 23
29.09. | 24
30.09. | 1
30.09. | 2
30.09. | 3
30.09. | 4
30.09. | 5
30.09. | 6
30.09. | 7
30.09. | 8
30.09. | 9
30.09. | 10
30.09. | 11
30.09. | 12
30.09. | 13
30.09. | 14
30.09. | 15
30.09. | 16
30.09. | 17
30.09. | 18
30.09. | 19
30.09. | 20
30.09. | 21
30.09. | 22
30.09. | 23
30.09. | 24
01.10. | 1
01.10. | 2
01.10. | 3
01.10. | 4
01.10. | 5
01.10. | 6
01.10. | 7
01.10. | 8
01.10. | 9
01.10. | 10
01.10. | 11
01.10. | 12
01.10. | 13
01.10. | 14
01.10. | 15
01.10. | 16
01.10. | 17
01.10. | 18
01.10. | 19
01.10. | 20
01.10. | 21
01.10. | 22
01.10. | 23
01.10. | 24
02.10. | 1
02.10. | 2
02.10. | 3
02.10. | 4
02.10. | 5
02.10. | 6
02.10. | 7
02.10. | 8
02.10. | 9
02.10. | 10
02.10. | 11
02.10. | 12
02.10. | 13
02.10. | 14
02.10. | 15
02.10. | 16
02.10. | 17
02.10. | 18
02.10. | 19
02.10. | 20
02.10. | 21
02.10. | 22
02.10. | 23
02.10. | 24
03.10. | 1
03.10. | 2
03.10. | 3
03.10. | 4
03.10. | 5
03.10. | 6
03.10. | 7
03.10. | 8
03.10. | 9
03.10. | 10
03.10. | 11
03.10. | 12
03.10. | 13
03.10. | 14
03.10. | 15
03.10. | 16
03.10. | 17
03.10. | 18
03.10. | 19
03.10. | 20
03.10. | 21
03.10. | 22
03.10. | 23
03.10. | 24
04.10. | 1
04.10. | 2
04.10. | 3
04.10. | 4
04.10. | 5
04.10. | 6
04.10. | 7
04.10. | 8
04.10. | 9
04.10. | 10
04.10. | 11
04.10. | 12
04.10. | 13
04.10. | 14
04.10. | 15
04.10. | 16
04.10. | 17
04.10. | 18
04.10. | 19
04.10. | 20
04.10. | 21
04.10. | 22
04.10. | 23
04.10. | 24
05.10. | 1
05.10. | 2
05.10. | 3
05.10. | 4
05.10. | 5
05.10. | 6
05.10. | 7
05.10. | 8
05.10. | 9
05.10. | 10
05.10. | 11
05.10. | 12
05.10. | 13
05.10. | 14
05.10. | 15
05.10. | 16
05.10. | 17
05.10. | 18
05.10. | 19
05.10. | 20
05.10. | 21
05.10. | 22
05.10. | 23
05.10. | 24
06.10. | 1
06.10. | 2
06.10. | 3
06.10. | 4
06.10. | 5
06.10. | 6
06.10. | 7
06.10. | 8
06.10. | 9
06.10. | 10
06.10. | 11
06.10. | 12
06.10. | 13
06.10. | 14
06.10. | 15
06.10. | 16
06.10. | 17
06.10. | 18
06.10. | 19
06.10. | 20
06.10. | 21
06.10. | 22
06.10. | 23
06.10. | 24
07.10. | 1
07.10. | 2
07.10. | 3
07.10. | 4
07.10. | 5
07.10. | 6
07.10. | 7
07.10. | 8
07.10. | 9
07.10. | 10
07.10. | 11
07.10. | 12
07.10. | 13
07.10. | 14
07.10. | 15
07.10. | 16
07.10. | 17
07.10. | 18
07.10. | 19
07.10. | 20
07.10. | 21
07.10. | 22
07.10. | 23
07.10. | 24
08.10. | 1
08.10. | 2
08.10. | 3
08.10. | 4
08.10. | 5
08.10. | 6
08.10. | 7
08.10. | 8
08.10. | 9
08.10. | 10
08.10. | 11
08.10. | 12
08.10. | 13
08.10. | 14
08.10. | 15
08.10. | 16
08.10. | 17
08.10. | 18
08.10. | 19
08.10. | 20
08.10. | 21
08.10. | 22
08.10. | 23
08.10. | 24
09.10. | 1
09.10. | 2
09.10. | 3
09.10. | 4
09.10. | 5
09.10. | 6
09.10. | 7
09.10. | 8
09.10. | 9
09.10. | 10
09.10. | 11
09.10. | 12
09.10. | 13
09.10. | 14
09.10. | 15
09.10. | 16
09.10. | 17
09.10. | 18
09.10. | 19
09.10. | 20
09.10. | 21
09.10. | 22
09.10. | 23
09.10. | 24
10.10. | 1
10.10. | 2
10.10. | 3
10.10. | 4
10.10. | 5
10.10. | 6
10.10. | 7
10.10. | 8
10.10. | 9
10.10. | 10
10.10. | 11
10.10. | 12
10.10. | 13
10.10. | 14
10.10. | 15
10.10. | 16
10.10. | 17
10.10. | 18
10.10. | 19
10.10. | 20
10.10. | 21
10.10. | 22
10.10. | 23
10.10. | 24
11.10. | 1
11.10. | 2
11.10. | 3
11.10. | 4
11.10. | 5
11.10. | 6
11.10. | 7
11.10. | 8
11.10. | 9
11.10. | 10
11.10. | 11
11.10. | 12
11.10. | 13
11.10. | 14
11.10. | 15
11.10. | 16
11.10. | 17
11.10. | 18
11.10. | 19
11.10. | 20
11.10. | 21
11.10. | 22
11.10. | 23
11.10. | 24
12.10. | 1
12.10. | 2
12.10. | 3
12.10. | 4
12.10. | 5
12.10. | 6
12.10. | 7
12.10. | 8
12.10. | 9
12.10. | 10
12.10. | 11
12.10. | 12
12.10. | 13
12.10. | 14
12.10. | 15
12.10. | 16
12.10. | 17
12.10. | 18
12.10. | 19
12.10. | 20
12.10. | 21
12.10. | 22
12.10. | 23
12.10. | 24
13.10. | 1
13.10. | 2
13.10. | 3
13.10. | 4
13.10. | 5
13.10. | 6
13.10. | 7
13.10. | 8
13.10. | 9
13.10. | 10
13.10. | 11
13.10. | 12
13.10. | 13
13.10. | 14
13.10. | 15
13.10. | 16
13.10. | 17
13.10. | 18
13.10. | 19
13.10. | 20
13.10. | 21
13.10. | 22
13.10. | 23
13.10. | 24
14.10. | 1
14.10. | 2
14.10. | 3
14.10. | 4
14.10. | 5
14.10. | 6
14.10. | 7
14.10. | 8
14.10. | 9
14.10. | 10
14.10. | 11
14.10. | 12
14.10. | 13
14.10. | 14
14.10. | 15
14.10. | 16
14.10. | 17
14.10. | 18
14.10. | 19
14.10. | 20
14.10. | 21
14.10. | 22
14.10. | 23
14.10. | 24
15.10. | 1
15.10. | 2
15.10. | 3
15.10. | 4
15.10. | 5
15.10. | 6
15.10. | 7
15.10. | 8
15.10. | 9
15.10. | 10
15.10. | 11
15.10. | 12
15.10. | 13
15.10. | 14
15.10. | 15
15.10. | 16
15.10. | 17
15.10. | 18
15.10. | 19
15.10. | 20
15.10. | 21
15.10. | 22
15.10. | 23
15.10. | 24
16.10. | 1
16.10. | 2
16.10. | 3
16.10. | 4
16.10. | 5
16.10. | 6
16.10. | 7
16.10. | 8
16.10. | 9
16.10. | 10
16.10. | 11
16.10. | 12
16.10. | 13
16.10. | 14
16.10. | 15
16.10. | 16
16.10. | 17
16.10. | 18
16.10. | 19
16.10. | 20
16.10. | 21
16.10. | 22
16.10. | 23
16.10. | 24
17.10. | 1
17.10. | 2
17.10. | 3
17.10. | 4
17.10. | 5
17.10. | 6
17.10. | 7
17.10. | 8
17.10. | 9
17.10. | 10
17.10. | 11
17.10. | 12
17.10. | 13
17.10. | 14
17.10. | 15
17.10. | 16
17.10. | 17
17.10. | 18
17.10. | 19
17.10. | 20
17.10. | 21
17.10. | 22
17.10. | 23
17.10. | 24
18.10. | 1
18.10. | 2
18.10. | 3
18.10. | 4
18.10. | 5
18.10. | 6
18.10. | 7
18.10. | 8
18.10. | 9
18.10. | 10
18.10. | 11
18.10. | 12
18.10. | 13
18.10. | 14
18.10. | 15
18.10. | 16
18.10. | 17
18.10. | 18
18.10. | 19
18.10. | 20
18.10. | 21
18.10. | 22
18.10. | 23
18.10. | 24
19.10. | 1
19.10. | 2
19.10. | 3
19.10. | 4
19.10. | 5
19.10. | 6
19.10. | 7
19.10. | 8
19.10. | 9
19.10. | 10
19.10. | 11
19.10. | 12
19.10. | 13
19.10. | 14
19.10. | 15
19.10. | 16
19.10. | 17
19.10. | 18
19.10. | 19
19.10. | 20
19.10. | 21
19.10. | 22
19.10. | 23
19.10. | 24
20.10. | 1
20.10. | 2
20.10. | 3
20.10. | 4
20.10. | 5
20.10. | 6
20.10. | 7
20.10. | 8
20.10. | 9
20.10. | 10
20.10. | 11
20.10. | 12
20.10. | 13
20.10. | 14
20.10. | 15
20.10. | 16
20.10. | 17
20.10. | 18
20.10. | 19
20.10. | 20
20.10. | 21
20.10. | 22
20.10. | 23
20.10. | 24
21.10. | 1
21.10. | 2
21.10. | 3
21.10. | 4
21.10. | 5
21.10. | 6
21.10. | 7
21.10. | 8
21.10. | 9
21.10. | 10
21.10. | 11
21.10. | 12
21.10. | 13
21.10. | 14
21.10. | 15
21.10. | 16
21.10. | 17
21.10. | 18
21.10. | 19
21.10. | 20
21.10. | 21
21.10. | 22
21.10. | 23
21.10. | 24
22.10. | 1
22.10. | 2
22.10. | 3
22.10. | 4
22.10. | 5
22.10. | 6
22.10. | 7
22.10. | 8
22.10. | 9
22.10. | 10
22.10. | 11
22.10. | 12
22.10. | 13
22.10. | 14
22.10. | 15
22.10. | 16
22.10. | 17
22.10. | 18
22.10. | 19
22.10. | 20
22.10. | 21
22.10. | 22
22.10. | 23
22.10. | 24
23.10. | 1
23.10. | 2
23.10. | 3
23.10. | 4
23.10. | 5
23.10. | 6
23.10. | 7
23.10. | 8
23.10. | 9
23.10. | 10
23.10. | 11
23.10. | 12
23.10. | 13
23.10. | 14
23.10. | 15
23.10. | 16
23.10. | 17
23.10. | 18
23.10. | 19
23.10. | 20
23.10. | 21
23.10. | 22
23.10. | 23
23.10. | 24
24.10. | 1
24.10. | 2
24.10. | 3
24.10. | 4
24.10. | 5
24.10. | 6
24.10. | 7
24.10. | 8
24.10. | 9
24.10. | 10
24.10. | 11
24.10. | 12
24.10. | 13
24.10. | 14
24.10. | 15
24.10. | 16
24.10. | 17
24.10. | 18
24.10. | 19
24.10. | 20
24.10. | 21
24.10. | 22
24.10. | 23
24.10. | 24
25.10. | 1
25.10. | 2
25.10. | 3
25.10. | 4
25.10. | 5
25.10. | 6
25.10. | 7
25.10. | 8
25.10. | 9
25.10. | 10
25.10. | 11
25.10. | 12
25.10. | 13
25.10. | 14
25.10. | 15
25.10. | 16
25.10. | 17
25.10. | 18
25.10. | 19
25.10. | 20
25.10. | 21
25.10. | 22
25.10. | 23
25.10. | 24
26.10. | 1
26.10. | 2
26.10. | 3
26.10. | 4
26.10. | 5
26.10. | 6
26.10. | 7
26.10. | 8
26.10. | 9
26.10. | 10
26.10. | 11
26.10. | 12
26.10. | 13
26.10. | 14
26.10. | 15
26.10. | 16
26.10. | 17
26.10. | 18
26.10. | 19
26.10. | 20
26.10. | 21
26.10. | 22
26.10. | 23
26.10. | 24
27.10. | 1
27.10. | 2
27.10. | 3
27.10. | 4
27.10. | 5
27.10. | 6
27.10. | 7
27.10. | 8
27.10. | 9
27.10. | 10
27.10. | 11
27.10. | 12
27.10. | 13
27.10. | 14
27.10. | 15
27.10. | 16
27.10. | 17
27.10. | 18
27.10. | 19
27.10. | 20
27.10. | 21
27.10. | 22
27.10. | 23
27.10. | 24
28.10. | 1
28.10. | 2
28.10. | 3
28.10. | 4
28.10. | 5
28.10. | 6
28.10. | 7
28.10. | 8
28.10. | 9
28.10. | 10
28.10. | 11
28.10. | 12
28.10. | 13
28.10. | 14
28.10. | 15
28.10. | 16
28.10. | 17
28.10. | 18
28.10. | 19
28.10. | 20
28.10. | 21
28.10. | 22
28.10. | 23
28.10. | 24
29.10. | 1
29.10. | 2
29.10. | 3
29.10. | 4
29.10. | 5
29.10. | 6
29.10. | 7
29.10. | 8
29.10. | 9
29.10. | 10
29.10. | 11
29.10. | 12
29.10. | 13
29.10. | 14
29.10. | 15
29.10. | 16
29.10. | 17
29.10. | 18
29.10. | 19
29.10. | 20
29.10. | 21
29.10. | 22
29.10. | 23
29.10. | 24
30.10. | 1
30.10. | 2
30.10. | 3
30.10. | 4
30.10. | 5
30.10. | 6
30.10. | 7
30.10. | 8
30.10. | 9
30.10. | 10
30.10. | 11
30.10. | 12
30.10. | 13
30.10. | 14
30.10. | 15
30.10. | 16
30.10. | 17
30.10. | 18
30.10. | 19
30.10. | 20
30.10. | 21
30.10. | 22
30.10. | 23
30.10. | 24
31.10. | 1
31.10. | 2
31.10. | 3
31.10. | 4
31.10. | 5
31.10. | 6
31.10. | 7
31.10. | 8
31.10. | 9
31.10. | 10
31.10. | 11
31.10. | 12
31.10. | 13
31.10. | 14
31.10. | 15
31.10. | 16
31.10. | 17
31.10. | 18
31.10. | 19
31.10. | 20
31.10. | 21
31.10. | 22
31.10. | 23
31.10. | 24
01.11. | 1
01.11. | 2
01.11. | 3
01.11. | 4
01.11. | 5
01.11. | 6
01.11. | 7
01.11. | 8
01.11. | 9
01.11. | 10
01.11. | 11
01.11. | 12
01.11. | 13
01.11. | 14
01.11. | 15
01.11. | 16
01.11. | 17
01.11. | 18
01.11. | 19
01.11. | 20
01.11. | 21
01.11. | 22
01.11. | 23
01.11. | 24
02.11. | 1
02.11. | 2
02.11. | 3
02.11. | 4
02.11. | 5
02.11. | 6
02.11. | 7
02.11. | 8
02.11. | 9
02.11. | 10
02.11. | 11
02.11. | 12
02.11. | 13
02.11. | 14
02.11. | 15
02.11. | 16
02.11. | 17
02.11. | 18
02.11. | 19
02.11. | 20
02.11. | 21
02.11. | 22
02.11. | 23
02.11. | 24
03.11. | 1
03.11. | 2
03.11. | 3
03.11. | 4
03.11. | 5
03.11. | 6
03.11. | 7
03.11. | 8
03.11. | 9
03.11. | 10
03.11. | 11
03.11. | 12
03.11. | 13
03.11. | 14
03.11. | 15
03.11. | 16
03.11. | 17
03.11. | 18
03.11. | 19
03.11. | 20
03.11. | 21
03.11. | 22
03.11. | 23
03.11. | 24
04.11. | 1
04.11. | 2
04.11. | 3
04.11. | 4
04.11. | 5
04.11. | 6
04.11. | 7
04.11. | 8
04.11. | 9
04.11. | 10
04.11. | 11
04.11. | 12
04.11. | 13
04.11. | 14
04.11. | 15
04.11. | 16
04.11. | 17
04.11. | 18
04.11. | 19
04.11. | 20
04.11. | 21
04.11. | 22
04.11. | 23
04.11. | 24
05.11. | 1
05.11. | 2
05.11. | 3
05.11. | 4
05.11. | 5
05.11. | 6
05.11. | 7
05.11. | 8
05.11. | 9
05.11. | 10
05.11. | 11
05.11. | 12
05.11. | 13
05.11. | 14
05.11. | 15
05.11. | 16
05.11. | 17
05.11. | 18
05.11. | 19
05.11. | 20
05.11. | 21
05.11. | 22
05.11. | 23
05.11. | 24
06.11. | 1
06.11. | 2
06.11. | 3
06.11. | 4
06.11. | 5
06.11. | 6
06.11. | 7
06.11. | 8
06.11. | 9
06.11. | 10
06.11. | 11
06.11. | 12
06.11. | 13
06.11. | 14
06.11. | 15
06.11. | 16
06.11. | 17
06.11. | 18
06.11. | 19
06.11. | 20
06.11. | 21
06.11. | 22
06.11. | 23
06.11. | 24
07.11. | 1
07.11. | 2
07.11. | 3
07.11. | 4
07.11. | 5
07.11. | 6
07.11. | 7
07.11. | 8
07.11. | 9
07.11. | 10
07.11. | 11
07.11. | 12
07.11. | 13
07.11. | 14
07.11. | 15
07.11. | 16
07.11. | 17
07.11. | 18
07.11. | 19
07.11. | 20
07.11. | 21
07.11. | 22
07.11. | 23
07.11. | 24
08.11. | 1
08.11. | 2
08.11. | 3
08.11. | 4
08.11. | 5
08.11. | 6
08.11. | 7
08.11. | 8
08.11. | 9
08.11. | 10
08.11. | 11
08.11. | 12
08.11. | 13
08.11. | 14
08.11. | 15
08.11. | 16
08.11. | 17
08.11. | 18
08.11. | 19
08.11. | 20
08.11. | 21
08.11. | 22
08.11. | 23
08.11. | 24
09.11. | 1
09.11. | 2
09.11. | 3
09.11. | 4
09.11. | 5
09.11. | 6
09.11. | 7
09.11. | 8
09.11. | 9
09.11. | 10
09.11. | 11
09.11. | 12
09.11. | 13
09.11. | 14
09.11. | 15
09.11. | 16
09.11. | 17
09.11. | 18
09.11. | 19
09.11. | 20
09.11. | 21
09.11. | 22
09.11. | 23
09.11. | 24
10.11. | 1
10.11. | 2
10.11. | 3
10.11. | 4
10.11. | 5
10.11. | 6
10.11. | 7
10.11. | 8
10.11. | 9
10.11. | 10
10.11. | 11
10.11. | 12
10.11. | 13
10.11. | 14
10.11. | 15
10.11. | 16
10.11. | 17
10.11. | 18
10.11. | 19
10.11. | 20
10.11. | 21
10.11. | 22
10.11. | 23
10.11. | 24
11.11. | 1
11.11. | 2
11.11. | 3
11.11. | 4
11.11. | 5
11.11. | 6
11.11. | 7
11.11. | 8
11.11. | 9
11.11. | 10
11.11. | 11
11.11. | 12
11.11. | 13
11.11. | 14
11.11. | 15
11.11. | 16
11.11. | 17
11.11. | 18
11.11. | 19
11.11. | 20
11.11. | 21
11.11. | 22
11.11. | 23
11.11. | 24
12.11. | 1
12.11. | 2
12.11. | 3
12.11. | 4
12.11. | 5
12.11. | 6
12.11. | 7
12.11. | 8
12.11. | 9
12.11. | 10
12.11. | 11
12.11. | 12
12.11. | 13
12.11. | 14
12.11. | 15
12.11. | 16
12.11. | 17
12.11. | 18
12.11. | 19
12.11. | 20
12.11. | 21
12.11. | 22
12.11. | 23
12.11. | 24
13.11. | 1
13.11. | 2
13.11. | 3
13.11. | 4
13.11. | 5
13.11. | 6
13.11. | 7
13.11. | 8
13.11. | 9
13.11. | 10
13.11. | 11
13.11. | 12
13.11. | 13
13.11. | 14
13.11. | 15
13.11. | 16
13.11. | 17
13.11. | 18
13.11. | 19
13.11. | 20
13.11. | 21
13.11. | 22
13.11. | 23
13.11. | 24
14.11. | 1
14.11. | 2
14.11. | 3
14.11. | 4
14.11. | 5
14.11. | 6
14.11. | 7
14.11. | 8
14.11. | 9
14.11. | 10
14.11. | 11
14.11. | 12
14.11. | 13
14.11. | 14
14.11. | 15
14.11. | 16
14.11. | 17
14.11. | 18
14.11. | 19
14.11. | 20
14.11. | 21
14.11. | 22
14.11. | 23
14.11. | 24
15.11. | 1
15.11. | 2
15.11. | 3
15.11. | 4
15.11. | 5
15.11. | 6
15.11. | 7
15.11. | 8
15.11. | 9
15.11. | 10
15.11. | 11
15.11. | 12
15.11. | 13
15.11. | 14
15.11. | 15
15.11. | 16
15.11. | 17
15.11. | 18
15.11. | 19
15.11. | 20
15.11. | 21
15.11. | 22
15.11. | 23
15.11. | 24
16.11. | 1
16.11. | 2
16.11. | 3
16.11. | 4
16.11. | 5
16.11. | 6
16.11. | 7
16.11. | 8
16.11. | 9
16.11. | 10
16.11. | 11
16.11. | 12
16.11. | 13
16.11. | 14
16.11. | 15
16.11. | 16
16.11. | 17
16.11. | 18
16.11. | 19
16.11. | 20
16.11. | 21
16.11. | 22
16.11. | 23
16.11. | 24
17.11. | 1
17.11. | 2
17.11. | 3
17.11. | 4
17.11. | 5
17.11. | 6
17.11. | 7
17.11. | 8
17.11. | 9
17.11. | 10
17.11. | 11
17.11. | 12
17.11. | 13
17.11. | 14
17.11. | 15
17.11. | 16
17.11. | 17
17.11. | 18
17.11. | 19
17.11. | 20
17.11. | 21
17.11. | 22
17.11. | 23
17.11. | 24
18.11. | 1
18.11. | 2
18.11. | 3
18.11. | 4
18.11. | 5
18.11. | 6
18.11. | 7
18.11. | 8
18.11. | 9
18.11. | 10
18.11. | 11
18.11. | 12
18.11. | 13
18.11. | 14
18.11. | 15
18.11. | 16
18.11. | 17
18.11. | 18
18.11. | 19
18.11. | 20
18.11. | 21
18.11. | 22
18.11. | 23
18.11. | 24
19.11. | 1
19.11. | 2
19.11. | 3
19.11. | 4
19.11. | 5
19.11. | 6
19.11. | 7
19.11. | 8
19.11. | 9
19.11. | 10
19.11. | 11
19.11. | 12
19.11. | 13
19.11. | 14
19.11. | 15
19.11. | 16
19.11. | 17
19.11. | 18
19.11. | 19
19.11. | 20
19.11. | 21
19.11. | 22
19.11. | 23
19.11. | 24
20.11. | 1
20.11. | 2
20.11. | 3
20.11. | 4
20.11. | 5
20.11. | 6
20.11. | 7
20.11. | 8
20.11. | 9
20.11. | 10
20.11. | 11
20.11. | 12
20.11. | 13
20.11. | 14
20.11. | 15
20.11. | 16
20.11. | 17
20.11. | 18
20.11. | 19
20.11. | 20
20.11. | 21
20.11. | 22
20.11. | 23
20.11. | 24
21.11. | 1
21.11. | 2
21.11. | 3
21.11. | 4
21.11. | 5
21.11. | 6
21.11. | 7
21.11. | 8
21.11. | 9
21.11. | 10
21.11. | 11
21.11. | 12
21.11. | 13
21.11. | 14
21.11. | 15
21.11. | 16
21.11. | 17
21.11. | 18
21.11. | 19
21.11. | 20
21.11. | 21
21.11. | 22
21.11. | 23
21.11. | 24
22.11. | 1
22.11. | 2
22.11. | 3
22.11. | 4
22.11. | 5
22.11. | 6
22.11. | 7
22.11. | 8
22.11. | 9
22.11. | 10
22.11. | 11
22.11. | 12
22.11. | 13
22.11. | 14
22.11. | 15
22.11. | 16
22.11. | 17
22.11. | 18
22.11. | 19
22.11. | 20
22.11. | 21
22.11. | 22
22.11. | 23
22.11. | 24
23.11. | 1
23.11. | 2
23.11. | 3
23.11. | 4
23.11. | 5
23.11. | 6
23.11. | 7
23.11. | 8
23.11. | 9
23.11. | 10
23.11. | 11
23.11. | 12
23.11. | 13
23.11. | 14
23.11. | 15
23.11. | 16
23.11. | 17
23.11. | 18
23.11. | 19
23.11. | 20
23.11. | 21
23.11. | 22
23.11. | 23
23.11. | 24
24.11. | 1
24.11. | 2
24.11. | 3
24.11. | 4
24.11. | 5
24.11. | 6
24.11. | 7
24.11. | 8
24.11. | 9
24.11. | 10
24.11. | 11
24.11. | 12
24.11. | 13
24.11. | 14
24.11. | 15
24.11. | 16
24.11. | 17
24.11. | 18
24.11. | 19
24.11. | 20
24.11. | 21
24.11. | 22
24.11. | 23
24.11. | 24
25.11. | 1
25.11. | 2
25.11. | 3
25.11. | 4
25.11. | 5
25.11. | 6
25.11. | 7
25.11. | 8
25.11. | 9
25.11. | 10
25.11. | 11
25.11. | 12
25.11. | 13
25.11. | 14
25.11. | 15
25.11. | 16
25.11. | 17
25.11. | 18
25.11. | 19
25.11. | 20
25.11. | 21
25.11. | 22
25.11. | 23
25.11. | 24
26.11. | 1
26.11. | 2
26.11. | 3
26.11. | 4
26.11. | 5
26.11. | 6
26.11. | 7
26.11. | 8
26.11. | 9
26.11. | 10
26.11. | 11
26.11. | 12
26.11. | 13
26.11. | 14
26.11. | 15
26.11. | 16
26.11. | 17
26.11. | 18
26.11. | 19
26.11. | 20
26.11. | 21
26.11. | 22
26.11. | 23
26.11. | 24
27.11. | 1
27.11. | 2
27.11. | 3
27.11. | 4
27.11. | 5
27.11. | 6
27.11. | 7
27.11. | 8
27.11. | 9
27.11. | 10
27.11. | 11
27.11. | 12
27.11. | 13
27.11. | 14
27.11. | 15
27.11. | 16
27.11. | 17
27.11. | 18
27.11. | 19
27.11. | 20
27.11. | 21
27.11. | 22
27.11. | 23
27.11. | 24
28.11. | 1
28.11. | 2
28.11. | 3
28.11. | 4
28.11. | 5
28.11. | 6
28.11. | 7
28.11. | 8
28.11. | 9
28.11. | 10
28.11. | 11
28.11. | 12
28.11. | 13
28.11. | 14
28.11. | 15
28.11. | 16
28.11. | 17
28.11. | 18
28.11. | 19
28.11. | 20
28.11. | 21
28.11. | 22
28.11. | 23
28.11. | 24
29.11. | 1
29.11. | 2
29.11. | 3
29.11. | 4
29.11. | 5
29.11. | 6
29.11. | 7
29.11. | 8
29.11. | 9
29.11. | 10
29.11. | 11
29.11. | 12
29.11. | 13
29.11. | 14
29.11. | 15
29.11. | 16
29.11. | 17
29.11. | 18
29.11. | 19
29.11. | 20
29.11. | 21
29.11. | 22
29.11. | 23
29.11. | 24
30.11. | 1
30.11. | 2
30.11. | 3
30.11. | 4
30.11. | 5
30.11. | 6
30.11. | 7
30.11. | 8
30.11. | 9
30.11. | 10
30.11. | 11
30.11. | 12
30.11. | 13
30.11. | 14
30.11. | 15
30.11. | 16
30.11. | 17
30.11. | 18
30.11. | 19
30.11. | 20
30.11. | 21
30.11. | 22
30.11. | 23
30.11. | 24
01.12. | 1
01.12. | 2
01.12. | 3
01.12. | 4
01.12. | 5
01.12. | 6
01.12. | 7
01.12. | 8
01.12. | 9
01.12. | 10
01.12. | 11
01.12. | 12
01.12. | 13
01.12. | 14
01.12. | 15
01.12. | 16
01.12. | 17
01.12. | 18
01.12. | 19
01.12. | 20
01.12. | 21
01.12. | 22
01.12. | 23
01.12. | 24
02.12. | 1
02.12. | 2
02.12. | 3
02.12. | 4
02.12. | 5
02.12. | 6
02.12. | 7
02.12. | 8
02.12. | 9
02.12. | 10
02.12. | 11
02.12. | 12
02.12. | 13
02.12. | 14
02.12. | 15
02.12. | 16
02.12. | 17
02.12. | 18
02.12. | 19
02.12. | 20
02.12. | 21
02.12. | 22
02.12. | 23
02.12. | 24
03.12. | 1
03.12. | 2
03.12. | 3
03.12. | 4
03.12. | 5
03.12. | 6
03.12. | 7
03.12. | 8
03.12. | 9
03.12. | 10
03.12. | 11
03.12. | 12
03.12. | 13
03.12. | 14
03.12. | 15
03.12. | 16
03.12. | 17
03.12. | 18
03.12. | 19
03.12. | 20
03.12. | 21
03.12. | 22
03.12. | 23
03.12. | 24
04.12. | 1
04.12. | 2
04.12. | 3
04.12. | 4
04.12. | 5
04.12. | 6
04.12. | 7
04.12. | 8
04.12. | 9
04.12. | 10
04.12. | 11
04.12. | 12
04.12. | 13
04.12. | 14
04.12. | 15
04.12. | 16
04.12. | 17
04.12. | 18
04.12. | 19
04.12. | 20
04.12. | 21
04.12. | 22
04.12. | 23
04.12. | 24
05.12. | 1
05.12. | 2
05.12. | 3
05.12. | 4
05.12. | 5
05.12. | 6
05.12. | 7
05.12. | 8
05.12. | 9
05.12. | 10
05.12. | 11
05.12. | 12
05.12. | 13
05.12. | 14
05.12. | 15
05.12. | 16
05.12. | 17
05.12. | 18
05.12. | 19
05.12. | 20
05.12. | 21
05.12. | 22
05.12. | 23
05.12. | 24
06.12. | 1
06.12. | 2
06.12. | 3
06.12. | 4
06.12. | 5
06.12. | 6
06.12. | 7
06.12. | 8
06.12. | 9
06.12. | 10
06.12. | 11
06.12. | 12
06.12. | 13
06.12. | 14
06.12. | 15
06.12. | 16
06.12. | 17
06.12. | 18
06.12. | 19
06.12. | 20
06.12. | 21
06.12. | 22
06.12. | 23
06.12. | 24
07.12. | 1
07.12. | 2
07.12. | 3
07.12. | 4
07.12. | 5
07.12. | 6
07.12. | 7
07.12. | 8
07.12. | 9
07.12. | 10
07.12. | 11
07.12. | 12
07.12. | 13
07.12. | 14
07.12. | 15
07.12. | 16
07.12. | 17
07.12. | 18
07.12. | 19
07.12. | 20
07.12. | 21
07.12. | 22
07.12. | 23
07.12. | 24
08.12. | 1
08.12. | 2
08.12. | 3
08.12. | 4
08.12. | 5
08.12. | 6
08.12. | 7
08.12. | 8
08.12. | 9
08.12. | 10
08.12. | 11
08.12. | 12
08.12. | 13
08.12. | 14
08.12. | 15
08.12. | 16
08.12. | 17
08.12. | 18
08.12. | 19
08.12. | 20
08.12. | 21
08.12. | 22
08.12. | 23
08.12. | 24
09.12. | 1
09.12. | 2
09.12. | 3
09.12. | 4
09.12. | 5
09.12. | 6
09.12. | 7
09.12. | 8
09.12. | 9
09.12. | 10
09.12. | 11
09.12. | 12
09.12. | 13
09.12. | 14
09.12. | 15
09.12. | 16
09.12. | 17
09.12. | 18
09.12. | 19
09.12. | 20
09.12. | 21
09.12. | 22
09.12. | 23
09.12. | 24
10.12. | 1
10.12. | 2
10.12. | 3
10.12. | 4
10.12. | 5
10.12. | 6
10.12. | 7
10.12. | 8
10.12. | 9
10.12. | 10
10.12. | 11
10.12. | 12
10.12. | 13
10.12. | 14
10.12. | 15
10.12. | 16
10.12. | 17
10.12. | 18
10.12. | 19
10.12. | 20
10.12. | 21
10.12. | 22
10.12. | 23
10.12. | 24
11.12. | 1
11.12. | 2
11.12. | 3
11.12. | 4
11.12. | 5
11.12. | 6
11.12. | 7
11.12. | 8
11.12. | 9
11.12. | 10
11.12. | 11
11.12. | 12
11.12. | 13
11.12. | 14
11.12. | 15
11.12. | 16
11.12. | 17
11.12. | 18
11.12. | 19
11.12. | 20
11.12. | 21
11.12. | 22
11.12. | 23
11.12. | 24
12.12. | 1
12.12. | 2
12.12. | 3
12.12. | 4
12.12. | 5
12.12. | 6
12.12. | 7
12.12. | 8
12.12. | 9
12.12. | 10
12.12. | 11
12.12. | 12
12.12. | 13
12.12. | 14
12.12. | 15
12.12. | 16
12.12. | 17
12.12. | 18
12.12. | 19
12.12. | 20
12.12. | 21
12.12. | 22
12.12. | 23
12.12. | 24
13.12. | 1
13.12. | 2
13.12. | 3
13.12. | 4
13.12. | 5
13.12. | 6
13.12. | 7
13.12. | 8
13.12. | 9
13.12. | 10
13.12. | 11
13.12. | 12
13.12. | 13
13.12. | 14
13.12. | 15
13.12. | 16
13.12. | 17
13.12. | 18
13.12. | 19
13.12. | 20
13.12. | 21
13.12. | 22
13.12. | 23
13.12. | 24
14.12. | 1
14.12. | 2
14.12. | 3
14.12. | 4
14.12. | 5
14.12. | 6
14.12. | 7
14.12. | 8
14.12. | 9
14.12. | 10
14.12. | 11
14.12. | 12
14.12. | 13
14.12. | 14
14.12. | 15
14.12. | 16
14.12. | 17
14.12. | 18
14.12. | 19
14.12. | 20
14.12. | 21
14.12. | 22
14.12. | 23
14.12. | 24
15.12. | 1
15.12. | 2
15.12. | 3
15.12. | 4
15.12. | 5
15.12. | 6
15.12. | 7
15.12. | 8
15.12. | 9
15.12. | 10
15.12. | 11
15.12. | 12
15.12. | 13
15.12. | 14
15.12. | 15
15.12. | 16
15.12. | 17
15.12. | 18
15.12. | 19
15.12. | 20
15.12. | 21
15.12. | 22
15.12. | 23
15.12. | 24
16.12. | 1
16.12. | 2
16.12. | 3
16.12. | 4
16.12. | 5
16.12. | 6
16.12. | 7
16.12. | 8
16.12. | 9
16.12. | 10
16.12. | 11
16.12. | 12
16.12. | 13
16.12. | 14
16.12. | 15
16.12. | 16
16.12. | 17
16.12. | 18
16.12. | 19
16.12. | 20
16.12. | 21
16.12. | 22
16.12. | 23
16.12. | 24
17.12. | 1
17.12. | 2
17.12. | 3
17.12. | 4
17.12. | 5
17.12. | 6
17.12. | 7
17.12. | 8
17.12. | 9
17.12. | 10
17.12. | 11
17.12. | 12
17.12. | 13
17.12. | 14
17.12. | 15
17.12. | 16
17.12. | 17
17.12. | 18
17.12. | 19
17.12. | 20
17.12. | 21
17.12. | 22
17.12. | 23
17.12. | 24
18.12. | 1
18.12. | 2
18.12. | 3
18.12. | 4
18.12. | 5
18.12. | 6
18.12. | 7
18.12. | 8
18.12. | 9
18.12. | 10
18.12. | 11
18.12. | 12
18.12. | 13
18.12. | 14
18.12. | 15
18.12. | 16
18.12. | 17
18.12. | 18
18.12. | 19
18.12. | 20
18.12. | 21
18.12. | 22
18.12. | 23
18.12. | 24
19.12. | 1
19.12. | 2
19.12. | 3
19.12. | 4
19.12. | 5
19.12. | 6
19.12. | 7
19.12. | 8
19.12. | 9
19.12. | 10
19.12. | 11
19.12. | 12
19.12. | 13
19.12. | 14
19.12. | 15
19.12. | 16
19.12. | 17
19.12. | 18
19.12. | 19
19.12. | 20
19.12. | 21
19.12. | 22
19.12. | 23
19.12. | 24
20.12. | 1
20.12. | 2
20.12. | 3
20.12. | 4
20.12. | 5
20.12. | 6
20.12. | 7
20.12. | 8
20.12. | 9
20.12. | 10
20.12. | 11
20.12. | 12
20.12. | 13
20.12. | 14
20.12. | 15
20.12. | 16
20.12. | 17
20.12. | 18
20.12. | 19
20.12. | 20
20.12. | 21
20.12. | 22
20.12. | 23
20.12. | 24
21.12. | 1
21.12. | 2
21.12. | 3
21.12. | 4
21.12. | 5
21.12. | 6
21.12. | 7
21.12. | 8
21.12. | 9
21.12. | 10
21.12. | 11
21.12. | 12
21.12. | 13
21.12. | 14
21.12. | 15
21.12. | 16
21.12. | 17
21.12. | 18
21.12. | 19
21.12. | 20
21.12. | 21
21.12. | 22
21.12. | 23
21.12. | 24
22.12. | 1
22.12. | 2
22.12. | 3
22.12. | 4
22.12. | 5
22.12. | 6
22.12. | 7
22.12. | 8
22.12. | 9
22.12. | 10
22.12. | 11
22.12. | 12
22.12. | 13
22.12. | 14
22.12. | 15
22.12. | 16
22.12. | 17
22.12. | 18
22.12. | 19
22.12. | 20
22.12. | 21
22.12. | 22
22.12. | 23
22.12. | 24
23.12. | 1
23.12. | 2
23.12. | 3
23.12. | 4
23.12. | 5
23.12. | 6
23.12. | 7
23.12. | 8
23.12. | 9
23.12. | 10
23.12. | 11
23.12. | 12
23.12. | 13
23.12. | 14
23.12. | 15
23.12. | 16
23.12. | 17
23.12. | 18
23.12. | 19
23.12. | 20
23.12. | 21
23.12. | 22
23.12. | 23
23.12. | 24
24.12. | 1
24.12. | 2
24.12. | 3
24.12. | 4
24.12. | 5
24.12. | 6
24.12. | 7
24.12. | 8
24.12. | 9
24.12. | 10
24.12. | 11
24.12. | 12
24.12. | 13
24.12. | 14
24.12. | 15
24.12. | 16
24.12. | 17
24.12. | 18
24.12. | 19
24.12. | 20
24.12. | 21
24.12. | 22
24.12. | 23
24.12. | 24
25.12. | 1
25.12. | 2
25.12. | 3
25.12. | 4
25.12. | 5
25.12. | 6
25.12. | 7
25.12. | 8
25.12. | 9
25.12. | 10
25.12. | 11
25.12. | 12
25.12. | 13
25.12. | 14
25.12. | 15
25.12. | 16
25.12. | 17
25.12. | 18
25.12. | 19
25.12. | 20
25.12. | 21
25.12. | 22
25.12. | 23
25.12. | 24
26.12. | 1
26.12. | 2
26.12. | 3
26.12. | 4
26.12. | 5
26.12. | 6
26.12. | 7
26.12. | 8
26.12. | 9
26.12. | 10
26.12. | 11
26.12. | 12
26.12. | 13
26.12. | 14
26.12. | 15
26.12. | 16
26.12. | 17
26.12. | 18
26.12. | 19
26.12. | 20
26.12. | 21
26.12. | 22
26.12. | 23
26.12. | 24
27.12. | 1
27.12. | 2
27.12. | 3
27.12. | 4
27.12. | 5
27.12. | 6
27.12. | 7
27.12. | 8
27.12. | 9
27.12. | 10
27.12. | 11
27.12. | 12
27.12. | 13
27.12. | 14
27.12. | 15
27.12. | 16
27.12. | 17
27.12. | 18
27.12. | 19
27.12. | 20
27.12. | 21
27.12. | 22
27.12. | 23
27.12. | 24
28.12. | 1
28.12. | 2
28.12. | 3
28.12. | 4
28.12. | 5
28.12. | 6
28.12. | 7
28.12. | 8
28.12. | 9
28.12. | 10
28.12. | 11
28.12. | 12
28.12. | 13
28.12. | 14
28.12. | 15
28.12. | 16
28.12. | 17
28.12. | 18
28.12. | 19
28.12. | 20
28.12. | 21
28.12. | 22
28.12. | 23
28.12. | 24
29.12. | 1
29.12. | 2
29.12. | 3
29.12. | 4
29.12. | 5
29.12. | 6
29.12. | 7
29.12. | 8
29.12. | 9
29.12. | 10
29.12. | 11
29.12. | 12
29.12. | 13
29.12. | 14
29.12. | 15
29.12. | 16
29.12. | 17
29.12. | 18
29.12. | 19
29.12. | 20
29.12. | 21
29.12. | 22
29.12. | 23
29.12. | 24
30.12. | 1
30.12. | 2
30.12. | 3
30.12. | 4
30.12. | 5
30.12. | 6
30.12. | 7
30.12. | 8
30.12. | 9
30.12. | 10
30.12. | 11
30.12. | 12
30.12. | 13
30.12. | 14
30.12. | 15
30.12. | 16
30.12. | 17
30.12. | 18
30.12. | 19
30.12. | 20
30.12. | 21
30.12. | 22
30.12. | 23
30.12. | 24
31.12. | 1
31.12. | 2
31.12. | 3
31.12. | 4
31.12. | 5
31.12. | 6
31.12. | 7
31.12. | 8
31.12. | 9
31.12. | 10
31.12. | 11
31.12. | 12
31.12. | 13
31.12. | 14
31.12. | 15
31.12. | 16
31.12. | 17
31.12. | 18
31.12. | 19
31.12. | 20
31.12. | 21
31.12. | 22
31.12. | 23
31.12. | 24

## Reserves
ENTSO-E Market Modelling Database: Reserves
Country:
Market Node: | PL00
Year:
Climate year
Scenario
Frequency Containment Reserves (FCR)
Total Market Node Requirement | [MW] | 0
FCR that need to be made available by thermal unit commitment (already net with generating capacities on Thermal sheet, not causing additional commitment on Thermal units apart from what highlighted in the unit-by-unit Thermal sheet) | [MW]
Provided by HYDRO - Reserve that should be procured by further constraining the 'Maximum generation' of either Reservoir either Pumped Storage | [MW] | 0
Reserve available from Demand (reduction of demand possible thanks to specific contract to cope with system imbalances; while DSR would work on the DA & ID,here it should be considered only interruptible contract activated to contain system frequency) | [MW] | 0
FCR that need to be made available by thermal unit commitment additional to the FCR allocations highlighted in the unit-by-unit Thermal sheet (this will be allocated additionally on Thermal units as provided FCR) | [MW] | 200
Frequency Restoration Reserves (FRR) - includind both automatic (aFRR) and manual (mFRR)
Total Market Node Requirement | [MW] | 1000
FRR that will be procured by thermal (unit commitment of thermal units able to provide FRR take IN REAL LIFE into account this requirements) | [MW] | 1000
Provided by HYDRO - Reserve that should be procured by further constraining the 'Maximum generation' of either Reservoir either Pumped Storage | [MW] | 0
Simplified modelling assumptions (to account reserve requirements on e.g. day ahead market as currently done for MAF)
Additional load (should be <= FCR + FRR needed from thermal) | [MW]
Provided by HYDRO - Reserve that should be procured by further constraining the 'Maximum generation' of Reservoir units | [MW]
Provided by HYDRO - Reserve that should be procured by further constraining the 'Maximum generation' of Pumped Storage Open Loop units | [MW]
Provided by HYDRO - Reserve that should be procured by further constraining the 'Maximum generation' of Pumped Storage Closed Loop units | [MW]

## DSR
ENTSO-E Market Modelling Database: DSR
Country:
Market Node: | PL00
Year:
Climate year
Scenario
| Demand Side Response | Price Band 1 | Price Band 2 | Price Band 3 | Price Band 4 | Price Band 5 | Price Band 6 | Price Band 7 | Price Band 8 | Price Band 9 | Price Band 10 | Price Band 11
Capacity
Units
Hours
Price
Climate year start
Climate year end
Date | Hour | Available Demand Response (MW) | Available Demand Response (MW) | Available Demand Response (MW) | Available Demand Response (MW) | Available Demand Response (MW) | Available Demand Response (MW) | Available Demand Response (MW) | Available Demand Response (MW) | Available Demand Response (MW) | Available Demand Response (MW) | N.B. use convention first January always Monday (2007 calendar year) --> see guidelines for further details
01.01. | 1
01.01. | 2
01.01. | 3
01.01. | 4
01.01. | 5
01.01. | 6
01.01. | 7
01.01. | 8
01.01. | 9
01.01. | 10
01.01. | 11
01.01. | 12
01.01. | 13
01.01. | 14
01.01. | 15
01.01. | 16
01.01. | 17
01.01. | 18
01.01. | 19
01.01. | 20
01.01. | 21
01.01. | 22
01.01. | 23
01.01. | 24
02.01. | 1
02.01. | 2
02.01. | 3
02.01. | 4
02.01. | 5
02.01. | 6
02.01. | 7
02.01. | 8
02.01. | 9
02.01. | 10
02.01. | 11
02.01. | 12
02.01. | 13
02.01. | 14
02.01. | 15
02.01. | 16
02.01. | 17
02.01. | 18
02.01. | 19
02.01. | 20
02.01. | 21
02.01. | 22
02.01. | 23
02.01. | 24
03.01. | 1
03.01. | 2
03.01. | 3
03.01. | 4
03.01. | 5
03.01. | 6
03.01. | 7
03.01. | 8
03.01. | 9
03.01. | 10
03.01. | 11
03.01. | 12
03.01. | 13
03.01. | 14
03.01. | 15
03.01. | 16
03.01. | 17
03.01. | 18
03.01. | 19
03.01. | 20
03.01. | 21
03.01. | 22
03.01. | 23
03.01. | 24
04.01. | 1
04.01. | 2
04.01. | 3
04.01. | 4
04.01. | 5
04.01. | 6
04.01. | 7
04.01. | 8
04.01. | 9
04.01. | 10
04.01. | 11
04.01. | 12
04.01. | 13
04.01. | 14
04.01. | 15
04.01. | 16
04.01. | 17
04.01. | 18
04.01. | 19
04.01. | 20
04.01. | 21
04.01. | 22
04.01. | 23
04.01. | 24
05.01. | 1
05.01. | 2
05.01. | 3
05.01. | 4
05.01. | 5
05.01. | 6
05.01. | 7
05.01. | 8
05.01. | 9
05.01. | 10
05.01. | 11
05.01. | 12
05.01. | 13
05.01. | 14
05.01. | 15
05.01. | 16
05.01. | 17
05.01. | 18
05.01. | 19
05.01. | 20
05.01. | 21
05.01. | 22
05.01. | 23
05.01. | 24
06.01. | 1
06.01. | 2
06.01. | 3
06.01. | 4
06.01. | 5
06.01. | 6
06.01. | 7
06.01. | 8
06.01. | 9
06.01. | 10
06.01. | 11
06.01. | 12
06.01. | 13
06.01. | 14
06.01. | 15
06.01. | 16
06.01. | 17
06.01. | 18
06.01. | 19
06.01. | 20
06.01. | 21
06.01. | 22
06.01. | 23
06.01. | 24
07.01. | 1
07.01. | 2
07.01. | 3
07.01. | 4
07.01. | 5
07.01. | 6
07.01. | 7
07.01. | 8
07.01. | 9
07.01. | 10
07.01. | 11
07.01. | 12
07.01. | 13
07.01. | 14
07.01. | 15
07.01. | 16
07.01. | 17
07.01. | 18
07.01. | 19
07.01. | 20
07.01. | 21
07.01. | 22
07.01. | 23
07.01. | 24
08.01. | 1
08.01. | 2
08.01. | 3
08.01. | 4
08.01. | 5
08.01. | 6
08.01. | 7
08.01. | 8
08.01. | 9
08.01. | 10
08.01. | 11
08.01. | 12
08.01. | 13
08.01. | 14
08.01. | 15
08.01. | 16
08.01. | 17
08.01. | 18
08.01. | 19
08.01. | 20
08.01. | 21
08.01. | 22
08.01. | 23
08.01. | 24
09.01. | 1
09.01. | 2
09.01. | 3
09.01. | 4
09.01. | 5
09.01. | 6
09.01. | 7
09.01. | 8
09.01. | 9
09.01. | 10
09.01. | 11
09.01. | 12
09.01. | 13
09.01. | 14
09.01. | 15
09.01. | 16
09.01. | 17
09.01. | 18
09.01. | 19
09.01. | 20
09.01. | 21
09.01. | 22
09.01. | 23
09.01. | 24
10.01. | 1
10.01. | 2
10.01. | 3
10.01. | 4
10.01. | 5
10.01. | 6
10.01. | 7
10.01. | 8
10.01. | 9
10.01. | 10
10.01. | 11
10.01. | 12
10.01. | 13
10.01. | 14
10.01. | 15
10.01. | 16
10.01. | 17
10.01. | 18
10.01. | 19
10.01. | 20
10.01. | 21
10.01. | 22
10.01. | 23
10.01. | 24
11.01. | 1
11.01. | 2
11.01. | 3
11.01. | 4
11.01. | 5
11.01. | 6
11.01. | 7
11.01. | 8
11.01. | 9
11.01. | 10
11.01. | 11
11.01. | 12
11.01. | 13
11.01. | 14
11.01. | 15
11.01. | 16
11.01. | 17
11.01. | 18
11.01. | 19
11.01. | 20
11.01. | 21
11.01. | 22
11.01. | 23
11.01. | 24
12.01. | 1
12.01. | 2
12.01. | 3
12.01. | 4
12.01. | 5
12.01. | 6
12.01. | 7
12.01. | 8
12.01. | 9
12.01. | 10
12.01. | 11
12.01. | 12
12.01. | 13
12.01. | 14
12.01. | 15
12.01. | 16
12.01. | 17
12.01. | 18
12.01. | 19
12.01. | 20
12.01. | 21
12.01. | 22
12.01. | 23
12.01. | 24
13.01. | 1
13.01. | 2
13.01. | 3
13.01. | 4
13.01. | 5
13.01. | 6
13.01. | 7
13.01. | 8
13.01. | 9
13.01. | 10
13.01. | 11
13.01. | 12
13.01. | 13
13.01. | 14
13.01. | 15
13.01. | 16
13.01. | 17
13.01. | 18
13.01. | 19
13.01. | 20
13.01. | 21
13.01. | 22
13.01. | 23
13.01. | 24
14.01. | 1
14.01. | 2
14.01. | 3
14.01. | 4
14.01. | 5
14.01. | 6
14.01. | 7
14.01. | 8
14.01. | 9
14.01. | 10
14.01. | 11
14.01. | 12
14.01. | 13
14.01. | 14
14.01. | 15
14.01. | 16
14.01. | 17
14.01. | 18
14.01. | 19
14.01. | 20
14.01. | 21
14.01. | 22
14.01. | 23
14.01. | 24
15.01. | 1
15.01. | 2
15.01. | 3
15.01. | 4
15.01. | 5
15.01. | 6
15.01. | 7
15.01. | 8
15.01. | 9
15.01. | 10
15.01. | 11
15.01. | 12
15.01. | 13
15.01. | 14
15.01. | 15
15.01. | 16
15.01. | 17
15.01. | 18
15.01. | 19
15.01. | 20
15.01. | 21
15.01. | 22
15.01. | 23
15.01. | 24
16.01. | 1
16.01. | 2
16.01. | 3
16.01. | 4
16.01. | 5
16.01. | 6
16.01. | 7
16.01. | 8
16.01. | 9
16.01. | 10
16.01. | 11
16.01. | 12
16.01. | 13
16.01. | 14
16.01. | 15
16.01. | 16
16.01. | 17
16.01. | 18
16.01. | 19
16.01. | 20
16.01. | 21
16.01. | 22
16.01. | 23
16.01. | 24
17.01. | 1
17.01. | 2
17.01. | 3
17.01. | 4
17.01. | 5
17.01. | 6
17.01. | 7
17.01. | 8
17.01. | 9
17.01. | 10
17.01. | 11
17.01. | 12
17.01. | 13
17.01. | 14
17.01. | 15
17.01. | 16
17.01. | 17
17.01. | 18
17.01. | 19
17.01. | 20
17.01. | 21
17.01. | 22
17.01. | 23
17.01. | 24
18.01. | 1
18.01. | 2
18.01. | 3
18.01. | 4
18.01. | 5
18.01. | 6
18.01. | 7
18.01. | 8
18.01. | 9
18.01. | 10
18.01. | 11
18.01. | 12
18.01. | 13
18.01. | 14
18.01. | 15
18.01. | 16
18.01. | 17
18.01. | 18
18.01. | 19
18.01. | 20
18.01. | 21
18.01. | 22
18.01. | 23
18.01. | 24
19.01. | 1
19.01. | 2
19.01. | 3
19.01. | 4
19.01. | 5
19.01. | 6
19.01. | 7
19.01. | 8
19.01. | 9
19.01. | 10
19.01. | 11
19.01. | 12
19.01. | 13
19.01. | 14
19.01. | 15
19.01. | 16
19.01. | 17
19.01. | 18
19.01. | 19
19.01. | 20
19.01. | 21
19.01. | 22
19.01. | 23
19.01. | 24
20.01. | 1
20.01. | 2
20.01. | 3
20.01. | 4
20.01. | 5
20.01. | 6
20.01. | 7
20.01. | 8
20.01. | 9
20.01. | 10
20.01. | 11
20.01. | 12
20.01. | 13
20.01. | 14
20.01. | 15
20.01. | 16
20.01. | 17
20.01. | 18
20.01. | 19
20.01. | 20
20.01. | 21
20.01. | 22
20.01. | 23
20.01. | 24
21.01. | 1
21.01. | 2
21.01. | 3
21.01. | 4
21.01. | 5
21.01. | 6
21.01. | 7
21.01. | 8
21.01. | 9
21.01. | 10
21.01. | 11
21.01. | 12
21.01. | 13
21.01. | 14
21.01. | 15
21.01. | 16
21.01. | 17
21.01. | 18
21.01. | 19
21.01. | 20
21.01. | 21
21.01. | 22
21.01. | 23
21.01. | 24
22.01. | 1
22.01. | 2
22.01. | 3
22.01. | 4
22.01. | 5
22.01. | 6
22.01. | 7
22.01. | 8
22.01. | 9
22.01. | 10
22.01. | 11
22.01. | 12
22.01. | 13
22.01. | 14
22.01. | 15
22.01. | 16
22.01. | 17
22.01. | 18
22.01. | 19
22.01. | 20
22.01. | 21
22.01. | 22
22.01. | 23
22.01. | 24
23.01. | 1
23.01. | 2
23.01. | 3
23.01. | 4
23.01. | 5
23.01. | 6
23.01. | 7
23.01. | 8
23.01. | 9
23.01. | 10
23.01. | 11
23.01. | 12
23.01. | 13
23.01. | 14
23.01. | 15
23.01. | 16
23.01. | 17
23.01. | 18
23.01. | 19
23.01. | 20
23.01. | 21
23.01. | 22
23.01. | 23
23.01. | 24
24.01. | 1
24.01. | 2
24.01. | 3
24.01. | 4
24.01. | 5
24.01. | 6
24.01. | 7
24.01. | 8
24.01. | 9
24.01. | 10
24.01. | 11
24.01. | 12
24.01. | 13
24.01. | 14
24.01. | 15
24.01. | 16
24.01. | 17
24.01. | 18
24.01. | 19
24.01. | 20
24.01. | 21
24.01. | 22
24.01. | 23
24.01. | 24
25.01. | 1
25.01. | 2
25.01. | 3
25.01. | 4
25.01. | 5
25.01. | 6
25.01. | 7
25.01. | 8
25.01. | 9
25.01. | 10
25.01. | 11
25.01. | 12
25.01. | 13
25.01. | 14
25.01. | 15
25.01. | 16
25.01. | 17
25.01. | 18
25.01. | 19
25.01. | 20
25.01. | 21
25.01. | 22
25.01. | 23
25.01. | 24
26.01. | 1
26.01. | 2
26.01. | 3
26.01. | 4
26.01. | 5
26.01. | 6
26.01. | 7
26.01. | 8
26.01. | 9
26.01. | 10
26.01. | 11
26.01. | 12
26.01. | 13
26.01. | 14
26.01. | 15
26.01. | 16
26.01. | 17
26.01. | 18
26.01. | 19
26.01. | 20
26.01. | 21
26.01. | 22
26.01. | 23
26.01. | 24
27.01. | 1
27.01. | 2
27.01. | 3
27.01. | 4
27.01. | 5
27.01. | 6
27.01. | 7
27.01. | 8
27.01. | 9
27.01. | 10
27.01. | 11
27.01. | 12
27.01. | 13
27.01. | 14
27.01. | 15
27.01. | 16
27.01. | 17
27.01. | 18
27.01. | 19
27.01. | 20
27.01. | 21
27.01. | 22
27.01. | 23
27.01. | 24
28.01. | 1
28.01. | 2
28.01. | 3
28.01. | 4
28.01. | 5
28.01. | 6
28.01. | 7
28.01. | 8
28.01. | 9
28.01. | 10
28.01. | 11
28.01. | 12
28.01. | 13
28.01. | 14
28.01. | 15
28.01. | 16
28.01. | 17
28.01. | 18
28.01. | 19
28.01. | 20
28.01. | 21
28.01. | 22
28.01. | 23
28.01. | 24
29.01. | 1
29.01. | 2
29.01. | 3
29.01. | 4
29.01. | 5
29.01. | 6
29.01. | 7
29.01. | 8
29.01. | 9
29.01. | 10
29.01. | 11
29.01. | 12
29.01. | 13
29.01. | 14
29.01. | 15
29.01. | 16
29.01. | 17
29.01. | 18
29.01. | 19
29.01. | 20
29.01. | 21
29.01. | 22
29.01. | 23
29.01. | 24
30.01. | 1
30.01. | 2
30.01. | 3
30.01. | 4
30.01. | 5
30.01. | 6
30.01. | 7
30.01. | 8
30.01. | 9
30.01. | 10
30.01. | 11
30.01. | 12
30.01. | 13
30.01. | 14
30.01. | 15
30.01. | 16
30.01. | 17
30.01. | 18
30.01. | 19
30.01. | 20
30.01. | 21
30.01. | 22
30.01. | 23
30.01. | 24
31.01. | 1
31.01. | 2
31.01. | 3
31.01. | 4
31.01. | 5
31.01. | 6
31.01. | 7
31.01. | 8
31.01. | 9
31.01. | 10
31.01. | 11
31.01. | 12
31.01. | 13
31.01. | 14
31.01. | 15
31.01. | 16
31.01. | 17
31.01. | 18
31.01. | 19
31.01. | 20
31.01. | 21
31.01. | 22
31.01. | 23
31.01. | 24
01.02. | 1
01.02. | 2
01.02. | 3
01.02. | 4
01.02. | 5
01.02. | 6
01.02. | 7
01.02. | 8
01.02. | 9
01.02. | 10
01.02. | 11
01.02. | 12
01.02. | 13
01.02. | 14
01.02. | 15
01.02. | 16
01.02. | 17
01.02. | 18
01.02. | 19
01.02. | 20
01.02. | 21
01.02. | 22
01.02. | 23
01.02. | 24
02.02. | 1
02.02. | 2
02.02. | 3
02.02. | 4
02.02. | 5
02.02. | 6
02.02. | 7
02.02. | 8
02.02. | 9
02.02. | 10
02.02. | 11
02.02. | 12
02.02. | 13
02.02. | 14
02.02. | 15
02.02. | 16
02.02. | 17
02.02. | 18
02.02. | 19
02.02. | 20
02.02. | 21
02.02. | 22
02.02. | 23
02.02. | 24
03.02. | 1
03.02. | 2
03.02. | 3
03.02. | 4
03.02. | 5
03.02. | 6
03.02. | 7
03.02. | 8
03.02. | 9
03.02. | 10
03.02. | 11
03.02. | 12
03.02. | 13
03.02. | 14
03.02. | 15
03.02. | 16
03.02. | 17
03.02. | 18
03.02. | 19
03.02. | 20
03.02. | 21
03.02. | 22
03.02. | 23
03.02. | 24
04.02. | 1
04.02. | 2
04.02. | 3
04.02. | 4
04.02. | 5
04.02. | 6
04.02. | 7
04.02. | 8
04.02. | 9
04.02. | 10
04.02. | 11
04.02. | 12
04.02. | 13
04.02. | 14
04.02. | 15
04.02. | 16
04.02. | 17
04.02. | 18
04.02. | 19
04.02. | 20
04.02. | 21
04.02. | 22
04.02. | 23
04.02. | 24
05.02. | 1
05.02. | 2
05.02. | 3
05.02. | 4
05.02. | 5
05.02. | 6
05.02. | 7
05.02. | 8
05.02. | 9
05.02. | 10
05.02. | 11
05.02. | 12
05.02. | 13
05.02. | 14
05.02. | 15
05.02. | 16
05.02. | 17
05.02. | 18
05.02. | 19
05.02. | 20
05.02. | 21
05.02. | 22
05.02. | 23
05.02. | 24
06.02. | 1
06.02. | 2
06.02. | 3
06.02. | 4
06.02. | 5
06.02. | 6
06.02. | 7
06.02. | 8
06.02. | 9
06.02. | 10
06.02. | 11
06.02. | 12
06.02. | 13
06.02. | 14
06.02. | 15
06.02. | 16
06.02. | 17
06.02. | 18
06.02. | 19
06.02. | 20
06.02. | 21
06.02. | 22
06.02. | 23
06.02. | 24
07.02. | 1
07.02. | 2
07.02. | 3
07.02. | 4
07.02. | 5
07.02. | 6
07.02. | 7
07.02. | 8
07.02. | 9
07.02. | 10
07.02. | 11
07.02. | 12
07.02. | 13
07.02. | 14
07.02. | 15
07.02. | 16
07.02. | 17
07.02. | 18
07.02. | 19
07.02. | 20
07.02. | 21
07.02. | 22
07.02. | 23
07.02. | 24
08.02. | 1
08.02. | 2
08.02. | 3
08.02. | 4
08.02. | 5
08.02. | 6
08.02. | 7
08.02. | 8
08.02. | 9
08.02. | 10
08.02. | 11
08.02. | 12
08.02. | 13
08.02. | 14
08.02. | 15
08.02. | 16
08.02. | 17
08.02. | 18
08.02. | 19
08.02. | 20
08.02. | 21
08.02. | 22
08.02. | 23
08.02. | 24
09.02. | 1
09.02. | 2
09.02. | 3
09.02. | 4
09.02. | 5
09.02. | 6
09.02. | 7
09.02. | 8
09.02. | 9
09.02. | 10
09.02. | 11
09.02. | 12
09.02. | 13
09.02. | 14
09.02. | 15
09.02. | 16
09.02. | 17
09.02. | 18
09.02. | 19
09.02. | 20
09.02. | 21
09.02. | 22
09.02. | 23
09.02. | 24
10.02. | 1
10.02. | 2
10.02. | 3
10.02. | 4
10.02. | 5
10.02. | 6
10.02. | 7
10.02. | 8
10.02. | 9
10.02. | 10
10.02. | 11
10.02. | 12
10.02. | 13
10.02. | 14
10.02. | 15
10.02. | 16
10.02. | 17
10.02. | 18
10.02. | 19
10.02. | 20
10.02. | 21
10.02. | 22
10.02. | 23
10.02. | 24
11.02. | 1
11.02. | 2
11.02. | 3
11.02. | 4
11.02. | 5
11.02. | 6
11.02. | 7
11.02. | 8
11.02. | 9
11.02. | 10
11.02. | 11
11.02. | 12
11.02. | 13
11.02. | 14
11.02. | 15
11.02. | 16
11.02. | 17
11.02. | 18
11.02. | 19
11.02. | 20
11.02. | 21
11.02. | 22
11.02. | 23
11.02. | 24
12.02. | 1
12.02. | 2
12.02. | 3
12.02. | 4
12.02. | 5
12.02. | 6
12.02. | 7
12.02. | 8
12.02. | 9
12.02. | 10
12.02. | 11
12.02. | 12
12.02. | 13
12.02. | 14
12.02. | 15
12.02. | 16
12.02. | 17
12.02. | 18
12.02. | 19
12.02. | 20
12.02. | 21
12.02. | 22
12.02. | 23
12.02. | 24
13.02. | 1
13.02. | 2
13.02. | 3
13.02. | 4
13.02. | 5
13.02. | 6
13.02. | 7
13.02. | 8
13.02. | 9
13.02. | 10
13.02. | 11
13.02. | 12
13.02. | 13
13.02. | 14
13.02. | 15
13.02. | 16
13.02. | 17
13.02. | 18
13.02. | 19
13.02. | 20
13.02. | 21
13.02. | 22
13.02. | 23
13.02. | 24
14.02. | 1
14.02. | 2
14.02. | 3
14.02. | 4
14.02. | 5
14.02. | 6
14.02. | 7
14.02. | 8
14.02. | 9
14.02. | 10
14.02. | 11
14.02. | 12
14.02. | 13
14.02. | 14
14.02. | 15
14.02. | 16
14.02. | 17
14.02. | 18
14.02. | 19
14.02. | 20
14.02. | 21
14.02. | 22
14.02. | 23
14.02. | 24
15.02. | 1
15.02. | 2
15.02. | 3
15.02. | 4
15.02. | 5
15.02. | 6
15.02. | 7
15.02. | 8
15.02. | 9
15.02. | 10
15.02. | 11
15.02. | 12
15.02. | 13
15.02. | 14
15.02. | 15
15.02. | 16
15.02. | 17
15.02. | 18
15.02. | 19
15.02. | 20
15.02. | 21
15.02. | 22
15.02. | 23
15.02. | 24
16.02. | 1
16.02. | 2
16.02. | 3
16.02. | 4
16.02. | 5
16.02. | 6
16.02. | 7
16.02. | 8
16.02. | 9
16.02. | 10
16.02. | 11
16.02. | 12
16.02. | 13
16.02. | 14
16.02. | 15
16.02. | 16
16.02. | 17
16.02. | 18
16.02. | 19
16.02. | 20
16.02. | 21
16.02. | 22
16.02. | 23
16.02. | 24
17.02. | 1
17.02. | 2
17.02. | 3
17.02. | 4
17.02. | 5
17.02. | 6
17.02. | 7
17.02. | 8
17.02. | 9
17.02. | 10
17.02. | 11
17.02. | 12
17.02. | 13
17.02. | 14
17.02. | 15
17.02. | 16
17.02. | 17
17.02. | 18
17.02. | 19
17.02. | 20
17.02. | 21
17.02. | 22
17.02. | 23
17.02. | 24
18.02. | 1
18.02. | 2
18.02. | 3
18.02. | 4
18.02. | 5
18.02. | 6
18.02. | 7
18.02. | 8
18.02. | 9
18.02. | 10
18.02. | 11
18.02. | 12
18.02. | 13
18.02. | 14
18.02. | 15
18.02. | 16
18.02. | 17
18.02. | 18
18.02. | 19
18.02. | 20
18.02. | 21
18.02. | 22
18.02. | 23
18.02. | 24
19.02. | 1
19.02. | 2
19.02. | 3
19.02. | 4
19.02. | 5
19.02. | 6
19.02. | 7
19.02. | 8
19.02. | 9
19.02. | 10
19.02. | 11
19.02. | 12
19.02. | 13
19.02. | 14
19.02. | 15
19.02. | 16
19.02. | 17
19.02. | 18
19.02. | 19
19.02. | 20
19.02. | 21
19.02. | 22
19.02. | 23
19.02. | 24
20.02. | 1
20.02. | 2
20.02. | 3
20.02. | 4
20.02. | 5
20.02. | 6
20.02. | 7
20.02. | 8
20.02. | 9
20.02. | 10
20.02. | 11
20.02. | 12
20.02. | 13
20.02. | 14
20.02. | 15
20.02. | 16
20.02. | 17
20.02. | 18
20.02. | 19
20.02. | 20
20.02. | 21
20.02. | 22
20.02. | 23
20.02. | 24
21.02. | 1
21.02. | 2
21.02. | 3
21.02. | 4
21.02. | 5
21.02. | 6
21.02. | 7
21.02. | 8
21.02. | 9
21.02. | 10
21.02. | 11
21.02. | 12
21.02. | 13
21.02. | 14
21.02. | 15
21.02. | 16
21.02. | 17
21.02. | 18
21.02. | 19
21.02. | 20
21.02. | 21
21.02. | 22
21.02. | 23
21.02. | 24
22.02. | 1
22.02. | 2
22.02. | 3
22.02. | 4
22.02. | 5
22.02. | 6
22.02. | 7
22.02. | 8
22.02. | 9
22.02. | 10
22.02. | 11
22.02. | 12
22.02. | 13
22.02. | 14
22.02. | 15
22.02. | 16
22.02. | 17
22.02. | 18
22.02. | 19
22.02. | 20
22.02. | 21
22.02. | 22
22.02. | 23
22.02. | 24
23.02. | 1
23.02. | 2
23.02. | 3
23.02. | 4
23.02. | 5
23.02. | 6
23.02. | 7
23.02. | 8
23.02. | 9
23.02. | 10
23.02. | 11
23.02. | 12
23.02. | 13
23.02. | 14
23.02. | 15
23.02. | 16
23.02. | 17
23.02. | 18
23.02. | 19
23.02. | 20
23.02. | 21
23.02. | 22
23.02. | 23
23.02. | 24
24.02. | 1
24.02. | 2
24.02. | 3
24.02. | 4
24.02. | 5
24.02. | 6
24.02. | 7
24.02. | 8
24.02. | 9
24.02. | 10
24.02. | 11
24.02. | 12
24.02. | 13
24.02. | 14
24.02. | 15
24.02. | 16
24.02. | 17
24.02. | 18
24.02. | 19
24.02. | 20
24.02. | 21
24.02. | 22
24.02. | 23
24.02. | 24
25.02. | 1
25.02. | 2
25.02. | 3
25.02. | 4
25.02. | 5
25.02. | 6
25.02. | 7
25.02. | 8
25.02. | 9
25.02. | 10
25.02. | 11
25.02. | 12
25.02. | 13
25.02. | 14
25.02. | 15
25.02. | 16
25.02. | 17
25.02. | 18
25.02. | 19
25.02. | 20
25.02. | 21
25.02. | 22
25.02. | 23
25.02. | 24
26.02. | 1
26.02. | 2
26.02. | 3
26.02. | 4
26.02. | 5
26.02. | 6
26.02. | 7
26.02. | 8
26.02. | 9
26.02. | 10
26.02. | 11
26.02. | 12
26.02. | 13
26.02. | 14
26.02. | 15
26.02. | 16
26.02. | 17
26.02. | 18
26.02. | 19
26.02. | 20
26.02. | 21
26.02. | 22
26.02. | 23
26.02. | 24
27.02. | 1
27.02. | 2
27.02. | 3
27.02. | 4
27.02. | 5
27.02. | 6
27.02. | 7
27.02. | 8
27.02. | 9
27.02. | 10
27.02. | 11
27.02. | 12
27.02. | 13
27.02. | 14
27.02. | 15
27.02. | 16
27.02. | 17
27.02. | 18
27.02. | 19
27.02. | 20
27.02. | 21
27.02. | 22
27.02. | 23
27.02. | 24
28.02. | 1
28.02. | 2
28.02. | 3
28.02. | 4
28.02. | 5
28.02. | 6
28.02. | 7
28.02. | 8
28.02. | 9
28.02. | 10
28.02. | 11
28.02. | 12
28.02. | 13
28.02. | 14
28.02. | 15
28.02. | 16
28.02. | 17
28.02. | 18
28.02. | 19
28.02. | 20
28.02. | 21
28.02. | 22
28.02. | 23
28.02. | 24
01.03. | 1
01.03. | 2
01.03. | 3
01.03. | 4
01.03. | 5
01.03. | 6
01.03. | 7
01.03. | 8
01.03. | 9
01.03. | 10
01.03. | 11
01.03. | 12
01.03. | 13
01.03. | 14
01.03. | 15
01.03. | 16
01.03. | 17
01.03. | 18
01.03. | 19
01.03. | 20
01.03. | 21
01.03. | 22
01.03. | 23
01.03. | 24
02.03. | 1
02.03. | 2
02.03. | 3
02.03. | 4
02.03. | 5
02.03. | 6
02.03. | 7
02.03. | 8
02.03. | 9
02.03. | 10
02.03. | 11
02.03. | 12
02.03. | 13
02.03. | 14
02.03. | 15
02.03. | 16
02.03. | 17
02.03. | 18
02.03. | 19
02.03. | 20
02.03. | 21
02.03. | 22
02.03. | 23
02.03. | 24
03.03. | 1
03.03. | 2
03.03. | 3
03.03. | 4
03.03. | 5
03.03. | 6
03.03. | 7
03.03. | 8
03.03. | 9
03.03. | 10
03.03. | 11
03.03. | 12
03.03. | 13
03.03. | 14
03.03. | 15
03.03. | 16
03.03. | 17
03.03. | 18
03.03. | 19
03.03. | 20
03.03. | 21
03.03. | 22
03.03. | 23
03.03. | 24
04.03. | 1
04.03. | 2
04.03. | 3
04.03. | 4
04.03. | 5
04.03. | 6
04.03. | 7
04.03. | 8
04.03. | 9
04.03. | 10
04.03. | 11
04.03. | 12
04.03. | 13
04.03. | 14
04.03. | 15
04.03. | 16
04.03. | 17
04.03. | 18
04.03. | 19
04.03. | 20
04.03. | 21
04.03. | 22
04.03. | 23
04.03. | 24
05.03. | 1
05.03. | 2
05.03. | 3
05.03. | 4
05.03. | 5
05.03. | 6
05.03. | 7
05.03. | 8
05.03. | 9
05.03. | 10
05.03. | 11
05.03. | 12
05.03. | 13
05.03. | 14
05.03. | 15
05.03. | 16
05.03. | 17
05.03. | 18
05.03. | 19
05.03. | 20
05.03. | 21
05.03. | 22
05.03. | 23
05.03. | 24
06.03. | 1
06.03. | 2
06.03. | 3
06.03. | 4
06.03. | 5
06.03. | 6
06.03. | 7
06.03. | 8
06.03. | 9
06.03. | 10
06.03. | 11
06.03. | 12
06.03. | 13
06.03. | 14
06.03. | 15
06.03. | 16
06.03. | 17
06.03. | 18
06.03. | 19
06.03. | 20
06.03. | 21
06.03. | 22
06.03. | 23
06.03. | 24
07.03. | 1
07.03. | 2
07.03. | 3
07.03. | 4
07.03. | 5
07.03. | 6
07.03. | 7
07.03. | 8
07.03. | 9
07.03. | 10
07.03. | 11
07.03. | 12
07.03. | 13
07.03. | 14
07.03. | 15
07.03. | 16
07.03. | 17
07.03. | 18
07.03. | 19
07.03. | 20
07.03. | 21
07.03. | 22
07.03. | 23
07.03. | 24
08.03. | 1
08.03. | 2
08.03. | 3
08.03. | 4
08.03. | 5
08.03. | 6
08.03. | 7
08.03. | 8
08.03. | 9
08.03. | 10
08.03. | 11
08.03. | 12
08.03. | 13
08.03. | 14
08.03. | 15
08.03. | 16
08.03. | 17
08.03. | 18
08.03. | 19
08.03. | 20
08.03. | 21
08.03. | 22
08.03. | 23
08.03. | 24
09.03. | 1
09.03. | 2
09.03. | 3
09.03. | 4
09.03. | 5
09.03. | 6
09.03. | 7
09.03. | 8
09.03. | 9
09.03. | 10
09.03. | 11
09.03. | 12
09.03. | 13
09.03. | 14
09.03. | 15
09.03. | 16
09.03. | 17
09.03. | 18
09.03. | 19
09.03. | 20
09.03. | 21
09.03. | 22
09.03. | 23
09.03. | 24
10.03. | 1
10.03. | 2
10.03. | 3
10.03. | 4
10.03. | 5
10.03. | 6
10.03. | 7
10.03. | 8
10.03. | 9
10.03. | 10
10.03. | 11
10.03. | 12
10.03. | 13
10.03. | 14
10.03. | 15
10.03. | 16
10.03. | 17
10.03. | 18
10.03. | 19
10.03. | 20
10.03. | 21
10.03. | 22
10.03. | 23
10.03. | 24
11.03. | 1
11.03. | 2
11.03. | 3
11.03. | 4
11.03. | 5
11.03. | 6
11.03. | 7
11.03. | 8
11.03. | 9
11.03. | 10
11.03. | 11
11.03. | 12
11.03. | 13
11.03. | 14
11.03. | 15
11.03. | 16
11.03. | 17
11.03. | 18
11.03. | 19
11.03. | 20
11.03. | 21
11.03. | 22
11.03. | 23
11.03. | 24
12.03. | 1
12.03. | 2
12.03. | 3
12.03. | 4
12.03. | 5
12.03. | 6
12.03. | 7
12.03. | 8
12.03. | 9
12.03. | 10
12.03. | 11
12.03. | 12
12.03. | 13
12.03. | 14
12.03. | 15
12.03. | 16
12.03. | 17
12.03. | 18
12.03. | 19
12.03. | 20
12.03. | 21
12.03. | 22
12.03. | 23
12.03. | 24
13.03. | 1
13.03. | 2
13.03. | 3
13.03. | 4
13.03. | 5
13.03. | 6
13.03. | 7
13.03. | 8
13.03. | 9
13.03. | 10
13.03. | 11
13.03. | 12
13.03. | 13
13.03. | 14
13.03. | 15
13.03. | 16
13.03. | 17
13.03. | 18
13.03. | 19
13.03. | 20
13.03. | 21
13.03. | 22
13.03. | 23
13.03. | 24
14.03. | 1
14.03. | 2
14.03. | 3
14.03. | 4
14.03. | 5
14.03. | 6
14.03. | 7
14.03. | 8
14.03. | 9
14.03. | 10
14.03. | 11
14.03. | 12
14.03. | 13
14.03. | 14
14.03. | 15
14.03. | 16
14.03. | 17
14.03. | 18
14.03. | 19
14.03. | 20
14.03. | 21
14.03. | 22
14.03. | 23
14.03. | 24
15.03. | 1
15.03. | 2
15.03. | 3
15.03. | 4
15.03. | 5
15.03. | 6
15.03. | 7
15.03. | 8
15.03. | 9
15.03. | 10
15.03. | 11
15.03. | 12
15.03. | 13
15.03. | 14
15.03. | 15
15.03. | 16
15.03. | 17
15.03. | 18
15.03. | 19
15.03. | 20
15.03. | 21
15.03. | 22
15.03. | 23
15.03. | 24
16.03. | 1
16.03. | 2
16.03. | 3
16.03. | 4
16.03. | 5
16.03. | 6
16.03. | 7
16.03. | 8
16.03. | 9
16.03. | 10
16.03. | 11
16.03. | 12
16.03. | 13
16.03. | 14
16.03. | 15
16.03. | 16
16.03. | 17
16.03. | 18
16.03. | 19
16.03. | 20
16.03. | 21
16.03. | 22
16.03. | 23
16.03. | 24
17.03. | 1
17.03. | 2
17.03. | 3
17.03. | 4
17.03. | 5
17.03. | 6
17.03. | 7
17.03. | 8
17.03. | 9
17.03. | 10
17.03. | 11
17.03. | 12
17.03. | 13
17.03. | 14
17.03. | 15
17.03. | 16
17.03. | 17
17.03. | 18
17.03. | 19
17.03. | 20
17.03. | 21
17.03. | 22
17.03. | 23
17.03. | 24
18.03. | 1
18.03. | 2
18.03. | 3
18.03. | 4
18.03. | 5
18.03. | 6
18.03. | 7
18.03. | 8
18.03. | 9
18.03. | 10
18.03. | 11
18.03. | 12
18.03. | 13
18.03. | 14
18.03. | 15
18.03. | 16
18.03. | 17
18.03. | 18
18.03. | 19
18.03. | 20
18.03. | 21
18.03. | 22
18.03. | 23
18.03. | 24
19.03. | 1
19.03. | 2
19.03. | 3
19.03. | 4
19.03. | 5
19.03. | 6
19.03. | 7
19.03. | 8
19.03. | 9
19.03. | 10
19.03. | 11
19.03. | 12
19.03. | 13
19.03. | 14
19.03. | 15
19.03. | 16
19.03. | 17
19.03. | 18
19.03. | 19
19.03. | 20
19.03. | 21
19.03. | 22
19.03. | 23
19.03. | 24
20.03. | 1
20.03. | 2
20.03. | 3
20.03. | 4
20.03. | 5
20.03. | 6
20.03. | 7
20.03. | 8
20.03. | 9
20.03. | 10
20.03. | 11
20.03. | 12
20.03. | 13
20.03. | 14
20.03. | 15
20.03. | 16
20.03. | 17
20.03. | 18
20.03. | 19
20.03. | 20
20.03. | 21
20.03. | 22
20.03. | 23
20.03. | 24
21.03. | 1
21.03. | 2
21.03. | 3
21.03. | 4
21.03. | 5
21.03. | 6
21.03. | 7
21.03. | 8
21.03. | 9
21.03. | 10
21.03. | 11
21.03. | 12
21.03. | 13
21.03. | 14
21.03. | 15
21.03. | 16
21.03. | 17
21.03. | 18
21.03. | 19
21.03. | 20
21.03. | 21
21.03. | 22
21.03. | 23
21.03. | 24
22.03. | 1
22.03. | 2
22.03. | 3
22.03. | 4
22.03. | 5
22.03. | 6
22.03. | 7
22.03. | 8
22.03. | 9
22.03. | 10
22.03. | 11
22.03. | 12
22.03. | 13
22.03. | 14
22.03. | 15
22.03. | 16
22.03. | 17
22.03. | 18
22.03. | 19
22.03. | 20
22.03. | 21
22.03. | 22
22.03. | 23
22.03. | 24
23.03. | 1
23.03. | 2
23.03. | 3
23.03. | 4
23.03. | 5
23.03. | 6
23.03. | 7
23.03. | 8
23.03. | 9
23.03. | 10
23.03. | 11
23.03. | 12
23.03. | 13
23.03. | 14
23.03. | 15
23.03. | 16
23.03. | 17
23.03. | 18
23.03. | 19
23.03. | 20
23.03. | 21
23.03. | 22
23.03. | 23
23.03. | 24
24.03. | 1
24.03. | 2
24.03. | 3
24.03. | 4
24.03. | 5
24.03. | 6
24.03. | 7
24.03. | 8
24.03. | 9
24.03. | 10
24.03. | 11
24.03. | 12
24.03. | 13
24.03. | 14
24.03. | 15
24.03. | 16
24.03. | 17
24.03. | 18
24.03. | 19
24.03. | 20
24.03. | 21
24.03. | 22
24.03. | 23
24.03. | 24
25.03. | 1
25.03. | 2
25.03. | 3
25.03. | 4
25.03. | 5
25.03. | 6
25.03. | 7
25.03. | 8
25.03. | 9
25.03. | 10
25.03. | 11
25.03. | 12
25.03. | 13
25.03. | 14
25.03. | 15
25.03. | 16
25.03. | 17
25.03. | 18
25.03. | 19
25.03. | 20
25.03. | 21
25.03. | 22
25.03. | 23
25.03. | 24
26.03. | 1
26.03. | 2
26.03. | 3
26.03. | 4
26.03. | 5
26.03. | 6
26.03. | 7
26.03. | 8
26.03. | 9
26.03. | 10
26.03. | 11
26.03. | 12
26.03. | 13
26.03. | 14
26.03. | 15
26.03. | 16
26.03. | 17
26.03. | 18
26.03. | 19
26.03. | 20
26.03. | 21
26.03. | 22
26.03. | 23
26.03. | 24
27.03. | 1
27.03. | 2
27.03. | 3
27.03. | 4
27.03. | 5
27.03. | 6
27.03. | 7
27.03. | 8
27.03. | 9
27.03. | 10
27.03. | 11
27.03. | 12
27.03. | 13
27.03. | 14
27.03. | 15
27.03. | 16
27.03. | 17
27.03. | 18
27.03. | 19
27.03. | 20
27.03. | 21
27.03. | 22
27.03. | 23
27.03. | 24
28.03. | 1
28.03. | 2
28.03. | 3
28.03. | 4
28.03. | 5
28.03. | 6
28.03. | 7
28.03. | 8
28.03. | 9
28.03. | 10
28.03. | 11
28.03. | 12
28.03. | 13
28.03. | 14
28.03. | 15
28.03. | 16
28.03. | 17
28.03. | 18
28.03. | 19
28.03. | 20
28.03. | 21
28.03. | 22
28.03. | 23
28.03. | 24
29.03. | 1
29.03. | 2
29.03. | 3
29.03. | 4
29.03. | 5
29.03. | 6
29.03. | 7
29.03. | 8
29.03. | 9
29.03. | 10
29.03. | 11
29.03. | 12
29.03. | 13
29.03. | 14
29.03. | 15
29.03. | 16
29.03. | 17
29.03. | 18
29.03. | 19
29.03. | 20
29.03. | 21
29.03. | 22
29.03. | 23
29.03. | 24
30.03. | 1
30.03. | 2
30.03. | 3
30.03. | 4
30.03. | 5
30.03. | 6
30.03. | 7
30.03. | 8
30.03. | 9
30.03. | 10
30.03. | 11
30.03. | 12
30.03. | 13
30.03. | 14
30.03. | 15
30.03. | 16
30.03. | 17
30.03. | 18
30.03. | 19
30.03. | 20
30.03. | 21
30.03. | 22
30.03. | 23
30.03. | 24
31.03. | 1
31.03. | 2
31.03. | 3
31.03. | 4
31.03. | 5
31.03. | 6
31.03. | 7
31.03. | 8
31.03. | 9
31.03. | 10
31.03. | 11
31.03. | 12
31.03. | 13
31.03. | 14
31.03. | 15
31.03. | 16
31.03. | 17
31.03. | 18
31.03. | 19
31.03. | 20
31.03. | 21
31.03. | 22
31.03. | 23
31.03. | 24
01.04. | 1
01.04. | 2
01.04. | 3
01.04. | 4
01.04. | 5
01.04. | 6
01.04. | 7
01.04. | 8
01.04. | 9
01.04. | 10
01.04. | 11
01.04. | 12
01.04. | 13
01.04. | 14
01.04. | 15
01.04. | 16
01.04. | 17
01.04. | 18
01.04. | 19
01.04. | 20
01.04. | 21
01.04. | 22
01.04. | 23
01.04. | 24
02.04. | 1
02.04. | 2
02.04. | 3
02.04. | 4
02.04. | 5
02.04. | 6
02.04. | 7
02.04. | 8
02.04. | 9
02.04. | 10
02.04. | 11
02.04. | 12
02.04. | 13
02.04. | 14
02.04. | 15
02.04. | 16
02.04. | 17
02.04. | 18
02.04. | 19
02.04. | 20
02.04. | 21
02.04. | 22
02.04. | 23
02.04. | 24
03.04. | 1
03.04. | 2
03.04. | 3
03.04. | 4
03.04. | 5
03.04. | 6
03.04. | 7
03.04. | 8
03.04. | 9
03.04. | 10
03.04. | 11
03.04. | 12
03.04. | 13
03.04. | 14
03.04. | 15
03.04. | 16
03.04. | 17
03.04. | 18
03.04. | 19
03.04. | 20
03.04. | 21
03.04. | 22
03.04. | 23
03.04. | 24
04.04. | 1
04.04. | 2
04.04. | 3
04.04. | 4
04.04. | 5
04.04. | 6
04.04. | 7
04.04. | 8
04.04. | 9
04.04. | 10
04.04. | 11
04.04. | 12
04.04. | 13
04.04. | 14
04.04. | 15
04.04. | 16
04.04. | 17
04.04. | 18
04.04. | 19
04.04. | 20
04.04. | 21
04.04. | 22
04.04. | 23
04.04. | 24
05.04. | 1
05.04. | 2
05.04. | 3
05.04. | 4
05.04. | 5
05.04. | 6
05.04. | 7
05.04. | 8
05.04. | 9
05.04. | 10
05.04. | 11
05.04. | 12
05.04. | 13
05.04. | 14
05.04. | 15
05.04. | 16
05.04. | 17
05.04. | 18
05.04. | 19
05.04. | 20
05.04. | 21
05.04. | 22
05.04. | 23
05.04. | 24
06.04. | 1
06.04. | 2
06.04. | 3
06.04. | 4
06.04. | 5
06.04. | 6
06.04. | 7
06.04. | 8
06.04. | 9
06.04. | 10
06.04. | 11
06.04. | 12
06.04. | 13
06.04. | 14
06.04. | 15
06.04. | 16
06.04. | 17
06.04. | 18
06.04. | 19
06.04. | 20
06.04. | 21
06.04. | 22
06.04. | 23
06.04. | 24
07.04. | 1
07.04. | 2
07.04. | 3
07.04. | 4
07.04. | 5
07.04. | 6
07.04. | 7
07.04. | 8
07.04. | 9
07.04. | 10
07.04. | 11
07.04. | 12
07.04. | 13
07.04. | 14
07.04. | 15
07.04. | 16
07.04. | 17
07.04. | 18
07.04. | 19
07.04. | 20
07.04. | 21
07.04. | 22
07.04. | 23
07.04. | 24
08.04. | 1
08.04. | 2
08.04. | 3
08.04. | 4
08.04. | 5
08.04. | 6
08.04. | 7
08.04. | 8
08.04. | 9
08.04. | 10
08.04. | 11
08.04. | 12
08.04. | 13
08.04. | 14
08.04. | 15
08.04. | 16
08.04. | 17
08.04. | 18
08.04. | 19
08.04. | 20
08.04. | 21
08.04. | 22
08.04. | 23
08.04. | 24
09.04. | 1
09.04. | 2
09.04. | 3
09.04. | 4
09.04. | 5
09.04. | 6
09.04. | 7
09.04. | 8
09.04. | 9
09.04. | 10
09.04. | 11
09.04. | 12
09.04. | 13
09.04. | 14
09.04. | 15
09.04. | 16
09.04. | 17
09.04. | 18
09.04. | 19
09.04. | 20
09.04. | 21
09.04. | 22
09.04. | 23
09.04. | 24
10.04. | 1
10.04. | 2
10.04. | 3
10.04. | 4
10.04. | 5
10.04. | 6
10.04. | 7
10.04. | 8
10.04. | 9
10.04. | 10
10.04. | 11
10.04. | 12
10.04. | 13
10.04. | 14
10.04. | 15
10.04. | 16
10.04. | 17
10.04. | 18
10.04. | 19
10.04. | 20
10.04. | 21
10.04. | 22
10.04. | 23
10.04. | 24
11.04. | 1
11.04. | 2
11.04. | 3
11.04. | 4
11.04. | 5
11.04. | 6
11.04. | 7
11.04. | 8
11.04. | 9
11.04. | 10
11.04. | 11
11.04. | 12
11.04. | 13
11.04. | 14
11.04. | 15
11.04. | 16
11.04. | 17
11.04. | 18
11.04. | 19
11.04. | 20
11.04. | 21
11.04. | 22
11.04. | 23
11.04. | 24
12.04. | 1
12.04. | 2
12.04. | 3
12.04. | 4
12.04. | 5
12.04. | 6
12.04. | 7
12.04. | 8
12.04. | 9
12.04. | 10
12.04. | 11
12.04. | 12
12.04. | 13
12.04. | 14
12.04. | 15
12.04. | 16
12.04. | 17
12.04. | 18
12.04. | 19
12.04. | 20
12.04. | 21
12.04. | 22
12.04. | 23
12.04. | 24
13.04. | 1
13.04. | 2
13.04. | 3
13.04. | 4
13.04. | 5
13.04. | 6
13.04. | 7
13.04. | 8
13.04. | 9
13.04. | 10
13.04. | 11
13.04. | 12
13.04. | 13
13.04. | 14
13.04. | 15
13.04. | 16
13.04. | 17
13.04. | 18
13.04. | 19
13.04. | 20
13.04. | 21
13.04. | 22
13.04. | 23
13.04. | 24
14.04. | 1
14.04. | 2
14.04. | 3
14.04. | 4
14.04. | 5
14.04. | 6
14.04. | 7
14.04. | 8
14.04. | 9
14.04. | 10
14.04. | 11
14.04. | 12
14.04. | 13
14.04. | 14
14.04. | 15
14.04. | 16
14.04. | 17
14.04. | 18
14.04. | 19
14.04. | 20
14.04. | 21
14.04. | 22
14.04. | 23
14.04. | 24
15.04. | 1
15.04. | 2
15.04. | 3
15.04. | 4
15.04. | 5
15.04. | 6
15.04. | 7
15.04. | 8
15.04. | 9
15.04. | 10
15.04. | 11
15.04. | 12
15.04. | 13
15.04. | 14
15.04. | 15
15.04. | 16
15.04. | 17
15.04. | 18
15.04. | 19
15.04. | 20
15.04. | 21
15.04. | 22
15.04. | 23
15.04. | 24
16.04. | 1
16.04. | 2
16.04. | 3
16.04. | 4
16.04. | 5
16.04. | 6
16.04. | 7
16.04. | 8
16.04. | 9
16.04. | 10
16.04. | 11
16.04. | 12
16.04. | 13
16.04. | 14
16.04. | 15
16.04. | 16
16.04. | 17
16.04. | 18
16.04. | 19
16.04. | 20
16.04. | 21
16.04. | 22
16.04. | 23
16.04. | 24
17.04. | 1
17.04. | 2
17.04. | 3
17.04. | 4
17.04. | 5
17.04. | 6
17.04. | 7
17.04. | 8
17.04. | 9
17.04. | 10
17.04. | 11
17.04. | 12
17.04. | 13
17.04. | 14
17.04. | 15
17.04. | 16
17.04. | 17
17.04. | 18
17.04. | 19
17.04. | 20
17.04. | 21
17.04. | 22
17.04. | 23
17.04. | 24
18.04. | 1
18.04. | 2
18.04. | 3
18.04. | 4
18.04. | 5
18.04. | 6
18.04. | 7
18.04. | 8
18.04. | 9
18.04. | 10
18.04. | 11
18.04. | 12
18.04. | 13
18.04. | 14
18.04. | 15
18.04. | 16
18.04. | 17
18.04. | 18
18.04. | 19
18.04. | 20
18.04. | 21
18.04. | 22
18.04. | 23
18.04. | 24
19.04. | 1
19.04. | 2
19.04. | 3
19.04. | 4
19.04. | 5
19.04. | 6
19.04. | 7
19.04. | 8
19.04. | 9
19.04. | 10
19.04. | 11
19.04. | 12
19.04. | 13
19.04. | 14
19.04. | 15
19.04. | 16
19.04. | 17
19.04. | 18
19.04. | 19
19.04. | 20
19.04. | 21
19.04. | 22
19.04. | 23
19.04. | 24
20.04. | 1
20.04. | 2
20.04. | 3
20.04. | 4
20.04. | 5
20.04. | 6
20.04. | 7
20.04. | 8
20.04. | 9
20.04. | 10
20.04. | 11
20.04. | 12
20.04. | 13
20.04. | 14
20.04. | 15
20.04. | 16
20.04. | 17
20.04. | 18
20.04. | 19
20.04. | 20
20.04. | 21
20.04. | 22
20.04. | 23
20.04. | 24
21.04. | 1
21.04. | 2
21.04. | 3
21.04. | 4
21.04. | 5
21.04. | 6
21.04. | 7
21.04. | 8
21.04. | 9
21.04. | 10
21.04. | 11
21.04. | 12
21.04. | 13
21.04. | 14
21.04. | 15
21.04. | 16
21.04. | 17
21.04. | 18
21.04. | 19
21.04. | 20
21.04. | 21
21.04. | 22
21.04. | 23
21.04. | 24
22.04. | 1
22.04. | 2
22.04. | 3
22.04. | 4
22.04. | 5
22.04. | 6
22.04. | 7
22.04. | 8
22.04. | 9
22.04. | 10
22.04. | 11
22.04. | 12
22.04. | 13
22.04. | 14
22.04. | 15
22.04. | 16
22.04. | 17
22.04. | 18
22.04. | 19
22.04. | 20
22.04. | 21
22.04. | 22
22.04. | 23
22.04. | 24
23.04. | 1
23.04. | 2
23.04. | 3
23.04. | 4
23.04. | 5
23.04. | 6
23.04. | 7
23.04. | 8
23.04. | 9
23.04. | 10
23.04. | 11
23.04. | 12
23.04. | 13
23.04. | 14
23.04. | 15
23.04. | 16
23.04. | 17
23.04. | 18
23.04. | 19
23.04. | 20
23.04. | 21
23.04. | 22
23.04. | 23
23.04. | 24
24.04. | 1
24.04. | 2
24.04. | 3
24.04. | 4
24.04. | 5
24.04. | 6
24.04. | 7
24.04. | 8
24.04. | 9
24.04. | 10
24.04. | 11
24.04. | 12
24.04. | 13
24.04. | 14
24.04. | 15
24.04. | 16
24.04. | 17
24.04. | 18
24.04. | 19
24.04. | 20
24.04. | 21
24.04. | 22
24.04. | 23
24.04. | 24
25.04. | 1
25.04. | 2
25.04. | 3
25.04. | 4
25.04. | 5
25.04. | 6
25.04. | 7
25.04. | 8
25.04. | 9
25.04. | 10
25.04. | 11
25.04. | 12
25.04. | 13
25.04. | 14
25.04. | 15
25.04. | 16
25.04. | 17
25.04. | 18
25.04. | 19
25.04. | 20
25.04. | 21
25.04. | 22
25.04. | 23
25.04. | 24
26.04. | 1
26.04. | 2
26.04. | 3
26.04. | 4
26.04. | 5
26.04. | 6
26.04. | 7
26.04. | 8
26.04. | 9
26.04. | 10
26.04. | 11
26.04. | 12
26.04. | 13
26.04. | 14
26.04. | 15
26.04. | 16
26.04. | 17
26.04. | 18
26.04. | 19
26.04. | 20
26.04. | 21
26.04. | 22
26.04. | 23
26.04. | 24
27.04. | 1
27.04. | 2
27.04. | 3
27.04. | 4
27.04. | 5
27.04. | 6
27.04. | 7
27.04. | 8
27.04. | 9
27.04. | 10
27.04. | 11
27.04. | 12
27.04. | 13
27.04. | 14
27.04. | 15
27.04. | 16
27.04. | 17
27.04. | 18
27.04. | 19
27.04. | 20
27.04. | 21
27.04. | 22
27.04. | 23
27.04. | 24
28.04. | 1
28.04. | 2
28.04. | 3
28.04. | 4
28.04. | 5
28.04. | 6
28.04. | 7
28.04. | 8
28.04. | 9
28.04. | 10
28.04. | 11
28.04. | 12
28.04. | 13
28.04. | 14
28.04. | 15
28.04. | 16
28.04. | 17
28.04. | 18
28.04. | 19
28.04. | 20
28.04. | 21
28.04. | 22
28.04. | 23
28.04. | 24
29.04. | 1
29.04. | 2
29.04. | 3
29.04. | 4
29.04. | 5
29.04. | 6
29.04. | 7
29.04. | 8
29.04. | 9
29.04. | 10
29.04. | 11
29.04. | 12
29.04. | 13
29.04. | 14
29.04. | 15
29.04. | 16
29.04. | 17
29.04. | 18
29.04. | 19
29.04. | 20
29.04. | 21
29.04. | 22
29.04. | 23
29.04. | 24
30.04. | 1
30.04. | 2
30.04. | 3
30.04. | 4
30.04. | 5
30.04. | 6
30.04. | 7
30.04. | 8
30.04. | 9
30.04. | 10
30.04. | 11
30.04. | 12
30.04. | 13
30.04. | 14
30.04. | 15
30.04. | 16
30.04. | 17
30.04. | 18
30.04. | 19
30.04. | 20
30.04. | 21
30.04. | 22
30.04. | 23
30.04. | 24
01.05. | 1
01.05. | 2
01.05. | 3
01.05. | 4
01.05. | 5
01.05. | 6
01.05. | 7
01.05. | 8
01.05. | 9
01.05. | 10
01.05. | 11
01.05. | 12
01.05. | 13
01.05. | 14
01.05. | 15
01.05. | 16
01.05. | 17
01.05. | 18
01.05. | 19
01.05. | 20
01.05. | 21
01.05. | 22
01.05. | 23
01.05. | 24
02.05. | 1
02.05. | 2
02.05. | 3
02.05. | 4
02.05. | 5
02.05. | 6
02.05. | 7
02.05. | 8
02.05. | 9
02.05. | 10
02.05. | 11
02.05. | 12
02.05. | 13
02.05. | 14
02.05. | 15
02.05. | 16
02.05. | 17
02.05. | 18
02.05. | 19
02.05. | 20
02.05. | 21
02.05. | 22
02.05. | 23
02.05. | 24
03.05. | 1
03.05. | 2
03.05. | 3
03.05. | 4
03.05. | 5
03.05. | 6
03.05. | 7
03.05. | 8
03.05. | 9
03.05. | 10
03.05. | 11
03.05. | 12
03.05. | 13
03.05. | 14
03.05. | 15
03.05. | 16
03.05. | 17
03.05. | 18
03.05. | 19
03.05. | 20
03.05. | 21
03.05. | 22
03.05. | 23
03.05. | 24
04.05. | 1
04.05. | 2
04.05. | 3
04.05. | 4
04.05. | 5
04.05. | 6
04.05. | 7
04.05. | 8
04.05. | 9
04.05. | 10
04.05. | 11
04.05. | 12
04.05. | 13
04.05. | 14
04.05. | 15
04.05. | 16
04.05. | 17
04.05. | 18
04.05. | 19
04.05. | 20
04.05. | 21
04.05. | 22
04.05. | 23
04.05. | 24
05.05. | 1
05.05. | 2
05.05. | 3
05.05. | 4
05.05. | 5
05.05. | 6
05.05. | 7
05.05. | 8
05.05. | 9
05.05. | 10
05.05. | 11
05.05. | 12
05.05. | 13
05.05. | 14
05.05. | 15
05.05. | 16
05.05. | 17
05.05. | 18
05.05. | 19
05.05. | 20
05.05. | 21
05.05. | 22
05.05. | 23
05.05. | 24
06.05. | 1
06.05. | 2
06.05. | 3
06.05. | 4
06.05. | 5
06.05. | 6
06.05. | 7
06.05. | 8
06.05. | 9
06.05. | 10
06.05. | 11
06.05. | 12
06.05. | 13
06.05. | 14
06.05. | 15
06.05. | 16
06.05. | 17
06.05. | 18
06.05. | 19
06.05. | 20
06.05. | 21
06.05. | 22
06.05. | 23
06.05. | 24
07.05. | 1
07.05. | 2
07.05. | 3
07.05. | 4
07.05. | 5
07.05. | 6
07.05. | 7
07.05. | 8
07.05. | 9
07.05. | 10
07.05. | 11
07.05. | 12
07.05. | 13
07.05. | 14
07.05. | 15
07.05. | 16
07.05. | 17
07.05. | 18
07.05. | 19
07.05. | 20
07.05. | 21
07.05. | 22
07.05. | 23
07.05. | 24
08.05. | 1
08.05. | 2
08.05. | 3
08.05. | 4
08.05. | 5
08.05. | 6
08.05. | 7
08.05. | 8
08.05. | 9
08.05. | 10
08.05. | 11
08.05. | 12
08.05. | 13
08.05. | 14
08.05. | 15
08.05. | 16
08.05. | 17
08.05. | 18
08.05. | 19
08.05. | 20
08.05. | 21
08.05. | 22
08.05. | 23
08.05. | 24
09.05. | 1
09.05. | 2
09.05. | 3
09.05. | 4
09.05. | 5
09.05. | 6
09.05. | 7
09.05. | 8
09.05. | 9
09.05. | 10
09.05. | 11
09.05. | 12
09.05. | 13
09.05. | 14
09.05. | 15
09.05. | 16
09.05. | 17
09.05. | 18
09.05. | 19
09.05. | 20
09.05. | 21
09.05. | 22
09.05. | 23
09.05. | 24
10.05. | 1
10.05. | 2
10.05. | 3
10.05. | 4
10.05. | 5
10.05. | 6
10.05. | 7
10.05. | 8
10.05. | 9
10.05. | 10
10.05. | 11
10.05. | 12
10.05. | 13
10.05. | 14
10.05. | 15
10.05. | 16
10.05. | 17
10.05. | 18
10.05. | 19
10.05. | 20
10.05. | 21
10.05. | 22
10.05. | 23
10.05. | 24
11.05. | 1
11.05. | 2
11.05. | 3
11.05. | 4
11.05. | 5
11.05. | 6
11.05. | 7
11.05. | 8
11.05. | 9
11.05. | 10
11.05. | 11
11.05. | 12
11.05. | 13
11.05. | 14
11.05. | 15
11.05. | 16
11.05. | 17
11.05. | 18
11.05. | 19
11.05. | 20
11.05. | 21
11.05. | 22
11.05. | 23
11.05. | 24
12.05. | 1
12.05. | 2
12.05. | 3
12.05. | 4
12.05. | 5
12.05. | 6
12.05. | 7
12.05. | 8
12.05. | 9
12.05. | 10
12.05. | 11
12.05. | 12
12.05. | 13
12.05. | 14
12.05. | 15
12.05. | 16
12.05. | 17
12.05. | 18
12.05. | 19
12.05. | 20
12.05. | 21
12.05. | 22
12.05. | 23
12.05. | 24
13.05. | 1
13.05. | 2
13.05. | 3
13.05. | 4
13.05. | 5
13.05. | 6
13.05. | 7
13.05. | 8
13.05. | 9
13.05. | 10
13.05. | 11
13.05. | 12
13.05. | 13
13.05. | 14
13.05. | 15
13.05. | 16
13.05. | 17
13.05. | 18
13.05. | 19
13.05. | 20
13.05. | 21
13.05. | 22
13.05. | 23
13.05. | 24
14.05. | 1
14.05. | 2
14.05. | 3
14.05. | 4
14.05. | 5
14.05. | 6
14.05. | 7
14.05. | 8
14.05. | 9
14.05. | 10
14.05. | 11
14.05. | 12
14.05. | 13
14.05. | 14
14.05. | 15
14.05. | 16
14.05. | 17
14.05. | 18
14.05. | 19
14.05. | 20
14.05. | 21
14.05. | 22
14.05. | 23
14.05. | 24
15.05. | 1
15.05. | 2
15.05. | 3
15.05. | 4
15.05. | 5
15.05. | 6
15.05. | 7
15.05. | 8
15.05. | 9
15.05. | 10
15.05. | 11
15.05. | 12
15.05. | 13
15.05. | 14
15.05. | 15
15.05. | 16
15.05. | 17
15.05. | 18
15.05. | 19
15.05. | 20
15.05. | 21
15.05. | 22
15.05. | 23
15.05. | 24
16.05. | 1
16.05. | 2
16.05. | 3
16.05. | 4
16.05. | 5
16.05. | 6
16.05. | 7
16.05. | 8
16.05. | 9
16.05. | 10
16.05. | 11
16.05. | 12
16.05. | 13
16.05. | 14
16.05. | 15
16.05. | 16
16.05. | 17
16.05. | 18
16.05. | 19
16.05. | 20
16.05. | 21
16.05. | 22
16.05. | 23
16.05. | 24
17.05. | 1
17.05. | 2
17.05. | 3
17.05. | 4
17.05. | 5
17.05. | 6
17.05. | 7
17.05. | 8
17.05. | 9
17.05. | 10
17.05. | 11
17.05. | 12
17.05. | 13
17.05. | 14
17.05. | 15
17.05. | 16
17.05. | 17
17.05. | 18
17.05. | 19
17.05. | 20
17.05. | 21
17.05. | 22
17.05. | 23
17.05. | 24
18.05. | 1
18.05. | 2
18.05. | 3
18.05. | 4
18.05. | 5
18.05. | 6
18.05. | 7
18.05. | 8
18.05. | 9
18.05. | 10
18.05. | 11
18.05. | 12
18.05. | 13
18.05. | 14
18.05. | 15
18.05. | 16
18.05. | 17
18.05. | 18
18.05. | 19
18.05. | 20
18.05. | 21
18.05. | 22
18.05. | 23
18.05. | 24
19.05. | 1
19.05. | 2
19.05. | 3
19.05. | 4
19.05. | 5
19.05. | 6
19.05. | 7
19.05. | 8
19.05. | 9
19.05. | 10
19.05. | 11
19.05. | 12
19.05. | 13
19.05. | 14
19.05. | 15
19.05. | 16
19.05. | 17
19.05. | 18
19.05. | 19
19.05. | 20
19.05. | 21
19.05. | 22
19.05. | 23
19.05. | 24
20.05. | 1
20.05. | 2
20.05. | 3
20.05. | 4
20.05. | 5
20.05. | 6
20.05. | 7
20.05. | 8
20.05. | 9
20.05. | 10
20.05. | 11
20.05. | 12
20.05. | 13
20.05. | 14
20.05. | 15
20.05. | 16
20.05. | 17
20.05. | 18
20.05. | 19
20.05. | 20
20.05. | 21
20.05. | 22
20.05. | 23
20.05. | 24
21.05. | 1
21.05. | 2
21.05. | 3
21.05. | 4
21.05. | 5
21.05. | 6
21.05. | 7
21.05. | 8
21.05. | 9
21.05. | 10
21.05. | 11
21.05. | 12
21.05. | 13
21.05. | 14
21.05. | 15
21.05. | 16
21.05. | 17
21.05. | 18
21.05. | 19
21.05. | 20
21.05. | 21
21.05. | 22
21.05. | 23
21.05. | 24
22.05. | 1
22.05. | 2
22.05. | 3
22.05. | 4
22.05. | 5
22.05. | 6
22.05. | 7
22.05. | 8
22.05. | 9
22.05. | 10
22.05. | 11
22.05. | 12
22.05. | 13
22.05. | 14
22.05. | 15
22.05. | 16
22.05. | 17
22.05. | 18
22.05. | 19
22.05. | 20
22.05. | 21
22.05. | 22
22.05. | 23
22.05. | 24
23.05. | 1
23.05. | 2
23.05. | 3
23.05. | 4
23.05. | 5
23.05. | 6
23.05. | 7
23.05. | 8
23.05. | 9
23.05. | 10
23.05. | 11
23.05. | 12
23.05. | 13
23.05. | 14
23.05. | 15
23.05. | 16
23.05. | 17
23.05. | 18
23.05. | 19
23.05. | 20
23.05. | 21
23.05. | 22
23.05. | 23
23.05. | 24
24.05. | 1
24.05. | 2
24.05. | 3
24.05. | 4
24.05. | 5
24.05. | 6
24.05. | 7
24.05. | 8
24.05. | 9
24.05. | 10
24.05. | 11
24.05. | 12
24.05. | 13
24.05. | 14
24.05. | 15
24.05. | 16
24.05. | 17
24.05. | 18
24.05. | 19
24.05. | 20
24.05. | 21
24.05. | 22
24.05. | 23
24.05. | 24
25.05. | 1
25.05. | 2
25.05. | 3
25.05. | 4
25.05. | 5
25.05. | 6
25.05. | 7
25.05. | 8
25.05. | 9
25.05. | 10
25.05. | 11
25.05. | 12
25.05. | 13
25.05. | 14
25.05. | 15
25.05. | 16
25.05. | 17
25.05. | 18
25.05. | 19
25.05. | 20
25.05. | 21
25.05. | 22
25.05. | 23
25.05. | 24
26.05. | 1
26.05. | 2
26.05. | 3
26.05. | 4
26.05. | 5
26.05. | 6
26.05. | 7
26.05. | 8
26.05. | 9
26.05. | 10
26.05. | 11
26.05. | 12
26.05. | 13
26.05. | 14
26.05. | 15
26.05. | 16
26.05. | 17
26.05. | 18
26.05. | 19
26.05. | 20
26.05. | 21
26.05. | 22
26.05. | 23
26.05. | 24
27.05. | 1
27.05. | 2
27.05. | 3
27.05. | 4
27.05. | 5
27.05. | 6
27.05. | 7
27.05. | 8
27.05. | 9
27.05. | 10
27.05. | 11
27.05. | 12
27.05. | 13
27.05. | 14
27.05. | 15
27.05. | 16
27.05. | 17
27.05. | 18
27.05. | 19
27.05. | 20
27.05. | 21
27.05. | 22
27.05. | 23
27.05. | 24
28.05. | 1
28.05. | 2
28.05. | 3
28.05. | 4
28.05. | 5
28.05. | 6
28.05. | 7
28.05. | 8
28.05. | 9
28.05. | 10
28.05. | 11
28.05. | 12
28.05. | 13
28.05. | 14
28.05. | 15
28.05. | 16
28.05. | 17
28.05. | 18
28.05. | 19
28.05. | 20
28.05. | 21
28.05. | 22
28.05. | 23
28.05. | 24
29.05. | 1
29.05. | 2
29.05. | 3
29.05. | 4
29.05. | 5
29.05. | 6
29.05. | 7
29.05. | 8
29.05. | 9
29.05. | 10
29.05. | 11
29.05. | 12
29.05. | 13
29.05. | 14
29.05. | 15
29.05. | 16
29.05. | 17
29.05. | 18
29.05. | 19
29.05. | 20
29.05. | 21
29.05. | 22
29.05. | 23
29.05. | 24
30.05. | 1
30.05. | 2
30.05. | 3
30.05. | 4
30.05. | 5
30.05. | 6
30.05. | 7
30.05. | 8
30.05. | 9
30.05. | 10
30.05. | 11
30.05. | 12
30.05. | 13
30.05. | 14
30.05. | 15
30.05. | 16
30.05. | 17
30.05. | 18
30.05. | 19
30.05. | 20
30.05. | 21
30.05. | 22
30.05. | 23
30.05. | 24
31.05. | 1
31.05. | 2
31.05. | 3
31.05. | 4
31.05. | 5
31.05. | 6
31.05. | 7
31.05. | 8
31.05. | 9
31.05. | 10
31.05. | 11
31.05. | 12
31.05. | 13
31.05. | 14
31.05. | 15
31.05. | 16
31.05. | 17
31.05. | 18
31.05. | 19
31.05. | 20
31.05. | 21
31.05. | 22
31.05. | 23
31.05. | 24
01.06. | 1
01.06. | 2
01.06. | 3
01.06. | 4
01.06. | 5
01.06. | 6
01.06. | 7
01.06. | 8
01.06. | 9
01.06. | 10
01.06. | 11
01.06. | 12
01.06. | 13
01.06. | 14
01.06. | 15
01.06. | 16
01.06. | 17
01.06. | 18
01.06. | 19
01.06. | 20
01.06. | 21
01.06. | 22
01.06. | 23
01.06. | 24
02.06. | 1
02.06. | 2
02.06. | 3
02.06. | 4
02.06. | 5
02.06. | 6
02.06. | 7
02.06. | 8
02.06. | 9
02.06. | 10
02.06. | 11
02.06. | 12
02.06. | 13
02.06. | 14
02.06. | 15
02.06. | 16
02.06. | 17
02.06. | 18
02.06. | 19
02.06. | 20
02.06. | 21
02.06. | 22
02.06. | 23
02.06. | 24
03.06. | 1
03.06. | 2
03.06. | 3
03.06. | 4
03.06. | 5
03.06. | 6
03.06. | 7
03.06. | 8
03.06. | 9
03.06. | 10
03.06. | 11
03.06. | 12
03.06. | 13
03.06. | 14
03.06. | 15
03.06. | 16
03.06. | 17
03.06. | 18
03.06. | 19
03.06. | 20
03.06. | 21
03.06. | 22
03.06. | 23
03.06. | 24
04.06. | 1
04.06. | 2
04.06. | 3
04.06. | 4
04.06. | 5
04.06. | 6
04.06. | 7
04.06. | 8
04.06. | 9
04.06. | 10
04.06. | 11
04.06. | 12
04.06. | 13
04.06. | 14
04.06. | 15
04.06. | 16
04.06. | 17
04.06. | 18
04.06. | 19
04.06. | 20
04.06. | 21
04.06. | 22
04.06. | 23
04.06. | 24
05.06. | 1
05.06. | 2
05.06. | 3
05.06. | 4
05.06. | 5
05.06. | 6
05.06. | 7
05.06. | 8
05.06. | 9
05.06. | 10
05.06. | 11
05.06. | 12
05.06. | 13
05.06. | 14
05.06. | 15
05.06. | 16
05.06. | 17
05.06. | 18
05.06. | 19
05.06. | 20
05.06. | 21
05.06. | 22
05.06. | 23
05.06. | 24
06.06. | 1
06.06. | 2
06.06. | 3
06.06. | 4
06.06. | 5
06.06. | 6
06.06. | 7
06.06. | 8
06.06. | 9
06.06. | 10
06.06. | 11
06.06. | 12
06.06. | 13
06.06. | 14
06.06. | 15
06.06. | 16
06.06. | 17
06.06. | 18
06.06. | 19
06.06. | 20
06.06. | 21
06.06. | 22
06.06. | 23
06.06. | 24
07.06. | 1
07.06. | 2
07.06. | 3
07.06. | 4
07.06. | 5
07.06. | 6
07.06. | 7
07.06. | 8
07.06. | 9
07.06. | 10
07.06. | 11
07.06. | 12
07.06. | 13
07.06. | 14
07.06. | 15
07.06. | 16
07.06. | 17
07.06. | 18
07.06. | 19
07.06. | 20
07.06. | 21
07.06. | 22
07.06. | 23
07.06. | 24
08.06. | 1
08.06. | 2
08.06. | 3
08.06. | 4
08.06. | 5
08.06. | 6
08.06. | 7
08.06. | 8
08.06. | 9
08.06. | 10
08.06. | 11
08.06. | 12
08.06. | 13
08.06. | 14
08.06. | 15
08.06. | 16
08.06. | 17
08.06. | 18
08.06. | 19
08.06. | 20
08.06. | 21
08.06. | 22
08.06. | 23
08.06. | 24
09.06. | 1
09.06. | 2
09.06. | 3
09.06. | 4
09.06. | 5
09.06. | 6
09.06. | 7
09.06. | 8
09.06. | 9
09.06. | 10
09.06. | 11
09.06. | 12
09.06. | 13
09.06. | 14
09.06. | 15
09.06. | 16
09.06. | 17
09.06. | 18
09.06. | 19
09.06. | 20
09.06. | 21
09.06. | 22
09.06. | 23
09.06. | 24
10.06. | 1
10.06. | 2
10.06. | 3
10.06. | 4
10.06. | 5
10.06. | 6
10.06. | 7
10.06. | 8
10.06. | 9
10.06. | 10
10.06. | 11
10.06. | 12
10.06. | 13
10.06. | 14
10.06. | 15
10.06. | 16
10.06. | 17
10.06. | 18
10.06. | 19
10.06. | 20
10.06. | 21
10.06. | 22
10.06. | 23
10.06. | 24
11.06. | 1
11.06. | 2
11.06. | 3
11.06. | 4
11.06. | 5
11.06. | 6
11.06. | 7
11.06. | 8
11.06. | 9
11.06. | 10
11.06. | 11
11.06. | 12
11.06. | 13
11.06. | 14
11.06. | 15
11.06. | 16
11.06. | 17
11.06. | 18
11.06. | 19
11.06. | 20
11.06. | 21
11.06. | 22
11.06. | 23
11.06. | 24
12.06. | 1
12.06. | 2
12.06. | 3
12.06. | 4
12.06. | 5
12.06. | 6
12.06. | 7
12.06. | 8
12.06. | 9
12.06. | 10
12.06. | 11
12.06. | 12
12.06. | 13
12.06. | 14
12.06. | 15
12.06. | 16
12.06. | 17
12.06. | 18
12.06. | 19
12.06. | 20
12.06. | 21
12.06. | 22
12.06. | 23
12.06. | 24
13.06. | 1
13.06. | 2
13.06. | 3
13.06. | 4
13.06. | 5
13.06. | 6
13.06. | 7
13.06. | 8
13.06. | 9
13.06. | 10
13.06. | 11
13.06. | 12
13.06. | 13
13.06. | 14
13.06. | 15
13.06. | 16
13.06. | 17
13.06. | 18
13.06. | 19
13.06. | 20
13.06. | 21
13.06. | 22
13.06. | 23
13.06. | 24
14.06. | 1
14.06. | 2
14.06. | 3
14.06. | 4
14.06. | 5
14.06. | 6
14.06. | 7
14.06. | 8
14.06. | 9
14.06. | 10
14.06. | 11
14.06. | 12
14.06. | 13
14.06. | 14
14.06. | 15
14.06. | 16
14.06. | 17
14.06. | 18
14.06. | 19
14.06. | 20
14.06. | 21
14.06. | 22
14.06. | 23
14.06. | 24
15.06. | 1
15.06. | 2
15.06. | 3
15.06. | 4
15.06. | 5
15.06. | 6
15.06. | 7
15.06. | 8
15.06. | 9
15.06. | 10
15.06. | 11
15.06. | 12
15.06. | 13
15.06. | 14
15.06. | 15
15.06. | 16
15.06. | 17
15.06. | 18
15.06. | 19
15.06. | 20
15.06. | 21
15.06. | 22
15.06. | 23
15.06. | 24
16.06. | 1
16.06. | 2
16.06. | 3
16.06. | 4
16.06. | 5
16.06. | 6
16.06. | 7
16.06. | 8
16.06. | 9
16.06. | 10
16.06. | 11
16.06. | 12
16.06. | 13
16.06. | 14
16.06. | 15
16.06. | 16
16.06. | 17
16.06. | 18
16.06. | 19
16.06. | 20
16.06. | 21
16.06. | 22
16.06. | 23
16.06. | 24
17.06. | 1
17.06. | 2
17.06. | 3
17.06. | 4
17.06. | 5
17.06. | 6
17.06. | 7
17.06. | 8
17.06. | 9
17.06. | 10
17.06. | 11
17.06. | 12
17.06. | 13
17.06. | 14
17.06. | 15
17.06. | 16
17.06. | 17
17.06. | 18
17.06. | 19
17.06. | 20
17.06. | 21
17.06. | 22
17.06. | 23
17.06. | 24
18.06. | 1
18.06. | 2
18.06. | 3
18.06. | 4
18.06. | 5
18.06. | 6
18.06. | 7
18.06. | 8
18.06. | 9
18.06. | 10
18.06. | 11
18.06. | 12
18.06. | 13
18.06. | 14
18.06. | 15
18.06. | 16
18.06. | 17
18.06. | 18
18.06. | 19
18.06. | 20
18.06. | 21
18.06. | 22
18.06. | 23
18.06. | 24
19.06. | 1
19.06. | 2
19.06. | 3
19.06. | 4
19.06. | 5
19.06. | 6
19.06. | 7
19.06. | 8
19.06. | 9
19.06. | 10
19.06. | 11
19.06. | 12
19.06. | 13
19.06. | 14
19.06. | 15
19.06. | 16
19.06. | 17
19.06. | 18
19.06. | 19
19.06. | 20
19.06. | 21
19.06. | 22
19.06. | 23
19.06. | 24
20.06. | 1
20.06. | 2
20.06. | 3
20.06. | 4
20.06. | 5
20.06. | 6
20.06. | 7
20.06. | 8
20.06. | 9
20.06. | 10
20.06. | 11
20.06. | 12
20.06. | 13
20.06. | 14
20.06. | 15
20.06. | 16
20.06. | 17
20.06. | 18
20.06. | 19
20.06. | 20
20.06. | 21
20.06. | 22
20.06. | 23
20.06. | 24
21.06. | 1
21.06. | 2
21.06. | 3
21.06. | 4
21.06. | 5
21.06. | 6
21.06. | 7
21.06. | 8
21.06. | 9
21.06. | 10
21.06. | 11
21.06. | 12
21.06. | 13
21.06. | 14
21.06. | 15
21.06. | 16
21.06. | 17
21.06. | 18
21.06. | 19
21.06. | 20
21.06. | 21
21.06. | 22
21.06. | 23
21.06. | 24
22.06. | 1
22.06. | 2
22.06. | 3
22.06. | 4
22.06. | 5
22.06. | 6
22.06. | 7
22.06. | 8
22.06. | 9
22.06. | 10
22.06. | 11
22.06. | 12
22.06. | 13
22.06. | 14
22.06. | 15
22.06. | 16
22.06. | 17
22.06. | 18
22.06. | 19
22.06. | 20
22.06. | 21
22.06. | 22
22.06. | 23
22.06. | 24
23.06. | 1
23.06. | 2
23.06. | 3
23.06. | 4
23.06. | 5
23.06. | 6
23.06. | 7
23.06. | 8
23.06. | 9
23.06. | 10
23.06. | 11
23.06. | 12
23.06. | 13
23.06. | 14
23.06. | 15
23.06. | 16
23.06. | 17
23.06. | 18
23.06. | 19
23.06. | 20
23.06. | 21
23.06. | 22
23.06. | 23
23.06. | 24
24.06. | 1
24.06. | 2
24.06. | 3
24.06. | 4
24.06. | 5
24.06. | 6
24.06. | 7
24.06. | 8
24.06. | 9
24.06. | 10
24.06. | 11
24.06. | 12
24.06. | 13
24.06. | 14
24.06. | 15
24.06. | 16
24.06. | 17
24.06. | 18
24.06. | 19
24.06. | 20
24.06. | 21
24.06. | 22
24.06. | 23
24.06. | 24
25.06. | 1
25.06. | 2
25.06. | 3
25.06. | 4
25.06. | 5
25.06. | 6
25.06. | 7
25.06. | 8
25.06. | 9
25.06. | 10
25.06. | 11
25.06. | 12
25.06. | 13
25.06. | 14
25.06. | 15
25.06. | 16
25.06. | 17
25.06. | 18
25.06. | 19
25.06. | 20
25.06. | 21
25.06. | 22
25.06. | 23
25.06. | 24
26.06. | 1
26.06. | 2
26.06. | 3
26.06. | 4
26.06. | 5
26.06. | 6
26.06. | 7
26.06. | 8
26.06. | 9
26.06. | 10
26.06. | 11
26.06. | 12
26.06. | 13
26.06. | 14
26.06. | 15
26.06. | 16
26.06. | 17
26.06. | 18
26.06. | 19
26.06. | 20
26.06. | 21
26.06. | 22
26.06. | 23
26.06. | 24
27.06. | 1
27.06. | 2
27.06. | 3
27.06. | 4
27.06. | 5
27.06. | 6
27.06. | 7
27.06. | 8
27.06. | 9
27.06. | 10
27.06. | 11
27.06. | 12
27.06. | 13
27.06. | 14
27.06. | 15
27.06. | 16
27.06. | 17
27.06. | 18
27.06. | 19
27.06. | 20
27.06. | 21
27.06. | 22
27.06. | 23
27.06. | 24
28.06. | 1
28.06. | 2
28.06. | 3
28.06. | 4
28.06. | 5
28.06. | 6
28.06. | 7
28.06. | 8
28.06. | 9
28.06. | 10
28.06. | 11
28.06. | 12
28.06. | 13
28.06. | 14
28.06. | 15
28.06. | 16
28.06. | 17
28.06. | 18
28.06. | 19
28.06. | 20
28.06. | 21
28.06. | 22
28.06. | 23
28.06. | 24
29.06. | 1
29.06. | 2
29.06. | 3
29.06. | 4
29.06. | 5
29.06. | 6
29.06. | 7
29.06. | 8
29.06. | 9
29.06. | 10
29.06. | 11
29.06. | 12
29.06. | 13
29.06. | 14
29.06. | 15
29.06. | 16
29.06. | 17
29.06. | 18
29.06. | 19
29.06. | 20
29.06. | 21
29.06. | 22
29.06. | 23
29.06. | 24
30.06. | 1
30.06. | 2
30.06. | 3
30.06. | 4
30.06. | 5
30.06. | 6
30.06. | 7
30.06. | 8
30.06. | 9
30.06. | 10
30.06. | 11
30.06. | 12
30.06. | 13
30.06. | 14
30.06. | 15
30.06. | 16
30.06. | 17
30.06. | 18
30.06. | 19
30.06. | 20
30.06. | 21
30.06. | 22
30.06. | 23
30.06. | 24
01.07. | 1
01.07. | 2
01.07. | 3
01.07. | 4
01.07. | 5
01.07. | 6
01.07. | 7
01.07. | 8
01.07. | 9
01.07. | 10
01.07. | 11
01.07. | 12
01.07. | 13
01.07. | 14
01.07. | 15
01.07. | 16
01.07. | 17
01.07. | 18
01.07. | 19
01.07. | 20
01.07. | 21
01.07. | 22
01.07. | 23
01.07. | 24
02.07. | 1
02.07. | 2
02.07. | 3
02.07. | 4
02.07. | 5
02.07. | 6
02.07. | 7
02.07. | 8
02.07. | 9
02.07. | 10
02.07. | 11
02.07. | 12
02.07. | 13
02.07. | 14
02.07. | 15
02.07. | 16
02.07. | 17
02.07. | 18
02.07. | 19
02.07. | 20
02.07. | 21
02.07. | 22
02.07. | 23
02.07. | 24
03.07. | 1
03.07. | 2
03.07. | 3
03.07. | 4
03.07. | 5
03.07. | 6
03.07. | 7
03.07. | 8
03.07. | 9
03.07. | 10
03.07. | 11
03.07. | 12
03.07. | 13
03.07. | 14
03.07. | 15
03.07. | 16
03.07. | 17
03.07. | 18
03.07. | 19
03.07. | 20
03.07. | 21
03.07. | 22
03.07. | 23
03.07. | 24
04.07. | 1
04.07. | 2
04.07. | 3
04.07. | 4
04.07. | 5
04.07. | 6
04.07. | 7
04.07. | 8
04.07. | 9
04.07. | 10
04.07. | 11
04.07. | 12
04.07. | 13
04.07. | 14
04.07. | 15
04.07. | 16
04.07. | 17
04.07. | 18
04.07. | 19
04.07. | 20
04.07. | 21
04.07. | 22
04.07. | 23
04.07. | 24
05.07. | 1
05.07. | 2
05.07. | 3
05.07. | 4
05.07. | 5
05.07. | 6
05.07. | 7
05.07. | 8
05.07. | 9
05.07. | 10
05.07. | 11
05.07. | 12
05.07. | 13
05.07. | 14
05.07. | 15
05.07. | 16
05.07. | 17
05.07. | 18
05.07. | 19
05.07. | 20
05.07. | 21
05.07. | 22
05.07. | 23
05.07. | 24
06.07. | 1
06.07. | 2
06.07. | 3
06.07. | 4
06.07. | 5
06.07. | 6
06.07. | 7
06.07. | 8
06.07. | 9
06.07. | 10
06.07. | 11
06.07. | 12
06.07. | 13
06.07. | 14
06.07. | 15
06.07. | 16
06.07. | 17
06.07. | 18
06.07. | 19
06.07. | 20
06.07. | 21
06.07. | 22
06.07. | 23
06.07. | 24
07.07. | 1
07.07. | 2
07.07. | 3
07.07. | 4
07.07. | 5
07.07. | 6
07.07. | 7
07.07. | 8
07.07. | 9
07.07. | 10
07.07. | 11
07.07. | 12
07.07. | 13
07.07. | 14
07.07. | 15
07.07. | 16
07.07. | 17
07.07. | 18
07.07. | 19
07.07. | 20
07.07. | 21
07.07. | 22
07.07. | 23
07.07. | 24
08.07. | 1
08.07. | 2
08.07. | 3
08.07. | 4
08.07. | 5
08.07. | 6
08.07. | 7
08.07. | 8
08.07. | 9
08.07. | 10
08.07. | 11
08.07. | 12
08.07. | 13
08.07. | 14
08.07. | 15
08.07. | 16
08.07. | 17
08.07. | 18
08.07. | 19
08.07. | 20
08.07. | 21
08.07. | 22
08.07. | 23
08.07. | 24
09.07. | 1
09.07. | 2
09.07. | 3
09.07. | 4
09.07. | 5
09.07. | 6
09.07. | 7
09.07. | 8
09.07. | 9
09.07. | 10
09.07. | 11
09.07. | 12
09.07. | 13
09.07. | 14
09.07. | 15
09.07. | 16
09.07. | 17
09.07. | 18
09.07. | 19
09.07. | 20
09.07. | 21
09.07. | 22
09.07. | 23
09.07. | 24
10.07. | 1
10.07. | 2
10.07. | 3
10.07. | 4
10.07. | 5
10.07. | 6
10.07. | 7
10.07. | 8
10.07. | 9
10.07. | 10
10.07. | 11
10.07. | 12
10.07. | 13
10.07. | 14
10.07. | 15
10.07. | 16
10.07. | 17
10.07. | 18
10.07. | 19
10.07. | 20
10.07. | 21
10.07. | 22
10.07. | 23
10.07. | 24
11.07. | 1
11.07. | 2
11.07. | 3
11.07. | 4
11.07. | 5
11.07. | 6
11.07. | 7
11.07. | 8
11.07. | 9
11.07. | 10
11.07. | 11
11.07. | 12
11.07. | 13
11.07. | 14
11.07. | 15
11.07. | 16
11.07. | 17
11.07. | 18
11.07. | 19
11.07. | 20
11.07. | 21
11.07. | 22
11.07. | 23
11.07. | 24
12.07. | 1
12.07. | 2
12.07. | 3
12.07. | 4
12.07. | 5
12.07. | 6
12.07. | 7
12.07. | 8
12.07. | 9
12.07. | 10
12.07. | 11
12.07. | 12
12.07. | 13
12.07. | 14
12.07. | 15
12.07. | 16
12.07. | 17
12.07. | 18
12.07. | 19
12.07. | 20
12.07. | 21
12.07. | 22
12.07. | 23
12.07. | 24
13.07. | 1
13.07. | 2
13.07. | 3
13.07. | 4
13.07. | 5
13.07. | 6
13.07. | 7
13.07. | 8
13.07. | 9
13.07. | 10
13.07. | 11
13.07. | 12
13.07. | 13
13.07. | 14
13.07. | 15
13.07. | 16
13.07. | 17
13.07. | 18
13.07. | 19
13.07. | 20
13.07. | 21
13.07. | 22
13.07. | 23
13.07. | 24
14.07. | 1
14.07. | 2
14.07. | 3
14.07. | 4
14.07. | 5
14.07. | 6
14.07. | 7
14.07. | 8
14.07. | 9
14.07. | 10
14.07. | 11
14.07. | 12
14.07. | 13
14.07. | 14
14.07. | 15
14.07. | 16
14.07. | 17
14.07. | 18
14.07. | 19
14.07. | 20
14.07. | 21
14.07. | 22
14.07. | 23
14.07. | 24
15.07. | 1
15.07. | 2
15.07. | 3
15.07. | 4
15.07. | 5
15.07. | 6
15.07. | 7
15.07. | 8
15.07. | 9
15.07. | 10
15.07. | 11
15.07. | 12
15.07. | 13
15.07. | 14
15.07. | 15
15.07. | 16
15.07. | 17
15.07. | 18
15.07. | 19
15.07. | 20
15.07. | 21
15.07. | 22
15.07. | 23
15.07. | 24
16.07. | 1
16.07. | 2
16.07. | 3
16.07. | 4
16.07. | 5
16.07. | 6
16.07. | 7
16.07. | 8
16.07. | 9
16.07. | 10
16.07. | 11
16.07. | 12
16.07. | 13
16.07. | 14
16.07. | 15
16.07. | 16
16.07. | 17
16.07. | 18
16.07. | 19
16.07. | 20
16.07. | 21
16.07. | 22
16.07. | 23
16.07. | 24
17.07. | 1
17.07. | 2
17.07. | 3
17.07. | 4
17.07. | 5
17.07. | 6
17.07. | 7
17.07. | 8
17.07. | 9
17.07. | 10
17.07. | 11
17.07. | 12
17.07. | 13
17.07. | 14
17.07. | 15
17.07. | 16
17.07. | 17
17.07. | 18
17.07. | 19
17.07. | 20
17.07. | 21
17.07. | 22
17.07. | 23
17.07. | 24
18.07. | 1
18.07. | 2
18.07. | 3
18.07. | 4
18.07. | 5
18.07. | 6
18.07. | 7
18.07. | 8
18.07. | 9
18.07. | 10
18.07. | 11
18.07. | 12
18.07. | 13
18.07. | 14
18.07. | 15
18.07. | 16
18.07. | 17
18.07. | 18
18.07. | 19
18.07. | 20
18.07. | 21
18.07. | 22
18.07. | 23
18.07. | 24
19.07. | 1
19.07. | 2
19.07. | 3
19.07. | 4
19.07. | 5
19.07. | 6
19.07. | 7
19.07. | 8
19.07. | 9
19.07. | 10
19.07. | 11
19.07. | 12
19.07. | 13
19.07. | 14
19.07. | 15
19.07. | 16
19.07. | 17
19.07. | 18
19.07. | 19
19.07. | 20
19.07. | 21
19.07. | 22
19.07. | 23
19.07. | 24
20.07. | 1
20.07. | 2
20.07. | 3
20.07. | 4
20.07. | 5
20.07. | 6
20.07. | 7
20.07. | 8
20.07. | 9
20.07. | 10
20.07. | 11
20.07. | 12
20.07. | 13
20.07. | 14
20.07. | 15
20.07. | 16
20.07. | 17
20.07. | 18
20.07. | 19
20.07. | 20
20.07. | 21
20.07. | 22
20.07. | 23
20.07. | 24
21.07. | 1
21.07. | 2
21.07. | 3
21.07. | 4
21.07. | 5
21.07. | 6
21.07. | 7
21.07. | 8
21.07. | 9
21.07. | 10
21.07. | 11
21.07. | 12
21.07. | 13
21.07. | 14
21.07. | 15
21.07. | 16
21.07. | 17
21.07. | 18
21.07. | 19
21.07. | 20
21.07. | 21
21.07. | 22
21.07. | 23
21.07. | 24
22.07. | 1
22.07. | 2
22.07. | 3
22.07. | 4
22.07. | 5
22.07. | 6
22.07. | 7
22.07. | 8
22.07. | 9
22.07. | 10
22.07. | 11
22.07. | 12
22.07. | 13
22.07. | 14
22.07. | 15
22.07. | 16
22.07. | 17
22.07. | 18
22.07. | 19
22.07. | 20
22.07. | 21
22.07. | 22
22.07. | 23
22.07. | 24
23.07. | 1
23.07. | 2
23.07. | 3
23.07. | 4
23.07. | 5
23.07. | 6
23.07. | 7
23.07. | 8
23.07. | 9
23.07. | 10
23.07. | 11
23.07. | 12
23.07. | 13
23.07. | 14
23.07. | 15
23.07. | 16
23.07. | 17
23.07. | 18
23.07. | 19
23.07. | 20
23.07. | 21
23.07. | 22
23.07. | 23
23.07. | 24
24.07. | 1
24.07. | 2
24.07. | 3
24.07. | 4
24.07. | 5
24.07. | 6
24.07. | 7
24.07. | 8
24.07. | 9
24.07. | 10
24.07. | 11
24.07. | 12
24.07. | 13
24.07. | 14
24.07. | 15
24.07. | 16
24.07. | 17
24.07. | 18
24.07. | 19
24.07. | 20
24.07. | 21
24.07. | 22
24.07. | 23
24.07. | 24
25.07. | 1
25.07. | 2
25.07. | 3
25.07. | 4
25.07. | 5
25.07. | 6
25.07. | 7
25.07. | 8
25.07. | 9
25.07. | 10
25.07. | 11
25.07. | 12
25.07. | 13
25.07. | 14
25.07. | 15
25.07. | 16
25.07. | 17
25.07. | 18
25.07. | 19
25.07. | 20
25.07. | 21
25.07. | 22
25.07. | 23
25.07. | 24
26.07. | 1
26.07. | 2
26.07. | 3
26.07. | 4
26.07. | 5
26.07. | 6
26.07. | 7
26.07. | 8
26.07. | 9
26.07. | 10
26.07. | 11
26.07. | 12
26.07. | 13
26.07. | 14
26.07. | 15
26.07. | 16
26.07. | 17
26.07. | 18
26.07. | 19
26.07. | 20
26.07. | 21
26.07. | 22
26.07. | 23
26.07. | 24
27.07. | 1
27.07. | 2
27.07. | 3
27.07. | 4
27.07. | 5
27.07. | 6
27.07. | 7
27.07. | 8
27.07. | 9
27.07. | 10
27.07. | 11
27.07. | 12
27.07. | 13
27.07. | 14
27.07. | 15
27.07. | 16
27.07. | 17
27.07. | 18
27.07. | 19
27.07. | 20
27.07. | 21
27.07. | 22
27.07. | 23
27.07. | 24
28.07. | 1
28.07. | 2
28.07. | 3
28.07. | 4
28.07. | 5
28.07. | 6
28.07. | 7
28.07. | 8
28.07. | 9
28.07. | 10
28.07. | 11
28.07. | 12
28.07. | 13
28.07. | 14
28.07. | 15
28.07. | 16
28.07. | 17
28.07. | 18
28.07. | 19
28.07. | 20
28.07. | 21
28.07. | 22
28.07. | 23
28.07. | 24
29.07. | 1
29.07. | 2
29.07. | 3
29.07. | 4
29.07. | 5
29.07. | 6
29.07. | 7
29.07. | 8
29.07. | 9
29.07. | 10
29.07. | 11
29.07. | 12
29.07. | 13
29.07. | 14
29.07. | 15
29.07. | 16
29.07. | 17
29.07. | 18
29.07. | 19
29.07. | 20
29.07. | 21
29.07. | 22
29.07. | 23
29.07. | 24
30.07. | 1
30.07. | 2
30.07. | 3
30.07. | 4
30.07. | 5
30.07. | 6
30.07. | 7
30.07. | 8
30.07. | 9
30.07. | 10
30.07. | 11
30.07. | 12
30.07. | 13
30.07. | 14
30.07. | 15
30.07. | 16
30.07. | 17
30.07. | 18
30.07. | 19
30.07. | 20
30.07. | 21
30.07. | 22
30.07. | 23
30.07. | 24
31.07. | 1
31.07. | 2
31.07. | 3
31.07. | 4
31.07. | 5
31.07. | 6
31.07. | 7
31.07. | 8
31.07. | 9
31.07. | 10
31.07. | 11
31.07. | 12
31.07. | 13
31.07. | 14
31.07. | 15
31.07. | 16
31.07. | 17
31.07. | 18
31.07. | 19
31.07. | 20
31.07. | 21
31.07. | 22
31.07. | 23
31.07. | 24
01.08. | 1
01.08. | 2
01.08. | 3
01.08. | 4
01.08. | 5
01.08. | 6
01.08. | 7
01.08. | 8
01.08. | 9
01.08. | 10
01.08. | 11
01.08. | 12
01.08. | 13
01.08. | 14
01.08. | 15
01.08. | 16
01.08. | 17
01.08. | 18
01.08. | 19
01.08. | 20
01.08. | 21
01.08. | 22
01.08. | 23
01.08. | 24
02.08. | 1
02.08. | 2
02.08. | 3
02.08. | 4
02.08. | 5
02.08. | 6
02.08. | 7
02.08. | 8
02.08. | 9
02.08. | 10
02.08. | 11
02.08. | 12
02.08. | 13
02.08. | 14
02.08. | 15
02.08. | 16
02.08. | 17
02.08. | 18
02.08. | 19
02.08. | 20
02.08. | 21
02.08. | 22
02.08. | 23
02.08. | 24
03.08. | 1
03.08. | 2
03.08. | 3
03.08. | 4
03.08. | 5
03.08. | 6
03.08. | 7
03.08. | 8
03.08. | 9
03.08. | 10
03.08. | 11
03.08. | 12
03.08. | 13
03.08. | 14
03.08. | 15
03.08. | 16
03.08. | 17
03.08. | 18
03.08. | 19
03.08. | 20
03.08. | 21
03.08. | 22
03.08. | 23
03.08. | 24
04.08. | 1
04.08. | 2
04.08. | 3
04.08. | 4
04.08. | 5
04.08. | 6
04.08. | 7
04.08. | 8
04.08. | 9
04.08. | 10
04.08. | 11
04.08. | 12
04.08. | 13
04.08. | 14
04.08. | 15
04.08. | 16
04.08. | 17
04.08. | 18
04.08. | 19
04.08. | 20
04.08. | 21
04.08. | 22
04.08. | 23
04.08. | 24
05.08. | 1
05.08. | 2
05.08. | 3
05.08. | 4
05.08. | 5
05.08. | 6
05.08. | 7
05.08. | 8
05.08. | 9
05.08. | 10
05.08. | 11
05.08. | 12
05.08. | 13
05.08. | 14
05.08. | 15
05.08. | 16
05.08. | 17
05.08. | 18
05.08. | 19
05.08. | 20
05.08. | 21
05.08. | 22
05.08. | 23
05.08. | 24
06.08. | 1
06.08. | 2
06.08. | 3
06.08. | 4
06.08. | 5
06.08. | 6
06.08. | 7
06.08. | 8
06.08. | 9
06.08. | 10
06.08. | 11
06.08. | 12
06.08. | 13
06.08. | 14
06.08. | 15
06.08. | 16
06.08. | 17
06.08. | 18
06.08. | 19
06.08. | 20
06.08. | 21
06.08. | 22
06.08. | 23
06.08. | 24
07.08. | 1
07.08. | 2
07.08. | 3
07.08. | 4
07.08. | 5
07.08. | 6
07.08. | 7
07.08. | 8
07.08. | 9
07.08. | 10
07.08. | 11
07.08. | 12
07.08. | 13
07.08. | 14
07.08. | 15
07.08. | 16
07.08. | 17
07.08. | 18
07.08. | 19
07.08. | 20
07.08. | 21
07.08. | 22
07.08. | 23
07.08. | 24
08.08. | 1
08.08. | 2
08.08. | 3
08.08. | 4
08.08. | 5
08.08. | 6
08.08. | 7
08.08. | 8
08.08. | 9
08.08. | 10
08.08. | 11
08.08. | 12
08.08. | 13
08.08. | 14
08.08. | 15
08.08. | 16
08.08. | 17
08.08. | 18
08.08. | 19
08.08. | 20
08.08. | 21
08.08. | 22
08.08. | 23
08.08. | 24
09.08. | 1
09.08. | 2
09.08. | 3
09.08. | 4
09.08. | 5
09.08. | 6
09.08. | 7
09.08. | 8
09.08. | 9
09.08. | 10
09.08. | 11
09.08. | 12
09.08. | 13
09.08. | 14
09.08. | 15
09.08. | 16
09.08. | 17
09.08. | 18
09.08. | 19
09.08. | 20
09.08. | 21
09.08. | 22
09.08. | 23
09.08. | 24
10.08. | 1
10.08. | 2
10.08. | 3
10.08. | 4
10.08. | 5
10.08. | 6
10.08. | 7
10.08. | 8
10.08. | 9
10.08. | 10
10.08. | 11
10.08. | 12
10.08. | 13
10.08. | 14
10.08. | 15
10.08. | 16
10.08. | 17
10.08. | 18
10.08. | 19
10.08. | 20
10.08. | 21
10.08. | 22
10.08. | 23
10.08. | 24
11.08. | 1
11.08. | 2
11.08. | 3
11.08. | 4
11.08. | 5
11.08. | 6
11.08. | 7
11.08. | 8
11.08. | 9
11.08. | 10
11.08. | 11
11.08. | 12
11.08. | 13
11.08. | 14
11.08. | 15
11.08. | 16
11.08. | 17
11.08. | 18
11.08. | 19
11.08. | 20
11.08. | 21
11.08. | 22
11.08. | 23
11.08. | 24
12.08. | 1
12.08. | 2
12.08. | 3
12.08. | 4
12.08. | 5
12.08. | 6
12.08. | 7
12.08. | 8
12.08. | 9
12.08. | 10
12.08. | 11
12.08. | 12
12.08. | 13
12.08. | 14
12.08. | 15
12.08. | 16
12.08. | 17
12.08. | 18
12.08. | 19
12.08. | 20
12.08. | 21
12.08. | 22
12.08. | 23
12.08. | 24
13.08. | 1
13.08. | 2
13.08. | 3
13.08. | 4
13.08. | 5
13.08. | 6
13.08. | 7
13.08. | 8
13.08. | 9
13.08. | 10
13.08. | 11
13.08. | 12
13.08. | 13
13.08. | 14
13.08. | 15
13.08. | 16
13.08. | 17
13.08. | 18
13.08. | 19
13.08. | 20
13.08. | 21
13.08. | 22
13.08. | 23
13.08. | 24
14.08. | 1
14.08. | 2
14.08. | 3
14.08. | 4
14.08. | 5
14.08. | 6
14.08. | 7
14.08. | 8
14.08. | 9
14.08. | 10
14.08. | 11
14.08. | 12
14.08. | 13
14.08. | 14
14.08. | 15
14.08. | 16
14.08. | 17
14.08. | 18
14.08. | 19
14.08. | 20
14.08. | 21
14.08. | 22
14.08. | 23
14.08. | 24
15.08. | 1
15.08. | 2
15.08. | 3
15.08. | 4
15.08. | 5
15.08. | 6
15.08. | 7
15.08. | 8
15.08. | 9
15.08. | 10
15.08. | 11
15.08. | 12
15.08. | 13
15.08. | 14
15.08. | 15
15.08. | 16
15.08. | 17
15.08. | 18
15.08. | 19
15.08. | 20
15.08. | 21
15.08. | 22
15.08. | 23
15.08. | 24
16.08. | 1
16.08. | 2
16.08. | 3
16.08. | 4
16.08. | 5
16.08. | 6
16.08. | 7
16.08. | 8
16.08. | 9
16.08. | 10
16.08. | 11
16.08. | 12
16.08. | 13
16.08. | 14
16.08. | 15
16.08. | 16
16.08. | 17
16.08. | 18
16.08. | 19
16.08. | 20
16.08. | 21
16.08. | 22
16.08. | 23
16.08. | 24
17.08. | 1
17.08. | 2
17.08. | 3
17.08. | 4
17.08. | 5
17.08. | 6
17.08. | 7
17.08. | 8
17.08. | 9
17.08. | 10
17.08. | 11
17.08. | 12
17.08. | 13
17.08. | 14
17.08. | 15
17.08. | 16
17.08. | 17
17.08. | 18
17.08. | 19
17.08. | 20
17.08. | 21
17.08. | 22
17.08. | 23
17.08. | 24
18.08. | 1
18.08. | 2
18.08. | 3
18.08. | 4
18.08. | 5
18.08. | 6
18.08. | 7
18.08. | 8
18.08. | 9
18.08. | 10
18.08. | 11
18.08. | 12
18.08. | 13
18.08. | 14
18.08. | 15
18.08. | 16
18.08. | 17
18.08. | 18
18.08. | 19
18.08. | 20
18.08. | 21
18.08. | 22
18.08. | 23
18.08. | 24
19.08. | 1
19.08. | 2
19.08. | 3
19.08. | 4
19.08. | 5
19.08. | 6
19.08. | 7
19.08. | 8
19.08. | 9
19.08. | 10
19.08. | 11
19.08. | 12
19.08. | 13
19.08. | 14
19.08. | 15
19.08. | 16
19.08. | 17
19.08. | 18
19.08. | 19
19.08. | 20
19.08. | 21
19.08. | 22
19.08. | 23
19.08. | 24
20.08. | 1
20.08. | 2
20.08. | 3
20.08. | 4
20.08. | 5
20.08. | 6
20.08. | 7
20.08. | 8
20.08. | 9
20.08. | 10
20.08. | 11
20.08. | 12
20.08. | 13
20.08. | 14
20.08. | 15
20.08. | 16
20.08. | 17
20.08. | 18
20.08. | 19
20.08. | 20
20.08. | 21
20.08. | 22
20.08. | 23
20.08. | 24
21.08. | 1
21.08. | 2
21.08. | 3
21.08. | 4
21.08. | 5
21.08. | 6
21.08. | 7
21.08. | 8
21.08. | 9
21.08. | 10
21.08. | 11
21.08. | 12
21.08. | 13
21.08. | 14
21.08. | 15
21.08. | 16
21.08. | 17
21.08. | 18
21.08. | 19
21.08. | 20
21.08. | 21
21.08. | 22
21.08. | 23
21.08. | 24
22.08. | 1
22.08. | 2
22.08. | 3
22.08. | 4
22.08. | 5
22.08. | 6
22.08. | 7
22.08. | 8
22.08. | 9
22.08. | 10
22.08. | 11
22.08. | 12
22.08. | 13
22.08. | 14
22.08. | 15
22.08. | 16
22.08. | 17
22.08. | 18
22.08. | 19
22.08. | 20
22.08. | 21
22.08. | 22
22.08. | 23
22.08. | 24
23.08. | 1
23.08. | 2
23.08. | 3
23.08. | 4
23.08. | 5
23.08. | 6
23.08. | 7
23.08. | 8
23.08. | 9
23.08. | 10
23.08. | 11
23.08. | 12
23.08. | 13
23.08. | 14
23.08. | 15
23.08. | 16
23.08. | 17
23.08. | 18
23.08. | 19
23.08. | 20
23.08. | 21
23.08. | 22
23.08. | 23
23.08. | 24
24.08. | 1
24.08. | 2
24.08. | 3
24.08. | 4
24.08. | 5
24.08. | 6
24.08. | 7
24.08. | 8
24.08. | 9
24.08. | 10
24.08. | 11
24.08. | 12
24.08. | 13
24.08. | 14
24.08. | 15
24.08. | 16
24.08. | 17
24.08. | 18
24.08. | 19
24.08. | 20
24.08. | 21
24.08. | 22
24.08. | 23
24.08. | 24
25.08. | 1
25.08. | 2
25.08. | 3
25.08. | 4
25.08. | 5
25.08. | 6
25.08. | 7
25.08. | 8
25.08. | 9
25.08. | 10
25.08. | 11
25.08. | 12
25.08. | 13
25.08. | 14
25.08. | 15
25.08. | 16
25.08. | 17
25.08. | 18
25.08. | 19
25.08. | 20
25.08. | 21
25.08. | 22
25.08. | 23
25.08. | 24
26.08. | 1
26.08. | 2
26.08. | 3
26.08. | 4
26.08. | 5
26.08. | 6
26.08. | 7
26.08. | 8
26.08. | 9
26.08. | 10
26.08. | 11
26.08. | 12
26.08. | 13
26.08. | 14
26.08. | 15
26.08. | 16
26.08. | 17
26.08. | 18
26.08. | 19
26.08. | 20
26.08. | 21
26.08. | 22
26.08. | 23
26.08. | 24
27.08. | 1
27.08. | 2
27.08. | 3
27.08. | 4
27.08. | 5
27.08. | 6
27.08. | 7
27.08. | 8
27.08. | 9
27.08. | 10
27.08. | 11
27.08. | 12
27.08. | 13
27.08. | 14
27.08. | 15
27.08. | 16
27.08. | 17
27.08. | 18
27.08. | 19
27.08. | 20
27.08. | 21
27.08. | 22
27.08. | 23
27.08. | 24
28.08. | 1
28.08. | 2
28.08. | 3
28.08. | 4
28.08. | 5
28.08. | 6
28.08. | 7
28.08. | 8
28.08. | 9
28.08. | 10
28.08. | 11
28.08. | 12
28.08. | 13
28.08. | 14
28.08. | 15
28.08. | 16
28.08. | 17
28.08. | 18
28.08. | 19
28.08. | 20
28.08. | 21
28.08. | 22
28.08. | 23
28.08. | 24
29.08. | 1
29.08. | 2
29.08. | 3
29.08. | 4
29.08. | 5
29.08. | 6
29.08. | 7
29.08. | 8
29.08. | 9
29.08. | 10
29.08. | 11
29.08. | 12
29.08. | 13
29.08. | 14
29.08. | 15
29.08. | 16
29.08. | 17
29.08. | 18
29.08. | 19
29.08. | 20
29.08. | 21
29.08. | 22
29.08. | 23
29.08. | 24
30.08. | 1
30.08. | 2
30.08. | 3
30.08. | 4
30.08. | 5
30.08. | 6
30.08. | 7
30.08. | 8
30.08. | 9
30.08. | 10
30.08. | 11
30.08. | 12
30.08. | 13
30.08. | 14
30.08. | 15
30.08. | 16
30.08. | 17
30.08. | 18
30.08. | 19
30.08. | 20
30.08. | 21
30.08. | 22
30.08. | 23
30.08. | 24
31.08. | 1
31.08. | 2
31.08. | 3
31.08. | 4
31.08. | 5
31.08. | 6
31.08. | 7
31.08. | 8
31.08. | 9
31.08. | 10
31.08. | 11
31.08. | 12
31.08. | 13
31.08. | 14
31.08. | 15
31.08. | 16
31.08. | 17
31.08. | 18
31.08. | 19
31.08. | 20
31.08. | 21
31.08. | 22
31.08. | 23
31.08. | 24
01.09. | 1
01.09. | 2
01.09. | 3
01.09. | 4
01.09. | 5
01.09. | 6
01.09. | 7
01.09. | 8
01.09. | 9
01.09. | 10
01.09. | 11
01.09. | 12
01.09. | 13
01.09. | 14
01.09. | 15
01.09. | 16
01.09. | 17
01.09. | 18
01.09. | 19
01.09. | 20
01.09. | 21
01.09. | 22
01.09. | 23
01.09. | 24
02.09. | 1
02.09. | 2
02.09. | 3
02.09. | 4
02.09. | 5
02.09. | 6
02.09. | 7
02.09. | 8
02.09. | 9
02.09. | 10
02.09. | 11
02.09. | 12
02.09. | 13
02.09. | 14
02.09. | 15
02.09. | 16
02.09. | 17
02.09. | 18
02.09. | 19
02.09. | 20
02.09. | 21
02.09. | 22
02.09. | 23
02.09. | 24
03.09. | 1
03.09. | 2
03.09. | 3
03.09. | 4
03.09. | 5
03.09. | 6
03.09. | 7
03.09. | 8
03.09. | 9
03.09. | 10
03.09. | 11
03.09. | 12
03.09. | 13
03.09. | 14
03.09. | 15
03.09. | 16
03.09. | 17
03.09. | 18
03.09. | 19
03.09. | 20
03.09. | 21
03.09. | 22
03.09. | 23
03.09. | 24
04.09. | 1
04.09. | 2
04.09. | 3
04.09. | 4
04.09. | 5
04.09. | 6
04.09. | 7
04.09. | 8
04.09. | 9
04.09. | 10
04.09. | 11
04.09. | 12
04.09. | 13
04.09. | 14
04.09. | 15
04.09. | 16
04.09. | 17
04.09. | 18
04.09. | 19
04.09. | 20
04.09. | 21
04.09. | 22
04.09. | 23
04.09. | 24
05.09. | 1
05.09. | 2
05.09. | 3
05.09. | 4
05.09. | 5
05.09. | 6
05.09. | 7
05.09. | 8
05.09. | 9
05.09. | 10
05.09. | 11
05.09. | 12
05.09. | 13
05.09. | 14
05.09. | 15
05.09. | 16
05.09. | 17
05.09. | 18
05.09. | 19
05.09. | 20
05.09. | 21
05.09. | 22
05.09. | 23
05.09. | 24
06.09. | 1
06.09. | 2
06.09. | 3
06.09. | 4
06.09. | 5
06.09. | 6
06.09. | 7
06.09. | 8
06.09. | 9
06.09. | 10
06.09. | 11
06.09. | 12
06.09. | 13
06.09. | 14
06.09. | 15
06.09. | 16
06.09. | 17
06.09. | 18
06.09. | 19
06.09. | 20
06.09. | 21
06.09. | 22
06.09. | 23
06.09. | 24
07.09. | 1
07.09. | 2
07.09. | 3
07.09. | 4
07.09. | 5
07.09. | 6
07.09. | 7
07.09. | 8
07.09. | 9
07.09. | 10
07.09. | 11
07.09. | 12
07.09. | 13
07.09. | 14
07.09. | 15
07.09. | 16
07.09. | 17
07.09. | 18
07.09. | 19
07.09. | 20
07.09. | 21
07.09. | 22
07.09. | 23
07.09. | 24
08.09. | 1
08.09. | 2
08.09. | 3
08.09. | 4
08.09. | 5
08.09. | 6
08.09. | 7
08.09. | 8
08.09. | 9
08.09. | 10
08.09. | 11
08.09. | 12
08.09. | 13
08.09. | 14
08.09. | 15
08.09. | 16
08.09. | 17
08.09. | 18
08.09. | 19
08.09. | 20
08.09. | 21
08.09. | 22
08.09. | 23
08.09. | 24
09.09. | 1
09.09. | 2
09.09. | 3
09.09. | 4
09.09. | 5
09.09. | 6
09.09. | 7
09.09. | 8
09.09. | 9
09.09. | 10
09.09. | 11
09.09. | 12
09.09. | 13
09.09. | 14
09.09. | 15
09.09. | 16
09.09. | 17
09.09. | 18
09.09. | 19
09.09. | 20
09.09. | 21
09.09. | 22
09.09. | 23
09.09. | 24
10.09. | 1
10.09. | 2
10.09. | 3
10.09. | 4
10.09. | 5
10.09. | 6
10.09. | 7
10.09. | 8
10.09. | 9
10.09. | 10
10.09. | 11
10.09. | 12
10.09. | 13
10.09. | 14
10.09. | 15
10.09. | 16
10.09. | 17
10.09. | 18
10.09. | 19
10.09. | 20
10.09. | 21
10.09. | 22
10.09. | 23
10.09. | 24
11.09. | 1
11.09. | 2
11.09. | 3
11.09. | 4
11.09. | 5
11.09. | 6
11.09. | 7
11.09. | 8
11.09. | 9
11.09. | 10
11.09. | 11
11.09. | 12
11.09. | 13
11.09. | 14
11.09. | 15
11.09. | 16
11.09. | 17
11.09. | 18
11.09. | 19
11.09. | 20
11.09. | 21
11.09. | 22
11.09. | 23
11.09. | 24
12.09. | 1
12.09. | 2
12.09. | 3
12.09. | 4
12.09. | 5
12.09. | 6
12.09. | 7
12.09. | 8
12.09. | 9
12.09. | 10
12.09. | 11
12.09. | 12
12.09. | 13
12.09. | 14
12.09. | 15
12.09. | 16
12.09. | 17
12.09. | 18
12.09. | 19
12.09. | 20
12.09. | 21
12.09. | 22
12.09. | 23
12.09. | 24
13.09. | 1
13.09. | 2
13.09. | 3
13.09. | 4
13.09. | 5
13.09. | 6
13.09. | 7
13.09. | 8
13.09. | 9
13.09. | 10
13.09. | 11
13.09. | 12
13.09. | 13
13.09. | 14
13.09. | 15
13.09. | 16
13.09. | 17
13.09. | 18
13.09. | 19
13.09. | 20
13.09. | 21
13.09. | 22
13.09. | 23
13.09. | 24
14.09. | 1
14.09. | 2
14.09. | 3
14.09. | 4
14.09. | 5
14.09. | 6
14.09. | 7
14.09. | 8
14.09. | 9
14.09. | 10
14.09. | 11
14.09. | 12
14.09. | 13
14.09. | 14
14.09. | 15
14.09. | 16
14.09. | 17
14.09. | 18
14.09. | 19
14.09. | 20
14.09. | 21
14.09. | 22
14.09. | 23
14.09. | 24
15.09. | 1
15.09. | 2
15.09. | 3
15.09. | 4
15.09. | 5
15.09. | 6
15.09. | 7
15.09. | 8
15.09. | 9
15.09. | 10
15.09. | 11
15.09. | 12
15.09. | 13
15.09. | 14
15.09. | 15
15.09. | 16
15.09. | 17
15.09. | 18
15.09. | 19
15.09. | 20
15.09. | 21
15.09. | 22
15.09. | 23
15.09. | 24
16.09. | 1
16.09. | 2
16.09. | 3
16.09. | 4
16.09. | 5
16.09. | 6
16.09. | 7
16.09. | 8
16.09. | 9
16.09. | 10
16.09. | 11
16.09. | 12
16.09. | 13
16.09. | 14
16.09. | 15
16.09. | 16
16.09. | 17
16.09. | 18
16.09. | 19
16.09. | 20
16.09. | 21
16.09. | 22
16.09. | 23
16.09. | 24
17.09. | 1
17.09. | 2
17.09. | 3
17.09. | 4
17.09. | 5
17.09. | 6
17.09. | 7
17.09. | 8
17.09. | 9
17.09. | 10
17.09. | 11
17.09. | 12
17.09. | 13
17.09. | 14
17.09. | 15
17.09. | 16
17.09. | 17
17.09. | 18
17.09. | 19
17.09. | 20
17.09. | 21
17.09. | 22
17.09. | 23
17.09. | 24
18.09. | 1
18.09. | 2
18.09. | 3
18.09. | 4
18.09. | 5
18.09. | 6
18.09. | 7
18.09. | 8
18.09. | 9
18.09. | 10
18.09. | 11
18.09. | 12
18.09. | 13
18.09. | 14
18.09. | 15
18.09. | 16
18.09. | 17
18.09. | 18
18.09. | 19
18.09. | 20
18.09. | 21
18.09. | 22
18.09. | 23
18.09. | 24
19.09. | 1
19.09. | 2
19.09. | 3
19.09. | 4
19.09. | 5
19.09. | 6
19.09. | 7
19.09. | 8
19.09. | 9
19.09. | 10
19.09. | 11
19.09. | 12
19.09. | 13
19.09. | 14
19.09. | 15
19.09. | 16
19.09. | 17
19.09. | 18
19.09. | 19
19.09. | 20
19.09. | 21
19.09. | 22
19.09. | 23
19.09. | 24
20.09. | 1
20.09. | 2
20.09. | 3
20.09. | 4
20.09. | 5
20.09. | 6
20.09. | 7
20.09. | 8
20.09. | 9
20.09. | 10
20.09. | 11
20.09. | 12
20.09. | 13
20.09. | 14
20.09. | 15
20.09. | 16
20.09. | 17
20.09. | 18
20.09. | 19
20.09. | 20
20.09. | 21
20.09. | 22
20.09. | 23
20.09. | 24
21.09. | 1
21.09. | 2
21.09. | 3
21.09. | 4
21.09. | 5
21.09. | 6
21.09. | 7
21.09. | 8
21.09. | 9
21.09. | 10
21.09. | 11
21.09. | 12
21.09. | 13
21.09. | 14
21.09. | 15
21.09. | 16
21.09. | 17
21.09. | 18
21.09. | 19
21.09. | 20
21.09. | 21
21.09. | 22
21.09. | 23
21.09. | 24
22.09. | 1
22.09. | 2
22.09. | 3
22.09. | 4
22.09. | 5
22.09. | 6
22.09. | 7
22.09. | 8
22.09. | 9
22.09. | 10
22.09. | 11
22.09. | 12
22.09. | 13
22.09. | 14
22.09. | 15
22.09. | 16
22.09. | 17
22.09. | 18
22.09. | 19
22.09. | 20
22.09. | 21
22.09. | 22
22.09. | 23
22.09. | 24
23.09. | 1
23.09. | 2
23.09. | 3
23.09. | 4
23.09. | 5
23.09. | 6
23.09. | 7
23.09. | 8
23.09. | 9
23.09. | 10
23.09. | 11
23.09. | 12
23.09. | 13
23.09. | 14
23.09. | 15
23.09. | 16
23.09. | 17
23.09. | 18
23.09. | 19
23.09. | 20
23.09. | 21
23.09. | 22
23.09. | 23
23.09. | 24
24.09. | 1
24.09. | 2
24.09. | 3
24.09. | 4
24.09. | 5
24.09. | 6
24.09. | 7
24.09. | 8
24.09. | 9
24.09. | 10
24.09. | 11
24.09. | 12
24.09. | 13
24.09. | 14
24.09. | 15
24.09. | 16
24.09. | 17
24.09. | 18
24.09. | 19
24.09. | 20
24.09. | 21
24.09. | 22
24.09. | 23
24.09. | 24
25.09. | 1
25.09. | 2
25.09. | 3
25.09. | 4
25.09. | 5
25.09. | 6
25.09. | 7
25.09. | 8
25.09. | 9
25.09. | 10
25.09. | 11
25.09. | 12
25.09. | 13
25.09. | 14
25.09. | 15
25.09. | 16
25.09. | 17
25.09. | 18
25.09. | 19
25.09. | 20
25.09. | 21
25.09. | 22
25.09. | 23
25.09. | 24
26.09. | 1
26.09. | 2
26.09. | 3
26.09. | 4
26.09. | 5
26.09. | 6
26.09. | 7
26.09. | 8
26.09. | 9
26.09. | 10
26.09. | 11
26.09. | 12
26.09. | 13
26.09. | 14
26.09. | 15
26.09. | 16
26.09. | 17
26.09. | 18
26.09. | 19
26.09. | 20
26.09. | 21
26.09. | 22
26.09. | 23
26.09. | 24
27.09. | 1
27.09. | 2
27.09. | 3
27.09. | 4
27.09. | 5
27.09. | 6
27.09. | 7
27.09. | 8
27.09. | 9
27.09. | 10
27.09. | 11
27.09. | 12
27.09. | 13
27.09. | 14
27.09. | 15
27.09. | 16
27.09. | 17
27.09. | 18
27.09. | 19
27.09. | 20
27.09. | 21
27.09. | 22
27.09. | 23
27.09. | 24
28.09. | 1
28.09. | 2
28.09. | 3
28.09. | 4
28.09. | 5
28.09. | 6
28.09. | 7
28.09. | 8
28.09. | 9
28.09. | 10
28.09. | 11
28.09. | 12
28.09. | 13
28.09. | 14
28.09. | 15
28.09. | 16
28.09. | 17
28.09. | 18
28.09. | 19
28.09. | 20
28.09. | 21
28.09. | 22
28.09. | 23
28.09. | 24
29.09. | 1
29.09. | 2
29.09. | 3
29.09. | 4
29.09. | 5
29.09. | 6
29.09. | 7
29.09. | 8
29.09. | 9
29.09. | 10
29.09. | 11
29.09. | 12
29.09. | 13
29.09. | 14
29.09. | 15
29.09. | 16
29.09. | 17
29.09. | 18
29.09. | 19
29.09. | 20
29.09. | 21
29.09. | 22
29.09. | 23
29.09. | 24
30.09. | 1
30.09. | 2
30.09. | 3
30.09. | 4
30.09. | 5
30.09. | 6
30.09. | 7
30.09. | 8
30.09. | 9
30.09. | 10
30.09. | 11
30.09. | 12
30.09. | 13
30.09. | 14
30.09. | 15
30.09. | 16
30.09. | 17
30.09. | 18
30.09. | 19
30.09. | 20
30.09. | 21
30.09. | 22
30.09. | 23
30.09. | 24
01.10. | 1
01.10. | 2
01.10. | 3
01.10. | 4
01.10. | 5
01.10. | 6
01.10. | 7
01.10. | 8
01.10. | 9
01.10. | 10
01.10. | 11
01.10. | 12
01.10. | 13
01.10. | 14
01.10. | 15
01.10. | 16
01.10. | 17
01.10. | 18
01.10. | 19
01.10. | 20
01.10. | 21
01.10. | 22
01.10. | 23
01.10. | 24
02.10. | 1
02.10. | 2
02.10. | 3
02.10. | 4
02.10. | 5
02.10. | 6
02.10. | 7
02.10. | 8
02.10. | 9
02.10. | 10
02.10. | 11
02.10. | 12
02.10. | 13
02.10. | 14
02.10. | 15
02.10. | 16
02.10. | 17
02.10. | 18
02.10. | 19
02.10. | 20
02.10. | 21
02.10. | 22
02.10. | 23
02.10. | 24
03.10. | 1
03.10. | 2
03.10. | 3
03.10. | 4
03.10. | 5
03.10. | 6
03.10. | 7
03.10. | 8
03.10. | 9
03.10. | 10
03.10. | 11
03.10. | 12
03.10. | 13
03.10. | 14
03.10. | 15
03.10. | 16
03.10. | 17
03.10. | 18
03.10. | 19
03.10. | 20
03.10. | 21
03.10. | 22
03.10. | 23
03.10. | 24
04.10. | 1
04.10. | 2
04.10. | 3
04.10. | 4
04.10. | 5
04.10. | 6
04.10. | 7
04.10. | 8
04.10. | 9
04.10. | 10
04.10. | 11
04.10. | 12
04.10. | 13
04.10. | 14
04.10. | 15
04.10. | 16
04.10. | 17
04.10. | 18
04.10. | 19
04.10. | 20
04.10. | 21
04.10. | 22
04.10. | 23
04.10. | 24
05.10. | 1
05.10. | 2
05.10. | 3
05.10. | 4
05.10. | 5
05.10. | 6
05.10. | 7
05.10. | 8
05.10. | 9
05.10. | 10
05.10. | 11
05.10. | 12
05.10. | 13
05.10. | 14
05.10. | 15
05.10. | 16
05.10. | 17
05.10. | 18
05.10. | 19
05.10. | 20
05.10. | 21
05.10. | 22
05.10. | 23
05.10. | 24
06.10. | 1
06.10. | 2
06.10. | 3
06.10. | 4
06.10. | 5
06.10. | 6
06.10. | 7
06.10. | 8
06.10. | 9
06.10. | 10
06.10. | 11
06.10. | 12
06.10. | 13
06.10. | 14
06.10. | 15
06.10. | 16
06.10. | 17
06.10. | 18
06.10. | 19
06.10. | 20
06.10. | 21
06.10. | 22
06.10. | 23
06.10. | 24
07.10. | 1
07.10. | 2
07.10. | 3
07.10. | 4
07.10. | 5
07.10. | 6
07.10. | 7
07.10. | 8
07.10. | 9
07.10. | 10
07.10. | 11
07.10. | 12
07.10. | 13
07.10. | 14
07.10. | 15
07.10. | 16
07.10. | 17
07.10. | 18
07.10. | 19
07.10. | 20
07.10. | 21
07.10. | 22
07.10. | 23
07.10. | 24
08.10. | 1
08.10. | 2
08.10. | 3
08.10. | 4
08.10. | 5
08.10. | 6
08.10. | 7
08.10. | 8
08.10. | 9
08.10. | 10
08.10. | 11
08.10. | 12
08.10. | 13
08.10. | 14
08.10. | 15
08.10. | 16
08.10. | 17
08.10. | 18
08.10. | 19
08.10. | 20
08.10. | 21
08.10. | 22
08.10. | 23
08.10. | 24
09.10. | 1
09.10. | 2
09.10. | 3
09.10. | 4
09.10. | 5
09.10. | 6
09.10. | 7
09.10. | 8
09.10. | 9
09.10. | 10
09.10. | 11
09.10. | 12
09.10. | 13
09.10. | 14
09.10. | 15
09.10. | 16
09.10. | 17
09.10. | 18
09.10. | 19
09.10. | 20
09.10. | 21
09.10. | 22
09.10. | 23
09.10. | 24
10.10. | 1
10.10. | 2
10.10. | 3
10.10. | 4
10.10. | 5
10.10. | 6
10.10. | 7
10.10. | 8
10.10. | 9
10.10. | 10
10.10. | 11
10.10. | 12
10.10. | 13
10.10. | 14
10.10. | 15
10.10. | 16
10.10. | 17
10.10. | 18
10.10. | 19
10.10. | 20
10.10. | 21
10.10. | 22
10.10. | 23
10.10. | 24
11.10. | 1
11.10. | 2
11.10. | 3
11.10. | 4
11.10. | 5
11.10. | 6
11.10. | 7
11.10. | 8
11.10. | 9
11.10. | 10
11.10. | 11
11.10. | 12
11.10. | 13
11.10. | 14
11.10. | 15
11.10. | 16
11.10. | 17
11.10. | 18
11.10. | 19
11.10. | 20
11.10. | 21
11.10. | 22
11.10. | 23
11.10. | 24
12.10. | 1
12.10. | 2
12.10. | 3
12.10. | 4
12.10. | 5
12.10. | 6
12.10. | 7
12.10. | 8
12.10. | 9
12.10. | 10
12.10. | 11
12.10. | 12
12.10. | 13
12.10. | 14
12.10. | 15
12.10. | 16
12.10. | 17
12.10. | 18
12.10. | 19
12.10. | 20
12.10. | 21
12.10. | 22
12.10. | 23
12.10. | 24
13.10. | 1
13.10. | 2
13.10. | 3
13.10. | 4
13.10. | 5
13.10. | 6
13.10. | 7
13.10. | 8
13.10. | 9
13.10. | 10
13.10. | 11
13.10. | 12
13.10. | 13
13.10. | 14
13.10. | 15
13.10. | 16
13.10. | 17
13.10. | 18
13.10. | 19
13.10. | 20
13.10. | 21
13.10. | 22
13.10. | 23
13.10. | 24
14.10. | 1
14.10. | 2
14.10. | 3
14.10. | 4
14.10. | 5
14.10. | 6
14.10. | 7
14.10. | 8
14.10. | 9
14.10. | 10
14.10. | 11
14.10. | 12
14.10. | 13
14.10. | 14
14.10. | 15
14.10. | 16
14.10. | 17
14.10. | 18
14.10. | 19
14.10. | 20
14.10. | 21
14.10. | 22
14.10. | 23
14.10. | 24
15.10. | 1
15.10. | 2
15.10. | 3
15.10. | 4
15.10. | 5
15.10. | 6
15.10. | 7
15.10. | 8
15.10. | 9
15.10. | 10
15.10. | 11
15.10. | 12
15.10. | 13
15.10. | 14
15.10. | 15
15.10. | 16
15.10. | 17
15.10. | 18
15.10. | 19
15.10. | 20
15.10. | 21
15.10. | 22
15.10. | 23
15.10. | 24
16.10. | 1
16.10. | 2
16.10. | 3
16.10. | 4
16.10. | 5
16.10. | 6
16.10. | 7
16.10. | 8
16.10. | 9
16.10. | 10
16.10. | 11
16.10. | 12
16.10. | 13
16.10. | 14
16.10. | 15
16.10. | 16
16.10. | 17
16.10. | 18
16.10. | 19
16.10. | 20
16.10. | 21
16.10. | 22
16.10. | 23
16.10. | 24
17.10. | 1
17.10. | 2
17.10. | 3
17.10. | 4
17.10. | 5
17.10. | 6
17.10. | 7
17.10. | 8
17.10. | 9
17.10. | 10
17.10. | 11
17.10. | 12
17.10. | 13
17.10. | 14
17.10. | 15
17.10. | 16
17.10. | 17
17.10. | 18
17.10. | 19
17.10. | 20
17.10. | 21
17.10. | 22
17.10. | 23
17.10. | 24
18.10. | 1
18.10. | 2
18.10. | 3
18.10. | 4
18.10. | 5
18.10. | 6
18.10. | 7
18.10. | 8
18.10. | 9
18.10. | 10
18.10. | 11
18.10. | 12
18.10. | 13
18.10. | 14
18.10. | 15
18.10. | 16
18.10. | 17
18.10. | 18
18.10. | 19
18.10. | 20
18.10. | 21
18.10. | 22
18.10. | 23
18.10. | 24
19.10. | 1
19.10. | 2
19.10. | 3
19.10. | 4
19.10. | 5
19.10. | 6
19.10. | 7
19.10. | 8
19.10. | 9
19.10. | 10
19.10. | 11
19.10. | 12
19.10. | 13
19.10. | 14
19.10. | 15
19.10. | 16
19.10. | 17
19.10. | 18
19.10. | 19
19.10. | 20
19.10. | 21
19.10. | 22
19.10. | 23
19.10. | 24
20.10. | 1
20.10. | 2
20.10. | 3
20.10. | 4
20.10. | 5
20.10. | 6
20.10. | 7
20.10. | 8
20.10. | 9
20.10. | 10
20.10. | 11
20.10. | 12
20.10. | 13
20.10. | 14
20.10. | 15
20.10. | 16
20.10. | 17
20.10. | 18
20.10. | 19
20.10. | 20
20.10. | 21
20.10. | 22
20.10. | 23
20.10. | 24
21.10. | 1
21.10. | 2
21.10. | 3
21.10. | 4
21.10. | 5
21.10. | 6
21.10. | 7
21.10. | 8
21.10. | 9
21.10. | 10
21.10. | 11
21.10. | 12
21.10. | 13
21.10. | 14
21.10. | 15
21.10. | 16
21.10. | 17
21.10. | 18
21.10. | 19
21.10. | 20
21.10. | 21
21.10. | 22
21.10. | 23
21.10. | 24
22.10. | 1
22.10. | 2
22.10. | 3
22.10. | 4
22.10. | 5
22.10. | 6
22.10. | 7
22.10. | 8
22.10. | 9
22.10. | 10
22.10. | 11
22.10. | 12
22.10. | 13
22.10. | 14
22.10. | 15
22.10. | 16
22.10. | 17
22.10. | 18
22.10. | 19
22.10. | 20
22.10. | 21
22.10. | 22
22.10. | 23
22.10. | 24
23.10. | 1
23.10. | 2
23.10. | 3
23.10. | 4
23.10. | 5
23.10. | 6
23.10. | 7
23.10. | 8
23.10. | 9
23.10. | 10
23.10. | 11
23.10. | 12
23.10. | 13
23.10. | 14
23.10. | 15
23.10. | 16
23.10. | 17
23.10. | 18
23.10. | 19
23.10. | 20
23.10. | 21
23.10. | 22
23.10. | 23
23.10. | 24
24.10. | 1
24.10. | 2
24.10. | 3
24.10. | 4
24.10. | 5
24.10. | 6
24.10. | 7
24.10. | 8
24.10. | 9
24.10. | 10
24.10. | 11
24.10. | 12
24.10. | 13
24.10. | 14
24.10. | 15
24.10. | 16
24.10. | 17
24.10. | 18
24.10. | 19
24.10. | 20
24.10. | 21
24.10. | 22
24.10. | 23
24.10. | 24
25.10. | 1
25.10. | 2
25.10. | 3
25.10. | 4
25.10. | 5
25.10. | 6
25.10. | 7
25.10. | 8
25.10. | 9
25.10. | 10
25.10. | 11
25.10. | 12
25.10. | 13
25.10. | 14
25.10. | 15
25.10. | 16
25.10. | 17
25.10. | 18
25.10. | 19
25.10. | 20
25.10. | 21
25.10. | 22
25.10. | 23
25.10. | 24
26.10. | 1
26.10. | 2
26.10. | 3
26.10. | 4
26.10. | 5
26.10. | 6
26.10. | 7
26.10. | 8
26.10. | 9
26.10. | 10
26.10. | 11
26.10. | 12
26.10. | 13
26.10. | 14
26.10. | 15
26.10. | 16
26.10. | 17
26.10. | 18
26.10. | 19
26.10. | 20
26.10. | 21
26.10. | 22
26.10. | 23
26.10. | 24
27.10. | 1
27.10. | 2
27.10. | 3
27.10. | 4
27.10. | 5
27.10. | 6
27.10. | 7
27.10. | 8
27.10. | 9
27.10. | 10
27.10. | 11
27.10. | 12
27.10. | 13
27.10. | 14
27.10. | 15
27.10. | 16
27.10. | 17
27.10. | 18
27.10. | 19
27.10. | 20
27.10. | 21
27.10. | 22
27.10. | 23
27.10. | 24
28.10. | 1
28.10. | 2
28.10. | 3
28.10. | 4
28.10. | 5
28.10. | 6
28.10. | 7
28.10. | 8
28.10. | 9
28.10. | 10
28.10. | 11
28.10. | 12
28.10. | 13
28.10. | 14
28.10. | 15
28.10. | 16
28.10. | 17
28.10. | 18
28.10. | 19
28.10. | 20
28.10. | 21
28.10. | 22
28.10. | 23
28.10. | 24
29.10. | 1
29.10. | 2
29.10. | 3
29.10. | 4
29.10. | 5
29.10. | 6
29.10. | 7
29.10. | 8
29.10. | 9
29.10. | 10
29.10. | 11
29.10. | 12
29.10. | 13
29.10. | 14
29.10. | 15
29.10. | 16
29.10. | 17
29.10. | 18
29.10. | 19
29.10. | 20
29.10. | 21
29.10. | 22
29.10. | 23
29.10. | 24
30.10. | 1
30.10. | 2
30.10. | 3
30.10. | 4
30.10. | 5
30.10. | 6
30.10. | 7
30.10. | 8
30.10. | 9
30.10. | 10
30.10. | 11
30.10. | 12
30.10. | 13
30.10. | 14
30.10. | 15
30.10. | 16
30.10. | 17
30.10. | 18
30.10. | 19
30.10. | 20
30.10. | 21
30.10. | 22
30.10. | 23
30.10. | 24
31.10. | 1
31.10. | 2
31.10. | 3
31.10. | 4
31.10. | 5
31.10. | 6
31.10. | 7
31.10. | 8
31.10. | 9
31.10. | 10
31.10. | 11
31.10. | 12
31.10. | 13
31.10. | 14
31.10. | 15
31.10. | 16
31.10. | 17
31.10. | 18
31.10. | 19
31.10. | 20
31.10. | 21
31.10. | 22
31.10. | 23
31.10. | 24
01.11. | 1
01.11. | 2
01.11. | 3
01.11. | 4
01.11. | 5
01.11. | 6
01.11. | 7
01.11. | 8
01.11. | 9
01.11. | 10
01.11. | 11
01.11. | 12
01.11. | 13
01.11. | 14
01.11. | 15
01.11. | 16
01.11. | 17
01.11. | 18
01.11. | 19
01.11. | 20
01.11. | 21
01.11. | 22
01.11. | 23
01.11. | 24
02.11. | 1
02.11. | 2
02.11. | 3
02.11. | 4
02.11. | 5
02.11. | 6
02.11. | 7
02.11. | 8
02.11. | 9
02.11. | 10
02.11. | 11
02.11. | 12
02.11. | 13
02.11. | 14
02.11. | 15
02.11. | 16
02.11. | 17
02.11. | 18
02.11. | 19
02.11. | 20
02.11. | 21
02.11. | 22
02.11. | 23
02.11. | 24
03.11. | 1
03.11. | 2
03.11. | 3
03.11. | 4
03.11. | 5
03.11. | 6
03.11. | 7
03.11. | 8
03.11. | 9
03.11. | 10
03.11. | 11
03.11. | 12
03.11. | 13
03.11. | 14
03.11. | 15
03.11. | 16
03.11. | 17
03.11. | 18
03.11. | 19
03.11. | 20
03.11. | 21
03.11. | 22
03.11. | 23
03.11. | 24
04.11. | 1
04.11. | 2
04.11. | 3
04.11. | 4
04.11. | 5
04.11. | 6
04.11. | 7
04.11. | 8
04.11. | 9
04.11. | 10
04.11. | 11
04.11. | 12
04.11. | 13
04.11. | 14
04.11. | 15
04.11. | 16
04.11. | 17
04.11. | 18
04.11. | 19
04.11. | 20
04.11. | 21
04.11. | 22
04.11. | 23
04.11. | 24
05.11. | 1
05.11. | 2
05.11. | 3
05.11. | 4
05.11. | 5
05.11. | 6
05.11. | 7
05.11. | 8
05.11. | 9
05.11. | 10
05.11. | 11
05.11. | 12
05.11. | 13
05.11. | 14
05.11. | 15
05.11. | 16
05.11. | 17
05.11. | 18
05.11. | 19
05.11. | 20
05.11. | 21
05.11. | 22
05.11. | 23
05.11. | 24
06.11. | 1
06.11. | 2
06.11. | 3
06.11. | 4
06.11. | 5
06.11. | 6
06.11. | 7
06.11. | 8
06.11. | 9
06.11. | 10
06.11. | 11
06.11. | 12
06.11. | 13
06.11. | 14
06.11. | 15
06.11. | 16
06.11. | 17
06.11. | 18
06.11. | 19
06.11. | 20
06.11. | 21
06.11. | 22
06.11. | 23
06.11. | 24
07.11. | 1
07.11. | 2
07.11. | 3
07.11. | 4
07.11. | 5
07.11. | 6
07.11. | 7
07.11. | 8
07.11. | 9
07.11. | 10
07.11. | 11
07.11. | 12
07.11. | 13
07.11. | 14
07.11. | 15
07.11. | 16
07.11. | 17
07.11. | 18
07.11. | 19
07.11. | 20
07.11. | 21
07.11. | 22
07.11. | 23
07.11. | 24
08.11. | 1
08.11. | 2
08.11. | 3
08.11. | 4
08.11. | 5
08.11. | 6
08.11. | 7
08.11. | 8
08.11. | 9
08.11. | 10
08.11. | 11
08.11. | 12
08.11. | 13
08.11. | 14
08.11. | 15
08.11. | 16
08.11. | 17
08.11. | 18
08.11. | 19
08.11. | 20
08.11. | 21
08.11. | 22
08.11. | 23
08.11. | 24
09.11. | 1
09.11. | 2
09.11. | 3
09.11. | 4
09.11. | 5
09.11. | 6
09.11. | 7
09.11. | 8
09.11. | 9
09.11. | 10
09.11. | 11
09.11. | 12
09.11. | 13
09.11. | 14
09.11. | 15
09.11. | 16
09.11. | 17
09.11. | 18
09.11. | 19
09.11. | 20
09.11. | 21
09.11. | 22
09.11. | 23
09.11. | 24
10.11. | 1
10.11. | 2
10.11. | 3
10.11. | 4
10.11. | 5
10.11. | 6
10.11. | 7
10.11. | 8
10.11. | 9
10.11. | 10
10.11. | 11
10.11. | 12
10.11. | 13
10.11. | 14
10.11. | 15
10.11. | 16
10.11. | 17
10.11. | 18
10.11. | 19
10.11. | 20
10.11. | 21
10.11. | 22
10.11. | 23
10.11. | 24
11.11. | 1
11.11. | 2
11.11. | 3
11.11. | 4
11.11. | 5
11.11. | 6
11.11. | 7
11.11. | 8
11.11. | 9
11.11. | 10
11.11. | 11
11.11. | 12
11.11. | 13
11.11. | 14
11.11. | 15
11.11. | 16
11.11. | 17
11.11. | 18
11.11. | 19
11.11. | 20
11.11. | 21
11.11. | 22
11.11. | 23
11.11. | 24
12.11. | 1
12.11. | 2
12.11. | 3
12.11. | 4
12.11. | 5
12.11. | 6
12.11. | 7
12.11. | 8
12.11. | 9
12.11. | 10
12.11. | 11
12.11. | 12
12.11. | 13
12.11. | 14
12.11. | 15
12.11. | 16
12.11. | 17
12.11. | 18
12.11. | 19
12.11. | 20
12.11. | 21
12.11. | 22
12.11. | 23
12.11. | 24
13.11. | 1
13.11. | 2
13.11. | 3
13.11. | 4
13.11. | 5
13.11. | 6
13.11. | 7
13.11. | 8
13.11. | 9
13.11. | 10
13.11. | 11
13.11. | 12
13.11. | 13
13.11. | 14
13.11. | 15
13.11. | 16
13.11. | 17
13.11. | 18
13.11. | 19
13.11. | 20
13.11. | 21
13.11. | 22
13.11. | 23
13.11. | 24
14.11. | 1
14.11. | 2
14.11. | 3
14.11. | 4
14.11. | 5
14.11. | 6
14.11. | 7
14.11. | 8
14.11. | 9
14.11. | 10
14.11. | 11
14.11. | 12
14.11. | 13
14.11. | 14
14.11. | 15
14.11. | 16
14.11. | 17
14.11. | 18
14.11. | 19
14.11. | 20
14.11. | 21
14.11. | 22
14.11. | 23
14.11. | 24
15.11. | 1
15.11. | 2
15.11. | 3
15.11. | 4
15.11. | 5
15.11. | 6
15.11. | 7
15.11. | 8
15.11. | 9
15.11. | 10
15.11. | 11
15.11. | 12
15.11. | 13
15.11. | 14
15.11. | 15
15.11. | 16
15.11. | 17
15.11. | 18
15.11. | 19
15.11. | 20
15.11. | 21
15.11. | 22
15.11. | 23
15.11. | 24
16.11. | 1
16.11. | 2
16.11. | 3
16.11. | 4
16.11. | 5
16.11. | 6
16.11. | 7
16.11. | 8
16.11. | 9
16.11. | 10
16.11. | 11
16.11. | 12
16.11. | 13
16.11. | 14
16.11. | 15
16.11. | 16
16.11. | 17
16.11. | 18
16.11. | 19
16.11. | 20
16.11. | 21
16.11. | 22
16.11. | 23
16.11. | 24
17.11. | 1
17.11. | 2
17.11. | 3
17.11. | 4
17.11. | 5
17.11. | 6
17.11. | 7
17.11. | 8
17.11. | 9
17.11. | 10
17.11. | 11
17.11. | 12
17.11. | 13
17.11. | 14
17.11. | 15
17.11. | 16
17.11. | 17
17.11. | 18
17.11. | 19
17.11. | 20
17.11. | 21
17.11. | 22
17.11. | 23
17.11. | 24
18.11. | 1
18.11. | 2
18.11. | 3
18.11. | 4
18.11. | 5
18.11. | 6
18.11. | 7
18.11. | 8
18.11. | 9
18.11. | 10
18.11. | 11
18.11. | 12
18.11. | 13
18.11. | 14
18.11. | 15
18.11. | 16
18.11. | 17
18.11. | 18
18.11. | 19
18.11. | 20
18.11. | 21
18.11. | 22
18.11. | 23
18.11. | 24
19.11. | 1
19.11. | 2
19.11. | 3
19.11. | 4
19.11. | 5
19.11. | 6
19.11. | 7
19.11. | 8
19.11. | 9
19.11. | 10
19.11. | 11
19.11. | 12
19.11. | 13
19.11. | 14
19.11. | 15
19.11. | 16
19.11. | 17
19.11. | 18
19.11. | 19
19.11. | 20
19.11. | 21
19.11. | 22
19.11. | 23
19.11. | 24
20.11. | 1
20.11. | 2
20.11. | 3
20.11. | 4
20.11. | 5
20.11. | 6
20.11. | 7
20.11. | 8
20.11. | 9
20.11. | 10
20.11. | 11
20.11. | 12
20.11. | 13
20.11. | 14
20.11. | 15
20.11. | 16
20.11. | 17
20.11. | 18
20.11. | 19
20.11. | 20
20.11. | 21
20.11. | 22
20.11. | 23
20.11. | 24
21.11. | 1
21.11. | 2
21.11. | 3
21.11. | 4
21.11. | 5
21.11. | 6
21.11. | 7
21.11. | 8
21.11. | 9
21.11. | 10
21.11. | 11
21.11. | 12
21.11. | 13
21.11. | 14
21.11. | 15
21.11. | 16
21.11. | 17
21.11. | 18
21.11. | 19
21.11. | 20
21.11. | 21
21.11. | 22
21.11. | 23
21.11. | 24
22.11. | 1
22.11. | 2
22.11. | 3
22.11. | 4
22.11. | 5
22.11. | 6
22.11. | 7
22.11. | 8
22.11. | 9
22.11. | 10
22.11. | 11
22.11. | 12
22.11. | 13
22.11. | 14
22.11. | 15
22.11. | 16
22.11. | 17
22.11. | 18
22.11. | 19
22.11. | 20
22.11. | 21
22.11. | 22
22.11. | 23
22.11. | 24
23.11. | 1
23.11. | 2
23.11. | 3
23.11. | 4
23.11. | 5
23.11. | 6
23.11. | 7
23.11. | 8
23.11. | 9
23.11. | 10
23.11. | 11
23.11. | 12
23.11. | 13
23.11. | 14
23.11. | 15
23.11. | 16
23.11. | 17
23.11. | 18
23.11. | 19
23.11. | 20
23.11. | 21
23.11. | 22
23.11. | 23
23.11. | 24
24.11. | 1
24.11. | 2
24.11. | 3
24.11. | 4
24.11. | 5
24.11. | 6
24.11. | 7
24.11. | 8
24.11. | 9
24.11. | 10
24.11. | 11
24.11. | 12
24.11. | 13
24.11. | 14
24.11. | 15
24.11. | 16
24.11. | 17
24.11. | 18
24.11. | 19
24.11. | 20
24.11. | 21
24.11. | 22
24.11. | 23
24.11. | 24
25.11. | 1
25.11. | 2
25.11. | 3
25.11. | 4
25.11. | 5
25.11. | 6
25.11. | 7
25.11. | 8
25.11. | 9
25.11. | 10
25.11. | 11
25.11. | 12
25.11. | 13
25.11. | 14
25.11. | 15
25.11. | 16
25.11. | 17
25.11. | 18
25.11. | 19
25.11. | 20
25.11. | 21
25.11. | 22
25.11. | 23
25.11. | 24
26.11. | 1
26.11. | 2
26.11. | 3
26.11. | 4
26.11. | 5
26.11. | 6
26.11. | 7
26.11. | 8
26.11. | 9
26.11. | 10
26.11. | 11
26.11. | 12
26.11. | 13
26.11. | 14
26.11. | 15
26.11. | 16
26.11. | 17
26.11. | 18
26.11. | 19
26.11. | 20
26.11. | 21
26.11. | 22
26.11. | 23
26.11. | 24
27.11. | 1
27.11. | 2
27.11. | 3
27.11. | 4
27.11. | 5
27.11. | 6
27.11. | 7
27.11. | 8
27.11. | 9
27.11. | 10
27.11. | 11
27.11. | 12
27.11. | 13
27.11. | 14
27.11. | 15
27.11. | 16
27.11. | 17
27.11. | 18
27.11. | 19
27.11. | 20
27.11. | 21
27.11. | 22
27.11. | 23
27.11. | 24
28.11. | 1
28.11. | 2
28.11. | 3
28.11. | 4
28.11. | 5
28.11. | 6
28.11. | 7
28.11. | 8
28.11. | 9
28.11. | 10
28.11. | 11
28.11. | 12
28.11. | 13
28.11. | 14
28.11. | 15
28.11. | 16
28.11. | 17
28.11. | 18
28.11. | 19
28.11. | 20
28.11. | 21
28.11. | 22
28.11. | 23
28.11. | 24
29.11. | 1
29.11. | 2
29.11. | 3
29.11. | 4
29.11. | 5
29.11. | 6
29.11. | 7
29.11. | 8
29.11. | 9
29.11. | 10
29.11. | 11
29.11. | 12
29.11. | 13
29.11. | 14
29.11. | 15
29.11. | 16
29.11. | 17
29.11. | 18
29.11. | 19
29.11. | 20
29.11. | 21
29.11. | 22
29.11. | 23
29.11. | 24
30.11. | 1
30.11. | 2
30.11. | 3
30.11. | 4
30.11. | 5
30.11. | 6
30.11. | 7
30.11. | 8
30.11. | 9
30.11. | 10
30.11. | 11
30.11. | 12
30.11. | 13
30.11. | 14
30.11. | 15
30.11. | 16
30.11. | 17
30.11. | 18
30.11. | 19
30.11. | 20
30.11. | 21
30.11. | 22
30.11. | 23
30.11. | 24
01.12. | 1
01.12. | 2
01.12. | 3
01.12. | 4
01.12. | 5
01.12. | 6
01.12. | 7
01.12. | 8
01.12. | 9
01.12. | 10
01.12. | 11
01.12. | 12
01.12. | 13
01.12. | 14
01.12. | 15
01.12. | 16
01.12. | 17
01.12. | 18
01.12. | 19
01.12. | 20
01.12. | 21
01.12. | 22
01.12. | 23
01.12. | 24
02.12. | 1
02.12. | 2
02.12. | 3
02.12. | 4
02.12. | 5
02.12. | 6
02.12. | 7
02.12. | 8
02.12. | 9
02.12. | 10
02.12. | 11
02.12. | 12
02.12. | 13
02.12. | 14
02.12. | 15
02.12. | 16
02.12. | 17
02.12. | 18
02.12. | 19
02.12. | 20
02.12. | 21
02.12. | 22
02.12. | 23
02.12. | 24
03.12. | 1
03.12. | 2
03.12. | 3
03.12. | 4
03.12. | 5
03.12. | 6
03.12. | 7
03.12. | 8
03.12. | 9
03.12. | 10
03.12. | 11
03.12. | 12
03.12. | 13
03.12. | 14
03.12. | 15
03.12. | 16
03.12. | 17
03.12. | 18
03.12. | 19
03.12. | 20
03.12. | 21
03.12. | 22
03.12. | 23
03.12. | 24
04.12. | 1
04.12. | 2
04.12. | 3
04.12. | 4
04.12. | 5
04.12. | 6
04.12. | 7
04.12. | 8
04.12. | 9
04.12. | 10
04.12. | 11
04.12. | 12
04.12. | 13
04.12. | 14
04.12. | 15
04.12. | 16
04.12. | 17
04.12. | 18
04.12. | 19
04.12. | 20
04.12. | 21
04.12. | 22
04.12. | 23
04.12. | 24
05.12. | 1
05.12. | 2
05.12. | 3
05.12. | 4
05.12. | 5
05.12. | 6
05.12. | 7
05.12. | 8
05.12. | 9
05.12. | 10
05.12. | 11
05.12. | 12
05.12. | 13
05.12. | 14
05.12. | 15
05.12. | 16
05.12. | 17
05.12. | 18
05.12. | 19
05.12. | 20
05.12. | 21
05.12. | 22
05.12. | 23
05.12. | 24
06.12. | 1
06.12. | 2
06.12. | 3
06.12. | 4
06.12. | 5
06.12. | 6
06.12. | 7
06.12. | 8
06.12. | 9
06.12. | 10
06.12. | 11
06.12. | 12
06.12. | 13
06.12. | 14
06.12. | 15
06.12. | 16
06.12. | 17
06.12. | 18
06.12. | 19
06.12. | 20
06.12. | 21
06.12. | 22
06.12. | 23
06.12. | 24
07.12. | 1
07.12. | 2
07.12. | 3
07.12. | 4
07.12. | 5
07.12. | 6
07.12. | 7
07.12. | 8
07.12. | 9
07.12. | 10
07.12. | 11
07.12. | 12
07.12. | 13
07.12. | 14
07.12. | 15
07.12. | 16
07.12. | 17
07.12. | 18
07.12. | 19
07.12. | 20
07.12. | 21
07.12. | 22
07.12. | 23
07.12. | 24
08.12. | 1
08.12. | 2
08.12. | 3
08.12. | 4
08.12. | 5
08.12. | 6
08.12. | 7
08.12. | 8
08.12. | 9
08.12. | 10
08.12. | 11
08.12. | 12
08.12. | 13
08.12. | 14
08.12. | 15
08.12. | 16
08.12. | 17
08.12. | 18
08.12. | 19
08.12. | 20
08.12. | 21
08.12. | 22
08.12. | 23
08.12. | 24
09.12. | 1
09.12. | 2
09.12. | 3
09.12. | 4
09.12. | 5
09.12. | 6
09.12. | 7
09.12. | 8
09.12. | 9
09.12. | 10
09.12. | 11
09.12. | 12
09.12. | 13
09.12. | 14
09.12. | 15
09.12. | 16
09.12. | 17
09.12. | 18
09.12. | 19
09.12. | 20
09.12. | 21
09.12. | 22
09.12. | 23
09.12. | 24
10.12. | 1
10.12. | 2
10.12. | 3
10.12. | 4
10.12. | 5
10.12. | 6
10.12. | 7
10.12. | 8
10.12. | 9
10.12. | 10
10.12. | 11
10.12. | 12
10.12. | 13
10.12. | 14
10.12. | 15
10.12. | 16
10.12. | 17
10.12. | 18
10.12. | 19
10.12. | 20
10.12. | 21
10.12. | 22
10.12. | 23
10.12. | 24
11.12. | 1
11.12. | 2
11.12. | 3
11.12. | 4
11.12. | 5
11.12. | 6
11.12. | 7
11.12. | 8
11.12. | 9
11.12. | 10
11.12. | 11
11.12. | 12
11.12. | 13
11.12. | 14
11.12. | 15
11.12. | 16
11.12. | 17
11.12. | 18
11.12. | 19
11.12. | 20
11.12. | 21
11.12. | 22
11.12. | 23
11.12. | 24
12.12. | 1
12.12. | 2
12.12. | 3
12.12. | 4
12.12. | 5
12.12. | 6
12.12. | 7
12.12. | 8
12.12. | 9
12.12. | 10
12.12. | 11
12.12. | 12
12.12. | 13
12.12. | 14
12.12. | 15
12.12. | 16
12.12. | 17
12.12. | 18
12.12. | 19
12.12. | 20
12.12. | 21
12.12. | 22
12.12. | 23
12.12. | 24
13.12. | 1
13.12. | 2
13.12. | 3
13.12. | 4
13.12. | 5
13.12. | 6
13.12. | 7
13.12. | 8
13.12. | 9
13.12. | 10
13.12. | 11
13.12. | 12
13.12. | 13
13.12. | 14
13.12. | 15
13.12. | 16
13.12. | 17
13.12. | 18
13.12. | 19
13.12. | 20
13.12. | 21
13.12. | 22
13.12. | 23
13.12. | 24
14.12. | 1
14.12. | 2
14.12. | 3
14.12. | 4
14.12. | 5
14.12. | 6
14.12. | 7
14.12. | 8
14.12. | 9
14.12. | 10
14.12. | 11
14.12. | 12
14.12. | 13
14.12. | 14
14.12. | 15
14.12. | 16
14.12. | 17
14.12. | 18
14.12. | 19
14.12. | 20
14.12. | 21
14.12. | 22
14.12. | 23
14.12. | 24
15.12. | 1
15.12. | 2
15.12. | 3
15.12. | 4
15.12. | 5
15.12. | 6
15.12. | 7
15.12. | 8
15.12. | 9
15.12. | 10
15.12. | 11
15.12. | 12
15.12. | 13
15.12. | 14
15.12. | 15
15.12. | 16
15.12. | 17
15.12. | 18
15.12. | 19
15.12. | 20
15.12. | 21
15.12. | 22
15.12. | 23
15.12. | 24
16.12. | 1
16.12. | 2
16.12. | 3
16.12. | 4
16.12. | 5
16.12. | 6
16.12. | 7
16.12. | 8
16.12. | 9
16.12. | 10
16.12. | 11
16.12. | 12
16.12. | 13
16.12. | 14
16.12. | 15
16.12. | 16
16.12. | 17
16.12. | 18
16.12. | 19
16.12. | 20
16.12. | 21
16.12. | 22
16.12. | 23
16.12. | 24
17.12. | 1
17.12. | 2
17.12. | 3
17.12. | 4
17.12. | 5
17.12. | 6
17.12. | 7
17.12. | 8
17.12. | 9
17.12. | 10
17.12. | 11
17.12. | 12
17.12. | 13
17.12. | 14
17.12. | 15
17.12. | 16
17.12. | 17
17.12. | 18
17.12. | 19
17.12. | 20
17.12. | 21
17.12. | 22
17.12. | 23
17.12. | 24
18.12. | 1
18.12. | 2
18.12. | 3
18.12. | 4
18.12. | 5
18.12. | 6
18.12. | 7
18.12. | 8
18.12. | 9
18.12. | 10
18.12. | 11
18.12. | 12
18.12. | 13
18.12. | 14
18.12. | 15
18.12. | 16
18.12. | 17
18.12. | 18
18.12. | 19
18.12. | 20
18.12. | 21
18.12. | 22
18.12. | 23
18.12. | 24
19.12. | 1
19.12. | 2
19.12. | 3
19.12. | 4
19.12. | 5
19.12. | 6
19.12. | 7
19.12. | 8
19.12. | 9
19.12. | 10
19.12. | 11
19.12. | 12
19.12. | 13
19.12. | 14
19.12. | 15
19.12. | 16
19.12. | 17
19.12. | 18
19.12. | 19
19.12. | 20
19.12. | 21
19.12. | 22
19.12. | 23
19.12. | 24
20.12. | 1
20.12. | 2
20.12. | 3
20.12. | 4
20.12. | 5
20.12. | 6
20.12. | 7
20.12. | 8
20.12. | 9
20.12. | 10
20.12. | 11
20.12. | 12
20.12. | 13
20.12. | 14
20.12. | 15
20.12. | 16
20.12. | 17
20.12. | 18
20.12. | 19
20.12. | 20
20.12. | 21
20.12. | 22
20.12. | 23
20.12. | 24
21.12. | 1
21.12. | 2
21.12. | 3
21.12. | 4
21.12. | 5
21.12. | 6
21.12. | 7
21.12. | 8
21.12. | 9
21.12. | 10
21.12. | 11
21.12. | 12
21.12. | 13
21.12. | 14
21.12. | 15
21.12. | 16
21.12. | 17
21.12. | 18
21.12. | 19
21.12. | 20
21.12. | 21
21.12. | 22
21.12. | 23
21.12. | 24
22.12. | 1
22.12. | 2
22.12. | 3
22.12. | 4
22.12. | 5
22.12. | 6
22.12. | 7
22.12. | 8
22.12. | 9
22.12. | 10
22.12. | 11
22.12. | 12
22.12. | 13
22.12. | 14
22.12. | 15
22.12. | 16
22.12. | 17
22.12. | 18
22.12. | 19
22.12. | 20
22.12. | 21
22.12. | 22
22.12. | 23
22.12. | 24
23.12. | 1
23.12. | 2
23.12. | 3
23.12. | 4
23.12. | 5
23.12. | 6
23.12. | 7
23.12. | 8
23.12. | 9
23.12. | 10
23.12. | 11
23.12. | 12
23.12. | 13
23.12. | 14
23.12. | 15
23.12. | 16
23.12. | 17
23.12. | 18
23.12. | 19
23.12. | 20
23.12. | 21
23.12. | 22
23.12. | 23
23.12. | 24
24.12. | 1
24.12. | 2
24.12. | 3
24.12. | 4
24.12. | 5
24.12. | 6
24.12. | 7
24.12. | 8
24.12. | 9
24.12. | 10
24.12. | 11
24.12. | 12
24.12. | 13
24.12. | 14
24.12. | 15
24.12. | 16
24.12. | 17
24.12. | 18
24.12. | 19
24.12. | 20
24.12. | 21
24.12. | 22
24.12. | 23
24.12. | 24
25.12. | 1
25.12. | 2
25.12. | 3
25.12. | 4
25.12. | 5
25.12. | 6
25.12. | 7
25.12. | 8
25.12. | 9
25.12. | 10
25.12. | 11
25.12. | 12
25.12. | 13
25.12. | 14
25.12. | 15
25.12. | 16
25.12. | 17
25.12. | 18
25.12. | 19
25.12. | 20
25.12. | 21
25.12. | 22
25.12. | 23
25.12. | 24
26.12. | 1
26.12. | 2
26.12. | 3
26.12. | 4
26.12. | 5
26.12. | 6
26.12. | 7
26.12. | 8
26.12. | 9
26.12. | 10
26.12. | 11
26.12. | 12
26.12. | 13
26.12. | 14
26.12. | 15
26.12. | 16
26.12. | 17
26.12. | 18
26.12. | 19
26.12. | 20
26.12. | 21
26.12. | 22
26.12. | 23
26.12. | 24
27.12. | 1
27.12. | 2
27.12. | 3
27.12. | 4
27.12. | 5
27.12. | 6
27.12. | 7
27.12. | 8
27.12. | 9
27.12. | 10
27.12. | 11
27.12. | 12
27.12. | 13
27.12. | 14
27.12. | 15
27.12. | 16
27.12. | 17
27.12. | 18
27.12. | 19
27.12. | 20
27.12. | 21
27.12. | 22
27.12. | 23
27.12. | 24
28.12. | 1
28.12. | 2
28.12. | 3
28.12. | 4
28.12. | 5
28.12. | 6
28.12. | 7
28.12. | 8
28.12. | 9
28.12. | 10
28.12. | 11
28.12. | 12
28.12. | 13
28.12. | 14
28.12. | 15
28.12. | 16
28.12. | 17
28.12. | 18
28.12. | 19
28.12. | 20
28.12. | 21
28.12. | 22
28.12. | 23
28.12. | 24
29.12. | 1
29.12. | 2
29.12. | 3
29.12. | 4
29.12. | 5
29.12. | 6
29.12. | 7
29.12. | 8
29.12. | 9
29.12. | 10
29.12. | 11
29.12. | 12
29.12. | 13
29.12. | 14
29.12. | 15
29.12. | 16
29.12. | 17
29.12. | 18
29.12. | 19
29.12. | 20
29.12. | 21
29.12. | 22
29.12. | 23
29.12. | 24
30.12. | 1
30.12. | 2
30.12. | 3
30.12. | 4
30.12. | 5
30.12. | 6
30.12. | 7
30.12. | 8
30.12. | 9
30.12. | 10
30.12. | 11
30.12. | 12
30.12. | 13
30.12. | 14
30.12. | 15
30.12. | 16
30.12. | 17
30.12. | 18
30.12. | 19
30.12. | 20
30.12. | 21
30.12. | 22
30.12. | 23
30.12. | 24
31.12. | 1
31.12. | 2
31.12. | 3
31.12. | 4
31.12. | 5
31.12. | 6
31.12. | 7
31.12. | 8
31.12. | 9
31.12. | 10
31.12. | 11
31.12. | 12
31.12. | 13
31.12. | 14
31.12. | 15
31.12. | 16
31.12. | 17
31.12. | 18
31.12. | 19
31.12. | 20
31.12. | 21
31.12. | 22
31.12. | 23
31.12. | 24

## Battery
ENTSO-E Market Modelling Database: Batteries
Country:
Market Node: | PL00
Year:
Climate year
Scenario
Type |  | Net maximum capacity - generation perspective (MW) | Net maximum capacity - demand perspective (MW) | Storage capacity (MWh) | Number of units | Average efficiency | Ramp up rate (MW/h) | Ramp down rate (MW/h)
Battery Total |  | 8705 | 8705 | 34820 | 5 | 0.90262 | 0 | 0
Battery Utility Scale |  | 8705 | 8705 | 34820 | 5 | 0.90262 | 0 | 0
Battery Residential |  | 0 | 0 | 0 | 0 | 0 | 0 | 0

## Electrolyser
ENTSO-E Market Modelling Database: Electrolysers
Country:
Market Node: | PL00
Year:
Climate year
Scenario
Type |  | Net maximum capacity (MW) | Number of units | Average efficiency | H2 storage (GWh) | Ramp up rate (MW/h) | Ramp down rate (MW/h) | Fixed generation reduction (% of max power output)
Electrolyser e-market Z1 |  | 9500 | 5 | 0.68 | 0 | 0 | 0 | 0
Electrolyser e-market Z2 |  | 0 | 0 | 0 | 0 | 0 | 0 | 100
Electrolyser Shared RES Z1 |  | 0 | 0 | 0 | 0 | 0 | 0 | 100
Electrolyser Shared RES Z2 |  | 0 | 0 | 0 | 0 | 0 | 0 | 100
Electrolyser Dedicated RES Z1 |  | 0 | 0 | 0 | 0 | 0 | 0 | 100
Electrolyser Dedicated RES Z2 |  | 6814 | 5 | 0.68 | 0 | 0 | 0 | 0

## Wind
ENTSO-E Market Modelling Database: Wind
Country:
Market Node: | PL00
Year:
Scenario
Installed capacities Onshore wind Total(GW): | 32.5505
Installed capacities Onshore wind e-market (GW): | 25.8155
Installed capacities Onshore wind dedicated (GW): | 6.735
Installed capacities Onshore wind Shared RES - H2Z1 (GW): | 0
Installed capacities Onshore wind Shared RES - H2Z2 (GW): | 0
Installed capacities Offshore wind Total (GW): | 20.883
Installed capacities Offshore wind e-market - hub ready (GW): | 0
Installed capacities Offshore wind dedicated - hub ready (GW): | 0
Installed capacities Offshore wind Shared RES - H2Z1 - hub ready (GW): | 0
Installed capacities Offshore wind Shared RES - H2Z2 - hub ready (GW): | 0
Installed capacities Offshore wind e-market - radial (GW): | 17.883
Installed capacities Offshore wind dedicated - radial (GW): | 3
Installed capacities Offshore wind Shared RES - H2Z1 - radial (GW): | 0
Installed capacities Offshore wind Shared RES - H2Z2 - radial (GW): | 0

## Solar
ENTSO-E Market Modelling Database: Solar
Country:
Market Node: | PL00
Year:
Scenario
Installed capacities Thermal Solar (GW): | 0
Installed capacities Photovoltaic (GW): | 57.96
Installed capacities Photovoltaic e-market (GW): | 26.293
Installed capacities Photovoltaic dedicated (GW): | 11.667
Installed capacities Photovoltaic Shared RES - H2Z1 (GW): | 0
Installed capacities Photovoltaic Shared RES - H2Z2 (GW): | 0
Installed capacities Rooftop (GW): | 20
Installed capacities Solar Thermal with Storage (GW): | 0
Storage capacities Solar Thermal with Storage (GWh): | 0

## Hydro
ENTSO-E Market Modelling Database: Hydro
Country:
Market Node: | PL00
Year:
Scenario
Hydro PEMMDB 3.4
Run of River - Total turbining capacity (MW) | 523.56
Pondage - Total reservoir capacity (GWh) | 0
Pondage - Total turbining capacity (MW) | 0
Reservoir - Total reservoir capacity (GWh) | 1.97
Reservoir - Total turbining capacity (MW) | 424.76
Pump Storage (open loop, with natural inflows) - Total reservoir capacity (GWh) | 0.34
Pump Storage (open loop, with natural inflows) - Total turbining capacity (MW) | 118
Pump Storage (open loop, with natural inflows) - Total pumping capacity (MW) | -84
Pure Pump Storage (closed loop, no natural inflows) - Total reservoir capacity (GWh) | 6.1
Pure Pump Storage (closed loop, no natural inflows) - Total turbining capacity (MW) | 4048.9
Pure Pump Storage (closed loop, no natural inflows) - Total pumping capacity (MW) | -4256

## Other RES
ENTSO-E Market Modelling Database: Other RES
Country:
Market Node: | PL00
Year:
Scenario:
Installed capacity excl. clim.dependent bands (MW): | 1791.47 |  |  | Small Biomass | Geothermal | Marine | Waste | Not Defined / Splitting not known
N.B. use convention first January always Monday (2007 calendar year) --> see guidelines for further details |  |  | Installed capacity (MW): | 1663.54 | 0 | 0 | 127.93 | 0
Date | Hour | TOTAL Other RES Output (MW) (excl. climate dependent bands) |  | Output (MW) | Output (MW) | Output (MW) | Output (MW) | Output (MW)
01.01. | 1 | 922.3566 |  | 876.6856 | 0 | 0 | 45.671 | 0
01.01. | 2 | 920.6931 |  | 875.022 | 0 | 0 | 45.671 | 0
01.01. | 3 | 919.0295 |  | 873.3585 | 0 | 0 | 45.671 | 0
01.01. | 4 | 919.0295 |  | 873.3585 | 0 | 0 | 45.671 | 0
01.01. | 5 | 917.366 |  | 871.695 | 0 | 0 | 45.671 | 0
01.01. | 6 | 919.0295 |  | 873.3585 | 0 | 0 | 45.671 | 0
01.01. | 7 | 922.3566 |  | 876.6856 | 0 | 0 | 45.671 | 0
01.01. | 8 | 927.3472 |  | 881.6762 | 0 | 0 | 45.671 | 0
01.01. | 9 | 930.6743 |  | 885.0033 | 0 | 0 | 45.671 | 0
01.01. | 10 | 932.3378 |  | 886.6668 | 0 | 0 | 45.671 | 0
01.01. | 11 | 922.3566 |  | 876.6856 | 0 | 0 | 45.671 | 0
01.01. | 12 | 920.6931 |  | 875.022 | 0 | 0 | 45.671 | 0
01.01. | 13 | 922.3566 |  | 876.6856 | 0 | 0 | 45.671 | 0
01.01. | 14 | 925.6837 |  | 880.0127 | 0 | 0 | 45.671 | 0
01.01. | 15 | 942.3191 |  | 896.6481 | 0 | 0 | 45.671 | 0
01.01. | 16 | 960.618 |  | 914.947 | 0 | 0 | 45.671 | 0
01.01. | 17 | 977.2534 |  | 931.5824 | 0 | 0 | 45.671 | 0
01.01. | 18 | 995.5523 |  | 949.8813 | 0 | 0 | 45.671 | 0
01.01. | 19 | 1005.5336 |  | 959.8626 | 0 | 0 | 45.671 | 0
01.01. | 20 | 1008.8607 |  | 963.1897 | 0 | 0 | 45.671 | 0
01.01. | 21 | 1012.1878 |  | 966.5167 | 0 | 0 | 45.671 | 0
01.01. | 22 | 1010.5242 |  | 964.8532 | 0 | 0 | 45.671 | 0
01.01. | 23 | 1008.8607 |  | 963.1897 | 0 | 0 | 45.671 | 0
01.01. | 24 | 1002.2065 |  | 956.5355 | 0 | 0 | 45.671 | 0
02.01. | 1 | 992.2253 |  | 946.5543 | 0 | 0 | 45.671 | 0
02.01. | 2 | 980.5805 |  | 934.9095 | 0 | 0 | 45.671 | 0
02.01. | 3 | 970.5992 |  | 924.9282 | 0 | 0 | 45.671 | 0
02.01. | 4 | 960.618 |  | 914.947 | 0 | 0 | 45.671 | 0
02.01. | 5 | 950.6368 |  | 904.9658 | 0 | 0 | 45.671 | 0
02.01. | 6 | 943.9826 |  | 898.3116 | 0 | 0 | 45.671 | 0
02.01. | 7 | 942.3191 |  | 896.6481 | 0 | 0 | 45.671 | 0
02.01. | 8 | 943.9826 |  | 898.3116 | 0 | 0 | 45.671 | 0
02.01. | 9 | 942.3191 |  | 896.6481 | 0 | 0 | 45.671 | 0
02.01. | 10 | 935.6649 |  | 889.9939 | 0 | 0 | 45.671 | 0
02.01. | 11 | 915.7024 |  | 870.0314 | 0 | 0 | 45.671 | 0
02.01. | 12 | 902.3941 |  | 856.7231 | 0 | 0 | 45.671 | 0
02.01. | 13 | 899.067 |  | 853.396 | 0 | 0 | 45.671 | 0
02.01. | 14 | 902.3941 |  | 856.7231 | 0 | 0 | 45.671 | 0
02.01. | 15 | 914.0389 |  | 868.3679 | 0 | 0 | 45.671 | 0
02.01. | 16 | 927.3472 |  | 881.6762 | 0 | 0 | 45.671 | 0
02.01. | 17 | 930.6743 |  | 885.0033 | 0 | 0 | 45.671 | 0
02.01. | 18 | 932.3378 |  | 886.6668 | 0 | 0 | 45.671 | 0
02.01. | 19 | 930.6743 |  | 885.0033 | 0 | 0 | 45.671 | 0
02.01. | 20 | 930.6743 |  | 885.0033 | 0 | 0 | 45.671 | 0
02.01. | 21 | 932.3378 |  | 886.6668 | 0 | 0 | 45.671 | 0
02.01. | 22 | 934.0014 |  | 888.3304 | 0 | 0 | 45.671 | 0
02.01. | 23 | 937.3285 |  | 891.6574 | 0 | 0 | 45.671 | 0
02.01. | 24 | 937.3285 |  | 891.6574 | 0 | 0 | 45.671 | 0
03.01. | 1 | 937.3285 |  | 891.6574 | 0 | 0 | 45.671 | 0
03.01. | 2 | 937.3285 |  | 891.6574 | 0 | 0 | 45.671 | 0
03.01. | 3 | 937.3285 |  | 891.6574 | 0 | 0 | 45.671 | 0
03.01. | 4 | 938.992 |  | 893.321 | 0 | 0 | 45.671 | 0
03.01. | 5 | 937.3285 |  | 891.6574 | 0 | 0 | 45.671 | 0
03.01. | 6 | 935.6649 |  | 889.9939 | 0 | 0 | 45.671 | 0
03.01. | 7 | 934.0014 |  | 888.3304 | 0 | 0 | 45.671 | 0
03.01. | 8 | 932.3378 |  | 886.6668 | 0 | 0 | 45.671 | 0
03.01. | 9 | 927.3472 |  | 881.6762 | 0 | 0 | 45.671 | 0
03.01. | 10 | 922.3566 |  | 876.6856 | 0 | 0 | 45.671 | 0
03.01. | 11 | 907.3847 |  | 861.7137 | 0 | 0 | 45.671 | 0
03.01. | 12 | 902.3941 |  | 856.7231 | 0 | 0 | 45.671 | 0
03.01. | 13 | 900.7306 |  | 855.0596 | 0 | 0 | 45.671 | 0
03.01. | 14 | 904.0576 |  | 858.3866 | 0 | 0 | 45.671 | 0
03.01. | 15 | 912.3754 |  | 866.7043 | 0 | 0 | 45.671 | 0
03.01. | 16 | 922.3566 |  | 876.6856 | 0 | 0 | 45.671 | 0
03.01. | 17 | 927.3472 |  | 881.6762 | 0 | 0 | 45.671 | 0
03.01. | 18 | 929.0108 |  | 883.3397 | 0 | 0 | 45.671 | 0
03.01. | 19 | 930.6743 |  | 885.0033 | 0 | 0 | 45.671 | 0
03.01. | 20 | 932.3378 |  | 886.6668 | 0 | 0 | 45.671 | 0
03.01. | 21 | 934.0014 |  | 888.3304 | 0 | 0 | 45.671 | 0
03.01. | 22 | 935.6649 |  | 889.9939 | 0 | 0 | 45.671 | 0
03.01. | 23 | 937.3285 |  | 891.6574 | 0 | 0 | 45.671 | 0
03.01. | 24 | 934.0014 |  | 888.3304 | 0 | 0 | 45.671 | 0
04.01. | 1 | 934.0014 |  | 888.3304 | 0 | 0 | 45.671 | 0
04.01. | 2 | 932.3378 |  | 886.6668 | 0 | 0 | 45.671 | 0
04.01. | 3 | 930.6743 |  | 885.0033 | 0 | 0 | 45.671 | 0
04.01. | 4 | 929.0108 |  | 883.3397 | 0 | 0 | 45.671 | 0
04.01. | 5 | 929.0108 |  | 883.3397 | 0 | 0 | 45.671 | 0
04.01. | 6 | 929.0108 |  | 883.3397 | 0 | 0 | 45.671 | 0
04.01. | 7 | 930.6743 |  | 885.0033 | 0 | 0 | 45.671 | 0
04.01. | 8 | 934.0014 |  | 888.3304 | 0 | 0 | 45.671 | 0
04.01. | 9 | 934.0014 |  | 888.3304 | 0 | 0 | 45.671 | 0
04.01. | 10 | 935.6649 |  | 889.9939 | 0 | 0 | 45.671 | 0
04.01. | 11 | 927.3472 |  | 881.6762 | 0 | 0 | 45.671 | 0
04.01. | 12 | 925.6837 |  | 880.0127 | 0 | 0 | 45.671 | 0
04.01. | 13 | 924.0201 |  | 878.3491 | 0 | 0 | 45.671 | 0
04.01. | 14 | 919.0295 |  | 873.3585 | 0 | 0 | 45.671 | 0
04.01. | 15 | 915.7024 |  | 870.0314 | 0 | 0 | 45.671 | 0
04.01. | 16 | 914.0389 |  | 868.3679 | 0 | 0 | 45.671 | 0
04.01. | 17 | 914.0389 |  | 868.3679 | 0 | 0 | 45.671 | 0
04.01. | 18 | 917.366 |  | 871.695 | 0 | 0 | 45.671 | 0
04.01. | 19 | 919.0295 |  | 873.3585 | 0 | 0 | 45.671 | 0
04.01. | 20 | 919.0295 |  | 873.3585 | 0 | 0 | 45.671 | 0
04.01. | 21 | 919.0295 |  | 873.3585 | 0 | 0 | 45.671 | 0
04.01. | 22 | 919.0295 |  | 873.3585 | 0 | 0 | 45.671 | 0
04.01. | 23 | 920.6931 |  | 875.022 | 0 | 0 | 45.671 | 0
04.01. | 24 | 920.6931 |  | 875.022 | 0 | 0 | 45.671 | 0
05.01. | 1 | 920.6931 |  | 875.022 | 0 | 0 | 45.671 | 0
05.01. | 2 | 920.6931 |  | 875.022 | 0 | 0 | 45.671 | 0
05.01. | 3 | 922.3566 |  | 876.6856 | 0 | 0 | 45.671 | 0
05.01. | 4 | 922.3566 |  | 876.6856 | 0 | 0 | 45.671 | 0
05.01. | 5 | 922.3566 |  | 876.6856 | 0 | 0 | 45.671 | 0
05.01. | 6 | 924.0201 |  | 878.3491 | 0 | 0 | 45.671 | 0
05.01. | 7 | 925.6837 |  | 880.0127 | 0 | 0 | 45.671 | 0
05.01. | 8 | 929.0108 |  | 883.3397 | 0 | 0 | 45.671 | 0
05.01. | 9 | 930.6743 |  | 885.0033 | 0 | 0 | 45.671 | 0
05.01. | 10 | 930.6743 |  | 885.0033 | 0 | 0 | 45.671 | 0
05.01. | 11 | 920.6931 |  | 875.022 | 0 | 0 | 45.671 | 0
05.01. | 12 | 919.0295 |  | 873.3585 | 0 | 0 | 45.671 | 0
05.01. | 13 | 915.7024 |  | 870.0314 | 0 | 0 | 45.671 | 0
05.01. | 14 | 912.3754 |  | 866.7043 | 0 | 0 | 45.671 | 0
05.01. | 15 | 910.7118 |  | 865.0408 | 0 | 0 | 45.671 | 0
05.01. | 16 | 909.0483 |  | 863.3773 | 0 | 0 | 45.671 | 0
05.01. | 17 | 907.3847 |  | 861.7137 | 0 | 0 | 45.671 | 0
05.01. | 18 | 910.7118 |  | 865.0408 | 0 | 0 | 45.671 | 0
05.01. | 19 | 912.3754 |  | 866.7043 | 0 | 0 | 45.671 | 0
05.01. | 20 | 912.3754 |  | 866.7043 | 0 | 0 | 45.671 | 0
05.01. | 21 | 917.366 |  | 871.695 | 0 | 0 | 45.671 | 0
05.01. | 22 | 919.0295 |  | 873.3585 | 0 | 0 | 45.671 | 0
05.01. | 23 | 920.6931 |  | 875.022 | 0 | 0 | 45.671 | 0
05.01. | 24 | 919.0295 |  | 873.3585 | 0 | 0 | 45.671 | 0
06.01. | 1 | 919.0295 |  | 873.3585 | 0 | 0 | 45.671 | 0
06.01. | 2 | 917.366 |  | 871.695 | 0 | 0 | 45.671 | 0
06.01. | 3 | 914.0389 |  | 868.3679 | 0 | 0 | 45.671 | 0
06.01. | 4 | 912.3754 |  | 866.7043 | 0 | 0 | 45.671 | 0
06.01. | 5 | 910.7118 |  | 865.0408 | 0 | 0 | 45.671 | 0
06.01. | 6 | 909.0483 |  | 863.3773 | 0 | 0 | 45.671 | 0
06.01. | 7 | 905.7212 |  | 860.0502 | 0 | 0 | 45.671 | 0
06.01. | 8 | 904.0576 |  | 858.3866 | 0 | 0 | 45.671 | 0
06.01. | 9 | 895.74 |  | 850.0689 | 0 | 0 | 45.671 | 0
06.01. | 10 | 890.7493 |  | 845.0783 | 0 | 0 | 45.671 | 0
06.01. | 11 | 872.4504 |  | 826.7794 | 0 | 0 | 45.671 | 0
06.01. | 12 | 862.4692 |  | 816.7981 | 0 | 0 | 45.671 | 0
06.01. | 13 | 850.8244 |  | 805.1534 | 0 | 0 | 45.671 | 0
06.01. | 14 | 839.1796 |  | 793.5086 | 0 | 0 | 45.671 | 0
06.01. | 15 | 840.8431 |  | 795.1721 | 0 | 0 | 45.671 | 0
06.01. | 16 | 842.5067 |  | 796.8357 | 0 | 0 | 45.671 | 0
06.01. | 17 | 840.8431 |  | 795.1721 | 0 | 0 | 45.671 | 0
06.01. | 18 | 847.4973 |  | 801.8263 | 0 | 0 | 45.671 | 0
06.01. | 19 | 845.8338 |  | 800.1627 | 0 | 0 | 45.671 | 0
06.01. | 20 | 842.5067 |  | 796.8357 | 0 | 0 | 45.671 | 0
06.01. | 21 | 845.8338 |  | 800.1627 | 0 | 0 | 45.671 | 0
06.01. | 22 | 849.1608 |  | 803.4898 | 0 | 0 | 45.671 | 0
06.01. | 23 | 855.815 |  | 810.144 | 0 | 0 | 45.671 | 0
06.01. | 24 | 860.8056 |  | 815.1346 | 0 | 0 | 45.671 | 0
07.01. | 1 | 869.1233 |  | 823.4523 | 0 | 0 | 45.671 | 0
07.01. | 2 | 877.441 |  | 831.77 | 0 | 0 | 45.671 | 0
07.01. | 3 | 887.4223 |  | 841.7512 | 0 | 0 | 45.671 | 0
07.01. | 4 | 897.4035 |  | 851.7325 | 0 | 0 | 45.671 | 0
07.01. | 5 | 904.0576 |  | 858.3866 | 0 | 0 | 45.671 | 0
07.01. | 6 | 915.7024 |  | 870.0314 | 0 | 0 | 45.671 | 0
07.01. | 7 | 919.0295 |  | 873.3585 | 0 | 0 | 45.671 | 0
07.01. | 8 | 915.7024 |  | 870.0314 | 0 | 0 | 45.671 | 0
07.01. | 9 | 902.3941 |  | 856.7231 | 0 | 0 | 45.671 | 0
07.01. | 10 | 894.0764 |  | 848.4054 | 0 | 0 | 45.671 | 0
07.01. | 11 | 872.4504 |  | 826.7794 | 0 | 0 | 45.671 | 0
07.01. | 12 | 864.1327 |  | 818.4617 | 0 | 0 | 45.671 | 0
07.01. | 13 | 865.7962 |  | 820.1252 | 0 | 0 | 45.671 | 0
07.01. | 14 | 875.7775 |  | 830.1065 | 0 | 0 | 45.671 | 0
07.01. | 15 | 892.4129 |  | 846.7419 | 0 | 0 | 45.671 | 0
07.01. | 16 | 907.3847 |  | 861.7137 | 0 | 0 | 45.671 | 0
07.01. | 17 | 914.0389 |  | 868.3679 | 0 | 0 | 45.671 | 0
07.01. | 18 | 917.366 |  | 871.695 | 0 | 0 | 45.671 | 0
07.01. | 19 | 915.7024 |  | 870.0314 | 0 | 0 | 45.671 | 0
07.01. | 20 | 910.7118 |  | 865.0408 | 0 | 0 | 45.671 | 0
07.01. | 21 | 907.3847 |  | 861.7137 | 0 | 0 | 45.671 | 0
07.01. | 22 | 905.7212 |  | 860.0502 | 0 | 0 | 45.671 | 0
07.01. | 23 | 904.0576 |  | 858.3866 | 0 | 0 | 45.671 | 0
07.01. | 24 | 902.3941 |  | 856.7231 | 0 | 0 | 45.671 | 0
08.01. | 1 | 900.7306 |  | 855.0596 | 0 | 0 | 45.671 | 0
08.01. | 2 | 899.067 |  | 853.396 | 0 | 0 | 45.671 | 0
08.01. | 3 | 899.067 |  | 853.396 | 0 | 0 | 45.671 | 0
08.01. | 4 | 899.067 |  | 853.396 | 0 | 0 | 45.671 | 0
08.01. | 5 | 902.3941 |  | 856.7231 | 0 | 0 | 45.671 | 0
08.01. | 6 | 905.7212 |  | 860.0502 | 0 | 0 | 45.671 | 0
08.01. | 7 | 902.3941 |  | 856.7231 | 0 | 0 | 45.671 | 0
08.01. | 8 | 892.4129 |  | 846.7419 | 0 | 0 | 45.671 | 0
08.01. | 9 | 874.1139 |  | 828.4429 | 0 | 0 | 45.671 | 0
08.01. | 10 | 854.1514 |  | 808.4804 | 0 | 0 | 45.671 | 0
08.01. | 11 | 812.563 |  | 766.8919 | 0 | 0 | 45.671 | 0
08.01. | 12 | 785.9463 |  | 740.2753 | 0 | 0 | 45.671 | 0
08.01. | 13 | 782.6192 |  | 736.9482 | 0 | 0 | 45.671 | 0
08.01. | 14 | 809.2359 |  | 763.5649 | 0 | 0 | 45.671 | 0
08.01. | 15 | 860.8056 |  | 815.1346 | 0 | 0 | 45.671 | 0
08.01. | 16 | 887.4223 |  | 841.7512 | 0 | 0 | 45.671 | 0
08.01. | 17 | 899.067 |  | 853.396 | 0 | 0 | 45.671 | 0
08.01. | 18 | 905.7212 |  | 860.0502 | 0 | 0 | 45.671 | 0
08.01. | 19 | 907.3847 |  | 861.7137 | 0 | 0 | 45.671 | 0
08.01. | 20 | 910.7118 |  | 865.0408 | 0 | 0 | 45.671 | 0
08.01. | 21 | 914.0389 |  | 868.3679 | 0 | 0 | 45.671 | 0
08.01. | 22 | 917.366 |  | 871.695 | 0 | 0 | 45.671 | 0
08.01. | 23 | 922.3566 |  | 876.6856 | 0 | 0 | 45.671 | 0
08.01. | 24 | 924.0201 |  | 878.3491 | 0 | 0 | 45.671 | 0
09.01. | 1 | 925.6837 |  | 880.0127 | 0 | 0 | 45.671 | 0
09.01. | 2 | 925.6837 |  | 880.0127 | 0 | 0 | 45.671 | 0
09.01. | 3 | 927.3472 |  | 881.6762 | 0 | 0 | 45.671 | 0
09.01. | 4 | 925.6837 |  | 880.0127 | 0 | 0 | 45.671 | 0
09.01. | 5 | 927.3472 |  | 881.6762 | 0 | 0 | 45.671 | 0
09.01. | 6 | 927.3472 |  | 881.6762 | 0 | 0 | 45.671 | 0
09.01. | 7 | 922.3566 |  | 876.6856 | 0 | 0 | 45.671 | 0
09.01. | 8 | 912.3754 |  | 866.7043 | 0 | 0 | 45.671 | 0
09.01. | 9 | 902.3941 |  | 856.7231 | 0 | 0 | 45.671 | 0
09.01. | 10 | 895.74 |  | 850.0689 | 0 | 0 | 45.671 | 0
09.01. | 11 | 885.7587 |  | 840.0877 | 0 | 0 | 45.671 | 0
09.01. | 12 | 885.7587 |  | 840.0877 | 0 | 0 | 45.671 | 0
09.01. | 13 | 885.7587 |  | 840.0877 | 0 | 0 | 45.671 | 0
09.01. | 14 | 882.4316 |  | 836.7606 | 0 | 0 | 45.671 | 0
09.01. | 15 | 879.1046 |  | 833.4335 | 0 | 0 | 45.671 | 0
09.01. | 16 | 882.4316 |  | 836.7606 | 0 | 0 | 45.671 | 0
09.01. | 17 | 884.0952 |  | 838.4242 | 0 | 0 | 45.671 | 0
09.01. | 18 | 887.4223 |  | 841.7512 | 0 | 0 | 45.671 | 0
09.01. | 19 | 889.0858 |  | 843.4148 | 0 | 0 | 45.671 | 0
09.01. | 20 | 890.7493 |  | 845.0783 | 0 | 0 | 45.671 | 0
09.01. | 21 | 894.0764 |  | 848.4054 | 0 | 0 | 45.671 | 0
09.01. | 22 | 895.74 |  | 850.0689 | 0 | 0 | 45.671 | 0
09.01. | 23 | 897.4035 |  | 851.7325 | 0 | 0 | 45.671 | 0
09.01. | 24 | 897.4035 |  | 851.7325 | 0 | 0 | 45.671 | 0
10.01. | 1 | 897.4035 |  | 851.7325 | 0 | 0 | 45.671 | 0
10.01. | 2 | 899.067 |  | 853.396 | 0 | 0 | 45.671 | 0
10.01. | 3 | 904.0576 |  | 858.3866 | 0 | 0 | 45.671 | 0
10.01. | 4 | 905.7212 |  | 860.0502 | 0 | 0 | 45.671 | 0
10.01. | 5 | 909.0483 |  | 863.3773 | 0 | 0 | 45.671 | 0
10.01. | 6 | 910.7118 |  | 865.0408 | 0 | 0 | 45.671 | 0
10.01. | 7 | 914.0389 |  | 868.3679 | 0 | 0 | 45.671 | 0
10.01. | 8 | 917.366 |  | 871.695 | 0 | 0 | 45.671 | 0
10.01. | 9 | 917.366 |  | 871.695 | 0 | 0 | 45.671 | 0
10.01. | 10 | 919.0295 |  | 873.3585 | 0 | 0 | 45.671 | 0
10.01. | 11 | 912.3754 |  | 866.7043 | 0 | 0 | 45.671 | 0
10.01. | 12 | 914.0389 |  | 868.3679 | 0 | 0 | 45.671 | 0
10.01. | 13 | 914.0389 |  | 868.3679 | 0 | 0 | 45.671 | 0
10.01. | 14 | 914.0389 |  | 868.3679 | 0 | 0 | 45.671 | 0
10.01. | 15 | 919.0295 |  | 873.3585 | 0 | 0 | 45.671 | 0
10.01. | 16 | 930.6743 |  | 885.0033 | 0 | 0 | 45.671 | 0
10.01. | 17 | 947.3097 |  | 901.6387 | 0 | 0 | 45.671 | 0
10.01. | 18 | 968.9357 |  | 923.2647 | 0 | 0 | 45.671 | 0
10.01. | 19 | 985.5711 |  | 939.9001 | 0 | 0 | 45.671 | 0
10.01. | 20 | 997.2159 |  | 951.5449 | 0 | 0 | 45.671 | 0
10.01. | 21 | 1003.87 |  | 958.199 | 0 | 0 | 45.671 | 0
10.01. | 22 | 1005.5336 |  | 959.8626 | 0 | 0 | 45.671 | 0
10.01. | 23 | 1003.87 |  | 958.199 | 0 | 0 | 45.671 | 0
10.01. | 24 | 995.5523 |  | 949.8813 | 0 | 0 | 45.671 | 0
11.01. | 1 | 993.8888 |  | 948.2178 | 0 | 0 | 45.671 | 0
11.01. | 2 | 995.5523 |  | 949.8813 | 0 | 0 | 45.671 | 0
11.01. | 3 | 1002.2065 |  | 956.5355 | 0 | 0 | 45.671 | 0
11.01. | 4 | 1005.5336 |  | 959.8626 | 0 | 0 | 45.671 | 0
11.01. | 5 | 1003.87 |  | 958.199 | 0 | 0 | 45.671 | 0
11.01. | 6 | 1000.543 |  | 954.872 | 0 | 0 | 45.671 | 0
11.01. | 7 | 1000.543 |  | 954.872 | 0 | 0 | 45.671 | 0
11.01. | 8 | 1007.1971 |  | 961.5261 | 0 | 0 | 45.671 | 0
11.01. | 9 | 1007.1971 |  | 961.5261 | 0 | 0 | 45.671 | 0
11.01. | 10 | 1010.5242 |  | 964.8532 | 0 | 0 | 45.671 | 0
11.01. | 11 | 988.8982 |  | 943.2272 | 0 | 0 | 45.671 | 0
11.01. | 12 | 983.9076 |  | 938.2366 | 0 | 0 | 45.671 | 0
11.01. | 13 | 978.917 |  | 933.2459 | 0 | 0 | 45.671 | 0
11.01. | 14 | 975.5899 |  | 929.9189 | 0 | 0 | 45.671 | 0
11.01. | 15 | 975.5899 |  | 929.9189 | 0 | 0 | 45.671 | 0
11.01. | 16 | 975.5899 |  | 929.9189 | 0 | 0 | 45.671 | 0
11.01. | 17 | 973.9263 |  | 928.2553 | 0 | 0 | 45.671 | 0
11.01. | 18 | 978.917 |  | 933.2459 | 0 | 0 | 45.671 | 0
11.01. | 19 | 978.917 |  | 933.2459 | 0 | 0 | 45.671 | 0
11.01. | 20 | 978.917 |  | 933.2459 | 0 | 0 | 45.671 | 0
11.01. | 21 | 980.5805 |  | 934.9095 | 0 | 0 | 45.671 | 0
11.01. | 22 | 982.244 |  | 936.573 | 0 | 0 | 45.671 | 0
11.01. | 23 | 985.5711 |  | 939.9001 | 0 | 0 | 45.671 | 0
11.01. | 24 | 985.5711 |  | 939.9001 | 0 | 0 | 45.671 | 0
12.01. | 1 | 985.5711 |  | 939.9001 | 0 | 0 | 45.671 | 0
12.01. | 2 | 985.5711 |  | 939.9001 | 0 | 0 | 45.671 | 0
12.01. | 3 | 987.2346 |  | 941.5636 | 0 | 0 | 45.671 | 0
12.01. | 4 | 983.9076 |  | 938.2366 | 0 | 0 | 45.671 | 0
12.01. | 5 | 978.917 |  | 933.2459 | 0 | 0 | 45.671 | 0
12.01. | 6 | 972.2628 |  | 926.5918 | 0 | 0 | 45.671 | 0
12.01. | 7 | 968.9357 |  | 923.2647 | 0 | 0 | 45.671 | 0
12.01. | 8 | 973.9263 |  | 928.2553 | 0 | 0 | 45.671 | 0
12.01. | 9 | 977.2534 |  | 931.5824 | 0 | 0 | 45.671 | 0
12.01. | 10 | 985.5711 |  | 939.9001 | 0 | 0 | 45.671 | 0
12.01. | 11 | 975.5899 |  | 929.9189 | 0 | 0 | 45.671 | 0
12.01. | 12 | 977.2534 |  | 931.5824 | 0 | 0 | 45.671 | 0
12.01. | 13 | 972.2628 |  | 926.5918 | 0 | 0 | 45.671 | 0
12.01. | 14 | 962.2815 |  | 916.6105 | 0 | 0 | 45.671 | 0
12.01. | 15 | 947.3097 |  | 901.6387 | 0 | 0 | 45.671 | 0
12.01. | 16 | 938.992 |  | 893.321 | 0 | 0 | 45.671 | 0
12.01. | 17 | 932.3378 |  | 886.6668 | 0 | 0 | 45.671 | 0
12.01. | 18 | 932.3378 |  | 886.6668 | 0 | 0 | 45.671 | 0
12.01. | 19 | 930.6743 |  | 885.0033 | 0 | 0 | 45.671 | 0
12.01. | 20 | 930.6743 |  | 885.0033 | 0 | 0 | 45.671 | 0
12.01. | 21 | 930.6743 |  | 885.0033 | 0 | 0 | 45.671 | 0
12.01. | 22 | 932.3378 |  | 886.6668 | 0 | 0 | 45.671 | 0
12.01. | 23 | 932.3378 |  | 886.6668 | 0 | 0 | 45.671 | 0
12.01. | 24 | 932.3378 |  | 886.6668 | 0 | 0 | 45.671 | 0
13.01. | 1 | 932.3378 |  | 886.6668 | 0 | 0 | 45.671 | 0
13.01. | 2 | 932.3378 |  | 886.6668 | 0 | 0 | 45.671 | 0
13.01. | 3 | 934.0014 |  | 888.3304 | 0 | 0 | 45.671 | 0
13.01. | 4 | 935.6649 |  | 889.9939 | 0 | 0 | 45.671 | 0
13.01. | 5 | 934.0014 |  | 888.3304 | 0 | 0 | 45.671 | 0
13.01. | 6 | 932.3378 |  | 886.6668 | 0 | 0 | 45.671 | 0
13.01. | 7 | 932.3378 |  | 886.6668 | 0 | 0 | 45.671 | 0
13.01. | 8 | 937.3285 |  | 891.6574 | 0 | 0 | 45.671 | 0
13.01. | 9 | 942.3191 |  | 896.6481 | 0 | 0 | 45.671 | 0
13.01. | 10 | 948.9732 |  | 903.3022 | 0 | 0 | 45.671 | 0
13.01. | 11 | 943.9826 |  | 898.3116 | 0 | 0 | 45.671 | 0
13.01. | 12 | 948.9732 |  | 903.3022 | 0 | 0 | 45.671 | 0
13.01. | 13 | 947.3097 |  | 901.6387 | 0 | 0 | 45.671 | 0
13.01. | 14 | 942.3191 |  | 896.6481 | 0 | 0 | 45.671 | 0
13.01. | 15 | 930.6743 |  | 885.0033 | 0 | 0 | 45.671 | 0
13.01. | 16 | 925.6837 |  | 880.0127 | 0 | 0 | 45.671 | 0
13.01. | 17 | 922.3566 |  | 876.6856 | 0 | 0 | 45.671 | 0
13.01. | 18 | 922.3566 |  | 876.6856 | 0 | 0 | 45.671 | 0
13.01. | 19 | 922.3566 |  | 876.6856 | 0 | 0 | 45.671 | 0
13.01. | 20 | 922.3566 |  | 876.6856 | 0 | 0 | 45.671 | 0
13.01. | 21 | 922.3566 |  | 876.6856 | 0 | 0 | 45.671 | 0
13.01. | 22 | 922.3566 |  | 876.6856 | 0 | 0 | 45.671 | 0
13.01. | 23 | 924.0201 |  | 878.3491 | 0 | 0 | 45.671 | 0
13.01. | 24 | 924.0201 |  | 878.3491 | 0 | 0 | 45.671 | 0
14.01. | 1 | 922.3566 |  | 876.6856 | 0 | 0 | 45.671 | 0
14.01. | 2 | 922.3566 |  | 876.6856 | 0 | 0 | 45.671 | 0
14.01. | 3 | 920.6931 |  | 875.022 | 0 | 0 | 45.671 | 0
14.01. | 4 | 919.0295 |  | 873.3585 | 0 | 0 | 45.671 | 0
14.01. | 5 | 917.366 |  | 871.695 | 0 | 0 | 45.671 | 0
14.01. | 6 | 914.0389 |  | 868.3679 | 0 | 0 | 45.671 | 0
14.01. | 7 | 914.0389 |  | 868.3679 | 0 | 0 | 45.671 | 0
14.01. | 8 | 919.0295 |  | 873.3585 | 0 | 0 | 45.671 | 0
14.01. | 9 | 922.3566 |  | 876.6856 | 0 | 0 | 45.671 | 0
14.01. | 10 | 929.0108 |  | 883.3397 | 0 | 0 | 45.671 | 0
14.01. | 11 | 925.6837 |  | 880.0127 | 0 | 0 | 45.671 | 0
14.01. | 12 | 930.6743 |  | 885.0033 | 0 | 0 | 45.671 | 0
14.01. | 13 | 929.0108 |  | 883.3397 | 0 | 0 | 45.671 | 0
14.01. | 14 | 924.0201 |  | 878.3491 | 0 | 0 | 45.671 | 0
14.01. | 15 | 914.0389 |  | 868.3679 | 0 | 0 | 45.671 | 0
14.01. | 16 | 909.0483 |  | 863.3773 | 0 | 0 | 45.671 | 0
14.01. | 17 | 905.7212 |  | 860.0502 | 0 | 0 | 45.671 | 0
14.01. | 18 | 907.3847 |  | 861.7137 | 0 | 0 | 45.671 | 0
14.01. | 19 | 907.3847 |  | 861.7137 | 0 | 0 | 45.671 | 0
14.01. | 20 | 907.3847 |  | 861.7137 | 0 | 0 | 45.671 | 0
14.01. | 21 | 907.3847 |  | 861.7137 | 0 | 0 | 45.671 | 0
14.01. | 22 | 907.3847 |  | 861.7137 | 0 | 0 | 45.671 | 0
14.01. | 23 | 909.0483 |  | 863.3773 | 0 | 0 | 45.671 | 0
14.01. | 24 | 909.0483 |  | 863.3773 | 0 | 0 | 45.671 | 0
15.01. | 1 | 909.0483 |  | 863.3773 | 0 | 0 | 45.671 | 0
15.01. | 2 | 909.0483 |  | 863.3773 | 0 | 0 | 45.671 | 0
15.01. | 3 | 910.7118 |  | 865.0408 | 0 | 0 | 45.671 | 0
15.01. | 4 | 910.7118 |  | 865.0408 | 0 | 0 | 45.671 | 0
15.01. | 5 | 910.7118 |  | 865.0408 | 0 | 0 | 45.671 | 0
15.01. | 6 | 912.3754 |  | 866.7043 | 0 | 0 | 45.671 | 0
15.01. | 7 | 912.3754 |  | 866.7043 | 0 | 0 | 45.671 | 0
15.01. | 8 | 915.7024 |  | 870.0314 | 0 | 0 | 45.671 | 0
15.01. | 9 | 917.366 |  | 871.695 | 0 | 0 | 45.671 | 0
15.01. | 10 | 920.6931 |  | 875.022 | 0 | 0 | 45.671 | 0
15.01. | 11 | 915.7024 |  | 870.0314 | 0 | 0 | 45.671 | 0
15.01. | 12 | 919.0295 |  | 873.3585 | 0 | 0 | 45.671 | 0
15.01. | 13 | 919.0295 |  | 873.3585 | 0 | 0 | 45.671 | 0
15.01. | 14 | 915.7024 |  | 870.0314 | 0 | 0 | 45.671 | 0
15.01. | 15 | 910.7118 |  | 865.0408 | 0 | 0 | 45.671 | 0
15.01. | 16 | 909.0483 |  | 863.3773 | 0 | 0 | 45.671 | 0
15.01. | 17 | 907.3847 |  | 861.7137 | 0 | 0 | 45.671 | 0
15.01. | 18 | 910.7118 |  | 865.0408 | 0 | 0 | 45.671 | 0
15.01. | 19 | 912.3754 |  | 866.7043 | 0 | 0 | 45.671 | 0
15.01. | 20 | 914.0389 |  | 868.3679 | 0 | 0 | 45.671 | 0
15.01. | 21 | 915.7024 |  | 870.0314 | 0 | 0 | 45.671 | 0
15.01. | 22 | 917.366 |  | 871.695 | 0 | 0 | 45.671 | 0
15.01. | 23 | 920.6931 |  | 875.022 | 0 | 0 | 45.671 | 0
15.01. | 24 | 922.3566 |  | 876.6856 | 0 | 0 | 45.671 | 0
16.01. | 1 | 924.0201 |  | 878.3491 | 0 | 0 | 45.671 | 0
16.01. | 2 | 927.3472 |  | 881.6762 | 0 | 0 | 45.671 | 0
16.01. | 3 | 930.6743 |  | 885.0033 | 0 | 0 | 45.671 | 0
16.01. | 4 | 934.0014 |  | 888.3304 | 0 | 0 | 45.671 | 0
16.01. | 5 | 937.3285 |  | 891.6574 | 0 | 0 | 45.671 | 0
16.01. | 6 | 938.992 |  | 893.321 | 0 | 0 | 45.671 | 0
16.01. | 7 | 940.6555 |  | 894.9845 | 0 | 0 | 45.671 | 0
16.01. | 8 | 945.6461 |  | 899.9751 | 0 | 0 | 45.671 | 0
16.01. | 9 | 947.3097 |  | 901.6387 | 0 | 0 | 45.671 | 0
16.01. | 10 | 952.3003 |  | 906.6293 | 0 | 0 | 45.671 | 0
16.01. | 11 | 945.6461 |  | 899.9751 | 0 | 0 | 45.671 | 0
16.01. | 12 | 950.6368 |  | 904.9658 | 0 | 0 | 45.671 | 0
16.01. | 13 | 950.6368 |  | 904.9658 | 0 | 0 | 45.671 | 0
16.01. | 14 | 947.3097 |  | 901.6387 | 0 | 0 | 45.671 | 0
16.01. | 15 | 938.992 |  | 893.321 | 0 | 0 | 45.671 | 0
16.01. | 16 | 937.3285 |  | 891.6574 | 0 | 0 | 45.671 | 0
16.01. | 17 | 935.6649 |  | 889.9939 | 0 | 0 | 45.671 | 0
16.01. | 18 | 938.992 |  | 893.321 | 0 | 0 | 45.671 | 0
16.01. | 19 | 942.3191 |  | 896.6481 | 0 | 0 | 45.671 | 0
16.01. | 20 | 942.3191 |  | 896.6481 | 0 | 0 | 45.671 | 0
16.01. | 21 | 945.6461 |  | 899.9751 | 0 | 0 | 45.671 | 0
16.01. | 22 | 947.3097 |  | 901.6387 | 0 | 0 | 45.671 | 0
16.01. | 23 | 948.9732 |  | 903.3022 | 0 | 0 | 45.671 | 0
16.01. | 24 | 947.3097 |  | 901.6387 | 0 | 0 | 45.671 | 0
17.01. | 1 | 948.9732 |  | 903.3022 | 0 | 0 | 45.671 | 0
17.01. | 2 | 948.9732 |  | 903.3022 | 0 | 0 | 45.671 | 0
17.01. | 3 | 948.9732 |  | 903.3022 | 0 | 0 | 45.671 | 0
17.01. | 4 | 948.9732 |  | 903.3022 | 0 | 0 | 45.671 | 0
17.01. | 5 | 948.9732 |  | 903.3022 | 0 | 0 | 45.671 | 0
17.01. | 6 | 947.3097 |  | 901.6387 | 0 | 0 | 45.671 | 0
17.01. | 7 | 947.3097 |  | 901.6387 | 0 | 0 | 45.671 | 0
17.01. | 8 | 950.6368 |  | 904.9658 | 0 | 0 | 45.671 | 0
17.01. | 9 | 950.6368 |  | 904.9658 | 0 | 0 | 45.671 | 0
17.01. | 10 | 952.3003 |  | 906.6293 | 0 | 0 | 45.671 | 0
17.01. | 11 | 943.9826 |  | 898.3116 | 0 | 0 | 45.671 | 0
17.01. | 12 | 947.3097 |  | 901.6387 | 0 | 0 | 45.671 | 0
17.01. | 13 | 947.3097 |  | 901.6387 | 0 | 0 | 45.671 | 0
17.01. | 14 | 943.9826 |  | 898.3116 | 0 | 0 | 45.671 | 0
17.01. | 15 | 940.6555 |  | 894.9845 | 0 | 0 | 45.671 | 0
17.01. | 16 | 942.3191 |  | 896.6481 | 0 | 0 | 45.671 | 0
17.01. | 17 | 947.3097 |  | 901.6387 | 0 | 0 | 45.671 | 0
17.01. | 18 | 962.2815 |  | 916.6105 | 0 | 0 | 45.671 | 0
17.01. | 19 | 973.9263 |  | 928.2553 | 0 | 0 | 45.671 | 0
17.01. | 20 | 983.9076 |  | 938.2366 | 0 | 0 | 45.671 | 0
17.01. | 21 | 993.8888 |  | 948.2178 | 0 | 0 | 45.671 | 0
17.01. | 22 | 998.8794 |  | 953.2084 | 0 | 0 | 45.671 | 0
17.01. | 23 | 1005.5336 |  | 959.8626 | 0 | 0 | 45.671 | 0
17.01. | 24 | 1008.8607 |  | 963.1897 | 0 | 0 | 45.671 | 0
18.01. | 1 | 1012.1878 |  | 966.5167 | 0 | 0 | 45.671 | 0
18.01. | 2 | 1018.8419 |  | 973.1709 | 0 | 0 | 45.671 | 0
18.01. | 3 | 1027.1596 |  | 981.4886 | 0 | 0 | 45.671 | 0
18.01. | 4 | 1032.1502 |  | 986.4792 | 0 | 0 | 45.671 | 0
18.01. | 5 | 1035.4773 |  | 989.8063 | 0 | 0 | 45.671 | 0
18.01. | 6 | 1038.8044 |  | 993.1334 | 0 | 0 | 45.671 | 0
18.01. | 7 | 1040.4679 |  | 994.7969 | 0 | 0 | 45.671 | 0
18.01. | 8 | 1042.1315 |  | 996.4605 | 0 | 0 | 45.671 | 0
18.01. | 9 | 1032.1502 |  | 986.4792 | 0 | 0 | 45.671 | 0
18.01. | 10 | 1020.5054 |  | 974.8344 | 0 | 0 | 45.671 | 0
18.01. | 11 | 990.5617 |  | 944.8907 | 0 | 0 | 45.671 | 0
18.01. | 12 | 972.2628 |  | 926.5918 | 0 | 0 | 45.671 | 0
18.01. | 13 | 963.9451 |  | 918.2741 | 0 | 0 | 45.671 | 0
18.01. | 14 | 963.9451 |  | 918.2741 | 0 | 0 | 45.671 | 0
18.01. | 15 | 973.9263 |  | 928.2553 | 0 | 0 | 45.671 | 0
18.01. | 16 | 978.917 |  | 933.2459 | 0 | 0 | 45.671 | 0
18.01. | 17 | 978.917 |  | 933.2459 | 0 | 0 | 45.671 | 0
18.01. | 18 | 982.244 |  | 936.573 | 0 | 0 | 45.671 | 0
18.01. | 19 | 977.2534 |  | 931.5824 | 0 | 0 | 45.671 | 0
18.01. | 20 | 972.2628 |  | 926.5918 | 0 | 0 | 45.671 | 0
18.01. | 21 | 970.5992 |  | 924.9282 | 0 | 0 | 45.671 | 0
18.01. | 22 | 967.2722 |  | 921.6012 | 0 | 0 | 45.671 | 0
18.01. | 23 | 968.9357 |  | 923.2647 | 0 | 0 | 45.671 | 0
18.01. | 24 | 970.5992 |  | 924.9282 | 0 | 0 | 45.671 | 0
19.01. | 1 | 973.9263 |  | 928.2553 | 0 | 0 | 45.671 | 0
19.01. | 2 | 973.9263 |  | 928.2553 | 0 | 0 | 45.671 | 0
19.01. | 3 | 973.9263 |  | 928.2553 | 0 | 0 | 45.671 | 0
19.01. | 4 | 972.2628 |  | 926.5918 | 0 | 0 | 45.671 | 0
19.01. | 5 | 968.9357 |  | 923.2647 | 0 | 0 | 45.671 | 0
19.01. | 6 | 965.6086 |  | 919.9376 | 0 | 0 | 45.671 | 0
19.01. | 7 | 965.6086 |  | 919.9376 | 0 | 0 | 45.671 | 0
19.01. | 8 | 972.2628 |  | 926.5918 | 0 | 0 | 45.671 | 0
19.01. | 9 | 975.5899 |  | 929.9189 | 0 | 0 | 45.671 | 0
19.01. | 10 | 982.244 |  | 936.573 | 0 | 0 | 45.671 | 0
19.01. | 11 | 970.5992 |  | 924.9282 | 0 | 0 | 45.671 | 0
19.01. | 12 | 972.2628 |  | 926.5918 | 0 | 0 | 45.671 | 0
19.01. | 13 | 968.9357 |  | 923.2647 | 0 | 0 | 45.671 | 0
19.01. | 14 | 960.618 |  | 914.947 | 0 | 0 | 45.671 | 0
19.01. | 15 | 948.9732 |  | 903.3022 | 0 | 0 | 45.671 | 0
19.01. | 16 | 942.3191 |  | 896.6481 | 0 | 0 | 45.671 | 0
19.01. | 17 | 940.6555 |  | 894.9845 | 0 | 0 | 45.671 | 0
19.01. | 18 | 945.6461 |  | 899.9751 | 0 | 0 | 45.671 | 0
19.01. | 19 | 947.3097 |  | 901.6387 | 0 | 0 | 45.671 | 0
19.01. | 20 | 947.3097 |  | 901.6387 | 0 | 0 | 45.671 | 0
19.01. | 21 | 948.9732 |  | 903.3022 | 0 | 0 | 45.671 | 0
19.01. | 22 | 950.6368 |  | 904.9658 | 0 | 0 | 45.671 | 0
19.01. | 23 | 953.9639 |  | 908.2928 | 0 | 0 | 45.671 | 0
19.01. | 24 | 953.9639 |  | 908.2928 | 0 | 0 | 45.671 | 0
20.01. | 1 | 957.2909 |  | 911.6199 | 0 | 0 | 45.671 | 0
20.01. | 2 | 958.9545 |  | 913.2835 | 0 | 0 | 45.671 | 0
20.01. | 3 | 960.618 |  | 914.947 | 0 | 0 | 45.671 | 0
20.01. | 4 | 962.2815 |  | 916.6105 | 0 | 0 | 45.671 | 0
20.01. | 5 | 962.2815 |  | 916.6105 | 0 | 0 | 45.671 | 0
20.01. | 6 | 960.618 |  | 914.947 | 0 | 0 | 45.671 | 0
20.01. | 7 | 963.9451 |  | 918.2741 | 0 | 0 | 45.671 | 0
20.01. | 8 | 972.2628 |  | 926.5918 | 0 | 0 | 45.671 | 0
20.01. | 9 | 975.5899 |  | 929.9189 | 0 | 0 | 45.671 | 0
20.01. | 10 | 983.9076 |  | 938.2366 | 0 | 0 | 45.671 | 0
20.01. | 11 | 977.2534 |  | 931.5824 | 0 | 0 | 45.671 | 0
20.01. | 12 | 980.5805 |  | 934.9095 | 0 | 0 | 45.671 | 0
20.01. | 13 | 978.917 |  | 933.2459 | 0 | 0 | 45.671 | 0
20.01. | 14 | 972.2628 |  | 926.5918 | 0 | 0 | 45.671 | 0
20.01. | 15 | 957.2909 |  | 911.6199 | 0 | 0 | 45.671 | 0
20.01. | 16 | 947.3097 |  | 901.6387 | 0 | 0 | 45.671 | 0
20.01. | 17 | 943.9826 |  | 898.3116 | 0 | 0 | 45.671 | 0
20.01. | 18 | 945.6461 |  | 899.9751 | 0 | 0 | 45.671 | 0
20.01. | 19 | 945.6461 |  | 899.9751 | 0 | 0 | 45.671 | 0
20.01. | 20 | 945.6461 |  | 899.9751 | 0 | 0 | 45.671 | 0
20.01. | 21 | 947.3097 |  | 901.6387 | 0 | 0 | 45.671 | 0
20.01. | 22 | 947.3097 |  | 901.6387 | 0 | 0 | 45.671 | 0
20.01. | 23 | 950.6368 |  | 904.9658 | 0 | 0 | 45.671 | 0
20.01. | 24 | 950.6368 |  | 904.9658 | 0 | 0 | 45.671 | 0
21.01. | 1 | 952.3003 |  | 906.6293 | 0 | 0 | 45.671 | 0
21.01. | 2 | 953.9639 |  | 908.2928 | 0 | 0 | 45.671 | 0
21.01. | 3 | 957.2909 |  | 911.6199 | 0 | 0 | 45.671 | 0
21.01. | 4 | 960.618 |  | 914.947 | 0 | 0 | 45.671 | 0
21.01. | 5 | 962.2815 |  | 916.6105 | 0 | 0 | 45.671 | 0
21.01. | 6 | 965.6086 |  | 919.9376 | 0 | 0 | 45.671 | 0
21.01. | 7 | 968.9357 |  | 923.2647 | 0 | 0 | 45.671 | 0
21.01. | 8 | 977.2534 |  | 931.5824 | 0 | 0 | 45.671 | 0
21.01. | 9 | 975.5899 |  | 929.9189 | 0 | 0 | 45.671 | 0
21.01. | 10 | 980.5805 |  | 934.9095 | 0 | 0 | 45.671 | 0
21.01. | 11 | 968.9357 |  | 923.2647 | 0 | 0 | 45.671 | 0
21.01. | 12 | 973.9263 |  | 928.2553 | 0 | 0 | 45.671 | 0
21.01. | 13 | 973.9263 |  | 928.2553 | 0 | 0 | 45.671 | 0
21.01. | 14 | 968.9357 |  | 923.2647 | 0 | 0 | 45.671 | 0
21.01. | 15 | 958.9545 |  | 913.2835 | 0 | 0 | 45.671 | 0
21.01. | 16 | 953.9639 |  | 908.2928 | 0 | 0 | 45.671 | 0
21.01. | 17 | 952.3003 |  | 906.6293 | 0 | 0 | 45.671 | 0
21.01. | 18 | 958.9545 |  | 913.2835 | 0 | 0 | 45.671 | 0
21.01. | 19 | 960.618 |  | 914.947 | 0 | 0 | 45.671 | 0
21.01. | 20 | 960.618 |  | 914.947 | 0 | 0 | 45.671 | 0
21.01. | 21 | 962.2815 |  | 916.6105 | 0 | 0 | 45.671 | 0
21.01. | 22 | 962.2815 |  | 916.6105 | 0 | 0 | 45.671 | 0
21.01. | 23 | 963.9451 |  | 918.2741 | 0 | 0 | 45.671 | 0
21.01. | 24 | 962.2815 |  | 916.6105 | 0 | 0 | 45.671 | 0
22.01. | 1 | 960.618 |  | 914.947 | 0 | 0 | 45.671 | 0
22.01. | 2 | 960.618 |  | 914.947 | 0 | 0 | 45.671 | 0
22.01. | 3 | 960.618 |  | 914.947 | 0 | 0 | 45.671 | 0
22.01. | 4 | 962.2815 |  | 916.6105 | 0 | 0 | 45.671 | 0
22.01. | 5 | 960.618 |  | 914.947 | 0 | 0 | 45.671 | 0
22.01. | 6 | 962.2815 |  | 916.6105 | 0 | 0 | 45.671 | 0
22.01. | 7 | 962.2815 |  | 916.6105 | 0 | 0 | 45.671 | 0
22.01. | 8 | 965.6086 |  | 919.9376 | 0 | 0 | 45.671 | 0
22.01. | 9 | 960.618 |  | 914.947 | 0 | 0 | 45.671 | 0
22.01. | 10 | 957.2909 |  | 911.6199 | 0 | 0 | 45.671 | 0
22.01. | 11 | 945.6461 |  | 899.9751 | 0 | 0 | 45.671 | 0
22.01. | 12 | 947.3097 |  | 901.6387 | 0 | 0 | 45.671 | 0
22.01. | 13 | 947.3097 |  | 901.6387 | 0 | 0 | 45.671 | 0
22.01. | 14 | 947.3097 |  | 901.6387 | 0 | 0 | 45.671 | 0
22.01. | 15 | 947.3097 |  | 901.6387 | 0 | 0 | 45.671 | 0
22.01. | 16 | 953.9639 |  | 908.2928 | 0 | 0 | 45.671 | 0
22.01. | 17 | 962.2815 |  | 916.6105 | 0 | 0 | 45.671 | 0
22.01. | 18 | 978.917 |  | 933.2459 | 0 | 0 | 45.671 | 0
22.01. | 19 | 990.5617 |  | 944.8907 | 0 | 0 | 45.671 | 0
22.01. | 20 | 1000.543 |  | 954.872 | 0 | 0 | 45.671 | 0
22.01. | 21 | 1015.5148 |  | 969.8438 | 0 | 0 | 45.671 | 0
22.01. | 22 | 1025.4961 |  | 979.8251 | 0 | 0 | 45.671 | 0
22.01. | 23 | 1037.1409 |  | 991.4698 | 0 | 0 | 45.671 | 0
22.01. | 24 | 1042.1315 |  | 996.4605 | 0 | 0 | 45.671 | 0
23.01. | 1 | 1047.1221 |  | 1001.4511 | 0 | 0 | 45.671 | 0
23.01. | 2 | 1047.1221 |  | 1001.4511 | 0 | 0 | 45.671 | 0
23.01. | 3 | 1048.7856 |  | 1003.1146 | 0 | 0 | 45.671 | 0
23.01. | 4 | 1045.4586 |  | 999.7875 | 0 | 0 | 45.671 | 0
23.01. | 5 | 1042.1315 |  | 996.4605 | 0 | 0 | 45.671 | 0
23.01. | 6 | 1037.1409 |  | 991.4698 | 0 | 0 | 45.671 | 0
23.01. | 7 | 1025.4961 |  | 979.8251 | 0 | 0 | 45.671 | 0
23.01. | 8 | 1015.5148 |  | 969.8438 | 0 | 0 | 45.671 | 0
23.01. | 9 | 992.2253 |  | 946.5543 | 0 | 0 | 45.671 | 0
23.01. | 10 | 968.9357 |  | 923.2647 | 0 | 0 | 45.671 | 0
23.01. | 11 | 940.6555 |  | 894.9845 | 0 | 0 | 45.671 | 0
23.01. | 12 | 932.3378 |  | 886.6668 | 0 | 0 | 45.671 | 0
23.01. | 13 | 924.0201 |  | 878.3491 | 0 | 0 | 45.671 | 0
23.01. | 14 | 919.0295 |  | 873.3585 | 0 | 0 | 45.671 | 0
23.01. | 15 | 915.7024 |  | 870.0314 | 0 | 0 | 45.671 | 0
23.01. | 16 | 912.3754 |  | 866.7043 | 0 | 0 | 45.671 | 0
23.01. | 17 | 909.0483 |  | 863.3773 | 0 | 0 | 45.671 | 0
23.01. | 18 | 907.3847 |  | 861.7137 | 0 | 0 | 45.671 | 0
23.01. | 19 | 905.7212 |  | 860.0502 | 0 | 0 | 45.671 | 0
23.01. | 20 | 904.0576 |  | 858.3866 | 0 | 0 | 45.671 | 0
23.01. | 21 | 902.3941 |  | 856.7231 | 0 | 0 | 45.671 | 0
23.01. | 22 | 899.067 |  | 853.396 | 0 | 0 | 45.671 | 0
23.01. | 23 | 899.067 |  | 853.396 | 0 | 0 | 45.671 | 0
23.01. | 24 | 897.4035 |  | 851.7325 | 0 | 0 | 45.671 | 0
24.01. | 1 | 895.74 |  | 850.0689 | 0 | 0 | 45.671 | 0
24.01. | 2 | 895.74 |  | 850.0689 | 0 | 0 | 45.671 | 0
24.01. | 3 | 895.74 |  | 850.0689 | 0 | 0 | 45.671 | 0
24.01. | 4 | 897.4035 |  | 851.7325 | 0 | 0 | 45.671 | 0
24.01. | 5 | 900.7306 |  | 855.0596 | 0 | 0 | 45.671 | 0
24.01. | 6 | 905.7212 |  | 860.0502 | 0 | 0 | 45.671 | 0
24.01. | 7 | 910.7118 |  | 865.0408 | 0 | 0 | 45.671 | 0
24.01. | 8 | 912.3754 |  | 866.7043 | 0 | 0 | 45.671 | 0
24.01. | 9 | 907.3847 |  | 861.7137 | 0 | 0 | 45.671 | 0
24.01. | 10 | 905.7212 |  | 860.0502 | 0 | 0 | 45.671 | 0
24.01. | 11 | 899.067 |  | 853.396 | 0 | 0 | 45.671 | 0
24.01. | 12 | 900.7306 |  | 855.0596 | 0 | 0 | 45.671 | 0
24.01. | 13 | 902.3941 |  | 856.7231 | 0 | 0 | 45.671 | 0
24.01. | 14 | 904.0576 |  | 858.3866 | 0 | 0 | 45.671 | 0
24.01. | 15 | 910.7118 |  | 865.0408 | 0 | 0 | 45.671 | 0
24.01. | 16 | 922.3566 |  | 876.6856 | 0 | 0 | 45.671 | 0
24.01. | 17 | 937.3285 |  | 891.6574 | 0 | 0 | 45.671 | 0
24.01. | 18 | 960.618 |  | 914.947 | 0 | 0 | 45.671 | 0
24.01. | 19 | 980.5805 |  | 934.9095 | 0 | 0 | 45.671 | 0
24.01. | 20 | 998.8794 |  | 953.2084 | 0 | 0 | 45.671 | 0
24.01. | 21 | 1015.5148 |  | 969.8438 | 0 | 0 | 45.671 | 0
24.01. | 22 | 1027.1596 |  | 981.4886 | 0 | 0 | 45.671 | 0
24.01. | 23 | 1038.8044 |  | 993.1334 | 0 | 0 | 45.671 | 0
24.01. | 24 | 1043.795 |  | 998.124 | 0 | 0 | 45.671 | 0
25.01. | 1 | 1045.4586 |  | 999.7875 | 0 | 0 | 45.671 | 0
25.01. | 2 | 1042.1315 |  | 996.4605 | 0 | 0 | 45.671 | 0
25.01. | 3 | 1035.4773 |  | 989.8063 | 0 | 0 | 45.671 | 0
25.01. | 4 | 1027.1596 |  | 981.4886 | 0 | 0 | 45.671 | 0
25.01. | 5 | 1017.1784 |  | 971.5074 | 0 | 0 | 45.671 | 0
25.01. | 6 | 1003.87 |  | 958.199 | 0 | 0 | 45.671 | 0
25.01. | 7 | 998.8794 |  | 953.2084 | 0 | 0 | 45.671 | 0
25.01. | 8 | 1002.2065 |  | 956.5355 | 0 | 0 | 45.671 | 0
25.01. | 9 | 1003.87 |  | 958.199 | 0 | 0 | 45.671 | 0
25.01. | 10 | 992.2253 |  | 946.5543 | 0 | 0 | 45.671 | 0
25.01. | 11 | 950.6368 |  | 904.9658 | 0 | 0 | 45.671 | 0
25.01. | 12 | 925.6837 |  | 880.0127 | 0 | 0 | 45.671 | 0
25.01. | 13 | 917.366 |  | 871.695 | 0 | 0 | 45.671 | 0
25.01. | 14 | 915.7024 |  | 870.0314 | 0 | 0 | 45.671 | 0
25.01. | 15 | 922.3566 |  | 876.6856 | 0 | 0 | 45.671 | 0
25.01. | 16 | 929.0108 |  | 883.3397 | 0 | 0 | 45.671 | 0
25.01. | 17 | 932.3378 |  | 886.6668 | 0 | 0 | 45.671 | 0
25.01. | 18 | 932.3378 |  | 886.6668 | 0 | 0 | 45.671 | 0
25.01. | 19 | 930.6743 |  | 885.0033 | 0 | 0 | 45.671 | 0
25.01. | 20 | 927.3472 |  | 881.6762 | 0 | 0 | 45.671 | 0
25.01. | 21 | 927.3472 |  | 881.6762 | 0 | 0 | 45.671 | 0
25.01. | 22 | 925.6837 |  | 880.0127 | 0 | 0 | 45.671 | 0
25.01. | 23 | 925.6837 |  | 880.0127 | 0 | 0 | 45.671 | 0
25.01. | 24 | 925.6837 |  | 880.0127 | 0 | 0 | 45.671 | 0
26.01. | 1 | 925.6837 |  | 880.0127 | 0 | 0 | 45.671 | 0
26.01. | 2 | 924.0201 |  | 878.3491 | 0 | 0 | 45.671 | 0
26.01. | 3 | 924.0201 |  | 878.3491 | 0 | 0 | 45.671 | 0
26.01. | 4 | 929.0108 |  | 883.3397 | 0 | 0 | 45.671 | 0
26.01. | 5 | 935.6649 |  | 889.9939 | 0 | 0 | 45.671 | 0
26.01. | 6 | 947.3097 |  | 901.6387 | 0 | 0 | 45.671 | 0
26.01. | 7 | 947.3097 |  | 901.6387 | 0 | 0 | 45.671 | 0
26.01. | 8 | 932.3378 |  | 886.6668 | 0 | 0 | 45.671 | 0
26.01. | 9 | 914.0389 |  | 868.3679 | 0 | 0 | 45.671 | 0
26.01. | 10 | 904.0576 |  | 858.3866 | 0 | 0 | 45.671 | 0
26.01. | 11 | 889.0858 |  | 843.4148 | 0 | 0 | 45.671 | 0
26.01. | 12 | 887.4223 |  | 841.7512 | 0 | 0 | 45.671 | 0
26.01. | 13 | 887.4223 |  | 841.7512 | 0 | 0 | 45.671 | 0
26.01. | 14 | 892.4129 |  | 846.7419 | 0 | 0 | 45.671 | 0
26.01. | 15 | 900.7306 |  | 855.0596 | 0 | 0 | 45.671 | 0
26.01. | 16 | 910.7118 |  | 865.0408 | 0 | 0 | 45.671 | 0
26.01. | 17 | 920.6931 |  | 875.022 | 0 | 0 | 45.671 | 0
26.01. | 18 | 932.3378 |  | 886.6668 | 0 | 0 | 45.671 | 0
26.01. | 19 | 943.9826 |  | 898.3116 | 0 | 0 | 45.671 | 0
26.01. | 20 | 957.2909 |  | 911.6199 | 0 | 0 | 45.671 | 0
26.01. | 21 | 973.9263 |  | 928.2553 | 0 | 0 | 45.671 | 0
26.01. | 22 | 992.2253 |  | 946.5543 | 0 | 0 | 45.671 | 0
26.01. | 23 | 1012.1878 |  | 966.5167 | 0 | 0 | 45.671 | 0
26.01. | 24 | 1025.4961 |  | 979.8251 | 0 | 0 | 45.671 | 0
27.01. | 1 | 1035.4773 |  | 989.8063 | 0 | 0 | 45.671 | 0
27.01. | 2 | 1042.1315 |  | 996.4605 | 0 | 0 | 45.671 | 0
27.01. | 3 | 1047.1221 |  | 1001.4511 | 0 | 0 | 45.671 | 0
27.01. | 4 | 1048.7856 |  | 1003.1146 | 0 | 0 | 45.671 | 0
27.01. | 5 | 1048.7856 |  | 1003.1146 | 0 | 0 | 45.671 | 0
27.01. | 6 | 1047.1221 |  | 1001.4511 | 0 | 0 | 45.671 | 0
27.01. | 7 | 1042.1315 |  | 996.4605 | 0 | 0 | 45.671 | 0
27.01. | 8 | 1030.4867 |  | 984.8157 | 0 | 0 | 45.671 | 0
27.01. | 9 | 1000.543 |  | 954.872 | 0 | 0 | 45.671 | 0
27.01. | 10 | 973.9263 |  | 928.2553 | 0 | 0 | 45.671 | 0
27.01. | 11 | 940.6555 |  | 894.9845 | 0 | 0 | 45.671 | 0
27.01. | 12 | 930.6743 |  | 885.0033 | 0 | 0 | 45.671 | 0
27.01. | 13 | 924.0201 |  | 878.3491 | 0 | 0 | 45.671 | 0
27.01. | 14 | 919.0295 |  | 873.3585 | 0 | 0 | 45.671 | 0
27.01. | 15 | 914.0389 |  | 868.3679 | 0 | 0 | 45.671 | 0
27.01. | 16 | 914.0389 |  | 868.3679 | 0 | 0 | 45.671 | 0
27.01. | 17 | 914.0389 |  | 868.3679 | 0 | 0 | 45.671 | 0
27.01. | 18 | 919.0295 |  | 873.3585 | 0 | 0 | 45.671 | 0
27.01. | 19 | 922.3566 |  | 876.6856 | 0 | 0 | 45.671 | 0
27.01. | 20 | 922.3566 |  | 876.6856 | 0 | 0 | 45.671 | 0
27.01. | 21 | 925.6837 |  | 880.0127 | 0 | 0 | 45.671 | 0
27.01. | 22 | 925.6837 |  | 880.0127 | 0 | 0 | 45.671 | 0
27.01. | 23 | 929.0108 |  | 883.3397 | 0 | 0 | 45.671 | 0
27.01. | 24 | 927.3472 |  | 881.6762 | 0 | 0 | 45.671 | 0
28.01. | 1 | 927.3472 |  | 881.6762 | 0 | 0 | 45.671 | 0
28.01. | 2 | 927.3472 |  | 881.6762 | 0 | 0 | 45.671 | 0
28.01. | 3 | 927.3472 |  | 881.6762 | 0 | 0 | 45.671 | 0
28.01. | 4 | 929.0108 |  | 883.3397 | 0 | 0 | 45.671 | 0
28.01. | 5 | 929.0108 |  | 883.3397 | 0 | 0 | 45.671 | 0
28.01. | 6 | 929.0108 |  | 883.3397 | 0 | 0 | 45.671 | 0
28.01. | 7 | 930.6743 |  | 885.0033 | 0 | 0 | 45.671 | 0
28.01. | 8 | 938.992 |  | 893.321 | 0 | 0 | 45.671 | 0
28.01. | 9 | 947.3097 |  | 901.6387 | 0 | 0 | 45.671 | 0
28.01. | 10 | 957.2909 |  | 911.6199 | 0 | 0 | 45.671 | 0
28.01. | 11 | 953.9639 |  | 908.2928 | 0 | 0 | 45.671 | 0
28.01. | 12 | 960.618 |  | 914.947 | 0 | 0 | 45.671 | 0
28.01. | 13 | 960.618 |  | 914.947 | 0 | 0 | 45.671 | 0
28.01. | 14 | 952.3003 |  | 906.6293 | 0 | 0 | 45.671 | 0
28.01. | 15 | 937.3285 |  | 891.6574 | 0 | 0 | 45.671 | 0
28.01. | 16 | 932.3378 |  | 886.6668 | 0 | 0 | 45.671 | 0
28.01. | 17 | 930.6743 |  | 885.0033 | 0 | 0 | 45.671 | 0
28.01. | 18 | 937.3285 |  | 891.6574 | 0 | 0 | 45.671 | 0
28.01. | 19 | 945.6461 |  | 899.9751 | 0 | 0 | 45.671 | 0
28.01. | 20 | 952.3003 |  | 906.6293 | 0 | 0 | 45.671 | 0
28.01. | 21 | 962.2815 |  | 916.6105 | 0 | 0 | 45.671 | 0
28.01. | 22 | 970.5992 |  | 924.9282 | 0 | 0 | 45.671 | 0
28.01. | 23 | 980.5805 |  | 934.9095 | 0 | 0 | 45.671 | 0
28.01. | 24 | 987.2346 |  | 941.5636 | 0 | 0 | 45.671 | 0
29.01. | 1 | 995.5523 |  | 949.8813 | 0 | 0 | 45.671 | 0
29.01. | 2 | 1000.543 |  | 954.872 | 0 | 0 | 45.671 | 0
29.01. | 3 | 1008.8607 |  | 963.1897 | 0 | 0 | 45.671 | 0
29.01. | 4 | 1012.1878 |  | 966.5167 | 0 | 0 | 45.671 | 0
29.01. | 5 | 1015.5148 |  | 969.8438 | 0 | 0 | 45.671 | 0
29.01. | 6 | 1015.5148 |  | 969.8438 | 0 | 0 | 45.671 | 0
29.01. | 7 | 1013.8513 |  | 968.1803 | 0 | 0 | 45.671 | 0
29.01. | 8 | 1012.1878 |  | 966.5167 | 0 | 0 | 45.671 | 0
29.01. | 9 | 997.2159 |  | 951.5449 | 0 | 0 | 45.671 | 0
29.01. | 10 | 978.917 |  | 933.2459 | 0 | 0 | 45.671 | 0
29.01. | 11 | 945.6461 |  | 899.9751 | 0 | 0 | 45.671 | 0
29.01. | 12 | 929.0108 |  | 883.3397 | 0 | 0 | 45.671 | 0
29.01. | 13 | 922.3566 |  | 876.6856 | 0 | 0 | 45.671 | 0
29.01. | 14 | 922.3566 |  | 876.6856 | 0 | 0 | 45.671 | 0
29.01. | 15 | 929.0108 |  | 883.3397 | 0 | 0 | 45.671 | 0
29.01. | 16 | 940.6555 |  | 894.9845 | 0 | 0 | 45.671 | 0
29.01. | 17 | 947.3097 |  | 901.6387 | 0 | 0 | 45.671 | 0
29.01. | 18 | 952.3003 |  | 906.6293 | 0 | 0 | 45.671 | 0
29.01. | 19 | 950.6368 |  | 904.9658 | 0 | 0 | 45.671 | 0
29.01. | 20 | 947.3097 |  | 901.6387 | 0 | 0 | 45.671 | 0
29.01. | 21 | 945.6461 |  | 899.9751 | 0 | 0 | 45.671 | 0
29.01. | 22 | 942.3191 |  | 896.6481 | 0 | 0 | 45.671 | 0
29.01. | 23 | 942.3191 |  | 896.6481 | 0 | 0 | 45.671 | 0
29.01. | 24 | 940.6555 |  | 894.9845 | 0 | 0 | 45.671 | 0
30.01. | 1 | 938.992 |  | 893.321 | 0 | 0 | 45.671 | 0
30.01. | 2 | 937.3285 |  | 891.6574 | 0 | 0 | 45.671 | 0
30.01. | 3 | 937.3285 |  | 891.6574 | 0 | 0 | 45.671 | 0
30.01. | 4 | 937.3285 |  | 891.6574 | 0 | 0 | 45.671 | 0
30.01. | 5 | 935.6649 |  | 889.9939 | 0 | 0 | 45.671 | 0
30.01. | 6 | 934.0014 |  | 888.3304 | 0 | 0 | 45.671 | 0
30.01. | 7 | 932.3378 |  | 886.6668 | 0 | 0 | 45.671 | 0
30.01. | 8 | 930.6743 |  | 885.0033 | 0 | 0 | 45.671 | 0
30.01. | 9 | 925.6837 |  | 880.0127 | 0 | 0 | 45.671 | 0
30.01. | 10 | 919.0295 |  | 873.3585 | 0 | 0 | 45.671 | 0
30.01. | 11 | 905.7212 |  | 860.0502 | 0 | 0 | 45.671 | 0
30.01. | 12 | 900.7306 |  | 855.0596 | 0 | 0 | 45.671 | 0
30.01. | 13 | 897.4035 |  | 851.7325 | 0 | 0 | 45.671 | 0
30.01. | 14 | 894.0764 |  | 848.4054 | 0 | 0 | 45.671 | 0
30.01. | 15 | 894.0764 |  | 848.4054 | 0 | 0 | 45.671 | 0
30.01. | 16 | 899.067 |  | 853.396 | 0 | 0 | 45.671 | 0
30.01. | 17 | 909.0483 |  | 863.3773 | 0 | 0 | 45.671 | 0
30.01. | 18 | 925.6837 |  | 880.0127 | 0 | 0 | 45.671 | 0
30.01. | 19 | 940.6555 |  | 894.9845 | 0 | 0 | 45.671 | 0
30.01. | 20 | 950.6368 |  | 904.9658 | 0 | 0 | 45.671 | 0
30.01. | 21 | 958.9545 |  | 913.2835 | 0 | 0 | 45.671 | 0
30.01. | 22 | 963.9451 |  | 918.2741 | 0 | 0 | 45.671 | 0
30.01. | 23 | 970.5992 |  | 924.9282 | 0 | 0 | 45.671 | 0
30.01. | 24 | 975.5899 |  | 929.9189 | 0 | 0 | 45.671 | 0
31.01. | 1 | 978.917 |  | 933.2459 | 0 | 0 | 45.671 | 0
31.01. | 2 | 982.244 |  | 936.573 | 0 | 0 | 45.671 | 0
31.01. | 3 | 983.9076 |  | 938.2366 | 0 | 0 | 45.671 | 0
31.01. | 4 | 985.5711 |  | 939.9001 | 0 | 0 | 45.671 | 0
31.01. | 5 | 993.8888 |  | 948.2178 | 0 | 0 | 45.671 | 0
31.01. | 6 | 1007.1971 |  | 961.5261 | 0 | 0 | 45.671 | 0
31.01. | 7 | 1000.543 |  | 954.872 | 0 | 0 | 45.671 | 0
31.01. | 8 | 978.917 |  | 933.2459 | 0 | 0 | 45.671 | 0
31.01. | 9 | 940.6555 |  | 894.9845 | 0 | 0 | 45.671 | 0
31.01. | 10 | 914.0389 |  | 868.3679 | 0 | 0 | 45.671 | 0
31.01. | 11 | 880.7681 |  | 835.0971 | 0 | 0 | 45.671 | 0
31.01. | 12 | 840.8431 |  | 795.1721 | 0 | 0 | 45.671 | 0
31.01. | 13 | 805.9088 |  | 760.2378 | 0 | 0 | 45.671 | 0
31.01. | 14 | 805.9088 |  | 760.2378 | 0 | 0 | 45.671 | 0
31.01. | 15 | 849.1608 |  | 803.4898 | 0 | 0 | 45.671 | 0
31.01. | 16 | 877.441 |  | 831.77 | 0 | 0 | 45.671 | 0
31.01. | 17 | 892.4129 |  | 846.7419 | 0 | 0 | 45.671 | 0
31.01. | 18 | 902.3941 |  | 856.7231 | 0 | 0 | 45.671 | 0
31.01. | 19 | 909.0483 |  | 863.3773 | 0 | 0 | 45.671 | 0
31.01. | 20 | 910.7118 |  | 865.0408 | 0 | 0 | 45.671 | 0
31.01. | 21 | 912.3754 |  | 866.7043 | 0 | 0 | 45.671 | 0
31.01. | 22 | 914.0389 |  | 868.3679 | 0 | 0 | 45.671 | 0
31.01. | 23 | 915.7024 |  | 870.0314 | 0 | 0 | 45.671 | 0
31.01. | 24 | 917.366 |  | 871.695 | 0 | 0 | 45.671 | 0
01.02. | 1 | 914.9335 |  | 865.0408 | 0 | 0 | 49.8927 | 0
01.02. | 2 | 914.9335 |  | 865.0408 | 0 | 0 | 49.8927 | 0
01.02. | 3 | 914.9335 |  | 865.0408 | 0 | 0 | 49.8927 | 0
01.02. | 4 | 914.9335 |  | 865.0408 | 0 | 0 | 49.8927 | 0
01.02. | 5 | 913.27 |  | 863.3773 | 0 | 0 | 49.8927 | 0
01.02. | 6 | 913.27 |  | 863.3773 | 0 | 0 | 49.8927 | 0
01.02. | 7 | 911.6064 |  | 861.7137 | 0 | 0 | 49.8927 | 0
01.02. | 8 | 909.9429 |  | 860.0502 | 0 | 0 | 49.8927 | 0
01.02. | 9 | 906.6158 |  | 856.7231 | 0 | 0 | 49.8927 | 0
01.02. | 10 | 906.6158 |  | 856.7231 | 0 | 0 | 49.8927 | 0
01.02. | 11 | 898.2981 |  | 848.4054 | 0 | 0 | 49.8927 | 0
01.02. | 12 | 898.2981 |  | 848.4054 | 0 | 0 | 49.8927 | 0
01.02. | 13 | 896.6346 |  | 846.7419 | 0 | 0 | 49.8927 | 0
01.02. | 14 | 896.6346 |  | 846.7419 | 0 | 0 | 49.8927 | 0
01.02. | 15 | 896.6346 |  | 846.7419 | 0 | 0 | 49.8927 | 0
01.02. | 16 | 896.6346 |  | 846.7419 | 0 | 0 | 49.8927 | 0
01.02. | 17 | 889.9804 |  | 840.0877 | 0 | 0 | 49.8927 | 0
01.02. | 18 | 888.3169 |  | 838.4242 | 0 | 0 | 49.8927 | 0
01.02. | 19 | 886.6533 |  | 836.7606 | 0 | 0 | 49.8927 | 0
01.02. | 20 | 886.6533 |  | 836.7606 | 0 | 0 | 49.8927 | 0
01.02. | 21 | 889.9804 |  | 840.0877 | 0 | 0 | 49.8927 | 0
01.02. | 22 | 893.3075 |  | 843.4148 | 0 | 0 | 49.8927 | 0
01.02. | 23 | 896.6346 |  | 846.7419 | 0 | 0 | 49.8927 | 0
01.02. | 24 | 896.6346 |  | 846.7419 | 0 | 0 | 49.8927 | 0
02.02. | 1 | 898.2981 |  | 848.4054 | 0 | 0 | 49.8927 | 0
02.02. | 2 | 898.2981 |  | 848.4054 | 0 | 0 | 49.8927 | 0
02.02. | 3 | 901.6252 |  | 851.7325 | 0 | 0 | 49.8927 | 0
02.02. | 4 | 903.2887 |  | 853.396 | 0 | 0 | 49.8927 | 0
02.02. | 5 | 903.2887 |  | 853.396 | 0 | 0 | 49.8927 | 0
02.02. | 6 | 904.9523 |  | 855.0596 | 0 | 0 | 49.8927 | 0
02.02. | 7 | 904.9523 |  | 855.0596 | 0 | 0 | 49.8927 | 0
02.02. | 8 | 908.2793 |  | 858.3866 | 0 | 0 | 49.8927 | 0
02.02. | 9 | 908.2793 |  | 858.3866 | 0 | 0 | 49.8927 | 0
02.02. | 10 | 911.6064 |  | 861.7137 | 0 | 0 | 49.8927 | 0
02.02. | 11 | 906.6158 |  | 856.7231 | 0 | 0 | 49.8927 | 0
02.02. | 12 | 906.6158 |  | 856.7231 | 0 | 0 | 49.8927 | 0
02.02. | 13 | 908.2793 |  | 858.3866 | 0 | 0 | 49.8927 | 0
02.02. | 14 | 909.9429 |  | 860.0502 | 0 | 0 | 49.8927 | 0
02.02. | 15 | 913.27 |  | 863.3773 | 0 | 0 | 49.8927 | 0
02.02. | 16 | 916.597 |  | 866.7043 | 0 | 0 | 49.8927 | 0
02.02. | 17 | 918.2606 |  | 868.3679 | 0 | 0 | 49.8927 | 0
02.02. | 18 | 921.5877 |  | 871.695 | 0 | 0 | 49.8927 | 0
02.02. | 19 | 921.5877 |  | 871.695 | 0 | 0 | 49.8927 | 0
02.02. | 20 | 921.5877 |  | 871.695 | 0 | 0 | 49.8927 | 0
02.02. | 21 | 923.2512 |  | 873.3585 | 0 | 0 | 49.8927 | 0
02.02. | 22 | 923.2512 |  | 873.3585 | 0 | 0 | 49.8927 | 0
02.02. | 23 | 926.5783 |  | 876.6856 | 0 | 0 | 49.8927 | 0
02.02. | 24 | 928.2418 |  | 878.3491 | 0 | 0 | 49.8927 | 0
03.02. | 1 | 929.9054 |  | 880.0127 | 0 | 0 | 49.8927 | 0
03.02. | 2 | 931.5689 |  | 881.6762 | 0 | 0 | 49.8927 | 0
03.02. | 3 | 934.896 |  | 885.0033 | 0 | 0 | 49.8927 | 0
03.02. | 4 | 934.896 |  | 885.0033 | 0 | 0 | 49.8927 | 0
03.02. | 5 | 934.896 |  | 885.0033 | 0 | 0 | 49.8927 | 0
03.02. | 6 | 934.896 |  | 885.0033 | 0 | 0 | 49.8927 | 0
03.02. | 7 | 934.896 |  | 885.0033 | 0 | 0 | 49.8927 | 0
03.02. | 8 | 933.2324 |  | 883.3397 | 0 | 0 | 49.8927 | 0
03.02. | 9 | 928.2418 |  | 878.3491 | 0 | 0 | 49.8927 | 0
03.02. | 10 | 923.2512 |  | 873.3585 | 0 | 0 | 49.8927 | 0
03.02. | 11 | 914.9335 |  | 865.0408 | 0 | 0 | 49.8927 | 0
03.02. | 12 | 908.2793 |  | 858.3866 | 0 | 0 | 49.8927 | 0
03.02. | 13 | 906.6158 |  | 856.7231 | 0 | 0 | 49.8927 | 0
03.02. | 14 | 908.2793 |  | 858.3866 | 0 | 0 | 49.8927 | 0
03.02. | 15 | 914.9335 |  | 865.0408 | 0 | 0 | 49.8927 | 0
03.02. | 16 | 921.5877 |  | 871.695 | 0 | 0 | 49.8927 | 0
03.02. | 17 | 924.9147 |  | 875.022 | 0 | 0 | 49.8927 | 0
03.02. | 18 | 928.2418 |  | 878.3491 | 0 | 0 | 49.8927 | 0
03.02. | 19 | 929.9054 |  | 880.0127 | 0 | 0 | 49.8927 | 0
03.02. | 20 | 931.5689 |  | 881.6762 | 0 | 0 | 49.8927 | 0
03.02. | 21 | 933.2324 |  | 883.3397 | 0 | 0 | 49.8927 | 0
03.02. | 22 | 934.896 |  | 885.0033 | 0 | 0 | 49.8927 | 0
03.02. | 23 | 934.896 |  | 885.0033 | 0 | 0 | 49.8927 | 0
03.02. | 24 | 934.896 |  | 885.0033 | 0 | 0 | 49.8927 | 0
04.02. | 1 | 934.896 |  | 885.0033 | 0 | 0 | 49.8927 | 0
04.02. | 2 | 934.896 |  | 885.0033 | 0 | 0 | 49.8927 | 0
04.02. | 3 | 934.896 |  | 885.0033 | 0 | 0 | 49.8927 | 0
04.02. | 4 | 933.2324 |  | 883.3397 | 0 | 0 | 49.8927 | 0
04.02. | 5 | 933.2324 |  | 883.3397 | 0 | 0 | 49.8927 | 0
04.02. | 6 | 931.5689 |  | 881.6762 | 0 | 0 | 49.8927 | 0
04.02. | 7 | 931.5689 |  | 881.6762 | 0 | 0 | 49.8927 | 0
04.02. | 8 | 933.2324 |  | 883.3397 | 0 | 0 | 49.8927 | 0
04.02. | 9 | 933.2324 |  | 883.3397 | 0 | 0 | 49.8927 | 0
04.02. | 10 | 933.2324 |  | 883.3397 | 0 | 0 | 49.8927 | 0
04.02. | 11 | 929.9054 |  | 880.0127 | 0 | 0 | 49.8927 | 0
04.02. | 12 | 928.2418 |  | 878.3491 | 0 | 0 | 49.8927 | 0
04.02. | 13 | 926.5783 |  | 876.6856 | 0 | 0 | 49.8927 | 0
04.02. | 14 | 926.5783 |  | 876.6856 | 0 | 0 | 49.8927 | 0
04.02. | 15 | 926.5783 |  | 876.6856 | 0 | 0 | 49.8927 | 0
04.02. | 16 | 928.2418 |  | 878.3491 | 0 | 0 | 49.8927 | 0
04.02. | 17 | 926.5783 |  | 876.6856 | 0 | 0 | 49.8927 | 0
04.02. | 18 | 924.9147 |  | 875.022 | 0 | 0 | 49.8927 | 0
04.02. | 19 | 924.9147 |  | 875.022 | 0 | 0 | 49.8927 | 0
04.02. | 20 | 924.9147 |  | 875.022 | 0 | 0 | 49.8927 | 0
04.02. | 21 | 926.5783 |  | 876.6856 | 0 | 0 | 49.8927 | 0
04.02. | 22 | 928.2418 |  | 878.3491 | 0 | 0 | 49.8927 | 0
04.02. | 23 | 928.2418 |  | 878.3491 | 0 | 0 | 49.8927 | 0
04.02. | 24 | 928.2418 |  | 878.3491 | 0 | 0 | 49.8927 | 0
05.02. | 1 | 928.2418 |  | 878.3491 | 0 | 0 | 49.8927 | 0
05.02. | 2 | 926.5783 |  | 876.6856 | 0 | 0 | 49.8927 | 0
05.02. | 3 | 928.2418 |  | 878.3491 | 0 | 0 | 49.8927 | 0
05.02. | 4 | 928.2418 |  | 878.3491 | 0 | 0 | 49.8927 | 0
05.02. | 5 | 926.5783 |  | 876.6856 | 0 | 0 | 49.8927 | 0
05.02. | 6 | 926.5783 |  | 876.6856 | 0 | 0 | 49.8927 | 0
05.02. | 7 | 928.2418 |  | 878.3491 | 0 | 0 | 49.8927 | 0
05.02. | 8 | 929.9054 |  | 880.0127 | 0 | 0 | 49.8927 | 0
05.02. | 9 | 931.5689 |  | 881.6762 | 0 | 0 | 49.8927 | 0
05.02. | 10 | 933.2324 |  | 883.3397 | 0 | 0 | 49.8927 | 0
05.02. | 11 | 931.5689 |  | 881.6762 | 0 | 0 | 49.8927 | 0
05.02. | 12 | 931.5689 |  | 881.6762 | 0 | 0 | 49.8927 | 0
05.02. | 13 | 931.5689 |  | 881.6762 | 0 | 0 | 49.8927 | 0
05.02. | 14 | 931.5689 |  | 881.6762 | 0 | 0 | 49.8927 | 0
05.02. | 15 | 931.5689 |  | 881.6762 | 0 | 0 | 49.8927 | 0
05.02. | 16 | 931.5689 |  | 881.6762 | 0 | 0 | 49.8927 | 0
05.02. | 17 | 931.5689 |  | 881.6762 | 0 | 0 | 49.8927 | 0
05.02. | 18 | 933.2324 |  | 883.3397 | 0 | 0 | 49.8927 | 0
05.02. | 19 | 933.2324 |  | 883.3397 | 0 | 0 | 49.8927 | 0
05.02. | 20 | 933.2324 |  | 883.3397 | 0 | 0 | 49.8927 | 0
05.02. | 21 | 934.896 |  | 885.0033 | 0 | 0 | 49.8927 | 0
05.02. | 22 | 936.5595 |  | 886.6668 | 0 | 0 | 49.8927 | 0
05.02. | 23 | 939.8866 |  | 889.9939 | 0 | 0 | 49.8927 | 0
05.02. | 24 | 939.8866 |  | 889.9939 | 0 | 0 | 49.8927 | 0
06.02. | 1 | 941.5501 |  | 891.6574 | 0 | 0 | 49.8927 | 0
06.02. | 2 | 941.5501 |  | 891.6574 | 0 | 0 | 49.8927 | 0
06.02. | 3 | 941.5501 |  | 891.6574 | 0 | 0 | 49.8927 | 0
06.02. | 4 | 939.8866 |  | 889.9939 | 0 | 0 | 49.8927 | 0
06.02. | 5 | 938.2231 |  | 888.3304 | 0 | 0 | 49.8927 | 0
06.02. | 6 | 936.5595 |  | 886.6668 | 0 | 0 | 49.8927 | 0
06.02. | 7 | 936.5595 |  | 886.6668 | 0 | 0 | 49.8927 | 0
06.02. | 8 | 938.2231 |  | 888.3304 | 0 | 0 | 49.8927 | 0
06.02. | 9 | 936.5595 |  | 886.6668 | 0 | 0 | 49.8927 | 0
06.02. | 10 | 936.5595 |  | 886.6668 | 0 | 0 | 49.8927 | 0
06.02. | 11 | 931.5689 |  | 881.6762 | 0 | 0 | 49.8927 | 0
06.02. | 12 | 926.5783 |  | 876.6856 | 0 | 0 | 49.8927 | 0
06.02. | 13 | 921.5877 |  | 871.695 | 0 | 0 | 49.8927 | 0
06.02. | 14 | 923.2512 |  | 873.3585 | 0 | 0 | 49.8927 | 0
06.02. | 15 | 926.5783 |  | 876.6856 | 0 | 0 | 49.8927 | 0
06.02. | 16 | 931.5689 |  | 881.6762 | 0 | 0 | 49.8927 | 0
06.02. | 17 | 934.896 |  | 885.0033 | 0 | 0 | 49.8927 | 0
06.02. | 18 | 938.2231 |  | 888.3304 | 0 | 0 | 49.8927 | 0
06.02. | 19 | 939.8866 |  | 889.9939 | 0 | 0 | 49.8927 | 0
06.02. | 20 | 938.2231 |  | 888.3304 | 0 | 0 | 49.8927 | 0
06.02. | 21 | 938.2231 |  | 888.3304 | 0 | 0 | 49.8927 | 0
06.02. | 22 | 936.5595 |  | 886.6668 | 0 | 0 | 49.8927 | 0
06.02. | 23 | 934.896 |  | 885.0033 | 0 | 0 | 49.8927 | 0
06.02. | 24 | 934.896 |  | 885.0033 | 0 | 0 | 49.8927 | 0
07.02. | 1 | 933.2324 |  | 883.3397 | 0 | 0 | 49.8927 | 0
07.02. | 2 | 933.2324 |  | 883.3397 | 0 | 0 | 49.8927 | 0
07.02. | 3 | 933.2324 |  | 883.3397 | 0 | 0 | 49.8927 | 0
07.02. | 4 | 933.2324 |  | 883.3397 | 0 | 0 | 49.8927 | 0
07.02. | 5 | 933.2324 |  | 883.3397 | 0 | 0 | 49.8927 | 0
07.02. | 6 | 933.2324 |  | 883.3397 | 0 | 0 | 49.8927 | 0
07.02. | 7 | 933.2324 |  | 883.3397 | 0 | 0 | 49.8927 | 0
07.02. | 8 | 936.5595 |  | 886.6668 | 0 | 0 | 49.8927 | 0
07.02. | 9 | 936.5595 |  | 886.6668 | 0 | 0 | 49.8927 | 0
07.02. | 10 | 936.5595 |  | 886.6668 | 0 | 0 | 49.8927 | 0
07.02. | 11 | 934.896 |  | 885.0033 | 0 | 0 | 49.8927 | 0
07.02. | 12 | 933.2324 |  | 883.3397 | 0 | 0 | 49.8927 | 0
07.02. | 13 | 933.2324 |  | 883.3397 | 0 | 0 | 49.8927 | 0
07.02. | 14 | 933.2324 |  | 883.3397 | 0 | 0 | 49.8927 | 0
07.02. | 15 | 933.2324 |  | 883.3397 | 0 | 0 | 49.8927 | 0
07.02. | 16 | 933.2324 |  | 883.3397 | 0 | 0 | 49.8927 | 0
07.02. | 17 | 933.2324 |  | 883.3397 | 0 | 0 | 49.8927 | 0
07.02. | 18 | 931.5689 |  | 881.6762 | 0 | 0 | 49.8927 | 0
07.02. | 19 | 929.9054 |  | 880.0127 | 0 | 0 | 49.8927 | 0
07.02. | 20 | 929.9054 |  | 880.0127 | 0 | 0 | 49.8927 | 0
07.02. | 21 | 929.9054 |  | 880.0127 | 0 | 0 | 49.8927 | 0
07.02. | 22 | 931.5689 |  | 881.6762 | 0 | 0 | 49.8927 | 0
07.02. | 23 | 931.5689 |  | 881.6762 | 0 | 0 | 49.8927 | 0
07.02. | 24 | 931.5689 |  | 881.6762 | 0 | 0 | 49.8927 | 0
08.02. | 1 | 931.5689 |  | 881.6762 | 0 | 0 | 49.8927 | 0
08.02. | 2 | 931.5689 |  | 881.6762 | 0 | 0 | 49.8927 | 0
08.02. | 3 | 931.5689 |  | 881.6762 | 0 | 0 | 49.8927 | 0
08.02. | 4 | 931.5689 |  | 881.6762 | 0 | 0 | 49.8927 | 0
08.02. | 5 | 929.9054 |  | 880.0127 | 0 | 0 | 49.8927 | 0
08.02. | 6 | 929.9054 |  | 880.0127 | 0 | 0 | 49.8927 | 0
08.02. | 7 | 929.9054 |  | 880.0127 | 0 | 0 | 49.8927 | 0
08.02. | 8 | 931.5689 |  | 881.6762 | 0 | 0 | 49.8927 | 0
08.02. | 9 | 933.2324 |  | 883.3397 | 0 | 0 | 49.8927 | 0
08.02. | 10 | 934.896 |  | 885.0033 | 0 | 0 | 49.8927 | 0
08.02. | 11 | 933.2324 |  | 883.3397 | 0 | 0 | 49.8927 | 0
08.02. | 12 | 933.2324 |  | 883.3397 | 0 | 0 | 49.8927 | 0
08.02. | 13 | 933.2324 |  | 883.3397 | 0 | 0 | 49.8927 | 0
08.02. | 14 | 931.5689 |  | 881.6762 | 0 | 0 | 49.8927 | 0
08.02. | 15 | 929.9054 |  | 880.0127 | 0 | 0 | 49.8927 | 0
08.02. | 16 | 928.2418 |  | 878.3491 | 0 | 0 | 49.8927 | 0
08.02. | 17 | 924.9147 |  | 875.022 | 0 | 0 | 49.8927 | 0
08.02. | 18 | 921.5877 |  | 871.695 | 0 | 0 | 49.8927 | 0
08.02. | 19 | 918.2606 |  | 868.3679 | 0 | 0 | 49.8927 | 0
08.02. | 20 | 914.9335 |  | 865.0408 | 0 | 0 | 49.8927 | 0
08.02. | 21 | 916.597 |  | 866.7043 | 0 | 0 | 49.8927 | 0
08.02. | 22 | 916.597 |  | 866.7043 | 0 | 0 | 49.8927 | 0
08.02. | 23 | 918.2606 |  | 868.3679 | 0 | 0 | 49.8927 | 0
08.02. | 24 | 918.2606 |  | 868.3679 | 0 | 0 | 49.8927 | 0
09.02. | 1 | 918.2606 |  | 868.3679 | 0 | 0 | 49.8927 | 0
09.02. | 2 | 916.597 |  | 866.7043 | 0 | 0 | 49.8927 | 0
09.02. | 3 | 916.597 |  | 866.7043 | 0 | 0 | 49.8927 | 0
09.02. | 4 | 916.597 |  | 866.7043 | 0 | 0 | 49.8927 | 0
09.02. | 5 | 918.2606 |  | 868.3679 | 0 | 0 | 49.8927 | 0
09.02. | 6 | 919.9241 |  | 870.0314 | 0 | 0 | 49.8927 | 0
09.02. | 7 | 919.9241 |  | 870.0314 | 0 | 0 | 49.8927 | 0
09.02. | 8 | 919.9241 |  | 870.0314 | 0 | 0 | 49.8927 | 0
09.02. | 9 | 914.9335 |  | 865.0408 | 0 | 0 | 49.8927 | 0
09.02. | 10 | 908.2793 |  | 858.3866 | 0 | 0 | 49.8927 | 0
09.02. | 11 | 894.971 |  | 845.0783 | 0 | 0 | 49.8927 | 0
09.02. | 12 | 888.3169 |  | 838.4242 | 0 | 0 | 49.8927 | 0
09.02. | 13 | 886.6533 |  | 836.7606 | 0 | 0 | 49.8927 | 0
09.02. | 14 | 888.3169 |  | 838.4242 | 0 | 0 | 49.8927 | 0
09.02. | 15 | 894.971 |  | 845.0783 | 0 | 0 | 49.8927 | 0
09.02. | 16 | 903.2887 |  | 853.396 | 0 | 0 | 49.8927 | 0
09.02. | 17 | 913.27 |  | 863.3773 | 0 | 0 | 49.8927 | 0
09.02. | 18 | 923.2512 |  | 873.3585 | 0 | 0 | 49.8927 | 0
09.02. | 19 | 929.9054 |  | 880.0127 | 0 | 0 | 49.8927 | 0
09.02. | 20 | 931.5689 |  | 881.6762 | 0 | 0 | 49.8927 | 0
09.02. | 21 | 931.5689 |  | 881.6762 | 0 | 0 | 49.8927 | 0
09.02. | 22 | 933.2324 |  | 883.3397 | 0 | 0 | 49.8927 | 0
09.02. | 23 | 933.2324 |  | 883.3397 | 0 | 0 | 49.8927 | 0
09.02. | 24 | 933.2324 |  | 883.3397 | 0 | 0 | 49.8927 | 0
10.02. | 1 | 931.5689 |  | 881.6762 | 0 | 0 | 49.8927 | 0
10.02. | 2 | 929.9054 |  | 880.0127 | 0 | 0 | 49.8927 | 0
10.02. | 3 | 929.9054 |  | 880.0127 | 0 | 0 | 49.8927 | 0
10.02. | 4 | 928.2418 |  | 878.3491 | 0 | 0 | 49.8927 | 0
10.02. | 5 | 926.5783 |  | 876.6856 | 0 | 0 | 49.8927 | 0
10.02. | 6 | 924.9147 |  | 875.022 | 0 | 0 | 49.8927 | 0
10.02. | 7 | 923.2512 |  | 873.3585 | 0 | 0 | 49.8927 | 0
10.02. | 8 | 921.5877 |  | 871.695 | 0 | 0 | 49.8927 | 0
10.02. | 9 | 916.597 |  | 866.7043 | 0 | 0 | 49.8927 | 0
10.02. | 10 | 909.9429 |  | 860.0502 | 0 | 0 | 49.8927 | 0
10.02. | 11 | 898.2981 |  | 848.4054 | 0 | 0 | 49.8927 | 0
10.02. | 12 | 893.3075 |  | 843.4148 | 0 | 0 | 49.8927 | 0
10.02. | 13 | 889.9804 |  | 840.0877 | 0 | 0 | 49.8927 | 0
10.02. | 14 | 888.3169 |  | 838.4242 | 0 | 0 | 49.8927 | 0
10.02. | 15 | 888.3169 |  | 838.4242 | 0 | 0 | 49.8927 | 0
10.02. | 16 | 888.3169 |  | 838.4242 | 0 | 0 | 49.8927 | 0
10.02. | 17 | 888.3169 |  | 838.4242 | 0 | 0 | 49.8927 | 0
10.02. | 18 | 891.6439 |  | 841.7512 | 0 | 0 | 49.8927 | 0
10.02. | 19 | 893.3075 |  | 843.4148 | 0 | 0 | 49.8927 | 0
10.02. | 20 | 893.3075 |  | 843.4148 | 0 | 0 | 49.8927 | 0
10.02. | 21 | 896.6346 |  | 846.7419 | 0 | 0 | 49.8927 | 0
10.02. | 22 | 898.2981 |  | 848.4054 | 0 | 0 | 49.8927 | 0
10.02. | 23 | 899.9616 |  | 850.0689 | 0 | 0 | 49.8927 | 0
10.02. | 24 | 899.9616 |  | 850.0689 | 0 | 0 | 49.8927 | 0
11.02. | 1 | 901.6252 |  | 851.7325 | 0 | 0 | 49.8927 | 0
11.02. | 2 | 901.6252 |  | 851.7325 | 0 | 0 | 49.8927 | 0
11.02. | 3 | 904.9523 |  | 855.0596 | 0 | 0 | 49.8927 | 0
11.02. | 4 | 906.6158 |  | 856.7231 | 0 | 0 | 49.8927 | 0
11.02. | 5 | 908.2793 |  | 858.3866 | 0 | 0 | 49.8927 | 0
11.02. | 6 | 911.6064 |  | 861.7137 | 0 | 0 | 49.8927 | 0
11.02. | 7 | 909.9429 |  | 860.0502 | 0 | 0 | 49.8927 | 0
11.02. | 8 | 908.2793 |  | 858.3866 | 0 | 0 | 49.8927 | 0
11.02. | 9 | 901.6252 |  | 851.7325 | 0 | 0 | 49.8927 | 0
11.02. | 10 | 899.9616 |  | 850.0689 | 0 | 0 | 49.8927 | 0
11.02. | 11 | 889.9804 |  | 840.0877 | 0 | 0 | 49.8927 | 0
11.02. | 12 | 886.6533 |  | 836.7606 | 0 | 0 | 49.8927 | 0
11.02. | 13 | 884.9898 |  | 835.0971 | 0 | 0 | 49.8927 | 0
11.02. | 14 | 883.3262 |  | 833.4335 | 0 | 0 | 49.8927 | 0
11.02. | 15 | 884.9898 |  | 835.0971 | 0 | 0 | 49.8927 | 0
11.02. | 16 | 886.6533 |  | 836.7606 | 0 | 0 | 49.8927 | 0
11.02. | 17 | 889.9804 |  | 840.0877 | 0 | 0 | 49.8927 | 0
11.02. | 18 | 898.2981 |  | 848.4054 | 0 | 0 | 49.8927 | 0
11.02. | 19 | 903.2887 |  | 853.396 | 0 | 0 | 49.8927 | 0
11.02. | 20 | 904.9523 |  | 855.0596 | 0 | 0 | 49.8927 | 0
11.02. | 21 | 909.9429 |  | 860.0502 | 0 | 0 | 49.8927 | 0
11.02. | 22 | 911.6064 |  | 861.7137 | 0 | 0 | 49.8927 | 0
11.02. | 23 | 916.597 |  | 866.7043 | 0 | 0 | 49.8927 | 0
11.02. | 24 | 918.2606 |  | 868.3679 | 0 | 0 | 49.8927 | 0
12.02. | 1 | 919.9241 |  | 870.0314 | 0 | 0 | 49.8927 | 0
12.02. | 2 | 921.5877 |  | 871.695 | 0 | 0 | 49.8927 | 0
12.02. | 3 | 924.9147 |  | 875.022 | 0 | 0 | 49.8927 | 0
12.02. | 4 | 926.5783 |  | 876.6856 | 0 | 0 | 49.8927 | 0
12.02. | 5 | 926.5783 |  | 876.6856 | 0 | 0 | 49.8927 | 0
12.02. | 6 | 928.2418 |  | 878.3491 | 0 | 0 | 49.8927 | 0
12.02. | 7 | 929.9054 |  | 880.0127 | 0 | 0 | 49.8927 | 0
12.02. | 8 | 931.5689 |  | 881.6762 | 0 | 0 | 49.8927 | 0
12.02. | 9 | 931.5689 |  | 881.6762 | 0 | 0 | 49.8927 | 0
12.02. | 10 | 931.5689 |  | 881.6762 | 0 | 0 | 49.8927 | 0
12.02. | 11 | 928.2418 |  | 878.3491 | 0 | 0 | 49.8927 | 0
12.02. | 12 | 928.2418 |  | 878.3491 | 0 | 0 | 49.8927 | 0
12.02. | 13 | 926.5783 |  | 876.6856 | 0 | 0 | 49.8927 | 0
12.02. | 14 | 926.5783 |  | 876.6856 | 0 | 0 | 49.8927 | 0
12.02. | 15 | 928.2418 |  | 878.3491 | 0 | 0 | 49.8927 | 0
12.02. | 16 | 928.2418 |  | 878.3491 | 0 | 0 | 49.8927 | 0
12.02. | 17 | 928.2418 |  | 878.3491 | 0 | 0 | 49.8927 | 0
12.02. | 18 | 929.9054 |  | 880.0127 | 0 | 0 | 49.8927 | 0
12.02. | 19 | 929.9054 |  | 880.0127 | 0 | 0 | 49.8927 | 0
12.02. | 20 | 929.9054 |  | 880.0127 | 0 | 0 | 49.8927 | 0
12.02. | 21 | 933.2324 |  | 883.3397 | 0 | 0 | 49.8927 | 0
12.02. | 22 | 934.896 |  | 885.0033 | 0 | 0 | 49.8927 | 0
12.02. | 23 | 936.5595 |  | 886.6668 | 0 | 0 | 49.8927 | 0
12.02. | 24 | 936.5595 |  | 886.6668 | 0 | 0 | 49.8927 | 0
13.02. | 1 | 936.5595 |  | 886.6668 | 0 | 0 | 49.8927 | 0
13.02. | 2 | 938.2231 |  | 888.3304 | 0 | 0 | 49.8927 | 0
13.02. | 3 | 939.8866 |  | 889.9939 | 0 | 0 | 49.8927 | 0
13.02. | 4 | 941.5501 |  | 891.6574 | 0 | 0 | 49.8927 | 0
13.02. | 5 | 941.5501 |  | 891.6574 | 0 | 0 | 49.8927 | 0
13.02. | 6 | 941.5501 |  | 891.6574 | 0 | 0 | 49.8927 | 0
13.02. | 7 | 943.2137 |  | 893.321 | 0 | 0 | 49.8927 | 0
13.02. | 8 | 946.5408 |  | 896.6481 | 0 | 0 | 49.8927 | 0
13.02. | 9 | 946.5408 |  | 896.6481 | 0 | 0 | 49.8927 | 0
13.02. | 10 | 949.8678 |  | 899.9751 | 0 | 0 | 49.8927 | 0
13.02. | 11 | 943.2137 |  | 893.321 | 0 | 0 | 49.8927 | 0
13.02. | 12 | 943.2137 |  | 893.321 | 0 | 0 | 49.8927 | 0
13.02. | 13 | 943.2137 |  | 893.321 | 0 | 0 | 49.8927 | 0
13.02. | 14 | 943.2137 |  | 893.321 | 0 | 0 | 49.8927 | 0
13.02. | 15 | 943.2137 |  | 893.321 | 0 | 0 | 49.8927 | 0
13.02. | 16 | 944.8772 |  | 894.9845 | 0 | 0 | 49.8927 | 0
13.02. | 17 | 946.5408 |  | 896.6481 | 0 | 0 | 49.8927 | 0
13.02. | 18 | 948.2043 |  | 898.3116 | 0 | 0 | 49.8927 | 0
13.02. | 19 | 946.5408 |  | 896.6481 | 0 | 0 | 49.8927 | 0
13.02. | 20 | 944.8772 |  | 894.9845 | 0 | 0 | 49.8927 | 0
13.02. | 21 | 949.8678 |  | 899.9751 | 0 | 0 | 49.8927 | 0
13.02. | 22 | 951.5314 |  | 901.6387 | 0 | 0 | 49.8927 | 0
13.02. | 23 | 953.1949 |  | 903.3022 | 0 | 0 | 49.8927 | 0
13.02. | 24 | 953.1949 |  | 903.3022 | 0 | 0 | 49.8927 | 0
14.02. | 1 | 953.1949 |  | 903.3022 | 0 | 0 | 49.8927 | 0
14.02. | 2 | 951.5314 |  | 901.6387 | 0 | 0 | 49.8927 | 0
14.02. | 3 | 953.1949 |  | 903.3022 | 0 | 0 | 49.8927 | 0
14.02. | 4 | 953.1949 |  | 903.3022 | 0 | 0 | 49.8927 | 0
14.02. | 5 | 951.5314 |  | 901.6387 | 0 | 0 | 49.8927 | 0
14.02. | 6 | 951.5314 |  | 901.6387 | 0 | 0 | 49.8927 | 0
14.02. | 7 | 951.5314 |  | 901.6387 | 0 | 0 | 49.8927 | 0
14.02. | 8 | 954.8585 |  | 904.9658 | 0 | 0 | 49.8927 | 0
14.02. | 9 | 951.5314 |  | 901.6387 | 0 | 0 | 49.8927 | 0
14.02. | 10 | 953.1949 |  | 903.3022 | 0 | 0 | 49.8927 | 0
14.02. | 11 | 944.8772 |  | 894.9845 | 0 | 0 | 49.8927 | 0
14.02. | 12 | 943.2137 |  | 893.321 | 0 | 0 | 49.8927 | 0
14.02. | 13 | 943.2137 |  | 893.321 | 0 | 0 | 49.8927 | 0
14.02. | 14 | 941.5501 |  | 891.6574 | 0 | 0 | 49.8927 | 0
14.02. | 15 | 941.5501 |  | 891.6574 | 0 | 0 | 49.8927 | 0
14.02. | 16 | 943.2137 |  | 893.321 | 0 | 0 | 49.8927 | 0
14.02. | 17 | 941.5501 |  | 891.6574 | 0 | 0 | 49.8927 | 0
14.02. | 18 | 943.2137 |  | 893.321 | 0 | 0 | 49.8927 | 0
14.02. | 19 | 941.5501 |  | 891.6574 | 0 | 0 | 49.8927 | 0
14.02. | 20 | 941.5501 |  | 891.6574 | 0 | 0 | 49.8927 | 0
14.02. | 21 | 944.8772 |  | 894.9845 | 0 | 0 | 49.8927 | 0
14.02. | 22 | 946.5408 |  | 896.6481 | 0 | 0 | 49.8927 | 0
14.02. | 23 | 948.2043 |  | 898.3116 | 0 | 0 | 49.8927 | 0
14.02. | 24 | 948.2043 |  | 898.3116 | 0 | 0 | 49.8927 | 0
15.02. | 1 | 949.8678 |  | 899.9751 | 0 | 0 | 49.8927 | 0
15.02. | 2 | 949.8678 |  | 899.9751 | 0 | 0 | 49.8927 | 0
15.02. | 3 | 951.5314 |  | 901.6387 | 0 | 0 | 49.8927 | 0
15.02. | 4 | 951.5314 |  | 901.6387 | 0 | 0 | 49.8927 | 0
15.02. | 5 | 951.5314 |  | 901.6387 | 0 | 0 | 49.8927 | 0
15.02. | 6 | 953.1949 |  | 903.3022 | 0 | 0 | 49.8927 | 0
15.02. | 7 | 953.1949 |  | 903.3022 | 0 | 0 | 49.8927 | 0
15.02. | 8 | 956.522 |  | 906.6293 | 0 | 0 | 49.8927 | 0
15.02. | 9 | 951.5314 |  | 901.6387 | 0 | 0 | 49.8927 | 0
15.02. | 10 | 951.5314 |  | 901.6387 | 0 | 0 | 49.8927 | 0
15.02. | 11 | 943.2137 |  | 893.321 | 0 | 0 | 49.8927 | 0
15.02. | 12 | 941.5501 |  | 891.6574 | 0 | 0 | 49.8927 | 0
15.02. | 13 | 941.5501 |  | 891.6574 | 0 | 0 | 49.8927 | 0
15.02. | 14 | 939.8866 |  | 889.9939 | 0 | 0 | 49.8927 | 0
15.02. | 15 | 939.8866 |  | 889.9939 | 0 | 0 | 49.8927 | 0
15.02. | 16 | 939.8866 |  | 889.9939 | 0 | 0 | 49.8927 | 0
15.02. | 17 | 939.8866 |  | 889.9939 | 0 | 0 | 49.8927 | 0
15.02. | 18 | 941.5501 |  | 891.6574 | 0 | 0 | 49.8927 | 0
15.02. | 19 | 941.5501 |  | 891.6574 | 0 | 0 | 49.8927 | 0
15.02. | 20 | 941.5501 |  | 891.6574 | 0 | 0 | 49.8927 | 0
15.02. | 21 | 943.2137 |  | 893.321 | 0 | 0 | 49.8927 | 0
15.02. | 22 | 944.8772 |  | 894.9845 | 0 | 0 | 49.8927 | 0
15.02. | 23 | 948.2043 |  | 898.3116 | 0 | 0 | 49.8927 | 0
15.02. | 24 | 948.2043 |  | 898.3116 | 0 | 0 | 49.8927 | 0
16.02. | 1 | 949.8678 |  | 899.9751 | 0 | 0 | 49.8927 | 0
16.02. | 2 | 949.8678 |  | 899.9751 | 0 | 0 | 49.8927 | 0
16.02. | 3 | 951.5314 |  | 901.6387 | 0 | 0 | 49.8927 | 0
16.02. | 4 | 951.5314 |  | 901.6387 | 0 | 0 | 49.8927 | 0
16.02. | 5 | 951.5314 |  | 901.6387 | 0 | 0 | 49.8927 | 0
16.02. | 6 | 951.5314 |  | 901.6387 | 0 | 0 | 49.8927 | 0
16.02. | 7 | 951.5314 |  | 901.6387 | 0 | 0 | 49.8927 | 0
16.02. | 8 | 956.522 |  | 906.6293 | 0 | 0 | 49.8927 | 0
16.02. | 9 | 951.5314 |  | 901.6387 | 0 | 0 | 49.8927 | 0
16.02. | 10 | 951.5314 |  | 901.6387 | 0 | 0 | 49.8927 | 0
16.02. | 11 | 943.2137 |  | 893.321 | 0 | 0 | 49.8927 | 0
16.02. | 12 | 941.5501 |  | 891.6574 | 0 | 0 | 49.8927 | 0
16.02. | 13 | 941.5501 |  | 891.6574 | 0 | 0 | 49.8927 | 0
16.02. | 14 | 939.8866 |  | 889.9939 | 0 | 0 | 49.8927 | 0
16.02. | 15 | 939.8866 |  | 889.9939 | 0 | 0 | 49.8927 | 0
16.02. | 16 | 938.2231 |  | 888.3304 | 0 | 0 | 49.8927 | 0
16.02. | 17 | 938.2231 |  | 888.3304 | 0 | 0 | 49.8927 | 0
16.02. | 18 | 938.2231 |  | 888.3304 | 0 | 0 | 49.8927 | 0
16.02. | 19 | 938.2231 |  | 888.3304 | 0 | 0 | 49.8927 | 0
16.02. | 20 | 938.2231 |  | 888.3304 | 0 | 0 | 49.8927 | 0
16.02. | 21 | 939.8866 |  | 889.9939 | 0 | 0 | 49.8927 | 0
16.02. | 22 | 939.8866 |  | 889.9939 | 0 | 0 | 49.8927 | 0
16.02. | 23 | 941.5501 |  | 891.6574 | 0 | 0 | 49.8927 | 0
16.02. | 24 | 941.5501 |  | 891.6574 | 0 | 0 | 49.8927 | 0
17.02. | 1 | 941.5501 |  | 891.6574 | 0 | 0 | 49.8927 | 0
17.02. | 2 | 941.5501 |  | 891.6574 | 0 | 0 | 49.8927 | 0
17.02. | 3 | 941.5501 |  | 891.6574 | 0 | 0 | 49.8927 | 0
17.02. | 4 | 941.5501 |  | 891.6574 | 0 | 0 | 49.8927 | 0
17.02. | 5 | 941.5501 |  | 891.6574 | 0 | 0 | 49.8927 | 0
17.02. | 6 | 941.5501 |  | 891.6574 | 0 | 0 | 49.8927 | 0
17.02. | 7 | 941.5501 |  | 891.6574 | 0 | 0 | 49.8927 | 0
17.02. | 8 | 944.8772 |  | 894.9845 | 0 | 0 | 49.8927 | 0
17.02. | 9 | 943.2137 |  | 893.321 | 0 | 0 | 49.8927 | 0
17.02. | 10 | 943.2137 |  | 893.321 | 0 | 0 | 49.8927 | 0
17.02. | 11 | 938.2231 |  | 888.3304 | 0 | 0 | 49.8927 | 0
17.02. | 12 | 938.2231 |  | 888.3304 | 0 | 0 | 49.8927 | 0
17.02. | 13 | 936.5595 |  | 886.6668 | 0 | 0 | 49.8927 | 0
17.02. | 14 | 936.5595 |  | 886.6668 | 0 | 0 | 49.8927 | 0
17.02. | 15 | 934.896 |  | 885.0033 | 0 | 0 | 49.8927 | 0
17.02. | 16 | 934.896 |  | 885.0033 | 0 | 0 | 49.8927 | 0
17.02. | 17 | 934.896 |  | 885.0033 | 0 | 0 | 49.8927 | 0
17.02. | 18 | 936.5595 |  | 886.6668 | 0 | 0 | 49.8927 | 0
17.02. | 19 | 938.2231 |  | 888.3304 | 0 | 0 | 49.8927 | 0
17.02. | 20 | 938.2231 |  | 888.3304 | 0 | 0 | 49.8927 | 0
17.02. | 21 | 939.8866 |  | 889.9939 | 0 | 0 | 49.8927 | 0
17.02. | 22 | 941.5501 |  | 891.6574 | 0 | 0 | 49.8927 | 0
17.02. | 23 | 943.2137 |  | 893.321 | 0 | 0 | 49.8927 | 0
17.02. | 24 | 943.2137 |  | 893.321 | 0 | 0 | 49.8927 | 0
18.02. | 1 | 941.5501 |  | 891.6574 | 0 | 0 | 49.8927 | 0
18.02. | 2 | 941.5501 |  | 891.6574 | 0 | 0 | 49.8927 | 0
18.02. | 3 | 941.5501 |  | 891.6574 | 0 | 0 | 49.8927 | 0
18.02. | 4 | 939.8866 |  | 889.9939 | 0 | 0 | 49.8927 | 0
18.02. | 5 | 939.8866 |  | 889.9939 | 0 | 0 | 49.8927 | 0
18.02. | 6 | 938.2231 |  | 888.3304 | 0 | 0 | 49.8927 | 0
18.02. | 7 | 938.2231 |  | 888.3304 | 0 | 0 | 49.8927 | 0
18.02. | 8 | 939.8866 |  | 889.9939 | 0 | 0 | 49.8927 | 0
18.02. | 9 | 939.8866 |  | 889.9939 | 0 | 0 | 49.8927 | 0
18.02. | 10 | 939.8866 |  | 889.9939 | 0 | 0 | 49.8927 | 0
18.02. | 11 | 936.5595 |  | 886.6668 | 0 | 0 | 49.8927 | 0
18.02. | 12 | 934.896 |  | 885.0033 | 0 | 0 | 49.8927 | 0
18.02. | 13 | 934.896 |  | 885.0033 | 0 | 0 | 49.8927 | 0
18.02. | 14 | 933.2324 |  | 883.3397 | 0 | 0 | 49.8927 | 0
18.02. | 15 | 933.2324 |  | 883.3397 | 0 | 0 | 49.8927 | 0
18.02. | 16 | 931.5689 |  | 881.6762 | 0 | 0 | 49.8927 | 0
18.02. | 17 | 931.5689 |  | 881.6762 | 0 | 0 | 49.8927 | 0
18.02. | 18 | 931.5689 |  | 881.6762 | 0 | 0 | 49.8927 | 0
18.02. | 19 | 929.9054 |  | 880.0127 | 0 | 0 | 49.8927 | 0
18.02. | 20 | 928.2418 |  | 878.3491 | 0 | 0 | 49.8927 | 0
18.02. | 21 | 929.9054 |  | 880.0127 | 0 | 0 | 49.8927 | 0
18.02. | 22 | 929.9054 |  | 880.0127 | 0 | 0 | 49.8927 | 0
18.02. | 23 | 931.5689 |  | 881.6762 | 0 | 0 | 49.8927 | 0
18.02. | 24 | 929.9054 |  | 880.0127 | 0 | 0 | 49.8927 | 0
19.02. | 1 | 929.9054 |  | 880.0127 | 0 | 0 | 49.8927 | 0
19.02. | 2 | 929.9054 |  | 880.0127 | 0 | 0 | 49.8927 | 0
19.02. | 3 | 931.5689 |  | 881.6762 | 0 | 0 | 49.8927 | 0
19.02. | 4 | 931.5689 |  | 881.6762 | 0 | 0 | 49.8927 | 0
19.02. | 5 | 931.5689 |  | 881.6762 | 0 | 0 | 49.8927 | 0
19.02. | 6 | 933.2324 |  | 883.3397 | 0 | 0 | 49.8927 | 0
19.02. | 7 | 933.2324 |  | 883.3397 | 0 | 0 | 49.8927 | 0
19.02. | 8 | 931.5689 |  | 881.6762 | 0 | 0 | 49.8927 | 0
19.02. | 9 | 928.2418 |  | 878.3491 | 0 | 0 | 49.8927 | 0
19.02. | 10 | 924.9147 |  | 875.022 | 0 | 0 | 49.8927 | 0
19.02. | 11 | 921.5877 |  | 871.695 | 0 | 0 | 49.8927 | 0
19.02. | 12 | 921.5877 |  | 871.695 | 0 | 0 | 49.8927 | 0
19.02. | 13 | 921.5877 |  | 871.695 | 0 | 0 | 49.8927 | 0
19.02. | 14 | 919.9241 |  | 870.0314 | 0 | 0 | 49.8927 | 0
19.02. | 15 | 919.9241 |  | 870.0314 | 0 | 0 | 49.8927 | 0
19.02. | 16 | 921.5877 |  | 871.695 | 0 | 0 | 49.8927 | 0
19.02. | 17 | 923.2512 |  | 873.3585 | 0 | 0 | 49.8927 | 0
19.02. | 18 | 928.2418 |  | 878.3491 | 0 | 0 | 49.8927 | 0
19.02. | 19 | 928.2418 |  | 878.3491 | 0 | 0 | 49.8927 | 0
19.02. | 20 | 929.9054 |  | 880.0127 | 0 | 0 | 49.8927 | 0
19.02. | 21 | 929.9054 |  | 880.0127 | 0 | 0 | 49.8927 | 0
19.02. | 22 | 931.5689 |  | 881.6762 | 0 | 0 | 49.8927 | 0
19.02. | 23 | 931.5689 |  | 881.6762 | 0 | 0 | 49.8927 | 0
19.02. | 24 | 931.5689 |  | 881.6762 | 0 | 0 | 49.8927 | 0
20.02. | 1 | 931.5689 |  | 881.6762 | 0 | 0 | 49.8927 | 0
20.02. | 2 | 931.5689 |  | 881.6762 | 0 | 0 | 49.8927 | 0
20.02. | 3 | 931.5689 |  | 881.6762 | 0 | 0 | 49.8927 | 0
20.02. | 4 | 931.5689 |  | 881.6762 | 0 | 0 | 49.8927 | 0
20.02. | 5 | 929.9054 |  | 880.0127 | 0 | 0 | 49.8927 | 0
20.02. | 6 | 929.9054 |  | 880.0127 | 0 | 0 | 49.8927 | 0
20.02. | 7 | 929.9054 |  | 880.0127 | 0 | 0 | 49.8927 | 0
20.02. | 8 | 933.2324 |  | 883.3397 | 0 | 0 | 49.8927 | 0
20.02. | 9 | 933.2324 |  | 883.3397 | 0 | 0 | 49.8927 | 0
20.02. | 10 | 934.896 |  | 885.0033 | 0 | 0 | 49.8927 | 0
20.02. | 11 | 933.2324 |  | 883.3397 | 0 | 0 | 49.8927 | 0
20.02. | 12 | 933.2324 |  | 883.3397 | 0 | 0 | 49.8927 | 0
20.02. | 13 | 933.2324 |  | 883.3397 | 0 | 0 | 49.8927 | 0
20.02. | 14 | 933.2324 |  | 883.3397 | 0 | 0 | 49.8927 | 0
20.02. | 15 | 933.2324 |  | 883.3397 | 0 | 0 | 49.8927 | 0
20.02. | 16 | 933.2324 |  | 883.3397 | 0 | 0 | 49.8927 | 0
20.02. | 17 | 931.5689 |  | 881.6762 | 0 | 0 | 49.8927 | 0
20.02. | 18 | 931.5689 |  | 881.6762 | 0 | 0 | 49.8927 | 0
20.02. | 19 | 929.9054 |  | 880.0127 | 0 | 0 | 49.8927 | 0
20.02. | 20 | 928.2418 |  | 878.3491 | 0 | 0 | 49.8927 | 0
20.02. | 21 | 929.9054 |  | 880.0127 | 0 | 0 | 49.8927 | 0
20.02. | 22 | 931.5689 |  | 881.6762 | 0 | 0 | 49.8927 | 0
20.02. | 23 | 933.2324 |  | 883.3397 | 0 | 0 | 49.8927 | 0
20.02. | 24 | 933.2324 |  | 883.3397 | 0 | 0 | 49.8927 | 0
21.02. | 1 | 933.2324 |  | 883.3397 | 0 | 0 | 49.8927 | 0
21.02. | 2 | 933.2324 |  | 883.3397 | 0 | 0 | 49.8927 | 0
21.02. | 3 | 934.896 |  | 885.0033 | 0 | 0 | 49.8927 | 0
21.02. | 4 | 934.896 |  | 885.0033 | 0 | 0 | 49.8927 | 0
21.02. | 5 | 934.896 |  | 885.0033 | 0 | 0 | 49.8927 | 0
21.02. | 6 | 934.896 |  | 885.0033 | 0 | 0 | 49.8927 | 0
21.02. | 7 | 934.896 |  | 885.0033 | 0 | 0 | 49.8927 | 0
21.02. | 8 | 938.2231 |  | 888.3304 | 0 | 0 | 49.8927 | 0
21.02. | 9 | 938.2231 |  | 888.3304 | 0 | 0 | 49.8927 | 0
21.02. | 10 | 939.8866 |  | 889.9939 | 0 | 0 | 49.8927 | 0
21.02. | 11 | 936.5595 |  | 886.6668 | 0 | 0 | 49.8927 | 0
21.02. | 12 | 936.5595 |  | 886.6668 | 0 | 0 | 49.8927 | 0
21.02. | 13 | 936.5595 |  | 886.6668 | 0 | 0 | 49.8927 | 0
21.02. | 14 | 936.5595 |  | 886.6668 | 0 | 0 | 49.8927 | 0
21.02. | 15 | 936.5595 |  | 886.6668 | 0 | 0 | 49.8927 | 0
21.02. | 16 | 936.5595 |  | 886.6668 | 0 | 0 | 49.8927 | 0
21.02. | 17 | 936.5595 |  | 886.6668 | 0 | 0 | 49.8927 | 0
21.02. | 18 | 936.5595 |  | 886.6668 | 0 | 0 | 49.8927 | 0
21.02. | 19 | 934.896 |  | 885.0033 | 0 | 0 | 49.8927 | 0
21.02. | 20 | 933.2324 |  | 883.3397 | 0 | 0 | 49.8927 | 0
21.02. | 21 | 934.896 |  | 885.0033 | 0 | 0 | 49.8927 | 0
21.02. | 22 | 936.5595 |  | 886.6668 | 0 | 0 | 49.8927 | 0
21.02. | 23 | 936.5595 |  | 886.6668 | 0 | 0 | 49.8927 | 0
21.02. | 24 | 936.5595 |  | 886.6668 | 0 | 0 | 49.8927 | 0
22.02. | 1 | 936.5595 |  | 886.6668 | 0 | 0 | 49.8927 | 0
22.02. | 2 | 936.5595 |  | 886.6668 | 0 | 0 | 49.8927 | 0
22.02. | 3 | 938.2231 |  | 888.3304 | 0 | 0 | 49.8927 | 0
22.02. | 4 | 938.2231 |  | 888.3304 | 0 | 0 | 49.8927 | 0
22.02. | 5 | 936.5595 |  | 886.6668 | 0 | 0 | 49.8927 | 0
22.02. | 6 | 936.5595 |  | 886.6668 | 0 | 0 | 49.8927 | 0
22.02. | 7 | 938.2231 |  | 888.3304 | 0 | 0 | 49.8927 | 0
22.02. | 8 | 939.8866 |  | 889.9939 | 0 | 0 | 49.8927 | 0
22.02. | 9 | 939.8866 |  | 889.9939 | 0 | 0 | 49.8927 | 0
22.02. | 10 | 941.5501 |  | 891.6574 | 0 | 0 | 49.8927 | 0
22.02. | 11 | 938.2231 |  | 888.3304 | 0 | 0 | 49.8927 | 0
22.02. | 12 | 938.2231 |  | 888.3304 | 0 | 0 | 49.8927 | 0
22.02. | 13 | 938.2231 |  | 888.3304 | 0 | 0 | 49.8927 | 0
22.02. | 14 | 938.2231 |  | 888.3304 | 0 | 0 | 49.8927 | 0
22.02. | 15 | 938.2231 |  | 888.3304 | 0 | 0 | 49.8927 | 0
22.02. | 16 | 938.2231 |  | 888.3304 | 0 | 0 | 49.8927 | 0
22.02. | 17 | 938.2231 |  | 888.3304 | 0 | 0 | 49.8927 | 0
22.02. | 18 | 938.2231 |  | 888.3304 | 0 | 0 | 49.8927 | 0
22.02. | 19 | 938.2231 |  | 888.3304 | 0 | 0 | 49.8927 | 0
22.02. | 20 | 936.5595 |  | 886.6668 | 0 | 0 | 49.8927 | 0
22.02. | 21 | 939.8866 |  | 889.9939 | 0 | 0 | 49.8927 | 0
22.02. | 22 | 939.8866 |  | 889.9939 | 0 | 0 | 49.8927 | 0
22.02. | 23 | 941.5501 |  | 891.6574 | 0 | 0 | 49.8927 | 0
22.02. | 24 | 941.5501 |  | 891.6574 | 0 | 0 | 49.8927 | 0
23.02. | 1 | 941.5501 |  | 891.6574 | 0 | 0 | 49.8927 | 0
23.02. | 2 | 941.5501 |  | 891.6574 | 0 | 0 | 49.8927 | 0
23.02. | 3 | 941.5501 |  | 891.6574 | 0 | 0 | 49.8927 | 0
23.02. | 4 | 941.5501 |  | 891.6574 | 0 | 0 | 49.8927 | 0
23.02. | 5 | 941.5501 |  | 891.6574 | 0 | 0 | 49.8927 | 0
23.02. | 6 | 941.5501 |  | 891.6574 | 0 | 0 | 49.8927 | 0
23.02. | 7 | 943.2137 |  | 893.321 | 0 | 0 | 49.8927 | 0
23.02. | 8 | 948.2043 |  | 898.3116 | 0 | 0 | 49.8927 | 0
23.02. | 9 | 948.2043 |  | 898.3116 | 0 | 0 | 49.8927 | 0
23.02. | 10 | 949.8678 |  | 899.9751 | 0 | 0 | 49.8927 | 0
23.02. | 11 | 944.8772 |  | 894.9845 | 0 | 0 | 49.8927 | 0
23.02. | 12 | 944.8772 |  | 894.9845 | 0 | 0 | 49.8927 | 0
23.02. | 13 | 944.8772 |  | 894.9845 | 0 | 0 | 49.8927 | 0
23.02. | 14 | 944.8772 |  | 894.9845 | 0 | 0 | 49.8927 | 0
23.02. | 15 | 944.8772 |  | 894.9845 | 0 | 0 | 49.8927 | 0
23.02. | 16 | 944.8772 |  | 894.9845 | 0 | 0 | 49.8927 | 0
23.02. | 17 | 944.8772 |  | 894.9845 | 0 | 0 | 49.8927 | 0
23.02. | 18 | 946.5408 |  | 896.6481 | 0 | 0 | 49.8927 | 0
23.02. | 19 | 946.5408 |  | 896.6481 | 0 | 0 | 49.8927 | 0
23.02. | 20 | 946.5408 |  | 896.6481 | 0 | 0 | 49.8927 | 0
23.02. | 21 | 949.8678 |  | 899.9751 | 0 | 0 | 49.8927 | 0
23.02. | 22 | 951.5314 |  | 901.6387 | 0 | 0 | 49.8927 | 0
23.02. | 23 | 954.8585 |  | 904.9658 | 0 | 0 | 49.8927 | 0
23.02. | 24 | 956.522 |  | 906.6293 | 0 | 0 | 49.8927 | 0
24.02. | 1 | 956.522 |  | 906.6293 | 0 | 0 | 49.8927 | 0
24.02. | 2 | 958.1855 |  | 908.2928 | 0 | 0 | 49.8927 | 0
24.02. | 3 | 961.5126 |  | 911.6199 | 0 | 0 | 49.8927 | 0
24.02. | 4 | 963.1762 |  | 913.2835 | 0 | 0 | 49.8927 | 0
24.02. | 5 | 963.1762 |  | 913.2835 | 0 | 0 | 49.8927 | 0
24.02. | 6 | 963.1762 |  | 913.2835 | 0 | 0 | 49.8927 | 0
24.02. | 7 | 966.5032 |  | 916.6105 | 0 | 0 | 49.8927 | 0
24.02. | 8 | 968.1668 |  | 918.2741 | 0 | 0 | 49.8927 | 0
24.02. | 9 | 968.1668 |  | 918.2741 | 0 | 0 | 49.8927 | 0
24.02. | 10 | 968.1668 |  | 918.2741 | 0 | 0 | 49.8927 | 0
24.02. | 11 | 956.522 |  | 906.6293 | 0 | 0 | 49.8927 | 0
24.02. | 12 | 954.8585 |  | 904.9658 | 0 | 0 | 49.8927 | 0
24.02. | 13 | 954.8585 |  | 904.9658 | 0 | 0 | 49.8927 | 0
24.02. | 14 | 956.522 |  | 906.6293 | 0 | 0 | 49.8927 | 0
24.02. | 15 | 956.522 |  | 906.6293 | 0 | 0 | 49.8927 | 0
24.02. | 16 | 959.8491 |  | 909.9564 | 0 | 0 | 49.8927 | 0
24.02. | 17 | 964.8397 |  | 914.947 | 0 | 0 | 49.8927 | 0
24.02. | 18 | 968.1668 |  | 918.2741 | 0 | 0 | 49.8927 | 0
24.02. | 19 | 968.1668 |  | 918.2741 | 0 | 0 | 49.8927 | 0
24.02. | 20 | 968.1668 |  | 918.2741 | 0 | 0 | 49.8927 | 0
24.02. | 21 | 968.1668 |  | 918.2741 | 0 | 0 | 49.8927 | 0
24.02. | 22 | 968.1668 |  | 918.2741 | 0 | 0 | 49.8927 | 0
24.02. | 23 | 968.1668 |  | 918.2741 | 0 | 0 | 49.8927 | 0
24.02. | 24 | 968.1668 |  | 918.2741 | 0 | 0 | 49.8927 | 0
25.02. | 1 | 968.1668 |  | 918.2741 | 0 | 0 | 49.8927 | 0
25.02. | 2 | 968.1668 |  | 918.2741 | 0 | 0 | 49.8927 | 0
25.02. | 3 | 968.1668 |  | 918.2741 | 0 | 0 | 49.8927 | 0
25.02. | 4 | 968.1668 |  | 918.2741 | 0 | 0 | 49.8927 | 0
25.02. | 5 | 968.1668 |  | 918.2741 | 0 | 0 | 49.8927 | 0
25.02. | 6 | 968.1668 |  | 918.2741 | 0 | 0 | 49.8927 | 0
25.02. | 7 | 968.1668 |  | 918.2741 | 0 | 0 | 49.8927 | 0
25.02. | 8 | 968.1668 |  | 918.2741 | 0 | 0 | 49.8927 | 0
25.02. | 9 | 968.1668 |  | 918.2741 | 0 | 0 | 49.8927 | 0
25.02. | 10 | 968.1668 |  | 918.2741 | 0 | 0 | 49.8927 | 0
25.02. | 11 | 964.8397 |  | 914.947 | 0 | 0 | 49.8927 | 0
25.02. | 12 | 963.1762 |  | 913.2835 | 0 | 0 | 49.8927 | 0
25.02. | 13 | 961.5126 |  | 911.6199 | 0 | 0 | 49.8927 | 0
25.02. | 14 | 959.8491 |  | 909.9564 | 0 | 0 | 49.8927 | 0
25.02. | 15 | 959.8491 |  | 909.9564 | 0 | 0 | 49.8927 | 0
25.02. | 16 | 964.8397 |  | 914.947 | 0 | 0 | 49.8927 | 0
25.02. | 17 | 968.1668 |  | 918.2741 | 0 | 0 | 49.8927 | 0
25.02. | 18 | 968.1668 |  | 918.2741 | 0 | 0 | 49.8927 | 0
25.02. | 19 | 968.1668 |  | 918.2741 | 0 | 0 | 49.8927 | 0
25.02. | 20 | 968.1668 |  | 918.2741 | 0 | 0 | 49.8927 | 0
25.02. | 21 | 968.1668 |  | 918.2741 | 0 | 0 | 49.8927 | 0
25.02. | 22 | 968.1668 |  | 918.2741 | 0 | 0 | 49.8927 | 0
25.02. | 23 | 968.1668 |  | 918.2741 | 0 | 0 | 49.8927 | 0
25.02. | 24 | 968.1668 |  | 918.2741 | 0 | 0 | 49.8927 | 0
26.02. | 1 | 968.1668 |  | 918.2741 | 0 | 0 | 49.8927 | 0
26.02. | 2 | 968.1668 |  | 918.2741 | 0 | 0 | 49.8927 | 0
26.02. | 3 | 968.1668 |  | 918.2741 | 0 | 0 | 49.8927 | 0
26.02. | 4 | 968.1668 |  | 918.2741 | 0 | 0 | 49.8927 | 0
26.02. | 5 | 968.1668 |  | 918.2741 | 0 | 0 | 49.8927 | 0
26.02. | 6 | 968.1668 |  | 918.2741 | 0 | 0 | 49.8927 | 0
26.02. | 7 | 968.1668 |  | 918.2741 | 0 | 0 | 49.8927 | 0
26.02. | 8 | 968.1668 |  | 918.2741 | 0 | 0 | 49.8927 | 0
26.02. | 9 | 968.1668 |  | 918.2741 | 0 | 0 | 49.8927 | 0
26.02. | 10 | 968.1668 |  | 918.2741 | 0 | 0 | 49.8927 | 0
26.02. | 11 | 959.8491 |  | 909.9564 | 0 | 0 | 49.8927 | 0
26.02. | 12 | 956.522 |  | 906.6293 | 0 | 0 | 49.8927 | 0
26.02. | 13 | 953.1949 |  | 903.3022 | 0 | 0 | 49.8927 | 0
26.02. | 14 | 951.5314 |  | 901.6387 | 0 | 0 | 49.8927 | 0
26.02. | 15 | 949.8678 |  | 899.9751 | 0 | 0 | 49.8927 | 0
26.02. | 16 | 951.5314 |  | 901.6387 | 0 | 0 | 49.8927 | 0
26.02. | 17 | 958.1855 |  | 908.2928 | 0 | 0 | 49.8927 | 0
26.02. | 18 | 968.1668 |  | 918.2741 | 0 | 0 | 49.8927 | 0
26.02. | 19 | 968.1668 |  | 918.2741 | 0 | 0 | 49.8927 | 0
26.02. | 20 | 968.1668 |  | 918.2741 | 0 | 0 | 49.8927 | 0
26.02. | 21 | 968.1668 |  | 918.2741 | 0 | 0 | 49.8927 | 0
26.02. | 22 | 968.1668 |  | 918.2741 | 0 | 0 | 49.8927 | 0
26.02. | 23 | 968.1668 |  | 918.2741 | 0 | 0 | 49.8927 | 0
26.02. | 24 | 968.1668 |  | 918.2741 | 0 | 0 | 49.8927 | 0
27.02. | 1 | 968.1668 |  | 918.2741 | 0 | 0 | 49.8927 | 0
27.02. | 2 | 968.1668 |  | 918.2741 | 0 | 0 | 49.8927 | 0
27.02. | 3 | 968.1668 |  | 918.2741 | 0 | 0 | 49.8927 | 0
27.02. | 4 | 968.1668 |  | 918.2741 | 0 | 0 | 49.8927 | 0
27.02. | 5 | 968.1668 |  | 918.2741 | 0 | 0 | 49.8927 | 0
27.02. | 6 | 968.1668 |  | 918.2741 | 0 | 0 | 49.8927 | 0
27.02. | 7 | 968.1668 |  | 918.2741 | 0 | 0 | 49.8927 | 0
27.02. | 8 | 968.1668 |  | 918.2741 | 0 | 0 | 49.8927 | 0
27.02. | 9 | 968.1668 |  | 918.2741 | 0 | 0 | 49.8927 | 0
27.02. | 10 | 968.1668 |  | 918.2741 | 0 | 0 | 49.8927 | 0
27.02. | 11 | 954.8585 |  | 904.9658 | 0 | 0 | 49.8927 | 0
27.02. | 12 | 951.5314 |  | 901.6387 | 0 | 0 | 49.8927 | 0
27.02. | 13 | 949.8678 |  | 899.9751 | 0 | 0 | 49.8927 | 0
27.02. | 14 | 946.5408 |  | 896.6481 | 0 | 0 | 49.8927 | 0
27.02. | 15 | 946.5408 |  | 896.6481 | 0 | 0 | 49.8927 | 0
27.02. | 16 | 946.5408 |  | 896.6481 | 0 | 0 | 49.8927 | 0
27.02. | 17 | 948.2043 |  | 898.3116 | 0 | 0 | 49.8927 | 0
27.02. | 18 | 953.1949 |  | 903.3022 | 0 | 0 | 49.8927 | 0
27.02. | 19 | 953.1949 |  | 903.3022 | 0 | 0 | 49.8927 | 0
27.02. | 20 | 954.8585 |  | 904.9658 | 0 | 0 | 49.8927 | 0
27.02. | 21 | 959.8491 |  | 909.9564 | 0 | 0 | 49.8927 | 0
27.02. | 22 | 961.5126 |  | 911.6199 | 0 | 0 | 49.8927 | 0
27.02. | 23 | 966.5032 |  | 916.6105 | 0 | 0 | 49.8927 | 0
27.02. | 24 | 966.5032 |  | 916.6105 | 0 | 0 | 49.8927 | 0
28.02. | 1 | 968.1668 |  | 918.2741 | 0 | 0 | 49.8927 | 0
28.02. | 2 | 968.1668 |  | 918.2741 | 0 | 0 | 49.8927 | 0
28.02. | 3 | 968.1668 |  | 918.2741 | 0 | 0 | 49.8927 | 0
28.02. | 4 | 968.1668 |  | 918.2741 | 0 | 0 | 49.8927 | 0
28.02. | 5 | 968.1668 |  | 918.2741 | 0 | 0 | 49.8927 | 0
28.02. | 6 | 968.1668 |  | 918.2741 | 0 | 0 | 49.8927 | 0
28.02. | 7 | 968.1668 |  | 918.2741 | 0 | 0 | 49.8927 | 0
28.02. | 8 | 968.1668 |  | 918.2741 | 0 | 0 | 49.8927 | 0
28.02. | 9 | 961.5126 |  | 911.6199 | 0 | 0 | 49.8927 | 0
28.02. | 10 | 958.1855 |  | 908.2928 | 0 | 0 | 49.8927 | 0
28.02. | 11 | 946.5408 |  | 896.6481 | 0 | 0 | 49.8927 | 0
28.02. | 12 | 944.8772 |  | 894.9845 | 0 | 0 | 49.8927 | 0
28.02. | 13 | 944.8772 |  | 894.9845 | 0 | 0 | 49.8927 | 0
28.02. | 14 | 943.2137 |  | 893.321 | 0 | 0 | 49.8927 | 0
28.02. | 15 | 943.2137 |  | 893.321 | 0 | 0 | 49.8927 | 0
28.02. | 16 | 944.8772 |  | 894.9845 | 0 | 0 | 49.8927 | 0
28.02. | 17 | 946.5408 |  | 896.6481 | 0 | 0 | 49.8927 | 0
28.02. | 18 | 954.8585 |  | 904.9658 | 0 | 0 | 49.8927 | 0
28.02. | 19 | 959.8491 |  | 909.9564 | 0 | 0 | 49.8927 | 0
28.02. | 20 | 961.5126 |  | 911.6199 | 0 | 0 | 49.8927 | 0
28.02. | 21 | 966.5032 |  | 916.6105 | 0 | 0 | 49.8927 | 0
28.02. | 22 | 968.1668 |  | 918.2741 | 0 | 0 | 49.8927 | 0
28.02. | 23 | 968.1668 |  | 918.2741 | 0 | 0 | 49.8927 | 0
28.02. | 24 | 968.1668 |  | 918.2741 | 0 | 0 | 49.8927 | 0
01.03. | 1 | 905.0811 |  | 858.3866 | 0 | 0 | 46.6945 | 0
01.03. | 2 | 905.0811 |  | 858.3866 | 0 | 0 | 46.6945 | 0
01.03. | 3 | 905.0811 |  | 858.3866 | 0 | 0 | 46.6945 | 0
01.03. | 4 | 905.0811 |  | 858.3866 | 0 | 0 | 46.6945 | 0
01.03. | 5 | 905.0811 |  | 858.3866 | 0 | 0 | 46.6945 | 0
01.03. | 6 | 905.0811 |  | 858.3866 | 0 | 0 | 46.6945 | 0
01.03. | 7 | 905.0811 |  | 858.3866 | 0 | 0 | 46.6945 | 0
01.03. | 8 | 905.0811 |  | 858.3866 | 0 | 0 | 46.6945 | 0
01.03. | 9 | 905.0811 |  | 858.3866 | 0 | 0 | 46.6945 | 0
01.03. | 10 | 905.0811 |  | 858.3866 | 0 | 0 | 46.6945 | 0
01.03. | 11 | 898.4269 |  | 851.7325 | 0 | 0 | 46.6945 | 0
01.03. | 12 | 898.4269 |  | 851.7325 | 0 | 0 | 46.6945 | 0
01.03. | 13 | 900.0905 |  | 853.396 | 0 | 0 | 46.6945 | 0
01.03. | 14 | 900.0905 |  | 853.396 | 0 | 0 | 46.6945 | 0
01.03. | 15 | 900.0905 |  | 853.396 | 0 | 0 | 46.6945 | 0
01.03. | 16 | 903.4175 |  | 856.7231 | 0 | 0 | 46.6945 | 0
01.03. | 17 | 905.0811 |  | 858.3866 | 0 | 0 | 46.6945 | 0
01.03. | 18 | 905.0811 |  | 858.3866 | 0 | 0 | 46.6945 | 0
01.03. | 19 | 905.0811 |  | 858.3866 | 0 | 0 | 46.6945 | 0
01.03. | 20 | 905.0811 |  | 858.3866 | 0 | 0 | 46.6945 | 0
01.03. | 21 | 905.0811 |  | 858.3866 | 0 | 0 | 46.6945 | 0
01.03. | 22 | 905.0811 |  | 858.3866 | 0 | 0 | 46.6945 | 0
01.03. | 23 | 905.0811 |  | 858.3866 | 0 | 0 | 46.6945 | 0
01.03. | 24 | 905.0811 |  | 858.3866 | 0 | 0 | 46.6945 | 0
02.03. | 1 | 905.0811 |  | 858.3866 | 0 | 0 | 46.6945 | 0
02.03. | 2 | 905.0811 |  | 858.3866 | 0 | 0 | 46.6945 | 0
02.03. | 3 | 905.0811 |  | 858.3866 | 0 | 0 | 46.6945 | 0
02.03. | 4 | 905.0811 |  | 858.3866 | 0 | 0 | 46.6945 | 0
02.03. | 5 | 905.0811 |  | 858.3866 | 0 | 0 | 46.6945 | 0
02.03. | 6 | 905.0811 |  | 858.3866 | 0 | 0 | 46.6945 | 0
02.03. | 7 | 905.0811 |  | 858.3866 | 0 | 0 | 46.6945 | 0
02.03. | 8 | 905.0811 |  | 858.3866 | 0 | 0 | 46.6945 | 0
02.03. | 9 | 905.0811 |  | 858.3866 | 0 | 0 | 46.6945 | 0
02.03. | 10 | 905.0811 |  | 858.3866 | 0 | 0 | 46.6945 | 0
02.03. | 11 | 905.0811 |  | 858.3866 | 0 | 0 | 46.6945 | 0
02.03. | 12 | 905.0811 |  | 858.3866 | 0 | 0 | 46.6945 | 0
02.03. | 13 | 903.4175 |  | 856.7231 | 0 | 0 | 46.6945 | 0
02.03. | 14 | 901.754 |  | 855.0596 | 0 | 0 | 46.6945 | 0
02.03. | 15 | 900.0905 |  | 853.396 | 0 | 0 | 46.6945 | 0
02.03. | 16 | 903.4175 |  | 856.7231 | 0 | 0 | 46.6945 | 0
02.03. | 17 | 905.0811 |  | 858.3866 | 0 | 0 | 46.6945 | 0
02.03. | 18 | 905.0811 |  | 858.3866 | 0 | 0 | 46.6945 | 0
02.03. | 19 | 905.0811 |  | 858.3866 | 0 | 0 | 46.6945 | 0
02.03. | 20 | 905.0811 |  | 858.3866 | 0 | 0 | 46.6945 | 0
02.03. | 21 | 905.0811 |  | 858.3866 | 0 | 0 | 46.6945 | 0
02.03. | 22 | 905.0811 |  | 858.3866 | 0 | 0 | 46.6945 | 0
02.03. | 23 | 905.0811 |  | 858.3866 | 0 | 0 | 46.6945 | 0
02.03. | 24 | 905.0811 |  | 858.3866 | 0 | 0 | 46.6945 | 0
03.03. | 1 | 905.0811 |  | 858.3866 | 0 | 0 | 46.6945 | 0
03.03. | 2 | 905.0811 |  | 858.3866 | 0 | 0 | 46.6945 | 0
03.03. | 3 | 905.0811 |  | 858.3866 | 0 | 0 | 46.6945 | 0
03.03. | 4 | 905.0811 |  | 858.3866 | 0 | 0 | 46.6945 | 0
03.03. | 5 | 905.0811 |  | 858.3866 | 0 | 0 | 46.6945 | 0
03.03. | 6 | 905.0811 |  | 858.3866 | 0 | 0 | 46.6945 | 0
03.03. | 7 | 905.0811 |  | 858.3866 | 0 | 0 | 46.6945 | 0
03.03. | 8 | 905.0811 |  | 858.3866 | 0 | 0 | 46.6945 | 0
03.03. | 9 | 905.0811 |  | 858.3866 | 0 | 0 | 46.6945 | 0
03.03. | 10 | 905.0811 |  | 858.3866 | 0 | 0 | 46.6945 | 0
03.03. | 11 | 905.0811 |  | 858.3866 | 0 | 0 | 46.6945 | 0
03.03. | 12 | 905.0811 |  | 858.3866 | 0 | 0 | 46.6945 | 0
03.03. | 13 | 903.4175 |  | 856.7231 | 0 | 0 | 46.6945 | 0
03.03. | 14 | 903.4175 |  | 856.7231 | 0 | 0 | 46.6945 | 0
03.03. | 15 | 905.0811 |  | 858.3866 | 0 | 0 | 46.6945 | 0
03.03. | 16 | 905.0811 |  | 858.3866 | 0 | 0 | 46.6945 | 0
03.03. | 17 | 903.4175 |  | 856.7231 | 0 | 0 | 46.6945 | 0
03.03. | 18 | 905.0811 |  | 858.3866 | 0 | 0 | 46.6945 | 0
03.03. | 19 | 903.4175 |  | 856.7231 | 0 | 0 | 46.6945 | 0
03.03. | 20 | 903.4175 |  | 856.7231 | 0 | 0 | 46.6945 | 0
03.03. | 21 | 905.0811 |  | 858.3866 | 0 | 0 | 46.6945 | 0
03.03. | 22 | 905.0811 |  | 858.3866 | 0 | 0 | 46.6945 | 0
03.03. | 23 | 905.0811 |  | 858.3866 | 0 | 0 | 46.6945 | 0
03.03. | 24 | 905.0811 |  | 858.3866 | 0 | 0 | 46.6945 | 0
04.03. | 1 | 905.0811 |  | 858.3866 | 0 | 0 | 46.6945 | 0
04.03. | 2 | 905.0811 |  | 858.3866 | 0 | 0 | 46.6945 | 0
04.03. | 3 | 905.0811 |  | 858.3866 | 0 | 0 | 46.6945 | 0
04.03. | 4 | 905.0811 |  | 858.3866 | 0 | 0 | 46.6945 | 0
04.03. | 5 | 905.0811 |  | 858.3866 | 0 | 0 | 46.6945 | 0
04.03. | 6 | 905.0811 |  | 858.3866 | 0 | 0 | 46.6945 | 0
04.03. | 7 | 905.0811 |  | 858.3866 | 0 | 0 | 46.6945 | 0
04.03. | 8 | 905.0811 |  | 858.3866 | 0 | 0 | 46.6945 | 0
04.03. | 9 | 905.0811 |  | 858.3866 | 0 | 0 | 46.6945 | 0
04.03. | 10 | 905.0811 |  | 858.3866 | 0 | 0 | 46.6945 | 0
04.03. | 11 | 901.754 |  | 855.0596 | 0 | 0 | 46.6945 | 0
04.03. | 12 | 901.754 |  | 855.0596 | 0 | 0 | 46.6945 | 0
04.03. | 13 | 900.0905 |  | 853.396 | 0 | 0 | 46.6945 | 0
04.03. | 14 | 900.0905 |  | 853.396 | 0 | 0 | 46.6945 | 0
04.03. | 15 | 900.0905 |  | 853.396 | 0 | 0 | 46.6945 | 0
04.03. | 16 | 898.4269 |  | 851.7325 | 0 | 0 | 46.6945 | 0
04.03. | 17 | 896.7634 |  | 850.0689 | 0 | 0 | 46.6945 | 0
04.03. | 18 | 898.4269 |  | 851.7325 | 0 | 0 | 46.6945 | 0
04.03. | 19 | 898.4269 |  | 851.7325 | 0 | 0 | 46.6945 | 0
04.03. | 20 | 898.4269 |  | 851.7325 | 0 | 0 | 46.6945 | 0
04.03. | 21 | 901.754 |  | 855.0596 | 0 | 0 | 46.6945 | 0
04.03. | 22 | 903.4175 |  | 856.7231 | 0 | 0 | 46.6945 | 0
04.03. | 23 | 905.0811 |  | 858.3866 | 0 | 0 | 46.6945 | 0
04.03. | 24 | 905.0811 |  | 858.3866 | 0 | 0 | 46.6945 | 0
05.03. | 1 | 905.0811 |  | 858.3866 | 0 | 0 | 46.6945 | 0
05.03. | 2 | 905.0811 |  | 858.3866 | 0 | 0 | 46.6945 | 0
05.03. | 3 | 905.0811 |  | 858.3866 | 0 | 0 | 46.6945 | 0
05.03. | 4 | 905.0811 |  | 858.3866 | 0 | 0 | 46.6945 | 0
05.03. | 5 | 905.0811 |  | 858.3866 | 0 | 0 | 46.6945 | 0
05.03. | 6 | 905.0811 |  | 858.3866 | 0 | 0 | 46.6945 | 0
05.03. | 7 | 905.0811 |  | 858.3866 | 0 | 0 | 46.6945 | 0
05.03. | 8 | 905.0811 |  | 858.3866 | 0 | 0 | 46.6945 | 0
05.03. | 9 | 905.0811 |  | 858.3866 | 0 | 0 | 46.6945 | 0
05.03. | 10 | 905.0811 |  | 858.3866 | 0 | 0 | 46.6945 | 0
05.03. | 11 | 895.0998 |  | 848.4054 | 0 | 0 | 46.6945 | 0
05.03. | 12 | 893.4363 |  | 846.7419 | 0 | 0 | 46.6945 | 0
05.03. | 13 | 891.7728 |  | 845.0783 | 0 | 0 | 46.6945 | 0
05.03. | 14 | 891.7728 |  | 845.0783 | 0 | 0 | 46.6945 | 0
05.03. | 15 | 891.7728 |  | 845.0783 | 0 | 0 | 46.6945 | 0
05.03. | 16 | 893.4363 |  | 846.7419 | 0 | 0 | 46.6945 | 0
05.03. | 17 | 893.4363 |  | 846.7419 | 0 | 0 | 46.6945 | 0
05.03. | 18 | 898.4269 |  | 851.7325 | 0 | 0 | 46.6945 | 0
05.03. | 19 | 900.0905 |  | 853.396 | 0 | 0 | 46.6945 | 0
05.03. | 20 | 900.0905 |  | 853.396 | 0 | 0 | 46.6945 | 0
05.03. | 21 | 903.4175 |  | 856.7231 | 0 | 0 | 46.6945 | 0
05.03. | 22 | 905.0811 |  | 858.3866 | 0 | 0 | 46.6945 | 0
05.03. | 23 | 905.0811 |  | 858.3866 | 0 | 0 | 46.6945 | 0
05.03. | 24 | 905.0811 |  | 858.3866 | 0 | 0 | 46.6945 | 0
06.03. | 1 | 905.0811 |  | 858.3866 | 0 | 0 | 46.6945 | 0
06.03. | 2 | 905.0811 |  | 858.3866 | 0 | 0 | 46.6945 | 0
06.03. | 3 | 905.0811 |  | 858.3866 | 0 | 0 | 46.6945 | 0
06.03. | 4 | 905.0811 |  | 858.3866 | 0 | 0 | 46.6945 | 0
06.03. | 5 | 905.0811 |  | 858.3866 | 0 | 0 | 46.6945 | 0
06.03. | 6 | 905.0811 |  | 858.3866 | 0 | 0 | 46.6945 | 0
06.03. | 7 | 905.0811 |  | 858.3866 | 0 | 0 | 46.6945 | 0
06.03. | 8 | 905.0811 |  | 858.3866 | 0 | 0 | 46.6945 | 0
06.03. | 9 | 905.0811 |  | 858.3866 | 0 | 0 | 46.6945 | 0
06.03. | 10 | 898.4269 |  | 851.7325 | 0 | 0 | 46.6945 | 0
06.03. | 11 | 890.1092 |  | 843.4148 | 0 | 0 | 46.6945 | 0
06.03. | 12 | 888.4457 |  | 841.7512 | 0 | 0 | 46.6945 | 0
06.03. | 13 | 888.4457 |  | 841.7512 | 0 | 0 | 46.6945 | 0
06.03. | 14 | 888.4457 |  | 841.7512 | 0 | 0 | 46.6945 | 0
06.03. | 15 | 888.4457 |  | 841.7512 | 0 | 0 | 46.6945 | 0
06.03. | 16 | 888.4457 |  | 841.7512 | 0 | 0 | 46.6945 | 0
06.03. | 17 | 888.4457 |  | 841.7512 | 0 | 0 | 46.6945 | 0
06.03. | 18 | 890.1092 |  | 843.4148 | 0 | 0 | 46.6945 | 0
06.03. | 19 | 891.7728 |  | 845.0783 | 0 | 0 | 46.6945 | 0
06.03. | 20 | 890.1092 |  | 843.4148 | 0 | 0 | 46.6945 | 0
06.03. | 21 | 891.7728 |  | 845.0783 | 0 | 0 | 46.6945 | 0
06.03. | 22 | 893.4363 |  | 846.7419 | 0 | 0 | 46.6945 | 0
06.03. | 23 | 895.0998 |  | 848.4054 | 0 | 0 | 46.6945 | 0
06.03. | 24 | 895.0998 |  | 848.4054 | 0 | 0 | 46.6945 | 0
07.03. | 1 | 896.7634 |  | 850.0689 | 0 | 0 | 46.6945 | 0
07.03. | 2 | 896.7634 |  | 850.0689 | 0 | 0 | 46.6945 | 0
07.03. | 3 | 898.4269 |  | 851.7325 | 0 | 0 | 46.6945 | 0
07.03. | 4 | 900.0905 |  | 853.396 | 0 | 0 | 46.6945 | 0
07.03. | 5 | 901.754 |  | 855.0596 | 0 | 0 | 46.6945 | 0
07.03. | 6 | 903.4175 |  | 856.7231 | 0 | 0 | 46.6945 | 0
07.03. | 7 | 905.0811 |  | 858.3866 | 0 | 0 | 46.6945 | 0
07.03. | 8 | 905.0811 |  | 858.3866 | 0 | 0 | 46.6945 | 0
07.03. | 9 | 898.4269 |  | 851.7325 | 0 | 0 | 46.6945 | 0
07.03. | 10 | 895.0998 |  | 848.4054 | 0 | 0 | 46.6945 | 0
07.03. | 11 | 888.4457 |  | 841.7512 | 0 | 0 | 46.6945 | 0
07.03. | 12 | 888.4457 |  | 841.7512 | 0 | 0 | 46.6945 | 0
07.03. | 13 | 888.4457 |  | 841.7512 | 0 | 0 | 46.6945 | 0
07.03. | 14 | 888.4457 |  | 841.7512 | 0 | 0 | 46.6945 | 0
07.03. | 15 | 888.4457 |  | 841.7512 | 0 | 0 | 46.6945 | 0
07.03. | 16 | 888.4457 |  | 841.7512 | 0 | 0 | 46.6945 | 0
07.03. | 17 | 888.4457 |  | 841.7512 | 0 | 0 | 46.6945 | 0
07.03. | 18 | 891.7728 |  | 845.0783 | 0 | 0 | 46.6945 | 0
07.03. | 19 | 893.4363 |  | 846.7419 | 0 | 0 | 46.6945 | 0
07.03. | 20 | 893.4363 |  | 846.7419 | 0 | 0 | 46.6945 | 0
07.03. | 21 | 896.7634 |  | 850.0689 | 0 | 0 | 46.6945 | 0
07.03. | 22 | 900.0905 |  | 853.396 | 0 | 0 | 46.6945 | 0
07.03. | 23 | 903.4175 |  | 856.7231 | 0 | 0 | 46.6945 | 0
07.03. | 24 | 903.4175 |  | 856.7231 | 0 | 0 | 46.6945 | 0
08.03. | 1 | 905.0811 |  | 858.3866 | 0 | 0 | 46.6945 | 0
08.03. | 2 | 905.0811 |  | 858.3866 | 0 | 0 | 46.6945 | 0
08.03. | 3 | 905.0811 |  | 858.3866 | 0 | 0 | 46.6945 | 0
08.03. | 4 | 905.0811 |  | 858.3866 | 0 | 0 | 46.6945 | 0
08.03. | 5 | 905.0811 |  | 858.3866 | 0 | 0 | 46.6945 | 0
08.03. | 6 | 905.0811 |  | 858.3866 | 0 | 0 | 46.6945 | 0
08.03. | 7 | 905.0811 |  | 858.3866 | 0 | 0 | 46.6945 | 0
08.03. | 8 | 905.0811 |  | 858.3866 | 0 | 0 | 46.6945 | 0
08.03. | 9 | 900.0905 |  | 853.396 | 0 | 0 | 46.6945 | 0
08.03. | 10 | 893.4363 |  | 846.7419 | 0 | 0 | 46.6945 | 0
08.03. | 11 | 888.4457 |  | 841.7512 | 0 | 0 | 46.6945 | 0
08.03. | 12 | 888.4457 |  | 841.7512 | 0 | 0 | 46.6945 | 0
08.03. | 13 | 888.4457 |  | 841.7512 | 0 | 0 | 46.6945 | 0
08.03. | 14 | 888.4457 |  | 841.7512 | 0 | 0 | 46.6945 | 0
08.03. | 15 | 888.4457 |  | 841.7512 | 0 | 0 | 46.6945 | 0
08.03. | 16 | 888.4457 |  | 841.7512 | 0 | 0 | 46.6945 | 0
08.03. | 17 | 888.4457 |  | 841.7512 | 0 | 0 | 46.6945 | 0
08.03. | 18 | 888.4457 |  | 841.7512 | 0 | 0 | 46.6945 | 0
08.03. | 19 | 888.4457 |  | 841.7512 | 0 | 0 | 46.6945 | 0
08.03. | 20 | 888.4457 |  | 841.7512 | 0 | 0 | 46.6945 | 0
08.03. | 21 | 891.7728 |  | 845.0783 | 0 | 0 | 46.6945 | 0
08.03. | 22 | 895.0998 |  | 848.4054 | 0 | 0 | 46.6945 | 0
08.03. | 23 | 900.0905 |  | 853.396 | 0 | 0 | 46.6945 | 0
08.03. | 24 | 901.754 |  | 855.0596 | 0 | 0 | 46.6945 | 0
09.03. | 1 | 903.4175 |  | 856.7231 | 0 | 0 | 46.6945 | 0
09.03. | 2 | 903.4175 |  | 856.7231 | 0 | 0 | 46.6945 | 0
09.03. | 3 | 905.0811 |  | 858.3866 | 0 | 0 | 46.6945 | 0
09.03. | 4 | 905.0811 |  | 858.3866 | 0 | 0 | 46.6945 | 0
09.03. | 5 | 905.0811 |  | 858.3866 | 0 | 0 | 46.6945 | 0
09.03. | 6 | 905.0811 |  | 858.3866 | 0 | 0 | 46.6945 | 0
09.03. | 7 | 903.4175 |  | 856.7231 | 0 | 0 | 46.6945 | 0
09.03. | 8 | 901.754 |  | 855.0596 | 0 | 0 | 46.6945 | 0
09.03. | 9 | 891.7728 |  | 845.0783 | 0 | 0 | 46.6945 | 0
09.03. | 10 | 888.4457 |  | 841.7512 | 0 | 0 | 46.6945 | 0
09.03. | 11 | 888.4457 |  | 841.7512 | 0 | 0 | 46.6945 | 0
09.03. | 12 | 888.4457 |  | 841.7512 | 0 | 0 | 46.6945 | 0
09.03. | 13 | 888.4457 |  | 841.7512 | 0 | 0 | 46.6945 | 0
09.03. | 14 | 888.4457 |  | 841.7512 | 0 | 0 | 46.6945 | 0
09.03. | 15 | 888.4457 |  | 841.7512 | 0 | 0 | 46.6945 | 0
09.03. | 16 | 888.4457 |  | 841.7512 | 0 | 0 | 46.6945 | 0
09.03. | 17 | 888.4457 |  | 841.7512 | 0 | 0 | 46.6945 | 0
09.03. | 18 | 888.4457 |  | 841.7512 | 0 | 0 | 46.6945 | 0
09.03. | 19 | 888.4457 |  | 841.7512 | 0 | 0 | 46.6945 | 0
09.03. | 20 | 890.1092 |  | 843.4148 | 0 | 0 | 46.6945 | 0
09.03. | 21 | 891.7728 |  | 845.0783 | 0 | 0 | 46.6945 | 0
09.03. | 22 | 893.4363 |  | 846.7419 | 0 | 0 | 46.6945 | 0
09.03. | 23 | 896.7634 |  | 850.0689 | 0 | 0 | 46.6945 | 0
09.03. | 24 | 898.4269 |  | 851.7325 | 0 | 0 | 46.6945 | 0
10.03. | 1 | 901.754 |  | 855.0596 | 0 | 0 | 46.6945 | 0
10.03. | 2 | 903.4175 |  | 856.7231 | 0 | 0 | 46.6945 | 0
10.03. | 3 | 905.0811 |  | 858.3866 | 0 | 0 | 46.6945 | 0
10.03. | 4 | 905.0811 |  | 858.3866 | 0 | 0 | 46.6945 | 0
10.03. | 5 | 905.0811 |  | 858.3866 | 0 | 0 | 46.6945 | 0
10.03. | 6 | 905.0811 |  | 858.3866 | 0 | 0 | 46.6945 | 0
10.03. | 7 | 905.0811 |  | 858.3866 | 0 | 0 | 46.6945 | 0
10.03. | 8 | 900.0905 |  | 853.396 | 0 | 0 | 46.6945 | 0
10.03. | 9 | 888.4457 |  | 841.7512 | 0 | 0 | 46.6945 | 0
10.03. | 10 | 888.4457 |  | 841.7512 | 0 | 0 | 46.6945 | 0
10.03. | 11 | 888.4457 |  | 841.7512 | 0 | 0 | 46.6945 | 0
10.03. | 12 | 886.7822 |  | 840.0877 | 0 | 0 | 46.6945 | 0
10.03. | 13 | 885.1186 |  | 838.4242 | 0 | 0 | 46.6945 | 0
10.03. | 14 | 883.4551 |  | 836.7606 | 0 | 0 | 46.6945 | 0
10.03. | 15 | 883.4551 |  | 836.7606 | 0 | 0 | 46.6945 | 0
10.03. | 16 | 885.1186 |  | 838.4242 | 0 | 0 | 46.6945 | 0
10.03. | 17 | 886.7822 |  | 840.0877 | 0 | 0 | 46.6945 | 0
10.03. | 18 | 888.4457 |  | 841.7512 | 0 | 0 | 46.6945 | 0
10.03. | 19 | 888.4457 |  | 841.7512 | 0 | 0 | 46.6945 | 0
10.03. | 20 | 888.4457 |  | 841.7512 | 0 | 0 | 46.6945 | 0
10.03. | 21 | 890.1092 |  | 843.4148 | 0 | 0 | 46.6945 | 0
10.03. | 22 | 891.7728 |  | 845.0783 | 0 | 0 | 46.6945 | 0
10.03. | 23 | 893.4363 |  | 846.7419 | 0 | 0 | 46.6945 | 0
10.03. | 24 | 893.4363 |  | 846.7419 | 0 | 0 | 46.6945 | 0
11.03. | 1 | 895.0998 |  | 848.4054 | 0 | 0 | 46.6945 | 0
11.03. | 2 | 895.0998 |  | 848.4054 | 0 | 0 | 46.6945 | 0
11.03. | 3 | 895.0998 |  | 848.4054 | 0 | 0 | 46.6945 | 0
11.03. | 4 | 895.0998 |  | 848.4054 | 0 | 0 | 46.6945 | 0
11.03. | 5 | 895.0998 |  | 848.4054 | 0 | 0 | 46.6945 | 0
11.03. | 6 | 895.0998 |  | 848.4054 | 0 | 0 | 46.6945 | 0
11.03. | 7 | 893.4363 |  | 846.7419 | 0 | 0 | 46.6945 | 0
11.03. | 8 | 891.7728 |  | 845.0783 | 0 | 0 | 46.6945 | 0
11.03. | 9 | 888.4457 |  | 841.7512 | 0 | 0 | 46.6945 | 0
11.03. | 10 | 888.4457 |  | 841.7512 | 0 | 0 | 46.6945 | 0
11.03. | 11 | 886.7822 |  | 840.0877 | 0 | 0 | 46.6945 | 0
11.03. | 12 | 885.1186 |  | 838.4242 | 0 | 0 | 46.6945 | 0
11.03. | 13 | 883.4551 |  | 836.7606 | 0 | 0 | 46.6945 | 0
11.03. | 14 | 881.7915 |  | 835.0971 | 0 | 0 | 46.6945 | 0
11.03. | 15 | 881.7915 |  | 835.0971 | 0 | 0 | 46.6945 | 0
11.03. | 16 | 883.4551 |  | 836.7606 | 0 | 0 | 46.6945 | 0
11.03. | 17 | 885.1186 |  | 838.4242 | 0 | 0 | 46.6945 | 0
11.03. | 18 | 888.4457 |  | 841.7512 | 0 | 0 | 46.6945 | 0
11.03. | 19 | 888.4457 |  | 841.7512 | 0 | 0 | 46.6945 | 0
11.03. | 20 | 888.4457 |  | 841.7512 | 0 | 0 | 46.6945 | 0
11.03. | 21 | 888.4457 |  | 841.7512 | 0 | 0 | 46.6945 | 0
11.03. | 22 | 888.4457 |  | 841.7512 | 0 | 0 | 46.6945 | 0
11.03. | 23 | 888.4457 |  | 841.7512 | 0 | 0 | 46.6945 | 0
11.03. | 24 | 888.4457 |  | 841.7512 | 0 | 0 | 46.6945 | 0
12.03. | 1 | 888.4457 |  | 841.7512 | 0 | 0 | 46.6945 | 0
12.03. | 2 | 888.4457 |  | 841.7512 | 0 | 0 | 46.6945 | 0
12.03. | 3 | 888.4457 |  | 841.7512 | 0 | 0 | 46.6945 | 0
12.03. | 4 | 888.4457 |  | 841.7512 | 0 | 0 | 46.6945 | 0
12.03. | 5 | 888.4457 |  | 841.7512 | 0 | 0 | 46.6945 | 0
12.03. | 6 | 888.4457 |  | 841.7512 | 0 | 0 | 46.6945 | 0
12.03. | 7 | 888.4457 |  | 841.7512 | 0 | 0 | 46.6945 | 0
12.03. | 8 | 890.1092 |  | 843.4148 | 0 | 0 | 46.6945 | 0
12.03. | 9 | 890.1092 |  | 843.4148 | 0 | 0 | 46.6945 | 0
12.03. | 10 | 890.1092 |  | 843.4148 | 0 | 0 | 46.6945 | 0
12.03. | 11 | 888.4457 |  | 841.7512 | 0 | 0 | 46.6945 | 0
12.03. | 12 | 888.4457 |  | 841.7512 | 0 | 0 | 46.6945 | 0
12.03. | 13 | 888.4457 |  | 841.7512 | 0 | 0 | 46.6945 | 0
12.03. | 14 | 888.4457 |  | 841.7512 | 0 | 0 | 46.6945 | 0
12.03. | 15 | 888.4457 |  | 841.7512 | 0 | 0 | 46.6945 | 0
12.03. | 16 | 888.4457 |  | 841.7512 | 0 | 0 | 46.6945 | 0
12.03. | 17 | 888.4457 |  | 841.7512 | 0 | 0 | 46.6945 | 0
12.03. | 18 | 888.4457 |  | 841.7512 | 0 | 0 | 46.6945 | 0
12.03. | 19 | 888.4457 |  | 841.7512 | 0 | 0 | 46.6945 | 0
12.03. | 20 | 888.4457 |  | 841.7512 | 0 | 0 | 46.6945 | 0
12.03. | 21 | 888.4457 |  | 841.7512 | 0 | 0 | 46.6945 | 0
12.03. | 22 | 888.4457 |  | 841.7512 | 0 | 0 | 46.6945 | 0
12.03. | 23 | 890.1092 |  | 843.4148 | 0 | 0 | 46.6945 | 0
12.03. | 24 | 890.1092 |  | 843.4148 | 0 | 0 | 46.6945 | 0
13.03. | 1 | 890.1092 |  | 843.4148 | 0 | 0 | 46.6945 | 0
13.03. | 2 | 891.7728 |  | 845.0783 | 0 | 0 | 46.6945 | 0
13.03. | 3 | 891.7728 |  | 845.0783 | 0 | 0 | 46.6945 | 0
13.03. | 4 | 893.4363 |  | 846.7419 | 0 | 0 | 46.6945 | 0
13.03. | 5 | 895.0998 |  | 848.4054 | 0 | 0 | 46.6945 | 0
13.03. | 6 | 898.4269 |  | 851.7325 | 0 | 0 | 46.6945 | 0
13.03. | 7 | 896.7634 |  | 850.0689 | 0 | 0 | 46.6945 | 0
13.03. | 8 | 893.4363 |  | 846.7419 | 0 | 0 | 46.6945 | 0
13.03. | 9 | 888.4457 |  | 841.7512 | 0 | 0 | 46.6945 | 0
13.03. | 10 | 888.4457 |  | 841.7512 | 0 | 0 | 46.6945 | 0
13.03. | 11 | 888.4457 |  | 841.7512 | 0 | 0 | 46.6945 | 0
13.03. | 12 | 886.7822 |  | 840.0877 | 0 | 0 | 46.6945 | 0
13.03. | 13 | 886.7822 |  | 840.0877 | 0 | 0 | 46.6945 | 0
13.03. | 14 | 885.1186 |  | 838.4242 | 0 | 0 | 46.6945 | 0
13.03. | 15 | 883.4551 |  | 836.7606 | 0 | 0 | 46.6945 | 0
13.03. | 16 | 885.1186 |  | 838.4242 | 0 | 0 | 46.6945 | 0
13.03. | 17 | 888.4457 |  | 841.7512 | 0 | 0 | 46.6945 | 0
13.03. | 18 | 888.4457 |  | 841.7512 | 0 | 0 | 46.6945 | 0
13.03. | 19 | 890.1092 |  | 843.4148 | 0 | 0 | 46.6945 | 0
13.03. | 20 | 891.7728 |  | 845.0783 | 0 | 0 | 46.6945 | 0
13.03. | 21 | 891.7728 |  | 845.0783 | 0 | 0 | 46.6945 | 0
13.03. | 22 | 891.7728 |  | 845.0783 | 0 | 0 | 46.6945 | 0
13.03. | 23 | 895.0998 |  | 848.4054 | 0 | 0 | 46.6945 | 0
13.03. | 24 | 896.7634 |  | 850.0689 | 0 | 0 | 46.6945 | 0
14.03. | 1 | 898.4269 |  | 851.7325 | 0 | 0 | 46.6945 | 0
14.03. | 2 | 898.4269 |  | 851.7325 | 0 | 0 | 46.6945 | 0
14.03. | 3 | 898.4269 |  | 851.7325 | 0 | 0 | 46.6945 | 0
14.03. | 4 | 898.4269 |  | 851.7325 | 0 | 0 | 46.6945 | 0
14.03. | 5 | 896.7634 |  | 850.0689 | 0 | 0 | 46.6945 | 0
14.03. | 6 | 895.0998 |  | 848.4054 | 0 | 0 | 46.6945 | 0
14.03. | 7 | 891.7728 |  | 845.0783 | 0 | 0 | 46.6945 | 0
14.03. | 8 | 890.1092 |  | 843.4148 | 0 | 0 | 46.6945 | 0
14.03. | 9 | 888.4457 |  | 841.7512 | 0 | 0 | 46.6945 | 0
14.03. | 10 | 888.4457 |  | 841.7512 | 0 | 0 | 46.6945 | 0
14.03. | 11 | 888.4457 |  | 841.7512 | 0 | 0 | 46.6945 | 0
14.03. | 12 | 888.4457 |  | 841.7512 | 0 | 0 | 46.6945 | 0
14.03. | 13 | 888.4457 |  | 841.7512 | 0 | 0 | 46.6945 | 0
14.03. | 14 | 886.7822 |  | 840.0877 | 0 | 0 | 46.6945 | 0
14.03. | 15 | 886.7822 |  | 840.0877 | 0 | 0 | 46.6945 | 0
14.03. | 16 | 886.7822 |  | 840.0877 | 0 | 0 | 46.6945 | 0
14.03. | 17 | 888.4457 |  | 841.7512 | 0 | 0 | 46.6945 | 0
14.03. | 18 | 888.4457 |  | 841.7512 | 0 | 0 | 46.6945 | 0
14.03. | 19 | 888.4457 |  | 841.7512 | 0 | 0 | 46.6945 | 0
14.03. | 20 | 888.4457 |  | 841.7512 | 0 | 0 | 46.6945 | 0
14.03. | 21 | 888.4457 |  | 841.7512 | 0 | 0 | 46.6945 | 0
14.03. | 22 | 888.4457 |  | 841.7512 | 0 | 0 | 46.6945 | 0
14.03. | 23 | 888.4457 |  | 841.7512 | 0 | 0 | 46.6945 | 0
14.03. | 24 | 890.1092 |  | 843.4148 | 0 | 0 | 46.6945 | 0
15.03. | 1 | 890.1092 |  | 843.4148 | 0 | 0 | 46.6945 | 0
15.03. | 2 | 890.1092 |  | 843.4148 | 0 | 0 | 46.6945 | 0
15.03. | 3 | 890.1092 |  | 843.4148 | 0 | 0 | 46.6945 | 0
15.03. | 4 | 890.1092 |  | 843.4148 | 0 | 0 | 46.6945 | 0
15.03. | 5 | 888.4457 |  | 841.7512 | 0 | 0 | 46.6945 | 0
15.03. | 6 | 888.4457 |  | 841.7512 | 0 | 0 | 46.6945 | 0
15.03. | 7 | 888.4457 |  | 841.7512 | 0 | 0 | 46.6945 | 0
15.03. | 8 | 888.4457 |  | 841.7512 | 0 | 0 | 46.6945 | 0
15.03. | 9 | 888.4457 |  | 841.7512 | 0 | 0 | 46.6945 | 0
15.03. | 10 | 888.4457 |  | 841.7512 | 0 | 0 | 46.6945 | 0
15.03. | 11 | 888.4457 |  | 841.7512 | 0 | 0 | 46.6945 | 0
15.03. | 12 | 888.4457 |  | 841.7512 | 0 | 0 | 46.6945 | 0
15.03. | 13 | 886.7822 |  | 840.0877 | 0 | 0 | 46.6945 | 0
15.03. | 14 | 886.7822 |  | 840.0877 | 0 | 0 | 46.6945 | 0
15.03. | 15 | 886.7822 |  | 840.0877 | 0 | 0 | 46.6945 | 0
15.03. | 16 | 886.7822 |  | 840.0877 | 0 | 0 | 46.6945 | 0
15.03. | 17 | 888.4457 |  | 841.7512 | 0 | 0 | 46.6945 | 0
15.03. | 18 | 888.4457 |  | 841.7512 | 0 | 0 | 46.6945 | 0
15.03. | 19 | 888.4457 |  | 841.7512 | 0 | 0 | 46.6945 | 0
15.03. | 20 | 888.4457 |  | 841.7512 | 0 | 0 | 46.6945 | 0
15.03. | 21 | 888.4457 |  | 841.7512 | 0 | 0 | 46.6945 | 0
15.03. | 22 | 888.4457 |  | 841.7512 | 0 | 0 | 46.6945 | 0
15.03. | 23 | 888.4457 |  | 841.7512 | 0 | 0 | 46.6945 | 0
15.03. | 24 | 888.4457 |  | 841.7512 | 0 | 0 | 46.6945 | 0
16.03. | 1 | 888.4457 |  | 841.7512 | 0 | 0 | 46.6945 | 0
16.03. | 2 | 891.7728 |  | 845.0783 | 0 | 0 | 46.6945 | 0
16.03. | 3 | 895.0998 |  | 848.4054 | 0 | 0 | 46.6945 | 0
16.03. | 4 | 898.4269 |  | 851.7325 | 0 | 0 | 46.6945 | 0
16.03. | 5 | 900.0905 |  | 853.396 | 0 | 0 | 46.6945 | 0
16.03. | 6 | 898.4269 |  | 851.7325 | 0 | 0 | 46.6945 | 0
16.03. | 7 | 895.0998 |  | 848.4054 | 0 | 0 | 46.6945 | 0
16.03. | 8 | 890.1092 |  | 843.4148 | 0 | 0 | 46.6945 | 0
16.03. | 9 | 888.4457 |  | 841.7512 | 0 | 0 | 46.6945 | 0
16.03. | 10 | 888.4457 |  | 841.7512 | 0 | 0 | 46.6945 | 0
16.03. | 11 | 888.4457 |  | 841.7512 | 0 | 0 | 46.6945 | 0
16.03. | 12 | 886.7822 |  | 840.0877 | 0 | 0 | 46.6945 | 0
16.03. | 13 | 886.7822 |  | 840.0877 | 0 | 0 | 46.6945 | 0
16.03. | 14 | 886.7822 |  | 840.0877 | 0 | 0 | 46.6945 | 0
16.03. | 15 | 886.7822 |  | 840.0877 | 0 | 0 | 46.6945 | 0
16.03. | 16 | 886.7822 |  | 840.0877 | 0 | 0 | 46.6945 | 0
16.03. | 17 | 888.4457 |  | 841.7512 | 0 | 0 | 46.6945 | 0
16.03. | 18 | 888.4457 |  | 841.7512 | 0 | 0 | 46.6945 | 0
16.03. | 19 | 888.4457 |  | 841.7512 | 0 | 0 | 46.6945 | 0
16.03. | 20 | 890.1092 |  | 843.4148 | 0 | 0 | 46.6945 | 0
16.03. | 21 | 895.0998 |  | 848.4054 | 0 | 0 | 46.6945 | 0
16.03. | 22 | 900.0905 |  | 853.396 | 0 | 0 | 46.6945 | 0
16.03. | 23 | 903.4175 |  | 856.7231 | 0 | 0 | 46.6945 | 0
16.03. | 24 | 903.4175 |  | 856.7231 | 0 | 0 | 46.6945 | 0
17.03. | 1 | 905.0811 |  | 858.3866 | 0 | 0 | 46.6945 | 0
17.03. | 2 | 905.0811 |  | 858.3866 | 0 | 0 | 46.6945 | 0
17.03. | 3 | 905.0811 |  | 858.3866 | 0 | 0 | 46.6945 | 0
17.03. | 4 | 905.0811 |  | 858.3866 | 0 | 0 | 46.6945 | 0
17.03. | 5 | 905.0811 |  | 858.3866 | 0 | 0 | 46.6945 | 0
17.03. | 6 | 905.0811 |  | 858.3866 | 0 | 0 | 46.6945 | 0
17.03. | 7 | 901.754 |  | 855.0596 | 0 | 0 | 46.6945 | 0
17.03. | 8 | 895.0998 |  | 848.4054 | 0 | 0 | 46.6945 | 0
17.03. | 9 | 888.4457 |  | 841.7512 | 0 | 0 | 46.6945 | 0
17.03. | 10 | 888.4457 |  | 841.7512 | 0 | 0 | 46.6945 | 0
17.03. | 11 | 886.7822 |  | 840.0877 | 0 | 0 | 46.6945 | 0
17.03. | 12 | 885.1186 |  | 838.4242 | 0 | 0 | 46.6945 | 0
17.03. | 13 | 881.7915 |  | 835.0971 | 0 | 0 | 46.6945 | 0
17.03. | 14 | 878.4644 |  | 831.77 | 0 | 0 | 46.6945 | 0
17.03. | 15 | 876.8009 |  | 830.1065 | 0 | 0 | 46.6945 | 0
17.03. | 16 | 880.128 |  | 833.4335 | 0 | 0 | 46.6945 | 0
17.03. | 17 | 885.1186 |  | 838.4242 | 0 | 0 | 46.6945 | 0
17.03. | 18 | 888.4457 |  | 841.7512 | 0 | 0 | 46.6945 | 0
17.03. | 19 | 888.4457 |  | 841.7512 | 0 | 0 | 46.6945 | 0
17.03. | 20 | 890.1092 |  | 843.4148 | 0 | 0 | 46.6945 | 0
17.03. | 21 | 893.4363 |  | 846.7419 | 0 | 0 | 46.6945 | 0
17.03. | 22 | 893.4363 |  | 846.7419 | 0 | 0 | 46.6945 | 0
17.03. | 23 | 896.7634 |  | 850.0689 | 0 | 0 | 46.6945 | 0
17.03. | 24 | 898.4269 |  | 851.7325 | 0 | 0 | 46.6945 | 0
18.03. | 1 | 900.0905 |  | 853.396 | 0 | 0 | 46.6945 | 0
18.03. | 2 | 901.754 |  | 855.0596 | 0 | 0 | 46.6945 | 0
18.03. | 3 | 903.4175 |  | 856.7231 | 0 | 0 | 46.6945 | 0
18.03. | 4 | 903.4175 |  | 856.7231 | 0 | 0 | 46.6945 | 0
18.03. | 5 | 903.4175 |  | 856.7231 | 0 | 0 | 46.6945 | 0
18.03. | 6 | 900.0905 |  | 853.396 | 0 | 0 | 46.6945 | 0
18.03. | 7 | 895.0998 |  | 848.4054 | 0 | 0 | 46.6945 | 0
18.03. | 8 | 888.4457 |  | 841.7512 | 0 | 0 | 46.6945 | 0
18.03. | 9 | 888.4457 |  | 841.7512 | 0 | 0 | 46.6945 | 0
18.03. | 10 | 886.7822 |  | 840.0877 | 0 | 0 | 46.6945 | 0
18.03. | 11 | 876.8009 |  | 830.1065 | 0 | 0 | 46.6945 | 0
18.03. | 12 | 865.1561 |  | 818.4617 | 0 | 0 | 46.6945 | 0
18.03. | 13 | 853.5113 |  | 806.8169 | 0 | 0 | 46.6945 | 0
18.03. | 14 | 845.1937 |  | 798.4992 | 0 | 0 | 46.6945 | 0
18.03. | 15 | 838.5395 |  | 791.845 | 0 | 0 | 46.6945 | 0
18.03. | 16 | 846.8572 |  | 800.1627 | 0 | 0 | 46.6945 | 0
18.03. | 17 | 861.829 |  | 815.1346 | 0 | 0 | 46.6945 | 0
18.03. | 18 | 883.4551 |  | 836.7606 | 0 | 0 | 46.6945 | 0
18.03. | 19 | 888.4457 |  | 841.7512 | 0 | 0 | 46.6945 | 0
18.03. | 20 | 888.4457 |  | 841.7512 | 0 | 0 | 46.6945 | 0
18.03. | 21 | 888.4457 |  | 841.7512 | 0 | 0 | 46.6945 | 0
18.03. | 22 | 888.4457 |  | 841.7512 | 0 | 0 | 46.6945 | 0
18.03. | 23 | 888.4457 |  | 841.7512 | 0 | 0 | 46.6945 | 0
18.03. | 24 | 888.4457 |  | 841.7512 | 0 | 0 | 46.6945 | 0
19.03. | 1 | 888.4457 |  | 841.7512 | 0 | 0 | 46.6945 | 0
19.03. | 2 | 888.4457 |  | 841.7512 | 0 | 0 | 46.6945 | 0
19.03. | 3 | 888.4457 |  | 841.7512 | 0 | 0 | 46.6945 | 0
19.03. | 4 | 888.4457 |  | 841.7512 | 0 | 0 | 46.6945 | 0
19.03. | 5 | 888.4457 |  | 841.7512 | 0 | 0 | 46.6945 | 0
19.03. | 6 | 888.4457 |  | 841.7512 | 0 | 0 | 46.6945 | 0
19.03. | 7 | 888.4457 |  | 841.7512 | 0 | 0 | 46.6945 | 0
19.03. | 8 | 888.4457 |  | 841.7512 | 0 | 0 | 46.6945 | 0
19.03. | 9 | 880.128 |  | 833.4335 | 0 | 0 | 46.6945 | 0
19.03. | 10 | 868.4832 |  | 821.7888 | 0 | 0 | 46.6945 | 0
19.03. | 11 | 836.8759 |  | 790.1815 | 0 | 0 | 46.6945 | 0
19.03. | 12 | 820.2406 |  | 773.5461 | 0 | 0 | 46.6945 | 0
19.03. | 13 | 810.2593 |  | 763.5649 | 0 | 0 | 46.6945 | 0
19.03. | 14 | 805.2687 |  | 758.5742 | 0 | 0 | 46.6945 | 0
19.03. | 15 | 805.2687 |  | 758.5742 | 0 | 0 | 46.6945 | 0
19.03. | 16 | 811.9228 |  | 765.2284 | 0 | 0 | 46.6945 | 0
19.03. | 17 | 818.577 |  | 771.8826 | 0 | 0 | 46.6945 | 0
19.03. | 18 | 841.8666 |  | 795.1721 | 0 | 0 | 46.6945 | 0
19.03. | 19 | 855.1749 |  | 808.4804 | 0 | 0 | 46.6945 | 0
19.03. | 20 | 858.502 |  | 811.8075 | 0 | 0 | 46.6945 | 0
19.03. | 21 | 866.8197 |  | 820.1252 | 0 | 0 | 46.6945 | 0
19.03. | 22 | 868.4832 |  | 821.7888 | 0 | 0 | 46.6945 | 0
19.03. | 23 | 873.4738 |  | 826.7794 | 0 | 0 | 46.6945 | 0
19.03. | 24 | 875.1374 |  | 828.4429 | 0 | 0 | 46.6945 | 0
20.03. | 1 | 876.8009 |  | 830.1065 | 0 | 0 | 46.6945 | 0
20.03. | 2 | 880.128 |  | 833.4335 | 0 | 0 | 46.6945 | 0
20.03. | 3 | 883.4551 |  | 836.7606 | 0 | 0 | 46.6945 | 0
20.03. | 4 | 885.1186 |  | 838.4242 | 0 | 0 | 46.6945 | 0
20.03. | 5 | 885.1186 |  | 838.4242 | 0 | 0 | 46.6945 | 0
20.03. | 6 | 886.7822 |  | 840.0877 | 0 | 0 | 46.6945 | 0
20.03. | 7 | 885.1186 |  | 838.4242 | 0 | 0 | 46.6945 | 0
20.03. | 8 | 885.1186 |  | 838.4242 | 0 | 0 | 46.6945 | 0
20.03. | 9 | 873.4738 |  | 826.7794 | 0 | 0 | 46.6945 | 0
20.03. | 10 | 865.1561 |  | 818.4617 | 0 | 0 | 46.6945 | 0
20.03. | 11 | 841.8666 |  | 795.1721 | 0 | 0 | 46.6945 | 0
20.03. | 12 | 833.5489 |  | 786.8544 | 0 | 0 | 46.6945 | 0
20.03. | 13 | 825.2312 |  | 778.5367 | 0 | 0 | 46.6945 | 0
20.03. | 14 | 816.9135 |  | 770.219 | 0 | 0 | 46.6945 | 0
20.03. | 15 | 810.2593 |  | 763.5649 | 0 | 0 | 46.6945 | 0
20.03. | 16 | 818.577 |  | 771.8826 | 0 | 0 | 46.6945 | 0
20.03. | 17 | 835.2124 |  | 788.518 | 0 | 0 | 46.6945 | 0
20.03. | 18 | 871.8103 |  | 825.1158 | 0 | 0 | 46.6945 | 0
20.03. | 19 | 883.4551 |  | 836.7606 | 0 | 0 | 46.6945 | 0
20.03. | 20 | 886.7822 |  | 840.0877 | 0 | 0 | 46.6945 | 0
20.03. | 21 | 886.7822 |  | 840.0877 | 0 | 0 | 46.6945 | 0
20.03. | 22 | 888.4457 |  | 841.7512 | 0 | 0 | 46.6945 | 0
20.03. | 23 | 888.4457 |  | 841.7512 | 0 | 0 | 46.6945 | 0
20.03. | 24 | 888.4457 |  | 841.7512 | 0 | 0 | 46.6945 | 0
21.03. | 1 | 888.4457 |  | 841.7512 | 0 | 0 | 46.6945 | 0
21.03. | 2 | 888.4457 |  | 841.7512 | 0 | 0 | 46.6945 | 0
21.03. | 3 | 888.4457 |  | 841.7512 | 0 | 0 | 46.6945 | 0
21.03. | 4 | 888.4457 |  | 841.7512 | 0 | 0 | 46.6945 | 0
21.03. | 5 | 888.4457 |  | 841.7512 | 0 | 0 | 46.6945 | 0
21.03. | 6 | 888.4457 |  | 841.7512 | 0 | 0 | 46.6945 | 0
21.03. | 7 | 888.4457 |  | 841.7512 | 0 | 0 | 46.6945 | 0
21.03. | 8 | 886.7822 |  | 840.0877 | 0 | 0 | 46.6945 | 0
21.03. | 9 | 870.1467 |  | 823.4523 | 0 | 0 | 46.6945 | 0
21.03. | 10 | 850.1843 |  | 803.4898 | 0 | 0 | 46.6945 | 0
21.03. | 11 | 813.5864 |  | 766.8919 | 0 | 0 | 46.6945 | 0
21.03. | 12 | 810.2593 |  | 763.5649 | 0 | 0 | 46.6945 | 0
21.03. | 13 | 808.5958 |  | 761.9013 | 0 | 0 | 46.6945 | 0
21.03. | 14 | 806.9322 |  | 760.2378 | 0 | 0 | 46.6945 | 0
21.03. | 15 | 808.5958 |  | 761.9013 | 0 | 0 | 46.6945 | 0
21.03. | 16 | 815.2499 |  | 768.5555 | 0 | 0 | 46.6945 | 0
21.03. | 17 | 826.8947 |  | 780.2003 | 0 | 0 | 46.6945 | 0
21.03. | 18 | 855.1749 |  | 808.4804 | 0 | 0 | 46.6945 | 0
21.03. | 19 | 866.8197 |  | 820.1252 | 0 | 0 | 46.6945 | 0
21.03. | 20 | 871.8103 |  | 825.1158 | 0 | 0 | 46.6945 | 0
21.03. | 21 | 878.4644 |  | 831.77 | 0 | 0 | 46.6945 | 0
21.03. | 22 | 880.128 |  | 833.4335 | 0 | 0 | 46.6945 | 0
21.03. | 23 | 883.4551 |  | 836.7606 | 0 | 0 | 46.6945 | 0
21.03. | 24 | 883.4551 |  | 836.7606 | 0 | 0 | 46.6945 | 0
22.03. | 1 | 885.1186 |  | 838.4242 | 0 | 0 | 46.6945 | 0
22.03. | 2 | 885.1186 |  | 838.4242 | 0 | 0 | 46.6945 | 0
22.03. | 3 | 885.1186 |  | 838.4242 | 0 | 0 | 46.6945 | 0
22.03. | 4 | 886.7822 |  | 840.0877 | 0 | 0 | 46.6945 | 0
22.03. | 5 | 886.7822 |  | 840.0877 | 0 | 0 | 46.6945 | 0
22.03. | 6 | 886.7822 |  | 840.0877 | 0 | 0 | 46.6945 | 0
22.03. | 7 | 886.7822 |  | 840.0877 | 0 | 0 | 46.6945 | 0
22.03. | 8 | 883.4551 |  | 836.7606 | 0 | 0 | 46.6945 | 0
22.03. | 9 | 871.8103 |  | 825.1158 | 0 | 0 | 46.6945 | 0
22.03. | 10 | 865.1561 |  | 818.4617 | 0 | 0 | 46.6945 | 0
22.03. | 11 | 843.5301 |  | 796.8357 | 0 | 0 | 46.6945 | 0
22.03. | 12 | 838.5395 |  | 791.845 | 0 | 0 | 46.6945 | 0
22.03. | 13 | 835.2124 |  | 788.518 | 0 | 0 | 46.6945 | 0
22.03. | 14 | 830.2218 |  | 783.5273 | 0 | 0 | 46.6945 | 0
22.03. | 15 | 826.8947 |  | 780.2003 | 0 | 0 | 46.6945 | 0
22.03. | 16 | 830.2218 |  | 783.5273 | 0 | 0 | 46.6945 | 0
22.03. | 17 | 835.2124 |  | 788.518 | 0 | 0 | 46.6945 | 0
22.03. | 18 | 858.502 |  | 811.8075 | 0 | 0 | 46.6945 | 0
22.03. | 19 | 868.4832 |  | 821.7888 | 0 | 0 | 46.6945 | 0
22.03. | 20 | 871.8103 |  | 825.1158 | 0 | 0 | 46.6945 | 0
22.03. | 21 | 876.8009 |  | 830.1065 | 0 | 0 | 46.6945 | 0
22.03. | 22 | 876.8009 |  | 830.1065 | 0 | 0 | 46.6945 | 0
22.03. | 23 | 880.128 |  | 833.4335 | 0 | 0 | 46.6945 | 0
22.03. | 24 | 878.4644 |  | 831.77 | 0 | 0 | 46.6945 | 0
23.03. | 1 | 876.8009 |  | 830.1065 | 0 | 0 | 46.6945 | 0
23.03. | 2 | 875.1374 |  | 828.4429 | 0 | 0 | 46.6945 | 0
23.03. | 3 | 875.1374 |  | 828.4429 | 0 | 0 | 46.6945 | 0
23.03. | 4 | 875.1374 |  | 828.4429 | 0 | 0 | 46.6945 | 0
23.03. | 5 | 873.4738 |  | 826.7794 | 0 | 0 | 46.6945 | 0
23.03. | 6 | 873.4738 |  | 826.7794 | 0 | 0 | 46.6945 | 0
23.03. | 7 | 873.4738 |  | 826.7794 | 0 | 0 | 46.6945 | 0
23.03. | 8 | 873.4738 |  | 826.7794 | 0 | 0 | 46.6945 | 0
23.03. | 9 | 863.4926 |  | 816.7981 | 0 | 0 | 46.6945 | 0
23.03. | 10 | 865.1561 |  | 818.4617 | 0 | 0 | 46.6945 | 0
23.03. | 11 | 855.1749 |  | 808.4804 | 0 | 0 | 46.6945 | 0
23.03. | 12 | 861.829 |  | 815.1346 | 0 | 0 | 46.6945 | 0
23.03. | 13 | 868.4832 |  | 821.7888 | 0 | 0 | 46.6945 | 0
23.03. | 14 | 873.4738 |  | 826.7794 | 0 | 0 | 46.6945 | 0
23.03. | 15 | 878.4644 |  | 831.77 | 0 | 0 | 46.6945 | 0
23.03. | 16 | 881.7915 |  | 835.0971 | 0 | 0 | 46.6945 | 0
23.03. | 17 | 881.7915 |  | 835.0971 | 0 | 0 | 46.6945 | 0
23.03. | 18 | 883.4551 |  | 836.7606 | 0 | 0 | 46.6945 | 0
23.03. | 19 | 883.4551 |  | 836.7606 | 0 | 0 | 46.6945 | 0
23.03. | 20 | 883.4551 |  | 836.7606 | 0 | 0 | 46.6945 | 0
23.03. | 21 | 886.7822 |  | 840.0877 | 0 | 0 | 46.6945 | 0
23.03. | 22 | 886.7822 |  | 840.0877 | 0 | 0 | 46.6945 | 0
23.03. | 23 | 888.4457 |  | 841.7512 | 0 | 0 | 46.6945 | 0
23.03. | 24 | 888.4457 |  | 841.7512 | 0 | 0 | 46.6945 | 0
24.03. | 1 | 888.4457 |  | 841.7512 | 0 | 0 | 46.6945 | 0
24.03. | 2 | 888.4457 |  | 841.7512 | 0 | 0 | 46.6945 | 0
24.03. | 3 | 888.4457 |  | 841.7512 | 0 | 0 | 46.6945 | 0
24.03. | 4 | 888.4457 |  | 841.7512 | 0 | 0 | 46.6945 | 0
24.03. | 5 | 888.4457 |  | 841.7512 | 0 | 0 | 46.6945 | 0
24.03. | 6 | 888.4457 |  | 841.7512 | 0 | 0 | 46.6945 | 0
24.03. | 7 | 888.4457 |  | 841.7512 | 0 | 0 | 46.6945 | 0
24.03. | 8 | 888.4457 |  | 841.7512 | 0 | 0 | 46.6945 | 0
24.03. | 9 | 888.4457 |  | 841.7512 | 0 | 0 | 46.6945 | 0
24.03. | 10 | 888.4457 |  | 841.7512 | 0 | 0 | 46.6945 | 0
24.03. | 11 | 888.4457 |  | 841.7512 | 0 | 0 | 46.6945 | 0
24.03. | 12 | 886.7822 |  | 840.0877 | 0 | 0 | 46.6945 | 0
24.03. | 13 | 886.7822 |  | 840.0877 | 0 | 0 | 46.6945 | 0
24.03. | 14 | 886.7822 |  | 840.0877 | 0 | 0 | 46.6945 | 0
24.03. | 15 | 886.7822 |  | 840.0877 | 0 | 0 | 46.6945 | 0
24.03. | 16 | 888.4457 |  | 841.7512 | 0 | 0 | 46.6945 | 0
24.03. | 17 | 888.4457 |  | 841.7512 | 0 | 0 | 46.6945 | 0
24.03. | 18 | 888.4457 |  | 841.7512 | 0 | 0 | 46.6945 | 0
24.03. | 19 | 888.4457 |  | 841.7512 | 0 | 0 | 46.6945 | 0
24.03. | 20 | 888.4457 |  | 841.7512 | 0 | 0 | 46.6945 | 0
24.03. | 21 | 888.4457 |  | 841.7512 | 0 | 0 | 46.6945 | 0
24.03. | 22 | 888.4457 |  | 841.7512 | 0 | 0 | 46.6945 | 0
24.03. | 23 | 891.7728 |  | 845.0783 | 0 | 0 | 46.6945 | 0
24.03. | 24 | 893.4363 |  | 846.7419 | 0 | 0 | 46.6945 | 0
25.03. | 1 | 895.0998 |  | 848.4054 | 0 | 0 | 46.6945 | 0
25.03. | 2 | 895.0998 |  | 848.4054 | 0 | 0 | 46.6945 | 0
25.03. | 3 | 895.0998 |  | 848.4054 | 0 | 0 | 46.6945 | 0
25.03. | 4 | 895.0998 |  | 848.4054 | 0 | 0 | 46.6945 | 0
25.03. | 5 | 893.4363 |  | 846.7419 | 0 | 0 | 46.6945 | 0
25.03. | 6 | 893.4363 |  | 846.7419 | 0 | 0 | 46.6945 | 0
25.03. | 7 | 891.7728 |  | 845.0783 | 0 | 0 | 46.6945 | 0
25.03. | 8 | 890.1092 |  | 843.4148 | 0 | 0 | 46.6945 | 0
25.03. | 9 | 888.4457 |  | 841.7512 | 0 | 0 | 46.6945 | 0
25.03. | 10 | 888.4457 |  | 841.7512 | 0 | 0 | 46.6945 | 0
25.03. | 11 | 888.4457 |  | 841.7512 | 0 | 0 | 46.6945 | 0
25.03. | 12 | 888.4457 |  | 841.7512 | 0 | 0 | 46.6945 | 0
25.03. | 13 | 888.4457 |  | 841.7512 | 0 | 0 | 46.6945 | 0
25.03. | 14 | 888.4457 |  | 841.7512 | 0 | 0 | 46.6945 | 0
25.03. | 15 | 888.4457 |  | 841.7512 | 0 | 0 | 46.6945 | 0
25.03. | 16 | 888.4457 |  | 841.7512 | 0 | 0 | 46.6945 | 0
25.03. | 17 | 888.4457 |  | 841.7512 | 0 | 0 | 46.6945 | 0
25.03. | 18 | 888.4457 |  | 841.7512 | 0 | 0 | 46.6945 | 0
25.03. | 19 | 888.4457 |  | 841.7512 | 0 | 0 | 46.6945 | 0
25.03. | 20 | 888.4457 |  | 841.7512 | 0 | 0 | 46.6945 | 0
25.03. | 21 | 890.1092 |  | 843.4148 | 0 | 0 | 46.6945 | 0
25.03. | 22 | 891.7728 |  | 845.0783 | 0 | 0 | 46.6945 | 0
25.03. | 23 | 893.4363 |  | 846.7419 | 0 | 0 | 46.6945 | 0
25.03. | 24 | 891.7728 |  | 845.0783 | 0 | 0 | 46.6945 | 0
26.03. | 1 | 891.7728 |  | 845.0783 | 0 | 0 | 46.6945 | 0
26.03. | 2 | 891.7728 |  | 845.0783 | 0 | 0 | 46.6945 | 0
26.03. | 3 | 891.7728 |  | 845.0783 | 0 | 0 | 46.6945 | 0
26.03. | 4 | 893.4363 |  | 846.7419 | 0 | 0 | 46.6945 | 0
26.03. | 5 | 893.4363 |  | 846.7419 | 0 | 0 | 46.6945 | 0
26.03. | 6 | 891.7728 |  | 845.0783 | 0 | 0 | 46.6945 | 0
26.03. | 7 | 890.1092 |  | 843.4148 | 0 | 0 | 46.6945 | 0
26.03. | 8 | 888.4457 |  | 841.7512 | 0 | 0 | 46.6945 | 0
26.03. | 9 | 888.4457 |  | 841.7512 | 0 | 0 | 46.6945 | 0
26.03. | 10 | 888.4457 |  | 841.7512 | 0 | 0 | 46.6945 | 0
26.03. | 11 | 886.7822 |  | 840.0877 | 0 | 0 | 46.6945 | 0
26.03. | 12 | 885.1186 |  | 838.4242 | 0 | 0 | 46.6945 | 0
26.03. | 13 | 883.4551 |  | 836.7606 | 0 | 0 | 46.6945 | 0
26.03. | 14 | 881.7915 |  | 835.0971 | 0 | 0 | 46.6945 | 0
26.03. | 15 | 878.4644 |  | 831.77 | 0 | 0 | 46.6945 | 0
26.03. | 16 | 881.7915 |  | 835.0971 | 0 | 0 | 46.6945 | 0
26.03. | 17 | 885.1186 |  | 838.4242 | 0 | 0 | 46.6945 | 0
26.03. | 18 | 888.4457 |  | 841.7512 | 0 | 0 | 46.6945 | 0
26.03. | 19 | 888.4457 |  | 841.7512 | 0 | 0 | 46.6945 | 0
26.03. | 20 | 888.4457 |  | 841.7512 | 0 | 0 | 46.6945 | 0
26.03. | 21 | 888.4457 |  | 841.7512 | 0 | 0 | 46.6945 | 0
26.03. | 22 | 888.4457 |  | 841.7512 | 0 | 0 | 46.6945 | 0
26.03. | 23 | 888.4457 |  | 841.7512 | 0 | 0 | 46.6945 | 0
26.03. | 24 | 888.4457 |  | 841.7512 | 0 | 0 | 46.6945 | 0
27.03. | 1 | 888.4457 |  | 841.7512 | 0 | 0 | 46.6945 | 0
27.03. | 2 | 888.4457 |  | 841.7512 | 0 | 0 | 46.6945 | 0
27.03. | 3 | 888.4457 |  | 841.7512 | 0 | 0 | 46.6945 | 0
27.03. | 4 | 888.4457 |  | 841.7512 | 0 | 0 | 46.6945 | 0
27.03. | 5 | 888.4457 |  | 841.7512 | 0 | 0 | 46.6945 | 0
27.03. | 6 | 888.4457 |  | 841.7512 | 0 | 0 | 46.6945 | 0
27.03. | 7 | 888.4457 |  | 841.7512 | 0 | 0 | 46.6945 | 0
27.03. | 8 | 886.7822 |  | 840.0877 | 0 | 0 | 46.6945 | 0
27.03. | 9 | 883.4551 |  | 836.7606 | 0 | 0 | 46.6945 | 0
27.03. | 10 | 880.128 |  | 833.4335 | 0 | 0 | 46.6945 | 0
27.03. | 11 | 861.829 |  | 815.1346 | 0 | 0 | 46.6945 | 0
27.03. | 12 | 851.8478 |  | 805.1534 | 0 | 0 | 46.6945 | 0
27.03. | 13 | 841.8666 |  | 795.1721 | 0 | 0 | 46.6945 | 0
27.03. | 14 | 833.5489 |  | 786.8544 | 0 | 0 | 46.6945 | 0
27.03. | 15 | 825.2312 |  | 778.5367 | 0 | 0 | 46.6945 | 0
27.03. | 16 | 825.2312 |  | 778.5367 | 0 | 0 | 46.6945 | 0
27.03. | 17 | 823.5676 |  | 776.8732 | 0 | 0 | 46.6945 | 0
27.03. | 18 | 843.5301 |  | 796.8357 | 0 | 0 | 46.6945 | 0
27.03. | 19 | 855.1749 |  | 808.4804 | 0 | 0 | 46.6945 | 0
27.03. | 20 | 860.1655 |  | 813.4711 | 0 | 0 | 46.6945 | 0
27.03. | 21 | 871.8103 |  | 825.1158 | 0 | 0 | 46.6945 | 0
27.03. | 22 | 875.1374 |  | 828.4429 | 0 | 0 | 46.6945 | 0
27.03. | 23 | 880.128 |  | 833.4335 | 0 | 0 | 46.6945 | 0
27.03. | 24 | 881.7915 |  | 835.0971 | 0 | 0 | 46.6945 | 0
28.03. | 1 | 885.1186 |  | 838.4242 | 0 | 0 | 46.6945 | 0
28.03. | 2 | 885.1186 |  | 838.4242 | 0 | 0 | 46.6945 | 0
28.03. | 3 | 886.7822 |  | 840.0877 | 0 | 0 | 46.6945 | 0
28.03. | 4 | 886.7822 |  | 840.0877 | 0 | 0 | 46.6945 | 0
28.03. | 5 | 886.7822 |  | 840.0877 | 0 | 0 | 46.6945 | 0
28.03. | 6 | 885.1186 |  | 838.4242 | 0 | 0 | 46.6945 | 0
28.03. | 7 | 880.128 |  | 833.4335 | 0 | 0 | 46.6945 | 0
28.03. | 8 | 868.4832 |  | 821.7888 | 0 | 0 | 46.6945 | 0
28.03. | 9 | 823.5676 |  | 776.8732 | 0 | 0 | 46.6945 | 0
28.03. | 10 | 795.2875 |  | 748.593 | 0 | 0 | 46.6945 | 0
28.03. | 11 | 760.3531 |  | 713.6587 | 0 | 0 | 46.6945 | 0
28.03. | 12 | 755.3625 |  | 708.668 | 0 | 0 | 46.6945 | 0
28.03. | 13 | 755.3625 |  | 708.668 | 0 | 0 | 46.6945 | 0
28.03. | 14 | 755.3625 |  | 708.668 | 0 | 0 | 46.6945 | 0
28.03. | 15 | 755.3625 |  | 708.668 | 0 | 0 | 46.6945 | 0
28.03. | 16 | 755.3625 |  | 708.668 | 0 | 0 | 46.6945 | 0
28.03. | 17 | 755.3625 |  | 708.668 | 0 | 0 | 46.6945 | 0
28.03. | 18 | 767.0073 |  | 720.3128 | 0 | 0 | 46.6945 | 0
28.03. | 19 | 783.6427 |  | 736.9482 | 0 | 0 | 46.6945 | 0
28.03. | 20 | 795.2875 |  | 748.593 | 0 | 0 | 46.6945 | 0
28.03. | 21 | 813.5864 |  | 766.8919 | 0 | 0 | 46.6945 | 0
28.03. | 22 | 821.9041 |  | 775.2096 | 0 | 0 | 46.6945 | 0
28.03. | 23 | 835.2124 |  | 788.518 | 0 | 0 | 46.6945 | 0
28.03. | 24 | 838.5395 |  | 791.845 | 0 | 0 | 46.6945 | 0
29.03. | 1 | 843.5301 |  | 796.8357 | 0 | 0 | 46.6945 | 0
29.03. | 2 | 845.1937 |  | 798.4992 | 0 | 0 | 46.6945 | 0
29.03. | 3 | 848.5207 |  | 801.8263 | 0 | 0 | 46.6945 | 0
29.03. | 4 | 848.5207 |  | 801.8263 | 0 | 0 | 46.6945 | 0
29.03. | 5 | 845.1937 |  | 798.4992 | 0 | 0 | 46.6945 | 0
29.03. | 6 | 843.5301 |  | 796.8357 | 0 | 0 | 46.6945 | 0
29.03. | 7 | 838.5395 |  | 791.845 | 0 | 0 | 46.6945 | 0
29.03. | 8 | 838.5395 |  | 791.845 | 0 | 0 | 46.6945 | 0
29.03. | 9 | 815.2499 |  | 768.5555 | 0 | 0 | 46.6945 | 0
29.03. | 10 | 811.9228 |  | 765.2284 | 0 | 0 | 46.6945 | 0
29.03. | 11 | 788.6333 |  | 741.9388 | 0 | 0 | 46.6945 | 0
29.03. | 12 | 785.3062 |  | 738.6118 | 0 | 0 | 46.6945 | 0
29.03. | 13 | 783.6427 |  | 736.9482 | 0 | 0 | 46.6945 | 0
29.03. | 14 | 781.9791 |  | 735.2847 | 0 | 0 | 46.6945 | 0
29.03. | 15 | 780.3156 |  | 733.6211 | 0 | 0 | 46.6945 | 0
29.03. | 16 | 775.325 |  | 728.6305 | 0 | 0 | 46.6945 | 0
29.03. | 17 | 765.3437 |  | 718.6493 | 0 | 0 | 46.6945 | 0
29.03. | 18 | 771.9979 |  | 725.3034 | 0 | 0 | 46.6945 | 0
29.03. | 19 | 771.9979 |  | 725.3034 | 0 | 0 | 46.6945 | 0
29.03. | 20 | 771.9979 |  | 725.3034 | 0 | 0 | 46.6945 | 0
29.03. | 21 | 783.6427 |  | 736.9482 | 0 | 0 | 46.6945 | 0
29.03. | 22 | 790.2968 |  | 743.6024 | 0 | 0 | 46.6945 | 0
29.03. | 23 | 801.9416 |  | 755.2472 | 0 | 0 | 46.6945 | 0
29.03. | 24 | 805.2687 |  | 758.5742 | 0 | 0 | 46.6945 | 0
30.03. | 1 | 808.5958 |  | 761.9013 | 0 | 0 | 46.6945 | 0
30.03. | 2 | 811.9228 |  | 765.2284 | 0 | 0 | 46.6945 | 0
30.03. | 3 | 820.2406 |  | 773.5461 | 0 | 0 | 46.6945 | 0
30.03. | 4 | 825.2312 |  | 778.5367 | 0 | 0 | 46.6945 | 0
30.03. | 5 | 826.8947 |  | 780.2003 | 0 | 0 | 46.6945 | 0
30.03. | 6 | 826.8947 |  | 780.2003 | 0 | 0 | 46.6945 | 0
30.03. | 7 | 823.5676 |  | 776.8732 | 0 | 0 | 46.6945 | 0
30.03. | 8 | 826.8947 |  | 780.2003 | 0 | 0 | 46.6945 | 0
30.03. | 9 | 801.9416 |  | 755.2472 | 0 | 0 | 46.6945 | 0
30.03. | 10 | 798.6145 |  | 751.9201 | 0 | 0 | 46.6945 | 0
30.03. | 11 | 775.325 |  | 728.6305 | 0 | 0 | 46.6945 | 0
30.03. | 12 | 773.6614 |  | 726.967 | 0 | 0 | 46.6945 | 0
30.03. | 13 | 773.6614 |  | 726.967 | 0 | 0 | 46.6945 | 0
30.03. | 14 | 773.6614 |  | 726.967 | 0 | 0 | 46.6945 | 0
30.03. | 15 | 771.9979 |  | 725.3034 | 0 | 0 | 46.6945 | 0
30.03. | 16 | 770.3343 |  | 723.6399 | 0 | 0 | 46.6945 | 0
30.03. | 17 | 768.6708 |  | 721.9764 | 0 | 0 | 46.6945 | 0
30.03. | 18 | 785.3062 |  | 738.6118 | 0 | 0 | 46.6945 | 0
30.03. | 19 | 796.951 |  | 750.2565 | 0 | 0 | 46.6945 | 0
30.03. | 20 | 803.6051 |  | 756.9107 | 0 | 0 | 46.6945 | 0
30.03. | 21 | 821.9041 |  | 775.2096 | 0 | 0 | 46.6945 | 0
30.03. | 22 | 828.5583 |  | 781.8638 | 0 | 0 | 46.6945 | 0
30.03. | 23 | 840.203 |  | 793.5086 | 0 | 0 | 46.6945 | 0
30.03. | 24 | 843.5301 |  | 796.8357 | 0 | 0 | 46.6945 | 0
31.03. | 1 | 848.5207 |  | 801.8263 | 0 | 0 | 46.6945 | 0
31.03. | 2 | 848.5207 |  | 801.8263 | 0 | 0 | 46.6945 | 0
31.03. | 3 | 855.1749 |  | 808.4804 | 0 | 0 | 46.6945 | 0
31.03. | 4 | 856.8384 |  | 810.144 | 0 | 0 | 46.6945 | 0
31.03. | 5 | 853.5113 |  | 806.8169 | 0 | 0 | 46.6945 | 0
31.03. | 6 | 846.8572 |  | 800.1627 | 0 | 0 | 46.6945 | 0
31.03. | 7 | 836.8759 |  | 790.1815 | 0 | 0 | 46.6945 | 0
31.03. | 8 | 826.8947 |  | 780.2003 | 0 | 0 | 46.6945 | 0
31.03. | 9 | 795.2875 |  | 748.593 | 0 | 0 | 46.6945 | 0
31.03. | 10 | 785.3062 |  | 738.6118 | 0 | 0 | 46.6945 | 0
31.03. | 11 | 763.6802 |  | 716.9857 | 0 | 0 | 46.6945 | 0
31.03. | 12 | 758.6896 |  | 711.9951 | 0 | 0 | 46.6945 | 0
31.03. | 13 | 757.026 |  | 710.3316 | 0 | 0 | 46.6945 | 0
31.03. | 14 | 755.3625 |  | 708.668 | 0 | 0 | 46.6945 | 0
31.03. | 15 | 755.3625 |  | 708.668 | 0 | 0 | 46.6945 | 0
31.03. | 16 | 755.3625 |  | 708.668 | 0 | 0 | 46.6945 | 0
31.03. | 17 | 755.3625 |  | 708.668 | 0 | 0 | 46.6945 | 0
31.03. | 18 | 773.6614 |  | 726.967 | 0 | 0 | 46.6945 | 0
31.03. | 19 | 801.9416 |  | 755.2472 | 0 | 0 | 46.6945 | 0
31.03. | 20 | 820.2406 |  | 773.5461 | 0 | 0 | 46.6945 | 0
31.03. | 21 | 838.5395 |  | 791.845 | 0 | 0 | 46.6945 | 0
31.03. | 22 | 846.8572 |  | 800.1627 | 0 | 0 | 46.6945 | 0
31.03. | 23 | 858.502 |  | 811.8075 | 0 | 0 | 46.6945 | 0
31.03. | 24 | 863.4926 |  | 816.7981 | 0 | 0 | 46.6945 | 0
01.04. | 1 | 746.4038 |  | 695.3597 | 0 | 0 | 51.0441 | 0
01.04. | 2 | 749.7309 |  | 698.6868 | 0 | 0 | 51.0441 | 0
01.04. | 3 | 756.385 |  | 705.341 | 0 | 0 | 51.0441 | 0
01.04. | 4 | 758.0486 |  | 707.0045 | 0 | 0 | 51.0441 | 0
01.04. | 5 | 759.7121 |  | 708.668 | 0 | 0 | 51.0441 | 0
01.04. | 6 | 749.7309 |  | 698.6868 | 0 | 0 | 51.0441 | 0
01.04. | 7 | 729.7684 |  | 678.7243 | 0 | 0 | 51.0441 | 0
01.04. | 8 | 706.4788 |  | 655.4348 | 0 | 0 | 51.0441 | 0
01.04. | 9 | 679.8622 |  | 628.8181 | 0 | 0 | 51.0441 | 0
01.04. | 10 | 674.8716 |  | 623.8275 | 0 | 0 | 51.0441 | 0
01.04. | 11 | 664.8903 |  | 613.8463 | 0 | 0 | 51.0441 | 0
01.04. | 12 | 654.9091 |  | 603.865 | 0 | 0 | 51.0441 | 0
01.04. | 13 | 639.9372 |  | 588.8932 | 0 | 0 | 51.0441 | 0
01.04. | 14 | 628.2925 |  | 577.2484 | 0 | 0 | 51.0441 | 0
01.04. | 15 | 619.9748 |  | 568.9307 | 0 | 0 | 51.0441 | 0
01.04. | 16 | 626.6289 |  | 575.5848 | 0 | 0 | 51.0441 | 0
01.04. | 17 | 643.2643 |  | 592.2202 | 0 | 0 | 51.0441 | 0
01.04. | 18 | 668.2174 |  | 617.1733 | 0 | 0 | 51.0441 | 0
01.04. | 19 | 674.8716 |  | 623.8275 | 0 | 0 | 51.0441 | 0
01.04. | 20 | 678.1986 |  | 627.1546 | 0 | 0 | 51.0441 | 0
01.04. | 21 | 681.5257 |  | 630.4817 | 0 | 0 | 51.0441 | 0
01.04. | 22 | 683.1893 |  | 632.1452 | 0 | 0 | 51.0441 | 0
01.04. | 23 | 689.8434 |  | 638.7994 | 0 | 0 | 51.0441 | 0
01.04. | 24 | 693.1705 |  | 642.1264 | 0 | 0 | 51.0441 | 0
02.04. | 1 | 698.1611 |  | 647.1171 | 0 | 0 | 51.0441 | 0
02.04. | 2 | 701.4882 |  | 650.4441 | 0 | 0 | 51.0441 | 0
02.04. | 3 | 708.1424 |  | 657.0983 | 0 | 0 | 51.0441 | 0
02.04. | 4 | 711.4695 |  | 660.4254 | 0 | 0 | 51.0441 | 0
02.04. | 5 | 713.133 |  | 662.0889 | 0 | 0 | 51.0441 | 0
02.04. | 6 | 706.4788 |  | 655.4348 | 0 | 0 | 51.0441 | 0
02.04. | 7 | 694.8341 |  | 643.79 | 0 | 0 | 51.0441 | 0
02.04. | 8 | 683.1893 |  | 632.1452 | 0 | 0 | 51.0441 | 0
02.04. | 9 | 673.208 |  | 622.164 | 0 | 0 | 51.0441 | 0
02.04. | 10 | 666.5539 |  | 615.5098 | 0 | 0 | 51.0441 | 0
02.04. | 11 | 649.9185 |  | 598.8744 | 0 | 0 | 51.0441 | 0
02.04. | 12 | 646.5914 |  | 595.5473 | 0 | 0 | 51.0441 | 0
02.04. | 13 | 643.2643 |  | 592.2202 | 0 | 0 | 51.0441 | 0
02.04. | 14 | 638.2737 |  | 587.2296 | 0 | 0 | 51.0441 | 0
02.04. | 15 | 634.9466 |  | 583.9025 | 0 | 0 | 51.0441 | 0
02.04. | 16 | 641.6008 |  | 590.5567 | 0 | 0 | 51.0441 | 0
02.04. | 17 | 653.2456 |  | 602.2015 | 0 | 0 | 51.0441 | 0
02.04. | 18 | 671.5445 |  | 620.5004 | 0 | 0 | 51.0441 | 0
02.04. | 19 | 676.5351 |  | 625.491 | 0 | 0 | 51.0441 | 0
02.04. | 20 | 679.8622 |  | 628.8181 | 0 | 0 | 51.0441 | 0
02.04. | 21 | 686.5164 |  | 635.4723 | 0 | 0 | 51.0441 | 0
02.04. | 22 | 689.8434 |  | 638.7994 | 0 | 0 | 51.0441 | 0
02.04. | 23 | 701.4882 |  | 650.4441 | 0 | 0 | 51.0441 | 0
02.04. | 24 | 706.4788 |  | 655.4348 | 0 | 0 | 51.0441 | 0
03.04. | 1 | 714.7965 |  | 663.7525 | 0 | 0 | 51.0441 | 0
03.04. | 2 | 721.4507 |  | 670.4066 | 0 | 0 | 51.0441 | 0
03.04. | 3 | 733.0955 |  | 682.0514 | 0 | 0 | 51.0441 | 0
03.04. | 4 | 736.4226 |  | 685.3785 | 0 | 0 | 51.0441 | 0
03.04. | 5 | 736.4226 |  | 685.3785 | 0 | 0 | 51.0441 | 0
03.04. | 6 | 723.1142 |  | 672.0702 | 0 | 0 | 51.0441 | 0
03.04. | 7 | 706.4788 |  | 655.4348 | 0 | 0 | 51.0441 | 0
03.04. | 8 | 691.507 |  | 640.4629 | 0 | 0 | 51.0441 | 0
03.04. | 9 | 676.5351 |  | 625.491 | 0 | 0 | 51.0441 | 0
03.04. | 10 | 673.208 |  | 622.164 | 0 | 0 | 51.0441 | 0
03.04. | 11 | 668.2174 |  | 617.1733 | 0 | 0 | 51.0441 | 0
03.04. | 12 | 664.8903 |  | 613.8463 | 0 | 0 | 51.0441 | 0
03.04. | 13 | 661.5633 |  | 610.5192 | 0 | 0 | 51.0441 | 0
03.04. | 14 | 656.5726 |  | 605.5286 | 0 | 0 | 51.0441 | 0
03.04. | 15 | 649.9185 |  | 598.8744 | 0 | 0 | 51.0441 | 0
03.04. | 16 | 653.2456 |  | 602.2015 | 0 | 0 | 51.0441 | 0
03.04. | 17 | 661.5633 |  | 610.5192 | 0 | 0 | 51.0441 | 0
03.04. | 18 | 673.208 |  | 622.164 | 0 | 0 | 51.0441 | 0
03.04. | 19 | 678.1986 |  | 627.1546 | 0 | 0 | 51.0441 | 0
03.04. | 20 | 681.5257 |  | 630.4817 | 0 | 0 | 51.0441 | 0
03.04. | 21 | 688.1799 |  | 637.1358 | 0 | 0 | 51.0441 | 0
03.04. | 22 | 691.507 |  | 640.4629 | 0 | 0 | 51.0441 | 0
03.04. | 23 | 699.8247 |  | 648.7806 | 0 | 0 | 51.0441 | 0
03.04. | 24 | 703.1517 |  | 652.1077 | 0 | 0 | 51.0441 | 0
04.04. | 1 | 706.4788 |  | 655.4348 | 0 | 0 | 51.0441 | 0
04.04. | 2 | 711.4695 |  | 660.4254 | 0 | 0 | 51.0441 | 0
04.04. | 3 | 718.1236 |  | 667.0795 | 0 | 0 | 51.0441 | 0
04.04. | 4 | 721.4507 |  | 670.4066 | 0 | 0 | 51.0441 | 0
04.04. | 5 | 719.7871 |  | 668.7431 | 0 | 0 | 51.0441 | 0
04.04. | 6 | 708.1424 |  | 657.0983 | 0 | 0 | 51.0441 | 0
04.04. | 7 | 691.507 |  | 640.4629 | 0 | 0 | 51.0441 | 0
04.04. | 8 | 679.8622 |  | 628.8181 | 0 | 0 | 51.0441 | 0
04.04. | 9 | 664.8903 |  | 613.8463 | 0 | 0 | 51.0441 | 0
04.04. | 10 | 644.9279 |  | 593.8838 | 0 | 0 | 51.0441 | 0
04.04. | 11 | 593.3581 |  | 542.314 | 0 | 0 | 51.0441 | 0
04.04. | 12 | 581.7133 |  | 530.6693 | 0 | 0 | 51.0441 | 0
04.04. | 13 | 576.7227 |  | 525.6786 | 0 | 0 | 51.0441 | 0
04.04. | 14 | 576.7227 |  | 525.6786 | 0 | 0 | 51.0441 | 0
04.04. | 15 | 576.7227 |  | 525.6786 | 0 | 0 | 51.0441 | 0
04.04. | 16 | 576.7227 |  | 525.6786 | 0 | 0 | 51.0441 | 0
04.04. | 17 | 591.6946 |  | 540.6505 | 0 | 0 | 51.0441 | 0
04.04. | 18 | 651.582 |  | 600.5379 | 0 | 0 | 51.0441 | 0
04.04. | 19 | 669.8809 |  | 618.8369 | 0 | 0 | 51.0441 | 0
04.04. | 20 | 673.208 |  | 622.164 | 0 | 0 | 51.0441 | 0
04.04. | 21 | 676.5351 |  | 625.491 | 0 | 0 | 51.0441 | 0
04.04. | 22 | 678.1986 |  | 627.1546 | 0 | 0 | 51.0441 | 0
04.04. | 23 | 684.8528 |  | 633.8087 | 0 | 0 | 51.0441 | 0
04.04. | 24 | 686.5164 |  | 635.4723 | 0 | 0 | 51.0441 | 0
05.04. | 1 | 689.8434 |  | 638.7994 | 0 | 0 | 51.0441 | 0
05.04. | 2 | 693.1705 |  | 642.1264 | 0 | 0 | 51.0441 | 0
05.04. | 3 | 698.1611 |  | 647.1171 | 0 | 0 | 51.0441 | 0
05.04. | 4 | 698.1611 |  | 647.1171 | 0 | 0 | 51.0441 | 0
05.04. | 5 | 698.1611 |  | 647.1171 | 0 | 0 | 51.0441 | 0
05.04. | 6 | 691.507 |  | 640.4629 | 0 | 0 | 51.0441 | 0
05.04. | 7 | 683.1893 |  | 632.1452 | 0 | 0 | 51.0441 | 0
05.04. | 8 | 676.5351 |  | 625.491 | 0 | 0 | 51.0441 | 0
05.04. | 9 | 666.5539 |  | 615.5098 | 0 | 0 | 51.0441 | 0
05.04. | 10 | 653.2456 |  | 602.2015 | 0 | 0 | 51.0441 | 0
05.04. | 11 | 621.6383 |  | 570.5942 | 0 | 0 | 51.0441 | 0
05.04. | 12 | 613.3206 |  | 562.2765 | 0 | 0 | 51.0441 | 0
05.04. | 13 | 609.9935 |  | 558.9494 | 0 | 0 | 51.0441 | 0
05.04. | 14 | 611.6571 |  | 560.613 | 0 | 0 | 51.0441 | 0
05.04. | 15 | 618.3112 |  | 567.2671 | 0 | 0 | 51.0441 | 0
05.04. | 16 | 628.2925 |  | 577.2484 | 0 | 0 | 51.0441 | 0
05.04. | 17 | 639.9372 |  | 588.8932 | 0 | 0 | 51.0441 | 0
05.04. | 18 | 663.2268 |  | 612.1827 | 0 | 0 | 51.0441 | 0
05.04. | 19 | 671.5445 |  | 620.5004 | 0 | 0 | 51.0441 | 0
05.04. | 20 | 673.208 |  | 622.164 | 0 | 0 | 51.0441 | 0
05.04. | 21 | 676.5351 |  | 625.491 | 0 | 0 | 51.0441 | 0
05.04. | 22 | 678.1986 |  | 627.1546 | 0 | 0 | 51.0441 | 0
05.04. | 23 | 684.8528 |  | 633.8087 | 0 | 0 | 51.0441 | 0
05.04. | 24 | 688.1799 |  | 637.1358 | 0 | 0 | 51.0441 | 0
06.04. | 1 | 693.1705 |  | 642.1264 | 0 | 0 | 51.0441 | 0
06.04. | 2 | 696.4976 |  | 645.4535 | 0 | 0 | 51.0441 | 0
06.04. | 3 | 704.8153 |  | 653.7712 | 0 | 0 | 51.0441 | 0
06.04. | 4 | 708.1424 |  | 657.0983 | 0 | 0 | 51.0441 | 0
06.04. | 5 | 708.1424 |  | 657.0983 | 0 | 0 | 51.0441 | 0
06.04. | 6 | 701.4882 |  | 650.4441 | 0 | 0 | 51.0441 | 0
06.04. | 7 | 693.1705 |  | 642.1264 | 0 | 0 | 51.0441 | 0
06.04. | 8 | 686.5164 |  | 635.4723 | 0 | 0 | 51.0441 | 0
06.04. | 9 | 676.5351 |  | 625.491 | 0 | 0 | 51.0441 | 0
06.04. | 10 | 674.8716 |  | 623.8275 | 0 | 0 | 51.0441 | 0
06.04. | 11 | 669.8809 |  | 618.8369 | 0 | 0 | 51.0441 | 0
06.04. | 12 | 669.8809 |  | 618.8369 | 0 | 0 | 51.0441 | 0
06.04. | 13 | 669.8809 |  | 618.8369 | 0 | 0 | 51.0441 | 0
06.04. | 14 | 669.8809 |  | 618.8369 | 0 | 0 | 51.0441 | 0
06.04. | 15 | 671.5445 |  | 620.5004 | 0 | 0 | 51.0441 | 0
06.04. | 16 | 673.208 |  | 622.164 | 0 | 0 | 51.0441 | 0
06.04. | 17 | 673.208 |  | 622.164 | 0 | 0 | 51.0441 | 0
06.04. | 18 | 676.5351 |  | 625.491 | 0 | 0 | 51.0441 | 0
06.04. | 19 | 681.5257 |  | 630.4817 | 0 | 0 | 51.0441 | 0
06.04. | 20 | 683.1893 |  | 632.1452 | 0 | 0 | 51.0441 | 0
06.04. | 21 | 689.8434 |  | 638.7994 | 0 | 0 | 51.0441 | 0
06.04. | 22 | 691.507 |  | 640.4629 | 0 | 0 | 51.0441 | 0
06.04. | 23 | 699.8247 |  | 648.7806 | 0 | 0 | 51.0441 | 0
06.04. | 24 | 703.1517 |  | 652.1077 | 0 | 0 | 51.0441 | 0
07.04. | 1 | 706.4788 |  | 655.4348 | 0 | 0 | 51.0441 | 0
07.04. | 2 | 708.1424 |  | 657.0983 | 0 | 0 | 51.0441 | 0
07.04. | 3 | 711.4695 |  | 660.4254 | 0 | 0 | 51.0441 | 0
07.04. | 4 | 714.7965 |  | 663.7525 | 0 | 0 | 51.0441 | 0
07.04. | 5 | 718.1236 |  | 667.0795 | 0 | 0 | 51.0441 | 0
07.04. | 6 | 716.4601 |  | 665.416 | 0 | 0 | 51.0441 | 0
07.04. | 7 | 711.4695 |  | 660.4254 | 0 | 0 | 51.0441 | 0
07.04. | 8 | 708.1424 |  | 657.0983 | 0 | 0 | 51.0441 | 0
07.04. | 9 | 691.507 |  | 640.4629 | 0 | 0 | 51.0441 | 0
07.04. | 10 | 689.8434 |  | 638.7994 | 0 | 0 | 51.0441 | 0
07.04. | 11 | 681.5257 |  | 630.4817 | 0 | 0 | 51.0441 | 0
07.04. | 12 | 681.5257 |  | 630.4817 | 0 | 0 | 51.0441 | 0
07.04. | 13 | 679.8622 |  | 628.8181 | 0 | 0 | 51.0441 | 0
07.04. | 14 | 681.5257 |  | 630.4817 | 0 | 0 | 51.0441 | 0
07.04. | 15 | 681.5257 |  | 630.4817 | 0 | 0 | 51.0441 | 0
07.04. | 16 | 683.1893 |  | 632.1452 | 0 | 0 | 51.0441 | 0
07.04. | 17 | 683.1893 |  | 632.1452 | 0 | 0 | 51.0441 | 0
07.04. | 18 | 689.8434 |  | 638.7994 | 0 | 0 | 51.0441 | 0
07.04. | 19 | 694.8341 |  | 643.79 | 0 | 0 | 51.0441 | 0
07.04. | 20 | 696.4976 |  | 645.4535 | 0 | 0 | 51.0441 | 0
07.04. | 21 | 708.1424 |  | 657.0983 | 0 | 0 | 51.0441 | 0
07.04. | 22 | 713.133 |  | 662.0889 | 0 | 0 | 51.0441 | 0
07.04. | 23 | 724.7778 |  | 673.7337 | 0 | 0 | 51.0441 | 0
07.04. | 24 | 728.1048 |  | 677.0608 | 0 | 0 | 51.0441 | 0
08.04. | 1 | 729.7684 |  | 678.7243 | 0 | 0 | 51.0441 | 0
08.04. | 2 | 731.4319 |  | 680.3879 | 0 | 0 | 51.0441 | 0
08.04. | 3 | 738.0861 |  | 687.042 | 0 | 0 | 51.0441 | 0
08.04. | 4 | 743.0767 |  | 692.0326 | 0 | 0 | 51.0441 | 0
08.04. | 5 | 751.3944 |  | 700.3503 | 0 | 0 | 51.0441 | 0
08.04. | 6 | 754.7215 |  | 703.6774 | 0 | 0 | 51.0441 | 0
08.04. | 7 | 753.058 |  | 702.0139 | 0 | 0 | 51.0441 | 0
08.04. | 8 | 754.7215 |  | 703.6774 | 0 | 0 | 51.0441 | 0
08.04. | 9 | 741.4132 |  | 690.3691 | 0 | 0 | 51.0441 | 0
08.04. | 10 | 739.7496 |  | 688.7056 | 0 | 0 | 51.0441 | 0
08.04. | 11 | 726.4413 |  | 675.3972 | 0 | 0 | 51.0441 | 0
08.04. | 12 | 724.7778 |  | 673.7337 | 0 | 0 | 51.0441 | 0
08.04. | 13 | 723.1142 |  | 672.0702 | 0 | 0 | 51.0441 | 0
08.04. | 14 | 726.4413 |  | 675.3972 | 0 | 0 | 51.0441 | 0
08.04. | 15 | 729.7684 |  | 678.7243 | 0 | 0 | 51.0441 | 0
08.04. | 16 | 734.759 |  | 683.7149 | 0 | 0 | 51.0441 | 0
08.04. | 17 | 734.759 |  | 683.7149 | 0 | 0 | 51.0441 | 0
08.04. | 18 | 739.7496 |  | 688.7056 | 0 | 0 | 51.0441 | 0
08.04. | 19 | 741.4132 |  | 690.3691 | 0 | 0 | 51.0441 | 0
08.04. | 20 | 741.4132 |  | 690.3691 | 0 | 0 | 51.0441 | 0
08.04. | 21 | 753.058 |  | 702.0139 | 0 | 0 | 51.0441 | 0
08.04. | 22 | 758.0486 |  | 707.0045 | 0 | 0 | 51.0441 | 0
08.04. | 23 | 769.6934 |  | 718.6493 | 0 | 0 | 51.0441 | 0
08.04. | 24 | 771.3569 |  | 720.3128 | 0 | 0 | 51.0441 | 0
09.04. | 1 | 773.0204 |  | 721.9764 | 0 | 0 | 51.0441 | 0
09.04. | 2 | 774.684 |  | 723.6399 | 0 | 0 | 51.0441 | 0
09.04. | 3 | 776.3475 |  | 725.3034 | 0 | 0 | 51.0441 | 0
09.04. | 4 | 778.0111 |  | 726.967 | 0 | 0 | 51.0441 | 0
09.04. | 5 | 781.3381 |  | 730.2941 | 0 | 0 | 51.0441 | 0
09.04. | 6 | 778.0111 |  | 726.967 | 0 | 0 | 51.0441 | 0
09.04. | 7 | 771.3569 |  | 720.3128 | 0 | 0 | 51.0441 | 0
09.04. | 8 | 766.3663 |  | 715.3222 | 0 | 0 | 51.0441 | 0
09.04. | 9 | 748.0673 |  | 697.0233 | 0 | 0 | 51.0441 | 0
09.04. | 10 | 741.4132 |  | 690.3691 | 0 | 0 | 51.0441 | 0
09.04. | 11 | 724.7778 |  | 673.7337 | 0 | 0 | 51.0441 | 0
09.04. | 12 | 719.7871 |  | 668.7431 | 0 | 0 | 51.0441 | 0
09.04. | 13 | 714.7965 |  | 663.7525 | 0 | 0 | 51.0441 | 0
09.04. | 14 | 711.4695 |  | 660.4254 | 0 | 0 | 51.0441 | 0
09.04. | 15 | 708.1424 |  | 657.0983 | 0 | 0 | 51.0441 | 0
09.04. | 16 | 709.8059 |  | 658.7618 | 0 | 0 | 51.0441 | 0
09.04. | 17 | 713.133 |  | 662.0889 | 0 | 0 | 51.0441 | 0
09.04. | 18 | 726.4413 |  | 675.3972 | 0 | 0 | 51.0441 | 0
09.04. | 19 | 733.0955 |  | 682.0514 | 0 | 0 | 51.0441 | 0
09.04. | 20 | 733.0955 |  | 682.0514 | 0 | 0 | 51.0441 | 0
09.04. | 21 | 743.0767 |  | 692.0326 | 0 | 0 | 51.0441 | 0
09.04. | 22 | 746.4038 |  | 695.3597 | 0 | 0 | 51.0441 | 0
09.04. | 23 | 756.385 |  | 705.341 | 0 | 0 | 51.0441 | 0
09.04. | 24 | 758.0486 |  | 707.0045 | 0 | 0 | 51.0441 | 0
10.04. | 1 | 761.3757 |  | 710.3316 | 0 | 0 | 51.0441 | 0
10.04. | 2 | 763.0392 |  | 711.9951 | 0 | 0 | 51.0441 | 0
10.04. | 3 | 769.6934 |  | 718.6493 | 0 | 0 | 51.0441 | 0
10.04. | 4 | 773.0204 |  | 721.9764 | 0 | 0 | 51.0441 | 0
10.04. | 5 | 774.684 |  | 723.6399 | 0 | 0 | 51.0441 | 0
10.04. | 6 | 769.6934 |  | 718.6493 | 0 | 0 | 51.0441 | 0
10.04. | 7 | 759.7121 |  | 708.668 | 0 | 0 | 51.0441 | 0
10.04. | 8 | 753.058 |  | 702.0139 | 0 | 0 | 51.0441 | 0
10.04. | 9 | 733.0955 |  | 682.0514 | 0 | 0 | 51.0441 | 0
10.04. | 10 | 724.7778 |  | 673.7337 | 0 | 0 | 51.0441 | 0
10.04. | 11 | 709.8059 |  | 658.7618 | 0 | 0 | 51.0441 | 0
10.04. | 12 | 704.8153 |  | 653.7712 | 0 | 0 | 51.0441 | 0
10.04. | 13 | 699.8247 |  | 648.7806 | 0 | 0 | 51.0441 | 0
10.04. | 14 | 696.4976 |  | 645.4535 | 0 | 0 | 51.0441 | 0
10.04. | 15 | 693.1705 |  | 642.1264 | 0 | 0 | 51.0441 | 0
10.04. | 16 | 694.8341 |  | 643.79 | 0 | 0 | 51.0441 | 0
10.04. | 17 | 699.8247 |  | 648.7806 | 0 | 0 | 51.0441 | 0
10.04. | 18 | 721.4507 |  | 670.4066 | 0 | 0 | 51.0441 | 0
10.04. | 19 | 736.4226 |  | 685.3785 | 0 | 0 | 51.0441 | 0
10.04. | 20 | 746.4038 |  | 695.3597 | 0 | 0 | 51.0441 | 0
10.04. | 21 | 759.7121 |  | 708.668 | 0 | 0 | 51.0441 | 0
10.04. | 22 | 766.3663 |  | 715.3222 | 0 | 0 | 51.0441 | 0
10.04. | 23 | 778.0111 |  | 726.967 | 0 | 0 | 51.0441 | 0
10.04. | 24 | 783.0017 |  | 731.9576 | 0 | 0 | 51.0441 | 0
11.04. | 1 | 786.3288 |  | 735.2847 | 0 | 0 | 51.0441 | 0
11.04. | 2 | 787.9923 |  | 736.9482 | 0 | 0 | 51.0441 | 0
11.04. | 3 | 792.9829 |  | 741.9388 | 0 | 0 | 51.0441 | 0
11.04. | 4 | 792.9829 |  | 741.9388 | 0 | 0 | 51.0441 | 0
11.04. | 5 | 791.3194 |  | 740.2753 | 0 | 0 | 51.0441 | 0
11.04. | 6 | 783.0017 |  | 731.9576 | 0 | 0 | 51.0441 | 0
11.04. | 7 | 768.0298 |  | 716.9857 | 0 | 0 | 51.0441 | 0
11.04. | 8 | 748.0673 |  | 697.0233 | 0 | 0 | 51.0441 | 0
11.04. | 9 | 709.8059 |  | 658.7618 | 0 | 0 | 51.0441 | 0
11.04. | 10 | 693.1705 |  | 642.1264 | 0 | 0 | 51.0441 | 0
11.04. | 11 | 681.5257 |  | 630.4817 | 0 | 0 | 51.0441 | 0
11.04. | 12 | 678.1986 |  | 627.1546 | 0 | 0 | 51.0441 | 0
11.04. | 13 | 676.5351 |  | 625.491 | 0 | 0 | 51.0441 | 0
11.04. | 14 | 674.8716 |  | 623.8275 | 0 | 0 | 51.0441 | 0
11.04. | 15 | 674.8716 |  | 623.8275 | 0 | 0 | 51.0441 | 0
11.04. | 16 | 674.8716 |  | 623.8275 | 0 | 0 | 51.0441 | 0
11.04. | 17 | 676.5351 |  | 625.491 | 0 | 0 | 51.0441 | 0
11.04. | 18 | 689.8434 |  | 638.7994 | 0 | 0 | 51.0441 | 0
11.04. | 19 | 706.4788 |  | 655.4348 | 0 | 0 | 51.0441 | 0
11.04. | 20 | 718.1236 |  | 667.0795 | 0 | 0 | 51.0441 | 0
11.04. | 21 | 734.759 |  | 683.7149 | 0 | 0 | 51.0441 | 0
11.04. | 22 | 743.0767 |  | 692.0326 | 0 | 0 | 51.0441 | 0
11.04. | 23 | 756.385 |  | 705.341 | 0 | 0 | 51.0441 | 0
11.04. | 24 | 761.3757 |  | 710.3316 | 0 | 0 | 51.0441 | 0
12.04. | 1 | 764.7027 |  | 713.6587 | 0 | 0 | 51.0441 | 0
12.04. | 2 | 769.6934 |  | 718.6493 | 0 | 0 | 51.0441 | 0
12.04. | 3 | 776.3475 |  | 725.3034 | 0 | 0 | 51.0441 | 0
12.04. | 4 | 778.0111 |  | 726.967 | 0 | 0 | 51.0441 | 0
12.04. | 5 | 776.3475 |  | 725.3034 | 0 | 0 | 51.0441 | 0
12.04. | 6 | 763.0392 |  | 711.9951 | 0 | 0 | 51.0441 | 0
12.04. | 7 | 743.0767 |  | 692.0326 | 0 | 0 | 51.0441 | 0
12.04. | 8 | 723.1142 |  | 672.0702 | 0 | 0 | 51.0441 | 0
12.04. | 9 | 691.507 |  | 640.4629 | 0 | 0 | 51.0441 | 0
12.04. | 10 | 683.1893 |  | 632.1452 | 0 | 0 | 51.0441 | 0
12.04. | 11 | 676.5351 |  | 625.491 | 0 | 0 | 51.0441 | 0
12.04. | 12 | 674.8716 |  | 623.8275 | 0 | 0 | 51.0441 | 0
12.04. | 13 | 673.208 |  | 622.164 | 0 | 0 | 51.0441 | 0
12.04. | 14 | 673.208 |  | 622.164 | 0 | 0 | 51.0441 | 0
12.04. | 15 | 673.208 |  | 622.164 | 0 | 0 | 51.0441 | 0
12.04. | 16 | 673.208 |  | 622.164 | 0 | 0 | 51.0441 | 0
12.04. | 17 | 674.8716 |  | 623.8275 | 0 | 0 | 51.0441 | 0
12.04. | 18 | 683.1893 |  | 632.1452 | 0 | 0 | 51.0441 | 0
12.04. | 19 | 694.8341 |  | 643.79 | 0 | 0 | 51.0441 | 0
12.04. | 20 | 704.8153 |  | 653.7712 | 0 | 0 | 51.0441 | 0
12.04. | 21 | 718.1236 |  | 667.0795 | 0 | 0 | 51.0441 | 0
12.04. | 22 | 726.4413 |  | 675.3972 | 0 | 0 | 51.0441 | 0
12.04. | 23 | 739.7496 |  | 688.7056 | 0 | 0 | 51.0441 | 0
12.04. | 24 | 744.7402 |  | 693.6962 | 0 | 0 | 51.0441 | 0
13.04. | 1 | 749.7309 |  | 698.6868 | 0 | 0 | 51.0441 | 0
13.04. | 2 | 754.7215 |  | 703.6774 | 0 | 0 | 51.0441 | 0
13.04. | 3 | 763.0392 |  | 711.9951 | 0 | 0 | 51.0441 | 0
13.04. | 4 | 764.7027 |  | 713.6587 | 0 | 0 | 51.0441 | 0
13.04. | 5 | 761.3757 |  | 710.3316 | 0 | 0 | 51.0441 | 0
13.04. | 6 | 748.0673 |  | 697.0233 | 0 | 0 | 51.0441 | 0
13.04. | 7 | 728.1048 |  | 677.0608 | 0 | 0 | 51.0441 | 0
13.04. | 8 | 709.8059 |  | 658.7618 | 0 | 0 | 51.0441 | 0
13.04. | 9 | 686.5164 |  | 635.4723 | 0 | 0 | 51.0441 | 0
13.04. | 10 | 679.8622 |  | 628.8181 | 0 | 0 | 51.0441 | 0
13.04. | 11 | 674.8716 |  | 623.8275 | 0 | 0 | 51.0441 | 0
13.04. | 12 | 673.208 |  | 622.164 | 0 | 0 | 51.0441 | 0
13.04. | 13 | 671.5445 |  | 620.5004 | 0 | 0 | 51.0441 | 0
13.04. | 14 | 669.8809 |  | 618.8369 | 0 | 0 | 51.0441 | 0
13.04. | 15 | 669.8809 |  | 618.8369 | 0 | 0 | 51.0441 | 0
13.04. | 16 | 671.5445 |  | 620.5004 | 0 | 0 | 51.0441 | 0
13.04. | 17 | 673.208 |  | 622.164 | 0 | 0 | 51.0441 | 0
13.04. | 18 | 679.8622 |  | 628.8181 | 0 | 0 | 51.0441 | 0
13.04. | 19 | 689.8434 |  | 638.7994 | 0 | 0 | 51.0441 | 0
13.04. | 20 | 698.1611 |  | 647.1171 | 0 | 0 | 51.0441 | 0
13.04. | 21 | 711.4695 |  | 660.4254 | 0 | 0 | 51.0441 | 0
13.04. | 22 | 719.7871 |  | 668.7431 | 0 | 0 | 51.0441 | 0
13.04. | 23 | 734.759 |  | 683.7149 | 0 | 0 | 51.0441 | 0
13.04. | 24 | 741.4132 |  | 690.3691 | 0 | 0 | 51.0441 | 0
14.04. | 1 | 748.0673 |  | 697.0233 | 0 | 0 | 51.0441 | 0
14.04. | 2 | 754.7215 |  | 703.6774 | 0 | 0 | 51.0441 | 0
14.04. | 3 | 763.0392 |  | 711.9951 | 0 | 0 | 51.0441 | 0
14.04. | 4 | 764.7027 |  | 713.6587 | 0 | 0 | 51.0441 | 0
14.04. | 5 | 763.0392 |  | 711.9951 | 0 | 0 | 51.0441 | 0
14.04. | 6 | 746.4038 |  | 695.3597 | 0 | 0 | 51.0441 | 0
14.04. | 7 | 724.7778 |  | 673.7337 | 0 | 0 | 51.0441 | 0
14.04. | 8 | 706.4788 |  | 655.4348 | 0 | 0 | 51.0441 | 0
14.04. | 9 | 683.1893 |  | 632.1452 | 0 | 0 | 51.0441 | 0
14.04. | 10 | 678.1986 |  | 627.1546 | 0 | 0 | 51.0441 | 0
14.04. | 11 | 673.208 |  | 622.164 | 0 | 0 | 51.0441 | 0
14.04. | 12 | 671.5445 |  | 620.5004 | 0 | 0 | 51.0441 | 0
14.04. | 13 | 669.8809 |  | 618.8369 | 0 | 0 | 51.0441 | 0
14.04. | 14 | 668.2174 |  | 617.1733 | 0 | 0 | 51.0441 | 0
14.04. | 15 | 666.5539 |  | 615.5098 | 0 | 0 | 51.0441 | 0
14.04. | 16 | 668.2174 |  | 617.1733 | 0 | 0 | 51.0441 | 0
14.04. | 17 | 671.5445 |  | 620.5004 | 0 | 0 | 51.0441 | 0
14.04. | 18 | 678.1986 |  | 627.1546 | 0 | 0 | 51.0441 | 0
14.04. | 19 | 684.8528 |  | 633.8087 | 0 | 0 | 51.0441 | 0
14.04. | 20 | 693.1705 |  | 642.1264 | 0 | 0 | 51.0441 | 0
14.04. | 21 | 706.4788 |  | 655.4348 | 0 | 0 | 51.0441 | 0
14.04. | 22 | 714.7965 |  | 663.7525 | 0 | 0 | 51.0441 | 0
14.04. | 23 | 729.7684 |  | 678.7243 | 0 | 0 | 51.0441 | 0
14.04. | 24 | 736.4226 |  | 685.3785 | 0 | 0 | 51.0441 | 0
15.04. | 1 | 744.7402 |  | 693.6962 | 0 | 0 | 51.0441 | 0
15.04. | 2 | 751.3944 |  | 700.3503 | 0 | 0 | 51.0441 | 0
15.04. | 3 | 761.3757 |  | 710.3316 | 0 | 0 | 51.0441 | 0
15.04. | 4 | 761.3757 |  | 710.3316 | 0 | 0 | 51.0441 | 0
15.04. | 5 | 758.0486 |  | 707.0045 | 0 | 0 | 51.0441 | 0
15.04. | 6 | 738.0861 |  | 687.042 | 0 | 0 | 51.0441 | 0
15.04. | 7 | 714.7965 |  | 663.7525 | 0 | 0 | 51.0441 | 0
15.04. | 8 | 696.4976 |  | 645.4535 | 0 | 0 | 51.0441 | 0
15.04. | 9 | 678.1986 |  | 627.1546 | 0 | 0 | 51.0441 | 0
15.04. | 10 | 674.8716 |  | 623.8275 | 0 | 0 | 51.0441 | 0
15.04. | 11 | 668.2174 |  | 617.1733 | 0 | 0 | 51.0441 | 0
15.04. | 12 | 663.2268 |  | 612.1827 | 0 | 0 | 51.0441 | 0
15.04. | 13 | 656.5726 |  | 605.5286 | 0 | 0 | 51.0441 | 0
15.04. | 14 | 651.582 |  | 600.5379 | 0 | 0 | 51.0441 | 0
15.04. | 15 | 648.2549 |  | 597.2109 | 0 | 0 | 51.0441 | 0
15.04. | 16 | 651.582 |  | 600.5379 | 0 | 0 | 51.0441 | 0
15.04. | 17 | 659.8997 |  | 608.8556 | 0 | 0 | 51.0441 | 0
15.04. | 18 | 673.208 |  | 622.164 | 0 | 0 | 51.0441 | 0
15.04. | 19 | 676.5351 |  | 625.491 | 0 | 0 | 51.0441 | 0
15.04. | 20 | 681.5257 |  | 630.4817 | 0 | 0 | 51.0441 | 0
15.04. | 21 | 689.8434 |  | 638.7994 | 0 | 0 | 51.0441 | 0
15.04. | 22 | 694.8341 |  | 643.79 | 0 | 0 | 51.0441 | 0
15.04. | 23 | 706.4788 |  | 655.4348 | 0 | 0 | 51.0441 | 0
15.04. | 24 | 711.4695 |  | 660.4254 | 0 | 0 | 51.0441 | 0
16.04. | 1 | 718.1236 |  | 667.0795 | 0 | 0 | 51.0441 | 0
16.04. | 2 | 723.1142 |  | 672.0702 | 0 | 0 | 51.0441 | 0
16.04. | 3 | 731.4319 |  | 680.3879 | 0 | 0 | 51.0441 | 0
16.04. | 4 | 731.4319 |  | 680.3879 | 0 | 0 | 51.0441 | 0
16.04. | 5 | 724.7778 |  | 673.7337 | 0 | 0 | 51.0441 | 0
16.04. | 6 | 706.4788 |  | 655.4348 | 0 | 0 | 51.0441 | 0
16.04. | 7 | 689.8434 |  | 638.7994 | 0 | 0 | 51.0441 | 0
16.04. | 8 | 681.5257 |  | 630.4817 | 0 | 0 | 51.0441 | 0
16.04. | 9 | 674.8716 |  | 623.8275 | 0 | 0 | 51.0441 | 0
16.04. | 10 | 673.208 |  | 622.164 | 0 | 0 | 51.0441 | 0
16.04. | 11 | 666.5539 |  | 615.5098 | 0 | 0 | 51.0441 | 0
16.04. | 12 | 666.5539 |  | 615.5098 | 0 | 0 | 51.0441 | 0
16.04. | 13 | 666.5539 |  | 615.5098 | 0 | 0 | 51.0441 | 0
16.04. | 14 | 666.5539 |  | 615.5098 | 0 | 0 | 51.0441 | 0
16.04. | 15 | 668.2174 |  | 617.1733 | 0 | 0 | 51.0441 | 0
16.04. | 16 | 669.8809 |  | 618.8369 | 0 | 0 | 51.0441 | 0
16.04. | 17 | 669.8809 |  | 618.8369 | 0 | 0 | 51.0441 | 0
16.04. | 18 | 673.208 |  | 622.164 | 0 | 0 | 51.0441 | 0
16.04. | 19 | 676.5351 |  | 625.491 | 0 | 0 | 51.0441 | 0
16.04. | 20 | 678.1986 |  | 627.1546 | 0 | 0 | 51.0441 | 0
16.04. | 21 | 684.8528 |  | 633.8087 | 0 | 0 | 51.0441 | 0
16.04. | 22 | 688.1799 |  | 637.1358 | 0 | 0 | 51.0441 | 0
16.04. | 23 | 694.8341 |  | 643.79 | 0 | 0 | 51.0441 | 0
16.04. | 24 | 696.4976 |  | 645.4535 | 0 | 0 | 51.0441 | 0
17.04. | 1 | 699.8247 |  | 648.7806 | 0 | 0 | 51.0441 | 0
17.04. | 2 | 699.8247 |  | 648.7806 | 0 | 0 | 51.0441 | 0
17.04. | 3 | 706.4788 |  | 655.4348 | 0 | 0 | 51.0441 | 0
17.04. | 4 | 708.1424 |  | 657.0983 | 0 | 0 | 51.0441 | 0
17.04. | 5 | 711.4695 |  | 660.4254 | 0 | 0 | 51.0441 | 0
17.04. | 6 | 706.4788 |  | 655.4348 | 0 | 0 | 51.0441 | 0
17.04. | 7 | 699.8247 |  | 648.7806 | 0 | 0 | 51.0441 | 0
17.04. | 8 | 694.8341 |  | 643.79 | 0 | 0 | 51.0441 | 0
17.04. | 9 | 683.1893 |  | 632.1452 | 0 | 0 | 51.0441 | 0
17.04. | 10 | 679.8622 |  | 628.8181 | 0 | 0 | 51.0441 | 0
17.04. | 11 | 674.8716 |  | 623.8275 | 0 | 0 | 51.0441 | 0
17.04. | 12 | 674.8716 |  | 623.8275 | 0 | 0 | 51.0441 | 0
17.04. | 13 | 673.208 |  | 622.164 | 0 | 0 | 51.0441 | 0
17.04. | 14 | 673.208 |  | 622.164 | 0 | 0 | 51.0441 | 0
17.04. | 15 | 673.208 |  | 622.164 | 0 | 0 | 51.0441 | 0
17.04. | 16 | 673.208 |  | 622.164 | 0 | 0 | 51.0441 | 0
17.04. | 17 | 673.208 |  | 622.164 | 0 | 0 | 51.0441 | 0
17.04. | 18 | 676.5351 |  | 625.491 | 0 | 0 | 51.0441 | 0
17.04. | 19 | 679.8622 |  | 628.8181 | 0 | 0 | 51.0441 | 0
17.04. | 20 | 681.5257 |  | 630.4817 | 0 | 0 | 51.0441 | 0
17.04. | 21 | 688.1799 |  | 637.1358 | 0 | 0 | 51.0441 | 0
17.04. | 22 | 691.507 |  | 640.4629 | 0 | 0 | 51.0441 | 0
17.04. | 23 | 699.8247 |  | 648.7806 | 0 | 0 | 51.0441 | 0
17.04. | 24 | 703.1517 |  | 652.1077 | 0 | 0 | 51.0441 | 0
18.04. | 1 | 706.4788 |  | 655.4348 | 0 | 0 | 51.0441 | 0
18.04. | 2 | 706.4788 |  | 655.4348 | 0 | 0 | 51.0441 | 0
18.04. | 3 | 711.4695 |  | 660.4254 | 0 | 0 | 51.0441 | 0
18.04. | 4 | 713.133 |  | 662.0889 | 0 | 0 | 51.0441 | 0
18.04. | 5 | 716.4601 |  | 665.416 | 0 | 0 | 51.0441 | 0
18.04. | 6 | 714.7965 |  | 663.7525 | 0 | 0 | 51.0441 | 0
18.04. | 7 | 711.4695 |  | 660.4254 | 0 | 0 | 51.0441 | 0
18.04. | 8 | 706.4788 |  | 655.4348 | 0 | 0 | 51.0441 | 0
18.04. | 9 | 689.8434 |  | 638.7994 | 0 | 0 | 51.0441 | 0
18.04. | 10 | 686.5164 |  | 635.4723 | 0 | 0 | 51.0441 | 0
18.04. | 11 | 679.8622 |  | 628.8181 | 0 | 0 | 51.0441 | 0
18.04. | 12 | 678.1986 |  | 627.1546 | 0 | 0 | 51.0441 | 0
18.04. | 13 | 678.1986 |  | 627.1546 | 0 | 0 | 51.0441 | 0
18.04. | 14 | 678.1986 |  | 627.1546 | 0 | 0 | 51.0441 | 0
18.04. | 15 | 678.1986 |  | 627.1546 | 0 | 0 | 51.0441 | 0
18.04. | 16 | 679.8622 |  | 628.8181 | 0 | 0 | 51.0441 | 0
18.04. | 17 | 679.8622 |  | 628.8181 | 0 | 0 | 51.0441 | 0
18.04. | 18 | 683.1893 |  | 632.1452 | 0 | 0 | 51.0441 | 0
18.04. | 19 | 688.1799 |  | 637.1358 | 0 | 0 | 51.0441 | 0
18.04. | 20 | 693.1705 |  | 642.1264 | 0 | 0 | 51.0441 | 0
18.04. | 21 | 706.4788 |  | 655.4348 | 0 | 0 | 51.0441 | 0
18.04. | 22 | 714.7965 |  | 663.7525 | 0 | 0 | 51.0441 | 0
18.04. | 23 | 728.1048 |  | 677.0608 | 0 | 0 | 51.0441 | 0
18.04. | 24 | 734.759 |  | 683.7149 | 0 | 0 | 51.0441 | 0
19.04. | 1 | 738.0861 |  | 687.042 | 0 | 0 | 51.0441 | 0
19.04. | 2 | 741.4132 |  | 690.3691 | 0 | 0 | 51.0441 | 0
19.04. | 3 | 746.4038 |  | 695.3597 | 0 | 0 | 51.0441 | 0
19.04. | 4 | 748.0673 |  | 697.0233 | 0 | 0 | 51.0441 | 0
19.04. | 5 | 749.7309 |  | 698.6868 | 0 | 0 | 51.0441 | 0
19.04. | 6 | 743.0767 |  | 692.0326 | 0 | 0 | 51.0441 | 0
19.04. | 7 | 729.7684 |  | 678.7243 | 0 | 0 | 51.0441 | 0
19.04. | 8 | 719.7871 |  | 668.7431 | 0 | 0 | 51.0441 | 0
19.04. | 9 | 693.1705 |  | 642.1264 | 0 | 0 | 51.0441 | 0
19.04. | 10 | 686.5164 |  | 635.4723 | 0 | 0 | 51.0441 | 0
19.04. | 11 | 678.1986 |  | 627.1546 | 0 | 0 | 51.0441 | 0
19.04. | 12 | 676.5351 |  | 625.491 | 0 | 0 | 51.0441 | 0
19.04. | 13 | 674.8716 |  | 623.8275 | 0 | 0 | 51.0441 | 0
19.04. | 14 | 674.8716 |  | 623.8275 | 0 | 0 | 51.0441 | 0
19.04. | 15 | 673.208 |  | 622.164 | 0 | 0 | 51.0441 | 0
19.04. | 16 | 673.208 |  | 622.164 | 0 | 0 | 51.0441 | 0
19.04. | 17 | 673.208 |  | 622.164 | 0 | 0 | 51.0441 | 0
19.04. | 18 | 678.1986 |  | 627.1546 | 0 | 0 | 51.0441 | 0
19.04. | 19 | 683.1893 |  | 632.1452 | 0 | 0 | 51.0441 | 0
19.04. | 20 | 688.1799 |  | 637.1358 | 0 | 0 | 51.0441 | 0
19.04. | 21 | 698.1611 |  | 647.1171 | 0 | 0 | 51.0441 | 0
19.04. | 22 | 701.4882 |  | 650.4441 | 0 | 0 | 51.0441 | 0
19.04. | 23 | 711.4695 |  | 660.4254 | 0 | 0 | 51.0441 | 0
19.04. | 24 | 711.4695 |  | 660.4254 | 0 | 0 | 51.0441 | 0
20.04. | 1 | 711.4695 |  | 660.4254 | 0 | 0 | 51.0441 | 0
20.04. | 2 | 711.4695 |  | 660.4254 | 0 | 0 | 51.0441 | 0
20.04. | 3 | 714.7965 |  | 663.7525 | 0 | 0 | 51.0441 | 0
20.04. | 4 | 714.7965 |  | 663.7525 | 0 | 0 | 51.0441 | 0
20.04. | 5 | 714.7965 |  | 663.7525 | 0 | 0 | 51.0441 | 0
20.04. | 6 | 709.8059 |  | 658.7618 | 0 | 0 | 51.0441 | 0
20.04. | 7 | 703.1517 |  | 652.1077 | 0 | 0 | 51.0441 | 0
20.04. | 8 | 698.1611 |  | 647.1171 | 0 | 0 | 51.0441 | 0
20.04. | 9 | 686.5164 |  | 635.4723 | 0 | 0 | 51.0441 | 0
20.04. | 10 | 683.1893 |  | 632.1452 | 0 | 0 | 51.0441 | 0
20.04. | 11 | 678.1986 |  | 627.1546 | 0 | 0 | 51.0441 | 0
20.04. | 12 | 678.1986 |  | 627.1546 | 0 | 0 | 51.0441 | 0
20.04. | 13 | 678.1986 |  | 627.1546 | 0 | 0 | 51.0441 | 0
20.04. | 14 | 676.5351 |  | 625.491 | 0 | 0 | 51.0441 | 0
20.04. | 15 | 676.5351 |  | 625.491 | 0 | 0 | 51.0441 | 0
20.04. | 16 | 676.5351 |  | 625.491 | 0 | 0 | 51.0441 | 0
20.04. | 17 | 676.5351 |  | 625.491 | 0 | 0 | 51.0441 | 0
20.04. | 18 | 681.5257 |  | 630.4817 | 0 | 0 | 51.0441 | 0
20.04. | 19 | 686.5164 |  | 635.4723 | 0 | 0 | 51.0441 | 0
20.04. | 20 | 691.507 |  | 640.4629 | 0 | 0 | 51.0441 | 0
20.04. | 21 | 704.8153 |  | 653.7712 | 0 | 0 | 51.0441 | 0
20.04. | 22 | 711.4695 |  | 660.4254 | 0 | 0 | 51.0441 | 0
20.04. | 23 | 724.7778 |  | 673.7337 | 0 | 0 | 51.0441 | 0
20.04. | 24 | 728.1048 |  | 677.0608 | 0 | 0 | 51.0441 | 0
21.04. | 1 | 731.4319 |  | 680.3879 | 0 | 0 | 51.0441 | 0
21.04. | 2 | 736.4226 |  | 685.3785 | 0 | 0 | 51.0441 | 0
21.04. | 3 | 744.7402 |  | 693.6962 | 0 | 0 | 51.0441 | 0
21.04. | 4 | 746.4038 |  | 695.3597 | 0 | 0 | 51.0441 | 0
21.04. | 5 | 743.0767 |  | 692.0326 | 0 | 0 | 51.0441 | 0
21.04. | 6 | 728.1048 |  | 677.0608 | 0 | 0 | 51.0441 | 0
21.04. | 7 | 708.1424 |  | 657.0983 | 0 | 0 | 51.0441 | 0
21.04. | 8 | 693.1705 |  | 642.1264 | 0 | 0 | 51.0441 | 0
21.04. | 9 | 678.1986 |  | 627.1546 | 0 | 0 | 51.0441 | 0
21.04. | 10 | 674.8716 |  | 623.8275 | 0 | 0 | 51.0441 | 0
21.04. | 11 | 671.5445 |  | 620.5004 | 0 | 0 | 51.0441 | 0
21.04. | 12 | 669.8809 |  | 618.8369 | 0 | 0 | 51.0441 | 0
21.04. | 13 | 669.8809 |  | 618.8369 | 0 | 0 | 51.0441 | 0
21.04. | 14 | 671.5445 |  | 620.5004 | 0 | 0 | 51.0441 | 0
21.04. | 15 | 671.5445 |  | 620.5004 | 0 | 0 | 51.0441 | 0
21.04. | 16 | 673.208 |  | 622.164 | 0 | 0 | 51.0441 | 0
21.04. | 17 | 674.8716 |  | 623.8275 | 0 | 0 | 51.0441 | 0
21.04. | 18 | 678.1986 |  | 627.1546 | 0 | 0 | 51.0441 | 0
21.04. | 19 | 683.1893 |  | 632.1452 | 0 | 0 | 51.0441 | 0
21.04. | 20 | 688.1799 |  | 637.1358 | 0 | 0 | 51.0441 | 0
21.04. | 21 | 699.8247 |  | 648.7806 | 0 | 0 | 51.0441 | 0
21.04. | 22 | 708.1424 |  | 657.0983 | 0 | 0 | 51.0441 | 0
21.04. | 23 | 721.4507 |  | 670.4066 | 0 | 0 | 51.0441 | 0
21.04. | 24 | 728.1048 |  | 677.0608 | 0 | 0 | 51.0441 | 0
22.04. | 1 | 736.4226 |  | 685.3785 | 0 | 0 | 51.0441 | 0
22.04. | 2 | 744.7402 |  | 693.6962 | 0 | 0 | 51.0441 | 0
22.04. | 3 | 756.385 |  | 705.341 | 0 | 0 | 51.0441 | 0
22.04. | 4 | 759.7121 |  | 708.668 | 0 | 0 | 51.0441 | 0
22.04. | 5 | 758.0486 |  | 707.0045 | 0 | 0 | 51.0441 | 0
22.04. | 6 | 741.4132 |  | 690.3691 | 0 | 0 | 51.0441 | 0
22.04. | 7 | 719.7871 |  | 668.7431 | 0 | 0 | 51.0441 | 0
22.04. | 8 | 703.1517 |  | 652.1077 | 0 | 0 | 51.0441 | 0
22.04. | 9 | 683.1893 |  | 632.1452 | 0 | 0 | 51.0441 | 0
22.04. | 10 | 678.1986 |  | 627.1546 | 0 | 0 | 51.0441 | 0
22.04. | 11 | 673.208 |  | 622.164 | 0 | 0 | 51.0441 | 0
22.04. | 12 | 673.208 |  | 622.164 | 0 | 0 | 51.0441 | 0
22.04. | 13 | 671.5445 |  | 620.5004 | 0 | 0 | 51.0441 | 0
22.04. | 14 | 671.5445 |  | 620.5004 | 0 | 0 | 51.0441 | 0
22.04. | 15 | 669.8809 |  | 618.8369 | 0 | 0 | 51.0441 | 0
22.04. | 16 | 671.5445 |  | 620.5004 | 0 | 0 | 51.0441 | 0
22.04. | 17 | 671.5445 |  | 620.5004 | 0 | 0 | 51.0441 | 0
22.04. | 18 | 676.5351 |  | 625.491 | 0 | 0 | 51.0441 | 0
22.04. | 19 | 679.8622 |  | 628.8181 | 0 | 0 | 51.0441 | 0
22.04. | 20 | 684.8528 |  | 633.8087 | 0 | 0 | 51.0441 | 0
22.04. | 21 | 696.4976 |  | 645.4535 | 0 | 0 | 51.0441 | 0
22.04. | 22 | 703.1517 |  | 652.1077 | 0 | 0 | 51.0441 | 0
22.04. | 23 | 716.4601 |  | 665.416 | 0 | 0 | 51.0441 | 0
22.04. | 24 | 719.7871 |  | 668.7431 | 0 | 0 | 51.0441 | 0
23.04. | 1 | 724.7778 |  | 673.7337 | 0 | 0 | 51.0441 | 0
23.04. | 2 | 731.4319 |  | 680.3879 | 0 | 0 | 51.0441 | 0
23.04. | 3 | 741.4132 |  | 690.3691 | 0 | 0 | 51.0441 | 0
23.04. | 4 | 739.7496 |  | 688.7056 | 0 | 0 | 51.0441 | 0
23.04. | 5 | 731.4319 |  | 680.3879 | 0 | 0 | 51.0441 | 0
23.04. | 6 | 706.4788 |  | 655.4348 | 0 | 0 | 51.0441 | 0
23.04. | 7 | 688.1799 |  | 637.1358 | 0 | 0 | 51.0441 | 0
23.04. | 8 | 678.1986 |  | 627.1546 | 0 | 0 | 51.0441 | 0
23.04. | 9 | 669.8809 |  | 618.8369 | 0 | 0 | 51.0441 | 0
23.04. | 10 | 663.2268 |  | 612.1827 | 0 | 0 | 51.0441 | 0
23.04. | 11 | 643.2643 |  | 592.2202 | 0 | 0 | 51.0441 | 0
23.04. | 12 | 636.6101 |  | 585.5661 | 0 | 0 | 51.0441 | 0
23.04. | 13 | 638.2737 |  | 587.2296 | 0 | 0 | 51.0441 | 0
23.04. | 14 | 644.9279 |  | 593.8838 | 0 | 0 | 51.0441 | 0
23.04. | 15 | 654.9091 |  | 603.865 | 0 | 0 | 51.0441 | 0
23.04. | 16 | 663.2268 |  | 612.1827 | 0 | 0 | 51.0441 | 0
23.04. | 17 | 666.5539 |  | 615.5098 | 0 | 0 | 51.0441 | 0
23.04. | 18 | 673.208 |  | 622.164 | 0 | 0 | 51.0441 | 0
23.04. | 19 | 676.5351 |  | 625.491 | 0 | 0 | 51.0441 | 0
23.04. | 20 | 681.5257 |  | 630.4817 | 0 | 0 | 51.0441 | 0
23.04. | 21 | 689.8434 |  | 638.7994 | 0 | 0 | 51.0441 | 0
23.04. | 22 | 698.1611 |  | 647.1171 | 0 | 0 | 51.0441 | 0
23.04. | 23 | 713.133 |  | 662.0889 | 0 | 0 | 51.0441 | 0
23.04. | 24 | 719.7871 |  | 668.7431 | 0 | 0 | 51.0441 | 0
24.04. | 1 | 729.7684 |  | 678.7243 | 0 | 0 | 51.0441 | 0
24.04. | 2 | 738.0861 |  | 687.042 | 0 | 0 | 51.0441 | 0
24.04. | 3 | 749.7309 |  | 698.6868 | 0 | 0 | 51.0441 | 0
24.04. | 4 | 756.385 |  | 705.341 | 0 | 0 | 51.0441 | 0
24.04. | 5 | 761.3757 |  | 710.3316 | 0 | 0 | 51.0441 | 0
24.04. | 6 | 759.7121 |  | 708.668 | 0 | 0 | 51.0441 | 0
24.04. | 7 | 751.3944 |  | 700.3503 | 0 | 0 | 51.0441 | 0
24.04. | 8 | 744.7402 |  | 693.6962 | 0 | 0 | 51.0441 | 0
24.04. | 9 | 719.7871 |  | 668.7431 | 0 | 0 | 51.0441 | 0
24.04. | 10 | 711.4695 |  | 660.4254 | 0 | 0 | 51.0441 | 0
24.04. | 11 | 694.8341 |  | 643.79 | 0 | 0 | 51.0441 | 0
24.04. | 12 | 688.1799 |  | 637.1358 | 0 | 0 | 51.0441 | 0
24.04. | 13 | 684.8528 |  | 633.8087 | 0 | 0 | 51.0441 | 0
24.04. | 14 | 681.5257 |  | 630.4817 | 0 | 0 | 51.0441 | 0
24.04. | 15 | 679.8622 |  | 628.8181 | 0 | 0 | 51.0441 | 0
24.04. | 16 | 681.5257 |  | 630.4817 | 0 | 0 | 51.0441 | 0
24.04. | 17 | 683.1893 |  | 632.1452 | 0 | 0 | 51.0441 | 0
24.04. | 18 | 698.1611 |  | 647.1171 | 0 | 0 | 51.0441 | 0
24.04. | 19 | 716.4601 |  | 665.416 | 0 | 0 | 51.0441 | 0
24.04. | 20 | 729.7684 |  | 678.7243 | 0 | 0 | 51.0441 | 0
24.04. | 21 | 748.0673 |  | 697.0233 | 0 | 0 | 51.0441 | 0
24.04. | 22 | 758.0486 |  | 707.0045 | 0 | 0 | 51.0441 | 0
24.04. | 23 | 771.3569 |  | 720.3128 | 0 | 0 | 51.0441 | 0
24.04. | 24 | 774.684 |  | 723.6399 | 0 | 0 | 51.0441 | 0
25.04. | 1 | 776.3475 |  | 725.3034 | 0 | 0 | 51.0441 | 0
25.04. | 2 | 779.6746 |  | 728.6305 | 0 | 0 | 51.0441 | 0
25.04. | 3 | 784.6652 |  | 733.6211 | 0 | 0 | 51.0441 | 0
25.04. | 4 | 783.0017 |  | 731.9576 | 0 | 0 | 51.0441 | 0
25.04. | 5 | 779.6746 |  | 728.6305 | 0 | 0 | 51.0441 | 0
25.04. | 6 | 761.3757 |  | 710.3316 | 0 | 0 | 51.0441 | 0
25.04. | 7 | 738.0861 |  | 687.042 | 0 | 0 | 51.0441 | 0
25.04. | 8 | 716.4601 |  | 665.416 | 0 | 0 | 51.0441 | 0
25.04. | 9 | 689.8434 |  | 638.7994 | 0 | 0 | 51.0441 | 0
25.04. | 10 | 681.5257 |  | 630.4817 | 0 | 0 | 51.0441 | 0
25.04. | 11 | 674.8716 |  | 623.8275 | 0 | 0 | 51.0441 | 0
25.04. | 12 | 674.8716 |  | 623.8275 | 0 | 0 | 51.0441 | 0
25.04. | 13 | 673.208 |  | 622.164 | 0 | 0 | 51.0441 | 0
25.04. | 14 | 671.5445 |  | 620.5004 | 0 | 0 | 51.0441 | 0
25.04. | 15 | 671.5445 |  | 620.5004 | 0 | 0 | 51.0441 | 0
25.04. | 16 | 671.5445 |  | 620.5004 | 0 | 0 | 51.0441 | 0
25.04. | 17 | 673.208 |  | 622.164 | 0 | 0 | 51.0441 | 0
25.04. | 18 | 678.1986 |  | 627.1546 | 0 | 0 | 51.0441 | 0
25.04. | 19 | 684.8528 |  | 633.8087 | 0 | 0 | 51.0441 | 0
25.04. | 20 | 691.507 |  | 640.4629 | 0 | 0 | 51.0441 | 0
25.04. | 21 | 704.8153 |  | 653.7712 | 0 | 0 | 51.0441 | 0
25.04. | 22 | 713.133 |  | 662.0889 | 0 | 0 | 51.0441 | 0
25.04. | 23 | 724.7778 |  | 673.7337 | 0 | 0 | 51.0441 | 0
25.04. | 24 | 726.4413 |  | 675.3972 | 0 | 0 | 51.0441 | 0
26.04. | 1 | 731.4319 |  | 680.3879 | 0 | 0 | 51.0441 | 0
26.04. | 2 | 736.4226 |  | 685.3785 | 0 | 0 | 51.0441 | 0
26.04. | 3 | 746.4038 |  | 695.3597 | 0 | 0 | 51.0441 | 0
26.04. | 4 | 746.4038 |  | 695.3597 | 0 | 0 | 51.0441 | 0
26.04. | 5 | 739.7496 |  | 688.7056 | 0 | 0 | 51.0441 | 0
26.04. | 6 | 718.1236 |  | 667.0795 | 0 | 0 | 51.0441 | 0
26.04. | 7 | 696.4976 |  | 645.4535 | 0 | 0 | 51.0441 | 0
26.04. | 8 | 683.1893 |  | 632.1452 | 0 | 0 | 51.0441 | 0
26.04. | 9 | 673.208 |  | 622.164 | 0 | 0 | 51.0441 | 0
26.04. | 10 | 669.8809 |  | 618.8369 | 0 | 0 | 51.0441 | 0
26.04. | 11 | 661.5633 |  | 610.5192 | 0 | 0 | 51.0441 | 0
26.04. | 12 | 658.2362 |  | 607.1921 | 0 | 0 | 51.0441 | 0
26.04. | 13 | 654.9091 |  | 603.865 | 0 | 0 | 51.0441 | 0
26.04. | 14 | 651.582 |  | 600.5379 | 0 | 0 | 51.0441 | 0
26.04. | 15 | 648.2549 |  | 597.2109 | 0 | 0 | 51.0441 | 0
26.04. | 16 | 651.582 |  | 600.5379 | 0 | 0 | 51.0441 | 0
26.04. | 17 | 656.5726 |  | 605.5286 | 0 | 0 | 51.0441 | 0
26.04. | 18 | 669.8809 |  | 618.8369 | 0 | 0 | 51.0441 | 0
26.04. | 19 | 674.8716 |  | 623.8275 | 0 | 0 | 51.0441 | 0
26.04. | 20 | 678.1986 |  | 627.1546 | 0 | 0 | 51.0441 | 0
26.04. | 21 | 686.5164 |  | 635.4723 | 0 | 0 | 51.0441 | 0
26.04. | 22 | 693.1705 |  | 642.1264 | 0 | 0 | 51.0441 | 0
26.04. | 23 | 706.4788 |  | 655.4348 | 0 | 0 | 51.0441 | 0
26.04. | 24 | 711.4695 |  | 660.4254 | 0 | 0 | 51.0441 | 0
27.04. | 1 | 718.1236 |  | 667.0795 | 0 | 0 | 51.0441 | 0
27.04. | 2 | 724.7778 |  | 673.7337 | 0 | 0 | 51.0441 | 0
27.04. | 3 | 736.4226 |  | 685.3785 | 0 | 0 | 51.0441 | 0
27.04. | 4 | 739.7496 |  | 688.7056 | 0 | 0 | 51.0441 | 0
27.04. | 5 | 734.759 |  | 683.7149 | 0 | 0 | 51.0441 | 0
27.04. | 6 | 716.4601 |  | 665.416 | 0 | 0 | 51.0441 | 0
27.04. | 7 | 699.8247 |  | 648.7806 | 0 | 0 | 51.0441 | 0
27.04. | 8 | 691.507 |  | 640.4629 | 0 | 0 | 51.0441 | 0
27.04. | 9 | 679.8622 |  | 628.8181 | 0 | 0 | 51.0441 | 0
27.04. | 10 | 678.1986 |  | 627.1546 | 0 | 0 | 51.0441 | 0
27.04. | 11 | 674.8716 |  | 623.8275 | 0 | 0 | 51.0441 | 0
27.04. | 12 | 674.8716 |  | 623.8275 | 0 | 0 | 51.0441 | 0
27.04. | 13 | 673.208 |  | 622.164 | 0 | 0 | 51.0441 | 0
27.04. | 14 | 673.208 |  | 622.164 | 0 | 0 | 51.0441 | 0
27.04. | 15 | 673.208 |  | 622.164 | 0 | 0 | 51.0441 | 0
27.04. | 16 | 674.8716 |  | 623.8275 | 0 | 0 | 51.0441 | 0
27.04. | 17 | 674.8716 |  | 623.8275 | 0 | 0 | 51.0441 | 0
27.04. | 18 | 678.1986 |  | 627.1546 | 0 | 0 | 51.0441 | 0
27.04. | 19 | 681.5257 |  | 630.4817 | 0 | 0 | 51.0441 | 0
27.04. | 20 | 684.8528 |  | 633.8087 | 0 | 0 | 51.0441 | 0
27.04. | 21 | 694.8341 |  | 643.79 | 0 | 0 | 51.0441 | 0
27.04. | 22 | 701.4882 |  | 650.4441 | 0 | 0 | 51.0441 | 0
27.04. | 23 | 711.4695 |  | 660.4254 | 0 | 0 | 51.0441 | 0
27.04. | 24 | 714.7965 |  | 663.7525 | 0 | 0 | 51.0441 | 0
28.04. | 1 | 718.1236 |  | 667.0795 | 0 | 0 | 51.0441 | 0
28.04. | 2 | 721.4507 |  | 670.4066 | 0 | 0 | 51.0441 | 0
28.04. | 3 | 728.1048 |  | 677.0608 | 0 | 0 | 51.0441 | 0
28.04. | 4 | 731.4319 |  | 680.3879 | 0 | 0 | 51.0441 | 0
28.04. | 5 | 731.4319 |  | 680.3879 | 0 | 0 | 51.0441 | 0
28.04. | 6 | 724.7778 |  | 673.7337 | 0 | 0 | 51.0441 | 0
28.04. | 7 | 714.7965 |  | 663.7525 | 0 | 0 | 51.0441 | 0
28.04. | 8 | 706.4788 |  | 655.4348 | 0 | 0 | 51.0441 | 0
28.04. | 9 | 689.8434 |  | 638.7994 | 0 | 0 | 51.0441 | 0
28.04. | 10 | 684.8528 |  | 633.8087 | 0 | 0 | 51.0441 | 0
28.04. | 11 | 678.1986 |  | 627.1546 | 0 | 0 | 51.0441 | 0
28.04. | 12 | 676.5351 |  | 625.491 | 0 | 0 | 51.0441 | 0
28.04. | 13 | 674.8716 |  | 623.8275 | 0 | 0 | 51.0441 | 0
28.04. | 14 | 674.8716 |  | 623.8275 | 0 | 0 | 51.0441 | 0
28.04. | 15 | 674.8716 |  | 623.8275 | 0 | 0 | 51.0441 | 0
28.04. | 16 | 674.8716 |  | 623.8275 | 0 | 0 | 51.0441 | 0
28.04. | 17 | 674.8716 |  | 623.8275 | 0 | 0 | 51.0441 | 0
28.04. | 18 | 676.5351 |  | 625.491 | 0 | 0 | 51.0441 | 0
28.04. | 19 | 678.1986 |  | 627.1546 | 0 | 0 | 51.0441 | 0
28.04. | 20 | 678.1986 |  | 627.1546 | 0 | 0 | 51.0441 | 0
28.04. | 21 | 683.1893 |  | 632.1452 | 0 | 0 | 51.0441 | 0
28.04. | 22 | 686.5164 |  | 635.4723 | 0 | 0 | 51.0441 | 0
28.04. | 23 | 693.1705 |  | 642.1264 | 0 | 0 | 51.0441 | 0
28.04. | 24 | 694.8341 |  | 643.79 | 0 | 0 | 51.0441 | 0
29.04. | 1 | 698.1611 |  | 647.1171 | 0 | 0 | 51.0441 | 0
29.04. | 2 | 699.8247 |  | 648.7806 | 0 | 0 | 51.0441 | 0
29.04. | 3 | 706.4788 |  | 655.4348 | 0 | 0 | 51.0441 | 0
29.04. | 4 | 706.4788 |  | 655.4348 | 0 | 0 | 51.0441 | 0
29.04. | 5 | 706.4788 |  | 655.4348 | 0 | 0 | 51.0441 | 0
29.04. | 6 | 698.1611 |  | 647.1171 | 0 | 0 | 51.0441 | 0
29.04. | 7 | 691.507 |  | 640.4629 | 0 | 0 | 51.0441 | 0
29.04. | 8 | 686.5164 |  | 635.4723 | 0 | 0 | 51.0441 | 0
29.04. | 9 | 678.1986 |  | 627.1546 | 0 | 0 | 51.0441 | 0
29.04. | 10 | 676.5351 |  | 625.491 | 0 | 0 | 51.0441 | 0
29.04. | 11 | 674.8716 |  | 623.8275 | 0 | 0 | 51.0441 | 0
29.04. | 12 | 674.8716 |  | 623.8275 | 0 | 0 | 51.0441 | 0
29.04. | 13 | 674.8716 |  | 623.8275 | 0 | 0 | 51.0441 | 0
29.04. | 14 | 674.8716 |  | 623.8275 | 0 | 0 | 51.0441 | 0
29.04. | 15 | 676.5351 |  | 625.491 | 0 | 0 | 51.0441 | 0
29.04. | 16 | 676.5351 |  | 625.491 | 0 | 0 | 51.0441 | 0
29.04. | 17 | 676.5351 |  | 625.491 | 0 | 0 | 51.0441 | 0
29.04. | 18 | 676.5351 |  | 625.491 | 0 | 0 | 51.0441 | 0
29.04. | 19 | 678.1986 |  | 627.1546 | 0 | 0 | 51.0441 | 0
29.04. | 20 | 679.8622 |  | 628.8181 | 0 | 0 | 51.0441 | 0
29.04. | 21 | 689.8434 |  | 638.7994 | 0 | 0 | 51.0441 | 0
29.04. | 22 | 694.8341 |  | 643.79 | 0 | 0 | 51.0441 | 0
29.04. | 23 | 704.8153 |  | 653.7712 | 0 | 0 | 51.0441 | 0
29.04. | 24 | 706.4788 |  | 655.4348 | 0 | 0 | 51.0441 | 0
30.04. | 1 | 709.8059 |  | 658.7618 | 0 | 0 | 51.0441 | 0
30.04. | 2 | 711.4695 |  | 660.4254 | 0 | 0 | 51.0441 | 0
30.04. | 3 | 718.1236 |  | 667.0795 | 0 | 0 | 51.0441 | 0
30.04. | 4 | 719.7871 |  | 668.7431 | 0 | 0 | 51.0441 | 0
30.04. | 5 | 721.4507 |  | 670.4066 | 0 | 0 | 51.0441 | 0
30.04. | 6 | 713.133 |  | 662.0889 | 0 | 0 | 51.0441 | 0
30.04. | 7 | 704.8153 |  | 653.7712 | 0 | 0 | 51.0441 | 0
30.04. | 8 | 696.4976 |  | 645.4535 | 0 | 0 | 51.0441 | 0
30.04. | 9 | 681.5257 |  | 630.4817 | 0 | 0 | 51.0441 | 0
30.04. | 10 | 678.1986 |  | 627.1546 | 0 | 0 | 51.0441 | 0
30.04. | 11 | 673.208 |  | 622.164 | 0 | 0 | 51.0441 | 0
30.04. | 12 | 671.5445 |  | 620.5004 | 0 | 0 | 51.0441 | 0
30.04. | 13 | 671.5445 |  | 620.5004 | 0 | 0 | 51.0441 | 0
30.04. | 14 | 671.5445 |  | 620.5004 | 0 | 0 | 51.0441 | 0
30.04. | 15 | 671.5445 |  | 620.5004 | 0 | 0 | 51.0441 | 0
30.04. | 16 | 671.5445 |  | 620.5004 | 0 | 0 | 51.0441 | 0
30.04. | 17 | 671.5445 |  | 620.5004 | 0 | 0 | 51.0441 | 0
30.04. | 18 | 673.208 |  | 622.164 | 0 | 0 | 51.0441 | 0
30.04. | 19 | 674.8716 |  | 623.8275 | 0 | 0 | 51.0441 | 0
30.04. | 20 | 676.5351 |  | 625.491 | 0 | 0 | 51.0441 | 0
30.04. | 21 | 683.1893 |  | 632.1452 | 0 | 0 | 51.0441 | 0
30.04. | 22 | 686.5164 |  | 635.4723 | 0 | 0 | 51.0441 | 0
30.04. | 23 | 693.1705 |  | 642.1264 | 0 | 0 | 51.0441 | 0
30.04. | 24 | 694.8341 |  | 643.79 | 0 | 0 | 51.0441 | 0
01.05. | 1 | 558.6787 |  | 504.0526 | 0 | 0 | 54.6261 | 0
01.05. | 2 | 558.6787 |  | 504.0526 | 0 | 0 | 54.6261 | 0
01.05. | 3 | 562.0058 |  | 507.3797 | 0 | 0 | 54.6261 | 0
01.05. | 4 | 563.6694 |  | 509.0432 | 0 | 0 | 54.6261 | 0
01.05. | 5 | 566.9964 |  | 512.3703 | 0 | 0 | 54.6261 | 0
01.05. | 6 | 560.3423 |  | 505.7162 | 0 | 0 | 54.6261 | 0
01.05. | 7 | 558.6787 |  | 504.0526 | 0 | 0 | 54.6261 | 0
01.05. | 8 | 557.0152 |  | 502.3891 | 0 | 0 | 54.6261 | 0
01.05. | 9 | 545.3704 |  | 490.7443 | 0 | 0 | 54.6261 | 0
01.05. | 10 | 540.3798 |  | 485.7537 | 0 | 0 | 54.6261 | 0
01.05. | 11 | 535.3892 |  | 480.7631 | 0 | 0 | 54.6261 | 0
01.05. | 12 | 533.7256 |  | 479.0995 | 0 | 0 | 54.6261 | 0
01.05. | 13 | 532.0621 |  | 477.436 | 0 | 0 | 54.6261 | 0
01.05. | 14 | 532.0621 |  | 477.436 | 0 | 0 | 54.6261 | 0
01.05. | 15 | 532.0621 |  | 477.436 | 0 | 0 | 54.6261 | 0
01.05. | 16 | 533.7256 |  | 479.0995 | 0 | 0 | 54.6261 | 0
01.05. | 17 | 535.3892 |  | 480.7631 | 0 | 0 | 54.6261 | 0
01.05. | 18 | 542.0433 |  | 487.4172 | 0 | 0 | 54.6261 | 0
01.05. | 19 | 547.034 |  | 492.4078 | 0 | 0 | 54.6261 | 0
01.05. | 20 | 552.0246 |  | 497.3985 | 0 | 0 | 54.6261 | 0
01.05. | 21 | 562.0058 |  | 507.3797 | 0 | 0 | 54.6261 | 0
01.05. | 22 | 566.9964 |  | 512.3703 | 0 | 0 | 54.6261 | 0
01.05. | 23 | 580.3048 |  | 525.6786 | 0 | 0 | 54.6261 | 0
01.05. | 24 | 581.9683 |  | 527.3422 | 0 | 0 | 54.6261 | 0
02.05. | 1 | 585.2954 |  | 530.6693 | 0 | 0 | 54.6261 | 0
02.05. | 2 | 585.2954 |  | 530.6693 | 0 | 0 | 54.6261 | 0
02.05. | 3 | 591.9495 |  | 537.3234 | 0 | 0 | 54.6261 | 0
02.05. | 4 | 591.9495 |  | 537.3234 | 0 | 0 | 54.6261 | 0
02.05. | 5 | 593.6131 |  | 538.987 | 0 | 0 | 54.6261 | 0
02.05. | 6 | 578.6412 |  | 524.0151 | 0 | 0 | 54.6261 | 0
02.05. | 7 | 568.66 |  | 514.0339 | 0 | 0 | 54.6261 | 0
02.05. | 8 | 558.6787 |  | 504.0526 | 0 | 0 | 54.6261 | 0
02.05. | 9 | 542.0433 |  | 487.4172 | 0 | 0 | 54.6261 | 0
02.05. | 10 | 537.0527 |  | 482.4266 | 0 | 0 | 54.6261 | 0
02.05. | 11 | 532.0621 |  | 477.436 | 0 | 0 | 54.6261 | 0
02.05. | 12 | 532.0621 |  | 477.436 | 0 | 0 | 54.6261 | 0
02.05. | 13 | 532.0621 |  | 477.436 | 0 | 0 | 54.6261 | 0
02.05. | 14 | 532.0621 |  | 477.436 | 0 | 0 | 54.6261 | 0
02.05. | 15 | 532.0621 |  | 477.436 | 0 | 0 | 54.6261 | 0
02.05. | 16 | 533.7256 |  | 479.0995 | 0 | 0 | 54.6261 | 0
02.05. | 17 | 535.3892 |  | 480.7631 | 0 | 0 | 54.6261 | 0
02.05. | 18 | 543.7069 |  | 489.0808 | 0 | 0 | 54.6261 | 0
02.05. | 19 | 550.361 |  | 495.7349 | 0 | 0 | 54.6261 | 0
02.05. | 20 | 553.6881 |  | 499.062 | 0 | 0 | 54.6261 | 0
02.05. | 21 | 562.0058 |  | 507.3797 | 0 | 0 | 54.6261 | 0
02.05. | 22 | 563.6694 |  | 509.0432 | 0 | 0 | 54.6261 | 0
02.05. | 23 | 575.3141 |  | 520.688 | 0 | 0 | 54.6261 | 0
02.05. | 24 | 578.6412 |  | 524.0151 | 0 | 0 | 54.6261 | 0
03.05. | 1 | 581.9683 |  | 527.3422 | 0 | 0 | 54.6261 | 0
03.05. | 2 | 583.6318 |  | 529.0057 | 0 | 0 | 54.6261 | 0
03.05. | 3 | 588.6225 |  | 533.9963 | 0 | 0 | 54.6261 | 0
03.05. | 4 | 593.6131 |  | 538.987 | 0 | 0 | 54.6261 | 0
03.05. | 5 | 603.5943 |  | 548.9682 | 0 | 0 | 54.6261 | 0
03.05. | 6 | 601.9308 |  | 547.3047 | 0 | 0 | 54.6261 | 0
03.05. | 7 | 601.9308 |  | 547.3047 | 0 | 0 | 54.6261 | 0
03.05. | 8 | 605.2579 |  | 550.6317 | 0 | 0 | 54.6261 | 0
03.05. | 9 | 593.6131 |  | 538.987 | 0 | 0 | 54.6261 | 0
03.05. | 10 | 590.286 |  | 535.6599 | 0 | 0 | 54.6261 | 0
03.05. | 11 | 578.6412 |  | 524.0151 | 0 | 0 | 54.6261 | 0
03.05. | 12 | 573.6506 |  | 519.0245 | 0 | 0 | 54.6261 | 0
03.05. | 13 | 570.3235 |  | 515.6974 | 0 | 0 | 54.6261 | 0
03.05. | 14 | 566.9964 |  | 512.3703 | 0 | 0 | 54.6261 | 0
03.05. | 15 | 566.9964 |  | 512.3703 | 0 | 0 | 54.6261 | 0
03.05. | 16 | 566.9964 |  | 512.3703 | 0 | 0 | 54.6261 | 0
03.05. | 17 | 568.66 |  | 514.0339 | 0 | 0 | 54.6261 | 0
03.05. | 18 | 576.9777 |  | 522.3516 | 0 | 0 | 54.6261 | 0
03.05. | 19 | 586.9589 |  | 532.3328 | 0 | 0 | 54.6261 | 0
03.05. | 20 | 595.2766 |  | 540.6505 | 0 | 0 | 54.6261 | 0
03.05. | 21 | 611.912 |  | 557.2859 | 0 | 0 | 54.6261 | 0
03.05. | 22 | 616.9026 |  | 562.2765 | 0 | 0 | 54.6261 | 0
03.05. | 23 | 631.8745 |  | 577.2484 | 0 | 0 | 54.6261 | 0
03.05. | 24 | 635.2016 |  | 580.5755 | 0 | 0 | 54.6261 | 0
04.05. | 1 | 636.8651 |  | 582.239 | 0 | 0 | 54.6261 | 0
04.05. | 2 | 640.1922 |  | 585.5661 | 0 | 0 | 54.6261 | 0
04.05. | 3 | 643.5193 |  | 588.8932 | 0 | 0 | 54.6261 | 0
04.05. | 4 | 643.5193 |  | 588.8932 | 0 | 0 | 54.6261 | 0
04.05. | 5 | 643.5193 |  | 588.8932 | 0 | 0 | 54.6261 | 0
04.05. | 6 | 616.9026 |  | 562.2765 | 0 | 0 | 54.6261 | 0
04.05. | 7 | 598.6037 |  | 543.9776 | 0 | 0 | 54.6261 | 0
04.05. | 8 | 588.6225 |  | 533.9963 | 0 | 0 | 54.6261 | 0
04.05. | 9 | 568.66 |  | 514.0339 | 0 | 0 | 54.6261 | 0
04.05. | 10 | 563.6694 |  | 509.0432 | 0 | 0 | 54.6261 | 0
04.05. | 11 | 555.3517 |  | 500.7255 | 0 | 0 | 54.6261 | 0
04.05. | 12 | 555.3517 |  | 500.7255 | 0 | 0 | 54.6261 | 0
04.05. | 13 | 555.3517 |  | 500.7255 | 0 | 0 | 54.6261 | 0
04.05. | 14 | 555.3517 |  | 500.7255 | 0 | 0 | 54.6261 | 0
04.05. | 15 | 558.6787 |  | 504.0526 | 0 | 0 | 54.6261 | 0
04.05. | 16 | 562.0058 |  | 507.3797 | 0 | 0 | 54.6261 | 0
04.05. | 17 | 566.9964 |  | 512.3703 | 0 | 0 | 54.6261 | 0
04.05. | 18 | 578.6412 |  | 524.0151 | 0 | 0 | 54.6261 | 0
04.05. | 19 | 585.2954 |  | 530.6693 | 0 | 0 | 54.6261 | 0
04.05. | 20 | 588.6225 |  | 533.9963 | 0 | 0 | 54.6261 | 0
04.05. | 21 | 596.9402 |  | 542.314 | 0 | 0 | 54.6261 | 0
04.05. | 22 | 600.2672 |  | 545.6411 | 0 | 0 | 54.6261 | 0
04.05. | 23 | 615.2391 |  | 560.613 | 0 | 0 | 54.6261 | 0
04.05. | 24 | 621.8933 |  | 567.2671 | 0 | 0 | 54.6261 | 0
05.05. | 1 | 625.2203 |  | 570.5942 | 0 | 0 | 54.6261 | 0
05.05. | 2 | 625.2203 |  | 570.5942 | 0 | 0 | 54.6261 | 0
05.05. | 3 | 630.211 |  | 575.5848 | 0 | 0 | 54.6261 | 0
05.05. | 4 | 633.538 |  | 578.9119 | 0 | 0 | 54.6261 | 0
05.05. | 5 | 643.5193 |  | 588.8932 | 0 | 0 | 54.6261 | 0
05.05. | 6 | 633.538 |  | 578.9119 | 0 | 0 | 54.6261 | 0
05.05. | 7 | 623.5568 |  | 568.9307 | 0 | 0 | 54.6261 | 0
05.05. | 8 | 616.9026 |  | 562.2765 | 0 | 0 | 54.6261 | 0
05.05. | 9 | 596.9402 |  | 542.314 | 0 | 0 | 54.6261 | 0
05.05. | 10 | 590.286 |  | 535.6599 | 0 | 0 | 54.6261 | 0
05.05. | 11 | 576.9777 |  | 522.3516 | 0 | 0 | 54.6261 | 0
05.05. | 12 | 573.6506 |  | 519.0245 | 0 | 0 | 54.6261 | 0
05.05. | 13 | 570.3235 |  | 515.6974 | 0 | 0 | 54.6261 | 0
05.05. | 14 | 570.3235 |  | 515.6974 | 0 | 0 | 54.6261 | 0
05.05. | 15 | 570.3235 |  | 515.6974 | 0 | 0 | 54.6261 | 0
05.05. | 16 | 571.9871 |  | 517.3609 | 0 | 0 | 54.6261 | 0
05.05. | 17 | 576.9777 |  | 522.3516 | 0 | 0 | 54.6261 | 0
05.05. | 18 | 591.9495 |  | 537.3234 | 0 | 0 | 54.6261 | 0
05.05. | 19 | 606.9214 |  | 552.2953 | 0 | 0 | 54.6261 | 0
05.05. | 20 | 618.5662 |  | 563.9401 | 0 | 0 | 54.6261 | 0
05.05. | 21 | 638.5286 |  | 583.9025 | 0 | 0 | 54.6261 | 0
05.05. | 22 | 643.5193 |  | 588.8932 | 0 | 0 | 54.6261 | 0
05.05. | 23 | 643.5193 |  | 588.8932 | 0 | 0 | 54.6261 | 0
05.05. | 24 | 643.5193 |  | 588.8932 | 0 | 0 | 54.6261 | 0
06.05. | 1 | 643.5193 |  | 588.8932 | 0 | 0 | 54.6261 | 0
06.05. | 2 | 643.5193 |  | 588.8932 | 0 | 0 | 54.6261 | 0
06.05. | 3 | 643.5193 |  | 588.8932 | 0 | 0 | 54.6261 | 0
06.05. | 4 | 643.5193 |  | 588.8932 | 0 | 0 | 54.6261 | 0
06.05. | 5 | 643.5193 |  | 588.8932 | 0 | 0 | 54.6261 | 0
06.05. | 6 | 635.2016 |  | 580.5755 | 0 | 0 | 54.6261 | 0
06.05. | 7 | 611.912 |  | 557.2859 | 0 | 0 | 54.6261 | 0
06.05. | 8 | 606.9214 |  | 552.2953 | 0 | 0 | 54.6261 | 0
06.05. | 9 | 591.9495 |  | 537.3234 | 0 | 0 | 54.6261 | 0
06.05. | 10 | 591.9495 |  | 537.3234 | 0 | 0 | 54.6261 | 0
06.05. | 11 | 583.6318 |  | 529.0057 | 0 | 0 | 54.6261 | 0
06.05. | 12 | 583.6318 |  | 529.0057 | 0 | 0 | 54.6261 | 0
06.05. | 13 | 581.9683 |  | 527.3422 | 0 | 0 | 54.6261 | 0
06.05. | 14 | 581.9683 |  | 527.3422 | 0 | 0 | 54.6261 | 0
06.05. | 15 | 580.3048 |  | 525.6786 | 0 | 0 | 54.6261 | 0
06.05. | 16 | 581.9683 |  | 527.3422 | 0 | 0 | 54.6261 | 0
06.05. | 17 | 585.2954 |  | 530.6693 | 0 | 0 | 54.6261 | 0
06.05. | 18 | 596.9402 |  | 542.314 | 0 | 0 | 54.6261 | 0
06.05. | 19 | 603.5943 |  | 548.9682 | 0 | 0 | 54.6261 | 0
06.05. | 20 | 611.912 |  | 557.2859 | 0 | 0 | 54.6261 | 0
06.05. | 21 | 626.8839 |  | 572.2578 | 0 | 0 | 54.6261 | 0
06.05. | 22 | 623.5568 |  | 568.9307 | 0 | 0 | 54.6261 | 0
06.05. | 23 | 633.538 |  | 578.9119 | 0 | 0 | 54.6261 | 0
06.05. | 24 | 630.211 |  | 575.5848 | 0 | 0 | 54.6261 | 0
07.05. | 1 | 628.5474 |  | 573.9213 | 0 | 0 | 54.6261 | 0
07.05. | 2 | 625.2203 |  | 570.5942 | 0 | 0 | 54.6261 | 0
07.05. | 3 | 628.5474 |  | 573.9213 | 0 | 0 | 54.6261 | 0
07.05. | 4 | 628.5474 |  | 573.9213 | 0 | 0 | 54.6261 | 0
07.05. | 5 | 633.538 |  | 578.9119 | 0 | 0 | 54.6261 | 0
07.05. | 6 | 616.9026 |  | 562.2765 | 0 | 0 | 54.6261 | 0
07.05. | 7 | 605.2579 |  | 550.6317 | 0 | 0 | 54.6261 | 0
07.05. | 8 | 595.2766 |  | 540.6505 | 0 | 0 | 54.6261 | 0
07.05. | 9 | 573.6506 |  | 519.0245 | 0 | 0 | 54.6261 | 0
07.05. | 10 | 565.3329 |  | 510.7068 | 0 | 0 | 54.6261 | 0
07.05. | 11 | 553.6881 |  | 499.062 | 0 | 0 | 54.6261 | 0
07.05. | 12 | 550.361 |  | 495.7349 | 0 | 0 | 54.6261 | 0
07.05. | 13 | 547.034 |  | 492.4078 | 0 | 0 | 54.6261 | 0
07.05. | 14 | 545.3704 |  | 490.7443 | 0 | 0 | 54.6261 | 0
07.05. | 15 | 543.7069 |  | 489.0808 | 0 | 0 | 54.6261 | 0
07.05. | 16 | 547.034 |  | 492.4078 | 0 | 0 | 54.6261 | 0
07.05. | 17 | 550.361 |  | 495.7349 | 0 | 0 | 54.6261 | 0
07.05. | 18 | 562.0058 |  | 507.3797 | 0 | 0 | 54.6261 | 0
07.05. | 19 | 568.66 |  | 514.0339 | 0 | 0 | 54.6261 | 0
07.05. | 20 | 571.9871 |  | 517.3609 | 0 | 0 | 54.6261 | 0
07.05. | 21 | 578.6412 |  | 524.0151 | 0 | 0 | 54.6261 | 0
07.05. | 22 | 578.6412 |  | 524.0151 | 0 | 0 | 54.6261 | 0
07.05. | 23 | 586.9589 |  | 532.3328 | 0 | 0 | 54.6261 | 0
07.05. | 24 | 585.2954 |  | 530.6693 | 0 | 0 | 54.6261 | 0
08.05. | 1 | 585.2954 |  | 530.6693 | 0 | 0 | 54.6261 | 0
08.05. | 2 | 583.6318 |  | 529.0057 | 0 | 0 | 54.6261 | 0
08.05. | 3 | 588.6225 |  | 533.9963 | 0 | 0 | 54.6261 | 0
08.05. | 4 | 586.9589 |  | 532.3328 | 0 | 0 | 54.6261 | 0
08.05. | 5 | 586.9589 |  | 532.3328 | 0 | 0 | 54.6261 | 0
08.05. | 6 | 573.6506 |  | 519.0245 | 0 | 0 | 54.6261 | 0
08.05. | 7 | 565.3329 |  | 510.7068 | 0 | 0 | 54.6261 | 0
08.05. | 8 | 562.0058 |  | 507.3797 | 0 | 0 | 54.6261 | 0
08.05. | 9 | 548.6975 |  | 494.0714 | 0 | 0 | 54.6261 | 0
08.05. | 10 | 545.3704 |  | 490.7443 | 0 | 0 | 54.6261 | 0
08.05. | 11 | 540.3798 |  | 485.7537 | 0 | 0 | 54.6261 | 0
08.05. | 12 | 538.7162 |  | 484.0901 | 0 | 0 | 54.6261 | 0
08.05. | 13 | 535.3892 |  | 480.7631 | 0 | 0 | 54.6261 | 0
08.05. | 14 | 533.7256 |  | 479.0995 | 0 | 0 | 54.6261 | 0
08.05. | 15 | 532.0621 |  | 477.436 | 0 | 0 | 54.6261 | 0
08.05. | 16 | 532.0621 |  | 477.436 | 0 | 0 | 54.6261 | 0
08.05. | 17 | 532.0621 |  | 477.436 | 0 | 0 | 54.6261 | 0
08.05. | 18 | 538.7162 |  | 484.0901 | 0 | 0 | 54.6261 | 0
08.05. | 19 | 545.3704 |  | 490.7443 | 0 | 0 | 54.6261 | 0
08.05. | 20 | 553.6881 |  | 499.062 | 0 | 0 | 54.6261 | 0
08.05. | 21 | 571.9871 |  | 517.3609 | 0 | 0 | 54.6261 | 0
08.05. | 22 | 581.9683 |  | 527.3422 | 0 | 0 | 54.6261 | 0
08.05. | 23 | 596.9402 |  | 542.314 | 0 | 0 | 54.6261 | 0
08.05. | 24 | 598.6037 |  | 543.9776 | 0 | 0 | 54.6261 | 0
09.05. | 1 | 600.2672 |  | 545.6411 | 0 | 0 | 54.6261 | 0
09.05. | 2 | 603.5943 |  | 548.9682 | 0 | 0 | 54.6261 | 0
09.05. | 3 | 611.912 |  | 557.2859 | 0 | 0 | 54.6261 | 0
09.05. | 4 | 611.912 |  | 557.2859 | 0 | 0 | 54.6261 | 0
09.05. | 5 | 605.2579 |  | 550.6317 | 0 | 0 | 54.6261 | 0
09.05. | 6 | 576.9777 |  | 522.3516 | 0 | 0 | 54.6261 | 0
09.05. | 7 | 555.3517 |  | 500.7255 | 0 | 0 | 54.6261 | 0
09.05. | 8 | 542.0433 |  | 487.4172 | 0 | 0 | 54.6261 | 0
09.05. | 9 | 528.735 |  | 474.1089 | 0 | 0 | 54.6261 | 0
09.05. | 10 | 522.0809 |  | 467.4547 | 0 | 0 | 54.6261 | 0
09.05. | 11 | 515.4267 |  | 460.8006 | 0 | 0 | 54.6261 | 0
09.05. | 12 | 513.7632 |  | 459.137 | 0 | 0 | 54.6261 | 0
09.05. | 13 | 513.7632 |  | 459.137 | 0 | 0 | 54.6261 | 0
09.05. | 14 | 513.7632 |  | 459.137 | 0 | 0 | 54.6261 | 0
09.05. | 15 | 512.0996 |  | 457.4735 | 0 | 0 | 54.6261 | 0
09.05. | 16 | 513.7632 |  | 459.137 | 0 | 0 | 54.6261 | 0
09.05. | 17 | 515.4267 |  | 460.8006 | 0 | 0 | 54.6261 | 0
09.05. | 18 | 522.0809 |  | 467.4547 | 0 | 0 | 54.6261 | 0
09.05. | 19 | 525.4079 |  | 470.7818 | 0 | 0 | 54.6261 | 0
09.05. | 20 | 528.735 |  | 474.1089 | 0 | 0 | 54.6261 | 0
09.05. | 21 | 535.3892 |  | 480.7631 | 0 | 0 | 54.6261 | 0
09.05. | 22 | 538.7162 |  | 484.0901 | 0 | 0 | 54.6261 | 0
09.05. | 23 | 547.034 |  | 492.4078 | 0 | 0 | 54.6261 | 0
09.05. | 24 | 548.6975 |  | 494.0714 | 0 | 0 | 54.6261 | 0
10.05. | 1 | 552.0246 |  | 497.3985 | 0 | 0 | 54.6261 | 0
10.05. | 2 | 555.3517 |  | 500.7255 | 0 | 0 | 54.6261 | 0
10.05. | 3 | 560.3423 |  | 505.7162 | 0 | 0 | 54.6261 | 0
10.05. | 4 | 560.3423 |  | 505.7162 | 0 | 0 | 54.6261 | 0
10.05. | 5 | 558.6787 |  | 504.0526 | 0 | 0 | 54.6261 | 0
10.05. | 6 | 545.3704 |  | 490.7443 | 0 | 0 | 54.6261 | 0
10.05. | 7 | 538.7162 |  | 484.0901 | 0 | 0 | 54.6261 | 0
10.05. | 8 | 533.7256 |  | 479.0995 | 0 | 0 | 54.6261 | 0
10.05. | 9 | 523.7444 |  | 469.1183 | 0 | 0 | 54.6261 | 0
10.05. | 10 | 520.4173 |  | 465.7912 | 0 | 0 | 54.6261 | 0
10.05. | 11 | 513.7632 |  | 459.137 | 0 | 0 | 54.6261 | 0
10.05. | 12 | 512.0996 |  | 457.4735 | 0 | 0 | 54.6261 | 0
10.05. | 13 | 512.0996 |  | 457.4735 | 0 | 0 | 54.6261 | 0
10.05. | 14 | 512.0996 |  | 457.4735 | 0 | 0 | 54.6261 | 0
10.05. | 15 | 512.0996 |  | 457.4735 | 0 | 0 | 54.6261 | 0
10.05. | 16 | 512.0996 |  | 457.4735 | 0 | 0 | 54.6261 | 0
10.05. | 17 | 512.0996 |  | 457.4735 | 0 | 0 | 54.6261 | 0
10.05. | 18 | 518.7538 |  | 464.1277 | 0 | 0 | 54.6261 | 0
10.05. | 19 | 523.7444 |  | 469.1183 | 0 | 0 | 54.6261 | 0
10.05. | 20 | 527.0715 |  | 472.4454 | 0 | 0 | 54.6261 | 0
10.05. | 21 | 535.3892 |  | 480.7631 | 0 | 0 | 54.6261 | 0
10.05. | 22 | 540.3798 |  | 485.7537 | 0 | 0 | 54.6261 | 0
10.05. | 23 | 550.361 |  | 495.7349 | 0 | 0 | 54.6261 | 0
10.05. | 24 | 553.6881 |  | 499.062 | 0 | 0 | 54.6261 | 0
11.05. | 1 | 558.6787 |  | 504.0526 | 0 | 0 | 54.6261 | 0
11.05. | 2 | 562.0058 |  | 507.3797 | 0 | 0 | 54.6261 | 0
11.05. | 3 | 571.9871 |  | 517.3609 | 0 | 0 | 54.6261 | 0
11.05. | 4 | 570.3235 |  | 515.6974 | 0 | 0 | 54.6261 | 0
11.05. | 5 | 562.0058 |  | 507.3797 | 0 | 0 | 54.6261 | 0
11.05. | 6 | 543.7069 |  | 489.0808 | 0 | 0 | 54.6261 | 0
11.05. | 7 | 533.7256 |  | 479.0995 | 0 | 0 | 54.6261 | 0
11.05. | 8 | 528.735 |  | 474.1089 | 0 | 0 | 54.6261 | 0
11.05. | 9 | 518.7538 |  | 464.1277 | 0 | 0 | 54.6261 | 0
11.05. | 10 | 515.4267 |  | 460.8006 | 0 | 0 | 54.6261 | 0
11.05. | 11 | 512.0996 |  | 457.4735 | 0 | 0 | 54.6261 | 0
11.05. | 12 | 512.0996 |  | 457.4735 | 0 | 0 | 54.6261 | 0
11.05. | 13 | 512.0996 |  | 457.4735 | 0 | 0 | 54.6261 | 0
11.05. | 14 | 512.0996 |  | 457.4735 | 0 | 0 | 54.6261 | 0
11.05. | 15 | 512.0996 |  | 457.4735 | 0 | 0 | 54.6261 | 0
11.05. | 16 | 512.0996 |  | 457.4735 | 0 | 0 | 54.6261 | 0
11.05. | 17 | 512.0996 |  | 457.4735 | 0 | 0 | 54.6261 | 0
11.05. | 18 | 517.0902 |  | 462.4641 | 0 | 0 | 54.6261 | 0
11.05. | 19 | 523.7444 |  | 469.1183 | 0 | 0 | 54.6261 | 0
11.05. | 20 | 527.0715 |  | 472.4454 | 0 | 0 | 54.6261 | 0
11.05. | 21 | 535.3892 |  | 480.7631 | 0 | 0 | 54.6261 | 0
11.05. | 22 | 540.3798 |  | 485.7537 | 0 | 0 | 54.6261 | 0
11.05. | 23 | 550.361 |  | 495.7349 | 0 | 0 | 54.6261 | 0
11.05. | 24 | 553.6881 |  | 499.062 | 0 | 0 | 54.6261 | 0
12.05. | 1 | 558.6787 |  | 504.0526 | 0 | 0 | 54.6261 | 0
12.05. | 2 | 563.6694 |  | 509.0432 | 0 | 0 | 54.6261 | 0
12.05. | 3 | 573.6506 |  | 519.0245 | 0 | 0 | 54.6261 | 0
12.05. | 4 | 573.6506 |  | 519.0245 | 0 | 0 | 54.6261 | 0
12.05. | 5 | 565.3329 |  | 510.7068 | 0 | 0 | 54.6261 | 0
12.05. | 6 | 543.7069 |  | 489.0808 | 0 | 0 | 54.6261 | 0
12.05. | 7 | 533.7256 |  | 479.0995 | 0 | 0 | 54.6261 | 0
12.05. | 8 | 528.735 |  | 474.1089 | 0 | 0 | 54.6261 | 0
12.05. | 9 | 518.7538 |  | 464.1277 | 0 | 0 | 54.6261 | 0
12.05. | 10 | 515.4267 |  | 460.8006 | 0 | 0 | 54.6261 | 0
12.05. | 11 | 512.0996 |  | 457.4735 | 0 | 0 | 54.6261 | 0
12.05. | 12 | 512.0996 |  | 457.4735 | 0 | 0 | 54.6261 | 0
12.05. | 13 | 512.0996 |  | 457.4735 | 0 | 0 | 54.6261 | 0
12.05. | 14 | 512.0996 |  | 457.4735 | 0 | 0 | 54.6261 | 0
12.05. | 15 | 512.0996 |  | 457.4735 | 0 | 0 | 54.6261 | 0
12.05. | 16 | 512.0996 |  | 457.4735 | 0 | 0 | 54.6261 | 0
12.05. | 17 | 512.0996 |  | 457.4735 | 0 | 0 | 54.6261 | 0
12.05. | 18 | 517.0902 |  | 462.4641 | 0 | 0 | 54.6261 | 0
12.05. | 19 | 522.0809 |  | 467.4547 | 0 | 0 | 54.6261 | 0
12.05. | 20 | 527.0715 |  | 472.4454 | 0 | 0 | 54.6261 | 0
12.05. | 21 | 535.3892 |  | 480.7631 | 0 | 0 | 54.6261 | 0
12.05. | 22 | 542.0433 |  | 487.4172 | 0 | 0 | 54.6261 | 0
12.05. | 23 | 552.0246 |  | 497.3985 | 0 | 0 | 54.6261 | 0
12.05. | 24 | 555.3517 |  | 500.7255 | 0 | 0 | 54.6261 | 0
13.05. | 1 | 558.6787 |  | 504.0526 | 0 | 0 | 54.6261 | 0
13.05. | 2 | 563.6694 |  | 509.0432 | 0 | 0 | 54.6261 | 0
13.05. | 3 | 571.9871 |  | 517.3609 | 0 | 0 | 54.6261 | 0
13.05. | 4 | 570.3235 |  | 515.6974 | 0 | 0 | 54.6261 | 0
13.05. | 5 | 562.0058 |  | 507.3797 | 0 | 0 | 54.6261 | 0
13.05. | 6 | 542.0433 |  | 487.4172 | 0 | 0 | 54.6261 | 0
13.05. | 7 | 533.7256 |  | 479.0995 | 0 | 0 | 54.6261 | 0
13.05. | 8 | 527.0715 |  | 472.4454 | 0 | 0 | 54.6261 | 0
13.05. | 9 | 517.0902 |  | 462.4641 | 0 | 0 | 54.6261 | 0
13.05. | 10 | 513.7632 |  | 459.137 | 0 | 0 | 54.6261 | 0
13.05. | 11 | 512.0996 |  | 457.4735 | 0 | 0 | 54.6261 | 0
13.05. | 12 | 512.0996 |  | 457.4735 | 0 | 0 | 54.6261 | 0
13.05. | 13 | 513.7632 |  | 459.137 | 0 | 0 | 54.6261 | 0
13.05. | 14 | 513.7632 |  | 459.137 | 0 | 0 | 54.6261 | 0
13.05. | 15 | 513.7632 |  | 459.137 | 0 | 0 | 54.6261 | 0
13.05. | 16 | 512.0996 |  | 457.4735 | 0 | 0 | 54.6261 | 0
13.05. | 17 | 512.0996 |  | 457.4735 | 0 | 0 | 54.6261 | 0
13.05. | 18 | 513.7632 |  | 459.137 | 0 | 0 | 54.6261 | 0
13.05. | 19 | 518.7538 |  | 464.1277 | 0 | 0 | 54.6261 | 0
13.05. | 20 | 523.7444 |  | 469.1183 | 0 | 0 | 54.6261 | 0
13.05. | 21 | 532.0621 |  | 477.436 | 0 | 0 | 54.6261 | 0
13.05. | 22 | 537.0527 |  | 482.4266 | 0 | 0 | 54.6261 | 0
13.05. | 23 | 545.3704 |  | 490.7443 | 0 | 0 | 54.6261 | 0
13.05. | 24 | 547.034 |  | 492.4078 | 0 | 0 | 54.6261 | 0
14.05. | 1 | 548.6975 |  | 494.0714 | 0 | 0 | 54.6261 | 0
14.05. | 2 | 552.0246 |  | 497.3985 | 0 | 0 | 54.6261 | 0
14.05. | 3 | 557.0152 |  | 502.3891 | 0 | 0 | 54.6261 | 0
14.05. | 4 | 555.3517 |  | 500.7255 | 0 | 0 | 54.6261 | 0
14.05. | 5 | 552.0246 |  | 497.3985 | 0 | 0 | 54.6261 | 0
14.05. | 6 | 538.7162 |  | 484.0901 | 0 | 0 | 54.6261 | 0
14.05. | 7 | 532.0621 |  | 477.436 | 0 | 0 | 54.6261 | 0
14.05. | 8 | 527.0715 |  | 472.4454 | 0 | 0 | 54.6261 | 0
14.05. | 9 | 517.0902 |  | 462.4641 | 0 | 0 | 54.6261 | 0
14.05. | 10 | 513.7632 |  | 459.137 | 0 | 0 | 54.6261 | 0
14.05. | 11 | 512.0996 |  | 457.4735 | 0 | 0 | 54.6261 | 0
14.05. | 12 | 512.0996 |  | 457.4735 | 0 | 0 | 54.6261 | 0
14.05. | 13 | 513.7632 |  | 459.137 | 0 | 0 | 54.6261 | 0
14.05. | 14 | 513.7632 |  | 459.137 | 0 | 0 | 54.6261 | 0
14.05. | 15 | 513.7632 |  | 459.137 | 0 | 0 | 54.6261 | 0
14.05. | 16 | 512.0996 |  | 457.4735 | 0 | 0 | 54.6261 | 0
14.05. | 17 | 512.0996 |  | 457.4735 | 0 | 0 | 54.6261 | 0
14.05. | 18 | 513.7632 |  | 459.137 | 0 | 0 | 54.6261 | 0
14.05. | 19 | 517.0902 |  | 462.4641 | 0 | 0 | 54.6261 | 0
14.05. | 20 | 522.0809 |  | 467.4547 | 0 | 0 | 54.6261 | 0
14.05. | 21 | 530.3986 |  | 475.7724 | 0 | 0 | 54.6261 | 0
14.05. | 22 | 535.3892 |  | 480.7631 | 0 | 0 | 54.6261 | 0
14.05. | 23 | 543.7069 |  | 489.0808 | 0 | 0 | 54.6261 | 0
14.05. | 24 | 545.3704 |  | 490.7443 | 0 | 0 | 54.6261 | 0
15.05. | 1 | 548.6975 |  | 494.0714 | 0 | 0 | 54.6261 | 0
15.05. | 2 | 552.0246 |  | 497.3985 | 0 | 0 | 54.6261 | 0
15.05. | 3 | 558.6787 |  | 504.0526 | 0 | 0 | 54.6261 | 0
15.05. | 4 | 557.0152 |  | 502.3891 | 0 | 0 | 54.6261 | 0
15.05. | 5 | 550.361 |  | 495.7349 | 0 | 0 | 54.6261 | 0
15.05. | 6 | 537.0527 |  | 482.4266 | 0 | 0 | 54.6261 | 0
15.05. | 7 | 528.735 |  | 474.1089 | 0 | 0 | 54.6261 | 0
15.05. | 8 | 523.7444 |  | 469.1183 | 0 | 0 | 54.6261 | 0
15.05. | 9 | 513.7632 |  | 459.137 | 0 | 0 | 54.6261 | 0
15.05. | 10 | 512.0996 |  | 457.4735 | 0 | 0 | 54.6261 | 0
15.05. | 11 | 515.4267 |  | 460.8006 | 0 | 0 | 54.6261 | 0
15.05. | 12 | 517.0902 |  | 462.4641 | 0 | 0 | 54.6261 | 0
15.05. | 13 | 518.7538 |  | 464.1277 | 0 | 0 | 54.6261 | 0
15.05. | 14 | 520.4173 |  | 465.7912 | 0 | 0 | 54.6261 | 0
15.05. | 15 | 518.7538 |  | 464.1277 | 0 | 0 | 54.6261 | 0
15.05. | 16 | 517.0902 |  | 462.4641 | 0 | 0 | 54.6261 | 0
15.05. | 17 | 513.7632 |  | 459.137 | 0 | 0 | 54.6261 | 0
15.05. | 18 | 512.0996 |  | 457.4735 | 0 | 0 | 54.6261 | 0
15.05. | 19 | 515.4267 |  | 460.8006 | 0 | 0 | 54.6261 | 0
15.05. | 20 | 518.7538 |  | 464.1277 | 0 | 0 | 54.6261 | 0
15.05. | 21 | 528.735 |  | 474.1089 | 0 | 0 | 54.6261 | 0
15.05. | 22 | 532.0621 |  | 477.436 | 0 | 0 | 54.6261 | 0
15.05. | 23 | 538.7162 |  | 484.0901 | 0 | 0 | 54.6261 | 0
15.05. | 24 | 538.7162 |  | 484.0901 | 0 | 0 | 54.6261 | 0
16.05. | 1 | 540.3798 |  | 485.7537 | 0 | 0 | 54.6261 | 0
16.05. | 2 | 543.7069 |  | 489.0808 | 0 | 0 | 54.6261 | 0
16.05. | 3 | 548.6975 |  | 494.0714 | 0 | 0 | 54.6261 | 0
16.05. | 4 | 547.034 |  | 492.4078 | 0 | 0 | 54.6261 | 0
16.05. | 5 | 543.7069 |  | 489.0808 | 0 | 0 | 54.6261 | 0
16.05. | 6 | 532.0621 |  | 477.436 | 0 | 0 | 54.6261 | 0
16.05. | 7 | 525.4079 |  | 470.7818 | 0 | 0 | 54.6261 | 0
16.05. | 8 | 520.4173 |  | 465.7912 | 0 | 0 | 54.6261 | 0
16.05. | 9 | 512.0996 |  | 457.4735 | 0 | 0 | 54.6261 | 0
16.05. | 10 | 512.0996 |  | 457.4735 | 0 | 0 | 54.6261 | 0
16.05. | 11 | 522.0809 |  | 467.4547 | 0 | 0 | 54.6261 | 0
16.05. | 12 | 527.0715 |  | 472.4454 | 0 | 0 | 54.6261 | 0
16.05. | 13 | 528.735 |  | 474.1089 | 0 | 0 | 54.6261 | 0
16.05. | 14 | 528.735 |  | 474.1089 | 0 | 0 | 54.6261 | 0
16.05. | 15 | 528.735 |  | 474.1089 | 0 | 0 | 54.6261 | 0
16.05. | 16 | 528.735 |  | 474.1089 | 0 | 0 | 54.6261 | 0
16.05. | 17 | 523.7444 |  | 469.1183 | 0 | 0 | 54.6261 | 0
16.05. | 18 | 512.0996 |  | 457.4735 | 0 | 0 | 54.6261 | 0
16.05. | 19 | 512.0996 |  | 457.4735 | 0 | 0 | 54.6261 | 0
16.05. | 20 | 515.4267 |  | 460.8006 | 0 | 0 | 54.6261 | 0
16.05. | 21 | 523.7444 |  | 469.1183 | 0 | 0 | 54.6261 | 0
16.05. | 22 | 527.0715 |  | 472.4454 | 0 | 0 | 54.6261 | 0
16.05. | 23 | 533.7256 |  | 479.0995 | 0 | 0 | 54.6261 | 0
16.05. | 24 | 535.3892 |  | 480.7631 | 0 | 0 | 54.6261 | 0
17.05. | 1 | 537.0527 |  | 482.4266 | 0 | 0 | 54.6261 | 0
17.05. | 2 | 538.7162 |  | 484.0901 | 0 | 0 | 54.6261 | 0
17.05. | 3 | 543.7069 |  | 489.0808 | 0 | 0 | 54.6261 | 0
17.05. | 4 | 543.7069 |  | 489.0808 | 0 | 0 | 54.6261 | 0
17.05. | 5 | 540.3798 |  | 485.7537 | 0 | 0 | 54.6261 | 0
17.05. | 6 | 530.3986 |  | 475.7724 | 0 | 0 | 54.6261 | 0
17.05. | 7 | 523.7444 |  | 469.1183 | 0 | 0 | 54.6261 | 0
17.05. | 8 | 517.0902 |  | 462.4641 | 0 | 0 | 54.6261 | 0
17.05. | 9 | 512.0996 |  | 457.4735 | 0 | 0 | 54.6261 | 0
17.05. | 10 | 515.4267 |  | 460.8006 | 0 | 0 | 54.6261 | 0
17.05. | 11 | 528.735 |  | 474.1089 | 0 | 0 | 54.6261 | 0
17.05. | 12 | 528.735 |  | 474.1089 | 0 | 0 | 54.6261 | 0
17.05. | 13 | 528.735 |  | 474.1089 | 0 | 0 | 54.6261 | 0
17.05. | 14 | 528.735 |  | 474.1089 | 0 | 0 | 54.6261 | 0
17.05. | 15 | 528.735 |  | 474.1089 | 0 | 0 | 54.6261 | 0
17.05. | 16 | 528.735 |  | 474.1089 | 0 | 0 | 54.6261 | 0
17.05. | 17 | 528.735 |  | 474.1089 | 0 | 0 | 54.6261 | 0
17.05. | 18 | 517.0902 |  | 462.4641 | 0 | 0 | 54.6261 | 0
17.05. | 19 | 512.0996 |  | 457.4735 | 0 | 0 | 54.6261 | 0
17.05. | 20 | 512.0996 |  | 457.4735 | 0 | 0 | 54.6261 | 0
17.05. | 21 | 520.4173 |  | 465.7912 | 0 | 0 | 54.6261 | 0
17.05. | 22 | 523.7444 |  | 469.1183 | 0 | 0 | 54.6261 | 0
17.05. | 23 | 528.735 |  | 474.1089 | 0 | 0 | 54.6261 | 0
17.05. | 24 | 530.3986 |  | 475.7724 | 0 | 0 | 54.6261 | 0
18.05. | 1 | 532.0621 |  | 477.436 | 0 | 0 | 54.6261 | 0
18.05. | 2 | 533.7256 |  | 479.0995 | 0 | 0 | 54.6261 | 0
18.05. | 3 | 537.0527 |  | 482.4266 | 0 | 0 | 54.6261 | 0
18.05. | 4 | 537.0527 |  | 482.4266 | 0 | 0 | 54.6261 | 0
18.05. | 5 | 535.3892 |  | 480.7631 | 0 | 0 | 54.6261 | 0
18.05. | 6 | 527.0715 |  | 472.4454 | 0 | 0 | 54.6261 | 0
18.05. | 7 | 522.0809 |  | 467.4547 | 0 | 0 | 54.6261 | 0
18.05. | 8 | 515.4267 |  | 460.8006 | 0 | 0 | 54.6261 | 0
18.05. | 9 | 513.7632 |  | 459.137 | 0 | 0 | 54.6261 | 0
18.05. | 10 | 518.7538 |  | 464.1277 | 0 | 0 | 54.6261 | 0
18.05. | 11 | 528.735 |  | 474.1089 | 0 | 0 | 54.6261 | 0
18.05. | 12 | 528.735 |  | 474.1089 | 0 | 0 | 54.6261 | 0
18.05. | 13 | 528.735 |  | 474.1089 | 0 | 0 | 54.6261 | 0
18.05. | 14 | 528.735 |  | 474.1089 | 0 | 0 | 54.6261 | 0
18.05. | 15 | 528.735 |  | 474.1089 | 0 | 0 | 54.6261 | 0
18.05. | 16 | 528.735 |  | 474.1089 | 0 | 0 | 54.6261 | 0
18.05. | 17 | 528.735 |  | 474.1089 | 0 | 0 | 54.6261 | 0
18.05. | 18 | 518.7538 |  | 464.1277 | 0 | 0 | 54.6261 | 0
18.05. | 19 | 512.0996 |  | 457.4735 | 0 | 0 | 54.6261 | 0
18.05. | 20 | 512.0996 |  | 457.4735 | 0 | 0 | 54.6261 | 0
18.05. | 21 | 518.7538 |  | 464.1277 | 0 | 0 | 54.6261 | 0
18.05. | 22 | 523.7444 |  | 469.1183 | 0 | 0 | 54.6261 | 0
18.05. | 23 | 528.735 |  | 474.1089 | 0 | 0 | 54.6261 | 0
18.05. | 24 | 530.3986 |  | 475.7724 | 0 | 0 | 54.6261 | 0
19.05. | 1 | 532.0621 |  | 477.436 | 0 | 0 | 54.6261 | 0
19.05. | 2 | 533.7256 |  | 479.0995 | 0 | 0 | 54.6261 | 0
19.05. | 3 | 535.3892 |  | 480.7631 | 0 | 0 | 54.6261 | 0
19.05. | 4 | 535.3892 |  | 480.7631 | 0 | 0 | 54.6261 | 0
19.05. | 5 | 533.7256 |  | 479.0995 | 0 | 0 | 54.6261 | 0
19.05. | 6 | 527.0715 |  | 472.4454 | 0 | 0 | 54.6261 | 0
19.05. | 7 | 520.4173 |  | 465.7912 | 0 | 0 | 54.6261 | 0
19.05. | 8 | 515.4267 |  | 460.8006 | 0 | 0 | 54.6261 | 0
19.05. | 9 | 512.0996 |  | 457.4735 | 0 | 0 | 54.6261 | 0
19.05. | 10 | 517.0902 |  | 462.4641 | 0 | 0 | 54.6261 | 0
19.05. | 11 | 528.735 |  | 474.1089 | 0 | 0 | 54.6261 | 0
19.05. | 12 | 528.735 |  | 474.1089 | 0 | 0 | 54.6261 | 0
19.05. | 13 | 528.735 |  | 474.1089 | 0 | 0 | 54.6261 | 0
19.05. | 14 | 528.735 |  | 474.1089 | 0 | 0 | 54.6261 | 0
19.05. | 15 | 528.735 |  | 474.1089 | 0 | 0 | 54.6261 | 0
19.05. | 16 | 528.735 |  | 474.1089 | 0 | 0 | 54.6261 | 0
19.05. | 17 | 528.735 |  | 474.1089 | 0 | 0 | 54.6261 | 0
19.05. | 18 | 513.7632 |  | 459.137 | 0 | 0 | 54.6261 | 0
19.05. | 19 | 512.0996 |  | 457.4735 | 0 | 0 | 54.6261 | 0
19.05. | 20 | 513.7632 |  | 459.137 | 0 | 0 | 54.6261 | 0
19.05. | 21 | 518.7538 |  | 464.1277 | 0 | 0 | 54.6261 | 0
19.05. | 22 | 520.4173 |  | 465.7912 | 0 | 0 | 54.6261 | 0
19.05. | 23 | 523.7444 |  | 469.1183 | 0 | 0 | 54.6261 | 0
19.05. | 24 | 525.4079 |  | 470.7818 | 0 | 0 | 54.6261 | 0
20.05. | 1 | 527.0715 |  | 472.4454 | 0 | 0 | 54.6261 | 0
20.05. | 2 | 527.0715 |  | 472.4454 | 0 | 0 | 54.6261 | 0
20.05. | 3 | 527.0715 |  | 472.4454 | 0 | 0 | 54.6261 | 0
20.05. | 4 | 528.735 |  | 474.1089 | 0 | 0 | 54.6261 | 0
20.05. | 5 | 527.0715 |  | 472.4454 | 0 | 0 | 54.6261 | 0
20.05. | 6 | 523.7444 |  | 469.1183 | 0 | 0 | 54.6261 | 0
20.05. | 7 | 520.4173 |  | 465.7912 | 0 | 0 | 54.6261 | 0
20.05. | 8 | 518.7538 |  | 464.1277 | 0 | 0 | 54.6261 | 0
20.05. | 9 | 513.7632 |  | 459.137 | 0 | 0 | 54.6261 | 0
20.05. | 10 | 512.0996 |  | 457.4735 | 0 | 0 | 54.6261 | 0
20.05. | 11 | 513.7632 |  | 459.137 | 0 | 0 | 54.6261 | 0
20.05. | 12 | 513.7632 |  | 459.137 | 0 | 0 | 54.6261 | 0
20.05. | 13 | 513.7632 |  | 459.137 | 0 | 0 | 54.6261 | 0
20.05. | 14 | 515.4267 |  | 460.8006 | 0 | 0 | 54.6261 | 0
20.05. | 15 | 517.0902 |  | 462.4641 | 0 | 0 | 54.6261 | 0
20.05. | 16 | 515.4267 |  | 460.8006 | 0 | 0 | 54.6261 | 0
20.05. | 17 | 513.7632 |  | 459.137 | 0 | 0 | 54.6261 | 0
20.05. | 18 | 512.0996 |  | 457.4735 | 0 | 0 | 54.6261 | 0
20.05. | 19 | 513.7632 |  | 459.137 | 0 | 0 | 54.6261 | 0
20.05. | 20 | 517.0902 |  | 462.4641 | 0 | 0 | 54.6261 | 0
20.05. | 21 | 522.0809 |  | 467.4547 | 0 | 0 | 54.6261 | 0
20.05. | 22 | 525.4079 |  | 470.7818 | 0 | 0 | 54.6261 | 0
20.05. | 23 | 528.735 |  | 474.1089 | 0 | 0 | 54.6261 | 0
20.05. | 24 | 530.3986 |  | 475.7724 | 0 | 0 | 54.6261 | 0
21.05. | 1 | 532.0621 |  | 477.436 | 0 | 0 | 54.6261 | 0
21.05. | 2 | 532.0621 |  | 477.436 | 0 | 0 | 54.6261 | 0
21.05. | 3 | 535.3892 |  | 480.7631 | 0 | 0 | 54.6261 | 0
21.05. | 4 | 535.3892 |  | 480.7631 | 0 | 0 | 54.6261 | 0
21.05. | 5 | 535.3892 |  | 480.7631 | 0 | 0 | 54.6261 | 0
21.05. | 6 | 530.3986 |  | 475.7724 | 0 | 0 | 54.6261 | 0
21.05. | 7 | 525.4079 |  | 470.7818 | 0 | 0 | 54.6261 | 0
21.05. | 8 | 523.7444 |  | 469.1183 | 0 | 0 | 54.6261 | 0
21.05. | 9 | 515.4267 |  | 460.8006 | 0 | 0 | 54.6261 | 0
21.05. | 10 | 513.7632 |  | 459.137 | 0 | 0 | 54.6261 | 0
21.05. | 11 | 512.0996 |  | 457.4735 | 0 | 0 | 54.6261 | 0
21.05. | 12 | 512.0996 |  | 457.4735 | 0 | 0 | 54.6261 | 0
21.05. | 13 | 512.0996 |  | 457.4735 | 0 | 0 | 54.6261 | 0
21.05. | 14 | 512.0996 |  | 457.4735 | 0 | 0 | 54.6261 | 0
21.05. | 15 | 513.7632 |  | 459.137 | 0 | 0 | 54.6261 | 0
21.05. | 16 | 512.0996 |  | 457.4735 | 0 | 0 | 54.6261 | 0
21.05. | 17 | 513.7632 |  | 459.137 | 0 | 0 | 54.6261 | 0
21.05. | 18 | 512.0996 |  | 457.4735 | 0 | 0 | 54.6261 | 0
21.05. | 19 | 513.7632 |  | 459.137 | 0 | 0 | 54.6261 | 0
21.05. | 20 | 515.4267 |  | 460.8006 | 0 | 0 | 54.6261 | 0
21.05. | 21 | 520.4173 |  | 465.7912 | 0 | 0 | 54.6261 | 0
21.05. | 22 | 522.0809 |  | 467.4547 | 0 | 0 | 54.6261 | 0
21.05. | 23 | 527.0715 |  | 472.4454 | 0 | 0 | 54.6261 | 0
21.05. | 24 | 528.735 |  | 474.1089 | 0 | 0 | 54.6261 | 0
22.05. | 1 | 530.3986 |  | 475.7724 | 0 | 0 | 54.6261 | 0
22.05. | 2 | 532.0621 |  | 477.436 | 0 | 0 | 54.6261 | 0
22.05. | 3 | 537.0527 |  | 482.4266 | 0 | 0 | 54.6261 | 0
22.05. | 4 | 538.7162 |  | 484.0901 | 0 | 0 | 54.6261 | 0
22.05. | 5 | 540.3798 |  | 485.7537 | 0 | 0 | 54.6261 | 0
22.05. | 6 | 537.0527 |  | 482.4266 | 0 | 0 | 54.6261 | 0
22.05. | 7 | 533.7256 |  | 479.0995 | 0 | 0 | 54.6261 | 0
22.05. | 8 | 533.7256 |  | 479.0995 | 0 | 0 | 54.6261 | 0
22.05. | 9 | 528.735 |  | 474.1089 | 0 | 0 | 54.6261 | 0
22.05. | 10 | 528.735 |  | 474.1089 | 0 | 0 | 54.6261 | 0
22.05. | 11 | 525.4079 |  | 470.7818 | 0 | 0 | 54.6261 | 0
22.05. | 12 | 527.0715 |  | 472.4454 | 0 | 0 | 54.6261 | 0
22.05. | 13 | 527.0715 |  | 472.4454 | 0 | 0 | 54.6261 | 0
22.05. | 14 | 528.735 |  | 474.1089 | 0 | 0 | 54.6261 | 0
22.05. | 15 | 528.735 |  | 474.1089 | 0 | 0 | 54.6261 | 0
22.05. | 16 | 532.0621 |  | 477.436 | 0 | 0 | 54.6261 | 0
22.05. | 17 | 532.0621 |  | 477.436 | 0 | 0 | 54.6261 | 0
22.05. | 18 | 537.0527 |  | 482.4266 | 0 | 0 | 54.6261 | 0
22.05. | 19 | 540.3798 |  | 485.7537 | 0 | 0 | 54.6261 | 0
22.05. | 20 | 543.7069 |  | 489.0808 | 0 | 0 | 54.6261 | 0
22.05. | 21 | 553.6881 |  | 499.062 | 0 | 0 | 54.6261 | 0
22.05. | 22 | 557.0152 |  | 502.3891 | 0 | 0 | 54.6261 | 0
22.05. | 23 | 566.9964 |  | 512.3703 | 0 | 0 | 54.6261 | 0
22.05. | 24 | 568.66 |  | 514.0339 | 0 | 0 | 54.6261 | 0
23.05. | 1 | 568.66 |  | 514.0339 | 0 | 0 | 54.6261 | 0
23.05. | 2 | 568.66 |  | 514.0339 | 0 | 0 | 54.6261 | 0
23.05. | 3 | 573.6506 |  | 519.0245 | 0 | 0 | 54.6261 | 0
23.05. | 4 | 573.6506 |  | 519.0245 | 0 | 0 | 54.6261 | 0
23.05. | 5 | 576.9777 |  | 522.3516 | 0 | 0 | 54.6261 | 0
23.05. | 6 | 566.9964 |  | 512.3703 | 0 | 0 | 54.6261 | 0
23.05. | 7 | 563.6694 |  | 509.0432 | 0 | 0 | 54.6261 | 0
23.05. | 8 | 563.6694 |  | 509.0432 | 0 | 0 | 54.6261 | 0
23.05. | 9 | 555.3517 |  | 500.7255 | 0 | 0 | 54.6261 | 0
23.05. | 10 | 555.3517 |  | 500.7255 | 0 | 0 | 54.6261 | 0
23.05. | 11 | 550.361 |  | 495.7349 | 0 | 0 | 54.6261 | 0
23.05. | 12 | 552.0246 |  | 497.3985 | 0 | 0 | 54.6261 | 0
23.05. | 13 | 550.361 |  | 495.7349 | 0 | 0 | 54.6261 | 0
23.05. | 14 | 550.361 |  | 495.7349 | 0 | 0 | 54.6261 | 0
23.05. | 15 | 548.6975 |  | 494.0714 | 0 | 0 | 54.6261 | 0
23.05. | 16 | 547.034 |  | 492.4078 | 0 | 0 | 54.6261 | 0
23.05. | 17 | 545.3704 |  | 490.7443 | 0 | 0 | 54.6261 | 0
23.05. | 18 | 547.034 |  | 492.4078 | 0 | 0 | 54.6261 | 0
23.05. | 19 | 547.034 |  | 492.4078 | 0 | 0 | 54.6261 | 0
23.05. | 20 | 550.361 |  | 495.7349 | 0 | 0 | 54.6261 | 0
23.05. | 21 | 562.0058 |  | 507.3797 | 0 | 0 | 54.6261 | 0
23.05. | 22 | 566.9964 |  | 512.3703 | 0 | 0 | 54.6261 | 0
23.05. | 23 | 578.6412 |  | 524.0151 | 0 | 0 | 54.6261 | 0
23.05. | 24 | 580.3048 |  | 525.6786 | 0 | 0 | 54.6261 | 0
24.05. | 1 | 585.2954 |  | 530.6693 | 0 | 0 | 54.6261 | 0
24.05. | 2 | 590.286 |  | 535.6599 | 0 | 0 | 54.6261 | 0
24.05. | 3 | 603.5943 |  | 548.9682 | 0 | 0 | 54.6261 | 0
24.05. | 4 | 605.2579 |  | 550.6317 | 0 | 0 | 54.6261 | 0
24.05. | 5 | 598.6037 |  | 543.9776 | 0 | 0 | 54.6261 | 0
24.05. | 6 | 571.9871 |  | 517.3609 | 0 | 0 | 54.6261 | 0
24.05. | 7 | 555.3517 |  | 500.7255 | 0 | 0 | 54.6261 | 0
24.05. | 8 | 547.034 |  | 492.4078 | 0 | 0 | 54.6261 | 0
24.05. | 9 | 535.3892 |  | 480.7631 | 0 | 0 | 54.6261 | 0
24.05. | 10 | 530.3986 |  | 475.7724 | 0 | 0 | 54.6261 | 0
24.05. | 11 | 525.4079 |  | 470.7818 | 0 | 0 | 54.6261 | 0
24.05. | 12 | 522.0809 |  | 467.4547 | 0 | 0 | 54.6261 | 0
24.05. | 13 | 520.4173 |  | 465.7912 | 0 | 0 | 54.6261 | 0
24.05. | 14 | 520.4173 |  | 465.7912 | 0 | 0 | 54.6261 | 0
24.05. | 15 | 520.4173 |  | 465.7912 | 0 | 0 | 54.6261 | 0
24.05. | 16 | 520.4173 |  | 465.7912 | 0 | 0 | 54.6261 | 0
24.05. | 17 | 520.4173 |  | 465.7912 | 0 | 0 | 54.6261 | 0
24.05. | 18 | 525.4079 |  | 470.7818 | 0 | 0 | 54.6261 | 0
24.05. | 19 | 527.0715 |  | 472.4454 | 0 | 0 | 54.6261 | 0
24.05. | 20 | 530.3986 |  | 475.7724 | 0 | 0 | 54.6261 | 0
24.05. | 21 | 537.0527 |  | 482.4266 | 0 | 0 | 54.6261 | 0
24.05. | 22 | 538.7162 |  | 484.0901 | 0 | 0 | 54.6261 | 0
24.05. | 23 | 547.034 |  | 492.4078 | 0 | 0 | 54.6261 | 0
24.05. | 24 | 548.6975 |  | 494.0714 | 0 | 0 | 54.6261 | 0
25.05. | 1 | 550.361 |  | 495.7349 | 0 | 0 | 54.6261 | 0
25.05. | 2 | 553.6881 |  | 499.062 | 0 | 0 | 54.6261 | 0
25.05. | 3 | 562.0058 |  | 507.3797 | 0 | 0 | 54.6261 | 0
25.05. | 4 | 565.3329 |  | 510.7068 | 0 | 0 | 54.6261 | 0
25.05. | 5 | 563.6694 |  | 509.0432 | 0 | 0 | 54.6261 | 0
25.05. | 6 | 548.6975 |  | 494.0714 | 0 | 0 | 54.6261 | 0
25.05. | 7 | 542.0433 |  | 487.4172 | 0 | 0 | 54.6261 | 0
25.05. | 8 | 540.3798 |  | 485.7537 | 0 | 0 | 54.6261 | 0
25.05. | 9 | 535.3892 |  | 480.7631 | 0 | 0 | 54.6261 | 0
25.05. | 10 | 535.3892 |  | 480.7631 | 0 | 0 | 54.6261 | 0
25.05. | 11 | 532.0621 |  | 477.436 | 0 | 0 | 54.6261 | 0
25.05. | 12 | 532.0621 |  | 477.436 | 0 | 0 | 54.6261 | 0
25.05. | 13 | 532.0621 |  | 477.436 | 0 | 0 | 54.6261 | 0
25.05. | 14 | 533.7256 |  | 479.0995 | 0 | 0 | 54.6261 | 0
25.05. | 15 | 533.7256 |  | 479.0995 | 0 | 0 | 54.6261 | 0
25.05. | 16 | 535.3892 |  | 480.7631 | 0 | 0 | 54.6261 | 0
25.05. | 17 | 537.0527 |  | 482.4266 | 0 | 0 | 54.6261 | 0
25.05. | 18 | 540.3798 |  | 485.7537 | 0 | 0 | 54.6261 | 0
25.05. | 19 | 543.7069 |  | 489.0808 | 0 | 0 | 54.6261 | 0
25.05. | 20 | 547.034 |  | 492.4078 | 0 | 0 | 54.6261 | 0
25.05. | 21 | 557.0152 |  | 502.3891 | 0 | 0 | 54.6261 | 0
25.05. | 22 | 560.3423 |  | 505.7162 | 0 | 0 | 54.6261 | 0
25.05. | 23 | 571.9871 |  | 517.3609 | 0 | 0 | 54.6261 | 0
25.05. | 24 | 575.3141 |  | 520.688 | 0 | 0 | 54.6261 | 0
26.05. | 1 | 578.6412 |  | 524.0151 | 0 | 0 | 54.6261 | 0
26.05. | 2 | 580.3048 |  | 525.6786 | 0 | 0 | 54.6261 | 0
26.05. | 3 | 586.9589 |  | 532.3328 | 0 | 0 | 54.6261 | 0
26.05. | 4 | 588.6225 |  | 533.9963 | 0 | 0 | 54.6261 | 0
26.05. | 5 | 590.286 |  | 535.6599 | 0 | 0 | 54.6261 | 0
26.05. | 6 | 576.9777 |  | 522.3516 | 0 | 0 | 54.6261 | 0
26.05. | 7 | 570.3235 |  | 515.6974 | 0 | 0 | 54.6261 | 0
26.05. | 8 | 568.66 |  | 514.0339 | 0 | 0 | 54.6261 | 0
26.05. | 9 | 557.0152 |  | 502.3891 | 0 | 0 | 54.6261 | 0
26.05. | 10 | 555.3517 |  | 500.7255 | 0 | 0 | 54.6261 | 0
26.05. | 11 | 548.6975 |  | 494.0714 | 0 | 0 | 54.6261 | 0
26.05. | 12 | 547.034 |  | 492.4078 | 0 | 0 | 54.6261 | 0
26.05. | 13 | 545.3704 |  | 490.7443 | 0 | 0 | 54.6261 | 0
26.05. | 14 | 543.7069 |  | 489.0808 | 0 | 0 | 54.6261 | 0
26.05. | 15 | 542.0433 |  | 487.4172 | 0 | 0 | 54.6261 | 0
26.05. | 16 | 542.0433 |  | 487.4172 | 0 | 0 | 54.6261 | 0
26.05. | 17 | 542.0433 |  | 487.4172 | 0 | 0 | 54.6261 | 0
26.05. | 18 | 545.3704 |  | 490.7443 | 0 | 0 | 54.6261 | 0
26.05. | 19 | 550.361 |  | 495.7349 | 0 | 0 | 54.6261 | 0
26.05. | 20 | 555.3517 |  | 500.7255 | 0 | 0 | 54.6261 | 0
26.05. | 21 | 573.6506 |  | 519.0245 | 0 | 0 | 54.6261 | 0
26.05. | 22 | 581.9683 |  | 527.3422 | 0 | 0 | 54.6261 | 0
26.05. | 23 | 596.9402 |  | 542.314 | 0 | 0 | 54.6261 | 0
26.05. | 24 | 600.2672 |  | 545.6411 | 0 | 0 | 54.6261 | 0
27.05. | 1 | 603.5943 |  | 548.9682 | 0 | 0 | 54.6261 | 0
27.05. | 2 | 606.9214 |  | 552.2953 | 0 | 0 | 54.6261 | 0
27.05. | 3 | 615.2391 |  | 560.613 | 0 | 0 | 54.6261 | 0
27.05. | 4 | 613.5756 |  | 558.9494 | 0 | 0 | 54.6261 | 0
27.05. | 5 | 605.2579 |  | 550.6317 | 0 | 0 | 54.6261 | 0
27.05. | 6 | 578.6412 |  | 524.0151 | 0 | 0 | 54.6261 | 0
27.05. | 7 | 562.0058 |  | 507.3797 | 0 | 0 | 54.6261 | 0
27.05. | 8 | 555.3517 |  | 500.7255 | 0 | 0 | 54.6261 | 0
27.05. | 9 | 545.3704 |  | 490.7443 | 0 | 0 | 54.6261 | 0
27.05. | 10 | 542.0433 |  | 487.4172 | 0 | 0 | 54.6261 | 0
27.05. | 11 | 535.3892 |  | 480.7631 | 0 | 0 | 54.6261 | 0
27.05. | 12 | 533.7256 |  | 479.0995 | 0 | 0 | 54.6261 | 0
27.05. | 13 | 532.0621 |  | 477.436 | 0 | 0 | 54.6261 | 0
27.05. | 14 | 530.3986 |  | 475.7724 | 0 | 0 | 54.6261 | 0
27.05. | 15 | 528.735 |  | 474.1089 | 0 | 0 | 54.6261 | 0
27.05. | 16 | 528.735 |  | 474.1089 | 0 | 0 | 54.6261 | 0
27.05. | 17 | 528.735 |  | 474.1089 | 0 | 0 | 54.6261 | 0
27.05. | 18 | 532.0621 |  | 477.436 | 0 | 0 | 54.6261 | 0
27.05. | 19 | 537.0527 |  | 482.4266 | 0 | 0 | 54.6261 | 0
27.05. | 20 | 547.034 |  | 492.4078 | 0 | 0 | 54.6261 | 0
27.05. | 21 | 573.6506 |  | 519.0245 | 0 | 0 | 54.6261 | 0
27.05. | 22 | 591.9495 |  | 537.3234 | 0 | 0 | 54.6261 | 0
27.05. | 23 | 613.5756 |  | 558.9494 | 0 | 0 | 54.6261 | 0
27.05. | 24 | 615.2391 |  | 560.613 | 0 | 0 | 54.6261 | 0
28.05. | 1 | 618.5662 |  | 563.9401 | 0 | 0 | 54.6261 | 0
28.05. | 2 | 623.5568 |  | 568.9307 | 0 | 0 | 54.6261 | 0
28.05. | 3 | 636.8651 |  | 582.239 | 0 | 0 | 54.6261 | 0
28.05. | 4 | 633.538 |  | 578.9119 | 0 | 0 | 54.6261 | 0
28.05. | 5 | 615.2391 |  | 560.613 | 0 | 0 | 54.6261 | 0
28.05. | 6 | 571.9871 |  | 517.3609 | 0 | 0 | 54.6261 | 0
28.05. | 7 | 548.6975 |  | 494.0714 | 0 | 0 | 54.6261 | 0
28.05. | 8 | 540.3798 |  | 485.7537 | 0 | 0 | 54.6261 | 0
28.05. | 9 | 532.0621 |  | 477.436 | 0 | 0 | 54.6261 | 0
28.05. | 10 | 528.735 |  | 474.1089 | 0 | 0 | 54.6261 | 0
28.05. | 11 | 523.7444 |  | 469.1183 | 0 | 0 | 54.6261 | 0
28.05. | 12 | 520.4173 |  | 465.7912 | 0 | 0 | 54.6261 | 0
28.05. | 13 | 518.7538 |  | 464.1277 | 0 | 0 | 54.6261 | 0
28.05. | 14 | 517.0902 |  | 462.4641 | 0 | 0 | 54.6261 | 0
28.05. | 15 | 517.0902 |  | 462.4641 | 0 | 0 | 54.6261 | 0
28.05. | 16 | 517.0902 |  | 462.4641 | 0 | 0 | 54.6261 | 0
28.05. | 17 | 518.7538 |  | 464.1277 | 0 | 0 | 54.6261 | 0
28.05. | 18 | 522.0809 |  | 467.4547 | 0 | 0 | 54.6261 | 0
28.05. | 19 | 527.0715 |  | 472.4454 | 0 | 0 | 54.6261 | 0
28.05. | 20 | 530.3986 |  | 475.7724 | 0 | 0 | 54.6261 | 0
28.05. | 21 | 538.7162 |  | 484.0901 | 0 | 0 | 54.6261 | 0
28.05. | 22 | 543.7069 |  | 489.0808 | 0 | 0 | 54.6261 | 0
28.05. | 23 | 553.6881 |  | 499.062 | 0 | 0 | 54.6261 | 0
28.05. | 24 | 555.3517 |  | 500.7255 | 0 | 0 | 54.6261 | 0
29.05. | 1 | 555.3517 |  | 500.7255 | 0 | 0 | 54.6261 | 0
29.05. | 2 | 555.3517 |  | 500.7255 | 0 | 0 | 54.6261 | 0
29.05. | 3 | 558.6787 |  | 504.0526 | 0 | 0 | 54.6261 | 0
29.05. | 4 | 558.6787 |  | 504.0526 | 0 | 0 | 54.6261 | 0
29.05. | 5 | 558.6787 |  | 504.0526 | 0 | 0 | 54.6261 | 0
29.05. | 6 | 550.361 |  | 495.7349 | 0 | 0 | 54.6261 | 0
29.05. | 7 | 547.034 |  | 492.4078 | 0 | 0 | 54.6261 | 0
29.05. | 8 | 543.7069 |  | 489.0808 | 0 | 0 | 54.6261 | 0
29.05. | 9 | 535.3892 |  | 480.7631 | 0 | 0 | 54.6261 | 0
29.05. | 10 | 532.0621 |  | 477.436 | 0 | 0 | 54.6261 | 0
29.05. | 11 | 525.4079 |  | 470.7818 | 0 | 0 | 54.6261 | 0
29.05. | 12 | 522.0809 |  | 467.4547 | 0 | 0 | 54.6261 | 0
29.05. | 13 | 518.7538 |  | 464.1277 | 0 | 0 | 54.6261 | 0
29.05. | 14 | 517.0902 |  | 462.4641 | 0 | 0 | 54.6261 | 0
29.05. | 15 | 515.4267 |  | 460.8006 | 0 | 0 | 54.6261 | 0
29.05. | 16 | 513.7632 |  | 459.137 | 0 | 0 | 54.6261 | 0
29.05. | 17 | 513.7632 |  | 459.137 | 0 | 0 | 54.6261 | 0
29.05. | 18 | 517.0902 |  | 462.4641 | 0 | 0 | 54.6261 | 0
29.05. | 19 | 520.4173 |  | 465.7912 | 0 | 0 | 54.6261 | 0
29.05. | 20 | 523.7444 |  | 469.1183 | 0 | 0 | 54.6261 | 0
29.05. | 21 | 528.735 |  | 474.1089 | 0 | 0 | 54.6261 | 0
29.05. | 22 | 532.0621 |  | 477.436 | 0 | 0 | 54.6261 | 0
29.05. | 23 | 537.0527 |  | 482.4266 | 0 | 0 | 54.6261 | 0
29.05. | 24 | 537.0527 |  | 482.4266 | 0 | 0 | 54.6261 | 0
30.05. | 1 | 538.7162 |  | 484.0901 | 0 | 0 | 54.6261 | 0
30.05. | 2 | 540.3798 |  | 485.7537 | 0 | 0 | 54.6261 | 0
30.05. | 3 | 543.7069 |  | 489.0808 | 0 | 0 | 54.6261 | 0
30.05. | 4 | 543.7069 |  | 489.0808 | 0 | 0 | 54.6261 | 0
30.05. | 5 | 540.3798 |  | 485.7537 | 0 | 0 | 54.6261 | 0
30.05. | 6 | 532.0621 |  | 477.436 | 0 | 0 | 54.6261 | 0
30.05. | 7 | 525.4079 |  | 470.7818 | 0 | 0 | 54.6261 | 0
30.05. | 8 | 518.7538 |  | 464.1277 | 0 | 0 | 54.6261 | 0
30.05. | 9 | 512.0996 |  | 457.4735 | 0 | 0 | 54.6261 | 0
30.05. | 10 | 518.7538 |  | 464.1277 | 0 | 0 | 54.6261 | 0
30.05. | 11 | 528.735 |  | 474.1089 | 0 | 0 | 54.6261 | 0
30.05. | 12 | 528.735 |  | 474.1089 | 0 | 0 | 54.6261 | 0
30.05. | 13 | 528.735 |  | 474.1089 | 0 | 0 | 54.6261 | 0
30.05. | 14 | 528.735 |  | 474.1089 | 0 | 0 | 54.6261 | 0
30.05. | 15 | 528.735 |  | 474.1089 | 0 | 0 | 54.6261 | 0
30.05. | 16 | 528.735 |  | 474.1089 | 0 | 0 | 54.6261 | 0
30.05. | 17 | 528.735 |  | 474.1089 | 0 | 0 | 54.6261 | 0
30.05. | 18 | 517.0902 |  | 462.4641 | 0 | 0 | 54.6261 | 0
30.05. | 19 | 512.0996 |  | 457.4735 | 0 | 0 | 54.6261 | 0
30.05. | 20 | 513.7632 |  | 459.137 | 0 | 0 | 54.6261 | 0
30.05. | 21 | 520.4173 |  | 465.7912 | 0 | 0 | 54.6261 | 0
30.05. | 22 | 523.7444 |  | 469.1183 | 0 | 0 | 54.6261 | 0
30.05. | 23 | 528.735 |  | 474.1089 | 0 | 0 | 54.6261 | 0
30.05. | 24 | 530.3986 |  | 475.7724 | 0 | 0 | 54.6261 | 0
31.05. | 1 | 530.3986 |  | 475.7724 | 0 | 0 | 54.6261 | 0
31.05. | 2 | 532.0621 |  | 477.436 | 0 | 0 | 54.6261 | 0
31.05. | 3 | 533.7256 |  | 479.0995 | 0 | 0 | 54.6261 | 0
31.05. | 4 | 535.3892 |  | 480.7631 | 0 | 0 | 54.6261 | 0
31.05. | 5 | 535.3892 |  | 480.7631 | 0 | 0 | 54.6261 | 0
31.05. | 6 | 530.3986 |  | 475.7724 | 0 | 0 | 54.6261 | 0
31.05. | 7 | 528.735 |  | 474.1089 | 0 | 0 | 54.6261 | 0
31.05. | 8 | 527.0715 |  | 472.4454 | 0 | 0 | 54.6261 | 0
31.05. | 9 | 522.0809 |  | 467.4547 | 0 | 0 | 54.6261 | 0
31.05. | 10 | 520.4173 |  | 465.7912 | 0 | 0 | 54.6261 | 0
31.05. | 11 | 517.0902 |  | 462.4641 | 0 | 0 | 54.6261 | 0
31.05. | 12 | 517.0902 |  | 462.4641 | 0 | 0 | 54.6261 | 0
31.05. | 13 | 517.0902 |  | 462.4641 | 0 | 0 | 54.6261 | 0
31.05. | 14 | 517.0902 |  | 462.4641 | 0 | 0 | 54.6261 | 0
31.05. | 15 | 518.7538 |  | 464.1277 | 0 | 0 | 54.6261 | 0
31.05. | 16 | 518.7538 |  | 464.1277 | 0 | 0 | 54.6261 | 0
31.05. | 17 | 520.4173 |  | 465.7912 | 0 | 0 | 54.6261 | 0
31.05. | 18 | 522.0809 |  | 467.4547 | 0 | 0 | 54.6261 | 0
31.05. | 19 | 523.7444 |  | 469.1183 | 0 | 0 | 54.6261 | 0
31.05. | 20 | 525.4079 |  | 470.7818 | 0 | 0 | 54.6261 | 0
31.05. | 21 | 530.3986 |  | 475.7724 | 0 | 0 | 54.6261 | 0
31.05. | 22 | 532.0621 |  | 477.436 | 0 | 0 | 54.6261 | 0
31.05. | 23 | 537.0527 |  | 482.4266 | 0 | 0 | 54.6261 | 0
31.05. | 24 | 538.7162 |  | 484.0901 | 0 | 0 | 54.6261 | 0
01.06. | 1 | 462.3227 |  | 412.5579 | 0 | 0 | 49.7648 | 0
01.06. | 2 | 462.3227 |  | 412.5579 | 0 | 0 | 49.7648 | 0
01.06. | 3 | 462.3227 |  | 412.5579 | 0 | 0 | 49.7648 | 0
01.06. | 4 | 462.3227 |  | 412.5579 | 0 | 0 | 49.7648 | 0
01.06. | 5 | 462.3227 |  | 412.5579 | 0 | 0 | 49.7648 | 0
01.06. | 6 | 462.3227 |  | 412.5579 | 0 | 0 | 49.7648 | 0
01.06. | 7 | 462.3227 |  | 412.5579 | 0 | 0 | 49.7648 | 0
01.06. | 8 | 462.3227 |  | 412.5579 | 0 | 0 | 49.7648 | 0
01.06. | 9 | 460.6592 |  | 410.8944 | 0 | 0 | 49.7648 | 0
01.06. | 10 | 458.9956 |  | 409.2308 | 0 | 0 | 49.7648 | 0
01.06. | 11 | 458.9956 |  | 409.2308 | 0 | 0 | 49.7648 | 0
01.06. | 12 | 458.9956 |  | 409.2308 | 0 | 0 | 49.7648 | 0
01.06. | 13 | 458.9956 |  | 409.2308 | 0 | 0 | 49.7648 | 0
01.06. | 14 | 458.9956 |  | 409.2308 | 0 | 0 | 49.7648 | 0
01.06. | 15 | 458.9956 |  | 409.2308 | 0 | 0 | 49.7648 | 0
01.06. | 16 | 460.6592 |  | 410.8944 | 0 | 0 | 49.7648 | 0
01.06. | 17 | 460.6592 |  | 410.8944 | 0 | 0 | 49.7648 | 0
01.06. | 18 | 460.6592 |  | 410.8944 | 0 | 0 | 49.7648 | 0
01.06. | 19 | 462.3227 |  | 412.5579 | 0 | 0 | 49.7648 | 0
01.06. | 20 | 462.3227 |  | 412.5579 | 0 | 0 | 49.7648 | 0
01.06. | 21 | 463.9862 |  | 414.2215 | 0 | 0 | 49.7648 | 0
01.06. | 22 | 463.9862 |  | 414.2215 | 0 | 0 | 49.7648 | 0
01.06. | 23 | 465.6498 |  | 415.885 | 0 | 0 | 49.7648 | 0
01.06. | 24 | 465.6498 |  | 415.885 | 0 | 0 | 49.7648 | 0
02.06. | 1 | 467.3133 |  | 417.5485 | 0 | 0 | 49.7648 | 0
02.06. | 2 | 467.3133 |  | 417.5485 | 0 | 0 | 49.7648 | 0
02.06. | 3 | 467.3133 |  | 417.5485 | 0 | 0 | 49.7648 | 0
02.06. | 4 | 467.3133 |  | 417.5485 | 0 | 0 | 49.7648 | 0
02.06. | 5 | 467.3133 |  | 417.5485 | 0 | 0 | 49.7648 | 0
02.06. | 6 | 463.9862 |  | 414.2215 | 0 | 0 | 49.7648 | 0
02.06. | 7 | 463.9862 |  | 414.2215 | 0 | 0 | 49.7648 | 0
02.06. | 8 | 462.3227 |  | 412.5579 | 0 | 0 | 49.7648 | 0
02.06. | 9 | 460.6592 |  | 410.8944 | 0 | 0 | 49.7648 | 0
02.06. | 10 | 460.6592 |  | 410.8944 | 0 | 0 | 49.7648 | 0
02.06. | 11 | 458.9956 |  | 409.2308 | 0 | 0 | 49.7648 | 0
02.06. | 12 | 458.9956 |  | 409.2308 | 0 | 0 | 49.7648 | 0
02.06. | 13 | 458.9956 |  | 409.2308 | 0 | 0 | 49.7648 | 0
02.06. | 14 | 458.9956 |  | 409.2308 | 0 | 0 | 49.7648 | 0
02.06. | 15 | 458.9956 |  | 409.2308 | 0 | 0 | 49.7648 | 0
02.06. | 16 | 458.9956 |  | 409.2308 | 0 | 0 | 49.7648 | 0
02.06. | 17 | 460.6592 |  | 410.8944 | 0 | 0 | 49.7648 | 0
02.06. | 18 | 460.6592 |  | 410.8944 | 0 | 0 | 49.7648 | 0
02.06. | 19 | 462.3227 |  | 412.5579 | 0 | 0 | 49.7648 | 0
02.06. | 20 | 462.3227 |  | 412.5579 | 0 | 0 | 49.7648 | 0
02.06. | 21 | 462.3227 |  | 412.5579 | 0 | 0 | 49.7648 | 0
02.06. | 22 | 463.9862 |  | 414.2215 | 0 | 0 | 49.7648 | 0
02.06. | 23 | 463.9862 |  | 414.2215 | 0 | 0 | 49.7648 | 0
02.06. | 24 | 463.9862 |  | 414.2215 | 0 | 0 | 49.7648 | 0
03.06. | 1 | 463.9862 |  | 414.2215 | 0 | 0 | 49.7648 | 0
03.06. | 2 | 463.9862 |  | 414.2215 | 0 | 0 | 49.7648 | 0
03.06. | 3 | 463.9862 |  | 414.2215 | 0 | 0 | 49.7648 | 0
03.06. | 4 | 463.9862 |  | 414.2215 | 0 | 0 | 49.7648 | 0
03.06. | 5 | 463.9862 |  | 414.2215 | 0 | 0 | 49.7648 | 0
03.06. | 6 | 462.3227 |  | 412.5579 | 0 | 0 | 49.7648 | 0
03.06. | 7 | 462.3227 |  | 412.5579 | 0 | 0 | 49.7648 | 0
03.06. | 8 | 462.3227 |  | 412.5579 | 0 | 0 | 49.7648 | 0
03.06. | 9 | 460.6592 |  | 410.8944 | 0 | 0 | 49.7648 | 0
03.06. | 10 | 458.9956 |  | 409.2308 | 0 | 0 | 49.7648 | 0
03.06. | 11 | 457.3321 |  | 407.5673 | 0 | 0 | 49.7648 | 0
03.06. | 12 | 457.3321 |  | 407.5673 | 0 | 0 | 49.7648 | 0
03.06. | 13 | 457.3321 |  | 407.5673 | 0 | 0 | 49.7648 | 0
03.06. | 14 | 455.6685 |  | 405.9038 | 0 | 0 | 49.7648 | 0
03.06. | 15 | 455.6685 |  | 405.9038 | 0 | 0 | 49.7648 | 0
03.06. | 16 | 455.6685 |  | 405.9038 | 0 | 0 | 49.7648 | 0
03.06. | 17 | 457.3321 |  | 407.5673 | 0 | 0 | 49.7648 | 0
03.06. | 18 | 457.3321 |  | 407.5673 | 0 | 0 | 49.7648 | 0
03.06. | 19 | 458.9956 |  | 409.2308 | 0 | 0 | 49.7648 | 0
03.06. | 20 | 460.6592 |  | 410.8944 | 0 | 0 | 49.7648 | 0
03.06. | 21 | 462.3227 |  | 412.5579 | 0 | 0 | 49.7648 | 0
03.06. | 22 | 462.3227 |  | 412.5579 | 0 | 0 | 49.7648 | 0
03.06. | 23 | 463.9862 |  | 414.2215 | 0 | 0 | 49.7648 | 0
03.06. | 24 | 465.6498 |  | 415.885 | 0 | 0 | 49.7648 | 0
04.06. | 1 | 465.6498 |  | 415.885 | 0 | 0 | 49.7648 | 0
04.06. | 2 | 465.6498 |  | 415.885 | 0 | 0 | 49.7648 | 0
04.06. | 3 | 467.3133 |  | 417.5485 | 0 | 0 | 49.7648 | 0
04.06. | 4 | 465.6498 |  | 415.885 | 0 | 0 | 49.7648 | 0
04.06. | 5 | 465.6498 |  | 415.885 | 0 | 0 | 49.7648 | 0
04.06. | 6 | 463.9862 |  | 414.2215 | 0 | 0 | 49.7648 | 0
04.06. | 7 | 463.9862 |  | 414.2215 | 0 | 0 | 49.7648 | 0
04.06. | 8 | 463.9862 |  | 414.2215 | 0 | 0 | 49.7648 | 0
04.06. | 9 | 462.3227 |  | 412.5579 | 0 | 0 | 49.7648 | 0
04.06. | 10 | 462.3227 |  | 412.5579 | 0 | 0 | 49.7648 | 0
04.06. | 11 | 460.6592 |  | 410.8944 | 0 | 0 | 49.7648 | 0
04.06. | 12 | 460.6592 |  | 410.8944 | 0 | 0 | 49.7648 | 0
04.06. | 13 | 460.6592 |  | 410.8944 | 0 | 0 | 49.7648 | 0
04.06. | 14 | 460.6592 |  | 410.8944 | 0 | 0 | 49.7648 | 0
04.06. | 15 | 460.6592 |  | 410.8944 | 0 | 0 | 49.7648 | 0
04.06. | 16 | 460.6592 |  | 410.8944 | 0 | 0 | 49.7648 | 0
04.06. | 17 | 460.6592 |  | 410.8944 | 0 | 0 | 49.7648 | 0
04.06. | 18 | 462.3227 |  | 412.5579 | 0 | 0 | 49.7648 | 0
04.06. | 19 | 462.3227 |  | 412.5579 | 0 | 0 | 49.7648 | 0
04.06. | 20 | 462.3227 |  | 412.5579 | 0 | 0 | 49.7648 | 0
04.06. | 21 | 463.9862 |  | 414.2215 | 0 | 0 | 49.7648 | 0
04.06. | 22 | 465.6498 |  | 415.885 | 0 | 0 | 49.7648 | 0
04.06. | 23 | 467.3133 |  | 417.5485 | 0 | 0 | 49.7648 | 0
04.06. | 24 | 467.3133 |  | 417.5485 | 0 | 0 | 49.7648 | 0
05.06. | 1 | 467.3133 |  | 417.5485 | 0 | 0 | 49.7648 | 0
05.06. | 2 | 467.3133 |  | 417.5485 | 0 | 0 | 49.7648 | 0
05.06. | 3 | 467.3133 |  | 417.5485 | 0 | 0 | 49.7648 | 0
05.06. | 4 | 467.3133 |  | 417.5485 | 0 | 0 | 49.7648 | 0
05.06. | 5 | 467.3133 |  | 417.5485 | 0 | 0 | 49.7648 | 0
05.06. | 6 | 467.3133 |  | 417.5485 | 0 | 0 | 49.7648 | 0
05.06. | 7 | 465.6498 |  | 415.885 | 0 | 0 | 49.7648 | 0
05.06. | 8 | 465.6498 |  | 415.885 | 0 | 0 | 49.7648 | 0
05.06. | 9 | 463.9862 |  | 414.2215 | 0 | 0 | 49.7648 | 0
05.06. | 10 | 463.9862 |  | 414.2215 | 0 | 0 | 49.7648 | 0
05.06. | 11 | 462.3227 |  | 412.5579 | 0 | 0 | 49.7648 | 0
05.06. | 12 | 462.3227 |  | 412.5579 | 0 | 0 | 49.7648 | 0
05.06. | 13 | 462.3227 |  | 412.5579 | 0 | 0 | 49.7648 | 0
05.06. | 14 | 460.6592 |  | 410.8944 | 0 | 0 | 49.7648 | 0
05.06. | 15 | 460.6592 |  | 410.8944 | 0 | 0 | 49.7648 | 0
05.06. | 16 | 460.6592 |  | 410.8944 | 0 | 0 | 49.7648 | 0
05.06. | 17 | 460.6592 |  | 410.8944 | 0 | 0 | 49.7648 | 0
05.06. | 18 | 462.3227 |  | 412.5579 | 0 | 0 | 49.7648 | 0
05.06. | 19 | 462.3227 |  | 412.5579 | 0 | 0 | 49.7648 | 0
05.06. | 20 | 463.9862 |  | 414.2215 | 0 | 0 | 49.7648 | 0
05.06. | 21 | 465.6498 |  | 415.885 | 0 | 0 | 49.7648 | 0
05.06. | 22 | 467.3133 |  | 417.5485 | 0 | 0 | 49.7648 | 0
05.06. | 23 | 467.3133 |  | 417.5485 | 0 | 0 | 49.7648 | 0
05.06. | 24 | 467.3133 |  | 417.5485 | 0 | 0 | 49.7648 | 0
06.06. | 1 | 467.3133 |  | 417.5485 | 0 | 0 | 49.7648 | 0
06.06. | 2 | 467.3133 |  | 417.5485 | 0 | 0 | 49.7648 | 0
06.06. | 3 | 467.3133 |  | 417.5485 | 0 | 0 | 49.7648 | 0
06.06. | 4 | 467.3133 |  | 417.5485 | 0 | 0 | 49.7648 | 0
06.06. | 5 | 467.3133 |  | 417.5485 | 0 | 0 | 49.7648 | 0
06.06. | 6 | 467.3133 |  | 417.5485 | 0 | 0 | 49.7648 | 0
06.06. | 7 | 465.6498 |  | 415.885 | 0 | 0 | 49.7648 | 0
06.06. | 8 | 463.9862 |  | 414.2215 | 0 | 0 | 49.7648 | 0
06.06. | 9 | 462.3227 |  | 412.5579 | 0 | 0 | 49.7648 | 0
06.06. | 10 | 460.6592 |  | 410.8944 | 0 | 0 | 49.7648 | 0
06.06. | 11 | 460.6592 |  | 410.8944 | 0 | 0 | 49.7648 | 0
06.06. | 12 | 458.9956 |  | 409.2308 | 0 | 0 | 49.7648 | 0
06.06. | 13 | 458.9956 |  | 409.2308 | 0 | 0 | 49.7648 | 0
06.06. | 14 | 458.9956 |  | 409.2308 | 0 | 0 | 49.7648 | 0
06.06. | 15 | 458.9956 |  | 409.2308 | 0 | 0 | 49.7648 | 0
06.06. | 16 | 458.9956 |  | 409.2308 | 0 | 0 | 49.7648 | 0
06.06. | 17 | 458.9956 |  | 409.2308 | 0 | 0 | 49.7648 | 0
06.06. | 18 | 460.6592 |  | 410.8944 | 0 | 0 | 49.7648 | 0
06.06. | 19 | 460.6592 |  | 410.8944 | 0 | 0 | 49.7648 | 0
06.06. | 20 | 462.3227 |  | 412.5579 | 0 | 0 | 49.7648 | 0
06.06. | 21 | 465.6498 |  | 415.885 | 0 | 0 | 49.7648 | 0
06.06. | 22 | 467.3133 |  | 417.5485 | 0 | 0 | 49.7648 | 0
06.06. | 23 | 467.3133 |  | 417.5485 | 0 | 0 | 49.7648 | 0
06.06. | 24 | 467.3133 |  | 417.5485 | 0 | 0 | 49.7648 | 0
07.06. | 1 | 467.3133 |  | 417.5485 | 0 | 0 | 49.7648 | 0
07.06. | 2 | 467.3133 |  | 417.5485 | 0 | 0 | 49.7648 | 0
07.06. | 3 | 467.3133 |  | 417.5485 | 0 | 0 | 49.7648 | 0
07.06. | 4 | 467.3133 |  | 417.5485 | 0 | 0 | 49.7648 | 0
07.06. | 5 | 467.3133 |  | 417.5485 | 0 | 0 | 49.7648 | 0
07.06. | 6 | 467.3133 |  | 417.5485 | 0 | 0 | 49.7648 | 0
07.06. | 7 | 463.9862 |  | 414.2215 | 0 | 0 | 49.7648 | 0
07.06. | 8 | 462.3227 |  | 412.5579 | 0 | 0 | 49.7648 | 0
07.06. | 9 | 460.6592 |  | 410.8944 | 0 | 0 | 49.7648 | 0
07.06. | 10 | 458.9956 |  | 409.2308 | 0 | 0 | 49.7648 | 0
07.06. | 11 | 457.3321 |  | 407.5673 | 0 | 0 | 49.7648 | 0
07.06. | 12 | 457.3321 |  | 407.5673 | 0 | 0 | 49.7648 | 0
07.06. | 13 | 455.6685 |  | 405.9038 | 0 | 0 | 49.7648 | 0
07.06. | 14 | 455.6685 |  | 405.9038 | 0 | 0 | 49.7648 | 0
07.06. | 15 | 455.6685 |  | 405.9038 | 0 | 0 | 49.7648 | 0
07.06. | 16 | 455.6685 |  | 405.9038 | 0 | 0 | 49.7648 | 0
07.06. | 17 | 455.6685 |  | 405.9038 | 0 | 0 | 49.7648 | 0
07.06. | 18 | 455.6685 |  | 405.9038 | 0 | 0 | 49.7648 | 0
07.06. | 19 | 457.3321 |  | 407.5673 | 0 | 0 | 49.7648 | 0
07.06. | 20 | 457.3321 |  | 407.5673 | 0 | 0 | 49.7648 | 0
07.06. | 21 | 460.6592 |  | 410.8944 | 0 | 0 | 49.7648 | 0
07.06. | 22 | 462.3227 |  | 412.5579 | 0 | 0 | 49.7648 | 0
07.06. | 23 | 463.9862 |  | 414.2215 | 0 | 0 | 49.7648 | 0
07.06. | 24 | 465.6498 |  | 415.885 | 0 | 0 | 49.7648 | 0
08.06. | 1 | 465.6498 |  | 415.885 | 0 | 0 | 49.7648 | 0
08.06. | 2 | 465.6498 |  | 415.885 | 0 | 0 | 49.7648 | 0
08.06. | 3 | 467.3133 |  | 417.5485 | 0 | 0 | 49.7648 | 0
08.06. | 4 | 467.3133 |  | 417.5485 | 0 | 0 | 49.7648 | 0
08.06. | 5 | 465.6498 |  | 415.885 | 0 | 0 | 49.7648 | 0
08.06. | 6 | 460.6592 |  | 410.8944 | 0 | 0 | 49.7648 | 0
08.06. | 7 | 458.9956 |  | 409.2308 | 0 | 0 | 49.7648 | 0
08.06. | 8 | 457.3321 |  | 407.5673 | 0 | 0 | 49.7648 | 0
08.06. | 9 | 455.6685 |  | 405.9038 | 0 | 0 | 49.7648 | 0
08.06. | 10 | 457.3321 |  | 407.5673 | 0 | 0 | 49.7648 | 0
08.06. | 11 | 460.6592 |  | 410.8944 | 0 | 0 | 49.7648 | 0
08.06. | 12 | 460.6592 |  | 410.8944 | 0 | 0 | 49.7648 | 0
08.06. | 13 | 462.3227 |  | 412.5579 | 0 | 0 | 49.7648 | 0
08.06. | 14 | 462.3227 |  | 412.5579 | 0 | 0 | 49.7648 | 0
08.06. | 15 | 462.3227 |  | 412.5579 | 0 | 0 | 49.7648 | 0
08.06. | 16 | 460.6592 |  | 410.8944 | 0 | 0 | 49.7648 | 0
08.06. | 17 | 458.9956 |  | 409.2308 | 0 | 0 | 49.7648 | 0
08.06. | 18 | 457.3321 |  | 407.5673 | 0 | 0 | 49.7648 | 0
08.06. | 19 | 455.6685 |  | 405.9038 | 0 | 0 | 49.7648 | 0
08.06. | 20 | 455.6685 |  | 405.9038 | 0 | 0 | 49.7648 | 0
08.06. | 21 | 457.3321 |  | 407.5673 | 0 | 0 | 49.7648 | 0
08.06. | 22 | 457.3321 |  | 407.5673 | 0 | 0 | 49.7648 | 0
08.06. | 23 | 458.9956 |  | 409.2308 | 0 | 0 | 49.7648 | 0
08.06. | 24 | 458.9956 |  | 409.2308 | 0 | 0 | 49.7648 | 0
09.06. | 1 | 458.9956 |  | 409.2308 | 0 | 0 | 49.7648 | 0
09.06. | 2 | 460.6592 |  | 410.8944 | 0 | 0 | 49.7648 | 0
09.06. | 3 | 460.6592 |  | 410.8944 | 0 | 0 | 49.7648 | 0
09.06. | 4 | 460.6592 |  | 410.8944 | 0 | 0 | 49.7648 | 0
09.06. | 5 | 460.6592 |  | 410.8944 | 0 | 0 | 49.7648 | 0
09.06. | 6 | 457.3321 |  | 407.5673 | 0 | 0 | 49.7648 | 0
09.06. | 7 | 457.3321 |  | 407.5673 | 0 | 0 | 49.7648 | 0
09.06. | 8 | 455.6685 |  | 405.9038 | 0 | 0 | 49.7648 | 0
09.06. | 9 | 455.6685 |  | 405.9038 | 0 | 0 | 49.7648 | 0
09.06. | 10 | 455.6685 |  | 405.9038 | 0 | 0 | 49.7648 | 0
09.06. | 11 | 457.3321 |  | 407.5673 | 0 | 0 | 49.7648 | 0
09.06. | 12 | 458.9956 |  | 409.2308 | 0 | 0 | 49.7648 | 0
09.06. | 13 | 458.9956 |  | 409.2308 | 0 | 0 | 49.7648 | 0
09.06. | 14 | 458.9956 |  | 409.2308 | 0 | 0 | 49.7648 | 0
09.06. | 15 | 457.3321 |  | 407.5673 | 0 | 0 | 49.7648 | 0
09.06. | 16 | 457.3321 |  | 407.5673 | 0 | 0 | 49.7648 | 0
09.06. | 17 | 457.3321 |  | 407.5673 | 0 | 0 | 49.7648 | 0
09.06. | 18 | 455.6685 |  | 405.9038 | 0 | 0 | 49.7648 | 0
09.06. | 19 | 455.6685 |  | 405.9038 | 0 | 0 | 49.7648 | 0
09.06. | 20 | 455.6685 |  | 405.9038 | 0 | 0 | 49.7648 | 0
09.06. | 21 | 457.3321 |  | 407.5673 | 0 | 0 | 49.7648 | 0
09.06. | 22 | 457.3321 |  | 407.5673 | 0 | 0 | 49.7648 | 0
09.06. | 23 | 458.9956 |  | 409.2308 | 0 | 0 | 49.7648 | 0
09.06. | 24 | 460.6592 |  | 410.8944 | 0 | 0 | 49.7648 | 0
10.06. | 1 | 460.6592 |  | 410.8944 | 0 | 0 | 49.7648 | 0
10.06. | 2 | 460.6592 |  | 410.8944 | 0 | 0 | 49.7648 | 0
10.06. | 3 | 460.6592 |  | 410.8944 | 0 | 0 | 49.7648 | 0
10.06. | 4 | 460.6592 |  | 410.8944 | 0 | 0 | 49.7648 | 0
10.06. | 5 | 460.6592 |  | 410.8944 | 0 | 0 | 49.7648 | 0
10.06. | 6 | 458.9956 |  | 409.2308 | 0 | 0 | 49.7648 | 0
10.06. | 7 | 458.9956 |  | 409.2308 | 0 | 0 | 49.7648 | 0
10.06. | 8 | 458.9956 |  | 409.2308 | 0 | 0 | 49.7648 | 0
10.06. | 9 | 457.3321 |  | 407.5673 | 0 | 0 | 49.7648 | 0
10.06. | 10 | 457.3321 |  | 407.5673 | 0 | 0 | 49.7648 | 0
10.06. | 11 | 455.6685 |  | 405.9038 | 0 | 0 | 49.7648 | 0
10.06. | 12 | 455.6685 |  | 405.9038 | 0 | 0 | 49.7648 | 0
10.06. | 13 | 455.6685 |  | 405.9038 | 0 | 0 | 49.7648 | 0
10.06. | 14 | 455.6685 |  | 405.9038 | 0 | 0 | 49.7648 | 0
10.06. | 15 | 455.6685 |  | 405.9038 | 0 | 0 | 49.7648 | 0
10.06. | 16 | 455.6685 |  | 405.9038 | 0 | 0 | 49.7648 | 0
10.06. | 17 | 455.6685 |  | 405.9038 | 0 | 0 | 49.7648 | 0
10.06. | 18 | 457.3321 |  | 407.5673 | 0 | 0 | 49.7648 | 0
10.06. | 19 | 457.3321 |  | 407.5673 | 0 | 0 | 49.7648 | 0
10.06. | 20 | 457.3321 |  | 407.5673 | 0 | 0 | 49.7648 | 0
10.06. | 21 | 458.9956 |  | 409.2308 | 0 | 0 | 49.7648 | 0
10.06. | 22 | 458.9956 |  | 409.2308 | 0 | 0 | 49.7648 | 0
10.06. | 23 | 460.6592 |  | 410.8944 | 0 | 0 | 49.7648 | 0
10.06. | 24 | 460.6592 |  | 410.8944 | 0 | 0 | 49.7648 | 0
11.06. | 1 | 460.6592 |  | 410.8944 | 0 | 0 | 49.7648 | 0
11.06. | 2 | 460.6592 |  | 410.8944 | 0 | 0 | 49.7648 | 0
11.06. | 3 | 462.3227 |  | 412.5579 | 0 | 0 | 49.7648 | 0
11.06. | 4 | 462.3227 |  | 412.5579 | 0 | 0 | 49.7648 | 0
11.06. | 5 | 462.3227 |  | 412.5579 | 0 | 0 | 49.7648 | 0
11.06. | 6 | 462.3227 |  | 412.5579 | 0 | 0 | 49.7648 | 0
11.06. | 7 | 460.6592 |  | 410.8944 | 0 | 0 | 49.7648 | 0
11.06. | 8 | 460.6592 |  | 410.8944 | 0 | 0 | 49.7648 | 0
11.06. | 9 | 458.9956 |  | 409.2308 | 0 | 0 | 49.7648 | 0
11.06. | 10 | 458.9956 |  | 409.2308 | 0 | 0 | 49.7648 | 0
11.06. | 11 | 457.3321 |  | 407.5673 | 0 | 0 | 49.7648 | 0
11.06. | 12 | 457.3321 |  | 407.5673 | 0 | 0 | 49.7648 | 0
11.06. | 13 | 457.3321 |  | 407.5673 | 0 | 0 | 49.7648 | 0
11.06. | 14 | 457.3321 |  | 407.5673 | 0 | 0 | 49.7648 | 0
11.06. | 15 | 457.3321 |  | 407.5673 | 0 | 0 | 49.7648 | 0
11.06. | 16 | 457.3321 |  | 407.5673 | 0 | 0 | 49.7648 | 0
11.06. | 17 | 457.3321 |  | 407.5673 | 0 | 0 | 49.7648 | 0
11.06. | 18 | 458.9956 |  | 409.2308 | 0 | 0 | 49.7648 | 0
11.06. | 19 | 458.9956 |  | 409.2308 | 0 | 0 | 49.7648 | 0
11.06. | 20 | 458.9956 |  | 409.2308 | 0 | 0 | 49.7648 | 0
11.06. | 21 | 460.6592 |  | 410.8944 | 0 | 0 | 49.7648 | 0
11.06. | 22 | 460.6592 |  | 410.8944 | 0 | 0 | 49.7648 | 0
11.06. | 23 | 462.3227 |  | 412.5579 | 0 | 0 | 49.7648 | 0
11.06. | 24 | 462.3227 |  | 412.5579 | 0 | 0 | 49.7648 | 0
12.06. | 1 | 463.9862 |  | 414.2215 | 0 | 0 | 49.7648 | 0
12.06. | 2 | 463.9862 |  | 414.2215 | 0 | 0 | 49.7648 | 0
12.06. | 3 | 465.6498 |  | 415.885 | 0 | 0 | 49.7648 | 0
12.06. | 4 | 465.6498 |  | 415.885 | 0 | 0 | 49.7648 | 0
12.06. | 5 | 465.6498 |  | 415.885 | 0 | 0 | 49.7648 | 0
12.06. | 6 | 462.3227 |  | 412.5579 | 0 | 0 | 49.7648 | 0
12.06. | 7 | 460.6592 |  | 410.8944 | 0 | 0 | 49.7648 | 0
12.06. | 8 | 460.6592 |  | 410.8944 | 0 | 0 | 49.7648 | 0
12.06. | 9 | 458.9956 |  | 409.2308 | 0 | 0 | 49.7648 | 0
12.06. | 10 | 457.3321 |  | 407.5673 | 0 | 0 | 49.7648 | 0
12.06. | 11 | 455.6685 |  | 405.9038 | 0 | 0 | 49.7648 | 0
12.06. | 12 | 455.6685 |  | 405.9038 | 0 | 0 | 49.7648 | 0
12.06. | 13 | 455.6685 |  | 405.9038 | 0 | 0 | 49.7648 | 0
12.06. | 14 | 455.6685 |  | 405.9038 | 0 | 0 | 49.7648 | 0
12.06. | 15 | 455.6685 |  | 405.9038 | 0 | 0 | 49.7648 | 0
12.06. | 16 | 455.6685 |  | 405.9038 | 0 | 0 | 49.7648 | 0
12.06. | 17 | 455.6685 |  | 405.9038 | 0 | 0 | 49.7648 | 0
12.06. | 18 | 455.6685 |  | 405.9038 | 0 | 0 | 49.7648 | 0
12.06. | 19 | 457.3321 |  | 407.5673 | 0 | 0 | 49.7648 | 0
12.06. | 20 | 457.3321 |  | 407.5673 | 0 | 0 | 49.7648 | 0
12.06. | 21 | 458.9956 |  | 409.2308 | 0 | 0 | 49.7648 | 0
12.06. | 22 | 460.6592 |  | 410.8944 | 0 | 0 | 49.7648 | 0
12.06. | 23 | 460.6592 |  | 410.8944 | 0 | 0 | 49.7648 | 0
12.06. | 24 | 462.3227 |  | 412.5579 | 0 | 0 | 49.7648 | 0
13.06. | 1 | 462.3227 |  | 412.5579 | 0 | 0 | 49.7648 | 0
13.06. | 2 | 462.3227 |  | 412.5579 | 0 | 0 | 49.7648 | 0
13.06. | 3 | 462.3227 |  | 412.5579 | 0 | 0 | 49.7648 | 0
13.06. | 4 | 462.3227 |  | 412.5579 | 0 | 0 | 49.7648 | 0
13.06. | 5 | 462.3227 |  | 412.5579 | 0 | 0 | 49.7648 | 0
13.06. | 6 | 460.6592 |  | 410.8944 | 0 | 0 | 49.7648 | 0
13.06. | 7 | 460.6592 |  | 410.8944 | 0 | 0 | 49.7648 | 0
13.06. | 8 | 460.6592 |  | 410.8944 | 0 | 0 | 49.7648 | 0
13.06. | 9 | 458.9956 |  | 409.2308 | 0 | 0 | 49.7648 | 0
13.06. | 10 | 458.9956 |  | 409.2308 | 0 | 0 | 49.7648 | 0
13.06. | 11 | 457.3321 |  | 407.5673 | 0 | 0 | 49.7648 | 0
13.06. | 12 | 457.3321 |  | 407.5673 | 0 | 0 | 49.7648 | 0
13.06. | 13 | 458.9956 |  | 409.2308 | 0 | 0 | 49.7648 | 0
13.06. | 14 | 458.9956 |  | 409.2308 | 0 | 0 | 49.7648 | 0
13.06. | 15 | 458.9956 |  | 409.2308 | 0 | 0 | 49.7648 | 0
13.06. | 16 | 458.9956 |  | 409.2308 | 0 | 0 | 49.7648 | 0
13.06. | 17 | 458.9956 |  | 409.2308 | 0 | 0 | 49.7648 | 0
13.06. | 18 | 460.6592 |  | 410.8944 | 0 | 0 | 49.7648 | 0
13.06. | 19 | 460.6592 |  | 410.8944 | 0 | 0 | 49.7648 | 0
13.06. | 20 | 460.6592 |  | 410.8944 | 0 | 0 | 49.7648 | 0
13.06. | 21 | 462.3227 |  | 412.5579 | 0 | 0 | 49.7648 | 0
13.06. | 22 | 462.3227 |  | 412.5579 | 0 | 0 | 49.7648 | 0
13.06. | 23 | 463.9862 |  | 414.2215 | 0 | 0 | 49.7648 | 0
13.06. | 24 | 465.6498 |  | 415.885 | 0 | 0 | 49.7648 | 0
14.06. | 1 | 465.6498 |  | 415.885 | 0 | 0 | 49.7648 | 0
14.06. | 2 | 465.6498 |  | 415.885 | 0 | 0 | 49.7648 | 0
14.06. | 3 | 467.3133 |  | 417.5485 | 0 | 0 | 49.7648 | 0
14.06. | 4 | 467.3133 |  | 417.5485 | 0 | 0 | 49.7648 | 0
14.06. | 5 | 467.3133 |  | 417.5485 | 0 | 0 | 49.7648 | 0
14.06. | 6 | 465.6498 |  | 415.885 | 0 | 0 | 49.7648 | 0
14.06. | 7 | 463.9862 |  | 414.2215 | 0 | 0 | 49.7648 | 0
14.06. | 8 | 463.9862 |  | 414.2215 | 0 | 0 | 49.7648 | 0
14.06. | 9 | 462.3227 |  | 412.5579 | 0 | 0 | 49.7648 | 0
14.06. | 10 | 462.3227 |  | 412.5579 | 0 | 0 | 49.7648 | 0
14.06. | 11 | 460.6592 |  | 410.8944 | 0 | 0 | 49.7648 | 0
14.06. | 12 | 460.6592 |  | 410.8944 | 0 | 0 | 49.7648 | 0
14.06. | 13 | 460.6592 |  | 410.8944 | 0 | 0 | 49.7648 | 0
14.06. | 14 | 458.9956 |  | 409.2308 | 0 | 0 | 49.7648 | 0
14.06. | 15 | 458.9956 |  | 409.2308 | 0 | 0 | 49.7648 | 0
14.06. | 16 | 458.9956 |  | 409.2308 | 0 | 0 | 49.7648 | 0
14.06. | 17 | 458.9956 |  | 409.2308 | 0 | 0 | 49.7648 | 0
14.06. | 18 | 460.6592 |  | 410.8944 | 0 | 0 | 49.7648 | 0
14.06. | 19 | 462.3227 |  | 412.5579 | 0 | 0 | 49.7648 | 0
14.06. | 20 | 462.3227 |  | 412.5579 | 0 | 0 | 49.7648 | 0
14.06. | 21 | 463.9862 |  | 414.2215 | 0 | 0 | 49.7648 | 0
14.06. | 22 | 463.9862 |  | 414.2215 | 0 | 0 | 49.7648 | 0
14.06. | 23 | 467.3133 |  | 417.5485 | 0 | 0 | 49.7648 | 0
14.06. | 24 | 467.3133 |  | 417.5485 | 0 | 0 | 49.7648 | 0
15.06. | 1 | 467.3133 |  | 417.5485 | 0 | 0 | 49.7648 | 0
15.06. | 2 | 467.3133 |  | 417.5485 | 0 | 0 | 49.7648 | 0
15.06. | 3 | 467.3133 |  | 417.5485 | 0 | 0 | 49.7648 | 0
15.06. | 4 | 467.3133 |  | 417.5485 | 0 | 0 | 49.7648 | 0
15.06. | 5 | 467.3133 |  | 417.5485 | 0 | 0 | 49.7648 | 0
15.06. | 6 | 465.6498 |  | 415.885 | 0 | 0 | 49.7648 | 0
15.06. | 7 | 463.9862 |  | 414.2215 | 0 | 0 | 49.7648 | 0
15.06. | 8 | 463.9862 |  | 414.2215 | 0 | 0 | 49.7648 | 0
15.06. | 9 | 462.3227 |  | 412.5579 | 0 | 0 | 49.7648 | 0
15.06. | 10 | 462.3227 |  | 412.5579 | 0 | 0 | 49.7648 | 0
15.06. | 11 | 460.6592 |  | 410.8944 | 0 | 0 | 49.7648 | 0
15.06. | 12 | 460.6592 |  | 410.8944 | 0 | 0 | 49.7648 | 0
15.06. | 13 | 460.6592 |  | 410.8944 | 0 | 0 | 49.7648 | 0
15.06. | 14 | 458.9956 |  | 409.2308 | 0 | 0 | 49.7648 | 0
15.06. | 15 | 458.9956 |  | 409.2308 | 0 | 0 | 49.7648 | 0
15.06. | 16 | 458.9956 |  | 409.2308 | 0 | 0 | 49.7648 | 0
15.06. | 17 | 460.6592 |  | 410.8944 | 0 | 0 | 49.7648 | 0
15.06. | 18 | 460.6592 |  | 410.8944 | 0 | 0 | 49.7648 | 0
15.06. | 19 | 462.3227 |  | 412.5579 | 0 | 0 | 49.7648 | 0
15.06. | 20 | 462.3227 |  | 412.5579 | 0 | 0 | 49.7648 | 0
15.06. | 21 | 463.9862 |  | 414.2215 | 0 | 0 | 49.7648 | 0
15.06. | 22 | 463.9862 |  | 414.2215 | 0 | 0 | 49.7648 | 0
15.06. | 23 | 465.6498 |  | 415.885 | 0 | 0 | 49.7648 | 0
15.06. | 24 | 465.6498 |  | 415.885 | 0 | 0 | 49.7648 | 0
16.06. | 1 | 465.6498 |  | 415.885 | 0 | 0 | 49.7648 | 0
16.06. | 2 | 465.6498 |  | 415.885 | 0 | 0 | 49.7648 | 0
16.06. | 3 | 465.6498 |  | 415.885 | 0 | 0 | 49.7648 | 0
16.06. | 4 | 465.6498 |  | 415.885 | 0 | 0 | 49.7648 | 0
16.06. | 5 | 467.3133 |  | 417.5485 | 0 | 0 | 49.7648 | 0
16.06. | 6 | 465.6498 |  | 415.885 | 0 | 0 | 49.7648 | 0
16.06. | 7 | 463.9862 |  | 414.2215 | 0 | 0 | 49.7648 | 0
16.06. | 8 | 463.9862 |  | 414.2215 | 0 | 0 | 49.7648 | 0
16.06. | 9 | 462.3227 |  | 412.5579 | 0 | 0 | 49.7648 | 0
16.06. | 10 | 462.3227 |  | 412.5579 | 0 | 0 | 49.7648 | 0
16.06. | 11 | 460.6592 |  | 410.8944 | 0 | 0 | 49.7648 | 0
16.06. | 12 | 460.6592 |  | 410.8944 | 0 | 0 | 49.7648 | 0
16.06. | 13 | 460.6592 |  | 410.8944 | 0 | 0 | 49.7648 | 0
16.06. | 14 | 458.9956 |  | 409.2308 | 0 | 0 | 49.7648 | 0
16.06. | 15 | 458.9956 |  | 409.2308 | 0 | 0 | 49.7648 | 0
16.06. | 16 | 458.9956 |  | 409.2308 | 0 | 0 | 49.7648 | 0
16.06. | 17 | 458.9956 |  | 409.2308 | 0 | 0 | 49.7648 | 0
16.06. | 18 | 458.9956 |  | 409.2308 | 0 | 0 | 49.7648 | 0
16.06. | 19 | 458.9956 |  | 409.2308 | 0 | 0 | 49.7648 | 0
16.06. | 20 | 458.9956 |  | 409.2308 | 0 | 0 | 49.7648 | 0
16.06. | 21 | 458.9956 |  | 409.2308 | 0 | 0 | 49.7648 | 0
16.06. | 22 | 458.9956 |  | 409.2308 | 0 | 0 | 49.7648 | 0
16.06. | 23 | 460.6592 |  | 410.8944 | 0 | 0 | 49.7648 | 0
16.06. | 24 | 460.6592 |  | 410.8944 | 0 | 0 | 49.7648 | 0
17.06. | 1 | 462.3227 |  | 412.5579 | 0 | 0 | 49.7648 | 0
17.06. | 2 | 462.3227 |  | 412.5579 | 0 | 0 | 49.7648 | 0
17.06. | 3 | 462.3227 |  | 412.5579 | 0 | 0 | 49.7648 | 0
17.06. | 4 | 462.3227 |  | 412.5579 | 0 | 0 | 49.7648 | 0
17.06. | 5 | 462.3227 |  | 412.5579 | 0 | 0 | 49.7648 | 0
17.06. | 6 | 462.3227 |  | 412.5579 | 0 | 0 | 49.7648 | 0
17.06. | 7 | 460.6592 |  | 410.8944 | 0 | 0 | 49.7648 | 0
17.06. | 8 | 460.6592 |  | 410.8944 | 0 | 0 | 49.7648 | 0
17.06. | 9 | 458.9956 |  | 409.2308 | 0 | 0 | 49.7648 | 0
17.06. | 10 | 458.9956 |  | 409.2308 | 0 | 0 | 49.7648 | 0
17.06. | 11 | 457.3321 |  | 407.5673 | 0 | 0 | 49.7648 | 0
17.06. | 12 | 457.3321 |  | 407.5673 | 0 | 0 | 49.7648 | 0
17.06. | 13 | 455.6685 |  | 405.9038 | 0 | 0 | 49.7648 | 0
17.06. | 14 | 455.6685 |  | 405.9038 | 0 | 0 | 49.7648 | 0
17.06. | 15 | 455.6685 |  | 405.9038 | 0 | 0 | 49.7648 | 0
17.06. | 16 | 455.6685 |  | 405.9038 | 0 | 0 | 49.7648 | 0
17.06. | 17 | 457.3321 |  | 407.5673 | 0 | 0 | 49.7648 | 0
17.06. | 18 | 457.3321 |  | 407.5673 | 0 | 0 | 49.7648 | 0
17.06. | 19 | 458.9956 |  | 409.2308 | 0 | 0 | 49.7648 | 0
17.06. | 20 | 458.9956 |  | 409.2308 | 0 | 0 | 49.7648 | 0
17.06. | 21 | 460.6592 |  | 410.8944 | 0 | 0 | 49.7648 | 0
17.06. | 22 | 460.6592 |  | 410.8944 | 0 | 0 | 49.7648 | 0
17.06. | 23 | 462.3227 |  | 412.5579 | 0 | 0 | 49.7648 | 0
17.06. | 24 | 462.3227 |  | 412.5579 | 0 | 0 | 49.7648 | 0
18.06. | 1 | 462.3227 |  | 412.5579 | 0 | 0 | 49.7648 | 0
18.06. | 2 | 462.3227 |  | 412.5579 | 0 | 0 | 49.7648 | 0
18.06. | 3 | 462.3227 |  | 412.5579 | 0 | 0 | 49.7648 | 0
18.06. | 4 | 462.3227 |  | 412.5579 | 0 | 0 | 49.7648 | 0
18.06. | 5 | 462.3227 |  | 412.5579 | 0 | 0 | 49.7648 | 0
18.06. | 6 | 462.3227 |  | 412.5579 | 0 | 0 | 49.7648 | 0
18.06. | 7 | 460.6592 |  | 410.8944 | 0 | 0 | 49.7648 | 0
18.06. | 8 | 460.6592 |  | 410.8944 | 0 | 0 | 49.7648 | 0
18.06. | 9 | 458.9956 |  | 409.2308 | 0 | 0 | 49.7648 | 0
18.06. | 10 | 457.3321 |  | 407.5673 | 0 | 0 | 49.7648 | 0
18.06. | 11 | 457.3321 |  | 407.5673 | 0 | 0 | 49.7648 | 0
18.06. | 12 | 455.6685 |  | 405.9038 | 0 | 0 | 49.7648 | 0
18.06. | 13 | 455.6685 |  | 405.9038 | 0 | 0 | 49.7648 | 0
18.06. | 14 | 455.6685 |  | 405.9038 | 0 | 0 | 49.7648 | 0
18.06. | 15 | 455.6685 |  | 405.9038 | 0 | 0 | 49.7648 | 0
18.06. | 16 | 455.6685 |  | 405.9038 | 0 | 0 | 49.7648 | 0
18.06. | 17 | 455.6685 |  | 405.9038 | 0 | 0 | 49.7648 | 0
18.06. | 18 | 455.6685 |  | 405.9038 | 0 | 0 | 49.7648 | 0
18.06. | 19 | 455.6685 |  | 405.9038 | 0 | 0 | 49.7648 | 0
18.06. | 20 | 457.3321 |  | 407.5673 | 0 | 0 | 49.7648 | 0
18.06. | 21 | 458.9956 |  | 409.2308 | 0 | 0 | 49.7648 | 0
18.06. | 22 | 460.6592 |  | 410.8944 | 0 | 0 | 49.7648 | 0
18.06. | 23 | 462.3227 |  | 412.5579 | 0 | 0 | 49.7648 | 0
18.06. | 24 | 462.3227 |  | 412.5579 | 0 | 0 | 49.7648 | 0
19.06. | 1 | 462.3227 |  | 412.5579 | 0 | 0 | 49.7648 | 0
19.06. | 2 | 462.3227 |  | 412.5579 | 0 | 0 | 49.7648 | 0
19.06. | 3 | 463.9862 |  | 414.2215 | 0 | 0 | 49.7648 | 0
19.06. | 4 | 463.9862 |  | 414.2215 | 0 | 0 | 49.7648 | 0
19.06. | 5 | 462.3227 |  | 412.5579 | 0 | 0 | 49.7648 | 0
19.06. | 6 | 458.9956 |  | 409.2308 | 0 | 0 | 49.7648 | 0
19.06. | 7 | 457.3321 |  | 407.5673 | 0 | 0 | 49.7648 | 0
19.06. | 8 | 455.6685 |  | 405.9038 | 0 | 0 | 49.7648 | 0
19.06. | 9 | 455.6685 |  | 405.9038 | 0 | 0 | 49.7648 | 0
19.06. | 10 | 457.3321 |  | 407.5673 | 0 | 0 | 49.7648 | 0
19.06. | 11 | 458.9956 |  | 409.2308 | 0 | 0 | 49.7648 | 0
19.06. | 12 | 458.9956 |  | 409.2308 | 0 | 0 | 49.7648 | 0
19.06. | 13 | 460.6592 |  | 410.8944 | 0 | 0 | 49.7648 | 0
19.06. | 14 | 460.6592 |  | 410.8944 | 0 | 0 | 49.7648 | 0
19.06. | 15 | 462.3227 |  | 412.5579 | 0 | 0 | 49.7648 | 0
19.06. | 16 | 462.3227 |  | 412.5579 | 0 | 0 | 49.7648 | 0
19.06. | 17 | 462.3227 |  | 412.5579 | 0 | 0 | 49.7648 | 0
19.06. | 18 | 460.6592 |  | 410.8944 | 0 | 0 | 49.7648 | 0
19.06. | 19 | 458.9956 |  | 409.2308 | 0 | 0 | 49.7648 | 0
19.06. | 20 | 457.3321 |  | 407.5673 | 0 | 0 | 49.7648 | 0
19.06. | 21 | 455.6685 |  | 405.9038 | 0 | 0 | 49.7648 | 0
19.06. | 22 | 457.3321 |  | 407.5673 | 0 | 0 | 49.7648 | 0
19.06. | 23 | 458.9956 |  | 409.2308 | 0 | 0 | 49.7648 | 0
19.06. | 24 | 458.9956 |  | 409.2308 | 0 | 0 | 49.7648 | 0
20.06. | 1 | 458.9956 |  | 409.2308 | 0 | 0 | 49.7648 | 0
20.06. | 2 | 460.6592 |  | 410.8944 | 0 | 0 | 49.7648 | 0
20.06. | 3 | 460.6592 |  | 410.8944 | 0 | 0 | 49.7648 | 0
20.06. | 4 | 460.6592 |  | 410.8944 | 0 | 0 | 49.7648 | 0
20.06. | 5 | 458.9956 |  | 409.2308 | 0 | 0 | 49.7648 | 0
20.06. | 6 | 457.3321 |  | 407.5673 | 0 | 0 | 49.7648 | 0
20.06. | 7 | 455.6685 |  | 405.9038 | 0 | 0 | 49.7648 | 0
20.06. | 8 | 457.3321 |  | 407.5673 | 0 | 0 | 49.7648 | 0
20.06. | 9 | 458.9956 |  | 409.2308 | 0 | 0 | 49.7648 | 0
20.06. | 10 | 460.6592 |  | 410.8944 | 0 | 0 | 49.7648 | 0
20.06. | 11 | 462.3227 |  | 412.5579 | 0 | 0 | 49.7648 | 0
20.06. | 12 | 463.9862 |  | 414.2215 | 0 | 0 | 49.7648 | 0
20.06. | 13 | 463.9862 |  | 414.2215 | 0 | 0 | 49.7648 | 0
20.06. | 14 | 465.6498 |  | 415.885 | 0 | 0 | 49.7648 | 0
20.06. | 15 | 465.6498 |  | 415.885 | 0 | 0 | 49.7648 | 0
20.06. | 16 | 465.6498 |  | 415.885 | 0 | 0 | 49.7648 | 0
20.06. | 17 | 465.6498 |  | 415.885 | 0 | 0 | 49.7648 | 0
20.06. | 18 | 463.9862 |  | 414.2215 | 0 | 0 | 49.7648 | 0
20.06. | 19 | 462.3227 |  | 412.5579 | 0 | 0 | 49.7648 | 0
20.06. | 20 | 458.9956 |  | 409.2308 | 0 | 0 | 49.7648 | 0
20.06. | 21 | 455.6685 |  | 405.9038 | 0 | 0 | 49.7648 | 0
20.06. | 22 | 455.6685 |  | 405.9038 | 0 | 0 | 49.7648 | 0
20.06. | 23 | 457.3321 |  | 407.5673 | 0 | 0 | 49.7648 | 0
20.06. | 24 | 457.3321 |  | 407.5673 | 0 | 0 | 49.7648 | 0
21.06. | 1 | 457.3321 |  | 407.5673 | 0 | 0 | 49.7648 | 0
21.06. | 2 | 457.3321 |  | 407.5673 | 0 | 0 | 49.7648 | 0
21.06. | 3 | 458.9956 |  | 409.2308 | 0 | 0 | 49.7648 | 0
21.06. | 4 | 458.9956 |  | 409.2308 | 0 | 0 | 49.7648 | 0
21.06. | 5 | 457.3321 |  | 407.5673 | 0 | 0 | 49.7648 | 0
21.06. | 6 | 455.6685 |  | 405.9038 | 0 | 0 | 49.7648 | 0
21.06. | 7 | 457.3321 |  | 407.5673 | 0 | 0 | 49.7648 | 0
21.06. | 8 | 458.9956 |  | 409.2308 | 0 | 0 | 49.7648 | 0
21.06. | 9 | 462.3227 |  | 412.5579 | 0 | 0 | 49.7648 | 0
21.06. | 10 | 463.9862 |  | 414.2215 | 0 | 0 | 49.7648 | 0
21.06. | 11 | 465.6498 |  | 415.885 | 0 | 0 | 49.7648 | 0
21.06. | 12 | 465.6498 |  | 415.885 | 0 | 0 | 49.7648 | 0
21.06. | 13 | 465.6498 |  | 415.885 | 0 | 0 | 49.7648 | 0
21.06. | 14 | 465.6498 |  | 415.885 | 0 | 0 | 49.7648 | 0
21.06. | 15 | 465.6498 |  | 415.885 | 0 | 0 | 49.7648 | 0
21.06. | 16 | 465.6498 |  | 415.885 | 0 | 0 | 49.7648 | 0
21.06. | 17 | 465.6498 |  | 415.885 | 0 | 0 | 49.7648 | 0
21.06. | 18 | 463.9862 |  | 414.2215 | 0 | 0 | 49.7648 | 0
21.06. | 19 | 462.3227 |  | 412.5579 | 0 | 0 | 49.7648 | 0
21.06. | 20 | 460.6592 |  | 410.8944 | 0 | 0 | 49.7648 | 0
21.06. | 21 | 457.3321 |  | 407.5673 | 0 | 0 | 49.7648 | 0
21.06. | 22 | 455.6685 |  | 405.9038 | 0 | 0 | 49.7648 | 0
21.06. | 23 | 455.6685 |  | 405.9038 | 0 | 0 | 49.7648 | 0
21.06. | 24 | 455.6685 |  | 405.9038 | 0 | 0 | 49.7648 | 0
22.06. | 1 | 455.6685 |  | 405.9038 | 0 | 0 | 49.7648 | 0
22.06. | 2 | 457.3321 |  | 407.5673 | 0 | 0 | 49.7648 | 0
22.06. | 3 | 457.3321 |  | 407.5673 | 0 | 0 | 49.7648 | 0
22.06. | 4 | 457.3321 |  | 407.5673 | 0 | 0 | 49.7648 | 0
22.06. | 5 | 457.3321 |  | 407.5673 | 0 | 0 | 49.7648 | 0
22.06. | 6 | 455.6685 |  | 405.9038 | 0 | 0 | 49.7648 | 0
22.06. | 7 | 457.3321 |  | 407.5673 | 0 | 0 | 49.7648 | 0
22.06. | 8 | 458.9956 |  | 409.2308 | 0 | 0 | 49.7648 | 0
22.06. | 9 | 463.9862 |  | 414.2215 | 0 | 0 | 49.7648 | 0
22.06. | 10 | 463.9862 |  | 414.2215 | 0 | 0 | 49.7648 | 0
22.06. | 11 | 465.6498 |  | 415.885 | 0 | 0 | 49.7648 | 0
22.06. | 12 | 465.6498 |  | 415.885 | 0 | 0 | 49.7648 | 0
22.06. | 13 | 465.6498 |  | 415.885 | 0 | 0 | 49.7648 | 0
22.06. | 14 | 465.6498 |  | 415.885 | 0 | 0 | 49.7648 | 0
22.06. | 15 | 465.6498 |  | 415.885 | 0 | 0 | 49.7648 | 0
22.06. | 16 | 465.6498 |  | 415.885 | 0 | 0 | 49.7648 | 0
22.06. | 17 | 465.6498 |  | 415.885 | 0 | 0 | 49.7648 | 0
22.06. | 18 | 463.9862 |  | 414.2215 | 0 | 0 | 49.7648 | 0
22.06. | 19 | 462.3227 |  | 412.5579 | 0 | 0 | 49.7648 | 0
22.06. | 20 | 460.6592 |  | 410.8944 | 0 | 0 | 49.7648 | 0
22.06. | 21 | 457.3321 |  | 407.5673 | 0 | 0 | 49.7648 | 0
22.06. | 22 | 455.6685 |  | 405.9038 | 0 | 0 | 49.7648 | 0
22.06. | 23 | 455.6685 |  | 405.9038 | 0 | 0 | 49.7648 | 0
22.06. | 24 | 455.6685 |  | 405.9038 | 0 | 0 | 49.7648 | 0
23.06. | 1 | 455.6685 |  | 405.9038 | 0 | 0 | 49.7648 | 0
23.06. | 2 | 457.3321 |  | 407.5673 | 0 | 0 | 49.7648 | 0
23.06. | 3 | 457.3321 |  | 407.5673 | 0 | 0 | 49.7648 | 0
23.06. | 4 | 457.3321 |  | 407.5673 | 0 | 0 | 49.7648 | 0
23.06. | 5 | 457.3321 |  | 407.5673 | 0 | 0 | 49.7648 | 0
23.06. | 6 | 455.6685 |  | 405.9038 | 0 | 0 | 49.7648 | 0
23.06. | 7 | 457.3321 |  | 407.5673 | 0 | 0 | 49.7648 | 0
23.06. | 8 | 458.9956 |  | 409.2308 | 0 | 0 | 49.7648 | 0
23.06. | 9 | 463.9862 |  | 414.2215 | 0 | 0 | 49.7648 | 0
23.06. | 10 | 463.9862 |  | 414.2215 | 0 | 0 | 49.7648 | 0
23.06. | 11 | 465.6498 |  | 415.885 | 0 | 0 | 49.7648 | 0
23.06. | 12 | 465.6498 |  | 415.885 | 0 | 0 | 49.7648 | 0
23.06. | 13 | 465.6498 |  | 415.885 | 0 | 0 | 49.7648 | 0
23.06. | 14 | 465.6498 |  | 415.885 | 0 | 0 | 49.7648 | 0
23.06. | 15 | 465.6498 |  | 415.885 | 0 | 0 | 49.7648 | 0
23.06. | 16 | 465.6498 |  | 415.885 | 0 | 0 | 49.7648 | 0
23.06. | 17 | 465.6498 |  | 415.885 | 0 | 0 | 49.7648 | 0
23.06. | 18 | 465.6498 |  | 415.885 | 0 | 0 | 49.7648 | 0
23.06. | 19 | 463.9862 |  | 414.2215 | 0 | 0 | 49.7648 | 0
23.06. | 20 | 462.3227 |  | 412.5579 | 0 | 0 | 49.7648 | 0
23.06. | 21 | 457.3321 |  | 407.5673 | 0 | 0 | 49.7648 | 0
23.06. | 22 | 457.3321 |  | 407.5673 | 0 | 0 | 49.7648 | 0
23.06. | 23 | 455.6685 |  | 405.9038 | 0 | 0 | 49.7648 | 0
23.06. | 24 | 455.6685 |  | 405.9038 | 0 | 0 | 49.7648 | 0
24.06. | 1 | 455.6685 |  | 405.9038 | 0 | 0 | 49.7648 | 0
24.06. | 2 | 455.6685 |  | 405.9038 | 0 | 0 | 49.7648 | 0
24.06. | 3 | 455.6685 |  | 405.9038 | 0 | 0 | 49.7648 | 0
24.06. | 4 | 455.6685 |  | 405.9038 | 0 | 0 | 49.7648 | 0
24.06. | 5 | 455.6685 |  | 405.9038 | 0 | 0 | 49.7648 | 0
24.06. | 6 | 455.6685 |  | 405.9038 | 0 | 0 | 49.7648 | 0
24.06. | 7 | 458.9956 |  | 409.2308 | 0 | 0 | 49.7648 | 0
24.06. | 8 | 460.6592 |  | 410.8944 | 0 | 0 | 49.7648 | 0
24.06. | 9 | 465.6498 |  | 415.885 | 0 | 0 | 49.7648 | 0
24.06. | 10 | 465.6498 |  | 415.885 | 0 | 0 | 49.7648 | 0
24.06. | 11 | 463.9862 |  | 414.2215 | 0 | 0 | 49.7648 | 0
24.06. | 12 | 463.9862 |  | 414.2215 | 0 | 0 | 49.7648 | 0
24.06. | 13 | 463.9862 |  | 414.2215 | 0 | 0 | 49.7648 | 0
24.06. | 14 | 462.3227 |  | 412.5579 | 0 | 0 | 49.7648 | 0
24.06. | 15 | 462.3227 |  | 412.5579 | 0 | 0 | 49.7648 | 0
24.06. | 16 | 463.9862 |  | 414.2215 | 0 | 0 | 49.7648 | 0
24.06. | 17 | 463.9862 |  | 414.2215 | 0 | 0 | 49.7648 | 0
24.06. | 18 | 465.6498 |  | 415.885 | 0 | 0 | 49.7648 | 0
24.06. | 19 | 463.9862 |  | 414.2215 | 0 | 0 | 49.7648 | 0
24.06. | 20 | 462.3227 |  | 412.5579 | 0 | 0 | 49.7648 | 0
24.06. | 21 | 458.9956 |  | 409.2308 | 0 | 0 | 49.7648 | 0
24.06. | 22 | 458.9956 |  | 409.2308 | 0 | 0 | 49.7648 | 0
24.06. | 23 | 457.3321 |  | 407.5673 | 0 | 0 | 49.7648 | 0
24.06. | 24 | 457.3321 |  | 407.5673 | 0 | 0 | 49.7648 | 0
25.06. | 1 | 455.6685 |  | 405.9038 | 0 | 0 | 49.7648 | 0
25.06. | 2 | 455.6685 |  | 405.9038 | 0 | 0 | 49.7648 | 0
25.06. | 3 | 455.6685 |  | 405.9038 | 0 | 0 | 49.7648 | 0
25.06. | 4 | 455.6685 |  | 405.9038 | 0 | 0 | 49.7648 | 0
25.06. | 5 | 455.6685 |  | 405.9038 | 0 | 0 | 49.7648 | 0
25.06. | 6 | 455.6685 |  | 405.9038 | 0 | 0 | 49.7648 | 0
25.06. | 7 | 457.3321 |  | 407.5673 | 0 | 0 | 49.7648 | 0
25.06. | 8 | 457.3321 |  | 407.5673 | 0 | 0 | 49.7648 | 0
25.06. | 9 | 460.6592 |  | 410.8944 | 0 | 0 | 49.7648 | 0
25.06. | 10 | 460.6592 |  | 410.8944 | 0 | 0 | 49.7648 | 0
25.06. | 11 | 463.9862 |  | 414.2215 | 0 | 0 | 49.7648 | 0
25.06. | 12 | 463.9862 |  | 414.2215 | 0 | 0 | 49.7648 | 0
25.06. | 13 | 463.9862 |  | 414.2215 | 0 | 0 | 49.7648 | 0
25.06. | 14 | 463.9862 |  | 414.2215 | 0 | 0 | 49.7648 | 0
25.06. | 15 | 463.9862 |  | 414.2215 | 0 | 0 | 49.7648 | 0
25.06. | 16 | 463.9862 |  | 414.2215 | 0 | 0 | 49.7648 | 0
25.06. | 17 | 462.3227 |  | 412.5579 | 0 | 0 | 49.7648 | 0
25.06. | 18 | 460.6592 |  | 410.8944 | 0 | 0 | 49.7648 | 0
25.06. | 19 | 458.9956 |  | 409.2308 | 0 | 0 | 49.7648 | 0
25.06. | 20 | 457.3321 |  | 407.5673 | 0 | 0 | 49.7648 | 0
25.06. | 21 | 455.6685 |  | 405.9038 | 0 | 0 | 49.7648 | 0
25.06. | 22 | 455.6685 |  | 405.9038 | 0 | 0 | 49.7648 | 0
25.06. | 23 | 455.6685 |  | 405.9038 | 0 | 0 | 49.7648 | 0
25.06. | 24 | 455.6685 |  | 405.9038 | 0 | 0 | 49.7648 | 0
26.06. | 1 | 457.3321 |  | 407.5673 | 0 | 0 | 49.7648 | 0
26.06. | 2 | 457.3321 |  | 407.5673 | 0 | 0 | 49.7648 | 0
26.06. | 3 | 457.3321 |  | 407.5673 | 0 | 0 | 49.7648 | 0
26.06. | 4 | 457.3321 |  | 407.5673 | 0 | 0 | 49.7648 | 0
26.06. | 5 | 457.3321 |  | 407.5673 | 0 | 0 | 49.7648 | 0
26.06. | 6 | 457.3321 |  | 407.5673 | 0 | 0 | 49.7648 | 0
26.06. | 7 | 455.6685 |  | 405.9038 | 0 | 0 | 49.7648 | 0
26.06. | 8 | 455.6685 |  | 405.9038 | 0 | 0 | 49.7648 | 0
26.06. | 9 | 455.6685 |  | 405.9038 | 0 | 0 | 49.7648 | 0
26.06. | 10 | 455.6685 |  | 405.9038 | 0 | 0 | 49.7648 | 0
26.06. | 11 | 457.3321 |  | 407.5673 | 0 | 0 | 49.7648 | 0
26.06. | 12 | 457.3321 |  | 407.5673 | 0 | 0 | 49.7648 | 0
26.06. | 13 | 457.3321 |  | 407.5673 | 0 | 0 | 49.7648 | 0
26.06. | 14 | 457.3321 |  | 407.5673 | 0 | 0 | 49.7648 | 0
26.06. | 15 | 457.3321 |  | 407.5673 | 0 | 0 | 49.7648 | 0
26.06. | 16 | 457.3321 |  | 407.5673 | 0 | 0 | 49.7648 | 0
26.06. | 17 | 455.6685 |  | 405.9038 | 0 | 0 | 49.7648 | 0
26.06. | 18 | 455.6685 |  | 405.9038 | 0 | 0 | 49.7648 | 0
26.06. | 19 | 455.6685 |  | 405.9038 | 0 | 0 | 49.7648 | 0
26.06. | 20 | 455.6685 |  | 405.9038 | 0 | 0 | 49.7648 | 0
26.06. | 21 | 457.3321 |  | 407.5673 | 0 | 0 | 49.7648 | 0
26.06. | 22 | 457.3321 |  | 407.5673 | 0 | 0 | 49.7648 | 0
26.06. | 23 | 458.9956 |  | 409.2308 | 0 | 0 | 49.7648 | 0
26.06. | 24 | 460.6592 |  | 410.8944 | 0 | 0 | 49.7648 | 0
27.06. | 1 | 460.6592 |  | 410.8944 | 0 | 0 | 49.7648 | 0
27.06. | 2 | 460.6592 |  | 410.8944 | 0 | 0 | 49.7648 | 0
27.06. | 3 | 462.3227 |  | 412.5579 | 0 | 0 | 49.7648 | 0
27.06. | 4 | 462.3227 |  | 412.5579 | 0 | 0 | 49.7648 | 0
27.06. | 5 | 462.3227 |  | 412.5579 | 0 | 0 | 49.7648 | 0
27.06. | 6 | 458.9956 |  | 409.2308 | 0 | 0 | 49.7648 | 0
27.06. | 7 | 458.9956 |  | 409.2308 | 0 | 0 | 49.7648 | 0
27.06. | 8 | 457.3321 |  | 407.5673 | 0 | 0 | 49.7648 | 0
27.06. | 9 | 455.6685 |  | 405.9038 | 0 | 0 | 49.7648 | 0
27.06. | 10 | 455.6685 |  | 405.9038 | 0 | 0 | 49.7648 | 0
27.06. | 11 | 455.6685 |  | 405.9038 | 0 | 0 | 49.7648 | 0
27.06. | 12 | 455.6685 |  | 405.9038 | 0 | 0 | 49.7648 | 0
27.06. | 13 | 455.6685 |  | 405.9038 | 0 | 0 | 49.7648 | 0
27.06. | 14 | 455.6685 |  | 405.9038 | 0 | 0 | 49.7648 | 0
27.06. | 15 | 455.6685 |  | 405.9038 | 0 | 0 | 49.7648 | 0
27.06. | 16 | 455.6685 |  | 405.9038 | 0 | 0 | 49.7648 | 0
27.06. | 17 | 455.6685 |  | 405.9038 | 0 | 0 | 49.7648 | 0
27.06. | 18 | 455.6685 |  | 405.9038 | 0 | 0 | 49.7648 | 0
27.06. | 19 | 455.6685 |  | 405.9038 | 0 | 0 | 49.7648 | 0
27.06. | 20 | 457.3321 |  | 407.5673 | 0 | 0 | 49.7648 | 0
27.06. | 21 | 458.9956 |  | 409.2308 | 0 | 0 | 49.7648 | 0
27.06. | 22 | 460.6592 |  | 410.8944 | 0 | 0 | 49.7648 | 0
27.06. | 23 | 462.3227 |  | 412.5579 | 0 | 0 | 49.7648 | 0
27.06. | 24 | 462.3227 |  | 412.5579 | 0 | 0 | 49.7648 | 0
28.06. | 1 | 462.3227 |  | 412.5579 | 0 | 0 | 49.7648 | 0
28.06. | 2 | 462.3227 |  | 412.5579 | 0 | 0 | 49.7648 | 0
28.06. | 3 | 463.9862 |  | 414.2215 | 0 | 0 | 49.7648 | 0
28.06. | 4 | 463.9862 |  | 414.2215 | 0 | 0 | 49.7648 | 0
28.06. | 5 | 462.3227 |  | 412.5579 | 0 | 0 | 49.7648 | 0
28.06. | 6 | 458.9956 |  | 409.2308 | 0 | 0 | 49.7648 | 0
28.06. | 7 | 457.3321 |  | 407.5673 | 0 | 0 | 49.7648 | 0
28.06. | 8 | 457.3321 |  | 407.5673 | 0 | 0 | 49.7648 | 0
28.06. | 9 | 455.6685 |  | 405.9038 | 0 | 0 | 49.7648 | 0
28.06. | 10 | 455.6685 |  | 405.9038 | 0 | 0 | 49.7648 | 0
28.06. | 11 | 455.6685 |  | 405.9038 | 0 | 0 | 49.7648 | 0
28.06. | 12 | 455.6685 |  | 405.9038 | 0 | 0 | 49.7648 | 0
28.06. | 13 | 457.3321 |  | 407.5673 | 0 | 0 | 49.7648 | 0
28.06. | 14 | 457.3321 |  | 407.5673 | 0 | 0 | 49.7648 | 0
28.06. | 15 | 457.3321 |  | 407.5673 | 0 | 0 | 49.7648 | 0
28.06. | 16 | 457.3321 |  | 407.5673 | 0 | 0 | 49.7648 | 0
28.06. | 17 | 457.3321 |  | 407.5673 | 0 | 0 | 49.7648 | 0
28.06. | 18 | 455.6685 |  | 405.9038 | 0 | 0 | 49.7648 | 0
28.06. | 19 | 455.6685 |  | 405.9038 | 0 | 0 | 49.7648 | 0
28.06. | 20 | 455.6685 |  | 405.9038 | 0 | 0 | 49.7648 | 0
28.06. | 21 | 458.9956 |  | 409.2308 | 0 | 0 | 49.7648 | 0
28.06. | 22 | 460.6592 |  | 410.8944 | 0 | 0 | 49.7648 | 0
28.06. | 23 | 462.3227 |  | 412.5579 | 0 | 0 | 49.7648 | 0
28.06. | 24 | 462.3227 |  | 412.5579 | 0 | 0 | 49.7648 | 0
29.06. | 1 | 462.3227 |  | 412.5579 | 0 | 0 | 49.7648 | 0
29.06. | 2 | 463.9862 |  | 414.2215 | 0 | 0 | 49.7648 | 0
29.06. | 3 | 463.9862 |  | 414.2215 | 0 | 0 | 49.7648 | 0
29.06. | 4 | 463.9862 |  | 414.2215 | 0 | 0 | 49.7648 | 0
29.06. | 5 | 463.9862 |  | 414.2215 | 0 | 0 | 49.7648 | 0
29.06. | 6 | 460.6592 |  | 410.8944 | 0 | 0 | 49.7648 | 0
29.06. | 7 | 458.9956 |  | 409.2308 | 0 | 0 | 49.7648 | 0
29.06. | 8 | 457.3321 |  | 407.5673 | 0 | 0 | 49.7648 | 0
29.06. | 9 | 455.6685 |  | 405.9038 | 0 | 0 | 49.7648 | 0
29.06. | 10 | 455.6685 |  | 405.9038 | 0 | 0 | 49.7648 | 0
29.06. | 11 | 455.6685 |  | 405.9038 | 0 | 0 | 49.7648 | 0
29.06. | 12 | 455.6685 |  | 405.9038 | 0 | 0 | 49.7648 | 0
29.06. | 13 | 455.6685 |  | 405.9038 | 0 | 0 | 49.7648 | 0
29.06. | 14 | 455.6685 |  | 405.9038 | 0 | 0 | 49.7648 | 0
29.06. | 15 | 455.6685 |  | 405.9038 | 0 | 0 | 49.7648 | 0
29.06. | 16 | 455.6685 |  | 405.9038 | 0 | 0 | 49.7648 | 0
29.06. | 17 | 455.6685 |  | 405.9038 | 0 | 0 | 49.7648 | 0
29.06. | 18 | 455.6685 |  | 405.9038 | 0 | 0 | 49.7648 | 0
29.06. | 19 | 455.6685 |  | 405.9038 | 0 | 0 | 49.7648 | 0
29.06. | 20 | 455.6685 |  | 405.9038 | 0 | 0 | 49.7648 | 0
29.06. | 21 | 458.9956 |  | 409.2308 | 0 | 0 | 49.7648 | 0
29.06. | 22 | 460.6592 |  | 410.8944 | 0 | 0 | 49.7648 | 0
29.06. | 23 | 462.3227 |  | 412.5579 | 0 | 0 | 49.7648 | 0
29.06. | 24 | 462.3227 |  | 412.5579 | 0 | 0 | 49.7648 | 0
30.06. | 1 | 462.3227 |  | 412.5579 | 0 | 0 | 49.7648 | 0
30.06. | 2 | 462.3227 |  | 412.5579 | 0 | 0 | 49.7648 | 0
30.06. | 3 | 463.9862 |  | 414.2215 | 0 | 0 | 49.7648 | 0
30.06. | 4 | 463.9862 |  | 414.2215 | 0 | 0 | 49.7648 | 0
30.06. | 5 | 462.3227 |  | 412.5579 | 0 | 0 | 49.7648 | 0
30.06. | 6 | 458.9956 |  | 409.2308 | 0 | 0 | 49.7648 | 0
30.06. | 7 | 457.3321 |  | 407.5673 | 0 | 0 | 49.7648 | 0
30.06. | 8 | 455.6685 |  | 405.9038 | 0 | 0 | 49.7648 | 0
30.06. | 9 | 455.6685 |  | 405.9038 | 0 | 0 | 49.7648 | 0
30.06. | 10 | 457.3321 |  | 407.5673 | 0 | 0 | 49.7648 | 0
30.06. | 11 | 458.9956 |  | 409.2308 | 0 | 0 | 49.7648 | 0
30.06. | 12 | 458.9956 |  | 409.2308 | 0 | 0 | 49.7648 | 0
30.06. | 13 | 458.9956 |  | 409.2308 | 0 | 0 | 49.7648 | 0
30.06. | 14 | 458.9956 |  | 409.2308 | 0 | 0 | 49.7648 | 0
30.06. | 15 | 460.6592 |  | 410.8944 | 0 | 0 | 49.7648 | 0
30.06. | 16 | 460.6592 |  | 410.8944 | 0 | 0 | 49.7648 | 0
30.06. | 17 | 460.6592 |  | 410.8944 | 0 | 0 | 49.7648 | 0
30.06. | 18 | 458.9956 |  | 409.2308 | 0 | 0 | 49.7648 | 0
30.06. | 19 | 457.3321 |  | 407.5673 | 0 | 0 | 49.7648 | 0
30.06. | 20 | 457.3321 |  | 407.5673 | 0 | 0 | 49.7648 | 0
30.06. | 21 | 455.6685 |  | 405.9038 | 0 | 0 | 49.7648 | 0
30.06. | 22 | 457.3321 |  | 407.5673 | 0 | 0 | 49.7648 | 0
30.06. | 23 | 458.9956 |  | 409.2308 | 0 | 0 | 49.7648 | 0
30.06. | 24 | 458.9956 |  | 409.2308 | 0 | 0 | 49.7648 | 0
01.07. | 1 | 481.259 |  | 422.5392 | 0 | 0 | 58.7199 | 0
01.07. | 2 | 481.259 |  | 422.5392 | 0 | 0 | 58.7199 | 0
01.07. | 3 | 482.9226 |  | 424.2027 | 0 | 0 | 58.7199 | 0
01.07. | 4 | 482.9226 |  | 424.2027 | 0 | 0 | 58.7199 | 0
01.07. | 5 | 481.259 |  | 422.5392 | 0 | 0 | 58.7199 | 0
01.07. | 6 | 481.259 |  | 422.5392 | 0 | 0 | 58.7199 | 0
01.07. | 7 | 481.259 |  | 422.5392 | 0 | 0 | 58.7199 | 0
01.07. | 8 | 481.259 |  | 422.5392 | 0 | 0 | 58.7199 | 0
01.07. | 9 | 481.259 |  | 422.5392 | 0 | 0 | 58.7199 | 0
01.07. | 10 | 481.259 |  | 422.5392 | 0 | 0 | 58.7199 | 0
01.07. | 11 | 479.5955 |  | 420.8756 | 0 | 0 | 58.7199 | 0
01.07. | 12 | 479.5955 |  | 420.8756 | 0 | 0 | 58.7199 | 0
01.07. | 13 | 479.5955 |  | 420.8756 | 0 | 0 | 58.7199 | 0
01.07. | 14 | 479.5955 |  | 420.8756 | 0 | 0 | 58.7199 | 0
01.07. | 15 | 479.5955 |  | 420.8756 | 0 | 0 | 58.7199 | 0
01.07. | 16 | 479.5955 |  | 420.8756 | 0 | 0 | 58.7199 | 0
01.07. | 17 | 479.5955 |  | 420.8756 | 0 | 0 | 58.7199 | 0
01.07. | 18 | 481.259 |  | 422.5392 | 0 | 0 | 58.7199 | 0
01.07. | 19 | 481.259 |  | 422.5392 | 0 | 0 | 58.7199 | 0
01.07. | 20 | 481.259 |  | 422.5392 | 0 | 0 | 58.7199 | 0
01.07. | 21 | 481.259 |  | 422.5392 | 0 | 0 | 58.7199 | 0
01.07. | 22 | 481.259 |  | 422.5392 | 0 | 0 | 58.7199 | 0
01.07. | 23 | 481.259 |  | 422.5392 | 0 | 0 | 58.7199 | 0
01.07. | 24 | 481.259 |  | 422.5392 | 0 | 0 | 58.7199 | 0
02.07. | 1 | 481.259 |  | 422.5392 | 0 | 0 | 58.7199 | 0
02.07. | 2 | 482.9226 |  | 424.2027 | 0 | 0 | 58.7199 | 0
02.07. | 3 | 482.9226 |  | 424.2027 | 0 | 0 | 58.7199 | 0
02.07. | 4 | 482.9226 |  | 424.2027 | 0 | 0 | 58.7199 | 0
02.07. | 5 | 484.5861 |  | 425.8662 | 0 | 0 | 58.7199 | 0
02.07. | 6 | 482.9226 |  | 424.2027 | 0 | 0 | 58.7199 | 0
02.07. | 7 | 482.9226 |  | 424.2027 | 0 | 0 | 58.7199 | 0
02.07. | 8 | 482.9226 |  | 424.2027 | 0 | 0 | 58.7199 | 0
02.07. | 9 | 481.259 |  | 422.5392 | 0 | 0 | 58.7199 | 0
02.07. | 10 | 481.259 |  | 422.5392 | 0 | 0 | 58.7199 | 0
02.07. | 11 | 481.259 |  | 422.5392 | 0 | 0 | 58.7199 | 0
02.07. | 12 | 481.259 |  | 422.5392 | 0 | 0 | 58.7199 | 0
02.07. | 13 | 481.259 |  | 422.5392 | 0 | 0 | 58.7199 | 0
02.07. | 14 | 481.259 |  | 422.5392 | 0 | 0 | 58.7199 | 0
02.07. | 15 | 481.259 |  | 422.5392 | 0 | 0 | 58.7199 | 0
02.07. | 16 | 481.259 |  | 422.5392 | 0 | 0 | 58.7199 | 0
02.07. | 17 | 481.259 |  | 422.5392 | 0 | 0 | 58.7199 | 0
02.07. | 18 | 481.259 |  | 422.5392 | 0 | 0 | 58.7199 | 0
02.07. | 19 | 481.259 |  | 422.5392 | 0 | 0 | 58.7199 | 0
02.07. | 20 | 482.9226 |  | 424.2027 | 0 | 0 | 58.7199 | 0
02.07. | 21 | 484.5861 |  | 425.8662 | 0 | 0 | 58.7199 | 0
02.07. | 22 | 484.5861 |  | 425.8662 | 0 | 0 | 58.7199 | 0
02.07. | 23 | 482.9226 |  | 424.2027 | 0 | 0 | 58.7199 | 0
02.07. | 24 | 481.259 |  | 422.5392 | 0 | 0 | 58.7199 | 0
03.07. | 1 | 479.5955 |  | 420.8756 | 0 | 0 | 58.7199 | 0
03.07. | 2 | 477.9319 |  | 419.2121 | 0 | 0 | 58.7199 | 0
03.07. | 3 | 471.2778 |  | 412.5579 | 0 | 0 | 58.7199 | 0
03.07. | 4 | 472.9413 |  | 414.2215 | 0 | 0 | 58.7199 | 0
03.07. | 5 | 474.6049 |  | 415.885 | 0 | 0 | 58.7199 | 0
03.07. | 6 | 484.5861 |  | 425.8662 | 0 | 0 | 58.7199 | 0
03.07. | 7 | 482.9226 |  | 424.2027 | 0 | 0 | 58.7199 | 0
03.07. | 8 | 482.9226 |  | 424.2027 | 0 | 0 | 58.7199 | 0
03.07. | 9 | 481.259 |  | 422.5392 | 0 | 0 | 58.7199 | 0
03.07. | 10 | 481.259 |  | 422.5392 | 0 | 0 | 58.7199 | 0
03.07. | 11 | 481.259 |  | 422.5392 | 0 | 0 | 58.7199 | 0
03.07. | 12 | 481.259 |  | 422.5392 | 0 | 0 | 58.7199 | 0
03.07. | 13 | 481.259 |  | 422.5392 | 0 | 0 | 58.7199 | 0
03.07. | 14 | 481.259 |  | 422.5392 | 0 | 0 | 58.7199 | 0
03.07. | 15 | 481.259 |  | 422.5392 | 0 | 0 | 58.7199 | 0
03.07. | 16 | 481.259 |  | 422.5392 | 0 | 0 | 58.7199 | 0
03.07. | 17 | 481.259 |  | 422.5392 | 0 | 0 | 58.7199 | 0
03.07. | 18 | 481.259 |  | 422.5392 | 0 | 0 | 58.7199 | 0
03.07. | 19 | 481.259 |  | 422.5392 | 0 | 0 | 58.7199 | 0
03.07. | 20 | 481.259 |  | 422.5392 | 0 | 0 | 58.7199 | 0
03.07. | 21 | 482.9226 |  | 424.2027 | 0 | 0 | 58.7199 | 0
03.07. | 22 | 482.9226 |  | 424.2027 | 0 | 0 | 58.7199 | 0
03.07. | 23 | 484.5861 |  | 425.8662 | 0 | 0 | 58.7199 | 0
03.07. | 24 | 484.5861 |  | 425.8662 | 0 | 0 | 58.7199 | 0
04.07. | 1 | 484.5861 |  | 425.8662 | 0 | 0 | 58.7199 | 0
04.07. | 2 | 484.5861 |  | 425.8662 | 0 | 0 | 58.7199 | 0
04.07. | 3 | 484.5861 |  | 425.8662 | 0 | 0 | 58.7199 | 0
04.07. | 4 | 484.5861 |  | 425.8662 | 0 | 0 | 58.7199 | 0
04.07. | 5 | 484.5861 |  | 425.8662 | 0 | 0 | 58.7199 | 0
04.07. | 6 | 482.9226 |  | 424.2027 | 0 | 0 | 58.7199 | 0
04.07. | 7 | 482.9226 |  | 424.2027 | 0 | 0 | 58.7199 | 0
04.07. | 8 | 481.259 |  | 422.5392 | 0 | 0 | 58.7199 | 0
04.07. | 9 | 481.259 |  | 422.5392 | 0 | 0 | 58.7199 | 0
04.07. | 10 | 481.259 |  | 422.5392 | 0 | 0 | 58.7199 | 0
04.07. | 11 | 481.259 |  | 422.5392 | 0 | 0 | 58.7199 | 0
04.07. | 12 | 481.259 |  | 422.5392 | 0 | 0 | 58.7199 | 0
04.07. | 13 | 481.259 |  | 422.5392 | 0 | 0 | 58.7199 | 0
04.07. | 14 | 481.259 |  | 422.5392 | 0 | 0 | 58.7199 | 0
04.07. | 15 | 481.259 |  | 422.5392 | 0 | 0 | 58.7199 | 0
04.07. | 16 | 481.259 |  | 422.5392 | 0 | 0 | 58.7199 | 0
04.07. | 17 | 481.259 |  | 422.5392 | 0 | 0 | 58.7199 | 0
04.07. | 18 | 481.259 |  | 422.5392 | 0 | 0 | 58.7199 | 0
04.07. | 19 | 481.259 |  | 422.5392 | 0 | 0 | 58.7199 | 0
04.07. | 20 | 481.259 |  | 422.5392 | 0 | 0 | 58.7199 | 0
04.07. | 21 | 482.9226 |  | 424.2027 | 0 | 0 | 58.7199 | 0
04.07. | 22 | 484.5861 |  | 425.8662 | 0 | 0 | 58.7199 | 0
04.07. | 23 | 484.5861 |  | 425.8662 | 0 | 0 | 58.7199 | 0
04.07. | 24 | 484.5861 |  | 425.8662 | 0 | 0 | 58.7199 | 0
05.07. | 1 | 484.5861 |  | 425.8662 | 0 | 0 | 58.7199 | 0
05.07. | 2 | 484.5861 |  | 425.8662 | 0 | 0 | 58.7199 | 0
05.07. | 3 | 482.9226 |  | 424.2027 | 0 | 0 | 58.7199 | 0
05.07. | 4 | 484.5861 |  | 425.8662 | 0 | 0 | 58.7199 | 0
05.07. | 5 | 484.5861 |  | 425.8662 | 0 | 0 | 58.7199 | 0
05.07. | 6 | 482.9226 |  | 424.2027 | 0 | 0 | 58.7199 | 0
05.07. | 7 | 481.259 |  | 422.5392 | 0 | 0 | 58.7199 | 0
05.07. | 8 | 481.259 |  | 422.5392 | 0 | 0 | 58.7199 | 0
05.07. | 9 | 481.259 |  | 422.5392 | 0 | 0 | 58.7199 | 0
05.07. | 10 | 479.5955 |  | 420.8756 | 0 | 0 | 58.7199 | 0
05.07. | 11 | 477.9319 |  | 419.2121 | 0 | 0 | 58.7199 | 0
05.07. | 12 | 477.9319 |  | 419.2121 | 0 | 0 | 58.7199 | 0
05.07. | 13 | 477.9319 |  | 419.2121 | 0 | 0 | 58.7199 | 0
05.07. | 14 | 477.9319 |  | 419.2121 | 0 | 0 | 58.7199 | 0
05.07. | 15 | 479.5955 |  | 420.8756 | 0 | 0 | 58.7199 | 0
05.07. | 16 | 479.5955 |  | 420.8756 | 0 | 0 | 58.7199 | 0
05.07. | 17 | 479.5955 |  | 420.8756 | 0 | 0 | 58.7199 | 0
05.07. | 18 | 481.259 |  | 422.5392 | 0 | 0 | 58.7199 | 0
05.07. | 19 | 481.259 |  | 422.5392 | 0 | 0 | 58.7199 | 0
05.07. | 20 | 481.259 |  | 422.5392 | 0 | 0 | 58.7199 | 0
05.07. | 21 | 481.259 |  | 422.5392 | 0 | 0 | 58.7199 | 0
05.07. | 22 | 481.259 |  | 422.5392 | 0 | 0 | 58.7199 | 0
05.07. | 23 | 481.259 |  | 422.5392 | 0 | 0 | 58.7199 | 0
05.07. | 24 | 481.259 |  | 422.5392 | 0 | 0 | 58.7199 | 0
06.07. | 1 | 481.259 |  | 422.5392 | 0 | 0 | 58.7199 | 0
06.07. | 2 | 481.259 |  | 422.5392 | 0 | 0 | 58.7199 | 0
06.07. | 3 | 481.259 |  | 422.5392 | 0 | 0 | 58.7199 | 0
06.07. | 4 | 481.259 |  | 422.5392 | 0 | 0 | 58.7199 | 0
06.07. | 5 | 481.259 |  | 422.5392 | 0 | 0 | 58.7199 | 0
06.07. | 6 | 481.259 |  | 422.5392 | 0 | 0 | 58.7199 | 0
06.07. | 7 | 481.259 |  | 422.5392 | 0 | 0 | 58.7199 | 0
06.07. | 8 | 481.259 |  | 422.5392 | 0 | 0 | 58.7199 | 0
06.07. | 9 | 481.259 |  | 422.5392 | 0 | 0 | 58.7199 | 0
06.07. | 10 | 481.259 |  | 422.5392 | 0 | 0 | 58.7199 | 0
06.07. | 11 | 481.259 |  | 422.5392 | 0 | 0 | 58.7199 | 0
06.07. | 12 | 481.259 |  | 422.5392 | 0 | 0 | 58.7199 | 0
06.07. | 13 | 481.259 |  | 422.5392 | 0 | 0 | 58.7199 | 0
06.07. | 14 | 481.259 |  | 422.5392 | 0 | 0 | 58.7199 | 0
06.07. | 15 | 481.259 |  | 422.5392 | 0 | 0 | 58.7199 | 0
06.07. | 16 | 481.259 |  | 422.5392 | 0 | 0 | 58.7199 | 0
06.07. | 17 | 479.5955 |  | 420.8756 | 0 | 0 | 58.7199 | 0
06.07. | 18 | 481.259 |  | 422.5392 | 0 | 0 | 58.7199 | 0
06.07. | 19 | 481.259 |  | 422.5392 | 0 | 0 | 58.7199 | 0
06.07. | 20 | 481.259 |  | 422.5392 | 0 | 0 | 58.7199 | 0
06.07. | 21 | 481.259 |  | 422.5392 | 0 | 0 | 58.7199 | 0
06.07. | 22 | 481.259 |  | 422.5392 | 0 | 0 | 58.7199 | 0
06.07. | 23 | 481.259 |  | 422.5392 | 0 | 0 | 58.7199 | 0
06.07. | 24 | 481.259 |  | 422.5392 | 0 | 0 | 58.7199 | 0
07.07. | 1 | 481.259 |  | 422.5392 | 0 | 0 | 58.7199 | 0
07.07. | 2 | 481.259 |  | 422.5392 | 0 | 0 | 58.7199 | 0
07.07. | 3 | 481.259 |  | 422.5392 | 0 | 0 | 58.7199 | 0
07.07. | 4 | 481.259 |  | 422.5392 | 0 | 0 | 58.7199 | 0
07.07. | 5 | 481.259 |  | 422.5392 | 0 | 0 | 58.7199 | 0
07.07. | 6 | 481.259 |  | 422.5392 | 0 | 0 | 58.7199 | 0
07.07. | 7 | 481.259 |  | 422.5392 | 0 | 0 | 58.7199 | 0
07.07. | 8 | 481.259 |  | 422.5392 | 0 | 0 | 58.7199 | 0
07.07. | 9 | 481.259 |  | 422.5392 | 0 | 0 | 58.7199 | 0
07.07. | 10 | 479.5955 |  | 420.8756 | 0 | 0 | 58.7199 | 0
07.07. | 11 | 477.9319 |  | 419.2121 | 0 | 0 | 58.7199 | 0
07.07. | 12 | 477.9319 |  | 419.2121 | 0 | 0 | 58.7199 | 0
07.07. | 13 | 476.2684 |  | 417.5485 | 0 | 0 | 58.7199 | 0
07.07. | 14 | 476.2684 |  | 417.5485 | 0 | 0 | 58.7199 | 0
07.07. | 15 | 474.6049 |  | 415.885 | 0 | 0 | 58.7199 | 0
07.07. | 16 | 472.9413 |  | 414.2215 | 0 | 0 | 58.7199 | 0
07.07. | 17 | 472.9413 |  | 414.2215 | 0 | 0 | 58.7199 | 0
07.07. | 18 | 474.6049 |  | 415.885 | 0 | 0 | 58.7199 | 0
07.07. | 19 | 476.2684 |  | 417.5485 | 0 | 0 | 58.7199 | 0
07.07. | 20 | 477.9319 |  | 419.2121 | 0 | 0 | 58.7199 | 0
07.07. | 21 | 481.259 |  | 422.5392 | 0 | 0 | 58.7199 | 0
07.07. | 22 | 481.259 |  | 422.5392 | 0 | 0 | 58.7199 | 0
07.07. | 23 | 481.259 |  | 422.5392 | 0 | 0 | 58.7199 | 0
07.07. | 24 | 481.259 |  | 422.5392 | 0 | 0 | 58.7199 | 0
08.07. | 1 | 481.259 |  | 422.5392 | 0 | 0 | 58.7199 | 0
08.07. | 2 | 481.259 |  | 422.5392 | 0 | 0 | 58.7199 | 0
08.07. | 3 | 481.259 |  | 422.5392 | 0 | 0 | 58.7199 | 0
08.07. | 4 | 481.259 |  | 422.5392 | 0 | 0 | 58.7199 | 0
08.07. | 5 | 481.259 |  | 422.5392 | 0 | 0 | 58.7199 | 0
08.07. | 6 | 481.259 |  | 422.5392 | 0 | 0 | 58.7199 | 0
08.07. | 7 | 481.259 |  | 422.5392 | 0 | 0 | 58.7199 | 0
08.07. | 8 | 481.259 |  | 422.5392 | 0 | 0 | 58.7199 | 0
08.07. | 9 | 479.5955 |  | 420.8756 | 0 | 0 | 58.7199 | 0
08.07. | 10 | 479.5955 |  | 420.8756 | 0 | 0 | 58.7199 | 0
08.07. | 11 | 476.2684 |  | 417.5485 | 0 | 0 | 58.7199 | 0
08.07. | 12 | 476.2684 |  | 417.5485 | 0 | 0 | 58.7199 | 0
08.07. | 13 | 476.2684 |  | 417.5485 | 0 | 0 | 58.7199 | 0
08.07. | 14 | 477.9319 |  | 419.2121 | 0 | 0 | 58.7199 | 0
08.07. | 15 | 477.9319 |  | 419.2121 | 0 | 0 | 58.7199 | 0
08.07. | 16 | 477.9319 |  | 419.2121 | 0 | 0 | 58.7199 | 0
08.07. | 17 | 479.5955 |  | 420.8756 | 0 | 0 | 58.7199 | 0
08.07. | 18 | 479.5955 |  | 420.8756 | 0 | 0 | 58.7199 | 0
08.07. | 19 | 481.259 |  | 422.5392 | 0 | 0 | 58.7199 | 0
08.07. | 20 | 481.259 |  | 422.5392 | 0 | 0 | 58.7199 | 0
08.07. | 21 | 481.259 |  | 422.5392 | 0 | 0 | 58.7199 | 0
08.07. | 22 | 481.259 |  | 422.5392 | 0 | 0 | 58.7199 | 0
08.07. | 23 | 481.259 |  | 422.5392 | 0 | 0 | 58.7199 | 0
08.07. | 24 | 481.259 |  | 422.5392 | 0 | 0 | 58.7199 | 0
09.07. | 1 | 481.259 |  | 422.5392 | 0 | 0 | 58.7199 | 0
09.07. | 2 | 481.259 |  | 422.5392 | 0 | 0 | 58.7199 | 0
09.07. | 3 | 481.259 |  | 422.5392 | 0 | 0 | 58.7199 | 0
09.07. | 4 | 481.259 |  | 422.5392 | 0 | 0 | 58.7199 | 0
09.07. | 5 | 482.9226 |  | 424.2027 | 0 | 0 | 58.7199 | 0
09.07. | 6 | 481.259 |  | 422.5392 | 0 | 0 | 58.7199 | 0
09.07. | 7 | 481.259 |  | 422.5392 | 0 | 0 | 58.7199 | 0
09.07. | 8 | 481.259 |  | 422.5392 | 0 | 0 | 58.7199 | 0
09.07. | 9 | 481.259 |  | 422.5392 | 0 | 0 | 58.7199 | 0
09.07. | 10 | 481.259 |  | 422.5392 | 0 | 0 | 58.7199 | 0
09.07. | 11 | 481.259 |  | 422.5392 | 0 | 0 | 58.7199 | 0
09.07. | 12 | 479.5955 |  | 420.8756 | 0 | 0 | 58.7199 | 0
09.07. | 13 | 479.5955 |  | 420.8756 | 0 | 0 | 58.7199 | 0
09.07. | 14 | 479.5955 |  | 420.8756 | 0 | 0 | 58.7199 | 0
09.07. | 15 | 479.5955 |  | 420.8756 | 0 | 0 | 58.7199 | 0
09.07. | 16 | 479.5955 |  | 420.8756 | 0 | 0 | 58.7199 | 0
09.07. | 17 | 479.5955 |  | 420.8756 | 0 | 0 | 58.7199 | 0
09.07. | 18 | 481.259 |  | 422.5392 | 0 | 0 | 58.7199 | 0
09.07. | 19 | 481.259 |  | 422.5392 | 0 | 0 | 58.7199 | 0
09.07. | 20 | 481.259 |  | 422.5392 | 0 | 0 | 58.7199 | 0
09.07. | 21 | 481.259 |  | 422.5392 | 0 | 0 | 58.7199 | 0
09.07. | 22 | 481.259 |  | 422.5392 | 0 | 0 | 58.7199 | 0
09.07. | 23 | 482.9226 |  | 424.2027 | 0 | 0 | 58.7199 | 0
09.07. | 24 | 484.5861 |  | 425.8662 | 0 | 0 | 58.7199 | 0
10.07. | 1 | 484.5861 |  | 425.8662 | 0 | 0 | 58.7199 | 0
10.07. | 2 | 484.5861 |  | 425.8662 | 0 | 0 | 58.7199 | 0
10.07. | 3 | 484.5861 |  | 425.8662 | 0 | 0 | 58.7199 | 0
10.07. | 4 | 484.5861 |  | 425.8662 | 0 | 0 | 58.7199 | 0
10.07. | 5 | 484.5861 |  | 425.8662 | 0 | 0 | 58.7199 | 0
10.07. | 6 | 481.259 |  | 422.5392 | 0 | 0 | 58.7199 | 0
10.07. | 7 | 481.259 |  | 422.5392 | 0 | 0 | 58.7199 | 0
10.07. | 8 | 481.259 |  | 422.5392 | 0 | 0 | 58.7199 | 0
10.07. | 9 | 481.259 |  | 422.5392 | 0 | 0 | 58.7199 | 0
10.07. | 10 | 481.259 |  | 422.5392 | 0 | 0 | 58.7199 | 0
10.07. | 11 | 477.9319 |  | 419.2121 | 0 | 0 | 58.7199 | 0
10.07. | 12 | 477.9319 |  | 419.2121 | 0 | 0 | 58.7199 | 0
10.07. | 13 | 476.2684 |  | 417.5485 | 0 | 0 | 58.7199 | 0
10.07. | 14 | 476.2684 |  | 417.5485 | 0 | 0 | 58.7199 | 0
10.07. | 15 | 474.6049 |  | 415.885 | 0 | 0 | 58.7199 | 0
10.07. | 16 | 474.6049 |  | 415.885 | 0 | 0 | 58.7199 | 0
10.07. | 17 | 476.2684 |  | 417.5485 | 0 | 0 | 58.7199 | 0
10.07. | 18 | 477.9319 |  | 419.2121 | 0 | 0 | 58.7199 | 0
10.07. | 19 | 479.5955 |  | 420.8756 | 0 | 0 | 58.7199 | 0
10.07. | 20 | 481.259 |  | 422.5392 | 0 | 0 | 58.7199 | 0
10.07. | 21 | 481.259 |  | 422.5392 | 0 | 0 | 58.7199 | 0
10.07. | 22 | 481.259 |  | 422.5392 | 0 | 0 | 58.7199 | 0
10.07. | 23 | 481.259 |  | 422.5392 | 0 | 0 | 58.7199 | 0
10.07. | 24 | 481.259 |  | 422.5392 | 0 | 0 | 58.7199 | 0
11.07. | 1 | 481.259 |  | 422.5392 | 0 | 0 | 58.7199 | 0
11.07. | 2 | 482.9226 |  | 424.2027 | 0 | 0 | 58.7199 | 0
11.07. | 3 | 482.9226 |  | 424.2027 | 0 | 0 | 58.7199 | 0
11.07. | 4 | 482.9226 |  | 424.2027 | 0 | 0 | 58.7199 | 0
11.07. | 5 | 482.9226 |  | 424.2027 | 0 | 0 | 58.7199 | 0
11.07. | 6 | 481.259 |  | 422.5392 | 0 | 0 | 58.7199 | 0
11.07. | 7 | 481.259 |  | 422.5392 | 0 | 0 | 58.7199 | 0
11.07. | 8 | 481.259 |  | 422.5392 | 0 | 0 | 58.7199 | 0
11.07. | 9 | 481.259 |  | 422.5392 | 0 | 0 | 58.7199 | 0
11.07. | 10 | 481.259 |  | 422.5392 | 0 | 0 | 58.7199 | 0
11.07. | 11 | 481.259 |  | 422.5392 | 0 | 0 | 58.7199 | 0
11.07. | 12 | 481.259 |  | 422.5392 | 0 | 0 | 58.7199 | 0
11.07. | 13 | 481.259 |  | 422.5392 | 0 | 0 | 58.7199 | 0
11.07. | 14 | 481.259 |  | 422.5392 | 0 | 0 | 58.7199 | 0
11.07. | 15 | 481.259 |  | 422.5392 | 0 | 0 | 58.7199 | 0
11.07. | 16 | 481.259 |  | 422.5392 | 0 | 0 | 58.7199 | 0
11.07. | 17 | 481.259 |  | 422.5392 | 0 | 0 | 58.7199 | 0
11.07. | 18 | 481.259 |  | 422.5392 | 0 | 0 | 58.7199 | 0
11.07. | 19 | 481.259 |  | 422.5392 | 0 | 0 | 58.7199 | 0
11.07. | 20 | 481.259 |  | 422.5392 | 0 | 0 | 58.7199 | 0
11.07. | 21 | 481.259 |  | 422.5392 | 0 | 0 | 58.7199 | 0
11.07. | 22 | 482.9226 |  | 424.2027 | 0 | 0 | 58.7199 | 0
11.07. | 23 | 484.5861 |  | 425.8662 | 0 | 0 | 58.7199 | 0
11.07. | 24 | 484.5861 |  | 425.8662 | 0 | 0 | 58.7199 | 0
12.07. | 1 | 482.9226 |  | 424.2027 | 0 | 0 | 58.7199 | 0
12.07. | 2 | 481.259 |  | 422.5392 | 0 | 0 | 58.7199 | 0
12.07. | 3 | 476.2684 |  | 417.5485 | 0 | 0 | 58.7199 | 0
12.07. | 4 | 477.9319 |  | 419.2121 | 0 | 0 | 58.7199 | 0
12.07. | 5 | 481.259 |  | 422.5392 | 0 | 0 | 58.7199 | 0
12.07. | 6 | 482.9226 |  | 424.2027 | 0 | 0 | 58.7199 | 0
12.07. | 7 | 481.259 |  | 422.5392 | 0 | 0 | 58.7199 | 0
12.07. | 8 | 481.259 |  | 422.5392 | 0 | 0 | 58.7199 | 0
12.07. | 9 | 481.259 |  | 422.5392 | 0 | 0 | 58.7199 | 0
12.07. | 10 | 481.259 |  | 422.5392 | 0 | 0 | 58.7199 | 0
12.07. | 11 | 481.259 |  | 422.5392 | 0 | 0 | 58.7199 | 0
12.07. | 12 | 481.259 |  | 422.5392 | 0 | 0 | 58.7199 | 0
12.07. | 13 | 479.5955 |  | 420.8756 | 0 | 0 | 58.7199 | 0
12.07. | 14 | 479.5955 |  | 420.8756 | 0 | 0 | 58.7199 | 0
12.07. | 15 | 479.5955 |  | 420.8756 | 0 | 0 | 58.7199 | 0
12.07. | 16 | 479.5955 |  | 420.8756 | 0 | 0 | 58.7199 | 0
12.07. | 17 | 479.5955 |  | 420.8756 | 0 | 0 | 58.7199 | 0
12.07. | 18 | 479.5955 |  | 420.8756 | 0 | 0 | 58.7199 | 0
12.07. | 19 | 481.259 |  | 422.5392 | 0 | 0 | 58.7199 | 0
12.07. | 20 | 481.259 |  | 422.5392 | 0 | 0 | 58.7199 | 0
12.07. | 21 | 481.259 |  | 422.5392 | 0 | 0 | 58.7199 | 0
12.07. | 22 | 481.259 |  | 422.5392 | 0 | 0 | 58.7199 | 0
12.07. | 23 | 482.9226 |  | 424.2027 | 0 | 0 | 58.7199 | 0
12.07. | 24 | 482.9226 |  | 424.2027 | 0 | 0 | 58.7199 | 0
13.07. | 1 | 482.9226 |  | 424.2027 | 0 | 0 | 58.7199 | 0
13.07. | 2 | 484.5861 |  | 425.8662 | 0 | 0 | 58.7199 | 0
13.07. | 3 | 484.5861 |  | 425.8662 | 0 | 0 | 58.7199 | 0
13.07. | 4 | 484.5861 |  | 425.8662 | 0 | 0 | 58.7199 | 0
13.07. | 5 | 482.9226 |  | 424.2027 | 0 | 0 | 58.7199 | 0
13.07. | 6 | 481.259 |  | 422.5392 | 0 | 0 | 58.7199 | 0
13.07. | 7 | 481.259 |  | 422.5392 | 0 | 0 | 58.7199 | 0
13.07. | 8 | 481.259 |  | 422.5392 | 0 | 0 | 58.7199 | 0
13.07. | 9 | 479.5955 |  | 420.8756 | 0 | 0 | 58.7199 | 0
13.07. | 10 | 477.9319 |  | 419.2121 | 0 | 0 | 58.7199 | 0
13.07. | 11 | 472.9413 |  | 414.2215 | 0 | 0 | 58.7199 | 0
13.07. | 12 | 471.2778 |  | 412.5579 | 0 | 0 | 58.7199 | 0
13.07. | 13 | 469.6143 |  | 410.8944 | 0 | 0 | 58.7199 | 0
13.07. | 14 | 467.9507 |  | 409.2308 | 0 | 0 | 58.7199 | 0
13.07. | 15 | 466.2872 |  | 407.5673 | 0 | 0 | 58.7199 | 0
13.07. | 16 | 466.2872 |  | 407.5673 | 0 | 0 | 58.7199 | 0
13.07. | 17 | 466.2872 |  | 407.5673 | 0 | 0 | 58.7199 | 0
13.07. | 18 | 469.6143 |  | 410.8944 | 0 | 0 | 58.7199 | 0
13.07. | 19 | 474.6049 |  | 415.885 | 0 | 0 | 58.7199 | 0
13.07. | 20 | 477.9319 |  | 419.2121 | 0 | 0 | 58.7199 | 0
13.07. | 21 | 481.259 |  | 422.5392 | 0 | 0 | 58.7199 | 0
13.07. | 22 | 481.259 |  | 422.5392 | 0 | 0 | 58.7199 | 0
13.07. | 23 | 481.259 |  | 422.5392 | 0 | 0 | 58.7199 | 0
13.07. | 24 | 481.259 |  | 422.5392 | 0 | 0 | 58.7199 | 0
14.07. | 1 | 481.259 |  | 422.5392 | 0 | 0 | 58.7199 | 0
14.07. | 2 | 481.259 |  | 422.5392 | 0 | 0 | 58.7199 | 0
14.07. | 3 | 481.259 |  | 422.5392 | 0 | 0 | 58.7199 | 0
14.07. | 4 | 481.259 |  | 422.5392 | 0 | 0 | 58.7199 | 0
14.07. | 5 | 481.259 |  | 422.5392 | 0 | 0 | 58.7199 | 0
14.07. | 6 | 481.259 |  | 422.5392 | 0 | 0 | 58.7199 | 0
14.07. | 7 | 481.259 |  | 422.5392 | 0 | 0 | 58.7199 | 0
14.07. | 8 | 479.5955 |  | 420.8756 | 0 | 0 | 58.7199 | 0
14.07. | 9 | 472.9413 |  | 414.2215 | 0 | 0 | 58.7199 | 0
14.07. | 10 | 467.9507 |  | 409.2308 | 0 | 0 | 58.7199 | 0
14.07. | 11 | 461.2966 |  | 402.5767 | 0 | 0 | 58.7199 | 0
14.07. | 12 | 459.633 |  | 400.9131 | 0 | 0 | 58.7199 | 0
14.07. | 13 | 459.633 |  | 400.9131 | 0 | 0 | 58.7199 | 0
14.07. | 14 | 459.633 |  | 400.9131 | 0 | 0 | 58.7199 | 0
14.07. | 15 | 459.633 |  | 400.9131 | 0 | 0 | 58.7199 | 0
14.07. | 16 | 459.633 |  | 400.9131 | 0 | 0 | 58.7199 | 0
14.07. | 17 | 459.633 |  | 400.9131 | 0 | 0 | 58.7199 | 0
14.07. | 18 | 462.9601 |  | 404.2402 | 0 | 0 | 58.7199 | 0
14.07. | 19 | 467.9507 |  | 409.2308 | 0 | 0 | 58.7199 | 0
14.07. | 20 | 472.9413 |  | 414.2215 | 0 | 0 | 58.7199 | 0
14.07. | 21 | 479.5955 |  | 420.8756 | 0 | 0 | 58.7199 | 0
14.07. | 22 | 481.259 |  | 422.5392 | 0 | 0 | 58.7199 | 0
14.07. | 23 | 481.259 |  | 422.5392 | 0 | 0 | 58.7199 | 0
14.07. | 24 | 481.259 |  | 422.5392 | 0 | 0 | 58.7199 | 0
15.07. | 1 | 481.259 |  | 422.5392 | 0 | 0 | 58.7199 | 0
15.07. | 2 | 481.259 |  | 422.5392 | 0 | 0 | 58.7199 | 0
15.07. | 3 | 481.259 |  | 422.5392 | 0 | 0 | 58.7199 | 0
15.07. | 4 | 481.259 |  | 422.5392 | 0 | 0 | 58.7199 | 0
15.07. | 5 | 481.259 |  | 422.5392 | 0 | 0 | 58.7199 | 0
15.07. | 6 | 481.259 |  | 422.5392 | 0 | 0 | 58.7199 | 0
15.07. | 7 | 479.5955 |  | 420.8756 | 0 | 0 | 58.7199 | 0
15.07. | 8 | 476.2684 |  | 417.5485 | 0 | 0 | 58.7199 | 0
15.07. | 9 | 466.2872 |  | 407.5673 | 0 | 0 | 58.7199 | 0
15.07. | 10 | 461.2966 |  | 402.5767 | 0 | 0 | 58.7199 | 0
15.07. | 11 | 459.633 |  | 400.9131 | 0 | 0 | 58.7199 | 0
15.07. | 12 | 459.633 |  | 400.9131 | 0 | 0 | 58.7199 | 0
15.07. | 13 | 461.2966 |  | 402.5767 | 0 | 0 | 58.7199 | 0
15.07. | 14 | 461.2966 |  | 402.5767 | 0 | 0 | 58.7199 | 0
15.07. | 15 | 461.2966 |  | 402.5767 | 0 | 0 | 58.7199 | 0
15.07. | 16 | 459.633 |  | 400.9131 | 0 | 0 | 58.7199 | 0
15.07. | 17 | 459.633 |  | 400.9131 | 0 | 0 | 58.7199 | 0
15.07. | 18 | 461.2966 |  | 402.5767 | 0 | 0 | 58.7199 | 0
15.07. | 19 | 466.2872 |  | 407.5673 | 0 | 0 | 58.7199 | 0
15.07. | 20 | 471.2778 |  | 412.5579 | 0 | 0 | 58.7199 | 0
15.07. | 21 | 477.9319 |  | 419.2121 | 0 | 0 | 58.7199 | 0
15.07. | 22 | 479.5955 |  | 420.8756 | 0 | 0 | 58.7199 | 0
15.07. | 23 | 481.259 |  | 422.5392 | 0 | 0 | 58.7199 | 0
15.07. | 24 | 481.259 |  | 422.5392 | 0 | 0 | 58.7199 | 0
16.07. | 1 | 481.259 |  | 422.5392 | 0 | 0 | 58.7199 | 0
16.07. | 2 | 481.259 |  | 422.5392 | 0 | 0 | 58.7199 | 0
16.07. | 3 | 481.259 |  | 422.5392 | 0 | 0 | 58.7199 | 0
16.07. | 4 | 481.259 |  | 422.5392 | 0 | 0 | 58.7199 | 0
16.07. | 5 | 481.259 |  | 422.5392 | 0 | 0 | 58.7199 | 0
16.07. | 6 | 479.5955 |  | 420.8756 | 0 | 0 | 58.7199 | 0
16.07. | 7 | 476.2684 |  | 417.5485 | 0 | 0 | 58.7199 | 0
16.07. | 8 | 472.9413 |  | 414.2215 | 0 | 0 | 58.7199 | 0
16.07. | 9 | 462.9601 |  | 404.2402 | 0 | 0 | 58.7199 | 0
16.07. | 10 | 459.633 |  | 400.9131 | 0 | 0 | 58.7199 | 0
16.07. | 11 | 459.633 |  | 400.9131 | 0 | 0 | 58.7199 | 0
16.07. | 12 | 459.633 |  | 400.9131 | 0 | 0 | 58.7199 | 0
16.07. | 13 | 459.633 |  | 400.9131 | 0 | 0 | 58.7199 | 0
16.07. | 14 | 459.633 |  | 400.9131 | 0 | 0 | 58.7199 | 0
16.07. | 15 | 459.633 |  | 400.9131 | 0 | 0 | 58.7199 | 0
16.07. | 16 | 459.633 |  | 400.9131 | 0 | 0 | 58.7199 | 0
16.07. | 17 | 459.633 |  | 400.9131 | 0 | 0 | 58.7199 | 0
16.07. | 18 | 464.6236 |  | 405.9038 | 0 | 0 | 58.7199 | 0
16.07. | 19 | 469.6143 |  | 410.8944 | 0 | 0 | 58.7199 | 0
16.07. | 20 | 472.9413 |  | 414.2215 | 0 | 0 | 58.7199 | 0
16.07. | 21 | 479.5955 |  | 420.8756 | 0 | 0 | 58.7199 | 0
16.07. | 22 | 479.5955 |  | 420.8756 | 0 | 0 | 58.7199 | 0
16.07. | 23 | 481.259 |  | 422.5392 | 0 | 0 | 58.7199 | 0
16.07. | 24 | 481.259 |  | 422.5392 | 0 | 0 | 58.7199 | 0
17.07. | 1 | 481.259 |  | 422.5392 | 0 | 0 | 58.7199 | 0
17.07. | 2 | 481.259 |  | 422.5392 | 0 | 0 | 58.7199 | 0
17.07. | 3 | 481.259 |  | 422.5392 | 0 | 0 | 58.7199 | 0
17.07. | 4 | 481.259 |  | 422.5392 | 0 | 0 | 58.7199 | 0
17.07. | 5 | 481.259 |  | 422.5392 | 0 | 0 | 58.7199 | 0
17.07. | 6 | 481.259 |  | 422.5392 | 0 | 0 | 58.7199 | 0
17.07. | 7 | 477.9319 |  | 419.2121 | 0 | 0 | 58.7199 | 0
17.07. | 8 | 474.6049 |  | 415.885 | 0 | 0 | 58.7199 | 0
17.07. | 9 | 464.6236 |  | 405.9038 | 0 | 0 | 58.7199 | 0
17.07. | 10 | 461.2966 |  | 402.5767 | 0 | 0 | 58.7199 | 0
17.07. | 11 | 459.633 |  | 400.9131 | 0 | 0 | 58.7199 | 0
17.07. | 12 | 459.633 |  | 400.9131 | 0 | 0 | 58.7199 | 0
17.07. | 13 | 459.633 |  | 400.9131 | 0 | 0 | 58.7199 | 0
17.07. | 14 | 459.633 |  | 400.9131 | 0 | 0 | 58.7199 | 0
17.07. | 15 | 461.2966 |  | 402.5767 | 0 | 0 | 58.7199 | 0
17.07. | 16 | 459.633 |  | 400.9131 | 0 | 0 | 58.7199 | 0
17.07. | 17 | 459.633 |  | 400.9131 | 0 | 0 | 58.7199 | 0
17.07. | 18 | 461.2966 |  | 402.5767 | 0 | 0 | 58.7199 | 0
17.07. | 19 | 466.2872 |  | 407.5673 | 0 | 0 | 58.7199 | 0
17.07. | 20 | 471.2778 |  | 412.5579 | 0 | 0 | 58.7199 | 0
17.07. | 21 | 479.5955 |  | 420.8756 | 0 | 0 | 58.7199 | 0
17.07. | 22 | 481.259 |  | 422.5392 | 0 | 0 | 58.7199 | 0
17.07. | 23 | 481.259 |  | 422.5392 | 0 | 0 | 58.7199 | 0
17.07. | 24 | 481.259 |  | 422.5392 | 0 | 0 | 58.7199 | 0
18.07. | 1 | 481.259 |  | 422.5392 | 0 | 0 | 58.7199 | 0
18.07. | 2 | 481.259 |  | 422.5392 | 0 | 0 | 58.7199 | 0
18.07. | 3 | 481.259 |  | 422.5392 | 0 | 0 | 58.7199 | 0
18.07. | 4 | 481.259 |  | 422.5392 | 0 | 0 | 58.7199 | 0
18.07. | 5 | 481.259 |  | 422.5392 | 0 | 0 | 58.7199 | 0
18.07. | 6 | 481.259 |  | 422.5392 | 0 | 0 | 58.7199 | 0
18.07. | 7 | 477.9319 |  | 419.2121 | 0 | 0 | 58.7199 | 0
18.07. | 8 | 474.6049 |  | 415.885 | 0 | 0 | 58.7199 | 0
18.07. | 9 | 462.9601 |  | 404.2402 | 0 | 0 | 58.7199 | 0
18.07. | 10 | 459.633 |  | 400.9131 | 0 | 0 | 58.7199 | 0
18.07. | 11 | 459.633 |  | 400.9131 | 0 | 0 | 58.7199 | 0
18.07. | 12 | 462.9601 |  | 404.2402 | 0 | 0 | 58.7199 | 0
18.07. | 13 | 464.6236 |  | 405.9038 | 0 | 0 | 58.7199 | 0
18.07. | 14 | 466.2872 |  | 407.5673 | 0 | 0 | 58.7199 | 0
18.07. | 15 | 467.9507 |  | 409.2308 | 0 | 0 | 58.7199 | 0
18.07. | 16 | 464.6236 |  | 405.9038 | 0 | 0 | 58.7199 | 0
18.07. | 17 | 462.9601 |  | 404.2402 | 0 | 0 | 58.7199 | 0
18.07. | 18 | 459.633 |  | 400.9131 | 0 | 0 | 58.7199 | 0
18.07. | 19 | 462.9601 |  | 404.2402 | 0 | 0 | 58.7199 | 0
18.07. | 20 | 469.6143 |  | 410.8944 | 0 | 0 | 58.7199 | 0
18.07. | 21 | 477.9319 |  | 419.2121 | 0 | 0 | 58.7199 | 0
18.07. | 22 | 479.5955 |  | 420.8756 | 0 | 0 | 58.7199 | 0
18.07. | 23 | 481.259 |  | 422.5392 | 0 | 0 | 58.7199 | 0
18.07. | 24 | 481.259 |  | 422.5392 | 0 | 0 | 58.7199 | 0
19.07. | 1 | 481.259 |  | 422.5392 | 0 | 0 | 58.7199 | 0
19.07. | 2 | 481.259 |  | 422.5392 | 0 | 0 | 58.7199 | 0
19.07. | 3 | 481.259 |  | 422.5392 | 0 | 0 | 58.7199 | 0
19.07. | 4 | 481.259 |  | 422.5392 | 0 | 0 | 58.7199 | 0
19.07. | 5 | 481.259 |  | 422.5392 | 0 | 0 | 58.7199 | 0
19.07. | 6 | 481.259 |  | 422.5392 | 0 | 0 | 58.7199 | 0
19.07. | 7 | 477.9319 |  | 419.2121 | 0 | 0 | 58.7199 | 0
19.07. | 8 | 472.9413 |  | 414.2215 | 0 | 0 | 58.7199 | 0
19.07. | 9 | 461.2966 |  | 402.5767 | 0 | 0 | 58.7199 | 0
19.07. | 10 | 459.633 |  | 400.9131 | 0 | 0 | 58.7199 | 0
19.07. | 11 | 462.9601 |  | 404.2402 | 0 | 0 | 58.7199 | 0
19.07. | 12 | 464.6236 |  | 405.9038 | 0 | 0 | 58.7199 | 0
19.07. | 13 | 464.6236 |  | 405.9038 | 0 | 0 | 58.7199 | 0
19.07. | 14 | 464.6236 |  | 405.9038 | 0 | 0 | 58.7199 | 0
19.07. | 15 | 462.9601 |  | 404.2402 | 0 | 0 | 58.7199 | 0
19.07. | 16 | 459.633 |  | 400.9131 | 0 | 0 | 58.7199 | 0
19.07. | 17 | 459.633 |  | 400.9131 | 0 | 0 | 58.7199 | 0
19.07. | 18 | 462.9601 |  | 404.2402 | 0 | 0 | 58.7199 | 0
19.07. | 19 | 467.9507 |  | 409.2308 | 0 | 0 | 58.7199 | 0
19.07. | 20 | 472.9413 |  | 414.2215 | 0 | 0 | 58.7199 | 0
19.07. | 21 | 477.9319 |  | 419.2121 | 0 | 0 | 58.7199 | 0
19.07. | 22 | 479.5955 |  | 420.8756 | 0 | 0 | 58.7199 | 0
19.07. | 23 | 481.259 |  | 422.5392 | 0 | 0 | 58.7199 | 0
19.07. | 24 | 481.259 |  | 422.5392 | 0 | 0 | 58.7199 | 0
20.07. | 1 | 481.259 |  | 422.5392 | 0 | 0 | 58.7199 | 0
20.07. | 2 | 481.259 |  | 422.5392 | 0 | 0 | 58.7199 | 0
20.07. | 3 | 481.259 |  | 422.5392 | 0 | 0 | 58.7199 | 0
20.07. | 4 | 481.259 |  | 422.5392 | 0 | 0 | 58.7199 | 0
20.07. | 5 | 481.259 |  | 422.5392 | 0 | 0 | 58.7199 | 0
20.07. | 6 | 481.259 |  | 422.5392 | 0 | 0 | 58.7199 | 0
20.07. | 7 | 479.5955 |  | 420.8756 | 0 | 0 | 58.7199 | 0
20.07. | 8 | 479.5955 |  | 420.8756 | 0 | 0 | 58.7199 | 0
20.07. | 9 | 472.9413 |  | 414.2215 | 0 | 0 | 58.7199 | 0
20.07. | 10 | 469.6143 |  | 410.8944 | 0 | 0 | 58.7199 | 0
20.07. | 11 | 462.9601 |  | 404.2402 | 0 | 0 | 58.7199 | 0
20.07. | 12 | 461.2966 |  | 402.5767 | 0 | 0 | 58.7199 | 0
20.07. | 13 | 459.633 |  | 400.9131 | 0 | 0 | 58.7199 | 0
20.07. | 14 | 459.633 |  | 400.9131 | 0 | 0 | 58.7199 | 0
20.07. | 15 | 459.633 |  | 400.9131 | 0 | 0 | 58.7199 | 0
20.07. | 16 | 459.633 |  | 400.9131 | 0 | 0 | 58.7199 | 0
20.07. | 17 | 459.633 |  | 400.9131 | 0 | 0 | 58.7199 | 0
20.07. | 18 | 462.9601 |  | 404.2402 | 0 | 0 | 58.7199 | 0
20.07. | 19 | 466.2872 |  | 407.5673 | 0 | 0 | 58.7199 | 0
20.07. | 20 | 469.6143 |  | 410.8944 | 0 | 0 | 58.7199 | 0
20.07. | 21 | 477.9319 |  | 419.2121 | 0 | 0 | 58.7199 | 0
20.07. | 22 | 479.5955 |  | 420.8756 | 0 | 0 | 58.7199 | 0
20.07. | 23 | 481.259 |  | 422.5392 | 0 | 0 | 58.7199 | 0
20.07. | 24 | 481.259 |  | 422.5392 | 0 | 0 | 58.7199 | 0
21.07. | 1 | 481.259 |  | 422.5392 | 0 | 0 | 58.7199 | 0
21.07. | 2 | 481.259 |  | 422.5392 | 0 | 0 | 58.7199 | 0
21.07. | 3 | 481.259 |  | 422.5392 | 0 | 0 | 58.7199 | 0
21.07. | 4 | 481.259 |  | 422.5392 | 0 | 0 | 58.7199 | 0
21.07. | 5 | 481.259 |  | 422.5392 | 0 | 0 | 58.7199 | 0
21.07. | 6 | 481.259 |  | 422.5392 | 0 | 0 | 58.7199 | 0
21.07. | 7 | 479.5955 |  | 420.8756 | 0 | 0 | 58.7199 | 0
21.07. | 8 | 477.9319 |  | 419.2121 | 0 | 0 | 58.7199 | 0
21.07. | 9 | 467.9507 |  | 409.2308 | 0 | 0 | 58.7199 | 0
21.07. | 10 | 462.9601 |  | 404.2402 | 0 | 0 | 58.7199 | 0
21.07. | 11 | 459.633 |  | 400.9131 | 0 | 0 | 58.7199 | 0
21.07. | 12 | 459.633 |  | 400.9131 | 0 | 0 | 58.7199 | 0
21.07. | 13 | 459.633 |  | 400.9131 | 0 | 0 | 58.7199 | 0
21.07. | 14 | 459.633 |  | 400.9131 | 0 | 0 | 58.7199 | 0
21.07. | 15 | 459.633 |  | 400.9131 | 0 | 0 | 58.7199 | 0
21.07. | 16 | 461.2966 |  | 402.5767 | 0 | 0 | 58.7199 | 0
21.07. | 17 | 464.6236 |  | 405.9038 | 0 | 0 | 58.7199 | 0
21.07. | 18 | 471.2778 |  | 412.5579 | 0 | 0 | 58.7199 | 0
21.07. | 19 | 474.6049 |  | 415.885 | 0 | 0 | 58.7199 | 0
21.07. | 20 | 476.2684 |  | 417.5485 | 0 | 0 | 58.7199 | 0
21.07. | 21 | 479.5955 |  | 420.8756 | 0 | 0 | 58.7199 | 0
21.07. | 22 | 479.5955 |  | 420.8756 | 0 | 0 | 58.7199 | 0
21.07. | 23 | 481.259 |  | 422.5392 | 0 | 0 | 58.7199 | 0
21.07. | 24 | 481.259 |  | 422.5392 | 0 | 0 | 58.7199 | 0
22.07. | 1 | 481.259 |  | 422.5392 | 0 | 0 | 58.7199 | 0
22.07. | 2 | 481.259 |  | 422.5392 | 0 | 0 | 58.7199 | 0
22.07. | 3 | 481.259 |  | 422.5392 | 0 | 0 | 58.7199 | 0
22.07. | 4 | 481.259 |  | 422.5392 | 0 | 0 | 58.7199 | 0
22.07. | 5 | 481.259 |  | 422.5392 | 0 | 0 | 58.7199 | 0
22.07. | 6 | 481.259 |  | 422.5392 | 0 | 0 | 58.7199 | 0
22.07. | 7 | 481.259 |  | 422.5392 | 0 | 0 | 58.7199 | 0
22.07. | 8 | 481.259 |  | 422.5392 | 0 | 0 | 58.7199 | 0
22.07. | 9 | 481.259 |  | 422.5392 | 0 | 0 | 58.7199 | 0
22.07. | 10 | 479.5955 |  | 420.8756 | 0 | 0 | 58.7199 | 0
22.07. | 11 | 479.5955 |  | 420.8756 | 0 | 0 | 58.7199 | 0
22.07. | 12 | 477.9319 |  | 419.2121 | 0 | 0 | 58.7199 | 0
22.07. | 13 | 477.9319 |  | 419.2121 | 0 | 0 | 58.7199 | 0
22.07. | 14 | 477.9319 |  | 419.2121 | 0 | 0 | 58.7199 | 0
22.07. | 15 | 477.9319 |  | 419.2121 | 0 | 0 | 58.7199 | 0
22.07. | 16 | 479.5955 |  | 420.8756 | 0 | 0 | 58.7199 | 0
22.07. | 17 | 479.5955 |  | 420.8756 | 0 | 0 | 58.7199 | 0
22.07. | 18 | 479.5955 |  | 420.8756 | 0 | 0 | 58.7199 | 0
22.07. | 19 | 481.259 |  | 422.5392 | 0 | 0 | 58.7199 | 0
22.07. | 20 | 481.259 |  | 422.5392 | 0 | 0 | 58.7199 | 0
22.07. | 21 | 481.259 |  | 422.5392 | 0 | 0 | 58.7199 | 0
22.07. | 22 | 481.259 |  | 422.5392 | 0 | 0 | 58.7199 | 0
22.07. | 23 | 481.259 |  | 422.5392 | 0 | 0 | 58.7199 | 0
22.07. | 24 | 481.259 |  | 422.5392 | 0 | 0 | 58.7199 | 0
23.07. | 1 | 481.259 |  | 422.5392 | 0 | 0 | 58.7199 | 0
23.07. | 2 | 482.9226 |  | 424.2027 | 0 | 0 | 58.7199 | 0
23.07. | 3 | 482.9226 |  | 424.2027 | 0 | 0 | 58.7199 | 0
23.07. | 4 | 482.9226 |  | 424.2027 | 0 | 0 | 58.7199 | 0
23.07. | 5 | 482.9226 |  | 424.2027 | 0 | 0 | 58.7199 | 0
23.07. | 6 | 481.259 |  | 422.5392 | 0 | 0 | 58.7199 | 0
23.07. | 7 | 481.259 |  | 422.5392 | 0 | 0 | 58.7199 | 0
23.07. | 8 | 481.259 |  | 422.5392 | 0 | 0 | 58.7199 | 0
23.07. | 9 | 481.259 |  | 422.5392 | 0 | 0 | 58.7199 | 0
23.07. | 10 | 479.5955 |  | 420.8756 | 0 | 0 | 58.7199 | 0
23.07. | 11 | 476.2684 |  | 417.5485 | 0 | 0 | 58.7199 | 0
23.07. | 12 | 474.6049 |  | 415.885 | 0 | 0 | 58.7199 | 0
23.07. | 13 | 474.6049 |  | 415.885 | 0 | 0 | 58.7199 | 0
23.07. | 14 | 472.9413 |  | 414.2215 | 0 | 0 | 58.7199 | 0
23.07. | 15 | 472.9413 |  | 414.2215 | 0 | 0 | 58.7199 | 0
23.07. | 16 | 472.9413 |  | 414.2215 | 0 | 0 | 58.7199 | 0
23.07. | 17 | 472.9413 |  | 414.2215 | 0 | 0 | 58.7199 | 0
23.07. | 18 | 476.2684 |  | 417.5485 | 0 | 0 | 58.7199 | 0
23.07. | 19 | 479.5955 |  | 420.8756 | 0 | 0 | 58.7199 | 0
23.07. | 20 | 479.5955 |  | 420.8756 | 0 | 0 | 58.7199 | 0
23.07. | 21 | 481.259 |  | 422.5392 | 0 | 0 | 58.7199 | 0
23.07. | 22 | 481.259 |  | 422.5392 | 0 | 0 | 58.7199 | 0
23.07. | 23 | 481.259 |  | 422.5392 | 0 | 0 | 58.7199 | 0
23.07. | 24 | 481.259 |  | 422.5392 | 0 | 0 | 58.7199 | 0
24.07. | 1 | 481.259 |  | 422.5392 | 0 | 0 | 58.7199 | 0
24.07. | 2 | 481.259 |  | 422.5392 | 0 | 0 | 58.7199 | 0
24.07. | 3 | 482.9226 |  | 424.2027 | 0 | 0 | 58.7199 | 0
24.07. | 4 | 481.259 |  | 422.5392 | 0 | 0 | 58.7199 | 0
24.07. | 5 | 481.259 |  | 422.5392 | 0 | 0 | 58.7199 | 0
24.07. | 6 | 481.259 |  | 422.5392 | 0 | 0 | 58.7199 | 0
24.07. | 7 | 481.259 |  | 422.5392 | 0 | 0 | 58.7199 | 0
24.07. | 8 | 481.259 |  | 422.5392 | 0 | 0 | 58.7199 | 0
24.07. | 9 | 477.9319 |  | 419.2121 | 0 | 0 | 58.7199 | 0
24.07. | 10 | 476.2684 |  | 417.5485 | 0 | 0 | 58.7199 | 0
24.07. | 11 | 469.6143 |  | 410.8944 | 0 | 0 | 58.7199 | 0
24.07. | 12 | 467.9507 |  | 409.2308 | 0 | 0 | 58.7199 | 0
24.07. | 13 | 467.9507 |  | 409.2308 | 0 | 0 | 58.7199 | 0
24.07. | 14 | 466.2872 |  | 407.5673 | 0 | 0 | 58.7199 | 0
24.07. | 15 | 466.2872 |  | 407.5673 | 0 | 0 | 58.7199 | 0
24.07. | 16 | 466.2872 |  | 407.5673 | 0 | 0 | 58.7199 | 0
24.07. | 17 | 467.9507 |  | 409.2308 | 0 | 0 | 58.7199 | 0
24.07. | 18 | 472.9413 |  | 414.2215 | 0 | 0 | 58.7199 | 0
24.07. | 19 | 476.2684 |  | 417.5485 | 0 | 0 | 58.7199 | 0
24.07. | 20 | 477.9319 |  | 419.2121 | 0 | 0 | 58.7199 | 0
24.07. | 21 | 481.259 |  | 422.5392 | 0 | 0 | 58.7199 | 0
24.07. | 22 | 481.259 |  | 422.5392 | 0 | 0 | 58.7199 | 0
24.07. | 23 | 481.259 |  | 422.5392 | 0 | 0 | 58.7199 | 0
24.07. | 24 | 481.259 |  | 422.5392 | 0 | 0 | 58.7199 | 0
25.07. | 1 | 481.259 |  | 422.5392 | 0 | 0 | 58.7199 | 0
25.07. | 2 | 481.259 |  | 422.5392 | 0 | 0 | 58.7199 | 0
25.07. | 3 | 481.259 |  | 422.5392 | 0 | 0 | 58.7199 | 0
25.07. | 4 | 481.259 |  | 422.5392 | 0 | 0 | 58.7199 | 0
25.07. | 5 | 481.259 |  | 422.5392 | 0 | 0 | 58.7199 | 0
25.07. | 6 | 481.259 |  | 422.5392 | 0 | 0 | 58.7199 | 0
25.07. | 7 | 481.259 |  | 422.5392 | 0 | 0 | 58.7199 | 0
25.07. | 8 | 481.259 |  | 422.5392 | 0 | 0 | 58.7199 | 0
25.07. | 9 | 477.9319 |  | 419.2121 | 0 | 0 | 58.7199 | 0
25.07. | 10 | 476.2684 |  | 417.5485 | 0 | 0 | 58.7199 | 0
25.07. | 11 | 469.6143 |  | 410.8944 | 0 | 0 | 58.7199 | 0
25.07. | 12 | 467.9507 |  | 409.2308 | 0 | 0 | 58.7199 | 0
25.07. | 13 | 466.2872 |  | 407.5673 | 0 | 0 | 58.7199 | 0
25.07. | 14 | 464.6236 |  | 405.9038 | 0 | 0 | 58.7199 | 0
25.07. | 15 | 464.6236 |  | 405.9038 | 0 | 0 | 58.7199 | 0
25.07. | 16 | 464.6236 |  | 405.9038 | 0 | 0 | 58.7199 | 0
25.07. | 17 | 466.2872 |  | 407.5673 | 0 | 0 | 58.7199 | 0
25.07. | 18 | 472.9413 |  | 414.2215 | 0 | 0 | 58.7199 | 0
25.07. | 19 | 476.2684 |  | 417.5485 | 0 | 0 | 58.7199 | 0
25.07. | 20 | 477.9319 |  | 419.2121 | 0 | 0 | 58.7199 | 0
25.07. | 21 | 481.259 |  | 422.5392 | 0 | 0 | 58.7199 | 0
25.07. | 22 | 481.259 |  | 422.5392 | 0 | 0 | 58.7199 | 0
25.07. | 23 | 481.259 |  | 422.5392 | 0 | 0 | 58.7199 | 0
25.07. | 24 | 481.259 |  | 422.5392 | 0 | 0 | 58.7199 | 0
26.07. | 1 | 481.259 |  | 422.5392 | 0 | 0 | 58.7199 | 0
26.07. | 2 | 481.259 |  | 422.5392 | 0 | 0 | 58.7199 | 0
26.07. | 3 | 481.259 |  | 422.5392 | 0 | 0 | 58.7199 | 0
26.07. | 4 | 481.259 |  | 422.5392 | 0 | 0 | 58.7199 | 0
26.07. | 5 | 481.259 |  | 422.5392 | 0 | 0 | 58.7199 | 0
26.07. | 6 | 481.259 |  | 422.5392 | 0 | 0 | 58.7199 | 0
26.07. | 7 | 481.259 |  | 422.5392 | 0 | 0 | 58.7199 | 0
26.07. | 8 | 481.259 |  | 422.5392 | 0 | 0 | 58.7199 | 0
26.07. | 9 | 476.2684 |  | 417.5485 | 0 | 0 | 58.7199 | 0
26.07. | 10 | 474.6049 |  | 415.885 | 0 | 0 | 58.7199 | 0
26.07. | 11 | 469.6143 |  | 410.8944 | 0 | 0 | 58.7199 | 0
26.07. | 12 | 469.6143 |  | 410.8944 | 0 | 0 | 58.7199 | 0
26.07. | 13 | 469.6143 |  | 410.8944 | 0 | 0 | 58.7199 | 0
26.07. | 14 | 469.6143 |  | 410.8944 | 0 | 0 | 58.7199 | 0
26.07. | 15 | 471.2778 |  | 412.5579 | 0 | 0 | 58.7199 | 0
26.07. | 16 | 472.9413 |  | 414.2215 | 0 | 0 | 58.7199 | 0
26.07. | 17 | 474.6049 |  | 415.885 | 0 | 0 | 58.7199 | 0
26.07. | 18 | 477.9319 |  | 419.2121 | 0 | 0 | 58.7199 | 0
26.07. | 19 | 479.5955 |  | 420.8756 | 0 | 0 | 58.7199 | 0
26.07. | 20 | 481.259 |  | 422.5392 | 0 | 0 | 58.7199 | 0
26.07. | 21 | 481.259 |  | 422.5392 | 0 | 0 | 58.7199 | 0
26.07. | 22 | 481.259 |  | 422.5392 | 0 | 0 | 58.7199 | 0
26.07. | 23 | 481.259 |  | 422.5392 | 0 | 0 | 58.7199 | 0
26.07. | 24 | 481.259 |  | 422.5392 | 0 | 0 | 58.7199 | 0
27.07. | 1 | 481.259 |  | 422.5392 | 0 | 0 | 58.7199 | 0
27.07. | 2 | 481.259 |  | 422.5392 | 0 | 0 | 58.7199 | 0
27.07. | 3 | 481.259 |  | 422.5392 | 0 | 0 | 58.7199 | 0
27.07. | 4 | 481.259 |  | 422.5392 | 0 | 0 | 58.7199 | 0
27.07. | 5 | 481.259 |  | 422.5392 | 0 | 0 | 58.7199 | 0
27.07. | 6 | 481.259 |  | 422.5392 | 0 | 0 | 58.7199 | 0
27.07. | 7 | 481.259 |  | 422.5392 | 0 | 0 | 58.7199 | 0
27.07. | 8 | 481.259 |  | 422.5392 | 0 | 0 | 58.7199 | 0
27.07. | 9 | 481.259 |  | 422.5392 | 0 | 0 | 58.7199 | 0
27.07. | 10 | 481.259 |  | 422.5392 | 0 | 0 | 58.7199 | 0
27.07. | 11 | 479.5955 |  | 420.8756 | 0 | 0 | 58.7199 | 0
27.07. | 12 | 477.9319 |  | 419.2121 | 0 | 0 | 58.7199 | 0
27.07. | 13 | 477.9319 |  | 419.2121 | 0 | 0 | 58.7199 | 0
27.07. | 14 | 477.9319 |  | 419.2121 | 0 | 0 | 58.7199 | 0
27.07. | 15 | 477.9319 |  | 419.2121 | 0 | 0 | 58.7199 | 0
27.07. | 16 | 477.9319 |  | 419.2121 | 0 | 0 | 58.7199 | 0
27.07. | 17 | 479.5955 |  | 420.8756 | 0 | 0 | 58.7199 | 0
27.07. | 18 | 481.259 |  | 422.5392 | 0 | 0 | 58.7199 | 0
27.07. | 19 | 481.259 |  | 422.5392 | 0 | 0 | 58.7199 | 0
27.07. | 20 | 481.259 |  | 422.5392 | 0 | 0 | 58.7199 | 0
27.07. | 21 | 481.259 |  | 422.5392 | 0 | 0 | 58.7199 | 0
27.07. | 22 | 481.259 |  | 422.5392 | 0 | 0 | 58.7199 | 0
27.07. | 23 | 481.259 |  | 422.5392 | 0 | 0 | 58.7199 | 0
27.07. | 24 | 481.259 |  | 422.5392 | 0 | 0 | 58.7199 | 0
28.07. | 1 | 481.259 |  | 422.5392 | 0 | 0 | 58.7199 | 0
28.07. | 2 | 481.259 |  | 422.5392 | 0 | 0 | 58.7199 | 0
28.07. | 3 | 481.259 |  | 422.5392 | 0 | 0 | 58.7199 | 0
28.07. | 4 | 481.259 |  | 422.5392 | 0 | 0 | 58.7199 | 0
28.07. | 5 | 481.259 |  | 422.5392 | 0 | 0 | 58.7199 | 0
28.07. | 6 | 481.259 |  | 422.5392 | 0 | 0 | 58.7199 | 0
28.07. | 7 | 481.259 |  | 422.5392 | 0 | 0 | 58.7199 | 0
28.07. | 8 | 481.259 |  | 422.5392 | 0 | 0 | 58.7199 | 0
28.07. | 9 | 481.259 |  | 422.5392 | 0 | 0 | 58.7199 | 0
28.07. | 10 | 481.259 |  | 422.5392 | 0 | 0 | 58.7199 | 0
28.07. | 11 | 481.259 |  | 422.5392 | 0 | 0 | 58.7199 | 0
28.07. | 12 | 481.259 |  | 422.5392 | 0 | 0 | 58.7199 | 0
28.07. | 13 | 481.259 |  | 422.5392 | 0 | 0 | 58.7199 | 0
28.07. | 14 | 481.259 |  | 422.5392 | 0 | 0 | 58.7199 | 0
28.07. | 15 | 481.259 |  | 422.5392 | 0 | 0 | 58.7199 | 0
28.07. | 16 | 481.259 |  | 422.5392 | 0 | 0 | 58.7199 | 0
28.07. | 17 | 481.259 |  | 422.5392 | 0 | 0 | 58.7199 | 0
28.07. | 18 | 481.259 |  | 422.5392 | 0 | 0 | 58.7199 | 0
28.07. | 19 | 481.259 |  | 422.5392 | 0 | 0 | 58.7199 | 0
28.07. | 20 | 481.259 |  | 422.5392 | 0 | 0 | 58.7199 | 0
28.07. | 21 | 481.259 |  | 422.5392 | 0 | 0 | 58.7199 | 0
28.07. | 22 | 481.259 |  | 422.5392 | 0 | 0 | 58.7199 | 0
28.07. | 23 | 481.259 |  | 422.5392 | 0 | 0 | 58.7199 | 0
28.07. | 24 | 481.259 |  | 422.5392 | 0 | 0 | 58.7199 | 0
29.07. | 1 | 481.259 |  | 422.5392 | 0 | 0 | 58.7199 | 0
29.07. | 2 | 481.259 |  | 422.5392 | 0 | 0 | 58.7199 | 0
29.07. | 3 | 481.259 |  | 422.5392 | 0 | 0 | 58.7199 | 0
29.07. | 4 | 481.259 |  | 422.5392 | 0 | 0 | 58.7199 | 0
29.07. | 5 | 481.259 |  | 422.5392 | 0 | 0 | 58.7199 | 0
29.07. | 6 | 481.259 |  | 422.5392 | 0 | 0 | 58.7199 | 0
29.07. | 7 | 481.259 |  | 422.5392 | 0 | 0 | 58.7199 | 0
29.07. | 8 | 481.259 |  | 422.5392 | 0 | 0 | 58.7199 | 0
29.07. | 9 | 481.259 |  | 422.5392 | 0 | 0 | 58.7199 | 0
29.07. | 10 | 481.259 |  | 422.5392 | 0 | 0 | 58.7199 | 0
29.07. | 11 | 479.5955 |  | 420.8756 | 0 | 0 | 58.7199 | 0
29.07. | 12 | 479.5955 |  | 420.8756 | 0 | 0 | 58.7199 | 0
29.07. | 13 | 479.5955 |  | 420.8756 | 0 | 0 | 58.7199 | 0
29.07. | 14 | 479.5955 |  | 420.8756 | 0 | 0 | 58.7199 | 0
29.07. | 15 | 479.5955 |  | 420.8756 | 0 | 0 | 58.7199 | 0
29.07. | 16 | 479.5955 |  | 420.8756 | 0 | 0 | 58.7199 | 0
29.07. | 17 | 479.5955 |  | 420.8756 | 0 | 0 | 58.7199 | 0
29.07. | 18 | 481.259 |  | 422.5392 | 0 | 0 | 58.7199 | 0
29.07. | 19 | 481.259 |  | 422.5392 | 0 | 0 | 58.7199 | 0
29.07. | 20 | 481.259 |  | 422.5392 | 0 | 0 | 58.7199 | 0
29.07. | 21 | 481.259 |  | 422.5392 | 0 | 0 | 58.7199 | 0
29.07. | 22 | 481.259 |  | 422.5392 | 0 | 0 | 58.7199 | 0
29.07. | 23 | 481.259 |  | 422.5392 | 0 | 0 | 58.7199 | 0
29.07. | 24 | 481.259 |  | 422.5392 | 0 | 0 | 58.7199 | 0
30.07. | 1 | 481.259 |  | 422.5392 | 0 | 0 | 58.7199 | 0
30.07. | 2 | 481.259 |  | 422.5392 | 0 | 0 | 58.7199 | 0
30.07. | 3 | 481.259 |  | 422.5392 | 0 | 0 | 58.7199 | 0
30.07. | 4 | 481.259 |  | 422.5392 | 0 | 0 | 58.7199 | 0
30.07. | 5 | 481.259 |  | 422.5392 | 0 | 0 | 58.7199 | 0
30.07. | 6 | 481.259 |  | 422.5392 | 0 | 0 | 58.7199 | 0
30.07. | 7 | 481.259 |  | 422.5392 | 0 | 0 | 58.7199 | 0
30.07. | 8 | 481.259 |  | 422.5392 | 0 | 0 | 58.7199 | 0
30.07. | 9 | 477.9319 |  | 419.2121 | 0 | 0 | 58.7199 | 0
30.07. | 10 | 474.6049 |  | 415.885 | 0 | 0 | 58.7199 | 0
30.07. | 11 | 466.2872 |  | 407.5673 | 0 | 0 | 58.7199 | 0
30.07. | 12 | 464.6236 |  | 405.9038 | 0 | 0 | 58.7199 | 0
30.07. | 13 | 462.9601 |  | 404.2402 | 0 | 0 | 58.7199 | 0
30.07. | 14 | 461.2966 |  | 402.5767 | 0 | 0 | 58.7199 | 0
30.07. | 15 | 459.633 |  | 400.9131 | 0 | 0 | 58.7199 | 0
30.07. | 16 | 461.2966 |  | 402.5767 | 0 | 0 | 58.7199 | 0
30.07. | 17 | 461.2966 |  | 402.5767 | 0 | 0 | 58.7199 | 0
30.07. | 18 | 464.6236 |  | 405.9038 | 0 | 0 | 58.7199 | 0
30.07. | 19 | 469.6143 |  | 410.8944 | 0 | 0 | 58.7199 | 0
30.07. | 20 | 472.9413 |  | 414.2215 | 0 | 0 | 58.7199 | 0
30.07. | 21 | 477.9319 |  | 419.2121 | 0 | 0 | 58.7199 | 0
30.07. | 22 | 479.5955 |  | 420.8756 | 0 | 0 | 58.7199 | 0
30.07. | 23 | 481.259 |  | 422.5392 | 0 | 0 | 58.7199 | 0
30.07. | 24 | 481.259 |  | 422.5392 | 0 | 0 | 58.7199 | 0
31.07. | 1 | 481.259 |  | 422.5392 | 0 | 0 | 58.7199 | 0
31.07. | 2 | 481.259 |  | 422.5392 | 0 | 0 | 58.7199 | 0
31.07. | 3 | 481.259 |  | 422.5392 | 0 | 0 | 58.7199 | 0
31.07. | 4 | 481.259 |  | 422.5392 | 0 | 0 | 58.7199 | 0
31.07. | 5 | 481.259 |  | 422.5392 | 0 | 0 | 58.7199 | 0
31.07. | 6 | 481.259 |  | 422.5392 | 0 | 0 | 58.7199 | 0
31.07. | 7 | 479.5955 |  | 420.8756 | 0 | 0 | 58.7199 | 0
31.07. | 8 | 476.2684 |  | 417.5485 | 0 | 0 | 58.7199 | 0
31.07. | 9 | 467.9507 |  | 409.2308 | 0 | 0 | 58.7199 | 0
31.07. | 10 | 464.6236 |  | 405.9038 | 0 | 0 | 58.7199 | 0
31.07. | 11 | 461.2966 |  | 402.5767 | 0 | 0 | 58.7199 | 0
31.07. | 12 | 461.2966 |  | 402.5767 | 0 | 0 | 58.7199 | 0
31.07. | 13 | 462.9601 |  | 404.2402 | 0 | 0 | 58.7199 | 0
31.07. | 14 | 464.6236 |  | 405.9038 | 0 | 0 | 58.7199 | 0
31.07. | 15 | 466.2872 |  | 407.5673 | 0 | 0 | 58.7199 | 0
31.07. | 16 | 467.9507 |  | 409.2308 | 0 | 0 | 58.7199 | 0
31.07. | 17 | 469.6143 |  | 410.8944 | 0 | 0 | 58.7199 | 0
31.07. | 18 | 474.6049 |  | 415.885 | 0 | 0 | 58.7199 | 0
31.07. | 19 | 476.2684 |  | 417.5485 | 0 | 0 | 58.7199 | 0
31.07. | 20 | 477.9319 |  | 419.2121 | 0 | 0 | 58.7199 | 0
31.07. | 21 | 479.5955 |  | 420.8756 | 0 | 0 | 58.7199 | 0
31.07. | 22 | 479.5955 |  | 420.8756 | 0 | 0 | 58.7199 | 0
31.07. | 23 | 481.259 |  | 422.5392 | 0 | 0 | 58.7199 | 0
31.07. | 24 | 481.259 |  | 422.5392 | 0 | 0 | 58.7199 | 0
01.08. | 1 | 486.8902 |  | 430.8569 | 0 | 0 | 56.0333 | 0
01.08. | 2 | 486.8902 |  | 430.8569 | 0 | 0 | 56.0333 | 0
01.08. | 3 | 486.8902 |  | 430.8569 | 0 | 0 | 56.0333 | 0
01.08. | 4 | 485.2267 |  | 429.1933 | 0 | 0 | 56.0333 | 0
01.08. | 5 | 485.2267 |  | 429.1933 | 0 | 0 | 56.0333 | 0
01.08. | 6 | 486.8902 |  | 430.8569 | 0 | 0 | 56.0333 | 0
01.08. | 7 | 488.5537 |  | 432.5204 | 0 | 0 | 56.0333 | 0
01.08. | 8 | 490.2173 |  | 434.1839 | 0 | 0 | 56.0333 | 0
01.08. | 9 | 493.5444 |  | 437.511 | 0 | 0 | 56.0333 | 0
01.08. | 10 | 495.2079 |  | 439.1746 | 0 | 0 | 56.0333 | 0
01.08. | 11 | 496.8714 |  | 440.8381 | 0 | 0 | 56.0333 | 0
01.08. | 12 | 496.8714 |  | 440.8381 | 0 | 0 | 56.0333 | 0
01.08. | 13 | 496.8714 |  | 440.8381 | 0 | 0 | 56.0333 | 0
01.08. | 14 | 496.8714 |  | 440.8381 | 0 | 0 | 56.0333 | 0
01.08. | 15 | 496.8714 |  | 440.8381 | 0 | 0 | 56.0333 | 0
01.08. | 16 | 496.8714 |  | 440.8381 | 0 | 0 | 56.0333 | 0
01.08. | 17 | 496.8714 |  | 440.8381 | 0 | 0 | 56.0333 | 0
01.08. | 18 | 495.2079 |  | 439.1746 | 0 | 0 | 56.0333 | 0
01.08. | 19 | 495.2079 |  | 439.1746 | 0 | 0 | 56.0333 | 0
01.08. | 20 | 493.5444 |  | 437.511 | 0 | 0 | 56.0333 | 0
01.08. | 21 | 490.2173 |  | 434.1839 | 0 | 0 | 56.0333 | 0
01.08. | 22 | 488.5537 |  | 432.5204 | 0 | 0 | 56.0333 | 0
01.08. | 23 | 486.8902 |  | 430.8569 | 0 | 0 | 56.0333 | 0
01.08. | 24 | 486.8902 |  | 430.8569 | 0 | 0 | 56.0333 | 0
02.08. | 1 | 485.2267 |  | 429.1933 | 0 | 0 | 56.0333 | 0
02.08. | 2 | 485.2267 |  | 429.1933 | 0 | 0 | 56.0333 | 0
02.08. | 3 | 483.5631 |  | 427.5298 | 0 | 0 | 56.0333 | 0
02.08. | 4 | 483.5631 |  | 427.5298 | 0 | 0 | 56.0333 | 0
02.08. | 5 | 483.5631 |  | 427.5298 | 0 | 0 | 56.0333 | 0
02.08. | 6 | 486.8902 |  | 430.8569 | 0 | 0 | 56.0333 | 0
02.08. | 7 | 488.5537 |  | 432.5204 | 0 | 0 | 56.0333 | 0
02.08. | 8 | 490.2173 |  | 434.1839 | 0 | 0 | 56.0333 | 0
02.08. | 9 | 493.5444 |  | 437.511 | 0 | 0 | 56.0333 | 0
02.08. | 10 | 495.2079 |  | 439.1746 | 0 | 0 | 56.0333 | 0
02.08. | 11 | 496.8714 |  | 440.8381 | 0 | 0 | 56.0333 | 0
02.08. | 12 | 496.8714 |  | 440.8381 | 0 | 0 | 56.0333 | 0
02.08. | 13 | 496.8714 |  | 440.8381 | 0 | 0 | 56.0333 | 0
02.08. | 14 | 496.8714 |  | 440.8381 | 0 | 0 | 56.0333 | 0
02.08. | 15 | 496.8714 |  | 440.8381 | 0 | 0 | 56.0333 | 0
02.08. | 16 | 496.8714 |  | 440.8381 | 0 | 0 | 56.0333 | 0
02.08. | 17 | 496.8714 |  | 440.8381 | 0 | 0 | 56.0333 | 0
02.08. | 18 | 495.2079 |  | 439.1746 | 0 | 0 | 56.0333 | 0
02.08. | 19 | 493.5444 |  | 437.511 | 0 | 0 | 56.0333 | 0
02.08. | 20 | 491.8808 |  | 435.8475 | 0 | 0 | 56.0333 | 0
02.08. | 21 | 490.2173 |  | 434.1839 | 0 | 0 | 56.0333 | 0
02.08. | 22 | 488.5537 |  | 432.5204 | 0 | 0 | 56.0333 | 0
02.08. | 23 | 485.2267 |  | 429.1933 | 0 | 0 | 56.0333 | 0
02.08. | 24 | 485.2267 |  | 429.1933 | 0 | 0 | 56.0333 | 0
03.08. | 1 | 485.2267 |  | 429.1933 | 0 | 0 | 56.0333 | 0
03.08. | 2 | 485.2267 |  | 429.1933 | 0 | 0 | 56.0333 | 0
03.08. | 3 | 483.5631 |  | 427.5298 | 0 | 0 | 56.0333 | 0
03.08. | 4 | 483.5631 |  | 427.5298 | 0 | 0 | 56.0333 | 0
03.08. | 5 | 481.8996 |  | 425.8662 | 0 | 0 | 56.0333 | 0
03.08. | 6 | 483.5631 |  | 427.5298 | 0 | 0 | 56.0333 | 0
03.08. | 7 | 485.2267 |  | 429.1933 | 0 | 0 | 56.0333 | 0
03.08. | 8 | 486.8902 |  | 430.8569 | 0 | 0 | 56.0333 | 0
03.08. | 9 | 490.2173 |  | 434.1839 | 0 | 0 | 56.0333 | 0
03.08. | 10 | 491.8808 |  | 435.8475 | 0 | 0 | 56.0333 | 0
03.08. | 11 | 493.5444 |  | 437.511 | 0 | 0 | 56.0333 | 0
03.08. | 12 | 493.5444 |  | 437.511 | 0 | 0 | 56.0333 | 0
03.08. | 13 | 493.5444 |  | 437.511 | 0 | 0 | 56.0333 | 0
03.08. | 14 | 491.8808 |  | 435.8475 | 0 | 0 | 56.0333 | 0
03.08. | 15 | 491.8808 |  | 435.8475 | 0 | 0 | 56.0333 | 0
03.08. | 16 | 491.8808 |  | 435.8475 | 0 | 0 | 56.0333 | 0
03.08. | 17 | 491.8808 |  | 435.8475 | 0 | 0 | 56.0333 | 0
03.08. | 18 | 491.8808 |  | 435.8475 | 0 | 0 | 56.0333 | 0
03.08. | 19 | 490.2173 |  | 434.1839 | 0 | 0 | 56.0333 | 0
03.08. | 20 | 488.5537 |  | 432.5204 | 0 | 0 | 56.0333 | 0
03.08. | 21 | 483.5631 |  | 427.5298 | 0 | 0 | 56.0333 | 0
03.08. | 22 | 481.8996 |  | 425.8662 | 0 | 0 | 56.0333 | 0
03.08. | 23 | 476.909 |  | 420.8756 | 0 | 0 | 56.0333 | 0
03.08. | 24 | 475.2454 |  | 419.2121 | 0 | 0 | 56.0333 | 0
04.08. | 1 | 473.5819 |  | 417.5485 | 0 | 0 | 56.0333 | 0
04.08. | 2 | 473.5819 |  | 417.5485 | 0 | 0 | 56.0333 | 0
04.08. | 3 | 470.2548 |  | 414.2215 | 0 | 0 | 56.0333 | 0
04.08. | 4 | 468.5913 |  | 412.5579 | 0 | 0 | 56.0333 | 0
04.08. | 5 | 468.5913 |  | 412.5579 | 0 | 0 | 56.0333 | 0
04.08. | 6 | 475.2454 |  | 419.2121 | 0 | 0 | 56.0333 | 0
04.08. | 7 | 480.236 |  | 424.2027 | 0 | 0 | 56.0333 | 0
04.08. | 8 | 483.5631 |  | 427.5298 | 0 | 0 | 56.0333 | 0
04.08. | 9 | 490.2173 |  | 434.1839 | 0 | 0 | 56.0333 | 0
04.08. | 10 | 491.8808 |  | 435.8475 | 0 | 0 | 56.0333 | 0
04.08. | 11 | 493.5444 |  | 437.511 | 0 | 0 | 56.0333 | 0
04.08. | 12 | 493.5444 |  | 437.511 | 0 | 0 | 56.0333 | 0
04.08. | 13 | 495.2079 |  | 439.1746 | 0 | 0 | 56.0333 | 0
04.08. | 14 | 495.2079 |  | 439.1746 | 0 | 0 | 56.0333 | 0
04.08. | 15 | 495.2079 |  | 439.1746 | 0 | 0 | 56.0333 | 0
04.08. | 16 | 495.2079 |  | 439.1746 | 0 | 0 | 56.0333 | 0
04.08. | 17 | 495.2079 |  | 439.1746 | 0 | 0 | 56.0333 | 0
04.08. | 18 | 493.5444 |  | 437.511 | 0 | 0 | 56.0333 | 0
04.08. | 19 | 491.8808 |  | 435.8475 | 0 | 0 | 56.0333 | 0
04.08. | 20 | 488.5537 |  | 432.5204 | 0 | 0 | 56.0333 | 0
04.08. | 21 | 483.5631 |  | 427.5298 | 0 | 0 | 56.0333 | 0
04.08. | 22 | 478.5725 |  | 422.5392 | 0 | 0 | 56.0333 | 0
04.08. | 23 | 470.2548 |  | 414.2215 | 0 | 0 | 56.0333 | 0
04.08. | 24 | 470.2548 |  | 414.2215 | 0 | 0 | 56.0333 | 0
05.08. | 1 | 468.5913 |  | 412.5579 | 0 | 0 | 56.0333 | 0
05.08. | 2 | 466.9277 |  | 410.8944 | 0 | 0 | 56.0333 | 0
05.08. | 3 | 466.9277 |  | 410.8944 | 0 | 0 | 56.0333 | 0
05.08. | 4 | 466.9277 |  | 410.8944 | 0 | 0 | 56.0333 | 0
05.08. | 5 | 466.9277 |  | 410.8944 | 0 | 0 | 56.0333 | 0
05.08. | 6 | 475.2454 |  | 419.2121 | 0 | 0 | 56.0333 | 0
05.08. | 7 | 481.8996 |  | 425.8662 | 0 | 0 | 56.0333 | 0
05.08. | 8 | 486.8902 |  | 430.8569 | 0 | 0 | 56.0333 | 0
05.08. | 9 | 491.8808 |  | 435.8475 | 0 | 0 | 56.0333 | 0
05.08. | 10 | 493.5444 |  | 437.511 | 0 | 0 | 56.0333 | 0
05.08. | 11 | 495.2079 |  | 439.1746 | 0 | 0 | 56.0333 | 0
05.08. | 12 | 495.2079 |  | 439.1746 | 0 | 0 | 56.0333 | 0
05.08. | 13 | 495.2079 |  | 439.1746 | 0 | 0 | 56.0333 | 0
05.08. | 14 | 495.2079 |  | 439.1746 | 0 | 0 | 56.0333 | 0
05.08. | 15 | 495.2079 |  | 439.1746 | 0 | 0 | 56.0333 | 0
05.08. | 16 | 495.2079 |  | 439.1746 | 0 | 0 | 56.0333 | 0
05.08. | 17 | 495.2079 |  | 439.1746 | 0 | 0 | 56.0333 | 0
05.08. | 18 | 493.5444 |  | 437.511 | 0 | 0 | 56.0333 | 0
05.08. | 19 | 491.8808 |  | 435.8475 | 0 | 0 | 56.0333 | 0
05.08. | 20 | 490.2173 |  | 434.1839 | 0 | 0 | 56.0333 | 0
05.08. | 21 | 485.2267 |  | 429.1933 | 0 | 0 | 56.0333 | 0
05.08. | 22 | 480.236 |  | 424.2027 | 0 | 0 | 56.0333 | 0
05.08. | 23 | 475.2454 |  | 419.2121 | 0 | 0 | 56.0333 | 0
05.08. | 24 | 473.5819 |  | 417.5485 | 0 | 0 | 56.0333 | 0
06.08. | 1 | 471.9183 |  | 415.885 | 0 | 0 | 56.0333 | 0
06.08. | 2 | 470.2548 |  | 414.2215 | 0 | 0 | 56.0333 | 0
06.08. | 3 | 466.9277 |  | 410.8944 | 0 | 0 | 56.0333 | 0
06.08. | 4 | 466.9277 |  | 410.8944 | 0 | 0 | 56.0333 | 0
06.08. | 5 | 466.9277 |  | 410.8944 | 0 | 0 | 56.0333 | 0
06.08. | 6 | 476.909 |  | 420.8756 | 0 | 0 | 56.0333 | 0
06.08. | 7 | 481.8996 |  | 425.8662 | 0 | 0 | 56.0333 | 0
06.08. | 8 | 485.2267 |  | 429.1933 | 0 | 0 | 56.0333 | 0
06.08. | 9 | 490.2173 |  | 434.1839 | 0 | 0 | 56.0333 | 0
06.08. | 10 | 491.8808 |  | 435.8475 | 0 | 0 | 56.0333 | 0
06.08. | 11 | 493.5444 |  | 437.511 | 0 | 0 | 56.0333 | 0
06.08. | 12 | 493.5444 |  | 437.511 | 0 | 0 | 56.0333 | 0
06.08. | 13 | 495.2079 |  | 439.1746 | 0 | 0 | 56.0333 | 0
06.08. | 14 | 495.2079 |  | 439.1746 | 0 | 0 | 56.0333 | 0
06.08. | 15 | 495.2079 |  | 439.1746 | 0 | 0 | 56.0333 | 0
06.08. | 16 | 495.2079 |  | 439.1746 | 0 | 0 | 56.0333 | 0
06.08. | 17 | 495.2079 |  | 439.1746 | 0 | 0 | 56.0333 | 0
06.08. | 18 | 493.5444 |  | 437.511 | 0 | 0 | 56.0333 | 0
06.08. | 19 | 491.8808 |  | 435.8475 | 0 | 0 | 56.0333 | 0
06.08. | 20 | 488.5537 |  | 432.5204 | 0 | 0 | 56.0333 | 0
06.08. | 21 | 481.8996 |  | 425.8662 | 0 | 0 | 56.0333 | 0
06.08. | 22 | 476.909 |  | 420.8756 | 0 | 0 | 56.0333 | 0
06.08. | 23 | 470.2548 |  | 414.2215 | 0 | 0 | 56.0333 | 0
06.08. | 24 | 468.5913 |  | 412.5579 | 0 | 0 | 56.0333 | 0
07.08. | 1 | 466.9277 |  | 410.8944 | 0 | 0 | 56.0333 | 0
07.08. | 2 | 466.9277 |  | 410.8944 | 0 | 0 | 56.0333 | 0
07.08. | 3 | 466.9277 |  | 410.8944 | 0 | 0 | 56.0333 | 0
07.08. | 4 | 466.9277 |  | 410.8944 | 0 | 0 | 56.0333 | 0
07.08. | 5 | 466.9277 |  | 410.8944 | 0 | 0 | 56.0333 | 0
07.08. | 6 | 475.2454 |  | 419.2121 | 0 | 0 | 56.0333 | 0
07.08. | 7 | 481.8996 |  | 425.8662 | 0 | 0 | 56.0333 | 0
07.08. | 8 | 486.8902 |  | 430.8569 | 0 | 0 | 56.0333 | 0
07.08. | 9 | 491.8808 |  | 435.8475 | 0 | 0 | 56.0333 | 0
07.08. | 10 | 493.5444 |  | 437.511 | 0 | 0 | 56.0333 | 0
07.08. | 11 | 495.2079 |  | 439.1746 | 0 | 0 | 56.0333 | 0
07.08. | 12 | 496.8714 |  | 440.8381 | 0 | 0 | 56.0333 | 0
07.08. | 13 | 496.8714 |  | 440.8381 | 0 | 0 | 56.0333 | 0
07.08. | 14 | 496.8714 |  | 440.8381 | 0 | 0 | 56.0333 | 0
07.08. | 15 | 496.8714 |  | 440.8381 | 0 | 0 | 56.0333 | 0
07.08. | 16 | 496.8714 |  | 440.8381 | 0 | 0 | 56.0333 | 0
07.08. | 17 | 496.8714 |  | 440.8381 | 0 | 0 | 56.0333 | 0
07.08. | 18 | 495.2079 |  | 439.1746 | 0 | 0 | 56.0333 | 0
07.08. | 19 | 493.5444 |  | 437.511 | 0 | 0 | 56.0333 | 0
07.08. | 20 | 491.8808 |  | 435.8475 | 0 | 0 | 56.0333 | 0
07.08. | 21 | 488.5537 |  | 432.5204 | 0 | 0 | 56.0333 | 0
07.08. | 22 | 486.8902 |  | 430.8569 | 0 | 0 | 56.0333 | 0
07.08. | 23 | 483.5631 |  | 427.5298 | 0 | 0 | 56.0333 | 0
07.08. | 24 | 483.5631 |  | 427.5298 | 0 | 0 | 56.0333 | 0
08.08. | 1 | 483.5631 |  | 427.5298 | 0 | 0 | 56.0333 | 0
08.08. | 2 | 481.8996 |  | 425.8662 | 0 | 0 | 56.0333 | 0
08.08. | 3 | 480.236 |  | 424.2027 | 0 | 0 | 56.0333 | 0
08.08. | 4 | 480.236 |  | 424.2027 | 0 | 0 | 56.0333 | 0
08.08. | 5 | 480.236 |  | 424.2027 | 0 | 0 | 56.0333 | 0
08.08. | 6 | 483.5631 |  | 427.5298 | 0 | 0 | 56.0333 | 0
08.08. | 7 | 485.2267 |  | 429.1933 | 0 | 0 | 56.0333 | 0
08.08. | 8 | 488.5537 |  | 432.5204 | 0 | 0 | 56.0333 | 0
08.08. | 9 | 491.8808 |  | 435.8475 | 0 | 0 | 56.0333 | 0
08.08. | 10 | 493.5444 |  | 437.511 | 0 | 0 | 56.0333 | 0
08.08. | 11 | 495.2079 |  | 439.1746 | 0 | 0 | 56.0333 | 0
08.08. | 12 | 495.2079 |  | 439.1746 | 0 | 0 | 56.0333 | 0
08.08. | 13 | 495.2079 |  | 439.1746 | 0 | 0 | 56.0333 | 0
08.08. | 14 | 493.5444 |  | 437.511 | 0 | 0 | 56.0333 | 0
08.08. | 15 | 493.5444 |  | 437.511 | 0 | 0 | 56.0333 | 0
08.08. | 16 | 493.5444 |  | 437.511 | 0 | 0 | 56.0333 | 0
08.08. | 17 | 493.5444 |  | 437.511 | 0 | 0 | 56.0333 | 0
08.08. | 18 | 491.8808 |  | 435.8475 | 0 | 0 | 56.0333 | 0
08.08. | 19 | 491.8808 |  | 435.8475 | 0 | 0 | 56.0333 | 0
08.08. | 20 | 490.2173 |  | 434.1839 | 0 | 0 | 56.0333 | 0
08.08. | 21 | 486.8902 |  | 430.8569 | 0 | 0 | 56.0333 | 0
08.08. | 22 | 485.2267 |  | 429.1933 | 0 | 0 | 56.0333 | 0
08.08. | 23 | 481.8996 |  | 425.8662 | 0 | 0 | 56.0333 | 0
08.08. | 24 | 480.236 |  | 424.2027 | 0 | 0 | 56.0333 | 0
09.08. | 1 | 480.236 |  | 424.2027 | 0 | 0 | 56.0333 | 0
09.08. | 2 | 478.5725 |  | 422.5392 | 0 | 0 | 56.0333 | 0
09.08. | 3 | 476.909 |  | 420.8756 | 0 | 0 | 56.0333 | 0
09.08. | 4 | 476.909 |  | 420.8756 | 0 | 0 | 56.0333 | 0
09.08. | 5 | 475.2454 |  | 419.2121 | 0 | 0 | 56.0333 | 0
09.08. | 6 | 478.5725 |  | 422.5392 | 0 | 0 | 56.0333 | 0
09.08. | 7 | 483.5631 |  | 427.5298 | 0 | 0 | 56.0333 | 0
09.08. | 8 | 486.8902 |  | 430.8569 | 0 | 0 | 56.0333 | 0
09.08. | 9 | 491.8808 |  | 435.8475 | 0 | 0 | 56.0333 | 0
09.08. | 10 | 493.5444 |  | 437.511 | 0 | 0 | 56.0333 | 0
09.08. | 11 | 495.2079 |  | 439.1746 | 0 | 0 | 56.0333 | 0
09.08. | 12 | 496.8714 |  | 440.8381 | 0 | 0 | 56.0333 | 0
09.08. | 13 | 496.8714 |  | 440.8381 | 0 | 0 | 56.0333 | 0
09.08. | 14 | 496.8714 |  | 440.8381 | 0 | 0 | 56.0333 | 0
09.08. | 15 | 496.8714 |  | 440.8381 | 0 | 0 | 56.0333 | 0
09.08. | 16 | 496.8714 |  | 440.8381 | 0 | 0 | 56.0333 | 0
09.08. | 17 | 496.8714 |  | 440.8381 | 0 | 0 | 56.0333 | 0
09.08. | 18 | 495.2079 |  | 439.1746 | 0 | 0 | 56.0333 | 0
09.08. | 19 | 493.5444 |  | 437.511 | 0 | 0 | 56.0333 | 0
09.08. | 20 | 491.8808 |  | 435.8475 | 0 | 0 | 56.0333 | 0
09.08. | 21 | 488.5537 |  | 432.5204 | 0 | 0 | 56.0333 | 0
09.08. | 22 | 486.8902 |  | 430.8569 | 0 | 0 | 56.0333 | 0
09.08. | 23 | 481.8996 |  | 425.8662 | 0 | 0 | 56.0333 | 0
09.08. | 24 | 480.236 |  | 424.2027 | 0 | 0 | 56.0333 | 0
10.08. | 1 | 478.5725 |  | 422.5392 | 0 | 0 | 56.0333 | 0
10.08. | 2 | 478.5725 |  | 422.5392 | 0 | 0 | 56.0333 | 0
10.08. | 3 | 475.2454 |  | 419.2121 | 0 | 0 | 56.0333 | 0
10.08. | 4 | 475.2454 |  | 419.2121 | 0 | 0 | 56.0333 | 0
10.08. | 5 | 476.909 |  | 420.8756 | 0 | 0 | 56.0333 | 0
10.08. | 6 | 481.8996 |  | 425.8662 | 0 | 0 | 56.0333 | 0
10.08. | 7 | 486.8902 |  | 430.8569 | 0 | 0 | 56.0333 | 0
10.08. | 8 | 490.2173 |  | 434.1839 | 0 | 0 | 56.0333 | 0
10.08. | 9 | 493.5444 |  | 437.511 | 0 | 0 | 56.0333 | 0
10.08. | 10 | 495.2079 |  | 439.1746 | 0 | 0 | 56.0333 | 0
10.08. | 11 | 496.8714 |  | 440.8381 | 0 | 0 | 56.0333 | 0
10.08. | 12 | 496.8714 |  | 440.8381 | 0 | 0 | 56.0333 | 0
10.08. | 13 | 496.8714 |  | 440.8381 | 0 | 0 | 56.0333 | 0
10.08. | 14 | 496.8714 |  | 440.8381 | 0 | 0 | 56.0333 | 0
10.08. | 15 | 496.8714 |  | 440.8381 | 0 | 0 | 56.0333 | 0
10.08. | 16 | 496.8714 |  | 440.8381 | 0 | 0 | 56.0333 | 0
10.08. | 17 | 496.8714 |  | 440.8381 | 0 | 0 | 56.0333 | 0
10.08. | 18 | 495.2079 |  | 439.1746 | 0 | 0 | 56.0333 | 0
10.08. | 19 | 493.5444 |  | 437.511 | 0 | 0 | 56.0333 | 0
10.08. | 20 | 493.5444 |  | 437.511 | 0 | 0 | 56.0333 | 0
10.08. | 21 | 490.2173 |  | 434.1839 | 0 | 0 | 56.0333 | 0
10.08. | 22 | 488.5537 |  | 432.5204 | 0 | 0 | 56.0333 | 0
10.08. | 23 | 486.8902 |  | 430.8569 | 0 | 0 | 56.0333 | 0
10.08. | 24 | 486.8902 |  | 430.8569 | 0 | 0 | 56.0333 | 0
11.08. | 1 | 485.2267 |  | 429.1933 | 0 | 0 | 56.0333 | 0
11.08. | 2 | 485.2267 |  | 429.1933 | 0 | 0 | 56.0333 | 0
11.08. | 3 | 483.5631 |  | 427.5298 | 0 | 0 | 56.0333 | 0
11.08. | 4 | 481.8996 |  | 425.8662 | 0 | 0 | 56.0333 | 0
11.08. | 5 | 481.8996 |  | 425.8662 | 0 | 0 | 56.0333 | 0
11.08. | 6 | 483.5631 |  | 427.5298 | 0 | 0 | 56.0333 | 0
11.08. | 7 | 485.2267 |  | 429.1933 | 0 | 0 | 56.0333 | 0
11.08. | 8 | 486.8902 |  | 430.8569 | 0 | 0 | 56.0333 | 0
11.08. | 9 | 491.8808 |  | 435.8475 | 0 | 0 | 56.0333 | 0
11.08. | 10 | 491.8808 |  | 435.8475 | 0 | 0 | 56.0333 | 0
11.08. | 11 | 493.5444 |  | 437.511 | 0 | 0 | 56.0333 | 0
11.08. | 12 | 493.5444 |  | 437.511 | 0 | 0 | 56.0333 | 0
11.08. | 13 | 493.5444 |  | 437.511 | 0 | 0 | 56.0333 | 0
11.08. | 14 | 493.5444 |  | 437.511 | 0 | 0 | 56.0333 | 0
11.08. | 15 | 493.5444 |  | 437.511 | 0 | 0 | 56.0333 | 0
11.08. | 16 | 493.5444 |  | 437.511 | 0 | 0 | 56.0333 | 0
11.08. | 17 | 493.5444 |  | 437.511 | 0 | 0 | 56.0333 | 0
11.08. | 18 | 491.8808 |  | 435.8475 | 0 | 0 | 56.0333 | 0
11.08. | 19 | 490.2173 |  | 434.1839 | 0 | 0 | 56.0333 | 0
11.08. | 20 | 486.8902 |  | 430.8569 | 0 | 0 | 56.0333 | 0
11.08. | 21 | 481.8996 |  | 425.8662 | 0 | 0 | 56.0333 | 0
11.08. | 22 | 476.909 |  | 420.8756 | 0 | 0 | 56.0333 | 0
11.08. | 23 | 468.5913 |  | 412.5579 | 0 | 0 | 56.0333 | 0
11.08. | 24 | 466.9277 |  | 410.8944 | 0 | 0 | 56.0333 | 0
12.08. | 1 | 466.9277 |  | 410.8944 | 0 | 0 | 56.0333 | 0
12.08. | 2 | 466.9277 |  | 410.8944 | 0 | 0 | 56.0333 | 0
12.08. | 3 | 466.9277 |  | 410.8944 | 0 | 0 | 56.0333 | 0
12.08. | 4 | 466.9277 |  | 410.8944 | 0 | 0 | 56.0333 | 0
12.08. | 5 | 466.9277 |  | 410.8944 | 0 | 0 | 56.0333 | 0
12.08. | 6 | 468.5913 |  | 412.5579 | 0 | 0 | 56.0333 | 0
12.08. | 7 | 478.5725 |  | 422.5392 | 0 | 0 | 56.0333 | 0
12.08. | 8 | 483.5631 |  | 427.5298 | 0 | 0 | 56.0333 | 0
12.08. | 9 | 490.2173 |  | 434.1839 | 0 | 0 | 56.0333 | 0
12.08. | 10 | 491.8808 |  | 435.8475 | 0 | 0 | 56.0333 | 0
12.08. | 11 | 493.5444 |  | 437.511 | 0 | 0 | 56.0333 | 0
12.08. | 12 | 495.2079 |  | 439.1746 | 0 | 0 | 56.0333 | 0
12.08. | 13 | 495.2079 |  | 439.1746 | 0 | 0 | 56.0333 | 0
12.08. | 14 | 495.2079 |  | 439.1746 | 0 | 0 | 56.0333 | 0
12.08. | 15 | 495.2079 |  | 439.1746 | 0 | 0 | 56.0333 | 0
12.08. | 16 | 495.2079 |  | 439.1746 | 0 | 0 | 56.0333 | 0
12.08. | 17 | 495.2079 |  | 439.1746 | 0 | 0 | 56.0333 | 0
12.08. | 18 | 493.5444 |  | 437.511 | 0 | 0 | 56.0333 | 0
12.08. | 19 | 491.8808 |  | 435.8475 | 0 | 0 | 56.0333 | 0
12.08. | 20 | 490.2173 |  | 434.1839 | 0 | 0 | 56.0333 | 0
12.08. | 21 | 483.5631 |  | 427.5298 | 0 | 0 | 56.0333 | 0
12.08. | 22 | 481.8996 |  | 425.8662 | 0 | 0 | 56.0333 | 0
12.08. | 23 | 475.2454 |  | 419.2121 | 0 | 0 | 56.0333 | 0
12.08. | 24 | 475.2454 |  | 419.2121 | 0 | 0 | 56.0333 | 0
13.08. | 1 | 475.2454 |  | 419.2121 | 0 | 0 | 56.0333 | 0
13.08. | 2 | 473.5819 |  | 417.5485 | 0 | 0 | 56.0333 | 0
13.08. | 3 | 470.2548 |  | 414.2215 | 0 | 0 | 56.0333 | 0
13.08. | 4 | 470.2548 |  | 414.2215 | 0 | 0 | 56.0333 | 0
13.08. | 5 | 470.2548 |  | 414.2215 | 0 | 0 | 56.0333 | 0
13.08. | 6 | 478.5725 |  | 422.5392 | 0 | 0 | 56.0333 | 0
13.08. | 7 | 483.5631 |  | 427.5298 | 0 | 0 | 56.0333 | 0
13.08. | 8 | 488.5537 |  | 432.5204 | 0 | 0 | 56.0333 | 0
13.08. | 9 | 493.5444 |  | 437.511 | 0 | 0 | 56.0333 | 0
13.08. | 10 | 495.2079 |  | 439.1746 | 0 | 0 | 56.0333 | 0
13.08. | 11 | 496.8714 |  | 440.8381 | 0 | 0 | 56.0333 | 0
13.08. | 12 | 496.8714 |  | 440.8381 | 0 | 0 | 56.0333 | 0
13.08. | 13 | 496.8714 |  | 440.8381 | 0 | 0 | 56.0333 | 0
13.08. | 14 | 496.8714 |  | 440.8381 | 0 | 0 | 56.0333 | 0
13.08. | 15 | 496.8714 |  | 440.8381 | 0 | 0 | 56.0333 | 0
13.08. | 16 | 496.8714 |  | 440.8381 | 0 | 0 | 56.0333 | 0
13.08. | 17 | 496.8714 |  | 440.8381 | 0 | 0 | 56.0333 | 0
13.08. | 18 | 495.2079 |  | 439.1746 | 0 | 0 | 56.0333 | 0
13.08. | 19 | 493.5444 |  | 437.511 | 0 | 0 | 56.0333 | 0
13.08. | 20 | 491.8808 |  | 435.8475 | 0 | 0 | 56.0333 | 0
13.08. | 21 | 488.5537 |  | 432.5204 | 0 | 0 | 56.0333 | 0
13.08. | 22 | 486.8902 |  | 430.8569 | 0 | 0 | 56.0333 | 0
13.08. | 23 | 485.2267 |  | 429.1933 | 0 | 0 | 56.0333 | 0
13.08. | 24 | 483.5631 |  | 427.5298 | 0 | 0 | 56.0333 | 0
14.08. | 1 | 483.5631 |  | 427.5298 | 0 | 0 | 56.0333 | 0
14.08. | 2 | 481.8996 |  | 425.8662 | 0 | 0 | 56.0333 | 0
14.08. | 3 | 480.236 |  | 424.2027 | 0 | 0 | 56.0333 | 0
14.08. | 4 | 480.236 |  | 424.2027 | 0 | 0 | 56.0333 | 0
14.08. | 5 | 480.236 |  | 424.2027 | 0 | 0 | 56.0333 | 0
14.08. | 6 | 483.5631 |  | 427.5298 | 0 | 0 | 56.0333 | 0
14.08. | 7 | 486.8902 |  | 430.8569 | 0 | 0 | 56.0333 | 0
14.08. | 8 | 488.5537 |  | 432.5204 | 0 | 0 | 56.0333 | 0
14.08. | 9 | 493.5444 |  | 437.511 | 0 | 0 | 56.0333 | 0
14.08. | 10 | 495.2079 |  | 439.1746 | 0 | 0 | 56.0333 | 0
14.08. | 11 | 496.8714 |  | 440.8381 | 0 | 0 | 56.0333 | 0
14.08. | 12 | 496.8714 |  | 440.8381 | 0 | 0 | 56.0333 | 0
14.08. | 13 | 496.8714 |  | 440.8381 | 0 | 0 | 56.0333 | 0
14.08. | 14 | 496.8714 |  | 440.8381 | 0 | 0 | 56.0333 | 0
14.08. | 15 | 496.8714 |  | 440.8381 | 0 | 0 | 56.0333 | 0
14.08. | 16 | 495.2079 |  | 439.1746 | 0 | 0 | 56.0333 | 0
14.08. | 17 | 495.2079 |  | 439.1746 | 0 | 0 | 56.0333 | 0
14.08. | 18 | 493.5444 |  | 437.511 | 0 | 0 | 56.0333 | 0
14.08. | 19 | 491.8808 |  | 435.8475 | 0 | 0 | 56.0333 | 0
14.08. | 20 | 490.2173 |  | 434.1839 | 0 | 0 | 56.0333 | 0
14.08. | 21 | 485.2267 |  | 429.1933 | 0 | 0 | 56.0333 | 0
14.08. | 22 | 483.5631 |  | 427.5298 | 0 | 0 | 56.0333 | 0
14.08. | 23 | 476.909 |  | 420.8756 | 0 | 0 | 56.0333 | 0
14.08. | 24 | 473.5819 |  | 417.5485 | 0 | 0 | 56.0333 | 0
15.08. | 1 | 470.2548 |  | 414.2215 | 0 | 0 | 56.0333 | 0
15.08. | 2 | 466.9277 |  | 410.8944 | 0 | 0 | 56.0333 | 0
15.08. | 3 | 466.9277 |  | 410.8944 | 0 | 0 | 56.0333 | 0
15.08. | 4 | 466.9277 |  | 410.8944 | 0 | 0 | 56.0333 | 0
15.08. | 5 | 466.9277 |  | 410.8944 | 0 | 0 | 56.0333 | 0
15.08. | 6 | 468.5913 |  | 412.5579 | 0 | 0 | 56.0333 | 0
15.08. | 7 | 475.2454 |  | 419.2121 | 0 | 0 | 56.0333 | 0
15.08. | 8 | 478.5725 |  | 422.5392 | 0 | 0 | 56.0333 | 0
15.08. | 9 | 485.2267 |  | 429.1933 | 0 | 0 | 56.0333 | 0
15.08. | 10 | 485.2267 |  | 429.1933 | 0 | 0 | 56.0333 | 0
15.08. | 11 | 488.5537 |  | 432.5204 | 0 | 0 | 56.0333 | 0
15.08. | 12 | 488.5537 |  | 432.5204 | 0 | 0 | 56.0333 | 0
15.08. | 13 | 488.5537 |  | 432.5204 | 0 | 0 | 56.0333 | 0
15.08. | 14 | 488.5537 |  | 432.5204 | 0 | 0 | 56.0333 | 0
15.08. | 15 | 488.5537 |  | 432.5204 | 0 | 0 | 56.0333 | 0
15.08. | 16 | 488.5537 |  | 432.5204 | 0 | 0 | 56.0333 | 0
15.08. | 17 | 486.8902 |  | 430.8569 | 0 | 0 | 56.0333 | 0
15.08. | 18 | 483.5631 |  | 427.5298 | 0 | 0 | 56.0333 | 0
15.08. | 19 | 480.236 |  | 424.2027 | 0 | 0 | 56.0333 | 0
15.08. | 20 | 475.2454 |  | 419.2121 | 0 | 0 | 56.0333 | 0
15.08. | 21 | 466.9277 |  | 410.8944 | 0 | 0 | 56.0333 | 0
15.08. | 22 | 466.9277 |  | 410.8944 | 0 | 0 | 56.0333 | 0
15.08. | 23 | 466.9277 |  | 410.8944 | 0 | 0 | 56.0333 | 0
15.08. | 24 | 466.9277 |  | 410.8944 | 0 | 0 | 56.0333 | 0
16.08. | 1 | 466.9277 |  | 410.8944 | 0 | 0 | 56.0333 | 0
16.08. | 2 | 466.9277 |  | 410.8944 | 0 | 0 | 56.0333 | 0
16.08. | 3 | 466.9277 |  | 410.8944 | 0 | 0 | 56.0333 | 0
16.08. | 4 | 466.9277 |  | 410.8944 | 0 | 0 | 56.0333 | 0
16.08. | 5 | 466.9277 |  | 410.8944 | 0 | 0 | 56.0333 | 0
16.08. | 6 | 466.9277 |  | 410.8944 | 0 | 0 | 56.0333 | 0
16.08. | 7 | 466.9277 |  | 410.8944 | 0 | 0 | 56.0333 | 0
16.08. | 8 | 466.9277 |  | 410.8944 | 0 | 0 | 56.0333 | 0
16.08. | 9 | 478.5725 |  | 422.5392 | 0 | 0 | 56.0333 | 0
16.08. | 10 | 480.236 |  | 424.2027 | 0 | 0 | 56.0333 | 0
16.08. | 11 | 485.2267 |  | 429.1933 | 0 | 0 | 56.0333 | 0
16.08. | 12 | 485.2267 |  | 429.1933 | 0 | 0 | 56.0333 | 0
16.08. | 13 | 485.2267 |  | 429.1933 | 0 | 0 | 56.0333 | 0
16.08. | 14 | 485.2267 |  | 429.1933 | 0 | 0 | 56.0333 | 0
16.08. | 15 | 485.2267 |  | 429.1933 | 0 | 0 | 56.0333 | 0
16.08. | 16 | 485.2267 |  | 429.1933 | 0 | 0 | 56.0333 | 0
16.08. | 17 | 485.2267 |  | 429.1933 | 0 | 0 | 56.0333 | 0
16.08. | 18 | 483.5631 |  | 427.5298 | 0 | 0 | 56.0333 | 0
16.08. | 19 | 481.8996 |  | 425.8662 | 0 | 0 | 56.0333 | 0
16.08. | 20 | 480.236 |  | 424.2027 | 0 | 0 | 56.0333 | 0
16.08. | 21 | 475.2454 |  | 419.2121 | 0 | 0 | 56.0333 | 0
16.08. | 22 | 473.5819 |  | 417.5485 | 0 | 0 | 56.0333 | 0
16.08. | 23 | 468.5913 |  | 412.5579 | 0 | 0 | 56.0333 | 0
16.08. | 24 | 468.5913 |  | 412.5579 | 0 | 0 | 56.0333 | 0
17.08. | 1 | 466.9277 |  | 410.8944 | 0 | 0 | 56.0333 | 0
17.08. | 2 | 466.9277 |  | 410.8944 | 0 | 0 | 56.0333 | 0
17.08. | 3 | 466.9277 |  | 410.8944 | 0 | 0 | 56.0333 | 0
17.08. | 4 | 466.9277 |  | 410.8944 | 0 | 0 | 56.0333 | 0
17.08. | 5 | 466.9277 |  | 410.8944 | 0 | 0 | 56.0333 | 0
17.08. | 6 | 468.5913 |  | 412.5579 | 0 | 0 | 56.0333 | 0
17.08. | 7 | 473.5819 |  | 417.5485 | 0 | 0 | 56.0333 | 0
17.08. | 8 | 476.909 |  | 420.8756 | 0 | 0 | 56.0333 | 0
17.08. | 9 | 483.5631 |  | 427.5298 | 0 | 0 | 56.0333 | 0
17.08. | 10 | 485.2267 |  | 429.1933 | 0 | 0 | 56.0333 | 0
17.08. | 11 | 490.2173 |  | 434.1839 | 0 | 0 | 56.0333 | 0
17.08. | 12 | 490.2173 |  | 434.1839 | 0 | 0 | 56.0333 | 0
17.08. | 13 | 491.8808 |  | 435.8475 | 0 | 0 | 56.0333 | 0
17.08. | 14 | 491.8808 |  | 435.8475 | 0 | 0 | 56.0333 | 0
17.08. | 15 | 493.5444 |  | 437.511 | 0 | 0 | 56.0333 | 0
17.08. | 16 | 493.5444 |  | 437.511 | 0 | 0 | 56.0333 | 0
17.08. | 17 | 493.5444 |  | 437.511 | 0 | 0 | 56.0333 | 0
17.08. | 18 | 490.2173 |  | 434.1839 | 0 | 0 | 56.0333 | 0
17.08. | 19 | 488.5537 |  | 432.5204 | 0 | 0 | 56.0333 | 0
17.08. | 20 | 486.8902 |  | 430.8569 | 0 | 0 | 56.0333 | 0
17.08. | 21 | 480.236 |  | 424.2027 | 0 | 0 | 56.0333 | 0
17.08. | 22 | 476.909 |  | 420.8756 | 0 | 0 | 56.0333 | 0
17.08. | 23 | 470.2548 |  | 414.2215 | 0 | 0 | 56.0333 | 0
17.08. | 24 | 468.5913 |  | 412.5579 | 0 | 0 | 56.0333 | 0
18.08. | 1 | 468.5913 |  | 412.5579 | 0 | 0 | 56.0333 | 0
18.08. | 2 | 466.9277 |  | 410.8944 | 0 | 0 | 56.0333 | 0
18.08. | 3 | 466.9277 |  | 410.8944 | 0 | 0 | 56.0333 | 0
18.08. | 4 | 466.9277 |  | 410.8944 | 0 | 0 | 56.0333 | 0
18.08. | 5 | 466.9277 |  | 410.8944 | 0 | 0 | 56.0333 | 0
18.08. | 6 | 476.909 |  | 420.8756 | 0 | 0 | 56.0333 | 0
18.08. | 7 | 481.8996 |  | 425.8662 | 0 | 0 | 56.0333 | 0
18.08. | 8 | 486.8902 |  | 430.8569 | 0 | 0 | 56.0333 | 0
18.08. | 9 | 491.8808 |  | 435.8475 | 0 | 0 | 56.0333 | 0
18.08. | 10 | 493.5444 |  | 437.511 | 0 | 0 | 56.0333 | 0
18.08. | 11 | 495.2079 |  | 439.1746 | 0 | 0 | 56.0333 | 0
18.08. | 12 | 495.2079 |  | 439.1746 | 0 | 0 | 56.0333 | 0
18.08. | 13 | 496.8714 |  | 440.8381 | 0 | 0 | 56.0333 | 0
18.08. | 14 | 496.8714 |  | 440.8381 | 0 | 0 | 56.0333 | 0
18.08. | 15 | 496.8714 |  | 440.8381 | 0 | 0 | 56.0333 | 0
18.08. | 16 | 496.8714 |  | 440.8381 | 0 | 0 | 56.0333 | 0
18.08. | 17 | 496.8714 |  | 440.8381 | 0 | 0 | 56.0333 | 0
18.08. | 18 | 495.2079 |  | 439.1746 | 0 | 0 | 56.0333 | 0
18.08. | 19 | 493.5444 |  | 437.511 | 0 | 0 | 56.0333 | 0
18.08. | 20 | 491.8808 |  | 435.8475 | 0 | 0 | 56.0333 | 0
18.08. | 21 | 488.5537 |  | 432.5204 | 0 | 0 | 56.0333 | 0
18.08. | 22 | 486.8902 |  | 430.8569 | 0 | 0 | 56.0333 | 0
18.08. | 23 | 483.5631 |  | 427.5298 | 0 | 0 | 56.0333 | 0
18.08. | 24 | 483.5631 |  | 427.5298 | 0 | 0 | 56.0333 | 0
19.08. | 1 | 481.8996 |  | 425.8662 | 0 | 0 | 56.0333 | 0
19.08. | 2 | 481.8996 |  | 425.8662 | 0 | 0 | 56.0333 | 0
19.08. | 3 | 480.236 |  | 424.2027 | 0 | 0 | 56.0333 | 0
19.08. | 4 | 480.236 |  | 424.2027 | 0 | 0 | 56.0333 | 0
19.08. | 5 | 481.8996 |  | 425.8662 | 0 | 0 | 56.0333 | 0
19.08. | 6 | 486.8902 |  | 430.8569 | 0 | 0 | 56.0333 | 0
19.08. | 7 | 490.2173 |  | 434.1839 | 0 | 0 | 56.0333 | 0
19.08. | 8 | 491.8808 |  | 435.8475 | 0 | 0 | 56.0333 | 0
19.08. | 9 | 495.2079 |  | 439.1746 | 0 | 0 | 56.0333 | 0
19.08. | 10 | 496.8714 |  | 440.8381 | 0 | 0 | 56.0333 | 0
19.08. | 11 | 496.8714 |  | 440.8381 | 0 | 0 | 56.0333 | 0
19.08. | 12 | 496.8714 |  | 440.8381 | 0 | 0 | 56.0333 | 0
19.08. | 13 | 496.8714 |  | 440.8381 | 0 | 0 | 56.0333 | 0
19.08. | 14 | 496.8714 |  | 440.8381 | 0 | 0 | 56.0333 | 0
19.08. | 15 | 496.8714 |  | 440.8381 | 0 | 0 | 56.0333 | 0
19.08. | 16 | 496.8714 |  | 440.8381 | 0 | 0 | 56.0333 | 0
19.08. | 17 | 496.8714 |  | 440.8381 | 0 | 0 | 56.0333 | 0
19.08. | 18 | 495.2079 |  | 439.1746 | 0 | 0 | 56.0333 | 0
19.08. | 19 | 493.5444 |  | 437.511 | 0 | 0 | 56.0333 | 0
19.08. | 20 | 493.5444 |  | 437.511 | 0 | 0 | 56.0333 | 0
19.08. | 21 | 490.2173 |  | 434.1839 | 0 | 0 | 56.0333 | 0
19.08. | 22 | 488.5537 |  | 432.5204 | 0 | 0 | 56.0333 | 0
19.08. | 23 | 485.2267 |  | 429.1933 | 0 | 0 | 56.0333 | 0
19.08. | 24 | 485.2267 |  | 429.1933 | 0 | 0 | 56.0333 | 0
20.08. | 1 | 483.5631 |  | 427.5298 | 0 | 0 | 56.0333 | 0
20.08. | 2 | 481.8996 |  | 425.8662 | 0 | 0 | 56.0333 | 0
20.08. | 3 | 478.5725 |  | 422.5392 | 0 | 0 | 56.0333 | 0
20.08. | 4 | 476.909 |  | 420.8756 | 0 | 0 | 56.0333 | 0
20.08. | 5 | 471.9183 |  | 415.885 | 0 | 0 | 56.0333 | 0
20.08. | 6 | 471.9183 |  | 415.885 | 0 | 0 | 56.0333 | 0
20.08. | 7 | 475.2454 |  | 419.2121 | 0 | 0 | 56.0333 | 0
20.08. | 8 | 475.2454 |  | 419.2121 | 0 | 0 | 56.0333 | 0
20.08. | 9 | 483.5631 |  | 427.5298 | 0 | 0 | 56.0333 | 0
20.08. | 10 | 485.2267 |  | 429.1933 | 0 | 0 | 56.0333 | 0
20.08. | 11 | 488.5537 |  | 432.5204 | 0 | 0 | 56.0333 | 0
20.08. | 12 | 490.2173 |  | 434.1839 | 0 | 0 | 56.0333 | 0
20.08. | 13 | 490.2173 |  | 434.1839 | 0 | 0 | 56.0333 | 0
20.08. | 14 | 491.8808 |  | 435.8475 | 0 | 0 | 56.0333 | 0
20.08. | 15 | 491.8808 |  | 435.8475 | 0 | 0 | 56.0333 | 0
20.08. | 16 | 491.8808 |  | 435.8475 | 0 | 0 | 56.0333 | 0
20.08. | 17 | 490.2173 |  | 434.1839 | 0 | 0 | 56.0333 | 0
20.08. | 18 | 485.2267 |  | 429.1933 | 0 | 0 | 56.0333 | 0
20.08. | 19 | 480.236 |  | 424.2027 | 0 | 0 | 56.0333 | 0
20.08. | 20 | 473.5819 |  | 417.5485 | 0 | 0 | 56.0333 | 0
20.08. | 21 | 466.9277 |  | 410.8944 | 0 | 0 | 56.0333 | 0
20.08. | 22 | 466.9277 |  | 410.8944 | 0 | 0 | 56.0333 | 0
20.08. | 23 | 466.9277 |  | 410.8944 | 0 | 0 | 56.0333 | 0
20.08. | 24 | 466.9277 |  | 410.8944 | 0 | 0 | 56.0333 | 0
21.08. | 1 | 466.9277 |  | 410.8944 | 0 | 0 | 56.0333 | 0
21.08. | 2 | 466.9277 |  | 410.8944 | 0 | 0 | 56.0333 | 0
21.08. | 3 | 466.9277 |  | 410.8944 | 0 | 0 | 56.0333 | 0
21.08. | 4 | 466.9277 |  | 410.8944 | 0 | 0 | 56.0333 | 0
21.08. | 5 | 466.9277 |  | 410.8944 | 0 | 0 | 56.0333 | 0
21.08. | 6 | 466.9277 |  | 410.8944 | 0 | 0 | 56.0333 | 0
21.08. | 7 | 470.2548 |  | 414.2215 | 0 | 0 | 56.0333 | 0
21.08. | 8 | 478.5725 |  | 422.5392 | 0 | 0 | 56.0333 | 0
21.08. | 9 | 488.5537 |  | 432.5204 | 0 | 0 | 56.0333 | 0
21.08. | 10 | 491.8808 |  | 435.8475 | 0 | 0 | 56.0333 | 0
21.08. | 11 | 493.5444 |  | 437.511 | 0 | 0 | 56.0333 | 0
21.08. | 12 | 493.5444 |  | 437.511 | 0 | 0 | 56.0333 | 0
21.08. | 13 | 495.2079 |  | 439.1746 | 0 | 0 | 56.0333 | 0
21.08. | 14 | 495.2079 |  | 439.1746 | 0 | 0 | 56.0333 | 0
21.08. | 15 | 495.2079 |  | 439.1746 | 0 | 0 | 56.0333 | 0
21.08. | 16 | 495.2079 |  | 439.1746 | 0 | 0 | 56.0333 | 0
21.08. | 17 | 495.2079 |  | 439.1746 | 0 | 0 | 56.0333 | 0
21.08. | 18 | 491.8808 |  | 435.8475 | 0 | 0 | 56.0333 | 0
21.08. | 19 | 490.2173 |  | 434.1839 | 0 | 0 | 56.0333 | 0
21.08. | 20 | 490.2173 |  | 434.1839 | 0 | 0 | 56.0333 | 0
21.08. | 21 | 485.2267 |  | 429.1933 | 0 | 0 | 56.0333 | 0
21.08. | 22 | 483.5631 |  | 427.5298 | 0 | 0 | 56.0333 | 0
21.08. | 23 | 480.236 |  | 424.2027 | 0 | 0 | 56.0333 | 0
21.08. | 24 | 478.5725 |  | 422.5392 | 0 | 0 | 56.0333 | 0
22.08. | 1 | 476.909 |  | 420.8756 | 0 | 0 | 56.0333 | 0
22.08. | 2 | 475.2454 |  | 419.2121 | 0 | 0 | 56.0333 | 0
22.08. | 3 | 470.2548 |  | 414.2215 | 0 | 0 | 56.0333 | 0
22.08. | 4 | 468.5913 |  | 412.5579 | 0 | 0 | 56.0333 | 0
22.08. | 5 | 470.2548 |  | 414.2215 | 0 | 0 | 56.0333 | 0
22.08. | 6 | 478.5725 |  | 422.5392 | 0 | 0 | 56.0333 | 0
22.08. | 7 | 483.5631 |  | 427.5298 | 0 | 0 | 56.0333 | 0
22.08. | 8 | 486.8902 |  | 430.8569 | 0 | 0 | 56.0333 | 0
22.08. | 9 | 491.8808 |  | 435.8475 | 0 | 0 | 56.0333 | 0
22.08. | 10 | 491.8808 |  | 435.8475 | 0 | 0 | 56.0333 | 0
22.08. | 11 | 493.5444 |  | 437.511 | 0 | 0 | 56.0333 | 0
22.08. | 12 | 495.2079 |  | 439.1746 | 0 | 0 | 56.0333 | 0
22.08. | 13 | 495.2079 |  | 439.1746 | 0 | 0 | 56.0333 | 0
22.08. | 14 | 495.2079 |  | 439.1746 | 0 | 0 | 56.0333 | 0
22.08. | 15 | 495.2079 |  | 439.1746 | 0 | 0 | 56.0333 | 0
22.08. | 16 | 495.2079 |  | 439.1746 | 0 | 0 | 56.0333 | 0
22.08. | 17 | 493.5444 |  | 437.511 | 0 | 0 | 56.0333 | 0
22.08. | 18 | 491.8808 |  | 435.8475 | 0 | 0 | 56.0333 | 0
22.08. | 19 | 488.5537 |  | 432.5204 | 0 | 0 | 56.0333 | 0
22.08. | 20 | 483.5631 |  | 427.5298 | 0 | 0 | 56.0333 | 0
22.08. | 21 | 475.2454 |  | 419.2121 | 0 | 0 | 56.0333 | 0
22.08. | 22 | 468.5913 |  | 412.5579 | 0 | 0 | 56.0333 | 0
22.08. | 23 | 466.9277 |  | 410.8944 | 0 | 0 | 56.0333 | 0
22.08. | 24 | 466.9277 |  | 410.8944 | 0 | 0 | 56.0333 | 0
23.08. | 1 | 466.9277 |  | 410.8944 | 0 | 0 | 56.0333 | 0
23.08. | 2 | 466.9277 |  | 410.8944 | 0 | 0 | 56.0333 | 0
23.08. | 3 | 466.9277 |  | 410.8944 | 0 | 0 | 56.0333 | 0
23.08. | 4 | 466.9277 |  | 410.8944 | 0 | 0 | 56.0333 | 0
23.08. | 5 | 466.9277 |  | 410.8944 | 0 | 0 | 56.0333 | 0
23.08. | 6 | 466.9277 |  | 410.8944 | 0 | 0 | 56.0333 | 0
23.08. | 7 | 478.5725 |  | 422.5392 | 0 | 0 | 56.0333 | 0
23.08. | 8 | 485.2267 |  | 429.1933 | 0 | 0 | 56.0333 | 0
23.08. | 9 | 491.8808 |  | 435.8475 | 0 | 0 | 56.0333 | 0
23.08. | 10 | 493.5444 |  | 437.511 | 0 | 0 | 56.0333 | 0
23.08. | 11 | 495.2079 |  | 439.1746 | 0 | 0 | 56.0333 | 0
23.08. | 12 | 495.2079 |  | 439.1746 | 0 | 0 | 56.0333 | 0
23.08. | 13 | 496.8714 |  | 440.8381 | 0 | 0 | 56.0333 | 0
23.08. | 14 | 496.8714 |  | 440.8381 | 0 | 0 | 56.0333 | 0
23.08. | 15 | 496.8714 |  | 440.8381 | 0 | 0 | 56.0333 | 0
23.08. | 16 | 495.2079 |  | 439.1746 | 0 | 0 | 56.0333 | 0
23.08. | 17 | 495.2079 |  | 439.1746 | 0 | 0 | 56.0333 | 0
23.08. | 18 | 493.5444 |  | 437.511 | 0 | 0 | 56.0333 | 0
23.08. | 19 | 490.2173 |  | 434.1839 | 0 | 0 | 56.0333 | 0
23.08. | 20 | 488.5537 |  | 432.5204 | 0 | 0 | 56.0333 | 0
23.08. | 21 | 483.5631 |  | 427.5298 | 0 | 0 | 56.0333 | 0
23.08. | 22 | 480.236 |  | 424.2027 | 0 | 0 | 56.0333 | 0
23.08. | 23 | 473.5819 |  | 417.5485 | 0 | 0 | 56.0333 | 0
23.08. | 24 | 470.2548 |  | 414.2215 | 0 | 0 | 56.0333 | 0
24.08. | 1 | 468.5913 |  | 412.5579 | 0 | 0 | 56.0333 | 0
24.08. | 2 | 466.9277 |  | 410.8944 | 0 | 0 | 56.0333 | 0
24.08. | 3 | 466.9277 |  | 410.8944 | 0 | 0 | 56.0333 | 0
24.08. | 4 | 466.9277 |  | 410.8944 | 0 | 0 | 56.0333 | 0
24.08. | 5 | 466.9277 |  | 410.8944 | 0 | 0 | 56.0333 | 0
24.08. | 6 | 466.9277 |  | 410.8944 | 0 | 0 | 56.0333 | 0
24.08. | 7 | 475.2454 |  | 419.2121 | 0 | 0 | 56.0333 | 0
24.08. | 8 | 480.236 |  | 424.2027 | 0 | 0 | 56.0333 | 0
24.08. | 9 | 488.5537 |  | 432.5204 | 0 | 0 | 56.0333 | 0
24.08. | 10 | 491.8808 |  | 435.8475 | 0 | 0 | 56.0333 | 0
24.08. | 11 | 493.5444 |  | 437.511 | 0 | 0 | 56.0333 | 0
24.08. | 12 | 495.2079 |  | 439.1746 | 0 | 0 | 56.0333 | 0
24.08. | 13 | 495.2079 |  | 439.1746 | 0 | 0 | 56.0333 | 0
24.08. | 14 | 495.2079 |  | 439.1746 | 0 | 0 | 56.0333 | 0
24.08. | 15 | 495.2079 |  | 439.1746 | 0 | 0 | 56.0333 | 0
24.08. | 16 | 495.2079 |  | 439.1746 | 0 | 0 | 56.0333 | 0
24.08. | 17 | 495.2079 |  | 439.1746 | 0 | 0 | 56.0333 | 0
24.08. | 18 | 491.8808 |  | 435.8475 | 0 | 0 | 56.0333 | 0
24.08. | 19 | 490.2173 |  | 434.1839 | 0 | 0 | 56.0333 | 0
24.08. | 20 | 488.5537 |  | 432.5204 | 0 | 0 | 56.0333 | 0
24.08. | 21 | 485.2267 |  | 429.1933 | 0 | 0 | 56.0333 | 0
24.08. | 22 | 483.5631 |  | 427.5298 | 0 | 0 | 56.0333 | 0
24.08. | 23 | 478.5725 |  | 422.5392 | 0 | 0 | 56.0333 | 0
24.08. | 24 | 476.909 |  | 420.8756 | 0 | 0 | 56.0333 | 0
25.08. | 1 | 476.909 |  | 420.8756 | 0 | 0 | 56.0333 | 0
25.08. | 2 | 475.2454 |  | 419.2121 | 0 | 0 | 56.0333 | 0
25.08. | 3 | 471.9183 |  | 415.885 | 0 | 0 | 56.0333 | 0
25.08. | 4 | 468.5913 |  | 412.5579 | 0 | 0 | 56.0333 | 0
25.08. | 5 | 466.9277 |  | 410.8944 | 0 | 0 | 56.0333 | 0
25.08. | 6 | 466.9277 |  | 410.8944 | 0 | 0 | 56.0333 | 0
25.08. | 7 | 466.9277 |  | 410.8944 | 0 | 0 | 56.0333 | 0
25.08. | 8 | 466.9277 |  | 410.8944 | 0 | 0 | 56.0333 | 0
25.08. | 9 | 475.2454 |  | 419.2121 | 0 | 0 | 56.0333 | 0
25.08. | 10 | 476.909 |  | 420.8756 | 0 | 0 | 56.0333 | 0
25.08. | 11 | 481.8996 |  | 425.8662 | 0 | 0 | 56.0333 | 0
25.08. | 12 | 481.8996 |  | 425.8662 | 0 | 0 | 56.0333 | 0
25.08. | 13 | 481.8996 |  | 425.8662 | 0 | 0 | 56.0333 | 0
25.08. | 14 | 480.236 |  | 424.2027 | 0 | 0 | 56.0333 | 0
25.08. | 15 | 476.909 |  | 420.8756 | 0 | 0 | 56.0333 | 0
25.08. | 16 | 473.5819 |  | 417.5485 | 0 | 0 | 56.0333 | 0
25.08. | 17 | 473.5819 |  | 417.5485 | 0 | 0 | 56.0333 | 0
25.08. | 18 | 468.5913 |  | 412.5579 | 0 | 0 | 56.0333 | 0
25.08. | 19 | 466.9277 |  | 410.8944 | 0 | 0 | 56.0333 | 0
25.08. | 20 | 466.9277 |  | 410.8944 | 0 | 0 | 56.0333 | 0
25.08. | 21 | 466.9277 |  | 410.8944 | 0 | 0 | 56.0333 | 0
25.08. | 22 | 466.9277 |  | 410.8944 | 0 | 0 | 56.0333 | 0
25.08. | 23 | 466.9277 |  | 410.8944 | 0 | 0 | 56.0333 | 0
25.08. | 24 | 466.9277 |  | 410.8944 | 0 | 0 | 56.0333 | 0
26.08. | 1 | 466.9277 |  | 410.8944 | 0 | 0 | 56.0333 | 0
26.08. | 2 | 466.9277 |  | 410.8944 | 0 | 0 | 56.0333 | 0
26.08. | 3 | 466.9277 |  | 410.8944 | 0 | 0 | 56.0333 | 0
26.08. | 4 | 466.9277 |  | 410.8944 | 0 | 0 | 56.0333 | 0
26.08. | 5 | 466.9277 |  | 410.8944 | 0 | 0 | 56.0333 | 0
26.08. | 6 | 466.9277 |  | 410.8944 | 0 | 0 | 56.0333 | 0
26.08. | 7 | 466.9277 |  | 410.8944 | 0 | 0 | 56.0333 | 0
26.08. | 8 | 466.9277 |  | 410.8944 | 0 | 0 | 56.0333 | 0
26.08. | 9 | 470.2548 |  | 414.2215 | 0 | 0 | 56.0333 | 0
26.08. | 10 | 476.909 |  | 420.8756 | 0 | 0 | 56.0333 | 0
26.08. | 11 | 483.5631 |  | 427.5298 | 0 | 0 | 56.0333 | 0
26.08. | 12 | 485.2267 |  | 429.1933 | 0 | 0 | 56.0333 | 0
26.08. | 13 | 485.2267 |  | 429.1933 | 0 | 0 | 56.0333 | 0
26.08. | 14 | 485.2267 |  | 429.1933 | 0 | 0 | 56.0333 | 0
26.08. | 15 | 485.2267 |  | 429.1933 | 0 | 0 | 56.0333 | 0
26.08. | 16 | 485.2267 |  | 429.1933 | 0 | 0 | 56.0333 | 0
26.08. | 17 | 483.5631 |  | 427.5298 | 0 | 0 | 56.0333 | 0
26.08. | 18 | 476.909 |  | 420.8756 | 0 | 0 | 56.0333 | 0
26.08. | 19 | 470.2548 |  | 414.2215 | 0 | 0 | 56.0333 | 0
26.08. | 20 | 466.9277 |  | 410.8944 | 0 | 0 | 56.0333 | 0
26.08. | 21 | 466.9277 |  | 410.8944 | 0 | 0 | 56.0333 | 0
26.08. | 22 | 466.9277 |  | 410.8944 | 0 | 0 | 56.0333 | 0
26.08. | 23 | 466.9277 |  | 410.8944 | 0 | 0 | 56.0333 | 0
26.08. | 24 | 466.9277 |  | 410.8944 | 0 | 0 | 56.0333 | 0
27.08. | 1 | 466.9277 |  | 410.8944 | 0 | 0 | 56.0333 | 0
27.08. | 2 | 466.9277 |  | 410.8944 | 0 | 0 | 56.0333 | 0
27.08. | 3 | 466.9277 |  | 410.8944 | 0 | 0 | 56.0333 | 0
27.08. | 4 | 466.9277 |  | 410.8944 | 0 | 0 | 56.0333 | 0
27.08. | 5 | 466.9277 |  | 410.8944 | 0 | 0 | 56.0333 | 0
27.08. | 6 | 466.9277 |  | 410.8944 | 0 | 0 | 56.0333 | 0
27.08. | 7 | 466.9277 |  | 410.8944 | 0 | 0 | 56.0333 | 0
27.08. | 8 | 466.9277 |  | 410.8944 | 0 | 0 | 56.0333 | 0
27.08. | 9 | 475.2454 |  | 419.2121 | 0 | 0 | 56.0333 | 0
27.08. | 10 | 480.236 |  | 424.2027 | 0 | 0 | 56.0333 | 0
27.08. | 11 | 485.2267 |  | 429.1933 | 0 | 0 | 56.0333 | 0
27.08. | 12 | 486.8902 |  | 430.8569 | 0 | 0 | 56.0333 | 0
27.08. | 13 | 486.8902 |  | 430.8569 | 0 | 0 | 56.0333 | 0
27.08. | 14 | 488.5537 |  | 432.5204 | 0 | 0 | 56.0333 | 0
27.08. | 15 | 488.5537 |  | 432.5204 | 0 | 0 | 56.0333 | 0
27.08. | 16 | 486.8902 |  | 430.8569 | 0 | 0 | 56.0333 | 0
27.08. | 17 | 485.2267 |  | 429.1933 | 0 | 0 | 56.0333 | 0
27.08. | 18 | 476.909 |  | 420.8756 | 0 | 0 | 56.0333 | 0
27.08. | 19 | 470.2548 |  | 414.2215 | 0 | 0 | 56.0333 | 0
27.08. | 20 | 468.5913 |  | 412.5579 | 0 | 0 | 56.0333 | 0
27.08. | 21 | 466.9277 |  | 410.8944 | 0 | 0 | 56.0333 | 0
27.08. | 22 | 466.9277 |  | 410.8944 | 0 | 0 | 56.0333 | 0
27.08. | 23 | 466.9277 |  | 410.8944 | 0 | 0 | 56.0333 | 0
27.08. | 24 | 466.9277 |  | 410.8944 | 0 | 0 | 56.0333 | 0
28.08. | 1 | 466.9277 |  | 410.8944 | 0 | 0 | 56.0333 | 0
28.08. | 2 | 466.9277 |  | 410.8944 | 0 | 0 | 56.0333 | 0
28.08. | 3 | 466.9277 |  | 410.8944 | 0 | 0 | 56.0333 | 0
28.08. | 4 | 466.9277 |  | 410.8944 | 0 | 0 | 56.0333 | 0
28.08. | 5 | 466.9277 |  | 410.8944 | 0 | 0 | 56.0333 | 0
28.08. | 6 | 466.9277 |  | 410.8944 | 0 | 0 | 56.0333 | 0
28.08. | 7 | 466.9277 |  | 410.8944 | 0 | 0 | 56.0333 | 0
28.08. | 8 | 466.9277 |  | 410.8944 | 0 | 0 | 56.0333 | 0
28.08. | 9 | 473.5819 |  | 417.5485 | 0 | 0 | 56.0333 | 0
28.08. | 10 | 476.909 |  | 420.8756 | 0 | 0 | 56.0333 | 0
28.08. | 11 | 480.236 |  | 424.2027 | 0 | 0 | 56.0333 | 0
28.08. | 12 | 478.5725 |  | 422.5392 | 0 | 0 | 56.0333 | 0
28.08. | 13 | 476.909 |  | 420.8756 | 0 | 0 | 56.0333 | 0
28.08. | 14 | 475.2454 |  | 419.2121 | 0 | 0 | 56.0333 | 0
28.08. | 15 | 470.2548 |  | 414.2215 | 0 | 0 | 56.0333 | 0
28.08. | 16 | 466.9277 |  | 410.8944 | 0 | 0 | 56.0333 | 0
28.08. | 17 | 466.9277 |  | 410.8944 | 0 | 0 | 56.0333 | 0
28.08. | 18 | 466.9277 |  | 410.8944 | 0 | 0 | 56.0333 | 0
28.08. | 19 | 466.9277 |  | 410.8944 | 0 | 0 | 56.0333 | 0
28.08. | 20 | 466.9277 |  | 410.8944 | 0 | 0 | 56.0333 | 0
28.08. | 21 | 466.9277 |  | 410.8944 | 0 | 0 | 56.0333 | 0
28.08. | 22 | 466.9277 |  | 410.8944 | 0 | 0 | 56.0333 | 0
28.08. | 23 | 466.9277 |  | 410.8944 | 0 | 0 | 56.0333 | 0
28.08. | 24 | 466.9277 |  | 410.8944 | 0 | 0 | 56.0333 | 0
29.08. | 1 | 466.9277 |  | 410.8944 | 0 | 0 | 56.0333 | 0
29.08. | 2 | 466.9277 |  | 410.8944 | 0 | 0 | 56.0333 | 0
29.08. | 3 | 466.9277 |  | 410.8944 | 0 | 0 | 56.0333 | 0
29.08. | 4 | 466.9277 |  | 410.8944 | 0 | 0 | 56.0333 | 0
29.08. | 5 | 466.9277 |  | 410.8944 | 0 | 0 | 56.0333 | 0
29.08. | 6 | 466.9277 |  | 410.8944 | 0 | 0 | 56.0333 | 0
29.08. | 7 | 466.9277 |  | 410.8944 | 0 | 0 | 56.0333 | 0
29.08. | 8 | 466.9277 |  | 410.8944 | 0 | 0 | 56.0333 | 0
29.08. | 9 | 466.9277 |  | 410.8944 | 0 | 0 | 56.0333 | 0
29.08. | 10 | 466.9277 |  | 410.8944 | 0 | 0 | 56.0333 | 0
29.08. | 11 | 468.5913 |  | 412.5579 | 0 | 0 | 56.0333 | 0
29.08. | 12 | 473.5819 |  | 417.5485 | 0 | 0 | 56.0333 | 0
29.08. | 13 | 476.909 |  | 420.8756 | 0 | 0 | 56.0333 | 0
29.08. | 14 | 478.5725 |  | 422.5392 | 0 | 0 | 56.0333 | 0
29.08. | 15 | 478.5725 |  | 422.5392 | 0 | 0 | 56.0333 | 0
29.08. | 16 | 476.909 |  | 420.8756 | 0 | 0 | 56.0333 | 0
29.08. | 17 | 473.5819 |  | 417.5485 | 0 | 0 | 56.0333 | 0
29.08. | 18 | 466.9277 |  | 410.8944 | 0 | 0 | 56.0333 | 0
29.08. | 19 | 466.9277 |  | 410.8944 | 0 | 0 | 56.0333 | 0
29.08. | 20 | 466.9277 |  | 410.8944 | 0 | 0 | 56.0333 | 0
29.08. | 21 | 466.9277 |  | 410.8944 | 0 | 0 | 56.0333 | 0
29.08. | 22 | 466.9277 |  | 410.8944 | 0 | 0 | 56.0333 | 0
29.08. | 23 | 466.9277 |  | 410.8944 | 0 | 0 | 56.0333 | 0
29.08. | 24 | 466.9277 |  | 410.8944 | 0 | 0 | 56.0333 | 0
30.08. | 1 | 466.9277 |  | 410.8944 | 0 | 0 | 56.0333 | 0
30.08. | 2 | 466.9277 |  | 410.8944 | 0 | 0 | 56.0333 | 0
30.08. | 3 | 466.9277 |  | 410.8944 | 0 | 0 | 56.0333 | 0
30.08. | 4 | 466.9277 |  | 410.8944 | 0 | 0 | 56.0333 | 0
30.08. | 5 | 466.9277 |  | 410.8944 | 0 | 0 | 56.0333 | 0
30.08. | 6 | 466.9277 |  | 410.8944 | 0 | 0 | 56.0333 | 0
30.08. | 7 | 466.9277 |  | 410.8944 | 0 | 0 | 56.0333 | 0
30.08. | 8 | 466.9277 |  | 410.8944 | 0 | 0 | 56.0333 | 0
30.08. | 9 | 466.9277 |  | 410.8944 | 0 | 0 | 56.0333 | 0
30.08. | 10 | 471.9183 |  | 415.885 | 0 | 0 | 56.0333 | 0
30.08. | 11 | 480.236 |  | 424.2027 | 0 | 0 | 56.0333 | 0
30.08. | 12 | 481.8996 |  | 425.8662 | 0 | 0 | 56.0333 | 0
30.08. | 13 | 483.5631 |  | 427.5298 | 0 | 0 | 56.0333 | 0
30.08. | 14 | 485.2267 |  | 429.1933 | 0 | 0 | 56.0333 | 0
30.08. | 15 | 486.8902 |  | 430.8569 | 0 | 0 | 56.0333 | 0
30.08. | 16 | 485.2267 |  | 429.1933 | 0 | 0 | 56.0333 | 0
30.08. | 17 | 483.5631 |  | 427.5298 | 0 | 0 | 56.0333 | 0
30.08. | 18 | 473.5819 |  | 417.5485 | 0 | 0 | 56.0333 | 0
30.08. | 19 | 466.9277 |  | 410.8944 | 0 | 0 | 56.0333 | 0
30.08. | 20 | 466.9277 |  | 410.8944 | 0 | 0 | 56.0333 | 0
30.08. | 21 | 466.9277 |  | 410.8944 | 0 | 0 | 56.0333 | 0
30.08. | 22 | 466.9277 |  | 410.8944 | 0 | 0 | 56.0333 | 0
30.08. | 23 | 466.9277 |  | 410.8944 | 0 | 0 | 56.0333 | 0
30.08. | 24 | 466.9277 |  | 410.8944 | 0 | 0 | 56.0333 | 0
31.08. | 1 | 466.9277 |  | 410.8944 | 0 | 0 | 56.0333 | 0
31.08. | 2 | 466.9277 |  | 410.8944 | 0 | 0 | 56.0333 | 0
31.08. | 3 | 466.9277 |  | 410.8944 | 0 | 0 | 56.0333 | 0
31.08. | 4 | 466.9277 |  | 410.8944 | 0 | 0 | 56.0333 | 0
31.08. | 5 | 466.9277 |  | 410.8944 | 0 | 0 | 56.0333 | 0
31.08. | 6 | 466.9277 |  | 410.8944 | 0 | 0 | 56.0333 | 0
31.08. | 7 | 466.9277 |  | 410.8944 | 0 | 0 | 56.0333 | 0
31.08. | 8 | 466.9277 |  | 410.8944 | 0 | 0 | 56.0333 | 0
31.08. | 9 | 478.5725 |  | 422.5392 | 0 | 0 | 56.0333 | 0
31.08. | 10 | 483.5631 |  | 427.5298 | 0 | 0 | 56.0333 | 0
31.08. | 11 | 488.5537 |  | 432.5204 | 0 | 0 | 56.0333 | 0
31.08. | 12 | 490.2173 |  | 434.1839 | 0 | 0 | 56.0333 | 0
31.08. | 13 | 490.2173 |  | 434.1839 | 0 | 0 | 56.0333 | 0
31.08. | 14 | 491.8808 |  | 435.8475 | 0 | 0 | 56.0333 | 0
31.08. | 15 | 491.8808 |  | 435.8475 | 0 | 0 | 56.0333 | 0
31.08. | 16 | 491.8808 |  | 435.8475 | 0 | 0 | 56.0333 | 0
31.08. | 17 | 490.2173 |  | 434.1839 | 0 | 0 | 56.0333 | 0
31.08. | 18 | 485.2267 |  | 429.1933 | 0 | 0 | 56.0333 | 0
31.08. | 19 | 478.5725 |  | 422.5392 | 0 | 0 | 56.0333 | 0
31.08. | 20 | 475.2454 |  | 419.2121 | 0 | 0 | 56.0333 | 0
31.08. | 21 | 466.9277 |  | 410.8944 | 0 | 0 | 56.0333 | 0
31.08. | 22 | 466.9277 |  | 410.8944 | 0 | 0 | 56.0333 | 0
31.08. | 23 | 466.9277 |  | 410.8944 | 0 | 0 | 56.0333 | 0
31.08. | 24 | 466.9277 |  | 410.8944 | 0 | 0 | 56.0333 | 0
01.09. | 1 | 523.1088 |  | 484.0901 | 0 | 0 | 39.0187 | 0
01.09. | 2 | 523.1088 |  | 484.0901 | 0 | 0 | 39.0187 | 0
01.09. | 3 | 521.4452 |  | 482.4266 | 0 | 0 | 39.0187 | 0
01.09. | 4 | 521.4452 |  | 482.4266 | 0 | 0 | 39.0187 | 0
01.09. | 5 | 521.4452 |  | 482.4266 | 0 | 0 | 39.0187 | 0
01.09. | 6 | 523.1088 |  | 484.0901 | 0 | 0 | 39.0187 | 0
01.09. | 7 | 526.4359 |  | 487.4172 | 0 | 0 | 39.0187 | 0
01.09. | 8 | 528.0994 |  | 489.0808 | 0 | 0 | 39.0187 | 0
01.09. | 9 | 529.7629 |  | 490.7443 | 0 | 0 | 39.0187 | 0
01.09. | 10 | 529.7629 |  | 490.7443 | 0 | 0 | 39.0187 | 0
01.09. | 11 | 529.7629 |  | 490.7443 | 0 | 0 | 39.0187 | 0
01.09. | 12 | 529.7629 |  | 490.7443 | 0 | 0 | 39.0187 | 0
01.09. | 13 | 529.7629 |  | 490.7443 | 0 | 0 | 39.0187 | 0
01.09. | 14 | 529.7629 |  | 490.7443 | 0 | 0 | 39.0187 | 0
01.09. | 15 | 529.7629 |  | 490.7443 | 0 | 0 | 39.0187 | 0
01.09. | 16 | 529.7629 |  | 490.7443 | 0 | 0 | 39.0187 | 0
01.09. | 17 | 529.7629 |  | 490.7443 | 0 | 0 | 39.0187 | 0
01.09. | 18 | 529.7629 |  | 490.7443 | 0 | 0 | 39.0187 | 0
01.09. | 19 | 529.7629 |  | 490.7443 | 0 | 0 | 39.0187 | 0
01.09. | 20 | 529.7629 |  | 490.7443 | 0 | 0 | 39.0187 | 0
01.09. | 21 | 528.0994 |  | 489.0808 | 0 | 0 | 39.0187 | 0
01.09. | 22 | 528.0994 |  | 489.0808 | 0 | 0 | 39.0187 | 0
01.09. | 23 | 526.4359 |  | 487.4172 | 0 | 0 | 39.0187 | 0
01.09. | 24 | 524.7723 |  | 485.7537 | 0 | 0 | 39.0187 | 0
02.09. | 1 | 524.7723 |  | 485.7537 | 0 | 0 | 39.0187 | 0
02.09. | 2 | 524.7723 |  | 485.7537 | 0 | 0 | 39.0187 | 0
02.09. | 3 | 523.1088 |  | 484.0901 | 0 | 0 | 39.0187 | 0
02.09. | 4 | 523.1088 |  | 484.0901 | 0 | 0 | 39.0187 | 0
02.09. | 5 | 524.7723 |  | 485.7537 | 0 | 0 | 39.0187 | 0
02.09. | 6 | 526.4359 |  | 487.4172 | 0 | 0 | 39.0187 | 0
02.09. | 7 | 528.0994 |  | 489.0808 | 0 | 0 | 39.0187 | 0
02.09. | 8 | 528.0994 |  | 489.0808 | 0 | 0 | 39.0187 | 0
02.09. | 9 | 529.7629 |  | 490.7443 | 0 | 0 | 39.0187 | 0
02.09. | 10 | 529.7629 |  | 490.7443 | 0 | 0 | 39.0187 | 0
02.09. | 11 | 529.7629 |  | 490.7443 | 0 | 0 | 39.0187 | 0
02.09. | 12 | 529.7629 |  | 490.7443 | 0 | 0 | 39.0187 | 0
02.09. | 13 | 529.7629 |  | 490.7443 | 0 | 0 | 39.0187 | 0
02.09. | 14 | 529.7629 |  | 490.7443 | 0 | 0 | 39.0187 | 0
02.09. | 15 | 529.7629 |  | 490.7443 | 0 | 0 | 39.0187 | 0
02.09. | 16 | 529.7629 |  | 490.7443 | 0 | 0 | 39.0187 | 0
02.09. | 17 | 529.7629 |  | 490.7443 | 0 | 0 | 39.0187 | 0
02.09. | 18 | 529.7629 |  | 490.7443 | 0 | 0 | 39.0187 | 0
02.09. | 19 | 529.7629 |  | 490.7443 | 0 | 0 | 39.0187 | 0
02.09. | 20 | 528.0994 |  | 489.0808 | 0 | 0 | 39.0187 | 0
02.09. | 21 | 526.4359 |  | 487.4172 | 0 | 0 | 39.0187 | 0
02.09. | 22 | 524.7723 |  | 485.7537 | 0 | 0 | 39.0187 | 0
02.09. | 23 | 523.1088 |  | 484.0901 | 0 | 0 | 39.0187 | 0
02.09. | 24 | 523.1088 |  | 484.0901 | 0 | 0 | 39.0187 | 0
03.09. | 1 | 521.4452 |  | 482.4266 | 0 | 0 | 39.0187 | 0
03.09. | 2 | 521.4452 |  | 482.4266 | 0 | 0 | 39.0187 | 0
03.09. | 3 | 519.7817 |  | 480.7631 | 0 | 0 | 39.0187 | 0
03.09. | 4 | 519.7817 |  | 480.7631 | 0 | 0 | 39.0187 | 0
03.09. | 5 | 521.4452 |  | 482.4266 | 0 | 0 | 39.0187 | 0
03.09. | 6 | 523.1088 |  | 484.0901 | 0 | 0 | 39.0187 | 0
03.09. | 7 | 528.0994 |  | 489.0808 | 0 | 0 | 39.0187 | 0
03.09. | 8 | 529.7629 |  | 490.7443 | 0 | 0 | 39.0187 | 0
03.09. | 9 | 529.7629 |  | 490.7443 | 0 | 0 | 39.0187 | 0
03.09. | 10 | 531.4265 |  | 492.4078 | 0 | 0 | 39.0187 | 0
03.09. | 11 | 541.4077 |  | 502.3891 | 0 | 0 | 39.0187 | 0
03.09. | 12 | 543.0713 |  | 504.0526 | 0 | 0 | 39.0187 | 0
03.09. | 13 | 546.3983 |  | 507.3797 | 0 | 0 | 39.0187 | 0
03.09. | 14 | 548.0619 |  | 509.0432 | 0 | 0 | 39.0187 | 0
03.09. | 15 | 548.0619 |  | 509.0432 | 0 | 0 | 39.0187 | 0
03.09. | 16 | 548.0619 |  | 509.0432 | 0 | 0 | 39.0187 | 0
03.09. | 17 | 546.3983 |  | 507.3797 | 0 | 0 | 39.0187 | 0
03.09. | 18 | 533.09 |  | 494.0714 | 0 | 0 | 39.0187 | 0
03.09. | 19 | 529.7629 |  | 490.7443 | 0 | 0 | 39.0187 | 0
03.09. | 20 | 529.7629 |  | 490.7443 | 0 | 0 | 39.0187 | 0
03.09. | 21 | 529.7629 |  | 490.7443 | 0 | 0 | 39.0187 | 0
03.09. | 22 | 529.7629 |  | 490.7443 | 0 | 0 | 39.0187 | 0
03.09. | 23 | 529.7629 |  | 490.7443 | 0 | 0 | 39.0187 | 0
03.09. | 24 | 529.7629 |  | 490.7443 | 0 | 0 | 39.0187 | 0
04.09. | 1 | 529.7629 |  | 490.7443 | 0 | 0 | 39.0187 | 0
04.09. | 2 | 529.7629 |  | 490.7443 | 0 | 0 | 39.0187 | 0
04.09. | 3 | 529.7629 |  | 490.7443 | 0 | 0 | 39.0187 | 0
04.09. | 4 | 529.7629 |  | 490.7443 | 0 | 0 | 39.0187 | 0
04.09. | 5 | 529.7629 |  | 490.7443 | 0 | 0 | 39.0187 | 0
04.09. | 6 | 529.7629 |  | 490.7443 | 0 | 0 | 39.0187 | 0
04.09. | 7 | 529.7629 |  | 490.7443 | 0 | 0 | 39.0187 | 0
04.09. | 8 | 529.7629 |  | 490.7443 | 0 | 0 | 39.0187 | 0
04.09. | 9 | 529.7629 |  | 490.7443 | 0 | 0 | 39.0187 | 0
04.09. | 10 | 529.7629 |  | 490.7443 | 0 | 0 | 39.0187 | 0
04.09. | 11 | 531.4265 |  | 492.4078 | 0 | 0 | 39.0187 | 0
04.09. | 12 | 529.7629 |  | 490.7443 | 0 | 0 | 39.0187 | 0
04.09. | 13 | 529.7629 |  | 490.7443 | 0 | 0 | 39.0187 | 0
04.09. | 14 | 529.7629 |  | 490.7443 | 0 | 0 | 39.0187 | 0
04.09. | 15 | 529.7629 |  | 490.7443 | 0 | 0 | 39.0187 | 0
04.09. | 16 | 529.7629 |  | 490.7443 | 0 | 0 | 39.0187 | 0
04.09. | 17 | 529.7629 |  | 490.7443 | 0 | 0 | 39.0187 | 0
04.09. | 18 | 529.7629 |  | 490.7443 | 0 | 0 | 39.0187 | 0
04.09. | 19 | 529.7629 |  | 490.7443 | 0 | 0 | 39.0187 | 0
04.09. | 20 | 529.7629 |  | 490.7443 | 0 | 0 | 39.0187 | 0
04.09. | 21 | 528.0994 |  | 489.0808 | 0 | 0 | 39.0187 | 0
04.09. | 22 | 528.0994 |  | 489.0808 | 0 | 0 | 39.0187 | 0
04.09. | 23 | 526.4359 |  | 487.4172 | 0 | 0 | 39.0187 | 0
04.09. | 24 | 524.7723 |  | 485.7537 | 0 | 0 | 39.0187 | 0
05.09. | 1 | 524.7723 |  | 485.7537 | 0 | 0 | 39.0187 | 0
05.09. | 2 | 523.1088 |  | 484.0901 | 0 | 0 | 39.0187 | 0
05.09. | 3 | 523.1088 |  | 484.0901 | 0 | 0 | 39.0187 | 0
05.09. | 4 | 521.4452 |  | 482.4266 | 0 | 0 | 39.0187 | 0
05.09. | 5 | 519.7817 |  | 480.7631 | 0 | 0 | 39.0187 | 0
05.09. | 6 | 518.1182 |  | 479.0995 | 0 | 0 | 39.0187 | 0
05.09. | 7 | 518.1182 |  | 479.0995 | 0 | 0 | 39.0187 | 0
05.09. | 8 | 516.4546 |  | 477.436 | 0 | 0 | 39.0187 | 0
05.09. | 9 | 519.7817 |  | 480.7631 | 0 | 0 | 39.0187 | 0
05.09. | 10 | 519.7817 |  | 480.7631 | 0 | 0 | 39.0187 | 0
05.09. | 11 | 521.4452 |  | 482.4266 | 0 | 0 | 39.0187 | 0
05.09. | 12 | 521.4452 |  | 482.4266 | 0 | 0 | 39.0187 | 0
05.09. | 13 | 521.4452 |  | 482.4266 | 0 | 0 | 39.0187 | 0
05.09. | 14 | 521.4452 |  | 482.4266 | 0 | 0 | 39.0187 | 0
05.09. | 15 | 521.4452 |  | 482.4266 | 0 | 0 | 39.0187 | 0
05.09. | 16 | 521.4452 |  | 482.4266 | 0 | 0 | 39.0187 | 0
05.09. | 17 | 521.4452 |  | 482.4266 | 0 | 0 | 39.0187 | 0
05.09. | 18 | 518.1182 |  | 479.0995 | 0 | 0 | 39.0187 | 0
05.09. | 19 | 518.1182 |  | 479.0995 | 0 | 0 | 39.0187 | 0
05.09. | 20 | 518.1182 |  | 479.0995 | 0 | 0 | 39.0187 | 0
05.09. | 21 | 516.4546 |  | 477.436 | 0 | 0 | 39.0187 | 0
05.09. | 22 | 514.7911 |  | 475.7724 | 0 | 0 | 39.0187 | 0
05.09. | 23 | 514.7911 |  | 475.7724 | 0 | 0 | 39.0187 | 0
05.09. | 24 | 514.7911 |  | 475.7724 | 0 | 0 | 39.0187 | 0
06.09. | 1 | 514.7911 |  | 475.7724 | 0 | 0 | 39.0187 | 0
06.09. | 2 | 514.7911 |  | 475.7724 | 0 | 0 | 39.0187 | 0
06.09. | 3 | 514.7911 |  | 475.7724 | 0 | 0 | 39.0187 | 0
06.09. | 4 | 514.7911 |  | 475.7724 | 0 | 0 | 39.0187 | 0
06.09. | 5 | 514.7911 |  | 475.7724 | 0 | 0 | 39.0187 | 0
06.09. | 6 | 514.7911 |  | 475.7724 | 0 | 0 | 39.0187 | 0
06.09. | 7 | 514.7911 |  | 475.7724 | 0 | 0 | 39.0187 | 0
06.09. | 8 | 514.7911 |  | 475.7724 | 0 | 0 | 39.0187 | 0
06.09. | 9 | 518.1182 |  | 479.0995 | 0 | 0 | 39.0187 | 0
06.09. | 10 | 519.7817 |  | 480.7631 | 0 | 0 | 39.0187 | 0
06.09. | 11 | 524.7723 |  | 485.7537 | 0 | 0 | 39.0187 | 0
06.09. | 12 | 524.7723 |  | 485.7537 | 0 | 0 | 39.0187 | 0
06.09. | 13 | 526.4359 |  | 487.4172 | 0 | 0 | 39.0187 | 0
06.09. | 14 | 526.4359 |  | 487.4172 | 0 | 0 | 39.0187 | 0
06.09. | 15 | 526.4359 |  | 487.4172 | 0 | 0 | 39.0187 | 0
06.09. | 16 | 526.4359 |  | 487.4172 | 0 | 0 | 39.0187 | 0
06.09. | 17 | 526.4359 |  | 487.4172 | 0 | 0 | 39.0187 | 0
06.09. | 18 | 521.4452 |  | 482.4266 | 0 | 0 | 39.0187 | 0
06.09. | 19 | 519.7817 |  | 480.7631 | 0 | 0 | 39.0187 | 0
06.09. | 20 | 518.1182 |  | 479.0995 | 0 | 0 | 39.0187 | 0
06.09. | 21 | 516.4546 |  | 477.436 | 0 | 0 | 39.0187 | 0
06.09. | 22 | 516.4546 |  | 477.436 | 0 | 0 | 39.0187 | 0
06.09. | 23 | 514.7911 |  | 475.7724 | 0 | 0 | 39.0187 | 0
06.09. | 24 | 514.7911 |  | 475.7724 | 0 | 0 | 39.0187 | 0
07.09. | 1 | 514.7911 |  | 475.7724 | 0 | 0 | 39.0187 | 0
07.09. | 2 | 514.7911 |  | 475.7724 | 0 | 0 | 39.0187 | 0
07.09. | 3 | 514.7911 |  | 475.7724 | 0 | 0 | 39.0187 | 0
07.09. | 4 | 514.7911 |  | 475.7724 | 0 | 0 | 39.0187 | 0
07.09. | 5 | 514.7911 |  | 475.7724 | 0 | 0 | 39.0187 | 0
07.09. | 6 | 514.7911 |  | 475.7724 | 0 | 0 | 39.0187 | 0
07.09. | 7 | 516.4546 |  | 477.436 | 0 | 0 | 39.0187 | 0
07.09. | 8 | 518.1182 |  | 479.0995 | 0 | 0 | 39.0187 | 0
07.09. | 9 | 523.1088 |  | 484.0901 | 0 | 0 | 39.0187 | 0
07.09. | 10 | 524.7723 |  | 485.7537 | 0 | 0 | 39.0187 | 0
07.09. | 11 | 528.0994 |  | 489.0808 | 0 | 0 | 39.0187 | 0
07.09. | 12 | 528.0994 |  | 489.0808 | 0 | 0 | 39.0187 | 0
07.09. | 13 | 528.0994 |  | 489.0808 | 0 | 0 | 39.0187 | 0
07.09. | 14 | 528.0994 |  | 489.0808 | 0 | 0 | 39.0187 | 0
07.09. | 15 | 528.0994 |  | 489.0808 | 0 | 0 | 39.0187 | 0
07.09. | 16 | 526.4359 |  | 487.4172 | 0 | 0 | 39.0187 | 0
07.09. | 17 | 526.4359 |  | 487.4172 | 0 | 0 | 39.0187 | 0
07.09. | 18 | 523.1088 |  | 484.0901 | 0 | 0 | 39.0187 | 0
07.09. | 19 | 521.4452 |  | 482.4266 | 0 | 0 | 39.0187 | 0
07.09. | 20 | 521.4452 |  | 482.4266 | 0 | 0 | 39.0187 | 0
07.09. | 21 | 519.7817 |  | 480.7631 | 0 | 0 | 39.0187 | 0
07.09. | 22 | 518.1182 |  | 479.0995 | 0 | 0 | 39.0187 | 0
07.09. | 23 | 518.1182 |  | 479.0995 | 0 | 0 | 39.0187 | 0
07.09. | 24 | 518.1182 |  | 479.0995 | 0 | 0 | 39.0187 | 0
08.09. | 1 | 518.1182 |  | 479.0995 | 0 | 0 | 39.0187 | 0
08.09. | 2 | 518.1182 |  | 479.0995 | 0 | 0 | 39.0187 | 0
08.09. | 3 | 516.4546 |  | 477.436 | 0 | 0 | 39.0187 | 0
08.09. | 4 | 516.4546 |  | 477.436 | 0 | 0 | 39.0187 | 0
08.09. | 5 | 516.4546 |  | 477.436 | 0 | 0 | 39.0187 | 0
08.09. | 6 | 516.4546 |  | 477.436 | 0 | 0 | 39.0187 | 0
08.09. | 7 | 518.1182 |  | 479.0995 | 0 | 0 | 39.0187 | 0
08.09. | 8 | 518.1182 |  | 479.0995 | 0 | 0 | 39.0187 | 0
08.09. | 9 | 523.1088 |  | 484.0901 | 0 | 0 | 39.0187 | 0
08.09. | 10 | 524.7723 |  | 485.7537 | 0 | 0 | 39.0187 | 0
08.09. | 11 | 528.0994 |  | 489.0808 | 0 | 0 | 39.0187 | 0
08.09. | 12 | 528.0994 |  | 489.0808 | 0 | 0 | 39.0187 | 0
08.09. | 13 | 528.0994 |  | 489.0808 | 0 | 0 | 39.0187 | 0
08.09. | 14 | 528.0994 |  | 489.0808 | 0 | 0 | 39.0187 | 0
08.09. | 15 | 528.0994 |  | 489.0808 | 0 | 0 | 39.0187 | 0
08.09. | 16 | 528.0994 |  | 489.0808 | 0 | 0 | 39.0187 | 0
08.09. | 17 | 528.0994 |  | 489.0808 | 0 | 0 | 39.0187 | 0
08.09. | 18 | 524.7723 |  | 485.7537 | 0 | 0 | 39.0187 | 0
08.09. | 19 | 521.4452 |  | 482.4266 | 0 | 0 | 39.0187 | 0
08.09. | 20 | 519.7817 |  | 480.7631 | 0 | 0 | 39.0187 | 0
08.09. | 21 | 516.4546 |  | 477.436 | 0 | 0 | 39.0187 | 0
08.09. | 22 | 514.7911 |  | 475.7724 | 0 | 0 | 39.0187 | 0
08.09. | 23 | 514.7911 |  | 475.7724 | 0 | 0 | 39.0187 | 0
08.09. | 24 | 514.7911 |  | 475.7724 | 0 | 0 | 39.0187 | 0
09.09. | 1 | 514.7911 |  | 475.7724 | 0 | 0 | 39.0187 | 0
09.09. | 2 | 516.4546 |  | 477.436 | 0 | 0 | 39.0187 | 0
09.09. | 3 | 516.4546 |  | 477.436 | 0 | 0 | 39.0187 | 0
09.09. | 4 | 518.1182 |  | 479.0995 | 0 | 0 | 39.0187 | 0
09.09. | 5 | 518.1182 |  | 479.0995 | 0 | 0 | 39.0187 | 0
09.09. | 6 | 516.4546 |  | 477.436 | 0 | 0 | 39.0187 | 0
09.09. | 7 | 514.7911 |  | 475.7724 | 0 | 0 | 39.0187 | 0
09.09. | 8 | 516.4546 |  | 477.436 | 0 | 0 | 39.0187 | 0
09.09. | 9 | 521.4452 |  | 482.4266 | 0 | 0 | 39.0187 | 0
09.09. | 10 | 524.7723 |  | 485.7537 | 0 | 0 | 39.0187 | 0
09.09. | 11 | 528.0994 |  | 489.0808 | 0 | 0 | 39.0187 | 0
09.09. | 12 | 528.0994 |  | 489.0808 | 0 | 0 | 39.0187 | 0
09.09. | 13 | 528.0994 |  | 489.0808 | 0 | 0 | 39.0187 | 0
09.09. | 14 | 526.4359 |  | 487.4172 | 0 | 0 | 39.0187 | 0
09.09. | 15 | 526.4359 |  | 487.4172 | 0 | 0 | 39.0187 | 0
09.09. | 16 | 524.7723 |  | 485.7537 | 0 | 0 | 39.0187 | 0
09.09. | 17 | 524.7723 |  | 485.7537 | 0 | 0 | 39.0187 | 0
09.09. | 18 | 523.1088 |  | 484.0901 | 0 | 0 | 39.0187 | 0
09.09. | 19 | 521.4452 |  | 482.4266 | 0 | 0 | 39.0187 | 0
09.09. | 20 | 521.4452 |  | 482.4266 | 0 | 0 | 39.0187 | 0
09.09. | 21 | 518.1182 |  | 479.0995 | 0 | 0 | 39.0187 | 0
09.09. | 22 | 518.1182 |  | 479.0995 | 0 | 0 | 39.0187 | 0
09.09. | 23 | 516.4546 |  | 477.436 | 0 | 0 | 39.0187 | 0
09.09. | 24 | 514.7911 |  | 475.7724 | 0 | 0 | 39.0187 | 0
10.09. | 1 | 514.7911 |  | 475.7724 | 0 | 0 | 39.0187 | 0
10.09. | 2 | 514.7911 |  | 475.7724 | 0 | 0 | 39.0187 | 0
10.09. | 3 | 514.7911 |  | 475.7724 | 0 | 0 | 39.0187 | 0
10.09. | 4 | 514.7911 |  | 475.7724 | 0 | 0 | 39.0187 | 0
10.09. | 5 | 516.4546 |  | 477.436 | 0 | 0 | 39.0187 | 0
10.09. | 6 | 516.4546 |  | 477.436 | 0 | 0 | 39.0187 | 0
10.09. | 7 | 516.4546 |  | 477.436 | 0 | 0 | 39.0187 | 0
10.09. | 8 | 516.4546 |  | 477.436 | 0 | 0 | 39.0187 | 0
10.09. | 9 | 514.7911 |  | 475.7724 | 0 | 0 | 39.0187 | 0
10.09. | 10 | 514.7911 |  | 475.7724 | 0 | 0 | 39.0187 | 0
10.09. | 11 | 516.4546 |  | 477.436 | 0 | 0 | 39.0187 | 0
10.09. | 12 | 516.4546 |  | 477.436 | 0 | 0 | 39.0187 | 0
10.09. | 13 | 516.4546 |  | 477.436 | 0 | 0 | 39.0187 | 0
10.09. | 14 | 516.4546 |  | 477.436 | 0 | 0 | 39.0187 | 0
10.09. | 15 | 516.4546 |  | 477.436 | 0 | 0 | 39.0187 | 0
10.09. | 16 | 516.4546 |  | 477.436 | 0 | 0 | 39.0187 | 0
10.09. | 17 | 518.1182 |  | 479.0995 | 0 | 0 | 39.0187 | 0
10.09. | 18 | 518.1182 |  | 479.0995 | 0 | 0 | 39.0187 | 0
10.09. | 19 | 518.1182 |  | 479.0995 | 0 | 0 | 39.0187 | 0
10.09. | 20 | 518.1182 |  | 479.0995 | 0 | 0 | 39.0187 | 0
10.09. | 21 | 516.4546 |  | 477.436 | 0 | 0 | 39.0187 | 0
10.09. | 22 | 516.4546 |  | 477.436 | 0 | 0 | 39.0187 | 0
10.09. | 23 | 516.4546 |  | 477.436 | 0 | 0 | 39.0187 | 0
10.09. | 24 | 516.4546 |  | 477.436 | 0 | 0 | 39.0187 | 0
11.09. | 1 | 516.4546 |  | 477.436 | 0 | 0 | 39.0187 | 0
11.09. | 2 | 516.4546 |  | 477.436 | 0 | 0 | 39.0187 | 0
11.09. | 3 | 516.4546 |  | 477.436 | 0 | 0 | 39.0187 | 0
11.09. | 4 | 516.4546 |  | 477.436 | 0 | 0 | 39.0187 | 0
11.09. | 5 | 516.4546 |  | 477.436 | 0 | 0 | 39.0187 | 0
11.09. | 6 | 514.7911 |  | 475.7724 | 0 | 0 | 39.0187 | 0
11.09. | 7 | 516.4546 |  | 477.436 | 0 | 0 | 39.0187 | 0
11.09. | 8 | 514.7911 |  | 475.7724 | 0 | 0 | 39.0187 | 0
11.09. | 9 | 518.1182 |  | 479.0995 | 0 | 0 | 39.0187 | 0
11.09. | 10 | 518.1182 |  | 479.0995 | 0 | 0 | 39.0187 | 0
11.09. | 11 | 521.4452 |  | 482.4266 | 0 | 0 | 39.0187 | 0
11.09. | 12 | 521.4452 |  | 482.4266 | 0 | 0 | 39.0187 | 0
11.09. | 13 | 521.4452 |  | 482.4266 | 0 | 0 | 39.0187 | 0
11.09. | 14 | 521.4452 |  | 482.4266 | 0 | 0 | 39.0187 | 0
11.09. | 15 | 521.4452 |  | 482.4266 | 0 | 0 | 39.0187 | 0
11.09. | 16 | 521.4452 |  | 482.4266 | 0 | 0 | 39.0187 | 0
11.09. | 17 | 521.4452 |  | 482.4266 | 0 | 0 | 39.0187 | 0
11.09. | 18 | 519.7817 |  | 480.7631 | 0 | 0 | 39.0187 | 0
11.09. | 19 | 519.7817 |  | 480.7631 | 0 | 0 | 39.0187 | 0
11.09. | 20 | 519.7817 |  | 480.7631 | 0 | 0 | 39.0187 | 0
11.09. | 21 | 518.1182 |  | 479.0995 | 0 | 0 | 39.0187 | 0
11.09. | 22 | 518.1182 |  | 479.0995 | 0 | 0 | 39.0187 | 0
11.09. | 23 | 516.4546 |  | 477.436 | 0 | 0 | 39.0187 | 0
11.09. | 24 | 516.4546 |  | 477.436 | 0 | 0 | 39.0187 | 0
12.09. | 1 | 516.4546 |  | 477.436 | 0 | 0 | 39.0187 | 0
12.09. | 2 | 516.4546 |  | 477.436 | 0 | 0 | 39.0187 | 0
12.09. | 3 | 514.7911 |  | 475.7724 | 0 | 0 | 39.0187 | 0
12.09. | 4 | 514.7911 |  | 475.7724 | 0 | 0 | 39.0187 | 0
12.09. | 5 | 514.7911 |  | 475.7724 | 0 | 0 | 39.0187 | 0
12.09. | 6 | 514.7911 |  | 475.7724 | 0 | 0 | 39.0187 | 0
12.09. | 7 | 514.7911 |  | 475.7724 | 0 | 0 | 39.0187 | 0
12.09. | 8 | 514.7911 |  | 475.7724 | 0 | 0 | 39.0187 | 0
12.09. | 9 | 518.1182 |  | 479.0995 | 0 | 0 | 39.0187 | 0
12.09. | 10 | 519.7817 |  | 480.7631 | 0 | 0 | 39.0187 | 0
12.09. | 11 | 523.1088 |  | 484.0901 | 0 | 0 | 39.0187 | 0
12.09. | 12 | 523.1088 |  | 484.0901 | 0 | 0 | 39.0187 | 0
12.09. | 13 | 524.7723 |  | 485.7537 | 0 | 0 | 39.0187 | 0
12.09. | 14 | 524.7723 |  | 485.7537 | 0 | 0 | 39.0187 | 0
12.09. | 15 | 523.1088 |  | 484.0901 | 0 | 0 | 39.0187 | 0
12.09. | 16 | 523.1088 |  | 484.0901 | 0 | 0 | 39.0187 | 0
12.09. | 17 | 523.1088 |  | 484.0901 | 0 | 0 | 39.0187 | 0
12.09. | 18 | 519.7817 |  | 480.7631 | 0 | 0 | 39.0187 | 0
12.09. | 19 | 519.7817 |  | 480.7631 | 0 | 0 | 39.0187 | 0
12.09. | 20 | 518.1182 |  | 479.0995 | 0 | 0 | 39.0187 | 0
12.09. | 21 | 516.4546 |  | 477.436 | 0 | 0 | 39.0187 | 0
12.09. | 22 | 516.4546 |  | 477.436 | 0 | 0 | 39.0187 | 0
12.09. | 23 | 514.7911 |  | 475.7724 | 0 | 0 | 39.0187 | 0
12.09. | 24 | 514.7911 |  | 475.7724 | 0 | 0 | 39.0187 | 0
13.09. | 1 | 514.7911 |  | 475.7724 | 0 | 0 | 39.0187 | 0
13.09. | 2 | 514.7911 |  | 475.7724 | 0 | 0 | 39.0187 | 0
13.09. | 3 | 514.7911 |  | 475.7724 | 0 | 0 | 39.0187 | 0
13.09. | 4 | 514.7911 |  | 475.7724 | 0 | 0 | 39.0187 | 0
13.09. | 5 | 514.7911 |  | 475.7724 | 0 | 0 | 39.0187 | 0
13.09. | 6 | 514.7911 |  | 475.7724 | 0 | 0 | 39.0187 | 0
13.09. | 7 | 514.7911 |  | 475.7724 | 0 | 0 | 39.0187 | 0
13.09. | 8 | 514.7911 |  | 475.7724 | 0 | 0 | 39.0187 | 0
13.09. | 9 | 518.1182 |  | 479.0995 | 0 | 0 | 39.0187 | 0
13.09. | 10 | 519.7817 |  | 480.7631 | 0 | 0 | 39.0187 | 0
13.09. | 11 | 523.1088 |  | 484.0901 | 0 | 0 | 39.0187 | 0
13.09. | 12 | 523.1088 |  | 484.0901 | 0 | 0 | 39.0187 | 0
13.09. | 13 | 524.7723 |  | 485.7537 | 0 | 0 | 39.0187 | 0
13.09. | 14 | 524.7723 |  | 485.7537 | 0 | 0 | 39.0187 | 0
13.09. | 15 | 524.7723 |  | 485.7537 | 0 | 0 | 39.0187 | 0
13.09. | 16 | 523.1088 |  | 484.0901 | 0 | 0 | 39.0187 | 0
13.09. | 17 | 524.7723 |  | 485.7537 | 0 | 0 | 39.0187 | 0
13.09. | 18 | 521.4452 |  | 482.4266 | 0 | 0 | 39.0187 | 0
13.09. | 19 | 519.7817 |  | 480.7631 | 0 | 0 | 39.0187 | 0
13.09. | 20 | 521.4452 |  | 482.4266 | 0 | 0 | 39.0187 | 0
13.09. | 21 | 518.1182 |  | 479.0995 | 0 | 0 | 39.0187 | 0
13.09. | 22 | 518.1182 |  | 479.0995 | 0 | 0 | 39.0187 | 0
13.09. | 23 | 516.4546 |  | 477.436 | 0 | 0 | 39.0187 | 0
13.09. | 24 | 516.4546 |  | 477.436 | 0 | 0 | 39.0187 | 0
14.09. | 1 | 516.4546 |  | 477.436 | 0 | 0 | 39.0187 | 0
14.09. | 2 | 516.4546 |  | 477.436 | 0 | 0 | 39.0187 | 0
14.09. | 3 | 516.4546 |  | 477.436 | 0 | 0 | 39.0187 | 0
14.09. | 4 | 516.4546 |  | 477.436 | 0 | 0 | 39.0187 | 0
14.09. | 5 | 516.4546 |  | 477.436 | 0 | 0 | 39.0187 | 0
14.09. | 6 | 516.4546 |  | 477.436 | 0 | 0 | 39.0187 | 0
14.09. | 7 | 516.4546 |  | 477.436 | 0 | 0 | 39.0187 | 0
14.09. | 8 | 516.4546 |  | 477.436 | 0 | 0 | 39.0187 | 0
14.09. | 9 | 518.1182 |  | 479.0995 | 0 | 0 | 39.0187 | 0
14.09. | 10 | 519.7817 |  | 480.7631 | 0 | 0 | 39.0187 | 0
14.09. | 11 | 523.1088 |  | 484.0901 | 0 | 0 | 39.0187 | 0
14.09. | 12 | 523.1088 |  | 484.0901 | 0 | 0 | 39.0187 | 0
14.09. | 13 | 523.1088 |  | 484.0901 | 0 | 0 | 39.0187 | 0
14.09. | 14 | 523.1088 |  | 484.0901 | 0 | 0 | 39.0187 | 0
14.09. | 15 | 521.4452 |  | 482.4266 | 0 | 0 | 39.0187 | 0
14.09. | 16 | 521.4452 |  | 482.4266 | 0 | 0 | 39.0187 | 0
14.09. | 17 | 523.1088 |  | 484.0901 | 0 | 0 | 39.0187 | 0
14.09. | 18 | 521.4452 |  | 482.4266 | 0 | 0 | 39.0187 | 0
14.09. | 19 | 523.1088 |  | 484.0901 | 0 | 0 | 39.0187 | 0
14.09. | 20 | 523.1088 |  | 484.0901 | 0 | 0 | 39.0187 | 0
14.09. | 21 | 521.4452 |  | 482.4266 | 0 | 0 | 39.0187 | 0
14.09. | 22 | 521.4452 |  | 482.4266 | 0 | 0 | 39.0187 | 0
14.09. | 23 | 519.7817 |  | 480.7631 | 0 | 0 | 39.0187 | 0
14.09. | 24 | 519.7817 |  | 480.7631 | 0 | 0 | 39.0187 | 0
15.09. | 1 | 519.7817 |  | 480.7631 | 0 | 0 | 39.0187 | 0
15.09. | 2 | 519.7817 |  | 480.7631 | 0 | 0 | 39.0187 | 0
15.09. | 3 | 518.1182 |  | 479.0995 | 0 | 0 | 39.0187 | 0
15.09. | 4 | 518.1182 |  | 479.0995 | 0 | 0 | 39.0187 | 0
15.09. | 5 | 518.1182 |  | 479.0995 | 0 | 0 | 39.0187 | 0
15.09. | 6 | 518.1182 |  | 479.0995 | 0 | 0 | 39.0187 | 0
15.09. | 7 | 518.1182 |  | 479.0995 | 0 | 0 | 39.0187 | 0
15.09. | 8 | 518.1182 |  | 479.0995 | 0 | 0 | 39.0187 | 0
15.09. | 9 | 519.7817 |  | 480.7631 | 0 | 0 | 39.0187 | 0
15.09. | 10 | 521.4452 |  | 482.4266 | 0 | 0 | 39.0187 | 0
15.09. | 11 | 524.7723 |  | 485.7537 | 0 | 0 | 39.0187 | 0
15.09. | 12 | 524.7723 |  | 485.7537 | 0 | 0 | 39.0187 | 0
15.09. | 13 | 526.4359 |  | 487.4172 | 0 | 0 | 39.0187 | 0
15.09. | 14 | 526.4359 |  | 487.4172 | 0 | 0 | 39.0187 | 0
15.09. | 15 | 526.4359 |  | 487.4172 | 0 | 0 | 39.0187 | 0
15.09. | 16 | 524.7723 |  | 485.7537 | 0 | 0 | 39.0187 | 0
15.09. | 17 | 526.4359 |  | 487.4172 | 0 | 0 | 39.0187 | 0
15.09. | 18 | 523.1088 |  | 484.0901 | 0 | 0 | 39.0187 | 0
15.09. | 19 | 521.4452 |  | 482.4266 | 0 | 0 | 39.0187 | 0
15.09. | 20 | 521.4452 |  | 482.4266 | 0 | 0 | 39.0187 | 0
15.09. | 21 | 519.7817 |  | 480.7631 | 0 | 0 | 39.0187 | 0
15.09. | 22 | 518.1182 |  | 479.0995 | 0 | 0 | 39.0187 | 0
15.09. | 23 | 516.4546 |  | 477.436 | 0 | 0 | 39.0187 | 0
15.09. | 24 | 516.4546 |  | 477.436 | 0 | 0 | 39.0187 | 0
16.09. | 1 | 516.4546 |  | 477.436 | 0 | 0 | 39.0187 | 0
16.09. | 2 | 516.4546 |  | 477.436 | 0 | 0 | 39.0187 | 0
16.09. | 3 | 516.4546 |  | 477.436 | 0 | 0 | 39.0187 | 0
16.09. | 4 | 516.4546 |  | 477.436 | 0 | 0 | 39.0187 | 0
16.09. | 5 | 514.7911 |  | 475.7724 | 0 | 0 | 39.0187 | 0
16.09. | 6 | 516.4546 |  | 477.436 | 0 | 0 | 39.0187 | 0
16.09. | 7 | 516.4546 |  | 477.436 | 0 | 0 | 39.0187 | 0
16.09. | 8 | 516.4546 |  | 477.436 | 0 | 0 | 39.0187 | 0
16.09. | 9 | 519.7817 |  | 480.7631 | 0 | 0 | 39.0187 | 0
16.09. | 10 | 521.4452 |  | 482.4266 | 0 | 0 | 39.0187 | 0
16.09. | 11 | 524.7723 |  | 485.7537 | 0 | 0 | 39.0187 | 0
16.09. | 12 | 524.7723 |  | 485.7537 | 0 | 0 | 39.0187 | 0
16.09. | 13 | 526.4359 |  | 487.4172 | 0 | 0 | 39.0187 | 0
16.09. | 14 | 526.4359 |  | 487.4172 | 0 | 0 | 39.0187 | 0
16.09. | 15 | 526.4359 |  | 487.4172 | 0 | 0 | 39.0187 | 0
16.09. | 16 | 524.7723 |  | 485.7537 | 0 | 0 | 39.0187 | 0
16.09. | 17 | 524.7723 |  | 485.7537 | 0 | 0 | 39.0187 | 0
16.09. | 18 | 521.4452 |  | 482.4266 | 0 | 0 | 39.0187 | 0
16.09. | 19 | 519.7817 |  | 480.7631 | 0 | 0 | 39.0187 | 0
16.09. | 20 | 519.7817 |  | 480.7631 | 0 | 0 | 39.0187 | 0
16.09. | 21 | 518.1182 |  | 479.0995 | 0 | 0 | 39.0187 | 0
16.09. | 22 | 516.4546 |  | 477.436 | 0 | 0 | 39.0187 | 0
16.09. | 23 | 514.7911 |  | 475.7724 | 0 | 0 | 39.0187 | 0
16.09. | 24 | 514.7911 |  | 475.7724 | 0 | 0 | 39.0187 | 0
17.09. | 1 | 514.7911 |  | 475.7724 | 0 | 0 | 39.0187 | 0
17.09. | 2 | 514.7911 |  | 475.7724 | 0 | 0 | 39.0187 | 0
17.09. | 3 | 514.7911 |  | 475.7724 | 0 | 0 | 39.0187 | 0
17.09. | 4 | 514.7911 |  | 475.7724 | 0 | 0 | 39.0187 | 0
17.09. | 5 | 514.7911 |  | 475.7724 | 0 | 0 | 39.0187 | 0
17.09. | 6 | 514.7911 |  | 475.7724 | 0 | 0 | 39.0187 | 0
17.09. | 7 | 514.7911 |  | 475.7724 | 0 | 0 | 39.0187 | 0
17.09. | 8 | 516.4546 |  | 477.436 | 0 | 0 | 39.0187 | 0
17.09. | 9 | 523.1088 |  | 484.0901 | 0 | 0 | 39.0187 | 0
17.09. | 10 | 524.7723 |  | 485.7537 | 0 | 0 | 39.0187 | 0
17.09. | 11 | 528.0994 |  | 489.0808 | 0 | 0 | 39.0187 | 0
17.09. | 12 | 528.0994 |  | 489.0808 | 0 | 0 | 39.0187 | 0
17.09. | 13 | 528.0994 |  | 489.0808 | 0 | 0 | 39.0187 | 0
17.09. | 14 | 529.7629 |  | 490.7443 | 0 | 0 | 39.0187 | 0
17.09. | 15 | 529.7629 |  | 490.7443 | 0 | 0 | 39.0187 | 0
17.09. | 16 | 528.0994 |  | 489.0808 | 0 | 0 | 39.0187 | 0
17.09. | 17 | 528.0994 |  | 489.0808 | 0 | 0 | 39.0187 | 0
17.09. | 18 | 523.1088 |  | 484.0901 | 0 | 0 | 39.0187 | 0
17.09. | 19 | 518.1182 |  | 479.0995 | 0 | 0 | 39.0187 | 0
17.09. | 20 | 518.1182 |  | 479.0995 | 0 | 0 | 39.0187 | 0
17.09. | 21 | 516.4546 |  | 477.436 | 0 | 0 | 39.0187 | 0
17.09. | 22 | 514.7911 |  | 475.7724 | 0 | 0 | 39.0187 | 0
17.09. | 23 | 514.7911 |  | 475.7724 | 0 | 0 | 39.0187 | 0
17.09. | 24 | 514.7911 |  | 475.7724 | 0 | 0 | 39.0187 | 0
18.09. | 1 | 514.7911 |  | 475.7724 | 0 | 0 | 39.0187 | 0
18.09. | 2 | 514.7911 |  | 475.7724 | 0 | 0 | 39.0187 | 0
18.09. | 3 | 516.4546 |  | 477.436 | 0 | 0 | 39.0187 | 0
18.09. | 4 | 516.4546 |  | 477.436 | 0 | 0 | 39.0187 | 0
18.09. | 5 | 516.4546 |  | 477.436 | 0 | 0 | 39.0187 | 0
18.09. | 6 | 516.4546 |  | 477.436 | 0 | 0 | 39.0187 | 0
18.09. | 7 | 514.7911 |  | 475.7724 | 0 | 0 | 39.0187 | 0
18.09. | 8 | 516.4546 |  | 477.436 | 0 | 0 | 39.0187 | 0
18.09. | 9 | 524.7723 |  | 485.7537 | 0 | 0 | 39.0187 | 0
18.09. | 10 | 528.0994 |  | 489.0808 | 0 | 0 | 39.0187 | 0
18.09. | 11 | 529.7629 |  | 490.7443 | 0 | 0 | 39.0187 | 0
18.09. | 12 | 529.7629 |  | 490.7443 | 0 | 0 | 39.0187 | 0
18.09. | 13 | 529.7629 |  | 490.7443 | 0 | 0 | 39.0187 | 0
18.09. | 14 | 529.7629 |  | 490.7443 | 0 | 0 | 39.0187 | 0
18.09. | 15 | 529.7629 |  | 490.7443 | 0 | 0 | 39.0187 | 0
18.09. | 16 | 529.7629 |  | 490.7443 | 0 | 0 | 39.0187 | 0
18.09. | 17 | 529.7629 |  | 490.7443 | 0 | 0 | 39.0187 | 0
18.09. | 18 | 526.4359 |  | 487.4172 | 0 | 0 | 39.0187 | 0
18.09. | 19 | 523.1088 |  | 484.0901 | 0 | 0 | 39.0187 | 0
18.09. | 20 | 523.1088 |  | 484.0901 | 0 | 0 | 39.0187 | 0
18.09. | 21 | 519.7817 |  | 480.7631 | 0 | 0 | 39.0187 | 0
18.09. | 22 | 519.7817 |  | 480.7631 | 0 | 0 | 39.0187 | 0
18.09. | 23 | 518.1182 |  | 479.0995 | 0 | 0 | 39.0187 | 0
18.09. | 24 | 519.7817 |  | 480.7631 | 0 | 0 | 39.0187 | 0
19.09. | 1 | 518.1182 |  | 479.0995 | 0 | 0 | 39.0187 | 0
19.09. | 2 | 518.1182 |  | 479.0995 | 0 | 0 | 39.0187 | 0
19.09. | 3 | 518.1182 |  | 479.0995 | 0 | 0 | 39.0187 | 0
19.09. | 4 | 518.1182 |  | 479.0995 | 0 | 0 | 39.0187 | 0
19.09. | 5 | 516.4546 |  | 477.436 | 0 | 0 | 39.0187 | 0
19.09. | 6 | 516.4546 |  | 477.436 | 0 | 0 | 39.0187 | 0
19.09. | 7 | 518.1182 |  | 479.0995 | 0 | 0 | 39.0187 | 0
19.09. | 8 | 518.1182 |  | 479.0995 | 0 | 0 | 39.0187 | 0
19.09. | 9 | 524.7723 |  | 485.7537 | 0 | 0 | 39.0187 | 0
19.09. | 10 | 526.4359 |  | 487.4172 | 0 | 0 | 39.0187 | 0
19.09. | 11 | 529.7629 |  | 490.7443 | 0 | 0 | 39.0187 | 0
19.09. | 12 | 529.7629 |  | 490.7443 | 0 | 0 | 39.0187 | 0
19.09. | 13 | 529.7629 |  | 490.7443 | 0 | 0 | 39.0187 | 0
19.09. | 14 | 529.7629 |  | 490.7443 | 0 | 0 | 39.0187 | 0
19.09. | 15 | 529.7629 |  | 490.7443 | 0 | 0 | 39.0187 | 0
19.09. | 16 | 529.7629 |  | 490.7443 | 0 | 0 | 39.0187 | 0
19.09. | 17 | 529.7629 |  | 490.7443 | 0 | 0 | 39.0187 | 0
19.09. | 18 | 526.4359 |  | 487.4172 | 0 | 0 | 39.0187 | 0
19.09. | 19 | 523.1088 |  | 484.0901 | 0 | 0 | 39.0187 | 0
19.09. | 20 | 521.4452 |  | 482.4266 | 0 | 0 | 39.0187 | 0
19.09. | 21 | 519.7817 |  | 480.7631 | 0 | 0 | 39.0187 | 0
19.09. | 22 | 518.1182 |  | 479.0995 | 0 | 0 | 39.0187 | 0
19.09. | 23 | 516.4546 |  | 477.436 | 0 | 0 | 39.0187 | 0
19.09. | 24 | 516.4546 |  | 477.436 | 0 | 0 | 39.0187 | 0
20.09. | 1 | 516.4546 |  | 477.436 | 0 | 0 | 39.0187 | 0
20.09. | 2 | 516.4546 |  | 477.436 | 0 | 0 | 39.0187 | 0
20.09. | 3 | 516.4546 |  | 477.436 | 0 | 0 | 39.0187 | 0
20.09. | 4 | 516.4546 |  | 477.436 | 0 | 0 | 39.0187 | 0
20.09. | 5 | 514.7911 |  | 475.7724 | 0 | 0 | 39.0187 | 0
20.09. | 6 | 516.4546 |  | 477.436 | 0 | 0 | 39.0187 | 0
20.09. | 7 | 518.1182 |  | 479.0995 | 0 | 0 | 39.0187 | 0
20.09. | 8 | 521.4452 |  | 482.4266 | 0 | 0 | 39.0187 | 0
20.09. | 9 | 528.0994 |  | 489.0808 | 0 | 0 | 39.0187 | 0
20.09. | 10 | 529.7629 |  | 490.7443 | 0 | 0 | 39.0187 | 0
20.09. | 11 | 529.7629 |  | 490.7443 | 0 | 0 | 39.0187 | 0
20.09. | 12 | 529.7629 |  | 490.7443 | 0 | 0 | 39.0187 | 0
20.09. | 13 | 529.7629 |  | 490.7443 | 0 | 0 | 39.0187 | 0
20.09. | 14 | 529.7629 |  | 490.7443 | 0 | 0 | 39.0187 | 0
20.09. | 15 | 529.7629 |  | 490.7443 | 0 | 0 | 39.0187 | 0
20.09. | 16 | 529.7629 |  | 490.7443 | 0 | 0 | 39.0187 | 0
20.09. | 17 | 529.7629 |  | 490.7443 | 0 | 0 | 39.0187 | 0
20.09. | 18 | 528.0994 |  | 489.0808 | 0 | 0 | 39.0187 | 0
20.09. | 19 | 526.4359 |  | 487.4172 | 0 | 0 | 39.0187 | 0
20.09. | 20 | 524.7723 |  | 485.7537 | 0 | 0 | 39.0187 | 0
20.09. | 21 | 521.4452 |  | 482.4266 | 0 | 0 | 39.0187 | 0
20.09. | 22 | 519.7817 |  | 480.7631 | 0 | 0 | 39.0187 | 0
20.09. | 23 | 518.1182 |  | 479.0995 | 0 | 0 | 39.0187 | 0
20.09. | 24 | 518.1182 |  | 479.0995 | 0 | 0 | 39.0187 | 0
21.09. | 1 | 516.4546 |  | 477.436 | 0 | 0 | 39.0187 | 0
21.09. | 2 | 516.4546 |  | 477.436 | 0 | 0 | 39.0187 | 0
21.09. | 3 | 516.4546 |  | 477.436 | 0 | 0 | 39.0187 | 0
21.09. | 4 | 516.4546 |  | 477.436 | 0 | 0 | 39.0187 | 0
21.09. | 5 | 516.4546 |  | 477.436 | 0 | 0 | 39.0187 | 0
21.09. | 6 | 516.4546 |  | 477.436 | 0 | 0 | 39.0187 | 0
21.09. | 7 | 518.1182 |  | 479.0995 | 0 | 0 | 39.0187 | 0
21.09. | 8 | 519.7817 |  | 480.7631 | 0 | 0 | 39.0187 | 0
21.09. | 9 | 524.7723 |  | 485.7537 | 0 | 0 | 39.0187 | 0
21.09. | 10 | 526.4359 |  | 487.4172 | 0 | 0 | 39.0187 | 0
21.09. | 11 | 528.0994 |  | 489.0808 | 0 | 0 | 39.0187 | 0
21.09. | 12 | 528.0994 |  | 489.0808 | 0 | 0 | 39.0187 | 0
21.09. | 13 | 528.0994 |  | 489.0808 | 0 | 0 | 39.0187 | 0
21.09. | 14 | 528.0994 |  | 489.0808 | 0 | 0 | 39.0187 | 0
21.09. | 15 | 528.0994 |  | 489.0808 | 0 | 0 | 39.0187 | 0
21.09. | 16 | 528.0994 |  | 489.0808 | 0 | 0 | 39.0187 | 0
21.09. | 17 | 526.4359 |  | 487.4172 | 0 | 0 | 39.0187 | 0
21.09. | 18 | 521.4452 |  | 482.4266 | 0 | 0 | 39.0187 | 0
21.09. | 19 | 518.1182 |  | 479.0995 | 0 | 0 | 39.0187 | 0
21.09. | 20 | 516.4546 |  | 477.436 | 0 | 0 | 39.0187 | 0
21.09. | 21 | 514.7911 |  | 475.7724 | 0 | 0 | 39.0187 | 0
21.09. | 22 | 514.7911 |  | 475.7724 | 0 | 0 | 39.0187 | 0
21.09. | 23 | 518.1182 |  | 479.0995 | 0 | 0 | 39.0187 | 0
21.09. | 24 | 519.7817 |  | 480.7631 | 0 | 0 | 39.0187 | 0
22.09. | 1 | 521.4452 |  | 482.4266 | 0 | 0 | 39.0187 | 0
22.09. | 2 | 521.4452 |  | 482.4266 | 0 | 0 | 39.0187 | 0
22.09. | 3 | 524.7723 |  | 485.7537 | 0 | 0 | 39.0187 | 0
22.09. | 4 | 524.7723 |  | 485.7537 | 0 | 0 | 39.0187 | 0
22.09. | 5 | 524.7723 |  | 485.7537 | 0 | 0 | 39.0187 | 0
22.09. | 6 | 521.4452 |  | 482.4266 | 0 | 0 | 39.0187 | 0
22.09. | 7 | 516.4546 |  | 477.436 | 0 | 0 | 39.0187 | 0
22.09. | 8 | 514.7911 |  | 475.7724 | 0 | 0 | 39.0187 | 0
22.09. | 9 | 523.1088 |  | 484.0901 | 0 | 0 | 39.0187 | 0
22.09. | 10 | 526.4359 |  | 487.4172 | 0 | 0 | 39.0187 | 0
22.09. | 11 | 529.7629 |  | 490.7443 | 0 | 0 | 39.0187 | 0
22.09. | 12 | 529.7629 |  | 490.7443 | 0 | 0 | 39.0187 | 0
22.09. | 13 | 529.7629 |  | 490.7443 | 0 | 0 | 39.0187 | 0
22.09. | 14 | 529.7629 |  | 490.7443 | 0 | 0 | 39.0187 | 0
22.09. | 15 | 529.7629 |  | 490.7443 | 0 | 0 | 39.0187 | 0
22.09. | 16 | 529.7629 |  | 490.7443 | 0 | 0 | 39.0187 | 0
22.09. | 17 | 529.7629 |  | 490.7443 | 0 | 0 | 39.0187 | 0
22.09. | 18 | 528.0994 |  | 489.0808 | 0 | 0 | 39.0187 | 0
22.09. | 19 | 524.7723 |  | 485.7537 | 0 | 0 | 39.0187 | 0
22.09. | 20 | 523.1088 |  | 484.0901 | 0 | 0 | 39.0187 | 0
22.09. | 21 | 521.4452 |  | 482.4266 | 0 | 0 | 39.0187 | 0
22.09. | 22 | 519.7817 |  | 480.7631 | 0 | 0 | 39.0187 | 0
22.09. | 23 | 518.1182 |  | 479.0995 | 0 | 0 | 39.0187 | 0
22.09. | 24 | 518.1182 |  | 479.0995 | 0 | 0 | 39.0187 | 0
23.09. | 1 | 518.1182 |  | 479.0995 | 0 | 0 | 39.0187 | 0
23.09. | 2 | 518.1182 |  | 479.0995 | 0 | 0 | 39.0187 | 0
23.09. | 3 | 518.1182 |  | 479.0995 | 0 | 0 | 39.0187 | 0
23.09. | 4 | 516.4546 |  | 477.436 | 0 | 0 | 39.0187 | 0
23.09. | 5 | 516.4546 |  | 477.436 | 0 | 0 | 39.0187 | 0
23.09. | 6 | 516.4546 |  | 477.436 | 0 | 0 | 39.0187 | 0
23.09. | 7 | 519.7817 |  | 480.7631 | 0 | 0 | 39.0187 | 0
23.09. | 8 | 524.7723 |  | 485.7537 | 0 | 0 | 39.0187 | 0
23.09. | 9 | 529.7629 |  | 490.7443 | 0 | 0 | 39.0187 | 0
23.09. | 10 | 529.7629 |  | 490.7443 | 0 | 0 | 39.0187 | 0
23.09. | 11 | 533.09 |  | 494.0714 | 0 | 0 | 39.0187 | 0
23.09. | 12 | 536.4171 |  | 497.3985 | 0 | 0 | 39.0187 | 0
23.09. | 13 | 538.0806 |  | 499.062 | 0 | 0 | 39.0187 | 0
23.09. | 14 | 538.0806 |  | 499.062 | 0 | 0 | 39.0187 | 0
23.09. | 15 | 538.0806 |  | 499.062 | 0 | 0 | 39.0187 | 0
23.09. | 16 | 534.7536 |  | 495.7349 | 0 | 0 | 39.0187 | 0
23.09. | 17 | 531.4265 |  | 492.4078 | 0 | 0 | 39.0187 | 0
23.09. | 18 | 529.7629 |  | 490.7443 | 0 | 0 | 39.0187 | 0
23.09. | 19 | 529.7629 |  | 490.7443 | 0 | 0 | 39.0187 | 0
23.09. | 20 | 528.0994 |  | 489.0808 | 0 | 0 | 39.0187 | 0
23.09. | 21 | 528.0994 |  | 489.0808 | 0 | 0 | 39.0187 | 0
23.09. | 22 | 526.4359 |  | 487.4172 | 0 | 0 | 39.0187 | 0
23.09. | 23 | 523.1088 |  | 484.0901 | 0 | 0 | 39.0187 | 0
23.09. | 24 | 521.4452 |  | 482.4266 | 0 | 0 | 39.0187 | 0
24.09. | 1 | 519.7817 |  | 480.7631 | 0 | 0 | 39.0187 | 0
24.09. | 2 | 519.7817 |  | 480.7631 | 0 | 0 | 39.0187 | 0
24.09. | 3 | 518.1182 |  | 479.0995 | 0 | 0 | 39.0187 | 0
24.09. | 4 | 516.4546 |  | 477.436 | 0 | 0 | 39.0187 | 0
24.09. | 5 | 516.4546 |  | 477.436 | 0 | 0 | 39.0187 | 0
24.09. | 6 | 516.4546 |  | 477.436 | 0 | 0 | 39.0187 | 0
24.09. | 7 | 518.1182 |  | 479.0995 | 0 | 0 | 39.0187 | 0
24.09. | 8 | 519.7817 |  | 480.7631 | 0 | 0 | 39.0187 | 0
24.09. | 9 | 526.4359 |  | 487.4172 | 0 | 0 | 39.0187 | 0
24.09. | 10 | 526.4359 |  | 487.4172 | 0 | 0 | 39.0187 | 0
24.09. | 11 | 529.7629 |  | 490.7443 | 0 | 0 | 39.0187 | 0
24.09. | 12 | 529.7629 |  | 490.7443 | 0 | 0 | 39.0187 | 0
24.09. | 13 | 529.7629 |  | 490.7443 | 0 | 0 | 39.0187 | 0
24.09. | 14 | 529.7629 |  | 490.7443 | 0 | 0 | 39.0187 | 0
24.09. | 15 | 529.7629 |  | 490.7443 | 0 | 0 | 39.0187 | 0
24.09. | 16 | 529.7629 |  | 490.7443 | 0 | 0 | 39.0187 | 0
24.09. | 17 | 528.0994 |  | 489.0808 | 0 | 0 | 39.0187 | 0
24.09. | 18 | 524.7723 |  | 485.7537 | 0 | 0 | 39.0187 | 0
24.09. | 19 | 519.7817 |  | 480.7631 | 0 | 0 | 39.0187 | 0
24.09. | 20 | 518.1182 |  | 479.0995 | 0 | 0 | 39.0187 | 0
24.09. | 21 | 516.4546 |  | 477.436 | 0 | 0 | 39.0187 | 0
24.09. | 22 | 514.7911 |  | 475.7724 | 0 | 0 | 39.0187 | 0
24.09. | 23 | 514.7911 |  | 475.7724 | 0 | 0 | 39.0187 | 0
24.09. | 24 | 514.7911 |  | 475.7724 | 0 | 0 | 39.0187 | 0
25.09. | 1 | 516.4546 |  | 477.436 | 0 | 0 | 39.0187 | 0
25.09. | 2 | 516.4546 |  | 477.436 | 0 | 0 | 39.0187 | 0
25.09. | 3 | 518.1182 |  | 479.0995 | 0 | 0 | 39.0187 | 0
25.09. | 4 | 518.1182 |  | 479.0995 | 0 | 0 | 39.0187 | 0
25.09. | 5 | 519.7817 |  | 480.7631 | 0 | 0 | 39.0187 | 0
25.09. | 6 | 518.1182 |  | 479.0995 | 0 | 0 | 39.0187 | 0
25.09. | 7 | 516.4546 |  | 477.436 | 0 | 0 | 39.0187 | 0
25.09. | 8 | 514.7911 |  | 475.7724 | 0 | 0 | 39.0187 | 0
25.09. | 9 | 519.7817 |  | 480.7631 | 0 | 0 | 39.0187 | 0
25.09. | 10 | 523.1088 |  | 484.0901 | 0 | 0 | 39.0187 | 0
25.09. | 11 | 526.4359 |  | 487.4172 | 0 | 0 | 39.0187 | 0
25.09. | 12 | 528.0994 |  | 489.0808 | 0 | 0 | 39.0187 | 0
25.09. | 13 | 528.0994 |  | 489.0808 | 0 | 0 | 39.0187 | 0
25.09. | 14 | 528.0994 |  | 489.0808 | 0 | 0 | 39.0187 | 0
25.09. | 15 | 528.0994 |  | 489.0808 | 0 | 0 | 39.0187 | 0
25.09. | 16 | 528.0994 |  | 489.0808 | 0 | 0 | 39.0187 | 0
25.09. | 17 | 526.4359 |  | 487.4172 | 0 | 0 | 39.0187 | 0
25.09. | 18 | 519.7817 |  | 480.7631 | 0 | 0 | 39.0187 | 0
25.09. | 19 | 516.4546 |  | 477.436 | 0 | 0 | 39.0187 | 0
25.09. | 20 | 516.4546 |  | 477.436 | 0 | 0 | 39.0187 | 0
25.09. | 21 | 514.7911 |  | 475.7724 | 0 | 0 | 39.0187 | 0
25.09. | 22 | 514.7911 |  | 475.7724 | 0 | 0 | 39.0187 | 0
25.09. | 23 | 514.7911 |  | 475.7724 | 0 | 0 | 39.0187 | 0
25.09. | 24 | 516.4546 |  | 477.436 | 0 | 0 | 39.0187 | 0
26.09. | 1 | 516.4546 |  | 477.436 | 0 | 0 | 39.0187 | 0
26.09. | 2 | 516.4546 |  | 477.436 | 0 | 0 | 39.0187 | 0
26.09. | 3 | 516.4546 |  | 477.436 | 0 | 0 | 39.0187 | 0
26.09. | 4 | 518.1182 |  | 479.0995 | 0 | 0 | 39.0187 | 0
26.09. | 5 | 518.1182 |  | 479.0995 | 0 | 0 | 39.0187 | 0
26.09. | 6 | 518.1182 |  | 479.0995 | 0 | 0 | 39.0187 | 0
26.09. | 7 | 514.7911 |  | 475.7724 | 0 | 0 | 39.0187 | 0
26.09. | 8 | 516.4546 |  | 477.436 | 0 | 0 | 39.0187 | 0
26.09. | 9 | 526.4359 |  | 487.4172 | 0 | 0 | 39.0187 | 0
26.09. | 10 | 528.0994 |  | 489.0808 | 0 | 0 | 39.0187 | 0
26.09. | 11 | 529.7629 |  | 490.7443 | 0 | 0 | 39.0187 | 0
26.09. | 12 | 529.7629 |  | 490.7443 | 0 | 0 | 39.0187 | 0
26.09. | 13 | 529.7629 |  | 490.7443 | 0 | 0 | 39.0187 | 0
26.09. | 14 | 529.7629 |  | 490.7443 | 0 | 0 | 39.0187 | 0
26.09. | 15 | 529.7629 |  | 490.7443 | 0 | 0 | 39.0187 | 0
26.09. | 16 | 529.7629 |  | 490.7443 | 0 | 0 | 39.0187 | 0
26.09. | 17 | 529.7629 |  | 490.7443 | 0 | 0 | 39.0187 | 0
26.09. | 18 | 529.7629 |  | 490.7443 | 0 | 0 | 39.0187 | 0
26.09. | 19 | 529.7629 |  | 490.7443 | 0 | 0 | 39.0187 | 0
26.09. | 20 | 529.7629 |  | 490.7443 | 0 | 0 | 39.0187 | 0
26.09. | 21 | 528.0994 |  | 489.0808 | 0 | 0 | 39.0187 | 0
26.09. | 22 | 528.0994 |  | 489.0808 | 0 | 0 | 39.0187 | 0
26.09. | 23 | 526.4359 |  | 487.4172 | 0 | 0 | 39.0187 | 0
26.09. | 24 | 526.4359 |  | 487.4172 | 0 | 0 | 39.0187 | 0
27.09. | 1 | 524.7723 |  | 485.7537 | 0 | 0 | 39.0187 | 0
27.09. | 2 | 523.1088 |  | 484.0901 | 0 | 0 | 39.0187 | 0
27.09. | 3 | 523.1088 |  | 484.0901 | 0 | 0 | 39.0187 | 0
27.09. | 4 | 521.4452 |  | 482.4266 | 0 | 0 | 39.0187 | 0
27.09. | 5 | 519.7817 |  | 480.7631 | 0 | 0 | 39.0187 | 0
27.09. | 6 | 519.7817 |  | 480.7631 | 0 | 0 | 39.0187 | 0
27.09. | 7 | 519.7817 |  | 480.7631 | 0 | 0 | 39.0187 | 0
27.09. | 8 | 521.4452 |  | 482.4266 | 0 | 0 | 39.0187 | 0
27.09. | 9 | 526.4359 |  | 487.4172 | 0 | 0 | 39.0187 | 0
27.09. | 10 | 528.0994 |  | 489.0808 | 0 | 0 | 39.0187 | 0
27.09. | 11 | 529.7629 |  | 490.7443 | 0 | 0 | 39.0187 | 0
27.09. | 12 | 529.7629 |  | 490.7443 | 0 | 0 | 39.0187 | 0
27.09. | 13 | 529.7629 |  | 490.7443 | 0 | 0 | 39.0187 | 0
27.09. | 14 | 529.7629 |  | 490.7443 | 0 | 0 | 39.0187 | 0
27.09. | 15 | 529.7629 |  | 490.7443 | 0 | 0 | 39.0187 | 0
27.09. | 16 | 529.7629 |  | 490.7443 | 0 | 0 | 39.0187 | 0
27.09. | 17 | 529.7629 |  | 490.7443 | 0 | 0 | 39.0187 | 0
27.09. | 18 | 528.0994 |  | 489.0808 | 0 | 0 | 39.0187 | 0
27.09. | 19 | 528.0994 |  | 489.0808 | 0 | 0 | 39.0187 | 0
27.09. | 20 | 528.0994 |  | 489.0808 | 0 | 0 | 39.0187 | 0
27.09. | 21 | 526.4359 |  | 487.4172 | 0 | 0 | 39.0187 | 0
27.09. | 22 | 526.4359 |  | 487.4172 | 0 | 0 | 39.0187 | 0
27.09. | 23 | 524.7723 |  | 485.7537 | 0 | 0 | 39.0187 | 0
27.09. | 24 | 523.1088 |  | 484.0901 | 0 | 0 | 39.0187 | 0
28.09. | 1 | 523.1088 |  | 484.0901 | 0 | 0 | 39.0187 | 0
28.09. | 2 | 521.4452 |  | 482.4266 | 0 | 0 | 39.0187 | 0
28.09. | 3 | 521.4452 |  | 482.4266 | 0 | 0 | 39.0187 | 0
28.09. | 4 | 519.7817 |  | 480.7631 | 0 | 0 | 39.0187 | 0
28.09. | 5 | 519.7817 |  | 480.7631 | 0 | 0 | 39.0187 | 0
28.09. | 6 | 519.7817 |  | 480.7631 | 0 | 0 | 39.0187 | 0
28.09. | 7 | 521.4452 |  | 482.4266 | 0 | 0 | 39.0187 | 0
28.09. | 8 | 524.7723 |  | 485.7537 | 0 | 0 | 39.0187 | 0
28.09. | 9 | 529.7629 |  | 490.7443 | 0 | 0 | 39.0187 | 0
28.09. | 10 | 529.7629 |  | 490.7443 | 0 | 0 | 39.0187 | 0
28.09. | 11 | 529.7629 |  | 490.7443 | 0 | 0 | 39.0187 | 0
28.09. | 12 | 531.4265 |  | 492.4078 | 0 | 0 | 39.0187 | 0
28.09. | 13 | 531.4265 |  | 492.4078 | 0 | 0 | 39.0187 | 0
28.09. | 14 | 531.4265 |  | 492.4078 | 0 | 0 | 39.0187 | 0
28.09. | 15 | 529.7629 |  | 490.7443 | 0 | 0 | 39.0187 | 0
28.09. | 16 | 529.7629 |  | 490.7443 | 0 | 0 | 39.0187 | 0
28.09. | 17 | 529.7629 |  | 490.7443 | 0 | 0 | 39.0187 | 0
28.09. | 18 | 529.7629 |  | 490.7443 | 0 | 0 | 39.0187 | 0
28.09. | 19 | 529.7629 |  | 490.7443 | 0 | 0 | 39.0187 | 0
28.09. | 20 | 529.7629 |  | 490.7443 | 0 | 0 | 39.0187 | 0
28.09. | 21 | 529.7629 |  | 490.7443 | 0 | 0 | 39.0187 | 0
28.09. | 22 | 528.0994 |  | 489.0808 | 0 | 0 | 39.0187 | 0
28.09. | 23 | 528.0994 |  | 489.0808 | 0 | 0 | 39.0187 | 0
28.09. | 24 | 526.4359 |  | 487.4172 | 0 | 0 | 39.0187 | 0
29.09. | 1 | 526.4359 |  | 487.4172 | 0 | 0 | 39.0187 | 0
29.09. | 2 | 524.7723 |  | 485.7537 | 0 | 0 | 39.0187 | 0
29.09. | 3 | 523.1088 |  | 484.0901 | 0 | 0 | 39.0187 | 0
29.09. | 4 | 523.1088 |  | 484.0901 | 0 | 0 | 39.0187 | 0
29.09. | 5 | 521.4452 |  | 482.4266 | 0 | 0 | 39.0187 | 0
29.09. | 6 | 521.4452 |  | 482.4266 | 0 | 0 | 39.0187 | 0
29.09. | 7 | 521.4452 |  | 482.4266 | 0 | 0 | 39.0187 | 0
29.09. | 8 | 523.1088 |  | 484.0901 | 0 | 0 | 39.0187 | 0
29.09. | 9 | 526.4359 |  | 487.4172 | 0 | 0 | 39.0187 | 0
29.09. | 10 | 528.0994 |  | 489.0808 | 0 | 0 | 39.0187 | 0
29.09. | 11 | 529.7629 |  | 490.7443 | 0 | 0 | 39.0187 | 0
29.09. | 12 | 529.7629 |  | 490.7443 | 0 | 0 | 39.0187 | 0
29.09. | 13 | 529.7629 |  | 490.7443 | 0 | 0 | 39.0187 | 0
29.09. | 14 | 529.7629 |  | 490.7443 | 0 | 0 | 39.0187 | 0
29.09. | 15 | 529.7629 |  | 490.7443 | 0 | 0 | 39.0187 | 0
29.09. | 16 | 529.7629 |  | 490.7443 | 0 | 0 | 39.0187 | 0
29.09. | 17 | 529.7629 |  | 490.7443 | 0 | 0 | 39.0187 | 0
29.09. | 18 | 528.0994 |  | 489.0808 | 0 | 0 | 39.0187 | 0
29.09. | 19 | 526.4359 |  | 487.4172 | 0 | 0 | 39.0187 | 0
29.09. | 20 | 526.4359 |  | 487.4172 | 0 | 0 | 39.0187 | 0
29.09. | 21 | 524.7723 |  | 485.7537 | 0 | 0 | 39.0187 | 0
29.09. | 22 | 524.7723 |  | 485.7537 | 0 | 0 | 39.0187 | 0
29.09. | 23 | 523.1088 |  | 484.0901 | 0 | 0 | 39.0187 | 0
29.09. | 24 | 524.7723 |  | 485.7537 | 0 | 0 | 39.0187 | 0
30.09. | 1 | 523.1088 |  | 484.0901 | 0 | 0 | 39.0187 | 0
30.09. | 2 | 524.7723 |  | 485.7537 | 0 | 0 | 39.0187 | 0
30.09. | 3 | 523.1088 |  | 484.0901 | 0 | 0 | 39.0187 | 0
30.09. | 4 | 523.1088 |  | 484.0901 | 0 | 0 | 39.0187 | 0
30.09. | 5 | 521.4452 |  | 482.4266 | 0 | 0 | 39.0187 | 0
30.09. | 6 | 521.4452 |  | 482.4266 | 0 | 0 | 39.0187 | 0
30.09. | 7 | 523.1088 |  | 484.0901 | 0 | 0 | 39.0187 | 0
30.09. | 8 | 524.7723 |  | 485.7537 | 0 | 0 | 39.0187 | 0
30.09. | 9 | 528.0994 |  | 489.0808 | 0 | 0 | 39.0187 | 0
30.09. | 10 | 529.7629 |  | 490.7443 | 0 | 0 | 39.0187 | 0
30.09. | 11 | 529.7629 |  | 490.7443 | 0 | 0 | 39.0187 | 0
30.09. | 12 | 529.7629 |  | 490.7443 | 0 | 0 | 39.0187 | 0
30.09. | 13 | 529.7629 |  | 490.7443 | 0 | 0 | 39.0187 | 0
30.09. | 14 | 529.7629 |  | 490.7443 | 0 | 0 | 39.0187 | 0
30.09. | 15 | 529.7629 |  | 490.7443 | 0 | 0 | 39.0187 | 0
30.09. | 16 | 529.7629 |  | 490.7443 | 0 | 0 | 39.0187 | 0
30.09. | 17 | 529.7629 |  | 490.7443 | 0 | 0 | 39.0187 | 0
30.09. | 18 | 528.0994 |  | 489.0808 | 0 | 0 | 39.0187 | 0
30.09. | 19 | 528.0994 |  | 489.0808 | 0 | 0 | 39.0187 | 0
30.09. | 20 | 528.0994 |  | 489.0808 | 0 | 0 | 39.0187 | 0
30.09. | 21 | 524.7723 |  | 485.7537 | 0 | 0 | 39.0187 | 0
30.09. | 22 | 523.1088 |  | 484.0901 | 0 | 0 | 39.0187 | 0
30.09. | 23 | 519.7817 |  | 480.7631 | 0 | 0 | 39.0187 | 0
30.09. | 24 | 519.7817 |  | 480.7631 | 0 | 0 | 39.0187 | 0
01.10. | 1 | 640.7066 |  | 595.5473 | 0 | 0 | 45.1593 | 0
01.10. | 2 | 644.0337 |  | 598.8744 | 0 | 0 | 45.1593 | 0
01.10. | 3 | 649.0243 |  | 603.865 | 0 | 0 | 45.1593 | 0
01.10. | 4 | 650.6879 |  | 605.5286 | 0 | 0 | 45.1593 | 0
01.10. | 5 | 652.3514 |  | 607.1921 | 0 | 0 | 45.1593 | 0
01.10. | 6 | 652.3514 |  | 607.1921 | 0 | 0 | 45.1593 | 0
01.10. | 7 | 647.3608 |  | 602.2015 | 0 | 0 | 45.1593 | 0
01.10. | 8 | 642.3701 |  | 597.2109 | 0 | 0 | 45.1593 | 0
01.10. | 9 | 627.3983 |  | 582.239 | 0 | 0 | 45.1593 | 0
01.10. | 10 | 624.0712 |  | 578.9119 | 0 | 0 | 45.1593 | 0
01.10. | 11 | 609.0993 |  | 563.9401 | 0 | 0 | 45.1593 | 0
01.10. | 12 | 607.4358 |  | 562.2765 | 0 | 0 | 45.1593 | 0
01.10. | 13 | 604.1087 |  | 558.9494 | 0 | 0 | 45.1593 | 0
01.10. | 14 | 602.4452 |  | 557.2859 | 0 | 0 | 45.1593 | 0
01.10. | 15 | 604.1087 |  | 558.9494 | 0 | 0 | 45.1593 | 0
01.10. | 16 | 609.0993 |  | 563.9401 | 0 | 0 | 45.1593 | 0
01.10. | 17 | 612.4264 |  | 567.2671 | 0 | 0 | 45.1593 | 0
01.10. | 18 | 625.7347 |  | 580.5755 | 0 | 0 | 45.1593 | 0
01.10. | 19 | 629.0618 |  | 583.9025 | 0 | 0 | 45.1593 | 0
01.10. | 20 | 632.3889 |  | 587.2296 | 0 | 0 | 45.1593 | 0
01.10. | 21 | 635.716 |  | 590.5567 | 0 | 0 | 45.1593 | 0
01.10. | 22 | 637.3795 |  | 592.2202 | 0 | 0 | 45.1593 | 0
01.10. | 23 | 640.7066 |  | 595.5473 | 0 | 0 | 45.1593 | 0
01.10. | 24 | 640.7066 |  | 595.5473 | 0 | 0 | 45.1593 | 0
02.10. | 1 | 642.3701 |  | 597.2109 | 0 | 0 | 45.1593 | 0
02.10. | 2 | 642.3701 |  | 597.2109 | 0 | 0 | 45.1593 | 0
02.10. | 3 | 644.0337 |  | 598.8744 | 0 | 0 | 45.1593 | 0
02.10. | 4 | 644.0337 |  | 598.8744 | 0 | 0 | 45.1593 | 0
02.10. | 5 | 642.3701 |  | 597.2109 | 0 | 0 | 45.1593 | 0
02.10. | 6 | 640.7066 |  | 595.5473 | 0 | 0 | 45.1593 | 0
02.10. | 7 | 635.716 |  | 590.5567 | 0 | 0 | 45.1593 | 0
02.10. | 8 | 630.7254 |  | 585.5661 | 0 | 0 | 45.1593 | 0
02.10. | 9 | 617.4171 |  | 572.2578 | 0 | 0 | 45.1593 | 0
02.10. | 10 | 607.4358 |  | 562.2765 | 0 | 0 | 45.1593 | 0
02.10. | 11 | 597.4546 |  | 552.2953 | 0 | 0 | 45.1593 | 0
02.10. | 12 | 597.4546 |  | 552.2953 | 0 | 0 | 45.1593 | 0
02.10. | 13 | 597.4546 |  | 552.2953 | 0 | 0 | 45.1593 | 0
02.10. | 14 | 597.4546 |  | 552.2953 | 0 | 0 | 45.1593 | 0
02.10. | 15 | 597.4546 |  | 552.2953 | 0 | 0 | 45.1593 | 0
02.10. | 16 | 597.4546 |  | 552.2953 | 0 | 0 | 45.1593 | 0
02.10. | 17 | 597.4546 |  | 552.2953 | 0 | 0 | 45.1593 | 0
02.10. | 18 | 599.1181 |  | 553.9588 | 0 | 0 | 45.1593 | 0
02.10. | 19 | 604.1087 |  | 558.9494 | 0 | 0 | 45.1593 | 0
02.10. | 20 | 605.7723 |  | 560.613 | 0 | 0 | 45.1593 | 0
02.10. | 21 | 612.4264 |  | 567.2671 | 0 | 0 | 45.1593 | 0
02.10. | 22 | 615.7535 |  | 570.5942 | 0 | 0 | 45.1593 | 0
02.10. | 23 | 619.0806 |  | 573.9213 | 0 | 0 | 45.1593 | 0
02.10. | 24 | 620.7441 |  | 575.5848 | 0 | 0 | 45.1593 | 0
03.10. | 1 | 622.4077 |  | 577.2484 | 0 | 0 | 45.1593 | 0
03.10. | 2 | 624.0712 |  | 578.9119 | 0 | 0 | 45.1593 | 0
03.10. | 3 | 627.3983 |  | 582.239 | 0 | 0 | 45.1593 | 0
03.10. | 4 | 629.0618 |  | 583.9025 | 0 | 0 | 45.1593 | 0
03.10. | 5 | 630.7254 |  | 585.5661 | 0 | 0 | 45.1593 | 0
03.10. | 6 | 630.7254 |  | 585.5661 | 0 | 0 | 45.1593 | 0
03.10. | 7 | 629.0618 |  | 583.9025 | 0 | 0 | 45.1593 | 0
03.10. | 8 | 627.3983 |  | 582.239 | 0 | 0 | 45.1593 | 0
03.10. | 9 | 615.7535 |  | 570.5942 | 0 | 0 | 45.1593 | 0
03.10. | 10 | 612.4264 |  | 567.2671 | 0 | 0 | 45.1593 | 0
03.10. | 11 | 597.4546 |  | 552.2953 | 0 | 0 | 45.1593 | 0
03.10. | 12 | 597.4546 |  | 552.2953 | 0 | 0 | 45.1593 | 0
03.10. | 13 | 597.4546 |  | 552.2953 | 0 | 0 | 45.1593 | 0
03.10. | 14 | 597.4546 |  | 552.2953 | 0 | 0 | 45.1593 | 0
03.10. | 15 | 600.7817 |  | 555.6224 | 0 | 0 | 45.1593 | 0
03.10. | 16 | 607.4358 |  | 562.2765 | 0 | 0 | 45.1593 | 0
03.10. | 17 | 610.7629 |  | 565.6036 | 0 | 0 | 45.1593 | 0
03.10. | 18 | 620.7441 |  | 575.5848 | 0 | 0 | 45.1593 | 0
03.10. | 19 | 624.0712 |  | 578.9119 | 0 | 0 | 45.1593 | 0
03.10. | 20 | 625.7347 |  | 580.5755 | 0 | 0 | 45.1593 | 0
03.10. | 21 | 630.7254 |  | 585.5661 | 0 | 0 | 45.1593 | 0
03.10. | 22 | 632.3889 |  | 587.2296 | 0 | 0 | 45.1593 | 0
03.10. | 23 | 637.3795 |  | 592.2202 | 0 | 0 | 45.1593 | 0
03.10. | 24 | 639.0431 |  | 593.8838 | 0 | 0 | 45.1593 | 0
04.10. | 1 | 642.3701 |  | 597.2109 | 0 | 0 | 45.1593 | 0
04.10. | 2 | 645.6972 |  | 600.5379 | 0 | 0 | 45.1593 | 0
04.10. | 3 | 650.6879 |  | 605.5286 | 0 | 0 | 45.1593 | 0
04.10. | 4 | 654.0149 |  | 608.8556 | 0 | 0 | 45.1593 | 0
04.10. | 5 | 654.0149 |  | 608.8556 | 0 | 0 | 45.1593 | 0
04.10. | 6 | 652.3514 |  | 607.1921 | 0 | 0 | 45.1593 | 0
04.10. | 7 | 647.3608 |  | 602.2015 | 0 | 0 | 45.1593 | 0
04.10. | 8 | 639.0431 |  | 593.8838 | 0 | 0 | 45.1593 | 0
04.10. | 9 | 625.7347 |  | 580.5755 | 0 | 0 | 45.1593 | 0
04.10. | 10 | 619.0806 |  | 573.9213 | 0 | 0 | 45.1593 | 0
04.10. | 11 | 600.7817 |  | 555.6224 | 0 | 0 | 45.1593 | 0
04.10. | 12 | 597.4546 |  | 552.2953 | 0 | 0 | 45.1593 | 0
04.10. | 13 | 597.4546 |  | 552.2953 | 0 | 0 | 45.1593 | 0
04.10. | 14 | 597.4546 |  | 552.2953 | 0 | 0 | 45.1593 | 0
04.10. | 15 | 597.4546 |  | 552.2953 | 0 | 0 | 45.1593 | 0
04.10. | 16 | 602.4452 |  | 557.2859 | 0 | 0 | 45.1593 | 0
04.10. | 17 | 605.7723 |  | 560.613 | 0 | 0 | 45.1593 | 0
04.10. | 18 | 619.0806 |  | 573.9213 | 0 | 0 | 45.1593 | 0
04.10. | 19 | 622.4077 |  | 577.2484 | 0 | 0 | 45.1593 | 0
04.10. | 20 | 624.0712 |  | 578.9119 | 0 | 0 | 45.1593 | 0
04.10. | 21 | 627.3983 |  | 582.239 | 0 | 0 | 45.1593 | 0
04.10. | 22 | 629.0618 |  | 583.9025 | 0 | 0 | 45.1593 | 0
04.10. | 23 | 632.3889 |  | 587.2296 | 0 | 0 | 45.1593 | 0
04.10. | 24 | 634.0524 |  | 588.8932 | 0 | 0 | 45.1593 | 0
05.10. | 1 | 635.716 |  | 590.5567 | 0 | 0 | 45.1593 | 0
05.10. | 2 | 637.3795 |  | 592.2202 | 0 | 0 | 45.1593 | 0
05.10. | 3 | 642.3701 |  | 597.2109 | 0 | 0 | 45.1593 | 0
05.10. | 4 | 644.0337 |  | 598.8744 | 0 | 0 | 45.1593 | 0
05.10. | 5 | 645.6972 |  | 600.5379 | 0 | 0 | 45.1593 | 0
05.10. | 6 | 645.6972 |  | 600.5379 | 0 | 0 | 45.1593 | 0
05.10. | 7 | 640.7066 |  | 595.5473 | 0 | 0 | 45.1593 | 0
05.10. | 8 | 634.0524 |  | 588.8932 | 0 | 0 | 45.1593 | 0
05.10. | 9 | 620.7441 |  | 575.5848 | 0 | 0 | 45.1593 | 0
05.10. | 10 | 612.4264 |  | 567.2671 | 0 | 0 | 45.1593 | 0
05.10. | 11 | 597.4546 |  | 552.2953 | 0 | 0 | 45.1593 | 0
05.10. | 12 | 597.4546 |  | 552.2953 | 0 | 0 | 45.1593 | 0
05.10. | 13 | 597.4546 |  | 552.2953 | 0 | 0 | 45.1593 | 0
05.10. | 14 | 597.4546 |  | 552.2953 | 0 | 0 | 45.1593 | 0
05.10. | 15 | 597.4546 |  | 552.2953 | 0 | 0 | 45.1593 | 0
05.10. | 16 | 597.4546 |  | 552.2953 | 0 | 0 | 45.1593 | 0
05.10. | 17 | 597.4546 |  | 552.2953 | 0 | 0 | 45.1593 | 0
05.10. | 18 | 609.0993 |  | 563.9401 | 0 | 0 | 45.1593 | 0
05.10. | 19 | 614.09 |  | 568.9307 | 0 | 0 | 45.1593 | 0
05.10. | 20 | 617.4171 |  | 572.2578 | 0 | 0 | 45.1593 | 0
05.10. | 21 | 620.7441 |  | 575.5848 | 0 | 0 | 45.1593 | 0
05.10. | 22 | 622.4077 |  | 577.2484 | 0 | 0 | 45.1593 | 0
05.10. | 23 | 625.7347 |  | 580.5755 | 0 | 0 | 45.1593 | 0
05.10. | 24 | 625.7347 |  | 580.5755 | 0 | 0 | 45.1593 | 0
06.10. | 1 | 627.3983 |  | 582.239 | 0 | 0 | 45.1593 | 0
06.10. | 2 | 629.0618 |  | 583.9025 | 0 | 0 | 45.1593 | 0
06.10. | 3 | 630.7254 |  | 585.5661 | 0 | 0 | 45.1593 | 0
06.10. | 4 | 632.3889 |  | 587.2296 | 0 | 0 | 45.1593 | 0
06.10. | 5 | 634.0524 |  | 588.8932 | 0 | 0 | 45.1593 | 0
06.10. | 6 | 634.0524 |  | 588.8932 | 0 | 0 | 45.1593 | 0
06.10. | 7 | 632.3889 |  | 587.2296 | 0 | 0 | 45.1593 | 0
06.10. | 8 | 627.3983 |  | 582.239 | 0 | 0 | 45.1593 | 0
06.10. | 9 | 612.4264 |  | 567.2671 | 0 | 0 | 45.1593 | 0
06.10. | 10 | 600.7817 |  | 555.6224 | 0 | 0 | 45.1593 | 0
06.10. | 11 | 597.4546 |  | 552.2953 | 0 | 0 | 45.1593 | 0
06.10. | 12 | 597.4546 |  | 552.2953 | 0 | 0 | 45.1593 | 0
06.10. | 13 | 597.4546 |  | 552.2953 | 0 | 0 | 45.1593 | 0
06.10. | 14 | 597.4546 |  | 552.2953 | 0 | 0 | 45.1593 | 0
06.10. | 15 | 597.4546 |  | 552.2953 | 0 | 0 | 45.1593 | 0
06.10. | 16 | 597.4546 |  | 552.2953 | 0 | 0 | 45.1593 | 0
06.10. | 17 | 597.4546 |  | 552.2953 | 0 | 0 | 45.1593 | 0
06.10. | 18 | 610.7629 |  | 565.6036 | 0 | 0 | 45.1593 | 0
06.10. | 19 | 617.4171 |  | 572.2578 | 0 | 0 | 45.1593 | 0
06.10. | 20 | 620.7441 |  | 575.5848 | 0 | 0 | 45.1593 | 0
06.10. | 21 | 624.0712 |  | 578.9119 | 0 | 0 | 45.1593 | 0
06.10. | 22 | 625.7347 |  | 580.5755 | 0 | 0 | 45.1593 | 0
06.10. | 23 | 629.0618 |  | 583.9025 | 0 | 0 | 45.1593 | 0
06.10. | 24 | 630.7254 |  | 585.5661 | 0 | 0 | 45.1593 | 0
07.10. | 1 | 632.3889 |  | 587.2296 | 0 | 0 | 45.1593 | 0
07.10. | 2 | 632.3889 |  | 587.2296 | 0 | 0 | 45.1593 | 0
07.10. | 3 | 634.0524 |  | 588.8932 | 0 | 0 | 45.1593 | 0
07.10. | 4 | 635.716 |  | 590.5567 | 0 | 0 | 45.1593 | 0
07.10. | 5 | 637.3795 |  | 592.2202 | 0 | 0 | 45.1593 | 0
07.10. | 6 | 639.0431 |  | 593.8838 | 0 | 0 | 45.1593 | 0
07.10. | 7 | 635.716 |  | 590.5567 | 0 | 0 | 45.1593 | 0
07.10. | 8 | 629.0618 |  | 583.9025 | 0 | 0 | 45.1593 | 0
07.10. | 9 | 615.7535 |  | 570.5942 | 0 | 0 | 45.1593 | 0
07.10. | 10 | 602.4452 |  | 557.2859 | 0 | 0 | 45.1593 | 0
07.10. | 11 | 597.4546 |  | 552.2953 | 0 | 0 | 45.1593 | 0
07.10. | 12 | 597.4546 |  | 552.2953 | 0 | 0 | 45.1593 | 0
07.10. | 13 | 597.4546 |  | 552.2953 | 0 | 0 | 45.1593 | 0
07.10. | 14 | 597.4546 |  | 552.2953 | 0 | 0 | 45.1593 | 0
07.10. | 15 | 597.4546 |  | 552.2953 | 0 | 0 | 45.1593 | 0
07.10. | 16 | 597.4546 |  | 552.2953 | 0 | 0 | 45.1593 | 0
07.10. | 17 | 597.4546 |  | 552.2953 | 0 | 0 | 45.1593 | 0
07.10. | 18 | 604.1087 |  | 558.9494 | 0 | 0 | 45.1593 | 0
07.10. | 19 | 610.7629 |  | 565.6036 | 0 | 0 | 45.1593 | 0
07.10. | 20 | 614.09 |  | 568.9307 | 0 | 0 | 45.1593 | 0
07.10. | 21 | 620.7441 |  | 575.5848 | 0 | 0 | 45.1593 | 0
07.10. | 22 | 624.0712 |  | 578.9119 | 0 | 0 | 45.1593 | 0
07.10. | 23 | 627.3983 |  | 582.239 | 0 | 0 | 45.1593 | 0
07.10. | 24 | 630.7254 |  | 585.5661 | 0 | 0 | 45.1593 | 0
08.10. | 1 | 632.3889 |  | 587.2296 | 0 | 0 | 45.1593 | 0
08.10. | 2 | 635.716 |  | 590.5567 | 0 | 0 | 45.1593 | 0
08.10. | 3 | 640.7066 |  | 595.5473 | 0 | 0 | 45.1593 | 0
08.10. | 4 | 645.6972 |  | 600.5379 | 0 | 0 | 45.1593 | 0
08.10. | 5 | 649.0243 |  | 603.865 | 0 | 0 | 45.1593 | 0
08.10. | 6 | 650.6879 |  | 605.5286 | 0 | 0 | 45.1593 | 0
08.10. | 7 | 649.0243 |  | 603.865 | 0 | 0 | 45.1593 | 0
08.10. | 8 | 644.0337 |  | 598.8744 | 0 | 0 | 45.1593 | 0
08.10. | 9 | 630.7254 |  | 585.5661 | 0 | 0 | 45.1593 | 0
08.10. | 10 | 627.3983 |  | 582.239 | 0 | 0 | 45.1593 | 0
08.10. | 11 | 619.0806 |  | 573.9213 | 0 | 0 | 45.1593 | 0
08.10. | 12 | 620.7441 |  | 575.5848 | 0 | 0 | 45.1593 | 0
08.10. | 13 | 622.4077 |  | 577.2484 | 0 | 0 | 45.1593 | 0
08.10. | 14 | 625.7347 |  | 580.5755 | 0 | 0 | 45.1593 | 0
08.10. | 15 | 629.0618 |  | 583.9025 | 0 | 0 | 45.1593 | 0
08.10. | 16 | 634.0524 |  | 588.8932 | 0 | 0 | 45.1593 | 0
08.10. | 17 | 635.716 |  | 590.5567 | 0 | 0 | 45.1593 | 0
08.10. | 18 | 645.6972 |  | 600.5379 | 0 | 0 | 45.1593 | 0
08.10. | 19 | 652.3514 |  | 607.1921 | 0 | 0 | 45.1593 | 0
08.10. | 20 | 659.0056 |  | 613.8463 | 0 | 0 | 45.1593 | 0
08.10. | 21 | 672.3139 |  | 627.1546 | 0 | 0 | 45.1593 | 0
08.10. | 22 | 682.2951 |  | 637.1358 | 0 | 0 | 45.1593 | 0
08.10. | 23 | 697.267 |  | 652.1077 | 0 | 0 | 45.1593 | 0
08.10. | 24 | 703.9211 |  | 658.7618 | 0 | 0 | 45.1593 | 0
09.10. | 1 | 710.5753 |  | 665.416 | 0 | 0 | 45.1593 | 0
09.10. | 2 | 715.5659 |  | 670.4066 | 0 | 0 | 45.1593 | 0
09.10. | 3 | 723.8836 |  | 678.7243 | 0 | 0 | 45.1593 | 0
09.10. | 4 | 730.5378 |  | 685.3785 | 0 | 0 | 45.1593 | 0
09.10. | 5 | 735.5284 |  | 690.3691 | 0 | 0 | 45.1593 | 0
09.10. | 6 | 738.8555 |  | 693.6962 | 0 | 0 | 45.1593 | 0
09.10. | 7 | 737.1919 |  | 692.0326 | 0 | 0 | 45.1593 | 0
09.10. | 8 | 730.5378 |  | 685.3785 | 0 | 0 | 45.1593 | 0
09.10. | 9 | 700.5941 |  | 655.4348 | 0 | 0 | 45.1593 | 0
09.10. | 10 | 682.2951 |  | 637.1358 | 0 | 0 | 45.1593 | 0
09.10. | 11 | 659.0056 |  | 613.8463 | 0 | 0 | 45.1593 | 0
09.10. | 12 | 655.6785 |  | 610.5192 | 0 | 0 | 45.1593 | 0
09.10. | 13 | 652.3514 |  | 607.1921 | 0 | 0 | 45.1593 | 0
09.10. | 14 | 649.0243 |  | 603.865 | 0 | 0 | 45.1593 | 0
09.10. | 15 | 649.0243 |  | 603.865 | 0 | 0 | 45.1593 | 0
09.10. | 16 | 655.6785 |  | 610.5192 | 0 | 0 | 45.1593 | 0
09.10. | 17 | 672.3139 |  | 627.1546 | 0 | 0 | 45.1593 | 0
09.10. | 18 | 710.5753 |  | 665.416 | 0 | 0 | 45.1593 | 0
09.10. | 19 | 728.8742 |  | 683.7149 | 0 | 0 | 45.1593 | 0
09.10. | 20 | 737.1919 |  | 692.0326 | 0 | 0 | 45.1593 | 0
09.10. | 21 | 742.1825 |  | 697.0233 | 0 | 0 | 45.1593 | 0
09.10. | 22 | 743.8461 |  | 698.6868 | 0 | 0 | 45.1593 | 0
09.10. | 23 | 745.5096 |  | 700.3503 | 0 | 0 | 45.1593 | 0
09.10. | 24 | 745.5096 |  | 700.3503 | 0 | 0 | 45.1593 | 0
10.10. | 1 | 745.5096 |  | 700.3503 | 0 | 0 | 45.1593 | 0
10.10. | 2 | 745.5096 |  | 700.3503 | 0 | 0 | 45.1593 | 0
10.10. | 3 | 745.5096 |  | 700.3503 | 0 | 0 | 45.1593 | 0
10.10. | 4 | 745.5096 |  | 700.3503 | 0 | 0 | 45.1593 | 0
10.10. | 5 | 745.5096 |  | 700.3503 | 0 | 0 | 45.1593 | 0
10.10. | 6 | 745.5096 |  | 700.3503 | 0 | 0 | 45.1593 | 0
10.10. | 7 | 745.5096 |  | 700.3503 | 0 | 0 | 45.1593 | 0
10.10. | 8 | 745.5096 |  | 700.3503 | 0 | 0 | 45.1593 | 0
10.10. | 9 | 718.893 |  | 673.7337 | 0 | 0 | 45.1593 | 0
10.10. | 10 | 687.2857 |  | 642.1264 | 0 | 0 | 45.1593 | 0
10.10. | 11 | 659.0056 |  | 613.8463 | 0 | 0 | 45.1593 | 0
10.10. | 12 | 659.0056 |  | 613.8463 | 0 | 0 | 45.1593 | 0
10.10. | 13 | 657.342 |  | 612.1827 | 0 | 0 | 45.1593 | 0
10.10. | 14 | 655.6785 |  | 610.5192 | 0 | 0 | 45.1593 | 0
10.10. | 15 | 654.0149 |  | 608.8556 | 0 | 0 | 45.1593 | 0
10.10. | 16 | 660.6691 |  | 615.5098 | 0 | 0 | 45.1593 | 0
10.10. | 17 | 678.968 |  | 633.8087 | 0 | 0 | 45.1593 | 0
10.10. | 18 | 715.5659 |  | 670.4066 | 0 | 0 | 45.1593 | 0
10.10. | 19 | 732.2013 |  | 687.042 | 0 | 0 | 45.1593 | 0
10.10. | 20 | 737.1919 |  | 692.0326 | 0 | 0 | 45.1593 | 0
10.10. | 21 | 740.519 |  | 695.3597 | 0 | 0 | 45.1593 | 0
10.10. | 22 | 742.1825 |  | 697.0233 | 0 | 0 | 45.1593 | 0
10.10. | 23 | 743.8461 |  | 698.6868 | 0 | 0 | 45.1593 | 0
10.10. | 24 | 745.5096 |  | 700.3503 | 0 | 0 | 45.1593 | 0
11.10. | 1 | 745.5096 |  | 700.3503 | 0 | 0 | 45.1593 | 0
11.10. | 2 | 745.5096 |  | 700.3503 | 0 | 0 | 45.1593 | 0
11.10. | 3 | 745.5096 |  | 700.3503 | 0 | 0 | 45.1593 | 0
11.10. | 4 | 745.5096 |  | 700.3503 | 0 | 0 | 45.1593 | 0
11.10. | 5 | 745.5096 |  | 700.3503 | 0 | 0 | 45.1593 | 0
11.10. | 6 | 745.5096 |  | 700.3503 | 0 | 0 | 45.1593 | 0
11.10. | 7 | 745.5096 |  | 700.3503 | 0 | 0 | 45.1593 | 0
11.10. | 8 | 743.8461 |  | 698.6868 | 0 | 0 | 45.1593 | 0
11.10. | 9 | 712.2388 |  | 667.0795 | 0 | 0 | 45.1593 | 0
11.10. | 10 | 677.3045 |  | 632.1452 | 0 | 0 | 45.1593 | 0
11.10. | 11 | 650.6879 |  | 605.5286 | 0 | 0 | 45.1593 | 0
11.10. | 12 | 645.6972 |  | 600.5379 | 0 | 0 | 45.1593 | 0
11.10. | 13 | 642.3701 |  | 597.2109 | 0 | 0 | 45.1593 | 0
11.10. | 14 | 639.0431 |  | 593.8838 | 0 | 0 | 45.1593 | 0
11.10. | 15 | 639.0431 |  | 593.8838 | 0 | 0 | 45.1593 | 0
11.10. | 16 | 645.6972 |  | 600.5379 | 0 | 0 | 45.1593 | 0
11.10. | 17 | 667.3233 |  | 622.164 | 0 | 0 | 45.1593 | 0
11.10. | 18 | 713.9024 |  | 668.7431 | 0 | 0 | 45.1593 | 0
11.10. | 19 | 737.1919 |  | 692.0326 | 0 | 0 | 45.1593 | 0
11.10. | 20 | 742.1825 |  | 697.0233 | 0 | 0 | 45.1593 | 0
11.10. | 21 | 743.8461 |  | 698.6868 | 0 | 0 | 45.1593 | 0
11.10. | 22 | 745.5096 |  | 700.3503 | 0 | 0 | 45.1593 | 0
11.10. | 23 | 745.5096 |  | 700.3503 | 0 | 0 | 45.1593 | 0
11.10. | 24 | 745.5096 |  | 700.3503 | 0 | 0 | 45.1593 | 0
12.10. | 1 | 745.5096 |  | 700.3503 | 0 | 0 | 45.1593 | 0
12.10. | 2 | 745.5096 |  | 700.3503 | 0 | 0 | 45.1593 | 0
12.10. | 3 | 745.5096 |  | 700.3503 | 0 | 0 | 45.1593 | 0
12.10. | 4 | 745.5096 |  | 700.3503 | 0 | 0 | 45.1593 | 0
12.10. | 5 | 745.5096 |  | 700.3503 | 0 | 0 | 45.1593 | 0
12.10. | 6 | 745.5096 |  | 700.3503 | 0 | 0 | 45.1593 | 0
12.10. | 7 | 745.5096 |  | 700.3503 | 0 | 0 | 45.1593 | 0
12.10. | 8 | 745.5096 |  | 700.3503 | 0 | 0 | 45.1593 | 0
12.10. | 9 | 717.2295 |  | 672.0702 | 0 | 0 | 45.1593 | 0
12.10. | 10 | 673.9774 |  | 628.8181 | 0 | 0 | 45.1593 | 0
12.10. | 11 | 640.7066 |  | 595.5473 | 0 | 0 | 45.1593 | 0
12.10. | 12 | 634.0524 |  | 588.8932 | 0 | 0 | 45.1593 | 0
12.10. | 13 | 629.0618 |  | 583.9025 | 0 | 0 | 45.1593 | 0
12.10. | 14 | 627.3983 |  | 582.239 | 0 | 0 | 45.1593 | 0
12.10. | 15 | 627.3983 |  | 582.239 | 0 | 0 | 45.1593 | 0
12.10. | 16 | 632.3889 |  | 587.2296 | 0 | 0 | 45.1593 | 0
12.10. | 17 | 644.0337 |  | 598.8744 | 0 | 0 | 45.1593 | 0
12.10. | 18 | 678.968 |  | 633.8087 | 0 | 0 | 45.1593 | 0
12.10. | 19 | 703.9211 |  | 658.7618 | 0 | 0 | 45.1593 | 0
12.10. | 20 | 712.2388 |  | 667.0795 | 0 | 0 | 45.1593 | 0
12.10. | 21 | 717.2295 |  | 672.0702 | 0 | 0 | 45.1593 | 0
12.10. | 22 | 715.5659 |  | 670.4066 | 0 | 0 | 45.1593 | 0
12.10. | 23 | 718.893 |  | 673.7337 | 0 | 0 | 45.1593 | 0
12.10. | 24 | 715.5659 |  | 670.4066 | 0 | 0 | 45.1593 | 0
13.10. | 1 | 713.9024 |  | 668.7431 | 0 | 0 | 45.1593 | 0
13.10. | 2 | 710.5753 |  | 665.416 | 0 | 0 | 45.1593 | 0
13.10. | 3 | 710.5753 |  | 665.416 | 0 | 0 | 45.1593 | 0
13.10. | 4 | 710.5753 |  | 665.416 | 0 | 0 | 45.1593 | 0
13.10. | 5 | 708.9118 |  | 663.7525 | 0 | 0 | 45.1593 | 0
13.10. | 6 | 708.9118 |  | 663.7525 | 0 | 0 | 45.1593 | 0
13.10. | 7 | 703.9211 |  | 658.7618 | 0 | 0 | 45.1593 | 0
13.10. | 8 | 695.6034 |  | 650.4441 | 0 | 0 | 45.1593 | 0
13.10. | 9 | 668.9868 |  | 623.8275 | 0 | 0 | 45.1593 | 0
13.10. | 10 | 662.3326 |  | 617.1733 | 0 | 0 | 45.1593 | 0
13.10. | 11 | 647.3608 |  | 602.2015 | 0 | 0 | 45.1593 | 0
13.10. | 12 | 645.6972 |  | 600.5379 | 0 | 0 | 45.1593 | 0
13.10. | 13 | 644.0337 |  | 598.8744 | 0 | 0 | 45.1593 | 0
13.10. | 14 | 644.0337 |  | 598.8744 | 0 | 0 | 45.1593 | 0
13.10. | 15 | 647.3608 |  | 602.2015 | 0 | 0 | 45.1593 | 0
13.10. | 16 | 655.6785 |  | 610.5192 | 0 | 0 | 45.1593 | 0
13.10. | 17 | 668.9868 |  | 623.8275 | 0 | 0 | 45.1593 | 0
13.10. | 18 | 695.6034 |  | 650.4441 | 0 | 0 | 45.1593 | 0
13.10. | 19 | 710.5753 |  | 665.416 | 0 | 0 | 45.1593 | 0
13.10. | 20 | 717.2295 |  | 672.0702 | 0 | 0 | 45.1593 | 0
13.10. | 21 | 725.5471 |  | 680.3879 | 0 | 0 | 45.1593 | 0
13.10. | 22 | 728.8742 |  | 683.7149 | 0 | 0 | 45.1593 | 0
13.10. | 23 | 733.8648 |  | 688.7056 | 0 | 0 | 45.1593 | 0
13.10. | 24 | 733.8648 |  | 688.7056 | 0 | 0 | 45.1593 | 0
14.10. | 1 | 732.2013 |  | 687.042 | 0 | 0 | 45.1593 | 0
14.10. | 2 | 732.2013 |  | 687.042 | 0 | 0 | 45.1593 | 0
14.10. | 3 | 733.8648 |  | 688.7056 | 0 | 0 | 45.1593 | 0
14.10. | 4 | 733.8648 |  | 688.7056 | 0 | 0 | 45.1593 | 0
14.10. | 5 | 732.2013 |  | 687.042 | 0 | 0 | 45.1593 | 0
14.10. | 6 | 730.5378 |  | 685.3785 | 0 | 0 | 45.1593 | 0
14.10. | 7 | 727.2107 |  | 682.0514 | 0 | 0 | 45.1593 | 0
14.10. | 8 | 723.8836 |  | 678.7243 | 0 | 0 | 45.1593 | 0
14.10. | 9 | 705.5847 |  | 660.4254 | 0 | 0 | 45.1593 | 0
14.10. | 10 | 700.5941 |  | 655.4348 | 0 | 0 | 45.1593 | 0
14.10. | 11 | 682.2951 |  | 637.1358 | 0 | 0 | 45.1593 | 0
14.10. | 12 | 683.9587 |  | 638.7994 | 0 | 0 | 45.1593 | 0
14.10. | 13 | 682.2951 |  | 637.1358 | 0 | 0 | 45.1593 | 0
14.10. | 14 | 678.968 |  | 633.8087 | 0 | 0 | 45.1593 | 0
14.10. | 15 | 677.3045 |  | 632.1452 | 0 | 0 | 45.1593 | 0
14.10. | 16 | 677.3045 |  | 632.1452 | 0 | 0 | 45.1593 | 0
14.10. | 17 | 677.3045 |  | 632.1452 | 0 | 0 | 45.1593 | 0
14.10. | 18 | 683.9587 |  | 638.7994 | 0 | 0 | 45.1593 | 0
14.10. | 19 | 682.2951 |  | 637.1358 | 0 | 0 | 45.1593 | 0
14.10. | 20 | 678.968 |  | 633.8087 | 0 | 0 | 45.1593 | 0
14.10. | 21 | 683.9587 |  | 638.7994 | 0 | 0 | 45.1593 | 0
14.10. | 22 | 683.9587 |  | 638.7994 | 0 | 0 | 45.1593 | 0
14.10. | 23 | 692.2764 |  | 647.1171 | 0 | 0 | 45.1593 | 0
14.10. | 24 | 693.9399 |  | 648.7806 | 0 | 0 | 45.1593 | 0
15.10. | 1 | 698.9305 |  | 653.7712 | 0 | 0 | 45.1593 | 0
15.10. | 2 | 700.5941 |  | 655.4348 | 0 | 0 | 45.1593 | 0
15.10. | 3 | 707.2482 |  | 662.0889 | 0 | 0 | 45.1593 | 0
15.10. | 4 | 712.2388 |  | 667.0795 | 0 | 0 | 45.1593 | 0
15.10. | 5 | 715.5659 |  | 670.4066 | 0 | 0 | 45.1593 | 0
15.10. | 6 | 718.893 |  | 673.7337 | 0 | 0 | 45.1593 | 0
15.10. | 7 | 715.5659 |  | 670.4066 | 0 | 0 | 45.1593 | 0
15.10. | 8 | 707.2482 |  | 662.0889 | 0 | 0 | 45.1593 | 0
15.10. | 9 | 680.6316 |  | 635.4723 | 0 | 0 | 45.1593 | 0
15.10. | 10 | 670.6503 |  | 625.491 | 0 | 0 | 45.1593 | 0
15.10. | 11 | 655.6785 |  | 610.5192 | 0 | 0 | 45.1593 | 0
15.10. | 12 | 654.0149 |  | 608.8556 | 0 | 0 | 45.1593 | 0
15.10. | 13 | 654.0149 |  | 608.8556 | 0 | 0 | 45.1593 | 0
15.10. | 14 | 650.6879 |  | 605.5286 | 0 | 0 | 45.1593 | 0
15.10. | 15 | 650.6879 |  | 605.5286 | 0 | 0 | 45.1593 | 0
15.10. | 16 | 655.6785 |  | 610.5192 | 0 | 0 | 45.1593 | 0
15.10. | 17 | 667.3233 |  | 622.164 | 0 | 0 | 45.1593 | 0
15.10. | 18 | 695.6034 |  | 650.4441 | 0 | 0 | 45.1593 | 0
15.10. | 19 | 710.5753 |  | 665.416 | 0 | 0 | 45.1593 | 0
15.10. | 20 | 717.2295 |  | 672.0702 | 0 | 0 | 45.1593 | 0
15.10. | 21 | 723.8836 |  | 678.7243 | 0 | 0 | 45.1593 | 0
15.10. | 22 | 725.5471 |  | 680.3879 | 0 | 0 | 45.1593 | 0
15.10. | 23 | 732.2013 |  | 687.042 | 0 | 0 | 45.1593 | 0
15.10. | 24 | 732.2013 |  | 687.042 | 0 | 0 | 45.1593 | 0
16.10. | 1 | 733.8648 |  | 688.7056 | 0 | 0 | 45.1593 | 0
16.10. | 2 | 735.5284 |  | 690.3691 | 0 | 0 | 45.1593 | 0
16.10. | 3 | 738.8555 |  | 693.6962 | 0 | 0 | 45.1593 | 0
16.10. | 4 | 740.519 |  | 695.3597 | 0 | 0 | 45.1593 | 0
16.10. | 5 | 742.1825 |  | 697.0233 | 0 | 0 | 45.1593 | 0
16.10. | 6 | 743.8461 |  | 698.6868 | 0 | 0 | 45.1593 | 0
16.10. | 7 | 742.1825 |  | 697.0233 | 0 | 0 | 45.1593 | 0
16.10. | 8 | 735.5284 |  | 690.3691 | 0 | 0 | 45.1593 | 0
16.10. | 9 | 702.2576 |  | 657.0983 | 0 | 0 | 45.1593 | 0
16.10. | 10 | 677.3045 |  | 632.1452 | 0 | 0 | 45.1593 | 0
16.10. | 11 | 647.3608 |  | 602.2015 | 0 | 0 | 45.1593 | 0
16.10. | 12 | 639.0431 |  | 593.8838 | 0 | 0 | 45.1593 | 0
16.10. | 13 | 635.716 |  | 590.5567 | 0 | 0 | 45.1593 | 0
16.10. | 14 | 635.716 |  | 590.5567 | 0 | 0 | 45.1593 | 0
16.10. | 15 | 637.3795 |  | 592.2202 | 0 | 0 | 45.1593 | 0
16.10. | 16 | 642.3701 |  | 597.2109 | 0 | 0 | 45.1593 | 0
16.10. | 17 | 645.6972 |  | 600.5379 | 0 | 0 | 45.1593 | 0
16.10. | 18 | 655.6785 |  | 610.5192 | 0 | 0 | 45.1593 | 0
16.10. | 19 | 659.0056 |  | 613.8463 | 0 | 0 | 45.1593 | 0
16.10. | 20 | 660.6691 |  | 615.5098 | 0 | 0 | 45.1593 | 0
16.10. | 21 | 667.3233 |  | 622.164 | 0 | 0 | 45.1593 | 0
16.10. | 22 | 670.6503 |  | 625.491 | 0 | 0 | 45.1593 | 0
16.10. | 23 | 677.3045 |  | 632.1452 | 0 | 0 | 45.1593 | 0
16.10. | 24 | 677.3045 |  | 632.1452 | 0 | 0 | 45.1593 | 0
17.10. | 1 | 677.3045 |  | 632.1452 | 0 | 0 | 45.1593 | 0
17.10. | 2 | 677.3045 |  | 632.1452 | 0 | 0 | 45.1593 | 0
17.10. | 3 | 678.968 |  | 633.8087 | 0 | 0 | 45.1593 | 0
17.10. | 4 | 680.6316 |  | 635.4723 | 0 | 0 | 45.1593 | 0
17.10. | 5 | 680.6316 |  | 635.4723 | 0 | 0 | 45.1593 | 0
17.10. | 6 | 680.6316 |  | 635.4723 | 0 | 0 | 45.1593 | 0
17.10. | 7 | 678.968 |  | 633.8087 | 0 | 0 | 45.1593 | 0
17.10. | 8 | 677.3045 |  | 632.1452 | 0 | 0 | 45.1593 | 0
17.10. | 9 | 662.3326 |  | 617.1733 | 0 | 0 | 45.1593 | 0
17.10. | 10 | 663.9962 |  | 618.8369 | 0 | 0 | 45.1593 | 0
17.10. | 11 | 654.0149 |  | 608.8556 | 0 | 0 | 45.1593 | 0
17.10. | 12 | 655.6785 |  | 610.5192 | 0 | 0 | 45.1593 | 0
17.10. | 13 | 655.6785 |  | 610.5192 | 0 | 0 | 45.1593 | 0
17.10. | 14 | 654.0149 |  | 608.8556 | 0 | 0 | 45.1593 | 0
17.10. | 15 | 655.6785 |  | 610.5192 | 0 | 0 | 45.1593 | 0
17.10. | 16 | 659.0056 |  | 613.8463 | 0 | 0 | 45.1593 | 0
17.10. | 17 | 662.3326 |  | 617.1733 | 0 | 0 | 45.1593 | 0
17.10. | 18 | 673.9774 |  | 628.8181 | 0 | 0 | 45.1593 | 0
17.10. | 19 | 678.968 |  | 633.8087 | 0 | 0 | 45.1593 | 0
17.10. | 20 | 680.6316 |  | 635.4723 | 0 | 0 | 45.1593 | 0
17.10. | 21 | 687.2857 |  | 642.1264 | 0 | 0 | 45.1593 | 0
17.10. | 22 | 690.6128 |  | 645.4535 | 0 | 0 | 45.1593 | 0
17.10. | 23 | 697.267 |  | 652.1077 | 0 | 0 | 45.1593 | 0
17.10. | 24 | 697.267 |  | 652.1077 | 0 | 0 | 45.1593 | 0
18.10. | 1 | 700.5941 |  | 655.4348 | 0 | 0 | 45.1593 | 0
18.10. | 2 | 702.2576 |  | 657.0983 | 0 | 0 | 45.1593 | 0
18.10. | 3 | 707.2482 |  | 662.0889 | 0 | 0 | 45.1593 | 0
18.10. | 4 | 710.5753 |  | 665.416 | 0 | 0 | 45.1593 | 0
18.10. | 5 | 712.2388 |  | 667.0795 | 0 | 0 | 45.1593 | 0
18.10. | 6 | 713.9024 |  | 668.7431 | 0 | 0 | 45.1593 | 0
18.10. | 7 | 713.9024 |  | 668.7431 | 0 | 0 | 45.1593 | 0
18.10. | 8 | 712.2388 |  | 667.0795 | 0 | 0 | 45.1593 | 0
18.10. | 9 | 698.9305 |  | 653.7712 | 0 | 0 | 45.1593 | 0
18.10. | 10 | 698.9305 |  | 653.7712 | 0 | 0 | 45.1593 | 0
18.10. | 11 | 683.9587 |  | 638.7994 | 0 | 0 | 45.1593 | 0
18.10. | 12 | 683.9587 |  | 638.7994 | 0 | 0 | 45.1593 | 0
18.10. | 13 | 682.2951 |  | 637.1358 | 0 | 0 | 45.1593 | 0
18.10. | 14 | 682.2951 |  | 637.1358 | 0 | 0 | 45.1593 | 0
18.10. | 15 | 683.9587 |  | 638.7994 | 0 | 0 | 45.1593 | 0
18.10. | 16 | 688.9493 |  | 643.79 | 0 | 0 | 45.1593 | 0
18.10. | 17 | 693.9399 |  | 648.7806 | 0 | 0 | 45.1593 | 0
18.10. | 18 | 708.9118 |  | 663.7525 | 0 | 0 | 45.1593 | 0
18.10. | 19 | 715.5659 |  | 670.4066 | 0 | 0 | 45.1593 | 0
18.10. | 20 | 718.893 |  | 673.7337 | 0 | 0 | 45.1593 | 0
18.10. | 21 | 728.8742 |  | 683.7149 | 0 | 0 | 45.1593 | 0
18.10. | 22 | 733.8648 |  | 688.7056 | 0 | 0 | 45.1593 | 0
18.10. | 23 | 738.8555 |  | 693.6962 | 0 | 0 | 45.1593 | 0
18.10. | 24 | 740.519 |  | 695.3597 | 0 | 0 | 45.1593 | 0
19.10. | 1 | 742.1825 |  | 697.0233 | 0 | 0 | 45.1593 | 0
19.10. | 2 | 742.1825 |  | 697.0233 | 0 | 0 | 45.1593 | 0
19.10. | 3 | 743.8461 |  | 698.6868 | 0 | 0 | 45.1593 | 0
19.10. | 4 | 745.5096 |  | 700.3503 | 0 | 0 | 45.1593 | 0
19.10. | 5 | 745.5096 |  | 700.3503 | 0 | 0 | 45.1593 | 0
19.10. | 6 | 745.5096 |  | 700.3503 | 0 | 0 | 45.1593 | 0
19.10. | 7 | 745.5096 |  | 700.3503 | 0 | 0 | 45.1593 | 0
19.10. | 8 | 745.5096 |  | 700.3503 | 0 | 0 | 45.1593 | 0
19.10. | 9 | 740.519 |  | 695.3597 | 0 | 0 | 45.1593 | 0
19.10. | 10 | 733.8648 |  | 688.7056 | 0 | 0 | 45.1593 | 0
19.10. | 11 | 710.5753 |  | 665.416 | 0 | 0 | 45.1593 | 0
19.10. | 12 | 697.267 |  | 652.1077 | 0 | 0 | 45.1593 | 0
19.10. | 13 | 685.6222 |  | 640.4629 | 0 | 0 | 45.1593 | 0
19.10. | 14 | 678.968 |  | 633.8087 | 0 | 0 | 45.1593 | 0
19.10. | 15 | 678.968 |  | 633.8087 | 0 | 0 | 45.1593 | 0
19.10. | 16 | 690.6128 |  | 645.4535 | 0 | 0 | 45.1593 | 0
19.10. | 17 | 710.5753 |  | 665.416 | 0 | 0 | 45.1593 | 0
19.10. | 18 | 737.1919 |  | 692.0326 | 0 | 0 | 45.1593 | 0
19.10. | 19 | 743.8461 |  | 698.6868 | 0 | 0 | 45.1593 | 0
19.10. | 20 | 745.5096 |  | 700.3503 | 0 | 0 | 45.1593 | 0
19.10. | 21 | 745.5096 |  | 700.3503 | 0 | 0 | 45.1593 | 0
19.10. | 22 | 745.5096 |  | 700.3503 | 0 | 0 | 45.1593 | 0
19.10. | 23 | 745.5096 |  | 700.3503 | 0 | 0 | 45.1593 | 0
19.10. | 24 | 745.5096 |  | 700.3503 | 0 | 0 | 45.1593 | 0
20.10. | 1 | 745.5096 |  | 700.3503 | 0 | 0 | 45.1593 | 0
20.10. | 2 | 745.5096 |  | 700.3503 | 0 | 0 | 45.1593 | 0
20.10. | 3 | 745.5096 |  | 700.3503 | 0 | 0 | 45.1593 | 0
20.10. | 4 | 745.5096 |  | 700.3503 | 0 | 0 | 45.1593 | 0
20.10. | 5 | 745.5096 |  | 700.3503 | 0 | 0 | 45.1593 | 0
20.10. | 6 | 745.5096 |  | 700.3503 | 0 | 0 | 45.1593 | 0
20.10. | 7 | 745.5096 |  | 700.3503 | 0 | 0 | 45.1593 | 0
20.10. | 8 | 745.5096 |  | 700.3503 | 0 | 0 | 45.1593 | 0
20.10. | 9 | 732.2013 |  | 687.042 | 0 | 0 | 45.1593 | 0
20.10. | 10 | 702.2576 |  | 657.0983 | 0 | 0 | 45.1593 | 0
20.10. | 11 | 663.9962 |  | 618.8369 | 0 | 0 | 45.1593 | 0
20.10. | 12 | 649.0243 |  | 603.865 | 0 | 0 | 45.1593 | 0
20.10. | 13 | 642.3701 |  | 597.2109 | 0 | 0 | 45.1593 | 0
20.10. | 14 | 640.7066 |  | 595.5473 | 0 | 0 | 45.1593 | 0
20.10. | 15 | 645.6972 |  | 600.5379 | 0 | 0 | 45.1593 | 0
20.10. | 16 | 650.6879 |  | 605.5286 | 0 | 0 | 45.1593 | 0
20.10. | 17 | 655.6785 |  | 610.5192 | 0 | 0 | 45.1593 | 0
20.10. | 18 | 668.9868 |  | 623.8275 | 0 | 0 | 45.1593 | 0
20.10. | 19 | 675.6409 |  | 630.4817 | 0 | 0 | 45.1593 | 0
20.10. | 20 | 677.3045 |  | 632.1452 | 0 | 0 | 45.1593 | 0
20.10. | 21 | 687.2857 |  | 642.1264 | 0 | 0 | 45.1593 | 0
20.10. | 22 | 692.2764 |  | 647.1171 | 0 | 0 | 45.1593 | 0
20.10. | 23 | 700.5941 |  | 655.4348 | 0 | 0 | 45.1593 | 0
20.10. | 24 | 703.9211 |  | 658.7618 | 0 | 0 | 45.1593 | 0
21.10. | 1 | 707.2482 |  | 662.0889 | 0 | 0 | 45.1593 | 0
21.10. | 2 | 707.2482 |  | 662.0889 | 0 | 0 | 45.1593 | 0
21.10. | 3 | 712.2388 |  | 667.0795 | 0 | 0 | 45.1593 | 0
21.10. | 4 | 712.2388 |  | 667.0795 | 0 | 0 | 45.1593 | 0
21.10. | 5 | 713.9024 |  | 668.7431 | 0 | 0 | 45.1593 | 0
21.10. | 6 | 713.9024 |  | 668.7431 | 0 | 0 | 45.1593 | 0
21.10. | 7 | 712.2388 |  | 667.0795 | 0 | 0 | 45.1593 | 0
21.10. | 8 | 708.9118 |  | 663.7525 | 0 | 0 | 45.1593 | 0
21.10. | 9 | 693.9399 |  | 648.7806 | 0 | 0 | 45.1593 | 0
21.10. | 10 | 692.2764 |  | 647.1171 | 0 | 0 | 45.1593 | 0
21.10. | 11 | 675.6409 |  | 630.4817 | 0 | 0 | 45.1593 | 0
21.10. | 12 | 672.3139 |  | 627.1546 | 0 | 0 | 45.1593 | 0
21.10. | 13 | 672.3139 |  | 627.1546 | 0 | 0 | 45.1593 | 0
21.10. | 14 | 677.3045 |  | 632.1452 | 0 | 0 | 45.1593 | 0
21.10. | 15 | 685.6222 |  | 640.4629 | 0 | 0 | 45.1593 | 0
21.10. | 16 | 690.6128 |  | 645.4535 | 0 | 0 | 45.1593 | 0
21.10. | 17 | 685.6222 |  | 640.4629 | 0 | 0 | 45.1593 | 0
21.10. | 18 | 682.2951 |  | 637.1358 | 0 | 0 | 45.1593 | 0
21.10. | 19 | 675.6409 |  | 630.4817 | 0 | 0 | 45.1593 | 0
21.10. | 20 | 670.6503 |  | 625.491 | 0 | 0 | 45.1593 | 0
21.10. | 21 | 675.6409 |  | 630.4817 | 0 | 0 | 45.1593 | 0
21.10. | 22 | 678.968 |  | 633.8087 | 0 | 0 | 45.1593 | 0
21.10. | 23 | 683.9587 |  | 638.7994 | 0 | 0 | 45.1593 | 0
21.10. | 24 | 682.2951 |  | 637.1358 | 0 | 0 | 45.1593 | 0
22.10. | 1 | 683.9587 |  | 638.7994 | 0 | 0 | 45.1593 | 0
22.10. | 2 | 685.6222 |  | 640.4629 | 0 | 0 | 45.1593 | 0
22.10. | 3 | 690.6128 |  | 645.4535 | 0 | 0 | 45.1593 | 0
22.10. | 4 | 695.6034 |  | 650.4441 | 0 | 0 | 45.1593 | 0
22.10. | 5 | 700.5941 |  | 655.4348 | 0 | 0 | 45.1593 | 0
22.10. | 6 | 705.5847 |  | 660.4254 | 0 | 0 | 45.1593 | 0
22.10. | 7 | 707.2482 |  | 662.0889 | 0 | 0 | 45.1593 | 0
22.10. | 8 | 707.2482 |  | 662.0889 | 0 | 0 | 45.1593 | 0
22.10. | 9 | 688.9493 |  | 643.79 | 0 | 0 | 45.1593 | 0
22.10. | 10 | 687.2857 |  | 642.1264 | 0 | 0 | 45.1593 | 0
22.10. | 11 | 672.3139 |  | 627.1546 | 0 | 0 | 45.1593 | 0
22.10. | 12 | 672.3139 |  | 627.1546 | 0 | 0 | 45.1593 | 0
22.10. | 13 | 670.6503 |  | 625.491 | 0 | 0 | 45.1593 | 0
22.10. | 14 | 670.6503 |  | 625.491 | 0 | 0 | 45.1593 | 0
22.10. | 15 | 672.3139 |  | 627.1546 | 0 | 0 | 45.1593 | 0
22.10. | 16 | 678.968 |  | 633.8087 | 0 | 0 | 45.1593 | 0
22.10. | 17 | 688.9493 |  | 643.79 | 0 | 0 | 45.1593 | 0
22.10. | 18 | 712.2388 |  | 667.0795 | 0 | 0 | 45.1593 | 0
22.10. | 19 | 720.5565 |  | 675.3972 | 0 | 0 | 45.1593 | 0
22.10. | 20 | 725.5471 |  | 680.3879 | 0 | 0 | 45.1593 | 0
22.10. | 21 | 733.8648 |  | 688.7056 | 0 | 0 | 45.1593 | 0
22.10. | 22 | 737.1919 |  | 692.0326 | 0 | 0 | 45.1593 | 0
22.10. | 23 | 742.1825 |  | 697.0233 | 0 | 0 | 45.1593 | 0
22.10. | 24 | 742.1825 |  | 697.0233 | 0 | 0 | 45.1593 | 0
23.10. | 1 | 743.8461 |  | 698.6868 | 0 | 0 | 45.1593 | 0
23.10. | 2 | 743.8461 |  | 698.6868 | 0 | 0 | 45.1593 | 0
23.10. | 3 | 743.8461 |  | 698.6868 | 0 | 0 | 45.1593 | 0
23.10. | 4 | 745.5096 |  | 700.3503 | 0 | 0 | 45.1593 | 0
23.10. | 5 | 745.5096 |  | 700.3503 | 0 | 0 | 45.1593 | 0
23.10. | 6 | 745.5096 |  | 700.3503 | 0 | 0 | 45.1593 | 0
23.10. | 7 | 745.5096 |  | 700.3503 | 0 | 0 | 45.1593 | 0
23.10. | 8 | 743.8461 |  | 698.6868 | 0 | 0 | 45.1593 | 0
23.10. | 9 | 732.2013 |  | 687.042 | 0 | 0 | 45.1593 | 0
23.10. | 10 | 720.5565 |  | 675.3972 | 0 | 0 | 45.1593 | 0
23.10. | 11 | 687.2857 |  | 642.1264 | 0 | 0 | 45.1593 | 0
23.10. | 12 | 673.9774 |  | 628.8181 | 0 | 0 | 45.1593 | 0
23.10. | 13 | 665.6597 |  | 620.5004 | 0 | 0 | 45.1593 | 0
23.10. | 14 | 662.3326 |  | 617.1733 | 0 | 0 | 45.1593 | 0
23.10. | 15 | 665.6597 |  | 620.5004 | 0 | 0 | 45.1593 | 0
23.10. | 16 | 670.6503 |  | 625.491 | 0 | 0 | 45.1593 | 0
23.10. | 17 | 672.3139 |  | 627.1546 | 0 | 0 | 45.1593 | 0
23.10. | 18 | 685.6222 |  | 640.4629 | 0 | 0 | 45.1593 | 0
23.10. | 19 | 685.6222 |  | 640.4629 | 0 | 0 | 45.1593 | 0
23.10. | 20 | 683.9587 |  | 638.7994 | 0 | 0 | 45.1593 | 0
23.10. | 21 | 688.9493 |  | 643.79 | 0 | 0 | 45.1593 | 0
23.10. | 22 | 692.2764 |  | 647.1171 | 0 | 0 | 45.1593 | 0
23.10. | 23 | 700.5941 |  | 655.4348 | 0 | 0 | 45.1593 | 0
23.10. | 24 | 703.9211 |  | 658.7618 | 0 | 0 | 45.1593 | 0
24.10. | 1 | 710.5753 |  | 665.416 | 0 | 0 | 45.1593 | 0
24.10. | 2 | 713.9024 |  | 668.7431 | 0 | 0 | 45.1593 | 0
24.10. | 3 | 722.2201 |  | 677.0608 | 0 | 0 | 45.1593 | 0
24.10. | 4 | 727.2107 |  | 682.0514 | 0 | 0 | 45.1593 | 0
24.10. | 5 | 730.5378 |  | 685.3785 | 0 | 0 | 45.1593 | 0
24.10. | 6 | 732.2013 |  | 687.042 | 0 | 0 | 45.1593 | 0
24.10. | 7 | 732.2013 |  | 687.042 | 0 | 0 | 45.1593 | 0
24.10. | 8 | 733.8648 |  | 688.7056 | 0 | 0 | 45.1593 | 0
24.10. | 9 | 723.8836 |  | 678.7243 | 0 | 0 | 45.1593 | 0
24.10. | 10 | 722.2201 |  | 677.0608 | 0 | 0 | 45.1593 | 0
24.10. | 11 | 707.2482 |  | 662.0889 | 0 | 0 | 45.1593 | 0
24.10. | 12 | 707.2482 |  | 662.0889 | 0 | 0 | 45.1593 | 0
24.10. | 13 | 705.5847 |  | 660.4254 | 0 | 0 | 45.1593 | 0
24.10. | 14 | 702.2576 |  | 657.0983 | 0 | 0 | 45.1593 | 0
24.10. | 15 | 703.9211 |  | 658.7618 | 0 | 0 | 45.1593 | 0
24.10. | 16 | 707.2482 |  | 662.0889 | 0 | 0 | 45.1593 | 0
24.10. | 17 | 710.5753 |  | 665.416 | 0 | 0 | 45.1593 | 0
24.10. | 18 | 722.2201 |  | 677.0608 | 0 | 0 | 45.1593 | 0
24.10. | 19 | 722.2201 |  | 677.0608 | 0 | 0 | 45.1593 | 0
24.10. | 20 | 722.2201 |  | 677.0608 | 0 | 0 | 45.1593 | 0
24.10. | 21 | 728.8742 |  | 683.7149 | 0 | 0 | 45.1593 | 0
24.10. | 22 | 732.2013 |  | 687.042 | 0 | 0 | 45.1593 | 0
24.10. | 23 | 735.5284 |  | 690.3691 | 0 | 0 | 45.1593 | 0
24.10. | 24 | 735.5284 |  | 690.3691 | 0 | 0 | 45.1593 | 0
25.10. | 1 | 735.5284 |  | 690.3691 | 0 | 0 | 45.1593 | 0
25.10. | 2 | 735.5284 |  | 690.3691 | 0 | 0 | 45.1593 | 0
25.10. | 3 | 735.5284 |  | 690.3691 | 0 | 0 | 45.1593 | 0
25.10. | 4 | 735.5284 |  | 690.3691 | 0 | 0 | 45.1593 | 0
25.10. | 5 | 735.5284 |  | 690.3691 | 0 | 0 | 45.1593 | 0
25.10. | 6 | 735.5284 |  | 690.3691 | 0 | 0 | 45.1593 | 0
25.10. | 7 | 733.8648 |  | 688.7056 | 0 | 0 | 45.1593 | 0
25.10. | 8 | 733.8648 |  | 688.7056 | 0 | 0 | 45.1593 | 0
25.10. | 9 | 728.8742 |  | 683.7149 | 0 | 0 | 45.1593 | 0
25.10. | 10 | 727.2107 |  | 682.0514 | 0 | 0 | 45.1593 | 0
25.10. | 11 | 710.5753 |  | 665.416 | 0 | 0 | 45.1593 | 0
25.10. | 12 | 703.9211 |  | 658.7618 | 0 | 0 | 45.1593 | 0
25.10. | 13 | 698.9305 |  | 653.7712 | 0 | 0 | 45.1593 | 0
25.10. | 14 | 695.6034 |  | 650.4441 | 0 | 0 | 45.1593 | 0
25.10. | 15 | 698.9305 |  | 653.7712 | 0 | 0 | 45.1593 | 0
25.10. | 16 | 702.2576 |  | 657.0983 | 0 | 0 | 45.1593 | 0
25.10. | 17 | 700.5941 |  | 655.4348 | 0 | 0 | 45.1593 | 0
25.10. | 18 | 702.2576 |  | 657.0983 | 0 | 0 | 45.1593 | 0
25.10. | 19 | 698.9305 |  | 653.7712 | 0 | 0 | 45.1593 | 0
25.10. | 20 | 697.267 |  | 652.1077 | 0 | 0 | 45.1593 | 0
25.10. | 21 | 705.5847 |  | 660.4254 | 0 | 0 | 45.1593 | 0
25.10. | 22 | 707.2482 |  | 662.0889 | 0 | 0 | 45.1593 | 0
25.10. | 23 | 712.2388 |  | 667.0795 | 0 | 0 | 45.1593 | 0
25.10. | 24 | 710.5753 |  | 665.416 | 0 | 0 | 45.1593 | 0
26.10. | 1 | 712.2388 |  | 667.0795 | 0 | 0 | 45.1593 | 0
26.10. | 2 | 712.2388 |  | 667.0795 | 0 | 0 | 45.1593 | 0
26.10. | 3 | 715.5659 |  | 670.4066 | 0 | 0 | 45.1593 | 0
26.10. | 4 | 717.2295 |  | 672.0702 | 0 | 0 | 45.1593 | 0
26.10. | 5 | 717.2295 |  | 672.0702 | 0 | 0 | 45.1593 | 0
26.10. | 6 | 718.893 |  | 673.7337 | 0 | 0 | 45.1593 | 0
26.10. | 7 | 718.893 |  | 673.7337 | 0 | 0 | 45.1593 | 0
26.10. | 8 | 720.5565 |  | 675.3972 | 0 | 0 | 45.1593 | 0
26.10. | 9 | 712.2388 |  | 667.0795 | 0 | 0 | 45.1593 | 0
26.10. | 10 | 715.5659 |  | 670.4066 | 0 | 0 | 45.1593 | 0
26.10. | 11 | 700.5941 |  | 655.4348 | 0 | 0 | 45.1593 | 0
26.10. | 12 | 698.9305 |  | 653.7712 | 0 | 0 | 45.1593 | 0
26.10. | 13 | 697.267 |  | 652.1077 | 0 | 0 | 45.1593 | 0
26.10. | 14 | 697.267 |  | 652.1077 | 0 | 0 | 45.1593 | 0
26.10. | 15 | 700.5941 |  | 655.4348 | 0 | 0 | 45.1593 | 0
26.10. | 16 | 705.5847 |  | 660.4254 | 0 | 0 | 45.1593 | 0
26.10. | 17 | 708.9118 |  | 663.7525 | 0 | 0 | 45.1593 | 0
26.10. | 18 | 717.2295 |  | 672.0702 | 0 | 0 | 45.1593 | 0
26.10. | 19 | 717.2295 |  | 672.0702 | 0 | 0 | 45.1593 | 0
26.10. | 20 | 717.2295 |  | 672.0702 | 0 | 0 | 45.1593 | 0
26.10. | 21 | 722.2201 |  | 677.0608 | 0 | 0 | 45.1593 | 0
26.10. | 22 | 723.8836 |  | 678.7243 | 0 | 0 | 45.1593 | 0
26.10. | 23 | 728.8742 |  | 683.7149 | 0 | 0 | 45.1593 | 0
26.10. | 24 | 728.8742 |  | 683.7149 | 0 | 0 | 45.1593 | 0
27.10. | 1 | 728.8742 |  | 683.7149 | 0 | 0 | 45.1593 | 0
27.10. | 2 | 730.5378 |  | 685.3785 | 0 | 0 | 45.1593 | 0
27.10. | 3 | 732.2013 |  | 687.042 | 0 | 0 | 45.1593 | 0
27.10. | 4 | 733.8648 |  | 688.7056 | 0 | 0 | 45.1593 | 0
27.10. | 5 | 733.8648 |  | 688.7056 | 0 | 0 | 45.1593 | 0
27.10. | 6 | 733.8648 |  | 688.7056 | 0 | 0 | 45.1593 | 0
27.10. | 7 | 733.8648 |  | 688.7056 | 0 | 0 | 45.1593 | 0
27.10. | 8 | 733.8648 |  | 688.7056 | 0 | 0 | 45.1593 | 0
27.10. | 9 | 728.8742 |  | 683.7149 | 0 | 0 | 45.1593 | 0
27.10. | 10 | 730.5378 |  | 685.3785 | 0 | 0 | 45.1593 | 0
27.10. | 11 | 717.2295 |  | 672.0702 | 0 | 0 | 45.1593 | 0
27.10. | 12 | 715.5659 |  | 670.4066 | 0 | 0 | 45.1593 | 0
27.10. | 13 | 713.9024 |  | 668.7431 | 0 | 0 | 45.1593 | 0
27.10. | 14 | 713.9024 |  | 668.7431 | 0 | 0 | 45.1593 | 0
27.10. | 15 | 717.2295 |  | 672.0702 | 0 | 0 | 45.1593 | 0
27.10. | 16 | 723.8836 |  | 678.7243 | 0 | 0 | 45.1593 | 0
27.10. | 17 | 727.2107 |  | 682.0514 | 0 | 0 | 45.1593 | 0
27.10. | 18 | 733.8648 |  | 688.7056 | 0 | 0 | 45.1593 | 0
27.10. | 19 | 733.8648 |  | 688.7056 | 0 | 0 | 45.1593 | 0
27.10. | 20 | 733.8648 |  | 688.7056 | 0 | 0 | 45.1593 | 0
27.10. | 21 | 738.8555 |  | 693.6962 | 0 | 0 | 45.1593 | 0
27.10. | 22 | 740.519 |  | 695.3597 | 0 | 0 | 45.1593 | 0
27.10. | 23 | 742.1825 |  | 697.0233 | 0 | 0 | 45.1593 | 0
27.10. | 24 | 742.1825 |  | 697.0233 | 0 | 0 | 45.1593 | 0
28.10. | 1 | 742.1825 |  | 697.0233 | 0 | 0 | 45.1593 | 0
28.10. | 2 | 743.8461 |  | 698.6868 | 0 | 0 | 45.1593 | 0
28.10. | 3 | 743.8461 |  | 698.6868 | 0 | 0 | 45.1593 | 0
28.10. | 4 | 745.5096 |  | 700.3503 | 0 | 0 | 45.1593 | 0
28.10. | 5 | 745.5096 |  | 700.3503 | 0 | 0 | 45.1593 | 0
28.10. | 6 | 745.5096 |  | 700.3503 | 0 | 0 | 45.1593 | 0
28.10. | 7 | 745.5096 |  | 700.3503 | 0 | 0 | 45.1593 | 0
28.10. | 8 | 745.5096 |  | 700.3503 | 0 | 0 | 45.1593 | 0
28.10. | 9 | 743.8461 |  | 698.6868 | 0 | 0 | 45.1593 | 0
28.10. | 10 | 742.1825 |  | 697.0233 | 0 | 0 | 45.1593 | 0
28.10. | 11 | 733.8648 |  | 688.7056 | 0 | 0 | 45.1593 | 0
28.10. | 12 | 728.8742 |  | 683.7149 | 0 | 0 | 45.1593 | 0
28.10. | 13 | 725.5471 |  | 680.3879 | 0 | 0 | 45.1593 | 0
28.10. | 14 | 723.8836 |  | 678.7243 | 0 | 0 | 45.1593 | 0
28.10. | 15 | 728.8742 |  | 683.7149 | 0 | 0 | 45.1593 | 0
28.10. | 16 | 735.5284 |  | 690.3691 | 0 | 0 | 45.1593 | 0
28.10. | 17 | 740.519 |  | 695.3597 | 0 | 0 | 45.1593 | 0
28.10. | 18 | 743.8461 |  | 698.6868 | 0 | 0 | 45.1593 | 0
28.10. | 19 | 745.5096 |  | 700.3503 | 0 | 0 | 45.1593 | 0
28.10. | 20 | 745.5096 |  | 700.3503 | 0 | 0 | 45.1593 | 0
28.10. | 21 | 745.5096 |  | 700.3503 | 0 | 0 | 45.1593 | 0
28.10. | 22 | 745.5096 |  | 700.3503 | 0 | 0 | 45.1593 | 0
28.10. | 23 | 745.5096 |  | 700.3503 | 0 | 0 | 45.1593 | 0
28.10. | 24 | 745.5096 |  | 700.3503 | 0 | 0 | 45.1593 | 0
29.10. | 1 | 745.5096 |  | 700.3503 | 0 | 0 | 45.1593 | 0
29.10. | 2 | 745.5096 |  | 700.3503 | 0 | 0 | 45.1593 | 0
29.10. | 3 | 745.5096 |  | 700.3503 | 0 | 0 | 45.1593 | 0
29.10. | 4 | 745.5096 |  | 700.3503 | 0 | 0 | 45.1593 | 0
29.10. | 5 | 745.5096 |  | 700.3503 | 0 | 0 | 45.1593 | 0
29.10. | 6 | 745.5096 |  | 700.3503 | 0 | 0 | 45.1593 | 0
29.10. | 7 | 745.5096 |  | 700.3503 | 0 | 0 | 45.1593 | 0
29.10. | 8 | 745.5096 |  | 700.3503 | 0 | 0 | 45.1593 | 0
29.10. | 9 | 745.5096 |  | 700.3503 | 0 | 0 | 45.1593 | 0
29.10. | 10 | 743.8461 |  | 698.6868 | 0 | 0 | 45.1593 | 0
29.10. | 11 | 730.5378 |  | 685.3785 | 0 | 0 | 45.1593 | 0
29.10. | 12 | 720.5565 |  | 675.3972 | 0 | 0 | 45.1593 | 0
29.10. | 13 | 713.9024 |  | 668.7431 | 0 | 0 | 45.1593 | 0
29.10. | 14 | 712.2388 |  | 667.0795 | 0 | 0 | 45.1593 | 0
29.10. | 15 | 718.893 |  | 673.7337 | 0 | 0 | 45.1593 | 0
29.10. | 16 | 727.2107 |  | 682.0514 | 0 | 0 | 45.1593 | 0
29.10. | 17 | 732.2013 |  | 687.042 | 0 | 0 | 45.1593 | 0
29.10. | 18 | 737.1919 |  | 692.0326 | 0 | 0 | 45.1593 | 0
29.10. | 19 | 737.1919 |  | 692.0326 | 0 | 0 | 45.1593 | 0
29.10. | 20 | 737.1919 |  | 692.0326 | 0 | 0 | 45.1593 | 0
29.10. | 21 | 740.519 |  | 695.3597 | 0 | 0 | 45.1593 | 0
29.10. | 22 | 742.1825 |  | 697.0233 | 0 | 0 | 45.1593 | 0
29.10. | 23 | 743.8461 |  | 698.6868 | 0 | 0 | 45.1593 | 0
29.10. | 24 | 745.5096 |  | 700.3503 | 0 | 0 | 45.1593 | 0
30.10. | 1 | 745.5096 |  | 700.3503 | 0 | 0 | 45.1593 | 0
30.10. | 2 | 745.5096 |  | 700.3503 | 0 | 0 | 45.1593 | 0
30.10. | 3 | 745.5096 |  | 700.3503 | 0 | 0 | 45.1593 | 0
30.10. | 4 | 745.5096 |  | 700.3503 | 0 | 0 | 45.1593 | 0
30.10. | 5 | 745.5096 |  | 700.3503 | 0 | 0 | 45.1593 | 0
30.10. | 6 | 745.5096 |  | 700.3503 | 0 | 0 | 45.1593 | 0
30.10. | 7 | 745.5096 |  | 700.3503 | 0 | 0 | 45.1593 | 0
30.10. | 8 | 745.5096 |  | 700.3503 | 0 | 0 | 45.1593 | 0
30.10. | 9 | 745.5096 |  | 700.3503 | 0 | 0 | 45.1593 | 0
30.10. | 10 | 738.8555 |  | 693.6962 | 0 | 0 | 45.1593 | 0
30.10. | 11 | 712.2388 |  | 667.0795 | 0 | 0 | 45.1593 | 0
30.10. | 12 | 697.267 |  | 652.1077 | 0 | 0 | 45.1593 | 0
30.10. | 13 | 692.2764 |  | 647.1171 | 0 | 0 | 45.1593 | 0
30.10. | 14 | 692.2764 |  | 647.1171 | 0 | 0 | 45.1593 | 0
30.10. | 15 | 703.9211 |  | 658.7618 | 0 | 0 | 45.1593 | 0
30.10. | 16 | 725.5471 |  | 680.3879 | 0 | 0 | 45.1593 | 0
30.10. | 17 | 742.1825 |  | 697.0233 | 0 | 0 | 45.1593 | 0
30.10. | 18 | 745.5096 |  | 700.3503 | 0 | 0 | 45.1593 | 0
30.10. | 19 | 745.5096 |  | 700.3503 | 0 | 0 | 45.1593 | 0
30.10. | 20 | 745.5096 |  | 700.3503 | 0 | 0 | 45.1593 | 0
30.10. | 21 | 745.5096 |  | 700.3503 | 0 | 0 | 45.1593 | 0
30.10. | 22 | 745.5096 |  | 700.3503 | 0 | 0 | 45.1593 | 0
30.10. | 23 | 745.5096 |  | 700.3503 | 0 | 0 | 45.1593 | 0
30.10. | 24 | 745.5096 |  | 700.3503 | 0 | 0 | 45.1593 | 0
31.10. | 1 | 745.5096 |  | 700.3503 | 0 | 0 | 45.1593 | 0
31.10. | 2 | 745.5096 |  | 700.3503 | 0 | 0 | 45.1593 | 0
31.10. | 3 | 745.5096 |  | 700.3503 | 0 | 0 | 45.1593 | 0
31.10. | 4 | 745.5096 |  | 700.3503 | 0 | 0 | 45.1593 | 0
31.10. | 5 | 745.5096 |  | 700.3503 | 0 | 0 | 45.1593 | 0
31.10. | 6 | 745.5096 |  | 700.3503 | 0 | 0 | 45.1593 | 0
31.10. | 7 | 745.5096 |  | 700.3503 | 0 | 0 | 45.1593 | 0
31.10. | 8 | 745.5096 |  | 700.3503 | 0 | 0 | 45.1593 | 0
31.10. | 9 | 745.5096 |  | 700.3503 | 0 | 0 | 45.1593 | 0
31.10. | 10 | 743.8461 |  | 698.6868 | 0 | 0 | 45.1593 | 0
31.10. | 11 | 715.5659 |  | 670.4066 | 0 | 0 | 45.1593 | 0
31.10. | 12 | 693.9399 |  | 648.7806 | 0 | 0 | 45.1593 | 0
31.10. | 13 | 685.6222 |  | 640.4629 | 0 | 0 | 45.1593 | 0
31.10. | 14 | 685.6222 |  | 640.4629 | 0 | 0 | 45.1593 | 0
31.10. | 15 | 700.5941 |  | 655.4348 | 0 | 0 | 45.1593 | 0
31.10. | 16 | 715.5659 |  | 670.4066 | 0 | 0 | 45.1593 | 0
31.10. | 17 | 725.5471 |  | 680.3879 | 0 | 0 | 45.1593 | 0
31.10. | 18 | 735.5284 |  | 690.3691 | 0 | 0 | 45.1593 | 0
31.10. | 19 | 737.1919 |  | 692.0326 | 0 | 0 | 45.1593 | 0
31.10. | 20 | 737.1919 |  | 692.0326 | 0 | 0 | 45.1593 | 0
31.10. | 21 | 738.8555 |  | 693.6962 | 0 | 0 | 45.1593 | 0
31.10. | 22 | 740.519 |  | 695.3597 | 0 | 0 | 45.1593 | 0
31.10. | 23 | 742.1825 |  | 697.0233 | 0 | 0 | 45.1593 | 0
31.10. | 24 | 742.1825 |  | 697.0233 | 0 | 0 | 45.1593 | 0
01.11. | 1 | 829.838 |  | 783.5273 | 0 | 0 | 46.3107 | 0
01.11. | 2 | 829.838 |  | 783.5273 | 0 | 0 | 46.3107 | 0
01.11. | 3 | 828.1745 |  | 781.8638 | 0 | 0 | 46.3107 | 0
01.11. | 4 | 826.5109 |  | 780.2003 | 0 | 0 | 46.3107 | 0
01.11. | 5 | 823.1838 |  | 776.8732 | 0 | 0 | 46.3107 | 0
01.11. | 6 | 821.5203 |  | 775.2096 | 0 | 0 | 46.3107 | 0
01.11. | 7 | 818.1932 |  | 771.8826 | 0 | 0 | 46.3107 | 0
01.11. | 8 | 816.5297 |  | 770.219 | 0 | 0 | 46.3107 | 0
01.11. | 9 | 801.5578 |  | 755.2472 | 0 | 0 | 46.3107 | 0
01.11. | 10 | 793.2401 |  | 746.9295 | 0 | 0 | 46.3107 | 0
01.11. | 11 | 776.6047 |  | 730.2941 | 0 | 0 | 46.3107 | 0
01.11. | 12 | 776.6047 |  | 730.2941 | 0 | 0 | 46.3107 | 0
01.11. | 13 | 771.6141 |  | 725.3034 | 0 | 0 | 46.3107 | 0
01.11. | 14 | 761.6329 |  | 715.3222 | 0 | 0 | 46.3107 | 0
01.11. | 15 | 754.9787 |  | 708.668 | 0 | 0 | 46.3107 | 0
01.11. | 16 | 756.6422 |  | 710.3316 | 0 | 0 | 46.3107 | 0
01.11. | 17 | 759.9693 |  | 713.6587 | 0 | 0 | 46.3107 | 0
01.11. | 18 | 769.9506 |  | 723.6399 | 0 | 0 | 46.3107 | 0
01.11. | 19 | 773.2776 |  | 726.967 | 0 | 0 | 46.3107 | 0
01.11. | 20 | 774.9412 |  | 728.6305 | 0 | 0 | 46.3107 | 0
01.11. | 21 | 778.2683 |  | 731.9576 | 0 | 0 | 46.3107 | 0
01.11. | 22 | 779.9318 |  | 733.6211 | 0 | 0 | 46.3107 | 0
01.11. | 23 | 784.9224 |  | 738.6118 | 0 | 0 | 46.3107 | 0
01.11. | 24 | 788.2495 |  | 741.9388 | 0 | 0 | 46.3107 | 0
02.11. | 1 | 791.5766 |  | 745.2659 | 0 | 0 | 46.3107 | 0
02.11. | 2 | 791.5766 |  | 745.2659 | 0 | 0 | 46.3107 | 0
02.11. | 3 | 793.2401 |  | 746.9295 | 0 | 0 | 46.3107 | 0
02.11. | 4 | 794.9037 |  | 748.593 | 0 | 0 | 46.3107 | 0
02.11. | 5 | 794.9037 |  | 748.593 | 0 | 0 | 46.3107 | 0
02.11. | 6 | 794.9037 |  | 748.593 | 0 | 0 | 46.3107 | 0
02.11. | 7 | 793.2401 |  | 746.9295 | 0 | 0 | 46.3107 | 0
02.11. | 8 | 789.913 |  | 743.6024 | 0 | 0 | 46.3107 | 0
02.11. | 9 | 776.6047 |  | 730.2941 | 0 | 0 | 46.3107 | 0
02.11. | 10 | 769.9506 |  | 723.6399 | 0 | 0 | 46.3107 | 0
02.11. | 11 | 753.3152 |  | 707.0045 | 0 | 0 | 46.3107 | 0
02.11. | 12 | 758.3058 |  | 711.9951 | 0 | 0 | 46.3107 | 0
02.11. | 13 | 759.9693 |  | 713.6587 | 0 | 0 | 46.3107 | 0
02.11. | 14 | 754.9787 |  | 708.668 | 0 | 0 | 46.3107 | 0
02.11. | 15 | 753.3152 |  | 707.0045 | 0 | 0 | 46.3107 | 0
02.11. | 16 | 758.3058 |  | 711.9951 | 0 | 0 | 46.3107 | 0
02.11. | 17 | 763.2964 |  | 716.9857 | 0 | 0 | 46.3107 | 0
02.11. | 18 | 774.9412 |  | 728.6305 | 0 | 0 | 46.3107 | 0
02.11. | 19 | 779.9318 |  | 733.6211 | 0 | 0 | 46.3107 | 0
02.11. | 20 | 781.5953 |  | 735.2847 | 0 | 0 | 46.3107 | 0
02.11. | 21 | 784.9224 |  | 738.6118 | 0 | 0 | 46.3107 | 0
02.11. | 22 | 784.9224 |  | 738.6118 | 0 | 0 | 46.3107 | 0
02.11. | 23 | 789.913 |  | 743.6024 | 0 | 0 | 46.3107 | 0
02.11. | 24 | 789.913 |  | 743.6024 | 0 | 0 | 46.3107 | 0
03.11. | 1 | 793.2401 |  | 746.9295 | 0 | 0 | 46.3107 | 0
03.11. | 2 | 796.5672 |  | 750.2565 | 0 | 0 | 46.3107 | 0
03.11. | 3 | 799.8943 |  | 753.5836 | 0 | 0 | 46.3107 | 0
03.11. | 4 | 804.8849 |  | 758.5742 | 0 | 0 | 46.3107 | 0
03.11. | 5 | 808.212 |  | 761.9013 | 0 | 0 | 46.3107 | 0
03.11. | 6 | 814.8661 |  | 768.5555 | 0 | 0 | 46.3107 | 0
03.11. | 7 | 818.1932 |  | 771.8826 | 0 | 0 | 46.3107 | 0
03.11. | 8 | 818.1932 |  | 771.8826 | 0 | 0 | 46.3107 | 0
03.11. | 9 | 808.212 |  | 761.9013 | 0 | 0 | 46.3107 | 0
03.11. | 10 | 804.8849 |  | 758.5742 | 0 | 0 | 46.3107 | 0
03.11. | 11 | 793.2401 |  | 746.9295 | 0 | 0 | 46.3107 | 0
03.11. | 12 | 798.2307 |  | 751.9201 | 0 | 0 | 46.3107 | 0
03.11. | 13 | 798.2307 |  | 751.9201 | 0 | 0 | 46.3107 | 0
03.11. | 14 | 794.9037 |  | 748.593 | 0 | 0 | 46.3107 | 0
03.11. | 15 | 791.5766 |  | 745.2659 | 0 | 0 | 46.3107 | 0
03.11. | 16 | 799.8943 |  | 753.5836 | 0 | 0 | 46.3107 | 0
03.11. | 17 | 814.8661 |  | 768.5555 | 0 | 0 | 46.3107 | 0
03.11. | 18 | 838.1557 |  | 791.845 | 0 | 0 | 46.3107 | 0
03.11. | 19 | 851.464 |  | 805.1534 | 0 | 0 | 46.3107 | 0
03.11. | 20 | 859.7817 |  | 813.4711 | 0 | 0 | 46.3107 | 0
03.11. | 21 | 866.4359 |  | 820.1252 | 0 | 0 | 46.3107 | 0
03.11. | 22 | 868.0994 |  | 821.7888 | 0 | 0 | 46.3107 | 0
03.11. | 23 | 871.4265 |  | 825.1158 | 0 | 0 | 46.3107 | 0
03.11. | 24 | 871.4265 |  | 825.1158 | 0 | 0 | 46.3107 | 0
04.11. | 1 | 871.4265 |  | 825.1158 | 0 | 0 | 46.3107 | 0
04.11. | 2 | 871.4265 |  | 825.1158 | 0 | 0 | 46.3107 | 0
04.11. | 3 | 871.4265 |  | 825.1158 | 0 | 0 | 46.3107 | 0
04.11. | 4 | 871.4265 |  | 825.1158 | 0 | 0 | 46.3107 | 0
04.11. | 5 | 869.763 |  | 823.4523 | 0 | 0 | 46.3107 | 0
04.11. | 6 | 869.763 |  | 823.4523 | 0 | 0 | 46.3107 | 0
04.11. | 7 | 868.0994 |  | 821.7888 | 0 | 0 | 46.3107 | 0
04.11. | 8 | 863.1088 |  | 816.7981 | 0 | 0 | 46.3107 | 0
04.11. | 9 | 844.8099 |  | 798.4992 | 0 | 0 | 46.3107 | 0
04.11. | 10 | 828.1745 |  | 781.8638 | 0 | 0 | 46.3107 | 0
04.11. | 11 | 799.8943 |  | 753.5836 | 0 | 0 | 46.3107 | 0
04.11. | 12 | 789.913 |  | 743.6024 | 0 | 0 | 46.3107 | 0
04.11. | 13 | 781.5953 |  | 735.2847 | 0 | 0 | 46.3107 | 0
04.11. | 14 | 774.9412 |  | 728.6305 | 0 | 0 | 46.3107 | 0
04.11. | 15 | 778.2683 |  | 731.9576 | 0 | 0 | 46.3107 | 0
04.11. | 16 | 793.2401 |  | 746.9295 | 0 | 0 | 46.3107 | 0
04.11. | 17 | 806.5484 |  | 760.2378 | 0 | 0 | 46.3107 | 0
04.11. | 18 | 829.838 |  | 783.5273 | 0 | 0 | 46.3107 | 0
04.11. | 19 | 843.1463 |  | 796.8357 | 0 | 0 | 46.3107 | 0
04.11. | 20 | 849.8005 |  | 803.4898 | 0 | 0 | 46.3107 | 0
04.11. | 21 | 853.1276 |  | 806.8169 | 0 | 0 | 46.3107 | 0
04.11. | 22 | 854.7911 |  | 808.4804 | 0 | 0 | 46.3107 | 0
04.11. | 23 | 858.1182 |  | 811.8075 | 0 | 0 | 46.3107 | 0
04.11. | 24 | 858.1182 |  | 811.8075 | 0 | 0 | 46.3107 | 0
05.11. | 1 | 858.1182 |  | 811.8075 | 0 | 0 | 46.3107 | 0
05.11. | 2 | 858.1182 |  | 811.8075 | 0 | 0 | 46.3107 | 0
05.11. | 3 | 859.7817 |  | 813.4711 | 0 | 0 | 46.3107 | 0
05.11. | 4 | 859.7817 |  | 813.4711 | 0 | 0 | 46.3107 | 0
05.11. | 5 | 861.4453 |  | 815.1346 | 0 | 0 | 46.3107 | 0
05.11. | 6 | 863.1088 |  | 816.7981 | 0 | 0 | 46.3107 | 0
05.11. | 7 | 861.4453 |  | 815.1346 | 0 | 0 | 46.3107 | 0
05.11. | 8 | 854.7911 |  | 808.4804 | 0 | 0 | 46.3107 | 0
05.11. | 9 | 834.8286 |  | 788.518 | 0 | 0 | 46.3107 | 0
05.11. | 10 | 818.1932 |  | 771.8826 | 0 | 0 | 46.3107 | 0
05.11. | 11 | 791.5766 |  | 745.2659 | 0 | 0 | 46.3107 | 0
05.11. | 12 | 783.2589 |  | 736.9482 | 0 | 0 | 46.3107 | 0
05.11. | 13 | 774.9412 |  | 728.6305 | 0 | 0 | 46.3107 | 0
05.11. | 14 | 768.287 |  | 721.9764 | 0 | 0 | 46.3107 | 0
05.11. | 15 | 768.287 |  | 721.9764 | 0 | 0 | 46.3107 | 0
05.11. | 16 | 776.6047 |  | 730.2941 | 0 | 0 | 46.3107 | 0
05.11. | 17 | 781.5953 |  | 735.2847 | 0 | 0 | 46.3107 | 0
05.11. | 18 | 793.2401 |  | 746.9295 | 0 | 0 | 46.3107 | 0
05.11. | 19 | 799.8943 |  | 753.5836 | 0 | 0 | 46.3107 | 0
05.11. | 20 | 803.2214 |  | 756.9107 | 0 | 0 | 46.3107 | 0
05.11. | 21 | 806.5484 |  | 760.2378 | 0 | 0 | 46.3107 | 0
05.11. | 22 | 809.8755 |  | 763.5649 | 0 | 0 | 46.3107 | 0
05.11. | 23 | 813.2026 |  | 766.8919 | 0 | 0 | 46.3107 | 0
05.11. | 24 | 816.5297 |  | 770.219 | 0 | 0 | 46.3107 | 0
06.11. | 1 | 819.8568 |  | 773.5461 | 0 | 0 | 46.3107 | 0
06.11. | 2 | 823.1838 |  | 776.8732 | 0 | 0 | 46.3107 | 0
06.11. | 3 | 826.5109 |  | 780.2003 | 0 | 0 | 46.3107 | 0
06.11. | 4 | 829.838 |  | 783.5273 | 0 | 0 | 46.3107 | 0
06.11. | 5 | 831.5015 |  | 785.1909 | 0 | 0 | 46.3107 | 0
06.11. | 6 | 834.8286 |  | 788.518 | 0 | 0 | 46.3107 | 0
06.11. | 7 | 833.1651 |  | 786.8544 | 0 | 0 | 46.3107 | 0
06.11. | 8 | 826.5109 |  | 780.2003 | 0 | 0 | 46.3107 | 0
06.11. | 9 | 803.2214 |  | 756.9107 | 0 | 0 | 46.3107 | 0
06.11. | 10 | 783.2589 |  | 736.9482 | 0 | 0 | 46.3107 | 0
06.11. | 11 | 753.3152 |  | 707.0045 | 0 | 0 | 46.3107 | 0
06.11. | 12 | 738.3433 |  | 692.0326 | 0 | 0 | 46.3107 | 0
06.11. | 13 | 730.0256 |  | 683.7149 | 0 | 0 | 46.3107 | 0
06.11. | 14 | 728.3621 |  | 682.0514 | 0 | 0 | 46.3107 | 0
06.11. | 15 | 736.6798 |  | 690.3691 | 0 | 0 | 46.3107 | 0
06.11. | 16 | 753.3152 |  | 707.0045 | 0 | 0 | 46.3107 | 0
06.11. | 17 | 773.2776 |  | 726.967 | 0 | 0 | 46.3107 | 0
06.11. | 18 | 803.2214 |  | 756.9107 | 0 | 0 | 46.3107 | 0
06.11. | 19 | 823.1838 |  | 776.8732 | 0 | 0 | 46.3107 | 0
06.11. | 20 | 834.8286 |  | 788.518 | 0 | 0 | 46.3107 | 0
06.11. | 21 | 843.1463 |  | 796.8357 | 0 | 0 | 46.3107 | 0
06.11. | 22 | 848.1369 |  | 801.8263 | 0 | 0 | 46.3107 | 0
06.11. | 23 | 854.7911 |  | 808.4804 | 0 | 0 | 46.3107 | 0
06.11. | 24 | 858.1182 |  | 811.8075 | 0 | 0 | 46.3107 | 0
07.11. | 1 | 861.4453 |  | 815.1346 | 0 | 0 | 46.3107 | 0
07.11. | 2 | 863.1088 |  | 816.7981 | 0 | 0 | 46.3107 | 0
07.11. | 3 | 866.4359 |  | 820.1252 | 0 | 0 | 46.3107 | 0
07.11. | 4 | 868.0994 |  | 821.7888 | 0 | 0 | 46.3107 | 0
07.11. | 5 | 871.4265 |  | 825.1158 | 0 | 0 | 46.3107 | 0
07.11. | 6 | 873.09 |  | 826.7794 | 0 | 0 | 46.3107 | 0
07.11. | 7 | 871.4265 |  | 825.1158 | 0 | 0 | 46.3107 | 0
07.11. | 8 | 863.1088 |  | 816.7981 | 0 | 0 | 46.3107 | 0
07.11. | 9 | 836.4922 |  | 790.1815 | 0 | 0 | 46.3107 | 0
07.11. | 10 | 801.5578 |  | 755.2472 | 0 | 0 | 46.3107 | 0
07.11. | 11 | 754.9787 |  | 708.668 | 0 | 0 | 46.3107 | 0
07.11. | 12 | 730.0256 |  | 683.7149 | 0 | 0 | 46.3107 | 0
07.11. | 13 | 718.3808 |  | 672.0702 | 0 | 0 | 46.3107 | 0
07.11. | 14 | 718.3808 |  | 672.0702 | 0 | 0 | 46.3107 | 0
07.11. | 15 | 731.6891 |  | 685.3785 | 0 | 0 | 46.3107 | 0
07.11. | 16 | 751.6516 |  | 705.341 | 0 | 0 | 46.3107 | 0
07.11. | 17 | 769.9506 |  | 723.6399 | 0 | 0 | 46.3107 | 0
07.11. | 18 | 794.9037 |  | 748.593 | 0 | 0 | 46.3107 | 0
07.11. | 19 | 809.8755 |  | 763.5649 | 0 | 0 | 46.3107 | 0
07.11. | 20 | 818.1932 |  | 771.8826 | 0 | 0 | 46.3107 | 0
07.11. | 21 | 824.8474 |  | 778.5367 | 0 | 0 | 46.3107 | 0
07.11. | 22 | 826.5109 |  | 780.2003 | 0 | 0 | 46.3107 | 0
07.11. | 23 | 831.5015 |  | 785.1909 | 0 | 0 | 46.3107 | 0
07.11. | 24 | 831.5015 |  | 785.1909 | 0 | 0 | 46.3107 | 0
08.11. | 1 | 833.1651 |  | 786.8544 | 0 | 0 | 46.3107 | 0
08.11. | 2 | 834.8286 |  | 788.518 | 0 | 0 | 46.3107 | 0
08.11. | 3 | 838.1557 |  | 791.845 | 0 | 0 | 46.3107 | 0
08.11. | 4 | 843.1463 |  | 796.8357 | 0 | 0 | 46.3107 | 0
08.11. | 5 | 846.4734 |  | 800.1627 | 0 | 0 | 46.3107 | 0
08.11. | 6 | 851.464 |  | 805.1534 | 0 | 0 | 46.3107 | 0
08.11. | 7 | 848.1369 |  | 801.8263 | 0 | 0 | 46.3107 | 0
08.11. | 8 | 836.4922 |  | 790.1815 | 0 | 0 | 46.3107 | 0
08.11. | 9 | 803.2214 |  | 756.9107 | 0 | 0 | 46.3107 | 0
08.11. | 10 | 773.2776 |  | 726.967 | 0 | 0 | 46.3107 | 0
08.11. | 11 | 740.0068 |  | 693.6962 | 0 | 0 | 46.3107 | 0
08.11. | 12 | 730.0256 |  | 683.7149 | 0 | 0 | 46.3107 | 0
08.11. | 13 | 725.035 |  | 678.7243 | 0 | 0 | 46.3107 | 0
08.11. | 14 | 723.3714 |  | 677.0608 | 0 | 0 | 46.3107 | 0
08.11. | 15 | 733.3527 |  | 687.042 | 0 | 0 | 46.3107 | 0
08.11. | 16 | 748.3245 |  | 702.0139 | 0 | 0 | 46.3107 | 0
08.11. | 17 | 763.2964 |  | 716.9857 | 0 | 0 | 46.3107 | 0
08.11. | 18 | 783.2589 |  | 736.9482 | 0 | 0 | 46.3107 | 0
08.11. | 19 | 794.9037 |  | 748.593 | 0 | 0 | 46.3107 | 0
08.11. | 20 | 799.8943 |  | 753.5836 | 0 | 0 | 46.3107 | 0
08.11. | 21 | 801.5578 |  | 755.2472 | 0 | 0 | 46.3107 | 0
08.11. | 22 | 803.2214 |  | 756.9107 | 0 | 0 | 46.3107 | 0
08.11. | 23 | 808.212 |  | 761.9013 | 0 | 0 | 46.3107 | 0
08.11. | 24 | 809.8755 |  | 763.5649 | 0 | 0 | 46.3107 | 0
09.11. | 1 | 811.5391 |  | 765.2284 | 0 | 0 | 46.3107 | 0
09.11. | 2 | 808.212 |  | 761.9013 | 0 | 0 | 46.3107 | 0
09.11. | 3 | 804.8849 |  | 758.5742 | 0 | 0 | 46.3107 | 0
09.11. | 4 | 803.2214 |  | 756.9107 | 0 | 0 | 46.3107 | 0
09.11. | 5 | 803.2214 |  | 756.9107 | 0 | 0 | 46.3107 | 0
09.11. | 6 | 803.2214 |  | 756.9107 | 0 | 0 | 46.3107 | 0
09.11. | 7 | 803.2214 |  | 756.9107 | 0 | 0 | 46.3107 | 0
09.11. | 8 | 801.5578 |  | 755.2472 | 0 | 0 | 46.3107 | 0
09.11. | 9 | 788.2495 |  | 741.9388 | 0 | 0 | 46.3107 | 0
09.11. | 10 | 781.5953 |  | 735.2847 | 0 | 0 | 46.3107 | 0
09.11. | 11 | 766.6235 |  | 720.3128 | 0 | 0 | 46.3107 | 0
09.11. | 12 | 769.9506 |  | 723.6399 | 0 | 0 | 46.3107 | 0
09.11. | 13 | 769.9506 |  | 723.6399 | 0 | 0 | 46.3107 | 0
09.11. | 14 | 764.9599 |  | 718.6493 | 0 | 0 | 46.3107 | 0
09.11. | 15 | 764.9599 |  | 718.6493 | 0 | 0 | 46.3107 | 0
09.11. | 16 | 768.287 |  | 721.9764 | 0 | 0 | 46.3107 | 0
09.11. | 17 | 771.6141 |  | 725.3034 | 0 | 0 | 46.3107 | 0
09.11. | 18 | 779.9318 |  | 733.6211 | 0 | 0 | 46.3107 | 0
09.11. | 19 | 786.586 |  | 740.2753 | 0 | 0 | 46.3107 | 0
09.11. | 20 | 791.5766 |  | 745.2659 | 0 | 0 | 46.3107 | 0
09.11. | 21 | 799.8943 |  | 753.5836 | 0 | 0 | 46.3107 | 0
09.11. | 22 | 804.8849 |  | 758.5742 | 0 | 0 | 46.3107 | 0
09.11. | 23 | 809.8755 |  | 763.5649 | 0 | 0 | 46.3107 | 0
09.11. | 24 | 811.5391 |  | 765.2284 | 0 | 0 | 46.3107 | 0
10.11. | 1 | 813.2026 |  | 766.8919 | 0 | 0 | 46.3107 | 0
10.11. | 2 | 814.8661 |  | 768.5555 | 0 | 0 | 46.3107 | 0
10.11. | 3 | 818.1932 |  | 771.8826 | 0 | 0 | 46.3107 | 0
10.11. | 4 | 821.5203 |  | 775.2096 | 0 | 0 | 46.3107 | 0
10.11. | 5 | 824.8474 |  | 778.5367 | 0 | 0 | 46.3107 | 0
10.11. | 6 | 828.1745 |  | 781.8638 | 0 | 0 | 46.3107 | 0
10.11. | 7 | 828.1745 |  | 781.8638 | 0 | 0 | 46.3107 | 0
10.11. | 8 | 824.8474 |  | 778.5367 | 0 | 0 | 46.3107 | 0
10.11. | 9 | 809.8755 |  | 763.5649 | 0 | 0 | 46.3107 | 0
10.11. | 10 | 798.2307 |  | 751.9201 | 0 | 0 | 46.3107 | 0
10.11. | 11 | 778.2683 |  | 731.9576 | 0 | 0 | 46.3107 | 0
10.11. | 12 | 773.2776 |  | 726.967 | 0 | 0 | 46.3107 | 0
10.11. | 13 | 769.9506 |  | 723.6399 | 0 | 0 | 46.3107 | 0
10.11. | 14 | 764.9599 |  | 718.6493 | 0 | 0 | 46.3107 | 0
10.11. | 15 | 768.287 |  | 721.9764 | 0 | 0 | 46.3107 | 0
10.11. | 16 | 783.2589 |  | 736.9482 | 0 | 0 | 46.3107 | 0
10.11. | 17 | 796.5672 |  | 750.2565 | 0 | 0 | 46.3107 | 0
10.11. | 18 | 819.8568 |  | 773.5461 | 0 | 0 | 46.3107 | 0
10.11. | 19 | 833.1651 |  | 786.8544 | 0 | 0 | 46.3107 | 0
10.11. | 20 | 841.4828 |  | 795.1721 | 0 | 0 | 46.3107 | 0
10.11. | 21 | 846.4734 |  | 800.1627 | 0 | 0 | 46.3107 | 0
10.11. | 22 | 848.1369 |  | 801.8263 | 0 | 0 | 46.3107 | 0
10.11. | 23 | 851.464 |  | 805.1534 | 0 | 0 | 46.3107 | 0
10.11. | 24 | 851.464 |  | 805.1534 | 0 | 0 | 46.3107 | 0
11.11. | 1 | 853.1276 |  | 806.8169 | 0 | 0 | 46.3107 | 0
11.11. | 2 | 853.1276 |  | 806.8169 | 0 | 0 | 46.3107 | 0
11.11. | 3 | 853.1276 |  | 806.8169 | 0 | 0 | 46.3107 | 0
11.11. | 4 | 854.7911 |  | 808.4804 | 0 | 0 | 46.3107 | 0
11.11. | 5 | 856.4546 |  | 810.144 | 0 | 0 | 46.3107 | 0
11.11. | 6 | 859.7817 |  | 813.4711 | 0 | 0 | 46.3107 | 0
11.11. | 7 | 858.1182 |  | 811.8075 | 0 | 0 | 46.3107 | 0
11.11. | 8 | 853.1276 |  | 806.8169 | 0 | 0 | 46.3107 | 0
11.11. | 9 | 838.1557 |  | 791.845 | 0 | 0 | 46.3107 | 0
11.11. | 10 | 824.8474 |  | 778.5367 | 0 | 0 | 46.3107 | 0
11.11. | 11 | 801.5578 |  | 755.2472 | 0 | 0 | 46.3107 | 0
11.11. | 12 | 798.2307 |  | 751.9201 | 0 | 0 | 46.3107 | 0
11.11. | 13 | 796.5672 |  | 750.2565 | 0 | 0 | 46.3107 | 0
11.11. | 14 | 794.9037 |  | 748.593 | 0 | 0 | 46.3107 | 0
11.11. | 15 | 801.5578 |  | 755.2472 | 0 | 0 | 46.3107 | 0
11.11. | 16 | 811.5391 |  | 765.2284 | 0 | 0 | 46.3107 | 0
11.11. | 17 | 816.5297 |  | 770.219 | 0 | 0 | 46.3107 | 0
11.11. | 18 | 828.1745 |  | 781.8638 | 0 | 0 | 46.3107 | 0
11.11. | 19 | 833.1651 |  | 786.8544 | 0 | 0 | 46.3107 | 0
11.11. | 20 | 838.1557 |  | 791.845 | 0 | 0 | 46.3107 | 0
11.11. | 21 | 841.4828 |  | 795.1721 | 0 | 0 | 46.3107 | 0
11.11. | 22 | 843.1463 |  | 796.8357 | 0 | 0 | 46.3107 | 0
11.11. | 23 | 846.4734 |  | 800.1627 | 0 | 0 | 46.3107 | 0
11.11. | 24 | 848.1369 |  | 801.8263 | 0 | 0 | 46.3107 | 0
12.11. | 1 | 848.1369 |  | 801.8263 | 0 | 0 | 46.3107 | 0
12.11. | 2 | 849.8005 |  | 803.4898 | 0 | 0 | 46.3107 | 0
12.11. | 3 | 851.464 |  | 805.1534 | 0 | 0 | 46.3107 | 0
12.11. | 4 | 853.1276 |  | 806.8169 | 0 | 0 | 46.3107 | 0
12.11. | 5 | 853.1276 |  | 806.8169 | 0 | 0 | 46.3107 | 0
12.11. | 6 | 854.7911 |  | 808.4804 | 0 | 0 | 46.3107 | 0
12.11. | 7 | 854.7911 |  | 808.4804 | 0 | 0 | 46.3107 | 0
12.11. | 8 | 853.1276 |  | 806.8169 | 0 | 0 | 46.3107 | 0
12.11. | 9 | 843.1463 |  | 796.8357 | 0 | 0 | 46.3107 | 0
12.11. | 10 | 836.4922 |  | 790.1815 | 0 | 0 | 46.3107 | 0
12.11. | 11 | 813.2026 |  | 766.8919 | 0 | 0 | 46.3107 | 0
12.11. | 12 | 803.2214 |  | 756.9107 | 0 | 0 | 46.3107 | 0
12.11. | 13 | 798.2307 |  | 751.9201 | 0 | 0 | 46.3107 | 0
12.11. | 14 | 801.5578 |  | 755.2472 | 0 | 0 | 46.3107 | 0
12.11. | 15 | 814.8661 |  | 768.5555 | 0 | 0 | 46.3107 | 0
12.11. | 16 | 828.1745 |  | 781.8638 | 0 | 0 | 46.3107 | 0
12.11. | 17 | 833.1651 |  | 786.8544 | 0 | 0 | 46.3107 | 0
12.11. | 18 | 839.8192 |  | 793.5086 | 0 | 0 | 46.3107 | 0
12.11. | 19 | 843.1463 |  | 796.8357 | 0 | 0 | 46.3107 | 0
12.11. | 20 | 843.1463 |  | 796.8357 | 0 | 0 | 46.3107 | 0
12.11. | 21 | 844.8099 |  | 798.4992 | 0 | 0 | 46.3107 | 0
12.11. | 22 | 844.8099 |  | 798.4992 | 0 | 0 | 46.3107 | 0
12.11. | 23 | 846.4734 |  | 800.1627 | 0 | 0 | 46.3107 | 0
12.11. | 24 | 844.8099 |  | 798.4992 | 0 | 0 | 46.3107 | 0
13.11. | 1 | 843.1463 |  | 796.8357 | 0 | 0 | 46.3107 | 0
13.11. | 2 | 841.4828 |  | 795.1721 | 0 | 0 | 46.3107 | 0
13.11. | 3 | 841.4828 |  | 795.1721 | 0 | 0 | 46.3107 | 0
13.11. | 4 | 839.8192 |  | 793.5086 | 0 | 0 | 46.3107 | 0
13.11. | 5 | 836.4922 |  | 790.1815 | 0 | 0 | 46.3107 | 0
13.11. | 6 | 834.8286 |  | 788.518 | 0 | 0 | 46.3107 | 0
13.11. | 7 | 833.1651 |  | 786.8544 | 0 | 0 | 46.3107 | 0
13.11. | 8 | 833.1651 |  | 786.8544 | 0 | 0 | 46.3107 | 0
13.11. | 9 | 826.5109 |  | 780.2003 | 0 | 0 | 46.3107 | 0
13.11. | 10 | 826.5109 |  | 780.2003 | 0 | 0 | 46.3107 | 0
13.11. | 11 | 816.5297 |  | 770.219 | 0 | 0 | 46.3107 | 0
13.11. | 12 | 821.5203 |  | 775.2096 | 0 | 0 | 46.3107 | 0
13.11. | 13 | 821.5203 |  | 775.2096 | 0 | 0 | 46.3107 | 0
13.11. | 14 | 814.8661 |  | 768.5555 | 0 | 0 | 46.3107 | 0
13.11. | 15 | 809.8755 |  | 763.5649 | 0 | 0 | 46.3107 | 0
13.11. | 16 | 806.5484 |  | 760.2378 | 0 | 0 | 46.3107 | 0
13.11. | 17 | 804.8849 |  | 758.5742 | 0 | 0 | 46.3107 | 0
13.11. | 18 | 811.5391 |  | 765.2284 | 0 | 0 | 46.3107 | 0
13.11. | 19 | 814.8661 |  | 768.5555 | 0 | 0 | 46.3107 | 0
13.11. | 20 | 818.1932 |  | 771.8826 | 0 | 0 | 46.3107 | 0
13.11. | 21 | 826.5109 |  | 780.2003 | 0 | 0 | 46.3107 | 0
13.11. | 22 | 831.5015 |  | 785.1909 | 0 | 0 | 46.3107 | 0
13.11. | 23 | 838.1557 |  | 791.845 | 0 | 0 | 46.3107 | 0
13.11. | 24 | 843.1463 |  | 796.8357 | 0 | 0 | 46.3107 | 0
14.11. | 1 | 846.4734 |  | 800.1627 | 0 | 0 | 46.3107 | 0
14.11. | 2 | 851.464 |  | 805.1534 | 0 | 0 | 46.3107 | 0
14.11. | 3 | 858.1182 |  | 811.8075 | 0 | 0 | 46.3107 | 0
14.11. | 4 | 863.1088 |  | 816.7981 | 0 | 0 | 46.3107 | 0
14.11. | 5 | 866.4359 |  | 820.1252 | 0 | 0 | 46.3107 | 0
14.11. | 6 | 869.763 |  | 823.4523 | 0 | 0 | 46.3107 | 0
14.11. | 7 | 871.4265 |  | 825.1158 | 0 | 0 | 46.3107 | 0
14.11. | 8 | 871.4265 |  | 825.1158 | 0 | 0 | 46.3107 | 0
14.11. | 9 | 864.7723 |  | 818.4617 | 0 | 0 | 46.3107 | 0
14.11. | 10 | 858.1182 |  | 811.8075 | 0 | 0 | 46.3107 | 0
14.11. | 11 | 841.4828 |  | 795.1721 | 0 | 0 | 46.3107 | 0
14.11. | 12 | 838.1557 |  | 791.845 | 0 | 0 | 46.3107 | 0
14.11. | 13 | 838.1557 |  | 791.845 | 0 | 0 | 46.3107 | 0
14.11. | 14 | 841.4828 |  | 795.1721 | 0 | 0 | 46.3107 | 0
14.11. | 15 | 851.464 |  | 805.1534 | 0 | 0 | 46.3107 | 0
14.11. | 16 | 861.4453 |  | 815.1346 | 0 | 0 | 46.3107 | 0
14.11. | 17 | 871.4265 |  | 825.1158 | 0 | 0 | 46.3107 | 0
14.11. | 18 | 874.7536 |  | 828.4429 | 0 | 0 | 46.3107 | 0
14.11. | 19 | 874.7536 |  | 828.4429 | 0 | 0 | 46.3107 | 0
14.11. | 20 | 873.09 |  | 826.7794 | 0 | 0 | 46.3107 | 0
14.11. | 21 | 873.09 |  | 826.7794 | 0 | 0 | 46.3107 | 0
14.11. | 22 | 873.09 |  | 826.7794 | 0 | 0 | 46.3107 | 0
14.11. | 23 | 871.4265 |  | 825.1158 | 0 | 0 | 46.3107 | 0
14.11. | 24 | 871.4265 |  | 825.1158 | 0 | 0 | 46.3107 | 0
15.11. | 1 | 873.09 |  | 826.7794 | 0 | 0 | 46.3107 | 0
15.11. | 2 | 873.09 |  | 826.7794 | 0 | 0 | 46.3107 | 0
15.11. | 3 | 873.09 |  | 826.7794 | 0 | 0 | 46.3107 | 0
15.11. | 4 | 873.09 |  | 826.7794 | 0 | 0 | 46.3107 | 0
15.11. | 5 | 873.09 |  | 826.7794 | 0 | 0 | 46.3107 | 0
15.11. | 6 | 873.09 |  | 826.7794 | 0 | 0 | 46.3107 | 0
15.11. | 7 | 873.09 |  | 826.7794 | 0 | 0 | 46.3107 | 0
15.11. | 8 | 873.09 |  | 826.7794 | 0 | 0 | 46.3107 | 0
15.11. | 9 | 874.7536 |  | 828.4429 | 0 | 0 | 46.3107 | 0
15.11. | 10 | 874.7536 |  | 828.4429 | 0 | 0 | 46.3107 | 0
15.11. | 11 | 871.4265 |  | 825.1158 | 0 | 0 | 46.3107 | 0
15.11. | 12 | 868.0994 |  | 821.7888 | 0 | 0 | 46.3107 | 0
15.11. | 13 | 866.4359 |  | 820.1252 | 0 | 0 | 46.3107 | 0
15.11. | 14 | 864.7723 |  | 818.4617 | 0 | 0 | 46.3107 | 0
15.11. | 15 | 866.4359 |  | 820.1252 | 0 | 0 | 46.3107 | 0
15.11. | 16 | 868.0994 |  | 821.7888 | 0 | 0 | 46.3107 | 0
15.11. | 17 | 868.0994 |  | 821.7888 | 0 | 0 | 46.3107 | 0
15.11. | 18 | 868.0994 |  | 821.7888 | 0 | 0 | 46.3107 | 0
15.11. | 19 | 868.0994 |  | 821.7888 | 0 | 0 | 46.3107 | 0
15.11. | 20 | 868.0994 |  | 821.7888 | 0 | 0 | 46.3107 | 0
15.11. | 21 | 869.763 |  | 823.4523 | 0 | 0 | 46.3107 | 0
15.11. | 22 | 871.4265 |  | 825.1158 | 0 | 0 | 46.3107 | 0
15.11. | 23 | 871.4265 |  | 825.1158 | 0 | 0 | 46.3107 | 0
15.11. | 24 | 871.4265 |  | 825.1158 | 0 | 0 | 46.3107 | 0
16.11. | 1 | 871.4265 |  | 825.1158 | 0 | 0 | 46.3107 | 0
16.11. | 2 | 871.4265 |  | 825.1158 | 0 | 0 | 46.3107 | 0
16.11. | 3 | 871.4265 |  | 825.1158 | 0 | 0 | 46.3107 | 0
16.11. | 4 | 871.4265 |  | 825.1158 | 0 | 0 | 46.3107 | 0
16.11. | 5 | 871.4265 |  | 825.1158 | 0 | 0 | 46.3107 | 0
16.11. | 6 | 869.763 |  | 823.4523 | 0 | 0 | 46.3107 | 0
16.11. | 7 | 869.763 |  | 823.4523 | 0 | 0 | 46.3107 | 0
16.11. | 8 | 871.4265 |  | 825.1158 | 0 | 0 | 46.3107 | 0
16.11. | 9 | 871.4265 |  | 825.1158 | 0 | 0 | 46.3107 | 0
16.11. | 10 | 871.4265 |  | 825.1158 | 0 | 0 | 46.3107 | 0
16.11. | 11 | 868.0994 |  | 821.7888 | 0 | 0 | 46.3107 | 0
16.11. | 12 | 869.763 |  | 823.4523 | 0 | 0 | 46.3107 | 0
16.11. | 13 | 869.763 |  | 823.4523 | 0 | 0 | 46.3107 | 0
16.11. | 14 | 866.4359 |  | 820.1252 | 0 | 0 | 46.3107 | 0
16.11. | 15 | 863.1088 |  | 816.7981 | 0 | 0 | 46.3107 | 0
16.11. | 16 | 858.1182 |  | 811.8075 | 0 | 0 | 46.3107 | 0
16.11. | 17 | 854.7911 |  | 808.4804 | 0 | 0 | 46.3107 | 0
16.11. | 18 | 854.7911 |  | 808.4804 | 0 | 0 | 46.3107 | 0
16.11. | 19 | 853.1276 |  | 806.8169 | 0 | 0 | 46.3107 | 0
16.11. | 20 | 851.464 |  | 805.1534 | 0 | 0 | 46.3107 | 0
16.11. | 21 | 853.1276 |  | 806.8169 | 0 | 0 | 46.3107 | 0
16.11. | 22 | 853.1276 |  | 806.8169 | 0 | 0 | 46.3107 | 0
16.11. | 23 | 854.7911 |  | 808.4804 | 0 | 0 | 46.3107 | 0
16.11. | 24 | 853.1276 |  | 806.8169 | 0 | 0 | 46.3107 | 0
17.11. | 1 | 851.464 |  | 805.1534 | 0 | 0 | 46.3107 | 0
17.11. | 2 | 851.464 |  | 805.1534 | 0 | 0 | 46.3107 | 0
17.11. | 3 | 849.8005 |  | 803.4898 | 0 | 0 | 46.3107 | 0
17.11. | 4 | 849.8005 |  | 803.4898 | 0 | 0 | 46.3107 | 0
17.11. | 5 | 848.1369 |  | 801.8263 | 0 | 0 | 46.3107 | 0
17.11. | 6 | 844.8099 |  | 798.4992 | 0 | 0 | 46.3107 | 0
17.11. | 7 | 844.8099 |  | 798.4992 | 0 | 0 | 46.3107 | 0
17.11. | 8 | 848.1369 |  | 801.8263 | 0 | 0 | 46.3107 | 0
17.11. | 9 | 848.1369 |  | 801.8263 | 0 | 0 | 46.3107 | 0
17.11. | 10 | 849.8005 |  | 803.4898 | 0 | 0 | 46.3107 | 0
17.11. | 11 | 839.8192 |  | 793.5086 | 0 | 0 | 46.3107 | 0
17.11. | 12 | 839.8192 |  | 793.5086 | 0 | 0 | 46.3107 | 0
17.11. | 13 | 836.4922 |  | 790.1815 | 0 | 0 | 46.3107 | 0
17.11. | 14 | 828.1745 |  | 781.8638 | 0 | 0 | 46.3107 | 0
17.11. | 15 | 819.8568 |  | 773.5461 | 0 | 0 | 46.3107 | 0
17.11. | 16 | 813.2026 |  | 766.8919 | 0 | 0 | 46.3107 | 0
17.11. | 17 | 806.5484 |  | 760.2378 | 0 | 0 | 46.3107 | 0
17.11. | 18 | 806.5484 |  | 760.2378 | 0 | 0 | 46.3107 | 0
17.11. | 19 | 803.2214 |  | 756.9107 | 0 | 0 | 46.3107 | 0
17.11. | 20 | 801.5578 |  | 755.2472 | 0 | 0 | 46.3107 | 0
17.11. | 21 | 803.2214 |  | 756.9107 | 0 | 0 | 46.3107 | 0
17.11. | 22 | 804.8849 |  | 758.5742 | 0 | 0 | 46.3107 | 0
17.11. | 23 | 806.5484 |  | 760.2378 | 0 | 0 | 46.3107 | 0
17.11. | 24 | 804.8849 |  | 758.5742 | 0 | 0 | 46.3107 | 0
18.11. | 1 | 804.8849 |  | 758.5742 | 0 | 0 | 46.3107 | 0
18.11. | 2 | 804.8849 |  | 758.5742 | 0 | 0 | 46.3107 | 0
18.11. | 3 | 806.5484 |  | 760.2378 | 0 | 0 | 46.3107 | 0
18.11. | 4 | 806.5484 |  | 760.2378 | 0 | 0 | 46.3107 | 0
18.11. | 5 | 804.8849 |  | 758.5742 | 0 | 0 | 46.3107 | 0
18.11. | 6 | 804.8849 |  | 758.5742 | 0 | 0 | 46.3107 | 0
18.11. | 7 | 808.212 |  | 761.9013 | 0 | 0 | 46.3107 | 0
18.11. | 8 | 814.8661 |  | 768.5555 | 0 | 0 | 46.3107 | 0
18.11. | 9 | 813.2026 |  | 766.8919 | 0 | 0 | 46.3107 | 0
18.11. | 10 | 821.5203 |  | 775.2096 | 0 | 0 | 46.3107 | 0
18.11. | 11 | 816.5297 |  | 770.219 | 0 | 0 | 46.3107 | 0
18.11. | 12 | 824.8474 |  | 778.5367 | 0 | 0 | 46.3107 | 0
18.11. | 13 | 828.1745 |  | 781.8638 | 0 | 0 | 46.3107 | 0
18.11. | 14 | 823.1838 |  | 776.8732 | 0 | 0 | 46.3107 | 0
18.11. | 15 | 818.1932 |  | 771.8826 | 0 | 0 | 46.3107 | 0
18.11. | 16 | 814.8661 |  | 768.5555 | 0 | 0 | 46.3107 | 0
18.11. | 17 | 809.8755 |  | 763.5649 | 0 | 0 | 46.3107 | 0
18.11. | 18 | 811.5391 |  | 765.2284 | 0 | 0 | 46.3107 | 0
18.11. | 19 | 813.2026 |  | 766.8919 | 0 | 0 | 46.3107 | 0
18.11. | 20 | 814.8661 |  | 768.5555 | 0 | 0 | 46.3107 | 0
18.11. | 21 | 819.8568 |  | 773.5461 | 0 | 0 | 46.3107 | 0
18.11. | 22 | 823.1838 |  | 776.8732 | 0 | 0 | 46.3107 | 0
18.11. | 23 | 828.1745 |  | 781.8638 | 0 | 0 | 46.3107 | 0
18.11. | 24 | 829.838 |  | 783.5273 | 0 | 0 | 46.3107 | 0
19.11. | 1 | 833.1651 |  | 786.8544 | 0 | 0 | 46.3107 | 0
19.11. | 2 | 834.8286 |  | 788.518 | 0 | 0 | 46.3107 | 0
19.11. | 3 | 836.4922 |  | 790.1815 | 0 | 0 | 46.3107 | 0
19.11. | 4 | 839.8192 |  | 793.5086 | 0 | 0 | 46.3107 | 0
19.11. | 5 | 839.8192 |  | 793.5086 | 0 | 0 | 46.3107 | 0
19.11. | 6 | 839.8192 |  | 793.5086 | 0 | 0 | 46.3107 | 0
19.11. | 7 | 843.1463 |  | 796.8357 | 0 | 0 | 46.3107 | 0
19.11. | 8 | 848.1369 |  | 801.8263 | 0 | 0 | 46.3107 | 0
19.11. | 9 | 848.1369 |  | 801.8263 | 0 | 0 | 46.3107 | 0
19.11. | 10 | 854.7911 |  | 808.4804 | 0 | 0 | 46.3107 | 0
19.11. | 11 | 851.464 |  | 805.1534 | 0 | 0 | 46.3107 | 0
19.11. | 12 | 856.4546 |  | 810.144 | 0 | 0 | 46.3107 | 0
19.11. | 13 | 858.1182 |  | 811.8075 | 0 | 0 | 46.3107 | 0
19.11. | 14 | 854.7911 |  | 808.4804 | 0 | 0 | 46.3107 | 0
19.11. | 15 | 851.464 |  | 805.1534 | 0 | 0 | 46.3107 | 0
19.11. | 16 | 849.8005 |  | 803.4898 | 0 | 0 | 46.3107 | 0
19.11. | 17 | 848.1369 |  | 801.8263 | 0 | 0 | 46.3107 | 0
19.11. | 18 | 848.1369 |  | 801.8263 | 0 | 0 | 46.3107 | 0
19.11. | 19 | 848.1369 |  | 801.8263 | 0 | 0 | 46.3107 | 0
19.11. | 20 | 849.8005 |  | 803.4898 | 0 | 0 | 46.3107 | 0
19.11. | 21 | 853.1276 |  | 806.8169 | 0 | 0 | 46.3107 | 0
19.11. | 22 | 854.7911 |  | 808.4804 | 0 | 0 | 46.3107 | 0
19.11. | 23 | 856.4546 |  | 810.144 | 0 | 0 | 46.3107 | 0
19.11. | 24 | 856.4546 |  | 810.144 | 0 | 0 | 46.3107 | 0
20.11. | 1 | 856.4546 |  | 810.144 | 0 | 0 | 46.3107 | 0
20.11. | 2 | 856.4546 |  | 810.144 | 0 | 0 | 46.3107 | 0
20.11. | 3 | 858.1182 |  | 811.8075 | 0 | 0 | 46.3107 | 0
20.11. | 4 | 858.1182 |  | 811.8075 | 0 | 0 | 46.3107 | 0
20.11. | 5 | 858.1182 |  | 811.8075 | 0 | 0 | 46.3107 | 0
20.11. | 6 | 856.4546 |  | 810.144 | 0 | 0 | 46.3107 | 0
20.11. | 7 | 856.4546 |  | 810.144 | 0 | 0 | 46.3107 | 0
20.11. | 8 | 859.7817 |  | 813.4711 | 0 | 0 | 46.3107 | 0
20.11. | 9 | 858.1182 |  | 811.8075 | 0 | 0 | 46.3107 | 0
20.11. | 10 | 859.7817 |  | 813.4711 | 0 | 0 | 46.3107 | 0
20.11. | 11 | 853.1276 |  | 806.8169 | 0 | 0 | 46.3107 | 0
20.11. | 12 | 853.1276 |  | 806.8169 | 0 | 0 | 46.3107 | 0
20.11. | 13 | 851.464 |  | 805.1534 | 0 | 0 | 46.3107 | 0
20.11. | 14 | 848.1369 |  | 801.8263 | 0 | 0 | 46.3107 | 0
20.11. | 15 | 844.8099 |  | 798.4992 | 0 | 0 | 46.3107 | 0
20.11. | 16 | 843.1463 |  | 796.8357 | 0 | 0 | 46.3107 | 0
20.11. | 17 | 836.4922 |  | 790.1815 | 0 | 0 | 46.3107 | 0
20.11. | 18 | 836.4922 |  | 790.1815 | 0 | 0 | 46.3107 | 0
20.11. | 19 | 834.8286 |  | 788.518 | 0 | 0 | 46.3107 | 0
20.11. | 20 | 833.1651 |  | 786.8544 | 0 | 0 | 46.3107 | 0
20.11. | 21 | 833.1651 |  | 786.8544 | 0 | 0 | 46.3107 | 0
20.11. | 22 | 833.1651 |  | 786.8544 | 0 | 0 | 46.3107 | 0
20.11. | 23 | 834.8286 |  | 788.518 | 0 | 0 | 46.3107 | 0
20.11. | 24 | 831.5015 |  | 785.1909 | 0 | 0 | 46.3107 | 0
21.11. | 1 | 831.5015 |  | 785.1909 | 0 | 0 | 46.3107 | 0
21.11. | 2 | 831.5015 |  | 785.1909 | 0 | 0 | 46.3107 | 0
21.11. | 3 | 831.5015 |  | 785.1909 | 0 | 0 | 46.3107 | 0
21.11. | 4 | 833.1651 |  | 786.8544 | 0 | 0 | 46.3107 | 0
21.11. | 5 | 831.5015 |  | 785.1909 | 0 | 0 | 46.3107 | 0
21.11. | 6 | 831.5015 |  | 785.1909 | 0 | 0 | 46.3107 | 0
21.11. | 7 | 833.1651 |  | 786.8544 | 0 | 0 | 46.3107 | 0
21.11. | 8 | 834.8286 |  | 788.518 | 0 | 0 | 46.3107 | 0
21.11. | 9 | 833.1651 |  | 786.8544 | 0 | 0 | 46.3107 | 0
21.11. | 10 | 834.8286 |  | 788.518 | 0 | 0 | 46.3107 | 0
21.11. | 11 | 826.5109 |  | 780.2003 | 0 | 0 | 46.3107 | 0
21.11. | 12 | 829.838 |  | 783.5273 | 0 | 0 | 46.3107 | 0
21.11. | 13 | 829.838 |  | 783.5273 | 0 | 0 | 46.3107 | 0
21.11. | 14 | 824.8474 |  | 778.5367 | 0 | 0 | 46.3107 | 0
21.11. | 15 | 819.8568 |  | 773.5461 | 0 | 0 | 46.3107 | 0
21.11. | 16 | 818.1932 |  | 771.8826 | 0 | 0 | 46.3107 | 0
21.11. | 17 | 811.5391 |  | 765.2284 | 0 | 0 | 46.3107 | 0
21.11. | 18 | 814.8661 |  | 768.5555 | 0 | 0 | 46.3107 | 0
21.11. | 19 | 816.5297 |  | 770.219 | 0 | 0 | 46.3107 | 0
21.11. | 20 | 818.1932 |  | 771.8826 | 0 | 0 | 46.3107 | 0
21.11. | 21 | 824.8474 |  | 778.5367 | 0 | 0 | 46.3107 | 0
21.11. | 22 | 828.1745 |  | 781.8638 | 0 | 0 | 46.3107 | 0
21.11. | 23 | 834.8286 |  | 788.518 | 0 | 0 | 46.3107 | 0
21.11. | 24 | 838.1557 |  | 791.845 | 0 | 0 | 46.3107 | 0
22.11. | 1 | 841.4828 |  | 795.1721 | 0 | 0 | 46.3107 | 0
22.11. | 2 | 844.8099 |  | 798.4992 | 0 | 0 | 46.3107 | 0
22.11. | 3 | 849.8005 |  | 803.4898 | 0 | 0 | 46.3107 | 0
22.11. | 4 | 853.1276 |  | 806.8169 | 0 | 0 | 46.3107 | 0
22.11. | 5 | 854.7911 |  | 808.4804 | 0 | 0 | 46.3107 | 0
22.11. | 6 | 858.1182 |  | 811.8075 | 0 | 0 | 46.3107 | 0
22.11. | 7 | 858.1182 |  | 811.8075 | 0 | 0 | 46.3107 | 0
22.11. | 8 | 859.7817 |  | 813.4711 | 0 | 0 | 46.3107 | 0
22.11. | 9 | 854.7911 |  | 808.4804 | 0 | 0 | 46.3107 | 0
22.11. | 10 | 853.1276 |  | 806.8169 | 0 | 0 | 46.3107 | 0
22.11. | 11 | 843.1463 |  | 796.8357 | 0 | 0 | 46.3107 | 0
22.11. | 12 | 844.8099 |  | 798.4992 | 0 | 0 | 46.3107 | 0
22.11. | 13 | 844.8099 |  | 798.4992 | 0 | 0 | 46.3107 | 0
22.11. | 14 | 843.1463 |  | 796.8357 | 0 | 0 | 46.3107 | 0
22.11. | 15 | 844.8099 |  | 798.4992 | 0 | 0 | 46.3107 | 0
22.11. | 16 | 848.1369 |  | 801.8263 | 0 | 0 | 46.3107 | 0
22.11. | 17 | 848.1369 |  | 801.8263 | 0 | 0 | 46.3107 | 0
22.11. | 18 | 853.1276 |  | 806.8169 | 0 | 0 | 46.3107 | 0
22.11. | 19 | 854.7911 |  | 808.4804 | 0 | 0 | 46.3107 | 0
22.11. | 20 | 858.1182 |  | 811.8075 | 0 | 0 | 46.3107 | 0
22.11. | 21 | 861.4453 |  | 815.1346 | 0 | 0 | 46.3107 | 0
22.11. | 22 | 864.7723 |  | 818.4617 | 0 | 0 | 46.3107 | 0
22.11. | 23 | 868.0994 |  | 821.7888 | 0 | 0 | 46.3107 | 0
22.11. | 24 | 869.763 |  | 823.4523 | 0 | 0 | 46.3107 | 0
23.11. | 1 | 871.4265 |  | 825.1158 | 0 | 0 | 46.3107 | 0
23.11. | 2 | 871.4265 |  | 825.1158 | 0 | 0 | 46.3107 | 0
23.11. | 3 | 871.4265 |  | 825.1158 | 0 | 0 | 46.3107 | 0
23.11. | 4 | 873.09 |  | 826.7794 | 0 | 0 | 46.3107 | 0
23.11. | 5 | 871.4265 |  | 825.1158 | 0 | 0 | 46.3107 | 0
23.11. | 6 | 871.4265 |  | 825.1158 | 0 | 0 | 46.3107 | 0
23.11. | 7 | 871.4265 |  | 825.1158 | 0 | 0 | 46.3107 | 0
23.11. | 8 | 871.4265 |  | 825.1158 | 0 | 0 | 46.3107 | 0
23.11. | 9 | 869.763 |  | 823.4523 | 0 | 0 | 46.3107 | 0
23.11. | 10 | 869.763 |  | 823.4523 | 0 | 0 | 46.3107 | 0
23.11. | 11 | 864.7723 |  | 818.4617 | 0 | 0 | 46.3107 | 0
23.11. | 12 | 864.7723 |  | 818.4617 | 0 | 0 | 46.3107 | 0
23.11. | 13 | 864.7723 |  | 818.4617 | 0 | 0 | 46.3107 | 0
23.11. | 14 | 861.4453 |  | 815.1346 | 0 | 0 | 46.3107 | 0
23.11. | 15 | 861.4453 |  | 815.1346 | 0 | 0 | 46.3107 | 0
23.11. | 16 | 861.4453 |  | 815.1346 | 0 | 0 | 46.3107 | 0
23.11. | 17 | 859.7817 |  | 813.4711 | 0 | 0 | 46.3107 | 0
23.11. | 18 | 861.4453 |  | 815.1346 | 0 | 0 | 46.3107 | 0
23.11. | 19 | 861.4453 |  | 815.1346 | 0 | 0 | 46.3107 | 0
23.11. | 20 | 861.4453 |  | 815.1346 | 0 | 0 | 46.3107 | 0
23.11. | 21 | 863.1088 |  | 816.7981 | 0 | 0 | 46.3107 | 0
23.11. | 22 | 864.7723 |  | 818.4617 | 0 | 0 | 46.3107 | 0
23.11. | 23 | 868.0994 |  | 821.7888 | 0 | 0 | 46.3107 | 0
23.11. | 24 | 869.763 |  | 823.4523 | 0 | 0 | 46.3107 | 0
24.11. | 1 | 871.4265 |  | 825.1158 | 0 | 0 | 46.3107 | 0
24.11. | 2 | 871.4265 |  | 825.1158 | 0 | 0 | 46.3107 | 0
24.11. | 3 | 873.09 |  | 826.7794 | 0 | 0 | 46.3107 | 0
24.11. | 4 | 873.09 |  | 826.7794 | 0 | 0 | 46.3107 | 0
24.11. | 5 | 873.09 |  | 826.7794 | 0 | 0 | 46.3107 | 0
24.11. | 6 | 873.09 |  | 826.7794 | 0 | 0 | 46.3107 | 0
24.11. | 7 | 873.09 |  | 826.7794 | 0 | 0 | 46.3107 | 0
24.11. | 8 | 873.09 |  | 826.7794 | 0 | 0 | 46.3107 | 0
24.11. | 9 | 873.09 |  | 826.7794 | 0 | 0 | 46.3107 | 0
24.11. | 10 | 874.7536 |  | 828.4429 | 0 | 0 | 46.3107 | 0
24.11. | 11 | 871.4265 |  | 825.1158 | 0 | 0 | 46.3107 | 0
24.11. | 12 | 871.4265 |  | 825.1158 | 0 | 0 | 46.3107 | 0
24.11. | 13 | 871.4265 |  | 825.1158 | 0 | 0 | 46.3107 | 0
24.11. | 14 | 871.4265 |  | 825.1158 | 0 | 0 | 46.3107 | 0
24.11. | 15 | 873.09 |  | 826.7794 | 0 | 0 | 46.3107 | 0
24.11. | 16 | 873.09 |  | 826.7794 | 0 | 0 | 46.3107 | 0
24.11. | 17 | 873.09 |  | 826.7794 | 0 | 0 | 46.3107 | 0
24.11. | 18 | 874.7536 |  | 828.4429 | 0 | 0 | 46.3107 | 0
24.11. | 19 | 874.7536 |  | 828.4429 | 0 | 0 | 46.3107 | 0
24.11. | 20 | 874.7536 |  | 828.4429 | 0 | 0 | 46.3107 | 0
24.11. | 21 | 874.7536 |  | 828.4429 | 0 | 0 | 46.3107 | 0
24.11. | 22 | 874.7536 |  | 828.4429 | 0 | 0 | 46.3107 | 0
24.11. | 23 | 874.7536 |  | 828.4429 | 0 | 0 | 46.3107 | 0
24.11. | 24 | 874.7536 |  | 828.4429 | 0 | 0 | 46.3107 | 0
25.11. | 1 | 874.7536 |  | 828.4429 | 0 | 0 | 46.3107 | 0
25.11. | 2 | 874.7536 |  | 828.4429 | 0 | 0 | 46.3107 | 0
25.11. | 3 | 874.7536 |  | 828.4429 | 0 | 0 | 46.3107 | 0
25.11. | 4 | 874.7536 |  | 828.4429 | 0 | 0 | 46.3107 | 0
25.11. | 5 | 874.7536 |  | 828.4429 | 0 | 0 | 46.3107 | 0
25.11. | 6 | 874.7536 |  | 828.4429 | 0 | 0 | 46.3107 | 0
25.11. | 7 | 874.7536 |  | 828.4429 | 0 | 0 | 46.3107 | 0
25.11. | 8 | 874.7536 |  | 828.4429 | 0 | 0 | 46.3107 | 0
25.11. | 9 | 874.7536 |  | 828.4429 | 0 | 0 | 46.3107 | 0
25.11. | 10 | 874.7536 |  | 828.4429 | 0 | 0 | 46.3107 | 0
25.11. | 11 | 874.7536 |  | 828.4429 | 0 | 0 | 46.3107 | 0
25.11. | 12 | 873.09 |  | 826.7794 | 0 | 0 | 46.3107 | 0
25.11. | 13 | 873.09 |  | 826.7794 | 0 | 0 | 46.3107 | 0
25.11. | 14 | 873.09 |  | 826.7794 | 0 | 0 | 46.3107 | 0
25.11. | 15 | 874.7536 |  | 828.4429 | 0 | 0 | 46.3107 | 0
25.11. | 16 | 874.7536 |  | 828.4429 | 0 | 0 | 46.3107 | 0
25.11. | 17 | 874.7536 |  | 828.4429 | 0 | 0 | 46.3107 | 0
25.11. | 18 | 874.7536 |  | 828.4429 | 0 | 0 | 46.3107 | 0
25.11. | 19 | 873.09 |  | 826.7794 | 0 | 0 | 46.3107 | 0
25.11. | 20 | 873.09 |  | 826.7794 | 0 | 0 | 46.3107 | 0
25.11. | 21 | 873.09 |  | 826.7794 | 0 | 0 | 46.3107 | 0
25.11. | 22 | 871.4265 |  | 825.1158 | 0 | 0 | 46.3107 | 0
25.11. | 23 | 871.4265 |  | 825.1158 | 0 | 0 | 46.3107 | 0
25.11. | 24 | 871.4265 |  | 825.1158 | 0 | 0 | 46.3107 | 0
26.11. | 1 | 871.4265 |  | 825.1158 | 0 | 0 | 46.3107 | 0
26.11. | 2 | 873.09 |  | 826.7794 | 0 | 0 | 46.3107 | 0
26.11. | 3 | 873.09 |  | 826.7794 | 0 | 0 | 46.3107 | 0
26.11. | 4 | 873.09 |  | 826.7794 | 0 | 0 | 46.3107 | 0
26.11. | 5 | 874.7536 |  | 828.4429 | 0 | 0 | 46.3107 | 0
26.11. | 6 | 874.7536 |  | 828.4429 | 0 | 0 | 46.3107 | 0
26.11. | 7 | 874.7536 |  | 828.4429 | 0 | 0 | 46.3107 | 0
26.11. | 8 | 874.7536 |  | 828.4429 | 0 | 0 | 46.3107 | 0
26.11. | 9 | 874.7536 |  | 828.4429 | 0 | 0 | 46.3107 | 0
26.11. | 10 | 873.09 |  | 826.7794 | 0 | 0 | 46.3107 | 0
26.11. | 11 | 869.763 |  | 823.4523 | 0 | 0 | 46.3107 | 0
26.11. | 12 | 868.0994 |  | 821.7888 | 0 | 0 | 46.3107 | 0
26.11. | 13 | 866.4359 |  | 820.1252 | 0 | 0 | 46.3107 | 0
26.11. | 14 | 863.1088 |  | 816.7981 | 0 | 0 | 46.3107 | 0
26.11. | 15 | 861.4453 |  | 815.1346 | 0 | 0 | 46.3107 | 0
26.11. | 16 | 858.1182 |  | 811.8075 | 0 | 0 | 46.3107 | 0
26.11. | 17 | 853.1276 |  | 806.8169 | 0 | 0 | 46.3107 | 0
26.11. | 18 | 849.8005 |  | 803.4898 | 0 | 0 | 46.3107 | 0
26.11. | 19 | 844.8099 |  | 798.4992 | 0 | 0 | 46.3107 | 0
26.11. | 20 | 841.4828 |  | 795.1721 | 0 | 0 | 46.3107 | 0
26.11. | 21 | 843.1463 |  | 796.8357 | 0 | 0 | 46.3107 | 0
26.11. | 22 | 841.4828 |  | 795.1721 | 0 | 0 | 46.3107 | 0
26.11. | 23 | 843.1463 |  | 796.8357 | 0 | 0 | 46.3107 | 0
26.11. | 24 | 841.4828 |  | 795.1721 | 0 | 0 | 46.3107 | 0
27.11. | 1 | 841.4828 |  | 795.1721 | 0 | 0 | 46.3107 | 0
27.11. | 2 | 841.4828 |  | 795.1721 | 0 | 0 | 46.3107 | 0
27.11. | 3 | 843.1463 |  | 796.8357 | 0 | 0 | 46.3107 | 0
27.11. | 4 | 844.8099 |  | 798.4992 | 0 | 0 | 46.3107 | 0
27.11. | 5 | 846.4734 |  | 800.1627 | 0 | 0 | 46.3107 | 0
27.11. | 6 | 849.8005 |  | 803.4898 | 0 | 0 | 46.3107 | 0
27.11. | 7 | 851.464 |  | 805.1534 | 0 | 0 | 46.3107 | 0
27.11. | 8 | 854.7911 |  | 808.4804 | 0 | 0 | 46.3107 | 0
27.11. | 9 | 853.1276 |  | 806.8169 | 0 | 0 | 46.3107 | 0
27.11. | 10 | 853.1276 |  | 806.8169 | 0 | 0 | 46.3107 | 0
27.11. | 11 | 844.8099 |  | 798.4992 | 0 | 0 | 46.3107 | 0
27.11. | 12 | 846.4734 |  | 800.1627 | 0 | 0 | 46.3107 | 0
27.11. | 13 | 848.1369 |  | 801.8263 | 0 | 0 | 46.3107 | 0
27.11. | 14 | 846.4734 |  | 800.1627 | 0 | 0 | 46.3107 | 0
27.11. | 15 | 848.1369 |  | 801.8263 | 0 | 0 | 46.3107 | 0
27.11. | 16 | 851.464 |  | 805.1534 | 0 | 0 | 46.3107 | 0
27.11. | 17 | 849.8005 |  | 803.4898 | 0 | 0 | 46.3107 | 0
27.11. | 18 | 849.8005 |  | 803.4898 | 0 | 0 | 46.3107 | 0
27.11. | 19 | 846.4734 |  | 800.1627 | 0 | 0 | 46.3107 | 0
27.11. | 20 | 843.1463 |  | 796.8357 | 0 | 0 | 46.3107 | 0
27.11. | 21 | 843.1463 |  | 796.8357 | 0 | 0 | 46.3107 | 0
27.11. | 22 | 841.4828 |  | 795.1721 | 0 | 0 | 46.3107 | 0
27.11. | 23 | 841.4828 |  | 795.1721 | 0 | 0 | 46.3107 | 0
27.11. | 24 | 839.8192 |  | 793.5086 | 0 | 0 | 46.3107 | 0
28.11. | 1 | 839.8192 |  | 793.5086 | 0 | 0 | 46.3107 | 0
28.11. | 2 | 838.1557 |  | 791.845 | 0 | 0 | 46.3107 | 0
28.11. | 3 | 839.8192 |  | 793.5086 | 0 | 0 | 46.3107 | 0
28.11. | 4 | 841.4828 |  | 795.1721 | 0 | 0 | 46.3107 | 0
28.11. | 5 | 843.1463 |  | 796.8357 | 0 | 0 | 46.3107 | 0
28.11. | 6 | 846.4734 |  | 800.1627 | 0 | 0 | 46.3107 | 0
28.11. | 7 | 849.8005 |  | 803.4898 | 0 | 0 | 46.3107 | 0
28.11. | 8 | 853.1276 |  | 806.8169 | 0 | 0 | 46.3107 | 0
28.11. | 9 | 849.8005 |  | 803.4898 | 0 | 0 | 46.3107 | 0
28.11. | 10 | 849.8005 |  | 803.4898 | 0 | 0 | 46.3107 | 0
28.11. | 11 | 841.4828 |  | 795.1721 | 0 | 0 | 46.3107 | 0
28.11. | 12 | 844.8099 |  | 798.4992 | 0 | 0 | 46.3107 | 0
28.11. | 13 | 846.4734 |  | 800.1627 | 0 | 0 | 46.3107 | 0
28.11. | 14 | 848.1369 |  | 801.8263 | 0 | 0 | 46.3107 | 0
28.11. | 15 | 849.8005 |  | 803.4898 | 0 | 0 | 46.3107 | 0
28.11. | 16 | 851.464 |  | 805.1534 | 0 | 0 | 46.3107 | 0
28.11. | 17 | 848.1369 |  | 801.8263 | 0 | 0 | 46.3107 | 0
28.11. | 18 | 844.8099 |  | 798.4992 | 0 | 0 | 46.3107 | 0
28.11. | 19 | 839.8192 |  | 793.5086 | 0 | 0 | 46.3107 | 0
28.11. | 20 | 833.1651 |  | 786.8544 | 0 | 0 | 46.3107 | 0
28.11. | 21 | 831.5015 |  | 785.1909 | 0 | 0 | 46.3107 | 0
28.11. | 22 | 826.5109 |  | 780.2003 | 0 | 0 | 46.3107 | 0
28.11. | 23 | 821.5203 |  | 775.2096 | 0 | 0 | 46.3107 | 0
28.11. | 24 | 814.8661 |  | 768.5555 | 0 | 0 | 46.3107 | 0
29.11. | 1 | 809.8755 |  | 763.5649 | 0 | 0 | 46.3107 | 0
29.11. | 2 | 804.8849 |  | 758.5742 | 0 | 0 | 46.3107 | 0
29.11. | 3 | 801.5578 |  | 755.2472 | 0 | 0 | 46.3107 | 0
29.11. | 4 | 798.2307 |  | 751.9201 | 0 | 0 | 46.3107 | 0
29.11. | 5 | 791.5766 |  | 745.2659 | 0 | 0 | 46.3107 | 0
29.11. | 6 | 788.2495 |  | 741.9388 | 0 | 0 | 46.3107 | 0
29.11. | 7 | 788.2495 |  | 741.9388 | 0 | 0 | 46.3107 | 0
29.11. | 8 | 793.2401 |  | 746.9295 | 0 | 0 | 46.3107 | 0
29.11. | 9 | 789.913 |  | 743.6024 | 0 | 0 | 46.3107 | 0
29.11. | 10 | 793.2401 |  | 746.9295 | 0 | 0 | 46.3107 | 0
29.11. | 11 | 784.9224 |  | 738.6118 | 0 | 0 | 46.3107 | 0
29.11. | 12 | 791.5766 |  | 745.2659 | 0 | 0 | 46.3107 | 0
29.11. | 13 | 796.5672 |  | 750.2565 | 0 | 0 | 46.3107 | 0
29.11. | 14 | 801.5578 |  | 755.2472 | 0 | 0 | 46.3107 | 0
29.11. | 15 | 808.212 |  | 761.9013 | 0 | 0 | 46.3107 | 0
29.11. | 16 | 818.1932 |  | 771.8826 | 0 | 0 | 46.3107 | 0
29.11. | 17 | 823.1838 |  | 776.8732 | 0 | 0 | 46.3107 | 0
29.11. | 18 | 833.1651 |  | 786.8544 | 0 | 0 | 46.3107 | 0
29.11. | 19 | 838.1557 |  | 791.845 | 0 | 0 | 46.3107 | 0
29.11. | 20 | 841.4828 |  | 795.1721 | 0 | 0 | 46.3107 | 0
29.11. | 21 | 849.8005 |  | 803.4898 | 0 | 0 | 46.3107 | 0
29.11. | 22 | 853.1276 |  | 806.8169 | 0 | 0 | 46.3107 | 0
29.11. | 23 | 858.1182 |  | 811.8075 | 0 | 0 | 46.3107 | 0
29.11. | 24 | 858.1182 |  | 811.8075 | 0 | 0 | 46.3107 | 0
30.11. | 1 | 858.1182 |  | 811.8075 | 0 | 0 | 46.3107 | 0
30.11. | 2 | 858.1182 |  | 811.8075 | 0 | 0 | 46.3107 | 0
30.11. | 3 | 858.1182 |  | 811.8075 | 0 | 0 | 46.3107 | 0
30.11. | 4 | 858.1182 |  | 811.8075 | 0 | 0 | 46.3107 | 0
30.11. | 5 | 854.7911 |  | 808.4804 | 0 | 0 | 46.3107 | 0
30.11. | 6 | 851.464 |  | 805.1534 | 0 | 0 | 46.3107 | 0
30.11. | 7 | 849.8005 |  | 803.4898 | 0 | 0 | 46.3107 | 0
30.11. | 8 | 851.464 |  | 805.1534 | 0 | 0 | 46.3107 | 0
30.11. | 9 | 848.1369 |  | 801.8263 | 0 | 0 | 46.3107 | 0
30.11. | 10 | 848.1369 |  | 801.8263 | 0 | 0 | 46.3107 | 0
30.11. | 11 | 836.4922 |  | 790.1815 | 0 | 0 | 46.3107 | 0
30.11. | 12 | 834.8286 |  | 788.518 | 0 | 0 | 46.3107 | 0
30.11. | 13 | 833.1651 |  | 786.8544 | 0 | 0 | 46.3107 | 0
30.11. | 14 | 831.5015 |  | 785.1909 | 0 | 0 | 46.3107 | 0
30.11. | 15 | 834.8286 |  | 788.518 | 0 | 0 | 46.3107 | 0
30.11. | 16 | 839.8192 |  | 793.5086 | 0 | 0 | 46.3107 | 0
30.11. | 17 | 839.8192 |  | 793.5086 | 0 | 0 | 46.3107 | 0
30.11. | 18 | 844.8099 |  | 798.4992 | 0 | 0 | 46.3107 | 0
30.11. | 19 | 846.4734 |  | 800.1627 | 0 | 0 | 46.3107 | 0
30.11. | 20 | 848.1369 |  | 801.8263 | 0 | 0 | 46.3107 | 0
30.11. | 21 | 853.1276 |  | 806.8169 | 0 | 0 | 46.3107 | 0
30.11. | 22 | 858.1182 |  | 811.8075 | 0 | 0 | 46.3107 | 0
30.11. | 23 | 861.4453 |  | 815.1346 | 0 | 0 | 46.3107 | 0
30.11. | 24 | 864.7723 |  | 818.4617 | 0 | 0 | 46.3107 | 0
01.12. | 1 | 892.9246 |  | 846.7419 | 0 | 0 | 46.1827 | 0
01.12. | 2 | 894.5881 |  | 848.4054 | 0 | 0 | 46.1827 | 0
01.12. | 3 | 894.5881 |  | 848.4054 | 0 | 0 | 46.1827 | 0
01.12. | 4 | 896.2517 |  | 850.0689 | 0 | 0 | 46.1827 | 0
01.12. | 5 | 897.9152 |  | 851.7325 | 0 | 0 | 46.1827 | 0
01.12. | 6 | 901.2423 |  | 855.0596 | 0 | 0 | 46.1827 | 0
01.12. | 7 | 902.9058 |  | 856.7231 | 0 | 0 | 46.1827 | 0
01.12. | 8 | 901.2423 |  | 855.0596 | 0 | 0 | 46.1827 | 0
01.12. | 9 | 894.5881 |  | 848.4054 | 0 | 0 | 46.1827 | 0
01.12. | 10 | 891.2611 |  | 845.0783 | 0 | 0 | 46.1827 | 0
01.12. | 11 | 882.9434 |  | 836.7606 | 0 | 0 | 46.1827 | 0
01.12. | 12 | 877.9527 |  | 831.77 | 0 | 0 | 46.1827 | 0
01.12. | 13 | 877.9527 |  | 831.77 | 0 | 0 | 46.1827 | 0
01.12. | 14 | 881.2798 |  | 835.0971 | 0 | 0 | 46.1827 | 0
01.12. | 15 | 891.2611 |  | 845.0783 | 0 | 0 | 46.1827 | 0
01.12. | 16 | 899.5787 |  | 853.396 | 0 | 0 | 46.1827 | 0
01.12. | 17 | 902.9058 |  | 856.7231 | 0 | 0 | 46.1827 | 0
01.12. | 18 | 906.2329 |  | 860.0502 | 0 | 0 | 46.1827 | 0
01.12. | 19 | 907.8964 |  | 861.7137 | 0 | 0 | 46.1827 | 0
01.12. | 20 | 909.56 |  | 863.3773 | 0 | 0 | 46.1827 | 0
01.12. | 21 | 909.56 |  | 863.3773 | 0 | 0 | 46.1827 | 0
01.12. | 22 | 911.2235 |  | 865.0408 | 0 | 0 | 46.1827 | 0
01.12. | 23 | 911.2235 |  | 865.0408 | 0 | 0 | 46.1827 | 0
01.12. | 24 | 911.2235 |  | 865.0408 | 0 | 0 | 46.1827 | 0
02.12. | 1 | 911.2235 |  | 865.0408 | 0 | 0 | 46.1827 | 0
02.12. | 2 | 911.2235 |  | 865.0408 | 0 | 0 | 46.1827 | 0
02.12. | 3 | 909.56 |  | 863.3773 | 0 | 0 | 46.1827 | 0
02.12. | 4 | 907.8964 |  | 861.7137 | 0 | 0 | 46.1827 | 0
02.12. | 5 | 907.8964 |  | 861.7137 | 0 | 0 | 46.1827 | 0
02.12. | 6 | 906.2329 |  | 860.0502 | 0 | 0 | 46.1827 | 0
02.12. | 7 | 902.9058 |  | 856.7231 | 0 | 0 | 46.1827 | 0
02.12. | 8 | 901.2423 |  | 855.0596 | 0 | 0 | 46.1827 | 0
02.12. | 9 | 894.5881 |  | 848.4054 | 0 | 0 | 46.1827 | 0
02.12. | 10 | 887.934 |  | 841.7512 | 0 | 0 | 46.1827 | 0
02.12. | 11 | 876.2892 |  | 830.1065 | 0 | 0 | 46.1827 | 0
02.12. | 12 | 867.9715 |  | 821.7888 | 0 | 0 | 46.1827 | 0
02.12. | 13 | 861.3173 |  | 815.1346 | 0 | 0 | 46.1827 | 0
02.12. | 14 | 856.3267 |  | 810.144 | 0 | 0 | 46.1827 | 0
02.12. | 15 | 862.9809 |  | 816.7981 | 0 | 0 | 46.1827 | 0
02.12. | 16 | 869.635 |  | 823.4523 | 0 | 0 | 46.1827 | 0
02.12. | 17 | 871.2986 |  | 825.1158 | 0 | 0 | 46.1827 | 0
02.12. | 18 | 871.2986 |  | 825.1158 | 0 | 0 | 46.1827 | 0
02.12. | 19 | 872.9621 |  | 826.7794 | 0 | 0 | 46.1827 | 0
02.12. | 20 | 871.2986 |  | 825.1158 | 0 | 0 | 46.1827 | 0
02.12. | 21 | 872.9621 |  | 826.7794 | 0 | 0 | 46.1827 | 0
02.12. | 22 | 874.6257 |  | 828.4429 | 0 | 0 | 46.1827 | 0
02.12. | 23 | 876.2892 |  | 830.1065 | 0 | 0 | 46.1827 | 0
02.12. | 24 | 876.2892 |  | 830.1065 | 0 | 0 | 46.1827 | 0
03.12. | 1 | 879.6163 |  | 833.4335 | 0 | 0 | 46.1827 | 0
03.12. | 2 | 881.2798 |  | 835.0971 | 0 | 0 | 46.1827 | 0
03.12. | 3 | 882.9434 |  | 836.7606 | 0 | 0 | 46.1827 | 0
03.12. | 4 | 886.2704 |  | 840.0877 | 0 | 0 | 46.1827 | 0
03.12. | 5 | 887.934 |  | 841.7512 | 0 | 0 | 46.1827 | 0
03.12. | 6 | 891.2611 |  | 845.0783 | 0 | 0 | 46.1827 | 0
03.12. | 7 | 891.2611 |  | 845.0783 | 0 | 0 | 46.1827 | 0
03.12. | 8 | 887.934 |  | 841.7512 | 0 | 0 | 46.1827 | 0
03.12. | 9 | 881.2798 |  | 835.0971 | 0 | 0 | 46.1827 | 0
03.12. | 10 | 872.9621 |  | 826.7794 | 0 | 0 | 46.1827 | 0
03.12. | 11 | 861.3173 |  | 815.1346 | 0 | 0 | 46.1827 | 0
03.12. | 12 | 857.9902 |  | 811.8075 | 0 | 0 | 46.1827 | 0
03.12. | 13 | 856.3267 |  | 810.144 | 0 | 0 | 46.1827 | 0
03.12. | 14 | 857.9902 |  | 811.8075 | 0 | 0 | 46.1827 | 0
03.12. | 15 | 869.635 |  | 823.4523 | 0 | 0 | 46.1827 | 0
03.12. | 16 | 877.9527 |  | 831.77 | 0 | 0 | 46.1827 | 0
03.12. | 17 | 881.2798 |  | 835.0971 | 0 | 0 | 46.1827 | 0
03.12. | 18 | 882.9434 |  | 836.7606 | 0 | 0 | 46.1827 | 0
03.12. | 19 | 886.2704 |  | 840.0877 | 0 | 0 | 46.1827 | 0
03.12. | 20 | 887.934 |  | 841.7512 | 0 | 0 | 46.1827 | 0
03.12. | 21 | 889.5975 |  | 843.4148 | 0 | 0 | 46.1827 | 0
03.12. | 22 | 892.9246 |  | 846.7419 | 0 | 0 | 46.1827 | 0
03.12. | 23 | 894.5881 |  | 848.4054 | 0 | 0 | 46.1827 | 0
03.12. | 24 | 897.9152 |  | 851.7325 | 0 | 0 | 46.1827 | 0
04.12. | 1 | 901.2423 |  | 855.0596 | 0 | 0 | 46.1827 | 0
04.12. | 2 | 904.5694 |  | 858.3866 | 0 | 0 | 46.1827 | 0
04.12. | 3 | 907.8964 |  | 861.7137 | 0 | 0 | 46.1827 | 0
04.12. | 4 | 911.2235 |  | 865.0408 | 0 | 0 | 46.1827 | 0
04.12. | 5 | 914.5506 |  | 868.3679 | 0 | 0 | 46.1827 | 0
04.12. | 6 | 914.5506 |  | 868.3679 | 0 | 0 | 46.1827 | 0
04.12. | 7 | 914.5506 |  | 868.3679 | 0 | 0 | 46.1827 | 0
04.12. | 8 | 914.5506 |  | 868.3679 | 0 | 0 | 46.1827 | 0
04.12. | 9 | 914.5506 |  | 868.3679 | 0 | 0 | 46.1827 | 0
04.12. | 10 | 912.8871 |  | 866.7043 | 0 | 0 | 46.1827 | 0
04.12. | 11 | 907.8964 |  | 861.7137 | 0 | 0 | 46.1827 | 0
04.12. | 12 | 906.2329 |  | 860.0502 | 0 | 0 | 46.1827 | 0
04.12. | 13 | 906.2329 |  | 860.0502 | 0 | 0 | 46.1827 | 0
04.12. | 14 | 907.8964 |  | 861.7137 | 0 | 0 | 46.1827 | 0
04.12. | 15 | 912.8871 |  | 866.7043 | 0 | 0 | 46.1827 | 0
04.12. | 16 | 914.5506 |  | 868.3679 | 0 | 0 | 46.1827 | 0
04.12. | 17 | 912.8871 |  | 866.7043 | 0 | 0 | 46.1827 | 0
04.12. | 18 | 911.2235 |  | 865.0408 | 0 | 0 | 46.1827 | 0
04.12. | 19 | 909.56 |  | 863.3773 | 0 | 0 | 46.1827 | 0
04.12. | 20 | 909.56 |  | 863.3773 | 0 | 0 | 46.1827 | 0
04.12. | 21 | 909.56 |  | 863.3773 | 0 | 0 | 46.1827 | 0
04.12. | 22 | 909.56 |  | 863.3773 | 0 | 0 | 46.1827 | 0
04.12. | 23 | 911.2235 |  | 865.0408 | 0 | 0 | 46.1827 | 0
04.12. | 24 | 912.8871 |  | 866.7043 | 0 | 0 | 46.1827 | 0
05.12. | 1 | 914.5506 |  | 868.3679 | 0 | 0 | 46.1827 | 0
05.12. | 2 | 914.5506 |  | 868.3679 | 0 | 0 | 46.1827 | 0
05.12. | 3 | 914.5506 |  | 868.3679 | 0 | 0 | 46.1827 | 0
05.12. | 4 | 914.5506 |  | 868.3679 | 0 | 0 | 46.1827 | 0
05.12. | 5 | 914.5506 |  | 868.3679 | 0 | 0 | 46.1827 | 0
05.12. | 6 | 912.8871 |  | 866.7043 | 0 | 0 | 46.1827 | 0
05.12. | 7 | 912.8871 |  | 866.7043 | 0 | 0 | 46.1827 | 0
05.12. | 8 | 912.8871 |  | 866.7043 | 0 | 0 | 46.1827 | 0
05.12. | 9 | 911.2235 |  | 865.0408 | 0 | 0 | 46.1827 | 0
05.12. | 10 | 911.2235 |  | 865.0408 | 0 | 0 | 46.1827 | 0
05.12. | 11 | 907.8964 |  | 861.7137 | 0 | 0 | 46.1827 | 0
05.12. | 12 | 906.2329 |  | 860.0502 | 0 | 0 | 46.1827 | 0
05.12. | 13 | 904.5694 |  | 858.3866 | 0 | 0 | 46.1827 | 0
05.12. | 14 | 897.9152 |  | 851.7325 | 0 | 0 | 46.1827 | 0
05.12. | 15 | 889.5975 |  | 843.4148 | 0 | 0 | 46.1827 | 0
05.12. | 16 | 884.6069 |  | 838.4242 | 0 | 0 | 46.1827 | 0
05.12. | 17 | 881.2798 |  | 835.0971 | 0 | 0 | 46.1827 | 0
05.12. | 18 | 879.6163 |  | 833.4335 | 0 | 0 | 46.1827 | 0
05.12. | 19 | 881.2798 |  | 835.0971 | 0 | 0 | 46.1827 | 0
05.12. | 20 | 881.2798 |  | 835.0971 | 0 | 0 | 46.1827 | 0
05.12. | 21 | 884.6069 |  | 838.4242 | 0 | 0 | 46.1827 | 0
05.12. | 22 | 886.2704 |  | 840.0877 | 0 | 0 | 46.1827 | 0
05.12. | 23 | 889.5975 |  | 843.4148 | 0 | 0 | 46.1827 | 0
05.12. | 24 | 891.2611 |  | 845.0783 | 0 | 0 | 46.1827 | 0
06.12. | 1 | 892.9246 |  | 846.7419 | 0 | 0 | 46.1827 | 0
06.12. | 2 | 891.2611 |  | 845.0783 | 0 | 0 | 46.1827 | 0
06.12. | 3 | 891.2611 |  | 845.0783 | 0 | 0 | 46.1827 | 0
06.12. | 4 | 889.5975 |  | 843.4148 | 0 | 0 | 46.1827 | 0
06.12. | 5 | 887.934 |  | 841.7512 | 0 | 0 | 46.1827 | 0
06.12. | 6 | 884.6069 |  | 838.4242 | 0 | 0 | 46.1827 | 0
06.12. | 7 | 882.9434 |  | 836.7606 | 0 | 0 | 46.1827 | 0
06.12. | 8 | 882.9434 |  | 836.7606 | 0 | 0 | 46.1827 | 0
06.12. | 9 | 882.9434 |  | 836.7606 | 0 | 0 | 46.1827 | 0
06.12. | 10 | 884.6069 |  | 838.4242 | 0 | 0 | 46.1827 | 0
06.12. | 11 | 881.2798 |  | 835.0971 | 0 | 0 | 46.1827 | 0
06.12. | 12 | 884.6069 |  | 838.4242 | 0 | 0 | 46.1827 | 0
06.12. | 13 | 884.6069 |  | 838.4242 | 0 | 0 | 46.1827 | 0
06.12. | 14 | 881.2798 |  | 835.0971 | 0 | 0 | 46.1827 | 0
06.12. | 15 | 877.9527 |  | 831.77 | 0 | 0 | 46.1827 | 0
06.12. | 16 | 877.9527 |  | 831.77 | 0 | 0 | 46.1827 | 0
06.12. | 17 | 877.9527 |  | 831.77 | 0 | 0 | 46.1827 | 0
06.12. | 18 | 881.2798 |  | 835.0971 | 0 | 0 | 46.1827 | 0
06.12. | 19 | 884.6069 |  | 838.4242 | 0 | 0 | 46.1827 | 0
06.12. | 20 | 886.2704 |  | 840.0877 | 0 | 0 | 46.1827 | 0
06.12. | 21 | 887.934 |  | 841.7512 | 0 | 0 | 46.1827 | 0
06.12. | 22 | 889.5975 |  | 843.4148 | 0 | 0 | 46.1827 | 0
06.12. | 23 | 892.9246 |  | 846.7419 | 0 | 0 | 46.1827 | 0
06.12. | 24 | 894.5881 |  | 848.4054 | 0 | 0 | 46.1827 | 0
07.12. | 1 | 896.2517 |  | 850.0689 | 0 | 0 | 46.1827 | 0
07.12. | 2 | 896.2517 |  | 850.0689 | 0 | 0 | 46.1827 | 0
07.12. | 3 | 896.2517 |  | 850.0689 | 0 | 0 | 46.1827 | 0
07.12. | 4 | 897.9152 |  | 851.7325 | 0 | 0 | 46.1827 | 0
07.12. | 5 | 897.9152 |  | 851.7325 | 0 | 0 | 46.1827 | 0
07.12. | 6 | 897.9152 |  | 851.7325 | 0 | 0 | 46.1827 | 0
07.12. | 7 | 897.9152 |  | 851.7325 | 0 | 0 | 46.1827 | 0
07.12. | 8 | 897.9152 |  | 851.7325 | 0 | 0 | 46.1827 | 0
07.12. | 9 | 896.2517 |  | 850.0689 | 0 | 0 | 46.1827 | 0
07.12. | 10 | 896.2517 |  | 850.0689 | 0 | 0 | 46.1827 | 0
07.12. | 11 | 892.9246 |  | 846.7419 | 0 | 0 | 46.1827 | 0
07.12. | 12 | 892.9246 |  | 846.7419 | 0 | 0 | 46.1827 | 0
07.12. | 13 | 891.2611 |  | 845.0783 | 0 | 0 | 46.1827 | 0
07.12. | 14 | 891.2611 |  | 845.0783 | 0 | 0 | 46.1827 | 0
07.12. | 15 | 891.2611 |  | 845.0783 | 0 | 0 | 46.1827 | 0
07.12. | 16 | 892.9246 |  | 846.7419 | 0 | 0 | 46.1827 | 0
07.12. | 17 | 894.5881 |  | 848.4054 | 0 | 0 | 46.1827 | 0
07.12. | 18 | 897.9152 |  | 851.7325 | 0 | 0 | 46.1827 | 0
07.12. | 19 | 897.9152 |  | 851.7325 | 0 | 0 | 46.1827 | 0
07.12. | 20 | 897.9152 |  | 851.7325 | 0 | 0 | 46.1827 | 0
07.12. | 21 | 897.9152 |  | 851.7325 | 0 | 0 | 46.1827 | 0
07.12. | 22 | 897.9152 |  | 851.7325 | 0 | 0 | 46.1827 | 0
07.12. | 23 | 897.9152 |  | 851.7325 | 0 | 0 | 46.1827 | 0
07.12. | 24 | 897.9152 |  | 851.7325 | 0 | 0 | 46.1827 | 0
08.12. | 1 | 897.9152 |  | 851.7325 | 0 | 0 | 46.1827 | 0
08.12. | 2 | 897.9152 |  | 851.7325 | 0 | 0 | 46.1827 | 0
08.12. | 3 | 897.9152 |  | 851.7325 | 0 | 0 | 46.1827 | 0
08.12. | 4 | 899.5787 |  | 853.396 | 0 | 0 | 46.1827 | 0
08.12. | 5 | 899.5787 |  | 853.396 | 0 | 0 | 46.1827 | 0
08.12. | 6 | 901.2423 |  | 855.0596 | 0 | 0 | 46.1827 | 0
08.12. | 7 | 901.2423 |  | 855.0596 | 0 | 0 | 46.1827 | 0
08.12. | 8 | 901.2423 |  | 855.0596 | 0 | 0 | 46.1827 | 0
08.12. | 9 | 899.5787 |  | 853.396 | 0 | 0 | 46.1827 | 0
08.12. | 10 | 897.9152 |  | 851.7325 | 0 | 0 | 46.1827 | 0
08.12. | 11 | 892.9246 |  | 846.7419 | 0 | 0 | 46.1827 | 0
08.12. | 12 | 892.9246 |  | 846.7419 | 0 | 0 | 46.1827 | 0
08.12. | 13 | 892.9246 |  | 846.7419 | 0 | 0 | 46.1827 | 0
08.12. | 14 | 894.5881 |  | 848.4054 | 0 | 0 | 46.1827 | 0
08.12. | 15 | 899.5787 |  | 853.396 | 0 | 0 | 46.1827 | 0
08.12. | 16 | 902.9058 |  | 856.7231 | 0 | 0 | 46.1827 | 0
08.12. | 17 | 904.5694 |  | 858.3866 | 0 | 0 | 46.1827 | 0
08.12. | 18 | 907.8964 |  | 861.7137 | 0 | 0 | 46.1827 | 0
08.12. | 19 | 909.56 |  | 863.3773 | 0 | 0 | 46.1827 | 0
08.12. | 20 | 911.2235 |  | 865.0408 | 0 | 0 | 46.1827 | 0
08.12. | 21 | 912.8871 |  | 866.7043 | 0 | 0 | 46.1827 | 0
08.12. | 22 | 912.8871 |  | 866.7043 | 0 | 0 | 46.1827 | 0
08.12. | 23 | 914.5506 |  | 868.3679 | 0 | 0 | 46.1827 | 0
08.12. | 24 | 914.5506 |  | 868.3679 | 0 | 0 | 46.1827 | 0
09.12. | 1 | 914.5506 |  | 868.3679 | 0 | 0 | 46.1827 | 0
09.12. | 2 | 914.5506 |  | 868.3679 | 0 | 0 | 46.1827 | 0
09.12. | 3 | 914.5506 |  | 868.3679 | 0 | 0 | 46.1827 | 0
09.12. | 4 | 914.5506 |  | 868.3679 | 0 | 0 | 46.1827 | 0
09.12. | 5 | 914.5506 |  | 868.3679 | 0 | 0 | 46.1827 | 0
09.12. | 6 | 914.5506 |  | 868.3679 | 0 | 0 | 46.1827 | 0
09.12. | 7 | 914.5506 |  | 868.3679 | 0 | 0 | 46.1827 | 0
09.12. | 8 | 912.8871 |  | 866.7043 | 0 | 0 | 46.1827 | 0
09.12. | 9 | 911.2235 |  | 865.0408 | 0 | 0 | 46.1827 | 0
09.12. | 10 | 909.56 |  | 863.3773 | 0 | 0 | 46.1827 | 0
09.12. | 11 | 906.2329 |  | 860.0502 | 0 | 0 | 46.1827 | 0
09.12. | 12 | 902.9058 |  | 856.7231 | 0 | 0 | 46.1827 | 0
09.12. | 13 | 902.9058 |  | 856.7231 | 0 | 0 | 46.1827 | 0
09.12. | 14 | 902.9058 |  | 856.7231 | 0 | 0 | 46.1827 | 0
09.12. | 15 | 906.2329 |  | 860.0502 | 0 | 0 | 46.1827 | 0
09.12. | 16 | 909.56 |  | 863.3773 | 0 | 0 | 46.1827 | 0
09.12. | 17 | 911.2235 |  | 865.0408 | 0 | 0 | 46.1827 | 0
09.12. | 18 | 911.2235 |  | 865.0408 | 0 | 0 | 46.1827 | 0
09.12. | 19 | 911.2235 |  | 865.0408 | 0 | 0 | 46.1827 | 0
09.12. | 20 | 911.2235 |  | 865.0408 | 0 | 0 | 46.1827 | 0
09.12. | 21 | 911.2235 |  | 865.0408 | 0 | 0 | 46.1827 | 0
09.12. | 22 | 911.2235 |  | 865.0408 | 0 | 0 | 46.1827 | 0
09.12. | 23 | 909.56 |  | 863.3773 | 0 | 0 | 46.1827 | 0
09.12. | 24 | 909.56 |  | 863.3773 | 0 | 0 | 46.1827 | 0
10.12. | 1 | 907.8964 |  | 861.7137 | 0 | 0 | 46.1827 | 0
10.12. | 2 | 907.8964 |  | 861.7137 | 0 | 0 | 46.1827 | 0
10.12. | 3 | 907.8964 |  | 861.7137 | 0 | 0 | 46.1827 | 0
10.12. | 4 | 909.56 |  | 863.3773 | 0 | 0 | 46.1827 | 0
10.12. | 5 | 909.56 |  | 863.3773 | 0 | 0 | 46.1827 | 0
10.12. | 6 | 911.2235 |  | 865.0408 | 0 | 0 | 46.1827 | 0
10.12. | 7 | 911.2235 |  | 865.0408 | 0 | 0 | 46.1827 | 0
10.12. | 8 | 911.2235 |  | 865.0408 | 0 | 0 | 46.1827 | 0
10.12. | 9 | 909.56 |  | 863.3773 | 0 | 0 | 46.1827 | 0
10.12. | 10 | 907.8964 |  | 861.7137 | 0 | 0 | 46.1827 | 0
10.12. | 11 | 904.5694 |  | 858.3866 | 0 | 0 | 46.1827 | 0
10.12. | 12 | 906.2329 |  | 860.0502 | 0 | 0 | 46.1827 | 0
10.12. | 13 | 906.2329 |  | 860.0502 | 0 | 0 | 46.1827 | 0
10.12. | 14 | 906.2329 |  | 860.0502 | 0 | 0 | 46.1827 | 0
10.12. | 15 | 907.8964 |  | 861.7137 | 0 | 0 | 46.1827 | 0
10.12. | 16 | 909.56 |  | 863.3773 | 0 | 0 | 46.1827 | 0
10.12. | 17 | 909.56 |  | 863.3773 | 0 | 0 | 46.1827 | 0
10.12. | 18 | 911.2235 |  | 865.0408 | 0 | 0 | 46.1827 | 0
10.12. | 19 | 911.2235 |  | 865.0408 | 0 | 0 | 46.1827 | 0
10.12. | 20 | 911.2235 |  | 865.0408 | 0 | 0 | 46.1827 | 0
10.12. | 21 | 912.8871 |  | 866.7043 | 0 | 0 | 46.1827 | 0
10.12. | 22 | 912.8871 |  | 866.7043 | 0 | 0 | 46.1827 | 0
10.12. | 23 | 912.8871 |  | 866.7043 | 0 | 0 | 46.1827 | 0
10.12. | 24 | 912.8871 |  | 866.7043 | 0 | 0 | 46.1827 | 0
11.12. | 1 | 912.8871 |  | 866.7043 | 0 | 0 | 46.1827 | 0
11.12. | 2 | 914.5506 |  | 868.3679 | 0 | 0 | 46.1827 | 0
11.12. | 3 | 914.5506 |  | 868.3679 | 0 | 0 | 46.1827 | 0
11.12. | 4 | 914.5506 |  | 868.3679 | 0 | 0 | 46.1827 | 0
11.12. | 5 | 914.5506 |  | 868.3679 | 0 | 0 | 46.1827 | 0
11.12. | 6 | 914.5506 |  | 868.3679 | 0 | 0 | 46.1827 | 0
11.12. | 7 | 914.5506 |  | 868.3679 | 0 | 0 | 46.1827 | 0
11.12. | 8 | 914.5506 |  | 868.3679 | 0 | 0 | 46.1827 | 0
11.12. | 9 | 914.5506 |  | 868.3679 | 0 | 0 | 46.1827 | 0
11.12. | 10 | 914.5506 |  | 868.3679 | 0 | 0 | 46.1827 | 0
11.12. | 11 | 912.8871 |  | 866.7043 | 0 | 0 | 46.1827 | 0
11.12. | 12 | 911.2235 |  | 865.0408 | 0 | 0 | 46.1827 | 0
11.12. | 13 | 911.2235 |  | 865.0408 | 0 | 0 | 46.1827 | 0
11.12. | 14 | 911.2235 |  | 865.0408 | 0 | 0 | 46.1827 | 0
11.12. | 15 | 912.8871 |  | 866.7043 | 0 | 0 | 46.1827 | 0
11.12. | 16 | 914.5506 |  | 868.3679 | 0 | 0 | 46.1827 | 0
11.12. | 17 | 914.5506 |  | 868.3679 | 0 | 0 | 46.1827 | 0
11.12. | 18 | 914.5506 |  | 868.3679 | 0 | 0 | 46.1827 | 0
11.12. | 19 | 914.5506 |  | 868.3679 | 0 | 0 | 46.1827 | 0
11.12. | 20 | 914.5506 |  | 868.3679 | 0 | 0 | 46.1827 | 0
11.12. | 21 | 914.5506 |  | 868.3679 | 0 | 0 | 46.1827 | 0
11.12. | 22 | 914.5506 |  | 868.3679 | 0 | 0 | 46.1827 | 0
11.12. | 23 | 914.5506 |  | 868.3679 | 0 | 0 | 46.1827 | 0
11.12. | 24 | 914.5506 |  | 868.3679 | 0 | 0 | 46.1827 | 0
12.12. | 1 | 914.5506 |  | 868.3679 | 0 | 0 | 46.1827 | 0
12.12. | 2 | 914.5506 |  | 868.3679 | 0 | 0 | 46.1827 | 0
12.12. | 3 | 914.5506 |  | 868.3679 | 0 | 0 | 46.1827 | 0
12.12. | 4 | 914.5506 |  | 868.3679 | 0 | 0 | 46.1827 | 0
12.12. | 5 | 914.5506 |  | 868.3679 | 0 | 0 | 46.1827 | 0
12.12. | 6 | 914.5506 |  | 868.3679 | 0 | 0 | 46.1827 | 0
12.12. | 7 | 914.5506 |  | 868.3679 | 0 | 0 | 46.1827 | 0
12.12. | 8 | 912.8871 |  | 866.7043 | 0 | 0 | 46.1827 | 0
12.12. | 9 | 912.8871 |  | 866.7043 | 0 | 0 | 46.1827 | 0
12.12. | 10 | 911.2235 |  | 865.0408 | 0 | 0 | 46.1827 | 0
12.12. | 11 | 912.8871 |  | 866.7043 | 0 | 0 | 46.1827 | 0
12.12. | 12 | 912.8871 |  | 866.7043 | 0 | 0 | 46.1827 | 0
12.12. | 13 | 912.8871 |  | 866.7043 | 0 | 0 | 46.1827 | 0
12.12. | 14 | 912.8871 |  | 866.7043 | 0 | 0 | 46.1827 | 0
12.12. | 15 | 912.8871 |  | 866.7043 | 0 | 0 | 46.1827 | 0
12.12. | 16 | 911.2235 |  | 865.0408 | 0 | 0 | 46.1827 | 0
12.12. | 17 | 911.2235 |  | 865.0408 | 0 | 0 | 46.1827 | 0
12.12. | 18 | 909.56 |  | 863.3773 | 0 | 0 | 46.1827 | 0
12.12. | 19 | 907.8964 |  | 861.7137 | 0 | 0 | 46.1827 | 0
12.12. | 20 | 907.8964 |  | 861.7137 | 0 | 0 | 46.1827 | 0
12.12. | 21 | 906.2329 |  | 860.0502 | 0 | 0 | 46.1827 | 0
12.12. | 22 | 904.5694 |  | 858.3866 | 0 | 0 | 46.1827 | 0
12.12. | 23 | 902.9058 |  | 856.7231 | 0 | 0 | 46.1827 | 0
12.12. | 24 | 901.2423 |  | 855.0596 | 0 | 0 | 46.1827 | 0
13.12. | 1 | 899.5787 |  | 853.396 | 0 | 0 | 46.1827 | 0
13.12. | 2 | 897.9152 |  | 851.7325 | 0 | 0 | 46.1827 | 0
13.12. | 3 | 897.9152 |  | 851.7325 | 0 | 0 | 46.1827 | 0
13.12. | 4 | 897.9152 |  | 851.7325 | 0 | 0 | 46.1827 | 0
13.12. | 5 | 897.9152 |  | 851.7325 | 0 | 0 | 46.1827 | 0
13.12. | 6 | 897.9152 |  | 851.7325 | 0 | 0 | 46.1827 | 0
13.12. | 7 | 899.5787 |  | 853.396 | 0 | 0 | 46.1827 | 0
13.12. | 8 | 896.2517 |  | 850.0689 | 0 | 0 | 46.1827 | 0
13.12. | 9 | 899.5787 |  | 853.396 | 0 | 0 | 46.1827 | 0
13.12. | 10 | 899.5787 |  | 853.396 | 0 | 0 | 46.1827 | 0
13.12. | 11 | 906.2329 |  | 860.0502 | 0 | 0 | 46.1827 | 0
13.12. | 12 | 906.2329 |  | 860.0502 | 0 | 0 | 46.1827 | 0
13.12. | 13 | 907.8964 |  | 861.7137 | 0 | 0 | 46.1827 | 0
13.12. | 14 | 907.8964 |  | 861.7137 | 0 | 0 | 46.1827 | 0
13.12. | 15 | 907.8964 |  | 861.7137 | 0 | 0 | 46.1827 | 0
13.12. | 16 | 906.2329 |  | 860.0502 | 0 | 0 | 46.1827 | 0
13.12. | 17 | 906.2329 |  | 860.0502 | 0 | 0 | 46.1827 | 0
13.12. | 18 | 901.2423 |  | 855.0596 | 0 | 0 | 46.1827 | 0
13.12. | 19 | 897.9152 |  | 851.7325 | 0 | 0 | 46.1827 | 0
13.12. | 20 | 897.9152 |  | 851.7325 | 0 | 0 | 46.1827 | 0
13.12. | 21 | 896.2517 |  | 850.0689 | 0 | 0 | 46.1827 | 0
13.12. | 22 | 896.2517 |  | 850.0689 | 0 | 0 | 46.1827 | 0
13.12. | 23 | 892.9246 |  | 846.7419 | 0 | 0 | 46.1827 | 0
13.12. | 24 | 889.5975 |  | 843.4148 | 0 | 0 | 46.1827 | 0
14.12. | 1 | 887.934 |  | 841.7512 | 0 | 0 | 46.1827 | 0
14.12. | 2 | 887.934 |  | 841.7512 | 0 | 0 | 46.1827 | 0
14.12. | 3 | 887.934 |  | 841.7512 | 0 | 0 | 46.1827 | 0
14.12. | 4 | 887.934 |  | 841.7512 | 0 | 0 | 46.1827 | 0
14.12. | 5 | 887.934 |  | 841.7512 | 0 | 0 | 46.1827 | 0
14.12. | 6 | 887.934 |  | 841.7512 | 0 | 0 | 46.1827 | 0
14.12. | 7 | 887.934 |  | 841.7512 | 0 | 0 | 46.1827 | 0
14.12. | 8 | 887.934 |  | 841.7512 | 0 | 0 | 46.1827 | 0
14.12. | 9 | 887.934 |  | 841.7512 | 0 | 0 | 46.1827 | 0
14.12. | 10 | 887.934 |  | 841.7512 | 0 | 0 | 46.1827 | 0
14.12. | 11 | 889.5975 |  | 843.4148 | 0 | 0 | 46.1827 | 0
14.12. | 12 | 891.2611 |  | 845.0783 | 0 | 0 | 46.1827 | 0
14.12. | 13 | 891.2611 |  | 845.0783 | 0 | 0 | 46.1827 | 0
14.12. | 14 | 887.934 |  | 841.7512 | 0 | 0 | 46.1827 | 0
14.12. | 15 | 887.934 |  | 841.7512 | 0 | 0 | 46.1827 | 0
14.12. | 16 | 887.934 |  | 841.7512 | 0 | 0 | 46.1827 | 0
14.12. | 17 | 887.934 |  | 841.7512 | 0 | 0 | 46.1827 | 0
14.12. | 18 | 887.934 |  | 841.7512 | 0 | 0 | 46.1827 | 0
14.12. | 19 | 887.934 |  | 841.7512 | 0 | 0 | 46.1827 | 0
14.12. | 20 | 887.934 |  | 841.7512 | 0 | 0 | 46.1827 | 0
14.12. | 21 | 887.934 |  | 841.7512 | 0 | 0 | 46.1827 | 0
14.12. | 22 | 887.934 |  | 841.7512 | 0 | 0 | 46.1827 | 0
14.12. | 23 | 887.934 |  | 841.7512 | 0 | 0 | 46.1827 | 0
14.12. | 24 | 887.934 |  | 841.7512 | 0 | 0 | 46.1827 | 0
15.12. | 1 | 887.934 |  | 841.7512 | 0 | 0 | 46.1827 | 0
15.12. | 2 | 887.934 |  | 841.7512 | 0 | 0 | 46.1827 | 0
15.12. | 3 | 887.934 |  | 841.7512 | 0 | 0 | 46.1827 | 0
15.12. | 4 | 887.934 |  | 841.7512 | 0 | 0 | 46.1827 | 0
15.12. | 5 | 887.934 |  | 841.7512 | 0 | 0 | 46.1827 | 0
15.12. | 6 | 887.934 |  | 841.7512 | 0 | 0 | 46.1827 | 0
15.12. | 7 | 887.934 |  | 841.7512 | 0 | 0 | 46.1827 | 0
15.12. | 8 | 887.934 |  | 841.7512 | 0 | 0 | 46.1827 | 0
15.12. | 9 | 887.934 |  | 841.7512 | 0 | 0 | 46.1827 | 0
15.12. | 10 | 887.934 |  | 841.7512 | 0 | 0 | 46.1827 | 0
15.12. | 11 | 887.934 |  | 841.7512 | 0 | 0 | 46.1827 | 0
15.12. | 12 | 892.9246 |  | 846.7419 | 0 | 0 | 46.1827 | 0
15.12. | 13 | 897.9152 |  | 851.7325 | 0 | 0 | 46.1827 | 0
15.12. | 14 | 894.5881 |  | 848.4054 | 0 | 0 | 46.1827 | 0
15.12. | 15 | 887.934 |  | 841.7512 | 0 | 0 | 46.1827 | 0
15.12. | 16 | 887.934 |  | 841.7512 | 0 | 0 | 46.1827 | 0
15.12. | 17 | 887.934 |  | 841.7512 | 0 | 0 | 46.1827 | 0
15.12. | 18 | 887.934 |  | 841.7512 | 0 | 0 | 46.1827 | 0
15.12. | 19 | 887.934 |  | 841.7512 | 0 | 0 | 46.1827 | 0
15.12. | 20 | 887.934 |  | 841.7512 | 0 | 0 | 46.1827 | 0
15.12. | 21 | 887.934 |  | 841.7512 | 0 | 0 | 46.1827 | 0
15.12. | 22 | 887.934 |  | 841.7512 | 0 | 0 | 46.1827 | 0
15.12. | 23 | 887.934 |  | 841.7512 | 0 | 0 | 46.1827 | 0
15.12. | 24 | 887.934 |  | 841.7512 | 0 | 0 | 46.1827 | 0
16.12. | 1 | 887.934 |  | 841.7512 | 0 | 0 | 46.1827 | 0
16.12. | 2 | 887.934 |  | 841.7512 | 0 | 0 | 46.1827 | 0
16.12. | 3 | 887.934 |  | 841.7512 | 0 | 0 | 46.1827 | 0
16.12. | 4 | 887.934 |  | 841.7512 | 0 | 0 | 46.1827 | 0
16.12. | 5 | 887.934 |  | 841.7512 | 0 | 0 | 46.1827 | 0
16.12. | 6 | 887.934 |  | 841.7512 | 0 | 0 | 46.1827 | 0
16.12. | 7 | 887.934 |  | 841.7512 | 0 | 0 | 46.1827 | 0
16.12. | 8 | 887.934 |  | 841.7512 | 0 | 0 | 46.1827 | 0
16.12. | 9 | 887.934 |  | 841.7512 | 0 | 0 | 46.1827 | 0
16.12. | 10 | 887.934 |  | 841.7512 | 0 | 0 | 46.1827 | 0
16.12. | 11 | 899.5787 |  | 853.396 | 0 | 0 | 46.1827 | 0
16.12. | 12 | 902.9058 |  | 856.7231 | 0 | 0 | 46.1827 | 0
16.12. | 13 | 904.5694 |  | 858.3866 | 0 | 0 | 46.1827 | 0
16.12. | 14 | 906.2329 |  | 860.0502 | 0 | 0 | 46.1827 | 0
16.12. | 15 | 907.8964 |  | 861.7137 | 0 | 0 | 46.1827 | 0
16.12. | 16 | 909.56 |  | 863.3773 | 0 | 0 | 46.1827 | 0
16.12. | 17 | 911.2235 |  | 865.0408 | 0 | 0 | 46.1827 | 0
16.12. | 18 | 909.56 |  | 863.3773 | 0 | 0 | 46.1827 | 0
16.12. | 19 | 909.56 |  | 863.3773 | 0 | 0 | 46.1827 | 0
16.12. | 20 | 911.2235 |  | 865.0408 | 0 | 0 | 46.1827 | 0
16.12. | 21 | 911.2235 |  | 865.0408 | 0 | 0 | 46.1827 | 0
16.12. | 22 | 912.8871 |  | 866.7043 | 0 | 0 | 46.1827 | 0
16.12. | 23 | 912.8871 |  | 866.7043 | 0 | 0 | 46.1827 | 0
16.12. | 24 | 912.8871 |  | 866.7043 | 0 | 0 | 46.1827 | 0
17.12. | 1 | 912.8871 |  | 866.7043 | 0 | 0 | 46.1827 | 0
17.12. | 2 | 912.8871 |  | 866.7043 | 0 | 0 | 46.1827 | 0
17.12. | 3 | 912.8871 |  | 866.7043 | 0 | 0 | 46.1827 | 0
17.12. | 4 | 914.5506 |  | 868.3679 | 0 | 0 | 46.1827 | 0
17.12. | 5 | 914.5506 |  | 868.3679 | 0 | 0 | 46.1827 | 0
17.12. | 6 | 914.5506 |  | 868.3679 | 0 | 0 | 46.1827 | 0
17.12. | 7 | 914.5506 |  | 868.3679 | 0 | 0 | 46.1827 | 0
17.12. | 8 | 914.5506 |  | 868.3679 | 0 | 0 | 46.1827 | 0
17.12. | 9 | 914.5506 |  | 868.3679 | 0 | 0 | 46.1827 | 0
17.12. | 10 | 912.8871 |  | 866.7043 | 0 | 0 | 46.1827 | 0
17.12. | 11 | 914.5506 |  | 868.3679 | 0 | 0 | 46.1827 | 0
17.12. | 12 | 912.8871 |  | 866.7043 | 0 | 0 | 46.1827 | 0
17.12. | 13 | 912.8871 |  | 866.7043 | 0 | 0 | 46.1827 | 0
17.12. | 14 | 914.5506 |  | 868.3679 | 0 | 0 | 46.1827 | 0
17.12. | 15 | 914.5506 |  | 868.3679 | 0 | 0 | 46.1827 | 0
17.12. | 16 | 914.5506 |  | 868.3679 | 0 | 0 | 46.1827 | 0
17.12. | 17 | 914.5506 |  | 868.3679 | 0 | 0 | 46.1827 | 0
17.12. | 18 | 914.5506 |  | 868.3679 | 0 | 0 | 46.1827 | 0
17.12. | 19 | 914.5506 |  | 868.3679 | 0 | 0 | 46.1827 | 0
17.12. | 20 | 914.5506 |  | 868.3679 | 0 | 0 | 46.1827 | 0
17.12. | 21 | 912.8871 |  | 866.7043 | 0 | 0 | 46.1827 | 0
17.12. | 22 | 912.8871 |  | 866.7043 | 0 | 0 | 46.1827 | 0
17.12. | 23 | 911.2235 |  | 865.0408 | 0 | 0 | 46.1827 | 0
17.12. | 24 | 911.2235 |  | 865.0408 | 0 | 0 | 46.1827 | 0
18.12. | 1 | 909.56 |  | 863.3773 | 0 | 0 | 46.1827 | 0
18.12. | 2 | 909.56 |  | 863.3773 | 0 | 0 | 46.1827 | 0
18.12. | 3 | 907.8964 |  | 861.7137 | 0 | 0 | 46.1827 | 0
18.12. | 4 | 906.2329 |  | 860.0502 | 0 | 0 | 46.1827 | 0
18.12. | 5 | 906.2329 |  | 860.0502 | 0 | 0 | 46.1827 | 0
18.12. | 6 | 904.5694 |  | 858.3866 | 0 | 0 | 46.1827 | 0
18.12. | 7 | 904.5694 |  | 858.3866 | 0 | 0 | 46.1827 | 0
18.12. | 8 | 902.9058 |  | 856.7231 | 0 | 0 | 46.1827 | 0
18.12. | 9 | 906.2329 |  | 860.0502 | 0 | 0 | 46.1827 | 0
18.12. | 10 | 906.2329 |  | 860.0502 | 0 | 0 | 46.1827 | 0
18.12. | 11 | 911.2235 |  | 865.0408 | 0 | 0 | 46.1827 | 0
18.12. | 12 | 911.2235 |  | 865.0408 | 0 | 0 | 46.1827 | 0
18.12. | 13 | 911.2235 |  | 865.0408 | 0 | 0 | 46.1827 | 0
18.12. | 14 | 912.8871 |  | 866.7043 | 0 | 0 | 46.1827 | 0
18.12. | 15 | 912.8871 |  | 866.7043 | 0 | 0 | 46.1827 | 0
18.12. | 16 | 912.8871 |  | 866.7043 | 0 | 0 | 46.1827 | 0
18.12. | 17 | 912.8871 |  | 866.7043 | 0 | 0 | 46.1827 | 0
18.12. | 18 | 911.2235 |  | 865.0408 | 0 | 0 | 46.1827 | 0
18.12. | 19 | 909.56 |  | 863.3773 | 0 | 0 | 46.1827 | 0
18.12. | 20 | 909.56 |  | 863.3773 | 0 | 0 | 46.1827 | 0
18.12. | 21 | 907.8964 |  | 861.7137 | 0 | 0 | 46.1827 | 0
18.12. | 22 | 907.8964 |  | 861.7137 | 0 | 0 | 46.1827 | 0
18.12. | 23 | 907.8964 |  | 861.7137 | 0 | 0 | 46.1827 | 0
18.12. | 24 | 906.2329 |  | 860.0502 | 0 | 0 | 46.1827 | 0
19.12. | 1 | 906.2329 |  | 860.0502 | 0 | 0 | 46.1827 | 0
19.12. | 2 | 906.2329 |  | 860.0502 | 0 | 0 | 46.1827 | 0
19.12. | 3 | 906.2329 |  | 860.0502 | 0 | 0 | 46.1827 | 0
19.12. | 4 | 906.2329 |  | 860.0502 | 0 | 0 | 46.1827 | 0
19.12. | 5 | 906.2329 |  | 860.0502 | 0 | 0 | 46.1827 | 0
19.12. | 6 | 904.5694 |  | 858.3866 | 0 | 0 | 46.1827 | 0
19.12. | 7 | 904.5694 |  | 858.3866 | 0 | 0 | 46.1827 | 0
19.12. | 8 | 902.9058 |  | 856.7231 | 0 | 0 | 46.1827 | 0
19.12. | 9 | 902.9058 |  | 856.7231 | 0 | 0 | 46.1827 | 0
19.12. | 10 | 902.9058 |  | 856.7231 | 0 | 0 | 46.1827 | 0
19.12. | 11 | 909.56 |  | 863.3773 | 0 | 0 | 46.1827 | 0
19.12. | 12 | 909.56 |  | 863.3773 | 0 | 0 | 46.1827 | 0
19.12. | 13 | 909.56 |  | 863.3773 | 0 | 0 | 46.1827 | 0
19.12. | 14 | 911.2235 |  | 865.0408 | 0 | 0 | 46.1827 | 0
19.12. | 15 | 911.2235 |  | 865.0408 | 0 | 0 | 46.1827 | 0
19.12. | 16 | 909.56 |  | 863.3773 | 0 | 0 | 46.1827 | 0
19.12. | 17 | 909.56 |  | 863.3773 | 0 | 0 | 46.1827 | 0
19.12. | 18 | 906.2329 |  | 860.0502 | 0 | 0 | 46.1827 | 0
19.12. | 19 | 904.5694 |  | 858.3866 | 0 | 0 | 46.1827 | 0
19.12. | 20 | 902.9058 |  | 856.7231 | 0 | 0 | 46.1827 | 0
19.12. | 21 | 899.5787 |  | 853.396 | 0 | 0 | 46.1827 | 0
19.12. | 22 | 896.2517 |  | 850.0689 | 0 | 0 | 46.1827 | 0
19.12. | 23 | 891.2611 |  | 845.0783 | 0 | 0 | 46.1827 | 0
19.12. | 24 | 887.934 |  | 841.7512 | 0 | 0 | 46.1827 | 0
20.12. | 1 | 887.934 |  | 841.7512 | 0 | 0 | 46.1827 | 0
20.12. | 2 | 887.934 |  | 841.7512 | 0 | 0 | 46.1827 | 0
20.12. | 3 | 887.934 |  | 841.7512 | 0 | 0 | 46.1827 | 0
20.12. | 4 | 887.934 |  | 841.7512 | 0 | 0 | 46.1827 | 0
20.12. | 5 | 887.934 |  | 841.7512 | 0 | 0 | 46.1827 | 0
20.12. | 6 | 887.934 |  | 841.7512 | 0 | 0 | 46.1827 | 0
20.12. | 7 | 887.934 |  | 841.7512 | 0 | 0 | 46.1827 | 0
20.12. | 8 | 887.934 |  | 841.7512 | 0 | 0 | 46.1827 | 0
20.12. | 9 | 887.934 |  | 841.7512 | 0 | 0 | 46.1827 | 0
20.12. | 10 | 887.934 |  | 841.7512 | 0 | 0 | 46.1827 | 0
20.12. | 11 | 897.9152 |  | 851.7325 | 0 | 0 | 46.1827 | 0
20.12. | 12 | 904.5694 |  | 858.3866 | 0 | 0 | 46.1827 | 0
20.12. | 13 | 906.2329 |  | 860.0502 | 0 | 0 | 46.1827 | 0
20.12. | 14 | 906.2329 |  | 860.0502 | 0 | 0 | 46.1827 | 0
20.12. | 15 | 901.2423 |  | 855.0596 | 0 | 0 | 46.1827 | 0
20.12. | 16 | 896.2517 |  | 850.0689 | 0 | 0 | 46.1827 | 0
20.12. | 17 | 894.5881 |  | 848.4054 | 0 | 0 | 46.1827 | 0
20.12. | 18 | 889.5975 |  | 843.4148 | 0 | 0 | 46.1827 | 0
20.12. | 19 | 887.934 |  | 841.7512 | 0 | 0 | 46.1827 | 0
20.12. | 20 | 887.934 |  | 841.7512 | 0 | 0 | 46.1827 | 0
20.12. | 21 | 887.934 |  | 841.7512 | 0 | 0 | 46.1827 | 0
20.12. | 22 | 887.934 |  | 841.7512 | 0 | 0 | 46.1827 | 0
20.12. | 23 | 887.934 |  | 841.7512 | 0 | 0 | 46.1827 | 0
20.12. | 24 | 887.934 |  | 841.7512 | 0 | 0 | 46.1827 | 0
21.12. | 1 | 887.934 |  | 841.7512 | 0 | 0 | 46.1827 | 0
21.12. | 2 | 887.934 |  | 841.7512 | 0 | 0 | 46.1827 | 0
21.12. | 3 | 887.934 |  | 841.7512 | 0 | 0 | 46.1827 | 0
21.12. | 4 | 887.934 |  | 841.7512 | 0 | 0 | 46.1827 | 0
21.12. | 5 | 887.934 |  | 841.7512 | 0 | 0 | 46.1827 | 0
21.12. | 6 | 887.934 |  | 841.7512 | 0 | 0 | 46.1827 | 0
21.12. | 7 | 887.934 |  | 841.7512 | 0 | 0 | 46.1827 | 0
21.12. | 8 | 887.934 |  | 841.7512 | 0 | 0 | 46.1827 | 0
21.12. | 9 | 887.934 |  | 841.7512 | 0 | 0 | 46.1827 | 0
21.12. | 10 | 887.934 |  | 841.7512 | 0 | 0 | 46.1827 | 0
21.12. | 11 | 892.9246 |  | 846.7419 | 0 | 0 | 46.1827 | 0
21.12. | 12 | 894.5881 |  | 848.4054 | 0 | 0 | 46.1827 | 0
21.12. | 13 | 896.2517 |  | 850.0689 | 0 | 0 | 46.1827 | 0
21.12. | 14 | 899.5787 |  | 853.396 | 0 | 0 | 46.1827 | 0
21.12. | 15 | 897.9152 |  | 851.7325 | 0 | 0 | 46.1827 | 0
21.12. | 16 | 896.2517 |  | 850.0689 | 0 | 0 | 46.1827 | 0
21.12. | 17 | 894.5881 |  | 848.4054 | 0 | 0 | 46.1827 | 0
21.12. | 18 | 887.934 |  | 841.7512 | 0 | 0 | 46.1827 | 0
21.12. | 19 | 887.934 |  | 841.7512 | 0 | 0 | 46.1827 | 0
21.12. | 20 | 887.934 |  | 841.7512 | 0 | 0 | 46.1827 | 0
21.12. | 21 | 887.934 |  | 841.7512 | 0 | 0 | 46.1827 | 0
21.12. | 22 | 887.934 |  | 841.7512 | 0 | 0 | 46.1827 | 0
21.12. | 23 | 887.934 |  | 841.7512 | 0 | 0 | 46.1827 | 0
21.12. | 24 | 887.934 |  | 841.7512 | 0 | 0 | 46.1827 | 0
22.12. | 1 | 887.934 |  | 841.7512 | 0 | 0 | 46.1827 | 0
22.12. | 2 | 887.934 |  | 841.7512 | 0 | 0 | 46.1827 | 0
22.12. | 3 | 887.934 |  | 841.7512 | 0 | 0 | 46.1827 | 0
22.12. | 4 | 887.934 |  | 841.7512 | 0 | 0 | 46.1827 | 0
22.12. | 5 | 887.934 |  | 841.7512 | 0 | 0 | 46.1827 | 0
22.12. | 6 | 887.934 |  | 841.7512 | 0 | 0 | 46.1827 | 0
22.12. | 7 | 887.934 |  | 841.7512 | 0 | 0 | 46.1827 | 0
22.12. | 8 | 887.934 |  | 841.7512 | 0 | 0 | 46.1827 | 0
22.12. | 9 | 887.934 |  | 841.7512 | 0 | 0 | 46.1827 | 0
22.12. | 10 | 887.934 |  | 841.7512 | 0 | 0 | 46.1827 | 0
22.12. | 11 | 887.934 |  | 841.7512 | 0 | 0 | 46.1827 | 0
22.12. | 12 | 887.934 |  | 841.7512 | 0 | 0 | 46.1827 | 0
22.12. | 13 | 887.934 |  | 841.7512 | 0 | 0 | 46.1827 | 0
22.12. | 14 | 887.934 |  | 841.7512 | 0 | 0 | 46.1827 | 0
22.12. | 15 | 887.934 |  | 841.7512 | 0 | 0 | 46.1827 | 0
22.12. | 16 | 887.934 |  | 841.7512 | 0 | 0 | 46.1827 | 0
22.12. | 17 | 887.934 |  | 841.7512 | 0 | 0 | 46.1827 | 0
22.12. | 18 | 887.934 |  | 841.7512 | 0 | 0 | 46.1827 | 0
22.12. | 19 | 887.934 |  | 841.7512 | 0 | 0 | 46.1827 | 0
22.12. | 20 | 887.934 |  | 841.7512 | 0 | 0 | 46.1827 | 0
22.12. | 21 | 887.934 |  | 841.7512 | 0 | 0 | 46.1827 | 0
22.12. | 22 | 887.934 |  | 841.7512 | 0 | 0 | 46.1827 | 0
22.12. | 23 | 887.934 |  | 841.7512 | 0 | 0 | 46.1827 | 0
22.12. | 24 | 887.934 |  | 841.7512 | 0 | 0 | 46.1827 | 0
23.12. | 1 | 887.934 |  | 841.7512 | 0 | 0 | 46.1827 | 0
23.12. | 2 | 887.934 |  | 841.7512 | 0 | 0 | 46.1827 | 0
23.12. | 3 | 887.934 |  | 841.7512 | 0 | 0 | 46.1827 | 0
23.12. | 4 | 887.934 |  | 841.7512 | 0 | 0 | 46.1827 | 0
23.12. | 5 | 887.934 |  | 841.7512 | 0 | 0 | 46.1827 | 0
23.12. | 6 | 887.934 |  | 841.7512 | 0 | 0 | 46.1827 | 0
23.12. | 7 | 887.934 |  | 841.7512 | 0 | 0 | 46.1827 | 0
23.12. | 8 | 887.934 |  | 841.7512 | 0 | 0 | 46.1827 | 0
23.12. | 9 | 887.934 |  | 841.7512 | 0 | 0 | 46.1827 | 0
23.12. | 10 | 887.934 |  | 841.7512 | 0 | 0 | 46.1827 | 0
23.12. | 11 | 887.934 |  | 841.7512 | 0 | 0 | 46.1827 | 0
23.12. | 12 | 887.934 |  | 841.7512 | 0 | 0 | 46.1827 | 0
23.12. | 13 | 887.934 |  | 841.7512 | 0 | 0 | 46.1827 | 0
23.12. | 14 | 887.934 |  | 841.7512 | 0 | 0 | 46.1827 | 0
23.12. | 15 | 887.934 |  | 841.7512 | 0 | 0 | 46.1827 | 0
23.12. | 16 | 887.934 |  | 841.7512 | 0 | 0 | 46.1827 | 0
23.12. | 17 | 887.934 |  | 841.7512 | 0 | 0 | 46.1827 | 0
23.12. | 18 | 887.934 |  | 841.7512 | 0 | 0 | 46.1827 | 0
23.12. | 19 | 887.934 |  | 841.7512 | 0 | 0 | 46.1827 | 0
23.12. | 20 | 887.934 |  | 841.7512 | 0 | 0 | 46.1827 | 0
23.12. | 21 | 887.934 |  | 841.7512 | 0 | 0 | 46.1827 | 0
23.12. | 22 | 887.934 |  | 841.7512 | 0 | 0 | 46.1827 | 0
23.12. | 23 | 887.934 |  | 841.7512 | 0 | 0 | 46.1827 | 0
23.12. | 24 | 887.934 |  | 841.7512 | 0 | 0 | 46.1827 | 0
24.12. | 1 | 887.934 |  | 841.7512 | 0 | 0 | 46.1827 | 0
24.12. | 2 | 887.934 |  | 841.7512 | 0 | 0 | 46.1827 | 0
24.12. | 3 | 887.934 |  | 841.7512 | 0 | 0 | 46.1827 | 0
24.12. | 4 | 887.934 |  | 841.7512 | 0 | 0 | 46.1827 | 0
24.12. | 5 | 887.934 |  | 841.7512 | 0 | 0 | 46.1827 | 0
24.12. | 6 | 887.934 |  | 841.7512 | 0 | 0 | 46.1827 | 0
24.12. | 7 | 887.934 |  | 841.7512 | 0 | 0 | 46.1827 | 0
24.12. | 8 | 887.934 |  | 841.7512 | 0 | 0 | 46.1827 | 0
24.12. | 9 | 887.934 |  | 841.7512 | 0 | 0 | 46.1827 | 0
24.12. | 10 | 887.934 |  | 841.7512 | 0 | 0 | 46.1827 | 0
24.12. | 11 | 887.934 |  | 841.7512 | 0 | 0 | 46.1827 | 0
24.12. | 12 | 887.934 |  | 841.7512 | 0 | 0 | 46.1827 | 0
24.12. | 13 | 887.934 |  | 841.7512 | 0 | 0 | 46.1827 | 0
24.12. | 14 | 887.934 |  | 841.7512 | 0 | 0 | 46.1827 | 0
24.12. | 15 | 887.934 |  | 841.7512 | 0 | 0 | 46.1827 | 0
24.12. | 16 | 887.934 |  | 841.7512 | 0 | 0 | 46.1827 | 0
24.12. | 17 | 887.934 |  | 841.7512 | 0 | 0 | 46.1827 | 0
24.12. | 18 | 887.934 |  | 841.7512 | 0 | 0 | 46.1827 | 0
24.12. | 19 | 887.934 |  | 841.7512 | 0 | 0 | 46.1827 | 0
24.12. | 20 | 887.934 |  | 841.7512 | 0 | 0 | 46.1827 | 0
24.12. | 21 | 887.934 |  | 841.7512 | 0 | 0 | 46.1827 | 0
24.12. | 22 | 887.934 |  | 841.7512 | 0 | 0 | 46.1827 | 0
24.12. | 23 | 887.934 |  | 841.7512 | 0 | 0 | 46.1827 | 0
24.12. | 24 | 887.934 |  | 841.7512 | 0 | 0 | 46.1827 | 0
25.12. | 1 | 887.934 |  | 841.7512 | 0 | 0 | 46.1827 | 0
25.12. | 2 | 887.934 |  | 841.7512 | 0 | 0 | 46.1827 | 0
25.12. | 3 | 887.934 |  | 841.7512 | 0 | 0 | 46.1827 | 0
25.12. | 4 | 887.934 |  | 841.7512 | 0 | 0 | 46.1827 | 0
25.12. | 5 | 887.934 |  | 841.7512 | 0 | 0 | 46.1827 | 0
25.12. | 6 | 887.934 |  | 841.7512 | 0 | 0 | 46.1827 | 0
25.12. | 7 | 887.934 |  | 841.7512 | 0 | 0 | 46.1827 | 0
25.12. | 8 | 887.934 |  | 841.7512 | 0 | 0 | 46.1827 | 0
25.12. | 9 | 887.934 |  | 841.7512 | 0 | 0 | 46.1827 | 0
25.12. | 10 | 887.934 |  | 841.7512 | 0 | 0 | 46.1827 | 0
25.12. | 11 | 887.934 |  | 841.7512 | 0 | 0 | 46.1827 | 0
25.12. | 12 | 887.934 |  | 841.7512 | 0 | 0 | 46.1827 | 0
25.12. | 13 | 887.934 |  | 841.7512 | 0 | 0 | 46.1827 | 0
25.12. | 14 | 887.934 |  | 841.7512 | 0 | 0 | 46.1827 | 0
25.12. | 15 | 887.934 |  | 841.7512 | 0 | 0 | 46.1827 | 0
25.12. | 16 | 887.934 |  | 841.7512 | 0 | 0 | 46.1827 | 0
25.12. | 17 | 887.934 |  | 841.7512 | 0 | 0 | 46.1827 | 0
25.12. | 18 | 887.934 |  | 841.7512 | 0 | 0 | 46.1827 | 0
25.12. | 19 | 887.934 |  | 841.7512 | 0 | 0 | 46.1827 | 0
25.12. | 20 | 887.934 |  | 841.7512 | 0 | 0 | 46.1827 | 0
25.12. | 21 | 887.934 |  | 841.7512 | 0 | 0 | 46.1827 | 0
25.12. | 22 | 887.934 |  | 841.7512 | 0 | 0 | 46.1827 | 0
25.12. | 23 | 887.934 |  | 841.7512 | 0 | 0 | 46.1827 | 0
25.12. | 24 | 887.934 |  | 841.7512 | 0 | 0 | 46.1827 | 0
26.12. | 1 | 887.934 |  | 841.7512 | 0 | 0 | 46.1827 | 0
26.12. | 2 | 887.934 |  | 841.7512 | 0 | 0 | 46.1827 | 0
26.12. | 3 | 887.934 |  | 841.7512 | 0 | 0 | 46.1827 | 0
26.12. | 4 | 887.934 |  | 841.7512 | 0 | 0 | 46.1827 | 0
26.12. | 5 | 887.934 |  | 841.7512 | 0 | 0 | 46.1827 | 0
26.12. | 6 | 887.934 |  | 841.7512 | 0 | 0 | 46.1827 | 0
26.12. | 7 | 887.934 |  | 841.7512 | 0 | 0 | 46.1827 | 0
26.12. | 8 | 887.934 |  | 841.7512 | 0 | 0 | 46.1827 | 0
26.12. | 9 | 887.934 |  | 841.7512 | 0 | 0 | 46.1827 | 0
26.12. | 10 | 887.934 |  | 841.7512 | 0 | 0 | 46.1827 | 0
26.12. | 11 | 887.934 |  | 841.7512 | 0 | 0 | 46.1827 | 0
26.12. | 12 | 887.934 |  | 841.7512 | 0 | 0 | 46.1827 | 0
26.12. | 13 | 887.934 |  | 841.7512 | 0 | 0 | 46.1827 | 0
26.12. | 14 | 887.934 |  | 841.7512 | 0 | 0 | 46.1827 | 0
26.12. | 15 | 887.934 |  | 841.7512 | 0 | 0 | 46.1827 | 0
26.12. | 16 | 887.934 |  | 841.7512 | 0 | 0 | 46.1827 | 0
26.12. | 17 | 887.934 |  | 841.7512 | 0 | 0 | 46.1827 | 0
26.12. | 18 | 887.934 |  | 841.7512 | 0 | 0 | 46.1827 | 0
26.12. | 19 | 887.934 |  | 841.7512 | 0 | 0 | 46.1827 | 0
26.12. | 20 | 887.934 |  | 841.7512 | 0 | 0 | 46.1827 | 0
26.12. | 21 | 887.934 |  | 841.7512 | 0 | 0 | 46.1827 | 0
26.12. | 22 | 887.934 |  | 841.7512 | 0 | 0 | 46.1827 | 0
26.12. | 23 | 887.934 |  | 841.7512 | 0 | 0 | 46.1827 | 0
26.12. | 24 | 887.934 |  | 841.7512 | 0 | 0 | 46.1827 | 0
27.12. | 1 | 887.934 |  | 841.7512 | 0 | 0 | 46.1827 | 0
27.12. | 2 | 887.934 |  | 841.7512 | 0 | 0 | 46.1827 | 0
27.12. | 3 | 887.934 |  | 841.7512 | 0 | 0 | 46.1827 | 0
27.12. | 4 | 887.934 |  | 841.7512 | 0 | 0 | 46.1827 | 0
27.12. | 5 | 887.934 |  | 841.7512 | 0 | 0 | 46.1827 | 0
27.12. | 6 | 887.934 |  | 841.7512 | 0 | 0 | 46.1827 | 0
27.12. | 7 | 887.934 |  | 841.7512 | 0 | 0 | 46.1827 | 0
27.12. | 8 | 887.934 |  | 841.7512 | 0 | 0 | 46.1827 | 0
27.12. | 9 | 887.934 |  | 841.7512 | 0 | 0 | 46.1827 | 0
27.12. | 10 | 887.934 |  | 841.7512 | 0 | 0 | 46.1827 | 0
27.12. | 11 | 887.934 |  | 841.7512 | 0 | 0 | 46.1827 | 0
27.12. | 12 | 887.934 |  | 841.7512 | 0 | 0 | 46.1827 | 0
27.12. | 13 | 887.934 |  | 841.7512 | 0 | 0 | 46.1827 | 0
27.12. | 14 | 887.934 |  | 841.7512 | 0 | 0 | 46.1827 | 0
27.12. | 15 | 887.934 |  | 841.7512 | 0 | 0 | 46.1827 | 0
27.12. | 16 | 887.934 |  | 841.7512 | 0 | 0 | 46.1827 | 0
27.12. | 17 | 887.934 |  | 841.7512 | 0 | 0 | 46.1827 | 0
27.12. | 18 | 887.934 |  | 841.7512 | 0 | 0 | 46.1827 | 0
27.12. | 19 | 887.934 |  | 841.7512 | 0 | 0 | 46.1827 | 0
27.12. | 20 | 887.934 |  | 841.7512 | 0 | 0 | 46.1827 | 0
27.12. | 21 | 887.934 |  | 841.7512 | 0 | 0 | 46.1827 | 0
27.12. | 22 | 887.934 |  | 841.7512 | 0 | 0 | 46.1827 | 0
27.12. | 23 | 887.934 |  | 841.7512 | 0 | 0 | 46.1827 | 0
27.12. | 24 | 887.934 |  | 841.7512 | 0 | 0 | 46.1827 | 0
28.12. | 1 | 887.934 |  | 841.7512 | 0 | 0 | 46.1827 | 0
28.12. | 2 | 887.934 |  | 841.7512 | 0 | 0 | 46.1827 | 0
28.12. | 3 | 887.934 |  | 841.7512 | 0 | 0 | 46.1827 | 0
28.12. | 4 | 887.934 |  | 841.7512 | 0 | 0 | 46.1827 | 0
28.12. | 5 | 887.934 |  | 841.7512 | 0 | 0 | 46.1827 | 0
28.12. | 6 | 887.934 |  | 841.7512 | 0 | 0 | 46.1827 | 0
28.12. | 7 | 887.934 |  | 841.7512 | 0 | 0 | 46.1827 | 0
28.12. | 8 | 887.934 |  | 841.7512 | 0 | 0 | 46.1827 | 0
28.12. | 9 | 887.934 |  | 841.7512 | 0 | 0 | 46.1827 | 0
28.12. | 10 | 887.934 |  | 841.7512 | 0 | 0 | 46.1827 | 0
28.12. | 11 | 887.934 |  | 841.7512 | 0 | 0 | 46.1827 | 0
28.12. | 12 | 887.934 |  | 841.7512 | 0 | 0 | 46.1827 | 0
28.12. | 13 | 887.934 |  | 841.7512 | 0 | 0 | 46.1827 | 0
28.12. | 14 | 887.934 |  | 841.7512 | 0 | 0 | 46.1827 | 0
28.12. | 15 | 887.934 |  | 841.7512 | 0 | 0 | 46.1827 | 0
28.12. | 16 | 889.5975 |  | 843.4148 | 0 | 0 | 46.1827 | 0
28.12. | 17 | 889.5975 |  | 843.4148 | 0 | 0 | 46.1827 | 0
28.12. | 18 | 887.934 |  | 841.7512 | 0 | 0 | 46.1827 | 0
28.12. | 19 | 887.934 |  | 841.7512 | 0 | 0 | 46.1827 | 0
28.12. | 20 | 887.934 |  | 841.7512 | 0 | 0 | 46.1827 | 0
28.12. | 21 | 887.934 |  | 841.7512 | 0 | 0 | 46.1827 | 0
28.12. | 22 | 887.934 |  | 841.7512 | 0 | 0 | 46.1827 | 0
28.12. | 23 | 887.934 |  | 841.7512 | 0 | 0 | 46.1827 | 0
28.12. | 24 | 887.934 |  | 841.7512 | 0 | 0 | 46.1827 | 0
29.12. | 1 | 887.934 |  | 841.7512 | 0 | 0 | 46.1827 | 0
29.12. | 2 | 887.934 |  | 841.7512 | 0 | 0 | 46.1827 | 0
29.12. | 3 | 887.934 |  | 841.7512 | 0 | 0 | 46.1827 | 0
29.12. | 4 | 892.9246 |  | 846.7419 | 0 | 0 | 46.1827 | 0
29.12. | 5 | 897.9152 |  | 851.7325 | 0 | 0 | 46.1827 | 0
29.12. | 6 | 904.5694 |  | 858.3866 | 0 | 0 | 46.1827 | 0
29.12. | 7 | 907.8964 |  | 861.7137 | 0 | 0 | 46.1827 | 0
29.12. | 8 | 909.56 |  | 863.3773 | 0 | 0 | 46.1827 | 0
29.12. | 9 | 911.2235 |  | 865.0408 | 0 | 0 | 46.1827 | 0
29.12. | 10 | 912.8871 |  | 866.7043 | 0 | 0 | 46.1827 | 0
29.12. | 11 | 914.5506 |  | 868.3679 | 0 | 0 | 46.1827 | 0
29.12. | 12 | 914.5506 |  | 868.3679 | 0 | 0 | 46.1827 | 0
29.12. | 13 | 914.5506 |  | 868.3679 | 0 | 0 | 46.1827 | 0
29.12. | 14 | 914.5506 |  | 868.3679 | 0 | 0 | 46.1827 | 0
29.12. | 15 | 914.5506 |  | 868.3679 | 0 | 0 | 46.1827 | 0
29.12. | 16 | 914.5506 |  | 868.3679 | 0 | 0 | 46.1827 | 0
29.12. | 17 | 914.5506 |  | 868.3679 | 0 | 0 | 46.1827 | 0
29.12. | 18 | 914.5506 |  | 868.3679 | 0 | 0 | 46.1827 | 0
29.12. | 19 | 914.5506 |  | 868.3679 | 0 | 0 | 46.1827 | 0
29.12. | 20 | 914.5506 |  | 868.3679 | 0 | 0 | 46.1827 | 0
29.12. | 21 | 914.5506 |  | 868.3679 | 0 | 0 | 46.1827 | 0
29.12. | 22 | 914.5506 |  | 868.3679 | 0 | 0 | 46.1827 | 0
29.12. | 23 | 914.5506 |  | 868.3679 | 0 | 0 | 46.1827 | 0
29.12. | 24 | 914.5506 |  | 868.3679 | 0 | 0 | 46.1827 | 0
30.12. | 1 | 914.5506 |  | 868.3679 | 0 | 0 | 46.1827 | 0
30.12. | 2 | 914.5506 |  | 868.3679 | 0 | 0 | 46.1827 | 0
30.12. | 3 | 914.5506 |  | 868.3679 | 0 | 0 | 46.1827 | 0
30.12. | 4 | 914.5506 |  | 868.3679 | 0 | 0 | 46.1827 | 0
30.12. | 5 | 914.5506 |  | 868.3679 | 0 | 0 | 46.1827 | 0
30.12. | 6 | 914.5506 |  | 868.3679 | 0 | 0 | 46.1827 | 0
30.12. | 7 | 914.5506 |  | 868.3679 | 0 | 0 | 46.1827 | 0
30.12. | 8 | 914.5506 |  | 868.3679 | 0 | 0 | 46.1827 | 0
30.12. | 9 | 914.5506 |  | 868.3679 | 0 | 0 | 46.1827 | 0
30.12. | 10 | 914.5506 |  | 868.3679 | 0 | 0 | 46.1827 | 0
30.12. | 11 | 914.5506 |  | 868.3679 | 0 | 0 | 46.1827 | 0
30.12. | 12 | 914.5506 |  | 868.3679 | 0 | 0 | 46.1827 | 0
30.12. | 13 | 914.5506 |  | 868.3679 | 0 | 0 | 46.1827 | 0
30.12. | 14 | 914.5506 |  | 868.3679 | 0 | 0 | 46.1827 | 0
30.12. | 15 | 914.5506 |  | 868.3679 | 0 | 0 | 46.1827 | 0
30.12. | 16 | 914.5506 |  | 868.3679 | 0 | 0 | 46.1827 | 0
30.12. | 17 | 914.5506 |  | 868.3679 | 0 | 0 | 46.1827 | 0
30.12. | 18 | 914.5506 |  | 868.3679 | 0 | 0 | 46.1827 | 0
30.12. | 19 | 914.5506 |  | 868.3679 | 0 | 0 | 46.1827 | 0
30.12. | 20 | 914.5506 |  | 868.3679 | 0 | 0 | 46.1827 | 0
30.12. | 21 | 914.5506 |  | 868.3679 | 0 | 0 | 46.1827 | 0
30.12. | 22 | 914.5506 |  | 868.3679 | 0 | 0 | 46.1827 | 0
30.12. | 23 | 914.5506 |  | 868.3679 | 0 | 0 | 46.1827 | 0
30.12. | 24 | 914.5506 |  | 868.3679 | 0 | 0 | 46.1827 | 0
31.12. | 1 | 914.5506 |  | 868.3679 | 0 | 0 | 46.1827 | 0
31.12. | 2 | 914.5506 |  | 868.3679 | 0 | 0 | 46.1827 | 0
31.12. | 3 | 912.8871 |  | 866.7043 | 0 | 0 | 46.1827 | 0
31.12. | 4 | 911.2235 |  | 865.0408 | 0 | 0 | 46.1827 | 0
31.12. | 5 | 907.8964 |  | 861.7137 | 0 | 0 | 46.1827 | 0
31.12. | 6 | 906.2329 |  | 860.0502 | 0 | 0 | 46.1827 | 0
31.12. | 7 | 904.5694 |  | 858.3866 | 0 | 0 | 46.1827 | 0
31.12. | 8 | 902.9058 |  | 856.7231 | 0 | 0 | 46.1827 | 0
31.12. | 9 | 906.2329 |  | 860.0502 | 0 | 0 | 46.1827 | 0
31.12. | 10 | 909.56 |  | 863.3773 | 0 | 0 | 46.1827 | 0
31.12. | 11 | 914.5506 |  | 868.3679 | 0 | 0 | 46.1827 | 0
31.12. | 12 | 914.5506 |  | 868.3679 | 0 | 0 | 46.1827 | 0
31.12. | 13 | 914.5506 |  | 868.3679 | 0 | 0 | 46.1827 | 0
31.12. | 14 | 914.5506 |  | 868.3679 | 0 | 0 | 46.1827 | 0
31.12. | 15 | 914.5506 |  | 868.3679 | 0 | 0 | 46.1827 | 0
31.12. | 16 | 912.8871 |  | 866.7043 | 0 | 0 | 46.1827 | 0
31.12. | 17 | 911.2235 |  | 865.0408 | 0 | 0 | 46.1827 | 0
31.12. | 18 | 907.8964 |  | 861.7137 | 0 | 0 | 46.1827 | 0
31.12. | 19 | 906.2329 |  | 860.0502 | 0 | 0 | 46.1827 | 0
31.12. | 20 | 904.5694 |  | 858.3866 | 0 | 0 | 46.1827 | 0
31.12. | 21 | 902.9058 |  | 856.7231 | 0 | 0 | 46.1827 | 0
31.12. | 22 | 904.5694 |  | 858.3866 | 0 | 0 | 46.1827 | 0
31.12. | 23 | 906.2329 |  | 860.0502 | 0 | 0 | 46.1827 | 0
31.12. | 24 | 907.8964 |  | 861.7137 | 0 | 0 | 46.1827 | 0