## Thermal
ENTSO-E Market Modelling Database: Thermal generation
Country:
Market Node: | SK00
Year:
Climate year
Scenario
Fuel & Plant type |  | Net generating capacity (MW) | Number of units | Number of biofuel units | Biofuel usage [%] | MUST RUN OBLIGATIONS | [13 empty] | Daily limitation in MWh (optional) | [11 empty] | Unavailability |  |  | Min stable power (% of max power) | Ramp up rate(MW/h) | Ramp down rate (MW/h) | fixed generation reduction (% of max power output) | Median Start-up fuel name | Custom biofuel price (EUR/Net GJ) | Maximum number of units on maintenance
[32 empty] | Forced outage (annual rate) | Planned outage | Planned outage
[33 empty] | annual rate | winter
[7 empty] | Jan | Feb | Mar | April | May | June | July | Aug | Sept | Oct | Nov | Dec | causes (e.g technical, subsidies, environmental, grid constraints... | Jan | Feb | Mar | April | May | June | July | Aug | Sept | Oct | Nov | Dec | % | number of days | minimum % of annual number of days
Nuclear |  | 2814.6373 | 6 | 0 | 0 | number of must run units | 6 | 6 | 6 | 6 | 6 | 6 | 6 | 6 | 6 | 6 | 6 | 6 | [13 empty] | 1.1588 | 18 | 3.5047 | 84.4 | 144.0271 | 144.0271 | 0 | 0 | 0 | 6
[6 empty] | % of installed capacity | 85 | 85 | 85 | 85 | 85 | 85 | 85 | 85 | 85 | 85 | 85 | 85
Hard coal | old 1 | 27.085 | 1 | 1 | 0.7975 | number of must run units | 0 | 0 | 0 | 0 | 0 | 0 | 0 | 0 | 0 | 0 | 0 | 0 | [13 empty] | 1.3699 | 27 | 0 | 1.83 | 32.502 | 81.255 | 0 | 0 | 0 | 1
[6 empty] | % of installed capacity | 0 | 0 | 0 | 0 | 0 | 0 | 0 | 0 | 0 | 0 | 0 | 0
| old 2 | 0 | 0 | 0 | 0 | number of must run units | 0 | 0 | 0 | 0 | 0 | 0 | 0 | 0 | 0 | 0 | 0 | 0 | [13 empty] | 10 | 27 | 15 |  |  |  | 0 | 0 |  | 0
[6 empty] | % of installed capacity | 0 | 0 | 0 | 0 | 0 | 0 | 0 | 0 | 0 | 0 | 0 | 0
| new | 263.441 | 3 | 0 | 0 | number of must run units | 0 | 0 | 0 | 0 | 0 | 0 | 0 | 0 | 0 | 0 | 0 | 0 | [13 empty] | 9.2569 | 27 | 0.16763 | 19.3179 | 277.9718 | 347.4647 | 0 | 0 | 0 | 3
[6 empty] | % of installed capacity | 0 | 0 | 0 | 0 | 0 | 0 | 0 | 0 | 0 | 0 | 0 | 0
| CCS | 0 | 0 | 0 | 0 | number of must run units | 0 | 0 | 0 | 0 | 0 | 0 | 0 | 0 | 0 | 0 | 0 | 0 | [13 empty] | 7.5 | 27 | 15 |  |  |  | 0 | 0 |  | 0
[6 empty] | % of installed capacity | 0 | 0 | 0 | 0 | 0 | 0 | 0 | 0 | 0 | 0 | 0 | 0
Lignite | old 1 | 18.514 | 1 | 1 | 1 | number of must run units | 0 | 0 | 0 | 0 | 0 | 0 | 0 | 0 | 0 | 0 | 0 | 0 | [13 empty] | 2.7 | 27 | 0 | 32.55 | 22.2168 | 55.542 | 0 | 0 | 0 | 1
[6 empty] | % of installed capacity | 0 | 0 | 0 | 0 | 0 | 0 | 0 | 0 | 0 | 0 | 0 | 0
| old 2 | 0 | 0 | 0 | 0 | number of must run units | 0 | 0 | 0 | 0 | 0 | 0 | 0 | 0 | 0 | 0 | 0 | 0 | [13 empty] | 10 | 27 | 15 |  |  |  | 0 | 0 |  | 0
[6 empty] | % of installed capacity | 0 | 0 | 0 | 0 | 0 | 0 | 0 | 0 | 0 | 0 | 0 | 0
| new | 66.375 | 2 | 1 | 0.15689 | number of must run units | 0 | 0 | 0 | 0 | 0 | 0 | 0 | 0 | 0 | 0 | 0 | 0 | [13 empty] | 8.4188 | 27 | 0 | 10.4337 | 47.8713 | 119.6784 | 0 | 0 | 0 | 2
[6 empty] | % of installed capacity | 0 | 0 | 0 | 0 | 0 | 0 | 0 | 0 | 0 | 0 | 0 | 0
| CCS | 0 | 0 | 0 | 0 | number of must run units | 0 | 0 | 0 | 0 | 0 | 0 | 0 | 0 | 0 | 0 | 0 | 0 | [13 empty] | 7.5 | 27 | 15 |  |  |  | 0 | 0 |  | 0
[6 empty] | % of installed capacity | 0 | 0 | 0 | 0 | 0 | 0 | 0 | 0 | 0 | 0 | 0 | 0
Gas | Conventional old 1 | 8.436 | 1 | 0 | 0 | number of must run units | 0 | 0 | 0 | 0 | 0 | 0 | 0 | 0 | 0 | 0 | 0 | 0 | [13 empty] | 8 | 27 | 0 | 20 | 75.924 | 75.924 | 0 | 0 | 0 | 1
[6 empty] | % of installed capacity | 0 | 0 | 0 | 0 | 0 | 0 | 0 | 0 | 0 | 0 | 0 | 0
| Conventional old 2 | 71.343 | 6 | 0 | 0 | number of must run units | 0 | 0 | 0 | 0 | 0 | 0 | 0 | 0 | 0 | 0 | 0 | 0 | [13 empty] | 5.6148 | 27 | 0 | 19.2054 | 148.6422 | 148.6422 | 0 | 0 | 0 | 6
[6 empty] | % of installed capacity | 0 | 0 | 0 | 0 | 0 | 0 | 0 | 0 | 0 | 0 | 0 | 0
| CCGT old 1 | 184.662 | 2 | 1 | 0.5367 | number of must run units | 0 | 0 | 0 | 0 | 0 | 0 | 0 | 0 | 0 | 0 | 0 | 0 | [13 empty] | 6.005 | 27 | 0 | 24.0582 | 127.458 | 318.6451 | 0 | 0 | 0 | 2
[6 empty] | % of installed capacity | 0 | 0 | 0 | 0 | 0 | 0 | 0 | 0 | 0 | 0 | 0 | 0
| CCGT old 2 | 0 | 0 | 0 | 0 | number of must run units | 0 | 0 | 0 | 0 | 0 | 0 | 0 | 0 | 0 | 0 | 0 | 0 | [13 empty] | 8 | 27 | 15 |  |  |  | 0 | 0 |  | 0
[6 empty] | % of installed capacity | 0 | 0 | 0 | 0 | 0 | 0 | 0 | 0 | 0 | 0 | 0 | 0
| CCGT new | 27.456 | 1 | 0 | 0 | number of must run units | 0 | 0 | 0 | 0 | 0 | 0 | 0 | 0 | 0 | 0 | 0 | 0 | [13 empty] | 0.685 | 27 | 0 | 16.67 | 65.8944 | 82.368 | 0 | 0 | 0 | 1
[6 empty] | % of installed capacity | 0 | 0 | 0 | 0 | 0 | 0 | 0 | 0 | 0 | 0 | 0 | 0
| CCGT CCS | 0 | 0 | 0 | 0 | number of must run units | 0 | 0 | 0 | 0 | 0 | 0 | 0 | 0 | 0 | 0 | 0 | 0 | [13 empty] | 5 | 27 | 15 |  |  |  | 0 | 0 |  | 0
[6 empty] | % of installed capacity | 0 | 0 | 0 | 0 | 0 | 0 | 0 | 0 | 0 | 0 | 0 | 0
| OCGT old | 0 | 0 | 0 | 0 | number of must run units | 0 | 0 | 0 | 0 | 0 | 0 | 0 | 0 | 0 | 0 | 0 | 0 | [13 empty] | 8 | 13 | 15 |  |  |  | 0 | 0 |  | 0
[6 empty] | % of installed capacity | 0 | 0 | 0 | 0 | 0 | 0 | 0 | 0 | 0 | 0 | 0 | 0
| OCGT new | 0 | 0 | 0 | 0 | number of must run units | 0 | 0 | 0 | 0 | 0 | 0 | 0 | 0 | 0 | 0 | 0 | 0 | [13 empty] | 5 | 13 | 15 |  |  |  | 0 | 0 |  | 0
[6 empty] | % of installed capacity | 0 | 0 | 0 | 0 | 0 | 0 | 0 | 0 | 0 | 0 | 0 | 0
Light oil |  | 0 | 0 | 0 | 0 | number of must run units | 0 | 0 | 0 | 0 | 0 | 0 | 0 | 0 | 0 | 0 | 0 | 0 | [13 empty] | 8 | 13 | 15 |  |  |  | 0 | 0 |  | 0
[6 empty] | % of installed capacity | 0 | 0 | 0 | 0 | 0 | 0 | 0 | 0 | 0 | 0 | 0 | 0
Heavy oil | old 1 | 133.278 | 1 | 0 | 0 | number of must run units | 0 | 0 | 0 | 0 | 0 | 0 | 0 | 0 | 0 | 0 | 0 | 0 | [13 empty] | 10 | 27 | 0 | 2 | 639.7344 | 639.7344 | 0 | 0 | 0 | 1
[6 empty] | % of installed capacity | 0 | 0 | 0 | 0 | 0 | 0 | 0 | 0 | 0 | 0 | 0 | 0
| old 2 | 0 | 0 | 0 | 0 | number of must run units | 0 | 0 | 0 | 0 | 0 | 0 | 0 | 0 | 0 | 0 | 0 | 0 | [13 empty] | 10 | 27 | 15 |  |  |  | 0 | 0 |  | 0
[6 empty] | % of installed capacity | 0 | 0 | 0 | 0 | 0 | 0 | 0 | 0 | 0 | 0 | 0 | 0
Oil shale | old | 0 | 0 | 0 | 0 | number of must run units | 0 | 0 | 0 | 0 | 0 | 0 | 0 | 0 | 0 | 0 | 0 | 0 | [13 empty] | 10 | 27 | 15 |  |  |  | 0 | 0 |  | 0
[6 empty] | % of installed capacity | 0 | 0 | 0 | 0 | 0 | 0 | 0 | 0 | 0 | 0 | 0 | 0
| new | 0 | 0 | 0 | 0 | number of must run units | 0 | 0 | 0 | 0 | 0 | 0 | 0 | 0 | 0 | 0 | 0 | 0 | [13 empty] | 7.5 | 27 | 15 |  |  |  | 0 | 0 |  | 0
[6 empty] | % of installed capacity | 0 | 0 | 0 | 0 | 0 | 0 | 0 | 0 | 0 | 0 | 0 | 0
Gas | CCGT present 1 | 545.564 | 3 | 0 | 0 | number of must run units | 0 | 0 | 0 | 0 | 0 | 0 | 0 | 0 | 0 | 0 | 0 | 0 | [13 empty] | 4.4605 | 19.4602 | 0 | 47.3789 | 784.1343 | 980.1679 | 0 | 0 | 0 | 3
[6 empty] | % of installed capacity | 0 | 0 | 0 | 0 | 0 | 0 | 0 | 0 | 0 | 0 | 0 | 0
| CCGT present 2 | 0 | 0 | 0 | 0 | number of must run units | 0 | 0 | 0 | 0 | 0 | 0 | 0 | 0 | 0 | 0 | 0 | 0 | [13 empty] | 5 | 27 | 15 |  |  |  | 0 | 0 |  | 0
[6 empty] | % of installed capacity | 0 | 0 | 0 | 0 | 0 | 0 | 0 | 0 | 0 | 0 | 0 | 0
Hydrogen | Fuel Cell | 0 | 0 | 0 | 0 | number of must run units | 0 | 0 | 0 | 0 | 0 | 0 | 0 | 0 | 0 | 0 | 0 | 0 | [13 empty] | 2.5 | 7 | 0 |  |  |  | 0 | 0 |  | 0
[6 empty] | % of installed capacity | 0 | 0 | 0 | 0 | 0 | 0 | 0 | 0 | 0 | 0 | 0 | 0
Hydrogen | CCGT | 0 | 0 | 0 | 0 | number of must run units | 0 | 0 | 0 | 0 | 0 | 0 | 0 | 0 | 0 | 0 | 0 | 0 | [13 empty] | 5 | 27 | 15 |  |  |  | 0 | 0 |  | 0
[6 empty] | % of installed capacity | 0 | 0 | 0 | 0 | 0 | 0 | 0 | 0 | 0 | 0 | 0 | 0
Hydrogen | OCGT | 0 | 0 | 0 | 0 | number of must run units | 0 | 0 | 0 | 0 | 0 | 0 | 0 | 0 | 0 | 0 | 0 | 0 | [13 empty] | 5 | 13 | 15 |  |  |  | 0 | 0 |  | 0
[6 empty] | % of installed capacity | 0 | 0 | 0 | 0 | 0 | 0 | 0 | 0 | 0 | 0 | 0 | 0

## Other Non-RES
ENTSO-E Market Modelling Database: Other non-RES
Country:
Market Node: | SK00
Year:
Climate year |  |  | N.B. use convention first January always Monday (2007 calendar year) --> see guidelines for further details
Scenario
|  | Price Band 1 | Price Band 2
| Installed capacity (MW) | 124.8717
| Number of units | 1
| PEMMDB type(s) | OtherNon-RES/Gas/CCGT old 2
Purpose
| Avg. Market Offer Price (€/MWh) | 0
| Avg. Efficiency Ratio | 0.48
| Avg. CO2 em. factor (ton/MWh) | 118.75
| Start climate year | 2030
| End climate year | 2030
Date | Hour | Available capacity (MW) | Available capacity (MW) | Available capacity (MW) | Available capacity (MW) | Available capacity (MW) | Available capacity (MW) | Available capacity (MW) | Available capacity (MW) | Available capacity (MW) | Available capacity (MW) | Available capacity (MW) | Available capacity (MW) | Available capacity (MW) | Available capacity (MW) | Available capacity (MW) | Available capacity (MW) | Available capacity (MW) | Available capacity (MW) | Available capacity (MW) | Available capacity (MW) | Available capacity (MW) | Available capacity (MW) | Available capacity (MW) | Available capacity (MW) | Available capacity (MW) | Available capacity (MW) | Available capacity (MW)
01.01. | 1 | 124.8717
01.01. | 2 | 124.8717
01.01. | 3 | 124.8717
01.01. | 4 | 124.8717
01.01. | 5 | 124.8717
01.01. | 6 | 124.8717
01.01. | 7 | 124.8717
01.01. | 8 | 124.8717
01.01. | 9 | 124.8717
01.01. | 10 | 124.8717
01.01. | 11 | 124.8717
01.01. | 12 | 124.8717
01.01. | 13 | 124.8717
01.01. | 14 | 124.8717
01.01. | 15 | 124.8717
01.01. | 16 | 124.8717
01.01. | 17 | 124.8717
01.01. | 18 | 124.8717
01.01. | 19 | 124.8717
01.01. | 20 | 124.8717
01.01. | 21 | 124.8717
01.01. | 22 | 124.8717
01.01. | 23 | 124.8717
01.01. | 24 | 124.8717
02.01. | 1 | 124.8717
02.01. | 2 | 124.8717
02.01. | 3 | 124.8717
02.01. | 4 | 124.8717
02.01. | 5 | 124.8717
02.01. | 6 | 124.8717
02.01. | 7 | 124.8717
02.01. | 8 | 124.8717
02.01. | 9 | 124.8717
02.01. | 10 | 124.8717
02.01. | 11 | 124.8717
02.01. | 12 | 124.8717
02.01. | 13 | 124.8717
02.01. | 14 | 124.8717
02.01. | 15 | 124.8717
02.01. | 16 | 124.8717
02.01. | 17 | 124.8717
02.01. | 18 | 124.8717
02.01. | 19 | 124.8717
02.01. | 20 | 124.8717
02.01. | 21 | 124.8717
02.01. | 22 | 124.8717
02.01. | 23 | 124.8717
02.01. | 24 | 124.8717
03.01. | 1 | 124.8717
03.01. | 2 | 124.8717
03.01. | 3 | 124.8717
03.01. | 4 | 124.8717
03.01. | 5 | 124.8717
03.01. | 6 | 124.8717
03.01. | 7 | 124.8717
03.01. | 8 | 124.8717
03.01. | 9 | 124.8717
03.01. | 10 | 124.8717
03.01. | 11 | 124.8717
03.01. | 12 | 124.8717
03.01. | 13 | 124.8717
03.01. | 14 | 124.8717
03.01. | 15 | 124.8717
03.01. | 16 | 124.8717
03.01. | 17 | 124.8717
03.01. | 18 | 124.8717
03.01. | 19 | 124.8717
03.01. | 20 | 124.8717
03.01. | 21 | 124.8717
03.01. | 22 | 124.8717
03.01. | 23 | 124.8717
03.01. | 24 | 124.8717
04.01. | 1 | 124.8717
04.01. | 2 | 124.8717
04.01. | 3 | 124.8717
04.01. | 4 | 124.8717
04.01. | 5 | 124.8717
04.01. | 6 | 124.8717
04.01. | 7 | 124.8717
04.01. | 8 | 124.8717
04.01. | 9 | 124.8717
04.01. | 10 | 124.8717
04.01. | 11 | 124.8717
04.01. | 12 | 124.8717
04.01. | 13 | 124.8717
04.01. | 14 | 124.8717
04.01. | 15 | 124.8717
04.01. | 16 | 124.8717
04.01. | 17 | 124.8717
04.01. | 18 | 124.8717
04.01. | 19 | 124.8717
04.01. | 20 | 124.8717
04.01. | 21 | 124.8717
04.01. | 22 | 124.8717
04.01. | 23 | 124.8717
04.01. | 24 | 124.8717
05.01. | 1 | 124.8717
05.01. | 2 | 124.8717
05.01. | 3 | 124.8717
05.01. | 4 | 124.8717
05.01. | 5 | 124.8717
05.01. | 6 | 124.8717
05.01. | 7 | 124.8717
05.01. | 8 | 124.8717
05.01. | 9 | 124.8717
05.01. | 10 | 124.8717
05.01. | 11 | 124.8717
05.01. | 12 | 124.8717
05.01. | 13 | 124.8717
05.01. | 14 | 124.8717
05.01. | 15 | 124.8717
05.01. | 16 | 124.8717
05.01. | 17 | 124.8717
05.01. | 18 | 124.8717
05.01. | 19 | 124.8717
05.01. | 20 | 124.8717
05.01. | 21 | 124.8717
05.01. | 22 | 124.8717
05.01. | 23 | 124.8717
05.01. | 24 | 124.8717
06.01. | 1 | 124.8717
06.01. | 2 | 124.8717
06.01. | 3 | 124.8717
06.01. | 4 | 124.8717
06.01. | 5 | 124.8717
06.01. | 6 | 124.8717
06.01. | 7 | 124.8717
06.01. | 8 | 124.8717
06.01. | 9 | 124.8717
06.01. | 10 | 124.8717
06.01. | 11 | 124.8717
06.01. | 12 | 124.8717
06.01. | 13 | 124.8717
06.01. | 14 | 124.8717
06.01. | 15 | 124.8717
06.01. | 16 | 124.8717
06.01. | 17 | 124.8717
06.01. | 18 | 124.8717
06.01. | 19 | 124.8717
06.01. | 20 | 124.8717
06.01. | 21 | 124.8717
06.01. | 22 | 124.8717
06.01. | 23 | 124.8717
06.01. | 24 | 124.8717
07.01. | 1 | 124.8717
07.01. | 2 | 124.8717
07.01. | 3 | 124.8717
07.01. | 4 | 124.8717
07.01. | 5 | 124.8717
07.01. | 6 | 124.8717
07.01. | 7 | 124.8717
07.01. | 8 | 124.8717
07.01. | 9 | 124.8717
07.01. | 10 | 124.8717
07.01. | 11 | 124.8717
07.01. | 12 | 124.8717
07.01. | 13 | 124.8717
07.01. | 14 | 124.8717
07.01. | 15 | 124.8717
07.01. | 16 | 124.8717
07.01. | 17 | 124.8717
07.01. | 18 | 124.8717
07.01. | 19 | 124.8717
07.01. | 20 | 124.8717
07.01. | 21 | 124.8717
07.01. | 22 | 124.8717
07.01. | 23 | 124.8717
07.01. | 24 | 124.8717
08.01. | 1 | 124.8717
08.01. | 2 | 124.8717
08.01. | 3 | 124.8717
08.01. | 4 | 124.8717
08.01. | 5 | 124.8717
08.01. | 6 | 124.8717
08.01. | 7 | 124.8717
08.01. | 8 | 124.8717
08.01. | 9 | 124.8717
08.01. | 10 | 124.8717
08.01. | 11 | 124.8717
08.01. | 12 | 124.8717
08.01. | 13 | 124.8717
08.01. | 14 | 124.8717
08.01. | 15 | 124.8717
08.01. | 16 | 124.8717
08.01. | 17 | 124.8717
08.01. | 18 | 124.8717
08.01. | 19 | 124.8717
08.01. | 20 | 124.8717
08.01. | 21 | 124.8717
08.01. | 22 | 124.8717
08.01. | 23 | 124.8717
08.01. | 24 | 124.8717
09.01. | 1 | 124.8717
09.01. | 2 | 124.8717
09.01. | 3 | 124.8717
09.01. | 4 | 124.8717
09.01. | 5 | 124.8717
09.01. | 6 | 124.8717
09.01. | 7 | 124.8717
09.01. | 8 | 124.8717
09.01. | 9 | 124.8717
09.01. | 10 | 124.8717
09.01. | 11 | 124.8717
09.01. | 12 | 124.8717
09.01. | 13 | 124.8717
09.01. | 14 | 124.8717
09.01. | 15 | 124.8717
09.01. | 16 | 124.8717
09.01. | 17 | 124.8717
09.01. | 18 | 124.8717
09.01. | 19 | 124.8717
09.01. | 20 | 124.8717
09.01. | 21 | 124.8717
09.01. | 22 | 124.8717
09.01. | 23 | 124.8717
09.01. | 24 | 124.8717
10.01. | 1 | 124.8717
10.01. | 2 | 124.8717
10.01. | 3 | 124.8717
10.01. | 4 | 124.8717
10.01. | 5 | 124.8717
10.01. | 6 | 124.8717
10.01. | 7 | 124.8717
10.01. | 8 | 124.8717
10.01. | 9 | 124.8717
10.01. | 10 | 124.8717
10.01. | 11 | 124.8717
10.01. | 12 | 124.8717
10.01. | 13 | 124.8717
10.01. | 14 | 124.8717
10.01. | 15 | 124.8717
10.01. | 16 | 124.8717
10.01. | 17 | 124.8717
10.01. | 18 | 124.8717
10.01. | 19 | 124.8717
10.01. | 20 | 124.8717
10.01. | 21 | 124.8717
10.01. | 22 | 124.8717
10.01. | 23 | 124.8717
10.01. | 24 | 124.8717
11.01. | 1 | 124.8717
11.01. | 2 | 124.8717
11.01. | 3 | 124.8717
11.01. | 4 | 124.8717
11.01. | 5 | 124.8717
11.01. | 6 | 124.8717
11.01. | 7 | 124.8717
11.01. | 8 | 124.8717
11.01. | 9 | 124.8717
11.01. | 10 | 124.8717
11.01. | 11 | 124.8717
11.01. | 12 | 124.8717
11.01. | 13 | 124.8717
11.01. | 14 | 124.8717
11.01. | 15 | 124.8717
11.01. | 16 | 124.8717
11.01. | 17 | 124.8717
11.01. | 18 | 124.8717
11.01. | 19 | 124.8717
11.01. | 20 | 124.8717
11.01. | 21 | 124.8717
11.01. | 22 | 124.8717
11.01. | 23 | 124.8717
11.01. | 24 | 124.8717
12.01. | 1 | 124.8717
12.01. | 2 | 124.8717
12.01. | 3 | 124.8717
12.01. | 4 | 124.8717
12.01. | 5 | 124.8717
12.01. | 6 | 124.8717
12.01. | 7 | 124.8717
12.01. | 8 | 124.8717
12.01. | 9 | 124.8717
12.01. | 10 | 124.8717
12.01. | 11 | 124.8717
12.01. | 12 | 124.8717
12.01. | 13 | 124.8717
12.01. | 14 | 124.8717
12.01. | 15 | 124.8717
12.01. | 16 | 124.8717
12.01. | 17 | 124.8717
12.01. | 18 | 124.8717
12.01. | 19 | 124.8717
12.01. | 20 | 124.8717
12.01. | 21 | 124.8717
12.01. | 22 | 124.8717
12.01. | 23 | 124.8717
12.01. | 24 | 124.8717
13.01. | 1 | 124.8717
13.01. | 2 | 124.8717
13.01. | 3 | 124.8717
13.01. | 4 | 124.8717
13.01. | 5 | 124.8717
13.01. | 6 | 124.8717
13.01. | 7 | 124.8717
13.01. | 8 | 124.8717
13.01. | 9 | 124.8717
13.01. | 10 | 124.8717
13.01. | 11 | 124.8717
13.01. | 12 | 124.8717
13.01. | 13 | 124.8717
13.01. | 14 | 124.8717
13.01. | 15 | 124.8717
13.01. | 16 | 124.8717
13.01. | 17 | 124.8717
13.01. | 18 | 124.8717
13.01. | 19 | 124.8717
13.01. | 20 | 124.8717
13.01. | 21 | 124.8717
13.01. | 22 | 124.8717
13.01. | 23 | 124.8717
13.01. | 24 | 124.8717
14.01. | 1 | 124.8717
14.01. | 2 | 124.8717
14.01. | 3 | 124.8717
14.01. | 4 | 124.8717
14.01. | 5 | 124.8717
14.01. | 6 | 124.8717
14.01. | 7 | 124.8717
14.01. | 8 | 124.8717
14.01. | 9 | 124.8717
14.01. | 10 | 124.8717
14.01. | 11 | 124.8717
14.01. | 12 | 124.8717
14.01. | 13 | 124.8717
14.01. | 14 | 124.8717
14.01. | 15 | 124.8717
14.01. | 16 | 124.8717
14.01. | 17 | 124.8717
14.01. | 18 | 124.8717
14.01. | 19 | 124.8717
14.01. | 20 | 124.8717
14.01. | 21 | 124.8717
14.01. | 22 | 124.8717
14.01. | 23 | 124.8717
14.01. | 24 | 124.8717
15.01. | 1 | 124.8717
15.01. | 2 | 124.8717
15.01. | 3 | 124.8717
15.01. | 4 | 124.8717
15.01. | 5 | 124.8717
15.01. | 6 | 124.8717
15.01. | 7 | 124.8717
15.01. | 8 | 124.8717
15.01. | 9 | 124.8717
15.01. | 10 | 124.8717
15.01. | 11 | 124.8717
15.01. | 12 | 124.8717
15.01. | 13 | 124.8717
15.01. | 14 | 124.8717
15.01. | 15 | 124.8717
15.01. | 16 | 124.8717
15.01. | 17 | 124.8717
15.01. | 18 | 124.8717
15.01. | 19 | 124.8717
15.01. | 20 | 124.8717
15.01. | 21 | 124.8717
15.01. | 22 | 124.8717
15.01. | 23 | 124.8717
15.01. | 24 | 124.8717
16.01. | 1 | 124.8717
16.01. | 2 | 124.8717
16.01. | 3 | 124.8717
16.01. | 4 | 124.8717
16.01. | 5 | 124.8717
16.01. | 6 | 124.8717
16.01. | 7 | 124.8717
16.01. | 8 | 124.8717
16.01. | 9 | 124.8717
16.01. | 10 | 124.8717
16.01. | 11 | 124.8717
16.01. | 12 | 124.8717
16.01. | 13 | 124.8717
16.01. | 14 | 124.8717
16.01. | 15 | 124.8717
16.01. | 16 | 124.8717
16.01. | 17 | 124.8717
16.01. | 18 | 124.8717
16.01. | 19 | 124.8717
16.01. | 20 | 124.8717
16.01. | 21 | 124.8717
16.01. | 22 | 124.8717
16.01. | 23 | 124.8717
16.01. | 24 | 124.8717
17.01. | 1 | 124.8717
17.01. | 2 | 124.8717
17.01. | 3 | 124.8717
17.01. | 4 | 124.8717
17.01. | 5 | 124.8717
17.01. | 6 | 124.8717
17.01. | 7 | 124.8717
17.01. | 8 | 124.8717
17.01. | 9 | 124.8717
17.01. | 10 | 124.8717
17.01. | 11 | 124.8717
17.01. | 12 | 124.8717
17.01. | 13 | 124.8717
17.01. | 14 | 124.8717
17.01. | 15 | 124.8717
17.01. | 16 | 124.8717
17.01. | 17 | 124.8717
17.01. | 18 | 124.8717
17.01. | 19 | 124.8717
17.01. | 20 | 124.8717
17.01. | 21 | 124.8717
17.01. | 22 | 124.8717
17.01. | 23 | 124.8717
17.01. | 24 | 124.8717
18.01. | 1 | 124.8717
18.01. | 2 | 124.8717
18.01. | 3 | 124.8717
18.01. | 4 | 124.8717
18.01. | 5 | 124.8717
18.01. | 6 | 124.8717
18.01. | 7 | 124.8717
18.01. | 8 | 124.8717
18.01. | 9 | 124.8717
18.01. | 10 | 124.8717
18.01. | 11 | 124.8717
18.01. | 12 | 124.8717
18.01. | 13 | 124.8717
18.01. | 14 | 124.8717
18.01. | 15 | 124.8717
18.01. | 16 | 124.8717
18.01. | 17 | 124.8717
18.01. | 18 | 124.8717
18.01. | 19 | 124.8717
18.01. | 20 | 124.8717
18.01. | 21 | 124.8717
18.01. | 22 | 124.8717
18.01. | 23 | 124.8717
18.01. | 24 | 124.8717
19.01. | 1 | 124.8717
19.01. | 2 | 124.8717
19.01. | 3 | 124.8717
19.01. | 4 | 124.8717
19.01. | 5 | 124.8717
19.01. | 6 | 124.8717
19.01. | 7 | 124.8717
19.01. | 8 | 124.8717
19.01. | 9 | 124.8717
19.01. | 10 | 124.8717
19.01. | 11 | 124.8717
19.01. | 12 | 124.8717
19.01. | 13 | 124.8717
19.01. | 14 | 124.8717
19.01. | 15 | 124.8717
19.01. | 16 | 124.8717
19.01. | 17 | 124.8717
19.01. | 18 | 124.8717
19.01. | 19 | 124.8717
19.01. | 20 | 124.8717
19.01. | 21 | 124.8717
19.01. | 22 | 124.8717
19.01. | 23 | 124.8717
19.01. | 24 | 124.8717
20.01. | 1 | 124.8717
20.01. | 2 | 124.8717
20.01. | 3 | 124.8717
20.01. | 4 | 124.8717
20.01. | 5 | 124.8717
20.01. | 6 | 124.8717
20.01. | 7 | 124.8717
20.01. | 8 | 124.8717
20.01. | 9 | 124.8717
20.01. | 10 | 124.8717
20.01. | 11 | 124.8717
20.01. | 12 | 124.8717
20.01. | 13 | 124.8717
20.01. | 14 | 124.8717
20.01. | 15 | 124.8717
20.01. | 16 | 124.8717
20.01. | 17 | 124.8717
20.01. | 18 | 124.8717
20.01. | 19 | 124.8717
20.01. | 20 | 124.8717
20.01. | 21 | 124.8717
20.01. | 22 | 124.8717
20.01. | 23 | 124.8717
20.01. | 24 | 124.8717
21.01. | 1 | 124.8717
21.01. | 2 | 124.8717
21.01. | 3 | 124.8717
21.01. | 4 | 124.8717
21.01. | 5 | 124.8717
21.01. | 6 | 124.8717
21.01. | 7 | 124.8717
21.01. | 8 | 124.8717
21.01. | 9 | 124.8717
21.01. | 10 | 124.8717
21.01. | 11 | 124.8717
21.01. | 12 | 124.8717
21.01. | 13 | 124.8717
21.01. | 14 | 124.8717
21.01. | 15 | 124.8717
21.01. | 16 | 124.8717
21.01. | 17 | 124.8717
21.01. | 18 | 124.8717
21.01. | 19 | 124.8717
21.01. | 20 | 124.8717
21.01. | 21 | 124.8717
21.01. | 22 | 124.8717
21.01. | 23 | 124.8717
21.01. | 24 | 124.8717
22.01. | 1 | 124.8717
22.01. | 2 | 124.8717
22.01. | 3 | 124.8717
22.01. | 4 | 124.8717
22.01. | 5 | 124.8717
22.01. | 6 | 124.8717
22.01. | 7 | 124.8717
22.01. | 8 | 124.8717
22.01. | 9 | 124.8717
22.01. | 10 | 124.8717
22.01. | 11 | 124.8717
22.01. | 12 | 124.8717
22.01. | 13 | 124.8717
22.01. | 14 | 124.8717
22.01. | 15 | 124.8717
22.01. | 16 | 124.8717
22.01. | 17 | 124.8717
22.01. | 18 | 124.8717
22.01. | 19 | 124.8717
22.01. | 20 | 124.8717
22.01. | 21 | 124.8717
22.01. | 22 | 124.8717
22.01. | 23 | 124.8717
22.01. | 24 | 124.8717
23.01. | 1 | 124.8717
23.01. | 2 | 124.8717
23.01. | 3 | 124.8717
23.01. | 4 | 124.8717
23.01. | 5 | 124.8717
23.01. | 6 | 124.8717
23.01. | 7 | 124.8717
23.01. | 8 | 124.8717
23.01. | 9 | 124.8717
23.01. | 10 | 124.8717
23.01. | 11 | 124.8717
23.01. | 12 | 124.8717
23.01. | 13 | 124.8717
23.01. | 14 | 124.8717
23.01. | 15 | 124.8717
23.01. | 16 | 124.8717
23.01. | 17 | 124.8717
23.01. | 18 | 124.8717
23.01. | 19 | 124.8717
23.01. | 20 | 124.8717
23.01. | 21 | 124.8717
23.01. | 22 | 124.8717
23.01. | 23 | 124.8717
23.01. | 24 | 124.8717
24.01. | 1 | 124.8717
24.01. | 2 | 124.8717
24.01. | 3 | 124.8717
24.01. | 4 | 124.8717
24.01. | 5 | 124.8717
24.01. | 6 | 124.8717
24.01. | 7 | 124.8717
24.01. | 8 | 124.8717
24.01. | 9 | 124.8717
24.01. | 10 | 124.8717
24.01. | 11 | 124.8717
24.01. | 12 | 124.8717
24.01. | 13 | 124.8717
24.01. | 14 | 124.8717
24.01. | 15 | 124.8717
24.01. | 16 | 124.8717
24.01. | 17 | 124.8717
24.01. | 18 | 124.8717
24.01. | 19 | 124.8717
24.01. | 20 | 124.8717
24.01. | 21 | 124.8717
24.01. | 22 | 124.8717
24.01. | 23 | 124.8717
24.01. | 24 | 124.8717
25.01. | 1 | 124.8717
25.01. | 2 | 124.8717
25.01. | 3 | 124.8717
25.01. | 4 | 124.8717
25.01. | 5 | 124.8717
25.01. | 6 | 124.8717
25.01. | 7 | 124.8717
25.01. | 8 | 124.8717
25.01. | 9 | 124.8717
25.01. | 10 | 124.8717
25.01. | 11 | 124.8717
25.01. | 12 | 124.8717
25.01. | 13 | 124.8717
25.01. | 14 | 124.8717
25.01. | 15 | 124.8717
25.01. | 16 | 124.8717
25.01. | 17 | 124.8717
25.01. | 18 | 124.8717
25.01. | 19 | 124.8717
25.01. | 20 | 124.8717
25.01. | 21 | 124.8717
25.01. | 22 | 124.8717
25.01. | 23 | 124.8717
25.01. | 24 | 124.8717
26.01. | 1 | 124.8717
26.01. | 2 | 124.8717
26.01. | 3 | 124.8717
26.01. | 4 | 124.8717
26.01. | 5 | 124.8717
26.01. | 6 | 124.8717
26.01. | 7 | 124.8717
26.01. | 8 | 124.8717
26.01. | 9 | 124.8717
26.01. | 10 | 124.8717
26.01. | 11 | 124.8717
26.01. | 12 | 124.8717
26.01. | 13 | 124.8717
26.01. | 14 | 124.8717
26.01. | 15 | 124.8717
26.01. | 16 | 124.8717
26.01. | 17 | 124.8717
26.01. | 18 | 124.8717
26.01. | 19 | 124.8717
26.01. | 20 | 124.8717
26.01. | 21 | 124.8717
26.01. | 22 | 124.8717
26.01. | 23 | 124.8717
26.01. | 24 | 124.8717
27.01. | 1 | 124.8717
27.01. | 2 | 124.8717
27.01. | 3 | 124.8717
27.01. | 4 | 124.8717
27.01. | 5 | 124.8717
27.01. | 6 | 124.8717
27.01. | 7 | 124.8717
27.01. | 8 | 124.8717
27.01. | 9 | 124.8717
27.01. | 10 | 124.8717
27.01. | 11 | 124.8717
27.01. | 12 | 124.8717
27.01. | 13 | 124.8717
27.01. | 14 | 124.8717
27.01. | 15 | 124.8717
27.01. | 16 | 124.8717
27.01. | 17 | 124.8717
27.01. | 18 | 124.8717
27.01. | 19 | 124.8717
27.01. | 20 | 124.8717
27.01. | 21 | 124.8717
27.01. | 22 | 124.8717
27.01. | 23 | 124.8717
27.01. | 24 | 124.8717
28.01. | 1 | 124.8717
28.01. | 2 | 124.8717
28.01. | 3 | 124.8717
28.01. | 4 | 124.8717
28.01. | 5 | 124.8717
28.01. | 6 | 124.8717
28.01. | 7 | 124.8717
28.01. | 8 | 124.8717
28.01. | 9 | 124.8717
28.01. | 10 | 124.8717
28.01. | 11 | 124.8717
28.01. | 12 | 124.8717
28.01. | 13 | 124.8717
28.01. | 14 | 124.8717
28.01. | 15 | 124.8717
28.01. | 16 | 124.8717
28.01. | 17 | 124.8717
28.01. | 18 | 124.8717
28.01. | 19 | 124.8717
28.01. | 20 | 124.8717
28.01. | 21 | 124.8717
28.01. | 22 | 124.8717
28.01. | 23 | 124.8717
28.01. | 24 | 124.8717
29.01. | 1 | 124.8717
29.01. | 2 | 124.8717
29.01. | 3 | 124.8717
29.01. | 4 | 124.8717
29.01. | 5 | 124.8717
29.01. | 6 | 124.8717
29.01. | 7 | 124.8717
29.01. | 8 | 124.8717
29.01. | 9 | 124.8717
29.01. | 10 | 124.8717
29.01. | 11 | 124.8717
29.01. | 12 | 124.8717
29.01. | 13 | 124.8717
29.01. | 14 | 124.8717
29.01. | 15 | 124.8717
29.01. | 16 | 124.8717
29.01. | 17 | 124.8717
29.01. | 18 | 124.8717
29.01. | 19 | 124.8717
29.01. | 20 | 124.8717
29.01. | 21 | 124.8717
29.01. | 22 | 124.8717
29.01. | 23 | 124.8717
29.01. | 24 | 124.8717
30.01. | 1 | 124.8717
30.01. | 2 | 124.8717
30.01. | 3 | 124.8717
30.01. | 4 | 124.8717
30.01. | 5 | 124.8717
30.01. | 6 | 124.8717
30.01. | 7 | 124.8717
30.01. | 8 | 124.8717
30.01. | 9 | 124.8717
30.01. | 10 | 124.8717
30.01. | 11 | 124.8717
30.01. | 12 | 124.8717
30.01. | 13 | 124.8717
30.01. | 14 | 124.8717
30.01. | 15 | 124.8717
30.01. | 16 | 124.8717
30.01. | 17 | 124.8717
30.01. | 18 | 124.8717
30.01. | 19 | 124.8717
30.01. | 20 | 124.8717
30.01. | 21 | 124.8717
30.01. | 22 | 124.8717
30.01. | 23 | 124.8717
30.01. | 24 | 124.8717
31.01. | 1 | 124.8717
31.01. | 2 | 124.8717
31.01. | 3 | 124.8717
31.01. | 4 | 124.8717
31.01. | 5 | 124.8717
31.01. | 6 | 124.8717
31.01. | 7 | 124.8717
31.01. | 8 | 124.8717
31.01. | 9 | 124.8717
31.01. | 10 | 124.8717
31.01. | 11 | 124.8717
31.01. | 12 | 124.8717
31.01. | 13 | 124.8717
31.01. | 14 | 124.8717
31.01. | 15 | 124.8717
31.01. | 16 | 124.8717
31.01. | 17 | 124.8717
31.01. | 18 | 124.8717
31.01. | 19 | 124.8717
31.01. | 20 | 124.8717
31.01. | 21 | 124.8717
31.01. | 22 | 124.8717
31.01. | 23 | 124.8717
31.01. | 24 | 124.8717
01.02. | 1 | 124.8717
01.02. | 2 | 124.8717
01.02. | 3 | 124.8717
01.02. | 4 | 124.8717
01.02. | 5 | 124.8717
01.02. | 6 | 124.8717
01.02. | 7 | 124.8717
01.02. | 8 | 124.8717
01.02. | 9 | 124.8717
01.02. | 10 | 124.8717
01.02. | 11 | 124.8717
01.02. | 12 | 124.8717
01.02. | 13 | 124.8717
01.02. | 14 | 124.8717
01.02. | 15 | 124.8717
01.02. | 16 | 124.8717
01.02. | 17 | 124.8717
01.02. | 18 | 124.8717
01.02. | 19 | 124.8717
01.02. | 20 | 124.8717
01.02. | 21 | 124.8717
01.02. | 22 | 124.8717
01.02. | 23 | 124.8717
01.02. | 24 | 124.8717
02.02. | 1 | 124.8717
02.02. | 2 | 124.8717
02.02. | 3 | 124.8717
02.02. | 4 | 124.8717
02.02. | 5 | 124.8717
02.02. | 6 | 124.8717
02.02. | 7 | 124.8717
02.02. | 8 | 124.8717
02.02. | 9 | 124.8717
02.02. | 10 | 124.8717
02.02. | 11 | 124.8717
02.02. | 12 | 124.8717
02.02. | 13 | 124.8717
02.02. | 14 | 124.8717
02.02. | 15 | 124.8717
02.02. | 16 | 124.8717
02.02. | 17 | 124.8717
02.02. | 18 | 124.8717
02.02. | 19 | 124.8717
02.02. | 20 | 124.8717
02.02. | 21 | 124.8717
02.02. | 22 | 124.8717
02.02. | 23 | 124.8717
02.02. | 24 | 124.8717
03.02. | 1 | 124.8717
03.02. | 2 | 124.8717
03.02. | 3 | 124.8717
03.02. | 4 | 124.8717
03.02. | 5 | 124.8717
03.02. | 6 | 124.8717
03.02. | 7 | 124.8717
03.02. | 8 | 124.8717
03.02. | 9 | 124.8717
03.02. | 10 | 124.8717
03.02. | 11 | 124.8717
03.02. | 12 | 124.8717
03.02. | 13 | 124.8717
03.02. | 14 | 124.8717
03.02. | 15 | 124.8717
03.02. | 16 | 124.8717
03.02. | 17 | 124.8717
03.02. | 18 | 124.8717
03.02. | 19 | 124.8717
03.02. | 20 | 124.8717
03.02. | 21 | 124.8717
03.02. | 22 | 124.8717
03.02. | 23 | 124.8717
03.02. | 24 | 124.8717
04.02. | 1 | 124.8717
04.02. | 2 | 124.8717
04.02. | 3 | 124.8717
04.02. | 4 | 124.8717
04.02. | 5 | 124.8717
04.02. | 6 | 124.8717
04.02. | 7 | 124.8717
04.02. | 8 | 124.8717
04.02. | 9 | 124.8717
04.02. | 10 | 124.8717
04.02. | 11 | 124.8717
04.02. | 12 | 124.8717
04.02. | 13 | 124.8717
04.02. | 14 | 124.8717
04.02. | 15 | 124.8717
04.02. | 16 | 124.8717
04.02. | 17 | 124.8717
04.02. | 18 | 124.8717
04.02. | 19 | 124.8717
04.02. | 20 | 124.8717
04.02. | 21 | 124.8717
04.02. | 22 | 124.8717
04.02. | 23 | 124.8717
04.02. | 24 | 124.8717
05.02. | 1 | 124.8717
05.02. | 2 | 124.8717
05.02. | 3 | 124.8717
05.02. | 4 | 124.8717
05.02. | 5 | 124.8717
05.02. | 6 | 124.8717
05.02. | 7 | 124.8717
05.02. | 8 | 124.8717
05.02. | 9 | 124.8717
05.02. | 10 | 124.8717
05.02. | 11 | 124.8717
05.02. | 12 | 124.8717
05.02. | 13 | 124.8717
05.02. | 14 | 124.8717
05.02. | 15 | 124.8717
05.02. | 16 | 124.8717
05.02. | 17 | 124.8717
05.02. | 18 | 124.8717
05.02. | 19 | 124.8717
05.02. | 20 | 124.8717
05.02. | 21 | 124.8717
05.02. | 22 | 124.8717
05.02. | 23 | 124.8717
05.02. | 24 | 124.8717
06.02. | 1 | 124.8717
06.02. | 2 | 124.8717
06.02. | 3 | 124.8717
06.02. | 4 | 124.8717
06.02. | 5 | 124.8717
06.02. | 6 | 124.8717
06.02. | 7 | 124.8717
06.02. | 8 | 124.8717
06.02. | 9 | 124.8717
06.02. | 10 | 124.8717
06.02. | 11 | 124.8717
06.02. | 12 | 124.8717
06.02. | 13 | 124.8717
06.02. | 14 | 124.8717
06.02. | 15 | 124.8717
06.02. | 16 | 124.8717
06.02. | 17 | 124.8717
06.02. | 18 | 124.8717
06.02. | 19 | 124.8717
06.02. | 20 | 124.8717
06.02. | 21 | 124.8717
06.02. | 22 | 124.8717
06.02. | 23 | 124.8717
06.02. | 24 | 124.8717
07.02. | 1 | 124.8717
07.02. | 2 | 124.8717
07.02. | 3 | 124.8717
07.02. | 4 | 124.8717
07.02. | 5 | 124.8717
07.02. | 6 | 124.8717
07.02. | 7 | 124.8717
07.02. | 8 | 124.8717
07.02. | 9 | 124.8717
07.02. | 10 | 124.8717
07.02. | 11 | 124.8717
07.02. | 12 | 124.8717
07.02. | 13 | 124.8717
07.02. | 14 | 124.8717
07.02. | 15 | 124.8717
07.02. | 16 | 124.8717
07.02. | 17 | 124.8717
07.02. | 18 | 124.8717
07.02. | 19 | 124.8717
07.02. | 20 | 124.8717
07.02. | 21 | 124.8717
07.02. | 22 | 124.8717
07.02. | 23 | 124.8717
07.02. | 24 | 124.8717
08.02. | 1 | 124.8717
08.02. | 2 | 124.8717
08.02. | 3 | 124.8717
08.02. | 4 | 124.8717
08.02. | 5 | 124.8717
08.02. | 6 | 124.8717
08.02. | 7 | 124.8717
08.02. | 8 | 124.8717
08.02. | 9 | 124.8717
08.02. | 10 | 124.8717
08.02. | 11 | 124.8717
08.02. | 12 | 124.8717
08.02. | 13 | 124.8717
08.02. | 14 | 124.8717
08.02. | 15 | 124.8717
08.02. | 16 | 124.8717
08.02. | 17 | 124.8717
08.02. | 18 | 124.8717
08.02. | 19 | 124.8717
08.02. | 20 | 124.8717
08.02. | 21 | 124.8717
08.02. | 22 | 124.8717
08.02. | 23 | 124.8717
08.02. | 24 | 124.8717
09.02. | 1 | 124.8717
09.02. | 2 | 124.8717
09.02. | 3 | 124.8717
09.02. | 4 | 124.8717
09.02. | 5 | 124.8717
09.02. | 6 | 124.8717
09.02. | 7 | 124.8717
09.02. | 8 | 124.8717
09.02. | 9 | 124.8717
09.02. | 10 | 124.8717
09.02. | 11 | 124.8717
09.02. | 12 | 124.8717
09.02. | 13 | 124.8717
09.02. | 14 | 124.8717
09.02. | 15 | 124.8717
09.02. | 16 | 124.8717
09.02. | 17 | 124.8717
09.02. | 18 | 124.8717
09.02. | 19 | 124.8717
09.02. | 20 | 124.8717
09.02. | 21 | 124.8717
09.02. | 22 | 124.8717
09.02. | 23 | 124.8717
09.02. | 24 | 124.8717
10.02. | 1 | 124.8717
10.02. | 2 | 124.8717
10.02. | 3 | 124.8717
10.02. | 4 | 124.8717
10.02. | 5 | 124.8717
10.02. | 6 | 124.8717
10.02. | 7 | 124.8717
10.02. | 8 | 124.8717
10.02. | 9 | 124.8717
10.02. | 10 | 124.8717
10.02. | 11 | 124.8717
10.02. | 12 | 124.8717
10.02. | 13 | 124.8717
10.02. | 14 | 124.8717
10.02. | 15 | 124.8717
10.02. | 16 | 124.8717
10.02. | 17 | 124.8717
10.02. | 18 | 124.8717
10.02. | 19 | 124.8717
10.02. | 20 | 124.8717
10.02. | 21 | 124.8717
10.02. | 22 | 124.8717
10.02. | 23 | 124.8717
10.02. | 24 | 124.8717
11.02. | 1 | 124.8717
11.02. | 2 | 124.8717
11.02. | 3 | 124.8717
11.02. | 4 | 124.8717
11.02. | 5 | 124.8717
11.02. | 6 | 124.8717
11.02. | 7 | 124.8717
11.02. | 8 | 124.8717
11.02. | 9 | 124.8717
11.02. | 10 | 124.8717
11.02. | 11 | 124.8717
11.02. | 12 | 124.8717
11.02. | 13 | 124.8717
11.02. | 14 | 124.8717
11.02. | 15 | 124.8717
11.02. | 16 | 124.8717
11.02. | 17 | 124.8717
11.02. | 18 | 124.8717
11.02. | 19 | 124.8717
11.02. | 20 | 124.8717
11.02. | 21 | 124.8717
11.02. | 22 | 124.8717
11.02. | 23 | 124.8717
11.02. | 24 | 124.8717
12.02. | 1 | 124.8717
12.02. | 2 | 124.8717
12.02. | 3 | 124.8717
12.02. | 4 | 124.8717
12.02. | 5 | 124.8717
12.02. | 6 | 124.8717
12.02. | 7 | 124.8717
12.02. | 8 | 124.8717
12.02. | 9 | 124.8717
12.02. | 10 | 124.8717
12.02. | 11 | 124.8717
12.02. | 12 | 124.8717
12.02. | 13 | 124.8717
12.02. | 14 | 124.8717
12.02. | 15 | 124.8717
12.02. | 16 | 124.8717
12.02. | 17 | 124.8717
12.02. | 18 | 124.8717
12.02. | 19 | 124.8717
12.02. | 20 | 124.8717
12.02. | 21 | 124.8717
12.02. | 22 | 124.8717
12.02. | 23 | 124.8717
12.02. | 24 | 124.8717
13.02. | 1 | 124.8717
13.02. | 2 | 124.8717
13.02. | 3 | 124.8717
13.02. | 4 | 124.8717
13.02. | 5 | 124.8717
13.02. | 6 | 124.8717
13.02. | 7 | 124.8717
13.02. | 8 | 124.8717
13.02. | 9 | 124.8717
13.02. | 10 | 124.8717
13.02. | 11 | 124.8717
13.02. | 12 | 124.8717
13.02. | 13 | 124.8717
13.02. | 14 | 124.8717
13.02. | 15 | 124.8717
13.02. | 16 | 124.8717
13.02. | 17 | 124.8717
13.02. | 18 | 124.8717
13.02. | 19 | 124.8717
13.02. | 20 | 124.8717
13.02. | 21 | 124.8717
13.02. | 22 | 124.8717
13.02. | 23 | 124.8717
13.02. | 24 | 124.8717
14.02. | 1 | 124.8717
14.02. | 2 | 124.8717
14.02. | 3 | 124.8717
14.02. | 4 | 124.8717
14.02. | 5 | 124.8717
14.02. | 6 | 124.8717
14.02. | 7 | 124.8717
14.02. | 8 | 124.8717
14.02. | 9 | 124.8717
14.02. | 10 | 124.8717
14.02. | 11 | 124.8717
14.02. | 12 | 124.8717
14.02. | 13 | 124.8717
14.02. | 14 | 124.8717
14.02. | 15 | 124.8717
14.02. | 16 | 124.8717
14.02. | 17 | 124.8717
14.02. | 18 | 124.8717
14.02. | 19 | 124.8717
14.02. | 20 | 124.8717
14.02. | 21 | 124.8717
14.02. | 22 | 124.8717
14.02. | 23 | 124.8717
14.02. | 24 | 124.8717
15.02. | 1 | 124.8717
15.02. | 2 | 124.8717
15.02. | 3 | 124.8717
15.02. | 4 | 124.8717
15.02. | 5 | 124.8717
15.02. | 6 | 124.8717
15.02. | 7 | 124.8717
15.02. | 8 | 124.8717
15.02. | 9 | 124.8717
15.02. | 10 | 124.8717
15.02. | 11 | 124.8717
15.02. | 12 | 124.8717
15.02. | 13 | 124.8717
15.02. | 14 | 124.8717
15.02. | 15 | 124.8717
15.02. | 16 | 124.8717
15.02. | 17 | 124.8717
15.02. | 18 | 124.8717
15.02. | 19 | 124.8717
15.02. | 20 | 124.8717
15.02. | 21 | 124.8717
15.02. | 22 | 124.8717
15.02. | 23 | 124.8717
15.02. | 24 | 124.8717
16.02. | 1 | 124.8717
16.02. | 2 | 124.8717
16.02. | 3 | 124.8717
16.02. | 4 | 124.8717
16.02. | 5 | 124.8717
16.02. | 6 | 124.8717
16.02. | 7 | 124.8717
16.02. | 8 | 124.8717
16.02. | 9 | 124.8717
16.02. | 10 | 124.8717
16.02. | 11 | 124.8717
16.02. | 12 | 124.8717
16.02. | 13 | 124.8717
16.02. | 14 | 124.8717
16.02. | 15 | 124.8717
16.02. | 16 | 124.8717
16.02. | 17 | 124.8717
16.02. | 18 | 124.8717
16.02. | 19 | 124.8717
16.02. | 20 | 124.8717
16.02. | 21 | 124.8717
16.02. | 22 | 124.8717
16.02. | 23 | 124.8717
16.02. | 24 | 124.8717
17.02. | 1 | 124.8717
17.02. | 2 | 124.8717
17.02. | 3 | 124.8717
17.02. | 4 | 124.8717
17.02. | 5 | 124.8717
17.02. | 6 | 124.8717
17.02. | 7 | 124.8717
17.02. | 8 | 124.8717
17.02. | 9 | 124.8717
17.02. | 10 | 124.8717
17.02. | 11 | 124.8717
17.02. | 12 | 124.8717
17.02. | 13 | 124.8717
17.02. | 14 | 124.8717
17.02. | 15 | 124.8717
17.02. | 16 | 124.8717
17.02. | 17 | 124.8717
17.02. | 18 | 124.8717
17.02. | 19 | 124.8717
17.02. | 20 | 124.8717
17.02. | 21 | 124.8717
17.02. | 22 | 124.8717
17.02. | 23 | 124.8717
17.02. | 24 | 124.8717
18.02. | 1 | 124.8717
18.02. | 2 | 124.8717
18.02. | 3 | 124.8717
18.02. | 4 | 124.8717
18.02. | 5 | 124.8717
18.02. | 6 | 124.8717
18.02. | 7 | 124.8717
18.02. | 8 | 124.8717
18.02. | 9 | 124.8717
18.02. | 10 | 124.8717
18.02. | 11 | 124.8717
18.02. | 12 | 124.8717
18.02. | 13 | 124.8717
18.02. | 14 | 124.8717
18.02. | 15 | 124.8717
18.02. | 16 | 124.8717
18.02. | 17 | 124.8717
18.02. | 18 | 124.8717
18.02. | 19 | 124.8717
18.02. | 20 | 124.8717
18.02. | 21 | 124.8717
18.02. | 22 | 124.8717
18.02. | 23 | 124.8717
18.02. | 24 | 124.8717
19.02. | 1 | 124.8717
19.02. | 2 | 124.8717
19.02. | 3 | 124.8717
19.02. | 4 | 124.8717
19.02. | 5 | 124.8717
19.02. | 6 | 124.8717
19.02. | 7 | 124.8717
19.02. | 8 | 124.8717
19.02. | 9 | 124.8717
19.02. | 10 | 124.8717
19.02. | 11 | 124.8717
19.02. | 12 | 124.8717
19.02. | 13 | 124.8717
19.02. | 14 | 124.8717
19.02. | 15 | 124.8717
19.02. | 16 | 124.8717
19.02. | 17 | 124.8717
19.02. | 18 | 124.8717
19.02. | 19 | 124.8717
19.02. | 20 | 124.8717
19.02. | 21 | 124.8717
19.02. | 22 | 124.8717
19.02. | 23 | 124.8717
19.02. | 24 | 124.8717
20.02. | 1 | 124.8717
20.02. | 2 | 124.8717
20.02. | 3 | 124.8717
20.02. | 4 | 124.8717
20.02. | 5 | 124.8717
20.02. | 6 | 124.8717
20.02. | 7 | 124.8717
20.02. | 8 | 124.8717
20.02. | 9 | 124.8717
20.02. | 10 | 124.8717
20.02. | 11 | 124.8717
20.02. | 12 | 124.8717
20.02. | 13 | 124.8717
20.02. | 14 | 124.8717
20.02. | 15 | 124.8717
20.02. | 16 | 124.8717
20.02. | 17 | 124.8717
20.02. | 18 | 124.8717
20.02. | 19 | 124.8717
20.02. | 20 | 124.8717
20.02. | 21 | 124.8717
20.02. | 22 | 124.8717
20.02. | 23 | 124.8717
20.02. | 24 | 124.8717
21.02. | 1 | 124.8717
21.02. | 2 | 124.8717
21.02. | 3 | 124.8717
21.02. | 4 | 124.8717
21.02. | 5 | 124.8717
21.02. | 6 | 124.8717
21.02. | 7 | 124.8717
21.02. | 8 | 124.8717
21.02. | 9 | 124.8717
21.02. | 10 | 124.8717
21.02. | 11 | 124.8717
21.02. | 12 | 124.8717
21.02. | 13 | 124.8717
21.02. | 14 | 124.8717
21.02. | 15 | 124.8717
21.02. | 16 | 124.8717
21.02. | 17 | 124.8717
21.02. | 18 | 124.8717
21.02. | 19 | 124.8717
21.02. | 20 | 124.8717
21.02. | 21 | 124.8717
21.02. | 22 | 124.8717
21.02. | 23 | 124.8717
21.02. | 24 | 124.8717
22.02. | 1 | 124.8717
22.02. | 2 | 124.8717
22.02. | 3 | 124.8717
22.02. | 4 | 124.8717
22.02. | 5 | 124.8717
22.02. | 6 | 124.8717
22.02. | 7 | 124.8717
22.02. | 8 | 124.8717
22.02. | 9 | 124.8717
22.02. | 10 | 124.8717
22.02. | 11 | 124.8717
22.02. | 12 | 124.8717
22.02. | 13 | 124.8717
22.02. | 14 | 124.8717
22.02. | 15 | 124.8717
22.02. | 16 | 124.8717
22.02. | 17 | 124.8717
22.02. | 18 | 124.8717
22.02. | 19 | 124.8717
22.02. | 20 | 124.8717
22.02. | 21 | 124.8717
22.02. | 22 | 124.8717
22.02. | 23 | 124.8717
22.02. | 24 | 124.8717
23.02. | 1 | 124.8717
23.02. | 2 | 124.8717
23.02. | 3 | 124.8717
23.02. | 4 | 124.8717
23.02. | 5 | 124.8717
23.02. | 6 | 124.8717
23.02. | 7 | 124.8717
23.02. | 8 | 124.8717
23.02. | 9 | 124.8717
23.02. | 10 | 124.8717
23.02. | 11 | 124.8717
23.02. | 12 | 124.8717
23.02. | 13 | 124.8717
23.02. | 14 | 124.8717
23.02. | 15 | 124.8717
23.02. | 16 | 124.8717
23.02. | 17 | 124.8717
23.02. | 18 | 124.8717
23.02. | 19 | 124.8717
23.02. | 20 | 124.8717
23.02. | 21 | 124.8717
23.02. | 22 | 124.8717
23.02. | 23 | 124.8717
23.02. | 24 | 124.8717
24.02. | 1 | 124.8717
24.02. | 2 | 124.8717
24.02. | 3 | 124.8717
24.02. | 4 | 124.8717
24.02. | 5 | 124.8717
24.02. | 6 | 124.8717
24.02. | 7 | 124.8717
24.02. | 8 | 124.8717
24.02. | 9 | 124.8717
24.02. | 10 | 124.8717
24.02. | 11 | 124.8717
24.02. | 12 | 124.8717
24.02. | 13 | 124.8717
24.02. | 14 | 124.8717
24.02. | 15 | 124.8717
24.02. | 16 | 124.8717
24.02. | 17 | 124.8717
24.02. | 18 | 124.8717
24.02. | 19 | 124.8717
24.02. | 20 | 124.8717
24.02. | 21 | 124.8717
24.02. | 22 | 124.8717
24.02. | 23 | 124.8717
24.02. | 24 | 124.8717
25.02. | 1 | 124.8717
25.02. | 2 | 124.8717
25.02. | 3 | 124.8717
25.02. | 4 | 124.8717
25.02. | 5 | 124.8717
25.02. | 6 | 124.8717
25.02. | 7 | 124.8717
25.02. | 8 | 124.8717
25.02. | 9 | 124.8717
25.02. | 10 | 124.8717
25.02. | 11 | 124.8717
25.02. | 12 | 124.8717
25.02. | 13 | 124.8717
25.02. | 14 | 124.8717
25.02. | 15 | 124.8717
25.02. | 16 | 124.8717
25.02. | 17 | 124.8717
25.02. | 18 | 124.8717
25.02. | 19 | 124.8717
25.02. | 20 | 124.8717
25.02. | 21 | 124.8717
25.02. | 22 | 124.8717
25.02. | 23 | 124.8717
25.02. | 24 | 124.8717
26.02. | 1 | 124.8717
26.02. | 2 | 124.8717
26.02. | 3 | 124.8717
26.02. | 4 | 124.8717
26.02. | 5 | 124.8717
26.02. | 6 | 124.8717
26.02. | 7 | 124.8717
26.02. | 8 | 124.8717
26.02. | 9 | 124.8717
26.02. | 10 | 124.8717
26.02. | 11 | 124.8717
26.02. | 12 | 124.8717
26.02. | 13 | 124.8717
26.02. | 14 | 124.8717
26.02. | 15 | 124.8717
26.02. | 16 | 124.8717
26.02. | 17 | 124.8717
26.02. | 18 | 124.8717
26.02. | 19 | 124.8717
26.02. | 20 | 124.8717
26.02. | 21 | 124.8717
26.02. | 22 | 124.8717
26.02. | 23 | 124.8717
26.02. | 24 | 124.8717
27.02. | 1 | 124.8717
27.02. | 2 | 124.8717
27.02. | 3 | 124.8717
27.02. | 4 | 124.8717
27.02. | 5 | 124.8717
27.02. | 6 | 124.8717
27.02. | 7 | 124.8717
27.02. | 8 | 124.8717
27.02. | 9 | 124.8717
27.02. | 10 | 124.8717
27.02. | 11 | 124.8717
27.02. | 12 | 124.8717
27.02. | 13 | 124.8717
27.02. | 14 | 124.8717
27.02. | 15 | 124.8717
27.02. | 16 | 124.8717
27.02. | 17 | 124.8717
27.02. | 18 | 124.8717
27.02. | 19 | 124.8717
27.02. | 20 | 124.8717
27.02. | 21 | 124.8717
27.02. | 22 | 124.8717
27.02. | 23 | 124.8717
27.02. | 24 | 124.8717
28.02. | 1 | 124.8717
28.02. | 2 | 124.8717
28.02. | 3 | 124.8717
28.02. | 4 | 124.8717
28.02. | 5 | 124.8717
28.02. | 6 | 124.8717
28.02. | 7 | 124.8717
28.02. | 8 | 124.8717
28.02. | 9 | 124.8717
28.02. | 10 | 124.8717
28.02. | 11 | 124.8717
28.02. | 12 | 124.8717
28.02. | 13 | 124.8717
28.02. | 14 | 124.8717
28.02. | 15 | 124.8717
28.02. | 16 | 124.8717
28.02. | 17 | 124.8717
28.02. | 18 | 124.8717
28.02. | 19 | 124.8717
28.02. | 20 | 124.8717
28.02. | 21 | 124.8717
28.02. | 22 | 124.8717
28.02. | 23 | 124.8717
28.02. | 24 | 124.8717
01.03. | 1 | 124.8717
01.03. | 2 | 124.8717
01.03. | 3 | 124.8717
01.03. | 4 | 124.8717
01.03. | 5 | 124.8717
01.03. | 6 | 124.8717
01.03. | 7 | 124.8717
01.03. | 8 | 124.8717
01.03. | 9 | 124.8717
01.03. | 10 | 124.8717
01.03. | 11 | 124.8717
01.03. | 12 | 124.8717
01.03. | 13 | 124.8717
01.03. | 14 | 124.8717
01.03. | 15 | 124.8717
01.03. | 16 | 124.8717
01.03. | 17 | 124.8717
01.03. | 18 | 124.8717
01.03. | 19 | 124.8717
01.03. | 20 | 124.8717
01.03. | 21 | 124.8717
01.03. | 22 | 124.8717
01.03. | 23 | 124.8717
01.03. | 24 | 124.8717
02.03. | 1 | 124.8717
02.03. | 2 | 124.8717
02.03. | 3 | 124.8717
02.03. | 4 | 124.8717
02.03. | 5 | 124.8717
02.03. | 6 | 124.8717
02.03. | 7 | 124.8717
02.03. | 8 | 124.8717
02.03. | 9 | 124.8717
02.03. | 10 | 124.8717
02.03. | 11 | 124.8717
02.03. | 12 | 124.8717
02.03. | 13 | 124.8717
02.03. | 14 | 124.8717
02.03. | 15 | 124.8717
02.03. | 16 | 124.8717
02.03. | 17 | 124.8717
02.03. | 18 | 124.8717
02.03. | 19 | 124.8717
02.03. | 20 | 124.8717
02.03. | 21 | 124.8717
02.03. | 22 | 124.8717
02.03. | 23 | 124.8717
02.03. | 24 | 124.8717
03.03. | 1 | 124.8717
03.03. | 2 | 124.8717
03.03. | 3 | 124.8717
03.03. | 4 | 124.8717
03.03. | 5 | 124.8717
03.03. | 6 | 124.8717
03.03. | 7 | 124.8717
03.03. | 8 | 124.8717
03.03. | 9 | 124.8717
03.03. | 10 | 124.8717
03.03. | 11 | 124.8717
03.03. | 12 | 124.8717
03.03. | 13 | 124.8717
03.03. | 14 | 124.8717
03.03. | 15 | 124.8717
03.03. | 16 | 124.8717
03.03. | 17 | 124.8717
03.03. | 18 | 124.8717
03.03. | 19 | 124.8717
03.03. | 20 | 124.8717
03.03. | 21 | 124.8717
03.03. | 22 | 124.8717
03.03. | 23 | 124.8717
03.03. | 24 | 124.8717
04.03. | 1 | 124.8717
04.03. | 2 | 124.8717
04.03. | 3 | 124.8717
04.03. | 4 | 124.8717
04.03. | 5 | 124.8717
04.03. | 6 | 124.8717
04.03. | 7 | 124.8717
04.03. | 8 | 124.8717
04.03. | 9 | 124.8717
04.03. | 10 | 124.8717
04.03. | 11 | 124.8717
04.03. | 12 | 124.8717
04.03. | 13 | 124.8717
04.03. | 14 | 124.8717
04.03. | 15 | 124.8717
04.03. | 16 | 124.8717
04.03. | 17 | 124.8717
04.03. | 18 | 124.8717
04.03. | 19 | 124.8717
04.03. | 20 | 124.8717
04.03. | 21 | 124.8717
04.03. | 22 | 124.8717
04.03. | 23 | 124.8717
04.03. | 24 | 124.8717
05.03. | 1 | 124.8717
05.03. | 2 | 124.8717
05.03. | 3 | 124.8717
05.03. | 4 | 124.8717
05.03. | 5 | 124.8717
05.03. | 6 | 124.8717
05.03. | 7 | 124.8717
05.03. | 8 | 124.8717
05.03. | 9 | 124.8717
05.03. | 10 | 124.8717
05.03. | 11 | 124.8717
05.03. | 12 | 124.8717
05.03. | 13 | 124.8717
05.03. | 14 | 124.8717
05.03. | 15 | 124.8717
05.03. | 16 | 124.8717
05.03. | 17 | 124.8717
05.03. | 18 | 124.8717
05.03. | 19 | 124.8717
05.03. | 20 | 124.8717
05.03. | 21 | 124.8717
05.03. | 22 | 124.8717
05.03. | 23 | 124.8717
05.03. | 24 | 124.8717
06.03. | 1 | 124.8717
06.03. | 2 | 124.8717
06.03. | 3 | 124.8717
06.03. | 4 | 124.8717
06.03. | 5 | 124.8717
06.03. | 6 | 124.8717
06.03. | 7 | 124.8717
06.03. | 8 | 124.8717
06.03. | 9 | 124.8717
06.03. | 10 | 124.8717
06.03. | 11 | 124.8717
06.03. | 12 | 124.8717
06.03. | 13 | 124.8717
06.03. | 14 | 124.8717
06.03. | 15 | 124.8717
06.03. | 16 | 124.8717
06.03. | 17 | 124.8717
06.03. | 18 | 124.8717
06.03. | 19 | 124.8717
06.03. | 20 | 124.8717
06.03. | 21 | 124.8717
06.03. | 22 | 124.8717
06.03. | 23 | 124.8717
06.03. | 24 | 124.8717
07.03. | 1 | 124.8717
07.03. | 2 | 124.8717
07.03. | 3 | 124.8717
07.03. | 4 | 124.8717
07.03. | 5 | 124.8717
07.03. | 6 | 124.8717
07.03. | 7 | 124.8717
07.03. | 8 | 124.8717
07.03. | 9 | 124.8717
07.03. | 10 | 124.8717
07.03. | 11 | 124.8717
07.03. | 12 | 124.8717
07.03. | 13 | 124.8717
07.03. | 14 | 124.8717
07.03. | 15 | 124.8717
07.03. | 16 | 124.8717
07.03. | 17 | 124.8717
07.03. | 18 | 124.8717
07.03. | 19 | 124.8717
07.03. | 20 | 124.8717
07.03. | 21 | 124.8717
07.03. | 22 | 124.8717
07.03. | 23 | 124.8717
07.03. | 24 | 124.8717
08.03. | 1 | 124.8717
08.03. | 2 | 124.8717
08.03. | 3 | 124.8717
08.03. | 4 | 124.8717
08.03. | 5 | 124.8717
08.03. | 6 | 124.8717
08.03. | 7 | 124.8717
08.03. | 8 | 124.8717
08.03. | 9 | 124.8717
08.03. | 10 | 124.8717
08.03. | 11 | 124.8717
08.03. | 12 | 124.8717
08.03. | 13 | 124.8717
08.03. | 14 | 124.8717
08.03. | 15 | 124.8717
08.03. | 16 | 124.8717
08.03. | 17 | 124.8717
08.03. | 18 | 124.8717
08.03. | 19 | 124.8717
08.03. | 20 | 124.8717
08.03. | 21 | 124.8717
08.03. | 22 | 124.8717
08.03. | 23 | 124.8717
08.03. | 24 | 124.8717
09.03. | 1 | 124.8717
09.03. | 2 | 124.8717
09.03. | 3 | 124.8717
09.03. | 4 | 124.8717
09.03. | 5 | 124.8717
09.03. | 6 | 124.8717
09.03. | 7 | 124.8717
09.03. | 8 | 124.8717
09.03. | 9 | 124.8717
09.03. | 10 | 124.8717
09.03. | 11 | 124.8717
09.03. | 12 | 124.8717
09.03. | 13 | 124.8717
09.03. | 14 | 124.8717
09.03. | 15 | 124.8717
09.03. | 16 | 124.8717
09.03. | 17 | 124.8717
09.03. | 18 | 124.8717
09.03. | 19 | 124.8717
09.03. | 20 | 124.8717
09.03. | 21 | 124.8717
09.03. | 22 | 124.8717
09.03. | 23 | 124.8717
09.03. | 24 | 124.8717
10.03. | 1 | 124.8717
10.03. | 2 | 124.8717
10.03. | 3 | 124.8717
10.03. | 4 | 124.8717
10.03. | 5 | 124.8717
10.03. | 6 | 124.8717
10.03. | 7 | 124.8717
10.03. | 8 | 124.8717
10.03. | 9 | 124.8717
10.03. | 10 | 124.8717
10.03. | 11 | 124.8717
10.03. | 12 | 124.8717
10.03. | 13 | 124.8717
10.03. | 14 | 124.8717
10.03. | 15 | 124.8717
10.03. | 16 | 124.8717
10.03. | 17 | 124.8717
10.03. | 18 | 124.8717
10.03. | 19 | 124.8717
10.03. | 20 | 124.8717
10.03. | 21 | 124.8717
10.03. | 22 | 124.8717
10.03. | 23 | 124.8717
10.03. | 24 | 124.8717
11.03. | 1 | 124.8717
11.03. | 2 | 124.8717
11.03. | 3 | 124.8717
11.03. | 4 | 124.8717
11.03. | 5 | 124.8717
11.03. | 6 | 124.8717
11.03. | 7 | 124.8717
11.03. | 8 | 124.8717
11.03. | 9 | 124.8717
11.03. | 10 | 124.8717
11.03. | 11 | 124.8717
11.03. | 12 | 124.8717
11.03. | 13 | 124.8717
11.03. | 14 | 124.8717
11.03. | 15 | 124.8717
11.03. | 16 | 124.8717
11.03. | 17 | 124.8717
11.03. | 18 | 124.8717
11.03. | 19 | 124.8717
11.03. | 20 | 124.8717
11.03. | 21 | 124.8717
11.03. | 22 | 124.8717
11.03. | 23 | 124.8717
11.03. | 24 | 124.8717
12.03. | 1 | 124.8717
12.03. | 2 | 124.8717
12.03. | 3 | 124.8717
12.03. | 4 | 124.8717
12.03. | 5 | 124.8717
12.03. | 6 | 124.8717
12.03. | 7 | 124.8717
12.03. | 8 | 124.8717
12.03. | 9 | 124.8717
12.03. | 10 | 124.8717
12.03. | 11 | 124.8717
12.03. | 12 | 124.8717
12.03. | 13 | 124.8717
12.03. | 14 | 124.8717
12.03. | 15 | 124.8717
12.03. | 16 | 124.8717
12.03. | 17 | 124.8717
12.03. | 18 | 124.8717
12.03. | 19 | 124.8717
12.03. | 20 | 124.8717
12.03. | 21 | 124.8717
12.03. | 22 | 124.8717
12.03. | 23 | 124.8717
12.03. | 24 | 124.8717
13.03. | 1 | 124.8717
13.03. | 2 | 124.8717
13.03. | 3 | 124.8717
13.03. | 4 | 124.8717
13.03. | 5 | 124.8717
13.03. | 6 | 124.8717
13.03. | 7 | 124.8717
13.03. | 8 | 124.8717
13.03. | 9 | 124.8717
13.03. | 10 | 124.8717
13.03. | 11 | 124.8717
13.03. | 12 | 124.8717
13.03. | 13 | 124.8717
13.03. | 14 | 124.8717
13.03. | 15 | 124.8717
13.03. | 16 | 124.8717
13.03. | 17 | 124.8717
13.03. | 18 | 124.8717
13.03. | 19 | 124.8717
13.03. | 20 | 124.8717
13.03. | 21 | 124.8717
13.03. | 22 | 124.8717
13.03. | 23 | 124.8717
13.03. | 24 | 124.8717
14.03. | 1 | 124.8717
14.03. | 2 | 124.8717
14.03. | 3 | 124.8717
14.03. | 4 | 124.8717
14.03. | 5 | 124.8717
14.03. | 6 | 124.8717
14.03. | 7 | 124.8717
14.03. | 8 | 124.8717
14.03. | 9 | 124.8717
14.03. | 10 | 124.8717
14.03. | 11 | 124.8717
14.03. | 12 | 124.8717
14.03. | 13 | 124.8717
14.03. | 14 | 124.8717
14.03. | 15 | 124.8717
14.03. | 16 | 124.8717
14.03. | 17 | 124.8717
14.03. | 18 | 124.8717
14.03. | 19 | 124.8717
14.03. | 20 | 124.8717
14.03. | 21 | 124.8717
14.03. | 22 | 124.8717
14.03. | 23 | 124.8717
14.03. | 24 | 124.8717
15.03. | 1 | 124.8717
15.03. | 2 | 124.8717
15.03. | 3 | 124.8717
15.03. | 4 | 124.8717
15.03. | 5 | 124.8717
15.03. | 6 | 124.8717
15.03. | 7 | 124.8717
15.03. | 8 | 124.8717
15.03. | 9 | 124.8717
15.03. | 10 | 124.8717
15.03. | 11 | 124.8717
15.03. | 12 | 124.8717
15.03. | 13 | 124.8717
15.03. | 14 | 124.8717
15.03. | 15 | 124.8717
15.03. | 16 | 124.8717
15.03. | 17 | 124.8717
15.03. | 18 | 124.8717
15.03. | 19 | 124.8717
15.03. | 20 | 124.8717
15.03. | 21 | 124.8717
15.03. | 22 | 124.8717
15.03. | 23 | 124.8717
15.03. | 24 | 124.8717
16.03. | 1 | 124.8717
16.03. | 2 | 124.8717
16.03. | 3 | 124.8717
16.03. | 4 | 124.8717
16.03. | 5 | 124.8717
16.03. | 6 | 124.8717
16.03. | 7 | 124.8717
16.03. | 8 | 124.8717
16.03. | 9 | 124.8717
16.03. | 10 | 124.8717
16.03. | 11 | 124.8717
16.03. | 12 | 124.8717
16.03. | 13 | 124.8717
16.03. | 14 | 124.8717
16.03. | 15 | 124.8717
16.03. | 16 | 124.8717
16.03. | 17 | 124.8717
16.03. | 18 | 124.8717
16.03. | 19 | 124.8717
16.03. | 20 | 124.8717
16.03. | 21 | 124.8717
16.03. | 22 | 124.8717
16.03. | 23 | 124.8717
16.03. | 24 | 124.8717
17.03. | 1 | 124.8717
17.03. | 2 | 124.8717
17.03. | 3 | 124.8717
17.03. | 4 | 124.8717
17.03. | 5 | 124.8717
17.03. | 6 | 124.8717
17.03. | 7 | 124.8717
17.03. | 8 | 124.8717
17.03. | 9 | 124.8717
17.03. | 10 | 124.8717
17.03. | 11 | 124.8717
17.03. | 12 | 124.8717
17.03. | 13 | 124.8717
17.03. | 14 | 124.8717
17.03. | 15 | 124.8717
17.03. | 16 | 124.8717
17.03. | 17 | 124.8717
17.03. | 18 | 124.8717
17.03. | 19 | 124.8717
17.03. | 20 | 124.8717
17.03. | 21 | 124.8717
17.03. | 22 | 124.8717
17.03. | 23 | 124.8717
17.03. | 24 | 124.8717
18.03. | 1 | 124.8717
18.03. | 2 | 124.8717
18.03. | 3 | 124.8717
18.03. | 4 | 124.8717
18.03. | 5 | 124.8717
18.03. | 6 | 124.8717
18.03. | 7 | 124.8717
18.03. | 8 | 124.8717
18.03. | 9 | 124.8717
18.03. | 10 | 124.8717
18.03. | 11 | 124.8717
18.03. | 12 | 124.8717
18.03. | 13 | 124.8717
18.03. | 14 | 124.8717
18.03. | 15 | 124.8717
18.03. | 16 | 124.8717
18.03. | 17 | 124.8717
18.03. | 18 | 124.8717
18.03. | 19 | 124.8717
18.03. | 20 | 124.8717
18.03. | 21 | 124.8717
18.03. | 22 | 124.8717
18.03. | 23 | 124.8717
18.03. | 24 | 124.8717
19.03. | 1 | 124.8717
19.03. | 2 | 124.8717
19.03. | 3 | 124.8717
19.03. | 4 | 124.8717
19.03. | 5 | 124.8717
19.03. | 6 | 124.8717
19.03. | 7 | 124.8717
19.03. | 8 | 124.8717
19.03. | 9 | 124.8717
19.03. | 10 | 124.8717
19.03. | 11 | 124.8717
19.03. | 12 | 124.8717
19.03. | 13 | 124.8717
19.03. | 14 | 124.8717
19.03. | 15 | 124.8717
19.03. | 16 | 124.8717
19.03. | 17 | 124.8717
19.03. | 18 | 124.8717
19.03. | 19 | 124.8717
19.03. | 20 | 124.8717
19.03. | 21 | 124.8717
19.03. | 22 | 124.8717
19.03. | 23 | 124.8717
19.03. | 24 | 124.8717
20.03. | 1 | 124.8717
20.03. | 2 | 124.8717
20.03. | 3 | 124.8717
20.03. | 4 | 124.8717
20.03. | 5 | 124.8717
20.03. | 6 | 124.8717
20.03. | 7 | 124.8717
20.03. | 8 | 124.8717
20.03. | 9 | 124.8717
20.03. | 10 | 124.8717
20.03. | 11 | 124.8717
20.03. | 12 | 124.8717
20.03. | 13 | 124.8717
20.03. | 14 | 124.8717
20.03. | 15 | 124.8717
20.03. | 16 | 124.8717
20.03. | 17 | 124.8717
20.03. | 18 | 124.8717
20.03. | 19 | 124.8717
20.03. | 20 | 124.8717
20.03. | 21 | 124.8717
20.03. | 22 | 124.8717
20.03. | 23 | 124.8717
20.03. | 24 | 124.8717
21.03. | 1 | 124.8717
21.03. | 2 | 124.8717
21.03. | 3 | 124.8717
21.03. | 4 | 124.8717
21.03. | 5 | 124.8717
21.03. | 6 | 124.8717
21.03. | 7 | 124.8717
21.03. | 8 | 124.8717
21.03. | 9 | 124.8717
21.03. | 10 | 124.8717
21.03. | 11 | 124.8717
21.03. | 12 | 124.8717
21.03. | 13 | 124.8717
21.03. | 14 | 124.8717
21.03. | 15 | 124.8717
21.03. | 16 | 124.8717
21.03. | 17 | 124.8717
21.03. | 18 | 124.8717
21.03. | 19 | 124.8717
21.03. | 20 | 124.8717
21.03. | 21 | 124.8717
21.03. | 22 | 124.8717
21.03. | 23 | 124.8717
21.03. | 24 | 124.8717
22.03. | 1 | 124.8717
22.03. | 2 | 124.8717
22.03. | 3 | 124.8717
22.03. | 4 | 124.8717
22.03. | 5 | 124.8717
22.03. | 6 | 124.8717
22.03. | 7 | 124.8717
22.03. | 8 | 124.8717
22.03. | 9 | 124.8717
22.03. | 10 | 124.8717
22.03. | 11 | 124.8717
22.03. | 12 | 124.8717
22.03. | 13 | 124.8717
22.03. | 14 | 124.8717
22.03. | 15 | 124.8717
22.03. | 16 | 124.8717
22.03. | 17 | 124.8717
22.03. | 18 | 124.8717
22.03. | 19 | 124.8717
22.03. | 20 | 124.8717
22.03. | 21 | 124.8717
22.03. | 22 | 124.8717
22.03. | 23 | 124.8717
22.03. | 24 | 124.8717
23.03. | 1 | 124.8717
23.03. | 2 | 124.8717
23.03. | 3 | 124.8717
23.03. | 4 | 124.8717
23.03. | 5 | 124.8717
23.03. | 6 | 124.8717
23.03. | 7 | 124.8717
23.03. | 8 | 124.8717
23.03. | 9 | 124.8717
23.03. | 10 | 124.8717
23.03. | 11 | 124.8717
23.03. | 12 | 124.8717
23.03. | 13 | 124.8717
23.03. | 14 | 124.8717
23.03. | 15 | 124.8717
23.03. | 16 | 124.8717
23.03. | 17 | 124.8717
23.03. | 18 | 124.8717
23.03. | 19 | 124.8717
23.03. | 20 | 124.8717
23.03. | 21 | 124.8717
23.03. | 22 | 124.8717
23.03. | 23 | 124.8717
23.03. | 24 | 124.8717
24.03. | 1 | 124.8717
24.03. | 2 | 124.8717
24.03. | 3 | 124.8717
24.03. | 4 | 124.8717
24.03. | 5 | 124.8717
24.03. | 6 | 124.8717
24.03. | 7 | 124.8717
24.03. | 8 | 124.8717
24.03. | 9 | 124.8717
24.03. | 10 | 124.8717
24.03. | 11 | 124.8717
24.03. | 12 | 124.8717
24.03. | 13 | 124.8717
24.03. | 14 | 124.8717
24.03. | 15 | 124.8717
24.03. | 16 | 124.8717
24.03. | 17 | 124.8717
24.03. | 18 | 124.8717
24.03. | 19 | 124.8717
24.03. | 20 | 124.8717
24.03. | 21 | 124.8717
24.03. | 22 | 124.8717
24.03. | 23 | 124.8717
24.03. | 24 | 124.8717
25.03. | 1 | 124.8717
25.03. | 2 | 124.8717
25.03. | 3 | 124.8717
25.03. | 4 | 124.8717
25.03. | 5 | 124.8717
25.03. | 6 | 124.8717
25.03. | 7 | 124.8717
25.03. | 8 | 124.8717
25.03. | 9 | 124.8717
25.03. | 10 | 124.8717
25.03. | 11 | 124.8717
25.03. | 12 | 124.8717
25.03. | 13 | 124.8717
25.03. | 14 | 124.8717
25.03. | 15 | 124.8717
25.03. | 16 | 124.8717
25.03. | 17 | 124.8717
25.03. | 18 | 124.8717
25.03. | 19 | 124.8717
25.03. | 20 | 124.8717
25.03. | 21 | 124.8717
25.03. | 22 | 124.8717
25.03. | 23 | 124.8717
25.03. | 24 | 124.8717
26.03. | 1 | 124.8717
26.03. | 2 | 124.8717
26.03. | 3 | 124.8717
26.03. | 4 | 124.8717
26.03. | 5 | 124.8717
26.03. | 6 | 124.8717
26.03. | 7 | 124.8717
26.03. | 8 | 124.8717
26.03. | 9 | 124.8717
26.03. | 10 | 124.8717
26.03. | 11 | 124.8717
26.03. | 12 | 124.8717
26.03. | 13 | 124.8717
26.03. | 14 | 124.8717
26.03. | 15 | 124.8717
26.03. | 16 | 124.8717
26.03. | 17 | 124.8717
26.03. | 18 | 124.8717
26.03. | 19 | 124.8717
26.03. | 20 | 124.8717
26.03. | 21 | 124.8717
26.03. | 22 | 124.8717
26.03. | 23 | 124.8717
26.03. | 24 | 124.8717
27.03. | 1 | 124.8717
27.03. | 2 | 124.8717
27.03. | 3 | 124.8717
27.03. | 4 | 124.8717
27.03. | 5 | 124.8717
27.03. | 6 | 124.8717
27.03. | 7 | 124.8717
27.03. | 8 | 124.8717
27.03. | 9 | 124.8717
27.03. | 10 | 124.8717
27.03. | 11 | 124.8717
27.03. | 12 | 124.8717
27.03. | 13 | 124.8717
27.03. | 14 | 124.8717
27.03. | 15 | 124.8717
27.03. | 16 | 124.8717
27.03. | 17 | 124.8717
27.03. | 18 | 124.8717
27.03. | 19 | 124.8717
27.03. | 20 | 124.8717
27.03. | 21 | 124.8717
27.03. | 22 | 124.8717
27.03. | 23 | 124.8717
27.03. | 24 | 124.8717
28.03. | 1 | 124.8717
28.03. | 2 | 124.8717
28.03. | 3 | 124.8717
28.03. | 4 | 124.8717
28.03. | 5 | 124.8717
28.03. | 6 | 124.8717
28.03. | 7 | 124.8717
28.03. | 8 | 124.8717
28.03. | 9 | 124.8717
28.03. | 10 | 124.8717
28.03. | 11 | 124.8717
28.03. | 12 | 124.8717
28.03. | 13 | 124.8717
28.03. | 14 | 124.8717
28.03. | 15 | 124.8717
28.03. | 16 | 124.8717
28.03. | 17 | 124.8717
28.03. | 18 | 124.8717
28.03. | 19 | 124.8717
28.03. | 20 | 124.8717
28.03. | 21 | 124.8717
28.03. | 22 | 124.8717
28.03. | 23 | 124.8717
28.03. | 24 | 124.8717
29.03. | 1 | 124.8717
29.03. | 2 | 124.8717
29.03. | 3 | 124.8717
29.03. | 4 | 124.8717
29.03. | 5 | 124.8717
29.03. | 6 | 124.8717
29.03. | 7 | 124.8717
29.03. | 8 | 124.8717
29.03. | 9 | 124.8717
29.03. | 10 | 124.8717
29.03. | 11 | 124.8717
29.03. | 12 | 124.8717
29.03. | 13 | 124.8717
29.03. | 14 | 124.8717
29.03. | 15 | 124.8717
29.03. | 16 | 124.8717
29.03. | 17 | 124.8717
29.03. | 18 | 124.8717
29.03. | 19 | 124.8717
29.03. | 20 | 124.8717
29.03. | 21 | 124.8717
29.03. | 22 | 124.8717
29.03. | 23 | 124.8717
29.03. | 24 | 124.8717
30.03. | 1 | 124.8717
30.03. | 2 | 124.8717
30.03. | 3 | 124.8717
30.03. | 4 | 124.8717
30.03. | 5 | 124.8717
30.03. | 6 | 124.8717
30.03. | 7 | 124.8717
30.03. | 8 | 124.8717
30.03. | 9 | 124.8717
30.03. | 10 | 124.8717
30.03. | 11 | 124.8717
30.03. | 12 | 124.8717
30.03. | 13 | 124.8717
30.03. | 14 | 124.8717
30.03. | 15 | 124.8717
30.03. | 16 | 124.8717
30.03. | 17 | 124.8717
30.03. | 18 | 124.8717
30.03. | 19 | 124.8717
30.03. | 20 | 124.8717
30.03. | 21 | 124.8717
30.03. | 22 | 124.8717
30.03. | 23 | 124.8717
30.03. | 24 | 124.8717
31.03. | 1 | 124.8717
31.03. | 2 | 124.8717
31.03. | 3 | 124.8717
31.03. | 4 | 124.8717
31.03. | 5 | 124.8717
31.03. | 6 | 124.8717
31.03. | 7 | 124.8717
31.03. | 8 | 124.8717
31.03. | 9 | 124.8717
31.03. | 10 | 124.8717
31.03. | 11 | 124.8717
31.03. | 12 | 124.8717
31.03. | 13 | 124.8717
31.03. | 14 | 124.8717
31.03. | 15 | 124.8717
31.03. | 16 | 124.8717
31.03. | 17 | 124.8717
31.03. | 18 | 124.8717
31.03. | 19 | 124.8717
31.03. | 20 | 124.8717
31.03. | 21 | 124.8717
31.03. | 22 | 124.8717
31.03. | 23 | 124.8717
31.03. | 24 | 124.8717
01.04. | 1 | 124.8717
01.04. | 2 | 124.8717
01.04. | 3 | 124.8717
01.04. | 4 | 124.8717
01.04. | 5 | 124.8717
01.04. | 6 | 124.8717
01.04. | 7 | 124.8717
01.04. | 8 | 124.8717
01.04. | 9 | 124.8717
01.04. | 10 | 124.8717
01.04. | 11 | 124.8717
01.04. | 12 | 124.8717
01.04. | 13 | 124.8717
01.04. | 14 | 124.8717
01.04. | 15 | 124.8717
01.04. | 16 | 124.8717
01.04. | 17 | 124.8717
01.04. | 18 | 124.8717
01.04. | 19 | 124.8717
01.04. | 20 | 124.8717
01.04. | 21 | 124.8717
01.04. | 22 | 124.8717
01.04. | 23 | 124.8717
01.04. | 24 | 124.8717
02.04. | 1 | 124.8717
02.04. | 2 | 124.8717
02.04. | 3 | 124.8717
02.04. | 4 | 124.8717
02.04. | 5 | 124.8717
02.04. | 6 | 124.8717
02.04. | 7 | 124.8717
02.04. | 8 | 124.8717
02.04. | 9 | 124.8717
02.04. | 10 | 124.8717
02.04. | 11 | 124.8717
02.04. | 12 | 124.8717
02.04. | 13 | 124.8717
02.04. | 14 | 124.8717
02.04. | 15 | 124.8717
02.04. | 16 | 124.8717
02.04. | 17 | 124.8717
02.04. | 18 | 124.8717
02.04. | 19 | 124.8717
02.04. | 20 | 124.8717
02.04. | 21 | 124.8717
02.04. | 22 | 124.8717
02.04. | 23 | 124.8717
02.04. | 24 | 124.8717
03.04. | 1 | 124.8717
03.04. | 2 | 124.8717
03.04. | 3 | 124.8717
03.04. | 4 | 124.8717
03.04. | 5 | 124.8717
03.04. | 6 | 124.8717
03.04. | 7 | 124.8717
03.04. | 8 | 124.8717
03.04. | 9 | 124.8717
03.04. | 10 | 124.8717
03.04. | 11 | 124.8717
03.04. | 12 | 124.8717
03.04. | 13 | 124.8717
03.04. | 14 | 124.8717
03.04. | 15 | 124.8717
03.04. | 16 | 124.8717
03.04. | 17 | 124.8717
03.04. | 18 | 124.8717
03.04. | 19 | 124.8717
03.04. | 20 | 124.8717
03.04. | 21 | 124.8717
03.04. | 22 | 124.8717
03.04. | 23 | 124.8717
03.04. | 24 | 124.8717
04.04. | 1 | 124.8717
04.04. | 2 | 124.8717
04.04. | 3 | 124.8717
04.04. | 4 | 124.8717
04.04. | 5 | 124.8717
04.04. | 6 | 124.8717
04.04. | 7 | 124.8717
04.04. | 8 | 124.8717
04.04. | 9 | 124.8717
04.04. | 10 | 124.8717
04.04. | 11 | 124.8717
04.04. | 12 | 124.8717
04.04. | 13 | 124.8717
04.04. | 14 | 124.8717
04.04. | 15 | 124.8717
04.04. | 16 | 124.8717
04.04. | 17 | 124.8717
04.04. | 18 | 124.8717
04.04. | 19 | 124.8717
04.04. | 20 | 124.8717
04.04. | 21 | 124.8717
04.04. | 22 | 124.8717
04.04. | 23 | 124.8717
04.04. | 24 | 124.8717
05.04. | 1 | 124.8717
05.04. | 2 | 124.8717
05.04. | 3 | 124.8717
05.04. | 4 | 124.8717
05.04. | 5 | 124.8717
05.04. | 6 | 124.8717
05.04. | 7 | 124.8717
05.04. | 8 | 124.8717
05.04. | 9 | 124.8717
05.04. | 10 | 124.8717
05.04. | 11 | 124.8717
05.04. | 12 | 124.8717
05.04. | 13 | 124.8717
05.04. | 14 | 124.8717
05.04. | 15 | 124.8717
05.04. | 16 | 124.8717
05.04. | 17 | 124.8717
05.04. | 18 | 124.8717
05.04. | 19 | 124.8717
05.04. | 20 | 124.8717
05.04. | 21 | 124.8717
05.04. | 22 | 124.8717
05.04. | 23 | 124.8717
05.04. | 24 | 124.8717
06.04. | 1 | 124.8717
06.04. | 2 | 124.8717
06.04. | 3 | 124.8717
06.04. | 4 | 124.8717
06.04. | 5 | 124.8717
06.04. | 6 | 124.8717
06.04. | 7 | 124.8717
06.04. | 8 | 124.8717
06.04. | 9 | 124.8717
06.04. | 10 | 124.8717
06.04. | 11 | 124.8717
06.04. | 12 | 124.8717
06.04. | 13 | 124.8717
06.04. | 14 | 124.8717
06.04. | 15 | 124.8717
06.04. | 16 | 124.8717
06.04. | 17 | 124.8717
06.04. | 18 | 124.8717
06.04. | 19 | 124.8717
06.04. | 20 | 124.8717
06.04. | 21 | 124.8717
06.04. | 22 | 124.8717
06.04. | 23 | 124.8717
06.04. | 24 | 124.8717
07.04. | 1 | 124.8717
07.04. | 2 | 124.8717
07.04. | 3 | 124.8717
07.04. | 4 | 124.8717
07.04. | 5 | 124.8717
07.04. | 6 | 124.8717
07.04. | 7 | 124.8717
07.04. | 8 | 124.8717
07.04. | 9 | 124.8717
07.04. | 10 | 124.8717
07.04. | 11 | 124.8717
07.04. | 12 | 124.8717
07.04. | 13 | 124.8717
07.04. | 14 | 124.8717
07.04. | 15 | 124.8717
07.04. | 16 | 124.8717
07.04. | 17 | 124.8717
07.04. | 18 | 124.8717
07.04. | 19 | 124.8717
07.04. | 20 | 124.8717
07.04. | 21 | 124.8717
07.04. | 22 | 124.8717
07.04. | 23 | 124.8717
07.04. | 24 | 124.8717
08.04. | 1 | 124.8717
08.04. | 2 | 124.8717
08.04. | 3 | 124.8717
08.04. | 4 | 124.8717
08.04. | 5 | 124.8717
08.04. | 6 | 124.8717
08.04. | 7 | 124.8717
08.04. | 8 | 124.8717
08.04. | 9 | 124.8717
08.04. | 10 | 124.8717
08.04. | 11 | 124.8717
08.04. | 12 | 124.8717
08.04. | 13 | 124.8717
08.04. | 14 | 124.8717
08.04. | 15 | 124.8717
08.04. | 16 | 124.8717
08.04. | 17 | 124.8717
08.04. | 18 | 124.8717
08.04. | 19 | 124.8717
08.04. | 20 | 124.8717
08.04. | 21 | 124.8717
08.04. | 22 | 124.8717
08.04. | 23 | 124.8717
08.04. | 24 | 124.8717
09.04. | 1 | 124.8717
09.04. | 2 | 124.8717
09.04. | 3 | 124.8717
09.04. | 4 | 124.8717
09.04. | 5 | 124.8717
09.04. | 6 | 124.8717
09.04. | 7 | 124.8717
09.04. | 8 | 124.8717
09.04. | 9 | 124.8717
09.04. | 10 | 124.8717
09.04. | 11 | 124.8717
09.04. | 12 | 124.8717
09.04. | 13 | 124.8717
09.04. | 14 | 124.8717
09.04. | 15 | 124.8717
09.04. | 16 | 124.8717
09.04. | 17 | 124.8717
09.04. | 18 | 124.8717
09.04. | 19 | 124.8717
09.04. | 20 | 124.8717
09.04. | 21 | 124.8717
09.04. | 22 | 124.8717
09.04. | 23 | 124.8717
09.04. | 24 | 124.8717
10.04. | 1 | 124.8717
10.04. | 2 | 124.8717
10.04. | 3 | 124.8717
10.04. | 4 | 124.8717
10.04. | 5 | 124.8717
10.04. | 6 | 124.8717
10.04. | 7 | 124.8717
10.04. | 8 | 124.8717
10.04. | 9 | 124.8717
10.04. | 10 | 124.8717
10.04. | 11 | 124.8717
10.04. | 12 | 124.8717
10.04. | 13 | 124.8717
10.04. | 14 | 124.8717
10.04. | 15 | 124.8717
10.04. | 16 | 124.8717
10.04. | 17 | 124.8717
10.04. | 18 | 124.8717
10.04. | 19 | 124.8717
10.04. | 20 | 124.8717
10.04. | 21 | 124.8717
10.04. | 22 | 124.8717
10.04. | 23 | 124.8717
10.04. | 24 | 124.8717
11.04. | 1 | 124.8717
11.04. | 2 | 124.8717
11.04. | 3 | 124.8717
11.04. | 4 | 124.8717
11.04. | 5 | 124.8717
11.04. | 6 | 124.8717
11.04. | 7 | 124.8717
11.04. | 8 | 124.8717
11.04. | 9 | 124.8717
11.04. | 10 | 124.8717
11.04. | 11 | 124.8717
11.04. | 12 | 124.8717
11.04. | 13 | 124.8717
11.04. | 14 | 124.8717
11.04. | 15 | 124.8717
11.04. | 16 | 124.8717
11.04. | 17 | 124.8717
11.04. | 18 | 124.8717
11.04. | 19 | 124.8717
11.04. | 20 | 124.8717
11.04. | 21 | 124.8717
11.04. | 22 | 124.8717
11.04. | 23 | 124.8717
11.04. | 24 | 124.8717
12.04. | 1 | 124.8717
12.04. | 2 | 124.8717
12.04. | 3 | 124.8717
12.04. | 4 | 124.8717
12.04. | 5 | 124.8717
12.04. | 6 | 124.8717
12.04. | 7 | 124.8717
12.04. | 8 | 124.8717
12.04. | 9 | 124.8717
12.04. | 10 | 124.8717
12.04. | 11 | 124.8717
12.04. | 12 | 124.8717
12.04. | 13 | 124.8717
12.04. | 14 | 124.8717
12.04. | 15 | 124.8717
12.04. | 16 | 124.8717
12.04. | 17 | 124.8717
12.04. | 18 | 124.8717
12.04. | 19 | 124.8717
12.04. | 20 | 124.8717
12.04. | 21 | 124.8717
12.04. | 22 | 124.8717
12.04. | 23 | 124.8717
12.04. | 24 | 124.8717
13.04. | 1 | 124.8717
13.04. | 2 | 124.8717
13.04. | 3 | 124.8717
13.04. | 4 | 124.8717
13.04. | 5 | 124.8717
13.04. | 6 | 124.8717
13.04. | 7 | 124.8717
13.04. | 8 | 124.8717
13.04. | 9 | 124.8717
13.04. | 10 | 124.8717
13.04. | 11 | 124.8717
13.04. | 12 | 124.8717
13.04. | 13 | 124.8717
13.04. | 14 | 124.8717
13.04. | 15 | 124.8717
13.04. | 16 | 124.8717
13.04. | 17 | 124.8717
13.04. | 18 | 124.8717
13.04. | 19 | 124.8717
13.04. | 20 | 124.8717
13.04. | 21 | 124.8717
13.04. | 22 | 124.8717
13.04. | 23 | 124.8717
13.04. | 24 | 124.8717
14.04. | 1 | 124.8717
14.04. | 2 | 124.8717
14.04. | 3 | 124.8717
14.04. | 4 | 124.8717
14.04. | 5 | 124.8717
14.04. | 6 | 124.8717
14.04. | 7 | 124.8717
14.04. | 8 | 124.8717
14.04. | 9 | 124.8717
14.04. | 10 | 124.8717
14.04. | 11 | 124.8717
14.04. | 12 | 124.8717
14.04. | 13 | 124.8717
14.04. | 14 | 124.8717
14.04. | 15 | 124.8717
14.04. | 16 | 124.8717
14.04. | 17 | 124.8717
14.04. | 18 | 124.8717
14.04. | 19 | 124.8717
14.04. | 20 | 124.8717
14.04. | 21 | 124.8717
14.04. | 22 | 124.8717
14.04. | 23 | 124.8717
14.04. | 24 | 124.8717
15.04. | 1 | 124.8717
15.04. | 2 | 124.8717
15.04. | 3 | 124.8717
15.04. | 4 | 124.8717
15.04. | 5 | 124.8717
15.04. | 6 | 124.8717
15.04. | 7 | 124.8717
15.04. | 8 | 124.8717
15.04. | 9 | 124.8717
15.04. | 10 | 124.8717
15.04. | 11 | 124.8717
15.04. | 12 | 124.8717
15.04. | 13 | 124.8717
15.04. | 14 | 124.8717
15.04. | 15 | 124.8717
15.04. | 16 | 124.8717
15.04. | 17 | 124.8717
15.04. | 18 | 124.8717
15.04. | 19 | 124.8717
15.04. | 20 | 124.8717
15.04. | 21 | 124.8717
15.04. | 22 | 124.8717
15.04. | 23 | 124.8717
15.04. | 24 | 124.8717
16.04. | 1 | 124.8717
16.04. | 2 | 124.8717
16.04. | 3 | 124.8717
16.04. | 4 | 124.8717
16.04. | 5 | 124.8717
16.04. | 6 | 124.8717
16.04. | 7 | 124.8717
16.04. | 8 | 124.8717
16.04. | 9 | 124.8717
16.04. | 10 | 124.8717
16.04. | 11 | 124.8717
16.04. | 12 | 124.8717
16.04. | 13 | 124.8717
16.04. | 14 | 124.8717
16.04. | 15 | 124.8717
16.04. | 16 | 124.8717
16.04. | 17 | 124.8717
16.04. | 18 | 124.8717
16.04. | 19 | 124.8717
16.04. | 20 | 124.8717
16.04. | 21 | 124.8717
16.04. | 22 | 124.8717
16.04. | 23 | 124.8717
16.04. | 24 | 124.8717
17.04. | 1 | 124.8717
17.04. | 2 | 124.8717
17.04. | 3 | 124.8717
17.04. | 4 | 124.8717
17.04. | 5 | 124.8717
17.04. | 6 | 124.8717
17.04. | 7 | 124.8717
17.04. | 8 | 124.8717
17.04. | 9 | 124.8717
17.04. | 10 | 124.8717
17.04. | 11 | 124.8717
17.04. | 12 | 124.8717
17.04. | 13 | 124.8717
17.04. | 14 | 124.8717
17.04. | 15 | 124.8717
17.04. | 16 | 124.8717
17.04. | 17 | 124.8717
17.04. | 18 | 124.8717
17.04. | 19 | 124.8717
17.04. | 20 | 124.8717
17.04. | 21 | 124.8717
17.04. | 22 | 124.8717
17.04. | 23 | 124.8717
17.04. | 24 | 124.8717
18.04. | 1 | 124.8717
18.04. | 2 | 124.8717
18.04. | 3 | 124.8717
18.04. | 4 | 124.8717
18.04. | 5 | 124.8717
18.04. | 6 | 124.8717
18.04. | 7 | 124.8717
18.04. | 8 | 124.8717
18.04. | 9 | 124.8717
18.04. | 10 | 124.8717
18.04. | 11 | 124.8717
18.04. | 12 | 124.8717
18.04. | 13 | 124.8717
18.04. | 14 | 124.8717
18.04. | 15 | 124.8717
18.04. | 16 | 124.8717
18.04. | 17 | 124.8717
18.04. | 18 | 124.8717
18.04. | 19 | 124.8717
18.04. | 20 | 124.8717
18.04. | 21 | 124.8717
18.04. | 22 | 124.8717
18.04. | 23 | 124.8717
18.04. | 24 | 124.8717
19.04. | 1 | 124.8717
19.04. | 2 | 124.8717
19.04. | 3 | 124.8717
19.04. | 4 | 124.8717
19.04. | 5 | 124.8717
19.04. | 6 | 124.8717
19.04. | 7 | 124.8717
19.04. | 8 | 124.8717
19.04. | 9 | 124.8717
19.04. | 10 | 124.8717
19.04. | 11 | 124.8717
19.04. | 12 | 124.8717
19.04. | 13 | 124.8717
19.04. | 14 | 124.8717
19.04. | 15 | 124.8717
19.04. | 16 | 124.8717
19.04. | 17 | 124.8717
19.04. | 18 | 124.8717
19.04. | 19 | 124.8717
19.04. | 20 | 124.8717
19.04. | 21 | 124.8717
19.04. | 22 | 124.8717
19.04. | 23 | 124.8717
19.04. | 24 | 124.8717
20.04. | 1 | 124.8717
20.04. | 2 | 124.8717
20.04. | 3 | 124.8717
20.04. | 4 | 124.8717
20.04. | 5 | 124.8717
20.04. | 6 | 124.8717
20.04. | 7 | 124.8717
20.04. | 8 | 124.8717
20.04. | 9 | 124.8717
20.04. | 10 | 124.8717
20.04. | 11 | 124.8717
20.04. | 12 | 124.8717
20.04. | 13 | 124.8717
20.04. | 14 | 124.8717
20.04. | 15 | 124.8717
20.04. | 16 | 124.8717
20.04. | 17 | 124.8717
20.04. | 18 | 124.8717
20.04. | 19 | 124.8717
20.04. | 20 | 124.8717
20.04. | 21 | 124.8717
20.04. | 22 | 124.8717
20.04. | 23 | 124.8717
20.04. | 24 | 124.8717
21.04. | 1 | 124.8717
21.04. | 2 | 124.8717
21.04. | 3 | 124.8717
21.04. | 4 | 124.8717
21.04. | 5 | 124.8717
21.04. | 6 | 124.8717
21.04. | 7 | 124.8717
21.04. | 8 | 124.8717
21.04. | 9 | 124.8717
21.04. | 10 | 124.8717
21.04. | 11 | 124.8717
21.04. | 12 | 124.8717
21.04. | 13 | 124.8717
21.04. | 14 | 124.8717
21.04. | 15 | 124.8717
21.04. | 16 | 124.8717
21.04. | 17 | 124.8717
21.04. | 18 | 124.8717
21.04. | 19 | 124.8717
21.04. | 20 | 124.8717
21.04. | 21 | 124.8717
21.04. | 22 | 124.8717
21.04. | 23 | 124.8717
21.04. | 24 | 124.8717
22.04. | 1 | 124.8717
22.04. | 2 | 124.8717
22.04. | 3 | 124.8717
22.04. | 4 | 124.8717
22.04. | 5 | 124.8717
22.04. | 6 | 124.8717
22.04. | 7 | 124.8717
22.04. | 8 | 124.8717
22.04. | 9 | 124.8717
22.04. | 10 | 124.8717
22.04. | 11 | 124.8717
22.04. | 12 | 124.8717
22.04. | 13 | 124.8717
22.04. | 14 | 124.8717
22.04. | 15 | 124.8717
22.04. | 16 | 124.8717
22.04. | 17 | 124.8717
22.04. | 18 | 124.8717
22.04. | 19 | 124.8717
22.04. | 20 | 124.8717
22.04. | 21 | 124.8717
22.04. | 22 | 124.8717
22.04. | 23 | 124.8717
22.04. | 24 | 124.8717
23.04. | 1 | 124.8717
23.04. | 2 | 124.8717
23.04. | 3 | 124.8717
23.04. | 4 | 124.8717
23.04. | 5 | 124.8717
23.04. | 6 | 124.8717
23.04. | 7 | 124.8717
23.04. | 8 | 124.8717
23.04. | 9 | 124.8717
23.04. | 10 | 124.8717
23.04. | 11 | 124.8717
23.04. | 12 | 124.8717
23.04. | 13 | 124.8717
23.04. | 14 | 124.8717
23.04. | 15 | 124.8717
23.04. | 16 | 124.8717
23.04. | 17 | 124.8717
23.04. | 18 | 124.8717
23.04. | 19 | 124.8717
23.04. | 20 | 124.8717
23.04. | 21 | 124.8717
23.04. | 22 | 124.8717
23.04. | 23 | 124.8717
23.04. | 24 | 124.8717
24.04. | 1 | 124.8717
24.04. | 2 | 124.8717
24.04. | 3 | 124.8717
24.04. | 4 | 124.8717
24.04. | 5 | 124.8717
24.04. | 6 | 124.8717
24.04. | 7 | 124.8717
24.04. | 8 | 124.8717
24.04. | 9 | 124.8717
24.04. | 10 | 124.8717
24.04. | 11 | 124.8717
24.04. | 12 | 124.8717
24.04. | 13 | 124.8717
24.04. | 14 | 124.8717
24.04. | 15 | 124.8717
24.04. | 16 | 124.8717
24.04. | 17 | 124.8717
24.04. | 18 | 124.8717
24.04. | 19 | 124.8717
24.04. | 20 | 124.8717
24.04. | 21 | 124.8717
24.04. | 22 | 124.8717
24.04. | 23 | 124.8717
24.04. | 24 | 124.8717
25.04. | 1 | 124.8717
25.04. | 2 | 124.8717
25.04. | 3 | 124.8717
25.04. | 4 | 124.8717
25.04. | 5 | 124.8717
25.04. | 6 | 124.8717
25.04. | 7 | 124.8717
25.04. | 8 | 124.8717
25.04. | 9 | 124.8717
25.04. | 10 | 124.8717
25.04. | 11 | 124.8717
25.04. | 12 | 124.8717
25.04. | 13 | 124.8717
25.04. | 14 | 124.8717
25.04. | 15 | 124.8717
25.04. | 16 | 124.8717
25.04. | 17 | 124.8717
25.04. | 18 | 124.8717
25.04. | 19 | 124.8717
25.04. | 20 | 124.8717
25.04. | 21 | 124.8717
25.04. | 22 | 124.8717
25.04. | 23 | 124.8717
25.04. | 24 | 124.8717
26.04. | 1 | 124.8717
26.04. | 2 | 124.8717
26.04. | 3 | 124.8717
26.04. | 4 | 124.8717
26.04. | 5 | 124.8717
26.04. | 6 | 124.8717
26.04. | 7 | 124.8717
26.04. | 8 | 124.8717
26.04. | 9 | 124.8717
26.04. | 10 | 124.8717
26.04. | 11 | 124.8717
26.04. | 12 | 124.8717
26.04. | 13 | 124.8717
26.04. | 14 | 124.8717
26.04. | 15 | 124.8717
26.04. | 16 | 124.8717
26.04. | 17 | 124.8717
26.04. | 18 | 124.8717
26.04. | 19 | 124.8717
26.04. | 20 | 124.8717
26.04. | 21 | 124.8717
26.04. | 22 | 124.8717
26.04. | 23 | 124.8717
26.04. | 24 | 124.8717
27.04. | 1 | 124.8717
27.04. | 2 | 124.8717
27.04. | 3 | 124.8717
27.04. | 4 | 124.8717
27.04. | 5 | 124.8717
27.04. | 6 | 124.8717
27.04. | 7 | 124.8717
27.04. | 8 | 124.8717
27.04. | 9 | 124.8717
27.04. | 10 | 124.8717
27.04. | 11 | 124.8717
27.04. | 12 | 124.8717
27.04. | 13 | 124.8717
27.04. | 14 | 124.8717
27.04. | 15 | 124.8717
27.04. | 16 | 124.8717
27.04. | 17 | 124.8717
27.04. | 18 | 124.8717
27.04. | 19 | 124.8717
27.04. | 20 | 124.8717
27.04. | 21 | 124.8717
27.04. | 22 | 124.8717
27.04. | 23 | 124.8717
27.04. | 24 | 124.8717
28.04. | 1 | 124.8717
28.04. | 2 | 124.8717
28.04. | 3 | 124.8717
28.04. | 4 | 124.8717
28.04. | 5 | 124.8717
28.04. | 6 | 124.8717
28.04. | 7 | 124.8717
28.04. | 8 | 124.8717
28.04. | 9 | 124.8717
28.04. | 10 | 124.8717
28.04. | 11 | 124.8717
28.04. | 12 | 124.8717
28.04. | 13 | 124.8717
28.04. | 14 | 124.8717
28.04. | 15 | 124.8717
28.04. | 16 | 124.8717
28.04. | 17 | 124.8717
28.04. | 18 | 124.8717
28.04. | 19 | 124.8717
28.04. | 20 | 124.8717
28.04. | 21 | 124.8717
28.04. | 22 | 124.8717
28.04. | 23 | 124.8717
28.04. | 24 | 124.8717
29.04. | 1 | 124.8717
29.04. | 2 | 124.8717
29.04. | 3 | 124.8717
29.04. | 4 | 124.8717
29.04. | 5 | 124.8717
29.04. | 6 | 124.8717
29.04. | 7 | 124.8717
29.04. | 8 | 124.8717
29.04. | 9 | 124.8717
29.04. | 10 | 124.8717
29.04. | 11 | 124.8717
29.04. | 12 | 124.8717
29.04. | 13 | 124.8717
29.04. | 14 | 124.8717
29.04. | 15 | 124.8717
29.04. | 16 | 124.8717
29.04. | 17 | 124.8717
29.04. | 18 | 124.8717
29.04. | 19 | 124.8717
29.04. | 20 | 124.8717
29.04. | 21 | 124.8717
29.04. | 22 | 124.8717
29.04. | 23 | 124.8717
29.04. | 24 | 124.8717
30.04. | 1 | 124.8717
30.04. | 2 | 124.8717
30.04. | 3 | 124.8717
30.04. | 4 | 124.8717
30.04. | 5 | 124.8717
30.04. | 6 | 124.8717
30.04. | 7 | 124.8717
30.04. | 8 | 124.8717
30.04. | 9 | 124.8717
30.04. | 10 | 124.8717
30.04. | 11 | 124.8717
30.04. | 12 | 124.8717
30.04. | 13 | 124.8717
30.04. | 14 | 124.8717
30.04. | 15 | 124.8717
30.04. | 16 | 124.8717
30.04. | 17 | 124.8717
30.04. | 18 | 124.8717
30.04. | 19 | 124.8717
30.04. | 20 | 124.8717
30.04. | 21 | 124.8717
30.04. | 22 | 124.8717
30.04. | 23 | 124.8717
30.04. | 24 | 124.8717
01.05. | 1 | 124.8717
01.05. | 2 | 124.8717
01.05. | 3 | 124.8717
01.05. | 4 | 124.8717
01.05. | 5 | 124.8717
01.05. | 6 | 124.8717
01.05. | 7 | 124.8717
01.05. | 8 | 124.8717
01.05. | 9 | 124.8717
01.05. | 10 | 124.8717
01.05. | 11 | 124.8717
01.05. | 12 | 124.8717
01.05. | 13 | 124.8717
01.05. | 14 | 124.8717
01.05. | 15 | 124.8717
01.05. | 16 | 124.8717
01.05. | 17 | 124.8717
01.05. | 18 | 124.8717
01.05. | 19 | 124.8717
01.05. | 20 | 124.8717
01.05. | 21 | 124.8717
01.05. | 22 | 124.8717
01.05. | 23 | 124.8717
01.05. | 24 | 124.8717
02.05. | 1 | 124.8717
02.05. | 2 | 124.8717
02.05. | 3 | 124.8717
02.05. | 4 | 124.8717
02.05. | 5 | 124.8717
02.05. | 6 | 124.8717
02.05. | 7 | 124.8717
02.05. | 8 | 124.8717
02.05. | 9 | 124.8717
02.05. | 10 | 124.8717
02.05. | 11 | 124.8717
02.05. | 12 | 124.8717
02.05. | 13 | 124.8717
02.05. | 14 | 124.8717
02.05. | 15 | 124.8717
02.05. | 16 | 124.8717
02.05. | 17 | 124.8717
02.05. | 18 | 124.8717
02.05. | 19 | 124.8717
02.05. | 20 | 124.8717
02.05. | 21 | 124.8717
02.05. | 22 | 124.8717
02.05. | 23 | 124.8717
02.05. | 24 | 124.8717
03.05. | 1 | 124.8717
03.05. | 2 | 124.8717
03.05. | 3 | 124.8717
03.05. | 4 | 124.8717
03.05. | 5 | 124.8717
03.05. | 6 | 124.8717
03.05. | 7 | 124.8717
03.05. | 8 | 124.8717
03.05. | 9 | 124.8717
03.05. | 10 | 124.8717
03.05. | 11 | 124.8717
03.05. | 12 | 124.8717
03.05. | 13 | 124.8717
03.05. | 14 | 124.8717
03.05. | 15 | 124.8717
03.05. | 16 | 124.8717
03.05. | 17 | 124.8717
03.05. | 18 | 124.8717
03.05. | 19 | 124.8717
03.05. | 20 | 124.8717
03.05. | 21 | 124.8717
03.05. | 22 | 124.8717
03.05. | 23 | 124.8717
03.05. | 24 | 124.8717
04.05. | 1 | 124.8717
04.05. | 2 | 124.8717
04.05. | 3 | 124.8717
04.05. | 4 | 124.8717
04.05. | 5 | 124.8717
04.05. | 6 | 124.8717
04.05. | 7 | 124.8717
04.05. | 8 | 124.8717
04.05. | 9 | 124.8717
04.05. | 10 | 124.8717
04.05. | 11 | 124.8717
04.05. | 12 | 124.8717
04.05. | 13 | 124.8717
04.05. | 14 | 124.8717
04.05. | 15 | 124.8717
04.05. | 16 | 124.8717
04.05. | 17 | 124.8717
04.05. | 18 | 124.8717
04.05. | 19 | 124.8717
04.05. | 20 | 124.8717
04.05. | 21 | 124.8717
04.05. | 22 | 124.8717
04.05. | 23 | 124.8717
04.05. | 24 | 124.8717
05.05. | 1 | 124.8717
05.05. | 2 | 124.8717
05.05. | 3 | 124.8717
05.05. | 4 | 124.8717
05.05. | 5 | 124.8717
05.05. | 6 | 124.8717
05.05. | 7 | 124.8717
05.05. | 8 | 124.8717
05.05. | 9 | 124.8717
05.05. | 10 | 124.8717
05.05. | 11 | 124.8717
05.05. | 12 | 124.8717
05.05. | 13 | 124.8717
05.05. | 14 | 124.8717
05.05. | 15 | 124.8717
05.05. | 16 | 124.8717
05.05. | 17 | 124.8717
05.05. | 18 | 124.8717
05.05. | 19 | 124.8717
05.05. | 20 | 124.8717
05.05. | 21 | 124.8717
05.05. | 22 | 124.8717
05.05. | 23 | 124.8717
05.05. | 24 | 124.8717
06.05. | 1 | 124.8717
06.05. | 2 | 124.8717
06.05. | 3 | 124.8717
06.05. | 4 | 124.8717
06.05. | 5 | 124.8717
06.05. | 6 | 124.8717
06.05. | 7 | 124.8717
06.05. | 8 | 124.8717
06.05. | 9 | 124.8717
06.05. | 10 | 124.8717
06.05. | 11 | 124.8717
06.05. | 12 | 124.8717
06.05. | 13 | 124.8717
06.05. | 14 | 124.8717
06.05. | 15 | 124.8717
06.05. | 16 | 124.8717
06.05. | 17 | 124.8717
06.05. | 18 | 124.8717
06.05. | 19 | 124.8717
06.05. | 20 | 124.8717
06.05. | 21 | 124.8717
06.05. | 22 | 124.8717
06.05. | 23 | 124.8717
06.05. | 24 | 124.8717
07.05. | 1 | 124.8717
07.05. | 2 | 124.8717
07.05. | 3 | 124.8717
07.05. | 4 | 124.8717
07.05. | 5 | 124.8717
07.05. | 6 | 124.8717
07.05. | 7 | 124.8717
07.05. | 8 | 124.8717
07.05. | 9 | 124.8717
07.05. | 10 | 124.8717
07.05. | 11 | 124.8717
07.05. | 12 | 124.8717
07.05. | 13 | 124.8717
07.05. | 14 | 124.8717
07.05. | 15 | 124.8717
07.05. | 16 | 124.8717
07.05. | 17 | 124.8717
07.05. | 18 | 124.8717
07.05. | 19 | 124.8717
07.05. | 20 | 124.8717
07.05. | 21 | 124.8717
07.05. | 22 | 124.8717
07.05. | 23 | 124.8717
07.05. | 24 | 124.8717
08.05. | 1 | 124.8717
08.05. | 2 | 124.8717
08.05. | 3 | 124.8717
08.05. | 4 | 124.8717
08.05. | 5 | 124.8717
08.05. | 6 | 124.8717
08.05. | 7 | 124.8717
08.05. | 8 | 124.8717
08.05. | 9 | 124.8717
08.05. | 10 | 124.8717
08.05. | 11 | 124.8717
08.05. | 12 | 124.8717
08.05. | 13 | 124.8717
08.05. | 14 | 124.8717
08.05. | 15 | 124.8717
08.05. | 16 | 124.8717
08.05. | 17 | 124.8717
08.05. | 18 | 124.8717
08.05. | 19 | 124.8717
08.05. | 20 | 124.8717
08.05. | 21 | 124.8717
08.05. | 22 | 124.8717
08.05. | 23 | 124.8717
08.05. | 24 | 124.8717
09.05. | 1 | 124.8717
09.05. | 2 | 124.8717
09.05. | 3 | 124.8717
09.05. | 4 | 124.8717
09.05. | 5 | 124.8717
09.05. | 6 | 124.8717
09.05. | 7 | 124.8717
09.05. | 8 | 124.8717
09.05. | 9 | 124.8717
09.05. | 10 | 124.8717
09.05. | 11 | 124.8717
09.05. | 12 | 124.8717
09.05. | 13 | 124.8717
09.05. | 14 | 124.8717
09.05. | 15 | 124.8717
09.05. | 16 | 124.8717
09.05. | 17 | 124.8717
09.05. | 18 | 124.8717
09.05. | 19 | 124.8717
09.05. | 20 | 124.8717
09.05. | 21 | 124.8717
09.05. | 22 | 124.8717
09.05. | 23 | 124.8717
09.05. | 24 | 124.8717
10.05. | 1 | 124.8717
10.05. | 2 | 124.8717
10.05. | 3 | 124.8717
10.05. | 4 | 124.8717
10.05. | 5 | 124.8717
10.05. | 6 | 124.8717
10.05. | 7 | 124.8717
10.05. | 8 | 124.8717
10.05. | 9 | 124.8717
10.05. | 10 | 124.8717
10.05. | 11 | 124.8717
10.05. | 12 | 124.8717
10.05. | 13 | 124.8717
10.05. | 14 | 124.8717
10.05. | 15 | 124.8717
10.05. | 16 | 124.8717
10.05. | 17 | 124.8717
10.05. | 18 | 124.8717
10.05. | 19 | 124.8717
10.05. | 20 | 124.8717
10.05. | 21 | 124.8717
10.05. | 22 | 124.8717
10.05. | 23 | 124.8717
10.05. | 24 | 124.8717
11.05. | 1 | 124.8717
11.05. | 2 | 124.8717
11.05. | 3 | 124.8717
11.05. | 4 | 124.8717
11.05. | 5 | 124.8717
11.05. | 6 | 124.8717
11.05. | 7 | 124.8717
11.05. | 8 | 124.8717
11.05. | 9 | 124.8717
11.05. | 10 | 124.8717
11.05. | 11 | 124.8717
11.05. | 12 | 124.8717
11.05. | 13 | 124.8717
11.05. | 14 | 124.8717
11.05. | 15 | 124.8717
11.05. | 16 | 124.8717
11.05. | 17 | 124.8717
11.05. | 18 | 124.8717
11.05. | 19 | 124.8717
11.05. | 20 | 124.8717
11.05. | 21 | 124.8717
11.05. | 22 | 124.8717
11.05. | 23 | 124.8717
11.05. | 24 | 124.8717
12.05. | 1 | 124.8717
12.05. | 2 | 124.8717
12.05. | 3 | 124.8717
12.05. | 4 | 124.8717
12.05. | 5 | 124.8717
12.05. | 6 | 124.8717
12.05. | 7 | 124.8717
12.05. | 8 | 124.8717
12.05. | 9 | 124.8717
12.05. | 10 | 124.8717
12.05. | 11 | 124.8717
12.05. | 12 | 124.8717
12.05. | 13 | 124.8717
12.05. | 14 | 124.8717
12.05. | 15 | 124.8717
12.05. | 16 | 124.8717
12.05. | 17 | 124.8717
12.05. | 18 | 124.8717
12.05. | 19 | 124.8717
12.05. | 20 | 124.8717
12.05. | 21 | 124.8717
12.05. | 22 | 124.8717
12.05. | 23 | 124.8717
12.05. | 24 | 124.8717
13.05. | 1 | 124.8717
13.05. | 2 | 124.8717
13.05. | 3 | 124.8717
13.05. | 4 | 124.8717
13.05. | 5 | 124.8717
13.05. | 6 | 124.8717
13.05. | 7 | 124.8717
13.05. | 8 | 124.8717
13.05. | 9 | 124.8717
13.05. | 10 | 124.8717
13.05. | 11 | 124.8717
13.05. | 12 | 124.8717
13.05. | 13 | 124.8717
13.05. | 14 | 124.8717
13.05. | 15 | 124.8717
13.05. | 16 | 124.8717
13.05. | 17 | 124.8717
13.05. | 18 | 124.8717
13.05. | 19 | 124.8717
13.05. | 20 | 124.8717
13.05. | 21 | 124.8717
13.05. | 22 | 124.8717
13.05. | 23 | 124.8717
13.05. | 24 | 124.8717
14.05. | 1 | 124.8717
14.05. | 2 | 124.8717
14.05. | 3 | 124.8717
14.05. | 4 | 124.8717
14.05. | 5 | 124.8717
14.05. | 6 | 124.8717
14.05. | 7 | 124.8717
14.05. | 8 | 124.8717
14.05. | 9 | 124.8717
14.05. | 10 | 124.8717
14.05. | 11 | 124.8717
14.05. | 12 | 124.8717
14.05. | 13 | 124.8717
14.05. | 14 | 124.8717
14.05. | 15 | 124.8717
14.05. | 16 | 124.8717
14.05. | 17 | 124.8717
14.05. | 18 | 124.8717
14.05. | 19 | 124.8717
14.05. | 20 | 124.8717
14.05. | 21 | 124.8717
14.05. | 22 | 124.8717
14.05. | 23 | 124.8717
14.05. | 24 | 124.8717
15.05. | 1 | 124.8717
15.05. | 2 | 124.8717
15.05. | 3 | 124.8717
15.05. | 4 | 124.8717
15.05. | 5 | 124.8717
15.05. | 6 | 124.8717
15.05. | 7 | 124.8717
15.05. | 8 | 124.8717
15.05. | 9 | 124.8717
15.05. | 10 | 124.8717
15.05. | 11 | 124.8717
15.05. | 12 | 124.8717
15.05. | 13 | 124.8717
15.05. | 14 | 124.8717
15.05. | 15 | 124.8717
15.05. | 16 | 124.8717
15.05. | 17 | 124.8717
15.05. | 18 | 124.8717
15.05. | 19 | 124.8717
15.05. | 20 | 124.8717
15.05. | 21 | 124.8717
15.05. | 22 | 124.8717
15.05. | 23 | 124.8717
15.05. | 24 | 124.8717
16.05. | 1 | 124.8717
16.05. | 2 | 124.8717
16.05. | 3 | 124.8717
16.05. | 4 | 124.8717
16.05. | 5 | 124.8717
16.05. | 6 | 124.8717
16.05. | 7 | 124.8717
16.05. | 8 | 124.8717
16.05. | 9 | 124.8717
16.05. | 10 | 124.8717
16.05. | 11 | 124.8717
16.05. | 12 | 124.8717
16.05. | 13 | 124.8717
16.05. | 14 | 124.8717
16.05. | 15 | 124.8717
16.05. | 16 | 124.8717
16.05. | 17 | 124.8717
16.05. | 18 | 124.8717
16.05. | 19 | 124.8717
16.05. | 20 | 124.8717
16.05. | 21 | 124.8717
16.05. | 22 | 124.8717
16.05. | 23 | 124.8717
16.05. | 24 | 124.8717
17.05. | 1 | 124.8717
17.05. | 2 | 124.8717
17.05. | 3 | 124.8717
17.05. | 4 | 124.8717
17.05. | 5 | 124.8717
17.05. | 6 | 124.8717
17.05. | 7 | 124.8717
17.05. | 8 | 124.8717
17.05. | 9 | 124.8717
17.05. | 10 | 124.8717
17.05. | 11 | 124.8717
17.05. | 12 | 124.8717
17.05. | 13 | 124.8717
17.05. | 14 | 124.8717
17.05. | 15 | 124.8717
17.05. | 16 | 124.8717
17.05. | 17 | 124.8717
17.05. | 18 | 124.8717
17.05. | 19 | 124.8717
17.05. | 20 | 124.8717
17.05. | 21 | 124.8717
17.05. | 22 | 124.8717
17.05. | 23 | 124.8717
17.05. | 24 | 124.8717
18.05. | 1 | 124.8717
18.05. | 2 | 124.8717
18.05. | 3 | 124.8717
18.05. | 4 | 124.8717
18.05. | 5 | 124.8717
18.05. | 6 | 124.8717
18.05. | 7 | 124.8717
18.05. | 8 | 124.8717
18.05. | 9 | 124.8717
18.05. | 10 | 124.8717
18.05. | 11 | 124.8717
18.05. | 12 | 124.8717
18.05. | 13 | 124.8717
18.05. | 14 | 124.8717
18.05. | 15 | 124.8717
18.05. | 16 | 124.8717
18.05. | 17 | 124.8717
18.05. | 18 | 124.8717
18.05. | 19 | 124.8717
18.05. | 20 | 124.8717
18.05. | 21 | 124.8717
18.05. | 22 | 124.8717
18.05. | 23 | 124.8717
18.05. | 24 | 124.8717
19.05. | 1 | 124.8717
19.05. | 2 | 124.8717
19.05. | 3 | 124.8717
19.05. | 4 | 124.8717
19.05. | 5 | 124.8717
19.05. | 6 | 124.8717
19.05. | 7 | 124.8717
19.05. | 8 | 124.8717
19.05. | 9 | 124.8717
19.05. | 10 | 124.8717
19.05. | 11 | 124.8717
19.05. | 12 | 124.8717
19.05. | 13 | 124.8717
19.05. | 14 | 124.8717
19.05. | 15 | 124.8717
19.05. | 16 | 124.8717
19.05. | 17 | 124.8717
19.05. | 18 | 124.8717
19.05. | 19 | 124.8717
19.05. | 20 | 124.8717
19.05. | 21 | 124.8717
19.05. | 22 | 124.8717
19.05. | 23 | 124.8717
19.05. | 24 | 124.8717
20.05. | 1 | 124.8717
20.05. | 2 | 124.8717
20.05. | 3 | 124.8717
20.05. | 4 | 124.8717
20.05. | 5 | 124.8717
20.05. | 6 | 124.8717
20.05. | 7 | 124.8717
20.05. | 8 | 124.8717
20.05. | 9 | 124.8717
20.05. | 10 | 124.8717
20.05. | 11 | 124.8717
20.05. | 12 | 124.8717
20.05. | 13 | 124.8717
20.05. | 14 | 124.8717
20.05. | 15 | 124.8717
20.05. | 16 | 124.8717
20.05. | 17 | 124.8717
20.05. | 18 | 124.8717
20.05. | 19 | 124.8717
20.05. | 20 | 124.8717
20.05. | 21 | 124.8717
20.05. | 22 | 124.8717
20.05. | 23 | 124.8717
20.05. | 24 | 124.8717
21.05. | 1 | 124.8717
21.05. | 2 | 124.8717
21.05. | 3 | 124.8717
21.05. | 4 | 124.8717
21.05. | 5 | 124.8717
21.05. | 6 | 124.8717
21.05. | 7 | 124.8717
21.05. | 8 | 124.8717
21.05. | 9 | 124.8717
21.05. | 10 | 124.8717
21.05. | 11 | 124.8717
21.05. | 12 | 124.8717
21.05. | 13 | 124.8717
21.05. | 14 | 124.8717
21.05. | 15 | 124.8717
21.05. | 16 | 124.8717
21.05. | 17 | 124.8717
21.05. | 18 | 124.8717
21.05. | 19 | 124.8717
21.05. | 20 | 124.8717
21.05. | 21 | 124.8717
21.05. | 22 | 124.8717
21.05. | 23 | 124.8717
21.05. | 24 | 124.8717
22.05. | 1 | 124.8717
22.05. | 2 | 124.8717
22.05. | 3 | 124.8717
22.05. | 4 | 124.8717
22.05. | 5 | 124.8717
22.05. | 6 | 124.8717
22.05. | 7 | 124.8717
22.05. | 8 | 124.8717
22.05. | 9 | 124.8717
22.05. | 10 | 124.8717
22.05. | 11 | 124.8717
22.05. | 12 | 124.8717
22.05. | 13 | 124.8717
22.05. | 14 | 124.8717
22.05. | 15 | 124.8717
22.05. | 16 | 124.8717
22.05. | 17 | 124.8717
22.05. | 18 | 124.8717
22.05. | 19 | 124.8717
22.05. | 20 | 124.8717
22.05. | 21 | 124.8717
22.05. | 22 | 124.8717
22.05. | 23 | 124.8717
22.05. | 24 | 124.8717
23.05. | 1 | 124.8717
23.05. | 2 | 124.8717
23.05. | 3 | 124.8717
23.05. | 4 | 124.8717
23.05. | 5 | 124.8717
23.05. | 6 | 124.8717
23.05. | 7 | 124.8717
23.05. | 8 | 124.8717
23.05. | 9 | 124.8717
23.05. | 10 | 124.8717
23.05. | 11 | 124.8717
23.05. | 12 | 124.8717
23.05. | 13 | 124.8717
23.05. | 14 | 124.8717
23.05. | 15 | 124.8717
23.05. | 16 | 124.8717
23.05. | 17 | 124.8717
23.05. | 18 | 124.8717
23.05. | 19 | 124.8717
23.05. | 20 | 124.8717
23.05. | 21 | 124.8717
23.05. | 22 | 124.8717
23.05. | 23 | 124.8717
23.05. | 24 | 124.8717
24.05. | 1 | 124.8717
24.05. | 2 | 124.8717
24.05. | 3 | 124.8717
24.05. | 4 | 124.8717
24.05. | 5 | 124.8717
24.05. | 6 | 124.8717
24.05. | 7 | 124.8717
24.05. | 8 | 124.8717
24.05. | 9 | 124.8717
24.05. | 10 | 124.8717
24.05. | 11 | 124.8717
24.05. | 12 | 124.8717
24.05. | 13 | 124.8717
24.05. | 14 | 124.8717
24.05. | 15 | 124.8717
24.05. | 16 | 124.8717
24.05. | 17 | 124.8717
24.05. | 18 | 124.8717
24.05. | 19 | 124.8717
24.05. | 20 | 124.8717
24.05. | 21 | 124.8717
24.05. | 22 | 124.8717
24.05. | 23 | 124.8717
24.05. | 24 | 124.8717
25.05. | 1 | 124.8717
25.05. | 2 | 124.8717
25.05. | 3 | 124.8717
25.05. | 4 | 124.8717
25.05. | 5 | 124.8717
25.05. | 6 | 124.8717
25.05. | 7 | 124.8717
25.05. | 8 | 124.8717
25.05. | 9 | 124.8717
25.05. | 10 | 124.8717
25.05. | 11 | 124.8717
25.05. | 12 | 124.8717
25.05. | 13 | 124.8717
25.05. | 14 | 124.8717
25.05. | 15 | 124.8717
25.05. | 16 | 124.8717
25.05. | 17 | 124.8717
25.05. | 18 | 124.8717
25.05. | 19 | 124.8717
25.05. | 20 | 124.8717
25.05. | 21 | 124.8717
25.05. | 22 | 124.8717
25.05. | 23 | 124.8717
25.05. | 24 | 124.8717
26.05. | 1 | 124.8717
26.05. | 2 | 124.8717
26.05. | 3 | 124.8717
26.05. | 4 | 124.8717
26.05. | 5 | 124.8717
26.05. | 6 | 124.8717
26.05. | 7 | 124.8717
26.05. | 8 | 124.8717
26.05. | 9 | 124.8717
26.05. | 10 | 124.8717
26.05. | 11 | 124.8717
26.05. | 12 | 124.8717
26.05. | 13 | 124.8717
26.05. | 14 | 124.8717
26.05. | 15 | 124.8717
26.05. | 16 | 124.8717
26.05. | 17 | 124.8717
26.05. | 18 | 124.8717
26.05. | 19 | 124.8717
26.05. | 20 | 124.8717
26.05. | 21 | 124.8717
26.05. | 22 | 124.8717
26.05. | 23 | 124.8717
26.05. | 24 | 124.8717
27.05. | 1 | 124.8717
27.05. | 2 | 124.8717
27.05. | 3 | 124.8717
27.05. | 4 | 124.8717
27.05. | 5 | 124.8717
27.05. | 6 | 124.8717
27.05. | 7 | 124.8717
27.05. | 8 | 124.8717
27.05. | 9 | 124.8717
27.05. | 10 | 124.8717
27.05. | 11 | 124.8717
27.05. | 12 | 124.8717
27.05. | 13 | 124.8717
27.05. | 14 | 124.8717
27.05. | 15 | 124.8717
27.05. | 16 | 124.8717
27.05. | 17 | 124.8717
27.05. | 18 | 124.8717
27.05. | 19 | 124.8717
27.05. | 20 | 124.8717
27.05. | 21 | 124.8717
27.05. | 22 | 124.8717
27.05. | 23 | 124.8717
27.05. | 24 | 124.8717
28.05. | 1 | 124.8717
28.05. | 2 | 124.8717
28.05. | 3 | 124.8717
28.05. | 4 | 124.8717
28.05. | 5 | 124.8717
28.05. | 6 | 124.8717
28.05. | 7 | 124.8717
28.05. | 8 | 124.8717
28.05. | 9 | 124.8717
28.05. | 10 | 124.8717
28.05. | 11 | 124.8717
28.05. | 12 | 124.8717
28.05. | 13 | 124.8717
28.05. | 14 | 124.8717
28.05. | 15 | 124.8717
28.05. | 16 | 124.8717
28.05. | 17 | 124.8717
28.05. | 18 | 124.8717
28.05. | 19 | 124.8717
28.05. | 20 | 124.8717
28.05. | 21 | 124.8717
28.05. | 22 | 124.8717
28.05. | 23 | 124.8717
28.05. | 24 | 124.8717
29.05. | 1 | 124.8717
29.05. | 2 | 124.8717
29.05. | 3 | 124.8717
29.05. | 4 | 124.8717
29.05. | 5 | 124.8717
29.05. | 6 | 124.8717
29.05. | 7 | 124.8717
29.05. | 8 | 124.8717
29.05. | 9 | 124.8717
29.05. | 10 | 124.8717
29.05. | 11 | 124.8717
29.05. | 12 | 124.8717
29.05. | 13 | 124.8717
29.05. | 14 | 124.8717
29.05. | 15 | 124.8717
29.05. | 16 | 124.8717
29.05. | 17 | 124.8717
29.05. | 18 | 124.8717
29.05. | 19 | 124.8717
29.05. | 20 | 124.8717
29.05. | 21 | 124.8717
29.05. | 22 | 124.8717
29.05. | 23 | 124.8717
29.05. | 24 | 124.8717
30.05. | 1 | 124.8717
30.05. | 2 | 124.8717
30.05. | 3 | 124.8717
30.05. | 4 | 124.8717
30.05. | 5 | 124.8717
30.05. | 6 | 124.8717
30.05. | 7 | 124.8717
30.05. | 8 | 124.8717
30.05. | 9 | 124.8717
30.05. | 10 | 124.8717
30.05. | 11 | 124.8717
30.05. | 12 | 124.8717
30.05. | 13 | 124.8717
30.05. | 14 | 124.8717
30.05. | 15 | 124.8717
30.05. | 16 | 124.8717
30.05. | 17 | 124.8717
30.05. | 18 | 124.8717
30.05. | 19 | 124.8717
30.05. | 20 | 124.8717
30.05. | 21 | 124.8717
30.05. | 22 | 124.8717
30.05. | 23 | 124.8717
30.05. | 24 | 124.8717
31.05. | 1 | 124.8717
31.05. | 2 | 124.8717
31.05. | 3 | 124.8717
31.05. | 4 | 124.8717
31.05. | 5 | 124.8717
31.05. | 6 | 124.8717
31.05. | 7 | 124.8717
31.05. | 8 | 124.8717
31.05. | 9 | 124.8717
31.05. | 10 | 124.8717
31.05. | 11 | 124.8717
31.05. | 12 | 124.8717
31.05. | 13 | 124.8717
31.05. | 14 | 124.8717
31.05. | 15 | 124.8717
31.05. | 16 | 124.8717
31.05. | 17 | 124.8717
31.05. | 18 | 124.8717
31.05. | 19 | 124.8717
31.05. | 20 | 124.8717
31.05. | 21 | 124.8717
31.05. | 22 | 124.8717
31.05. | 23 | 124.8717
31.05. | 24 | 124.8717
01.06. | 1 | 124.8717
01.06. | 2 | 124.8717
01.06. | 3 | 124.8717
01.06. | 4 | 124.8717
01.06. | 5 | 124.8717
01.06. | 6 | 124.8717
01.06. | 7 | 124.8717
01.06. | 8 | 124.8717
01.06. | 9 | 124.8717
01.06. | 10 | 124.8717
01.06. | 11 | 124.8717
01.06. | 12 | 124.8717
01.06. | 13 | 124.8717
01.06. | 14 | 124.8717
01.06. | 15 | 124.8717
01.06. | 16 | 124.8717
01.06. | 17 | 124.8717
01.06. | 18 | 124.8717
01.06. | 19 | 124.8717
01.06. | 20 | 124.8717
01.06. | 21 | 124.8717
01.06. | 22 | 124.8717
01.06. | 23 | 124.8717
01.06. | 24 | 124.8717
02.06. | 1 | 124.8717
02.06. | 2 | 124.8717
02.06. | 3 | 124.8717
02.06. | 4 | 124.8717
02.06. | 5 | 124.8717
02.06. | 6 | 124.8717
02.06. | 7 | 124.8717
02.06. | 8 | 124.8717
02.06. | 9 | 124.8717
02.06. | 10 | 124.8717
02.06. | 11 | 124.8717
02.06. | 12 | 124.8717
02.06. | 13 | 124.8717
02.06. | 14 | 124.8717
02.06. | 15 | 124.8717
02.06. | 16 | 124.8717
02.06. | 17 | 124.8717
02.06. | 18 | 124.8717
02.06. | 19 | 124.8717
02.06. | 20 | 124.8717
02.06. | 21 | 124.8717
02.06. | 22 | 124.8717
02.06. | 23 | 124.8717
02.06. | 24 | 124.8717
03.06. | 1 | 124.8717
03.06. | 2 | 124.8717
03.06. | 3 | 124.8717
03.06. | 4 | 124.8717
03.06. | 5 | 124.8717
03.06. | 6 | 124.8717
03.06. | 7 | 124.8717
03.06. | 8 | 124.8717
03.06. | 9 | 124.8717
03.06. | 10 | 124.8717
03.06. | 11 | 124.8717
03.06. | 12 | 124.8717
03.06. | 13 | 124.8717
03.06. | 14 | 124.8717
03.06. | 15 | 124.8717
03.06. | 16 | 124.8717
03.06. | 17 | 124.8717
03.06. | 18 | 124.8717
03.06. | 19 | 124.8717
03.06. | 20 | 124.8717
03.06. | 21 | 124.8717
03.06. | 22 | 124.8717
03.06. | 23 | 124.8717
03.06. | 24 | 124.8717
04.06. | 1 | 124.8717
04.06. | 2 | 124.8717
04.06. | 3 | 124.8717
04.06. | 4 | 124.8717
04.06. | 5 | 124.8717
04.06. | 6 | 124.8717
04.06. | 7 | 124.8717
04.06. | 8 | 124.8717
04.06. | 9 | 124.8717
04.06. | 10 | 124.8717
04.06. | 11 | 124.8717
04.06. | 12 | 124.8717
04.06. | 13 | 124.8717
04.06. | 14 | 124.8717
04.06. | 15 | 124.8717
04.06. | 16 | 124.8717
04.06. | 17 | 124.8717
04.06. | 18 | 124.8717
04.06. | 19 | 124.8717
04.06. | 20 | 124.8717
04.06. | 21 | 124.8717
04.06. | 22 | 124.8717
04.06. | 23 | 124.8717
04.06. | 24 | 124.8717
05.06. | 1 | 124.8717
05.06. | 2 | 124.8717
05.06. | 3 | 124.8717
05.06. | 4 | 124.8717
05.06. | 5 | 124.8717
05.06. | 6 | 124.8717
05.06. | 7 | 124.8717
05.06. | 8 | 124.8717
05.06. | 9 | 124.8717
05.06. | 10 | 124.8717
05.06. | 11 | 124.8717
05.06. | 12 | 124.8717
05.06. | 13 | 124.8717
05.06. | 14 | 124.8717
05.06. | 15 | 124.8717
05.06. | 16 | 124.8717
05.06. | 17 | 124.8717
05.06. | 18 | 124.8717
05.06. | 19 | 124.8717
05.06. | 20 | 124.8717
05.06. | 21 | 124.8717
05.06. | 22 | 124.8717
05.06. | 23 | 124.8717
05.06. | 24 | 124.8717
06.06. | 1 | 124.8717
06.06. | 2 | 124.8717
06.06. | 3 | 124.8717
06.06. | 4 | 124.8717
06.06. | 5 | 124.8717
06.06. | 6 | 124.8717
06.06. | 7 | 124.8717
06.06. | 8 | 124.8717
06.06. | 9 | 124.8717
06.06. | 10 | 124.8717
06.06. | 11 | 124.8717
06.06. | 12 | 124.8717
06.06. | 13 | 124.8717
06.06. | 14 | 124.8717
06.06. | 15 | 124.8717
06.06. | 16 | 124.8717
06.06. | 17 | 124.8717
06.06. | 18 | 124.8717
06.06. | 19 | 124.8717
06.06. | 20 | 124.8717
06.06. | 21 | 124.8717
06.06. | 22 | 124.8717
06.06. | 23 | 124.8717
06.06. | 24 | 124.8717
07.06. | 1 | 124.8717
07.06. | 2 | 124.8717
07.06. | 3 | 124.8717
07.06. | 4 | 124.8717
07.06. | 5 | 124.8717
07.06. | 6 | 124.8717
07.06. | 7 | 124.8717
07.06. | 8 | 124.8717
07.06. | 9 | 124.8717
07.06. | 10 | 124.8717
07.06. | 11 | 124.8717
07.06. | 12 | 124.8717
07.06. | 13 | 124.8717
07.06. | 14 | 124.8717
07.06. | 15 | 124.8717
07.06. | 16 | 124.8717
07.06. | 17 | 124.8717
07.06. | 18 | 124.8717
07.06. | 19 | 124.8717
07.06. | 20 | 124.8717
07.06. | 21 | 124.8717
07.06. | 22 | 124.8717
07.06. | 23 | 124.8717
07.06. | 24 | 124.8717
08.06. | 1 | 124.8717
08.06. | 2 | 124.8717
08.06. | 3 | 124.8717
08.06. | 4 | 124.8717
08.06. | 5 | 124.8717
08.06. | 6 | 124.8717
08.06. | 7 | 124.8717
08.06. | 8 | 124.8717
08.06. | 9 | 124.8717
08.06. | 10 | 124.8717
08.06. | 11 | 124.8717
08.06. | 12 | 124.8717
08.06. | 13 | 124.8717
08.06. | 14 | 124.8717
08.06. | 15 | 124.8717
08.06. | 16 | 124.8717
08.06. | 17 | 124.8717
08.06. | 18 | 124.8717
08.06. | 19 | 124.8717
08.06. | 20 | 124.8717
08.06. | 21 | 124.8717
08.06. | 22 | 124.8717
08.06. | 23 | 124.8717
08.06. | 24 | 124.8717
09.06. | 1 | 124.8717
09.06. | 2 | 124.8717
09.06. | 3 | 124.8717
09.06. | 4 | 124.8717
09.06. | 5 | 124.8717
09.06. | 6 | 124.8717
09.06. | 7 | 124.8717
09.06. | 8 | 124.8717
09.06. | 9 | 124.8717
09.06. | 10 | 124.8717
09.06. | 11 | 124.8717
09.06. | 12 | 124.8717
09.06. | 13 | 124.8717
09.06. | 14 | 124.8717
09.06. | 15 | 124.8717
09.06. | 16 | 124.8717
09.06. | 17 | 124.8717
09.06. | 18 | 124.8717
09.06. | 19 | 124.8717
09.06. | 20 | 124.8717
09.06. | 21 | 124.8717
09.06. | 22 | 124.8717
09.06. | 23 | 124.8717
09.06. | 24 | 124.8717
10.06. | 1 | 124.8717
10.06. | 2 | 124.8717
10.06. | 3 | 124.8717
10.06. | 4 | 124.8717
10.06. | 5 | 124.8717
10.06. | 6 | 124.8717
10.06. | 7 | 124.8717
10.06. | 8 | 124.8717
10.06. | 9 | 124.8717
10.06. | 10 | 124.8717
10.06. | 11 | 124.8717
10.06. | 12 | 124.8717
10.06. | 13 | 124.8717
10.06. | 14 | 124.8717
10.06. | 15 | 124.8717
10.06. | 16 | 124.8717
10.06. | 17 | 124.8717
10.06. | 18 | 124.8717
10.06. | 19 | 124.8717
10.06. | 20 | 124.8717
10.06. | 21 | 124.8717
10.06. | 22 | 124.8717
10.06. | 23 | 124.8717
10.06. | 24 | 124.8717
11.06. | 1 | 124.8717
11.06. | 2 | 124.8717
11.06. | 3 | 124.8717
11.06. | 4 | 124.8717
11.06. | 5 | 124.8717
11.06. | 6 | 124.8717
11.06. | 7 | 124.8717
11.06. | 8 | 124.8717
11.06. | 9 | 124.8717
11.06. | 10 | 124.8717
11.06. | 11 | 124.8717
11.06. | 12 | 124.8717
11.06. | 13 | 124.8717
11.06. | 14 | 124.8717
11.06. | 15 | 124.8717
11.06. | 16 | 124.8717
11.06. | 17 | 124.8717
11.06. | 18 | 124.8717
11.06. | 19 | 124.8717
11.06. | 20 | 124.8717
11.06. | 21 | 124.8717
11.06. | 22 | 124.8717
11.06. | 23 | 124.8717
11.06. | 24 | 124.8717
12.06. | 1 | 124.8717
12.06. | 2 | 124.8717
12.06. | 3 | 124.8717
12.06. | 4 | 124.8717
12.06. | 5 | 124.8717
12.06. | 6 | 124.8717
12.06. | 7 | 124.8717
12.06. | 8 | 124.8717
12.06. | 9 | 124.8717
12.06. | 10 | 124.8717
12.06. | 11 | 124.8717
12.06. | 12 | 124.8717
12.06. | 13 | 124.8717
12.06. | 14 | 124.8717
12.06. | 15 | 124.8717
12.06. | 16 | 124.8717
12.06. | 17 | 124.8717
12.06. | 18 | 124.8717
12.06. | 19 | 124.8717
12.06. | 20 | 124.8717
12.06. | 21 | 124.8717
12.06. | 22 | 124.8717
12.06. | 23 | 124.8717
12.06. | 24 | 124.8717
13.06. | 1 | 124.8717
13.06. | 2 | 124.8717
13.06. | 3 | 124.8717
13.06. | 4 | 124.8717
13.06. | 5 | 124.8717
13.06. | 6 | 124.8717
13.06. | 7 | 124.8717
13.06. | 8 | 124.8717
13.06. | 9 | 124.8717
13.06. | 10 | 124.8717
13.06. | 11 | 124.8717
13.06. | 12 | 124.8717
13.06. | 13 | 124.8717
13.06. | 14 | 124.8717
13.06. | 15 | 124.8717
13.06. | 16 | 124.8717
13.06. | 17 | 124.8717
13.06. | 18 | 124.8717
13.06. | 19 | 124.8717
13.06. | 20 | 124.8717
13.06. | 21 | 124.8717
13.06. | 22 | 124.8717
13.06. | 23 | 124.8717
13.06. | 24 | 124.8717
14.06. | 1 | 124.8717
14.06. | 2 | 124.8717
14.06. | 3 | 124.8717
14.06. | 4 | 124.8717
14.06. | 5 | 124.8717
14.06. | 6 | 124.8717
14.06. | 7 | 124.8717
14.06. | 8 | 124.8717
14.06. | 9 | 124.8717
14.06. | 10 | 124.8717
14.06. | 11 | 124.8717
14.06. | 12 | 124.8717
14.06. | 13 | 124.8717
14.06. | 14 | 124.8717
14.06. | 15 | 124.8717
14.06. | 16 | 124.8717
14.06. | 17 | 124.8717
14.06. | 18 | 124.8717
14.06. | 19 | 124.8717
14.06. | 20 | 124.8717
14.06. | 21 | 124.8717
14.06. | 22 | 124.8717
14.06. | 23 | 124.8717
14.06. | 24 | 124.8717
15.06. | 1 | 124.8717
15.06. | 2 | 124.8717
15.06. | 3 | 124.8717
15.06. | 4 | 124.8717
15.06. | 5 | 124.8717
15.06. | 6 | 124.8717
15.06. | 7 | 124.8717
15.06. | 8 | 124.8717
15.06. | 9 | 124.8717
15.06. | 10 | 124.8717
15.06. | 11 | 124.8717
15.06. | 12 | 124.8717
15.06. | 13 | 124.8717
15.06. | 14 | 124.8717
15.06. | 15 | 124.8717
15.06. | 16 | 124.8717
15.06. | 17 | 124.8717
15.06. | 18 | 124.8717
15.06. | 19 | 124.8717
15.06. | 20 | 124.8717
15.06. | 21 | 124.8717
15.06. | 22 | 124.8717
15.06. | 23 | 124.8717
15.06. | 24 | 124.8717
16.06. | 1 | 124.8717
16.06. | 2 | 124.8717
16.06. | 3 | 124.8717
16.06. | 4 | 124.8717
16.06. | 5 | 124.8717
16.06. | 6 | 124.8717
16.06. | 7 | 124.8717
16.06. | 8 | 124.8717
16.06. | 9 | 124.8717
16.06. | 10 | 124.8717
16.06. | 11 | 124.8717
16.06. | 12 | 124.8717
16.06. | 13 | 124.8717
16.06. | 14 | 124.8717
16.06. | 15 | 124.8717
16.06. | 16 | 124.8717
16.06. | 17 | 124.8717
16.06. | 18 | 124.8717
16.06. | 19 | 124.8717
16.06. | 20 | 124.8717
16.06. | 21 | 124.8717
16.06. | 22 | 124.8717
16.06. | 23 | 124.8717
16.06. | 24 | 124.8717
17.06. | 1 | 124.8717
17.06. | 2 | 124.8717
17.06. | 3 | 124.8717
17.06. | 4 | 124.8717
17.06. | 5 | 124.8717
17.06. | 6 | 124.8717
17.06. | 7 | 124.8717
17.06. | 8 | 124.8717
17.06. | 9 | 124.8717
17.06. | 10 | 124.8717
17.06. | 11 | 124.8717
17.06. | 12 | 124.8717
17.06. | 13 | 124.8717
17.06. | 14 | 124.8717
17.06. | 15 | 124.8717
17.06. | 16 | 124.8717
17.06. | 17 | 124.8717
17.06. | 18 | 124.8717
17.06. | 19 | 124.8717
17.06. | 20 | 124.8717
17.06. | 21 | 124.8717
17.06. | 22 | 124.8717
17.06. | 23 | 124.8717
17.06. | 24 | 124.8717
18.06. | 1 | 124.8717
18.06. | 2 | 124.8717
18.06. | 3 | 124.8717
18.06. | 4 | 124.8717
18.06. | 5 | 124.8717
18.06. | 6 | 124.8717
18.06. | 7 | 124.8717
18.06. | 8 | 124.8717
18.06. | 9 | 124.8717
18.06. | 10 | 124.8717
18.06. | 11 | 124.8717
18.06. | 12 | 124.8717
18.06. | 13 | 124.8717
18.06. | 14 | 124.8717
18.06. | 15 | 124.8717
18.06. | 16 | 124.8717
18.06. | 17 | 124.8717
18.06. | 18 | 124.8717
18.06. | 19 | 124.8717
18.06. | 20 | 124.8717
18.06. | 21 | 124.8717
18.06. | 22 | 124.8717
18.06. | 23 | 124.8717
18.06. | 24 | 124.8717
19.06. | 1 | 124.8717
19.06. | 2 | 124.8717
19.06. | 3 | 124.8717
19.06. | 4 | 124.8717
19.06. | 5 | 124.8717
19.06. | 6 | 124.8717
19.06. | 7 | 124.8717
19.06. | 8 | 124.8717
19.06. | 9 | 124.8717
19.06. | 10 | 124.8717
19.06. | 11 | 124.8717
19.06. | 12 | 124.8717
19.06. | 13 | 124.8717
19.06. | 14 | 124.8717
19.06. | 15 | 124.8717
19.06. | 16 | 124.8717
19.06. | 17 | 124.8717
19.06. | 18 | 124.8717
19.06. | 19 | 124.8717
19.06. | 20 | 124.8717
19.06. | 21 | 124.8717
19.06. | 22 | 124.8717
19.06. | 23 | 124.8717
19.06. | 24 | 124.8717
20.06. | 1 | 124.8717
20.06. | 2 | 124.8717
20.06. | 3 | 124.8717
20.06. | 4 | 124.8717
20.06. | 5 | 124.8717
20.06. | 6 | 124.8717
20.06. | 7 | 124.8717
20.06. | 8 | 124.8717
20.06. | 9 | 124.8717
20.06. | 10 | 124.8717
20.06. | 11 | 124.8717
20.06. | 12 | 124.8717
20.06. | 13 | 124.8717
20.06. | 14 | 124.8717
20.06. | 15 | 124.8717
20.06. | 16 | 124.8717
20.06. | 17 | 124.8717
20.06. | 18 | 124.8717
20.06. | 19 | 124.8717
20.06. | 20 | 124.8717
20.06. | 21 | 124.8717
20.06. | 22 | 124.8717
20.06. | 23 | 124.8717
20.06. | 24 | 124.8717
21.06. | 1 | 124.8717
21.06. | 2 | 124.8717
21.06. | 3 | 124.8717
21.06. | 4 | 124.8717
21.06. | 5 | 124.8717
21.06. | 6 | 124.8717
21.06. | 7 | 124.8717
21.06. | 8 | 124.8717
21.06. | 9 | 124.8717
21.06. | 10 | 124.8717
21.06. | 11 | 124.8717
21.06. | 12 | 124.8717
21.06. | 13 | 124.8717
21.06. | 14 | 124.8717
21.06. | 15 | 124.8717
21.06. | 16 | 124.8717
21.06. | 17 | 124.8717
21.06. | 18 | 124.8717
21.06. | 19 | 124.8717
21.06. | 20 | 124.8717
21.06. | 21 | 124.8717
21.06. | 22 | 124.8717
21.06. | 23 | 124.8717
21.06. | 24 | 124.8717
22.06. | 1 | 124.8717
22.06. | 2 | 124.8717
22.06. | 3 | 124.8717
22.06. | 4 | 124.8717
22.06. | 5 | 124.8717
22.06. | 6 | 124.8717
22.06. | 7 | 124.8717
22.06. | 8 | 124.8717
22.06. | 9 | 124.8717
22.06. | 10 | 124.8717
22.06. | 11 | 124.8717
22.06. | 12 | 124.8717
22.06. | 13 | 124.8717
22.06. | 14 | 124.8717
22.06. | 15 | 124.8717
22.06. | 16 | 124.8717
22.06. | 17 | 124.8717
22.06. | 18 | 124.8717
22.06. | 19 | 124.8717
22.06. | 20 | 124.8717
22.06. | 21 | 124.8717
22.06. | 22 | 124.8717
22.06. | 23 | 124.8717
22.06. | 24 | 124.8717
23.06. | 1 | 124.8717
23.06. | 2 | 124.8717
23.06. | 3 | 124.8717
23.06. | 4 | 124.8717
23.06. | 5 | 124.8717
23.06. | 6 | 124.8717
23.06. | 7 | 124.8717
23.06. | 8 | 124.8717
23.06. | 9 | 124.8717
23.06. | 10 | 124.8717
23.06. | 11 | 124.8717
23.06. | 12 | 124.8717
23.06. | 13 | 124.8717
23.06. | 14 | 124.8717
23.06. | 15 | 124.8717
23.06. | 16 | 124.8717
23.06. | 17 | 124.8717
23.06. | 18 | 124.8717
23.06. | 19 | 124.8717
23.06. | 20 | 124.8717
23.06. | 21 | 124.8717
23.06. | 22 | 124.8717
23.06. | 23 | 124.8717
23.06. | 24 | 124.8717
24.06. | 1 | 124.8717
24.06. | 2 | 124.8717
24.06. | 3 | 124.8717
24.06. | 4 | 124.8717
24.06. | 5 | 124.8717
24.06. | 6 | 124.8717
24.06. | 7 | 124.8717
24.06. | 8 | 124.8717
24.06. | 9 | 124.8717
24.06. | 10 | 124.8717
24.06. | 11 | 124.8717
24.06. | 12 | 124.8717
24.06. | 13 | 124.8717
24.06. | 14 | 124.8717
24.06. | 15 | 124.8717
24.06. | 16 | 124.8717
24.06. | 17 | 124.8717
24.06. | 18 | 124.8717
24.06. | 19 | 124.8717
24.06. | 20 | 124.8717
24.06. | 21 | 124.8717
24.06. | 22 | 124.8717
24.06. | 23 | 124.8717
24.06. | 24 | 124.8717
25.06. | 1 | 124.8717
25.06. | 2 | 124.8717
25.06. | 3 | 124.8717
25.06. | 4 | 124.8717
25.06. | 5 | 124.8717
25.06. | 6 | 124.8717
25.06. | 7 | 124.8717
25.06. | 8 | 124.8717
25.06. | 9 | 124.8717
25.06. | 10 | 124.8717
25.06. | 11 | 124.8717
25.06. | 12 | 124.8717
25.06. | 13 | 124.8717
25.06. | 14 | 124.8717
25.06. | 15 | 124.8717
25.06. | 16 | 124.8717
25.06. | 17 | 124.8717
25.06. | 18 | 124.8717
25.06. | 19 | 124.8717
25.06. | 20 | 124.8717
25.06. | 21 | 124.8717
25.06. | 22 | 124.8717
25.06. | 23 | 124.8717
25.06. | 24 | 124.8717
26.06. | 1 | 124.8717
26.06. | 2 | 124.8717
26.06. | 3 | 124.8717
26.06. | 4 | 124.8717
26.06. | 5 | 124.8717
26.06. | 6 | 124.8717
26.06. | 7 | 124.8717
26.06. | 8 | 124.8717
26.06. | 9 | 124.8717
26.06. | 10 | 124.8717
26.06. | 11 | 124.8717
26.06. | 12 | 124.8717
26.06. | 13 | 124.8717
26.06. | 14 | 124.8717
26.06. | 15 | 124.8717
26.06. | 16 | 124.8717
26.06. | 17 | 124.8717
26.06. | 18 | 124.8717
26.06. | 19 | 124.8717
26.06. | 20 | 124.8717
26.06. | 21 | 124.8717
26.06. | 22 | 124.8717
26.06. | 23 | 124.8717
26.06. | 24 | 124.8717
27.06. | 1 | 124.8717
27.06. | 2 | 124.8717
27.06. | 3 | 124.8717
27.06. | 4 | 124.8717
27.06. | 5 | 124.8717
27.06. | 6 | 124.8717
27.06. | 7 | 124.8717
27.06. | 8 | 124.8717
27.06. | 9 | 124.8717
27.06. | 10 | 124.8717
27.06. | 11 | 124.8717
27.06. | 12 | 124.8717
27.06. | 13 | 124.8717
27.06. | 14 | 124.8717
27.06. | 15 | 124.8717
27.06. | 16 | 124.8717
27.06. | 17 | 124.8717
27.06. | 18 | 124.8717
27.06. | 19 | 124.8717
27.06. | 20 | 124.8717
27.06. | 21 | 124.8717
27.06. | 22 | 124.8717
27.06. | 23 | 124.8717
27.06. | 24 | 124.8717
28.06. | 1 | 124.8717
28.06. | 2 | 124.8717
28.06. | 3 | 124.8717
28.06. | 4 | 124.8717
28.06. | 5 | 124.8717
28.06. | 6 | 124.8717
28.06. | 7 | 124.8717
28.06. | 8 | 124.8717
28.06. | 9 | 124.8717
28.06. | 10 | 124.8717
28.06. | 11 | 124.8717
28.06. | 12 | 124.8717
28.06. | 13 | 124.8717
28.06. | 14 | 124.8717
28.06. | 15 | 124.8717
28.06. | 16 | 124.8717
28.06. | 17 | 124.8717
28.06. | 18 | 124.8717
28.06. | 19 | 124.8717
28.06. | 20 | 124.8717
28.06. | 21 | 124.8717
28.06. | 22 | 124.8717
28.06. | 23 | 124.8717
28.06. | 24 | 124.8717
29.06. | 1 | 124.8717
29.06. | 2 | 124.8717
29.06. | 3 | 124.8717
29.06. | 4 | 124.8717
29.06. | 5 | 124.8717
29.06. | 6 | 124.8717
29.06. | 7 | 124.8717
29.06. | 8 | 124.8717
29.06. | 9 | 124.8717
29.06. | 10 | 124.8717
29.06. | 11 | 124.8717
29.06. | 12 | 124.8717
29.06. | 13 | 124.8717
29.06. | 14 | 124.8717
29.06. | 15 | 124.8717
29.06. | 16 | 124.8717
29.06. | 17 | 124.8717
29.06. | 18 | 124.8717
29.06. | 19 | 124.8717
29.06. | 20 | 124.8717
29.06. | 21 | 124.8717
29.06. | 22 | 124.8717
29.06. | 23 | 124.8717
29.06. | 24 | 124.8717
30.06. | 1 | 124.8717
30.06. | 2 | 124.8717
30.06. | 3 | 124.8717
30.06. | 4 | 124.8717
30.06. | 5 | 124.8717
30.06. | 6 | 124.8717
30.06. | 7 | 124.8717
30.06. | 8 | 124.8717
30.06. | 9 | 124.8717
30.06. | 10 | 124.8717
30.06. | 11 | 124.8717
30.06. | 12 | 124.8717
30.06. | 13 | 124.8717
30.06. | 14 | 124.8717
30.06. | 15 | 124.8717
30.06. | 16 | 124.8717
30.06. | 17 | 124.8717
30.06. | 18 | 124.8717
30.06. | 19 | 124.8717
30.06. | 20 | 124.8717
30.06. | 21 | 124.8717
30.06. | 22 | 124.8717
30.06. | 23 | 124.8717
30.06. | 24 | 124.8717
01.07. | 1 | 124.8717
01.07. | 2 | 124.8717
01.07. | 3 | 124.8717
01.07. | 4 | 124.8717
01.07. | 5 | 124.8717
01.07. | 6 | 124.8717
01.07. | 7 | 124.8717
01.07. | 8 | 124.8717
01.07. | 9 | 124.8717
01.07. | 10 | 124.8717
01.07. | 11 | 124.8717
01.07. | 12 | 124.8717
01.07. | 13 | 124.8717
01.07. | 14 | 124.8717
01.07. | 15 | 124.8717
01.07. | 16 | 124.8717
01.07. | 17 | 124.8717
01.07. | 18 | 124.8717
01.07. | 19 | 124.8717
01.07. | 20 | 124.8717
01.07. | 21 | 124.8717
01.07. | 22 | 124.8717
01.07. | 23 | 124.8717
01.07. | 24 | 124.8717
02.07. | 1 | 124.8717
02.07. | 2 | 124.8717
02.07. | 3 | 124.8717
02.07. | 4 | 124.8717
02.07. | 5 | 124.8717
02.07. | 6 | 124.8717
02.07. | 7 | 124.8717
02.07. | 8 | 124.8717
02.07. | 9 | 124.8717
02.07. | 10 | 124.8717
02.07. | 11 | 124.8717
02.07. | 12 | 124.8717
02.07. | 13 | 124.8717
02.07. | 14 | 124.8717
02.07. | 15 | 124.8717
02.07. | 16 | 124.8717
02.07. | 17 | 124.8717
02.07. | 18 | 124.8717
02.07. | 19 | 124.8717
02.07. | 20 | 124.8717
02.07. | 21 | 124.8717
02.07. | 22 | 124.8717
02.07. | 23 | 124.8717
02.07. | 24 | 124.8717
03.07. | 1 | 124.8717
03.07. | 2 | 124.8717
03.07. | 3 | 124.8717
03.07. | 4 | 124.8717
03.07. | 5 | 124.8717
03.07. | 6 | 124.8717
03.07. | 7 | 124.8717
03.07. | 8 | 124.8717
03.07. | 9 | 124.8717
03.07. | 10 | 124.8717
03.07. | 11 | 124.8717
03.07. | 12 | 124.8717
03.07. | 13 | 124.8717
03.07. | 14 | 124.8717
03.07. | 15 | 124.8717
03.07. | 16 | 124.8717
03.07. | 17 | 124.8717
03.07. | 18 | 124.8717
03.07. | 19 | 124.8717
03.07. | 20 | 124.8717
03.07. | 21 | 124.8717
03.07. | 22 | 124.8717
03.07. | 23 | 124.8717
03.07. | 24 | 124.8717
04.07. | 1 | 124.8717
04.07. | 2 | 124.8717
04.07. | 3 | 124.8717
04.07. | 4 | 124.8717
04.07. | 5 | 124.8717
04.07. | 6 | 124.8717
04.07. | 7 | 124.8717
04.07. | 8 | 124.8717
04.07. | 9 | 124.8717
04.07. | 10 | 124.8717
04.07. | 11 | 124.8717
04.07. | 12 | 124.8717
04.07. | 13 | 124.8717
04.07. | 14 | 124.8717
04.07. | 15 | 124.8717
04.07. | 16 | 124.8717
04.07. | 17 | 124.8717
04.07. | 18 | 124.8717
04.07. | 19 | 124.8717
04.07. | 20 | 124.8717
04.07. | 21 | 124.8717
04.07. | 22 | 124.8717
04.07. | 23 | 124.8717
04.07. | 24 | 124.8717
05.07. | 1 | 124.8717
05.07. | 2 | 124.8717
05.07. | 3 | 124.8717
05.07. | 4 | 124.8717
05.07. | 5 | 124.8717
05.07. | 6 | 124.8717
05.07. | 7 | 124.8717
05.07. | 8 | 124.8717
05.07. | 9 | 124.8717
05.07. | 10 | 124.8717
05.07. | 11 | 124.8717
05.07. | 12 | 124.8717
05.07. | 13 | 124.8717
05.07. | 14 | 124.8717
05.07. | 15 | 124.8717
05.07. | 16 | 124.8717
05.07. | 17 | 124.8717
05.07. | 18 | 124.8717
05.07. | 19 | 124.8717
05.07. | 20 | 124.8717
05.07. | 21 | 124.8717
05.07. | 22 | 124.8717
05.07. | 23 | 124.8717
05.07. | 24 | 124.8717
06.07. | 1 | 124.8717
06.07. | 2 | 124.8717
06.07. | 3 | 124.8717
06.07. | 4 | 124.8717
06.07. | 5 | 124.8717
06.07. | 6 | 124.8717
06.07. | 7 | 124.8717
06.07. | 8 | 124.8717
06.07. | 9 | 124.8717
06.07. | 10 | 124.8717
06.07. | 11 | 124.8717
06.07. | 12 | 124.8717
06.07. | 13 | 124.8717
06.07. | 14 | 124.8717
06.07. | 15 | 124.8717
06.07. | 16 | 124.8717
06.07. | 17 | 124.8717
06.07. | 18 | 124.8717
06.07. | 19 | 124.8717
06.07. | 20 | 124.8717
06.07. | 21 | 124.8717
06.07. | 22 | 124.8717
06.07. | 23 | 124.8717
06.07. | 24 | 124.8717
07.07. | 1 | 124.8717
07.07. | 2 | 124.8717
07.07. | 3 | 124.8717
07.07. | 4 | 124.8717
07.07. | 5 | 124.8717
07.07. | 6 | 124.8717
07.07. | 7 | 124.8717
07.07. | 8 | 124.8717
07.07. | 9 | 124.8717
07.07. | 10 | 124.8717
07.07. | 11 | 124.8717
07.07. | 12 | 124.8717
07.07. | 13 | 124.8717
07.07. | 14 | 124.8717
07.07. | 15 | 124.8717
07.07. | 16 | 124.8717
07.07. | 17 | 124.8717
07.07. | 18 | 124.8717
07.07. | 19 | 124.8717
07.07. | 20 | 124.8717
07.07. | 21 | 124.8717
07.07. | 22 | 124.8717
07.07. | 23 | 124.8717
07.07. | 24 | 124.8717
08.07. | 1 | 124.8717
08.07. | 2 | 124.8717
08.07. | 3 | 124.8717
08.07. | 4 | 124.8717
08.07. | 5 | 124.8717
08.07. | 6 | 124.8717
08.07. | 7 | 124.8717
08.07. | 8 | 124.8717
08.07. | 9 | 124.8717
08.07. | 10 | 124.8717
08.07. | 11 | 124.8717
08.07. | 12 | 124.8717
08.07. | 13 | 124.8717
08.07. | 14 | 124.8717
08.07. | 15 | 124.8717
08.07. | 16 | 124.8717
08.07. | 17 | 124.8717
08.07. | 18 | 124.8717
08.07. | 19 | 124.8717
08.07. | 20 | 124.8717
08.07. | 21 | 124.8717
08.07. | 22 | 124.8717
08.07. | 23 | 124.8717
08.07. | 24 | 124.8717
09.07. | 1 | 124.8717
09.07. | 2 | 124.8717
09.07. | 3 | 124.8717
09.07. | 4 | 124.8717
09.07. | 5 | 124.8717
09.07. | 6 | 124.8717
09.07. | 7 | 124.8717
09.07. | 8 | 124.8717
09.07. | 9 | 124.8717
09.07. | 10 | 124.8717
09.07. | 11 | 124.8717
09.07. | 12 | 124.8717
09.07. | 13 | 124.8717
09.07. | 14 | 124.8717
09.07. | 15 | 124.8717
09.07. | 16 | 124.8717
09.07. | 17 | 124.8717
09.07. | 18 | 124.8717
09.07. | 19 | 124.8717
09.07. | 20 | 124.8717
09.07. | 21 | 124.8717
09.07. | 22 | 124.8717
09.07. | 23 | 124.8717
09.07. | 24 | 124.8717
10.07. | 1 | 124.8717
10.07. | 2 | 124.8717
10.07. | 3 | 124.8717
10.07. | 4 | 124.8717
10.07. | 5 | 124.8717
10.07. | 6 | 124.8717
10.07. | 7 | 124.8717
10.07. | 8 | 124.8717
10.07. | 9 | 124.8717
10.07. | 10 | 124.8717
10.07. | 11 | 124.8717
10.07. | 12 | 124.8717
10.07. | 13 | 124.8717
10.07. | 14 | 124.8717
10.07. | 15 | 124.8717
10.07. | 16 | 124.8717
10.07. | 17 | 124.8717
10.07. | 18 | 124.8717
10.07. | 19 | 124.8717
10.07. | 20 | 124.8717
10.07. | 21 | 124.8717
10.07. | 22 | 124.8717
10.07. | 23 | 124.8717
10.07. | 24 | 124.8717
11.07. | 1 | 124.8717
11.07. | 2 | 124.8717
11.07. | 3 | 124.8717
11.07. | 4 | 124.8717
11.07. | 5 | 124.8717
11.07. | 6 | 124.8717
11.07. | 7 | 124.8717
11.07. | 8 | 124.8717
11.07. | 9 | 124.8717
11.07. | 10 | 124.8717
11.07. | 11 | 124.8717
11.07. | 12 | 124.8717
11.07. | 13 | 124.8717
11.07. | 14 | 124.8717
11.07. | 15 | 124.8717
11.07. | 16 | 124.8717
11.07. | 17 | 124.8717
11.07. | 18 | 124.8717
11.07. | 19 | 124.8717
11.07. | 20 | 124.8717
11.07. | 21 | 124.8717
11.07. | 22 | 124.8717
11.07. | 23 | 124.8717
11.07. | 24 | 124.8717
12.07. | 1 | 124.8717
12.07. | 2 | 124.8717
12.07. | 3 | 124.8717
12.07. | 4 | 124.8717
12.07. | 5 | 124.8717
12.07. | 6 | 124.8717
12.07. | 7 | 124.8717
12.07. | 8 | 124.8717
12.07. | 9 | 124.8717
12.07. | 10 | 124.8717
12.07. | 11 | 124.8717
12.07. | 12 | 124.8717
12.07. | 13 | 124.8717
12.07. | 14 | 124.8717
12.07. | 15 | 124.8717
12.07. | 16 | 124.8717
12.07. | 17 | 124.8717
12.07. | 18 | 124.8717
12.07. | 19 | 124.8717
12.07. | 20 | 124.8717
12.07. | 21 | 124.8717
12.07. | 22 | 124.8717
12.07. | 23 | 124.8717
12.07. | 24 | 124.8717
13.07. | 1 | 124.8717
13.07. | 2 | 124.8717
13.07. | 3 | 124.8717
13.07. | 4 | 124.8717
13.07. | 5 | 124.8717
13.07. | 6 | 124.8717
13.07. | 7 | 124.8717
13.07. | 8 | 124.8717
13.07. | 9 | 124.8717
13.07. | 10 | 124.8717
13.07. | 11 | 124.8717
13.07. | 12 | 124.8717
13.07. | 13 | 124.8717
13.07. | 14 | 124.8717
13.07. | 15 | 124.8717
13.07. | 16 | 124.8717
13.07. | 17 | 124.8717
13.07. | 18 | 124.8717
13.07. | 19 | 124.8717
13.07. | 20 | 124.8717
13.07. | 21 | 124.8717
13.07. | 22 | 124.8717
13.07. | 23 | 124.8717
13.07. | 24 | 124.8717
14.07. | 1 | 124.8717
14.07. | 2 | 124.8717
14.07. | 3 | 124.8717
14.07. | 4 | 124.8717
14.07. | 5 | 124.8717
14.07. | 6 | 124.8717
14.07. | 7 | 124.8717
14.07. | 8 | 124.8717
14.07. | 9 | 124.8717
14.07. | 10 | 124.8717
14.07. | 11 | 124.8717
14.07. | 12 | 124.8717
14.07. | 13 | 124.8717
14.07. | 14 | 124.8717
14.07. | 15 | 124.8717
14.07. | 16 | 124.8717
14.07. | 17 | 124.8717
14.07. | 18 | 124.8717
14.07. | 19 | 124.8717
14.07. | 20 | 124.8717
14.07. | 21 | 124.8717
14.07. | 22 | 124.8717
14.07. | 23 | 124.8717
14.07. | 24 | 124.8717
15.07. | 1 | 124.8717
15.07. | 2 | 124.8717
15.07. | 3 | 124.8717
15.07. | 4 | 124.8717
15.07. | 5 | 124.8717
15.07. | 6 | 124.8717
15.07. | 7 | 124.8717
15.07. | 8 | 124.8717
15.07. | 9 | 124.8717
15.07. | 10 | 124.8717
15.07. | 11 | 124.8717
15.07. | 12 | 124.8717
15.07. | 13 | 124.8717
15.07. | 14 | 124.8717
15.07. | 15 | 124.8717
15.07. | 16 | 124.8717
15.07. | 17 | 124.8717
15.07. | 18 | 124.8717
15.07. | 19 | 124.8717
15.07. | 20 | 124.8717
15.07. | 21 | 124.8717
15.07. | 22 | 124.8717
15.07. | 23 | 124.8717
15.07. | 24 | 124.8717
16.07. | 1 | 124.8717
16.07. | 2 | 124.8717
16.07. | 3 | 124.8717
16.07. | 4 | 124.8717
16.07. | 5 | 124.8717
16.07. | 6 | 124.8717
16.07. | 7 | 124.8717
16.07. | 8 | 124.8717
16.07. | 9 | 124.8717
16.07. | 10 | 124.8717
16.07. | 11 | 124.8717
16.07. | 12 | 124.8717
16.07. | 13 | 124.8717
16.07. | 14 | 124.8717
16.07. | 15 | 124.8717
16.07. | 16 | 124.8717
16.07. | 17 | 124.8717
16.07. | 18 | 124.8717
16.07. | 19 | 124.8717
16.07. | 20 | 124.8717
16.07. | 21 | 124.8717
16.07. | 22 | 124.8717
16.07. | 23 | 124.8717
16.07. | 24 | 124.8717
17.07. | 1 | 124.8717
17.07. | 2 | 124.8717
17.07. | 3 | 124.8717
17.07. | 4 | 124.8717
17.07. | 5 | 124.8717
17.07. | 6 | 124.8717
17.07. | 7 | 124.8717
17.07. | 8 | 124.8717
17.07. | 9 | 124.8717
17.07. | 10 | 124.8717
17.07. | 11 | 124.8717
17.07. | 12 | 124.8717
17.07. | 13 | 124.8717
17.07. | 14 | 124.8717
17.07. | 15 | 124.8717
17.07. | 16 | 124.8717
17.07. | 17 | 124.8717
17.07. | 18 | 124.8717
17.07. | 19 | 124.8717
17.07. | 20 | 124.8717
17.07. | 21 | 124.8717
17.07. | 22 | 124.8717
17.07. | 23 | 124.8717
17.07. | 24 | 124.8717
18.07. | 1 | 124.8717
18.07. | 2 | 124.8717
18.07. | 3 | 124.8717
18.07. | 4 | 124.8717
18.07. | 5 | 124.8717
18.07. | 6 | 124.8717
18.07. | 7 | 124.8717
18.07. | 8 | 124.8717
18.07. | 9 | 124.8717
18.07. | 10 | 124.8717
18.07. | 11 | 124.8717
18.07. | 12 | 124.8717
18.07. | 13 | 124.8717
18.07. | 14 | 124.8717
18.07. | 15 | 124.8717
18.07. | 16 | 124.8717
18.07. | 17 | 124.8717
18.07. | 18 | 124.8717
18.07. | 19 | 124.8717
18.07. | 20 | 124.8717
18.07. | 21 | 124.8717
18.07. | 22 | 124.8717
18.07. | 23 | 124.8717
18.07. | 24 | 124.8717
19.07. | 1 | 124.8717
19.07. | 2 | 124.8717
19.07. | 3 | 124.8717
19.07. | 4 | 124.8717
19.07. | 5 | 124.8717
19.07. | 6 | 124.8717
19.07. | 7 | 124.8717
19.07. | 8 | 124.8717
19.07. | 9 | 124.8717
19.07. | 10 | 124.8717
19.07. | 11 | 124.8717
19.07. | 12 | 124.8717
19.07. | 13 | 124.8717
19.07. | 14 | 124.8717
19.07. | 15 | 124.8717
19.07. | 16 | 124.8717
19.07. | 17 | 124.8717
19.07. | 18 | 124.8717
19.07. | 19 | 124.8717
19.07. | 20 | 124.8717
19.07. | 21 | 124.8717
19.07. | 22 | 124.8717
19.07. | 23 | 124.8717
19.07. | 24 | 124.8717
20.07. | 1 | 124.8717
20.07. | 2 | 124.8717
20.07. | 3 | 124.8717
20.07. | 4 | 124.8717
20.07. | 5 | 124.8717
20.07. | 6 | 124.8717
20.07. | 7 | 124.8717
20.07. | 8 | 124.8717
20.07. | 9 | 124.8717
20.07. | 10 | 124.8717
20.07. | 11 | 124.8717
20.07. | 12 | 124.8717
20.07. | 13 | 124.8717
20.07. | 14 | 124.8717
20.07. | 15 | 124.8717
20.07. | 16 | 124.8717
20.07. | 17 | 124.8717
20.07. | 18 | 124.8717
20.07. | 19 | 124.8717
20.07. | 20 | 124.8717
20.07. | 21 | 124.8717
20.07. | 22 | 124.8717
20.07. | 23 | 124.8717
20.07. | 24 | 124.8717
21.07. | 1 | 124.8717
21.07. | 2 | 124.8717
21.07. | 3 | 124.8717
21.07. | 4 | 124.8717
21.07. | 5 | 124.8717
21.07. | 6 | 124.8717
21.07. | 7 | 124.8717
21.07. | 8 | 124.8717
21.07. | 9 | 124.8717
21.07. | 10 | 124.8717
21.07. | 11 | 124.8717
21.07. | 12 | 124.8717
21.07. | 13 | 124.8717
21.07. | 14 | 124.8717
21.07. | 15 | 124.8717
21.07. | 16 | 124.8717
21.07. | 17 | 124.8717
21.07. | 18 | 124.8717
21.07. | 19 | 124.8717
21.07. | 20 | 124.8717
21.07. | 21 | 124.8717
21.07. | 22 | 124.8717
21.07. | 23 | 124.8717
21.07. | 24 | 124.8717
22.07. | 1 | 124.8717
22.07. | 2 | 124.8717
22.07. | 3 | 124.8717
22.07. | 4 | 124.8717
22.07. | 5 | 124.8717
22.07. | 6 | 124.8717
22.07. | 7 | 124.8717
22.07. | 8 | 124.8717
22.07. | 9 | 124.8717
22.07. | 10 | 124.8717
22.07. | 11 | 124.8717
22.07. | 12 | 124.8717
22.07. | 13 | 124.8717
22.07. | 14 | 124.8717
22.07. | 15 | 124.8717
22.07. | 16 | 124.8717
22.07. | 17 | 124.8717
22.07. | 18 | 124.8717
22.07. | 19 | 124.8717
22.07. | 20 | 124.8717
22.07. | 21 | 124.8717
22.07. | 22 | 124.8717
22.07. | 23 | 124.8717
22.07. | 24 | 124.8717
23.07. | 1 | 124.8717
23.07. | 2 | 124.8717
23.07. | 3 | 124.8717
23.07. | 4 | 124.8717
23.07. | 5 | 124.8717
23.07. | 6 | 124.8717
23.07. | 7 | 124.8717
23.07. | 8 | 124.8717
23.07. | 9 | 124.8717
23.07. | 10 | 124.8717
23.07. | 11 | 124.8717
23.07. | 12 | 124.8717
23.07. | 13 | 124.8717
23.07. | 14 | 124.8717
23.07. | 15 | 124.8717
23.07. | 16 | 124.8717
23.07. | 17 | 124.8717
23.07. | 18 | 124.8717
23.07. | 19 | 124.8717
23.07. | 20 | 124.8717
23.07. | 21 | 124.8717
23.07. | 22 | 124.8717
23.07. | 23 | 124.8717
23.07. | 24 | 124.8717
24.07. | 1 | 124.8717
24.07. | 2 | 124.8717
24.07. | 3 | 124.8717
24.07. | 4 | 124.8717
24.07. | 5 | 124.8717
24.07. | 6 | 124.8717
24.07. | 7 | 124.8717
24.07. | 8 | 124.8717
24.07. | 9 | 124.8717
24.07. | 10 | 124.8717
24.07. | 11 | 124.8717
24.07. | 12 | 124.8717
24.07. | 13 | 124.8717
24.07. | 14 | 124.8717
24.07. | 15 | 124.8717
24.07. | 16 | 124.8717
24.07. | 17 | 124.8717
24.07. | 18 | 124.8717
24.07. | 19 | 124.8717
24.07. | 20 | 124.8717
24.07. | 21 | 124.8717
24.07. | 22 | 124.8717
24.07. | 23 | 124.8717
24.07. | 24 | 124.8717
25.07. | 1 | 124.8717
25.07. | 2 | 124.8717
25.07. | 3 | 124.8717
25.07. | 4 | 124.8717
25.07. | 5 | 124.8717
25.07. | 6 | 124.8717
25.07. | 7 | 124.8717
25.07. | 8 | 124.8717
25.07. | 9 | 124.8717
25.07. | 10 | 124.8717
25.07. | 11 | 124.8717
25.07. | 12 | 124.8717
25.07. | 13 | 124.8717
25.07. | 14 | 124.8717
25.07. | 15 | 124.8717
25.07. | 16 | 124.8717
25.07. | 17 | 124.8717
25.07. | 18 | 124.8717
25.07. | 19 | 124.8717
25.07. | 20 | 124.8717
25.07. | 21 | 124.8717
25.07. | 22 | 124.8717
25.07. | 23 | 124.8717
25.07. | 24 | 124.8717
26.07. | 1 | 124.8717
26.07. | 2 | 124.8717
26.07. | 3 | 124.8717
26.07. | 4 | 124.8717
26.07. | 5 | 124.8717
26.07. | 6 | 124.8717
26.07. | 7 | 124.8717
26.07. | 8 | 124.8717
26.07. | 9 | 124.8717
26.07. | 10 | 124.8717
26.07. | 11 | 124.8717
26.07. | 12 | 124.8717
26.07. | 13 | 124.8717
26.07. | 14 | 124.8717
26.07. | 15 | 124.8717
26.07. | 16 | 124.8717
26.07. | 17 | 124.8717
26.07. | 18 | 124.8717
26.07. | 19 | 124.8717
26.07. | 20 | 124.8717
26.07. | 21 | 124.8717
26.07. | 22 | 124.8717
26.07. | 23 | 124.8717
26.07. | 24 | 124.8717
27.07. | 1 | 124.8717
27.07. | 2 | 124.8717
27.07. | 3 | 124.8717
27.07. | 4 | 124.8717
27.07. | 5 | 124.8717
27.07. | 6 | 124.8717
27.07. | 7 | 124.8717
27.07. | 8 | 124.8717
27.07. | 9 | 124.8717
27.07. | 10 | 124.8717
27.07. | 11 | 124.8717
27.07. | 12 | 124.8717
27.07. | 13 | 124.8717
27.07. | 14 | 124.8717
27.07. | 15 | 124.8717
27.07. | 16 | 124.8717
27.07. | 17 | 124.8717
27.07. | 18 | 124.8717
27.07. | 19 | 124.8717
27.07. | 20 | 124.8717
27.07. | 21 | 124.8717
27.07. | 22 | 124.8717
27.07. | 23 | 124.8717
27.07. | 24 | 124.8717
28.07. | 1 | 124.8717
28.07. | 2 | 124.8717
28.07. | 3 | 124.8717
28.07. | 4 | 124.8717
28.07. | 5 | 124.8717
28.07. | 6 | 124.8717
28.07. | 7 | 124.8717
28.07. | 8 | 124.8717
28.07. | 9 | 124.8717
28.07. | 10 | 124.8717
28.07. | 11 | 124.8717
28.07. | 12 | 124.8717
28.07. | 13 | 124.8717
28.07. | 14 | 124.8717
28.07. | 15 | 124.8717
28.07. | 16 | 124.8717
28.07. | 17 | 124.8717
28.07. | 18 | 124.8717
28.07. | 19 | 124.8717
28.07. | 20 | 124.8717
28.07. | 21 | 124.8717
28.07. | 22 | 124.8717
28.07. | 23 | 124.8717
28.07. | 24 | 124.8717
29.07. | 1 | 124.8717
29.07. | 2 | 124.8717
29.07. | 3 | 124.8717
29.07. | 4 | 124.8717
29.07. | 5 | 124.8717
29.07. | 6 | 124.8717
29.07. | 7 | 124.8717
29.07. | 8 | 124.8717
29.07. | 9 | 124.8717
29.07. | 10 | 124.8717
29.07. | 11 | 124.8717
29.07. | 12 | 124.8717
29.07. | 13 | 124.8717
29.07. | 14 | 124.8717
29.07. | 15 | 124.8717
29.07. | 16 | 124.8717
29.07. | 17 | 124.8717
29.07. | 18 | 124.8717
29.07. | 19 | 124.8717
29.07. | 20 | 124.8717
29.07. | 21 | 124.8717
29.07. | 22 | 124.8717
29.07. | 23 | 124.8717
29.07. | 24 | 124.8717
30.07. | 1 | 124.8717
30.07. | 2 | 124.8717
30.07. | 3 | 124.8717
30.07. | 4 | 124.8717
30.07. | 5 | 124.8717
30.07. | 6 | 124.8717
30.07. | 7 | 124.8717
30.07. | 8 | 124.8717
30.07. | 9 | 124.8717
30.07. | 10 | 124.8717
30.07. | 11 | 124.8717
30.07. | 12 | 124.8717
30.07. | 13 | 124.8717
30.07. | 14 | 124.8717
30.07. | 15 | 124.8717
30.07. | 16 | 124.8717
30.07. | 17 | 124.8717
30.07. | 18 | 124.8717
30.07. | 19 | 124.8717
30.07. | 20 | 124.8717
30.07. | 21 | 124.8717
30.07. | 22 | 124.8717
30.07. | 23 | 124.8717
30.07. | 24 | 124.8717
31.07. | 1 | 124.8717
31.07. | 2 | 124.8717
31.07. | 3 | 124.8717
31.07. | 4 | 124.8717
31.07. | 5 | 124.8717
31.07. | 6 | 124.8717
31.07. | 7 | 124.8717
31.07. | 8 | 124.8717
31.07. | 9 | 124.8717
31.07. | 10 | 124.8717
31.07. | 11 | 124.8717
31.07. | 12 | 124.8717
31.07. | 13 | 124.8717
31.07. | 14 | 124.8717
31.07. | 15 | 124.8717
31.07. | 16 | 124.8717
31.07. | 17 | 124.8717
31.07. | 18 | 124.8717
31.07. | 19 | 124.8717
31.07. | 20 | 124.8717
31.07. | 21 | 124.8717
31.07. | 22 | 124.8717
31.07. | 23 | 124.8717
31.07. | 24 | 124.8717
01.08. | 1 | 124.8717
01.08. | 2 | 124.8717
01.08. | 3 | 124.8717
01.08. | 4 | 124.8717
01.08. | 5 | 124.8717
01.08. | 6 | 124.8717
01.08. | 7 | 124.8717
01.08. | 8 | 124.8717
01.08. | 9 | 124.8717
01.08. | 10 | 124.8717
01.08. | 11 | 124.8717
01.08. | 12 | 124.8717
01.08. | 13 | 124.8717
01.08. | 14 | 124.8717
01.08. | 15 | 124.8717
01.08. | 16 | 124.8717
01.08. | 17 | 124.8717
01.08. | 18 | 124.8717
01.08. | 19 | 124.8717
01.08. | 20 | 124.8717
01.08. | 21 | 124.8717
01.08. | 22 | 124.8717
01.08. | 23 | 124.8717
01.08. | 24 | 124.8717
02.08. | 1 | 124.8717
02.08. | 2 | 124.8717
02.08. | 3 | 124.8717
02.08. | 4 | 124.8717
02.08. | 5 | 124.8717
02.08. | 6 | 124.8717
02.08. | 7 | 124.8717
02.08. | 8 | 124.8717
02.08. | 9 | 124.8717
02.08. | 10 | 124.8717
02.08. | 11 | 124.8717
02.08. | 12 | 124.8717
02.08. | 13 | 124.8717
02.08. | 14 | 124.8717
02.08. | 15 | 124.8717
02.08. | 16 | 124.8717
02.08. | 17 | 124.8717
02.08. | 18 | 124.8717
02.08. | 19 | 124.8717
02.08. | 20 | 124.8717
02.08. | 21 | 124.8717
02.08. | 22 | 124.8717
02.08. | 23 | 124.8717
02.08. | 24 | 124.8717
03.08. | 1 | 124.8717
03.08. | 2 | 124.8717
03.08. | 3 | 124.8717
03.08. | 4 | 124.8717
03.08. | 5 | 124.8717
03.08. | 6 | 124.8717
03.08. | 7 | 124.8717
03.08. | 8 | 124.8717
03.08. | 9 | 124.8717
03.08. | 10 | 124.8717
03.08. | 11 | 124.8717
03.08. | 12 | 124.8717
03.08. | 13 | 124.8717
03.08. | 14 | 124.8717
03.08. | 15 | 124.8717
03.08. | 16 | 124.8717
03.08. | 17 | 124.8717
03.08. | 18 | 124.8717
03.08. | 19 | 124.8717
03.08. | 20 | 124.8717
03.08. | 21 | 124.8717
03.08. | 22 | 124.8717
03.08. | 23 | 124.8717
03.08. | 24 | 124.8717
04.08. | 1 | 124.8717
04.08. | 2 | 124.8717
04.08. | 3 | 124.8717
04.08. | 4 | 124.8717
04.08. | 5 | 124.8717
04.08. | 6 | 124.8717
04.08. | 7 | 124.8717
04.08. | 8 | 124.8717
04.08. | 9 | 124.8717
04.08. | 10 | 124.8717
04.08. | 11 | 124.8717
04.08. | 12 | 124.8717
04.08. | 13 | 124.8717
04.08. | 14 | 124.8717
04.08. | 15 | 124.8717
04.08. | 16 | 124.8717
04.08. | 17 | 124.8717
04.08. | 18 | 124.8717
04.08. | 19 | 124.8717
04.08. | 20 | 124.8717
04.08. | 21 | 124.8717
04.08. | 22 | 124.8717
04.08. | 23 | 124.8717
04.08. | 24 | 124.8717
05.08. | 1 | 124.8717
05.08. | 2 | 124.8717
05.08. | 3 | 124.8717
05.08. | 4 | 124.8717
05.08. | 5 | 124.8717
05.08. | 6 | 124.8717
05.08. | 7 | 124.8717
05.08. | 8 | 124.8717
05.08. | 9 | 124.8717
05.08. | 10 | 124.8717
05.08. | 11 | 124.8717
05.08. | 12 | 124.8717
05.08. | 13 | 124.8717
05.08. | 14 | 124.8717
05.08. | 15 | 124.8717
05.08. | 16 | 124.8717
05.08. | 17 | 124.8717
05.08. | 18 | 124.8717
05.08. | 19 | 124.8717
05.08. | 20 | 124.8717
05.08. | 21 | 124.8717
05.08. | 22 | 124.8717
05.08. | 23 | 124.8717
05.08. | 24 | 124.8717
06.08. | 1 | 124.8717
06.08. | 2 | 124.8717
06.08. | 3 | 124.8717
06.08. | 4 | 124.8717
06.08. | 5 | 124.8717
06.08. | 6 | 124.8717
06.08. | 7 | 124.8717
06.08. | 8 | 124.8717
06.08. | 9 | 124.8717
06.08. | 10 | 124.8717
06.08. | 11 | 124.8717
06.08. | 12 | 124.8717
06.08. | 13 | 124.8717
06.08. | 14 | 124.8717
06.08. | 15 | 124.8717
06.08. | 16 | 124.8717
06.08. | 17 | 124.8717
06.08. | 18 | 124.8717
06.08. | 19 | 124.8717
06.08. | 20 | 124.8717
06.08. | 21 | 124.8717
06.08. | 22 | 124.8717
06.08. | 23 | 124.8717
06.08. | 24 | 124.8717
07.08. | 1 | 124.8717
07.08. | 2 | 124.8717
07.08. | 3 | 124.8717
07.08. | 4 | 124.8717
07.08. | 5 | 124.8717
07.08. | 6 | 124.8717
07.08. | 7 | 124.8717
07.08. | 8 | 124.8717
07.08. | 9 | 124.8717
07.08. | 10 | 124.8717
07.08. | 11 | 124.8717
07.08. | 12 | 124.8717
07.08. | 13 | 124.8717
07.08. | 14 | 124.8717
07.08. | 15 | 124.8717
07.08. | 16 | 124.8717
07.08. | 17 | 124.8717
07.08. | 18 | 124.8717
07.08. | 19 | 124.8717
07.08. | 20 | 124.8717
07.08. | 21 | 124.8717
07.08. | 22 | 124.8717
07.08. | 23 | 124.8717
07.08. | 24 | 124.8717
08.08. | 1 | 124.8717
08.08. | 2 | 124.8717
08.08. | 3 | 124.8717
08.08. | 4 | 124.8717
08.08. | 5 | 124.8717
08.08. | 6 | 124.8717
08.08. | 7 | 124.8717
08.08. | 8 | 124.8717
08.08. | 9 | 124.8717
08.08. | 10 | 124.8717
08.08. | 11 | 124.8717
08.08. | 12 | 124.8717
08.08. | 13 | 124.8717
08.08. | 14 | 124.8717
08.08. | 15 | 124.8717
08.08. | 16 | 124.8717
08.08. | 17 | 124.8717
08.08. | 18 | 124.8717
08.08. | 19 | 124.8717
08.08. | 20 | 124.8717
08.08. | 21 | 124.8717
08.08. | 22 | 124.8717
08.08. | 23 | 124.8717
08.08. | 24 | 124.8717
09.08. | 1 | 124.8717
09.08. | 2 | 124.8717
09.08. | 3 | 124.8717
09.08. | 4 | 124.8717
09.08. | 5 | 124.8717
09.08. | 6 | 124.8717
09.08. | 7 | 124.8717
09.08. | 8 | 124.8717
09.08. | 9 | 124.8717
09.08. | 10 | 124.8717
09.08. | 11 | 124.8717
09.08. | 12 | 124.8717
09.08. | 13 | 124.8717
09.08. | 14 | 124.8717
09.08. | 15 | 124.8717
09.08. | 16 | 124.8717
09.08. | 17 | 124.8717
09.08. | 18 | 124.8717
09.08. | 19 | 124.8717
09.08. | 20 | 124.8717
09.08. | 21 | 124.8717
09.08. | 22 | 124.8717
09.08. | 23 | 124.8717
09.08. | 24 | 124.8717
10.08. | 1 | 124.8717
10.08. | 2 | 124.8717
10.08. | 3 | 124.8717
10.08. | 4 | 124.8717
10.08. | 5 | 124.8717
10.08. | 6 | 124.8717
10.08. | 7 | 124.8717
10.08. | 8 | 124.8717
10.08. | 9 | 124.8717
10.08. | 10 | 124.8717
10.08. | 11 | 124.8717
10.08. | 12 | 124.8717
10.08. | 13 | 124.8717
10.08. | 14 | 124.8717
10.08. | 15 | 124.8717
10.08. | 16 | 124.8717
10.08. | 17 | 124.8717
10.08. | 18 | 124.8717
10.08. | 19 | 124.8717
10.08. | 20 | 124.8717
10.08. | 21 | 124.8717
10.08. | 22 | 124.8717
10.08. | 23 | 124.8717
10.08. | 24 | 124.8717
11.08. | 1 | 124.8717
11.08. | 2 | 124.8717
11.08. | 3 | 124.8717
11.08. | 4 | 124.8717
11.08. | 5 | 124.8717
11.08. | 6 | 124.8717
11.08. | 7 | 124.8717
11.08. | 8 | 124.8717
11.08. | 9 | 124.8717
11.08. | 10 | 124.8717
11.08. | 11 | 124.8717
11.08. | 12 | 124.8717
11.08. | 13 | 124.8717
11.08. | 14 | 124.8717
11.08. | 15 | 124.8717
11.08. | 16 | 124.8717
11.08. | 17 | 124.8717
11.08. | 18 | 124.8717
11.08. | 19 | 124.8717
11.08. | 20 | 124.8717
11.08. | 21 | 124.8717
11.08. | 22 | 124.8717
11.08. | 23 | 124.8717
11.08. | 24 | 124.8717
12.08. | 1 | 124.8717
12.08. | 2 | 124.8717
12.08. | 3 | 124.8717
12.08. | 4 | 124.8717
12.08. | 5 | 124.8717
12.08. | 6 | 124.8717
12.08. | 7 | 124.8717
12.08. | 8 | 124.8717
12.08. | 9 | 124.8717
12.08. | 10 | 124.8717
12.08. | 11 | 124.8717
12.08. | 12 | 124.8717
12.08. | 13 | 124.8717
12.08. | 14 | 124.8717
12.08. | 15 | 124.8717
12.08. | 16 | 124.8717
12.08. | 17 | 124.8717
12.08. | 18 | 124.8717
12.08. | 19 | 124.8717
12.08. | 20 | 124.8717
12.08. | 21 | 124.8717
12.08. | 22 | 124.8717
12.08. | 23 | 124.8717
12.08. | 24 | 124.8717
13.08. | 1 | 124.8717
13.08. | 2 | 124.8717
13.08. | 3 | 124.8717
13.08. | 4 | 124.8717
13.08. | 5 | 124.8717
13.08. | 6 | 124.8717
13.08. | 7 | 124.8717
13.08. | 8 | 124.8717
13.08. | 9 | 124.8717
13.08. | 10 | 124.8717
13.08. | 11 | 124.8717
13.08. | 12 | 124.8717
13.08. | 13 | 124.8717
13.08. | 14 | 124.8717
13.08. | 15 | 124.8717
13.08. | 16 | 124.8717
13.08. | 17 | 124.8717
13.08. | 18 | 124.8717
13.08. | 19 | 124.8717
13.08. | 20 | 124.8717
13.08. | 21 | 124.8717
13.08. | 22 | 124.8717
13.08. | 23 | 124.8717
13.08. | 24 | 124.8717
14.08. | 1 | 124.8717
14.08. | 2 | 124.8717
14.08. | 3 | 124.8717
14.08. | 4 | 124.8717
14.08. | 5 | 124.8717
14.08. | 6 | 124.8717
14.08. | 7 | 124.8717
14.08. | 8 | 124.8717
14.08. | 9 | 124.8717
14.08. | 10 | 124.8717
14.08. | 11 | 124.8717
14.08. | 12 | 124.8717
14.08. | 13 | 124.8717
14.08. | 14 | 124.8717
14.08. | 15 | 124.8717
14.08. | 16 | 124.8717
14.08. | 17 | 124.8717
14.08. | 18 | 124.8717
14.08. | 19 | 124.8717
14.08. | 20 | 124.8717
14.08. | 21 | 124.8717
14.08. | 22 | 124.8717
14.08. | 23 | 124.8717
14.08. | 24 | 124.8717
15.08. | 1 | 124.8717
15.08. | 2 | 124.8717
15.08. | 3 | 124.8717
15.08. | 4 | 124.8717
15.08. | 5 | 124.8717
15.08. | 6 | 124.8717
15.08. | 7 | 124.8717
15.08. | 8 | 124.8717
15.08. | 9 | 124.8717
15.08. | 10 | 124.8717
15.08. | 11 | 124.8717
15.08. | 12 | 124.8717
15.08. | 13 | 124.8717
15.08. | 14 | 124.8717
15.08. | 15 | 124.8717
15.08. | 16 | 124.8717
15.08. | 17 | 124.8717
15.08. | 18 | 124.8717
15.08. | 19 | 124.8717
15.08. | 20 | 124.8717
15.08. | 21 | 124.8717
15.08. | 22 | 124.8717
15.08. | 23 | 124.8717
15.08. | 24 | 124.8717
16.08. | 1 | 124.8717
16.08. | 2 | 124.8717
16.08. | 3 | 124.8717
16.08. | 4 | 124.8717
16.08. | 5 | 124.8717
16.08. | 6 | 124.8717
16.08. | 7 | 124.8717
16.08. | 8 | 124.8717
16.08. | 9 | 124.8717
16.08. | 10 | 124.8717
16.08. | 11 | 124.8717
16.08. | 12 | 124.8717
16.08. | 13 | 124.8717
16.08. | 14 | 124.8717
16.08. | 15 | 124.8717
16.08. | 16 | 124.8717
16.08. | 17 | 124.8717
16.08. | 18 | 124.8717
16.08. | 19 | 124.8717
16.08. | 20 | 124.8717
16.08. | 21 | 124.8717
16.08. | 22 | 124.8717
16.08. | 23 | 124.8717
16.08. | 24 | 124.8717
17.08. | 1 | 124.8717
17.08. | 2 | 124.8717
17.08. | 3 | 124.8717
17.08. | 4 | 124.8717
17.08. | 5 | 124.8717
17.08. | 6 | 124.8717
17.08. | 7 | 124.8717
17.08. | 8 | 124.8717
17.08. | 9 | 124.8717
17.08. | 10 | 124.8717
17.08. | 11 | 124.8717
17.08. | 12 | 124.8717
17.08. | 13 | 124.8717
17.08. | 14 | 124.8717
17.08. | 15 | 124.8717
17.08. | 16 | 124.8717
17.08. | 17 | 124.8717
17.08. | 18 | 124.8717
17.08. | 19 | 124.8717
17.08. | 20 | 124.8717
17.08. | 21 | 124.8717
17.08. | 22 | 124.8717
17.08. | 23 | 124.8717
17.08. | 24 | 124.8717
18.08. | 1 | 124.8717
18.08. | 2 | 124.8717
18.08. | 3 | 124.8717
18.08. | 4 | 124.8717
18.08. | 5 | 124.8717
18.08. | 6 | 124.8717
18.08. | 7 | 124.8717
18.08. | 8 | 124.8717
18.08. | 9 | 124.8717
18.08. | 10 | 124.8717
18.08. | 11 | 124.8717
18.08. | 12 | 124.8717
18.08. | 13 | 124.8717
18.08. | 14 | 124.8717
18.08. | 15 | 124.8717
18.08. | 16 | 124.8717
18.08. | 17 | 124.8717
18.08. | 18 | 124.8717
18.08. | 19 | 124.8717
18.08. | 20 | 124.8717
18.08. | 21 | 124.8717
18.08. | 22 | 124.8717
18.08. | 23 | 124.8717
18.08. | 24 | 124.8717
19.08. | 1 | 124.8717
19.08. | 2 | 124.8717
19.08. | 3 | 124.8717
19.08. | 4 | 124.8717
19.08. | 5 | 124.8717
19.08. | 6 | 124.8717
19.08. | 7 | 124.8717
19.08. | 8 | 124.8717
19.08. | 9 | 124.8717
19.08. | 10 | 124.8717
19.08. | 11 | 124.8717
19.08. | 12 | 124.8717
19.08. | 13 | 124.8717
19.08. | 14 | 124.8717
19.08. | 15 | 124.8717
19.08. | 16 | 124.8717
19.08. | 17 | 124.8717
19.08. | 18 | 124.8717
19.08. | 19 | 124.8717
19.08. | 20 | 124.8717
19.08. | 21 | 124.8717
19.08. | 22 | 124.8717
19.08. | 23 | 124.8717
19.08. | 24 | 124.8717
20.08. | 1 | 124.8717
20.08. | 2 | 124.8717
20.08. | 3 | 124.8717
20.08. | 4 | 124.8717
20.08. | 5 | 124.8717
20.08. | 6 | 124.8717
20.08. | 7 | 124.8717
20.08. | 8 | 124.8717
20.08. | 9 | 124.8717
20.08. | 10 | 124.8717
20.08. | 11 | 124.8717
20.08. | 12 | 124.8717
20.08. | 13 | 124.8717
20.08. | 14 | 124.8717
20.08. | 15 | 124.8717
20.08. | 16 | 124.8717
20.08. | 17 | 124.8717
20.08. | 18 | 124.8717
20.08. | 19 | 124.8717
20.08. | 20 | 124.8717
20.08. | 21 | 124.8717
20.08. | 22 | 124.8717
20.08. | 23 | 124.8717
20.08. | 24 | 124.8717
21.08. | 1 | 124.8717
21.08. | 2 | 124.8717
21.08. | 3 | 124.8717
21.08. | 4 | 124.8717
21.08. | 5 | 124.8717
21.08. | 6 | 124.8717
21.08. | 7 | 124.8717
21.08. | 8 | 124.8717
21.08. | 9 | 124.8717
21.08. | 10 | 124.8717
21.08. | 11 | 124.8717
21.08. | 12 | 124.8717
21.08. | 13 | 124.8717
21.08. | 14 | 124.8717
21.08. | 15 | 124.8717
21.08. | 16 | 124.8717
21.08. | 17 | 124.8717
21.08. | 18 | 124.8717
21.08. | 19 | 124.8717
21.08. | 20 | 124.8717
21.08. | 21 | 124.8717
21.08. | 22 | 124.8717
21.08. | 23 | 124.8717
21.08. | 24 | 124.8717
22.08. | 1 | 124.8717
22.08. | 2 | 124.8717
22.08. | 3 | 124.8717
22.08. | 4 | 124.8717
22.08. | 5 | 124.8717
22.08. | 6 | 124.8717
22.08. | 7 | 124.8717
22.08. | 8 | 124.8717
22.08. | 9 | 124.8717
22.08. | 10 | 124.8717
22.08. | 11 | 124.8717
22.08. | 12 | 124.8717
22.08. | 13 | 124.8717
22.08. | 14 | 124.8717
22.08. | 15 | 124.8717
22.08. | 16 | 124.8717
22.08. | 17 | 124.8717
22.08. | 18 | 124.8717
22.08. | 19 | 124.8717
22.08. | 20 | 124.8717
22.08. | 21 | 124.8717
22.08. | 22 | 124.8717
22.08. | 23 | 124.8717
22.08. | 24 | 124.8717
23.08. | 1 | 124.8717
23.08. | 2 | 124.8717
23.08. | 3 | 124.8717
23.08. | 4 | 124.8717
23.08. | 5 | 124.8717
23.08. | 6 | 124.8717
23.08. | 7 | 124.8717
23.08. | 8 | 124.8717
23.08. | 9 | 124.8717
23.08. | 10 | 124.8717
23.08. | 11 | 124.8717
23.08. | 12 | 124.8717
23.08. | 13 | 124.8717
23.08. | 14 | 124.8717
23.08. | 15 | 124.8717
23.08. | 16 | 124.8717
23.08. | 17 | 124.8717
23.08. | 18 | 124.8717
23.08. | 19 | 124.8717
23.08. | 20 | 124.8717
23.08. | 21 | 124.8717
23.08. | 22 | 124.8717
23.08. | 23 | 124.8717
23.08. | 24 | 124.8717
24.08. | 1 | 124.8717
24.08. | 2 | 124.8717
24.08. | 3 | 124.8717
24.08. | 4 | 124.8717
24.08. | 5 | 124.8717
24.08. | 6 | 124.8717
24.08. | 7 | 124.8717
24.08. | 8 | 124.8717
24.08. | 9 | 124.8717
24.08. | 10 | 124.8717
24.08. | 11 | 124.8717
24.08. | 12 | 124.8717
24.08. | 13 | 124.8717
24.08. | 14 | 124.8717
24.08. | 15 | 124.8717
24.08. | 16 | 124.8717
24.08. | 17 | 124.8717
24.08. | 18 | 124.8717
24.08. | 19 | 124.8717
24.08. | 20 | 124.8717
24.08. | 21 | 124.8717
24.08. | 22 | 124.8717
24.08. | 23 | 124.8717
24.08. | 24 | 124.8717
25.08. | 1 | 124.8717
25.08. | 2 | 124.8717
25.08. | 3 | 124.8717
25.08. | 4 | 124.8717
25.08. | 5 | 124.8717
25.08. | 6 | 124.8717
25.08. | 7 | 124.8717
25.08. | 8 | 124.8717
25.08. | 9 | 124.8717
25.08. | 10 | 124.8717
25.08. | 11 | 124.8717
25.08. | 12 | 124.8717
25.08. | 13 | 124.8717
25.08. | 14 | 124.8717
25.08. | 15 | 124.8717
25.08. | 16 | 124.8717
25.08. | 17 | 124.8717
25.08. | 18 | 124.8717
25.08. | 19 | 124.8717
25.08. | 20 | 124.8717
25.08. | 21 | 124.8717
25.08. | 22 | 124.8717
25.08. | 23 | 124.8717
25.08. | 24 | 124.8717
26.08. | 1 | 124.8717
26.08. | 2 | 124.8717
26.08. | 3 | 124.8717
26.08. | 4 | 124.8717
26.08. | 5 | 124.8717
26.08. | 6 | 124.8717
26.08. | 7 | 124.8717
26.08. | 8 | 124.8717
26.08. | 9 | 124.8717
26.08. | 10 | 124.8717
26.08. | 11 | 124.8717
26.08. | 12 | 124.8717
26.08. | 13 | 124.8717
26.08. | 14 | 124.8717
26.08. | 15 | 124.8717
26.08. | 16 | 124.8717
26.08. | 17 | 124.8717
26.08. | 18 | 124.8717
26.08. | 19 | 124.8717
26.08. | 20 | 124.8717
26.08. | 21 | 124.8717
26.08. | 22 | 124.8717
26.08. | 23 | 124.8717
26.08. | 24 | 124.8717
27.08. | 1 | 124.8717
27.08. | 2 | 124.8717
27.08. | 3 | 124.8717
27.08. | 4 | 124.8717
27.08. | 5 | 124.8717
27.08. | 6 | 124.8717
27.08. | 7 | 124.8717
27.08. | 8 | 124.8717
27.08. | 9 | 124.8717
27.08. | 10 | 124.8717
27.08. | 11 | 124.8717
27.08. | 12 | 124.8717
27.08. | 13 | 124.8717
27.08. | 14 | 124.8717
27.08. | 15 | 124.8717
27.08. | 16 | 124.8717
27.08. | 17 | 124.8717
27.08. | 18 | 124.8717
27.08. | 19 | 124.8717
27.08. | 20 | 124.8717
27.08. | 21 | 124.8717
27.08. | 22 | 124.8717
27.08. | 23 | 124.8717
27.08. | 24 | 124.8717
28.08. | 1 | 124.8717
28.08. | 2 | 124.8717
28.08. | 3 | 124.8717
28.08. | 4 | 124.8717
28.08. | 5 | 124.8717
28.08. | 6 | 124.8717
28.08. | 7 | 124.8717
28.08. | 8 | 124.8717
28.08. | 9 | 124.8717
28.08. | 10 | 124.8717
28.08. | 11 | 124.8717
28.08. | 12 | 124.8717
28.08. | 13 | 124.8717
28.08. | 14 | 124.8717
28.08. | 15 | 124.8717
28.08. | 16 | 124.8717
28.08. | 17 | 124.8717
28.08. | 18 | 124.8717
28.08. | 19 | 124.8717
28.08. | 20 | 124.8717
28.08. | 21 | 124.8717
28.08. | 22 | 124.8717
28.08. | 23 | 124.8717
28.08. | 24 | 124.8717
29.08. | 1 | 124.8717
29.08. | 2 | 124.8717
29.08. | 3 | 124.8717
29.08. | 4 | 124.8717
29.08. | 5 | 124.8717
29.08. | 6 | 124.8717
29.08. | 7 | 124.8717
29.08. | 8 | 124.8717
29.08. | 9 | 124.8717
29.08. | 10 | 124.8717
29.08. | 11 | 124.8717
29.08. | 12 | 124.8717
29.08. | 13 | 124.8717
29.08. | 14 | 124.8717
29.08. | 15 | 124.8717
29.08. | 16 | 124.8717
29.08. | 17 | 124.8717
29.08. | 18 | 124.8717
29.08. | 19 | 124.8717
29.08. | 20 | 124.8717
29.08. | 21 | 124.8717
29.08. | 22 | 124.8717
29.08. | 23 | 124.8717
29.08. | 24 | 124.8717
30.08. | 1 | 124.8717
30.08. | 2 | 124.8717
30.08. | 3 | 124.8717
30.08. | 4 | 124.8717
30.08. | 5 | 124.8717
30.08. | 6 | 124.8717
30.08. | 7 | 124.8717
30.08. | 8 | 124.8717
30.08. | 9 | 124.8717
30.08. | 10 | 124.8717
30.08. | 11 | 124.8717
30.08. | 12 | 124.8717
30.08. | 13 | 124.8717
30.08. | 14 | 124.8717
30.08. | 15 | 124.8717
30.08. | 16 | 124.8717
30.08. | 17 | 124.8717
30.08. | 18 | 124.8717
30.08. | 19 | 124.8717
30.08. | 20 | 124.8717
30.08. | 21 | 124.8717
30.08. | 22 | 124.8717
30.08. | 23 | 124.8717
30.08. | 24 | 124.8717
31.08. | 1 | 124.8717
31.08. | 2 | 124.8717
31.08. | 3 | 124.8717
31.08. | 4 | 124.8717
31.08. | 5 | 124.8717
31.08. | 6 | 124.8717
31.08. | 7 | 124.8717
31.08. | 8 | 124.8717
31.08. | 9 | 124.8717
31.08. | 10 | 124.8717
31.08. | 11 | 124.8717
31.08. | 12 | 124.8717
31.08. | 13 | 124.8717
31.08. | 14 | 124.8717
31.08. | 15 | 124.8717
31.08. | 16 | 124.8717
31.08. | 17 | 124.8717
31.08. | 18 | 124.8717
31.08. | 19 | 124.8717
31.08. | 20 | 124.8717
31.08. | 21 | 124.8717
31.08. | 22 | 124.8717
31.08. | 23 | 124.8717
31.08. | 24 | 124.8717
01.09. | 1 | 124.8717
01.09. | 2 | 124.8717
01.09. | 3 | 124.8717
01.09. | 4 | 124.8717
01.09. | 5 | 124.8717
01.09. | 6 | 124.8717
01.09. | 7 | 124.8717
01.09. | 8 | 124.8717
01.09. | 9 | 124.8717
01.09. | 10 | 124.8717
01.09. | 11 | 124.8717
01.09. | 12 | 124.8717
01.09. | 13 | 124.8717
01.09. | 14 | 124.8717
01.09. | 15 | 124.8717
01.09. | 16 | 124.8717
01.09. | 17 | 124.8717
01.09. | 18 | 124.8717
01.09. | 19 | 124.8717
01.09. | 20 | 124.8717
01.09. | 21 | 124.8717
01.09. | 22 | 124.8717
01.09. | 23 | 124.8717
01.09. | 24 | 124.8717
02.09. | 1 | 124.8717
02.09. | 2 | 124.8717
02.09. | 3 | 124.8717
02.09. | 4 | 124.8717
02.09. | 5 | 124.8717
02.09. | 6 | 124.8717
02.09. | 7 | 124.8717
02.09. | 8 | 124.8717
02.09. | 9 | 124.8717
02.09. | 10 | 124.8717
02.09. | 11 | 124.8717
02.09. | 12 | 124.8717
02.09. | 13 | 124.8717
02.09. | 14 | 124.8717
02.09. | 15 | 124.8717
02.09. | 16 | 124.8717
02.09. | 17 | 124.8717
02.09. | 18 | 124.8717
02.09. | 19 | 124.8717
02.09. | 20 | 124.8717
02.09. | 21 | 124.8717
02.09. | 22 | 124.8717
02.09. | 23 | 124.8717
02.09. | 24 | 124.8717
03.09. | 1 | 124.8717
03.09. | 2 | 124.8717
03.09. | 3 | 124.8717
03.09. | 4 | 124.8717
03.09. | 5 | 124.8717
03.09. | 6 | 124.8717
03.09. | 7 | 124.8717
03.09. | 8 | 124.8717
03.09. | 9 | 124.8717
03.09. | 10 | 124.8717
03.09. | 11 | 124.8717
03.09. | 12 | 124.8717
03.09. | 13 | 124.8717
03.09. | 14 | 124.8717
03.09. | 15 | 124.8717
03.09. | 16 | 124.8717
03.09. | 17 | 124.8717
03.09. | 18 | 124.8717
03.09. | 19 | 124.8717
03.09. | 20 | 124.8717
03.09. | 21 | 124.8717
03.09. | 22 | 124.8717
03.09. | 23 | 124.8717
03.09. | 24 | 124.8717
04.09. | 1 | 124.8717
04.09. | 2 | 124.8717
04.09. | 3 | 124.8717
04.09. | 4 | 124.8717
04.09. | 5 | 124.8717
04.09. | 6 | 124.8717
04.09. | 7 | 124.8717
04.09. | 8 | 124.8717
04.09. | 9 | 124.8717
04.09. | 10 | 124.8717
04.09. | 11 | 124.8717
04.09. | 12 | 124.8717
04.09. | 13 | 124.8717
04.09. | 14 | 124.8717
04.09. | 15 | 124.8717
04.09. | 16 | 124.8717
04.09. | 17 | 124.8717
04.09. | 18 | 124.8717
04.09. | 19 | 124.8717
04.09. | 20 | 124.8717
04.09. | 21 | 124.8717
04.09. | 22 | 124.8717
04.09. | 23 | 124.8717
04.09. | 24 | 124.8717
05.09. | 1 | 124.8717
05.09. | 2 | 124.8717
05.09. | 3 | 124.8717
05.09. | 4 | 124.8717
05.09. | 5 | 124.8717
05.09. | 6 | 124.8717
05.09. | 7 | 124.8717
05.09. | 8 | 124.8717
05.09. | 9 | 124.8717
05.09. | 10 | 124.8717
05.09. | 11 | 124.8717
05.09. | 12 | 124.8717
05.09. | 13 | 124.8717
05.09. | 14 | 124.8717
05.09. | 15 | 124.8717
05.09. | 16 | 124.8717
05.09. | 17 | 124.8717
05.09. | 18 | 124.8717
05.09. | 19 | 124.8717
05.09. | 20 | 124.8717
05.09. | 21 | 124.8717
05.09. | 22 | 124.8717
05.09. | 23 | 124.8717
05.09. | 24 | 124.8717
06.09. | 1 | 124.8717
06.09. | 2 | 124.8717
06.09. | 3 | 124.8717
06.09. | 4 | 124.8717
06.09. | 5 | 124.8717
06.09. | 6 | 124.8717
06.09. | 7 | 124.8717
06.09. | 8 | 124.8717
06.09. | 9 | 124.8717
06.09. | 10 | 124.8717
06.09. | 11 | 124.8717
06.09. | 12 | 124.8717
06.09. | 13 | 124.8717
06.09. | 14 | 124.8717
06.09. | 15 | 124.8717
06.09. | 16 | 124.8717
06.09. | 17 | 124.8717
06.09. | 18 | 124.8717
06.09. | 19 | 124.8717
06.09. | 20 | 124.8717
06.09. | 21 | 124.8717
06.09. | 22 | 124.8717
06.09. | 23 | 124.8717
06.09. | 24 | 124.8717
07.09. | 1 | 124.8717
07.09. | 2 | 124.8717
07.09. | 3 | 124.8717
07.09. | 4 | 124.8717
07.09. | 5 | 124.8717
07.09. | 6 | 124.8717
07.09. | 7 | 124.8717
07.09. | 8 | 124.8717
07.09. | 9 | 124.8717
07.09. | 10 | 124.8717
07.09. | 11 | 124.8717
07.09. | 12 | 124.8717
07.09. | 13 | 124.8717
07.09. | 14 | 124.8717
07.09. | 15 | 124.8717
07.09. | 16 | 124.8717
07.09. | 17 | 124.8717
07.09. | 18 | 124.8717
07.09. | 19 | 124.8717
07.09. | 20 | 124.8717
07.09. | 21 | 124.8717
07.09. | 22 | 124.8717
07.09. | 23 | 124.8717
07.09. | 24 | 124.8717
08.09. | 1 | 124.8717
08.09. | 2 | 124.8717
08.09. | 3 | 124.8717
08.09. | 4 | 124.8717
08.09. | 5 | 124.8717
08.09. | 6 | 124.8717
08.09. | 7 | 124.8717
08.09. | 8 | 124.8717
08.09. | 9 | 124.8717
08.09. | 10 | 124.8717
08.09. | 11 | 124.8717
08.09. | 12 | 124.8717
08.09. | 13 | 124.8717
08.09. | 14 | 124.8717
08.09. | 15 | 124.8717
08.09. | 16 | 124.8717
08.09. | 17 | 124.8717
08.09. | 18 | 124.8717
08.09. | 19 | 124.8717
08.09. | 20 | 124.8717
08.09. | 21 | 124.8717
08.09. | 22 | 124.8717
08.09. | 23 | 124.8717
08.09. | 24 | 124.8717
09.09. | 1 | 124.8717
09.09. | 2 | 124.8717
09.09. | 3 | 124.8717
09.09. | 4 | 124.8717
09.09. | 5 | 124.8717
09.09. | 6 | 124.8717
09.09. | 7 | 124.8717
09.09. | 8 | 124.8717
09.09. | 9 | 124.8717
09.09. | 10 | 124.8717
09.09. | 11 | 124.8717
09.09. | 12 | 124.8717
09.09. | 13 | 124.8717
09.09. | 14 | 124.8717
09.09. | 15 | 124.8717
09.09. | 16 | 124.8717
09.09. | 17 | 124.8717
09.09. | 18 | 124.8717
09.09. | 19 | 124.8717
09.09. | 20 | 124.8717
09.09. | 21 | 124.8717
09.09. | 22 | 124.8717
09.09. | 23 | 124.8717
09.09. | 24 | 124.8717
10.09. | 1 | 124.8717
10.09. | 2 | 124.8717
10.09. | 3 | 124.8717
10.09. | 4 | 124.8717
10.09. | 5 | 124.8717
10.09. | 6 | 124.8717
10.09. | 7 | 124.8717
10.09. | 8 | 124.8717
10.09. | 9 | 124.8717
10.09. | 10 | 124.8717
10.09. | 11 | 124.8717
10.09. | 12 | 124.8717
10.09. | 13 | 124.8717
10.09. | 14 | 124.8717
10.09. | 15 | 124.8717
10.09. | 16 | 124.8717
10.09. | 17 | 124.8717
10.09. | 18 | 124.8717
10.09. | 19 | 124.8717
10.09. | 20 | 124.8717
10.09. | 21 | 124.8717
10.09. | 22 | 124.8717
10.09. | 23 | 124.8717
10.09. | 24 | 124.8717
11.09. | 1 | 124.8717
11.09. | 2 | 124.8717
11.09. | 3 | 124.8717
11.09. | 4 | 124.8717
11.09. | 5 | 124.8717
11.09. | 6 | 124.8717
11.09. | 7 | 124.8717
11.09. | 8 | 124.8717
11.09. | 9 | 124.8717
11.09. | 10 | 124.8717
11.09. | 11 | 124.8717
11.09. | 12 | 124.8717
11.09. | 13 | 124.8717
11.09. | 14 | 124.8717
11.09. | 15 | 124.8717
11.09. | 16 | 124.8717
11.09. | 17 | 124.8717
11.09. | 18 | 124.8717
11.09. | 19 | 124.8717
11.09. | 20 | 124.8717
11.09. | 21 | 124.8717
11.09. | 22 | 124.8717
11.09. | 23 | 124.8717
11.09. | 24 | 124.8717
12.09. | 1 | 124.8717
12.09. | 2 | 124.8717
12.09. | 3 | 124.8717
12.09. | 4 | 124.8717
12.09. | 5 | 124.8717
12.09. | 6 | 124.8717
12.09. | 7 | 124.8717
12.09. | 8 | 124.8717
12.09. | 9 | 124.8717
12.09. | 10 | 124.8717
12.09. | 11 | 124.8717
12.09. | 12 | 124.8717
12.09. | 13 | 124.8717
12.09. | 14 | 124.8717
12.09. | 15 | 124.8717
12.09. | 16 | 124.8717
12.09. | 17 | 124.8717
12.09. | 18 | 124.8717
12.09. | 19 | 124.8717
12.09. | 20 | 124.8717
12.09. | 21 | 124.8717
12.09. | 22 | 124.8717
12.09. | 23 | 124.8717
12.09. | 24 | 124.8717
13.09. | 1 | 124.8717
13.09. | 2 | 124.8717
13.09. | 3 | 124.8717
13.09. | 4 | 124.8717
13.09. | 5 | 124.8717
13.09. | 6 | 124.8717
13.09. | 7 | 124.8717
13.09. | 8 | 124.8717
13.09. | 9 | 124.8717
13.09. | 10 | 124.8717
13.09. | 11 | 124.8717
13.09. | 12 | 124.8717
13.09. | 13 | 124.8717
13.09. | 14 | 124.8717
13.09. | 15 | 124.8717
13.09. | 16 | 124.8717
13.09. | 17 | 124.8717
13.09. | 18 | 124.8717
13.09. | 19 | 124.8717
13.09. | 20 | 124.8717
13.09. | 21 | 124.8717
13.09. | 22 | 124.8717
13.09. | 23 | 124.8717
13.09. | 24 | 124.8717
14.09. | 1 | 124.8717
14.09. | 2 | 124.8717
14.09. | 3 | 124.8717
14.09. | 4 | 124.8717
14.09. | 5 | 124.8717
14.09. | 6 | 124.8717
14.09. | 7 | 124.8717
14.09. | 8 | 124.8717
14.09. | 9 | 124.8717
14.09. | 10 | 124.8717
14.09. | 11 | 124.8717
14.09. | 12 | 124.8717
14.09. | 13 | 124.8717
14.09. | 14 | 124.8717
14.09. | 15 | 124.8717
14.09. | 16 | 124.8717
14.09. | 17 | 124.8717
14.09. | 18 | 124.8717
14.09. | 19 | 124.8717
14.09. | 20 | 124.8717
14.09. | 21 | 124.8717
14.09. | 22 | 124.8717
14.09. | 23 | 124.8717
14.09. | 24 | 124.8717
15.09. | 1 | 124.8717
15.09. | 2 | 124.8717
15.09. | 3 | 124.8717
15.09. | 4 | 124.8717
15.09. | 5 | 124.8717
15.09. | 6 | 124.8717
15.09. | 7 | 124.8717
15.09. | 8 | 124.8717
15.09. | 9 | 124.8717
15.09. | 10 | 124.8717
15.09. | 11 | 124.8717
15.09. | 12 | 124.8717
15.09. | 13 | 124.8717
15.09. | 14 | 124.8717
15.09. | 15 | 124.8717
15.09. | 16 | 124.8717
15.09. | 17 | 124.8717
15.09. | 18 | 124.8717
15.09. | 19 | 124.8717
15.09. | 20 | 124.8717
15.09. | 21 | 124.8717
15.09. | 22 | 124.8717
15.09. | 23 | 124.8717
15.09. | 24 | 124.8717
16.09. | 1 | 124.8717
16.09. | 2 | 124.8717
16.09. | 3 | 124.8717
16.09. | 4 | 124.8717
16.09. | 5 | 124.8717
16.09. | 6 | 124.8717
16.09. | 7 | 124.8717
16.09. | 8 | 124.8717
16.09. | 9 | 124.8717
16.09. | 10 | 124.8717
16.09. | 11 | 124.8717
16.09. | 12 | 124.8717
16.09. | 13 | 124.8717
16.09. | 14 | 124.8717
16.09. | 15 | 124.8717
16.09. | 16 | 124.8717
16.09. | 17 | 124.8717
16.09. | 18 | 124.8717
16.09. | 19 | 124.8717
16.09. | 20 | 124.8717
16.09. | 21 | 124.8717
16.09. | 22 | 124.8717
16.09. | 23 | 124.8717
16.09. | 24 | 124.8717
17.09. | 1 | 124.8717
17.09. | 2 | 124.8717
17.09. | 3 | 124.8717
17.09. | 4 | 124.8717
17.09. | 5 | 124.8717
17.09. | 6 | 124.8717
17.09. | 7 | 124.8717
17.09. | 8 | 124.8717
17.09. | 9 | 124.8717
17.09. | 10 | 124.8717
17.09. | 11 | 124.8717
17.09. | 12 | 124.8717
17.09. | 13 | 124.8717
17.09. | 14 | 124.8717
17.09. | 15 | 124.8717
17.09. | 16 | 124.8717
17.09. | 17 | 124.8717
17.09. | 18 | 124.8717
17.09. | 19 | 124.8717
17.09. | 20 | 124.8717
17.09. | 21 | 124.8717
17.09. | 22 | 124.8717
17.09. | 23 | 124.8717
17.09. | 24 | 124.8717
18.09. | 1 | 124.8717
18.09. | 2 | 124.8717
18.09. | 3 | 124.8717
18.09. | 4 | 124.8717
18.09. | 5 | 124.8717
18.09. | 6 | 124.8717
18.09. | 7 | 124.8717
18.09. | 8 | 124.8717
18.09. | 9 | 124.8717
18.09. | 10 | 124.8717
18.09. | 11 | 124.8717
18.09. | 12 | 124.8717
18.09. | 13 | 124.8717
18.09. | 14 | 124.8717
18.09. | 15 | 124.8717
18.09. | 16 | 124.8717
18.09. | 17 | 124.8717
18.09. | 18 | 124.8717
18.09. | 19 | 124.8717
18.09. | 20 | 124.8717
18.09. | 21 | 124.8717
18.09. | 22 | 124.8717
18.09. | 23 | 124.8717
18.09. | 24 | 124.8717
19.09. | 1 | 124.8717
19.09. | 2 | 124.8717
19.09. | 3 | 124.8717
19.09. | 4 | 124.8717
19.09. | 5 | 124.8717
19.09. | 6 | 124.8717
19.09. | 7 | 124.8717
19.09. | 8 | 124.8717
19.09. | 9 | 124.8717
19.09. | 10 | 124.8717
19.09. | 11 | 124.8717
19.09. | 12 | 124.8717
19.09. | 13 | 124.8717
19.09. | 14 | 124.8717
19.09. | 15 | 124.8717
19.09. | 16 | 124.8717
19.09. | 17 | 124.8717
19.09. | 18 | 124.8717
19.09. | 19 | 124.8717
19.09. | 20 | 124.8717
19.09. | 21 | 124.8717
19.09. | 22 | 124.8717
19.09. | 23 | 124.8717
19.09. | 24 | 124.8717
20.09. | 1 | 124.8717
20.09. | 2 | 124.8717
20.09. | 3 | 124.8717
20.09. | 4 | 124.8717
20.09. | 5 | 124.8717
20.09. | 6 | 124.8717
20.09. | 7 | 124.8717
20.09. | 8 | 124.8717
20.09. | 9 | 124.8717
20.09. | 10 | 124.8717
20.09. | 11 | 124.8717
20.09. | 12 | 124.8717
20.09. | 13 | 124.8717
20.09. | 14 | 124.8717
20.09. | 15 | 124.8717
20.09. | 16 | 124.8717
20.09. | 17 | 124.8717
20.09. | 18 | 124.8717
20.09. | 19 | 124.8717
20.09. | 20 | 124.8717
20.09. | 21 | 124.8717
20.09. | 22 | 124.8717
20.09. | 23 | 124.8717
20.09. | 24 | 124.8717
21.09. | 1 | 124.8717
21.09. | 2 | 124.8717
21.09. | 3 | 124.8717
21.09. | 4 | 124.8717
21.09. | 5 | 124.8717
21.09. | 6 | 124.8717
21.09. | 7 | 124.8717
21.09. | 8 | 124.8717
21.09. | 9 | 124.8717
21.09. | 10 | 124.8717
21.09. | 11 | 124.8717
21.09. | 12 | 124.8717
21.09. | 13 | 124.8717
21.09. | 14 | 124.8717
21.09. | 15 | 124.8717
21.09. | 16 | 124.8717
21.09. | 17 | 124.8717
21.09. | 18 | 124.8717
21.09. | 19 | 124.8717
21.09. | 20 | 124.8717
21.09. | 21 | 124.8717
21.09. | 22 | 124.8717
21.09. | 23 | 124.8717
21.09. | 24 | 124.8717
22.09. | 1 | 124.8717
22.09. | 2 | 124.8717
22.09. | 3 | 124.8717
22.09. | 4 | 124.8717
22.09. | 5 | 124.8717
22.09. | 6 | 124.8717
22.09. | 7 | 124.8717
22.09. | 8 | 124.8717
22.09. | 9 | 124.8717
22.09. | 10 | 124.8717
22.09. | 11 | 124.8717
22.09. | 12 | 124.8717
22.09. | 13 | 124.8717
22.09. | 14 | 124.8717
22.09. | 15 | 124.8717
22.09. | 16 | 124.8717
22.09. | 17 | 124.8717
22.09. | 18 | 124.8717
22.09. | 19 | 124.8717
22.09. | 20 | 124.8717
22.09. | 21 | 124.8717
22.09. | 22 | 124.8717
22.09. | 23 | 124.8717
22.09. | 24 | 124.8717
23.09. | 1 | 124.8717
23.09. | 2 | 124.8717
23.09. | 3 | 124.8717
23.09. | 4 | 124.8717
23.09. | 5 | 124.8717
23.09. | 6 | 124.8717
23.09. | 7 | 124.8717
23.09. | 8 | 124.8717
23.09. | 9 | 124.8717
23.09. | 10 | 124.8717
23.09. | 11 | 124.8717
23.09. | 12 | 124.8717
23.09. | 13 | 124.8717
23.09. | 14 | 124.8717
23.09. | 15 | 124.8717
23.09. | 16 | 124.8717
23.09. | 17 | 124.8717
23.09. | 18 | 124.8717
23.09. | 19 | 124.8717
23.09. | 20 | 124.8717
23.09. | 21 | 124.8717
23.09. | 22 | 124.8717
23.09. | 23 | 124.8717
23.09. | 24 | 124.8717
24.09. | 1 | 124.8717
24.09. | 2 | 124.8717
24.09. | 3 | 124.8717
24.09. | 4 | 124.8717
24.09. | 5 | 124.8717
24.09. | 6 | 124.8717
24.09. | 7 | 124.8717
24.09. | 8 | 124.8717
24.09. | 9 | 124.8717
24.09. | 10 | 124.8717
24.09. | 11 | 124.8717
24.09. | 12 | 124.8717
24.09. | 13 | 124.8717
24.09. | 14 | 124.8717
24.09. | 15 | 124.8717
24.09. | 16 | 124.8717
24.09. | 17 | 124.8717
24.09. | 18 | 124.8717
24.09. | 19 | 124.8717
24.09. | 20 | 124.8717
24.09. | 21 | 124.8717
24.09. | 22 | 124.8717
24.09. | 23 | 124.8717
24.09. | 24 | 124.8717
25.09. | 1 | 124.8717
25.09. | 2 | 124.8717
25.09. | 3 | 124.8717
25.09. | 4 | 124.8717
25.09. | 5 | 124.8717
25.09. | 6 | 124.8717
25.09. | 7 | 124.8717
25.09. | 8 | 124.8717
25.09. | 9 | 124.8717
25.09. | 10 | 124.8717
25.09. | 11 | 124.8717
25.09. | 12 | 124.8717
25.09. | 13 | 124.8717
25.09. | 14 | 124.8717
25.09. | 15 | 124.8717
25.09. | 16 | 124.8717
25.09. | 17 | 124.8717
25.09. | 18 | 124.8717
25.09. | 19 | 124.8717
25.09. | 20 | 124.8717
25.09. | 21 | 124.8717
25.09. | 22 | 124.8717
25.09. | 23 | 124.8717
25.09. | 24 | 124.8717
26.09. | 1 | 124.8717
26.09. | 2 | 124.8717
26.09. | 3 | 124.8717
26.09. | 4 | 124.8717
26.09. | 5 | 124.8717
26.09. | 6 | 124.8717
26.09. | 7 | 124.8717
26.09. | 8 | 124.8717
26.09. | 9 | 124.8717
26.09. | 10 | 124.8717
26.09. | 11 | 124.8717
26.09. | 12 | 124.8717
26.09. | 13 | 124.8717
26.09. | 14 | 124.8717
26.09. | 15 | 124.8717
26.09. | 16 | 124.8717
26.09. | 17 | 124.8717
26.09. | 18 | 124.8717
26.09. | 19 | 124.8717
26.09. | 20 | 124.8717
26.09. | 21 | 124.8717
26.09. | 22 | 124.8717
26.09. | 23 | 124.8717
26.09. | 24 | 124.8717
27.09. | 1 | 124.8717
27.09. | 2 | 124.8717
27.09. | 3 | 124.8717
27.09. | 4 | 124.8717
27.09. | 5 | 124.8717
27.09. | 6 | 124.8717
27.09. | 7 | 124.8717
27.09. | 8 | 124.8717
27.09. | 9 | 124.8717
27.09. | 10 | 124.8717
27.09. | 11 | 124.8717
27.09. | 12 | 124.8717
27.09. | 13 | 124.8717
27.09. | 14 | 124.8717
27.09. | 15 | 124.8717
27.09. | 16 | 124.8717
27.09. | 17 | 124.8717
27.09. | 18 | 124.8717
27.09. | 19 | 124.8717
27.09. | 20 | 124.8717
27.09. | 21 | 124.8717
27.09. | 22 | 124.8717
27.09. | 23 | 124.8717
27.09. | 24 | 124.8717
28.09. | 1 | 124.8717
28.09. | 2 | 124.8717
28.09. | 3 | 124.8717
28.09. | 4 | 124.8717
28.09. | 5 | 124.8717
28.09. | 6 | 124.8717
28.09. | 7 | 124.8717
28.09. | 8 | 124.8717
28.09. | 9 | 124.8717
28.09. | 10 | 124.8717
28.09. | 11 | 124.8717
28.09. | 12 | 124.8717
28.09. | 13 | 124.8717
28.09. | 14 | 124.8717
28.09. | 15 | 124.8717
28.09. | 16 | 124.8717
28.09. | 17 | 124.8717
28.09. | 18 | 124.8717
28.09. | 19 | 124.8717
28.09. | 20 | 124.8717
28.09. | 21 | 124.8717
28.09. | 22 | 124.8717
28.09. | 23 | 124.8717
28.09. | 24 | 124.8717
29.09. | 1 | 124.8717
29.09. | 2 | 124.8717
29.09. | 3 | 124.8717
29.09. | 4 | 124.8717
29.09. | 5 | 124.8717
29.09. | 6 | 124.8717
29.09. | 7 | 124.8717
29.09. | 8 | 124.8717
29.09. | 9 | 124.8717
29.09. | 10 | 124.8717
29.09. | 11 | 124.8717
29.09. | 12 | 124.8717
29.09. | 13 | 124.8717
29.09. | 14 | 124.8717
29.09. | 15 | 124.8717
29.09. | 16 | 124.8717
29.09. | 17 | 124.8717
29.09. | 18 | 124.8717
29.09. | 19 | 124.8717
29.09. | 20 | 124.8717
29.09. | 21 | 124.8717
29.09. | 22 | 124.8717
29.09. | 23 | 124.8717
29.09. | 24 | 124.8717
30.09. | 1 | 124.8717
30.09. | 2 | 124.8717
30.09. | 3 | 124.8717
30.09. | 4 | 124.8717
30.09. | 5 | 124.8717
30.09. | 6 | 124.8717
30.09. | 7 | 124.8717
30.09. | 8 | 124.8717
30.09. | 9 | 124.8717
30.09. | 10 | 124.8717
30.09. | 11 | 124.8717
30.09. | 12 | 124.8717
30.09. | 13 | 124.8717
30.09. | 14 | 124.8717
30.09. | 15 | 124.8717
30.09. | 16 | 124.8717
30.09. | 17 | 124.8717
30.09. | 18 | 124.8717
30.09. | 19 | 124.8717
30.09. | 20 | 124.8717
30.09. | 21 | 124.8717
30.09. | 22 | 124.8717
30.09. | 23 | 124.8717
30.09. | 24 | 124.8717
01.10. | 1 | 124.8717
01.10. | 2 | 124.8717
01.10. | 3 | 124.8717
01.10. | 4 | 124.8717
01.10. | 5 | 124.8717
01.10. | 6 | 124.8717
01.10. | 7 | 124.8717
01.10. | 8 | 124.8717
01.10. | 9 | 124.8717
01.10. | 10 | 124.8717
01.10. | 11 | 124.8717
01.10. | 12 | 124.8717
01.10. | 13 | 124.8717
01.10. | 14 | 124.8717
01.10. | 15 | 124.8717
01.10. | 16 | 124.8717
01.10. | 17 | 124.8717
01.10. | 18 | 124.8717
01.10. | 19 | 124.8717
01.10. | 20 | 124.8717
01.10. | 21 | 124.8717
01.10. | 22 | 124.8717
01.10. | 23 | 124.8717
01.10. | 24 | 124.8717
02.10. | 1 | 124.8717
02.10. | 2 | 124.8717
02.10. | 3 | 124.8717
02.10. | 4 | 124.8717
02.10. | 5 | 124.8717
02.10. | 6 | 124.8717
02.10. | 7 | 124.8717
02.10. | 8 | 124.8717
02.10. | 9 | 124.8717
02.10. | 10 | 124.8717
02.10. | 11 | 124.8717
02.10. | 12 | 124.8717
02.10. | 13 | 124.8717
02.10. | 14 | 124.8717
02.10. | 15 | 124.8717
02.10. | 16 | 124.8717
02.10. | 17 | 124.8717
02.10. | 18 | 124.8717
02.10. | 19 | 124.8717
02.10. | 20 | 124.8717
02.10. | 21 | 124.8717
02.10. | 22 | 124.8717
02.10. | 23 | 124.8717
02.10. | 24 | 124.8717
03.10. | 1 | 124.8717
03.10. | 2 | 124.8717
03.10. | 3 | 124.8717
03.10. | 4 | 124.8717
03.10. | 5 | 124.8717
03.10. | 6 | 124.8717
03.10. | 7 | 124.8717
03.10. | 8 | 124.8717
03.10. | 9 | 124.8717
03.10. | 10 | 124.8717
03.10. | 11 | 124.8717
03.10. | 12 | 124.8717
03.10. | 13 | 124.8717
03.10. | 14 | 124.8717
03.10. | 15 | 124.8717
03.10. | 16 | 124.8717
03.10. | 17 | 124.8717
03.10. | 18 | 124.8717
03.10. | 19 | 124.8717
03.10. | 20 | 124.8717
03.10. | 21 | 124.8717
03.10. | 22 | 124.8717
03.10. | 23 | 124.8717
03.10. | 24 | 124.8717
04.10. | 1 | 124.8717
04.10. | 2 | 124.8717
04.10. | 3 | 124.8717
04.10. | 4 | 124.8717
04.10. | 5 | 124.8717
04.10. | 6 | 124.8717
04.10. | 7 | 124.8717
04.10. | 8 | 124.8717
04.10. | 9 | 124.8717
04.10. | 10 | 124.8717
04.10. | 11 | 124.8717
04.10. | 12 | 124.8717
04.10. | 13 | 124.8717
04.10. | 14 | 124.8717
04.10. | 15 | 124.8717
04.10. | 16 | 124.8717
04.10. | 17 | 124.8717
04.10. | 18 | 124.8717
04.10. | 19 | 124.8717
04.10. | 20 | 124.8717
04.10. | 21 | 124.8717
04.10. | 22 | 124.8717
04.10. | 23 | 124.8717
04.10. | 24 | 124.8717
05.10. | 1 | 124.8717
05.10. | 2 | 124.8717
05.10. | 3 | 124.8717
05.10. | 4 | 124.8717
05.10. | 5 | 124.8717
05.10. | 6 | 124.8717
05.10. | 7 | 124.8717
05.10. | 8 | 124.8717
05.10. | 9 | 124.8717
05.10. | 10 | 124.8717
05.10. | 11 | 124.8717
05.10. | 12 | 124.8717
05.10. | 13 | 124.8717
05.10. | 14 | 124.8717
05.10. | 15 | 124.8717
05.10. | 16 | 124.8717
05.10. | 17 | 124.8717
05.10. | 18 | 124.8717
05.10. | 19 | 124.8717
05.10. | 20 | 124.8717
05.10. | 21 | 124.8717
05.10. | 22 | 124.8717
05.10. | 23 | 124.8717
05.10. | 24 | 124.8717
06.10. | 1 | 124.8717
06.10. | 2 | 124.8717
06.10. | 3 | 124.8717
06.10. | 4 | 124.8717
06.10. | 5 | 124.8717
06.10. | 6 | 124.8717
06.10. | 7 | 124.8717
06.10. | 8 | 124.8717
06.10. | 9 | 124.8717
06.10. | 10 | 124.8717
06.10. | 11 | 124.8717
06.10. | 12 | 124.8717
06.10. | 13 | 124.8717
06.10. | 14 | 124.8717
06.10. | 15 | 124.8717
06.10. | 16 | 124.8717
06.10. | 17 | 124.8717
06.10. | 18 | 124.8717
06.10. | 19 | 124.8717
06.10. | 20 | 124.8717
06.10. | 21 | 124.8717
06.10. | 22 | 124.8717
06.10. | 23 | 124.8717
06.10. | 24 | 124.8717
07.10. | 1 | 124.8717
07.10. | 2 | 124.8717
07.10. | 3 | 124.8717
07.10. | 4 | 124.8717
07.10. | 5 | 124.8717
07.10. | 6 | 124.8717
07.10. | 7 | 124.8717
07.10. | 8 | 124.8717
07.10. | 9 | 124.8717
07.10. | 10 | 124.8717
07.10. | 11 | 124.8717
07.10. | 12 | 124.8717
07.10. | 13 | 124.8717
07.10. | 14 | 124.8717
07.10. | 15 | 124.8717
07.10. | 16 | 124.8717
07.10. | 17 | 124.8717
07.10. | 18 | 124.8717
07.10. | 19 | 124.8717
07.10. | 20 | 124.8717
07.10. | 21 | 124.8717
07.10. | 22 | 124.8717
07.10. | 23 | 124.8717
07.10. | 24 | 124.8717
08.10. | 1 | 124.8717
08.10. | 2 | 124.8717
08.10. | 3 | 124.8717
08.10. | 4 | 124.8717
08.10. | 5 | 124.8717
08.10. | 6 | 124.8717
08.10. | 7 | 124.8717
08.10. | 8 | 124.8717
08.10. | 9 | 124.8717
08.10. | 10 | 124.8717
08.10. | 11 | 124.8717
08.10. | 12 | 124.8717
08.10. | 13 | 124.8717
08.10. | 14 | 124.8717
08.10. | 15 | 124.8717
08.10. | 16 | 124.8717
08.10. | 17 | 124.8717
08.10. | 18 | 124.8717
08.10. | 19 | 124.8717
08.10. | 20 | 124.8717
08.10. | 21 | 124.8717
08.10. | 22 | 124.8717
08.10. | 23 | 124.8717
08.10. | 24 | 124.8717
09.10. | 1 | 124.8717
09.10. | 2 | 124.8717
09.10. | 3 | 124.8717
09.10. | 4 | 124.8717
09.10. | 5 | 124.8717
09.10. | 6 | 124.8717
09.10. | 7 | 124.8717
09.10. | 8 | 124.8717
09.10. | 9 | 124.8717
09.10. | 10 | 124.8717
09.10. | 11 | 124.8717
09.10. | 12 | 124.8717
09.10. | 13 | 124.8717
09.10. | 14 | 124.8717
09.10. | 15 | 124.8717
09.10. | 16 | 124.8717
09.10. | 17 | 124.8717
09.10. | 18 | 124.8717
09.10. | 19 | 124.8717
09.10. | 20 | 124.8717
09.10. | 21 | 124.8717
09.10. | 22 | 124.8717
09.10. | 23 | 124.8717
09.10. | 24 | 124.8717
10.10. | 1 | 124.8717
10.10. | 2 | 124.8717
10.10. | 3 | 124.8717
10.10. | 4 | 124.8717
10.10. | 5 | 124.8717
10.10. | 6 | 124.8717
10.10. | 7 | 124.8717
10.10. | 8 | 124.8717
10.10. | 9 | 124.8717
10.10. | 10 | 124.8717
10.10. | 11 | 124.8717
10.10. | 12 | 124.8717
10.10. | 13 | 124.8717
10.10. | 14 | 124.8717
10.10. | 15 | 124.8717
10.10. | 16 | 124.8717
10.10. | 17 | 124.8717
10.10. | 18 | 124.8717
10.10. | 19 | 124.8717
10.10. | 20 | 124.8717
10.10. | 21 | 124.8717
10.10. | 22 | 124.8717
10.10. | 23 | 124.8717
10.10. | 24 | 124.8717
11.10. | 1 | 124.8717
11.10. | 2 | 124.8717
11.10. | 3 | 124.8717
11.10. | 4 | 124.8717
11.10. | 5 | 124.8717
11.10. | 6 | 124.8717
11.10. | 7 | 124.8717
11.10. | 8 | 124.8717
11.10. | 9 | 124.8717
11.10. | 10 | 124.8717
11.10. | 11 | 124.8717
11.10. | 12 | 124.8717
11.10. | 13 | 124.8717
11.10. | 14 | 124.8717
11.10. | 15 | 124.8717
11.10. | 16 | 124.8717
11.10. | 17 | 124.8717
11.10. | 18 | 124.8717
11.10. | 19 | 124.8717
11.10. | 20 | 124.8717
11.10. | 21 | 124.8717
11.10. | 22 | 124.8717
11.10. | 23 | 124.8717
11.10. | 24 | 124.8717
12.10. | 1 | 124.8717
12.10. | 2 | 124.8717
12.10. | 3 | 124.8717
12.10. | 4 | 124.8717
12.10. | 5 | 124.8717
12.10. | 6 | 124.8717
12.10. | 7 | 124.8717
12.10. | 8 | 124.8717
12.10. | 9 | 124.8717
12.10. | 10 | 124.8717
12.10. | 11 | 124.8717
12.10. | 12 | 124.8717
12.10. | 13 | 124.8717
12.10. | 14 | 124.8717
12.10. | 15 | 124.8717
12.10. | 16 | 124.8717
12.10. | 17 | 124.8717
12.10. | 18 | 124.8717
12.10. | 19 | 124.8717
12.10. | 20 | 124.8717
12.10. | 21 | 124.8717
12.10. | 22 | 124.8717
12.10. | 23 | 124.8717
12.10. | 24 | 124.8717
13.10. | 1 | 124.8717
13.10. | 2 | 124.8717
13.10. | 3 | 124.8717
13.10. | 4 | 124.8717
13.10. | 5 | 124.8717
13.10. | 6 | 124.8717
13.10. | 7 | 124.8717
13.10. | 8 | 124.8717
13.10. | 9 | 124.8717
13.10. | 10 | 124.8717
13.10. | 11 | 124.8717
13.10. | 12 | 124.8717
13.10. | 13 | 124.8717
13.10. | 14 | 124.8717
13.10. | 15 | 124.8717
13.10. | 16 | 124.8717
13.10. | 17 | 124.8717
13.10. | 18 | 124.8717
13.10. | 19 | 124.8717
13.10. | 20 | 124.8717
13.10. | 21 | 124.8717
13.10. | 22 | 124.8717
13.10. | 23 | 124.8717
13.10. | 24 | 124.8717
14.10. | 1 | 124.8717
14.10. | 2 | 124.8717
14.10. | 3 | 124.8717
14.10. | 4 | 124.8717
14.10. | 5 | 124.8717
14.10. | 6 | 124.8717
14.10. | 7 | 124.8717
14.10. | 8 | 124.8717
14.10. | 9 | 124.8717
14.10. | 10 | 124.8717
14.10. | 11 | 124.8717
14.10. | 12 | 124.8717
14.10. | 13 | 124.8717
14.10. | 14 | 124.8717
14.10. | 15 | 124.8717
14.10. | 16 | 124.8717
14.10. | 17 | 124.8717
14.10. | 18 | 124.8717
14.10. | 19 | 124.8717
14.10. | 20 | 124.8717
14.10. | 21 | 124.8717
14.10. | 22 | 124.8717
14.10. | 23 | 124.8717
14.10. | 24 | 124.8717
15.10. | 1 | 124.8717
15.10. | 2 | 124.8717
15.10. | 3 | 124.8717
15.10. | 4 | 124.8717
15.10. | 5 | 124.8717
15.10. | 6 | 124.8717
15.10. | 7 | 124.8717
15.10. | 8 | 124.8717
15.10. | 9 | 124.8717
15.10. | 10 | 124.8717
15.10. | 11 | 124.8717
15.10. | 12 | 124.8717
15.10. | 13 | 124.8717
15.10. | 14 | 124.8717
15.10. | 15 | 124.8717
15.10. | 16 | 124.8717
15.10. | 17 | 124.8717
15.10. | 18 | 124.8717
15.10. | 19 | 124.8717
15.10. | 20 | 124.8717
15.10. | 21 | 124.8717
15.10. | 22 | 124.8717
15.10. | 23 | 124.8717
15.10. | 24 | 124.8717
16.10. | 1 | 124.8717
16.10. | 2 | 124.8717
16.10. | 3 | 124.8717
16.10. | 4 | 124.8717
16.10. | 5 | 124.8717
16.10. | 6 | 124.8717
16.10. | 7 | 124.8717
16.10. | 8 | 124.8717
16.10. | 9 | 124.8717
16.10. | 10 | 124.8717
16.10. | 11 | 124.8717
16.10. | 12 | 124.8717
16.10. | 13 | 124.8717
16.10. | 14 | 124.8717
16.10. | 15 | 124.8717
16.10. | 16 | 124.8717
16.10. | 17 | 124.8717
16.10. | 18 | 124.8717
16.10. | 19 | 124.8717
16.10. | 20 | 124.8717
16.10. | 21 | 124.8717
16.10. | 22 | 124.8717
16.10. | 23 | 124.8717
16.10. | 24 | 124.8717
17.10. | 1 | 124.8717
17.10. | 2 | 124.8717
17.10. | 3 | 124.8717
17.10. | 4 | 124.8717
17.10. | 5 | 124.8717
17.10. | 6 | 124.8717
17.10. | 7 | 124.8717
17.10. | 8 | 124.8717
17.10. | 9 | 124.8717
17.10. | 10 | 124.8717
17.10. | 11 | 124.8717
17.10. | 12 | 124.8717
17.10. | 13 | 124.8717
17.10. | 14 | 124.8717
17.10. | 15 | 124.8717
17.10. | 16 | 124.8717
17.10. | 17 | 124.8717
17.10. | 18 | 124.8717
17.10. | 19 | 124.8717
17.10. | 20 | 124.8717
17.10. | 21 | 124.8717
17.10. | 22 | 124.8717
17.10. | 23 | 124.8717
17.10. | 24 | 124.8717
18.10. | 1 | 124.8717
18.10. | 2 | 124.8717
18.10. | 3 | 124.8717
18.10. | 4 | 124.8717
18.10. | 5 | 124.8717
18.10. | 6 | 124.8717
18.10. | 7 | 124.8717
18.10. | 8 | 124.8717
18.10. | 9 | 124.8717
18.10. | 10 | 124.8717
18.10. | 11 | 124.8717
18.10. | 12 | 124.8717
18.10. | 13 | 124.8717
18.10. | 14 | 124.8717
18.10. | 15 | 124.8717
18.10. | 16 | 124.8717
18.10. | 17 | 124.8717
18.10. | 18 | 124.8717
18.10. | 19 | 124.8717
18.10. | 20 | 124.8717
18.10. | 21 | 124.8717
18.10. | 22 | 124.8717
18.10. | 23 | 124.8717
18.10. | 24 | 124.8717
19.10. | 1 | 124.8717
19.10. | 2 | 124.8717
19.10. | 3 | 124.8717
19.10. | 4 | 124.8717
19.10. | 5 | 124.8717
19.10. | 6 | 124.8717
19.10. | 7 | 124.8717
19.10. | 8 | 124.8717
19.10. | 9 | 124.8717
19.10. | 10 | 124.8717
19.10. | 11 | 124.8717
19.10. | 12 | 124.8717
19.10. | 13 | 124.8717
19.10. | 14 | 124.8717
19.10. | 15 | 124.8717
19.10. | 16 | 124.8717
19.10. | 17 | 124.8717
19.10. | 18 | 124.8717
19.10. | 19 | 124.8717
19.10. | 20 | 124.8717
19.10. | 21 | 124.8717
19.10. | 22 | 124.8717
19.10. | 23 | 124.8717
19.10. | 24 | 124.8717
20.10. | 1 | 124.8717
20.10. | 2 | 124.8717
20.10. | 3 | 124.8717
20.10. | 4 | 124.8717
20.10. | 5 | 124.8717
20.10. | 6 | 124.8717
20.10. | 7 | 124.8717
20.10. | 8 | 124.8717
20.10. | 9 | 124.8717
20.10. | 10 | 124.8717
20.10. | 11 | 124.8717
20.10. | 12 | 124.8717
20.10. | 13 | 124.8717
20.10. | 14 | 124.8717
20.10. | 15 | 124.8717
20.10. | 16 | 124.8717
20.10. | 17 | 124.8717
20.10. | 18 | 124.8717
20.10. | 19 | 124.8717
20.10. | 20 | 124.8717
20.10. | 21 | 124.8717
20.10. | 22 | 124.8717
20.10. | 23 | 124.8717
20.10. | 24 | 124.8717
21.10. | 1 | 124.8717
21.10. | 2 | 124.8717
21.10. | 3 | 124.8717
21.10. | 4 | 124.8717
21.10. | 5 | 124.8717
21.10. | 6 | 124.8717
21.10. | 7 | 124.8717
21.10. | 8 | 124.8717
21.10. | 9 | 124.8717
21.10. | 10 | 124.8717
21.10. | 11 | 124.8717
21.10. | 12 | 124.8717
21.10. | 13 | 124.8717
21.10. | 14 | 124.8717
21.10. | 15 | 124.8717
21.10. | 16 | 124.8717
21.10. | 17 | 124.8717
21.10. | 18 | 124.8717
21.10. | 19 | 124.8717
21.10. | 20 | 124.8717
21.10. | 21 | 124.8717
21.10. | 22 | 124.8717
21.10. | 23 | 124.8717
21.10. | 24 | 124.8717
22.10. | 1 | 124.8717
22.10. | 2 | 124.8717
22.10. | 3 | 124.8717
22.10. | 4 | 124.8717
22.10. | 5 | 124.8717
22.10. | 6 | 124.8717
22.10. | 7 | 124.8717
22.10. | 8 | 124.8717
22.10. | 9 | 124.8717
22.10. | 10 | 124.8717
22.10. | 11 | 124.8717
22.10. | 12 | 124.8717
22.10. | 13 | 124.8717
22.10. | 14 | 124.8717
22.10. | 15 | 124.8717
22.10. | 16 | 124.8717
22.10. | 17 | 124.8717
22.10. | 18 | 124.8717
22.10. | 19 | 124.8717
22.10. | 20 | 124.8717
22.10. | 21 | 124.8717
22.10. | 22 | 124.8717
22.10. | 23 | 124.8717
22.10. | 24 | 124.8717
23.10. | 1 | 124.8717
23.10. | 2 | 124.8717
23.10. | 3 | 124.8717
23.10. | 4 | 124.8717
23.10. | 5 | 124.8717
23.10. | 6 | 124.8717
23.10. | 7 | 124.8717
23.10. | 8 | 124.8717
23.10. | 9 | 124.8717
23.10. | 10 | 124.8717
23.10. | 11 | 124.8717
23.10. | 12 | 124.8717
23.10. | 13 | 124.8717
23.10. | 14 | 124.8717
23.10. | 15 | 124.8717
23.10. | 16 | 124.8717
23.10. | 17 | 124.8717
23.10. | 18 | 124.8717
23.10. | 19 | 124.8717
23.10. | 20 | 124.8717
23.10. | 21 | 124.8717
23.10. | 22 | 124.8717
23.10. | 23 | 124.8717
23.10. | 24 | 124.8717
24.10. | 1 | 124.8717
24.10. | 2 | 124.8717
24.10. | 3 | 124.8717
24.10. | 4 | 124.8717
24.10. | 5 | 124.8717
24.10. | 6 | 124.8717
24.10. | 7 | 124.8717
24.10. | 8 | 124.8717
24.10. | 9 | 124.8717
24.10. | 10 | 124.8717
24.10. | 11 | 124.8717
24.10. | 12 | 124.8717
24.10. | 13 | 124.8717
24.10. | 14 | 124.8717
24.10. | 15 | 124.8717
24.10. | 16 | 124.8717
24.10. | 17 | 124.8717
24.10. | 18 | 124.8717
24.10. | 19 | 124.8717
24.10. | 20 | 124.8717
24.10. | 21 | 124.8717
24.10. | 22 | 124.8717
24.10. | 23 | 124.8717
24.10. | 24 | 124.8717
25.10. | 1 | 124.8717
25.10. | 2 | 124.8717
25.10. | 3 | 124.8717
25.10. | 4 | 124.8717
25.10. | 5 | 124.8717
25.10. | 6 | 124.8717
25.10. | 7 | 124.8717
25.10. | 8 | 124.8717
25.10. | 9 | 124.8717
25.10. | 10 | 124.8717
25.10. | 11 | 124.8717
25.10. | 12 | 124.8717
25.10. | 13 | 124.8717
25.10. | 14 | 124.8717
25.10. | 15 | 124.8717
25.10. | 16 | 124.8717
25.10. | 17 | 124.8717
25.10. | 18 | 124.8717
25.10. | 19 | 124.8717
25.10. | 20 | 124.8717
25.10. | 21 | 124.8717
25.10. | 22 | 124.8717
25.10. | 23 | 124.8717
25.10. | 24 | 124.8717
26.10. | 1 | 124.8717
26.10. | 2 | 124.8717
26.10. | 3 | 124.8717
26.10. | 4 | 124.8717
26.10. | 5 | 124.8717
26.10. | 6 | 124.8717
26.10. | 7 | 124.8717
26.10. | 8 | 124.8717
26.10. | 9 | 124.8717
26.10. | 10 | 124.8717
26.10. | 11 | 124.8717
26.10. | 12 | 124.8717
26.10. | 13 | 124.8717
26.10. | 14 | 124.8717
26.10. | 15 | 124.8717
26.10. | 16 | 124.8717
26.10. | 17 | 124.8717
26.10. | 18 | 124.8717
26.10. | 19 | 124.8717
26.10. | 20 | 124.8717
26.10. | 21 | 124.8717
26.10. | 22 | 124.8717
26.10. | 23 | 124.8717
26.10. | 24 | 124.8717
27.10. | 1 | 124.8717
27.10. | 2 | 124.8717
27.10. | 3 | 124.8717
27.10. | 4 | 124.8717
27.10. | 5 | 124.8717
27.10. | 6 | 124.8717
27.10. | 7 | 124.8717
27.10. | 8 | 124.8717
27.10. | 9 | 124.8717
27.10. | 10 | 124.8717
27.10. | 11 | 124.8717
27.10. | 12 | 124.8717
27.10. | 13 | 124.8717
27.10. | 14 | 124.8717
27.10. | 15 | 124.8717
27.10. | 16 | 124.8717
27.10. | 17 | 124.8717
27.10. | 18 | 124.8717
27.10. | 19 | 124.8717
27.10. | 20 | 124.8717
27.10. | 21 | 124.8717
27.10. | 22 | 124.8717
27.10. | 23 | 124.8717
27.10. | 24 | 124.8717
28.10. | 1 | 124.8717
28.10. | 2 | 124.8717
28.10. | 3 | 124.8717
28.10. | 4 | 124.8717
28.10. | 5 | 124.8717
28.10. | 6 | 124.8717
28.10. | 7 | 124.8717
28.10. | 8 | 124.8717
28.10. | 9 | 124.8717
28.10. | 10 | 124.8717
28.10. | 11 | 124.8717
28.10. | 12 | 124.8717
28.10. | 13 | 124.8717
28.10. | 14 | 124.8717
28.10. | 15 | 124.8717
28.10. | 16 | 124.8717
28.10. | 17 | 124.8717
28.10. | 18 | 124.8717
28.10. | 19 | 124.8717
28.10. | 20 | 124.8717
28.10. | 21 | 124.8717
28.10. | 22 | 124.8717
28.10. | 23 | 124.8717
28.10. | 24 | 124.8717
29.10. | 1 | 124.8717
29.10. | 2 | 124.8717
29.10. | 3 | 124.8717
29.10. | 4 | 124.8717
29.10. | 5 | 124.8717
29.10. | 6 | 124.8717
29.10. | 7 | 124.8717
29.10. | 8 | 124.8717
29.10. | 9 | 124.8717
29.10. | 10 | 124.8717
29.10. | 11 | 124.8717
29.10. | 12 | 124.8717
29.10. | 13 | 124.8717
29.10. | 14 | 124.8717
29.10. | 15 | 124.8717
29.10. | 16 | 124.8717
29.10. | 17 | 124.8717
29.10. | 18 | 124.8717
29.10. | 19 | 124.8717
29.10. | 20 | 124.8717
29.10. | 21 | 124.8717
29.10. | 22 | 124.8717
29.10. | 23 | 124.8717
29.10. | 24 | 124.8717
30.10. | 1 | 124.8717
30.10. | 2 | 124.8717
30.10. | 3 | 124.8717
30.10. | 4 | 124.8717
30.10. | 5 | 124.8717
30.10. | 6 | 124.8717
30.10. | 7 | 124.8717
30.10. | 8 | 124.8717
30.10. | 9 | 124.8717
30.10. | 10 | 124.8717
30.10. | 11 | 124.8717
30.10. | 12 | 124.8717
30.10. | 13 | 124.8717
30.10. | 14 | 124.8717
30.10. | 15 | 124.8717
30.10. | 16 | 124.8717
30.10. | 17 | 124.8717
30.10. | 18 | 124.8717
30.10. | 19 | 124.8717
30.10. | 20 | 124.8717
30.10. | 21 | 124.8717
30.10. | 22 | 124.8717
30.10. | 23 | 124.8717
30.10. | 24 | 124.8717
31.10. | 1 | 124.8717
31.10. | 2 | 124.8717
31.10. | 3 | 124.8717
31.10. | 4 | 124.8717
31.10. | 5 | 124.8717
31.10. | 6 | 124.8717
31.10. | 7 | 124.8717
31.10. | 8 | 124.8717
31.10. | 9 | 124.8717
31.10. | 10 | 124.8717
31.10. | 11 | 124.8717
31.10. | 12 | 124.8717
31.10. | 13 | 124.8717
31.10. | 14 | 124.8717
31.10. | 15 | 124.8717
31.10. | 16 | 124.8717
31.10. | 17 | 124.8717
31.10. | 18 | 124.8717
31.10. | 19 | 124.8717
31.10. | 20 | 124.8717
31.10. | 21 | 124.8717
31.10. | 22 | 124.8717
31.10. | 23 | 124.8717
31.10. | 24 | 124.8717
01.11. | 1 | 124.8717
01.11. | 2 | 124.8717
01.11. | 3 | 124.8717
01.11. | 4 | 124.8717
01.11. | 5 | 124.8717
01.11. | 6 | 124.8717
01.11. | 7 | 124.8717
01.11. | 8 | 124.8717
01.11. | 9 | 124.8717
01.11. | 10 | 124.8717
01.11. | 11 | 124.8717
01.11. | 12 | 124.8717
01.11. | 13 | 124.8717
01.11. | 14 | 124.8717
01.11. | 15 | 124.8717
01.11. | 16 | 124.8717
01.11. | 17 | 124.8717
01.11. | 18 | 124.8717
01.11. | 19 | 124.8717
01.11. | 20 | 124.8717
01.11. | 21 | 124.8717
01.11. | 22 | 124.8717
01.11. | 23 | 124.8717
01.11. | 24 | 124.8717
02.11. | 1 | 124.8717
02.11. | 2 | 124.8717
02.11. | 3 | 124.8717
02.11. | 4 | 124.8717
02.11. | 5 | 124.8717
02.11. | 6 | 124.8717
02.11. | 7 | 124.8717
02.11. | 8 | 124.8717
02.11. | 9 | 124.8717
02.11. | 10 | 124.8717
02.11. | 11 | 124.8717
02.11. | 12 | 124.8717
02.11. | 13 | 124.8717
02.11. | 14 | 124.8717
02.11. | 15 | 124.8717
02.11. | 16 | 124.8717
02.11. | 17 | 124.8717
02.11. | 18 | 124.8717
02.11. | 19 | 124.8717
02.11. | 20 | 124.8717
02.11. | 21 | 124.8717
02.11. | 22 | 124.8717
02.11. | 23 | 124.8717
02.11. | 24 | 124.8717
03.11. | 1 | 124.8717
03.11. | 2 | 124.8717
03.11. | 3 | 124.8717
03.11. | 4 | 124.8717
03.11. | 5 | 124.8717
03.11. | 6 | 124.8717
03.11. | 7 | 124.8717
03.11. | 8 | 124.8717
03.11. | 9 | 124.8717
03.11. | 10 | 124.8717
03.11. | 11 | 124.8717
03.11. | 12 | 124.8717
03.11. | 13 | 124.8717
03.11. | 14 | 124.8717
03.11. | 15 | 124.8717
03.11. | 16 | 124.8717
03.11. | 17 | 124.8717
03.11. | 18 | 124.8717
03.11. | 19 | 124.8717
03.11. | 20 | 124.8717
03.11. | 21 | 124.8717
03.11. | 22 | 124.8717
03.11. | 23 | 124.8717
03.11. | 24 | 124.8717
04.11. | 1 | 124.8717
04.11. | 2 | 124.8717
04.11. | 3 | 124.8717
04.11. | 4 | 124.8717
04.11. | 5 | 124.8717
04.11. | 6 | 124.8717
04.11. | 7 | 124.8717
04.11. | 8 | 124.8717
04.11. | 9 | 124.8717
04.11. | 10 | 124.8717
04.11. | 11 | 124.8717
04.11. | 12 | 124.8717
04.11. | 13 | 124.8717
04.11. | 14 | 124.8717
04.11. | 15 | 124.8717
04.11. | 16 | 124.8717
04.11. | 17 | 124.8717
04.11. | 18 | 124.8717
04.11. | 19 | 124.8717
04.11. | 20 | 124.8717
04.11. | 21 | 124.8717
04.11. | 22 | 124.8717
04.11. | 23 | 124.8717
04.11. | 24 | 124.8717
05.11. | 1 | 124.8717
05.11. | 2 | 124.8717
05.11. | 3 | 124.8717
05.11. | 4 | 124.8717
05.11. | 5 | 124.8717
05.11. | 6 | 124.8717
05.11. | 7 | 124.8717
05.11. | 8 | 124.8717
05.11. | 9 | 124.8717
05.11. | 10 | 124.8717
05.11. | 11 | 124.8717
05.11. | 12 | 124.8717
05.11. | 13 | 124.8717
05.11. | 14 | 124.8717
05.11. | 15 | 124.8717
05.11. | 16 | 124.8717
05.11. | 17 | 124.8717
05.11. | 18 | 124.8717
05.11. | 19 | 124.8717
05.11. | 20 | 124.8717
05.11. | 21 | 124.8717
05.11. | 22 | 124.8717
05.11. | 23 | 124.8717
05.11. | 24 | 124.8717
06.11. | 1 | 124.8717
06.11. | 2 | 124.8717
06.11. | 3 | 124.8717
06.11. | 4 | 124.8717
06.11. | 5 | 124.8717
06.11. | 6 | 124.8717
06.11. | 7 | 124.8717
06.11. | 8 | 124.8717
06.11. | 9 | 124.8717
06.11. | 10 | 124.8717
06.11. | 11 | 124.8717
06.11. | 12 | 124.8717
06.11. | 13 | 124.8717
06.11. | 14 | 124.8717
06.11. | 15 | 124.8717
06.11. | 16 | 124.8717
06.11. | 17 | 124.8717
06.11. | 18 | 124.8717
06.11. | 19 | 124.8717
06.11. | 20 | 124.8717
06.11. | 21 | 124.8717
06.11. | 22 | 124.8717
06.11. | 23 | 124.8717
06.11. | 24 | 124.8717
07.11. | 1 | 124.8717
07.11. | 2 | 124.8717
07.11. | 3 | 124.8717
07.11. | 4 | 124.8717
07.11. | 5 | 124.8717
07.11. | 6 | 124.8717
07.11. | 7 | 124.8717
07.11. | 8 | 124.8717
07.11. | 9 | 124.8717
07.11. | 10 | 124.8717
07.11. | 11 | 124.8717
07.11. | 12 | 124.8717
07.11. | 13 | 124.8717
07.11. | 14 | 124.8717
07.11. | 15 | 124.8717
07.11. | 16 | 124.8717
07.11. | 17 | 124.8717
07.11. | 18 | 124.8717
07.11. | 19 | 124.8717
07.11. | 20 | 124.8717
07.11. | 21 | 124.8717
07.11. | 22 | 124.8717
07.11. | 23 | 124.8717
07.11. | 24 | 124.8717
08.11. | 1 | 124.8717
08.11. | 2 | 124.8717
08.11. | 3 | 124.8717
08.11. | 4 | 124.8717
08.11. | 5 | 124.8717
08.11. | 6 | 124.8717
08.11. | 7 | 124.8717
08.11. | 8 | 124.8717
08.11. | 9 | 124.8717
08.11. | 10 | 124.8717
08.11. | 11 | 124.8717
08.11. | 12 | 124.8717
08.11. | 13 | 124.8717
08.11. | 14 | 124.8717
08.11. | 15 | 124.8717
08.11. | 16 | 124.8717
08.11. | 17 | 124.8717
08.11. | 18 | 124.8717
08.11. | 19 | 124.8717
08.11. | 20 | 124.8717
08.11. | 21 | 124.8717
08.11. | 22 | 124.8717
08.11. | 23 | 124.8717
08.11. | 24 | 124.8717
09.11. | 1 | 124.8717
09.11. | 2 | 124.8717
09.11. | 3 | 124.8717
09.11. | 4 | 124.8717
09.11. | 5 | 124.8717
09.11. | 6 | 124.8717
09.11. | 7 | 124.8717
09.11. | 8 | 124.8717
09.11. | 9 | 124.8717
09.11. | 10 | 124.8717
09.11. | 11 | 124.8717
09.11. | 12 | 124.8717
09.11. | 13 | 124.8717
09.11. | 14 | 124.8717
09.11. | 15 | 124.8717
09.11. | 16 | 124.8717
09.11. | 17 | 124.8717
09.11. | 18 | 124.8717
09.11. | 19 | 124.8717
09.11. | 20 | 124.8717
09.11. | 21 | 124.8717
09.11. | 22 | 124.8717
09.11. | 23 | 124.8717
09.11. | 24 | 124.8717
10.11. | 1 | 124.8717
10.11. | 2 | 124.8717
10.11. | 3 | 124.8717
10.11. | 4 | 124.8717
10.11. | 5 | 124.8717
10.11. | 6 | 124.8717
10.11. | 7 | 124.8717
10.11. | 8 | 124.8717
10.11. | 9 | 124.8717
10.11. | 10 | 124.8717
10.11. | 11 | 124.8717
10.11. | 12 | 124.8717
10.11. | 13 | 124.8717
10.11. | 14 | 124.8717
10.11. | 15 | 124.8717
10.11. | 16 | 124.8717
10.11. | 17 | 124.8717
10.11. | 18 | 124.8717
10.11. | 19 | 124.8717
10.11. | 20 | 124.8717
10.11. | 21 | 124.8717
10.11. | 22 | 124.8717
10.11. | 23 | 124.8717
10.11. | 24 | 124.8717
11.11. | 1 | 124.8717
11.11. | 2 | 124.8717
11.11. | 3 | 124.8717
11.11. | 4 | 124.8717
11.11. | 5 | 124.8717
11.11. | 6 | 124.8717
11.11. | 7 | 124.8717
11.11. | 8 | 124.8717
11.11. | 9 | 124.8717
11.11. | 10 | 124.8717
11.11. | 11 | 124.8717
11.11. | 12 | 124.8717
11.11. | 13 | 124.8717
11.11. | 14 | 124.8717
11.11. | 15 | 124.8717
11.11. | 16 | 124.8717
11.11. | 17 | 124.8717
11.11. | 18 | 124.8717
11.11. | 19 | 124.8717
11.11. | 20 | 124.8717
11.11. | 21 | 124.8717
11.11. | 22 | 124.8717
11.11. | 23 | 124.8717
11.11. | 24 | 124.8717
12.11. | 1 | 124.8717
12.11. | 2 | 124.8717
12.11. | 3 | 124.8717
12.11. | 4 | 124.8717
12.11. | 5 | 124.8717
12.11. | 6 | 124.8717
12.11. | 7 | 124.8717
12.11. | 8 | 124.8717
12.11. | 9 | 124.8717
12.11. | 10 | 124.8717
12.11. | 11 | 124.8717
12.11. | 12 | 124.8717
12.11. | 13 | 124.8717
12.11. | 14 | 124.8717
12.11. | 15 | 124.8717
12.11. | 16 | 124.8717
12.11. | 17 | 124.8717
12.11. | 18 | 124.8717
12.11. | 19 | 124.8717
12.11. | 20 | 124.8717
12.11. | 21 | 124.8717
12.11. | 22 | 124.8717
12.11. | 23 | 124.8717
12.11. | 24 | 124.8717
13.11. | 1 | 124.8717
13.11. | 2 | 124.8717
13.11. | 3 | 124.8717
13.11. | 4 | 124.8717
13.11. | 5 | 124.8717
13.11. | 6 | 124.8717
13.11. | 7 | 124.8717
13.11. | 8 | 124.8717
13.11. | 9 | 124.8717
13.11. | 10 | 124.8717
13.11. | 11 | 124.8717
13.11. | 12 | 124.8717
13.11. | 13 | 124.8717
13.11. | 14 | 124.8717
13.11. | 15 | 124.8717
13.11. | 16 | 124.8717
13.11. | 17 | 124.8717
13.11. | 18 | 124.8717
13.11. | 19 | 124.8717
13.11. | 20 | 124.8717
13.11. | 21 | 124.8717
13.11. | 22 | 124.8717
13.11. | 23 | 124.8717
13.11. | 24 | 124.8717
14.11. | 1 | 124.8717
14.11. | 2 | 124.8717
14.11. | 3 | 124.8717
14.11. | 4 | 124.8717
14.11. | 5 | 124.8717
14.11. | 6 | 124.8717
14.11. | 7 | 124.8717
14.11. | 8 | 124.8717
14.11. | 9 | 124.8717
14.11. | 10 | 124.8717
14.11. | 11 | 124.8717
14.11. | 12 | 124.8717
14.11. | 13 | 124.8717
14.11. | 14 | 124.8717
14.11. | 15 | 124.8717
14.11. | 16 | 124.8717
14.11. | 17 | 124.8717
14.11. | 18 | 124.8717
14.11. | 19 | 124.8717
14.11. | 20 | 124.8717
14.11. | 21 | 124.8717
14.11. | 22 | 124.8717
14.11. | 23 | 124.8717
14.11. | 24 | 124.8717
15.11. | 1 | 124.8717
15.11. | 2 | 124.8717
15.11. | 3 | 124.8717
15.11. | 4 | 124.8717
15.11. | 5 | 124.8717
15.11. | 6 | 124.8717
15.11. | 7 | 124.8717
15.11. | 8 | 124.8717
15.11. | 9 | 124.8717
15.11. | 10 | 124.8717
15.11. | 11 | 124.8717
15.11. | 12 | 124.8717
15.11. | 13 | 124.8717
15.11. | 14 | 124.8717
15.11. | 15 | 124.8717
15.11. | 16 | 124.8717
15.11. | 17 | 124.8717
15.11. | 18 | 124.8717
15.11. | 19 | 124.8717
15.11. | 20 | 124.8717
15.11. | 21 | 124.8717
15.11. | 22 | 124.8717
15.11. | 23 | 124.8717
15.11. | 24 | 124.8717
16.11. | 1 | 124.8717
16.11. | 2 | 124.8717
16.11. | 3 | 124.8717
16.11. | 4 | 124.8717
16.11. | 5 | 124.8717
16.11. | 6 | 124.8717
16.11. | 7 | 124.8717
16.11. | 8 | 124.8717
16.11. | 9 | 124.8717
16.11. | 10 | 124.8717
16.11. | 11 | 124.8717
16.11. | 12 | 124.8717
16.11. | 13 | 124.8717
16.11. | 14 | 124.8717
16.11. | 15 | 124.8717
16.11. | 16 | 124.8717
16.11. | 17 | 124.8717
16.11. | 18 | 124.8717
16.11. | 19 | 124.8717
16.11. | 20 | 124.8717
16.11. | 21 | 124.8717
16.11. | 22 | 124.8717
16.11. | 23 | 124.8717
16.11. | 24 | 124.8717
17.11. | 1 | 124.8717
17.11. | 2 | 124.8717
17.11. | 3 | 124.8717
17.11. | 4 | 124.8717
17.11. | 5 | 124.8717
17.11. | 6 | 124.8717
17.11. | 7 | 124.8717
17.11. | 8 | 124.8717
17.11. | 9 | 124.8717
17.11. | 10 | 124.8717
17.11. | 11 | 124.8717
17.11. | 12 | 124.8717
17.11. | 13 | 124.8717
17.11. | 14 | 124.8717
17.11. | 15 | 124.8717
17.11. | 16 | 124.8717
17.11. | 17 | 124.8717
17.11. | 18 | 124.8717
17.11. | 19 | 124.8717
17.11. | 20 | 124.8717
17.11. | 21 | 124.8717
17.11. | 22 | 124.8717
17.11. | 23 | 124.8717
17.11. | 24 | 124.8717
18.11. | 1 | 124.8717
18.11. | 2 | 124.8717
18.11. | 3 | 124.8717
18.11. | 4 | 124.8717
18.11. | 5 | 124.8717
18.11. | 6 | 124.8717
18.11. | 7 | 124.8717
18.11. | 8 | 124.8717
18.11. | 9 | 124.8717
18.11. | 10 | 124.8717
18.11. | 11 | 124.8717
18.11. | 12 | 124.8717
18.11. | 13 | 124.8717
18.11. | 14 | 124.8717
18.11. | 15 | 124.8717
18.11. | 16 | 124.8717
18.11. | 17 | 124.8717
18.11. | 18 | 124.8717
18.11. | 19 | 124.8717
18.11. | 20 | 124.8717
18.11. | 21 | 124.8717
18.11. | 22 | 124.8717
18.11. | 23 | 124.8717
18.11. | 24 | 124.8717
19.11. | 1 | 124.8717
19.11. | 2 | 124.8717
19.11. | 3 | 124.8717
19.11. | 4 | 124.8717
19.11. | 5 | 124.8717
19.11. | 6 | 124.8717
19.11. | 7 | 124.8717
19.11. | 8 | 124.8717
19.11. | 9 | 124.8717
19.11. | 10 | 124.8717
19.11. | 11 | 124.8717
19.11. | 12 | 124.8717
19.11. | 13 | 124.8717
19.11. | 14 | 124.8717
19.11. | 15 | 124.8717
19.11. | 16 | 124.8717
19.11. | 17 | 124.8717
19.11. | 18 | 124.8717
19.11. | 19 | 124.8717
19.11. | 20 | 124.8717
19.11. | 21 | 124.8717
19.11. | 22 | 124.8717
19.11. | 23 | 124.8717
19.11. | 24 | 124.8717
20.11. | 1 | 124.8717
20.11. | 2 | 124.8717
20.11. | 3 | 124.8717
20.11. | 4 | 124.8717
20.11. | 5 | 124.8717
20.11. | 6 | 124.8717
20.11. | 7 | 124.8717
20.11. | 8 | 124.8717
20.11. | 9 | 124.8717
20.11. | 10 | 124.8717
20.11. | 11 | 124.8717
20.11. | 12 | 124.8717
20.11. | 13 | 124.8717
20.11. | 14 | 124.8717
20.11. | 15 | 124.8717
20.11. | 16 | 124.8717
20.11. | 17 | 124.8717
20.11. | 18 | 124.8717
20.11. | 19 | 124.8717
20.11. | 20 | 124.8717
20.11. | 21 | 124.8717
20.11. | 22 | 124.8717
20.11. | 23 | 124.8717
20.11. | 24 | 124.8717
21.11. | 1 | 124.8717
21.11. | 2 | 124.8717
21.11. | 3 | 124.8717
21.11. | 4 | 124.8717
21.11. | 5 | 124.8717
21.11. | 6 | 124.8717
21.11. | 7 | 124.8717
21.11. | 8 | 124.8717
21.11. | 9 | 124.8717
21.11. | 10 | 124.8717
21.11. | 11 | 124.8717
21.11. | 12 | 124.8717
21.11. | 13 | 124.8717
21.11. | 14 | 124.8717
21.11. | 15 | 124.8717
21.11. | 16 | 124.8717
21.11. | 17 | 124.8717
21.11. | 18 | 124.8717
21.11. | 19 | 124.8717
21.11. | 20 | 124.8717
21.11. | 21 | 124.8717
21.11. | 22 | 124.8717
21.11. | 23 | 124.8717
21.11. | 24 | 124.8717
22.11. | 1 | 124.8717
22.11. | 2 | 124.8717
22.11. | 3 | 124.8717
22.11. | 4 | 124.8717
22.11. | 5 | 124.8717
22.11. | 6 | 124.8717
22.11. | 7 | 124.8717
22.11. | 8 | 124.8717
22.11. | 9 | 124.8717
22.11. | 10 | 124.8717
22.11. | 11 | 124.8717
22.11. | 12 | 124.8717
22.11. | 13 | 124.8717
22.11. | 14 | 124.8717
22.11. | 15 | 124.8717
22.11. | 16 | 124.8717
22.11. | 17 | 124.8717
22.11. | 18 | 124.8717
22.11. | 19 | 124.8717
22.11. | 20 | 124.8717
22.11. | 21 | 124.8717
22.11. | 22 | 124.8717
22.11. | 23 | 124.8717
22.11. | 24 | 124.8717
23.11. | 1 | 124.8717
23.11. | 2 | 124.8717
23.11. | 3 | 124.8717
23.11. | 4 | 124.8717
23.11. | 5 | 124.8717
23.11. | 6 | 124.8717
23.11. | 7 | 124.8717
23.11. | 8 | 124.8717
23.11. | 9 | 124.8717
23.11. | 10 | 124.8717
23.11. | 11 | 124.8717
23.11. | 12 | 124.8717
23.11. | 13 | 124.8717
23.11. | 14 | 124.8717
23.11. | 15 | 124.8717
23.11. | 16 | 124.8717
23.11. | 17 | 124.8717
23.11. | 18 | 124.8717
23.11. | 19 | 124.8717
23.11. | 20 | 124.8717
23.11. | 21 | 124.8717
23.11. | 22 | 124.8717
23.11. | 23 | 124.8717
23.11. | 24 | 124.8717
24.11. | 1 | 124.8717
24.11. | 2 | 124.8717
24.11. | 3 | 124.8717
24.11. | 4 | 124.8717
24.11. | 5 | 124.8717
24.11. | 6 | 124.8717
24.11. | 7 | 124.8717
24.11. | 8 | 124.8717
24.11. | 9 | 124.8717
24.11. | 10 | 124.8717
24.11. | 11 | 124.8717
24.11. | 12 | 124.8717
24.11. | 13 | 124.8717
24.11. | 14 | 124.8717
24.11. | 15 | 124.8717
24.11. | 16 | 124.8717
24.11. | 17 | 124.8717
24.11. | 18 | 124.8717
24.11. | 19 | 124.8717
24.11. | 20 | 124.8717
24.11. | 21 | 124.8717
24.11. | 22 | 124.8717
24.11. | 23 | 124.8717
24.11. | 24 | 124.8717
25.11. | 1 | 124.8717
25.11. | 2 | 124.8717
25.11. | 3 | 124.8717
25.11. | 4 | 124.8717
25.11. | 5 | 124.8717
25.11. | 6 | 124.8717
25.11. | 7 | 124.8717
25.11. | 8 | 124.8717
25.11. | 9 | 124.8717
25.11. | 10 | 124.8717
25.11. | 11 | 124.8717
25.11. | 12 | 124.8717
25.11. | 13 | 124.8717
25.11. | 14 | 124.8717
25.11. | 15 | 124.8717
25.11. | 16 | 124.8717
25.11. | 17 | 124.8717
25.11. | 18 | 124.8717
25.11. | 19 | 124.8717
25.11. | 20 | 124.8717
25.11. | 21 | 124.8717
25.11. | 22 | 124.8717
25.11. | 23 | 124.8717
25.11. | 24 | 124.8717
26.11. | 1 | 124.8717
26.11. | 2 | 124.8717
26.11. | 3 | 124.8717
26.11. | 4 | 124.8717
26.11. | 5 | 124.8717
26.11. | 6 | 124.8717
26.11. | 7 | 124.8717
26.11. | 8 | 124.8717
26.11. | 9 | 124.8717
26.11. | 10 | 124.8717
26.11. | 11 | 124.8717
26.11. | 12 | 124.8717
26.11. | 13 | 124.8717
26.11. | 14 | 124.8717
26.11. | 15 | 124.8717
26.11. | 16 | 124.8717
26.11. | 17 | 124.8717
26.11. | 18 | 124.8717
26.11. | 19 | 124.8717
26.11. | 20 | 124.8717
26.11. | 21 | 124.8717
26.11. | 22 | 124.8717
26.11. | 23 | 124.8717
26.11. | 24 | 124.8717
27.11. | 1 | 124.8717
27.11. | 2 | 124.8717
27.11. | 3 | 124.8717
27.11. | 4 | 124.8717
27.11. | 5 | 124.8717
27.11. | 6 | 124.8717
27.11. | 7 | 124.8717
27.11. | 8 | 124.8717
27.11. | 9 | 124.8717
27.11. | 10 | 124.8717
27.11. | 11 | 124.8717
27.11. | 12 | 124.8717
27.11. | 13 | 124.8717
27.11. | 14 | 124.8717
27.11. | 15 | 124.8717
27.11. | 16 | 124.8717
27.11. | 17 | 124.8717
27.11. | 18 | 124.8717
27.11. | 19 | 124.8717
27.11. | 20 | 124.8717
27.11. | 21 | 124.8717
27.11. | 22 | 124.8717
27.11. | 23 | 124.8717
27.11. | 24 | 124.8717
28.11. | 1 | 124.8717
28.11. | 2 | 124.8717
28.11. | 3 | 124.8717
28.11. | 4 | 124.8717
28.11. | 5 | 124.8717
28.11. | 6 | 124.8717
28.11. | 7 | 124.8717
28.11. | 8 | 124.8717
28.11. | 9 | 124.8717
28.11. | 10 | 124.8717
28.11. | 11 | 124.8717
28.11. | 12 | 124.8717
28.11. | 13 | 124.8717
28.11. | 14 | 124.8717
28.11. | 15 | 124.8717
28.11. | 16 | 124.8717
28.11. | 17 | 124.8717
28.11. | 18 | 124.8717
28.11. | 19 | 124.8717
28.11. | 20 | 124.8717
28.11. | 21 | 124.8717
28.11. | 22 | 124.8717
28.11. | 23 | 124.8717
28.11. | 24 | 124.8717
29.11. | 1 | 124.8717
29.11. | 2 | 124.8717
29.11. | 3 | 124.8717
29.11. | 4 | 124.8717
29.11. | 5 | 124.8717
29.11. | 6 | 124.8717
29.11. | 7 | 124.8717
29.11. | 8 | 124.8717
29.11. | 9 | 124.8717
29.11. | 10 | 124.8717
29.11. | 11 | 124.8717
29.11. | 12 | 124.8717
29.11. | 13 | 124.8717
29.11. | 14 | 124.8717
29.11. | 15 | 124.8717
29.11. | 16 | 124.8717
29.11. | 17 | 124.8717
29.11. | 18 | 124.8717
29.11. | 19 | 124.8717
29.11. | 20 | 124.8717
29.11. | 21 | 124.8717
29.11. | 22 | 124.8717
29.11. | 23 | 124.8717
29.11. | 24 | 124.8717
30.11. | 1 | 124.8717
30.11. | 2 | 124.8717
30.11. | 3 | 124.8717
30.11. | 4 | 124.8717
30.11. | 5 | 124.8717
30.11. | 6 | 124.8717
30.11. | 7 | 124.8717
30.11. | 8 | 124.8717
30.11. | 9 | 124.8717
30.11. | 10 | 124.8717
30.11. | 11 | 124.8717
30.11. | 12 | 124.8717
30.11. | 13 | 124.8717
30.11. | 14 | 124.8717
30.11. | 15 | 124.8717
30.11. | 16 | 124.8717
30.11. | 17 | 124.8717
30.11. | 18 | 124.8717
30.11. | 19 | 124.8717
30.11. | 20 | 124.8717
30.11. | 21 | 124.8717
30.11. | 22 | 124.8717
30.11. | 23 | 124.8717
30.11. | 24 | 124.8717
01.12. | 1 | 124.8717
01.12. | 2 | 124.8717
01.12. | 3 | 124.8717
01.12. | 4 | 124.8717
01.12. | 5 | 124.8717
01.12. | 6 | 124.8717
01.12. | 7 | 124.8717
01.12. | 8 | 124.8717
01.12. | 9 | 124.8717
01.12. | 10 | 124.8717
01.12. | 11 | 124.8717
01.12. | 12 | 124.8717
01.12. | 13 | 124.8717
01.12. | 14 | 124.8717
01.12. | 15 | 124.8717
01.12. | 16 | 124.8717
01.12. | 17 | 124.8717
01.12. | 18 | 124.8717
01.12. | 19 | 124.8717
01.12. | 20 | 124.8717
01.12. | 21 | 124.8717
01.12. | 22 | 124.8717
01.12. | 23 | 124.8717
01.12. | 24 | 124.8717
02.12. | 1 | 124.8717
02.12. | 2 | 124.8717
02.12. | 3 | 124.8717
02.12. | 4 | 124.8717
02.12. | 5 | 124.8717
02.12. | 6 | 124.8717
02.12. | 7 | 124.8717
02.12. | 8 | 124.8717
02.12. | 9 | 124.8717
02.12. | 10 | 124.8717
02.12. | 11 | 124.8717
02.12. | 12 | 124.8717
02.12. | 13 | 124.8717
02.12. | 14 | 124.8717
02.12. | 15 | 124.8717
02.12. | 16 | 124.8717
02.12. | 17 | 124.8717
02.12. | 18 | 124.8717
02.12. | 19 | 124.8717
02.12. | 20 | 124.8717
02.12. | 21 | 124.8717
02.12. | 22 | 124.8717
02.12. | 23 | 124.8717
02.12. | 24 | 124.8717
03.12. | 1 | 124.8717
03.12. | 2 | 124.8717
03.12. | 3 | 124.8717
03.12. | 4 | 124.8717
03.12. | 5 | 124.8717
03.12. | 6 | 124.8717
03.12. | 7 | 124.8717
03.12. | 8 | 124.8717
03.12. | 9 | 124.8717
03.12. | 10 | 124.8717
03.12. | 11 | 124.8717
03.12. | 12 | 124.8717
03.12. | 13 | 124.8717
03.12. | 14 | 124.8717
03.12. | 15 | 124.8717
03.12. | 16 | 124.8717
03.12. | 17 | 124.8717
03.12. | 18 | 124.8717
03.12. | 19 | 124.8717
03.12. | 20 | 124.8717
03.12. | 21 | 124.8717
03.12. | 22 | 124.8717
03.12. | 23 | 124.8717
03.12. | 24 | 124.8717
04.12. | 1 | 124.8717
04.12. | 2 | 124.8717
04.12. | 3 | 124.8717
04.12. | 4 | 124.8717
04.12. | 5 | 124.8717
04.12. | 6 | 124.8717
04.12. | 7 | 124.8717
04.12. | 8 | 124.8717
04.12. | 9 | 124.8717
04.12. | 10 | 124.8717
04.12. | 11 | 124.8717
04.12. | 12 | 124.8717
04.12. | 13 | 124.8717
04.12. | 14 | 124.8717
04.12. | 15 | 124.8717
04.12. | 16 | 124.8717
04.12. | 17 | 124.8717
04.12. | 18 | 124.8717
04.12. | 19 | 124.8717
04.12. | 20 | 124.8717
04.12. | 21 | 124.8717
04.12. | 22 | 124.8717
04.12. | 23 | 124.8717
04.12. | 24 | 124.8717
05.12. | 1 | 124.8717
05.12. | 2 | 124.8717
05.12. | 3 | 124.8717
05.12. | 4 | 124.8717
05.12. | 5 | 124.8717
05.12. | 6 | 124.8717
05.12. | 7 | 124.8717
05.12. | 8 | 124.8717
05.12. | 9 | 124.8717
05.12. | 10 | 124.8717
05.12. | 11 | 124.8717
05.12. | 12 | 124.8717
05.12. | 13 | 124.8717
05.12. | 14 | 124.8717
05.12. | 15 | 124.8717
05.12. | 16 | 124.8717
05.12. | 17 | 124.8717
05.12. | 18 | 124.8717
05.12. | 19 | 124.8717
05.12. | 20 | 124.8717
05.12. | 21 | 124.8717
05.12. | 22 | 124.8717
05.12. | 23 | 124.8717
05.12. | 24 | 124.8717
06.12. | 1 | 124.8717
06.12. | 2 | 124.8717
06.12. | 3 | 124.8717
06.12. | 4 | 124.8717
06.12. | 5 | 124.8717
06.12. | 6 | 124.8717
06.12. | 7 | 124.8717
06.12. | 8 | 124.8717
06.12. | 9 | 124.8717
06.12. | 10 | 124.8717
06.12. | 11 | 124.8717
06.12. | 12 | 124.8717
06.12. | 13 | 124.8717
06.12. | 14 | 124.8717
06.12. | 15 | 124.8717
06.12. | 16 | 124.8717
06.12. | 17 | 124.8717
06.12. | 18 | 124.8717
06.12. | 19 | 124.8717
06.12. | 20 | 124.8717
06.12. | 21 | 124.8717
06.12. | 22 | 124.8717
06.12. | 23 | 124.8717
06.12. | 24 | 124.8717
07.12. | 1 | 124.8717
07.12. | 2 | 124.8717
07.12. | 3 | 124.8717
07.12. | 4 | 124.8717
07.12. | 5 | 124.8717
07.12. | 6 | 124.8717
07.12. | 7 | 124.8717
07.12. | 8 | 124.8717
07.12. | 9 | 124.8717
07.12. | 10 | 124.8717
07.12. | 11 | 124.8717
07.12. | 12 | 124.8717
07.12. | 13 | 124.8717
07.12. | 14 | 124.8717
07.12. | 15 | 124.8717
07.12. | 16 | 124.8717
07.12. | 17 | 124.8717
07.12. | 18 | 124.8717
07.12. | 19 | 124.8717
07.12. | 20 | 124.8717
07.12. | 21 | 124.8717
07.12. | 22 | 124.8717
07.12. | 23 | 124.8717
07.12. | 24 | 124.8717
08.12. | 1 | 124.8717
08.12. | 2 | 124.8717
08.12. | 3 | 124.8717
08.12. | 4 | 124.8717
08.12. | 5 | 124.8717
08.12. | 6 | 124.8717
08.12. | 7 | 124.8717
08.12. | 8 | 124.8717
08.12. | 9 | 124.8717
08.12. | 10 | 124.8717
08.12. | 11 | 124.8717
08.12. | 12 | 124.8717
08.12. | 13 | 124.8717
08.12. | 14 | 124.8717
08.12. | 15 | 124.8717
08.12. | 16 | 124.8717
08.12. | 17 | 124.8717
08.12. | 18 | 124.8717
08.12. | 19 | 124.8717
08.12. | 20 | 124.8717
08.12. | 21 | 124.8717
08.12. | 22 | 124.8717
08.12. | 23 | 124.8717
08.12. | 24 | 124.8717
09.12. | 1 | 124.8717
09.12. | 2 | 124.8717
09.12. | 3 | 124.8717
09.12. | 4 | 124.8717
09.12. | 5 | 124.8717
09.12. | 6 | 124.8717
09.12. | 7 | 124.8717
09.12. | 8 | 124.8717
09.12. | 9 | 124.8717
09.12. | 10 | 124.8717
09.12. | 11 | 124.8717
09.12. | 12 | 124.8717
09.12. | 13 | 124.8717
09.12. | 14 | 124.8717
09.12. | 15 | 124.8717
09.12. | 16 | 124.8717
09.12. | 17 | 124.8717
09.12. | 18 | 124.8717
09.12. | 19 | 124.8717
09.12. | 20 | 124.8717
09.12. | 21 | 124.8717
09.12. | 22 | 124.8717
09.12. | 23 | 124.8717
09.12. | 24 | 124.8717
10.12. | 1 | 124.8717
10.12. | 2 | 124.8717
10.12. | 3 | 124.8717
10.12. | 4 | 124.8717
10.12. | 5 | 124.8717
10.12. | 6 | 124.8717
10.12. | 7 | 124.8717
10.12. | 8 | 124.8717
10.12. | 9 | 124.8717
10.12. | 10 | 124.8717
10.12. | 11 | 124.8717
10.12. | 12 | 124.8717
10.12. | 13 | 124.8717
10.12. | 14 | 124.8717
10.12. | 15 | 124.8717
10.12. | 16 | 124.8717
10.12. | 17 | 124.8717
10.12. | 18 | 124.8717
10.12. | 19 | 124.8717
10.12. | 20 | 124.8717
10.12. | 21 | 124.8717
10.12. | 22 | 124.8717
10.12. | 23 | 124.8717
10.12. | 24 | 124.8717
11.12. | 1 | 124.8717
11.12. | 2 | 124.8717
11.12. | 3 | 124.8717
11.12. | 4 | 124.8717
11.12. | 5 | 124.8717
11.12. | 6 | 124.8717
11.12. | 7 | 124.8717
11.12. | 8 | 124.8717
11.12. | 9 | 124.8717
11.12. | 10 | 124.8717
11.12. | 11 | 124.8717
11.12. | 12 | 124.8717
11.12. | 13 | 124.8717
11.12. | 14 | 124.8717
11.12. | 15 | 124.8717
11.12. | 16 | 124.8717
11.12. | 17 | 124.8717
11.12. | 18 | 124.8717
11.12. | 19 | 124.8717
11.12. | 20 | 124.8717
11.12. | 21 | 124.8717
11.12. | 22 | 124.8717
11.12. | 23 | 124.8717
11.12. | 24 | 124.8717
12.12. | 1 | 124.8717
12.12. | 2 | 124.8717
12.12. | 3 | 124.8717
12.12. | 4 | 124.8717
12.12. | 5 | 124.8717
12.12. | 6 | 124.8717
12.12. | 7 | 124.8717
12.12. | 8 | 124.8717
12.12. | 9 | 124.8717
12.12. | 10 | 124.8717
12.12. | 11 | 124.8717
12.12. | 12 | 124.8717
12.12. | 13 | 124.8717
12.12. | 14 | 124.8717
12.12. | 15 | 124.8717
12.12. | 16 | 124.8717
12.12. | 17 | 124.8717
12.12. | 18 | 124.8717
12.12. | 19 | 124.8717
12.12. | 20 | 124.8717
12.12. | 21 | 124.8717
12.12. | 22 | 124.8717
12.12. | 23 | 124.8717
12.12. | 24 | 124.8717
13.12. | 1 | 124.8717
13.12. | 2 | 124.8717
13.12. | 3 | 124.8717
13.12. | 4 | 124.8717
13.12. | 5 | 124.8717
13.12. | 6 | 124.8717
13.12. | 7 | 124.8717
13.12. | 8 | 124.8717
13.12. | 9 | 124.8717
13.12. | 10 | 124.8717
13.12. | 11 | 124.8717
13.12. | 12 | 124.8717
13.12. | 13 | 124.8717
13.12. | 14 | 124.8717
13.12. | 15 | 124.8717
13.12. | 16 | 124.8717
13.12. | 17 | 124.8717
13.12. | 18 | 124.8717
13.12. | 19 | 124.8717
13.12. | 20 | 124.8717
13.12. | 21 | 124.8717
13.12. | 22 | 124.8717
13.12. | 23 | 124.8717
13.12. | 24 | 124.8717
14.12. | 1 | 124.8717
14.12. | 2 | 124.8717
14.12. | 3 | 124.8717
14.12. | 4 | 124.8717
14.12. | 5 | 124.8717
14.12. | 6 | 124.8717
14.12. | 7 | 124.8717
14.12. | 8 | 124.8717
14.12. | 9 | 124.8717
14.12. | 10 | 124.8717
14.12. | 11 | 124.8717
14.12. | 12 | 124.8717
14.12. | 13 | 124.8717
14.12. | 14 | 124.8717
14.12. | 15 | 124.8717
14.12. | 16 | 124.8717
14.12. | 17 | 124.8717
14.12. | 18 | 124.8717
14.12. | 19 | 124.8717
14.12. | 20 | 124.8717
14.12. | 21 | 124.8717
14.12. | 22 | 124.8717
14.12. | 23 | 124.8717
14.12. | 24 | 124.8717
15.12. | 1 | 124.8717
15.12. | 2 | 124.8717
15.12. | 3 | 124.8717
15.12. | 4 | 124.8717
15.12. | 5 | 124.8717
15.12. | 6 | 124.8717
15.12. | 7 | 124.8717
15.12. | 8 | 124.8717
15.12. | 9 | 124.8717
15.12. | 10 | 124.8717
15.12. | 11 | 124.8717
15.12. | 12 | 124.8717
15.12. | 13 | 124.8717
15.12. | 14 | 124.8717
15.12. | 15 | 124.8717
15.12. | 16 | 124.8717
15.12. | 17 | 124.8717
15.12. | 18 | 124.8717
15.12. | 19 | 124.8717
15.12. | 20 | 124.8717
15.12. | 21 | 124.8717
15.12. | 22 | 124.8717
15.12. | 23 | 124.8717
15.12. | 24 | 124.8717
16.12. | 1 | 124.8717
16.12. | 2 | 124.8717
16.12. | 3 | 124.8717
16.12. | 4 | 124.8717
16.12. | 5 | 124.8717
16.12. | 6 | 124.8717
16.12. | 7 | 124.8717
16.12. | 8 | 124.8717
16.12. | 9 | 124.8717
16.12. | 10 | 124.8717
16.12. | 11 | 124.8717
16.12. | 12 | 124.8717
16.12. | 13 | 124.8717
16.12. | 14 | 124.8717
16.12. | 15 | 124.8717
16.12. | 16 | 124.8717
16.12. | 17 | 124.8717
16.12. | 18 | 124.8717
16.12. | 19 | 124.8717
16.12. | 20 | 124.8717
16.12. | 21 | 124.8717
16.12. | 22 | 124.8717
16.12. | 23 | 124.8717
16.12. | 24 | 124.8717
17.12. | 1 | 124.8717
17.12. | 2 | 124.8717
17.12. | 3 | 124.8717
17.12. | 4 | 124.8717
17.12. | 5 | 124.8717
17.12. | 6 | 124.8717
17.12. | 7 | 124.8717
17.12. | 8 | 124.8717
17.12. | 9 | 124.8717
17.12. | 10 | 124.8717
17.12. | 11 | 124.8717
17.12. | 12 | 124.8717
17.12. | 13 | 124.8717
17.12. | 14 | 124.8717
17.12. | 15 | 124.8717
17.12. | 16 | 124.8717
17.12. | 17 | 124.8717
17.12. | 18 | 124.8717
17.12. | 19 | 124.8717
17.12. | 20 | 124.8717
17.12. | 21 | 124.8717
17.12. | 22 | 124.8717
17.12. | 23 | 124.8717
17.12. | 24 | 124.8717
18.12. | 1 | 124.8717
18.12. | 2 | 124.8717
18.12. | 3 | 124.8717
18.12. | 4 | 124.8717
18.12. | 5 | 124.8717
18.12. | 6 | 124.8717
18.12. | 7 | 124.8717
18.12. | 8 | 124.8717
18.12. | 9 | 124.8717
18.12. | 10 | 124.8717
18.12. | 11 | 124.8717
18.12. | 12 | 124.8717
18.12. | 13 | 124.8717
18.12. | 14 | 124.8717
18.12. | 15 | 124.8717
18.12. | 16 | 124.8717
18.12. | 17 | 124.8717
18.12. | 18 | 124.8717
18.12. | 19 | 124.8717
18.12. | 20 | 124.8717
18.12. | 21 | 124.8717
18.12. | 22 | 124.8717
18.12. | 23 | 124.8717
18.12. | 24 | 124.8717
19.12. | 1 | 124.8717
19.12. | 2 | 124.8717
19.12. | 3 | 124.8717
19.12. | 4 | 124.8717
19.12. | 5 | 124.8717
19.12. | 6 | 124.8717
19.12. | 7 | 124.8717
19.12. | 8 | 124.8717
19.12. | 9 | 124.8717
19.12. | 10 | 124.8717
19.12. | 11 | 124.8717
19.12. | 12 | 124.8717
19.12. | 13 | 124.8717
19.12. | 14 | 124.8717
19.12. | 15 | 124.8717
19.12. | 16 | 124.8717
19.12. | 17 | 124.8717
19.12. | 18 | 124.8717
19.12. | 19 | 124.8717
19.12. | 20 | 124.8717
19.12. | 21 | 124.8717
19.12. | 22 | 124.8717
19.12. | 23 | 124.8717
19.12. | 24 | 124.8717
20.12. | 1 | 124.8717
20.12. | 2 | 124.8717
20.12. | 3 | 124.8717
20.12. | 4 | 124.8717
20.12. | 5 | 124.8717
20.12. | 6 | 124.8717
20.12. | 7 | 124.8717
20.12. | 8 | 124.8717
20.12. | 9 | 124.8717
20.12. | 10 | 124.8717
20.12. | 11 | 124.8717
20.12. | 12 | 124.8717
20.12. | 13 | 124.8717
20.12. | 14 | 124.8717
20.12. | 15 | 124.8717
20.12. | 16 | 124.8717
20.12. | 17 | 124.8717
20.12. | 18 | 124.8717
20.12. | 19 | 124.8717
20.12. | 20 | 124.8717
20.12. | 21 | 124.8717
20.12. | 22 | 124.8717
20.12. | 23 | 124.8717
20.12. | 24 | 124.8717
21.12. | 1 | 124.8717
21.12. | 2 | 124.8717
21.12. | 3 | 124.8717
21.12. | 4 | 124.8717
21.12. | 5 | 124.8717
21.12. | 6 | 124.8717
21.12. | 7 | 124.8717
21.12. | 8 | 124.8717
21.12. | 9 | 124.8717
21.12. | 10 | 124.8717
21.12. | 11 | 124.8717
21.12. | 12 | 124.8717
21.12. | 13 | 124.8717
21.12. | 14 | 124.8717
21.12. | 15 | 124.8717
21.12. | 16 | 124.8717
21.12. | 17 | 124.8717
21.12. | 18 | 124.8717
21.12. | 19 | 124.8717
21.12. | 20 | 124.8717
21.12. | 21 | 124.8717
21.12. | 22 | 124.8717
21.12. | 23 | 124.8717
21.12. | 24 | 124.8717
22.12. | 1 | 124.8717
22.12. | 2 | 124.8717
22.12. | 3 | 124.8717
22.12. | 4 | 124.8717
22.12. | 5 | 124.8717
22.12. | 6 | 124.8717
22.12. | 7 | 124.8717
22.12. | 8 | 124.8717
22.12. | 9 | 124.8717
22.12. | 10 | 124.8717
22.12. | 11 | 124.8717
22.12. | 12 | 124.8717
22.12. | 13 | 124.8717
22.12. | 14 | 124.8717
22.12. | 15 | 124.8717
22.12. | 16 | 124.8717
22.12. | 17 | 124.8717
22.12. | 18 | 124.8717
22.12. | 19 | 124.8717
22.12. | 20 | 124.8717
22.12. | 21 | 124.8717
22.12. | 22 | 124.8717
22.12. | 23 | 124.8717
22.12. | 24 | 124.8717
23.12. | 1 | 124.8717
23.12. | 2 | 124.8717
23.12. | 3 | 124.8717
23.12. | 4 | 124.8717
23.12. | 5 | 124.8717
23.12. | 6 | 124.8717
23.12. | 7 | 124.8717
23.12. | 8 | 124.8717
23.12. | 9 | 124.8717
23.12. | 10 | 124.8717
23.12. | 11 | 124.8717
23.12. | 12 | 124.8717
23.12. | 13 | 124.8717
23.12. | 14 | 124.8717
23.12. | 15 | 124.8717
23.12. | 16 | 124.8717
23.12. | 17 | 124.8717
23.12. | 18 | 124.8717
23.12. | 19 | 124.8717
23.12. | 20 | 124.8717
23.12. | 21 | 124.8717
23.12. | 22 | 124.8717
23.12. | 23 | 124.8717
23.12. | 24 | 124.8717
24.12. | 1 | 124.8717
24.12. | 2 | 124.8717
24.12. | 3 | 124.8717
24.12. | 4 | 124.8717
24.12. | 5 | 124.8717
24.12. | 6 | 124.8717
24.12. | 7 | 124.8717
24.12. | 8 | 124.8717
24.12. | 9 | 124.8717
24.12. | 10 | 124.8717
24.12. | 11 | 124.8717
24.12. | 12 | 124.8717
24.12. | 13 | 124.8717
24.12. | 14 | 124.8717
24.12. | 15 | 124.8717
24.12. | 16 | 124.8717
24.12. | 17 | 124.8717
24.12. | 18 | 124.8717
24.12. | 19 | 124.8717
24.12. | 20 | 124.8717
24.12. | 21 | 124.8717
24.12. | 22 | 124.8717
24.12. | 23 | 124.8717
24.12. | 24 | 124.8717
25.12. | 1 | 124.8717
25.12. | 2 | 124.8717
25.12. | 3 | 124.8717
25.12. | 4 | 124.8717
25.12. | 5 | 124.8717
25.12. | 6 | 124.8717
25.12. | 7 | 124.8717
25.12. | 8 | 124.8717
25.12. | 9 | 124.8717
25.12. | 10 | 124.8717
25.12. | 11 | 124.8717
25.12. | 12 | 124.8717
25.12. | 13 | 124.8717
25.12. | 14 | 124.8717
25.12. | 15 | 124.8717
25.12. | 16 | 124.8717
25.12. | 17 | 124.8717
25.12. | 18 | 124.8717
25.12. | 19 | 124.8717
25.12. | 20 | 124.8717
25.12. | 21 | 124.8717
25.12. | 22 | 124.8717
25.12. | 23 | 124.8717
25.12. | 24 | 124.8717
26.12. | 1 | 124.8717
26.12. | 2 | 124.8717
26.12. | 3 | 124.8717
26.12. | 4 | 124.8717
26.12. | 5 | 124.8717
26.12. | 6 | 124.8717
26.12. | 7 | 124.8717
26.12. | 8 | 124.8717
26.12. | 9 | 124.8717
26.12. | 10 | 124.8717
26.12. | 11 | 124.8717
26.12. | 12 | 124.8717
26.12. | 13 | 124.8717
26.12. | 14 | 124.8717
26.12. | 15 | 124.8717
26.12. | 16 | 124.8717
26.12. | 17 | 124.8717
26.12. | 18 | 124.8717
26.12. | 19 | 124.8717
26.12. | 20 | 124.8717
26.12. | 21 | 124.8717
26.12. | 22 | 124.8717
26.12. | 23 | 124.8717
26.12. | 24 | 124.8717
27.12. | 1 | 124.8717
27.12. | 2 | 124.8717
27.12. | 3 | 124.8717
27.12. | 4 | 124.8717
27.12. | 5 | 124.8717
27.12. | 6 | 124.8717
27.12. | 7 | 124.8717
27.12. | 8 | 124.8717
27.12. | 9 | 124.8717
27.12. | 10 | 124.8717
27.12. | 11 | 124.8717
27.12. | 12 | 124.8717
27.12. | 13 | 124.8717
27.12. | 14 | 124.8717
27.12. | 15 | 124.8717
27.12. | 16 | 124.8717
27.12. | 17 | 124.8717
27.12. | 18 | 124.8717
27.12. | 19 | 124.8717
27.12. | 20 | 124.8717
27.12. | 21 | 124.8717
27.12. | 22 | 124.8717
27.12. | 23 | 124.8717
27.12. | 24 | 124.8717
28.12. | 1 | 124.8717
28.12. | 2 | 124.8717
28.12. | 3 | 124.8717
28.12. | 4 | 124.8717
28.12. | 5 | 124.8717
28.12. | 6 | 124.8717
28.12. | 7 | 124.8717
28.12. | 8 | 124.8717
28.12. | 9 | 124.8717
28.12. | 10 | 124.8717
28.12. | 11 | 124.8717
28.12. | 12 | 124.8717
28.12. | 13 | 124.8717
28.12. | 14 | 124.8717
28.12. | 15 | 124.8717
28.12. | 16 | 124.8717
28.12. | 17 | 124.8717
28.12. | 18 | 124.8717
28.12. | 19 | 124.8717
28.12. | 20 | 124.8717
28.12. | 21 | 124.8717
28.12. | 22 | 124.8717
28.12. | 23 | 124.8717
28.12. | 24 | 124.8717
29.12. | 1 | 124.8717
29.12. | 2 | 124.8717
29.12. | 3 | 124.8717
29.12. | 4 | 124.8717
29.12. | 5 | 124.8717
29.12. | 6 | 124.8717
29.12. | 7 | 124.8717
29.12. | 8 | 124.8717
29.12. | 9 | 124.8717
29.12. | 10 | 124.8717
29.12. | 11 | 124.8717
29.12. | 12 | 124.8717
29.12. | 13 | 124.8717
29.12. | 14 | 124.8717
29.12. | 15 | 124.8717
29.12. | 16 | 124.8717
29.12. | 17 | 124.8717
29.12. | 18 | 124.8717
29.12. | 19 | 124.8717
29.12. | 20 | 124.8717
29.12. | 21 | 124.8717
29.12. | 22 | 124.8717
29.12. | 23 | 124.8717
29.12. | 24 | 124.8717
30.12. | 1 | 124.8717
30.12. | 2 | 124.8717
30.12. | 3 | 124.8717
30.12. | 4 | 124.8717
30.12. | 5 | 124.8717
30.12. | 6 | 124.8717
30.12. | 7 | 124.8717
30.12. | 8 | 124.8717
30.12. | 9 | 124.8717
30.12. | 10 | 124.8717
30.12. | 11 | 124.8717
30.12. | 12 | 124.8717
30.12. | 13 | 124.8717
30.12. | 14 | 124.8717
30.12. | 15 | 124.8717
30.12. | 16 | 124.8717
30.12. | 17 | 124.8717
30.12. | 18 | 124.8717
30.12. | 19 | 124.8717
30.12. | 20 | 124.8717
30.12. | 21 | 124.8717
30.12. | 22 | 124.8717
30.12. | 23 | 124.8717
30.12. | 24 | 124.8717
31.12. | 1 | 124.8717
31.12. | 2 | 124.8717
31.12. | 3 | 124.8717
31.12. | 4 | 124.8717
31.12. | 5 | 124.8717
31.12. | 6 | 124.8717
31.12. | 7 | 124.8717
31.12. | 8 | 124.8717
31.12. | 9 | 124.8717
31.12. | 10 | 124.8717
31.12. | 11 | 124.8717
31.12. | 12 | 124.8717
31.12. | 13 | 124.8717
31.12. | 14 | 124.8717
31.12. | 15 | 124.8717
31.12. | 16 | 124.8717
31.12. | 17 | 124.8717
31.12. | 18 | 124.8717
31.12. | 19 | 124.8717
31.12. | 20 | 124.8717
31.12. | 21 | 124.8717
31.12. | 22 | 124.8717
31.12. | 23 | 124.8717
31.12. | 24 | 124.8717

## Exchanges
ENTSO-E Market Modelling Database: Exchanges with non-ENTSO-E countries
Country:
Market Node: | SK00
Year:
Climate year |  |  | N.B. use convention first January always Monday (2007 calendar year) --> see guidelines for further details
Scenario
name of the non-ENTSOE country:
average import capacity from non-ENTSO-E country (MW) (optional):
average export capacity to non-ENTSO-E country (MW) (optional):
name of the non-ENTSOE country:
average import capacity from non-ENTSO-E country (MW) (optional):
average export capacity to non-ENTSO-E country (MW) (optional):
name of the non-ENTSOE country:
average import capacity from non-ENTSO-E country (MW) (optional):
average export capacity to non-ENTSO-E country (MW) (optional):
name of the non-ENTSOE country:
average import capacity from non-ENTSO-E country (MW) (optional):
average export capacity to non-ENTSO-E country (MW) (optional):
name of the non-ENTSOE country:
average import capacity from non-ENTSO-E country (MW) (optional):
average export capacity to non-ENTSO-E country (MW) (optional):
Date | Hour | Total exchanges with all non ENTSO-E countries (MW) (>0 for import)
01.01. | 1
01.01. | 2
01.01. | 3
01.01. | 4
01.01. | 5
01.01. | 6
01.01. | 7
01.01. | 8
01.01. | 9
01.01. | 10
01.01. | 11
01.01. | 12
01.01. | 13
01.01. | 14
01.01. | 15
01.01. | 16
01.01. | 17
01.01. | 18
01.01. | 19
01.01. | 20
01.01. | 21
01.01. | 22
01.01. | 23
01.01. | 24
02.01. | 1
02.01. | 2
02.01. | 3
02.01. | 4
02.01. | 5
02.01. | 6
02.01. | 7
02.01. | 8
02.01. | 9
02.01. | 10
02.01. | 11
02.01. | 12
02.01. | 13
02.01. | 14
02.01. | 15
02.01. | 16
02.01. | 17
02.01. | 18
02.01. | 19
02.01. | 20
02.01. | 21
02.01. | 22
02.01. | 23
02.01. | 24
03.01. | 1
03.01. | 2
03.01. | 3
03.01. | 4
03.01. | 5
03.01. | 6
03.01. | 7
03.01. | 8
03.01. | 9
03.01. | 10
03.01. | 11
03.01. | 12
03.01. | 13
03.01. | 14
03.01. | 15
03.01. | 16
03.01. | 17
03.01. | 18
03.01. | 19
03.01. | 20
03.01. | 21
03.01. | 22
03.01. | 23
03.01. | 24
04.01. | 1
04.01. | 2
04.01. | 3
04.01. | 4
04.01. | 5
04.01. | 6
04.01. | 7
04.01. | 8
04.01. | 9
04.01. | 10
04.01. | 11
04.01. | 12
04.01. | 13
04.01. | 14
04.01. | 15
04.01. | 16
04.01. | 17
04.01. | 18
04.01. | 19
04.01. | 20
04.01. | 21
04.01. | 22
04.01. | 23
04.01. | 24
05.01. | 1
05.01. | 2
05.01. | 3
05.01. | 4
05.01. | 5
05.01. | 6
05.01. | 7
05.01. | 8
05.01. | 9
05.01. | 10
05.01. | 11
05.01. | 12
05.01. | 13
05.01. | 14
05.01. | 15
05.01. | 16
05.01. | 17
05.01. | 18
05.01. | 19
05.01. | 20
05.01. | 21
05.01. | 22
05.01. | 23
05.01. | 24
06.01. | 1
06.01. | 2
06.01. | 3
06.01. | 4
06.01. | 5
06.01. | 6
06.01. | 7
06.01. | 8
06.01. | 9
06.01. | 10
06.01. | 11
06.01. | 12
06.01. | 13
06.01. | 14
06.01. | 15
06.01. | 16
06.01. | 17
06.01. | 18
06.01. | 19
06.01. | 20
06.01. | 21
06.01. | 22
06.01. | 23
06.01. | 24
07.01. | 1
07.01. | 2
07.01. | 3
07.01. | 4
07.01. | 5
07.01. | 6
07.01. | 7
07.01. | 8
07.01. | 9
07.01. | 10
07.01. | 11
07.01. | 12
07.01. | 13
07.01. | 14
07.01. | 15
07.01. | 16
07.01. | 17
07.01. | 18
07.01. | 19
07.01. | 20
07.01. | 21
07.01. | 22
07.01. | 23
07.01. | 24
08.01. | 1
08.01. | 2
08.01. | 3
08.01. | 4
08.01. | 5
08.01. | 6
08.01. | 7
08.01. | 8
08.01. | 9
08.01. | 10
08.01. | 11
08.01. | 12
08.01. | 13
08.01. | 14
08.01. | 15
08.01. | 16
08.01. | 17
08.01. | 18
08.01. | 19
08.01. | 20
08.01. | 21
08.01. | 22
08.01. | 23
08.01. | 24
09.01. | 1
09.01. | 2
09.01. | 3
09.01. | 4
09.01. | 5
09.01. | 6
09.01. | 7
09.01. | 8
09.01. | 9
09.01. | 10
09.01. | 11
09.01. | 12
09.01. | 13
09.01. | 14
09.01. | 15
09.01. | 16
09.01. | 17
09.01. | 18
09.01. | 19
09.01. | 20
09.01. | 21
09.01. | 22
09.01. | 23
09.01. | 24
10.01. | 1
10.01. | 2
10.01. | 3
10.01. | 4
10.01. | 5
10.01. | 6
10.01. | 7
10.01. | 8
10.01. | 9
10.01. | 10
10.01. | 11
10.01. | 12
10.01. | 13
10.01. | 14
10.01. | 15
10.01. | 16
10.01. | 17
10.01. | 18
10.01. | 19
10.01. | 20
10.01. | 21
10.01. | 22
10.01. | 23
10.01. | 24
11.01. | 1
11.01. | 2
11.01. | 3
11.01. | 4
11.01. | 5
11.01. | 6
11.01. | 7
11.01. | 8
11.01. | 9
11.01. | 10
11.01. | 11
11.01. | 12
11.01. | 13
11.01. | 14
11.01. | 15
11.01. | 16
11.01. | 17
11.01. | 18
11.01. | 19
11.01. | 20
11.01. | 21
11.01. | 22
11.01. | 23
11.01. | 24
12.01. | 1
12.01. | 2
12.01. | 3
12.01. | 4
12.01. | 5
12.01. | 6
12.01. | 7
12.01. | 8
12.01. | 9
12.01. | 10
12.01. | 11
12.01. | 12
12.01. | 13
12.01. | 14
12.01. | 15
12.01. | 16
12.01. | 17
12.01. | 18
12.01. | 19
12.01. | 20
12.01. | 21
12.01. | 22
12.01. | 23
12.01. | 24
13.01. | 1
13.01. | 2
13.01. | 3
13.01. | 4
13.01. | 5
13.01. | 6
13.01. | 7
13.01. | 8
13.01. | 9
13.01. | 10
13.01. | 11
13.01. | 12
13.01. | 13
13.01. | 14
13.01. | 15
13.01. | 16
13.01. | 17
13.01. | 18
13.01. | 19
13.01. | 20
13.01. | 21
13.01. | 22
13.01. | 23
13.01. | 24
14.01. | 1
14.01. | 2
14.01. | 3
14.01. | 4
14.01. | 5
14.01. | 6
14.01. | 7
14.01. | 8
14.01. | 9
14.01. | 10
14.01. | 11
14.01. | 12
14.01. | 13
14.01. | 14
14.01. | 15
14.01. | 16
14.01. | 17
14.01. | 18
14.01. | 19
14.01. | 20
14.01. | 21
14.01. | 22
14.01. | 23
14.01. | 24
15.01. | 1
15.01. | 2
15.01. | 3
15.01. | 4
15.01. | 5
15.01. | 6
15.01. | 7
15.01. | 8
15.01. | 9
15.01. | 10
15.01. | 11
15.01. | 12
15.01. | 13
15.01. | 14
15.01. | 15
15.01. | 16
15.01. | 17
15.01. | 18
15.01. | 19
15.01. | 20
15.01. | 21
15.01. | 22
15.01. | 23
15.01. | 24
16.01. | 1
16.01. | 2
16.01. | 3
16.01. | 4
16.01. | 5
16.01. | 6
16.01. | 7
16.01. | 8
16.01. | 9
16.01. | 10
16.01. | 11
16.01. | 12
16.01. | 13
16.01. | 14
16.01. | 15
16.01. | 16
16.01. | 17
16.01. | 18
16.01. | 19
16.01. | 20
16.01. | 21
16.01. | 22
16.01. | 23
16.01. | 24
17.01. | 1
17.01. | 2
17.01. | 3
17.01. | 4
17.01. | 5
17.01. | 6
17.01. | 7
17.01. | 8
17.01. | 9
17.01. | 10
17.01. | 11
17.01. | 12
17.01. | 13
17.01. | 14
17.01. | 15
17.01. | 16
17.01. | 17
17.01. | 18
17.01. | 19
17.01. | 20
17.01. | 21
17.01. | 22
17.01. | 23
17.01. | 24
18.01. | 1
18.01. | 2
18.01. | 3
18.01. | 4
18.01. | 5
18.01. | 6
18.01. | 7
18.01. | 8
18.01. | 9
18.01. | 10
18.01. | 11
18.01. | 12
18.01. | 13
18.01. | 14
18.01. | 15
18.01. | 16
18.01. | 17
18.01. | 18
18.01. | 19
18.01. | 20
18.01. | 21
18.01. | 22
18.01. | 23
18.01. | 24
19.01. | 1
19.01. | 2
19.01. | 3
19.01. | 4
19.01. | 5
19.01. | 6
19.01. | 7
19.01. | 8
19.01. | 9
19.01. | 10
19.01. | 11
19.01. | 12
19.01. | 13
19.01. | 14
19.01. | 15
19.01. | 16
19.01. | 17
19.01. | 18
19.01. | 19
19.01. | 20
19.01. | 21
19.01. | 22
19.01. | 23
19.01. | 24
20.01. | 1
20.01. | 2
20.01. | 3
20.01. | 4
20.01. | 5
20.01. | 6
20.01. | 7
20.01. | 8
20.01. | 9
20.01. | 10
20.01. | 11
20.01. | 12
20.01. | 13
20.01. | 14
20.01. | 15
20.01. | 16
20.01. | 17
20.01. | 18
20.01. | 19
20.01. | 20
20.01. | 21
20.01. | 22
20.01. | 23
20.01. | 24
21.01. | 1
21.01. | 2
21.01. | 3
21.01. | 4
21.01. | 5
21.01. | 6
21.01. | 7
21.01. | 8
21.01. | 9
21.01. | 10
21.01. | 11
21.01. | 12
21.01. | 13
21.01. | 14
21.01. | 15
21.01. | 16
21.01. | 17
21.01. | 18
21.01. | 19
21.01. | 20
21.01. | 21
21.01. | 22
21.01. | 23
21.01. | 24
22.01. | 1
22.01. | 2
22.01. | 3
22.01. | 4
22.01. | 5
22.01. | 6
22.01. | 7
22.01. | 8
22.01. | 9
22.01. | 10
22.01. | 11
22.01. | 12
22.01. | 13
22.01. | 14
22.01. | 15
22.01. | 16
22.01. | 17
22.01. | 18
22.01. | 19
22.01. | 20
22.01. | 21
22.01. | 22
22.01. | 23
22.01. | 24
23.01. | 1
23.01. | 2
23.01. | 3
23.01. | 4
23.01. | 5
23.01. | 6
23.01. | 7
23.01. | 8
23.01. | 9
23.01. | 10
23.01. | 11
23.01. | 12
23.01. | 13
23.01. | 14
23.01. | 15
23.01. | 16
23.01. | 17
23.01. | 18
23.01. | 19
23.01. | 20
23.01. | 21
23.01. | 22
23.01. | 23
23.01. | 24
24.01. | 1
24.01. | 2
24.01. | 3
24.01. | 4
24.01. | 5
24.01. | 6
24.01. | 7
24.01. | 8
24.01. | 9
24.01. | 10
24.01. | 11
24.01. | 12
24.01. | 13
24.01. | 14
24.01. | 15
24.01. | 16
24.01. | 17
24.01. | 18
24.01. | 19
24.01. | 20
24.01. | 21
24.01. | 22
24.01. | 23
24.01. | 24
25.01. | 1
25.01. | 2
25.01. | 3
25.01. | 4
25.01. | 5
25.01. | 6
25.01. | 7
25.01. | 8
25.01. | 9
25.01. | 10
25.01. | 11
25.01. | 12
25.01. | 13
25.01. | 14
25.01. | 15
25.01. | 16
25.01. | 17
25.01. | 18
25.01. | 19
25.01. | 20
25.01. | 21
25.01. | 22
25.01. | 23
25.01. | 24
26.01. | 1
26.01. | 2
26.01. | 3
26.01. | 4
26.01. | 5
26.01. | 6
26.01. | 7
26.01. | 8
26.01. | 9
26.01. | 10
26.01. | 11
26.01. | 12
26.01. | 13
26.01. | 14
26.01. | 15
26.01. | 16
26.01. | 17
26.01. | 18
26.01. | 19
26.01. | 20
26.01. | 21
26.01. | 22
26.01. | 23
26.01. | 24
27.01. | 1
27.01. | 2
27.01. | 3
27.01. | 4
27.01. | 5
27.01. | 6
27.01. | 7
27.01. | 8
27.01. | 9
27.01. | 10
27.01. | 11
27.01. | 12
27.01. | 13
27.01. | 14
27.01. | 15
27.01. | 16
27.01. | 17
27.01. | 18
27.01. | 19
27.01. | 20
27.01. | 21
27.01. | 22
27.01. | 23
27.01. | 24
28.01. | 1
28.01. | 2
28.01. | 3
28.01. | 4
28.01. | 5
28.01. | 6
28.01. | 7
28.01. | 8
28.01. | 9
28.01. | 10
28.01. | 11
28.01. | 12
28.01. | 13
28.01. | 14
28.01. | 15
28.01. | 16
28.01. | 17
28.01. | 18
28.01. | 19
28.01. | 20
28.01. | 21
28.01. | 22
28.01. | 23
28.01. | 24
29.01. | 1
29.01. | 2
29.01. | 3
29.01. | 4
29.01. | 5
29.01. | 6
29.01. | 7
29.01. | 8
29.01. | 9
29.01. | 10
29.01. | 11
29.01. | 12
29.01. | 13
29.01. | 14
29.01. | 15
29.01. | 16
29.01. | 17
29.01. | 18
29.01. | 19
29.01. | 20
29.01. | 21
29.01. | 22
29.01. | 23
29.01. | 24
30.01. | 1
30.01. | 2
30.01. | 3
30.01. | 4
30.01. | 5
30.01. | 6
30.01. | 7
30.01. | 8
30.01. | 9
30.01. | 10
30.01. | 11
30.01. | 12
30.01. | 13
30.01. | 14
30.01. | 15
30.01. | 16
30.01. | 17
30.01. | 18
30.01. | 19
30.01. | 20
30.01. | 21
30.01. | 22
30.01. | 23
30.01. | 24
31.01. | 1
31.01. | 2
31.01. | 3
31.01. | 4
31.01. | 5
31.01. | 6
31.01. | 7
31.01. | 8
31.01. | 9
31.01. | 10
31.01. | 11
31.01. | 12
31.01. | 13
31.01. | 14
31.01. | 15
31.01. | 16
31.01. | 17
31.01. | 18
31.01. | 19
31.01. | 20
31.01. | 21
31.01. | 22
31.01. | 23
31.01. | 24
01.02. | 1
01.02. | 2
01.02. | 3
01.02. | 4
01.02. | 5
01.02. | 6
01.02. | 7
01.02. | 8
01.02. | 9
01.02. | 10
01.02. | 11
01.02. | 12
01.02. | 13
01.02. | 14
01.02. | 15
01.02. | 16
01.02. | 17
01.02. | 18
01.02. | 19
01.02. | 20
01.02. | 21
01.02. | 22
01.02. | 23
01.02. | 24
02.02. | 1
02.02. | 2
02.02. | 3
02.02. | 4
02.02. | 5
02.02. | 6
02.02. | 7
02.02. | 8
02.02. | 9
02.02. | 10
02.02. | 11
02.02. | 12
02.02. | 13
02.02. | 14
02.02. | 15
02.02. | 16
02.02. | 17
02.02. | 18
02.02. | 19
02.02. | 20
02.02. | 21
02.02. | 22
02.02. | 23
02.02. | 24
03.02. | 1
03.02. | 2
03.02. | 3
03.02. | 4
03.02. | 5
03.02. | 6
03.02. | 7
03.02. | 8
03.02. | 9
03.02. | 10
03.02. | 11
03.02. | 12
03.02. | 13
03.02. | 14
03.02. | 15
03.02. | 16
03.02. | 17
03.02. | 18
03.02. | 19
03.02. | 20
03.02. | 21
03.02. | 22
03.02. | 23
03.02. | 24
04.02. | 1
04.02. | 2
04.02. | 3
04.02. | 4
04.02. | 5
04.02. | 6
04.02. | 7
04.02. | 8
04.02. | 9
04.02. | 10
04.02. | 11
04.02. | 12
04.02. | 13
04.02. | 14
04.02. | 15
04.02. | 16
04.02. | 17
04.02. | 18
04.02. | 19
04.02. | 20
04.02. | 21
04.02. | 22
04.02. | 23
04.02. | 24
05.02. | 1
05.02. | 2
05.02. | 3
05.02. | 4
05.02. | 5
05.02. | 6
05.02. | 7
05.02. | 8
05.02. | 9
05.02. | 10
05.02. | 11
05.02. | 12
05.02. | 13
05.02. | 14
05.02. | 15
05.02. | 16
05.02. | 17
05.02. | 18
05.02. | 19
05.02. | 20
05.02. | 21
05.02. | 22
05.02. | 23
05.02. | 24
06.02. | 1
06.02. | 2
06.02. | 3
06.02. | 4
06.02. | 5
06.02. | 6
06.02. | 7
06.02. | 8
06.02. | 9
06.02. | 10
06.02. | 11
06.02. | 12
06.02. | 13
06.02. | 14
06.02. | 15
06.02. | 16
06.02. | 17
06.02. | 18
06.02. | 19
06.02. | 20
06.02. | 21
06.02. | 22
06.02. | 23
06.02. | 24
07.02. | 1
07.02. | 2
07.02. | 3
07.02. | 4
07.02. | 5
07.02. | 6
07.02. | 7
07.02. | 8
07.02. | 9
07.02. | 10
07.02. | 11
07.02. | 12
07.02. | 13
07.02. | 14
07.02. | 15
07.02. | 16
07.02. | 17
07.02. | 18
07.02. | 19
07.02. | 20
07.02. | 21
07.02. | 22
07.02. | 23
07.02. | 24
08.02. | 1
08.02. | 2
08.02. | 3
08.02. | 4
08.02. | 5
08.02. | 6
08.02. | 7
08.02. | 8
08.02. | 9
08.02. | 10
08.02. | 11
08.02. | 12
08.02. | 13
08.02. | 14
08.02. | 15
08.02. | 16
08.02. | 17
08.02. | 18
08.02. | 19
08.02. | 20
08.02. | 21
08.02. | 22
08.02. | 23
08.02. | 24
09.02. | 1
09.02. | 2
09.02. | 3
09.02. | 4
09.02. | 5
09.02. | 6
09.02. | 7
09.02. | 8
09.02. | 9
09.02. | 10
09.02. | 11
09.02. | 12
09.02. | 13
09.02. | 14
09.02. | 15
09.02. | 16
09.02. | 17
09.02. | 18
09.02. | 19
09.02. | 20
09.02. | 21
09.02. | 22
09.02. | 23
09.02. | 24
10.02. | 1
10.02. | 2
10.02. | 3
10.02. | 4
10.02. | 5
10.02. | 6
10.02. | 7
10.02. | 8
10.02. | 9
10.02. | 10
10.02. | 11
10.02. | 12
10.02. | 13
10.02. | 14
10.02. | 15
10.02. | 16
10.02. | 17
10.02. | 18
10.02. | 19
10.02. | 20
10.02. | 21
10.02. | 22
10.02. | 23
10.02. | 24
11.02. | 1
11.02. | 2
11.02. | 3
11.02. | 4
11.02. | 5
11.02. | 6
11.02. | 7
11.02. | 8
11.02. | 9
11.02. | 10
11.02. | 11
11.02. | 12
11.02. | 13
11.02. | 14
11.02. | 15
11.02. | 16
11.02. | 17
11.02. | 18
11.02. | 19
11.02. | 20
11.02. | 21
11.02. | 22
11.02. | 23
11.02. | 24
12.02. | 1
12.02. | 2
12.02. | 3
12.02. | 4
12.02. | 5
12.02. | 6
12.02. | 7
12.02. | 8
12.02. | 9
12.02. | 10
12.02. | 11
12.02. | 12
12.02. | 13
12.02. | 14
12.02. | 15
12.02. | 16
12.02. | 17
12.02. | 18
12.02. | 19
12.02. | 20
12.02. | 21
12.02. | 22
12.02. | 23
12.02. | 24
13.02. | 1
13.02. | 2
13.02. | 3
13.02. | 4
13.02. | 5
13.02. | 6
13.02. | 7
13.02. | 8
13.02. | 9
13.02. | 10
13.02. | 11
13.02. | 12
13.02. | 13
13.02. | 14
13.02. | 15
13.02. | 16
13.02. | 17
13.02. | 18
13.02. | 19
13.02. | 20
13.02. | 21
13.02. | 22
13.02. | 23
13.02. | 24
14.02. | 1
14.02. | 2
14.02. | 3
14.02. | 4
14.02. | 5
14.02. | 6
14.02. | 7
14.02. | 8
14.02. | 9
14.02. | 10
14.02. | 11
14.02. | 12
14.02. | 13
14.02. | 14
14.02. | 15
14.02. | 16
14.02. | 17
14.02. | 18
14.02. | 19
14.02. | 20
14.02. | 21
14.02. | 22
14.02. | 23
14.02. | 24
15.02. | 1
15.02. | 2
15.02. | 3
15.02. | 4
15.02. | 5
15.02. | 6
15.02. | 7
15.02. | 8
15.02. | 9
15.02. | 10
15.02. | 11
15.02. | 12
15.02. | 13
15.02. | 14
15.02. | 15
15.02. | 16
15.02. | 17
15.02. | 18
15.02. | 19
15.02. | 20
15.02. | 21
15.02. | 22
15.02. | 23
15.02. | 24
16.02. | 1
16.02. | 2
16.02. | 3
16.02. | 4
16.02. | 5
16.02. | 6
16.02. | 7
16.02. | 8
16.02. | 9
16.02. | 10
16.02. | 11
16.02. | 12
16.02. | 13
16.02. | 14
16.02. | 15
16.02. | 16
16.02. | 17
16.02. | 18
16.02. | 19
16.02. | 20
16.02. | 21
16.02. | 22
16.02. | 23
16.02. | 24
17.02. | 1
17.02. | 2
17.02. | 3
17.02. | 4
17.02. | 5
17.02. | 6
17.02. | 7
17.02. | 8
17.02. | 9
17.02. | 10
17.02. | 11
17.02. | 12
17.02. | 13
17.02. | 14
17.02. | 15
17.02. | 16
17.02. | 17
17.02. | 18
17.02. | 19
17.02. | 20
17.02. | 21
17.02. | 22
17.02. | 23
17.02. | 24
18.02. | 1
18.02. | 2
18.02. | 3
18.02. | 4
18.02. | 5
18.02. | 6
18.02. | 7
18.02. | 8
18.02. | 9
18.02. | 10
18.02. | 11
18.02. | 12
18.02. | 13
18.02. | 14
18.02. | 15
18.02. | 16
18.02. | 17
18.02. | 18
18.02. | 19
18.02. | 20
18.02. | 21
18.02. | 22
18.02. | 23
18.02. | 24
19.02. | 1
19.02. | 2
19.02. | 3
19.02. | 4
19.02. | 5
19.02. | 6
19.02. | 7
19.02. | 8
19.02. | 9
19.02. | 10
19.02. | 11
19.02. | 12
19.02. | 13
19.02. | 14
19.02. | 15
19.02. | 16
19.02. | 17
19.02. | 18
19.02. | 19
19.02. | 20
19.02. | 21
19.02. | 22
19.02. | 23
19.02. | 24
20.02. | 1
20.02. | 2
20.02. | 3
20.02. | 4
20.02. | 5
20.02. | 6
20.02. | 7
20.02. | 8
20.02. | 9
20.02. | 10
20.02. | 11
20.02. | 12
20.02. | 13
20.02. | 14
20.02. | 15
20.02. | 16
20.02. | 17
20.02. | 18
20.02. | 19
20.02. | 20
20.02. | 21
20.02. | 22
20.02. | 23
20.02. | 24
21.02. | 1
21.02. | 2
21.02. | 3
21.02. | 4
21.02. | 5
21.02. | 6
21.02. | 7
21.02. | 8
21.02. | 9
21.02. | 10
21.02. | 11
21.02. | 12
21.02. | 13
21.02. | 14
21.02. | 15
21.02. | 16
21.02. | 17
21.02. | 18
21.02. | 19
21.02. | 20
21.02. | 21
21.02. | 22
21.02. | 23
21.02. | 24
22.02. | 1
22.02. | 2
22.02. | 3
22.02. | 4
22.02. | 5
22.02. | 6
22.02. | 7
22.02. | 8
22.02. | 9
22.02. | 10
22.02. | 11
22.02. | 12
22.02. | 13
22.02. | 14
22.02. | 15
22.02. | 16
22.02. | 17
22.02. | 18
22.02. | 19
22.02. | 20
22.02. | 21
22.02. | 22
22.02. | 23
22.02. | 24
23.02. | 1
23.02. | 2
23.02. | 3
23.02. | 4
23.02. | 5
23.02. | 6
23.02. | 7
23.02. | 8
23.02. | 9
23.02. | 10
23.02. | 11
23.02. | 12
23.02. | 13
23.02. | 14
23.02. | 15
23.02. | 16
23.02. | 17
23.02. | 18
23.02. | 19
23.02. | 20
23.02. | 21
23.02. | 22
23.02. | 23
23.02. | 24
24.02. | 1
24.02. | 2
24.02. | 3
24.02. | 4
24.02. | 5
24.02. | 6
24.02. | 7
24.02. | 8
24.02. | 9
24.02. | 10
24.02. | 11
24.02. | 12
24.02. | 13
24.02. | 14
24.02. | 15
24.02. | 16
24.02. | 17
24.02. | 18
24.02. | 19
24.02. | 20
24.02. | 21
24.02. | 22
24.02. | 23
24.02. | 24
25.02. | 1
25.02. | 2
25.02. | 3
25.02. | 4
25.02. | 5
25.02. | 6
25.02. | 7
25.02. | 8
25.02. | 9
25.02. | 10
25.02. | 11
25.02. | 12
25.02. | 13
25.02. | 14
25.02. | 15
25.02. | 16
25.02. | 17
25.02. | 18
25.02. | 19
25.02. | 20
25.02. | 21
25.02. | 22
25.02. | 23
25.02. | 24
26.02. | 1
26.02. | 2
26.02. | 3
26.02. | 4
26.02. | 5
26.02. | 6
26.02. | 7
26.02. | 8
26.02. | 9
26.02. | 10
26.02. | 11
26.02. | 12
26.02. | 13
26.02. | 14
26.02. | 15
26.02. | 16
26.02. | 17
26.02. | 18
26.02. | 19
26.02. | 20
26.02. | 21
26.02. | 22
26.02. | 23
26.02. | 24
27.02. | 1
27.02. | 2
27.02. | 3
27.02. | 4
27.02. | 5
27.02. | 6
27.02. | 7
27.02. | 8
27.02. | 9
27.02. | 10
27.02. | 11
27.02. | 12
27.02. | 13
27.02. | 14
27.02. | 15
27.02. | 16
27.02. | 17
27.02. | 18
27.02. | 19
27.02. | 20
27.02. | 21
27.02. | 22
27.02. | 23
27.02. | 24
28.02. | 1
28.02. | 2
28.02. | 3
28.02. | 4
28.02. | 5
28.02. | 6
28.02. | 7
28.02. | 8
28.02. | 9
28.02. | 10
28.02. | 11
28.02. | 12
28.02. | 13
28.02. | 14
28.02. | 15
28.02. | 16
28.02. | 17
28.02. | 18
28.02. | 19
28.02. | 20
28.02. | 21
28.02. | 22
28.02. | 23
28.02. | 24
01.03. | 1
01.03. | 2
01.03. | 3
01.03. | 4
01.03. | 5
01.03. | 6
01.03. | 7
01.03. | 8
01.03. | 9
01.03. | 10
01.03. | 11
01.03. | 12
01.03. | 13
01.03. | 14
01.03. | 15
01.03. | 16
01.03. | 17
01.03. | 18
01.03. | 19
01.03. | 20
01.03. | 21
01.03. | 22
01.03. | 23
01.03. | 24
02.03. | 1
02.03. | 2
02.03. | 3
02.03. | 4
02.03. | 5
02.03. | 6
02.03. | 7
02.03. | 8
02.03. | 9
02.03. | 10
02.03. | 11
02.03. | 12
02.03. | 13
02.03. | 14
02.03. | 15
02.03. | 16
02.03. | 17
02.03. | 18
02.03. | 19
02.03. | 20
02.03. | 21
02.03. | 22
02.03. | 23
02.03. | 24
03.03. | 1
03.03. | 2
03.03. | 3
03.03. | 4
03.03. | 5
03.03. | 6
03.03. | 7
03.03. | 8
03.03. | 9
03.03. | 10
03.03. | 11
03.03. | 12
03.03. | 13
03.03. | 14
03.03. | 15
03.03. | 16
03.03. | 17
03.03. | 18
03.03. | 19
03.03. | 20
03.03. | 21
03.03. | 22
03.03. | 23
03.03. | 24
04.03. | 1
04.03. | 2
04.03. | 3
04.03. | 4
04.03. | 5
04.03. | 6
04.03. | 7
04.03. | 8
04.03. | 9
04.03. | 10
04.03. | 11
04.03. | 12
04.03. | 13
04.03. | 14
04.03. | 15
04.03. | 16
04.03. | 17
04.03. | 18
04.03. | 19
04.03. | 20
04.03. | 21
04.03. | 22
04.03. | 23
04.03. | 24
05.03. | 1
05.03. | 2
05.03. | 3
05.03. | 4
05.03. | 5
05.03. | 6
05.03. | 7
05.03. | 8
05.03. | 9
05.03. | 10
05.03. | 11
05.03. | 12
05.03. | 13
05.03. | 14
05.03. | 15
05.03. | 16
05.03. | 17
05.03. | 18
05.03. | 19
05.03. | 20
05.03. | 21
05.03. | 22
05.03. | 23
05.03. | 24
06.03. | 1
06.03. | 2
06.03. | 3
06.03. | 4
06.03. | 5
06.03. | 6
06.03. | 7
06.03. | 8
06.03. | 9
06.03. | 10
06.03. | 11
06.03. | 12
06.03. | 13
06.03. | 14
06.03. | 15
06.03. | 16
06.03. | 17
06.03. | 18
06.03. | 19
06.03. | 20
06.03. | 21
06.03. | 22
06.03. | 23
06.03. | 24
07.03. | 1
07.03. | 2
07.03. | 3
07.03. | 4
07.03. | 5
07.03. | 6
07.03. | 7
07.03. | 8
07.03. | 9
07.03. | 10
07.03. | 11
07.03. | 12
07.03. | 13
07.03. | 14
07.03. | 15
07.03. | 16
07.03. | 17
07.03. | 18
07.03. | 19
07.03. | 20
07.03. | 21
07.03. | 22
07.03. | 23
07.03. | 24
08.03. | 1
08.03. | 2
08.03. | 3
08.03. | 4
08.03. | 5
08.03. | 6
08.03. | 7
08.03. | 8
08.03. | 9
08.03. | 10
08.03. | 11
08.03. | 12
08.03. | 13
08.03. | 14
08.03. | 15
08.03. | 16
08.03. | 17
08.03. | 18
08.03. | 19
08.03. | 20
08.03. | 21
08.03. | 22
08.03. | 23
08.03. | 24
09.03. | 1
09.03. | 2
09.03. | 3
09.03. | 4
09.03. | 5
09.03. | 6
09.03. | 7
09.03. | 8
09.03. | 9
09.03. | 10
09.03. | 11
09.03. | 12
09.03. | 13
09.03. | 14
09.03. | 15
09.03. | 16
09.03. | 17
09.03. | 18
09.03. | 19
09.03. | 20
09.03. | 21
09.03. | 22
09.03. | 23
09.03. | 24
10.03. | 1
10.03. | 2
10.03. | 3
10.03. | 4
10.03. | 5
10.03. | 6
10.03. | 7
10.03. | 8
10.03. | 9
10.03. | 10
10.03. | 11
10.03. | 12
10.03. | 13
10.03. | 14
10.03. | 15
10.03. | 16
10.03. | 17
10.03. | 18
10.03. | 19
10.03. | 20
10.03. | 21
10.03. | 22
10.03. | 23
10.03. | 24
11.03. | 1
11.03. | 2
11.03. | 3
11.03. | 4
11.03. | 5
11.03. | 6
11.03. | 7
11.03. | 8
11.03. | 9
11.03. | 10
11.03. | 11
11.03. | 12
11.03. | 13
11.03. | 14
11.03. | 15
11.03. | 16
11.03. | 17
11.03. | 18
11.03. | 19
11.03. | 20
11.03. | 21
11.03. | 22
11.03. | 23
11.03. | 24
12.03. | 1
12.03. | 2
12.03. | 3
12.03. | 4
12.03. | 5
12.03. | 6
12.03. | 7
12.03. | 8
12.03. | 9
12.03. | 10
12.03. | 11
12.03. | 12
12.03. | 13
12.03. | 14
12.03. | 15
12.03. | 16
12.03. | 17
12.03. | 18
12.03. | 19
12.03. | 20
12.03. | 21
12.03. | 22
12.03. | 23
12.03. | 24
13.03. | 1
13.03. | 2
13.03. | 3
13.03. | 4
13.03. | 5
13.03. | 6
13.03. | 7
13.03. | 8
13.03. | 9
13.03. | 10
13.03. | 11
13.03. | 12
13.03. | 13
13.03. | 14
13.03. | 15
13.03. | 16
13.03. | 17
13.03. | 18
13.03. | 19
13.03. | 20
13.03. | 21
13.03. | 22
13.03. | 23
13.03. | 24
14.03. | 1
14.03. | 2
14.03. | 3
14.03. | 4
14.03. | 5
14.03. | 6
14.03. | 7
14.03. | 8
14.03. | 9
14.03. | 10
14.03. | 11
14.03. | 12
14.03. | 13
14.03. | 14
14.03. | 15
14.03. | 16
14.03. | 17
14.03. | 18
14.03. | 19
14.03. | 20
14.03. | 21
14.03. | 22
14.03. | 23
14.03. | 24
15.03. | 1
15.03. | 2
15.03. | 3
15.03. | 4
15.03. | 5
15.03. | 6
15.03. | 7
15.03. | 8
15.03. | 9
15.03. | 10
15.03. | 11
15.03. | 12
15.03. | 13
15.03. | 14
15.03. | 15
15.03. | 16
15.03. | 17
15.03. | 18
15.03. | 19
15.03. | 20
15.03. | 21
15.03. | 22
15.03. | 23
15.03. | 24
16.03. | 1
16.03. | 2
16.03. | 3
16.03. | 4
16.03. | 5
16.03. | 6
16.03. | 7
16.03. | 8
16.03. | 9
16.03. | 10
16.03. | 11
16.03. | 12
16.03. | 13
16.03. | 14
16.03. | 15
16.03. | 16
16.03. | 17
16.03. | 18
16.03. | 19
16.03. | 20
16.03. | 21
16.03. | 22
16.03. | 23
16.03. | 24
17.03. | 1
17.03. | 2
17.03. | 3
17.03. | 4
17.03. | 5
17.03. | 6
17.03. | 7
17.03. | 8
17.03. | 9
17.03. | 10
17.03. | 11
17.03. | 12
17.03. | 13
17.03. | 14
17.03. | 15
17.03. | 16
17.03. | 17
17.03. | 18
17.03. | 19
17.03. | 20
17.03. | 21
17.03. | 22
17.03. | 23
17.03. | 24
18.03. | 1
18.03. | 2
18.03. | 3
18.03. | 4
18.03. | 5
18.03. | 6
18.03. | 7
18.03. | 8
18.03. | 9
18.03. | 10
18.03. | 11
18.03. | 12
18.03. | 13
18.03. | 14
18.03. | 15
18.03. | 16
18.03. | 17
18.03. | 18
18.03. | 19
18.03. | 20
18.03. | 21
18.03. | 22
18.03. | 23
18.03. | 24
19.03. | 1
19.03. | 2
19.03. | 3
19.03. | 4
19.03. | 5
19.03. | 6
19.03. | 7
19.03. | 8
19.03. | 9
19.03. | 10
19.03. | 11
19.03. | 12
19.03. | 13
19.03. | 14
19.03. | 15
19.03. | 16
19.03. | 17
19.03. | 18
19.03. | 19
19.03. | 20
19.03. | 21
19.03. | 22
19.03. | 23
19.03. | 24
20.03. | 1
20.03. | 2
20.03. | 3
20.03. | 4
20.03. | 5
20.03. | 6
20.03. | 7
20.03. | 8
20.03. | 9
20.03. | 10
20.03. | 11
20.03. | 12
20.03. | 13
20.03. | 14
20.03. | 15
20.03. | 16
20.03. | 17
20.03. | 18
20.03. | 19
20.03. | 20
20.03. | 21
20.03. | 22
20.03. | 23
20.03. | 24
21.03. | 1
21.03. | 2
21.03. | 3
21.03. | 4
21.03. | 5
21.03. | 6
21.03. | 7
21.03. | 8
21.03. | 9
21.03. | 10
21.03. | 11
21.03. | 12
21.03. | 13
21.03. | 14
21.03. | 15
21.03. | 16
21.03. | 17
21.03. | 18
21.03. | 19
21.03. | 20
21.03. | 21
21.03. | 22
21.03. | 23
21.03. | 24
22.03. | 1
22.03. | 2
22.03. | 3
22.03. | 4
22.03. | 5
22.03. | 6
22.03. | 7
22.03. | 8
22.03. | 9
22.03. | 10
22.03. | 11
22.03. | 12
22.03. | 13
22.03. | 14
22.03. | 15
22.03. | 16
22.03. | 17
22.03. | 18
22.03. | 19
22.03. | 20
22.03. | 21
22.03. | 22
22.03. | 23
22.03. | 24
23.03. | 1
23.03. | 2
23.03. | 3
23.03. | 4
23.03. | 5
23.03. | 6
23.03. | 7
23.03. | 8
23.03. | 9
23.03. | 10
23.03. | 11
23.03. | 12
23.03. | 13
23.03. | 14
23.03. | 15
23.03. | 16
23.03. | 17
23.03. | 18
23.03. | 19
23.03. | 20
23.03. | 21
23.03. | 22
23.03. | 23
23.03. | 24
24.03. | 1
24.03. | 2
24.03. | 3
24.03. | 4
24.03. | 5
24.03. | 6
24.03. | 7
24.03. | 8
24.03. | 9
24.03. | 10
24.03. | 11
24.03. | 12
24.03. | 13
24.03. | 14
24.03. | 15
24.03. | 16
24.03. | 17
24.03. | 18
24.03. | 19
24.03. | 20
24.03. | 21
24.03. | 22
24.03. | 23
24.03. | 24
25.03. | 1
25.03. | 2
25.03. | 3
25.03. | 4
25.03. | 5
25.03. | 6
25.03. | 7
25.03. | 8
25.03. | 9
25.03. | 10
25.03. | 11
25.03. | 12
25.03. | 13
25.03. | 14
25.03. | 15
25.03. | 16
25.03. | 17
25.03. | 18
25.03. | 19
25.03. | 20
25.03. | 21
25.03. | 22
25.03. | 23
25.03. | 24
26.03. | 1
26.03. | 2
26.03. | 3
26.03. | 4
26.03. | 5
26.03. | 6
26.03. | 7
26.03. | 8
26.03. | 9
26.03. | 10
26.03. | 11
26.03. | 12
26.03. | 13
26.03. | 14
26.03. | 15
26.03. | 16
26.03. | 17
26.03. | 18
26.03. | 19
26.03. | 20
26.03. | 21
26.03. | 22
26.03. | 23
26.03. | 24
27.03. | 1
27.03. | 2
27.03. | 3
27.03. | 4
27.03. | 5
27.03. | 6
27.03. | 7
27.03. | 8
27.03. | 9
27.03. | 10
27.03. | 11
27.03. | 12
27.03. | 13
27.03. | 14
27.03. | 15
27.03. | 16
27.03. | 17
27.03. | 18
27.03. | 19
27.03. | 20
27.03. | 21
27.03. | 22
27.03. | 23
27.03. | 24
28.03. | 1
28.03. | 2
28.03. | 3
28.03. | 4
28.03. | 5
28.03. | 6
28.03. | 7
28.03. | 8
28.03. | 9
28.03. | 10
28.03. | 11
28.03. | 12
28.03. | 13
28.03. | 14
28.03. | 15
28.03. | 16
28.03. | 17
28.03. | 18
28.03. | 19
28.03. | 20
28.03. | 21
28.03. | 22
28.03. | 23
28.03. | 24
29.03. | 1
29.03. | 2
29.03. | 3
29.03. | 4
29.03. | 5
29.03. | 6
29.03. | 7
29.03. | 8
29.03. | 9
29.03. | 10
29.03. | 11
29.03. | 12
29.03. | 13
29.03. | 14
29.03. | 15
29.03. | 16
29.03. | 17
29.03. | 18
29.03. | 19
29.03. | 20
29.03. | 21
29.03. | 22
29.03. | 23
29.03. | 24
30.03. | 1
30.03. | 2
30.03. | 3
30.03. | 4
30.03. | 5
30.03. | 6
30.03. | 7
30.03. | 8
30.03. | 9
30.03. | 10
30.03. | 11
30.03. | 12
30.03. | 13
30.03. | 14
30.03. | 15
30.03. | 16
30.03. | 17
30.03. | 18
30.03. | 19
30.03. | 20
30.03. | 21
30.03. | 22
30.03. | 23
30.03. | 24
31.03. | 1
31.03. | 2
31.03. | 3
31.03. | 4
31.03. | 5
31.03. | 6
31.03. | 7
31.03. | 8
31.03. | 9
31.03. | 10
31.03. | 11
31.03. | 12
31.03. | 13
31.03. | 14
31.03. | 15
31.03. | 16
31.03. | 17
31.03. | 18
31.03. | 19
31.03. | 20
31.03. | 21
31.03. | 22
31.03. | 23
31.03. | 24
01.04. | 1
01.04. | 2
01.04. | 3
01.04. | 4
01.04. | 5
01.04. | 6
01.04. | 7
01.04. | 8
01.04. | 9
01.04. | 10
01.04. | 11
01.04. | 12
01.04. | 13
01.04. | 14
01.04. | 15
01.04. | 16
01.04. | 17
01.04. | 18
01.04. | 19
01.04. | 20
01.04. | 21
01.04. | 22
01.04. | 23
01.04. | 24
02.04. | 1
02.04. | 2
02.04. | 3
02.04. | 4
02.04. | 5
02.04. | 6
02.04. | 7
02.04. | 8
02.04. | 9
02.04. | 10
02.04. | 11
02.04. | 12
02.04. | 13
02.04. | 14
02.04. | 15
02.04. | 16
02.04. | 17
02.04. | 18
02.04. | 19
02.04. | 20
02.04. | 21
02.04. | 22
02.04. | 23
02.04. | 24
03.04. | 1
03.04. | 2
03.04. | 3
03.04. | 4
03.04. | 5
03.04. | 6
03.04. | 7
03.04. | 8
03.04. | 9
03.04. | 10
03.04. | 11
03.04. | 12
03.04. | 13
03.04. | 14
03.04. | 15
03.04. | 16
03.04. | 17
03.04. | 18
03.04. | 19
03.04. | 20
03.04. | 21
03.04. | 22
03.04. | 23
03.04. | 24
04.04. | 1
04.04. | 2
04.04. | 3
04.04. | 4
04.04. | 5
04.04. | 6
04.04. | 7
04.04. | 8
04.04. | 9
04.04. | 10
04.04. | 11
04.04. | 12
04.04. | 13
04.04. | 14
04.04. | 15
04.04. | 16
04.04. | 17
04.04. | 18
04.04. | 19
04.04. | 20
04.04. | 21
04.04. | 22
04.04. | 23
04.04. | 24
05.04. | 1
05.04. | 2
05.04. | 3
05.04. | 4
05.04. | 5
05.04. | 6
05.04. | 7
05.04. | 8
05.04. | 9
05.04. | 10
05.04. | 11
05.04. | 12
05.04. | 13
05.04. | 14
05.04. | 15
05.04. | 16
05.04. | 17
05.04. | 18
05.04. | 19
05.04. | 20
05.04. | 21
05.04. | 22
05.04. | 23
05.04. | 24
06.04. | 1
06.04. | 2
06.04. | 3
06.04. | 4
06.04. | 5
06.04. | 6
06.04. | 7
06.04. | 8
06.04. | 9
06.04. | 10
06.04. | 11
06.04. | 12
06.04. | 13
06.04. | 14
06.04. | 15
06.04. | 16
06.04. | 17
06.04. | 18
06.04. | 19
06.04. | 20
06.04. | 21
06.04. | 22
06.04. | 23
06.04. | 24
07.04. | 1
07.04. | 2
07.04. | 3
07.04. | 4
07.04. | 5
07.04. | 6
07.04. | 7
07.04. | 8
07.04. | 9
07.04. | 10
07.04. | 11
07.04. | 12
07.04. | 13
07.04. | 14
07.04. | 15
07.04. | 16
07.04. | 17
07.04. | 18
07.04. | 19
07.04. | 20
07.04. | 21
07.04. | 22
07.04. | 23
07.04. | 24
08.04. | 1
08.04. | 2
08.04. | 3
08.04. | 4
08.04. | 5
08.04. | 6
08.04. | 7
08.04. | 8
08.04. | 9
08.04. | 10
08.04. | 11
08.04. | 12
08.04. | 13
08.04. | 14
08.04. | 15
08.04. | 16
08.04. | 17
08.04. | 18
08.04. | 19
08.04. | 20
08.04. | 21
08.04. | 22
08.04. | 23
08.04. | 24
09.04. | 1
09.04. | 2
09.04. | 3
09.04. | 4
09.04. | 5
09.04. | 6
09.04. | 7
09.04. | 8
09.04. | 9
09.04. | 10
09.04. | 11
09.04. | 12
09.04. | 13
09.04. | 14
09.04. | 15
09.04. | 16
09.04. | 17
09.04. | 18
09.04. | 19
09.04. | 20
09.04. | 21
09.04. | 22
09.04. | 23
09.04. | 24
10.04. | 1
10.04. | 2
10.04. | 3
10.04. | 4
10.04. | 5
10.04. | 6
10.04. | 7
10.04. | 8
10.04. | 9
10.04. | 10
10.04. | 11
10.04. | 12
10.04. | 13
10.04. | 14
10.04. | 15
10.04. | 16
10.04. | 17
10.04. | 18
10.04. | 19
10.04. | 20
10.04. | 21
10.04. | 22
10.04. | 23
10.04. | 24
11.04. | 1
11.04. | 2
11.04. | 3
11.04. | 4
11.04. | 5
11.04. | 6
11.04. | 7
11.04. | 8
11.04. | 9
11.04. | 10
11.04. | 11
11.04. | 12
11.04. | 13
11.04. | 14
11.04. | 15
11.04. | 16
11.04. | 17
11.04. | 18
11.04. | 19
11.04. | 20
11.04. | 21
11.04. | 22
11.04. | 23
11.04. | 24
12.04. | 1
12.04. | 2
12.04. | 3
12.04. | 4
12.04. | 5
12.04. | 6
12.04. | 7
12.04. | 8
12.04. | 9
12.04. | 10
12.04. | 11
12.04. | 12
12.04. | 13
12.04. | 14
12.04. | 15
12.04. | 16
12.04. | 17
12.04. | 18
12.04. | 19
12.04. | 20
12.04. | 21
12.04. | 22
12.04. | 23
12.04. | 24
13.04. | 1
13.04. | 2
13.04. | 3
13.04. | 4
13.04. | 5
13.04. | 6
13.04. | 7
13.04. | 8
13.04. | 9
13.04. | 10
13.04. | 11
13.04. | 12
13.04. | 13
13.04. | 14
13.04. | 15
13.04. | 16
13.04. | 17
13.04. | 18
13.04. | 19
13.04. | 20
13.04. | 21
13.04. | 22
13.04. | 23
13.04. | 24
14.04. | 1
14.04. | 2
14.04. | 3
14.04. | 4
14.04. | 5
14.04. | 6
14.04. | 7
14.04. | 8
14.04. | 9
14.04. | 10
14.04. | 11
14.04. | 12
14.04. | 13
14.04. | 14
14.04. | 15
14.04. | 16
14.04. | 17
14.04. | 18
14.04. | 19
14.04. | 20
14.04. | 21
14.04. | 22
14.04. | 23
14.04. | 24
15.04. | 1
15.04. | 2
15.04. | 3
15.04. | 4
15.04. | 5
15.04. | 6
15.04. | 7
15.04. | 8
15.04. | 9
15.04. | 10
15.04. | 11
15.04. | 12
15.04. | 13
15.04. | 14
15.04. | 15
15.04. | 16
15.04. | 17
15.04. | 18
15.04. | 19
15.04. | 20
15.04. | 21
15.04. | 22
15.04. | 23
15.04. | 24
16.04. | 1
16.04. | 2
16.04. | 3
16.04. | 4
16.04. | 5
16.04. | 6
16.04. | 7
16.04. | 8
16.04. | 9
16.04. | 10
16.04. | 11
16.04. | 12
16.04. | 13
16.04. | 14
16.04. | 15
16.04. | 16
16.04. | 17
16.04. | 18
16.04. | 19
16.04. | 20
16.04. | 21
16.04. | 22
16.04. | 23
16.04. | 24
17.04. | 1
17.04. | 2
17.04. | 3
17.04. | 4
17.04. | 5
17.04. | 6
17.04. | 7
17.04. | 8
17.04. | 9
17.04. | 10
17.04. | 11
17.04. | 12
17.04. | 13
17.04. | 14
17.04. | 15
17.04. | 16
17.04. | 17
17.04. | 18
17.04. | 19
17.04. | 20
17.04. | 21
17.04. | 22
17.04. | 23
17.04. | 24
18.04. | 1
18.04. | 2
18.04. | 3
18.04. | 4
18.04. | 5
18.04. | 6
18.04. | 7
18.04. | 8
18.04. | 9
18.04. | 10
18.04. | 11
18.04. | 12
18.04. | 13
18.04. | 14
18.04. | 15
18.04. | 16
18.04. | 17
18.04. | 18
18.04. | 19
18.04. | 20
18.04. | 21
18.04. | 22
18.04. | 23
18.04. | 24
19.04. | 1
19.04. | 2
19.04. | 3
19.04. | 4
19.04. | 5
19.04. | 6
19.04. | 7
19.04. | 8
19.04. | 9
19.04. | 10
19.04. | 11
19.04. | 12
19.04. | 13
19.04. | 14
19.04. | 15
19.04. | 16
19.04. | 17
19.04. | 18
19.04. | 19
19.04. | 20
19.04. | 21
19.04. | 22
19.04. | 23
19.04. | 24
20.04. | 1
20.04. | 2
20.04. | 3
20.04. | 4
20.04. | 5
20.04. | 6
20.04. | 7
20.04. | 8
20.04. | 9
20.04. | 10
20.04. | 11
20.04. | 12
20.04. | 13
20.04. | 14
20.04. | 15
20.04. | 16
20.04. | 17
20.04. | 18
20.04. | 19
20.04. | 20
20.04. | 21
20.04. | 22
20.04. | 23
20.04. | 24
21.04. | 1
21.04. | 2
21.04. | 3
21.04. | 4
21.04. | 5
21.04. | 6
21.04. | 7
21.04. | 8
21.04. | 9
21.04. | 10
21.04. | 11
21.04. | 12
21.04. | 13
21.04. | 14
21.04. | 15
21.04. | 16
21.04. | 17
21.04. | 18
21.04. | 19
21.04. | 20
21.04. | 21
21.04. | 22
21.04. | 23
21.04. | 24
22.04. | 1
22.04. | 2
22.04. | 3
22.04. | 4
22.04. | 5
22.04. | 6
22.04. | 7
22.04. | 8
22.04. | 9
22.04. | 10
22.04. | 11
22.04. | 12
22.04. | 13
22.04. | 14
22.04. | 15
22.04. | 16
22.04. | 17
22.04. | 18
22.04. | 19
22.04. | 20
22.04. | 21
22.04. | 22
22.04. | 23
22.04. | 24
23.04. | 1
23.04. | 2
23.04. | 3
23.04. | 4
23.04. | 5
23.04. | 6
23.04. | 7
23.04. | 8
23.04. | 9
23.04. | 10
23.04. | 11
23.04. | 12
23.04. | 13
23.04. | 14
23.04. | 15
23.04. | 16
23.04. | 17
23.04. | 18
23.04. | 19
23.04. | 20
23.04. | 21
23.04. | 22
23.04. | 23
23.04. | 24
24.04. | 1
24.04. | 2
24.04. | 3
24.04. | 4
24.04. | 5
24.04. | 6
24.04. | 7
24.04. | 8
24.04. | 9
24.04. | 10
24.04. | 11
24.04. | 12
24.04. | 13
24.04. | 14
24.04. | 15
24.04. | 16
24.04. | 17
24.04. | 18
24.04. | 19
24.04. | 20
24.04. | 21
24.04. | 22
24.04. | 23
24.04. | 24
25.04. | 1
25.04. | 2
25.04. | 3
25.04. | 4
25.04. | 5
25.04. | 6
25.04. | 7
25.04. | 8
25.04. | 9
25.04. | 10
25.04. | 11
25.04. | 12
25.04. | 13
25.04. | 14
25.04. | 15
25.04. | 16
25.04. | 17
25.04. | 18
25.04. | 19
25.04. | 20
25.04. | 21
25.04. | 22
25.04. | 23
25.04. | 24
26.04. | 1
26.04. | 2
26.04. | 3
26.04. | 4
26.04. | 5
26.04. | 6
26.04. | 7
26.04. | 8
26.04. | 9
26.04. | 10
26.04. | 11
26.04. | 12
26.04. | 13
26.04. | 14
26.04. | 15
26.04. | 16
26.04. | 17
26.04. | 18
26.04. | 19
26.04. | 20
26.04. | 21
26.04. | 22
26.04. | 23
26.04. | 24
27.04. | 1
27.04. | 2
27.04. | 3
27.04. | 4
27.04. | 5
27.04. | 6
27.04. | 7
27.04. | 8
27.04. | 9
27.04. | 10
27.04. | 11
27.04. | 12
27.04. | 13
27.04. | 14
27.04. | 15
27.04. | 16
27.04. | 17
27.04. | 18
27.04. | 19
27.04. | 20
27.04. | 21
27.04. | 22
27.04. | 23
27.04. | 24
28.04. | 1
28.04. | 2
28.04. | 3
28.04. | 4
28.04. | 5
28.04. | 6
28.04. | 7
28.04. | 8
28.04. | 9
28.04. | 10
28.04. | 11
28.04. | 12
28.04. | 13
28.04. | 14
28.04. | 15
28.04. | 16
28.04. | 17
28.04. | 18
28.04. | 19
28.04. | 20
28.04. | 21
28.04. | 22
28.04. | 23
28.04. | 24
29.04. | 1
29.04. | 2
29.04. | 3
29.04. | 4
29.04. | 5
29.04. | 6
29.04. | 7
29.04. | 8
29.04. | 9
29.04. | 10
29.04. | 11
29.04. | 12
29.04. | 13
29.04. | 14
29.04. | 15
29.04. | 16
29.04. | 17
29.04. | 18
29.04. | 19
29.04. | 20
29.04. | 21
29.04. | 22
29.04. | 23
29.04. | 24
30.04. | 1
30.04. | 2
30.04. | 3
30.04. | 4
30.04. | 5
30.04. | 6
30.04. | 7
30.04. | 8
30.04. | 9
30.04. | 10
30.04. | 11
30.04. | 12
30.04. | 13
30.04. | 14
30.04. | 15
30.04. | 16
30.04. | 17
30.04. | 18
30.04. | 19
30.04. | 20
30.04. | 21
30.04. | 22
30.04. | 23
30.04. | 24
01.05. | 1
01.05. | 2
01.05. | 3
01.05. | 4
01.05. | 5
01.05. | 6
01.05. | 7
01.05. | 8
01.05. | 9
01.05. | 10
01.05. | 11
01.05. | 12
01.05. | 13
01.05. | 14
01.05. | 15
01.05. | 16
01.05. | 17
01.05. | 18
01.05. | 19
01.05. | 20
01.05. | 21
01.05. | 22
01.05. | 23
01.05. | 24
02.05. | 1
02.05. | 2
02.05. | 3
02.05. | 4
02.05. | 5
02.05. | 6
02.05. | 7
02.05. | 8
02.05. | 9
02.05. | 10
02.05. | 11
02.05. | 12
02.05. | 13
02.05. | 14
02.05. | 15
02.05. | 16
02.05. | 17
02.05. | 18
02.05. | 19
02.05. | 20
02.05. | 21
02.05. | 22
02.05. | 23
02.05. | 24
03.05. | 1
03.05. | 2
03.05. | 3
03.05. | 4
03.05. | 5
03.05. | 6
03.05. | 7
03.05. | 8
03.05. | 9
03.05. | 10
03.05. | 11
03.05. | 12
03.05. | 13
03.05. | 14
03.05. | 15
03.05. | 16
03.05. | 17
03.05. | 18
03.05. | 19
03.05. | 20
03.05. | 21
03.05. | 22
03.05. | 23
03.05. | 24
04.05. | 1
04.05. | 2
04.05. | 3
04.05. | 4
04.05. | 5
04.05. | 6
04.05. | 7
04.05. | 8
04.05. | 9
04.05. | 10
04.05. | 11
04.05. | 12
04.05. | 13
04.05. | 14
04.05. | 15
04.05. | 16
04.05. | 17
04.05. | 18
04.05. | 19
04.05. | 20
04.05. | 21
04.05. | 22
04.05. | 23
04.05. | 24
05.05. | 1
05.05. | 2
05.05. | 3
05.05. | 4
05.05. | 5
05.05. | 6
05.05. | 7
05.05. | 8
05.05. | 9
05.05. | 10
05.05. | 11
05.05. | 12
05.05. | 13
05.05. | 14
05.05. | 15
05.05. | 16
05.05. | 17
05.05. | 18
05.05. | 19
05.05. | 20
05.05. | 21
05.05. | 22
05.05. | 23
05.05. | 24
06.05. | 1
06.05. | 2
06.05. | 3
06.05. | 4
06.05. | 5
06.05. | 6
06.05. | 7
06.05. | 8
06.05. | 9
06.05. | 10
06.05. | 11
06.05. | 12
06.05. | 13
06.05. | 14
06.05. | 15
06.05. | 16
06.05. | 17
06.05. | 18
06.05. | 19
06.05. | 20
06.05. | 21
06.05. | 22
06.05. | 23
06.05. | 24
07.05. | 1
07.05. | 2
07.05. | 3
07.05. | 4
07.05. | 5
07.05. | 6
07.05. | 7
07.05. | 8
07.05. | 9
07.05. | 10
07.05. | 11
07.05. | 12
07.05. | 13
07.05. | 14
07.05. | 15
07.05. | 16
07.05. | 17
07.05. | 18
07.05. | 19
07.05. | 20
07.05. | 21
07.05. | 22
07.05. | 23
07.05. | 24
08.05. | 1
08.05. | 2
08.05. | 3
08.05. | 4
08.05. | 5
08.05. | 6
08.05. | 7
08.05. | 8
08.05. | 9
08.05. | 10
08.05. | 11
08.05. | 12
08.05. | 13
08.05. | 14
08.05. | 15
08.05. | 16
08.05. | 17
08.05. | 18
08.05. | 19
08.05. | 20
08.05. | 21
08.05. | 22
08.05. | 23
08.05. | 24
09.05. | 1
09.05. | 2
09.05. | 3
09.05. | 4
09.05. | 5
09.05. | 6
09.05. | 7
09.05. | 8
09.05. | 9
09.05. | 10
09.05. | 11
09.05. | 12
09.05. | 13
09.05. | 14
09.05. | 15
09.05. | 16
09.05. | 17
09.05. | 18
09.05. | 19
09.05. | 20
09.05. | 21
09.05. | 22
09.05. | 23
09.05. | 24
10.05. | 1
10.05. | 2
10.05. | 3
10.05. | 4
10.05. | 5
10.05. | 6
10.05. | 7
10.05. | 8
10.05. | 9
10.05. | 10
10.05. | 11
10.05. | 12
10.05. | 13
10.05. | 14
10.05. | 15
10.05. | 16
10.05. | 17
10.05. | 18
10.05. | 19
10.05. | 20
10.05. | 21
10.05. | 22
10.05. | 23
10.05. | 24
11.05. | 1
11.05. | 2
11.05. | 3
11.05. | 4
11.05. | 5
11.05. | 6
11.05. | 7
11.05. | 8
11.05. | 9
11.05. | 10
11.05. | 11
11.05. | 12
11.05. | 13
11.05. | 14
11.05. | 15
11.05. | 16
11.05. | 17
11.05. | 18
11.05. | 19
11.05. | 20
11.05. | 21
11.05. | 22
11.05. | 23
11.05. | 24
12.05. | 1
12.05. | 2
12.05. | 3
12.05. | 4
12.05. | 5
12.05. | 6
12.05. | 7
12.05. | 8
12.05. | 9
12.05. | 10
12.05. | 11
12.05. | 12
12.05. | 13
12.05. | 14
12.05. | 15
12.05. | 16
12.05. | 17
12.05. | 18
12.05. | 19
12.05. | 20
12.05. | 21
12.05. | 22
12.05. | 23
12.05. | 24
13.05. | 1
13.05. | 2
13.05. | 3
13.05. | 4
13.05. | 5
13.05. | 6
13.05. | 7
13.05. | 8
13.05. | 9
13.05. | 10
13.05. | 11
13.05. | 12
13.05. | 13
13.05. | 14
13.05. | 15
13.05. | 16
13.05. | 17
13.05. | 18
13.05. | 19
13.05. | 20
13.05. | 21
13.05. | 22
13.05. | 23
13.05. | 24
14.05. | 1
14.05. | 2
14.05. | 3
14.05. | 4
14.05. | 5
14.05. | 6
14.05. | 7
14.05. | 8
14.05. | 9
14.05. | 10
14.05. | 11
14.05. | 12
14.05. | 13
14.05. | 14
14.05. | 15
14.05. | 16
14.05. | 17
14.05. | 18
14.05. | 19
14.05. | 20
14.05. | 21
14.05. | 22
14.05. | 23
14.05. | 24
15.05. | 1
15.05. | 2
15.05. | 3
15.05. | 4
15.05. | 5
15.05. | 6
15.05. | 7
15.05. | 8
15.05. | 9
15.05. | 10
15.05. | 11
15.05. | 12
15.05. | 13
15.05. | 14
15.05. | 15
15.05. | 16
15.05. | 17
15.05. | 18
15.05. | 19
15.05. | 20
15.05. | 21
15.05. | 22
15.05. | 23
15.05. | 24
16.05. | 1
16.05. | 2
16.05. | 3
16.05. | 4
16.05. | 5
16.05. | 6
16.05. | 7
16.05. | 8
16.05. | 9
16.05. | 10
16.05. | 11
16.05. | 12
16.05. | 13
16.05. | 14
16.05. | 15
16.05. | 16
16.05. | 17
16.05. | 18
16.05. | 19
16.05. | 20
16.05. | 21
16.05. | 22
16.05. | 23
16.05. | 24
17.05. | 1
17.05. | 2
17.05. | 3
17.05. | 4
17.05. | 5
17.05. | 6
17.05. | 7
17.05. | 8
17.05. | 9
17.05. | 10
17.05. | 11
17.05. | 12
17.05. | 13
17.05. | 14
17.05. | 15
17.05. | 16
17.05. | 17
17.05. | 18
17.05. | 19
17.05. | 20
17.05. | 21
17.05. | 22
17.05. | 23
17.05. | 24
18.05. | 1
18.05. | 2
18.05. | 3
18.05. | 4
18.05. | 5
18.05. | 6
18.05. | 7
18.05. | 8
18.05. | 9
18.05. | 10
18.05. | 11
18.05. | 12
18.05. | 13
18.05. | 14
18.05. | 15
18.05. | 16
18.05. | 17
18.05. | 18
18.05. | 19
18.05. | 20
18.05. | 21
18.05. | 22
18.05. | 23
18.05. | 24
19.05. | 1
19.05. | 2
19.05. | 3
19.05. | 4
19.05. | 5
19.05. | 6
19.05. | 7
19.05. | 8
19.05. | 9
19.05. | 10
19.05. | 11
19.05. | 12
19.05. | 13
19.05. | 14
19.05. | 15
19.05. | 16
19.05. | 17
19.05. | 18
19.05. | 19
19.05. | 20
19.05. | 21
19.05. | 22
19.05. | 23
19.05. | 24
20.05. | 1
20.05. | 2
20.05. | 3
20.05. | 4
20.05. | 5
20.05. | 6
20.05. | 7
20.05. | 8
20.05. | 9
20.05. | 10
20.05. | 11
20.05. | 12
20.05. | 13
20.05. | 14
20.05. | 15
20.05. | 16
20.05. | 17
20.05. | 18
20.05. | 19
20.05. | 20
20.05. | 21
20.05. | 22
20.05. | 23
20.05. | 24
21.05. | 1
21.05. | 2
21.05. | 3
21.05. | 4
21.05. | 5
21.05. | 6
21.05. | 7
21.05. | 8
21.05. | 9
21.05. | 10
21.05. | 11
21.05. | 12
21.05. | 13
21.05. | 14
21.05. | 15
21.05. | 16
21.05. | 17
21.05. | 18
21.05. | 19
21.05. | 20
21.05. | 21
21.05. | 22
21.05. | 23
21.05. | 24
22.05. | 1
22.05. | 2
22.05. | 3
22.05. | 4
22.05. | 5
22.05. | 6
22.05. | 7
22.05. | 8
22.05. | 9
22.05. | 10
22.05. | 11
22.05. | 12
22.05. | 13
22.05. | 14
22.05. | 15
22.05. | 16
22.05. | 17
22.05. | 18
22.05. | 19
22.05. | 20
22.05. | 21
22.05. | 22
22.05. | 23
22.05. | 24
23.05. | 1
23.05. | 2
23.05. | 3
23.05. | 4
23.05. | 5
23.05. | 6
23.05. | 7
23.05. | 8
23.05. | 9
23.05. | 10
23.05. | 11
23.05. | 12
23.05. | 13
23.05. | 14
23.05. | 15
23.05. | 16
23.05. | 17
23.05. | 18
23.05. | 19
23.05. | 20
23.05. | 21
23.05. | 22
23.05. | 23
23.05. | 24
24.05. | 1
24.05. | 2
24.05. | 3
24.05. | 4
24.05. | 5
24.05. | 6
24.05. | 7
24.05. | 8
24.05. | 9
24.05. | 10
24.05. | 11
24.05. | 12
24.05. | 13
24.05. | 14
24.05. | 15
24.05. | 16
24.05. | 17
24.05. | 18
24.05. | 19
24.05. | 20
24.05. | 21
24.05. | 22
24.05. | 23
24.05. | 24
25.05. | 1
25.05. | 2
25.05. | 3
25.05. | 4
25.05. | 5
25.05. | 6
25.05. | 7
25.05. | 8
25.05. | 9
25.05. | 10
25.05. | 11
25.05. | 12
25.05. | 13
25.05. | 14
25.05. | 15
25.05. | 16
25.05. | 17
25.05. | 18
25.05. | 19
25.05. | 20
25.05. | 21
25.05. | 22
25.05. | 23
25.05. | 24
26.05. | 1
26.05. | 2
26.05. | 3
26.05. | 4
26.05. | 5
26.05. | 6
26.05. | 7
26.05. | 8
26.05. | 9
26.05. | 10
26.05. | 11
26.05. | 12
26.05. | 13
26.05. | 14
26.05. | 15
26.05. | 16
26.05. | 17
26.05. | 18
26.05. | 19
26.05. | 20
26.05. | 21
26.05. | 22
26.05. | 23
26.05. | 24
27.05. | 1
27.05. | 2
27.05. | 3
27.05. | 4
27.05. | 5
27.05. | 6
27.05. | 7
27.05. | 8
27.05. | 9
27.05. | 10
27.05. | 11
27.05. | 12
27.05. | 13
27.05. | 14
27.05. | 15
27.05. | 16
27.05. | 17
27.05. | 18
27.05. | 19
27.05. | 20
27.05. | 21
27.05. | 22
27.05. | 23
27.05. | 24
28.05. | 1
28.05. | 2
28.05. | 3
28.05. | 4
28.05. | 5
28.05. | 6
28.05. | 7
28.05. | 8
28.05. | 9
28.05. | 10
28.05. | 11
28.05. | 12
28.05. | 13
28.05. | 14
28.05. | 15
28.05. | 16
28.05. | 17
28.05. | 18
28.05. | 19
28.05. | 20
28.05. | 21
28.05. | 22
28.05. | 23
28.05. | 24
29.05. | 1
29.05. | 2
29.05. | 3
29.05. | 4
29.05. | 5
29.05. | 6
29.05. | 7
29.05. | 8
29.05. | 9
29.05. | 10
29.05. | 11
29.05. | 12
29.05. | 13
29.05. | 14
29.05. | 15
29.05. | 16
29.05. | 17
29.05. | 18
29.05. | 19
29.05. | 20
29.05. | 21
29.05. | 22
29.05. | 23
29.05. | 24
30.05. | 1
30.05. | 2
30.05. | 3
30.05. | 4
30.05. | 5
30.05. | 6
30.05. | 7
30.05. | 8
30.05. | 9
30.05. | 10
30.05. | 11
30.05. | 12
30.05. | 13
30.05. | 14
30.05. | 15
30.05. | 16
30.05. | 17
30.05. | 18
30.05. | 19
30.05. | 20
30.05. | 21
30.05. | 22
30.05. | 23
30.05. | 24
31.05. | 1
31.05. | 2
31.05. | 3
31.05. | 4
31.05. | 5
31.05. | 6
31.05. | 7
31.05. | 8
31.05. | 9
31.05. | 10
31.05. | 11
31.05. | 12
31.05. | 13
31.05. | 14
31.05. | 15
31.05. | 16
31.05. | 17
31.05. | 18
31.05. | 19
31.05. | 20
31.05. | 21
31.05. | 22
31.05. | 23
31.05. | 24
01.06. | 1
01.06. | 2
01.06. | 3
01.06. | 4
01.06. | 5
01.06. | 6
01.06. | 7
01.06. | 8
01.06. | 9
01.06. | 10
01.06. | 11
01.06. | 12
01.06. | 13
01.06. | 14
01.06. | 15
01.06. | 16
01.06. | 17
01.06. | 18
01.06. | 19
01.06. | 20
01.06. | 21
01.06. | 22
01.06. | 23
01.06. | 24
02.06. | 1
02.06. | 2
02.06. | 3
02.06. | 4
02.06. | 5
02.06. | 6
02.06. | 7
02.06. | 8
02.06. | 9
02.06. | 10
02.06. | 11
02.06. | 12
02.06. | 13
02.06. | 14
02.06. | 15
02.06. | 16
02.06. | 17
02.06. | 18
02.06. | 19
02.06. | 20
02.06. | 21
02.06. | 22
02.06. | 23
02.06. | 24
03.06. | 1
03.06. | 2
03.06. | 3
03.06. | 4
03.06. | 5
03.06. | 6
03.06. | 7
03.06. | 8
03.06. | 9
03.06. | 10
03.06. | 11
03.06. | 12
03.06. | 13
03.06. | 14
03.06. | 15
03.06. | 16
03.06. | 17
03.06. | 18
03.06. | 19
03.06. | 20
03.06. | 21
03.06. | 22
03.06. | 23
03.06. | 24
04.06. | 1
04.06. | 2
04.06. | 3
04.06. | 4
04.06. | 5
04.06. | 6
04.06. | 7
04.06. | 8
04.06. | 9
04.06. | 10
04.06. | 11
04.06. | 12
04.06. | 13
04.06. | 14
04.06. | 15
04.06. | 16
04.06. | 17
04.06. | 18
04.06. | 19
04.06. | 20
04.06. | 21
04.06. | 22
04.06. | 23
04.06. | 24
05.06. | 1
05.06. | 2
05.06. | 3
05.06. | 4
05.06. | 5
05.06. | 6
05.06. | 7
05.06. | 8
05.06. | 9
05.06. | 10
05.06. | 11
05.06. | 12
05.06. | 13
05.06. | 14
05.06. | 15
05.06. | 16
05.06. | 17
05.06. | 18
05.06. | 19
05.06. | 20
05.06. | 21
05.06. | 22
05.06. | 23
05.06. | 24
06.06. | 1
06.06. | 2
06.06. | 3
06.06. | 4
06.06. | 5
06.06. | 6
06.06. | 7
06.06. | 8
06.06. | 9
06.06. | 10
06.06. | 11
06.06. | 12
06.06. | 13
06.06. | 14
06.06. | 15
06.06. | 16
06.06. | 17
06.06. | 18
06.06. | 19
06.06. | 20
06.06. | 21
06.06. | 22
06.06. | 23
06.06. | 24
07.06. | 1
07.06. | 2
07.06. | 3
07.06. | 4
07.06. | 5
07.06. | 6
07.06. | 7
07.06. | 8
07.06. | 9
07.06. | 10
07.06. | 11
07.06. | 12
07.06. | 13
07.06. | 14
07.06. | 15
07.06. | 16
07.06. | 17
07.06. | 18
07.06. | 19
07.06. | 20
07.06. | 21
07.06. | 22
07.06. | 23
07.06. | 24
08.06. | 1
08.06. | 2
08.06. | 3
08.06. | 4
08.06. | 5
08.06. | 6
08.06. | 7
08.06. | 8
08.06. | 9
08.06. | 10
08.06. | 11
08.06. | 12
08.06. | 13
08.06. | 14
08.06. | 15
08.06. | 16
08.06. | 17
08.06. | 18
08.06. | 19
08.06. | 20
08.06. | 21
08.06. | 22
08.06. | 23
08.06. | 24
09.06. | 1
09.06. | 2
09.06. | 3
09.06. | 4
09.06. | 5
09.06. | 6
09.06. | 7
09.06. | 8
09.06. | 9
09.06. | 10
09.06. | 11
09.06. | 12
09.06. | 13
09.06. | 14
09.06. | 15
09.06. | 16
09.06. | 17
09.06. | 18
09.06. | 19
09.06. | 20
09.06. | 21
09.06. | 22
09.06. | 23
09.06. | 24
10.06. | 1
10.06. | 2
10.06. | 3
10.06. | 4
10.06. | 5
10.06. | 6
10.06. | 7
10.06. | 8
10.06. | 9
10.06. | 10
10.06. | 11
10.06. | 12
10.06. | 13
10.06. | 14
10.06. | 15
10.06. | 16
10.06. | 17
10.06. | 18
10.06. | 19
10.06. | 20
10.06. | 21
10.06. | 22
10.06. | 23
10.06. | 24
11.06. | 1
11.06. | 2
11.06. | 3
11.06. | 4
11.06. | 5
11.06. | 6
11.06. | 7
11.06. | 8
11.06. | 9
11.06. | 10
11.06. | 11
11.06. | 12
11.06. | 13
11.06. | 14
11.06. | 15
11.06. | 16
11.06. | 17
11.06. | 18
11.06. | 19
11.06. | 20
11.06. | 21
11.06. | 22
11.06. | 23
11.06. | 24
12.06. | 1
12.06. | 2
12.06. | 3
12.06. | 4
12.06. | 5
12.06. | 6
12.06. | 7
12.06. | 8
12.06. | 9
12.06. | 10
12.06. | 11
12.06. | 12
12.06. | 13
12.06. | 14
12.06. | 15
12.06. | 16
12.06. | 17
12.06. | 18
12.06. | 19
12.06. | 20
12.06. | 21
12.06. | 22
12.06. | 23
12.06. | 24
13.06. | 1
13.06. | 2
13.06. | 3
13.06. | 4
13.06. | 5
13.06. | 6
13.06. | 7
13.06. | 8
13.06. | 9
13.06. | 10
13.06. | 11
13.06. | 12
13.06. | 13
13.06. | 14
13.06. | 15
13.06. | 16
13.06. | 17
13.06. | 18
13.06. | 19
13.06. | 20
13.06. | 21
13.06. | 22
13.06. | 23
13.06. | 24
14.06. | 1
14.06. | 2
14.06. | 3
14.06. | 4
14.06. | 5
14.06. | 6
14.06. | 7
14.06. | 8
14.06. | 9
14.06. | 10
14.06. | 11
14.06. | 12
14.06. | 13
14.06. | 14
14.06. | 15
14.06. | 16
14.06. | 17
14.06. | 18
14.06. | 19
14.06. | 20
14.06. | 21
14.06. | 22
14.06. | 23
14.06. | 24
15.06. | 1
15.06. | 2
15.06. | 3
15.06. | 4
15.06. | 5
15.06. | 6
15.06. | 7
15.06. | 8
15.06. | 9
15.06. | 10
15.06. | 11
15.06. | 12
15.06. | 13
15.06. | 14
15.06. | 15
15.06. | 16
15.06. | 17
15.06. | 18
15.06. | 19
15.06. | 20
15.06. | 21
15.06. | 22
15.06. | 23
15.06. | 24
16.06. | 1
16.06. | 2
16.06. | 3
16.06. | 4
16.06. | 5
16.06. | 6
16.06. | 7
16.06. | 8
16.06. | 9
16.06. | 10
16.06. | 11
16.06. | 12
16.06. | 13
16.06. | 14
16.06. | 15
16.06. | 16
16.06. | 17
16.06. | 18
16.06. | 19
16.06. | 20
16.06. | 21
16.06. | 22
16.06. | 23
16.06. | 24
17.06. | 1
17.06. | 2
17.06. | 3
17.06. | 4
17.06. | 5
17.06. | 6
17.06. | 7
17.06. | 8
17.06. | 9
17.06. | 10
17.06. | 11
17.06. | 12
17.06. | 13
17.06. | 14
17.06. | 15
17.06. | 16
17.06. | 17
17.06. | 18
17.06. | 19
17.06. | 20
17.06. | 21
17.06. | 22
17.06. | 23
17.06. | 24
18.06. | 1
18.06. | 2
18.06. | 3
18.06. | 4
18.06. | 5
18.06. | 6
18.06. | 7
18.06. | 8
18.06. | 9
18.06. | 10
18.06. | 11
18.06. | 12
18.06. | 13
18.06. | 14
18.06. | 15
18.06. | 16
18.06. | 17
18.06. | 18
18.06. | 19
18.06. | 20
18.06. | 21
18.06. | 22
18.06. | 23
18.06. | 24
19.06. | 1
19.06. | 2
19.06. | 3
19.06. | 4
19.06. | 5
19.06. | 6
19.06. | 7
19.06. | 8
19.06. | 9
19.06. | 10
19.06. | 11
19.06. | 12
19.06. | 13
19.06. | 14
19.06. | 15
19.06. | 16
19.06. | 17
19.06. | 18
19.06. | 19
19.06. | 20
19.06. | 21
19.06. | 22
19.06. | 23
19.06. | 24
20.06. | 1
20.06. | 2
20.06. | 3
20.06. | 4
20.06. | 5
20.06. | 6
20.06. | 7
20.06. | 8
20.06. | 9
20.06. | 10
20.06. | 11
20.06. | 12
20.06. | 13
20.06. | 14
20.06. | 15
20.06. | 16
20.06. | 17
20.06. | 18
20.06. | 19
20.06. | 20
20.06. | 21
20.06. | 22
20.06. | 23
20.06. | 24
21.06. | 1
21.06. | 2
21.06. | 3
21.06. | 4
21.06. | 5
21.06. | 6
21.06. | 7
21.06. | 8
21.06. | 9
21.06. | 10
21.06. | 11
21.06. | 12
21.06. | 13
21.06. | 14
21.06. | 15
21.06. | 16
21.06. | 17
21.06. | 18
21.06. | 19
21.06. | 20
21.06. | 21
21.06. | 22
21.06. | 23
21.06. | 24
22.06. | 1
22.06. | 2
22.06. | 3
22.06. | 4
22.06. | 5
22.06. | 6
22.06. | 7
22.06. | 8
22.06. | 9
22.06. | 10
22.06. | 11
22.06. | 12
22.06. | 13
22.06. | 14
22.06. | 15
22.06. | 16
22.06. | 17
22.06. | 18
22.06. | 19
22.06. | 20
22.06. | 21
22.06. | 22
22.06. | 23
22.06. | 24
23.06. | 1
23.06. | 2
23.06. | 3
23.06. | 4
23.06. | 5
23.06. | 6
23.06. | 7
23.06. | 8
23.06. | 9
23.06. | 10
23.06. | 11
23.06. | 12
23.06. | 13
23.06. | 14
23.06. | 15
23.06. | 16
23.06. | 17
23.06. | 18
23.06. | 19
23.06. | 20
23.06. | 21
23.06. | 22
23.06. | 23
23.06. | 24
24.06. | 1
24.06. | 2
24.06. | 3
24.06. | 4
24.06. | 5
24.06. | 6
24.06. | 7
24.06. | 8
24.06. | 9
24.06. | 10
24.06. | 11
24.06. | 12
24.06. | 13
24.06. | 14
24.06. | 15
24.06. | 16
24.06. | 17
24.06. | 18
24.06. | 19
24.06. | 20
24.06. | 21
24.06. | 22
24.06. | 23
24.06. | 24
25.06. | 1
25.06. | 2
25.06. | 3
25.06. | 4
25.06. | 5
25.06. | 6
25.06. | 7
25.06. | 8
25.06. | 9
25.06. | 10
25.06. | 11
25.06. | 12
25.06. | 13
25.06. | 14
25.06. | 15
25.06. | 16
25.06. | 17
25.06. | 18
25.06. | 19
25.06. | 20
25.06. | 21
25.06. | 22
25.06. | 23
25.06. | 24
26.06. | 1
26.06. | 2
26.06. | 3
26.06. | 4
26.06. | 5
26.06. | 6
26.06. | 7
26.06. | 8
26.06. | 9
26.06. | 10
26.06. | 11
26.06. | 12
26.06. | 13
26.06. | 14
26.06. | 15
26.06. | 16
26.06. | 17
26.06. | 18
26.06. | 19
26.06. | 20
26.06. | 21
26.06. | 22
26.06. | 23
26.06. | 24
27.06. | 1
27.06. | 2
27.06. | 3
27.06. | 4
27.06. | 5
27.06. | 6
27.06. | 7
27.06. | 8
27.06. | 9
27.06. | 10
27.06. | 11
27.06. | 12
27.06. | 13
27.06. | 14
27.06. | 15
27.06. | 16
27.06. | 17
27.06. | 18
27.06. | 19
27.06. | 20
27.06. | 21
27.06. | 22
27.06. | 23
27.06. | 24
28.06. | 1
28.06. | 2
28.06. | 3
28.06. | 4
28.06. | 5
28.06. | 6
28.06. | 7
28.06. | 8
28.06. | 9
28.06. | 10
28.06. | 11
28.06. | 12
28.06. | 13
28.06. | 14
28.06. | 15
28.06. | 16
28.06. | 17
28.06. | 18
28.06. | 19
28.06. | 20
28.06. | 21
28.06. | 22
28.06. | 23
28.06. | 24
29.06. | 1
29.06. | 2
29.06. | 3
29.06. | 4
29.06. | 5
29.06. | 6
29.06. | 7
29.06. | 8
29.06. | 9
29.06. | 10
29.06. | 11
29.06. | 12
29.06. | 13
29.06. | 14
29.06. | 15
29.06. | 16
29.06. | 17
29.06. | 18
29.06. | 19
29.06. | 20
29.06. | 21
29.06. | 22
29.06. | 23
29.06. | 24
30.06. | 1
30.06. | 2
30.06. | 3
30.06. | 4
30.06. | 5
30.06. | 6
30.06. | 7
30.06. | 8
30.06. | 9
30.06. | 10
30.06. | 11
30.06. | 12
30.06. | 13
30.06. | 14
30.06. | 15
30.06. | 16
30.06. | 17
30.06. | 18
30.06. | 19
30.06. | 20
30.06. | 21
30.06. | 22
30.06. | 23
30.06. | 24
01.07. | 1
01.07. | 2
01.07. | 3
01.07. | 4
01.07. | 5
01.07. | 6
01.07. | 7
01.07. | 8
01.07. | 9
01.07. | 10
01.07. | 11
01.07. | 12
01.07. | 13
01.07. | 14
01.07. | 15
01.07. | 16
01.07. | 17
01.07. | 18
01.07. | 19
01.07. | 20
01.07. | 21
01.07. | 22
01.07. | 23
01.07. | 24
02.07. | 1
02.07. | 2
02.07. | 3
02.07. | 4
02.07. | 5
02.07. | 6
02.07. | 7
02.07. | 8
02.07. | 9
02.07. | 10
02.07. | 11
02.07. | 12
02.07. | 13
02.07. | 14
02.07. | 15
02.07. | 16
02.07. | 17
02.07. | 18
02.07. | 19
02.07. | 20
02.07. | 21
02.07. | 22
02.07. | 23
02.07. | 24
03.07. | 1
03.07. | 2
03.07. | 3
03.07. | 4
03.07. | 5
03.07. | 6
03.07. | 7
03.07. | 8
03.07. | 9
03.07. | 10
03.07. | 11
03.07. | 12
03.07. | 13
03.07. | 14
03.07. | 15
03.07. | 16
03.07. | 17
03.07. | 18
03.07. | 19
03.07. | 20
03.07. | 21
03.07. | 22
03.07. | 23
03.07. | 24
04.07. | 1
04.07. | 2
04.07. | 3
04.07. | 4
04.07. | 5
04.07. | 6
04.07. | 7
04.07. | 8
04.07. | 9
04.07. | 10
04.07. | 11
04.07. | 12
04.07. | 13
04.07. | 14
04.07. | 15
04.07. | 16
04.07. | 17
04.07. | 18
04.07. | 19
04.07. | 20
04.07. | 21
04.07. | 22
04.07. | 23
04.07. | 24
05.07. | 1
05.07. | 2
05.07. | 3
05.07. | 4
05.07. | 5
05.07. | 6
05.07. | 7
05.07. | 8
05.07. | 9
05.07. | 10
05.07. | 11
05.07. | 12
05.07. | 13
05.07. | 14
05.07. | 15
05.07. | 16
05.07. | 17
05.07. | 18
05.07. | 19
05.07. | 20
05.07. | 21
05.07. | 22
05.07. | 23
05.07. | 24
06.07. | 1
06.07. | 2
06.07. | 3
06.07. | 4
06.07. | 5
06.07. | 6
06.07. | 7
06.07. | 8
06.07. | 9
06.07. | 10
06.07. | 11
06.07. | 12
06.07. | 13
06.07. | 14
06.07. | 15
06.07. | 16
06.07. | 17
06.07. | 18
06.07. | 19
06.07. | 20
06.07. | 21
06.07. | 22
06.07. | 23
06.07. | 24
07.07. | 1
07.07. | 2
07.07. | 3
07.07. | 4
07.07. | 5
07.07. | 6
07.07. | 7
07.07. | 8
07.07. | 9
07.07. | 10
07.07. | 11
07.07. | 12
07.07. | 13
07.07. | 14
07.07. | 15
07.07. | 16
07.07. | 17
07.07. | 18
07.07. | 19
07.07. | 20
07.07. | 21
07.07. | 22
07.07. | 23
07.07. | 24
08.07. | 1
08.07. | 2
08.07. | 3
08.07. | 4
08.07. | 5
08.07. | 6
08.07. | 7
08.07. | 8
08.07. | 9
08.07. | 10
08.07. | 11
08.07. | 12
08.07. | 13
08.07. | 14
08.07. | 15
08.07. | 16
08.07. | 17
08.07. | 18
08.07. | 19
08.07. | 20
08.07. | 21
08.07. | 22
08.07. | 23
08.07. | 24
09.07. | 1
09.07. | 2
09.07. | 3
09.07. | 4
09.07. | 5
09.07. | 6
09.07. | 7
09.07. | 8
09.07. | 9
09.07. | 10
09.07. | 11
09.07. | 12
09.07. | 13
09.07. | 14
09.07. | 15
09.07. | 16
09.07. | 17
09.07. | 18
09.07. | 19
09.07. | 20
09.07. | 21
09.07. | 22
09.07. | 23
09.07. | 24
10.07. | 1
10.07. | 2
10.07. | 3
10.07. | 4
10.07. | 5
10.07. | 6
10.07. | 7
10.07. | 8
10.07. | 9
10.07. | 10
10.07. | 11
10.07. | 12
10.07. | 13
10.07. | 14
10.07. | 15
10.07. | 16
10.07. | 17
10.07. | 18
10.07. | 19
10.07. | 20
10.07. | 21
10.07. | 22
10.07. | 23
10.07. | 24
11.07. | 1
11.07. | 2
11.07. | 3
11.07. | 4
11.07. | 5
11.07. | 6
11.07. | 7
11.07. | 8
11.07. | 9
11.07. | 10
11.07. | 11
11.07. | 12
11.07. | 13
11.07. | 14
11.07. | 15
11.07. | 16
11.07. | 17
11.07. | 18
11.07. | 19
11.07. | 20
11.07. | 21
11.07. | 22
11.07. | 23
11.07. | 24
12.07. | 1
12.07. | 2
12.07. | 3
12.07. | 4
12.07. | 5
12.07. | 6
12.07. | 7
12.07. | 8
12.07. | 9
12.07. | 10
12.07. | 11
12.07. | 12
12.07. | 13
12.07. | 14
12.07. | 15
12.07. | 16
12.07. | 17
12.07. | 18
12.07. | 19
12.07. | 20
12.07. | 21
12.07. | 22
12.07. | 23
12.07. | 24
13.07. | 1
13.07. | 2
13.07. | 3
13.07. | 4
13.07. | 5
13.07. | 6
13.07. | 7
13.07. | 8
13.07. | 9
13.07. | 10
13.07. | 11
13.07. | 12
13.07. | 13
13.07. | 14
13.07. | 15
13.07. | 16
13.07. | 17
13.07. | 18
13.07. | 19
13.07. | 20
13.07. | 21
13.07. | 22
13.07. | 23
13.07. | 24
14.07. | 1
14.07. | 2
14.07. | 3
14.07. | 4
14.07. | 5
14.07. | 6
14.07. | 7
14.07. | 8
14.07. | 9
14.07. | 10
14.07. | 11
14.07. | 12
14.07. | 13
14.07. | 14
14.07. | 15
14.07. | 16
14.07. | 17
14.07. | 18
14.07. | 19
14.07. | 20
14.07. | 21
14.07. | 22
14.07. | 23
14.07. | 24
15.07. | 1
15.07. | 2
15.07. | 3
15.07. | 4
15.07. | 5
15.07. | 6
15.07. | 7
15.07. | 8
15.07. | 9
15.07. | 10
15.07. | 11
15.07. | 12
15.07. | 13
15.07. | 14
15.07. | 15
15.07. | 16
15.07. | 17
15.07. | 18
15.07. | 19
15.07. | 20
15.07. | 21
15.07. | 22
15.07. | 23
15.07. | 24
16.07. | 1
16.07. | 2
16.07. | 3
16.07. | 4
16.07. | 5
16.07. | 6
16.07. | 7
16.07. | 8
16.07. | 9
16.07. | 10
16.07. | 11
16.07. | 12
16.07. | 13
16.07. | 14
16.07. | 15
16.07. | 16
16.07. | 17
16.07. | 18
16.07. | 19
16.07. | 20
16.07. | 21
16.07. | 22
16.07. | 23
16.07. | 24
17.07. | 1
17.07. | 2
17.07. | 3
17.07. | 4
17.07. | 5
17.07. | 6
17.07. | 7
17.07. | 8
17.07. | 9
17.07. | 10
17.07. | 11
17.07. | 12
17.07. | 13
17.07. | 14
17.07. | 15
17.07. | 16
17.07. | 17
17.07. | 18
17.07. | 19
17.07. | 20
17.07. | 21
17.07. | 22
17.07. | 23
17.07. | 24
18.07. | 1
18.07. | 2
18.07. | 3
18.07. | 4
18.07. | 5
18.07. | 6
18.07. | 7
18.07. | 8
18.07. | 9
18.07. | 10
18.07. | 11
18.07. | 12
18.07. | 13
18.07. | 14
18.07. | 15
18.07. | 16
18.07. | 17
18.07. | 18
18.07. | 19
18.07. | 20
18.07. | 21
18.07. | 22
18.07. | 23
18.07. | 24
19.07. | 1
19.07. | 2
19.07. | 3
19.07. | 4
19.07. | 5
19.07. | 6
19.07. | 7
19.07. | 8
19.07. | 9
19.07. | 10
19.07. | 11
19.07. | 12
19.07. | 13
19.07. | 14
19.07. | 15
19.07. | 16
19.07. | 17
19.07. | 18
19.07. | 19
19.07. | 20
19.07. | 21
19.07. | 22
19.07. | 23
19.07. | 24
20.07. | 1
20.07. | 2
20.07. | 3
20.07. | 4
20.07. | 5
20.07. | 6
20.07. | 7
20.07. | 8
20.07. | 9
20.07. | 10
20.07. | 11
20.07. | 12
20.07. | 13
20.07. | 14
20.07. | 15
20.07. | 16
20.07. | 17
20.07. | 18
20.07. | 19
20.07. | 20
20.07. | 21
20.07. | 22
20.07. | 23
20.07. | 24
21.07. | 1
21.07. | 2
21.07. | 3
21.07. | 4
21.07. | 5
21.07. | 6
21.07. | 7
21.07. | 8
21.07. | 9
21.07. | 10
21.07. | 11
21.07. | 12
21.07. | 13
21.07. | 14
21.07. | 15
21.07. | 16
21.07. | 17
21.07. | 18
21.07. | 19
21.07. | 20
21.07. | 21
21.07. | 22
21.07. | 23
21.07. | 24
22.07. | 1
22.07. | 2
22.07. | 3
22.07. | 4
22.07. | 5
22.07. | 6
22.07. | 7
22.07. | 8
22.07. | 9
22.07. | 10
22.07. | 11
22.07. | 12
22.07. | 13
22.07. | 14
22.07. | 15
22.07. | 16
22.07. | 17
22.07. | 18
22.07. | 19
22.07. | 20
22.07. | 21
22.07. | 22
22.07. | 23
22.07. | 24
23.07. | 1
23.07. | 2
23.07. | 3
23.07. | 4
23.07. | 5
23.07. | 6
23.07. | 7
23.07. | 8
23.07. | 9
23.07. | 10
23.07. | 11
23.07. | 12
23.07. | 13
23.07. | 14
23.07. | 15
23.07. | 16
23.07. | 17
23.07. | 18
23.07. | 19
23.07. | 20
23.07. | 21
23.07. | 22
23.07. | 23
23.07. | 24
24.07. | 1
24.07. | 2
24.07. | 3
24.07. | 4
24.07. | 5
24.07. | 6
24.07. | 7
24.07. | 8
24.07. | 9
24.07. | 10
24.07. | 11
24.07. | 12
24.07. | 13
24.07. | 14
24.07. | 15
24.07. | 16
24.07. | 17
24.07. | 18
24.07. | 19
24.07. | 20
24.07. | 21
24.07. | 22
24.07. | 23
24.07. | 24
25.07. | 1
25.07. | 2
25.07. | 3
25.07. | 4
25.07. | 5
25.07. | 6
25.07. | 7
25.07. | 8
25.07. | 9
25.07. | 10
25.07. | 11
25.07. | 12
25.07. | 13
25.07. | 14
25.07. | 15
25.07. | 16
25.07. | 17
25.07. | 18
25.07. | 19
25.07. | 20
25.07. | 21
25.07. | 22
25.07. | 23
25.07. | 24
26.07. | 1
26.07. | 2
26.07. | 3
26.07. | 4
26.07. | 5
26.07. | 6
26.07. | 7
26.07. | 8
26.07. | 9
26.07. | 10
26.07. | 11
26.07. | 12
26.07. | 13
26.07. | 14
26.07. | 15
26.07. | 16
26.07. | 17
26.07. | 18
26.07. | 19
26.07. | 20
26.07. | 21
26.07. | 22
26.07. | 23
26.07. | 24
27.07. | 1
27.07. | 2
27.07. | 3
27.07. | 4
27.07. | 5
27.07. | 6
27.07. | 7
27.07. | 8
27.07. | 9
27.07. | 10
27.07. | 11
27.07. | 12
27.07. | 13
27.07. | 14
27.07. | 15
27.07. | 16
27.07. | 17
27.07. | 18
27.07. | 19
27.07. | 20
27.07. | 21
27.07. | 22
27.07. | 23
27.07. | 24
28.07. | 1
28.07. | 2
28.07. | 3
28.07. | 4
28.07. | 5
28.07. | 6
28.07. | 7
28.07. | 8
28.07. | 9
28.07. | 10
28.07. | 11
28.07. | 12
28.07. | 13
28.07. | 14
28.07. | 15
28.07. | 16
28.07. | 17
28.07. | 18
28.07. | 19
28.07. | 20
28.07. | 21
28.07. | 22
28.07. | 23
28.07. | 24
29.07. | 1
29.07. | 2
29.07. | 3
29.07. | 4
29.07. | 5
29.07. | 6
29.07. | 7
29.07. | 8
29.07. | 9
29.07. | 10
29.07. | 11
29.07. | 12
29.07. | 13
29.07. | 14
29.07. | 15
29.07. | 16
29.07. | 17
29.07. | 18
29.07. | 19
29.07. | 20
29.07. | 21
29.07. | 22
29.07. | 23
29.07. | 24
30.07. | 1
30.07. | 2
30.07. | 3
30.07. | 4
30.07. | 5
30.07. | 6
30.07. | 7
30.07. | 8
30.07. | 9
30.07. | 10
30.07. | 11
30.07. | 12
30.07. | 13
30.07. | 14
30.07. | 15
30.07. | 16
30.07. | 17
30.07. | 18
30.07. | 19
30.07. | 20
30.07. | 21
30.07. | 22
30.07. | 23
30.07. | 24
31.07. | 1
31.07. | 2
31.07. | 3
31.07. | 4
31.07. | 5
31.07. | 6
31.07. | 7
31.07. | 8
31.07. | 9
31.07. | 10
31.07. | 11
31.07. | 12
31.07. | 13
31.07. | 14
31.07. | 15
31.07. | 16
31.07. | 17
31.07. | 18
31.07. | 19
31.07. | 20
31.07. | 21
31.07. | 22
31.07. | 23
31.07. | 24
01.08. | 1
01.08. | 2
01.08. | 3
01.08. | 4
01.08. | 5
01.08. | 6
01.08. | 7
01.08. | 8
01.08. | 9
01.08. | 10
01.08. | 11
01.08. | 12
01.08. | 13
01.08. | 14
01.08. | 15
01.08. | 16
01.08. | 17
01.08. | 18
01.08. | 19
01.08. | 20
01.08. | 21
01.08. | 22
01.08. | 23
01.08. | 24
02.08. | 1
02.08. | 2
02.08. | 3
02.08. | 4
02.08. | 5
02.08. | 6
02.08. | 7
02.08. | 8
02.08. | 9
02.08. | 10
02.08. | 11
02.08. | 12
02.08. | 13
02.08. | 14
02.08. | 15
02.08. | 16
02.08. | 17
02.08. | 18
02.08. | 19
02.08. | 20
02.08. | 21
02.08. | 22
02.08. | 23
02.08. | 24
03.08. | 1
03.08. | 2
03.08. | 3
03.08. | 4
03.08. | 5
03.08. | 6
03.08. | 7
03.08. | 8
03.08. | 9
03.08. | 10
03.08. | 11
03.08. | 12
03.08. | 13
03.08. | 14
03.08. | 15
03.08. | 16
03.08. | 17
03.08. | 18
03.08. | 19
03.08. | 20
03.08. | 21
03.08. | 22
03.08. | 23
03.08. | 24
04.08. | 1
04.08. | 2
04.08. | 3
04.08. | 4
04.08. | 5
04.08. | 6
04.08. | 7
04.08. | 8
04.08. | 9
04.08. | 10
04.08. | 11
04.08. | 12
04.08. | 13
04.08. | 14
04.08. | 15
04.08. | 16
04.08. | 17
04.08. | 18
04.08. | 19
04.08. | 20
04.08. | 21
04.08. | 22
04.08. | 23
04.08. | 24
05.08. | 1
05.08. | 2
05.08. | 3
05.08. | 4
05.08. | 5
05.08. | 6
05.08. | 7
05.08. | 8
05.08. | 9
05.08. | 10
05.08. | 11
05.08. | 12
05.08. | 13
05.08. | 14
05.08. | 15
05.08. | 16
05.08. | 17
05.08. | 18
05.08. | 19
05.08. | 20
05.08. | 21
05.08. | 22
05.08. | 23
05.08. | 24
06.08. | 1
06.08. | 2
06.08. | 3
06.08. | 4
06.08. | 5
06.08. | 6
06.08. | 7
06.08. | 8
06.08. | 9
06.08. | 10
06.08. | 11
06.08. | 12
06.08. | 13
06.08. | 14
06.08. | 15
06.08. | 16
06.08. | 17
06.08. | 18
06.08. | 19
06.08. | 20
06.08. | 21
06.08. | 22
06.08. | 23
06.08. | 24
07.08. | 1
07.08. | 2
07.08. | 3
07.08. | 4
07.08. | 5
07.08. | 6
07.08. | 7
07.08. | 8
07.08. | 9
07.08. | 10
07.08. | 11
07.08. | 12
07.08. | 13
07.08. | 14
07.08. | 15
07.08. | 16
07.08. | 17
07.08. | 18
07.08. | 19
07.08. | 20
07.08. | 21
07.08. | 22
07.08. | 23
07.08. | 24
08.08. | 1
08.08. | 2
08.08. | 3
08.08. | 4
08.08. | 5
08.08. | 6
08.08. | 7
08.08. | 8
08.08. | 9
08.08. | 10
08.08. | 11
08.08. | 12
08.08. | 13
08.08. | 14
08.08. | 15
08.08. | 16
08.08. | 17
08.08. | 18
08.08. | 19
08.08. | 20
08.08. | 21
08.08. | 22
08.08. | 23
08.08. | 24
09.08. | 1
09.08. | 2
09.08. | 3
09.08. | 4
09.08. | 5
09.08. | 6
09.08. | 7
09.08. | 8
09.08. | 9
09.08. | 10
09.08. | 11
09.08. | 12
09.08. | 13
09.08. | 14
09.08. | 15
09.08. | 16
09.08. | 17
09.08. | 18
09.08. | 19
09.08. | 20
09.08. | 21
09.08. | 22
09.08. | 23
09.08. | 24
10.08. | 1
10.08. | 2
10.08. | 3
10.08. | 4
10.08. | 5
10.08. | 6
10.08. | 7
10.08. | 8
10.08. | 9
10.08. | 10
10.08. | 11
10.08. | 12
10.08. | 13
10.08. | 14
10.08. | 15
10.08. | 16
10.08. | 17
10.08. | 18
10.08. | 19
10.08. | 20
10.08. | 21
10.08. | 22
10.08. | 23
10.08. | 24
11.08. | 1
11.08. | 2
11.08. | 3
11.08. | 4
11.08. | 5
11.08. | 6
11.08. | 7
11.08. | 8
11.08. | 9
11.08. | 10
11.08. | 11
11.08. | 12
11.08. | 13
11.08. | 14
11.08. | 15
11.08. | 16
11.08. | 17
11.08. | 18
11.08. | 19
11.08. | 20
11.08. | 21
11.08. | 22
11.08. | 23
11.08. | 24
12.08. | 1
12.08. | 2
12.08. | 3
12.08. | 4
12.08. | 5
12.08. | 6
12.08. | 7
12.08. | 8
12.08. | 9
12.08. | 10
12.08. | 11
12.08. | 12
12.08. | 13
12.08. | 14
12.08. | 15
12.08. | 16
12.08. | 17
12.08. | 18
12.08. | 19
12.08. | 20
12.08. | 21
12.08. | 22
12.08. | 23
12.08. | 24
13.08. | 1
13.08. | 2
13.08. | 3
13.08. | 4
13.08. | 5
13.08. | 6
13.08. | 7
13.08. | 8
13.08. | 9
13.08. | 10
13.08. | 11
13.08. | 12
13.08. | 13
13.08. | 14
13.08. | 15
13.08. | 16
13.08. | 17
13.08. | 18
13.08. | 19
13.08. | 20
13.08. | 21
13.08. | 22
13.08. | 23
13.08. | 24
14.08. | 1
14.08. | 2
14.08. | 3
14.08. | 4
14.08. | 5
14.08. | 6
14.08. | 7
14.08. | 8
14.08. | 9
14.08. | 10
14.08. | 11
14.08. | 12
14.08. | 13
14.08. | 14
14.08. | 15
14.08. | 16
14.08. | 17
14.08. | 18
14.08. | 19
14.08. | 20
14.08. | 21
14.08. | 22
14.08. | 23
14.08. | 24
15.08. | 1
15.08. | 2
15.08. | 3
15.08. | 4
15.08. | 5
15.08. | 6
15.08. | 7
15.08. | 8
15.08. | 9
15.08. | 10
15.08. | 11
15.08. | 12
15.08. | 13
15.08. | 14
15.08. | 15
15.08. | 16
15.08. | 17
15.08. | 18
15.08. | 19
15.08. | 20
15.08. | 21
15.08. | 22
15.08. | 23
15.08. | 24
16.08. | 1
16.08. | 2
16.08. | 3
16.08. | 4
16.08. | 5
16.08. | 6
16.08. | 7
16.08. | 8
16.08. | 9
16.08. | 10
16.08. | 11
16.08. | 12
16.08. | 13
16.08. | 14
16.08. | 15
16.08. | 16
16.08. | 17
16.08. | 18
16.08. | 19
16.08. | 20
16.08. | 21
16.08. | 22
16.08. | 23
16.08. | 24
17.08. | 1
17.08. | 2
17.08. | 3
17.08. | 4
17.08. | 5
17.08. | 6
17.08. | 7
17.08. | 8
17.08. | 9
17.08. | 10
17.08. | 11
17.08. | 12
17.08. | 13
17.08. | 14
17.08. | 15
17.08. | 16
17.08. | 17
17.08. | 18
17.08. | 19
17.08. | 20
17.08. | 21
17.08. | 22
17.08. | 23
17.08. | 24
18.08. | 1
18.08. | 2
18.08. | 3
18.08. | 4
18.08. | 5
18.08. | 6
18.08. | 7
18.08. | 8
18.08. | 9
18.08. | 10
18.08. | 11
18.08. | 12
18.08. | 13
18.08. | 14
18.08. | 15
18.08. | 16
18.08. | 17
18.08. | 18
18.08. | 19
18.08. | 20
18.08. | 21
18.08. | 22
18.08. | 23
18.08. | 24
19.08. | 1
19.08. | 2
19.08. | 3
19.08. | 4
19.08. | 5
19.08. | 6
19.08. | 7
19.08. | 8
19.08. | 9
19.08. | 10
19.08. | 11
19.08. | 12
19.08. | 13
19.08. | 14
19.08. | 15
19.08. | 16
19.08. | 17
19.08. | 18
19.08. | 19
19.08. | 20
19.08. | 21
19.08. | 22
19.08. | 23
19.08. | 24
20.08. | 1
20.08. | 2
20.08. | 3
20.08. | 4
20.08. | 5
20.08. | 6
20.08. | 7
20.08. | 8
20.08. | 9
20.08. | 10
20.08. | 11
20.08. | 12
20.08. | 13
20.08. | 14
20.08. | 15
20.08. | 16
20.08. | 17
20.08. | 18
20.08. | 19
20.08. | 20
20.08. | 21
20.08. | 22
20.08. | 23
20.08. | 24
21.08. | 1
21.08. | 2
21.08. | 3
21.08. | 4
21.08. | 5
21.08. | 6
21.08. | 7
21.08. | 8
21.08. | 9
21.08. | 10
21.08. | 11
21.08. | 12
21.08. | 13
21.08. | 14
21.08. | 15
21.08. | 16
21.08. | 17
21.08. | 18
21.08. | 19
21.08. | 20
21.08. | 21
21.08. | 22
21.08. | 23
21.08. | 24
22.08. | 1
22.08. | 2
22.08. | 3
22.08. | 4
22.08. | 5
22.08. | 6
22.08. | 7
22.08. | 8
22.08. | 9
22.08. | 10
22.08. | 11
22.08. | 12
22.08. | 13
22.08. | 14
22.08. | 15
22.08. | 16
22.08. | 17
22.08. | 18
22.08. | 19
22.08. | 20
22.08. | 21
22.08. | 22
22.08. | 23
22.08. | 24
23.08. | 1
23.08. | 2
23.08. | 3
23.08. | 4
23.08. | 5
23.08. | 6
23.08. | 7
23.08. | 8
23.08. | 9
23.08. | 10
23.08. | 11
23.08. | 12
23.08. | 13
23.08. | 14
23.08. | 15
23.08. | 16
23.08. | 17
23.08. | 18
23.08. | 19
23.08. | 20
23.08. | 21
23.08. | 22
23.08. | 23
23.08. | 24
24.08. | 1
24.08. | 2
24.08. | 3
24.08. | 4
24.08. | 5
24.08. | 6
24.08. | 7
24.08. | 8
24.08. | 9
24.08. | 10
24.08. | 11
24.08. | 12
24.08. | 13
24.08. | 14
24.08. | 15
24.08. | 16
24.08. | 17
24.08. | 18
24.08. | 19
24.08. | 20
24.08. | 21
24.08. | 22
24.08. | 23
24.08. | 24
25.08. | 1
25.08. | 2
25.08. | 3
25.08. | 4
25.08. | 5
25.08. | 6
25.08. | 7
25.08. | 8
25.08. | 9
25.08. | 10
25.08. | 11
25.08. | 12
25.08. | 13
25.08. | 14
25.08. | 15
25.08. | 16
25.08. | 17
25.08. | 18
25.08. | 19
25.08. | 20
25.08. | 21
25.08. | 22
25.08. | 23
25.08. | 24
26.08. | 1
26.08. | 2
26.08. | 3
26.08. | 4
26.08. | 5
26.08. | 6
26.08. | 7
26.08. | 8
26.08. | 9
26.08. | 10
26.08. | 11
26.08. | 12
26.08. | 13
26.08. | 14
26.08. | 15
26.08. | 16
26.08. | 17
26.08. | 18
26.08. | 19
26.08. | 20
26.08. | 21
26.08. | 22
26.08. | 23
26.08. | 24
27.08. | 1
27.08. | 2
27.08. | 3
27.08. | 4
27.08. | 5
27.08. | 6
27.08. | 7
27.08. | 8
27.08. | 9
27.08. | 10
27.08. | 11
27.08. | 12
27.08. | 13
27.08. | 14
27.08. | 15
27.08. | 16
27.08. | 17
27.08. | 18
27.08. | 19
27.08. | 20
27.08. | 21
27.08. | 22
27.08. | 23
27.08. | 24
28.08. | 1
28.08. | 2
28.08. | 3
28.08. | 4
28.08. | 5
28.08. | 6
28.08. | 7
28.08. | 8
28.08. | 9
28.08. | 10
28.08. | 11
28.08. | 12
28.08. | 13
28.08. | 14
28.08. | 15
28.08. | 16
28.08. | 17
28.08. | 18
28.08. | 19
28.08. | 20
28.08. | 21
28.08. | 22
28.08. | 23
28.08. | 24
29.08. | 1
29.08. | 2
29.08. | 3
29.08. | 4
29.08. | 5
29.08. | 6
29.08. | 7
29.08. | 8
29.08. | 9
29.08. | 10
29.08. | 11
29.08. | 12
29.08. | 13
29.08. | 14
29.08. | 15
29.08. | 16
29.08. | 17
29.08. | 18
29.08. | 19
29.08. | 20
29.08. | 21
29.08. | 22
29.08. | 23
29.08. | 24
30.08. | 1
30.08. | 2
30.08. | 3
30.08. | 4
30.08. | 5
30.08. | 6
30.08. | 7
30.08. | 8
30.08. | 9
30.08. | 10
30.08. | 11
30.08. | 12
30.08. | 13
30.08. | 14
30.08. | 15
30.08. | 16
30.08. | 17
30.08. | 18
30.08. | 19
30.08. | 20
30.08. | 21
30.08. | 22
30.08. | 23
30.08. | 24
31.08. | 1
31.08. | 2
31.08. | 3
31.08. | 4
31.08. | 5
31.08. | 6
31.08. | 7
31.08. | 8
31.08. | 9
31.08. | 10
31.08. | 11
31.08. | 12
31.08. | 13
31.08. | 14
31.08. | 15
31.08. | 16
31.08. | 17
31.08. | 18
31.08. | 19
31.08. | 20
31.08. | 21
31.08. | 22
31.08. | 23
31.08. | 24
01.09. | 1
01.09. | 2
01.09. | 3
01.09. | 4
01.09. | 5
01.09. | 6
01.09. | 7
01.09. | 8
01.09. | 9
01.09. | 10
01.09. | 11
01.09. | 12
01.09. | 13
01.09. | 14
01.09. | 15
01.09. | 16
01.09. | 17
01.09. | 18
01.09. | 19
01.09. | 20
01.09. | 21
01.09. | 22
01.09. | 23
01.09. | 24
02.09. | 1
02.09. | 2
02.09. | 3
02.09. | 4
02.09. | 5
02.09. | 6
02.09. | 7
02.09. | 8
02.09. | 9
02.09. | 10
02.09. | 11
02.09. | 12
02.09. | 13
02.09. | 14
02.09. | 15
02.09. | 16
02.09. | 17
02.09. | 18
02.09. | 19
02.09. | 20
02.09. | 21
02.09. | 22
02.09. | 23
02.09. | 24
03.09. | 1
03.09. | 2
03.09. | 3
03.09. | 4
03.09. | 5
03.09. | 6
03.09. | 7
03.09. | 8
03.09. | 9
03.09. | 10
03.09. | 11
03.09. | 12
03.09. | 13
03.09. | 14
03.09. | 15
03.09. | 16
03.09. | 17
03.09. | 18
03.09. | 19
03.09. | 20
03.09. | 21
03.09. | 22
03.09. | 23
03.09. | 24
04.09. | 1
04.09. | 2
04.09. | 3
04.09. | 4
04.09. | 5
04.09. | 6
04.09. | 7
04.09. | 8
04.09. | 9
04.09. | 10
04.09. | 11
04.09. | 12
04.09. | 13
04.09. | 14
04.09. | 15
04.09. | 16
04.09. | 17
04.09. | 18
04.09. | 19
04.09. | 20
04.09. | 21
04.09. | 22
04.09. | 23
04.09. | 24
05.09. | 1
05.09. | 2
05.09. | 3
05.09. | 4
05.09. | 5
05.09. | 6
05.09. | 7
05.09. | 8
05.09. | 9
05.09. | 10
05.09. | 11
05.09. | 12
05.09. | 13
05.09. | 14
05.09. | 15
05.09. | 16
05.09. | 17
05.09. | 18
05.09. | 19
05.09. | 20
05.09. | 21
05.09. | 22
05.09. | 23
05.09. | 24
06.09. | 1
06.09. | 2
06.09. | 3
06.09. | 4
06.09. | 5
06.09. | 6
06.09. | 7
06.09. | 8
06.09. | 9
06.09. | 10
06.09. | 11
06.09. | 12
06.09. | 13
06.09. | 14
06.09. | 15
06.09. | 16
06.09. | 17
06.09. | 18
06.09. | 19
06.09. | 20
06.09. | 21
06.09. | 22
06.09. | 23
06.09. | 24
07.09. | 1
07.09. | 2
07.09. | 3
07.09. | 4
07.09. | 5
07.09. | 6
07.09. | 7
07.09. | 8
07.09. | 9
07.09. | 10
07.09. | 11
07.09. | 12
07.09. | 13
07.09. | 14
07.09. | 15
07.09. | 16
07.09. | 17
07.09. | 18
07.09. | 19
07.09. | 20
07.09. | 21
07.09. | 22
07.09. | 23
07.09. | 24
08.09. | 1
08.09. | 2
08.09. | 3
08.09. | 4
08.09. | 5
08.09. | 6
08.09. | 7
08.09. | 8
08.09. | 9
08.09. | 10
08.09. | 11
08.09. | 12
08.09. | 13
08.09. | 14
08.09. | 15
08.09. | 16
08.09. | 17
08.09. | 18
08.09. | 19
08.09. | 20
08.09. | 21
08.09. | 22
08.09. | 23
08.09. | 24
09.09. | 1
09.09. | 2
09.09. | 3
09.09. | 4
09.09. | 5
09.09. | 6
09.09. | 7
09.09. | 8
09.09. | 9
09.09. | 10
09.09. | 11
09.09. | 12
09.09. | 13
09.09. | 14
09.09. | 15
09.09. | 16
09.09. | 17
09.09. | 18
09.09. | 19
09.09. | 20
09.09. | 21
09.09. | 22
09.09. | 23
09.09. | 24
10.09. | 1
10.09. | 2
10.09. | 3
10.09. | 4
10.09. | 5
10.09. | 6
10.09. | 7
10.09. | 8
10.09. | 9
10.09. | 10
10.09. | 11
10.09. | 12
10.09. | 13
10.09. | 14
10.09. | 15
10.09. | 16
10.09. | 17
10.09. | 18
10.09. | 19
10.09. | 20
10.09. | 21
10.09. | 22
10.09. | 23
10.09. | 24
11.09. | 1
11.09. | 2
11.09. | 3
11.09. | 4
11.09. | 5
11.09. | 6
11.09. | 7
11.09. | 8
11.09. | 9
11.09. | 10
11.09. | 11
11.09. | 12
11.09. | 13
11.09. | 14
11.09. | 15
11.09. | 16
11.09. | 17
11.09. | 18
11.09. | 19
11.09. | 20
11.09. | 21
11.09. | 22
11.09. | 23
11.09. | 24
12.09. | 1
12.09. | 2
12.09. | 3
12.09. | 4
12.09. | 5
12.09. | 6
12.09. | 7
12.09. | 8
12.09. | 9
12.09. | 10
12.09. | 11
12.09. | 12
12.09. | 13
12.09. | 14
12.09. | 15
12.09. | 16
12.09. | 17
12.09. | 18
12.09. | 19
12.09. | 20
12.09. | 21
12.09. | 22
12.09. | 23
12.09. | 24
13.09. | 1
13.09. | 2
13.09. | 3
13.09. | 4
13.09. | 5
13.09. | 6
13.09. | 7
13.09. | 8
13.09. | 9
13.09. | 10
13.09. | 11
13.09. | 12
13.09. | 13
13.09. | 14
13.09. | 15
13.09. | 16
13.09. | 17
13.09. | 18
13.09. | 19
13.09. | 20
13.09. | 21
13.09. | 22
13.09. | 23
13.09. | 24
14.09. | 1
14.09. | 2
14.09. | 3
14.09. | 4
14.09. | 5
14.09. | 6
14.09. | 7
14.09. | 8
14.09. | 9
14.09. | 10
14.09. | 11
14.09. | 12
14.09. | 13
14.09. | 14
14.09. | 15
14.09. | 16
14.09. | 17
14.09. | 18
14.09. | 19
14.09. | 20
14.09. | 21
14.09. | 22
14.09. | 23
14.09. | 24
15.09. | 1
15.09. | 2
15.09. | 3
15.09. | 4
15.09. | 5
15.09. | 6
15.09. | 7
15.09. | 8
15.09. | 9
15.09. | 10
15.09. | 11
15.09. | 12
15.09. | 13
15.09. | 14
15.09. | 15
15.09. | 16
15.09. | 17
15.09. | 18
15.09. | 19
15.09. | 20
15.09. | 21
15.09. | 22
15.09. | 23
15.09. | 24
16.09. | 1
16.09. | 2
16.09. | 3
16.09. | 4
16.09. | 5
16.09. | 6
16.09. | 7
16.09. | 8
16.09. | 9
16.09. | 10
16.09. | 11
16.09. | 12
16.09. | 13
16.09. | 14
16.09. | 15
16.09. | 16
16.09. | 17
16.09. | 18
16.09. | 19
16.09. | 20
16.09. | 21
16.09. | 22
16.09. | 23
16.09. | 24
17.09. | 1
17.09. | 2
17.09. | 3
17.09. | 4
17.09. | 5
17.09. | 6
17.09. | 7
17.09. | 8
17.09. | 9
17.09. | 10
17.09. | 11
17.09. | 12
17.09. | 13
17.09. | 14
17.09. | 15
17.09. | 16
17.09. | 17
17.09. | 18
17.09. | 19
17.09. | 20
17.09. | 21
17.09. | 22
17.09. | 23
17.09. | 24
18.09. | 1
18.09. | 2
18.09. | 3
18.09. | 4
18.09. | 5
18.09. | 6
18.09. | 7
18.09. | 8
18.09. | 9
18.09. | 10
18.09. | 11
18.09. | 12
18.09. | 13
18.09. | 14
18.09. | 15
18.09. | 16
18.09. | 17
18.09. | 18
18.09. | 19
18.09. | 20
18.09. | 21
18.09. | 22
18.09. | 23
18.09. | 24
19.09. | 1
19.09. | 2
19.09. | 3
19.09. | 4
19.09. | 5
19.09. | 6
19.09. | 7
19.09. | 8
19.09. | 9
19.09. | 10
19.09. | 11
19.09. | 12
19.09. | 13
19.09. | 14
19.09. | 15
19.09. | 16
19.09. | 17
19.09. | 18
19.09. | 19
19.09. | 20
19.09. | 21
19.09. | 22
19.09. | 23
19.09. | 24
20.09. | 1
20.09. | 2
20.09. | 3
20.09. | 4
20.09. | 5
20.09. | 6
20.09. | 7
20.09. | 8
20.09. | 9
20.09. | 10
20.09. | 11
20.09. | 12
20.09. | 13
20.09. | 14
20.09. | 15
20.09. | 16
20.09. | 17
20.09. | 18
20.09. | 19
20.09. | 20
20.09. | 21
20.09. | 22
20.09. | 23
20.09. | 24
21.09. | 1
21.09. | 2
21.09. | 3
21.09. | 4
21.09. | 5
21.09. | 6
21.09. | 7
21.09. | 8
21.09. | 9
21.09. | 10
21.09. | 11
21.09. | 12
21.09. | 13
21.09. | 14
21.09. | 15
21.09. | 16
21.09. | 17
21.09. | 18
21.09. | 19
21.09. | 20
21.09. | 21
21.09. | 22
21.09. | 23
21.09. | 24
22.09. | 1
22.09. | 2
22.09. | 3
22.09. | 4
22.09. | 5
22.09. | 6
22.09. | 7
22.09. | 8
22.09. | 9
22.09. | 10
22.09. | 11
22.09. | 12
22.09. | 13
22.09. | 14
22.09. | 15
22.09. | 16
22.09. | 17
22.09. | 18
22.09. | 19
22.09. | 20
22.09. | 21
22.09. | 22
22.09. | 23
22.09. | 24
23.09. | 1
23.09. | 2
23.09. | 3
23.09. | 4
23.09. | 5
23.09. | 6
23.09. | 7
23.09. | 8
23.09. | 9
23.09. | 10
23.09. | 11
23.09. | 12
23.09. | 13
23.09. | 14
23.09. | 15
23.09. | 16
23.09. | 17
23.09. | 18
23.09. | 19
23.09. | 20
23.09. | 21
23.09. | 22
23.09. | 23
23.09. | 24
24.09. | 1
24.09. | 2
24.09. | 3
24.09. | 4
24.09. | 5
24.09. | 6
24.09. | 7
24.09. | 8
24.09. | 9
24.09. | 10
24.09. | 11
24.09. | 12
24.09. | 13
24.09. | 14
24.09. | 15
24.09. | 16
24.09. | 17
24.09. | 18
24.09. | 19
24.09. | 20
24.09. | 21
24.09. | 22
24.09. | 23
24.09. | 24
25.09. | 1
25.09. | 2
25.09. | 3
25.09. | 4
25.09. | 5
25.09. | 6
25.09. | 7
25.09. | 8
25.09. | 9
25.09. | 10
25.09. | 11
25.09. | 12
25.09. | 13
25.09. | 14
25.09. | 15
25.09. | 16
25.09. | 17
25.09. | 18
25.09. | 19
25.09. | 20
25.09. | 21
25.09. | 22
25.09. | 23
25.09. | 24
26.09. | 1
26.09. | 2
26.09. | 3
26.09. | 4
26.09. | 5
26.09. | 6
26.09. | 7
26.09. | 8
26.09. | 9
26.09. | 10
26.09. | 11
26.09. | 12
26.09. | 13
26.09. | 14
26.09. | 15
26.09. | 16
26.09. | 17
26.09. | 18
26.09. | 19
26.09. | 20
26.09. | 21
26.09. | 22
26.09. | 23
26.09. | 24
27.09. | 1
27.09. | 2
27.09. | 3
27.09. | 4
27.09. | 5
27.09. | 6
27.09. | 7
27.09. | 8
27.09. | 9
27.09. | 10
27.09. | 11
27.09. | 12
27.09. | 13
27.09. | 14
27.09. | 15
27.09. | 16
27.09. | 17
27.09. | 18
27.09. | 19
27.09. | 20
27.09. | 21
27.09. | 22
27.09. | 23
27.09. | 24
28.09. | 1
28.09. | 2
28.09. | 3
28.09. | 4
28.09. | 5
28.09. | 6
28.09. | 7
28.09. | 8
28.09. | 9
28.09. | 10
28.09. | 11
28.09. | 12
28.09. | 13
28.09. | 14
28.09. | 15
28.09. | 16
28.09. | 17
28.09. | 18
28.09. | 19
28.09. | 20
28.09. | 21
28.09. | 22
28.09. | 23
28.09. | 24
29.09. | 1
29.09. | 2
29.09. | 3
29.09. | 4
29.09. | 5
29.09. | 6
29.09. | 7
29.09. | 8
29.09. | 9
29.09. | 10
29.09. | 11
29.09. | 12
29.09. | 13
29.09. | 14
29.09. | 15
29.09. | 16
29.09. | 17
29.09. | 18
29.09. | 19
29.09. | 20
29.09. | 21
29.09. | 22
29.09. | 23
29.09. | 24
30.09. | 1
30.09. | 2
30.09. | 3
30.09. | 4
30.09. | 5
30.09. | 6
30.09. | 7
30.09. | 8
30.09. | 9
30.09. | 10
30.09. | 11
30.09. | 12
30.09. | 13
30.09. | 14
30.09. | 15
30.09. | 16
30.09. | 17
30.09. | 18
30.09. | 19
30.09. | 20
30.09. | 21
30.09. | 22
30.09. | 23
30.09. | 24
01.10. | 1
01.10. | 2
01.10. | 3
01.10. | 4
01.10. | 5
01.10. | 6
01.10. | 7
01.10. | 8
01.10. | 9
01.10. | 10
01.10. | 11
01.10. | 12
01.10. | 13
01.10. | 14
01.10. | 15
01.10. | 16
01.10. | 17
01.10. | 18
01.10. | 19
01.10. | 20
01.10. | 21
01.10. | 22
01.10. | 23
01.10. | 24
02.10. | 1
02.10. | 2
02.10. | 3
02.10. | 4
02.10. | 5
02.10. | 6
02.10. | 7
02.10. | 8
02.10. | 9
02.10. | 10
02.10. | 11
02.10. | 12
02.10. | 13
02.10. | 14
02.10. | 15
02.10. | 16
02.10. | 17
02.10. | 18
02.10. | 19
02.10. | 20
02.10. | 21
02.10. | 22
02.10. | 23
02.10. | 24
03.10. | 1
03.10. | 2
03.10. | 3
03.10. | 4
03.10. | 5
03.10. | 6
03.10. | 7
03.10. | 8
03.10. | 9
03.10. | 10
03.10. | 11
03.10. | 12
03.10. | 13
03.10. | 14
03.10. | 15
03.10. | 16
03.10. | 17
03.10. | 18
03.10. | 19
03.10. | 20
03.10. | 21
03.10. | 22
03.10. | 23
03.10. | 24
04.10. | 1
04.10. | 2
04.10. | 3
04.10. | 4
04.10. | 5
04.10. | 6
04.10. | 7
04.10. | 8
04.10. | 9
04.10. | 10
04.10. | 11
04.10. | 12
04.10. | 13
04.10. | 14
04.10. | 15
04.10. | 16
04.10. | 17
04.10. | 18
04.10. | 19
04.10. | 20
04.10. | 21
04.10. | 22
04.10. | 23
04.10. | 24
05.10. | 1
05.10. | 2
05.10. | 3
05.10. | 4
05.10. | 5
05.10. | 6
05.10. | 7
05.10. | 8
05.10. | 9
05.10. | 10
05.10. | 11
05.10. | 12
05.10. | 13
05.10. | 14
05.10. | 15
05.10. | 16
05.10. | 17
05.10. | 18
05.10. | 19
05.10. | 20
05.10. | 21
05.10. | 22
05.10. | 23
05.10. | 24
06.10. | 1
06.10. | 2
06.10. | 3
06.10. | 4
06.10. | 5
06.10. | 6
06.10. | 7
06.10. | 8
06.10. | 9
06.10. | 10
06.10. | 11
06.10. | 12
06.10. | 13
06.10. | 14
06.10. | 15
06.10. | 16
06.10. | 17
06.10. | 18
06.10. | 19
06.10. | 20
06.10. | 21
06.10. | 22
06.10. | 23
06.10. | 24
07.10. | 1
07.10. | 2
07.10. | 3
07.10. | 4
07.10. | 5
07.10. | 6
07.10. | 7
07.10. | 8
07.10. | 9
07.10. | 10
07.10. | 11
07.10. | 12
07.10. | 13
07.10. | 14
07.10. | 15
07.10. | 16
07.10. | 17
07.10. | 18
07.10. | 19
07.10. | 20
07.10. | 21
07.10. | 22
07.10. | 23
07.10. | 24
08.10. | 1
08.10. | 2
08.10. | 3
08.10. | 4
08.10. | 5
08.10. | 6
08.10. | 7
08.10. | 8
08.10. | 9
08.10. | 10
08.10. | 11
08.10. | 12
08.10. | 13
08.10. | 14
08.10. | 15
08.10. | 16
08.10. | 17
08.10. | 18
08.10. | 19
08.10. | 20
08.10. | 21
08.10. | 22
08.10. | 23
08.10. | 24
09.10. | 1
09.10. | 2
09.10. | 3
09.10. | 4
09.10. | 5
09.10. | 6
09.10. | 7
09.10. | 8
09.10. | 9
09.10. | 10
09.10. | 11
09.10. | 12
09.10. | 13
09.10. | 14
09.10. | 15
09.10. | 16
09.10. | 17
09.10. | 18
09.10. | 19
09.10. | 20
09.10. | 21
09.10. | 22
09.10. | 23
09.10. | 24
10.10. | 1
10.10. | 2
10.10. | 3
10.10. | 4
10.10. | 5
10.10. | 6
10.10. | 7
10.10. | 8
10.10. | 9
10.10. | 10
10.10. | 11
10.10. | 12
10.10. | 13
10.10. | 14
10.10. | 15
10.10. | 16
10.10. | 17
10.10. | 18
10.10. | 19
10.10. | 20
10.10. | 21
10.10. | 22
10.10. | 23
10.10. | 24
11.10. | 1
11.10. | 2
11.10. | 3
11.10. | 4
11.10. | 5
11.10. | 6
11.10. | 7
11.10. | 8
11.10. | 9
11.10. | 10
11.10. | 11
11.10. | 12
11.10. | 13
11.10. | 14
11.10. | 15
11.10. | 16
11.10. | 17
11.10. | 18
11.10. | 19
11.10. | 20
11.10. | 21
11.10. | 22
11.10. | 23
11.10. | 24
12.10. | 1
12.10. | 2
12.10. | 3
12.10. | 4
12.10. | 5
12.10. | 6
12.10. | 7
12.10. | 8
12.10. | 9
12.10. | 10
12.10. | 11
12.10. | 12
12.10. | 13
12.10. | 14
12.10. | 15
12.10. | 16
12.10. | 17
12.10. | 18
12.10. | 19
12.10. | 20
12.10. | 21
12.10. | 22
12.10. | 23
12.10. | 24
13.10. | 1
13.10. | 2
13.10. | 3
13.10. | 4
13.10. | 5
13.10. | 6
13.10. | 7
13.10. | 8
13.10. | 9
13.10. | 10
13.10. | 11
13.10. | 12
13.10. | 13
13.10. | 14
13.10. | 15
13.10. | 16
13.10. | 17
13.10. | 18
13.10. | 19
13.10. | 20
13.10. | 21
13.10. | 22
13.10. | 23
13.10. | 24
14.10. | 1
14.10. | 2
14.10. | 3
14.10. | 4
14.10. | 5
14.10. | 6
14.10. | 7
14.10. | 8
14.10. | 9
14.10. | 10
14.10. | 11
14.10. | 12
14.10. | 13
14.10. | 14
14.10. | 15
14.10. | 16
14.10. | 17
14.10. | 18
14.10. | 19
14.10. | 20
14.10. | 21
14.10. | 22
14.10. | 23
14.10. | 24
15.10. | 1
15.10. | 2
15.10. | 3
15.10. | 4
15.10. | 5
15.10. | 6
15.10. | 7
15.10. | 8
15.10. | 9
15.10. | 10
15.10. | 11
15.10. | 12
15.10. | 13
15.10. | 14
15.10. | 15
15.10. | 16
15.10. | 17
15.10. | 18
15.10. | 19
15.10. | 20
15.10. | 21
15.10. | 22
15.10. | 23
15.10. | 24
16.10. | 1
16.10. | 2
16.10. | 3
16.10. | 4
16.10. | 5
16.10. | 6
16.10. | 7
16.10. | 8
16.10. | 9
16.10. | 10
16.10. | 11
16.10. | 12
16.10. | 13
16.10. | 14
16.10. | 15
16.10. | 16
16.10. | 17
16.10. | 18
16.10. | 19
16.10. | 20
16.10. | 21
16.10. | 22
16.10. | 23
16.10. | 24
17.10. | 1
17.10. | 2
17.10. | 3
17.10. | 4
17.10. | 5
17.10. | 6
17.10. | 7
17.10. | 8
17.10. | 9
17.10. | 10
17.10. | 11
17.10. | 12
17.10. | 13
17.10. | 14
17.10. | 15
17.10. | 16
17.10. | 17
17.10. | 18
17.10. | 19
17.10. | 20
17.10. | 21
17.10. | 22
17.10. | 23
17.10. | 24
18.10. | 1
18.10. | 2
18.10. | 3
18.10. | 4
18.10. | 5
18.10. | 6
18.10. | 7
18.10. | 8
18.10. | 9
18.10. | 10
18.10. | 11
18.10. | 12
18.10. | 13
18.10. | 14
18.10. | 15
18.10. | 16
18.10. | 17
18.10. | 18
18.10. | 19
18.10. | 20
18.10. | 21
18.10. | 22
18.10. | 23
18.10. | 24
19.10. | 1
19.10. | 2
19.10. | 3
19.10. | 4
19.10. | 5
19.10. | 6
19.10. | 7
19.10. | 8
19.10. | 9
19.10. | 10
19.10. | 11
19.10. | 12
19.10. | 13
19.10. | 14
19.10. | 15
19.10. | 16
19.10. | 17
19.10. | 18
19.10. | 19
19.10. | 20
19.10. | 21
19.10. | 22
19.10. | 23
19.10. | 24
20.10. | 1
20.10. | 2
20.10. | 3
20.10. | 4
20.10. | 5
20.10. | 6
20.10. | 7
20.10. | 8
20.10. | 9
20.10. | 10
20.10. | 11
20.10. | 12
20.10. | 13
20.10. | 14
20.10. | 15
20.10. | 16
20.10. | 17
20.10. | 18
20.10. | 19
20.10. | 20
20.10. | 21
20.10. | 22
20.10. | 23
20.10. | 24
21.10. | 1
21.10. | 2
21.10. | 3
21.10. | 4
21.10. | 5
21.10. | 6
21.10. | 7
21.10. | 8
21.10. | 9
21.10. | 10
21.10. | 11
21.10. | 12
21.10. | 13
21.10. | 14
21.10. | 15
21.10. | 16
21.10. | 17
21.10. | 18
21.10. | 19
21.10. | 20
21.10. | 21
21.10. | 22
21.10. | 23
21.10. | 24
22.10. | 1
22.10. | 2
22.10. | 3
22.10. | 4
22.10. | 5
22.10. | 6
22.10. | 7
22.10. | 8
22.10. | 9
22.10. | 10
22.10. | 11
22.10. | 12
22.10. | 13
22.10. | 14
22.10. | 15
22.10. | 16
22.10. | 17
22.10. | 18
22.10. | 19
22.10. | 20
22.10. | 21
22.10. | 22
22.10. | 23
22.10. | 24
23.10. | 1
23.10. | 2
23.10. | 3
23.10. | 4
23.10. | 5
23.10. | 6
23.10. | 7
23.10. | 8
23.10. | 9
23.10. | 10
23.10. | 11
23.10. | 12
23.10. | 13
23.10. | 14
23.10. | 15
23.10. | 16
23.10. | 17
23.10. | 18
23.10. | 19
23.10. | 20
23.10. | 21
23.10. | 22
23.10. | 23
23.10. | 24
24.10. | 1
24.10. | 2
24.10. | 3
24.10. | 4
24.10. | 5
24.10. | 6
24.10. | 7
24.10. | 8
24.10. | 9
24.10. | 10
24.10. | 11
24.10. | 12
24.10. | 13
24.10. | 14
24.10. | 15
24.10. | 16
24.10. | 17
24.10. | 18
24.10. | 19
24.10. | 20
24.10. | 21
24.10. | 22
24.10. | 23
24.10. | 24
25.10. | 1
25.10. | 2
25.10. | 3
25.10. | 4
25.10. | 5
25.10. | 6
25.10. | 7
25.10. | 8
25.10. | 9
25.10. | 10
25.10. | 11
25.10. | 12
25.10. | 13
25.10. | 14
25.10. | 15
25.10. | 16
25.10. | 17
25.10. | 18
25.10. | 19
25.10. | 20
25.10. | 21
25.10. | 22
25.10. | 23
25.10. | 24
26.10. | 1
26.10. | 2
26.10. | 3
26.10. | 4
26.10. | 5
26.10. | 6
26.10. | 7
26.10. | 8
26.10. | 9
26.10. | 10
26.10. | 11
26.10. | 12
26.10. | 13
26.10. | 14
26.10. | 15
26.10. | 16
26.10. | 17
26.10. | 18
26.10. | 19
26.10. | 20
26.10. | 21
26.10. | 22
26.10. | 23
26.10. | 24
27.10. | 1
27.10. | 2
27.10. | 3
27.10. | 4
27.10. | 5
27.10. | 6
27.10. | 7
27.10. | 8
27.10. | 9
27.10. | 10
27.10. | 11
27.10. | 12
27.10. | 13
27.10. | 14
27.10. | 15
27.10. | 16
27.10. | 17
27.10. | 18
27.10. | 19
27.10. | 20
27.10. | 21
27.10. | 22
27.10. | 23
27.10. | 24
28.10. | 1
28.10. | 2
28.10. | 3
28.10. | 4
28.10. | 5
28.10. | 6
28.10. | 7
28.10. | 8
28.10. | 9
28.10. | 10
28.10. | 11
28.10. | 12
28.10. | 13
28.10. | 14
28.10. | 15
28.10. | 16
28.10. | 17
28.10. | 18
28.10. | 19
28.10. | 20
28.10. | 21
28.10. | 22
28.10. | 23
28.10. | 24
29.10. | 1
29.10. | 2
29.10. | 3
29.10. | 4
29.10. | 5
29.10. | 6
29.10. | 7
29.10. | 8
29.10. | 9
29.10. | 10
29.10. | 11
29.10. | 12
29.10. | 13
29.10. | 14
29.10. | 15
29.10. | 16
29.10. | 17
29.10. | 18
29.10. | 19
29.10. | 20
29.10. | 21
29.10. | 22
29.10. | 23
29.10. | 24
30.10. | 1
30.10. | 2
30.10. | 3
30.10. | 4
30.10. | 5
30.10. | 6
30.10. | 7
30.10. | 8
30.10. | 9
30.10. | 10
30.10. | 11
30.10. | 12
30.10. | 13
30.10. | 14
30.10. | 15
30.10. | 16
30.10. | 17
30.10. | 18
30.10. | 19
30.10. | 20
30.10. | 21
30.10. | 22
30.10. | 23
30.10. | 24
31.10. | 1
31.10. | 2
31.10. | 3
31.10. | 4
31.10. | 5
31.10. | 6
31.10. | 7
31.10. | 8
31.10. | 9
31.10. | 10
31.10. | 11
31.10. | 12
31.10. | 13
31.10. | 14
31.10. | 15
31.10. | 16
31.10. | 17
31.10. | 18
31.10. | 19
31.10. | 20
31.10. | 21
31.10. | 22
31.10. | 23
31.10. | 24
01.11. | 1
01.11. | 2
01.11. | 3
01.11. | 4
01.11. | 5
01.11. | 6
01.11. | 7
01.11. | 8
01.11. | 9
01.11. | 10
01.11. | 11
01.11. | 12
01.11. | 13
01.11. | 14
01.11. | 15
01.11. | 16
01.11. | 17
01.11. | 18
01.11. | 19
01.11. | 20
01.11. | 21
01.11. | 22
01.11. | 23
01.11. | 24
02.11. | 1
02.11. | 2
02.11. | 3
02.11. | 4
02.11. | 5
02.11. | 6
02.11. | 7
02.11. | 8
02.11. | 9
02.11. | 10
02.11. | 11
02.11. | 12
02.11. | 13
02.11. | 14
02.11. | 15
02.11. | 16
02.11. | 17
02.11. | 18
02.11. | 19
02.11. | 20
02.11. | 21
02.11. | 22
02.11. | 23
02.11. | 24
03.11. | 1
03.11. | 2
03.11. | 3
03.11. | 4
03.11. | 5
03.11. | 6
03.11. | 7
03.11. | 8
03.11. | 9
03.11. | 10
03.11. | 11
03.11. | 12
03.11. | 13
03.11. | 14
03.11. | 15
03.11. | 16
03.11. | 17
03.11. | 18
03.11. | 19
03.11. | 20
03.11. | 21
03.11. | 22
03.11. | 23
03.11. | 24
04.11. | 1
04.11. | 2
04.11. | 3
04.11. | 4
04.11. | 5
04.11. | 6
04.11. | 7
04.11. | 8
04.11. | 9
04.11. | 10
04.11. | 11
04.11. | 12
04.11. | 13
04.11. | 14
04.11. | 15
04.11. | 16
04.11. | 17
04.11. | 18
04.11. | 19
04.11. | 20
04.11. | 21
04.11. | 22
04.11. | 23
04.11. | 24
05.11. | 1
05.11. | 2
05.11. | 3
05.11. | 4
05.11. | 5
05.11. | 6
05.11. | 7
05.11. | 8
05.11. | 9
05.11. | 10
05.11. | 11
05.11. | 12
05.11. | 13
05.11. | 14
05.11. | 15
05.11. | 16
05.11. | 17
05.11. | 18
05.11. | 19
05.11. | 20
05.11. | 21
05.11. | 22
05.11. | 23
05.11. | 24
06.11. | 1
06.11. | 2
06.11. | 3
06.11. | 4
06.11. | 5
06.11. | 6
06.11. | 7
06.11. | 8
06.11. | 9
06.11. | 10
06.11. | 11
06.11. | 12
06.11. | 13
06.11. | 14
06.11. | 15
06.11. | 16
06.11. | 17
06.11. | 18
06.11. | 19
06.11. | 20
06.11. | 21
06.11. | 22
06.11. | 23
06.11. | 24
07.11. | 1
07.11. | 2
07.11. | 3
07.11. | 4
07.11. | 5
07.11. | 6
07.11. | 7
07.11. | 8
07.11. | 9
07.11. | 10
07.11. | 11
07.11. | 12
07.11. | 13
07.11. | 14
07.11. | 15
07.11. | 16
07.11. | 17
07.11. | 18
07.11. | 19
07.11. | 20
07.11. | 21
07.11. | 22
07.11. | 23
07.11. | 24
08.11. | 1
08.11. | 2
08.11. | 3
08.11. | 4
08.11. | 5
08.11. | 6
08.11. | 7
08.11. | 8
08.11. | 9
08.11. | 10
08.11. | 11
08.11. | 12
08.11. | 13
08.11. | 14
08.11. | 15
08.11. | 16
08.11. | 17
08.11. | 18
08.11. | 19
08.11. | 20
08.11. | 21
08.11. | 22
08.11. | 23
08.11. | 24
09.11. | 1
09.11. | 2
09.11. | 3
09.11. | 4
09.11. | 5
09.11. | 6
09.11. | 7
09.11. | 8
09.11. | 9
09.11. | 10
09.11. | 11
09.11. | 12
09.11. | 13
09.11. | 14
09.11. | 15
09.11. | 16
09.11. | 17
09.11. | 18
09.11. | 19
09.11. | 20
09.11. | 21
09.11. | 22
09.11. | 23
09.11. | 24
10.11. | 1
10.11. | 2
10.11. | 3
10.11. | 4
10.11. | 5
10.11. | 6
10.11. | 7
10.11. | 8
10.11. | 9
10.11. | 10
10.11. | 11
10.11. | 12
10.11. | 13
10.11. | 14
10.11. | 15
10.11. | 16
10.11. | 17
10.11. | 18
10.11. | 19
10.11. | 20
10.11. | 21
10.11. | 22
10.11. | 23
10.11. | 24
11.11. | 1
11.11. | 2
11.11. | 3
11.11. | 4
11.11. | 5
11.11. | 6
11.11. | 7
11.11. | 8
11.11. | 9
11.11. | 10
11.11. | 11
11.11. | 12
11.11. | 13
11.11. | 14
11.11. | 15
11.11. | 16
11.11. | 17
11.11. | 18
11.11. | 19
11.11. | 20
11.11. | 21
11.11. | 22
11.11. | 23
11.11. | 24
12.11. | 1
12.11. | 2
12.11. | 3
12.11. | 4
12.11. | 5
12.11. | 6
12.11. | 7
12.11. | 8
12.11. | 9
12.11. | 10
12.11. | 11
12.11. | 12
12.11. | 13
12.11. | 14
12.11. | 15
12.11. | 16
12.11. | 17
12.11. | 18
12.11. | 19
12.11. | 20
12.11. | 21
12.11. | 22
12.11. | 23
12.11. | 24
13.11. | 1
13.11. | 2
13.11. | 3
13.11. | 4
13.11. | 5
13.11. | 6
13.11. | 7
13.11. | 8
13.11. | 9
13.11. | 10
13.11. | 11
13.11. | 12
13.11. | 13
13.11. | 14
13.11. | 15
13.11. | 16
13.11. | 17
13.11. | 18
13.11. | 19
13.11. | 20
13.11. | 21
13.11. | 22
13.11. | 23
13.11. | 24
14.11. | 1
14.11. | 2
14.11. | 3
14.11. | 4
14.11. | 5
14.11. | 6
14.11. | 7
14.11. | 8
14.11. | 9
14.11. | 10
14.11. | 11
14.11. | 12
14.11. | 13
14.11. | 14
14.11. | 15
14.11. | 16
14.11. | 17
14.11. | 18
14.11. | 19
14.11. | 20
14.11. | 21
14.11. | 22
14.11. | 23
14.11. | 24
15.11. | 1
15.11. | 2
15.11. | 3
15.11. | 4
15.11. | 5
15.11. | 6
15.11. | 7
15.11. | 8
15.11. | 9
15.11. | 10
15.11. | 11
15.11. | 12
15.11. | 13
15.11. | 14
15.11. | 15
15.11. | 16
15.11. | 17
15.11. | 18
15.11. | 19
15.11. | 20
15.11. | 21
15.11. | 22
15.11. | 23
15.11. | 24
16.11. | 1
16.11. | 2
16.11. | 3
16.11. | 4
16.11. | 5
16.11. | 6
16.11. | 7
16.11. | 8
16.11. | 9
16.11. | 10
16.11. | 11
16.11. | 12
16.11. | 13
16.11. | 14
16.11. | 15
16.11. | 16
16.11. | 17
16.11. | 18
16.11. | 19
16.11. | 20
16.11. | 21
16.11. | 22
16.11. | 23
16.11. | 24
17.11. | 1
17.11. | 2
17.11. | 3
17.11. | 4
17.11. | 5
17.11. | 6
17.11. | 7
17.11. | 8
17.11. | 9
17.11. | 10
17.11. | 11
17.11. | 12
17.11. | 13
17.11. | 14
17.11. | 15
17.11. | 16
17.11. | 17
17.11. | 18
17.11. | 19
17.11. | 20
17.11. | 21
17.11. | 22
17.11. | 23
17.11. | 24
18.11. | 1
18.11. | 2
18.11. | 3
18.11. | 4
18.11. | 5
18.11. | 6
18.11. | 7
18.11. | 8
18.11. | 9
18.11. | 10
18.11. | 11
18.11. | 12
18.11. | 13
18.11. | 14
18.11. | 15
18.11. | 16
18.11. | 17
18.11. | 18
18.11. | 19
18.11. | 20
18.11. | 21
18.11. | 22
18.11. | 23
18.11. | 24
19.11. | 1
19.11. | 2
19.11. | 3
19.11. | 4
19.11. | 5
19.11. | 6
19.11. | 7
19.11. | 8
19.11. | 9
19.11. | 10
19.11. | 11
19.11. | 12
19.11. | 13
19.11. | 14
19.11. | 15
19.11. | 16
19.11. | 17
19.11. | 18
19.11. | 19
19.11. | 20
19.11. | 21
19.11. | 22
19.11. | 23
19.11. | 24
20.11. | 1
20.11. | 2
20.11. | 3
20.11. | 4
20.11. | 5
20.11. | 6
20.11. | 7
20.11. | 8
20.11. | 9
20.11. | 10
20.11. | 11
20.11. | 12
20.11. | 13
20.11. | 14
20.11. | 15
20.11. | 16
20.11. | 17
20.11. | 18
20.11. | 19
20.11. | 20
20.11. | 21
20.11. | 22
20.11. | 23
20.11. | 24
21.11. | 1
21.11. | 2
21.11. | 3
21.11. | 4
21.11. | 5
21.11. | 6
21.11. | 7
21.11. | 8
21.11. | 9
21.11. | 10
21.11. | 11
21.11. | 12
21.11. | 13
21.11. | 14
21.11. | 15
21.11. | 16
21.11. | 17
21.11. | 18
21.11. | 19
21.11. | 20
21.11. | 21
21.11. | 22
21.11. | 23
21.11. | 24
22.11. | 1
22.11. | 2
22.11. | 3
22.11. | 4
22.11. | 5
22.11. | 6
22.11. | 7
22.11. | 8
22.11. | 9
22.11. | 10
22.11. | 11
22.11. | 12
22.11. | 13
22.11. | 14
22.11. | 15
22.11. | 16
22.11. | 17
22.11. | 18
22.11. | 19
22.11. | 20
22.11. | 21
22.11. | 22
22.11. | 23
22.11. | 24
23.11. | 1
23.11. | 2
23.11. | 3
23.11. | 4
23.11. | 5
23.11. | 6
23.11. | 7
23.11. | 8
23.11. | 9
23.11. | 10
23.11. | 11
23.11. | 12
23.11. | 13
23.11. | 14
23.11. | 15
23.11. | 16
23.11. | 17
23.11. | 18
23.11. | 19
23.11. | 20
23.11. | 21
23.11. | 22
23.11. | 23
23.11. | 24
24.11. | 1
24.11. | 2
24.11. | 3
24.11. | 4
24.11. | 5
24.11. | 6
24.11. | 7
24.11. | 8
24.11. | 9
24.11. | 10
24.11. | 11
24.11. | 12
24.11. | 13
24.11. | 14
24.11. | 15
24.11. | 16
24.11. | 17
24.11. | 18
24.11. | 19
24.11. | 20
24.11. | 21
24.11. | 22
24.11. | 23
24.11. | 24
25.11. | 1
25.11. | 2
25.11. | 3
25.11. | 4
25.11. | 5
25.11. | 6
25.11. | 7
25.11. | 8
25.11. | 9
25.11. | 10
25.11. | 11
25.11. | 12
25.11. | 13
25.11. | 14
25.11. | 15
25.11. | 16
25.11. | 17
25.11. | 18
25.11. | 19
25.11. | 20
25.11. | 21
25.11. | 22
25.11. | 23
25.11. | 24
26.11. | 1
26.11. | 2
26.11. | 3
26.11. | 4
26.11. | 5
26.11. | 6
26.11. | 7
26.11. | 8
26.11. | 9
26.11. | 10
26.11. | 11
26.11. | 12
26.11. | 13
26.11. | 14
26.11. | 15
26.11. | 16
26.11. | 17
26.11. | 18
26.11. | 19
26.11. | 20
26.11. | 21
26.11. | 22
26.11. | 23
26.11. | 24
27.11. | 1
27.11. | 2
27.11. | 3
27.11. | 4
27.11. | 5
27.11. | 6
27.11. | 7
27.11. | 8
27.11. | 9
27.11. | 10
27.11. | 11
27.11. | 12
27.11. | 13
27.11. | 14
27.11. | 15
27.11. | 16
27.11. | 17
27.11. | 18
27.11. | 19
27.11. | 20
27.11. | 21
27.11. | 22
27.11. | 23
27.11. | 24
28.11. | 1
28.11. | 2
28.11. | 3
28.11. | 4
28.11. | 5
28.11. | 6
28.11. | 7
28.11. | 8
28.11. | 9
28.11. | 10
28.11. | 11
28.11. | 12
28.11. | 13
28.11. | 14
28.11. | 15
28.11. | 16
28.11. | 17
28.11. | 18
28.11. | 19
28.11. | 20
28.11. | 21
28.11. | 22
28.11. | 23
28.11. | 24
29.11. | 1
29.11. | 2
29.11. | 3
29.11. | 4
29.11. | 5
29.11. | 6
29.11. | 7
29.11. | 8
29.11. | 9
29.11. | 10
29.11. | 11
29.11. | 12
29.11. | 13
29.11. | 14
29.11. | 15
29.11. | 16
29.11. | 17
29.11. | 18
29.11. | 19
29.11. | 20
29.11. | 21
29.11. | 22
29.11. | 23
29.11. | 24
30.11. | 1
30.11. | 2
30.11. | 3
30.11. | 4
30.11. | 5
30.11. | 6
30.11. | 7
30.11. | 8
30.11. | 9
30.11. | 10
30.11. | 11
30.11. | 12
30.11. | 13
30.11. | 14
30.11. | 15
30.11. | 16
30.11. | 17
30.11. | 18
30.11. | 19
30.11. | 20
30.11. | 21
30.11. | 22
30.11. | 23
30.11. | 24
01.12. | 1
01.12. | 2
01.12. | 3
01.12. | 4
01.12. | 5
01.12. | 6
01.12. | 7
01.12. | 8
01.12. | 9
01.12. | 10
01.12. | 11
01.12. | 12
01.12. | 13
01.12. | 14
01.12. | 15
01.12. | 16
01.12. | 17
01.12. | 18
01.12. | 19
01.12. | 20
01.12. | 21
01.12. | 22
01.12. | 23
01.12. | 24
02.12. | 1
02.12. | 2
02.12. | 3
02.12. | 4
02.12. | 5
02.12. | 6
02.12. | 7
02.12. | 8
02.12. | 9
02.12. | 10
02.12. | 11
02.12. | 12
02.12. | 13
02.12. | 14
02.12. | 15
02.12. | 16
02.12. | 17
02.12. | 18
02.12. | 19
02.12. | 20
02.12. | 21
02.12. | 22
02.12. | 23
02.12. | 24
03.12. | 1
03.12. | 2
03.12. | 3
03.12. | 4
03.12. | 5
03.12. | 6
03.12. | 7
03.12. | 8
03.12. | 9
03.12. | 10
03.12. | 11
03.12. | 12
03.12. | 13
03.12. | 14
03.12. | 15
03.12. | 16
03.12. | 17
03.12. | 18
03.12. | 19
03.12. | 20
03.12. | 21
03.12. | 22
03.12. | 23
03.12. | 24
04.12. | 1
04.12. | 2
04.12. | 3
04.12. | 4
04.12. | 5
04.12. | 6
04.12. | 7
04.12. | 8
04.12. | 9
04.12. | 10
04.12. | 11
04.12. | 12
04.12. | 13
04.12. | 14
04.12. | 15
04.12. | 16
04.12. | 17
04.12. | 18
04.12. | 19
04.12. | 20
04.12. | 21
04.12. | 22
04.12. | 23
04.12. | 24
05.12. | 1
05.12. | 2
05.12. | 3
05.12. | 4
05.12. | 5
05.12. | 6
05.12. | 7
05.12. | 8
05.12. | 9
05.12. | 10
05.12. | 11
05.12. | 12
05.12. | 13
05.12. | 14
05.12. | 15
05.12. | 16
05.12. | 17
05.12. | 18
05.12. | 19
05.12. | 20
05.12. | 21
05.12. | 22
05.12. | 23
05.12. | 24
06.12. | 1
06.12. | 2
06.12. | 3
06.12. | 4
06.12. | 5
06.12. | 6
06.12. | 7
06.12. | 8
06.12. | 9
06.12. | 10
06.12. | 11
06.12. | 12
06.12. | 13
06.12. | 14
06.12. | 15
06.12. | 16
06.12. | 17
06.12. | 18
06.12. | 19
06.12. | 20
06.12. | 21
06.12. | 22
06.12. | 23
06.12. | 24
07.12. | 1
07.12. | 2
07.12. | 3
07.12. | 4
07.12. | 5
07.12. | 6
07.12. | 7
07.12. | 8
07.12. | 9
07.12. | 10
07.12. | 11
07.12. | 12
07.12. | 13
07.12. | 14
07.12. | 15
07.12. | 16
07.12. | 17
07.12. | 18
07.12. | 19
07.12. | 20
07.12. | 21
07.12. | 22
07.12. | 23
07.12. | 24
08.12. | 1
08.12. | 2
08.12. | 3
08.12. | 4
08.12. | 5
08.12. | 6
08.12. | 7
08.12. | 8
08.12. | 9
08.12. | 10
08.12. | 11
08.12. | 12
08.12. | 13
08.12. | 14
08.12. | 15
08.12. | 16
08.12. | 17
08.12. | 18
08.12. | 19
08.12. | 20
08.12. | 21
08.12. | 22
08.12. | 23
08.12. | 24
09.12. | 1
09.12. | 2
09.12. | 3
09.12. | 4
09.12. | 5
09.12. | 6
09.12. | 7
09.12. | 8
09.12. | 9
09.12. | 10
09.12. | 11
09.12. | 12
09.12. | 13
09.12. | 14
09.12. | 15
09.12. | 16
09.12. | 17
09.12. | 18
09.12. | 19
09.12. | 20
09.12. | 21
09.12. | 22
09.12. | 23
09.12. | 24
10.12. | 1
10.12. | 2
10.12. | 3
10.12. | 4
10.12. | 5
10.12. | 6
10.12. | 7
10.12. | 8
10.12. | 9
10.12. | 10
10.12. | 11
10.12. | 12
10.12. | 13
10.12. | 14
10.12. | 15
10.12. | 16
10.12. | 17
10.12. | 18
10.12. | 19
10.12. | 20
10.12. | 21
10.12. | 22
10.12. | 23
10.12. | 24
11.12. | 1
11.12. | 2
11.12. | 3
11.12. | 4
11.12. | 5
11.12. | 6
11.12. | 7
11.12. | 8
11.12. | 9
11.12. | 10
11.12. | 11
11.12. | 12
11.12. | 13
11.12. | 14
11.12. | 15
11.12. | 16
11.12. | 17
11.12. | 18
11.12. | 19
11.12. | 20
11.12. | 21
11.12. | 22
11.12. | 23
11.12. | 24
12.12. | 1
12.12. | 2
12.12. | 3
12.12. | 4
12.12. | 5
12.12. | 6
12.12. | 7
12.12. | 8
12.12. | 9
12.12. | 10
12.12. | 11
12.12. | 12
12.12. | 13
12.12. | 14
12.12. | 15
12.12. | 16
12.12. | 17
12.12. | 18
12.12. | 19
12.12. | 20
12.12. | 21
12.12. | 22
12.12. | 23
12.12. | 24
13.12. | 1
13.12. | 2
13.12. | 3
13.12. | 4
13.12. | 5
13.12. | 6
13.12. | 7
13.12. | 8
13.12. | 9
13.12. | 10
13.12. | 11
13.12. | 12
13.12. | 13
13.12. | 14
13.12. | 15
13.12. | 16
13.12. | 17
13.12. | 18
13.12. | 19
13.12. | 20
13.12. | 21
13.12. | 22
13.12. | 23
13.12. | 24
14.12. | 1
14.12. | 2
14.12. | 3
14.12. | 4
14.12. | 5
14.12. | 6
14.12. | 7
14.12. | 8
14.12. | 9
14.12. | 10
14.12. | 11
14.12. | 12
14.12. | 13
14.12. | 14
14.12. | 15
14.12. | 16
14.12. | 17
14.12. | 18
14.12. | 19
14.12. | 20
14.12. | 21
14.12. | 22
14.12. | 23
14.12. | 24
15.12. | 1
15.12. | 2
15.12. | 3
15.12. | 4
15.12. | 5
15.12. | 6
15.12. | 7
15.12. | 8
15.12. | 9
15.12. | 10
15.12. | 11
15.12. | 12
15.12. | 13
15.12. | 14
15.12. | 15
15.12. | 16
15.12. | 17
15.12. | 18
15.12. | 19
15.12. | 20
15.12. | 21
15.12. | 22
15.12. | 23
15.12. | 24
16.12. | 1
16.12. | 2
16.12. | 3
16.12. | 4
16.12. | 5
16.12. | 6
16.12. | 7
16.12. | 8
16.12. | 9
16.12. | 10
16.12. | 11
16.12. | 12
16.12. | 13
16.12. | 14
16.12. | 15
16.12. | 16
16.12. | 17
16.12. | 18
16.12. | 19
16.12. | 20
16.12. | 21
16.12. | 22
16.12. | 23
16.12. | 24
17.12. | 1
17.12. | 2
17.12. | 3
17.12. | 4
17.12. | 5
17.12. | 6
17.12. | 7
17.12. | 8
17.12. | 9
17.12. | 10
17.12. | 11
17.12. | 12
17.12. | 13
17.12. | 14
17.12. | 15
17.12. | 16
17.12. | 17
17.12. | 18
17.12. | 19
17.12. | 20
17.12. | 21
17.12. | 22
17.12. | 23
17.12. | 24
18.12. | 1
18.12. | 2
18.12. | 3
18.12. | 4
18.12. | 5
18.12. | 6
18.12. | 7
18.12. | 8
18.12. | 9
18.12. | 10
18.12. | 11
18.12. | 12
18.12. | 13
18.12. | 14
18.12. | 15
18.12. | 16
18.12. | 17
18.12. | 18
18.12. | 19
18.12. | 20
18.12. | 21
18.12. | 22
18.12. | 23
18.12. | 24
19.12. | 1
19.12. | 2
19.12. | 3
19.12. | 4
19.12. | 5
19.12. | 6
19.12. | 7
19.12. | 8
19.12. | 9
19.12. | 10
19.12. | 11
19.12. | 12
19.12. | 13
19.12. | 14
19.12. | 15
19.12. | 16
19.12. | 17
19.12. | 18
19.12. | 19
19.12. | 20
19.12. | 21
19.12. | 22
19.12. | 23
19.12. | 24
20.12. | 1
20.12. | 2
20.12. | 3
20.12. | 4
20.12. | 5
20.12. | 6
20.12. | 7
20.12. | 8
20.12. | 9
20.12. | 10
20.12. | 11
20.12. | 12
20.12. | 13
20.12. | 14
20.12. | 15
20.12. | 16
20.12. | 17
20.12. | 18
20.12. | 19
20.12. | 20
20.12. | 21
20.12. | 22
20.12. | 23
20.12. | 24
21.12. | 1
21.12. | 2
21.12. | 3
21.12. | 4
21.12. | 5
21.12. | 6
21.12. | 7
21.12. | 8
21.12. | 9
21.12. | 10
21.12. | 11
21.12. | 12
21.12. | 13
21.12. | 14
21.12. | 15
21.12. | 16
21.12. | 17
21.12. | 18
21.12. | 19
21.12. | 20
21.12. | 21
21.12. | 22
21.12. | 23
21.12. | 24
22.12. | 1
22.12. | 2
22.12. | 3
22.12. | 4
22.12. | 5
22.12. | 6
22.12. | 7
22.12. | 8
22.12. | 9
22.12. | 10
22.12. | 11
22.12. | 12
22.12. | 13
22.12. | 14
22.12. | 15
22.12. | 16
22.12. | 17
22.12. | 18
22.12. | 19
22.12. | 20
22.12. | 21
22.12. | 22
22.12. | 23
22.12. | 24
23.12. | 1
23.12. | 2
23.12. | 3
23.12. | 4
23.12. | 5
23.12. | 6
23.12. | 7
23.12. | 8
23.12. | 9
23.12. | 10
23.12. | 11
23.12. | 12
23.12. | 13
23.12. | 14
23.12. | 15
23.12. | 16
23.12. | 17
23.12. | 18
23.12. | 19
23.12. | 20
23.12. | 21
23.12. | 22
23.12. | 23
23.12. | 24
24.12. | 1
24.12. | 2
24.12. | 3
24.12. | 4
24.12. | 5
24.12. | 6
24.12. | 7
24.12. | 8
24.12. | 9
24.12. | 10
24.12. | 11
24.12. | 12
24.12. | 13
24.12. | 14
24.12. | 15
24.12. | 16
24.12. | 17
24.12. | 18
24.12. | 19
24.12. | 20
24.12. | 21
24.12. | 22
24.12. | 23
24.12. | 24
25.12. | 1
25.12. | 2
25.12. | 3
25.12. | 4
25.12. | 5
25.12. | 6
25.12. | 7
25.12. | 8
25.12. | 9
25.12. | 10
25.12. | 11
25.12. | 12
25.12. | 13
25.12. | 14
25.12. | 15
25.12. | 16
25.12. | 17
25.12. | 18
25.12. | 19
25.12. | 20
25.12. | 21
25.12. | 22
25.12. | 23
25.12. | 24
26.12. | 1
26.12. | 2
26.12. | 3
26.12. | 4
26.12. | 5
26.12. | 6
26.12. | 7
26.12. | 8
26.12. | 9
26.12. | 10
26.12. | 11
26.12. | 12
26.12. | 13
26.12. | 14
26.12. | 15
26.12. | 16
26.12. | 17
26.12. | 18
26.12. | 19
26.12. | 20
26.12. | 21
26.12. | 22
26.12. | 23
26.12. | 24
27.12. | 1
27.12. | 2
27.12. | 3
27.12. | 4
27.12. | 5
27.12. | 6
27.12. | 7
27.12. | 8
27.12. | 9
27.12. | 10
27.12. | 11
27.12. | 12
27.12. | 13
27.12. | 14
27.12. | 15
27.12. | 16
27.12. | 17
27.12. | 18
27.12. | 19
27.12. | 20
27.12. | 21
27.12. | 22
27.12. | 23
27.12. | 24
28.12. | 1
28.12. | 2
28.12. | 3
28.12. | 4
28.12. | 5
28.12. | 6
28.12. | 7
28.12. | 8
28.12. | 9
28.12. | 10
28.12. | 11
28.12. | 12
28.12. | 13
28.12. | 14
28.12. | 15
28.12. | 16
28.12. | 17
28.12. | 18
28.12. | 19
28.12. | 20
28.12. | 21
28.12. | 22
28.12. | 23
28.12. | 24
29.12. | 1
29.12. | 2
29.12. | 3
29.12. | 4
29.12. | 5
29.12. | 6
29.12. | 7
29.12. | 8
29.12. | 9
29.12. | 10
29.12. | 11
29.12. | 12
29.12. | 13
29.12. | 14
29.12. | 15
29.12. | 16
29.12. | 17
29.12. | 18
29.12. | 19
29.12. | 20
29.12. | 21
29.12. | 22
29.12. | 23
29.12. | 24
30.12. | 1
30.12. | 2
30.12. | 3
30.12. | 4
30.12. | 5
30.12. | 6
30.12. | 7
30.12. | 8
30.12. | 9
30.12. | 10
30.12. | 11
30.12. | 12
30.12. | 13
30.12. | 14
30.12. | 15
30.12. | 16
30.12. | 17
30.12. | 18
30.12. | 19
30.12. | 20
30.12. | 21
30.12. | 22
30.12. | 23
30.12. | 24
31.12. | 1
31.12. | 2
31.12. | 3
31.12. | 4
31.12. | 5
31.12. | 6
31.12. | 7
31.12. | 8
31.12. | 9
31.12. | 10
31.12. | 11
31.12. | 12
31.12. | 13
31.12. | 14
31.12. | 15
31.12. | 16
31.12. | 17
31.12. | 18
31.12. | 19
31.12. | 20
31.12. | 21
31.12. | 22
31.12. | 23
31.12. | 24

## Reserves
ENTSO-E Market Modelling Database: Reserves
Country:
Market Node: | SK00
Year:
Climate year
Scenario
Frequency Containment Reserves (FCR)
Total Market Node Requirement | [MW] | 0
FCR that need to be made available by thermal unit commitment (already net with generating capacities on Thermal sheet, not causing additional commitment on Thermal units apart from what highlighted in the unit-by-unit Thermal sheet) | [MW]
Provided by HYDRO - Reserve that should be procured by further constraining the 'Maximum generation' of either Reservoir either Pumped Storage | [MW] | 0
Reserve available from Demand (reduction of demand possible thanks to specific contract to cope with system imbalances; while DSR would work on the DA & ID,here it should be considered only interruptible contract activated to contain system frequency) | [MW] | 0
FCR that need to be made available by thermal unit commitment additional to the FCR allocations highlighted in the unit-by-unit Thermal sheet (this will be allocated additionally on Thermal units as provided FCR) | [MW] | 15
Frequency Restoration Reserves (FRR) - includind both automatic (aFRR) and manual (mFRR)
Total Market Node Requirement | [MW] | 312
FRR that will be procured by thermal (unit commitment of thermal units able to provide FRR take IN REAL LIFE into account this requirements) | [MW] | 312
Provided by HYDRO - Reserve that should be procured by further constraining the 'Maximum generation' of either Reservoir either Pumped Storage | [MW] | 0
Simplified modelling assumptions (to account reserve requirements on e.g. day ahead market as currently done for MAF)
Additional load (should be <= FCR + FRR needed from thermal) | [MW]
Provided by HYDRO - Reserve that should be procured by further constraining the 'Maximum generation' of Reservoir units | [MW]
Provided by HYDRO - Reserve that should be procured by further constraining the 'Maximum generation' of Pumped Storage Open Loop units | [MW]
Provided by HYDRO - Reserve that should be procured by further constraining the 'Maximum generation' of Pumped Storage Closed Loop units | [MW] | 527

## DSR
ENTSO-E Market Modelling Database: DSR
Country:
Market Node: | SK00
Year:
Climate year
Scenario
| Demand Side Response | Price Band 1 | Price Band 2 | Price Band 3 | Price Band 4 | Price Band 5 | Price Band 6 | Price Band 7 | Price Band 8 | Price Band 9 | Price Band 10 | Price Band 11
Capacity
Units
Hours
Price
Climate year start
Climate year end
Date | Hour | Available Demand Response (MW) | Available Demand Response (MW) | Available Demand Response (MW) | Available Demand Response (MW) | Available Demand Response (MW) | Available Demand Response (MW) | Available Demand Response (MW) | Available Demand Response (MW) | Available Demand Response (MW) | Available Demand Response (MW) | N.B. use convention first January always Monday (2007 calendar year) --> see guidelines for further details
01.01. | 1
01.01. | 2
01.01. | 3
01.01. | 4
01.01. | 5
01.01. | 6
01.01. | 7
01.01. | 8
01.01. | 9
01.01. | 10
01.01. | 11
01.01. | 12
01.01. | 13
01.01. | 14
01.01. | 15
01.01. | 16
01.01. | 17
01.01. | 18
01.01. | 19
01.01. | 20
01.01. | 21
01.01. | 22
01.01. | 23
01.01. | 24
02.01. | 1
02.01. | 2
02.01. | 3
02.01. | 4
02.01. | 5
02.01. | 6
02.01. | 7
02.01. | 8
02.01. | 9
02.01. | 10
02.01. | 11
02.01. | 12
02.01. | 13
02.01. | 14
02.01. | 15
02.01. | 16
02.01. | 17
02.01. | 18
02.01. | 19
02.01. | 20
02.01. | 21
02.01. | 22
02.01. | 23
02.01. | 24
03.01. | 1
03.01. | 2
03.01. | 3
03.01. | 4
03.01. | 5
03.01. | 6
03.01. | 7
03.01. | 8
03.01. | 9
03.01. | 10
03.01. | 11
03.01. | 12
03.01. | 13
03.01. | 14
03.01. | 15
03.01. | 16
03.01. | 17
03.01. | 18
03.01. | 19
03.01. | 20
03.01. | 21
03.01. | 22
03.01. | 23
03.01. | 24
04.01. | 1
04.01. | 2
04.01. | 3
04.01. | 4
04.01. | 5
04.01. | 6
04.01. | 7
04.01. | 8
04.01. | 9
04.01. | 10
04.01. | 11
04.01. | 12
04.01. | 13
04.01. | 14
04.01. | 15
04.01. | 16
04.01. | 17
04.01. | 18
04.01. | 19
04.01. | 20
04.01. | 21
04.01. | 22
04.01. | 23
04.01. | 24
05.01. | 1
05.01. | 2
05.01. | 3
05.01. | 4
05.01. | 5
05.01. | 6
05.01. | 7
05.01. | 8
05.01. | 9
05.01. | 10
05.01. | 11
05.01. | 12
05.01. | 13
05.01. | 14
05.01. | 15
05.01. | 16
05.01. | 17
05.01. | 18
05.01. | 19
05.01. | 20
05.01. | 21
05.01. | 22
05.01. | 23
05.01. | 24
06.01. | 1
06.01. | 2
06.01. | 3
06.01. | 4
06.01. | 5
06.01. | 6
06.01. | 7
06.01. | 8
06.01. | 9
06.01. | 10
06.01. | 11
06.01. | 12
06.01. | 13
06.01. | 14
06.01. | 15
06.01. | 16
06.01. | 17
06.01. | 18
06.01. | 19
06.01. | 20
06.01. | 21
06.01. | 22
06.01. | 23
06.01. | 24
07.01. | 1
07.01. | 2
07.01. | 3
07.01. | 4
07.01. | 5
07.01. | 6
07.01. | 7
07.01. | 8
07.01. | 9
07.01. | 10
07.01. | 11
07.01. | 12
07.01. | 13
07.01. | 14
07.01. | 15
07.01. | 16
07.01. | 17
07.01. | 18
07.01. | 19
07.01. | 20
07.01. | 21
07.01. | 22
07.01. | 23
07.01. | 24
08.01. | 1
08.01. | 2
08.01. | 3
08.01. | 4
08.01. | 5
08.01. | 6
08.01. | 7
08.01. | 8
08.01. | 9
08.01. | 10
08.01. | 11
08.01. | 12
08.01. | 13
08.01. | 14
08.01. | 15
08.01. | 16
08.01. | 17
08.01. | 18
08.01. | 19
08.01. | 20
08.01. | 21
08.01. | 22
08.01. | 23
08.01. | 24
09.01. | 1
09.01. | 2
09.01. | 3
09.01. | 4
09.01. | 5
09.01. | 6
09.01. | 7
09.01. | 8
09.01. | 9
09.01. | 10
09.01. | 11
09.01. | 12
09.01. | 13
09.01. | 14
09.01. | 15
09.01. | 16
09.01. | 17
09.01. | 18
09.01. | 19
09.01. | 20
09.01. | 21
09.01. | 22
09.01. | 23
09.01. | 24
10.01. | 1
10.01. | 2
10.01. | 3
10.01. | 4
10.01. | 5
10.01. | 6
10.01. | 7
10.01. | 8
10.01. | 9
10.01. | 10
10.01. | 11
10.01. | 12
10.01. | 13
10.01. | 14
10.01. | 15
10.01. | 16
10.01. | 17
10.01. | 18
10.01. | 19
10.01. | 20
10.01. | 21
10.01. | 22
10.01. | 23
10.01. | 24
11.01. | 1
11.01. | 2
11.01. | 3
11.01. | 4
11.01. | 5
11.01. | 6
11.01. | 7
11.01. | 8
11.01. | 9
11.01. | 10
11.01. | 11
11.01. | 12
11.01. | 13
11.01. | 14
11.01. | 15
11.01. | 16
11.01. | 17
11.01. | 18
11.01. | 19
11.01. | 20
11.01. | 21
11.01. | 22
11.01. | 23
11.01. | 24
12.01. | 1
12.01. | 2
12.01. | 3
12.01. | 4
12.01. | 5
12.01. | 6
12.01. | 7
12.01. | 8
12.01. | 9
12.01. | 10
12.01. | 11
12.01. | 12
12.01. | 13
12.01. | 14
12.01. | 15
12.01. | 16
12.01. | 17
12.01. | 18
12.01. | 19
12.01. | 20
12.01. | 21
12.01. | 22
12.01. | 23
12.01. | 24
13.01. | 1
13.01. | 2
13.01. | 3
13.01. | 4
13.01. | 5
13.01. | 6
13.01. | 7
13.01. | 8
13.01. | 9
13.01. | 10
13.01. | 11
13.01. | 12
13.01. | 13
13.01. | 14
13.01. | 15
13.01. | 16
13.01. | 17
13.01. | 18
13.01. | 19
13.01. | 20
13.01. | 21
13.01. | 22
13.01. | 23
13.01. | 24
14.01. | 1
14.01. | 2
14.01. | 3
14.01. | 4
14.01. | 5
14.01. | 6
14.01. | 7
14.01. | 8
14.01. | 9
14.01. | 10
14.01. | 11
14.01. | 12
14.01. | 13
14.01. | 14
14.01. | 15
14.01. | 16
14.01. | 17
14.01. | 18
14.01. | 19
14.01. | 20
14.01. | 21
14.01. | 22
14.01. | 23
14.01. | 24
15.01. | 1
15.01. | 2
15.01. | 3
15.01. | 4
15.01. | 5
15.01. | 6
15.01. | 7
15.01. | 8
15.01. | 9
15.01. | 10
15.01. | 11
15.01. | 12
15.01. | 13
15.01. | 14
15.01. | 15
15.01. | 16
15.01. | 17
15.01. | 18
15.01. | 19
15.01. | 20
15.01. | 21
15.01. | 22
15.01. | 23
15.01. | 24
16.01. | 1
16.01. | 2
16.01. | 3
16.01. | 4
16.01. | 5
16.01. | 6
16.01. | 7
16.01. | 8
16.01. | 9
16.01. | 10
16.01. | 11
16.01. | 12
16.01. | 13
16.01. | 14
16.01. | 15
16.01. | 16
16.01. | 17
16.01. | 18
16.01. | 19
16.01. | 20
16.01. | 21
16.01. | 22
16.01. | 23
16.01. | 24
17.01. | 1
17.01. | 2
17.01. | 3
17.01. | 4
17.01. | 5
17.01. | 6
17.01. | 7
17.01. | 8
17.01. | 9
17.01. | 10
17.01. | 11
17.01. | 12
17.01. | 13
17.01. | 14
17.01. | 15
17.01. | 16
17.01. | 17
17.01. | 18
17.01. | 19
17.01. | 20
17.01. | 21
17.01. | 22
17.01. | 23
17.01. | 24
18.01. | 1
18.01. | 2
18.01. | 3
18.01. | 4
18.01. | 5
18.01. | 6
18.01. | 7
18.01. | 8
18.01. | 9
18.01. | 10
18.01. | 11
18.01. | 12
18.01. | 13
18.01. | 14
18.01. | 15
18.01. | 16
18.01. | 17
18.01. | 18
18.01. | 19
18.01. | 20
18.01. | 21
18.01. | 22
18.01. | 23
18.01. | 24
19.01. | 1
19.01. | 2
19.01. | 3
19.01. | 4
19.01. | 5
19.01. | 6
19.01. | 7
19.01. | 8
19.01. | 9
19.01. | 10
19.01. | 11
19.01. | 12
19.01. | 13
19.01. | 14
19.01. | 15
19.01. | 16
19.01. | 17
19.01. | 18
19.01. | 19
19.01. | 20
19.01. | 21
19.01. | 22
19.01. | 23
19.01. | 24
20.01. | 1
20.01. | 2
20.01. | 3
20.01. | 4
20.01. | 5
20.01. | 6
20.01. | 7
20.01. | 8
20.01. | 9
20.01. | 10
20.01. | 11
20.01. | 12
20.01. | 13
20.01. | 14
20.01. | 15
20.01. | 16
20.01. | 17
20.01. | 18
20.01. | 19
20.01. | 20
20.01. | 21
20.01. | 22
20.01. | 23
20.01. | 24
21.01. | 1
21.01. | 2
21.01. | 3
21.01. | 4
21.01. | 5
21.01. | 6
21.01. | 7
21.01. | 8
21.01. | 9
21.01. | 10
21.01. | 11
21.01. | 12
21.01. | 13
21.01. | 14
21.01. | 15
21.01. | 16
21.01. | 17
21.01. | 18
21.01. | 19
21.01. | 20
21.01. | 21
21.01. | 22
21.01. | 23
21.01. | 24
22.01. | 1
22.01. | 2
22.01. | 3
22.01. | 4
22.01. | 5
22.01. | 6
22.01. | 7
22.01. | 8
22.01. | 9
22.01. | 10
22.01. | 11
22.01. | 12
22.01. | 13
22.01. | 14
22.01. | 15
22.01. | 16
22.01. | 17
22.01. | 18
22.01. | 19
22.01. | 20
22.01. | 21
22.01. | 22
22.01. | 23
22.01. | 24
23.01. | 1
23.01. | 2
23.01. | 3
23.01. | 4
23.01. | 5
23.01. | 6
23.01. | 7
23.01. | 8
23.01. | 9
23.01. | 10
23.01. | 11
23.01. | 12
23.01. | 13
23.01. | 14
23.01. | 15
23.01. | 16
23.01. | 17
23.01. | 18
23.01. | 19
23.01. | 20
23.01. | 21
23.01. | 22
23.01. | 23
23.01. | 24
24.01. | 1
24.01. | 2
24.01. | 3
24.01. | 4
24.01. | 5
24.01. | 6
24.01. | 7
24.01. | 8
24.01. | 9
24.01. | 10
24.01. | 11
24.01. | 12
24.01. | 13
24.01. | 14
24.01. | 15
24.01. | 16
24.01. | 17
24.01. | 18
24.01. | 19
24.01. | 20
24.01. | 21
24.01. | 22
24.01. | 23
24.01. | 24
25.01. | 1
25.01. | 2
25.01. | 3
25.01. | 4
25.01. | 5
25.01. | 6
25.01. | 7
25.01. | 8
25.01. | 9
25.01. | 10
25.01. | 11
25.01. | 12
25.01. | 13
25.01. | 14
25.01. | 15
25.01. | 16
25.01. | 17
25.01. | 18
25.01. | 19
25.01. | 20
25.01. | 21
25.01. | 22
25.01. | 23
25.01. | 24
26.01. | 1
26.01. | 2
26.01. | 3
26.01. | 4
26.01. | 5
26.01. | 6
26.01. | 7
26.01. | 8
26.01. | 9
26.01. | 10
26.01. | 11
26.01. | 12
26.01. | 13
26.01. | 14
26.01. | 15
26.01. | 16
26.01. | 17
26.01. | 18
26.01. | 19
26.01. | 20
26.01. | 21
26.01. | 22
26.01. | 23
26.01. | 24
27.01. | 1
27.01. | 2
27.01. | 3
27.01. | 4
27.01. | 5
27.01. | 6
27.01. | 7
27.01. | 8
27.01. | 9
27.01. | 10
27.01. | 11
27.01. | 12
27.01. | 13
27.01. | 14
27.01. | 15
27.01. | 16
27.01. | 17
27.01. | 18
27.01. | 19
27.01. | 20
27.01. | 21
27.01. | 22
27.01. | 23
27.01. | 24
28.01. | 1
28.01. | 2
28.01. | 3
28.01. | 4
28.01. | 5
28.01. | 6
28.01. | 7
28.01. | 8
28.01. | 9
28.01. | 10
28.01. | 11
28.01. | 12
28.01. | 13
28.01. | 14
28.01. | 15
28.01. | 16
28.01. | 17
28.01. | 18
28.01. | 19
28.01. | 20
28.01. | 21
28.01. | 22
28.01. | 23
28.01. | 24
29.01. | 1
29.01. | 2
29.01. | 3
29.01. | 4
29.01. | 5
29.01. | 6
29.01. | 7
29.01. | 8
29.01. | 9
29.01. | 10
29.01. | 11
29.01. | 12
29.01. | 13
29.01. | 14
29.01. | 15
29.01. | 16
29.01. | 17
29.01. | 18
29.01. | 19
29.01. | 20
29.01. | 21
29.01. | 22
29.01. | 23
29.01. | 24
30.01. | 1
30.01. | 2
30.01. | 3
30.01. | 4
30.01. | 5
30.01. | 6
30.01. | 7
30.01. | 8
30.01. | 9
30.01. | 10
30.01. | 11
30.01. | 12
30.01. | 13
30.01. | 14
30.01. | 15
30.01. | 16
30.01. | 17
30.01. | 18
30.01. | 19
30.01. | 20
30.01. | 21
30.01. | 22
30.01. | 23
30.01. | 24
31.01. | 1
31.01. | 2
31.01. | 3
31.01. | 4
31.01. | 5
31.01. | 6
31.01. | 7
31.01. | 8
31.01. | 9
31.01. | 10
31.01. | 11
31.01. | 12
31.01. | 13
31.01. | 14
31.01. | 15
31.01. | 16
31.01. | 17
31.01. | 18
31.01. | 19
31.01. | 20
31.01. | 21
31.01. | 22
31.01. | 23
31.01. | 24
01.02. | 1
01.02. | 2
01.02. | 3
01.02. | 4
01.02. | 5
01.02. | 6
01.02. | 7
01.02. | 8
01.02. | 9
01.02. | 10
01.02. | 11
01.02. | 12
01.02. | 13
01.02. | 14
01.02. | 15
01.02. | 16
01.02. | 17
01.02. | 18
01.02. | 19
01.02. | 20
01.02. | 21
01.02. | 22
01.02. | 23
01.02. | 24
02.02. | 1
02.02. | 2
02.02. | 3
02.02. | 4
02.02. | 5
02.02. | 6
02.02. | 7
02.02. | 8
02.02. | 9
02.02. | 10
02.02. | 11
02.02. | 12
02.02. | 13
02.02. | 14
02.02. | 15
02.02. | 16
02.02. | 17
02.02. | 18
02.02. | 19
02.02. | 20
02.02. | 21
02.02. | 22
02.02. | 23
02.02. | 24
03.02. | 1
03.02. | 2
03.02. | 3
03.02. | 4
03.02. | 5
03.02. | 6
03.02. | 7
03.02. | 8
03.02. | 9
03.02. | 10
03.02. | 11
03.02. | 12
03.02. | 13
03.02. | 14
03.02. | 15
03.02. | 16
03.02. | 17
03.02. | 18
03.02. | 19
03.02. | 20
03.02. | 21
03.02. | 22
03.02. | 23
03.02. | 24
04.02. | 1
04.02. | 2
04.02. | 3
04.02. | 4
04.02. | 5
04.02. | 6
04.02. | 7
04.02. | 8
04.02. | 9
04.02. | 10
04.02. | 11
04.02. | 12
04.02. | 13
04.02. | 14
04.02. | 15
04.02. | 16
04.02. | 17
04.02. | 18
04.02. | 19
04.02. | 20
04.02. | 21
04.02. | 22
04.02. | 23
04.02. | 24
05.02. | 1
05.02. | 2
05.02. | 3
05.02. | 4
05.02. | 5
05.02. | 6
05.02. | 7
05.02. | 8
05.02. | 9
05.02. | 10
05.02. | 11
05.02. | 12
05.02. | 13
05.02. | 14
05.02. | 15
05.02. | 16
05.02. | 17
05.02. | 18
05.02. | 19
05.02. | 20
05.02. | 21
05.02. | 22
05.02. | 23
05.02. | 24
06.02. | 1
06.02. | 2
06.02. | 3
06.02. | 4
06.02. | 5
06.02. | 6
06.02. | 7
06.02. | 8
06.02. | 9
06.02. | 10
06.02. | 11
06.02. | 12
06.02. | 13
06.02. | 14
06.02. | 15
06.02. | 16
06.02. | 17
06.02. | 18
06.02. | 19
06.02. | 20
06.02. | 21
06.02. | 22
06.02. | 23
06.02. | 24
07.02. | 1
07.02. | 2
07.02. | 3
07.02. | 4
07.02. | 5
07.02. | 6
07.02. | 7
07.02. | 8
07.02. | 9
07.02. | 10
07.02. | 11
07.02. | 12
07.02. | 13
07.02. | 14
07.02. | 15
07.02. | 16
07.02. | 17
07.02. | 18
07.02. | 19
07.02. | 20
07.02. | 21
07.02. | 22
07.02. | 23
07.02. | 24
08.02. | 1
08.02. | 2
08.02. | 3
08.02. | 4
08.02. | 5
08.02. | 6
08.02. | 7
08.02. | 8
08.02. | 9
08.02. | 10
08.02. | 11
08.02. | 12
08.02. | 13
08.02. | 14
08.02. | 15
08.02. | 16
08.02. | 17
08.02. | 18
08.02. | 19
08.02. | 20
08.02. | 21
08.02. | 22
08.02. | 23
08.02. | 24
09.02. | 1
09.02. | 2
09.02. | 3
09.02. | 4
09.02. | 5
09.02. | 6
09.02. | 7
09.02. | 8
09.02. | 9
09.02. | 10
09.02. | 11
09.02. | 12
09.02. | 13
09.02. | 14
09.02. | 15
09.02. | 16
09.02. | 17
09.02. | 18
09.02. | 19
09.02. | 20
09.02. | 21
09.02. | 22
09.02. | 23
09.02. | 24
10.02. | 1
10.02. | 2
10.02. | 3
10.02. | 4
10.02. | 5
10.02. | 6
10.02. | 7
10.02. | 8
10.02. | 9
10.02. | 10
10.02. | 11
10.02. | 12
10.02. | 13
10.02. | 14
10.02. | 15
10.02. | 16
10.02. | 17
10.02. | 18
10.02. | 19
10.02. | 20
10.02. | 21
10.02. | 22
10.02. | 23
10.02. | 24
11.02. | 1
11.02. | 2
11.02. | 3
11.02. | 4
11.02. | 5
11.02. | 6
11.02. | 7
11.02. | 8
11.02. | 9
11.02. | 10
11.02. | 11
11.02. | 12
11.02. | 13
11.02. | 14
11.02. | 15
11.02. | 16
11.02. | 17
11.02. | 18
11.02. | 19
11.02. | 20
11.02. | 21
11.02. | 22
11.02. | 23
11.02. | 24
12.02. | 1
12.02. | 2
12.02. | 3
12.02. | 4
12.02. | 5
12.02. | 6
12.02. | 7
12.02. | 8
12.02. | 9
12.02. | 10
12.02. | 11
12.02. | 12
12.02. | 13
12.02. | 14
12.02. | 15
12.02. | 16
12.02. | 17
12.02. | 18
12.02. | 19
12.02. | 20
12.02. | 21
12.02. | 22
12.02. | 23
12.02. | 24
13.02. | 1
13.02. | 2
13.02. | 3
13.02. | 4
13.02. | 5
13.02. | 6
13.02. | 7
13.02. | 8
13.02. | 9
13.02. | 10
13.02. | 11
13.02. | 12
13.02. | 13
13.02. | 14
13.02. | 15
13.02. | 16
13.02. | 17
13.02. | 18
13.02. | 19
13.02. | 20
13.02. | 21
13.02. | 22
13.02. | 23
13.02. | 24
14.02. | 1
14.02. | 2
14.02. | 3
14.02. | 4
14.02. | 5
14.02. | 6
14.02. | 7
14.02. | 8
14.02. | 9
14.02. | 10
14.02. | 11
14.02. | 12
14.02. | 13
14.02. | 14
14.02. | 15
14.02. | 16
14.02. | 17
14.02. | 18
14.02. | 19
14.02. | 20
14.02. | 21
14.02. | 22
14.02. | 23
14.02. | 24
15.02. | 1
15.02. | 2
15.02. | 3
15.02. | 4
15.02. | 5
15.02. | 6
15.02. | 7
15.02. | 8
15.02. | 9
15.02. | 10
15.02. | 11
15.02. | 12
15.02. | 13
15.02. | 14
15.02. | 15
15.02. | 16
15.02. | 17
15.02. | 18
15.02. | 19
15.02. | 20
15.02. | 21
15.02. | 22
15.02. | 23
15.02. | 24
16.02. | 1
16.02. | 2
16.02. | 3
16.02. | 4
16.02. | 5
16.02. | 6
16.02. | 7
16.02. | 8
16.02. | 9
16.02. | 10
16.02. | 11
16.02. | 12
16.02. | 13
16.02. | 14
16.02. | 15
16.02. | 16
16.02. | 17
16.02. | 18
16.02. | 19
16.02. | 20
16.02. | 21
16.02. | 22
16.02. | 23
16.02. | 24
17.02. | 1
17.02. | 2
17.02. | 3
17.02. | 4
17.02. | 5
17.02. | 6
17.02. | 7
17.02. | 8
17.02. | 9
17.02. | 10
17.02. | 11
17.02. | 12
17.02. | 13
17.02. | 14
17.02. | 15
17.02. | 16
17.02. | 17
17.02. | 18
17.02. | 19
17.02. | 20
17.02. | 21
17.02. | 22
17.02. | 23
17.02. | 24
18.02. | 1
18.02. | 2
18.02. | 3
18.02. | 4
18.02. | 5
18.02. | 6
18.02. | 7
18.02. | 8
18.02. | 9
18.02. | 10
18.02. | 11
18.02. | 12
18.02. | 13
18.02. | 14
18.02. | 15
18.02. | 16
18.02. | 17
18.02. | 18
18.02. | 19
18.02. | 20
18.02. | 21
18.02. | 22
18.02. | 23
18.02. | 24
19.02. | 1
19.02. | 2
19.02. | 3
19.02. | 4
19.02. | 5
19.02. | 6
19.02. | 7
19.02. | 8
19.02. | 9
19.02. | 10
19.02. | 11
19.02. | 12
19.02. | 13
19.02. | 14
19.02. | 15
19.02. | 16
19.02. | 17
19.02. | 18
19.02. | 19
19.02. | 20
19.02. | 21
19.02. | 22
19.02. | 23
19.02. | 24
20.02. | 1
20.02. | 2
20.02. | 3
20.02. | 4
20.02. | 5
20.02. | 6
20.02. | 7
20.02. | 8
20.02. | 9
20.02. | 10
20.02. | 11
20.02. | 12
20.02. | 13
20.02. | 14
20.02. | 15
20.02. | 16
20.02. | 17
20.02. | 18
20.02. | 19
20.02. | 20
20.02. | 21
20.02. | 22
20.02. | 23
20.02. | 24
21.02. | 1
21.02. | 2
21.02. | 3
21.02. | 4
21.02. | 5
21.02. | 6
21.02. | 7
21.02. | 8
21.02. | 9
21.02. | 10
21.02. | 11
21.02. | 12
21.02. | 13
21.02. | 14
21.02. | 15
21.02. | 16
21.02. | 17
21.02. | 18
21.02. | 19
21.02. | 20
21.02. | 21
21.02. | 22
21.02. | 23
21.02. | 24
22.02. | 1
22.02. | 2
22.02. | 3
22.02. | 4
22.02. | 5
22.02. | 6
22.02. | 7
22.02. | 8
22.02. | 9
22.02. | 10
22.02. | 11
22.02. | 12
22.02. | 13
22.02. | 14
22.02. | 15
22.02. | 16
22.02. | 17
22.02. | 18
22.02. | 19
22.02. | 20
22.02. | 21
22.02. | 22
22.02. | 23
22.02. | 24
23.02. | 1
23.02. | 2
23.02. | 3
23.02. | 4
23.02. | 5
23.02. | 6
23.02. | 7
23.02. | 8
23.02. | 9
23.02. | 10
23.02. | 11
23.02. | 12
23.02. | 13
23.02. | 14
23.02. | 15
23.02. | 16
23.02. | 17
23.02. | 18
23.02. | 19
23.02. | 20
23.02. | 21
23.02. | 22
23.02. | 23
23.02. | 24
24.02. | 1
24.02. | 2
24.02. | 3
24.02. | 4
24.02. | 5
24.02. | 6
24.02. | 7
24.02. | 8
24.02. | 9
24.02. | 10
24.02. | 11
24.02. | 12
24.02. | 13
24.02. | 14
24.02. | 15
24.02. | 16
24.02. | 17
24.02. | 18
24.02. | 19
24.02. | 20
24.02. | 21
24.02. | 22
24.02. | 23
24.02. | 24
25.02. | 1
25.02. | 2
25.02. | 3
25.02. | 4
25.02. | 5
25.02. | 6
25.02. | 7
25.02. | 8
25.02. | 9
25.02. | 10
25.02. | 11
25.02. | 12
25.02. | 13
25.02. | 14
25.02. | 15
25.02. | 16
25.02. | 17
25.02. | 18
25.02. | 19
25.02. | 20
25.02. | 21
25.02. | 22
25.02. | 23
25.02. | 24
26.02. | 1
26.02. | 2
26.02. | 3
26.02. | 4
26.02. | 5
26.02. | 6
26.02. | 7
26.02. | 8
26.02. | 9
26.02. | 10
26.02. | 11
26.02. | 12
26.02. | 13
26.02. | 14
26.02. | 15
26.02. | 16
26.02. | 17
26.02. | 18
26.02. | 19
26.02. | 20
26.02. | 21
26.02. | 22
26.02. | 23
26.02. | 24
27.02. | 1
27.02. | 2
27.02. | 3
27.02. | 4
27.02. | 5
27.02. | 6
27.02. | 7
27.02. | 8
27.02. | 9
27.02. | 10
27.02. | 11
27.02. | 12
27.02. | 13
27.02. | 14
27.02. | 15
27.02. | 16
27.02. | 17
27.02. | 18
27.02. | 19
27.02. | 20
27.02. | 21
27.02. | 22
27.02. | 23
27.02. | 24
28.02. | 1
28.02. | 2
28.02. | 3
28.02. | 4
28.02. | 5
28.02. | 6
28.02. | 7
28.02. | 8
28.02. | 9
28.02. | 10
28.02. | 11
28.02. | 12
28.02. | 13
28.02. | 14
28.02. | 15
28.02. | 16
28.02. | 17
28.02. | 18
28.02. | 19
28.02. | 20
28.02. | 21
28.02. | 22
28.02. | 23
28.02. | 24
01.03. | 1
01.03. | 2
01.03. | 3
01.03. | 4
01.03. | 5
01.03. | 6
01.03. | 7
01.03. | 8
01.03. | 9
01.03. | 10
01.03. | 11
01.03. | 12
01.03. | 13
01.03. | 14
01.03. | 15
01.03. | 16
01.03. | 17
01.03. | 18
01.03. | 19
01.03. | 20
01.03. | 21
01.03. | 22
01.03. | 23
01.03. | 24
02.03. | 1
02.03. | 2
02.03. | 3
02.03. | 4
02.03. | 5
02.03. | 6
02.03. | 7
02.03. | 8
02.03. | 9
02.03. | 10
02.03. | 11
02.03. | 12
02.03. | 13
02.03. | 14
02.03. | 15
02.03. | 16
02.03. | 17
02.03. | 18
02.03. | 19
02.03. | 20
02.03. | 21
02.03. | 22
02.03. | 23
02.03. | 24
03.03. | 1
03.03. | 2
03.03. | 3
03.03. | 4
03.03. | 5
03.03. | 6
03.03. | 7
03.03. | 8
03.03. | 9
03.03. | 10
03.03. | 11
03.03. | 12
03.03. | 13
03.03. | 14
03.03. | 15
03.03. | 16
03.03. | 17
03.03. | 18
03.03. | 19
03.03. | 20
03.03. | 21
03.03. | 22
03.03. | 23
03.03. | 24
04.03. | 1
04.03. | 2
04.03. | 3
04.03. | 4
04.03. | 5
04.03. | 6
04.03. | 7
04.03. | 8
04.03. | 9
04.03. | 10
04.03. | 11
04.03. | 12
04.03. | 13
04.03. | 14
04.03. | 15
04.03. | 16
04.03. | 17
04.03. | 18
04.03. | 19
04.03. | 20
04.03. | 21
04.03. | 22
04.03. | 23
04.03. | 24
05.03. | 1
05.03. | 2
05.03. | 3
05.03. | 4
05.03. | 5
05.03. | 6
05.03. | 7
05.03. | 8
05.03. | 9
05.03. | 10
05.03. | 11
05.03. | 12
05.03. | 13
05.03. | 14
05.03. | 15
05.03. | 16
05.03. | 17
05.03. | 18
05.03. | 19
05.03. | 20
05.03. | 21
05.03. | 22
05.03. | 23
05.03. | 24
06.03. | 1
06.03. | 2
06.03. | 3
06.03. | 4
06.03. | 5
06.03. | 6
06.03. | 7
06.03. | 8
06.03. | 9
06.03. | 10
06.03. | 11
06.03. | 12
06.03. | 13
06.03. | 14
06.03. | 15
06.03. | 16
06.03. | 17
06.03. | 18
06.03. | 19
06.03. | 20
06.03. | 21
06.03. | 22
06.03. | 23
06.03. | 24
07.03. | 1
07.03. | 2
07.03. | 3
07.03. | 4
07.03. | 5
07.03. | 6
07.03. | 7
07.03. | 8
07.03. | 9
07.03. | 10
07.03. | 11
07.03. | 12
07.03. | 13
07.03. | 14
07.03. | 15
07.03. | 16
07.03. | 17
07.03. | 18
07.03. | 19
07.03. | 20
07.03. | 21
07.03. | 22
07.03. | 23
07.03. | 24
08.03. | 1
08.03. | 2
08.03. | 3
08.03. | 4
08.03. | 5
08.03. | 6
08.03. | 7
08.03. | 8
08.03. | 9
08.03. | 10
08.03. | 11
08.03. | 12
08.03. | 13
08.03. | 14
08.03. | 15
08.03. | 16
08.03. | 17
08.03. | 18
08.03. | 19
08.03. | 20
08.03. | 21
08.03. | 22
08.03. | 23
08.03. | 24
09.03. | 1
09.03. | 2
09.03. | 3
09.03. | 4
09.03. | 5
09.03. | 6
09.03. | 7
09.03. | 8
09.03. | 9
09.03. | 10
09.03. | 11
09.03. | 12
09.03. | 13
09.03. | 14
09.03. | 15
09.03. | 16
09.03. | 17
09.03. | 18
09.03. | 19
09.03. | 20
09.03. | 21
09.03. | 22
09.03. | 23
09.03. | 24
10.03. | 1
10.03. | 2
10.03. | 3
10.03. | 4
10.03. | 5
10.03. | 6
10.03. | 7
10.03. | 8
10.03. | 9
10.03. | 10
10.03. | 11
10.03. | 12
10.03. | 13
10.03. | 14
10.03. | 15
10.03. | 16
10.03. | 17
10.03. | 18
10.03. | 19
10.03. | 20
10.03. | 21
10.03. | 22
10.03. | 23
10.03. | 24
11.03. | 1
11.03. | 2
11.03. | 3
11.03. | 4
11.03. | 5
11.03. | 6
11.03. | 7
11.03. | 8
11.03. | 9
11.03. | 10
11.03. | 11
11.03. | 12
11.03. | 13
11.03. | 14
11.03. | 15
11.03. | 16
11.03. | 17
11.03. | 18
11.03. | 19
11.03. | 20
11.03. | 21
11.03. | 22
11.03. | 23
11.03. | 24
12.03. | 1
12.03. | 2
12.03. | 3
12.03. | 4
12.03. | 5
12.03. | 6
12.03. | 7
12.03. | 8
12.03. | 9
12.03. | 10
12.03. | 11
12.03. | 12
12.03. | 13
12.03. | 14
12.03. | 15
12.03. | 16
12.03. | 17
12.03. | 18
12.03. | 19
12.03. | 20
12.03. | 21
12.03. | 22
12.03. | 23
12.03. | 24
13.03. | 1
13.03. | 2
13.03. | 3
13.03. | 4
13.03. | 5
13.03. | 6
13.03. | 7
13.03. | 8
13.03. | 9
13.03. | 10
13.03. | 11
13.03. | 12
13.03. | 13
13.03. | 14
13.03. | 15
13.03. | 16
13.03. | 17
13.03. | 18
13.03. | 19
13.03. | 20
13.03. | 21
13.03. | 22
13.03. | 23
13.03. | 24
14.03. | 1
14.03. | 2
14.03. | 3
14.03. | 4
14.03. | 5
14.03. | 6
14.03. | 7
14.03. | 8
14.03. | 9
14.03. | 10
14.03. | 11
14.03. | 12
14.03. | 13
14.03. | 14
14.03. | 15
14.03. | 16
14.03. | 17
14.03. | 18
14.03. | 19
14.03. | 20
14.03. | 21
14.03. | 22
14.03. | 23
14.03. | 24
15.03. | 1
15.03. | 2
15.03. | 3
15.03. | 4
15.03. | 5
15.03. | 6
15.03. | 7
15.03. | 8
15.03. | 9
15.03. | 10
15.03. | 11
15.03. | 12
15.03. | 13
15.03. | 14
15.03. | 15
15.03. | 16
15.03. | 17
15.03. | 18
15.03. | 19
15.03. | 20
15.03. | 21
15.03. | 22
15.03. | 23
15.03. | 24
16.03. | 1
16.03. | 2
16.03. | 3
16.03. | 4
16.03. | 5
16.03. | 6
16.03. | 7
16.03. | 8
16.03. | 9
16.03. | 10
16.03. | 11
16.03. | 12
16.03. | 13
16.03. | 14
16.03. | 15
16.03. | 16
16.03. | 17
16.03. | 18
16.03. | 19
16.03. | 20
16.03. | 21
16.03. | 22
16.03. | 23
16.03. | 24
17.03. | 1
17.03. | 2
17.03. | 3
17.03. | 4
17.03. | 5
17.03. | 6
17.03. | 7
17.03. | 8
17.03. | 9
17.03. | 10
17.03. | 11
17.03. | 12
17.03. | 13
17.03. | 14
17.03. | 15
17.03. | 16
17.03. | 17
17.03. | 18
17.03. | 19
17.03. | 20
17.03. | 21
17.03. | 22
17.03. | 23
17.03. | 24
18.03. | 1
18.03. | 2
18.03. | 3
18.03. | 4
18.03. | 5
18.03. | 6
18.03. | 7
18.03. | 8
18.03. | 9
18.03. | 10
18.03. | 11
18.03. | 12
18.03. | 13
18.03. | 14
18.03. | 15
18.03. | 16
18.03. | 17
18.03. | 18
18.03. | 19
18.03. | 20
18.03. | 21
18.03. | 22
18.03. | 23
18.03. | 24
19.03. | 1
19.03. | 2
19.03. | 3
19.03. | 4
19.03. | 5
19.03. | 6
19.03. | 7
19.03. | 8
19.03. | 9
19.03. | 10
19.03. | 11
19.03. | 12
19.03. | 13
19.03. | 14
19.03. | 15
19.03. | 16
19.03. | 17
19.03. | 18
19.03. | 19
19.03. | 20
19.03. | 21
19.03. | 22
19.03. | 23
19.03. | 24
20.03. | 1
20.03. | 2
20.03. | 3
20.03. | 4
20.03. | 5
20.03. | 6
20.03. | 7
20.03. | 8
20.03. | 9
20.03. | 10
20.03. | 11
20.03. | 12
20.03. | 13
20.03. | 14
20.03. | 15
20.03. | 16
20.03. | 17
20.03. | 18
20.03. | 19
20.03. | 20
20.03. | 21
20.03. | 22
20.03. | 23
20.03. | 24
21.03. | 1
21.03. | 2
21.03. | 3
21.03. | 4
21.03. | 5
21.03. | 6
21.03. | 7
21.03. | 8
21.03. | 9
21.03. | 10
21.03. | 11
21.03. | 12
21.03. | 13
21.03. | 14
21.03. | 15
21.03. | 16
21.03. | 17
21.03. | 18
21.03. | 19
21.03. | 20
21.03. | 21
21.03. | 22
21.03. | 23
21.03. | 24
22.03. | 1
22.03. | 2
22.03. | 3
22.03. | 4
22.03. | 5
22.03. | 6
22.03. | 7
22.03. | 8
22.03. | 9
22.03. | 10
22.03. | 11
22.03. | 12
22.03. | 13
22.03. | 14
22.03. | 15
22.03. | 16
22.03. | 17
22.03. | 18
22.03. | 19
22.03. | 20
22.03. | 21
22.03. | 22
22.03. | 23
22.03. | 24
23.03. | 1
23.03. | 2
23.03. | 3
23.03. | 4
23.03. | 5
23.03. | 6
23.03. | 7
23.03. | 8
23.03. | 9
23.03. | 10
23.03. | 11
23.03. | 12
23.03. | 13
23.03. | 14
23.03. | 15
23.03. | 16
23.03. | 17
23.03. | 18
23.03. | 19
23.03. | 20
23.03. | 21
23.03. | 22
23.03. | 23
23.03. | 24
24.03. | 1
24.03. | 2
24.03. | 3
24.03. | 4
24.03. | 5
24.03. | 6
24.03. | 7
24.03. | 8
24.03. | 9
24.03. | 10
24.03. | 11
24.03. | 12
24.03. | 13
24.03. | 14
24.03. | 15
24.03. | 16
24.03. | 17
24.03. | 18
24.03. | 19
24.03. | 20
24.03. | 21
24.03. | 22
24.03. | 23
24.03. | 24
25.03. | 1
25.03. | 2
25.03. | 3
25.03. | 4
25.03. | 5
25.03. | 6
25.03. | 7
25.03. | 8
25.03. | 9
25.03. | 10
25.03. | 11
25.03. | 12
25.03. | 13
25.03. | 14
25.03. | 15
25.03. | 16
25.03. | 17
25.03. | 18
25.03. | 19
25.03. | 20
25.03. | 21
25.03. | 22
25.03. | 23
25.03. | 24
26.03. | 1
26.03. | 2
26.03. | 3
26.03. | 4
26.03. | 5
26.03. | 6
26.03. | 7
26.03. | 8
26.03. | 9
26.03. | 10
26.03. | 11
26.03. | 12
26.03. | 13
26.03. | 14
26.03. | 15
26.03. | 16
26.03. | 17
26.03. | 18
26.03. | 19
26.03. | 20
26.03. | 21
26.03. | 22
26.03. | 23
26.03. | 24
27.03. | 1
27.03. | 2
27.03. | 3
27.03. | 4
27.03. | 5
27.03. | 6
27.03. | 7
27.03. | 8
27.03. | 9
27.03. | 10
27.03. | 11
27.03. | 12
27.03. | 13
27.03. | 14
27.03. | 15
27.03. | 16
27.03. | 17
27.03. | 18
27.03. | 19
27.03. | 20
27.03. | 21
27.03. | 22
27.03. | 23
27.03. | 24
28.03. | 1
28.03. | 2
28.03. | 3
28.03. | 4
28.03. | 5
28.03. | 6
28.03. | 7
28.03. | 8
28.03. | 9
28.03. | 10
28.03. | 11
28.03. | 12
28.03. | 13
28.03. | 14
28.03. | 15
28.03. | 16
28.03. | 17
28.03. | 18
28.03. | 19
28.03. | 20
28.03. | 21
28.03. | 22
28.03. | 23
28.03. | 24
29.03. | 1
29.03. | 2
29.03. | 3
29.03. | 4
29.03. | 5
29.03. | 6
29.03. | 7
29.03. | 8
29.03. | 9
29.03. | 10
29.03. | 11
29.03. | 12
29.03. | 13
29.03. | 14
29.03. | 15
29.03. | 16
29.03. | 17
29.03. | 18
29.03. | 19
29.03. | 20
29.03. | 21
29.03. | 22
29.03. | 23
29.03. | 24
30.03. | 1
30.03. | 2
30.03. | 3
30.03. | 4
30.03. | 5
30.03. | 6
30.03. | 7
30.03. | 8
30.03. | 9
30.03. | 10
30.03. | 11
30.03. | 12
30.03. | 13
30.03. | 14
30.03. | 15
30.03. | 16
30.03. | 17
30.03. | 18
30.03. | 19
30.03. | 20
30.03. | 21
30.03. | 22
30.03. | 23
30.03. | 24
31.03. | 1
31.03. | 2
31.03. | 3
31.03. | 4
31.03. | 5
31.03. | 6
31.03. | 7
31.03. | 8
31.03. | 9
31.03. | 10
31.03. | 11
31.03. | 12
31.03. | 13
31.03. | 14
31.03. | 15
31.03. | 16
31.03. | 17
31.03. | 18
31.03. | 19
31.03. | 20
31.03. | 21
31.03. | 22
31.03. | 23
31.03. | 24
01.04. | 1
01.04. | 2
01.04. | 3
01.04. | 4
01.04. | 5
01.04. | 6
01.04. | 7
01.04. | 8
01.04. | 9
01.04. | 10
01.04. | 11
01.04. | 12
01.04. | 13
01.04. | 14
01.04. | 15
01.04. | 16
01.04. | 17
01.04. | 18
01.04. | 19
01.04. | 20
01.04. | 21
01.04. | 22
01.04. | 23
01.04. | 24
02.04. | 1
02.04. | 2
02.04. | 3
02.04. | 4
02.04. | 5
02.04. | 6
02.04. | 7
02.04. | 8
02.04. | 9
02.04. | 10
02.04. | 11
02.04. | 12
02.04. | 13
02.04. | 14
02.04. | 15
02.04. | 16
02.04. | 17
02.04. | 18
02.04. | 19
02.04. | 20
02.04. | 21
02.04. | 22
02.04. | 23
02.04. | 24
03.04. | 1
03.04. | 2
03.04. | 3
03.04. | 4
03.04. | 5
03.04. | 6
03.04. | 7
03.04. | 8
03.04. | 9
03.04. | 10
03.04. | 11
03.04. | 12
03.04. | 13
03.04. | 14
03.04. | 15
03.04. | 16
03.04. | 17
03.04. | 18
03.04. | 19
03.04. | 20
03.04. | 21
03.04. | 22
03.04. | 23
03.04. | 24
04.04. | 1
04.04. | 2
04.04. | 3
04.04. | 4
04.04. | 5
04.04. | 6
04.04. | 7
04.04. | 8
04.04. | 9
04.04. | 10
04.04. | 11
04.04. | 12
04.04. | 13
04.04. | 14
04.04. | 15
04.04. | 16
04.04. | 17
04.04. | 18
04.04. | 19
04.04. | 20
04.04. | 21
04.04. | 22
04.04. | 23
04.04. | 24
05.04. | 1
05.04. | 2
05.04. | 3
05.04. | 4
05.04. | 5
05.04. | 6
05.04. | 7
05.04. | 8
05.04. | 9
05.04. | 10
05.04. | 11
05.04. | 12
05.04. | 13
05.04. | 14
05.04. | 15
05.04. | 16
05.04. | 17
05.04. | 18
05.04. | 19
05.04. | 20
05.04. | 21
05.04. | 22
05.04. | 23
05.04. | 24
06.04. | 1
06.04. | 2
06.04. | 3
06.04. | 4
06.04. | 5
06.04. | 6
06.04. | 7
06.04. | 8
06.04. | 9
06.04. | 10
06.04. | 11
06.04. | 12
06.04. | 13
06.04. | 14
06.04. | 15
06.04. | 16
06.04. | 17
06.04. | 18
06.04. | 19
06.04. | 20
06.04. | 21
06.04. | 22
06.04. | 23
06.04. | 24
07.04. | 1
07.04. | 2
07.04. | 3
07.04. | 4
07.04. | 5
07.04. | 6
07.04. | 7
07.04. | 8
07.04. | 9
07.04. | 10
07.04. | 11
07.04. | 12
07.04. | 13
07.04. | 14
07.04. | 15
07.04. | 16
07.04. | 17
07.04. | 18
07.04. | 19
07.04. | 20
07.04. | 21
07.04. | 22
07.04. | 23
07.04. | 24
08.04. | 1
08.04. | 2
08.04. | 3
08.04. | 4
08.04. | 5
08.04. | 6
08.04. | 7
08.04. | 8
08.04. | 9
08.04. | 10
08.04. | 11
08.04. | 12
08.04. | 13
08.04. | 14
08.04. | 15
08.04. | 16
08.04. | 17
08.04. | 18
08.04. | 19
08.04. | 20
08.04. | 21
08.04. | 22
08.04. | 23
08.04. | 24
09.04. | 1
09.04. | 2
09.04. | 3
09.04. | 4
09.04. | 5
09.04. | 6
09.04. | 7
09.04. | 8
09.04. | 9
09.04. | 10
09.04. | 11
09.04. | 12
09.04. | 13
09.04. | 14
09.04. | 15
09.04. | 16
09.04. | 17
09.04. | 18
09.04. | 19
09.04. | 20
09.04. | 21
09.04. | 22
09.04. | 23
09.04. | 24
10.04. | 1
10.04. | 2
10.04. | 3
10.04. | 4
10.04. | 5
10.04. | 6
10.04. | 7
10.04. | 8
10.04. | 9
10.04. | 10
10.04. | 11
10.04. | 12
10.04. | 13
10.04. | 14
10.04. | 15
10.04. | 16
10.04. | 17
10.04. | 18
10.04. | 19
10.04. | 20
10.04. | 21
10.04. | 22
10.04. | 23
10.04. | 24
11.04. | 1
11.04. | 2
11.04. | 3
11.04. | 4
11.04. | 5
11.04. | 6
11.04. | 7
11.04. | 8
11.04. | 9
11.04. | 10
11.04. | 11
11.04. | 12
11.04. | 13
11.04. | 14
11.04. | 15
11.04. | 16
11.04. | 17
11.04. | 18
11.04. | 19
11.04. | 20
11.04. | 21
11.04. | 22
11.04. | 23
11.04. | 24
12.04. | 1
12.04. | 2
12.04. | 3
12.04. | 4
12.04. | 5
12.04. | 6
12.04. | 7
12.04. | 8
12.04. | 9
12.04. | 10
12.04. | 11
12.04. | 12
12.04. | 13
12.04. | 14
12.04. | 15
12.04. | 16
12.04. | 17
12.04. | 18
12.04. | 19
12.04. | 20
12.04. | 21
12.04. | 22
12.04. | 23
12.04. | 24
13.04. | 1
13.04. | 2
13.04. | 3
13.04. | 4
13.04. | 5
13.04. | 6
13.04. | 7
13.04. | 8
13.04. | 9
13.04. | 10
13.04. | 11
13.04. | 12
13.04. | 13
13.04. | 14
13.04. | 15
13.04. | 16
13.04. | 17
13.04. | 18
13.04. | 19
13.04. | 20
13.04. | 21
13.04. | 22
13.04. | 23
13.04. | 24
14.04. | 1
14.04. | 2
14.04. | 3
14.04. | 4
14.04. | 5
14.04. | 6
14.04. | 7
14.04. | 8
14.04. | 9
14.04. | 10
14.04. | 11
14.04. | 12
14.04. | 13
14.04. | 14
14.04. | 15
14.04. | 16
14.04. | 17
14.04. | 18
14.04. | 19
14.04. | 20
14.04. | 21
14.04. | 22
14.04. | 23
14.04. | 24
15.04. | 1
15.04. | 2
15.04. | 3
15.04. | 4
15.04. | 5
15.04. | 6
15.04. | 7
15.04. | 8
15.04. | 9
15.04. | 10
15.04. | 11
15.04. | 12
15.04. | 13
15.04. | 14
15.04. | 15
15.04. | 16
15.04. | 17
15.04. | 18
15.04. | 19
15.04. | 20
15.04. | 21
15.04. | 22
15.04. | 23
15.04. | 24
16.04. | 1
16.04. | 2
16.04. | 3
16.04. | 4
16.04. | 5
16.04. | 6
16.04. | 7
16.04. | 8
16.04. | 9
16.04. | 10
16.04. | 11
16.04. | 12
16.04. | 13
16.04. | 14
16.04. | 15
16.04. | 16
16.04. | 17
16.04. | 18
16.04. | 19
16.04. | 20
16.04. | 21
16.04. | 22
16.04. | 23
16.04. | 24
17.04. | 1
17.04. | 2
17.04. | 3
17.04. | 4
17.04. | 5
17.04. | 6
17.04. | 7
17.04. | 8
17.04. | 9
17.04. | 10
17.04. | 11
17.04. | 12
17.04. | 13
17.04. | 14
17.04. | 15
17.04. | 16
17.04. | 17
17.04. | 18
17.04. | 19
17.04. | 20
17.04. | 21
17.04. | 22
17.04. | 23
17.04. | 24
18.04. | 1
18.04. | 2
18.04. | 3
18.04. | 4
18.04. | 5
18.04. | 6
18.04. | 7
18.04. | 8
18.04. | 9
18.04. | 10
18.04. | 11
18.04. | 12
18.04. | 13
18.04. | 14
18.04. | 15
18.04. | 16
18.04. | 17
18.04. | 18
18.04. | 19
18.04. | 20
18.04. | 21
18.04. | 22
18.04. | 23
18.04. | 24
19.04. | 1
19.04. | 2
19.04. | 3
19.04. | 4
19.04. | 5
19.04. | 6
19.04. | 7
19.04. | 8
19.04. | 9
19.04. | 10
19.04. | 11
19.04. | 12
19.04. | 13
19.04. | 14
19.04. | 15
19.04. | 16
19.04. | 17
19.04. | 18
19.04. | 19
19.04. | 20
19.04. | 21
19.04. | 22
19.04. | 23
19.04. | 24
20.04. | 1
20.04. | 2
20.04. | 3
20.04. | 4
20.04. | 5
20.04. | 6
20.04. | 7
20.04. | 8
20.04. | 9
20.04. | 10
20.04. | 11
20.04. | 12
20.04. | 13
20.04. | 14
20.04. | 15
20.04. | 16
20.04. | 17
20.04. | 18
20.04. | 19
20.04. | 20
20.04. | 21
20.04. | 22
20.04. | 23
20.04. | 24
21.04. | 1
21.04. | 2
21.04. | 3
21.04. | 4
21.04. | 5
21.04. | 6
21.04. | 7
21.04. | 8
21.04. | 9
21.04. | 10
21.04. | 11
21.04. | 12
21.04. | 13
21.04. | 14
21.04. | 15
21.04. | 16
21.04. | 17
21.04. | 18
21.04. | 19
21.04. | 20
21.04. | 21
21.04. | 22
21.04. | 23
21.04. | 24
22.04. | 1
22.04. | 2
22.04. | 3
22.04. | 4
22.04. | 5
22.04. | 6
22.04. | 7
22.04. | 8
22.04. | 9
22.04. | 10
22.04. | 11
22.04. | 12
22.04. | 13
22.04. | 14
22.04. | 15
22.04. | 16
22.04. | 17
22.04. | 18
22.04. | 19
22.04. | 20
22.04. | 21
22.04. | 22
22.04. | 23
22.04. | 24
23.04. | 1
23.04. | 2
23.04. | 3
23.04. | 4
23.04. | 5
23.04. | 6
23.04. | 7
23.04. | 8
23.04. | 9
23.04. | 10
23.04. | 11
23.04. | 12
23.04. | 13
23.04. | 14
23.04. | 15
23.04. | 16
23.04. | 17
23.04. | 18
23.04. | 19
23.04. | 20
23.04. | 21
23.04. | 22
23.04. | 23
23.04. | 24
24.04. | 1
24.04. | 2
24.04. | 3
24.04. | 4
24.04. | 5
24.04. | 6
24.04. | 7
24.04. | 8
24.04. | 9
24.04. | 10
24.04. | 11
24.04. | 12
24.04. | 13
24.04. | 14
24.04. | 15
24.04. | 16
24.04. | 17
24.04. | 18
24.04. | 19
24.04. | 20
24.04. | 21
24.04. | 22
24.04. | 23
24.04. | 24
25.04. | 1
25.04. | 2
25.04. | 3
25.04. | 4
25.04. | 5
25.04. | 6
25.04. | 7
25.04. | 8
25.04. | 9
25.04. | 10
25.04. | 11
25.04. | 12
25.04. | 13
25.04. | 14
25.04. | 15
25.04. | 16
25.04. | 17
25.04. | 18
25.04. | 19
25.04. | 20
25.04. | 21
25.04. | 22
25.04. | 23
25.04. | 24
26.04. | 1
26.04. | 2
26.04. | 3
26.04. | 4
26.04. | 5
26.04. | 6
26.04. | 7
26.04. | 8
26.04. | 9
26.04. | 10
26.04. | 11
26.04. | 12
26.04. | 13
26.04. | 14
26.04. | 15
26.04. | 16
26.04. | 17
26.04. | 18
26.04. | 19
26.04. | 20
26.04. | 21
26.04. | 22
26.04. | 23
26.04. | 24
27.04. | 1
27.04. | 2
27.04. | 3
27.04. | 4
27.04. | 5
27.04. | 6
27.04. | 7
27.04. | 8
27.04. | 9
27.04. | 10
27.04. | 11
27.04. | 12
27.04. | 13
27.04. | 14
27.04. | 15
27.04. | 16
27.04. | 17
27.04. | 18
27.04. | 19
27.04. | 20
27.04. | 21
27.04. | 22
27.04. | 23
27.04. | 24
28.04. | 1
28.04. | 2
28.04. | 3
28.04. | 4
28.04. | 5
28.04. | 6
28.04. | 7
28.04. | 8
28.04. | 9
28.04. | 10
28.04. | 11
28.04. | 12
28.04. | 13
28.04. | 14
28.04. | 15
28.04. | 16
28.04. | 17
28.04. | 18
28.04. | 19
28.04. | 20
28.04. | 21
28.04. | 22
28.04. | 23
28.04. | 24
29.04. | 1
29.04. | 2
29.04. | 3
29.04. | 4
29.04. | 5
29.04. | 6
29.04. | 7
29.04. | 8
29.04. | 9
29.04. | 10
29.04. | 11
29.04. | 12
29.04. | 13
29.04. | 14
29.04. | 15
29.04. | 16
29.04. | 17
29.04. | 18
29.04. | 19
29.04. | 20
29.04. | 21
29.04. | 22
29.04. | 23
29.04. | 24
30.04. | 1
30.04. | 2
30.04. | 3
30.04. | 4
30.04. | 5
30.04. | 6
30.04. | 7
30.04. | 8
30.04. | 9
30.04. | 10
30.04. | 11
30.04. | 12
30.04. | 13
30.04. | 14
30.04. | 15
30.04. | 16
30.04. | 17
30.04. | 18
30.04. | 19
30.04. | 20
30.04. | 21
30.04. | 22
30.04. | 23
30.04. | 24
01.05. | 1
01.05. | 2
01.05. | 3
01.05. | 4
01.05. | 5
01.05. | 6
01.05. | 7
01.05. | 8
01.05. | 9
01.05. | 10
01.05. | 11
01.05. | 12
01.05. | 13
01.05. | 14
01.05. | 15
01.05. | 16
01.05. | 17
01.05. | 18
01.05. | 19
01.05. | 20
01.05. | 21
01.05. | 22
01.05. | 23
01.05. | 24
02.05. | 1
02.05. | 2
02.05. | 3
02.05. | 4
02.05. | 5
02.05. | 6
02.05. | 7
02.05. | 8
02.05. | 9
02.05. | 10
02.05. | 11
02.05. | 12
02.05. | 13
02.05. | 14
02.05. | 15
02.05. | 16
02.05. | 17
02.05. | 18
02.05. | 19
02.05. | 20
02.05. | 21
02.05. | 22
02.05. | 23
02.05. | 24
03.05. | 1
03.05. | 2
03.05. | 3
03.05. | 4
03.05. | 5
03.05. | 6
03.05. | 7
03.05. | 8
03.05. | 9
03.05. | 10
03.05. | 11
03.05. | 12
03.05. | 13
03.05. | 14
03.05. | 15
03.05. | 16
03.05. | 17
03.05. | 18
03.05. | 19
03.05. | 20
03.05. | 21
03.05. | 22
03.05. | 23
03.05. | 24
04.05. | 1
04.05. | 2
04.05. | 3
04.05. | 4
04.05. | 5
04.05. | 6
04.05. | 7
04.05. | 8
04.05. | 9
04.05. | 10
04.05. | 11
04.05. | 12
04.05. | 13
04.05. | 14
04.05. | 15
04.05. | 16
04.05. | 17
04.05. | 18
04.05. | 19
04.05. | 20
04.05. | 21
04.05. | 22
04.05. | 23
04.05. | 24
05.05. | 1
05.05. | 2
05.05. | 3
05.05. | 4
05.05. | 5
05.05. | 6
05.05. | 7
05.05. | 8
05.05. | 9
05.05. | 10
05.05. | 11
05.05. | 12
05.05. | 13
05.05. | 14
05.05. | 15
05.05. | 16
05.05. | 17
05.05. | 18
05.05. | 19
05.05. | 20
05.05. | 21
05.05. | 22
05.05. | 23
05.05. | 24
06.05. | 1
06.05. | 2
06.05. | 3
06.05. | 4
06.05. | 5
06.05. | 6
06.05. | 7
06.05. | 8
06.05. | 9
06.05. | 10
06.05. | 11
06.05. | 12
06.05. | 13
06.05. | 14
06.05. | 15
06.05. | 16
06.05. | 17
06.05. | 18
06.05. | 19
06.05. | 20
06.05. | 21
06.05. | 22
06.05. | 23
06.05. | 24
07.05. | 1
07.05. | 2
07.05. | 3
07.05. | 4
07.05. | 5
07.05. | 6
07.05. | 7
07.05. | 8
07.05. | 9
07.05. | 10
07.05. | 11
07.05. | 12
07.05. | 13
07.05. | 14
07.05. | 15
07.05. | 16
07.05. | 17
07.05. | 18
07.05. | 19
07.05. | 20
07.05. | 21
07.05. | 22
07.05. | 23
07.05. | 24
08.05. | 1
08.05. | 2
08.05. | 3
08.05. | 4
08.05. | 5
08.05. | 6
08.05. | 7
08.05. | 8
08.05. | 9
08.05. | 10
08.05. | 11
08.05. | 12
08.05. | 13
08.05. | 14
08.05. | 15
08.05. | 16
08.05. | 17
08.05. | 18
08.05. | 19
08.05. | 20
08.05. | 21
08.05. | 22
08.05. | 23
08.05. | 24
09.05. | 1
09.05. | 2
09.05. | 3
09.05. | 4
09.05. | 5
09.05. | 6
09.05. | 7
09.05. | 8
09.05. | 9
09.05. | 10
09.05. | 11
09.05. | 12
09.05. | 13
09.05. | 14
09.05. | 15
09.05. | 16
09.05. | 17
09.05. | 18
09.05. | 19
09.05. | 20
09.05. | 21
09.05. | 22
09.05. | 23
09.05. | 24
10.05. | 1
10.05. | 2
10.05. | 3
10.05. | 4
10.05. | 5
10.05. | 6
10.05. | 7
10.05. | 8
10.05. | 9
10.05. | 10
10.05. | 11
10.05. | 12
10.05. | 13
10.05. | 14
10.05. | 15
10.05. | 16
10.05. | 17
10.05. | 18
10.05. | 19
10.05. | 20
10.05. | 21
10.05. | 22
10.05. | 23
10.05. | 24
11.05. | 1
11.05. | 2
11.05. | 3
11.05. | 4
11.05. | 5
11.05. | 6
11.05. | 7
11.05. | 8
11.05. | 9
11.05. | 10
11.05. | 11
11.05. | 12
11.05. | 13
11.05. | 14
11.05. | 15
11.05. | 16
11.05. | 17
11.05. | 18
11.05. | 19
11.05. | 20
11.05. | 21
11.05. | 22
11.05. | 23
11.05. | 24
12.05. | 1
12.05. | 2
12.05. | 3
12.05. | 4
12.05. | 5
12.05. | 6
12.05. | 7
12.05. | 8
12.05. | 9
12.05. | 10
12.05. | 11
12.05. | 12
12.05. | 13
12.05. | 14
12.05. | 15
12.05. | 16
12.05. | 17
12.05. | 18
12.05. | 19
12.05. | 20
12.05. | 21
12.05. | 22
12.05. | 23
12.05. | 24
13.05. | 1
13.05. | 2
13.05. | 3
13.05. | 4
13.05. | 5
13.05. | 6
13.05. | 7
13.05. | 8
13.05. | 9
13.05. | 10
13.05. | 11
13.05. | 12
13.05. | 13
13.05. | 14
13.05. | 15
13.05. | 16
13.05. | 17
13.05. | 18
13.05. | 19
13.05. | 20
13.05. | 21
13.05. | 22
13.05. | 23
13.05. | 24
14.05. | 1
14.05. | 2
14.05. | 3
14.05. | 4
14.05. | 5
14.05. | 6
14.05. | 7
14.05. | 8
14.05. | 9
14.05. | 10
14.05. | 11
14.05. | 12
14.05. | 13
14.05. | 14
14.05. | 15
14.05. | 16
14.05. | 17
14.05. | 18
14.05. | 19
14.05. | 20
14.05. | 21
14.05. | 22
14.05. | 23
14.05. | 24
15.05. | 1
15.05. | 2
15.05. | 3
15.05. | 4
15.05. | 5
15.05. | 6
15.05. | 7
15.05. | 8
15.05. | 9
15.05. | 10
15.05. | 11
15.05. | 12
15.05. | 13
15.05. | 14
15.05. | 15
15.05. | 16
15.05. | 17
15.05. | 18
15.05. | 19
15.05. | 20
15.05. | 21
15.05. | 22
15.05. | 23
15.05. | 24
16.05. | 1
16.05. | 2
16.05. | 3
16.05. | 4
16.05. | 5
16.05. | 6
16.05. | 7
16.05. | 8
16.05. | 9
16.05. | 10
16.05. | 11
16.05. | 12
16.05. | 13
16.05. | 14
16.05. | 15
16.05. | 16
16.05. | 17
16.05. | 18
16.05. | 19
16.05. | 20
16.05. | 21
16.05. | 22
16.05. | 23
16.05. | 24
17.05. | 1
17.05. | 2
17.05. | 3
17.05. | 4
17.05. | 5
17.05. | 6
17.05. | 7
17.05. | 8
17.05. | 9
17.05. | 10
17.05. | 11
17.05. | 12
17.05. | 13
17.05. | 14
17.05. | 15
17.05. | 16
17.05. | 17
17.05. | 18
17.05. | 19
17.05. | 20
17.05. | 21
17.05. | 22
17.05. | 23
17.05. | 24
18.05. | 1
18.05. | 2
18.05. | 3
18.05. | 4
18.05. | 5
18.05. | 6
18.05. | 7
18.05. | 8
18.05. | 9
18.05. | 10
18.05. | 11
18.05. | 12
18.05. | 13
18.05. | 14
18.05. | 15
18.05. | 16
18.05. | 17
18.05. | 18
18.05. | 19
18.05. | 20
18.05. | 21
18.05. | 22
18.05. | 23
18.05. | 24
19.05. | 1
19.05. | 2
19.05. | 3
19.05. | 4
19.05. | 5
19.05. | 6
19.05. | 7
19.05. | 8
19.05. | 9
19.05. | 10
19.05. | 11
19.05. | 12
19.05. | 13
19.05. | 14
19.05. | 15
19.05. | 16
19.05. | 17
19.05. | 18
19.05. | 19
19.05. | 20
19.05. | 21
19.05. | 22
19.05. | 23
19.05. | 24
20.05. | 1
20.05. | 2
20.05. | 3
20.05. | 4
20.05. | 5
20.05. | 6
20.05. | 7
20.05. | 8
20.05. | 9
20.05. | 10
20.05. | 11
20.05. | 12
20.05. | 13
20.05. | 14
20.05. | 15
20.05. | 16
20.05. | 17
20.05. | 18
20.05. | 19
20.05. | 20
20.05. | 21
20.05. | 22
20.05. | 23
20.05. | 24
21.05. | 1
21.05. | 2
21.05. | 3
21.05. | 4
21.05. | 5
21.05. | 6
21.05. | 7
21.05. | 8
21.05. | 9
21.05. | 10
21.05. | 11
21.05. | 12
21.05. | 13
21.05. | 14
21.05. | 15
21.05. | 16
21.05. | 17
21.05. | 18
21.05. | 19
21.05. | 20
21.05. | 21
21.05. | 22
21.05. | 23
21.05. | 24
22.05. | 1
22.05. | 2
22.05. | 3
22.05. | 4
22.05. | 5
22.05. | 6
22.05. | 7
22.05. | 8
22.05. | 9
22.05. | 10
22.05. | 11
22.05. | 12
22.05. | 13
22.05. | 14
22.05. | 15
22.05. | 16
22.05. | 17
22.05. | 18
22.05. | 19
22.05. | 20
22.05. | 21
22.05. | 22
22.05. | 23
22.05. | 24
23.05. | 1
23.05. | 2
23.05. | 3
23.05. | 4
23.05. | 5
23.05. | 6
23.05. | 7
23.05. | 8
23.05. | 9
23.05. | 10
23.05. | 11
23.05. | 12
23.05. | 13
23.05. | 14
23.05. | 15
23.05. | 16
23.05. | 17
23.05. | 18
23.05. | 19
23.05. | 20
23.05. | 21
23.05. | 22
23.05. | 23
23.05. | 24
24.05. | 1
24.05. | 2
24.05. | 3
24.05. | 4
24.05. | 5
24.05. | 6
24.05. | 7
24.05. | 8
24.05. | 9
24.05. | 10
24.05. | 11
24.05. | 12
24.05. | 13
24.05. | 14
24.05. | 15
24.05. | 16
24.05. | 17
24.05. | 18
24.05. | 19
24.05. | 20
24.05. | 21
24.05. | 22
24.05. | 23
24.05. | 24
25.05. | 1
25.05. | 2
25.05. | 3
25.05. | 4
25.05. | 5
25.05. | 6
25.05. | 7
25.05. | 8
25.05. | 9
25.05. | 10
25.05. | 11
25.05. | 12
25.05. | 13
25.05. | 14
25.05. | 15
25.05. | 16
25.05. | 17
25.05. | 18
25.05. | 19
25.05. | 20
25.05. | 21
25.05. | 22
25.05. | 23
25.05. | 24
26.05. | 1
26.05. | 2
26.05. | 3
26.05. | 4
26.05. | 5
26.05. | 6
26.05. | 7
26.05. | 8
26.05. | 9
26.05. | 10
26.05. | 11
26.05. | 12
26.05. | 13
26.05. | 14
26.05. | 15
26.05. | 16
26.05. | 17
26.05. | 18
26.05. | 19
26.05. | 20
26.05. | 21
26.05. | 22
26.05. | 23
26.05. | 24
27.05. | 1
27.05. | 2
27.05. | 3
27.05. | 4
27.05. | 5
27.05. | 6
27.05. | 7
27.05. | 8
27.05. | 9
27.05. | 10
27.05. | 11
27.05. | 12
27.05. | 13
27.05. | 14
27.05. | 15
27.05. | 16
27.05. | 17
27.05. | 18
27.05. | 19
27.05. | 20
27.05. | 21
27.05. | 22
27.05. | 23
27.05. | 24
28.05. | 1
28.05. | 2
28.05. | 3
28.05. | 4
28.05. | 5
28.05. | 6
28.05. | 7
28.05. | 8
28.05. | 9
28.05. | 10
28.05. | 11
28.05. | 12
28.05. | 13
28.05. | 14
28.05. | 15
28.05. | 16
28.05. | 17
28.05. | 18
28.05. | 19
28.05. | 20
28.05. | 21
28.05. | 22
28.05. | 23
28.05. | 24
29.05. | 1
29.05. | 2
29.05. | 3
29.05. | 4
29.05. | 5
29.05. | 6
29.05. | 7
29.05. | 8
29.05. | 9
29.05. | 10
29.05. | 11
29.05. | 12
29.05. | 13
29.05. | 14
29.05. | 15
29.05. | 16
29.05. | 17
29.05. | 18
29.05. | 19
29.05. | 20
29.05. | 21
29.05. | 22
29.05. | 23
29.05. | 24
30.05. | 1
30.05. | 2
30.05. | 3
30.05. | 4
30.05. | 5
30.05. | 6
30.05. | 7
30.05. | 8
30.05. | 9
30.05. | 10
30.05. | 11
30.05. | 12
30.05. | 13
30.05. | 14
30.05. | 15
30.05. | 16
30.05. | 17
30.05. | 18
30.05. | 19
30.05. | 20
30.05. | 21
30.05. | 22
30.05. | 23
30.05. | 24
31.05. | 1
31.05. | 2
31.05. | 3
31.05. | 4
31.05. | 5
31.05. | 6
31.05. | 7
31.05. | 8
31.05. | 9
31.05. | 10
31.05. | 11
31.05. | 12
31.05. | 13
31.05. | 14
31.05. | 15
31.05. | 16
31.05. | 17
31.05. | 18
31.05. | 19
31.05. | 20
31.05. | 21
31.05. | 22
31.05. | 23
31.05. | 24
01.06. | 1
01.06. | 2
01.06. | 3
01.06. | 4
01.06. | 5
01.06. | 6
01.06. | 7
01.06. | 8
01.06. | 9
01.06. | 10
01.06. | 11
01.06. | 12
01.06. | 13
01.06. | 14
01.06. | 15
01.06. | 16
01.06. | 17
01.06. | 18
01.06. | 19
01.06. | 20
01.06. | 21
01.06. | 22
01.06. | 23
01.06. | 24
02.06. | 1
02.06. | 2
02.06. | 3
02.06. | 4
02.06. | 5
02.06. | 6
02.06. | 7
02.06. | 8
02.06. | 9
02.06. | 10
02.06. | 11
02.06. | 12
02.06. | 13
02.06. | 14
02.06. | 15
02.06. | 16
02.06. | 17
02.06. | 18
02.06. | 19
02.06. | 20
02.06. | 21
02.06. | 22
02.06. | 23
02.06. | 24
03.06. | 1
03.06. | 2
03.06. | 3
03.06. | 4
03.06. | 5
03.06. | 6
03.06. | 7
03.06. | 8
03.06. | 9
03.06. | 10
03.06. | 11
03.06. | 12
03.06. | 13
03.06. | 14
03.06. | 15
03.06. | 16
03.06. | 17
03.06. | 18
03.06. | 19
03.06. | 20
03.06. | 21
03.06. | 22
03.06. | 23
03.06. | 24
04.06. | 1
04.06. | 2
04.06. | 3
04.06. | 4
04.06. | 5
04.06. | 6
04.06. | 7
04.06. | 8
04.06. | 9
04.06. | 10
04.06. | 11
04.06. | 12
04.06. | 13
04.06. | 14
04.06. | 15
04.06. | 16
04.06. | 17
04.06. | 18
04.06. | 19
04.06. | 20
04.06. | 21
04.06. | 22
04.06. | 23
04.06. | 24
05.06. | 1
05.06. | 2
05.06. | 3
05.06. | 4
05.06. | 5
05.06. | 6
05.06. | 7
05.06. | 8
05.06. | 9
05.06. | 10
05.06. | 11
05.06. | 12
05.06. | 13
05.06. | 14
05.06. | 15
05.06. | 16
05.06. | 17
05.06. | 18
05.06. | 19
05.06. | 20
05.06. | 21
05.06. | 22
05.06. | 23
05.06. | 24
06.06. | 1
06.06. | 2
06.06. | 3
06.06. | 4
06.06. | 5
06.06. | 6
06.06. | 7
06.06. | 8
06.06. | 9
06.06. | 10
06.06. | 11
06.06. | 12
06.06. | 13
06.06. | 14
06.06. | 15
06.06. | 16
06.06. | 17
06.06. | 18
06.06. | 19
06.06. | 20
06.06. | 21
06.06. | 22
06.06. | 23
06.06. | 24
07.06. | 1
07.06. | 2
07.06. | 3
07.06. | 4
07.06. | 5
07.06. | 6
07.06. | 7
07.06. | 8
07.06. | 9
07.06. | 10
07.06. | 11
07.06. | 12
07.06. | 13
07.06. | 14
07.06. | 15
07.06. | 16
07.06. | 17
07.06. | 18
07.06. | 19
07.06. | 20
07.06. | 21
07.06. | 22
07.06. | 23
07.06. | 24
08.06. | 1
08.06. | 2
08.06. | 3
08.06. | 4
08.06. | 5
08.06. | 6
08.06. | 7
08.06. | 8
08.06. | 9
08.06. | 10
08.06. | 11
08.06. | 12
08.06. | 13
08.06. | 14
08.06. | 15
08.06. | 16
08.06. | 17
08.06. | 18
08.06. | 19
08.06. | 20
08.06. | 21
08.06. | 22
08.06. | 23
08.06. | 24
09.06. | 1
09.06. | 2
09.06. | 3
09.06. | 4
09.06. | 5
09.06. | 6
09.06. | 7
09.06. | 8
09.06. | 9
09.06. | 10
09.06. | 11
09.06. | 12
09.06. | 13
09.06. | 14
09.06. | 15
09.06. | 16
09.06. | 17
09.06. | 18
09.06. | 19
09.06. | 20
09.06. | 21
09.06. | 22
09.06. | 23
09.06. | 24
10.06. | 1
10.06. | 2
10.06. | 3
10.06. | 4
10.06. | 5
10.06. | 6
10.06. | 7
10.06. | 8
10.06. | 9
10.06. | 10
10.06. | 11
10.06. | 12
10.06. | 13
10.06. | 14
10.06. | 15
10.06. | 16
10.06. | 17
10.06. | 18
10.06. | 19
10.06. | 20
10.06. | 21
10.06. | 22
10.06. | 23
10.06. | 24
11.06. | 1
11.06. | 2
11.06. | 3
11.06. | 4
11.06. | 5
11.06. | 6
11.06. | 7
11.06. | 8
11.06. | 9
11.06. | 10
11.06. | 11
11.06. | 12
11.06. | 13
11.06. | 14
11.06. | 15
11.06. | 16
11.06. | 17
11.06. | 18
11.06. | 19
11.06. | 20
11.06. | 21
11.06. | 22
11.06. | 23
11.06. | 24
12.06. | 1
12.06. | 2
12.06. | 3
12.06. | 4
12.06. | 5
12.06. | 6
12.06. | 7
12.06. | 8
12.06. | 9
12.06. | 10
12.06. | 11
12.06. | 12
12.06. | 13
12.06. | 14
12.06. | 15
12.06. | 16
12.06. | 17
12.06. | 18
12.06. | 19
12.06. | 20
12.06. | 21
12.06. | 22
12.06. | 23
12.06. | 24
13.06. | 1
13.06. | 2
13.06. | 3
13.06. | 4
13.06. | 5
13.06. | 6
13.06. | 7
13.06. | 8
13.06. | 9
13.06. | 10
13.06. | 11
13.06. | 12
13.06. | 13
13.06. | 14
13.06. | 15
13.06. | 16
13.06. | 17
13.06. | 18
13.06. | 19
13.06. | 20
13.06. | 21
13.06. | 22
13.06. | 23
13.06. | 24
14.06. | 1
14.06. | 2
14.06. | 3
14.06. | 4
14.06. | 5
14.06. | 6
14.06. | 7
14.06. | 8
14.06. | 9
14.06. | 10
14.06. | 11
14.06. | 12
14.06. | 13
14.06. | 14
14.06. | 15
14.06. | 16
14.06. | 17
14.06. | 18
14.06. | 19
14.06. | 20
14.06. | 21
14.06. | 22
14.06. | 23
14.06. | 24
15.06. | 1
15.06. | 2
15.06. | 3
15.06. | 4
15.06. | 5
15.06. | 6
15.06. | 7
15.06. | 8
15.06. | 9
15.06. | 10
15.06. | 11
15.06. | 12
15.06. | 13
15.06. | 14
15.06. | 15
15.06. | 16
15.06. | 17
15.06. | 18
15.06. | 19
15.06. | 20
15.06. | 21
15.06. | 22
15.06. | 23
15.06. | 24
16.06. | 1
16.06. | 2
16.06. | 3
16.06. | 4
16.06. | 5
16.06. | 6
16.06. | 7
16.06. | 8
16.06. | 9
16.06. | 10
16.06. | 11
16.06. | 12
16.06. | 13
16.06. | 14
16.06. | 15
16.06. | 16
16.06. | 17
16.06. | 18
16.06. | 19
16.06. | 20
16.06. | 21
16.06. | 22
16.06. | 23
16.06. | 24
17.06. | 1
17.06. | 2
17.06. | 3
17.06. | 4
17.06. | 5
17.06. | 6
17.06. | 7
17.06. | 8
17.06. | 9
17.06. | 10
17.06. | 11
17.06. | 12
17.06. | 13
17.06. | 14
17.06. | 15
17.06. | 16
17.06. | 17
17.06. | 18
17.06. | 19
17.06. | 20
17.06. | 21
17.06. | 22
17.06. | 23
17.06. | 24
18.06. | 1
18.06. | 2
18.06. | 3
18.06. | 4
18.06. | 5
18.06. | 6
18.06. | 7
18.06. | 8
18.06. | 9
18.06. | 10
18.06. | 11
18.06. | 12
18.06. | 13
18.06. | 14
18.06. | 15
18.06. | 16
18.06. | 17
18.06. | 18
18.06. | 19
18.06. | 20
18.06. | 21
18.06. | 22
18.06. | 23
18.06. | 24
19.06. | 1
19.06. | 2
19.06. | 3
19.06. | 4
19.06. | 5
19.06. | 6
19.06. | 7
19.06. | 8
19.06. | 9
19.06. | 10
19.06. | 11
19.06. | 12
19.06. | 13
19.06. | 14
19.06. | 15
19.06. | 16
19.06. | 17
19.06. | 18
19.06. | 19
19.06. | 20
19.06. | 21
19.06. | 22
19.06. | 23
19.06. | 24
20.06. | 1
20.06. | 2
20.06. | 3
20.06. | 4
20.06. | 5
20.06. | 6
20.06. | 7
20.06. | 8
20.06. | 9
20.06. | 10
20.06. | 11
20.06. | 12
20.06. | 13
20.06. | 14
20.06. | 15
20.06. | 16
20.06. | 17
20.06. | 18
20.06. | 19
20.06. | 20
20.06. | 21
20.06. | 22
20.06. | 23
20.06. | 24
21.06. | 1
21.06. | 2
21.06. | 3
21.06. | 4
21.06. | 5
21.06. | 6
21.06. | 7
21.06. | 8
21.06. | 9
21.06. | 10
21.06. | 11
21.06. | 12
21.06. | 13
21.06. | 14
21.06. | 15
21.06. | 16
21.06. | 17
21.06. | 18
21.06. | 19
21.06. | 20
21.06. | 21
21.06. | 22
21.06. | 23
21.06. | 24
22.06. | 1
22.06. | 2
22.06. | 3
22.06. | 4
22.06. | 5
22.06. | 6
22.06. | 7
22.06. | 8
22.06. | 9
22.06. | 10
22.06. | 11
22.06. | 12
22.06. | 13
22.06. | 14
22.06. | 15
22.06. | 16
22.06. | 17
22.06. | 18
22.06. | 19
22.06. | 20
22.06. | 21
22.06. | 22
22.06. | 23
22.06. | 24
23.06. | 1
23.06. | 2
23.06. | 3
23.06. | 4
23.06. | 5
23.06. | 6
23.06. | 7
23.06. | 8
23.06. | 9
23.06. | 10
23.06. | 11
23.06. | 12
23.06. | 13
23.06. | 14
23.06. | 15
23.06. | 16
23.06. | 17
23.06. | 18
23.06. | 19
23.06. | 20
23.06. | 21
23.06. | 22
23.06. | 23
23.06. | 24
24.06. | 1
24.06. | 2
24.06. | 3
24.06. | 4
24.06. | 5
24.06. | 6
24.06. | 7
24.06. | 8
24.06. | 9
24.06. | 10
24.06. | 11
24.06. | 12
24.06. | 13
24.06. | 14
24.06. | 15
24.06. | 16
24.06. | 17
24.06. | 18
24.06. | 19
24.06. | 20
24.06. | 21
24.06. | 22
24.06. | 23
24.06. | 24
25.06. | 1
25.06. | 2
25.06. | 3
25.06. | 4
25.06. | 5
25.06. | 6
25.06. | 7
25.06. | 8
25.06. | 9
25.06. | 10
25.06. | 11
25.06. | 12
25.06. | 13
25.06. | 14
25.06. | 15
25.06. | 16
25.06. | 17
25.06. | 18
25.06. | 19
25.06. | 20
25.06. | 21
25.06. | 22
25.06. | 23
25.06. | 24
26.06. | 1
26.06. | 2
26.06. | 3
26.06. | 4
26.06. | 5
26.06. | 6
26.06. | 7
26.06. | 8
26.06. | 9
26.06. | 10
26.06. | 11
26.06. | 12
26.06. | 13
26.06. | 14
26.06. | 15
26.06. | 16
26.06. | 17
26.06. | 18
26.06. | 19
26.06. | 20
26.06. | 21
26.06. | 22
26.06. | 23
26.06. | 24
27.06. | 1
27.06. | 2
27.06. | 3
27.06. | 4
27.06. | 5
27.06. | 6
27.06. | 7
27.06. | 8
27.06. | 9
27.06. | 10
27.06. | 11
27.06. | 12
27.06. | 13
27.06. | 14
27.06. | 15
27.06. | 16
27.06. | 17
27.06. | 18
27.06. | 19
27.06. | 20
27.06. | 21
27.06. | 22
27.06. | 23
27.06. | 24
28.06. | 1
28.06. | 2
28.06. | 3
28.06. | 4
28.06. | 5
28.06. | 6
28.06. | 7
28.06. | 8
28.06. | 9
28.06. | 10
28.06. | 11
28.06. | 12
28.06. | 13
28.06. | 14
28.06. | 15
28.06. | 16
28.06. | 17
28.06. | 18
28.06. | 19
28.06. | 20
28.06. | 21
28.06. | 22
28.06. | 23
28.06. | 24
29.06. | 1
29.06. | 2
29.06. | 3
29.06. | 4
29.06. | 5
29.06. | 6
29.06. | 7
29.06. | 8
29.06. | 9
29.06. | 10
29.06. | 11
29.06. | 12
29.06. | 13
29.06. | 14
29.06. | 15
29.06. | 16
29.06. | 17
29.06. | 18
29.06. | 19
29.06. | 20
29.06. | 21
29.06. | 22
29.06. | 23
29.06. | 24
30.06. | 1
30.06. | 2
30.06. | 3
30.06. | 4
30.06. | 5
30.06. | 6
30.06. | 7
30.06. | 8
30.06. | 9
30.06. | 10
30.06. | 11
30.06. | 12
30.06. | 13
30.06. | 14
30.06. | 15
30.06. | 16
30.06. | 17
30.06. | 18
30.06. | 19
30.06. | 20
30.06. | 21
30.06. | 22
30.06. | 23
30.06. | 24
01.07. | 1
01.07. | 2
01.07. | 3
01.07. | 4
01.07. | 5
01.07. | 6
01.07. | 7
01.07. | 8
01.07. | 9
01.07. | 10
01.07. | 11
01.07. | 12
01.07. | 13
01.07. | 14
01.07. | 15
01.07. | 16
01.07. | 17
01.07. | 18
01.07. | 19
01.07. | 20
01.07. | 21
01.07. | 22
01.07. | 23
01.07. | 24
02.07. | 1
02.07. | 2
02.07. | 3
02.07. | 4
02.07. | 5
02.07. | 6
02.07. | 7
02.07. | 8
02.07. | 9
02.07. | 10
02.07. | 11
02.07. | 12
02.07. | 13
02.07. | 14
02.07. | 15
02.07. | 16
02.07. | 17
02.07. | 18
02.07. | 19
02.07. | 20
02.07. | 21
02.07. | 22
02.07. | 23
02.07. | 24
03.07. | 1
03.07. | 2
03.07. | 3
03.07. | 4
03.07. | 5
03.07. | 6
03.07. | 7
03.07. | 8
03.07. | 9
03.07. | 10
03.07. | 11
03.07. | 12
03.07. | 13
03.07. | 14
03.07. | 15
03.07. | 16
03.07. | 17
03.07. | 18
03.07. | 19
03.07. | 20
03.07. | 21
03.07. | 22
03.07. | 23
03.07. | 24
04.07. | 1
04.07. | 2
04.07. | 3
04.07. | 4
04.07. | 5
04.07. | 6
04.07. | 7
04.07. | 8
04.07. | 9
04.07. | 10
04.07. | 11
04.07. | 12
04.07. | 13
04.07. | 14
04.07. | 15
04.07. | 16
04.07. | 17
04.07. | 18
04.07. | 19
04.07. | 20
04.07. | 21
04.07. | 22
04.07. | 23
04.07. | 24
05.07. | 1
05.07. | 2
05.07. | 3
05.07. | 4
05.07. | 5
05.07. | 6
05.07. | 7
05.07. | 8
05.07. | 9
05.07. | 10
05.07. | 11
05.07. | 12
05.07. | 13
05.07. | 14
05.07. | 15
05.07. | 16
05.07. | 17
05.07. | 18
05.07. | 19
05.07. | 20
05.07. | 21
05.07. | 22
05.07. | 23
05.07. | 24
06.07. | 1
06.07. | 2
06.07. | 3
06.07. | 4
06.07. | 5
06.07. | 6
06.07. | 7
06.07. | 8
06.07. | 9
06.07. | 10
06.07. | 11
06.07. | 12
06.07. | 13
06.07. | 14
06.07. | 15
06.07. | 16
06.07. | 17
06.07. | 18
06.07. | 19
06.07. | 20
06.07. | 21
06.07. | 22
06.07. | 23
06.07. | 24
07.07. | 1
07.07. | 2
07.07. | 3
07.07. | 4
07.07. | 5
07.07. | 6
07.07. | 7
07.07. | 8
07.07. | 9
07.07. | 10
07.07. | 11
07.07. | 12
07.07. | 13
07.07. | 14
07.07. | 15
07.07. | 16
07.07. | 17
07.07. | 18
07.07. | 19
07.07. | 20
07.07. | 21
07.07. | 22
07.07. | 23
07.07. | 24
08.07. | 1
08.07. | 2
08.07. | 3
08.07. | 4
08.07. | 5
08.07. | 6
08.07. | 7
08.07. | 8
08.07. | 9
08.07. | 10
08.07. | 11
08.07. | 12
08.07. | 13
08.07. | 14
08.07. | 15
08.07. | 16
08.07. | 17
08.07. | 18
08.07. | 19
08.07. | 20
08.07. | 21
08.07. | 22
08.07. | 23
08.07. | 24
09.07. | 1
09.07. | 2
09.07. | 3
09.07. | 4
09.07. | 5
09.07. | 6
09.07. | 7
09.07. | 8
09.07. | 9
09.07. | 10
09.07. | 11
09.07. | 12
09.07. | 13
09.07. | 14
09.07. | 15
09.07. | 16
09.07. | 17
09.07. | 18
09.07. | 19
09.07. | 20
09.07. | 21
09.07. | 22
09.07. | 23
09.07. | 24
10.07. | 1
10.07. | 2
10.07. | 3
10.07. | 4
10.07. | 5
10.07. | 6
10.07. | 7
10.07. | 8
10.07. | 9
10.07. | 10
10.07. | 11
10.07. | 12
10.07. | 13
10.07. | 14
10.07. | 15
10.07. | 16
10.07. | 17
10.07. | 18
10.07. | 19
10.07. | 20
10.07. | 21
10.07. | 22
10.07. | 23
10.07. | 24
11.07. | 1
11.07. | 2
11.07. | 3
11.07. | 4
11.07. | 5
11.07. | 6
11.07. | 7
11.07. | 8
11.07. | 9
11.07. | 10
11.07. | 11
11.07. | 12
11.07. | 13
11.07. | 14
11.07. | 15
11.07. | 16
11.07. | 17
11.07. | 18
11.07. | 19
11.07. | 20
11.07. | 21
11.07. | 22
11.07. | 23
11.07. | 24
12.07. | 1
12.07. | 2
12.07. | 3
12.07. | 4
12.07. | 5
12.07. | 6
12.07. | 7
12.07. | 8
12.07. | 9
12.07. | 10
12.07. | 11
12.07. | 12
12.07. | 13
12.07. | 14
12.07. | 15
12.07. | 16
12.07. | 17
12.07. | 18
12.07. | 19
12.07. | 20
12.07. | 21
12.07. | 22
12.07. | 23
12.07. | 24
13.07. | 1
13.07. | 2
13.07. | 3
13.07. | 4
13.07. | 5
13.07. | 6
13.07. | 7
13.07. | 8
13.07. | 9
13.07. | 10
13.07. | 11
13.07. | 12
13.07. | 13
13.07. | 14
13.07. | 15
13.07. | 16
13.07. | 17
13.07. | 18
13.07. | 19
13.07. | 20
13.07. | 21
13.07. | 22
13.07. | 23
13.07. | 24
14.07. | 1
14.07. | 2
14.07. | 3
14.07. | 4
14.07. | 5
14.07. | 6
14.07. | 7
14.07. | 8
14.07. | 9
14.07. | 10
14.07. | 11
14.07. | 12
14.07. | 13
14.07. | 14
14.07. | 15
14.07. | 16
14.07. | 17
14.07. | 18
14.07. | 19
14.07. | 20
14.07. | 21
14.07. | 22
14.07. | 23
14.07. | 24
15.07. | 1
15.07. | 2
15.07. | 3
15.07. | 4
15.07. | 5
15.07. | 6
15.07. | 7
15.07. | 8
15.07. | 9
15.07. | 10
15.07. | 11
15.07. | 12
15.07. | 13
15.07. | 14
15.07. | 15
15.07. | 16
15.07. | 17
15.07. | 18
15.07. | 19
15.07. | 20
15.07. | 21
15.07. | 22
15.07. | 23
15.07. | 24
16.07. | 1
16.07. | 2
16.07. | 3
16.07. | 4
16.07. | 5
16.07. | 6
16.07. | 7
16.07. | 8
16.07. | 9
16.07. | 10
16.07. | 11
16.07. | 12
16.07. | 13
16.07. | 14
16.07. | 15
16.07. | 16
16.07. | 17
16.07. | 18
16.07. | 19
16.07. | 20
16.07. | 21
16.07. | 22
16.07. | 23
16.07. | 24
17.07. | 1
17.07. | 2
17.07. | 3
17.07. | 4
17.07. | 5
17.07. | 6
17.07. | 7
17.07. | 8
17.07. | 9
17.07. | 10
17.07. | 11
17.07. | 12
17.07. | 13
17.07. | 14
17.07. | 15
17.07. | 16
17.07. | 17
17.07. | 18
17.07. | 19
17.07. | 20
17.07. | 21
17.07. | 22
17.07. | 23
17.07. | 24
18.07. | 1
18.07. | 2
18.07. | 3
18.07. | 4
18.07. | 5
18.07. | 6
18.07. | 7
18.07. | 8
18.07. | 9
18.07. | 10
18.07. | 11
18.07. | 12
18.07. | 13
18.07. | 14
18.07. | 15
18.07. | 16
18.07. | 17
18.07. | 18
18.07. | 19
18.07. | 20
18.07. | 21
18.07. | 22
18.07. | 23
18.07. | 24
19.07. | 1
19.07. | 2
19.07. | 3
19.07. | 4
19.07. | 5
19.07. | 6
19.07. | 7
19.07. | 8
19.07. | 9
19.07. | 10
19.07. | 11
19.07. | 12
19.07. | 13
19.07. | 14
19.07. | 15
19.07. | 16
19.07. | 17
19.07. | 18
19.07. | 19
19.07. | 20
19.07. | 21
19.07. | 22
19.07. | 23
19.07. | 24
20.07. | 1
20.07. | 2
20.07. | 3
20.07. | 4
20.07. | 5
20.07. | 6
20.07. | 7
20.07. | 8
20.07. | 9
20.07. | 10
20.07. | 11
20.07. | 12
20.07. | 13
20.07. | 14
20.07. | 15
20.07. | 16
20.07. | 17
20.07. | 18
20.07. | 19
20.07. | 20
20.07. | 21
20.07. | 22
20.07. | 23
20.07. | 24
21.07. | 1
21.07. | 2
21.07. | 3
21.07. | 4
21.07. | 5
21.07. | 6
21.07. | 7
21.07. | 8
21.07. | 9
21.07. | 10
21.07. | 11
21.07. | 12
21.07. | 13
21.07. | 14
21.07. | 15
21.07. | 16
21.07. | 17
21.07. | 18
21.07. | 19
21.07. | 20
21.07. | 21
21.07. | 22
21.07. | 23
21.07. | 24
22.07. | 1
22.07. | 2
22.07. | 3
22.07. | 4
22.07. | 5
22.07. | 6
22.07. | 7
22.07. | 8
22.07. | 9
22.07. | 10
22.07. | 11
22.07. | 12
22.07. | 13
22.07. | 14
22.07. | 15
22.07. | 16
22.07. | 17
22.07. | 18
22.07. | 19
22.07. | 20
22.07. | 21
22.07. | 22
22.07. | 23
22.07. | 24
23.07. | 1
23.07. | 2
23.07. | 3
23.07. | 4
23.07. | 5
23.07. | 6
23.07. | 7
23.07. | 8
23.07. | 9
23.07. | 10
23.07. | 11
23.07. | 12
23.07. | 13
23.07. | 14
23.07. | 15
23.07. | 16
23.07. | 17
23.07. | 18
23.07. | 19
23.07. | 20
23.07. | 21
23.07. | 22
23.07. | 23
23.07. | 24
24.07. | 1
24.07. | 2
24.07. | 3
24.07. | 4
24.07. | 5
24.07. | 6
24.07. | 7
24.07. | 8
24.07. | 9
24.07. | 10
24.07. | 11
24.07. | 12
24.07. | 13
24.07. | 14
24.07. | 15
24.07. | 16
24.07. | 17
24.07. | 18
24.07. | 19
24.07. | 20
24.07. | 21
24.07. | 22
24.07. | 23
24.07. | 24
25.07. | 1
25.07. | 2
25.07. | 3
25.07. | 4
25.07. | 5
25.07. | 6
25.07. | 7
25.07. | 8
25.07. | 9
25.07. | 10
25.07. | 11
25.07. | 12
25.07. | 13
25.07. | 14
25.07. | 15
25.07. | 16
25.07. | 17
25.07. | 18
25.07. | 19
25.07. | 20
25.07. | 21
25.07. | 22
25.07. | 23
25.07. | 24
26.07. | 1
26.07. | 2
26.07. | 3
26.07. | 4
26.07. | 5
26.07. | 6
26.07. | 7
26.07. | 8
26.07. | 9
26.07. | 10
26.07. | 11
26.07. | 12
26.07. | 13
26.07. | 14
26.07. | 15
26.07. | 16
26.07. | 17
26.07. | 18
26.07. | 19
26.07. | 20
26.07. | 21
26.07. | 22
26.07. | 23
26.07. | 24
27.07. | 1
27.07. | 2
27.07. | 3
27.07. | 4
27.07. | 5
27.07. | 6
27.07. | 7
27.07. | 8
27.07. | 9
27.07. | 10
27.07. | 11
27.07. | 12
27.07. | 13
27.07. | 14
27.07. | 15
27.07. | 16
27.07. | 17
27.07. | 18
27.07. | 19
27.07. | 20
27.07. | 21
27.07. | 22
27.07. | 23
27.07. | 24
28.07. | 1
28.07. | 2
28.07. | 3
28.07. | 4
28.07. | 5
28.07. | 6
28.07. | 7
28.07. | 8
28.07. | 9
28.07. | 10
28.07. | 11
28.07. | 12
28.07. | 13
28.07. | 14
28.07. | 15
28.07. | 16
28.07. | 17
28.07. | 18
28.07. | 19
28.07. | 20
28.07. | 21
28.07. | 22
28.07. | 23
28.07. | 24
29.07. | 1
29.07. | 2
29.07. | 3
29.07. | 4
29.07. | 5
29.07. | 6
29.07. | 7
29.07. | 8
29.07. | 9
29.07. | 10
29.07. | 11
29.07. | 12
29.07. | 13
29.07. | 14
29.07. | 15
29.07. | 16
29.07. | 17
29.07. | 18
29.07. | 19
29.07. | 20
29.07. | 21
29.07. | 22
29.07. | 23
29.07. | 24
30.07. | 1
30.07. | 2
30.07. | 3
30.07. | 4
30.07. | 5
30.07. | 6
30.07. | 7
30.07. | 8
30.07. | 9
30.07. | 10
30.07. | 11
30.07. | 12
30.07. | 13
30.07. | 14
30.07. | 15
30.07. | 16
30.07. | 17
30.07. | 18
30.07. | 19
30.07. | 20
30.07. | 21
30.07. | 22
30.07. | 23
30.07. | 24
31.07. | 1
31.07. | 2
31.07. | 3
31.07. | 4
31.07. | 5
31.07. | 6
31.07. | 7
31.07. | 8
31.07. | 9
31.07. | 10
31.07. | 11
31.07. | 12
31.07. | 13
31.07. | 14
31.07. | 15
31.07. | 16
31.07. | 17
31.07. | 18
31.07. | 19
31.07. | 20
31.07. | 21
31.07. | 22
31.07. | 23
31.07. | 24
01.08. | 1
01.08. | 2
01.08. | 3
01.08. | 4
01.08. | 5
01.08. | 6
01.08. | 7
01.08. | 8
01.08. | 9
01.08. | 10
01.08. | 11
01.08. | 12
01.08. | 13
01.08. | 14
01.08. | 15
01.08. | 16
01.08. | 17
01.08. | 18
01.08. | 19
01.08. | 20
01.08. | 21
01.08. | 22
01.08. | 23
01.08. | 24
02.08. | 1
02.08. | 2
02.08. | 3
02.08. | 4
02.08. | 5
02.08. | 6
02.08. | 7
02.08. | 8
02.08. | 9
02.08. | 10
02.08. | 11
02.08. | 12
02.08. | 13
02.08. | 14
02.08. | 15
02.08. | 16
02.08. | 17
02.08. | 18
02.08. | 19
02.08. | 20
02.08. | 21
02.08. | 22
02.08. | 23
02.08. | 24
03.08. | 1
03.08. | 2
03.08. | 3
03.08. | 4
03.08. | 5
03.08. | 6
03.08. | 7
03.08. | 8
03.08. | 9
03.08. | 10
03.08. | 11
03.08. | 12
03.08. | 13
03.08. | 14
03.08. | 15
03.08. | 16
03.08. | 17
03.08. | 18
03.08. | 19
03.08. | 20
03.08. | 21
03.08. | 22
03.08. | 23
03.08. | 24
04.08. | 1
04.08. | 2
04.08. | 3
04.08. | 4
04.08. | 5
04.08. | 6
04.08. | 7
04.08. | 8
04.08. | 9
04.08. | 10
04.08. | 11
04.08. | 12
04.08. | 13
04.08. | 14
04.08. | 15
04.08. | 16
04.08. | 17
04.08. | 18
04.08. | 19
04.08. | 20
04.08. | 21
04.08. | 22
04.08. | 23
04.08. | 24
05.08. | 1
05.08. | 2
05.08. | 3
05.08. | 4
05.08. | 5
05.08. | 6
05.08. | 7
05.08. | 8
05.08. | 9
05.08. | 10
05.08. | 11
05.08. | 12
05.08. | 13
05.08. | 14
05.08. | 15
05.08. | 16
05.08. | 17
05.08. | 18
05.08. | 19
05.08. | 20
05.08. | 21
05.08. | 22
05.08. | 23
05.08. | 24
06.08. | 1
06.08. | 2
06.08. | 3
06.08. | 4
06.08. | 5
06.08. | 6
06.08. | 7
06.08. | 8
06.08. | 9
06.08. | 10
06.08. | 11
06.08. | 12
06.08. | 13
06.08. | 14
06.08. | 15
06.08. | 16
06.08. | 17
06.08. | 18
06.08. | 19
06.08. | 20
06.08. | 21
06.08. | 22
06.08. | 23
06.08. | 24
07.08. | 1
07.08. | 2
07.08. | 3
07.08. | 4
07.08. | 5
07.08. | 6
07.08. | 7
07.08. | 8
07.08. | 9
07.08. | 10
07.08. | 11
07.08. | 12
07.08. | 13
07.08. | 14
07.08. | 15
07.08. | 16
07.08. | 17
07.08. | 18
07.08. | 19
07.08. | 20
07.08. | 21
07.08. | 22
07.08. | 23
07.08. | 24
08.08. | 1
08.08. | 2
08.08. | 3
08.08. | 4
08.08. | 5
08.08. | 6
08.08. | 7
08.08. | 8
08.08. | 9
08.08. | 10
08.08. | 11
08.08. | 12
08.08. | 13
08.08. | 14
08.08. | 15
08.08. | 16
08.08. | 17
08.08. | 18
08.08. | 19
08.08. | 20
08.08. | 21
08.08. | 22
08.08. | 23
08.08. | 24
09.08. | 1
09.08. | 2
09.08. | 3
09.08. | 4
09.08. | 5
09.08. | 6
09.08. | 7
09.08. | 8
09.08. | 9
09.08. | 10
09.08. | 11
09.08. | 12
09.08. | 13
09.08. | 14
09.08. | 15
09.08. | 16
09.08. | 17
09.08. | 18
09.08. | 19
09.08. | 20
09.08. | 21
09.08. | 22
09.08. | 23
09.08. | 24
10.08. | 1
10.08. | 2
10.08. | 3
10.08. | 4
10.08. | 5
10.08. | 6
10.08. | 7
10.08. | 8
10.08. | 9
10.08. | 10
10.08. | 11
10.08. | 12
10.08. | 13
10.08. | 14
10.08. | 15
10.08. | 16
10.08. | 17
10.08. | 18
10.08. | 19
10.08. | 20
10.08. | 21
10.08. | 22
10.08. | 23
10.08. | 24
11.08. | 1
11.08. | 2
11.08. | 3
11.08. | 4
11.08. | 5
11.08. | 6
11.08. | 7
11.08. | 8
11.08. | 9
11.08. | 10
11.08. | 11
11.08. | 12
11.08. | 13
11.08. | 14
11.08. | 15
11.08. | 16
11.08. | 17
11.08. | 18
11.08. | 19
11.08. | 20
11.08. | 21
11.08. | 22
11.08. | 23
11.08. | 24
12.08. | 1
12.08. | 2
12.08. | 3
12.08. | 4
12.08. | 5
12.08. | 6
12.08. | 7
12.08. | 8
12.08. | 9
12.08. | 10
12.08. | 11
12.08. | 12
12.08. | 13
12.08. | 14
12.08. | 15
12.08. | 16
12.08. | 17
12.08. | 18
12.08. | 19
12.08. | 20
12.08. | 21
12.08. | 22
12.08. | 23
12.08. | 24
13.08. | 1
13.08. | 2
13.08. | 3
13.08. | 4
13.08. | 5
13.08. | 6
13.08. | 7
13.08. | 8
13.08. | 9
13.08. | 10
13.08. | 11
13.08. | 12
13.08. | 13
13.08. | 14
13.08. | 15
13.08. | 16
13.08. | 17
13.08. | 18
13.08. | 19
13.08. | 20
13.08. | 21
13.08. | 22
13.08. | 23
13.08. | 24
14.08. | 1
14.08. | 2
14.08. | 3
14.08. | 4
14.08. | 5
14.08. | 6
14.08. | 7
14.08. | 8
14.08. | 9
14.08. | 10
14.08. | 11
14.08. | 12
14.08. | 13
14.08. | 14
14.08. | 15
14.08. | 16
14.08. | 17
14.08. | 18
14.08. | 19
14.08. | 20
14.08. | 21
14.08. | 22
14.08. | 23
14.08. | 24
15.08. | 1
15.08. | 2
15.08. | 3
15.08. | 4
15.08. | 5
15.08. | 6
15.08. | 7
15.08. | 8
15.08. | 9
15.08. | 10
15.08. | 11
15.08. | 12
15.08. | 13
15.08. | 14
15.08. | 15
15.08. | 16
15.08. | 17
15.08. | 18
15.08. | 19
15.08. | 20
15.08. | 21
15.08. | 22
15.08. | 23
15.08. | 24
16.08. | 1
16.08. | 2
16.08. | 3
16.08. | 4
16.08. | 5
16.08. | 6
16.08. | 7
16.08. | 8
16.08. | 9
16.08. | 10
16.08. | 11
16.08. | 12
16.08. | 13
16.08. | 14
16.08. | 15
16.08. | 16
16.08. | 17
16.08. | 18
16.08. | 19
16.08. | 20
16.08. | 21
16.08. | 22
16.08. | 23
16.08. | 24
17.08. | 1
17.08. | 2
17.08. | 3
17.08. | 4
17.08. | 5
17.08. | 6
17.08. | 7
17.08. | 8
17.08. | 9
17.08. | 10
17.08. | 11
17.08. | 12
17.08. | 13
17.08. | 14
17.08. | 15
17.08. | 16
17.08. | 17
17.08. | 18
17.08. | 19
17.08. | 20
17.08. | 21
17.08. | 22
17.08. | 23
17.08. | 24
18.08. | 1
18.08. | 2
18.08. | 3
18.08. | 4
18.08. | 5
18.08. | 6
18.08. | 7
18.08. | 8
18.08. | 9
18.08. | 10
18.08. | 11
18.08. | 12
18.08. | 13
18.08. | 14
18.08. | 15
18.08. | 16
18.08. | 17
18.08. | 18
18.08. | 19
18.08. | 20
18.08. | 21
18.08. | 22
18.08. | 23
18.08. | 24
19.08. | 1
19.08. | 2
19.08. | 3
19.08. | 4
19.08. | 5
19.08. | 6
19.08. | 7
19.08. | 8
19.08. | 9
19.08. | 10
19.08. | 11
19.08. | 12
19.08. | 13
19.08. | 14
19.08. | 15
19.08. | 16
19.08. | 17
19.08. | 18
19.08. | 19
19.08. | 20
19.08. | 21
19.08. | 22
19.08. | 23
19.08. | 24
20.08. | 1
20.08. | 2
20.08. | 3
20.08. | 4
20.08. | 5
20.08. | 6
20.08. | 7
20.08. | 8
20.08. | 9
20.08. | 10
20.08. | 11
20.08. | 12
20.08. | 13
20.08. | 14
20.08. | 15
20.08. | 16
20.08. | 17
20.08. | 18
20.08. | 19
20.08. | 20
20.08. | 21
20.08. | 22
20.08. | 23
20.08. | 24
21.08. | 1
21.08. | 2
21.08. | 3
21.08. | 4
21.08. | 5
21.08. | 6
21.08. | 7
21.08. | 8
21.08. | 9
21.08. | 10
21.08. | 11
21.08. | 12
21.08. | 13
21.08. | 14
21.08. | 15
21.08. | 16
21.08. | 17
21.08. | 18
21.08. | 19
21.08. | 20
21.08. | 21
21.08. | 22
21.08. | 23
21.08. | 24
22.08. | 1
22.08. | 2
22.08. | 3
22.08. | 4
22.08. | 5
22.08. | 6
22.08. | 7
22.08. | 8
22.08. | 9
22.08. | 10
22.08. | 11
22.08. | 12
22.08. | 13
22.08. | 14
22.08. | 15
22.08. | 16
22.08. | 17
22.08. | 18
22.08. | 19
22.08. | 20
22.08. | 21
22.08. | 22
22.08. | 23
22.08. | 24
23.08. | 1
23.08. | 2
23.08. | 3
23.08. | 4
23.08. | 5
23.08. | 6
23.08. | 7
23.08. | 8
23.08. | 9
23.08. | 10
23.08. | 11
23.08. | 12
23.08. | 13
23.08. | 14
23.08. | 15
23.08. | 16
23.08. | 17
23.08. | 18
23.08. | 19
23.08. | 20
23.08. | 21
23.08. | 22
23.08. | 23
23.08. | 24
24.08. | 1
24.08. | 2
24.08. | 3
24.08. | 4
24.08. | 5
24.08. | 6
24.08. | 7
24.08. | 8
24.08. | 9
24.08. | 10
24.08. | 11
24.08. | 12
24.08. | 13
24.08. | 14
24.08. | 15
24.08. | 16
24.08. | 17
24.08. | 18
24.08. | 19
24.08. | 20
24.08. | 21
24.08. | 22
24.08. | 23
24.08. | 24
25.08. | 1
25.08. | 2
25.08. | 3
25.08. | 4
25.08. | 5
25.08. | 6
25.08. | 7
25.08. | 8
25.08. | 9
25.08. | 10
25.08. | 11
25.08. | 12
25.08. | 13
25.08. | 14
25.08. | 15
25.08. | 16
25.08. | 17
25.08. | 18
25.08. | 19
25.08. | 20
25.08. | 21
25.08. | 22
25.08. | 23
25.08. | 24
26.08. | 1
26.08. | 2
26.08. | 3
26.08. | 4
26.08. | 5
26.08. | 6
26.08. | 7
26.08. | 8
26.08. | 9
26.08. | 10
26.08. | 11
26.08. | 12
26.08. | 13
26.08. | 14
26.08. | 15
26.08. | 16
26.08. | 17
26.08. | 18
26.08. | 19
26.08. | 20
26.08. | 21
26.08. | 22
26.08. | 23
26.08. | 24
27.08. | 1
27.08. | 2
27.08. | 3
27.08. | 4
27.08. | 5
27.08. | 6
27.08. | 7
27.08. | 8
27.08. | 9
27.08. | 10
27.08. | 11
27.08. | 12
27.08. | 13
27.08. | 14
27.08. | 15
27.08. | 16
27.08. | 17
27.08. | 18
27.08. | 19
27.08. | 20
27.08. | 21
27.08. | 22
27.08. | 23
27.08. | 24
28.08. | 1
28.08. | 2
28.08. | 3
28.08. | 4
28.08. | 5
28.08. | 6
28.08. | 7
28.08. | 8
28.08. | 9
28.08. | 10
28.08. | 11
28.08. | 12
28.08. | 13
28.08. | 14
28.08. | 15
28.08. | 16
28.08. | 17
28.08. | 18
28.08. | 19
28.08. | 20
28.08. | 21
28.08. | 22
28.08. | 23
28.08. | 24
29.08. | 1
29.08. | 2
29.08. | 3
29.08. | 4
29.08. | 5
29.08. | 6
29.08. | 7
29.08. | 8
29.08. | 9
29.08. | 10
29.08. | 11
29.08. | 12
29.08. | 13
29.08. | 14
29.08. | 15
29.08. | 16
29.08. | 17
29.08. | 18
29.08. | 19
29.08. | 20
29.08. | 21
29.08. | 22
29.08. | 23
29.08. | 24
30.08. | 1
30.08. | 2
30.08. | 3
30.08. | 4
30.08. | 5
30.08. | 6
30.08. | 7
30.08. | 8
30.08. | 9
30.08. | 10
30.08. | 11
30.08. | 12
30.08. | 13
30.08. | 14
30.08. | 15
30.08. | 16
30.08. | 17
30.08. | 18
30.08. | 19
30.08. | 20
30.08. | 21
30.08. | 22
30.08. | 23
30.08. | 24
31.08. | 1
31.08. | 2
31.08. | 3
31.08. | 4
31.08. | 5
31.08. | 6
31.08. | 7
31.08. | 8
31.08. | 9
31.08. | 10
31.08. | 11
31.08. | 12
31.08. | 13
31.08. | 14
31.08. | 15
31.08. | 16
31.08. | 17
31.08. | 18
31.08. | 19
31.08. | 20
31.08. | 21
31.08. | 22
31.08. | 23
31.08. | 24
01.09. | 1
01.09. | 2
01.09. | 3
01.09. | 4
01.09. | 5
01.09. | 6
01.09. | 7
01.09. | 8
01.09. | 9
01.09. | 10
01.09. | 11
01.09. | 12
01.09. | 13
01.09. | 14
01.09. | 15
01.09. | 16
01.09. | 17
01.09. | 18
01.09. | 19
01.09. | 20
01.09. | 21
01.09. | 22
01.09. | 23
01.09. | 24
02.09. | 1
02.09. | 2
02.09. | 3
02.09. | 4
02.09. | 5
02.09. | 6
02.09. | 7
02.09. | 8
02.09. | 9
02.09. | 10
02.09. | 11
02.09. | 12
02.09. | 13
02.09. | 14
02.09. | 15
02.09. | 16
02.09. | 17
02.09. | 18
02.09. | 19
02.09. | 20
02.09. | 21
02.09. | 22
02.09. | 23
02.09. | 24
03.09. | 1
03.09. | 2
03.09. | 3
03.09. | 4
03.09. | 5
03.09. | 6
03.09. | 7
03.09. | 8
03.09. | 9
03.09. | 10
03.09. | 11
03.09. | 12
03.09. | 13
03.09. | 14
03.09. | 15
03.09. | 16
03.09. | 17
03.09. | 18
03.09. | 19
03.09. | 20
03.09. | 21
03.09. | 22
03.09. | 23
03.09. | 24
04.09. | 1
04.09. | 2
04.09. | 3
04.09. | 4
04.09. | 5
04.09. | 6
04.09. | 7
04.09. | 8
04.09. | 9
04.09. | 10
04.09. | 11
04.09. | 12
04.09. | 13
04.09. | 14
04.09. | 15
04.09. | 16
04.09. | 17
04.09. | 18
04.09. | 19
04.09. | 20
04.09. | 21
04.09. | 22
04.09. | 23
04.09. | 24
05.09. | 1
05.09. | 2
05.09. | 3
05.09. | 4
05.09. | 5
05.09. | 6
05.09. | 7
05.09. | 8
05.09. | 9
05.09. | 10
05.09. | 11
05.09. | 12
05.09. | 13
05.09. | 14
05.09. | 15
05.09. | 16
05.09. | 17
05.09. | 18
05.09. | 19
05.09. | 20
05.09. | 21
05.09. | 22
05.09. | 23
05.09. | 24
06.09. | 1
06.09. | 2
06.09. | 3
06.09. | 4
06.09. | 5
06.09. | 6
06.09. | 7
06.09. | 8
06.09. | 9
06.09. | 10
06.09. | 11
06.09. | 12
06.09. | 13
06.09. | 14
06.09. | 15
06.09. | 16
06.09. | 17
06.09. | 18
06.09. | 19
06.09. | 20
06.09. | 21
06.09. | 22
06.09. | 23
06.09. | 24
07.09. | 1
07.09. | 2
07.09. | 3
07.09. | 4
07.09. | 5
07.09. | 6
07.09. | 7
07.09. | 8
07.09. | 9
07.09. | 10
07.09. | 11
07.09. | 12
07.09. | 13
07.09. | 14
07.09. | 15
07.09. | 16
07.09. | 17
07.09. | 18
07.09. | 19
07.09. | 20
07.09. | 21
07.09. | 22
07.09. | 23
07.09. | 24
08.09. | 1
08.09. | 2
08.09. | 3
08.09. | 4
08.09. | 5
08.09. | 6
08.09. | 7
08.09. | 8
08.09. | 9
08.09. | 10
08.09. | 11
08.09. | 12
08.09. | 13
08.09. | 14
08.09. | 15
08.09. | 16
08.09. | 17
08.09. | 18
08.09. | 19
08.09. | 20
08.09. | 21
08.09. | 22
08.09. | 23
08.09. | 24
09.09. | 1
09.09. | 2
09.09. | 3
09.09. | 4
09.09. | 5
09.09. | 6
09.09. | 7
09.09. | 8
09.09. | 9
09.09. | 10
09.09. | 11
09.09. | 12
09.09. | 13
09.09. | 14
09.09. | 15
09.09. | 16
09.09. | 17
09.09. | 18
09.09. | 19
09.09. | 20
09.09. | 21
09.09. | 22
09.09. | 23
09.09. | 24
10.09. | 1
10.09. | 2
10.09. | 3
10.09. | 4
10.09. | 5
10.09. | 6
10.09. | 7
10.09. | 8
10.09. | 9
10.09. | 10
10.09. | 11
10.09. | 12
10.09. | 13
10.09. | 14
10.09. | 15
10.09. | 16
10.09. | 17
10.09. | 18
10.09. | 19
10.09. | 20
10.09. | 21
10.09. | 22
10.09. | 23
10.09. | 24
11.09. | 1
11.09. | 2
11.09. | 3
11.09. | 4
11.09. | 5
11.09. | 6
11.09. | 7
11.09. | 8
11.09. | 9
11.09. | 10
11.09. | 11
11.09. | 12
11.09. | 13
11.09. | 14
11.09. | 15
11.09. | 16
11.09. | 17
11.09. | 18
11.09. | 19
11.09. | 20
11.09. | 21
11.09. | 22
11.09. | 23
11.09. | 24
12.09. | 1
12.09. | 2
12.09. | 3
12.09. | 4
12.09. | 5
12.09. | 6
12.09. | 7
12.09. | 8
12.09. | 9
12.09. | 10
12.09. | 11
12.09. | 12
12.09. | 13
12.09. | 14
12.09. | 15
12.09. | 16
12.09. | 17
12.09. | 18
12.09. | 19
12.09. | 20
12.09. | 21
12.09. | 22
12.09. | 23
12.09. | 24
13.09. | 1
13.09. | 2
13.09. | 3
13.09. | 4
13.09. | 5
13.09. | 6
13.09. | 7
13.09. | 8
13.09. | 9
13.09. | 10
13.09. | 11
13.09. | 12
13.09. | 13
13.09. | 14
13.09. | 15
13.09. | 16
13.09. | 17
13.09. | 18
13.09. | 19
13.09. | 20
13.09. | 21
13.09. | 22
13.09. | 23
13.09. | 24
14.09. | 1
14.09. | 2
14.09. | 3
14.09. | 4
14.09. | 5
14.09. | 6
14.09. | 7
14.09. | 8
14.09. | 9
14.09. | 10
14.09. | 11
14.09. | 12
14.09. | 13
14.09. | 14
14.09. | 15
14.09. | 16
14.09. | 17
14.09. | 18
14.09. | 19
14.09. | 20
14.09. | 21
14.09. | 22
14.09. | 23
14.09. | 24
15.09. | 1
15.09. | 2
15.09. | 3
15.09. | 4
15.09. | 5
15.09. | 6
15.09. | 7
15.09. | 8
15.09. | 9
15.09. | 10
15.09. | 11
15.09. | 12
15.09. | 13
15.09. | 14
15.09. | 15
15.09. | 16
15.09. | 17
15.09. | 18
15.09. | 19
15.09. | 20
15.09. | 21
15.09. | 22
15.09. | 23
15.09. | 24
16.09. | 1
16.09. | 2
16.09. | 3
16.09. | 4
16.09. | 5
16.09. | 6
16.09. | 7
16.09. | 8
16.09. | 9
16.09. | 10
16.09. | 11
16.09. | 12
16.09. | 13
16.09. | 14
16.09. | 15
16.09. | 16
16.09. | 17
16.09. | 18
16.09. | 19
16.09. | 20
16.09. | 21
16.09. | 22
16.09. | 23
16.09. | 24
17.09. | 1
17.09. | 2
17.09. | 3
17.09. | 4
17.09. | 5
17.09. | 6
17.09. | 7
17.09. | 8
17.09. | 9
17.09. | 10
17.09. | 11
17.09. | 12
17.09. | 13
17.09. | 14
17.09. | 15
17.09. | 16
17.09. | 17
17.09. | 18
17.09. | 19
17.09. | 20
17.09. | 21
17.09. | 22
17.09. | 23
17.09. | 24
18.09. | 1
18.09. | 2
18.09. | 3
18.09. | 4
18.09. | 5
18.09. | 6
18.09. | 7
18.09. | 8
18.09. | 9
18.09. | 10
18.09. | 11
18.09. | 12
18.09. | 13
18.09. | 14
18.09. | 15
18.09. | 16
18.09. | 17
18.09. | 18
18.09. | 19
18.09. | 20
18.09. | 21
18.09. | 22
18.09. | 23
18.09. | 24
19.09. | 1
19.09. | 2
19.09. | 3
19.09. | 4
19.09. | 5
19.09. | 6
19.09. | 7
19.09. | 8
19.09. | 9
19.09. | 10
19.09. | 11
19.09. | 12
19.09. | 13
19.09. | 14
19.09. | 15
19.09. | 16
19.09. | 17
19.09. | 18
19.09. | 19
19.09. | 20
19.09. | 21
19.09. | 22
19.09. | 23
19.09. | 24
20.09. | 1
20.09. | 2
20.09. | 3
20.09. | 4
20.09. | 5
20.09. | 6
20.09. | 7
20.09. | 8
20.09. | 9
20.09. | 10
20.09. | 11
20.09. | 12
20.09. | 13
20.09. | 14
20.09. | 15
20.09. | 16
20.09. | 17
20.09. | 18
20.09. | 19
20.09. | 20
20.09. | 21
20.09. | 22
20.09. | 23
20.09. | 24
21.09. | 1
21.09. | 2
21.09. | 3
21.09. | 4
21.09. | 5
21.09. | 6
21.09. | 7
21.09. | 8
21.09. | 9
21.09. | 10
21.09. | 11
21.09. | 12
21.09. | 13
21.09. | 14
21.09. | 15
21.09. | 16
21.09. | 17
21.09. | 18
21.09. | 19
21.09. | 20
21.09. | 21
21.09. | 22
21.09. | 23
21.09. | 24
22.09. | 1
22.09. | 2
22.09. | 3
22.09. | 4
22.09. | 5
22.09. | 6
22.09. | 7
22.09. | 8
22.09. | 9
22.09. | 10
22.09. | 11
22.09. | 12
22.09. | 13
22.09. | 14
22.09. | 15
22.09. | 16
22.09. | 17
22.09. | 18
22.09. | 19
22.09. | 20
22.09. | 21
22.09. | 22
22.09. | 23
22.09. | 24
23.09. | 1
23.09. | 2
23.09. | 3
23.09. | 4
23.09. | 5
23.09. | 6
23.09. | 7
23.09. | 8
23.09. | 9
23.09. | 10
23.09. | 11
23.09. | 12
23.09. | 13
23.09. | 14
23.09. | 15
23.09. | 16
23.09. | 17
23.09. | 18
23.09. | 19
23.09. | 20
23.09. | 21
23.09. | 22
23.09. | 23
23.09. | 24
24.09. | 1
24.09. | 2
24.09. | 3
24.09. | 4
24.09. | 5
24.09. | 6
24.09. | 7
24.09. | 8
24.09. | 9
24.09. | 10
24.09. | 11
24.09. | 12
24.09. | 13
24.09. | 14
24.09. | 15
24.09. | 16
24.09. | 17
24.09. | 18
24.09. | 19
24.09. | 20
24.09. | 21
24.09. | 22
24.09. | 23
24.09. | 24
25.09. | 1
25.09. | 2
25.09. | 3
25.09. | 4
25.09. | 5
25.09. | 6
25.09. | 7
25.09. | 8
25.09. | 9
25.09. | 10
25.09. | 11
25.09. | 12
25.09. | 13
25.09. | 14
25.09. | 15
25.09. | 16
25.09. | 17
25.09. | 18
25.09. | 19
25.09. | 20
25.09. | 21
25.09. | 22
25.09. | 23
25.09. | 24
26.09. | 1
26.09. | 2
26.09. | 3
26.09. | 4
26.09. | 5
26.09. | 6
26.09. | 7
26.09. | 8
26.09. | 9
26.09. | 10
26.09. | 11
26.09. | 12
26.09. | 13
26.09. | 14
26.09. | 15
26.09. | 16
26.09. | 17
26.09. | 18
26.09. | 19
26.09. | 20
26.09. | 21
26.09. | 22
26.09. | 23
26.09. | 24
27.09. | 1
27.09. | 2
27.09. | 3
27.09. | 4
27.09. | 5
27.09. | 6
27.09. | 7
27.09. | 8
27.09. | 9
27.09. | 10
27.09. | 11
27.09. | 12
27.09. | 13
27.09. | 14
27.09. | 15
27.09. | 16
27.09. | 17
27.09. | 18
27.09. | 19
27.09. | 20
27.09. | 21
27.09. | 22
27.09. | 23
27.09. | 24
28.09. | 1
28.09. | 2
28.09. | 3
28.09. | 4
28.09. | 5
28.09. | 6
28.09. | 7
28.09. | 8
28.09. | 9
28.09. | 10
28.09. | 11
28.09. | 12
28.09. | 13
28.09. | 14
28.09. | 15
28.09. | 16
28.09. | 17
28.09. | 18
28.09. | 19
28.09. | 20
28.09. | 21
28.09. | 22
28.09. | 23
28.09. | 24
29.09. | 1
29.09. | 2
29.09. | 3
29.09. | 4
29.09. | 5
29.09. | 6
29.09. | 7
29.09. | 8
29.09. | 9
29.09. | 10
29.09. | 11
29.09. | 12
29.09. | 13
29.09. | 14
29.09. | 15
29.09. | 16
29.09. | 17
29.09. | 18
29.09. | 19
29.09. | 20
29.09. | 21
29.09. | 22
29.09. | 23
29.09. | 24
30.09. | 1
30.09. | 2
30.09. | 3
30.09. | 4
30.09. | 5
30.09. | 6
30.09. | 7
30.09. | 8
30.09. | 9
30.09. | 10
30.09. | 11
30.09. | 12
30.09. | 13
30.09. | 14
30.09. | 15
30.09. | 16
30.09. | 17
30.09. | 18
30.09. | 19
30.09. | 20
30.09. | 21
30.09. | 22
30.09. | 23
30.09. | 24
01.10. | 1
01.10. | 2
01.10. | 3
01.10. | 4
01.10. | 5
01.10. | 6
01.10. | 7
01.10. | 8
01.10. | 9
01.10. | 10
01.10. | 11
01.10. | 12
01.10. | 13
01.10. | 14
01.10. | 15
01.10. | 16
01.10. | 17
01.10. | 18
01.10. | 19
01.10. | 20
01.10. | 21
01.10. | 22
01.10. | 23
01.10. | 24
02.10. | 1
02.10. | 2
02.10. | 3
02.10. | 4
02.10. | 5
02.10. | 6
02.10. | 7
02.10. | 8
02.10. | 9
02.10. | 10
02.10. | 11
02.10. | 12
02.10. | 13
02.10. | 14
02.10. | 15
02.10. | 16
02.10. | 17
02.10. | 18
02.10. | 19
02.10. | 20
02.10. | 21
02.10. | 22
02.10. | 23
02.10. | 24
03.10. | 1
03.10. | 2
03.10. | 3
03.10. | 4
03.10. | 5
03.10. | 6
03.10. | 7
03.10. | 8
03.10. | 9
03.10. | 10
03.10. | 11
03.10. | 12
03.10. | 13
03.10. | 14
03.10. | 15
03.10. | 16
03.10. | 17
03.10. | 18
03.10. | 19
03.10. | 20
03.10. | 21
03.10. | 22
03.10. | 23
03.10. | 24
04.10. | 1
04.10. | 2
04.10. | 3
04.10. | 4
04.10. | 5
04.10. | 6
04.10. | 7
04.10. | 8
04.10. | 9
04.10. | 10
04.10. | 11
04.10. | 12
04.10. | 13
04.10. | 14
04.10. | 15
04.10. | 16
04.10. | 17
04.10. | 18
04.10. | 19
04.10. | 20
04.10. | 21
04.10. | 22
04.10. | 23
04.10. | 24
05.10. | 1
05.10. | 2
05.10. | 3
05.10. | 4
05.10. | 5
05.10. | 6
05.10. | 7
05.10. | 8
05.10. | 9
05.10. | 10
05.10. | 11
05.10. | 12
05.10. | 13
05.10. | 14
05.10. | 15
05.10. | 16
05.10. | 17
05.10. | 18
05.10. | 19
05.10. | 20
05.10. | 21
05.10. | 22
05.10. | 23
05.10. | 24
06.10. | 1
06.10. | 2
06.10. | 3
06.10. | 4
06.10. | 5
06.10. | 6
06.10. | 7
06.10. | 8
06.10. | 9
06.10. | 10
06.10. | 11
06.10. | 12
06.10. | 13
06.10. | 14
06.10. | 15
06.10. | 16
06.10. | 17
06.10. | 18
06.10. | 19
06.10. | 20
06.10. | 21
06.10. | 22
06.10. | 23
06.10. | 24
07.10. | 1
07.10. | 2
07.10. | 3
07.10. | 4
07.10. | 5
07.10. | 6
07.10. | 7
07.10. | 8
07.10. | 9
07.10. | 10
07.10. | 11
07.10. | 12
07.10. | 13
07.10. | 14
07.10. | 15
07.10. | 16
07.10. | 17
07.10. | 18
07.10. | 19
07.10. | 20
07.10. | 21
07.10. | 22
07.10. | 23
07.10. | 24
08.10. | 1
08.10. | 2
08.10. | 3
08.10. | 4
08.10. | 5
08.10. | 6
08.10. | 7
08.10. | 8
08.10. | 9
08.10. | 10
08.10. | 11
08.10. | 12
08.10. | 13
08.10. | 14
08.10. | 15
08.10. | 16
08.10. | 17
08.10. | 18
08.10. | 19
08.10. | 20
08.10. | 21
08.10. | 22
08.10. | 23
08.10. | 24
09.10. | 1
09.10. | 2
09.10. | 3
09.10. | 4
09.10. | 5
09.10. | 6
09.10. | 7
09.10. | 8
09.10. | 9
09.10. | 10
09.10. | 11
09.10. | 12
09.10. | 13
09.10. | 14
09.10. | 15
09.10. | 16
09.10. | 17
09.10. | 18
09.10. | 19
09.10. | 20
09.10. | 21
09.10. | 22
09.10. | 23
09.10. | 24
10.10. | 1
10.10. | 2
10.10. | 3
10.10. | 4
10.10. | 5
10.10. | 6
10.10. | 7
10.10. | 8
10.10. | 9
10.10. | 10
10.10. | 11
10.10. | 12
10.10. | 13
10.10. | 14
10.10. | 15
10.10. | 16
10.10. | 17
10.10. | 18
10.10. | 19
10.10. | 20
10.10. | 21
10.10. | 22
10.10. | 23
10.10. | 24
11.10. | 1
11.10. | 2
11.10. | 3
11.10. | 4
11.10. | 5
11.10. | 6
11.10. | 7
11.10. | 8
11.10. | 9
11.10. | 10
11.10. | 11
11.10. | 12
11.10. | 13
11.10. | 14
11.10. | 15
11.10. | 16
11.10. | 17
11.10. | 18
11.10. | 19
11.10. | 20
11.10. | 21
11.10. | 22
11.10. | 23
11.10. | 24
12.10. | 1
12.10. | 2
12.10. | 3
12.10. | 4
12.10. | 5
12.10. | 6
12.10. | 7
12.10. | 8
12.10. | 9
12.10. | 10
12.10. | 11
12.10. | 12
12.10. | 13
12.10. | 14
12.10. | 15
12.10. | 16
12.10. | 17
12.10. | 18
12.10. | 19
12.10. | 20
12.10. | 21
12.10. | 22
12.10. | 23
12.10. | 24
13.10. | 1
13.10. | 2
13.10. | 3
13.10. | 4
13.10. | 5
13.10. | 6
13.10. | 7
13.10. | 8
13.10. | 9
13.10. | 10
13.10. | 11
13.10. | 12
13.10. | 13
13.10. | 14
13.10. | 15
13.10. | 16
13.10. | 17
13.10. | 18
13.10. | 19
13.10. | 20
13.10. | 21
13.10. | 22
13.10. | 23
13.10. | 24
14.10. | 1
14.10. | 2
14.10. | 3
14.10. | 4
14.10. | 5
14.10. | 6
14.10. | 7
14.10. | 8
14.10. | 9
14.10. | 10
14.10. | 11
14.10. | 12
14.10. | 13
14.10. | 14
14.10. | 15
14.10. | 16
14.10. | 17
14.10. | 18
14.10. | 19
14.10. | 20
14.10. | 21
14.10. | 22
14.10. | 23
14.10. | 24
15.10. | 1
15.10. | 2
15.10. | 3
15.10. | 4
15.10. | 5
15.10. | 6
15.10. | 7
15.10. | 8
15.10. | 9
15.10. | 10
15.10. | 11
15.10. | 12
15.10. | 13
15.10. | 14
15.10. | 15
15.10. | 16
15.10. | 17
15.10. | 18
15.10. | 19
15.10. | 20
15.10. | 21
15.10. | 22
15.10. | 23
15.10. | 24
16.10. | 1
16.10. | 2
16.10. | 3
16.10. | 4
16.10. | 5
16.10. | 6
16.10. | 7
16.10. | 8
16.10. | 9
16.10. | 10
16.10. | 11
16.10. | 12
16.10. | 13
16.10. | 14
16.10. | 15
16.10. | 16
16.10. | 17
16.10. | 18
16.10. | 19
16.10. | 20
16.10. | 21
16.10. | 22
16.10. | 23
16.10. | 24
17.10. | 1
17.10. | 2
17.10. | 3
17.10. | 4
17.10. | 5
17.10. | 6
17.10. | 7
17.10. | 8
17.10. | 9
17.10. | 10
17.10. | 11
17.10. | 12
17.10. | 13
17.10. | 14
17.10. | 15
17.10. | 16
17.10. | 17
17.10. | 18
17.10. | 19
17.10. | 20
17.10. | 21
17.10. | 22
17.10. | 23
17.10. | 24
18.10. | 1
18.10. | 2
18.10. | 3
18.10. | 4
18.10. | 5
18.10. | 6
18.10. | 7
18.10. | 8
18.10. | 9
18.10. | 10
18.10. | 11
18.10. | 12
18.10. | 13
18.10. | 14
18.10. | 15
18.10. | 16
18.10. | 17
18.10. | 18
18.10. | 19
18.10. | 20
18.10. | 21
18.10. | 22
18.10. | 23
18.10. | 24
19.10. | 1
19.10. | 2
19.10. | 3
19.10. | 4
19.10. | 5
19.10. | 6
19.10. | 7
19.10. | 8
19.10. | 9
19.10. | 10
19.10. | 11
19.10. | 12
19.10. | 13
19.10. | 14
19.10. | 15
19.10. | 16
19.10. | 17
19.10. | 18
19.10. | 19
19.10. | 20
19.10. | 21
19.10. | 22
19.10. | 23
19.10. | 24
20.10. | 1
20.10. | 2
20.10. | 3
20.10. | 4
20.10. | 5
20.10. | 6
20.10. | 7
20.10. | 8
20.10. | 9
20.10. | 10
20.10. | 11
20.10. | 12
20.10. | 13
20.10. | 14
20.10. | 15
20.10. | 16
20.10. | 17
20.10. | 18
20.10. | 19
20.10. | 20
20.10. | 21
20.10. | 22
20.10. | 23
20.10. | 24
21.10. | 1
21.10. | 2
21.10. | 3
21.10. | 4
21.10. | 5
21.10. | 6
21.10. | 7
21.10. | 8
21.10. | 9
21.10. | 10
21.10. | 11
21.10. | 12
21.10. | 13
21.10. | 14
21.10. | 15
21.10. | 16
21.10. | 17
21.10. | 18
21.10. | 19
21.10. | 20
21.10. | 21
21.10. | 22
21.10. | 23
21.10. | 24
22.10. | 1
22.10. | 2
22.10. | 3
22.10. | 4
22.10. | 5
22.10. | 6
22.10. | 7
22.10. | 8
22.10. | 9
22.10. | 10
22.10. | 11
22.10. | 12
22.10. | 13
22.10. | 14
22.10. | 15
22.10. | 16
22.10. | 17
22.10. | 18
22.10. | 19
22.10. | 20
22.10. | 21
22.10. | 22
22.10. | 23
22.10. | 24
23.10. | 1
23.10. | 2
23.10. | 3
23.10. | 4
23.10. | 5
23.10. | 6
23.10. | 7
23.10. | 8
23.10. | 9
23.10. | 10
23.10. | 11
23.10. | 12
23.10. | 13
23.10. | 14
23.10. | 15
23.10. | 16
23.10. | 17
23.10. | 18
23.10. | 19
23.10. | 20
23.10. | 21
23.10. | 22
23.10. | 23
23.10. | 24
24.10. | 1
24.10. | 2
24.10. | 3
24.10. | 4
24.10. | 5
24.10. | 6
24.10. | 7
24.10. | 8
24.10. | 9
24.10. | 10
24.10. | 11
24.10. | 12
24.10. | 13
24.10. | 14
24.10. | 15
24.10. | 16
24.10. | 17
24.10. | 18
24.10. | 19
24.10. | 20
24.10. | 21
24.10. | 22
24.10. | 23
24.10. | 24
25.10. | 1
25.10. | 2
25.10. | 3
25.10. | 4
25.10. | 5
25.10. | 6
25.10. | 7
25.10. | 8
25.10. | 9
25.10. | 10
25.10. | 11
25.10. | 12
25.10. | 13
25.10. | 14
25.10. | 15
25.10. | 16
25.10. | 17
25.10. | 18
25.10. | 19
25.10. | 20
25.10. | 21
25.10. | 22
25.10. | 23
25.10. | 24
26.10. | 1
26.10. | 2
26.10. | 3
26.10. | 4
26.10. | 5
26.10. | 6
26.10. | 7
26.10. | 8
26.10. | 9
26.10. | 10
26.10. | 11
26.10. | 12
26.10. | 13
26.10. | 14
26.10. | 15
26.10. | 16
26.10. | 17
26.10. | 18
26.10. | 19
26.10. | 20
26.10. | 21
26.10. | 22
26.10. | 23
26.10. | 24
27.10. | 1
27.10. | 2
27.10. | 3
27.10. | 4
27.10. | 5
27.10. | 6
27.10. | 7
27.10. | 8
27.10. | 9
27.10. | 10
27.10. | 11
27.10. | 12
27.10. | 13
27.10. | 14
27.10. | 15
27.10. | 16
27.10. | 17
27.10. | 18
27.10. | 19
27.10. | 20
27.10. | 21
27.10. | 22
27.10. | 23
27.10. | 24
28.10. | 1
28.10. | 2
28.10. | 3
28.10. | 4
28.10. | 5
28.10. | 6
28.10. | 7
28.10. | 8
28.10. | 9
28.10. | 10
28.10. | 11
28.10. | 12
28.10. | 13
28.10. | 14
28.10. | 15
28.10. | 16
28.10. | 17
28.10. | 18
28.10. | 19
28.10. | 20
28.10. | 21
28.10. | 22
28.10. | 23
28.10. | 24
29.10. | 1
29.10. | 2
29.10. | 3
29.10. | 4
29.10. | 5
29.10. | 6
29.10. | 7
29.10. | 8
29.10. | 9
29.10. | 10
29.10. | 11
29.10. | 12
29.10. | 13
29.10. | 14
29.10. | 15
29.10. | 16
29.10. | 17
29.10. | 18
29.10. | 19
29.10. | 20
29.10. | 21
29.10. | 22
29.10. | 23
29.10. | 24
30.10. | 1
30.10. | 2
30.10. | 3
30.10. | 4
30.10. | 5
30.10. | 6
30.10. | 7
30.10. | 8
30.10. | 9
30.10. | 10
30.10. | 11
30.10. | 12
30.10. | 13
30.10. | 14
30.10. | 15
30.10. | 16
30.10. | 17
30.10. | 18
30.10. | 19
30.10. | 20
30.10. | 21
30.10. | 22
30.10. | 23
30.10. | 24
31.10. | 1
31.10. | 2
31.10. | 3
31.10. | 4
31.10. | 5
31.10. | 6
31.10. | 7
31.10. | 8
31.10. | 9
31.10. | 10
31.10. | 11
31.10. | 12
31.10. | 13
31.10. | 14
31.10. | 15
31.10. | 16
31.10. | 17
31.10. | 18
31.10. | 19
31.10. | 20
31.10. | 21
31.10. | 22
31.10. | 23
31.10. | 24
01.11. | 1
01.11. | 2
01.11. | 3
01.11. | 4
01.11. | 5
01.11. | 6
01.11. | 7
01.11. | 8
01.11. | 9
01.11. | 10
01.11. | 11
01.11. | 12
01.11. | 13
01.11. | 14
01.11. | 15
01.11. | 16
01.11. | 17
01.11. | 18
01.11. | 19
01.11. | 20
01.11. | 21
01.11. | 22
01.11. | 23
01.11. | 24
02.11. | 1
02.11. | 2
02.11. | 3
02.11. | 4
02.11. | 5
02.11. | 6
02.11. | 7
02.11. | 8
02.11. | 9
02.11. | 10
02.11. | 11
02.11. | 12
02.11. | 13
02.11. | 14
02.11. | 15
02.11. | 16
02.11. | 17
02.11. | 18
02.11. | 19
02.11. | 20
02.11. | 21
02.11. | 22
02.11. | 23
02.11. | 24
03.11. | 1
03.11. | 2
03.11. | 3
03.11. | 4
03.11. | 5
03.11. | 6
03.11. | 7
03.11. | 8
03.11. | 9
03.11. | 10
03.11. | 11
03.11. | 12
03.11. | 13
03.11. | 14
03.11. | 15
03.11. | 16
03.11. | 17
03.11. | 18
03.11. | 19
03.11. | 20
03.11. | 21
03.11. | 22
03.11. | 23
03.11. | 24
04.11. | 1
04.11. | 2
04.11. | 3
04.11. | 4
04.11. | 5
04.11. | 6
04.11. | 7
04.11. | 8
04.11. | 9
04.11. | 10
04.11. | 11
04.11. | 12
04.11. | 13
04.11. | 14
04.11. | 15
04.11. | 16
04.11. | 17
04.11. | 18
04.11. | 19
04.11. | 20
04.11. | 21
04.11. | 22
04.11. | 23
04.11. | 24
05.11. | 1
05.11. | 2
05.11. | 3
05.11. | 4
05.11. | 5
05.11. | 6
05.11. | 7
05.11. | 8
05.11. | 9
05.11. | 10
05.11. | 11
05.11. | 12
05.11. | 13
05.11. | 14
05.11. | 15
05.11. | 16
05.11. | 17
05.11. | 18
05.11. | 19
05.11. | 20
05.11. | 21
05.11. | 22
05.11. | 23
05.11. | 24
06.11. | 1
06.11. | 2
06.11. | 3
06.11. | 4
06.11. | 5
06.11. | 6
06.11. | 7
06.11. | 8
06.11. | 9
06.11. | 10
06.11. | 11
06.11. | 12
06.11. | 13
06.11. | 14
06.11. | 15
06.11. | 16
06.11. | 17
06.11. | 18
06.11. | 19
06.11. | 20
06.11. | 21
06.11. | 22
06.11. | 23
06.11. | 24
07.11. | 1
07.11. | 2
07.11. | 3
07.11. | 4
07.11. | 5
07.11. | 6
07.11. | 7
07.11. | 8
07.11. | 9
07.11. | 10
07.11. | 11
07.11. | 12
07.11. | 13
07.11. | 14
07.11. | 15
07.11. | 16
07.11. | 17
07.11. | 18
07.11. | 19
07.11. | 20
07.11. | 21
07.11. | 22
07.11. | 23
07.11. | 24
08.11. | 1
08.11. | 2
08.11. | 3
08.11. | 4
08.11. | 5
08.11. | 6
08.11. | 7
08.11. | 8
08.11. | 9
08.11. | 10
08.11. | 11
08.11. | 12
08.11. | 13
08.11. | 14
08.11. | 15
08.11. | 16
08.11. | 17
08.11. | 18
08.11. | 19
08.11. | 20
08.11. | 21
08.11. | 22
08.11. | 23
08.11. | 24
09.11. | 1
09.11. | 2
09.11. | 3
09.11. | 4
09.11. | 5
09.11. | 6
09.11. | 7
09.11. | 8
09.11. | 9
09.11. | 10
09.11. | 11
09.11. | 12
09.11. | 13
09.11. | 14
09.11. | 15
09.11. | 16
09.11. | 17
09.11. | 18
09.11. | 19
09.11. | 20
09.11. | 21
09.11. | 22
09.11. | 23
09.11. | 24
10.11. | 1
10.11. | 2
10.11. | 3
10.11. | 4
10.11. | 5
10.11. | 6
10.11. | 7
10.11. | 8
10.11. | 9
10.11. | 10
10.11. | 11
10.11. | 12
10.11. | 13
10.11. | 14
10.11. | 15
10.11. | 16
10.11. | 17
10.11. | 18
10.11. | 19
10.11. | 20
10.11. | 21
10.11. | 22
10.11. | 23
10.11. | 24
11.11. | 1
11.11. | 2
11.11. | 3
11.11. | 4
11.11. | 5
11.11. | 6
11.11. | 7
11.11. | 8
11.11. | 9
11.11. | 10
11.11. | 11
11.11. | 12
11.11. | 13
11.11. | 14
11.11. | 15
11.11. | 16
11.11. | 17
11.11. | 18
11.11. | 19
11.11. | 20
11.11. | 21
11.11. | 22
11.11. | 23
11.11. | 24
12.11. | 1
12.11. | 2
12.11. | 3
12.11. | 4
12.11. | 5
12.11. | 6
12.11. | 7
12.11. | 8
12.11. | 9
12.11. | 10
12.11. | 11
12.11. | 12
12.11. | 13
12.11. | 14
12.11. | 15
12.11. | 16
12.11. | 17
12.11. | 18
12.11. | 19
12.11. | 20
12.11. | 21
12.11. | 22
12.11. | 23
12.11. | 24
13.11. | 1
13.11. | 2
13.11. | 3
13.11. | 4
13.11. | 5
13.11. | 6
13.11. | 7
13.11. | 8
13.11. | 9
13.11. | 10
13.11. | 11
13.11. | 12
13.11. | 13
13.11. | 14
13.11. | 15
13.11. | 16
13.11. | 17
13.11. | 18
13.11. | 19
13.11. | 20
13.11. | 21
13.11. | 22
13.11. | 23
13.11. | 24
14.11. | 1
14.11. | 2
14.11. | 3
14.11. | 4
14.11. | 5
14.11. | 6
14.11. | 7
14.11. | 8
14.11. | 9
14.11. | 10
14.11. | 11
14.11. | 12
14.11. | 13
14.11. | 14
14.11. | 15
14.11. | 16
14.11. | 17
14.11. | 18
14.11. | 19
14.11. | 20
14.11. | 21
14.11. | 22
14.11. | 23
14.11. | 24
15.11. | 1
15.11. | 2
15.11. | 3
15.11. | 4
15.11. | 5
15.11. | 6
15.11. | 7
15.11. | 8
15.11. | 9
15.11. | 10
15.11. | 11
15.11. | 12
15.11. | 13
15.11. | 14
15.11. | 15
15.11. | 16
15.11. | 17
15.11. | 18
15.11. | 19
15.11. | 20
15.11. | 21
15.11. | 22
15.11. | 23
15.11. | 24
16.11. | 1
16.11. | 2
16.11. | 3
16.11. | 4
16.11. | 5
16.11. | 6
16.11. | 7
16.11. | 8
16.11. | 9
16.11. | 10
16.11. | 11
16.11. | 12
16.11. | 13
16.11. | 14
16.11. | 15
16.11. | 16
16.11. | 17
16.11. | 18
16.11. | 19
16.11. | 20
16.11. | 21
16.11. | 22
16.11. | 23
16.11. | 24
17.11. | 1
17.11. | 2
17.11. | 3
17.11. | 4
17.11. | 5
17.11. | 6
17.11. | 7
17.11. | 8
17.11. | 9
17.11. | 10
17.11. | 11
17.11. | 12
17.11. | 13
17.11. | 14
17.11. | 15
17.11. | 16
17.11. | 17
17.11. | 18
17.11. | 19
17.11. | 20
17.11. | 21
17.11. | 22
17.11. | 23
17.11. | 24
18.11. | 1
18.11. | 2
18.11. | 3
18.11. | 4
18.11. | 5
18.11. | 6
18.11. | 7
18.11. | 8
18.11. | 9
18.11. | 10
18.11. | 11
18.11. | 12
18.11. | 13
18.11. | 14
18.11. | 15
18.11. | 16
18.11. | 17
18.11. | 18
18.11. | 19
18.11. | 20
18.11. | 21
18.11. | 22
18.11. | 23
18.11. | 24
19.11. | 1
19.11. | 2
19.11. | 3
19.11. | 4
19.11. | 5
19.11. | 6
19.11. | 7
19.11. | 8
19.11. | 9
19.11. | 10
19.11. | 11
19.11. | 12
19.11. | 13
19.11. | 14
19.11. | 15
19.11. | 16
19.11. | 17
19.11. | 18
19.11. | 19
19.11. | 20
19.11. | 21
19.11. | 22
19.11. | 23
19.11. | 24
20.11. | 1
20.11. | 2
20.11. | 3
20.11. | 4
20.11. | 5
20.11. | 6
20.11. | 7
20.11. | 8
20.11. | 9
20.11. | 10
20.11. | 11
20.11. | 12
20.11. | 13
20.11. | 14
20.11. | 15
20.11. | 16
20.11. | 17
20.11. | 18
20.11. | 19
20.11. | 20
20.11. | 21
20.11. | 22
20.11. | 23
20.11. | 24
21.11. | 1
21.11. | 2
21.11. | 3
21.11. | 4
21.11. | 5
21.11. | 6
21.11. | 7
21.11. | 8
21.11. | 9
21.11. | 10
21.11. | 11
21.11. | 12
21.11. | 13
21.11. | 14
21.11. | 15
21.11. | 16
21.11. | 17
21.11. | 18
21.11. | 19
21.11. | 20
21.11. | 21
21.11. | 22
21.11. | 23
21.11. | 24
22.11. | 1
22.11. | 2
22.11. | 3
22.11. | 4
22.11. | 5
22.11. | 6
22.11. | 7
22.11. | 8
22.11. | 9
22.11. | 10
22.11. | 11
22.11. | 12
22.11. | 13
22.11. | 14
22.11. | 15
22.11. | 16
22.11. | 17
22.11. | 18
22.11. | 19
22.11. | 20
22.11. | 21
22.11. | 22
22.11. | 23
22.11. | 24
23.11. | 1
23.11. | 2
23.11. | 3
23.11. | 4
23.11. | 5
23.11. | 6
23.11. | 7
23.11. | 8
23.11. | 9
23.11. | 10
23.11. | 11
23.11. | 12
23.11. | 13
23.11. | 14
23.11. | 15
23.11. | 16
23.11. | 17
23.11. | 18
23.11. | 19
23.11. | 20
23.11. | 21
23.11. | 22
23.11. | 23
23.11. | 24
24.11. | 1
24.11. | 2
24.11. | 3
24.11. | 4
24.11. | 5
24.11. | 6
24.11. | 7
24.11. | 8
24.11. | 9
24.11. | 10
24.11. | 11
24.11. | 12
24.11. | 13
24.11. | 14
24.11. | 15
24.11. | 16
24.11. | 17
24.11. | 18
24.11. | 19
24.11. | 20
24.11. | 21
24.11. | 22
24.11. | 23
24.11. | 24
25.11. | 1
25.11. | 2
25.11. | 3
25.11. | 4
25.11. | 5
25.11. | 6
25.11. | 7
25.11. | 8
25.11. | 9
25.11. | 10
25.11. | 11
25.11. | 12
25.11. | 13
25.11. | 14
25.11. | 15
25.11. | 16
25.11. | 17
25.11. | 18
25.11. | 19
25.11. | 20
25.11. | 21
25.11. | 22
25.11. | 23
25.11. | 24
26.11. | 1
26.11. | 2
26.11. | 3
26.11. | 4
26.11. | 5
26.11. | 6
26.11. | 7
26.11. | 8
26.11. | 9
26.11. | 10
26.11. | 11
26.11. | 12
26.11. | 13
26.11. | 14
26.11. | 15
26.11. | 16
26.11. | 17
26.11. | 18
26.11. | 19
26.11. | 20
26.11. | 21
26.11. | 22
26.11. | 23
26.11. | 24
27.11. | 1
27.11. | 2
27.11. | 3
27.11. | 4
27.11. | 5
27.11. | 6
27.11. | 7
27.11. | 8
27.11. | 9
27.11. | 10
27.11. | 11
27.11. | 12
27.11. | 13
27.11. | 14
27.11. | 15
27.11. | 16
27.11. | 17
27.11. | 18
27.11. | 19
27.11. | 20
27.11. | 21
27.11. | 22
27.11. | 23
27.11. | 24
28.11. | 1
28.11. | 2
28.11. | 3
28.11. | 4
28.11. | 5
28.11. | 6
28.11. | 7
28.11. | 8
28.11. | 9
28.11. | 10
28.11. | 11
28.11. | 12
28.11. | 13
28.11. | 14
28.11. | 15
28.11. | 16
28.11. | 17
28.11. | 18
28.11. | 19
28.11. | 20
28.11. | 21
28.11. | 22
28.11. | 23
28.11. | 24
29.11. | 1
29.11. | 2
29.11. | 3
29.11. | 4
29.11. | 5
29.11. | 6
29.11. | 7
29.11. | 8
29.11. | 9
29.11. | 10
29.11. | 11
29.11. | 12
29.11. | 13
29.11. | 14
29.11. | 15
29.11. | 16
29.11. | 17
29.11. | 18
29.11. | 19
29.11. | 20
29.11. | 21
29.11. | 22
29.11. | 23
29.11. | 24
30.11. | 1
30.11. | 2
30.11. | 3
30.11. | 4
30.11. | 5
30.11. | 6
30.11. | 7
30.11. | 8
30.11. | 9
30.11. | 10
30.11. | 11
30.11. | 12
30.11. | 13
30.11. | 14
30.11. | 15
30.11. | 16
30.11. | 17
30.11. | 18
30.11. | 19
30.11. | 20
30.11. | 21
30.11. | 22
30.11. | 23
30.11. | 24
01.12. | 1
01.12. | 2
01.12. | 3
01.12. | 4
01.12. | 5
01.12. | 6
01.12. | 7
01.12. | 8
01.12. | 9
01.12. | 10
01.12. | 11
01.12. | 12
01.12. | 13
01.12. | 14
01.12. | 15
01.12. | 16
01.12. | 17
01.12. | 18
01.12. | 19
01.12. | 20
01.12. | 21
01.12. | 22
01.12. | 23
01.12. | 24
02.12. | 1
02.12. | 2
02.12. | 3
02.12. | 4
02.12. | 5
02.12. | 6
02.12. | 7
02.12. | 8
02.12. | 9
02.12. | 10
02.12. | 11
02.12. | 12
02.12. | 13
02.12. | 14
02.12. | 15
02.12. | 16
02.12. | 17
02.12. | 18
02.12. | 19
02.12. | 20
02.12. | 21
02.12. | 22
02.12. | 23
02.12. | 24
03.12. | 1
03.12. | 2
03.12. | 3
03.12. | 4
03.12. | 5
03.12. | 6
03.12. | 7
03.12. | 8
03.12. | 9
03.12. | 10
03.12. | 11
03.12. | 12
03.12. | 13
03.12. | 14
03.12. | 15
03.12. | 16
03.12. | 17
03.12. | 18
03.12. | 19
03.12. | 20
03.12. | 21
03.12. | 22
03.12. | 23
03.12. | 24
04.12. | 1
04.12. | 2
04.12. | 3
04.12. | 4
04.12. | 5
04.12. | 6
04.12. | 7
04.12. | 8
04.12. | 9
04.12. | 10
04.12. | 11
04.12. | 12
04.12. | 13
04.12. | 14
04.12. | 15
04.12. | 16
04.12. | 17
04.12. | 18
04.12. | 19
04.12. | 20
04.12. | 21
04.12. | 22
04.12. | 23
04.12. | 24
05.12. | 1
05.12. | 2
05.12. | 3
05.12. | 4
05.12. | 5
05.12. | 6
05.12. | 7
05.12. | 8
05.12. | 9
05.12. | 10
05.12. | 11
05.12. | 12
05.12. | 13
05.12. | 14
05.12. | 15
05.12. | 16
05.12. | 17
05.12. | 18
05.12. | 19
05.12. | 20
05.12. | 21
05.12. | 22
05.12. | 23
05.12. | 24
06.12. | 1
06.12. | 2
06.12. | 3
06.12. | 4
06.12. | 5
06.12. | 6
06.12. | 7
06.12. | 8
06.12. | 9
06.12. | 10
06.12. | 11
06.12. | 12
06.12. | 13
06.12. | 14
06.12. | 15
06.12. | 16
06.12. | 17
06.12. | 18
06.12. | 19
06.12. | 20
06.12. | 21
06.12. | 22
06.12. | 23
06.12. | 24
07.12. | 1
07.12. | 2
07.12. | 3
07.12. | 4
07.12. | 5
07.12. | 6
07.12. | 7
07.12. | 8
07.12. | 9
07.12. | 10
07.12. | 11
07.12. | 12
07.12. | 13
07.12. | 14
07.12. | 15
07.12. | 16
07.12. | 17
07.12. | 18
07.12. | 19
07.12. | 20
07.12. | 21
07.12. | 22
07.12. | 23
07.12. | 24
08.12. | 1
08.12. | 2
08.12. | 3
08.12. | 4
08.12. | 5
08.12. | 6
08.12. | 7
08.12. | 8
08.12. | 9
08.12. | 10
08.12. | 11
08.12. | 12
08.12. | 13
08.12. | 14
08.12. | 15
08.12. | 16
08.12. | 17
08.12. | 18
08.12. | 19
08.12. | 20
08.12. | 21
08.12. | 22
08.12. | 23
08.12. | 24
09.12. | 1
09.12. | 2
09.12. | 3
09.12. | 4
09.12. | 5
09.12. | 6
09.12. | 7
09.12. | 8
09.12. | 9
09.12. | 10
09.12. | 11
09.12. | 12
09.12. | 13
09.12. | 14
09.12. | 15
09.12. | 16
09.12. | 17
09.12. | 18
09.12. | 19
09.12. | 20
09.12. | 21
09.12. | 22
09.12. | 23
09.12. | 24
10.12. | 1
10.12. | 2
10.12. | 3
10.12. | 4
10.12. | 5
10.12. | 6
10.12. | 7
10.12. | 8
10.12. | 9
10.12. | 10
10.12. | 11
10.12. | 12
10.12. | 13
10.12. | 14
10.12. | 15
10.12. | 16
10.12. | 17
10.12. | 18
10.12. | 19
10.12. | 20
10.12. | 21
10.12. | 22
10.12. | 23
10.12. | 24
11.12. | 1
11.12. | 2
11.12. | 3
11.12. | 4
11.12. | 5
11.12. | 6
11.12. | 7
11.12. | 8
11.12. | 9
11.12. | 10
11.12. | 11
11.12. | 12
11.12. | 13
11.12. | 14
11.12. | 15
11.12. | 16
11.12. | 17
11.12. | 18
11.12. | 19
11.12. | 20
11.12. | 21
11.12. | 22
11.12. | 23
11.12. | 24
12.12. | 1
12.12. | 2
12.12. | 3
12.12. | 4
12.12. | 5
12.12. | 6
12.12. | 7
12.12. | 8
12.12. | 9
12.12. | 10
12.12. | 11
12.12. | 12
12.12. | 13
12.12. | 14
12.12. | 15
12.12. | 16
12.12. | 17
12.12. | 18
12.12. | 19
12.12. | 20
12.12. | 21
12.12. | 22
12.12. | 23
12.12. | 24
13.12. | 1
13.12. | 2
13.12. | 3
13.12. | 4
13.12. | 5
13.12. | 6
13.12. | 7
13.12. | 8
13.12. | 9
13.12. | 10
13.12. | 11
13.12. | 12
13.12. | 13
13.12. | 14
13.12. | 15
13.12. | 16
13.12. | 17
13.12. | 18
13.12. | 19
13.12. | 20
13.12. | 21
13.12. | 22
13.12. | 23
13.12. | 24
14.12. | 1
14.12. | 2
14.12. | 3
14.12. | 4
14.12. | 5
14.12. | 6
14.12. | 7
14.12. | 8
14.12. | 9
14.12. | 10
14.12. | 11
14.12. | 12
14.12. | 13
14.12. | 14
14.12. | 15
14.12. | 16
14.12. | 17
14.12. | 18
14.12. | 19
14.12. | 20
14.12. | 21
14.12. | 22
14.12. | 23
14.12. | 24
15.12. | 1
15.12. | 2
15.12. | 3
15.12. | 4
15.12. | 5
15.12. | 6
15.12. | 7
15.12. | 8
15.12. | 9
15.12. | 10
15.12. | 11
15.12. | 12
15.12. | 13
15.12. | 14
15.12. | 15
15.12. | 16
15.12. | 17
15.12. | 18
15.12. | 19
15.12. | 20
15.12. | 21
15.12. | 22
15.12. | 23
15.12. | 24
16.12. | 1
16.12. | 2
16.12. | 3
16.12. | 4
16.12. | 5
16.12. | 6
16.12. | 7
16.12. | 8
16.12. | 9
16.12. | 10
16.12. | 11
16.12. | 12
16.12. | 13
16.12. | 14
16.12. | 15
16.12. | 16
16.12. | 17
16.12. | 18
16.12. | 19
16.12. | 20
16.12. | 21
16.12. | 22
16.12. | 23
16.12. | 24
17.12. | 1
17.12. | 2
17.12. | 3
17.12. | 4
17.12. | 5
17.12. | 6
17.12. | 7
17.12. | 8
17.12. | 9
17.12. | 10
17.12. | 11
17.12. | 12
17.12. | 13
17.12. | 14
17.12. | 15
17.12. | 16
17.12. | 17
17.12. | 18
17.12. | 19
17.12. | 20
17.12. | 21
17.12. | 22
17.12. | 23
17.12. | 24
18.12. | 1
18.12. | 2
18.12. | 3
18.12. | 4
18.12. | 5
18.12. | 6
18.12. | 7
18.12. | 8
18.12. | 9
18.12. | 10
18.12. | 11
18.12. | 12
18.12. | 13
18.12. | 14
18.12. | 15
18.12. | 16
18.12. | 17
18.12. | 18
18.12. | 19
18.12. | 20
18.12. | 21
18.12. | 22
18.12. | 23
18.12. | 24
19.12. | 1
19.12. | 2
19.12. | 3
19.12. | 4
19.12. | 5
19.12. | 6
19.12. | 7
19.12. | 8
19.12. | 9
19.12. | 10
19.12. | 11
19.12. | 12
19.12. | 13
19.12. | 14
19.12. | 15
19.12. | 16
19.12. | 17
19.12. | 18
19.12. | 19
19.12. | 20
19.12. | 21
19.12. | 22
19.12. | 23
19.12. | 24
20.12. | 1
20.12. | 2
20.12. | 3
20.12. | 4
20.12. | 5
20.12. | 6
20.12. | 7
20.12. | 8
20.12. | 9
20.12. | 10
20.12. | 11
20.12. | 12
20.12. | 13
20.12. | 14
20.12. | 15
20.12. | 16
20.12. | 17
20.12. | 18
20.12. | 19
20.12. | 20
20.12. | 21
20.12. | 22
20.12. | 23
20.12. | 24
21.12. | 1
21.12. | 2
21.12. | 3
21.12. | 4
21.12. | 5
21.12. | 6
21.12. | 7
21.12. | 8
21.12. | 9
21.12. | 10
21.12. | 11
21.12. | 12
21.12. | 13
21.12. | 14
21.12. | 15
21.12. | 16
21.12. | 17
21.12. | 18
21.12. | 19
21.12. | 20
21.12. | 21
21.12. | 22
21.12. | 23
21.12. | 24
22.12. | 1
22.12. | 2
22.12. | 3
22.12. | 4
22.12. | 5
22.12. | 6
22.12. | 7
22.12. | 8
22.12. | 9
22.12. | 10
22.12. | 11
22.12. | 12
22.12. | 13
22.12. | 14
22.12. | 15
22.12. | 16
22.12. | 17
22.12. | 18
22.12. | 19
22.12. | 20
22.12. | 21
22.12. | 22
22.12. | 23
22.12. | 24
23.12. | 1
23.12. | 2
23.12. | 3
23.12. | 4
23.12. | 5
23.12. | 6
23.12. | 7
23.12. | 8
23.12. | 9
23.12. | 10
23.12. | 11
23.12. | 12
23.12. | 13
23.12. | 14
23.12. | 15
23.12. | 16
23.12. | 17
23.12. | 18
23.12. | 19
23.12. | 20
23.12. | 21
23.12. | 22
23.12. | 23
23.12. | 24
24.12. | 1
24.12. | 2
24.12. | 3
24.12. | 4
24.12. | 5
24.12. | 6
24.12. | 7
24.12. | 8
24.12. | 9
24.12. | 10
24.12. | 11
24.12. | 12
24.12. | 13
24.12. | 14
24.12. | 15
24.12. | 16
24.12. | 17
24.12. | 18
24.12. | 19
24.12. | 20
24.12. | 21
24.12. | 22
24.12. | 23
24.12. | 24
25.12. | 1
25.12. | 2
25.12. | 3
25.12. | 4
25.12. | 5
25.12. | 6
25.12. | 7
25.12. | 8
25.12. | 9
25.12. | 10
25.12. | 11
25.12. | 12
25.12. | 13
25.12. | 14
25.12. | 15
25.12. | 16
25.12. | 17
25.12. | 18
25.12. | 19
25.12. | 20
25.12. | 21
25.12. | 22
25.12. | 23
25.12. | 24
26.12. | 1
26.12. | 2
26.12. | 3
26.12. | 4
26.12. | 5
26.12. | 6
26.12. | 7
26.12. | 8
26.12. | 9
26.12. | 10
26.12. | 11
26.12. | 12
26.12. | 13
26.12. | 14
26.12. | 15
26.12. | 16
26.12. | 17
26.12. | 18
26.12. | 19
26.12. | 20
26.12. | 21
26.12. | 22
26.12. | 23
26.12. | 24
27.12. | 1
27.12. | 2
27.12. | 3
27.12. | 4
27.12. | 5
27.12. | 6
27.12. | 7
27.12. | 8
27.12. | 9
27.12. | 10
27.12. | 11
27.12. | 12
27.12. | 13
27.12. | 14
27.12. | 15
27.12. | 16
27.12. | 17
27.12. | 18
27.12. | 19
27.12. | 20
27.12. | 21
27.12. | 22
27.12. | 23
27.12. | 24
28.12. | 1
28.12. | 2
28.12. | 3
28.12. | 4
28.12. | 5
28.12. | 6
28.12. | 7
28.12. | 8
28.12. | 9
28.12. | 10
28.12. | 11
28.12. | 12
28.12. | 13
28.12. | 14
28.12. | 15
28.12. | 16
28.12. | 17
28.12. | 18
28.12. | 19
28.12. | 20
28.12. | 21
28.12. | 22
28.12. | 23
28.12. | 24
29.12. | 1
29.12. | 2
29.12. | 3
29.12. | 4
29.12. | 5
29.12. | 6
29.12. | 7
29.12. | 8
29.12. | 9
29.12. | 10
29.12. | 11
29.12. | 12
29.12. | 13
29.12. | 14
29.12. | 15
29.12. | 16
29.12. | 17
29.12. | 18
29.12. | 19
29.12. | 20
29.12. | 21
29.12. | 22
29.12. | 23
29.12. | 24
30.12. | 1
30.12. | 2
30.12. | 3
30.12. | 4
30.12. | 5
30.12. | 6
30.12. | 7
30.12. | 8
30.12. | 9
30.12. | 10
30.12. | 11
30.12. | 12
30.12. | 13
30.12. | 14
30.12. | 15
30.12. | 16
30.12. | 17
30.12. | 18
30.12. | 19
30.12. | 20
30.12. | 21
30.12. | 22
30.12. | 23
30.12. | 24
31.12. | 1
31.12. | 2
31.12. | 3
31.12. | 4
31.12. | 5
31.12. | 6
31.12. | 7
31.12. | 8
31.12. | 9
31.12. | 10
31.12. | 11
31.12. | 12
31.12. | 13
31.12. | 14
31.12. | 15
31.12. | 16
31.12. | 17
31.12. | 18
31.12. | 19
31.12. | 20
31.12. | 21
31.12. | 22
31.12. | 23
31.12. | 24

## Battery
ENTSO-E Market Modelling Database: Batteries
Country:
Market Node: | SK00
Year:
Climate year
Scenario
Type |  | Net maximum capacity - generation perspective (MW) | Net maximum capacity - demand perspective (MW) | Storage capacity (MWh) | Number of units | Average efficiency | Ramp up rate (MW/h) | Ramp down rate (MW/h)
Battery Total |  | 386 | 386 | 779 | 2 | 0.92 | 0 | 0
Battery Utility Scale |  | 256 | 256 | 512 | 1 | 0.92 | 0 | 0
Battery Residential |  | 130 | 130 | 267 | 1 | 0.92 | 0 | 0

## Electrolyser
ENTSO-E Market Modelling Database: Electrolysers
Country:
Market Node: | SK00
Year:
Climate year
Scenario
Type |  | Net maximum capacity (MW) | Number of units | Average efficiency | H2 storage (GWh) | Ramp up rate (MW/h) | Ramp down rate (MW/h) | Fixed generation reduction (% of max power output)
Electrolyser e-market Z1 |  | 131 | 5 | 0.8 | 0 | 0 | 0 | 0
Electrolyser e-market Z2 |  | 0 | 0 | 0 | 0 | 0 | 0 | 100
Electrolyser Shared RES Z1 |  | 0 | 0 | 0 | 0 | 0 | 0 | 100
Electrolyser Shared RES Z2 |  | 0 | 0 | 0 | 0 | 0 | 0 | 100
Electrolyser Dedicated RES Z1 |  | 0 | 0 | 0 | 0 | 0 | 0 | 100
Electrolyser Dedicated RES Z2 |  | 131 | 1 | 0.8 | 0 | 0 | 0 | 0

## Wind
ENTSO-E Market Modelling Database: Wind
Country:
Market Node: | SK00
Year:
Scenario
Installed capacities Onshore wind Total(GW): | 0.75
Installed capacities Onshore wind e-market (GW): | 0.75
Installed capacities Onshore wind dedicated (GW): | 0
Installed capacities Onshore wind Shared RES - H2Z1 (GW): | 0
Installed capacities Onshore wind Shared RES - H2Z2 (GW): | 0
Installed capacities Offshore wind Total (GW): | 0
Installed capacities Offshore wind e-market - hub ready (GW): | 0
Installed capacities Offshore wind dedicated - hub ready (GW): | 0
Installed capacities Offshore wind Shared RES - H2Z1 - hub ready (GW): | 0
Installed capacities Offshore wind Shared RES - H2Z2 - hub ready (GW): | 0
Installed capacities Offshore wind e-market - radial (GW): | 0
Installed capacities Offshore wind dedicated - radial (GW): | 0
Installed capacities Offshore wind Shared RES - H2Z1 - radial (GW): | 0
Installed capacities Offshore wind Shared RES - H2Z2 - radial (GW): | 0

## Solar
ENTSO-E Market Modelling Database: Solar
Country:
Market Node: | SK00
Year:
Scenario
Installed capacities Thermal Solar (GW): | 0
Installed capacities Photovoltaic (GW): | 1.4
Installed capacities Photovoltaic e-market (GW): | 0.028
Installed capacities Photovoltaic dedicated (GW): | 0
Installed capacities Photovoltaic Shared RES - H2Z1 (GW): | 0
Installed capacities Photovoltaic Shared RES - H2Z2 (GW): | 0
Installed capacities Rooftop (GW): | 1.372
Installed capacities Solar Thermal with Storage (GW): | 0
Storage capacities Solar Thermal with Storage (GWh): | 0

## Hydro
ENTSO-E Market Modelling Database: Hydro
Country:
Market Node: | SK00
Year:
Scenario
Hydro PEMMDB 3.4
Run of River - Total turbining capacity (MW) | 1423.3121
Pondage - Total reservoir capacity (GWh) | 11.7642
Pondage - Total turbining capacity (MW) | 202.88
Reservoir - Total reservoir capacity (GWh) | 17.2415
Reservoir - Total turbining capacity (MW) | 21.28
Pump Storage (open loop, with natural inflows) - Total reservoir capacity (GWh) | 48.0634
Pump Storage (open loop, with natural inflows) - Total turbining capacity (MW) | 276.2
Pump Storage (open loop, with natural inflows) - Total pumping capacity (MW) | -178.28
Pure Pump Storage (closed loop, no natural inflows) - Total reservoir capacity (GWh) | 4.196
Pure Pump Storage (closed loop, no natural inflows) - Total turbining capacity (MW) | 684.8
Pure Pump Storage (closed loop, no natural inflows) - Total pumping capacity (MW) | -618

## Other RES
ENTSO-E Market Modelling Database: Other RES
Country:
Market Node: | SK00
Year:
Scenario:
Installed capacity excl. clim.dependent bands (MW): | 289.3153 |  |  | Small Biomass | Geothermal | Marine | Waste | Not Defined / Splitting not known
N.B. use convention first January always Monday (2007 calendar year) --> see guidelines for further details |  |  | Installed capacity (MW): | 104.588 | 12 | 0 | 172.7273 | 0
Date | Hour | TOTAL Other RES Output (MW) (excl. climate dependent bands) |  | Output (MW) | Output (MW) | Output (MW) | Output (MW) | Output (MW)
01.01. | 1 | 237.0002 |  | 73.8576 | 9.588 | 0 | 153.5545 | 0
01.01. | 2 | 237.5858 |  | 73.925 | 9.588 | 0 | 154.0727 | 0
01.01. | 3 | 235.513 |  | 73.925 | 9.588 | 0 | 152 | 0
01.01. | 4 | 238.3736 |  | 74.1946 | 9.588 | 0 | 154.5909 | 0
01.01. | 5 | 234.9949 |  | 73.925 | 9.588 | 0 | 151.4818 | 0
01.01. | 6 | 227.1927 |  | 73.7228 | 9.588 | 0 | 143.8818 | 0
01.01. | 7 | 227.913 |  | 73.925 | 9.588 | 0 | 144.4 | 0
01.01. | 8 | 229.6403 |  | 73.925 | 9.588 | 0 | 146.1273 | 0
01.01. | 9 | 232.2312 |  | 73.925 | 9.588 | 0 | 148.7182 | 0
01.01. | 10 | 229.0842 |  | 74.0598 | 9.588 | 0 | 145.4364 | 0
01.01. | 11 | 232.4334 |  | 74.1272 | 9.588 | 0 | 148.7182 | 0
01.01. | 12 | 236.166 |  | 74.0598 | 9.588 | 0 | 152.5182 | 0
01.01. | 13 | 236.8569 |  | 74.0598 | 9.588 | 0 | 153.2091 | 0
01.01. | 14 | 238.3062 |  | 74.1272 | 9.588 | 0 | 154.5909 | 0
01.01. | 15 | 237.9312 |  | 73.925 | 9.588 | 0 | 154.4182 | 0
01.01. | 16 | 237.0466 |  | 73.3858 | 9.588 | 0 | 154.0727 | 0
01.01. | 17 | 235.4246 |  | 73.3184 | 9.588 | 0 | 152.5182 | 0
01.01. | 18 | 230.8284 |  | 73.3858 | 9.588 | 0 | 147.8545 | 0
01.01. | 19 | 234.1776 |  | 73.4532 | 9.588 | 0 | 151.1364 | 0
01.01. | 20 | 232.4588 |  | 73.1162 | 9.588 | 0 | 149.7545 | 0
01.01. | 21 | 229.6572 |  | 73.251 | 9.588 | 0 | 146.8182 | 0
01.01. | 22 | 231.9406 |  | 73.1162 | 9.588 | 0 | 149.2364 | 0
01.01. | 23 | 232.3829 |  | 73.3858 | 9.588 | 0 | 149.4091 | 0
01.01. | 24 | 234.0723 |  | 73.5206 | 9.588 | 0 | 150.9636 | 0
02.01. | 1 | 230.6936 |  | 73.251 | 9.588 | 0 | 147.8545 | 0
02.01. | 2 | 231.4224 |  | 73.1162 | 9.588 | 0 | 148.7182 | 0
02.01. | 3 | 228.9074 |  | 72.8466 | 9.588 | 0 | 146.4727 | 0
02.01. | 4 | 227.3738 |  | 73.3858 | 9.588 | 0 | 144.4 | 0
02.01. | 5 | 225.5792 |  | 73.3184 | 9.588 | 0 | 142.6727 | 0
02.01. | 6 | 226.7883 |  | 73.3184 | 9.588 | 0 | 143.8818 | 0
02.01. | 7 | 221.4422 |  | 72.9814 | 9.588 | 0 | 138.8727 | 0
02.01. | 8 | 226.5187 |  | 73.0488 | 9.588 | 0 | 143.8818 | 0
02.01. | 9 | 216.1007 |  | 68.3308 | 9.588 | 0 | 138.1818 | 0
02.01. | 10 | 221.7036 |  | 70.8246 | 9.588 | 0 | 141.2909 | 0
02.01. | 11 | 227.534 |  | 72.5096 | 9.588 | 0 | 145.4364 | 0
02.01. | 12 | 229.3287 |  | 72.577 | 9.588 | 0 | 147.1636 | 0
02.01. | 13 | 227.7572 |  | 73.251 | 9.588 | 0 | 144.9182 | 0
02.01. | 14 | 235.9049 |  | 73.4532 | 9.588 | 0 | 152.8636 | 0
02.01. | 15 | 233.0654 |  | 73.7228 | 9.588 | 0 | 149.7545 | 0
02.01. | 16 | 237.6996 |  | 73.5206 | 9.588 | 0 | 154.5909 | 0
02.01. | 17 | 230.3102 |  | 73.3858 | 9.588 | 0 | 147.3364 | 0
02.01. | 18 | 230.5209 |  | 73.251 | 9.588 | 0 | 147.6818 | 0
02.01. | 19 | 231.9322 |  | 73.4532 | 9.588 | 0 | 148.8909 | 0
02.01. | 20 | 232.7748 |  | 72.914 | 9.588 | 0 | 150.2727 | 0
02.01. | 21 | 236.7685 |  | 73.4532 | 9.588 | 0 | 153.7273 | 0
02.01. | 22 | 238.5927 |  | 73.7228 | 9.588 | 0 | 155.2818 | 0
02.01. | 23 | 237.4974 |  | 73.3184 | 9.588 | 0 | 154.5909 | 0
02.01. | 24 | 233.2381 |  | 73.7228 | 9.588 | 0 | 149.9273 | 0
03.01. | 1 | 232.345 |  | 73.5206 | 9.588 | 0 | 149.2364 | 0
03.01. | 2 | 230.445 |  | 73.5206 | 9.588 | 0 | 147.3364 | 0
03.01. | 3 | 229.4466 |  | 73.3858 | 9.588 | 0 | 146.4727 | 0
03.01. | 4 | 232.8801 |  | 72.8466 | 9.588 | 0 | 150.4455 | 0
03.01. | 5 | 231.018 |  | 72.7118 | 9.588 | 0 | 148.7182 | 0
03.01. | 6 | 223.418 |  | 72.7118 | 9.588 | 0 | 141.1182 | 0
03.01. | 7 | 221.6149 |  | 72.9814 | 9.588 | 0 | 139.0455 | 0
03.01. | 8 | 226.4723 |  | 73.5206 | 9.588 | 0 | 143.3636 | 0
03.01. | 9 | 211.3703 |  | 59.9732 | 9.588 | 0 | 141.8091 | 0
03.01. | 10 | 217.5127 |  | 60.2428 | 9.588 | 0 | 147.6818 | 0
03.01. | 11 | 215.3936 |  | 60.7146 | 9.588 | 0 | 145.0909 | 0
03.01. | 12 | 208.5139 |  | 60.9168 | 9.588 | 0 | 138.0091 | 0
03.01. | 13 | 205.3754 |  | 60.7146 | 9.588 | 0 | 135.0727 | 0
03.01. | 14 | 208.8973 |  | 60.782 | 9.588 | 0 | 138.5273 | 0
03.01. | 15 | 210.9026 |  | 60.7146 | 9.588 | 0 | 140.6 | 0
03.01. | 16 | 209.6936 |  | 60.7146 | 9.588 | 0 | 139.3909 | 0
03.01. | 17 | 210.8732 |  | 60.5124 | 9.588 | 0 | 140.7727 | 0
03.01. | 18 | 212.908 |  | 60.6472 | 9.588 | 0 | 142.6727 | 0
03.01. | 19 | 225.9587 |  | 69.207 | 9.588 | 0 | 147.1636 | 0
03.01. | 20 | 229.8258 |  | 72.0378 | 9.588 | 0 | 148.2 | 0
03.01. | 21 | 226.565 |  | 72.577 | 9.588 | 0 | 144.4 | 0
03.01. | 22 | 226.9484 |  | 72.4422 | 9.588 | 0 | 144.9182 | 0
03.01. | 23 | 225.8447 |  | 72.3748 | 9.588 | 0 | 143.8818 | 0
03.01. | 24 | 227.93 |  | 73.251 | 9.588 | 0 | 145.0909 | 0
04.01. | 1 | 227.2096 |  | 73.0488 | 9.588 | 0 | 144.5727 | 0
04.01. | 2 | 226.7883 |  | 73.3184 | 9.588 | 0 | 143.8818 | 0
04.01. | 3 | 226.0594 |  | 73.4532 | 9.588 | 0 | 143.0182 | 0
04.01. | 4 | 226.7378 |  | 72.577 | 9.588 | 0 | 144.5727 | 0
04.01. | 5 | 223.6792 |  | 73.3184 | 9.588 | 0 | 140.7727 | 0
04.01. | 6 | 223.3042 |  | 73.1162 | 9.588 | 0 | 140.6 | 0
04.01. | 7 | 222.0067 |  | 72.5096 | 9.588 | 0 | 139.9091 | 0
04.01. | 8 | 223.2158 |  | 72.5096 | 9.588 | 0 | 141.1182 | 0
04.01. | 9 | 220.4691 |  | 71.8356 | 9.588 | 0 | 139.0455 | 0
04.01. | 10 | 221.0757 |  | 72.4422 | 9.588 | 0 | 139.0455 | 0
04.01. | 11 | 218.9566 |  | 72.914 | 9.588 | 0 | 136.4545 | 0
04.01. | 12 | 221.1052 |  | 72.6444 | 9.588 | 0 | 138.8727 | 0
04.01. | 13 | 225.1453 |  | 72.7118 | 9.588 | 0 | 142.8455 | 0
04.01. | 14 | 221.5475 |  | 72.914 | 9.588 | 0 | 139.0455 | 0
04.01. | 15 | 224.6566 |  | 72.914 | 9.588 | 0 | 142.1545 | 0
04.01. | 16 | 226.1143 |  | 72.6444 | 9.588 | 0 | 143.8818 | 0
04.01. | 17 | 223.734 |  | 72.5096 | 9.588 | 0 | 141.6364 | 0
04.01. | 18 | 225.6804 |  | 72.0378 | 9.588 | 0 | 144.0545 | 0
04.01. | 19 | 225.655 |  | 73.0488 | 9.588 | 0 | 143.0182 | 0
04.01. | 20 | 225.0525 |  | 73.6554 | 9.588 | 0 | 141.8091 | 0
04.01. | 21 | 226.1058 |  | 72.9814 | 9.588 | 0 | 143.5364 | 0
04.01. | 22 | 225.2422 |  | 72.9814 | 9.588 | 0 | 142.6727 | 0
04.01. | 23 | 226.9694 |  | 72.9814 | 9.588 | 0 | 144.4 | 0
04.01. | 24 | 225.7688 |  | 72.6444 | 9.588 | 0 | 143.5364 | 0
05.01. | 1 | 226.4513 |  | 72.9814 | 9.588 | 0 | 143.8818 | 0
05.01. | 2 | 223.9362 |  | 72.7118 | 9.588 | 0 | 141.6364 | 0
05.01. | 3 | 222.803 |  | 72.4422 | 9.588 | 0 | 140.7727 | 0
05.01. | 4 | 223.0052 |  | 72.6444 | 9.588 | 0 | 140.7727 | 0
05.01. | 5 | 221.8256 |  | 72.8466 | 9.588 | 0 | 139.3909 | 0
05.01. | 6 | 221.4422 |  | 72.9814 | 9.588 | 0 | 138.8727 | 0
05.01. | 7 | 219.4117 |  | 71.2964 | 9.588 | 0 | 138.5273 | 0
05.01. | 8 | 223.6202 |  | 72.914 | 9.588 | 0 | 141.1182 | 0
05.01. | 9 | 215.481 |  | 72.3748 | 9.588 | 0 | 133.5182 | 0
05.01. | 10 | 219.1337 |  | 71.3638 | 9.588 | 0 | 138.1818 | 0
05.01. | 11 | 217.3516 |  | 72.1726 | 9.588 | 0 | 135.5909 | 0
05.01. | 12 | 206.319 |  | 61.6582 | 9.588 | 0 | 135.0727 | 0
05.01. | 13 | 204.6506 |  | 62.0626 | 9.588 | 0 | 133 | 0
05.01. | 14 | 208.4296 |  | 61.5234 | 9.588 | 0 | 137.3182 | 0
05.01. | 15 | 211.016 |  | 65.837 | 9.588 | 0 | 135.5909 | 0
05.01. | 16 | 216.2901 |  | 70.4202 | 9.588 | 0 | 136.2818 | 0
05.01. | 17 | 221.1516 |  | 72.1726 | 9.588 | 0 | 139.3909 | 0
05.01. | 18 | 224.724 |  | 72.9814 | 9.588 | 0 | 142.1545 | 0
05.01. | 19 | 224.5177 |  | 71.566 | 9.588 | 0 | 143.3636 | 0
05.01. | 20 | 223.3296 |  | 72.1052 | 9.588 | 0 | 141.6364 | 0
05.01. | 21 | 220.2754 |  | 71.2964 | 9.588 | 0 | 139.3909 | 0
05.01. | 22 | 221.497 |  | 72.1726 | 9.588 | 0 | 139.7364 | 0
05.01. | 23 | 218.2236 |  | 71.8356 | 9.588 | 0 | 136.8 | 0
05.01. | 24 | 221.0842 |  | 72.1052 | 9.588 | 0 | 139.3909 | 0
06.01. | 1 | 220.6713 |  | 72.0378 | 9.588 | 0 | 139.0455 | 0
06.01. | 2 | 218.4722 |  | 71.566 | 9.588 | 0 | 137.3182 | 0
06.01. | 3 | 219.7023 |  | 72.1052 | 9.588 | 0 | 138.0091 | 0
06.01. | 4 | 210.4888 |  | 71.7008 | 9.588 | 0 | 129.2 | 0
06.01. | 5 | 212.8945 |  | 70.8246 | 9.588 | 0 | 132.4818 | 0
06.01. | 6 | 215.5738 |  | 71.4312 | 9.588 | 0 | 134.5545 | 0
06.01. | 7 | 215.5528 |  | 70.892 | 9.588 | 0 | 135.0727 | 0
06.01. | 8 | 216.1932 |  | 70.1506 | 9.588 | 0 | 136.4545 | 0
06.01. | 9 | 218.5988 |  | 69.2744 | 9.588 | 0 | 139.7364 | 0
06.01. | 10 | 214.6051 |  | 68.7352 | 9.588 | 0 | 136.2818 | 0
06.01. | 11 | 211.9888 |  | 69.7462 | 9.588 | 0 | 132.6545 | 0
06.01. | 12 | 215.4644 |  | 70.2854 | 9.588 | 0 | 135.5909 | 0
06.01. | 13 | 220.903 |  | 72.4422 | 9.588 | 0 | 138.8727 | 0
06.01. | 14 | 224.1553 |  | 72.24 | 9.588 | 0 | 142.3273 | 0
06.01. | 15 | 223.5992 |  | 72.3748 | 9.588 | 0 | 141.6364 | 0
06.01. | 16 | 221.3074 |  | 72.8466 | 9.588 | 0 | 138.8727 | 0
06.01. | 17 | 222.0826 |  | 72.24 | 9.588 | 0 | 140.2545 | 0
06.01. | 18 | 223.9278 |  | 73.0488 | 9.588 | 0 | 141.2909 | 0
06.01. | 19 | 223.3506 |  | 72.6444 | 9.588 | 0 | 141.1182 | 0
06.01. | 20 | 220.8061 |  | 72.1726 | 9.588 | 0 | 139.0455 | 0
06.01. | 21 | 219.1337 |  | 71.3638 | 9.588 | 0 | 138.1818 | 0
06.01. | 22 | 221.1979 |  | 71.7008 | 9.588 | 0 | 139.9091 | 0
06.01. | 23 | 216.5722 |  | 71.566 | 9.588 | 0 | 135.4182 | 0
06.01. | 24 | 218.8302 |  | 72.4422 | 9.588 | 0 | 136.8 | 0
07.01. | 1 | 215.5653 |  | 71.7682 | 9.588 | 0 | 134.2091 | 0
07.01. | 2 | 216.1509 |  | 71.8356 | 9.588 | 0 | 134.7273 | 0
07.01. | 3 | 209.4525 |  | 71.7008 | 9.588 | 0 | 128.1636 | 0
07.01. | 4 | 207.0891 |  | 70.892 | 9.588 | 0 | 126.6091 | 0
07.01. | 5 | 206.4782 |  | 71.8356 | 9.588 | 0 | 125.0545 | 0
07.01. | 6 | 208.8415 |  | 72.6444 | 9.588 | 0 | 126.6091 | 0
07.01. | 7 | 210.8469 |  | 72.577 | 9.588 | 0 | 128.6818 | 0
07.01. | 8 | 209.5873 |  | 71.8356 | 9.588 | 0 | 128.1636 | 0
07.01. | 9 | 210.2613 |  | 72.5096 | 9.588 | 0 | 128.1636 | 0
07.01. | 10 | 210.5099 |  | 72.24 | 9.588 | 0 | 128.6818 | 0
07.01. | 11 | 211.2302 |  | 72.4422 | 9.588 | 0 | 129.2 | 0
07.01. | 12 | 206.2086 |  | 71.566 | 9.588 | 0 | 125.0545 | 0
07.01. | 13 | 215.0302 |  | 72.4422 | 9.588 | 0 | 133 | 0
07.01. | 14 | 215.0302 |  | 72.4422 | 9.588 | 0 | 133 | 0
07.01. | 15 | 211.5842 |  | 72.1052 | 9.588 | 0 | 129.8909 | 0
07.01. | 16 | 213.2356 |  | 72.3748 | 9.588 | 0 | 131.2727 | 0
07.01. | 17 | 214.213 |  | 71.9704 | 9.588 | 0 | 132.6545 | 0
07.01. | 18 | 217.1704 |  | 72.5096 | 9.588 | 0 | 135.0727 | 0
07.01. | 19 | 216.6396 |  | 71.6334 | 9.588 | 0 | 135.4182 | 0
07.01. | 20 | 209.2302 |  | 59.9058 | 9.588 | 0 | 139.7364 | 0
07.01. | 21 | 209.2218 |  | 60.2428 | 9.588 | 0 | 139.3909 | 0
07.01. | 22 | 203.96 |  | 59.2992 | 9.588 | 0 | 135.0727 | 0
07.01. | 23 | 212.2292 |  | 67.0502 | 9.588 | 0 | 135.5909 | 0
07.01. | 24 | 211.5129 |  | 68.0612 | 9.588 | 0 | 133.8636 | 0
08.01. | 1 | 209.1114 |  | 70.1506 | 9.588 | 0 | 129.3727 | 0
08.01. | 2 | 210.7587 |  | 69.207 | 9.588 | 0 | 131.9636 | 0
08.01. | 3 | 213.1305 |  | 69.6788 | 9.588 | 0 | 133.8636 | 0
08.01. | 4 | 208.189 |  | 66.9828 | 9.588 | 0 | 131.6182 | 0
08.01. | 5 | 200.9514 |  | 66.3088 | 9.588 | 0 | 125.0545 | 0
08.01. | 6 | 200.8461 |  | 66.3762 | 9.588 | 0 | 124.8818 | 0
08.01. | 7 | 200.5724 |  | 64.8934 | 9.588 | 0 | 126.0909 | 0
08.01. | 8 | 194.1225 |  | 64.489 | 9.588 | 0 | 120.0455 | 0
08.01. | 9 | 198.0952 |  | 64.489 | 9.588 | 0 | 124.0182 | 0
08.01. | 10 | 199.4981 |  | 65.0282 | 9.588 | 0 | 124.8818 | 0
08.01. | 11 | 201.8278 |  | 64.4216 | 9.588 | 0 | 127.8182 | 0
08.01. | 12 | 198.4617 |  | 65.0282 | 9.588 | 0 | 123.8455 | 0
08.01. | 13 | 199.8351 |  | 65.3652 | 9.588 | 0 | 124.8818 | 0
08.01. | 14 | 200.4586 |  | 65.2978 | 9.588 | 0 | 125.5727 | 0
08.01. | 15 | 203.6561 |  | 65.9044 | 9.588 | 0 | 128.1636 | 0
08.01. | 16 | 205.2947 |  | 68.0612 | 9.588 | 0 | 127.6455 | 0
08.01. | 17 | 206.3562 |  | 69.8136 | 9.588 | 0 | 126.9545 | 0
08.01. | 18 | 203.4029 |  | 70.4876 | 9.588 | 0 | 123.3273 | 0
08.01. | 19 | 208.0581 |  | 70.8246 | 9.588 | 0 | 127.6455 | 0
08.01. | 20 | 205.8126 |  | 70.8246 | 9.588 | 0 | 125.4 | 0
08.01. | 21 | 205.918 |  | 70.7572 | 9.588 | 0 | 125.5727 | 0
08.01. | 22 | 202.9521 |  | 70.555 | 9.588 | 0 | 122.8091 | 0
08.01. | 23 | 206.8195 |  | 70.6224 | 9.588 | 0 | 126.6091 | 0
08.01. | 24 | 200.9468 |  | 70.6224 | 9.588 | 0 | 120.7364 | 0
09.01. | 1 | 200.2559 |  | 70.6224 | 9.588 | 0 | 120.0455 | 0
09.01. | 2 | 202.1854 |  | 70.8246 | 9.588 | 0 | 121.7727 | 0
09.01. | 3 | 203.8073 |  | 70.892 | 9.588 | 0 | 123.3273 | 0
09.01. | 4 | 205.1976 |  | 70.555 | 9.588 | 0 | 125.0545 | 0
09.01. | 5 | 200.5214 |  | 69.6788 | 9.588 | 0 | 121.2545 | 0
09.01. | 6 | 196.6798 |  | 63.0736 | 9.588 | 0 | 124.0182 | 0
09.01. | 7 | 195.4705 |  | 65.837 | 9.588 | 0 | 120.0455 | 0
09.01. | 8 | 193.8527 |  | 66.9828 | 9.588 | 0 | 117.2818 | 0
09.01. | 9 | 200.6603 |  | 71.0268 | 9.588 | 0 | 120.0455 | 0
09.01. | 10 | 204.6371 |  | 72.24 | 9.588 | 0 | 122.8091 | 0
09.01. | 11 | 205.4754 |  | 73.251 | 9.588 | 0 | 122.6364 | 0
09.01. | 12 | 208.1042 |  | 73.1162 | 9.588 | 0 | 125.4 | 0
09.01. | 13 | 208.1927 |  | 73.7228 | 9.588 | 0 | 124.8818 | 0
09.01. | 14 | 206.2422 |  | 72.9814 | 9.588 | 0 | 123.6727 | 0
09.01. | 15 | 210.7836 |  | 73.7228 | 9.588 | 0 | 127.4727 | 0
09.01. | 16 | 213.8506 |  | 72.6444 | 9.588 | 0 | 131.6182 | 0
09.01. | 17 | 208.6688 |  | 72.6444 | 9.588 | 0 | 126.4364 | 0
09.01. | 18 | 209.9748 |  | 72.914 | 9.588 | 0 | 127.4727 | 0
09.01. | 19 | 210.6236 |  | 71.8356 | 9.588 | 0 | 129.2 | 0
09.01. | 20 | 208.9133 |  | 71.1616 | 9.588 | 0 | 128.1636 | 0
09.01. | 21 | 209.8064 |  | 71.3638 | 9.588 | 0 | 128.8545 | 0
09.01. | 22 | 207.7421 |  | 71.0268 | 9.588 | 0 | 127.1273 | 0
09.01. | 23 | 206.4362 |  | 70.7572 | 9.588 | 0 | 126.0909 | 0
09.01. | 24 | 202.2528 |  | 70.892 | 9.588 | 0 | 121.7727 | 0
10.01. | 1 | 201.1744 |  | 69.8136 | 9.588 | 0 | 121.7727 | 0
10.01. | 2 | 202.1264 |  | 70.4202 | 9.588 | 0 | 122.1182 | 0
10.01. | 3 | 201.1364 |  | 69.9484 | 9.588 | 0 | 121.6 | 0
10.01. | 4 | 201.6926 |  | 69.8136 | 9.588 | 0 | 122.2909 | 0
10.01. | 5 | 203.5841 |  | 70.1506 | 9.588 | 0 | 123.8455 | 0
10.01. | 6 | 203.7358 |  | 69.6114 | 9.588 | 0 | 124.5364 | 0
10.01. | 7 | 201.1828 |  | 69.4766 | 9.588 | 0 | 122.1182 | 0
10.01. | 8 | 202.8932 |  | 70.1506 | 9.588 | 0 | 123.1545 | 0
10.01. | 9 | 202.8132 |  | 69.207 | 9.588 | 0 | 124.0182 | 0
10.01. | 10 | 199.9358 |  | 69.6114 | 9.588 | 0 | 120.7364 | 0
10.01. | 11 | 198.7941 |  | 69.6788 | 9.588 | 0 | 119.5273 | 0
10.01. | 12 | 196.0095 |  | 69.1396 | 9.588 | 0 | 117.2818 | 0
10.01. | 13 | 196.7088 |  | 68.8026 | 9.588 | 0 | 118.3182 | 0
10.01. | 14 | 197.88 |  | 68.9374 | 9.588 | 0 | 119.3545 | 0
10.01. | 15 | 198.5709 |  | 68.9374 | 9.588 | 0 | 120.0455 | 0
10.01. | 16 | 200.2602 |  | 69.0722 | 9.588 | 0 | 121.6 | 0
10.01. | 17 | 201.8484 |  | 70.4876 | 9.588 | 0 | 121.7727 | 0
10.01. | 18 | 204.7553 |  | 70.2854 | 9.588 | 0 | 124.8818 | 0
10.01. | 19 | 203.6684 |  | 69.544 | 9.588 | 0 | 124.5364 | 0
10.01. | 20 | 202.0759 |  | 69.6788 | 9.588 | 0 | 122.8091 | 0
10.01. | 21 | 207.759 |  | 70.3528 | 9.588 | 0 | 127.8182 | 0
10.01. | 22 | 207.0766 |  | 70.0158 | 9.588 | 0 | 127.4727 | 0
10.01. | 23 | 208.3741 |  | 70.6224 | 9.588 | 0 | 128.1636 | 0
10.01. | 24 | 209.3766 |  | 71.9704 | 9.588 | 0 | 127.8182 | 0
11.01. | 1 | 204.8268 |  | 71.566 | 9.588 | 0 | 123.6727 | 0
11.01. | 2 | 207.4302 |  | 72.4422 | 9.588 | 0 | 125.4 | 0
11.01. | 3 | 206.7478 |  | 72.1052 | 9.588 | 0 | 125.0545 | 0
11.01. | 4 | 206.4992 |  | 72.3748 | 9.588 | 0 | 124.5364 | 0
11.01. | 5 | 205.8757 |  | 72.4422 | 9.588 | 0 | 123.8455 | 0
11.01. | 6 | 201.6544 |  | 72.7118 | 9.588 | 0 | 119.3545 | 0
11.01. | 7 | 200.1462 |  | 72.24 | 9.588 | 0 | 118.3182 | 0
11.01. | 8 | 207.818 |  | 70.7572 | 9.588 | 0 | 127.4727 | 0
11.01. | 9 | 206.8447 |  | 72.3748 | 9.588 | 0 | 124.8818 | 0
11.01. | 10 | 203.3396 |  | 71.6334 | 9.588 | 0 | 122.1182 | 0
11.01. | 11 | 201.2164 |  | 70.892 | 9.588 | 0 | 120.7364 | 0
11.01. | 12 | 208.3572 |  | 71.2964 | 9.588 | 0 | 127.4727 | 0
11.01. | 13 | 209.6083 |  | 72.3748 | 9.588 | 0 | 127.6455 | 0
11.01. | 14 | 209.9663 |  | 73.251 | 9.588 | 0 | 127.1273 | 0
11.01. | 15 | 209.5619 |  | 72.8466 | 9.588 | 0 | 127.1273 | 0
11.01. | 16 | 203.6602 |  | 67.1176 | 9.588 | 0 | 126.9545 | 0
11.01. | 17 | 203.7358 |  | 69.6114 | 9.588 | 0 | 124.5364 | 0
11.01. | 18 | 212.7553 |  | 72.24 | 9.588 | 0 | 130.9273 | 0
11.01. | 19 | 207.4938 |  | 68.533 | 9.588 | 0 | 129.3727 | 0
11.01. | 20 | 210.7543 |  | 70.7572 | 9.588 | 0 | 130.4091 | 0
11.01. | 21 | 210.312 |  | 70.4876 | 9.588 | 0 | 130.2364 | 0
11.01. | 22 | 209.381 |  | 70.4202 | 9.588 | 0 | 129.3727 | 0
11.01. | 23 | 210.986 |  | 71.1616 | 9.588 | 0 | 130.2364 | 0
11.01. | 24 | 210.9986 |  | 72.0378 | 9.588 | 0 | 129.3727 | 0
12.01. | 1 | 210.0381 |  | 71.7682 | 9.588 | 0 | 128.6818 | 0
12.01. | 2 | 206.9584 |  | 71.9704 | 9.588 | 0 | 125.4 | 0
12.01. | 3 | 208.7616 |  | 71.7008 | 9.588 | 0 | 127.4727 | 0
12.01. | 4 | 208.2898 |  | 71.229 | 9.588 | 0 | 127.4727 | 0
12.01. | 5 | 208.9343 |  | 71.7008 | 9.588 | 0 | 127.6455 | 0
12.01. | 6 | 207.6283 |  | 71.4312 | 9.588 | 0 | 126.6091 | 0
12.01. | 7 | 202.2528 |  | 70.892 | 9.588 | 0 | 121.7727 | 0
12.01. | 8 | 194.9272 |  | 64.0846 | 9.588 | 0 | 121.2545 | 0
12.01. | 9 | 204.9575 |  | 70.4876 | 9.588 | 0 | 124.8818 | 0
12.01. | 10 | 207.6578 |  | 71.6334 | 9.588 | 0 | 126.4364 | 0
12.01. | 11 | 212.2161 |  | 71.7008 | 9.588 | 0 | 130.9273 | 0
12.01. | 12 | 211.222 |  | 70.0158 | 9.588 | 0 | 131.6182 | 0
12.01. | 13 | 211.4832 |  | 70.6224 | 9.588 | 0 | 131.2727 | 0
12.01. | 14 | 201.8989 |  | 71.229 | 9.588 | 0 | 121.0818 | 0
12.01. | 15 | 202.08 |  | 70.892 | 9.588 | 0 | 121.6 | 0
12.01. | 16 | 197.3956 |  | 67.5894 | 9.588 | 0 | 120.2182 | 0
12.01. | 17 | 201.1785 |  | 71.0268 | 9.588 | 0 | 120.5636 | 0
12.01. | 18 | 197.4968 |  | 66.3088 | 9.588 | 0 | 121.6 | 0
12.01. | 19 | 205.5008 |  | 72.24 | 9.588 | 0 | 123.6727 | 0
12.01. | 20 | 214.4236 |  | 71.8356 | 9.588 | 0 | 133 | 0
12.01. | 21 | 214.7606 |  | 72.1726 | 9.588 | 0 | 133 | 0
12.01. | 22 | 216.0835 |  | 71.7682 | 9.588 | 0 | 134.7273 | 0
12.01. | 23 | 219.0114 |  | 72.1052 | 9.588 | 0 | 137.3182 | 0
12.01. | 24 | 219.3907 |  | 70.7572 | 9.588 | 0 | 139.0455 | 0
13.01. | 1 | 217.1916 |  | 70.2854 | 9.588 | 0 | 137.3182 | 0
13.01. | 2 | 214.5628 |  | 70.4202 | 9.588 | 0 | 134.5545 | 0
13.01. | 3 | 214.2678 |  | 71.1616 | 9.588 | 0 | 133.5182 | 0
13.01. | 4 | 211.6349 |  | 70.0832 | 9.588 | 0 | 131.9636 | 0
13.01. | 5 | 207.8687 |  | 68.7352 | 9.588 | 0 | 129.5455 | 0
13.01. | 6 | 212.2164 |  | 68.9374 | 9.588 | 0 | 133.6909 | 0
13.01. | 7 | 215.2747 |  | 70.9594 | 9.588 | 0 | 134.7273 | 0
13.01. | 8 | 215.5528 |  | 70.892 | 9.588 | 0 | 135.0727 | 0
13.01. | 9 | 211.0536 |  | 68.4656 | 9.588 | 0 | 133 | 0
13.01. | 10 | 215.6289 |  | 67.859 | 9.588 | 0 | 138.1818 | 0
13.01. | 11 | 216.4461 |  | 68.3308 | 9.588 | 0 | 138.5273 | 0
13.01. | 12 | 214.1038 |  | 68.0612 | 9.588 | 0 | 136.4545 | 0
13.01. | 13 | 215.4392 |  | 68.533 | 9.588 | 0 | 137.3182 | 0
13.01. | 14 | 217.6004 |  | 69.1396 | 9.588 | 0 | 138.8727 | 0
13.01. | 15 | 214.3355 |  | 68.4656 | 9.588 | 0 | 136.2818 | 0
13.01. | 16 | 208.3284 |  | 62.804 | 9.588 | 0 | 135.9364 | 0
13.01. | 17 | 204.2926 |  | 61.1864 | 9.588 | 0 | 133.5182 | 0
13.01. | 18 | 209.1623 |  | 65.3652 | 9.588 | 0 | 134.2091 | 0
13.01. | 19 | 210.0598 |  | 64.0172 | 9.588 | 0 | 136.4545 | 0
13.01. | 20 | 212.8655 |  | 65.0956 | 9.588 | 0 | 138.1818 | 0
13.01. | 21 | 215.0645 |  | 65.5674 | 9.588 | 0 | 139.9091 | 0
13.01. | 22 | 217.6849 |  | 65.7696 | 9.588 | 0 | 142.3273 | 0
13.01. | 23 | 204.4874 |  | 54.2994 | 9.588 | 0 | 140.6 | 0
13.01. | 24 | 198.6891 |  | 48.3284 | 9.588 | 0 | 140.7727 | 0
14.01. | 1 | 203.4805 |  | 54.5016 | 9.588 | 0 | 139.3909 | 0
14.01. | 2 | 196.0982 |  | 48.3284 | 9.588 | 0 | 138.1818 | 0
14.01. | 3 | 202.5956 |  | 56.7258 | 9.588 | 0 | 136.2818 | 0
14.01. | 4 | 194.3033 |  | 51.0244 | 9.588 | 0 | 133.6909 | 0
14.01. | 5 | 193.8062 |  | 51.5636 | 9.588 | 0 | 132.6545 | 0
14.01. | 6 | 211.0029 |  | 70.4876 | 9.588 | 0 | 130.9273 | 0
14.01. | 7 | 211.1462 |  | 70.2854 | 9.588 | 0 | 131.2727 | 0
14.01. | 8 | 208.9386 |  | 70.1506 | 9.588 | 0 | 129.2 | 0
14.01. | 9 | 207.0681 |  | 70.3528 | 9.588 | 0 | 127.1273 | 0
14.01. | 10 | 192.0873 |  | 51.2266 | 9.588 | 0 | 131.2727 | 0
14.01. | 11 | 216.4712 |  | 70.0832 | 9.588 | 0 | 136.8 | 0
14.01. | 12 | 220.6672 |  | 70.8246 | 9.588 | 0 | 140.2545 | 0
14.01. | 13 | 200.4118 |  | 52.642 | 9.588 | 0 | 138.1818 | 0
14.01. | 14 | 222.2932 |  | 72.1052 | 9.588 | 0 | 140.6 | 0
14.01. | 15 | 219.2221 |  | 71.9704 | 9.588 | 0 | 137.6636 | 0
14.01. | 16 | 222.466 |  | 72.1052 | 9.588 | 0 | 140.7727 | 0
14.01. | 17 | 221.1431 |  | 72.5096 | 9.588 | 0 | 139.0455 | 0
14.01. | 18 | 217.7982 |  | 70.892 | 9.588 | 0 | 137.3182 | 0
14.01. | 19 | 219.2011 |  | 71.4312 | 9.588 | 0 | 138.1818 | 0
14.01. | 20 | 218.1478 |  | 72.1052 | 9.588 | 0 | 136.4545 | 0
14.01. | 21 | 218.881 |  | 70.4202 | 9.588 | 0 | 138.8727 | 0
14.01. | 22 | 219.0832 |  | 70.6224 | 9.588 | 0 | 138.8727 | 0
14.01. | 23 | 220.0857 |  | 71.9704 | 9.588 | 0 | 138.5273 | 0
14.01. | 24 | 219.4158 |  | 72.5096 | 9.588 | 0 | 137.3182 | 0
15.01. | 1 | 217.1704 |  | 72.5096 | 9.588 | 0 | 135.0727 | 0
15.01. | 2 | 217.8234 |  | 72.6444 | 9.588 | 0 | 135.5909 | 0
15.01. | 3 | 219.4158 |  | 72.5096 | 9.588 | 0 | 137.3182 | 0
15.01. | 4 | 219.0998 |  | 72.7118 | 9.588 | 0 | 136.8 | 0
15.01. | 5 | 212.7089 |  | 72.7118 | 9.588 | 0 | 130.4091 | 0
15.01. | 6 | 218.8892 |  | 72.8466 | 9.588 | 0 | 136.4545 | 0
15.01. | 7 | 218.8851 |  | 71.6334 | 9.588 | 0 | 137.6636 | 0
15.01. | 8 | 207.9663 |  | 60.7146 | 9.588 | 0 | 137.6636 | 0
15.01. | 9 | 219.5929 |  | 70.9594 | 9.588 | 0 | 139.0455 | 0
15.01. | 10 | 220.4017 |  | 71.7682 | 9.588 | 0 | 139.0455 | 0
15.01. | 11 | 222.0067 |  | 72.5096 | 9.588 | 0 | 139.9091 | 0
15.01. | 12 | 222.1415 |  | 72.6444 | 9.588 | 0 | 139.9091 | 0
15.01. | 13 | 225.7478 |  | 72.1052 | 9.588 | 0 | 144.0545 | 0
15.01. | 14 | 223.2832 |  | 72.577 | 9.588 | 0 | 141.1182 | 0
15.01. | 15 | 221.3074 |  | 72.8466 | 9.588 | 0 | 138.8727 | 0
15.01. | 16 | 217.9666 |  | 72.4422 | 9.588 | 0 | 135.9364 | 0
15.01. | 17 | 216.4964 |  | 71.8356 | 9.588 | 0 | 135.0727 | 0
15.01. | 18 | 217.7644 |  | 72.24 | 9.588 | 0 | 135.9364 | 0
15.01. | 19 | 218.9525 |  | 71.7008 | 9.588 | 0 | 137.6636 | 0
15.01. | 20 | 222.3732 |  | 73.0488 | 9.588 | 0 | 139.7364 | 0
15.01. | 21 | 223.9278 |  | 73.0488 | 9.588 | 0 | 141.2909 | 0
15.01. | 22 | 221.4422 |  | 72.9814 | 9.588 | 0 | 138.8727 | 0
15.01. | 23 | 223.161 |  | 73.3184 | 9.588 | 0 | 140.2545 | 0
15.01. | 24 | 207.6086 |  | 60.7024 | 9.588 | 0 | 137.3182 | 0
16.01. | 1 | 219.0914 |  | 73.0488 | 9.588 | 0 | 136.4545 | 0
16.01. | 2 | 222.0867 |  | 73.4532 | 9.588 | 0 | 139.0455 | 0
16.01. | 3 | 217.5199 |  | 73.7228 | 9.588 | 0 | 134.2091 | 0
16.01. | 4 | 218.4384 |  | 72.914 | 9.588 | 0 | 135.9364 | 0
16.01. | 5 | 200.6321 |  | 60.635 | 9.588 | 0 | 130.4091 | 0
16.01. | 6 | 202.4563 |  | 60.9046 | 9.588 | 0 | 131.9636 | 0
16.01. | 7 | 202.233 |  | 60.1632 | 9.588 | 0 | 132.4818 | 0
16.01. | 8 | 202.4352 |  | 60.3654 | 9.588 | 0 | 132.4818 | 0
16.01. | 9 | 202.8102 |  | 60.5676 | 9.588 | 0 | 132.6545 | 0
16.01. | 10 | 196.0528 |  | 60.0284 | 9.588 | 0 | 126.4364 | 0
16.01. | 11 | 198.9681 |  | 59.4892 | 9.588 | 0 | 129.8909 | 0
16.01. | 12 | 214.9124 |  | 71.6334 | 9.588 | 0 | 133.6909 | 0
16.01. | 13 | 198.5926 |  | 61.1864 | 9.588 | 0 | 127.8182 | 0
16.01. | 14 | 207.9743 |  | 65.9044 | 9.588 | 0 | 132.4818 | 0
16.01. | 15 | 211.9132 |  | 67.2524 | 9.588 | 0 | 135.0727 | 0
16.01. | 16 | 224.6306 |  | 83.4244 | 9.588 | 0 | 131.6182 | 0
16.01. | 17 | 229.6776 |  | 83.2896 | 9.588 | 0 | 136.8 | 0
16.01. | 18 | 217.1452 |  | 70.7572 | 9.588 | 0 | 136.8 | 0
16.01. | 19 | 221.8847 |  | 70.4876 | 9.588 | 0 | 141.8091 | 0
16.01. | 20 | 222.765 |  | 72.577 | 9.588 | 0 | 140.6 | 0
16.01. | 21 | 221.2105 |  | 72.577 | 9.588 | 0 | 139.0455 | 0
16.01. | 22 | 208.9863 |  | 59.4892 | 9.588 | 0 | 139.9091 | 0
16.01. | 23 | 209.6014 |  | 59.7588 | 9.588 | 0 | 140.2545 | 0
16.01. | 24 | 207.87 |  | 58.5456 | 9.588 | 0 | 139.7364 | 0
17.01. | 1 | 217.6212 |  | 72.4422 | 9.588 | 0 | 135.5909 | 0
17.01. | 2 | 198.7181 |  | 54.0574 | 9.588 | 0 | 135.0727 | 0
17.01. | 3 | 203.5559 |  | 59.7588 | 9.588 | 0 | 134.2091 | 0
17.01. | 4 | 202.8396 |  | 60.7698 | 9.588 | 0 | 132.4818 | 0
17.01. | 5 | 194.8592 |  | 53.653 | 9.588 | 0 | 131.6182 | 0
17.01. | 6 | 198.7181 |  | 54.0574 | 9.588 | 0 | 135.0727 | 0
17.01. | 7 | 222.0741 |  | 72.577 | 9.588 | 0 | 139.9091 | 0
17.01. | 8 | 218.27 |  | 71.3638 | 9.588 | 0 | 137.3182 | 0
17.01. | 9 | 219.8287 |  | 72.577 | 9.588 | 0 | 137.6636 | 0
17.01. | 10 | 218.7628 |  | 72.3748 | 9.588 | 0 | 136.8 | 0
17.01. | 11 | 220.2121 |  | 72.4422 | 9.588 | 0 | 138.1818 | 0
17.01. | 12 | 219.0114 |  | 72.1052 | 9.588 | 0 | 137.3182 | 0
17.01. | 13 | 217.3052 |  | 72.6444 | 9.588 | 0 | 135.0727 | 0
17.01. | 14 | 221.5011 |  | 73.3858 | 9.588 | 0 | 138.5273 | 0
17.01. | 15 | 222.3312 |  | 71.9704 | 9.588 | 0 | 140.7727 | 0
17.01. | 16 | 221.219 |  | 72.24 | 9.588 | 0 | 139.3909 | 0
17.01. | 17 | 219.1462 |  | 72.24 | 9.588 | 0 | 137.3182 | 0
17.01. | 18 | 221.6697 |  | 72.1726 | 9.588 | 0 | 139.9091 | 0
17.01. | 19 | 221.9688 |  | 72.6444 | 9.588 | 0 | 139.7364 | 0
17.01. | 20 | 221.4296 |  | 72.1052 | 9.588 | 0 | 139.7364 | 0
17.01. | 21 | 219.8625 |  | 71.229 | 9.588 | 0 | 139.0455 | 0
17.01. | 22 | 219.7487 |  | 71.6334 | 9.588 | 0 | 138.5273 | 0
17.01. | 23 | 198.8068 |  | 51.9006 | 9.588 | 0 | 137.3182 | 0
17.01. | 24 | 201.288 |  | 53.5182 | 9.588 | 0 | 138.1818 | 0
18.01. | 1 | 219.955 |  | 73.0488 | 9.588 | 0 | 137.3182 | 0
18.01. | 2 | 220.4901 |  | 72.3748 | 9.588 | 0 | 138.5273 | 0
18.01. | 3 | 218.7418 |  | 71.8356 | 9.588 | 0 | 137.3182 | 0
18.01. | 4 | 221.8804 |  | 72.0378 | 9.588 | 0 | 140.2545 | 0
18.01. | 5 | 219.0998 |  | 72.7118 | 9.588 | 0 | 136.8 | 0
18.01. | 6 | 218.4258 |  | 72.0378 | 9.588 | 0 | 136.8 | 0
18.01. | 7 | 220.7008 |  | 72.24 | 9.588 | 0 | 138.8727 | 0
18.01. | 8 | 220.2669 |  | 71.6334 | 9.588 | 0 | 139.0455 | 0
18.01. | 9 | 217.756 |  | 72.577 | 9.588 | 0 | 135.5909 | 0
18.01. | 10 | 218.5396 |  | 71.6334 | 9.588 | 0 | 137.3182 | 0
18.01. | 11 | 197.111 |  | 47.7866 | 9.588 | 0 | 139.7364 | 0
18.01. | 12 | 197.2711 |  | 46.9104 | 9.588 | 0 | 140.7727 | 0
18.01. | 13 | 197.7639 |  | 47.9214 | 9.588 | 0 | 140.2545 | 0
18.01. | 14 | 198.8677 |  | 47.9888 | 9.588 | 0 | 141.2909 | 0
18.01. | 15 | 198.695 |  | 47.9888 | 9.588 | 0 | 141.1182 | 0
18.01. | 16 | 197.2963 |  | 48.6628 | 9.588 | 0 | 139.0455 | 0
18.01. | 17 | 223.8604 |  | 72.9814 | 9.588 | 0 | 141.2909 | 0
18.01. | 18 | 225.297 |  | 72.1726 | 9.588 | 0 | 143.5364 | 0
18.01. | 19 | 227.1886 |  | 72.5096 | 9.588 | 0 | 145.0909 | 0
18.01. | 20 | 225.3096 |  | 73.0488 | 9.588 | 0 | 142.6727 | 0
18.01. | 21 | 227.0958 |  | 73.4532 | 9.588 | 0 | 144.0545 | 0
18.01. | 22 | 221.7666 |  | 72.4422 | 9.588 | 0 | 139.7364 | 0
18.01. | 23 | 220.5575 |  | 72.4422 | 9.588 | 0 | 138.5273 | 0
18.01. | 24 | 220.1531 |  | 72.0378 | 9.588 | 0 | 138.5273 | 0
19.01. | 1 | 223.2074 |  | 72.8466 | 9.588 | 0 | 140.7727 | 0
19.01. | 2 | 223.2538 |  | 72.3748 | 9.588 | 0 | 141.2909 | 0
19.01. | 3 | 222.3522 |  | 72.5096 | 9.588 | 0 | 140.2545 | 0
19.01. | 4 | 219.0788 |  | 72.1726 | 9.588 | 0 | 137.3182 | 0
19.01. | 5 | 216.3616 |  | 71.7008 | 9.588 | 0 | 135.0727 | 0
19.01. | 6 | 221.3453 |  | 72.7118 | 9.588 | 0 | 139.0455 | 0
19.01. | 7 | 218.8976 |  | 72.5096 | 9.588 | 0 | 136.8 | 0
19.01. | 8 | 218.7839 |  | 72.914 | 9.588 | 0 | 136.2818 | 0
19.01. | 9 | 219.7528 |  | 72.8466 | 9.588 | 0 | 137.3182 | 0
19.01. | 10 | 221.6697 |  | 72.1726 | 9.588 | 0 | 139.9091 | 0
19.01. | 11 | 221.4886 |  | 72.5096 | 9.588 | 0 | 139.3909 | 0
19.01. | 12 | 219.3653 |  | 71.7682 | 9.588 | 0 | 138.0091 | 0
19.01. | 13 | 217.7816 |  | 68.8026 | 9.588 | 0 | 139.3909 | 0
19.01. | 14 | 220.292 |  | 73.3858 | 9.588 | 0 | 137.3182 | 0
19.01. | 15 | 219.4958 |  | 73.4532 | 9.588 | 0 | 136.4545 | 0
19.01. | 16 | 220.1572 |  | 73.251 | 9.588 | 0 | 137.3182 | 0
19.01. | 17 | 215.0892 |  | 72.8466 | 9.588 | 0 | 132.6545 | 0
19.01. | 18 | 223.0726 |  | 72.7118 | 9.588 | 0 | 140.7727 | 0
19.01. | 19 | 222.466 |  | 72.1052 | 9.588 | 0 | 140.7727 | 0
19.01. | 20 | 223.7256 |  | 72.8466 | 9.588 | 0 | 141.2909 | 0
19.01. | 21 | 223.8604 |  | 72.9814 | 9.588 | 0 | 141.2909 | 0
19.01. | 22 | 223.97 |  | 71.3638 | 9.588 | 0 | 143.0182 | 0
19.01. | 23 | 224.1174 |  | 72.3748 | 9.588 | 0 | 142.1545 | 0
19.01. | 24 | 207.5188 |  | 54.3944 | 9.588 | 0 | 143.5364 | 0
20.01. | 1 | 225.613 |  | 71.9704 | 9.588 | 0 | 144.0545 | 0
20.01. | 2 | 222.0362 |  | 72.7118 | 9.588 | 0 | 139.7364 | 0
20.01. | 3 | 213.7588 |  | 62.5344 | 9.588 | 0 | 141.6364 | 0
20.01. | 4 | 200.9428 |  | 50.7548 | 9.588 | 0 | 140.6 | 0
20.01. | 5 | 199.1438 |  | 52.2376 | 9.588 | 0 | 137.3182 | 0
20.01. | 6 | 198.1289 |  | 47.25 | 9.588 | 0 | 141.2909 | 0
20.01. | 7 | 201.7642 |  | 52.4398 | 9.588 | 0 | 139.7364 | 0
20.01. | 8 | 221.1979 |  | 71.7008 | 9.588 | 0 | 139.9091 | 0
20.01. | 9 | 198.617 |  | 71.229 | 9.588 | 0 | 117.8 | 0
20.01. | 10 | 201.4481 |  | 71.2964 | 9.588 | 0 | 120.5636 | 0
20.01. | 11 | 180.1648 |  | 52.7768 | 9.588 | 0 | 117.8 | 0
20.01. | 12 | 186.0586 |  | 53.316 | 9.588 | 0 | 123.1545 | 0
20.01. | 13 | 187.1244 |  | 53.5182 | 9.588 | 0 | 124.0182 | 0
20.01. | 14 | 206.5077 |  | 72.0378 | 9.588 | 0 | 124.8818 | 0
20.01. | 15 | 184.3818 |  | 54.0574 | 9.588 | 0 | 120.7364 | 0
20.01. | 16 | 185.81 |  | 53.5856 | 9.588 | 0 | 122.6364 | 0
20.01. | 17 | 201.8566 |  | 72.914 | 9.588 | 0 | 119.3545 | 0
20.01. | 18 | 204.456 |  | 72.577 | 9.588 | 0 | 122.2909 | 0
20.01. | 19 | 206.3685 |  | 73.4532 | 9.588 | 0 | 123.3273 | 0
20.01. | 20 | 202.3958 |  | 73.4532 | 9.588 | 0 | 119.3545 | 0
20.01. | 21 | 207.6914 |  | 73.0488 | 9.588 | 0 | 125.0545 | 0
20.01. | 22 | 187.6088 |  | 54.8662 | 9.588 | 0 | 123.1545 | 0
20.01. | 23 | 187.6426 |  | 53.5182 | 9.588 | 0 | 124.5364 | 0
20.01. | 24 | 205.7114 |  | 72.1052 | 9.588 | 0 | 124.0182 | 0
21.01. | 1 | 205.6735 |  | 72.24 | 9.588 | 0 | 123.8455 | 0
21.01. | 2 | 210.514 |  | 73.4532 | 9.588 | 0 | 127.4727 | 0
21.01. | 3 | 210.177 |  | 73.1162 | 9.588 | 0 | 127.4727 | 0
21.01. | 4 | 207.7209 |  | 73.251 | 9.588 | 0 | 124.8818 | 0
21.01. | 5 | 202.8888 |  | 71.7008 | 9.588 | 0 | 121.6 | 0
21.01. | 6 | 205.1384 |  | 72.914 | 9.588 | 0 | 122.6364 | 0
21.01. | 7 | 204.5908 |  | 72.7118 | 9.588 | 0 | 122.2909 | 0
21.01. | 8 | 207.0384 |  | 72.914 | 9.588 | 0 | 124.5364 | 0
21.01. | 9 | 207.3544 |  | 72.7118 | 9.588 | 0 | 125.0545 | 0
21.01. | 10 | 207.9231 |  | 73.4532 | 9.588 | 0 | 124.8818 | 0
21.01. | 11 | 206.5202 |  | 72.914 | 9.588 | 0 | 124.0182 | 0
21.01. | 12 | 207.1396 |  | 71.6334 | 9.588 | 0 | 125.9182 | 0
21.01. | 13 | 210.0337 |  | 73.3184 | 9.588 | 0 | 127.1273 | 0
21.01. | 14 | 211.2428 |  | 73.3184 | 9.588 | 0 | 128.3364 | 0
21.01. | 15 | 211.5798 |  | 73.6554 | 9.588 | 0 | 128.3364 | 0
21.01. | 16 | 208.3064 |  | 73.3184 | 9.588 | 0 | 125.4 | 0
21.01. | 17 | 206.8867 |  | 73.4532 | 9.588 | 0 | 123.8455 | 0
21.01. | 18 | 206.7224 |  | 73.1162 | 9.588 | 0 | 124.0182 | 0
21.01. | 19 | 209.7472 |  | 73.7228 | 9.588 | 0 | 126.4364 | 0
21.01. | 20 | 210.118 |  | 72.7118 | 9.588 | 0 | 127.8182 | 0
21.01. | 21 | 210.7331 |  | 72.9814 | 9.588 | 0 | 128.1636 | 0
21.01. | 22 | 210.5014 |  | 72.577 | 9.588 | 0 | 128.3364 | 0
21.01. | 23 | 210.0506 |  | 72.6444 | 9.588 | 0 | 127.8182 | 0
21.01. | 24 | 196.7058 |  | 60.1632 | 9.588 | 0 | 126.9545 | 0
22.01. | 1 | 181.7669 |  | 60.7698 | 9.588 | 0 | 111.4091 | 0
22.01. | 2 | 194.0306 |  | 60.7698 | 9.588 | 0 | 123.6727 | 0
22.01. | 3 | 193.6472 |  | 60.9046 | 9.588 | 0 | 123.1545 | 0
22.01. | 4 | 195.0374 |  | 60.5676 | 9.588 | 0 | 124.8818 | 0
22.01. | 5 | 192.5139 |  | 60.635 | 9.588 | 0 | 122.2909 | 0
22.01. | 6 | 188.9625 |  | 60.3654 | 9.588 | 0 | 119.0091 | 0
22.01. | 7 | 188.0694 |  | 60.1632 | 9.588 | 0 | 118.3182 | 0
22.01. | 8 | 192.6826 |  | 59.4218 | 9.588 | 0 | 123.6727 | 0
22.01. | 9 | 196.7647 |  | 60.5676 | 9.588 | 0 | 126.6091 | 0
22.01. | 10 | 194.3171 |  | 60.3654 | 9.588 | 0 | 124.3636 | 0
22.01. | 11 | 190.9637 |  | 59.0848 | 9.588 | 0 | 122.2909 | 0
22.01. | 12 | 191.208 |  | 60.3654 | 9.588 | 0 | 121.2545 | 0
22.01. | 13 | 194.8563 |  | 60.9046 | 9.588 | 0 | 124.3636 | 0
22.01. | 14 | 195.1469 |  | 61.7134 | 9.588 | 0 | 123.8455 | 0
22.01. | 15 | 208.7782 |  | 73.7902 | 9.588 | 0 | 125.4 | 0
22.01. | 16 | 206.6676 |  | 73.925 | 9.588 | 0 | 123.1545 | 0
22.01. | 17 | 206.0525 |  | 73.6554 | 9.588 | 0 | 122.8091 | 0
22.01. | 18 | 203.7776 |  | 73.4532 | 9.588 | 0 | 120.7364 | 0
22.01. | 19 | 206.1958 |  | 73.4532 | 9.588 | 0 | 123.1545 | 0
22.01. | 20 | 207.6745 |  | 73.7228 | 9.588 | 0 | 124.3636 | 0
22.01. | 21 | 209.0858 |  | 73.925 | 9.588 | 0 | 125.5727 | 0
22.01. | 22 | 206.7014 |  | 72.577 | 9.588 | 0 | 124.5364 | 0
22.01. | 23 | 205.4249 |  | 72.5096 | 9.588 | 0 | 123.3273 | 0
22.01. | 24 | 208.0748 |  | 72.914 | 9.588 | 0 | 125.5727 | 0
23.01. | 1 | 205.7155 |  | 73.3184 | 9.588 | 0 | 122.8091 | 0
23.01. | 2 | 204.9572 |  | 73.251 | 9.588 | 0 | 122.1182 | 0
23.01. | 3 | 202.914 |  | 73.4532 | 9.588 | 0 | 119.8727 | 0
23.01. | 4 | 204.5992 |  | 72.3748 | 9.588 | 0 | 122.6364 | 0
23.01. | 5 | 204.6876 |  | 72.9814 | 9.588 | 0 | 122.1182 | 0
23.01. | 6 | 203.6976 |  | 72.5096 | 9.588 | 0 | 121.6 | 0
23.01. | 7 | 201.5575 |  | 72.4422 | 9.588 | 0 | 119.5273 | 0
23.01. | 8 | 200.8371 |  | 72.24 | 9.588 | 0 | 119.0091 | 0
23.01. | 9 | 198.6212 |  | 72.4422 | 9.588 | 0 | 116.5909 | 0
23.01. | 10 | 196.2998 |  | 72.7118 | 9.588 | 0 | 114 | 0
23.01. | 11 | 198.0104 |  | 70.6224 | 9.588 | 0 | 117.8 | 0
23.01. | 12 | 199.9904 |  | 71.566 | 9.588 | 0 | 118.8364 | 0
23.01. | 13 | 193.6964 |  | 71.8356 | 9.588 | 0 | 112.2727 | 0
23.01. | 14 | 197.1256 |  | 72.8466 | 9.588 | 0 | 114.6909 | 0
23.01. | 15 | 199.1814 |  | 73.5206 | 9.588 | 0 | 116.0727 | 0
23.01. | 16 | 198.0692 |  | 73.7902 | 9.588 | 0 | 114.6909 | 0
23.01. | 17 | 182.1194 |  | 54.7314 | 9.588 | 0 | 117.8 | 0
23.01. | 18 | 181.9846 |  | 54.5966 | 9.588 | 0 | 117.8 | 0
23.01. | 19 | 187.7141 |  | 54.7988 | 9.588 | 0 | 123.3273 | 0
23.01. | 20 | 185.9194 |  | 54.7314 | 9.588 | 0 | 121.6 | 0
23.01. | 21 | 187.5329 |  | 55.1358 | 9.588 | 0 | 122.8091 | 0
23.01. | 22 | 183.4507 |  | 53.99 | 9.588 | 0 | 119.8727 | 0
23.01. | 23 | 202.6528 |  | 72.8466 | 9.588 | 0 | 120.2182 | 0
23.01. | 24 | 186.0037 |  | 54.1248 | 9.588 | 0 | 122.2909 | 0
24.01. | 1 | 187.0401 |  | 54.1248 | 9.588 | 0 | 123.3273 | 0
24.01. | 2 | 184.6809 |  | 54.5292 | 9.588 | 0 | 120.5636 | 0
24.01. | 3 | 200.1798 |  | 73.6554 | 9.588 | 0 | 116.9364 | 0
24.01. | 4 | 200.0914 |  | 73.0488 | 9.588 | 0 | 117.4545 | 0
24.01. | 5 | 201.4268 |  | 73.5206 | 9.588 | 0 | 118.3182 | 0
24.01. | 6 | 200.3694 |  | 72.9814 | 9.588 | 0 | 117.8 | 0
24.01. | 7 | 199.1604 |  | 72.9814 | 9.588 | 0 | 116.5909 | 0
24.01. | 8 | 199.9776 |  | 73.4532 | 9.588 | 0 | 116.9364 | 0
24.01. | 9 | 193.7642 |  | 66.3762 | 9.588 | 0 | 117.8 | 0
24.01. | 10 | 188.17 |  | 60.782 | 9.588 | 0 | 117.8 | 0
24.01. | 11 | 194.552 |  | 66.6458 | 9.588 | 0 | 118.3182 | 0
24.01. | 12 | 196.8226 |  | 68.3982 | 9.588 | 0 | 118.8364 | 0
24.01. | 13 | 197.0458 |  | 69.1396 | 9.588 | 0 | 118.3182 | 0
24.01. | 14 | 201.486 |  | 71.1616 | 9.588 | 0 | 120.7364 | 0
24.01. | 15 | 201.1108 |  | 73.7228 | 9.588 | 0 | 117.8 | 0
24.01. | 16 | 199.8344 |  | 73.6554 | 9.588 | 0 | 116.5909 | 0
24.01. | 17 | 200.7654 |  | 73.7228 | 9.588 | 0 | 117.4545 | 0
24.01. | 18 | 202.7707 |  | 73.6554 | 9.588 | 0 | 119.5273 | 0
24.01. | 19 | 202.9099 |  | 72.24 | 9.588 | 0 | 121.0818 | 0
24.01. | 20 | 205.071 |  | 72.8466 | 9.588 | 0 | 122.6364 | 0
24.01. | 21 | 206.3011 |  | 73.3858 | 9.588 | 0 | 123.3273 | 0
24.01. | 22 | 204.6161 |  | 71.7008 | 9.588 | 0 | 123.3273 | 0
24.01. | 23 | 203.8788 |  | 72.1726 | 9.588 | 0 | 122.1182 | 0
24.01. | 24 | 204.9531 |  | 72.0378 | 9.588 | 0 | 123.3273 | 0
25.01. | 1 | 204.6118 |  | 73.251 | 9.588 | 0 | 121.7727 | 0
25.01. | 2 | 204.1905 |  | 73.5206 | 9.588 | 0 | 121.0818 | 0
25.01. | 3 | 204.6412 |  | 73.4532 | 9.588 | 0 | 121.6 | 0
25.01. | 4 | 202.0967 |  | 72.9814 | 9.588 | 0 | 119.5273 | 0
25.01. | 5 | 202.7792 |  | 73.3184 | 9.588 | 0 | 119.8727 | 0
25.01. | 6 | 205.3616 |  | 73.6554 | 9.588 | 0 | 122.1182 | 0
25.01. | 7 | 200.8202 |  | 72.914 | 9.588 | 0 | 118.3182 | 0
25.01. | 8 | 203.1331 |  | 72.9814 | 9.588 | 0 | 120.5636 | 0
25.01. | 9 | 202.5475 |  | 72.914 | 9.588 | 0 | 120.0455 | 0
25.01. | 10 | 163.6462 |  | 70.2854 | 9.588 | 0 | 83.7727 | 0
25.01. | 11 | 202.3832 |  | 72.577 | 9.588 | 0 | 120.2182 | 0
25.01. | 12 | 198.676 |  | 71.6334 | 9.588 | 0 | 117.4545 | 0
25.01. | 13 | 200.6813 |  | 71.566 | 9.588 | 0 | 119.5273 | 0
25.01. | 14 | 201.271 |  | 72.8466 | 9.588 | 0 | 118.8364 | 0
25.01. | 15 | 206.2632 |  | 73.5206 | 9.588 | 0 | 123.1545 | 0
25.01. | 16 | 204.4096 |  | 73.0488 | 9.588 | 0 | 121.7727 | 0
25.01. | 17 | 203.6766 |  | 71.9704 | 9.588 | 0 | 122.1182 | 0
25.01. | 18 | 202.8806 |  | 69.2744 | 9.588 | 0 | 124.0182 | 0
25.01. | 19 | 200.5762 |  | 68.87 | 9.588 | 0 | 122.1182 | 0
25.01. | 20 | 200.1718 |  | 68.4656 | 9.588 | 0 | 122.1182 | 0
25.01. | 21 | 201.0734 |  | 68.3308 | 9.588 | 0 | 123.1545 | 0
25.01. | 22 | 200.5468 |  | 68.6678 | 9.588 | 0 | 122.2909 | 0
25.01. | 23 | 198.6847 |  | 68.533 | 9.588 | 0 | 120.5636 | 0
25.01. | 24 | 196.9364 |  | 67.9938 | 9.588 | 0 | 119.3545 | 0
26.01. | 1 | 199.9148 |  | 69.0722 | 9.588 | 0 | 121.2545 | 0
26.01. | 2 | 196.9953 |  | 68.3982 | 9.588 | 0 | 119.0091 | 0
26.01. | 3 | 191.5186 |  | 69.1396 | 9.588 | 0 | 112.7909 | 0
26.01. | 4 | 198.5035 |  | 68.87 | 9.588 | 0 | 120.0455 | 0
26.01. | 5 | 197.8041 |  | 69.207 | 9.588 | 0 | 119.0091 | 0
26.01. | 6 | 205.5597 |  | 72.6444 | 9.588 | 0 | 123.3273 | 0
26.01. | 7 | 202.3453 |  | 72.7118 | 9.588 | 0 | 120.0455 | 0
26.01. | 8 | 204.161 |  | 73.3184 | 9.588 | 0 | 121.2545 | 0
26.01. | 9 | 200.1209 |  | 73.251 | 9.588 | 0 | 117.2818 | 0
26.01. | 10 | 198.419 |  | 72.24 | 9.588 | 0 | 116.5909 | 0
26.01. | 11 | 200.3694 |  | 72.9814 | 9.588 | 0 | 117.8 | 0
26.01. | 12 | 203.6892 |  | 72.8466 | 9.588 | 0 | 121.2545 | 0
26.01. | 13 | 212.5015 |  | 86.3226 | 9.588 | 0 | 116.5909 | 0
26.01. | 14 | 216.3394 |  | 86.1878 | 9.588 | 0 | 120.5636 | 0
26.01. | 15 | 217.1526 |  | 85.4464 | 9.588 | 0 | 122.1182 | 0
26.01. | 16 | 207.3206 |  | 74.0598 | 9.588 | 0 | 123.6727 | 0
26.01. | 17 | 204.5741 |  | 70.6224 | 9.588 | 0 | 124.3636 | 0
26.01. | 18 | 206.1033 |  | 71.6334 | 9.588 | 0 | 124.8818 | 0
26.01. | 19 | 207.0679 |  | 73.1162 | 9.588 | 0 | 124.3636 | 0
26.01. | 20 | 208.6814 |  | 73.5206 | 9.588 | 0 | 125.5727 | 0
26.01. | 21 | 209.7641 |  | 73.0488 | 9.588 | 0 | 127.1273 | 0
26.01. | 22 | 208.8415 |  | 72.6444 | 9.588 | 0 | 126.6091 | 0
26.01. | 23 | 209.2334 |  | 72.1726 | 9.588 | 0 | 127.4727 | 0
26.01. | 24 | 208.0622 |  | 72.0378 | 9.588 | 0 | 126.4364 | 0
27.01. | 1 | 206.7519 |  | 73.3184 | 9.588 | 0 | 123.8455 | 0
27.01. | 2 | 203.2425 |  | 74.1272 | 9.588 | 0 | 119.5273 | 0
27.01. | 3 | 205.4754 |  | 73.251 | 9.588 | 0 | 122.6364 | 0
27.01. | 4 | 206.4149 |  | 72.9814 | 9.588 | 0 | 123.8455 | 0
27.01. | 5 | 203.7312 |  | 73.925 | 9.588 | 0 | 120.2182 | 0
27.01. | 6 | 202.7961 |  | 72.6444 | 9.588 | 0 | 120.5636 | 0
27.01. | 7 | 207.7926 |  | 71.7682 | 9.588 | 0 | 126.4364 | 0
27.01. | 8 | 206.6635 |  | 72.7118 | 9.588 | 0 | 124.3636 | 0
27.01. | 9 | 204.0346 |  | 72.8466 | 9.588 | 0 | 121.6 | 0
27.01. | 10 | 207.5187 |  | 73.0488 | 9.588 | 0 | 124.8818 | 0
27.01. | 11 | 219.0268 |  | 84.3843 | 9.588 | 0 | 125.0545 | 0
27.01. | 12 | 221.3529 |  | 84.6376 | 9.588 | 0 | 127.1273 | 0
27.01. | 13 | 225.1529 |  | 84.6376 | 9.588 | 0 | 130.9273 | 0
27.01. | 14 | 223.3708 |  | 85.4464 | 9.588 | 0 | 128.3364 | 0
27.01. | 15 | 221.8667 |  | 86.1878 | 9.588 | 0 | 126.0909 | 0
27.01. | 16 | 212.1738 |  | 73.3858 | 9.588 | 0 | 129.2 | 0
27.01. | 17 | 210.3707 |  | 73.6554 | 9.588 | 0 | 127.1273 | 0
27.01. | 18 | 206.4823 |  | 73.0488 | 9.588 | 0 | 123.8455 | 0
27.01. | 19 | 210.2149 |  | 72.9814 | 9.588 | 0 | 127.6455 | 0
27.01. | 20 | 209.9243 |  | 72.1726 | 9.588 | 0 | 128.1636 | 0
27.01. | 21 | 209.5829 |  | 73.3858 | 9.588 | 0 | 126.6091 | 0
27.01. | 22 | 211.4914 |  | 73.0488 | 9.588 | 0 | 128.8545 | 0
27.01. | 23 | 204.6246 |  | 71.3638 | 9.588 | 0 | 123.6727 | 0
27.01. | 24 | 208.2603 |  | 71.0268 | 9.588 | 0 | 127.6455 | 0
28.01. | 1 | 202.5898 |  | 71.229 | 9.588 | 0 | 121.7727 | 0
28.01. | 2 | 204.9531 |  | 72.0378 | 9.588 | 0 | 123.3273 | 0
28.01. | 3 | 200.1252 |  | 71.7008 | 9.588 | 0 | 118.8364 | 0
28.01. | 4 | 205.1133 |  | 71.1616 | 9.588 | 0 | 124.3636 | 0
28.01. | 5 | 203.4744 |  | 71.7682 | 9.588 | 0 | 122.1182 | 0
28.01. | 6 | 205.8252 |  | 71.7008 | 9.588 | 0 | 124.5364 | 0
28.01. | 7 | 204.7973 |  | 71.3638 | 9.588 | 0 | 123.8455 | 0
28.01. | 8 | 203.0406 |  | 71.1616 | 9.588 | 0 | 122.2909 | 0
28.01. | 9 | 201.8694 |  | 71.0268 | 9.588 | 0 | 121.2545 | 0
28.01. | 10 | 207.165 |  | 70.6224 | 9.588 | 0 | 126.9545 | 0
28.01. | 11 | 201.6252 |  | 69.7462 | 9.588 | 0 | 122.2909 | 0
28.01. | 12 | 203.4536 |  | 68.4656 | 9.588 | 0 | 125.4 | 0
28.01. | 13 | 203.2092 |  | 69.9484 | 9.588 | 0 | 123.6727 | 0
28.01. | 14 | 205.9644 |  | 70.2854 | 9.588 | 0 | 126.0909 | 0
28.01. | 15 | 203.5841 |  | 70.1506 | 9.588 | 0 | 123.8455 | 0
28.01. | 16 | 205.602 |  | 70.9594 | 9.588 | 0 | 125.0545 | 0
28.01. | 17 | 203.0744 |  | 69.8136 | 9.588 | 0 | 123.6727 | 0
28.01. | 18 | 162.6857 |  | 70.0158 | 9.588 | 0 | 83.0818 | 0
28.01. | 19 | 173.3189 |  | 70.2854 | 9.588 | 0 | 93.4455 | 0
28.01. | 20 | 208.3531 |  | 70.0832 | 9.588 | 0 | 128.6818 | 0
28.01. | 21 | 207.2957 |  | 69.544 | 9.588 | 0 | 128.1636 | 0
28.01. | 22 | 206.4154 |  | 67.4546 | 9.588 | 0 | 129.3727 | 0
28.01. | 23 | 204.9282 |  | 67.522 | 9.588 | 0 | 127.8182 | 0
28.01. | 24 | 201.9037 |  | 64.152 | 9.588 | 0 | 128.1636 | 0
29.01. | 1 | 202.2825 |  | 68.3308 | 9.588 | 0 | 124.3636 | 0
29.01. | 2 | 196.9492 |  | 66.1066 | 9.588 | 0 | 121.2545 | 0
29.01. | 3 | 199.4263 |  | 66.511 | 9.588 | 0 | 123.3273 | 0
29.01. | 4 | 199.2746 |  | 67.0502 | 9.588 | 0 | 122.6364 | 0
29.01. | 5 | 202.847 |  | 67.859 | 9.588 | 0 | 125.4 | 0
29.01. | 6 | 202.1646 |  | 67.522 | 9.588 | 0 | 125.0545 | 0
29.01. | 7 | 197.8254 |  | 66.9828 | 9.588 | 0 | 121.2545 | 0
29.01. | 8 | 199.1777 |  | 66.7806 | 9.588 | 0 | 122.8091 | 0
29.01. | 9 | 198.2426 |  | 65.5 | 9.588 | 0 | 123.1545 | 0
29.01. | 10 | 200.0752 |  | 65.4326 | 9.588 | 0 | 125.0545 | 0
29.01. | 11 | 199.4896 |  | 65.3652 | 9.588 | 0 | 124.5364 | 0
29.01. | 12 | 202.1269 |  | 64.8934 | 9.588 | 0 | 127.6455 | 0
29.01. | 13 | 199.2033 |  | 63.0062 | 9.588 | 0 | 126.6091 | 0
29.01. | 14 | 198.8492 |  | 66.1066 | 9.588 | 0 | 123.1545 | 0
29.01. | 15 | 199.3799 |  | 66.9828 | 9.588 | 0 | 122.8091 | 0
29.01. | 16 | 198.352 |  | 66.6458 | 9.588 | 0 | 122.1182 | 0
29.01. | 17 | 202.6828 |  | 67.522 | 9.588 | 0 | 125.5727 | 0
29.01. | 18 | 199.0934 |  | 67.3872 | 9.588 | 0 | 122.1182 | 0
29.01. | 19 | 201.579 |  | 67.4546 | 9.588 | 0 | 124.5364 | 0
29.01. | 20 | 204.8693 |  | 67.1176 | 9.588 | 0 | 128.1636 | 0
29.01. | 21 | 205.0041 |  | 67.2524 | 9.588 | 0 | 128.1636 | 0
29.01. | 22 | 202.9777 |  | 66.7806 | 9.588 | 0 | 126.6091 | 0
29.01. | 23 | 203.0536 |  | 66.511 | 9.588 | 0 | 126.9545 | 0
29.01. | 24 | 202.8724 |  | 66.848 | 9.588 | 0 | 126.4364 | 0
30.01. | 1 | 203.9088 |  | 66.848 | 9.588 | 0 | 127.4727 | 0
30.01. | 2 | 201.0903 |  | 67.6568 | 9.588 | 0 | 123.8455 | 0
30.01. | 3 | 201.4947 |  | 68.0612 | 9.588 | 0 | 123.8455 | 0
30.01. | 4 | 203.3104 |  | 68.6678 | 9.588 | 0 | 125.0545 | 0
30.01. | 5 | 202.6784 |  | 69.0722 | 9.588 | 0 | 124.0182 | 0
30.01. | 6 | 205.1556 |  | 69.4766 | 9.588 | 0 | 126.0909 | 0
30.01. | 7 | 201.1956 |  | 67.5894 | 9.588 | 0 | 124.0182 | 0
30.01. | 8 | 199.9443 |  | 69.2744 | 9.588 | 0 | 121.0818 | 0
30.01. | 9 | 204.1402 |  | 70.0158 | 9.588 | 0 | 124.5364 | 0
30.01. | 10 | 199.148 |  | 69.3418 | 9.588 | 0 | 120.2182 | 0
30.01. | 11 | 201.3176 |  | 69.6114 | 9.588 | 0 | 122.1182 | 0
30.01. | 12 | 202.7753 |  | 69.3418 | 9.588 | 0 | 123.8455 | 0
30.01. | 13 | 211.9964 |  | 81.672 | 9.588 | 0 | 120.7364 | 0
30.01. | 14 | 189.4673 |  | 64.152 | 9.588 | 0 | 115.7273 | 0
30.01. | 15 | 211.2001 |  | 81.7394 | 9.588 | 0 | 119.8727 | 0
30.01. | 16 | 217.713 |  | 83.7614 | 9.588 | 0 | 124.3636 | 0
30.01. | 17 | 217.9321 |  | 83.2896 | 9.588 | 0 | 125.0545 | 0
30.01. | 18 | 219.398 |  | 85.4464 | 9.588 | 0 | 124.3636 | 0
30.01. | 19 | 222.1407 |  | 84.9072 | 9.588 | 0 | 127.6455 | 0
30.01. | 20 | 220.2911 |  | 85.6486 | 9.588 | 0 | 125.0545 | 0
30.01. | 21 | 219.8193 |  | 85.1768 | 9.588 | 0 | 125.0545 | 0
30.01. | 22 | 220.6535 |  | 84.9746 | 9.588 | 0 | 126.0909 | 0
30.01. | 23 | 222.2375 |  | 85.1768 | 9.588 | 0 | 127.4727 | 0
30.01. | 24 | 222.0563 |  | 85.5138 | 9.588 | 0 | 126.9545 | 0
31.01. | 1 | 215.6698 |  | 83.9636 | 9.588 | 0 | 122.1182 | 0
31.01. | 2 | 215.9773 |  | 84.0984 | 9.588 | 0 | 122.2909 | 0
31.01. | 3 | 213.9046 |  | 84.0984 | 9.588 | 0 | 120.2182 | 0
31.01. | 4 | 215.4212 |  | 84.2332 | 9.588 | 0 | 121.6 | 0
31.01. | 5 | 214.4986 |  | 83.8288 | 9.588 | 0 | 121.0818 | 0
31.01. | 6 | 212.8851 |  | 83.4244 | 9.588 | 0 | 119.8727 | 0
31.01. | 7 | 213.1927 |  | 83.5592 | 9.588 | 0 | 120.0455 | 0
31.01. | 8 | 212.9525 |  | 83.4918 | 9.588 | 0 | 119.8727 | 0
31.01. | 9 | 214.4986 |  | 83.8288 | 9.588 | 0 | 121.0818 | 0
31.01. | 10 | 211.6676 |  | 83.7614 | 9.588 | 0 | 118.3182 | 0
31.01. | 11 | 211.9836 |  | 83.5592 | 9.588 | 0 | 118.8364 | 0
31.01. | 12 | 198.3474 |  | 70.9594 | 9.588 | 0 | 117.8 | 0
31.01. | 13 | 206.1496 |  | 71.1616 | 9.588 | 0 | 125.4 | 0
31.01. | 14 | 205.7916 |  | 70.2854 | 9.588 | 0 | 125.9182 | 0
31.01. | 15 | 202.1221 |  | 71.9704 | 9.588 | 0 | 120.5636 | 0
31.01. | 16 | 201.4396 |  | 71.6334 | 9.588 | 0 | 120.2182 | 0
31.01. | 17 | 204.7509 |  | 71.8356 | 9.588 | 0 | 123.3273 | 0
31.01. | 18 | 204.1064 |  | 71.3638 | 9.588 | 0 | 123.1545 | 0
31.01. | 19 | 203.6935 |  | 71.2964 | 9.588 | 0 | 122.8091 | 0
31.01. | 20 | 206.592 |  | 71.4312 | 9.588 | 0 | 125.5727 | 0
31.01. | 21 | 207.3882 |  | 71.3638 | 9.588 | 0 | 126.4364 | 0
31.01. | 22 | 206.8195 |  | 70.6224 | 9.588 | 0 | 126.6091 | 0
31.01. | 23 | 206.9838 |  | 70.9594 | 9.588 | 0 | 126.4364 | 0
31.01. | 24 | 205.286 |  | 71.1616 | 9.588 | 0 | 124.5364 | 0
01.02. | 1 | 203.6261 |  | 71.229 | 9.588 | 0 | 122.8091 | 0
01.02. | 2 | 204.7299 |  | 71.2964 | 9.588 | 0 | 123.8455 | 0
01.02. | 3 | 205.6315 |  | 71.1616 | 9.588 | 0 | 124.8818 | 0
01.02. | 4 | 203.2722 |  | 71.566 | 9.588 | 0 | 122.1182 | 0
01.02. | 5 | 201.1026 |  | 71.2964 | 9.588 | 0 | 120.2182 | 0
01.02. | 6 | 200.3443 |  | 71.229 | 9.588 | 0 | 119.5273 | 0
01.02. | 7 | 202.4086 |  | 71.566 | 9.588 | 0 | 121.2545 | 0
01.02. | 8 | 200.4117 |  | 71.2964 | 9.588 | 0 | 119.5273 | 0
01.02. | 9 | 198.3264 |  | 70.4202 | 9.588 | 0 | 118.3182 | 0
01.02. | 10 | 199.1311 |  | 70.0158 | 9.588 | 0 | 119.5273 | 0
01.02. | 11 | 197.1932 |  | 70.1506 | 9.588 | 0 | 117.4545 | 0
01.02. | 12 | 190.6467 |  | 66.7132 | 9.588 | 0 | 114.3455 | 0
01.02. | 13 | 191.4514 |  | 66.3088 | 9.588 | 0 | 115.5545 | 0
01.02. | 14 | 196.1066 |  | 66.6458 | 9.588 | 0 | 119.8727 | 0
01.02. | 15 | 196.2329 |  | 67.1176 | 9.588 | 0 | 119.5273 | 0
01.02. | 16 | 185.5376 |  | 54.1768 | 9.588 | 0 | 121.7727 | 0
01.02. | 17 | 186.7761 |  | 54.379 | 9.588 | 0 | 122.8091 | 0
01.02. | 18 | 192.682 |  | 61.3212 | 9.588 | 0 | 121.7727 | 0
01.02. | 19 | 197.1768 |  | 65.2978 | 9.588 | 0 | 122.2909 | 0
01.02. | 20 | 200.589 |  | 66.9828 | 9.588 | 0 | 124.0182 | 0
01.02. | 21 | 202.2404 |  | 67.2524 | 9.588 | 0 | 125.4 | 0
01.02. | 22 | 200.8881 |  | 67.4546 | 9.588 | 0 | 123.8455 | 0
01.02. | 23 | 201.3348 |  | 66.174 | 9.588 | 0 | 125.5727 | 0
01.02. | 24 | 199.4263 |  | 66.511 | 9.588 | 0 | 123.3273 | 0
02.02. | 1 | 196.174 |  | 66.7132 | 9.588 | 0 | 119.8727 | 0
02.02. | 2 | 193.979 |  | 67.4546 | 9.588 | 0 | 116.9364 | 0
02.02. | 3 | 195.0238 |  | 67.1176 | 9.588 | 0 | 118.3182 | 0
02.02. | 4 | 195.9843 |  | 67.3872 | 9.588 | 0 | 119.0091 | 0
02.02. | 5 | 194.4298 |  | 67.3872 | 9.588 | 0 | 117.4545 | 0
02.02. | 6 | 191.1272 |  | 64.0846 | 9.588 | 0 | 117.4545 | 0
02.02. | 7 | 189.8717 |  | 64.5564 | 9.588 | 0 | 115.7273 | 0
02.02. | 8 | 191.9862 |  | 68.3982 | 9.588 | 0 | 114 | 0
02.02. | 9 | 193.486 |  | 69.207 | 9.588 | 0 | 114.6909 | 0
02.02. | 10 | 196.4854 |  | 70.8246 | 9.588 | 0 | 116.0727 | 0
02.02. | 11 | 198.0694 |  | 71.0268 | 9.588 | 0 | 117.4545 | 0
02.02. | 12 | 200.9932 |  | 70.1506 | 9.588 | 0 | 121.2545 | 0
02.02. | 13 | 197.012 |  | 70.4876 | 9.588 | 0 | 116.9364 | 0
02.02. | 14 | 198.8615 |  | 69.7462 | 9.588 | 0 | 119.5273 | 0
02.02. | 15 | 174.9263 |  | 45.2928 | 9.588 | 0 | 120.0455 | 0
02.02. | 16 | 175.9162 |  | 45.7646 | 9.588 | 0 | 120.5636 | 0
02.02. | 17 | 199.6114 |  | 70.1506 | 9.588 | 0 | 119.8727 | 0
02.02. | 18 | 200.812 |  | 70.4876 | 9.588 | 0 | 120.7364 | 0
02.02. | 19 | 201.5998 |  | 70.7572 | 9.588 | 0 | 121.2545 | 0
02.02. | 20 | 202.5477 |  | 70.1506 | 9.588 | 0 | 122.8091 | 0
02.02. | 21 | 204.9828 |  | 69.4766 | 9.588 | 0 | 125.9182 | 0
02.02. | 22 | 203.4114 |  | 70.1506 | 9.588 | 0 | 123.6727 | 0
02.02. | 23 | 201.9032 |  | 69.6788 | 9.588 | 0 | 122.6364 | 0
02.02. | 24 | 200.0496 |  | 69.207 | 9.588 | 0 | 121.2545 | 0
03.02. | 1 | 202.7287 |  | 72.577 | 9.588 | 0 | 120.5636 | 0
03.02. | 2 | 202.3074 |  | 72.8466 | 9.588 | 0 | 119.8727 | 0
03.02. | 3 | 199.7165 |  | 72.8466 | 9.588 | 0 | 117.2818 | 0
03.02. | 4 | 200.5042 |  | 73.1162 | 9.588 | 0 | 117.8 | 0
03.02. | 5 | 202.0967 |  | 72.9814 | 9.588 | 0 | 119.5273 | 0
03.02. | 6 | 202.8425 |  | 72.1726 | 9.588 | 0 | 121.0818 | 0
03.02. | 7 | 202.1052 |  | 72.6444 | 9.588 | 0 | 119.8727 | 0
03.02. | 8 | 202.0798 |  | 73.6554 | 9.588 | 0 | 118.8364 | 0
03.02. | 9 | 200.2472 |  | 73.7228 | 9.588 | 0 | 116.9364 | 0
03.02. | 10 | 199.2952 |  | 73.1162 | 9.588 | 0 | 116.5909 | 0
03.02. | 11 | 197.8459 |  | 73.0488 | 9.588 | 0 | 115.2091 | 0
03.02. | 12 | 200.639 |  | 73.251 | 9.588 | 0 | 117.8 | 0
03.02. | 13 | 204.0472 |  | 73.7228 | 9.588 | 0 | 120.7364 | 0
03.02. | 14 | 205.766 |  | 74.0598 | 9.588 | 0 | 122.1182 | 0
03.02. | 15 | 205.2184 |  | 73.8576 | 9.588 | 0 | 121.7727 | 0
03.02. | 16 | 203.0403 |  | 73.925 | 9.588 | 0 | 119.5273 | 0
03.02. | 17 | 199.5858 |  | 73.925 | 9.588 | 0 | 116.0727 | 0
03.02. | 18 | 193.8184 |  | 73.8576 | 9.588 | 0 | 110.3727 | 0
03.02. | 19 | 197.1297 |  | 74.0598 | 9.588 | 0 | 113.4818 | 0
03.02. | 20 | 196.0554 |  | 74.1946 | 9.588 | 0 | 112.2727 | 0
03.02. | 21 | 202.8466 |  | 73.3858 | 9.588 | 0 | 119.8727 | 0
03.02. | 22 | 209.6378 |  | 72.577 | 9.588 | 0 | 127.4727 | 0
03.02. | 23 | 210.9058 |  | 72.9814 | 9.588 | 0 | 128.3364 | 0
03.02. | 24 | 209.5619 |  | 72.8466 | 9.588 | 0 | 127.1273 | 0
04.02. | 1 | 206.8698 |  | 74.1272 | 9.588 | 0 | 123.1545 | 0
04.02. | 2 | 205.6102 |  | 73.3858 | 9.588 | 0 | 122.6364 | 0
04.02. | 3 | 205.5344 |  | 73.6554 | 9.588 | 0 | 122.2909 | 0
04.02. | 4 | 206.5328 |  | 73.7902 | 9.588 | 0 | 123.1545 | 0
04.02. | 5 | 205.9641 |  | 73.0488 | 9.588 | 0 | 123.3273 | 0
04.02. | 6 | 204.0093 |  | 73.8576 | 9.588 | 0 | 120.5636 | 0
04.02. | 7 | 204.0936 |  | 73.251 | 9.588 | 0 | 121.2545 | 0
04.02. | 8 | 203.845 |  | 73.5206 | 9.588 | 0 | 120.7364 | 0
04.02. | 9 | 206.1958 |  | 73.4532 | 9.588 | 0 | 123.1545 | 0
04.02. | 10 | 204.4644 |  | 72.24 | 9.588 | 0 | 122.6364 | 0
04.02. | 11 | 204.6161 |  | 71.7008 | 9.588 | 0 | 123.3273 | 0
04.02. | 12 | 206.7562 |  | 71.7682 | 9.588 | 0 | 125.4 | 0
04.02. | 13 | 208.3654 |  | 73.7228 | 9.588 | 0 | 125.0545 | 0
04.02. | 14 | 206.2337 |  | 73.3184 | 9.588 | 0 | 123.3273 | 0
04.02. | 15 | 207.9694 |  | 72.9814 | 9.588 | 0 | 125.4 | 0
04.02. | 16 | 208.3234 |  | 72.6444 | 9.588 | 0 | 126.0909 | 0
04.02. | 17 | 206.297 |  | 72.1726 | 9.588 | 0 | 124.5364 | 0
04.02. | 18 | 204.3675 |  | 71.9704 | 9.588 | 0 | 122.8091 | 0
04.02. | 19 | 207.9484 |  | 72.4422 | 9.588 | 0 | 125.9182 | 0
04.02. | 20 | 208.0958 |  | 73.4532 | 9.588 | 0 | 125.0545 | 0
04.02. | 21 | 207.8472 |  | 73.7228 | 9.588 | 0 | 124.5364 | 0
04.02. | 22 | 208.7108 |  | 73.7228 | 9.588 | 0 | 125.4 | 0
04.02. | 23 | 207.287 |  | 72.6444 | 9.588 | 0 | 125.0545 | 0
04.02. | 24 | 207.8516 |  | 72.1726 | 9.588 | 0 | 126.0909 | 0
05.02. | 1 | 206.5961 |  | 72.6444 | 9.588 | 0 | 124.3636 | 0
05.02. | 2 | 205.2901 |  | 72.3748 | 9.588 | 0 | 123.3273 | 0
05.02. | 3 | 208.1042 |  | 73.1162 | 9.588 | 0 | 125.4 | 0
05.02. | 4 | 205.745 |  | 73.5206 | 9.588 | 0 | 122.6364 | 0
05.02. | 5 | 204.7256 |  | 72.8466 | 9.588 | 0 | 122.2909 | 0
05.02. | 6 | 203.3563 |  | 73.7228 | 9.588 | 0 | 120.0455 | 0
05.02. | 7 | 206.7099 |  | 72.24 | 9.588 | 0 | 124.8818 | 0
05.02. | 8 | 203.9842 |  | 72.1052 | 9.588 | 0 | 122.2909 | 0
05.02. | 9 | 206.4992 |  | 72.3748 | 9.588 | 0 | 124.5364 | 0
05.02. | 10 | 205.4882 |  | 71.3638 | 9.588 | 0 | 124.5364 | 0
05.02. | 11 | 205.8042 |  | 71.1616 | 9.588 | 0 | 125.0545 | 0
05.02. | 12 | 208.0117 |  | 71.2964 | 9.588 | 0 | 127.1273 | 0
05.02. | 13 | 204.5023 |  | 72.1052 | 9.588 | 0 | 122.8091 | 0
05.02. | 14 | 198.2129 |  | 68.0612 | 9.588 | 0 | 120.5636 | 0
05.02. | 15 | 215.3035 |  | 80.661 | 9.588 | 0 | 125.0545 | 0
05.02. | 16 | 220.1184 |  | 85.6486 | 9.588 | 0 | 124.8818 | 0
05.02. | 17 | 221.0826 |  | 85.0583 | 9.588 | 0 | 126.4364 | 0
05.02. | 18 | 219.566 |  | 84.9235 | 9.588 | 0 | 125.0545 | 0
05.02. | 19 | 219.0014 |  | 85.3953 | 9.588 | 0 | 124.0182 | 0
05.02. | 20 | 217.013 |  | 84.7887 | 9.588 | 0 | 122.6364 | 0
05.02. | 21 | 220.6234 |  | 85.4627 | 9.588 | 0 | 125.5727 | 0
05.02. | 22 | 218.1337 |  | 84.1821 | 9.588 | 0 | 124.3636 | 0
05.02. | 23 | 216.1789 |  | 84.9909 | 9.588 | 0 | 121.6 | 0
05.02. | 24 | 217.2152 |  | 84.9909 | 9.588 | 0 | 122.6364 | 0
06.02. | 1 | 216.4021 |  | 85.7323 | 9.588 | 0 | 121.0818 | 0
06.02. | 2 | 205.8588 |  | 73.1162 | 9.588 | 0 | 123.1545 | 0
06.02. | 3 | 202.7961 |  | 72.6444 | 9.588 | 0 | 120.5636 | 0
06.02. | 4 | 205.7155 |  | 73.3184 | 9.588 | 0 | 122.8091 | 0
06.02. | 5 | 205.1384 |  | 72.914 | 9.588 | 0 | 122.6364 | 0
06.02. | 6 | 202.0293 |  | 72.914 | 9.588 | 0 | 119.5273 | 0
06.02. | 7 | 201.924 |  | 72.9814 | 9.588 | 0 | 119.3545 | 0
06.02. | 8 | 199.2152 |  | 72.1726 | 9.588 | 0 | 117.4545 | 0
06.02. | 9 | 213.1666 |  | 85.2605 | 9.588 | 0 | 118.3182 | 0
06.02. | 10 | 216.103 |  | 85.2605 | 9.588 | 0 | 121.2545 | 0
06.02. | 11 | 215.6607 |  | 84.9909 | 9.588 | 0 | 121.0818 | 0
06.02. | 12 | 217.5986 |  | 84.8561 | 9.588 | 0 | 123.1545 | 0
06.02. | 13 | 217.2278 |  | 85.8671 | 9.588 | 0 | 121.7727 | 0
06.02. | 14 | 216.4274 |  | 84.7213 | 9.588 | 0 | 122.1182 | 0
06.02. | 15 | 210.1969 |  | 81.0817 | 9.588 | 0 | 119.5273 | 0
06.02. | 16 | 217.5732 |  | 85.8671 | 9.588 | 0 | 122.1182 | 0
06.02. | 17 | 215.3152 |  | 84.9909 | 9.588 | 0 | 120.7364 | 0
06.02. | 18 | 201.4268 |  | 73.5206 | 9.588 | 0 | 118.3182 | 0
06.02. | 19 | 200.2038 |  | 66.943 | 9.588 | 0 | 123.6727 | 0
06.02. | 20 | 197.2674 |  | 66.943 | 9.588 | 0 | 120.7364 | 0
06.02. | 21 | 202.1038 |  | 66.943 | 9.588 | 0 | 125.5727 | 0
06.02. | 22 | 202.542 |  | 65.9994 | 9.588 | 0 | 126.9545 | 0
06.02. | 23 | 208.6688 |  | 72.6444 | 9.588 | 0 | 126.4364 | 0
06.02. | 24 | 199.9975 |  | 65.5276 | 9.588 | 0 | 124.8818 | 0
07.02. | 1 | 201.0295 |  | 67.0778 | 9.588 | 0 | 124.3636 | 0
07.02. | 2 | 199.4078 |  | 64.247 | 9.588 | 0 | 125.5727 | 0
07.02. | 3 | 200.3386 |  | 67.0778 | 9.588 | 0 | 123.6727 | 0
07.02. | 4 | 199.3401 |  | 66.943 | 9.588 | 0 | 122.8091 | 0
07.02. | 5 | 198.2364 |  | 66.8756 | 9.588 | 0 | 121.7727 | 0
07.02. | 6 | 194.7398 |  | 65.7972 | 9.588 | 0 | 119.3545 | 0
07.02. | 7 | 203.1331 |  | 72.9814 | 9.588 | 0 | 120.5636 | 0
07.02. | 8 | 215.1256 |  | 85.6649 | 9.588 | 0 | 119.8727 | 0
07.02. | 9 | 210.5209 |  | 86.0693 | 9.588 | 0 | 114.8636 | 0
07.02. | 10 | 201.1362 |  | 72.7118 | 9.588 | 0 | 118.8364 | 0
07.02. | 11 | 213.2852 |  | 85.379 | 9.588 | 0 | 118.3182 | 0
07.02. | 12 | 214.5407 |  | 84.9072 | 9.588 | 0 | 120.0455 | 0
07.02. | 13 | 210.9933 |  | 85.8508 | 9.588 | 0 | 115.5545 | 0
07.02. | 14 | 212.4341 |  | 86.2552 | 9.588 | 0 | 116.5909 | 0
07.02. | 15 | 215.6485 |  | 86.1878 | 9.588 | 0 | 119.8727 | 0
07.02. | 16 | 211.5789 |  | 85.9182 | 9.588 | 0 | 116.0727 | 0
07.02. | 17 | 216.0614 |  | 86.2552 | 9.588 | 0 | 120.2182 | 0
07.02. | 18 | 204.814 |  | 73.4532 | 9.588 | 0 | 121.7727 | 0
07.02. | 19 | 204.0557 |  | 73.3858 | 9.588 | 0 | 121.0818 | 0
07.02. | 20 | 204.6412 |  | 73.4532 | 9.588 | 0 | 121.6 | 0
07.02. | 21 | 206.7814 |  | 73.5206 | 9.588 | 0 | 123.6727 | 0
07.02. | 22 | 204.5782 |  | 71.8356 | 9.588 | 0 | 123.1545 | 0
07.02. | 23 | 207.0848 |  | 72.4422 | 9.588 | 0 | 125.0545 | 0
07.02. | 24 | 203.1164 |  | 70.892 | 9.588 | 0 | 122.6364 | 0
08.02. | 1 | 203.7776 |  | 73.4532 | 9.588 | 0 | 120.7364 | 0
08.02. | 2 | 203.1246 |  | 73.3184 | 9.588 | 0 | 120.2182 | 0
08.02. | 3 | 203.5754 |  | 73.251 | 9.588 | 0 | 120.7364 | 0
08.02. | 4 | 204.8814 |  | 73.5206 | 9.588 | 0 | 121.7727 | 0
08.02. | 5 | 203.6049 |  | 73.4532 | 9.588 | 0 | 120.5636 | 0
08.02. | 6 | 202.3243 |  | 72.1726 | 9.588 | 0 | 120.5636 | 0
08.02. | 7 | 203.1331 |  | 72.9814 | 9.588 | 0 | 120.5636 | 0
08.02. | 8 | 199.3836 |  | 73.7228 | 9.588 | 0 | 116.0727 | 0
08.02. | 9 | 199.6322 |  | 73.4532 | 9.588 | 0 | 116.5909 | 0
08.02. | 10 | 200.618 |  | 72.7118 | 9.588 | 0 | 118.3182 | 0
08.02. | 11 | 198.1494 |  | 71.9704 | 9.588 | 0 | 116.5909 | 0
08.02. | 12 | 200.3484 |  | 72.4422 | 9.588 | 0 | 118.3182 | 0
08.02. | 13 | 196.4813 |  | 69.6114 | 9.588 | 0 | 117.2818 | 0
08.02. | 14 | 218.1215 |  | 85.379 | 9.588 | 0 | 123.1545 | 0
08.02. | 15 | 217.9573 |  | 85.042 | 9.588 | 0 | 123.3273 | 0
08.02. | 16 | 216.6554 |  | 85.9856 | 9.588 | 0 | 121.0818 | 0
08.02. | 17 | 215.6485 |  | 86.1878 | 9.588 | 0 | 119.8727 | 0
08.02. | 18 | 215.0378 |  | 84.368 | 9.588 | 0 | 121.0818 | 0
08.02. | 19 | 221.4244 |  | 85.9182 | 9.588 | 0 | 125.9182 | 0
08.02. | 20 | 219.5244 |  | 85.9182 | 9.588 | 0 | 124.0182 | 0
08.02. | 21 | 217.241 |  | 86.053 | 9.588 | 0 | 121.6 | 0
08.02. | 22 | 217.6413 |  | 85.2442 | 9.588 | 0 | 122.8091 | 0
08.02. | 23 | 218.6482 |  | 85.042 | 9.588 | 0 | 124.0182 | 0
08.02. | 24 | 217.1231 |  | 85.2442 | 9.588 | 0 | 122.2909 | 0
09.02. | 1 | 215.7708 |  | 85.4464 | 9.588 | 0 | 120.7364 | 0
09.02. | 2 | 215.1303 |  | 86.1878 | 9.588 | 0 | 119.3545 | 0
09.02. | 3 | 198.8478 |  | 83.8962 | 9.588 | 0 | 105.3636 | 0
09.02. | 4 | 217.1736 |  | 85.9856 | 9.588 | 0 | 121.6 | 0
09.02. | 5 | 219.1705 |  | 86.2552 | 9.588 | 0 | 123.3273 | 0
09.02. | 6 | 217.3463 |  | 85.9856 | 9.588 | 0 | 121.7727 | 0
09.02. | 7 | 213.3062 |  | 85.9182 | 9.588 | 0 | 117.8 | 0
09.02. | 8 | 211.0987 |  | 85.7834 | 9.588 | 0 | 115.7273 | 0
09.02. | 9 | 212.2319 |  | 86.053 | 9.588 | 0 | 116.5909 | 0
09.02. | 10 | 212.43 |  | 85.042 | 9.588 | 0 | 117.8 | 0
09.02. | 11 | 209.8224 |  | 82.9526 | 9.588 | 0 | 117.2818 | 0
09.02. | 12 | 210.3321 |  | 83.2896 | 9.588 | 0 | 117.4545 | 0
09.02. | 13 | 213.3275 |  | 83.694 | 9.588 | 0 | 120.0455 | 0
09.02. | 14 | 214.4563 |  | 85.5138 | 9.588 | 0 | 119.3545 | 0
09.02. | 15 | 215.5896 |  | 85.7834 | 9.588 | 0 | 120.2182 | 0
09.02. | 16 | 216.5206 |  | 85.8508 | 9.588 | 0 | 121.0818 | 0
09.02. | 17 | 217.7297 |  | 85.8508 | 9.588 | 0 | 122.2909 | 0
09.02. | 18 | 220.5228 |  | 86.053 | 9.588 | 0 | 124.8818 | 0
09.02. | 19 | 216.6344 |  | 85.4464 | 9.588 | 0 | 121.6 | 0
09.02. | 20 | 220.9441 |  | 85.7834 | 9.588 | 0 | 125.5727 | 0
09.02. | 21 | 215.7034 |  | 85.379 | 9.588 | 0 | 120.7364 | 0
09.02. | 22 | 217.5065 |  | 85.1094 | 9.588 | 0 | 122.8091 | 0
09.02. | 23 | 220.1563 |  | 85.5138 | 9.588 | 0 | 125.0545 | 0
09.02. | 24 | 220.7883 |  | 85.1094 | 9.588 | 0 | 126.0909 | 0
10.02. | 1 | 220.3206 |  | 85.8508 | 9.588 | 0 | 124.8818 | 0
10.02. | 2 | 220.9736 |  | 85.9856 | 9.588 | 0 | 125.4 | 0
10.02. | 3 | 220.1774 |  | 86.053 | 9.588 | 0 | 124.5364 | 0
10.02. | 4 | 222.4144 |  | 86.39 | 9.588 | 0 | 126.4364 | 0
10.02. | 5 | 221.1463 |  | 85.9856 | 9.588 | 0 | 125.5727 | 0
10.02. | 6 | 217.414 |  | 83.2896 | 9.588 | 0 | 124.5364 | 0
10.02. | 7 | 218.8504 |  | 85.2442 | 9.588 | 0 | 124.0182 | 0
10.02. | 8 | 219.4865 |  | 86.053 | 9.588 | 0 | 123.8455 | 0
10.02. | 9 | 217.4432 |  | 86.2552 | 9.588 | 0 | 121.6 | 0
10.02. | 10 | 215.0504 |  | 85.2442 | 9.588 | 0 | 120.2182 | 0
10.02. | 11 | 216.3648 |  | 85.1768 | 9.588 | 0 | 121.6 | 0
10.02. | 12 | 215.8256 |  | 84.6376 | 9.588 | 0 | 121.6 | 0
10.02. | 13 | 223.6698 |  | 85.9182 | 9.588 | 0 | 128.1636 | 0
10.02. | 14 | 222.1617 |  | 85.4464 | 9.588 | 0 | 127.1273 | 0
10.02. | 15 | 222.2122 |  | 86.1878 | 9.588 | 0 | 126.4364 | 0
10.02. | 16 | 221.5971 |  | 85.9182 | 9.588 | 0 | 126.0909 | 0
10.02. | 17 | 219.3137 |  | 86.053 | 9.588 | 0 | 123.6727 | 0
10.02. | 18 | 208.614 |  | 73.4532 | 9.588 | 0 | 125.5727 | 0
10.02. | 19 | 208.7362 |  | 72.7118 | 9.588 | 0 | 126.4364 | 0
10.02. | 20 | 211.5883 |  | 73.3184 | 9.588 | 0 | 128.6818 | 0
10.02. | 21 | 209.3892 |  | 72.8466 | 9.588 | 0 | 126.9545 | 0
10.02. | 22 | 209.0901 |  | 72.3748 | 9.588 | 0 | 127.1273 | 0
10.02. | 23 | 208.3234 |  | 72.6444 | 9.588 | 0 | 126.0909 | 0
10.02. | 24 | 210.8932 |  | 72.1052 | 9.588 | 0 | 129.2 | 0
11.02. | 1 | 210.1475 |  | 72.914 | 9.588 | 0 | 127.6455 | 0
11.02. | 2 | 206.5202 |  | 72.914 | 9.588 | 0 | 124.0182 | 0
11.02. | 3 | 207.2196 |  | 72.577 | 9.588 | 0 | 125.0545 | 0
11.02. | 4 | 206.8362 |  | 72.7118 | 9.588 | 0 | 124.5364 | 0
11.02. | 5 | 205.185 |  | 69.6788 | 9.588 | 0 | 125.9182 | 0
11.02. | 6 | 207.3167 |  | 70.0832 | 9.588 | 0 | 127.6455 | 0
11.02. | 7 | 205.2481 |  | 71.2964 | 9.588 | 0 | 124.3636 | 0
11.02. | 8 | 206.2801 |  | 72.8466 | 9.588 | 0 | 123.8455 | 0
11.02. | 9 | 210.3497 |  | 73.1162 | 9.588 | 0 | 127.6455 | 0
11.02. | 10 | 209.781 |  | 72.3748 | 9.588 | 0 | 127.8182 | 0
11.02. | 11 | 212.5531 |  | 72.0378 | 9.588 | 0 | 130.9273 | 0
11.02. | 12 | 207.3165 |  | 72.8466 | 9.588 | 0 | 124.8818 | 0
11.02. | 13 | 211.5883 |  | 73.3184 | 9.588 | 0 | 128.6818 | 0
11.02. | 14 | 211.3861 |  | 73.1162 | 9.588 | 0 | 128.6818 | 0
11.02. | 15 | 211.2049 |  | 73.4532 | 9.588 | 0 | 128.1636 | 0
11.02. | 16 | 211.7905 |  | 73.5206 | 9.588 | 0 | 128.6818 | 0
11.02. | 17 | 212.5108 |  | 73.7228 | 9.588 | 0 | 129.2 | 0
11.02. | 18 | 209.7641 |  | 73.0488 | 9.588 | 0 | 127.1273 | 0
11.02. | 19 | 209.1406 |  | 73.1162 | 9.588 | 0 | 126.4364 | 0
11.02. | 20 | 211.6346 |  | 72.8466 | 9.588 | 0 | 129.2 | 0
11.02. | 21 | 211.8284 |  | 73.3858 | 9.588 | 0 | 128.8545 | 0
11.02. | 22 | 208.7826 |  | 72.24 | 9.588 | 0 | 126.9545 | 0
11.02. | 23 | 209.8779 |  | 72.6444 | 9.588 | 0 | 127.6455 | 0
11.02. | 24 | 210.1475 |  | 72.914 | 9.588 | 0 | 127.6455 | 0
12.02. | 1 | 210.1265 |  | 72.3748 | 9.588 | 0 | 128.1636 | 0
12.02. | 2 | 212.0096 |  | 73.0488 | 9.588 | 0 | 129.3727 | 0
12.02. | 3 | 210.6572 |  | 73.251 | 9.588 | 0 | 127.8182 | 0
12.02. | 4 | 207.3165 |  | 72.8466 | 9.588 | 0 | 124.8818 | 0
12.02. | 5 | 211.4071 |  | 73.6554 | 9.588 | 0 | 128.1636 | 0
12.02. | 6 | 206.4574 |  | 68.533 | 9.588 | 0 | 128.3364 | 0
12.02. | 7 | 208.8205 |  | 72.1052 | 9.588 | 0 | 127.1273 | 0
12.02. | 8 | 205.7619 |  | 72.8466 | 9.588 | 0 | 123.3273 | 0
12.02. | 9 | 207.4892 |  | 72.8466 | 9.588 | 0 | 125.0545 | 0
12.02. | 10 | 210.7121 |  | 72.4422 | 9.588 | 0 | 128.6818 | 0
12.02. | 11 | 211.8368 |  | 73.0488 | 9.588 | 0 | 129.2 | 0
12.02. | 12 | 223.1686 |  | 85.2442 | 9.588 | 0 | 128.3364 | 0
12.02. | 13 | 222.2291 |  | 85.5138 | 9.588 | 0 | 127.1273 | 0
12.02. | 14 | 222.1911 |  | 85.6486 | 9.588 | 0 | 126.9545 | 0
12.02. | 15 | 221.8288 |  | 86.3226 | 9.588 | 0 | 125.9182 | 0
12.02. | 16 | 223.6024 |  | 85.8508 | 9.588 | 0 | 128.1636 | 0
12.02. | 17 | 224.188 |  | 85.9182 | 9.588 | 0 | 128.6818 | 0
12.02. | 18 | 222.6419 |  | 85.5812 | 9.588 | 0 | 127.4727 | 0
12.02. | 19 | 222.9657 |  | 85.7323 | 9.588 | 0 | 127.6455 | 0
12.02. | 20 | 222.9826 |  | 85.0583 | 9.588 | 0 | 128.3364 | 0
12.02. | 21 | 222.8309 |  | 85.5975 | 9.588 | 0 | 127.6455 | 0
12.02. | 22 | 222.7425 |  | 84.9909 | 9.588 | 0 | 128.1636 | 0
12.02. | 23 | 220.3412 |  | 84.3169 | 9.588 | 0 | 126.4364 | 0
12.02. | 24 | 223.4334 |  | 84.9909 | 9.588 | 0 | 128.8545 | 0
13.02. | 1 | 219.271 |  | 85.6649 | 9.588 | 0 | 124.0182 | 0
13.02. | 2 | 207.513 |  | 84.7887 | 9.588 | 0 | 113.1364 | 0
13.02. | 3 | 216.5074 |  | 85.6649 | 9.588 | 0 | 121.2545 | 0
13.02. | 4 | 216.6212 |  | 85.2605 | 9.588 | 0 | 121.7727 | 0
13.02. | 5 | 204.8014 |  | 72.577 | 9.588 | 0 | 122.6364 | 0
13.02. | 6 | 204.3042 |  | 73.1162 | 9.588 | 0 | 121.6 | 0
13.02. | 7 | 206.1158 |  | 72.5096 | 9.588 | 0 | 124.0182 | 0
13.02. | 8 | 206.2422 |  | 72.9814 | 9.588 | 0 | 123.6727 | 0
13.02. | 9 | 205.1089 |  | 72.7118 | 9.588 | 0 | 122.8091 | 0
13.02. | 10 | 203.9462 |  | 72.24 | 9.588 | 0 | 122.1182 | 0
13.02. | 11 | 207.3334 |  | 72.1726 | 9.588 | 0 | 125.5727 | 0
13.02. | 12 | 203.8578 |  | 71.6334 | 9.588 | 0 | 122.6364 | 0
13.02. | 13 | 208.4666 |  | 72.4422 | 9.588 | 0 | 126.4364 | 0
13.02. | 14 | 205.724 |  | 72.9814 | 9.588 | 0 | 123.1545 | 0
13.02. | 15 | 199.6182 |  | 66.8756 | 9.588 | 0 | 123.1545 | 0
13.02. | 16 | 204.2818 |  | 66.8756 | 9.588 | 0 | 127.8182 | 0
13.02. | 17 | 204.2818 |  | 66.8756 | 9.588 | 0 | 127.8182 | 0
13.02. | 18 | 204.4925 |  | 66.7408 | 9.588 | 0 | 128.1636 | 0
13.02. | 19 | 207.1522 |  | 72.5096 | 9.588 | 0 | 125.0545 | 0
13.02. | 20 | 210.3792 |  | 73.3184 | 9.588 | 0 | 127.4727 | 0
13.02. | 21 | 211.6557 |  | 73.3858 | 9.588 | 0 | 128.6818 | 0
13.02. | 22 | 210.7246 |  | 73.3184 | 9.588 | 0 | 127.8182 | 0
13.02. | 23 | 209.5704 |  | 72.5096 | 9.588 | 0 | 127.4727 | 0
13.02. | 24 | 208.0832 |  | 72.577 | 9.588 | 0 | 125.9182 | 0
14.02. | 1 | 209.4776 |  | 73.4532 | 9.588 | 0 | 126.4364 | 0
14.02. | 2 | 204.0936 |  | 73.251 | 9.588 | 0 | 121.2545 | 0
14.02. | 3 | 206.1958 |  | 73.4532 | 9.588 | 0 | 123.1545 | 0
14.02. | 4 | 205.0205 |  | 72.1052 | 9.588 | 0 | 123.3273 | 0
14.02. | 5 | 205.3111 |  | 72.914 | 9.588 | 0 | 122.8091 | 0
14.02. | 6 | 204.3422 |  | 72.9814 | 9.588 | 0 | 121.7727 | 0
14.02. | 7 | 203.6302 |  | 72.4422 | 9.588 | 0 | 121.6 | 0
14.02. | 8 | 204.0936 |  | 73.251 | 9.588 | 0 | 121.2545 | 0
14.02. | 9 | 201.924 |  | 72.9814 | 9.588 | 0 | 119.3545 | 0
14.02. | 10 | 214.2711 |  | 84.6376 | 9.588 | 0 | 120.0455 | 0
14.02. | 11 | 215.8256 |  | 84.6376 | 9.588 | 0 | 121.6 | 0
14.02. | 12 | 216.0488 |  | 85.379 | 9.588 | 0 | 121.0818 | 0
14.02. | 13 | 218.4501 |  | 86.053 | 9.588 | 0 | 122.8091 | 0
14.02. | 14 | 218.0457 |  | 85.6486 | 9.588 | 0 | 122.8091 | 0
14.02. | 15 | 220.6071 |  | 85.4464 | 9.588 | 0 | 125.5727 | 0
14.02. | 16 | 221.5761 |  | 85.379 | 9.588 | 0 | 126.6091 | 0
14.02. | 17 | 220.8977 |  | 86.2552 | 9.588 | 0 | 125.0545 | 0
14.02. | 18 | 216.8366 |  | 85.6486 | 9.588 | 0 | 121.6 | 0
14.02. | 19 | 207.4008 |  | 72.24 | 9.588 | 0 | 125.5727 | 0
14.02. | 20 | 210.7121 |  | 72.4422 | 9.588 | 0 | 128.6818 | 0
14.02. | 21 | 209.7431 |  | 72.5096 | 9.588 | 0 | 127.6455 | 0
14.02. | 22 | 209.6757 |  | 72.4422 | 9.588 | 0 | 127.6455 | 0
14.02. | 23 | 210.7121 |  | 72.4422 | 9.588 | 0 | 128.6818 | 0
14.02. | 24 | 211.3061 |  | 72.1726 | 9.588 | 0 | 129.5455 | 0
15.02. | 1 | 211.424 |  | 72.9814 | 9.588 | 0 | 128.8545 | 0
15.02. | 2 | 209.8484 |  | 72.4422 | 9.588 | 0 | 127.8182 | 0
15.02. | 3 | 203.3312 |  | 71.9704 | 9.588 | 0 | 121.7727 | 0
15.02. | 4 | 207.4892 |  | 72.8466 | 9.588 | 0 | 125.0545 | 0
15.02. | 5 | 205.9052 |  | 72.6444 | 9.588 | 0 | 123.6727 | 0
15.02. | 6 | 207.2196 |  | 72.577 | 9.588 | 0 | 125.0545 | 0
15.02. | 7 | 206.7224 |  | 73.1162 | 9.588 | 0 | 124.0182 | 0
15.02. | 8 | 207.6998 |  | 72.7118 | 9.588 | 0 | 125.4 | 0
15.02. | 9 | 207.2406 |  | 73.1162 | 9.588 | 0 | 124.5364 | 0
15.02. | 10 | 210.5942 |  | 71.6334 | 9.588 | 0 | 129.3727 | 0
15.02. | 11 | 208.6857 |  | 71.9704 | 9.588 | 0 | 127.1273 | 0
15.02. | 12 | 210.2108 |  | 71.7682 | 9.588 | 0 | 128.8545 | 0
15.02. | 13 | 209.5829 |  | 73.3858 | 9.588 | 0 | 126.6091 | 0
15.02. | 14 | 210.7162 |  | 73.6554 | 9.588 | 0 | 127.4727 | 0
15.02. | 15 | 204.7132 |  | 69.207 | 9.588 | 0 | 125.9182 | 0
15.02. | 16 | 205.0208 |  | 69.3418 | 9.588 | 0 | 126.0909 | 0
15.02. | 17 | 202.9775 |  | 69.544 | 9.588 | 0 | 123.8455 | 0
15.02. | 18 | 207.0935 |  | 69.3418 | 9.588 | 0 | 128.1636 | 0
15.02. | 19 | 205.8759 |  | 69.6788 | 9.588 | 0 | 126.6091 | 0
15.02. | 20 | 206.807 |  | 69.7462 | 9.588 | 0 | 127.4727 | 0
15.02. | 21 | 208.3994 |  | 69.6114 | 9.588 | 0 | 129.2 | 0
15.02. | 22 | 207.5443 |  | 69.2744 | 9.588 | 0 | 128.6818 | 0
15.02. | 23 | 204.5784 |  | 69.0722 | 9.588 | 0 | 125.9182 | 0
15.02. | 24 | 207.9866 |  | 69.544 | 9.588 | 0 | 128.8545 | 0
16.02. | 1 | 207.4305 |  | 69.6788 | 9.588 | 0 | 128.1636 | 0
16.02. | 2 | 206.3267 |  | 69.6114 | 9.588 | 0 | 127.1273 | 0
16.02. | 3 | 205.4252 |  | 69.7462 | 9.588 | 0 | 126.0909 | 0
16.02. | 4 | 202.5352 |  | 69.2744 | 9.588 | 0 | 123.6727 | 0
16.02. | 5 | 201.1744 |  | 69.8136 | 9.588 | 0 | 121.7727 | 0
16.02. | 6 | 202.0844 |  | 69.3418 | 9.588 | 0 | 123.1545 | 0
16.02. | 7 | 202.8722 |  | 69.6114 | 9.588 | 0 | 123.6727 | 0
16.02. | 8 | 204.1487 |  | 69.6788 | 9.588 | 0 | 124.8818 | 0
16.02. | 9 | 201.5662 |  | 69.3418 | 9.588 | 0 | 122.6364 | 0
16.02. | 10 | 205.2693 |  | 69.0722 | 9.588 | 0 | 126.6091 | 0
16.02. | 11 | 207.8602 |  | 69.0722 | 9.588 | 0 | 129.2 | 0
16.02. | 12 | 207.1778 |  | 68.7352 | 9.588 | 0 | 128.8545 | 0
16.02. | 13 | 208.964 |  | 69.1396 | 9.588 | 0 | 130.2364 | 0
16.02. | 14 | 208.1004 |  | 69.1396 | 9.588 | 0 | 129.3727 | 0
16.02. | 15 | 207.9192 |  | 69.4766 | 9.588 | 0 | 128.8545 | 0
16.02. | 16 | 207.401 |  | 69.4766 | 9.588 | 0 | 128.3364 | 0
16.02. | 17 | 205.223 |  | 69.544 | 9.588 | 0 | 126.0909 | 0
16.02. | 18 | 207.6032 |  | 69.6788 | 9.588 | 0 | 128.3364 | 0
16.02. | 19 | 207.9866 |  | 69.544 | 9.588 | 0 | 128.8545 | 0
16.02. | 20 | 208.3994 |  | 69.6114 | 9.588 | 0 | 129.2 | 0
16.02. | 21 | 209.3684 |  | 69.544 | 9.588 | 0 | 130.2364 | 0
16.02. | 22 | 209.0104 |  | 68.6678 | 9.588 | 0 | 130.7545 | 0
16.02. | 23 | 208.8671 |  | 68.87 | 9.588 | 0 | 130.4091 | 0
16.02. | 24 | 209.3179 |  | 68.8026 | 9.588 | 0 | 130.9273 | 0
17.02. | 1 | 209.5032 |  | 69.6788 | 9.588 | 0 | 130.2364 | 0
17.02. | 2 | 206.1919 |  | 69.4766 | 9.588 | 0 | 127.1273 | 0
17.02. | 3 | 206.2593 |  | 69.544 | 9.588 | 0 | 127.1273 | 0
17.02. | 4 | 205.2524 |  | 69.7462 | 9.588 | 0 | 125.9182 | 0
17.02. | 5 | 205.8549 |  | 69.1396 | 9.588 | 0 | 127.1273 | 0
17.02. | 6 | 205.8085 |  | 69.6114 | 9.588 | 0 | 126.6091 | 0
17.02. | 7 | 203.264 |  | 69.1396 | 9.588 | 0 | 124.5364 | 0
17.02. | 8 | 202.0085 |  | 69.6114 | 9.588 | 0 | 122.8091 | 0
17.02. | 9 | 205.6737 |  | 69.4766 | 9.588 | 0 | 126.6091 | 0
17.02. | 10 | 206.2847 |  | 68.533 | 9.588 | 0 | 128.1636 | 0
17.02. | 11 | 204.0098 |  | 68.3308 | 9.588 | 0 | 126.0909 | 0
17.02. | 12 | 204.9408 |  | 68.3982 | 9.588 | 0 | 126.9545 | 0
17.02. | 13 | 203.1756 |  | 68.533 | 9.588 | 0 | 125.0545 | 0
17.02. | 14 | 205.9433 |  | 69.7462 | 9.588 | 0 | 126.6091 | 0
17.02. | 15 | 207.4769 |  | 69.207 | 9.588 | 0 | 128.6818 | 0
17.02. | 16 | 200.2982 |  | 68.9374 | 9.588 | 0 | 121.7727 | 0
17.02. | 17 | 206.133 |  | 69.0722 | 9.588 | 0 | 127.4727 | 0
17.02. | 18 | 207.5148 |  | 69.0722 | 9.588 | 0 | 128.8545 | 0
17.02. | 19 | 206.3436 |  | 68.9374 | 9.588 | 0 | 127.8182 | 0
17.02. | 20 | 208.3994 |  | 69.6114 | 9.588 | 0 | 129.2 | 0
17.02. | 21 | 207.1819 |  | 69.9484 | 9.588 | 0 | 127.6455 | 0
17.02. | 22 | 207.7465 |  | 69.4766 | 9.588 | 0 | 128.6818 | 0
17.02. | 23 | 206.2173 |  | 68.4656 | 9.588 | 0 | 128.1636 | 0
17.02. | 24 | 206.6596 |  | 68.7352 | 9.588 | 0 | 128.3364 | 0
18.02. | 1 | 208.4079 |  | 69.2744 | 9.588 | 0 | 129.5455 | 0
18.02. | 2 | 210.0296 |  | 72.1052 | 9.588 | 0 | 128.3364 | 0
18.02. | 3 | 209.6967 |  | 72.9814 | 9.588 | 0 | 127.1273 | 0
18.02. | 4 | 208.3064 |  | 73.3184 | 9.588 | 0 | 125.4 | 0
18.02. | 5 | 210.1011 |  | 73.3858 | 9.588 | 0 | 127.1273 | 0
18.02. | 6 | 211.3861 |  | 73.1162 | 9.588 | 0 | 128.6818 | 0
18.02. | 7 | 210.5224 |  | 73.1162 | 9.588 | 0 | 127.8182 | 0
18.02. | 8 | 210.7246 |  | 73.3184 | 9.588 | 0 | 127.8182 | 0
18.02. | 9 | 208.9384 |  | 72.914 | 9.588 | 0 | 126.4364 | 0
18.02. | 10 | 212.9575 |  | 72.4422 | 9.588 | 0 | 130.9273 | 0
18.02. | 11 | 211.8748 |  | 72.914 | 9.588 | 0 | 129.3727 | 0
18.02. | 12 | 208.6946 |  | 66.1066 | 9.588 | 0 | 133 | 0
18.02. | 13 | 213.6064 |  | 71.3638 | 9.588 | 0 | 132.6545 | 0
18.02. | 14 | 210.1518 |  | 71.3638 | 9.588 | 0 | 129.2 | 0
18.02. | 15 | 211.5883 |  | 73.3184 | 9.588 | 0 | 128.6818 | 0
18.02. | 16 | 209.3597 |  | 72.6444 | 9.588 | 0 | 127.1273 | 0
18.02. | 17 | 208.7572 |  | 73.251 | 9.588 | 0 | 125.9182 | 0
18.02. | 18 | 209.7641 |  | 73.0488 | 9.588 | 0 | 127.1273 | 0
18.02. | 19 | 208.9174 |  | 72.3748 | 9.588 | 0 | 126.9545 | 0
18.02. | 20 | 198.7575 |  | 59.624 | 9.588 | 0 | 129.5455 | 0
18.02. | 21 | 199.697 |  | 59.3544 | 9.588 | 0 | 130.7545 | 0
18.02. | 22 | 199.7644 |  | 59.4218 | 9.588 | 0 | 130.7545 | 0
18.02. | 23 | 198.349 |  | 58.0064 | 9.588 | 0 | 130.7545 | 0
18.02. | 24 | 200.628 |  | 59.4218 | 9.588 | 0 | 131.6182 | 0
19.02. | 1 | 202.4352 |  | 60.3654 | 9.588 | 0 | 132.4818 | 0
19.02. | 2 | 201.361 |  | 60.5002 | 9.588 | 0 | 131.2727 | 0
19.02. | 3 | 200.7669 |  | 60.7698 | 9.588 | 0 | 130.4091 | 0
19.02. | 4 | 199.2124 |  | 60.7698 | 9.588 | 0 | 128.8545 | 0
19.02. | 5 | 198.2519 |  | 60.5002 | 9.588 | 0 | 128.1636 | 0
19.02. | 6 | 198.6268 |  | 60.7024 | 9.588 | 0 | 128.3364 | 0
19.02. | 7 | 200.8638 |  | 61.0394 | 9.588 | 0 | 130.2364 | 0
19.02. | 8 | 198.0243 |  | 61.309 | 9.588 | 0 | 127.1273 | 0
19.02. | 9 | 197.2365 |  | 61.0394 | 9.588 | 0 | 126.6091 | 0
19.02. | 10 | 197.3124 |  | 60.7698 | 9.588 | 0 | 126.9545 | 0
19.02. | 11 | 197.5315 |  | 60.298 | 9.588 | 0 | 127.6455 | 0
19.02. | 12 | 211.0701 |  | 73.3184 | 9.588 | 0 | 128.1636 | 0
19.02. | 13 | 207.9905 |  | 73.5206 | 9.588 | 0 | 124.8818 | 0
19.02. | 14 | 211.9253 |  | 73.6554 | 9.588 | 0 | 128.6818 | 0
19.02. | 15 | 208.951 |  | 73.7902 | 9.588 | 0 | 125.5727 | 0
19.02. | 16 | 207.5102 |  | 73.3858 | 9.588 | 0 | 124.5364 | 0
19.02. | 17 | 209.1996 |  | 73.5206 | 9.588 | 0 | 126.0909 | 0
19.02. | 18 | 213.5177 |  | 73.5206 | 9.588 | 0 | 130.4091 | 0
19.02. | 19 | 211.1165 |  | 72.8466 | 9.588 | 0 | 128.6818 | 0
19.02. | 20 | 211.0114 |  | 70.1506 | 9.588 | 0 | 131.2727 | 0
19.02. | 21 | 212.629 |  | 71.7682 | 9.588 | 0 | 131.2727 | 0
19.02. | 22 | 213.897 |  | 72.1726 | 9.588 | 0 | 132.1364 | 0
19.02. | 23 | 211.2302 |  | 72.4422 | 9.588 | 0 | 129.2 | 0
19.02. | 24 | 215.7253 |  | 73.6554 | 9.588 | 0 | 132.4818 | 0
20.02. | 1 | 212.5193 |  | 73.3858 | 9.588 | 0 | 129.5455 | 0
20.02. | 2 | 209.4692 |  | 73.7902 | 9.588 | 0 | 126.0909 | 0
20.02. | 3 | 211.8958 |  | 73.4532 | 9.588 | 0 | 128.8545 | 0
20.02. | 4 | 210.4466 |  | 73.3858 | 9.588 | 0 | 127.4727 | 0
20.02. | 5 | 212.751 |  | 73.7902 | 9.588 | 0 | 129.3727 | 0
20.02. | 6 | 209.545 |  | 73.5206 | 9.588 | 0 | 126.4364 | 0
20.02. | 7 | 206.2422 |  | 72.9814 | 9.588 | 0 | 123.6727 | 0
20.02. | 8 | 207.9694 |  | 72.9814 | 9.588 | 0 | 125.4 | 0
20.02. | 9 | 208.9974 |  | 73.3184 | 9.588 | 0 | 126.0909 | 0
20.02. | 10 | 206.1199 |  | 73.7228 | 9.588 | 0 | 122.8091 | 0
20.02. | 11 | 206.4149 |  | 72.9814 | 9.588 | 0 | 123.8455 | 0
20.02. | 12 | 207.6704 |  | 72.5096 | 9.588 | 0 | 125.5727 | 0
20.02. | 13 | 202.7876 |  | 72.9814 | 9.588 | 0 | 120.2182 | 0
20.02. | 14 | 207.1732 |  | 73.0488 | 9.588 | 0 | 124.5364 | 0
20.02. | 15 | 210.5224 |  | 73.1162 | 9.588 | 0 | 127.8182 | 0
20.02. | 16 | 206.9836 |  | 73.7228 | 9.588 | 0 | 123.6727 | 0
20.02. | 17 | 210.8594 |  | 73.4532 | 9.588 | 0 | 127.8182 | 0
20.02. | 18 | 207.4513 |  | 72.9814 | 9.588 | 0 | 124.8818 | 0
20.02. | 19 | 211.2049 |  | 73.4532 | 9.588 | 0 | 128.1636 | 0
20.02. | 20 | 212.2497 |  | 73.1162 | 9.588 | 0 | 129.5455 | 0
20.02. | 21 | 210.8679 |  | 73.1162 | 9.588 | 0 | 128.1636 | 0
20.02. | 22 | 213.7832 |  | 72.577 | 9.588 | 0 | 131.6182 | 0
20.02. | 23 | 209.4566 |  | 72.914 | 9.588 | 0 | 126.9545 | 0
20.02. | 24 | 212.1149 |  | 72.9814 | 9.588 | 0 | 129.5455 | 0
21.02. | 1 | 213.8632 |  | 73.5206 | 9.588 | 0 | 130.7545 | 0
21.02. | 2 | 207.961 |  | 73.3184 | 9.588 | 0 | 125.0545 | 0
21.02. | 3 | 207.8936 |  | 73.251 | 9.588 | 0 | 125.0545 | 0
21.02. | 4 | 210.5224 |  | 73.1162 | 9.588 | 0 | 127.8182 | 0
21.02. | 5 | 210.455 |  | 73.0488 | 9.588 | 0 | 127.8182 | 0
21.02. | 6 | 208.6604 |  | 72.9814 | 9.588 | 0 | 126.0909 | 0
21.02. | 7 | 205.1848 |  | 72.4422 | 9.588 | 0 | 123.1545 | 0
21.02. | 8 | 206.8362 |  | 72.7118 | 9.588 | 0 | 124.5364 | 0
21.02. | 9 | 197.1132 |  | 69.207 | 9.588 | 0 | 118.3182 | 0
21.02. | 10 | 202.3876 |  | 71.0268 | 9.588 | 0 | 121.7727 | 0
21.02. | 11 | 200.4791 |  | 71.3638 | 9.588 | 0 | 119.5273 | 0
21.02. | 12 | 205.4208 |  | 71.2964 | 9.588 | 0 | 124.5364 | 0
21.02. | 13 | 208.93 |  | 73.251 | 9.588 | 0 | 126.0909 | 0
21.02. | 14 | 205.4041 |  | 69.207 | 9.588 | 0 | 126.6091 | 0
21.02. | 15 | 200.9596 |  | 68.7352 | 9.588 | 0 | 122.6364 | 0
21.02. | 16 | 200.1424 |  | 68.2634 | 9.588 | 0 | 122.2909 | 0
21.02. | 17 | 204.49 |  | 68.4656 | 9.588 | 0 | 126.4364 | 0
21.02. | 18 | 204.9741 |  | 72.577 | 9.588 | 0 | 122.8091 | 0
21.02. | 19 | 207.8516 |  | 72.1726 | 9.588 | 0 | 126.0909 | 0
21.02. | 20 | 209.524 |  | 72.9814 | 9.588 | 0 | 126.9545 | 0
21.02. | 21 | 194.9096 |  | 73.0488 | 9.588 | 0 | 112.2727 | 0
21.02. | 22 | 209.3892 |  | 72.8466 | 9.588 | 0 | 126.9545 | 0
21.02. | 23 | 201.1538 |  | 63.7476 | 9.588 | 0 | 127.8182 | 0
21.02. | 24 | 206.1076 |  | 70.0832 | 9.588 | 0 | 126.4364 | 0
22.02. | 1 | 209.9663 |  | 73.251 | 9.588 | 0 | 127.1273 | 0
22.02. | 2 | 211.3187 |  | 73.0488 | 9.588 | 0 | 128.6818 | 0
22.02. | 3 | 207.7209 |  | 73.251 | 9.588 | 0 | 124.8818 | 0
22.02. | 4 | 208.239 |  | 73.251 | 9.588 | 0 | 125.4 | 0
22.02. | 5 | 207.7209 |  | 73.251 | 9.588 | 0 | 124.8818 | 0
22.02. | 6 | 203.6428 |  | 73.3184 | 9.588 | 0 | 120.7364 | 0
22.02. | 7 | 204.9952 |  | 73.1162 | 9.588 | 0 | 122.2909 | 0
22.02. | 8 | 206.3475 |  | 72.914 | 9.588 | 0 | 123.8455 | 0
22.02. | 9 | 207.3754 |  | 73.251 | 9.588 | 0 | 124.5364 | 0
22.02. | 10 | 205.3196 |  | 72.577 | 9.588 | 0 | 123.1545 | 0
22.02. | 11 | 200.7656 |  | 70.9594 | 9.588 | 0 | 120.2182 | 0
22.02. | 12 | 206.3308 |  | 70.8246 | 9.588 | 0 | 125.9182 | 0
22.02. | 13 | 207.1732 |  | 73.0488 | 9.588 | 0 | 124.5364 | 0
22.02. | 14 | 206.0148 |  | 71.0268 | 9.588 | 0 | 125.4 | 0
22.02. | 15 | 205.5344 |  | 73.6554 | 9.588 | 0 | 122.2909 | 0
22.02. | 16 | 207.7419 |  | 73.7902 | 9.588 | 0 | 124.3636 | 0
22.02. | 17 | 207.8346 |  | 72.8466 | 9.588 | 0 | 125.4 | 0
22.02. | 18 | 204.2748 |  | 72.914 | 9.588 | 0 | 121.7727 | 0
22.02. | 19 | 212.7384 |  | 72.914 | 9.588 | 0 | 130.2364 | 0
22.02. | 20 | 210.8848 |  | 72.4422 | 9.588 | 0 | 128.8545 | 0
22.02. | 21 | 211.9212 |  | 72.4422 | 9.588 | 0 | 129.8909 | 0
22.02. | 22 | 210.9312 |  | 71.9704 | 9.588 | 0 | 129.3727 | 0
22.02. | 23 | 209.3766 |  | 71.9704 | 9.588 | 0 | 127.8182 | 0
22.02. | 24 | 213.4378 |  | 72.577 | 9.588 | 0 | 131.2727 | 0
23.02. | 1 | 213.9685 |  | 73.4532 | 9.588 | 0 | 130.9273 | 0
23.02. | 2 | 207.2406 |  | 73.1162 | 9.588 | 0 | 124.5364 | 0
23.02. | 3 | 206.5876 |  | 72.9814 | 9.588 | 0 | 124.0182 | 0
23.02. | 4 | 206.655 |  | 73.0488 | 9.588 | 0 | 124.0182 | 0
23.02. | 5 | 205.2058 |  | 72.9814 | 9.588 | 0 | 122.6364 | 0
23.02. | 6 | 208.1042 |  | 73.1162 | 9.588 | 0 | 125.4 | 0
23.02. | 7 | 204.2158 |  | 72.5096 | 9.588 | 0 | 122.1182 | 0
23.02. | 8 | 206.5666 |  | 72.4422 | 9.588 | 0 | 124.5364 | 0
23.02. | 9 | 205.2312 |  | 71.9704 | 9.588 | 0 | 123.6727 | 0
23.02. | 10 | 209.5788 |  | 72.1726 | 9.588 | 0 | 127.8182 | 0
23.02. | 11 | 207.266 |  | 72.1052 | 9.588 | 0 | 125.5727 | 0
23.02. | 12 | 206.3644 |  | 72.24 | 9.588 | 0 | 124.5364 | 0
23.02. | 13 | 204.5697 |  | 72.1726 | 9.588 | 0 | 122.8091 | 0
23.02. | 14 | 208.2349 |  | 72.0378 | 9.588 | 0 | 126.6091 | 0
23.02. | 15 | 208.6942 |  | 71.6334 | 9.588 | 0 | 127.4727 | 0
23.02. | 16 | 211.2008 |  | 72.24 | 9.588 | 0 | 129.3727 | 0
23.02. | 17 | 208.1886 |  | 72.5096 | 9.588 | 0 | 126.0909 | 0
23.02. | 18 | 211.2723 |  | 73.5206 | 9.588 | 0 | 128.1636 | 0
23.02. | 19 | 208.5509 |  | 71.8356 | 9.588 | 0 | 127.1273 | 0
23.02. | 20 | 209.9453 |  | 72.7118 | 9.588 | 0 | 127.6455 | 0
23.02. | 21 | 213.3704 |  | 72.5096 | 9.588 | 0 | 131.2727 | 0
23.02. | 22 | 213.581 |  | 72.3748 | 9.588 | 0 | 131.6182 | 0
23.02. | 23 | 209.2249 |  | 72.5096 | 9.588 | 0 | 127.1273 | 0
23.02. | 24 | 213.0544 |  | 72.7118 | 9.588 | 0 | 130.7545 | 0
24.02. | 1 | 211.9042 |  | 73.1162 | 9.588 | 0 | 129.2 | 0
24.02. | 2 | 210.9858 |  | 73.925 | 9.588 | 0 | 127.4727 | 0
24.02. | 3 | 207.6071 |  | 73.6554 | 9.588 | 0 | 124.3636 | 0
24.02. | 4 | 207.2911 |  | 73.8576 | 9.588 | 0 | 123.8455 | 0
24.02. | 5 | 206.4359 |  | 73.5206 | 9.588 | 0 | 123.3273 | 0
24.02. | 6 | 206.7055 |  | 73.7902 | 9.588 | 0 | 123.3273 | 0
24.02. | 7 | 203.9378 |  | 72.577 | 9.588 | 0 | 121.7727 | 0
24.02. | 8 | 205.3322 |  | 73.4532 | 9.588 | 0 | 122.2909 | 0
24.02. | 9 | 204.3042 |  | 73.1162 | 9.588 | 0 | 121.6 | 0
24.02. | 10 | 205.9472 |  | 73.7228 | 9.588 | 0 | 122.6364 | 0
24.02. | 11 | 208.9089 |  | 72.7118 | 9.588 | 0 | 126.6091 | 0
24.02. | 12 | 193.7814 |  | 62.9388 | 9.588 | 0 | 121.2545 | 0
24.02. | 13 | 207.1778 |  | 68.7352 | 9.588 | 0 | 128.8545 | 0
24.02. | 14 | 204.9575 |  | 70.4876 | 9.588 | 0 | 124.8818 | 0
24.02. | 15 | 209.6757 |  | 72.4422 | 9.588 | 0 | 127.6455 | 0
24.02. | 16 | 207.2998 |  | 70.7572 | 9.588 | 0 | 126.9545 | 0
24.02. | 17 | 208.0748 |  | 72.914 | 9.588 | 0 | 125.5727 | 0
24.02. | 18 | 212.3086 |  | 73.5206 | 9.588 | 0 | 129.2 | 0
24.02. | 19 | 211.2049 |  | 73.4532 | 9.588 | 0 | 128.1636 | 0
24.02. | 20 | 211.4578 |  | 71.6334 | 9.588 | 0 | 130.2364 | 0
24.02. | 21 | 209.76 |  | 71.8356 | 9.588 | 0 | 128.3364 | 0
24.02. | 22 | 210.413 |  | 71.9704 | 9.588 | 0 | 128.8545 | 0
24.02. | 23 | 211.424 |  | 72.9814 | 9.588 | 0 | 128.8545 | 0
24.02. | 24 | 211.2638 |  | 73.8576 | 9.588 | 0 | 127.8182 | 0
25.02. | 1 | 210.3917 |  | 74.1946 | 9.588 | 0 | 126.6091 | 0
25.02. | 2 | 210.1267 |  | 69.6114 | 9.588 | 0 | 130.9273 | 0
25.02. | 3 | 208.4202 |  | 72.914 | 9.588 | 0 | 125.9182 | 0
25.02. | 4 | 206.1494 |  | 73.925 | 9.588 | 0 | 122.6364 | 0
25.02. | 5 | 207.1184 |  | 73.8576 | 9.588 | 0 | 123.6727 | 0
25.02. | 6 | 207.1817 |  | 72.7118 | 9.588 | 0 | 124.8818 | 0
25.02. | 7 | 209.3133 |  | 73.1162 | 9.588 | 0 | 126.6091 | 0
25.02. | 8 | 208.7952 |  | 73.1162 | 9.588 | 0 | 126.0909 | 0
25.02. | 9 | 211.2513 |  | 72.9814 | 9.588 | 0 | 128.6818 | 0
25.02. | 10 | 209.0901 |  | 72.3748 | 9.588 | 0 | 127.1273 | 0
25.02. | 11 | 208.513 |  | 71.9704 | 9.588 | 0 | 126.9545 | 0
25.02. | 12 | 212.4393 |  | 72.4422 | 9.588 | 0 | 130.4091 | 0
25.02. | 13 | 213.5052 |  | 72.6444 | 9.588 | 0 | 131.2727 | 0
25.02. | 14 | 214.1202 |  | 72.914 | 9.588 | 0 | 131.6182 | 0
25.02. | 15 | 211.8538 |  | 72.3748 | 9.588 | 0 | 129.8909 | 0
25.02. | 16 | 200.741 |  | 63.6802 | 9.588 | 0 | 127.4727 | 0
25.02. | 17 | 211.4914 |  | 73.0488 | 9.588 | 0 | 128.8545 | 0
25.02. | 18 | 210.8848 |  | 72.4422 | 9.588 | 0 | 128.8545 | 0
25.02. | 19 | 205.9641 |  | 73.0488 | 9.588 | 0 | 123.3273 | 0
25.02. | 20 | 208.5256 |  | 72.8466 | 9.588 | 0 | 126.0909 | 0
25.02. | 21 | 209.5914 |  | 73.0488 | 9.588 | 0 | 126.9545 | 0
25.02. | 22 | 209.6293 |  | 72.914 | 9.588 | 0 | 127.1273 | 0
25.02. | 23 | 210.1644 |  | 72.24 | 9.588 | 0 | 128.3364 | 0
25.02. | 24 | 211.8538 |  | 72.3748 | 9.588 | 0 | 129.8909 | 0
26.02. | 1 | 210.1265 |  | 72.3748 | 9.588 | 0 | 128.1636 | 0
26.02. | 2 | 211.2428 |  | 73.3184 | 9.588 | 0 | 128.3364 | 0
26.02. | 3 | 206.5497 |  | 73.1162 | 9.588 | 0 | 123.8455 | 0
26.02. | 4 | 208.5002 |  | 73.8576 | 9.588 | 0 | 125.0545 | 0
26.02. | 5 | 206.7814 |  | 73.5206 | 9.588 | 0 | 123.6727 | 0
26.02. | 6 | 207.8557 |  | 73.3858 | 9.588 | 0 | 124.8818 | 0
26.02. | 7 | 204.418 |  | 72.7118 | 9.588 | 0 | 122.1182 | 0
26.02. | 8 | 206.4654 |  | 73.7228 | 9.588 | 0 | 123.1545 | 0
26.02. | 9 | 207.3754 |  | 73.251 | 9.588 | 0 | 124.5364 | 0
26.02. | 10 | 206.5876 |  | 72.9814 | 9.588 | 0 | 124.0182 | 0
26.02. | 11 | 208.2096 |  | 73.0488 | 9.588 | 0 | 125.5727 | 0
26.02. | 12 | 209.1322 |  | 73.4532 | 9.588 | 0 | 126.0909 | 0
26.02. | 13 | 211.3102 |  | 73.3858 | 9.588 | 0 | 128.3364 | 0
26.02. | 14 | 210.6193 |  | 73.3858 | 9.588 | 0 | 127.6455 | 0
26.02. | 15 | 210.5729 |  | 73.8576 | 9.588 | 0 | 127.1273 | 0
26.02. | 16 | 210.4676 |  | 73.925 | 9.588 | 0 | 126.9545 | 0
26.02. | 17 | 210.514 |  | 73.4532 | 9.588 | 0 | 127.4727 | 0
26.02. | 18 | 210.0632 |  | 73.5206 | 9.588 | 0 | 126.9545 | 0
26.02. | 19 | 209.8525 |  | 73.6554 | 9.588 | 0 | 126.6091 | 0
26.02. | 20 | 213.3155 |  | 73.3184 | 9.588 | 0 | 130.4091 | 0
26.02. | 21 | 211.4998 |  | 72.7118 | 9.588 | 0 | 129.2 | 0
26.02. | 22 | 209.5578 |  | 71.6334 | 9.588 | 0 | 128.3364 | 0
26.02. | 23 | 209.4904 |  | 71.566 | 9.588 | 0 | 128.3364 | 0
26.02. | 24 | 206.3644 |  | 72.24 | 9.588 | 0 | 124.5364 | 0
27.02. | 1 | 202.5475 |  | 72.914 | 9.588 | 0 | 120.0455 | 0
27.02. | 2 | 204.102 |  | 72.914 | 9.588 | 0 | 121.6 | 0
27.02. | 3 | 206.5202 |  | 72.914 | 9.588 | 0 | 124.0182 | 0
27.02. | 4 | 203.5754 |  | 73.251 | 9.588 | 0 | 120.7364 | 0
27.02. | 5 | 202.7287 |  | 72.577 | 9.588 | 0 | 120.5636 | 0
27.02. | 6 | 201.2415 |  | 72.6444 | 9.588 | 0 | 119.0091 | 0
27.02. | 7 | 199.4974 |  | 73.3184 | 9.588 | 0 | 116.5909 | 0
27.02. | 8 | 207.645 |  | 73.5206 | 9.588 | 0 | 124.5364 | 0
27.02. | 9 | 208.4412 |  | 73.4532 | 9.588 | 0 | 125.4 | 0
27.02. | 10 | 207.8516 |  | 72.1726 | 9.588 | 0 | 126.0909 | 0
27.02. | 11 | 208.1886 |  | 72.5096 | 9.588 | 0 | 126.0909 | 0
27.02. | 12 | 205.2522 |  | 72.5096 | 9.588 | 0 | 123.1545 | 0
27.02. | 13 | 204.6666 |  | 72.4422 | 9.588 | 0 | 122.6364 | 0
27.02. | 14 | 209.4271 |  | 72.7118 | 9.588 | 0 | 127.1273 | 0
27.02. | 15 | 208.0748 |  | 72.914 | 9.588 | 0 | 125.5727 | 0
27.02. | 16 | 204.477 |  | 73.1162 | 9.588 | 0 | 121.7727 | 0
27.02. | 17 | 203.9209 |  | 73.251 | 9.588 | 0 | 121.0818 | 0
27.02. | 18 | 208.8836 |  | 73.7228 | 9.588 | 0 | 125.5727 | 0
27.02. | 19 | 209.3344 |  | 73.6554 | 9.588 | 0 | 126.0909 | 0
27.02. | 20 | 207.7883 |  | 73.3184 | 9.588 | 0 | 124.8818 | 0
27.02. | 21 | 209.2964 |  | 73.7902 | 9.588 | 0 | 125.9182 | 0
27.02. | 22 | 209.1196 |  | 72.577 | 9.588 | 0 | 126.9545 | 0
27.02. | 23 | 208.0368 |  | 73.0488 | 9.588 | 0 | 125.4 | 0
27.02. | 24 | 210.5519 |  | 73.3184 | 9.588 | 0 | 127.6455 | 0
28.02. | 1 | 208.7108 |  | 73.7228 | 9.588 | 0 | 125.4 | 0
28.02. | 2 | 205.5428 |  | 73.3184 | 9.588 | 0 | 122.6364 | 0
28.02. | 3 | 207.6071 |  | 73.6554 | 9.588 | 0 | 124.3636 | 0
28.02. | 4 | 205.2268 |  | 73.5206 | 9.588 | 0 | 122.1182 | 0
28.02. | 5 | 204.2494 |  | 73.925 | 9.588 | 0 | 120.7364 | 0
28.02. | 6 | 203.2594 |  | 73.4532 | 9.588 | 0 | 120.2182 | 0
28.02. | 7 | 202.1308 |  | 68.87 | 9.588 | 0 | 123.6727 | 0
28.02. | 8 | 200.2728 |  | 69.9484 | 9.588 | 0 | 120.7364 | 0
28.02. | 9 | 198.2382 |  | 67.0502 | 9.588 | 0 | 121.6 | 0
28.02. | 10 | 187.2052 |  | 62.0626 | 9.588 | 0 | 115.5545 | 0
28.02. | 11 | 182.9798 |  | 61.119 | 9.588 | 0 | 112.2727 | 0
28.02. | 12 | 189.7705 |  | 65.837 | 9.588 | 0 | 114.3455 | 0
28.02. | 13 | 187.3149 |  | 60.445 | 9.588 | 0 | 117.2818 | 0
28.02. | 14 | 194.9733 |  | 66.3762 | 9.588 | 0 | 119.0091 | 0
28.02. | 15 | 203.8578 |  | 71.6334 | 9.588 | 0 | 122.6364 | 0
28.02. | 16 | 202.6992 |  | 72.3748 | 9.588 | 0 | 120.7364 | 0
28.02. | 17 | 206.4992 |  | 72.3748 | 9.588 | 0 | 124.5364 | 0
28.02. | 18 | 207.4472 |  | 71.7682 | 9.588 | 0 | 126.0909 | 0
28.02. | 19 | 206.3265 |  | 72.3748 | 9.588 | 0 | 124.3636 | 0
28.02. | 20 | 205.7158 |  | 70.555 | 9.588 | 0 | 125.5727 | 0
28.02. | 21 | 206.6173 |  | 70.4202 | 9.588 | 0 | 126.6091 | 0
28.02. | 22 | 206.8406 |  | 71.1616 | 9.588 | 0 | 126.0909 | 0
28.02. | 23 | 208.4625 |  | 71.229 | 9.588 | 0 | 127.6455 | 0
28.02. | 24 | 208.3782 |  | 71.8356 | 9.588 | 0 | 126.9545 | 0
01.03. | 1 | 207.9948 |  | 71.9704 | 9.588 | 0 | 126.4364 | 0
01.03. | 2 | 208.0622 |  | 72.0378 | 9.588 | 0 | 126.4364 | 0
01.03. | 3 | 208.9553 |  | 72.24 | 9.588 | 0 | 127.1273 | 0
01.03. | 4 | 208.513 |  | 71.9704 | 9.588 | 0 | 126.9545 | 0
01.03. | 5 | 205.0879 |  | 72.1726 | 9.588 | 0 | 123.3273 | 0
01.03. | 6 | 204.397 |  | 72.1726 | 9.588 | 0 | 122.6364 | 0
01.03. | 7 | 202.5055 |  | 71.8356 | 9.588 | 0 | 121.0818 | 0
01.03. | 8 | 201.3553 |  | 72.24 | 9.588 | 0 | 119.5273 | 0
01.03. | 9 | 205.4334 |  | 72.1726 | 9.588 | 0 | 123.6727 | 0
01.03. | 10 | 204.4434 |  | 71.7008 | 9.588 | 0 | 123.1545 | 0
01.03. | 11 | 203.3986 |  | 72.0378 | 9.588 | 0 | 121.7727 | 0
01.03. | 12 | 198.676 |  | 71.6334 | 9.588 | 0 | 117.4545 | 0
01.03. | 13 | 203.6892 |  | 72.8466 | 9.588 | 0 | 121.2545 | 0
01.03. | 14 | 203.2848 |  | 72.4422 | 9.588 | 0 | 121.2545 | 0
01.03. | 15 | 205.1848 |  | 72.4422 | 9.588 | 0 | 123.1545 | 0
01.03. | 16 | 201.1741 |  | 72.577 | 9.588 | 0 | 119.0091 | 0
01.03. | 17 | 202.3748 |  | 72.914 | 9.588 | 0 | 119.8727 | 0
01.03. | 18 | 206.9795 |  | 72.5096 | 9.588 | 0 | 124.8818 | 0
01.03. | 19 | 201.8061 |  | 72.1726 | 9.588 | 0 | 120.0455 | 0
01.03. | 20 | 209.0522 |  | 72.5096 | 9.588 | 0 | 126.9545 | 0
01.03. | 21 | 209.8779 |  | 72.6444 | 9.588 | 0 | 127.6455 | 0
01.03. | 22 | 211.3776 |  | 73.4532 | 9.588 | 0 | 128.3364 | 0
01.03. | 23 | 205.3834 |  | 65.9044 | 9.588 | 0 | 129.8909 | 0
01.03. | 24 | 211.3356 |  | 72.3748 | 9.588 | 0 | 129.3727 | 0
02.03. | 1 | 209.107 |  | 71.7008 | 9.588 | 0 | 127.8182 | 0
02.03. | 2 | 207.1396 |  | 71.6334 | 9.588 | 0 | 125.9182 | 0
02.03. | 3 | 210.2149 |  | 72.9814 | 9.588 | 0 | 127.6455 | 0
02.03. | 4 | 210.4466 |  | 73.3858 | 9.588 | 0 | 127.4727 | 0
02.03. | 5 | 206.714 |  | 73.4532 | 9.588 | 0 | 123.6727 | 0
02.03. | 6 | 204.3506 |  | 72.6444 | 9.588 | 0 | 122.1182 | 0
02.03. | 7 | 204.6876 |  | 72.9814 | 9.588 | 0 | 122.1182 | 0
02.03. | 8 | 206.5961 |  | 72.6444 | 9.588 | 0 | 124.3636 | 0
02.03. | 9 | 205.1089 |  | 72.7118 | 9.588 | 0 | 122.8091 | 0
02.03. | 10 | 205.1089 |  | 72.7118 | 9.588 | 0 | 122.8091 | 0
02.03. | 11 | 205.981 |  | 72.3748 | 9.588 | 0 | 124.0182 | 0
02.03. | 12 | 206.9584 |  | 71.9704 | 9.588 | 0 | 125.4 | 0
02.03. | 13 | 204.0516 |  | 72.1726 | 9.588 | 0 | 122.2909 | 0
02.03. | 14 | 210.7964 |  | 71.8356 | 9.588 | 0 | 129.3727 | 0
02.03. | 15 | 211.3566 |  | 72.914 | 9.588 | 0 | 128.8545 | 0
02.03. | 16 | 211.6431 |  | 72.5096 | 9.588 | 0 | 129.5455 | 0
02.03. | 17 | 209.7431 |  | 72.5096 | 9.588 | 0 | 127.6455 | 0
02.03. | 18 | 210.3497 |  | 73.1162 | 9.588 | 0 | 127.6455 | 0
02.03. | 19 | 207.6578 |  | 71.6334 | 9.588 | 0 | 126.4364 | 0
02.03. | 20 | 210.5688 |  | 72.6444 | 9.588 | 0 | 128.3364 | 0
02.03. | 21 | 209.2249 |  | 72.5096 | 9.588 | 0 | 127.1273 | 0
02.03. | 22 | 208.3108 |  | 71.7682 | 9.588 | 0 | 126.9545 | 0
02.03. | 23 | 209.5873 |  | 71.8356 | 9.588 | 0 | 128.1636 | 0
02.03. | 24 | 209.9074 |  | 72.8466 | 9.588 | 0 | 127.4727 | 0
03.03. | 1 | 208.7572 |  | 73.251 | 9.588 | 0 | 125.9182 | 0
03.03. | 2 | 209.4776 |  | 73.4532 | 9.588 | 0 | 126.4364 | 0
03.03. | 3 | 210.5224 |  | 73.1162 | 9.588 | 0 | 127.8182 | 0
03.03. | 4 | 208.433 |  | 71.0268 | 9.588 | 0 | 127.8182 | 0
03.03. | 5 | 211.761 |  | 73.3184 | 9.588 | 0 | 128.8545 | 0
03.03. | 6 | 209.4271 |  | 72.7118 | 9.588 | 0 | 127.1273 | 0
03.03. | 7 | 209.9284 |  | 73.3858 | 9.588 | 0 | 126.9545 | 0
03.03. | 8 | 206.9162 |  | 73.6554 | 9.588 | 0 | 123.6727 | 0
03.03. | 9 | 209.3638 |  | 73.8576 | 9.588 | 0 | 125.9182 | 0
03.03. | 10 | 210.3077 |  | 72.0378 | 9.588 | 0 | 128.6818 | 0
03.03. | 11 | 213.7243 |  | 72.1726 | 9.588 | 0 | 131.9636 | 0
03.03. | 12 | 211.3061 |  | 72.1726 | 9.588 | 0 | 129.5455 | 0
03.03. | 13 | 210.3497 |  | 73.1162 | 9.588 | 0 | 127.6455 | 0
03.03. | 14 | 211.0406 |  | 73.1162 | 9.588 | 0 | 128.3364 | 0
03.03. | 15 | 209.5914 |  | 73.0488 | 9.588 | 0 | 126.9545 | 0
03.03. | 16 | 210.9143 |  | 72.6444 | 9.588 | 0 | 128.6818 | 0
03.03. | 17 | 211.7231 |  | 73.4532 | 9.588 | 0 | 128.6818 | 0
03.03. | 18 | 212.8563 |  | 73.7228 | 9.588 | 0 | 129.5455 | 0
03.03. | 19 | 212.1738 |  | 73.3858 | 9.588 | 0 | 129.2 | 0
03.03. | 20 | 212.8184 |  | 73.8576 | 9.588 | 0 | 129.3727 | 0
03.03. | 21 | 210.7541 |  | 73.5206 | 9.588 | 0 | 127.6455 | 0
03.03. | 22 | 211.0701 |  | 73.3184 | 9.588 | 0 | 128.1636 | 0
03.03. | 23 | 210.6572 |  | 73.251 | 9.588 | 0 | 127.8182 | 0
03.03. | 24 | 212.3676 |  | 73.925 | 9.588 | 0 | 128.8545 | 0
04.03. | 1 | 207.645 |  | 73.5206 | 9.588 | 0 | 124.5364 | 0
04.03. | 2 | 209.0268 |  | 73.5206 | 9.588 | 0 | 125.9182 | 0
04.03. | 3 | 205.0836 |  | 73.7228 | 9.588 | 0 | 121.7727 | 0
04.03. | 4 | 207.5102 |  | 73.3858 | 9.588 | 0 | 124.5364 | 0
04.03. | 5 | 207.8346 |  | 72.8466 | 9.588 | 0 | 125.4 | 0
04.03. | 6 | 207.1268 |  | 73.5206 | 9.588 | 0 | 124.0182 | 0
04.03. | 7 | 208.1042 |  | 73.1162 | 9.588 | 0 | 125.4 | 0
04.03. | 8 | 206.2422 |  | 72.9814 | 9.588 | 0 | 123.6727 | 0
04.03. | 9 | 206.5792 |  | 73.3184 | 9.588 | 0 | 123.6727 | 0
04.03. | 10 | 206.2422 |  | 72.9814 | 9.588 | 0 | 123.6727 | 0
04.03. | 11 | 206.9795 |  | 72.5096 | 9.588 | 0 | 124.8818 | 0
04.03. | 12 | 208.1212 |  | 72.4422 | 9.588 | 0 | 126.0909 | 0
04.03. | 13 | 204.7719 |  | 72.3748 | 9.588 | 0 | 122.8091 | 0
04.03. | 14 | 202.3622 |  | 72.0378 | 9.588 | 0 | 120.7364 | 0
04.03. | 15 | 205.7788 |  | 72.1726 | 9.588 | 0 | 124.0182 | 0
04.03. | 16 | 209.9707 |  | 71.7008 | 9.588 | 0 | 128.6818 | 0
04.03. | 17 | 213.3788 |  | 72.1726 | 9.588 | 0 | 131.6182 | 0
04.03. | 18 | 214.213 |  | 71.9704 | 9.588 | 0 | 132.6545 | 0
04.03. | 19 | 210.7584 |  | 71.9704 | 9.588 | 0 | 129.2 | 0
04.03. | 20 | 209.7895 |  | 72.0378 | 9.588 | 0 | 128.1636 | 0
04.03. | 21 | 208.0158 |  | 72.5096 | 9.588 | 0 | 125.9182 | 0
04.03. | 22 | 210.7584 |  | 71.9704 | 9.588 | 0 | 129.2 | 0
04.03. | 23 | 210.3666 |  | 72.4422 | 9.588 | 0 | 128.3364 | 0
04.03. | 24 | 207.1143 |  | 72.6444 | 9.588 | 0 | 124.8818 | 0
05.03. | 1 | 209.8105 |  | 72.577 | 9.588 | 0 | 127.6455 | 0
05.03. | 2 | 209.8105 |  | 72.577 | 9.588 | 0 | 127.6455 | 0
05.03. | 3 | 209.3597 |  | 72.6444 | 9.588 | 0 | 127.1273 | 0
05.03. | 4 | 209.0901 |  | 72.3748 | 9.588 | 0 | 127.1273 | 0
05.03. | 5 | 207.3124 |  | 71.6334 | 9.588 | 0 | 126.0909 | 0
05.03. | 6 | 208.176 |  | 71.6334 | 9.588 | 0 | 126.9545 | 0
05.03. | 7 | 208.197 |  | 72.1726 | 9.588 | 0 | 126.4364 | 0
05.03. | 8 | 207.4008 |  | 72.24 | 9.588 | 0 | 125.5727 | 0
05.03. | 9 | 206.5077 |  | 72.0378 | 9.588 | 0 | 124.8818 | 0
05.03. | 10 | 205.5851 |  | 71.6334 | 9.588 | 0 | 124.3636 | 0
05.03. | 11 | 204.7804 |  | 72.0378 | 9.588 | 0 | 123.1545 | 0
05.03. | 12 | 205.8337 |  | 71.3638 | 9.588 | 0 | 124.8818 | 0
05.03. | 13 | 208.3487 |  | 71.6334 | 9.588 | 0 | 127.1273 | 0
05.03. | 14 | 204.9531 |  | 72.0378 | 9.588 | 0 | 123.3273 | 0
05.03. | 15 | 202.8425 |  | 72.1726 | 9.588 | 0 | 121.0818 | 0
05.03. | 16 | 207.266 |  | 72.1052 | 9.588 | 0 | 125.5727 | 0
05.03. | 17 | 208.0538 |  | 72.3748 | 9.588 | 0 | 126.0909 | 0
05.03. | 18 | 209.166 |  | 72.1052 | 9.588 | 0 | 127.4727 | 0
05.03. | 19 | 209.2039 |  | 71.9704 | 9.588 | 0 | 127.6455 | 0
05.03. | 20 | 199.1703 |  | 59.6914 | 9.588 | 0 | 129.8909 | 0
05.03. | 21 | 185.4962 |  | 46.7082 | 9.588 | 0 | 129.2 | 0
05.03. | 22 | 183.5373 |  | 46.3038 | 9.588 | 0 | 127.6455 | 0
05.03. | 23 | 180.7905 |  | 45.6298 | 9.588 | 0 | 125.5727 | 0
05.03. | 24 | 181.3297 |  | 46.169 | 9.588 | 0 | 125.5727 | 0
06.03. | 1 | 184.1439 |  | 46.9104 | 9.588 | 0 | 127.6455 | 0
06.03. | 2 | 184.2407 |  | 47.18 | 9.588 | 0 | 127.4727 | 0
06.03. | 3 | 183.5667 |  | 46.506 | 9.588 | 0 | 127.4727 | 0
06.03. | 4 | 179.8049 |  | 43.6078 | 9.588 | 0 | 126.6091 | 0
06.03. | 5 | 180.7106 |  | 44.6862 | 9.588 | 0 | 126.4364 | 0
06.03. | 6 | 183.4529 |  | 46.9104 | 9.588 | 0 | 126.9545 | 0
06.03. | 7 | 179.3329 |  | 45.8994 | 9.588 | 0 | 123.8455 | 0
06.03. | 8 | 181.1022 |  | 46.9778 | 9.588 | 0 | 124.5364 | 0
06.03. | 9 | 177.6645 |  | 46.3038 | 9.588 | 0 | 121.7727 | 0
06.03. | 10 | 176.6154 |  | 48.191 | 9.588 | 0 | 118.8364 | 0
06.03. | 11 | 174.926 |  | 48.0562 | 9.588 | 0 | 117.2818 | 0
06.03. | 12 | 173.7044 |  | 47.18 | 9.588 | 0 | 116.9364 | 0
06.03. | 13 | 174.7238 |  | 47.854 | 9.588 | 0 | 117.2818 | 0
06.03. | 14 | 194.5726 |  | 72.7118 | 9.588 | 0 | 112.2727 | 0
06.03. | 15 | 199.0256 |  | 72.8466 | 9.588 | 0 | 116.5909 | 0
06.03. | 16 | 203.0362 |  | 72.7118 | 9.588 | 0 | 120.7364 | 0
06.03. | 17 | 201.0224 |  | 73.1162 | 9.588 | 0 | 118.3182 | 0
06.03. | 18 | 205.13 |  | 73.251 | 9.588 | 0 | 122.2909 | 0
06.03. | 19 | 206.0315 |  | 73.1162 | 9.588 | 0 | 123.3273 | 0
06.03. | 20 | 204.9362 |  | 72.7118 | 9.588 | 0 | 122.6364 | 0
06.03. | 21 | 204.8688 |  | 72.6444 | 9.588 | 0 | 122.6364 | 0
06.03. | 22 | 205.0879 |  | 72.1726 | 9.588 | 0 | 123.3273 | 0
06.03. | 23 | 206.4403 |  | 71.9704 | 9.588 | 0 | 124.8818 | 0
06.03. | 24 | 202.9268 |  | 71.566 | 9.588 | 0 | 121.7727 | 0
07.03. | 1 | 208.7741 |  | 72.577 | 9.588 | 0 | 126.6091 | 0
07.03. | 2 | 208.6014 |  | 72.577 | 9.588 | 0 | 126.4364 | 0
07.03. | 3 | 207.2406 |  | 73.1162 | 9.588 | 0 | 124.5364 | 0
07.03. | 4 | 205.3111 |  | 72.914 | 9.588 | 0 | 122.8091 | 0
07.03. | 5 | 208.4876 |  | 72.9814 | 9.588 | 0 | 125.9182 | 0
07.03. | 6 | 202.2315 |  | 73.1162 | 9.588 | 0 | 119.5273 | 0
07.03. | 7 | 204.161 |  | 73.3184 | 9.588 | 0 | 121.2545 | 0
07.03. | 8 | 204.9278 |  | 73.0488 | 9.588 | 0 | 122.2909 | 0
07.03. | 9 | 204.8224 |  | 73.1162 | 9.588 | 0 | 122.1182 | 0
07.03. | 10 | 201.9199 |  | 71.7682 | 9.588 | 0 | 120.5636 | 0
07.03. | 11 | 208.7995 |  | 71.566 | 9.588 | 0 | 127.6455 | 0
07.03. | 12 | 208.2349 |  | 72.0378 | 9.588 | 0 | 126.6091 | 0
07.03. | 13 | 208.6393 |  | 72.4422 | 9.588 | 0 | 126.6091 | 0
07.03. | 14 | 206.1748 |  | 72.914 | 9.588 | 0 | 123.6727 | 0
07.03. | 15 | 203.3522 |  | 72.5096 | 9.588 | 0 | 121.2545 | 0
07.03. | 16 | 206.4108 |  | 71.7682 | 9.588 | 0 | 125.0545 | 0
07.03. | 17 | 208.7826 |  | 72.24 | 9.588 | 0 | 126.9545 | 0
07.03. | 18 | 205.2691 |  | 71.8356 | 9.588 | 0 | 123.8455 | 0
07.03. | 19 | 205.9936 |  | 73.251 | 9.588 | 0 | 123.1545 | 0
07.03. | 20 | 208.4876 |  | 72.9814 | 9.588 | 0 | 125.9182 | 0
07.03. | 21 | 206.8572 |  | 73.251 | 9.588 | 0 | 124.0182 | 0
07.03. | 22 | 209.4271 |  | 72.7118 | 9.588 | 0 | 127.1273 | 0
07.03. | 23 | 210.9058 |  | 72.9814 | 9.588 | 0 | 128.3364 | 0
07.03. | 24 | 208.9848 |  | 72.4422 | 9.588 | 0 | 126.9545 | 0
08.03. | 1 | 206.5497 |  | 73.1162 | 9.588 | 0 | 123.8455 | 0
08.03. | 2 | 209.7936 |  | 73.251 | 9.588 | 0 | 126.9545 | 0
08.03. | 3 | 209.545 |  | 73.5206 | 9.588 | 0 | 126.4364 | 0
08.03. | 4 | 208.6224 |  | 73.1162 | 9.588 | 0 | 125.9182 | 0
08.03. | 5 | 209.9284 |  | 73.3858 | 9.588 | 0 | 126.9545 | 0
08.03. | 6 | 206.5118 |  | 73.251 | 9.588 | 0 | 123.6727 | 0
08.03. | 7 | 204.8814 |  | 73.5206 | 9.588 | 0 | 121.7727 | 0
08.03. | 8 | 202.2315 |  | 73.1162 | 9.588 | 0 | 119.5273 | 0
08.03. | 9 | 204.5738 |  | 73.3858 | 9.588 | 0 | 121.6 | 0
08.03. | 10 | 192.8453 |  | 72.7118 | 9.588 | 0 | 110.5455 | 0
08.03. | 11 | 195.7606 |  | 72.1726 | 9.588 | 0 | 114 | 0
08.03. | 12 | 197.113 |  | 71.9704 | 9.588 | 0 | 115.5545 | 0
08.03. | 13 | 197.2857 |  | 71.9704 | 9.588 | 0 | 115.7273 | 0
08.03. | 14 | 194.8296 |  | 72.1052 | 9.588 | 0 | 113.1364 | 0
08.03. | 15 | 195.0403 |  | 71.9704 | 9.588 | 0 | 113.4818 | 0
08.03. | 16 | 196.2283 |  | 71.4312 | 9.588 | 0 | 115.2091 | 0
08.03. | 17 | 197.2268 |  | 71.566 | 9.588 | 0 | 116.0727 | 0
08.03. | 18 | 196.1735 |  | 72.24 | 9.588 | 0 | 114.3455 | 0
08.03. | 19 | 196.4431 |  | 72.5096 | 9.588 | 0 | 114.3455 | 0
08.03. | 20 | 202.1895 |  | 72.0378 | 9.588 | 0 | 120.5636 | 0
08.03. | 21 | 207.6324 |  | 72.6444 | 9.588 | 0 | 125.4 | 0
08.03. | 22 | 208.5509 |  | 71.8356 | 9.588 | 0 | 127.1273 | 0
08.03. | 23 | 206.3055 |  | 71.8356 | 9.588 | 0 | 124.8818 | 0
08.03. | 24 | 205.1553 |  | 72.24 | 9.588 | 0 | 123.3273 | 0
09.03. | 1 | 206.9121 |  | 72.4422 | 9.588 | 0 | 124.8818 | 0
09.03. | 2 | 207.3628 |  | 72.3748 | 9.588 | 0 | 125.4 | 0
09.03. | 3 | 208.555 |  | 73.0488 | 9.588 | 0 | 125.9182 | 0
09.03. | 4 | 209.3597 |  | 72.6444 | 9.588 | 0 | 127.1273 | 0
09.03. | 5 | 211.087 |  | 72.6444 | 9.588 | 0 | 128.8545 | 0
09.03. | 6 | 209.781 |  | 72.3748 | 9.588 | 0 | 127.8182 | 0
09.03. | 7 | 206.2381 |  | 71.7682 | 9.588 | 0 | 124.8818 | 0
09.03. | 8 | 204.5023 |  | 72.1052 | 9.588 | 0 | 122.8091 | 0
09.03. | 9 | 205.1553 |  | 72.24 | 9.588 | 0 | 123.3273 | 0
09.03. | 10 | 204.1443 |  | 71.229 | 9.588 | 0 | 123.3273 | 0
09.03. | 11 | 206.9838 |  | 70.9594 | 9.588 | 0 | 126.4364 | 0
09.03. | 12 | 206.0738 |  | 71.4312 | 9.588 | 0 | 125.0545 | 0
09.03. | 13 | 205.8462 |  | 72.24 | 9.588 | 0 | 124.0182 | 0
09.03. | 14 | 206.3265 |  | 72.3748 | 9.588 | 0 | 124.3636 | 0
09.03. | 15 | 209.6757 |  | 72.4422 | 9.588 | 0 | 127.6455 | 0
09.03. | 16 | 205.8462 |  | 72.24 | 9.588 | 0 | 124.0182 | 0
09.03. | 17 | 207.7462 |  | 72.24 | 9.588 | 0 | 125.9182 | 0
09.03. | 18 | 211.365 |  | 72.577 | 9.588 | 0 | 129.2 | 0
09.03. | 19 | 208.0158 |  | 72.5096 | 9.588 | 0 | 125.9182 | 0
09.03. | 20 | 212.2497 |  | 73.1162 | 9.588 | 0 | 129.5455 | 0
09.03. | 21 | 213.2481 |  | 73.251 | 9.588 | 0 | 130.4091 | 0
09.03. | 22 | 211.445 |  | 73.5206 | 9.588 | 0 | 128.3364 | 0
09.03. | 23 | 209.781 |  | 72.3748 | 9.588 | 0 | 127.8182 | 0
09.03. | 24 | 206.5666 |  | 72.4422 | 9.588 | 0 | 124.5364 | 0
10.03. | 1 | 210.9143 |  | 72.6444 | 9.588 | 0 | 128.6818 | 0
10.03. | 2 | 212.1823 |  | 73.0488 | 9.588 | 0 | 129.5455 | 0
10.03. | 3 | 212.4519 |  | 73.3184 | 9.588 | 0 | 129.5455 | 0
10.03. | 4 | 210.5814 |  | 73.5206 | 9.588 | 0 | 127.4727 | 0
10.03. | 5 | 195.6309 |  | 62.1974 | 9.588 | 0 | 123.8455 | 0
10.03. | 6 | 198.0066 |  | 66.6458 | 9.588 | 0 | 121.7727 | 0
10.03. | 7 | 200.2815 |  | 66.848 | 9.588 | 0 | 123.8455 | 0
10.03. | 8 | 209.4566 |  | 72.914 | 9.588 | 0 | 126.9545 | 0
10.03. | 9 | 205.3406 |  | 73.1162 | 9.588 | 0 | 122.6364 | 0
10.03. | 10 | 204.5234 |  | 72.6444 | 9.588 | 0 | 122.2909 | 0
10.03. | 11 | 197.2393 |  | 72.4422 | 9.588 | 0 | 115.2091 | 0
10.03. | 12 | 202.834 |  | 72.5096 | 9.588 | 0 | 120.7364 | 0
10.03. | 13 | 202.518 |  | 72.7118 | 9.588 | 0 | 120.2182 | 0
10.03. | 14 | 202.181 |  | 72.3748 | 9.588 | 0 | 120.2182 | 0
10.03. | 15 | 206.9121 |  | 72.4422 | 9.588 | 0 | 124.8818 | 0
10.03. | 16 | 206.971 |  | 72.8466 | 9.588 | 0 | 124.5364 | 0
10.03. | 17 | 207.1817 |  | 72.7118 | 9.588 | 0 | 124.8818 | 0
10.03. | 18 | 207.4302 |  | 72.4422 | 9.588 | 0 | 125.4 | 0
10.03. | 19 | 207.266 |  | 72.1052 | 9.588 | 0 | 125.5727 | 0
10.03. | 20 | 204.5782 |  | 71.8356 | 9.588 | 0 | 123.1545 | 0
10.03. | 21 | 205.4418 |  | 71.8356 | 9.588 | 0 | 124.0182 | 0
10.03. | 22 | 206.4108 |  | 71.7682 | 9.588 | 0 | 125.0545 | 0
10.03. | 23 | 208.1465 |  | 71.4312 | 9.588 | 0 | 127.1273 | 0
10.03. | 24 | 205.1343 |  | 71.7008 | 9.588 | 0 | 123.8455 | 0
11.03. | 1 | 203.9842 |  | 72.1052 | 9.588 | 0 | 122.2909 | 0
11.03. | 2 | 207.544 |  | 72.0378 | 9.588 | 0 | 125.9182 | 0
11.03. | 3 | 207.7252 |  | 71.7008 | 9.588 | 0 | 126.4364 | 0
11.03. | 4 | 207.6283 |  | 71.4312 | 9.588 | 0 | 126.6091 | 0
11.03. | 5 | 208.6857 |  | 71.9704 | 9.588 | 0 | 127.1273 | 0
11.03. | 6 | 207.3124 |  | 71.6334 | 9.588 | 0 | 126.0909 | 0
11.03. | 7 | 207.0848 |  | 72.4422 | 9.588 | 0 | 125.0545 | 0
11.03. | 8 | 208.3697 |  | 72.1726 | 9.588 | 0 | 126.6091 | 0
11.03. | 9 | 208.4835 |  | 71.7682 | 9.588 | 0 | 127.1273 | 0
11.03. | 10 | 208.1086 |  | 71.566 | 9.588 | 0 | 126.9545 | 0
11.03. | 11 | 209.6926 |  | 71.7682 | 9.588 | 0 | 128.3364 | 0
11.03. | 12 | 211.1882 |  | 71.3638 | 9.588 | 0 | 130.2364 | 0
11.03. | 13 | 213.8296 |  | 72.1052 | 9.588 | 0 | 132.1364 | 0
11.03. | 14 | 209.76 |  | 71.8356 | 9.588 | 0 | 128.3364 | 0
11.03. | 15 | 213.4926 |  | 71.7682 | 9.588 | 0 | 132.1364 | 0
11.03. | 16 | 211.719 |  | 72.24 | 9.588 | 0 | 129.8909 | 0
11.03. | 17 | 211.5252 |  | 71.7008 | 9.588 | 0 | 130.2364 | 0
11.03. | 18 | 212.1149 |  | 72.9814 | 9.588 | 0 | 129.5455 | 0
11.03. | 19 | 212.5741 |  | 72.577 | 9.588 | 0 | 130.4091 | 0
11.03. | 20 | 210.2951 |  | 71.1616 | 9.588 | 0 | 129.5455 | 0
11.03. | 21 | 213.1177 |  | 71.566 | 9.588 | 0 | 131.9636 | 0
11.03. | 22 | 212.5111 |  | 70.9594 | 9.588 | 0 | 131.9636 | 0
11.03. | 23 | 211.8202 |  | 70.9594 | 9.588 | 0 | 131.2727 | 0
11.03. | 24 | 213.0418 |  | 71.8356 | 9.588 | 0 | 131.6182 | 0
12.03. | 1 | 214.571 |  | 72.8466 | 9.588 | 0 | 132.1364 | 0
12.03. | 2 | 212.4604 |  | 72.9814 | 9.588 | 0 | 129.8909 | 0
12.03. | 3 | 211.9422 |  | 72.9814 | 9.588 | 0 | 129.3727 | 0
12.03. | 4 | 209.9453 |  | 72.7118 | 9.588 | 0 | 127.6455 | 0
12.03. | 5 | 210.7331 |  | 72.9814 | 9.588 | 0 | 128.1636 | 0
12.03. | 6 | 212.5067 |  | 72.5096 | 9.588 | 0 | 130.4091 | 0
12.03. | 7 | 209.6757 |  | 72.4422 | 9.588 | 0 | 127.6455 | 0
12.03. | 8 | 214.1287 |  | 72.577 | 9.588 | 0 | 131.9636 | 0
12.03. | 9 | 214.3983 |  | 72.8466 | 9.588 | 0 | 131.9636 | 0
12.03. | 10 | 213.6948 |  | 71.9704 | 9.588 | 0 | 132.1364 | 0
12.03. | 11 | 212.8986 |  | 72.0378 | 9.588 | 0 | 131.2727 | 0
12.03. | 12 | 214.9124 |  | 71.6334 | 9.588 | 0 | 133.6909 | 0
12.03. | 13 | 211.3904 |  | 71.566 | 9.588 | 0 | 130.2364 | 0
12.03. | 14 | 209.6126 |  | 70.8246 | 9.588 | 0 | 129.2 | 0
12.03. | 15 | 210.8891 |  | 70.892 | 9.588 | 0 | 130.4091 | 0
12.03. | 16 | 211.8371 |  | 70.2854 | 9.588 | 0 | 131.9636 | 0
12.03. | 17 | 214.154 |  | 71.566 | 9.588 | 0 | 133 | 0
12.03. | 18 | 212.9998 |  | 70.7572 | 9.588 | 0 | 132.6545 | 0
12.03. | 19 | 212.3932 |  | 70.1506 | 9.588 | 0 | 132.6545 | 0
12.03. | 20 | 212.2246 |  | 71.3638 | 9.588 | 0 | 131.2727 | 0
12.03. | 21 | 212.5616 |  | 71.7008 | 9.588 | 0 | 131.2727 | 0
12.03. | 22 | 213.5474 |  | 70.9594 | 9.588 | 0 | 133 | 0
12.03. | 23 | 214.3352 |  | 71.229 | 9.588 | 0 | 133.5182 | 0
12.03. | 24 | 214.9798 |  | 71.7008 | 9.588 | 0 | 133.6909 | 0
13.03. | 1 | 214.7143 |  | 72.6444 | 9.588 | 0 | 132.4818 | 0
13.03. | 2 | 211.5378 |  | 72.577 | 9.588 | 0 | 129.3727 | 0
13.03. | 3 | 211.3566 |  | 72.914 | 9.588 | 0 | 128.8545 | 0
13.03. | 4 | 211.4324 |  | 72.6444 | 9.588 | 0 | 129.2 | 0
13.03. | 5 | 209.3597 |  | 72.6444 | 9.588 | 0 | 127.1273 | 0
13.03. | 6 | 207.1312 |  | 71.9704 | 9.588 | 0 | 125.5727 | 0
13.03. | 7 | 209.3851 |  | 71.6334 | 9.588 | 0 | 128.1636 | 0
13.03. | 8 | 207.4935 |  | 71.2964 | 9.588 | 0 | 126.6091 | 0
13.03. | 9 | 212.9829 |  | 71.4312 | 9.588 | 0 | 131.9636 | 0
13.03. | 10 | 214.3352 |  | 71.229 | 9.588 | 0 | 133.5182 | 0
13.03. | 11 | 212.0898 |  | 71.229 | 9.588 | 0 | 131.2727 | 0
13.03. | 12 | 212.7807 |  | 71.229 | 9.588 | 0 | 131.9636 | 0
13.03. | 13 | 199.5237 |  | 61.2538 | 9.588 | 0 | 128.6818 | 0
13.03. | 14 | 207.8139 |  | 69.544 | 9.588 | 0 | 128.6818 | 0
13.03. | 15 | 213.6359 |  | 71.566 | 9.588 | 0 | 132.4818 | 0
13.03. | 16 | 213.6738 |  | 71.4312 | 9.588 | 0 | 132.6545 | 0
13.03. | 17 | 212.629 |  | 71.7682 | 9.588 | 0 | 131.2727 | 0
13.03. | 18 | 213.2904 |  | 71.566 | 9.588 | 0 | 132.1364 | 0
13.03. | 19 | 208.1086 |  | 71.566 | 9.588 | 0 | 126.9545 | 0
13.03. | 20 | 212.4688 |  | 72.6444 | 9.588 | 0 | 130.2364 | 0
13.03. | 21 | 213.1597 |  | 72.6444 | 9.588 | 0 | 130.9273 | 0
13.03. | 22 | 209.6462 |  | 72.24 | 9.588 | 0 | 127.8182 | 0
13.03. | 23 | 209.6337 |  | 71.3638 | 9.588 | 0 | 128.6818 | 0
13.03. | 24 | 209.1155 |  | 71.3638 | 9.588 | 0 | 128.1636 | 0
14.03. | 1 | 209.3008 |  | 72.24 | 9.588 | 0 | 127.4727 | 0
14.03. | 2 | 208.534 |  | 72.5096 | 9.588 | 0 | 126.4364 | 0
14.03. | 3 | 203.6976 |  | 72.5096 | 9.588 | 0 | 121.6 | 0
14.03. | 4 | 210.434 |  | 72.5096 | 9.588 | 0 | 128.3364 | 0
14.03. | 5 | 210.5562 |  | 71.7682 | 9.588 | 0 | 129.2 | 0
14.03. | 6 | 203.1374 |  | 71.4312 | 9.588 | 0 | 122.1182 | 0
14.03. | 7 | 206.4613 |  | 72.5096 | 9.588 | 0 | 124.3636 | 0
14.03. | 8 | 211.4998 |  | 72.7118 | 9.588 | 0 | 129.2 | 0
14.03. | 9 | 209.6378 |  | 72.577 | 9.588 | 0 | 127.4727 | 0
14.03. | 10 | 206.5666 |  | 72.4422 | 9.588 | 0 | 124.5364 | 0
14.03. | 11 | 206.4782 |  | 71.8356 | 9.588 | 0 | 125.0545 | 0
14.03. | 12 | 212.5067 |  | 72.5096 | 9.588 | 0 | 130.4091 | 0
14.03. | 13 | 211.5378 |  | 72.577 | 9.588 | 0 | 129.3727 | 0
14.03. | 14 | 211.1334 |  | 72.1726 | 9.588 | 0 | 129.3727 | 0
14.03. | 15 | 207.6324 |  | 72.6444 | 9.588 | 0 | 125.4 | 0
14.03. | 16 | 234.856 |  | 72.577 | 9.588 | 0 | 152.6909 | 0
14.03. | 17 | 235.3152 |  | 72.1726 | 9.588 | 0 | 153.5545 | 0
14.03. | 18 | 236.5832 |  | 72.577 | 9.588 | 0 | 154.4182 | 0
14.03. | 19 | 236.2168 |  | 72.0378 | 9.588 | 0 | 154.5909 | 0
14.03. | 20 | 235.3826 |  | 72.24 | 9.588 | 0 | 153.5545 | 0
14.03. | 21 | 235.5553 |  | 72.24 | 9.588 | 0 | 153.7273 | 0
14.03. | 22 | 234.675 |  | 70.1506 | 9.588 | 0 | 154.9364 | 0
14.03. | 23 | 231.0857 |  | 70.0158 | 9.588 | 0 | 151.4818 | 0
14.03. | 24 | 231.6712 |  | 70.0832 | 9.588 | 0 | 152 | 0
15.03. | 1 | 234.2916 |  | 70.2854 | 9.588 | 0 | 154.4182 | 0
15.03. | 2 | 236.3854 |  | 70.8246 | 9.588 | 0 | 155.9727 | 0
15.03. | 3 | 235.0036 |  | 70.8246 | 9.588 | 0 | 154.5909 | 0
15.03. | 4 | 234.5528 |  | 70.892 | 9.588 | 0 | 154.0727 | 0
15.03. | 5 | 230.6769 |  | 71.1616 | 9.588 | 0 | 149.9273 | 0
15.03. | 6 | 232.48 |  | 70.892 | 9.588 | 0 | 152 | 0
15.03. | 7 | 230.6854 |  | 70.8246 | 9.588 | 0 | 150.2727 | 0
15.03. | 8 | 229.8681 |  | 70.3528 | 9.588 | 0 | 149.9273 | 0
15.03. | 9 | 228.6042 |  | 71.1616 | 9.588 | 0 | 147.8545 | 0
15.03. | 10 | 227.7954 |  | 70.3528 | 9.588 | 0 | 147.8545 | 0
15.03. | 11 | 226.5189 |  | 70.2854 | 9.588 | 0 | 146.6455 | 0
15.03. | 12 | 223.0861 |  | 62.5344 | 9.588 | 0 | 150.9636 | 0
15.03. | 13 | 222.9933 |  | 63.478 | 9.588 | 0 | 149.9273 | 0
15.03. | 14 | 231.2714 |  | 65.3652 | 9.588 | 0 | 156.3182 | 0
15.03. | 15 | 236.2634 |  | 68.8026 | 9.588 | 0 | 157.8727 | 0
15.03. | 16 | 236.0568 |  | 70.1506 | 9.588 | 0 | 156.3182 | 0
15.03. | 17 | 237.1352 |  | 71.229 | 9.588 | 0 | 156.3182 | 0
15.03. | 18 | 234.9656 |  | 70.9594 | 9.588 | 0 | 154.4182 | 0
15.03. | 19 | 236.8656 |  | 70.9594 | 9.588 | 0 | 156.3182 | 0
15.03. | 20 | 236.28 |  | 70.892 | 9.588 | 0 | 155.8 | 0
15.03. | 21 | 232.817 |  | 71.229 | 9.588 | 0 | 152 | 0
15.03. | 22 | 233.5754 |  | 71.2964 | 9.588 | 0 | 152.6909 | 0
15.03. | 23 | 235.2352 |  | 71.229 | 9.588 | 0 | 154.4182 | 0
15.03. | 24 | 236.5496 |  | 71.1616 | 9.588 | 0 | 155.8 | 0
16.03. | 1 | 238.3359 |  | 71.566 | 9.588 | 0 | 157.1818 | 0
16.03. | 2 | 237.8935 |  | 71.2964 | 9.588 | 0 | 157.0091 | 0
16.03. | 3 | 237.1562 |  | 71.7682 | 9.588 | 0 | 155.8 | 0
16.03. | 4 | 236.36 |  | 71.8356 | 9.588 | 0 | 154.9364 | 0
16.03. | 5 | 237.666 |  | 72.1052 | 9.588 | 0 | 155.9727 | 0
16.03. | 6 | 235.6102 |  | 71.4312 | 9.588 | 0 | 154.5909 | 0
16.03. | 7 | 236.0989 |  | 71.229 | 9.588 | 0 | 155.2818 | 0
16.03. | 8 | 231.0434 |  | 71.7008 | 9.588 | 0 | 149.7545 | 0
16.03. | 9 | 229.8217 |  | 70.8246 | 9.588 | 0 | 149.4091 | 0
16.03. | 10 | 231.1067 |  | 70.555 | 9.588 | 0 | 150.9636 | 0
16.03. | 11 | 229.034 |  | 70.555 | 9.588 | 0 | 148.8909 | 0
16.03. | 12 | 233.0825 |  | 70.2854 | 9.588 | 0 | 153.2091 | 0
16.03. | 13 | 233.7355 |  | 70.4202 | 9.588 | 0 | 153.7273 | 0
16.03. | 14 | 235.0374 |  | 69.4766 | 9.588 | 0 | 155.9727 | 0
16.03. | 15 | 232.2653 |  | 69.8136 | 9.588 | 0 | 152.8636 | 0
16.03. | 16 | 231.132 |  | 69.544 | 9.588 | 0 | 152 | 0
16.03. | 17 | 234.3465 |  | 69.4766 | 9.588 | 0 | 155.2818 | 0
16.03. | 18 | 237.4681 |  | 70.3528 | 9.588 | 0 | 157.5273 | 0
16.03. | 19 | 235.8462 |  | 70.2854 | 9.588 | 0 | 155.9727 | 0
16.03. | 20 | 236.5286 |  | 70.6224 | 9.588 | 0 | 156.3182 | 0
16.03. | 21 | 237.3923 |  | 70.6224 | 9.588 | 0 | 157.1818 | 0
16.03. | 22 | 237.1227 |  | 70.3528 | 9.588 | 0 | 157.1818 | 0
16.03. | 23 | 236.6045 |  | 70.3528 | 9.588 | 0 | 156.6636 | 0
16.03. | 24 | 235.7198 |  | 69.8136 | 9.588 | 0 | 156.3182 | 0
17.03. | 1 | 237.013 |  | 71.9704 | 9.588 | 0 | 155.4545 | 0
17.03. | 2 | 238.0704 |  | 72.5096 | 9.588 | 0 | 155.9727 | 0
17.03. | 3 | 236.8992 |  | 72.3748 | 9.588 | 0 | 154.9364 | 0
17.03. | 4 | 234.102 |  | 70.9594 | 9.588 | 0 | 153.5545 | 0
17.03. | 5 | 235.0876 |  | 72.9814 | 9.588 | 0 | 152.5182 | 0
17.03. | 6 | 234.7042 |  | 73.1162 | 9.588 | 0 | 152 | 0
17.03. | 7 | 231.9196 |  | 72.577 | 9.588 | 0 | 149.7545 | 0
17.03. | 8 | 231.7174 |  | 72.3748 | 9.588 | 0 | 149.7545 | 0
17.03. | 9 | 234.3462 |  | 72.24 | 9.588 | 0 | 152.5182 | 0
17.03. | 10 | 229.8932 |  | 72.1052 | 9.588 | 0 | 148.2 | 0
17.03. | 11 | 234.9782 |  | 71.8356 | 9.588 | 0 | 153.5545 | 0
17.03. | 12 | 236.2168 |  | 72.0378 | 9.588 | 0 | 154.5909 | 0
17.03. | 13 | 236.2757 |  | 72.4422 | 9.588 | 0 | 154.2455 | 0
17.03. | 14 | 233.7143 |  | 72.6444 | 9.588 | 0 | 151.4818 | 0
17.03. | 15 | 234.4346 |  | 72.8466 | 9.588 | 0 | 152 | 0
17.03. | 16 | 232.3704 |  | 72.5096 | 9.588 | 0 | 150.2727 | 0
17.03. | 17 | 237.1014 |  | 72.577 | 9.588 | 0 | 154.9364 | 0
17.03. | 18 | 236.9497 |  | 73.1162 | 9.588 | 0 | 154.2455 | 0
17.03. | 19 | 237.7754 |  | 73.251 | 9.588 | 0 | 154.9364 | 0
17.03. | 20 | 235.7616 |  | 73.6554 | 9.588 | 0 | 152.5182 | 0
17.03. | 21 | 236.5748 |  | 72.914 | 9.588 | 0 | 154.0727 | 0
17.03. | 22 | 239.5701 |  | 73.3184 | 9.588 | 0 | 156.6636 | 0
17.03. | 23 | 236.7475 |  | 72.914 | 9.588 | 0 | 154.2455 | 0
17.03. | 24 | 234.3168 |  | 72.0378 | 9.588 | 0 | 152.6909 | 0
18.03. | 1 | 235.1719 |  | 72.3748 | 9.588 | 0 | 153.2091 | 0
18.03. | 2 | 232.9055 |  | 71.8356 | 9.588 | 0 | 151.4818 | 0
18.03. | 3 | 225.2536 |  | 65.3928 | 9.588 | 0 | 150.2727 | 0
18.03. | 4 | 233.0149 |  | 72.9814 | 9.588 | 0 | 150.4455 | 0
18.03. | 5 | 231.8732 |  | 73.0488 | 9.588 | 0 | 149.2364 | 0
18.03. | 6 | 234.5694 |  | 72.9814 | 9.588 | 0 | 152 | 0
18.03. | 7 | 233.8911 |  | 73.8576 | 9.588 | 0 | 150.4455 | 0
18.03. | 8 | 236.1829 |  | 73.3858 | 9.588 | 0 | 153.2091 | 0
18.03. | 9 | 236.798 |  | 73.6554 | 9.588 | 0 | 153.5545 | 0
18.03. | 10 | 238.3231 |  | 73.4532 | 9.588 | 0 | 155.2818 | 0
18.03. | 11 | 238.4368 |  | 73.0488 | 9.588 | 0 | 155.8 | 0
18.03. | 12 | 240.6149 |  | 72.9814 | 9.588 | 0 | 158.0455 | 0
18.03. | 13 | 239.7513 |  | 72.9814 | 9.588 | 0 | 157.1818 | 0
18.03. | 14 | 238.4074 |  | 72.8466 | 9.588 | 0 | 155.9727 | 0
18.03. | 15 | 238.955 |  | 73.0488 | 9.588 | 0 | 156.3182 | 0
18.03. | 16 | 234.5694 |  | 72.9814 | 9.588 | 0 | 152 | 0
18.03. | 17 | 239.7513 |  | 72.9814 | 9.588 | 0 | 157.1818 | 0
18.03. | 18 | 236.8234 |  | 72.6444 | 9.588 | 0 | 154.5909 | 0
18.03. | 19 | 236.419 |  | 72.24 | 9.588 | 0 | 154.5909 | 0
18.03. | 20 | 239.7008 |  | 72.24 | 9.588 | 0 | 157.8727 | 0
18.03. | 21 | 236.0061 |  | 72.1726 | 9.588 | 0 | 154.2455 | 0
18.03. | 22 | 240.9478 |  | 72.1052 | 9.588 | 0 | 159.2545 | 0
18.03. | 23 | 239.2964 |  | 71.8356 | 9.588 | 0 | 157.8727 | 0
18.03. | 24 | 235.7744 |  | 71.7682 | 9.588 | 0 | 154.4182 | 0
19.03. | 1 | 238.8371 |  | 72.24 | 9.588 | 0 | 157.0091 | 0
19.03. | 2 | 240.497 |  | 72.1726 | 9.588 | 0 | 158.7364 | 0
19.03. | 3 | 236.9666 |  | 72.4422 | 9.588 | 0 | 154.9364 | 0
19.03. | 4 | 236.2462 |  | 72.24 | 9.588 | 0 | 154.4182 | 0
19.03. | 5 | 235.2478 |  | 72.1052 | 9.588 | 0 | 153.5545 | 0
19.03. | 6 | 236.1114 |  | 72.1052 | 9.588 | 0 | 154.4182 | 0
19.03. | 7 | 235.3826 |  | 72.24 | 9.588 | 0 | 153.5545 | 0
19.03. | 8 | 238.1378 |  | 72.577 | 9.588 | 0 | 155.9727 | 0
19.03. | 9 | 241.3058 |  | 72.9814 | 9.588 | 0 | 158.7364 | 0
19.03. | 10 | 232.581 |  | 72.3748 | 9.588 | 0 | 150.6182 | 0
19.03. | 11 | 236.9666 |  | 72.4422 | 9.588 | 0 | 154.9364 | 0
19.03. | 12 | 240.6446 |  | 70.4202 | 9.588 | 0 | 160.6364 | 0
19.03. | 13 | 243.7998 |  | 72.7118 | 9.588 | 0 | 161.5 | 0
19.03. | 14 | 241.0362 |  | 72.7118 | 9.588 | 0 | 158.7364 | 0
19.03. | 15 | 240.3327 |  | 71.8356 | 9.588 | 0 | 158.9091 | 0
19.03. | 16 | 240.813 |  | 71.9704 | 9.588 | 0 | 159.2545 | 0
19.03. | 17 | 239.4017 |  | 71.7682 | 9.588 | 0 | 158.0455 | 0
19.03. | 18 | 237.6744 |  | 71.7682 | 9.588 | 0 | 156.3182 | 0
19.03. | 19 | 236.8615 |  | 69.7462 | 9.588 | 0 | 157.5273 | 0
19.03. | 20 | 241.6766 |  | 71.9704 | 9.588 | 0 | 160.1182 | 0
19.03. | 21 | 241.428 |  | 72.24 | 9.588 | 0 | 159.6 | 0
19.03. | 22 | 237.4891 |  | 70.892 | 9.588 | 0 | 157.0091 | 0
19.03. | 23 | 237.27 |  | 71.3638 | 9.588 | 0 | 156.3182 | 0
19.03. | 24 | 241.8788 |  | 72.1726 | 9.588 | 0 | 160.1182 | 0
20.03. | 1 | 239.6165 |  | 72.8466 | 9.588 | 0 | 157.1818 | 0
20.03. | 2 | 237.2826 |  | 72.24 | 9.588 | 0 | 155.4545 | 0
20.03. | 3 | 239.4817 |  | 72.7118 | 9.588 | 0 | 157.1818 | 0
20.03. | 4 | 237.687 |  | 72.6444 | 9.588 | 0 | 155.4545 | 0
20.03. | 5 | 235.0202 |  | 72.914 | 9.588 | 0 | 152.5182 | 0
20.03. | 6 | 231.3719 |  | 72.3748 | 9.588 | 0 | 149.4091 | 0
20.03. | 7 | 235.2983 |  | 72.8466 | 9.588 | 0 | 152.8636 | 0
20.03. | 8 | 234.8434 |  | 71.7008 | 9.588 | 0 | 153.5545 | 0
20.03. | 9 | 231.549 |  | 70.8246 | 9.588 | 0 | 151.1364 | 0
20.03. | 10 | 229.1308 |  | 70.8246 | 9.588 | 0 | 148.7182 | 0
20.03. | 11 | 231.1951 |  | 71.1616 | 9.588 | 0 | 150.4455 | 0
20.03. | 12 | 229.017 |  | 71.229 | 9.588 | 0 | 148.2 | 0
20.03. | 13 | 231.5954 |  | 70.3528 | 9.588 | 0 | 151.6545 | 0
20.03. | 14 | 233.2214 |  | 71.6334 | 9.588 | 0 | 152 | 0
20.03. | 15 | 233.807 |  | 71.7008 | 9.588 | 0 | 152.5182 | 0
20.03. | 16 | 237.0678 |  | 71.1616 | 9.588 | 0 | 156.3182 | 0
20.03. | 17 | 236.8782 |  | 71.8356 | 9.588 | 0 | 155.4545 | 0
20.03. | 18 | 236.0315 |  | 71.1616 | 9.588 | 0 | 155.2818 | 0
20.03. | 19 | 234.776 |  | 71.6334 | 9.588 | 0 | 153.5545 | 0
20.03. | 20 | 235.8882 |  | 71.3638 | 9.588 | 0 | 154.9364 | 0
20.03. | 21 | 234.7086 |  | 71.566 | 9.588 | 0 | 153.5545 | 0
20.03. | 22 | 234.0346 |  | 70.892 | 9.588 | 0 | 153.5545 | 0
20.03. | 23 | 232.8844 |  | 71.2964 | 9.588 | 0 | 152 | 0
20.03. | 24 | 234.2073 |  | 70.892 | 9.588 | 0 | 153.7273 | 0
21.03. | 1 | 232.9055 |  | 71.8356 | 9.588 | 0 | 151.4818 | 0
21.03. | 2 | 231.5741 |  | 72.577 | 9.588 | 0 | 149.4091 | 0
21.03. | 3 | 231.671 |  | 72.8466 | 9.588 | 0 | 149.2364 | 0
21.03. | 4 | 230.2513 |  | 72.9814 | 9.588 | 0 | 147.6818 | 0
21.03. | 5 | 229.7331 |  | 72.9814 | 9.588 | 0 | 147.1636 | 0
21.03. | 6 | 230.6726 |  | 72.7118 | 9.588 | 0 | 148.3727 | 0
21.03. | 7 | 233.3688 |  | 72.6444 | 9.588 | 0 | 151.1364 | 0
21.03. | 8 | 234.4346 |  | 72.8466 | 9.588 | 0 | 152 | 0
21.03. | 9 | 232.9644 |  | 72.24 | 9.588 | 0 | 151.1364 | 0
21.03. | 10 | 232.4926 |  | 71.7682 | 9.588 | 0 | 151.1364 | 0
21.03. | 11 | 229.1265 |  | 72.3748 | 9.588 | 0 | 147.1636 | 0
21.03. | 12 | 231.5531 |  | 72.0378 | 9.588 | 0 | 149.9273 | 0
21.03. | 13 | 227.1465 |  | 71.4312 | 9.588 | 0 | 146.1273 | 0
21.03. | 14 | 227.1634 |  | 70.7572 | 9.588 | 0 | 146.8182 | 0
21.03. | 15 | 232.5349 |  | 70.0832 | 9.588 | 0 | 152.8636 | 0
21.03. | 16 | 232.0293 |  | 70.9594 | 9.588 | 0 | 151.4818 | 0
21.03. | 17 | 228.9033 |  | 71.6334 | 9.588 | 0 | 147.6818 | 0
21.03. | 18 | 226.7252 |  | 71.7008 | 9.588 | 0 | 145.4364 | 0
21.03. | 19 | 234.2873 |  | 71.8356 | 9.588 | 0 | 152.8636 | 0
21.03. | 20 | 234.9697 |  | 72.1726 | 9.588 | 0 | 153.2091 | 0
21.03. | 21 | 233.6384 |  | 72.914 | 9.588 | 0 | 151.1364 | 0
21.03. | 22 | 236.3726 |  | 72.7118 | 9.588 | 0 | 154.0727 | 0
21.03. | 23 | 238.003 |  | 72.4422 | 9.588 | 0 | 155.9727 | 0
21.03. | 24 | 235.2393 |  | 72.4422 | 9.588 | 0 | 153.2091 | 0
22.03. | 1 | 237.3795 |  | 72.5096 | 9.588 | 0 | 155.2818 | 0
22.03. | 2 | 237.4848 |  | 72.4422 | 9.588 | 0 | 155.4545 | 0
22.03. | 3 | 231.2371 |  | 72.24 | 9.588 | 0 | 149.4091 | 0
22.03. | 4 | 231.5067 |  | 72.5096 | 9.588 | 0 | 149.4091 | 0
22.03. | 5 | 229.8469 |  | 72.577 | 9.588 | 0 | 147.6818 | 0
22.03. | 6 | 230.7484 |  | 72.4422 | 9.588 | 0 | 148.7182 | 0
22.03. | 7 | 229.2992 |  | 72.3748 | 9.588 | 0 | 147.3364 | 0
22.03. | 8 | 217.3648 |  | 64.7586 | 9.588 | 0 | 143.0182 | 0
22.03. | 9 | 214.6812 |  | 65.7022 | 9.588 | 0 | 139.3909 | 0
22.03. | 10 | 216.0584 |  | 70.0158 | 9.588 | 0 | 136.4545 | 0
22.03. | 11 | 220.2712 |  | 70.0832 | 9.588 | 0 | 140.6 | 0
22.03. | 12 | 221.3202 |  | 70.9594 | 9.588 | 0 | 140.7727 | 0
22.03. | 13 | 213.3452 |  | 70.7572 | 9.588 | 0 | 133 | 0
22.03. | 14 | 225.234 |  | 70.555 | 9.588 | 0 | 145.0909 | 0
22.03. | 15 | 229.8302 |  | 70.4876 | 9.588 | 0 | 149.7545 | 0
22.03. | 16 | 228.9286 |  | 70.6224 | 9.588 | 0 | 148.7182 | 0
22.03. | 17 | 231.5026 |  | 71.2964 | 9.588 | 0 | 150.6182 | 0
22.03. | 18 | 233.9587 |  | 71.1616 | 9.588 | 0 | 153.2091 | 0
22.03. | 19 | 233.8239 |  | 71.0268 | 9.588 | 0 | 153.2091 | 0
22.03. | 20 | 234.1694 |  | 71.0268 | 9.588 | 0 | 153.5545 | 0
22.03. | 21 | 232.1346 |  | 70.892 | 9.588 | 0 | 151.6545 | 0
22.03. | 22 | 234.8308 |  | 70.8246 | 9.588 | 0 | 154.4182 | 0
22.03. | 23 | 234.3885 |  | 70.555 | 9.588 | 0 | 154.2455 | 0
22.03. | 24 | 234.8014 |  | 70.6224 | 9.588 | 0 | 154.5909 | 0
23.03. | 1 | 233.5754 |  | 71.2964 | 9.588 | 0 | 152.6909 | 0
23.03. | 2 | 233.4826 |  | 72.24 | 9.588 | 0 | 151.6545 | 0
23.03. | 3 | 218.718 |  | 59.8936 | 9.588 | 0 | 149.2364 | 0
23.03. | 4 | 231.966 |  | 72.1052 | 9.588 | 0 | 150.2727 | 0
23.03. | 5 | 228.2039 |  | 71.9704 | 9.588 | 0 | 146.6455 | 0
23.03. | 6 | 226.1396 |  | 71.6334 | 9.588 | 0 | 144.9182 | 0
23.03. | 7 | 226.919 |  | 72.24 | 9.588 | 0 | 145.0909 | 0
23.03. | 8 | 227.3023 |  | 72.1052 | 9.588 | 0 | 145.6091 | 0
23.03. | 9 | 226.9443 |  | 71.229 | 9.588 | 0 | 146.1273 | 0
23.03. | 10 | 228.7854 |  | 70.8246 | 9.588 | 0 | 148.3727 | 0
23.03. | 11 | 229.2446 |  | 70.4202 | 9.588 | 0 | 149.2364 | 0
23.03. | 12 | 228.065 |  | 70.6224 | 9.588 | 0 | 147.8545 | 0
23.03. | 13 | 224.581 |  | 70.4202 | 9.588 | 0 | 144.5727 | 0
23.03. | 14 | 228.2462 |  | 70.2854 | 9.588 | 0 | 148.3727 | 0
23.03. | 15 | 231.3932 |  | 70.1506 | 9.588 | 0 | 151.6545 | 0
23.03. | 16 | 229.0634 |  | 70.7572 | 9.588 | 0 | 148.7182 | 0
23.03. | 17 | 228.086 |  | 71.1616 | 9.588 | 0 | 147.3364 | 0
23.03. | 18 | 232.3663 |  | 71.2964 | 9.588 | 0 | 151.4818 | 0
23.03. | 19 | 223.8647 |  | 71.4312 | 9.588 | 0 | 142.8455 | 0
23.03. | 20 | 238.7023 |  | 72.1052 | 9.588 | 0 | 157.0091 | 0
23.03. | 21 | 242.3422 |  | 72.9814 | 9.588 | 0 | 159.7727 | 0
23.03. | 22 | 243.4754 |  | 73.251 | 9.588 | 0 | 160.6364 | 0
23.03. | 23 | 242.0726 |  | 72.7118 | 9.588 | 0 | 159.7727 | 0
23.03. | 24 | 238.5253 |  | 73.6554 | 9.588 | 0 | 155.2818 | 0
24.03. | 1 | 238.9297 |  | 74.0598 | 9.588 | 0 | 155.2818 | 0
24.03. | 2 | 235.7996 |  | 73.5206 | 9.588 | 0 | 152.6909 | 0
24.03. | 3 | 235.53 |  | 73.251 | 9.588 | 0 | 152.6909 | 0
24.03. | 4 | 236.2503 |  | 73.4532 | 9.588 | 0 | 153.2091 | 0
24.03. | 5 | 234.4472 |  | 73.7228 | 9.588 | 0 | 151.1364 | 0
24.03. | 6 | 229.3077 |  | 72.0378 | 9.588 | 0 | 147.6818 | 0
24.03. | 7 | 227.5973 |  | 71.3638 | 9.588 | 0 | 146.6455 | 0
24.03. | 8 | 225.2634 |  | 70.7572 | 9.588 | 0 | 144.9182 | 0
24.03. | 9 | 231.5534 |  | 69.2744 | 9.588 | 0 | 152.6909 | 0
24.03. | 10 | 234.5866 |  | 69.544 | 9.588 | 0 | 155.4545 | 0
24.03. | 11 | 234.8605 |  | 68.2634 | 9.588 | 0 | 157.0091 | 0
24.03. | 12 | 229.1398 |  | 64.9608 | 9.588 | 0 | 154.5909 | 0
24.03. | 13 | 235.4628 |  | 70.4202 | 9.588 | 0 | 155.4545 | 0
24.03. | 14 | 237.4681 |  | 70.3528 | 9.588 | 0 | 157.5273 | 0
24.03. | 15 | 240.2402 |  | 70.0158 | 9.588 | 0 | 160.6364 | 0
24.03. | 16 | 241.3271 |  | 70.7572 | 9.588 | 0 | 160.9818 | 0
24.03. | 17 | 242.7299 |  | 71.2964 | 9.588 | 0 | 161.8455 | 0
24.03. | 18 | 242.9531 |  | 72.0378 | 9.588 | 0 | 161.3273 | 0
24.03. | 19 | 242.2832 |  | 72.577 | 9.588 | 0 | 160.1182 | 0
24.03. | 20 | 239.1741 |  | 72.577 | 9.588 | 0 | 157.0091 | 0
24.03. | 21 | 240.4801 |  | 72.8466 | 9.588 | 0 | 158.0455 | 0
24.03. | 22 | 237.43 |  | 73.251 | 9.588 | 0 | 154.5909 | 0
24.03. | 23 | 242.102 |  | 72.914 | 9.588 | 0 | 159.6 | 0
24.03. | 24 | 239.8861 |  | 73.1162 | 9.588 | 0 | 157.1818 | 0
25.03. | 1 | 242.6328 |  | 73.7902 | 9.588 | 0 | 159.2545 | 0
25.03. | 2 | 241.2889 |  | 73.6554 | 9.588 | 0 | 158.0455 | 0
25.03. | 3 | 237.3162 |  | 73.6554 | 9.588 | 0 | 154.0727 | 0
25.03. | 4 | 238.9002 |  | 73.8576 | 9.588 | 0 | 155.4545 | 0
25.03. | 5 | 235.7616 |  | 73.6554 | 9.588 | 0 | 152.5182 | 0
25.03. | 6 | 234.3798 |  | 73.6554 | 9.588 | 0 | 151.1364 | 0
25.03. | 7 | 237.9776 |  | 73.4532 | 9.588 | 0 | 154.9364 | 0
25.03. | 8 | 243.092 |  | 73.3858 | 9.588 | 0 | 160.1182 | 0
25.03. | 9 | 242.2958 |  | 73.4532 | 9.588 | 0 | 159.2545 | 0
25.03. | 10 | 240.6023 |  | 72.1052 | 9.588 | 0 | 158.9091 | 0
25.03. | 11 | 242.081 |  | 72.3748 | 9.588 | 0 | 160.1182 | 0
25.03. | 12 | 239.4312 |  | 71.9704 | 9.588 | 0 | 157.8727 | 0
25.03. | 13 | 239.4691 |  | 71.8356 | 9.588 | 0 | 158.0455 | 0
25.03. | 14 | 239.5239 |  | 71.0268 | 9.588 | 0 | 158.9091 | 0
25.03. | 15 | 243.2945 |  | 70.8246 | 9.588 | 0 | 162.8818 | 0
25.03. | 16 | 244.7942 |  | 71.6334 | 9.588 | 0 | 163.5727 | 0
25.03. | 17 | 240.754 |  | 71.566 | 9.588 | 0 | 159.6 | 0
25.03. | 18 | 240.6782 |  | 71.8356 | 9.588 | 0 | 159.2545 | 0
25.03. | 19 | 238.7023 |  | 72.1052 | 9.588 | 0 | 157.0091 | 0
25.03. | 20 | 239.7513 |  | 72.9814 | 9.588 | 0 | 157.1818 | 0
25.03. | 21 | 239.5785 |  | 72.9814 | 9.588 | 0 | 157.0091 | 0
25.03. | 22 | 242.477 |  | 73.1162 | 9.588 | 0 | 159.7727 | 0
25.03. | 23 | 241.9252 |  | 71.7008 | 9.588 | 0 | 160.6364 | 0
25.03. | 24 | 240.4296 |  | 72.1052 | 9.588 | 0 | 158.7364 | 0
26.03. | 1 | 238.0788 |  | 72.1726 | 9.588 | 0 | 156.3182 | 0
26.03. | 2 | 235.7744 |  | 71.7682 | 9.588 | 0 | 154.4182 | 0
26.03. | 3 | 237.8008 |  | 72.24 | 9.588 | 0 | 155.9727 | 0
26.03. | 4 | 237.9356 |  | 72.3748 | 9.588 | 0 | 155.9727 | 0
26.03. | 5 | 234.2199 |  | 71.7682 | 9.588 | 0 | 152.8636 | 0
26.03. | 6 | 235.1804 |  | 72.0378 | 9.588 | 0 | 153.5545 | 0
26.03. | 7 | 234.9528 |  | 72.8466 | 9.588 | 0 | 152.5182 | 0
26.03. | 8 | 237.666 |  | 72.1052 | 9.588 | 0 | 155.9727 | 0
26.03. | 9 | 238.8287 |  | 72.577 | 9.588 | 0 | 156.6636 | 0
26.03. | 10 | 234.6243 |  | 72.1726 | 9.588 | 0 | 152.8636 | 0
26.03. | 11 | 235.8039 |  | 71.9704 | 9.588 | 0 | 154.2455 | 0
26.03. | 12 | 241.0616 |  | 71.7008 | 9.588 | 0 | 159.7727 | 0
26.03. | 13 | 243.4208 |  | 71.2964 | 9.588 | 0 | 162.5364 | 0
26.03. | 14 | 243.1807 |  | 71.229 | 9.588 | 0 | 162.3636 | 0
26.03. | 15 | 241.4534 |  | 71.229 | 9.588 | 0 | 160.6364 | 0
26.03. | 16 | 239.1616 |  | 71.7008 | 9.588 | 0 | 157.8727 | 0
26.03. | 17 | 239.2205 |  | 72.1052 | 9.588 | 0 | 157.5273 | 0
26.03. | 18 | 236.2083 |  | 72.3748 | 9.588 | 0 | 154.2455 | 0
26.03. | 19 | 235.7785 |  | 72.9814 | 9.588 | 0 | 153.2091 | 0
26.03. | 20 | 238.618 |  | 72.7118 | 9.588 | 0 | 156.3182 | 0
26.03. | 21 | 234.8265 |  | 72.3748 | 9.588 | 0 | 152.8636 | 0
26.03. | 22 | 237.2826 |  | 72.24 | 9.588 | 0 | 155.4545 | 0
26.03. | 23 | 235.7575 |  | 72.4422 | 9.588 | 0 | 153.7273 | 0
26.03. | 24 | 237.0466 |  | 73.3858 | 9.588 | 0 | 154.0727 | 0
27.03. | 1 | 236.1829 |  | 73.3858 | 9.588 | 0 | 153.2091 | 0
27.03. | 2 | 237.5143 |  | 72.6444 | 9.588 | 0 | 155.2818 | 0
27.03. | 3 | 235.7785 |  | 72.9814 | 9.588 | 0 | 153.2091 | 0
27.03. | 4 | 231.1697 |  | 72.1726 | 9.588 | 0 | 149.4091 | 0
27.03. | 5 | 230.7694 |  | 72.9814 | 9.588 | 0 | 148.2 | 0
27.03. | 6 | 230.8832 |  | 72.577 | 9.588 | 0 | 148.7182 | 0
27.03. | 7 | 239.6165 |  | 72.8466 | 9.588 | 0 | 157.1818 | 0
27.03. | 8 | 233.3983 |  | 72.8466 | 9.588 | 0 | 150.9636 | 0
27.03. | 9 | 231.2371 |  | 72.24 | 9.588 | 0 | 149.4091 | 0
27.03. | 10 | 234.0472 |  | 71.7682 | 9.588 | 0 | 152.6909 | 0
27.03. | 11 | 228.781 |  | 72.3748 | 9.588 | 0 | 146.8182 | 0
27.03. | 12 | 229.9522 |  | 72.5096 | 9.588 | 0 | 147.8545 | 0
27.03. | 13 | 230.365 |  | 72.577 | 9.588 | 0 | 148.2 | 0
27.03. | 14 | 232.9475 |  | 72.914 | 9.588 | 0 | 150.4455 | 0
27.03. | 15 | 234.144 |  | 72.0378 | 9.588 | 0 | 152.5182 | 0
27.03. | 16 | 233.8744 |  | 71.7682 | 9.588 | 0 | 152.5182 | 0
27.03. | 17 | 232.9644 |  | 72.24 | 9.588 | 0 | 151.1364 | 0
27.03. | 18 | 231.6205 |  | 72.1052 | 9.588 | 0 | 149.9273 | 0
27.03. | 19 | 234.2914 |  | 73.0488 | 9.588 | 0 | 151.6545 | 0
27.03. | 20 | 238.3905 |  | 73.5206 | 9.588 | 0 | 155.2818 | 0
27.03. | 21 | 234.6917 |  | 72.24 | 9.588 | 0 | 152.8636 | 0
27.03. | 22 | 234.9908 |  | 72.7118 | 9.588 | 0 | 152.6909 | 0
27.03. | 23 | 237.3836 |  | 73.7228 | 9.588 | 0 | 154.0727 | 0
27.03. | 24 | 235.2434 |  | 73.6554 | 9.588 | 0 | 152 | 0
28.03. | 1 | 238.8118 |  | 73.251 | 9.588 | 0 | 155.9727 | 0
28.03. | 2 | 235.0412 |  | 73.4532 | 9.588 | 0 | 152 | 0
28.03. | 3 | 234.3798 |  | 73.6554 | 9.588 | 0 | 151.1364 | 0
28.03. | 4 | 228.1111 |  | 72.914 | 9.588 | 0 | 145.6091 | 0
28.03. | 5 | 231.5952 |  | 73.1162 | 9.588 | 0 | 148.8909 | 0
28.03. | 6 | 225.2086 |  | 71.566 | 9.588 | 0 | 144.0545 | 0
28.03. | 7 | 229.9058 |  | 72.9814 | 9.588 | 0 | 147.3364 | 0
28.03. | 8 | 225.9836 |  | 73.7228 | 9.588 | 0 | 142.6727 | 0
28.03. | 9 | 230.0406 |  | 73.1162 | 9.588 | 0 | 147.3364 | 0
28.03. | 10 | 233.5121 |  | 72.4422 | 9.588 | 0 | 151.4818 | 0
28.03. | 11 | 232.7707 |  | 71.7008 | 9.588 | 0 | 151.4818 | 0
28.03. | 12 | 229.8428 |  | 71.3638 | 9.588 | 0 | 148.8909 | 0
28.03. | 13 | 227.6647 |  | 71.4312 | 9.588 | 0 | 146.6455 | 0
28.03. | 14 | 228.9202 |  | 70.9594 | 9.588 | 0 | 148.3727 | 0
28.03. | 15 | 227.8249 |  | 70.555 | 9.588 | 0 | 147.6818 | 0
28.03. | 16 | 226.7001 |  | 69.9484 | 9.588 | 0 | 147.1636 | 0
28.03. | 17 | 228.9666 |  | 70.4876 | 9.588 | 0 | 148.8909 | 0
28.03. | 18 | 229.1518 |  | 71.3638 | 9.588 | 0 | 148.2 | 0
28.03. | 19 | 230.1628 |  | 72.3748 | 9.588 | 0 | 148.2 | 0
28.03. | 20 | 235.0287 |  | 72.577 | 9.588 | 0 | 152.8636 | 0
28.03. | 21 | 233.3562 |  | 71.7682 | 9.588 | 0 | 152 | 0
28.03. | 22 | 229.5268 |  | 71.566 | 9.588 | 0 | 148.3727 | 0
28.03. | 23 | 230.7948 |  | 71.9704 | 9.588 | 0 | 149.2364 | 0
28.03. | 24 | 226.165 |  | 70.6224 | 9.588 | 0 | 145.9545 | 0
29.03. | 1 | 227.1212 |  | 72.4422 | 9.588 | 0 | 145.0909 | 0
29.03. | 2 | 226.1058 |  | 72.9814 | 9.588 | 0 | 143.5364 | 0
29.03. | 3 | 229.514 |  | 73.4532 | 9.588 | 0 | 146.4727 | 0
29.03. | 4 | 232.0544 |  | 72.7118 | 9.588 | 0 | 149.7545 | 0
29.03. | 5 | 228.8315 |  | 73.1162 | 9.588 | 0 | 146.1273 | 0
29.03. | 6 | 231.5278 |  | 73.0488 | 9.588 | 0 | 148.8909 | 0
29.03. | 7 | 229.2149 |  | 72.9814 | 9.588 | 0 | 146.6455 | 0
29.03. | 8 | 233.7143 |  | 72.6444 | 9.588 | 0 | 151.4818 | 0
29.03. | 9 | 229.5562 |  | 71.7682 | 9.588 | 0 | 148.2 | 0
29.03. | 10 | 232.3452 |  | 70.7572 | 9.588 | 0 | 152 | 0
29.03. | 11 | 230.8581 |  | 70.8246 | 9.588 | 0 | 150.4455 | 0
29.03. | 12 | 232.9393 |  | 70.4876 | 9.588 | 0 | 152.8636 | 0
29.03. | 13 | 231.2584 |  | 70.0158 | 9.588 | 0 | 151.6545 | 0
29.03. | 14 | 226.7211 |  | 70.4876 | 9.588 | 0 | 146.6455 | 0
29.03. | 15 | 230.2894 |  | 70.0832 | 9.588 | 0 | 150.6182 | 0
29.03. | 16 | 234.675 |  | 70.1506 | 9.588 | 0 | 154.9364 | 0
29.03. | 17 | 236.1916 |  | 70.2854 | 9.588 | 0 | 156.3182 | 0
29.03. | 18 | 235.8756 |  | 70.4876 | 9.588 | 0 | 155.8 | 0
29.03. | 19 | 232.6023 |  | 70.1506 | 9.588 | 0 | 152.8636 | 0
29.03. | 20 | 234.439 |  | 71.2964 | 9.588 | 0 | 153.5545 | 0
29.03. | 21 | 224.307 |  | 71.7008 | 9.588 | 0 | 143.0182 | 0
29.03. | 22 | 220.0857 |  | 71.9704 | 9.588 | 0 | 138.5273 | 0
29.03. | 23 | 234.3842 |  | 72.1052 | 9.588 | 0 | 152.6909 | 0
29.03. | 24 | 235.2268 |  | 71.566 | 9.588 | 0 | 154.0727 | 0
30.03. | 1 | 233.4406 |  | 71.1616 | 9.588 | 0 | 152.6909 | 0
30.03. | 2 | 231.4227 |  | 70.3528 | 9.588 | 0 | 151.4818 | 0
30.03. | 3 | 230.9086 |  | 71.566 | 9.588 | 0 | 149.7545 | 0
30.03. | 4 | 233.5754 |  | 71.2964 | 9.588 | 0 | 152.6909 | 0
30.03. | 5 | 231.233 |  | 71.0268 | 9.588 | 0 | 150.6182 | 0
30.03. | 6 | 231.629 |  | 71.7682 | 9.588 | 0 | 150.2727 | 0
30.03. | 7 | 231.313 |  | 71.9704 | 9.588 | 0 | 149.7545 | 0
30.03. | 8 | 230.8202 |  | 70.9594 | 9.588 | 0 | 150.2727 | 0
30.03. | 9 | 228.086 |  | 71.1616 | 9.588 | 0 | 147.3364 | 0
30.03. | 10 | 226.7885 |  | 70.555 | 9.588 | 0 | 146.6455 | 0
30.03. | 11 | 228.7854 |  | 70.8246 | 9.588 | 0 | 148.3727 | 0
30.03. | 12 | 229.5352 |  | 71.229 | 9.588 | 0 | 148.7182 | 0
30.03. | 13 | 229.7164 |  | 70.892 | 9.588 | 0 | 149.2364 | 0
30.03. | 14 | 229.8891 |  | 70.892 | 9.588 | 0 | 149.4091 | 0
30.03. | 15 | 231.5954 |  | 70.3528 | 9.588 | 0 | 151.6545 | 0
30.03. | 16 | 227.1767 |  | 63.3432 | 9.588 | 0 | 154.2455 | 0
30.03. | 17 | 238.2854 |  | 70.8246 | 9.588 | 0 | 157.8727 | 0
30.03. | 18 | 236.3474 |  | 70.9594 | 9.588 | 0 | 155.8 | 0
30.03. | 19 | 236.0061 |  | 72.1726 | 9.588 | 0 | 154.2455 | 0
30.03. | 20 | 238.4832 |  | 72.577 | 9.588 | 0 | 156.3182 | 0
30.03. | 21 | 236.8656 |  | 70.9594 | 9.588 | 0 | 156.3182 | 0
30.03. | 22 | 235.9008 |  | 72.24 | 9.588 | 0 | 154.0727 | 0
30.03. | 23 | 237.2826 |  | 72.24 | 9.588 | 0 | 155.4545 | 0
30.03. | 24 | 236.3177 |  | 73.5206 | 9.588 | 0 | 153.2091 | 0
31.03. | 1 | 235.3572 |  | 73.251 | 9.588 | 0 | 152.5182 | 0
31.03. | 2 | 234.6284 |  | 73.3858 | 9.588 | 0 | 151.6545 | 0
31.03. | 3 | 234.0049 |  | 73.4532 | 9.588 | 0 | 150.9636 | 0
31.03. | 4 | 232.3155 |  | 73.3184 | 9.588 | 0 | 149.4091 | 0
31.03. | 5 | 235.7996 |  | 73.5206 | 9.588 | 0 | 152.6909 | 0
31.03. | 6 | 231.73 |  | 73.251 | 9.588 | 0 | 148.8909 | 0
31.03. | 7 | 234.9738 |  | 73.3858 | 9.588 | 0 | 152 | 0
31.03. | 8 | 234.9738 |  | 73.3858 | 9.588 | 0 | 152 | 0
31.03. | 9 | 231.2161 |  | 71.7008 | 9.588 | 0 | 149.9273 | 0
31.03. | 10 | 238.1631 |  | 71.566 | 9.588 | 0 | 157.0091 | 0
31.03. | 11 | 241.7904 |  | 71.566 | 9.588 | 0 | 160.6364 | 0
31.03. | 12 | 238.9384 |  | 70.9594 | 9.588 | 0 | 158.3909 | 0
31.03. | 13 | 242.3719 |  | 70.4202 | 9.588 | 0 | 162.3636 | 0
31.03. | 14 | 239.444 |  | 70.0832 | 9.588 | 0 | 159.7727 | 0
31.03. | 15 | 237.7462 |  | 70.2854 | 9.588 | 0 | 157.8727 | 0
31.03. | 16 | 239.128 |  | 70.2854 | 9.588 | 0 | 159.2545 | 0
31.03. | 17 | 239.8104 |  | 70.6224 | 9.588 | 0 | 159.6 | 0
31.03. | 18 | 239.0816 |  | 70.7572 | 9.588 | 0 | 158.7364 | 0
31.03. | 19 | 239.7472 |  | 71.7682 | 9.588 | 0 | 158.3909 | 0
31.03. | 20 | 241.9378 |  | 72.577 | 9.588 | 0 | 159.7727 | 0
31.03. | 21 | 240.556 |  | 72.577 | 9.588 | 0 | 158.3909 | 0
31.03. | 22 | 239.8735 |  | 72.24 | 9.588 | 0 | 158.0455 | 0
31.03. | 23 | 240.0419 |  | 73.7902 | 9.588 | 0 | 156.6636 | 0
31.03. | 24 | 238.2936 |  | 73.251 | 9.588 | 0 | 155.4545 | 0
01.04. | 1 | 234.0513 |  | 72.9814 | 9.588 | 0 | 151.4818 | 0
01.04. | 2 | 234.818 |  | 72.7118 | 9.588 | 0 | 152.5182 | 0
01.04. | 3 | 233.0528 |  | 72.8466 | 9.588 | 0 | 150.6182 | 0
01.04. | 4 | 231.077 |  | 73.1162 | 9.588 | 0 | 148.3727 | 0
01.04. | 5 | 234.224 |  | 72.9814 | 9.588 | 0 | 151.6545 | 0
01.04. | 6 | 235.9597 |  | 72.6444 | 9.588 | 0 | 153.7273 | 0
01.04. | 7 | 238.2052 |  | 72.6444 | 9.588 | 0 | 155.9727 | 0
01.04. | 8 | 234.8813 |  | 71.566 | 9.588 | 0 | 153.7273 | 0
01.04. | 9 | 236.9499 |  | 70.3528 | 9.588 | 0 | 157.0091 | 0
01.04. | 10 | 234.2706 |  | 69.7462 | 9.588 | 0 | 154.9364 | 0
01.04. | 11 | 233.8114 |  | 70.1506 | 9.588 | 0 | 154.0727 | 0
01.04. | 12 | 237.1311 |  | 70.0158 | 9.588 | 0 | 157.5273 | 0
01.04. | 13 | 238.475 |  | 70.1506 | 9.588 | 0 | 158.7364 | 0
01.04. | 14 | 237.4556 |  | 69.4766 | 9.588 | 0 | 158.3909 | 0
01.04. | 15 | 237.0048 |  | 69.544 | 9.588 | 0 | 157.8727 | 0
01.04. | 16 | 234.1358 |  | 69.6114 | 9.588 | 0 | 154.9364 | 0
01.04. | 17 | 235.5386 |  | 70.1506 | 9.588 | 0 | 155.8 | 0
01.04. | 18 | 233.2258 |  | 70.0832 | 9.588 | 0 | 153.5545 | 0
01.04. | 19 | 236.0484 |  | 70.4876 | 9.588 | 0 | 155.9727 | 0
01.04. | 20 | 238.1885 |  | 70.555 | 9.588 | 0 | 158.0455 | 0
01.04. | 21 | 235.8462 |  | 70.2854 | 9.588 | 0 | 155.9727 | 0
01.04. | 22 | 237.9484 |  | 70.4876 | 9.588 | 0 | 157.8727 | 0
01.04. | 23 | 235.7998 |  | 70.7572 | 9.588 | 0 | 155.4545 | 0
01.04. | 24 | 235.2268 |  | 71.566 | 9.588 | 0 | 154.0727 | 0
02.04. | 1 | 230.8286 |  | 70.6224 | 9.588 | 0 | 150.6182 | 0
02.04. | 2 | 232.8634 |  | 70.7572 | 9.588 | 0 | 152.5182 | 0
02.04. | 3 | 230.6854 |  | 70.8246 | 9.588 | 0 | 150.2727 | 0
02.04. | 4 | 234.0095 |  | 69.1396 | 9.588 | 0 | 155.2818 | 0
02.04. | 5 | 232.733 |  | 69.0722 | 9.588 | 0 | 154.0727 | 0
02.04. | 6 | 233.1458 |  | 69.1396 | 9.588 | 0 | 154.4182 | 0
02.04. | 7 | 232.2822 |  | 69.1396 | 9.588 | 0 | 153.5545 | 0
02.04. | 8 | 228.638 |  | 69.8136 | 9.588 | 0 | 149.2364 | 0
02.04. | 9 | 233.4198 |  | 67.859 | 9.588 | 0 | 155.9727 | 0
02.04. | 10 | 230.3865 |  | 67.5894 | 9.588 | 0 | 153.2091 | 0
02.04. | 11 | 223.9831 |  | 66.7132 | 9.588 | 0 | 147.6818 | 0
02.04. | 12 | 221.489 |  | 66.9828 | 9.588 | 0 | 144.9182 | 0
02.04. | 13 | 219.0793 |  | 66.6458 | 9.588 | 0 | 142.8455 | 0
02.04. | 14 | 219.2984 |  | 66.174 | 9.588 | 0 | 143.5364 | 0
02.04. | 15 | 214.3442 |  | 65.3652 | 9.588 | 0 | 139.3909 | 0
02.04. | 16 | 213.1648 |  | 62.804 | 9.588 | 0 | 140.7727 | 0
02.04. | 17 | 212.3898 |  | 60.6472 | 9.588 | 0 | 142.1545 | 0
02.04. | 18 | 213.603 |  | 61.8604 | 9.588 | 0 | 142.1545 | 0
02.04. | 19 | 211.0333 |  | 59.6362 | 9.588 | 0 | 141.8091 | 0
02.04. | 20 | 209.0872 |  | 57.3446 | 9.588 | 0 | 142.1545 | 0
02.04. | 21 | 206.9091 |  | 57.412 | 9.588 | 0 | 139.9091 | 0
02.04. | 22 | 207.8402 |  | 57.4794 | 9.588 | 0 | 140.7727 | 0
02.04. | 23 | 208.885 |  | 57.1424 | 9.588 | 0 | 142.1545 | 0
02.04. | 24 | 207.0439 |  | 57.5468 | 9.588 | 0 | 139.9091 | 0
03.04. | 1 | 207.1662 |  | 56.8054 | 9.588 | 0 | 140.7727 | 0
03.04. | 2 | 203.7288 |  | 53.368 | 9.588 | 0 | 140.7727 | 0
03.04. | 3 | 197.5867 |  | 50.335 | 9.588 | 0 | 137.6636 | 0
03.04. | 4 | 197.3086 |  | 50.4024 | 9.588 | 0 | 137.3182 | 0
03.04. | 5 | 199.7647 |  | 50.2676 | 9.588 | 0 | 139.9091 | 0
03.04. | 6 | 203.9858 |  | 52.7614 | 9.588 | 0 | 141.6364 | 0
03.04. | 7 | 201.694 |  | 53.2332 | 9.588 | 0 | 138.8727 | 0
03.04. | 8 | 198.3068 |  | 53.3006 | 9.588 | 0 | 135.4182 | 0
03.04. | 9 | 195.8886 |  | 53.3006 | 9.588 | 0 | 133 | 0
03.04. | 10 | 196.0404 |  | 52.7614 | 9.588 | 0 | 133.6909 | 0
03.04. | 11 | 197.0178 |  | 52.357 | 9.588 | 0 | 135.0727 | 0
03.04. | 12 | 189.561 |  | 52.1548 | 9.588 | 0 | 127.8182 | 0
03.04. | 13 | 188.5626 |  | 52.02 | 9.588 | 0 | 126.9545 | 0
03.04. | 14 | 190.0833 |  | 53.368 | 9.588 | 0 | 127.1273 | 0
03.04. | 15 | 193.521 |  | 54.042 | 9.588 | 0 | 129.8909 | 0
03.04. | 16 | 194.2247 |  | 52.1548 | 9.588 | 0 | 132.4818 | 0
03.04. | 17 | 197.6536 |  | 55.9292 | 9.588 | 0 | 132.1364 | 0
03.04. | 18 | 194.9784 |  | 56.5358 | 9.588 | 0 | 128.8545 | 0
03.04. | 19 | 198.0621 |  | 57.5468 | 9.588 | 0 | 130.9273 | 0
03.04. | 20 | 198.496 |  | 58.1534 | 9.588 | 0 | 130.7545 | 0
03.04. | 21 | 197.6113 |  | 57.6142 | 9.588 | 0 | 130.4091 | 0
03.04. | 22 | 197.8346 |  | 58.3556 | 9.588 | 0 | 129.8909 | 0
03.04. | 23 | 199.0352 |  | 58.6926 | 9.588 | 0 | 130.7545 | 0
03.04. | 24 | 200.9562 |  | 59.2318 | 9.588 | 0 | 132.1364 | 0
04.04. | 1 | 202.8352 |  | 58.6926 | 9.588 | 0 | 134.5545 | 0
04.04. | 2 | 203.3449 |  | 59.0296 | 9.588 | 0 | 134.7273 | 0
04.04. | 3 | 201.1458 |  | 58.5578 | 9.588 | 0 | 133 | 0
04.04. | 4 | 200.3791 |  | 58.8274 | 9.588 | 0 | 131.9636 | 0
04.04. | 5 | 201.6176 |  | 59.0296 | 9.588 | 0 | 133 | 0
04.04. | 6 | 202.5571 |  | 58.76 | 9.588 | 0 | 134.2091 | 0
04.04. | 7 | 204.0948 |  | 59.434 | 9.588 | 0 | 135.0727 | 0
04.04. | 8 | 195.0919 |  | 58.8948 | 9.588 | 0 | 126.6091 | 0
04.04. | 9 | 191.549 |  | 58.2882 | 9.588 | 0 | 123.6727 | 0
04.04. | 10 | 194.2662 |  | 58.76 | 9.588 | 0 | 125.9182 | 0
04.04. | 11 | 194.1314 |  | 58.6252 | 9.588 | 0 | 125.9182 | 0
04.04. | 12 | 191.0897 |  | 58.6926 | 9.588 | 0 | 122.8091 | 0
04.04. | 13 | 195.5427 |  | 58.8274 | 9.588 | 0 | 127.1273 | 0
04.04. | 14 | 195.6186 |  | 58.5578 | 9.588 | 0 | 127.4727 | 0
04.04. | 15 | 198.6223 |  | 58.6252 | 9.588 | 0 | 130.4091 | 0
04.04. | 16 | 192.2988 |  | 58.6926 | 9.588 | 0 | 124.0182 | 0
04.04. | 17 | 197.3838 |  | 58.423 | 9.588 | 0 | 129.3727 | 0
04.04. | 18 | 197.9524 |  | 59.1644 | 9.588 | 0 | 129.2 | 0
04.04. | 19 | 188.6935 |  | 48.1782 | 9.588 | 0 | 130.9273 | 0
04.04. | 20 | 202.3465 |  | 58.8948 | 9.588 | 0 | 133.8636 | 0
04.04. | 21 | 203.3744 |  | 59.2318 | 9.588 | 0 | 134.5545 | 0
04.04. | 22 | 203.5766 |  | 59.434 | 9.588 | 0 | 134.5545 | 0
04.04. | 23 | 202.022 |  | 59.434 | 9.588 | 0 | 133 | 0
04.04. | 24 | 202.5782 |  | 59.2992 | 9.588 | 0 | 133.6909 | 0
05.04. | 1 | 201.1374 |  | 58.8948 | 9.588 | 0 | 132.6545 | 0
05.04. | 2 | 199.1659 |  | 57.6142 | 9.588 | 0 | 131.9636 | 0
05.04. | 3 | 199.0267 |  | 59.0296 | 9.588 | 0 | 130.4091 | 0
05.04. | 4 | 196.0145 |  | 59.2992 | 9.588 | 0 | 127.1273 | 0
05.04. | 5 | 198.913 |  | 59.434 | 9.588 | 0 | 129.8909 | 0
05.04. | 6 | 200.16 |  | 59.2992 | 9.588 | 0 | 131.2727 | 0
05.04. | 7 | 200.8214 |  | 59.097 | 9.588 | 0 | 132.1364 | 0
05.04. | 8 | 199.5534 |  | 58.6926 | 9.588 | 0 | 131.2727 | 0
05.04. | 9 | 200.3496 |  | 58.6252 | 9.588 | 0 | 132.1364 | 0
05.04. | 10 | 199.5534 |  | 58.6926 | 9.588 | 0 | 131.2727 | 0
05.04. | 11 | 200.3791 |  | 58.8274 | 9.588 | 0 | 131.9636 | 0
05.04. | 12 | 199.5534 |  | 58.6926 | 9.588 | 0 | 131.2727 | 0
05.04. | 13 | 197.4806 |  | 58.6926 | 9.588 | 0 | 129.2 | 0
05.04. | 14 | 200.5813 |  | 59.0296 | 9.588 | 0 | 131.9636 | 0
05.04. | 15 | 203.5556 |  | 58.8948 | 9.588 | 0 | 135.0727 | 0
05.04. | 16 | 205.6872 |  | 59.2992 | 9.588 | 0 | 136.8 | 0
05.04. | 17 | 209.5926 |  | 59.2318 | 9.588 | 0 | 140.7727 | 0
05.04. | 18 | 208.4214 |  | 59.097 | 9.588 | 0 | 139.7364 | 0
05.04. | 19 | 210.254 |  | 59.0296 | 9.588 | 0 | 141.6364 | 0
05.04. | 20 | 209.007 |  | 59.1644 | 9.588 | 0 | 140.2545 | 0
05.04. | 21 | 210.4562 |  | 59.2318 | 9.588 | 0 | 141.6364 | 0
05.04. | 22 | 208.5562 |  | 59.2318 | 9.588 | 0 | 139.7364 | 0
05.04. | 23 | 210.6963 |  | 59.2992 | 9.588 | 0 | 141.8091 | 0
05.04. | 24 | 206.8289 |  | 59.2318 | 9.588 | 0 | 138.0091 | 0
06.04. | 1 | 206.8289 |  | 59.2318 | 9.588 | 0 | 138.0091 | 0
06.04. | 2 | 208.3245 |  | 58.8274 | 9.588 | 0 | 139.9091 | 0
06.04. | 3 | 206.3402 |  | 59.434 | 9.588 | 0 | 137.3182 | 0
06.04. | 4 | 205.4766 |  | 59.434 | 9.588 | 0 | 136.4545 | 0
06.04. | 5 | 206.0032 |  | 59.097 | 9.588 | 0 | 137.3182 | 0
06.04. | 6 | 207.8948 |  | 59.434 | 9.588 | 0 | 138.8727 | 0
06.04. | 7 | 206.138 |  | 59.2318 | 9.588 | 0 | 137.3182 | 0
06.04. | 8 | 203.3744 |  | 59.2318 | 9.588 | 0 | 134.5545 | 0
06.04. | 9 | 204.9374 |  | 58.8948 | 9.588 | 0 | 136.4545 | 0
06.04. | 10 | 206.3612 |  | 59.9732 | 9.588 | 0 | 136.8 | 0
06.04. | 11 | 205.9105 |  | 60.0406 | 9.588 | 0 | 136.2818 | 0
06.04. | 12 | 209.028 |  | 59.7036 | 9.588 | 0 | 139.7364 | 0
06.04. | 13 | 211.581 |  | 59.8384 | 9.588 | 0 | 142.1545 | 0
06.04. | 14 | 211.3788 |  | 59.6362 | 9.588 | 0 | 142.1545 | 0
06.04. | 15 | 212.5205 |  | 59.5688 | 9.588 | 0 | 143.3636 | 0
06.04. | 16 | 214.0919 |  | 58.8948 | 9.588 | 0 | 145.6091 | 0
06.04. | 17 | 210.9449 |  | 59.0296 | 9.588 | 0 | 142.3273 | 0
06.04. | 18 | 212.6553 |  | 59.7036 | 9.588 | 0 | 143.3636 | 0
06.04. | 19 | 202.3344 |  | 52.4918 | 9.588 | 0 | 140.2545 | 0
06.04. | 20 | 203.6488 |  | 52.4244 | 9.588 | 0 | 141.6364 | 0
06.04. | 21 | 207.8276 |  | 56.6032 | 9.588 | 0 | 141.6364 | 0
06.04. | 22 | 209.622 |  | 59.434 | 9.588 | 0 | 140.6 | 0
06.04. | 23 | 210.6584 |  | 59.434 | 9.588 | 0 | 141.6364 | 0
06.04. | 24 | 212.6258 |  | 59.5014 | 9.588 | 0 | 143.5364 | 0
07.04. | 1 | 211.1007 |  | 59.7036 | 9.588 | 0 | 141.8091 | 0
07.04. | 2 | 210.2076 |  | 59.5014 | 9.588 | 0 | 141.1182 | 0
07.04. | 3 | 211.2145 |  | 59.2992 | 9.588 | 0 | 142.3273 | 0
07.04. | 4 | 208.9985 |  | 59.5014 | 9.588 | 0 | 139.9091 | 0
07.04. | 5 | 209.4029 |  | 59.9058 | 9.588 | 0 | 139.9091 | 0
07.04. | 6 | 209.2176 |  | 59.0296 | 9.588 | 0 | 140.6 | 0
07.04. | 7 | 211.1471 |  | 59.2318 | 9.588 | 0 | 142.3273 | 0
07.04. | 8 | 214.3236 |  | 59.2992 | 9.588 | 0 | 145.4364 | 0
07.04. | 9 | 225.8205 |  | 59.5688 | 9.588 | 0 | 156.6636 | 0
07.04. | 10 | 224.0932 |  | 59.5688 | 9.588 | 0 | 154.9364 | 0
07.04. | 11 | 226.6926 |  | 59.2318 | 9.588 | 0 | 157.8727 | 0
07.04. | 12 | 228.0744 |  | 59.2318 | 9.588 | 0 | 159.2545 | 0
07.04. | 13 | 222.9305 |  | 59.097 | 9.588 | 0 | 154.2455 | 0
07.04. | 14 | 224.0343 |  | 59.1644 | 9.588 | 0 | 155.2818 | 0
07.04. | 15 | 222.3659 |  | 59.5688 | 9.588 | 0 | 153.2091 | 0
07.04. | 16 | 225.4245 |  | 58.8274 | 9.588 | 0 | 157.0091 | 0
07.04. | 17 | 227.8722 |  | 59.0296 | 9.588 | 0 | 159.2545 | 0
07.04. | 18 | 228.2176 |  | 59.0296 | 9.588 | 0 | 159.6 | 0
07.04. | 19 | 229.3888 |  | 59.1644 | 9.588 | 0 | 160.6364 | 0
07.04. | 20 | 228.7358 |  | 59.0296 | 9.588 | 0 | 160.1182 | 0
07.04. | 21 | 225.2223 |  | 58.6252 | 9.588 | 0 | 157.0091 | 0
07.04. | 22 | 225.4835 |  | 59.2318 | 9.588 | 0 | 156.6636 | 0
07.04. | 23 | 221.6245 |  | 58.8274 | 9.588 | 0 | 153.2091 | 0
07.04. | 24 | 224.5904 |  | 59.0296 | 9.588 | 0 | 155.9727 | 0
08.04. | 1 | 222.939 |  | 58.76 | 9.588 | 0 | 154.5909 | 0
08.04. | 2 | 222.5471 |  | 59.2318 | 9.588 | 0 | 153.7273 | 0
08.04. | 3 | 221.4434 |  | 59.1644 | 9.588 | 0 | 152.6909 | 0
08.04. | 4 | 222.4797 |  | 59.1644 | 9.588 | 0 | 153.7273 | 0
08.04. | 5 | 223.4108 |  | 59.2318 | 9.588 | 0 | 154.5909 | 0
08.04. | 6 | 224.1396 |  | 59.097 | 9.588 | 0 | 155.4545 | 0
08.04. | 7 | 224.5904 |  | 59.0296 | 9.588 | 0 | 155.9727 | 0
08.04. | 8 | 225.4161 |  | 59.1644 | 9.588 | 0 | 156.6636 | 0
08.04. | 9 | 228.7358 |  | 59.0296 | 9.588 | 0 | 160.1182 | 0
08.04. | 10 | 228.66 |  | 59.2992 | 9.588 | 0 | 159.7727 | 0
08.04. | 11 | 227.2023 |  | 59.5688 | 9.588 | 0 | 158.0455 | 0
08.04. | 12 | 228.0659 |  | 59.5688 | 9.588 | 0 | 158.9091 | 0
08.04. | 13 | 227.0675 |  | 59.434 | 9.588 | 0 | 158.0455 | 0
08.04. | 14 | 228.622 |  | 59.434 | 9.588 | 0 | 159.6 | 0
08.04. | 15 | 227.2782 |  | 59.2992 | 9.588 | 0 | 158.3909 | 0
08.04. | 16 | 223.2296 |  | 59.5688 | 9.588 | 0 | 154.0727 | 0
08.04. | 17 | 224.3713 |  | 59.5014 | 9.588 | 0 | 155.2818 | 0
08.04. | 18 | 220.407 |  | 59.1644 | 9.588 | 0 | 151.6545 | 0
08.04. | 19 | 215.6506 |  | 60.108 | 9.588 | 0 | 145.9545 | 0
08.04. | 20 | 211.3029 |  | 59.9058 | 9.588 | 0 | 141.8091 | 0
08.04. | 21 | 223.575 |  | 59.5688 | 9.588 | 0 | 154.4182 | 0
08.04. | 22 | 224.6872 |  | 59.2992 | 9.588 | 0 | 155.8 | 0
08.04. | 23 | 224.0932 |  | 59.5688 | 9.588 | 0 | 154.9364 | 0
08.04. | 24 | 220.6302 |  | 59.9058 | 9.588 | 0 | 151.1364 | 0
09.04. | 1 | 222.0794 |  | 59.9732 | 9.588 | 0 | 152.5182 | 0
09.04. | 2 | 221.5823 |  | 60.5124 | 9.588 | 0 | 151.4818 | 0
09.04. | 3 | 225.3823 |  | 60.5124 | 9.588 | 0 | 155.2818 | 0
09.04. | 4 | 225.4876 |  | 60.445 | 9.588 | 0 | 155.4545 | 0
09.04. | 5 | 224.4892 |  | 60.3102 | 9.588 | 0 | 154.5909 | 0
09.04. | 6 | 222.5218 |  | 60.2428 | 9.588 | 0 | 152.6909 | 0
09.04. | 7 | 224.228 |  | 59.7036 | 9.588 | 0 | 154.9364 | 0
09.04. | 8 | 223.8236 |  | 59.2992 | 9.588 | 0 | 154.9364 | 0
09.04. | 9 | 212.3393 |  | 59.9058 | 9.588 | 0 | 142.8455 | 0
09.04. | 10 | 211.3788 |  | 59.6362 | 9.588 | 0 | 142.1545 | 0
09.04. | 11 | 216.965 |  | 60.0406 | 9.588 | 0 | 147.3364 | 0
09.04. | 12 | 229.1402 |  | 59.434 | 9.588 | 0 | 160.1182 | 0
09.04. | 13 | 231.7901 |  | 59.8384 | 9.588 | 0 | 162.3636 | 0
09.04. | 14 | 230.3198 |  | 59.2318 | 9.588 | 0 | 161.5 | 0
09.04. | 15 | 225.4666 |  | 59.9058 | 9.588 | 0 | 155.9727 | 0
09.04. | 16 | 225.2644 |  | 59.7036 | 9.588 | 0 | 155.9727 | 0
09.04. | 17 | 226.9073 |  | 60.3102 | 9.588 | 0 | 157.0091 | 0
09.04. | 18 | 224.4892 |  | 60.3102 | 9.588 | 0 | 154.5909 | 0
09.04. | 19 | 231.1325 |  | 64.0172 | 9.588 | 0 | 157.5273 | 0
09.04. | 20 | 231.8739 |  | 64.7586 | 9.588 | 0 | 157.5273 | 0
09.04. | 21 | 234.153 |  | 66.174 | 9.588 | 0 | 158.3909 | 0
09.04. | 22 | 236.4446 |  | 68.4656 | 9.588 | 0 | 158.3909 | 0
09.04. | 23 | 230.5467 |  | 66.7132 | 9.588 | 0 | 154.2455 | 0
09.04. | 24 | 236.3308 |  | 68.87 | 9.588 | 0 | 157.8727 | 0
10.04. | 1 | 235.7114 |  | 70.1506 | 9.588 | 0 | 155.9727 | 0
10.04. | 2 | 238.2559 |  | 70.6224 | 9.588 | 0 | 158.0455 | 0
10.04. | 3 | 235.2647 |  | 71.4312 | 9.588 | 0 | 154.2455 | 0
10.04. | 4 | 233.7481 |  | 71.2964 | 9.588 | 0 | 152.8636 | 0
10.04. | 5 | 237.0425 |  | 72.1726 | 9.588 | 0 | 155.2818 | 0
10.04. | 6 | 235.766 |  | 72.1052 | 9.588 | 0 | 154.0727 | 0
10.04. | 7 | 237.9525 |  | 71.7008 | 9.588 | 0 | 156.6636 | 0
10.04. | 8 | 234.2494 |  | 71.9704 | 9.588 | 0 | 152.6909 | 0
10.04. | 9 | 228.0017 |  | 71.7682 | 9.588 | 0 | 146.6455 | 0
10.04. | 10 | 227.9343 |  | 71.7008 | 9.588 | 0 | 146.6455 | 0
10.04. | 11 | 236.36 |  | 71.8356 | 9.588 | 0 | 154.9364 | 0
10.04. | 12 | 235.2942 |  | 71.6334 | 9.588 | 0 | 154.0727 | 0
10.04. | 13 | 229.2656 |  | 70.9594 | 9.588 | 0 | 148.7182 | 0
10.04. | 14 | 233.8196 |  | 72.577 | 9.588 | 0 | 151.6545 | 0
10.04. | 15 | 232.5726 |  | 72.7118 | 9.588 | 0 | 150.2727 | 0
10.04. | 16 | 236.5074 |  | 72.8466 | 9.588 | 0 | 154.0727 | 0
10.04. | 17 | 240.1726 |  | 72.7118 | 9.588 | 0 | 157.8727 | 0
10.04. | 18 | 239.2331 |  | 72.9814 | 9.588 | 0 | 156.6636 | 0
10.04. | 19 | 236.8234 |  | 72.6444 | 9.588 | 0 | 154.5909 | 0
10.04. | 20 | 235.5848 |  | 72.4422 | 9.588 | 0 | 153.5545 | 0
10.04. | 21 | 233.2635 |  | 72.7118 | 9.588 | 0 | 150.9636 | 0
10.04. | 22 | 231.6964 |  | 71.8356 | 9.588 | 0 | 150.2727 | 0
10.04. | 23 | 233.8829 |  | 71.4312 | 9.588 | 0 | 152.8636 | 0
10.04. | 24 | 234.0177 |  | 71.566 | 9.588 | 0 | 152.8636 | 0
11.04. | 1 | 235.787 |  | 72.6444 | 9.588 | 0 | 153.5545 | 0
11.04. | 2 | 237.2447 |  | 72.3748 | 9.588 | 0 | 155.2818 | 0
11.04. | 3 | 233.1287 |  | 72.577 | 9.588 | 0 | 150.9636 | 0
11.04. | 4 | 232.8506 |  | 72.6444 | 9.588 | 0 | 150.6182 | 0
11.04. | 5 | 230.7064 |  | 71.3638 | 9.588 | 0 | 149.7545 | 0
11.04. | 6 | 223.6166 |  | 66.174 | 9.588 | 0 | 147.8545 | 0
11.04. | 7 | 224.3114 |  | 70.1506 | 9.588 | 0 | 144.5727 | 0
11.04. | 8 | 214.3826 |  | 59.7036 | 9.588 | 0 | 145.0909 | 0
11.04. | 9 | 219.3073 |  | 60.3102 | 9.588 | 0 | 149.4091 | 0
11.04. | 10 | 234.4979 |  | 71.7008 | 9.588 | 0 | 153.2091 | 0
11.04. | 11 | 227.3572 |  | 71.2964 | 9.588 | 0 | 146.4727 | 0
11.04. | 12 | 216.5691 |  | 59.2992 | 9.588 | 0 | 147.6818 | 0
11.04. | 13 | 227.7616 |  | 71.7008 | 9.588 | 0 | 146.4727 | 0
11.04. | 14 | 229.2613 |  | 72.5096 | 9.588 | 0 | 147.1636 | 0
11.04. | 15 | 228.0901 |  | 72.3748 | 9.588 | 0 | 146.1273 | 0
11.04. | 16 | 225.8447 |  | 72.3748 | 9.588 | 0 | 143.8818 | 0
11.04. | 17 | 225.7478 |  | 72.1052 | 9.588 | 0 | 144.0545 | 0
11.04. | 18 | 229.7795 |  | 72.5096 | 9.588 | 0 | 147.6818 | 0
11.04. | 19 | 224.4544 |  | 72.7118 | 9.588 | 0 | 142.1545 | 0
11.04. | 20 | 227.5256 |  | 72.8466 | 9.588 | 0 | 145.0909 | 0
11.04. | 21 | 226.881 |  | 72.3748 | 9.588 | 0 | 144.9182 | 0
11.04. | 22 | 229.6152 |  | 72.1726 | 9.588 | 0 | 147.8545 | 0
11.04. | 23 | 231.4014 |  | 72.577 | 9.588 | 0 | 149.2364 | 0
11.04. | 24 | 229.2149 |  | 72.9814 | 9.588 | 0 | 146.6455 | 0
12.04. | 1 | 227.7572 |  | 73.251 | 9.588 | 0 | 144.9182 | 0
12.04. | 2 | 228.3428 |  | 73.3184 | 9.588 | 0 | 145.4364 | 0
12.04. | 3 | 223.9278 |  | 73.0488 | 9.588 | 0 | 141.2909 | 0
12.04. | 4 | 225.0779 |  | 72.6444 | 9.588 | 0 | 142.8455 | 0
12.04. | 5 | 224.9641 |  | 73.0488 | 9.588 | 0 | 142.3273 | 0
12.04. | 6 | 221.6823 |  | 73.0488 | 9.588 | 0 | 139.0455 | 0
12.04. | 7 | 219.0914 |  | 73.0488 | 9.588 | 0 | 136.4545 | 0
12.04. | 8 | 221.0967 |  | 72.9814 | 9.588 | 0 | 138.5273 | 0
12.04. | 9 | 219.4284 |  | 73.3858 | 9.588 | 0 | 136.4545 | 0
12.04. | 10 | 222.6008 |  | 72.24 | 9.588 | 0 | 140.7727 | 0
12.04. | 11 | 228.9243 |  | 72.1726 | 9.588 | 0 | 147.1636 | 0
12.04. | 12 | 234.8434 |  | 71.7008 | 9.588 | 0 | 153.5545 | 0
12.04. | 13 | 236.1619 |  | 72.8466 | 9.588 | 0 | 153.7273 | 0
12.04. | 14 | 234.9908 |  | 72.7118 | 9.588 | 0 | 152.6909 | 0
12.04. | 15 | 240.7666 |  | 72.4422 | 9.588 | 0 | 158.7364 | 0
12.04. | 16 | 235.1719 |  | 72.3748 | 9.588 | 0 | 153.2091 | 0
12.04. | 17 | 233.6174 |  | 72.3748 | 9.588 | 0 | 151.6545 | 0
12.04. | 18 | 236.1114 |  | 72.1052 | 9.588 | 0 | 154.4182 | 0
12.04. | 19 | 237.9356 |  | 72.3748 | 9.588 | 0 | 155.9727 | 0
12.04. | 20 | 232.5895 |  | 72.0378 | 9.588 | 0 | 150.9636 | 0
12.04. | 21 | 236.8192 |  | 71.4312 | 9.588 | 0 | 155.8 | 0
12.04. | 22 | 233.3562 |  | 71.7682 | 9.588 | 0 | 152 | 0
12.04. | 23 | 238.618 |  | 72.7118 | 9.588 | 0 | 156.3182 | 0
12.04. | 24 | 236.6801 |  | 72.8466 | 9.588 | 0 | 154.2455 | 0
13.04. | 1 | 236.7475 |  | 72.914 | 9.588 | 0 | 154.2455 | 0
13.04. | 2 | 233.1287 |  | 72.577 | 9.588 | 0 | 150.9636 | 0
13.04. | 3 | 230.424 |  | 72.9814 | 9.588 | 0 | 147.8545 | 0
13.04. | 4 | 230.9506 |  | 72.6444 | 9.588 | 0 | 148.7182 | 0
13.04. | 5 | 224.1848 |  | 72.4422 | 9.588 | 0 | 142.1545 | 0
13.04. | 6 | 228.2713 |  | 72.0378 | 9.588 | 0 | 146.6455 | 0
13.04. | 7 | 231.4014 |  | 72.577 | 9.588 | 0 | 149.2364 | 0
13.04. | 8 | 232.303 |  | 72.4422 | 9.588 | 0 | 150.2727 | 0
13.04. | 9 | 232.0334 |  | 72.1726 | 9.588 | 0 | 150.2727 | 0
13.04. | 10 | 234.0935 |  | 71.2964 | 9.588 | 0 | 153.2091 | 0
13.04. | 11 | 233.0192 |  | 71.4312 | 9.588 | 0 | 152 | 0
13.04. | 12 | 234.0766 |  | 71.9704 | 9.588 | 0 | 152.5182 | 0
13.04. | 13 | 238.302 |  | 72.914 | 9.588 | 0 | 155.8 | 0
13.04. | 14 | 236.5158 |  | 72.5096 | 9.588 | 0 | 154.4182 | 0
13.04. | 15 | 235.3406 |  | 71.1616 | 9.588 | 0 | 154.5909 | 0
13.04. | 16 | 238.618 |  | 72.7118 | 9.588 | 0 | 156.3182 | 0
13.04. | 17 | 242.3506 |  | 72.6444 | 9.588 | 0 | 160.1182 | 0
13.04. | 18 | 241.765 |  | 72.577 | 9.588 | 0 | 159.6 | 0
13.04. | 19 | 240.9478 |  | 72.1052 | 9.588 | 0 | 159.2545 | 0
13.04. | 20 | 240.4801 |  | 72.8466 | 9.588 | 0 | 158.0455 | 0
13.04. | 21 | 238.6055 |  | 71.8356 | 9.588 | 0 | 157.1818 | 0
13.04. | 22 | 238.7403 |  | 71.9704 | 9.588 | 0 | 157.1818 | 0
13.04. | 23 | 238.4917 |  | 72.24 | 9.588 | 0 | 156.6636 | 0
13.04. | 24 | 238.9719 |  | 72.3748 | 9.588 | 0 | 157.0091 | 0
14.04. | 1 | 239.1447 |  | 72.3748 | 9.588 | 0 | 157.1818 | 0
14.04. | 2 | 239.5785 |  | 72.9814 | 9.588 | 0 | 157.0091 | 0
14.04. | 3 | 240.3074 |  | 72.8466 | 9.588 | 0 | 157.8727 | 0
14.04. | 4 | 236.777 |  | 73.1162 | 9.588 | 0 | 154.0727 | 0
14.04. | 5 | 231.4604 |  | 72.9814 | 9.588 | 0 | 148.8909 | 0
14.04. | 6 | 236.1619 |  | 72.8466 | 9.588 | 0 | 153.7273 | 0
14.04. | 7 | 238.4832 |  | 72.577 | 9.588 | 0 | 156.3182 | 0
14.04. | 8 | 239.0099 |  | 72.24 | 9.588 | 0 | 157.1818 | 0
14.04. | 9 | 236.0904 |  | 71.566 | 9.588 | 0 | 154.9364 | 0
14.04. | 10 | 244.3518 |  | 71.3638 | 9.588 | 0 | 163.4 | 0
14.04. | 11 | 243.8716 |  | 71.229 | 9.588 | 0 | 163.0545 | 0
14.04. | 12 | 239.2669 |  | 71.6334 | 9.588 | 0 | 158.0455 | 0
14.04. | 13 | 243.9346 |  | 72.8466 | 9.588 | 0 | 161.5 | 0
14.04. | 14 | 244.7688 |  | 72.6444 | 9.588 | 0 | 162.5364 | 0
14.04. | 15 | 239.4143 |  | 72.6444 | 9.588 | 0 | 157.1818 | 0
14.04. | 16 | 241.4196 |  | 72.577 | 9.588 | 0 | 159.2545 | 0
14.04. | 17 | 220.3901 |  | 59.8384 | 9.588 | 0 | 150.9636 | 0
14.04. | 18 | 228.6382 |  | 67.0502 | 9.588 | 0 | 152 | 0
14.04. | 19 | 237.4384 |  | 72.914 | 9.588 | 0 | 154.9364 | 0
14.04. | 20 | 240.3453 |  | 72.7118 | 9.588 | 0 | 158.0455 | 0
14.04. | 21 | 242.477 |  | 73.1162 | 9.588 | 0 | 159.7727 | 0
14.04. | 22 | 242.6161 |  | 71.7008 | 9.588 | 0 | 161.3273 | 0
14.04. | 23 | 241.8578 |  | 71.6334 | 9.588 | 0 | 160.6364 | 0
14.04. | 24 | 242.0346 |  | 72.8466 | 9.588 | 0 | 159.6 | 0
15.04. | 1 | 244.0105 |  | 72.577 | 9.588 | 0 | 161.8455 | 0
15.04. | 2 | 238.9635 |  | 72.7118 | 9.588 | 0 | 156.6636 | 0
15.04. | 3 | 239.3553 |  | 72.24 | 9.588 | 0 | 157.5273 | 0
15.04. | 4 | 236.2757 |  | 72.4422 | 9.588 | 0 | 154.2455 | 0
15.04. | 5 | 235.8923 |  | 72.577 | 9.588 | 0 | 153.7273 | 0
15.04. | 6 | 237.9566 |  | 72.914 | 9.588 | 0 | 155.4545 | 0
15.04. | 7 | 237.1099 |  | 72.24 | 9.588 | 0 | 155.2818 | 0
15.04. | 8 | 238.2305 |  | 71.6334 | 9.588 | 0 | 157.0091 | 0
15.04. | 9 | 238.4876 |  | 71.0268 | 9.588 | 0 | 157.8727 | 0
15.04. | 10 | 241.1964 |  | 71.8356 | 9.588 | 0 | 159.7727 | 0
15.04. | 11 | 241.6892 |  | 72.8466 | 9.588 | 0 | 159.2545 | 0
15.04. | 12 | 242.6202 |  | 72.914 | 9.588 | 0 | 160.1182 | 0
15.04. | 13 | 240.5475 |  | 72.914 | 9.588 | 0 | 158.0455 | 0
15.04. | 14 | 241.9378 |  | 72.577 | 9.588 | 0 | 159.7727 | 0
15.04. | 15 | 238.0998 |  | 72.7118 | 9.588 | 0 | 155.8 | 0
15.04. | 16 | 240.9688 |  | 72.6444 | 9.588 | 0 | 158.7364 | 0
15.04. | 17 | 241.765 |  | 72.577 | 9.588 | 0 | 159.6 | 0
15.04. | 18 | 241.2089 |  | 72.7118 | 9.588 | 0 | 158.9091 | 0
15.04. | 19 | 238.4832 |  | 72.577 | 9.588 | 0 | 156.3182 | 0
15.04. | 20 | 240.2779 |  | 72.6444 | 9.588 | 0 | 158.0455 | 0
15.04. | 21 | 239.4017 |  | 71.7682 | 9.588 | 0 | 158.0455 | 0
15.04. | 22 | 237.1562 |  | 71.7682 | 9.588 | 0 | 155.8 | 0
15.04. | 23 | 238.0199 |  | 71.7682 | 9.588 | 0 | 156.6636 | 0
15.04. | 24 | 240.0083 |  | 72.3748 | 9.588 | 0 | 158.0455 | 0
16.04. | 1 | 240.3748 |  | 72.914 | 9.588 | 0 | 157.8727 | 0
16.04. | 2 | 241.1415 |  | 72.6444 | 9.588 | 0 | 158.9091 | 0
16.04. | 3 | 240.3074 |  | 72.8466 | 9.588 | 0 | 157.8727 | 0
16.04. | 4 | 237.3121 |  | 72.4422 | 9.588 | 0 | 155.2818 | 0
16.04. | 5 | 234.165 |  | 72.577 | 9.588 | 0 | 152 | 0
16.04. | 6 | 236.0271 |  | 72.7118 | 9.588 | 0 | 153.7273 | 0
16.04. | 7 | 232.7158 |  | 72.5096 | 9.588 | 0 | 150.6182 | 0
16.04. | 8 | 238.4832 |  | 72.577 | 9.588 | 0 | 156.3182 | 0
16.04. | 9 | 242.397 |  | 72.1726 | 9.588 | 0 | 160.6364 | 0
16.04. | 10 | 242.2622 |  | 72.0378 | 9.588 | 0 | 160.6364 | 0
16.04. | 11 | 242.9531 |  | 72.0378 | 9.588 | 0 | 161.3273 | 0
16.04. | 12 | 239.3469 |  | 72.577 | 9.588 | 0 | 157.1818 | 0
16.04. | 13 | 241.4111 |  | 72.914 | 9.588 | 0 | 158.9091 | 0
16.04. | 14 | 238.2854 |  | 70.8246 | 9.588 | 0 | 157.8727 | 0
16.04. | 15 | 233.9544 |  | 72.7118 | 9.588 | 0 | 151.6545 | 0
16.04. | 16 | 237.7544 |  | 72.7118 | 9.588 | 0 | 155.4545 | 0
16.04. | 17 | 237.9566 |  | 72.914 | 9.588 | 0 | 155.4545 | 0
16.04. | 18 | 242.3506 |  | 72.6444 | 9.588 | 0 | 160.1182 | 0
16.04. | 19 | 240.0293 |  | 72.914 | 9.588 | 0 | 157.5273 | 0
16.04. | 20 | 239.2795 |  | 72.5096 | 9.588 | 0 | 157.1818 | 0
16.04. | 21 | 240.0378 |  | 72.577 | 9.588 | 0 | 157.8727 | 0
16.04. | 22 | 236.2926 |  | 71.7682 | 9.588 | 0 | 154.9364 | 0
16.04. | 23 | 236.8908 |  | 72.7118 | 9.588 | 0 | 154.5909 | 0
16.04. | 24 | 237.5648 |  | 73.3858 | 9.588 | 0 | 154.5909 | 0
17.04. | 1 | 236.2588 |  | 73.1162 | 9.588 | 0 | 153.5545 | 0
17.04. | 2 | 236.6337 |  | 73.3184 | 9.588 | 0 | 153.7273 | 0
17.04. | 3 | 231.018 |  | 72.7118 | 9.588 | 0 | 148.7182 | 0
17.04. | 4 | 235.9597 |  | 72.6444 | 9.588 | 0 | 153.7273 | 0
17.04. | 5 | 236.3936 |  | 73.251 | 9.588 | 0 | 153.5545 | 0
17.04. | 6 | 237.1562 |  | 71.7682 | 9.588 | 0 | 155.8 | 0
17.04. | 7 | 238.8202 |  | 72.914 | 9.588 | 0 | 156.3182 | 0
17.04. | 8 | 237.1519 |  | 73.3184 | 9.588 | 0 | 154.2455 | 0
17.04. | 9 | 235.8459 |  | 73.0488 | 9.588 | 0 | 153.2091 | 0
17.04. | 10 | 234.7086 |  | 71.566 | 9.588 | 0 | 153.5545 | 0
17.04. | 11 | 236.3011 |  | 71.4312 | 9.588 | 0 | 155.2818 | 0
17.04. | 12 | 242.2832 |  | 72.577 | 9.588 | 0 | 160.1182 | 0
17.04. | 13 | 246.3528 |  | 72.8466 | 9.588 | 0 | 163.9182 | 0
17.04. | 14 | 245.0469 |  | 72.577 | 9.588 | 0 | 162.8818 | 0
17.04. | 15 | 246.0074 |  | 72.8466 | 9.588 | 0 | 163.5727 | 0
17.04. | 16 | 243.4628 |  | 72.3748 | 9.588 | 0 | 161.5 | 0
17.04. | 17 | 240.9014 |  | 72.577 | 9.588 | 0 | 158.7364 | 0
17.04. | 18 | 237.4848 |  | 72.4422 | 9.588 | 0 | 155.4545 | 0
17.04. | 19 | 235.6901 |  | 72.3748 | 9.588 | 0 | 153.7273 | 0
17.04. | 20 | 239.566 |  | 72.1052 | 9.588 | 0 | 157.8727 | 0
17.04. | 21 | 239.4017 |  | 71.7682 | 9.588 | 0 | 158.0455 | 0
17.04. | 22 | 238.3443 |  | 71.229 | 9.588 | 0 | 157.5273 | 0
17.04. | 23 | 238.4033 |  | 71.6334 | 9.588 | 0 | 157.1818 | 0
17.04. | 24 | 236.5158 |  | 72.5096 | 9.588 | 0 | 154.4182 | 0
18.04. | 1 | 236.2757 |  | 72.4422 | 9.588 | 0 | 154.2455 | 0
18.04. | 2 | 237.7754 |  | 73.251 | 9.588 | 0 | 154.9364 | 0
18.04. | 3 | 237.5143 |  | 72.6444 | 9.588 | 0 | 155.2818 | 0
18.04. | 4 | 231.9998 |  | 70.7572 | 9.588 | 0 | 151.6545 | 0
18.04. | 5 | 230.8076 |  | 70.0832 | 9.588 | 0 | 151.1364 | 0
18.04. | 6 | 233.8998 |  | 70.7572 | 9.588 | 0 | 153.5545 | 0
18.04. | 7 | 231.4647 |  | 71.4312 | 9.588 | 0 | 150.4455 | 0
18.04. | 8 | 230.1798 |  | 71.7008 | 9.588 | 0 | 148.8909 | 0
18.04. | 9 | 227.8164 |  | 70.892 | 9.588 | 0 | 147.3364 | 0
18.04. | 10 | 231.7302 |  | 70.4876 | 9.588 | 0 | 151.6545 | 0
18.04. | 11 | 230.6938 |  | 70.4876 | 9.588 | 0 | 150.6182 | 0
18.04. | 12 | 237.3795 |  | 72.5096 | 9.588 | 0 | 155.2818 | 0
18.04. | 13 | 236.5832 |  | 72.577 | 9.588 | 0 | 154.4182 | 0
18.04. | 14 | 237.8302 |  | 72.4422 | 9.588 | 0 | 155.8 | 0
18.04. | 15 | 237.5817 |  | 72.7118 | 9.588 | 0 | 155.2818 | 0
18.04. | 16 | 241.6892 |  | 72.8466 | 9.588 | 0 | 159.2545 | 0
18.04. | 17 | 238.5506 |  | 72.6444 | 9.588 | 0 | 156.3182 | 0
18.04. | 18 | 240.4212 |  | 72.4422 | 9.588 | 0 | 158.3909 | 0
18.04. | 19 | 240.8256 |  | 72.8466 | 9.588 | 0 | 158.3909 | 0
18.04. | 20 | 239.2795 |  | 72.5096 | 9.588 | 0 | 157.1818 | 0
18.04. | 21 | 236.8149 |  | 72.9814 | 9.588 | 0 | 154.2455 | 0
18.04. | 22 | 236.1578 |  | 71.6334 | 9.588 | 0 | 154.9364 | 0
18.04. | 23 | 236.2716 |  | 71.229 | 9.588 | 0 | 155.4545 | 0
18.04. | 24 | 240.1726 |  | 72.7118 | 9.588 | 0 | 157.8727 | 0
19.04. | 1 | 240.834 |  | 72.5096 | 9.588 | 0 | 158.7364 | 0
19.04. | 2 | 236.6212 |  | 72.4422 | 9.588 | 0 | 154.5909 | 0
19.04. | 3 | 230.403 |  | 72.4422 | 9.588 | 0 | 148.3727 | 0
19.04. | 4 | 228.7052 |  | 72.6444 | 9.588 | 0 | 146.4727 | 0
19.04. | 5 | 224.4249 |  | 72.5096 | 9.588 | 0 | 142.3273 | 0
19.04. | 6 | 234.1566 |  | 72.914 | 9.588 | 0 | 151.6545 | 0
19.04. | 7 | 233.1666 |  | 72.4422 | 9.588 | 0 | 151.1364 | 0
19.04. | 8 | 233.7143 |  | 72.6444 | 9.588 | 0 | 151.4818 | 0
19.04. | 9 | 230.4494 |  | 71.9704 | 9.588 | 0 | 148.8909 | 0
19.04. | 10 | 227.7995 |  | 71.566 | 9.588 | 0 | 146.6455 | 0
19.04. | 11 | 234.1861 |  | 73.1162 | 9.588 | 0 | 151.4818 | 0
19.04. | 12 | 231.5362 |  | 72.7118 | 9.588 | 0 | 149.2364 | 0
19.04. | 13 | 230.5588 |  | 73.1162 | 9.588 | 0 | 147.8545 | 0
19.04. | 14 | 227.1042 |  | 73.1162 | 9.588 | 0 | 144.4 | 0
19.04. | 15 | 228.2923 |  | 72.577 | 9.588 | 0 | 146.1273 | 0
19.04. | 16 | 228.1196 |  | 72.577 | 9.588 | 0 | 145.9545 | 0
19.04. | 17 | 233.3014 |  | 72.577 | 9.588 | 0 | 151.1364 | 0
19.04. | 18 | 236.6886 |  | 72.5096 | 9.588 | 0 | 154.5909 | 0
19.04. | 19 | 237.3795 |  | 72.5096 | 9.588 | 0 | 155.2818 | 0
19.04. | 20 | 234.5318 |  | 70.3528 | 9.588 | 0 | 154.5909 | 0
19.04. | 21 | 236.676 |  | 71.6334 | 9.588 | 0 | 155.4545 | 0
19.04. | 22 | 237.1268 |  | 71.566 | 9.588 | 0 | 155.9727 | 0
19.04. | 23 | 235.707 |  | 71.7008 | 9.588 | 0 | 154.4182 | 0
19.04. | 24 | 232.303 |  | 72.4422 | 9.588 | 0 | 150.2727 | 0
20.04. | 1 | 236.1704 |  | 72.5096 | 9.588 | 0 | 154.0727 | 0
20.04. | 2 | 232.7158 |  | 72.5096 | 9.588 | 0 | 150.6182 | 0
20.04. | 3 | 232.5052 |  | 72.6444 | 9.588 | 0 | 150.2727 | 0
20.04. | 4 | 232.1008 |  | 72.24 | 9.588 | 0 | 150.2727 | 0
20.04. | 5 | 230.9886 |  | 72.5096 | 9.588 | 0 | 148.8909 | 0
20.04. | 6 | 229.9986 |  | 72.0378 | 9.588 | 0 | 148.3727 | 0
20.04. | 7 | 229.9396 |  | 71.6334 | 9.588 | 0 | 148.7182 | 0
20.04. | 8 | 224.286 |  | 71.1616 | 9.588 | 0 | 143.5364 | 0
20.04. | 9 | 222.4998 |  | 70.7572 | 9.588 | 0 | 142.1545 | 0
20.04. | 10 | 225.4362 |  | 70.7572 | 9.588 | 0 | 145.0909 | 0
20.04. | 11 | 226.9443 |  | 71.229 | 9.588 | 0 | 146.1273 | 0
20.04. | 12 | 229.5985 |  | 70.0832 | 9.588 | 0 | 149.9273 | 0
20.04. | 13 | 232.6318 |  | 70.3528 | 9.588 | 0 | 152.6909 | 0
20.04. | 14 | 235.2227 |  | 70.3528 | 9.588 | 0 | 155.2818 | 0
20.04. | 15 | 235.2816 |  | 70.7572 | 9.588 | 0 | 154.9364 | 0
20.04. | 16 | 239.2838 |  | 70.9594 | 9.588 | 0 | 158.7364 | 0
20.04. | 17 | 243.071 |  | 72.8466 | 9.588 | 0 | 160.6364 | 0
20.04. | 18 | 239.2415 |  | 72.6444 | 9.588 | 0 | 157.0091 | 0
20.04. | 19 | 238.9635 |  | 72.7118 | 9.588 | 0 | 156.6636 | 0
20.04. | 20 | 239.0393 |  | 72.4422 | 9.588 | 0 | 157.0091 | 0
20.04. | 21 | 240.3538 |  | 72.3748 | 9.588 | 0 | 158.3909 | 0
20.04. | 22 | 240.4801 |  | 72.8466 | 9.588 | 0 | 158.0455 | 0
20.04. | 23 | 242.3422 |  | 72.9814 | 9.588 | 0 | 159.7727 | 0
20.04. | 24 | 242.5528 |  | 72.8466 | 9.588 | 0 | 160.1182 | 0
21.04. | 1 | 243.071 |  | 72.8466 | 9.588 | 0 | 160.6364 | 0
21.04. | 2 | 240.3453 |  | 72.7118 | 9.588 | 0 | 158.0455 | 0
21.04. | 3 | 238.0914 |  | 73.0488 | 9.588 | 0 | 155.4545 | 0
21.04. | 4 | 238.8876 |  | 72.9814 | 9.588 | 0 | 156.3182 | 0
21.04. | 5 | 235.155 |  | 73.0488 | 9.588 | 0 | 152.5182 | 0
21.04. | 6 | 232.9265 |  | 72.3748 | 9.588 | 0 | 150.9636 | 0
21.04. | 7 | 235.7196 |  | 72.577 | 9.588 | 0 | 153.5545 | 0
21.04. | 8 | 237.0425 |  | 72.1726 | 9.588 | 0 | 155.2818 | 0
21.04. | 9 | 235.5089 |  | 72.7118 | 9.588 | 0 | 153.2091 | 0
21.04. | 10 | 237.2236 |  | 71.8356 | 9.588 | 0 | 155.8 | 0
21.04. | 11 | 241.407 |  | 71.7008 | 9.588 | 0 | 160.1182 | 0
21.04. | 12 | 228.0522 |  | 72.5096 | 9.588 | 0 | 145.9545 | 0
21.04. | 13 | 241.7566 |  | 72.914 | 9.588 | 0 | 159.2545 | 0
21.04. | 14 | 240.6234 |  | 72.6444 | 9.588 | 0 | 158.3909 | 0
21.04. | 15 | 239.0983 |  | 72.8466 | 9.588 | 0 | 156.6636 | 0
21.04. | 16 | 239.3469 |  | 72.577 | 9.588 | 0 | 157.1818 | 0
21.04. | 17 | 241.8998 |  | 72.7118 | 9.588 | 0 | 159.6 | 0
21.04. | 18 | 238.6265 |  | 72.3748 | 9.588 | 0 | 156.6636 | 0
21.04. | 19 | 235.9597 |  | 72.6444 | 9.588 | 0 | 153.7273 | 0
21.04. | 20 | 235.745 |  | 71.566 | 9.588 | 0 | 154.5909 | 0
21.04. | 21 | 233.8744 |  | 71.7682 | 9.588 | 0 | 152.5182 | 0
21.04. | 22 | 238.4074 |  | 72.8466 | 9.588 | 0 | 155.9727 | 0
21.04. | 23 | 237.7544 |  | 72.7118 | 9.588 | 0 | 155.4545 | 0
21.04. | 24 | 238.0704 |  | 72.5096 | 9.588 | 0 | 155.9727 | 0
22.04. | 1 | 235.5089 |  | 72.7118 | 9.588 | 0 | 153.2091 | 0
22.04. | 2 | 236.3052 |  | 72.6444 | 9.588 | 0 | 154.0727 | 0
22.04. | 3 | 231.9575 |  | 72.4422 | 9.588 | 0 | 149.9273 | 0
22.04. | 4 | 231.6879 |  | 72.1726 | 9.588 | 0 | 149.9273 | 0
22.04. | 5 | 229.3751 |  | 72.1052 | 9.588 | 0 | 147.6818 | 0
22.04. | 6 | 229.9396 |  | 71.6334 | 9.588 | 0 | 148.7182 | 0
22.04. | 7 | 231.1992 |  | 72.3748 | 9.588 | 0 | 149.2364 | 0
22.04. | 8 | 237.2362 |  | 72.7118 | 9.588 | 0 | 154.9364 | 0
22.04. | 9 | 235.8249 |  | 72.5096 | 9.588 | 0 | 153.7273 | 0
22.04. | 10 | 237.4722 |  | 71.566 | 9.588 | 0 | 156.3182 | 0
22.04. | 11 | 232.8678 |  | 69.207 | 9.588 | 0 | 154.0727 | 0
22.04. | 12 | 234.7298 |  | 69.3418 | 9.588 | 0 | 155.8 | 0
22.04. | 13 | 236.7477 |  | 70.1506 | 9.588 | 0 | 157.0091 | 0
22.04. | 14 | 237.3795 |  | 72.5096 | 9.588 | 0 | 155.2818 | 0
22.04. | 15 | 238.003 |  | 72.4422 | 9.588 | 0 | 155.9727 | 0
22.04. | 16 | 228.2334 |  | 72.1726 | 9.588 | 0 | 146.4727 | 0
22.04. | 17 | 238.7487 |  | 71.6334 | 9.588 | 0 | 157.5273 | 0
22.04. | 18 | 238.1378 |  | 72.577 | 9.588 | 0 | 155.9727 | 0
22.04. | 19 | 234.818 |  | 72.7118 | 9.588 | 0 | 152.5182 | 0
22.04. | 20 | 229.7964 |  | 71.8356 | 9.588 | 0 | 148.3727 | 0
22.04. | 21 | 230.3356 |  | 72.3748 | 9.588 | 0 | 148.3727 | 0
22.04. | 22 | 238.8751 |  | 72.1052 | 9.588 | 0 | 157.1818 | 0
22.04. | 23 | 239.1067 |  | 72.5096 | 9.588 | 0 | 157.0091 | 0
22.04. | 24 | 239.1741 |  | 72.577 | 9.588 | 0 | 157.0091 | 0
23.04. | 1 | 235.7621 |  | 68.1286 | 9.588 | 0 | 158.0455 | 0
23.04. | 2 | 237.5271 |  | 70.7572 | 9.588 | 0 | 157.1818 | 0
23.04. | 3 | 237.4722 |  | 71.566 | 9.588 | 0 | 156.3182 | 0
23.04. | 4 | 232.1597 |  | 72.6444 | 9.588 | 0 | 149.9273 | 0
23.04. | 5 | 235.1719 |  | 72.3748 | 9.588 | 0 | 153.2091 | 0
23.04. | 6 | 232.897 |  | 72.1726 | 9.588 | 0 | 151.1364 | 0
23.04. | 7 | 232.2061 |  | 72.1726 | 9.588 | 0 | 150.4455 | 0
23.04. | 8 | 231.7848 |  | 72.4422 | 9.588 | 0 | 149.7545 | 0
23.04. | 9 | 230.8327 |  | 71.8356 | 9.588 | 0 | 149.4091 | 0
23.04. | 10 | 238.7613 |  | 72.5096 | 9.588 | 0 | 156.6636 | 0
23.04. | 11 | 240.9688 |  | 72.6444 | 9.588 | 0 | 158.7364 | 0
23.04. | 12 | 242.9362 |  | 72.7118 | 9.588 | 0 | 160.6364 | 0
23.04. | 13 | 238.9719 |  | 72.3748 | 9.588 | 0 | 157.0091 | 0
23.04. | 14 | 239.7008 |  | 72.24 | 9.588 | 0 | 157.8727 | 0
23.04. | 15 | 239.7387 |  | 72.1052 | 9.588 | 0 | 158.0455 | 0
23.04. | 16 | 237.034 |  | 72.5096 | 9.588 | 0 | 154.9364 | 0
23.04. | 17 | 236.1704 |  | 72.5096 | 9.588 | 0 | 154.0727 | 0
23.04. | 18 | 232.5221 |  | 71.9704 | 9.588 | 0 | 150.9636 | 0
23.04. | 19 | 236.3516 |  | 72.1726 | 9.588 | 0 | 154.5909 | 0
23.04. | 20 | 238.6265 |  | 72.3748 | 9.588 | 0 | 156.6636 | 0
23.04. | 21 | 234.9487 |  | 71.6334 | 9.588 | 0 | 153.7273 | 0
23.04. | 22 | 234.0472 |  | 71.7682 | 9.588 | 0 | 152.6909 | 0
23.04. | 23 | 233.3562 |  | 71.7682 | 9.588 | 0 | 152 | 0
23.04. | 24 | 237.5312 |  | 71.9704 | 9.588 | 0 | 155.9727 | 0
24.04. | 1 | 239.2879 |  | 72.1726 | 9.588 | 0 | 157.5273 | 0
24.04. | 2 | 234.4895 |  | 72.0378 | 9.588 | 0 | 152.8636 | 0
24.04. | 3 | 230.5842 |  | 72.1052 | 9.588 | 0 | 148.8909 | 0
24.04. | 4 | 227.197 |  | 72.1726 | 9.588 | 0 | 145.4364 | 0
24.04. | 5 | 233.6932 |  | 72.1052 | 9.588 | 0 | 152 | 0
24.04. | 6 | 232.7707 |  | 71.7008 | 9.588 | 0 | 151.4818 | 0
24.04. | 7 | 233.2214 |  | 71.6334 | 9.588 | 0 | 152 | 0
24.04. | 8 | 234.2494 |  | 71.9704 | 9.588 | 0 | 152.6909 | 0
24.04. | 9 | 233.0192 |  | 71.4312 | 9.588 | 0 | 152 | 0
24.04. | 10 | 232.56 |  | 71.8356 | 9.588 | 0 | 151.1364 | 0
24.04. | 11 | 231.4647 |  | 71.4312 | 9.588 | 0 | 150.4455 | 0
24.04. | 12 | 238.5929 |  | 70.9594 | 9.588 | 0 | 158.0455 | 0
24.04. | 13 | 243.286 |  | 71.1616 | 9.588 | 0 | 162.5364 | 0
24.04. | 14 | 239.5534 |  | 71.229 | 9.588 | 0 | 158.7364 | 0
24.04. | 15 | 233.4241 |  | 66.3088 | 9.588 | 0 | 157.5273 | 0
24.04. | 16 | 231.3874 |  | 65.9994 | 9.588 | 0 | 155.8 | 0
24.04. | 17 | 230.9746 |  | 65.932 | 9.588 | 0 | 155.4545 | 0
24.04. | 18 | 234.3462 |  | 72.24 | 9.588 | 0 | 152.5182 | 0
24.04. | 19 | 238.281 |  | 72.3748 | 9.588 | 0 | 156.3182 | 0
24.04. | 20 | 238.6349 |  | 72.0378 | 9.588 | 0 | 157.0091 | 0
24.04. | 21 | 233.154 |  | 71.566 | 9.588 | 0 | 152 | 0
24.04. | 22 | 232.5474 |  | 70.9594 | 9.588 | 0 | 152 | 0
24.04. | 23 | 236.6296 |  | 72.1052 | 9.588 | 0 | 154.9364 | 0
24.04. | 24 | 239.2879 |  | 72.1726 | 9.588 | 0 | 157.5273 | 0
25.04. | 1 | 240.8804 |  | 72.0378 | 9.588 | 0 | 159.2545 | 0
25.04. | 2 | 239.4691 |  | 71.8356 | 9.588 | 0 | 158.0455 | 0
25.04. | 3 | 239.2879 |  | 72.1726 | 9.588 | 0 | 157.5273 | 0
25.04. | 4 | 238.7403 |  | 71.9704 | 9.588 | 0 | 157.1818 | 0
25.04. | 5 | 236.419 |  | 72.24 | 9.588 | 0 | 154.5909 | 0
25.04. | 6 | 236.8782 |  | 71.8356 | 9.588 | 0 | 155.4545 | 0
25.04. | 7 | 236.2926 |  | 71.7682 | 9.588 | 0 | 154.9364 | 0
25.04. | 8 | 235.2478 |  | 72.1052 | 9.588 | 0 | 153.5545 | 0
25.04. | 9 | 235.3995 |  | 71.566 | 9.588 | 0 | 154.2455 | 0
25.04. | 10 | 235.5976 |  | 70.555 | 9.588 | 0 | 155.4545 | 0
25.04. | 11 | 233.4954 |  | 70.3528 | 9.588 | 0 | 153.5545 | 0
25.04. | 12 | 233.6681 |  | 70.3528 | 9.588 | 0 | 153.7273 | 0
25.04. | 13 | 237.4681 |  | 70.3528 | 9.588 | 0 | 157.5273 | 0
25.04. | 14 | 234.1568 |  | 70.1506 | 9.588 | 0 | 154.4182 | 0
25.04. | 15 | 232.1264 |  | 68.4656 | 9.588 | 0 | 154.0727 | 0
25.04. | 16 | 223.0022 |  | 57.6142 | 9.588 | 0 | 155.8 | 0
25.04. | 17 | 217.2058 |  | 51.8178 | 9.588 | 0 | 155.8 | 0
25.04. | 18 | 217.5428 |  | 52.1548 | 9.588 | 0 | 155.8 | 0
25.04. | 19 | 220.02 |  | 52.5592 | 9.588 | 0 | 157.8727 | 0
25.04. | 20 | 224.2447 |  | 61.793 | 9.588 | 0 | 152.8636 | 0
25.04. | 21 | 229.4263 |  | 64.5564 | 9.588 | 0 | 155.2818 | 0
25.04. | 22 | 232.2783 |  | 65.163 | 9.588 | 0 | 157.5273 | 0
25.04. | 23 | 231.6843 |  | 65.4326 | 9.588 | 0 | 156.6636 | 0
25.04. | 24 | 231.9623 |  | 65.3652 | 9.588 | 0 | 157.0091 | 0
26.04. | 1 | 228.8153 |  | 65.5 | 9.588 | 0 | 153.7273 | 0
26.04. | 2 | 223.288 |  | 65.5 | 9.588 | 0 | 148.2 | 0
26.04. | 3 | 227.0206 |  | 65.4326 | 9.588 | 0 | 152 | 0
26.04. | 4 | 227.779 |  | 65.5 | 9.588 | 0 | 152.6909 | 0
26.04. | 5 | 230.61 |  | 65.5674 | 9.588 | 0 | 155.4545 | 0
26.04. | 6 | 231.7517 |  | 65.5 | 9.588 | 0 | 156.6636 | 0
26.04. | 7 | 231.0608 |  | 65.5 | 9.588 | 0 | 155.9727 | 0
26.04. | 8 | 227.8169 |  | 65.3652 | 9.588 | 0 | 152.8636 | 0
26.04. | 9 | 228.4573 |  | 64.6238 | 9.588 | 0 | 154.2455 | 0
26.04. | 10 | 228.1498 |  | 64.489 | 9.588 | 0 | 154.0727 | 0
26.04. | 11 | 230.3278 |  | 64.4216 | 9.588 | 0 | 156.3182 | 0
26.04. | 12 | 230.0118 |  | 64.6238 | 9.588 | 0 | 155.8 | 0
26.04. | 13 | 228.7943 |  | 64.9608 | 9.588 | 0 | 154.2455 | 0
26.04. | 14 | 230.2814 |  | 64.8934 | 9.588 | 0 | 155.8 | 0
26.04. | 15 | 231.3473 |  | 65.0956 | 9.588 | 0 | 156.6636 | 0
26.04. | 16 | 229.1692 |  | 65.163 | 9.588 | 0 | 154.4182 | 0
26.04. | 17 | 231.0018 |  | 65.0956 | 9.588 | 0 | 156.3182 | 0
26.04. | 18 | 233.42 |  | 65.0956 | 9.588 | 0 | 158.7364 | 0
26.04. | 19 | 231.7981 |  | 65.0282 | 9.588 | 0 | 157.1818 | 0
26.04. | 20 | 231.5495 |  | 65.2978 | 9.588 | 0 | 156.6636 | 0
26.04. | 21 | 233.7949 |  | 65.2978 | 9.588 | 0 | 158.9091 | 0
26.04. | 22 | 233.1883 |  | 64.6912 | 9.588 | 0 | 158.9091 | 0
26.04. | 23 | 221.3259 |  | 52.8288 | 9.588 | 0 | 158.9091 | 0
26.04. | 24 | 231.5159 |  | 63.8824 | 9.588 | 0 | 158.0455 | 0
27.04. | 1 | 233.1335 |  | 65.5 | 9.588 | 0 | 158.0455 | 0
27.04. | 2 | 231.6802 |  | 64.2194 | 9.588 | 0 | 157.8727 | 0
27.04. | 3 | 230.1256 |  | 64.2194 | 9.588 | 0 | 156.3182 | 0
27.04. | 4 | 231.3557 |  | 64.7586 | 9.588 | 0 | 157.0091 | 0
27.04. | 5 | 230.4373 |  | 65.5674 | 9.588 | 0 | 155.2818 | 0
27.04. | 6 | 230.926 |  | 65.3652 | 9.588 | 0 | 155.9727 | 0
27.04. | 7 | 233.8244 |  | 65.5 | 9.588 | 0 | 158.7364 | 0
27.04. | 8 | 231.0103 |  | 64.7586 | 9.588 | 0 | 156.6636 | 0
27.04. | 9 | 227.067 |  | 64.9608 | 9.588 | 0 | 152.5182 | 0
27.04. | 10 | 229.262 |  | 64.2194 | 9.588 | 0 | 155.4545 | 0
27.04. | 11 | 231.3388 |  | 65.4326 | 9.588 | 0 | 156.3182 | 0
27.04. | 12 | 233.8918 |  | 65.5674 | 9.588 | 0 | 158.7364 | 0
27.04. | 13 | 234.0056 |  | 65.163 | 9.588 | 0 | 159.2545 | 0
27.04. | 14 | 233.6222 |  | 65.2978 | 9.588 | 0 | 158.7364 | 0
27.04. | 15 | 226.157 |  | 65.4326 | 9.588 | 0 | 151.1364 | 0
27.04. | 16 | 233.0661 |  | 65.4326 | 9.588 | 0 | 158.0455 | 0
27.04. | 17 | 230.4373 |  | 65.5674 | 9.588 | 0 | 155.2818 | 0
27.04. | 18 | 230.926 |  | 65.3652 | 9.588 | 0 | 155.9727 | 0
27.04. | 19 | 230.4373 |  | 65.5674 | 9.588 | 0 | 155.2818 | 0
27.04. | 20 | 232.0297 |  | 65.4326 | 9.588 | 0 | 157.0091 | 0
27.04. | 21 | 232.2573 |  | 64.6238 | 9.588 | 0 | 158.0455 | 0
27.04. | 22 | 232.9313 |  | 65.2978 | 9.588 | 0 | 158.0455 | 0
27.04. | 23 | 232.2699 |  | 65.5 | 9.588 | 0 | 157.1818 | 0
27.04. | 24 | 229.4768 |  | 65.2978 | 9.588 | 0 | 154.5909 | 0
28.04. | 1 | 231.8191 |  | 65.5674 | 9.588 | 0 | 156.6636 | 0
28.04. | 2 | 231.6084 |  | 65.7022 | 9.588 | 0 | 156.3182 | 0
28.04. | 3 | 232.1645 |  | 65.5674 | 9.588 | 0 | 157.0091 | 0
28.04. | 4 | 231.4062 |  | 65.5 | 9.588 | 0 | 156.3182 | 0
28.04. | 5 | 228.7479 |  | 65.4326 | 9.588 | 0 | 153.7273 | 0
28.04. | 6 | 228.8448 |  | 65.7022 | 9.588 | 0 | 153.5545 | 0
28.04. | 7 | 232.3667 |  | 65.7696 | 9.588 | 0 | 157.0091 | 0
28.04. | 8 | 228.7479 |  | 65.4326 | 9.588 | 0 | 153.7273 | 0
28.04. | 9 | 223.583 |  | 64.7586 | 9.588 | 0 | 149.2364 | 0
28.04. | 10 | 228.352 |  | 64.6912 | 9.588 | 0 | 154.0727 | 0
28.04. | 11 | 231.8065 |  | 64.6912 | 9.588 | 0 | 157.5273 | 0
28.04. | 12 | 234.351 |  | 65.163 | 9.588 | 0 | 159.6 | 0
28.04. | 13 | 231.3388 |  | 65.4326 | 9.588 | 0 | 156.3182 | 0
28.04. | 14 | 231.1282 |  | 65.5674 | 9.588 | 0 | 155.9727 | 0
28.04. | 15 | 235.6655 |  | 65.0956 | 9.588 | 0 | 160.9818 | 0
28.04. | 16 | 241.7699 |  | 65.5 | 9.588 | 0 | 166.6818 | 0
28.04. | 17 | 239.1116 |  | 65.4326 | 9.588 | 0 | 164.0909 | 0
28.04. | 18 | 233.9297 |  | 65.4326 | 9.588 | 0 | 158.9091 | 0
28.04. | 19 | 230.9934 |  | 65.4326 | 9.588 | 0 | 155.9727 | 0
28.04. | 20 | 232.1351 |  | 65.3652 | 9.588 | 0 | 157.1818 | 0
28.04. | 21 | 228.3056 |  | 65.163 | 9.588 | 0 | 153.5545 | 0
28.04. | 22 | 227.088 |  | 65.5 | 9.588 | 0 | 152 | 0
28.04. | 23 | 230.61 |  | 65.5674 | 9.588 | 0 | 155.4545 | 0
28.04. | 24 | 228.9586 |  | 65.2978 | 9.588 | 0 | 154.0727 | 0
29.04. | 1 | 229.1018 |  | 65.0956 | 9.588 | 0 | 154.4182 | 0
29.04. | 2 | 227.0206 |  | 65.4326 | 9.588 | 0 | 152 | 0
29.04. | 3 | 226.5488 |  | 64.9608 | 9.588 | 0 | 152 | 0
29.04. | 4 | 199.7825 |  | 40.44 | 9.588 | 0 | 149.7545 | 0
29.04. | 5 | 219.6608 |  | 65.5 | 9.588 | 0 | 144.5727 | 0
29.04. | 6 | 227.8464 |  | 65.5674 | 9.588 | 0 | 152.6909 | 0
29.04. | 7 | 228.3645 |  | 65.5674 | 9.588 | 0 | 153.2091 | 0
29.04. | 8 | 224.4128 |  | 66.1066 | 9.588 | 0 | 148.7182 | 0
29.04. | 9 | 235.4674 |  | 66.1066 | 9.588 | 0 | 159.7727 | 0
29.04. | 10 | 235.3874 |  | 65.163 | 9.588 | 0 | 160.6364 | 0
29.04. | 11 | 237.4222 |  | 65.2978 | 9.588 | 0 | 162.5364 | 0
29.04. | 12 | 237.8266 |  | 65.7022 | 9.588 | 0 | 162.5364 | 0
29.04. | 13 | 236.3984 |  | 66.174 | 9.588 | 0 | 160.6364 | 0
29.04. | 14 | 235.2946 |  | 66.1066 | 9.588 | 0 | 159.6 | 0
29.04. | 15 | 235.5096 |  | 64.4216 | 9.588 | 0 | 161.5 | 0
29.04. | 16 | 237.2074 |  | 64.2194 | 9.588 | 0 | 163.4 | 0
29.04. | 17 | 235.1347 |  | 64.2194 | 9.588 | 0 | 161.3273 | 0
29.04. | 18 | 229.4726 |  | 64.0846 | 9.588 | 0 | 155.8 | 0
29.04. | 19 | 232.4764 |  | 64.152 | 9.588 | 0 | 158.7364 | 0
29.04. | 20 | 234.7219 |  | 64.152 | 9.588 | 0 | 160.9818 | 0
29.04. | 21 | 233.4413 |  | 62.8714 | 9.588 | 0 | 160.9818 | 0
29.04. | 22 | 234.309 |  | 64.0846 | 9.588 | 0 | 160.6364 | 0
29.04. | 23 | 231.6802 |  | 64.2194 | 9.588 | 0 | 157.8727 | 0
29.04. | 24 | 232.131 |  | 64.152 | 9.588 | 0 | 158.3909 | 0
30.04. | 1 | 232.0636 |  | 64.0846 | 9.588 | 0 | 158.3909 | 0
30.04. | 2 | 230.3363 |  | 64.0846 | 9.588 | 0 | 156.6636 | 0
30.04. | 3 | 231.3432 |  | 63.8824 | 9.588 | 0 | 157.8727 | 0
30.04. | 4 | 229.9234 |  | 64.0172 | 9.588 | 0 | 156.3182 | 0
30.04. | 5 | 233.8582 |  | 64.152 | 9.588 | 0 | 160.1182 | 0
30.04. | 6 | 209.2026 |  | 39.4964 | 9.588 | 0 | 160.1182 | 0
30.04. | 7 | 207.5891 |  | 39.092 | 9.588 | 0 | 158.9091 | 0
30.04. | 8 | 205.9587 |  | 39.3616 | 9.588 | 0 | 157.0091 | 0
30.04. | 9 | 208.5201 |  | 39.1594 | 9.588 | 0 | 159.7727 | 0
30.04. | 10 | 211.3512 |  | 39.2268 | 9.588 | 0 | 162.5364 | 0
30.04. | 11 | 211.3132 |  | 39.3616 | 9.588 | 0 | 162.3636 | 0
30.04. | 12 | 209.9314 |  | 39.3616 | 9.588 | 0 | 160.9818 | 0
30.04. | 13 | 211.8904 |  | 39.766 | 9.588 | 0 | 162.5364 | 0
30.04. | 14 | 209.7882 |  | 39.5638 | 9.588 | 0 | 160.6364 | 0
30.04. | 15 | 207.4753 |  | 39.4964 | 9.588 | 0 | 158.3909 | 0
30.04. | 16 | 205.8154 |  | 39.5638 | 9.588 | 0 | 156.6636 | 0
30.04. | 17 | 202.1125 |  | 37.07 | 9.588 | 0 | 155.4545 | 0
30.04. | 18 | 197.6726 |  | 32.2846 | 9.588 | 0 | 155.8 | 0
30.04. | 19 | 196.6113 |  | 27.7688 | 9.588 | 0 | 159.2545 | 0
30.04. | 20 | 198.2628 |  | 28.0384 | 9.588 | 0 | 160.6364 | 0
30.04. | 21 | 223.1291 |  | 52.5592 | 9.588 | 0 | 160.9818 | 0
30.04. | 22 | 221.92 |  | 52.5592 | 9.588 | 0 | 159.7727 | 0
30.04. | 23 | 222.2654 |  | 52.5592 | 9.588 | 0 | 160.1182 | 0
30.04. | 24 | 223.1291 |  | 52.5592 | 9.588 | 0 | 160.9818 | 0
01.05. | 1 | 222.2654 |  | 52.5592 | 9.588 | 0 | 160.1182 | 0
01.05. | 2 | 221.0184 |  | 52.694 | 9.588 | 0 | 158.7364 | 0
01.05. | 3 | 221.4018 |  | 52.5592 | 9.588 | 0 | 159.2545 | 0
01.05. | 4 | 221.0522 |  | 51.346 | 9.588 | 0 | 160.1182 | 0
01.05. | 5 | 221.0522 |  | 51.346 | 9.588 | 0 | 160.1182 | 0
01.05. | 6 | 223.6052 |  | 51.4808 | 9.588 | 0 | 162.5364 | 0
01.05. | 7 | 221.0522 |  | 51.346 | 9.588 | 0 | 160.1182 | 0
01.05. | 8 | 221.5704 |  | 51.346 | 9.588 | 0 | 160.6364 | 0
01.05. | 9 | 221.7811 |  | 51.2112 | 9.588 | 0 | 160.9818 | 0
01.05. | 10 | 213.3848 |  | 51.2786 | 9.588 | 0 | 152.5182 | 0
01.05. | 11 | 217.9811 |  | 51.2112 | 9.588 | 0 | 157.1818 | 0
01.05. | 12 | 220.85 |  | 51.1438 | 9.588 | 0 | 160.1182 | 0
01.05. | 13 | 222.2318 |  | 51.1438 | 9.588 | 0 | 161.5 | 0
01.05. | 14 | 219.9864 |  | 51.1438 | 9.588 | 0 | 159.2545 | 0
01.05. | 15 | 221.4356 |  | 51.2112 | 9.588 | 0 | 160.6364 | 0
01.05. | 16 | 220.85 |  | 51.1438 | 9.588 | 0 | 160.1182 | 0
01.05. | 17 | 217.6735 |  | 51.0764 | 9.588 | 0 | 157.0091 | 0
01.05. | 18 | 218.7773 |  | 51.1438 | 9.588 | 0 | 158.0455 | 0
01.05. | 19 | 215.7356 |  | 51.2112 | 9.588 | 0 | 154.9364 | 0
01.05. | 20 | 215.7441 |  | 50.8742 | 9.588 | 0 | 155.2818 | 0
01.05. | 21 | 217.1933 |  | 50.9416 | 9.588 | 0 | 156.6636 | 0
01.05. | 22 | 220.3024 |  | 50.9416 | 9.588 | 0 | 159.7727 | 0
01.05. | 23 | 218.9206 |  | 50.9416 | 9.588 | 0 | 158.3909 | 0
01.05. | 24 | 215.2554 |  | 51.0764 | 9.588 | 0 | 154.5909 | 0
02.05. | 1 | 218.1917 |  | 51.0764 | 9.588 | 0 | 157.5273 | 0
02.05. | 2 | 217.6735 |  | 51.0764 | 9.588 | 0 | 157.0091 | 0
02.05. | 3 | 218.0569 |  | 50.9416 | 9.588 | 0 | 157.5273 | 0
02.05. | 4 | 220.1296 |  | 50.9416 | 9.588 | 0 | 159.6 | 0
02.05. | 5 | 217.8463 |  | 51.0764 | 9.588 | 0 | 157.1818 | 0
02.05. | 6 | 218.7099 |  | 51.0764 | 9.588 | 0 | 158.0455 | 0
02.05. | 7 | 214.7372 |  | 51.0764 | 9.588 | 0 | 154.0727 | 0
02.05. | 8 | 212.5296 |  | 50.9416 | 9.588 | 0 | 152 | 0
02.05. | 9 | 211.1478 |  | 50.9416 | 9.588 | 0 | 150.6182 | 0
02.05. | 10 | 217.5767 |  | 50.8068 | 9.588 | 0 | 157.1818 | 0
02.05. | 11 | 220.1296 |  | 50.9416 | 9.588 | 0 | 159.6 | 0
02.05. | 12 | 218.2002 |  | 50.7394 | 9.588 | 0 | 157.8727 | 0
02.05. | 13 | 216.9826 |  | 51.0764 | 9.588 | 0 | 156.3182 | 0
02.05. | 14 | 218.4024 |  | 50.9416 | 9.588 | 0 | 157.8727 | 0
02.05. | 15 | 217.7115 |  | 50.9416 | 9.588 | 0 | 157.1818 | 0
02.05. | 16 | 209.766 |  | 50.9416 | 9.588 | 0 | 149.2364 | 0
02.05. | 17 | 218.4024 |  | 50.9416 | 9.588 | 0 | 157.8727 | 0
02.05. | 18 | 219.266 |  | 50.9416 | 9.588 | 0 | 158.7364 | 0
02.05. | 19 | 217.8463 |  | 51.0764 | 9.588 | 0 | 157.1818 | 0
02.05. | 20 | 216.5782 |  | 50.672 | 9.588 | 0 | 156.3182 | 0
02.05. | 21 | 214.6024 |  | 50.9416 | 9.588 | 0 | 154.0727 | 0
02.05. | 22 | 213.6713 |  | 50.8742 | 9.588 | 0 | 153.2091 | 0
02.05. | 23 | 212.6644 |  | 51.0764 | 9.588 | 0 | 152 | 0
02.05. | 24 | 215.0826 |  | 51.0764 | 9.588 | 0 | 154.4182 | 0
03.05. | 1 | 213.8735 |  | 51.0764 | 9.588 | 0 | 153.2091 | 0
03.05. | 2 | 215.2174 |  | 51.2112 | 9.588 | 0 | 154.4182 | 0
03.05. | 3 | 216.734 |  | 51.346 | 9.588 | 0 | 155.8 | 0
03.05. | 4 | 213.1362 |  | 51.5482 | 9.588 | 0 | 152 | 0
03.05. | 5 | 213.1362 |  | 51.5482 | 9.588 | 0 | 152 | 0
03.05. | 6 | 212.7318 |  | 51.1438 | 9.588 | 0 | 152 | 0
03.05. | 7 | 212.5296 |  | 50.9416 | 9.588 | 0 | 152 | 0
03.05. | 8 | 216.6203 |  | 51.7504 | 9.588 | 0 | 155.2818 | 0
03.05. | 9 | 211.7839 |  | 51.7504 | 9.588 | 0 | 150.4455 | 0
03.05. | 10 | 222.0628 |  | 57.8838 | 9.588 | 0 | 154.5909 | 0
03.05. | 11 | 223.0356 |  | 61.793 | 9.588 | 0 | 151.6545 | 0
03.05. | 12 | 226.1444 |  | 64.5564 | 9.588 | 0 | 152 | 0
03.05. | 13 | 222.8121 |  | 63.815 | 9.588 | 0 | 149.4091 | 0
03.05. | 14 | 224.0212 |  | 63.815 | 9.588 | 0 | 150.6182 | 0
03.05. | 15 | 220.4993 |  | 63.7476 | 9.588 | 0 | 147.1636 | 0
03.05. | 16 | 224.0297 |  | 63.478 | 9.588 | 0 | 150.9636 | 0
03.05. | 17 | 219.741 |  | 63.6802 | 9.588 | 0 | 146.4727 | 0
03.05. | 18 | 227.4758 |  | 63.815 | 9.588 | 0 | 154.0727 | 0
03.05. | 19 | 216.6529 |  | 64.2194 | 9.588 | 0 | 142.8455 | 0
03.05. | 20 | 214.2062 |  | 52.9636 | 9.588 | 0 | 151.6545 | 0
03.05. | 21 | 229.5995 |  | 59.0296 | 9.588 | 0 | 160.9818 | 0
03.05. | 22 | 229.6623 |  | 63.4106 | 9.588 | 0 | 156.6636 | 0
03.05. | 23 | 226.2751 |  | 63.478 | 9.588 | 0 | 153.2091 | 0
03.05. | 24 | 228.7438 |  | 64.2194 | 9.588 | 0 | 154.9364 | 0
04.05. | 1 | 230.6733 |  | 64.4216 | 9.588 | 0 | 156.6636 | 0
04.05. | 2 | 230.6733 |  | 64.4216 | 9.588 | 0 | 156.6636 | 0
04.05. | 3 | 228.4952 |  | 64.489 | 9.588 | 0 | 154.4182 | 0
04.05. | 4 | 228.5626 |  | 64.5564 | 9.588 | 0 | 154.4182 | 0
04.05. | 5 | 226.1444 |  | 64.5564 | 9.588 | 0 | 152 | 0
04.05. | 6 | 228.3899 |  | 64.5564 | 9.588 | 0 | 154.2455 | 0
04.05. | 7 | 227.4209 |  | 64.6238 | 9.588 | 0 | 153.2091 | 0
04.05. | 8 | 230.0498 |  | 64.489 | 9.588 | 0 | 155.9727 | 0
04.05. | 9 | 230.4501 |  | 63.6802 | 9.588 | 0 | 157.1818 | 0
04.05. | 10 | 231.1115 |  | 63.478 | 9.588 | 0 | 158.0455 | 0
04.05. | 11 | 234.3933 |  | 63.478 | 9.588 | 0 | 161.3273 | 0
04.05. | 12 | 235.7582 |  | 64.152 | 9.588 | 0 | 162.0182 | 0
04.05. | 13 | 234.3764 |  | 64.152 | 9.588 | 0 | 160.6364 | 0
04.05. | 14 | 234.2416 |  | 64.0172 | 9.588 | 0 | 160.6364 | 0
04.05. | 15 | 238.2817 |  | 64.0846 | 9.588 | 0 | 164.6091 | 0
04.05. | 16 | 236.209 |  | 64.0846 | 9.588 | 0 | 162.5364 | 0
04.05. | 17 | 233.8582 |  | 64.152 | 9.588 | 0 | 160.1182 | 0
04.05. | 18 | 235.5855 |  | 64.152 | 9.588 | 0 | 161.8455 | 0
04.05. | 19 | 233.3316 |  | 64.489 | 9.588 | 0 | 159.2545 | 0
04.05. | 20 | 233.2642 |  | 64.4216 | 9.588 | 0 | 159.2545 | 0
04.05. | 21 | 232.8808 |  | 64.5564 | 9.588 | 0 | 158.7364 | 0
04.05. | 22 | 229.1736 |  | 63.6128 | 9.588 | 0 | 155.9727 | 0
04.05. | 23 | 231.7391 |  | 64.6238 | 9.588 | 0 | 157.5273 | 0
04.05. | 24 | 234.8482 |  | 64.6238 | 9.588 | 0 | 160.6364 | 0
05.05. | 1 | 233.8792 |  | 64.6912 | 9.588 | 0 | 159.6 | 0
05.05. | 2 | 230.4626 |  | 64.5564 | 9.588 | 0 | 156.3182 | 0
05.05. | 3 | 233.8792 |  | 64.6912 | 9.588 | 0 | 159.6 | 0
05.05. | 4 | 231.9962 |  | 64.0172 | 9.588 | 0 | 158.3909 | 0
05.05. | 5 | 234.2162 |  | 65.0282 | 9.588 | 0 | 159.6 | 0
05.05. | 6 | 237.4307 |  | 64.9608 | 9.588 | 0 | 162.8818 | 0
05.05. | 7 | 236.6344 |  | 65.0282 | 9.588 | 0 | 162.0182 | 0
05.05. | 8 | 230.6817 |  | 64.0846 | 9.588 | 0 | 157.0091 | 0
05.05. | 9 | 233.4748 |  | 64.2868 | 9.588 | 0 | 159.6 | 0
05.05. | 10 | 232.4344 |  | 63.0736 | 9.588 | 0 | 159.7727 | 0
05.05. | 11 | 231.9203 |  | 64.2868 | 9.588 | 0 | 158.0455 | 0
05.05. | 12 | 237.1316 |  | 64.489 | 9.588 | 0 | 163.0545 | 0
05.05. | 13 | 236.8156 |  | 64.6912 | 9.588 | 0 | 162.5364 | 0
05.05. | 14 | 234.1952 |  | 64.489 | 9.588 | 0 | 160.1182 | 0
05.05. | 15 | 225.4704 |  | 63.8824 | 9.588 | 0 | 152 | 0
05.05. | 16 | 231.7855 |  | 64.152 | 9.588 | 0 | 158.0455 | 0
05.05. | 17 | 231.6507 |  | 64.0172 | 9.588 | 0 | 158.0455 | 0
05.05. | 18 | 234.0394 |  | 63.815 | 9.588 | 0 | 160.6364 | 0
05.05. | 19 | 236.5081 |  | 64.5564 | 9.588 | 0 | 162.3636 | 0
05.05. | 20 | 237.0178 |  | 64.8934 | 9.588 | 0 | 162.5364 | 0
05.05. | 21 | 233.6099 |  | 61.6582 | 9.588 | 0 | 162.3636 | 0
05.05. | 22 | 235.8087 |  | 64.8934 | 9.588 | 0 | 161.3273 | 0
05.05. | 23 | 237.1526 |  | 65.0282 | 9.588 | 0 | 162.5364 | 0
05.05. | 24 | 234.667 |  | 64.9608 | 9.588 | 0 | 160.1182 | 0
06.05. | 1 | 237.4012 |  | 64.7586 | 9.588 | 0 | 163.0545 | 0
06.05. | 2 | 235.8761 |  | 64.9608 | 9.588 | 0 | 161.3273 | 0
06.05. | 3 | 233.3526 |  | 65.0282 | 9.588 | 0 | 158.7364 | 0
06.05. | 4 | 236.7103 |  | 64.7586 | 9.588 | 0 | 162.3636 | 0
06.05. | 5 | 235.1852 |  | 64.9608 | 9.588 | 0 | 160.6364 | 0
06.05. | 6 | 237.6708 |  | 65.0282 | 9.588 | 0 | 163.0545 | 0
06.05. | 7 | 234.667 |  | 64.9608 | 9.588 | 0 | 160.1182 | 0
06.05. | 8 | 237.4012 |  | 64.7586 | 9.588 | 0 | 163.0545 | 0
06.05. | 9 | 235.1347 |  | 64.2194 | 9.588 | 0 | 161.3273 | 0
06.05. | 10 | 239.099 |  | 64.5564 | 9.588 | 0 | 164.9545 | 0
06.05. | 11 | 237.0052 |  | 64.0172 | 9.588 | 0 | 163.4 | 0
06.05. | 12 | 238.4839 |  | 64.2868 | 9.588 | 0 | 164.6091 | 0
06.05. | 13 | 238.8084 |  | 63.7476 | 9.588 | 0 | 165.4727 | 0
06.05. | 14 | 241.4372 |  | 63.6128 | 9.588 | 0 | 168.2364 | 0
06.05. | 15 | 237.6077 |  | 63.4106 | 9.588 | 0 | 164.6091 | 0
06.05. | 16 | 229.2915 |  | 64.4216 | 9.588 | 0 | 155.2818 | 0
06.05. | 17 | 232.7165 |  | 64.2194 | 9.588 | 0 | 158.9091 | 0
06.05. | 18 | 232.0551 |  | 64.4216 | 9.588 | 0 | 158.0455 | 0
06.05. | 19 | 237.0178 |  | 64.8934 | 9.588 | 0 | 162.5364 | 0
06.05. | 20 | 238.526 |  | 65.3652 | 9.588 | 0 | 163.5727 | 0
06.05. | 21 | 238.0752 |  | 65.4326 | 9.588 | 0 | 163.0545 | 0
06.05. | 22 | 239.0062 |  | 65.5 | 9.588 | 0 | 163.9182 | 0
06.05. | 23 | 231.4062 |  | 65.5 | 9.588 | 0 | 156.3182 | 0
06.05. | 24 | 231.8949 |  | 65.2978 | 9.588 | 0 | 157.0091 | 0
07.05. | 1 | 233.0661 |  | 65.4326 | 9.588 | 0 | 158.0455 | 0
07.05. | 2 | 230.926 |  | 65.3652 | 9.588 | 0 | 155.9727 | 0
07.05. | 3 | 232.5479 |  | 65.4326 | 9.588 | 0 | 157.5273 | 0
07.05. | 4 | 232.6153 |  | 65.5 | 9.588 | 0 | 157.5273 | 0
07.05. | 5 | 229.5736 |  | 65.5674 | 9.588 | 0 | 154.4182 | 0
07.05. | 6 | 237.4517 |  | 65.5 | 9.588 | 0 | 162.3636 | 0
07.05. | 7 | 233.9971 |  | 65.5 | 9.588 | 0 | 158.9091 | 0
07.05. | 8 | 234.2836 |  | 65.0956 | 9.588 | 0 | 159.6 | 0
07.05. | 9 | 238.526 |  | 65.3652 | 9.588 | 0 | 163.5727 | 0
07.05. | 10 | 236.5081 |  | 64.5564 | 9.588 | 0 | 162.3636 | 0
07.05. | 11 | 234.646 |  | 64.4216 | 9.588 | 0 | 160.6364 | 0
07.05. | 12 | 232.9861 |  | 64.489 | 9.588 | 0 | 158.9091 | 0
07.05. | 13 | 233.4664 |  | 64.6238 | 9.588 | 0 | 159.2545 | 0
07.05. | 14 | 234.983 |  | 64.7586 | 9.588 | 0 | 160.6364 | 0
07.05. | 15 | 228.352 |  | 64.6912 | 9.588 | 0 | 154.0727 | 0
07.05. | 16 | 234.1278 |  | 64.4216 | 9.588 | 0 | 160.1182 | 0
07.05. | 17 | 232.5354 |  | 64.5564 | 9.588 | 0 | 158.3909 | 0
07.05. | 18 | 230.1382 |  | 65.0956 | 9.588 | 0 | 155.4545 | 0
07.05. | 19 | 228.2382 |  | 65.0956 | 9.588 | 0 | 153.5545 | 0
07.05. | 20 | 225.0153 |  | 65.5 | 9.588 | 0 | 149.9273 | 0
07.05. | 21 | 224.257 |  | 65.4326 | 9.588 | 0 | 149.2364 | 0
07.05. | 22 | 219.5808 |  | 64.5564 | 9.588 | 0 | 145.4364 | 0
07.05. | 23 | 219.1426 |  | 65.5 | 9.588 | 0 | 144.0545 | 0
07.05. | 24 | 217.4153 |  | 65.5 | 9.588 | 0 | 142.3273 | 0
08.05. | 1 | 231.9623 |  | 65.3652 | 9.588 | 0 | 157.0091 | 0
08.05. | 2 | 232.9987 |  | 65.3652 | 9.588 | 0 | 158.0455 | 0
08.05. | 3 | 230.4078 |  | 65.3652 | 9.588 | 0 | 155.4545 | 0
08.05. | 4 | 231.6169 |  | 65.3652 | 9.588 | 0 | 156.6636 | 0
08.05. | 5 | 232.2783 |  | 65.163 | 9.588 | 0 | 157.5273 | 0
08.05. | 6 | 231.4147 |  | 65.163 | 9.588 | 0 | 156.6636 | 0
08.05. | 7 | 229.342 |  | 65.163 | 9.588 | 0 | 154.5909 | 0
08.05. | 8 | 234.8692 |  | 65.163 | 9.588 | 0 | 160.1182 | 0
08.05. | 9 | 234.4438 |  | 64.2194 | 9.588 | 0 | 160.6364 | 0
08.05. | 10 | 226.768 |  | 64.489 | 9.588 | 0 | 152.6909 | 0
08.05. | 11 | 225.2808 |  | 64.5564 | 9.588 | 0 | 151.1364 | 0
08.05. | 12 | 229.0808 |  | 64.5564 | 9.588 | 0 | 154.9364 | 0
08.05. | 13 | 235.4717 |  | 64.5564 | 9.588 | 0 | 161.3273 | 0
08.05. | 14 | 236.8915 |  | 64.4216 | 9.588 | 0 | 162.8818 | 0
08.05. | 15 | 224.6363 |  | 64.0846 | 9.588 | 0 | 150.9636 | 0
08.05. | 16 | 230.8545 |  | 64.0846 | 9.588 | 0 | 157.1818 | 0
08.05. | 17 | 233.5802 |  | 64.2194 | 9.588 | 0 | 159.7727 | 0
08.05. | 18 | 223.3808 |  | 64.5564 | 9.588 | 0 | 149.2364 | 0
08.05. | 19 | 224.0927 |  | 65.0956 | 9.588 | 0 | 149.4091 | 0
08.05. | 20 | 224.9479 |  | 65.4326 | 9.588 | 0 | 149.9273 | 0
08.05. | 21 | 222.4539 |  | 65.7022 | 9.588 | 0 | 147.1636 | 0
08.05. | 22 | 221.0974 |  | 64.6912 | 9.588 | 0 | 146.8182 | 0
08.05. | 23 | 220.5244 |  | 65.5 | 9.588 | 0 | 145.4364 | 0
08.05. | 24 | 220.0736 |  | 65.5674 | 9.588 | 0 | 144.9182 | 0
09.05. | 1 | 220.6297 |  | 65.4326 | 9.588 | 0 | 145.6091 | 0
09.05. | 2 | 218.3843 |  | 65.4326 | 9.588 | 0 | 143.3636 | 0
09.05. | 3 | 220.0442 |  | 65.3652 | 9.588 | 0 | 145.0909 | 0
09.05. | 4 | 219.5554 |  | 65.5674 | 9.588 | 0 | 144.4 | 0
09.05. | 5 | 220.8109 |  | 65.0956 | 9.588 | 0 | 146.1273 | 0
09.05. | 6 | 217.4617 |  | 65.0282 | 9.588 | 0 | 142.8455 | 0
09.05. | 7 | 229.342 |  | 65.163 | 9.588 | 0 | 154.5909 | 0
09.05. | 8 | 233.0746 |  | 65.0956 | 9.588 | 0 | 158.3909 | 0
09.05. | 9 | 222.4792 |  | 64.6912 | 9.588 | 0 | 148.2 | 0
09.05. | 10 | 224.8974 |  | 64.6912 | 9.588 | 0 | 150.6182 | 0
09.05. | 11 | 226.2708 |  | 65.0282 | 9.588 | 0 | 151.6545 | 0
09.05. | 12 | 222.1633 |  | 64.8934 | 9.588 | 0 | 147.6818 | 0
09.05. | 13 | 237.0178 |  | 64.8934 | 9.588 | 0 | 162.5364 | 0
09.05. | 14 | 209.8007 |  | 40.44 | 9.588 | 0 | 159.7727 | 0
09.05. | 15 | 236.0109 |  | 65.0956 | 9.588 | 0 | 161.3273 | 0
09.05. | 16 | 237.22 |  | 65.0956 | 9.588 | 0 | 162.5364 | 0
09.05. | 17 | 238.2605 |  | 66.3088 | 9.588 | 0 | 162.3636 | 0
09.05. | 18 | 236.4658 |  | 66.2414 | 9.588 | 0 | 160.6364 | 0
09.05. | 19 | 236.3984 |  | 66.174 | 9.588 | 0 | 160.6364 | 0
09.05. | 20 | 239.4022 |  | 66.2414 | 9.588 | 0 | 163.5727 | 0
09.05. | 21 | 236.0829 |  | 60.8494 | 9.588 | 0 | 165.6455 | 0
09.05. | 22 | 233.85 |  | 61.7256 | 9.588 | 0 | 162.5364 | 0
09.05. | 23 | 232.9695 |  | 62.3996 | 9.588 | 0 | 160.9818 | 0
09.05. | 24 | 233.1127 |  | 62.1974 | 9.588 | 0 | 161.3273 | 0
10.05. | 1 | 230.0416 |  | 62.0626 | 9.588 | 0 | 158.3909 | 0
10.05. | 2 | 232.1058 |  | 62.3996 | 9.588 | 0 | 160.1182 | 0
10.05. | 3 | 234.0817 |  | 62.13 | 9.588 | 0 | 162.3636 | 0
10.05. | 4 | 234.9958 |  | 62.8714 | 9.588 | 0 | 162.5364 | 0
10.05. | 5 | 237.9235 |  | 65.9718 | 9.588 | 0 | 162.3636 | 0
10.05. | 6 | 238.0583 |  | 66.1066 | 9.588 | 0 | 162.3636 | 0
10.05. | 7 | 234.1404 |  | 65.2978 | 9.588 | 0 | 159.2545 | 0
10.05. | 8 | 228.4404 |  | 65.2978 | 9.588 | 0 | 153.5545 | 0
10.05. | 9 | 233.142 |  | 65.163 | 9.588 | 0 | 158.3909 | 0
10.05. | 10 | 235.004 |  | 65.2978 | 9.588 | 0 | 160.1182 | 0
10.05. | 11 | 235.1263 |  | 64.5564 | 9.588 | 0 | 160.9818 | 0
10.05. | 12 | 229.877 |  | 64.489 | 9.588 | 0 | 155.8 | 0
10.05. | 13 | 229.0893 |  | 64.2194 | 9.588 | 0 | 155.2818 | 0
10.05. | 14 | 230.2056 |  | 65.163 | 9.588 | 0 | 155.4545 | 0
10.05. | 15 | 233.6222 |  | 65.2978 | 9.588 | 0 | 158.7364 | 0
10.05. | 16 | 236.0109 |  | 65.0956 | 9.588 | 0 | 161.3273 | 0
10.05. | 17 | 235.3874 |  | 65.163 | 9.588 | 0 | 160.6364 | 0
10.05. | 18 | 238.0836 |  | 65.0956 | 9.588 | 0 | 163.4 | 0
10.05. | 19 | 238.9768 |  | 65.2978 | 9.588 | 0 | 164.0909 | 0
10.05. | 20 | 241.5802 |  | 66.174 | 9.588 | 0 | 165.8182 | 0
10.05. | 21 | 240.8388 |  | 65.4326 | 9.588 | 0 | 165.8182 | 0
10.05. | 22 | 239.6718 |  | 66.511 | 9.588 | 0 | 163.5727 | 0
10.05. | 23 | 236.8113 |  | 66.2414 | 9.588 | 0 | 160.9818 | 0
10.05. | 24 | 235.9476 |  | 66.2414 | 9.588 | 0 | 160.1182 | 0
11.05. | 1 | 233.9423 |  | 66.3088 | 9.588 | 0 | 158.0455 | 0
11.05. | 2 | 233.4326 |  | 65.9718 | 9.588 | 0 | 157.8727 | 0
11.05. | 3 | 235.4294 |  | 66.2414 | 9.588 | 0 | 159.6 | 0
11.05. | 4 | 234.6332 |  | 66.3088 | 9.588 | 0 | 158.7364 | 0
11.05. | 5 | 236.4658 |  | 66.2414 | 9.588 | 0 | 160.6364 | 0
11.05. | 6 | 236.015 |  | 66.3088 | 9.588 | 0 | 160.1182 | 0
11.05. | 7 | 230.926 |  | 65.3652 | 9.588 | 0 | 155.9727 | 0
11.05. | 8 | 228.8238 |  | 65.163 | 9.588 | 0 | 154.0727 | 0
11.05. | 9 | 230.0329 |  | 65.163 | 9.588 | 0 | 155.2818 | 0
11.05. | 10 | 231.9203 |  | 64.2868 | 9.588 | 0 | 158.0455 | 0
11.05. | 11 | 231.4021 |  | 64.2868 | 9.588 | 0 | 157.5273 | 0
11.05. | 12 | 231.5285 |  | 64.7586 | 9.588 | 0 | 157.1818 | 0
11.05. | 13 | 232.5943 |  | 64.9608 | 9.588 | 0 | 158.0455 | 0
11.05. | 14 | 232.9187 |  | 64.4216 | 9.588 | 0 | 158.9091 | 0
11.05. | 15 | 235.5096 |  | 64.4216 | 9.588 | 0 | 161.5 | 0
11.05. | 16 | 234.2626 |  | 64.5564 | 9.588 | 0 | 160.1182 | 0
11.05. | 17 | 233.7444 |  | 64.5564 | 9.588 | 0 | 159.6 | 0
11.05. | 18 | 234.2542 |  | 64.8934 | 9.588 | 0 | 159.7727 | 0
11.05. | 19 | 231.3557 |  | 64.7586 | 9.588 | 0 | 157.0091 | 0
11.05. | 20 | 232.1225 |  | 64.489 | 9.588 | 0 | 158.0455 | 0
11.05. | 21 | 234.4438 |  | 64.2194 | 9.588 | 0 | 160.6364 | 0
11.05. | 22 | 235.6739 |  | 64.7586 | 9.588 | 0 | 161.3273 | 0
11.05. | 23 | 232.7291 |  | 65.0956 | 9.588 | 0 | 158.0455 | 0
11.05. | 24 | 231.4905 |  | 64.8934 | 9.588 | 0 | 157.0091 | 0
12.05. | 1 | 235.9435 |  | 65.0282 | 9.588 | 0 | 161.3273 | 0
12.05. | 2 | 235.5307 |  | 64.9608 | 9.588 | 0 | 160.9818 | 0
12.05. | 3 | 232.2573 |  | 64.6238 | 9.588 | 0 | 158.0455 | 0
12.05. | 4 | 235.1178 |  | 64.8934 | 9.588 | 0 | 160.6364 | 0
12.05. | 5 | 235.1178 |  | 64.8934 | 9.588 | 0 | 160.6364 | 0
12.05. | 6 | 229.283 |  | 64.7586 | 9.588 | 0 | 154.9364 | 0
12.05. | 7 | 231.5369 |  | 64.4216 | 9.588 | 0 | 157.5273 | 0
12.05. | 8 | 229.4726 |  | 64.0846 | 9.588 | 0 | 155.8 | 0
12.05. | 9 | 230.1256 |  | 64.2194 | 9.588 | 0 | 156.3182 | 0
12.05. | 10 | 230.2099 |  | 63.6128 | 9.588 | 0 | 157.0091 | 0
12.05. | 11 | 232.0636 |  | 64.0846 | 9.588 | 0 | 158.3909 | 0
12.05. | 12 | 230.8165 |  | 64.2194 | 9.588 | 0 | 157.0091 | 0
12.05. | 13 | 228.3479 |  | 63.478 | 9.588 | 0 | 155.2818 | 0
12.05. | 14 | 230.2479 |  | 63.478 | 9.588 | 0 | 157.1818 | 0
12.05. | 15 | 231.1115 |  | 63.478 | 9.588 | 0 | 158.0455 | 0
12.05. | 16 | 232.5692 |  | 63.2084 | 9.588 | 0 | 159.7727 | 0
12.05. | 17 | 230.3911 |  | 63.2758 | 9.588 | 0 | 157.5273 | 0
12.05. | 18 | 228.7692 |  | 63.2084 | 9.588 | 0 | 155.9727 | 0
12.05. | 19 | 236.167 |  | 63.0062 | 9.588 | 0 | 163.5727 | 0
12.05. | 20 | 231.9962 |  | 64.0172 | 9.588 | 0 | 158.3909 | 0
12.05. | 21 | 233.9046 |  | 63.6802 | 9.588 | 0 | 160.6364 | 0
12.05. | 22 | 233.7234 |  | 64.0172 | 9.588 | 0 | 160.1182 | 0
12.05. | 23 | 233.4454 |  | 64.0846 | 9.588 | 0 | 159.7727 | 0
12.05. | 24 | 233.2642 |  | 64.4216 | 9.588 | 0 | 159.2545 | 0
13.05. | 1 | 232.2573 |  | 64.6238 | 9.588 | 0 | 158.0455 | 0
13.05. | 2 | 233.2726 |  | 64.0846 | 9.588 | 0 | 159.6 | 0
13.05. | 3 | 231.297 |  | 61.5908 | 9.588 | 0 | 160.1182 | 0
13.05. | 4 | 233.7152 |  | 61.5908 | 9.588 | 0 | 162.5364 | 0
13.05. | 5 | 230.387 |  | 62.0626 | 9.588 | 0 | 158.7364 | 0
13.05. | 6 | 232.2196 |  | 61.9952 | 9.588 | 0 | 160.6364 | 0
13.05. | 7 | 229.7046 |  | 61.7256 | 9.588 | 0 | 158.3909 | 0
13.05. | 8 | 230.7788 |  | 61.5908 | 9.588 | 0 | 159.6 | 0
13.05. | 9 | 227.2359 |  | 60.9842 | 9.588 | 0 | 156.6636 | 0
13.05. | 10 | 226.2838 |  | 60.3776 | 9.588 | 0 | 156.3182 | 0
13.05. | 11 | 230.3324 |  | 60.108 | 9.588 | 0 | 160.6364 | 0
13.05. | 12 | 225.3612 |  | 59.9732 | 9.588 | 0 | 155.8 | 0
13.05. | 13 | 222.0879 |  | 59.6362 | 9.588 | 0 | 152.8636 | 0
13.05. | 14 | 225.3612 |  | 59.9732 | 9.588 | 0 | 155.8 | 0
13.05. | 15 | 229.949 |  | 60.2428 | 9.588 | 0 | 160.1182 | 0
13.05. | 16 | 231.5415 |  | 60.108 | 9.588 | 0 | 161.8455 | 0
13.05. | 17 | 229.2117 |  | 60.7146 | 9.588 | 0 | 158.9091 | 0
13.05. | 18 | 212.9804 |  | 50.8742 | 9.588 | 0 | 152.5182 | 0
13.05. | 19 | 225.6519 |  | 60.782 | 9.588 | 0 | 155.2818 | 0
13.05. | 20 | 235.2444 |  | 62.6018 | 9.588 | 0 | 163.0545 | 0
13.05. | 21 | 222.9259 |  | 63.4106 | 9.588 | 0 | 149.9273 | 0
13.05. | 22 | 233.399 |  | 64.5564 | 9.588 | 0 | 159.2545 | 0
13.05. | 23 | 232.6702 |  | 64.6912 | 9.588 | 0 | 158.3909 | 0
13.05. | 24 | 231.8739 |  | 64.7586 | 9.588 | 0 | 157.5273 | 0
14.05. | 1 | 231.4905 |  | 64.8934 | 9.588 | 0 | 157.0091 | 0
14.05. | 2 | 231.7307 |  | 64.9608 | 9.588 | 0 | 157.1818 | 0
14.05. | 3 | 232.1435 |  | 65.0282 | 9.588 | 0 | 157.5273 | 0
14.05. | 4 | 233.0746 |  | 65.0956 | 9.588 | 0 | 158.3909 | 0
14.05. | 5 | 230.2351 |  | 65.3652 | 9.588 | 0 | 155.2818 | 0
14.05. | 6 | 232.826 |  | 65.3652 | 9.588 | 0 | 157.8727 | 0
14.05. | 7 | 232.5564 |  | 65.0956 | 9.588 | 0 | 157.8727 | 0
14.05. | 8 | 233.5253 |  | 65.0282 | 9.588 | 0 | 158.9091 | 0
14.05. | 9 | 205.47 |  | 39.5638 | 9.588 | 0 | 156.3182 | 0
14.05. | 10 | 231.7855 |  | 64.152 | 9.588 | 0 | 158.0455 | 0
14.05. | 11 | 233.9805 |  | 63.4106 | 9.588 | 0 | 160.9818 | 0
14.05. | 12 | 219.6441 |  | 63.4106 | 9.588 | 0 | 146.6455 | 0
14.05. | 13 | 235.0463 |  | 63.6128 | 9.588 | 0 | 161.8455 | 0
14.05. | 14 | 231.3896 |  | 63.4106 | 9.588 | 0 | 158.3909 | 0
14.05. | 15 | 233.9889 |  | 63.0736 | 9.588 | 0 | 161.3273 | 0
14.05. | 16 | 230.804 |  | 63.3432 | 9.588 | 0 | 157.8727 | 0
14.05. | 17 | 230.9977 |  | 63.8824 | 9.588 | 0 | 157.5273 | 0
14.05. | 18 | 236.7356 |  | 63.7476 | 9.588 | 0 | 163.4 | 0
14.05. | 19 | 236.4871 |  | 64.0172 | 9.588 | 0 | 162.8818 | 0
14.05. | 20 | 233.4664 |  | 64.6238 | 9.588 | 0 | 159.2545 | 0
14.05. | 21 | 235.8466 |  | 64.7586 | 9.588 | 0 | 161.5 | 0
14.05. | 22 | 233.2178 |  | 64.8934 | 9.588 | 0 | 158.7364 | 0
14.05. | 23 | 234.1488 |  | 64.9608 | 9.588 | 0 | 159.6 | 0
14.05. | 24 | 232.1435 |  | 65.0282 | 9.588 | 0 | 157.5273 | 0
15.05. | 1 | 230.7238 |  | 65.163 | 9.588 | 0 | 155.9727 | 0
15.05. | 2 | 232.5564 |  | 65.0956 | 9.588 | 0 | 157.8727 | 0
15.05. | 3 | 233.0746 |  | 65.0956 | 9.588 | 0 | 158.3909 | 0
15.05. | 4 | 231.4147 |  | 65.163 | 9.588 | 0 | 156.6636 | 0
15.05. | 5 | 225.1965 |  | 65.163 | 9.588 | 0 | 150.4455 | 0
15.05. | 6 | 230.1382 |  | 65.0956 | 9.588 | 0 | 155.4545 | 0
15.05. | 7 | 223.1576 |  | 63.815 | 9.588 | 0 | 149.7545 | 0
15.05. | 8 | 219.13 |  | 64.6238 | 9.588 | 0 | 144.9182 | 0
15.05. | 9 | 233.5802 |  | 64.2194 | 9.588 | 0 | 159.7727 | 0
15.05. | 10 | 236.4407 |  | 64.489 | 9.588 | 0 | 162.3636 | 0
15.05. | 11 | 233.7234 |  | 64.0172 | 9.588 | 0 | 160.1182 | 0
15.05. | 12 | 233.3864 |  | 63.6802 | 9.588 | 0 | 160.1182 | 0
15.05. | 13 | 231.3096 |  | 62.467 | 9.588 | 0 | 159.2545 | 0
15.05. | 14 | 224.746 |  | 62.467 | 9.588 | 0 | 152.6909 | 0
15.05. | 15 | 217.3776 |  | 62.8714 | 9.588 | 0 | 144.9182 | 0
15.05. | 16 | 229.182 |  | 63.2758 | 9.588 | 0 | 156.3182 | 0
15.05. | 17 | 233.0284 |  | 62.804 | 9.588 | 0 | 160.6364 | 0
15.05. | 18 | 231.3222 |  | 63.3432 | 9.588 | 0 | 158.3909 | 0
15.05. | 19 | 228.3143 |  | 62.0626 | 9.588 | 0 | 156.6636 | 0
15.05. | 20 | 235.3369 |  | 64.4216 | 9.588 | 0 | 161.3273 | 0
15.05. | 21 | 237.1611 |  | 64.6912 | 9.588 | 0 | 162.8818 | 0
15.05. | 22 | 237.2664 |  | 64.6238 | 9.588 | 0 | 163.0545 | 0
15.05. | 23 | 236.0488 |  | 64.9608 | 9.588 | 0 | 161.5 | 0
15.05. | 24 | 235.2526 |  | 65.0282 | 9.588 | 0 | 160.6364 | 0
16.05. | 1 | 236.0488 |  | 64.9608 | 9.588 | 0 | 161.5 | 0
16.05. | 2 | 232.6617 |  | 65.0282 | 9.588 | 0 | 158.0455 | 0
16.05. | 3 | 232.5269 |  | 64.8934 | 9.588 | 0 | 158.0455 | 0
16.05. | 4 | 228.2761 |  | 64.9608 | 9.588 | 0 | 153.7273 | 0
16.05. | 5 | 227.8128 |  | 64.152 | 9.588 | 0 | 154.0727 | 0
16.05. | 6 | 226.8858 |  | 65.2978 | 9.588 | 0 | 152 | 0
16.05. | 7 | 229.4852 |  | 64.9608 | 9.588 | 0 | 154.9364 | 0
16.05. | 8 | 224.7964 |  | 63.2084 | 9.588 | 0 | 152 | 0
16.05. | 9 | 226.5786 |  | 62.3996 | 9.588 | 0 | 154.5909 | 0
16.05. | 10 | 223.1366 |  | 63.2758 | 9.588 | 0 | 150.2727 | 0
16.05. | 11 | 225.5168 |  | 63.4106 | 9.588 | 0 | 152.5182 | 0
16.05. | 12 | 222.0118 |  | 62.6692 | 9.588 | 0 | 149.7545 | 0
16.05. | 13 | 223.7306 |  | 63.0062 | 9.588 | 0 | 151.1364 | 0
16.05. | 14 | 226.8692 |  | 63.2084 | 9.588 | 0 | 154.0727 | 0
16.05. | 15 | 224.2488 |  | 63.0062 | 9.588 | 0 | 151.6545 | 0
16.05. | 16 | 228.9798 |  | 63.0736 | 9.588 | 0 | 156.3182 | 0
16.05. | 17 | 229.9403 |  | 63.3432 | 9.588 | 0 | 157.0091 | 0
16.05. | 18 | 233.5676 |  | 63.3432 | 9.588 | 0 | 160.6364 | 0
16.05. | 19 | 236.883 |  | 64.7586 | 9.588 | 0 | 162.5364 | 0
16.05. | 20 | 235.32 |  | 65.0956 | 9.588 | 0 | 160.6364 | 0
16.05. | 21 | 235.8466 |  | 64.7586 | 9.588 | 0 | 161.5 | 0
16.05. | 22 | 229.6285 |  | 64.7586 | 9.588 | 0 | 155.2818 | 0
16.05. | 23 | 230.3488 |  | 64.9608 | 9.588 | 0 | 155.8 | 0
16.05. | 24 | 227.8466 |  | 62.804 | 9.588 | 0 | 155.4545 | 0
17.05. | 1 | 229.5149 |  | 62.3996 | 9.588 | 0 | 157.5273 | 0
17.05. | 2 | 230.3996 |  | 62.9388 | 9.588 | 0 | 157.8727 | 0
17.05. | 3 | 224.1814 |  | 62.9388 | 9.588 | 0 | 151.6545 | 0
17.05. | 4 | 222.6184 |  | 63.2758 | 9.588 | 0 | 149.7545 | 0
17.05. | 5 | 225.1586 |  | 65.2978 | 9.588 | 0 | 150.2727 | 0
17.05. | 6 | 228.2846 |  | 64.6238 | 9.588 | 0 | 154.0727 | 0
17.05. | 7 | 230.7996 |  | 64.8934 | 9.588 | 0 | 156.3182 | 0
17.05. | 8 | 233.062 |  | 64.2194 | 9.588 | 0 | 159.2545 | 0
17.05. | 9 | 230.4501 |  | 63.6802 | 9.588 | 0 | 157.1818 | 0
17.05. | 10 | 234.7977 |  | 63.8824 | 9.588 | 0 | 161.3273 | 0
17.05. | 11 | 238.4165 |  | 64.2194 | 9.588 | 0 | 164.6091 | 0
17.05. | 12 | 237.0052 |  | 64.0172 | 9.588 | 0 | 163.4 | 0
17.05. | 13 | 240.5567 |  | 64.2868 | 9.588 | 0 | 166.6818 | 0
17.05. | 14 | 236.1037 |  | 64.152 | 9.588 | 0 | 162.3636 | 0
17.05. | 15 | 237.3886 |  | 63.8824 | 9.588 | 0 | 163.9182 | 0
17.05. | 16 | 234.9915 |  | 64.4216 | 9.588 | 0 | 160.9818 | 0
17.05. | 17 | 237.3802 |  | 64.2194 | 9.588 | 0 | 163.5727 | 0
17.05. | 18 | 233.4454 |  | 64.0846 | 9.588 | 0 | 159.7727 | 0
17.05. | 19 | 236.5081 |  | 64.5564 | 9.588 | 0 | 162.3636 | 0
17.05. | 20 | 232.468 |  | 64.489 | 9.588 | 0 | 158.3909 | 0
17.05. | 21 | 232.746 |  | 64.4216 | 9.588 | 0 | 158.7364 | 0
17.05. | 22 | 232.4131 |  | 65.2978 | 9.588 | 0 | 157.5273 | 0
17.05. | 23 | 234.7934 |  | 65.4326 | 9.588 | 0 | 159.7727 | 0
17.05. | 24 | 233.0494 |  | 63.3432 | 9.588 | 0 | 160.1182 | 0
18.05. | 1 | 233.5002 |  | 63.2758 | 9.588 | 0 | 160.6364 | 0
18.05. | 2 | 234.7093 |  | 63.2758 | 9.588 | 0 | 161.8455 | 0
18.05. | 3 | 233.5002 |  | 63.2758 | 9.588 | 0 | 160.6364 | 0
18.05. | 4 | 234.4312 |  | 63.3432 | 9.588 | 0 | 161.5 | 0
18.05. | 5 | 233.9297 |  | 65.4326 | 9.588 | 0 | 158.9091 | 0
18.05. | 6 | 231.7517 |  | 65.5 | 9.588 | 0 | 156.6636 | 0
18.05. | 7 | 237.9025 |  | 65.4326 | 9.588 | 0 | 162.8818 | 0
18.05. | 8 | 234.1278 |  | 64.4216 | 9.588 | 0 | 160.1182 | 0
18.05. | 9 | 236.6682 |  | 63.6802 | 9.588 | 0 | 163.4 | 0
18.05. | 10 | 233.319 |  | 63.6128 | 9.588 | 0 | 160.1182 | 0
18.05. | 11 | 235.8131 |  | 63.3432 | 9.588 | 0 | 162.8818 | 0
18.05. | 12 | 233.0958 |  | 62.8714 | 9.588 | 0 | 160.6364 | 0
18.05. | 13 | 234.524 |  | 62.3996 | 9.588 | 0 | 162.5364 | 0
18.05. | 14 | 228.6597 |  | 62.0626 | 9.588 | 0 | 157.0091 | 0
18.05. | 15 | 232.1732 |  | 62.467 | 9.588 | 0 | 160.1182 | 0
18.05. | 16 | 233.5761 |  | 63.0062 | 9.588 | 0 | 160.9818 | 0
18.05. | 17 | 230.2438 |  | 62.2648 | 9.588 | 0 | 158.3909 | 0
18.05. | 18 | 227.8256 |  | 62.2648 | 9.588 | 0 | 155.9727 | 0
18.05. | 19 | 234.9115 |  | 63.478 | 9.588 | 0 | 161.8455 | 0
18.05. | 20 | 230.3278 |  | 64.4216 | 9.588 | 0 | 156.3182 | 0
18.05. | 21 | 233.1209 |  | 64.6238 | 9.588 | 0 | 158.9091 | 0
18.05. | 22 | 234.9156 |  | 64.6912 | 9.588 | 0 | 160.6364 | 0
18.05. | 23 | 230.3996 |  | 62.9388 | 9.588 | 0 | 157.8727 | 0
18.05. | 24 | 231.0315 |  | 62.5344 | 9.588 | 0 | 158.9091 | 0
19.05. | 1 | 232.8262 |  | 62.6018 | 9.588 | 0 | 160.6364 | 0
19.05. | 2 | 233.5845 |  | 62.6692 | 9.588 | 0 | 161.3273 | 0
19.05. | 3 | 235.7329 |  | 65.163 | 9.588 | 0 | 160.9818 | 0
19.05. | 4 | 235.9351 |  | 65.3652 | 9.588 | 0 | 160.9818 | 0
19.05. | 5 | 235.004 |  | 65.2978 | 9.588 | 0 | 160.1182 | 0
19.05. | 6 | 234.1488 |  | 64.9608 | 9.588 | 0 | 159.6 | 0
19.05. | 7 | 234.4648 |  | 64.7586 | 9.588 | 0 | 160.1182 | 0
19.05. | 8 | 235.4297 |  | 63.478 | 9.588 | 0 | 162.3636 | 0
19.05. | 9 | 235.0253 |  | 63.0736 | 9.588 | 0 | 162.3636 | 0
19.05. | 10 | 231.3306 |  | 63.0062 | 9.588 | 0 | 158.7364 | 0
19.05. | 11 | 229.9278 |  | 62.467 | 9.588 | 0 | 157.8727 | 0
19.05. | 12 | 227.181 |  | 61.793 | 9.588 | 0 | 155.8 | 0
19.05. | 13 | 231.4108 |  | 61.1864 | 9.588 | 0 | 160.6364 | 0
19.05. | 14 | 234.1196 |  | 61.9952 | 9.588 | 0 | 162.5364 | 0
19.05. | 15 | 231.4782 |  | 61.2538 | 9.588 | 0 | 160.6364 | 0
19.05. | 16 | 229.7509 |  | 61.2538 | 9.588 | 0 | 158.9091 | 0
19.05. | 17 | 230.5766 |  | 61.3886 | 9.588 | 0 | 159.6 | 0
19.05. | 18 | 230.0838 |  | 60.3776 | 9.588 | 0 | 160.1182 | 0
19.05. | 19 | 228.6177 |  | 60.9842 | 9.588 | 0 | 158.0455 | 0
19.05. | 20 | 230.345 |  | 60.9842 | 9.588 | 0 | 159.7727 | 0
19.05. | 21 | 233.7362 |  | 62.13 | 9.588 | 0 | 162.0182 | 0
19.05. | 22 | 235.1052 |  | 64.0172 | 9.588 | 0 | 161.5 | 0
19.05. | 23 | 226.7853 |  | 58.2882 | 9.588 | 0 | 158.9091 | 0
19.05. | 24 | 225.4499 |  | 57.8164 | 9.588 | 0 | 158.0455 | 0
20.05. | 1 | 227.0718 |  | 57.8838 | 9.588 | 0 | 159.6 | 0
20.05. | 2 | 228.3355 |  | 59.8384 | 9.588 | 0 | 158.9091 | 0
20.05. | 3 | 229.5446 |  | 59.8384 | 9.588 | 0 | 160.1182 | 0
20.05. | 4 | 222.9348 |  | 57.5468 | 9.588 | 0 | 155.8 | 0
20.05. | 5 | 222.442 |  | 56.5358 | 9.588 | 0 | 156.3182 | 0
20.05. | 6 | 223.2131 |  | 54.716 | 9.588 | 0 | 158.9091 | 0
20.05. | 7 | 226.1959 |  | 54.2442 | 9.588 | 0 | 162.3636 | 0
20.05. | 8 | 225.5472 |  | 52.5592 | 9.588 | 0 | 163.4 | 0
20.05. | 9 | 221.9074 |  | 51.683 | 9.588 | 0 | 160.6364 | 0
20.05. | 10 | 221.3008 |  | 51.0764 | 9.588 | 0 | 160.6364 | 0
20.05. | 11 | 221.0522 |  | 51.346 | 9.588 | 0 | 160.1182 | 0
20.05. | 12 | 222.8848 |  | 51.2786 | 9.588 | 0 | 162.0182 | 0
20.05. | 13 | 221.7052 |  | 51.4808 | 9.588 | 0 | 160.6364 | 0
20.05. | 14 | 222.9102 |  | 50.2676 | 9.588 | 0 | 163.0545 | 0
20.05. | 15 | 223.2682 |  | 51.1438 | 9.588 | 0 | 162.5364 | 0
20.05. | 16 | 226.5795 |  | 51.346 | 9.588 | 0 | 165.6455 | 0
20.05. | 17 | 219.4049 |  | 52.2896 | 9.588 | 0 | 157.5273 | 0
20.05. | 18 | 220.7952 |  | 51.9526 | 9.588 | 0 | 159.2545 | 0
20.05. | 19 | 215.7904 |  | 50.4024 | 9.588 | 0 | 155.8 | 0
20.05. | 20 | 212.0494 |  | 50.8068 | 9.588 | 0 | 151.6545 | 0
20.05. | 21 | 212.3864 |  | 51.1438 | 9.588 | 0 | 151.6545 | 0
20.05. | 22 | 216.1485 |  | 51.2786 | 9.588 | 0 | 155.2818 | 0
20.05. | 23 | 214.2782 |  | 48.7174 | 9.588 | 0 | 155.9727 | 0
20.05. | 24 | 217.4716 |  | 48.1108 | 9.588 | 0 | 159.7727 | 0
21.05. | 1 | 216.0139 |  | 48.3804 | 9.588 | 0 | 158.0455 | 0
21.05. | 2 | 219.3039 |  | 50.8068 | 9.588 | 0 | 158.9091 | 0
21.05. | 3 | 216.0811 |  | 51.2112 | 9.588 | 0 | 155.2818 | 0
21.05. | 4 | 216.1485 |  | 51.2786 | 9.588 | 0 | 155.2818 | 0
21.05. | 5 | 217.1848 |  | 51.2786 | 9.588 | 0 | 156.3182 | 0
21.05. | 6 | 224.1529 |  | 51.683 | 9.588 | 0 | 162.8818 | 0
21.05. | 7 | 222.6406 |  | 49.998 | 9.588 | 0 | 163.0545 | 0
21.05. | 8 | 223.0914 |  | 49.9306 | 9.588 | 0 | 163.5727 | 0
21.05. | 9 | 225.6823 |  | 49.9306 | 9.588 | 0 | 166.1636 | 0
21.05. | 10 | 226.8998 |  | 49.5936 | 9.588 | 0 | 167.7182 | 0
21.05. | 11 | 226.15 |  | 49.1892 | 9.588 | 0 | 167.3727 | 0
21.05. | 12 | 226.2384 |  | 49.7958 | 9.588 | 0 | 166.8545 | 0
21.05. | 13 | 225.9688 |  | 49.5262 | 9.588 | 0 | 166.8545 | 0
21.05. | 14 | 219.3547 |  | 48.7848 | 9.588 | 0 | 160.9818 | 0
21.05. | 15 | 214.5688 |  | 49.5262 | 9.588 | 0 | 155.4545 | 0
21.05. | 16 | 212.2559 |  | 49.4588 | 9.588 | 0 | 153.2091 | 0
21.05. | 17 | 213.128 |  | 49.1218 | 9.588 | 0 | 154.4182 | 0
21.05. | 18 | 219.6832 |  | 49.4588 | 9.588 | 0 | 160.6364 | 0
21.05. | 19 | 218.3688 |  | 49.5262 | 9.588 | 0 | 159.2545 | 0
21.05. | 20 | 217.324 |  | 49.8632 | 9.588 | 0 | 157.8727 | 0
21.05. | 21 | 216.4519 |  | 50.2002 | 9.588 | 0 | 156.6636 | 0
21.05. | 22 | 217.6735 |  | 51.0764 | 9.588 | 0 | 157.0091 | 0
21.05. | 23 | 216.3719 |  | 49.2566 | 9.588 | 0 | 157.5273 | 0
21.05. | 24 | 216.2371 |  | 49.1218 | 9.588 | 0 | 157.5273 | 0
22.05. | 1 | 217.5136 |  | 49.1892 | 9.588 | 0 | 158.7364 | 0
22.05. | 2 | 216.9362 |  | 51.5482 | 9.588 | 0 | 155.8 | 0
22.05. | 3 | 219.0679 |  | 51.9526 | 9.588 | 0 | 157.5273 | 0
22.05. | 4 | 219.2786 |  | 51.8178 | 9.588 | 0 | 157.8727 | 0
22.05. | 5 | 218.2717 |  | 52.02 | 9.588 | 0 | 156.6636 | 0
22.05. | 6 | 217.724 |  | 51.8178 | 9.588 | 0 | 156.3182 | 0
22.05. | 7 | 220.5256 |  | 51.683 | 9.588 | 0 | 159.2545 | 0
22.05. | 8 | 215.9127 |  | 49.661 | 9.588 | 0 | 156.6636 | 0
22.05. | 9 | 214.6657 |  | 49.7958 | 9.588 | 0 | 155.2818 | 0
22.05. | 10 | 217.0459 |  | 49.9306 | 9.588 | 0 | 157.5273 | 0
22.05. | 11 | 222.5058 |  | 49.8632 | 9.588 | 0 | 163.0545 | 0
22.05. | 12 | 218.3688 |  | 49.5262 | 9.588 | 0 | 159.2545 | 0
22.05. | 13 | 219.481 |  | 49.2566 | 9.588 | 0 | 160.6364 | 0
22.05. | 14 | 219.6917 |  | 49.1218 | 9.588 | 0 | 160.9818 | 0
22.05. | 15 | 215.9001 |  | 48.7848 | 9.588 | 0 | 157.5273 | 0
22.05. | 16 | 211.86 |  | 48.7174 | 9.588 | 0 | 153.5545 | 0
22.05. | 17 | 206.3458 |  | 44.0668 | 9.588 | 0 | 152.6909 | 0
22.05. | 18 | 202.824 |  | 41.236 | 9.588 | 0 | 152 | 0
22.05. | 19 | 204.8378 |  | 40.8316 | 9.588 | 0 | 154.4182 | 0
22.05. | 20 | 200.7682 |  | 40.562 | 9.588 | 0 | 150.6182 | 0
22.05. | 21 | 200.0773 |  | 40.562 | 9.588 | 0 | 149.9273 | 0
22.05. | 22 | 201.1306 |  | 39.888 | 9.588 | 0 | 151.6545 | 0
22.05. | 23 | 203.5826 |  | 38.54 | 9.588 | 0 | 155.4545 | 0
22.05. | 24 | 200.0606 |  | 38.4726 | 9.588 | 0 | 152 | 0
23.05. | 1 | 204.9265 |  | 38.6748 | 9.588 | 0 | 156.6636 | 0
23.05. | 2 | 206.287 |  | 40.899 | 9.588 | 0 | 155.8 | 0
23.05. | 3 | 193.1303 |  | 40.6968 | 9.588 | 0 | 142.8455 | 0
23.05. | 4 | 189.7347 |  | 41.1012 | 9.588 | 0 | 139.0455 | 0
23.05. | 5 | 191.9802 |  | 41.1012 | 9.588 | 0 | 141.2909 | 0
23.05. | 6 | 187.0174 |  | 40.6294 | 9.588 | 0 | 136.8 | 0
23.05. | 7 | 188.5341 |  | 40.7642 | 9.588 | 0 | 138.1818 | 0
23.05. | 8 | 185.0206 |  | 40.3598 | 9.588 | 0 | 135.0727 | 0
23.05. | 9 | 187.0174 |  | 40.6294 | 9.588 | 0 | 136.8 | 0
23.05. | 10 | 188.4836 |  | 40.0228 | 9.588 | 0 | 138.8727 | 0
23.05. | 11 | 189.0481 |  | 39.551 | 9.588 | 0 | 139.9091 | 0
23.05. | 12 | 182.9353 |  | 39.4836 | 9.588 | 0 | 133.8636 | 0
23.05. | 13 | 185.4714 |  | 40.2924 | 9.588 | 0 | 135.5909 | 0
23.05. | 14 | 184.5698 |  | 40.4272 | 9.588 | 0 | 134.5545 | 0
23.05. | 15 | 180.1084 |  | 40.6294 | 9.588 | 0 | 129.8909 | 0
23.05. | 16 | 198.8388 |  | 40.3598 | 9.588 | 0 | 148.8909 | 0
23.05. | 17 | 205.1538 |  | 40.6294 | 9.588 | 0 | 154.9364 | 0
23.05. | 18 | 202.4196 |  | 40.8316 | 9.588 | 0 | 152 | 0
23.05. | 19 | 202.6218 |  | 41.0338 | 9.588 | 0 | 152 | 0
23.05. | 20 | 206.0764 |  | 41.0338 | 9.588 | 0 | 155.4545 | 0
23.05. | 21 | 206.8852 |  | 41.8426 | 9.588 | 0 | 155.4545 | 0
23.05. | 22 | 209.8005 |  | 41.3034 | 9.588 | 0 | 158.9091 | 0
23.05. | 23 | 217.6822 |  | 47.976 | 9.588 | 0 | 160.1182 | 0
23.05. | 24 | 217.8588 |  | 51.9526 | 9.588 | 0 | 156.3182 | 0
24.05. | 1 | 221.8526 |  | 52.4918 | 9.588 | 0 | 159.7727 | 0
24.05. | 2 | 217.0836 |  | 52.5592 | 9.588 | 0 | 154.9364 | 0
24.05. | 3 | 218.398 |  | 52.4918 | 9.588 | 0 | 156.3182 | 0
24.05. | 4 | 218.398 |  | 52.4918 | 9.588 | 0 | 156.3182 | 0
24.05. | 5 | 221.4479 |  | 54.8508 | 9.588 | 0 | 157.0091 | 0
24.05. | 6 | 216.2156 |  | 54.1094 | 9.588 | 0 | 152.5182 | 0
24.05. | 7 | 217.905 |  | 54.2442 | 9.588 | 0 | 154.0727 | 0
24.05. | 8 | 216.9993 |  | 53.1658 | 9.588 | 0 | 154.2455 | 0
24.05. | 9 | 219.8009 |  | 53.031 | 9.588 | 0 | 157.1818 | 0
24.05. | 10 | 220.2811 |  | 53.1658 | 9.588 | 0 | 157.5273 | 0
24.05. | 11 | 219.8093 |  | 52.694 | 9.588 | 0 | 157.5273 | 0
24.05. | 12 | 206.3078 |  | 44.2016 | 9.588 | 0 | 152.5182 | 0
24.05. | 13 | 216.3927 |  | 52.5592 | 9.588 | 0 | 154.2455 | 0
24.05. | 14 | 210.3472 |  | 52.5592 | 9.588 | 0 | 148.2 | 0
24.05. | 15 | 220.8078 |  | 52.8288 | 9.588 | 0 | 158.3909 | 0
24.05. | 16 | 219.9441 |  | 52.8288 | 9.588 | 0 | 157.5273 | 0
24.05. | 17 | 221.3933 |  | 52.8962 | 9.588 | 0 | 158.9091 | 0
24.05. | 18 | 221.01 |  | 53.031 | 9.588 | 0 | 158.3909 | 0
24.05. | 19 | 217.3068 |  | 53.3006 | 9.588 | 0 | 154.4182 | 0
24.05. | 20 | 218.1156 |  | 54.1094 | 9.588 | 0 | 154.4182 | 0
24.05. | 21 | 216.4852 |  | 54.379 | 9.588 | 0 | 152.5182 | 0
24.05. | 22 | 214.9222 |  | 54.716 | 9.588 | 0 | 150.6182 | 0
24.05. | 23 | 214.1472 |  | 52.5592 | 9.588 | 0 | 152 | 0
24.05. | 24 | 215.2215 |  | 52.4244 | 9.588 | 0 | 153.2091 | 0
25.05. | 1 | 216.498 |  | 52.4918 | 9.588 | 0 | 154.4182 | 0
25.05. | 2 | 216.3927 |  | 52.5592 | 9.588 | 0 | 154.2455 | 0
25.05. | 3 | 217.2943 |  | 52.4244 | 9.588 | 0 | 155.2818 | 0
25.05. | 4 | 217.5639 |  | 52.694 | 9.588 | 0 | 155.2818 | 0
25.05. | 5 | 218.5874 |  | 54.5812 | 9.588 | 0 | 154.4182 | 0
25.05. | 6 | 215.3056 |  | 54.5812 | 9.588 | 0 | 151.1364 | 0
25.05. | 7 | 216.8981 |  | 54.4464 | 9.588 | 0 | 152.8636 | 0
25.05. | 8 | 214.956 |  | 53.368 | 9.588 | 0 | 152 | 0
25.05. | 9 | 200.6375 |  | 41.6404 | 9.588 | 0 | 149.4091 | 0
25.05. | 10 | 198.9482 |  | 41.5056 | 9.588 | 0 | 147.8545 | 0
25.05. | 11 | 205.2253 |  | 41.91 | 9.588 | 0 | 153.7273 | 0
25.05. | 12 | 213.4015 |  | 53.368 | 9.588 | 0 | 150.4455 | 0
25.05. | 13 | 214.8761 |  | 52.4244 | 9.588 | 0 | 152.8636 | 0
25.05. | 14 | 212.8792 |  | 52.1548 | 9.588 | 0 | 151.1364 | 0
25.05. | 15 | 214.973 |  | 52.694 | 9.588 | 0 | 152.6909 | 0
25.05. | 16 | 214.0798 |  | 52.4918 | 9.588 | 0 | 152 | 0
25.05. | 17 | 215.8071 |  | 52.4918 | 9.588 | 0 | 153.7273 | 0
25.05. | 18 | 216.5275 |  | 52.694 | 9.588 | 0 | 154.2455 | 0
25.05. | 19 | 223.8705 |  | 53.3006 | 9.588 | 0 | 160.9818 | 0
25.05. | 20 | 221.8946 |  | 53.5702 | 9.588 | 0 | 158.7364 | 0
25.05. | 21 | 222.0294 |  | 53.705 | 9.588 | 0 | 158.7364 | 0
25.05. | 22 | 224.6667 |  | 53.2332 | 9.588 | 0 | 161.8455 | 0
25.05. | 23 | 220.7952 |  | 51.9526 | 9.588 | 0 | 159.2545 | 0
25.05. | 24 | 207.373 |  | 52.694 | 9.588 | 0 | 145.0909 | 0
26.05. | 1 | 217.6987 |  | 52.8288 | 9.588 | 0 | 155.2818 | 0
26.05. | 2 | 219.0131 |  | 52.7614 | 9.588 | 0 | 156.6636 | 0
26.05. | 3 | 214.7708 |  | 52.4918 | 9.588 | 0 | 152.6909 | 0
26.05. | 4 | 210.2965 |  | 54.5812 | 9.588 | 0 | 146.1273 | 0
26.05. | 5 | 221.3131 |  | 54.716 | 9.588 | 0 | 157.0091 | 0
26.05. | 6 | 217.4457 |  | 54.6486 | 9.588 | 0 | 153.2091 | 0
26.05. | 7 | 218.6928 |  | 54.5138 | 9.588 | 0 | 154.5909 | 0
26.05. | 8 | 219.3416 |  | 53.4354 | 9.588 | 0 | 156.3182 | 0
26.05. | 9 | 220.5297 |  | 52.8962 | 9.588 | 0 | 158.0455 | 0
26.05. | 10 | 220.0789 |  | 52.9636 | 9.588 | 0 | 157.5273 | 0
26.05. | 11 | 218.4654 |  | 52.5592 | 9.588 | 0 | 156.3182 | 0
26.05. | 12 | 218.2548 |  | 52.694 | 9.588 | 0 | 155.9727 | 0
26.05. | 13 | 220.0579 |  | 52.4244 | 9.588 | 0 | 158.0455 | 0
26.05. | 14 | 223.3313 |  | 52.7614 | 9.588 | 0 | 160.9818 | 0
26.05. | 15 | 228.2435 |  | 52.4918 | 9.588 | 0 | 166.1636 | 0
26.05. | 16 | 225.9516 |  | 52.9636 | 9.588 | 0 | 163.4 | 0
26.05. | 17 | 223.188 |  | 52.9636 | 9.588 | 0 | 160.6364 | 0
26.05. | 18 | 221.928 |  | 57.749 | 9.588 | 0 | 154.5909 | 0
26.05. | 19 | 219.5141 |  | 56.1988 | 9.588 | 0 | 153.7273 | 0
26.05. | 20 | 222.4082 |  | 57.8838 | 9.588 | 0 | 154.9364 | 0
26.05. | 21 | 221.4223 |  | 58.6252 | 9.588 | 0 | 153.2091 | 0
26.05. | 22 | 219.7204 |  | 57.6142 | 9.588 | 0 | 152.5182 | 0
26.05. | 23 | 208.6069 |  | 57.2098 | 9.588 | 0 | 141.8091 | 0
26.05. | 24 | 210.6712 |  | 57.5468 | 9.588 | 0 | 143.5364 | 0
27.05. | 1 | 213.4054 |  | 57.3446 | 9.588 | 0 | 146.4727 | 0
27.05. | 2 | 224.0258 |  | 59.5014 | 9.588 | 0 | 154.9364 | 0
27.05. | 3 | 227.2023 |  | 59.5688 | 9.588 | 0 | 158.0455 | 0
27.05. | 4 | 225.3992 |  | 59.8384 | 9.588 | 0 | 155.9727 | 0
27.05. | 5 | 224.881 |  | 59.8384 | 9.588 | 0 | 155.4545 | 0
27.05. | 6 | 227.6152 |  | 59.6362 | 9.588 | 0 | 158.3909 | 0
27.05. | 7 | 227.7963 |  | 59.2992 | 9.588 | 0 | 158.9091 | 0
27.05. | 8 | 227.1098 |  | 57.749 | 9.588 | 0 | 159.7727 | 0
27.05. | 9 | 222.2314 |  | 56.6706 | 9.588 | 0 | 155.9727 | 0
27.05. | 10 | 223.2508 |  | 57.3446 | 9.588 | 0 | 156.3182 | 0
27.05. | 11 | 226.3894 |  | 57.5468 | 9.588 | 0 | 159.2545 | 0
27.05. | 12 | 227.253 |  | 57.5468 | 9.588 | 0 | 160.1182 | 0
27.05. | 13 | 226.1408 |  | 57.8164 | 9.588 | 0 | 158.7364 | 0
27.05. | 14 | 214.3674 |  | 44.6612 | 9.588 | 0 | 160.1182 | 0
27.05. | 15 | 227.0508 |  | 57.3446 | 9.588 | 0 | 160.1182 | 0
27.05. | 16 | 230.8508 |  | 57.3446 | 9.588 | 0 | 163.9182 | 0
27.05. | 17 | 227.9819 |  | 57.412 | 9.588 | 0 | 160.9818 | 0
27.05. | 18 | 225.8164 |  | 58.3556 | 9.588 | 0 | 157.8727 | 0
27.05. | 19 | 234.9115 |  | 63.478 | 9.588 | 0 | 161.8455 | 0
27.05. | 20 | 232.6702 |  | 64.6912 | 9.588 | 0 | 158.3909 | 0
27.05. | 21 | 231.0103 |  | 64.7586 | 9.588 | 0 | 156.6636 | 0
27.05. | 22 | 228.1626 |  | 62.6018 | 9.588 | 0 | 155.9727 | 0
27.05. | 23 | 225.5422 |  | 62.3996 | 9.588 | 0 | 153.5545 | 0
27.05. | 24 | 223.3941 |  | 57.1424 | 9.588 | 0 | 156.6636 | 0
28.05. | 1 | 222.7326 |  | 57.3446 | 9.588 | 0 | 155.8 | 0
28.05. | 2 | 216.8921 |  | 53.0586 | 9.588 | 0 | 154.2455 | 0
28.05. | 3 | 221.8253 |  | 53.3282 | 9.588 | 0 | 158.9091 | 0
28.05. | 4 | 221.5852 |  | 53.2608 | 9.588 | 0 | 158.7364 | 0
28.05. | 5 | 228.6894 |  | 59.5014 | 9.588 | 0 | 159.6 | 0
28.05. | 6 | 226.9327 |  | 59.2992 | 9.588 | 0 | 158.0455 | 0
28.05. | 7 | 228.4198 |  | 59.2318 | 9.588 | 0 | 159.6 | 0
28.05. | 8 | 230.8929 |  | 58.423 | 9.588 | 0 | 162.8818 | 0
28.05. | 9 | 230.8044 |  | 57.8164 | 9.588 | 0 | 163.4 | 0
28.05. | 10 | 232.0135 |  | 57.8164 | 9.588 | 0 | 164.6091 | 0
28.05. | 11 | 229.6797 |  | 57.2098 | 9.588 | 0 | 162.8818 | 0
28.05. | 12 | 232.1947 |  | 57.4794 | 9.588 | 0 | 165.1273 | 0
28.05. | 13 | 232.0599 |  | 57.3446 | 9.588 | 0 | 165.1273 | 0
28.05. | 14 | 229.5828 |  | 56.9402 | 9.588 | 0 | 163.0545 | 0
28.05. | 15 | 224.7844 |  | 56.8054 | 9.588 | 0 | 158.3909 | 0
28.05. | 16 | 220.7358 |  | 57.075 | 9.588 | 0 | 154.0727 | 0
28.05. | 17 | 224.4389 |  | 56.8054 | 9.588 | 0 | 158.0455 | 0
28.05. | 18 | 222.3282 |  | 56.9402 | 9.588 | 0 | 155.8 | 0
28.05. | 19 | 227.3668 |  | 57.1424 | 9.588 | 0 | 160.6364 | 0
28.05. | 20 | 227.0044 |  | 57.8164 | 9.588 | 0 | 159.6 | 0
28.05. | 21 | 225.6142 |  | 58.1534 | 9.588 | 0 | 157.8727 | 0
28.05. | 22 | 220.9844 |  | 56.8054 | 9.588 | 0 | 154.5909 | 0
28.05. | 23 | 221.6542 |  | 56.2662 | 9.588 | 0 | 155.8 | 0
28.05. | 24 | 222.164 |  | 56.6032 | 9.588 | 0 | 155.9727 | 0
29.05. | 1 | 223.2593 |  | 57.0076 | 9.588 | 0 | 156.6636 | 0
29.05. | 2 | 225.054 |  | 57.075 | 9.588 | 0 | 158.3909 | 0
29.05. | 3 | 223.0653 |  | 59.2318 | 9.588 | 0 | 154.2455 | 0
29.05. | 4 | 218.6418 |  | 59.2992 | 9.588 | 0 | 149.7545 | 0
29.05. | 5 | 218.0562 |  | 59.2318 | 9.588 | 0 | 149.2364 | 0
29.05. | 6 | 224.207 |  | 59.1644 | 9.588 | 0 | 155.4545 | 0
29.05. | 7 | 225.6941 |  | 59.097 | 9.588 | 0 | 157.0091 | 0
29.05. | 8 | 227.0044 |  | 57.8164 | 9.588 | 0 | 159.6 | 0
29.05. | 9 | 224.401 |  | 56.9402 | 9.588 | 0 | 157.8727 | 0
29.05. | 10 | 223.5079 |  | 56.738 | 9.588 | 0 | 157.1818 | 0
29.05. | 11 | 221.3214 |  | 57.1424 | 9.588 | 0 | 154.5909 | 0
29.05. | 12 | 220.1502 |  | 57.0076 | 9.588 | 0 | 153.5545 | 0
29.05. | 13 | 218.7304 |  | 57.1424 | 9.588 | 0 | 152 | 0
29.05. | 14 | 216.2828 |  | 56.9402 | 9.588 | 0 | 149.7545 | 0
29.05. | 15 | 218.5282 |  | 56.9402 | 9.588 | 0 | 152 | 0
29.05. | 16 | 216.1859 |  | 56.6706 | 9.588 | 0 | 149.9273 | 0
29.05. | 17 | 223.2677 |  | 56.6706 | 9.588 | 0 | 157.0091 | 0
29.05. | 18 | 225.964 |  | 56.6032 | 9.588 | 0 | 159.7727 | 0
29.05. | 19 | 224.6411 |  | 57.0076 | 9.588 | 0 | 158.0455 | 0
29.05. | 20 | 220.4029 |  | 57.9512 | 9.588 | 0 | 152.8636 | 0
29.05. | 21 | 223.0612 |  | 58.0186 | 9.588 | 0 | 155.4545 | 0
29.05. | 22 | 223.3518 |  | 58.8274 | 9.588 | 0 | 154.9364 | 0
29.05. | 23 | 219.6025 |  | 56.8054 | 9.588 | 0 | 153.2091 | 0
29.05. | 24 | 225.0032 |  | 59.097 | 9.588 | 0 | 156.3182 | 0
30.05. | 1 | 224.2744 |  | 59.2318 | 9.588 | 0 | 155.4545 | 0
30.05. | 2 | 211.6493 |  | 48.8522 | 9.588 | 0 | 153.2091 | 0
30.05. | 3 | 222.3449 |  | 59.0296 | 9.588 | 0 | 153.7273 | 0
30.05. | 4 | 223.9584 |  | 59.434 | 9.588 | 0 | 154.9364 | 0
30.05. | 5 | 223.7562 |  | 59.2318 | 9.588 | 0 | 154.9364 | 0
30.05. | 6 | 222.1722 |  | 59.0296 | 9.588 | 0 | 153.5545 | 0
30.05. | 7 | 225.1549 |  | 58.5578 | 9.588 | 0 | 157.0091 | 0
30.05. | 8 | 225.4794 |  | 58.0186 | 9.588 | 0 | 157.8727 | 0
30.05. | 9 | 222.5978 |  | 57.2098 | 9.588 | 0 | 155.8 | 0
30.05. | 10 | 216.4558 |  | 54.1768 | 9.588 | 0 | 152.6909 | 0
30.05. | 11 | 217.5006 |  | 53.8398 | 9.588 | 0 | 154.0727 | 0
30.05. | 12 | 213.8438 |  | 53.6376 | 9.588 | 0 | 150.6182 | 0
30.05. | 13 | 213.6711 |  | 53.6376 | 9.588 | 0 | 150.4455 | 0
30.05. | 14 | 209.8878 |  | 55.727 | 9.588 | 0 | 144.5727 | 0
30.05. | 15 | 211.3539 |  | 55.1204 | 9.588 | 0 | 146.6455 | 0
30.05. | 16 | 219.9818 |  | 55.4574 | 9.588 | 0 | 154.9364 | 0
30.05. | 17 | 215.3182 |  | 55.4574 | 9.588 | 0 | 150.2727 | 0
30.05. | 18 | 217.1807 |  | 50.0654 | 9.588 | 0 | 157.5273 | 0
30.05. | 19 | 212.7782 |  | 50.672 | 9.588 | 0 | 152.5182 | 0
30.05. | 20 | 214.3538 |  | 51.2112 | 9.588 | 0 | 153.5545 | 0
30.05. | 21 | 214.6908 |  | 51.5482 | 9.588 | 0 | 153.5545 | 0
30.05. | 22 | 215.8535 |  | 52.02 | 9.588 | 0 | 154.2455 | 0
30.05. | 23 | 212.8036 |  | 49.661 | 9.588 | 0 | 153.5545 | 0
30.05. | 24 | 209.7155 |  | 50.2002 | 9.588 | 0 | 149.9273 | 0
31.05. | 1 | 211.2406 |  | 49.998 | 9.588 | 0 | 151.6545 | 0
31.05. | 2 | 212.2936 |  | 52.0874 | 9.588 | 0 | 150.6182 | 0
31.05. | 3 | 206.362 |  | 51.683 | 9.588 | 0 | 145.0909 | 0
31.05. | 4 | 204.7695 |  | 51.8178 | 9.588 | 0 | 143.3636 | 0
31.05. | 5 | 207.6974 |  | 52.1548 | 9.588 | 0 | 145.9545 | 0
31.05. | 6 | 200.0679 |  | 51.9526 | 9.588 | 0 | 138.5273 | 0
31.05. | 7 | 213.3384 |  | 51.7504 | 9.588 | 0 | 152 | 0
31.05. | 8 | 208.5274 |  | 50.7394 | 9.588 | 0 | 148.2 | 0
31.05. | 9 | 213.4691 |  | 50.672 | 9.588 | 0 | 153.2091 | 0
31.05. | 10 | 210.5497 |  | 49.998 | 9.588 | 0 | 150.9636 | 0
31.05. | 11 | 209.4923 |  | 49.4588 | 9.588 | 0 | 150.4455 | 0
31.05. | 12 | 210.0779 |  | 49.5262 | 9.588 | 0 | 150.9636 | 0
31.05. | 13 | 208.9826 |  | 49.1218 | 9.588 | 0 | 150.2727 | 0
31.05. | 14 | 209.665 |  | 49.4588 | 9.588 | 0 | 150.6182 | 0
31.05. | 15 | 210.5497 |  | 49.998 | 9.588 | 0 | 150.9636 | 0
31.05. | 16 | 216.2497 |  | 49.998 | 9.588 | 0 | 156.6636 | 0
31.05. | 17 | 218.3814 |  | 50.4024 | 9.588 | 0 | 158.3909 | 0
31.05. | 18 | 217.7873 |  | 50.672 | 9.588 | 0 | 157.5273 | 0
31.05. | 19 | 215.4745 |  | 50.6046 | 9.588 | 0 | 155.2818 | 0
31.05. | 20 | 216.3886 |  | 51.346 | 9.588 | 0 | 155.4545 | 0
31.05. | 21 | 215.1331 |  | 51.8178 | 9.588 | 0 | 153.7273 | 0
31.05. | 22 | 214.6065 |  | 52.1548 | 9.588 | 0 | 152.8636 | 0
31.05. | 23 | 213.9958 |  | 50.335 | 9.588 | 0 | 154.0727 | 0
31.05. | 24 | 217.9011 |  | 50.2676 | 9.588 | 0 | 158.0455 | 0
01.06. | 1 | 215.8958 |  | 50.335 | 9.588 | 0 | 155.9727 | 0
01.06. | 2 | 220.4708 |  | 52.4918 | 9.588 | 0 | 158.3909 | 0
01.06. | 3 | 218.7435 |  | 52.4918 | 9.588 | 0 | 156.6636 | 0
01.06. | 4 | 217.7366 |  | 52.694 | 9.588 | 0 | 155.4545 | 0
01.06. | 5 | 214.973 |  | 52.694 | 9.588 | 0 | 152.6909 | 0
01.06. | 6 | 219.7883 |  | 52.1548 | 9.588 | 0 | 158.0455 | 0
01.06. | 7 | 215.9209 |  | 52.0874 | 9.588 | 0 | 154.2455 | 0
01.06. | 8 | 216.1948 |  | 50.8068 | 9.588 | 0 | 155.8 | 0
01.06. | 9 | 217.3365 |  | 50.7394 | 9.588 | 0 | 157.0091 | 0
01.06. | 10 | 221.3767 |  | 50.8068 | 9.588 | 0 | 160.9818 | 0
01.06. | 11 | 217.8547 |  | 50.7394 | 9.588 | 0 | 157.5273 | 0
01.06. | 12 | 215.8578 |  | 50.4698 | 9.588 | 0 | 155.8 | 0
01.06. | 13 | 215.6767 |  | 50.8068 | 9.588 | 0 | 155.2818 | 0
01.06. | 14 | 217.4039 |  | 50.8068 | 9.588 | 0 | 157.0091 | 0
01.06. | 15 | 215.7441 |  | 50.8742 | 9.588 | 0 | 155.2818 | 0
01.06. | 16 | 218.2676 |  | 50.8068 | 9.588 | 0 | 157.8727 | 0
01.06. | 17 | 217.05 |  | 51.1438 | 9.588 | 0 | 156.3182 | 0
01.06. | 18 | 219.1143 |  | 51.4808 | 9.588 | 0 | 158.0455 | 0
01.06. | 19 | 218.2801 |  | 51.683 | 9.588 | 0 | 157.0091 | 0
01.06. | 20 | 216.734 |  | 51.346 | 9.588 | 0 | 155.8 | 0
01.06. | 21 | 220.336 |  | 52.357 | 9.588 | 0 | 158.3909 | 0
01.06. | 22 | 217.9262 |  | 52.02 | 9.588 | 0 | 156.3182 | 0
01.06. | 23 | 213.5576 |  | 51.2786 | 9.588 | 0 | 152.6909 | 0
01.06. | 24 | 218.9121 |  | 51.2786 | 9.588 | 0 | 158.0455 | 0
02.06. | 1 | 220.9677 |  | 54.716 | 9.588 | 0 | 156.6636 | 0
02.06. | 2 | 219.9818 |  | 55.4574 | 9.588 | 0 | 154.9364 | 0
02.06. | 3 | 221.7342 |  | 57.2098 | 9.588 | 0 | 154.9364 | 0
02.06. | 4 | 223.5204 |  | 57.6142 | 9.588 | 0 | 156.3182 | 0
02.06. | 5 | 224.3841 |  | 57.6142 | 9.588 | 0 | 157.1818 | 0
02.06. | 6 | 223.0822 |  | 58.5578 | 9.588 | 0 | 154.9364 | 0
02.06. | 7 | 221.6709 |  | 58.3556 | 9.588 | 0 | 153.7273 | 0
02.06. | 8 | 225.412 |  | 57.9512 | 9.588 | 0 | 157.8727 | 0
02.06. | 9 | 226.1113 |  | 57.6142 | 9.588 | 0 | 158.9091 | 0
02.06. | 10 | 225.9765 |  | 57.4794 | 9.588 | 0 | 158.9091 | 0
02.06. | 11 | 226.1282 |  | 56.9402 | 9.588 | 0 | 159.6 | 0
02.06. | 12 | 225.3658 |  | 55.6596 | 9.588 | 0 | 160.1182 | 0
02.06. | 13 | 221.2332 |  | 53.7724 | 9.588 | 0 | 157.8727 | 0
02.06. | 14 | 193.1991 |  | 26.0838 | 9.588 | 0 | 157.5273 | 0
02.06. | 15 | 215.8494 |  | 50.8068 | 9.588 | 0 | 155.4545 | 0
02.06. | 16 | 216.376 |  | 50.4698 | 9.588 | 0 | 156.3182 | 0
02.06. | 17 | 216.3002 |  | 50.7394 | 9.588 | 0 | 155.9727 | 0
02.06. | 18 | 218.2381 |  | 50.6046 | 9.588 | 0 | 158.0455 | 0
02.06. | 19 | 220.6478 |  | 50.9416 | 9.588 | 0 | 160.1182 | 0
02.06. | 20 | 221.4566 |  | 51.7504 | 9.588 | 0 | 160.1182 | 0
02.06. | 21 | 219.6535 |  | 52.02 | 9.588 | 0 | 158.0455 | 0
02.06. | 22 | 220.534 |  | 51.346 | 9.588 | 0 | 159.6 | 0
02.06. | 23 | 222.4804 |  | 50.8742 | 9.588 | 0 | 162.0182 | 0
02.06. | 24 | 224.3126 |  | 56.3336 | 9.588 | 0 | 158.3909 | 0
03.06. | 1 | 225.7238 |  | 56.5358 | 9.588 | 0 | 159.6 | 0
03.06. | 2 | 222.5768 |  | 56.6706 | 9.588 | 0 | 156.3182 | 0
03.06. | 3 | 221.6753 |  | 56.8054 | 9.588 | 0 | 155.2818 | 0
03.06. | 4 | 220.3229 |  | 57.0076 | 9.588 | 0 | 153.7273 | 0
03.06. | 5 | 222.126 |  | 56.738 | 9.588 | 0 | 155.8 | 0
03.06. | 6 | 227.0086 |  | 59.0296 | 9.588 | 0 | 158.3909 | 0
03.06. | 7 | 228.264 |  | 58.5578 | 9.588 | 0 | 160.1182 | 0
03.06. | 8 | 229.3637 |  | 57.412 | 9.588 | 0 | 162.3636 | 0
03.06. | 9 | 227.6912 |  | 56.6032 | 9.588 | 0 | 161.5 | 0
03.06. | 10 | 226.8276 |  | 56.6032 | 9.588 | 0 | 160.6364 | 0
03.06. | 11 | 226.8276 |  | 56.6032 | 9.588 | 0 | 160.6364 | 0
03.06. | 12 | 222.9687 |  | 56.1988 | 9.588 | 0 | 157.1818 | 0
03.06. | 13 | 222.7285 |  | 56.1314 | 9.588 | 0 | 157.0091 | 0
03.06. | 14 | 219.0633 |  | 56.2662 | 9.588 | 0 | 153.2091 | 0
03.06. | 15 | 217.1044 |  | 55.8618 | 9.588 | 0 | 151.6545 | 0
03.06. | 16 | 219.274 |  | 56.1314 | 9.588 | 0 | 153.5545 | 0
03.06. | 17 | 216.6157 |  | 56.064 | 9.588 | 0 | 150.9636 | 0
03.06. | 18 | 219.8975 |  | 56.064 | 9.588 | 0 | 154.2455 | 0
03.06. | 19 | 226.7051 |  | 60.108 | 9.588 | 0 | 157.0091 | 0
03.06. | 20 | 202.9762 |  | 37.07 | 9.588 | 0 | 156.3182 | 0
03.06. | 21 | 230.9852 |  | 63.0062 | 9.588 | 0 | 158.3909 | 0
03.06. | 22 | 231.0441 |  | 63.4106 | 9.588 | 0 | 158.0455 | 0
03.06. | 23 | 228.9083 |  | 61.793 | 9.588 | 0 | 157.5273 | 0
03.06. | 24 | 228.6303 |  | 61.8604 | 9.588 | 0 | 157.1818 | 0
04.06. | 1 | 224.5817 |  | 62.13 | 9.588 | 0 | 152.8636 | 0
04.06. | 2 | 223.4695 |  | 62.3996 | 9.588 | 0 | 151.4818 | 0
04.06. | 3 | 225.5801 |  | 62.2648 | 9.588 | 0 | 153.7273 | 0
04.06. | 4 | 225.677 |  | 62.5344 | 9.588 | 0 | 153.5545 | 0
04.06. | 5 | 232.0846 |  | 64.6238 | 9.588 | 0 | 157.8727 | 0
04.06. | 6 | 218.5497 |  | 51.9526 | 9.588 | 0 | 157.0091 | 0
04.06. | 7 | 225.2772 |  | 57.8164 | 9.588 | 0 | 157.8727 | 0
04.06. | 8 | 230.7619 |  | 62.2648 | 9.588 | 0 | 158.9091 | 0
04.06. | 9 | 229.2328 |  | 61.2538 | 9.588 | 0 | 158.3909 | 0
04.06. | 10 | 228.0785 |  | 60.445 | 9.588 | 0 | 158.0455 | 0
04.06. | 11 | 226.9327 |  | 59.2992 | 9.588 | 0 | 158.0455 | 0
04.06. | 12 | 223.613 |  | 59.434 | 9.588 | 0 | 154.5909 | 0
04.06. | 13 | 222.2186 |  | 58.5578 | 9.588 | 0 | 154.0727 | 0
04.06. | 14 | 221.1443 |  | 58.6926 | 9.588 | 0 | 152.8636 | 0
04.06. | 15 | 219.3327 |  | 59.2992 | 9.588 | 0 | 150.4455 | 0
04.06. | 16 | 219.5349 |  | 59.5014 | 9.588 | 0 | 150.4455 | 0
04.06. | 17 | 242.8277 |  | 60.5124 | 9.588 | 0 | 172.7273 | 0
04.06. | 18 | 226.5196 |  | 61.9952 | 9.588 | 0 | 154.9364 | 0
04.06. | 19 | 226.1742 |  | 61.9952 | 9.588 | 0 | 154.5909 | 0
04.06. | 20 | 228.7651 |  | 61.9952 | 9.588 | 0 | 157.1818 | 0
04.06. | 21 | 226.1362 |  | 62.13 | 9.588 | 0 | 154.4182 | 0
04.06. | 22 | 227.8256 |  | 62.2648 | 9.588 | 0 | 155.9727 | 0
04.06. | 23 | 228.1459 |  | 60.5124 | 9.588 | 0 | 158.0455 | 0
04.06. | 24 | 213.9738 |  | 60.8494 | 9.588 | 0 | 143.5364 | 0
05.06. | 1 | 214.6268 |  | 60.9842 | 9.588 | 0 | 144.0545 | 0
05.06. | 2 | 213.8685 |  | 60.9168 | 9.588 | 0 | 143.3636 | 0
05.06. | 3 | 212.5161 |  | 61.119 | 9.588 | 0 | 141.8091 | 0
05.06. | 4 | 213.3923 |  | 61.9952 | 9.588 | 0 | 141.8091 | 0
05.06. | 5 | 211.4037 |  | 64.152 | 9.588 | 0 | 137.6636 | 0
05.06. | 6 | 213.1184 |  | 63.2758 | 9.588 | 0 | 140.2545 | 0
05.06. | 7 | 201.0748 |  | 51.7504 | 9.588 | 0 | 139.7364 | 0
05.06. | 8 | 206.3025 |  | 56.8054 | 9.588 | 0 | 139.9091 | 0
05.06. | 9 | 209.5336 |  | 58.8274 | 9.588 | 0 | 141.1182 | 0
05.06. | 10 | 217.7864 |  | 61.7256 | 9.588 | 0 | 146.4727 | 0
05.06. | 11 | 217.7569 |  | 61.5234 | 9.588 | 0 | 146.6455 | 0
05.06. | 12 | 214.7911 |  | 61.3212 | 9.588 | 0 | 143.8818 | 0
05.06. | 13 | 215.6842 |  | 61.5234 | 9.588 | 0 | 144.5727 | 0
05.06. | 14 | 213.6199 |  | 61.1864 | 9.588 | 0 | 142.8455 | 0
05.06. | 15 | 211.96 |  | 61.2538 | 9.588 | 0 | 141.1182 | 0
05.06. | 16 | 213.8221 |  | 61.3886 | 9.588 | 0 | 142.8455 | 0
05.06. | 17 | 213.5061 |  | 61.5908 | 9.588 | 0 | 142.3273 | 0
05.06. | 18 | 214.5425 |  | 61.5908 | 9.588 | 0 | 143.3636 | 0
05.06. | 19 | 214.3992 |  | 61.793 | 9.588 | 0 | 143.0182 | 0
05.06. | 20 | 214.8331 |  | 62.3996 | 9.588 | 0 | 142.8455 | 0
05.06. | 21 | 218.2118 |  | 62.6692 | 9.588 | 0 | 145.9545 | 0
05.06. | 22 | 220.8196 |  | 61.9952 | 9.588 | 0 | 149.2364 | 0
05.06. | 23 | 227.7541 |  | 60.9842 | 9.588 | 0 | 157.1818 | 0
05.06. | 24 | 230.6904 |  | 60.9842 | 9.588 | 0 | 160.1182 | 0
06.06. | 1 | 231.0738 |  | 60.8494 | 9.588 | 0 | 160.6364 | 0
06.06. | 2 | 232.5102 |  | 62.804 | 9.588 | 0 | 160.1182 | 0
06.06. | 3 | 231.9162 |  | 63.0736 | 9.588 | 0 | 159.2545 | 0
06.06. | 4 | 230.8419 |  | 63.2084 | 9.588 | 0 | 158.0455 | 0
06.06. | 5 | 227.7328 |  | 63.2084 | 9.588 | 0 | 154.9364 | 0
06.06. | 6 | 223.3262 |  | 62.6018 | 9.588 | 0 | 151.1364 | 0
06.06. | 7 | 219.6864 |  | 61.7256 | 9.588 | 0 | 148.3727 | 0
06.06. | 8 | 217.4199 |  | 61.1864 | 9.588 | 0 | 146.6455 | 0
06.06. | 9 | 216.1644 |  | 61.6582 | 9.588 | 0 | 144.9182 | 0
06.06. | 10 | 210.6584 |  | 59.434 | 9.588 | 0 | 141.6364 | 0
06.06. | 11 | 209.2302 |  | 59.9058 | 9.588 | 0 | 139.7364 | 0
06.06. | 12 | 211.6399 |  | 60.2428 | 9.588 | 0 | 141.8091 | 0
06.06. | 13 | 213.1524 |  | 59.1644 | 9.588 | 0 | 144.4 | 0
06.06. | 14 | 213.3042 |  | 58.6252 | 9.588 | 0 | 145.0909 | 0
06.06. | 15 | 207.9327 |  | 59.2992 | 9.588 | 0 | 139.0455 | 0
06.06. | 16 | 211.56 |  | 59.2992 | 9.588 | 0 | 142.6727 | 0
06.06. | 17 | 210.334 |  | 59.9732 | 9.588 | 0 | 140.7727 | 0
06.06. | 18 | 212.2255 |  | 60.3102 | 9.588 | 0 | 142.3273 | 0
06.06. | 19 | 217.2008 |  | 61.6582 | 9.588 | 0 | 145.9545 | 0
06.06. | 20 | 216.9901 |  | 61.793 | 9.588 | 0 | 145.6091 | 0
06.06. | 21 | 217.1923 |  | 61.9952 | 9.588 | 0 | 145.6091 | 0
06.06. | 22 | 221.2873 |  | 61.2538 | 9.588 | 0 | 150.4455 | 0
06.06. | 23 | 221.2916 |  | 59.7036 | 9.588 | 0 | 152 | 0
06.06. | 24 | 220.0531 |  | 59.5014 | 9.588 | 0 | 150.9636 | 0
07.06. | 1 | 220.3142 |  | 60.108 | 9.588 | 0 | 150.6182 | 0
07.06. | 2 | 225.9466 |  | 62.804 | 9.588 | 0 | 153.5545 | 0
07.06. | 3 | 226.2751 |  | 63.478 | 9.588 | 0 | 153.2091 | 0
07.06. | 4 | 227.4548 |  | 63.2758 | 9.588 | 0 | 154.5909 | 0
07.06. | 5 | 226.7933 |  | 63.478 | 9.588 | 0 | 153.7273 | 0
07.06. | 6 | 224.0297 |  | 63.478 | 9.588 | 0 | 150.9636 | 0
07.06. | 7 | 215.6798 |  | 63.0736 | 9.588 | 0 | 143.0182 | 0
07.06. | 8 | 218.6541 |  | 62.9388 | 9.588 | 0 | 146.1273 | 0
07.06. | 9 | 221.245 |  | 62.9388 | 9.588 | 0 | 148.7182 | 0
07.06. | 10 | 220.2087 |  | 62.9388 | 9.588 | 0 | 147.6818 | 0
07.06. | 11 | 221.2366 |  | 63.2758 | 9.588 | 0 | 148.3727 | 0
07.06. | 12 | 220.908 |  | 62.6018 | 9.588 | 0 | 148.7182 | 0
07.06. | 13 | 220.2466 |  | 62.804 | 9.588 | 0 | 147.8545 | 0
07.06. | 14 | 226.5027 |  | 62.6692 | 9.588 | 0 | 154.2455 | 0
07.06. | 15 | 225.4663 |  | 62.6692 | 9.588 | 0 | 153.2091 | 0
07.06. | 16 | 226.7049 |  | 62.8714 | 9.588 | 0 | 154.2455 | 0
07.06. | 17 | 227.657 |  | 63.478 | 9.588 | 0 | 154.5909 | 0
07.06. | 18 | 229.241 |  | 63.6802 | 9.588 | 0 | 155.9727 | 0
07.06. | 19 | 227.8212 |  | 63.815 | 9.588 | 0 | 154.4182 | 0
07.06. | 20 | 226.6711 |  | 64.2194 | 9.588 | 0 | 152.8636 | 0
07.06. | 21 | 227.5432 |  | 63.8824 | 9.588 | 0 | 154.0727 | 0
07.06. | 22 | 225.9592 |  | 63.6802 | 9.588 | 0 | 152.6909 | 0
07.06. | 23 | 224.055 |  | 62.467 | 9.588 | 0 | 152 | 0
07.06. | 24 | 227.1936 |  | 62.6692 | 9.588 | 0 | 154.9364 | 0
08.06. | 1 | 226.4438 |  | 62.2648 | 9.588 | 0 | 154.5909 | 0
08.06. | 2 | 224.9861 |  | 62.5344 | 9.588 | 0 | 152.8636 | 0
08.06. | 3 | 223.0861 |  | 62.5344 | 9.588 | 0 | 150.9636 | 0
08.06. | 4 | 224.5058 |  | 62.3996 | 9.588 | 0 | 152.5182 | 0
08.06. | 5 | 225.8285 |  | 64.7586 | 9.588 | 0 | 151.4818 | 0
08.06. | 6 | 223.3344 |  | 65.0282 | 9.588 | 0 | 148.7182 | 0
08.06. | 7 | 221.3965 |  | 65.163 | 9.588 | 0 | 146.6455 | 0
08.06. | 8 | 220.0021 |  | 64.2868 | 9.588 | 0 | 146.1273 | 0
08.06. | 9 | 218.9068 |  | 63.8824 | 9.588 | 0 | 145.4364 | 0
08.06. | 10 | 221.1438 |  | 64.2194 | 9.588 | 0 | 147.3364 | 0
08.06. | 11 | 224.3203 |  | 64.2868 | 9.588 | 0 | 150.4455 | 0
08.06. | 12 | 224.6616 |  | 63.0736 | 9.588 | 0 | 152 | 0
08.06. | 13 | 227.004 |  | 63.3432 | 9.588 | 0 | 154.0727 | 0
08.06. | 14 | 224.5184 |  | 63.2758 | 9.588 | 0 | 151.6545 | 0
08.06. | 15 | 227.914 |  | 62.8714 | 9.588 | 0 | 155.4545 | 0
08.06. | 16 | 224.9102 |  | 62.804 | 9.588 | 0 | 152.5182 | 0
08.06. | 17 | 226.608 |  | 62.6018 | 9.588 | 0 | 154.4182 | 0
08.06. | 18 | 228.4322 |  | 62.8714 | 9.588 | 0 | 155.9727 | 0
08.06. | 19 | 229.8435 |  | 63.0736 | 9.588 | 0 | 157.1818 | 0
08.06. | 20 | 231.1325 |  | 64.0172 | 9.588 | 0 | 157.5273 | 0
08.06. | 21 | 230.53 |  | 64.6238 | 9.588 | 0 | 156.3182 | 0
08.06. | 22 | 230.0751 |  | 63.478 | 9.588 | 0 | 157.0091 | 0
08.06. | 23 | 227.1936 |  | 62.6692 | 9.588 | 0 | 154.9364 | 0
08.06. | 24 | 225.3989 |  | 62.6018 | 9.588 | 0 | 153.2091 | 0
09.06. | 1 | 226.5027 |  | 62.6692 | 9.588 | 0 | 154.2455 | 0
09.06. | 2 | 225.9171 |  | 62.6018 | 9.588 | 0 | 153.7273 | 0
09.06. | 3 | 225.3315 |  | 62.5344 | 9.588 | 0 | 153.2091 | 0
09.06. | 4 | 223.8739 |  | 62.804 | 9.588 | 0 | 151.4818 | 0
09.06. | 5 | 226.3466 |  | 64.7586 | 9.588 | 0 | 152 | 0
09.06. | 6 | 224.809 |  | 64.0846 | 9.588 | 0 | 151.1364 | 0
09.06. | 7 | 220.0864 |  | 63.6802 | 9.588 | 0 | 146.8182 | 0
09.06. | 8 | 223.2798 |  | 63.0736 | 9.588 | 0 | 150.6182 | 0
09.06. | 9 | 232.308 |  | 62.6018 | 9.588 | 0 | 160.1182 | 0
09.06. | 10 | 230.1005 |  | 62.467 | 9.588 | 0 | 158.0455 | 0
09.06. | 11 | 233.4497 |  | 62.5344 | 9.588 | 0 | 161.3273 | 0
09.06. | 12 | 230.8504 |  | 62.8714 | 9.588 | 0 | 158.3909 | 0
09.06. | 13 | 226.587 |  | 62.0626 | 9.588 | 0 | 154.9364 | 0
09.06. | 14 | 226.566 |  | 61.5234 | 9.588 | 0 | 155.4545 | 0
09.06. | 15 | 224.9735 |  | 61.6582 | 9.588 | 0 | 153.7273 | 0
09.06. | 16 | 223.4484 |  | 61.8604 | 9.588 | 0 | 152 | 0
09.06. | 17 | 222.5848 |  | 61.8604 | 9.588 | 0 | 151.1364 | 0
09.06. | 18 | 224.7039 |  | 61.3886 | 9.588 | 0 | 153.7273 | 0
09.06. | 19 | 226.3005 |  | 62.467 | 9.588 | 0 | 154.2455 | 0
09.06. | 20 | 228.508 |  | 62.6018 | 9.588 | 0 | 156.3182 | 0
09.06. | 21 | 228.3942 |  | 63.0062 | 9.588 | 0 | 155.8 | 0
09.06. | 22 | 229.3253 |  | 63.0736 | 9.588 | 0 | 156.6636 | 0
09.06. | 23 | 222.5174 |  | 61.793 | 9.588 | 0 | 151.1364 | 0
09.06. | 24 | 222.2014 |  | 61.9952 | 9.588 | 0 | 150.6182 | 0
10.06. | 1 | 218.6121 |  | 61.8604 | 9.588 | 0 | 147.1636 | 0
10.06. | 2 | 218.4983 |  | 62.2648 | 9.588 | 0 | 146.6455 | 0
10.06. | 3 | 219.6695 |  | 62.3996 | 9.588 | 0 | 147.6818 | 0
10.06. | 4 | 224.5058 |  | 62.3996 | 9.588 | 0 | 152.5182 | 0
10.06. | 5 | 230.1172 |  | 64.5564 | 9.588 | 0 | 155.9727 | 0
10.06. | 6 | 234.1278 |  | 64.4216 | 9.588 | 0 | 160.1182 | 0
10.06. | 7 | 229.7212 |  | 63.815 | 9.588 | 0 | 156.3182 | 0
10.06. | 8 | 230.6692 |  | 63.2084 | 9.588 | 0 | 157.8727 | 0
10.06. | 9 | 230.9262 |  | 62.6018 | 9.588 | 0 | 158.7364 | 0
10.06. | 10 | 230.6945 |  | 62.1974 | 9.588 | 0 | 158.9091 | 0
10.06. | 11 | 228.2469 |  | 61.9952 | 9.588 | 0 | 156.6636 | 0
10.06. | 12 | 230.9852 |  | 63.0062 | 9.588 | 0 | 158.3909 | 0
10.06. | 13 | 231.971 |  | 62.2648 | 9.588 | 0 | 160.1182 | 0
10.06. | 14 | 231.0274 |  | 61.3212 | 9.588 | 0 | 160.1182 | 0
10.06. | 15 | 230.5892 |  | 62.2648 | 9.588 | 0 | 158.7364 | 0
10.06. | 16 | 216.5908 |  | 51.5482 | 9.588 | 0 | 155.4545 | 0
10.06. | 17 | 227.5644 |  | 61.6582 | 9.588 | 0 | 156.3182 | 0
10.06. | 18 | 224.3121 |  | 61.8604 | 9.588 | 0 | 152.8636 | 0
10.06. | 19 | 227.9898 |  | 62.6018 | 9.588 | 0 | 155.8 | 0
10.06. | 20 | 233.9046 |  | 63.6802 | 9.588 | 0 | 160.6364 | 0
10.06. | 21 | 233.1758 |  | 63.815 | 9.588 | 0 | 159.7727 | 0
10.06. | 22 | 229.0008 |  | 63.6128 | 9.588 | 0 | 155.8 | 0
10.06. | 23 | 226.3005 |  | 62.467 | 9.588 | 0 | 154.2455 | 0
10.06. | 24 | 224.7165 |  | 62.2648 | 9.588 | 0 | 152.8636 | 0
11.06. | 1 | 228.171 |  | 62.2648 | 9.588 | 0 | 156.3182 | 0
11.06. | 2 | 228.3732 |  | 62.467 | 9.588 | 0 | 156.3182 | 0
11.06. | 3 | 231.7224 |  | 62.5344 | 9.588 | 0 | 159.6 | 0
11.06. | 4 | 230.8081 |  | 64.5564 | 9.588 | 0 | 156.6636 | 0
11.06. | 5 | 230.53 |  | 64.6238 | 9.588 | 0 | 156.3182 | 0
11.06. | 6 | 228.8028 |  | 64.6238 | 9.588 | 0 | 154.5909 | 0
11.06. | 7 | 229.2915 |  | 64.4216 | 9.588 | 0 | 155.2818 | 0
11.06. | 8 | 229.0388 |  | 63.478 | 9.588 | 0 | 155.9727 | 0
11.06. | 9 | 228.0572 |  | 62.6692 | 9.588 | 0 | 155.8 | 0
11.06. | 10 | 226.3679 |  | 62.5344 | 9.588 | 0 | 154.2455 | 0
11.06. | 11 | 225.6096 |  | 62.467 | 9.588 | 0 | 153.5545 | 0
11.06. | 12 | 225.1209 |  | 62.6692 | 9.588 | 0 | 152.8636 | 0
11.06. | 13 | 225.5127 |  | 62.1974 | 9.588 | 0 | 153.7273 | 0
11.06. | 14 | 222.8165 |  | 62.2648 | 9.588 | 0 | 150.9636 | 0
11.06. | 15 | 224.072 |  | 61.793 | 9.588 | 0 | 152.6909 | 0
11.06. | 16 | 223.5832 |  | 61.9952 | 9.588 | 0 | 152 | 0
11.06. | 17 | 225.0409 |  | 61.7256 | 9.588 | 0 | 153.7273 | 0
11.06. | 18 | 227.2864 |  | 61.7256 | 9.588 | 0 | 155.9727 | 0
11.06. | 19 | 227.9014 |  | 61.9952 | 9.588 | 0 | 156.3182 | 0
11.06. | 20 | 227.4717 |  | 62.6018 | 9.588 | 0 | 155.2818 | 0
11.06. | 21 | 228.3648 |  | 62.804 | 9.588 | 0 | 155.9727 | 0
11.06. | 22 | 227.3074 |  | 62.2648 | 9.588 | 0 | 155.4545 | 0
11.06. | 23 | 225.9046 |  | 61.7256 | 9.588 | 0 | 154.5909 | 0
11.06. | 24 | 223.8528 |  | 62.2648 | 9.588 | 0 | 152 | 0
12.06. | 1 | 223.777 |  | 62.5344 | 9.588 | 0 | 151.6545 | 0
12.06. | 2 | 223.6043 |  | 62.5344 | 9.588 | 0 | 151.4818 | 0
12.06. | 3 | 224.2572 |  | 62.6692 | 9.588 | 0 | 152 | 0
12.06. | 4 | 221.2407 |  | 64.489 | 9.588 | 0 | 147.1636 | 0
12.06. | 5 | 226.2118 |  | 64.6238 | 9.588 | 0 | 152 | 0
12.06. | 6 | 224.0802 |  | 64.2194 | 9.588 | 0 | 150.2727 | 0
12.06. | 7 | 224.8554 |  | 63.6128 | 9.588 | 0 | 151.6545 | 0
12.06. | 8 | 223.5579 |  | 63.0062 | 9.588 | 0 | 150.9636 | 0
12.06. | 9 | 220.5628 |  | 59.8384 | 9.588 | 0 | 151.1364 | 0
12.06. | 10 | 220.6848 |  | 61.8604 | 9.588 | 0 | 149.2364 | 0
12.06. | 11 | 218.5447 |  | 61.793 | 9.588 | 0 | 147.1636 | 0
12.06. | 12 | 213.2155 |  | 60.782 | 9.588 | 0 | 142.8455 | 0
12.06. | 13 | 211.9559 |  | 60.0406 | 9.588 | 0 | 142.3273 | 0
12.06. | 14 | 208.2108 |  | 59.2318 | 9.588 | 0 | 139.3909 | 0
12.06. | 15 | 213.8938 |  | 59.9058 | 9.588 | 0 | 144.4 | 0
12.06. | 16 | 211.5346 |  | 60.3102 | 9.588 | 0 | 141.6364 | 0
12.06. | 17 | 218.4058 |  | 60.445 | 9.588 | 0 | 148.3727 | 0
12.06. | 18 | 218.9534 |  | 60.6472 | 9.588 | 0 | 148.7182 | 0
12.06. | 19 | 217.3146 |  | 61.2538 | 9.588 | 0 | 146.4727 | 0
12.06. | 20 | 222.5174 |  | 61.793 | 9.588 | 0 | 151.1364 | 0
12.06. | 21 | 221.3083 |  | 61.793 | 9.588 | 0 | 149.9273 | 0
12.06. | 22 | 220.6638 |  | 61.3212 | 9.588 | 0 | 149.7545 | 0
12.06. | 23 | 219.9098 |  | 59.7036 | 9.588 | 0 | 150.6182 | 0
12.06. | 24 | 217.8286 |  | 60.0406 | 9.588 | 0 | 148.2 | 0
13.06. | 1 | 217.5506 |  | 60.108 | 9.588 | 0 | 147.8545 | 0
13.06. | 2 | 215.575 |  | 57.6142 | 9.588 | 0 | 148.3727 | 0
13.06. | 3 | 207.5544 |  | 49.5936 | 9.588 | 0 | 148.3727 | 0
13.06. | 4 | 208.898 |  | 52.4918 | 9.588 | 0 | 146.8182 | 0
13.06. | 5 | 207.4488 |  | 52.4244 | 9.588 | 0 | 145.4364 | 0
13.06. | 6 | 208.8306 |  | 52.4244 | 9.588 | 0 | 146.8182 | 0
13.06. | 7 | 207.2171 |  | 52.02 | 9.588 | 0 | 145.6091 | 0
13.06. | 8 | 208.0892 |  | 51.683 | 9.588 | 0 | 146.8182 | 0
13.06. | 9 | 204.5168 |  | 50.8742 | 9.588 | 0 | 144.0545 | 0
13.06. | 10 | 198.7115 |  | 50.9416 | 9.588 | 0 | 138.1818 | 0
13.06. | 11 | 209.172 |  | 51.2112 | 9.588 | 0 | 148.3727 | 0
13.06. | 12 | 204.167 |  | 52.4244 | 9.588 | 0 | 142.1545 | 0
13.06. | 13 | 216.3582 |  | 62.1974 | 9.588 | 0 | 144.5727 | 0
13.06. | 14 | 213.4008 |  | 61.6582 | 9.588 | 0 | 142.1545 | 0
13.06. | 15 | 218.65 |  | 61.7256 | 9.588 | 0 | 147.3364 | 0
13.06. | 16 | 221.5864 |  | 61.7256 | 9.588 | 0 | 150.2727 | 0
13.06. | 17 | 224.9564 |  | 65.0956 | 9.588 | 0 | 150.2727 | 0
13.06. | 18 | 226.4351 |  | 65.3652 | 9.588 | 0 | 151.4818 | 0
13.06. | 19 | 230.0918 |  | 65.5674 | 9.588 | 0 | 154.9364 | 0
13.06. | 20 | 228.9122 |  | 65.7696 | 9.588 | 0 | 153.5545 | 0
13.06. | 21 | 225.0574 |  | 66.5784 | 9.588 | 0 | 148.8909 | 0
13.06. | 22 | 224.8131 |  | 65.2978 | 9.588 | 0 | 149.9273 | 0
13.06. | 23 | 226.2034 |  | 64.9608 | 9.588 | 0 | 151.6545 | 0
13.06. | 24 | 221.2448 |  | 65.7022 | 9.588 | 0 | 145.9545 | 0
14.06. | 1 | 221.4934 |  | 65.4326 | 9.588 | 0 | 146.4727 | 0
14.06. | 2 | 224.5266 |  | 65.7022 | 9.588 | 0 | 149.2364 | 0
14.06. | 3 | 224.8549 |  | 69.1396 | 9.588 | 0 | 146.1273 | 0
14.06. | 4 | 225.7942 |  | 71.6334 | 9.588 | 0 | 144.5727 | 0
14.06. | 5 | 223.9026 |  | 71.2964 | 9.588 | 0 | 143.0182 | 0
14.06. | 6 | 221.6572 |  | 71.2964 | 9.588 | 0 | 140.7727 | 0
14.06. | 7 | 220.6672 |  | 70.8246 | 9.588 | 0 | 140.2545 | 0
14.06. | 8 | 218.5904 |  | 69.6114 | 9.588 | 0 | 139.3909 | 0
14.06. | 9 | 213.122 |  | 70.0158 | 9.588 | 0 | 133.5182 | 0
14.06. | 10 | 220.8948 |  | 70.0158 | 9.588 | 0 | 141.2909 | 0
14.06. | 11 | 224.0502 |  | 69.544 | 9.588 | 0 | 144.9182 | 0
14.06. | 12 | 222.4198 |  | 69.8136 | 9.588 | 0 | 143.0182 | 0
14.06. | 13 | 224.3578 |  | 69.6788 | 9.588 | 0 | 145.0909 | 0
14.06. | 14 | 219.0411 |  | 69.544 | 9.588 | 0 | 139.9091 | 0
14.06. | 15 | 226.0935 |  | 69.3418 | 9.588 | 0 | 147.1636 | 0
14.06. | 16 | 230.6139 |  | 69.544 | 9.588 | 0 | 151.4818 | 0
14.06. | 17 | 231.823 |  | 69.544 | 9.588 | 0 | 152.6909 | 0
14.06. | 18 | 224.4715 |  | 69.2744 | 9.588 | 0 | 145.6091 | 0
14.06. | 19 | 230.2684 |  | 69.544 | 9.588 | 0 | 151.1364 | 0
14.06. | 20 | 234.4559 |  | 70.6224 | 9.588 | 0 | 154.2455 | 0
14.06. | 21 | 231.8734 |  | 70.2854 | 9.588 | 0 | 152 | 0
14.06. | 22 | 234.5992 |  | 70.4202 | 9.588 | 0 | 154.5909 | 0
14.06. | 23 | 233.2048 |  | 69.544 | 9.588 | 0 | 154.0727 | 0
14.06. | 24 | 229.8092 |  | 69.9484 | 9.588 | 0 | 150.2727 | 0
15.06. | 1 | 229.0593 |  | 69.544 | 9.588 | 0 | 149.9273 | 0
15.06. | 2 | 233.4449 |  | 69.6114 | 9.588 | 0 | 154.2455 | 0
15.06. | 3 | 230.4032 |  | 69.6788 | 9.588 | 0 | 151.1364 | 0
15.06. | 4 | 231.9198 |  | 69.8136 | 9.588 | 0 | 152.5182 | 0
15.06. | 5 | 232.4926 |  | 71.7682 | 9.588 | 0 | 151.1364 | 0
15.06. | 6 | 234.1146 |  | 71.8356 | 9.588 | 0 | 152.6909 | 0
15.06. | 7 | 231.886 |  | 71.1616 | 9.588 | 0 | 151.1364 | 0
15.06. | 8 | 232.0715 |  | 69.2744 | 9.588 | 0 | 153.2091 | 0
15.06. | 9 | 231.6249 |  | 70.555 | 9.588 | 0 | 151.4818 | 0
15.06. | 10 | 228.9076 |  | 70.0832 | 9.588 | 0 | 149.2364 | 0
15.06. | 11 | 229.2825 |  | 70.2854 | 9.588 | 0 | 149.4091 | 0
15.06. | 12 | 231.132 |  | 69.544 | 9.588 | 0 | 152 | 0
15.06. | 13 | 228.0988 |  | 69.2744 | 9.588 | 0 | 149.2364 | 0
15.06. | 14 | 229.9314 |  | 69.207 | 9.588 | 0 | 151.1364 | 0
15.06. | 15 | 224.8549 |  | 69.1396 | 9.588 | 0 | 146.1273 | 0
15.06. | 16 | 231.5997 |  | 68.8026 | 9.588 | 0 | 153.2091 | 0
15.06. | 17 | 226.1821 |  | 67.185 | 9.588 | 0 | 149.4091 | 0
15.06. | 18 | 229.0888 |  | 69.7462 | 9.588 | 0 | 149.7545 | 0
15.06. | 19 | 221.0296 |  | 70.1506 | 9.588 | 0 | 141.2909 | 0
15.06. | 20 | 232.143 |  | 70.555 | 9.588 | 0 | 152 | 0
15.06. | 21 | 229.0678 |  | 69.207 | 9.588 | 0 | 150.2727 | 0
15.06. | 22 | 230.6938 |  | 70.4876 | 9.588 | 0 | 150.6182 | 0
15.06. | 23 | 226.9192 |  | 69.4766 | 9.588 | 0 | 147.8545 | 0
15.06. | 24 | 228.5496 |  | 69.207 | 9.588 | 0 | 149.7545 | 0
16.06. | 1 | 228.5411 |  | 69.544 | 9.588 | 0 | 149.4091 | 0
16.06. | 2 | 229.1267 |  | 69.6114 | 9.588 | 0 | 149.9273 | 0
16.06. | 3 | 223.7089 |  | 70.7572 | 9.588 | 0 | 143.3636 | 0
16.06. | 4 | 228.3177 |  | 71.566 | 9.588 | 0 | 147.1636 | 0
16.06. | 5 | 232.5177 |  | 73.5206 | 9.588 | 0 | 149.4091 | 0
16.06. | 6 | 232.918 |  | 72.7118 | 9.588 | 0 | 150.6182 | 0
16.06. | 7 | 228.8484 |  | 72.4422 | 9.588 | 0 | 146.8182 | 0
16.06. | 8 | 226.603 |  | 72.4422 | 9.588 | 0 | 144.5727 | 0
16.06. | 9 | 225.5751 |  | 72.1052 | 9.588 | 0 | 143.8818 | 0
16.06. | 10 | 226.0258 |  | 72.0378 | 9.588 | 0 | 144.4 | 0
16.06. | 11 | 226.759 |  | 70.3528 | 9.588 | 0 | 146.8182 | 0
16.06. | 12 | 210.2282 |  | 65.5674 | 9.588 | 0 | 135.0727 | 0
16.06. | 13 | 213.8849 |  | 65.7696 | 9.588 | 0 | 138.5273 | 0
16.06. | 14 | 213.7291 |  | 65.0956 | 9.588 | 0 | 139.0455 | 0
16.06. | 15 | 229.2364 |  | 67.9938 | 9.588 | 0 | 151.6545 | 0
16.06. | 16 | 230.458 |  | 68.87 | 9.588 | 0 | 152 | 0
16.06. | 17 | 222.2266 |  | 63.7476 | 9.588 | 0 | 148.8909 | 0
16.06. | 18 | 230.8414 |  | 68.7352 | 9.588 | 0 | 152.5182 | 0
16.06. | 19 | 230.6349 |  | 70.0832 | 9.588 | 0 | 150.9636 | 0
16.06. | 20 | 227.5048 |  | 69.544 | 9.588 | 0 | 148.3727 | 0
16.06. | 21 | 229.0129 |  | 70.0158 | 9.588 | 0 | 149.4091 | 0
16.06. | 22 | 230.6602 |  | 69.0722 | 9.588 | 0 | 152 | 0
16.06. | 23 | 225.0574 |  | 66.5784 | 9.588 | 0 | 148.8909 | 0
16.06. | 24 | 226.4392 |  | 66.5784 | 9.588 | 0 | 150.2727 | 0
17.06. | 1 | 226.8646 |  | 67.522 | 9.588 | 0 | 149.7545 | 0
17.06. | 2 | 226.3718 |  | 66.511 | 9.588 | 0 | 150.2727 | 0
17.06. | 3 | 223.9157 |  | 66.6458 | 9.588 | 0 | 147.6818 | 0
17.06. | 4 | 225.4028 |  | 66.5784 | 9.588 | 0 | 149.2364 | 0
17.06. | 5 | 228.3179 |  | 68.8026 | 9.588 | 0 | 149.9273 | 0
17.06. | 6 | 228.7392 |  | 68.533 | 9.588 | 0 | 150.6182 | 0
17.06. | 7 | 229.3543 |  | 68.8026 | 9.588 | 0 | 150.9636 | 0
17.06. | 8 | 228.933 |  | 69.0722 | 9.588 | 0 | 150.2727 | 0
17.06. | 9 | 225.8408 |  | 68.3982 | 9.588 | 0 | 147.8545 | 0
17.06. | 10 | 229.1774 |  | 67.5894 | 9.588 | 0 | 152 | 0
17.06. | 11 | 232.337 |  | 68.3308 | 9.588 | 0 | 154.4182 | 0
17.06. | 12 | 229.1311 |  | 68.0612 | 9.588 | 0 | 151.4818 | 0
17.06. | 13 | 228.495 |  | 67.2524 | 9.588 | 0 | 151.6545 | 0
17.06. | 14 | 232.5982 |  | 68.9374 | 9.588 | 0 | 154.0727 | 0
17.06. | 15 | 232.7709 |  | 68.9374 | 9.588 | 0 | 154.2455 | 0
17.06. | 16 | 234.1232 |  | 68.7352 | 9.588 | 0 | 155.8 | 0
17.06. | 17 | 232.4044 |  | 68.3982 | 9.588 | 0 | 154.4182 | 0
17.06. | 18 | 227.7997 |  | 68.8026 | 9.588 | 0 | 149.4091 | 0
17.06. | 19 | 229.2784 |  | 69.0722 | 9.588 | 0 | 150.6182 | 0
17.06. | 20 | 228.4148 |  | 69.0722 | 9.588 | 0 | 149.7545 | 0
17.06. | 21 | 226.9487 |  | 69.6788 | 9.588 | 0 | 147.6818 | 0
17.06. | 22 | 226.1778 |  | 68.7352 | 9.588 | 0 | 147.8545 | 0
17.06. | 23 | 227.5176 |  | 67.6568 | 9.588 | 0 | 150.2727 | 0
17.06. | 24 | 226.8182 |  | 67.9938 | 9.588 | 0 | 149.2364 | 0
18.06. | 1 | 228.3138 |  | 67.5894 | 9.588 | 0 | 151.1364 | 0
18.06. | 2 | 226.6793 |  | 66.6458 | 9.588 | 0 | 150.4455 | 0
18.06. | 3 | 226.7257 |  | 66.174 | 9.588 | 0 | 150.9636 | 0
18.06. | 4 | 230.0073 |  | 68.9374 | 9.588 | 0 | 151.4818 | 0
18.06. | 5 | 228.5665 |  | 68.533 | 9.588 | 0 | 150.4455 | 0
18.06. | 6 | 227.6693 |  | 67.1176 | 9.588 | 0 | 150.9636 | 0
18.06. | 7 | 225.0868 |  | 66.7806 | 9.588 | 0 | 148.7182 | 0
18.06. | 8 | 231.5662 |  | 67.3872 | 9.588 | 0 | 154.5909 | 0
18.06. | 9 | 230.8206 |  | 65.4326 | 9.588 | 0 | 155.8 | 0
18.06. | 10 | 233.6179 |  | 66.848 | 9.588 | 0 | 157.1818 | 0
18.06. | 11 | 231.9201 |  | 67.0502 | 9.588 | 0 | 155.2818 | 0
18.06. | 12 | 229.2618 |  | 66.9828 | 9.588 | 0 | 152.6909 | 0
18.06. | 13 | 225.7147 |  | 65.163 | 9.588 | 0 | 150.9636 | 0
18.06. | 14 | 228.0106 |  | 65.9044 | 9.588 | 0 | 152.5182 | 0
18.06. | 15 | 215.2677 |  | 54.716 | 9.588 | 0 | 150.9636 | 0
18.06. | 16 | 212.841 |  | 55.053 | 9.588 | 0 | 148.2 | 0
18.06. | 17 | 220.8073 |  | 58.3556 | 9.588 | 0 | 152.8636 | 0
18.06. | 18 | 229.5103 |  | 66.7132 | 9.588 | 0 | 153.2091 | 0
18.06. | 19 | 225.3354 |  | 66.511 | 9.588 | 0 | 149.2364 | 0
18.06. | 20 | 229.5144 |  | 67.9264 | 9.588 | 0 | 152 | 0
18.06. | 21 | 227.5176 |  | 67.6568 | 9.588 | 0 | 150.2727 | 0
18.06. | 22 | 227.9978 |  | 67.7916 | 9.588 | 0 | 150.6182 | 0
18.06. | 23 | 228.3812 |  | 67.6568 | 9.588 | 0 | 151.1364 | 0
18.06. | 24 | 230.3276 |  | 67.185 | 9.588 | 0 | 153.5545 | 0
19.06. | 1 | 229.9737 |  | 67.522 | 9.588 | 0 | 152.8636 | 0
19.06. | 2 | 228.5919 |  | 67.522 | 9.588 | 0 | 151.4818 | 0
19.06. | 3 | 229.0342 |  | 67.7916 | 9.588 | 0 | 151.6545 | 0
19.06. | 4 | 228.4737 |  | 69.4766 | 9.588 | 0 | 149.4091 | 0
19.06. | 5 | 229.548 |  | 69.3418 | 9.588 | 0 | 150.6182 | 0
19.06. | 6 | 222.3399 |  | 68.87 | 9.588 | 0 | 143.8818 | 0
19.06. | 7 | 225.032 |  | 67.5894 | 9.588 | 0 | 147.8545 | 0
19.06. | 8 | 222.4495 |  | 67.2524 | 9.588 | 0 | 145.6091 | 0
19.06. | 9 | 219.5511 |  | 67.1176 | 9.588 | 0 | 142.8455 | 0
19.06. | 10 | 218.1314 |  | 67.2524 | 9.588 | 0 | 141.2909 | 0
19.06. | 11 | 211.1128 |  | 66.1066 | 9.588 | 0 | 135.4182 | 0
19.06. | 12 | 217.39 |  | 66.511 | 9.588 | 0 | 141.2909 | 0
19.06. | 13 | 215.2288 |  | 65.9044 | 9.588 | 0 | 139.7364 | 0
19.06. | 14 | 214.8749 |  | 66.2414 | 9.588 | 0 | 139.0455 | 0
19.06. | 15 | 219.905 |  | 66.7806 | 9.588 | 0 | 143.5364 | 0
19.06. | 16 | 220.7012 |  | 66.7132 | 9.588 | 0 | 144.4 | 0
19.06. | 17 | 222.7066 |  | 66.6458 | 9.588 | 0 | 146.4727 | 0
19.06. | 18 | 223.7598 |  | 65.9718 | 9.588 | 0 | 148.2 | 0
19.06. | 19 | 221.6492 |  | 66.1066 | 9.588 | 0 | 145.9545 | 0
19.06. | 20 | 227.9558 |  | 66.7132 | 9.588 | 0 | 151.6545 | 0
19.06. | 21 | 226.1106 |  | 65.9044 | 9.588 | 0 | 150.6182 | 0
19.06. | 22 | 224.6824 |  | 66.3762 | 9.588 | 0 | 148.7182 | 0
19.06. | 23 | 222.9172 |  | 66.511 | 9.588 | 0 | 146.8182 | 0
19.06. | 24 | 222.2348 |  | 66.174 | 9.588 | 0 | 146.4727 | 0
20.06. | 1 | 224.4085 |  | 67.6568 | 9.588 | 0 | 147.1636 | 0
20.06. | 2 | 222.4495 |  | 67.2524 | 9.588 | 0 | 145.6091 | 0
20.06. | 3 | 222.142 |  | 67.1176 | 9.588 | 0 | 145.4364 | 0
20.06. | 4 | 225.5753 |  | 69.3418 | 9.588 | 0 | 146.6455 | 0
20.06. | 5 | 225.3267 |  | 69.6114 | 9.588 | 0 | 146.1273 | 0
20.06. | 6 | 221.7502 |  | 67.5894 | 9.588 | 0 | 144.5727 | 0
20.06. | 7 | 223.3721 |  | 67.6568 | 9.588 | 0 | 146.1273 | 0
20.06. | 8 | 216.421 |  | 66.5784 | 9.588 | 0 | 140.2545 | 0
20.06. | 9 | 218.578 |  | 65.9718 | 9.588 | 0 | 143.0182 | 0
20.06. | 10 | 221.0846 |  | 66.5784 | 9.588 | 0 | 144.9182 | 0
20.06. | 11 | 217.5922 |  | 66.7132 | 9.588 | 0 | 141.2909 | 0
20.06. | 12 | 218.557 |  | 65.4326 | 9.588 | 0 | 143.5364 | 0
20.06. | 13 | 219.0078 |  | 65.3652 | 9.588 | 0 | 144.0545 | 0
20.06. | 14 | 215.5448 |  | 65.7022 | 9.588 | 0 | 140.2545 | 0
20.06. | 15 | 217.4238 |  | 65.163 | 9.588 | 0 | 142.6727 | 0
20.06. | 16 | 213.9313 |  | 65.2978 | 9.588 | 0 | 139.0455 | 0
20.06. | 17 | 214.8623 |  | 65.3652 | 9.588 | 0 | 139.9091 | 0
20.06. | 18 | 213.6617 |  | 65.0282 | 9.588 | 0 | 139.0455 | 0
20.06. | 19 | 216.8128 |  | 66.1066 | 9.588 | 0 | 141.1182 | 0
20.06. | 20 | 218.7423 |  | 66.3088 | 9.588 | 0 | 142.8455 | 0
20.06. | 21 | 221.7081 |  | 66.511 | 9.588 | 0 | 145.6091 | 0
20.06. | 22 | 221.5523 |  | 65.837 | 9.588 | 0 | 146.1273 | 0
20.06. | 23 | 217.8492 |  | 66.1066 | 9.588 | 0 | 142.1545 | 0
20.06. | 24 | 222.2937 |  | 66.5784 | 9.588 | 0 | 146.1273 | 0
21.06. | 1 | 219.6649 |  | 66.7132 | 9.588 | 0 | 143.3636 | 0
21.06. | 2 | 219.4796 |  | 65.837 | 9.588 | 0 | 144.0545 | 0
21.06. | 3 | 222.142 |  | 67.1176 | 9.588 | 0 | 145.4364 | 0
21.06. | 4 | 221.9355 |  | 68.4656 | 9.588 | 0 | 143.8818 | 0
21.06. | 5 | 221.7333 |  | 68.2634 | 9.588 | 0 | 143.8818 | 0
21.06. | 6 | 221.2994 |  | 67.6568 | 9.588 | 0 | 144.0545 | 0
21.06. | 7 | 218.9276 |  | 67.185 | 9.588 | 0 | 142.1545 | 0
21.06. | 8 | 218.9824 |  | 66.3762 | 9.588 | 0 | 143.0182 | 0
21.06. | 9 | 214.9423 |  | 66.3088 | 9.588 | 0 | 139.0455 | 0
21.06. | 10 | 217.2385 |  | 64.2868 | 9.588 | 0 | 143.3636 | 0
21.06. | 11 | 214.7444 |  | 64.5564 | 9.588 | 0 | 140.6 | 0
21.06. | 12 | 217.2216 |  | 64.9608 | 9.588 | 0 | 142.6727 | 0
21.06. | 13 | 218.4222 |  | 65.2978 | 9.588 | 0 | 143.5364 | 0
21.06. | 14 | 220.8783 |  | 65.163 | 9.588 | 0 | 146.1273 | 0
21.06. | 15 | 222.2432 |  | 65.837 | 9.588 | 0 | 146.8182 | 0
21.06. | 16 | 220.3812 |  | 65.7022 | 9.588 | 0 | 145.0909 | 0
21.06. | 17 | 217.5755 |  | 64.6238 | 9.588 | 0 | 143.3636 | 0
21.06. | 18 | 219.7576 |  | 65.7696 | 9.588 | 0 | 144.4 | 0
21.06. | 19 | 218.9824 |  | 66.3762 | 9.588 | 0 | 143.0182 | 0
21.06. | 20 | 220.4486 |  | 65.7696 | 9.588 | 0 | 145.0909 | 0
21.06. | 21 | 221.4637 |  | 67.9938 | 9.588 | 0 | 143.8818 | 0
21.06. | 22 | 219.8586 |  | 67.2524 | 9.588 | 0 | 143.0182 | 0
21.06. | 23 | 219.4627 |  | 66.511 | 9.588 | 0 | 143.3636 | 0
21.06. | 24 | 214.736 |  | 64.8934 | 9.588 | 0 | 140.2545 | 0
22.06. | 1 | 220.0188 |  | 66.3762 | 9.588 | 0 | 144.0545 | 0
22.06. | 2 | 206.6276 |  | 54.3668 | 9.588 | 0 | 142.6727 | 0
22.06. | 3 | 221.8429 |  | 66.6458 | 9.588 | 0 | 145.6091 | 0
22.06. | 4 | 227.8756 |  | 68.533 | 9.588 | 0 | 149.7545 | 0
22.06. | 5 | 225.6681 |  | 68.3982 | 9.588 | 0 | 147.6818 | 0
22.06. | 6 | 225.706 |  | 68.2634 | 9.588 | 0 | 147.8545 | 0
22.06. | 7 | 223.5743 |  | 67.859 | 9.588 | 0 | 146.1273 | 0
22.06. | 8 | 223.1025 |  | 67.3872 | 9.588 | 0 | 146.1273 | 0
22.06. | 9 | 220.836 |  | 66.848 | 9.588 | 0 | 144.4 | 0
22.06. | 10 | 222.5254 |  | 66.9828 | 9.588 | 0 | 145.9545 | 0
22.06. | 11 | 226.515 |  | 66.3088 | 9.588 | 0 | 150.6182 | 0
22.06. | 12 | 227.8253 |  | 65.0282 | 9.588 | 0 | 153.2091 | 0
22.06. | 13 | 228.1708 |  | 65.0282 | 9.588 | 0 | 153.5545 | 0
22.06. | 14 | 220.5034 |  | 64.9608 | 9.588 | 0 | 145.9545 | 0
22.06. | 15 | 219.7156 |  | 64.6912 | 9.588 | 0 | 145.4364 | 0
22.06. | 16 | 219.109 |  | 64.0846 | 9.588 | 0 | 145.4364 | 0
22.06. | 17 | 221.662 |  | 64.2194 | 9.588 | 0 | 147.8545 | 0
22.06. | 18 | 224.8385 |  | 64.2868 | 9.588 | 0 | 150.9636 | 0
22.06. | 19 | 228.3645 |  | 65.5674 | 9.588 | 0 | 153.2091 | 0
22.06. | 20 | 229.9486 |  | 65.7696 | 9.588 | 0 | 154.5909 | 0
22.06. | 21 | 228.3856 |  | 66.1066 | 9.588 | 0 | 152.6909 | 0
22.06. | 22 | 222.2222 |  | 65.2978 | 9.588 | 0 | 147.3364 | 0
22.06. | 23 | 225.1755 |  | 64.6238 | 9.588 | 0 | 150.9636 | 0
22.06. | 24 | 217.883 |  | 64.7586 | 9.588 | 0 | 143.5364 | 0
23.06. | 1 | 222.1758 |  | 65.7696 | 9.588 | 0 | 146.8182 | 0
23.06. | 2 | 218.3843 |  | 65.4326 | 9.588 | 0 | 143.3636 | 0
23.06. | 3 | 216.5896 |  | 65.3652 | 9.588 | 0 | 141.6364 | 0
23.06. | 4 | 208.8758 |  | 65.7696 | 9.588 | 0 | 133.5182 | 0
23.06. | 5 | 205.6614 |  | 65.837 | 9.588 | 0 | 130.2364 | 0
23.06. | 6 | 209.3858 |  | 63.3432 | 9.588 | 0 | 136.4545 | 0
23.06. | 7 | 204.4902 |  | 65.7022 | 9.588 | 0 | 129.2 | 0
23.06. | 8 | 218.1062 |  | 65.5 | 9.588 | 0 | 143.0182 | 0
23.06. | 9 | 218.894 |  | 65.7696 | 9.588 | 0 | 143.5364 | 0
23.06. | 10 | 219.6902 |  | 65.7022 | 9.588 | 0 | 144.4 | 0
23.06. | 11 | 218.0642 |  | 64.4216 | 9.588 | 0 | 144.0545 | 0
23.06. | 12 | 219.2354 |  | 64.5564 | 9.588 | 0 | 145.0909 | 0
23.06. | 13 | 220.8278 |  | 64.4216 | 9.588 | 0 | 146.8182 | 0
23.06. | 14 | 218.14 |  | 64.152 | 9.588 | 0 | 144.4 | 0
23.06. | 15 | 217.7482 |  | 64.6238 | 9.588 | 0 | 143.5364 | 0
23.06. | 16 | 219.9557 |  | 64.7586 | 9.588 | 0 | 145.6091 | 0
23.06. | 17 | 215.7808 |  | 64.5564 | 9.588 | 0 | 141.6364 | 0
23.06. | 18 | 219.9642 |  | 64.4216 | 9.588 | 0 | 145.9545 | 0
23.06. | 19 | 221.3081 |  | 64.5564 | 9.588 | 0 | 147.1636 | 0
23.06. | 20 | 222.2768 |  | 67.2524 | 9.588 | 0 | 145.4364 | 0
23.06. | 21 | 221.152 |  | 66.6458 | 9.588 | 0 | 144.9182 | 0
23.06. | 22 | 224.2232 |  | 66.7806 | 9.588 | 0 | 147.8545 | 0
23.06. | 23 | 218.8476 |  | 66.2414 | 9.588 | 0 | 143.0182 | 0
23.06. | 24 | 220.2758 |  | 65.7696 | 9.588 | 0 | 144.9182 | 0
24.06. | 1 | 223.6714 |  | 65.3652 | 9.588 | 0 | 148.7182 | 0
24.06. | 2 | 222.1084 |  | 65.7022 | 9.588 | 0 | 146.8182 | 0
24.06. | 3 | 223.4692 |  | 65.163 | 9.588 | 0 | 148.7182 | 0
24.06. | 4 | 222.8752 |  | 65.4326 | 9.588 | 0 | 147.8545 | 0
24.06. | 5 | 224.8593 |  | 67.5894 | 9.588 | 0 | 147.6818 | 0
24.06. | 6 | 222.3358 |  | 67.6568 | 9.588 | 0 | 145.0909 | 0
24.06. | 7 | 224.3875 |  | 67.1176 | 9.588 | 0 | 147.6818 | 0
24.06. | 8 | 226.7846 |  | 66.5784 | 9.588 | 0 | 150.6182 | 0
24.06. | 9 | 228.7015 |  | 65.9044 | 9.588 | 0 | 153.2091 | 0
24.06. | 10 | 229.3166 |  | 66.174 | 9.588 | 0 | 153.5545 | 0
24.06. | 11 | 227.3113 |  | 66.2414 | 9.588 | 0 | 151.4818 | 0
24.06. | 12 | 223.0858 |  | 65.2978 | 9.588 | 0 | 148.2 | 0
24.06. | 13 | 223.9874 |  | 65.163 | 9.588 | 0 | 149.2364 | 0
24.06. | 14 | 221.704 |  | 65.2978 | 9.588 | 0 | 146.8182 | 0
24.06. | 15 | 216.7838 |  | 60.3776 | 9.588 | 0 | 146.8182 | 0
24.06. | 16 | 217.3694 |  | 60.445 | 9.588 | 0 | 147.3364 | 0
24.06. | 17 | 214.6732 |  | 60.5124 | 9.588 | 0 | 144.5727 | 0
24.06. | 18 | 213.2534 |  | 60.6472 | 9.588 | 0 | 143.0182 | 0
24.06. | 19 | 214.492 |  | 60.8494 | 9.588 | 0 | 144.0545 | 0
24.06. | 20 | 215.1281 |  | 61.6582 | 9.588 | 0 | 143.8818 | 0
24.06. | 21 | 217.9591 |  | 61.7256 | 9.588 | 0 | 146.6455 | 0
24.06. | 22 | 221.203 |  | 61.8604 | 9.588 | 0 | 149.7545 | 0
24.06. | 23 | 219.7202 |  | 60.3776 | 9.588 | 0 | 149.7545 | 0
24.06. | 24 | 220.508 |  | 60.6472 | 9.588 | 0 | 150.2727 | 0
25.06. | 1 | 220.0572 |  | 60.7146 | 9.588 | 0 | 149.7545 | 0
25.06. | 2 | 212.3898 |  | 60.6472 | 9.588 | 0 | 142.1545 | 0
25.06. | 3 | 216.8512 |  | 60.445 | 9.588 | 0 | 146.8182 | 0
25.06. | 4 | 220.6594 |  | 62.8714 | 9.588 | 0 | 148.2 | 0
25.06. | 5 | 219.6905 |  | 62.9388 | 9.588 | 0 | 147.1636 | 0
25.06. | 6 | 218.6331 |  | 62.3996 | 9.588 | 0 | 146.6455 | 0
25.06. | 7 | 217.6052 |  | 62.0626 | 9.588 | 0 | 145.9545 | 0
25.06. | 8 | 218.9281 |  | 61.6582 | 9.588 | 0 | 147.6818 | 0
25.06. | 9 | 219.4632 |  | 60.9842 | 9.588 | 0 | 148.8909 | 0
25.06. | 10 | 221.4685 |  | 60.9168 | 9.588 | 0 | 150.9636 | 0
25.06. | 11 | 218.608 |  | 60.6472 | 9.588 | 0 | 148.3727 | 0
25.06. | 12 | 220.508 |  | 60.6472 | 9.588 | 0 | 150.2727 | 0
25.06. | 13 | 217.4916 |  | 59.7036 | 9.588 | 0 | 148.2 | 0
25.06. | 14 | 217.3948 |  | 59.434 | 9.588 | 0 | 148.3727 | 0
25.06. | 15 | 216.628 |  | 59.7036 | 9.588 | 0 | 147.3364 | 0
25.06. | 16 | 205.249 |  | 60.2428 | 9.588 | 0 | 135.4182 | 0
25.06. | 17 | 211.8421 |  | 60.445 | 9.588 | 0 | 141.8091 | 0
25.06. | 18 | 206.0039 |  | 50.8068 | 9.588 | 0 | 145.6091 | 0
25.06. | 19 | 206.4506 |  | 49.5262 | 9.588 | 0 | 147.3364 | 0
25.06. | 20 | 217.1208 |  | 60.7146 | 9.588 | 0 | 146.8182 | 0
25.06. | 21 | 219.1766 |  | 61.3886 | 9.588 | 0 | 148.2 | 0
25.06. | 22 | 217.6685 |  | 60.9168 | 9.588 | 0 | 147.1636 | 0
25.06. | 23 | 215.638 |  | 59.2318 | 9.588 | 0 | 146.8182 | 0
25.06. | 24 | 216.4343 |  | 59.1644 | 9.588 | 0 | 147.6818 | 0
26.06. | 1 | 207.9839 |  | 51.7504 | 9.588 | 0 | 146.6455 | 0
26.06. | 2 | 220.8786 |  | 62.3996 | 9.588 | 0 | 148.8909 | 0
26.06. | 3 | 219.4378 |  | 61.9952 | 9.588 | 0 | 147.8545 | 0
26.06. | 4 | 222.3191 |  | 65.5674 | 9.588 | 0 | 147.1636 | 0
26.06. | 5 | 223.0564 |  | 65.0956 | 9.588 | 0 | 148.3727 | 0
26.06. | 6 | 220.9667 |  | 65.7696 | 9.588 | 0 | 145.6091 | 0
26.06. | 7 | 226.4812 |  | 67.6568 | 9.588 | 0 | 149.2364 | 0
26.06. | 8 | 215.9332 |  | 55.727 | 9.588 | 0 | 150.6182 | 0
26.06. | 9 | 215.4699 |  | 54.9182 | 9.588 | 0 | 150.9636 | 0
26.06. | 10 | 219.2861 |  | 62.5344 | 9.588 | 0 | 147.1636 | 0
26.06. | 11 | 215.9074 |  | 62.2648 | 9.588 | 0 | 144.0545 | 0
26.06. | 12 | 217.841 |  | 63.6802 | 9.588 | 0 | 144.5727 | 0
26.06. | 13 | 223.6461 |  | 66.3762 | 9.588 | 0 | 147.6818 | 0
26.06. | 14 | 219.7282 |  | 65.5674 | 9.588 | 0 | 144.5727 | 0
26.06. | 15 | 222.4329 |  | 65.163 | 9.588 | 0 | 147.6818 | 0
26.06. | 16 | 222.2222 |  | 65.2978 | 9.588 | 0 | 147.3364 | 0
26.06. | 17 | 221.5692 |  | 65.163 | 9.588 | 0 | 146.8182 | 0
26.06. | 18 | 226.8605 |  | 66.3088 | 9.588 | 0 | 150.9636 | 0
26.06. | 19 | 225.2385 |  | 66.2414 | 9.588 | 0 | 149.4091 | 0
26.06. | 20 | 228.6298 |  | 67.3872 | 9.588 | 0 | 151.6545 | 0
26.06. | 21 | 226.3128 |  | 66.1066 | 9.588 | 0 | 150.6182 | 0
26.06. | 22 | 228.7646 |  | 67.522 | 9.588 | 0 | 151.6545 | 0
26.06. | 23 | 224.9984 |  | 66.174 | 9.588 | 0 | 149.2364 | 0
26.06. | 24 | 221.3248 |  | 66.6458 | 9.588 | 0 | 145.0909 | 0
27.06. | 1 | 221.0552 |  | 66.3762 | 9.588 | 0 | 145.0909 | 0
27.06. | 2 | 225.6934 |  | 67.3872 | 9.588 | 0 | 148.7182 | 0
27.06. | 3 | 224.3875 |  | 67.1176 | 9.588 | 0 | 147.6818 | 0
27.06. | 4 | 224.5392 |  | 66.5784 | 9.588 | 0 | 148.3727 | 0
27.06. | 5 | 222.5802 |  | 66.174 | 9.588 | 0 | 146.8182 | 0
27.06. | 6 | 226.2749 |  | 66.2414 | 9.588 | 0 | 150.4455 | 0
27.06. | 7 | 220.9752 |  | 65.4326 | 9.588 | 0 | 145.9545 | 0
27.06. | 8 | 218.772 |  | 63.7476 | 9.588 | 0 | 145.4364 | 0
27.06. | 9 | 220.179 |  | 65.5 | 9.588 | 0 | 145.0909 | 0
27.06. | 10 | 219.2564 |  | 65.0956 | 9.588 | 0 | 144.5727 | 0
27.06. | 11 | 218.9025 |  | 65.4326 | 9.588 | 0 | 143.8818 | 0
27.06. | 12 | 219.6692 |  | 65.163 | 9.588 | 0 | 144.9182 | 0
27.06. | 13 | 217.9125 |  | 64.9608 | 9.588 | 0 | 143.3636 | 0
27.06. | 14 | 218.536 |  | 64.8934 | 9.588 | 0 | 144.0545 | 0
27.06. | 15 | 222.2012 |  | 64.7586 | 9.588 | 0 | 147.8545 | 0
27.06. | 16 | 221.5946 |  | 64.152 | 9.588 | 0 | 147.8545 | 0
27.06. | 17 | 224.7626 |  | 64.5564 | 9.588 | 0 | 150.6182 | 0
27.06. | 18 | 211.3708 |  | 54.4464 | 9.588 | 0 | 147.3364 | 0
27.06. | 19 | 221.6661 |  | 65.4326 | 9.588 | 0 | 146.6455 | 0
27.06. | 20 | 223.0815 |  | 66.848 | 9.588 | 0 | 146.6455 | 0
27.06. | 21 | 220.4063 |  | 67.4546 | 9.588 | 0 | 143.3636 | 0
27.06. | 22 | 223.4605 |  | 68.2634 | 9.588 | 0 | 145.6091 | 0
27.06. | 23 | 223.6924 |  | 65.9044 | 9.588 | 0 | 148.2 | 0
27.06. | 24 | 222.2432 |  | 65.837 | 9.588 | 0 | 146.8182 | 0
28.06. | 1 | 220.6718 |  | 66.511 | 9.588 | 0 | 144.5727 | 0
28.06. | 2 | 225.4282 |  | 65.5674 | 9.588 | 0 | 150.2727 | 0
28.06. | 3 | 226.6583 |  | 66.1066 | 9.588 | 0 | 150.9636 | 0
28.06. | 4 | 222.5213 |  | 65.7696 | 9.588 | 0 | 147.1636 | 0
28.06. | 5 | 228.2464 |  | 67.522 | 9.588 | 0 | 151.1364 | 0
28.06. | 6 | 222.8329 |  | 67.1176 | 9.588 | 0 | 146.1273 | 0
28.06. | 7 | 219.2564 |  | 65.0956 | 9.588 | 0 | 144.5727 | 0
28.06. | 8 | 214.4538 |  | 63.7476 | 9.588 | 0 | 141.1182 | 0
28.06. | 9 | 201.757 |  | 54.8508 | 9.588 | 0 | 137.3182 | 0
28.06. | 10 | 200.746 |  | 53.8398 | 9.588 | 0 | 137.3182 | 0
28.06. | 11 | 210.713 |  | 61.3886 | 9.588 | 0 | 139.7364 | 0
28.06. | 12 | 207.3341 |  | 63.8824 | 9.588 | 0 | 133.8636 | 0
28.06. | 13 | 215.4143 |  | 64.0172 | 9.588 | 0 | 141.8091 | 0
28.06. | 14 | 202.9871 |  | 55.39 | 9.588 | 0 | 138.0091 | 0
28.06. | 15 | 204.4695 |  | 62.3996 | 9.588 | 0 | 132.4818 | 0
28.06. | 16 | 214.2688 |  | 60.108 | 9.588 | 0 | 144.5727 | 0
28.06. | 17 | 218.5447 |  | 61.793 | 9.588 | 0 | 147.1636 | 0
28.06. | 18 | 224.9902 |  | 63.7476 | 9.588 | 0 | 151.6545 | 0
28.06. | 19 | 213.7842 |  | 61.5234 | 9.588 | 0 | 142.6727 | 0
28.06. | 20 | 218.1823 |  | 62.467 | 9.588 | 0 | 146.1273 | 0
28.06. | 21 | 208.3325 |  | 64.0172 | 9.588 | 0 | 134.7273 | 0
28.06. | 22 | 217.9632 |  | 62.9388 | 9.588 | 0 | 145.4364 | 0
28.06. | 23 | 216.6742 |  | 61.9952 | 9.588 | 0 | 145.0909 | 0
28.06. | 24 | 205.7974 |  | 52.1548 | 9.588 | 0 | 144.0545 | 0
29.06. | 1 | 216.0086 |  | 60.9842 | 9.588 | 0 | 145.4364 | 0
29.06. | 2 | 223.3134 |  | 64.489 | 9.588 | 0 | 149.2364 | 0
29.06. | 3 | 224.0253 |  | 65.0282 | 9.588 | 0 | 149.4091 | 0
29.06. | 4 | 222.2432 |  | 65.837 | 9.588 | 0 | 146.8182 | 0
29.06. | 5 | 224.99 |  | 66.511 | 9.588 | 0 | 148.8909 | 0
29.06. | 6 | 223.6461 |  | 66.3762 | 9.588 | 0 | 147.6818 | 0
29.06. | 7 | 222.6056 |  | 65.163 | 9.588 | 0 | 147.8545 | 0
29.06. | 8 | 221.426 |  | 65.3652 | 9.588 | 0 | 146.4727 | 0
29.06. | 9 | 222.378 |  | 65.9718 | 9.588 | 0 | 146.8182 | 0
29.06. | 10 | 223.7978 |  | 65.837 | 9.588 | 0 | 148.3727 | 0
29.06. | 11 | 214.8126 |  | 56.3336 | 9.588 | 0 | 148.8909 | 0
29.06. | 12 | 219.282 |  | 61.3212 | 9.588 | 0 | 148.3727 | 0
29.06. | 13 | 222.4034 |  | 64.9608 | 9.588 | 0 | 147.8545 | 0
29.06. | 14 | 223.8736 |  | 65.5674 | 9.588 | 0 | 148.7182 | 0
29.06. | 15 | 227.9517 |  | 65.5 | 9.588 | 0 | 152.8636 | 0
29.06. | 16 | 226.2034 |  | 64.9608 | 9.588 | 0 | 151.6545 | 0
29.06. | 17 | 228.2213 |  | 65.7696 | 9.588 | 0 | 152.8636 | 0
29.06. | 18 | 223.7598 |  | 65.9718 | 9.588 | 0 | 148.2 | 0
29.06. | 19 | 225.1037 |  | 66.1066 | 9.588 | 0 | 149.4091 | 0
29.06. | 20 | 227.9558 |  | 66.7132 | 9.588 | 0 | 151.6545 | 0
29.06. | 21 | 230.1633 |  | 66.848 | 9.588 | 0 | 153.7273 | 0
29.06. | 22 | 230.8373 |  | 67.522 | 9.588 | 0 | 153.7273 | 0
29.06. | 23 | 228.2802 |  | 66.174 | 9.588 | 0 | 152.5182 | 0
29.06. | 24 | 228.1664 |  | 66.5784 | 9.588 | 0 | 152 | 0
30.06. | 1 | 227.1006 |  | 66.3762 | 9.588 | 0 | 151.1364 | 0
30.06. | 2 | 227.3997 |  | 66.848 | 9.588 | 0 | 150.9636 | 0
30.06. | 3 | 229.5188 |  | 66.3762 | 9.588 | 0 | 153.5545 | 0
30.06. | 4 | 228.1664 |  | 66.5784 | 9.588 | 0 | 152 | 0
30.06. | 5 | 229.957 |  | 65.4326 | 9.588 | 0 | 154.9364 | 0
30.06. | 6 | 233.2934 |  | 67.3872 | 9.588 | 0 | 156.3182 | 0
30.06. | 7 | 228.0527 |  | 66.9828 | 9.588 | 0 | 151.4818 | 0
30.06. | 8 | 229.7884 |  | 66.6458 | 9.588 | 0 | 153.5545 | 0
30.06. | 9 | 223.5028 |  | 66.5784 | 9.588 | 0 | 147.3364 | 0
30.06. | 10 | 227.0458 |  | 67.185 | 9.588 | 0 | 150.2727 | 0
30.06. | 11 | 233.7063 |  | 67.4546 | 9.588 | 0 | 156.6636 | 0
30.06. | 12 | 234.6837 |  | 67.0502 | 9.588 | 0 | 158.0455 | 0
30.06. | 13 | 231.899 |  | 66.511 | 9.588 | 0 | 155.8 | 0
30.06. | 14 | 229.7212 |  | 63.815 | 9.588 | 0 | 156.3182 | 0
30.06. | 15 | 230.467 |  | 63.0062 | 9.588 | 0 | 157.8727 | 0
30.06. | 16 | 230.3699 |  | 65.5 | 9.588 | 0 | 155.2818 | 0
30.06. | 17 | 230.5846 |  | 66.5784 | 9.588 | 0 | 154.4182 | 0
30.06. | 18 | 232.8385 |  | 66.2414 | 9.588 | 0 | 157.0091 | 0
30.06. | 19 | 232.552 |  | 66.6458 | 9.588 | 0 | 156.3182 | 0
30.06. | 20 | 232.2066 |  | 66.6458 | 9.588 | 0 | 155.9727 | 0
30.06. | 21 | 228.7015 |  | 65.9044 | 9.588 | 0 | 153.2091 | 0
30.06. | 22 | 230.2856 |  | 66.1066 | 9.588 | 0 | 154.5909 | 0
30.06. | 23 | 230.5216 |  | 64.9608 | 9.588 | 0 | 155.9727 | 0
30.06. | 24 | 223.2586 |  | 65.2978 | 9.588 | 0 | 148.3727 | 0
01.07. | 1 | 228.2297 |  | 65.4326 | 9.588 | 0 | 153.2091 | 0
01.07. | 2 | 222.9426 |  | 65.5 | 9.588 | 0 | 147.8545 | 0
01.07. | 3 | 231.263 |  | 65.7022 | 9.588 | 0 | 155.9727 | 0
01.07. | 4 | 232.5395 |  | 65.7696 | 9.588 | 0 | 157.1818 | 0
01.07. | 5 | 229.0344 |  | 65.0282 | 9.588 | 0 | 154.4182 | 0
01.07. | 6 | 228.6931 |  | 66.2414 | 9.588 | 0 | 152.8636 | 0
01.07. | 7 | 233.9843 |  | 67.3872 | 9.588 | 0 | 157.0091 | 0
01.07. | 8 | 235.5473 |  | 67.0502 | 9.588 | 0 | 158.9091 | 0
01.07. | 9 | 231.5157 |  | 66.6458 | 9.588 | 0 | 155.2818 | 0
01.07. | 10 | 218.0564 |  | 56.4684 | 9.588 | 0 | 152 | 0
01.07. | 11 | 220.9928 |  | 56.4684 | 9.588 | 0 | 154.9364 | 0
01.07. | 12 | 231.1282 |  | 65.5674 | 9.588 | 0 | 155.9727 | 0
01.07. | 13 | 231.9664 |  | 66.5784 | 9.588 | 0 | 155.8 | 0
01.07. | 14 | 231.9201 |  | 67.0502 | 9.588 | 0 | 155.2818 | 0
01.07. | 15 | 232.8132 |  | 67.2524 | 9.588 | 0 | 155.9727 | 0
01.07. | 16 | 235.4884 |  | 66.6458 | 9.588 | 0 | 159.2545 | 0
01.07. | 17 | 233.9633 |  | 66.848 | 9.588 | 0 | 157.5273 | 0
01.07. | 18 | 232.8765 |  | 66.1066 | 9.588 | 0 | 157.1818 | 0
01.07. | 19 | 233.4915 |  | 66.3762 | 9.588 | 0 | 157.5273 | 0
01.07. | 20 | 235.2524 |  | 67.7916 | 9.588 | 0 | 157.8727 | 0
01.07. | 21 | 233.1712 |  | 68.1286 | 9.588 | 0 | 155.4545 | 0
01.07. | 22 | 234.6583 |  | 68.0612 | 9.588 | 0 | 157.0091 | 0
01.07. | 23 | 232.7542 |  | 66.848 | 9.588 | 0 | 156.3182 | 0
01.07. | 24 | 232.9649 |  | 66.7132 | 9.588 | 0 | 156.6636 | 0
02.07. | 1 | 233.3019 |  | 67.0502 | 9.588 | 0 | 156.6636 | 0
02.07. | 2 | 228.6382 |  | 67.0502 | 9.588 | 0 | 152 | 0
02.07. | 3 | 220.5664 |  | 66.5784 | 9.588 | 0 | 144.4 | 0
02.07. | 4 | 225.5081 |  | 66.511 | 9.588 | 0 | 149.4091 | 0
02.07. | 5 | 226.1862 |  | 68.3982 | 9.588 | 0 | 148.2 | 0
02.07. | 6 | 227.3953 |  | 68.3982 | 9.588 | 0 | 149.4091 | 0
02.07. | 7 | 228.8615 |  | 67.7916 | 9.588 | 0 | 151.4818 | 0
02.07. | 8 | 229.464 |  | 67.185 | 9.588 | 0 | 152.6909 | 0
02.07. | 9 | 235.7495 |  | 67.2524 | 9.588 | 0 | 158.9091 | 0
02.07. | 10 | 235.1724 |  | 66.848 | 9.588 | 0 | 158.7364 | 0
02.07. | 11 | 233.8411 |  | 67.5894 | 9.588 | 0 | 156.6636 | 0
02.07. | 12 | 220.916 |  | 67.7916 | 9.588 | 0 | 143.5364 | 0
02.07. | 13 | 229.8473 |  | 67.0502 | 9.588 | 0 | 153.2091 | 0
02.07. | 14 | 234.0981 |  | 66.9828 | 9.588 | 0 | 157.5273 | 0
02.07. | 15 | 231.3598 |  | 65.9718 | 9.588 | 0 | 155.8 | 0
02.07. | 16 | 232.4931 |  | 66.2414 | 9.588 | 0 | 156.6636 | 0
02.07. | 17 | 230.3066 |  | 66.6458 | 9.588 | 0 | 154.0727 | 0
02.07. | 18 | 232.1012 |  | 66.7132 | 9.588 | 0 | 155.8 | 0
02.07. | 19 | 228.5583 |  | 66.1066 | 9.588 | 0 | 152.8636 | 0
02.07. | 20 | 227.2185 |  | 67.185 | 9.588 | 0 | 150.4455 | 0
02.07. | 21 | 233.7862 |  | 68.3982 | 9.588 | 0 | 155.8 | 0
02.07. | 22 | 230.8922 |  | 66.7132 | 9.588 | 0 | 154.5909 | 0
02.07. | 23 | 229.8348 |  | 66.174 | 9.588 | 0 | 154.0727 | 0
02.07. | 24 | 230.0285 |  | 66.7132 | 9.588 | 0 | 153.7273 | 0
03.07. | 1 | 225.605 |  | 66.7806 | 9.588 | 0 | 149.2364 | 0
03.07. | 2 | 229.2618 |  | 66.9828 | 9.588 | 0 | 152.6909 | 0
03.07. | 3 | 228.8404 |  | 67.2524 | 9.588 | 0 | 152 | 0
03.07. | 4 | 228.436 |  | 66.848 | 9.588 | 0 | 152 | 0
03.07. | 5 | 232.2317 |  | 68.3982 | 9.588 | 0 | 154.2455 | 0
03.07. | 6 | 229.8978 |  | 67.7916 | 9.588 | 0 | 152.5182 | 0
03.07. | 7 | 229.2912 |  | 67.185 | 9.588 | 0 | 152.5182 | 0
03.07. | 8 | 225.4238 |  | 67.1176 | 9.588 | 0 | 148.7182 | 0
03.07. | 9 | 225.8915 |  | 66.3762 | 9.588 | 0 | 149.9273 | 0
03.07. | 10 | 224.1642 |  | 66.3762 | 9.588 | 0 | 148.2 | 0
03.07. | 11 | 223.0141 |  | 66.7806 | 9.588 | 0 | 146.6455 | 0
03.07. | 12 | 223.8019 |  | 67.0502 | 9.588 | 0 | 147.1636 | 0
03.07. | 13 | 223.5787 |  | 66.3088 | 9.588 | 0 | 147.6818 | 0
03.07. | 14 | 224.0084 |  | 65.7022 | 9.588 | 0 | 148.7182 | 0
03.07. | 15 | 229.0301 |  | 66.5784 | 9.588 | 0 | 152.8636 | 0
03.07. | 16 | 227.4924 |  | 65.9044 | 9.588 | 0 | 152 | 0
03.07. | 17 | 229.6915 |  | 66.3762 | 9.588 | 0 | 153.7273 | 0
03.07. | 18 | 228.3856 |  | 66.1066 | 9.588 | 0 | 152.6909 | 0
03.07. | 19 | 227.9179 |  | 66.848 | 9.588 | 0 | 151.4818 | 0
03.07. | 20 | 228.5919 |  | 67.522 | 9.588 | 0 | 151.4818 | 0
03.07. | 21 | 230.7235 |  | 67.9264 | 9.588 | 0 | 153.2091 | 0
03.07. | 22 | 233.3775 |  | 69.544 | 9.588 | 0 | 154.2455 | 0
03.07. | 23 | 230.0706 |  | 67.7916 | 9.588 | 0 | 152.6909 | 0
03.07. | 24 | 226.3464 |  | 67.522 | 9.588 | 0 | 149.2364 | 0
04.07. | 1 | 226.3 |  | 67.9938 | 9.588 | 0 | 148.7182 | 0
04.07. | 2 | 225.706 |  | 68.2634 | 9.588 | 0 | 147.8545 | 0
04.07. | 3 | 227.012 |  | 68.533 | 9.588 | 0 | 148.8909 | 0
04.07. | 4 | 231.3091 |  | 67.9938 | 9.588 | 0 | 153.7273 | 0
04.07. | 5 | 232.9436 |  | 68.9374 | 9.588 | 0 | 154.4182 | 0
04.07. | 6 | 232.8762 |  | 68.87 | 9.588 | 0 | 154.4182 | 0
04.07. | 7 | 231.406 |  | 68.2634 | 9.588 | 0 | 153.5545 | 0
04.07. | 8 | 232.9985 |  | 68.1286 | 9.588 | 0 | 155.2818 | 0
04.07. | 9 | 228.6508 |  | 67.9264 | 9.588 | 0 | 151.1364 | 0
04.07. | 10 | 230.517 |  | 69.2744 | 9.588 | 0 | 151.6545 | 0
04.07. | 11 | 231.9367 |  | 69.1396 | 9.588 | 0 | 153.2091 | 0
04.07. | 12 | 222.6476 |  | 66.2414 | 9.588 | 0 | 146.8182 | 0
04.07. | 13 | 227.7323 |  | 68.7352 | 9.588 | 0 | 149.4091 | 0
04.07. | 14 | 225.5714 |  | 65.3652 | 9.588 | 0 | 150.6182 | 0
04.07. | 15 | 227.0837 |  | 67.0502 | 9.588 | 0 | 150.4455 | 0
04.07. | 16 | 215.1445 |  | 66.511 | 9.588 | 0 | 139.0455 | 0
04.07. | 17 | 227.922 |  | 68.0612 | 9.588 | 0 | 150.2727 | 0
04.07. | 18 | 232.1223 |  | 67.2524 | 9.588 | 0 | 155.2818 | 0
04.07. | 19 | 228.0232 |  | 66.7806 | 9.588 | 0 | 151.6545 | 0
04.07. | 20 | 229.089 |  | 66.9828 | 9.588 | 0 | 152.5182 | 0
04.07. | 21 | 224.1768 |  | 67.2524 | 9.588 | 0 | 147.3364 | 0
04.07. | 22 | 230.3655 |  | 67.0502 | 9.588 | 0 | 153.7273 | 0
04.07. | 23 | 229.4304 |  | 65.7696 | 9.588 | 0 | 154.0727 | 0
04.07. | 24 | 229.2197 |  | 65.9044 | 9.588 | 0 | 153.7273 | 0
05.07. | 1 | 231.4652 |  | 65.9044 | 9.588 | 0 | 155.9727 | 0
05.07. | 2 | 232.9564 |  | 67.0502 | 9.588 | 0 | 156.3182 | 0
05.07. | 3 | 228.099 |  | 66.511 | 9.588 | 0 | 152 | 0
05.07. | 4 | 227.8294 |  | 66.2414 | 9.588 | 0 | 152 | 0
05.07. | 5 | 230.812 |  | 68.533 | 9.588 | 0 | 152.6909 | 0
05.07. | 6 | 228.3264 |  | 68.4656 | 9.588 | 0 | 150.2727 | 0
05.07. | 7 | 232.9311 |  | 68.0612 | 9.588 | 0 | 155.2818 | 0
05.07. | 8 | 231.5831 |  | 66.7132 | 9.588 | 0 | 155.2818 | 0
05.07. | 9 | 233.6179 |  | 66.848 | 9.588 | 0 | 157.1818 | 0
05.07. | 10 | 232.8385 |  | 66.2414 | 9.588 | 0 | 157.0091 | 0
05.07. | 11 | 232.7417 |  | 65.9718 | 9.588 | 0 | 157.1818 | 0
05.07. | 12 | 231.7517 |  | 65.5 | 9.588 | 0 | 156.6636 | 0
05.07. | 13 | 229.7379 |  | 65.9044 | 9.588 | 0 | 154.2455 | 0
05.07. | 14 | 224.4971 |  | 65.5 | 9.588 | 0 | 149.4091 | 0
05.07. | 15 | 228.078 |  | 65.9718 | 9.588 | 0 | 152.5182 | 0
05.07. | 16 | 226.2539 |  | 65.7022 | 9.588 | 0 | 150.9636 | 0
05.07. | 17 | 227.3535 |  | 64.5564 | 9.588 | 0 | 153.2091 | 0
05.07. | 18 | 227.088 |  | 65.5 | 9.588 | 0 | 152 | 0
05.07. | 19 | 227.4924 |  | 65.9044 | 9.588 | 0 | 152 | 0
05.07. | 20 | 232.2066 |  | 66.6458 | 9.588 | 0 | 155.9727 | 0
05.07. | 21 | 222.6392 |  | 66.5784 | 9.588 | 0 | 146.4727 | 0
05.07. | 22 | 226.3213 |  | 65.7696 | 9.588 | 0 | 150.9636 | 0
05.07. | 23 | 225.0996 |  | 64.8934 | 9.588 | 0 | 150.6182 | 0
05.07. | 24 | 223.2206 |  | 65.4326 | 9.588 | 0 | 148.2 | 0
06.07. | 1 | 222.2896 |  | 65.3652 | 9.588 | 0 | 147.3364 | 0
06.07. | 2 | 225.0617 |  | 65.0282 | 9.588 | 0 | 150.4455 | 0
06.07. | 3 | 221.3586 |  | 65.2978 | 9.588 | 0 | 146.4727 | 0
06.07. | 4 | 221.03 |  | 64.6238 | 9.588 | 0 | 146.8182 | 0
06.07. | 5 | 218.2282 |  | 67.522 | 9.588 | 0 | 141.1182 | 0
06.07. | 6 | 224.5012 |  | 66.7132 | 9.588 | 0 | 148.2 | 0
06.07. | 7 | 225.7103 |  | 66.7132 | 9.588 | 0 | 149.4091 | 0
06.07. | 8 | 225.6219 |  | 66.1066 | 9.588 | 0 | 149.9273 | 0
06.07. | 9 | 226.0937 |  | 66.5784 | 9.588 | 0 | 149.9273 | 0
06.07. | 10 | 226.9448 |  | 65.7022 | 9.588 | 0 | 151.6545 | 0
06.07. | 11 | 225.7567 |  | 66.2414 | 9.588 | 0 | 149.9273 | 0
06.07. | 12 | 226.8984 |  | 66.174 | 9.588 | 0 | 151.1364 | 0
06.07. | 13 | 225.1922 |  | 66.7132 | 9.588 | 0 | 148.8909 | 0
06.07. | 14 | 226.0517 |  | 65.5 | 9.588 | 0 | 150.9636 | 0
06.07. | 15 | 228.4993 |  | 65.7022 | 9.588 | 0 | 153.2091 | 0
06.07. | 16 | 227.762 |  | 66.174 | 9.588 | 0 | 152 | 0
06.07. | 17 | 229.2492 |  | 66.1066 | 9.588 | 0 | 153.5545 | 0
06.07. | 18 | 229.1523 |  | 65.837 | 9.588 | 0 | 153.7273 | 0
06.07. | 19 | 231.2461 |  | 66.3762 | 9.588 | 0 | 155.2818 | 0
06.07. | 20 | 230.5467 |  | 66.7132 | 9.588 | 0 | 154.2455 | 0
06.07. | 21 | 229.3292 |  | 67.0502 | 9.588 | 0 | 152.6909 | 0
06.07. | 22 | 231.1238 |  | 67.1176 | 9.588 | 0 | 154.4182 | 0
06.07. | 23 | 231.8232 |  | 66.7806 | 9.588 | 0 | 155.4545 | 0
06.07. | 24 | 228.3602 |  | 67.1176 | 9.588 | 0 | 151.6545 | 0
07.07. | 1 | 229.464 |  | 67.185 | 9.588 | 0 | 152.6909 | 0
07.07. | 2 | 228.9248 |  | 66.6458 | 9.588 | 0 | 152.6909 | 0
07.07. | 3 | 228.8279 |  | 66.3762 | 9.588 | 0 | 152.8636 | 0
07.07. | 4 | 229.2912 |  | 67.185 | 9.588 | 0 | 152.5182 | 0
07.07. | 5 | 229.9696 |  | 66.3088 | 9.588 | 0 | 154.0727 | 0
07.07. | 6 | 228.9499 |  | 68.3982 | 9.588 | 0 | 150.9636 | 0
07.07. | 7 | 223.7345 |  | 66.9828 | 9.588 | 0 | 147.1636 | 0
07.07. | 8 | 219.8002 |  | 61.3212 | 9.588 | 0 | 148.8909 | 0
07.07. | 9 | 216.8343 |  | 61.119 | 9.588 | 0 | 146.1273 | 0
07.07. | 10 | 214.6563 |  | 61.1864 | 9.588 | 0 | 143.8818 | 0
07.07. | 11 | 220.529 |  | 61.1864 | 9.588 | 0 | 149.7545 | 0
07.07. | 12 | 194.5125 |  | 37.07 | 9.588 | 0 | 147.8545 | 0
07.07. | 13 | 185.7119 |  | 36.733 | 9.588 | 0 | 139.3909 | 0
07.07. | 14 | 219.2904 |  | 60.9842 | 9.588 | 0 | 148.7182 | 0
07.07. | 15 | 220.9882 |  | 60.782 | 9.588 | 0 | 150.6182 | 0
07.07. | 16 | 221.2663 |  | 60.7146 | 9.588 | 0 | 150.9636 | 0
07.07. | 17 | 220.5923 |  | 60.0406 | 9.588 | 0 | 150.9636 | 0
07.07. | 18 | 223.8572 |  | 60.7146 | 9.588 | 0 | 153.5545 | 0
07.07. | 19 | 221.5738 |  | 60.8494 | 9.588 | 0 | 151.1364 | 0
07.07. | 20 | 225.4412 |  | 60.9168 | 9.588 | 0 | 154.9364 | 0
07.07. | 21 | 223.8403 |  | 61.3886 | 9.588 | 0 | 152.8636 | 0
07.07. | 22 | 215.6252 |  | 61.119 | 9.588 | 0 | 144.9182 | 0
07.07. | 23 | 216.1857 |  | 59.434 | 9.588 | 0 | 147.1636 | 0
07.07. | 24 | 218.5196 |  | 60.0406 | 9.588 | 0 | 148.8909 | 0
08.07. | 1 | 219.6233 |  | 60.108 | 9.588 | 0 | 149.9273 | 0
08.07. | 2 | 218.0688 |  | 60.108 | 9.588 | 0 | 148.3727 | 0
08.07. | 3 | 216.8976 |  | 59.9732 | 9.588 | 0 | 147.3364 | 0
08.07. | 4 | 218.6164 |  | 60.3102 | 9.588 | 0 | 148.7182 | 0
08.07. | 5 | 216.6785 |  | 60.445 | 9.588 | 0 | 146.6455 | 0
08.07. | 6 | 217.2218 |  | 62.1974 | 9.588 | 0 | 145.4364 | 0
08.07. | 7 | 219.6695 |  | 62.3996 | 9.588 | 0 | 147.6818 | 0
08.07. | 8 | 222.4585 |  | 61.3886 | 9.588 | 0 | 151.4818 | 0
08.07. | 9 | 223.9246 |  | 60.782 | 9.588 | 0 | 153.5545 | 0
08.07. | 10 | 221.2158 |  | 59.9732 | 9.588 | 0 | 151.6545 | 0
08.07. | 11 | 219.2189 |  | 59.7036 | 9.588 | 0 | 149.9273 | 0
08.07. | 12 | 217.9804 |  | 59.5014 | 9.588 | 0 | 148.8909 | 0
08.07. | 13 | 218.1152 |  | 59.6362 | 9.588 | 0 | 148.8909 | 0
08.07. | 14 | 221.4264 |  | 59.8384 | 9.588 | 0 | 152 | 0
08.07. | 15 | 217.0114 |  | 59.5688 | 9.588 | 0 | 147.8545 | 0
08.07. | 16 | 220.2722 |  | 59.0296 | 9.588 | 0 | 151.6545 | 0
08.07. | 17 | 221.3549 |  | 58.5578 | 9.588 | 0 | 153.2091 | 0
08.07. | 18 | 216.9988 |  | 58.6926 | 9.588 | 0 | 148.7182 | 0
08.07. | 19 | 217.4706 |  | 59.1644 | 9.588 | 0 | 148.7182 | 0
08.07. | 20 | 220.2468 |  | 60.0406 | 9.588 | 0 | 150.6182 | 0
08.07. | 21 | 222.37 |  | 60.782 | 9.588 | 0 | 152 | 0
08.07. | 22 | 222.349 |  | 60.2428 | 9.588 | 0 | 152.5182 | 0
08.07. | 23 | 218.3468 |  | 60.0406 | 9.588 | 0 | 148.7182 | 0
08.07. | 24 | 221.3801 |  | 60.3102 | 9.588 | 0 | 151.4818 | 0
09.07. | 1 | 219.202 |  | 60.3776 | 9.588 | 0 | 149.2364 | 0
09.07. | 2 | 218.9534 |  | 60.6472 | 9.588 | 0 | 148.7182 | 0
09.07. | 3 | 219.1556 |  | 60.8494 | 9.588 | 0 | 148.7182 | 0
09.07. | 4 | 218.1193 |  | 60.8494 | 9.588 | 0 | 147.6818 | 0
09.07. | 5 | 216.3413 |  | 62.8714 | 9.588 | 0 | 143.8818 | 0
09.07. | 6 | 223.6632 |  | 62.9388 | 9.588 | 0 | 151.1364 | 0
09.07. | 7 | 225.2178 |  | 62.9388 | 9.588 | 0 | 152.6909 | 0
09.07. | 8 | 227.9224 |  | 62.5344 | 9.588 | 0 | 155.8 | 0
09.07. | 9 | 228.8494 |  | 61.3886 | 9.588 | 0 | 157.8727 | 0
09.07. | 10 | 232.5986 |  | 63.4106 | 9.588 | 0 | 159.6 | 0
09.07. | 11 | 232.1899 |  | 64.5564 | 9.588 | 0 | 158.0455 | 0
09.07. | 12 | 232.5269 |  | 64.8934 | 9.588 | 0 | 158.0455 | 0
09.07. | 13 | 226.6162 |  | 65.0282 | 9.588 | 0 | 152 | 0
09.07. | 14 | 228.036 |  | 64.8934 | 9.588 | 0 | 153.5545 | 0
09.07. | 15 | 231.3388 |  | 65.4326 | 9.588 | 0 | 156.3182 | 0
09.07. | 16 | 232.4805 |  | 65.3652 | 9.588 | 0 | 157.5273 | 0
09.07. | 17 | 226.7974 |  | 64.6912 | 9.588 | 0 | 152.5182 | 0
09.07. | 18 | 228.0824 |  | 64.4216 | 9.588 | 0 | 154.0727 | 0
09.07. | 19 | 226.8817 |  | 64.0846 | 9.588 | 0 | 153.2091 | 0
09.07. | 20 | 228.7269 |  | 64.8934 | 9.588 | 0 | 154.2455 | 0
09.07. | 21 | 231.2924 |  | 65.9044 | 9.588 | 0 | 155.8 | 0
09.07. | 22 | 230.8122 |  | 65.7696 | 9.588 | 0 | 155.4545 | 0
09.07. | 23 | 227.3576 |  | 65.7696 | 9.588 | 0 | 152 | 0
09.07. | 24 | 216.7244 |  | 65.5 | 9.588 | 0 | 141.6364 | 0
10.07. | 1 | 217.2341 |  | 65.837 | 9.588 | 0 | 141.8091 | 0
10.07. | 2 | 214.2009 |  | 65.5674 | 9.588 | 0 | 139.0455 | 0
10.07. | 3 | 219.842 |  | 65.163 | 9.588 | 0 | 145.0909 | 0
10.07. | 4 | 219.0162 |  | 65.0282 | 9.588 | 0 | 144.4 | 0
10.07. | 5 | 224.4338 |  | 66.6458 | 9.588 | 0 | 148.2 | 0
10.07. | 6 | 216.1603 |  | 60.445 | 9.588 | 0 | 146.1273 | 0
10.07. | 7 | 223.246 |  | 64.4216 | 9.588 | 0 | 149.2364 | 0
10.07. | 8 | 216.5222 |  | 65.2978 | 9.588 | 0 | 141.6364 | 0
10.07. | 9 | 222.4118 |  | 64.6238 | 9.588 | 0 | 148.2 | 0
10.07. | 10 | 217.23 |  | 64.6238 | 9.588 | 0 | 143.0182 | 0
10.07. | 11 | 208.203 |  | 51.2786 | 9.588 | 0 | 147.3364 | 0
10.07. | 12 | 218.2838 |  | 58.423 | 9.588 | 0 | 150.2727 | 0
10.07. | 13 | 210.3424 |  | 59.6362 | 9.588 | 0 | 141.1182 | 0
10.07. | 14 | 221.4808 |  | 64.5564 | 9.588 | 0 | 147.3364 | 0
10.07. | 15 | 222.0285 |  | 64.7586 | 9.588 | 0 | 147.6818 | 0
10.07. | 16 | 219.0121 |  | 63.815 | 9.588 | 0 | 145.6091 | 0
10.07. | 17 | 220.1328 |  | 63.2084 | 9.588 | 0 | 147.3364 | 0
10.07. | 18 | 217.525 |  | 63.8824 | 9.588 | 0 | 144.0545 | 0
10.07. | 19 | 224.9986 |  | 63.4106 | 9.588 | 0 | 152 | 0
10.07. | 20 | 224.7416 |  | 64.0172 | 9.588 | 0 | 151.1364 | 0
10.07. | 21 | 219.1764 |  | 64.152 | 9.588 | 0 | 145.4364 | 0
10.07. | 22 | 221.4852 |  | 63.0062 | 9.588 | 0 | 148.8909 | 0
10.07. | 23 | 225.6685 |  | 62.8714 | 9.588 | 0 | 153.2091 | 0
10.07. | 24 | 224.0212 |  | 63.815 | 9.588 | 0 | 150.6182 | 0
11.07. | 1 | 222.3614 |  | 63.8824 | 9.588 | 0 | 148.8909 | 0
11.07. | 2 | 217.1626 |  | 64.5564 | 9.588 | 0 | 143.0182 | 0
11.07. | 3 | 225.7526 |  | 65.0282 | 9.588 | 0 | 151.1364 | 0
11.07. | 4 | 224.0043 |  | 64.489 | 9.588 | 0 | 149.9273 | 0
11.07. | 5 | 225.9799 |  | 66.9828 | 9.588 | 0 | 149.4091 | 0
11.07. | 6 | 225.4871 |  | 65.9718 | 9.588 | 0 | 149.9273 | 0
11.07. | 7 | 227.8968 |  | 66.3088 | 9.588 | 0 | 152 | 0
11.07. | 8 | 220.3432 |  | 65.837 | 9.588 | 0 | 144.9182 | 0
11.07. | 9 | 225.4451 |  | 64.8934 | 9.588 | 0 | 150.9636 | 0
11.07. | 10 | 223.2376 |  | 64.7586 | 9.588 | 0 | 148.8909 | 0
11.07. | 11 | 221.346 |  | 64.4216 | 9.588 | 0 | 147.3364 | 0
11.07. | 12 | 222.0285 |  | 64.7586 | 9.588 | 0 | 147.6818 | 0
11.07. | 13 | 225.5799 |  | 65.0282 | 9.588 | 0 | 150.9636 | 0
11.07. | 14 | 226.6162 |  | 65.0282 | 9.588 | 0 | 152 | 0
11.07. | 15 | 224.552 |  | 64.6912 | 9.588 | 0 | 150.2727 | 0
11.07. | 16 | 227.5473 |  | 65.0956 | 9.588 | 0 | 152.8636 | 0
11.07. | 17 | 226.2118 |  | 64.6238 | 9.588 | 0 | 152 | 0
11.07. | 18 | 227.8084 |  | 65.7022 | 9.588 | 0 | 152.5182 | 0
11.07. | 19 | 225.0448 |  | 65.7022 | 9.588 | 0 | 149.7545 | 0
11.07. | 20 | 223.1279 |  | 66.3762 | 9.588 | 0 | 147.1636 | 0
11.07. | 21 | 230.8837 |  | 67.0502 | 9.588 | 0 | 154.2455 | 0
11.07. | 22 | 227.0417 |  | 65.9718 | 9.588 | 0 | 151.4818 | 0
11.07. | 23 | 225.2175 |  | 65.7022 | 9.588 | 0 | 149.9273 | 0
11.07. | 24 | 227.3113 |  | 66.2414 | 9.588 | 0 | 151.4818 | 0
12.07. | 1 | 228.5583 |  | 66.1066 | 9.588 | 0 | 152.8636 | 0
12.07. | 2 | 224.4802 |  | 66.174 | 9.588 | 0 | 148.7182 | 0
12.07. | 3 | 224.4508 |  | 65.9718 | 9.588 | 0 | 148.8909 | 0
12.07. | 4 | 224.1432 |  | 65.837 | 9.588 | 0 | 148.7182 | 0
12.07. | 5 | 223.6502 |  | 67.5894 | 9.588 | 0 | 146.4727 | 0
12.07. | 6 | 226.6329 |  | 67.1176 | 9.588 | 0 | 149.9273 | 0
12.07. | 7 | 225.3354 |  | 66.511 | 9.588 | 0 | 149.2364 | 0
12.07. | 8 | 228.1539 |  | 65.7022 | 9.588 | 0 | 152.8636 | 0
12.07. | 9 | 221.6871 |  | 65.9718 | 9.588 | 0 | 146.1273 | 0
12.07. | 10 | 226.9532 |  | 65.3652 | 9.588 | 0 | 152 | 0
12.07. | 11 | 226.157 |  | 65.4326 | 9.588 | 0 | 151.1364 | 0
12.07. | 12 | 227.484 |  | 66.2414 | 9.588 | 0 | 151.6545 | 0
12.07. | 13 | 223.9159 |  | 63.8824 | 9.588 | 0 | 150.4455 | 0
12.07. | 14 | 223.3767 |  | 63.3432 | 9.588 | 0 | 150.4455 | 0
12.07. | 15 | 224.0212 |  | 63.815 | 9.588 | 0 | 150.6182 | 0
12.07. | 16 | 224.135 |  | 63.4106 | 9.588 | 0 | 151.1364 | 0
12.07. | 17 | 222.9259 |  | 63.4106 | 9.588 | 0 | 149.9273 | 0
12.07. | 18 | 219.5388 |  | 63.478 | 9.588 | 0 | 146.4727 | 0
12.07. | 19 | 226.6206 |  | 63.478 | 9.588 | 0 | 153.5545 | 0
12.07. | 20 | 221.641 |  | 63.6802 | 9.588 | 0 | 148.3727 | 0
12.07. | 21 | 215.8905 |  | 62.9388 | 9.588 | 0 | 143.3636 | 0
12.07. | 22 | 213.6366 |  | 63.2758 | 9.588 | 0 | 140.7727 | 0
12.07. | 23 | 213.8852 |  | 63.0062 | 9.588 | 0 | 141.2909 | 0
12.07. | 24 | 218.6077 |  | 63.4106 | 9.588 | 0 | 145.6091 | 0
13.07. | 1 | 217.4619 |  | 62.2648 | 9.588 | 0 | 145.6091 | 0
13.07. | 2 | 223.6253 |  | 63.0736 | 9.588 | 0 | 150.9636 | 0
13.07. | 3 | 221.1986 |  | 63.4106 | 9.588 | 0 | 148.2 | 0
13.07. | 4 | 218.2497 |  | 62.5344 | 9.588 | 0 | 146.1273 | 0
13.07. | 5 | 217.3312 |  | 63.3432 | 9.588 | 0 | 144.4 | 0
13.07. | 6 | 216.636 |  | 64.8934 | 9.588 | 0 | 142.1545 | 0
13.07. | 7 | 216.5855 |  | 64.152 | 9.588 | 0 | 142.8455 | 0
13.07. | 8 | 219.0416 |  | 64.0172 | 9.588 | 0 | 145.4364 | 0
13.07. | 9 | 216.278 |  | 64.0172 | 9.588 | 0 | 142.6727 | 0
13.07. | 10 | 213.3542 |  | 64.8934 | 9.588 | 0 | 138.8727 | 0
13.07. | 11 | 217.8451 |  | 64.8934 | 9.588 | 0 | 143.3636 | 0
13.07. | 12 | 218.3379 |  | 65.9044 | 9.588 | 0 | 142.8455 | 0
13.07. | 13 | 205.6614 |  | 65.837 | 9.588 | 0 | 130.2364 | 0
13.07. | 14 | 209.2213 |  | 65.7696 | 9.588 | 0 | 133.8636 | 0
13.07. | 15 | 210.3714 |  | 65.3652 | 9.588 | 0 | 135.4182 | 0
13.07. | 16 | 211.7532 |  | 65.3652 | 9.588 | 0 | 136.8 | 0
13.07. | 17 | 211.2814 |  | 64.8934 | 9.588 | 0 | 136.8 | 0
13.07. | 18 | 213.6238 |  | 65.163 | 9.588 | 0 | 138.8727 | 0
13.07. | 19 | 220.2674 |  | 66.1066 | 9.588 | 0 | 144.5727 | 0
13.07. | 20 | 227.0417 |  | 65.9718 | 9.588 | 0 | 151.4818 | 0
13.07. | 21 | 226.7721 |  | 65.7022 | 9.588 | 0 | 151.4818 | 0
13.07. | 22 | 230.4455 |  | 67.9938 | 9.588 | 0 | 152.8636 | 0
13.07. | 23 | 227.0542 |  | 66.848 | 9.588 | 0 | 150.6182 | 0
13.07. | 24 | 226.9658 |  | 66.2414 | 9.588 | 0 | 151.1364 | 0
14.07. | 1 | 227.9642 |  | 66.3762 | 9.588 | 0 | 152 | 0
14.07. | 2 | 228.3686 |  | 66.7806 | 9.588 | 0 | 152 | 0
14.07. | 3 | 220.0652 |  | 65.9044 | 9.588 | 0 | 144.5727 | 0
14.07. | 4 | 220.9204 |  | 66.2414 | 9.588 | 0 | 145.0909 | 0
14.07. | 5 | 222.5128 |  | 66.1066 | 9.588 | 0 | 146.8182 | 0
14.07. | 6 | 224.7919 |  | 67.522 | 9.588 | 0 | 147.6818 | 0
14.07. | 7 | 226.0473 |  | 67.0502 | 9.588 | 0 | 149.4091 | 0
14.07. | 8 | 225.2385 |  | 66.2414 | 9.588 | 0 | 149.4091 | 0
14.07. | 9 | 226.237 |  | 66.3762 | 9.588 | 0 | 150.2727 | 0
14.07. | 10 | 226.3718 |  | 66.511 | 9.588 | 0 | 150.2727 | 0
14.07. | 11 | 226.5699 |  | 65.5 | 9.588 | 0 | 151.4818 | 0
14.07. | 12 | 230.4078 |  | 65.3652 | 9.588 | 0 | 155.4545 | 0
14.07. | 13 | 231.4483 |  | 66.5784 | 9.588 | 0 | 155.2818 | 0
14.07. | 14 | 228.5667 |  | 65.7696 | 9.588 | 0 | 153.2091 | 0
14.07. | 15 | 231.3514 |  | 66.3088 | 9.588 | 0 | 155.4545 | 0
14.07. | 16 | 225.2175 |  | 65.7022 | 9.588 | 0 | 149.9273 | 0
14.07. | 17 | 227.2398 |  | 64.9608 | 9.588 | 0 | 152.6909 | 0
14.07. | 18 | 227.425 |  | 65.837 | 9.588 | 0 | 152 | 0
14.07. | 19 | 226.5614 |  | 65.837 | 9.588 | 0 | 151.1364 | 0
14.07. | 20 | 227.9558 |  | 66.7132 | 9.588 | 0 | 151.6545 | 0
14.07. | 21 | 225.1037 |  | 66.1066 | 9.588 | 0 | 149.4091 | 0
14.07. | 22 | 223.1658 |  | 66.2414 | 9.588 | 0 | 147.3364 | 0
14.07. | 23 | 220.1369 |  | 64.4216 | 9.588 | 0 | 146.1273 | 0
14.07. | 24 | 221.4344 |  | 65.0282 | 9.588 | 0 | 146.8182 | 0
15.07. | 1 | 221.9147 |  | 65.163 | 9.588 | 0 | 147.1636 | 0
15.07. | 2 | 222.2517 |  | 65.5 | 9.588 | 0 | 147.1636 | 0
15.07. | 3 | 218.9194 |  | 64.7586 | 9.588 | 0 | 144.5727 | 0
15.07. | 4 | 219.3532 |  | 65.3652 | 9.588 | 0 | 144.4 | 0
15.07. | 5 | 220.221 |  | 66.5784 | 9.588 | 0 | 144.0545 | 0
15.07. | 6 | 220.6254 |  | 66.9828 | 9.588 | 0 | 144.0545 | 0
15.07. | 7 | 222.2937 |  | 66.5784 | 9.588 | 0 | 146.1273 | 0
15.07. | 8 | 222.4918 |  | 65.5674 | 9.588 | 0 | 147.3364 | 0
15.07. | 9 | 224.1222 |  | 65.2978 | 9.588 | 0 | 149.2364 | 0
15.07. | 10 | 226.157 |  | 65.4326 | 9.588 | 0 | 151.1364 | 0
15.07. | 11 | 226.9532 |  | 65.3652 | 9.588 | 0 | 152 | 0
15.07. | 12 | 223.246 |  | 64.4216 | 9.588 | 0 | 149.2364 | 0
15.07. | 13 | 225.9843 |  | 65.4326 | 9.588 | 0 | 150.9636 | 0
15.07. | 14 | 224.9943 |  | 64.9608 | 9.588 | 0 | 150.4455 | 0
15.07. | 15 | 228.7269 |  | 64.8934 | 9.588 | 0 | 154.2455 | 0
15.07. | 16 | 224.8426 |  | 65.5 | 9.588 | 0 | 149.7545 | 0
15.07. | 17 | 224.0927 |  | 65.0956 | 9.588 | 0 | 149.4091 | 0
15.07. | 18 | 222.1379 |  | 65.9044 | 9.588 | 0 | 146.6455 | 0
15.07. | 19 | 222.0241 |  | 66.3088 | 9.588 | 0 | 146.1273 | 0
15.07. | 20 | 217.1708 |  | 66.9828 | 9.588 | 0 | 140.6 | 0
15.07. | 21 | 224.1768 |  | 67.2524 | 9.588 | 0 | 147.3364 | 0
15.07. | 22 | 223.8903 |  | 67.6568 | 9.588 | 0 | 146.6455 | 0
15.07. | 23 | 225.6304 |  | 65.7696 | 9.588 | 0 | 150.2727 | 0
15.07. | 24 | 222.6561 |  | 65.9044 | 9.588 | 0 | 147.1636 | 0
16.07. | 1 | 219.6439 |  | 66.174 | 9.588 | 0 | 143.8818 | 0
16.07. | 2 | 217.1962 |  | 65.9718 | 9.588 | 0 | 141.6364 | 0
16.07. | 3 | 220.2968 |  | 66.3088 | 9.588 | 0 | 144.4 | 0
16.07. | 4 | 218.3338 |  | 64.6912 | 9.588 | 0 | 144.0545 | 0
16.07. | 5 | 218.974 |  | 66.7132 | 9.588 | 0 | 142.6727 | 0
16.07. | 6 | 221.7376 |  | 66.7132 | 9.588 | 0 | 145.4364 | 0
16.07. | 7 | 219.6902 |  | 65.7022 | 9.588 | 0 | 144.4 | 0
16.07. | 8 | 221.9736 |  | 65.5674 | 9.588 | 0 | 146.8182 | 0
16.07. | 9 | 219.1426 |  | 65.5 | 9.588 | 0 | 144.0545 | 0
16.07. | 10 | 222.02 |  | 65.0956 | 9.588 | 0 | 147.3364 | 0
16.07. | 11 | 223.4144 |  | 65.9718 | 9.588 | 0 | 147.8545 | 0
16.07. | 12 | 221.8009 |  | 65.5674 | 9.588 | 0 | 146.6455 | 0
16.07. | 13 | 221.4344 |  | 65.0282 | 9.588 | 0 | 146.8182 | 0
16.07. | 14 | 221.763 |  | 65.7022 | 9.588 | 0 | 146.4727 | 0
16.07. | 15 | 228.2297 |  | 65.4326 | 9.588 | 0 | 153.2091 | 0
16.07. | 16 | 225.3313 |  | 65.2978 | 9.588 | 0 | 150.4455 | 0
16.07. | 17 | 226.1655 |  | 65.0956 | 9.588 | 0 | 151.4818 | 0
16.07. | 18 | 223.5746 |  | 65.0956 | 9.588 | 0 | 148.8909 | 0
16.07. | 19 | 220.5834 |  | 65.9044 | 9.588 | 0 | 145.0909 | 0
16.07. | 20 | 224.7204 |  | 66.2414 | 9.588 | 0 | 148.8909 | 0
16.07. | 21 | 223.4439 |  | 66.174 | 9.588 | 0 | 147.6818 | 0
16.07. | 22 | 223.7598 |  | 65.9718 | 9.588 | 0 | 148.2 | 0
16.07. | 23 | 219.6398 |  | 64.9608 | 9.588 | 0 | 145.0909 | 0
16.07. | 24 | 221.3965 |  | 65.163 | 9.588 | 0 | 146.6455 | 0
17.07. | 1 | 217.9714 |  | 65.3652 | 9.588 | 0 | 143.0182 | 0
17.07. | 2 | 218.1062 |  | 65.5 | 9.588 | 0 | 143.0182 | 0
17.07. | 3 | 211.5974 |  | 64.6912 | 9.588 | 0 | 137.3182 | 0
17.07. | 4 | 214.42 |  | 65.0956 | 9.588 | 0 | 139.7364 | 0
17.07. | 5 | 216.4128 |  | 64.152 | 9.588 | 0 | 142.6727 | 0
17.07. | 6 | 220.0693 |  | 67.1176 | 9.588 | 0 | 143.3636 | 0
17.07. | 7 | 221.6702 |  | 66.6458 | 9.588 | 0 | 145.4364 | 0
17.07. | 8 | 220.2294 |  | 66.2414 | 9.588 | 0 | 144.4 | 0
17.07. | 9 | 221.9567 |  | 66.2414 | 9.588 | 0 | 146.1273 | 0
17.07. | 10 | 225.0827 |  | 65.5674 | 9.588 | 0 | 149.9273 | 0
17.07. | 11 | 222.2432 |  | 65.837 | 9.588 | 0 | 146.8182 | 0
17.07. | 12 | 220.0021 |  | 64.2868 | 9.588 | 0 | 146.1273 | 0
17.07. | 13 | 218.199 |  | 64.5564 | 9.588 | 0 | 144.0545 | 0
17.07. | 14 | 216.4802 |  | 64.2194 | 9.588 | 0 | 142.6727 | 0
17.07. | 15 | 218.6962 |  | 64.0172 | 9.588 | 0 | 145.0909 | 0
17.07. | 16 | 222.3444 |  | 64.5564 | 9.588 | 0 | 148.2 | 0
17.07. | 17 | 218.793 |  | 64.2868 | 9.588 | 0 | 144.9182 | 0
17.07. | 18 | 221.8726 |  | 64.0846 | 9.588 | 0 | 148.2 | 0
17.07. | 19 | 221.9611 |  | 64.6912 | 9.588 | 0 | 147.6818 | 0
17.07. | 20 | 221.0216 |  | 64.9608 | 9.588 | 0 | 146.4727 | 0
17.07. | 21 | 221.6661 |  | 65.4326 | 9.588 | 0 | 146.6455 | 0
17.07. | 22 | 223.1658 |  | 66.2414 | 9.588 | 0 | 147.3364 | 0
17.07. | 23 | 218.7172 |  | 64.5564 | 9.588 | 0 | 144.5727 | 0
17.07. | 24 | 219.3702 |  | 64.6912 | 9.588 | 0 | 145.0909 | 0
18.07. | 1 | 219.0626 |  | 64.5564 | 9.588 | 0 | 144.9182 | 0
18.07. | 2 | 216.7203 |  | 64.2868 | 9.588 | 0 | 142.8455 | 0
18.07. | 3 | 217.3523 |  | 63.8824 | 9.588 | 0 | 143.8818 | 0
18.07. | 4 | 217.1711 |  | 64.2194 | 9.588 | 0 | 143.3636 | 0
18.07. | 5 | 217.1962 |  | 65.9718 | 9.588 | 0 | 141.6364 | 0
18.07. | 6 | 217.4448 |  | 65.7022 | 9.588 | 0 | 142.1545 | 0
18.07. | 7 | 220.8109 |  | 65.0956 | 9.588 | 0 | 146.1273 | 0
18.07. | 8 | 221.5692 |  | 65.163 | 9.588 | 0 | 146.8182 | 0
18.07. | 9 | 222.5677 |  | 65.2978 | 9.588 | 0 | 147.6818 | 0
18.07. | 10 | 220.1454 |  | 64.0846 | 9.588 | 0 | 146.4727 | 0
18.07. | 11 | 220.6256 |  | 64.2194 | 9.588 | 0 | 146.8182 | 0
18.07. | 12 | 220.6341 |  | 63.8824 | 9.588 | 0 | 147.1636 | 0
18.07. | 13 | 217.4366 |  | 63.2758 | 9.588 | 0 | 144.5727 | 0
18.07. | 14 | 218.119 |  | 63.6128 | 9.588 | 0 | 144.9182 | 0
18.07. | 15 | 220.9501 |  | 63.6802 | 9.588 | 0 | 147.6818 | 0
18.07. | 16 | 218.7046 |  | 63.6802 | 9.588 | 0 | 145.4364 | 0
18.07. | 17 | 217.6388 |  | 63.478 | 9.588 | 0 | 144.5727 | 0
18.07. | 18 | 213.7842 |  | 61.5234 | 9.588 | 0 | 142.6727 | 0
18.07. | 19 | 214.85 |  | 61.7256 | 9.588 | 0 | 143.5364 | 0
18.07. | 20 | 213.3795 |  | 63.8824 | 9.588 | 0 | 139.9091 | 0
18.07. | 21 | 200.396 |  | 58.1534 | 9.588 | 0 | 132.6545 | 0
18.07. | 22 | 209.8028 |  | 64.6238 | 9.588 | 0 | 135.5909 | 0
18.07. | 23 | 209.925 |  | 63.8824 | 9.588 | 0 | 136.4545 | 0
18.07. | 24 | 213.1561 |  | 65.9044 | 9.588 | 0 | 137.6636 | 0
19.07. | 1 | 214.1335 |  | 65.5 | 9.588 | 0 | 139.0455 | 0
19.07. | 2 | 216.6696 |  | 66.3088 | 9.588 | 0 | 140.7727 | 0
19.07. | 3 | 215.6248 |  | 66.6458 | 9.588 | 0 | 139.3909 | 0
19.07. | 4 | 213.3121 |  | 63.815 | 9.588 | 0 | 139.9091 | 0
19.07. | 5 | 215.3552 |  | 66.3762 | 9.588 | 0 | 139.3909 | 0
19.07. | 6 | 211.8206 |  | 65.4326 | 9.588 | 0 | 136.8 | 0
19.07. | 7 | 206.8495 |  | 65.2978 | 9.588 | 0 | 131.9636 | 0
19.07. | 8 | 206.0494 |  | 61.3886 | 9.588 | 0 | 135.0727 | 0
19.07. | 9 | 206.26 |  | 61.2538 | 9.588 | 0 | 135.4182 | 0
19.07. | 10 | 208.9058 |  | 60.445 | 9.588 | 0 | 138.8727 | 0
19.07. | 11 | 210.6456 |  | 61.3212 | 9.588 | 0 | 139.7364 | 0
19.07. | 12 | 215.2754 |  | 62.6692 | 9.588 | 0 | 143.0182 | 0
19.07. | 13 | 209.0362 |  | 62.13 | 9.588 | 0 | 137.3182 | 0
19.07. | 14 | 212.4444 |  | 62.6018 | 9.588 | 0 | 140.2545 | 0
19.07. | 15 | 211.8504 |  | 62.8714 | 9.588 | 0 | 139.3909 | 0
19.07. | 16 | 208.6444 |  | 62.6018 | 9.588 | 0 | 136.4545 | 0
19.07. | 17 | 204.2714 |  | 63.4106 | 9.588 | 0 | 131.2727 | 0
19.07. | 18 | 207.5996 |  | 62.9388 | 9.588 | 0 | 135.0727 | 0
19.07. | 19 | 213.8598 |  | 64.0172 | 9.588 | 0 | 140.2545 | 0
19.07. | 20 | 215.052 |  | 64.6912 | 9.588 | 0 | 140.7727 | 0
19.07. | 21 | 214.062 |  | 64.2194 | 9.588 | 0 | 140.2545 | 0
19.07. | 22 | 216.1768 |  | 65.2978 | 9.588 | 0 | 141.2909 | 0
19.07. | 23 | 215.2416 |  | 64.0172 | 9.588 | 0 | 141.6364 | 0
19.07. | 24 | 215.9579 |  | 63.0062 | 9.588 | 0 | 143.3636 | 0
20.07. | 1 | 220.078 |  | 64.0172 | 9.588 | 0 | 146.4727 | 0
20.07. | 2 | 217.4407 |  | 64.489 | 9.588 | 0 | 143.3636 | 0
20.07. | 3 | 211.5049 |  | 62.8714 | 9.588 | 0 | 139.0455 | 0
20.07. | 4 | 209.9545 |  | 64.0846 | 9.588 | 0 | 136.2818 | 0
20.07. | 5 | 210.6116 |  | 65.4326 | 9.588 | 0 | 135.5909 | 0
20.07. | 6 | 211.3488 |  | 64.9608 | 9.588 | 0 | 136.8 | 0
20.07. | 7 | 212.9623 |  | 65.3652 | 9.588 | 0 | 138.0091 | 0
20.07. | 8 | 212.9751 |  | 63.478 | 9.588 | 0 | 139.9091 | 0
20.07. | 9 | 211.13 |  | 62.6692 | 9.588 | 0 | 138.8727 | 0
20.07. | 10 | 215.1996 |  | 62.9388 | 9.588 | 0 | 142.6727 | 0
20.07. | 11 | 213.6914 |  | 62.467 | 9.588 | 0 | 141.6364 | 0
20.07. | 12 | 215.8905 |  | 62.9388 | 9.588 | 0 | 143.3636 | 0
20.07. | 13 | 209.508 |  | 62.6018 | 9.588 | 0 | 137.3182 | 0
20.07. | 14 | 210.2202 |  | 60.3776 | 9.588 | 0 | 140.2545 | 0
20.07. | 15 | 212.992 |  | 62.804 | 9.588 | 0 | 140.6 | 0
20.07. | 16 | 213.0553 |  | 61.6582 | 9.588 | 0 | 141.8091 | 0
20.07. | 17 | 208.0462 |  | 61.6582 | 9.588 | 0 | 136.8 | 0
20.07. | 18 | 211.5597 |  | 62.0626 | 9.588 | 0 | 139.9091 | 0
20.07. | 19 | 212.4234 |  | 62.0626 | 9.588 | 0 | 140.7727 | 0
20.07. | 20 | 212.3685 |  | 62.8714 | 9.588 | 0 | 139.9091 | 0
20.07. | 21 | 215.1532 |  | 63.4106 | 9.588 | 0 | 142.1545 | 0
20.07. | 22 | 214.2306 |  | 63.0062 | 9.588 | 0 | 141.6364 | 0
20.07. | 23 | 209.7776 |  | 62.8714 | 9.588 | 0 | 137.3182 | 0
20.07. | 24 | 209.508 |  | 62.6018 | 9.588 | 0 | 137.3182 | 0
21.07. | 1 | 210.0682 |  | 63.6802 | 9.588 | 0 | 136.8 | 0
21.07. | 2 | 211.7071 |  | 63.0736 | 9.588 | 0 | 139.0455 | 0
21.07. | 3 | 208.914 |  | 62.8714 | 9.588 | 0 | 136.4545 | 0
21.07. | 4 | 210.4052 |  | 64.0172 | 9.588 | 0 | 136.8 | 0
21.07. | 5 | 210.9444 |  | 64.5564 | 9.588 | 0 | 136.8 | 0
21.07. | 6 | 207.3341 |  | 63.8824 | 9.588 | 0 | 133.8636 | 0
21.07. | 7 | 210.9908 |  | 64.0846 | 9.588 | 0 | 137.3182 | 0
21.07. | 8 | 207.094 |  | 63.815 | 9.588 | 0 | 133.6909 | 0
21.07. | 9 | 208.914 |  | 62.8714 | 9.588 | 0 | 136.4545 | 0
21.07. | 10 | 206.298 |  | 61.119 | 9.588 | 0 | 135.5909 | 0
21.07. | 11 | 215.3513 |  | 62.3996 | 9.588 | 0 | 143.3636 | 0
21.07. | 12 | 215.9369 |  | 62.467 | 9.588 | 0 | 143.8818 | 0
21.07. | 13 | 203.6237 |  | 50.672 | 9.588 | 0 | 143.3636 | 0
21.07. | 14 | 216.3372 |  | 61.6582 | 9.588 | 0 | 145.0909 | 0
21.07. | 15 | 215.6926 |  | 61.1864 | 9.588 | 0 | 144.9182 | 0
21.07. | 16 | 213.009 |  | 62.13 | 9.588 | 0 | 141.2909 | 0
21.07. | 17 | 213.6409 |  | 61.7256 | 9.588 | 0 | 142.3273 | 0
21.07. | 18 | 215.7052 |  | 62.0626 | 9.588 | 0 | 144.0545 | 0
21.07. | 19 | 214.4961 |  | 62.0626 | 9.588 | 0 | 142.8455 | 0
21.07. | 20 | 214.3992 |  | 61.793 | 9.588 | 0 | 143.0182 | 0
21.07. | 21 | 216.8805 |  | 63.4106 | 9.588 | 0 | 143.8818 | 0
21.07. | 22 | 204.7139 |  | 60.9168 | 9.588 | 0 | 134.2091 | 0
21.07. | 23 | 199.7099 |  | 51.0764 | 9.588 | 0 | 139.0455 | 0
21.07. | 24 | 199.5077 |  | 50.8742 | 9.588 | 0 | 139.0455 | 0
22.07. | 1 | 205.3167 |  | 57.5468 | 9.588 | 0 | 138.1818 | 0
22.07. | 2 | 200.9231 |  | 52.2896 | 9.588 | 0 | 139.0455 | 0
22.07. | 3 | 205.3087 |  | 52.357 | 9.588 | 0 | 143.3636 | 0
22.07. | 4 | 207.9416 |  | 53.4354 | 9.588 | 0 | 144.9182 | 0
22.07. | 5 | 206.1131 |  | 54.716 | 9.588 | 0 | 141.8091 | 0
22.07. | 6 | 211.3114 |  | 59.5688 | 9.588 | 0 | 142.1545 | 0
22.07. | 7 | 219.1216 |  | 64.9608 | 9.588 | 0 | 144.5727 | 0
22.07. | 8 | 215.6209 |  | 62.6692 | 9.588 | 0 | 143.3636 | 0
22.07. | 9 | 217.3986 |  | 63.4106 | 9.588 | 0 | 144.4 | 0
22.07. | 10 | 215.4776 |  | 62.8714 | 9.588 | 0 | 143.0182 | 0
22.07. | 11 | 215.2165 |  | 62.2648 | 9.588 | 0 | 143.3636 | 0
22.07. | 12 | 213.7547 |  | 61.3212 | 9.588 | 0 | 142.8455 | 0
22.07. | 13 | 212.3644 |  | 61.6582 | 9.588 | 0 | 141.1182 | 0
22.07. | 14 | 213.2365 |  | 61.3212 | 9.588 | 0 | 142.3273 | 0
22.07. | 15 | 213.367 |  | 63.0062 | 9.588 | 0 | 140.7727 | 0
22.07. | 16 | 211.8504 |  | 62.8714 | 9.588 | 0 | 139.3909 | 0
22.07. | 17 | 212.9036 |  | 62.1974 | 9.588 | 0 | 141.1182 | 0
22.07. | 18 | 213.2406 |  | 62.5344 | 9.588 | 0 | 141.1182 | 0
22.07. | 19 | 211.8588 |  | 62.5344 | 9.588 | 0 | 139.7364 | 0
22.07. | 20 | 212.6592 |  | 63.6802 | 9.588 | 0 | 139.3909 | 0
22.07. | 21 | 216.219 |  | 63.6128 | 9.588 | 0 | 143.0182 | 0
22.07. | 22 | 216.2275 |  | 63.2758 | 9.588 | 0 | 143.3636 | 0
22.07. | 23 | 211.783 |  | 62.804 | 9.588 | 0 | 139.3909 | 0
22.07. | 24 | 211.6397 |  | 63.0062 | 9.588 | 0 | 139.0455 | 0
23.07. | 1 | 211.6397 |  | 63.0062 | 9.588 | 0 | 139.0455 | 0
23.07. | 2 | 209.9124 |  | 63.0062 | 9.588 | 0 | 137.3182 | 0
23.07. | 3 | 210.4978 |  | 65.837 | 9.588 | 0 | 135.0727 | 0
23.07. | 4 | 209.9586 |  | 65.2978 | 9.588 | 0 | 135.0727 | 0
23.07. | 5 | 212.204 |  | 65.2978 | 9.588 | 0 | 137.3182 | 0
23.07. | 6 | 212.6507 |  | 64.0172 | 9.588 | 0 | 139.0455 | 0
23.07. | 7 | 215.2626 |  | 64.5564 | 9.588 | 0 | 141.1182 | 0
23.07. | 8 | 215.4692 |  | 63.2084 | 9.588 | 0 | 142.6727 | 0
23.07. | 9 | 211.5597 |  | 62.0626 | 9.588 | 0 | 139.9091 | 0
23.07. | 10 | 191.0262 |  | 62.6018 | 9.588 | 0 | 118.8364 | 0
23.07. | 11 | 197.9901 |  | 61.793 | 9.588 | 0 | 126.6091 | 0
23.07. | 12 | 198.997 |  | 61.5908 | 9.588 | 0 | 127.8182 | 0
23.07. | 13 | 196.3218 |  | 62.1974 | 9.588 | 0 | 124.5364 | 0
23.07. | 14 | 183.2124 |  | 50.4698 | 9.588 | 0 | 123.1545 | 0
23.07. | 15 | 206.298 |  | 61.119 | 9.588 | 0 | 135.5909 | 0
23.07. | 16 | 199.2666 |  | 61.8604 | 9.588 | 0 | 127.8182 | 0
23.07. | 17 | 209.8325 |  | 62.0626 | 9.588 | 0 | 138.1818 | 0
23.07. | 18 | 202.1735 |  | 61.6582 | 9.588 | 0 | 130.9273 | 0
23.07. | 19 | 202.224 |  | 62.3996 | 9.588 | 0 | 130.2364 | 0
23.07. | 20 | 215.1237 |  | 63.2084 | 9.588 | 0 | 142.3273 | 0
23.07. | 21 | 214.9046 |  | 63.6802 | 9.588 | 0 | 141.6364 | 0
23.07. | 22 | 212.0692 |  | 65.163 | 9.588 | 0 | 137.3182 | 0
23.07. | 23 | 215.0184 |  | 63.2758 | 9.588 | 0 | 142.1545 | 0
23.07. | 24 | 215.0773 |  | 63.6802 | 9.588 | 0 | 141.8091 | 0
24.07. | 1 | 213.6914 |  | 62.467 | 9.588 | 0 | 141.6364 | 0
24.07. | 2 | 215.962 |  | 64.2194 | 9.588 | 0 | 142.1545 | 0
24.07. | 3 | 214.7614 |  | 63.8824 | 9.588 | 0 | 141.2909 | 0
24.07. | 4 | 212.8949 |  | 65.2978 | 9.588 | 0 | 138.0091 | 0
24.07. | 5 | 211.888 |  | 65.5 | 9.588 | 0 | 136.8 | 0
24.07. | 6 | 213.4216 |  | 64.9608 | 9.588 | 0 | 138.8727 | 0
24.07. | 7 | 214.9466 |  | 64.7586 | 9.588 | 0 | 140.6 | 0
24.07. | 8 | 214.1168 |  | 63.4106 | 9.588 | 0 | 141.1182 | 0
24.07. | 9 | 218.3128 |  | 64.152 | 9.588 | 0 | 144.5727 | 0
24.07. | 10 | 218.7046 |  | 63.6802 | 9.588 | 0 | 145.4364 | 0
24.07. | 11 | 211.9767 |  | 63.3432 | 9.588 | 0 | 139.0455 | 0
24.07. | 12 | 208.4043 |  | 62.5344 | 9.588 | 0 | 136.2818 | 0
24.07. | 13 | 208.7876 |  | 62.3996 | 9.588 | 0 | 136.8 | 0
24.07. | 14 | 198.1096 |  | 49.6488 | 9.588 | 0 | 138.8727 | 0
24.07. | 15 | 203.9513 |  | 62.3996 | 9.588 | 0 | 131.9636 | 0
24.07. | 16 | 195.8676 |  | 52.7614 | 9.588 | 0 | 133.5182 | 0
24.07. | 17 | 244.9845 |  | 62.6692 | 9.588 | 0 | 172.7273 | 0
24.07. | 18 | 209.1036 |  | 62.1974 | 9.588 | 0 | 137.3182 | 0
24.07. | 19 | 212.1832 |  | 61.9952 | 9.588 | 0 | 140.6 | 0
24.07. | 20 | 216.2864 |  | 63.6802 | 9.588 | 0 | 143.0182 | 0
24.07. | 21 | 209.1498 |  | 64.489 | 9.588 | 0 | 135.0727 | 0
24.07. | 22 | 214.7952 |  | 62.5344 | 9.588 | 0 | 142.6727 | 0
24.07. | 23 | 213.683 |  | 62.804 | 9.588 | 0 | 141.2909 | 0
24.07. | 24 | 214.8331 |  | 62.3996 | 9.588 | 0 | 142.8455 | 0
25.07. | 1 | 209.6513 |  | 62.3996 | 9.588 | 0 | 137.6636 | 0
25.07. | 2 | 209.6513 |  | 62.3996 | 9.588 | 0 | 137.6636 | 0
25.07. | 3 | 211.0541 |  | 62.9388 | 9.588 | 0 | 138.5273 | 0
25.07. | 4 | 212.4444 |  | 62.6018 | 9.588 | 0 | 140.2545 | 0
25.07. | 5 | 217.8197 |  | 65.9044 | 9.588 | 0 | 142.3273 | 0
25.07. | 6 | 203.1642 |  | 53.8398 | 9.588 | 0 | 139.7364 | 0
25.07. | 7 | 204.3648 |  | 54.1768 | 9.588 | 0 | 140.6 | 0
25.07. | 8 | 203.952 |  | 54.1094 | 9.588 | 0 | 140.2545 | 0
25.07. | 9 | 206.2943 |  | 54.379 | 9.588 | 0 | 142.3273 | 0
25.07. | 10 | 182.9615 |  | 29.319 | 9.588 | 0 | 144.0545 | 0
25.07. | 11 | 209.9595 |  | 54.2442 | 9.588 | 0 | 146.1273 | 0
25.07. | 12 | 198.6144 |  | 53.4354 | 9.588 | 0 | 135.5909 | 0
25.07. | 13 | 200.6112 |  | 53.705 | 9.588 | 0 | 137.3182 | 0
25.07. | 14 | 202.0899 |  | 53.9746 | 9.588 | 0 | 138.5273 | 0
25.07. | 15 | 206.0247 |  | 54.1094 | 9.588 | 0 | 142.3273 | 0
25.07. | 16 | 206.3702 |  | 54.1094 | 9.588 | 0 | 142.6727 | 0
25.07. | 17 | 208.9485 |  | 53.2332 | 9.588 | 0 | 146.1273 | 0
25.07. | 18 | 209.0159 |  | 53.3006 | 9.588 | 0 | 146.1273 | 0
25.07. | 19 | 206.6777 |  | 54.2442 | 9.588 | 0 | 142.8455 | 0
25.07. | 20 | 207.5034 |  | 54.379 | 9.588 | 0 | 143.5364 | 0
25.07. | 21 | 206.9768 |  | 54.716 | 9.588 | 0 | 142.6727 | 0
25.07. | 22 | 209.3991 |  | 55.9292 | 9.588 | 0 | 143.8818 | 0
25.07. | 23 | 215.0099 |  | 63.6128 | 9.588 | 0 | 141.8091 | 0
25.07. | 24 | 217.8492 |  | 66.1066 | 9.588 | 0 | 142.1545 | 0
26.07. | 1 | 218.5022 |  | 66.2414 | 9.588 | 0 | 142.6727 | 0
26.07. | 2 | 217.8156 |  | 64.6912 | 9.588 | 0 | 143.5364 | 0
26.07. | 3 | 216.4802 |  | 64.2194 | 9.588 | 0 | 142.6727 | 0
26.07. | 4 | 214.7611 |  | 66.6458 | 9.588 | 0 | 138.5273 | 0
26.07. | 5 | 215.4436 |  | 66.9828 | 9.588 | 0 | 138.8727 | 0
26.07. | 6 | 217.7482 |  | 64.6238 | 9.588 | 0 | 143.5364 | 0
26.07. | 7 | 220.9037 |  | 64.152 | 9.588 | 0 | 147.1636 | 0
26.07. | 8 | 211.9388 |  | 63.478 | 9.588 | 0 | 138.8727 | 0
26.07. | 9 | 207.5619 |  | 60.3102 | 9.588 | 0 | 137.6636 | 0
26.07. | 10 | 210.5359 |  | 62.9388 | 9.588 | 0 | 138.0091 | 0
26.07. | 11 | 215.4397 |  | 63.0062 | 9.588 | 0 | 142.8455 | 0
26.07. | 12 | 214.3526 |  | 65.0282 | 9.588 | 0 | 139.7364 | 0
26.07. | 13 | 211.9388 |  | 63.478 | 9.588 | 0 | 138.8727 | 0
26.07. | 14 | 216.5601 |  | 65.163 | 9.588 | 0 | 141.8091 | 0
26.07. | 15 | 213.8808 |  | 64.5564 | 9.588 | 0 | 139.7364 | 0
26.07. | 16 | 212.6927 |  | 65.0956 | 9.588 | 0 | 138.0091 | 0
26.07. | 17 | 218.2454 |  | 64.0846 | 9.588 | 0 | 144.5727 | 0
26.07. | 18 | 218.9658 |  | 64.2868 | 9.588 | 0 | 145.0909 | 0
26.07. | 19 | 216.9394 |  | 63.815 | 9.588 | 0 | 143.5364 | 0
26.07. | 20 | 219.6018 |  | 65.0956 | 9.588 | 0 | 144.9182 | 0
26.07. | 21 | 219.6482 |  | 64.6238 | 9.588 | 0 | 145.4364 | 0
26.07. | 22 | 218.2495 |  | 65.2978 | 9.588 | 0 | 143.3636 | 0
26.07. | 23 | 216.5855 |  | 64.152 | 9.588 | 0 | 142.8455 | 0
26.07. | 24 | 216.8551 |  | 64.4216 | 9.588 | 0 | 142.8455 | 0
27.07. | 1 | 215.962 |  | 64.2194 | 9.588 | 0 | 142.1545 | 0
27.07. | 2 | 217.3438 |  | 64.2194 | 9.588 | 0 | 143.5364 | 0
27.07. | 3 | 215.031 |  | 64.152 | 9.588 | 0 | 141.2909 | 0
27.07. | 4 | 218.199 |  | 64.5564 | 9.588 | 0 | 144.0545 | 0
27.07. | 5 | 219.884 |  | 66.2414 | 9.588 | 0 | 144.0545 | 0
27.07. | 6 | 216.6106 |  | 65.9044 | 9.588 | 0 | 141.1182 | 0
27.07. | 7 | 215.1614 |  | 65.837 | 9.588 | 0 | 139.7364 | 0
27.07. | 8 | 216.9266 |  | 65.7022 | 9.588 | 0 | 141.6364 | 0
27.07. | 9 | 221.704 |  | 65.2978 | 9.588 | 0 | 146.8182 | 0
27.07. | 10 | 226.5699 |  | 65.5 | 9.588 | 0 | 151.4818 | 0
27.07. | 11 | 222.93 |  | 64.6238 | 9.588 | 0 | 148.7182 | 0
27.07. | 12 | 217.8915 |  | 64.4216 | 9.588 | 0 | 143.8818 | 0
27.07. | 13 | 219.0542 |  | 64.8934 | 9.588 | 0 | 144.5727 | 0
27.07. | 14 | 214.5802 |  | 64.2194 | 9.588 | 0 | 140.7727 | 0
27.07. | 15 | 220.436 |  | 64.8934 | 9.588 | 0 | 145.9545 | 0
27.07. | 16 | 215.4902 |  | 63.7476 | 9.588 | 0 | 142.1545 | 0
27.07. | 17 | 219.7284 |  | 62.804 | 9.588 | 0 | 147.3364 | 0
27.07. | 18 | 220.3855 |  | 64.152 | 9.588 | 0 | 146.6455 | 0
27.07. | 19 | 222.951 |  | 65.163 | 9.588 | 0 | 148.2 | 0
27.07. | 20 | 222.5887 |  | 65.837 | 9.588 | 0 | 147.1636 | 0
27.07. | 21 | 222.0664 |  | 64.6238 | 9.588 | 0 | 147.8545 | 0
27.07. | 22 | 221.2617 |  | 65.0282 | 9.588 | 0 | 146.6455 | 0
27.07. | 23 | 213.4474 |  | 58.423 | 9.588 | 0 | 145.4364 | 0
27.07. | 24 | 213.5822 |  | 58.5578 | 9.588 | 0 | 145.4364 | 0
28.07. | 1 | 215.617 |  | 58.6926 | 9.588 | 0 | 147.3364 | 0
28.07. | 2 | 215.3769 |  | 58.6252 | 9.588 | 0 | 147.1636 | 0
28.07. | 3 | 215.617 |  | 58.6926 | 9.588 | 0 | 147.3364 | 0
28.07. | 4 | 212.8534 |  | 58.6926 | 9.588 | 0 | 144.5727 | 0
28.07. | 5 | 213.5064 |  | 58.8274 | 9.588 | 0 | 145.0909 | 0
28.07. | 6 | 211.817 |  | 58.6926 | 9.588 | 0 | 143.5364 | 0
28.07. | 7 | 210.6838 |  | 58.423 | 9.588 | 0 | 142.6727 | 0
28.07. | 8 | 206.7869 |  | 58.1534 | 9.588 | 0 | 139.0455 | 0
28.07. | 9 | 210.8734 |  | 57.749 | 9.588 | 0 | 143.5364 | 0
28.07. | 10 | 207.2126 |  | 56.3336 | 9.588 | 0 | 141.2909 | 0
28.07. | 11 | 211.99 |  | 55.9292 | 9.588 | 0 | 146.4727 | 0
28.07. | 12 | 209.0157 |  | 56.064 | 9.588 | 0 | 143.3636 | 0
28.07. | 13 | 206.3194 |  | 56.1314 | 9.588 | 0 | 140.6 | 0
28.07. | 14 | 203.3746 |  | 56.4684 | 9.588 | 0 | 137.3182 | 0
28.07. | 15 | 207.874 |  | 56.1314 | 9.588 | 0 | 142.1545 | 0
28.07. | 16 | 209.2558 |  | 56.1314 | 9.588 | 0 | 143.5364 | 0
28.07. | 17 | 210.3806 |  | 56.738 | 9.588 | 0 | 144.0545 | 0
28.07. | 18 | 210.8988 |  | 56.738 | 9.588 | 0 | 144.5727 | 0
28.07. | 19 | 212.7524 |  | 57.2098 | 9.588 | 0 | 145.9545 | 0
28.07. | 20 | 213.2916 |  | 57.749 | 9.588 | 0 | 145.9545 | 0
28.07. | 21 | 213.9825 |  | 57.749 | 9.588 | 0 | 146.6455 | 0
28.07. | 22 | 209.6938 |  | 57.9512 | 9.588 | 0 | 142.1545 | 0
28.07. | 23 | 208.0718 |  | 57.8838 | 9.588 | 0 | 140.6 | 0
28.07. | 24 | 208.9944 |  | 58.2882 | 9.588 | 0 | 141.1182 | 0
29.07. | 1 | 212.0277 |  | 58.5578 | 9.588 | 0 | 143.8818 | 0
29.07. | 2 | 212.5164 |  | 58.3556 | 9.588 | 0 | 144.5727 | 0
29.07. | 3 | 212.0656 |  | 58.423 | 9.588 | 0 | 144.0545 | 0
29.07. | 4 | 210.1528 |  | 60.3102 | 9.588 | 0 | 140.2545 | 0
29.07. | 5 | 213.3882 |  | 60.782 | 9.588 | 0 | 143.0182 | 0
29.07. | 6 | 215.9791 |  | 60.782 | 9.588 | 0 | 145.6091 | 0
29.07. | 7 | 216.3625 |  | 60.6472 | 9.588 | 0 | 146.1273 | 0
29.07. | 8 | 214.9218 |  | 60.2428 | 9.588 | 0 | 145.0909 | 0
29.07. | 9 | 203.4638 |  | 48.7848 | 9.588 | 0 | 145.0909 | 0
29.07. | 10 | 202.8108 |  | 48.65 | 9.588 | 0 | 144.5727 | 0
29.07. | 11 | 201.113 |  | 48.8522 | 9.588 | 0 | 142.6727 | 0
29.07. | 12 | 207.8194 |  | 54.1768 | 9.588 | 0 | 144.0545 | 0
29.07. | 13 | 210.3132 |  | 56.6706 | 9.588 | 0 | 144.0545 | 0
29.07. | 14 | 212.8618 |  | 58.3556 | 9.588 | 0 | 144.9182 | 0
29.07. | 15 | 211.0082 |  | 57.8838 | 9.588 | 0 | 143.5364 | 0
29.07. | 16 | 213.1778 |  | 58.1534 | 9.588 | 0 | 145.4364 | 0
29.07. | 17 | 213.696 |  | 58.1534 | 9.588 | 0 | 145.9545 | 0
29.07. | 18 | 212.8324 |  | 58.1534 | 9.588 | 0 | 145.0909 | 0
29.07. | 19 | 213.102 |  | 58.423 | 9.588 | 0 | 145.0909 | 0
29.07. | 20 | 210.1192 |  | 58.8948 | 9.588 | 0 | 141.6364 | 0
29.07. | 21 | 213.5358 |  | 59.0296 | 9.588 | 0 | 144.9182 | 0
29.07. | 22 | 211.1261 |  | 58.6926 | 9.588 | 0 | 142.8455 | 0
29.07. | 23 | 201.606 |  | 47.0998 | 9.588 | 0 | 144.9182 | 0
29.07. | 24 | 209.2809 |  | 57.8838 | 9.588 | 0 | 141.8091 | 0
30.07. | 1 | 209.3947 |  | 57.4794 | 9.588 | 0 | 142.3273 | 0
30.07. | 2 | 208.291 |  | 57.412 | 9.588 | 0 | 141.2909 | 0
30.07. | 3 | 206.8417 |  | 57.3446 | 9.588 | 0 | 139.9091 | 0
30.07. | 4 | 211.1471 |  | 59.2318 | 9.588 | 0 | 142.3273 | 0
30.07. | 5 | 209.938 |  | 59.2318 | 9.588 | 0 | 141.1182 | 0
30.07. | 6 | 206.812 |  | 59.9058 | 9.588 | 0 | 137.3182 | 0
30.07. | 7 | 212.0992 |  | 59.8384 | 9.588 | 0 | 142.6727 | 0
30.07. | 8 | 207.5116 |  | 56.8054 | 9.588 | 0 | 141.1182 | 0
30.07. | 9 | 211.2822 |  | 56.6032 | 9.588 | 0 | 145.0909 | 0
30.07. | 10 | 210.3132 |  | 56.6706 | 9.588 | 0 | 144.0545 | 0
30.07. | 11 | 211.5812 |  | 57.075 | 9.588 | 0 | 144.9182 | 0
30.07. | 12 | 208.3584 |  | 57.4794 | 9.588 | 0 | 141.2909 | 0
30.07. | 13 | 207.7054 |  | 57.3446 | 9.588 | 0 | 140.7727 | 0
30.07. | 14 | 209.1715 |  | 56.738 | 9.588 | 0 | 142.8455 | 0
30.07. | 15 | 205.2662 |  | 56.8054 | 9.588 | 0 | 138.8727 | 0
30.07. | 16 | 204.8533 |  | 56.738 | 9.588 | 0 | 138.5273 | 0
30.07. | 17 | 205.401 |  | 56.9402 | 9.588 | 0 | 138.8727 | 0
30.07. | 18 | 205.6411 |  | 57.0076 | 9.588 | 0 | 139.0455 | 0
30.07. | 19 | 207.975 |  | 57.6142 | 9.588 | 0 | 140.7727 | 0
30.07. | 20 | 206.3825 |  | 57.749 | 9.588 | 0 | 139.0455 | 0
30.07. | 21 | 205.4725 |  | 58.2208 | 9.588 | 0 | 137.6636 | 0
30.07. | 22 | 207.7054 |  | 57.3446 | 9.588 | 0 | 140.7727 | 0
30.07. | 23 | 207.1282 |  | 56.9402 | 9.588 | 0 | 140.6 | 0
30.07. | 24 | 206.4668 |  | 57.1424 | 9.588 | 0 | 139.7364 | 0
31.07. | 1 | 207.4358 |  | 57.075 | 9.588 | 0 | 140.7727 | 0
31.07. | 2 | 207.5326 |  | 57.3446 | 9.588 | 0 | 140.6 | 0
31.07. | 3 | 206.7069 |  | 57.2098 | 9.588 | 0 | 139.9091 | 0
31.07. | 4 | 206.0158 |  | 59.9732 | 9.588 | 0 | 136.4545 | 0
31.07. | 5 | 206.9553 |  | 59.7036 | 9.588 | 0 | 137.6636 | 0
31.07. | 6 | 206.8879 |  | 59.6362 | 9.588 | 0 | 137.6636 | 0
31.07. | 7 | 206.3277 |  | 58.5578 | 9.588 | 0 | 138.1818 | 0
31.07. | 8 | 207.7264 |  | 57.8838 | 9.588 | 0 | 140.2545 | 0
31.07. | 9 | 209.1041 |  | 56.6706 | 9.588 | 0 | 142.8455 | 0
31.07. | 10 | 202.1276 |  | 56.6032 | 9.588 | 0 | 135.9364 | 0
31.07. | 11 | 205.5148 |  | 56.5358 | 9.588 | 0 | 139.3909 | 0
31.07. | 12 | 203.7875 |  | 56.5358 | 9.588 | 0 | 137.6636 | 0
31.07. | 13 | 204.2467 |  | 56.1314 | 9.588 | 0 | 138.5273 | 0
31.07. | 14 | 198.3066 |  | 56.064 | 9.588 | 0 | 132.6545 | 0
31.07. | 15 | 203.1135 |  | 55.8618 | 9.588 | 0 | 137.6636 | 0
31.07. | 16 | 207.1452 |  | 56.2662 | 9.588 | 0 | 141.2909 | 0
31.07. | 17 | 208.0467 |  | 56.1314 | 9.588 | 0 | 142.3273 | 0
31.07. | 18 | 209.5928 |  | 56.4684 | 9.588 | 0 | 143.5364 | 0
31.07. | 19 | 210.0057 |  | 56.5358 | 9.588 | 0 | 143.8818 | 0
31.07. | 20 | 210.7176 |  | 57.075 | 9.588 | 0 | 144.0545 | 0
31.07. | 21 | 206.2098 |  | 57.749 | 9.588 | 0 | 138.8727 | 0
31.07. | 22 | 206.1803 |  | 57.5468 | 9.588 | 0 | 139.0455 | 0
31.07. | 23 | 206.9934 |  | 56.8054 | 9.588 | 0 | 140.6 | 0
31.07. | 24 | 205.2662 |  | 56.8054 | 9.588 | 0 | 138.8727 | 0
01.08. | 1 | 209.3273 |  | 57.412 | 9.588 | 0 | 142.3273 | 0
01.08. | 2 | 210.0856 |  | 57.4794 | 9.588 | 0 | 143.0182 | 0
01.08. | 3 | 210.6797 |  | 57.2098 | 9.588 | 0 | 143.8818 | 0
01.08. | 4 | 208.3371 |  | 59.7036 | 9.588 | 0 | 139.0455 | 0
01.08. | 5 | 206.6098 |  | 59.7036 | 9.588 | 0 | 137.3182 | 0
01.08. | 6 | 208.9985 |  | 59.5014 | 9.588 | 0 | 139.9091 | 0
01.08. | 7 | 211.8465 |  | 58.8948 | 9.588 | 0 | 143.3636 | 0
01.08. | 8 | 205.7844 |  | 56.8054 | 9.588 | 0 | 139.3909 | 0
01.08. | 9 | 202.174 |  | 56.1314 | 9.588 | 0 | 136.4545 | 0
01.08. | 10 | 204.5627 |  | 55.9292 | 9.588 | 0 | 139.0455 | 0
01.08. | 11 | 205.043 |  | 56.064 | 9.588 | 0 | 139.3909 | 0
01.08. | 12 | 197.3251 |  | 55.2552 | 9.588 | 0 | 132.4818 | 0
01.08. | 13 | 198.8501 |  | 55.053 | 9.588 | 0 | 134.2091 | 0
01.08. | 14 | 195.2608 |  | 54.9182 | 9.588 | 0 | 130.7545 | 0
01.08. | 15 | 190.9131 |  | 54.716 | 9.588 | 0 | 126.6091 | 0
01.08. | 16 | 194.0517 |  | 54.9182 | 9.588 | 0 | 129.5455 | 0
01.08. | 17 | 197.4599 |  | 55.39 | 9.588 | 0 | 132.4818 | 0
01.08. | 18 | 198.905 |  | 54.2442 | 9.588 | 0 | 135.0727 | 0
01.08. | 19 | 197.4724 |  | 56.2662 | 9.588 | 0 | 131.6182 | 0
01.08. | 20 | 202.6753 |  | 56.8054 | 9.588 | 0 | 136.2818 | 0
01.08. | 21 | 201.7358 |  | 57.075 | 9.588 | 0 | 135.0727 | 0
01.08. | 22 | 201.3439 |  | 57.5468 | 9.588 | 0 | 134.2091 | 0
01.08. | 23 | 200.59 |  | 55.9292 | 9.588 | 0 | 135.0727 | 0
01.08. | 24 | 201.5126 |  | 56.3336 | 9.588 | 0 | 135.5909 | 0
02.08. | 1 | 201.1292 |  | 56.4684 | 9.588 | 0 | 135.0727 | 0
02.08. | 2 | 198.711 |  | 56.4684 | 9.588 | 0 | 132.6545 | 0
02.08. | 3 | 198.0875 |  | 56.5358 | 9.588 | 0 | 131.9636 | 0
02.08. | 4 | 197.0342 |  | 57.2098 | 9.588 | 0 | 130.2364 | 0
02.08. | 5 | 196.6888 |  | 57.2098 | 9.588 | 0 | 129.8909 | 0
02.08. | 6 | 196.2759 |  | 57.1424 | 9.588 | 0 | 129.5455 | 0
02.08. | 7 | 196.7141 |  | 56.1988 | 9.588 | 0 | 130.9273 | 0
02.08. | 8 | 196.9207 |  | 54.8508 | 9.588 | 0 | 132.4818 | 0
02.08. | 9 | 197.9655 |  | 54.5138 | 9.588 | 0 | 133.8636 | 0
02.08. | 10 | 194.0012 |  | 54.1768 | 9.588 | 0 | 130.2364 | 0
02.08. | 11 | 196.8786 |  | 53.7724 | 9.588 | 0 | 133.5182 | 0
02.08. | 12 | 191.6084 |  | 53.1658 | 9.588 | 0 | 128.8545 | 0
02.08. | 13 | 194.3805 |  | 52.8288 | 9.588 | 0 | 131.9636 | 0
02.08. | 14 | 198.2184 |  | 52.694 | 9.588 | 0 | 135.9364 | 0
02.08. | 15 | 186.48 |  | 46.6556 | 9.588 | 0 | 130.2364 | 0
02.08. | 16 | 175.9941 |  | 47.397 | 9.588 | 0 | 119.0091 | 0
02.08. | 17 | 176.4659 |  | 47.8688 | 9.588 | 0 | 119.0091 | 0
02.08. | 18 | 190.7868 |  | 54.2442 | 9.588 | 0 | 126.9545 | 0
02.08. | 19 | 194.6878 |  | 55.727 | 9.588 | 0 | 129.3727 | 0
02.08. | 20 | 196.1749 |  | 55.6596 | 9.588 | 0 | 130.9273 | 0
02.08. | 21 | 202.2035 |  | 56.3336 | 9.588 | 0 | 136.2818 | 0
02.08. | 22 | 205.1019 |  | 56.4684 | 9.588 | 0 | 139.0455 | 0
02.08. | 23 | 204.2003 |  | 56.6032 | 9.588 | 0 | 138.0091 | 0
02.08. | 24 | 203.463 |  | 57.075 | 9.588 | 0 | 136.8 | 0
03.08. | 1 | 201.4577 |  | 57.1424 | 9.588 | 0 | 134.7273 | 0
03.08. | 2 | 201.8706 |  | 57.2098 | 9.588 | 0 | 135.0727 | 0
03.08. | 3 | 198.9637 |  | 57.412 | 9.588 | 0 | 131.9636 | 0
03.08. | 4 | 201.5251 |  | 57.2098 | 9.588 | 0 | 134.7273 | 0
03.08. | 5 | 199.1659 |  | 57.6142 | 9.588 | 0 | 131.9636 | 0
03.08. | 6 | 200.1348 |  | 57.5468 | 9.588 | 0 | 133 | 0
03.08. | 7 | 203.1724 |  | 56.2662 | 9.588 | 0 | 137.3182 | 0
03.08. | 8 | 198.315 |  | 55.727 | 9.588 | 0 | 133 | 0
03.08. | 9 | 195.484 |  | 55.6596 | 9.588 | 0 | 130.2364 | 0
03.08. | 10 | 198.7069 |  | 55.2552 | 9.588 | 0 | 133.8636 | 0
03.08. | 11 | 198.8965 |  | 54.5812 | 9.588 | 0 | 134.7273 | 0
03.08. | 12 | 200.746 |  | 53.8398 | 9.588 | 0 | 137.3182 | 0
03.08. | 13 | 190.8487 |  | 47.397 | 9.588 | 0 | 133.8636 | 0
03.08. | 14 | 193.4746 |  | 54.5138 | 9.588 | 0 | 129.3727 | 0
03.08. | 15 | 191.3808 |  | 53.9746 | 9.588 | 0 | 127.8182 | 0
03.08. | 16 | 174.4971 |  | 42.1 | 9.588 | 0 | 122.8091 | 0
03.08. | 17 | 180.4372 |  | 42.1674 | 9.588 | 0 | 128.6818 | 0
03.08. | 18 | 180.0539 |  | 42.3022 | 9.588 | 0 | 128.1636 | 0
03.08. | 19 | 179.7674 |  | 42.7066 | 9.588 | 0 | 127.4727 | 0
03.08. | 20 | 192.5266 |  | 55.1204 | 9.588 | 0 | 127.8182 | 0
03.08. | 21 | 197.0765 |  | 55.5248 | 9.588 | 0 | 131.9636 | 0
03.08. | 22 | 200.8762 |  | 58.2882 | 9.588 | 0 | 133 | 0
03.08. | 23 | 202.8816 |  | 58.2208 | 9.588 | 0 | 135.0727 | 0
03.08. | 24 | 201.9882 |  | 60.782 | 9.588 | 0 | 131.6182 | 0
04.08. | 1 | 203.6817 |  | 62.13 | 9.588 | 0 | 131.9636 | 0
04.08. | 2 | 204.124 |  | 62.3996 | 9.588 | 0 | 132.1364 | 0
04.08. | 3 | 202.8096 |  | 62.467 | 9.588 | 0 | 130.7545 | 0
04.08. | 4 | 201.0698 |  | 61.5908 | 9.588 | 0 | 129.8909 | 0
04.08. | 5 | 204.7096 |  | 62.467 | 9.588 | 0 | 132.6545 | 0
04.08. | 6 | 208.181 |  | 61.793 | 9.588 | 0 | 136.8 | 0
04.08. | 7 | 204.398 |  | 61.119 | 9.588 | 0 | 133.6909 | 0
04.08. | 8 | 208.3581 |  | 60.2428 | 9.588 | 0 | 138.5273 | 0
04.08. | 9 | 207.2039 |  | 59.434 | 9.588 | 0 | 138.1818 | 0
04.08. | 10 | 209.007 |  | 59.1644 | 9.588 | 0 | 140.2545 | 0
04.08. | 11 | 200.08 |  | 58.3556 | 9.588 | 0 | 132.1364 | 0
04.08. | 12 | 199.5534 |  | 58.6926 | 9.588 | 0 | 131.2727 | 0
04.08. | 13 | 199.2038 |  | 57.4794 | 9.588 | 0 | 132.1364 | 0
04.08. | 14 | 197.211 |  | 58.423 | 9.588 | 0 | 129.2 | 0
04.08. | 15 | 185.0327 |  | 46.7628 | 9.588 | 0 | 128.6818 | 0
04.08. | 16 | 197.0388 |  | 52.8962 | 9.588 | 0 | 134.5545 | 0
04.08. | 17 | 199.082 |  | 52.694 | 9.588 | 0 | 136.8 | 0
04.08. | 18 | 201.7614 |  | 53.3006 | 9.588 | 0 | 138.8727 | 0
04.08. | 19 | 206.0498 |  | 55.8618 | 9.588 | 0 | 140.6 | 0
04.08. | 20 | 208.2571 |  | 58.76 | 9.588 | 0 | 139.9091 | 0
04.08. | 21 | 207.2838 |  | 60.3776 | 9.588 | 0 | 137.3182 | 0
04.08. | 22 | 207.3048 |  | 60.9168 | 9.588 | 0 | 136.8 | 0
04.08. | 23 | 206.4412 |  | 60.9168 | 9.588 | 0 | 135.9364 | 0
04.08. | 24 | 208.0252 |  | 61.119 | 9.588 | 0 | 137.3182 | 0
05.08. | 1 | 204.4654 |  | 61.1864 | 9.588 | 0 | 133.6909 | 0
05.08. | 2 | 206.3149 |  | 60.445 | 9.588 | 0 | 136.2818 | 0
05.08. | 3 | 204.5876 |  | 60.445 | 9.588 | 0 | 134.5545 | 0
05.08. | 4 | 205.1142 |  | 60.108 | 9.588 | 0 | 135.4182 | 0
05.08. | 5 | 207.2249 |  | 59.9732 | 9.588 | 0 | 137.6636 | 0
05.08. | 6 | 208.3581 |  | 60.2428 | 9.588 | 0 | 138.5273 | 0
05.08. | 7 | 209.9716 |  | 60.6472 | 9.588 | 0 | 139.7364 | 0
05.08. | 8 | 205.4892 |  | 60.3102 | 9.588 | 0 | 135.5909 | 0
05.08. | 9 | 211.3029 |  | 59.9058 | 9.588 | 0 | 141.8091 | 0
05.08. | 10 | 211.5262 |  | 60.6472 | 9.588 | 0 | 141.2909 | 0
05.08. | 11 | 212.4067 |  | 59.9732 | 9.588 | 0 | 142.8455 | 0
05.08. | 12 | 212.2509 |  | 59.2992 | 9.588 | 0 | 143.3636 | 0
05.08. | 13 | 214.3826 |  | 59.7036 | 9.588 | 0 | 145.0909 | 0
05.08. | 14 | 211.897 |  | 59.6362 | 9.588 | 0 | 142.6727 | 0
05.08. | 15 | 211.244 |  | 59.5014 | 9.588 | 0 | 142.1545 | 0
05.08. | 16 | 210.7848 |  | 59.9058 | 9.588 | 0 | 141.2909 | 0
05.08. | 17 | 207.5493 |  | 59.434 | 9.588 | 0 | 138.5273 | 0
05.08. | 18 | 208.8763 |  | 60.2428 | 9.588 | 0 | 139.0455 | 0
05.08. | 19 | 210.6036 |  | 60.2428 | 9.588 | 0 | 140.7727 | 0
05.08. | 20 | 211.8926 |  | 61.1864 | 9.588 | 0 | 141.1182 | 0
05.08. | 21 | 213.2365 |  | 61.3212 | 9.588 | 0 | 142.3273 | 0
05.08. | 22 | 213.7083 |  | 61.793 | 9.588 | 0 | 142.3273 | 0
05.08. | 23 | 212.1538 |  | 61.793 | 9.588 | 0 | 140.7727 | 0
05.08. | 24 | 208.4422 |  | 62.3996 | 9.588 | 0 | 136.4545 | 0
06.08. | 1 | 211.1679 |  | 62.5344 | 9.588 | 0 | 139.0455 | 0
06.08. | 2 | 214.0284 |  | 62.804 | 9.588 | 0 | 141.6364 | 0
06.08. | 3 | 213.6914 |  | 62.467 | 9.588 | 0 | 141.6364 | 0
06.08. | 4 | 213.4218 |  | 62.1974 | 9.588 | 0 | 141.6364 | 0
06.08. | 5 | 213.1058 |  | 62.3996 | 9.588 | 0 | 141.1182 | 0
06.08. | 6 | 213.7378 |  | 61.9952 | 9.588 | 0 | 142.1545 | 0
06.08. | 7 | 212.1832 |  | 61.9952 | 9.588 | 0 | 140.6 | 0
06.08. | 8 | 210.3591 |  | 61.7256 | 9.588 | 0 | 139.0455 | 0
06.08. | 9 | 216.9481 |  | 60.7146 | 9.588 | 0 | 146.6455 | 0
06.08. | 10 | 210.987 |  | 60.108 | 9.588 | 0 | 141.2909 | 0
06.08. | 11 | 217.0324 |  | 60.108 | 9.588 | 0 | 147.3364 | 0
06.08. | 12 | 210.355 |  | 60.5124 | 9.588 | 0 | 140.2545 | 0
06.08. | 13 | 210.7468 |  | 60.0406 | 9.588 | 0 | 141.1182 | 0
06.08. | 14 | 212.6468 |  | 60.0406 | 9.588 | 0 | 143.0182 | 0
06.08. | 15 | 207.6743 |  | 54.2044 | 9.588 | 0 | 143.8818 | 0
06.08. | 16 | 206.9454 |  | 54.3392 | 9.588 | 0 | 143.0182 | 0
06.08. | 17 | 204.641 |  | 53.9348 | 9.588 | 0 | 141.1182 | 0
06.08. | 18 | 202.5304 |  | 54.0696 | 9.588 | 0 | 138.8727 | 0
06.08. | 19 | 199.6529 |  | 54.474 | 9.588 | 0 | 135.5909 | 0
06.08. | 20 | 212.3434 |  | 61.119 | 9.588 | 0 | 141.6364 | 0
06.08. | 21 | 213.6409 |  | 61.7256 | 9.588 | 0 | 142.3273 | 0
06.08. | 22 | 208.1347 |  | 62.2648 | 9.588 | 0 | 136.2818 | 0
06.08. | 23 | 214.6814 |  | 62.9388 | 9.588 | 0 | 142.1545 | 0
06.08. | 24 | 211.6397 |  | 63.0062 | 9.588 | 0 | 139.0455 | 0
07.08. | 1 | 214.6055 |  | 63.2084 | 9.588 | 0 | 141.8091 | 0
07.08. | 2 | 214.9889 |  | 63.0736 | 9.588 | 0 | 142.3273 | 0
07.08. | 3 | 217.6008 |  | 63.6128 | 9.588 | 0 | 144.4 | 0
07.08. | 4 | 213.5776 |  | 62.8714 | 9.588 | 0 | 141.1182 | 0
07.08. | 5 | 210.7845 |  | 62.6692 | 9.588 | 0 | 138.5273 | 0
07.08. | 6 | 215.7767 |  | 63.3432 | 9.588 | 0 | 142.8455 | 0
07.08. | 7 | 211.9936 |  | 62.6692 | 9.588 | 0 | 139.7364 | 0
07.08. | 8 | 213.1184 |  | 63.2758 | 9.588 | 0 | 140.2545 | 0
07.08. | 9 | 211.2438 |  | 62.2648 | 9.588 | 0 | 139.3909 | 0
07.08. | 10 | 214.3823 |  | 62.467 | 9.588 | 0 | 142.3273 | 0
07.08. | 11 | 209.4392 |  | 56.833 | 9.588 | 0 | 143.0182 | 0
07.08. | 12 | 210.7326 |  | 56.2264 | 9.588 | 0 | 144.9182 | 0
07.08. | 13 | 210.1681 |  | 56.6982 | 9.588 | 0 | 143.8818 | 0
07.08. | 14 | 217.8663 |  | 62.6692 | 9.588 | 0 | 145.6091 | 0
07.08. | 15 | 216.0422 |  | 62.3996 | 9.588 | 0 | 144.0545 | 0
07.08. | 16 | 216.83 |  | 62.6692 | 9.588 | 0 | 144.5727 | 0
07.08. | 17 | 212.7394 |  | 61.8604 | 9.588 | 0 | 141.2909 | 0
07.08. | 18 | 213.9779 |  | 62.0626 | 9.588 | 0 | 142.3273 | 0
07.08. | 19 | 217.1923 |  | 61.9952 | 9.588 | 0 | 145.6091 | 0
07.08. | 20 | 215.84 |  | 62.1974 | 9.588 | 0 | 144.0545 | 0
07.08. | 21 | 220.0739 |  | 62.804 | 9.588 | 0 | 147.6818 | 0
07.08. | 22 | 218.2538 |  | 63.7476 | 9.588 | 0 | 144.9182 | 0
07.08. | 23 | 217.209 |  | 64.0846 | 9.588 | 0 | 143.5364 | 0
07.08. | 24 | 218.9447 |  | 63.7476 | 9.588 | 0 | 145.6091 | 0
08.08. | 1 | 217.9168 |  | 63.4106 | 9.588 | 0 | 144.9182 | 0
08.08. | 2 | 216.6908 |  | 64.0846 | 9.588 | 0 | 143.0182 | 0
08.08. | 3 | 221.2112 |  | 64.2868 | 9.588 | 0 | 147.3364 | 0
08.08. | 4 | 217.6429 |  | 64.6912 | 9.588 | 0 | 143.3636 | 0
08.08. | 5 | 218.4476 |  | 64.2868 | 9.588 | 0 | 144.5727 | 0
08.08. | 6 | 218.4055 |  | 63.2084 | 9.588 | 0 | 145.6091 | 0
08.08. | 7 | 220.0485 |  | 63.815 | 9.588 | 0 | 146.6455 | 0
08.08. | 8 | 217.8663 |  | 62.6692 | 9.588 | 0 | 145.6091 | 0
08.08. | 9 | 217.8284 |  | 62.804 | 9.588 | 0 | 145.4364 | 0
08.08. | 10 | 206.0845 |  | 49.851 | 9.588 | 0 | 146.6455 | 0
08.08. | 11 | 211.748 |  | 55.6872 | 9.588 | 0 | 146.4727 | 0
08.08. | 12 | 216.3876 |  | 62.3996 | 9.588 | 0 | 144.4 | 0
08.08. | 13 | 211.2227 |  | 61.7256 | 9.588 | 0 | 139.9091 | 0
08.08. | 14 | 203.7955 |  | 61.7256 | 9.588 | 0 | 132.4818 | 0
08.08. | 15 | 211.8632 |  | 60.9842 | 9.588 | 0 | 141.2909 | 0
08.08. | 16 | 214.513 |  | 61.3886 | 9.588 | 0 | 143.5364 | 0
08.08. | 17 | 220.1666 |  | 61.8604 | 9.588 | 0 | 148.7182 | 0
08.08. | 18 | 214.3318 |  | 61.7256 | 9.588 | 0 | 143.0182 | 0
08.08. | 19 | 210.2538 |  | 61.793 | 9.588 | 0 | 138.8727 | 0
08.08. | 20 | 206.8582 |  | 62.1974 | 9.588 | 0 | 135.0727 | 0
08.08. | 21 | 203.787 |  | 62.0626 | 9.588 | 0 | 132.1364 | 0
08.08. | 22 | 200.8676 |  | 61.3886 | 9.588 | 0 | 129.8909 | 0
08.08. | 23 | 204.7854 |  | 62.1974 | 9.588 | 0 | 133 | 0
08.08. | 24 | 201.4742 |  | 61.9952 | 9.588 | 0 | 129.8909 | 0
09.08. | 1 | 210.5739 |  | 62.804 | 9.588 | 0 | 138.1818 | 0
09.08. | 2 | 212.1832 |  | 61.9952 | 9.588 | 0 | 140.6 | 0
09.08. | 3 | 211.682 |  | 61.3212 | 9.588 | 0 | 140.7727 | 0
09.08. | 4 | 211.5682 |  | 61.7256 | 9.588 | 0 | 140.2545 | 0
09.08. | 5 | 209.761 |  | 60.782 | 9.588 | 0 | 139.3909 | 0
09.08. | 6 | 211.6356 |  | 61.793 | 9.588 | 0 | 140.2545 | 0
09.08. | 7 | 203.9556 |  | 60.8494 | 9.588 | 0 | 133.5182 | 0
09.08. | 8 | 204.5666 |  | 59.9058 | 9.588 | 0 | 135.0727 | 0
09.08. | 9 | 204.3559 |  | 60.0406 | 9.588 | 0 | 134.7273 | 0
09.08. | 10 | 205.9779 |  | 60.108 | 9.588 | 0 | 136.2818 | 0
09.08. | 11 | 208.8258 |  | 59.5014 | 9.588 | 0 | 139.7364 | 0
09.08. | 12 | 207.8738 |  | 58.8948 | 9.588 | 0 | 139.3909 | 0
09.08. | 13 | 206.0791 |  | 58.8274 | 9.588 | 0 | 137.6636 | 0
09.08. | 14 | 201.348 |  | 58.76 | 9.588 | 0 | 133 | 0
09.08. | 15 | 203.4208 |  | 58.76 | 9.588 | 0 | 135.0727 | 0
09.08. | 16 | 203.3534 |  | 58.6926 | 9.588 | 0 | 135.0727 | 0
09.08. | 17 | 203.2101 |  | 58.8948 | 9.588 | 0 | 134.7273 | 0
09.08. | 18 | 203.4882 |  | 58.8274 | 9.588 | 0 | 135.0727 | 0
09.08. | 19 | 205.148 |  | 58.76 | 9.588 | 0 | 136.8 | 0
09.08. | 20 | 203.8841 |  | 59.5688 | 9.588 | 0 | 134.7273 | 0
09.08. | 21 | 203.2522 |  | 59.9732 | 9.588 | 0 | 133.6909 | 0
09.08. | 22 | 204.7478 |  | 59.5688 | 9.588 | 0 | 135.5909 | 0
09.08. | 23 | 203.6355 |  | 59.8384 | 9.588 | 0 | 134.2091 | 0
09.08. | 24 | 203.6355 |  | 59.8384 | 9.588 | 0 | 134.2091 | 0
10.08. | 1 | 204.1622 |  | 59.5014 | 9.588 | 0 | 135.0727 | 0
10.08. | 2 | 200.9603 |  | 60.445 | 9.588 | 0 | 130.9273 | 0
10.08. | 3 | 204.5117 |  | 60.7146 | 9.588 | 0 | 134.2091 | 0
10.08. | 4 | 202.9656 |  | 60.3776 | 9.588 | 0 | 133 | 0
10.08. | 5 | 199.57 |  | 60.782 | 9.588 | 0 | 129.2 | 0
10.08. | 6 | 200.2694 |  | 60.445 | 9.588 | 0 | 130.2364 | 0
10.08. | 7 | 202.3465 |  | 58.8948 | 9.588 | 0 | 133.8636 | 0
10.08. | 8 | 202.9405 |  | 58.6252 | 9.588 | 0 | 134.7273 | 0
10.08. | 9 | 205.9991 |  | 57.8838 | 9.588 | 0 | 138.5273 | 0
10.08. | 10 | 201.5507 |  | 53.4354 | 9.588 | 0 | 138.5273 | 0
10.08. | 11 | 204.8449 |  | 57.075 | 9.588 | 0 | 138.1818 | 0
10.08. | 12 | 199.3934 |  | 56.8054 | 9.588 | 0 | 133 | 0
10.08. | 13 | 200.1307 |  | 56.3336 | 9.588 | 0 | 134.2091 | 0
10.08. | 14 | 195.9558 |  | 56.1314 | 9.588 | 0 | 130.2364 | 0
10.08. | 15 | 197.5229 |  | 57.0076 | 9.588 | 0 | 130.9273 | 0
10.08. | 16 | 192.122 |  | 57.4794 | 9.588 | 0 | 125.0545 | 0
10.08. | 17 | 194.2368 |  | 58.5578 | 9.588 | 0 | 126.0909 | 0
10.08. | 18 | 197.548 |  | 58.76 | 9.588 | 0 | 129.2 | 0
10.08. | 19 | 200.4044 |  | 57.8164 | 9.588 | 0 | 133 | 0
10.08. | 20 | 203.8674 |  | 57.4794 | 9.588 | 0 | 136.8 | 0
10.08. | 21 | 203.0963 |  | 59.2992 | 9.588 | 0 | 134.2091 | 0
10.08. | 22 | 184.8252 |  | 59.1644 | 9.588 | 0 | 116.0727 | 0
10.08. | 23 | 179.2013 |  | 56.1314 | 9.588 | 0 | 113.4818 | 0
10.08. | 24 | 186.0848 |  | 59.9058 | 9.588 | 0 | 116.5909 | 0
11.08. | 1 | 187.7193 |  | 60.8494 | 9.588 | 0 | 117.2818 | 0
11.08. | 2 | 191.8563 |  | 61.1864 | 9.588 | 0 | 121.0818 | 0
11.08. | 3 | 187.496 |  | 60.108 | 9.588 | 0 | 117.8 | 0
11.08. | 4 | 189.771 |  | 60.3102 | 9.588 | 0 | 119.8727 | 0
11.08. | 5 | 185.8277 |  | 60.5124 | 9.588 | 0 | 115.7273 | 0
11.08. | 6 | 198.7738 |  | 60.8494 | 9.588 | 0 | 128.3364 | 0
11.08. | 7 | 200.3368 |  | 60.5124 | 9.588 | 0 | 130.2364 | 0
11.08. | 8 | 201.765 |  | 60.0406 | 9.588 | 0 | 132.1364 | 0
11.08. | 9 | 199.8988 |  | 58.6926 | 9.588 | 0 | 131.6182 | 0
11.08. | 10 | 196.6634 |  | 58.2208 | 9.588 | 0 | 128.8545 | 0
11.08. | 11 | 199.4101 |  | 58.8948 | 9.588 | 0 | 130.9273 | 0
11.08. | 12 | 198.4496 |  | 58.6252 | 9.588 | 0 | 130.2364 | 0
11.08. | 13 | 196.617 |  | 58.6926 | 9.588 | 0 | 128.3364 | 0
11.08. | 14 | 197.7461 |  | 57.749 | 9.588 | 0 | 130.4091 | 0
11.08. | 15 | 194.8856 |  | 57.4794 | 9.588 | 0 | 127.8182 | 0
11.08. | 16 | 199.427 |  | 58.2208 | 9.588 | 0 | 131.6182 | 0
11.08. | 17 | 195.8292 |  | 58.423 | 9.588 | 0 | 127.8182 | 0
11.08. | 18 | 194.8518 |  | 58.8274 | 9.588 | 0 | 126.4364 | 0
11.08. | 19 | 198.239 |  | 58.76 | 9.588 | 0 | 129.8909 | 0
11.08. | 20 | 204.971 |  | 60.3102 | 9.588 | 0 | 135.0727 | 0
11.08. | 21 | 204.7688 |  | 60.108 | 9.588 | 0 | 135.0727 | 0
11.08. | 22 | 189.0252 |  | 61.119 | 9.588 | 0 | 118.3182 | 0
11.08. | 23 | 182.6858 |  | 50.8068 | 9.588 | 0 | 122.2909 | 0
11.08. | 24 | 188.149 |  | 60.2428 | 9.588 | 0 | 118.3182 | 0
12.08. | 1 | 189.6277 |  | 60.5124 | 9.588 | 0 | 119.5273 | 0
12.08. | 2 | 182.6942 |  | 50.4698 | 9.588 | 0 | 122.6364 | 0
12.08. | 3 | 181.2324 |  | 49.5262 | 9.588 | 0 | 122.1182 | 0
12.08. | 4 | 183.4146 |  | 50.672 | 9.588 | 0 | 123.1545 | 0
12.08. | 5 | 185.4578 |  | 50.4698 | 9.588 | 0 | 125.4 | 0
12.08. | 6 | 197.8094 |  | 56.6032 | 9.588 | 0 | 131.6182 | 0
12.08. | 7 | 206.7234 |  | 62.0626 | 9.588 | 0 | 135.0727 | 0
12.08. | 8 | 202.5738 |  | 60.8494 | 9.588 | 0 | 132.1364 | 0
12.08. | 9 | 201.5964 |  | 61.2538 | 9.588 | 0 | 130.7545 | 0
12.08. | 10 | 203.349 |  | 60.2428 | 9.588 | 0 | 133.5182 | 0
12.08. | 11 | 208.0421 |  | 60.445 | 9.588 | 0 | 138.0091 | 0
12.08. | 12 | 211.939 |  | 60.7146 | 9.588 | 0 | 141.6364 | 0
12.08. | 13 | 211.5936 |  | 60.7146 | 9.588 | 0 | 141.2909 | 0
12.08. | 14 | 209.2218 |  | 60.2428 | 9.588 | 0 | 139.3909 | 0
12.08. | 15 | 205.9779 |  | 60.108 | 9.588 | 0 | 136.2818 | 0
12.08. | 16 | 207.0352 |  | 60.6472 | 9.588 | 0 | 136.8 | 0
12.08. | 17 | 209.2343 |  | 61.119 | 9.588 | 0 | 138.5273 | 0
12.08. | 18 | 209.5503 |  | 60.9168 | 9.588 | 0 | 139.0455 | 0
12.08. | 19 | 210.3591 |  | 61.7256 | 9.588 | 0 | 139.0455 | 0
12.08. | 20 | 208.9688 |  | 62.0626 | 9.588 | 0 | 137.3182 | 0
12.08. | 21 | 206.7234 |  | 62.0626 | 9.588 | 0 | 135.0727 | 0
12.08. | 22 | 202.1482 |  | 62.6692 | 9.588 | 0 | 129.8909 | 0
12.08. | 23 | 208.4632 |  | 62.9388 | 9.588 | 0 | 135.9364 | 0
12.08. | 24 | 210.3043 |  | 62.5344 | 9.588 | 0 | 138.1818 | 0
13.08. | 1 | 211.4585 |  | 63.3432 | 9.588 | 0 | 138.5273 | 0
13.08. | 2 | 206.412 |  | 57.9512 | 9.588 | 0 | 138.8727 | 0
13.08. | 3 | 210.039 |  | 60.7146 | 9.588 | 0 | 139.7364 | 0
13.08. | 4 | 208.4548 |  | 63.2758 | 9.588 | 0 | 135.5909 | 0
13.08. | 5 | 208.7413 |  | 62.8714 | 9.588 | 0 | 136.2818 | 0
13.08. | 6 | 207.4648 |  | 62.804 | 9.588 | 0 | 135.0727 | 0
13.08. | 7 | 207.1278 |  | 62.467 | 9.588 | 0 | 135.0727 | 0
13.08. | 8 | 206.5212 |  | 61.8604 | 9.588 | 0 | 135.0727 | 0
13.08. | 9 | 209.3901 |  | 61.793 | 9.588 | 0 | 138.0091 | 0
13.08. | 10 | 207.4058 |  | 62.3996 | 9.588 | 0 | 135.4182 | 0
13.08. | 11 | 202.7956 |  | 55.8894 | 9.588 | 0 | 137.3182 | 0
13.08. | 12 | 202.7367 |  | 55.485 | 9.588 | 0 | 137.6636 | 0
13.08. | 13 | 211.6146 |  | 61.2538 | 9.588 | 0 | 140.7727 | 0
13.08. | 14 | 201.8605 |  | 54.6088 | 9.588 | 0 | 137.6636 | 0
13.08. | 15 | 209.4155 |  | 60.782 | 9.588 | 0 | 139.0455 | 0
13.08. | 16 | 209.2807 |  | 60.6472 | 9.588 | 0 | 139.0455 | 0
13.08. | 17 | 206.239 |  | 60.7146 | 9.588 | 0 | 135.9364 | 0
13.08. | 18 | 202.5823 |  | 60.5124 | 9.588 | 0 | 132.4818 | 0
13.08. | 19 | 207.9325 |  | 62.0626 | 9.588 | 0 | 136.2818 | 0
13.08. | 20 | 205.3964 |  | 61.2538 | 9.588 | 0 | 134.5545 | 0
13.08. | 21 | 205.6786 |  | 62.3996 | 9.588 | 0 | 133.6909 | 0
13.08. | 22 | 207.33 |  | 62.6692 | 9.588 | 0 | 135.0727 | 0
13.08. | 23 | 207.5911 |  | 63.2758 | 9.588 | 0 | 134.7273 | 0
13.08. | 24 | 209.5964 |  | 63.2084 | 9.588 | 0 | 136.8 | 0
14.08. | 1 | 208.3494 |  | 63.3432 | 9.588 | 0 | 135.4182 | 0
14.08. | 2 | 206.9297 |  | 63.478 | 9.588 | 0 | 133.8636 | 0
14.08. | 3 | 208.7454 |  | 64.0846 | 9.588 | 0 | 135.0727 | 0
14.08. | 4 | 211.0077 |  | 63.4106 | 9.588 | 0 | 138.0091 | 0
14.08. | 5 | 207.0729 |  | 63.2758 | 9.588 | 0 | 134.2091 | 0
14.08. | 6 | 203.6858 |  | 63.3432 | 9.588 | 0 | 130.7545 | 0
14.08. | 7 | 203.6732 |  | 62.467 | 9.588 | 0 | 131.6182 | 0
14.08. | 8 | 203.7281 |  | 61.6582 | 9.588 | 0 | 132.4818 | 0
14.08. | 9 | 203.7955 |  | 61.7256 | 9.588 | 0 | 132.4818 | 0
14.08. | 10 | 200.1138 |  | 57.0076 | 9.588 | 0 | 133.5182 | 0
14.08. | 11 | 204.2044 |  | 57.8164 | 9.588 | 0 | 136.8 | 0
14.08. | 12 | 207.1616 |  | 61.119 | 9.588 | 0 | 136.4545 | 0
14.08. | 13 | 212.7478 |  | 61.5234 | 9.588 | 0 | 141.6364 | 0
14.08. | 14 | 208.0252 |  | 61.119 | 9.588 | 0 | 137.3182 | 0
14.08. | 15 | 208.8889 |  | 61.119 | 9.588 | 0 | 138.1818 | 0
14.08. | 16 | 209.9547 |  | 61.3212 | 9.588 | 0 | 139.0455 | 0
14.08. | 17 | 209.4155 |  | 60.782 | 9.588 | 0 | 139.0455 | 0
14.08. | 18 | 209.8494 |  | 61.3886 | 9.588 | 0 | 138.8727 | 0
14.08. | 19 | 209.4829 |  | 60.8494 | 9.588 | 0 | 139.0455 | 0
14.08. | 20 | 209.7651 |  | 61.9952 | 9.588 | 0 | 138.1818 | 0
14.08. | 21 | 202.5274 |  | 61.3212 | 9.588 | 0 | 131.6182 | 0
14.08. | 22 | 204.8444 |  | 62.6018 | 9.588 | 0 | 132.6545 | 0
14.08. | 23 | 199.4604 |  | 62.3996 | 9.588 | 0 | 127.4727 | 0
14.08. | 24 | 200.404 |  | 63.3432 | 9.588 | 0 | 127.4727 | 0
15.08. | 1 | 197.8805 |  | 63.4106 | 9.588 | 0 | 124.8818 | 0
15.08. | 2 | 203.5889 |  | 63.0736 | 9.588 | 0 | 130.9273 | 0
15.08. | 3 | 202.8685 |  | 62.8714 | 9.588 | 0 | 130.4091 | 0
15.08. | 4 | 203.0033 |  | 63.0062 | 9.588 | 0 | 130.4091 | 0
15.08. | 5 | 195.349 |  | 58.2882 | 9.588 | 0 | 127.4727 | 0
15.08. | 6 | 203.0751 |  | 61.5234 | 9.588 | 0 | 131.9636 | 0
15.08. | 7 | 206.3905 |  | 62.9388 | 9.588 | 0 | 133.8636 | 0
15.08. | 8 | 203.4036 |  | 62.1974 | 9.588 | 0 | 131.6182 | 0
15.08. | 9 | 207.7218 |  | 62.1974 | 9.588 | 0 | 135.9364 | 0
15.08. | 10 | 205.8472 |  | 61.1864 | 9.588 | 0 | 135.0727 | 0
15.08. | 11 | 211.4418 |  | 61.2538 | 9.588 | 0 | 140.6 | 0
15.08. | 12 | 210.456 |  | 61.9952 | 9.588 | 0 | 138.8727 | 0
15.08. | 13 | 214.8036 |  | 62.1974 | 9.588 | 0 | 143.0182 | 0
15.08. | 14 | 213.9864 |  | 61.7256 | 9.588 | 0 | 142.6727 | 0
15.08. | 15 | 208.9688 |  | 62.0626 | 9.588 | 0 | 137.3182 | 0
15.08. | 16 | 208.24 |  | 62.1974 | 9.588 | 0 | 136.4545 | 0
15.08. | 17 | 212.655 |  | 62.467 | 9.588 | 0 | 140.6 | 0
15.08. | 18 | 214.1422 |  | 62.3996 | 9.588 | 0 | 142.1545 | 0
15.08. | 19 | 215.5535 |  | 62.6018 | 9.588 | 0 | 143.3636 | 0
15.08. | 20 | 213.009 |  | 62.13 | 9.588 | 0 | 141.2909 | 0
15.08. | 21 | 213.645 |  | 62.9388 | 9.588 | 0 | 141.1182 | 0
15.08. | 22 | 212.3222 |  | 63.3432 | 9.588 | 0 | 139.3909 | 0
15.08. | 23 | 214.2052 |  | 64.0172 | 9.588 | 0 | 140.6 | 0
15.08. | 24 | 214.7824 |  | 64.4216 | 9.588 | 0 | 140.7727 | 0
16.08. | 1 | 213.2447 |  | 63.7476 | 9.588 | 0 | 139.9091 | 0
16.08. | 2 | 214.9256 |  | 64.2194 | 9.588 | 0 | 141.1182 | 0
16.08. | 3 | 215.4438 |  | 64.2194 | 9.588 | 0 | 141.6364 | 0
16.08. | 4 | 210.7212 |  | 63.815 | 9.588 | 0 | 137.3182 | 0
16.08. | 5 | 213.072 |  | 63.7476 | 9.588 | 0 | 139.7364 | 0
16.08. | 6 | 211.8629 |  | 63.7476 | 9.588 | 0 | 138.5273 | 0
16.08. | 7 | 209.251 |  | 63.2084 | 9.588 | 0 | 136.4545 | 0
16.08. | 8 | 208.0378 |  | 61.9952 | 9.588 | 0 | 136.4545 | 0
16.08. | 9 | 208.2948 |  | 61.3886 | 9.588 | 0 | 137.3182 | 0
16.08. | 10 | 205.8387 |  | 61.5234 | 9.588 | 0 | 134.7273 | 0
16.08. | 11 | 206.4538 |  | 61.793 | 9.588 | 0 | 135.0727 | 0
16.08. | 12 | 208.8509 |  | 61.2538 | 9.588 | 0 | 138.0091 | 0
16.08. | 13 | 204.5707 |  | 61.119 | 9.588 | 0 | 133.8636 | 0
16.08. | 14 | 209.1459 |  | 60.5124 | 9.588 | 0 | 139.0455 | 0
16.08. | 15 | 206.6308 |  | 60.2428 | 9.588 | 0 | 136.8 | 0
16.08. | 16 | 210.7384 |  | 60.3776 | 9.588 | 0 | 140.7727 | 0
16.08. | 17 | 204.9106 |  | 54.2044 | 9.588 | 0 | 141.1182 | 0
16.08. | 18 | 205.4877 |  | 54.6088 | 9.588 | 0 | 141.2909 | 0
16.08. | 19 | 206.3868 |  | 56.1988 | 9.588 | 0 | 140.6 | 0
16.08. | 20 | 203.9897 |  | 56.738 | 9.588 | 0 | 137.6636 | 0
16.08. | 21 | 202.6668 |  | 57.1424 | 9.588 | 0 | 135.9364 | 0
16.08. | 22 | 205.0091 |  | 57.412 | 9.588 | 0 | 138.0091 | 0
16.08. | 23 | 206.0076 |  | 57.5468 | 9.588 | 0 | 138.8727 | 0
16.08. | 24 | 208.253 |  | 57.5468 | 9.588 | 0 | 141.1182 | 0
17.08. | 1 | 206.7954 |  | 57.8164 | 9.588 | 0 | 139.3909 | 0
17.08. | 2 | 206.728 |  | 57.749 | 9.588 | 0 | 139.3909 | 0
17.08. | 3 | 205.5863 |  | 57.8164 | 9.588 | 0 | 138.1818 | 0
17.08. | 4 | 203.7452 |  | 58.2208 | 9.588 | 0 | 135.9364 | 0
17.08. | 5 | 203.227 |  | 58.2208 | 9.588 | 0 | 135.4182 | 0
17.08. | 6 | 201.4029 |  | 57.9512 | 9.588 | 0 | 133.8636 | 0
17.08. | 7 | 199.3176 |  | 57.075 | 9.588 | 0 | 132.6545 | 0
17.08. | 8 | 203.3956 |  | 57.0076 | 9.588 | 0 | 136.8 | 0
17.08. | 9 | 208.0003 |  | 56.6032 | 9.588 | 0 | 141.8091 | 0
17.08. | 10 | 206.7408 |  | 55.8618 | 9.588 | 0 | 141.2909 | 0
17.08. | 11 | 205.8476 |  | 55.6596 | 9.588 | 0 | 140.6 | 0
17.08. | 12 | 204.3774 |  | 55.053 | 9.588 | 0 | 139.7364 | 0
17.08. | 13 | 207.3517 |  | 54.9182 | 9.588 | 0 | 142.8455 | 0
17.08. | 14 | 207.9373 |  | 54.9856 | 9.588 | 0 | 143.3636 | 0
17.08. | 15 | 208.0426 |  | 54.9182 | 9.588 | 0 | 143.5364 | 0
17.08. | 16 | 208.3881 |  | 54.9182 | 9.588 | 0 | 143.8818 | 0
17.08. | 17 | 212.3903 |  | 55.1204 | 9.588 | 0 | 147.6818 | 0
17.08. | 18 | 212.247 |  | 55.3226 | 9.588 | 0 | 147.3364 | 0
17.08. | 19 | 213.3339 |  | 56.064 | 9.588 | 0 | 147.6818 | 0
17.08. | 20 | 211.5307 |  | 56.3336 | 9.588 | 0 | 145.6091 | 0
17.08. | 21 | 211.063 |  | 57.075 | 9.588 | 0 | 144.4 | 0
17.08. | 22 | 210.6502 |  | 57.0076 | 9.588 | 0 | 144.0545 | 0
17.08. | 23 | 211.2358 |  | 57.075 | 9.588 | 0 | 144.5727 | 0
17.08. | 24 | 213.1568 |  | 57.6142 | 9.588 | 0 | 145.9545 | 0
18.08. | 1 | 210.0098 |  | 57.749 | 9.588 | 0 | 142.6727 | 0
18.08. | 2 | 211.0082 |  | 57.8838 | 9.588 | 0 | 143.5364 | 0
18.08. | 3 | 208.8258 |  | 59.5014 | 9.588 | 0 | 139.7364 | 0
18.08. | 4 | 213.3208 |  | 60.7146 | 9.588 | 0 | 143.0182 | 0
18.08. | 5 | 215.3259 |  | 63.4106 | 9.588 | 0 | 142.3273 | 0
18.08. | 6 | 217.9127 |  | 62.1974 | 9.588 | 0 | 146.1273 | 0
18.08. | 7 | 214.0917 |  | 61.6582 | 9.588 | 0 | 142.8455 | 0
18.08. | 8 | 216.3666 |  | 61.8604 | 9.588 | 0 | 144.9182 | 0
18.08. | 9 | 209.1205 |  | 61.5234 | 9.588 | 0 | 138.0091 | 0
18.08. | 10 | 208.5603 |  | 60.445 | 9.588 | 0 | 138.5273 | 0
18.08. | 11 | 211.2186 |  | 60.5124 | 9.588 | 0 | 141.1182 | 0
18.08. | 12 | 211.3029 |  | 59.9058 | 9.588 | 0 | 141.8091 | 0
18.08. | 13 | 210.0854 |  | 60.2428 | 9.588 | 0 | 140.2545 | 0
18.08. | 14 | 212.234 |  | 59.9732 | 9.588 | 0 | 142.6727 | 0
18.08. | 15 | 205.0722 |  | 59.0296 | 9.588 | 0 | 136.4545 | 0
18.08. | 16 | 200.4296 |  | 59.5688 | 9.588 | 0 | 131.2727 | 0
18.08. | 17 | 209.0196 |  | 60.0406 | 9.588 | 0 | 139.3909 | 0
18.08. | 18 | 209.681 |  | 59.8384 | 9.588 | 0 | 140.2545 | 0
18.08. | 19 | 210.671 |  | 60.3102 | 9.588 | 0 | 140.7727 | 0
18.08. | 20 | 211.602 |  | 60.3776 | 9.588 | 0 | 141.6364 | 0
18.08. | 21 | 216.1139 |  | 60.9168 | 9.588 | 0 | 145.6091 | 0
18.08. | 22 | 214.0202 |  | 60.3776 | 9.588 | 0 | 144.0545 | 0
18.08. | 23 | 214.513 |  | 61.3886 | 9.588 | 0 | 143.5364 | 0
18.08. | 24 | 215.3008 |  | 61.6582 | 9.588 | 0 | 144.0545 | 0
19.08. | 1 | 213.8685 |  | 60.9168 | 9.588 | 0 | 143.3636 | 0
19.08. | 2 | 214.4751 |  | 61.5234 | 9.588 | 0 | 143.3636 | 0
19.08. | 3 | 214.9638 |  | 61.3212 | 9.588 | 0 | 144.0545 | 0
19.08. | 4 | 214.2265 |  | 61.793 | 9.588 | 0 | 142.8455 | 0
19.08. | 5 | 211.5556 |  | 60.8494 | 9.588 | 0 | 141.1182 | 0
19.08. | 6 | 212.613 |  | 61.3886 | 9.588 | 0 | 141.6364 | 0
19.08. | 7 | 210.2035 |  | 58.2882 | 9.588 | 0 | 142.3273 | 0
19.08. | 8 | 213.7252 |  | 61.119 | 9.588 | 0 | 143.0182 | 0
19.08. | 9 | 214.0666 |  | 59.9058 | 9.588 | 0 | 144.5727 | 0
19.08. | 10 | 213.9108 |  | 59.2318 | 9.588 | 0 | 145.0909 | 0
19.08. | 11 | 213.46 |  | 59.2992 | 9.588 | 0 | 144.5727 | 0
19.08. | 12 | 216.7713 |  | 59.5014 | 9.588 | 0 | 147.6818 | 0
19.08. | 13 | 215.4653 |  | 59.2318 | 9.588 | 0 | 146.6455 | 0
19.08. | 14 | 217.8076 |  | 59.5014 | 9.588 | 0 | 148.7182 | 0
19.08. | 15 | 220.1036 |  | 60.2428 | 9.588 | 0 | 150.2727 | 0
19.08. | 16 | 216.5058 |  | 60.445 | 9.588 | 0 | 146.4727 | 0
19.08. | 17 | 214.4794 |  | 59.9732 | 9.588 | 0 | 144.9182 | 0
19.08. | 18 | 217.2177 |  | 60.9842 | 9.588 | 0 | 146.6455 | 0
19.08. | 19 | 215.8443 |  | 60.6472 | 9.588 | 0 | 145.6091 | 0
19.08. | 20 | 205.5776 |  | 60.9168 | 9.588 | 0 | 135.0727 | 0
19.08. | 21 | 209.2343 |  | 61.119 | 9.588 | 0 | 138.5273 | 0
19.08. | 22 | 218.4268 |  | 60.9842 | 9.588 | 0 | 147.8545 | 0
19.08. | 23 | 213.9864 |  | 61.7256 | 9.588 | 0 | 142.6727 | 0
19.08. | 24 | 213.582 |  | 61.3212 | 9.588 | 0 | 142.6727 | 0
20.08. | 1 | 213.603 |  | 61.8604 | 9.588 | 0 | 142.1545 | 0
20.08. | 2 | 214.5635 |  | 62.13 | 9.588 | 0 | 142.8455 | 0
20.08. | 3 | 214.7826 |  | 61.6582 | 9.588 | 0 | 143.5364 | 0
20.08. | 4 | 201.866 |  | 61.5234 | 9.588 | 0 | 130.7545 | 0
20.08. | 5 | 207.8356 |  | 61.793 | 9.588 | 0 | 136.4545 | 0
20.08. | 6 | 215.7936 |  | 62.6692 | 9.588 | 0 | 143.5364 | 0
20.08. | 7 | 217.7989 |  | 62.6018 | 9.588 | 0 | 145.6091 | 0
20.08. | 8 | 213.4597 |  | 62.0626 | 9.588 | 0 | 141.8091 | 0
20.08. | 9 | 214.2096 |  | 62.467 | 9.588 | 0 | 142.1545 | 0
20.08. | 10 | 219.8506 |  | 62.0626 | 9.588 | 0 | 148.2 | 0
20.08. | 11 | 217.2556 |  | 60.8494 | 9.588 | 0 | 146.8182 | 0
20.08. | 12 | 215.5494 |  | 61.3886 | 9.588 | 0 | 144.5727 | 0
20.08. | 13 | 218.0265 |  | 61.793 | 9.588 | 0 | 146.6455 | 0
20.08. | 14 | 219.5347 |  | 62.2648 | 9.588 | 0 | 147.6818 | 0
20.08. | 15 | 220.55 |  | 61.7256 | 9.588 | 0 | 149.2364 | 0
20.08. | 16 | 219.64 |  | 62.1974 | 9.588 | 0 | 147.8545 | 0
20.08. | 17 | 216.8594 |  | 62.8714 | 9.588 | 0 | 144.4 | 0
20.08. | 18 | 218.2033 |  | 63.0062 | 9.588 | 0 | 145.6091 | 0
20.08. | 19 | 225.125 |  | 63.8824 | 9.588 | 0 | 151.6545 | 0
20.08. | 20 | 222.8542 |  | 64.8934 | 9.588 | 0 | 148.3727 | 0
20.08. | 21 | 216.9225 |  | 64.489 | 9.588 | 0 | 142.8455 | 0
20.08. | 22 | 207.393 |  | 64.2868 | 9.588 | 0 | 133.5182 | 0
20.08. | 23 | 200.783 |  | 64.7586 | 9.588 | 0 | 126.4364 | 0
20.08. | 24 | 209.8996 |  | 64.8934 | 9.588 | 0 | 135.4182 | 0
21.08. | 1 | 217.6808 |  | 64.5564 | 9.588 | 0 | 143.5364 | 0
21.08. | 2 | 219.3996 |  | 64.8934 | 9.588 | 0 | 144.9182 | 0
21.08. | 3 | 217.5081 |  | 64.5564 | 9.588 | 0 | 143.3636 | 0
21.08. | 4 | 215.4354 |  | 64.5564 | 9.588 | 0 | 141.2909 | 0
21.08. | 5 | 214.677 |  | 64.489 | 9.588 | 0 | 140.6 | 0
21.08. | 6 | 211.0582 |  | 64.152 | 9.588 | 0 | 137.3182 | 0
21.08. | 7 | 210.6664 |  | 64.6238 | 9.588 | 0 | 136.4545 | 0
21.08. | 8 | 208.1598 |  | 64.0172 | 9.588 | 0 | 134.5545 | 0
21.08. | 9 | 211.3827 |  | 63.6128 | 9.588 | 0 | 138.1818 | 0
21.08. | 10 | 209.7776 |  | 62.8714 | 9.588 | 0 | 137.3182 | 0
21.08. | 11 | 199.2302 |  | 49.0422 | 9.588 | 0 | 140.6 | 0
21.08. | 12 | 210.7326 |  | 56.2264 | 9.588 | 0 | 144.9182 | 0
21.08. | 13 | 204.829 |  | 50.3228 | 9.588 | 0 | 144.9182 | 0
21.08. | 14 | 203.839 |  | 49.851 | 9.588 | 0 | 144.4 | 0
21.08. | 15 | 207.8132 |  | 55.5524 | 9.588 | 0 | 142.6727 | 0
21.08. | 16 | 210.6712 |  | 57.5468 | 9.588 | 0 | 143.5364 | 0
21.08. | 17 | 206.7009 |  | 55.822 | 9.588 | 0 | 141.2909 | 0
21.08. | 18 | 207.7218 |  | 62.1974 | 9.588 | 0 | 135.9364 | 0
21.08. | 19 | 209.7861 |  | 62.5344 | 9.588 | 0 | 137.6636 | 0
21.08. | 20 | 211.8419 |  | 63.2084 | 9.588 | 0 | 139.0455 | 0
21.08. | 21 | 210.7761 |  | 63.0062 | 9.588 | 0 | 138.1818 | 0
21.08. | 22 | 208.1977 |  | 63.8824 | 9.588 | 0 | 134.7273 | 0
21.08. | 23 | 209.4658 |  | 64.2868 | 9.588 | 0 | 135.5909 | 0
21.08. | 24 | 211.3278 |  | 64.4216 | 9.588 | 0 | 137.3182 | 0
22.08. | 1 | 207.9702 |  | 64.6912 | 9.588 | 0 | 133.6909 | 0
22.08. | 2 | 208.0839 |  | 64.2868 | 9.588 | 0 | 134.2091 | 0
22.08. | 3 | 209.293 |  | 64.2868 | 9.588 | 0 | 135.4182 | 0
22.08. | 4 | 207.5488 |  | 64.9608 | 9.588 | 0 | 133 | 0
22.08. | 5 | 209.0824 |  | 64.4216 | 9.588 | 0 | 135.0727 | 0
22.08. | 6 | 211.7491 |  | 64.152 | 9.588 | 0 | 138.0091 | 0
22.08. | 7 | 212.7855 |  | 64.152 | 9.588 | 0 | 139.0455 | 0
22.08. | 8 | 210.4052 |  | 64.0172 | 9.588 | 0 | 136.8 | 0
22.08. | 9 | 209.3394 |  | 63.815 | 9.588 | 0 | 135.9364 | 0
22.08. | 10 | 209.9798 |  | 63.0736 | 9.588 | 0 | 137.3182 | 0
22.08. | 11 | 207.667 |  | 63.0062 | 9.588 | 0 | 135.0727 | 0
22.08. | 12 | 207.351 |  | 63.2084 | 9.588 | 0 | 134.5545 | 0
22.08. | 13 | 209.7102 |  | 62.804 | 9.588 | 0 | 137.3182 | 0
22.08. | 14 | 215.8146 |  | 63.2084 | 9.588 | 0 | 143.0182 | 0
22.08. | 15 | 210.0557 |  | 62.804 | 9.588 | 0 | 137.6636 | 0
22.08. | 16 | 209.5501 |  | 63.6802 | 9.588 | 0 | 136.2818 | 0
22.08. | 17 | 212.3685 |  | 62.8714 | 9.588 | 0 | 139.9091 | 0
22.08. | 18 | 215.3554 |  | 63.6128 | 9.588 | 0 | 142.1545 | 0
22.08. | 19 | 214.2222 |  | 63.3432 | 9.588 | 0 | 141.2909 | 0
22.08. | 20 | 215.5576 |  | 63.815 | 9.588 | 0 | 142.1545 | 0
22.08. | 21 | 214.8582 |  | 64.152 | 9.588 | 0 | 141.1182 | 0
22.08. | 22 | 199.3391 |  | 52.0874 | 9.588 | 0 | 137.6636 | 0
22.08. | 23 | 199.8867 |  | 52.2896 | 9.588 | 0 | 138.0091 | 0
22.08. | 24 | 203.6068 |  | 51.346 | 9.588 | 0 | 142.6727 | 0
23.08. | 1 | 203.8679 |  | 51.9526 | 9.588 | 0 | 142.3273 | 0
23.08. | 2 | 201.9974 |  | 52.1548 | 9.588 | 0 | 140.2545 | 0
23.08. | 3 | 200.94 |  | 51.6156 | 9.588 | 0 | 139.7364 | 0
23.08. | 4 | 201.3992 |  | 51.2112 | 9.588 | 0 | 140.6 | 0
23.08. | 5 | 196.466 |  | 50.9416 | 9.588 | 0 | 135.9364 | 0
23.08. | 6 | 198.1384 |  | 51.7504 | 9.588 | 0 | 136.8 | 0
23.08. | 7 | 201.6519 |  | 52.1548 | 9.588 | 0 | 139.9091 | 0
23.08. | 8 | 205.7764 |  | 51.6156 | 9.588 | 0 | 144.5727 | 0
23.08. | 9 | 192.8312 |  | 40.225 | 9.588 | 0 | 143.0182 | 0
23.08. | 10 | 201.9384 |  | 51.7504 | 9.588 | 0 | 140.6 | 0
23.08. | 11 | 205.393 |  | 51.7504 | 9.588 | 0 | 144.0545 | 0
23.08. | 12 | 204.087 |  | 51.4808 | 9.588 | 0 | 143.0182 | 0
23.08. | 13 | 204.7695 |  | 51.8178 | 9.588 | 0 | 143.3636 | 0
23.08. | 14 | 204.0068 |  | 53.3006 | 9.588 | 0 | 141.1182 | 0
23.08. | 15 | 208.0933 |  | 52.8962 | 9.588 | 0 | 145.6091 | 0
23.08. | 16 | 209.6015 |  | 53.368 | 9.588 | 0 | 146.6455 | 0
23.08. | 17 | 210.3219 |  | 53.5702 | 9.588 | 0 | 147.1636 | 0
23.08. | 18 | 212.0492 |  | 53.5702 | 9.588 | 0 | 148.8909 | 0
23.08. | 19 | 211.0128 |  | 53.5702 | 9.588 | 0 | 147.8545 | 0
23.08. | 20 | 211.3962 |  | 53.4354 | 9.588 | 0 | 148.3727 | 0
23.08. | 21 | 208.304 |  | 52.7614 | 9.588 | 0 | 145.9545 | 0
23.08. | 22 | 208.4514 |  | 53.7724 | 9.588 | 0 | 145.0909 | 0
23.08. | 23 | 205.8984 |  | 53.6376 | 9.588 | 0 | 142.6727 | 0
23.08. | 24 | 206.8294 |  | 53.705 | 9.588 | 0 | 143.5364 | 0
24.08. | 1 | 210.1871 |  | 53.4354 | 9.588 | 0 | 147.1636 | 0
24.08. | 2 | 209.3065 |  | 54.1094 | 9.588 | 0 | 145.6091 | 0
24.08. | 3 | 208.721 |  | 54.042 | 9.588 | 0 | 145.0909 | 0
24.08. | 4 | 208.0554 |  | 53.031 | 9.588 | 0 | 145.4364 | 0
24.08. | 5 | 206.8632 |  | 52.357 | 9.588 | 0 | 144.9182 | 0
24.08. | 6 | 196.6902 |  | 40.6294 | 9.588 | 0 | 146.4727 | 0
24.08. | 7 | 197.499 |  | 41.4382 | 9.588 | 0 | 146.4727 | 0
24.08. | 8 | 208.3842 |  | 50.9416 | 9.588 | 0 | 147.8545 | 0
24.08. | 9 | 207.7858 |  | 52.7614 | 9.588 | 0 | 145.4364 | 0
24.08. | 10 | 209.6394 |  | 53.2332 | 9.588 | 0 | 146.8182 | 0
24.08. | 11 | 210.3219 |  | 53.5702 | 9.588 | 0 | 147.1636 | 0
24.08. | 12 | 207.5372 |  | 53.031 | 9.588 | 0 | 144.9182 | 0
24.08. | 13 | 210.0438 |  | 53.6376 | 9.588 | 0 | 146.8182 | 0
24.08. | 14 | 204.6977 |  | 53.3006 | 9.588 | 0 | 141.8091 | 0
24.08. | 15 | 206.088 |  | 52.9636 | 9.588 | 0 | 143.5364 | 0
24.08. | 16 | 212.3062 |  | 52.9636 | 9.588 | 0 | 149.7545 | 0
24.08. | 17 | 208.9949 |  | 52.7614 | 9.588 | 0 | 146.6455 | 0
24.08. | 18 | 207.057 |  | 52.8962 | 9.588 | 0 | 144.5727 | 0
24.08. | 19 | 208.4977 |  | 53.3006 | 9.588 | 0 | 145.6091 | 0
24.08. | 20 | 207.9122 |  | 53.2332 | 9.588 | 0 | 145.0909 | 0
24.08. | 21 | 208.2281 |  | 53.031 | 9.588 | 0 | 145.6091 | 0
24.08. | 22 | 209.888 |  | 52.9636 | 9.588 | 0 | 147.3364 | 0
24.08. | 23 | 206.3871 |  | 53.4354 | 9.588 | 0 | 143.3636 | 0
24.08. | 24 | 207.6382 |  | 54.5138 | 9.588 | 0 | 143.5364 | 0
25.08. | 1 | 204.3356 |  | 51.2112 | 9.588 | 0 | 143.5364 | 0
25.08. | 2 | 207.4234 |  | 53.4354 | 9.588 | 0 | 144.4 | 0
25.08. | 3 | 203.4802 |  | 53.6376 | 9.588 | 0 | 140.2545 | 0
25.08. | 4 | 202.6629 |  | 53.1658 | 9.588 | 0 | 139.9091 | 0
25.08. | 5 | 203.6614 |  | 53.3006 | 9.588 | 0 | 140.7727 | 0
25.08. | 6 | 209.0918 |  | 53.031 | 9.588 | 0 | 146.4727 | 0
25.08. | 7 | 202.6081 |  | 53.9746 | 9.588 | 0 | 139.0455 | 0
25.08. | 8 | 207.8658 |  | 53.705 | 9.588 | 0 | 144.5727 | 0
25.08. | 9 | 208.8558 |  | 54.1768 | 9.588 | 0 | 145.0909 | 0
25.08. | 10 | 202.4354 |  | 53.9746 | 9.588 | 0 | 138.8727 | 0
25.08. | 11 | 197.3342 |  | 46.628 | 9.588 | 0 | 141.1182 | 0
25.08. | 12 | 205.7172 |  | 53.9746 | 9.588 | 0 | 142.1545 | 0
25.08. | 13 | 201.5594 |  | 50.335 | 9.588 | 0 | 141.6364 | 0
25.08. | 14 | 192.194 |  | 53.2332 | 9.588 | 0 | 129.3727 | 0
25.08. | 15 | 191.1871 |  | 53.4354 | 9.588 | 0 | 128.1636 | 0
25.08. | 16 | 192.6448 |  | 53.1658 | 9.588 | 0 | 129.8909 | 0
25.08. | 17 | 210.2924 |  | 53.368 | 9.588 | 0 | 147.3364 | 0
25.08. | 18 | 208.9485 |  | 53.2332 | 9.588 | 0 | 146.1273 | 0
25.08. | 19 | 208.8896 |  | 52.8288 | 9.588 | 0 | 146.4727 | 0
25.08. | 20 | 211.194 |  | 53.2332 | 9.588 | 0 | 148.3727 | 0
25.08. | 21 | 211.2445 |  | 53.9746 | 9.588 | 0 | 147.6818 | 0
25.08. | 22 | 210.0733 |  | 53.8398 | 9.588 | 0 | 146.6455 | 0
25.08. | 23 | 207.9416 |  | 53.4354 | 9.588 | 0 | 144.9182 | 0
25.08. | 24 | 209.5341 |  | 53.3006 | 9.588 | 0 | 146.6455 | 0
26.08. | 1 | 207.1285 |  | 54.1768 | 9.588 | 0 | 143.3636 | 0
26.08. | 2 | 208.2786 |  | 53.7724 | 9.588 | 0 | 144.9182 | 0
26.08. | 3 | 207.3476 |  | 53.705 | 9.588 | 0 | 144.0545 | 0
26.08. | 4 | 205.4391 |  | 54.042 | 9.588 | 0 | 141.8091 | 0
26.08. | 5 | 209.6984 |  | 53.6376 | 9.588 | 0 | 146.4727 | 0
26.08. | 6 | 209.572 |  | 53.1658 | 9.588 | 0 | 146.8182 | 0
26.08. | 7 | 206.8758 |  | 53.2332 | 9.588 | 0 | 144.0545 | 0
26.08. | 8 | 208.4598 |  | 53.4354 | 9.588 | 0 | 145.4364 | 0
26.08. | 9 | 210.6084 |  | 53.1658 | 9.588 | 0 | 147.8545 | 0
26.08. | 10 | 210.0438 |  | 53.6376 | 9.588 | 0 | 146.8182 | 0
26.08. | 11 | 209.6015 |  | 53.368 | 9.588 | 0 | 146.6455 | 0
26.08. | 12 | 208.4977 |  | 53.3006 | 9.588 | 0 | 145.6091 | 0
26.08. | 13 | 206.088 |  | 52.9636 | 9.588 | 0 | 143.5364 | 0
26.08. | 14 | 207.5372 |  | 53.031 | 9.588 | 0 | 144.9182 | 0
26.08. | 15 | 206.5009 |  | 53.031 | 9.588 | 0 | 143.8818 | 0
26.08. | 16 | 207.057 |  | 52.8962 | 9.588 | 0 | 144.5727 | 0
26.08. | 17 | 207.2002 |  | 52.694 | 9.588 | 0 | 144.9182 | 0
26.08. | 18 | 208.957 |  | 52.8962 | 9.588 | 0 | 146.4727 | 0
26.08. | 19 | 197.3548 |  | 52.694 | 9.588 | 0 | 135.0727 | 0
26.08. | 20 | 197.6918 |  | 53.031 | 9.588 | 0 | 135.0727 | 0
26.08. | 21 | 196.0234 |  | 53.4354 | 9.588 | 0 | 133 | 0
26.08. | 22 | 198.9514 |  | 53.7724 | 9.588 | 0 | 135.5909 | 0
26.08. | 23 | 196.1119 |  | 54.042 | 9.588 | 0 | 132.4818 | 0
26.08. | 24 | 194.7006 |  | 53.8398 | 9.588 | 0 | 131.2727 | 0
27.08. | 1 | 198.5006 |  | 53.8398 | 9.588 | 0 | 135.0727 | 0
27.08. | 2 | 208.4514 |  | 53.7724 | 9.588 | 0 | 145.0909 | 0
27.08. | 3 | 208.9106 |  | 53.368 | 9.588 | 0 | 145.9545 | 0
27.08. | 4 | 209.6394 |  | 53.2332 | 9.588 | 0 | 146.8182 | 0
27.08. | 5 | 208.1144 |  | 53.4354 | 9.588 | 0 | 145.0909 | 0
27.08. | 6 | 209.7658 |  | 53.705 | 9.588 | 0 | 146.4727 | 0
27.08. | 7 | 209.5172 |  | 53.9746 | 9.588 | 0 | 145.9545 | 0
27.08. | 8 | 206.6782 |  | 48.7174 | 9.588 | 0 | 148.3727 | 0
27.08. | 9 | 207.0616 |  | 48.5826 | 9.588 | 0 | 148.8909 | 0
27.08. | 10 | 210.8867 |  | 50.335 | 9.588 | 0 | 150.9636 | 0
27.08. | 11 | 211.51 |  | 53.031 | 9.588 | 0 | 148.8909 | 0
27.08. | 12 | 195.5068 |  | 40.4824 | 9.588 | 0 | 145.4364 | 0
27.08. | 13 | 198.9164 |  | 46.6556 | 9.588 | 0 | 142.6727 | 0
27.08. | 14 | 200.5004 |  | 46.8578 | 9.588 | 0 | 144.0545 | 0
27.08. | 15 | 207.6215 |  | 52.4244 | 9.588 | 0 | 145.6091 | 0
27.08. | 16 | 198.1682 |  | 49.1892 | 9.588 | 0 | 139.3909 | 0
27.08. | 17 | 202.0058 |  | 51.8178 | 9.588 | 0 | 140.6 | 0
27.08. | 18 | 194.861 |  | 50.2002 | 9.588 | 0 | 135.0727 | 0
27.08. | 19 | 196.5544 |  | 51.5482 | 9.588 | 0 | 135.4182 | 0
27.08. | 20 | 207.1582 |  | 51.6156 | 9.588 | 0 | 145.9545 | 0
27.08. | 21 | 207.5541 |  | 52.357 | 9.588 | 0 | 145.6091 | 0
27.08. | 22 | 207.4698 |  | 52.9636 | 9.588 | 0 | 144.9182 | 0
27.08. | 23 | 207.356 |  | 53.368 | 9.588 | 0 | 144.4 | 0
27.08. | 24 | 206.2523 |  | 53.3006 | 9.588 | 0 | 143.3636 | 0
28.08. | 1 | 206.2902 |  | 53.1658 | 9.588 | 0 | 143.5364 | 0
28.08. | 2 | 207.057 |  | 52.8962 | 9.588 | 0 | 144.5727 | 0
28.08. | 3 | 202.3259 |  | 52.8288 | 9.588 | 0 | 139.9091 | 0
28.08. | 4 | 205.2918 |  | 53.031 | 9.588 | 0 | 142.6727 | 0
28.08. | 5 | 201.9974 |  | 52.1548 | 9.588 | 0 | 140.2545 | 0
28.08. | 6 | 201.0538 |  | 51.2112 | 9.588 | 0 | 140.2545 | 0
28.08. | 7 | 201.3949 |  | 52.7614 | 9.588 | 0 | 139.0455 | 0
28.08. | 8 | 193.8038 |  | 46.8976 | 9.588 | 0 | 137.3182 | 0
28.08. | 9 | 198.467 |  | 52.4244 | 9.588 | 0 | 136.4545 | 0
28.08. | 10 | 203.0842 |  | 52.8962 | 9.588 | 0 | 140.6 | 0
28.08. | 11 | 203.257 |  | 52.8962 | 9.588 | 0 | 140.7727 | 0
28.08. | 12 | 208.1482 |  | 52.0874 | 9.588 | 0 | 146.4727 | 0
28.08. | 13 | 205.7131 |  | 52.7614 | 9.588 | 0 | 143.3636 | 0
28.08. | 14 | 201.4034 |  | 52.4244 | 9.588 | 0 | 139.3909 | 0
28.08. | 15 | 204.82 |  | 52.5592 | 9.588 | 0 | 142.6727 | 0
28.08. | 16 | 205.9153 |  | 52.9636 | 9.588 | 0 | 143.3636 | 0
28.08. | 17 | 209.572 |  | 53.1658 | 9.588 | 0 | 146.8182 | 0
28.08. | 18 | 207.335 |  | 52.8288 | 9.588 | 0 | 144.9182 | 0
28.08. | 19 | 209.7153 |  | 52.9636 | 9.588 | 0 | 147.1636 | 0
28.08. | 20 | 210.878 |  | 53.4354 | 9.588 | 0 | 147.8545 | 0
28.08. | 21 | 206.9053 |  | 53.4354 | 9.588 | 0 | 143.8818 | 0
28.08. | 22 | 209.8711 |  | 53.6376 | 9.588 | 0 | 146.6455 | 0
28.08. | 23 | 209.6899 |  | 53.9746 | 9.588 | 0 | 146.1273 | 0
28.08. | 24 | 207.1538 |  | 53.1658 | 9.588 | 0 | 144.4 | 0
29.08. | 1 | 206.3786 |  | 53.7724 | 9.588 | 0 | 143.0182 | 0
29.08. | 2 | 208.2281 |  | 53.031 | 9.588 | 0 | 145.6091 | 0
29.08. | 3 | 208.4303 |  | 53.2332 | 9.588 | 0 | 145.6091 | 0
29.08. | 4 | 206.9306 |  | 52.4244 | 9.588 | 0 | 144.9182 | 0
29.08. | 5 | 203.3538 |  | 53.1658 | 9.588 | 0 | 140.6 | 0
29.08. | 6 | 204.7188 |  | 53.8398 | 9.588 | 0 | 141.2909 | 0
29.08. | 7 | 204.6344 |  | 54.4464 | 9.588 | 0 | 140.6 | 0
29.08. | 8 | 207.3097 |  | 53.8398 | 9.588 | 0 | 143.8818 | 0
29.08. | 9 | 206.2523 |  | 53.3006 | 9.588 | 0 | 143.3636 | 0
29.08. | 10 | 206.8758 |  | 53.2332 | 9.588 | 0 | 144.0545 | 0
29.08. | 11 | 209.0244 |  | 52.9636 | 9.588 | 0 | 146.4727 | 0
29.08. | 12 | 208.6325 |  | 53.4354 | 9.588 | 0 | 145.6091 | 0
29.08. | 13 | 206.3576 |  | 53.2332 | 9.588 | 0 | 143.5364 | 0
29.08. | 14 | 201.5971 |  | 52.9636 | 9.588 | 0 | 139.0455 | 0
29.08. | 15 | 207.3012 |  | 54.1768 | 9.588 | 0 | 143.5364 | 0
29.08. | 16 | 204.6977 |  | 53.3006 | 9.588 | 0 | 141.8091 | 0
29.08. | 17 | 204.9758 |  | 53.2332 | 9.588 | 0 | 142.1545 | 0
29.08. | 18 | 204.247 |  | 53.368 | 9.588 | 0 | 141.2909 | 0
29.08. | 19 | 207.356 |  | 53.368 | 9.588 | 0 | 144.4 | 0
29.08. | 20 | 210.2714 |  | 52.8288 | 9.588 | 0 | 147.8545 | 0
29.08. | 21 | 208.0764 |  | 53.5702 | 9.588 | 0 | 144.9182 | 0
29.08. | 22 | 207.731 |  | 53.5702 | 9.588 | 0 | 144.5727 | 0
29.08. | 23 | 207.5288 |  | 53.368 | 9.588 | 0 | 144.5727 | 0
29.08. | 24 | 205.3507 |  | 53.4354 | 9.588 | 0 | 142.3273 | 0
30.08. | 1 | 194.1529 |  | 53.6376 | 9.588 | 0 | 130.9273 | 0
30.08. | 2 | 195.2357 |  | 53.1658 | 9.588 | 0 | 132.4818 | 0
30.08. | 3 | 200.072 |  | 53.1658 | 9.588 | 0 | 137.3182 | 0
30.08. | 4 | 198.231 |  | 53.5702 | 9.588 | 0 | 135.0727 | 0
30.08. | 5 | 199.2084 |  | 53.1658 | 9.588 | 0 | 136.4545 | 0
30.08. | 6 | 196.5122 |  | 53.2332 | 9.588 | 0 | 133.6909 | 0
30.08. | 7 | 198.804 |  | 52.7614 | 9.588 | 0 | 136.4545 | 0
30.08. | 8 | 199.8234 |  | 53.4354 | 9.588 | 0 | 136.8 | 0
30.08. | 9 | 196.272 |  | 53.1658 | 9.588 | 0 | 133.5182 | 0
30.08. | 10 | 201.3949 |  | 52.7614 | 9.588 | 0 | 139.0455 | 0
30.08. | 11 | 193.757 |  | 52.8962 | 9.588 | 0 | 131.2727 | 0
30.08. | 12 | 196.567 |  | 52.4244 | 9.588 | 0 | 134.5545 | 0
30.08. | 13 | 201.9215 |  | 52.4244 | 9.588 | 0 | 139.9091 | 0
30.08. | 14 | 201.3275 |  | 52.694 | 9.588 | 0 | 139.0455 | 0
30.08. | 15 | 179.6841 |  | 27.7688 | 9.588 | 0 | 142.3273 | 0
30.08. | 16 | 204.2344 |  | 52.4918 | 9.588 | 0 | 142.1545 | 0
30.08. | 17 | 206.4124 |  | 52.4244 | 9.588 | 0 | 144.4 | 0
30.08. | 18 | 205.4814 |  | 52.357 | 9.588 | 0 | 143.5364 | 0
30.08. | 19 | 206.3366 |  | 52.694 | 9.588 | 0 | 144.0545 | 0
30.08. | 20 | 206.2776 |  | 52.2896 | 9.588 | 0 | 144.4 | 0
30.08. | 21 | 205.2623 |  | 52.8288 | 9.588 | 0 | 142.8455 | 0
30.08. | 22 | 208.2576 |  | 53.2332 | 9.588 | 0 | 145.4364 | 0
30.08. | 23 | 208.0764 |  | 53.5702 | 9.588 | 0 | 144.9182 | 0
30.08. | 24 | 202.0689 |  | 53.4354 | 9.588 | 0 | 139.0455 | 0
31.08. | 1 | 202.2037 |  | 53.5702 | 9.588 | 0 | 139.0455 | 0
31.08. | 2 | 201.9551 |  | 53.8398 | 9.588 | 0 | 138.5273 | 0
31.08. | 3 | 200.072 |  | 53.1658 | 9.588 | 0 | 137.3182 | 0
31.08. | 4 | 197.6833 |  | 53.368 | 9.588 | 0 | 134.7273 | 0
31.08. | 5 | 191.5705 |  | 53.3006 | 9.588 | 0 | 128.6818 | 0
31.08. | 6 | 196.0824 |  | 53.8398 | 9.588 | 0 | 132.6545 | 0
31.08. | 7 | 194.8438 |  | 53.6376 | 9.588 | 0 | 131.6182 | 0
31.08. | 8 | 187.7705 |  | 53.3006 | 9.588 | 0 | 124.8818 | 0
31.08. | 9 | 189.5651 |  | 53.368 | 9.588 | 0 | 126.6091 | 0
31.08. | 10 | 192.2993 |  | 53.1658 | 9.588 | 0 | 129.5455 | 0
31.08. | 11 | 191.1661 |  | 52.8962 | 9.588 | 0 | 128.6818 | 0
31.08. | 12 | 192.788 |  | 52.9636 | 9.588 | 0 | 130.2364 | 0
31.08. | 13 | 188.1034 |  | 52.4244 | 9.588 | 0 | 126.0909 | 0
31.08. | 14 | 196.487 |  | 51.4808 | 9.588 | 0 | 135.4182 | 0
31.08. | 15 | 194.8776 |  | 52.2896 | 9.588 | 0 | 133 | 0
31.08. | 16 | 195.598 |  | 52.4918 | 9.588 | 0 | 133.5182 | 0
31.08. | 17 | 195.8087 |  | 52.357 | 9.588 | 0 | 133.8636 | 0
31.08. | 18 | 196.8071 |  | 52.4918 | 9.588 | 0 | 134.7273 | 0
31.08. | 19 | 195.4717 |  | 52.02 | 9.588 | 0 | 133.8636 | 0
31.08. | 20 | 196.7018 |  | 52.5592 | 9.588 | 0 | 134.5545 | 0
31.08. | 21 | 194.8987 |  | 52.8288 | 9.588 | 0 | 132.4818 | 0
31.08. | 22 | 207.2002 |  | 52.694 | 9.588 | 0 | 144.9182 | 0
31.08. | 23 | 207.2002 |  | 52.694 | 9.588 | 0 | 144.9182 | 0
31.08. | 24 | 209.4372 |  | 53.031 | 9.588 | 0 | 146.8182 | 0
01.09. | 1 | 207.7394 |  | 53.2332 | 9.588 | 0 | 144.9182 | 0
01.09. | 2 | 206.5178 |  | 52.357 | 9.588 | 0 | 144.5727 | 0
01.09. | 3 | 207.2423 |  | 53.7724 | 9.588 | 0 | 143.8818 | 0
01.09. | 4 | 205.334 |  | 51.346 | 9.588 | 0 | 144.4 | 0
01.09. | 5 | 200.2491 |  | 51.6156 | 9.588 | 0 | 139.0455 | 0
01.09. | 6 | 198.9728 |  | 48.7848 | 9.588 | 0 | 140.6 | 0
01.09. | 7 | 200.2534 |  | 50.0654 | 9.588 | 0 | 140.6 | 0
01.09. | 8 | 201.7952 |  | 51.9526 | 9.588 | 0 | 140.2545 | 0
01.09. | 9 | 208.4388 |  | 52.8962 | 9.588 | 0 | 145.9545 | 0
01.09. | 10 | 209.1128 |  | 53.5702 | 9.588 | 0 | 145.9545 | 0
01.09. | 11 | 206.9516 |  | 52.9636 | 9.588 | 0 | 144.4 | 0
01.09. | 12 | 210.5494 |  | 52.7614 | 9.588 | 0 | 148.2 | 0
01.09. | 13 | 204.8579 |  | 52.4244 | 9.588 | 0 | 142.8455 | 0
01.09. | 14 | 203.2654 |  | 52.5592 | 9.588 | 0 | 141.1182 | 0
01.09. | 15 | 206.1849 |  | 53.2332 | 9.588 | 0 | 143.3636 | 0
01.09. | 16 | 208.5651 |  | 53.368 | 9.588 | 0 | 145.6091 | 0
01.09. | 17 | 207.8742 |  | 53.368 | 9.588 | 0 | 144.9182 | 0
01.09. | 18 | 207.967 |  | 52.4244 | 9.588 | 0 | 145.9545 | 0
01.09. | 19 | 205.0896 |  | 52.8288 | 9.588 | 0 | 142.6727 | 0
01.09. | 20 | 206.5388 |  | 52.8962 | 9.588 | 0 | 144.0545 | 0
01.09. | 21 | 204.2513 |  | 51.8178 | 9.588 | 0 | 142.8455 | 0
01.09. | 22 | 209.0918 |  | 53.031 | 9.588 | 0 | 146.4727 | 0
01.09. | 23 | 210.3598 |  | 53.4354 | 9.588 | 0 | 147.3364 | 0
01.09. | 24 | 210.3388 |  | 52.8962 | 9.588 | 0 | 147.8545 | 0
02.09. | 1 | 208.5062 |  | 52.9636 | 9.588 | 0 | 145.9545 | 0
02.09. | 2 | 204.5924 |  | 53.368 | 9.588 | 0 | 141.6364 | 0
02.09. | 3 | 203.7752 |  | 52.8962 | 9.588 | 0 | 141.2909 | 0
02.09. | 4 | 198.9559 |  | 49.4588 | 9.588 | 0 | 139.9091 | 0
02.09. | 5 | 206.7494 |  | 52.7614 | 9.588 | 0 | 144.4 | 0
02.09. | 6 | 205.8394 |  | 53.2332 | 9.588 | 0 | 143.0182 | 0
02.09. | 7 | 201.0031 |  | 53.2332 | 9.588 | 0 | 138.1818 | 0
02.09. | 8 | 207.5752 |  | 52.8962 | 9.588 | 0 | 145.0909 | 0
02.09. | 9 | 208.5946 |  | 53.5702 | 9.588 | 0 | 145.4364 | 0
02.09. | 10 | 208.957 |  | 52.8962 | 9.588 | 0 | 146.4727 | 0
02.09. | 11 | 209.8291 |  | 52.5592 | 9.588 | 0 | 147.6818 | 0
02.09. | 12 | 208.3675 |  | 48.8522 | 9.588 | 0 | 149.9273 | 0
02.09. | 13 | 204.1841 |  | 48.987 | 9.588 | 0 | 145.6091 | 0
02.09. | 14 | 204.3948 |  | 48.8522 | 9.588 | 0 | 145.9545 | 0
02.09. | 15 | 205.0478 |  | 48.987 | 9.588 | 0 | 146.4727 | 0
02.09. | 16 | 203.3584 |  | 48.8522 | 9.588 | 0 | 144.9182 | 0
02.09. | 17 | 207.7145 |  | 48.7174 | 9.588 | 0 | 149.4091 | 0
02.09. | 18 | 205.0857 |  | 48.8522 | 9.588 | 0 | 146.6455 | 0
02.09. | 19 | 204.0114 |  | 48.987 | 9.588 | 0 | 145.4364 | 0
02.09. | 20 | 206.775 |  | 48.987 | 9.588 | 0 | 148.2 | 0
02.09. | 21 | 205.9114 |  | 48.987 | 9.588 | 0 | 147.3364 | 0
02.09. | 22 | 202.0061 |  | 49.0544 | 9.588 | 0 | 143.3636 | 0
02.09. | 23 | 201.4205 |  | 48.987 | 9.588 | 0 | 142.8455 | 0
02.09. | 24 | 203.7334 |  | 49.0544 | 9.588 | 0 | 145.0909 | 0
03.09. | 1 | 202.5243 |  | 49.0544 | 9.588 | 0 | 143.8818 | 0
03.09. | 2 | 203.2152 |  | 49.0544 | 9.588 | 0 | 144.5727 | 0
03.09. | 3 | 199.4152 |  | 49.0544 | 9.588 | 0 | 140.7727 | 0
03.09. | 4 | 192.3334 |  | 49.0544 | 9.588 | 0 | 133.6909 | 0
03.09. | 5 | 189.5023 |  | 48.987 | 9.588 | 0 | 130.9273 | 0
03.09. | 6 | 202.5917 |  | 49.1218 | 9.588 | 0 | 143.8818 | 0
03.09. | 7 | 202.1788 |  | 49.0544 | 9.588 | 0 | 143.5364 | 0
03.09. | 8 | 202.2462 |  | 49.1218 | 9.588 | 0 | 143.5364 | 0
03.09. | 9 | 203.1478 |  | 48.987 | 9.588 | 0 | 144.5727 | 0
03.09. | 10 | 179.5959 |  | 24.3988 | 9.588 | 0 | 145.6091 | 0
03.09. | 11 | 183.9899 |  | 24.1292 | 9.588 | 0 | 150.2727 | 0
03.09. | 12 | 187.9921 |  | 24.3314 | 9.588 | 0 | 154.0727 | 0
03.09. | 13 | 182.8103 |  | 24.3314 | 9.588 | 0 | 148.8909 | 0
03.09. | 14 | 206.16 |  | 48.7174 | 9.588 | 0 | 147.8545 | 0
03.09. | 15 | 206.5054 |  | 48.7174 | 9.588 | 0 | 148.2 | 0
03.09. | 16 | 179.3937 |  | 24.1966 | 9.588 | 0 | 145.6091 | 0
03.09. | 17 | 177.0134 |  | 24.0618 | 9.588 | 0 | 143.3636 | 0
03.09. | 18 | 178.568 |  | 24.0618 | 9.588 | 0 | 144.9182 | 0
03.09. | 19 | 177.1862 |  | 24.0618 | 9.588 | 0 | 143.5364 | 0
03.09. | 20 | 205.9199 |  | 48.65 | 9.588 | 0 | 147.6818 | 0
03.09. | 21 | 203.4427 |  | 48.2456 | 9.588 | 0 | 145.6091 | 0
03.09. | 22 | 204.576 |  | 48.5152 | 9.588 | 0 | 146.4727 | 0
03.09. | 23 | 205.9873 |  | 48.7174 | 9.588 | 0 | 147.6818 | 0
03.09. | 24 | 179.7771 |  | 24.0618 | 9.588 | 0 | 146.1273 | 0
04.09. | 1 | 176.668 |  | 24.0618 | 9.588 | 0 | 143.0182 | 0
04.09. | 2 | 177.5316 |  | 24.0618 | 9.588 | 0 | 143.8818 | 0
04.09. | 3 | 174.7006 |  | 23.9944 | 9.588 | 0 | 141.1182 | 0
04.09. | 4 | 177.8391 |  | 24.1966 | 9.588 | 0 | 144.0545 | 0
04.09. | 5 | 173.1081 |  | 24.1292 | 9.588 | 0 | 139.3909 | 0
04.09. | 6 | 173.1755 |  | 24.1966 | 9.588 | 0 | 139.3909 | 0
04.09. | 7 | 173.3862 |  | 24.0618 | 9.588 | 0 | 139.7364 | 0
04.09. | 8 | 176.3899 |  | 24.1292 | 9.588 | 0 | 142.6727 | 0
04.09. | 9 | 196.3819 |  | 48.7848 | 9.588 | 0 | 138.0091 | 0
04.09. | 10 | 195.7584 |  | 48.8522 | 9.588 | 0 | 137.3182 | 0
04.09. | 11 | 195.1054 |  | 48.7174 | 9.588 | 0 | 136.8 | 0
04.09. | 12 | 197.1782 |  | 48.7174 | 9.588 | 0 | 138.8727 | 0
04.09. | 13 | 193.7236 |  | 48.7174 | 9.588 | 0 | 135.4182 | 0
04.09. | 14 | 197.4183 |  | 48.7848 | 9.588 | 0 | 139.0455 | 0
04.09. | 15 | 198.2819 |  | 48.7848 | 9.588 | 0 | 139.9091 | 0
04.09. | 16 | 201.391 |  | 48.7848 | 9.588 | 0 | 143.0182 | 0
04.09. | 17 | 198.56 |  | 48.7174 | 9.588 | 0 | 140.2545 | 0
04.09. | 18 | 195.9691 |  | 48.7174 | 9.588 | 0 | 137.6636 | 0
04.09. | 19 | 174.6373 |  | 25.1402 | 9.588 | 0 | 139.9091 | 0
04.09. | 20 | 198.5641 |  | 49.9306 | 9.588 | 0 | 139.0455 | 0
04.09. | 21 | 199.1581 |  | 49.661 | 9.588 | 0 | 139.9091 | 0
04.09. | 22 | 198.6315 |  | 49.998 | 9.588 | 0 | 139.0455 | 0
04.09. | 23 | 197.1738 |  | 50.2676 | 9.588 | 0 | 137.3182 | 0
04.09. | 24 | 195.9942 |  | 50.4698 | 9.588 | 0 | 135.9364 | 0
05.09. | 1 | 194.4691 |  | 50.672 | 9.588 | 0 | 134.2091 | 0
05.09. | 2 | 193.5296 |  | 50.9416 | 9.588 | 0 | 133 | 0
05.09. | 3 | 195.0842 |  | 50.9416 | 9.588 | 0 | 134.5545 | 0
05.09. | 4 | 197.3296 |  | 50.9416 | 9.588 | 0 | 136.8 | 0
05.09. | 5 | 197.8478 |  | 50.9416 | 9.588 | 0 | 137.3182 | 0
05.09. | 6 | 202.3387 |  | 50.9416 | 9.588 | 0 | 141.8091 | 0
05.09. | 7 | 199.7773 |  | 51.1438 | 9.588 | 0 | 139.0455 | 0
05.09. | 8 | 195.6024 |  | 50.9416 | 9.588 | 0 | 135.0727 | 0
05.09. | 9 | 195.3709 |  | 47.7738 | 9.588 | 0 | 138.0091 | 0
05.09. | 10 | 189.0264 |  | 47.302 | 9.588 | 0 | 132.1364 | 0
05.09. | 11 | 188.8242 |  | 47.0998 | 9.588 | 0 | 132.1364 | 0
05.09. | 12 | 190.5638 |  | 50.7394 | 9.588 | 0 | 130.2364 | 0
05.09. | 13 | 191.735 |  | 50.8742 | 9.588 | 0 | 131.2727 | 0
05.09. | 14 | 188.2804 |  | 50.8742 | 9.588 | 0 | 127.8182 | 0
05.09. | 15 | 194.0478 |  | 50.9416 | 9.588 | 0 | 133.5182 | 0
05.09. | 16 | 202.7895 |  | 50.8742 | 9.588 | 0 | 142.3273 | 0
05.09. | 17 | 200.0092 |  | 48.7848 | 9.588 | 0 | 141.6364 | 0
05.09. | 18 | 198.1259 |  | 50.8742 | 9.588 | 0 | 137.6636 | 0
05.09. | 19 | 199.4024 |  | 50.9416 | 9.588 | 0 | 138.8727 | 0
05.09. | 20 | 196.6008 |  | 51.0764 | 9.588 | 0 | 135.9364 | 0
05.09. | 21 | 198.6441 |  | 50.8742 | 9.588 | 0 | 138.1818 | 0
05.09. | 22 | 198.6989 |  | 50.0654 | 9.588 | 0 | 139.0455 | 0
05.09. | 23 | 195.4424 |  | 49.0544 | 9.588 | 0 | 136.8 | 0
05.09. | 24 | 197.4183 |  | 48.7848 | 9.588 | 0 | 139.0455 | 0
06.09. | 1 | 195.7584 |  | 48.8522 | 9.588 | 0 | 137.3182 | 0
06.09. | 2 | 197.6205 |  | 48.987 | 9.588 | 0 | 139.0455 | 0
06.09. | 3 | 197.1023 |  | 48.987 | 9.588 | 0 | 138.5273 | 0
06.09. | 4 | 195.8932 |  | 48.987 | 9.588 | 0 | 137.3182 | 0
06.09. | 5 | 197.966 |  | 48.987 | 9.588 | 0 | 139.3909 | 0
06.09. | 6 | 195.3328 |  | 50.672 | 9.588 | 0 | 135.0727 | 0
06.09. | 7 | 187.4842 |  | 50.9416 | 9.588 | 0 | 126.9545 | 0
06.09. | 8 | 186.8228 |  | 51.1438 | 9.588 | 0 | 126.0909 | 0
06.09. | 9 | 186.7554 |  | 51.0764 | 9.588 | 0 | 126.0909 | 0
06.09. | 10 | 189.2115 |  | 50.9416 | 9.588 | 0 | 128.6818 | 0
06.09. | 11 | 192.4259 |  | 50.8742 | 9.588 | 0 | 131.9636 | 0
06.09. | 12 | 183.482 |  | 50.7394 | 9.588 | 0 | 123.1545 | 0
06.09. | 13 | 189.835 |  | 50.8742 | 9.588 | 0 | 129.3727 | 0
06.09. | 14 | 194.6713 |  | 50.8742 | 9.588 | 0 | 134.2091 | 0
06.09. | 15 | 184.8933 |  | 50.9416 | 9.588 | 0 | 124.3636 | 0
06.09. | 16 | 184.3751 |  | 50.9416 | 9.588 | 0 | 123.8455 | 0
06.09. | 17 | 182.3024 |  | 50.9416 | 9.588 | 0 | 121.7727 | 0
06.09. | 18 | 190.9387 |  | 50.9416 | 9.588 | 0 | 130.4091 | 0
06.09. | 19 | 189.3463 |  | 51.0764 | 9.588 | 0 | 128.6818 | 0
06.09. | 20 | 193.1463 |  | 51.0764 | 9.588 | 0 | 132.4818 | 0
06.09. | 21 | 191.735 |  | 50.8742 | 9.588 | 0 | 131.2727 | 0
06.09. | 22 | 188.1372 |  | 51.0764 | 9.588 | 0 | 127.4727 | 0
06.09. | 23 | 190.6061 |  | 49.0544 | 9.588 | 0 | 131.9636 | 0
06.09. | 24 | 186.7387 |  | 48.987 | 9.588 | 0 | 128.1636 | 0
07.09. | 1 | 189.0515 |  | 49.0544 | 9.588 | 0 | 130.4091 | 0
07.09. | 2 | 186.9788 |  | 49.0544 | 9.588 | 0 | 128.3364 | 0
07.09. | 3 | 185.1462 |  | 49.1218 | 9.588 | 0 | 126.4364 | 0
07.09. | 4 | 181.9697 |  | 49.0544 | 9.588 | 0 | 123.3273 | 0
07.09. | 5 | 185.5842 |  | 50.9416 | 9.588 | 0 | 125.0545 | 0
07.09. | 6 | 181.7463 |  | 51.0764 | 9.588 | 0 | 121.0818 | 0
07.09. | 7 | 186.1318 |  | 51.1438 | 9.588 | 0 | 125.4 | 0
07.09. | 8 | 189.9318 |  | 51.1438 | 9.588 | 0 | 129.2 | 0
07.09. | 9 | 190.6228 |  | 51.1438 | 9.588 | 0 | 129.8909 | 0
07.09. | 10 | 190.6228 |  | 51.1438 | 9.588 | 0 | 129.8909 | 0
07.09. | 11 | 191.8613 |  | 51.346 | 9.588 | 0 | 130.9273 | 0
07.09. | 12 | 191.2083 |  | 51.2112 | 9.588 | 0 | 130.4091 | 0
07.09. | 13 | 192.6281 |  | 51.0764 | 9.588 | 0 | 131.9636 | 0
07.09. | 14 | 199.7099 |  | 51.0764 | 9.588 | 0 | 139.0455 | 0
07.09. | 15 | 175.4671 |  | 26.4882 | 9.588 | 0 | 139.3909 | 0
07.09. | 16 | 175.8126 |  | 26.4882 | 9.588 | 0 | 139.7364 | 0
07.09. | 17 | 175.7831 |  | 26.286 | 9.588 | 0 | 139.9091 | 0
07.09. | 18 | 174.0558 |  | 26.286 | 9.588 | 0 | 138.1818 | 0
07.09. | 19 | 194.1826 |  | 51.0764 | 9.588 | 0 | 133.5182 | 0
07.09. | 20 | 197.5992 |  | 51.2112 | 9.588 | 0 | 136.8 | 0
07.09. | 21 | 198.3068 |  | 53.3006 | 9.588 | 0 | 135.4182 | 0
07.09. | 22 | 199.1282 |  | 54.9856 | 9.588 | 0 | 134.5545 | 0
07.09. | 23 | 198.1128 |  | 55.5248 | 9.588 | 0 | 133 | 0
07.09. | 24 | 197.4978 |  | 55.2552 | 9.588 | 0 | 132.6545 | 0
08.09. | 1 | 196.2508 |  | 55.39 | 9.588 | 0 | 131.2727 | 0
08.09. | 2 | 193.1796 |  | 55.2552 | 9.588 | 0 | 128.3364 | 0
08.09. | 3 | 194.8479 |  | 54.8508 | 9.588 | 0 | 130.4091 | 0
08.09. | 4 | 198.037 |  | 55.7944 | 9.588 | 0 | 132.6545 | 0
08.09. | 5 | 198.3109 |  | 54.5138 | 9.588 | 0 | 134.2091 | 0
08.09. | 6 | 201.7991 |  | 55.9292 | 9.588 | 0 | 136.2818 | 0
08.09. | 7 | 199.9959 |  | 56.1988 | 9.588 | 0 | 134.2091 | 0
08.09. | 8 | 203.0545 |  | 55.4574 | 9.588 | 0 | 138.0091 | 0
08.09. | 9 | 207.4906 |  | 56.2662 | 9.588 | 0 | 141.6364 | 0
08.09. | 10 | 207.4148 |  | 56.5358 | 9.588 | 0 | 141.2909 | 0
08.09. | 11 | 205.6959 |  | 56.1988 | 9.588 | 0 | 139.9091 | 0
08.09. | 12 | 207.0398 |  | 56.3336 | 9.588 | 0 | 141.1182 | 0
08.09. | 13 | 205.6496 |  | 56.6706 | 9.588 | 0 | 139.3909 | 0
08.09. | 14 | 206.627 |  | 56.2662 | 9.588 | 0 | 140.7727 | 0
08.09. | 15 | 204.2467 |  | 56.1314 | 9.588 | 0 | 138.5273 | 0
08.09. | 16 | 204.3141 |  | 56.1988 | 9.588 | 0 | 138.5273 | 0
08.09. | 17 | 206.627 |  | 56.2662 | 9.588 | 0 | 140.7727 | 0
08.09. | 18 | 204.6175 |  | 55.1204 | 9.588 | 0 | 139.9091 | 0
08.09. | 19 | 206.5386 |  | 55.6596 | 9.588 | 0 | 141.2909 | 0
08.09. | 20 | 206.4332 |  | 55.727 | 9.588 | 0 | 141.1182 | 0
08.09. | 21 | 204.942 |  | 54.5812 | 9.588 | 0 | 140.7727 | 0
08.09. | 22 | 205.3928 |  | 54.5138 | 9.588 | 0 | 141.2909 | 0
08.09. | 23 | 202.8777 |  | 54.2442 | 9.588 | 0 | 139.0455 | 0
08.09. | 24 | 203.0125 |  | 54.379 | 9.588 | 0 | 139.0455 | 0
09.09. | 1 | 203.0125 |  | 54.379 | 9.588 | 0 | 139.0455 | 0
09.09. | 2 | 203.0125 |  | 54.379 | 9.588 | 0 | 139.0455 | 0
09.09. | 3 | 189.405 |  | 54.2442 | 9.588 | 0 | 125.5727 | 0
09.09. | 4 | 203.2947 |  | 55.5248 | 9.588 | 0 | 138.1818 | 0
09.09. | 5 | 202.768 |  | 55.8618 | 9.588 | 0 | 137.3182 | 0
09.09. | 6 | 205.1567 |  | 55.6596 | 9.588 | 0 | 139.9091 | 0
09.09. | 7 | 201.243 |  | 56.064 | 9.588 | 0 | 135.5909 | 0
09.09. | 8 | 204.6386 |  | 55.6596 | 9.588 | 0 | 139.3909 | 0
09.09. | 9 | 208.4765 |  | 55.5248 | 9.588 | 0 | 143.3636 | 0
09.09. | 10 | 182.8603 |  | 30.5996 | 9.588 | 0 | 142.6727 | 0
09.09. | 11 | 207.9878 |  | 55.727 | 9.588 | 0 | 142.6727 | 0
09.09. | 12 | 207.0652 |  | 55.3226 | 9.588 | 0 | 142.1545 | 0
09.09. | 13 | 204.2931 |  | 55.6596 | 9.588 | 0 | 139.0455 | 0
09.09. | 14 | 207.8235 |  | 55.39 | 9.588 | 0 | 142.8455 | 0
09.09. | 15 | 208.0931 |  | 55.6596 | 9.588 | 0 | 142.8455 | 0
09.09. | 16 | 210.347 |  | 55.3226 | 9.588 | 0 | 145.4364 | 0
09.09. | 17 | 210.2038 |  | 55.5248 | 9.588 | 0 | 145.0909 | 0
09.09. | 18 | 208.0721 |  | 55.1204 | 9.588 | 0 | 143.3636 | 0
09.09. | 19 | 207.3263 |  | 55.9292 | 9.588 | 0 | 141.8091 | 0
09.09. | 20 | 207.8445 |  | 55.9292 | 9.588 | 0 | 142.3273 | 0
09.09. | 21 | 208.0047 |  | 55.053 | 9.588 | 0 | 143.3636 | 0
09.09. | 22 | 209.357 |  | 54.8508 | 9.588 | 0 | 144.9182 | 0
09.09. | 23 | 206.7956 |  | 55.053 | 9.588 | 0 | 142.1545 | 0
09.09. | 24 | 203.973 |  | 54.6486 | 9.588 | 0 | 139.7364 | 0
10.09. | 1 | 205.1062 |  | 54.9182 | 9.588 | 0 | 140.6 | 0
10.09. | 2 | 206.0457 |  | 54.6486 | 9.588 | 0 | 141.8091 | 0
10.09. | 3 | 207.9793 |  | 56.064 | 9.588 | 0 | 142.3273 | 0
10.09. | 4 | 206.1342 |  | 55.2552 | 9.588 | 0 | 141.2909 | 0
10.09. | 5 | 205.8182 |  | 55.4574 | 9.588 | 0 | 140.7727 | 0
10.09. | 6 | 203.8972 |  | 54.9182 | 9.588 | 0 | 139.3909 | 0
10.09. | 7 | 203.8887 |  | 55.2552 | 9.588 | 0 | 139.0455 | 0
10.09. | 8 | 207.874 |  | 56.1314 | 9.588 | 0 | 142.1545 | 0
10.09. | 9 | 212.1627 |  | 55.9292 | 9.588 | 0 | 146.6455 | 0
10.09. | 10 | 213.0094 |  | 56.6032 | 9.588 | 0 | 146.8182 | 0
10.09. | 11 | 211.3285 |  | 56.1314 | 9.588 | 0 | 145.6091 | 0
10.09. | 12 | 211.7793 |  | 56.064 | 9.588 | 0 | 146.1273 | 0
10.09. | 13 | 207.2674 |  | 55.5248 | 9.588 | 0 | 142.1545 | 0
10.09. | 14 | 205.2241 |  | 55.727 | 9.588 | 0 | 139.9091 | 0
10.09. | 15 | 202.0013 |  | 56.1314 | 9.588 | 0 | 136.2818 | 0
10.09. | 16 | 206.7408 |  | 55.8618 | 9.588 | 0 | 141.2909 | 0
10.09. | 17 | 204.2342 |  | 55.2552 | 9.588 | 0 | 139.3909 | 0
10.09. | 18 | 205.2326 |  | 55.39 | 9.588 | 0 | 140.2545 | 0
10.09. | 19 | 208.2658 |  | 55.6596 | 9.588 | 0 | 143.0182 | 0
10.09. | 20 | 206.7492 |  | 55.5248 | 9.588 | 0 | 141.6364 | 0
10.09. | 21 | 205.8856 |  | 55.5248 | 9.588 | 0 | 140.7727 | 0
10.09. | 22 | 205.241 |  | 55.053 | 9.588 | 0 | 140.6 | 0
10.09. | 23 | 203.5391 |  | 54.042 | 9.588 | 0 | 139.9091 | 0
10.09. | 24 | 200.9692 |  | 54.5812 | 9.588 | 0 | 136.8 | 0
11.09. | 1 | 200.4974 |  | 54.1094 | 9.588 | 0 | 136.8 | 0
11.09. | 2 | 200.43 |  | 54.042 | 9.588 | 0 | 136.8 | 0
11.09. | 3 | 190.8035 |  | 56.3336 | 9.588 | 0 | 124.8818 | 0
11.09. | 4 | 187.311 |  | 56.4684 | 9.588 | 0 | 121.2545 | 0
11.09. | 5 | 200.3414 |  | 56.1988 | 9.588 | 0 | 134.5545 | 0
11.09. | 6 | 193.6222 |  | 52.7614 | 9.588 | 0 | 131.2727 | 0
11.09. | 7 | 198.905 |  | 54.2442 | 9.588 | 0 | 135.0727 | 0
11.09. | 8 | 202.0476 |  | 55.6596 | 9.588 | 0 | 136.8 | 0
11.09. | 9 | 201.9128 |  | 55.5248 | 9.588 | 0 | 136.8 | 0
11.09. | 10 | 200.4762 |  | 56.3336 | 9.588 | 0 | 134.5545 | 0
11.09. | 11 | 195.543 |  | 56.064 | 9.588 | 0 | 129.8909 | 0
11.09. | 12 | 202.6542 |  | 56.2662 | 9.588 | 0 | 136.8 | 0
11.09. | 13 | 197.1944 |  | 56.3336 | 9.588 | 0 | 131.2727 | 0
11.09. | 14 | 192.5307 |  | 56.3336 | 9.588 | 0 | 126.6091 | 0
11.09. | 15 | 198.496 |  | 58.1534 | 9.588 | 0 | 130.7545 | 0
11.09. | 16 | 197.8894 |  | 57.5468 | 9.588 | 0 | 130.7545 | 0
11.09. | 17 | 204.217 |  | 58.6926 | 9.588 | 0 | 135.9364 | 0
11.09. | 18 | 203.2186 |  | 58.5578 | 9.588 | 0 | 135.0727 | 0
11.09. | 19 | 202.1064 |  | 58.8274 | 9.588 | 0 | 133.6909 | 0
11.09. | 20 | 200.261 |  | 60.782 | 9.588 | 0 | 129.8909 | 0
11.09. | 21 | 206.6429 |  | 66.6458 | 9.588 | 0 | 130.4091 | 0
11.09. | 22 | 201.4527 |  | 66.9828 | 9.588 | 0 | 124.8818 | 0
11.09. | 23 | 215.4436 |  | 66.9828 | 9.588 | 0 | 138.8727 | 0
11.09. | 24 | 211.4414 |  | 66.7806 | 9.588 | 0 | 135.0727 | 0
12.09. | 1 | 213.4382 |  | 67.0502 | 9.588 | 0 | 136.8 | 0
12.09. | 2 | 195.6263 |  | 66.511 | 9.588 | 0 | 119.5273 | 0
12.09. | 3 | 203.3232 |  | 66.7806 | 9.588 | 0 | 126.9545 | 0
12.09. | 4 | 208.3997 |  | 66.848 | 9.588 | 0 | 131.9636 | 0
12.09. | 5 | 210.2912 |  | 67.185 | 9.588 | 0 | 133.5182 | 0
12.09. | 6 | 213.3286 |  | 68.6678 | 9.588 | 0 | 135.0727 | 0
12.09. | 7 | 210.5944 |  | 68.87 | 9.588 | 0 | 132.1364 | 0
12.09. | 8 | 203.3988 |  | 69.2744 | 9.588 | 0 | 124.5364 | 0
12.09. | 9 | 202.9775 |  | 69.544 | 9.588 | 0 | 123.8455 | 0
12.09. | 10 | 199.6662 |  | 69.3418 | 9.588 | 0 | 120.7364 | 0
12.09. | 11 | 203.1587 |  | 69.207 | 9.588 | 0 | 124.3636 | 0
12.09. | 12 | 211.7276 |  | 69.1396 | 9.588 | 0 | 133 | 0
12.09. | 13 | 210.1352 |  | 69.2744 | 9.588 | 0 | 131.2727 | 0
12.09. | 14 | 216.9389 |  | 69.3418 | 9.588 | 0 | 138.0091 | 0
12.09. | 15 | 218.1101 |  | 69.4766 | 9.588 | 0 | 139.0455 | 0
12.09. | 16 | 220.996 |  | 68.7352 | 9.588 | 0 | 142.6727 | 0
12.09. | 17 | 219.7026 |  | 69.3418 | 9.588 | 0 | 140.7727 | 0
12.09. | 18 | 222.7443 |  | 69.2744 | 9.588 | 0 | 143.8818 | 0
12.09. | 19 | 220.8822 |  | 69.1396 | 9.588 | 0 | 142.1545 | 0
12.09. | 20 | 220.385 |  | 69.6788 | 9.588 | 0 | 141.1182 | 0
12.09. | 21 | 220.2164 |  | 70.892 | 9.588 | 0 | 139.7364 | 0
12.09. | 22 | 219.6098 |  | 70.2854 | 9.588 | 0 | 139.7364 | 0
12.09. | 23 | 217.4361 |  | 68.8026 | 9.588 | 0 | 139.0455 | 0
12.09. | 24 | 218.106 |  | 68.2634 | 9.588 | 0 | 140.2545 | 0
13.09. | 1 | 214.9674 |  | 68.0612 | 9.588 | 0 | 137.3182 | 0
13.09. | 2 | 215.0266 |  | 65.7022 | 9.588 | 0 | 139.7364 | 0
13.09. | 3 | 215.258 |  | 68.87 | 9.588 | 0 | 136.8 | 0
13.09. | 4 | 215.0433 |  | 67.7916 | 9.588 | 0 | 137.6636 | 0
13.09. | 5 | 219.9973 |  | 71.3638 | 9.588 | 0 | 139.0455 | 0
13.09. | 6 | 216.4712 |  | 70.0832 | 9.588 | 0 | 136.8 | 0
13.09. | 7 | 222.0026 |  | 71.2964 | 9.588 | 0 | 141.1182 | 0
13.09. | 8 | 225.7268 |  | 71.566 | 9.588 | 0 | 144.5727 | 0
13.09. | 9 | 213.817 |  | 71.229 | 9.588 | 0 | 133 | 0
13.09. | 10 | 210.3625 |  | 71.229 | 9.588 | 0 | 129.5455 | 0
13.09. | 11 | 209.6716 |  | 71.229 | 9.588 | 0 | 128.8545 | 0
13.09. | 12 | 208.8838 |  | 70.9594 | 9.588 | 0 | 128.3364 | 0
13.09. | 13 | 212.0982 |  | 70.892 | 9.588 | 0 | 131.6182 | 0
13.09. | 14 | 217.5496 |  | 71.1616 | 9.588 | 0 | 136.8 | 0
13.09. | 15 | 224.6315 |  | 71.1616 | 9.588 | 0 | 143.8818 | 0
13.09. | 16 | 220.1406 |  | 71.1616 | 9.588 | 0 | 139.3909 | 0
13.09. | 17 | 223.2876 |  | 71.0268 | 9.588 | 0 | 142.6727 | 0
13.09. | 18 | 225.3898 |  | 71.229 | 9.588 | 0 | 144.5727 | 0
13.09. | 19 | 220.4947 |  | 68.0612 | 9.588 | 0 | 142.8455 | 0
13.09. | 20 | 219.0747 |  | 70.9594 | 9.588 | 0 | 138.5273 | 0
13.09. | 21 | 222.4239 |  | 71.0268 | 9.588 | 0 | 141.8091 | 0
13.09. | 22 | 220.5198 |  | 69.8136 | 9.588 | 0 | 141.1182 | 0
13.09. | 23 | 218.2534 |  | 69.2744 | 9.588 | 0 | 139.3909 | 0
13.09. | 24 | 215.6161 |  | 69.7462 | 9.588 | 0 | 136.2818 | 0
14.09. | 1 | 217.8615 |  | 69.7462 | 9.588 | 0 | 138.5273 | 0
14.09. | 2 | 218.3797 |  | 69.7462 | 9.588 | 0 | 139.0455 | 0
14.09. | 3 | 216.8421 |  | 69.0722 | 9.588 | 0 | 138.1818 | 0
14.09. | 4 | 216.6524 |  | 69.7462 | 9.588 | 0 | 137.3182 | 0
14.09. | 5 | 223.8857 |  | 71.9704 | 9.588 | 0 | 142.3273 | 0
14.09. | 6 | 212.4478 |  | 72.1052 | 9.588 | 0 | 130.7545 | 0
14.09. | 7 | 223.0979 |  | 71.7008 | 9.588 | 0 | 141.8091 | 0
14.09. | 8 | 220.6208 |  | 71.2964 | 9.588 | 0 | 139.7364 | 0
14.09. | 9 | 220.0521 |  | 70.555 | 9.588 | 0 | 139.9091 | 0
14.09. | 10 | 225.8744 |  | 69.8136 | 9.588 | 0 | 146.4727 | 0
14.09. | 11 | 225.9543 |  | 70.7572 | 9.588 | 0 | 145.6091 | 0
14.09. | 12 | 223.3255 |  | 70.892 | 9.588 | 0 | 142.8455 | 0
14.09. | 13 | 222.9716 |  | 71.229 | 9.588 | 0 | 142.1545 | 0
14.09. | 14 | 221.733 |  | 71.0268 | 9.588 | 0 | 141.1182 | 0
14.09. | 15 | 217.8825 |  | 70.2854 | 9.588 | 0 | 138.0091 | 0
14.09. | 16 | 217.2759 |  | 69.6788 | 9.588 | 0 | 138.0091 | 0
14.09. | 17 | 203.6264 |  | 68.4656 | 9.588 | 0 | 125.5727 | 0
14.09. | 18 | 190.8201 |  | 58.423 | 9.588 | 0 | 122.8091 | 0
14.09. | 19 | 200.497 |  | 59.6362 | 9.588 | 0 | 131.2727 | 0
14.09. | 20 | 216.7367 |  | 69.1396 | 9.588 | 0 | 138.0091 | 0
14.09. | 21 | 217.6844 |  | 71.2964 | 9.588 | 0 | 136.8 | 0
14.09. | 22 | 215.1274 |  | 69.9484 | 9.588 | 0 | 135.5909 | 0
14.09. | 23 | 209.7308 |  | 68.87 | 9.588 | 0 | 131.2727 | 0
14.09. | 24 | 209.5583 |  | 66.1066 | 9.588 | 0 | 133.8636 | 0
15.09. | 1 | 211.458 |  | 68.87 | 9.588 | 0 | 133 | 0
15.09. | 2 | 212.2164 |  | 68.9374 | 9.588 | 0 | 133.6909 | 0
15.09. | 3 | 212.2458 |  | 69.1396 | 9.588 | 0 | 133.5182 | 0
15.09. | 4 | 212.3512 |  | 69.0722 | 9.588 | 0 | 133.6909 | 0
15.09. | 5 | 217.0315 |  | 71.1616 | 9.588 | 0 | 136.2818 | 0
15.09. | 6 | 218.9989 |  | 71.229 | 9.588 | 0 | 138.1818 | 0
15.09. | 7 | 215.9487 |  | 71.6334 | 9.588 | 0 | 134.7273 | 0
15.09. | 8 | 223.7299 |  | 71.2964 | 9.588 | 0 | 142.8455 | 0
15.09. | 9 | 225.3224 |  | 71.1616 | 9.588 | 0 | 144.5727 | 0
15.09. | 10 | 226.0512 |  | 71.0268 | 9.588 | 0 | 145.4364 | 0
15.09. | 11 | 223.7678 |  | 71.1616 | 9.588 | 0 | 143.0182 | 0
15.09. | 12 | 220.2754 |  | 71.2964 | 9.588 | 0 | 139.3909 | 0
15.09. | 13 | 219.4117 |  | 71.2964 | 9.588 | 0 | 138.5273 | 0
15.09. | 14 | 221.792 |  | 71.4312 | 9.588 | 0 | 140.7727 | 0
15.09. | 15 | 222.2428 |  | 71.3638 | 9.588 | 0 | 141.2909 | 0
15.09. | 16 | 221.9268 |  | 71.566 | 9.588 | 0 | 140.7727 | 0
15.09. | 17 | 219.7487 |  | 71.6334 | 9.588 | 0 | 138.5273 | 0
15.09. | 18 | 219.0283 |  | 71.4312 | 9.588 | 0 | 138.0091 | 0
15.09. | 19 | 208.4161 |  | 71.7008 | 9.588 | 0 | 127.1273 | 0
15.09. | 20 | 218.8851 |  | 71.6334 | 9.588 | 0 | 137.6636 | 0
15.09. | 21 | 220.0268 |  | 71.566 | 9.588 | 0 | 138.8727 | 0
15.09. | 22 | 216.5976 |  | 70.555 | 9.588 | 0 | 136.4545 | 0
15.09. | 23 | 213.5982 |  | 68.9374 | 9.588 | 0 | 135.0727 | 0
15.09. | 24 | 218.207 |  | 69.7462 | 9.588 | 0 | 138.8727 | 0
16.09. | 1 | 218.7167 |  | 70.0832 | 9.588 | 0 | 139.0455 | 0
16.09. | 2 | 213.733 |  | 69.0722 | 9.588 | 0 | 135.0727 | 0
16.09. | 3 | 191.0641 |  | 62.467 | 9.588 | 0 | 119.0091 | 0
16.09. | 4 | 195.3149 |  | 62.3996 | 9.588 | 0 | 123.3273 | 0
16.09. | 5 | 194.258 |  | 56.3336 | 9.588 | 0 | 128.3364 | 0
16.09. | 6 | 207.7933 |  | 63.478 | 9.588 | 0 | 134.7273 | 0
16.09. | 7 | 207.022 |  | 68.0612 | 9.588 | 0 | 129.3727 | 0
16.09. | 8 | 214.0192 |  | 71.4312 | 9.588 | 0 | 133 | 0
16.09. | 9 | 217.954 |  | 71.566 | 9.588 | 0 | 136.8 | 0
16.09. | 10 | 221.3286 |  | 70.6224 | 9.588 | 0 | 141.1182 | 0
16.09. | 11 | 220.8484 |  | 70.4876 | 9.588 | 0 | 140.7727 | 0
16.09. | 12 | 220.7261 |  | 71.229 | 9.588 | 0 | 139.9091 | 0
16.09. | 13 | 215.439 |  | 71.2964 | 9.588 | 0 | 134.5545 | 0
16.09. | 14 | 217.0315 |  | 71.1616 | 9.588 | 0 | 136.2818 | 0
16.09. | 15 | 217.3474 |  | 70.9594 | 9.588 | 0 | 136.8 | 0
16.09. | 16 | 220.4565 |  | 70.9594 | 9.588 | 0 | 139.9091 | 0
16.09. | 17 | 219.8036 |  | 70.8246 | 9.588 | 0 | 139.3909 | 0
16.09. | 18 | 220.5239 |  | 71.0268 | 9.588 | 0 | 139.9091 | 0
16.09. | 19 | 221.9268 |  | 71.566 | 9.588 | 0 | 140.7727 | 0
16.09. | 20 | 218.5945 |  | 70.8246 | 9.588 | 0 | 138.1818 | 0
16.09. | 21 | 220.6039 |  | 71.9704 | 9.588 | 0 | 139.0455 | 0
16.09. | 22 | 221.1854 |  | 70.8246 | 9.588 | 0 | 140.7727 | 0
16.09. | 23 | 215.4602 |  | 69.0722 | 9.588 | 0 | 136.8 | 0
16.09. | 24 | 213.8678 |  | 69.207 | 9.588 | 0 | 135.0727 | 0
17.09. | 1 | 215.3718 |  | 68.4656 | 9.588 | 0 | 137.3182 | 0
17.09. | 2 | 215.3254 |  | 68.9374 | 9.588 | 0 | 136.8 | 0
17.09. | 3 | 215.0095 |  | 69.1396 | 9.588 | 0 | 136.2818 | 0
17.09. | 4 | 214.723 |  | 69.544 | 9.588 | 0 | 135.5909 | 0
17.09. | 5 | 218.3374 |  | 71.4312 | 9.588 | 0 | 137.3182 | 0
17.09. | 6 | 213.7496 |  | 71.1616 | 9.588 | 0 | 133 | 0
17.09. | 7 | 211.0029 |  | 70.4876 | 9.588 | 0 | 130.9273 | 0
17.09. | 8 | 214.6428 |  | 71.3638 | 9.588 | 0 | 133.6909 | 0
17.09. | 9 | 214.0192 |  | 71.4312 | 9.588 | 0 | 133 | 0
17.09. | 10 | 215.2158 |  | 70.555 | 9.588 | 0 | 135.0727 | 0
17.09. | 11 | 221.059 |  | 70.3528 | 9.588 | 0 | 141.1182 | 0
17.09. | 12 | 221.4844 |  | 71.2964 | 9.588 | 0 | 140.6 | 0
17.09. | 13 | 216.2058 |  | 71.0268 | 9.588 | 0 | 135.5909 | 0
17.09. | 14 | 214.3352 |  | 71.229 | 9.588 | 0 | 133.5182 | 0
17.09. | 15 | 216.37 |  | 71.3638 | 9.588 | 0 | 135.4182 | 0
17.09. | 16 | 219.6813 |  | 71.566 | 9.588 | 0 | 138.5273 | 0
17.09. | 17 | 220.0647 |  | 71.4312 | 9.588 | 0 | 139.0455 | 0
17.09. | 18 | 222.407 |  | 71.7008 | 9.588 | 0 | 141.1182 | 0
17.09. | 19 | 218.8766 |  | 71.9704 | 9.588 | 0 | 137.3182 | 0
17.09. | 20 | 218.2236 |  | 71.8356 | 9.588 | 0 | 136.8 | 0
17.09. | 21 | 216.9766 |  | 71.9704 | 9.588 | 0 | 135.4182 | 0
17.09. | 22 | 217.617 |  | 71.229 | 9.588 | 0 | 136.8 | 0
17.09. | 23 | 211.3232 |  | 68.7352 | 9.588 | 0 | 133 | 0
17.09. | 24 | 209.5706 |  | 69.7462 | 9.588 | 0 | 130.2364 | 0
18.09. | 1 | 210.4722 |  | 69.6114 | 9.588 | 0 | 131.2727 | 0
18.09. | 2 | 209.8107 |  | 69.8136 | 9.588 | 0 | 130.4091 | 0
18.09. | 3 | 210.4637 |  | 69.9484 | 9.588 | 0 | 130.9273 | 0
18.09. | 4 | 209.6085 |  | 69.6114 | 9.588 | 0 | 130.4091 | 0
18.09. | 5 | 212.5531 |  | 72.0378 | 9.588 | 0 | 130.9273 | 0
18.09. | 6 | 214.5584 |  | 71.9704 | 9.588 | 0 | 133 | 0
18.09. | 7 | 216.1509 |  | 71.8356 | 9.588 | 0 | 134.7273 | 0
18.09. | 8 | 220.7387 |  | 72.1052 | 9.588 | 0 | 139.0455 | 0
18.09. | 9 | 202.9058 |  | 71.0268 | 9.588 | 0 | 122.2909 | 0
18.09. | 10 | 206.6678 |  | 71.1616 | 9.588 | 0 | 125.9182 | 0
18.09. | 11 | 222.9842 |  | 72.1052 | 9.588 | 0 | 141.2909 | 0
18.09. | 12 | 225.9964 |  | 71.8356 | 9.588 | 0 | 144.5727 | 0
18.09. | 13 | 226.3418 |  | 71.8356 | 9.588 | 0 | 144.9182 | 0
18.09. | 14 | 221.476 |  | 71.6334 | 9.588 | 0 | 140.2545 | 0
18.09. | 15 | 220.6124 |  | 71.6334 | 9.588 | 0 | 139.3909 | 0
18.09. | 16 | 223.8857 |  | 71.9704 | 9.588 | 0 | 142.3273 | 0
18.09. | 17 | 221.5434 |  | 71.7008 | 9.588 | 0 | 140.2545 | 0
18.09. | 18 | 221.8888 |  | 71.7008 | 9.588 | 0 | 140.6 | 0
18.09. | 19 | 221.813 |  | 71.9704 | 9.588 | 0 | 140.2545 | 0
18.09. | 20 | 223.2876 |  | 71.0268 | 9.588 | 0 | 142.6727 | 0
18.09. | 21 | 222.7694 |  | 71.0268 | 9.588 | 0 | 142.1545 | 0
18.09. | 22 | 220.3766 |  | 70.0158 | 9.588 | 0 | 140.7727 | 0
18.09. | 23 | 218.1396 |  | 69.6788 | 9.588 | 0 | 138.8727 | 0
18.09. | 24 | 218.7167 |  | 70.0832 | 9.588 | 0 | 139.0455 | 0
19.09. | 1 | 214.2932 |  | 70.1506 | 9.588 | 0 | 134.5545 | 0
19.09. | 2 | 217.9289 |  | 69.8136 | 9.588 | 0 | 138.5273 | 0
19.09. | 3 | 220.4691 |  | 71.8356 | 9.588 | 0 | 139.0455 | 0
19.09. | 4 | 220.7387 |  | 72.1052 | 9.588 | 0 | 139.0455 | 0
19.09. | 5 | 216.3531 |  | 72.0378 | 9.588 | 0 | 134.7273 | 0
19.09. | 6 | 214.0782 |  | 71.8356 | 9.588 | 0 | 132.6545 | 0
19.09. | 7 | 215.4895 |  | 72.0378 | 9.588 | 0 | 133.8636 | 0
19.09. | 8 | 217.2462 |  | 72.24 | 9.588 | 0 | 135.4182 | 0
19.09. | 9 | 209.68 |  | 70.892 | 9.588 | 0 | 129.2 | 0
19.09. | 10 | 208.2898 |  | 71.229 | 9.588 | 0 | 127.4727 | 0
19.09. | 11 | 211.5421 |  | 71.0268 | 9.588 | 0 | 130.9273 | 0
19.09. | 12 | 213.6948 |  | 71.9704 | 9.588 | 0 | 132.1364 | 0
19.09. | 13 | 216.8334 |  | 72.1726 | 9.588 | 0 | 135.0727 | 0
19.09. | 14 | 217.9077 |  | 72.0378 | 9.588 | 0 | 136.2818 | 0
19.09. | 15 | 215.9782 |  | 71.8356 | 9.588 | 0 | 134.5545 | 0
19.09. | 16 | 217.9077 |  | 72.0378 | 9.588 | 0 | 136.2818 | 0
19.09. | 17 | 217.419 |  | 72.24 | 9.588 | 0 | 135.5909 | 0
19.09. | 18 | 221.6782 |  | 71.8356 | 9.588 | 0 | 140.2545 | 0
19.09. | 19 | 222.1964 |  | 71.8356 | 9.588 | 0 | 140.7727 | 0
19.09. | 20 | 220.4691 |  | 71.8356 | 9.588 | 0 | 139.0455 | 0
19.09. | 21 | 220.0942 |  | 71.6334 | 9.588 | 0 | 138.8727 | 0
19.09. | 22 | 217.7308 |  | 70.8246 | 9.588 | 0 | 137.3182 | 0
19.09. | 23 | 215.3465 |  | 69.4766 | 9.588 | 0 | 136.2818 | 0
19.09. | 24 | 217.4487 |  | 69.6788 | 9.588 | 0 | 138.1818 | 0
20.09. | 1 | 217.7267 |  | 69.6114 | 9.588 | 0 | 138.5273 | 0
20.09. | 2 | 215.595 |  | 69.207 | 9.588 | 0 | 136.8 | 0
20.09. | 3 | 215.8562 |  | 69.8136 | 9.588 | 0 | 136.4545 | 0
20.09. | 4 | 217.2926 |  | 71.7682 | 9.588 | 0 | 135.9364 | 0
20.09. | 5 | 218.4932 |  | 72.1052 | 9.588 | 0 | 136.8 | 0
20.09. | 6 | 216.429 |  | 71.7682 | 9.588 | 0 | 135.0727 | 0
20.09. | 7 | 217.9751 |  | 72.1052 | 9.588 | 0 | 136.2818 | 0
20.09. | 8 | 215.9108 |  | 71.7682 | 9.588 | 0 | 134.5545 | 0
20.09. | 9 | 216.8124 |  | 71.6334 | 9.588 | 0 | 135.5909 | 0
20.09. | 10 | 192.6244 |  | 46.2364 | 9.588 | 0 | 136.8 | 0
20.09. | 11 | 217.3011 |  | 71.4312 | 9.588 | 0 | 136.2818 | 0
20.09. | 12 | 217.954 |  | 71.566 | 9.588 | 0 | 136.8 | 0
20.09. | 13 | 216.2268 |  | 71.566 | 9.588 | 0 | 135.0727 | 0
20.09. | 14 | 218.2026 |  | 71.2964 | 9.588 | 0 | 137.3182 | 0
20.09. | 15 | 214.8829 |  | 71.4312 | 9.588 | 0 | 133.8636 | 0
20.09. | 16 | 218.2236 |  | 71.8356 | 9.588 | 0 | 136.8 | 0
20.09. | 17 | 222.9168 |  | 72.0378 | 9.588 | 0 | 141.2909 | 0
20.09. | 18 | 221.813 |  | 71.9704 | 9.588 | 0 | 140.2545 | 0
20.09. | 19 | 218.8935 |  | 71.2964 | 9.588 | 0 | 138.0091 | 0
20.09. | 20 | 220.4017 |  | 71.7682 | 9.588 | 0 | 139.0455 | 0
20.09. | 21 | 223.0979 |  | 71.7008 | 9.588 | 0 | 141.8091 | 0
20.09. | 22 | 223.2117 |  | 71.2964 | 9.588 | 0 | 142.3273 | 0
20.09. | 23 | 220.5198 |  | 69.8136 | 9.588 | 0 | 141.1182 | 0
20.09. | 24 | 220.3386 |  | 70.1506 | 9.588 | 0 | 140.6 | 0
21.09. | 1 | 219.2433 |  | 69.7462 | 9.588 | 0 | 139.9091 | 0
21.09. | 2 | 217.849 |  | 68.87 | 9.588 | 0 | 139.3909 | 0
21.09. | 3 | 218.1775 |  | 69.544 | 9.588 | 0 | 139.0455 | 0
21.09. | 4 | 220.6039 |  | 71.9704 | 9.588 | 0 | 139.0455 | 0
21.09. | 5 | 218.6744 |  | 71.7682 | 9.588 | 0 | 137.3182 | 0
21.09. | 6 | 218.0888 |  | 71.7008 | 9.588 | 0 | 136.8 | 0
21.09. | 7 | 220.2205 |  | 72.1052 | 9.588 | 0 | 138.5273 | 0
21.09. | 8 | 220.4312 |  | 71.9704 | 9.588 | 0 | 138.8727 | 0
21.09. | 9 | 222.9926 |  | 71.7682 | 9.588 | 0 | 141.6364 | 0
21.09. | 10 | 219.5255 |  | 70.892 | 9.588 | 0 | 139.0455 | 0
21.09. | 11 | 220.208 |  | 71.229 | 9.588 | 0 | 139.3909 | 0
21.09. | 12 | 217.3516 |  | 72.1726 | 9.588 | 0 | 135.5909 | 0
21.09. | 13 | 217.2842 |  | 72.1052 | 9.588 | 0 | 135.5909 | 0
21.09. | 14 | 215.3842 |  | 72.1052 | 9.588 | 0 | 133.6909 | 0
21.09. | 15 | 216.429 |  | 71.7682 | 9.588 | 0 | 135.0727 | 0
21.09. | 16 | 222.1964 |  | 71.8356 | 9.588 | 0 | 140.7727 | 0
21.09. | 17 | 225.613 |  | 71.9704 | 9.588 | 0 | 144.0545 | 0
21.09. | 18 | 224.1722 |  | 71.566 | 9.588 | 0 | 143.0182 | 0
21.09. | 19 | 220.6798 |  | 71.7008 | 9.588 | 0 | 139.3909 | 0
21.09. | 20 | 222.5798 |  | 71.7008 | 9.588 | 0 | 141.2909 | 0
21.09. | 21 | 221.6782 |  | 71.8356 | 9.588 | 0 | 140.2545 | 0
21.09. | 22 | 224.4334 |  | 72.1726 | 9.588 | 0 | 142.6727 | 0
21.09. | 23 | 224.4418 |  | 71.8356 | 9.588 | 0 | 143.0182 | 0
21.09. | 24 | 219.6349 |  | 72.0378 | 9.588 | 0 | 138.0091 | 0
22.09. | 1 | 223.0979 |  | 71.7008 | 9.588 | 0 | 141.8091 | 0
22.09. | 2 | 223.2327 |  | 71.8356 | 9.588 | 0 | 141.8091 | 0
22.09. | 3 | 221.1979 |  | 71.7008 | 9.588 | 0 | 139.9091 | 0
22.09. | 4 | 216.429 |  | 71.7682 | 9.588 | 0 | 135.0727 | 0
22.09. | 5 | 220.2879 |  | 72.1726 | 9.588 | 0 | 138.5273 | 0
22.09. | 6 | 218.1562 |  | 71.7682 | 9.588 | 0 | 136.8 | 0
22.09. | 7 | 217.8782 |  | 71.8356 | 9.588 | 0 | 136.4545 | 0
22.09. | 8 | 214.7817 |  | 72.7118 | 9.588 | 0 | 132.4818 | 0
22.09. | 9 | 213.581 |  | 72.3748 | 9.588 | 0 | 131.6182 | 0
22.09. | 10 | 214.4026 |  | 71.2964 | 9.588 | 0 | 133.5182 | 0
22.09. | 11 | 217.8403 |  | 71.9704 | 9.588 | 0 | 136.2818 | 0
22.09. | 12 | 217.6844 |  | 71.2964 | 9.588 | 0 | 136.8 | 0
22.09. | 13 | 205.2828 |  | 58.8948 | 9.588 | 0 | 136.8 | 0
22.09. | 14 | 207.2587 |  | 58.6252 | 9.588 | 0 | 139.0455 | 0
22.09. | 15 | 206.5299 |  | 58.76 | 9.588 | 0 | 138.1818 | 0
22.09. | 16 | 204.9248 |  | 58.0186 | 9.588 | 0 | 137.3182 | 0
22.09. | 17 | 208.2192 |  | 58.8948 | 9.588 | 0 | 139.7364 | 0
22.09. | 18 | 209.8622 |  | 59.5014 | 9.588 | 0 | 140.7727 | 0
22.09. | 19 | 208.4888 |  | 59.1644 | 9.588 | 0 | 139.7364 | 0
22.09. | 20 | 204.297 |  | 59.6362 | 9.588 | 0 | 135.0727 | 0
22.09. | 21 | 208.4719 |  | 59.8384 | 9.588 | 0 | 139.0455 | 0
22.09. | 22 | 210.6456 |  | 61.3212 | 9.588 | 0 | 139.7364 | 0
22.09. | 23 | 214.5128 |  | 64.152 | 9.588 | 0 | 140.7727 | 0
22.09. | 24 | 217.5919 |  | 69.4766 | 9.588 | 0 | 138.5273 | 0
23.09. | 1 | 220.2879 |  | 72.1726 | 9.588 | 0 | 138.5273 | 0
23.09. | 2 | 212.4604 |  | 72.9814 | 9.588 | 0 | 129.8909 | 0
23.09. | 3 | 221.6149 |  | 72.9814 | 9.588 | 0 | 139.0455 | 0
23.09. | 4 | 215.2914 |  | 73.0488 | 9.588 | 0 | 132.6545 | 0
23.09. | 5 | 219.0914 |  | 73.0488 | 9.588 | 0 | 136.4545 | 0
23.09. | 6 | 224.071 |  | 72.8466 | 9.588 | 0 | 141.6364 | 0
23.09. | 7 | 223.8688 |  | 72.6444 | 9.588 | 0 | 141.6364 | 0
23.09. | 8 | 221.4801 |  | 72.8466 | 9.588 | 0 | 139.0455 | 0
23.09. | 9 | 224.9052 |  | 72.6444 | 9.588 | 0 | 142.6727 | 0
23.09. | 10 | 225.0569 |  | 72.1052 | 9.588 | 0 | 143.3636 | 0
23.09. | 11 | 223.2622 |  | 72.0378 | 9.588 | 0 | 141.6364 | 0
23.09. | 12 | 223.4096 |  | 73.0488 | 9.588 | 0 | 140.7727 | 0
23.09. | 13 | 224.3785 |  | 72.9814 | 9.588 | 0 | 141.8091 | 0
23.09. | 14 | 222.824 |  | 72.9814 | 9.588 | 0 | 140.2545 | 0
23.09. | 15 | 223.439 |  | 73.251 | 9.588 | 0 | 140.6 | 0
23.09. | 16 | 222.5544 |  | 72.7118 | 9.588 | 0 | 140.2545 | 0
23.09. | 17 | 221.1641 |  | 73.0488 | 9.588 | 0 | 138.5273 | 0
23.09. | 18 | 225.5118 |  | 73.251 | 9.588 | 0 | 142.6727 | 0
23.09. | 19 | 220.7387 |  | 72.1052 | 9.588 | 0 | 139.0455 | 0
23.09. | 20 | 217.8528 |  | 72.8466 | 9.588 | 0 | 135.4182 | 0
23.09. | 21 | 219.618 |  | 72.7118 | 9.588 | 0 | 137.3182 | 0
23.09. | 22 | 221.9014 |  | 72.577 | 9.588 | 0 | 139.7364 | 0
23.09. | 23 | 222.171 |  | 72.8466 | 9.588 | 0 | 139.7364 | 0
23.09. | 24 | 217.7096 |  | 73.0488 | 9.588 | 0 | 135.0727 | 0
24.09. | 1 | 221.6823 |  | 73.0488 | 9.588 | 0 | 139.0455 | 0
24.09. | 2 | 222.171 |  | 72.8466 | 9.588 | 0 | 139.7364 | 0
24.09. | 3 | 220.0224 |  | 73.1162 | 9.588 | 0 | 137.3182 | 0
24.09. | 4 | 219.2346 |  | 72.8466 | 9.588 | 0 | 136.8 | 0
24.09. | 5 | 220.5785 |  | 72.9814 | 9.588 | 0 | 138.0091 | 0
24.09. | 6 | 220.3679 |  | 73.1162 | 9.588 | 0 | 137.6636 | 0
24.09. | 7 | 220.1572 |  | 73.251 | 9.588 | 0 | 137.3182 | 0
24.09. | 8 | 219.2936 |  | 73.251 | 9.588 | 0 | 136.4545 | 0
24.09. | 9 | 220.8861 |  | 73.1162 | 9.588 | 0 | 138.1818 | 0
24.09. | 10 | 222.0741 |  | 72.577 | 9.588 | 0 | 139.9091 | 0
24.09. | 11 | 222.0741 |  | 72.577 | 9.588 | 0 | 139.9091 | 0
24.09. | 12 | 223.7256 |  | 72.8466 | 9.588 | 0 | 141.2909 | 0
24.09. | 13 | 220.5785 |  | 72.9814 | 9.588 | 0 | 138.0091 | 0
24.09. | 14 | 223.9278 |  | 73.0488 | 9.588 | 0 | 141.2909 | 0
24.09. | 15 | 223.2327 |  | 71.8356 | 9.588 | 0 | 141.8091 | 0
24.09. | 16 | 223.2368 |  | 73.0488 | 9.588 | 0 | 140.6 | 0
24.09. | 17 | 220.1657 |  | 72.914 | 9.588 | 0 | 137.6636 | 0
24.09. | 18 | 222.8914 |  | 73.0488 | 9.588 | 0 | 140.2545 | 0
24.09. | 19 | 226.902 |  | 72.914 | 9.588 | 0 | 144.4 | 0
24.09. | 20 | 224.8083 |  | 72.3748 | 9.588 | 0 | 142.8455 | 0
24.09. | 21 | 224.4459 |  | 73.0488 | 9.588 | 0 | 141.8091 | 0
24.09. | 22 | 223.793 |  | 72.914 | 9.588 | 0 | 141.2909 | 0
24.09. | 23 | 223.793 |  | 72.914 | 9.588 | 0 | 141.2909 | 0
24.09. | 24 | 218.2952 |  | 73.1162 | 9.588 | 0 | 135.5909 | 0
25.09. | 1 | 217.9118 |  | 73.251 | 9.588 | 0 | 135.0727 | 0
25.09. | 2 | 218.9187 |  | 73.0488 | 9.588 | 0 | 136.2818 | 0
25.09. | 3 | 219.8876 |  | 72.9814 | 9.588 | 0 | 137.3182 | 0
25.09. | 4 | 219.2936 |  | 73.251 | 9.588 | 0 | 136.4545 | 0
25.09. | 5 | 219.8876 |  | 72.9814 | 9.588 | 0 | 137.3182 | 0
25.09. | 6 | 217.1914 |  | 73.0488 | 9.588 | 0 | 134.5545 | 0
25.09. | 7 | 217.8528 |  | 72.8466 | 9.588 | 0 | 135.4182 | 0
25.09. | 8 | 217.7096 |  | 73.0488 | 9.588 | 0 | 135.0727 | 0
25.09. | 9 | 214.9165 |  | 72.8466 | 9.588 | 0 | 132.4818 | 0
25.09. | 10 | 217.8992 |  | 72.3748 | 9.588 | 0 | 135.9364 | 0
25.09. | 11 | 223.3212 |  | 72.4422 | 9.588 | 0 | 141.2909 | 0
25.09. | 12 | 222.6892 |  | 72.8466 | 9.588 | 0 | 140.2545 | 0
25.09. | 13 | 224.2058 |  | 72.9814 | 9.588 | 0 | 141.6364 | 0
25.09. | 14 | 220.8187 |  | 73.0488 | 9.588 | 0 | 138.1818 | 0
25.09. | 15 | 222.2089 |  | 72.7118 | 9.588 | 0 | 139.9091 | 0
25.09. | 16 | 219.8287 |  | 72.577 | 9.588 | 0 | 137.6636 | 0
25.09. | 17 | 219.1462 |  | 72.24 | 9.588 | 0 | 137.3182 | 0
25.09. | 18 | 223.755 |  | 73.0488 | 9.588 | 0 | 141.1182 | 0
25.09. | 19 | 221.1431 |  | 72.5096 | 9.588 | 0 | 139.0455 | 0
25.09. | 20 | 221.3663 |  | 73.251 | 9.588 | 0 | 138.5273 | 0
25.09. | 21 | 218.8513 |  | 72.9814 | 9.588 | 0 | 136.2818 | 0
25.09. | 22 | 219.955 |  | 73.0488 | 9.588 | 0 | 137.3182 | 0
25.09. | 23 | 217.103 |  | 72.4422 | 9.588 | 0 | 135.0727 | 0
25.09. | 24 | 217.756 |  | 72.577 | 9.588 | 0 | 135.5909 | 0
26.09. | 1 | 217.9202 |  | 72.914 | 9.588 | 0 | 135.4182 | 0
26.09. | 2 | 218.8892 |  | 72.8466 | 9.588 | 0 | 136.4545 | 0
26.09. | 3 | 216.193 |  | 72.914 | 9.588 | 0 | 133.6909 | 0
26.09. | 4 | 215.0892 |  | 72.8466 | 9.588 | 0 | 132.6545 | 0
26.09. | 5 | 213.1133 |  | 73.1162 | 9.588 | 0 | 130.4091 | 0
26.09. | 6 | 204.4349 |  | 72.0378 | 9.588 | 0 | 122.8091 | 0
26.09. | 7 | 209.7052 |  | 72.6444 | 9.588 | 0 | 127.4727 | 0
26.09. | 8 | 209.9453 |  | 72.7118 | 9.588 | 0 | 127.6455 | 0
26.09. | 9 | 209.6462 |  | 72.24 | 9.588 | 0 | 127.8182 | 0
26.09. | 10 | 209.3766 |  | 71.9704 | 9.588 | 0 | 127.8182 | 0
26.09. | 11 | 214.7396 |  | 71.6334 | 9.588 | 0 | 133.5182 | 0
26.09. | 12 | 218.6744 |  | 71.7682 | 9.588 | 0 | 137.3182 | 0
26.09. | 13 | 216.0246 |  | 71.3638 | 9.588 | 0 | 135.0727 | 0
26.09. | 14 | 217.5286 |  | 70.6224 | 9.588 | 0 | 137.3182 | 0
26.09. | 15 | 212.3468 |  | 70.6224 | 9.588 | 0 | 132.1364 | 0
26.09. | 16 | 217.002 |  | 70.9594 | 9.588 | 0 | 136.4545 | 0
26.09. | 17 | 211.7948 |  | 71.9704 | 9.588 | 0 | 130.2364 | 0
26.09. | 18 | 214.0192 |  | 71.4312 | 9.588 | 0 | 133 | 0
26.09. | 19 | 217.6086 |  | 71.566 | 9.588 | 0 | 136.4545 | 0
26.09. | 20 | 220.566 |  | 72.1052 | 9.588 | 0 | 138.8727 | 0
26.09. | 21 | 221.2779 |  | 72.6444 | 9.588 | 0 | 139.0455 | 0
26.09. | 22 | 219.4917 |  | 72.24 | 9.588 | 0 | 137.6636 | 0
26.09. | 23 | 215.165 |  | 72.577 | 9.588 | 0 | 133 | 0
26.09. | 24 | 217.3052 |  | 72.6444 | 9.588 | 0 | 135.0727 | 0
27.09. | 1 | 218.4174 |  | 72.3748 | 9.588 | 0 | 136.4545 | 0
27.09. | 2 | 217.5832 |  | 72.577 | 9.588 | 0 | 135.4182 | 0
27.09. | 3 | 216.0287 |  | 72.577 | 9.588 | 0 | 133.8636 | 0
27.09. | 4 | 211.9212 |  | 72.4422 | 9.588 | 0 | 129.8909 | 0
27.09. | 5 | 214.0613 |  | 72.5096 | 9.588 | 0 | 131.9636 | 0
27.09. | 6 | 215.2788 |  | 72.1726 | 9.588 | 0 | 133.5182 | 0
27.09. | 7 | 214.7522 |  | 72.5096 | 9.588 | 0 | 132.6545 | 0
27.09. | 8 | 215.856 |  | 72.577 | 9.588 | 0 | 133.6909 | 0
27.09. | 9 | 214.4236 |  | 71.8356 | 9.588 | 0 | 133 | 0
27.09. | 10 | 221.5434 |  | 71.7008 | 9.588 | 0 | 140.2545 | 0
27.09. | 11 | 225.592 |  | 71.4312 | 9.588 | 0 | 144.5727 | 0
27.09. | 12 | 214.5754 |  | 71.2964 | 9.588 | 0 | 133.6909 | 0
27.09. | 13 | 213.6359 |  | 71.566 | 9.588 | 0 | 132.4818 | 0
27.09. | 14 | 213.3114 |  | 72.1052 | 9.588 | 0 | 131.6182 | 0
27.09. | 15 | 225.0484 |  | 72.4422 | 9.588 | 0 | 143.0182 | 0
27.09. | 16 | 224.3829 |  | 71.4312 | 9.588 | 0 | 143.3636 | 0
27.09. | 17 | 222.6008 |  | 72.24 | 9.588 | 0 | 140.7727 | 0
27.09. | 18 | 224.2691 |  | 71.8356 | 9.588 | 0 | 142.8455 | 0
27.09. | 19 | 219.0114 |  | 72.1052 | 9.588 | 0 | 137.3182 | 0
27.09. | 20 | 220.4901 |  | 72.3748 | 9.588 | 0 | 138.5273 | 0
27.09. | 21 | 220.0393 |  | 72.4422 | 9.588 | 0 | 138.0091 | 0
27.09. | 22 | 220.5575 |  | 72.4422 | 9.588 | 0 | 138.5273 | 0
27.09. | 23 | 221.6992 |  | 72.3748 | 9.588 | 0 | 139.7364 | 0
27.09. | 24 | 223.8393 |  | 72.4422 | 9.588 | 0 | 141.8091 | 0
28.09. | 1 | 218.965 |  | 72.577 | 9.588 | 0 | 136.8 | 0
28.09. | 2 | 217.5707 |  | 71.7008 | 9.588 | 0 | 136.2818 | 0
28.09. | 3 | 219.0788 |  | 72.1726 | 9.588 | 0 | 137.3182 | 0
28.09. | 4 | 218.5522 |  | 72.5096 | 9.588 | 0 | 136.4545 | 0
28.09. | 5 | 218.1478 |  | 72.1052 | 9.588 | 0 | 136.4545 | 0
28.09. | 6 | 212.2161 |  | 71.7008 | 9.588 | 0 | 130.9273 | 0
28.09. | 7 | 212.313 |  | 71.9704 | 9.588 | 0 | 130.7545 | 0
28.09. | 8 | 214.2635 |  | 72.7118 | 9.588 | 0 | 131.9636 | 0
28.09. | 9 | 214.9628 |  | 72.3748 | 9.588 | 0 | 133 | 0
28.09. | 10 | 213.7917 |  | 72.24 | 9.588 | 0 | 131.9636 | 0
28.09. | 11 | 213.4926 |  | 71.7682 | 9.588 | 0 | 132.1364 | 0
28.09. | 12 | 209.8996 |  | 64.8934 | 9.588 | 0 | 135.4182 | 0
28.09. | 13 | 215.5996 |  | 64.8934 | 9.588 | 0 | 141.1182 | 0
28.09. | 14 | 220.1954 |  | 70.3528 | 9.588 | 0 | 140.2545 | 0
28.09. | 15 | 217.0694 |  | 71.0268 | 9.588 | 0 | 136.4545 | 0
28.09. | 16 | 220.6039 |  | 71.9704 | 9.588 | 0 | 139.0455 | 0
28.09. | 17 | 224.981 |  | 72.3748 | 9.588 | 0 | 143.0182 | 0
28.09. | 18 | 224.3575 |  | 72.4422 | 9.588 | 0 | 142.3273 | 0
28.09. | 19 | 224.4418 |  | 71.8356 | 9.588 | 0 | 143.0182 | 0
28.09. | 20 | 222.8914 |  | 73.0488 | 9.588 | 0 | 140.2545 | 0
28.09. | 21 | 224.2058 |  | 72.9814 | 9.588 | 0 | 141.6364 | 0
28.09. | 22 | 223.0936 |  | 73.251 | 9.588 | 0 | 140.2545 | 0
28.09. | 23 | 221.7497 |  | 73.1162 | 9.588 | 0 | 139.0455 | 0
28.09. | 24 | 222.9378 |  | 72.577 | 9.588 | 0 | 140.7727 | 0
29.09. | 1 | 221.3074 |  | 72.8466 | 9.588 | 0 | 138.8727 | 0
29.09. | 2 | 221.6782 |  | 71.8356 | 9.588 | 0 | 140.2545 | 0
29.09. | 3 | 220.8861 |  | 73.1162 | 9.588 | 0 | 138.1818 | 0
29.09. | 4 | 208.4202 |  | 72.914 | 9.588 | 0 | 125.9182 | 0
29.09. | 5 | 219.3694 |  | 72.9814 | 9.588 | 0 | 136.8 | 0
29.09. | 6 | 216.3572 |  | 73.251 | 9.588 | 0 | 133.5182 | 0
29.09. | 7 | 207.5776 |  | 73.4532 | 9.588 | 0 | 124.5364 | 0
29.09. | 8 | 217.0356 |  | 72.3748 | 9.588 | 0 | 135.0727 | 0
29.09. | 9 | 221.4675 |  | 71.9704 | 9.588 | 0 | 139.9091 | 0
29.09. | 10 | 220.229 |  | 71.7682 | 9.588 | 0 | 138.8727 | 0
29.09. | 11 | 216.3531 |  | 72.0378 | 9.588 | 0 | 134.7273 | 0
29.09. | 12 | 222.6892 |  | 72.8466 | 9.588 | 0 | 140.2545 | 0
29.09. | 13 | 222.171 |  | 72.8466 | 9.588 | 0 | 139.7364 | 0
29.09. | 14 | 221.8845 |  | 73.251 | 9.588 | 0 | 139.0455 | 0
29.09. | 15 | 223.3042 |  | 73.1162 | 9.588 | 0 | 140.6 | 0
29.09. | 16 | 224.3785 |  | 72.9814 | 9.588 | 0 | 141.8091 | 0
29.09. | 17 | 223.3506 |  | 72.6444 | 9.588 | 0 | 141.1182 | 0
29.09. | 18 | 222.0362 |  | 72.7118 | 9.588 | 0 | 139.7364 | 0
29.09. | 19 | 219.4158 |  | 72.5096 | 9.588 | 0 | 137.3182 | 0
29.09. | 20 | 222.5754 |  | 73.251 | 9.588 | 0 | 139.7364 | 0
29.09. | 21 | 210.5688 |  | 72.6444 | 9.588 | 0 | 128.3364 | 0
29.09. | 22 | 220.3679 |  | 73.1162 | 9.588 | 0 | 137.6636 | 0
29.09. | 23 | 223.8224 |  | 73.1162 | 9.588 | 0 | 141.1182 | 0
29.09. | 24 | 223.8224 |  | 73.1162 | 9.588 | 0 | 141.1182 | 0
30.09. | 1 | 221.577 |  | 73.1162 | 9.588 | 0 | 138.8727 | 0
30.09. | 2 | 221.0209 |  | 73.251 | 9.588 | 0 | 138.1818 | 0
30.09. | 3 | 219.2346 |  | 72.8466 | 9.588 | 0 | 136.8 | 0
30.09. | 4 | 220.6839 |  | 72.914 | 9.588 | 0 | 138.1818 | 0
30.09. | 5 | 219.024 |  | 72.9814 | 9.588 | 0 | 136.4545 | 0
30.09. | 6 | 219.6265 |  | 72.3748 | 9.588 | 0 | 137.6636 | 0
30.09. | 7 | 221.1641 |  | 73.0488 | 9.588 | 0 | 138.5273 | 0
30.09. | 8 | 224.13 |  | 73.251 | 9.588 | 0 | 141.2909 | 0
30.09. | 9 | 222.6008 |  | 72.24 | 9.588 | 0 | 140.7727 | 0
30.09. | 10 | 222.0067 |  | 72.5096 | 9.588 | 0 | 139.9091 | 0
30.09. | 11 | 223.0052 |  | 72.6444 | 9.588 | 0 | 140.7727 | 0
30.09. | 12 | 223.6371 |  | 72.24 | 9.588 | 0 | 141.8091 | 0
30.09. | 13 | 224.071 |  | 72.8466 | 9.588 | 0 | 141.6364 | 0
30.09. | 14 | 225.9331 |  | 72.9814 | 9.588 | 0 | 143.3636 | 0
30.09. | 15 | 225.971 |  | 72.8466 | 9.588 | 0 | 143.5364 | 0
30.09. | 16 | 227.256 |  | 72.577 | 9.588 | 0 | 145.0909 | 0
30.09. | 17 | 224.5133 |  | 73.1162 | 9.588 | 0 | 141.8091 | 0
30.09. | 18 | 227.0368 |  | 73.0488 | 9.588 | 0 | 144.4 | 0
30.09. | 19 | 226.0174 |  | 72.3748 | 9.588 | 0 | 144.0545 | 0
30.09. | 20 | 227.1506 |  | 72.6444 | 9.588 | 0 | 144.9182 | 0
30.09. | 21 | 213.6315 |  | 73.1162 | 9.588 | 0 | 130.9273 | 0
30.09. | 22 | 218.8428 |  | 73.3184 | 9.588 | 0 | 135.9364 | 0
30.09. | 23 | 226.8346 |  | 72.8466 | 9.588 | 0 | 144.4 | 0
30.09. | 24 | 225.8362 |  | 72.7118 | 9.588 | 0 | 143.5364 | 0
01.10. | 1 | 227.256 |  | 72.577 | 9.588 | 0 | 145.0909 | 0
01.10. | 2 | 222.9842 |  | 72.1052 | 9.588 | 0 | 141.2909 | 0
01.10. | 3 | 222.5628 |  | 72.3748 | 9.588 | 0 | 140.6 | 0
01.10. | 4 | 221.0757 |  | 72.4422 | 9.588 | 0 | 139.0455 | 0
01.10. | 5 | 220.5785 |  | 72.9814 | 9.588 | 0 | 138.0091 | 0
01.10. | 6 | 216.5089 |  | 72.7118 | 9.588 | 0 | 134.2091 | 0
01.10. | 7 | 213.977 |  | 73.1162 | 9.588 | 0 | 131.2727 | 0
01.10. | 8 | 215.1566 |  | 72.914 | 9.588 | 0 | 132.6545 | 0
01.10. | 9 | 220.4437 |  | 72.8466 | 9.588 | 0 | 138.0091 | 0
01.10. | 10 | 217.4484 |  | 72.4422 | 9.588 | 0 | 135.4182 | 0
01.10. | 11 | 224.4249 |  | 72.5096 | 9.588 | 0 | 142.3273 | 0
01.10. | 12 | 223.1694 |  | 72.9814 | 9.588 | 0 | 140.6 | 0
01.10. | 13 | 219.302 |  | 72.914 | 9.588 | 0 | 136.8 | 0
01.10. | 14 | 226.6914 |  | 73.0488 | 9.588 | 0 | 144.0545 | 0
01.10. | 15 | 224.8588 |  | 73.1162 | 9.588 | 0 | 142.1545 | 0
01.10. | 16 | 224.3406 |  | 73.1162 | 9.588 | 0 | 141.6364 | 0
01.10. | 17 | 227.1422 |  | 72.9814 | 9.588 | 0 | 144.5727 | 0
01.10. | 18 | 222.8114 |  | 72.1052 | 9.588 | 0 | 141.1182 | 0
01.10. | 19 | 226.565 |  | 72.577 | 9.588 | 0 | 144.4 | 0
01.10. | 20 | 213.3619 |  | 72.8466 | 9.588 | 0 | 130.9273 | 0
01.10. | 21 | 223.0052 |  | 72.6444 | 9.588 | 0 | 140.7727 | 0
01.10. | 22 | 220.1572 |  | 73.251 | 9.588 | 0 | 137.3182 | 0
01.10. | 23 | 223.2368 |  | 73.0488 | 9.588 | 0 | 140.6 | 0
01.10. | 24 | 220.0224 |  | 73.1162 | 9.588 | 0 | 137.3182 | 0
02.10. | 1 | 223.1694 |  | 72.9814 | 9.588 | 0 | 140.6 | 0
02.10. | 2 | 223.3422 |  | 72.9814 | 9.588 | 0 | 140.7727 | 0
02.10. | 3 | 219.3694 |  | 72.9814 | 9.588 | 0 | 136.8 | 0
02.10. | 4 | 215.1187 |  | 73.0488 | 9.588 | 0 | 132.4818 | 0
02.10. | 5 | 217.2378 |  | 72.577 | 9.588 | 0 | 135.0727 | 0
02.10. | 6 | 218.1224 |  | 73.1162 | 9.588 | 0 | 135.4182 | 0
02.10. | 7 | 211.7694 |  | 72.9814 | 9.588 | 0 | 129.2 | 0
02.10. | 8 | 217.0271 |  | 72.7118 | 9.588 | 0 | 134.7273 | 0
02.10. | 9 | 213.3704 |  | 72.5096 | 9.588 | 0 | 131.2727 | 0
02.10. | 10 | 219.7994 |  | 69.6114 | 9.588 | 0 | 140.6 | 0
02.10. | 11 | 221.9393 |  | 72.4422 | 9.588 | 0 | 139.9091 | 0
02.10. | 12 | 222.0067 |  | 72.5096 | 9.588 | 0 | 139.9091 | 0
02.10. | 13 | 224.6271 |  | 72.7118 | 9.588 | 0 | 142.3273 | 0
02.10. | 14 | 225.2801 |  | 72.8466 | 9.588 | 0 | 142.8455 | 0
02.10. | 15 | 226.2196 |  | 72.577 | 9.588 | 0 | 144.0545 | 0
02.10. | 16 | 225.3096 |  | 73.0488 | 9.588 | 0 | 142.6727 | 0
02.10. | 17 | 223.3886 |  | 72.5096 | 9.588 | 0 | 141.2909 | 0
02.10. | 18 | 225.971 |  | 72.8466 | 9.588 | 0 | 143.5364 | 0
02.10. | 19 | 228.0437 |  | 72.8466 | 9.588 | 0 | 145.6091 | 0
02.10. | 20 | 228.6462 |  | 72.24 | 9.588 | 0 | 146.8182 | 0
02.10. | 21 | 226.1143 |  | 72.6444 | 9.588 | 0 | 143.8818 | 0
02.10. | 22 | 226.4513 |  | 72.9814 | 9.588 | 0 | 143.8818 | 0
02.10. | 23 | 227.5719 |  | 72.3748 | 9.588 | 0 | 145.6091 | 0
02.10. | 24 | 225.655 |  | 73.0488 | 9.588 | 0 | 143.0182 | 0
03.10. | 1 | 221.893 |  | 72.914 | 9.588 | 0 | 139.3909 | 0
03.10. | 2 | 223.5528 |  | 72.8466 | 9.588 | 0 | 141.1182 | 0
03.10. | 3 | 222.3732 |  | 73.0488 | 9.588 | 0 | 139.7364 | 0
03.10. | 4 | 217.124 |  | 72.9814 | 9.588 | 0 | 134.5545 | 0
03.10. | 5 | 217.1704 |  | 72.5096 | 9.588 | 0 | 135.0727 | 0
03.10. | 6 | 217.3052 |  | 72.6444 | 9.588 | 0 | 135.0727 | 0
03.10. | 7 | 216.5005 |  | 73.0488 | 9.588 | 0 | 133.8636 | 0
03.10. | 8 | 214.6005 |  | 73.0488 | 9.588 | 0 | 131.9636 | 0
03.10. | 9 | 220.1447 |  | 72.3748 | 9.588 | 0 | 138.1818 | 0
03.10. | 10 | 216.8124 |  | 71.6334 | 9.588 | 0 | 135.5909 | 0
03.10. | 11 | 218.8766 |  | 71.9704 | 9.588 | 0 | 137.3182 | 0
03.10. | 12 | 220.2121 |  | 72.4422 | 9.588 | 0 | 138.1818 | 0
03.10. | 13 | 215.2324 |  | 72.6444 | 9.588 | 0 | 133 | 0
03.10. | 14 | 220.9704 |  | 72.5096 | 9.588 | 0 | 138.8727 | 0
03.10. | 15 | 221.0083 |  | 72.3748 | 9.588 | 0 | 139.0455 | 0
03.10. | 16 | 222.6302 |  | 72.4422 | 9.588 | 0 | 140.6 | 0
03.10. | 17 | 216.5553 |  | 72.24 | 9.588 | 0 | 134.7273 | 0
03.10. | 18 | 224.5597 |  | 72.6444 | 9.588 | 0 | 142.3273 | 0
03.10. | 19 | 219.7613 |  | 72.5096 | 9.588 | 0 | 137.6636 | 0
03.10. | 20 | 229.4845 |  | 73.251 | 9.588 | 0 | 146.6455 | 0
03.10. | 21 | 226.1732 |  | 73.0488 | 9.588 | 0 | 143.5364 | 0
03.10. | 22 | 219.1588 |  | 73.1162 | 9.588 | 0 | 136.4545 | 0
03.10. | 23 | 219.7064 |  | 73.3184 | 9.588 | 0 | 136.8 | 0
03.10. | 24 | 220.6165 |  | 72.8466 | 9.588 | 0 | 138.1818 | 0
04.10. | 1 | 221.4422 |  | 72.9814 | 9.588 | 0 | 138.8727 | 0
04.10. | 2 | 220.5785 |  | 72.9814 | 9.588 | 0 | 138.0091 | 0
04.10. | 3 | 207.7556 |  | 60.8494 | 9.588 | 0 | 137.3182 | 0
04.10. | 4 | 217.28 |  | 70.892 | 9.588 | 0 | 136.8 | 0
04.10. | 5 | 218.2362 |  | 72.7118 | 9.588 | 0 | 135.9364 | 0
04.10. | 6 | 215.856 |  | 72.577 | 9.588 | 0 | 133.6909 | 0
04.10. | 7 | 215.2324 |  | 72.6444 | 9.588 | 0 | 133 | 0
04.10. | 8 | 209.7726 |  | 72.7118 | 9.588 | 0 | 127.4727 | 0
04.10. | 9 | 219.0998 |  | 72.7118 | 9.588 | 0 | 136.8 | 0
04.10. | 10 | 203.3575 |  | 59.9058 | 9.588 | 0 | 133.8636 | 0
04.10. | 11 | 201.8198 |  | 59.2318 | 9.588 | 0 | 133 | 0
04.10. | 12 | 205.8095 |  | 58.5578 | 9.588 | 0 | 137.6636 | 0
04.10. | 13 | 202.8267 |  | 59.0296 | 9.588 | 0 | 134.2091 | 0
04.10. | 14 | 206.475 |  | 59.5688 | 9.588 | 0 | 137.3182 | 0
04.10. | 15 | 204.3644 |  | 59.7036 | 9.588 | 0 | 135.0727 | 0
04.10. | 16 | 198.7108 |  | 59.2318 | 9.588 | 0 | 129.8909 | 0
04.10. | 17 | 215.1655 |  | 67.0502 | 9.588 | 0 | 138.5273 | 0
04.10. | 18 | 219.8417 |  | 67.9264 | 9.588 | 0 | 142.3273 | 0
04.10. | 19 | 222.2302 |  | 70.4876 | 9.588 | 0 | 142.1545 | 0
04.10. | 20 | 221.9478 |  | 72.1052 | 9.588 | 0 | 140.2545 | 0
04.10. | 21 | 221.4422 |  | 72.9814 | 9.588 | 0 | 138.8727 | 0
04.10. | 22 | 219.0324 |  | 72.6444 | 9.588 | 0 | 136.8 | 0
04.10. | 23 | 219.8077 |  | 72.0378 | 9.588 | 0 | 138.1818 | 0
04.10. | 24 | 217.2588 |  | 73.1162 | 9.588 | 0 | 134.5545 | 0
05.10. | 1 | 217.6886 |  | 72.5096 | 9.588 | 0 | 135.5909 | 0
05.10. | 2 | 216.1804 |  | 72.0378 | 9.588 | 0 | 134.5545 | 0
05.10. | 3 | 215.0976 |  | 72.5096 | 9.588 | 0 | 133 | 0
05.10. | 4 | 213.9644 |  | 72.24 | 9.588 | 0 | 132.1364 | 0
05.10. | 5 | 214.0613 |  | 72.5096 | 9.588 | 0 | 131.9636 | 0
05.10. | 6 | 205.9221 |  | 71.9704 | 9.588 | 0 | 124.3636 | 0
05.10. | 7 | 211.3061 |  | 72.1726 | 9.588 | 0 | 129.5455 | 0
05.10. | 8 | 216.7575 |  | 72.4422 | 9.588 | 0 | 134.7273 | 0
05.10. | 9 | 220.6923 |  | 72.577 | 9.588 | 0 | 138.5273 | 0
05.10. | 10 | 220.4691 |  | 71.8356 | 9.588 | 0 | 139.0455 | 0
05.10. | 11 | 217.676 |  | 71.6334 | 9.588 | 0 | 136.4545 | 0
05.10. | 12 | 216.9008 |  | 72.24 | 9.588 | 0 | 135.0727 | 0
05.10. | 13 | 206.5171 |  | 60.6472 | 9.588 | 0 | 136.2818 | 0
05.10. | 14 | 212.6802 |  | 64.2194 | 9.588 | 0 | 138.8727 | 0
05.10. | 15 | 209.4109 |  | 65.0956 | 9.588 | 0 | 134.7273 | 0
05.10. | 16 | 213.4296 |  | 70.1506 | 9.588 | 0 | 133.6909 | 0
05.10. | 17 | 204.5625 |  | 58.6926 | 9.588 | 0 | 136.2818 | 0
05.10. | 18 | 216.5345 |  | 68.9374 | 9.588 | 0 | 138.0091 | 0
05.10. | 19 | 218.8725 |  | 70.7572 | 9.588 | 0 | 138.5273 | 0
05.10. | 20 | 216.585 |  | 69.6788 | 9.588 | 0 | 137.3182 | 0
05.10. | 21 | 221.2148 |  | 71.0268 | 9.588 | 0 | 140.6 | 0
05.10. | 22 | 214.2214 |  | 71.6334 | 9.588 | 0 | 133 | 0
05.10. | 23 | 216.745 |  | 71.566 | 9.588 | 0 | 135.5909 | 0
05.10. | 24 | 217.6381 |  | 71.7682 | 9.588 | 0 | 136.2818 | 0
06.10. | 1 | 208.1518 |  | 58.8274 | 9.588 | 0 | 139.7364 | 0
06.10. | 2 | 207.9622 |  | 59.5014 | 9.588 | 0 | 138.8727 | 0
06.10. | 3 | 201.5628 |  | 59.8384 | 9.588 | 0 | 132.1364 | 0
06.10. | 4 | 211.2894 |  | 70.0832 | 9.588 | 0 | 131.6182 | 0
06.10. | 5 | 202.2791 |  | 58.8274 | 9.588 | 0 | 133.8636 | 0
06.10. | 6 | 205.1606 |  | 59.6362 | 9.588 | 0 | 135.9364 | 0
06.10. | 7 | 207.8948 |  | 59.434 | 9.588 | 0 | 138.8727 | 0
06.10. | 8 | 206.3487 |  | 59.097 | 9.588 | 0 | 137.6636 | 0
06.10. | 9 | 218.9066 |  | 66.6458 | 9.588 | 0 | 142.6727 | 0
06.10. | 10 | 214.0666 |  | 59.9058 | 9.588 | 0 | 144.5727 | 0
06.10. | 11 | 220.2294 |  | 66.2414 | 9.588 | 0 | 144.4 | 0
06.10. | 12 | 223.907 |  | 69.7462 | 9.588 | 0 | 144.5727 | 0
06.10. | 13 | 221.9058 |  | 71.0268 | 9.588 | 0 | 141.2909 | 0
06.10. | 14 | 211.1218 |  | 60.2428 | 9.588 | 0 | 141.2909 | 0
06.10. | 15 | 218.8392 |  | 66.5784 | 9.588 | 0 | 142.6727 | 0
06.10. | 16 | 221.6574 |  | 68.533 | 9.588 | 0 | 143.5364 | 0
06.10. | 17 | 219.7364 |  | 67.9938 | 9.588 | 0 | 142.1545 | 0
06.10. | 18 | 220.8317 |  | 68.3982 | 9.588 | 0 | 142.8455 | 0
06.10. | 19 | 224.5853 |  | 68.87 | 9.588 | 0 | 146.1273 | 0
06.10. | 20 | 222.9254 |  | 68.9374 | 9.588 | 0 | 144.4 | 0
06.10. | 21 | 215.7088 |  | 68.8026 | 9.588 | 0 | 137.3182 | 0
06.10. | 22 | 222.4452 |  | 68.8026 | 9.588 | 0 | 144.0545 | 0
06.10. | 23 | 224.5853 |  | 68.87 | 9.588 | 0 | 146.1273 | 0
06.10. | 24 | 222.7906 |  | 68.8026 | 9.588 | 0 | 144.4 | 0
07.10. | 1 | 219.3446 |  | 68.4656 | 9.588 | 0 | 141.2909 | 0
07.10. | 2 | 222.2261 |  | 69.2744 | 9.588 | 0 | 143.3636 | 0
07.10. | 3 | 221.2361 |  | 68.8026 | 9.588 | 0 | 142.8455 | 0
07.10. | 4 | 218.1186 |  | 69.1396 | 9.588 | 0 | 139.3909 | 0
07.10. | 5 | 213.9352 |  | 69.2744 | 9.588 | 0 | 135.0727 | 0
07.10. | 6 | 208.2731 |  | 69.1396 | 9.588 | 0 | 129.5455 | 0
07.10. | 7 | 213.0715 |  | 69.2744 | 9.588 | 0 | 134.2091 | 0
07.10. | 8 | 218.7126 |  | 68.87 | 9.588 | 0 | 140.2545 | 0
07.10. | 9 | 216.9179 |  | 68.8026 | 9.588 | 0 | 138.5273 | 0
07.10. | 10 | 211.121 |  | 68.533 | 9.588 | 0 | 133 | 0
07.10. | 11 | 215.9618 |  | 66.9828 | 9.588 | 0 | 139.3909 | 0
07.10. | 12 | 218.8138 |  | 67.5894 | 9.588 | 0 | 141.6364 | 0
07.10. | 13 | 219.7997 |  | 66.848 | 9.588 | 0 | 143.3636 | 0
07.10. | 14 | 220.9496 |  | 69.207 | 9.588 | 0 | 142.1545 | 0
07.10. | 15 | 215.8857 |  | 70.0158 | 9.588 | 0 | 136.2818 | 0
07.10. | 16 | 218.5819 |  | 69.9484 | 9.588 | 0 | 139.0455 | 0
07.10. | 17 | 222.0954 |  | 70.3528 | 9.588 | 0 | 142.1545 | 0
07.10. | 18 | 223.275 |  | 70.1506 | 9.588 | 0 | 143.5364 | 0
07.10. | 19 | 223.275 |  | 70.1506 | 9.588 | 0 | 143.5364 | 0
07.10. | 20 | 222.6894 |  | 70.0832 | 9.588 | 0 | 143.0182 | 0
07.10. | 21 | 220.5408 |  | 70.3528 | 9.588 | 0 | 140.6 | 0
07.10. | 22 | 223.9954 |  | 70.3528 | 9.588 | 0 | 144.0545 | 0
07.10. | 23 | 223.9364 |  | 69.9484 | 9.588 | 0 | 144.4 | 0
07.10. | 24 | 224.2734 |  | 70.2854 | 9.588 | 0 | 144.4 | 0
08.10. | 1 | 221.5772 |  | 70.3528 | 9.588 | 0 | 141.6364 | 0
08.10. | 2 | 222.6136 |  | 70.3528 | 9.588 | 0 | 142.6727 | 0
08.10. | 3 | 219.3318 |  | 70.3528 | 9.588 | 0 | 139.3909 | 0
08.10. | 4 | 220.5408 |  | 70.3528 | 9.588 | 0 | 140.6 | 0
08.10. | 5 | 218.7462 |  | 70.2854 | 9.588 | 0 | 138.8727 | 0
08.10. | 6 | 216.0794 |  | 70.555 | 9.588 | 0 | 135.9364 | 0
08.10. | 7 | 215.2158 |  | 70.555 | 9.588 | 0 | 135.0727 | 0
08.10. | 8 | 223.5067 |  | 70.555 | 9.588 | 0 | 143.3636 | 0
08.10. | 9 | 223.0559 |  | 70.6224 | 9.588 | 0 | 142.8455 | 0
08.10. | 10 | 220.6462 |  | 70.2854 | 9.588 | 0 | 140.7727 | 0
08.10. | 11 | 221.5098 |  | 70.2854 | 9.588 | 0 | 141.6364 | 0
08.10. | 12 | 220.2628 |  | 70.4202 | 9.588 | 0 | 140.2545 | 0
08.10. | 13 | 224.859 |  | 70.3528 | 9.588 | 0 | 144.9182 | 0
08.10. | 14 | 220.4734 |  | 70.2854 | 9.588 | 0 | 140.6 | 0
08.10. | 15 | 222.7189 |  | 70.2854 | 9.588 | 0 | 142.8455 | 0
08.10. | 16 | 221.1644 |  | 70.2854 | 9.588 | 0 | 141.2909 | 0
08.10. | 17 | 221.1644 |  | 70.2854 | 9.588 | 0 | 141.2909 | 0
08.10. | 18 | 227.9386 |  | 70.1506 | 9.588 | 0 | 148.2 | 0
08.10. | 19 | 223.4098 |  | 70.2854 | 9.588 | 0 | 143.5364 | 0
08.10. | 20 | 225.8954 |  | 70.3528 | 9.588 | 0 | 145.9545 | 0
08.10. | 21 | 224.6568 |  | 70.1506 | 9.588 | 0 | 144.9182 | 0
08.10. | 22 | 224.3408 |  | 70.3528 | 9.588 | 0 | 144.4 | 0
08.10. | 23 | 225.0318 |  | 70.3528 | 9.588 | 0 | 145.0909 | 0
08.10. | 24 | 222.8916 |  | 70.2854 | 9.588 | 0 | 143.0182 | 0
09.10. | 1 | 221.5772 |  | 70.3528 | 9.588 | 0 | 141.6364 | 0
09.10. | 2 | 219.3992 |  | 70.4202 | 9.588 | 0 | 139.3909 | 0
09.10. | 3 | 217.259 |  | 70.3528 | 9.588 | 0 | 137.3182 | 0
09.10. | 4 | 212.9408 |  | 70.3528 | 9.588 | 0 | 133 | 0
09.10. | 5 | 215.0136 |  | 70.3528 | 9.588 | 0 | 135.0727 | 0
09.10. | 6 | 215.9531 |  | 70.0832 | 9.588 | 0 | 136.2818 | 0
09.10. | 7 | 215.0136 |  | 70.3528 | 9.588 | 0 | 135.0727 | 0
09.10. | 8 | 216.7408 |  | 70.3528 | 9.588 | 0 | 136.8 | 0
09.10. | 9 | 212.7386 |  | 70.1506 | 9.588 | 0 | 133 | 0
09.10. | 10 | 214.2637 |  | 69.9484 | 9.588 | 0 | 134.7273 | 0
09.10. | 11 | 221.0296 |  | 70.1506 | 9.588 | 0 | 141.2909 | 0
09.10. | 12 | 216.1468 |  | 70.6224 | 9.588 | 0 | 135.9364 | 0
09.10. | 13 | 220.5239 |  | 71.0268 | 9.588 | 0 | 139.9091 | 0
09.10. | 14 | 212.6164 |  | 70.892 | 9.588 | 0 | 132.1364 | 0
09.10. | 15 | 218.2575 |  | 70.4876 | 9.588 | 0 | 138.1818 | 0
09.10. | 16 | 205.286 |  | 71.1616 | 9.588 | 0 | 124.5364 | 0
09.10. | 17 | 216.4754 |  | 71.2964 | 9.588 | 0 | 135.5909 | 0
09.10. | 18 | 216.4754 |  | 71.2964 | 9.588 | 0 | 135.5909 | 0
09.10. | 19 | 205.8337 |  | 71.3638 | 9.588 | 0 | 124.8818 | 0
09.10. | 20 | 205.939 |  | 71.2964 | 9.588 | 0 | 125.0545 | 0
09.10. | 21 | 220.6882 |  | 71.3638 | 9.588 | 0 | 139.7364 | 0
09.10. | 22 | 222.2428 |  | 71.3638 | 9.588 | 0 | 141.2909 | 0
09.10. | 23 | 222.3312 |  | 71.9704 | 9.588 | 0 | 140.7727 | 0
09.10. | 24 | 223.6246 |  | 71.3638 | 9.588 | 0 | 142.6727 | 0
10.10. | 1 | 222.5208 |  | 71.2964 | 9.588 | 0 | 141.6364 | 0
10.10. | 2 | 222.1754 |  | 71.2964 | 9.588 | 0 | 141.2909 | 0
10.10. | 3 | 218.607 |  | 71.7008 | 9.588 | 0 | 137.3182 | 0
10.10. | 4 | 212.292 |  | 71.4312 | 9.588 | 0 | 131.2727 | 0
10.10. | 5 | 215.8813 |  | 71.566 | 9.588 | 0 | 134.7273 | 0
10.10. | 6 | 212.0434 |  | 71.7008 | 9.588 | 0 | 130.7545 | 0
10.10. | 7 | 213.8844 |  | 71.2964 | 9.588 | 0 | 133 | 0
10.10. | 8 | 212.0224 |  | 71.1616 | 9.588 | 0 | 131.2727 | 0
10.10. | 9 | 209.4863 |  | 70.3528 | 9.588 | 0 | 129.5455 | 0
10.10. | 10 | 208.8164 |  | 70.892 | 9.588 | 0 | 128.3364 | 0
10.10. | 11 | 206.8326 |  | 65.9718 | 9.588 | 0 | 131.2727 | 0
10.10. | 12 | 196.8441 |  | 63.4106 | 9.588 | 0 | 123.8455 | 0
10.10. | 13 | 203.6558 |  | 68.6678 | 9.588 | 0 | 125.4 | 0
10.10. | 14 | 214.0741 |  | 70.6224 | 9.588 | 0 | 133.8636 | 0
10.10. | 15 | 215.2158 |  | 70.555 | 9.588 | 0 | 135.0727 | 0
10.10. | 16 | 212.9998 |  | 70.7572 | 9.588 | 0 | 132.6545 | 0
10.10. | 17 | 215.6835 |  | 69.8136 | 9.588 | 0 | 136.2818 | 0
10.10. | 18 | 219.9173 |  | 70.4202 | 9.588 | 0 | 139.9091 | 0
10.10. | 19 | 219.4666 |  | 70.4876 | 9.588 | 0 | 139.3909 | 0
10.10. | 20 | 220.1195 |  | 70.6224 | 9.588 | 0 | 139.9091 | 0
10.10. | 21 | 219.9468 |  | 70.6224 | 9.588 | 0 | 139.7364 | 0
10.10. | 22 | 220.9832 |  | 70.6224 | 9.588 | 0 | 140.7727 | 0
10.10. | 23 | 219.4581 |  | 70.8246 | 9.588 | 0 | 139.0455 | 0
10.10. | 24 | 215.2158 |  | 70.555 | 9.588 | 0 | 135.0727 | 0
11.10. | 1 | 217.6045 |  | 70.3528 | 9.588 | 0 | 137.6636 | 0
11.10. | 2 | 215.0136 |  | 70.3528 | 9.588 | 0 | 135.0727 | 0
11.10. | 3 | 215.8772 |  | 70.3528 | 9.588 | 0 | 135.9364 | 0
11.10. | 4 | 213.0082 |  | 70.4202 | 9.588 | 0 | 133 | 0
11.10. | 5 | 207.6916 |  | 70.2854 | 9.588 | 0 | 127.8182 | 0
11.10. | 6 | 206.8659 |  | 70.1506 | 9.588 | 0 | 127.1273 | 0
11.10. | 7 | 213.9393 |  | 70.4876 | 9.588 | 0 | 133.8636 | 0
11.10. | 8 | 219.3992 |  | 70.4202 | 9.588 | 0 | 139.3909 | 0
11.10. | 9 | 216.0794 |  | 70.555 | 9.588 | 0 | 135.9364 | 0
11.10. | 10 | 210.8007 |  | 70.2854 | 9.588 | 0 | 130.9273 | 0
11.10. | 11 | 217.3938 |  | 70.4876 | 9.588 | 0 | 137.3182 | 0
11.10. | 12 | 190.1473 |  | 45.832 | 9.588 | 0 | 134.7273 | 0
11.10. | 13 | 211.5254 |  | 68.9374 | 9.588 | 0 | 133 | 0
11.10. | 14 | 211.3484 |  | 70.4876 | 9.588 | 0 | 131.2727 | 0
11.10. | 15 | 214.3521 |  | 70.555 | 9.588 | 0 | 134.2091 | 0
11.10. | 16 | 209.7948 |  | 59.434 | 9.588 | 0 | 140.7727 | 0
11.10. | 17 | 208.6864 |  | 63.6802 | 9.588 | 0 | 135.4182 | 0
11.10. | 18 | 218.5355 |  | 70.4202 | 9.588 | 0 | 138.5273 | 0
11.10. | 19 | 214.0741 |  | 70.6224 | 9.588 | 0 | 133.8636 | 0
11.10. | 20 | 216.8672 |  | 70.8246 | 9.588 | 0 | 136.4545 | 0
11.10. | 21 | 219.2559 |  | 70.6224 | 9.588 | 0 | 139.0455 | 0
11.10. | 22 | 220.3976 |  | 70.555 | 9.588 | 0 | 140.2545 | 0
11.10. | 23 | 217.8364 |  | 67.9938 | 9.588 | 0 | 140.2545 | 0
11.10. | 24 | 219.1424 |  | 68.2634 | 9.588 | 0 | 141.2909 | 0
12.10. | 1 | 217.1665 |  | 68.533 | 9.588 | 0 | 139.0455 | 0
12.10. | 2 | 214.7104 |  | 68.6678 | 9.588 | 0 | 136.4545 | 0
12.10. | 3 | 216.3323 |  | 68.7352 | 9.588 | 0 | 138.0091 | 0
12.10. | 4 | 217.1286 |  | 68.6678 | 9.588 | 0 | 138.8727 | 0
12.10. | 5 | 216.1681 |  | 68.3982 | 9.588 | 0 | 138.1818 | 0
12.10. | 6 | 212.4734 |  | 68.3308 | 9.588 | 0 | 134.5545 | 0
12.10. | 7 | 212.7809 |  | 68.4656 | 9.588 | 0 | 134.7273 | 0
12.10. | 8 | 211.138 |  | 67.859 | 9.588 | 0 | 133.6909 | 0
12.10. | 9 | 207.8013 |  | 68.6678 | 9.588 | 0 | 129.5455 | 0
12.10. | 10 | 211.7151 |  | 68.2634 | 9.588 | 0 | 133.8636 | 0
12.10. | 11 | 215.3718 |  | 68.4656 | 9.588 | 0 | 137.3182 | 0
12.10. | 12 | 213.573 |  | 67.185 | 9.588 | 0 | 136.8 | 0
12.10. | 13 | 202.591 |  | 57.412 | 9.588 | 0 | 135.5909 | 0
12.10. | 14 | 188.9076 |  | 57.5468 | 9.588 | 0 | 121.7727 | 0
12.10. | 15 | 201.5039 |  | 59.434 | 9.588 | 0 | 132.4818 | 0
12.10. | 16 | 203.012 |  | 59.9058 | 9.588 | 0 | 133.5182 | 0
12.10. | 17 | 204.0189 |  | 59.7036 | 9.588 | 0 | 134.7273 | 0
12.10. | 18 | 197.5691 |  | 59.2992 | 9.588 | 0 | 128.6818 | 0
12.10. | 19 | 191.4014 |  | 60.0406 | 9.588 | 0 | 121.7727 | 0
12.10. | 20 | 196.9115 |  | 63.478 | 9.588 | 0 | 123.8455 | 0
12.10. | 21 | 204.1487 |  | 69.6788 | 9.588 | 0 | 124.8818 | 0
12.10. | 22 | 204.4308 |  | 70.8246 | 9.588 | 0 | 124.0182 | 0
12.10. | 23 | 205.2271 |  | 70.7572 | 9.588 | 0 | 124.8818 | 0
12.10. | 24 | 204.949 |  | 70.8246 | 9.588 | 0 | 124.5364 | 0
13.10. | 1 | 205.7452 |  | 70.7572 | 9.588 | 0 | 125.4 | 0
13.10. | 2 | 205.3998 |  | 70.7572 | 9.588 | 0 | 125.0545 | 0
13.10. | 3 | 202.7794 |  | 70.555 | 9.588 | 0 | 122.6364 | 0
13.10. | 4 | 205.2271 |  | 70.7572 | 9.588 | 0 | 124.8818 | 0
13.10. | 5 | 204.0854 |  | 70.8246 | 9.588 | 0 | 123.6727 | 0
13.10. | 6 | 200.218 |  | 70.7572 | 9.588 | 0 | 119.8727 | 0
13.10. | 7 | 197.4712 |  | 70.0832 | 9.588 | 0 | 117.8 | 0
13.10. | 8 | 199.7377 |  | 70.6224 | 9.588 | 0 | 119.5273 | 0
13.10. | 9 | 204.7468 |  | 70.6224 | 9.588 | 0 | 124.5364 | 0
13.10. | 10 | 202.6446 |  | 70.4202 | 9.588 | 0 | 122.6364 | 0
13.10. | 11 | 206.6468 |  | 70.6224 | 9.588 | 0 | 126.4364 | 0
13.10. | 12 | 206.6258 |  | 70.0832 | 9.588 | 0 | 126.9545 | 0
13.10. | 13 | 208.7954 |  | 70.3528 | 9.588 | 0 | 128.8545 | 0
13.10. | 14 | 205.4 |  | 67.9938 | 9.588 | 0 | 127.8182 | 0
13.10. | 15 | 201.8274 |  | 69.9484 | 9.588 | 0 | 122.2909 | 0
13.10. | 16 | 201.2923 |  | 70.6224 | 9.588 | 0 | 121.0818 | 0
13.10. | 17 | 200.0916 |  | 70.2854 | 9.588 | 0 | 120.2182 | 0
13.10. | 18 | 206.3014 |  | 70.6224 | 9.588 | 0 | 126.0909 | 0
13.10. | 19 | 204.2581 |  | 70.8246 | 9.588 | 0 | 123.8455 | 0
13.10. | 20 | 205.6104 |  | 70.6224 | 9.588 | 0 | 125.4 | 0
13.10. | 21 | 203.4998 |  | 70.7572 | 9.588 | 0 | 123.1545 | 0
13.10. | 22 | 207.759 |  | 70.3528 | 9.588 | 0 | 127.8182 | 0
13.10. | 23 | 211.222 |  | 70.0158 | 9.588 | 0 | 131.6182 | 0
13.10. | 24 | 208.0371 |  | 70.2854 | 9.588 | 0 | 128.1636 | 0
14.10. | 1 | 215.4644 |  | 70.2854 | 9.588 | 0 | 135.5909 | 0
14.10. | 2 | 216.0794 |  | 70.555 | 9.588 | 0 | 135.9364 | 0
14.10. | 3 | 213.48 |  | 70.892 | 9.588 | 0 | 133 | 0
14.10. | 4 | 212.6838 |  | 70.9594 | 9.588 | 0 | 132.1364 | 0
14.10. | 5 | 215.0261 |  | 71.229 | 9.588 | 0 | 134.2091 | 0
14.10. | 6 | 217.617 |  | 71.229 | 9.588 | 0 | 136.8 | 0
14.10. | 7 | 213.6148 |  | 71.0268 | 9.588 | 0 | 133 | 0
14.10. | 8 | 214.6217 |  | 70.8246 | 9.588 | 0 | 134.2091 | 0
14.10. | 9 | 216.8967 |  | 71.0268 | 9.588 | 0 | 136.2818 | 0
14.10. | 10 | 219.5929 |  | 70.9594 | 9.588 | 0 | 139.0455 | 0
14.10. | 11 | 219.218 |  | 70.7572 | 9.588 | 0 | 138.8727 | 0
14.10. | 12 | 220.3217 |  | 70.8246 | 9.588 | 0 | 139.9091 | 0
14.10. | 13 | 217.3474 |  | 70.9594 | 9.588 | 0 | 136.8 | 0
14.10. | 14 | 217.6719 |  | 70.4202 | 9.588 | 0 | 137.6636 | 0
14.10. | 15 | 221.9816 |  | 70.7572 | 9.588 | 0 | 141.6364 | 0
14.10. | 16 | 218.2111 |  | 70.9594 | 9.588 | 0 | 137.6636 | 0
14.10. | 17 | 217.28 |  | 70.892 | 9.588 | 0 | 136.8 | 0
14.10. | 18 | 208.282 |  | 63.2758 | 9.588 | 0 | 135.4182 | 0
14.10. | 19 | 219.0832 |  | 70.6224 | 9.588 | 0 | 138.8727 | 0
14.10. | 20 | 218.4217 |  | 70.8246 | 9.588 | 0 | 138.0091 | 0
14.10. | 21 | 218.0763 |  | 70.8246 | 9.588 | 0 | 137.6636 | 0
14.10. | 22 | 218.3249 |  | 70.555 | 9.588 | 0 | 138.1818 | 0
14.10. | 23 | 212.0224 |  | 71.1616 | 9.588 | 0 | 131.2727 | 0
14.10. | 24 | 216.071 |  | 70.892 | 9.588 | 0 | 135.5909 | 0
15.10. | 1 | 218.6239 |  | 71.0268 | 9.588 | 0 | 138.0091 | 0
15.10. | 2 | 215.4938 |  | 70.4876 | 9.588 | 0 | 135.4182 | 0
15.10. | 3 | 216.0036 |  | 70.8246 | 9.588 | 0 | 135.5909 | 0
15.10. | 4 | 211.6854 |  | 70.8246 | 9.588 | 0 | 131.2727 | 0
15.10. | 5 | 210.6954 |  | 70.3528 | 9.588 | 0 | 130.7545 | 0
15.10. | 6 | 212.0308 |  | 70.8246 | 9.588 | 0 | 131.6182 | 0
15.10. | 7 | 210.944 |  | 70.0832 | 9.588 | 0 | 131.2727 | 0
15.10. | 8 | 210.4637 |  | 69.9484 | 9.588 | 0 | 130.9273 | 0
15.10. | 9 | 214.091 |  | 69.9484 | 9.588 | 0 | 134.5545 | 0
15.10. | 10 | 214.3985 |  | 70.0832 | 9.588 | 0 | 134.7273 | 0
15.10. | 11 | 215.1948 |  | 70.0158 | 9.588 | 0 | 135.5909 | 0
15.10. | 12 | 215.9531 |  | 70.0832 | 9.588 | 0 | 136.2818 | 0
15.10. | 13 | 216.9894 |  | 70.0832 | 9.588 | 0 | 137.3182 | 0
15.10. | 14 | 212.8734 |  | 70.2854 | 9.588 | 0 | 133 | 0
15.10. | 15 | 213.2104 |  | 70.6224 | 9.588 | 0 | 133 | 0
15.10. | 16 | 217.5286 |  | 70.6224 | 9.588 | 0 | 137.3182 | 0
15.10. | 17 | 216.8756 |  | 70.4876 | 9.588 | 0 | 136.8 | 0
15.10. | 18 | 217.6719 |  | 70.4202 | 9.588 | 0 | 137.6636 | 0
15.10. | 19 | 208.728 |  | 70.2854 | 9.588 | 0 | 128.8545 | 0
15.10. | 20 | 218.0763 |  | 70.8246 | 9.588 | 0 | 137.6636 | 0
15.10. | 21 | 219.4581 |  | 70.8246 | 9.588 | 0 | 139.0455 | 0
15.10. | 22 | 216.349 |  | 70.8246 | 9.588 | 0 | 135.9364 | 0
15.10. | 23 | 215.1484 |  | 70.4876 | 9.588 | 0 | 135.0727 | 0
15.10. | 24 | 217.6634 |  | 70.7572 | 9.588 | 0 | 137.3182 | 0
16.10. | 1 | 217.6719 |  | 70.4202 | 9.588 | 0 | 137.6636 | 0
16.10. | 2 | 216.1468 |  | 70.6224 | 9.588 | 0 | 135.9364 | 0
16.10. | 3 | 214.1036 |  | 70.8246 | 9.588 | 0 | 133.6909 | 0
16.10. | 4 | 210.2362 |  | 70.7572 | 9.588 | 0 | 129.8909 | 0
16.10. | 5 | 210.371 |  | 70.892 | 9.588 | 0 | 129.8909 | 0
16.10. | 6 | 208.3067 |  | 70.555 | 9.588 | 0 | 128.1636 | 0
16.10. | 7 | 212.0393 |  | 70.4876 | 9.588 | 0 | 131.9636 | 0
16.10. | 8 | 209.1408 |  | 70.3528 | 9.588 | 0 | 129.2 | 0
16.10. | 9 | 211.4832 |  | 70.6224 | 9.588 | 0 | 131.2727 | 0
16.10. | 10 | 215.5318 |  | 70.3528 | 9.588 | 0 | 135.5909 | 0
16.10. | 11 | 214.4954 |  | 70.3528 | 9.588 | 0 | 134.5545 | 0
16.10. | 12 | 215.1484 |  | 70.4876 | 9.588 | 0 | 135.0727 | 0
16.10. | 13 | 215.6076 |  | 70.0832 | 9.588 | 0 | 135.9364 | 0
16.10. | 14 | 210.7628 |  | 70.4202 | 9.588 | 0 | 130.7545 | 0
16.10. | 15 | 208.9766 |  | 70.0158 | 9.588 | 0 | 129.3727 | 0
16.10. | 16 | 211.7612 |  | 70.555 | 9.588 | 0 | 131.6182 | 0
16.10. | 17 | 211.8286 |  | 70.6224 | 9.588 | 0 | 131.6182 | 0
16.10. | 18 | 214.744 |  | 70.0832 | 9.588 | 0 | 135.0727 | 0
16.10. | 19 | 216.0794 |  | 70.555 | 9.588 | 0 | 135.9364 | 0
16.10. | 20 | 214.4744 |  | 69.8136 | 9.588 | 0 | 135.0727 | 0
16.10. | 21 | 215.1399 |  | 70.8246 | 9.588 | 0 | 134.7273 | 0
16.10. | 22 | 216.2816 |  | 70.7572 | 9.588 | 0 | 135.9364 | 0
16.10. | 23 | 211.3484 |  | 70.4876 | 9.588 | 0 | 131.2727 | 0
16.10. | 24 | 214.3521 |  | 70.555 | 9.588 | 0 | 134.2091 | 0
17.10. | 1 | 216.665 |  | 70.6224 | 9.588 | 0 | 136.4545 | 0
17.10. | 2 | 215.359 |  | 70.3528 | 9.588 | 0 | 135.4182 | 0
17.10. | 3 | 216.4923 |  | 70.6224 | 9.588 | 0 | 136.2818 | 0
17.10. | 4 | 217.6634 |  | 70.7572 | 9.588 | 0 | 137.3182 | 0
17.10. | 5 | 216.665 |  | 70.6224 | 9.588 | 0 | 136.4545 | 0
17.10. | 6 | 217.7393 |  | 70.4876 | 9.588 | 0 | 137.6636 | 0
17.10. | 7 | 214.4195 |  | 70.6224 | 9.588 | 0 | 134.2091 | 0
17.10. | 8 | 212.865 |  | 70.6224 | 9.588 | 0 | 132.6545 | 0
17.10. | 9 | 211.2136 |  | 70.3528 | 9.588 | 0 | 131.2727 | 0
17.10. | 10 | 211.9888 |  | 69.7462 | 9.588 | 0 | 132.6545 | 0
17.10. | 11 | 216.3575 |  | 70.4876 | 9.588 | 0 | 136.2818 | 0
17.10. | 12 | 215.8772 |  | 70.3528 | 9.588 | 0 | 135.9364 | 0
17.10. | 13 | 219.1211 |  | 70.4876 | 9.588 | 0 | 139.0455 | 0
17.10. | 14 | 213.2568 |  | 70.1506 | 9.588 | 0 | 133.5182 | 0
17.10. | 15 | 216.8756 |  | 70.4876 | 9.588 | 0 | 136.8 | 0
17.10. | 16 | 217.6803 |  | 70.0832 | 9.588 | 0 | 138.0091 | 0
17.10. | 17 | 218.9863 |  | 70.3528 | 9.588 | 0 | 139.0455 | 0
17.10. | 18 | 215.2158 |  | 70.555 | 9.588 | 0 | 135.0727 | 0
17.10. | 19 | 217.9205 |  | 70.1506 | 9.588 | 0 | 138.1818 | 0
17.10. | 20 | 219.1211 |  | 70.4876 | 9.588 | 0 | 139.0455 | 0
17.10. | 21 | 219.8499 |  | 70.3528 | 9.588 | 0 | 139.9091 | 0
17.10. | 22 | 220.6756 |  | 70.4876 | 9.588 | 0 | 140.6 | 0
17.10. | 23 | 220.5114 |  | 70.1506 | 9.588 | 0 | 140.7727 | 0
17.10. | 24 | 220.3976 |  | 70.555 | 9.588 | 0 | 140.2545 | 0
18.10. | 1 | 217.6634 |  | 70.7572 | 9.588 | 0 | 137.3182 | 0
18.10. | 2 | 218.1521 |  | 70.555 | 9.588 | 0 | 138.0091 | 0
18.10. | 3 | 217.3349 |  | 70.0832 | 9.588 | 0 | 137.6636 | 0
18.10. | 4 | 214.9672 |  | 70.8246 | 9.588 | 0 | 134.5545 | 0
18.10. | 5 | 214.5543 |  | 70.7572 | 9.588 | 0 | 134.2091 | 0
18.10. | 6 | 216.012 |  | 70.4876 | 9.588 | 0 | 135.9364 | 0
18.10. | 7 | 213.3452 |  | 70.7572 | 9.588 | 0 | 133 | 0
18.10. | 8 | 202.5014 |  | 70.6224 | 9.588 | 0 | 122.2909 | 0
18.10. | 9 | 192.745 |  | 62.9388 | 9.588 | 0 | 120.2182 | 0
18.10. | 10 | 196.1996 |  | 62.9388 | 9.588 | 0 | 123.6727 | 0
18.10. | 11 | 194.2616 |  | 63.0736 | 9.588 | 0 | 121.6 | 0
18.10. | 12 | 193.4949 |  | 63.3432 | 9.588 | 0 | 120.5636 | 0
18.10. | 13 | 200.0916 |  | 70.2854 | 9.588 | 0 | 120.2182 | 0
18.10. | 14 | 213.1556 |  | 71.4312 | 9.588 | 0 | 132.1364 | 0
18.10. | 15 | 216.6396 |  | 71.6334 | 9.588 | 0 | 135.4182 | 0
18.10. | 16 | 214.7606 |  | 72.1726 | 9.588 | 0 | 133 | 0
18.10. | 17 | 222.8788 |  | 72.1726 | 9.588 | 0 | 141.1182 | 0
18.10. | 18 | 223.6666 |  | 72.4422 | 9.588 | 0 | 141.6364 | 0
18.10. | 19 | 222.803 |  | 72.4422 | 9.588 | 0 | 140.7727 | 0
18.10. | 20 | 223.8688 |  | 72.6444 | 9.588 | 0 | 141.6364 | 0
18.10. | 21 | 220.6459 |  | 73.0488 | 9.588 | 0 | 138.0091 | 0
18.10. | 22 | 223.6876 |  | 72.9814 | 9.588 | 0 | 141.1182 | 0
18.10. | 23 | 221.3663 |  | 73.251 | 9.588 | 0 | 138.5273 | 0
18.10. | 24 | 221.2779 |  | 72.6444 | 9.588 | 0 | 139.0455 | 0
19.10. | 1 | 219.2346 |  | 72.8466 | 9.588 | 0 | 136.8 | 0
19.10. | 2 | 220.2331 |  | 72.9814 | 9.588 | 0 | 137.6636 | 0
19.10. | 3 | 219.955 |  | 73.0488 | 9.588 | 0 | 137.3182 | 0
19.10. | 4 | 222.171 |  | 72.8466 | 9.588 | 0 | 139.7364 | 0
19.10. | 5 | 217.3936 |  | 73.251 | 9.588 | 0 | 134.5545 | 0
19.10. | 6 | 223.755 |  | 73.0488 | 9.588 | 0 | 141.1182 | 0
19.10. | 7 | 221.6823 |  | 73.0488 | 9.588 | 0 | 139.0455 | 0
19.10. | 8 | 222.2384 |  | 72.914 | 9.588 | 0 | 139.7364 | 0
19.10. | 9 | 223.418 |  | 72.7118 | 9.588 | 0 | 141.1182 | 0
19.10. | 10 | 224.1848 |  | 72.4422 | 9.588 | 0 | 142.1545 | 0
19.10. | 11 | 220.7387 |  | 72.1052 | 9.588 | 0 | 139.0455 | 0
19.10. | 12 | 213.4378 |  | 72.577 | 9.588 | 0 | 131.2727 | 0
19.10. | 13 | 221.0083 |  | 72.3748 | 9.588 | 0 | 139.0455 | 0
19.10. | 14 | 216.4754 |  | 71.2964 | 9.588 | 0 | 135.5909 | 0
19.10. | 15 | 219.4791 |  | 71.3638 | 9.588 | 0 | 138.5273 | 0
19.10. | 16 | 218.2236 |  | 71.8356 | 9.588 | 0 | 136.8 | 0
19.10. | 17 | 222.0362 |  | 72.7118 | 9.588 | 0 | 139.7364 | 0
19.10. | 18 | 222.4196 |  | 72.577 | 9.588 | 0 | 140.2545 | 0
19.10. | 19 | 221.1431 |  | 72.5096 | 9.588 | 0 | 139.0455 | 0
19.10. | 20 | 220.6459 |  | 73.0488 | 9.588 | 0 | 138.0091 | 0
19.10. | 21 | 220.292 |  | 73.3858 | 9.588 | 0 | 137.3182 | 0
19.10. | 22 | 221.7497 |  | 73.1162 | 9.588 | 0 | 139.0455 | 0
19.10. | 23 | 224.3785 |  | 72.9814 | 9.588 | 0 | 141.8091 | 0
19.10. | 24 | 222.6892 |  | 72.8466 | 9.588 | 0 | 140.2545 | 0
20.10. | 1 | 221.6823 |  | 73.0488 | 9.588 | 0 | 139.0455 | 0
20.10. | 2 | 220.5027 |  | 73.251 | 9.588 | 0 | 137.6636 | 0
20.10. | 3 | 220.5701 |  | 73.3184 | 9.588 | 0 | 137.6636 | 0
20.10. | 4 | 211.8624 |  | 69.2744 | 9.588 | 0 | 133 | 0
20.10. | 5 | 219.3231 |  | 73.4532 | 9.588 | 0 | 136.2818 | 0
20.10. | 6 | 217.7096 |  | 73.0488 | 9.588 | 0 | 135.0727 | 0
20.10. | 7 | 217.2293 |  | 72.914 | 9.588 | 0 | 134.7273 | 0
20.10. | 8 | 217.2967 |  | 72.9814 | 9.588 | 0 | 134.7273 | 0
20.10. | 9 | 221.3074 |  | 72.8466 | 9.588 | 0 | 138.8727 | 0
20.10. | 10 | 219.8161 |  | 71.7008 | 9.588 | 0 | 138.5273 | 0
20.10. | 11 | 222.9631 |  | 71.566 | 9.588 | 0 | 141.8091 | 0
20.10. | 12 | 219.5255 |  | 70.892 | 9.588 | 0 | 139.0455 | 0
20.10. | 13 | 223.5697 |  | 72.1726 | 9.588 | 0 | 141.8091 | 0
20.10. | 14 | 223.2158 |  | 72.5096 | 9.588 | 0 | 141.1182 | 0
20.10. | 15 | 220.8061 |  | 72.1726 | 9.588 | 0 | 139.0455 | 0
20.10. | 16 | 223.3886 |  | 72.5096 | 9.588 | 0 | 141.2909 | 0
20.10. | 17 | 223.793 |  | 72.914 | 9.588 | 0 | 141.2909 | 0
20.10. | 18 | 222.9588 |  | 73.1162 | 9.588 | 0 | 140.2545 | 0
20.10. | 19 | 224.6735 |  | 72.24 | 9.588 | 0 | 142.8455 | 0
20.10. | 20 | 218.7628 |  | 72.3748 | 9.588 | 0 | 136.8 | 0
20.10. | 21 | 216.8128 |  | 66.1066 | 9.588 | 0 | 141.1182 | 0
20.10. | 22 | 223.5528 |  | 72.8466 | 9.588 | 0 | 141.1182 | 0
20.10. | 23 | 222.7481 |  | 73.251 | 9.588 | 0 | 139.9091 | 0
20.10. | 24 | 221.0967 |  | 72.9814 | 9.588 | 0 | 138.5273 | 0
21.10. | 1 | 222.7566 |  | 72.914 | 9.588 | 0 | 140.2545 | 0
21.10. | 2 | 221.4422 |  | 72.9814 | 9.588 | 0 | 138.8727 | 0
21.10. | 3 | 211.1 |  | 67.9938 | 9.588 | 0 | 133.5182 | 0
21.10. | 4 | 219.4284 |  | 73.3858 | 9.588 | 0 | 136.4545 | 0
21.10. | 5 | 216.4331 |  | 72.9814 | 9.588 | 0 | 133.8636 | 0
21.10. | 6 | 206.5497 |  | 73.1162 | 9.588 | 0 | 123.8455 | 0
21.10. | 7 | 208.7952 |  | 73.1162 | 9.588 | 0 | 126.0909 | 0
21.10. | 8 | 208.9974 |  | 73.3184 | 9.588 | 0 | 126.0909 | 0
21.10. | 9 | 209.7936 |  | 73.251 | 9.588 | 0 | 126.9545 | 0
21.10. | 10 | 209.6083 |  | 72.3748 | 9.588 | 0 | 127.6455 | 0
21.10. | 11 | 211.997 |  | 72.1726 | 9.588 | 0 | 130.2364 | 0
21.10. | 12 | 213.3829 |  | 73.3858 | 9.588 | 0 | 130.4091 | 0
21.10. | 13 | 212.9111 |  | 72.914 | 9.588 | 0 | 130.4091 | 0
21.10. | 14 | 211.7694 |  | 72.9814 | 9.588 | 0 | 129.2 | 0
21.10. | 15 | 209.6967 |  | 72.9814 | 9.588 | 0 | 127.1273 | 0
21.10. | 16 | 208.555 |  | 73.0488 | 9.588 | 0 | 125.9182 | 0
21.10. | 17 | 210.9817 |  | 72.7118 | 9.588 | 0 | 128.6818 | 0
21.10. | 18 | 211.702 |  | 72.914 | 9.588 | 0 | 129.2 | 0
21.10. | 19 | 212.5067 |  | 72.5096 | 9.588 | 0 | 130.4091 | 0
21.10. | 20 | 213.324 |  | 72.9814 | 9.588 | 0 | 130.7545 | 0
21.10. | 21 | 211.5883 |  | 73.3184 | 9.588 | 0 | 128.6818 | 0
21.10. | 22 | 209.5155 |  | 73.3184 | 9.588 | 0 | 126.6091 | 0
21.10. | 23 | 210.3202 |  | 72.914 | 9.588 | 0 | 127.8182 | 0
21.10. | 24 | 211.3187 |  | 73.0488 | 9.588 | 0 | 128.6818 | 0
22.10. | 1 | 209.9453 |  | 72.7118 | 9.588 | 0 | 127.6455 | 0
22.10. | 2 | 210.7331 |  | 72.9814 | 9.588 | 0 | 128.1636 | 0
22.10. | 3 | 208.9384 |  | 72.914 | 9.588 | 0 | 126.4364 | 0
22.10. | 4 | 204.3422 |  | 72.9814 | 9.588 | 0 | 121.7727 | 0
22.10. | 5 | 206.061 |  | 73.3184 | 9.588 | 0 | 123.1545 | 0
22.10. | 6 | 210.851 |  | 73.7902 | 9.588 | 0 | 127.4727 | 0
22.10. | 7 | 216.3067 |  | 72.5096 | 9.588 | 0 | 134.2091 | 0
22.10. | 8 | 220.1782 |  | 73.7902 | 9.588 | 0 | 136.8 | 0
22.10. | 9 | 224.0162 |  | 73.6554 | 9.588 | 0 | 140.7727 | 0
22.10. | 10 | 222.3437 |  | 72.8466 | 9.588 | 0 | 139.9091 | 0
22.10. | 11 | 220.2415 |  | 72.6444 | 9.588 | 0 | 138.0091 | 0
22.10. | 12 | 221.8466 |  | 73.3858 | 9.588 | 0 | 138.8727 | 0
22.10. | 13 | 223.9952 |  | 73.1162 | 9.588 | 0 | 141.2909 | 0
22.10. | 14 | 223.4096 |  | 73.0488 | 9.588 | 0 | 140.7727 | 0
22.10. | 15 | 221.893 |  | 72.914 | 9.588 | 0 | 139.3909 | 0
22.10. | 16 | 225.4149 |  | 72.9814 | 9.588 | 0 | 142.8455 | 0
22.10. | 17 | 226.9694 |  | 72.9814 | 9.588 | 0 | 144.4 | 0
22.10. | 18 | 226.9231 |  | 73.4532 | 9.588 | 0 | 143.8818 | 0
22.10. | 19 | 226.3165 |  | 72.8466 | 9.588 | 0 | 143.8818 | 0
22.10. | 20 | 227.6434 |  | 73.6554 | 9.588 | 0 | 144.4 | 0
22.10. | 21 | 228.0648 |  | 73.3858 | 9.588 | 0 | 145.0909 | 0
22.10. | 22 | 227.951 |  | 73.7902 | 9.588 | 0 | 144.5727 | 0
22.10. | 23 | 228.0648 |  | 73.3858 | 9.588 | 0 | 145.0909 | 0
22.10. | 24 | 228.6798 |  | 73.6554 | 9.588 | 0 | 145.4364 | 0
23.10. | 1 | 227.8162 |  | 73.6554 | 9.588 | 0 | 144.5727 | 0
23.10. | 2 | 225.9836 |  | 73.7228 | 9.588 | 0 | 142.6727 | 0
23.10. | 3 | 221.9814 |  | 73.5206 | 9.588 | 0 | 138.8727 | 0
23.10. | 4 | 222.1541 |  | 73.5206 | 9.588 | 0 | 139.0455 | 0
23.10. | 5 | 219.2472 |  | 73.7228 | 9.588 | 0 | 135.9364 | 0
23.10. | 6 | 216.829 |  | 73.7228 | 9.588 | 0 | 133.5182 | 0
23.10. | 7 | 218.114 |  | 73.4532 | 9.588 | 0 | 135.0727 | 0
23.10. | 8 | 218.8344 |  | 73.6554 | 9.588 | 0 | 135.5909 | 0
23.10. | 9 | 203.2384 |  | 72.914 | 9.588 | 0 | 120.7364 | 0
23.10. | 10 | 220.1657 |  | 72.914 | 9.588 | 0 | 137.6636 | 0
23.10. | 11 | 221.893 |  | 72.914 | 9.588 | 0 | 139.3909 | 0
23.10. | 12 | 222.2889 |  | 73.6554 | 9.588 | 0 | 139.0455 | 0
23.10. | 13 | 214.5162 |  | 73.6554 | 9.588 | 0 | 131.2727 | 0
23.10. | 14 | 218.114 |  | 73.4532 | 9.588 | 0 | 135.0727 | 0
23.10. | 15 | 219.302 |  | 72.914 | 9.588 | 0 | 136.8 | 0
23.10. | 16 | 220.2246 |  | 73.3184 | 9.588 | 0 | 137.3182 | 0
23.10. | 17 | 223.3042 |  | 73.1162 | 9.588 | 0 | 140.6 | 0
23.10. | 18 | 224.9641 |  | 73.0488 | 9.588 | 0 | 142.3273 | 0
23.10. | 19 | 223.0052 |  | 72.6444 | 9.588 | 0 | 140.7727 | 0
23.10. | 20 | 221.4337 |  | 73.3184 | 9.588 | 0 | 138.5273 | 0
23.10. | 21 | 225.9246 |  | 73.3184 | 9.588 | 0 | 143.0182 | 0
23.10. | 22 | 225.8193 |  | 73.3858 | 9.588 | 0 | 142.8455 | 0
23.10. | 23 | 224.8588 |  | 73.1162 | 9.588 | 0 | 142.1545 | 0
23.10. | 24 | 223.5064 |  | 73.3184 | 9.588 | 0 | 140.6 | 0
24.10. | 1 | 223.9572 |  | 73.251 | 9.588 | 0 | 141.1182 | 0
24.10. | 2 | 221.7118 |  | 73.251 | 9.588 | 0 | 138.8727 | 0
24.10. | 3 | 220.1108 |  | 73.7228 | 9.588 | 0 | 136.8 | 0
24.10. | 4 | 219.698 |  | 73.6554 | 9.588 | 0 | 136.4545 | 0
24.10. | 5 | 220.5027 |  | 73.251 | 9.588 | 0 | 137.6636 | 0
24.10. | 6 | 218.5058 |  | 72.9814 | 9.588 | 0 | 135.9364 | 0
24.10. | 7 | 211.4914 |  | 73.0488 | 9.588 | 0 | 128.8545 | 0
24.10. | 8 | 210.8469 |  | 72.577 | 9.588 | 0 | 128.6818 | 0
24.10. | 9 | 216.0412 |  | 73.4532 | 9.588 | 0 | 133 | 0
24.10. | 10 | 212.2792 |  | 73.3184 | 9.588 | 0 | 129.3727 | 0
24.10. | 11 | 220.5027 |  | 73.251 | 9.588 | 0 | 137.6636 | 0
24.10. | 12 | 222.6428 |  | 73.3184 | 9.588 | 0 | 139.7364 | 0
24.10. | 13 | 219.7064 |  | 73.3184 | 9.588 | 0 | 136.8 | 0
24.10. | 14 | 221.2315 |  | 73.1162 | 9.588 | 0 | 138.5273 | 0
24.10. | 15 | 220.8481 |  | 73.251 | 9.588 | 0 | 138.0091 | 0
24.10. | 16 | 222.6892 |  | 72.8466 | 9.588 | 0 | 140.2545 | 0
24.10. | 17 | 221.8845 |  | 73.251 | 9.588 | 0 | 139.0455 | 0
24.10. | 18 | 210.4308 |  | 60.2428 | 9.588 | 0 | 140.6 | 0
24.10. | 19 | 209.1628 |  | 59.8384 | 9.588 | 0 | 139.7364 | 0
24.10. | 20 | 216.5476 |  | 64.2868 | 9.588 | 0 | 142.6727 | 0
24.10. | 21 | 218.1144 |  | 67.9264 | 9.588 | 0 | 140.6 | 0
24.10. | 22 | 221.2612 |  | 70.555 | 9.588 | 0 | 141.1182 | 0
24.10. | 23 | 223.814 |  | 73.4532 | 9.588 | 0 | 140.7727 | 0
24.10. | 24 | 223.814 |  | 73.4532 | 9.588 | 0 | 140.7727 | 0
25.10. | 1 | 222.6428 |  | 73.3184 | 9.588 | 0 | 139.7364 | 0
25.10. | 2 | 220.7638 |  | 73.8576 | 9.588 | 0 | 137.3182 | 0
25.10. | 3 | 218.6616 |  | 73.6554 | 9.588 | 0 | 135.4182 | 0
25.10. | 4 | 220.1108 |  | 73.7228 | 9.588 | 0 | 136.8 | 0
25.10. | 5 | 217.461 |  | 73.3184 | 9.588 | 0 | 134.5545 | 0
25.10. | 6 | 216.0287 |  | 72.577 | 9.588 | 0 | 133.8636 | 0
25.10. | 7 | 216.3741 |  | 72.577 | 9.588 | 0 | 134.2091 | 0
25.10. | 8 | 208.9384 |  | 72.914 | 9.588 | 0 | 126.4364 | 0
25.10. | 9 | 213.2566 |  | 72.914 | 9.588 | 0 | 130.7545 | 0
25.10. | 10 | 216.4415 |  | 72.6444 | 9.588 | 0 | 134.2091 | 0
25.10. | 11 | 211.1039 |  | 71.9704 | 9.588 | 0 | 129.5455 | 0
25.10. | 12 | 214.7058 |  | 72.9814 | 9.588 | 0 | 132.1364 | 0
25.10. | 13 | 212.7384 |  | 72.914 | 9.588 | 0 | 130.2364 | 0
25.10. | 14 | 212.7174 |  | 72.3748 | 9.588 | 0 | 130.7545 | 0
25.10. | 15 | 217.044 |  | 72.0378 | 9.588 | 0 | 135.4182 | 0
25.10. | 16 | 220.2205 |  | 72.1052 | 9.588 | 0 | 138.5273 | 0
25.10. | 17 | 220.2964 |  | 71.8356 | 9.588 | 0 | 138.8727 | 0
25.10. | 18 | 223.2791 |  | 71.3638 | 9.588 | 0 | 142.3273 | 0
25.10. | 19 | 221.0168 |  | 72.0378 | 9.588 | 0 | 139.3909 | 0
25.10. | 20 | 221.8804 |  | 72.0378 | 9.588 | 0 | 140.2545 | 0
25.10. | 21 | 221.6108 |  | 71.7682 | 9.588 | 0 | 140.2545 | 0
25.10. | 22 | 220.0942 |  | 71.6334 | 9.588 | 0 | 138.8727 | 0
25.10. | 23 | 219.5675 |  | 71.9704 | 9.588 | 0 | 138.0091 | 0
25.10. | 24 | 220.8061 |  | 72.1726 | 9.588 | 0 | 139.0455 | 0
26.10. | 1 | 221.9688 |  | 72.6444 | 9.588 | 0 | 139.7364 | 0
26.10. | 2 | 218.7628 |  | 72.3748 | 9.588 | 0 | 136.8 | 0
26.10. | 3 | 215.6327 |  | 71.8356 | 9.588 | 0 | 134.2091 | 0
26.10. | 4 | 215.2324 |  | 72.6444 | 9.588 | 0 | 133 | 0
26.10. | 5 | 214.3983 |  | 72.8466 | 9.588 | 0 | 131.9636 | 0
26.10. | 6 | 215.5694 |  | 72.9814 | 9.588 | 0 | 133 | 0
26.10. | 7 | 215.1187 |  | 73.0488 | 9.588 | 0 | 132.4818 | 0
26.10. | 8 | 214.8406 |  | 73.1162 | 9.588 | 0 | 132.1364 | 0
26.10. | 9 | 218.7839 |  | 72.914 | 9.588 | 0 | 136.2818 | 0
26.10. | 10 | 210.9691 |  | 71.8356 | 9.588 | 0 | 129.5455 | 0
26.10. | 11 | 217.103 |  | 72.4422 | 9.588 | 0 | 135.0727 | 0
26.10. | 12 | 218.4469 |  | 72.577 | 9.588 | 0 | 136.2818 | 0
26.10. | 13 | 220.9619 |  | 72.8466 | 9.588 | 0 | 138.5273 | 0
26.10. | 14 | 216.7785 |  | 72.9814 | 9.588 | 0 | 134.2091 | 0
26.10. | 15 | 220.5111 |  | 72.914 | 9.588 | 0 | 138.0091 | 0
26.10. | 16 | 217.9792 |  | 73.3184 | 9.588 | 0 | 135.0727 | 0
26.10. | 17 | 221.5475 |  | 72.914 | 9.588 | 0 | 139.0455 | 0
26.10. | 18 | 222.3732 |  | 73.0488 | 9.588 | 0 | 139.7364 | 0
26.10. | 19 | 219.8876 |  | 72.9814 | 9.588 | 0 | 137.3182 | 0
26.10. | 20 | 198.1599 |  | 48.6628 | 9.588 | 0 | 139.9091 | 0
26.10. | 21 | 197.9577 |  | 48.4606 | 9.588 | 0 | 139.9091 | 0
26.10. | 22 | 196.8245 |  | 48.191 | 9.588 | 0 | 139.0455 | 0
26.10. | 23 | 196.7107 |  | 48.5954 | 9.588 | 0 | 138.5273 | 0
26.10. | 24 | 196.163 |  | 48.3932 | 9.588 | 0 | 138.1818 | 0
27.10. | 1 | 197.785 |  | 48.4606 | 9.588 | 0 | 139.7364 | 0
27.10. | 2 | 193.9176 |  | 48.3932 | 9.588 | 0 | 135.9364 | 0
27.10. | 3 | 195.569 |  | 48.6628 | 9.588 | 0 | 137.3182 | 0
27.10. | 4 | 195.5016 |  | 48.5954 | 9.588 | 0 | 137.3182 | 0
27.10. | 5 | 195.232 |  | 48.3258 | 9.588 | 0 | 137.3182 | 0
27.10. | 6 | 192.9781 |  | 48.6628 | 9.588 | 0 | 134.7273 | 0
27.10. | 7 | 190.6652 |  | 48.5954 | 9.588 | 0 | 132.4818 | 0
27.10. | 8 | 178.9872 |  | 48.6628 | 9.588 | 0 | 120.7364 | 0
27.10. | 9 | 180.3859 |  | 47.9888 | 9.588 | 0 | 122.8091 | 0
27.10. | 10 | 179.4928 |  | 47.7866 | 9.588 | 0 | 122.1182 | 0
27.10. | 11 | 193.5721 |  | 48.3932 | 9.588 | 0 | 135.5909 | 0
27.10. | 12 | 191.5668 |  | 48.4606 | 9.588 | 0 | 133.5182 | 0
27.10. | 13 | 196.5085 |  | 48.3932 | 9.588 | 0 | 138.5273 | 0
27.10. | 14 | 193.7238 |  | 47.854 | 9.588 | 0 | 136.2818 | 0
27.10. | 15 | 194.6379 |  | 48.5954 | 9.588 | 0 | 136.4545 | 0
27.10. | 16 | 185.5423 |  | 48.9998 | 9.588 | 0 | 126.9545 | 0
27.10. | 17 | 189.3129 |  | 48.7976 | 9.588 | 0 | 130.9273 | 0
27.10. | 18 | 201.0583 |  | 48.7976 | 9.588 | 0 | 142.6727 | 0
27.10. | 19 | 197.3511 |  | 47.854 | 9.588 | 0 | 139.9091 | 0
27.10. | 20 | 219.7951 |  | 71.1616 | 9.588 | 0 | 139.0455 | 0
27.10. | 21 | 223.3422 |  | 72.9814 | 9.588 | 0 | 140.7727 | 0
27.10. | 22 | 217.7774 |  | 67.5894 | 9.588 | 0 | 140.6 | 0
27.10. | 23 | 219.2561 |  | 67.859 | 9.588 | 0 | 141.8091 | 0
27.10. | 24 | 217.3646 |  | 67.522 | 9.588 | 0 | 140.2545 | 0
28.10. | 1 | 211.724 |  | 62.3996 | 9.588 | 0 | 139.7364 | 0
28.10. | 2 | 217.8238 |  | 67.1176 | 9.588 | 0 | 141.1182 | 0
28.10. | 3 | 215.1865 |  | 67.5894 | 9.588 | 0 | 138.0091 | 0
28.10. | 4 | 215.1655 |  | 67.0502 | 9.588 | 0 | 138.5273 | 0
28.10. | 5 | 215.2204 |  | 66.2414 | 9.588 | 0 | 139.3909 | 0
28.10. | 6 | 210.6915 |  | 66.3762 | 9.588 | 0 | 134.7273 | 0
28.10. | 7 | 213.316 |  | 67.7916 | 9.588 | 0 | 135.9364 | 0
28.10. | 8 | 212.1912 |  | 67.185 | 9.588 | 0 | 135.4182 | 0
28.10. | 9 | 216.6821 |  | 67.185 | 9.588 | 0 | 139.9091 | 0
28.10. | 10 | 214.3608 |  | 67.4546 | 9.588 | 0 | 137.3182 | 0
28.10. | 11 | 215.4561 |  | 67.859 | 9.588 | 0 | 138.0091 | 0
28.10. | 12 | 221.2779 |  | 72.6444 | 9.588 | 0 | 139.0455 | 0
28.10. | 13 | 224.0415 |  | 72.6444 | 9.588 | 0 | 141.8091 | 0
28.10. | 14 | 225.4528 |  | 72.8466 | 9.588 | 0 | 143.0182 | 0
28.10. | 15 | 225.1453 |  | 72.7118 | 9.588 | 0 | 142.8455 | 0
28.10. | 16 | 224.5428 |  | 73.3184 | 9.588 | 0 | 141.6364 | 0
28.10. | 17 | 221.8845 |  | 73.251 | 9.588 | 0 | 139.0455 | 0
28.10. | 18 | 223.7804 |  | 72.0378 | 9.588 | 0 | 142.1545 | 0
28.10. | 19 | 225.6635 |  | 72.7118 | 9.588 | 0 | 143.3636 | 0
28.10. | 20 | 221.9519 |  | 73.3184 | 9.588 | 0 | 139.0455 | 0
28.10. | 21 | 225.0315 |  | 73.1162 | 9.588 | 0 | 142.3273 | 0
28.10. | 22 | 224.9641 |  | 73.0488 | 9.588 | 0 | 142.3273 | 0
28.10. | 23 | 225.3475 |  | 72.914 | 9.588 | 0 | 142.8455 | 0
28.10. | 24 | 225.1663 |  | 73.251 | 9.588 | 0 | 142.3273 | 0
29.10. | 1 | 224.724 |  | 72.9814 | 9.588 | 0 | 142.1545 | 0
29.10. | 2 | 225.2337 |  | 73.3184 | 9.588 | 0 | 142.3273 | 0
29.10. | 3 | 225.5118 |  | 73.251 | 9.588 | 0 | 142.6727 | 0
29.10. | 4 | 223.6118 |  | 73.251 | 9.588 | 0 | 140.7727 | 0
29.10. | 5 | 225.3096 |  | 73.0488 | 9.588 | 0 | 142.6727 | 0
29.10. | 6 | 223.439 |  | 73.251 | 9.588 | 0 | 140.6 | 0
29.10. | 7 | 220.2246 |  | 73.3184 | 9.588 | 0 | 137.3182 | 0
29.10. | 8 | 219.2557 |  | 73.3858 | 9.588 | 0 | 136.2818 | 0
29.10. | 9 | 199.1668 |  | 48.4606 | 9.588 | 0 | 141.1182 | 0
29.10. | 10 | 196.5633 |  | 47.5844 | 9.588 | 0 | 139.3909 | 0
29.10. | 11 | 184.5987 |  | 48.0562 | 9.588 | 0 | 126.9545 | 0
29.10. | 12 | 209.3133 |  | 73.1162 | 9.588 | 0 | 126.6091 | 0
29.10. | 13 | 213.2566 |  | 72.914 | 9.588 | 0 | 130.7545 | 0
29.10. | 14 | 210.5519 |  | 73.3184 | 9.588 | 0 | 127.6455 | 0
29.10. | 15 | 194.0976 |  | 59.9732 | 9.588 | 0 | 124.5364 | 0
29.10. | 16 | 191.2666 |  | 59.9058 | 9.588 | 0 | 121.7727 | 0
29.10. | 17 | 205.8088 |  | 66.848 | 9.588 | 0 | 129.3727 | 0
29.10. | 18 | 210.2026 |  | 69.3418 | 9.588 | 0 | 131.2727 | 0
29.10. | 19 | 214.8196 |  | 72.577 | 9.588 | 0 | 132.6545 | 0
29.10. | 20 | 219.3484 |  | 72.4422 | 9.588 | 0 | 137.3182 | 0
29.10. | 21 | 222.6302 |  | 72.4422 | 9.588 | 0 | 140.6 | 0
29.10. | 22 | 219.5506 |  | 72.6444 | 9.588 | 0 | 137.3182 | 0
29.10. | 23 | 222.5544 |  | 72.7118 | 9.588 | 0 | 140.2545 | 0
29.10. | 24 | 216.5553 |  | 72.24 | 9.588 | 0 | 134.7273 | 0
30.10. | 1 | 213.7832 |  | 72.577 | 9.588 | 0 | 131.6182 | 0
30.10. | 2 | 220.2246 |  | 73.3184 | 9.588 | 0 | 137.3182 | 0
30.10. | 3 | 219.7064 |  | 73.3184 | 9.588 | 0 | 136.8 | 0
30.10. | 4 | 219.045 |  | 73.5206 | 9.588 | 0 | 135.9364 | 0
30.10. | 5 | 218.114 |  | 73.4532 | 9.588 | 0 | 135.0727 | 0
30.10. | 6 | 218.7754 |  | 73.251 | 9.588 | 0 | 135.9364 | 0
30.10. | 7 | 214.5331 |  | 72.9814 | 9.588 | 0 | 131.9636 | 0
30.10. | 8 | 218.9187 |  | 73.0488 | 9.588 | 0 | 136.2818 | 0
30.10. | 9 | 220.6923 |  | 72.577 | 9.588 | 0 | 138.5273 | 0
30.10. | 10 | 222.6008 |  | 72.24 | 9.588 | 0 | 140.7727 | 0
30.10. | 11 | 215.8898 |  | 71.229 | 9.588 | 0 | 135.0727 | 0
30.10. | 12 | 219.8751 |  | 72.1052 | 9.588 | 0 | 138.1818 | 0
30.10. | 13 | 215.3842 |  | 72.1052 | 9.588 | 0 | 133.6909 | 0
30.10. | 14 | 222.0826 |  | 72.24 | 9.588 | 0 | 140.2545 | 0
30.10. | 15 | 215.0976 |  | 72.5096 | 9.588 | 0 | 133 | 0
30.10. | 16 | 224.1089 |  | 72.7118 | 9.588 | 0 | 141.8091 | 0
30.10. | 17 | 220.6165 |  | 72.8466 | 9.588 | 0 | 138.1818 | 0
30.10. | 18 | 220.5785 |  | 72.9814 | 9.588 | 0 | 138.0091 | 0
30.10. | 19 | 224.1174 |  | 72.3748 | 9.588 | 0 | 142.1545 | 0
30.10. | 20 | 223.9152 |  | 72.1726 | 9.588 | 0 | 142.1545 | 0
30.10. | 21 | 226.7588 |  | 73.1162 | 9.588 | 0 | 144.0545 | 0
30.10. | 22 | 223.102 |  | 72.914 | 9.588 | 0 | 140.6 | 0
30.10. | 23 | 226.8346 |  | 72.8466 | 9.588 | 0 | 144.4 | 0
30.10. | 24 | 225.1748 |  | 72.914 | 9.588 | 0 | 142.6727 | 0
31.10. | 1 | 224.13 |  | 73.251 | 9.588 | 0 | 141.2909 | 0
31.10. | 2 | 223.7086 |  | 73.5206 | 9.588 | 0 | 140.6 | 0
31.10. | 3 | 224.745 |  | 73.5206 | 9.588 | 0 | 141.6364 | 0
31.10. | 4 | 222.4406 |  | 73.1162 | 9.588 | 0 | 139.7364 | 0
31.10. | 5 | 225.3685 |  | 73.4532 | 9.588 | 0 | 142.3273 | 0
31.10. | 6 | 225.1748 |  | 72.914 | 9.588 | 0 | 142.6727 | 0
31.10. | 7 | 217.1745 |  | 73.7228 | 9.588 | 0 | 133.8636 | 0
31.10. | 8 | 219.7654 |  | 73.7228 | 9.588 | 0 | 136.4545 | 0
31.10. | 9 | 210.7836 |  | 73.7228 | 9.588 | 0 | 127.4727 | 0
31.10. | 10 | 208.8162 |  | 73.6554 | 9.588 | 0 | 125.5727 | 0
31.10. | 11 | 208.9848 |  | 72.4422 | 9.588 | 0 | 126.9545 | 0
31.10. | 12 | 209.8484 |  | 72.4422 | 9.588 | 0 | 127.8182 | 0
31.10. | 13 | 206.1243 |  | 72.1726 | 9.588 | 0 | 124.3636 | 0
31.10. | 14 | 212.0349 |  | 72.0378 | 9.588 | 0 | 130.4091 | 0
31.10. | 15 | 211.9801 |  | 72.8466 | 9.588 | 0 | 129.5455 | 0
31.10. | 16 | 216.766 |  | 72.1052 | 9.588 | 0 | 135.0727 | 0
31.10. | 17 | 216.7785 |  | 72.9814 | 9.588 | 0 | 134.2091 | 0
31.10. | 18 | 220.3679 |  | 73.1162 | 9.588 | 0 | 137.6636 | 0
31.10. | 19 | 222.7102 |  | 73.3858 | 9.588 | 0 | 139.7364 | 0
31.10. | 20 | 221.4337 |  | 73.3184 | 9.588 | 0 | 138.5273 | 0
31.10. | 21 | 219.7275 |  | 73.8576 | 9.588 | 0 | 136.2818 | 0
31.10. | 22 | 222.5585 |  | 73.925 | 9.588 | 0 | 139.0455 | 0
31.10. | 23 | 223.0177 |  | 73.5206 | 9.588 | 0 | 139.9091 | 0
31.10. | 24 | 226.2237 |  | 73.7902 | 9.588 | 0 | 142.8455 | 0
01.11. | 1 | 221.1557 |  | 73.3858 | 9.588 | 0 | 138.1818 | 0
01.11. | 2 | 221.2525 |  | 73.6554 | 9.588 | 0 | 138.0091 | 0
01.11. | 3 | 221.6949 |  | 73.925 | 9.588 | 0 | 138.1818 | 0
01.11. | 4 | 222.6933 |  | 74.0598 | 9.588 | 0 | 139.0455 | 0
01.11. | 5 | 223.2873 |  | 73.7902 | 9.588 | 0 | 139.9091 | 0
01.11. | 6 | 221.2231 |  | 73.4532 | 9.588 | 0 | 138.1818 | 0
01.11. | 7 | 220.9071 |  | 73.6554 | 9.588 | 0 | 137.6636 | 0
01.11. | 8 | 219.9002 |  | 73.8576 | 9.588 | 0 | 136.4545 | 0
01.11. | 9 | 222.7692 |  | 73.7902 | 9.588 | 0 | 139.3909 | 0
01.11. | 10 | 222.9588 |  | 73.1162 | 9.588 | 0 | 140.2545 | 0
01.11. | 11 | 223.7002 |  | 73.8576 | 9.588 | 0 | 140.2545 | 0
01.11. | 12 | 224.9936 |  | 73.251 | 9.588 | 0 | 142.1545 | 0
01.11. | 13 | 226.2237 |  | 73.7902 | 9.588 | 0 | 142.8455 | 0
01.11. | 14 | 226.645 |  | 73.5206 | 9.588 | 0 | 143.5364 | 0
01.11. | 15 | 222.0193 |  | 73.3858 | 9.588 | 0 | 139.0455 | 0
01.11. | 16 | 223.5654 |  | 73.7228 | 9.588 | 0 | 140.2545 | 0
01.11. | 17 | 223.6412 |  | 73.4532 | 9.588 | 0 | 140.6 | 0
01.11. | 18 | 225.6381 |  | 73.7228 | 9.588 | 0 | 142.3273 | 0
01.11. | 19 | 224.0162 |  | 73.6554 | 9.588 | 0 | 140.7727 | 0
01.11. | 20 | 226.4049 |  | 73.4532 | 9.588 | 0 | 143.3636 | 0
01.11. | 21 | 226.0889 |  | 73.6554 | 9.588 | 0 | 142.8455 | 0
01.11. | 22 | 226.329 |  | 73.7228 | 9.588 | 0 | 143.0182 | 0
01.11. | 23 | 223.9108 |  | 73.7228 | 9.588 | 0 | 140.6 | 0
01.11. | 24 | 223.3632 |  | 73.5206 | 9.588 | 0 | 140.2545 | 0
02.11. | 1 | 219.3231 |  | 73.4532 | 9.588 | 0 | 136.2818 | 0
02.11. | 2 | 220.629 |  | 73.7228 | 9.588 | 0 | 137.3182 | 0
02.11. | 3 | 218.6616 |  | 73.6554 | 9.588 | 0 | 135.4182 | 0
02.11. | 4 | 209.4776 |  | 73.4532 | 9.588 | 0 | 126.4364 | 0
02.11. | 5 | 215.0723 |  | 73.5206 | 9.588 | 0 | 131.9636 | 0
02.11. | 6 | 215.9949 |  | 73.925 | 9.588 | 0 | 132.4818 | 0
02.11. | 7 | 220.2456 |  | 73.8576 | 9.588 | 0 | 136.8 | 0
02.11. | 8 | 220.0224 |  | 73.1162 | 9.588 | 0 | 137.3182 | 0
02.11. | 9 | 219.7738 |  | 73.3858 | 9.588 | 0 | 136.8 | 0
02.11. | 10 | 219.0998 |  | 72.7118 | 9.588 | 0 | 136.8 | 0
02.11. | 11 | 219.281 |  | 72.3748 | 9.588 | 0 | 137.3182 | 0
02.11. | 12 | 224.5892 |  | 72.8466 | 9.588 | 0 | 142.1545 | 0
02.11. | 13 | 221.9519 |  | 73.3184 | 9.588 | 0 | 139.0455 | 0
02.11. | 14 | 220.292 |  | 73.3858 | 9.588 | 0 | 137.3182 | 0
02.11. | 15 | 222.1162 |  | 73.6554 | 9.588 | 0 | 138.8727 | 0
02.11. | 16 | 222.1541 |  | 73.5206 | 9.588 | 0 | 139.0455 | 0
02.11. | 17 | 219.5632 |  | 73.5206 | 9.588 | 0 | 136.4545 | 0
02.11. | 18 | 224.3322 |  | 73.4532 | 9.588 | 0 | 141.2909 | 0
02.11. | 19 | 218.5648 |  | 73.3858 | 9.588 | 0 | 135.5909 | 0
02.11. | 20 | 224.6312 |  | 73.925 | 9.588 | 0 | 141.1182 | 0
02.11. | 21 | 225.3685 |  | 73.4532 | 9.588 | 0 | 142.3273 | 0
02.11. | 22 | 222.4237 |  | 73.7902 | 9.588 | 0 | 139.0455 | 0
02.11. | 23 | 216.3572 |  | 73.251 | 9.588 | 0 | 133.5182 | 0
02.11. | 24 | 221.3663 |  | 73.251 | 9.588 | 0 | 138.5273 | 0
03.11. | 1 | 223.6328 |  | 73.7902 | 9.588 | 0 | 140.2545 | 0
03.11. | 2 | 220.5701 |  | 73.3184 | 9.588 | 0 | 137.6636 | 0
03.11. | 3 | 219.4958 |  | 73.4532 | 9.588 | 0 | 136.4545 | 0
03.11. | 4 | 221.2905 |  | 73.5206 | 9.588 | 0 | 138.1818 | 0
03.11. | 5 | 221.5601 |  | 73.7902 | 9.588 | 0 | 138.1818 | 0
03.11. | 6 | 216.8964 |  | 73.7902 | 9.588 | 0 | 133.5182 | 0
03.11. | 7 | 218.392 |  | 73.3858 | 9.588 | 0 | 135.4182 | 0
03.11. | 8 | 209.1498 |  | 64.489 | 9.588 | 0 | 135.0727 | 0
03.11. | 9 | 204.1747 |  | 60.3776 | 9.588 | 0 | 134.2091 | 0
03.11. | 10 | 206.9004 |  | 60.5124 | 9.588 | 0 | 136.8 | 0
03.11. | 11 | 204.5876 |  | 60.445 | 9.588 | 0 | 134.5545 | 0
03.11. | 12 | 204.3095 |  | 60.5124 | 9.588 | 0 | 134.2091 | 0
03.11. | 13 | 210.2202 |  | 60.3776 | 9.588 | 0 | 140.2545 | 0
03.11. | 14 | 201.9293 |  | 60.3776 | 9.588 | 0 | 131.9636 | 0
03.11. | 15 | 201.6512 |  | 60.445 | 9.588 | 0 | 131.6182 | 0
03.11. | 16 | 207.9747 |  | 60.3776 | 9.588 | 0 | 138.0091 | 0
03.11. | 17 | 210.9616 |  | 61.119 | 9.588 | 0 | 140.2545 | 0
03.11. | 18 | 214.5927 |  | 65.0956 | 9.588 | 0 | 139.9091 | 0
03.11. | 19 | 224.0249 |  | 70.555 | 9.588 | 0 | 143.8818 | 0
03.11. | 20 | 227.218 |  | 72.7118 | 9.588 | 0 | 144.9182 | 0
03.11. | 21 | 227.3064 |  | 73.3184 | 9.588 | 0 | 144.4 | 0
03.11. | 22 | 228.0184 |  | 73.8576 | 9.588 | 0 | 144.5727 | 0
03.11. | 23 | 226.0889 |  | 73.6554 | 9.588 | 0 | 142.8455 | 0
03.11. | 24 | 225.3939 |  | 72.4422 | 9.588 | 0 | 143.3636 | 0
04.11. | 1 | 224.7199 |  | 71.7682 | 9.588 | 0 | 143.3636 | 0
04.11. | 2 | 222.3986 |  | 72.0378 | 9.588 | 0 | 140.7727 | 0
04.11. | 3 | 220.1531 |  | 72.0378 | 9.588 | 0 | 138.5273 | 0
04.11. | 4 | 221.2653 |  | 71.7682 | 9.588 | 0 | 139.9091 | 0
04.11. | 5 | 218.2236 |  | 71.8356 | 9.588 | 0 | 136.8 | 0
04.11. | 6 | 218.9018 |  | 73.7228 | 9.588 | 0 | 135.5909 | 0
04.11. | 7 | 222.7607 |  | 74.1272 | 9.588 | 0 | 139.0455 | 0
04.11. | 8 | 223.2199 |  | 73.7228 | 9.588 | 0 | 139.9091 | 0
04.11. | 9 | 225.6676 |  | 73.925 | 9.588 | 0 | 142.1545 | 0
04.11. | 10 | 226.6071 |  | 73.6554 | 9.588 | 0 | 143.3636 | 0
04.11. | 11 | 225.3096 |  | 73.0488 | 9.588 | 0 | 142.6727 | 0
04.11. | 12 | 224.5133 |  | 73.1162 | 9.588 | 0 | 141.8091 | 0
04.11. | 13 | 222.8073 |  | 70.892 | 9.588 | 0 | 142.3273 | 0
04.11. | 14 | 227.0284 |  | 73.3858 | 9.588 | 0 | 144.0545 | 0
04.11. | 15 | 224.113 |  | 73.925 | 9.588 | 0 | 140.6 | 0
04.11. | 16 | 223.498 |  | 73.6554 | 9.588 | 0 | 140.2545 | 0
04.11. | 17 | 220.2246 |  | 73.3184 | 9.588 | 0 | 137.3182 | 0
04.11. | 18 | 222.7692 |  | 73.7902 | 9.588 | 0 | 139.3909 | 0
04.11. | 19 | 221.733 |  | 71.0268 | 9.588 | 0 | 141.1182 | 0
04.11. | 20 | 221.7753 |  | 69.3418 | 9.588 | 0 | 142.8455 | 0
04.11. | 21 | 222.344 |  | 70.0832 | 9.588 | 0 | 142.6727 | 0
04.11. | 22 | 222.622 |  | 70.0158 | 9.588 | 0 | 143.0182 | 0
04.11. | 23 | 220.5198 |  | 69.8136 | 9.588 | 0 | 141.1182 | 0
04.11. | 24 | 221.9101 |  | 69.4766 | 9.588 | 0 | 142.8455 | 0
05.11. | 1 | 220.3092 |  | 69.9484 | 9.588 | 0 | 140.7727 | 0
05.11. | 2 | 216.4038 |  | 70.0158 | 9.588 | 0 | 136.8 | 0
05.11. | 3 | 217.4023 |  | 70.1506 | 9.588 | 0 | 137.6636 | 0
05.11. | 4 | 214.2637 |  | 69.9484 | 9.588 | 0 | 134.7273 | 0
05.11. | 5 | 216.585 |  | 69.6788 | 9.588 | 0 | 137.3182 | 0
05.11. | 6 | 213.2948 |  | 70.0158 | 9.588 | 0 | 133.6909 | 0
05.11. | 7 | 209.8402 |  | 70.0158 | 9.588 | 0 | 130.2364 | 0
05.11. | 8 | 215.7888 |  | 69.7462 | 9.588 | 0 | 136.4545 | 0
05.11. | 9 | 218.544 |  | 70.0832 | 9.588 | 0 | 138.8727 | 0
05.11. | 10 | 217.9164 |  | 68.9374 | 9.588 | 0 | 139.3909 | 0
05.11. | 11 | 215.2117 |  | 69.3418 | 9.588 | 0 | 136.2818 | 0
05.11. | 12 | 217.5835 |  | 69.8136 | 9.588 | 0 | 138.1818 | 0
05.11. | 13 | 220.3766 |  | 70.0158 | 9.588 | 0 | 140.7727 | 0
05.11. | 14 | 215.2706 |  | 69.7462 | 9.588 | 0 | 135.9364 | 0
05.11. | 15 | 217.1117 |  | 69.3418 | 9.588 | 0 | 138.1818 | 0
05.11. | 16 | 218.4471 |  | 69.8136 | 9.588 | 0 | 139.0455 | 0
05.11. | 17 | 222.4111 |  | 72.914 | 9.588 | 0 | 139.9091 | 0
05.11. | 18 | 222.9503 |  | 73.4532 | 9.588 | 0 | 139.9091 | 0
05.11. | 19 | 219.7528 |  | 72.8466 | 9.588 | 0 | 137.3182 | 0
05.11. | 20 | 224.9472 |  | 73.7228 | 9.588 | 0 | 141.6364 | 0
05.11. | 21 | 222.4911 |  | 73.8576 | 9.588 | 0 | 139.0455 | 0
05.11. | 22 | 222.4996 |  | 73.5206 | 9.588 | 0 | 139.3909 | 0
05.11. | 23 | 221.3199 |  | 73.7228 | 9.588 | 0 | 138.0091 | 0
05.11. | 24 | 220.9829 |  | 73.3858 | 9.588 | 0 | 138.0091 | 0
06.11. | 1 | 217.1366 |  | 73.8576 | 9.588 | 0 | 133.6909 | 0
06.11. | 2 | 218.5268 |  | 73.5206 | 9.588 | 0 | 135.4182 | 0
06.11. | 3 | 218.5184 |  | 73.8576 | 9.588 | 0 | 135.0727 | 0
06.11. | 4 | 219.2472 |  | 73.7228 | 9.588 | 0 | 135.9364 | 0
06.11. | 5 | 219.1209 |  | 73.251 | 9.588 | 0 | 136.2818 | 0
06.11. | 6 | 219.8412 |  | 73.4532 | 9.588 | 0 | 136.8 | 0
06.11. | 7 | 218.6322 |  | 73.4532 | 9.588 | 0 | 135.5909 | 0
06.11. | 8 | 220.1782 |  | 73.7902 | 9.588 | 0 | 136.8 | 0
06.11. | 9 | 193.6087 |  | 62.9388 | 9.588 | 0 | 121.0818 | 0
06.11. | 10 | 209.8779 |  | 72.6444 | 9.588 | 0 | 127.6455 | 0
06.11. | 11 | 212.9196 |  | 72.577 | 9.588 | 0 | 130.7545 | 0
06.11. | 12 | 215.1102 |  | 73.3858 | 9.588 | 0 | 132.1364 | 0
06.11. | 13 | 218.5648 |  | 73.3858 | 9.588 | 0 | 135.5909 | 0
06.11. | 14 | 219.3231 |  | 73.4532 | 9.588 | 0 | 136.2818 | 0
06.11. | 15 | 221.7707 |  | 73.6554 | 9.588 | 0 | 138.5273 | 0
06.11. | 16 | 218.5648 |  | 73.3858 | 9.588 | 0 | 135.5909 | 0
06.11. | 17 | 217.5199 |  | 73.7228 | 9.588 | 0 | 134.2091 | 0
06.11. | 18 | 224.151 |  | 73.7902 | 9.588 | 0 | 140.7727 | 0
06.11. | 19 | 226.0889 |  | 73.6554 | 9.588 | 0 | 142.8455 | 0
06.11. | 20 | 221.1177 |  | 73.5206 | 9.588 | 0 | 138.0091 | 0
06.11. | 21 | 221.1557 |  | 73.3858 | 9.588 | 0 | 138.1818 | 0
06.11. | 22 | 224.113 |  | 73.925 | 9.588 | 0 | 140.6 | 0
06.11. | 23 | 220.6964 |  | 73.7902 | 9.588 | 0 | 137.3182 | 0
06.11. | 24 | 220.966 |  | 74.0598 | 9.588 | 0 | 137.3182 | 0
07.11. | 1 | 216.8964 |  | 73.7902 | 9.588 | 0 | 133.5182 | 0
07.11. | 2 | 215.3588 |  | 73.1162 | 9.588 | 0 | 132.6545 | 0
07.11. | 3 | 215.9275 |  | 73.8576 | 9.588 | 0 | 132.4818 | 0
07.11. | 4 | 214.3729 |  | 73.8576 | 9.588 | 0 | 130.9273 | 0
07.11. | 5 | 210.3328 |  | 73.7902 | 9.588 | 0 | 126.9545 | 0
07.11. | 6 | 215.4093 |  | 73.8576 | 9.588 | 0 | 131.9636 | 0
07.11. | 7 | 203.4911 |  | 73.8576 | 9.588 | 0 | 120.0455 | 0
07.11. | 8 | 214.1328 |  | 73.7902 | 9.588 | 0 | 130.7545 | 0
07.11. | 9 | 217.5873 |  | 73.7902 | 9.588 | 0 | 134.2091 | 0
07.11. | 10 | 219.2557 |  | 73.3858 | 9.588 | 0 | 136.2818 | 0
07.11. | 11 | 220.8187 |  | 73.0488 | 9.588 | 0 | 138.1818 | 0
07.11. | 12 | 221.9604 |  | 72.9814 | 9.588 | 0 | 139.3909 | 0
07.11. | 13 | 218.4932 |  | 72.1052 | 9.588 | 0 | 136.8 | 0
07.11. | 14 | 216.3108 |  | 73.7228 | 9.588 | 0 | 133 | 0
07.11. | 15 | 219.2557 |  | 73.3858 | 9.588 | 0 | 136.2818 | 0
07.11. | 16 | 222.7102 |  | 73.3858 | 9.588 | 0 | 139.7364 | 0
07.11. | 17 | 223.8814 |  | 73.5206 | 9.588 | 0 | 140.7727 | 0
07.11. | 18 | 225.0146 |  | 73.7902 | 9.588 | 0 | 141.6364 | 0
07.11. | 19 | 225.3475 |  | 72.914 | 9.588 | 0 | 142.8455 | 0
07.11. | 20 | 226.1817 |  | 72.7118 | 9.588 | 0 | 143.8818 | 0
07.11. | 21 | 225.992 |  | 73.3858 | 9.588 | 0 | 143.0182 | 0
07.11. | 22 | 224.3111 |  | 72.914 | 9.588 | 0 | 141.8091 | 0
07.11. | 23 | 224.4964 |  | 73.7902 | 9.588 | 0 | 141.1182 | 0
07.11. | 24 | 224.6018 |  | 73.7228 | 9.588 | 0 | 141.2909 | 0
08.11. | 1 | 225.398 |  | 73.6554 | 9.588 | 0 | 142.1545 | 0
08.11. | 2 | 224.5344 |  | 73.6554 | 9.588 | 0 | 141.2909 | 0
08.11. | 3 | 223.2494 |  | 73.925 | 9.588 | 0 | 139.7364 | 0
08.11. | 4 | 222.1836 |  | 73.7228 | 9.588 | 0 | 138.8727 | 0
08.11. | 5 | 221.4927 |  | 73.7228 | 9.588 | 0 | 138.1818 | 0
08.11. | 6 | 222.3563 |  | 73.7228 | 9.588 | 0 | 139.0455 | 0
08.11. | 7 | 221.6275 |  | 73.8576 | 9.588 | 0 | 138.1818 | 0
08.11. | 8 | 223.8814 |  | 73.5206 | 9.588 | 0 | 140.7727 | 0
08.11. | 9 | 224.7366 |  | 73.8576 | 9.588 | 0 | 141.2909 | 0
08.11. | 10 | 222.5585 |  | 73.925 | 9.588 | 0 | 139.0455 | 0
08.11. | 11 | 221.0967 |  | 72.9814 | 9.588 | 0 | 138.5273 | 0
08.11. | 12 | 221.7118 |  | 73.251 | 9.588 | 0 | 138.8727 | 0
08.11. | 13 | 219.3694 |  | 72.9814 | 9.588 | 0 | 136.8 | 0
08.11. | 14 | 221.9814 |  | 73.5206 | 9.588 | 0 | 138.8727 | 0
08.11. | 15 | 223.0388 |  | 74.0598 | 9.588 | 0 | 139.3909 | 0
08.11. | 16 | 221.6949 |  | 73.925 | 9.588 | 0 | 138.1818 | 0
08.11. | 17 | 224.7829 |  | 73.3858 | 9.588 | 0 | 141.8091 | 0
08.11. | 18 | 229.6698 |  | 74.1272 | 9.588 | 0 | 145.9545 | 0
08.11. | 19 | 213.2692 |  | 73.7902 | 9.588 | 0 | 129.8909 | 0
08.11. | 20 | 215.7927 |  | 73.7228 | 9.588 | 0 | 132.4818 | 0
08.11. | 21 | 211.8115 |  | 74.0598 | 9.588 | 0 | 128.1636 | 0
08.11. | 22 | 214.4403 |  | 73.925 | 9.588 | 0 | 130.9273 | 0
08.11. | 23 | 212.0601 |  | 73.7902 | 9.588 | 0 | 128.6818 | 0
08.11. | 24 | 213.0206 |  | 74.0598 | 9.588 | 0 | 129.3727 | 0
09.11. | 1 | 213.9516 |  | 74.1272 | 9.588 | 0 | 130.2364 | 0
09.11. | 2 | 210.5729 |  | 73.8576 | 9.588 | 0 | 127.1273 | 0
09.11. | 3 | 212.8184 |  | 73.8576 | 9.588 | 0 | 129.3727 | 0
09.11. | 4 | 208.951 |  | 73.7902 | 9.588 | 0 | 125.5727 | 0
09.11. | 5 | 209.566 |  | 74.0598 | 9.588 | 0 | 125.9182 | 0
09.11. | 6 | 208.3949 |  | 73.925 | 9.588 | 0 | 124.8818 | 0
09.11. | 7 | 205.9472 |  | 73.7228 | 9.588 | 0 | 122.6364 | 0
09.11. | 8 | 206.7729 |  | 73.8576 | 9.588 | 0 | 123.3273 | 0
09.11. | 9 | 208.7782 |  | 73.7902 | 9.588 | 0 | 125.4 | 0
09.11. | 10 | 205.2648 |  | 73.3858 | 9.588 | 0 | 122.2909 | 0
09.11. | 11 | 205.2437 |  | 72.8466 | 9.588 | 0 | 122.8091 | 0
09.11. | 12 | 207.6071 |  | 73.6554 | 9.588 | 0 | 124.3636 | 0
09.11. | 13 | 208.7108 |  | 73.7228 | 9.588 | 0 | 125.4 | 0
09.11. | 14 | 209.9958 |  | 73.4532 | 9.588 | 0 | 126.9545 | 0
09.11. | 15 | 221.4833 |  | 86.3226 | 9.588 | 0 | 125.5727 | 0
09.11. | 16 | 223.1053 |  | 86.39 | 9.588 | 0 | 127.1273 | 0
09.11. | 17 | 224.3228 |  | 86.053 | 9.588 | 0 | 128.6818 | 0
09.11. | 18 | 226.7999 |  | 86.4574 | 9.588 | 0 | 130.7545 | 0
09.11. | 19 | 214.7184 |  | 73.8576 | 9.588 | 0 | 131.2727 | 0
09.11. | 20 | 215.839 |  | 73.251 | 9.588 | 0 | 133 | 0
09.11. | 21 | 212.5867 |  | 73.4532 | 9.588 | 0 | 129.5455 | 0
09.11. | 22 | 225.6667 |  | 86.1878 | 9.588 | 0 | 129.8909 | 0
09.11. | 23 | 225.5319 |  | 86.053 | 9.588 | 0 | 129.8909 | 0
09.11. | 24 | 228.7758 |  | 86.1878 | 9.588 | 0 | 133 | 0
10.11. | 1 | 239.2068 |  | 86.2552 | 9.588 | 0 | 143.3636 | 0
10.11. | 2 | 237.6144 |  | 86.39 | 9.588 | 0 | 141.6364 | 0
10.11. | 3 | 225.5118 |  | 73.251 | 9.588 | 0 | 142.6727 | 0
10.11. | 4 | 224.2648 |  | 73.3858 | 9.588 | 0 | 141.2909 | 0
10.11. | 5 | 225.7729 |  | 73.8576 | 9.588 | 0 | 142.3273 | 0
10.11. | 6 | 224.2858 |  | 73.925 | 9.588 | 0 | 140.7727 | 0
10.11. | 7 | 223.2284 |  | 73.3858 | 9.588 | 0 | 140.2545 | 0
10.11. | 8 | 228.9199 |  | 73.7228 | 9.588 | 0 | 145.6091 | 0
10.11. | 9 | 228.8146 |  | 73.7902 | 9.588 | 0 | 145.4364 | 0
10.11. | 10 | 228.9453 |  | 72.7118 | 9.588 | 0 | 146.6455 | 0
10.11. | 11 | 227.7952 |  | 73.1162 | 9.588 | 0 | 145.0909 | 0
10.11. | 12 | 224.3406 |  | 73.1162 | 9.588 | 0 | 141.6364 | 0
10.11. | 13 | 227.9594 |  | 73.4532 | 9.588 | 0 | 144.9182 | 0
10.11. | 14 | 226.9905 |  | 73.5206 | 9.588 | 0 | 143.8818 | 0
10.11. | 15 | 230.2638 |  | 73.8576 | 9.588 | 0 | 146.8182 | 0
10.11. | 16 | 230.782 |  | 73.8576 | 9.588 | 0 | 147.3364 | 0
10.11. | 17 | 232.9011 |  | 73.3858 | 9.588 | 0 | 149.9273 | 0
10.11. | 18 | 233.6889 |  | 73.6554 | 9.588 | 0 | 150.4455 | 0
10.11. | 19 | 235.513 |  | 73.925 | 9.588 | 0 | 152 | 0
10.11. | 20 | 235.0412 |  | 73.4532 | 9.588 | 0 | 152 | 0
10.11. | 21 | 233.2466 |  | 73.3858 | 9.588 | 0 | 150.2727 | 0
10.11. | 22 | 233.5836 |  | 73.7228 | 9.588 | 0 | 150.2727 | 0
10.11. | 23 | 233.3729 |  | 73.8576 | 9.588 | 0 | 149.9273 | 0
10.11. | 24 | 231.8184 |  | 73.8576 | 9.588 | 0 | 148.3727 | 0
11.11. | 1 | 230.2638 |  | 73.8576 | 9.588 | 0 | 146.8182 | 0
11.11. | 2 | 229.3707 |  | 73.6554 | 9.588 | 0 | 146.1273 | 0
11.11. | 3 | 229.4381 |  | 73.7228 | 9.588 | 0 | 146.1273 | 0
11.11. | 4 | 227.4328 |  | 73.7902 | 9.588 | 0 | 144.0545 | 0
11.11. | 5 | 227.5002 |  | 73.8576 | 9.588 | 0 | 144.0545 | 0
11.11. | 6 | 224.766 |  | 74.0598 | 9.588 | 0 | 141.1182 | 0
11.11. | 7 | 226.3585 |  | 73.925 | 9.588 | 0 | 142.8455 | 0
11.11. | 8 | 226.7798 |  | 73.6554 | 9.588 | 0 | 143.5364 | 0
11.11. | 9 | 229.2149 |  | 72.9814 | 9.588 | 0 | 146.6455 | 0
11.11. | 10 | 229.8594 |  | 73.4532 | 9.588 | 0 | 146.8182 | 0
11.11. | 11 | 224.6566 |  | 72.914 | 9.588 | 0 | 142.1545 | 0
11.11. | 12 | 223.814 |  | 73.4532 | 9.588 | 0 | 140.7727 | 0
11.11. | 13 | 232.8337 |  | 73.3184 | 9.588 | 0 | 149.9273 | 0
11.11. | 14 | 230.129 |  | 73.7228 | 9.588 | 0 | 146.8182 | 0
11.11. | 15 | 231.3676 |  | 73.925 | 9.588 | 0 | 147.8545 | 0
11.11. | 16 | 232.5472 |  | 73.7228 | 9.588 | 0 | 149.2364 | 0
11.11. | 17 | 234.7253 |  | 73.6554 | 9.588 | 0 | 151.4818 | 0
11.11. | 18 | 233.2425 |  | 72.1726 | 9.588 | 0 | 151.4818 | 0
11.11. | 19 | 226.0263 |  | 66.511 | 9.588 | 0 | 149.9273 | 0
11.11. | 20 | 224.278 |  | 65.9718 | 9.588 | 0 | 148.7182 | 0
11.11. | 21 | 224.99 |  | 66.511 | 9.588 | 0 | 148.8909 | 0
11.11. | 22 | 223.7809 |  | 66.511 | 9.588 | 0 | 147.6818 | 0
11.11. | 23 | 226.9279 |  | 66.3762 | 9.588 | 0 | 150.9636 | 0
11.11. | 24 | 228.099 |  | 66.511 | 9.588 | 0 | 152 | 0
12.11. | 1 | 225.8241 |  | 66.3088 | 9.588 | 0 | 149.9273 | 0
12.11. | 2 | 225.1332 |  | 66.3088 | 9.588 | 0 | 149.2364 | 0
12.11. | 3 | 197.4359 |  | 41.7206 | 9.588 | 0 | 146.1273 | 0
12.11. | 4 | 217.6006 |  | 66.3762 | 9.588 | 0 | 141.6364 | 0
12.11. | 5 | 218.637 |  | 66.3762 | 9.588 | 0 | 142.6727 | 0
12.11. | 6 | 218.7718 |  | 66.511 | 9.588 | 0 | 142.6727 | 0
12.11. | 7 | 219.1846 |  | 66.5784 | 9.588 | 0 | 143.0182 | 0
12.11. | 8 | 224.3664 |  | 66.5784 | 9.588 | 0 | 148.2 | 0
12.11. | 9 | 223.0605 |  | 66.3088 | 9.588 | 0 | 147.1636 | 0
12.11. | 10 | 223.8188 |  | 66.3762 | 9.588 | 0 | 147.8545 | 0
12.11. | 11 | 221.3796 |  | 65.837 | 9.588 | 0 | 145.9545 | 0
12.11. | 12 | 223.2122 |  | 65.7696 | 9.588 | 0 | 147.8545 | 0
12.11. | 13 | 222.9172 |  | 66.511 | 9.588 | 0 | 146.8182 | 0
12.11. | 14 | 222.6392 |  | 66.5784 | 9.588 | 0 | 146.4727 | 0
12.11. | 15 | 224.3664 |  | 66.5784 | 9.588 | 0 | 148.2 | 0
12.11. | 16 | 235.8492 |  | 78.9249 | 9.588 | 0 | 147.3364 | 0
12.11. | 17 | 236.1273 |  | 78.8575 | 9.588 | 0 | 147.6818 | 0
12.11. | 18 | 237.8546 |  | 78.8575 | 9.588 | 0 | 149.4091 | 0
12.11. | 19 | 239.4091 |  | 78.8575 | 9.588 | 0 | 150.9636 | 0
12.11. | 20 | 236.7846 |  | 77.4421 | 9.588 | 0 | 149.7545 | 0
12.11. | 21 | 237.1342 |  | 78.6553 | 9.588 | 0 | 148.8909 | 0
12.11. | 22 | 234.0546 |  | 78.8575 | 9.588 | 0 | 145.6091 | 0
12.11. | 23 | 233.7223 |  | 79.0434 | 9.588 | 0 | 145.0909 | 0
12.11. | 24 | 234.7587 |  | 79.0434 | 9.588 | 0 | 146.1273 | 0
13.11. | 1 | 233.3264 |  | 78.302 | 9.588 | 0 | 145.4364 | 0
13.11. | 2 | 229.4041 |  | 79.0434 | 9.588 | 0 | 140.7727 | 0
13.11. | 3 | 228.3678 |  | 79.0434 | 9.588 | 0 | 139.7364 | 0
13.11. | 4 | 230.8239 |  | 78.9086 | 9.588 | 0 | 142.3273 | 0
13.11. | 5 | 231.4389 |  | 79.1782 | 9.588 | 0 | 142.6727 | 0
13.11. | 6 | 232.2352 |  | 79.1108 | 9.588 | 0 | 143.5364 | 0
13.11. | 7 | 229.0292 |  | 78.8412 | 9.588 | 0 | 140.6 | 0
13.11. | 8 | 234.0383 |  | 78.8412 | 9.588 | 0 | 145.6091 | 0
13.11. | 9 | 232.2436 |  | 78.7738 | 9.588 | 0 | 143.8818 | 0
13.11. | 10 | 235.5718 |  | 78.302 | 9.588 | 0 | 147.6818 | 0
13.11. | 11 | 230.984 |  | 78.0324 | 9.588 | 0 | 143.3636 | 0
13.11. | 12 | 230.2383 |  | 78.8412 | 9.588 | 0 | 141.8091 | 0
13.11. | 13 | 231.6496 |  | 79.0434 | 9.588 | 0 | 143.0182 | 0
13.11. | 14 | 230.7565 |  | 78.8412 | 9.588 | 0 | 142.3273 | 0
13.11. | 15 | 232.3784 |  | 78.9086 | 9.588 | 0 | 143.8818 | 0
13.11. | 16 | 227.2809 |  | 78.302 | 9.588 | 0 | 139.3909 | 0
13.11. | 17 | 217.6175 |  | 65.7022 | 9.588 | 0 | 142.3273 | 0
13.11. | 18 | 220.9667 |  | 65.7696 | 9.588 | 0 | 145.6091 | 0
13.11. | 19 | 222.3106 |  | 65.9044 | 9.588 | 0 | 146.8182 | 0
13.11. | 20 | 224.6404 |  | 65.2978 | 9.588 | 0 | 149.7545 | 0
13.11. | 21 | 222.8583 |  | 66.1066 | 9.588 | 0 | 147.1636 | 0
13.11. | 22 | 221.2658 |  | 66.2414 | 9.588 | 0 | 145.4364 | 0
13.11. | 23 | 223.6461 |  | 66.3762 | 9.588 | 0 | 147.6818 | 0
13.11. | 24 | 224.3621 |  | 68.1286 | 9.588 | 0 | 146.6455 | 0
14.11. | 1 | 221.5226 |  | 68.3982 | 9.588 | 0 | 143.5364 | 0
14.11. | 2 | 220.7346 |  | 70.892 | 9.588 | 0 | 140.2545 | 0
14.11. | 3 | 227.2096 |  | 73.0488 | 9.588 | 0 | 144.5727 | 0
14.11. | 4 | 224.8503 |  | 73.4532 | 9.588 | 0 | 141.8091 | 0
14.11. | 5 | 226.7798 |  | 73.6554 | 9.588 | 0 | 143.5364 | 0
14.11. | 6 | 226.7419 |  | 73.7902 | 9.588 | 0 | 143.3636 | 0
14.11. | 7 | 229.3328 |  | 73.7902 | 9.588 | 0 | 145.9545 | 0
14.11. | 8 | 232.7284 |  | 73.3858 | 9.588 | 0 | 149.7545 | 0
14.11. | 9 | 228.861 |  | 73.3184 | 9.588 | 0 | 145.9545 | 0
14.11. | 10 | 233.2381 |  | 73.7228 | 9.588 | 0 | 149.9273 | 0
14.11. | 11 | 243.9758 |  | 86.1878 | 9.588 | 0 | 148.2 | 0
14.11. | 12 | 243.247 |  | 86.3226 | 9.588 | 0 | 147.3364 | 0
14.11. | 13 | 235.4112 |  | 84.705 | 9.588 | 0 | 141.1182 | 0
14.11. | 14 | 234.9983 |  | 84.6376 | 9.588 | 0 | 140.7727 | 0
14.11. | 15 | 234.0083 |  | 84.1658 | 9.588 | 0 | 140.2545 | 0
14.11. | 16 | 234.6613 |  | 84.3006 | 9.588 | 0 | 140.7727 | 0
14.11. | 17 | 223.5572 |  | 71.2964 | 9.588 | 0 | 142.6727 | 0
14.11. | 18 | 231.1572 |  | 71.2964 | 9.588 | 0 | 150.2727 | 0
14.11. | 19 | 227.492 |  | 71.4312 | 9.588 | 0 | 146.4727 | 0
14.11. | 20 | 231.0434 |  | 71.7008 | 9.588 | 0 | 149.7545 | 0
14.11. | 21 | 227.3108 |  | 71.7682 | 9.588 | 0 | 145.9545 | 0
14.11. | 22 | 225.613 |  | 71.9704 | 9.588 | 0 | 144.0545 | 0
14.11. | 23 | 224.5177 |  | 71.566 | 9.588 | 0 | 143.3636 | 0
14.11. | 24 | 225.3434 |  | 71.7008 | 9.588 | 0 | 144.0545 | 0
15.11. | 1 | 223.9616 |  | 71.7008 | 9.588 | 0 | 142.6727 | 0
15.11. | 2 | 224.0669 |  | 71.6334 | 9.588 | 0 | 142.8455 | 0
15.11. | 3 | 222.8578 |  | 71.6334 | 9.588 | 0 | 141.6364 | 0
15.11. | 4 | 218.607 |  | 71.7008 | 9.588 | 0 | 137.3182 | 0
15.11. | 5 | 223.376 |  | 71.6334 | 9.588 | 0 | 142.1545 | 0
15.11. | 6 | 222.7146 |  | 71.8356 | 9.588 | 0 | 141.2909 | 0
15.11. | 7 | 224.5851 |  | 71.6334 | 9.588 | 0 | 143.3636 | 0
15.11. | 8 | 226.0258 |  | 72.0378 | 9.588 | 0 | 144.4 | 0
15.11. | 9 | 227.4161 |  | 71.7008 | 9.588 | 0 | 146.1273 | 0
15.11. | 10 | 235.2259 |  | 83.8288 | 9.588 | 0 | 141.8091 | 0
15.11. | 11 | 241.6083 |  | 84.1658 | 9.588 | 0 | 147.8545 | 0
15.11. | 12 | 216.6172 |  | 65.3928 | 9.588 | 0 | 141.6364 | 0
15.11. | 13 | 203.6627 |  | 65.3928 | 9.588 | 0 | 128.6818 | 0
15.11. | 14 | 234.4591 |  | 84.0984 | 9.588 | 0 | 140.7727 | 0
15.11. | 15 | 239.9569 |  | 83.8962 | 9.588 | 0 | 146.4727 | 0
15.11. | 16 | 236.9742 |  | 84.368 | 9.588 | 0 | 143.0182 | 0
15.11. | 17 | 217.954 |  | 71.566 | 9.588 | 0 | 136.8 | 0
15.11. | 18 | 214.154 |  | 71.566 | 9.588 | 0 | 133 | 0
15.11. | 19 | 218.5396 |  | 71.6334 | 9.588 | 0 | 137.3182 | 0
15.11. | 20 | 222.129 |  | 71.7682 | 9.588 | 0 | 140.7727 | 0
15.11. | 21 | 230.2935 |  | 71.2964 | 9.588 | 0 | 149.4091 | 0
15.11. | 22 | 230.5631 |  | 71.566 | 9.588 | 0 | 149.4091 | 0
15.11. | 23 | 230.7738 |  | 71.4312 | 9.588 | 0 | 149.7545 | 0
15.11. | 24 | 230.2556 |  | 71.4312 | 9.588 | 0 | 149.2364 | 0
16.11. | 1 | 237.9384 |  | 83.7777 | 9.588 | 0 | 144.5727 | 0
16.11. | 2 | 241.1823 |  | 83.9125 | 9.588 | 0 | 147.6818 | 0
16.11. | 3 | 236.7293 |  | 83.7777 | 9.588 | 0 | 143.3636 | 0
16.11. | 4 | 236.9315 |  | 83.9799 | 9.588 | 0 | 143.3636 | 0
16.11. | 5 | 227.492 |  | 71.4312 | 9.588 | 0 | 146.4727 | 0
16.11. | 6 | 224.1722 |  | 71.566 | 9.588 | 0 | 143.0182 | 0
16.11. | 7 | 220.9962 |  | 65.9718 | 9.588 | 0 | 145.4364 | 0
16.11. | 8 | 187.9069 |  | 35.9916 | 9.588 | 0 | 142.3273 | 0
16.11. | 9 | 190.679 |  | 35.6546 | 9.588 | 0 | 145.4364 | 0
16.11. | 10 | 230.0829 |  | 72.6404 | 9.588 | 0 | 147.8545 | 0
16.11. | 11 | 234.498 |  | 72.91 | 9.588 | 0 | 152 | 0
16.11. | 12 | 234.2199 |  | 72.9774 | 9.588 | 0 | 151.6545 | 0
16.11. | 13 | 234.1146 |  | 73.0448 | 9.588 | 0 | 151.4818 | 0
16.11. | 14 | 230.1714 |  | 73.247 | 9.588 | 0 | 147.3364 | 0
16.11. | 15 | 229.9312 |  | 73.1796 | 9.588 | 0 | 147.1636 | 0
16.11. | 16 | 222.0153 |  | 73.3818 | 9.588 | 0 | 139.0455 | 0
16.11. | 17 | 220.6848 |  | 61.8604 | 9.588 | 0 | 149.2364 | 0
16.11. | 18 | 221.9608 |  | 67.4546 | 9.588 | 0 | 144.9182 | 0
16.11. | 19 | 219.1211 |  | 70.4876 | 9.588 | 0 | 139.0455 | 0
16.11. | 20 | 220.1531 |  | 72.0378 | 9.588 | 0 | 138.5273 | 0
16.11. | 21 | 219.7738 |  | 73.3858 | 9.588 | 0 | 136.8 | 0
16.11. | 22 | 217.2462 |  | 72.24 | 9.588 | 0 | 135.4182 | 0
16.11. | 23 | 219.7528 |  | 72.8466 | 9.588 | 0 | 137.3182 | 0
16.11. | 24 | 220.8187 |  | 73.0488 | 9.588 | 0 | 138.1818 | 0
17.11. | 1 | 220.1657 |  | 72.914 | 9.588 | 0 | 137.6636 | 0
17.11. | 2 | 231.039 |  | 73.251 | 9.588 | 0 | 148.2 | 0
17.11. | 3 | 227.4412 |  | 73.4532 | 9.588 | 0 | 144.4 | 0
17.11. | 4 | 233.5751 |  | 74.0598 | 9.588 | 0 | 149.9273 | 0
17.11. | 5 | 230.5798 |  | 73.6554 | 9.588 | 0 | 147.3364 | 0
17.11. | 6 | 231.1064 |  | 73.3184 | 9.588 | 0 | 148.2 | 0
17.11. | 7 | 228.187 |  | 72.6444 | 9.588 | 0 | 145.9545 | 0
17.11. | 8 | 230.702 |  | 72.914 | 9.588 | 0 | 148.2 | 0
17.11. | 9 | 233.8911 |  | 73.8576 | 9.588 | 0 | 150.4455 | 0
17.11. | 10 | 249.8485 |  | 86.1878 | 9.588 | 0 | 154.0727 | 0
17.11. | 11 | 244.9105 |  | 85.3953 | 9.588 | 0 | 149.9273 | 0
17.11. | 12 | 243.9591 |  | 84.0984 | 9.588 | 0 | 150.2727 | 0
17.11. | 13 | 245.7705 |  | 86.2552 | 9.588 | 0 | 149.9273 | 0
17.11. | 14 | 245.4545 |  | 86.4574 | 9.588 | 0 | 149.4091 | 0
17.11. | 15 | 244.6962 |  | 86.39 | 9.588 | 0 | 148.7182 | 0
17.11. | 16 | 242.4592 |  | 86.053 | 9.588 | 0 | 146.8182 | 0
17.11. | 17 | 231.9996 |  | 73.5206 | 9.588 | 0 | 148.8909 | 0
17.11. | 18 | 227.4412 |  | 73.4532 | 9.588 | 0 | 144.4 | 0
17.11. | 19 | 234.1776 |  | 73.4532 | 9.588 | 0 | 151.1364 | 0
17.11. | 20 | 237.1519 |  | 73.3184 | 9.588 | 0 | 154.2455 | 0
17.11. | 21 | 234.7253 |  | 73.6554 | 9.588 | 0 | 151.4818 | 0
17.11. | 22 | 234.9275 |  | 73.8576 | 9.588 | 0 | 151.4818 | 0
17.11. | 23 | 234.0723 |  | 73.5206 | 9.588 | 0 | 150.9636 | 0
17.11. | 24 | 235.1086 |  | 73.5206 | 9.588 | 0 | 152 | 0
18.11. | 1 | 236.4525 |  | 73.6554 | 9.588 | 0 | 153.2091 | 0
18.11. | 2 | 229.1685 |  | 73.4532 | 9.588 | 0 | 146.1273 | 0
18.11. | 3 | 226.2406 |  | 73.1162 | 9.588 | 0 | 143.5364 | 0
18.11. | 4 | 232.8632 |  | 73.5206 | 9.588 | 0 | 149.7545 | 0
18.11. | 5 | 232.029 |  | 73.7228 | 9.588 | 0 | 148.7182 | 0
18.11. | 6 | 231.6246 |  | 73.3184 | 9.588 | 0 | 148.7182 | 0
18.11. | 7 | 226.7588 |  | 73.1162 | 9.588 | 0 | 144.0545 | 0
18.11. | 8 | 232.2312 |  | 73.925 | 9.588 | 0 | 148.7182 | 0
18.11. | 9 | 233.651 |  | 73.7902 | 9.588 | 0 | 150.2727 | 0
18.11. | 10 | 238.8698 |  | 85.9182 | 9.588 | 0 | 143.3636 | 0
18.11. | 11 | 244.8563 |  | 85.5138 | 9.588 | 0 | 149.7545 | 0
18.11. | 12 | 249.6169 |  | 85.7834 | 9.588 | 0 | 154.2455 | 0
18.11. | 13 | 249.4651 |  | 86.3226 | 9.588 | 0 | 153.5545 | 0
18.11. | 14 | 247.9106 |  | 86.3226 | 9.588 | 0 | 152 | 0
18.11. | 15 | 244.8774 |  | 86.053 | 9.588 | 0 | 149.2364 | 0
18.11. | 16 | 246.1159 |  | 86.2552 | 9.588 | 0 | 150.2727 | 0
18.11. | 17 | 230.4745 |  | 73.7228 | 9.588 | 0 | 147.1636 | 0
18.11. | 18 | 232.998 |  | 73.6554 | 9.588 | 0 | 149.7545 | 0
18.11. | 19 | 233.5162 |  | 73.6554 | 9.588 | 0 | 150.2727 | 0
18.11. | 20 | 234.3419 |  | 73.7902 | 9.588 | 0 | 150.9636 | 0
18.11. | 21 | 248.0112 |  | 85.7323 | 9.588 | 0 | 152.6909 | 0
18.11. | 22 | 247.2739 |  | 86.2041 | 9.588 | 0 | 151.4818 | 0
18.11. | 23 | 246.5914 |  | 85.8671 | 9.588 | 0 | 151.1364 | 0
18.11. | 24 | 243.1284 |  | 86.2041 | 9.588 | 0 | 147.3364 | 0
19.11. | 1 | 244.1732 |  | 85.8671 | 9.588 | 0 | 148.7182 | 0
19.11. | 2 | 244.3754 |  | 86.0693 | 9.588 | 0 | 148.7182 | 0
19.11. | 3 | 243.2422 |  | 85.7997 | 9.588 | 0 | 147.8545 | 0
19.11. | 4 | 242.9936 |  | 86.0693 | 9.588 | 0 | 147.3364 | 0
19.11. | 5 | 232.2018 |  | 73.7228 | 9.588 | 0 | 148.8909 | 0
19.11. | 6 | 227.7108 |  | 73.7228 | 9.588 | 0 | 144.4 | 0
19.11. | 7 | 225.9836 |  | 73.7228 | 9.588 | 0 | 142.6727 | 0
19.11. | 8 | 227.298 |  | 73.6554 | 9.588 | 0 | 144.0545 | 0
19.11. | 9 | 234.2998 |  | 72.7118 | 9.588 | 0 | 152 | 0
19.11. | 10 | 247.5062 |  | 85.9182 | 9.588 | 0 | 152 | 0
19.11. | 11 | 230.3356 |  | 72.3748 | 9.588 | 0 | 148.3727 | 0
19.11. | 12 | 230.8832 |  | 72.577 | 9.588 | 0 | 148.7182 | 0
19.11. | 13 | 233.2466 |  | 73.3858 | 9.588 | 0 | 150.2727 | 0
19.11. | 14 | 242.0795 |  | 85.3279 | 9.588 | 0 | 147.1636 | 0
19.11. | 15 | 239.7666 |  | 85.2605 | 9.588 | 0 | 144.9182 | 0
19.11. | 16 | 244.2112 |  | 85.7323 | 9.588 | 0 | 148.8909 | 0
19.11. | 17 | 230.6557 |  | 73.3858 | 9.588 | 0 | 147.6818 | 0
19.11. | 18 | 226.9146 |  | 73.7902 | 9.588 | 0 | 143.5364 | 0
19.11. | 19 | 229.1011 |  | 73.3858 | 9.588 | 0 | 146.1273 | 0
19.11. | 20 | 231.5362 |  | 72.7118 | 9.588 | 0 | 149.2364 | 0
19.11. | 21 | 230.2049 |  | 73.4532 | 9.588 | 0 | 147.1636 | 0
19.11. | 22 | 231.8184 |  | 73.8576 | 9.588 | 0 | 148.3727 | 0
19.11. | 23 | 230.9927 |  | 73.7228 | 9.588 | 0 | 147.6818 | 0
19.11. | 24 | 230.3102 |  | 73.3858 | 9.588 | 0 | 147.3364 | 0
20.11. | 1 | 222.0198 |  | 67.859 | 9.588 | 0 | 144.5727 | 0
20.11. | 2 | 224.0251 |  | 67.7916 | 9.588 | 0 | 146.6455 | 0
20.11. | 3 | 220.4273 |  | 67.9938 | 9.588 | 0 | 142.8455 | 0
20.11. | 4 | 216.5725 |  | 68.8026 | 9.588 | 0 | 138.1818 | 0
20.11. | 5 | 217.6257 |  | 68.1286 | 9.588 | 0 | 139.9091 | 0
20.11. | 6 | 220.322 |  | 68.0612 | 9.588 | 0 | 142.6727 | 0
20.11. | 7 | 221.0508 |  | 67.9264 | 9.588 | 0 | 143.5364 | 0
20.11. | 8 | 223.1994 |  | 67.6568 | 9.588 | 0 | 145.9545 | 0
20.11. | 9 | 219.1508 |  | 67.9264 | 9.588 | 0 | 141.6364 | 0
20.11. | 10 | 234.1941 |  | 79.5152 | 9.588 | 0 | 145.0909 | 0
20.11. | 11 | 233.1577 |  | 79.5152 | 9.588 | 0 | 144.0545 | 0
20.11. | 12 | 230.4236 |  | 79.7174 | 9.588 | 0 | 141.1182 | 0
20.11. | 13 | 232.6606 |  | 80.0544 | 9.588 | 0 | 143.0182 | 0
20.11. | 14 | 233.9828 |  | 80.3403 | 9.588 | 0 | 144.0545 | 0
20.11. | 15 | 233.848 |  | 80.2055 | 9.588 | 0 | 144.0545 | 0
20.11. | 16 | 222.6054 |  | 67.9264 | 9.588 | 0 | 145.0909 | 0
20.11. | 17 | 223.7176 |  | 67.6568 | 9.588 | 0 | 146.4727 | 0
20.11. | 18 | 221.7502 |  | 67.5894 | 9.588 | 0 | 144.5727 | 0
20.11. | 19 | 225.8492 |  | 68.0612 | 9.588 | 0 | 148.2 | 0
20.11. | 20 | 225.7777 |  | 66.7806 | 9.588 | 0 | 149.4091 | 0
20.11. | 21 | 224.2063 |  | 67.4546 | 9.588 | 0 | 147.1636 | 0
20.11. | 22 | 226.953 |  | 68.1286 | 9.588 | 0 | 149.2364 | 0
20.11. | 23 | 229.0637 |  | 67.9938 | 9.588 | 0 | 151.4818 | 0
20.11. | 24 | 223.1235 |  | 67.9264 | 9.588 | 0 | 145.6091 | 0
21.11. | 1 | 223.7765 |  | 68.0612 | 9.588 | 0 | 146.1273 | 0
21.11. | 2 | 215.8985 |  | 68.1286 | 9.588 | 0 | 138.1818 | 0
21.11. | 3 | 212.1743 |  | 67.859 | 9.588 | 0 | 134.7273 | 0
21.11. | 4 | 219.1887 |  | 67.7916 | 9.588 | 0 | 141.8091 | 0
21.11. | 5 | 211.9721 |  | 67.6568 | 9.588 | 0 | 134.7273 | 0
21.11. | 6 | 210.8978 |  | 67.7916 | 9.588 | 0 | 133.5182 | 0
21.11. | 7 | 213.038 |  | 67.859 | 9.588 | 0 | 135.5909 | 0
21.11. | 8 | 213.6615 |  | 67.7916 | 9.588 | 0 | 136.2818 | 0
21.11. | 9 | 213.9016 |  | 67.859 | 9.588 | 0 | 136.4545 | 0
21.11. | 10 | 218.1818 |  | 67.9938 | 9.588 | 0 | 140.6 | 0
21.11. | 11 | 224.3023 |  | 79.987 | 9.588 | 0 | 134.7273 | 0
21.11. | 12 | 225.0521 |  | 80.3914 | 9.588 | 0 | 135.0727 | 0
21.11. | 13 | 223.6029 |  | 80.324 | 9.588 | 0 | 133.6909 | 0
21.11. | 14 | 223.565 |  | 80.4588 | 9.588 | 0 | 133.5182 | 0
21.11. | 15 | 223.4386 |  | 79.987 | 9.588 | 0 | 133.8636 | 0
21.11. | 16 | 223.4386 |  | 79.987 | 9.588 | 0 | 133.8636 | 0
21.11. | 17 | 218.2282 |  | 67.522 | 9.588 | 0 | 141.1182 | 0
21.11. | 18 | 219.1972 |  | 67.4546 | 9.588 | 0 | 142.1545 | 0
21.11. | 19 | 219.3909 |  | 67.9938 | 9.588 | 0 | 141.8091 | 0
21.11. | 20 | 217.6385 |  | 66.2414 | 9.588 | 0 | 141.8091 | 0
21.11. | 21 | 219.332 |  | 67.5894 | 9.588 | 0 | 142.1545 | 0
21.11. | 22 | 223.7765 |  | 68.0612 | 9.588 | 0 | 146.1273 | 0
21.11. | 23 | 225.8198 |  | 67.859 | 9.588 | 0 | 148.3727 | 0
21.11. | 24 | 223.3721 |  | 67.6568 | 9.588 | 0 | 146.1273 | 0
22.11. | 1 | 217.0191 |  | 67.522 | 9.588 | 0 | 139.9091 | 0
22.11. | 2 | 221.569 |  | 67.9264 | 9.588 | 0 | 144.0545 | 0
22.11. | 3 | 219.2561 |  | 67.859 | 9.588 | 0 | 141.8091 | 0
22.11. | 4 | 221.232 |  | 67.5894 | 9.588 | 0 | 144.0545 | 0
22.11. | 5 | 220.3978 |  | 67.7916 | 9.588 | 0 | 143.0182 | 0
22.11. | 6 | 219.4373 |  | 67.522 | 9.588 | 0 | 142.3273 | 0
22.11. | 7 | 219.9091 |  | 67.9938 | 9.588 | 0 | 142.3273 | 0
22.11. | 8 | 225.5796 |  | 67.7916 | 9.588 | 0 | 148.2 | 0
22.11. | 9 | 220.6254 |  | 66.9828 | 9.588 | 0 | 144.0545 | 0
22.11. | 10 | 229.0925 |  | 77.6954 | 9.588 | 0 | 141.8091 | 0
22.11. | 11 | 230.8029 |  | 78.3694 | 9.588 | 0 | 142.8455 | 0
22.11. | 12 | 215.6796 |  | 65.837 | 9.588 | 0 | 140.2545 | 0
22.11. | 13 | 228.9822 |  | 80.0033 | 9.588 | 0 | 139.3909 | 0
22.11. | 14 | 228.7427 |  | 79.2456 | 9.588 | 0 | 139.9091 | 0
22.11. | 15 | 233.0565 |  | 80.7958 | 9.588 | 0 | 142.6727 | 0
22.11. | 16 | 233.659 |  | 80.1892 | 9.588 | 0 | 143.8818 | 0
22.11. | 17 | 226.0978 |  | 67.7916 | 9.588 | 0 | 148.7182 | 0
22.11. | 18 | 226.1358 |  | 67.6568 | 9.588 | 0 | 148.8909 | 0
22.11. | 19 | 224.9182 |  | 67.9938 | 9.588 | 0 | 147.3364 | 0
22.11. | 20 | 226.0684 |  | 67.5894 | 9.588 | 0 | 148.8909 | 0
22.11. | 21 | 228.7182 |  | 67.9938 | 9.588 | 0 | 151.1364 | 0
22.11. | 22 | 226.2326 |  | 67.9264 | 9.588 | 0 | 148.7182 | 0
22.11. | 23 | 226.6539 |  | 67.6568 | 9.588 | 0 | 149.4091 | 0
22.11. | 24 | 227.7072 |  | 66.9828 | 9.588 | 0 | 151.1364 | 0
23.11. | 1 | 224.636 |  | 66.848 | 9.588 | 0 | 148.2 | 0
23.11. | 2 | 220.5875 |  | 67.1176 | 9.588 | 0 | 143.8818 | 0
23.11. | 3 | 222.163 |  | 67.6568 | 9.588 | 0 | 144.9182 | 0
23.11. | 4 | 221.3289 |  | 67.859 | 9.588 | 0 | 143.8818 | 0
23.11. | 5 | 222.9508 |  | 67.9264 | 9.588 | 0 | 145.4364 | 0
23.11. | 6 | 220.5242 |  | 68.2634 | 9.588 | 0 | 142.6727 | 0
23.11. | 7 | 218.047 |  | 67.859 | 9.588 | 0 | 140.6 | 0
23.11. | 8 | 227.8546 |  | 67.9938 | 9.588 | 0 | 150.2727 | 0
23.11. | 9 | 224.0546 |  | 67.9938 | 9.588 | 0 | 146.4727 | 0
23.11. | 10 | 218.0176 |  | 67.6568 | 9.588 | 0 | 140.7727 | 0
23.11. | 11 | 221.6028 |  | 66.5784 | 9.588 | 0 | 145.4364 | 0
23.11. | 12 | 221.6702 |  | 66.6458 | 9.588 | 0 | 145.4364 | 0
23.11. | 13 | 222.4495 |  | 67.2524 | 9.588 | 0 | 145.6091 | 0
23.11. | 14 | 234.5094 |  | 80.0033 | 9.588 | 0 | 144.9182 | 0
23.11. | 15 | 232.9718 |  | 79.3293 | 9.588 | 0 | 144.0545 | 0
23.11. | 16 | 235.1878 |  | 79.1271 | 9.588 | 0 | 146.4727 | 0
23.11. | 17 | 238.8866 |  | 80.4077 | 9.588 | 0 | 148.8909 | 0
23.11. | 18 | 230.2428 |  | 73.3184 | 9.588 | 0 | 147.3364 | 0
23.11. | 19 | 233.7563 |  | 73.7228 | 9.588 | 0 | 150.4455 | 0
23.11. | 20 | 231.671 |  | 72.8466 | 9.588 | 0 | 149.2364 | 0
23.11. | 21 | 232.366 |  | 74.0598 | 9.588 | 0 | 148.7182 | 0
23.11. | 22 | 232.2018 |  | 73.7228 | 9.588 | 0 | 148.8909 | 0
23.11. | 23 | 232.2692 |  | 73.7902 | 9.588 | 0 | 148.8909 | 0
23.11. | 24 | 233.6889 |  | 73.6554 | 9.588 | 0 | 150.4455 | 0
24.11. | 1 | 235.8964 |  | 73.7902 | 9.588 | 0 | 152.5182 | 0
24.11. | 2 | 234.6115 |  | 74.0598 | 9.588 | 0 | 150.9636 | 0
24.11. | 3 | 229.3707 |  | 73.6554 | 9.588 | 0 | 146.1273 | 0
24.11. | 4 | 229.0547 |  | 73.8576 | 9.588 | 0 | 145.6091 | 0
24.11. | 5 | 232.9221 |  | 73.925 | 9.588 | 0 | 149.4091 | 0
24.11. | 6 | 231.0601 |  | 73.7902 | 9.588 | 0 | 147.6818 | 0
24.11. | 7 | 229.6193 |  | 73.3858 | 9.588 | 0 | 146.6455 | 0
24.11. | 8 | 233.1707 |  | 73.6554 | 9.588 | 0 | 149.9273 | 0
24.11. | 9 | 233.1118 |  | 73.251 | 9.588 | 0 | 150.2727 | 0
24.11. | 10 | 234.5231 |  | 73.4532 | 9.588 | 0 | 151.4818 | 0
24.11. | 11 | 228.2459 |  | 73.0488 | 9.588 | 0 | 145.6091 | 0
24.11. | 12 | 229.3497 |  | 73.1162 | 9.588 | 0 | 146.6455 | 0
24.11. | 13 | 230.5419 |  | 73.7902 | 9.588 | 0 | 147.1636 | 0
24.11. | 14 | 232.3366 |  | 73.8576 | 9.588 | 0 | 148.8909 | 0
24.11. | 15 | 231.6836 |  | 73.7228 | 9.588 | 0 | 148.3727 | 0
24.11. | 16 | 232.8842 |  | 74.0598 | 9.588 | 0 | 149.2364 | 0
24.11. | 17 | 232.1344 |  | 73.6554 | 9.588 | 0 | 148.8909 | 0
24.11. | 18 | 237.114 |  | 73.4532 | 9.588 | 0 | 154.0727 | 0
24.11. | 19 | 236.6547 |  | 73.8576 | 9.588 | 0 | 153.2091 | 0
24.11. | 20 | 233.4826 |  | 72.24 | 9.588 | 0 | 151.6545 | 0
24.11. | 21 | 233.1328 |  | 73.7902 | 9.588 | 0 | 149.7545 | 0
24.11. | 22 | 235.4456 |  | 73.8576 | 9.588 | 0 | 152 | 0
24.11. | 23 | 233.3814 |  | 73.5206 | 9.588 | 0 | 150.2727 | 0
24.11. | 24 | 233.6889 |  | 73.6554 | 9.588 | 0 | 150.4455 | 0
25.11. | 1 | 229.7836 |  | 73.7228 | 9.588 | 0 | 146.4727 | 0
25.11. | 2 | 230.3776 |  | 73.4532 | 9.588 | 0 | 147.3364 | 0
25.11. | 3 | 230.9632 |  | 73.5206 | 9.588 | 0 | 147.8545 | 0
25.11. | 4 | 231.4434 |  | 73.6554 | 9.588 | 0 | 148.2 | 0
25.11. | 5 | 229.2654 |  | 73.7228 | 9.588 | 0 | 145.9545 | 0
25.11. | 6 | 224.0162 |  | 73.6554 | 9.588 | 0 | 140.7727 | 0
25.11. | 7 | 226.2911 |  | 73.8576 | 9.588 | 0 | 142.8455 | 0
25.11. | 8 | 227.8456 |  | 73.8576 | 9.588 | 0 | 144.4 | 0
25.11. | 9 | 232.8547 |  | 73.8576 | 9.588 | 0 | 149.4091 | 0
25.11. | 10 | 234.2914 |  | 73.0488 | 9.588 | 0 | 151.6545 | 0
25.11. | 11 | 235.6648 |  | 73.3858 | 9.588 | 0 | 152.6909 | 0
25.11. | 12 | 235.1297 |  | 74.0598 | 9.588 | 0 | 151.4818 | 0
25.11. | 13 | 234.2324 |  | 72.6444 | 9.588 | 0 | 152 | 0
25.11. | 14 | 237.9018 |  | 73.7228 | 9.588 | 0 | 154.5909 | 0
25.11. | 15 | 236.4525 |  | 73.6554 | 9.588 | 0 | 153.2091 | 0
25.11. | 16 | 234.1312 |  | 73.925 | 9.588 | 0 | 150.6182 | 0
25.11. | 17 | 234.2745 |  | 73.7228 | 9.588 | 0 | 150.9636 | 0
25.11. | 18 | 234.7632 |  | 73.5206 | 9.588 | 0 | 151.6545 | 0
25.11. | 19 | 234.9654 |  | 73.7228 | 9.588 | 0 | 151.6545 | 0
25.11. | 20 | 234.3209 |  | 73.251 | 9.588 | 0 | 151.4818 | 0
25.11. | 21 | 236.3177 |  | 73.5206 | 9.588 | 0 | 153.2091 | 0
25.11. | 22 | 230.445 |  | 73.5206 | 9.588 | 0 | 147.3364 | 0
25.11. | 23 | 232.7663 |  | 73.251 | 9.588 | 0 | 149.9273 | 0
25.11. | 24 | 237.0002 |  | 73.8576 | 9.588 | 0 | 153.5545 | 0
26.11. | 1 | 233.8911 |  | 73.8576 | 9.588 | 0 | 150.4455 | 0
26.11. | 2 | 234.3419 |  | 73.7902 | 9.588 | 0 | 150.9636 | 0
26.11. | 3 | 233.9964 |  | 73.7902 | 9.588 | 0 | 150.6182 | 0
26.11. | 4 | 233.1328 |  | 73.7902 | 9.588 | 0 | 149.7545 | 0
26.11. | 5 | 230.9632 |  | 73.5206 | 9.588 | 0 | 147.8545 | 0
26.11. | 6 | 230.7231 |  | 73.4532 | 9.588 | 0 | 147.6818 | 0
26.11. | 7 | 230.4745 |  | 73.7228 | 9.588 | 0 | 147.1636 | 0
26.11. | 8 | 228.9199 |  | 73.7228 | 9.588 | 0 | 145.6091 | 0
26.11. | 9 | 231.3676 |  | 73.925 | 9.588 | 0 | 147.8545 | 0
26.11. | 10 | 227.6688 |  | 72.6444 | 9.588 | 0 | 145.4364 | 0
26.11. | 11 | 246.5836 |  | 85.5138 | 9.588 | 0 | 151.4818 | 0
26.11. | 12 | 243.6761 |  | 86.4063 | 9.588 | 0 | 147.6818 | 0
26.11. | 13 | 245.0664 |  | 86.0693 | 9.588 | 0 | 149.4091 | 0
26.11. | 14 | 246.6124 |  | 86.4063 | 9.588 | 0 | 150.6182 | 0
26.11. | 15 | 242.9347 |  | 85.6649 | 9.588 | 0 | 147.6818 | 0
26.11. | 16 | 245.5382 |  | 86.5411 | 9.588 | 0 | 149.4091 | 0
26.11. | 17 | 235.1971 |  | 74.1272 | 9.588 | 0 | 151.4818 | 0
26.11. | 18 | 237.0002 |  | 73.8576 | 9.588 | 0 | 153.5545 | 0
26.11. | 19 | 234.582 |  | 73.8576 | 9.588 | 0 | 151.1364 | 0
26.11. | 20 | 234.266 |  | 74.0598 | 9.588 | 0 | 150.6182 | 0
26.11. | 21 | 237.0676 |  | 73.925 | 9.588 | 0 | 153.5545 | 0
26.11. | 22 | 235.8964 |  | 73.7902 | 9.588 | 0 | 152.5182 | 0
26.11. | 23 | 233.7563 |  | 73.7228 | 9.588 | 0 | 150.4455 | 0
26.11. | 24 | 235.6268 |  | 73.5206 | 9.588 | 0 | 152.5182 | 0
27.11. | 1 | 231.6456 |  | 73.8576 | 9.588 | 0 | 148.2 | 0
27.11. | 2 | 230.8789 |  | 74.1272 | 9.588 | 0 | 147.1636 | 0
27.11. | 3 | 227.913 |  | 73.925 | 9.588 | 0 | 144.4 | 0
27.11. | 4 | 227.6814 |  | 73.5206 | 9.588 | 0 | 144.5727 | 0
27.11. | 5 | 228.9958 |  | 73.4532 | 9.588 | 0 | 145.9545 | 0
27.11. | 6 | 230.4071 |  | 73.6554 | 9.588 | 0 | 147.1636 | 0
27.11. | 7 | 225.0525 |  | 73.6554 | 9.588 | 0 | 141.8091 | 0
27.11. | 8 | 227.256 |  | 72.577 | 9.588 | 0 | 145.0909 | 0
27.11. | 9 | 231.3256 |  | 72.8466 | 9.588 | 0 | 148.8909 | 0
27.11. | 10 | 230.2976 |  | 72.5096 | 9.588 | 0 | 148.2 | 0
27.11. | 11 | 232.2356 |  | 72.3748 | 9.588 | 0 | 150.2727 | 0
27.11. | 12 | 227.8246 |  | 73.3184 | 9.588 | 0 | 144.9182 | 0
27.11. | 13 | 227.298 |  | 73.6554 | 9.588 | 0 | 144.0545 | 0
27.11. | 14 | 242.071 |  | 85.6649 | 9.588 | 0 | 146.8182 | 0
27.11. | 15 | 238.6165 |  | 85.6649 | 9.588 | 0 | 143.3636 | 0
27.11. | 16 | 245.0664 |  | 86.0693 | 9.588 | 0 | 149.4091 | 0
27.11. | 17 | 245.3444 |  | 86.0019 | 9.588 | 0 | 149.7545 | 0
27.11. | 18 | 235.4456 |  | 73.8576 | 9.588 | 0 | 152 | 0
27.11. | 19 | 236.8654 |  | 73.7228 | 9.588 | 0 | 153.5545 | 0
27.11. | 20 | 237.0381 |  | 73.7228 | 9.588 | 0 | 153.7273 | 0
27.11. | 21 | 211.0765 |  | 48.7976 | 9.588 | 0 | 152.6909 | 0
27.11. | 22 | 234.9275 |  | 73.8576 | 9.588 | 0 | 151.4818 | 0
27.11. | 23 | 233.651 |  | 73.7902 | 9.588 | 0 | 150.2727 | 0
27.11. | 24 | 232.7873 |  | 73.7902 | 9.588 | 0 | 149.4091 | 0
28.11. | 1 | 230.761 |  | 73.3184 | 9.588 | 0 | 147.8545 | 0
28.11. | 2 | 231.6456 |  | 73.8576 | 9.588 | 0 | 148.2 | 0
28.11. | 3 | 233.3055 |  | 73.7902 | 9.588 | 0 | 149.9273 | 0
28.11. | 4 | 231.2118 |  | 73.251 | 9.588 | 0 | 148.3727 | 0
28.11. | 5 | 228.9494 |  | 73.925 | 9.588 | 0 | 145.4364 | 0
28.11. | 6 | 229.8889 |  | 73.6554 | 9.588 | 0 | 146.6455 | 0
28.11. | 7 | 227.892 |  | 73.3858 | 9.588 | 0 | 144.9182 | 0
28.11. | 8 | 227.951 |  | 73.7902 | 9.588 | 0 | 144.5727 | 0
28.11. | 9 | 214.8962 |  | 64.0172 | 9.588 | 0 | 141.2909 | 0
28.11. | 10 | 223.5738 |  | 73.3858 | 9.588 | 0 | 140.6 | 0
28.11. | 11 | 227.0538 |  | 72.3748 | 9.588 | 0 | 145.0909 | 0
28.11. | 12 | 225.1832 |  | 72.577 | 9.588 | 0 | 143.0182 | 0
28.11. | 13 | 231.1738 |  | 73.3858 | 9.588 | 0 | 148.2 | 0
28.11. | 14 | 233.8701 |  | 73.3184 | 9.588 | 0 | 150.9636 | 0
28.11. | 15 | 231.73 |  | 73.251 | 9.588 | 0 | 148.8909 | 0
28.11. | 16 | 228.9663 |  | 73.251 | 9.588 | 0 | 146.1273 | 0
28.11. | 17 | 233.9375 |  | 73.3858 | 9.588 | 0 | 150.9636 | 0
28.11. | 18 | 234.3209 |  | 73.251 | 9.588 | 0 | 151.4818 | 0
28.11. | 19 | 237.2867 |  | 73.4532 | 9.588 | 0 | 154.2455 | 0
28.11. | 20 | 231.1064 |  | 73.3184 | 9.588 | 0 | 148.2 | 0
28.11. | 21 | 237.055 |  | 73.0488 | 9.588 | 0 | 154.4182 | 0
28.11. | 22 | 232.9011 |  | 73.3858 | 9.588 | 0 | 149.9273 | 0
28.11. | 23 | 232.7873 |  | 73.7902 | 9.588 | 0 | 149.4091 | 0
28.11. | 24 | 230.0027 |  | 73.251 | 9.588 | 0 | 147.1636 | 0
29.11. | 1 | 230.4745 |  | 73.7228 | 9.588 | 0 | 147.1636 | 0
29.11. | 2 | 217.6547 |  | 73.8576 | 9.588 | 0 | 134.2091 | 0
29.11. | 3 | 201.0365 |  | 61.0394 | 9.588 | 0 | 130.4091 | 0
29.11. | 4 | 204.4152 |  | 61.309 | 9.588 | 0 | 133.5182 | 0
29.11. | 5 | 216.6648 |  | 73.3858 | 9.588 | 0 | 133.6909 | 0
29.11. | 6 | 203.6864 |  | 61.4438 | 9.588 | 0 | 132.6545 | 0
29.11. | 7 | 201.3735 |  | 61.3764 | 9.588 | 0 | 130.4091 | 0
29.11. | 8 | 218.0381 |  | 73.7228 | 9.588 | 0 | 134.7273 | 0
29.11. | 9 | 216.9133 |  | 73.1162 | 9.588 | 0 | 134.2091 | 0
29.11. | 10 | 213.9939 |  | 72.4422 | 9.588 | 0 | 131.9636 | 0
29.11. | 11 | 213.1597 |  | 72.6444 | 9.588 | 0 | 130.9273 | 0
29.11. | 12 | 211.0027 |  | 73.251 | 9.588 | 0 | 128.1636 | 0
29.11. | 13 | 213.4798 |  | 73.6554 | 9.588 | 0 | 130.2364 | 0
29.11. | 14 | 212.8563 |  | 73.7228 | 9.588 | 0 | 129.5455 | 0
29.11. | 15 | 213.8337 |  | 73.3184 | 9.588 | 0 | 130.9273 | 0
29.11. | 16 | 211.0307 |  | 67.7518 | 9.588 | 0 | 133.6909 | 0
29.11. | 17 | 213.8492 |  | 66.943 | 9.588 | 0 | 137.3182 | 0
29.11. | 18 | 219.8328 |  | 73.7902 | 9.588 | 0 | 136.4545 | 0
29.11. | 19 | 222.2889 |  | 73.6554 | 9.588 | 0 | 139.0455 | 0
29.11. | 20 | 233.887 |  | 72.6444 | 9.588 | 0 | 151.6545 | 0
29.11. | 21 | 211.5041 |  | 55.2706 | 9.588 | 0 | 146.6455 | 0
29.11. | 22 | 231.4434 |  | 73.6554 | 9.588 | 0 | 148.2 | 0
29.11. | 23 | 230.6472 |  | 73.7228 | 9.588 | 0 | 147.3364 | 0
29.11. | 24 | 228.2964 |  | 73.7902 | 9.588 | 0 | 144.9182 | 0
30.11. | 1 | 231.1949 |  | 73.925 | 9.588 | 0 | 147.6818 | 0
30.11. | 2 | 227.6434 |  | 73.6554 | 9.588 | 0 | 144.4 | 0
30.11. | 3 | 194.936 |  | 42.3298 | 9.588 | 0 | 143.0182 | 0
30.11. | 4 | 211.939 |  | 60.7146 | 9.588 | 0 | 141.6364 | 0
30.11. | 5 | 215.431 |  | 66.1066 | 9.588 | 0 | 139.7364 | 0
30.11. | 6 | 208.4845 |  | 60.7146 | 9.588 | 0 | 138.1818 | 0
30.11. | 7 | 207.9073 |  | 60.3102 | 9.588 | 0 | 138.0091 | 0
30.11. | 8 | 221.123 |  | 60.9168 | 9.588 | 0 | 150.6182 | 0
30.11. | 9 | 199.4024 |  | 50.9416 | 9.588 | 0 | 138.8727 | 0
30.11. | 10 | 215.4141 |  | 66.7806 | 9.588 | 0 | 139.0455 | 0
30.11. | 11 | 195.8787 |  | 54.327 | 9.588 | 0 | 131.9636 | 0
30.11. | 12 | 211.109 |  | 62.13 | 9.588 | 0 | 139.3909 | 0
30.11. | 13 | 213.1054 |  | 67.9264 | 9.588 | 0 | 135.5909 | 0
30.11. | 14 | 222.2258 |  | 72.0378 | 9.588 | 0 | 140.6 | 0
30.11. | 15 | 224.4713 |  | 72.0378 | 9.588 | 0 | 142.8455 | 0
30.11. | 16 | 228.7431 |  | 72.5096 | 9.588 | 0 | 146.6455 | 0
30.11. | 17 | 223.8914 |  | 60.2306 | 9.588 | 0 | 154.0727 | 0
30.11. | 18 | 221.8102 |  | 60.5676 | 9.588 | 0 | 151.6545 | 0
30.11. | 19 | 215.3674 |  | 54.1248 | 9.588 | 0 | 151.6545 | 0
30.11. | 20 | 225.745 |  | 60.7024 | 9.588 | 0 | 155.4545 | 0
30.11. | 21 | 235.7785 |  | 72.9814 | 9.588 | 0 | 153.2091 | 0
30.11. | 22 | 220.0365 |  | 61.0394 | 9.588 | 0 | 149.4091 | 0
30.11. | 23 | 228.6378 |  | 72.577 | 9.588 | 0 | 146.4727 | 0
30.11. | 24 | 232.5936 |  | 73.251 | 9.588 | 0 | 149.7545 | 0
01.12. | 1 | 235.1676 |  | 73.925 | 9.588 | 0 | 151.6545 | 0
01.12. | 2 | 229.6403 |  | 73.925 | 9.588 | 0 | 146.1273 | 0
01.12. | 3 | 219.4958 |  | 73.4532 | 9.588 | 0 | 136.4545 | 0
01.12. | 4 | 219.7949 |  | 73.925 | 9.588 | 0 | 136.2818 | 0
01.12. | 5 | 200.2094 |  | 55.2032 | 9.588 | 0 | 135.4182 | 0
01.12. | 6 | 209.9494 |  | 73.925 | 9.588 | 0 | 126.4364 | 0
01.12. | 7 | 220.5616 |  | 73.6554 | 9.588 | 0 | 137.3182 | 0
01.12. | 8 | 202.0505 |  | 54.7988 | 9.588 | 0 | 137.6636 | 0
01.12. | 9 | 201.5238 |  | 55.1358 | 9.588 | 0 | 136.8 | 0
01.12. | 10 | 205.4895 |  | 61.1742 | 9.588 | 0 | 134.7273 | 0
01.12. | 11 | 204.6428 |  | 60.5002 | 9.588 | 0 | 134.5545 | 0
01.12. | 12 | 220.0393 |  | 72.4422 | 9.588 | 0 | 138.0091 | 0
01.12. | 13 | 226.6745 |  | 73.7228 | 9.588 | 0 | 143.3636 | 0
01.12. | 14 | 225.1284 |  | 73.3858 | 9.588 | 0 | 142.1545 | 0
01.12. | 15 | 225.1453 |  | 72.7118 | 9.588 | 0 | 142.8455 | 0
01.12. | 16 | 230.445 |  | 73.5206 | 9.588 | 0 | 147.3364 | 0
01.12. | 17 | 234.0933 |  | 74.0598 | 9.588 | 0 | 150.4455 | 0
01.12. | 18 | 236.3726 |  | 72.7118 | 9.588 | 0 | 154.0727 | 0
01.12. | 19 | 237.0002 |  | 73.8576 | 9.588 | 0 | 153.5545 | 0
01.12. | 20 | 214.8617 |  | 55.001 | 9.588 | 0 | 150.2727 | 0
01.12. | 21 | 214.2762 |  | 54.9336 | 9.588 | 0 | 149.7545 | 0
01.12. | 22 | 227.7108 |  | 73.7228 | 9.588 | 0 | 144.4 | 0
01.12. | 23 | 232.2018 |  | 73.7228 | 9.588 | 0 | 148.8909 | 0
01.12. | 24 | 228.9873 |  | 73.7902 | 9.588 | 0 | 145.6091 | 0
02.12. | 1 | 231.1949 |  | 73.925 | 9.588 | 0 | 147.6818 | 0
02.12. | 2 | 228.4692 |  | 73.7902 | 9.588 | 0 | 145.0909 | 0
02.12. | 3 | 226.2911 |  | 73.8576 | 9.588 | 0 | 142.8455 | 0
02.12. | 4 | 209.8821 |  | 55.2032 | 9.588 | 0 | 145.0909 | 0
02.12. | 5 | 233.929 |  | 73.7228 | 9.588 | 0 | 150.6182 | 0
02.12. | 6 | 215.915 |  | 54.327 | 9.588 | 0 | 152 | 0
02.12. | 7 | 214.7943 |  | 54.9336 | 9.588 | 0 | 150.2727 | 0
02.12. | 8 | 231.1949 |  | 73.925 | 9.588 | 0 | 147.6818 | 0
02.12. | 9 | 224.488 |  | 74.1272 | 9.588 | 0 | 140.7727 | 0
02.12. | 10 | 202.2442 |  | 55.338 | 9.588 | 0 | 137.3182 | 0
02.12. | 11 | 213.105 |  | 54.7988 | 9.588 | 0 | 148.7182 | 0
02.12. | 12 | 217.3348 |  | 54.1922 | 9.588 | 0 | 153.5545 | 0
02.12. | 13 | 236.2334 |  | 74.1272 | 9.588 | 0 | 152.5182 | 0
02.12. | 14 | 237.3162 |  | 73.6554 | 9.588 | 0 | 154.0727 | 0
02.12. | 15 | 236.2334 |  | 74.1272 | 9.588 | 0 | 152.5182 | 0
02.12. | 16 | 219.2389 |  | 55.4054 | 9.588 | 0 | 154.2455 | 0
02.12. | 17 | 237.4889 |  | 73.6554 | 9.588 | 0 | 154.2455 | 0
02.12. | 18 | 237.9607 |  | 74.1272 | 9.588 | 0 | 154.2455 | 0
02.12. | 19 | 217.9919 |  | 55.5402 | 9.588 | 0 | 152.8636 | 0
02.12. | 20 | 223.4237 |  | 60.972 | 9.588 | 0 | 152.8636 | 0
02.12. | 21 | 237.788 |  | 74.1272 | 9.588 | 0 | 154.0727 | 0
02.12. | 22 | 237.451 |  | 73.7902 | 9.588 | 0 | 154.0727 | 0
02.12. | 23 | 236.7137 |  | 74.262 | 9.588 | 0 | 152.8636 | 0
02.12. | 24 | 235.4456 |  | 73.8576 | 9.588 | 0 | 152 | 0
03.12. | 1 | 233.651 |  | 73.7902 | 9.588 | 0 | 150.2727 | 0
03.12. | 2 | 234.8601 |  | 73.7902 | 9.588 | 0 | 151.4818 | 0
03.12. | 3 | 228.9494 |  | 73.925 | 9.588 | 0 | 145.4364 | 0
03.12. | 4 | 231.3002 |  | 73.8576 | 9.588 | 0 | 147.8545 | 0
03.12. | 5 | 233.6425 |  | 74.1272 | 9.588 | 0 | 149.9273 | 0
03.12. | 6 | 224.8503 |  | 73.4532 | 9.588 | 0 | 141.8091 | 0
03.12. | 7 | 228.8062 |  | 74.1272 | 9.588 | 0 | 145.0909 | 0
03.12. | 8 | 228.5366 |  | 73.8576 | 9.588 | 0 | 145.0909 | 0
03.12. | 9 | 233.7099 |  | 74.1946 | 9.588 | 0 | 149.9273 | 0
03.12. | 10 | 236.4062 |  | 74.1272 | 9.588 | 0 | 152.6909 | 0
03.12. | 11 | 236.8149 |  | 72.9814 | 9.588 | 0 | 154.2455 | 0
03.12. | 12 | 233.0192 |  | 71.4312 | 9.588 | 0 | 152 | 0
03.12. | 13 | 237.2403 |  | 73.925 | 9.588 | 0 | 153.7273 | 0
03.12. | 14 | 239.5152 |  | 74.1272 | 9.588 | 0 | 155.8 | 0
03.12. | 15 | 237.4889 |  | 73.6554 | 9.588 | 0 | 154.2455 | 0
03.12. | 16 | 238.1798 |  | 73.6554 | 9.588 | 0 | 154.9364 | 0
03.12. | 17 | 237.6406 |  | 73.1162 | 9.588 | 0 | 154.9364 | 0
03.12. | 18 | 235.6648 |  | 73.3858 | 9.588 | 0 | 152.6909 | 0
03.12. | 19 | 219.9096 |  | 62.467 | 9.588 | 0 | 147.8545 | 0
03.12. | 20 | 233.7143 |  | 72.6444 | 9.588 | 0 | 151.4818 | 0
03.12. | 21 | 238.1334 |  | 74.1272 | 9.588 | 0 | 154.4182 | 0
03.12. | 22 | 235.7322 |  | 73.4532 | 9.588 | 0 | 152.6909 | 0
03.12. | 23 | 234.9738 |  | 73.3858 | 9.588 | 0 | 152 | 0
03.12. | 24 | 233.2381 |  | 73.7228 | 9.588 | 0 | 149.9273 | 0
04.12. | 1 | 233.4867 |  | 73.4532 | 9.588 | 0 | 150.4455 | 0
04.12. | 2 | 234.919 |  | 74.1946 | 9.588 | 0 | 151.1364 | 0
04.12. | 3 | 233.5836 |  | 73.7228 | 9.588 | 0 | 150.2727 | 0
04.12. | 4 | 233.9964 |  | 73.7902 | 9.588 | 0 | 150.6182 | 0
04.12. | 5 | 232.6736 |  | 74.1946 | 9.588 | 0 | 148.8909 | 0
04.12. | 6 | 232.0754 |  | 73.251 | 9.588 | 0 | 149.2364 | 0
04.12. | 7 | 232.3366 |  | 73.8576 | 9.588 | 0 | 148.8909 | 0
04.12. | 8 | 229.3707 |  | 73.6554 | 9.588 | 0 | 146.1273 | 0
04.12. | 9 | 225.4823 |  | 73.0488 | 9.588 | 0 | 142.8455 | 0
04.12. | 10 | 222.7102 |  | 73.3858 | 9.588 | 0 | 139.7364 | 0
04.12. | 11 | 225.655 |  | 73.0488 | 9.588 | 0 | 143.0182 | 0
04.12. | 12 | 229.455 |  | 73.0488 | 9.588 | 0 | 146.8182 | 0
04.12. | 13 | 226.6324 |  | 72.6444 | 9.588 | 0 | 144.4 | 0
04.12. | 14 | 226.0679 |  | 73.1162 | 9.588 | 0 | 143.3636 | 0
04.12. | 15 | 228.0478 |  | 74.0598 | 9.588 | 0 | 144.4 | 0
04.12. | 16 | 226.165 |  | 70.6224 | 9.588 | 0 | 145.9545 | 0
04.12. | 17 | 222.2766 |  | 70.0158 | 9.588 | 0 | 142.6727 | 0
04.12. | 18 | 225.6048 |  | 69.544 | 9.588 | 0 | 146.4727 | 0
04.12. | 19 | 226.974 |  | 68.6678 | 9.588 | 0 | 148.7182 | 0
04.12. | 20 | 229.5396 |  | 69.6788 | 9.588 | 0 | 150.2727 | 0
04.12. | 21 | 227.2857 |  | 70.0158 | 9.588 | 0 | 147.6818 | 0
04.12. | 22 | 228.9076 |  | 70.0832 | 9.588 | 0 | 149.2364 | 0
04.12. | 23 | 228.4948 |  | 70.0158 | 9.588 | 0 | 148.8909 | 0
04.12. | 24 | 229.944 |  | 70.0832 | 9.588 | 0 | 150.2727 | 0
05.12. | 1 | 230.1167 |  | 70.0832 | 9.588 | 0 | 150.4455 | 0
05.12. | 2 | 227.7954 |  | 70.3528 | 9.588 | 0 | 147.8545 | 0
05.12. | 3 | 223.7553 |  | 70.2854 | 9.588 | 0 | 143.8818 | 0
05.12. | 4 | 220.4696 |  | 66.3088 | 9.588 | 0 | 144.5727 | 0
05.12. | 5 | 221.5354 |  | 66.511 | 9.588 | 0 | 145.4364 | 0
05.12. | 6 | 220.6338 |  | 66.6458 | 9.588 | 0 | 144.4 | 0
05.12. | 7 | 221.6574 |  | 68.533 | 9.588 | 0 | 143.5364 | 0
05.12. | 8 | 222.896 |  | 68.7352 | 9.588 | 0 | 144.5727 | 0
05.12. | 9 | 223.7596 |  | 68.7352 | 9.588 | 0 | 145.4364 | 0
05.12. | 10 | 220.6124 |  | 71.6334 | 9.588 | 0 | 139.3909 | 0
05.12. | 11 | 221.2318 |  | 70.3528 | 9.588 | 0 | 141.2909 | 0
05.12. | 12 | 196.6056 |  | 45.8994 | 9.588 | 0 | 141.1182 | 0
05.12. | 13 | 228.2293 |  | 70.9594 | 9.588 | 0 | 147.6818 | 0
05.12. | 14 | 225.7352 |  | 71.229 | 9.588 | 0 | 144.9182 | 0
05.12. | 15 | 227.4246 |  | 71.3638 | 9.588 | 0 | 146.4727 | 0
05.12. | 16 | 225.8236 |  | 71.8356 | 9.588 | 0 | 144.4 | 0
05.12. | 17 | 224.4672 |  | 70.8246 | 9.588 | 0 | 144.0545 | 0
05.12. | 18 | 220.802 |  | 70.9594 | 9.588 | 0 | 140.2545 | 0
05.12. | 19 | 227.5468 |  | 70.6224 | 9.588 | 0 | 147.3364 | 0
05.12. | 20 | 228.4737 |  | 69.4766 | 9.588 | 0 | 149.4091 | 0
05.12. | 21 | 230.5421 |  | 71.0268 | 9.588 | 0 | 149.9273 | 0
05.12. | 22 | 227.3067 |  | 70.555 | 9.588 | 0 | 147.1636 | 0
05.12. | 23 | 230.1587 |  | 71.1616 | 9.588 | 0 | 149.4091 | 0
05.12. | 24 | 229.4678 |  | 71.1616 | 9.588 | 0 | 148.7182 | 0
06.12. | 1 | 228.4315 |  | 71.1616 | 9.588 | 0 | 147.6818 | 0
06.12. | 2 | 226.7042 |  | 71.1616 | 9.588 | 0 | 145.9545 | 0
06.12. | 3 | 224.265 |  | 70.6224 | 9.588 | 0 | 144.0545 | 0
06.12. | 4 | 225.6173 |  | 70.4202 | 9.588 | 0 | 145.6091 | 0
06.12. | 5 | 223.2286 |  | 70.6224 | 9.588 | 0 | 143.0182 | 0
06.12. | 6 | 222.938 |  | 69.8136 | 9.588 | 0 | 143.5364 | 0
06.12. | 7 | 218.5355 |  | 70.4202 | 9.588 | 0 | 138.5273 | 0
06.12. | 8 | 224.3408 |  | 70.3528 | 9.588 | 0 | 144.4 | 0
06.12. | 9 | 223.3255 |  | 70.892 | 9.588 | 0 | 142.8455 | 0
06.12. | 10 | 225.6384 |  | 70.9594 | 9.588 | 0 | 145.0909 | 0
06.12. | 11 | 221.1644 |  | 70.2854 | 9.588 | 0 | 141.2909 | 0
06.12. | 12 | 221.4847 |  | 68.533 | 9.588 | 0 | 143.3636 | 0
06.12. | 13 | 213.5982 |  | 68.9374 | 9.588 | 0 | 135.0727 | 0
06.12. | 14 | 221.6656 |  | 70.9594 | 9.588 | 0 | 141.1182 | 0
06.12. | 15 | 224.8716 |  | 71.229 | 9.588 | 0 | 144.0545 | 0
06.12. | 16 | 223.4603 |  | 71.0268 | 9.588 | 0 | 142.8455 | 0
06.12. | 17 | 224.4293 |  | 70.9594 | 9.588 | 0 | 143.8818 | 0
06.12. | 18 | 229.1224 |  | 71.1616 | 9.588 | 0 | 148.3727 | 0
06.12. | 19 | 233.4785 |  | 71.0268 | 9.588 | 0 | 152.8636 | 0
06.12. | 20 | 222.0164 |  | 58.3556 | 9.588 | 0 | 154.0727 | 0
06.12. | 21 | 226.1862 |  | 68.3982 | 9.588 | 0 | 148.2 | 0
06.12. | 22 | 233.4026 |  | 71.2964 | 9.588 | 0 | 152.5182 | 0
06.12. | 23 | 231.549 |  | 70.8246 | 9.588 | 0 | 151.1364 | 0
06.12. | 24 | 231.1782 |  | 71.8356 | 9.588 | 0 | 149.7545 | 0
07.12. | 1 | 231.2835 |  | 71.7682 | 9.588 | 0 | 149.9273 | 0
07.12. | 2 | 230.6979 |  | 71.7008 | 9.588 | 0 | 149.4091 | 0
07.12. | 3 | 218.7926 |  | 69.8136 | 9.588 | 0 | 139.3909 | 0
07.12. | 4 | 228.6844 |  | 69.3418 | 9.588 | 0 | 149.7545 | 0
07.12. | 5 | 221.0759 |  | 69.6788 | 9.588 | 0 | 141.8091 | 0
07.12. | 6 | 228.381 |  | 70.4202 | 9.588 | 0 | 148.3727 | 0
07.12. | 7 | 226.4894 |  | 70.0832 | 9.588 | 0 | 146.8182 | 0
07.12. | 8 | 223.4098 |  | 70.2854 | 9.588 | 0 | 143.5364 | 0
07.12. | 9 | 221.2528 |  | 70.892 | 9.588 | 0 | 140.7727 | 0
07.12. | 10 | 221.2148 |  | 71.0268 | 9.588 | 0 | 140.6 | 0
07.12. | 11 | 224.3114 |  | 70.1506 | 9.588 | 0 | 144.5727 | 0
07.12. | 12 | 223.8816 |  | 70.7572 | 9.588 | 0 | 143.5364 | 0
07.12. | 13 | 230.445 |  | 73.5206 | 9.588 | 0 | 147.3364 | 0
07.12. | 14 | 232.7284 |  | 73.3858 | 9.588 | 0 | 149.7545 | 0
07.12. | 15 | 231.2412 |  | 73.4532 | 9.588 | 0 | 148.2 | 0
07.12. | 16 | 235.2434 |  | 73.6554 | 9.588 | 0 | 152 | 0
07.12. | 17 | 233.6679 |  | 73.1162 | 9.588 | 0 | 150.9636 | 0
07.12. | 18 | 235.3108 |  | 73.7228 | 9.588 | 0 | 152 | 0
07.12. | 19 | 231.0096 |  | 73.0488 | 9.588 | 0 | 148.3727 | 0
07.12. | 20 | 232.0754 |  | 73.251 | 9.588 | 0 | 149.2364 | 0
07.12. | 21 | 235.7616 |  | 73.6554 | 9.588 | 0 | 152.5182 | 0
07.12. | 22 | 234.7253 |  | 73.6554 | 9.588 | 0 | 151.4818 | 0
07.12. | 23 | 233.8616 |  | 73.6554 | 9.588 | 0 | 150.6182 | 0
07.12. | 24 | 234.4767 |  | 73.925 | 9.588 | 0 | 150.9636 | 0
08.12. | 1 | 234.9064 |  | 73.3184 | 9.588 | 0 | 152 | 0
08.12. | 2 | 233.3729 |  | 73.8576 | 9.588 | 0 | 149.9273 | 0
08.12. | 3 | 229.9773 |  | 74.262 | 9.588 | 0 | 146.1273 | 0
08.12. | 4 | 232.7494 |  | 73.925 | 9.588 | 0 | 149.2364 | 0
08.12. | 5 | 231.6162 |  | 73.6554 | 9.588 | 0 | 148.3727 | 0
08.12. | 6 | 231.8858 |  | 73.925 | 9.588 | 0 | 148.3727 | 0
08.12. | 7 | 229.9858 |  | 73.925 | 9.588 | 0 | 146.4727 | 0
08.12. | 8 | 230.6472 |  | 73.7228 | 9.588 | 0 | 147.3364 | 0
08.12. | 9 | 231.3466 |  | 73.3858 | 9.588 | 0 | 148.3727 | 0
08.12. | 10 | 228.3133 |  | 73.1162 | 9.588 | 0 | 145.6091 | 0
08.12. | 11 | 228.3892 |  | 72.8466 | 9.588 | 0 | 145.9545 | 0
08.12. | 12 | 230.8074 |  | 72.8466 | 9.588 | 0 | 148.3727 | 0
08.12. | 13 | 228.6588 |  | 73.1162 | 9.588 | 0 | 145.9545 | 0
08.12. | 14 | 224.6102 |  | 73.3858 | 9.588 | 0 | 141.6364 | 0
08.12. | 15 | 226.8557 |  | 73.3858 | 9.588 | 0 | 143.8818 | 0
08.12. | 16 | 232.897 |  | 72.1726 | 9.588 | 0 | 151.1364 | 0
08.12. | 17 | 234.1102 |  | 73.3858 | 9.588 | 0 | 151.1364 | 0
08.12. | 18 | 235.2645 |  | 74.1946 | 9.588 | 0 | 151.4818 | 0
08.12. | 19 | 235.7152 |  | 74.1272 | 9.588 | 0 | 152 | 0
08.12. | 20 | 232.404 |  | 73.925 | 9.588 | 0 | 148.8909 | 0
08.12. | 21 | 229.6024 |  | 74.0598 | 9.588 | 0 | 145.9545 | 0
08.12. | 22 | 232.661 |  | 73.3184 | 9.588 | 0 | 149.7545 | 0
08.12. | 23 | 231.7974 |  | 73.3184 | 9.588 | 0 | 148.8909 | 0
08.12. | 24 | 234.5905 |  | 73.5206 | 9.588 | 0 | 151.4818 | 0
09.12. | 1 | 231.0811 |  | 74.3294 | 9.588 | 0 | 147.1636 | 0
09.12. | 2 | 230.3312 |  | 73.925 | 9.588 | 0 | 146.8182 | 0
09.12. | 3 | 232.1554 |  | 74.1946 | 9.588 | 0 | 148.3727 | 0
09.12. | 4 | 231.5319 |  | 74.262 | 9.588 | 0 | 147.6818 | 0
09.12. | 5 | 233.0654 |  | 73.7228 | 9.588 | 0 | 149.7545 | 0
09.12. | 6 | 230.9842 |  | 74.0598 | 9.588 | 0 | 147.3364 | 0
09.12. | 7 | 228.7431 |  | 72.5096 | 9.588 | 0 | 146.6455 | 0
09.12. | 8 | 231.9996 |  | 73.5206 | 9.588 | 0 | 148.8909 | 0
09.12. | 9 | 227.3572 |  | 71.2964 | 9.588 | 0 | 146.4727 | 0
09.12. | 10 | 228.6126 |  | 70.8246 | 9.588 | 0 | 148.2 | 0
09.12. | 11 | 233.0359 |  | 73.5206 | 9.588 | 0 | 149.9273 | 0
09.12. | 12 | 230.3566 |  | 72.914 | 9.588 | 0 | 147.8545 | 0
09.12. | 13 | 231.1064 |  | 73.3184 | 9.588 | 0 | 148.2 | 0
09.12. | 14 | 220.6375 |  | 73.3858 | 9.588 | 0 | 137.6636 | 0
09.12. | 15 | 234.5694 |  | 72.9814 | 9.588 | 0 | 152 | 0
09.12. | 16 | 235.3108 |  | 73.7228 | 9.588 | 0 | 152 | 0
09.12. | 17 | 235.1971 |  | 74.1272 | 9.588 | 0 | 151.4818 | 0
09.12. | 18 | 234.7927 |  | 73.7228 | 9.588 | 0 | 151.4818 | 0
09.12. | 19 | 232.4293 |  | 72.914 | 9.588 | 0 | 149.9273 | 0
09.12. | 20 | 237.0845 |  | 73.251 | 9.588 | 0 | 154.2455 | 0
09.12. | 21 | 237.8344 |  | 73.6554 | 9.588 | 0 | 154.5909 | 0
09.12. | 22 | 230.4745 |  | 73.7228 | 9.588 | 0 | 147.1636 | 0
09.12. | 23 | 234.919 |  | 74.1946 | 9.588 | 0 | 151.1364 | 0
09.12. | 24 | 237.114 |  | 73.4532 | 9.588 | 0 | 154.0727 | 0
10.12. | 1 | 238.382 |  | 73.8576 | 9.588 | 0 | 154.9364 | 0
10.12. | 2 | 236.5873 |  | 73.7902 | 9.588 | 0 | 153.2091 | 0
10.12. | 3 | 235.0328 |  | 73.7902 | 9.588 | 0 | 151.6545 | 0
10.12. | 4 | 234.5231 |  | 73.4532 | 9.588 | 0 | 151.4818 | 0
10.12. | 5 | 232.5177 |  | 73.5206 | 9.588 | 0 | 149.4091 | 0
10.12. | 6 | 223.8604 |  | 72.9814 | 9.588 | 0 | 141.2909 | 0
10.12. | 7 | 231.3676 |  | 73.925 | 9.588 | 0 | 147.8545 | 0
10.12. | 8 | 232.6525 |  | 73.6554 | 9.588 | 0 | 149.4091 | 0
10.12. | 9 | 231.2412 |  | 73.4532 | 9.588 | 0 | 148.2 | 0
10.12. | 10 | 230.5883 |  | 73.3184 | 9.588 | 0 | 147.6818 | 0
10.12. | 11 | 219.1883 |  | 73.3184 | 9.588 | 0 | 136.2818 | 0
10.12. | 12 | 217.5663 |  | 73.251 | 9.588 | 0 | 134.7273 | 0
10.12. | 13 | 220.2246 |  | 73.3184 | 9.588 | 0 | 137.3182 | 0
10.12. | 14 | 220.3005 |  | 73.0488 | 9.588 | 0 | 137.6636 | 0
10.12. | 15 | 220.9829 |  | 73.3858 | 9.588 | 0 | 138.0091 | 0
10.12. | 16 | 223.0177 |  | 73.5206 | 9.588 | 0 | 139.9091 | 0
10.12. | 17 | 221.3199 |  | 73.7228 | 9.588 | 0 | 138.0091 | 0
10.12. | 18 | 218.9312 |  | 73.925 | 9.588 | 0 | 135.4182 | 0
10.12. | 19 | 222.3099 |  | 74.1946 | 9.588 | 0 | 138.5273 | 0
10.12. | 20 | 223.0936 |  | 73.251 | 9.588 | 0 | 140.2545 | 0
10.12. | 21 | 223.4516 |  | 74.1272 | 9.588 | 0 | 139.7364 | 0
10.12. | 22 | 219.7572 |  | 71.2964 | 9.588 | 0 | 138.8727 | 0
10.12. | 23 | 211.9178 |  | 62.9388 | 9.588 | 0 | 139.3909 | 0
10.12. | 24 | 210.7635 |  | 62.13 | 9.588 | 0 | 139.0455 | 0
11.12. | 1 | 220.1108 |  | 73.7228 | 9.588 | 0 | 136.8 | 0
11.12. | 2 | 216.8964 |  | 73.7902 | 9.588 | 0 | 133.5182 | 0
11.12. | 3 | 218.0466 |  | 73.3858 | 9.588 | 0 | 135.0727 | 0
11.12. | 4 | 216.9133 |  | 73.1162 | 9.588 | 0 | 134.2091 | 0
11.12. | 5 | 216.7996 |  | 73.5206 | 9.588 | 0 | 133.6909 | 0
11.12. | 6 | 216.1256 |  | 72.8466 | 9.588 | 0 | 133.6909 | 0
11.12. | 7 | 216.0876 |  | 72.9814 | 9.588 | 0 | 133.5182 | 0
11.12. | 8 | 212.8986 |  | 72.0378 | 9.588 | 0 | 131.2727 | 0
11.12. | 9 | 213.1556 |  | 71.4312 | 9.588 | 0 | 132.1364 | 0
11.12. | 10 | 214.2635 |  | 72.7118 | 9.588 | 0 | 131.9636 | 0
11.12. | 11 | 212.1908 |  | 72.7118 | 9.588 | 0 | 129.8909 | 0
11.12. | 12 | 210.2528 |  | 72.8466 | 9.588 | 0 | 127.8182 | 0
11.12. | 13 | 206.0779 |  | 72.6444 | 9.588 | 0 | 123.8455 | 0
11.12. | 14 | 209.3133 |  | 73.1162 | 9.588 | 0 | 126.6091 | 0
11.12. | 15 | 205.1898 |  | 62.6018 | 9.588 | 0 | 133 | 0
11.12. | 16 | 211.6346 |  | 72.8466 | 9.588 | 0 | 129.2 | 0
11.12. | 17 | 212.3676 |  | 73.925 | 9.588 | 0 | 128.8545 | 0
11.12. | 18 | 211.3187 |  | 73.0488 | 9.588 | 0 | 128.6818 | 0
11.12. | 19 | 214.5246 |  | 73.3184 | 9.588 | 0 | 131.6182 | 0
11.12. | 20 | 213.1133 |  | 73.1162 | 9.588 | 0 | 130.4091 | 0
11.12. | 21 | 214.5121 |  | 72.4422 | 9.588 | 0 | 132.4818 | 0
11.12. | 22 | 216.4246 |  | 73.3184 | 9.588 | 0 | 133.5182 | 0
11.12. | 23 | 215.7212 |  | 72.4422 | 9.588 | 0 | 133.6909 | 0
11.12. | 24 | 201.765 |  | 60.0406 | 9.588 | 0 | 132.1364 | 0
12.12. | 1 | 200.4506 |  | 60.108 | 9.588 | 0 | 130.7545 | 0
12.12. | 2 | 191.633 |  | 60.445 | 9.588 | 0 | 121.6 | 0
12.12. | 3 | 169.7662 |  | 37.5418 | 9.588 | 0 | 122.6364 | 0
12.12. | 4 | 176.3296 |  | 40.3052 | 9.588 | 0 | 126.4364 | 0
12.12. | 5 | 176.7212 |  | 42.5968 | 9.588 | 0 | 124.5364 | 0
12.12. | 6 | 181.7636 |  | 46.7756 | 9.588 | 0 | 125.4 | 0
12.12. | 7 | 211.045 |  | 71.566 | 9.588 | 0 | 129.8909 | 0
12.12. | 8 | 213.4588 |  | 73.1162 | 9.588 | 0 | 130.7545 | 0
12.12. | 9 | 200.9719 |  | 72.3748 | 9.588 | 0 | 119.0091 | 0
12.12. | 10 | 205.2437 |  | 72.8466 | 9.588 | 0 | 122.8091 | 0
12.12. | 11 | 205.2271 |  | 70.7572 | 9.588 | 0 | 124.8818 | 0
12.12. | 12 | 205.716 |  | 67.7916 | 9.588 | 0 | 128.3364 | 0
12.12. | 13 | 207.7798 |  | 73.6554 | 9.588 | 0 | 124.5364 | 0
12.12. | 14 | 210.6362 |  | 72.7118 | 9.588 | 0 | 128.3364 | 0
12.12. | 15 | 209.4481 |  | 73.251 | 9.588 | 0 | 126.6091 | 0
12.12. | 16 | 208.614 |  | 73.4532 | 9.588 | 0 | 125.5727 | 0
12.12. | 17 | 212.1275 |  | 73.8576 | 9.588 | 0 | 128.6818 | 0
12.12. | 18 | 212.9996 |  | 73.5206 | 9.588 | 0 | 129.8909 | 0
12.12. | 19 | 218.1814 |  | 73.5206 | 9.588 | 0 | 135.0727 | 0
12.12. | 20 | 217.6422 |  | 72.9814 | 9.588 | 0 | 135.0727 | 0
12.12. | 21 | 218.2403 |  | 73.925 | 9.588 | 0 | 134.7273 | 0
12.12. | 22 | 218.0002 |  | 73.8576 | 9.588 | 0 | 134.5545 | 0
12.12. | 23 | 218.5858 |  | 73.925 | 9.588 | 0 | 135.0727 | 0
12.12. | 24 | 219.7949 |  | 73.925 | 9.588 | 0 | 136.2818 | 0
13.12. | 1 | 215.9654 |  | 73.7228 | 9.588 | 0 | 132.6545 | 0
13.12. | 2 | 216.829 |  | 73.7228 | 9.588 | 0 | 133.5182 | 0
13.12. | 3 | 214.988 |  | 74.1272 | 9.588 | 0 | 131.2727 | 0
13.12. | 4 | 214.5751 |  | 74.0598 | 9.588 | 0 | 130.9273 | 0
13.12. | 5 | 214.2466 |  | 73.3858 | 9.588 | 0 | 131.2727 | 0
13.12. | 6 | 213.6062 |  | 74.1272 | 9.588 | 0 | 129.8909 | 0
13.12. | 7 | 212.7889 |  | 73.6554 | 9.588 | 0 | 129.5455 | 0
13.12. | 8 | 209.9663 |  | 73.251 | 9.588 | 0 | 127.1273 | 0
13.12. | 9 | 209.9958 |  | 73.4532 | 9.588 | 0 | 126.9545 | 0
13.12. | 10 | 204.1994 |  | 67.6568 | 9.588 | 0 | 126.9545 | 0
13.12. | 11 | 205.939 |  | 71.2964 | 9.588 | 0 | 125.0545 | 0
13.12. | 12 | 199.5958 |  | 60.635 | 9.588 | 0 | 129.3727 | 0
13.12. | 13 | 212.5067 |  | 72.5096 | 9.588 | 0 | 130.4091 | 0
13.12. | 14 | 213.9096 |  | 73.0488 | 9.588 | 0 | 131.2727 | 0
13.12. | 15 | 218.3836 |  | 73.7228 | 9.588 | 0 | 135.0727 | 0
13.12. | 16 | 218.451 |  | 73.7902 | 9.588 | 0 | 135.0727 | 0
13.12. | 17 | 220.9829 |  | 73.3858 | 9.588 | 0 | 138.0091 | 0
13.12. | 18 | 222.0193 |  | 73.3858 | 9.588 | 0 | 139.0455 | 0
13.12. | 19 | 222.0193 |  | 73.3858 | 9.588 | 0 | 139.0455 | 0
13.12. | 20 | 224.2901 |  | 72.3748 | 9.588 | 0 | 142.3273 | 0
13.12. | 21 | 221.7707 |  | 73.6554 | 9.588 | 0 | 138.5273 | 0
13.12. | 22 | 211.7372 |  | 61.3764 | 9.588 | 0 | 140.7727 | 0
13.12. | 23 | 210.8735 |  | 61.3764 | 9.588 | 0 | 139.9091 | 0
13.12. | 24 | 204.2705 |  | 55.8098 | 9.588 | 0 | 138.8727 | 0
14.12. | 1 | 218.3751 |  | 74.0598 | 9.588 | 0 | 134.7273 | 0
14.12. | 2 | 219.066 |  | 74.0598 | 9.588 | 0 | 135.4182 | 0
14.12. | 3 | 218.7121 |  | 74.3968 | 9.588 | 0 | 134.7273 | 0
14.12. | 4 | 216.3698 |  | 74.1272 | 9.588 | 0 | 132.6545 | 0
14.12. | 5 | 216.1971 |  | 74.1272 | 9.588 | 0 | 132.4818 | 0
14.12. | 6 | 217.166 |  | 74.0598 | 9.588 | 0 | 133.5182 | 0
14.12. | 7 | 216.9638 |  | 73.8576 | 9.588 | 0 | 133.5182 | 0
14.12. | 8 | 212.9826 |  | 74.1946 | 9.588 | 0 | 129.2 | 0
14.12. | 9 | 200.3077 |  | 61.1742 | 9.588 | 0 | 129.5455 | 0
14.12. | 10 | 215.0723 |  | 73.5206 | 9.588 | 0 | 131.9636 | 0
14.12. | 11 | 215.4936 |  | 73.251 | 9.588 | 0 | 132.6545 | 0
14.12. | 12 | 213.4042 |  | 71.1616 | 9.588 | 0 | 132.6545 | 0
14.12. | 13 | 214.6932 |  | 72.1052 | 9.588 | 0 | 133 | 0
14.12. | 14 | 214.2804 |  | 72.0378 | 9.588 | 0 | 132.6545 | 0
14.12. | 15 | 209.0184 |  | 73.8576 | 9.588 | 0 | 125.5727 | 0
14.12. | 16 | 212.8563 |  | 73.7228 | 9.588 | 0 | 129.5455 | 0
14.12. | 17 | 216.1086 |  | 73.5206 | 9.588 | 0 | 133 | 0
14.12. | 18 | 220.1782 |  | 73.7902 | 9.588 | 0 | 136.8 | 0
14.12. | 19 | 221.0378 |  | 72.577 | 9.588 | 0 | 138.8727 | 0
14.12. | 20 | 223.182 |  | 73.8576 | 9.588 | 0 | 139.7364 | 0
14.12. | 21 | 222.0952 |  | 73.1162 | 9.588 | 0 | 139.3909 | 0
14.12. | 22 | 221.8297 |  | 74.0598 | 9.588 | 0 | 138.1818 | 0
14.12. | 23 | 219.302 |  | 72.914 | 9.588 | 0 | 136.8 | 0
14.12. | 24 | 220.5111 |  | 72.914 | 9.588 | 0 | 138.0091 | 0
15.12. | 1 | 218.687 |  | 72.6444 | 9.588 | 0 | 136.4545 | 0
15.12. | 2 | 218.0381 |  | 73.7228 | 9.588 | 0 | 134.7273 | 0
15.12. | 3 | 216.4331 |  | 72.9814 | 9.588 | 0 | 133.8636 | 0
15.12. | 4 | 216.7322 |  | 73.4532 | 9.588 | 0 | 133.6909 | 0
15.12. | 5 | 218.1224 |  | 73.1162 | 9.588 | 0 | 135.4182 | 0
15.12. | 6 | 216.9049 |  | 73.4532 | 9.588 | 0 | 133.8636 | 0
15.12. | 7 | 216.5974 |  | 73.3184 | 9.588 | 0 | 133.6909 | 0
15.12. | 8 | 213.1892 |  | 72.8466 | 9.588 | 0 | 130.7545 | 0
15.12. | 9 | 211.9801 |  | 72.8466 | 9.588 | 0 | 129.5455 | 0
15.12. | 10 | 212.1149 |  | 72.9814 | 9.588 | 0 | 129.5455 | 0
15.12. | 11 | 211.5588 |  | 73.1162 | 9.588 | 0 | 128.8545 | 0
15.12. | 12 | 194.9181 |  | 54.0574 | 9.588 | 0 | 131.2727 | 0
15.12. | 13 | 188.4816 |  | 46.239 | 9.588 | 0 | 132.6545 | 0
15.12. | 14 | 191.6704 |  | 49.946 | 9.588 | 0 | 132.1364 | 0
15.12. | 15 | 189.1089 |  | 50.1482 | 9.588 | 0 | 129.3727 | 0
15.12. | 16 | 195.23 |  | 52.642 | 9.588 | 0 | 133 | 0
15.12. | 17 | 198.3853 |  | 54.9336 | 9.588 | 0 | 133.8636 | 0
15.12. | 18 | 198.8191 |  | 55.5402 | 9.588 | 0 | 133.6909 | 0
15.12. | 19 | 201.8483 |  | 54.5966 | 9.588 | 0 | 137.6636 | 0
15.12. | 20 | 201.7598 |  | 53.99 | 9.588 | 0 | 138.1818 | 0
15.12. | 21 | 208.5607 |  | 61.309 | 9.588 | 0 | 137.6636 | 0
15.12. | 22 | 208.2321 |  | 60.635 | 9.588 | 0 | 138.0091 | 0
15.12. | 23 | 221.914 |  | 73.4532 | 9.588 | 0 | 138.8727 | 0
15.12. | 24 | 207.4274 |  | 61.0394 | 9.588 | 0 | 136.8 | 0
16.12. | 1 | 204.9713 |  | 61.1742 | 9.588 | 0 | 134.2091 | 0
16.12. | 2 | 204.2509 |  | 60.972 | 9.588 | 0 | 133.6909 | 0
16.12. | 3 | 205.3168 |  | 61.1742 | 9.588 | 0 | 134.5545 | 0
16.12. | 4 | 199.2573 |  | 54.5966 | 9.588 | 0 | 135.0727 | 0
16.12. | 5 | 199.5059 |  | 54.327 | 9.588 | 0 | 135.5909 | 0
16.12. | 6 | 199.9398 |  | 54.9336 | 9.588 | 0 | 135.4182 | 0
16.12. | 7 | 197.8081 |  | 54.5292 | 9.588 | 0 | 133.6909 | 0
16.12. | 8 | 203.2779 |  | 59.8262 | 9.588 | 0 | 133.8636 | 0
16.12. | 9 | 205.9108 |  | 60.9046 | 9.588 | 0 | 135.4182 | 0
16.12. | 10 | 193.6269 |  | 47.5844 | 9.588 | 0 | 136.4545 | 0
16.12. | 11 | 207.0443 |  | 58.4108 | 9.588 | 0 | 139.0455 | 0
16.12. | 12 | 219.2979 |  | 71.7008 | 9.588 | 0 | 138.0091 | 0
16.12. | 13 | 222.0362 |  | 72.7118 | 9.588 | 0 | 139.7364 | 0
16.12. | 14 | 204.8984 |  | 54.1922 | 9.588 | 0 | 141.1182 | 0
16.12. | 15 | 210.0058 |  | 60.1632 | 9.588 | 0 | 140.2545 | 0
16.12. | 16 | 217.9428 |  | 60.5002 | 9.588 | 0 | 147.8545 | 0
16.12. | 17 | 219.3246 |  | 60.5002 | 9.588 | 0 | 149.2364 | 0
16.12. | 18 | 232.0754 |  | 73.251 | 9.588 | 0 | 149.2364 | 0
16.12. | 19 | 232.4926 |  | 71.7682 | 9.588 | 0 | 151.1364 | 0
16.12. | 20 | 236.0735 |  | 72.24 | 9.588 | 0 | 154.2455 | 0
16.12. | 21 | 237.7544 |  | 72.7118 | 9.588 | 0 | 155.4545 | 0
16.12. | 22 | 236.5453 |  | 72.7118 | 9.588 | 0 | 154.2455 | 0
16.12. | 23 | 234.502 |  | 72.914 | 9.588 | 0 | 152 | 0
16.12. | 24 | 236.6422 |  | 72.9814 | 9.588 | 0 | 154.0727 | 0
17.12. | 1 | 231.6879 |  | 72.1726 | 9.588 | 0 | 149.9273 | 0
17.12. | 2 | 214.6765 |  | 54.1248 | 9.588 | 0 | 150.9636 | 0
17.12. | 3 | 213.7075 |  | 54.1922 | 9.588 | 0 | 149.9273 | 0
17.12. | 4 | 213.5053 |  | 53.99 | 9.588 | 0 | 149.9273 | 0
17.12. | 5 | 219.8133 |  | 60.298 | 9.588 | 0 | 149.9273 | 0
17.12. | 6 | 218.7095 |  | 60.2306 | 9.588 | 0 | 148.8909 | 0
17.12. | 7 | 212.4689 |  | 53.99 | 9.588 | 0 | 148.8909 | 0
17.12. | 8 | 216.3124 |  | 60.7698 | 9.588 | 0 | 145.9545 | 0
17.12. | 9 | 216.7801 |  | 60.0284 | 9.588 | 0 | 147.1636 | 0
17.12. | 10 | 209.6633 |  | 52.9116 | 9.588 | 0 | 147.1636 | 0
17.12. | 11 | 225.6637 |  | 69.9484 | 9.588 | 0 | 146.1273 | 0
17.12. | 12 | 204.945 |  | 50.957 | 9.588 | 0 | 144.4 | 0
17.12. | 13 | 208.172 |  | 51.7658 | 9.588 | 0 | 146.8182 | 0
17.12. | 14 | 215.1485 |  | 51.8332 | 9.588 | 0 | 153.7273 | 0
17.12. | 15 | 217.4865 |  | 53.653 | 9.588 | 0 | 154.2455 | 0
17.12. | 16 | 217.5833 |  | 53.9226 | 9.588 | 0 | 154.0727 | 0
17.12. | 17 | 216.231 |  | 54.1248 | 9.588 | 0 | 152.5182 | 0
17.12. | 18 | 218.131 |  | 54.1248 | 9.588 | 0 | 154.4182 | 0
17.12. | 19 | 216.783 |  | 52.7768 | 9.588 | 0 | 154.4182 | 0
17.12. | 20 | 217.7181 |  | 54.0574 | 9.588 | 0 | 154.0727 | 0
17.12. | 21 | 215.6244 |  | 53.5182 | 9.588 | 0 | 152.5182 | 0
17.12. | 22 | 225.0246 |  | 60.5002 | 9.588 | 0 | 154.9364 | 0
17.12. | 23 | 234.7042 |  | 73.1162 | 9.588 | 0 | 152 | 0
17.12. | 24 | 233.5121 |  | 72.4422 | 9.588 | 0 | 151.4818 | 0
18.12. | 1 | 235.3531 |  | 72.0378 | 9.588 | 0 | 153.7273 | 0
18.12. | 2 | 234.5484 |  | 72.4422 | 9.588 | 0 | 152.5182 | 0
18.12. | 3 | 228.4776 |  | 73.4532 | 9.588 | 0 | 145.4364 | 0
18.12. | 4 | 231.73 |  | 73.251 | 9.588 | 0 | 148.8909 | 0
18.12. | 5 | 229.4635 |  | 72.7118 | 9.588 | 0 | 147.1636 | 0
18.12. | 6 | 230.9296 |  | 72.1052 | 9.588 | 0 | 149.2364 | 0
18.12. | 7 | 230.8368 |  | 73.0488 | 9.588 | 0 | 148.2 | 0
18.12. | 8 | 233.7606 |  | 72.1726 | 9.588 | 0 | 152 | 0
18.12. | 9 | 235.408 |  | 71.229 | 9.588 | 0 | 154.5909 | 0
18.12. | 10 | 221.7584 |  | 70.0158 | 9.588 | 0 | 142.1545 | 0
18.12. | 11 | 227.0076 |  | 70.0832 | 9.588 | 0 | 147.3364 | 0
18.12. | 12 | 230.6264 |  | 70.4202 | 9.588 | 0 | 150.6182 | 0
18.12. | 13 | 235.5005 |  | 73.0488 | 9.588 | 0 | 152.8636 | 0
18.12. | 14 | 222.3732 |  | 73.0488 | 9.588 | 0 | 139.7364 | 0
18.12. | 15 | 234.9528 |  | 72.8466 | 9.588 | 0 | 152.5182 | 0
18.12. | 16 | 231.9196 |  | 72.577 | 9.588 | 0 | 149.7545 | 0
18.12. | 17 | 225.8447 |  | 72.3748 | 9.588 | 0 | 143.8818 | 0
18.12. | 18 | 233.234 |  | 72.5096 | 9.588 | 0 | 151.1364 | 0
18.12. | 19 | 235.9008 |  | 72.24 | 9.588 | 0 | 154.0727 | 0
18.12. | 20 | 235.2393 |  | 72.4422 | 9.588 | 0 | 153.2091 | 0
18.12. | 21 | 236.103 |  | 72.4422 | 9.588 | 0 | 154.0727 | 0
18.12. | 22 | 235.6901 |  | 72.3748 | 9.588 | 0 | 153.7273 | 0
18.12. | 23 | 233.6932 |  | 72.1052 | 9.588 | 0 | 152 | 0
18.12. | 24 | 232.0756 |  | 70.4876 | 9.588 | 0 | 152 | 0
19.12. | 1 | 217.1004 |  | 58.276 | 9.588 | 0 | 149.2364 | 0
19.12. | 2 | 210.2699 |  | 53.5182 | 9.588 | 0 | 147.1636 | 0
19.12. | 3 | 216.6832 |  | 59.7588 | 9.588 | 0 | 147.3364 | 0
19.12. | 4 | 216.7716 |  | 60.3654 | 9.588 | 0 | 146.8182 | 0
19.12. | 5 | 216.0976 |  | 59.6914 | 9.588 | 0 | 146.8182 | 0
19.12. | 6 | 218.1703 |  | 59.6914 | 9.588 | 0 | 148.8909 | 0
19.12. | 7 | 214.5515 |  | 59.3544 | 9.588 | 0 | 145.6091 | 0
19.12. | 8 | 218.3725 |  | 59.8936 | 9.588 | 0 | 148.8909 | 0
19.12. | 9 | 216.502 |  | 60.0958 | 9.588 | 0 | 146.8182 | 0
19.12. | 10 | 215.8575 |  | 59.624 | 9.588 | 0 | 146.6455 | 0
19.12. | 11 | 214.5206 |  | 53.4508 | 9.588 | 0 | 151.4818 | 0
19.12. | 12 | 212.8059 |  | 54.327 | 9.588 | 0 | 148.8909 | 0
19.12. | 13 | 216.5822 |  | 58.276 | 9.588 | 0 | 148.7182 | 0
19.12. | 14 | 219.9776 |  | 60.635 | 9.588 | 0 | 149.7545 | 0
19.12. | 15 | 232.7958 |  | 73.4532 | 9.588 | 0 | 149.7545 | 0
19.12. | 16 | 235.3698 |  | 74.1272 | 9.588 | 0 | 151.6545 | 0
19.12. | 17 | 231.1234 |  | 72.6444 | 9.588 | 0 | 148.8909 | 0
19.12. | 18 | 234.1187 |  | 73.0488 | 9.588 | 0 | 151.4818 | 0
19.12. | 19 | 236.5453 |  | 72.7118 | 9.588 | 0 | 154.2455 | 0
19.12. | 20 | 238.7738 |  | 73.3858 | 9.588 | 0 | 155.8 | 0
19.12. | 21 | 227.072 |  | 61.5112 | 9.588 | 0 | 155.9727 | 0
19.12. | 22 | 224.3506 |  | 59.8262 | 9.588 | 0 | 154.9364 | 0
19.12. | 23 | 218.9398 |  | 54.9336 | 9.588 | 0 | 154.4182 | 0
19.12. | 24 | 221.5561 |  | 53.9226 | 9.588 | 0 | 158.0455 | 0
20.12. | 1 | 218.388 |  | 53.5182 | 9.588 | 0 | 155.2818 | 0
20.12. | 2 | 223.4237 |  | 60.972 | 9.588 | 0 | 152.8636 | 0
20.12. | 3 | 217.4541 |  | 60.7024 | 9.588 | 0 | 147.1636 | 0
20.12. | 4 | 214.7144 |  | 53.99 | 9.588 | 0 | 151.1364 | 0
20.12. | 5 | 217.9583 |  | 54.1248 | 9.588 | 0 | 154.2455 | 0
20.12. | 6 | 222.1303 |  | 61.5786 | 9.588 | 0 | 150.9636 | 0
20.12. | 7 | 211.8159 |  | 53.8552 | 9.588 | 0 | 148.3727 | 0
20.12. | 8 | 212.5573 |  | 54.5966 | 9.588 | 0 | 148.3727 | 0
20.12. | 9 | 219.0465 |  | 60.5676 | 9.588 | 0 | 148.8909 | 0
20.12. | 10 | 216.2365 |  | 61.0394 | 9.588 | 0 | 145.6091 | 0
20.12. | 11 | 219.6196 |  | 59.7588 | 9.588 | 0 | 150.2727 | 0
20.12. | 12 | 225.4121 |  | 61.5786 | 9.588 | 0 | 154.2455 | 0
20.12. | 13 | 222.834 |  | 59.6914 | 9.588 | 0 | 153.5545 | 0
20.12. | 14 | 221.8607 |  | 61.309 | 9.588 | 0 | 150.9636 | 0
20.12. | 15 | 208.4901 |  | 48.9748 | 9.588 | 0 | 149.9273 | 0
20.12. | 16 | 224.2024 |  | 63.478 | 9.588 | 0 | 151.1364 | 0
20.12. | 17 | 220.7061 |  | 59.6362 | 9.588 | 0 | 151.4818 | 0
20.12. | 18 | 222.3821 |  | 67.185 | 9.588 | 0 | 145.6091 | 0
20.12. | 19 | 230.8115 |  | 74.0598 | 9.588 | 0 | 147.1636 | 0
20.12. | 20 | 231.2412 |  | 73.4532 | 9.588 | 0 | 148.2 | 0
20.12. | 21 | 232.3155 |  | 73.3184 | 9.588 | 0 | 149.4091 | 0
20.12. | 22 | 234.224 |  | 72.9814 | 9.588 | 0 | 151.6545 | 0
20.12. | 23 | 235.5679 |  | 73.1162 | 9.588 | 0 | 152.8636 | 0
20.12. | 24 | 238.2936 |  | 73.251 | 9.588 | 0 | 155.4545 | 0
21.12. | 1 | 235.3782 |  | 73.7902 | 9.588 | 0 | 152 | 0
21.12. | 2 | 217.6983 |  | 61.983 | 9.588 | 0 | 146.1273 | 0
21.12. | 3 | 232.7494 |  | 73.925 | 9.588 | 0 | 149.2364 | 0
21.12. | 4 | 230.6472 |  | 73.7228 | 9.588 | 0 | 147.3364 | 0
21.12. | 5 | 229.198 |  | 73.6554 | 9.588 | 0 | 145.9545 | 0
21.12. | 6 | 228.0268 |  | 73.5206 | 9.588 | 0 | 144.9182 | 0
21.12. | 7 | 226.8767 |  | 73.925 | 9.588 | 0 | 143.3636 | 0
21.12. | 8 | 232.0206 |  | 74.0598 | 9.588 | 0 | 148.3727 | 0
21.12. | 9 | 230.5419 |  | 73.7902 | 9.588 | 0 | 147.1636 | 0
21.12. | 10 | 231.73 |  | 73.251 | 9.588 | 0 | 148.8909 | 0
21.12. | 11 | 231.4434 |  | 73.6554 | 9.588 | 0 | 148.2 | 0
21.12. | 12 | 228.9958 |  | 73.4532 | 9.588 | 0 | 145.9545 | 0
21.12. | 13 | 232.3829 |  | 73.3858 | 9.588 | 0 | 149.4091 | 0
21.12. | 14 | 230.3102 |  | 73.3858 | 9.588 | 0 | 147.3364 | 0
21.12. | 15 | 229.1685 |  | 73.4532 | 9.588 | 0 | 146.1273 | 0
21.12. | 16 | 218.1867 |  | 60.9168 | 9.588 | 0 | 147.6818 | 0
21.12. | 17 | 227.0417 |  | 65.9718 | 9.588 | 0 | 151.4818 | 0
21.12. | 18 | 229.3079 |  | 69.2744 | 9.588 | 0 | 150.4455 | 0
21.12. | 19 | 232.3619 |  | 72.8466 | 9.588 | 0 | 149.9273 | 0
21.12. | 20 | 228.7936 |  | 73.251 | 9.588 | 0 | 145.9545 | 0
21.12. | 21 | 234.4557 |  | 73.3858 | 9.588 | 0 | 151.4818 | 0
21.12. | 22 | 237.1224 |  | 73.1162 | 9.588 | 0 | 154.4182 | 0
21.12. | 23 | 235.829 |  | 73.7228 | 9.588 | 0 | 152.5182 | 0
21.12. | 24 | 236.8359 |  | 73.5206 | 9.588 | 0 | 153.7273 | 0
22.12. | 1 | 234.9738 |  | 73.3858 | 9.588 | 0 | 152 | 0
22.12. | 2 | 231.1738 |  | 73.3858 | 9.588 | 0 | 148.2 | 0
22.12. | 3 | 232.029 |  | 73.7228 | 9.588 | 0 | 148.7182 | 0
22.12. | 4 | 229.4002 |  | 73.8576 | 9.588 | 0 | 145.9545 | 0
22.12. | 5 | 231.9406 |  | 73.1162 | 9.588 | 0 | 149.2364 | 0
22.12. | 6 | 230.7231 |  | 73.4532 | 9.588 | 0 | 147.6818 | 0
22.12. | 7 | 229.7331 |  | 72.9814 | 9.588 | 0 | 147.1636 | 0
22.12. | 8 | 225.3475 |  | 72.914 | 9.588 | 0 | 142.8455 | 0
22.12. | 9 | 227.0202 |  | 70.9594 | 9.588 | 0 | 146.4727 | 0
22.12. | 10 | 214.2888 |  | 71.7008 | 9.588 | 0 | 133 | 0
22.12. | 11 | 223.7719 |  | 72.3748 | 9.588 | 0 | 141.8091 | 0
22.12. | 12 | 228.524 |  | 72.9814 | 9.588 | 0 | 145.9545 | 0
22.12. | 13 | 226.4049 |  | 73.4532 | 9.588 | 0 | 143.3636 | 0
22.12. | 14 | 224.859 |  | 70.3528 | 9.588 | 0 | 144.9182 | 0
22.12. | 15 | 232.4042 |  | 71.1616 | 9.588 | 0 | 151.6545 | 0
22.12. | 16 | 234.0892 |  | 72.8466 | 9.588 | 0 | 151.6545 | 0
22.12. | 17 | 230.7738 |  | 71.4312 | 9.588 | 0 | 149.7545 | 0
22.12. | 18 | 234.4221 |  | 71.9704 | 9.588 | 0 | 152.8636 | 0
22.12. | 19 | 235.8546 |  | 69.9484 | 9.588 | 0 | 156.3182 | 0
22.12. | 20 | 233.4026 |  | 71.2964 | 9.588 | 0 | 152.5182 | 0
22.12. | 21 | 236.8192 |  | 71.4312 | 9.588 | 0 | 155.8 | 0
22.12. | 22 | 233.3437 |  | 70.892 | 9.588 | 0 | 152.8636 | 0
22.12. | 23 | 231.1487 |  | 71.6334 | 9.588 | 0 | 149.9273 | 0
22.12. | 24 | 227.433 |  | 71.0268 | 9.588 | 0 | 146.8182 | 0
23.12. | 1 | 223.8942 |  | 71.6334 | 9.588 | 0 | 142.6727 | 0
23.12. | 2 | 232.876 |  | 71.6334 | 9.588 | 0 | 151.6545 | 0
23.12. | 3 | 231.9534 |  | 71.229 | 9.588 | 0 | 151.1364 | 0
23.12. | 4 | 228.9496 |  | 71.1616 | 9.588 | 0 | 148.2 | 0
23.12. | 5 | 228.9666 |  | 70.4876 | 9.588 | 0 | 148.8909 | 0
23.12. | 6 | 229.5268 |  | 71.566 | 9.588 | 0 | 148.3727 | 0
23.12. | 7 | 228.402 |  | 70.9594 | 9.588 | 0 | 147.8545 | 0
23.12. | 8 | 230.1208 |  | 71.2964 | 9.588 | 0 | 149.2364 | 0
23.12. | 9 | 229.6449 |  | 69.6114 | 9.588 | 0 | 150.4455 | 0
23.12. | 10 | 229.5521 |  | 70.555 | 9.588 | 0 | 149.4091 | 0
23.12. | 11 | 230.0029 |  | 70.4876 | 9.588 | 0 | 149.9273 | 0
23.12. | 12 | 232.9685 |  | 73.4532 | 9.588 | 0 | 149.9273 | 0
23.12. | 13 | 234.839 |  | 73.251 | 9.588 | 0 | 152 | 0
23.12. | 14 | 232.1766 |  | 71.9704 | 9.588 | 0 | 150.6182 | 0
23.12. | 15 | 233.6425 |  | 74.1272 | 9.588 | 0 | 149.9273 | 0
23.12. | 16 | 230.8958 |  | 73.4532 | 9.588 | 0 | 147.8545 | 0
23.12. | 17 | 235.1297 |  | 74.0598 | 9.588 | 0 | 151.4818 | 0
23.12. | 18 | 234.6368 |  | 73.0488 | 9.588 | 0 | 152 | 0
23.12. | 19 | 237.607 |  | 71.7008 | 9.588 | 0 | 156.3182 | 0
23.12. | 20 | 234.1146 |  | 71.8356 | 9.588 | 0 | 152.6909 | 0
23.12. | 21 | 235.4246 |  | 73.3184 | 9.588 | 0 | 152.5182 | 0
23.12. | 22 | 235.9008 |  | 72.24 | 9.588 | 0 | 154.0727 | 0
23.12. | 23 | 235.9049 |  | 73.4532 | 9.588 | 0 | 152.8636 | 0
23.12. | 24 | 233.6848 |  | 72.4422 | 9.588 | 0 | 151.6545 | 0
24.12. | 1 | 234.4516 |  | 72.1726 | 9.588 | 0 | 152.6909 | 0
24.12. | 2 | 231.549 |  | 70.8246 | 9.588 | 0 | 151.1364 | 0
24.12. | 3 | 232.48 |  | 70.892 | 9.588 | 0 | 152 | 0
24.12. | 4 | 232.7496 |  | 71.1616 | 9.588 | 0 | 152 | 0
24.12. | 5 | 232.3452 |  | 70.7572 | 9.588 | 0 | 152 | 0
24.12. | 6 | 232.48 |  | 70.892 | 9.588 | 0 | 152 | 0
24.12. | 7 | 228.1408 |  | 70.3528 | 9.588 | 0 | 148.2 | 0
24.12. | 8 | 235.4249 |  | 70.555 | 9.588 | 0 | 155.2818 | 0
24.12. | 9 | 231.9198 |  | 69.8136 | 9.588 | 0 | 152.5182 | 0
24.12. | 10 | 238.3992 |  | 70.4202 | 9.588 | 0 | 158.3909 | 0
24.12. | 11 | 229.3458 |  | 69.1396 | 9.588 | 0 | 150.6182 | 0
24.12. | 12 | 222.8494 |  | 71.9704 | 9.588 | 0 | 141.2909 | 0
24.12. | 13 | 235.6691 |  | 71.8356 | 9.588 | 0 | 154.2455 | 0
24.12. | 14 | 236.6844 |  | 71.2964 | 9.588 | 0 | 155.8 | 0
24.12. | 15 | 239.7387 |  | 72.1052 | 9.588 | 0 | 158.0455 | 0
24.12. | 16 | 236.1619 |  | 72.8466 | 9.588 | 0 | 153.7273 | 0
24.12. | 17 | 234.561 |  | 73.3184 | 9.588 | 0 | 151.6545 | 0
24.12. | 18 | 236.8149 |  | 72.9814 | 9.588 | 0 | 154.2455 | 0
24.12. | 19 | 236.6886 |  | 72.5096 | 9.588 | 0 | 154.5909 | 0
24.12. | 20 | 236.6422 |  | 72.9814 | 9.588 | 0 | 154.0727 | 0
24.12. | 21 | 234.165 |  | 72.577 | 9.588 | 0 | 152 | 0
24.12. | 22 | 232.8086 |  | 71.566 | 9.588 | 0 | 151.6545 | 0
24.12. | 23 | 234.0177 |  | 71.566 | 9.588 | 0 | 152.8636 | 0
24.12. | 24 | 232.8634 |  | 70.7572 | 9.588 | 0 | 152.5182 | 0
25.12. | 1 | 232.5052 |  | 72.6444 | 9.588 | 0 | 150.2727 | 0
25.12. | 2 | 232.7033 |  | 71.6334 | 9.588 | 0 | 151.4818 | 0
25.12. | 3 | 234.8265 |  | 72.3748 | 9.588 | 0 | 152.8636 | 0
25.12. | 4 | 226.544 |  | 72.0378 | 9.588 | 0 | 144.9182 | 0
25.12. | 5 | 232.1556 |  | 71.4312 | 9.588 | 0 | 151.1364 | 0
25.12. | 6 | 231.1487 |  | 71.6334 | 9.588 | 0 | 149.9273 | 0
25.12. | 7 | 225.8195 |  | 70.6224 | 9.588 | 0 | 145.6091 | 0
25.12. | 8 | 230.0744 |  | 71.7682 | 9.588 | 0 | 148.7182 | 0
25.12. | 9 | 231.4014 |  | 72.577 | 9.588 | 0 | 149.2364 | 0
25.12. | 10 | 232.4846 |  | 66.5784 | 9.588 | 0 | 156.3182 | 0
25.12. | 11 | 229.4009 |  | 65.5674 | 9.588 | 0 | 154.2455 | 0
25.12. | 12 | 235.6102 |  | 71.4312 | 9.588 | 0 | 154.5909 | 0
25.12. | 13 | 237.1478 |  | 72.1052 | 9.588 | 0 | 155.4545 | 0
25.12. | 14 | 235.2393 |  | 72.4422 | 9.588 | 0 | 153.2091 | 0
25.12. | 15 | 234.9738 |  | 73.3858 | 9.588 | 0 | 152 | 0
25.12. | 16 | 236.1914 |  | 73.0488 | 9.588 | 0 | 153.5545 | 0
25.12. | 17 | 235.1719 |  | 72.3748 | 9.588 | 0 | 153.2091 | 0
25.12. | 18 | 233.5795 |  | 72.5096 | 9.588 | 0 | 151.4818 | 0
25.12. | 19 | 227.5763 |  | 70.8246 | 9.588 | 0 | 147.1636 | 0
25.12. | 20 | 237.1352 |  | 71.229 | 9.588 | 0 | 156.3182 | 0
25.12. | 21 | 235.4754 |  | 71.2964 | 9.588 | 0 | 154.5909 | 0
25.12. | 22 | 224.6286 |  | 59.7588 | 9.588 | 0 | 155.2818 | 0
25.12. | 23 | 224.9826 |  | 59.4218 | 9.588 | 0 | 155.9727 | 0
25.12. | 24 | 224.5528 |  | 60.0284 | 9.588 | 0 | 154.9364 | 0
26.12. | 1 | 218.4484 |  | 59.624 | 9.588 | 0 | 149.2364 | 0
26.12. | 2 | 219.9524 |  | 58.8826 | 9.588 | 0 | 151.4818 | 0
26.12. | 3 | 238.4158 |  | 72.5096 | 9.588 | 0 | 156.3182 | 0
26.12. | 4 | 237.9315 |  | 71.1616 | 9.588 | 0 | 157.1818 | 0
26.12. | 5 | 236.2757 |  | 72.4422 | 9.588 | 0 | 154.2455 | 0
26.12. | 6 | 235.6901 |  | 72.3748 | 9.588 | 0 | 153.7273 | 0
26.12. | 7 | 234.2199 |  | 71.7682 | 9.588 | 0 | 152.8636 | 0
26.12. | 8 | 235.408 |  | 71.229 | 9.588 | 0 | 154.5909 | 0
26.12. | 9 | 239.0268 |  | 71.566 | 9.588 | 0 | 157.8727 | 0
26.12. | 10 | 237.7587 |  | 71.1616 | 9.588 | 0 | 157.0091 | 0
26.12. | 11 | 232.56 |  | 71.8356 | 9.588 | 0 | 151.1364 | 0
26.12. | 12 | 231.7935 |  | 69.3418 | 9.588 | 0 | 152.8636 | 0
26.12. | 13 | 232.9308 |  | 70.8246 | 9.588 | 0 | 152.5182 | 0
26.12. | 14 | 232.0082 |  | 70.4202 | 9.588 | 0 | 152 | 0
26.12. | 15 | 227.6016 |  | 69.8136 | 9.588 | 0 | 148.2 | 0
26.12. | 16 | 233.091 |  | 69.9484 | 9.588 | 0 | 153.5545 | 0
26.12. | 17 | 227.7364 |  | 69.9484 | 9.588 | 0 | 148.2 | 0
26.12. | 18 | 228.68 |  | 70.892 | 9.588 | 0 | 148.2 | 0
26.12. | 19 | 234.0725 |  | 70.7572 | 9.588 | 0 | 153.7273 | 0
26.12. | 20 | 228.5916 |  | 70.2854 | 9.588 | 0 | 148.7182 | 0
26.12. | 21 | 227.2224 |  | 71.1616 | 9.588 | 0 | 146.4727 | 0
26.12. | 22 | 231.6628 |  | 70.4202 | 9.588 | 0 | 151.6545 | 0
26.12. | 23 | 230.9045 |  | 70.3528 | 9.588 | 0 | 150.9636 | 0
26.12. | 24 | 230.3863 |  | 70.3528 | 9.588 | 0 | 150.4455 | 0
27.12. | 1 | 227.0581 |  | 70.8246 | 9.588 | 0 | 146.6455 | 0
27.12. | 2 | 224.164 |  | 69.1396 | 9.588 | 0 | 145.4364 | 0
27.12. | 3 | 225.2803 |  | 70.0832 | 9.588 | 0 | 145.6091 | 0
27.12. | 4 | 223.0813 |  | 69.6114 | 9.588 | 0 | 143.8818 | 0
27.12. | 5 | 224.4926 |  | 69.8136 | 9.588 | 0 | 145.0909 | 0
27.12. | 6 | 226.7465 |  | 69.4766 | 9.588 | 0 | 147.6818 | 0
27.12. | 7 | 220.9032 |  | 69.6788 | 9.588 | 0 | 141.6364 | 0
27.12. | 8 | 223.7132 |  | 69.207 | 9.588 | 0 | 144.9182 | 0
27.12. | 9 | 230.3822 |  | 69.1396 | 9.588 | 0 | 151.6545 | 0
27.12. | 10 | 227.8756 |  | 68.533 | 9.588 | 0 | 149.7545 | 0
27.12. | 11 | 231.5239 |  | 69.0722 | 9.588 | 0 | 152.8636 | 0
27.12. | 12 | 231.1028 |  | 66.5784 | 9.588 | 0 | 154.9364 | 0
27.12. | 13 | 229.9232 |  | 66.7806 | 9.588 | 0 | 153.5545 | 0
27.12. | 14 | 233.7778 |  | 68.7352 | 9.588 | 0 | 155.4545 | 0
27.12. | 15 | 233.327 |  | 68.8026 | 9.588 | 0 | 154.9364 | 0
27.12. | 16 | 229.8051 |  | 68.7352 | 9.588 | 0 | 151.4818 | 0
27.12. | 17 | 228.5286 |  | 68.6678 | 9.588 | 0 | 150.2727 | 0
27.12. | 18 | 229.9188 |  | 68.3308 | 9.588 | 0 | 152 | 0
27.12. | 19 | 232.5392 |  | 68.533 | 9.588 | 0 | 154.4182 | 0
27.12. | 20 | 228.6803 |  | 68.1286 | 9.588 | 0 | 150.9636 | 0
27.12. | 21 | 228.0104 |  | 68.6678 | 9.588 | 0 | 149.7545 | 0
27.12. | 22 | 227.3574 |  | 68.533 | 9.588 | 0 | 149.2364 | 0
27.12. | 23 | 224.9392 |  | 68.533 | 9.588 | 0 | 146.8182 | 0
27.12. | 24 | 225.7144 |  | 67.9264 | 9.588 | 0 | 148.2 | 0
28.12. | 1 | 220.7179 |  | 68.8026 | 9.588 | 0 | 142.3273 | 0
28.12. | 2 | 222.4916 |  | 68.3308 | 9.588 | 0 | 144.5727 | 0
28.12. | 3 | 223.5953 |  | 68.3982 | 9.588 | 0 | 145.6091 | 0
28.12. | 4 | 221.7712 |  | 68.1286 | 9.588 | 0 | 144.0545 | 0
28.12. | 5 | 221.1013 |  | 68.6678 | 9.588 | 0 | 142.8455 | 0
28.12. | 6 | 221.7333 |  | 68.2634 | 9.588 | 0 | 143.8818 | 0
28.12. | 7 | 223.3552 |  | 68.3308 | 9.588 | 0 | 145.4364 | 0
28.12. | 8 | 228.1998 |  | 70.7572 | 9.588 | 0 | 147.8545 | 0
28.12. | 9 | 228.2249 |  | 72.5096 | 9.588 | 0 | 146.1273 | 0
28.12. | 10 | 221.6823 |  | 73.0488 | 9.588 | 0 | 139.0455 | 0
28.12. | 11 | 225.2296 |  | 72.1052 | 9.588 | 0 | 143.5364 | 0
28.12. | 12 | 228.5155 |  | 73.3184 | 9.588 | 0 | 145.6091 | 0
28.12. | 13 | 223.8604 |  | 72.9814 | 9.588 | 0 | 141.2909 | 0
28.12. | 14 | 221.3496 |  | 71.1616 | 9.588 | 0 | 140.6 | 0
28.12. | 15 | 216.8756 |  | 70.4876 | 9.588 | 0 | 136.8 | 0
28.12. | 16 | 216.3364 |  | 69.9484 | 9.588 | 0 | 136.8 | 0
28.12. | 17 | 222.3565 |  | 70.9594 | 9.588 | 0 | 141.8091 | 0
28.12. | 18 | 230.1377 |  | 70.6224 | 9.588 | 0 | 149.9273 | 0
28.12. | 19 | 228.8738 |  | 71.4312 | 9.588 | 0 | 147.8545 | 0
28.12. | 20 | 228.0734 |  | 70.2854 | 9.588 | 0 | 148.2 | 0
28.12. | 21 | 227.6903 |  | 67.6568 | 9.588 | 0 | 150.4455 | 0
28.12. | 22 | 226.5694 |  | 71.0268 | 9.588 | 0 | 145.9545 | 0
28.12. | 23 | 233.2384 |  | 70.9594 | 9.588 | 0 | 152.6909 | 0
28.12. | 24 | 227.7534 |  | 69.2744 | 9.588 | 0 | 148.8909 | 0
29.12. | 1 | 226.0007 |  | 70.2854 | 9.588 | 0 | 146.1273 | 0
29.12. | 2 | 225.6258 |  | 70.0832 | 9.588 | 0 | 145.9545 | 0
29.12. | 3 | 223.0349 |  | 70.0832 | 9.588 | 0 | 143.3636 | 0
29.12. | 4 | 221.5057 |  | 69.0722 | 9.588 | 0 | 142.8455 | 0
29.12. | 5 | 223.7932 |  | 70.1506 | 9.588 | 0 | 144.0545 | 0
29.12. | 6 | 225.1455 |  | 69.9484 | 9.588 | 0 | 145.6091 | 0
29.12. | 7 | 216.6273 |  | 67.9938 | 9.588 | 0 | 139.0455 | 0
29.12. | 8 | 218.186 |  | 69.207 | 9.588 | 0 | 139.3909 | 0
29.12. | 9 | 227.033 |  | 69.0722 | 9.588 | 0 | 148.3727 | 0
29.12. | 10 | 226.3126 |  | 68.87 | 9.588 | 0 | 147.8545 | 0
29.12. | 11 | 222.6054 |  | 67.9264 | 9.588 | 0 | 145.0909 | 0
29.12. | 12 | 226.8982 |  | 68.9374 | 9.588 | 0 | 148.3727 | 0
29.12. | 13 | 229.1267 |  | 69.6114 | 9.588 | 0 | 149.9273 | 0
29.12. | 14 | 229.0214 |  | 69.6788 | 9.588 | 0 | 149.7545 | 0
29.12. | 15 | 229.607 |  | 69.7462 | 9.588 | 0 | 150.2727 | 0
29.12. | 16 | 229.1352 |  | 69.2744 | 9.588 | 0 | 150.2727 | 0
29.12. | 17 | 235.7831 |  | 68.6678 | 9.588 | 0 | 157.5273 | 0
29.12. | 18 | 237.6493 |  | 70.0158 | 9.588 | 0 | 158.0455 | 0
29.12. | 19 | 237.4471 |  | 69.8136 | 9.588 | 0 | 158.0455 | 0
29.12. | 20 | 237.3208 |  | 69.3418 | 9.588 | 0 | 158.3909 | 0
29.12. | 21 | 237.2534 |  | 69.2744 | 9.588 | 0 | 158.3909 | 0
29.12. | 22 | 236.5919 |  | 69.4766 | 9.588 | 0 | 157.5273 | 0
29.12. | 23 | 232.3411 |  | 69.544 | 9.588 | 0 | 153.2091 | 0
29.12. | 24 | 230.795 |  | 69.207 | 9.588 | 0 | 152 | 0
30.12. | 1 | 226.4938 |  | 68.533 | 9.588 | 0 | 148.3727 | 0
30.12. | 2 | 226.8602 |  | 69.0722 | 9.588 | 0 | 148.2 | 0
30.12. | 3 | 222.3314 |  | 69.207 | 9.588 | 0 | 143.5364 | 0
30.12. | 4 | 224.8634 |  | 68.8026 | 9.588 | 0 | 146.4727 | 0
30.12. | 5 | 228.6634 |  | 68.8026 | 9.588 | 0 | 150.2727 | 0
30.12. | 6 | 227.6016 |  | 69.8136 | 9.588 | 0 | 148.2 | 0
30.12. | 7 | 231.7135 |  | 68.3982 | 9.588 | 0 | 153.7273 | 0
30.12. | 8 | 229.7166 |  | 68.1286 | 9.588 | 0 | 152 | 0
30.12. | 9 | 229.9524 |  | 69.7462 | 9.588 | 0 | 150.6182 | 0
30.12. | 10 | 230.7276 |  | 69.1396 | 9.588 | 0 | 152 | 0
30.12. | 11 | 231.823 |  | 69.544 | 9.588 | 0 | 152.6909 | 0
30.12. | 12 | 233.1164 |  | 68.9374 | 9.588 | 0 | 154.5909 | 0
30.12. | 13 | 227.5048 |  | 69.544 | 9.588 | 0 | 148.3727 | 0
30.12. | 14 | 228.8866 |  | 69.544 | 9.588 | 0 | 149.7545 | 0
30.12. | 15 | 232.3496 |  | 69.207 | 9.588 | 0 | 153.5545 | 0
30.12. | 16 | 231.3217 |  | 68.87 | 9.588 | 0 | 152.8636 | 0
30.12. | 17 | 233.4449 |  | 69.6114 | 9.588 | 0 | 154.2455 | 0
30.12. | 18 | 233.3396 |  | 69.6788 | 9.588 | 0 | 154.0727 | 0
30.12. | 19 | 232.2822 |  | 69.1396 | 9.588 | 0 | 153.5545 | 0
30.12. | 20 | 232.4844 |  | 69.3418 | 9.588 | 0 | 153.5545 | 0
30.12. | 21 | 236.0443 |  | 69.2744 | 9.588 | 0 | 157.1818 | 0
30.12. | 22 | 231.8904 |  | 69.6114 | 9.588 | 0 | 152.6909 | 0
30.12. | 23 | 236.3897 |  | 69.2744 | 9.588 | 0 | 157.5273 | 0
30.12. | 24 | 235.248 |  | 69.3418 | 9.588 | 0 | 156.3182 | 0
31.12. | 1 | 232.08 |  | 68.9374 | 9.588 | 0 | 153.5545 | 0
31.12. | 2 | 233.6471 |  | 69.8136 | 9.588 | 0 | 154.2455 | 0
31.12. | 3 | 228.3938 |  | 68.533 | 9.588 | 0 | 150.2727 | 0
31.12. | 4 | 224.7286 |  | 68.6678 | 9.588 | 0 | 146.4727 | 0
31.12. | 5 | 223.1192 |  | 69.4766 | 9.588 | 0 | 144.0545 | 0
31.12. | 6 | 223.3468 |  | 68.6678 | 9.588 | 0 | 145.0909 | 0
31.12. | 7 | 218.7126 |  | 68.87 | 9.588 | 0 | 140.2545 | 0
31.12. | 8 | 227.9599 |  | 67.9264 | 9.588 | 0 | 150.4455 | 0
31.12. | 9 | 232.059 |  | 68.3982 | 9.588 | 0 | 154.0727 | 0
31.12. | 10 | 232.712 |  | 68.533 | 9.588 | 0 | 154.5909 | 0
31.12. | 11 | 229.0004 |  | 69.1396 | 9.588 | 0 | 150.2727 | 0
31.12. | 12 | 234.6414 |  | 68.7352 | 9.588 | 0 | 156.3182 | 0
31.12. | 13 | 235.4925 |  | 67.859 | 9.588 | 0 | 158.0455 | 0
31.12. | 14 | 236.3223 |  | 69.207 | 9.588 | 0 | 157.5273 | 0
31.12. | 15 | 234.1107 |  | 67.859 | 9.588 | 0 | 156.6636 | 0
31.12. | 16 | 232.2696 |  | 68.2634 | 9.588 | 0 | 154.4182 | 0
31.12. | 17 | 234.5276 |  | 69.1396 | 9.588 | 0 | 155.8 | 0
31.12. | 18 | 236.0991 |  | 68.4656 | 9.588 | 0 | 158.0455 | 0
31.12. | 19 | 235.7831 |  | 68.6678 | 9.588 | 0 | 157.5273 | 0
31.12. | 20 | 236.0402 |  | 68.0612 | 9.588 | 0 | 158.3909 | 0
31.12. | 21 | 236.4107 |  | 69.8136 | 9.588 | 0 | 157.0091 | 0
31.12. | 22 | 233.8916 |  | 68.3308 | 9.588 | 0 | 155.9727 | 0
31.12. | 23 | 235.9728 |  | 67.9938 | 9.588 | 0 | 158.3909 | 0
31.12. | 24 | 234.9279 |  | 68.3308 | 9.588 | 0 | 157.0091 | 0